## ALDESVENT
DESIGN CRITERIA
|  |  |  | CONTINUOUS |  |  |  | SELECT A CITY IN NORTH AMERICA
|  |  |  | LO SPEED | HI SPEED | [10 empty] | ERROR: HI speed can not be less than Lo speed
BUILDING HEIGHT (FEET) |  |  |  | 450 |  | FEET
NUMBER OF FLOORS |  |  |  | 30 |  | QTY
AIRFLOW (CFM PER FLOOR) |  |  |  | 450 |  | CFM
FAN MOTOR POWER CONSUMPTION : |  |  |  | 1500 |  | WATTS |  | EXISTING MECHANICAL SYSTEM PERFORMANCE:
FAN MOTOR POWER CONSUMPTION : |  |  |  | 24 | 0 | HRS/DAY |  | EXISTING MECHANICAL SYSTEM PERFORMANCE:
TOTAL CFM |  |  |  | 13500 |  |  |  | HEATING SYSTEM SEASONAL EFF'Y OR COP (%): |  |  |  |  | 70 | %
[8 empty] | A/C SEASONAL EFFICIENCY (SEER): (ENTER "0" FOR NO A/C) |  |  |  |  | 10 | BTU/WATT
INDOOR TEMPERATURE |  | 72
[8 empty] | UNIT ENERGY COSTS | [33 empty] | TRUE | 92075.7956 | 0 | 168845.9863 | 0 | 1 | 0 | 0 | 0 | 0 | 0
[8 empty] | FOSSIL FUEL ($/THERM) |  |  | Natural Gas Rates: |  | 1.05 | $/THERM | [27 empty] | TRUE | 70270.0014 | 0 | 124554.2975 | 0 | 1 | 0 | 0 | 0 | 0 | 0
UTILIZATION CHARACTERISTICS* | [7 empty] | ELECTRICITY ($/KWH) |  |  | Electricity Prices by State: |  | 0.16 | $/KWH | [27 empty] | TRUE | 53726.546 | 0 | 88505.5967 | 0 | 1 | 0 | 0 | 0 | 0 | 0
BALANCE POINT OUTDOOR TEMP (F): |  |  |  |  | 58 |  |  |  | Energy Reference: |  | www.eia.doe.gov | [30 empty] | TRUE | 27241.6625 | 0 | 40895.01 | 0 | 1 | 0 | 0 | 0 | 0 | 0
PRESSURIZATION FACTOR: |  |  |  |  | 1 |  |  | HEAT SOURCE: | [33 empty] | TRUE | 4144.9824 | 4633.7352 | 5172.3771 | 5782.2744 | 1 | 0 | 0 | 0 | 0 | 0
THERMOSTAT SET-POINT USED FOR COOLING (F): |  |  |  |  | 73 |  |  | Enter "E" (Electricity) or "F" (Fossil Fuel): |  |  |  |  | F | [28 empty] | TRUE | 30.7779 | 20343.7971 | 31.2979 | 20687.5221 | 1 | 0 | 0 | 0 | 0 | 0
SEASONAL USE FACTOR (Select months requiring mechanical ventilation): | [41 empty] | TRUE | 0 | 48285.4887 | 0 | 54146.4157 | 1 | 0 | 0 | 0 | 0 | 0
[11 empty] | SELECT TO PERFORM ENERGY CALCULATIONS FROM WEATHER DATA | [30 empty] | TRUE | 0 | 40959.0089 | 0 | 42475.1195 | 1 | 0 | 0 | 0 | 0 | 0
[42 empty] | TRUE | 837.1246 | 24217.2798 | 924.9725 | 26758.642 | 1 | 0 | 0 | 0 | 0 | 0
[42 empty] | TRUE | 11835.2886 | 4.4427 | 16291.3641 | 6.1155 | 1 | 0 | 0 | 0 | 0 | 0
[16 empty] | MODE 1 | 0.9 | MODE2 | [23 empty] | TRUE | 37784.0247 | 0 | 59334.6296 | 0 | 1 | 0 | 0 | 0 | 0 | 0
[16 empty] | e | f | E jan | E feb | [10 empty] | F Jan | [11 empty] | TRUE | 67822.5641 | 0 | 116827.3782 | 0 | 1 | 0 | 0 | 0 | 0 | 0
[16 empty] | 83604.2897 | 18720.8136 | 38593.3683 | 28469.5537 | 20229.8507 | 9347.4309 | 1182.2576 | 7.1538 | 0 | 0 | 211.4223 | 3723.7404 | 13562.201 | 26703.4007 | 8641.8922 | 6374.9505 | 4529.9023 | 2093.0925 | 264.7331 | 1.6019 | 0 | 0 | 47.342 | 833.8262 | 3036.8709 | 5979.4706 |  | 365768.7676 | 138443.7524 | 621382.9098 | 149856.0892 | 12 | 0 | 0 | 0 | 0 | 0
ACTUAL AIRFLOW RATE (CFM)
| 13500 | 24755.9177 | 23928.8883 | 22239.0167 | 20266.1139 | 16846.1729 | 13728.0935 | 15138.6396 | 13999.7068 | 14916.6905 | 18582.8519 | 21199.8988 | 23254.3495 | TOTAL W/STACK EFFECT |  | 7558.2314 | 7558.2314 | 0 | 0 | 0 | 0 | 315.6789 | 1129.4195 | 2956.0824 | 2318.8969 | 1460.8677 | 0.33387 | 0 | 0 | 0 | 0 | 0 | 0 | 315.6789 | 1129.4195 | 2956.0824 | 2318.8969 | 1460.8677 | 0.33387 | 0 | 0 | FALSE | 0.14286
ENERGY $$$ ANALYSIS | DESIGN | JAN | FEB | MAR | APR | MAY | JUN | JUL | AUG | SEP | OCT | NOV | DEC | [28 empty] | FALSE | 0.14286
HEATING ENERGY | [15 empty] | 2102.4 | 2102.4 | 175.2 | 175.2 | 175.2 | 175.2 | 175.2 | 175.2 | 175.2 | 175.2 | 175.2 | 175.2 | 175.2 | 175.2 | 175.2 | 175.2 | 175.2 | 175.2 | 175.2 | 175.2 | 175.2 | 175.2 | 175.2 | 175.2 | 175.2 | 175.2 | FALSE | 0.14286
KWH/YR | 365768.7676 | 168845.9863 | 124554.2975 | 88505.5967 | 40895.01 | 5172.3771 | 31.2979 | 0 | 0 | 924.9725 | 16291.3641 | 59334.6296 | 116827.3782 | 621382.9098 | [27 empty] | FALSE | 0.14286
BTU x 1000 | 1248054.2427 | 576126.1438 | 424996.7005 | 301993.4867 | 139539.4994 | 17648.8748 | 106.7928 | 0 | 0 | 3156.1355 | 55588.415 | 202458.0629 | 398631.3703 | 2120245.4817 | [27 empty] | FALSE | 0.14286
[42 empty] | FALSE | 0.14286
COOLING ENERGY | [15 empty] | 1 | 1 | [24 empty] | FALSE | 0.14286
KWH/YR | 138443.7524 | 0 | 0 | 0 | 0 | 5782.2744 | 20687.5221 | 54146.4157 | 42475.1195 | 26758.642 | 6.1155 | 0 | 0 | 149856.0892 | [28 empty] | 1
BTU x 1000 | 472389.4653 | 0 | 0 | 0 | 0 | 19729.9296 | 70588.7215 | 184755.1509 | 144931.0544 | 91304.2329 | 20.8668 | 0 | 0 | 511329.9561
SEER BASED KWH | 47238.9465 | 0 | 0 | 0 | 0 | 1972.993 | 7058.8721 | 18475.5151 | 14493.1054 | 9130.4233 | 2.0867 | 0 | 0 | 51132.9956
FAN MOTOR ENERGY
KWH/YR | 13140 | 1095 | 1095 | 1095 | 1095 | 1095 | 1095 | 1095 | 1095 | 1095 | 1095 | 1095 | 1095 | 13140 | [28 empty] | 29.3
33.402
COST OF HEATING | 18720.8136 | 8641.8922 | 6374.9505 | 4529.9023 | 2093.0925 | 264.7331 | 1.6019 | 0 | 0 | 47.342 | 833.8262 | 3036.8709 | 5979.4706 | 31803.6822 | [28 empty] | 41.3172
FRESH AIR ($) | [42 empty] | 49.7602
62.3278
COST OF COOLING | 7558.2314 | 0 | 0 | 0 | 0 | 315.6789 | 1129.4195 | 2956.0824 | 2318.8969 | 1460.8677 | 0.33387 | 0 | 0 | 8181.2793 | [28 empty] | 71.4265
FRESH AIR ($) | [14 empty] | FALSE | FALSE | FALSE | FALSE | [24 empty] | 76.4029
[15 empty] | 0 |  | 0 | [25 empty] | 73.2732
COST OF OPERATING | 2102.4 | 175.2 | 175.2 | 175.2 | 175.2 | 175.2 | 175.2 | 175.2 | 175.2 | 175.2 | 175.2 | 175.2 | 175.2 | 2102.4 | [28 empty] | 68.2315
FAN MOTOR(S) ($) | [42 empty] | 56.277
45.8717
ANNUAL OPERATING | 28381.4451 | 8817.0922 | 6550.1505 | 4705.1023 | 2268.2925 | 755.612 | 1306.2214 | 3131.2824 | 2494.0969 | 1683.4098 | 1009.3601 | 3212.0709 | 6154.6706 | 42087.3615 | [28 empty] | 36.6367
COST TOTAL ($) | [42 empty] | 644.2268 | 53.6856
| NOV: Cost Impact of Stack Effect: | 13705.9164
*AIRFLOW INCLUDING STACK EFFECT
|  |  |  | CONTINUOUS | INTERMITTENT | CFM
|  |  |  | LO SPEED | HI SPEED
|  |  |  | 24755.9177 | 0 | CFM
MOTOR POWER CONSUMPTION : | MAR: 1500; APR: 0; MAY: WATTS
HOURS OPERATION: | MAR: 24; APR: 0; MAY: HRS/DAY
ENERGY RECOVERY APPARENT SENSIBLE EFF (%) | APR: 0; MAY: %
ENERGY RECOVERY TOTAL EFFECTIVENESS (%) | APR: 0; MAY: %
| JUL: Notes: This calculation is based on a design of 30 cfm per grille, one |  | 0 | 1 | 0
| JUL: grille per floor, 10 floors. |  | 0 | 2 | 0
| JUL: Annual energy savings by eliminating stack effect is $19.36 per grille. |  | 0 | 3 | 0
[15 empty] | 0 | 4 | 0
[15 empty] | 0 | 5 | 0
[15 empty] | 0 | 6 | 0
| JAN: ERROR - Start time can not be after stop time, if both are both AM or PM |  | 0 | 7 | 0
[15 empty] | 0 | 8 | 0
| JAN: ERROR - Can not start and stop at the same time |  | 0 | 9 | 0
[15 empty] | 0 | 10 | 0
| JAN: ERROR - Can not start and stop at the same time |  | 0 | 11 | 0
[15 empty] | 0 | 12 | 0
[15 empty] | 0 | 13 | 0
[15 empty] | 0 | 14 | 0
[15 empty] | 0 | 15 | 0
[15 empty] | 0 | 16 | 0
[15 empty] | 0 | 17 | 0
[15 empty] | 0 | 18 | 0
[15 empty] | 0 | 19 | 0
[15 empty] | 0 | 20 | 0
[15 empty] | 0 | 21 | 0
[15 empty] | 0 | 22 | 0
[15 empty] | 0 | 23 | 0
[15 empty] | 0 | 24 | 0
24
UNOCCUPIED TIME HOURLY ADJUSTMENT FACTOR (Select HOURS of equipment shut-down)
Unoccupied START Time | FEB: Unoccupied STOP Time
UNOCCUPIED TIME DAILY ADJUSTMENT FACTOR (Select DAYS of equipment shut-down)
Seasonal Use Factor Accounts for periods when mechanical ventilation is turned off. Leaving a month unchecked assumes natural or no ventilation (no mechanical system operation).
Balance Point Temperature (BPT): The outdoor temperature at which the dwelling requires operation of the heating system to maintain 70F indoor temperature. Solar gain, internal heat sources and high insulation levels lower the BPT.
Pressurization Factor: For balanced mechanical ventilation, the airflows are additive to natural infiltration. For supply or exhaust mechanical ventilation, the natural infiltration is included in the mechanical rate. Except for homes of extremely tight construction, the additional airflow above infiltration, averaged over the year, is approximately half the nominal fan rate. Enter Pressurization factor (0.5 -1.0) where 1.0 represents zero ELA (no natural leakage), and .5 represents higher ELA. Average ELA is represented by .75.
Unit Energy Costs: Use local data, or refer to the Linked sites to look up recent costs for each fuel type according to sector and geographical region. For general energy information: http://www.eia.doe.gov
DATA MUST BE ENTERED IN HIGHLIGHTED AREAS. IF EXHAUST ONLY VENTILATION IS USED INTERMITTENTLY ONLY, ENTER "0" IN BOTH AIRFLOW AND MOTOR POWER CONSUMPTION FOR CONTINUOUS OPERATION.
VENTILATION ENERGY/COST ESTIMATOR MODEL TO COMPARE DESIGN VERSUS STACK EFFECT
BY: AMERICAN ALDES VENTILATION CORPORATION
2000 COPYRIGHT AVCE1.xls S/N001
Calculate
JANUARY
FEBRUARY
MARCH
APRIL
MAY
JUNE
JULY
AUGUST
SEPTEMBER
OCTOBER
NOVEMBER
DECEMBER
PM
AM
AM
PM
MONDAY
TUESDAY
THURSDAY
WEDNESDAY
FRIDAY
SATURDAY
SUNDAY

## Sheet4
JANUARY | [8 empty] | FEBRUARY | [7 empty] | MARCH | [7 empty] | APRIL | [7 empty] | MAY | [7 empty] | JUNE | [7 empty] | JULY | [7 empty] | AUGUST | [7 empty] | SEPTEMBER | [7 empty] | OCTOBER | [7 empty] | NOVEMBER | [7 empty] | DECEMBER
Outside temperature |  | 29.3 | Pressure at the opening | Bldg Ht | 450 | height |  |  | Outside temperature |  | 33.402 | Pressure at the opening | Bldg Ht | 450 | height |  | Outside temperature |  | 41.3172 | Pressure at the opening | Bldg Ht | 450 | height |  | Outside temperature |  | 49.7602 | Pressure at the opening | Bldg Ht | 450 | height |  | Outside temperature |  | 62.3278 | Pressure at the opening | Bldg Ht | 450 | height |  | Outside temperature |  | 71.4265 | Pressure at the opening | Bldg Ht | 450 | height |  | Outside temperature |  | 76.4029 | Pressure at the opening | Bldg Ht | 450 | height |  | Outside temperature |  | 73.2732 | Pressure at the opening | Bldg Ht | 450 | height |  | Outside temperature |  | 68.2315 | Pressure at the opening | Bldg Ht | 450 | height |  | Outside temperature |  | 56.277 | Pressure at the opening | Bldg Ht | 450 | height |  | Outside temperature |  | 45.8717 | Pressure at the opening | Bldg Ht | 450 | height |  | Outside temperature |  | 36.6367 | Pressure at the opening | Bldg Ht | 450 | height
Inside temperature |  | 72 | 0.1 | Stories | 30 | floors |  |  | Inside temperature |  | 72 | 0.1 | Stories | 30 | floors |  | Inside temperature |  | 72 | 0.1 | Stories | 30 | floors |  | Inside temperature |  | 72 | 0.1 | Stories | 30 | floors |  | Inside temperature |  | 72 | 0.1 | Stories | 30 | floors |  | Inside temperature |  | 72 | 0.1 | Stories | 30 | floors |  | Inside temperature |  | 72 | 0.1 | Stories | 30 | floors |  | Inside temperature |  | 72 | 0.1 | Stories | 30 | floors |  | Inside temperature |  | 72 | 0.1 | Stories | 30 | floors |  | Inside temperature |  | 72 | 0.1 | Stories | 30 | floors |  | Inside temperature |  | 72 | 0.1 | Stories | 30 | floors |  | Inside temperature |  | 72 | 0.1 | Stories | 30 | floors
Constant |  | 2.74e-05 |  | Airflow Rate | 450 | cfm |  |  | Constant |  | 2.74e-05 |  | Airflow Rate | 450 | cfm |  | Constant |  | 2.74e-05 |  | Airflow Rate | 450 | cfm |  | Constant |  | 2.74e-05 |  | Airflow Rate | 450 | cfm |  | Constant |  | 2.74e-05 |  | Airflow Rate | 450 | cfm |  | Constant |  | 2.74e-05 |  | Airflow Rate | 450 | cfm |  | Constant |  | 2.74e-05 |  | Airflow Rate | 450 | cfm |  | Constant |  | 2.74e-05 |  | Airflow Rate | 450 | cfm |  | Constant |  | 2.74e-05 |  | Airflow Rate | 450 | cfm |  | Constant |  | 2.74e-05 |  | Airflow Rate | 450 | cfm |  | Constant |  | 2.74e-05 |  | Airflow Rate | 450 | cfm |  | Constant |  | 2.74e-05 |  | Airflow Rate | 450 | cfm
Floor | Vertical Distance of grille to fan | Stack Pressure | Change In Flow From… |  | New CFM | Vertical Distance of grille to fan |  |  | Floor | Vertical Distance of grille to fan | Stack Pressure | Change In Flow From… |  | New CFM | Vertical Distance of grille to fan |  | Floor | Vertical Distance of grille to fan | Stack Pressure | Change In Flow From… |  | New CFM | Vertical Distance of grille to fan |  | Floor | Vertical Distance of grille to fan | Stack Pressure | Change In Flow From… |  | New CFM | Vertical Distance of grille to fan |  | Floor | Vertical Distance of grille to fan | Stack Pressure | Change In Flow From… |  | New CFM | Vertical Distance of grille to fan |  | Floor | Vertical Distance of grille to fan | Stack Pressure | Change In Flow From… |  | New CFM | Vertical Distance of grille to fan |  | Floor | Vertical Distance of grille to fan | Stack Pressure | Change In Flow From… |  | New CFM | Vertical Distance of grille to fan |  | Floor | Vertical Distance of grille to fan | Stack Pressure | Change In Flow From… |  | New CFM | Vertical Distance of grille to fan |  | Floor | Vertical Distance of grille to fan | Stack Pressure | Change In Flow From… |  | New CFM | Vertical Distance of grille to fan |  | Floor | Vertical Distance of grille to fan | Stack Pressure | Change In Flow From… |  | New CFM | Vertical Distance of grille to fan |  | Floor | Vertical Distance of grille to fan | Stack Pressure | Change In Flow From… |  | New CFM | Vertical Distance of grille to fan |  | Floor | Vertical Distance of grille to fan | Stack Pressure | Change In Flow From… |  | New CFM | Vertical Distance of grille to fan
|  |  | 450 | [8 empty] | 450 | [7 empty] | 450 | [7 empty] | 450 | [7 empty] | 450 | [7 empty] | 450 | [7 empty] | 450 | [7 empty] | 450 | [7 empty] | 450 | [7 empty] | 450 | [7 empty] | 450 | [7 empty] | 450
48 | 0.36 | -0.31589 | -2.1589 | 0 | 0 | -270 | 0 |  | 48 | 0.36 | -0.28555 | -1.8555 | 0 | 0 | -270 |  | 48 | 0.36 | -0.22699 | -1.2699 | 0 | 0 | -270 |  | 48 | 0.36 | -0.16453 | -0.6453 | 0 | 0 | -270 |  | 48 | 0.36 | -0.071555 | 0.28445 | 0 | 0 | -270 |  | 48 | 0.36 | -0.0042428 | 0.95757 | 0 | 0 | -270 |  | 48 | 0.36 | -0.032573 | 0.67427 | 0 | 0 | -270 |  | 48 | 0.36 | -0.0094193 | 0.90581 | 0 | 0 | -270 |  | 48 | 0.36 | -0.027879 | 0.72121 | 0 | 0 | -270 |  | 48 | 0.36 | -0.11632 | -0.16319 | 0 | 0 | -270 |  | 48 | 0.36 | -0.1933 | -0.93297 | 0 | 0 | -270 |  | 48 | 0.36 | -0.26162 | -1.6162 | 0 | 0 | -270
47 | 11.29 | -0.29834 | -1.9834 | 0 | 0 | -255 |  | 0 | 47 | 11.29 | -0.26968 | -1.6968 | 0 | 0 | -255 | 0 | 47 | 11.29 | -0.21438 | -1.1438 | 0 | 0 | -255 | 0 | 47 | 11.29 | -0.15539 | -0.55389 | 0 | 0 | -255 | 0 | 47 | 11.29 | -0.06758 | 0.3242 | 0 | 0 | -255 | 0 | 47 | 11.29 | -0.004007 | 0.95993 | 0 | 0 | -255 | 0 | 47 | 11.29 | -0.030763 | 0.69237 | 0 | 0 | -255 | 0 | 47 | 11.29 | -0.008896 | 0.91104 | 0 | 0 | -255 | 0 | 47 | 11.29 | -0.026331 | 0.73669 | 0 | 0 | -255 | 0 | 47 | 11.29 | -0.10986 | -0.098565 | 0 | 0 | -255 | 0 | 47 | 11.29 | -0.18256 | -0.82558 | 0 | 0 | -255 | 0 | 47 | 11.29 | -0.24708 | -1.4708 | 0 | 0 | -255 | 0
46 | 22.22 | -0.2808 | -1.808 | 0 | 0 | -240 |  |  | 46 | 22.22 | -0.25382 | -1.5382 | 0 | 0 | -240 |  | 46 | 22.22 | -0.20177 | -1.0177 | 0 | 0 | -240 |  | 46 | 22.22 | -0.14625 | -0.46249 | 0 | 0 | -240 |  | 46 | 22.22 | -0.063604 | 0.36396 | 0 | 0 | -240 |  | 46 | 22.22 | -0.0037713 | 0.96229 | 0 | 0 | -240 |  | 46 | 22.22 | -0.028953 | 0.71047 | 0 | 0 | -240 |  | 46 | 22.22 | -0.0083727 | 0.91627 | 0 | 0 | -240 |  | 46 | 22.22 | -0.024782 | 0.75218 | 0 | 0 | -240 |  | 46 | 22.22 | -0.10339 | -0.033943 | 0 | 0 | -240 |  | 46 | 22.22 | -0.17182 | -0.71819 | 0 | 0 | -240 |  | 46 | 22.22 | -0.23255 | -1.3255 | 0 | 0 | -240
45 | 33.15 | -0.26325 | -1.6325 | 0 | 0 | -225 |  |  | 45 | 33.15 | -0.23796 | -1.3796 | 0 | 0 | -225 |  | 45 | 33.15 | -0.18916 | -0.8916 | 0 | 0 | -225 |  | 45 | 33.15 | -0.13711 | -0.37108 | 0 | 0 | -225 |  | 45 | 33.15 | -0.059629 | 0.40371 | 0 | 0 | -225 |  | 45 | 33.15 | -0.0035356 | 0.96464 | 0 | 0 | -225 |  | 45 | 33.15 | -0.027144 | 0.72856 | 0 | 0 | -225 |  | 45 | 33.15 | -0.0078494 | 0.92151 | 0 | 0 | -225 |  | 45 | 33.15 | -0.023233 | 0.76767 | 0 | 0 | -225 |  | 45 | 33.15 | -0.096932 | 0.030678 | 0 | 0 | -225 |  | 45 | 33.15 | -0.16108 | -0.61081 | 0 | 0 | -225 |  | 45 | 33.15 | -0.21801 | -1.1801 | 0 | 0 | -225
44 | 44.08 | -0.2457 | -1.457 | 0 | 0 | -210 |  |  | 44 | 44.08 | -0.22209 | -1.2209 | 0 | 0 | -210 |  | 44 | 44.08 | -0.17655 | -0.76549 | 0 | 0 | -210 |  | 44 | 44.08 | -0.12797 | -0.27968 | 0 | 0 | -210 |  | 44 | 44.08 | -0.055654 | 0.44346 | 0 | 0 | -210 |  | 44 | 44.08 | -0.0032999 | 0.967 | 0 | 0 | -210 |  | 44 | 44.08 | -0.025334 | 0.74666 | 0 | 0 | -210 |  | 44 | 44.08 | -0.0073261 | 0.92674 | 0 | 0 | -210 |  | 44 | 44.08 | -0.021684 | 0.78316 | 0 | 0 | -210 |  | 44 | 44.08 | -0.09047 | 0.0953 | 0 | 0 | -210 |  | 44 | 44.08 | -0.15034 | -0.50342 | 0 | 0 | -210 |  | 44 | 44.08 | -0.20348 | -1.0348 | 0 | 0 | -210
43 | 55.01 | -0.22815 | -1.2815 | 0 | 0 | -195 |  |  | 43 | 55.01 | -0.20623 | -1.0623 | 0 | 0 | -195 |  | 43 | 55.01 | -0.16394 | -0.63938 | 0 | 0 | -195 |  | 43 | 55.01 | -0.11883 | -0.18827 | 0 | 0 | -195 |  | 43 | 55.01 | -0.051678 | 0.48322 | 0 | 0 | -195 |  | 43 | 55.01 | -0.0030642 | 0.96936 | 0 | 0 | -195 |  | 43 | 55.01 | -0.023525 | 0.76475 | 0 | 0 | -195 |  | 43 | 55.01 | -0.0068028 | 0.93197 | 0 | 0 | -195 |  | 43 | 55.01 | -0.020135 | 0.79865 | 0 | 0 | -195 |  | 43 | 55.01 | -0.084008 | 0.15992 | 0 | 0 | -195 |  | 43 | 55.01 | -0.1396 | -0.39603 | 0 | 0 | -195 |  | 43 | 55.01 | -0.18895 | -0.88946 | 0 | 0 | -195
42 | 65.94 | -0.2106 | -1.106 | 0 | 0 | -180 |  |  | 42 | 65.94 | -0.19037 | -0.90366 | 0 | 0 | -180 |  | 42 | 65.94 | -0.15133 | -0.51328 | 0 | 0 | -180 |  | 42 | 65.94 | -0.10969 | -0.096864 | 0 | 0 | -180 |  | 42 | 65.94 | -0.047703 | 0.52297 | 0 | 0 | -180 |  | 42 | 65.94 | -0.0028285 | 0.97171 | 0 | 0 | -180 |  | 42 | 65.94 | -0.021715 | 0.78285 | 0 | 0 | -180 |  | 42 | 65.94 | -0.0062795 | 0.9372 | 0 | 0 | -180 |  | 42 | 65.94 | -0.018586 | 0.81414 | 0 | 0 | -180 |  | 42 | 65.94 | -0.077546 | 0.22454 | 0 | 0 | -180 |  | 42 | 65.94 | -0.12886 | -0.28865 | 0 | 0 | -180 |  | 42 | 65.94 | -0.17441 | -0.74412 | 0 | 0 | -180
41 | 76.87 | -0.19305 | -0.93047 | 0 | 0 | -165 |  |  | 41 | 76.87 | -0.1745 | -0.74502 | 0 | 0 | -165 |  | 41 | 76.87 | -0.13872 | -0.38717 | 0 | 0 | -165 |  | 41 | 76.87 | -0.10055 | -0.0054591 | 0 | 0 | -165 |  | 41 | 76.87 | -0.043728 | 0.56272 | 0 | 0 | -165 |  | 41 | 76.87 | -0.0025928 | 0.97407 | 0 | 0 | -165 |  | 41 | 76.87 | -0.019906 | 0.80094 | 0 | 0 | -165 |  | 41 | 76.87 | -0.0057563 | 0.94244 | 0 | 0 | -165 |  | 41 | 76.87 | -0.017037 | 0.82963 | 0 | 0 | -165 |  | 41 | 76.87 | -0.071084 | 0.28916 | 0 | 0 | -165 |  | 41 | 76.87 | -0.11813 | -0.18126 | 0 | 0 | -165 |  | 41 | 76.87 | -0.15988 | -0.59878 | 0 | 0 | -165
40 | 87.8 | -0.1755 | -0.75497 | 0 | 0 | -150 |  |  | 40 | 87.8 | -0.15864 | -0.58638 | 0 | 0 | -150 |  | 40 | 87.8 | -0.12611 | -0.26106 | 0 | 0 | -150 |  | 40 | 87.8 | -0.091405 | 0.085946 | 0 | 0 | -150 |  | 40 | 87.8 | -0.039753 | 0.60247 | 0 | 0 | -150 |  | 40 | 87.8 | -0.0023571 | 0.97643 | 0 | 0 | -150 |  | 40 | 87.8 | -0.018096 | 0.81904 | 0 | 0 | -150 |  | 40 | 87.8 | -0.005233 | 0.94767 | 0 | 0 | -150 |  | 40 | 87.8 | -0.015489 | 0.84511 | 0 | 0 | -150 |  | 40 | 87.8 | -0.064621 | 0.35379 | 0 | 0 | -150 |  | 40 | 87.8 | -0.10739 | -0.073871 | 0 | 0 | -150 |  | 40 | 87.8 | -0.14534 | -0.45343 | 0 | 0 | -150
39 | 98.73 | -0.15795 | -0.57947 | 0 | 0 | -135 |  |  | 39 | 98.73 | -0.14277 | -0.42774 | 0 | 0 | -135 |  | 39 | 98.73 | -0.1135 | -0.13496 | 0 | 0 | -135 |  | 39 | 98.73 | -0.082265 | 0.17735 | 0 | 0 | -135 |  | 39 | 98.73 | -0.035777 | 0.64223 | 0 | 0 | -135 |  | 39 | 98.73 | -0.0021214 | 0.97879 | 0 | 0 | -135 |  | 39 | 98.73 | -0.016286 | 0.83714 | 0 | 0 | -135 |  | 39 | 98.73 | -0.0047097 | 0.9529 | 0 | 0 | -135 |  | 39 | 98.73 | -0.01394 | 0.8606 | 0 | 0 | -135 |  | 39 | 98.73 | -0.058159 | 0.41841 | 0 | 0 | -135 |  | 39 | 98.73 | -0.096648 | 0.033516 | 0 | 0 | -135 |  | 39 | 98.73 | -0.13081 | -0.30809 | 0 | 0 | -135
38 | 109.66 | -0.1404 | -0.40398 | 0 | 0 | -120 |  |  | 38 | 109.66 | -0.12691 | -0.2691 | 0 | 0 | -120 |  | 38 | 109.66 | -0.10089 | -0.0088512 | 0 | 0 | -120 |  | 38 | 109.66 | -0.073124 | 0.26876 | 0 | 0 | -120 |  | 38 | 109.66 | -0.031802 | 0.68198 | 0 | 0 | -120 |  | 38 | 109.66 | -0.0018857 | 0.98114 | 0 | 0 | -120 |  | 38 | 109.66 | -0.014477 | 0.85523 | 0 | 0 | -120 |  | 38 | 109.66 | -0.0041864 | 0.95814 | 0 | 0 | -120 |  | 38 | 109.66 | -0.012391 | 0.87609 | 0 | 0 | -120 |  | 38 | 109.66 | -0.051697 | 0.48303 | 0 | 0 | -120 |  | 38 | 109.66 | -0.08591 | 0.1409 | 0 | 0 | -120 |  | 38 | 109.66 | -0.11627 | -0.16275 | 0 | 0 | -120
37 | 120.59 | -0.12285 | -0.22848 | 0 | 0 | -105 |  |  | 37 | 120.59 | -0.11105 | -0.11047 | 0 | 0 | -105 |  | 37 | 120.59 | -0.088274 | 0.11726 | 0 | 0 | -105 |  | 37 | 120.59 | -0.063984 | 0.36016 | 0 | 0 | -105 |  | 37 | 120.59 | -0.027827 | 0.72173 | 0 | 0 | -105 |  | 37 | 120.59 | -0.00165 | 0.9835 | 0 | 0 | -105 |  | 37 | 120.59 | -0.012667 | 0.87333 | 0 | 0 | -105 |  | 37 | 120.59 | -0.0036631 | 0.96337 | 0 | 0 | -105 |  | 37 | 120.59 | -0.010842 | 0.89158 | 0 | 0 | -105 |  | 37 | 120.59 | -0.045235 | 0.54765 | 0 | 0 | -105 |  | 37 | 120.59 | -0.075171 | 0.24829 | 0 | 0 | -105 |  | 37 | 120.59 | -0.10174 | -0.017402 | 0 | 0 | -105
36 | 131.52 | -0.1053 | -0.052982 | 0 | 0 | -90 |  |  | 36 | 131.52 | -0.095183 | 0.048172 | 0 | 0 | -90 |  | 36 | 131.52 | -0.075664 | 0.24336 | 0 | 0 | -90 |  | 36 | 131.52 | -0.054843 | 0.45157 | 0 | 0 | -90 |  | 36 | 131.52 | -0.023852 | 0.76148 | 0 | 0 | -90 |  | 36 | 131.52 | -0.0014143 | 0.98586 | 0 | 0 | -90 |  | 36 | 131.52 | -0.010858 | 0.89142 | 0 | 0 | -90 |  | 36 | 131.52 | -0.0031398 | 0.9686 | 0 | 0 | -90 |  | 36 | 131.52 | -0.0092931 | 0.90707 | 0 | 0 | -90 |  | 36 | 131.52 | -0.038773 | 0.61227 | 0 | 0 | -90 |  | 36 | 131.52 | -0.064432 | 0.35568 | 0 | 0 | -90 |  | 36 | 131.52 | -0.087206 | 0.12794 | 0 | 0 | -90
35 | 142.45 | -0.087748 | 0.12251 | 0 | 0 | -75 |  |  | 35 | 142.45 | -0.079319 | 0.20681 | 0 | 0 | -75 |  | 35 | 142.45 | -0.063053 | 0.36947 | 0 | 0 | -75 |  | 35 | 142.45 | -0.045703 | 0.54297 | 0 | 0 | -75 |  | 35 | 142.45 | -0.019876 | 0.80124 | 0 | 0 | -75 |  | 35 | 142.45 | -0.0011785 | 0.98821 | 0 | 0 | -75 |  | 35 | 142.45 | -0.009048 | 0.90952 | 0 | 0 | -75 |  | 35 | 142.45 | -0.0026165 | 0.97384 | 0 | 0 | -75 |  | 35 | 142.45 | -0.0077443 | 0.92256 | 0 | 0 | -75 |  | 35 | 142.45 | -0.032311 | 0.67689 | 0 | 0 | -75 |  | 35 | 142.45 | -0.053694 | 0.46306 | 0 | 0 | -75 |  | 35 | 142.45 | -0.072672 | 0.27328 | 0 | 0 | -75
34 | 153.38 | -0.070199 | 0.29801 | 0 | 0 | -60 |  |  | 34 | 153.38 | -0.063455 | 0.36545 | 0 | 0 | -60 |  | 34 | 153.38 | -0.050443 | 0.49557 | 0 | 0 | -60 |  | 34 | 153.38 | -0.036562 | 0.63438 | 0 | 0 | -60 |  | 34 | 153.38 | -0.015901 | 0.84099 | 0 | 0 | -60 |  | 34 | 153.38 | -0.00094283 | 0.99057 | 0 | 0 | -60 |  | 34 | 153.38 | -0.0072384 | 0.92762 | 0 | 0 | -60 |  | 34 | 153.38 | -0.0020932 | 0.97907 | 0 | 0 | -60 |  | 34 | 153.38 | -0.0061954 | 0.93805 | 0 | 0 | -60 |  | 34 | 153.38 | -0.025849 | 0.74151 | 0 | 0 | -60 |  | 34 | 153.38 | -0.042955 | 0.57045 | 0 | 0 | -60 |  | 34 | 153.38 | -0.058137 | 0.41863 | 0 | 0 | -60
33 | 164.31 | -0.052649 | 0.47351 | 0 | 0 | -45 |  |  | 33 | 164.31 | -0.047591 | 0.52409 | 0 | 0 | -45 |  | 33 | 164.31 | -0.037832 | 0.62168 | 0 | 0 | -45 |  | 33 | 164.31 | -0.027422 | 0.72578 | 0 | 0 | -45 |  | 33 | 164.31 | -0.011926 | 0.88074 | 0 | 0 | -45 |  | 33 | 164.31 | -0.00070713 | 0.99293 | 0 | 0 | -45 |  | 33 | 164.31 | -0.0054288 | 0.94571 | 0 | 0 | -45 |  | 33 | 164.31 | -0.0015699 | 0.9843 | 0 | 0 | -45 |  | 33 | 164.31 | -0.0046466 | 0.95353 | 0 | 0 | -45 |  | 33 | 164.31 | -0.019386 | 0.80614 | 0 | 0 | -45 |  | 33 | 164.31 | -0.032216 | 0.67784 | 0 | 0 | -45 |  | 33 | 164.31 | -0.043603 | 0.56397 | 0 | 0 | -45
32 | 175.24 | -0.035099 | 0.64901 | 0 | 0 | -30 |  |  | 32 | 175.24 | -0.031728 | 0.68272 | 0 | 0 | -30 |  | 32 | 175.24 | -0.025221 | 0.74779 | 0 | 0 | -30 |  | 32 | 175.24 | -0.018281 | 0.81719 | 0 | 0 | -30 |  | 32 | 175.24 | -0.0079505 | 0.92049 | 0 | 0 | -30 |  | 32 | 175.24 | -0.00047142 | 0.99529 | 0 | 0 | -30 |  | 32 | 175.24 | -0.0036192 | 0.96381 | 0 | 0 | -30 |  | 32 | 175.24 | -0.0010466 | 0.98953 | 0 | 0 | -30 |  | 32 | 175.24 | -0.0030977 | 0.96902 | 0 | 0 | -30 |  | 32 | 175.24 | -0.012924 | 0.87076 | 0 | 0 | -30 |  | 32 | 175.24 | -0.021477 | 0.78523 | 0 | 0 | -30 |  | 32 | 175.24 | -0.029069 | 0.70931 | 0 | 0 | -30
31 | 186.17 | -0.01755 | 0.8245 | 0 | 0 | -15 |  |  | 31 | 186.17 | -0.015864 | 0.84136 | 0 | 0 | -15 |  | 31 | 186.17 | -0.012611 | 0.87389 | 0 | 0 | -15 |  | 31 | 186.17 | -0.0091405 | 0.90859 | 0 | 0 | -15 |  | 31 | 186.17 | -0.0039753 | 0.96025 | 0 | 0 | -15 |  | 31 | 186.17 | -0.00023571 | 0.99764 | 0 | 0 | -15 |  | 31 | 186.17 | -0.0018096 | 0.9819 | 0 | 0 | -15 |  | 31 | 186.17 | -0.0005233 | 0.99477 | 0 | 0 | -15 |  | 31 | 186.17 | -0.0015489 | 0.98451 | 0 | 0 | -15 |  | 31 | 186.17 | -0.0064621 | 0.93538 | 0 | 0 | -15 |  | 31 | 186.17 | -0.010739 | 0.89261 | 0 | 0 | -15 |  | 31 | 186.17 | -0.014534 | 0.85466 | 0 | 0 | -15
30 | 197.1 | 0 | 1 | 1 | 450 | 0 |  |  | 30 | 197.1 | 0 | 1 | 1 | 450 | 0 |  | 30 | 197.1 | 0 | 1 | 1 | 450 | 0 |  | 30 | 197.1 | 0 | 1 | 1 | 450 | 0 |  | 30 | 197.1 | 0 | 1 | 1 | 450 | 0 |  | 30 | 197.1 | 0 | 1 | 1 | 450 | 0 |  | 30 | 197.1 | 0 | 1 | 1 | 450 | 0 |  | 30 | 197.1 | 0 | 1 | 1 | 450 | 0 |  | 30 | 197.1 | 0 | 1 | 1 | 450 | 0 |  | 30 | 197.1 | 0 | 1 | 1 | 450 | 0 |  | 30 | 197.1 | 0 | 1 | 1 | 450 | 0 |  | 30 | 197.1 | 0 | 1 | 1 | 450 | 0
29 | 208.03 | 0.01755 | 1.1755 | 1.0842 | 487.8915 | 15 |  |  | 29 | 208.03 | 0.015864 | 1.1586 | 1.0764 | 484.3802 | 15 |  | 29 | 208.03 | 0.012611 | 1.1261 | 1.0612 | 477.5317 | 15 |  | 29 | 208.03 | 0.0091405 | 1.0914 | 1.0447 | 470.1166 | 15 |  | 29 | 208.03 | 0.0039753 | 1.0398 | 1.0197 | 458.8572 | 15 |  | 29 | 208.03 | 0.00023571 | 1.0024 | 1.0012 | 450.53 | 15 |  | 29 | 208.03 | 0.0018096 | 1.0181 | 1.009 | 454.0533 | 15 |  | 29 | 208.03 | 0.0005233 | 1.0052 | 1.0026 | 451.1759 | 15 |  | 29 | 208.03 | 0.0015489 | 1.0155 | 1.0077 | 453.4715 | 15 |  | 29 | 208.03 | 0.0064621 | 1.0646 | 1.0318 | 464.3122 | 15 |  | 29 | 208.03 | 0.010739 | 1.1074 | 1.0523 | 473.5461 | 15 |  | 29 | 208.03 | 0.014534 | 1.1453 | 1.0702 | 481.5932 | 15
28 | 218.96 | 0.035099 | 1.351 | 1.1623 | 523.0452 | 30 |  |  | 28 | 218.96 | 0.031728 | 1.3173 | 1.1477 | 516.4769 | 30 |  | 28 | 218.96 | 0.025221 | 1.2522 | 1.119 | 503.5604 | 30 |  | 28 | 218.96 | 0.018281 | 1.1828 | 1.0876 | 489.407 | 30 |  | 28 | 218.96 | 0.0079505 | 1.0795 | 1.039 | 467.5466 | 30 |  | 28 | 218.96 | 0.00047142 | 1.0047 | 1.0024 | 451.0594 | 30 |  | 28 | 218.96 | 0.0036192 | 1.0362 | 1.0179 | 458.0708 | 30 |  | 28 | 218.96 | 0.0010466 | 1.0105 | 1.0052 | 452.3487 | 30 |  | 28 | 218.96 | 0.0030977 | 1.031 | 1.0154 | 456.9167 | 30 |  | 28 | 218.96 | 0.012924 | 1.1292 | 1.0627 | 478.1963 | 30 |  | 28 | 218.96 | 0.021477 | 1.2148 | 1.1022 | 495.9756 | 30 |  | 28 | 218.96 | 0.029069 | 1.2907 | 1.1361 | 511.2377 | 30
27 | 229.89 | 0.052649 | 1.5265 | 1.2355 | 555.9806 | 45 |  |  | 27 | 229.89 | 0.047591 | 1.4759 | 1.2149 | 546.6924 | 45 |  | 27 | 229.89 | 0.037832 | 1.3783 | 1.174 | 528.3083 | 45 |  | 27 | 229.89 | 0.027422 | 1.2742 | 1.1288 | 507.9653 | 45 |  | 27 | 229.89 | 0.011926 | 1.1193 | 1.0579 | 476.0774 | 45 |  | 27 | 229.89 | 0.00070713 | 1.0071 | 1.0035 | 451.5882 | 45 |  | 27 | 229.89 | 0.0054288 | 1.0543 | 1.0268 | 462.0533 | 45 |  | 27 | 229.89 | 0.0015699 | 1.0157 | 1.0078 | 453.5185 | 45 |  | 27 | 229.89 | 0.0046466 | 1.0465 | 1.023 | 460.3361 | 45 |  | 27 | 229.89 | 0.019386 | 1.1939 | 1.0926 | 491.6885 | 45 |  | 27 | 229.89 | 0.032216 | 1.3222 | 1.1499 | 517.4337 | 45 |  | 27 | 229.89 | 0.043603 | 1.436 | 1.1983 | 539.255 | 45
26 | 240.82 | 0.070199 | 1.702 | 1.3046 | 587.0712 | 60 |  |  | 26 | 240.82 | 0.063455 | 1.6346 | 1.2785 | 575.3231 | 60 |  | 26 | 240.82 | 0.050443 | 1.5044 | 1.2266 | 551.9476 | 60 |  | 26 | 240.82 | 0.036562 | 1.3656 | 1.1686 | 525.8691 | 60 |  | 26 | 240.82 | 0.015901 | 1.159 | 1.0766 | 484.4581 | 60 |  | 26 | 240.82 | 0.00094283 | 1.0094 | 1.0047 | 452.1164 | 60 |  | 26 | 240.82 | 0.0072384 | 1.0724 | 1.0356 | 466.0018 | 60 |  | 26 | 240.82 | 0.0020932 | 1.0209 | 1.0104 | 454.6853 | 60 |  | 26 | 240.82 | 0.0061954 | 1.062 | 1.0305 | 463.7302 | 60 |  | 26 | 240.82 | 0.025849 | 1.2585 | 1.1218 | 504.8202 | 60 |  | 26 | 240.82 | 0.042955 | 1.4295 | 1.1956 | 538.0368 | 60 |  | 26 | 240.82 | 0.058137 | 1.5814 | 1.2575 | 565.8869 | 60
25 | 251.75 | 0.087748 | 1.8775 | 1.3702 | 616.5961 | 75 |  |  | 25 | 251.75 | 0.079319 | 1.7932 | 1.3391 | 602.5951 | 75 |  | 25 | 251.75 | 0.063053 | 1.6305 | 1.2769 | 574.6153 | 75 |  | 25 | 251.75 | 0.045703 | 1.457 | 1.2071 | 543.1832 | 75 |  | 25 | 251.75 | 0.019876 | 1.1988 | 1.0949 | 492.6962 | 75 |  | 25 | 251.75 | 0.0011785 | 1.0118 | 1.0059 | 452.644 | 75 |  | 25 | 251.75 | 0.009048 | 1.0905 | 1.0443 | 469.9172 | 75 |  | 25 | 251.75 | 0.0026165 | 1.0262 | 1.013 | 455.8491 | 75 |  | 25 | 251.75 | 0.0077443 | 1.0774 | 1.038 | 467.0997 | 75 |  | 25 | 251.75 | 0.032311 | 1.3231 | 1.1503 | 517.6188 | 75 |  | 25 | 251.75 | 0.053694 | 1.5369 | 1.2397 | 557.8794 | 75 |  | 25 | 251.75 | 0.072672 | 1.7267 | 1.314 | 591.3205 | 75
24 | 262.68 | 0.1053 | 2.053 | 1.4328 | 644.7704 | 90 |  |  | 24 | 262.68 | 0.095183 | 1.9518 | 1.3971 | 628.6852 | 90 |  | 24 | 262.68 | 0.075664 | 1.7566 | 1.3254 | 596.4221 | 90 |  | 24 | 262.68 | 0.054843 | 1.5484 | 1.2444 | 559.9621 | 90 |  | 24 | 262.68 | 0.023852 | 1.2385 | 1.1129 | 500.7988 | 90 |  | 24 | 262.68 | 0.0014143 | 1.0141 | 1.007 | 453.1709 | 90 |  | 24 | 262.68 | 0.010858 | 1.1086 | 1.0529 | 473.8001 | 90 |  | 24 | 262.68 | 0.0031398 | 1.0314 | 1.0156 | 457.0099 | 90 |  | 24 | 262.68 | 0.0092931 | 1.0929 | 1.0454 | 470.4451 | 90 |  | 24 | 262.68 | 0.038773 | 1.3877 | 1.178 | 530.1086 | 90 |  | 24 | 262.68 | 0.064432 | 1.6443 | 1.2823 | 577.0402 | 90 |  | 24 | 262.68 | 0.087206 | 1.8721 | 1.3682 | 615.7045 | 90
23 | 273.61 | 0.12285 | 2.2285 | 1.4928 | 671.7641 | 105 |  |  | 23 | 273.61 | 0.11105 | 2.1105 | 1.4527 | 653.7349 | 105 |  | 23 | 273.61 | 0.088274 | 1.8827 | 1.3721 | 617.4592 | 105 |  | 23 | 273.61 | 0.063984 | 1.6398 | 1.2806 | 576.2526 | 105 |  | 23 | 273.61 | 0.027827 | 1.2783 | 1.1306 | 508.7724 | 105 |  | 23 | 273.61 | 0.00165 | 1.0165 | 1.0082 | 453.6972 | 105 |  | 23 | 273.61 | 0.012667 | 1.1267 | 1.0614 | 477.6515 | 105 |  | 23 | 273.61 | 0.0036631 | 1.0366 | 1.0182 | 458.1678 | 105 |  | 23 | 273.61 | 0.010842 | 1.1084 | 1.0528 | 473.7668 | 105 |  | 23 | 273.61 | 0.045235 | 1.4524 | 1.2051 | 542.3107 | 105 |  | 23 | 273.61 | 0.075171 | 1.7517 | 1.3235 | 595.5848 | 105 |  | 23 | 273.61 | 0.10174 | 2.0174 | 1.4204 | 639.1588 | 105
22 | 284.54 | 0.1404 | 2.404 | 1.5505 | 697.7142 | 120 |  |  | 22 | 284.54 | 0.12691 | 2.2691 | 1.5064 | 677.8595 | 120 |  | 22 | 284.54 | 0.10089 | 2.0089 | 1.4173 | 637.8028 | 120 |  | 22 | 284.54 | 0.073124 | 1.7312 | 1.3158 | 592.0952 | 120 |  | 22 | 284.54 | 0.031802 | 1.318 | 1.1481 | 516.623 | 120 |  | 22 | 284.54 | 0.0018857 | 1.0189 | 1.0094 | 454.2229 | 120 |  | 22 | 284.54 | 0.014477 | 1.1448 | 1.0699 | 481.4721 | 120 |  | 22 | 284.54 | 0.0041864 | 1.0419 | 1.0207 | 459.3228 | 120 |  | 22 | 284.54 | 0.012391 | 1.1239 | 1.0601 | 477.0654 | 120 |  | 22 | 284.54 | 0.051697 | 1.517 | 1.2317 | 554.2443 | 120 |  | 22 | 284.54 | 0.08591 | 1.8591 | 1.3635 | 613.5692 | 120 |  | 22 | 284.54 | 0.11627 | 2.1627 | 1.4706 | 661.7824 | 120
21 | 295.47 | 0.15795 | 2.5795 | 1.6061 | 722.7332 | 135 |  |  | 21 | 295.47 | 0.14277 | 2.4277 | 1.5581 | 701.1545 | 135 |  | 21 | 295.47 | 0.1135 | 2.135 | 1.4611 | 657.5172 | 135 |  | 21 | 295.47 | 0.082265 | 1.8226 | 1.3501 | 607.5247 | 135 |  | 21 | 295.47 | 0.035777 | 1.3578 | 1.1652 | 524.356 | 135 |  | 21 | 295.47 | 0.0021214 | 1.0212 | 1.0106 | 454.748 | 135 |  | 21 | 295.47 | 0.016286 | 1.1629 | 1.0784 | 485.2626 | 135 |  | 21 | 295.47 | 0.0047097 | 1.0471 | 1.0233 | 460.4748 | 135 |  | 21 | 295.47 | 0.01394 | 1.1394 | 1.0674 | 480.3414 | 135 |  | 21 | 295.47 | 0.058159 | 1.5816 | 1.2576 | 565.9263 | 135 |  | 21 | 295.47 | 0.096648 | 1.9665 | 1.4023 | 631.0412 | 135 |  | 21 | 295.47 | 0.13081 | 2.3081 | 1.5192 | 683.6578 | 135
20 | 306.4 | 0.1755 | 2.755 | 1.6598 | 746.9146 | 150 |  |  | 20 | 306.4 | 0.15864 | 2.5864 | 1.6082 | 723.7001 | 150 |  | 20 | 306.4 | 0.12611 | 2.2611 | 1.5037 | 676.6576 | 150 |  | 20 | 306.4 | 0.091405 | 1.9141 | 1.3835 | 622.572 | 150 |  | 20 | 306.4 | 0.039753 | 1.3975 | 1.1822 | 531.9766 | 150 |  | 20 | 306.4 | 0.0023571 | 1.0236 | 1.0117 | 455.2726 | 150 |  | 20 | 306.4 | 0.018096 | 1.181 | 1.0867 | 489.0238 | 150 |  | 20 | 306.4 | 0.005233 | 1.0523 | 1.0258 | 461.624 | 150 |  | 20 | 306.4 | 0.015489 | 1.1549 | 1.0747 | 483.5952 | 150 |  | 20 | 306.4 | 0.064621 | 1.6462 | 1.283 | 577.372 | 150 |  | 20 | 306.4 | 0.10739 | 2.0739 | 1.4401 | 648.0424 | 150 |  | 20 | 306.4 | 0.14534 | 2.4534 | 1.5663 | 704.8546 | 150
19 | 317.33 | 0.19305 | 2.9305 | 1.7119 | 770.3373 | 165 |  |  | 19 | 317.33 | 0.1745 | 2.745 | 1.6568 | 745.5642 | 165 |  | 19 | 317.33 | 0.13872 | 2.3872 | 1.545 | 695.2712 | 165 |  | 19 | 317.33 | 0.10055 | 2.0055 | 1.4161 | 637.264 | 165 |  | 19 | 317.33 | 0.043728 | 1.4373 | 1.1989 | 539.4896 | 165 |  | 19 | 317.33 | 0.0025928 | 1.0259 | 1.0129 | 455.7965 | 165 |  | 19 | 317.33 | 0.019906 | 1.1991 | 1.095 | 492.7562 | 165 |  | 19 | 317.33 | 0.0057563 | 1.0576 | 1.0284 | 462.7704 | 165 |  | 19 | 317.33 | 0.017037 | 1.1704 | 1.0818 | 486.8272 | 165 |  | 19 | 317.33 | 0.071084 | 1.7108 | 1.308 | 588.5952 | 165 |  | 19 | 317.33 | 0.11813 | 2.1813 | 1.4769 | 664.6087 | 165 |  | 19 | 317.33 | 0.15988 | 2.5988 | 1.6121 | 725.4323 | 165
18 | 328.26 | 0.2106 | 3.106 | 1.7624 | 793.0685 | 180 |  |  | 18 | 328.26 | 0.19037 | 2.9037 | 1.704 | 766.8052 | 180 |  | 18 | 328.26 | 0.15133 | 2.5133 | 1.5853 | 713.3993 | 180 |  | 18 | 328.26 | 0.10969 | 2.0969 | 1.4481 | 651.6249 | 180 |  | 18 | 328.26 | 0.047703 | 1.477 | 1.2153 | 546.8994 | 180 |  | 18 | 328.26 | 0.0028285 | 1.0283 | 1.014 | 456.3198 | 180 |  | 18 | 328.26 | 0.021715 | 1.2172 | 1.1032 | 496.4606 | 180 |  | 18 | 328.26 | 0.0062795 | 1.0628 | 1.0309 | 463.9139 | 180 |  | 18 | 328.26 | 0.018586 | 1.1859 | 1.089 | 490.0379 | 180 |  | 18 | 328.26 | 0.077546 | 1.7755 | 1.3325 | 599.6083 | 180 |  | 18 | 328.26 | 0.12886 | 2.2886 | 1.5128 | 680.7721 | 180 |  | 18 | 328.26 | 0.17441 | 2.7441 | 1.6565 | 745.4421 | 180
17 | 339.19 | 0.22815 | 3.2815 | 1.8115 | 815.1662 | 195 |  |  | 17 | 339.19 | 0.20623 | 3.0623 | 1.7499 | 787.4734 | 195 |  | 17 | 339.19 | 0.16394 | 2.6394 | 1.6246 | 731.078 | 195 |  | 17 | 339.19 | 0.11883 | 2.1883 | 1.4793 | 665.6761 | 195 |  | 17 | 339.19 | 0.051678 | 1.5168 | 1.2316 | 554.2101 | 195 |  | 17 | 339.19 | 0.0030642 | 1.0306 | 1.0152 | 456.8425 | 195 |  | 17 | 339.19 | 0.023525 | 1.2352 | 1.1114 | 500.1375 | 195 |  | 17 | 339.19 | 0.0068028 | 1.068 | 1.0335 | 465.0546 | 195 |  | 17 | 339.19 | 0.020135 | 1.2014 | 1.0961 | 493.2277 | 195 |  | 17 | 339.19 | 0.084008 | 1.8401 | 1.3565 | 610.4228 | 195 |  | 17 | 339.19 | 0.1396 | 2.396 | 1.5479 | 696.5605 | 195 |  | 17 | 339.19 | 0.18895 | 2.8895 | 1.6998 | 764.9287 | 195
16 | 350.12 | 0.2457 | 3.457 | 1.8593 | 836.6803 | 210 |  |  | 16 | 350.12 | 0.22209 | 3.2209 | 1.7947 | 807.6129 | 210 |  | 16 | 350.12 | 0.17655 | 2.7655 | 1.663 | 748.3393 | 210 |  | 16 | 350.12 | 0.12797 | 2.2797 | 1.5099 | 679.4367 | 210 |  | 16 | 350.12 | 0.055654 | 1.5565 | 1.2476 | 561.4256 | 210 |  | 16 | 350.12 | 0.0032999 | 1.033 | 1.0164 | 457.3646 | 210 |  | 16 | 350.12 | 0.025334 | 1.2533 | 1.1195 | 503.7876 | 210 |  | 16 | 350.12 | 0.0073261 | 1.0733 | 1.036 | 466.1925 | 210 |  | 16 | 350.12 | 0.021684 | 1.2168 | 1.1031 | 496.397 | 210 |  | 16 | 350.12 | 0.09047 | 1.9047 | 1.3801 | 621.049 | 210 |  | 16 | 350.12 | 0.15034 | 2.5034 | 1.5822 | 711.9989 | 210 |  | 16 | 350.12 | 0.20348 | 3.0348 | 1.7421 | 783.9311 | 210
15 | 361.05 | 0.26325 | 3.6325 | 1.9059 | 857.655 | 225 |  |  | 15 | 361.05 | 0.23796 | 3.3796 | 1.8384 | 827.2622 | 225 |  | 15 | 361.05 | 0.18916 | 2.8916 | 1.7005 | 765.2112 | 225 |  | 15 | 361.05 | 0.13711 | 2.3711 | 1.5398 | 692.9241 | 225 |  | 15 | 361.05 | 0.059629 | 1.5963 | 1.2634 | 568.5496 | 225 |  | 15 | 361.05 | 0.0035356 | 1.0354 | 1.0175 | 457.8861 | 225 |  | 15 | 361.05 | 0.027144 | 1.2714 | 1.1276 | 507.4115 | 225 |  | 15 | 361.05 | 0.0078494 | 1.0785 | 1.0385 | 467.3276 | 225 |  | 15 | 361.05 | 0.023233 | 1.2323 | 1.1101 | 499.5462 | 225 |  | 15 | 361.05 | 0.096932 | 1.9693 | 1.4033 | 631.4964 | 225 |  | 15 | 361.05 | 0.16108 | 2.6108 | 1.6158 | 727.1096 | 225 |  | 15 | 361.05 | 0.21801 | 3.1801 | 1.7833 | 802.4836 | 225
14 | 371.98 | 0.2808 | 3.808 | 1.9514 | 878.1289 | 240 |  |  | 14 | 371.98 | 0.25382 | 3.5382 | 1.881 | 846.4555 | 240 |  | 14 | 371.98 | 0.20177 | 3.0177 | 1.7372 | 781.7191 | 240 |  | 14 | 371.98 | 0.14625 | 2.4625 | 1.5692 | 706.154 | 240 |  | 14 | 371.98 | 0.063604 | 1.636 | 1.2791 | 575.5854 | 240 |  | 14 | 371.98 | 0.0037713 | 1.0377 | 1.0187 | 458.407 | 240 |  | 14 | 371.98 | 0.028953 | 1.2895 | 1.1356 | 511.0096 | 240 |  | 14 | 371.98 | 0.0083727 | 1.0837 | 1.041 | 468.46 | 240 |  | 14 | 371.98 | 0.024782 | 1.2478 | 1.1171 | 502.6757 | 240 |  | 14 | 371.98 | 0.10339 | 2.0339 | 1.4262 | 641.7737 | 240 |  | 14 | 371.98 | 0.17182 | 2.7182 | 1.6487 | 741.9125 | 240 |  | 14 | 371.98 | 0.23255 | 3.3255 | 1.8236 | 820.6168 | 240
13 | 382.91 | 0.29834 | 3.9834 | 1.9959 | 898.1361 | 255 |  |  | 13 | 382.91 | 0.26968 | 3.6968 | 1.9227 | 865.2231 | 255 |  | 13 | 382.91 | 0.21438 | 3.1438 | 1.7731 | 797.8855 | 255 |  | 13 | 382.91 | 0.15539 | 2.5539 | 1.5981 | 719.1405 | 255 |  | 13 | 382.91 | 0.06758 | 1.6758 | 1.2945 | 582.5363 | 255 |  | 13 | 382.91 | 0.004007 | 1.0401 | 1.0198 | 458.9273 | 255 |  | 13 | 382.91 | 0.030763 | 1.3076 | 1.1435 | 514.5826 | 255 |  | 13 | 382.91 | 0.008896 | 1.089 | 1.0435 | 469.5897 | 255 |  | 13 | 382.91 | 0.026331 | 1.2633 | 1.124 | 505.7858 | 255 |  | 13 | 382.91 | 0.10986 | 2.0986 | 1.4486 | 651.8891 | 255 |  | 13 | 382.91 | 0.18256 | 2.8256 | 1.6809 | 756.4259 | 255 |  | 13 | 382.91 | 0.24708 | 3.4708 | 1.863 | 838.3579 | 255
12 | 393.84 | 0.31589 | 4.1589 | 2.0393 | 917.7072 | 270 |  |  | 12 | 393.84 | 0.28555 | 3.8555 | 1.9635 | 883.5922 | 270 |  | 12 | 393.84 | 0.22699 | 3.2699 | 1.8083 | 813.7308 | 270 |  | 12 | 393.84 | 0.16453 | 2.6453 | 1.6264 | 731.8966 | 270 |  | 12 | 393.84 | 0.071555 | 1.7155 | 1.3098 | 589.4051 | 270 |  | 12 | 393.84 | 0.0042428 | 1.0424 | 1.021 | 459.447 | 270 |  | 12 | 393.84 | 0.032573 | 1.3257 | 1.1514 | 518.1309 | 270 |  | 12 | 393.84 | 0.0094193 | 1.0942 | 1.046 | 470.7166 | 270 |  | 12 | 393.84 | 0.027879 | 1.2788 | 1.1308 | 508.8769 | 270 |  | 12 | 393.84 | 0.11632 | 2.1632 | 1.4708 | 661.8499 | 270 |  | 12 | 393.84 | 0.1933 | 2.933 | 1.7126 | 770.666 | 270 |  | 12 | 393.84 | 0.26162 | 3.6162 | 1.9016 | 855.7312 | 270
11 | 404.77 | 0.33344 | 4.3344 | 2.0819 | 936.8696 | 285 |  |  | 11 | 404.77 | 0.30141 | 4.0141 | 2.0035 | 901.5872 | 285 |  | 11 | 404.77 | 0.2396 | 3.396 | 1.8428 | 829.2734 | 285 |  | 11 | 404.77 | 0.17367 | 2.7367 | 1.6543 | 744.4341 | 285 |  | 11 | 404.77 | 0.07553 | 1.7553 | 1.3249 | 596.1949 | 285 |  | 11 | 404.77 | 0.0044785 | 1.0448 | 1.0221 | 459.9662 | 285 |  | 11 | 404.77 | 0.034382 | 1.3438 | 1.1592 | 521.6552 | 285 |  | 11 | 404.77 | 0.0099426 | 1.0994 | 1.0485 | 471.8409 | 285 |  | 11 | 404.77 | 0.029428 | 1.2943 | 1.1377 | 511.9494 | 285 |  | 11 | 404.77 | 0.12278 | 2.2278 | 1.4926 | 671.6629 | 285 |  | 11 | 404.77 | 0.20404 | 3.0404 | 1.7437 | 784.6476 | 285 |  | 11 | 404.77 | 0.27615 | 3.7615 | 1.9395 | 872.7588 | 285
10 | 415.7 | 0.35099 | 4.5099 | 2.1237 | 955.6479 | 300 |  |  | 10 | 415.7 | 0.31728 | 4.1728 | 2.0427 | 919.2299 | 300 |  | 10 | 415.7 | 0.25221 | 3.5221 | 1.8767 | 844.53 | 300 |  | 10 | 415.7 | 0.18281 | 2.8281 | 1.6817 | 756.764 | 300 |  | 10 | 415.7 | 0.079505 | 1.7951 | 1.3398 | 602.9081 | 300 |  | 10 | 415.7 | 0.0047142 | 1.0471 | 1.0233 | 460.4847 | 300 |  | 10 | 415.7 | 0.036192 | 1.3619 | 1.167 | 525.1557 | 300 |  | 10 | 415.7 | 0.010466 | 1.1047 | 1.051 | 472.9625 | 300 |  | 10 | 415.7 | 0.030977 | 1.3098 | 1.1445 | 515.0035 | 300 |  | 10 | 415.7 | 0.12924 | 2.2924 | 1.5141 | 681.3347 | 300 |  | 10 | 415.7 | 0.21477 | 3.1477 | 1.7742 | 798.3845 | 300 |  | 10 | 415.7 | 0.29069 | 3.9069 | 1.9766 | 889.4605 | 300
9 | 426.63 | 0.36854 | 4.6854 | 2.1646 | 974.0642 | 315 |  |  | 9 | 426.63 | 0.33314 | 4.3314 | 2.0812 | 936.5403 | 315 |  | 9 | 426.63 | 0.26482 | 3.6482 | 1.91 | 859.5158 | 315 |  | 9 | 426.63 | 0.19195 | 2.9195 | 1.7087 | 768.8962 | 315 |  | 9 | 426.63 | 0.083481 | 1.8348 | 1.3545 | 609.5475 | 315 |  | 9 | 426.63 | 0.0049499 | 1.0495 | 1.0245 | 461.0027 | 315 |  | 9 | 426.63 | 0.038001 | 1.38 | 1.1747 | 528.6331 | 315 |  | 9 | 426.63 | 0.010989 | 1.1099 | 1.0535 | 474.0814 | 315 |  | 9 | 426.63 | 0.032526 | 1.3253 | 1.1512 | 518.0396 | 315 |  | 9 | 426.63 | 0.13571 | 2.3571 | 1.5353 | 690.871 | 315 |  | 9 | 426.63 | 0.22551 | 3.2551 | 1.8042 | 811.889 | 315 |  | 9 | 426.63 | 0.30522 | 4.0522 | 2.013 | 905.8542 | 315
8 | 437.56 | 0.38609 | 4.8609 | 2.2048 | 992.1387 | 330 |  |  | 8 | 437.56 | 0.349 | 4.49 | 2.119 | 953.5366 | 330 |  | 8 | 437.56 | 0.27743 | 3.7743 | 1.9428 | 874.2448 | 330 |  | 8 | 437.56 | 0.20109 | 3.0109 | 1.7352 | 780.8399 | 330 |  | 8 | 437.56 | 0.087456 | 1.8746 | 1.3691 | 616.1153 | 330 |  | 8 | 437.56 | 0.0051856 | 1.0519 | 1.0256 | 461.5201 | 330 |  | 8 | 437.56 | 0.039811 | 1.3981 | 1.1824 | 532.0878 | 330 |  | 8 | 437.56 | 0.011513 | 1.1151 | 1.056 | 475.1977 | 330 |  | 8 | 437.56 | 0.034075 | 1.3407 | 1.1579 | 521.058 | 330 |  | 8 | 437.56 | 0.14217 | 2.4217 | 1.5562 | 700.2775 | 330 |  | 8 | 437.56 | 0.23625 | 3.3625 | 1.8337 | 825.1724 | 330 |  | 8 | 437.56 | 0.31976 | 4.1976 | 2.0488 | 921.9566 | 330
7 | 448.49 | 0.40364 | 5.0364 | 2.2442 | 1009.8897 | 345 |  |  | 7 | 448.49 | 0.36487 | 4.6487 | 2.1561 | 970.2351 | 345 |  | 7 | 448.49 | 0.29004 | 3.9004 | 1.975 | 888.7297 | 345 |  | 7 | 448.49 | 0.21023 | 3.1023 | 1.7613 | 792.6036 | 345 |  | 7 | 448.49 | 0.091431 | 1.9143 | 1.3836 | 622.6138 | 345 |  | 7 | 448.49 | 0.0054213 | 1.0542 | 1.0267 | 462.0369 | 345 |  | 7 | 448.49 | 0.041621 | 1.4162 | 1.19 | 535.5201 | 345 |  | 7 | 448.49 | 0.012036 | 1.1204 | 1.0585 | 476.3114 | 345 |  | 7 | 448.49 | 0.035624 | 1.3562 | 1.1646 | 524.059 | 345 |  | 7 | 448.49 | 0.14863 | 2.4863 | 1.5768 | 709.5593 | 345 |  | 7 | 448.49 | 0.24699 | 3.4699 | 1.8628 | 838.2455 | 345 |  | 7 | 448.49 | 0.33429 | 4.3429 | 2.084 | 937.7824 | 345
6 | 459.42 | 0.42119 | 5.2119 | 2.283 | 1027.3341 | 360 |  |  | 6 | 459.42 | 0.38073 | 4.8073 | 2.1926 | 986.6511 | 360 |  | 6 | 459.42 | 0.30266 | 4.0266 | 2.0066 | 902.9823 | 360 |  | 6 | 459.42 | 0.21937 | 3.1937 | 1.7871 | 804.1953 | 360 |  | 6 | 459.42 | 0.095406 | 1.9541 | 1.3979 | 629.0452 | 360 |  | 6 | 459.42 | 0.005657 | 1.0566 | 1.0279 | 462.5532 | 360 |  | 6 | 459.42 | 0.04343 | 1.4343 | 1.1976 | 538.9306 | 360 |  | 6 | 459.42 | 0.012559 | 1.1256 | 1.0609 | 477.4224 | 360 |  | 6 | 459.42 | 0.037172 | 1.3717 | 1.1712 | 527.043 | 360 |  | 6 | 459.42 | 0.15509 | 2.5509 | 1.5972 | 718.7213 | 360 |  | 6 | 459.42 | 0.25773 | 3.5773 | 1.8914 | 851.1177 | 360 |  | 6 | 459.42 | 0.34882 | 4.4882 | 2.1185 | 953.3456 | 360
5 | 470.35 | 0.43874 | 5.3874 | 2.3211 | 1044.4872 | 375 |  |  | 5 | 470.35 | 0.39659 | 4.9659 | 2.2284 | 1002.7983 | 375 |  | 5 | 470.35 | 0.31527 | 4.1527 | 2.0378 | 917.0134 | 375 |  | 5 | 470.35 | 0.22851 | 3.2851 | 1.8125 | 815.6223 | 375 |  | 5 | 470.35 | 0.099382 | 1.9938 | 1.412 | 635.4115 | 375 |  | 5 | 470.35 | 0.0058927 | 1.0589 | 1.029 | 463.0688 | 375 |  | 5 | 470.35 | 0.04524 | 1.4524 | 1.2052 | 542.3197 | 375 |  | 5 | 470.35 | 0.013082 | 1.1308 | 1.0634 | 478.5309 | 375 |  | 5 | 470.35 | 0.038721 | 1.3872 | 1.1778 | 530.0101 | 375 |  | 5 | 470.35 | 0.16155 | 2.6155 | 1.6173 | 727.7679 | 375 |  | 5 | 470.35 | 0.26847 | 3.6847 | 1.9196 | 863.7981 | 375 |  | 5 | 470.35 | 0.36336 | 4.6336 | 2.1526 | 968.6588 | 375
4 | 481.28 | 0.45629 | 5.5629 | 2.3586 | 1061.3631 | 390 |  |  | 4 | 481.28 | 0.41246 | 5.1246 | 2.2638 | 1018.6897 | 390 |  | 4 | 481.28 | 0.32788 | 4.2788 | 2.0685 | 930.8331 | 390 |  | 4 | 481.28 | 0.23765 | 3.3765 | 1.8375 | 826.8913 | 390 |  | 4 | 481.28 | 0.10336 | 2.0336 | 1.426 | 641.7147 | 390 |  | 4 | 481.28 | 0.0061284 | 1.0613 | 1.0302 | 463.5839 | 390 |  | 4 | 481.28 | 0.047049 | 1.4705 | 1.2126 | 545.6877 | 390 |  | 4 | 481.28 | 0.013606 | 1.1361 | 1.0659 | 479.6369 | 390 |  | 4 | 481.28 | 0.04027 | 1.4027 | 1.1844 | 532.9607 | 390 |  | 4 | 481.28 | 0.16802 | 2.6802 | 1.6371 | 736.7035 | 390 |  | 4 | 481.28 | 0.27921 | 3.7921 | 1.9473 | 876.2951 | 390 |  | 4 | 481.28 | 0.37789 | 4.7789 | 2.1861 | 983.7336 | 390
3 | 492.21 | 0.47384 | 5.7384 | 2.3955 | 1077.9749 | 405 |  |  | 3 | 492.21 | 0.42832 | 5.2832 | 2.2985 | 1034.3369 | 405 |  | 3 | 492.21 | 0.34049 | 4.4049 | 2.0988 | 944.4505 | 405 |  | 3 | 492.21 | 0.24679 | 3.4679 | 1.8622 | 838.0089 | 405 |  | 3 | 492.21 | 0.10733 | 2.0733 | 1.4399 | 647.9565 | 405 |  | 3 | 492.21 | 0.0063641 | 1.0636 | 1.0313 | 464.0984 | 405 |  | 3 | 492.21 | 0.048859 | 1.4886 | 1.2201 | 549.0351 | 405 |  | 3 | 492.21 | 0.014129 | 1.1413 | 1.0683 | 480.7403 | 405 |  | 3 | 492.21 | 0.041819 | 1.4182 | 1.1909 | 535.8951 | 405 |  | 3 | 492.21 | 0.17448 | 2.7448 | 1.6567 | 745.5319 | 405 |  | 3 | 492.21 | 0.28995 | 3.8995 | 1.9747 | 888.6163 | 405 |  | 3 | 492.21 | 0.39243 | 4.9243 | 2.2191 | 998.5809 | 405
2 | 503.14 | 0.49139 | 5.9139 | 2.4319 | 1094.3345 | 420 |  |  | 2 | 503.14 | 0.44419 | 5.4419 | 2.3328 | 1049.7509 | 420 |  | 2 | 503.14 | 0.3531 | 4.531 | 2.1286 | 957.8744 | 420 |  | 2 | 503.14 | 0.25594 | 3.5594 | 1.8866 | 848.9808 | 420 |  | 2 | 503.14 | 0.11131 | 2.1131 | 1.4536 | 654.1388 | 420 |  | 2 | 503.14 | 0.0065998 | 1.066 | 1.0325 | 464.6124 | 420 |  | 2 | 503.14 | 0.050669 | 1.5067 | 1.2275 | 552.3621 | 420 |  | 2 | 503.14 | 0.014652 | 1.1465 | 1.0708 | 481.8411 | 420 |  | 2 | 503.14 | 0.043368 | 1.4337 | 1.1974 | 538.8135 | 420 |  | 2 | 503.14 | 0.18094 | 2.8094 | 1.6761 | 754.2571 | 420 |  | 2 | 503.14 | 0.30068 | 4.0068 | 2.0017 | 900.7691 | 420 |  | 2 | 503.14 | 0.40696 | 5.0696 | 2.2516 | 1013.2107 | 420
1 | 514.07 | 0.50894 | 6.0894 | 2.4677 | 1110.4531 | 435 |  |  | 1 | 514.07 | 0.46005 | 5.6005 | 2.3665 | 1064.9419 | 435 |  | 1 | 514.07 | 0.36571 | 4.6571 | 2.158 | 971.1127 | 435 |  | 1 | 514.07 | 0.26508 | 3.6508 | 1.9107 | 859.8128 | 435 |  | 1 | 514.07 | 0.11528 | 2.1528 | 1.4673 | 660.2632 | 435 |  | 1 | 514.07 | 0.0068355 | 1.0684 | 1.0336 | 465.1258 | 435 |  | 1 | 514.07 | 0.052478 | 1.5248 | 1.2348 | 555.6693 | 435 |  | 1 | 514.07 | 0.015176 | 1.1518 | 1.0732 | 482.9395 | 435 |  | 1 | 514.07 | 0.044917 | 1.4492 | 1.2038 | 541.7162 | 435 |  | 1 | 514.07 | 0.1874 | 2.874 | 1.6953 | 762.8824 | 435 |  | 1 | 514.07 | 0.31142 | 4.1142 | 2.0284 | 912.76 | 435 |  | 1 | 514.07 | 0.4215 | 5.215 | 2.2836 | 1027.6322 | 435
|  |  | Actual flow |  | 24755.9177 | [6 empty] | Actual flow |  | 23928.8883 | [5 empty] | Actual flow |  | 22239.0167 | [5 empty] | Actual flow |  | 20266.1139 | [5 empty] | Actual flow |  | 16846.1729 | [5 empty] | Actual flow |  | 13728.0935 | [5 empty] | Actual flow |  | 15138.6396 | [5 empty] | Actual flow |  | 13999.7068 | [5 empty] | Actual flow |  | 14916.6905 | [5 empty] | Actual flow |  | 18582.8519 | [5 empty] | Actual flow |  | 21199.8988 | [5 empty] | Actual flow |  | 23254.3495
Designed Airflow |  |  | Design Total |  | 13500 |  |  |  | Designed Airflow |  |  | Design Total |  | 13500 |  |  | Designed Airflow |  |  | Design Total |  | 13500 |  |  | Designed Airflow |  |  | Design Total |  | 13500 |  |  | Designed Airflow |  |  | Design Total |  | 13500 |  |  | Designed Airflow |  |  | Design Total |  | 13500 |  |  | Designed Airflow |  |  | Design Total |  | 13500 |  |  | Designed Airflow |  |  | Design Total |  | 13500 |  |  | Designed Airflow |  |  | Design Total |  | 13500 |  |  | Designed Airflow |  |  | Design Total |  | 13500 |  |  | Designed Airflow |  |  | Design Total |  | 13500 |  |  | Designed Airflow |  |  | Design Total |  | 13500
|  |  | Change in flow |  | 83.38% | [6 empty] | Change in flow |  | 77.25% | [5 empty] | Change in flow |  | 64.73% | [5 empty] | Change in flow |  | 50.12% | [5 empty] | Change in flow |  | 24.79% | [5 empty] | Change in flow |  | 1.69% | [5 empty] | Change in flow |  | 12.14% | [5 empty] | Change in flow |  | 3.702% | [5 empty] | Change in flow |  | 10.49% | [5 empty] | Change in flow |  | 37.65% | [5 empty] | Change in flow |  | 57.04% | [5 empty] | Change in flow |  | 72.25%

## STACK EFFECT CALCULATOR
CALCULATING STACK EFFECT PRESSURE IN VERTICAL EXHAUST DUCT RISERS
[8 empty] | 0.00598 | Unit conversion factor
[8 empty] | 459.67 | R | Rankin basis temperature
Outdoor Design Temperature F |  |  | 49 |  | 60 |  |  | 0.075 | lbm/cuft.
Indoor Temperature: |  |  | 72 |  |  |  |  | 32.2 | ft/sec^2
[8 empty] | 508.67 | R | Tout
Number of Stories |  |  | 15 |  |  |  |  | 531.67 | R | Tindoor
Building Height |  |  | 150 | ft |  |  |  | 146 | ft. | Height below neutral pressure plane:
Avg. Height/story: |  |  | 10 | ft. | [5 empty] | (This is at the fan if using
Stack Effect: |  | 0.093712 | in.w.g.
Conventional practice model:
Estimate of Variation from design airflow at grille on story |  |  |  |  | 1
0.087465
[5 empty] | Grille properties |  |  | 776 | Unit conversion factor
[5 empty] | width | height | %free area | 0.65 | Discharge coefficient
[5 empty] | 6 | 6 | 60% | 0.15 | sq.ft.
[5 empty] | 0.15 | sq.ft. |  | 0.093712
0.075
| Q (cfm) | V fpm (face)
Q (cfm) = | 119.6047 | 797.3648
Duct friction/story = |  | 0.008
0.008
Min pressure conv. |  | 0.108
Q1\Q0 = | 134.5% | Represents % increase of airflow (unless this drives the fan past 0" wg. Operation).
80.7186
P2/P1 = | 9
RPM2/RPM1 = | 3
Finally for the impact on the required power for the higher pressure operation,
the fan law for power shows the power varies as the cube of the rpm.
Power2/Power1 = (RPM2/RPM1)^3
Power2/Power1 = |  | 27
This represents a high electrical penalty, to operate at the higher pressure required for accurate balancing,
not to mention the higher noise level of the fan noise in the duct, or grille generated noise.
P2/P1 = | 1.6818
RPM2/RPM1 = | 1.2968
The power law shows the fan power must be increased to
Power2/Power1 = | 2.1811
At this level, the fan can continue to operate all year and all the grilles will hold the
design airflow, without the increased heating cost due to over-ventilation on lower floors
or excessive electrical costs for operation at high pressures needed for manual balancing.
Assume Fan develops sufficient pressure to overcome duct friction at 0.06 in. wg./100 feet plus 0.1 in at last grille, in absence of stack effect.
Minimum fan pressure P1 = 0.1+.12 =0 .22 in.wg.
Flow through an opening is driven by the square root of the pressure difference: Q = +776*Cd*A*(2DP/r)^.5
We can estimate by how much a conventional system will be overdriven by the addition of stack effect on the minimum pressure fan system, assuming the system is balanced at each grille in the absence of stack effect. Then adding the stack effect we have two equations: Q0 = C (DPo)^.5, Q1 = C(DPo + DPs)^.5, where the C incorporates all the dimensional and unit factors. Taking the ratio, Q1/Q0 = [(DPo + DPs)/(DPo)]^.5
Now let us determine the required pressure necessary to maintain the design airflow at each grille within 10% under maximum pressure due to stack effect. This requires Q1=Q0+/-10%. Let Q1=1.10*Q0, and solve for DP0 in relation to the stack effect.
Q1\Q0 =1.1 = [(DPo + DPs)/(DPo)]^.5.
Squaring both sides, (Dp0 +DPs)/Dp0 = 1.21, Solving for Dp0,
Dp0 =Dps/0.21 = 4.76Dps
Simply stated, the pressure drop at each grille for static balancing must be 4.76 times the anticipated stack effect at intake point, to maintain the airflow within 10% of design values. This is true for all the grilles regardless of elevation.
Now we determine the energy requirement to operate the fans at this increased pressure: Again we can work with ratios, relating RPM required to produce the required airflow and pressures comparing the conventional practice low pressure design, with a high pressure design resulting in airflows within 10% of design independent of stack effect.
Let P1 and P2 represent the low and high pressure design values. The fan laws show the pressure is proportional to the square of the rpm of the fan. If we assume the fan operates at 1000 rpm to develop the 0.22 in.wg for the conventional design approach, we can calculate how much faster the blower must operate to develop the high pressure values to maintain airflows within 10% of design values independent of stack effect. With the fan operating at 0.22 in.wg. and a pressure drop of .12 on the stack, the grille on the lowest floor has a pressure drop of 0.1 in. wg. For the high pressure operation, that grille must operate at 4.76 x 0.39 in.wg. = 1.86 in.wg.
The fan must operate at 1.86 + 0.12 (duct friction) = 1.98 in.wg. Now we can apply the fan law for pressure to calculate the new rpm: P2/P1 = (RPM2/RPM1)^2. So
RPM2 = RPM1x(P2/P1)^.5.
Finally, we can consider a system in which the airflows are self-balanced by the grille or constant airflow regulator in the duct connection behind the grille. In this approach, the CAR needs a minimum of 0.2 in.w.g at the grille farthest from the fan. Being a little more conservative, assume it needs 0.25 in.wg. This is an increase of 0.15 above the conventional approach that cannot self-balance. So the fan has to operate at 0.22 + 0.15 = 0.37. To achieve this, the RPM has to be increased, but not as much as in high pressure balancing. Again using the fan law for pressure, RPM2/RPM1 = (P2/P1)^.5, =
(0.37/0.22)^.5.

## Sheet1
Psychrometrics
Dry Bulb | 2.2 | C | 275.35 | K
BP | 101.325 | KPa
Dew Point | -1 | C | 272.15 | K
coefficients -100 to 0 C |  |  | Pws(t) | 0.73146 | KPa | saturation vapour pressure water
C1 | -5674.5359 |  | Pw=Pws(td) | 0.56267 | KPa | partial pressure of water vapour
C2 | -0.51523 |  |  | -0.57506 | =lnPw
C3 | -0.0096778 |  | W= | 0.0034732 | Kg/Kg | humidity ratio
C4 | 6.2216e-07 |  | Ws= | 0.0045227
C5 | 2.0748e-09 |  | H= | 10.9135 | kJ/Kg | enthalpy
C6 | -9.484e-13 |  | v= | 0.78429 | M^3/Kg dry air | moist air specific volume
C7 | 4.1635 |  | density= | 1.2795 | Kg/M^3 | miost air density
|  |  | Deg Satn= | 0.76795
|  |  | RH = | 0.76924
coefficents 0 to 200 C
C8 | -5800.22
C9 | -5.5163 |  | Pws(t) | 0.71611 | KPa | saturation vapour pressure water
C10 | -0.04864 |  | Pw=Pws(td) | 0.56822 | KPa | partial pressure of water vapour
C11 | 4.1765e-05 |  |  | -0.56525 | =lnPw
C12 | -1.4452e-08 |  | W= | 0.0035076 |  | humidity ratio
C13 | 6.546 |  | Ws= | 0.0044271
Dp coef. |  |  | H= | 10.9998 | kJ/Kg | enthalpy
C14 | 6.54 |  | v= | 0.78433 | M^3/Kg dry air | moist air specific volume
C15 | 14.526 |  | density= | 1.2794 | Kg/M^3 | moist air density
C16 | 0.7389 |  | Deg Satrn= | 0.79231
C17 | 0.09486 |  | R H = | 0.79348
C18 | 0.04569
|  |  |  | Logical Value | (below 0 to -100 C) | (0 to 200C)
|  |  | Pws(t)= | 0.71611 | 0.73146 | 0.71611
|  |  | Pw=Pws(td) | 0.56267 | 0.56267 | 0.56822
|  |  | W= | 0.0034732 | 0.0034732 | 0.0035076
|  |  | Ws= | 0.0044271 | 0.0045227 | 0.0044271
|  |  | H= | 10.9135 | 10.9135 | 10.9998
|  |  | Deg Satrn= | 0.78454 | 0.76795 | 0.79231
|  |  | RH= | 0.78573 | 0.76924 | 0.79348

## Sheet3
AB - EDMONTON
AK - ANCHORAGE
AL - BIRMINGHAM
AR - LITTLE ROCK
AZ - FLAGSTAFF
AZ - PHOENIX
BC - VANCOUVER
CA - FRESNO
CA - LOS ANGELES
CA - SACRAMENTO
CA - SAN FRANCISCO
CA - SANTA MARIA
CO - DENVER
CO - GRAND JUNCTION
FL - APPALACHACOLA
FL - DAYTONA BEACH
FL - MIAMI
FL - TALLAHASSEE
FL - TAMPA
GA - ATLANTA
HI - HONOLULU
IA - DES MOINES
ID - BOISE
IL - CHICAGO
IN - INDIANAPOLIS
KS - DODGE CITY
KY - LEXINGTON
LA - LAKE CHARLES
LA - NEW ORLEANS
MA - BOSTON
MB - WINNIPEG
ME - CARIBOU
ME - PORTLAND
MI - DETROIT
MI - HOUGHTON
MI - TRAVERSE CITY
MN - INTERNATIONAL FALLS
MN - MINNEAPOLIS/ST PAUL
MO - COLUMBIA
MO - KANSAS CITY
MO - ST LOUIS
MS - JACKSON
MT - GREAT FALLS
MT - MILES CITY
NC - ASHVILLE
NC - CAPE HATTERAS
NC - RALEIGH
ND - BISMARK
NE - OMAHA
NM - ALBUQUERQUE
NV - ELY
NV - LAS VEGAS
NV - RENO
NY - ALBANY
NY - NEW YORK
NY - ROCHESTER
OH - CLEVELAND
OH - DAYTON
OK - OKLAHOMA CITY
ON - TORONTO
OR - MEDFORD
OR - PORTLAND
PA - PHILADELPHIA
PA - PITTSBURGH
PQ - MONTREAL
SC - CHARLESTON
SC - COLUMBIA
SD - SOUIX FALLS
TN - CHATTANOOGA
TN - NASHVILLE
TX - AMARILLO
TX - BROWNSVILLE
TX - EL PASO
TX - FORT WORTH
TX - HOUSTON
TX - SAN ANTONIO
UT - SALT LAKE CITY
VA - STERLING
VT - BURLINGTON
WA - SEATTLE
WA - SPOKANE
WI - MADISON
WV - CHARLESTON
WY - CHEYENNE
WY - LANDER

## Sheet2
AB - EDMONTON | AB - EDMONTON | AK - ANCHORAGE | AK - ANCHORAGE | AL - BIRMINGHAM | AL - BIRMINGHAM | AR - LITTLE ROCK | AR - LITTLE ROCK | AZ - FLAGSTAFF | AZ - FLAGSTAFF | AZ - PHOENIX | AZ - PHOENIX | BC - VANCOUVER | BC - VANCOUVER | CA - FRESNO | CA - FRESNO | CA - LOS ANGELES | CA - LOS ANGELES | CA - SACRAMENTO | CA - SACRAMENTO | CA - SAN FRANCISCO | CA - SAN FRANCISCO | CA - SANTA MARIA | CA - SANTA MARIA | CO - DENVER | CO - DENVER | CO - GRAND JUNCTION | CO - GRAND JUNCTION | FL - APPALACHACOLA | FL - APPALACHACOLA | FL - DAYTONA BEACH | FL - DAYTONA BEACH | FL - MIAMI | FL - MIAMI | FL - TALLAHASSEE | FL - TALLAHASSEE | FL - TAMPA | FL - TAMPA | GA - ATLANTA | GA - ATLANTA | HI - HONOLULU | HI - HONOLULU | IA - DES MOINES | IA - DES MOINES | ID - BOISE | ID - BOISE | IL - CHICAGO | IL - CHICAGO | IN - INDIANAPOLIS | IN - INDIANAPOLIS | KS - DODGE CITY | KS - DODGE CITY | KY - LEXINGTON | KY - LEXINGTON | LA - LAKE CHARLES | LA - LAKE CHARLES | LA - NEW ORLEANS | LA - NEW ORLEANS | MA - BOSTON | MA - BOSTON | MB - WINNIPEG | MB - WINNIPEG | ME - CARIBOU | ME - CARIBOU | ME - PORTLAND | ME - PORTLAND | MI - DETROIT | MI - DETROIT | MI - HOUGHTON | MI - HOUGHTON | MI - TRAVERSE CITY | MI - TRAVERSE CITY | MN - INTERNATIONAL FALLS | MN - INTERNATIONAL FALLS | MN - MINNEAPOLIS/ST PAUL | MN - MINNEAPOLIS/ST PAUL | MO - COLUMBIA | MO - COLUMBIA | MO - KANSAS CITY | MO - KANSAS CITY | MO - ST LOUIS | MO - ST LOUIS | MS - JACKSON | MS - JACKSON | MT - GREAT FALLS | MT - GREAT FALLS | MT - MILES CITY | MT - MILES CITY | NC - ASHVILLE | NC - ASHVILLE | NC - CAPE HATTERAS | NC - CAPE HATTERAS | NC - RALEIGH | NC - RALEIGH | ND - BISMARK | ND - BISMARK | NE - OMAHA | NE - OMAHA | NM - ALBUQUERQUE | NM - ALBUQUERQUE | NV - ELY | NV - ELY | NV - LAS VEGAS | NV - LAS VEGAS | NV - RENO | NV - RENO | NY - ALBANY | NY - ALBANY | NY - NEW YORK | NY - NEW YORK | NY - ROCHESTER | NY - ROCHESTER | OH - CLEVELAND | OH - CLEVELAND | OH - DAYTON | OH - DAYTON | OK - OKLAHOMA CITY | OK - OKLAHOMA CITY | ON - TORONTO | ON - TORONTO | OR - MEDFORD | OR - MEDFORD | OR - PORTLAND | OR - PORTLAND | PA - PHILADELPHIA | PA - PHILADELPHIA | PA - PITTSBURGH | PA - PITTSBURGH | PQ - MONTREAL | PQ - MONTREAL | SC - CHARLESTON | SC - CHARLESTON | SC - COLUMBIA | SC - COLUMBIA | SD - SOUIX FALLS | SD - SOUIX FALLS | TN - CHATTANOOGA | TN - CHATTANOOGA | TN - NASHVILLE | TN - NASHVILLE | TX - AMARILLO | TX - AMARILLO | TX - BROWNSVILLE | TX - BROWNSVILLE | TX - EL PASO | TX - EL PASO | TX - FORT WORTH | TX - FORT WORTH | TX - HOUSTON | TX - HOUSTON | TX - SAN ANTONIO | TX - SAN ANTONIO | UT - SALT LAKE CITY | UT - SALT LAKE CITY | VA - STERLING | VA - STERLING | VT - BURLINGTON | VT - BURLINGTON | WA - SEATTLE | WA - SEATTLE | WA - SPOKANE | WA - SPOKANE | WI - MADISON | WI - MADISON | WV - CHARLESTON | WV - CHARLESTON | WY - CHEYENNE | WY - CHEYENNE | WY - LANDER | WY - LANDER
DryBulb | DewPoint | DryBulb | DewPoint | DryBulb | DewPoint | DryBulb | DewPoint | DryBulb | DewPoint | DryBulb | DewPoint | DryBulb | DewPoint | DryBulb | DewPoint | DryBulb | DewPoint | DryBulb | DewPoint | DryBulb | DewPoint | DryBulb | DewPoint | DryBulb | DewPoint | DryBulb | DewPoint | DryBulb | DewPoint | DryBulb | DewPoint | DryBulb | DewPoint | DryBulb | DewPoint | DryBulb | DewPoint | DryBulb | DewPoint | DryBulb | DewPoint | DryBulb | DewPoint | DryBulb | DewPoint | DryBulb | DewPoint | DryBulb | DewPoint | DryBulb | DewPoint | DryBulb | DewPoint | DryBulb | DewPoint | DryBulb | DewPoint | DryBulb | DewPoint | DryBulb | DewPoint | DryBulb | DewPoint | DryBulb | DewPoint | DryBulb | DewPoint | DryBulb | DewPoint | DryBulb | DewPoint | DryBulb | DewPoint | DryBulb | DewPoint | DryBulb | DewPoint | DryBulb | DewPoint | DryBulb | DewPoint | DryBulb | DewPoint | DryBulb | DewPoint | DryBulb | DewPoint | DryBulb | DewPoint | DryBulb | DewPoint | DryBulb | DewPoint | DryBulb | DewPoint | DryBulb | DewPoint | DryBulb | DewPoint | DryBulb | DewPoint | DryBulb | DewPoint | DryBulb | DewPoint | DryBulb | DewPoint | DryBulb | DewPoint | DryBulb | DewPoint | DryBulb | DewPoint | DryBulb | DewPoint | DryBulb | DewPoint | DryBulb | DewPoint | DryBulb | DewPoint | DryBulb | DewPoint | DryBulb | DewPoint | DryBulb | DewPoint | DryBulb | DewPoint | DryBulb | DewPoint | DryBulb | DewPoint | DryBulb | DewPoint | DryBulb | DewPoint | DryBulb | DewPoint | DryBulb | DewPoint | DryBulb | DewPoint | DryBulb | DewPoint | DryBulb | DewPoint | DryBulb | DewPoint | DryBulb | DewPoint | DryBulb | DewPoint | DryBulb | DewPoint | DryBulb | DewPoint | DryBulb | DewPoint | DryBulb | DewPoint | DryBulb | DewPoint | DryBulb | DewPoint | DryBulb | DewPoint | DryBulb | DewPoint
-1 | -5 | -17.2 | -19.4 | -0.6 | -2.2 | 5 | -0.6 | -8 | -12.5 | 5.6 | -3.3 | -3 | -6 | 3.9 | 2.8 | 9.4 | -5 | 2.8 | 2.2 | 3.9 | 1.7 | 6.6 | 4.2 | -7 | -8.5 | -5 | -10.6 | 9 | 0 | 15.6 | 13.9 | 20 | 15 | 3.9 | -1.1 | 20.6 | 18.9 | -0.6 | -0.6 | 20 | 18.3 | 1.5 | -2.2 | -8.3 | -10.6 | -12.2 | -16.1 | -10 | -11.7 | 0.6 | -11.7 | -6.7 | -9.4 | 10.2 | 4.6 | 3.9 | -2.8 | -1.7 | -12.8 | -12 | -13 | -16.7 | -20.7 | 0.6 | -3.3 | -6.1 | -10.6 | -23.9 | -27.8 | -6.7 | -8.9 | -25.6 | -28.9 | -21.1 | -25.6 | -0.6 | -1.6 | 3 | 1.4 | 1.3 | 0.3 | 10.2 | 10.2 | -10.2 | -12.1 | -12.8 | -17 | 2.8 | -3.9 | 8.9 | 1.1 | 14.4 | 12.2 | -21.1 | -24.4 | -16.8 | -22.5 | 6.7 | -1.7 | -6.1 | -10 | 1.7 | -3.3 | 0 | -10 | -5.6 | -9.4 | 2.2 | -1.1 | -6.7 | -10 | -3.9 | -8.3 | -2.2 | -6.1 | -2.2 | -4.4 | -14 | -21 | -0.6 | -0.6 | 5 | 3.9 | 1.1 | -0.6 | -2.2 | -4.4 | -7 | -10 | 14.4 | 10 | 12.2 | 11.1 | -15 | -21.1 | 3.3 | 2.2 | 1.1 | -1.7 | -7.8 | -8.9 | 15.2 | 13.1 | 1.7 | -7.8 | 9.6 | 7.2 | 10.6 | 10.6 | 7.2 | 3.3 | -6.1 | -8.9 | 1.1 | 1.1 | 1.1 | -2.8 | 1.1 | -5 | -5 | -6.7 | 0.4 | -3.6 | 3.3 | 3.3 | -13.1 | -16.4 | -0.6 | -10
-1 | -5 | -17.8 | -20 | -1.1 | -3.3 | 4.4 | -1.7 | -7.8 | -13.3 | 5.6 | -4.4 | -3 | -6 | 3.3 | 1.7 | 7.8 | -3.9 | 2.8 | 2.1 | 4.4 | 0 | 6 | 4 | -7.2 | -8.3 | -5 | -10.6 | 10 | 0 | 15 | 14.4 | 20.6 | 15.6 | 3.5 | -0.9 | 20 | 18.3 | 0 | -0.6 | 20 | 17.8 | 0.7 | -2.5 | -7.8 | -10 | -11.7 | -15.6 | -5.7 | -7.2 | 0.6 | -12.2 | -7.2 | -9.3 | 9.2 | 5.4 | 3.3 | -3.3 | -1.7 | -12.2 | -10 | -12 | -16.7 | -20.8 | 0.6 | -3.3 | -6.7 | -10.6 | -23.7 | -27.4 | -6.7 | -10 | -26.7 | -28.9 | -21.7 | -25.6 | -0.6 | -1.6 | 3.1 | 0.8 | 1 | 0.3 | 9.8 | 9.8 | -11.7 | -13.9 | -15.6 | -21.1 | 2.2 | -3.9 | 8.5 | 1.2 | 15 | 13.3 | -18.9 | -22.8 | -16.5 | -21.9 | 6.7 | -1.7 | -7.2 | -11.7 | 1.1 | -4.4 | -2.2 | -10 | -5.6 | -9.4 | 2.2 | -1.7 | -9.1 | -13.7 | -4.4 | -8.9 | -2.2 | -6.1 | -2.8 | -4.4 | -15 | -20 | -0.6 | -0.6 | 4.8 | 3.8 | 1.1 | -0.6 | -2.2 | -5 | -7 | -10 | 14.4 | 11.1 | 12.2 | 11.1 | -14.4 | -20.6 | 3.9 | 2.2 | 1.1 | -1.1 | -8.3 | -9.4 | 14.8 | 13 | 1.7 | -7.8 | 9.3 | 7.9 | 8.9 | 8.3 | 6.7 | 2.8 | -7.2 | -10.6 | 0.7 | 0.5 | 0.6 | -2.2 | 0 | -5 | -6.1 | -7.8 | 0.7 | -3.3 | 3.1 | 3.1 | -13.3 | -17.2 | -2.8 | -11.1
-3 | -6 | -17.8 | -20 | -1.7 | -3.3 | 2.2 | -2.8 | -7.8 | -12.6 | 5 | -5.6 | -3 | -6 | 3.3 | 2.2 | 7.8 | -6.7 | 2.8 | 1.8 | 2.8 | -0.6 | 5.4 | 3.6 | -8.1 | -8.8 | -5 | -10.6 | 10 | 1 | 14.4 | 14.4 | 20 | 15.6 | 3.2 | -0.9 | 20 | 17.2 | 0 | -0.6 | 18.9 | 17.2 | 0 | -3.3 | -8.3 | -10 | -11.1 | -15 | -1.5 | -3 | -0.6 | -12.8 | -7.8 | -9.5 | 8.3 | 6.1 | 3.3 | -5 | -2.2 | -11.7 | -8 | -10 | -18.3 | -21 | 0 | -3.9 | -7.2 | -10 | -23.5 | -27.4 | -7.2 | -10.6 | -26.7 | -28.9 | -21.7 | -25 | -0.6 | -1.7 | 3.3 | 0.6 | 0.6 | 0 | 9.4 | 9.4 | -13.2 | -15 | -16.9 | -21.9 | 1.1 | -2.2 | 8.2 | 1.1 | 15 | 12.8 | -17.8 | -21.7 | -16.1 | -21.7 | 7.2 | -2.2 | -7.8 | -11.7 | 0 | -5 | -2.2 | -11.1 | -5 | -8.3 | 1.7 | -2.8 | -11.5 | -17.8 | -4.4 | -8.9 | -2.8 | -6.7 | -3.3 | -5 | -16 | -21 | -0.6 | -0.6 | 4.6 | 3.6 | 1.1 | -1.7 | -2.8 | -6.1 | -7 | -10 | 13.9 | 11.1 | 12.8 | 11.7 | -14.4 | -20 | 3.9 | 2.8 | 1.1 | -0.6 | -8.3 | -9.4 | 14.4 | 12.8 | 1.7 | -7.8 | 8.9 | 8.3 | 8.3 | 7.8 | 5.6 | 2.2 | -8.3 | -11.1 | 0.4 | 0 | 1.7 | -6.7 | -0.6 | -1.1 | -6.7 | -8.9 | 1.1 | -3.3 | 3 | 3 | -13.3 | -16.9 | -1.7 | -10
-4 | -7 | -17.2 | -19.4 | -1.7 | -3.9 | 1.7 | -3.9 | -7.8 | -12.6 | 6.1 | -6.7 | -2 | -6 | 3.3 | 2.2 | 6.1 | -5.6 | 2.8 | 1.7 | 3.9 | -0.6 | 5 | 3 | -9.1 | -9.4 | -6.1 | -11.1 | 9 | 3 | 14.4 | 13.9 | 20.6 | 16.1 | 2.8 | -1.1 | 18.3 | 16.1 | 0 | -0.6 | 18.9 | 17.8 | -0.2 | -2.9 | -7.8 | -9.4 | -11.1 | -15 | 2.8 | 1.1 | -2.2 | -13.3 | -8.3 | -10 | 8.3 | 5.8 | 2.2 | -5 | -2.2 | -11.1 | -7 | -8 | -18.9 | -21.1 | 0 | -3.9 | -7.2 | -10.6 | -23.3 | -27.8 | -7.8 | -10.6 | -26.7 | -28.9 | -22.2 | -25 | -0.4 | -1.4 | 3.5 | 0.2 | -0.2 | -0.6 | 9.4 | 9.4 | -14.6 | -16.2 | -18.1 | -23.4 | 0 | -1.1 | 7.8 | 1.1 | 14.4 | 12.8 | -20 | -23.3 | -15.7 | -20.6 | 6.7 | -2.2 | -7.2 | -11.7 | 0.6 | -5 | -2.8 | -10.6 | -4.4 | -8.3 | 1.1 | -3.3 | -13.9 | -23.3 | -5 | -9.4 | -3.3 | -7.8 | -4.4 | -6.1 | -17 | -22 | -0.6 | -0.6 | 4.4 | 3.3 | 0 | -6.7 | -2.8 | -6.7 | -8 | -10 | 12.8 | 10.6 | 12.8 | 11.7 | -15 | -20.6 | 3.9 | 2.8 | 1.1 | -0.6 | -8.3 | -9.4 | 13.9 | 12.7 | 1.1 | -8.3 | 8.9 | 8.5 | 7.8 | 7.2 | 6.1 | 2.2 | -8.3 | -11.7 | 0 | -0.6 | 1.1 | -6.7 | 0 | -1.1 | -6.7 | -8.3 | 1.1 | -2.5 | 2.8 | 2.8 | -13.3 | -17 | -2.8 | -11.1
-4 | -7 | -17.2 | -19.4 | -1.7 | -3.9 | 0 | -3.9 | -7.8 | -13.3 | 6.1 | -7.2 | -3 | -6 | 2.8 | 1.1 | 6.7 | -6.1 | 2.2 | 1.2 | 1.7 | -0.6 | 4.8 | 3 | -10 | -10 | -5 | -11.1 | 6 | 4 | 14.4 | 14.4 | 20 | 17.2 | 1.7 | -1.4 | 17.8 | 15 | 0 | -0.6 | 18.9 | 17.8 | -0.4 | -2.9 | -7.8 | -8.9 | -10.6 | -14.4 | 2.8 | 1.6 | -1.7 | -13.3 | -9.1 | -10.4 | 8.3 | 5.4 | 1.7 | -5.6 | -2.8 | -11.1 | -7 | -8 | -19.4 | -21.3 | 0 | -3.9 | -8.9 | -11.7 | -24.4 | -28.1 | -7.8 | -10.6 | -26.7 | -28.9 | -22.2 | -25.6 | -0.2 | -1.2 | 3.7 | -0.1 | -0.9 | -1 | 9.4 | 9.4 | -16.1 | -17.8 | -19.4 | -25.6 | 0 | -1.1 | 7.6 | 1.2 | 15 | 13.3 | -20 | -23.3 | -15.4 | -20 | 6.7 | -1.7 | -8.9 | -12.2 | 0.6 | -5 | -1.1 | -10 | -4.4 | -8.3 | 1.1 | -2.8 | -14.3 | -23.4 | -5 | -9.4 | -4.4 | -8.9 | -4.4 | -6.1 | -18 | -22 | -0.4 | -0.8 | 4.2 | 3 | -2.2 | -8.9 | -2.8 | -7.8 | -8 | -10 | 12.8 | 10 | 12.8 | 11.7 | -15.6 | -21.7 | 3.9 | 3.3 | 1.1 | -1.1 | -8.3 | -9.4 | 13.3 | 12.5 | 0 | -8.3 | 8.9 | 8.8 | 7.2 | 6.7 | 6.1 | 2.2 | -8.9 | -12.2 | 0 | -0.5 | -1.7 | -5.6 | -0.6 | -2.8 | -6.1 | -7.8 | 1.1 | -1.9 | 2.6 | 2.5 | -13.3 | -17.8 | -2.8 | -9.4
-5 | -10 | -16.7 | -18.9 | -2.2 | -3.9 | -0.6 | -4.4 | -8 | -12.3 | 6.1 | -5.6 | -2 | -6 | 2.8 | 1.7 | 6.1 | -6.1 | 1.7 | 1 | 1.7 | -0.6 | 4.1 | 2.5 | -10 | -10.1 | -6.1 | -11.1 | 6 | 6 | 15 | 14.4 | 19.4 | 17.8 | 0.5 | -1.9 | 17.2 | 15 | -0.6 | -0.6 | 18.9 | 17.8 | -0.6 | -3.3 | -7.2 | -8.3 | -10.6 | -14.4 | 2.8 | 2.2 | -1.1 | -12.2 | -9.8 | -10.9 | 8.3 | 5 | 0.6 | -5.6 | -2.8 | -10.6 | -8 | -10 | -20 | -21.7 | 0.6 | -3.3 | -11.7 | -13.3 | -25.6 | -28.9 | -7.8 | -10 | -26.7 | -28.9 | -22.8 | -25.6 | 0 | -1.1 | 3.9 | -0.6 | -1.7 | -1.7 | 9.4 | 9.4 | -17.2 | -19 | -20.5 | -25 | 0 | -1.1 | 7.4 | 1 | 15 | 13.3 | -18.3 | -26.1 | -15 | -20 | 6.1 | -1.7 | -8.3 | -11.1 | -1.1 | -6.7 | -1.1 | -10 | -5 | -7.2 | 0.6 | -3.9 | -14.6 | -24.2 | -5.6 | -11.1 | -6.7 | -10 | -5 | -6.7 | -18 | -21 | -0.2 | -0.8 | 4.1 | 2.6 | -3.9 | -13.3 | -3.3 | -8.3 | -8 | -10 | 12.8 | 10.6 | 12.8 | 12.2 | -16.7 | -22.2 | 3.9 | 3.3 | 1.1 | -1.7 | -7.8 | -9.4 | 12.8 | 12.2 | -1.1 | -9.4 | 8.9 | 8.9 | 7.2 | 6.7 | 5 | 1.7 | -7.8 | -11.1 | 0 | -0.5 | -2.8 | -6.7 | -1.7 | -2.8 | -6.1 | -7.8 | 1.1 | -1.7 | 2.4 | 2 | -13.5 | -17.7 | -5.6 | -10
-4 | -10 | -16.7 | -18.9 | -2.8 | -4.4 | -1.1 | -5 | -8.1 | -12 | 6.1 | -6.1 | -3 | -6 | 2.8 | 1.1 | 7.8 | -7.8 | 1.1 | 0.6 | 1.7 | -0.6 | 3.9 | 2.2 | -10 | -10.3 | -6.1 | -11.1 | 7 | 6 | 15 | 14.4 | 19.4 | 18.3 | -0.6 | -2.8 | 16.1 | 14.4 | 0 | -0.6 | 18.9 | 17.8 | -0.6 | -2.8 | -6.7 | -7.8 | -10.6 | -13.9 | 2.8 | 2.8 | -2.2 | -11.1 | -10.6 | -11.7 | 8.3 | 5.1 | 0.6 | -6.1 | -3.3 | -10.6 | -10 | -11 | -22.8 | -24.4 | 0.6 | -3.3 | -10 | -12.2 | -26.7 | -30 | -8.3 | -10 | -27.8 | -30 | -22.8 | -25.6 | 0.4 | -0.7 | 3.9 | -0.8 | -1.3 | -1.3 | 9.4 | 9.4 | -18.3 | -20.4 | -21.7 | -25.4 | 0 | -1.1 | 7.2 | 1.1 | 14.4 | 13.9 | -17.8 | -23.3 | -14.8 | -19.1 | 6.1 | -1.1 | -7.8 | -11.1 | -0.6 | -6.1 | -1.1 | -10 | -4.4 | -6.7 | 1.1 | -4.4 | -15 | -26.7 | -6.7 | -11.1 | -6.7 | -10.6 | -5 | -6.7 | -17 | -21 | 0 | -1.1 | 3.9 | 2.2 | -5.6 | -12.2 | -3.3 | -8.9 | -8 | -10 | 10.6 | 10 | 12.8 | 11.7 | -18.3 | -23.3 | 3.9 | 3.3 | 1.1 | -1.7 | -8.3 | -9.4 | 13 | 12.4 | -1.7 | -9.4 | 9.1 | 9.1 | 6.7 | 6.1 | 5 | 1.7 | -7.8 | -10 | 0 | -0.6 | -3.3 | -4.4 | -2.2 | -3.9 | -6.1 | -7.8 | 0.9 | -1.3 | 2.2 | 1.7 | -13.7 | -18.3 | -5.6 | -10
-6 | -10 | -16.7 | -18.9 | -2.8 | -4.4 | -1.1 | -5.6 | -8.3 | -12.2 | 6.1 | -7.8 | -4 | -6 | 2.8 | 1.7 | 9.4 | -8.9 | 1.7 | 1.3 | 2.2 | 0 | 6.3 | 4.3 | -10 | -10.6 | -7.8 | -11.7 | 7 | 7 | 15 | 14.4 | 19.4 | 18.3 | 1.6 | -1.6 | 15.6 | 13.3 | 0 | -0.6 | 20.6 | 18.9 | -0.6 | -2.7 | -6.1 | -7.2 | -10 | -13.3 | 2.8 | 2.8 | -2.2 | -8.3 | -9.3 | -10.2 | 8.3 | 5.1 | 1.7 | -6.1 | -2.2 | -10 | -10 | -12 | -20.6 | -22.2 | 1.1 | -3.9 | -9.4 | -12.2 | -24.7 | -27.7 | -8.9 | -11.1 | -26.7 | -29.4 | -22.2 | -25.6 | 0.7 | -0.4 | 3.9 | -1.1 | -1 | -1 | 9.4 | 9.4 | -19.4 | -22.2 | -22.8 | -26.1 | 0 | -1.1 | 7.8 | 1.2 | 15 | 13.9 | -18.3 | -23.3 | -14.6 | -18.7 | 5.6 | -1.1 | -6.7 | -11.1 | 0 | -6.1 | -0.6 | -10.6 | -3.9 | -7.8 | 1.1 | -5.6 | -15.2 | -25.2 | -7.8 | -10.6 | -6.7 | -10.6 | -5 | -6.7 | -17 | -21 | 0.2 | -0.8 | 4.1 | 2.6 | -8.9 | -18.3 | -4.4 | -11.1 | -8 | -10 | 10 | 9.4 | 12.8 | 11.7 | -19.4 | -24.4 | 3.9 | 3.3 | 1.1 | -1.7 | -7.8 | -8.9 | 13.1 | 12.2 | -0.6 | -7.8 | 9.2 | 9.2 | 6.7 | 6.1 | 4.4 | 1.7 | -7.2 | -10 | 0.4 | -0.7 | -3.3 | -5.6 | -1.1 | -2.8 | -6.1 | -7.8 | 0.8 | -1 | 2.2 | 1.6 | -13.9 | -19.4 | -2.8 | -10.6
-7 | -10 | -16.7 | -18.3 | -2.8 | -4.4 | 0.6 | -5.6 | -7.9 | -11.5 | 6.7 | -6.7 | -2 | -6 | 3.3 | 2.2 | 10 | -5 | 2.2 | 2.1 | 2.8 | 1.1 | 8.7 | 6.3 | -8 | -10 | -2.8 | -10 | 8 | 7 | 16.1 | 15 | 18.3 | 17.2 | 3.9 | -0.9 | 15 | 12.8 | 0 | -0.6 | 24.4 | 20 | -0.6 | -2.8 | -5.6 | -6.7 | -8.9 | -13.3 | 2.8 | 2.8 | -1.1 | -5.6 | -8 | -8.9 | 8.3 | 5 | 3.3 | -6.7 | -0.6 | -8.9 | -11 | -12 | -20 | -21.7 | 1.7 | -2.8 | -8.9 | -11.7 | -22.6 | -25.6 | -9.4 | -11.7 | -26.7 | -28.9 | -21.1 | -24.4 | 1.1 | 0 | 3.9 | -1.7 | -0.6 | -0.6 | 9.4 | 9.4 | -20 | -22.4 | -23.2 | -26.5 | 0 | -1.1 | 8.3 | 1 | 16.7 | 14.4 | -20 | -24.4 | -14.4 | -18.9 | 6.7 | -0.6 | -0.6 | -7.8 | 5.6 | -3.9 | 1.1 | -8.3 | -1.7 | -7.8 | 1.1 | -6.1 | -15.4 | -25.2 | -7.2 | -10 | -7.2 | -11.1 | -3.3 | -5 | -17 | -22 | 0.4 | -0.7 | 4.2 | 3 | -10 | -20.6 | -4.4 | -10 | -8 | -10 | 11.7 | 10 | 13.9 | 13.3 | -20 | -25.6 | 3.9 | 3.3 | 0.6 | -2.2 | -7.8 | -8.3 | 13.3 | 12.2 | 1.7 | -7.2 | 9.4 | 9.4 | 8.3 | 7.8 | 8.9 | 3.9 | -7.2 | -9.4 | 0.7 | -0.8 | -3.9 | -8.3 | -0.6 | -2.8 | -5.6 | -7.8 | 0.6 | -1.1 | 2.2 | 1.6 | -11.3 | -17 | -1.7 | -13.9
-8 | -12 | -15.6 | -17.8 | -2.2 | -3.3 | 2.2 | -5.6 | -7.6 | -11.3 | 9.4 | -6.1 | 0 | -4 | 3.9 | 3.9 | 12.2 | -7.2 | 2.8 | 2.8 | 5.6 | 1.1 | 11.1 | 8.3 | -5.9 | -9.7 | -0.6 | -8.9 | 9 | 7 | 16.7 | 15.6 | 18.9 | 17.8 | 6.1 | -0.6 | 15 | 12.8 | -1.1 | -1.7 | 26.7 | 19.4 | -0.2 | -2 | -3.3 | -4.4 | -6.7 | -13.3 | 2.8 | 2.8 | 2.2 | -2.2 | -6.7 | -7.8 | 8.3 | 5.1 | 4.4 | -5.6 | 0.6 | -8.9 | -11 | -12 | -17.8 | -18.9 | 1.7 | -2.8 | -7.8 | -11.1 | -20.6 | -23.9 | -8.9 | -11.1 | -24.4 | -26.7 | -20 | -23.9 | 2.8 | 0.5 | 5 | -0.5 | 2 | 0.5 | 9.8 | 9.2 | -20.5 | -23 | -23.5 | -27.2 | 0.6 | -1.1 | 8.9 | 1.1 | 17.8 | 14.4 | -19.4 | -23.9 | -12.9 | -17.2 | 6.7 | -0.6 | 4.4 | -6.7 | 6.1 | -2.8 | 7.8 | -6.1 | -2.2 | -3.9 | 1.1 | -6.1 | -15.6 | -26.1 | -6.1 | -9.4 | -7.2 | -11.1 | -1.1 | -3.9 | -17 | -21 | 0.6 | -0.6 | 4.4 | 3.3 | -9.4 | -20.6 | -3.9 | -10 | -7 | -10 | 11.1 | 8.9 | 15.6 | 14.4 | -18.9 | -25.6 | 3.9 | 3.3 | 1.1 | -3.3 | -4.4 | -5.6 | 13.9 | 12.7 | 3.3 | -6.7 | 9.8 | 9.7 | 8.9 | 8.3 | 14.4 | 2.8 | -6.7 | -8.9 | 1.1 | -1.1 | -3.9 | -9.4 | 1.1 | -2.2 | -6.1 | -7.2 | 0.8 | -0.6 | 2.2 | 1.7 | -8.7 | -15.1 | -2.8 | -10.6
-5 | -10 | -15.6 | -17.8 | -1.7 | -3.9 | 3.9 | -5 | -7.2 | -11.7 | 12.2 | -7.2 | 1 | -4 | 6.7 | 5.6 | 15 | -8.3 | 4.1 | 3.4 | 6.1 | 2.8 | 12.4 | 8.3 | -3.9 | -10.6 | 1.7 | -7.2 | 11 | 8 | 18.3 | 16.1 | 18.9 | 17.8 | 7.6 | -0.5 | 14.4 | 12.2 | -1.7 | -2.8 | 27.8 | 19.4 | 0.2 | -1.4 | 3.9 | -1.1 | -5 | -11.1 | 3.2 | 3.2 | 5 | -1.1 | -4.5 | -6.5 | 8.3 | 5.1 | 5 | -5.6 | 1.1 | -7.8 | -11 | -12 | -14.4 | -17.8 | 2.8 | -2.2 | -6.7 | -10.6 | -18.4 | -22.6 | -9.4 | -12.8 | -22.8 | -25.6 | -18.3 | -23.3 | 4.4 | 0.9 | 6.1 | 0.6 | 4.6 | 1.6 | 10.2 | 9.2 | -21.1 | -23.9 | -23.9 | -28.3 | 1.1 | -0.6 | 8.7 | 1.1 | 16.1 | 15.6 | -17.8 | -21.7 | -11.5 | -16 | 7.8 | -0.6 | 7.8 | -5.6 | 8.3 | -1.7 | 8.9 | -6.1 | -3.3 | -6.7 | 1.7 | -6.1 | -14.8 | -24.4 | -5.6 | -10 | -6.1 | -11.1 | 1.1 | -3.3 | -17 | -21 | 1.7 | 0.4 | 5 | 3.7 | -9.4 | -20.6 | -3.3 | -9.4 | -7 | -10 | 10 | 8.3 | 19.4 | 16.7 | -17.2 | -25 | 4.4 | 3.9 | 1.7 | -2.8 | -1.7 | -3.9 | 14.4 | 13 | 5 | -6.7 | 10.2 | 9.8 | 10 | 9.4 | 16.7 | 1.7 | -6.1 | -9.4 | 1.7 | -1.1 | -3.9 | -11.7 | 2.8 | -1.7 | -5.6 | -7.2 | 0.9 | -0.3 | 2.4 | 1.7 | -6.1 | -14.4 | 1.7 | -3.3
-2 | -7 | -15 | -17.2 | -0.6 | -3.3 | 4.4 | -4.4 | -6.7 | -10.9 | 13.9 | -8.3 | 3 | -5 | 10.6 | 6.1 | 17.2 | -8.3 | 5.4 | 4.1 | 6.7 | 2.2 | 13.7 | 8.2 | -3.5 | -10.2 | 3.9 | -7.2 | 11 | 8 | 19.4 | 16.7 | 19.4 | 17.8 | 9.1 | -0.7 | 13.9 | 11.1 | -2.2 | -3.9 | 28.3 | 20 | 0.6 | -1.1 | -3.9 | -5.6 | -3.3 | -9.4 | 3.5 | 3.5 | 6.1 | -1.1 | -2.2 | -5.3 | 8.3 | 5 | 5.6 | -5.6 | 2.8 | -7.8 | -11 | -13 | -11.7 | -15.6 | 5 | -1.7 | -6.1 | -10.6 | -16.1 | -21.8 | -10 | -12.8 | -21.1 | -24.4 | -16.7 | -22.2 | 6.1 | 1.1 | 7.2 | 1.7 | 7.2 | 2.2 | 10.6 | 8.9 | -20.9 | -24.1 | -23.5 | -27.6 | 2.2 | 0 | 8.5 | 1.2 | 17.2 | 16.7 | -15.6 | -20 | -10 | -15.6 | 6.7 | 1.7 | 8.3 | -5 | 9.4 | -1.7 | 5.6 | -2.2 | -2.2 | -6.7 | 2.2 | -5.6 | -14.1 | -23.5 | -5 | -10.6 | -5.6 | -12.8 | 3.3 | -2.8 | -16 | -19 | 2.8 | 1.3 | 5.5 | 3.7 | -9.4 | -20 | -3.3 | -7.8 | -6 | -9 | 11.1 | 8.3 | 22.8 | 15.6 | -16.7 | -24.4 | 5 | 3.9 | 1.1 | -2.8 | -1.1 | -3.9 | 15 | 13.3 | 6.7 | -6.7 | 10.6 | 10 | 11.1 | 10 | 18.3 | 1.7 | -5.6 | -9.4 | 2.2 | -1.2 | -2.8 | -12.2 | 3.9 | -2.8 | -5.6 | -6.7 | 1.1 | 0 | 2.6 | 1.6 | -5.5 | -13.1 | 5 | -8.3
-2 | -5 | -15 | -17.2 | 0.6 | -2.2 | 5 | -4.4 | -6.1 | -10.7 | 16.1 | -10 | 3 | -6 | 11.1 | 6.7 | 17.2 | -10.6 | 6.7 | 4.4 | 7.2 | 2.2 | 15 | 7.8 | -3.2 | -10.5 | 5 | -7.8 | 11 | 8 | 18.9 | 16.7 | 18.9 | 18.3 | 10.6 | -1.7 | 14.4 | 11.1 | -2.8 | -3.9 | 28.3 | 20 | 0.4 | -0.8 | -0.6 | -2.2 | -2.2 | -8.3 | 3.9 | 3.9 | 7.2 | -1.1 | 0 | -5 | 8.1 | 5.2 | 7.2 | -5.6 | 2.2 | -7.2 | -10 | -12 | -11.1 | -15.6 | 5 | -1.1 | -6.7 | -11.7 | -13.9 | -22.2 | -10 | -14.4 | -20.6 | -24.4 | -15 | -21.7 | 6.7 | 1 | 8.1 | 1.7 | 8.5 | 2.3 | 10.8 | 8.8 | -20.8 | -24.6 | -23.2 | -27.5 | 2.2 | 0 | 8.3 | 1.1 | 19.4 | 16.7 | -13.9 | -18.3 | -9.1 | -13.7 | 6.7 | 2.8 | 8.3 | -5.6 | 10.6 | -1.1 | 3.9 | -3.9 | -2.8 | -8.9 | 3.9 | -4.4 | -13.3 | -23.9 | -3.9 | -11.1 | -5 | -12.8 | 5.6 | -2.8 | -17 | -21 | 3.9 | 2.2 | 6.1 | 3.9 | -8.3 | -20.6 | -3.3 | -7.2 | -6 | -9 | 14.4 | 8.3 | 20.6 | 16.7 | -15.6 | -24.4 | 5 | 3.9 | 1.7 | -3.3 | -1.1 | -6.7 | 16.3 | 12.7 | 9.4 | -5 | 10.8 | 10.2 | 11.7 | 10.6 | 21.1 | 1.1 | -5.6 | -8.9 | 2.8 | -1.7 | -3.3 | -13.3 | 5 | -2.8 | -5 | -6.7 | 1.1 | 0 | 2.8 | 1.7 | -5 | -13.1 | 8.3 | -6.1
-1 | -5 | -15.6 | -17.8 | 1.1 | -1.7 | 6.1 | -3.9 | -5.6 | -11.1 | 16.7 | -8.3 | 2 | -4 | 11.7 | 6.7 | 18.3 | -9.4 | 7.4 | 4.5 | 7.2 | 0 | 14.8 | 8.3 | -2.8 | -12.2 | 5.6 | -7.8 | 13 | 11 | 18.9 | 16.7 | 19.4 | 17.2 | 11.3 | -1.3 | 14.4 | 10 | -2.2 | -3.9 | 28.9 | 18.9 | 0.2 | -0.6 | 2.2 | -1.1 | -1.1 | -7.8 | 4.3 | 4.3 | 7.8 | -1.7 | 0.7 | -4.2 | 8 | 5.5 | 7.2 | -6.1 | 2.8 | -6.7 | -10 | -12 | -7.8 | -15 | 5.6 | -1.1 | -5.6 | -11.7 | -13.9 | -21.7 | -10.6 | -15 | -18.9 | -23.9 | -14.4 | -20.6 | 7.2 | 0.4 | 9.1 | 2 | 9.8 | 2.2 | 10.9 | 8.5 | -20.6 | -25.6 | -22.8 | -27.8 | 2.2 | 0 | 8.1 | 1.5 | 20 | 16.1 | -12.2 | -18.3 | -8.1 | -12.3 | 6.7 | 2.2 | 8.9 | -5 | 10 | -0.6 | 6.7 | -7.2 | -2.8 | -10 | 4.4 | -3.3 | -12.6 | -21.4 | -3.9 | -10.6 | -4.4 | -12.8 | 7.2 | -1.7 | -12 | -15 | 4.3 | 2.5 | 6.3 | 4.1 | -8.3 | -19.4 | -2.2 | -8.3 | -6 | -9 | 16.1 | 5.6 | 21.7 | 16.7 | -14.4 | -23.9 | 5 | 3.9 | 1.7 | -4.4 | 0 | -7.8 | 17.6 | 11.4 | 12.8 | -5 | 10.9 | 10.3 | 12.2 | 11.1 | 22.2 | 1.7 | -5.6 | -10 | 3 | -1.5 | -3.9 | -13.3 | 5.6 | -2.8 | -4.4 | -6.7 | 1.1 | 0 | 2.8 | 1.6 | -4.4 | -13.9 | 7.8 | -4.4
-2 | -5 | -15.6 | -17.8 | 1.7 | -1.7 | 6.1 | -3.3 | -6 | -10.7 | 17.2 | -7.8 | 3 | -3 | 12.2 | 6.1 | 18.9 | -8.3 | 8.2 | 4.6 | 7.8 | -3.3 | 14.6 | 8.6 | -4.1 | -11.2 | 6.7 | -8.3 | 13 | 11 | 17.8 | 16.1 | 19.4 | 17.8 | 12.1 | -1.3 | 15 | 10.6 | -2.2 | -3.9 | 28.9 | 19.4 | 0 | -0.6 | 3.3 | -0.6 | -1.1 | -7.2 | 4.6 | 4.6 | 7.8 | -1.7 | 1.5 | -4 | 7.8 | 5.6 | 7.8 | -5.6 | 2.8 | -6.7 | -10 | -12 | -8.3 | -14.4 | 6.7 | -2.8 | -6.1 | -12.2 | -13.9 | -21.9 | -11.1 | -15 | -17.8 | -22.8 | -13.9 | -20 | 7.8 | 0 | 10 | 1.7 | 11.1 | 1.7 | 11.1 | 8.3 | -20.8 | -24.6 | -22.8 | -26.8 | 2.2 | 0 | 8 | 2 | 20.6 | 16.7 | -11.7 | -17.8 | -7.2 | -11.7 | 6.7 | 2.8 | 8.9 | -3.9 | 11.1 | -0.6 | 4.4 | -6.7 | -3.9 | -10 | 4.4 | -4.4 | -11.8 | -19.7 | -3.3 | -11.7 | -3.9 | -13.9 | 8.9 | -1.7 | -11 | -13 | 4.6 | 2.6 | 6.5 | 4.3 | -8.9 | -18.9 | -2.2 | -8.3 | -6 | -9 | 16.7 | 5.6 | 21.1 | 16.7 | -13.9 | -23.9 | 5.6 | 3.9 | 2.2 | -3.3 | -0.6 | -8.3 | 18.9 | 10 | 14.4 | -2.8 | 11.1 | 10.6 | 12.8 | 11.7 | 21.7 | 1.7 | -5.6 | -9.4 | 3.1 | -1.8 | -4.4 | -12.8 | 5 | -1.7 | -4.4 | -6.7 | 1.1 | 0 | 2.8 | 1.6 | -5.5 | -12.1 | 2.8 | -3.3
-2 | -6 | -15.6 | -17.8 | 1.7 | -2.2 | 5.6 | -2.8 | -6.3 | -10.9 | 17.2 | -7.8 | 2 | -2 | 12.2 | 6.1 | 18.3 | -10 | 8.9 | 4.4 | 7.2 | -3.9 | 14.4 | 8.9 | -5.4 | -11.2 | 7.2 | -7.8 | 12 | 12 | 18.3 | 15 | 19.4 | 17.2 | 12.8 | -1.7 | 16.1 | 10.6 | -1.7 | -3.3 | 27.8 | 21.1 | -0.2 | -1.2 | 4.4 | -1.7 | -1.1 | -6.1 | 5 | 5 | 7.8 | -2.8 | 2.2 | -4.4 | 7.6 | 5.4 | 7.8 | -3.9 | 1.7 | -5.6 | -10 | -12 | -9.4 | -15 | 5.6 | -3.9 | -5.6 | -11.7 | -13.9 | -23.3 | -11.7 | -16.1 | -17.8 | -22.8 | -14.4 | -20.6 | 6.5 | 0 | 9.3 | 1.2 | 9.1 | 1.7 | 10.4 | 8.4 | -20.9 | -24.1 | -22.8 | -26.3 | 2.8 | 0 | 7.8 | 2.2 | 20 | 16.1 | -11.7 | -18.9 | -7.6 | -11.2 | 6.7 | 2.8 | 7.8 | -6.1 | 8.9 | 0.6 | 3.9 | -6.7 | -3.9 | -11.7 | 3.3 | -5 | -11.1 | -19.4 | -3.3 | -11.1 | -4.4 | -13.9 | 10.6 | -1.1 | -9 | -11 | 5 | 2.8 | 6.7 | 4.4 | -9.4 | -20 | -2.8 | -8.9 | -5 | -8 | 16.1 | 5 | 21.1 | 16.1 | -13.9 | -23.3 | 5.6 | 3.9 | 2.2 | -3.9 | -1.1 | -7.8 | 18 | 10.2 | 16.1 | -5.6 | 11.3 | 10.6 | 13.3 | 12.2 | 20.6 | 1.7 | -7.2 | -10.6 | 3.3 | -2.2 | -5 | -12.8 | 3.9 | -2.2 | -4.4 | -6.7 | 0.9 | -0.1 | 2.8 | 1.7 | -6.7 | -11.9 | 4.4 | -3.3
-3 | -7 | -15 | -18.3 | 0 | -3.9 | 4.4 | -2.2 | -6.7 | -11.7 | 16.7 | -6.7 | 1 | -2 | 11.7 | 6.7 | 15.6 | -7.2 | 7.4 | 4.2 | 6.7 | -2.2 | 13.1 | 8.6 | -6.7 | -12.2 | 6.1 | -7.8 | 12 | 12 | 17.8 | 15 | 18.3 | 16.7 | 9.6 | 0 | 15 | 10.6 | -1.7 | -3.3 | 26.1 | 21.1 | -0.4 | -1.8 | 3.3 | -1.1 | -1.1 | -6.1 | 5.7 | 5.7 | 6.7 | -3.9 | 1.1 | -3.5 | 7.4 | 5.2 | 6.1 | -3.9 | 0.6 | -6.1 | -10 | -12 | -11.1 | -15 | 4.4 | -5 | -6.1 | -12.2 | -14.5 | -22.2 | -11.7 | -15.6 | -18.9 | -23.3 | -15.6 | -20 | 5.2 | -0.2 | 8.5 | 0.2 | 7 | 1.1 | 9.6 | 8.4 | -21.1 | -23.9 | -22.8 | -26.1 | 2.8 | -1.7 | 7.6 | 2.3 | 19.4 | 16.1 | -13.9 | -18.9 | -7.9 | -11.2 | 6.7 | 2.8 | 6.7 | -7.2 | 8.3 | 0 | 2.8 | -6.1 | -6.1 | -12.8 | 1.7 | -6.7 | -10.7 | -15.9 | -2.8 | -11.7 | -5.6 | -14.4 | 10 | -0.6 | -10 | -12 | 3.5 | 1.9 | 7.1 | 4.8 | -11.1 | -21.7 | -2.8 | -8.9 | -5 | -8 | 13.9 | 8.3 | 21.1 | 16.1 | -15 | -23.3 | 5 | 3.3 | 0 | -4.4 | -2.2 | -7.8 | 17 | 10.4 | 15.6 | -4.4 | 11.5 | 10.6 | 13.3 | 12.2 | 18.3 | 1.7 | -8.3 | -10.6 | 1.8 | -2.2 | -6.7 | -15 | 1.7 | -2.2 | -4.4 | -7.2 | 0.8 | 0.1 | 2.8 | 1.6 | -7.8 | -12.2 | 2.8 | -3.9
-2 | -7 | -16.1 | -18.9 | -2.2 | -5.6 | 2.8 | -2.2 | -7.4 | -11.3 | 14.4 | -5 | 0 | -2 | 11.7 | 7.8 | 13.9 | -8.3 | 5.9 | 3.7 | 6.1 | -0.6 | 11.9 | 8.4 | -8 | -12.5 | -1.1 | -7.2 | 11 | 10 | 15 | 13.9 | 17.8 | 16.7 | 6.5 | 0.4 | 14.4 | 10.6 | -1.7 | -2.8 | 25 | 18.9 | -0.6 | -2.8 | 0 | -2.8 | -1.7 | -6.1 | 6.5 | 6.5 | 4.4 | -5.6 | 0 | -3.4 | 7.2 | 5 | 6.1 | -2.8 | 1.1 | -5.6 | -11 | -13 | -11.7 | -15 | 3.3 | -6.7 | -8.3 | -11.7 | -15 | -22.1 | -11.7 | -15.6 | -20 | -23.9 | -16.1 | -20 | 3.9 | -0.6 | 7.8 | -0.6 | 5 | 0.6 | 8.9 | 8.3 | -21.3 | -23.8 | -23 | -26.2 | 2.2 | 0 | 7.4 | 2.3 | 19.4 | 16.7 | -16.7 | -21.7 | -8.3 | -11.7 | 6.1 | 2.8 | 5.6 | -7.8 | 7.2 | -0.6 | 1.7 | -5.6 | -7.8 | -13.9 | 1.1 | -7.2 | -10.4 | -13.9 | -2.8 | -10.6 | -6.7 | -13.9 | 7.8 | -1.1 | -11 | -15 | 2.1 | 1.1 | 7.4 | 4.9 | -11.7 | -22.2 | -2.8 | -8.9 | -6 | -9 | 11.1 | 7.8 | 20.6 | 15.6 | -16.7 | -23.3 | 5 | 3.3 | -1.1 | -4.4 | -3.3 | -7.2 | 16.1 | 10.6 | 16.7 | -3.3 | 11.7 | 10.6 | 12.8 | 12.2 | 15 | 2.2 | -12.2 | -13.3 | 0.4 | -2.5 | -7.8 | -15 | 1.1 | -2.8 | -5.6 | -7.2 | 0.6 | 0 | 2.8 | 1.6 | -8.5 | -12.3 | 4.4 | -5
-3 | -7 | -15 | -18.3 | -5.6 | -7.2 | 1.7 | -2.2 | -8.2 | -11.6 | 12.2 | -3.9 | -1 | -3 | 11.1 | 8.3 | 13.3 | -8.9 | 4.4 | 3.3 | 4.4 | -0.6 | 10.6 | 7.8 | -9.3 | -13.6 | -2.2 | -8.3 | 12 | 12 | 16.7 | 15 | 16.7 | 15.6 | 3.3 | 0 | 13.3 | 10.6 | -1.7 | -3.3 | 23.9 | 18.9 | -2.1 | -4 | -0.6 | -3.3 | -2.2 | -6.1 | 7.2 | 7.2 | 2.2 | -6.1 | -1.1 | -3.9 | 6.8 | 4.8 | 7.8 | -4.4 | 0.6 | -5 | -12 | -15 | -12.2 | -15 | 1.7 | -6.7 | -8.3 | -12.2 | -15.6 | -22.8 | -11.1 | -15 | -21.1 | -23.9 | -16.7 | -20.6 | 3.5 | -0.6 | 7.1 | -0.5 | 4.4 | 0.3 | 8 | 7.1 | -21.5 | -24 | -23.1 | -26.4 | 2.2 | -0.6 | 7.2 | 2.2 | 18.3 | 16.1 | -15.6 | -18.9 | -8.1 | -11.1 | 6.7 | 2.2 | 5.6 | -8.9 | 5.6 | -1.7 | 1.7 | -5.6 | -7.2 | -13.9 | 1.1 | -7.8 | -10 | -12.2 | -2.8 | -10 | -7.2 | -13.3 | 6.1 | -1.7 | -13 | -17 | 0.6 | 0 | 7.8 | 5 | -11.7 | -22.2 | -2.8 | -8.9 | -6 | -9 | 8.9 | 7.2 | 20.6 | 15 | -17.2 | -23.3 | 5 | 3.3 | -1.1 | -4.4 | -4.4 | -7.2 | 15.4 | 10.4 | 15.6 | -3.3 | 11.1 | 10.2 | 13.3 | 11.7 | 12.8 | 2.2 | -17.8 | -18.3 | -1.1 | -3.3 | -8.3 | -14.4 | 1.1 | -2.2 | -5.6 | -7.2 | 0.4 | 0 | 2.8 | 1.7 | -9.3 | -13.3 | 1.7 | -5.6
-3 | -6 | -14.4 | -18.3 | -6.7 | -7.8 | 2.2 | -1.1 | -8.9 | -12.2 | 11.1 | -2.8 | -2 | -5 | 10 | 7.8 | 12.8 | -8.9 | 4 | 3 | 3.9 | 0 | 10.6 | 7.9 | -10.6 | -15 | -3.3 | -8.3 | 12 | 12 | 16.1 | 15 | 17.2 | 13.3 | 2 | -1 | 12.2 | 10 | -2.2 | -3.9 | 23.3 | 18.3 | -3.5 | -5.4 | -3.3 | -5 | -1.1 | -5.6 | 6.8 | 6.8 | 1.7 | -6.1 | -0.7 | -2.9 | 6.5 | 4.7 | 6.7 | -4.4 | 0.6 | -5 | -13 | -15 | -11.7 | -15 | 1.1 | -7.8 | -7.8 | -12.2 | -15.2 | -21.2 | -10 | -15 | -21.7 | -24.4 | -17.2 | -21.1 | 3.2 | -0.7 | 6.3 | -0.6 | 3.9 | 0.2 | 7 | 5.7 | -21.7 | -24.4 | -23.3 | -27.2 | 2.2 | -0.6 | 7.4 | 2.7 | 17.2 | 16.7 | -12.2 | -16.1 | -8 | -11 | 6.7 | 2.2 | 2.8 | -9.4 | 4.4 | -2.2 | 0.6 | -5.6 | -8.3 | -12.8 | 1.1 | -7.2 | -10 | -11.9 | -2.8 | -8.9 | -7.8 | -13.3 | 6.1 | -1.7 | -14 | -17 | 0.8 | 0.1 | 7.8 | 5.3 | -11.7 | -21.1 | -2.8 | -9.4 | -5 | -8 | 7.8 | 7.2 | 20 | 15.6 | -17.8 | -23.3 | 4.4 | 3.3 | -1.7 | -4.4 | -5 | -6.7 | 14.6 | 10.1 | 15 | -2.8 | 10.6 | 9.9 | 13.3 | 11.7 | 12.2 | 3.3 | -15 | -16.7 | -2 | -3.7 | -8.9 | -14.4 | 0.6 | -1.7 | -6.1 | -7.8 | 0.2 | 0 | 2.8 | 1.6 | -10 | -14.4 | 1.1 | -6.1
-5 | -8 | -14.4 | -18.3 | -6.7 | -7.8 | 2.8 | -1.1 | -9.8 | -12.7 | 10.6 | -3.9 | -2 | -6 | 10 | 7.8 | 12.2 | -9.4 | 3.7 | 3 | 4.4 | -0.6 | 10.6 | 7.9 | -10.6 | -14.7 | -2.2 | -8.3 | 13 | 12 | 15 | 14.4 | 16.7 | 12.2 | 0.7 | -1.9 | 11.7 | 10 | -3.3 | -3.9 | 22.8 | 18.9 | -5 | -7.2 | -3.3 | -6.1 | -1.7 | -5 | 6.5 | 6.5 | 1.7 | -6.1 | -0.4 | -2.5 | 6.1 | 4.4 | 7.2 | -4.4 | 0 | -4.4 | -13 | -15 | -12.8 | -15 | 0.6 | -10 | -7.2 | -11.7 | -14.8 | -20.2 | -10.6 | -15 | -22.8 | -25 | -17.8 | -21.7 | 2.8 | -1.1 | 5.6 | -1.1 | 3.3 | 0 | 6.1 | 4.4 | -23 | -25.5 | -24.1 | -29 | 1.7 | -0.6 | 7.6 | 3.1 | 17.2 | 16.7 | -10 | -14.4 | -7.8 | -11.1 | 6.1 | 1.7 | 2.2 | -8.3 | 3.9 | -2.2 | 1.1 | -2.8 | -8.9 | -13.9 | 0.6 | -9.4 | -10 | -11.9 | -2.8 | -8.3 | -8.9 | -13.3 | 3.9 | -2.2 | -14 | -18 | 0.9 | -0.1 | 7.8 | 5.5 | -11.7 | -20.6 | -2.8 | -8.9 | -4 | -8 | 6.7 | 6.1 | 20 | 15.6 | -18.3 | -23.9 | 3.3 | 2.8 | -2.8 | -4.4 | -4.4 | -6.1 | 13.9 | 10 | 13.3 | -2.8 | 10 | 9.4 | 13.3 | 12.2 | 11.7 | 2.8 | -16.1 | -17.2 | -3 | -4.2 | -8.9 | -14.4 | -0.6 | -2.8 | -7.2 | -7.8 | 0 | 0 | 2.8 | 1.6 | -9.4 | -14.2 | 3.9 | -3.3
-3 | -8 | -14.4 | -18.3 | -6.1 | -8.3 | 2.2 | -1.1 | -10.8 | -13.7 | 8.9 | -3.9 | -3 | -7 | 9.4 | 7.2 | 11.7 | -8.3 | 3.3 | 2.8 | 3.3 | 0 | 10.6 | 7.8 | -10.6 | -14.9 | -2.2 | -8.9 | 13 | 12 | 15 | 14.4 | 15.6 | 11.7 | -0.6 | -3.3 | 10.6 | 9.4 | -3.3 | -4.4 | 23.3 | 20 | -5.6 | -7.5 | -5.6 | -7.2 | -1.1 | -5 | 6.1 | 6.1 | 1.1 | -7.2 | 0 | -2.2 | 5.7 | 4 | 7.2 | -3.9 | 0 | -5 | -13 | -15 | -12.8 | -14.9 | -0.6 | -10.6 | -6.7 | -11.7 | -14.4 | -20 | -10.6 | -15.6 | -23.3 | -25.6 | -18.3 | -21.7 | 2.6 | -0.9 | 5.2 | -0.7 | 2.9 | 0 | 5 | 4 | -24.3 | -26.8 | -24.8 | -31.4 | 1.1 | 0 | 7.8 | 3.3 | 17.2 | 16.7 | -8.9 | -13.9 | -8.7 | -12.1 | 5.6 | 1.7 | 4.4 | -7.8 | 2.2 | -3.3 | 0 | -1.7 | -9.4 | -13.9 | 0 | -11.7 | -10 | -12.2 | -2.2 | -7.8 | -9.4 | -13.9 | 3.9 | -2.2 | -14 | -18 | 1.1 | 0 | 7.8 | 5.6 | -11.7 | -20 | -3.3 | -8.3 | -5 | -10 | 6.7 | 5.6 | 20 | 15.6 | -18.3 | -23.9 | 2.8 | 2.2 | -3.3 | -5 | -6.1 | -7.2 | 13.5 | 10 | 13.3 | -2.8 | 9.4 | 8.4 | 13.3 | 12.2 | 11.1 | 2.2 | -14.4 | -15.6 | -3.9 | -5 | -6.1 | -11.7 | -0.6 | -2.8 | -8.3 | -8.9 | 0 | 0 | 2.8 | 1.7 | -8.9 | -14.8 | 8.9 | -10
-3 | -7 | -14.4 | -17.8 | -5.6 | -8.9 | 2.2 | -1.1 | -11.7 | -15 | 8.3 | -6.7 | -2 | -6 | 8.3 | 6.7 | 10.6 | -7.8 | 3.7 | 2.1 | 2.8 | 0 | 10.7 | 7.9 | -10.6 | -15.6 | -4.4 | -9.4 | 13 | 12 | 15 | 14.4 | 13.3 | 11.1 | -1 | -3.4 | 10.6 | 8.3 | -3.9 | -4.4 | 22.2 | 20 | -6.1 | -8.1 | -3.3 | -5.6 | -1.7 | -5 | 7.6 | 7 | -1.7 | -7.8 | 0.2 | -1.8 | 5.4 | 3.7 | 7.2 | -3.9 | 0.6 | -5 | -13 | -15 | -13.3 | -14.8 | -0.6 | -10 | -6.1 | -10.6 | -14 | -18.9 | -10.6 | -15 | -21.7 | -24.4 | -20 | -22.8 | 2.4 | -0.9 | 4.8 | -0.5 | 2.6 | 0 | 3.9 | 3.3 | -25.6 | -28.3 | -25.6 | -35 | 1.1 | -0.6 | 7.8 | 3.3 | 17.8 | 16.7 | -7.2 | -12.2 | -9.7 | -13.7 | 6.1 | 0.6 | 3.9 | -8.9 | 2.2 | -3.3 | -0.6 | -1.1 | -9.4 | -15.6 | -0.6 | -12.2 | -10 | -11.9 | -1.7 | -7.2 | -10.6 | -14.4 | 2.8 | -2.8 | -15 | -18 | 0.9 | -0.2 | 7.2 | 5.2 | -11.1 | -19.4 | -3.9 | -8.3 | -7 | -12 | 5.6 | 5 | 19.4 | 15.6 | -17.8 | -23.9 | 0.6 | 0.6 | -3.3 | -5 | -6.1 | -6.7 | 13.2 | 10 | 12.2 | -2.2 | 8.9 | 7.2 | 13.3 | 12.2 | 9.4 | 2.2 | -16.1 | -17.2 | -4.3 | -5.3 | -4.4 | -11.1 | -0.6 | -2.2 | -9.4 | -10 | 0 | 0 | 2.6 | 1.9 | -8.3 | -16.1 | 4.4 | -7.8
-3 | -7 | -14.4 | -16.7 | -5.6 | -8.3 | 0.6 | -2.2 | -10.4 | -13.3 | 6.7 | -6.1 | -2 | -5 | 7.8 | 6.1 | 11.1 | -8.3 | 4 | 1.4 | 2.2 | -0.6 | 10.7 | 7.9 | -10.6 | -14.9 | -2.2 | -8.9 | 13 | 12 | 15 | 14.4 | 12.8 | 10.6 | -1.3 | -3.7 | 9.4 | 7.8 | -3.9 | -5 | 23.3 | 18.3 | -6.7 | -8.9 | -3.3 | -6.7 | -1.7 | -6.1 | 9.1 | 8.1 | -1.7 | -7.2 | 0.4 | -1.6 | 5 | 3.3 | 7.2 | -3.9 | -0.6 | -6.1 | -12 | -14 | -12.8 | -14.6 | -1.1 | -10.6 | -6.1 | -9.4 | -13.7 | -18.6 | -10.6 | -14.4 | -21.1 | -23.9 | -19.4 | -22.2 | 2.2 | -1.1 | 4.4 | -0.6 | 2.2 | 0 | 2.8 | 2.8 | -26.1 | -29 | -25.8 | -32.3 | 0.6 | -0.6 | 7.8 | 3.1 | 18.3 | 16.7 | -8.3 | -13.9 | -10.6 | -15.6 | 5 | -2.2 | 3.3 | -8.9 | 2.2 | -3.3 | -0.6 | -1.1 | -10 | -16.1 | -1.1 | -12.2 | -10 | -11.9 | -1.7 | -6.7 | -10.6 | -14.4 | 2.2 | -3.3 | -15 | -18 | 0.8 | -0.3 | 6.7 | 4.9 | -10.6 | -18.3 | -4.4 | -8.9 | -10 | -15 | 5 | 2.8 | 19.4 | 15.6 | -17.8 | -23.9 | -0.6 | -0.6 | -3.3 | -5.6 | -6.7 | -7.8 | 12.8 | 10 | 10.6 | -2.2 | 8.3 | 6.1 | 13.3 | 12.2 | 8.9 | 2.2 | -15 | -16.7 | -4.6 | -5.6 | -4.4 | -11.1 | -0.6 | -2.8 | -8.9 | -9.4 | 0 | 0 | 2.4 | 2 | -8.7 | -16.1 | 8.9 | -10
-5 | -8 | -14.4 | -16.7 | -6.7 | -8.9 | 0.6 | -1.7 | -9.1 | -12 | 6.1 | -7.8 | -1 | -5 | 6.7 | 5.6 | 10.6 | -7.8 | 4.4 | 0.6 | 2.2 | 0 | 10.7 | 8 | -10.6 | -14.7 | -5.6 | -10 | 13 | 12 | 15.6 | 14.4 | 11.7 | 8.9 | -1.7 | -4.4 | 8.9 | 7.8 | -4.4 | -5.6 | 23.3 | 19.4 | -7.4 | -9 | -2.8 | -6.1 | -3.9 | -6.1 | 10.6 | 8.9 | -4.4 | -8.9 | 0.6 | -1.7 | 5 | 3.3 | 7.2 | -3.9 | -1.7 | -6.7 | -12 | -14 | -12.8 | -14.5 | -1.1 | -10.6 | -3.9 | -7.8 | -13.3 | -18.9 | -10.6 | -15 | -20 | -22.8 | -20 | -23.3 | 2 | -1.4 | 4 | -1.4 | 1.7 | -0.2 | 2.4 | 2.4 | -26.7 | -30.2 | -25.9 | -30.9 | 0 | -1.1 | 7.8 | 2.8 | 18.3 | 16.1 | -8.3 | -13.3 | -11 | -15.4 | 3.3 | 0 | 2.8 | -3.9 | 1.1 | -3.9 | 0 | -1.1 | -10.6 | -16.7 | -2.8 | -13.9 | -10 | -12.2 | -1.1 | -6.7 | -10.6 | -15 | 1.7 | -3.3 | -16 | -18 | 0.6 | -0.6 | 6.1 | 4.4 | -10 | -17.2 | -5 | -8.3 | -10 | -15 | 4.4 | 2.2 | 19.4 | 16.7 | -18.3 | -23.9 | -1.1 | -1.1 | -2.8 | -5.6 | -6.1 | -6.7 | 12.6 | 9.6 | 6.7 | -6.1 | 7 | 5.3 | 13.3 | 12.2 | 6.7 | 1.7 | -14.4 | -16.1 | -5 | -6.1 | -4.4 | -8.9 | 0 | -3.3 | -8.3 | -9.4 | 0 | 0 | 2.2 | 2.2 | -9 | -17.3 | 7.2 | -10.6
-7 | -10 | -14.4 | -16.7 | -7.2 | -8.9 | 1.1 | -1.7 | -7.8 | -11.1 | 5.6 | -7.8 | -2 | -5 | 5 | 3.9 | 9.4 | -7.8 | 4.4 | 0.2 | 1.7 | -0.6 | 10.8 | 8 | -10.6 | -15 | -6.1 | -10.6 | 13 | 12 | 15 | 13.9 | 11.1 | 7.8 | -1.9 | -4.1 | 8.3 | 7.2 | -4.4 | -6.1 | 21.7 | 19.4 | -8.2 | -9.5 | -3.3 | -5.6 | -2.8 | -6.1 | 11.1 | 9.7 | -2.8 | -7.2 | 0.8 | -1.1 | 5 | 3.3 | 6.7 | -3.9 | -2.2 | -7.2 | -11 | -12 | -13.3 | -14.3 | -1.7 | -11.1 | -2.8 | -4.4 | -12.9 | -17.4 | -10.6 | -15.6 | -20.6 | -23.3 | -20 | -23.3 | 1.9 | -1.8 | 3.7 | -2 | 1.1 | -0.3 | 2.1 | 2.1 | -27.2 | -31.7 | -26.1 | -30 | 0 | -2.8 | 8.2 | 2.9 | 18.3 | 16.7 | -7.2 | -12.2 | -11.3 | -15.7 | 3.3 | 0 | 0 | -2.2 | 1.1 | -3.9 | 0 | -3.9 | -11.7 | -16.1 | -3.3 | -12.8 | -9.8 | -11.9 | -1.1 | -6.1 | -11.7 | -15.6 | 1.1 | -3.3 | -16 | -20 | 0.6 | -0.3 | 5.5 | 3.2 | -8.9 | -17.2 | -5.6 | -10 | -11 | -17 | 5 | 2.8 | 15.6 | 13.9 | -18.9 | -23.9 | -1.7 | -1.7 | -2.8 | -4.4 | -7.2 | -8.3 | 12.4 | 9.3 | 7.2 | -5.6 | 5.7 | 4.7 | 14.4 | 12.8 | 4.4 | 1.7 | -13.9 | -15.6 | -5.7 | -6.3 | -5 | -6.7 | -1.1 | -3.3 | -8.9 | -10 | 0 | 0 | 1.5 | 1.1 | -9.4 | -19.4 | 8.3 | -10
-8 | -12 | -14.4 | -16.7 | -7.8 | -9.4 | 1.1 | -1.1 | -7.6 | -10.6 | 5 | -8.3 | -2 | -5 | 5.6 | 5 | 10 | -8.3 | 4.4 | -0.2 | 0.6 | -1.1 | 10.8 | 8.1 | -10.4 | -14.7 | -6.1 | -10.6 | 13 | 12 | 15 | 13.9 | 10 | 7.2 | -2 | -4.1 | 8.9 | 7.2 | -5.6 | -6.7 | 22.2 | 19.4 | -8.9 | -10 | -2.8 | -5.6 | -3.3 | -6.7 | 11.7 | 10.8 | -2.2 | -7.2 | 0.9 | -0.8 | 5 | 3.3 | 6.1 | -3.3 | -2.2 | -7.2 | -10 | -11 | -12.8 | -14.2 | -1.7 | -10.6 | -1.7 | -5 | -12.6 | -16.5 | -10.6 | -14.4 | -19.4 | -22.2 | -20 | -23.3 | 1.7 | -2.8 | 3.3 | -3.3 | 0.6 | -0.6 | 1.7 | 1.7 | -27 | -31.2 | -26.8 | -31.3 | 0 | -2.8 | 8.5 | 2.9 | 18.9 | 16.1 | -7.8 | -12.8 | -11.7 | -16.7 | 3.3 | 0 | -2.8 | -7.8 | 2.2 | -2.8 | -0.6 | -3.9 | -11.7 | -16.7 | -3.9 | -13.3 | -9.6 | -12 | -0.6 | -6.1 | -11.7 | -15.6 | 0 | -3.9 | -16 | -18 | 0.6 | -0.1 | 5 | 1.8 | -8.9 | -16.7 | -5.6 | -10 | -13 | -20 | 5 | 3.3 | 15 | 14.4 | -20 | -25 | -1.7 | -1.7 | -1.1 | -3.9 | -8.3 | -8.9 | 12.2 | 8.9 | 7.2 | -6.1 | 4.4 | 3.9 | 14.4 | 13.3 | 4.4 | 1.1 | -16.7 | -18.3 | -6.5 | -6.8 | -5 | -7.2 | -1.7 | -3.9 | -7.8 | -9.4 | 0 | 0 | 0.7 | 0 | -9.4 | -19.4 | 8.3 | -11.1
-9 | -12 | -14.4 | -16.7 | -8.9 | -10.6 | 1.1 | -0.6 | -7.4 | -10.4 | 5.6 | -8.3 | -2 | -5 | 5 | 3.3 | 9.4 | -8.3 | 4.4 | -0.6 | 1.1 | -1.1 | 10.9 | 8.1 | -10.2 | -14.8 | -7.2 | -11.1 | 13 | 12 | 15 | 14.4 | 10 | 7.2 | -2.2 | -4.4 | 6.7 | 6.1 | -6.1 | -7.2 | 22.2 | 18.9 | -8.2 | -9.5 | -2.2 | -5.6 | -2.8 | -6.1 | 12.2 | 11.7 | -2.2 | -7.8 | 1.1 | -0.6 | 5.2 | 3.5 | 6.1 | -3.9 | -2.2 | -7.2 | -9 | -10 | -13.3 | -14 | -3.3 | -11.7 | -1.7 | -5.6 | -12.2 | -16.1 | -10.6 | -13.9 | -18.9 | -21.1 | -18.9 | -22.2 | 1.1 | -2.8 | 2 | -3.1 | 0.4 | -0.8 | 1.5 | 1.5 | -26.9 | -31.2 | -27.6 | -33 | -0.6 | -4.4 | 8.9 | 2.8 | 19.4 | 16.7 | -7.8 | -13.3 | -12.4 | -16.6 | 3.9 | -1.1 | -1.7 | -8.9 | 2.2 | -1.7 | -0.6 | -4.4 | -12.8 | -16.7 | -4.4 | -13.9 | -9.4 | -12.2 | -0.6 | -6.1 | -12.2 | -15.6 | 0 | -3.9 | -13 | -17 | 0.6 | 0 | 4.4 | 0.6 | -8.3 | -16.7 | -6.7 | -9.4 | -15 | -21 | 5.6 | 3.9 | 13.9 | 12.8 | -18.9 | -24.4 | -1.7 | -1.7 | -1.7 | -4.4 | -7.8 | -8.3 | 11.5 | 8.9 | 6.1 | -6.7 | 4 | 3.3 | 13.9 | 13.9 | 3.9 | 0.6 | -14.4 | -17.2 | -7.2 | -7.2 | -5 | -8.3 | -0.6 | -5 | -8.3 | -9.4 | 0.2 | 0 | 0 | -1.1 | -9.4 | -20.5 | 6.7 | -12.8
-6 | -11 | -13.9 | -16.1 | -10 | -11.7 | 1.1 | 0 | -7.2 | -10.6 | 5 | -7.8 | -5 | -7 | 3.3 | 2.2 | 9.4 | -8.3 | 2.6 | -0.9 | 0.6 | -1.1 | 11 | 8.2 | -10 | -15.6 | -7.8 | -11.7 | 13 | 13 | 14.4 | 14.4 | 8.9 | 7.2 | -2.8 | -4.7 | 6.7 | 5.6 | -5.6 | -7.8 | 22.8 | 18.3 | -7.4 | -9 | -3.9 | -6.7 | -1.1 | -5.6 | 12.2 | 11.6 | -2.8 | -7.8 | 1.1 | -0.4 | 5.4 | 3.7 | 5.6 | -5 | -2.8 | -7.2 | -8 | -9 | -11.7 | -13.9 | -3.9 | -12.8 | -1.1 | -5.6 | -12.2 | -15.5 | -10.6 | -14.4 | -18.3 | -20.6 | -16.7 | -21.1 | 0.6 | -3.4 | 0.7 | -3.2 | 0.2 | -1.1 | 1.3 | 1.3 | -26.7 | -31.7 | -28.3 | -35.6 | -0.6 | -3.3 | 9.1 | 2 | 13.9 | 13.9 | -7.8 | -12.8 | -13.2 | -17.4 | 2.8 | -1.1 | -3.9 | -9.4 | 2.2 | -2.2 | -1.7 | -6.1 | -13.9 | -17.2 | -5 | -13.9 | -9 | -11.6 | 0 | -6.1 | -12.8 | -15.6 | 0 | -3.9 | -12 | -15 | 0.6 | -0.3 | 3.9 | 0 | -8.3 | -16.7 | -6.7 | -10 | -16 | -21 | 6.1 | 4.4 | 13.3 | 13.3 | -19.4 | -24.4 | -1.7 | -1.7 | -1.7 | -3.9 | -9.4 | -10 | 10.7 | 9 | 6.1 | -4.4 | 3.7 | 2.8 | 13.9 | 13.9 | 4.4 | 0.6 | -16.1 | -18.3 | -7.4 | -7.4 | -4.4 | -9.4 | -1.7 | -6.7 | -7.2 | -7.8 | 0.4 | 0 | -0.7 | -1.3 | -9.4 | -23.3 | 6.1 | -3.9
-9 | -12 | -13.9 | -16.1 | -7.8 | -11.1 | 1.1 | 0.6 | -7.2 | -10.2 | 3.9 | -7.2 | -2 | -7 | 5 | 3.9 | 10 | -8.9 | 0.7 | -1.3 | 1.1 | -0.6 | 11 | 8.2 | -10.2 | -15.6 | -7.8 | -10.6 | 13 | 13 | 14.4 | 14.4 | 8.3 | 6.7 | -3.3 | -5.2 | 8.3 | 7.8 | -6.1 | -8.3 | 22.8 | 18.3 | -6.7 | -8.9 | -6.7 | -7.8 | -1.1 | -5.6 | 12.2 | 11.6 | -2.8 | -7.8 | 1.1 | -0.4 | 5.6 | 3.9 | 6.1 | -5 | -3.3 | -7.2 | -7 | -8 | -11.7 | -13.9 | -4.4 | -12.8 | -1.1 | -5.6 | -12.2 | -15.3 | -11.1 | -15.6 | -17.8 | -20 | -16.1 | -21.1 | 0 | -4.4 | -0.6 | -3.9 | 0 | -1.7 | 1.1 | 1.1 | -26.5 | -31 | -28.5 | -34.2 | -1.1 | -2.8 | 9.2 | 0.6 | 13.3 | 13.3 | -7.8 | -14.4 | -13.9 | -18.3 | 2.2 | -0.6 | -5 | -8.9 | 1.7 | -2.8 | -1.7 | -6.7 | -15.6 | -17.8 | -5.6 | -13.9 | -8.7 | -11.5 | 0 | -6.1 | -13.3 | -16.7 | 1.1 | -3.3 | -11 | -14 | 0.6 | -0.6 | 3.3 | -0.5 | -8.3 | -16.7 | -6.7 | -9.4 | -18 | -25 | 6.7 | 5.6 | 13.3 | 13.3 | -19.4 | -25 | -1.1 | -1.1 | -1.1 | -3.9 | -8.3 | -8.9 | 10 | 8.9 | 6.1 | -7.8 | 3.3 | 2.2 | 15 | 15 | 4.4 | 0 | -16.7 | -18.3 | -7.6 | -7.6 | -5 | -9.4 | -4.4 | -5.6 | -6.7 | -7.8 | 0.6 | 0 | -1.5 | -1.9 | -8.9 | -21.2 | 4.4 | -1.7
-10 | -13 | -13.3 | -15.6 | -4.4 | -7.8 | 1.7 | 1.1 | -7.2 | -10.2 | 4.4 | -7.8 | 0 | -12 | 5 | 4.4 | 7.8 | -6.7 | -1.1 | -2.2 | 0 | -1.7 | 11.1 | 8.3 | -10.4 | -16.2 | -7.8 | -11.1 | 13 | 13 | 13.9 | 13.3 | 7.8 | 6.7 | -3.9 | -6.1 | 7.2 | 5 | -6.7 | -8.3 | 22.8 | 18.9 | -5.2 | -7.4 | -6.1 | -7.2 | -0.6 | -5.6 | 12.2 | 11.7 | -2.2 | -8.9 | 1.1 | -0.6 | 5.8 | 4 | 6.1 | -0.6 | -3.3 | -8.9 | -7 | -8 | -11.1 | -13.9 | -5.6 | -13.3 | -1.1 | -5 | -12.2 | -15.6 | -10.6 | -14.4 | -17.8 | -20 | -14.4 | -20 | 0.4 | -3.9 | 0.3 | -3.5 | 0.4 | -1.6 | 2 | 2 | -26.3 | -30.8 | -28.7 | -33.6 | -1.1 | -2.8 | 9.4 | -0.6 | 13.3 | 13.3 | -7.8 | -13.3 | -14.3 | -18.4 | 1.7 | 0 | -6.7 | -11.1 | 2.2 | -2.2 | -1.7 | -7.2 | -17.2 | -19.4 | -5.6 | -13.9 | -8.3 | -11.7 | 0 | -6.7 | -12.8 | -16.7 | -0.6 | -3.9 | -10 | -12 | 0.6 | -1.1 | 2.8 | -1.1 | -8.3 | -16.7 | -6.1 | -9.4 | -17 | -25 | 6.7 | 6.1 | 12.8 | 12.8 | -20.6 | -25.6 | -0.6 | -0.6 | -1.1 | -3.3 | -6.1 | -7.2 | 11.9 | 9.7 | 3.3 | -3.3 | 3.7 | 2.7 | 16.7 | 16.1 | 3.3 | -0.6 | -17.2 | -18.9 | -7.8 | -7.8 | -4.4 | -9.4 | -1.7 | -5.6 | -6.7 | -7.8 | 0.6 | -0.5 | -2.2 | -2.2 | -8.3 | -20.7 | 3.9 | -2.2
-10 | -13 | -13.3 | -15.6 | -3.3 | -6.7 | 2.8 | 2.2 | -7.2 | -10.6 | 4.4 | -7.2 | 0 | -14 | 5.6 | 4.4 | 10.6 | -7.8 | -0.5 | -1.5 | 0.6 | -1.1 | 11.8 | 8.3 | -10.6 | -17.8 | -6.7 | -10 | 13 | 13 | 14.4 | 14.4 | 8.3 | 6.1 | -0.2 | -3 | 7.2 | 4.4 | -6.7 | -8.3 | 23.3 | 18.9 | -3.7 | -5.9 | -6.7 | -7.8 | -0.6 | -5.6 | 9.8 | 9.2 | -1.1 | -10.6 | 1.8 | -0.1 | 5.9 | 3.9 | 7.2 | 0.6 | -2.8 | -6.1 | -7 | -8 | -10 | -13.3 | -5.6 | -14.4 | -1.7 | -4.4 | -12 | -14.5 | -10.6 | -14.4 | -19.4 | -21.1 | -15 | -19.4 | 0.7 | -3.8 | 1.3 | -3.7 | 0.7 | -2.1 | 3 | 3 | -26.1 | -31.1 | -28.9 | -33.3 | -1.1 | -2.8 | 10 | 1.4 | 12.8 | 12.8 | -8.9 | -13.9 | -14.6 | -18.9 | 1.1 | 0 | -6.1 | -10.6 | 3.3 | -1.7 | -3.9 | -8.3 | -17.8 | -20.6 | -5.6 | -13.9 | -8.3 | -11.1 | 0.6 | -6.1 | -13.3 | -16.1 | 0.6 | -3.3 | -10 | -12 | 1 | -0.5 | 3.7 | -0.4 | -8.3 | -16.1 | -6.7 | -10 | -16 | -24 | 7.2 | 6.1 | 12.8 | 12.8 | -20 | -25 | -0.6 | -0.6 | -1.1 | -3.3 | -5 | -6.7 | 13.7 | 10.2 | 6.7 | -7.2 | 4 | 3 | 17.8 | 16.7 | 3.9 | 0 | -16.1 | -17.8 | -6.7 | -6.8 | -5 | -9.4 | -3.3 | -3.9 | -6.7 | -7.8 | 0.6 | -0.9 | -1.3 | -1.4 | -7.8 | -21.7 | 4.4 | -1.7
-12 | -15 | -12.8 | -16.7 | 2.2 | -3.3 | 3.3 | 2.8 | -6.8 | -10.2 | 7.8 | -6.7 | 1 | -14 | 6.7 | 5.6 | 11.1 | -6.1 | 0 | -1 | 2.8 | -0.6 | 12.6 | 8.5 | -8.9 | -15.9 | -5 | -8.9 | 13 | 13 | 17.2 | 16.1 | 9.4 | 6.7 | 3.5 | -0.6 | 8.9 | 4.4 | -5.6 | -7.8 | 24.4 | 19.4 | -2.2 | -5 | -3.3 | -7.2 | 0 | -5 | 7.4 | 6.8 | -1.1 | -10.6 | 2.6 | 0.1 | 6.1 | 3.9 | 8.3 | 0.6 | -1.7 | -5.6 | -6 | -7 | -9.4 | -13.3 | -3.9 | -14.4 | -1.1 | -5 | -11.9 | -13.8 | -11.1 | -15 | -20 | -21.7 | -13.9 | -18.9 | 1.1 | -4.4 | 2.2 | -4.4 | 1.1 | -2.8 | 3.9 | 3.9 | -24.6 | -29.3 | -28 | -31.8 | -0.6 | -3.3 | 10.5 | 3.3 | 13.9 | 13.9 | -11.7 | -14.4 | -15 | -20 | 1.7 | 0 | -1.7 | -9.4 | 3.9 | -1.1 | -2.8 | -7.8 | -15.6 | -19.4 | -5.6 | -13.9 | -8.3 | -10.8 | 1.1 | -6.1 | -11.1 | -15 | 1.7 | -2.2 | -10 | -13 | 1.3 | 0 | 4.7 | 0.3 | -7.2 | -15.6 | -6.1 | -10 | -17 | -24 | 7.8 | 6.7 | 12.8 | 12.8 | -18.3 | -23.9 | 0 | 0 | 1.7 | -1.7 | -3.9 | -5.6 | 15.6 | 10.6 | 6.7 | -0.6 | 4.4 | 3.3 | 18.3 | 17.2 | 8.9 | 2.2 | -13.9 | -15 | -5.5 | -5.8 | -4.4 | -9.4 | -1.7 | -4.4 | -6.1 | -7.2 | 0.6 | -1.7 | -0.3 | -0.7 | -4.5 | -15.7 | 5 | -3.9
-11 | -15 | -12.8 | -15.6 | 3.3 | -1.7 | 5 | 4.4 | -6.5 | -10.4 | 10.6 | -6.1 | 2 | -15 | 7.8 | 6.7 | 14.4 | -8.3 | 0.6 | -0.6 | 4.4 | 0.6 | 13.3 | 8.3 | -7.3 | -14.8 | -3.3 | -8.3 | 14 | 14 | 21.1 | 17.2 | 11.1 | 6.1 | 7.2 | 1.7 | 10 | 5.6 | -3.3 | -6.7 | 26.7 | 18.9 | -1.3 | -4.3 | -2.2 | -6.1 | 0.6 | -5 | 5 | 4.4 | -1.1 | -11.1 | 3.3 | 0.6 | 6.7 | 4.4 | 8.9 | 1.1 | 0.6 | -5 | -5 | -7 | -8.3 | -12.2 | -3.3 | -13.9 | 0 | -4.4 | -11.7 | -13.3 | -10 | -15 | -17.2 | -19.4 | -12.8 | -17.8 | 2.2 | -3.8 | 3.3 | -3.5 | 3 | -2.4 | 5.4 | 4.8 | -23.2 | -28 | -27 | -30.7 | 1.1 | -3.9 | 11.1 | 5 | 13.9 | 13.9 | -10 | -13.9 | -15 | -19.4 | 1.7 | 1.1 | 0 | -11.1 | 5 | -0.6 | -0.6 | -7.8 | -12.8 | -18.3 | -4.4 | -13.9 | -8.3 | -11.1 | 1.7 | -5.6 | -9.4 | -14.4 | 7.2 | -0.6 | -10 | -13 | 1.7 | 0.6 | 5.6 | 0.6 | -6.1 | -15.6 | -5.6 | -8.9 | -15 | -24 | 10 | 7.8 | 13.3 | 12.8 | -13.9 | -20 | 1.1 | 1.1 | 3.9 | -1.1 | -2.8 | -5.6 | 17.6 | 11.7 | 12.2 | -2.2 | 6.3 | 4.3 | 18.9 | 18.3 | 11.7 | 0 | -12.2 | -14.4 | -4.4 | -5 | -3.3 | -9.4 | 0.6 | -6.7 | -5.6 | -6.7 | 1.1 | -2 | 0.6 | 0 | -1.1 | -11.4 | 6.7 | -2.8
-9 | -14 | -12.8 | -15.6 | 3.3 | -1.1 | 7.2 | 6.7 | -6.1 | -11.1 | 12.2 | -5 | 3 | -15 | 9.4 | 7.8 | 16.7 | -8.3 | 2.6 | 1 | 5.6 | 1.1 | 14.1 | 8.7 | -5.6 | -15 | -1.7 | -7.8 | 16 | 14 | 22.8 | 17.2 | 13.3 | 6.7 | 9.6 | 1.2 | 13.3 | 6.1 | -0.6 | -4.4 | 25.6 | 18.9 | -0.3 | -3.9 | -5 | -7.8 | 1.7 | -5 | 4.4 | 3.7 | -0.6 | -11.1 | 4.6 | 0.7 | 7.2 | 4.7 | 10 | 2.2 | 2.2 | -3.9 | -2 | -5 | -6.7 | -10 | -2.8 | -15 | 0.6 | -4.4 | -11.1 | -13.3 | -10 | -15 | -14.4 | -17.2 | -11.1 | -16.7 | 3.3 | -3.7 | 4.5 | -3.1 | 4.8 | -3.1 | 6.8 | 5.8 | -21.7 | -27.2 | -26.1 | -30 | 1.7 | -3.3 | 13.1 | 7.1 | 15.6 | 15 | -8.3 | -13.3 | -15 | -19.4 | 4.4 | 1.1 | 1.7 | -8.9 | 6.1 | -0.6 | 1.7 | -7.8 | -10.6 | -15 | -2.8 | -12.8 | -7.8 | -10.6 | 2.8 | -5 | -7.8 | -15 | 11.7 | -0.6 | -9 | -12 | 2.2 | 1 | 6.1 | 0.4 | -4.4 | -14.4 | -5.6 | -8.3 | -13 | -23 | 11.1 | 8.3 | 13.3 | 12.8 | -11.7 | -17.2 | 1.7 | 1.7 | 5.6 | -1.1 | -1.7 | -5 | 19.7 | 13 | 13.9 | -1.7 | 8.1 | 4.9 | 20.6 | 18.9 | 13.9 | -1.1 | -10.6 | -13.9 | -3.1 | -4.6 | -2.8 | -10 | 1.1 | -5 | -5.6 | -7.8 | 1.7 | -2.6 | 4.1 | 2 | 2.2 | -8.3 | 1.7 | -2.8
-10 | -15 | -12.2 | -16.1 | 5 | 0 | 10.6 | 10.6 | -5.5 | -10.4 | 14.4 | -3.9 | 3 | -15 | 10.6 | 6.7 | 17.2 | -8.3 | 4.7 | 2.4 | 6.7 | 1.7 | 14.8 | 9.2 | -4.5 | -14.1 | 0.6 | -6.7 | 18 | 16 | 23.3 | 17.2 | 15 | 7.2 | 12 | -0.2 | 15 | 5.6 | 1.7 | -2.2 | 27.8 | 19.4 | 0.6 | -4.4 | -3.9 | -6.7 | 1.7 | -4.4 | 3.9 | 2.9 | -0.6 | -11.1 | 5.9 | 1 | 7.8 | 5 | 11.1 | 3.3 | 1.7 | -3.9 | 0 | -3 | -5.6 | -7.8 | -1.7 | -15 | 1.7 | -3.9 | -10.6 | -13.6 | -7.2 | -11.7 | -13.3 | -17.2 | -9.4 | -15 | 4.4 | -4.4 | 5.6 | -3.3 | 6.7 | -4.4 | 8.3 | 6.7 | -20 | -25.2 | -25.2 | -28.7 | 2.8 | -4.4 | 15.2 | 9.4 | 15.6 | 15 | -6.7 | -12.2 | -15 | -20 | 5 | 0.6 | 3.3 | -8.9 | 6.7 | 0 | 1.1 | -7.8 | -9.4 | -14.4 | -2.2 | -11.7 | -7.2 | -10.6 | 3.3 | -5 | -6.1 | -16.1 | 12.8 | -0.6 | -9 | -13 | 2.8 | 1.6 | 6.7 | 0 | -5 | -15 | -5 | -8.9 | -13 | -23 | 12.2 | 8.9 | 10.6 | 8.9 | -8.9 | -16.1 | 3.3 | 3.3 | 6.7 | -1.1 | 0.6 | -6.7 | 21.7 | 13.9 | 15 | 0.6 | 10 | 5.6 | 22.2 | 19.4 | 15 | -0.6 | -8.3 | -13.3 | -1.9 | -4.5 | -1.7 | -9.4 | 2.2 | -5 | -5.6 | -8.3 | 2.2 | -3.9 | 7.6 | 3.7 | 2.8 | -7.9 | 0.6 | -0.6
-7 | -12 | -11.7 | -15 | 6.1 | 0 | 10.6 | 10.6 | -5 | -10.3 | 15.6 | -3.9 | 3 | -15 | 11.7 | 6.7 | 17.8 | -10 | 6.7 | 3.9 | 7.8 | 2.2 | 15.6 | 9.4 | -3.3 | -14 | 3.3 | -6.7 | 21 | 17 | 25.6 | 16.7 | 15.6 | 7.8 | 14.4 | -2.8 | 15 | 5.6 | 3.3 | -1.1 | 28.3 | 18.3 | 0.8 | -3.6 | -2.2 | -5.6 | 1.7 | -3.9 | 3.3 | 2.2 | -0.6 | -11.1 | 7.2 | 1.1 | 7.8 | 5.5 | 11.1 | 5 | 2.8 | -5 | 1 | -1 | -4.4 | -6.7 | -1.1 | -15 | 2.2 | -4.4 | -10 | -14.4 | -5.6 | -10 | -12.8 | -16.7 | -8.3 | -14.4 | 4.4 | -3.6 | 5.2 | -2.7 | 6.7 | -3.6 | 10 | 7.1 | -18.4 | -23.7 | -24.2 | -27.6 | 2.8 | -4.4 | 17.2 | 11.7 | 15 | 14.4 | -6.1 | -11.7 | -15.2 | -19.6 | 6.1 | 0.6 | 4.4 | -6.7 | 6.7 | -0.6 | 2.2 | -8.9 | -7.2 | -14.4 | -1.7 | -11.7 | -6.7 | -11.1 | 3.9 | -4.4 | -4.4 | -15.6 | 14.4 | -1.7 | -8 | -12 | 3.3 | 2.2 | 7.2 | -0.6 | -3.9 | -13.9 | -3.9 | -8.3 | -12 | -22 | 13.3 | 9.4 | 10.6 | 6.1 | -6.1 | -16.1 | 5 | 5 | 7.2 | -0.6 | 1.1 | -7.2 | 22.6 | 13.4 | 16.7 | -0.6 | 11.1 | 6.3 | 24.4 | 20.6 | 15.6 | 0 | -8.3 | -12.8 | -0.6 | -5 | -1.1 | -8.9 | 3.3 | -4.4 | -5.6 | -7.8 | 2 | -3.8 | 11.1 | 5 | 3.3 | -8.6 | -0.6 | -1.7
-8 | -12 | -11.7 | -15 | 8.3 | 0.6 | 6.1 | 6.1 | -4.4 | -11.1 | 16.1 | -3.3 | 3 | -15 | 12.8 | 7.8 | 16.1 | -1.1 | 6.9 | 3.5 | 7.2 | 0.6 | 14.7 | 9.7 | -2.2 | -16.1 | 3.3 | -5.6 | 21 | 17 | 22.8 | 17.8 | 15.6 | 7.2 | 15 | -2.1 | 15 | 3.9 | 5.6 | -0.6 | 28.3 | 17.2 | 0.9 | -3.5 | -1.7 | -6.1 | 0 | -1.1 | 3.5 | 1.9 | -0.6 | -10.6 | 7.6 | 0.1 | 7.8 | 5.8 | 10.6 | 4.4 | 2.2 | -5.6 | 2 | 0 | -2.8 | -6.1 | -1.1 | -16.7 | 2.2 | -3.9 | -9.4 | -14.2 | -4.4 | -11.1 | -11.7 | -15.6 | -7.2 | -13.3 | 4.4 | -3.2 | 4.8 | -2.4 | 6.7 | -3.6 | 11.6 | 7.5 | -16.7 | -22.8 | -23.3 | -27.2 | 2.8 | -5.6 | 17 | 12.2 | 14.4 | 14.4 | -5 | -11.7 | -15.4 | -19.8 | 7.2 | -5 | 3.9 | -5 | 7.8 | 0.6 | 2.8 | -10 | -5.6 | -13.9 | -1.1 | -10.6 | -6.7 | -10.9 | 3.9 | -5.6 | -3.9 | -15 | 15.6 | -2.2 | -8 | -12 | 3.5 | 1.7 | 6.7 | -0.9 | -2.8 | -15.6 | -4.4 | -7.8 | -12 | -21 | 14.4 | 9.4 | 6.7 | 2.8 | -5 | -16.7 | 13.9 | 10 | 7.2 | -1.1 | 2.8 | -7.2 | 23.5 | 13.1 | 17.8 | 0 | 12.2 | 6.7 | 24.4 | 20.6 | 16.7 | 0 | -7.2 | -12.2 | -0.2 | -4.1 | -0.6 | -7.8 | 3.9 | -5 | -5.6 | -7.8 | 1.9 | -4.1 | 11.8 | 4.5 | 3.9 | -10.6 | -1.1 | -2.8
-5 | -10 | -11.7 | -15 | 9.4 | 1.1 | 7.2 | 7.2 | -4.8 | -11 | 17.2 | -2.8 | 3 | -16 | 12.8 | 8.3 | 15 | -1.1 | 7 | 3.3 | 8.3 | 0 | 13.7 | 10 | -2.8 | -14.7 | 3.3 | -4.4 | 20 | 18 | 21.1 | 17.8 | 16.7 | 7.2 | 15.5 | -2.6 | 15 | 3.3 | 6.7 | -0.6 | 27.2 | 17.2 | 1.1 | -3.9 | -1.7 | -5 | -0.6 | -1.1 | 3.7 | 1.4 | -0.6 | -8.9 | 7.9 | -1.2 | 7.8 | 6.1 | 9.4 | 3.3 | 2.2 | -5 | 2 | 0 | -2.2 | -6.1 | -1.1 | -15.6 | 1.7 | -3.3 | -8.9 | -14.8 | -3.9 | -11.1 | -11.7 | -15.6 | -7.2 | -12.8 | 4.4 | -3.3 | 4.4 | -2.8 | 6.7 | -3.9 | 13.3 | 7.8 | -16.3 | -22 | -23.7 | -27 | 2.8 | -5 | 16.9 | 12.9 | 14.4 | 13.9 | -4.4 | -11.1 | -15.6 | -20.6 | 7.2 | -3.3 | 3.3 | -4.4 | 7.8 | 0.6 | 1.7 | -9.4 | -5 | -12.2 | -0.6 | -10.6 | -6.7 | -11.2 | 3.9 | -5 | -2.8 | -16.7 | 16.1 | -1.7 | -8 | -11 | 3.7 | 1.1 | 6.1 | -1.4 | -2.8 | -15 | -4.4 | -7.2 | -12 | -21 | 15.6 | 10.6 | 5.6 | 0.6 | -4.4 | -16.7 | 15 | 9.4 | 6.1 | -1.1 | 2.2 | -6.1 | 24.4 | 12.2 | 19.4 | -0.6 | 13.3 | 7.2 | 23.9 | 20.6 | 17.8 | -0.6 | -7.2 | -12.2 | 0.2 | -3.8 | 0 | -7.8 | 3.9 | -5.6 | -6.1 | -8.3 | 1.7 | -5 | 12.6 | 4.1 | 2.4 | -9.9 | -0.6 | -2.2
-5 | -10 | -11.7 | -14.4 | 8.9 | 1.1 | 7.2 | 7.2 | -5.2 | -11.6 | 16.7 | -2.8 | 2 | -17 | 13.3 | 8.3 | 14.4 | -1.7 | 7.2 | 2.8 | 8.3 | 0 | 12.8 | 10 | -3.3 | -15.2 | 2.2 | -4.4 | 19 | 17 | 20.6 | 17.2 | 16.7 | 7.2 | 16.1 | -2.8 | 14.4 | 3.9 | 6.7 | -0.6 | 26.7 | 17.2 | 0 | -3.8 | -1.7 | -4.4 | 0.6 | -1.1 | 3.9 | 1.1 | -1.7 | -6.1 | 8.3 | -2.8 | 8 | 6.5 | 8.9 | 3.3 | 2.2 | -5.6 | 2 | -1 | -2.8 | -6.1 | -2.8 | -15 | 1.7 | -3.3 | -8.3 | -16.1 | -3.9 | -11.1 | -12.2 | -15.6 | -7.8 | -12.8 | 4 | -3.1 | 4 | -2.3 | 6.1 | -3.4 | 11.5 | 7.8 | -16 | -21.7 | -24 | -27.1 | 1.7 | -4.4 | 16.7 | 13.3 | 14.4 | 13.9 | -2.8 | -10.6 | -16.1 | -20.3 | 6.7 | -5.6 | 2.8 | -3.9 | 7.8 | 0.6 | 1.1 | -8.9 | -5 | -11.1 | -0.6 | -9.4 | -6.7 | -12.2 | 3.9 | -3.9 | -2.8 | -15.6 | 14.4 | -1.1 | -8 | -12 | 3.9 | 0.6 | 5.6 | -2.2 | -3.3 | -16.1 | -4.4 | -7.2 | -12 | -18 | 16.7 | 10.6 | 4.4 | -1.7 | -4.4 | -16.7 | 14.4 | 8.3 | 5 | -1.7 | 1.7 | -6.7 | 22.7 | 13.8 | 18.3 | -1.1 | 12.2 | 7.3 | 24.4 | 20.6 | 17.8 | -0.6 | -7.2 | -12.2 | 0.6 | -3.9 | 0 | -7.8 | 3.3 | -5.6 | -5.6 | -8.3 | 0.4 | -4.8 | 13.3 | 3.3 | 0.9 | -10.2 | -1.1 | -2.2
-6 | -11 | -11.7 | -15 | 7.2 | 0.6 | 7.8 | 7.8 | -5.6 | -13.3 | 15.6 | -2.2 | 1 | -16 | 11.7 | 7.8 | 14.4 | -2.8 | 6.3 | 2.9 | 8.3 | 1.1 | 12.6 | 10 | -3.9 | -16.7 | 2.2 | -5.6 | 18 | 18 | 18.9 | 16.1 | 16.1 | 7.8 | 12.4 | 0.2 | 12.8 | 3.9 | 6.7 | 1.1 | 25.6 | 17.8 | -1.1 | -4.5 | -1.7 | -4.4 | 0.6 | -0.6 | 3.2 | 0.1 | -2.2 | -5 | 6.6 | -0.9 | 8.1 | 6.9 | 8.9 | 3.9 | 0.6 | -5.6 | 0 | -2 | -2.8 | -6.1 | -3.3 | -15 | 2.2 | -4.4 | -8.5 | -13.8 | -3.9 | -10 | -12.8 | -15.6 | -10 | -13.9 | 3.7 | -3.1 | 3.7 | -2 | 5.6 | -3.3 | 9.6 | 7.6 | -15.6 | -22.2 | -24.4 | -27.8 | 0.6 | -5 | 16.7 | 13.5 | 14.4 | 13.3 | -2.2 | -10.6 | -16.7 | -20.8 | 5 | -12.2 | -1.1 | -8.9 | 8.3 | 0.6 | 0 | -9.4 | -5.6 | -12.8 | -1.1 | -8.3 | -6.9 | -11.8 | 3.3 | -3.9 | -3.3 | -15.6 | 13.3 | 0 | -8 | -12 | 2.4 | -0.3 | 4.7 | -1.7 | -3.9 | -16.1 | -3.9 | -7.8 | -11 | -19 | 15 | 10 | 4.4 | -3.9 | -6.1 | -16.7 | 13.3 | 4.4 | 4.4 | -2.2 | 1.1 | -5.6 | 21.1 | 14.5 | 15.6 | 0.6 | 11.1 | 7.4 | 23.9 | 20.6 | 17.2 | 0 | -7.8 | -12.2 | 0 | -3.3 | 0 | -7.8 | 1.1 | -6.1 | -6.1 | -7.8 | -0.9 | -5.5 | 12.4 | 3.4 | -0.6 | -12.2 | -2.2 | -3.3
-7 | -11 | -11.7 | -15 | 7.8 | 1.1 | 7.8 | 7.8 | -7.8 | -13.3 | 13.9 | -1.7 | 1 | -16 | 11.1 | 7.8 | 13.3 | -2.2 | 5.3 | 2.8 | 7.2 | 0.6 | 12.4 | 10 | -3.9 | -15.4 | 1.7 | -4.4 | 19 | 19 | 17.8 | 16.1 | 15 | 8.3 | 8.7 | 1.4 | 10.6 | 5 | 5.6 | 0.6 | 24.4 | 17.2 | -2.2 | -5.6 | 0 | -3.9 | -0.6 | -0.6 | 2.4 | -0.9 | -2.2 | -5 | 5 | 0 | 8.3 | 7.2 | 8.3 | 4.4 | 1.1 | -5.6 | 0 | -1 | -2.8 | -5.6 | -4.4 | -14.4 | 2.2 | -3.9 | -8.7 | -12.9 | -3.3 | -8.3 | -14.4 | -16.1 | -11.7 | -15 | 3.3 | -3.9 | 3.3 | -2.2 | 5 | -3.9 | 7.8 | 7.2 | -15 | -20.6 | -24.6 | -28.5 | 0 | -5 | 16.7 | 13.5 | 12.8 | 11.1 | -4.4 | -11.7 | -17.2 | -21.7 | 2.8 | -13.3 | -1.1 | -11.7 | 9.4 | 1.1 | -0.6 | -8.3 | -6.1 | -11.7 | -1.1 | -7.2 | -7 | -11.9 | 2.8 | -3.3 | -5 | -15 | 11.7 | -0.6 | -8 | -11 | 0.9 | -1.2 | 3.7 | -1.8 | -4.4 | -15.6 | -4.4 | -7.2 | -11 | -17 | 13.9 | 10 | 3.3 | -6.1 | -7.2 | -15.6 | 12.8 | 5 | 3.3 | -1.7 | 0 | -5.6 | 19.4 | 15 | 14.4 | -1.1 | 10 | 7.2 | 22.8 | 20.6 | 15 | 0 | -7.8 | -11.7 | -0.5 | -3 | -0.6 | -6.7 | 0.6 | -4.4 | -5 | -7.2 | -2.2 | -6.7 | 11.5 | 3.5 | -1.5 | -10.8 | -2.8 | -3.9
-7 | -11 | -11.1 | -15.6 | 6.1 | 0.6 | 7.8 | 7.8 | -10 | -14.4 | 12.2 | -1.7 | 0 | -15 | 10 | 7.2 | 12.2 | -0.6 | 4.4 | 2.8 | 6.7 | 2.2 | 12.2 | 10 | -3.9 | -15.4 | 2.2 | -3.3 | 19 | 19 | 17.2 | 15.6 | 14.4 | 7.8 | 5 | 1.1 | 10 | 5 | 4.4 | 0 | 23.9 | 17.8 | -2.6 | -5.7 | 1.1 | -3.3 | 0.6 | -0.6 | 1.7 | -2.2 | -2.8 | -4.4 | 3.3 | 0.6 | 8.5 | 7.6 | 8.3 | 3.9 | 1.1 | -5.6 | -1 | -3 | -4.4 | -4.4 | -5 | -15 | 2.2 | -3.9 | -8.9 | -12.2 | -3.3 | -8.9 | -15 | -16.7 | -11.1 | -15 | 3.1 | -3.3 | 3.3 | -1.8 | 4.8 | -2.9 | 7.4 | 7 | -14.5 | -19.7 | -24.8 | -29.7 | -0.6 | -5 | 16.7 | 13.3 | 8.3 | 4.4 | -6.1 | -12.8 | -17.6 | -21.6 | 1.1 | -11.7 | -1.7 | -12.8 | 10 | 1.1 | -2.8 | -7.8 | -6.1 | -11.1 | -0.6 | -6.7 | -7.2 | -12.8 | 2.8 | -3.3 | -6.1 | -15 | 8.3 | -1.1 | -9 | -11 | -0.6 | -2.2 | 2.8 | -2.2 | -6.1 | -15.6 | -4.4 | -7.2 | -11 | -17 | 12.8 | 10 | 1.7 | -10 | -10 | -16.1 | 12.2 | 5.6 | 2.2 | -2.2 | -0.6 | -5.6 | 17.7 | 14.6 | 11.7 | -1.1 | 9.1 | 6.7 | 22.2 | 20.6 | 13.3 | 0.6 | -7.8 | -11.7 | -1.1 | -3.3 | 0 | -6.1 | 0 | -3.9 | -5 | -7.2 | -3.1 | -6.6 | 10.6 | 3.3 | -2.4 | -10.6 | -5 | -6.1
-6 | -10 | -11.1 | -15.6 | 6.7 | 0.6 | 7.8 | 7.8 | -12.2 | -16.1 | 10.6 | -1.1 | 0 | -15 | 8.9 | 7.2 | 11.7 | -0.6 | 3.9 | 2.6 | 6.7 | 3.9 | 12 | 9.6 | -3.9 | -16.7 | 2.8 | -6.1 | 19 | 19 | 16.7 | 15.6 | 13.3 | 7.2 | 3.5 | 0.4 | 8.9 | 5.6 | 2.8 | 0 | 24.4 | 18.3 | -2.9 | -6.1 | 1.7 | -2.8 | 1.1 | -0.6 | 1.3 | -2 | -2.8 | -3.9 | 1.8 | -0.4 | 8.7 | 8 | 8.3 | 3.9 | 1.1 | -5.6 | 0 | -1 | -5 | -5 | -6.1 | -15.6 | 1.1 | -3.3 | -9.1 | -11.9 | -3.9 | -9.4 | -14.4 | -16.1 | -12.8 | -15.6 | 3 | -3.3 | 3.3 | -1.6 | 4.6 | -2.4 | 7.1 | 7 | -13.9 | -19.4 | -25 | -31.7 | -1.1 | -7.2 | 16.3 | 13.3 | 6.1 | 1.7 | -6.7 | -12.2 | -17.9 | -22.2 | 0 | -11.1 | -3.9 | -13.9 | 9.4 | 1.1 | -2.2 | -9.4 | -6.1 | -11.1 | -0.6 | -6.1 | -7 | -11.9 | 3.3 | -2.8 | -6.1 | -14.4 | 7.8 | -1.1 | -9 | -11 | -1.1 | -2.6 | 1.7 | -2.3 | -6.1 | -15.6 | -3.9 | -7.2 | -11 | -16 | 11.7 | 10 | 0.6 | -11.7 | -11.1 | -16.7 | 11.1 | 6.7 | 1.7 | -4.4 | -0.6 | -5 | 16.1 | 14 | 3.9 | -8.9 | 8.1 | 6.1 | 21.7 | 21.1 | 10.6 | 0.6 | -7.8 | -12.2 | -0.9 | -2.8 | 0 | -6.1 | -1.1 | -3.3 | -5.6 | -7.8 | -4.1 | -7.4 | 10 | 3.3 | -3.3 | -11.7 | -5.6 | -8.3
-6 | -10 | -11.1 | -15 | 7.8 | 2.8 | 8.3 | 8.3 | -11.5 | -15.6 | 10 | -1.1 | -1 | -15 | 8.3 | 6.1 | 12.8 | 5.6 | 3.3 | 2.4 | 6.7 | 4.4 | 11.9 | 9.3 | -6.1 | -15 | 2.2 | -3.3 | 19 | 19 | 16.1 | 15.6 | 12.2 | 6.7 | 2.1 | -0.1 | 9.4 | 5.6 | 2.2 | 0 | 24.4 | 18.9 | -3.3 | -7.2 | 2.2 | -2.2 | 1.7 | 0 | 1 | -2.3 | -2.8 | -3.9 | 0.4 | -1.1 | 8.9 | 8.3 | 7.8 | 3.3 | 1.1 | -6.7 | 0 | -1 | -5.6 | -6.1 | -6.7 | -14.4 | 1.1 | -2.8 | -9.2 | -11.8 | -4.4 | -9.4 | -13.3 | -15.6 | -12.8 | -15.6 | 2.8 | -3.9 | 3.3 | -1.7 | 4.4 | -2.2 | 6.7 | 6.7 | -13.7 | -18.8 | -24.8 | -31 | -1.7 | -6.1 | 16 | 13 | 3.3 | -2.8 | -7.2 | -11.7 | -18.3 | -23.3 | -1.1 | -10 | -2.2 | -13.3 | 9.4 | 1.1 | -4.4 | -9.4 | -5.6 | -11.1 | -0.6 | -5.6 | -6.9 | -11.8 | 3.9 | -2.2 | -6.7 | -13.9 | 6.1 | -1.1 | -7 | -11 | -1.7 | -3.2 | 0.5 | -3 | -6.1 | -15.6 | -3.9 | -6.7 | -11 | -15 | 11.1 | 9.4 | -0.6 | -12.8 | -12.2 | -16.7 | 8.9 | 7.2 | 1.1 | -3.9 | -1.1 | -5 | 14.4 | 13.3 | 2.8 | -8.9 | 7.2 | 5.6 | 22.2 | 21.1 | 7.2 | 1.1 | -7.8 | -12.2 | -0.8 | -2.7 | -1.7 | -3.3 | -1.7 | -4.4 | -7.2 | -8.9 | -5 | -8.3 | 9.5 | 3 | -3.1 | -11.1 | -7.2 | -9.4
-5 | -8 | -11.1 | -14.4 | 7.8 | 3.9 | 8.9 | 8.9 | -10.7 | -15.4 | 9.4 | -1.7 | -1 | -16 | 8.3 | 6.1 | 12.8 | 3.9 | 2.8 | 2.2 | 6.7 | 4.4 | 11.7 | 8.9 | -8.4 | -15 | 2.8 | -2.2 | 18 | 18 | 16.1 | 15 | 11.7 | 6.1 | 0.6 | -1.1 | 9.4 | 4.4 | 2.2 | 0 | 23.9 | 19.4 | -3.7 | -6.9 | 3.9 | -2.2 | 2.2 | 0.6 | 0.6 | -2.8 | -2.8 | -3.9 | -1.1 | -2.2 | 9.6 | 8.9 | 7.8 | 4.4 | 0 | -6.7 | 0 | -1 | -6.1 | -6.7 | -7.2 | -15 | 1.1 | -3.3 | -9.4 | -12.2 | -4.4 | -9.4 | -12.8 | -14.4 | -12.8 | -15.6 | 2.1 | -2.1 | 2.4 | -0.6 | 3.9 | -1.6 | 7.2 | 7.2 | -13.5 | -18.8 | -24.6 | -31 | -1.7 | -6.1 | 15.6 | 12.8 | 1.1 | -6.1 | -7.8 | -13.9 | -18.9 | -23.3 | 0 | -8.3 | 1.7 | -8.3 | 9.4 | 1.1 | -5.6 | -9.4 | -5 | -10.6 | 0 | -5.6 | -6.7 | -12.2 | 3.9 | -2.2 | -6.7 | -13.9 | 6.1 | -1.1 | -8 | -11 | -2.2 | -3.9 | -0.6 | -3.9 | -6.1 | -15.6 | -3.9 | -6.7 | -11 | -15 | 10.6 | 8.9 | -1.1 | -13.3 | -12.2 | -16.7 | 8.3 | 7.2 | 0.6 | -3.9 | -1.7 | -4.4 | 13.5 | 12.6 | 1.1 | -10 | 7.9 | 6.2 | 22.2 | 21.1 | 5 | 1.1 | -7.8 | -12.2 | -0.6 | -2.8 | -2.8 | -4.4 | -1.1 | -3.3 | -5.6 | -7.2 | -4.8 | -7.8 | 8.9 | 2.8 | -3 | -11.7 | -7.2 | -10.6
-4 | -8 | -10.6 | -15 | 8.3 | 5 | 8.9 | 8.9 | -10 | -16.1 | 8.9 | -1.1 | -2 | -13 | 8.3 | 5.6 | 13.3 | -3.3 | 2.4 | 1.7 | 6.1 | 3.9 | 11 | 8.4 | -10.6 | -16.1 | 0.6 | -2.2 | 18 | 18 | 15 | 15 | 10 | 5.6 | 0.6 | -1.2 | 8.9 | 5 | 1.7 | 0 | 22.8 | 20 | -4 | -7 | 3.3 | -1.7 | 0 | -0.6 | 0.4 | -2.6 | -3.9 | -4.4 | -0.7 | -1.8 | 10.4 | 9.5 | 8.3 | 4.4 | 0 | -7.2 | 0 | -1 | -6.4 | -7.4 | -8.3 | -15.6 | 2.2 | -0.6 | -9.4 | -11.5 | -4.4 | -9.4 | -12.2 | -13.9 | -12.2 | -15 | 1.3 | -1.3 | 1.5 | 0 | 3.3 | -1.6 | 7.8 | 7.8 | -13.3 | -19.4 | -24.4 | -31.7 | -2.2 | -5.6 | 16 | 12.6 | -0.6 | -11.7 | -8.3 | -13.9 | -19.4 | -24 | -0.6 | -9.4 | -2.2 | -13.3 | 9.4 | 1.1 | -6.7 | -10 | -6.1 | -11.1 | 0 | -5.6 | -6.5 | -11.2 | 3.3 | -2.2 | -6.7 | -13.9 | 6.1 | -1.1 | -8 | -10 | -1.7 | -3.4 | -0.8 | -3.9 | -6.7 | -15.6 | -3.3 | -6.7 | -12 | -15 | 10.6 | 8.3 | -2.2 | -13.9 | -12.8 | -17.8 | 8.3 | 7.2 | 0.6 | -4.4 | -1.7 | -4.4 | 12.6 | 11.9 | 0.6 | -10 | 8.7 | 7 | 21.7 | 21.1 | 4.4 | 0.6 | -7.8 | -11.7 | 0 | -2.1 | -3.3 | -5 | -0.6 | -3.3 | -4.4 | -6.7 | -4.6 | -7.5 | 8.9 | 3.3 | -2.8 | -13.3 | -8.3 | -13.9
-3 | -5 | -11.1 | -16.7 | 7.8 | 5 | 9.4 | 9.4 | -10.7 | -15.6 | 8.3 | -2.8 | -6 | -12 | 7.2 | 5.6 | 13.3 | -1.7 | 2.1 | 1.1 | 5.6 | 3.9 | 9.6 | 7.5 | -10.8 | -16 | -0.6 | -5 | 18 | 18 | 14.4 | 14.4 | 8.9 | 5 | 0.6 | -1.6 | 8.9 | 4.4 | 2.2 | 0.6 | 22.8 | 19.4 | -4.4 | -7.8 | -1.7 | -2.2 | 0 | -0.6 | 0.2 | -2.8 | -3.9 | -4.4 | -0.4 | -1.7 | 11.1 | 10 | 8.3 | 5 | -1.1 | -7.8 | 0 | -1 | -6.7 | -8.3 | -8.3 | -15 | 1.7 | -0.6 | -9.4 | -11.2 | -4.4 | -9.4 | -12.2 | -13.9 | -12.8 | -15 | 0.6 | -0.6 | 0.6 | 0.6 | 2.8 | -1.7 | 8.3 | 8.3 | -12.9 | -18.2 | -24 | -30.1 | -2.2 | -5.6 | 16.3 | 12.5 | -2.2 | -11.7 | -9.4 | -13.9 | -20 | -25 | -1.1 | -7.8 | 0 | -7.8 | 9.4 | 1.7 | -7.2 | -10.6 | -7.8 | -11.1 | 0 | -5 | -6.3 | -10.9 | 4.4 | -2.2 | -6.1 | -13.3 | 6.7 | -1.7 | -7 | -10 | -1.1 | -2.9 | -0.9 | -4.2 | -7.2 | -15.6 | -3.3 | -6.7 | -12 | -16 | 9.4 | 8.3 | -2.8 | -14.4 | -12.8 | -17.8 | 8.9 | 7.8 | 0.6 | -4.4 | -2.8 | -4.4 | 11.7 | 11.1 | -1.1 | -11.1 | 9.4 | 7.8 | 22.2 | 20.6 | 8.9 | 1.7 | -7.8 | -12.8 | 0.5 | -1.8 | -3.3 | -5 | -1.1 | -5 | -3.9 | -7.2 | -4.4 | -7.8 | 8.9 | 3.5 | -3 | -12.4 | -8.3 | -13.9
-2 | -3 | -10.6 | -16.7 | 8.3 | 5.6 | 8.9 | 8.9 | -11.5 | -15.9 | 7.8 | -3.3 | -4 | -11 | 9.4 | 5.6 | 10.6 | 0.6 | 1.7 | 0.6 | 5 | 3.3 | 8.2 | 6.5 | -10.9 | -16.5 | 0 | -8.9 | 19 | 19 | 13.3 | 13.3 | 8.3 | 5 | 0.6 | -2.2 | 8.3 | 5 | 2.2 | -0.6 | 22.8 | 20 | -5.2 | -7.9 | -0.6 | -1.1 | 0 | -0.6 | 0 | -3.3 | -4.4 | -5 | 0 | -1.7 | 11.7 | 10.8 | 8.9 | 5.6 | -1.7 | -8.3 | 0 | -1 | -7.2 | -8.9 | -10 | -14.4 | 1.1 | -1.7 | -9.4 | -11.1 | -4.4 | -8.3 | -11.1 | -12.8 | -11.1 | -13.9 | 0.8 | -0.3 | 1 | 0.6 | 2.8 | -0.7 | 7.8 | 7.8 | -12.6 | -17.6 | -23.7 | -29.2 | -2.8 | -6.1 | 16.7 | 12.2 | -3.9 | -12.8 | -10.6 | -14.4 | -20.4 | -24.8 | -1.7 | -7.8 | -0.6 | -7.8 | 8.9 | 1.7 | -7.8 | -10.6 | -7.8 | -11.1 | 0 | -4.4 | -6.1 | -11.1 | 3.9 | -1.7 | -7.8 | -15 | 5.6 | -1.7 | -7 | -9 | -0.6 | -2.8 | -1.1 | -5 | -7.2 | -15.6 | -3.3 | -7.2 | -12 | -17 | 9.4 | 7.8 | -3.9 | -15 | -13.3 | -17.8 | 9.4 | 7.8 | -0.6 | -5 | -3.3 | -5 | 11.3 | 10.7 | -1.7 | -11.1 | 9.6 | 8.1 | 22.2 | 21.1 | 3.9 | 0.6 | -7.8 | -12.2 | 1.1 | -1.7 | -3.9 | -5.6 | -1.1 | -3.9 | -4.4 | -6.7 | -5 | -7.6 | 8.9 | 3.9 | -3.1 | -12.5 | -8.3 | -15
-2 | -2 | -11.7 | -16.7 | 8.9 | 6.7 | 7.8 | 7.8 | -12.2 | -16.7 | 6.7 | -2.8 | -2 | -12 | 8.3 | 5.6 | 10.6 | -1.7 | 1.5 | 0.3 | 5 | 3.9 | 7.2 | 6 | -11.1 | -17.8 | -1.1 | -10 | 19 | 19 | 15.6 | 15.6 | 7.2 | 5 | 0.6 | -1.9 | 8.3 | 3.9 | 1.1 | -0.6 | 22.8 | 20.6 | -5.9 | -8.5 | 0.6 | -1.1 | 0 | -0.6 | 0 | -2.8 | -4.4 | -5 | 0 | -1.3 | 12.2 | 11.5 | 9.4 | 6.1 | -2.8 | -10 | 0 | -2 | -7.2 | -8.3 | -11.1 | -14.4 | 1.1 | -1.7 | -9.6 | -11 | -4.4 | -8.9 | -10.6 | -11.7 | -10 | -13.9 | 0.9 | -0.2 | 1.3 | 0.6 | 2.8 | -0.1 | 7.2 | 7.2 | -12.2 | -17.8 | -23.3 | -28.9 | -2.8 | -6.7 | 14.8 | 10.4 | -5 | -12.8 | -10.6 | -13.9 | -20.7 | -24.9 | -2.2 | -7.8 | -0.6 | -10.6 | 8.9 | 2.8 | -8.9 | -11.1 | -8.3 | -10.6 | 1.7 | -3.9 | -6.1 | -10.5 | 2.8 | 0 | -7.8 | -14.4 | 5.6 | -1.7 | -7 | -11 | -0.4 | -2.3 | -2 | -4.8 | -7.2 | -15 | -3.3 | -7.2 | -11 | -16 | 9.4 | 7.8 | -4.4 | -15 | -14.4 | -18.9 | 9.4 | 8.9 | -1.7 | -5.6 | -3.9 | -5.6 | 11 | 10.4 | -1.7 | -11.1 | 9.8 | 8.6 | 22.2 | 21.1 | 3.3 | 0.6 | -7.8 | -11.7 | 1.5 | -1.1 | -4.4 | -5.6 | -1.1 | -6.1 | -3.9 | -6.1 | -5.5 | -7.8 | 8.2 | 4.6 | -3.3 | -13.9 | -10.6 | -15
0 | -1 | -11.7 | -15.6 | 7.8 | 5.6 | 8.3 | 7.8 | -11.5 | -16.4 | 6.7 | -3.9 | -6 | -11 | 8.9 | 6.1 | 10.6 | -1.7 | 1.3 | 0.1 | 4.4 | 3.3 | 6.3 | 5.1 | -11.5 | -17.1 | -3.3 | -11.1 | 19 | 19 | 16.1 | 15.6 | 6.7 | 5 | 0.6 | -1.9 | 7.2 | 3.3 | 1.1 | -0.6 | 22.8 | 20.6 | -6.7 | -9.4 | -1.1 | -1.7 | 0.6 | -0.6 | 0 | -2.7 | -4.4 | -5 | 0 | -1.1 | 12.8 | 12.2 | 10 | 7.2 | -3.3 | -10.6 | 0 | -1 | -7.2 | -8.3 | -11.7 | -14.4 | 1.7 | -0.6 | -9.8 | -11.2 | -3.9 | -8.3 | -10.6 | -11.7 | -10.6 | -13.9 | 1.1 | 0 | 1.7 | 0.6 | 2.8 | 0.6 | 6.7 | 6.7 | -12 | -16.7 | -23.1 | -28.5 | -2.8 | -6.1 | 13 | 8.5 | -6.1 | -13.3 | -10.6 | -14.4 | -21.1 | -25.6 | -2.8 | -8.3 | 1.7 | -5.6 | 8.9 | 2.2 | -8.9 | -11.1 | -8.9 | -11.7 | 1.7 | -3.9 | -6.1 | -10.5 | 2.8 | 0 | -7.8 | -15 | 4.4 | -2.2 | -8 | -11 | -0.2 | -2.2 | -3 | -5 | -7.2 | -15.6 | -3.3 | -7.2 | -11 | -16 | 9.4 | 7.8 | -5 | -15 | -12.8 | -17.8 | 10 | 8.9 | -2.8 | -6.7 | -5 | -6.1 | 10.6 | 10 | -2.2 | -11.1 | 10 | 8.9 | 22.2 | 21.1 | 2.8 | 0.6 | -8.3 | -12.2 | 1.8 | -0.8 | -4.4 | -5.6 | -1.1 | -4.4 | -3.3 | -5.6 | -6.1 | -8.3 | 7.4 | 5.2 | -5 | -11 | -10.6 | -15
0 | -1 | -9.4 | -14.4 | 8.3 | 6.1 | 7.8 | 7.8 | -10.7 | -16.5 | 6.1 | -4.4 | -3 | -11 | 8.9 | 6.1 | 12.2 | -3.3 | 1.1 | 0 | 5 | 3.9 | 5.6 | 3.9 | -11.8 | -17 | -2.2 | -11.7 | 19 | 19 | 16.1 | 15.6 | 6.1 | 4.4 | 0.6 | -2.2 | 7.2 | 2.2 | 1.1 | -0.6 | 22.2 | 20.6 | -6.9 | -9.3 | -6.7 | -7.8 | 0 | -1.7 | 0 | -2.8 | -4.4 | -5 | 0 | -1.1 | 14.1 | 13.5 | 10 | 7.8 | -3.9 | -11.1 | -1 | -2 | -7.2 | -8.3 | -11.1 | -15 | 1.7 | -0.6 | -10 | -11.7 | -3.9 | -7.8 | -9.4 | -11.7 | -11.7 | -14.4 | 1.3 | 0.3 | 1.9 | 0.9 | 3.2 | 1.1 | 5.6 | 4.9 | -11.9 | -16.4 | -23 | -28.6 | -2.8 | -6.7 | 11.1 | 6.7 | -7.2 | -13.3 | -9.4 | -13.3 | -21.1 | -25.3 | -3.3 | -8.9 | 0.6 | -8.3 | 8.9 | 2.8 | -9.4 | -11.7 | -8.9 | -11.1 | 1.7 | -3.3 | -6.1 | -11.1 | 3.9 | 0 | -9.4 | -14.4 | 5.6 | -2.2 | -8 | -11 | 0 | -2.2 | -3.9 | -5.6 | -8.9 | -15.6 | -2.8 | -6.7 | -10 | -15 | 8.9 | 7.2 | -6.1 | -15 | -15 | -19.4 | 10 | 8.9 | -3.9 | -8.3 | -5.6 | -6.7 | 11.1 | 9.7 | -3.3 | -11.1 | 10 | 9.3 | 22.2 | 21.1 | 3.9 | 2.2 | -11.1 | -13.9 | 2.2 | -0.6 | -5 | -5.6 | 0 | -8.3 | -2.2 | -5 | -6.7 | -8.6 | 6.7 | 5.6 | -6.6 | -10.2 | -11.1 | -17.2
0 | -1 | -10.6 | -15 | 7.8 | 6.1 | 7.8 | 7.8 | -10 | -17.8 | 5.6 | -2.2 | -6 | -12 | 8.9 | 6.1 | 10.6 | -2.8 | 0.7 | 0 | 5 | 3.3 | 5.3 | 3.9 | -12.2 | -17.8 | -2.2 | -12.8 | 15 | 15 | 15.6 | 15.6 | 5.6 | 4.4 | 0.8 | -1.5 | 6.7 | 2.2 | 1.1 | -0.6 | 21.7 | 20 | -7 | -9.4 | -6.1 | -7.2 | -1.1 | -3.3 | -0.6 | -2.8 | -4.4 | -5 | 0.2 | -0.8 | 15.4 | 15 | 10 | 7.8 | -3.9 | -11.7 | -1 | -2 | -7.2 | -8.3 | -12.2 | -15 | 1.1 | 0 | -10 | -11.3 | -3.9 | -7.2 | -10 | -12.8 | -12.2 | -15 | 1.5 | 0.8 | 2 | 1.3 | 3.5 | 1.7 | 4.4 | 3.1 | -11.7 | -16.7 | -22.8 | -29.4 | -2.8 | -6.7 | 10.2 | 4.4 | -8.3 | -13.3 | -10.6 | -17.2 | -21.1 | -25.4 | -4.4 | -9.4 | 1.1 | -6.1 | 8.3 | 0.6 | -10.6 | -12.2 | -7.2 | -9.4 | 2.2 | -3.9 | -6.3 | -10.4 | 4.4 | 0 | -8.3 | -13.3 | 5 | -2.2 | -7 | -10 | 0 | -2.1 | -3.9 | -5.5 | -8.3 | -15 | -2.2 | -6.1 | -10 | -14 | 7.8 | 6.7 | -6.7 | -15.6 | -15 | -19.4 | 10 | 8.9 | -3.9 | -8.9 | -5.6 | -6.7 | 11.7 | 9.3 | -3.9 | -11.7 | 10 | 9.7 | 22.2 | 21.1 | 3.9 | 2.8 | -11.1 | -14.4 | 2.4 | 0.4 | -5 | -6.1 | 0 | -7.8 | -1.7 | -4.4 | -7.2 | -8.8 | 6.7 | 5.8 | -8.3 | -10 | -12.8 | -20.6
-5 | -7 | -9.4 | -14.4 | 6.1 | 5 | 7.8 | 7.8 | -10 | -16.8 | 5 | -0.6 | -5 | -11 | 10 | 6.7 | 11.1 | -2.2 | 0.4 | 0 | 5 | 3.3 | 4.1 | 2.9 | -12.6 | -17.3 | -3.9 | -13.3 | 15 | 15 | 15 | 14.4 | 4.4 | 3.3 | 0.9 | -1.3 | 6.1 | 2.8 | 2.2 | 1.7 | 22.2 | 20.6 | -7.2 | -10 | -6.1 | -6.7 | -2.2 | -4.4 | -1.1 | -2.9 | -5 | -5.6 | 0.4 | -0.7 | 16.7 | 16.1 | 10 | 8.3 | -4.4 | -12.2 | 0 | -1 | -7.2 | -8.9 | -12.8 | -15 | 0.6 | 0 | -10 | -11.1 | -3.3 | -6.7 | -10.6 | -12.8 | -11.1 | -14.4 | 1.7 | 1.1 | 2.2 | 1.7 | 3.9 | 2.2 | 3.3 | 1.1 | -11.3 | -15.7 | -21.5 | -26.8 | -3.3 | -6.7 | 9.2 | 1.6 | -9.4 | -14.4 | -13.3 | -22.8 | -21.1 | -26.1 | -4.4 | -11.7 | 1.1 | -6.1 | 7.2 | -1.7 | -10.6 | -13.9 | -7.2 | -10 | 2.2 | -3.3 | -6.5 | -10.2 | 3.9 | 0 | -8.9 | -13.3 | 4.4 | -2.2 | -7 | -11 | 0 | -2.4 | -3.9 | -5.7 | -8.3 | -14.4 | -2.2 | -5.6 | -11 | -15 | 6.1 | 5.6 | -7.2 | -15 | -14.4 | -18.9 | 10 | 8.9 | -6.1 | -9.4 | -5.6 | -6.7 | 12.2 | 8.9 | -3.9 | -11.1 | 10 | 10 | 22.2 | 20.6 | 5.6 | 4.4 | -11.1 | -14.4 | 2.6 | 1.3 | -6.7 | -7.8 | -0.6 | -7.8 | -1.7 | -3.3 | -7.8 | -9.4 | 6.7 | 6 | -8.1 | -9.6 | -13.3 | -18.3
-3 | -6 | -9.4 | -13.9 | 7.8 | 6.1 | 7.8 | 7.8 | -10 | -16.6 | 5 | -0.6 | -5 | -10 | 10 | 5.6 | 11.7 | -2.2 | 0 | 0 | 5.6 | 3.3 | 3.9 | 2.2 | -12.9 | -17.6 | -1.1 | -13.3 | 13 | 12 | 15 | 14.4 | 3.3 | 2.2 | 1.1 | -1.1 | 6.7 | 2.2 | 3.9 | 3.3 | 21.1 | 20 | -8.3 | -11.1 | -4.4 | -5 | -3.3 | -5.6 | -1.7 | -3.3 | -5.6 | -6.7 | 0.6 | -0.6 | 15.6 | 15 | 10.6 | 8.3 | -5 | -12.2 | -1 | -2 | -7.2 | -8.9 | -13.3 | -15.6 | 0.6 | -1.7 | -10 | -11.1 | -3.3 | -6.7 | -10.6 | -13.3 | -10 | -13.9 | 2.4 | 1.5 | 2.2 | 1.6 | 4.5 | 2.7 | 3.5 | 1.4 | -11 | -15.4 | -20.2 | -24.7 | -3.3 | -6.7 | 8.3 | -1.1 | -9.4 | -14.4 | -15 | -21.7 | -20.9 | -25.4 | -4.4 | -12.2 | 0.6 | -8.3 | 6.7 | -3.3 | -11.7 | -13.9 | -7.2 | -10 | 2.8 | -2.2 | -6.7 | -10.6 | 2.2 | 1.1 | -8.9 | -12.8 | 2.8 | -2.2 | -7 | -11 | 0 | -2.8 | -3.9 | -6.1 | -8.9 | -13.9 | -1.7 | -4.4 | -10 | -12 | 6.1 | 5.6 | -7.2 | -15 | -12.8 | -16.7 | 10 | 8.9 | -6.7 | -10.6 | -6.7 | -10 | 11.1 | 6.7 | -4.4 | -10.6 | 10.9 | 10.8 | 22.8 | 20.6 | 5.6 | 4.4 | -10 | -13.9 | 2.8 | 2.2 | -7.8 | -8.9 | 1.1 | -7.8 | -1.7 | -3.3 | -7.4 | -8.7 | 6.7 | 6.1 | -8 | -9.5 | -10.6 | -18.9
-7 | -10 | -9.4 | -12.2 | 8.3 | 6.1 | 7.8 | 7.8 | -10 | -17.2 | 5 | -0.6 | -6 | -10 | 10 | 5.6 | 11.7 | -2.2 | 0.2 | 0.2 | 5.6 | 4.4 | 5.9 | 3.4 | -13.3 | -18.3 | -2.8 | -13.3 | 14 | 11 | 15 | 14.4 | 5.6 | 2.2 | 5 | 2.2 | 6.7 | 2.2 | 2.8 | 2.2 | 22.8 | 20 | -9.5 | -12.6 | -6.7 | -7.8 | -3.3 | -5.6 | -1.5 | -3.4 | -5.6 | -6.7 | 1.3 | -0.3 | 14.4 | 13.5 | 10.6 | 8.9 | -3.9 | -12.2 | -2 | -3 | -7.2 | -8.9 | -12.2 | -15 | 1.1 | 0 | -10.2 | -11.3 | -2.8 | -6.1 | -11.1 | -13.9 | -10.6 | -13.9 | 3.2 | 1.9 | 2.2 | 1.6 | 5 | 3 | 3.7 | 1.6 | -10.6 | -15.6 | -18.9 | -23.3 | -3.3 | -6.7 | 8.3 | -1.8 | -10.6 | -14.4 | -15.6 | -20.6 | -20.8 | -25.3 | -3.9 | -12.8 | 1.1 | -11.7 | 6.7 | -3.3 | -11.7 | -13.3 | -6.7 | -10 | 4.4 | -0.6 | -6.3 | -9.6 | 1.7 | 0.6 | -9.4 | -12.8 | 2.2 | -1.7 | -7 | -11 | 0.2 | -2.1 | -2.6 | -5.2 | -6.7 | -13.3 | -1.1 | -4.4 | -9 | -12 | 9.4 | 8.9 | -7.2 | -14.4 | -12.2 | -15 | 10 | 8.9 | -6.1 | -10 | -6.7 | -10.6 | 10 | 4.2 | -4.4 | -11.7 | 11.9 | 11.5 | 22.8 | 20.6 | 4.4 | 3.3 | -10.6 | -14.4 | 2.8 | 2.2 | -8.3 | -10 | 0 | -8.9 | -2.2 | -5 | -7.1 | -8.2 | 5.8 | 5.4 | -7.8 | -9.4 | -13.3 | -20
-8 | -11 | -9.4 | -12.2 | 10 | 7.2 | 8.3 | 8.3 | -8 | -15.7 | 6.1 | 0 | -5 | -9 | 10.6 | 6.1 | 12.8 | -2.2 | 0.4 | 0.4 | 6.7 | 4.4 | 8 | 4.6 | -9.6 | -16.6 | -1.7 | -13.3 | 14 | 10 | 15.6 | 14.4 | 8.3 | 0.6 | 8.9 | 5.7 | 8.9 | 2.2 | 3.9 | 3.3 | 25 | 19.4 | -10.6 | -14.4 | -3.9 | -4.4 | -4.4 | -6.1 | -1.3 | -3.8 | -6.1 | -7.8 | 2.1 | -0.1 | 13.3 | 12.2 | 11.7 | 10 | -3.3 | -11.7 | -2 | -2 | -7.2 | -8.3 | -10 | -13.9 | 1.1 | 0 | -10.4 | -11.7 | -2.2 | -5.6 | -15.6 | -18.9 | -11.1 | -13.3 | 3.9 | 2.2 | 2.2 | 1.7 | 5.6 | 3.3 | 3.9 | 1.7 | -10.8 | -15.5 | -17 | -20.9 | -1.7 | -6.1 | 8.3 | -2.9 | -9.4 | -15 | -15.6 | -21.1 | -20.6 | -25.6 | -2.2 | -12.2 | 3.9 | -3.3 | 8.3 | -5.6 | -7.8 | -10.6 | -5.6 | -8.9 | 4.4 | 1.1 | -6 | -9 | 1.7 | 0.6 | -7.8 | -11.7 | 5.6 | -1.1 | -7 | -10 | 0.4 | -1.5 | -1.3 | -4.9 | -5 | -12.2 | -0.6 | -4.4 | -8 | -11 | 10.6 | 10 | -5 | -13.9 | -9.4 | -13.9 | 10 | 8.9 | -5 | -10 | -6.7 | -11.7 | 8.9 | 1.7 | -3.9 | -11.7 | 12.8 | 12.2 | 22.8 | 20.6 | 8.3 | 7.2 | -7.8 | -12.2 | 2.8 | 2.2 | -8.3 | -9.4 | 2.8 | -12.8 | -2.8 | -5 | -6.7 | -7.8 | 4.8 | 4.7 | -8.7 | -10.9 | -10 | -18.3
-6 | -9 | -8.9 | -12.8 | 10.6 | 7.2 | 8.9 | 8.9 | -5.9 | -15.4 | 8.9 | -0.6 | -3 | -8 | 12.2 | 5.6 | 13.9 | -2.2 | 0.6 | 0.6 | 9.4 | 6.1 | 10 | 5.6 | -5.9 | -16.4 | 1.1 | -12.2 | 14 | 9 | 17.2 | 15 | 10.6 | 0 | 12.8 | 8.9 | 10.6 | 1.7 | 4.4 | 2.8 | 27.8 | 18.9 | -11 | -14.6 | -3.3 | -4.4 | -4.4 | -6.1 | -1.1 | -4.4 | -6.7 | -7.8 | 2.8 | 0 | 14.1 | 12 | 12.2 | 10.6 | -2.8 | -12.2 | -2 | -3 | -6.7 | -7.8 | -7.2 | -12.8 | 1.1 | -1.1 | -10.6 | -12.2 | -1.1 | -5 | -17.2 | -21.7 | -8.3 | -13.3 | 4.6 | 3.3 | 2.6 | 2 | 5.8 | 4 | 4.6 | 2.3 | -10.9 | -16 | -15.2 | -19.1 | -0.6 | -6.1 | 8.3 | -4.4 | -7.8 | -15 | -15.6 | -21.7 | -18.9 | -23.8 | -0.6 | -12.8 | 5 | -7.2 | 9.4 | -5.6 | -6.7 | -10 | -4.4 | -8.9 | 5 | 1.7 | -5.6 | -8.9 | 1.7 | 0 | -6.1 | -11.1 | 9.4 | -1.1 | -9 | -11 | 0.6 | -1.1 | 0 | -5 | -2.8 | -12.2 | 0 | -3.9 | -8 | -12 | 12.2 | 11.1 | -3.9 | -13.3 | -5.6 | -10.6 | 7.8 | 4.4 | -3.9 | -10.6 | -5.6 | -11.7 | 9.1 | 2.2 | -3.9 | -11.1 | 13.3 | 12.5 | 23.3 | 21.1 | 13.3 | 10 | -6.7 | -11.7 | 2.8 | 2.2 | -9.4 | -11.1 | 3.3 | -12.8 | -2.8 | -6.1 | -4.3 | -6.3 | 3.9 | 3.9 | -9.7 | -12.8 | -11.1 | -20
-5 | -9 | -8.3 | -11.7 | 11.7 | 7.8 | 9.4 | 9.4 | -3.9 | -16.7 | 11.1 | -0.6 | 0 | -8 | 13.3 | 5.6 | 15.6 | -1.7 | 1.3 | 1.3 | 11.1 | 6.1 | 11.3 | 6.3 | -2.2 | -19.4 | 2.2 | -13.3 | 15 | 6 | 20 | 15.6 | 13.3 | -1.1 | 15.4 | 9.6 | 11.1 | 0.6 | 5.6 | 3.9 | 28.3 | 18.9 | -11.3 | -15.1 | -0.6 | -3.3 | -3.9 | -6.1 | 0 | -3.8 | -6.7 | -7.8 | 5.4 | 0.5 | 14.8 | 11.6 | 13.3 | 11.7 | -2.2 | -12.2 | -4 | -5 | -6.1 | -7.8 | -5.6 | -12.2 | 0.6 | -1.1 | -9.3 | -11.7 | -1.1 | -5 | -18.3 | -23.3 | -7.8 | -13.3 | 5.4 | 4.5 | 2.9 | 2.3 | 5.9 | 4.6 | 5.4 | 2.7 | -11.1 | -17.2 | -13.3 | -17.8 | 0.6 | -6.1 | 8.1 | -3.6 | -7.2 | -15.6 | -14.4 | -21.1 | -17.3 | -22.8 | 0.6 | -13.9 | 7.8 | -17.2 | 11.1 | -5 | -3.9 | -9.4 | -3.9 | -8.3 | 5.6 | 2.2 | -5.4 | -8.3 | 1.1 | 0 | -2.8 | -11.1 | 12.2 | -2.8 | -7 | -10 | 1.5 | -0.8 | 1.3 | -4 | -1.1 | -12.8 | 0.6 | -3.3 | -8 | -12 | 15 | 12.2 | -2.2 | -13.3 | -3.3 | -8.3 | 6.1 | 2.8 | -2.8 | -11.1 | -3.9 | -11.1 | 9.2 | 2.5 | -3.3 | -10.6 | 13.9 | 13 | 24.4 | 21.1 | 16.7 | 10.6 | -5.6 | -11.7 | 3.2 | 2.8 | -9.4 | -11.1 | 3.3 | -12.2 | -2.8 | -6.7 | -1.8 | -4.9 | 2.8 | 2.7 | -10.6 | -15 | -4.4 | -15.6
-3 | -7 | -8.3 | -11.7 | 12.8 | 8.3 | 9.4 | 9.4 | -2.8 | -14.7 | 12.8 | -1.1 | 1 | -10 | 15 | 5.6 | 16.1 | -1.7 | 2.1 | 2.1 | 12.2 | 6.7 | 12.6 | 6.7 | -2 | -16.4 | 2.8 | -13.3 | 16 | 5 | 22.8 | 15 | 15 | 1.1 | 18 | 10.2 | 12.8 | 0.6 | 9.4 | 6.1 | 28.9 | 18.9 | -11.7 | -16.1 | 2.2 | -2.2 | -3.3 | -5.6 | 1.1 | -3.8 | -6.7 | -7.8 | 8 | 0.5 | 15.6 | 11.1 | 13.9 | 12.2 | -1.7 | -12.2 | -7 | -8 | -5 | -7.8 | -3.3 | -11.7 | 1.1 | -1.1 | -8 | -11.2 | -1.1 | -5 | -20.6 | -23.3 | -7.2 | -13.9 | 6.1 | 5.6 | 3.3 | 2.8 | 6.1 | 5 | 6.1 | 3.3 | -11.3 | -16.7 | -13.5 | -17.2 | 2.8 | -5.6 | 8 | -3.1 | -6.1 | -15.6 | -14.4 | -22.8 | -15.6 | -22.2 | 1.7 | -15.6 | 7.8 | -17.2 | 11.7 | -5.6 | -1.1 | -9.4 | -3.9 | -6.1 | 5.6 | 2.2 | -5.2 | -8.1 | 1.1 | 0.6 | -1.1 | -11.7 | 11.7 | -2.2 | -6 | -10 | 2.4 | -0.6 | 2.6 | -3.7 | 0 | -13.3 | 1.7 | -2.8 | -7 | -13 | 16.7 | 11.1 | -1.7 | -13.3 | -1.1 | -6.7 | 5 | 1.7 | -1.7 | -11.1 | -1.1 | -10 | 9.4 | 2.8 | -2.2 | -11.1 | 14.4 | 13.3 | 25.6 | 21.1 | 17.2 | 11.1 | -5 | -10.6 | 3.5 | 3.4 | -9.4 | -11.1 | 4.4 | -12.8 | -2.8 | -6.7 | 0.6 | -4.4 | 1.7 | 1.3 | -10.8 | -14.7 | -3.9 | -12.8
-2 | -7 | -8.3 | -11.1 | 14.4 | 8.3 | 9.4 | 9.4 | -1.7 | -14.7 | 15 | -1.1 | 1 | -10 | 15.6 | 6.1 | 16.7 | -2.2 | 2.8 | 2.8 | 11.7 | 6.1 | 13.9 | 7.2 | -1.9 | -15.6 | 3.9 | -13.3 | 16 | 4 | 23.3 | 13.9 | 16.1 | -2.2 | 20.6 | 10 | 14.4 | 0 | 10.6 | 6.7 | 29.4 | 18.9 | -11.9 | -15.8 | 3.9 | -3.9 | -2.8 | -5.6 | 2.2 | -4.4 | -6.7 | -7.8 | 10.6 | 0 | 15.8 | 10.6 | 13.9 | 12.2 | -1.1 | -12.8 | -10 | -12 | -5 | -7.2 | -2.2 | -12.2 | -0.6 | -2.8 | -6.7 | -11.7 | -1.1 | -5 | -21.1 | -23.9 | -7.8 | -13.9 | 6.8 | 6.1 | 2.4 | 1.8 | 6.1 | 5.4 | 5.9 | 3.1 | -11.5 | -16.9 | -13.7 | -17.2 | 4.4 | -5 | 7.8 | -3.3 | -5 | -15 | -13.9 | -22.2 | -14.1 | -20.1 | 2.2 | -15 | 7.8 | -15 | 11.7 | -5 | 1.1 | -8.9 | -3.9 | -6.1 | 5 | 2.2 | -5 | -8.3 | 1.1 | 0 | 0 | -12.8 | 15 | -3.9 | -5 | -9 | 3.3 | -0.6 | 3.9 | -3.9 | 0 | -12.8 | 2.2 | -2.2 | -7 | -13 | 18.3 | 10 | 0 | -13.9 | 1.1 | -4.4 | 5 | -1.7 | -0.6 | -10.6 | 0.6 | -10.6 | 11.6 | 3.4 | 0 | -10.6 | 14.6 | 13.8 | 26.7 | 19.4 | 18.9 | 11.1 | -5 | -11.1 | 3.9 | 3.9 | -9.4 | -10.6 | 5 | -13.3 | -2.8 | -6.7 | 1.1 | -3.7 | 0.6 | 0 | -10.9 | -14.8 | -2.2 | -10.6
-1 | -6 | -8.3 | -10.6 | 14.4 | 8.9 | 10 | 10 | -0.6 | -16.1 | 15.6 | -1.1 | 2 | -10 | 16.1 | 7.8 | 17.8 | -4.4 | 3.2 | 3.1 | 11.7 | 6.1 | 13.9 | 7 | -1.7 | -16.1 | 5 | -14.4 | 16 | 4 | 23.9 | 15 | 16.7 | -2.8 | 20.6 | 10.4 | 14.4 | -0.6 | 12.2 | 7.8 | 29.4 | 18.3 | -12 | -15.9 | 3.3 | -2.2 | -2.8 | -5.6 | 2.8 | -4.5 | -7.2 | -8.3 | 11 | -0.4 | 15.9 | 9.8 | 14.4 | 12.8 | 0 | -13.3 | -11 | -13 | -5 | -6.7 | -1.7 | -12.2 | -1.1 | -3.3 | -6.5 | -10.6 | -1.7 | -4.4 | -21.1 | -25.6 | -8.3 | -14.4 | 7.6 | 6.7 | 1.5 | 0.9 | 6.1 | 5.8 | 5.8 | 3 | -11.7 | -17.8 | -13.9 | -17.8 | 5 | -5 | 7.6 | -3.2 | -4.4 | -15 | -13.9 | -23.9 | -12.6 | -18.5 | 2.2 | -16.7 | 7.8 | -15 | 12.2 | -5.6 | 2.2 | -8.9 | -3.9 | -6.1 | 5 | 2.2 | -5 | -7.9 | 0.6 | -1.1 | 1.1 | -12.8 | 15 | -3.3 | -6 | -8 | 3.5 | -0.6 | 4.1 | -3.9 | 0 | -12.8 | 3.3 | -1.7 | -7 | -12 | 20 | 7.8 | 1.7 | -13.9 | 2.2 | -5.6 | 6.1 | -0.6 | 0 | -11.1 | 2.8 | -10.6 | 13.9 | 3.7 | 0.6 | -11.1 | 14.8 | 14.5 | 27.2 | 18.9 | 20.6 | 11.1 | -3.9 | -11.1 | 3.7 | 3.6 | -9.4 | -11.1 | 5.6 | -12.8 | -2.2 | -6.1 | 1.7 | -3.2 | 0.8 | 0.1 | -11.1 | -15.6 | -2.8 | -10
-1 | -5 | -7.8 | -9.4 | 15 | 9.4 | 9.4 | 9.4 | -1.3 | -14.3 | 15.6 | -1.1 | 2 | -10 | 15.6 | 8.9 | 17.8 | -2.8 | 3.5 | 3.1 | 12.2 | 6.1 | 13.9 | 6.5 | -2.8 | -14.7 | 5 | -13.9 | 16 | 2 | 23.9 | 15 | 17.2 | -3.9 | 20.6 | 10.4 | 16.1 | 0.6 | 13.9 | 8.3 | 28.9 | 18.3 | -12.2 | -16.7 | 3.9 | -2.2 | -2.8 | -5.6 | 3.3 | -5.4 | -7.2 | -8.3 | 11.3 | -1.3 | 16.1 | 8.9 | 15 | 12.8 | 0 | -13.3 | -13 | -15 | -5 | -6.1 | -1.7 | -12.2 | -1.7 | -4.4 | -6.3 | -10.1 | -1.1 | -3.9 | -21.1 | -26.7 | -9.4 | -18.9 | 8.3 | 7.2 | 0.6 | 0 | 6.1 | 6.1 | 5.6 | 2.8 | -11.9 | -17.3 | -15.4 | -19.5 | 6.7 | -5 | 7.4 | -3.9 | -3.9 | -15 | -13.3 | -22.8 | -11.1 | -17.8 | 2.2 | -16.1 | 7.8 | -13.9 | 12.2 | -5.6 | 2.2 | -8.9 | -2.8 | -5.6 | 5 | 2.2 | -5 | -7.9 | 0.6 | -1.1 | 0.6 | -12.8 | 16.1 | -3.3 | -6 | -8 | 3.7 | -0.8 | 4.2 | -4.2 | 0 | -12.8 | 3.3 | -1.7 | -7 | -12 | 20.6 | 5.6 | 1.7 | -13.3 | 2.8 | -5 | 5.6 | -1.1 | 0.6 | -10.6 | 4.4 | -11.1 | 16.1 | 3.3 | 1.1 | -11.1 | 15 | 15 | 26.1 | 18.9 | 21.1 | 11.1 | -2.8 | -10.6 | 3.5 | 3.1 | -8.9 | -10.6 | 4.4 | -11.7 | -2.2 | -5.6 | 2.2 | -3.3 | 0.9 | -0.1 | -13.3 | -17.3 | -1.1 | -10
-3 | -6 | -8.3 | -10 | 14.4 | 9.4 | 9.4 | 9.4 | -2.1 | -14.1 | 15.6 | -1.1 | 1 | -7 | 13.9 | 10 | 15.6 | 4.4 | 3.9 | 3.3 | 11.7 | 6.1 | 13.9 | 6.1 | -3.9 | -15.1 | 5.6 | -12.8 | 16 | 4 | 23.9 | 15 | 17.8 | -2.2 | 20.6 | 10.6 | 15.6 | 0.6 | 14.4 | 7.2 | 28.9 | 17.2 | -12.4 | -16.4 | 4.4 | -5 | -2.8 | -5.6 | 3.9 | -7.2 | -7.8 | -9.4 | 11.7 | -2.2 | 14.8 | 9.4 | 14.4 | 12.2 | -1.1 | -13.9 | -13 | -16 | -5 | -6.7 | -2.8 | -10 | -1.7 | -5 | -6.1 | -10 | -1.1 | -5 | -21.1 | -27.2 | -10.6 | -18.3 | 8.5 | 7.3 | -0.3 | -0.8 | 6.1 | 6.1 | 5.2 | 2.4 | -12 | -17.4 | -16.8 | -21.5 | 7.2 | -5.6 | 7.2 | -5 | -3.3 | -15 | -12.8 | -22.8 | -11.7 | -17.3 | 1.1 | -16.1 | 6.1 | -15 | 12.2 | -5.6 | 2.2 | -8.3 | -1.7 | -5.6 | 4.4 | 1.7 | -5 | -8.3 | 0 | -1.7 | 0.6 | -11.7 | 16.1 | -3.9 | -6 | -10 | 3.9 | -1.1 | 4.4 | -5.6 | 0 | -12.2 | 3.9 | -1.1 | -7 | -12 | 20 | 5.6 | 2.2 | -14.4 | 2.8 | -5 | 4.4 | -2.8 | -0.6 | -10.6 | 4.4 | -11.7 | 14.8 | 2.7 | 1.7 | -11.1 | 13.1 | 12.2 | 25.6 | 18.3 | 21.1 | 10 | -2.8 | -9.4 | 3.3 | 2.8 | -8.9 | -10.6 | 4.4 | -11.1 | -6.1 | -8.3 | 0.4 | -3.4 | 1.1 | 0 | -15.6 | -19.5 | 0.6 | -11.1
-5 | -8 | -8.3 | -10 | 12.8 | 8.9 | 10 | 10 | -2.8 | -15.6 | 15 | 0 | 0 | -7 | 12.2 | 11.1 | 15 | 5 | 3.7 | 3.1 | 10.6 | 6.1 | 12 | 6.5 | -5 | -16.7 | 2.8 | -12.8 | 14 | 6 | 21.7 | 16.7 | 17.2 | -1.7 | 19.5 | 11.3 | 14.4 | 2.2 | 12.8 | 6.7 | 27.2 | 18.3 | -12.6 | -16.8 | 3.3 | -5 | -2.8 | -5 | 2.8 | -6.1 | -8.3 | -9.4 | 10.4 | -0.4 | 13.5 | 9.4 | 13.9 | 12.2 | -2.2 | -14.4 | -13 | -15 | -5.6 | -6.7 | -3.3 | -10 | -2.2 | -5.6 | -6.7 | -9.7 | -1.7 | -6.7 | -21.1 | -26.7 | -11.7 | -18.9 | 8.7 | 7.2 | -1.3 | -1.8 | 6.1 | 6.1 | 4.8 | 2 | -12.2 | -18.3 | -18.3 | -24.4 | 6.1 | -5.6 | 6.8 | -4.9 | -2.8 | -15 | -14.4 | -23.3 | -12.2 | -17.4 | 0 | -16.7 | 5 | -7.2 | 9.4 | -4.4 | 0 | -9.4 | -1.1 | -5 | 4.4 | 1.7 | -5.4 | -8.1 | -0.6 | -2.2 | 0.6 | -10 | 15 | -4.4 | -8 | -11 | 1.9 | -1.7 | 2.4 | -4.8 | -0.6 | -11.7 | 4.4 | -1.1 | -7 | -12 | 18.9 | 5 | 0.6 | -14.4 | -0.6 | -5 | 4.4 | -2.8 | -2.2 | -10.6 | 3.3 | -11.7 | 13.5 | 2.1 | 1.7 | -11.7 | 11.3 | 9.6 | 23.3 | 16.1 | 20.6 | 10 | -3.9 | -9.4 | 2.9 | 0.9 | -8.9 | -10.6 | 4.4 | -11.1 | -2.8 | -5 | -1.5 | -4.3 | 0.7 | -0.9 | -17.8 | -22.2 | -4.4 | -11.1
-2 | -6 | -7.8 | -10 | 12.2 | 8.3 | 9.4 | 9.4 | -5.8 | -14.5 | 14.4 | 0.6 | 0 | -6 | 12.8 | 10.6 | 15 | 4.4 | 3.5 | 2.9 | 10.6 | 6.1 | 10.2 | 6.4 | -6.3 | -15.5 | -3.9 | -11.1 | 14 | 5 | 19.4 | 17.2 | 14.4 | 2.2 | 18.3 | 11.4 | 13.3 | 1.7 | 10.6 | 6.1 | 25.6 | 19.4 | -12.8 | -17.8 | -1.1 | -4.4 | -2.8 | -5.6 | 1.7 | -5.9 | -9.4 | -10 | 9.1 | 1 | 12.2 | 9.4 | 13.3 | 11.7 | -2.8 | -14.4 | -15 | -16 | -5.6 | -6.7 | -3.3 | -9.4 | -2.2 | -6.1 | -7.2 | -9.6 | -2.2 | -6.7 | -21.7 | -24.4 | -13.3 | -20.6 | 8.9 | 7.2 | -2.2 | -2.8 | 6.1 | 6.1 | 4.4 | 1.7 | -13.3 | -18.3 | -19.1 | -24.3 | 1.7 | -5 | 6.5 | -5.4 | -5.6 | -15 | -15.6 | -23.9 | -12.8 | -18.3 | -1.7 | -16.1 | 5 | -15 | 7.8 | -4.4 | -4.4 | -8.9 | -1.1 | -6.1 | 4.4 | 1.1 | -5.7 | -8.3 | -0.6 | -2.2 | 0 | -10.6 | 12.2 | -2.8 | -11 | -16 | -0.2 | -2.6 | 0.3 | -5.4 | -1.1 | -10.6 | 4.4 | -1.1 | -7 | -11 | 16.7 | 5.6 | -1.1 | -13.3 | -3.3 | -6.1 | 3.3 | -3.9 | -2.8 | -10 | 0.6 | -11.1 | 12.2 | 1.1 | 0 | -12.2 | 9.4 | 6.7 | 19.4 | 13.3 | 18.3 | 9.4 | -3.9 | -9.4 | 2.6 | -0.6 | -9.4 | -11.7 | 4.4 | -12.2 | -3.3 | -5.6 | -3.3 | -5.6 | 0.4 | -1.9 | -18.2 | -22.2 | -7.2 | -11.7
-7 | -9 | -7.8 | -10 | 12.2 | 8.9 | 10.6 | 10.6 | -8.7 | -15.3 | 13.3 | 1.1 | 0 | -7 | 11.7 | 10.6 | 13.3 | 5.6 | 3.3 | 2.8 | 10 | 6.1 | 8.3 | 6.1 | -7.6 | -16 | -3.9 | -12.2 | 12 | 5 | 17.8 | 16.1 | 12.8 | 3.9 | 17.2 | 11.7 | 12.2 | 3.3 | 10 | 6.1 | 23.9 | 18.9 | -13.2 | -17.4 | -3.9 | -6.1 | -2.8 | -5.6 | 0.6 | -6.7 | -9.4 | -10 | 7.8 | 1.7 | 10.7 | 9 | 13.3 | 12.2 | -3.9 | -14.4 | -15 | -16 | -6.7 | -7.8 | -5 | -9.4 | -2.8 | -6.1 | -7.8 | -10 | -2.8 | -7.8 | -21.7 | -25.6 | -13.9 | -20.6 | 7.2 | 5.2 | -2.8 | -3.7 | 7.2 | 7.2 | 3.5 | 1 | -14.5 | -19.2 | -19.8 | -25 | 1.7 | -5.6 | 6.1 | -6.7 | -6.7 | -12.8 | -17.2 | -25 | -12.4 | -17.1 | -2.8 | -15 | 4.4 | -16.1 | 6.7 | -3.9 | -3.3 | -9.4 | -1.1 | -4.4 | 4.4 | 0.6 | -6.1 | -8.9 | -1.1 | -2.8 | -0.6 | -9.4 | 11.1 | -1.1 | -11 | -16 | -2.2 | -3.9 | -1.7 | -6.7 | -1.1 | -10 | 4.4 | -1.1 | -7 | -10 | 13.3 | 5.6 | -1.7 | -12.8 | -5 | -7.8 | 3.3 | -3.9 | -2.8 | -10 | -1.1 | -10 | 9.8 | 0.9 | -1.7 | -12.2 | 7.7 | 5 | 17.8 | 11.1 | 15.6 | 8.9 | -4.4 | -8.9 | 2.2 | -2.8 | -10 | -11.7 | 4.4 | -12.8 | -2.8 | -5 | -3.3 | -5.2 | 0 | -3.3 | -18.5 | -22.5 | -8.3 | -11.7
-7 | -10 | -7.8 | -9.4 | 9.4 | 6.7 | 11.1 | 11.1 | -11.7 | -17.2 | 13.3 | 1.1 | 0 | -5 | 11.7 | 10.6 | 13.3 | 3.9 | 3.3 | 2.9 | 10 | 6.1 | 7.9 | 6.1 | -8.9 | -17.2 | -2.8 | -11.7 | 12 | 5 | 18.3 | 16.7 | 12.2 | 4.4 | 15.2 | 11.4 | 12.2 | 3.9 | 9.4 | 6.1 | 22.8 | 18.9 | -13.5 | -17.7 | -6.1 | -7.8 | -2.8 | -5 | -0.2 | -5.5 | -9.4 | -11.1 | 8.2 | 2.4 | 9.3 | 8.4 | 10.6 | 9.4 | -4.4 | -15 | -14 | -15 | -7.8 | -8.3 | -5 | -9.4 | -2.8 | -6.1 | -8 | -10 | -3.9 | -8.3 | -21.7 | -25 | -14.4 | -18.9 | 5.6 | 3.1 | -3.3 | -4.4 | 8.3 | 8.3 | 2.6 | 0.5 | -15.6 | -20.6 | -20.6 | -26.1 | 0 | -5 | 5.9 | -5.6 | -7.8 | -12.8 | -18.3 | -22.8 | -12.1 | -16.6 | -3.9 | -15 | 4.4 | -12.8 | 6.1 | -5.6 | -3.9 | -10 | -0.6 | -5.6 | 3.9 | 0 | -6.8 | -9.5 | -1.1 | -3.3 | -0.6 | -8.9 | 9.4 | 1.1 | -12 | -16 | -2.2 | -3.7 | -1.3 | -6 | -1.1 | -9.4 | 4.4 | -1.1 | -7 | -10 | 12.2 | 6.1 | -2.2 | -13.3 | -5 | -7.8 | 2.8 | -3.9 | -4.4 | -10 | -3.3 | -8.9 | 7.4 | 0.1 | -2.2 | -12.8 | 6.1 | 3.3 | 19.4 | 6.7 | 12.2 | 9.4 | -4.4 | -8.3 | 1.5 | -3.1 | -11.1 | -12.8 | 4.4 | -12.8 | -2.8 | -3.9 | -3.3 | -5.2 | -0.4 | -3.8 | -18.9 | -23.3 | -7.2 | -12.8
-6 | -8 | -7.8 | -10.6 | 10 | 7.2 | 11.1 | 11.1 | -12.6 | -16.9 | 12.2 | 1.1 | 0 | -6 | 11.7 | 10.6 | 13.9 | 1.1 | 3.3 | 3.2 | 10 | 6.1 | 7.6 | 6.2 | -9.6 | -16.6 | -3.3 | -12.8 | 12 | 5 | 17.2 | 16.1 | 11.7 | 2.8 | 13.1 | 10.7 | 12.2 | 4.4 | 8.3 | 6.1 | 22.2 | 18.3 | -13.9 | -18.3 | -7.2 | -7.8 | -2.8 | -4.4 | -0.9 | -5.1 | -10.6 | -12.2 | 8.5 | 2.7 | 7.8 | 7.8 | 9.4 | 8.3 | -5.6 | -15 | -15 | -16 | -7.8 | -8.9 | -5.6 | -9.4 | -2.8 | -6.7 | -8.1 | -10.1 | -4.4 | -9.4 | -22.8 | -26.1 | -15 | -20 | 3.9 | 1.1 | -3.9 | -5.6 | 9.4 | 9.4 | 1.7 | 0 | -13.4 | -17.4 | -20.6 | -25.8 | -2.8 | -5.6 | 5.8 | -5.1 | -9.4 | -11.7 | -20 | -26.1 | -11.7 | -16.7 | -5 | -13.9 | 3.9 | -13.9 | 5 | -5 | -5.6 | -10.6 | -0.6 | -5.6 | 3.9 | -0.6 | -7.6 | -10.7 | -1.7 | -3.9 | -0.6 | -8.3 | 9.4 | 0.6 | -12 | -15 | -2.2 | -3.7 | -1 | -5.9 | -3.3 | -8.9 | 4.4 | -0.6 | -8 | -10 | 12.2 | 5.6 | -3.3 | -11.1 | -5 | -7.2 | 1.7 | -4.4 | -5 | -8.3 | -3.9 | -8.3 | 5 | -0.6 | -3.9 | -10.6 | 4.4 | 1.7 | 18.3 | 3.3 | 10.6 | 8.9 | -5 | -7.2 | 0.7 | -4 | -11.7 | -12.8 | 4.4 | -12.8 | -2.8 | -3.9 | -3.3 | -5.6 | -0.7 | -4.9 | -18.9 | -22.9 | -8.9 | -12.8
-10 | -12 | -7.8 | -10 | 9.4 | 7.2 | 11.7 | 11.1 | -13.5 | -17.3 | 11.1 | 1.7 | 0 | -7 | 11.7 | 10.6 | 13.3 | 1.1 | 3.3 | 3.3 | 10.6 | 7.2 | 7.2 | 6.1 | -10.4 | -16.7 | -4.4 | -12.8 | 10 | 6 | 16.7 | 15.6 | 10.6 | -0.6 | 11.1 | 10 | 12.8 | 6.1 | 6.1 | 5 | 21.7 | 18.3 | -14.3 | -18.1 | -6.7 | -7.8 | -2.8 | -4.4 | -1.7 | -5.6 | -10.6 | -12.2 | 8.9 | 3.3 | 7.4 | 7.4 | 8.9 | 7.8 | -6.1 | -15 | -15 | -17 | -8.3 | -9.3 | -5.6 | -8.9 | -2.8 | -6.7 | -8.3 | -10.6 | -4.4 | -10 | -23.3 | -27.2 | -16.7 | -20 | 2.2 | -0.5 | -4.5 | -6 | 8.9 | 8.6 | 0.4 | -0.8 | -11.1 | -14.9 | -20.6 | -26 | -2.8 | -5 | 5.6 | -5.6 | -9.4 | -11.1 | -21.7 | -28.3 | -11.9 | -16.8 | -6.1 | -13.3 | 3.3 | -13.9 | 6.1 | -5.6 | -8.3 | -11.1 | -0.6 | -5.6 | 3.3 | -1.7 | -8.3 | -12.2 | -2.2 | -4.4 | -0.6 | -8.3 | 10 | 2.2 | -12 | -15 | -2.2 | -3.9 | -0.6 | -6.7 | -2.2 | -9.4 | 5.6 | -0.6 | -8 | -10 | 10.6 | 5.6 | -3.3 | -10.6 | -6.1 | -8.3 | 1.7 | -5 | -5.6 | -8.3 | -4.4 | -7.8 | 4.3 | -0.4 | -4.4 | -10.6 | 3.1 | 0.3 | 17.8 | -1.7 | 10 | 8.9 | -5 | -7.2 | 0 | -5.6 | -11.7 | -12.8 | 4.4 | -12.2 | -2.2 | -3.9 | -3.5 | -5.3 | -1.1 | -6.7 | -18.9 | -22.9 | -8.3 | -13.3
-10 | -11 | -7.8 | -10.6 | 9.4 | 7.8 | 10 | 7.2 | -14.4 | -18.3 | 11.1 | 1.1 | -1 | -8 | 11.7 | 10.6 | 13.9 | 1.1 | 3.1 | 3.1 | 10 | 6.7 | 6.6 | 5.6 | -11.1 | -17.8 | -5 | -13.3 | 9 | 6 | 16.7 | 16.1 | 10.6 | -0.6 | 11.1 | 10 | 12.2 | 7.8 | 8.3 | 6.7 | 21.1 | 18.3 | -14.6 | -18.3 | -7.2 | -8.9 | -2.8 | -4.4 | -2.2 | -5 | -12.2 | -13.9 | 9.5 | 5.3 | 7.1 | 7.1 | 8.3 | 6.1 | -6.7 | -15.6 | -15 | -17 | -8.3 | -9.6 | -5 | -8.9 | -3.3 | -6.7 | -8.7 | -10.8 | -5 | -11.7 | -24.4 | -27.8 | -15.6 | -21.1 | 0.6 | -1.9 | -5 | -6.5 | 8.3 | 7.6 | -0.9 | -1.8 | -8.9 | -12.8 | -20.6 | -26.7 | -1.7 | -3.9 | 5.4 | -5.2 | -8.9 | -12.2 | -22.2 | -28.9 | -12 | -17.4 | -7.8 | -13.9 | 3.3 | -12.8 | 6.7 | -5.6 | -7.8 | -11.1 | -0.6 | -5.6 | 3.3 | -2.2 | -8.3 | -11.7 | -2.2 | -4.4 | -0.6 | -8.3 | 9.4 | 4.4 | -11 | -14 | -2.8 | -4.3 | -0.2 | -5.5 | -3.3 | -9.4 | 6.7 | 0 | -8 | -10 | 8.9 | 6.1 | -3.9 | -11.1 | -7.2 | -9.4 | 1.1 | -5.6 | -6.7 | -8.3 | -5.6 | -8.3 | 3.5 | -0.4 | -6.1 | -11.7 | 1.9 | -0.7 | 16.1 | -3.9 | 8.9 | 7.8 | -5 | -6.7 | 0 | -4.8 | -11.7 | -12.8 | 4.4 | -11.1 | -2.2 | -3.3 | -3.7 | -5.3 | -1.5 | -6.8 | -18.9 | -23.3 | -7.2 | -12.8
-12 | -13 | -7.8 | -10.6 | 11.1 | 8.9 | 8.9 | 4.4 | -15.2 | -18.7 | 10 | 1.1 | -3 | -7 | 12.2 | 11.1 | 13.9 | 1.7 | 3 | 3 | 10.6 | 7.2 | 5.4 | 4.7 | -10 | -16.8 | -6.7 | -12.8 | 8 | 2 | 16.7 | 16.1 | 11.1 | 0 | 11.1 | 10 | 11.7 | 8.9 | 6.7 | 6.1 | 21.7 | 19.4 | -15 | -18.9 | -10 | -11.1 | -2.8 | -5 | -2.8 | -4.9 | -12.2 | -14.4 | 10 | 7.3 | 6.7 | 6.7 | 8.3 | 6.1 | -7.2 | -15.6 | -15 | -18 | -8.3 | -9.7 | -5.6 | -8.3 | -3.3 | -6.7 | -9 | -11.4 | -4.4 | -11.1 | -25 | -28.3 | -16.1 | -22.2 | -1.1 | -3.9 | -5.6 | -7.2 | 7.8 | 6.7 | -2.2 | -2.8 | -7.2 | -10.5 | -20.4 | -24.8 | -2.8 | -3.9 | 5.2 | -5.4 | -8.3 | -12.2 | -22.8 | -28.3 | -12.2 | -18.9 | -7.8 | -13.9 | 3.3 | -12.8 | 2.2 | -5.6 | -8.3 | -11.1 | -0.6 | -3.9 | 3.3 | -3.3 | -8.3 | -11.7 | -2.8 | -4.4 | -1.1 | -7.8 | 8.3 | 3.9 | -11 | -14 | -3.3 | -4.8 | 0.2 | -5.1 | -2.8 | -9.4 | 7.2 | 0 | -10 | -11 | 7.2 | 5.6 | -3.9 | -11.1 | -5 | -7.2 | 1.1 | -6.1 | -5.6 | -7.8 | -6.7 | -8.9 | 2.8 | -0.6 | -4.4 | -9.4 | 0.6 | -2.2 | 15 | -4.4 | 9.4 | 8.9 | -5 | -7.2 | 0 | -4.8 | -12.2 | -13.9 | 3.9 | -10 | -1.7 | -2.8 | -3.9 | -5.6 | -1.8 | -7.2 | -19.3 | -23.1 | -8.9 | -13.9
-11 | -11 | -7.8 | -10.6 | 12.2 | 9.4 | 6.7 | 2.2 | -15.9 | -19.7 | 10 | 2.2 | -3 | -7 | 12.2 | 10.6 | 13.3 | 1.7 | 2.8 | 2.8 | 10 | 7.2 | 4.2 | 3.7 | -8.9 | -16.3 | -6.7 | -12.2 | 7 | 2 | 16.7 | 16.1 | 10.6 | 0.6 | 11.1 | 10 | 12.2 | 8.9 | 7.2 | 6.7 | 21.7 | 19.4 | -15.6 | -19.1 | -7.8 | -9.4 | -2.8 | -5 | -3.3 | -5 | -13.9 | -15.6 | 10.6 | 8.9 | 5.8 | 5.8 | 7.8 | 5 | -7.8 | -15.6 | -15 | -17 | -8.3 | -10 | -5 | -8.3 | -3.9 | -6.7 | -9.4 | -12.2 | -5 | -10 | -25.6 | -29.4 | -16.7 | -22.2 | -1.5 | -4.6 | -6.7 | -8.2 | 5.2 | 4 | -2.4 | -2.8 | -5.6 | -8.6 | -20.2 | -23.6 | -2.8 | -4.4 | 5 | -6.7 | -10 | -11.7 | -22.8 | -28.3 | -13.1 | -18.8 | -10 | -14.4 | 3.3 | -11.1 | 2.2 | -5.6 | -10 | -12.2 | -0.6 | -4.4 | 2.8 | -3.9 | -8.3 | -12.2 | -2.8 | -4.4 | -1.7 | -8.9 | 8.3 | 5 | -11 | -13 | -3.9 | -5.6 | 0.6 | -5.6 | -3.3 | -10.6 | 7.8 | 0 | -10 | -11 | 6.7 | 5.6 | -5 | -10 | -5.6 | -7.2 | 0.6 | -7.8 | -5 | -7.8 | -6.7 | -9.4 | 2.6 | -0.7 | -5 | -8.3 | 0 | -2.5 | 13.9 | -6.7 | 12.8 | 7.8 | -6.7 | -7.8 | 0 | -5.6 | -12.2 | -14.4 | 3.9 | -10.6 | -1.7 | -3.3 | -3.5 | -4.9 | -2.2 | -8.9 | -19.6 | -23.3 | -7.8 | -15.6
-10 | -11 | -7.8 | -10 | 10.6 | 8.9 | 4.4 | 0.6 | -16.7 | -21.1 | 10 | 2.2 | -3 | -7 | 9.4 | 6.7 | 11.7 | 2.8 | 2.6 | 2.6 | 10 | 8.9 | 3.4 | 3.2 | -7.8 | -17.2 | -7.2 | -13.9 | 7 | 2 | 16.7 | 16.1 | 10.6 | 1.1 | 13.1 | 11.4 | 12.2 | 9.4 | 7.2 | 6.7 | 22.8 | 20 | -16.1 | -19.6 | -7.8 | -9.4 | -2.8 | -5 | -3.9 | -5 | -13.9 | -16.1 | 10.8 | 9.3 | 4.8 | 4.8 | 7.2 | 5 | -8.3 | -16.1 | -15 | -17 | -8.3 | -10.3 | -4.4 | -8.3 | -3.9 | -6.7 | -9.8 | -12.4 | -6.1 | -13.9 | -26.1 | -30.6 | -17.8 | -23.9 | -1.8 | -5.8 | -7.8 | -9.3 | 2.6 | 1.1 | -2.6 | -2.7 | -3.9 | -7.2 | -20 | -22.8 | -3.9 | -4.4 | 4.6 | -6.1 | -10.6 | -12.2 | -23.3 | -28.3 | -14.1 | -19.7 | -9.4 | -13.9 | 2.8 | -13.3 | 2.2 | -5.6 | -8.9 | -11.7 | 0 | -3.9 | 2.2 | -5.6 | -8.3 | -12 | -2.8 | -4.4 | -2.2 | -9.4 | 8.9 | 6.1 | -10 | -14 | -4.5 | -6.1 | 0.2 | -4.6 | -4.4 | -13.9 | 6.7 | -0.6 | -9 | -11 | 6.1 | 5.6 | -5.6 | -10.6 | -5.6 | -7.2 | -0.6 | -8.3 | -3.3 | -7.2 | -6.7 | -9.4 | 2.4 | -1.1 | -5.6 | -8.3 | -0.5 | -3.3 | 13.9 | -6.7 | 9.4 | 6.1 | -6.7 | -7.8 | -0.7 | -6 | -12.2 | -14.4 | 3.9 | -10 | -2.8 | -3.3 | -3.2 | -4.3 | -3.3 | -8.5 | -20 | -23.9 | -7.8 | -13.9
-10 | -11 | -7.8 | -10 | 9.4 | 8.3 | 3.3 | -1.1 | -17.2 | -21.6 | 10 | 2.2 | -4 | -7 | 8.9 | 6.1 | 11.7 | 2.2 | 2.4 | 2.4 | 10 | 8.9 | 2.6 | 2.3 | -10.4 | -16 | -7.2 | -14.4 | 6 | 2 | 16.7 | 16.1 | 11.7 | 2.8 | 15.2 | 12.7 | 12.8 | 9.4 | 7.8 | 6.7 | 22.8 | 19.4 | -16.7 | -20.6 | -7.2 | -8.3 | -2.8 | -5 | -4.4 | -5.2 | -13.9 | -16.1 | 10.9 | 9.4 | 3.9 | 3.9 | 6.1 | 4.4 | -8.9 | -16.1 | -15 | -18 | -8.3 | -10.6 | -4.4 | -8.3 | -3.9 | -6.7 | -10.2 | -13 | -7.2 | -14.4 | -26.7 | -30.6 | -18.3 | -24.4 | -2.2 | -7.8 | -8.9 | -10.6 | 0 | -1.7 | -2.8 | -2.8 | -3 | -6.1 | -19.6 | -22.3 | -3.9 | -4.4 | 4.3 | -6.4 | -11.1 | -12.2 | -23.9 | -28.9 | -15 | -21.1 | -9.4 | -14.4 | 2.8 | -5.6 | 0.6 | -6.7 | -10 | -11.7 | 0 | -3.3 | 1.7 | -8.3 | -8.3 | -12.3 | -2.8 | -4.4 | -2.8 | -8.3 | 8.9 | 6.7 | -11 | -13 | -5 | -6.9 | -0.2 | -4.6 | -5.6 | -15 | 5.6 | -0.6 | -10 | -11 | 6.7 | 5.6 | -6.7 | -11.1 | -5 | -7.2 | -1.1 | -10 | -2.8 | -7.2 | -7.8 | -10 | 2.2 | -1.7 | -5.6 | -8.3 | -1.1 | -4.4 | 12.8 | -6.7 | 8.9 | 4.4 | -6.7 | -7.8 | -1.5 | -7.3 | -12.2 | -14.4 | 3.9 | -9.4 | -3.3 | -4.4 | -2.8 | -3.9 | -4.5 | -9 | -20.2 | -23.8 | -8.9 | -13.9
-10 | -11 | -7.8 | -10 | 10 | 8.9 | 2.8 | -2.8 | -17.8 | -22.8 | 10.6 | 2.2 | -4 | -7 | 8.9 | 6.1 | 10.6 | 2.8 | 2.2 | 2.2 | 10 | 9.4 | 2 | 1.1 | -13 | -16.3 | -7.8 | -15 | 6 | 1 | 16.7 | 16.1 | 10.6 | 4.4 | 17.2 | 13.9 | 12.8 | 10 | 8.9 | 7.2 | 20.6 | 18.9 | -16.9 | -20.4 | -6.7 | -8.9 | -3.3 | -5 | -5 | -5.6 | -14.4 | -17.2 | 11.1 | 9.4 | 4.1 | 4 | 5.6 | 2.8 | -8.9 | -16.7 | -15 | -17 | -8.9 | -10.7 | -5 | -6.7 | -3.3 | -6.1 | -10.6 | -13.9 | -8.9 | -16.7 | -27.8 | -32.2 | -19.4 | -25 | -2.9 | -7.9 | -9.5 | -10.8 | -0.9 | -2.8 | -3.3 | -3.3 | -2 | -5.2 | -19.3 | -22.4 | -3.9 | -4.4 | 3.9 | -7.8 | -11.1 | -11.7 | -24.4 | -30 | -15.7 | -21.1 | -10.6 | -14.4 | 2.2 | -6.1 | 0.6 | -6.7 | -10 | -11.7 | 3.3 | 1.1 | 1.1 | -8.3 | -8.3 | -13.3 | -2.8 | -4.4 | -2.8 | -7.2 | 8.9 | 7.8 | -10 | -12 | -5.6 | -7.8 | -0.6 | -5 | -6.7 | -15 | 4.4 | -0.6 | -8 | -11 | 6.7 | 5.6 | -6.7 | -11.1 | -5.6 | -7.2 | -1.7 | -10.6 | -4.4 | -8.3 | -7.8 | -10.6 | 1.8 | -1.7 | -6.1 | -8.3 | -1.7 | -4.5 | 11.1 | -5.6 | 7.8 | 3.3 | -5.6 | -7.2 | -2.2 | -9.4 | -12.8 | -14.4 | 3.9 | -9.4 | -3.3 | -5 | -3 | -4.1 | -5.6 | -10 | -20.4 | -24.2 | -7.8 | -13.9
-10 | -11 | -7.2 | -10.6 | 9.4 | 8.9 | 2.2 | -3.3 | -18.3 | -24.4 | 10.6 | 2.2 | -4 | -8 | 8.9 | 6.1 | 11.7 | 1.1 | 2.4 | 2.3 | 10 | 9.4 | 1.8 | 1.1 | -15.6 | -17.2 | -8.3 | -15 | 6 | 1 | 17.2 | 15.6 | 10.6 | 4.4 | 17 | 14.1 | 13.3 | 10.6 | 8.3 | 7.2 | 19.4 | 18.3 | -17 | -20.5 | -6.1 | -9.4 | -3.3 | -5 | -4.8 | -5.6 | -15 | -17.8 | 11.1 | 9.7 | 4.2 | 3.8 | 5 | 2.2 | -8.9 | -16.7 | -16 | -18 | -8.9 | -11 | -5 | -6.1 | -3.3 | -5.6 | -11.1 | -14.1 | -10 | -16.7 | -28.3 | -32.8 | -20 | -27.2 | -3.7 | -8.9 | -10 | -11.1 | -1.9 | -4.2 | -3.9 | -3.9 | -1.1 | -5 | -18.9 | -22.8 | -3.9 | -4.4 | 3.5 | -6.7 | -11.1 | -11.7 | -25 | -30.6 | -16.5 | -22 | -11.1 | -14.4 | 1.7 | -3.9 | 0.6 | -6.7 | -11.1 | -13.3 | 3.9 | 0.6 | 0 | -8.9 | -9.1 | -13.4 | -2.8 | -4.4 | -3.3 | -5.6 | 9.4 | 8.3 | -10 | -12 | -5 | -6.5 | -0.6 | -4.8 | -7.2 | -15.6 | 3.9 | -1.1 | -10 | -11 | 6.7 | 5.6 | -6.7 | -11.1 | -5 | -6.7 | -2.2 | -10 | -5 | -8.9 | -8.9 | -11.1 | 1.5 | -2 | -6.7 | -10 | -2.2 | -4.8 | 10 | -4.4 | 7.2 | 2.2 | -6.1 | -7.8 | -2.9 | -9.2 | -12.8 | -15 | 3.3 | -9.4 | -3.9 | -5 | -3.1 | -4.5 | -6.1 | -10 | -20.6 | -25 | -10 | -19.4
-10 | -11 | -7.8 | -10 | 8.9 | 8.3 | 2.2 | -4.4 | -17.9 | -23.7 | 10 | 1.7 | -5 | -8 | 8.9 | 6.1 | 11.7 | 1.1 | 2.6 | 2.2 | 8.9 | 8.3 | 0.8 | 0.1 | -14.5 | -16.9 | -9.4 | -15 | 6 | 1 | 17.2 | 15.6 | 11.1 | 3.9 | 16.9 | 14.4 | 14.4 | 10.6 | 7.2 | 6.7 | 20 | 18.9 | -17.2 | -21.1 | -6.1 | -9.4 | -3.3 | -5 | -4.6 | -5.7 | -15 | -17.8 | 11.1 | 9.9 | 4.4 | 3.9 | 4.4 | 0.6 | -8.9 | -16.7 | -16 | -18 | -8.3 | -11.7 | -5 | -5.6 | -3.9 | -5.6 | -11.7 | -15 | -10 | -16.1 | -28.9 | -33.3 | -21.1 | -26.7 | -4.4 | -10.6 | -10.6 | -11.7 | -2.8 | -6.1 | -4.4 | -4.4 | -0.9 | -4.3 | -18.3 | -21.4 | -4.4 | -5 | 3.2 | -6.7 | -12.2 | -12.2 | -25 | -41.1 | -17.2 | -23.3 | -10.6 | -13.9 | 1.1 | -4.4 | -0.6 | -7.8 | -10.6 | -14.4 | 2.8 | 1.7 | -0.6 | -8.9 | -9.8 | -14.2 | -2.2 | -4.4 | -4.4 | -6.1 | 9.4 | 8.3 | -9 | -13 | -4.5 | -5.5 | -0.6 | -5.2 | -7.8 | -15 | 3.3 | -1.1 | -8 | -10 | 6.7 | 6.1 | -7.2 | -10.6 | -2.8 | -5.6 | -2.8 | -10.6 | -3.9 | -8.3 | -9.4 | -11.1 | 1.1 | -2.8 | -7.2 | -11.1 | -2.8 | -5.6 | 9.4 | -3.9 | 6.7 | 1.1 | -5.6 | -7.2 | -3.7 | -10 | -12.8 | -15 | 3.3 | -8.9 | -4.4 | -5.6 | -3.3 | -5 | -6.7 | -10.6 | -20 | -23.2 | -9.4 | -15.6
-10 | -11 | -7.8 | -10.6 | 7.2 | 2.8 | 1.7 | -5 | -17.6 | -23.6 | 10 | 2.8 | -5 | -7 | 8.9 | 6.7 | 11.7 | 1.1 | 2.8 | 2.2 | 8.9 | 8.3 | 0.6 | -0.6 | -13.3 | -16.6 | -9.4 | -15.6 | 5 | 1 | 16.7 | 15.6 | 11.7 | 3.3 | 16.7 | 14.4 | 15 | 11.7 | 6.1 | 6.1 | 18.9 | 18.3 | -17 | -21.2 | -7.2 | -10.6 | -2.8 | -3.9 | -4.4 | -6.1 | -16.1 | -18.9 | 11.1 | 10 | 5.7 | 5 | 3.3 | -0.6 | -8.9 | -17.2 | -17 | -19 | -9.4 | -12.8 | -4.4 | -5 | -3.9 | -5.6 | -12.2 | -16.1 | -11.1 | -15 | -29.4 | -33.3 | -22.8 | -28.9 | -5.2 | -10.1 | -10.8 | -11.9 | -3.5 | -6.3 | -2.7 | -3.2 | -0.8 | -4.2 | -17.8 | -20.6 | -4.4 | -5.6 | 2.8 | -7.8 | -11.1 | -12.2 | -25 | -35 | -17.9 | -23.7 | -10.6 | -13.9 | 1.1 | -5.6 | 0 | -7.2 | -10.6 | -13.3 | 2.2 | -1.1 | -0.6 | -12.2 | -10.6 | -15.6 | -2.2 | -3.9 | -5.6 | -8.3 | 9.4 | 8.3 | -11 | -15 | -3.9 | -4.4 | -0.6 | -6.1 | -8.3 | -15 | 3.3 | -1.1 | -8 | -10 | 6.1 | 5.6 | -7.2 | -10.6 | -3.3 | -5.6 | -4.4 | -12.2 | -4.4 | -8.3 | -10 | -11.7 | 2.8 | -1.5 | -9.4 | -12.8 | -3.2 | -5.7 | 7.2 | -3.9 | 5.6 | 0.6 | -5.6 | -7.8 | -4.4 | -11.7 | -15 | -16.7 | 3.9 | -7.8 | -5 | -6.1 | -2.6 | -4.2 | -7.2 | -11.7 | -19.5 | -22.1 | -8.9 | -15.6
-10 | -11 | -7.8 | -10.6 | 7.2 | 1.7 | 1.7 | -4.4 | -17.2 | -24.4 | 9.4 | 3.3 | -5 | -7 | 8.9 | 7.2 | 12.8 | 0.6 | 2.8 | 2.2 | 8.9 | 8.3 | 3.4 | 0.8 | -12.2 | -17.2 | -8.9 | -15 | 7 | 1 | 16.7 | 15.6 | 12.2 | 3.3 | 17.2 | 15.4 | 14.4 | 12.8 | 6.1 | 6.1 | 21.1 | 19.4 | -16.9 | -21.9 | -6.7 | -10 | -2.8 | -3.9 | -3.5 | -5.4 | -16.1 | -18.9 | 11.7 | 10.6 | 7 | 6.1 | 2.2 | -2.8 | -9.4 | -17.2 | -18 | -21 | -10 | -14.4 | -4.4 | -5.6 | -3.3 | -5.6 | -12.6 | -16.2 | -12.2 | -15.6 | -29.4 | -33.3 | -23.3 | -31.1 | -5.9 | -10.6 | -10.9 | -12.2 | -4.3 | -6.9 | -1.1 | -2.1 | -0.6 | -4.4 | -17.2 | -20 | -3.9 | -5 | 3.5 | -6 | -11.1 | -12.2 | -25 | -33.9 | -18.7 | -24.8 | -8.9 | -13.3 | 1.7 | -6.7 | 0 | -7.2 | -10.6 | -12.2 | 0.6 | -4.4 | -1.7 | -11.7 | -9.8 | -14.9 | -1.7 | -3.9 | -7.8 | -11.7 | 8.9 | 8.3 | -12 | -15 | -3.5 | -3.9 | -0.2 | -5.5 | -8.3 | -15 | 3.3 | -1.1 | -9 | -11 | 6.1 | 5.6 | -7.2 | -10.6 | -3.3 | -5.6 | -5 | -11.7 | -3.3 | -6.7 | -10 | -12.2 | 4.4 | -0.7 | -5.6 | -10 | -3.5 | -6 | 6.1 | -2.2 | 5.6 | 0 | -5 | -7.2 | -4.4 | -11.2 | -15 | -17.2 | 3.3 | -7.8 | -5 | -6.7 | -1.8 | -3.6 | -7.6 | -10.9 | -18.9 | -21.1 | -8.3 | -15
-10 | -11 | -7.2 | -12.2 | 7.2 | 1.7 | 3.3 | -3.9 | -10.5 | -19.9 | 10 | 3.3 | -4 | -7 | 8.9 | 6.7 | 13.3 | 0.6 | 2.8 | 2.2 | 10.6 | 10 | 6.1 | 1.8 | -9.1 | -15.3 | -6.7 | -13.9 | 8 | 1 | 18.3 | 16.1 | 13.3 | 3.3 | 17.8 | 16.3 | 14.4 | 13.3 | 7.2 | 7.2 | 25.6 | 20 | -16.7 | -23.3 | -6.7 | -10.6 | -2.2 | -3.9 | -2.6 | -5.1 | -16.1 | -20 | 12.2 | 11.1 | 8.3 | 7.2 | 2.8 | -2.8 | -8.3 | -17.2 | -18 | -21 | -9.4 | -14.4 | -3.9 | -5 | -2.8 | -4.4 | -12.9 | -16.6 | -12.8 | -16.1 | -29.4 | -33.9 | -23.3 | -30.6 | -6.7 | -11.7 | -11.1 | -12.8 | -5 | -7.8 | 0.6 | -1.1 | -0.4 | -3.8 | -15.5 | -18.6 | -3.3 | -4.4 | 4.3 | -5.1 | -6.7 | -9.4 | -25 | -32.8 | -19.4 | -26.7 | -5 | -12.8 | 2.2 | -5.6 | 2.8 | -6.1 | -6.7 | -10 | -3.3 | -8.9 | -1.7 | -12.8 | -9.1 | -14.8 | -1.7 | -3.3 | -7.8 | -11.7 | 10 | 8.9 | -12 | -15 | -3.2 | -3.3 | 0.2 | -5.3 | -7.2 | -14.4 | 5 | -0.6 | -8 | -10 | 8.9 | 6.7 | -5 | -9.4 | -2.8 | -5.6 | -4.4 | -11.7 | 0.6 | -5 | -7.8 | -11.1 | 6.1 | 0 | -2.8 | -9.4 | -3.9 | -6.7 | 10 | -3.3 | 6.7 | -0.6 | -5 | -7.8 | -4.4 | -12.1 | -13.9 | -16.1 | 3.9 | -7.8 | -7.8 | -10 | -1.1 | -3.3 | -7.9 | -10.4 | -18.2 | -20.4 | -9.4 | -17.2
-10 | -11 | -7.2 | -11.1 | 8.3 | 1.1 | 5 | -3.3 | -3.9 | -17.4 | 10 | 3.3 | -2 | -5 | 9.4 | 7.2 | 15 | 0 | 2.8 | 2.2 | 10.6 | 10 | 8.9 | 2.8 | -5.9 | -14.2 | -4.4 | -12.8 | 9 | 2 | 20 | 16.7 | 15 | 5.6 | 18.3 | 17.2 | 15 | 13.9 | 7.8 | 6.1 | 26.7 | 20.6 | -16.3 | -22.2 | -6.7 | -10.6 | -1.7 | -3.9 | -1.7 | -5 | -15.6 | -18.9 | 12.8 | 11.7 | 10.3 | 7.7 | 3.3 | -4.4 | -7.2 | -16.7 | -19 | -22 | -8.3 | -13.3 | -3.3 | -5 | -2.2 | -3.9 | -13.3 | -17.8 | -12.8 | -16.1 | -28.9 | -33.9 | -23.9 | -29.4 | -6.5 | -11.1 | -10.4 | -12.6 | -5 | -7.6 | 3 | -1.5 | -0.2 | -3.6 | -13.9 | -17.6 | -2.2 | -3.3 | 5 | -5 | -4.4 | -7.2 | -23.9 | -31.7 | -18.5 | -25.4 | -2.2 | -12.8 | 1.7 | -4.4 | 6.1 | -4.4 | -5 | -9.4 | -3.3 | -10 | -1.7 | -12.8 | -8.3 | -15.6 | -0.6 | -3.3 | -6.7 | -13.3 | 10.6 | 9.4 | -10 | -13 | -2.8 | -2.8 | 0.6 | -6.1 | -5.6 | -14.4 | 5.6 | -0.6 | -7 | -10 | 11.1 | 6.1 | -2.2 | -7.8 | 0.6 | -3.3 | -3.9 | -11.7 | 2.2 | -4.4 | -6.7 | -11.1 | 9.6 | 1 | -0.6 | -10 | -3.7 | -7.1 | 11.7 | -4.4 | 9.4 | -0.6 | -3.9 | -7.2 | -4.4 | -13.9 | -12.2 | -15 | 4.4 | -7.8 | -7.8 | -9.4 | -0.5 | -2.7 | -8.3 | -10.6 | -17.4 | -20 | -7.2 | -13.3
-10 | -11 | -7.2 | -9.4 | 9.4 | 0.6 | 7.8 | -5 | 2.8 | -19.4 | 13.3 | 2.2 | 0 | -5 | 10.6 | 7.8 | 17.2 | 0 | 3 | 2.4 | 11.7 | 10 | 10.4 | 3 | -2.8 | -15 | -3.9 | -13.3 | 11 | 2 | 23.3 | 16.7 | 16.7 | 7.2 | 19.4 | 17.6 | 16.1 | 14.4 | 7.8 | 3.9 | 27.8 | 20.6 | -16 | -21.9 | -6.1 | -10 | -1.7 | -3.3 | 0.5 | -4 | -15 | -18.3 | 12.4 | 11.2 | 12.4 | 8.3 | 3.3 | -5.6 | -5.6 | -16.7 | -20 | -23 | -7.2 | -12.2 | -2.2 | -3.9 | -1.1 | -3.9 | -13.3 | -18.1 | -13.3 | -16.7 | -28.9 | -33.9 | -23.3 | -30.6 | -6.3 | -11 | -9.6 | -12.5 | -5 | -7.7 | 5.4 | -2.6 | 0 | -3.9 | -12.2 | -17.2 | 0 | -3.3 | 5.7 | -3.9 | -1.1 | -9.4 | -22.2 | -29.4 | -17.6 | -25.1 | -0.6 | -12.2 | 0.6 | -5 | 9.4 | -4.4 | -1.7 | -10 | -4.4 | -16.7 | -2.2 | -12.8 | -7.9 | -14.4 | 0 | -3.3 | -6.1 | -15.6 | 12.2 | 8.9 | -9 | -13 | -2.6 | -2.7 | 1.5 | -5.2 | -3.9 | -14.4 | 7.8 | 0 | -7 | -9 | 11.7 | 6.7 | 0.6 | -9.4 | 2.2 | -2.8 | -2.8 | -11.1 | 3.3 | -4.4 | -5.6 | -10.6 | 13.2 | 1.2 | 1.1 | -11.1 | -3.5 | -7.8 | 13.3 | -3.9 | 11.7 | 0 | -3.9 | -6.7 | -3.9 | -12.5 | -11.7 | -13.9 | 4.4 | -7.2 | -9.4 | -10 | 0 | -2.7 | -8.1 | -10.2 | -16.7 | -20 | -6.1 | -11.7
-10 | -11 | -6.7 | -10 | 10 | -1.1 | 8.9 | -5 | 3.2 | -15.8 | 15 | 2.2 | 1 | -7 | 11.7 | 8.3 | 18.9 | -1.1 | 3.1 | 2.5 | 11.7 | 10 | 11.8 | 2.5 | -1.9 | -13.9 | -1.7 | -13.3 | 12 | 2 | 25 | 17.2 | 18.3 | 8.9 | 20.6 | 18 | 16.1 | 15 | 7.8 | 2.2 | 26.7 | 20.6 | -15.6 | -22.2 | -6.7 | -10.6 | -1.1 | -2.8 | 2.8 | -3.7 | -13.9 | -17.2 | 12.1 | 10.7 | 14.4 | 8.3 | 3.3 | -7.2 | -3.9 | -16.1 | -20 | -22 | -5 | -12.2 | -1.7 | -3.9 | -1.1 | -3.3 | -13.3 | -19.1 | -13.3 | -18.3 | -28.3 | -33.3 | -23.3 | -28.9 | -6.1 | -11.7 | -8.9 | -13.3 | -5 | -8.3 | 7.8 | -5.6 | 0.7 | -3.3 | -10.2 | -14.3 | 1.1 | -3.9 | 6.5 | -3.8 | 0.6 | -10 | -21.7 | -28.3 | -16.7 | -25.6 | 0.6 | -13.3 | 0.6 | -1.1 | 9.4 | -3.9 | -0.6 | -10 | -7.2 | -14.4 | -1.7 | -11.7 | -7.6 | -13.9 | 0.6 | -3.3 | -6.7 | -17.8 | 13.3 | 8.9 | -9 | -13 | -2.4 | -2.8 | 2.4 | -4.8 | -2.8 | -15 | 8.9 | 0.6 | -6 | -8 | 13.3 | 8.3 | 3.9 | -11.1 | 3.3 | -3.3 | -2.2 | -11.7 | 5 | -3.9 | -4.4 | -10.6 | 16.7 | 0.6 | 2.8 | -11.1 | -3.3 | -9.4 | 14.4 | -5.6 | 13.3 | 0 | -2.8 | -6.1 | -3.3 | -12.4 | -10 | -13.9 | 5 | -6.7 | -9.4 | -10 | 0.6 | -2.8 | -8 | -10.2 | -15.9 | -18.9 | -3.3 | -11.1
-11 | -12 | -7.2 | -10.6 | 10 | -2.2 | 10 | -4.4 | 3.5 | -15 | 17.2 | 1.1 | 2 | -5 | 12.8 | 7.8 | 18.9 | 1.1 | 3.3 | 2.8 | 11.7 | 10 | 13.3 | 2.2 | -0.9 | -13.6 | -0.6 | -12.2 | 12 | 3 | 26.1 | 17.2 | 20 | 10 | 21.7 | 18.3 | 16.7 | 15.6 | 8.3 | 0 | 27.8 | 19.4 | -15.2 | -21.2 | -6.7 | -10 | -0.6 | -2.8 | 5 | -4.4 | -12.8 | -16.7 | 11.7 | 10 | 14.8 | 8.3 | 5 | -6.7 | -3.3 | -15.6 | -20 | -22 | -4.4 | -11.1 | -1.1 | -3.3 | -0.6 | -3.3 | -13.3 | -21.1 | -14.4 | -17.8 | -28.3 | -33.3 | -22.8 | -30 | -6.1 | -11.2 | -8.7 | -12.9 | -4.8 | -8 | 8.5 | -5.4 | 1.5 | -3 | -8.1 | -11.8 | 2.2 | -3.9 | 7.2 | -3.9 | 2.8 | -10 | -21.1 | -27.8 | -15.8 | -23.9 | 1.7 | -15 | 1.1 | -1.1 | 10 | -3.9 | 1.1 | -9.4 | -7.8 | -16.1 | -1.1 | -11.7 | -7.2 | -14.4 | 1.1 | -3.3 | -6.1 | -20.6 | 13.9 | 8.9 | -9 | -13 | -2.2 | -2.8 | 3.3 | -5.6 | -2.8 | -15 | 9.4 | 0.6 | -5 | -8 | 15.6 | 9.4 | 5.6 | -13.3 | 5 | -3.3 | -2.2 | -12.2 | 6.7 | -3.9 | -3.3 | -10 | 17.4 | -0.3 | 4.4 | -10 | -3.1 | -8.7 | 15.6 | -5.6 | 15 | 0 | -1.7 | -6.1 | -2.8 | -13.3 | -10.6 | -14.4 | 5.6 | -6.7 | -6.7 | -9.4 | 1 | -2.3 | -7.8 | -10.6 | -15.2 | -18.4 | 1.1 | -10
-11 | -12 | -5.6 | -9.4 | 11.1 | -2.2 | 11.1 | -5 | 3.9 | -15.6 | 18.3 | 1.1 | 3 | -9 | 13.3 | 8.3 | 19.4 | 0.6 | 3.5 | 2.6 | 11.7 | 10 | 13.1 | 2.9 | 0 | -15.6 | -0.6 | -12.8 | 13 | 2 | 26.1 | 16.1 | 20.6 | 11.7 | 21.1 | 18.3 | 19.4 | 16.1 | 8.3 | 0 | 28.9 | 18.9 | -14.8 | -20.8 | -5.6 | -9.4 | -0.6 | -2.8 | 4.6 | -3.2 | -12.8 | -16.7 | 8.9 | 7.5 | 15.2 | 8 | 4.4 | -7.8 | -3.3 | -15.6 | -19 | -22 | -3.3 | -11.1 | -1.1 | -2.8 | 0 | -2.8 | -13.7 | -19.7 | -13.9 | -16.7 | -27.8 | -33.3 | -22.2 | -28.9 | -6.1 | -11.4 | -8.5 | -13 | -4.6 | -8.2 | 9.3 | -5.4 | 2.2 | -3.3 | -6.1 | -10 | 2.8 | -4.4 | 7.4 | -3.3 | 4.4 | -10 | -20 | -26.7 | -14.8 | -23.2 | 2.8 | -15.6 | 0.6 | -1.1 | 10 | -5 | 1.1 | -9.4 | -9.4 | -17.2 | -0.6 | -11.7 | -7.6 | -13 | 1.1 | -2.8 | -6.1 | -18.9 | 13.9 | 8.3 | -9 | -13 | -1.8 | -2.3 | 3.1 | -4.7 | -2.2 | -15.6 | 9.4 | 0.6 | -5 | -8 | 15.6 | 10 | 6.7 | -12.8 | 5.6 | -3.3 | -1.1 | -11.1 | 7.8 | -5 | -1.7 | -11.7 | 18.2 | -1 | 6.7 | -9.4 | -3 | -8.6 | 16.1 | -5.6 | 16.1 | 0 | -0.6 | -5.6 | -3 | -12.4 | -10.6 | -15 | 6.1 | -6.7 | -7.8 | -10 | 1.3 | -2.2 | -8 | -10.7 | -14.4 | -18.3 | -1.1 | -8.9
-12 | -13 | -6.1 | -9.4 | 10.6 | -2.8 | 11.7 | -5.6 | 3.2 | -13.4 | 18.9 | 0.6 | 2 | -6 | 12.8 | 8.3 | 16.1 | 6.7 | 3.7 | 2.4 | 11.7 | 10 | 13 | 3.4 | -1.9 | -12.7 | -0.6 | -13.3 | 13 | 2 | 27.2 | 15.6 | 20.6 | 12.2 | 20.6 | 18.4 | 16.1 | 12.2 | 8.9 | -3.9 | 28.3 | 19.4 | -14.4 | -21.1 | -4.4 | -8.9 | -1.1 | -2.2 | 4.3 | -2.9 | -12.8 | -16.7 | 6.1 | 4.9 | 15.6 | 7.8 | 5.6 | -7.2 | -3.3 | -13.9 | -19 | -22 | -3.3 | -10.6 | -1.7 | -2.8 | 0 | -3.3 | -14 | -19.3 | -13.9 | -17.8 | -27.8 | -32.2 | -22.8 | -29.4 | -6.1 | -12.2 | -8.3 | -13.9 | -4.4 | -8.9 | 10 | -6.7 | 2.4 | -2.9 | -2.8 | -7 | 3.3 | -4.4 | 7.6 | -3.4 | 4.4 | -10 | -20 | -26.7 | -13.9 | -23.3 | 3.3 | -17.8 | 0.6 | -1.7 | 11.7 | -5.6 | 2.8 | -10 | -10 | -17.2 | -0.6 | -11.7 | -7.9 | -12.6 | 1.1 | -3.3 | -6.1 | -18.3 | 14.4 | 8.3 | -9 | -13 | -1.5 | -2 | 3 | -4.8 | -2.8 | -16.1 | 10 | 1.1 | -4 | -8 | 14.4 | 12.2 | 6.7 | -11.7 | 5.6 | -3.3 | -0.6 | -11.1 | 7.8 | -6.7 | -2.2 | -11.7 | 18.9 | -2.8 | 7.8 | -8.9 | -2.8 | -9.4 | 16.7 | -4.4 | 16.1 | 0 | -1.1 | -5.6 | -3.1 | -12.5 | -10.6 | -15 | 5 | -2.8 | -7.8 | -10.6 | 1.7 | -2.2 | -8.1 | -11.2 | -13.3 | -17.2 | -1.1 | -7.8
-13 | -15 | -6.7 | -8.3 | 9.4 | -3.3 | 11.7 | -6.7 | 2.4 | -13.5 | 19.4 | 0.6 | 1 | -6 | 12.2 | 7.8 | 15.6 | 8.3 | 3.9 | 2.2 | 11.7 | 10 | 12.8 | 3.9 | -3.7 | -12.1 | -0.6 | -12.2 | 13 | 4 | 26.7 | 15.6 | 20.6 | 12.8 | 20 | 18.3 | 16.7 | 13.3 | 8.9 | -4.4 | 28.3 | 18.9 | -15.2 | -20.8 | -4.4 | -9.4 | -1.1 | -2.8 | 3.9 | -2.8 | -12.2 | -16.1 | 3.3 | 2.2 | 14.8 | 8.3 | 4.4 | -7.8 | -3.3 | -12.8 | -20 | -24 | -5 | -11.1 | -1.7 | -2.2 | 0 | -3.3 | -14.4 | -19.4 | -13.9 | -16.1 | -27.2 | -31.7 | -22.8 | -29.4 | -6.8 | -12.2 | -9.2 | -13.5 | -5.2 | -8.7 | 9.1 | -5.3 | 2.6 | -2.7 | 0.6 | -4.4 | 3.9 | -4.4 | 7.8 | -3.9 | 5 | -10 | -20 | -27.2 | -14.6 | -22.1 | 3.9 | -16.7 | 0.6 | -1.7 | 9.4 | -5.6 | 2.8 | -9.4 | -10.6 | -18.3 | -0.6 | -13.3 | -8.3 | -12.8 | 1.7 | -2.8 | -6.7 | -16.1 | 13.9 | 7.8 | -10 | -14 | -1.1 | -1.7 | 2.8 | -5.6 | -2.8 | -15.6 | 8.9 | 0.6 | -5 | -8 | 13.9 | 12.2 | 7.2 | -12.8 | 4.4 | -3.3 | -0.6 | -13.3 | 7.2 | -5.6 | -2.2 | -12.8 | 17 | -1.4 | 7.8 | -8.3 | -2.8 | -8.4 | 16.7 | -2.8 | 16.7 | 0 | -1.7 | -6.1 | -3.3 | -13.9 | -11.7 | -15.6 | 5.6 | -5 | -7.2 | -10.6 | 0.9 | -2.2 | -8.3 | -12.2 | -12.2 | -16.6 | 0.6 | -3.3
-13 | -15 | -6.7 | -8.3 | 8.3 | -3.3 | 10.6 | -6.1 | 1.7 | -15 | 18.9 | 1.1 | -1 | -6 | 12.2 | 7.8 | 15 | 3.9 | 3.9 | 2.4 | 11.7 | 10 | 11.1 | 3.4 | -5.6 | -12.8 | -1.7 | -10.6 | 12 | 3 | 25.6 | 14.4 | 20 | 12.8 | 19.6 | 18.3 | 16.1 | 12.2 | 7.2 | -3.9 | 26.7 | 19.4 | -15.9 | -21.3 | -5 | -8.9 | -2.8 | -5 | 3.2 | -2.8 | -12.8 | -16.7 | 2.4 | 0.8 | 14.1 | 8.7 | 3.9 | -7.8 | -3.9 | -14.4 | -21 | -25 | -5.6 | -11.1 | -1.7 | -2.2 | 0 | -2.2 | -15.2 | -19.4 | -14.4 | -17.2 | -27.8 | -32.2 | -22.8 | -28.3 | -7.6 | -13 | -10.2 | -14.1 | -5.9 | -8.8 | 8.1 | -4.7 | 2.8 | -3.3 | 3.9 | -2.8 | 3.9 | -4.4 | 7.4 | -2.5 | 5.6 | -9.4 | -21.1 | -27.8 | -15.4 | -22.1 | 3.3 | -16.1 | 0 | -3.9 | 7.8 | -5.6 | 1.1 | -8.3 | -12.2 | -20 | -0.6 | -13.3 | -8.7 | -12.7 | 0.6 | -2.8 | -8.9 | -15.6 | 14.4 | 8.3 | -10 | -14 | -1.5 | -2 | 2.6 | -4.7 | -4.4 | -15.6 | 7.2 | 0 | -6 | -10 | 13.3 | 12.2 | 6.7 | -13.3 | 1.1 | -3.3 | -1.1 | -12.8 | 5.6 | -6.1 | -2.8 | -12.8 | 15.2 | -0.8 | 7.2 | -8.3 | -2.8 | -8.4 | 15 | -2.8 | 15.6 | -0.6 | -3.3 | -7.8 | -4.4 | -13 | -12.2 | -16.1 | 4.4 | -6.1 | -8.3 | -10.6 | 0.2 | -2.2 | -8.5 | -12.2 | -11.1 | -16.7 | -2.2 | -13.3
-13 | -15 | -6.1 | -7.8 | 7.2 | -2.2 | 6.7 | -5.6 | 0.6 | -13.4 | 17.8 | 1.1 | 0 | -7 | 11.7 | 7.8 | 15.6 | 1.7 | 3.9 | 2.6 | 11.7 | 10 | 9.5 | 3 | -6.5 | -11.2 | -3.9 | -10 | 13 | 4 | 23.9 | 15 | 20 | 13.9 | 19.3 | 18.5 | 15 | 11.1 | 6.7 | -5.6 | 25 | 19.4 | -16.7 | -22.2 | -5.6 | -8.3 | -3.9 | -6.1 | 2.4 | -3.5 | -16.1 | -18.9 | 1.5 | -0.5 | 13.3 | 8.9 | 2.8 | -8.3 | -3.9 | -13.9 | -22 | -26 | -6.7 | -11.7 | -1.7 | -2.8 | 0 | -2.2 | -15.9 | -20 | -14.4 | -17.2 | -28.3 | -31.7 | -23.3 | -28.9 | -8.3 | -14.4 | -11.1 | -15 | -6.7 | -9.4 | 7.2 | -5 | 0.4 | -3.9 | 2 | -2.4 | 2.8 | -3.9 | 7.1 | -2.1 | 0.6 | -8.3 | -21.7 | -28.3 | -16.1 | -22.8 | 1.1 | -16.1 | -1.1 | -2.2 | 6.7 | -6.1 | 0 | -7.8 | -13.3 | -22.2 | -1.1 | -12.8 | -9 | -13.3 | 0.6 | -2.8 | -10 | -18.3 | 10 | 6.7 | -11 | -16 | -1.8 | -2.3 | 2.4 | -4.4 | -5 | -14.4 | 7.2 | 0 | -5 | -8 | 12.8 | 12.2 | 2.2 | -10 | -0.6 | -3.9 | -2.2 | -13.3 | 3.9 | -5 | -3.9 | -11.7 | 13.3 | -0.6 | 5.6 | -8.3 | -2.8 | -8.9 | 12.8 | -1.7 | 13.3 | -1.1 | -6.7 | -8.9 | -5.6 | -13.7 | -13.3 | -15.6 | 4.4 | -5 | -7.8 | -9.4 | -0.6 | -2.8 | -8.7 | -12.9 | -11.3 | -15.5 | -3.3 | -12.2
-13 | -15 | -5.6 | -8.3 | 6.7 | -2.2 | 3.3 | -3.3 | -0.6 | -14.1 | 16.1 | 3.3 | -2 | -11 | 11.7 | 7.2 | 15 | 2.2 | 3.9 | 2.8 | 11.7 | 10 | 7.8 | 2.2 | -7.4 | -10.7 | -5.6 | -11.1 | 12 | 4 | 22.2 | 15.6 | 19.4 | 13.9 | 18.9 | 18.3 | 14.4 | 11.7 | 6.1 | -5 | 24.4 | 18.9 | -17.2 | -22 | -5 | -8.3 | -5 | -7.2 | 1.7 | -4.4 | -17.2 | -20 | 0.6 | -2.2 | 13.5 | 8.8 | 2.8 | -8.3 | -3.3 | -13.9 | -23 | -27 | -8.3 | -12.2 | -2.2 | -3.3 | 0 | -2.2 | -16.7 | -21.1 | -15 | -17.8 | -28.9 | -32.2 | -23.3 | -29.4 | -9.2 | -14.5 | -11.1 | -14.7 | -7.6 | -10.1 | 6.1 | -4.1 | -2 | -5.2 | 0.2 | -2.5 | 2.8 | -3.3 | 6.7 | -1.7 | 0 | -8.3 | -21.7 | -29.4 | -15.2 | -21.2 | 0.6 | -15.6 | -1.1 | -2.2 | 5 | -5.6 | -2.8 | -8.3 | -13.9 | -22.8 | -1.1 | -12.8 | -9.4 | -14.4 | 0 | -2.8 | -11.7 | -20.6 | 8.9 | 6.7 | -12 | -16 | -2.2 | -2.8 | 2.2 | -5 | -5 | -15 | 5.6 | 0 | -6 | -8 | 12.2 | 11.7 | 1.1 | -8.9 | -1.7 | -4.4 | -2.8 | -12.8 | 0.6 | -5 | -3.9 | -11.1 | 11.8 | 0.8 | 2.8 | -10 | -3.3 | -8.5 | 10.6 | -0.6 | 11.1 | -1.1 | -5 | -8.3 | -6.7 | -15 | -13.3 | -15.6 | 4.4 | -6.7 | -6.1 | -7.8 | -0.4 | -2.5 | -8.9 | -13.9 | -11.5 | -15 | -6.1 | -13.9
-13 | -15 | -7.2 | -8.9 | 6.1 | -2.8 | 2.8 | -2.8 | -1.7 | -16.1 | 15 | 3.3 | 0 | -14 | 10.6 | 6.1 | 15 | 2.2 | 3.9 | 2.7 | 11.7 | 10 | 6.3 | 2 | -8.3 | -10.6 | -7.8 | -12.8 | 12 | 3 | 21.7 | 15.6 | 20 | 14.4 | 19.3 | 18.7 | 14.4 | 12.2 | 5.6 | -4.4 | 23.9 | 18.3 | -17.8 | -22.4 | -3.9 | -7.2 | -5 | -7.2 | 1.3 | -3.8 | -17.8 | -20.6 | 0 | -2.5 | 13.7 | 8.6 | 2.2 | -7.8 | -3.3 | -12.2 | -25 | -28 | -7.2 | -12.2 | -2.8 | -4.4 | -0.6 | -2.2 | -17.1 | -20.7 | -15 | -17.2 | -29.4 | -32.8 | -23.9 | -29.4 | -10.2 | -15.6 | -11.1 | -14.9 | -8.5 | -11.3 | 5 | -3.8 | -4.4 | -7.2 | -1.7 | -3.3 | 2.2 | -4.4 | 6.5 | -1 | -0.6 | -8.9 | -22.2 | -28.9 | -14.2 | -20.2 | -1.7 | -14.4 | -1.1 | -2.2 | 5 | -5 | -2.2 | -7.8 | -14.4 | -23.9 | -1.7 | -12.8 | -9.8 | -14.4 | 0.6 | -2.8 | -12.8 | -20.6 | 8.9 | 7.2 | -12 | -16 | -2.2 | -2.6 | 2.2 | -4 | -6.7 | -15 | 5.6 | 0 | -7 | -11 | 11.7 | 11.7 | -1.1 | -9.4 | -2.8 | -5 | -3.9 | -12.8 | -0.6 | -5 | -4.4 | -12.2 | 10.4 | 2.3 | 1.1 | -11.1 | -3.9 | -8.9 | 7.2 | 1.7 | 9.4 | -1.7 | -5.6 | -8.9 | -7.1 | -14 | -14.4 | -15.6 | 4.4 | -6.7 | -4.4 | -6.7 | -0.2 | -2.4 | -9.6 | -13.6 | -11.7 | -15 | -6.7 | -14.4
-15 | -16 | -6.7 | -8.9 | 5.6 | -3.3 | 2.2 | -2.8 | -3.7 | -15.2 | 14.4 | 4.4 | -1 | -15 | 10 | 6.7 | 14.4 | 3.3 | 3.9 | 2.7 | 11.7 | 10.6 | 4.8 | 1.6 | -8.9 | -10.3 | -7.8 | -13.3 | 12 | 3 | 20 | 16.1 | 20 | 15 | 19.6 | 18.6 | 13.9 | 12.2 | 5 | -4.4 | 23.3 | 17.8 | -18.3 | -23.3 | -5 | -7.8 | -4.4 | -6.7 | 1 | -3.9 | -17.2 | -20 | -0.5 | -3.3 | 13.9 | 8.3 | 1.7 | -8.3 | -2.8 | -12.8 | -27 | -30 | -8.3 | -12.2 | -2.2 | -4.4 | -0.6 | -1.7 | -17.4 | -20.7 | -16.1 | -18.9 | -29.4 | -32.8 | -24.4 | -30 | -11.1 | -17.2 | -11.1 | -15.6 | -9.4 | -12.8 | 3.9 | -4.4 | -7.7 | -10 | -2.6 | -4.4 | 1.1 | -4.4 | 6.3 | -0.4 | -0.6 | -8.3 | -22.8 | -29.4 | -13.3 | -20 | -2.8 | -14.4 | -1.7 | -2.2 | 4.4 | -5 | -3.9 | -7.8 | -15 | -21.1 | -2.2 | -12.8 | -10.2 | -15 | 1.1 | -2.8 | -13.3 | -21.7 | 11.1 | 9.4 | -12 | -16 | -2.2 | -2.3 | 2.2 | -3.8 | -6.1 | -15.6 | 5 | -0.6 | -8 | -13 | 11.7 | 11.7 | -1.1 | -6.7 | -3.9 | -6.1 | -4.4 | -12.8 | -1.1 | -5.6 | -4.4 | -11.7 | 8.9 | 2.8 | -0.6 | -12.2 | -4.4 | -10 | 6.7 | 1.1 | 7.8 | -1.7 | -3.3 | -6.7 | -7.4 | -14.1 | -13.9 | -15.6 | 4.4 | -6.7 | -7.8 | -9.4 | 0 | -2.8 | -10.4 | -13.7 | -11.7 | -16.2 | -7.8 | -15.6
-15 | -17 | -8.9 | -10.6 | 2.8 | -3.3 | 2.8 | -4.4 | -5.8 | -16 | 13.9 | 3.9 | -2 | -15 | 10 | 7.2 | 14.4 | 3.9 | 3.9 | 2.8 | 11.7 | 10.6 | 3.3 | 1.1 | -9.4 | -10.3 | -7.8 | -13.9 | 11 | 3 | 19.4 | 15 | 20.6 | 15.6 | 20 | 18.9 | 13.3 | 11.7 | 5 | -5 | 23.3 | 17.8 | -18.7 | -23 | -3.3 | -7.2 | -5 | -6.7 | 0.6 | -4.4 | -17.2 | -20 | -1.1 | -4.4 | 13.5 | 8.2 | 0.6 | -8.3 | -3.3 | -12.8 | -28 | -31 | -9.4 | -12.2 | -2.8 | -5.6 | -0.6 | -1.1 | -17.8 | -21.1 | -16.7 | -20 | -30 | -33.3 | -24.4 | -30 | -11.5 | -16.5 | -11.3 | -15.1 | -10 | -13.2 | 3.5 | -3.9 | -11.1 | -13.3 | -3.5 | -5.5 | 0 | -5 | 6.1 | 0 | -1.1 | -7.2 | -23.9 | -30 | -12.8 | -18.3 | -2.2 | -13.3 | -1.7 | -2.2 | 3.9 | -5 | -5 | -8.3 | -15 | -20.6 | -2.8 | -12.8 | -10.6 | -16.1 | 1.1 | -1.7 | -13.9 | -21.1 | 11.1 | 10 | -12 | -16 | -2.2 | -2.2 | 2.2 | -3.9 | -6.7 | -15.6 | 5.6 | 0 | -11 | -15 | 11.7 | 11.7 | -0.6 | -6.1 | -4.4 | -6.7 | -4.4 | -12.8 | -1.1 | -5.6 | -4.4 | -14.4 | 8.5 | 2.9 | -2.2 | -12.2 | -5 | -9.8 | 9.4 | 1.7 | 7.8 | -1.1 | -1.7 | -6.1 | -7.8 | -15 | -13.3 | -15.6 | 4.4 | -7.2 | -7.8 | -9.4 | 0 | -2.2 | -11.1 | -14.4 | -11.7 | -18.2 | -5.6 | -10.6
-16 | -17 | -6.7 | -8.9 | -0.6 | -3.3 | 1.1 | -3.9 | -7.8 | -18.3 | 12.8 | 3.9 | -1 | -15 | 9.4 | 6.7 | 13.9 | 10.6 | 3.7 | 2.5 | 11.7 | 10.6 | 3.3 | 1.2 | -10 | -10.6 | -7.8 | -13.3 | 11 | 3 | 18.9 | 15 | 19.4 | 16.7 | 20.6 | 19.3 | 13.9 | 11.1 | 3.9 | -5.6 | 22.2 | 17.2 | -19 | -23.1 | -3.9 | -6.7 | -6.1 | -9.4 | 0.6 | -4.3 | -17.8 | -20.6 | -1.5 | -4.6 | 13.2 | 8.1 | 0.6 | -8.3 | -2.8 | -10 | -29 | -33 | -8.9 | -12.2 | -3.9 | -7.2 | 0 | -1.7 | -18.5 | -21.9 | -16.7 | -19.4 | -30.6 | -33.9 | -25 | -30.6 | -11.8 | -16.5 | -11.5 | -15.1 | -10.5 | -14.1 | 3.2 | -3.8 | -14.4 | -16.7 | -4.4 | -7.2 | -2.8 | -5 | 5.2 | 0 | -1.1 | -8.3 | -28.9 | -34.4 | -12.2 | -17 | -0.6 | -12.8 | -1.7 | -2.8 | 3.3 | -5 | -5.6 | -8.3 | -15 | -21.1 | -3.3 | -12.2 | -10.6 | -15.2 | 0.6 | 0.6 | -14.4 | -21.7 | 11.1 | 10.6 | -12 | -16 | -2.4 | -2.4 | 2.6 | -3.5 | -7.8 | -15.6 | 3.9 | 0 | -11 | -15 | 11.1 | 11.1 | -0.6 | -5.6 | -4.4 | -6.1 | -5.6 | -12.8 | -1.7 | -5.6 | -5 | -11.1 | 8.2 | 2.9 | -1.1 | -8.3 | -5.5 | -10.4 | 6.7 | 2.2 | 7.8 | -1.7 | -2.2 | -6.7 | -8 | -14.1 | -12.8 | -15 | 4.4 | -6.7 | -10 | -11.7 | 0 | -2.1 | -11.3 | -13.6 | -11.7 | -21.7 | -6.1 | -10.6
-16 | -17 | -7.2 | -8.9 | -1.7 | -3.9 | 1.7 | -4.4 | -9.5 | -18 | 12.8 | 3.9 | -4 | -15 | 8.9 | 6.1 | 14.4 | 8.9 | 3.5 | 2.3 | 11.7 | 10.6 | 3.3 | 1.2 | -10.7 | -11.3 | -7.8 | -14.4 | 11 | 4 | 19.4 | 15.6 | 20 | 16.7 | 21.1 | 19.6 | 12.8 | 10.6 | 3.9 | -5.6 | 22.2 | 16.7 | -19.4 | -23.9 | -3.3 | -6.7 | -7.2 | -10.6 | 0.6 | -4.4 | -17.8 | -20.6 | -1.8 | -5 | 12.8 | 7.8 | 0 | -8.9 | -2.8 | -12.2 | -30 | -33 | -9.4 | -12.2 | -2.8 | -6.1 | 0 | -1.1 | -19.3 | -23.3 | -16.7 | -20 | -30.6 | -33.9 | -25 | -30.6 | -12.2 | -17.2 | -11.7 | -15.6 | -11.1 | -15.6 | 2.8 | -4.4 | -16.3 | -18.7 | -8.1 | -10.9 | -3.3 | -4.4 | 4.2 | -0.3 | -2.2 | -7.8 | -26.7 | -33.3 | -11.7 | -16.7 | -0.6 | -12.2 | -2.2 | -2.8 | 2.8 | -5.6 | -6.1 | -8.3 | -15 | -21.1 | -3.3 | -13.3 | -10.6 | -14.9 | 1.1 | 0 | -15 | -21.7 | 7.2 | 5.6 | -12 | -16 | -2.6 | -2.6 | 2.9 | -3.8 | -8.3 | -16.1 | 3.9 | 0 | -11 | -15 | 11.1 | 11.1 | -0.6 | -5.6 | -6.1 | -7.8 | -6.1 | -13.3 | -1.1 | -5.6 | -5.6 | -8.3 | 7.8 | 2.8 | -1.7 | -7.2 | -6.1 | -11.7 | 6.7 | 2.2 | 7.2 | -1.7 | -1.7 | -6.1 | -8.1 | -14.2 | -11.7 | -14.4 | 3.9 | -5 | -9.4 | -11.1 | 0 | -2.2 | -11.5 | -13.4 | -12.8 | -19.8 | -5 | -11.7
-16 | -17 | -7.8 | -10 | -1.7 | -3.9 | 0 | -3.9 | -11.1 | -18.6 | 12.2 | 3.9 | -3 | -15 | 8.9 | 6.7 | 13.3 | 7.8 | 3.3 | 2.2 | 11.7 | 10.6 | 3.3 | 1.3 | -11.5 | -12.3 | -9.4 | -15 | 10 | 5 | 18.3 | 16.1 | 20.6 | 16.7 | 21.7 | 20 | 13.3 | 10.6 | 3.9 | -5.6 | 21.1 | 16.7 | -19.2 | -23.2 | -3.9 | -5 | -7.2 | -11.1 | 0.6 | -5.6 | -17.2 | -20 | -2.2 | -6.1 | 12.8 | 8.3 | -0.6 | -8.9 | -2.8 | -14.4 | -30 | -33 | -8.9 | -12.2 | -4.4 | -7.8 | -0.6 | -1.1 | -20 | -25 | -16.7 | -20 | -31.1 | -35.6 | -25 | -31.1 | -12.6 | -16.5 | -11.7 | -15 | -11.5 | -15.3 | 2.1 | -3.9 | -18.1 | -20.7 | -11.9 | -15.1 | -3.3 | -5 | 3.3 | -0.6 | -1.7 | -7.2 | -25.6 | -32.2 | -11.5 | -15.6 | 1.1 | -11.7 | -2.2 | -2.8 | 0.6 | -6.7 | -6.7 | -8.3 | -15.6 | -21.1 | -3.9 | -13.9 | -10.6 | -15 | 1.1 | -1.1 | -16.1 | -21.7 | 4.4 | 2.8 | -13 | -15 | -2.8 | -2.8 | 3.3 | -4.4 | -8.9 | -16.1 | 3.9 | 0 | -12 | -15 | 10.6 | 10.6 | -1.1 | -5.6 | -5.6 | -8.3 | -6.7 | -12.8 | -2.2 | -5.6 | -5.6 | -6.7 | 7.2 | 3.3 | -4.4 | -8.9 | -6.5 | -11.2 | 3.9 | 2.2 | 6.1 | -1.1 | -1.1 | -6.1 | -8.3 | -15 | -10 | -13.3 | 3.3 | -6.7 | -10.6 | -11.7 | 0 | -1.8 | -11.7 | -13.3 | -13.9 | -19.2 | -6.7 | -11.1
-16 | -17 | -9.4 | -11.1 | -2.8 | -5 | 1.1 | -4.4 | -12.8 | -20.6 | 11.7 | 4.4 | -4 | -15 | 8.9 | 6.7 | 13.3 | 7.2 | 3.5 | 2.3 | 11.7 | 10.6 | 3.3 | 1.4 | -12.2 | -13.3 | -8.9 | -15 | 10 | 4 | 17.8 | 15.6 | 20.6 | 17.2 | 21.1 | 19.6 | 13.3 | 11.1 | 2.2 | -5.6 | 20.6 | 16.7 | -19.1 | -23.1 | -3.9 | -5 | -6.7 | -10 | 0.2 | -4.6 | -17.2 | -20.6 | -2.6 | -6 | 12.8 | 8.5 | -1.1 | -8.9 | -2.8 | -15 | -30 | -33 | -9.4 | -12.2 | -4.4 | -10 | -1.1 | -2.8 | -20.9 | -24.9 | -16.7 | -20 | -31.1 | -35 | -25 | -31.1 | -12.9 | -16.3 | -11.7 | -14.7 | -11.8 | -15.4 | 1.3 | -3.8 | -20 | -23.3 | -15.6 | -19.4 | -3.9 | -5.6 | 2 | -1.1 | -1.7 | -7.8 | -26.1 | -32.8 | -11.3 | -15.1 | 0 | -12.2 | -2.2 | -2.8 | 0.6 | -6.7 | -7.2 | -8.9 | -15.6 | -20.6 | -3.9 | -15 | -11.7 | -15.3 | 0.6 | -2.2 | -17.2 | -22.8 | 3.9 | 2.2 | -13 | -16 | -3 | -3 | 3.1 | -2.9 | -9.4 | -16.1 | 3.3 | -0.6 | -10 | -13 | 10.6 | 10.6 | -1.7 | -5.6 | -7.2 | -9.4 | -7.2 | -12.8 | -0.6 | -4.4 | -5.6 | -6.1 | 6.7 | 3.7 | -4.4 | -8.3 | -6.8 | -11.3 | 3.9 | 2.2 | 6.7 | -0.6 | -1.1 | -6.1 | -8.7 | -14.4 | -8.3 | -12.8 | 3.3 | -7.2 | -11.1 | -12.2 | 0 | -1.5 | -12.6 | -13.6 | -15 | -19.4 | -8.3 | -13.9
-16 | -18 | -10 | -11.7 | -2.2 | -4.4 | 1.1 | -5.6 | -14.1 | -20.7 | 11.1 | 5 | -3 | -16 | 8.9 | 6.7 | 12.2 | 7.8 | 3.7 | 2.5 | 11.7 | 10.6 | 3.3 | 1.4 | -12.6 | -13.8 | -8.9 | -15 | 10 | 4 | 17.8 | 15.6 | 20.6 | 17.2 | 20.6 | 19.3 | 10.6 | 10 | 1.7 | -6.7 | 20 | 16.7 | -18.9 | -23.3 | -3.9 | -4.4 | -7.2 | -10.6 | -0.2 | -4.6 | -18.3 | -21.1 | -2.9 | -6.3 | 12.8 | 8.9 | -1.7 | -8.3 | -2.8 | -15 | -29 | -32 | -9.4 | -12.2 | -6.1 | -13.3 | -2.2 | -4.4 | -21.9 | -25.7 | -16.1 | -18.9 | -31.7 | -35 | -25 | -30.6 | -13.3 | -16.7 | -11.7 | -15 | -12.2 | -16.1 | 0.6 | -4.4 | -20.6 | -23.5 | -18 | -21.9 | -3.3 | -4.4 | 0.7 | -1.8 | -2.2 | -7.2 | -26.7 | -32.8 | -11.1 | -15 | 0 | -11.1 | -2.2 | -2.8 | 1.1 | -6.7 | -8.3 | -10 | -18.3 | -21.1 | -4.4 | -14.4 | -12.8 | -16.1 | 0 | -1.7 | -17.8 | -22.8 | 1.7 | 0 | -13 | -16 | -3.1 | -3.1 | 3 | -1.7 | -9.4 | -15.6 | 3.3 | 0 | -11 | -13 | 10.6 | 10.6 | -2.2 | -6.1 | -8.3 | -10 | -7.2 | -12.2 | -0.6 | -4.4 | -5 | -5.6 | 6.1 | 3.9 | -5 | -8.9 | -7.2 | -12.2 | 3.9 | 2.2 | 4.4 | -0.6 | -1.1 | -6.1 | -9 | -14.7 | -8.9 | -12.8 | 3.3 | -6.7 | -15 | -16.7 | 0 | -1.7 | -13.5 | -14.3 | -15.2 | -20.3 | -10 | -15.6
-17 | -18 | -8.3 | -10.6 | -2.8 | -4.4 | 1.7 | -5 | -15.4 | -21.5 | 11.1 | 5 | -6 | -15 | 8.9 | 6.1 | 11.7 | 8.9 | 3.9 | 2.8 | 11.7 | 10.6 | 3.3 | 1.5 | -12.9 | -14.2 | -7.8 | -13.9 | 10 | 3 | 17.8 | 16.7 | 20.6 | 17.2 | 20 | 18.9 | 10.6 | 8.3 | 1.1 | -6.7 | 18.9 | 16.7 | -18.5 | -22.4 | -3.9 | -4.4 | -8.9 | -11.7 | -0.6 | -5 | -18.3 | -21.7 | -3.3 | -7.2 | 12.4 | 9.3 | -2.2 | -8.3 | -3.3 | -14.4 | -31 | -33 | -8.9 | -12.2 | -7.2 | -17.8 | -3.9 | -6.1 | -22.8 | -26.7 | -15.6 | -18.9 | -31.1 | -35 | -25 | -30.6 | -13.5 | -16.3 | -12.2 | -15.1 | -12.6 | -15.5 | 0.6 | -3.9 | -21.1 | -24 | -20.4 | -24.5 | -3.9 | -4.4 | -0.6 | -2.8 | -1.7 | -7.2 | -28.3 | -35 | -10.7 | -14 | 0.6 | -10.6 | -2.2 | -2.8 | 1.7 | -7.2 | -8.3 | -10.6 | -16.7 | -21.1 | -4.4 | -14.4 | -13.9 | -17.2 | 0 | -1.1 | -18.3 | -23.3 | 0 | -2.2 | -13 | -17 | -3.3 | -3.3 | 2.8 | -1.1 | -10 | -16.1 | 3.9 | 0 | -11 | -13 | 11.1 | 11.1 | -1.7 | -5.6 | -8.3 | -10.6 | -7.2 | -12.2 | -0.6 | -4.4 | -5 | -5.6 | 6.3 | 3.8 | -5.6 | -8.9 | -7.8 | -11.5 | 2.8 | 1.7 | 5.6 | 0 | -1.1 | -6.1 | -9.4 | -15.6 | -8.3 | -12.2 | 3.9 | -6.7 | -16.1 | -17.8 | 0 | -1.3 | -14.4 | -15 | -15.4 | -21.5 | -10.6 | -16.1
-17 | -20 | -7.8 | -11.1 | -1.1 | -5 | 3.3 | -4.4 | -16.7 | -23.3 | 11.1 | 5 | -2 | -17 | 8.3 | 6.1 | 11.7 | 8.3 | 3.7 | 2.7 | 11.7 | 10.6 | 3.3 | 1.6 | -13.3 | -15 | -7.8 | -15 | 10 | 3 | 17.8 | 16.7 | 20.6 | 17.8 | 18.1 | 17.1 | 10 | 7.8 | 1.1 | -5.6 | 17.8 | 16.1 | -18.2 | -21.8 | -3.3 | -4.4 | -12.2 | -15 | 0 | -3.9 | -18.9 | -22.2 | -3.5 | -6.7 | 12.1 | 9.9 | -2.2 | -8.3 | -3.3 | -12.8 | -32 | -34 | -9.4 | -12.2 | -8.3 | -19.4 | -5 | -7.8 | -21.9 | -25.2 | -15.6 | -18.9 | -31.7 | -35 | -25.6 | -30.6 | -13.7 | -16.3 | -12.8 | -15.8 | -12.9 | -15.3 | 0.6 | -3.9 | -21.7 | -25 | -22.8 | -27.8 | -3.9 | -5 | -1.7 | -3.4 | -1.7 | -7.8 | -28.9 | -35.6 | -10.4 | -13.4 | 1.1 | -9.4 | -2.2 | -2.8 | 1.1 | -6.7 | -8.9 | -10 | -15.6 | -21.1 | -5 | -13.9 | -13.5 | -16.5 | -0.6 | -2.8 | -18.3 | -23.3 | -1.1 | -3.3 | -13 | -15 | -3.3 | -3.3 | 3.3 | 0.2 | -10 | -16.1 | 4.4 | -0.6 | -12 | -13 | 11.1 | 11.1 | -2.8 | -6.7 | -8.9 | -11.7 | -7.8 | -12.8 | -1.1 | -4.4 | -5 | -5 | 6.5 | 3.5 | -5 | -9.4 | -8.3 | -11.2 | 3.9 | 1.7 | 6.7 | 0 | -0.6 | -6.1 | -9.6 | -14.9 | -7.8 | -9.4 | 3.3 | -6.7 | -19.4 | -20.6 | 0 | -1.1 | -15 | -15.7 | -15.6 | -23.9 | -10 | -19.4
-18 | -20 | -7.8 | -11.1 | 3.3 | -6.1 | 6.1 | -5 | -17.1 | -22.8 | 11.1 | 5 | -4 | -17 | 8.3 | 6.1 | 11.7 | 8.9 | 3.5 | 2.8 | 11.7 | 10.6 | 3.3 | 1.6 | -13.7 | -15.1 | -6.7 | -13.9 | 11 | 5 | 17.8 | 16.1 | 21.1 | 18.3 | 16.3 | 15.5 | 10 | 7.8 | 1.1 | -5.6 | 17.8 | 17.2 | -17.8 | -21.7 | -3.3 | -3.9 | -14.4 | -17.2 | 0.5 | -3.5 | -20 | -24.4 | -3.7 | -6.7 | 11.7 | 10 | -2.8 | -8.9 | -3.3 | -10.6 | -32 | -34 | -10 | -12.2 | -8.9 | -20 | -5 | -7.8 | -20.9 | -24 | -15.6 | -17.8 | -32.8 | -36.1 | -25.6 | -30.6 | -13.9 | -16.7 | -13.3 | -16.7 | -13.3 | -15.6 | 0.6 | -4.4 | -21.9 | -24.8 | -23 | -27.3 | -2.8 | -3.9 | -2.8 | -4 | -3.9 | -6.1 | -28.3 | -36.7 | -10 | -13.3 | 1.1 | -9.4 | -2.2 | -2.8 | 0 | -7.2 | -8.9 | -12.2 | -15 | -19.4 | -5.6 | -13.3 | -13.2 | -16.2 | -3.3 | -5.6 | -18.3 | -23.3 | -2.2 | -5 | -13 | -16 | -3.3 | -3.3 | 3.9 | 1.6 | -10.6 | -16.7 | 3.3 | -1.1 | -12 | -13 | 11.1 | 10.6 | -2.2 | -5.6 | -7.2 | -10.6 | -7.8 | -12.2 | -1.7 | -4.4 | -4.4 | -5 | 6.7 | 3.3 | -4.4 | -8.3 | -8.9 | -11.7 | 4.4 | 2.2 | 7.2 | 0.6 | -0.6 | -5.6 | -9.8 | -14.9 | -7.2 | -8.9 | 3.3 | -6.1 | -17.8 | -20 | 0 | -1.1 | -15.5 | -16.3 | -15 | -23.1 | -11.1 | -20.6
-19 | -21 | -10.6 | -11.7 | 3.3 | -6.1 | 4.4 | -5 | -17.4 | -23.1 | 11.7 | 4.4 | -4 | -16 | 8.3 | 5.6 | 12.8 | 6.7 | 3.3 | 2.8 | 11.1 | 10.6 | 3.3 | 1.7 | -14 | -15.1 | -7.8 | -14.4 | 11 | 3 | 17.2 | 16.1 | 21.1 | 18.9 | 14.4 | 13.9 | 10 | 7.8 | 1.1 | -6.1 | 18.3 | 16.7 | -16.5 | -20.3 | -1.7 | -2.8 | -15 | -18.9 | 1.1 | -3.3 | -20 | -27.2 | -3.9 | -7.2 | 12.1 | 10.5 | -2.8 | -8.3 | -2.2 | -10.6 | -32 | -35 | -10.6 | -12.2 | -9.4 | -19.4 | -5 | -7.8 | -20 | -23.3 | -16.1 | -18.9 | -32.2 | -35.6 | -25.6 | -29.4 | -13.7 | -16.8 | -13.3 | -16.4 | -13.1 | -15.4 | 1.7 | -3.3 | -22 | -25 | -23.1 | -27.3 | -5 | -6.1 | -3.9 | -5 | -3.9 | -7.2 | -28.9 | -38.9 | -8.9 | -12.1 | 0.6 | -8.9 | -2.2 | -2.8 | -0.6 | -7.8 | -9.4 | -11.7 | -13.9 | -19.4 | -5.6 | -14.4 | -12.8 | -16.1 | -4.4 | -6.7 | -18.9 | -23.3 | -3.3 | -5 | -13 | -15 | -3.3 | -3.3 | 4.4 | 2.8 | -10 | -16.7 | 3.3 | -1.1 | -13 | -15 | 10 | 8.9 | -2.8 | -5.6 | -7.2 | -10 | -7.8 | -12.2 | -1.7 | -5 | -5 | -5.6 | 9.3 | 5.5 | -5 | -8.9 | -7.8 | -10.9 | 5 | 2.8 | 7.2 | 1.1 | 0 | -5.6 | -10 | -15.6 | -7.2 | -8.3 | 3.9 | -6.1 | -15 | -17.8 | 0.2 | -1.2 | -16.1 | -17.2 | -14.5 | -23.6 | -12.2 | -21.1
-20 | -22 | -11.1 | -12.2 | 2.8 | -3.9 | 6.7 | -5 | -17.8 | -23.9 | 10.6 | 5.6 | -5 | -15 | 8.9 | 6.1 | 11.1 | 6.7 | 3.9 | 2.9 | 10.6 | 10 | 4.8 | 2.7 | -14.4 | -15.6 | -7.8 | -14.4 | 11 | 4 | 17.2 | 16.1 | 21.1 | 19.4 | 13.7 | 13.3 | 10 | 7.2 | 1.1 | -6.1 | 19.4 | 17.8 | -15.2 | -19.3 | -1.1 | -2.2 | -13.9 | -15.6 | 1.7 | -2.5 | -20 | -25.6 | -3.9 | -6.8 | 12.4 | 10.8 | -2.2 | -8.3 | -2.2 | -9.4 | -33 | -36 | -12.2 | -13.3 | -9.4 | -18.9 | -5.6 | -9.4 | -19.3 | -22.3 | -15.6 | -18.9 | -32.2 | -35.6 | -25.6 | -30.6 | -13.5 | -17.2 | -13.3 | -16.6 | -13 | -15.6 | 2.8 | -2.9 | -22.2 | -25.6 | -23.3 | -27.8 | -5 | -5.6 | 0 | -2.5 | -5 | -6.1 | -30 | -38.3 | -7.8 | -11.4 | 0.6 | -9.4 | -2.2 | -2.8 | 0 | -7.8 | -8.9 | -11.1 | -13.3 | -18.3 | -5.6 | -14.4 | -12.1 | -15.5 | -4.4 | -6.7 | -18.9 | -22.8 | -4.4 | -5 | -12 | -14 | -3.1 | -3.1 | 5 | 2.4 | -10.6 | -16.7 | 2.8 | -1.1 | -13 | -15 | 9.4 | 8.9 | -2.8 | -6.1 | -7.8 | -10.6 | -7.8 | -12.2 | 0 | -3.9 | -5.6 | -5.6 | 11.8 | 7.7 | -3.3 | -8.9 | -6.7 | -10.8 | 6.1 | 3.3 | 7.8 | 1.7 | 0 | -5.6 | -8.7 | -14.4 | -6.7 | -7.8 | 3.9 | -6.1 | -14.4 | -16.1 | 0.4 | -1.6 | -15.4 | -16.2 | -13.9 | -25 | -13.9 | -19.4
-20 | -22 | -10.6 | -11.7 | 7.2 | -5.6 | 6.1 | -4.4 | -12.6 | -20.1 | 11.1 | 5.6 | -3 | -13 | 9.4 | 6.1 | 10.6 | 8.3 | 4.4 | 2.7 | 11.1 | 10 | 6.3 | 3.6 | -14 | -15.5 | -4.4 | -13.3 | 12 | 4 | 17.2 | 16.7 | 22.8 | 19.4 | 12.9 | 12.8 | 10 | 6.7 | 1.7 | -5.6 | 23.9 | 18.9 | -13.9 | -18.9 | -2.2 | -2.8 | -13.9 | -15.6 | 2.2 | -2 | -19.4 | -25.6 | -3.9 | -6.8 | 12.8 | 11.1 | 0 | -7.8 | -0.6 | -8.3 | -32 | -36 | -10 | -11.7 | -8.9 | -18.9 | -6.7 | -10 | -18.5 | -21.5 | -15.6 | -18.3 | -32.8 | -35.6 | -25 | -29.4 | -13.3 | -18.3 | -13.3 | -17.2 | -12.8 | -16.1 | 3.9 | -2.8 | -21.8 | -25.1 | -23.3 | -27.3 | -2.2 | -3.9 | 3.9 | -1.1 | 0.6 | -3.9 | -30 | -38.9 | -6.7 | -11.1 | 1.1 | -8.9 | -2.2 | -2.8 | 2.8 | -6.7 | -6.7 | -8.9 | -11.1 | -18.3 | -5.6 | -13.9 | -11.3 | -15.2 | -4.4 | -6.1 | -18.3 | -23.3 | -5 | -5 | -11 | -13 | -3 | -3 | 5.5 | 1.8 | -8.9 | -16.7 | 3.3 | -1.1 | -15 | -16 | 10 | 8.9 | -1.1 | -4.4 | -6.1 | -8.9 | -6.7 | -12.2 | 4.4 | -1.7 | -6.1 | -6.1 | 14.4 | 10 | -0.6 | -7.2 | -5.6 | -11.1 | 11.1 | 5 | 8.3 | 2.8 | 0 | -5.6 | -7.4 | -13.9 | -6.1 | -7.2 | 3.9 | -5.6 | -11.7 | -12.2 | 0.6 | -2.2 | -14.6 | -15.3 | -11.7 | -21.5 | -10 | -18.3
-20 | -22 | -12.2 | -13.9 | 9.4 | -5.6 | 7.8 | -3.3 | -7.4 | -17.5 | 11.1 | 7.2 | -1 | -13 | 10 | 5.6 | 10.6 | 7.8 | 5 | 2.8 | 12.8 | 11.1 | 7.8 | 4.4 | -13.7 | -15.7 | -2.2 | -12.2 | 13 | 4 | 17.2 | 16.7 | 24.4 | 20 | 12.2 | 12.2 | 10.6 | 5.6 | 4.4 | -5.6 | 26.1 | 18.3 | -12 | -16.7 | -2.2 | -2.2 | -11.7 | -15.6 | 2.8 | -1.7 | -18.3 | -24.4 | -3.9 | -7.2 | 14.5 | 13.1 | 1.7 | -7.2 | -0.6 | -7.2 | -30 | -33 | -8.9 | -11.1 | -8.3 | -18.3 | -5 | -8.3 | -17.8 | -21.1 | -15.6 | -17.8 | -31.1 | -34.4 | -25 | -30.6 | -12.2 | -16.7 | -12.4 | -16.6 | -11.3 | -15.4 | 6.9 | -1.8 | -21.5 | -25.1 | -23.3 | -27.3 | 0.6 | -3.3 | 7.8 | 0 | 2.8 | -5 | -26.7 | -34.4 | -5.8 | -9.9 | 3.9 | -8.3 | -2.2 | -2.8 | 5 | -6.7 | -2.2 | -7.2 | -9.4 | -17.2 | -5.6 | -15 | -10.6 | -15.6 | -4.4 | -7.2 | -16.7 | -22.8 | -5 | -5.6 | -12 | -16 | -2.8 | -2.8 | 6.1 | 1.1 | -7.2 | -16.7 | 5.6 | -0.6 | -13 | -14 | 10 | 3.9 | 3.9 | -6.7 | -2.8 | -5.6 | -5.6 | -12.2 | 6.1 | -2.2 | -5.6 | -6.1 | 15.9 | 9.6 | 3.3 | -6.7 | -3.7 | -10 | 15.6 | 7.2 | 8.9 | 3.3 | 1.1 | -5 | -6.1 | -14.4 | -5 | -6.7 | 4.4 | -6.1 | -11.7 | -12.2 | 1.3 | -1.9 | -13.9 | -14.4 | -9.4 | -19.4 | -9.4 | -18.3
-21 | -22 | -11.1 | -12.2 | 11.7 | -4.4 | 12.8 | -2.8 | -2.2 | -17.2 | 11.7 | 7.2 | 0 | -15 | 11.7 | 5.6 | 10.6 | 8.9 | 6.5 | 2.6 | 12.8 | 11.7 | 8 | 5.3 | -13.3 | -16.1 | -1.1 | -14.4 | 13 | 5 | 15.6 | 14.4 | 25 | 20.6 | 12.6 | 12.2 | 12.8 | 5.6 | 8.9 | -4.4 | 28.3 | 18.9 | -10.2 | -15.3 | -1.1 | -2.2 | -9.4 | -14.4 | 3.9 | -0.8 | -17.2 | -22.8 | -3.9 | -6.4 | 16.1 | 14.8 | 2.8 | -7.2 | -1.7 | -7.8 | -27 | -32 | -6.7 | -9.4 | -7.8 | -18.9 | -4.4 | -7.8 | -16.9 | -20.5 | -14.4 | -18.3 | -30 | -33.9 | -23.9 | -30.6 | -11.1 | -15.5 | -11.5 | -16.5 | -9.8 | -14.9 | 9.8 | -1.6 | -21.1 | -25.6 | -23.3 | -27.8 | 4.4 | -3.9 | 9.1 | -1.9 | 5 | -6.7 | -24.4 | -32.2 | -4.8 | -8.9 | 5.6 | -7.2 | -1.7 | -2.8 | 6.7 | -6.7 | 1.1 | -6.1 | -8.3 | -13.9 | -5.6 | -15.6 | -9.8 | -14.4 | -3.9 | -7.2 | -15.6 | -22.2 | -5 | -5.6 | -11 | -15 | -2.1 | -2.1 | 6.8 | 1.1 | -5.6 | -16.1 | 7.8 | 0.6 | -11 | -12 | 10.6 | 2.2 | 5.6 | -9.4 | 0 | -3.9 | -4.4 | -11.7 | 7.2 | -3.3 | -6.1 | -6.7 | 17.4 | 9.1 | 3.9 | -7.2 | -1.9 | -9.9 | 18.3 | 8.9 | 9.4 | 4.4 | 1.7 | -3.9 | -5.4 | -13.2 | -4.4 | -6.1 | 5.6 | -5.6 | -13.3 | -15 | 2.1 | -1.8 | -11.9 | -13.1 | -7.2 | -18.3 | -6.7 | -17.2
-20 | -22 | -11.1 | -12.2 | 13.3 | -5 | 14.4 | -2.2 | 0.6 | -14.1 | 12.8 | 6.7 | 1 | -15 | 12.2 | 5.6 | 11.1 | 9.4 | 7.9 | 1.9 | 13.3 | 12.2 | 8.1 | 5.9 | -12.6 | -15.7 | -0.6 | -13.3 | 13 | 5 | 14.4 | 13.3 | 24.4 | 20.6 | 12.9 | 11.8 | 13.9 | 5.6 | 10 | -2.2 | 27.2 | 17.8 | -8.3 | -14.4 | 0.6 | -2.2 | -7.8 | -13.3 | 5 | -0.2 | -15.6 | -22.2 | -3.9 | -5.8 | 17.8 | 16.7 | 4.4 | -6.7 | -2.8 | -8.3 | -25 | -28 | -6.1 | -9.4 | -7.2 | -17.8 | -3.9 | -6.7 | -15.9 | -20.2 | -13.9 | -17.2 | -28.3 | -32.8 | -22.8 | -28.9 | -10 | -15 | -10.6 | -17.2 | -8.3 | -15.6 | 12.8 | -2.2 | -21.1 | -25.1 | -23.5 | -27.4 | 8.3 | -6.7 | 10.4 | -4.9 | 6.7 | -8.3 | -22.8 | -28.9 | -3.9 | -8.9 | 7.2 | -7.8 | -1.7 | -3.3 | 7.2 | -7.2 | 4.4 | -6.7 | -7.8 | -11.1 | -5 | -15 | -9.1 | -13.7 | -2.8 | -6.7 | -14.4 | -22.2 | -5 | -5.6 | -10 | -14 | -1.3 | -1.3 | 7.6 | 0.8 | -5 | -15.6 | 9.4 | 1.1 | -8 | -10 | 10.6 | -0.6 | 6.7 | -12.2 | 3.3 | -3.9 | -2.2 | -11.7 | 8.9 | -3.3 | -6.7 | -6.7 | 18.9 | 8.3 | 5 | -7.2 | 0 | -11.1 | 20 | 10 | 11.1 | 5 | 3.3 | -3.3 | -4.6 | -12.9 | -3.9 | -5 | 6.1 | -5.6 | -11.1 | -12.2 | 2.8 | -2.2 | -9.8 | -11.9 | -6.8 | -16.7 | -8.3 | -18.9
-21 | -22 | -9.4 | -11.7 | 15.6 | 1.1 | 13.9 | -3.3 | 3.3 | -13.7 | 13.9 | 6.7 | 1 | -17 | 12.2 | 5.6 | 10.6 | 8.9 | 9.4 | 1.1 | 13.3 | 11.7 | 8.3 | 6.7 | -11.8 | -15.5 | -0.6 | -13.9 | 16 | 5 | 13.3 | 11.1 | 25 | 20.6 | 13.3 | 11.7 | 15 | 6.7 | 11.7 | -0.6 | 27.8 | 17.8 | -7.6 | -13.2 | 0 | -1.7 | -6.7 | -12.2 | 6.1 | 0.6 | -14.4 | -20 | -3.9 | -5.6 | 18.9 | 17.8 | 6.7 | -6.7 | -3.9 | -8.3 | -25 | -30 | -5.6 | -8.9 | -7.2 | -19.4 | -3.3 | -8.3 | -15 | -20.6 | -13.9 | -17.8 | -27.8 | -32.8 | -21.7 | -27.8 | -9.3 | -14.6 | -10.2 | -16 | -7.6 | -14.5 | 13.7 | -2.4 | -21.1 | -25.4 | -23.7 | -27.4 | 10.6 | -7.8 | 11.7 | -11.1 | 7.8 | -7.2 | -21.1 | -27.2 | -4.3 | -8.8 | 8.9 | -8.3 | -1.7 | -2.2 | 9.4 | -5.6 | 7.8 | -5 | -7.2 | -10 | -4.4 | -16.1 | -8.3 | -13.9 | -2.8 | -8.3 | -13.3 | -22.2 | -5 | -6.7 | -9 | -14 | -0.6 | -0.6 | 8.3 | 0.6 | -4.4 | -15.6 | 11.1 | 1.7 | -6 | -10 | 11.1 | -2.2 | 7.2 | -7.8 | 5.6 | -3.9 | -1.7 | -11.1 | 8.9 | -3.3 | -6.7 | -7.2 | 19.6 | 8.9 | 6.7 | -6.7 | 0.7 | -9 | 20.6 | 10.6 | 11.1 | 6.7 | 2.8 | -1.7 | -3.9 | -13.9 | -3.3 | -4.4 | 6.7 | -4.4 | -12.2 | -14.4 | 3 | -2.4 | -7.8 | -11.1 | -6.5 | -16.7 | -6.7 | -17.8
-21 | -22 | -9.4 | -11.7 | 16.1 | 4.4 | 14.4 | -2.2 | 6.1 | -15 | 14.4 | 8.3 | 1 | -17 | 12.2 | 5.6 | 10.6 | 9.4 | 9.6 | 0.5 | 13.9 | 12.2 | 8.3 | 6.6 | -11.1 | -16.1 | 0.6 | -13.9 | 16 | 4 | 13.9 | 5.6 | 25 | 21.1 | 13.3 | 11.2 | 16.7 | 7.2 | 13.3 | 0 | 27.8 | 17.8 | -6.8 | -12.4 | 0 | -2.2 | -5.6 | -11.7 | 6.3 | 1 | -13.9 | -18.9 | -3.9 | -6.1 | 20 | 18.9 | 6.7 | -4.4 | -3.3 | -8.3 | -25 | -30 | -5.6 | -8.9 | -7.8 | -19.4 | -4.4 | -8.3 | -14.4 | -19.7 | -13.3 | -17.8 | -26.7 | -32.2 | -21.1 | -27.8 | -8.5 | -14.8 | -9.8 | -15.4 | -6.8 | -14.1 | 14.7 | -3.2 | -21.1 | -26.1 | -23.9 | -27.8 | 11.7 | -9.4 | 11.5 | -5.6 | 8.9 | -8.3 | -19.4 | -25.6 | -4.6 | -9.4 | 8.9 | -7.8 | -1.7 | -4.4 | 7.8 | -6.1 | 8.3 | -5.6 | -6.7 | -9.4 | -3.9 | -16.1 | -8.1 | -13.3 | -3.3 | -7.8 | -12.8 | -22.2 | -5.6 | -7.2 | -8 | -14 | 0.9 | 0.2 | 8.3 | 0.7 | -3.9 | -16.1 | 11.1 | 1.7 | -5 | -9 | 11.7 | -2.2 | 6.7 | -3.9 | 7.8 | -5.6 | 0 | -10.6 | 10 | -3.9 | -6.7 | -7.2 | 20.4 | 10 | 8.9 | -5.6 | 1.5 | -8.1 | 21.7 | 11.1 | 12.8 | 7.8 | 2.2 | -0.6 | -4.1 | -12.7 | -2.8 | -3.9 | 7.2 | -4.4 | -12.2 | -14.4 | 3.1 | -2.9 | -7.4 | -11 | -6.1 | -17.8 | -3.9 | -15.6
-22 | -23 | -7.8 | -10 | 15.6 | 5 | 15 | -1.1 | 4.8 | -12.1 | 13.9 | 7.2 | 1 | -12 | 12.2 | 5.6 | 10.6 | 10 | 9.8 | -0.3 | 13.3 | 12.2 | 8.3 | 6.6 | -12.2 | -16.1 | 1.1 | -15 | 17 | 6 | 13.3 | 6.1 | 24.4 | 20.6 | 13.3 | 10.5 | 16.7 | 7.8 | 13.3 | 0 | 26.7 | 18.3 | -6.1 | -12.8 | 0.6 | -1.7 | -3.9 | -10.6 | 6.5 | 1.4 | -13.3 | -18.9 | -3.9 | -6.9 | 21.1 | 20 | 6.7 | -5.6 | -3.9 | -12.2 | -25 | -30 | -5.6 | -8.9 | -8.3 | -17.8 | -6.7 | -10.6 | -13.9 | -19.3 | -13.3 | -17.8 | -26.1 | -31.7 | -21.1 | -27.8 | -7.8 | -16.1 | -9.4 | -15.6 | -6.1 | -15 | 15.6 | -4.4 | -21.1 | -25.6 | -23.7 | -27.3 | 12.8 | -8.3 | 11.3 | -2.2 | 8.9 | -7.2 | -18.9 | -25 | -5 | -10.6 | 8.3 | -6.1 | -1.7 | -4.4 | 5.6 | -3.9 | 8.3 | -5 | -6.1 | -8.9 | -3.9 | -16.1 | -8 | -13.5 | -3.3 | -8.3 | -12.2 | -22.2 | -5 | -7.2 | -9 | -14 | 2.4 | 1.1 | 8.3 | 1 | -3.9 | -16.1 | 11.1 | 1.7 | -5 | -10 | 11.7 | -6.1 | 7.8 | -1.7 | 8.9 | -2.8 | 1.1 | -10.6 | 8.3 | -5.6 | -6.1 | -6.7 | 21.1 | 10.6 | 11.1 | -5.6 | 2.2 | -8.3 | 22.2 | 11.7 | 13.3 | 8.3 | 2.8 | -0.6 | -4.2 | -12.8 | -2.2 | -4.4 | 7.8 | -3.9 | -13.9 | -15.6 | 3.3 | -3.9 | -7.1 | -11.3 | -7.2 | -17.1 | -2.2 | -13.9
-23 | -25 | -8.9 | -10.6 | 15 | 6.1 | 15.6 | 0.6 | 3.5 | -11.9 | 13.9 | 7.2 | 1 | -9 | 12.2 | 5.6 | 11.7 | 10 | 10 | -1.1 | 13.9 | 12.2 | 8.3 | 6.7 | -13.3 | -16.7 | 0.6 | -13.9 | 18 | 8 | 14.4 | 4.4 | 24.4 | 20.6 | 13.3 | 10 | 17.8 | 8.9 | 13.3 | 0.6 | 26.7 | 17.8 | -6.1 | -11.4 | 0.6 | -1.7 | -3.3 | -10.6 | 6.7 | 1.7 | -13.9 | -18.9 | -3.9 | -8.3 | 20.7 | 19.7 | 7.2 | -5 | -3.9 | -13.9 | -25 | -28 | -6.7 | -9.4 | -7.8 | -20.6 | -7.2 | -11.7 | -13.3 | -20 | -13.9 | -17.2 | -26.7 | -32.2 | -21.1 | -27.8 | -8.7 | -15.1 | -10.3 | -15.4 | -7.2 | -13.5 | 12.3 | -0.8 | -21.1 | -25.6 | -23.5 | -26.9 | 12.8 | -9.4 | 11.1 | 0 | 8.3 | -6.7 | -18.9 | -25 | -7.6 | -11.5 | 8.9 | -2.8 | -3.3 | -5 | 6.1 | -4.4 | 8.3 | -5 | -5.6 | -8.3 | -3.3 | -16.7 | -7.8 | -14.4 | -4.4 | -9.4 | -12.2 | -22.2 | -5 | -7.8 | -10 | -13 | 3.9 | 1.7 | 8.3 | 1.1 | -3.9 | -16.1 | 10 | 2.2 | -3 | -9 | 11.1 | -9.4 | 7.8 | -3.9 | 8.9 | -2.2 | 1.7 | -10.6 | 7.2 | -3.9 | -6.7 | -7.2 | 20 | 10.2 | 11.1 | -2.2 | 1.5 | -7.4 | 22.2 | 11.7 | 13.3 | 8.3 | 2.8 | -0.6 | -4.4 | -13.9 | -2.2 | -3.9 | 5.6 | -2.2 | -14.4 | -16.7 | 1.6 | -3.2 | -6.7 | -12.2 | -8.3 | -17.6 | -4.4 | -13.9
-27 | -29 | -12.8 | -14.4 | 13.9 | 7.2 | 13.9 | 1.1 | 2.2 | -12.8 | 13.9 | 7.2 | -1 | -7 | 11.7 | 5.6 | 11.7 | 10 | 8.5 | -0.7 | 13.3 | 11.7 | 7.6 | 5.6 | -14.4 | -17.8 | -1.7 | -13.3 | 17 | 9 | 13.9 | -1.1 | 24.4 | 21.1 | 12.8 | 10 | 16.7 | 8.9 | 12.8 | 6.1 | 25.6 | 18.3 | -6.1 | -11 | 0 | -1.7 | -4.4 | -10 | 5.8 | 1.7 | -13.9 | -18.9 | -4.5 | -8.1 | 20.4 | 19.8 | 5 | -3.3 | -4.4 | -16.1 | -26 | -29 | -6.7 | -9.4 | -8.9 | -20 | -7.2 | -12.2 | -13.1 | -17.7 | -13.9 | -16.7 | -27.8 | -32.2 | -21.7 | -27.8 | -9.7 | -15.3 | -11.3 | -16 | -8.3 | -13.5 | 8.9 | 0.3 | -21.1 | -26.1 | -23.3 | -27.2 | 11.1 | -10.6 | 10.5 | 1.1 | 7.2 | -6.1 | -20 | -26.7 | -10.2 | -13.1 | 8.3 | -1.1 | -3.9 | -4.4 | 5.6 | -4.4 | 4.4 | -6.7 | -5 | -6.7 | -3.3 | -16.1 | -8.2 | -14.1 | -4.4 | -10 | -13.3 | -22.2 | -5 | -8.3 | -10 | -14 | 2 | -0.1 | 7.2 | 1.9 | -5.6 | -16.1 | 9.4 | 1.1 | -4 | -9 | 10 | -11.1 | 8.3 | -3.3 | 5 | -2.2 | 1.7 | -10.6 | 5.6 | -3.9 | -6.7 | -7.2 | 18.9 | 9.4 | 13.3 | -0.6 | 0.7 | -7.6 | 20.6 | 12.2 | 13.3 | 8.3 | 2.2 | -0.6 | -5.2 | -12.2 | -3.3 | -9.4 | 5.6 | -4.4 | -17.2 | -19.4 | 0 | -3.3 | -6.9 | -11.8 | -9.4 | -19.4 | -7.8 | -15.6
-30 | -31 | -12.8 | -13.9 | 13.9 | 7.2 | 10.6 | 1.7 | 0.5 | -12.4 | 13.9 | 7.8 | -1 | -7 | 10.6 | 6.1 | 12.2 | 10 | 7.1 | -0.3 | 13.3 | 11.7 | 6.8 | 4.5 | -16.1 | -18.3 | -5.6 | -13.9 | 17 | 9 | 11.1 | -1.1 | 23.3 | 21.1 | 12.2 | 10.1 | 15.6 | 8.3 | 10 | 7.2 | 25 | 18.9 | -6.1 | -11.1 | 0 | -1.1 | -5 | -10 | 4.8 | 1.3 | -15.6 | -20 | -5 | -8.6 | 20 | 19.4 | 3.3 | -3.3 | -4.4 | -16.1 | -26 | -30 | -8.9 | -11.1 | -9.4 | -20.6 | -8.3 | -12.2 | -13 | -16.4 | -13.9 | -17.2 | -28.3 | -32.2 | -22.8 | -27.8 | -10.6 | -16.1 | -12.2 | -17.2 | -9.4 | -13.9 | 5.6 | 0.6 | -23 | -27.3 | -23.3 | -26.7 | 7.2 | -11.1 | 10 | 1.6 | 6.1 | -5.6 | -22.2 | -28.9 | -12.8 | -15 | 7.8 | -1.7 | -3.3 | -6.1 | 5 | -3.9 | 1.1 | -6.1 | -3.9 | -6.1 | -4.4 | -17.2 | -8.5 | -14.4 | -5 | -10 | -14.4 | -21.7 | -5 | -10.6 | -10 | -14 | 0.2 | -1.8 | 6.1 | 2.6 | -5.6 | -15.6 | 8.3 | 2.2 | -3 | -8 | 8.3 | -8.3 | 6.7 | 0 | 2.2 | -2.8 | 0 | -10 | 6.1 | -3.9 | -7.2 | -7.8 | 17.8 | 8.9 | 11.1 | -0.6 | 0 | -8.9 | 18.3 | 12.2 | 13.3 | 8.9 | 1.7 | 0 | -5.9 | -11.9 | -5 | -11.7 | 5.6 | -4.4 | -18.3 | -20 | -1.7 | -3.9 | -7 | -11.9 | -10.7 | -19.6 | -7.8 | -15.6
-30 | -31 | -11.1 | -12.2 | 13.3 | 6.7 | 11.7 | 2.8 | -1.1 | -13.5 | 13.3 | 7.2 | -1 | -6 | 9.4 | 5.6 | 11.7 | 10 | 5.6 | -0.6 | 12.8 | 11.7 | 6.1 | 3.3 | -17.7 | -19.3 | -5 | -14.4 | 17 | 12 | 9.4 | -2.8 | 22.8 | 21.1 | 11.7 | 10 | 14.4 | 7.8 | 8.3 | 6.7 | 23.9 | 17.8 | -6.8 | -10.7 | 0 | -1.1 | -5.6 | -10.6 | 3.9 | 1.1 | -15.6 | -19.4 | -5.6 | -9.4 | 19.8 | 19.5 | 1.1 | -3.9 | -5 | -15 | -26 | -30 | -10.6 | -11.7 | -10 | -20.6 | -7.8 | -11.7 | -12.8 | -15.6 | -13.9 | -16.7 | -28.9 | -32.2 | -23.3 | -28.3 | -11.3 | -15.7 | -12.6 | -16.8 | -10 | -13.5 | 5.4 | -0.2 | -24.8 | -29 | -23.3 | -26.7 | 5 | -11.1 | 9.4 | 2.2 | 6.1 | -2.2 | -24.4 | -31.1 | -13.7 | -16.9 | 7.2 | -2.2 | -4.4 | -6.7 | 3.3 | -2.2 | 1.7 | -6.1 | -3.3 | -5 | -4.4 | -17.2 | -8.9 | -15.6 | -5 | -10.6 | -15 | -21.7 | -5 | -11.7 | -10 | -14 | -1.7 | -3.9 | 5 | 2.8 | -5 | -15.6 | 7.2 | 2.8 | -3 | -7 | 6.7 | -7.8 | 6.7 | -1.1 | 1.1 | -2.8 | -1.7 | -8.9 | 4.4 | -4.4 | -7.8 | -8.3 | 17.1 | 9.8 | 10 | -0.6 | -0.7 | -6.9 | 18.3 | 12.2 | 12.8 | 9.4 | 1.1 | -0.6 | -6.7 | -12.2 | -6.1 | -12.2 | 5 | -4.4 | -17.2 | -19.4 | -1.9 | -3.7 | -7.2 | -12.8 | -12 | -21 | -9.4 | -18.9
-28 | -30 | -13.3 | -15 | 12.8 | 7.2 | 11.7 | 3.3 | -2.8 | -16.1 | 12.8 | 7.8 | -3 | -8 | 8.3 | 6.1 | 11.7 | 10 | 4.8 | -0.7 | 12.8 | 11.7 | 6.3 | 3.5 | -19.4 | -20.6 | -7.8 | -15 | 16 | 13 | 8.3 | -2.2 | 22.8 | 21.1 | 11.9 | 8.8 | 13.9 | 7.8 | 7.8 | 6.1 | 23.3 | 18.3 | -7.6 | -11 | -0.6 | -1.1 | -6.7 | -11.1 | 2.6 | 0.6 | -16.1 | -20 | -6 | -9.4 | 19.6 | 19.5 | -1.7 | -5 | -4.4 | -15 | -26 | -29 | -11.1 | -11.7 | -10 | -20 | -7.2 | -11.1 | -12.2 | -14.2 | -13.9 | -16.1 | -28.9 | -32.2 | -23.3 | -28.3 | -12.1 | -16 | -12.9 | -16.9 | -10.5 | -13.4 | 5.2 | -1.1 | -26.7 | -31.1 | -23.3 | -27.2 | 2.2 | -9.4 | 9.4 | 2.7 | 5 | 0 | -27.2 | -32.8 | -14.7 | -19.1 | 5 | -2.8 | -5 | -7.2 | 2.8 | -2.8 | -1.1 | -6.1 | -2.8 | -3.9 | -4.4 | -17.2 | -8.9 | -14.8 | -5 | -10.6 | -15.6 | -21.7 | -5 | -12.2 | -10 | -13 | -2.2 | -4 | 4.8 | 2.8 | -6.1 | -16.1 | 6.7 | 3.9 | -3 | -7 | 5 | -8.3 | 6.1 | -0.6 | -1.7 | -3.9 | -2.8 | -8.3 | 4.4 | -4.4 | -8.3 | -8.9 | 16.3 | 10.6 | 9.4 | 0.6 | -1.5 | -6.6 | 17.8 | 13.9 | 12.2 | 10 | 1.7 | -0.6 | -7.2 | -11.1 | -5.6 | -11.7 | 5 | -3.9 | -17.8 | -20.6 | -2 | -3.7 | -8.1 | -12.1 | -13.3 | -23.3 | -10 | -16.7
-29 | -31 | -13.3 | -15 | 12.8 | 8.3 | 12.2 | 2.2 | -3 | -14 | 13.3 | 7.2 | -2 | -9 | 7.2 | 5 | 11.7 | 8.9 | 4.1 | -0.8 | 12.8 | 11.7 | 6.5 | 3.5 | -19.6 | -21.8 | -8.9 | -15.6 | 16 | 14 | 8.3 | -3.9 | 22.8 | 21.1 | 12 | 7.3 | 13.3 | 6.7 | 6.7 | 5.6 | 23.3 | 18.3 | -8.3 | -11.7 | 0 | -1.1 | -7.8 | -11.1 | 1.3 | 0 | -17.2 | -20.6 | -6.3 | -9.7 | 19.4 | 19.4 | 0 | -3.9 | -4.4 | -13.3 | -26 | -30 | -11.1 | -11.7 | -10.6 | -20 | -6.7 | -10 | -11.7 | -13.5 | -13.9 | -16.1 | -29.4 | -32.8 | -24.4 | -28.3 | -12.8 | -16.7 | -13.3 | -17.8 | -11.1 | -13.9 | 5 | -2.2 | -26.7 | -30.6 | -23.3 | -26.6 | -0.6 | -6.7 | 9.4 | 2.9 | 3.9 | 2.2 | -26.7 | -33.9 | -15.6 | -22.2 | 6.1 | -2.8 | -6.1 | -8.3 | 2.8 | -2.2 | -1.7 | -6.7 | -2.2 | -3.3 | -5 | -16.7 | -8.9 | -14.8 | -3.9 | -11.1 | -16.7 | -21.7 | -5.6 | -13.9 | -10 | -14 | -2.8 | -4.4 | 4.6 | 2.8 | -7.8 | -15.6 | 6.1 | 3.9 | -3 | -7 | 3.3 | -7.8 | 5.6 | 0 | -2.8 | -5 | -3.3 | -7.2 | 3.9 | -3.3 | -8.3 | -9.4 | 15.6 | 11.1 | 10 | 0.6 | -2.2 | -6.7 | 16.7 | 14.4 | 11.1 | 10 | 1.7 | -0.6 | -7.8 | -10.6 | -5.6 | -12.2 | 4.4 | -3.3 | -21.7 | -26.1 | -2.2 | -3.9 | -9.1 | -12.3 | -12.9 | -22.1 | -7.8 | -15
-29 | -30 | -13.3 | -15 | 11.7 | 8.3 | 12.2 | 2.8 | -3.1 | -13.3 | 13.3 | 7.8 | -2 | -11 | 6.7 | 4.4 | 11.1 | 8.9 | 3.3 | -1.1 | 12.8 | 11.7 | 6.7 | 3.3 | -19.8 | -23.3 | -7.8 | -15 | 17 | 16 | 7.8 | -3.9 | 22.8 | 21.1 | 12.2 | 5.6 | 12.8 | 6.7 | 6.7 | 5.6 | 22.2 | 18.3 | -8.5 | -11.3 | -0.6 | -1.1 | -8.9 | -12.8 | 0 | -0.6 | -17.8 | -21.1 | -6.7 | -10.6 | 16.8 | 16.7 | 1.1 | -2.2 | -5 | -13.9 | -25 | -28 | -12.2 | -12.2 | -10.6 | -19.4 | -6.1 | -10 | -11.1 | -12.8 | -12.8 | -16.1 | -31.1 | -34.4 | -24.4 | -27.8 | -13.2 | -16.6 | -13.5 | -17.2 | -11.7 | -14.4 | 4.4 | -1.8 | -26.7 | -30.3 | -23.3 | -26.5 | -1.7 | -6.7 | 9.4 | 3.3 | 3.3 | 2.2 | -27.8 | -35.6 | -16 | -21.9 | 3.9 | -2.8 | -8.9 | -11.7 | 2.8 | -2.2 | -3.9 | -7.8 | -1.1 | -2.8 | -5.6 | -17.2 | -8.9 | -15.6 | -3.9 | -10 | -16.7 | -21.7 | -6.1 | -14.4 | -10 | -14 | -3.3 | -5 | 4.4 | 2.8 | -7.2 | -15.6 | 5.6 | 3.3 | -4 | -8 | 2.2 | -7.2 | 5 | 0 | -2.8 | -5 | -3.9 | -7.2 | 3.9 | -4.4 | -8.9 | -10 | 16.3 | 11.3 | 9.4 | 0.6 | -2.4 | -6.3 | 16.7 | 14.4 | 10 | 10 | 1.7 | -0.6 | -8.3 | -10.6 | -5.6 | -12.2 | 4.4 | -0.6 | -23.3 | -28.3 | -2 | -3.4 | -10 | -12.8 | -12.6 | -21.8 | -8.3 | -15
-28 | -29 | -15 | -17.2 | 11.7 | 8.9 | 12.8 | 5 | -3.3 | -13.9 | 12.2 | 8.3 | -2 | -11 | 6.1 | 4.4 | 10.6 | 8.9 | 2.9 | -1.4 | 12.2 | 11.1 | 6.8 | 3.3 | -20 | -25.6 | -8.3 | -15.6 | 18 | 17 | 7.2 | -3.9 | 22.8 | 21.1 | 12.2 | 5.2 | 12.2 | 6.1 | 7.2 | 6.1 | 21.7 | 18.3 | -8.7 | -11.2 | 0 | -1.1 | -8.9 | -13.3 | 0.2 | -0.3 | -16.7 | -20.6 | -7.4 | -10.7 | 14.3 | 13.9 | 0.6 | -3.3 | -5.6 | -15 | -25 | -28 | -11.1 | -11.2 | -10 | -18.3 | -5 | -9.4 | -11.8 | -14.1 | -12.8 | -15.6 | -31.1 | -33.9 | -25 | -27.8 | -13.5 | -16.9 | -13.7 | -17.2 | -12.2 | -15.3 | 3.9 | -1.5 | -26.7 | -30.6 | -23.3 | -26.7 | -2.8 | -6.7 | 9 | 3 | 3.3 | 2.8 | -30.6 | -37.8 | -16.3 | -22.4 | 2.2 | -2.2 | -7.8 | -10.6 | 2.2 | -2.2 | -4.4 | -7.8 | -0.6 | -1.7 | -5.6 | -16.7 | -8.9 | -14.8 | -3.9 | -10.6 | -17.2 | -21.7 | -6.7 | -13.9 | -10 | -15 | -4.2 | -5.7 | 4.8 | 2.8 | -6.7 | -15.6 | 5.6 | 3.9 | -5 | -9 | 1.1 | -3.9 | 5 | 0.6 | -3.3 | -5.6 | -4.4 | -7.8 | 4.4 | -5 | -9.4 | -10.6 | 17.1 | 11.6 | 10 | 0.6 | -2.6 | -6.5 | 16.7 | 15 | 10 | 10 | 1.1 | -2.8 | -9.2 | -10.8 | -5 | -11.7 | 3.9 | -1.1 | -23.3 | -27.8 | -1.9 | -3 | -10.6 | -12.7 | -12.2 | -22.8 | -8.9 | -14.4
-28 | -30 | -13.9 | -15.6 | 11.1 | 8.9 | 12.8 | 6.7 | -2.6 | -12.3 | 11.1 | 8.9 | -2 | -12 | 5.6 | 3.3 | 10 | 8.9 | 2.6 | -1.7 | 11.1 | 9.4 | 6.8 | 3.2 | -20.6 | -25.3 | -7.8 | -15.6 | 17 | 17 | 5.6 | -2.8 | 22.8 | 20.6 | 12.2 | 4.4 | 11.7 | 5.6 | 7.8 | 6.1 | 20.6 | 18.3 | -8.9 | -11.7 | 0 | -0.6 | -10 | -13.9 | 0.4 | -0.1 | -18.9 | -22.8 | -8.2 | -11.3 | 11.7 | 11.1 | 0.6 | -2.8 | -5.6 | -15.6 | -24 | -28 | -11.7 | -11.7 | -10 | -15 | -5 | -8.3 | -12.6 | -16 | -12.8 | -15.6 | -32.2 | -35 | -25 | -27.8 | -13.9 | -17.8 | -13.9 | -17.8 | -12.8 | -16.7 | 3.3 | -1.7 | -26.1 | -29.6 | -23.1 | -26.7 | -2.8 | -6.7 | 8.7 | 2.7 | 2.8 | 2.8 | -31.7 | -38.3 | -16.7 | -23.3 | 4.4 | -1.7 | -12.8 | -14.4 | 2.8 | -2.2 | -2.8 | -6.7 | -0.6 | -1.1 | -6.1 | -16.7 | -8.9 | -14.8 | -3.3 | -10.6 | -17.2 | -21.7 | -6.7 | -14.4 | -9 | -13 | -5.2 | -6.7 | 5.2 | 2.9 | -6.7 | -13.3 | 5.6 | 3.3 | -5 | -9 | 0 | -3.9 | 4.4 | 0 | -5 | -6.7 | -5 | -8.3 | 3.9 | -3.9 | -10 | -11.1 | 17.8 | 11.7 | 8.3 | 1.1 | -2.8 | -7.2 | 17.8 | 15.6 | 10.6 | 10.6 | 0 | -3.9 | -10.2 | -11.5 | -6.1 | -10.6 | 4.4 | -2.2 | -23.3 | -28.9 | -1.7 | -2.8 | -11.1 | -12.9 | -13.3 | -22 | -9.4 | -15.6
-27 | -29 | -12.2 | -13.3 | 10.6 | 8.9 | 13.3 | 8.9 | -1.8 | -11.8 | 10.6 | 9.4 | -5 | -12 | 4.4 | 2.8 | 11.1 | 8.9 | 2.2 | -2.2 | 10.6 | 8.9 | 6.8 | 3.1 | -21.1 | -25.4 | -7.8 | -16.1 | 17 | 17 | 5 | -2.8 | 22.2 | 20.6 | 12.2 | 3.9 | 10.6 | 5.6 | 7.8 | 6.1 | 20.6 | 18.3 | -8.9 | -11 | -1.7 | -2.2 | -11.1 | -14.4 | 0.6 | 0 | -19.4 | -23.3 | -8.9 | -12.2 | 11.1 | 10.5 | -3.3 | -5.6 | -6.7 | -15.6 | -22 | -27 | -11.1 | -11.1 | -11.7 | -20.6 | -4.4 | -6.1 | -13.3 | -18.3 | -13.3 | -15 | -32.8 | -36.1 | -25 | -29.4 | -14.1 | -17.8 | -13.9 | -17.3 | -13.5 | -16.6 | 2.9 | -1.3 | -25.6 | -29.1 | -23 | -27.3 | -5 | -6.7 | 8.3 | 2.2 | 2.8 | 2.8 | -30 | -37.2 | -17.2 | -23 | 1.7 | -2.8 | -13.9 | -16.1 | 2.2 | -2.8 | -6.1 | -8.3 | 0 | -1.1 | -6.7 | -16.1 | -8.9 | -15.6 | -3.3 | -10 | -17.8 | -21.7 | -7.8 | -15 | -8 | -12 | -6.1 | -7.8 | 5.6 | 2.8 | -7.2 | -13.9 | 5.6 | 3.3 | -5 | -10 | -0.6 | -4.4 | 3.9 | 0.6 | -3.3 | -5 | -5.6 | -8.9 | 2.8 | -3.3 | -10.6 | -11.7 | 18.2 | 11.8 | 7.2 | 1.1 | -2.8 | -6.5 | 18.3 | 15.6 | 10.6 | 10.6 | -0.6 | -6.1 | -11.1 | -12.2 | -6.1 | -11.1 | 4.4 | -2.8 | -24.4 | -28.9 | -1.3 | -2.4 | -11.7 | -13.3 | -14.5 | -22.7 | -10.6 | -17.2
-26 | -28 | -10 | -11.1 | 10.6 | 9.4 | 13.3 | 9.4 | -1.1 | -12.8 | 10.6 | 9.4 | -5 | -11 | 3.3 | 1.7 | 9.4 | 7.8 | 2 | -2.4 | 10 | 9.4 | 6.9 | 3.1 | -21.7 | -26.1 | -9.4 | -16.1 | 18 | 18 | 3.9 | -2.2 | 22.8 | 20.6 | 11.7 | 3.7 | 10 | 5 | 7.2 | 6.1 | 20 | 17.8 | -8.9 | -10.6 | -1.7 | -2.2 | -11.1 | -15 | 0.8 | 0.2 | -21.1 | -25.6 | -9.3 | -12.1 | 10.6 | 10 | -2.2 | -4.4 | -7.2 | -15.6 | -21 | -26 | -9.4 | -10 | -12.2 | -22.2 | -4.4 | -6.1 | -13.3 | -17.6 | -13.3 | -16.1 | -33.3 | -36.7 | -25 | -29.4 | -14.2 | -18.3 | -13.9 | -17.3 | -14.3 | -17 | 2.6 | -1.1 | -25 | -28.9 | -22.8 | -28.3 | -5 | -7.2 | 7.9 | 2.6 | 2.8 | 2.8 | -30.6 | -37.8 | -17.8 | -23.4 | 1.7 | -2.8 | -15 | -16.7 | 2.8 | -2.2 | -6.7 | -8.3 | 0.6 | -0.6 | -6.7 | -16.7 | -8.3 | -14.2 | -3.3 | -9.4 | -17.8 | -21.7 | -7.8 | -14.4 | -8 | -12 | -6.1 | -7.4 | 5.4 | 2.9 | -8.3 | -14.4 | 5.6 | 3.3 | -5 | -10 | -0.6 | -3.9 | 3.9 | 0.6 | -2.8 | -4.4 | -6.1 | -8.3 | 2.2 | -2.2 | -11.1 | -12.2 | 18.5 | 11.6 | 5 | 0.6 | -2.8 | -6.3 | 17.8 | 15.6 | 11.1 | 11.1 | -1.1 | -6.1 | -11.7 | -12.5 | -6.1 | -10.6 | 4.4 | -3.9 | -24.4 | -28.9 | -1 | -2.4 | -12.1 | -13.4 | -15.6 | -23.9 | -10.6 | -17.8
-26 | -28 | -10.6 | -11.7 | 11.1 | 9.4 | 13.9 | 10 | -2 | -10.7 | 10 | 8.9 | -3 | -12 | 3.9 | 2.2 | 8.3 | 7.8 | 1.9 | -2.6 | 10 | 9.4 | 6.9 | 3 | -22.2 | -26.1 | -8.3 | -16.1 | 19 | 18 | 3.3 | -1.7 | 22.2 | 20 | 11.1 | 3.6 | 9.4 | 4.4 | 7.2 | 6.1 | 20.6 | 18.3 | -8.9 | -10.6 | -1.7 | -1.7 | -12.2 | -15.6 | 0.9 | 0.3 | -21.1 | -25 | -9.6 | -12.2 | 10 | 9.4 | -3.3 | -5.6 | -7.8 | -16.1 | -18 | -23 | -10.6 | -10.6 | -12.8 | -22.2 | -4.4 | -7.8 | -13.3 | -17.3 | -13.3 | -15.6 | -32.8 | -36.1 | -25.6 | -28.9 | -14.4 | -19.4 | -13.9 | -17.8 | -15 | -17.8 | 2.2 | -1.1 | -25 | -28.9 | -23.2 | -27.8 | -4.4 | -6.1 | 7.6 | 2.7 | 2.8 | 2.8 | -32.2 | -39.4 | -18.3 | -24.4 | 1.7 | -3.3 | -13.9 | -16.1 | 3.3 | -3.3 | -7.2 | -8.9 | 0.6 | -0.6 | -7.2 | -16.1 | -7.8 | -13.7 | -2.8 | -9.4 | -18.3 | -22.2 | -8.3 | -15 | -6 | -11 | -6.1 | -7.2 | 5.2 | 2.9 | -8.9 | -13.9 | 5.6 | 2.8 | -5 | -9 | -1.1 | -4.4 | 3.9 | 1.1 | -2.8 | -5 | -6.1 | -8.3 | 2.2 | -2.8 | -11.1 | -12.8 | 18.9 | 11.7 | 4.4 | 0.6 | -2.8 | -6.7 | 17.2 | 15.6 | 11.1 | 11.1 | -0.6 | -6.1 | -12.2 | -12.8 | -6.7 | -9.4 | 3.9 | -2.8 | -23.9 | -28.9 | -0.6 | -2.2 | -12.4 | -13.6 | -16.9 | -23.3 | -7.8 | -16.1
-27 | -28 | -11.7 | -12.8 | 11.7 | 9.4 | 14.4 | 11.1 | -3 | -10.5 | 9.4 | 8.3 | -6 | -12 | 5 | 3.3 | 6.7 | 6.7 | 1.7 | -3.3 | 10 | 9.4 | 7 | 2.9 | -22.8 | -26.5 | -8.9 | -16.1 | 18 | 18 | 2.8 | -1.7 | 22.2 | 20 | 10.6 | 3.3 | 8.9 | 3.9 | 7.2 | 5.6 | 20 | 17.8 | -9.6 | -10.7 | -2.8 | -2.8 | -13.9 | -17.2 | 1.1 | 0.6 | -20.6 | -25 | -10 | -12.8 | 9.6 | 9.2 | -3.9 | -5.6 | -7.8 | -17.2 | -18 | -21 | -8.9 | -9.2 | -13.3 | -21.7 | -4.4 | -7.8 | -13.3 | -17.8 | -13.3 | -15.6 | -34.4 | -37.8 | -27.2 | -30 | -15 | -19.1 | -14.3 | -18.3 | -15.4 | -17.5 | 1.8 | -0.7 | -25 | -29.5 | -23.5 | -27.8 | -4.4 | -6.7 | 7.2 | 2.8 | 2.8 | 2.8 | -31.1 | -38.3 | -18.7 | -23.9 | 3.3 | -2.8 | -15 | -16.7 | 3.3 | -2.8 | -7.8 | -10 | 0.6 | -0.6 | -6.7 | -15 | -7.2 | -13.9 | -2.8 | -8.9 | -18.3 | -22.8 | -8.3 | -14.4 | -6 | -11 | -6.1 | -7.2 | 5 | 2.8 | -9.4 | -14.4 | 5.6 | 3.3 | -5 | -9 | -1.1 | -4.4 | 4.4 | 1.1 | -1.1 | -3.9 | -6.7 | -9.4 | 1.7 | -2.2 | -11.7 | -12.8 | 18.9 | 12 | 5.6 | 0 | -3 | -6.2 | 16.7 | 15.6 | 11.7 | 11.7 | -1.1 | -6.1 | -12.8 | -13.3 | -6.7 | -10 | 3.9 | -3.3 | -24.4 | -29.4 | -0.4 | -1.5 | -12.8 | -13.9 | -18.1 | -23.4 | -8.9 | -19.4
-27 | -29 | -12.2 | -13.9 | 11.1 | 8.9 | 15 | 11.7 | -3.9 | -11.1 | 9.4 | 8.9 | -6 | -12 | 3.9 | 2.2 | 7.8 | 7.8 | 1.1 | -3.1 | 10 | 9.4 | 7.1 | 2.9 | -23.3 | -27.2 | -9.4 | -16.7 | 19 | 19 | 2.8 | -1.7 | 22.2 | 20.6 | 9.3 | 4.5 | 8.9 | 4.4 | 7.2 | 5 | 18.9 | 17.2 | -10.4 | -11.2 | -6.1 | -6.7 | -13.9 | -16.7 | 0.9 | 0.3 | -21.1 | -25.6 | -10.2 | -12.5 | 9.3 | 9.2 | -4.4 | -5.6 | -8.3 | -17.8 | -17 | -21 | -8.3 | -8.8 | -13.9 | -21.7 | -6.1 | -9.4 | -13.3 | -16.4 | -15.6 | -17.8 | -35 | -38.3 | -27.8 | -30.6 | -15.5 | -19.3 | -14.6 | -19.3 | -15.7 | -17.4 | 1.5 | -0.2 | -25 | -30.6 | -23.9 | -28.3 | -5.6 | -7.2 | 6.7 | 2.8 | 2.8 | 2.8 | -32.8 | -40 | -19 | -24.2 | -1.1 | -4.4 | -17.2 | -19.4 | 2.8 | -3.9 | -7.8 | -9.4 | 0.6 | 0 | -6.7 | -13.9 | -6.8 | -12.9 | -3.3 | -8.3 | -18.9 | -23.3 | -8.3 | -14.4 | -5 | -8 | -5.4 | -6.4 | 5 | 2.7 | -9.4 | -15 | 5.6 | 3.3 | -6 | -10 | -1.1 | -6.1 | 4.4 | 1.1 | -1.7 | -3.9 | -6.7 | -9.4 | 1.1 | -1.7 | -11.7 | -13.3 | 18.9 | 12 | 5 | 0 | -3.1 | -6.2 | 15 | 14.4 | 11.7 | 11.7 | -2.2 | -7.2 | -12.8 | -13.5 | -6.1 | -10 | 3.3 | -4.4 | -23.9 | -28.9 | -0.2 | -1.1 | -13.2 | -14.2 | -19.4 | -24.4 | -11.7 | -19.4
-27 | -29 | -13.9 | -15.6 | 11.7 | 9.4 | 14.4 | 11.7 | -4.5 | -10.6 | 8.9 | 8.3 | -5 | -11 | 5 | 2.8 | 7.2 | 7.2 | 0.6 | -3.2 | 10.6 | 10 | 7.1 | 2.9 | -22.6 | -26.4 | -8.9 | -15.6 | 18 | 18 | 2.8 | -2.2 | 22.2 | 20.6 | 8 | 5.1 | 10 | 6.1 | 6.7 | 4.4 | 18.3 | 17.2 | -11.1 | -11.7 | -6.1 | -6.7 | -14.4 | -17.8 | 0.8 | 0.2 | -21.1 | -26.1 | -10.4 | -12.5 | 8.9 | 8.9 | -3.9 | -5.6 | -8.3 | -19.4 | -17 | -20 | -8.3 | -8.9 | -13.9 | -21.7 | -6.7 | -10.6 | -13.3 | -15.9 | -13.9 | -16.7 | -34.4 | -37.8 | -27.8 | -30.6 | -16.1 | -20 | -15 | -21.1 | -16.1 | -17.8 | 1.1 | 0 | -24.8 | -29.9 | -24.5 | -29.7 | -6.7 | -7.8 | 6.1 | 2.4 | 2.8 | 2.8 | -32.2 | -41.1 | -19.4 | -25 | 0 | -3.9 | -18.3 | -20.6 | 2.8 | -3.3 | -7.8 | -11.1 | 0.6 | 0.6 | -6.7 | -13.9 | -6.5 | -12.7 | -3.3 | -8.3 | -19.4 | -23.3 | -7.8 | -15 | -5 | -9 | -4.6 | -5.6 | 5 | 2.4 | -10 | -15 | 5.6 | 2.8 | -7 | -10 | -1.7 | -6.7 | 5 | 1.1 | -1.1 | -3.9 | -7.2 | -9.4 | 0.6 | -1.7 | -11.7 | -13.3 | 18.9 | 12.2 | 3.9 | -0.6 | -3.3 | -6.7 | 14.4 | 14.4 | 11.7 | 11.7 | -3.9 | -8.9 | -12.8 | -13.6 | -6.7 | -8.9 | 3.3 | -2.8 | -25 | -30 | 0 | -0.6 | -13.5 | -14.5 | -19.2 | -23.8 | -11.7 | -17.8
-27 | -29 | -15.6 | -17.2 | 11.1 | 8.9 | 15 | 12.2 | -5 | -11 | 8.3 | 7.8 | -3 | -12 | 5.6 | 3.3 | 6.7 | 6.7 | 0 | -3.9 | 10 | 9.4 | 7.2 | 2.8 | -21.8 | -25.7 | -6.7 | -15 | 18 | 18 | 2.2 | -1.1 | 22.2 | 20.6 | 6.7 | 5.6 | 10 | 6.7 | 6.7 | 4.4 | 17.8 | 17.2 | -10.4 | -11.2 | -3.9 | -4.4 | -14.4 | -18.9 | 0.6 | 0 | -22.2 | -27.2 | -10.6 | -12.8 | 8.7 | 8.6 | -1.1 | -3.9 | -9.4 | -20.6 | -15 | -18 | -9.4 | -10 | -13.9 | -21.7 | -7.2 | -12.2 | -13.3 | -15.6 | -15 | -17.2 | -35 | -38.9 | -27.8 | -31.1 | -15.5 | -18.6 | -14.4 | -19.3 | -15.7 | -17.4 | 3.7 | 1.2 | -24.6 | -29.6 | -25 | -31.5 | -6.7 | -7.8 | 5.6 | 2.2 | 2.8 | 2.8 | -32.8 | -42.2 | -20.2 | -24.9 | 0.6 | -1.1 | -17.2 | -19.4 | 2.8 | -3.9 | -7.8 | -10 | 0.6 | 0.6 | -6.7 | -13.9 | -6.1 | -13.3 | -3.9 | -8.3 | -20 | -23.9 | -8.3 | -15 | -5 | -8 | -3.9 | -5 | 5 | 2.2 | -10 | -15 | 5.6 | 2.8 | -7 | -11 | -1.7 | -6.7 | 5 | 1.7 | 0.6 | -2.8 | -7.8 | -9.4 | -1.1 | -2.8 | -12.2 | -13.3 | 19.3 | 12.8 | 3.3 | -0.6 | -2.6 | -5.8 | 14.4 | 14.4 | 11.7 | 11.7 | -3.3 | -7.8 | -12.8 | -13.9 | -4.4 | -10.6 | 2.2 | -1.1 | -24.4 | -29.4 | 0.2 | -0.3 | -13.9 | -15 | -19.1 | -23.8 | -10 | -17.2
-27 | -28 | -16.1 | -18.3 | 12.2 | 9.4 | 15.6 | 12.8 | -5.6 | -12.2 | 8.3 | 7.8 | -6 | -12 | 5.6 | 3.9 | 7.8 | 7.2 | 1.7 | -3.2 | 11.1 | 10 | 7 | 3.8 | -21.1 | -25.6 | -7.2 | -15 | 17 | 17 | 2.8 | -0.6 | 22.2 | 21.1 | 6.5 | 5.3 | 10.6 | 7.2 | 6.7 | 4.4 | 21.1 | 17.2 | -9.6 | -10.7 | -2.8 | -3.3 | -15 | -23.9 | 1.5 | 0.6 | -22.2 | -26.7 | -9.7 | -12.2 | 8.5 | 8.1 | 2.2 | -1.7 | -9.4 | -17.2 | -13 | -16 | -8.3 | -8.9 | -13.9 | -21.7 | -8.3 | -14.4 | -13.1 | -15.1 | -13.9 | -16.1 | -35 | -38.3 | -26.7 | -29.4 | -15 | -17.8 | -13.9 | -18.2 | -15.4 | -17.5 | 6.3 | 2.6 | -24.4 | -30 | -25.6 | -34.4 | -6.7 | -8.3 | 6.3 | 2.2 | 3.3 | 3.3 | -32.2 | -42.2 | -20.9 | -25.2 | 2.2 | -0.6 | -16.1 | -18.3 | 3.3 | -3.9 | -7.2 | -9.4 | 0.6 | 0.6 | -6.1 | -14.4 | -5.4 | -12 | -6.1 | -7.2 | -20.6 | -23.9 | -8.9 | -15 | -3 | -9 | -3.9 | -4.9 | 5 | 2.4 | -9.4 | -15 | 5.6 | 5 | -6 | -10 | -2.2 | -6.7 | 5.6 | 1.7 | 1.1 | -2.2 | -7.8 | -9.4 | -1.7 | -3.3 | -12.2 | -13.3 | 19.6 | 13.3 | 4.4 | -0.6 | -1.8 | -5.4 | 16.7 | 15.6 | 11.7 | 11.7 | -3.3 | -7.8 | -10.2 | -11.6 | -4.4 | -12.2 | 3.3 | -2.2 | -24.4 | -28.9 | 0.4 | -0.1 | -12.2 | -13.2 | -18.9 | -24.4 | -8.3 | -15.6
-26 | -28 | -15 | -17.2 | 12.8 | 11.1 | 16.7 | 13.9 | -2.4 | -10.4 | 8.3 | 8.3 | -4 | -11 | 7.2 | 4.4 | 10 | 7.8 | 3.3 | -2.9 | 11.1 | 10.6 | 6.9 | 4.9 | -18.1 | -23.1 | -6.7 | -15 | 15 | 15 | 6.1 | 0.6 | 23.9 | 21.7 | 6.3 | 4.8 | 12.2 | 8.3 | 6.7 | 4.4 | 22.8 | 17.8 | -8.9 | -10.6 | -2.8 | -4.4 | -13.9 | -23.3 | 2.4 | 1.1 | -21.7 | -26.1 | -8.7 | -11.9 | 8.3 | 7.8 | 6.7 | 0 | -8.3 | -17.8 | -13 | -16 | -8.3 | -9.4 | -12.2 | -21.7 | -9.4 | -14.4 | -13 | -15.3 | -15 | -17.2 | -35.6 | -37.8 | -25.6 | -28.9 | -14.4 | -17.2 | -13.3 | -17.8 | -15 | -17.8 | 8.9 | 3.3 | -23.7 | -28.7 | -24.8 | -30.7 | -3.3 | -5.6 | 7.1 | 2.4 | 3.3 | 3.3 | -31.7 | -41.1 | -21.7 | -26.1 | 4.4 | 0 | -13.9 | -16.7 | 3.9 | -3.9 | -5.6 | -7.8 | 0.6 | 0.6 | -5 | -12.8 | -4.6 | -11.6 | -6.7 | -8.3 | -19.4 | -23.9 | -8.3 | -14.4 | -3 | -10 | -3.9 | -4.9 | 5 | 2.7 | -6.7 | -13.3 | 5 | 5 | -7 | -11 | 0.6 | -5.6 | 6.1 | 2.2 | 1.7 | -1.7 | -6.7 | -8.9 | -2.2 | -4.4 | -12.2 | -13.3 | 20 | 13.9 | 6.7 | -0.6 | -1.1 | -5.6 | 17.8 | 16.1 | 12.8 | 12.8 | -1.7 | -7.2 | -7.6 | -9.6 | -4.4 | -12.8 | 3.3 | -2.2 | -23.3 | -27.8 | 0.6 | 0 | -10.6 | -11.5 | -15.6 | -21.7 | -10.6 | -18.9
-26 | -27 | -15.6 | -17.8 | 13.3 | 11.1 | 18.3 | 13.9 | 0.7 | -10.1 | 8.9 | 8.3 | -3 | -10 | 8.9 | 4.4 | 11.7 | 8.3 | 5 | -3.3 | 10.6 | 10 | 6.7 | 5.6 | -15.2 | -21.2 | -6.1 | -15 | 16 | 16 | 10.6 | 3.3 | 25 | 21.7 | 6.1 | 4.4 | 15 | 10 | 7.2 | 5.6 | 26.7 | 16.7 | -5.4 | -8.1 | -2.8 | -5 | -13.3 | -22.2 | 3.3 | 1.7 | -19.4 | -23.9 | -7.8 | -12.2 | 8.5 | 7.8 | 9.4 | 2.8 | -6.7 | -20 | -12 | -14 | -7.8 | -8.3 | -11.1 | -21.7 | -8.9 | -13.9 | -12.8 | -15.6 | -12.8 | -15.6 | -31.7 | -33.3 | -24.4 | -27.8 | -13.1 | -16.2 | -11.8 | -16.7 | -13.7 | -16.9 | 11.1 | 4.8 | -22.9 | -27.8 | -24.1 | -28.2 | -0.6 | -5 | 7.8 | 2.2 | 4.4 | 3.9 | -27.8 | -36.1 | -21.1 | -25.3 | 6.7 | 0 | -11.7 | -15 | 4.4 | -3.9 | -4.4 | -7.2 | 1.1 | 1.1 | -3.9 | -13.3 | -3.9 | -12.2 | -6.1 | -13.3 | -17.8 | -22.8 | -6.7 | -14.4 | -2 | -10 | -3.9 | -5 | 5 | 2.8 | -3.9 | -12.2 | 5.6 | 5.6 | -7 | -11 | 3.3 | -5 | 8.3 | 2.2 | 3.3 | -0.6 | -4.4 | -7.8 | -2.8 | -5.6 | -11.7 | -13.3 | 21.3 | 14.2 | 7.8 | 0.6 | 0.7 | -4.4 | 21.1 | 17.8 | 13.3 | 13.3 | -0.6 | -5.6 | -5 | -7.8 | -4.4 | -11.7 | 5.6 | -3.3 | -21.1 | -26.1 | 1.3 | 0.4 | -8.9 | -10 | -12.2 | -19.8 | -6.1 | -16.1
-24 | -25 | -16.1 | -17.2 | 12.8 | 11.1 | 19.4 | 13.9 | 3.9 | -12.2 | 11.1 | 8.3 | -1 | -9 | 8.9 | 5 | 13.3 | 8.9 | 6.5 | -2.3 | 11.7 | 10 | 6.9 | 5.6 | -12.2 | -20 | -3.9 | -14.4 | 14 | 14 | 14.4 | 6.1 | 25.6 | 21.7 | 7 | 4.3 | 17.8 | 11.7 | 8.9 | 6.7 | 27.8 | 15.6 | -1.8 | -5.8 | -0.6 | -3.9 | -12.2 | -21.7 | 5.2 | 2.2 | -15.6 | -19.4 | -7.1 | -11.6 | 8.7 | 7.8 | 11.7 | 4.4 | -5.6 | -19.4 | -12 | -14 | -7.2 | -8.3 | -9.4 | -21.1 | -8.3 | -14.4 | -12.4 | -15.3 | -11.7 | -16.7 | -27.8 | -29.4 | -22.2 | -27.8 | -11.9 | -16 | -10.4 | -16.6 | -12.4 | -16.7 | 13.4 | 6.3 | -22.2 | -27.8 | -23.3 | -26.1 | 1.7 | -7.2 | 8.3 | 2.5 | 5 | 4.4 | -23.3 | -31.1 | -20.6 | -25 | 8.3 | -1.7 | -11.1 | -13.3 | 7.8 | -3.3 | -1.7 | -6.1 | 0.6 | 0.6 | -2.8 | -12.8 | -3.2 | -11.2 | -6.1 | -13.3 | -16.1 | -22.2 | -4.4 | -11.7 | -2 | -6 | -3.5 | -4.4 | 6.1 | 2.9 | -2.2 | -12.2 | 6.1 | 5.6 | -6 | -11 | 8.3 | -6.7 | 11.1 | 3.3 | 4.4 | -0.6 | -1.1 | -7.2 | -3.3 | -5.6 | -11.7 | -13.3 | 22.6 | 14.7 | 11.1 | 1.1 | 2.6 | -3.7 | 22.8 | 18.9 | 14.4 | 14.4 | 0 | -6.1 | -3.5 | -7.7 | -5 | -10 | 6.7 | -2.8 | -17.8 | -22.8 | 2.1 | 0.8 | -5 | -7.7 | -8.9 | -19.4 | -5.6 | -15
-21 | -23 | -15 | -16.7 | 12.8 | 12.2 | 20 | 13.3 | 4.5 | -10.7 | 13.3 | 8.3 | 0 | -9 | 9.4 | 5 | 14.4 | 8.3 | 7.9 | -1.9 | 13.3 | 10 | 7 | 5.2 | -10.2 | -18 | -2.8 | -13.9 | 14 | 13 | 16.1 | 7.8 | 26.7 | 21.7 | 8 | 4.2 | 20 | 12.8 | 8.9 | 6.7 | 29.4 | 16.7 | 1.7 | -5 | 1.7 | -4.4 | -11.1 | -20.6 | 7 | 2.7 | -14.4 | -18.9 | -6.3 | -11.4 | 8.9 | 7.8 | 13.9 | 6.1 | -5 | -18.9 | -12 | -13 | -6.7 | -8.3 | -8.9 | -20.6 | -7.8 | -15.6 | -12.1 | -15.5 | -11.7 | -16.7 | -26.7 | -29.4 | -20.6 | -27.2 | -10.6 | -16.1 | -8.9 | -17.2 | -11.1 | -17.2 | 15.6 | 7.2 | -21.8 | -26.6 | -22.8 | -25.4 | 5 | -6.1 | 8.9 | 3.1 | 6.1 | 5 | -19.4 | -27.2 | -20 | -25 | 8.9 | -0.6 | -6.7 | -10 | 7.2 | -5 | 2.8 | -5.6 | -1.7 | -2.2 | -2.2 | -13.3 | -2.4 | -11.4 | -5.6 | -13.9 | -14.4 | -21.7 | -3.3 | -11.1 | -2 | -4 | -3.2 | -3.8 | 7.2 | 2.9 | -1.1 | -10.6 | 6.7 | 5.6 | -6 | -11 | 12.2 | -10 | 12.8 | 4.4 | 3.3 | 0 | 1.1 | -7.8 | -3.9 | -6.7 | -11.7 | -12.8 | 23.9 | 15 | 12.8 | 0.6 | 4.4 | -3.9 | 23.9 | 19.4 | 16.1 | 16.1 | -1.1 | -3.9 | -2.1 | -8.5 | -5 | -12.2 | 7.2 | -2.2 | -16.1 | -21.1 | 2.8 | 1.1 | -1.1 | -6.2 | -8.7 | -16.4 | -1.7 | -12.2
-20 | -21 | -13.3 | -14.4 | 12.8 | 12.2 | 22.2 | 13.3 | 5 | -11.1 | 14.4 | 7.8 | 1 | -9 | 8.9 | 5 | 15.6 | 6.7 | 9.4 | -1.7 | 14.4 | 10.6 | 7.2 | 5 | -8.1 | -16.7 | -2.2 | -13.9 | 14 | 13 | 16.7 | 8.3 | 27.2 | 21.1 | 8.9 | 3.9 | 21.7 | 13.9 | 9.4 | 8.3 | 29.4 | 16.1 | 2.2 | -4 | 2.2 | -4.4 | -11.7 | -20.6 | 8.9 | 2.8 | -11.1 | -15 | -5.6 | -12.2 | 8.5 | 7.5 | 16.7 | 7.2 | -3.9 | -20.6 | -11 | -13 | -5.6 | -7.8 | -7.8 | -20 | -7.2 | -15 | -11.7 | -16.1 | -12.2 | -16.7 | -24.4 | -29.4 | -20 | -27.2 | -9.8 | -15.6 | -7.8 | -15.1 | -10.2 | -16 | 16.1 | 7.9 | -21.5 | -26.2 | -22.2 | -24.9 | 7.8 | -7.2 | 9.4 | 3.3 | 6.1 | 5.6 | -16.1 | -23.3 | -19.6 | -24.3 | 8.9 | -1.7 | -5.6 | -8.9 | 8.3 | -5 | 6.1 | -5.6 | -1.7 | -2.8 | -1.7 | -13.3 | -1.7 | -12.8 | -5.6 | -13.3 | -12.8 | -22.2 | -2.2 | -12.2 | -1 | -2 | -2.8 | -3.3 | 8.3 | 2.8 | 1.7 | -10 | 6.7 | 6.1 | -5 | -10 | 13.9 | -13.3 | 14.4 | 5 | 3.3 | -1.1 | 3.3 | -7.8 | -5 | -7.8 | -10.6 | -12.8 | 24.1 | 15.1 | 13.9 | -0.6 | 5.7 | -2.8 | 25.6 | 18.9 | 16.7 | 16.7 | -1.1 | -3.3 | -0.6 | -10.6 | -5 | -12.2 | 6.7 | -1.1 | -15 | -20.6 | 3 | 1.4 | 2.8 | -6.1 | -8.5 | -14.6 | -0.6 | -11.1
-18 | -20 | -13.9 | -15.6 | 13.3 | 12.8 | 23.3 | 12.8 | 5.6 | -12.8 | 15.6 | 6.7 | 1 | -8 | 7.8 | 5.6 | 14.4 | 8.9 | 9.8 | -1.4 | 15 | 11.1 | 7.2 | 5 | -6.1 | -16.7 | -0.6 | -13.9 | 14 | 13 | 18.3 | 8.9 | 26.7 | 21.1 | 9.8 | 3.5 | 22.8 | 13.9 | 10 | 10 | 28.3 | 17.8 | 2.8 | -3.5 | 2.2 | -4.4 | -11.1 | -20.6 | 9.3 | 3.3 | -10 | -14.4 | -4.8 | -11.4 | 8.2 | 7.2 | 17.2 | 7.8 | -2.8 | -20 | -11 | -12 | -4.4 | -6.7 | -7.8 | -20.6 | -7.2 | -15.6 | -11.9 | -16.8 | -12.8 | -17.2 | -22.8 | -29.4 | -18.3 | -26.7 | -9.1 | -15.9 | -6.7 | -13.6 | -9.2 | -15.6 | 16.7 | 8.4 | -21.1 | -26.1 | -21.7 | -25 | 10 | -7.8 | 8.9 | 3.3 | 6.1 | 5.6 | -16.1 | -22.8 | -19.3 | -24 | 9.4 | -2.2 | -5 | -7.8 | 9.4 | -5.6 | 9.4 | -5.6 | -2.8 | -2.8 | -1.1 | -13.3 | -1.5 | -10.3 | -6.7 | -12.2 | -11.7 | -22.2 | -1.1 | -11.1 | -1 | -3 | -2.4 | -3 | 8.3 | 3 | 1.7 | -8.3 | 6.7 | 6.1 | -5 | -10 | 14.4 | -13.3 | 16.1 | 6.1 | 1.7 | -2.2 | 5.6 | -8.3 | -6.7 | -8.9 | -10 | -11.7 | 24.2 | 14.9 | 13.9 | -1.7 | 7 | -1.9 | 23.9 | 18.9 | 17.2 | 17.2 | -1.7 | -3.9 | 0 | -9.6 | -5 | -12.8 | 6.7 | 0 | -13.9 | -19.4 | 3.1 | 1.5 | 3.9 | -5.7 | -8.3 | -13.9 | 1.1 | -12.2
-18 | -20 | -12.8 | -13.9 | 13.9 | 13.3 | 23.3 | 11.7 | 4.7 | -10.5 | 16.7 | 6.7 | 1 | -7 | 7.8 | 6.1 | 14.4 | 8.9 | 10.2 | -1.1 | 15 | 11.1 | 7.2 | 5 | -7.4 | -17 | -1.1 | -14.4 | 15 | 14 | 17.8 | 9.4 | 25.6 | 21.1 | 10.8 | 3.1 | 23.3 | 13.9 | 10 | 10 | 27.8 | 17.2 | 3.3 | -3.9 | 2.8 | -3.3 | -11.7 | -21.1 | 9.6 | 3.6 | -10 | -15 | -4.1 | -11.6 | 7.8 | 6.7 | 17.8 | 7.2 | -3.3 | -18.3 | -11 | -12 | -3.9 | -6.1 | -7.8 | -20.6 | -7.2 | -16.1 | -12 | -17.7 | -12.2 | -16.7 | -22.2 | -28.9 | -18.9 | -26.7 | -8.3 | -17.2 | -5.6 | -13.3 | -8.3 | -16.1 | 17.2 | 8.9 | -21.3 | -25.9 | -22.2 | -25.1 | 10.6 | -8.9 | 8.3 | 3 | 6.7 | 6.1 | -15 | -22.2 | -18.9 | -24.4 | 10.6 | -2.2 | -5.6 | -7.8 | 10 | -6.1 | 10 | -5.6 | -2.8 | -3.3 | -0.6 | -12.8 | -1.3 | -9.4 | -7.2 | -12.2 | -10.6 | -22.2 | -1.1 | -9.4 | -1 | -2 | -2.1 | -3 | 8.3 | 3.2 | 2.2 | -7.8 | 7.2 | 6.7 | -5 | -11 | 15 | -12.8 | 16.1 | 6.1 | 1.1 | -2.2 | 6.7 | -7.8 | -7.2 | -9.4 | -10 | -12.2 | 24.4 | 15 | 13.9 | -1.1 | 8.3 | -1.7 | 24.4 | 19.4 | 17.2 | 17.2 | -1.1 | -3.9 | 0.5 | -10 | -5.6 | -13.3 | 6.1 | 0 | -15.6 | -19.4 | 3.3 | 1.7 | 5 | -6.1 | -9.6 | -13.6 | -1.1 | -10
-18 | -20 | -12.2 | -13.3 | 13.3 | 12.8 | 21.7 | 11.7 | 3.7 | -10.6 | 16.1 | 6.1 | 0 | -7 | 8.3 | 5.6 | 13.9 | 8.9 | 10.6 | -1.1 | 15.6 | 11.1 | 7.2 | 5 | -8.7 | -18.5 | -1.1 | -14.4 | 15 | 14 | 17.2 | 10 | 25.6 | 21.1 | 11.7 | 2.2 | 22.8 | 13.3 | 10.6 | 10.6 | 27.2 | 18.9 | 2.9 | -3 | 2.8 | -4.4 | -12.2 | -20.6 | 10 | 3.9 | -10 | -14.4 | -3.3 | -12.8 | 7.2 | 6.3 | 17.2 | 7.8 | -3.9 | -17.8 | -10 | -11 | -3.9 | -6.1 | -8.3 | -21.1 | -7.2 | -16.7 | -12.2 | -20 | -12.2 | -18.3 | -22.2 | -28.9 | -19.4 | -26.1 | -8.9 | -16.3 | -6.5 | -13.2 | -9.4 | -15.2 | 16.8 | 9.3 | -21.5 | -26 | -22.8 | -25.9 | 10.6 | -8.9 | 7.8 | 2.8 | 6.7 | 6.1 | -15.6 | -22.2 | -19.8 | -24.7 | 10 | -3.3 | -6.7 | -8.9 | 8.9 | -6.1 | 10 | -5.6 | -2.2 | -3.3 | -1.1 | -12.8 | -1.1 | -9.4 | -7.2 | -11.7 | -10.6 | -22.2 | -0.6 | -8.3 | -1 | -2 | -1.7 | -2.8 | 8.3 | 3.3 | 2.2 | -6.1 | 7.2 | 6.7 | -6 | -11 | 15 | -12.8 | 16.1 | 6.1 | -0.6 | -2.2 | 6.7 | -7.8 | -7.2 | -10 | -10 | -12.2 | 23.1 | 15.7 | 13.3 | -3.3 | 7 | -1 | 25 | 19.4 | 17.8 | 15 | -1.1 | -5 | 1.1 | -11.7 | -6.7 | -13.9 | 6.1 | 0 | -16.1 | -19.4 | 2.9 | 1.4 | 6.1 | -7.8 | -10.9 | -14.1 | -1.7 | -8.9
-18 | -20 | -12.2 | -13.3 | 13.3 | 12.8 | 20.6 | 11.7 | 2.8 | -11.7 | 15.6 | 5.6 | -2 | -7 | 7.8 | 6.1 | 12.8 | 9.4 | 8.9 | -0.8 | 13.9 | 10.6 | 7 | 5 | -10 | -21.1 | -1.7 | -11.7 | 14 | 14 | 15.6 | 10.6 | 24.4 | 21.7 | 10.4 | 2 | 21.7 | 13.3 | 10.6 | 10.6 | 26.1 | 18.9 | 2.6 | -2.6 | 1.7 | -4.4 | -14.4 | -21.1 | 8.5 | 3.4 | -10.6 | -15 | -4.6 | -11.6 | 6.7 | 6 | 15.6 | 7.2 | -4.4 | -17.2 | -11 | -12 | -5 | -6.7 | -9.4 | -20.6 | -8.3 | -16.7 | -12.9 | -17.9 | -12.8 | -18.3 | -23.3 | -28.3 | -20.6 | -26.7 | -9.4 | -16.2 | -7.4 | -13.9 | -10.6 | -15.3 | 16.5 | 9.7 | -21.7 | -26.7 | -23.3 | -26.7 | 10 | -8.9 | 7.2 | 3.1 | 6.1 | 6.1 | -17.2 | -24.4 | -20.8 | -25.9 | 8.3 | -3.3 | -7.8 | -10.6 | 6.1 | -5.6 | 7.2 | -8.9 | -2.2 | -2.8 | -0.6 | -12.8 | -1.3 | -8.3 | -7.2 | -13.3 | -11.7 | -21.7 | 0 | -7.2 | 0 | -1 | -2.4 | -3.5 | 6.8 | 3.2 | 2.2 | -5 | 8.9 | 8.3 | -6 | -10 | 12.8 | -7.8 | 15 | 6.7 | -2.2 | -5 | 6.7 | -7.2 | -8.3 | -10 | -10.6 | -12.2 | 21.9 | 16 | 12.8 | -3.9 | 5.7 | -0.9 | 24.4 | 18.9 | 17.2 | 13.9 | -1.1 | -5 | -0.7 | -10 | -7.2 | -13.9 | 5 | 0 | -16.1 | -20 | 2.6 | 1.3 | 4.4 | -6.8 | -12.2 | -15 | -3.3 | -10.6
-20 | -21 | -12.2 | -13.3 | 13.3 | 12.8 | 18.3 | 11.7 | 1.9 | -11 | 14.4 | 5.6 | -2 | -7 | 7.8 | 5.6 | 11.7 | 9.4 | 7.3 | -0.8 | 12.8 | 10 | 6.9 | 5.1 | -10.6 | -20 | -3.9 | -8.3 | 14 | 14 | 13.3 | 10.6 | 23.9 | 21.7 | 9.1 | 1.3 | 20 | 14.4 | 10 | 10 | 24.4 | 18.9 | 2.2 | -2.8 | -1.1 | -4.4 | -15.6 | -22.2 | 7.1 | 3 | -12.8 | -16.7 | -5.9 | -11.9 | 6.1 | 5.6 | 13.3 | 6.7 | -5.6 | -16.1 | -11 | -13 | -5.6 | -7.2 | -10 | -21.7 | -10 | -16.7 | -13.7 | -17.1 | -14.4 | -17.8 | -24.4 | -28.9 | -21.7 | -26.7 | -10 | -17.2 | -8.3 | -15.6 | -11.7 | -16.1 | 16.1 | 10 | -20.4 | -24.9 | -23.5 | -26.7 | 7.8 | -8.9 | 6.7 | 3.1 | 6.1 | 6.1 | -19.4 | -27.8 | -21.7 | -27.2 | 5.6 | -3.9 | -7.8 | -10.6 | 7.2 | -6.7 | 3.9 | -6.7 | -2.2 | -2.8 | -1.1 | -12.8 | -1.5 | -8.5 | -7.2 | -12.2 | -12.8 | -21.7 | 0.6 | -5.6 | -1 | -2 | -3.2 | -4.6 | 5.4 | 3.3 | 2.2 | -4.4 | 10 | 8.3 | -7 | -10 | 10 | 0 | 13.9 | 6.7 | -2.2 | -5.6 | 5 | -6.1 | -8.3 | -11.1 | -11.7 | -12.8 | 20.6 | 16.1 | 10 | -4.4 | 4.4 | -1.1 | 23.9 | 18.9 | 15.6 | 12.2 | -2.2 | -5 | -2.6 | -10 | -8.3 | -13.9 | 5.6 | 0.6 | -16.1 | -20.6 | 2.2 | 1.1 | 2.8 | -7.3 | -12.6 | -14.9 | -4.4 | -12.2
-19 | -21 | -12.2 | -13.3 | 13.3 | 12.8 | 16.7 | 11.1 | 0.9 | -12.1 | 12.8 | 7.2 | -3 | -7 | 6.7 | 5.6 | 11.7 | 10 | 5.6 | -1.1 | 12.2 | 10.6 | 6.7 | 5 | -11.1 | -19.9 | -4.4 | -6.7 | 13 | 13 | 11.7 | 10 | 23.3 | 21.7 | 7.8 | 0.6 | 18.3 | 13.9 | 10 | 10 | 22.8 | 18.3 | 2.2 | -2.6 | -3.3 | -5.6 | -17.2 | -23.3 | 5.6 | 2.2 | -13.9 | -16.7 | -7.2 | -12.8 | 5.9 | 5.2 | 9.4 | 6.7 | -5.6 | -16.1 | -11 | -13 | -6.1 | -7.8 | -11.1 | -21.7 | -10.6 | -17.2 | -14.4 | -16.7 | -17.8 | -20 | -24.4 | -28.3 | -22.2 | -26.7 | -10.7 | -15.9 | -8.5 | -14.6 | -11.5 | -15.6 | 15.9 | 10.9 | -19.1 | -23.5 | -23.7 | -27.1 | 5.6 | -8.3 | 6.1 | 3.3 | 6.1 | 6.1 | -19.4 | -27.8 | -21.9 | -27.1 | 5 | -3.9 | -10.6 | -13.9 | 4.4 | -1.1 | 3.9 | -5.6 | -1.7 | -2.2 | -1.1 | -12.8 | -1.7 | -9.4 | -7.8 | -12.2 | -12.8 | -21.1 | 0.6 | -5 | -1 | -1 | -3.9 | -5.6 | 3.9 | 2.8 | 1.7 | -3.3 | 9.4 | 8.3 | -7 | -10 | 7.8 | 1.1 | 12.2 | 7.2 | -2.2 | -5.6 | 3.3 | -5 | -8.9 | -11.7 | -11.7 | -12.8 | 19.8 | 16.3 | 5 | -4.4 | 3.5 | -0.8 | 22.8 | 20 | 14.4 | 11.7 | -2.8 | -5 | -4.4 | -11.1 | -8.9 | -15 | 5.6 | 0 | -16.7 | -21.1 | 2.6 | 1.3 | 1.1 | -8.9 | -12.9 | -14.9 | -4.4 | -12.2
-19 | -21 | -11.7 | -13.3 | 13.3 | 12.8 | 15 | 4.4 | 0 | -14.4 | 11.7 | 6.7 | -2 | -7 | 7.2 | 5.6 | 11.7 | 10 | 4.8 | -1.1 | 12.2 | 10.6 | 6.7 | 4.7 | -11.7 | -21.1 | -5 | -7.2 | 13 | 13 | 11.1 | 10 | 23.3 | 21.7 | 7.2 | 0.6 | 17.2 | 14.4 | 10 | 10 | 21.7 | 18.9 | 2.2 | -2.7 | -3.3 | -6.7 | -17.2 | -23.9 | 4.8 | 2.2 | -13.9 | -17.8 | -7.8 | -12.3 | 5.8 | 4.9 | 10 | 7.2 | -6.1 | -14.4 | -11 | -13 | -5.6 | -6.7 | -11.7 | -21.7 | -11.1 | -16.7 | -14.8 | -17.3 | -17.8 | -20 | -23.9 | -28.9 | -22.8 | -26.7 | -11.5 | -15.9 | -8.7 | -14.4 | -11.3 | -15.5 | 15.8 | 11.6 | -17.8 | -22.8 | -23.9 | -27.8 | 3.9 | -8.3 | 6.1 | 2.9 | 6.1 | 6.1 | -19.4 | -27.8 | -22 | -27.3 | 5 | -3.9 | -13.9 | -18.3 | 3.9 | -1.7 | 3.3 | -6.1 | -1.7 | -2.2 | -1.1 | -12.2 | -1.7 | -7.9 | -7.8 | -12.8 | -13.3 | -21.1 | 1.1 | -4.4 | 0 | -1 | -4.3 | -5.3 | 3.7 | 2.7 | 0 | -1.7 | 9.4 | 8.3 | -6 | -9 | 6.7 | 1.7 | 12.2 | 7.2 | -2.8 | -5.6 | 1.7 | -4.4 | -10 | -13.3 | -12.2 | -12.8 | 19.1 | 16.2 | 4.4 | -3.3 | 2.6 | -0.9 | 22.8 | 20.6 | 14.4 | 10.6 | -4.4 | -5.6 | -5 | -9.6 | -8.9 | -16.7 | 5.6 | -0.6 | -17.2 | -21.7 | 2.9 | 1.4 | 0.7 | -7.1 | -13.3 | -15.6 | -5 | -11.1
-18 | -20 | -11.7 | -13.3 | 12.8 | 12.8 | 12.8 | 3.9 | -1.9 | -13 | 11.1 | 6.7 | -3 | -7 | 7.8 | 6.1 | 11.7 | 8.9 | 4.1 | -1.3 | 11.1 | 10 | 6.7 | 4.4 | -11.5 | -19.2 | -5 | -7.2 | 13 | 13 | 10 | 9.4 | 23.9 | 21.7 | 6.7 | 0.8 | 16.1 | 13.9 | 10 | 10 | 22.8 | 18.9 | 2.2 | -3.3 | -8.3 | -10.6 | -18.9 | -25 | 4.1 | 2.3 | -16.1 | -20 | -8.3 | -12.5 | 5.6 | 4.4 | 8.9 | 6.7 | -6.1 | -15.6 | -11 | -12 | -5.6 | -6.7 | -12.2 | -23.3 | -12.2 | -17.2 | -15.2 | -18.1 | -17.8 | -19.4 | -23.9 | -28.9 | -23.3 | -26.7 | -12.2 | -16.1 | -8.9 | -15 | -11.1 | -16.1 | 15.6 | 12.2 | -17.4 | -21.6 | -24.6 | -28.1 | 4.4 | -7.8 | 6.1 | 2.6 | 6.1 | 6.1 | -18.9 | -27.8 | -22.2 | -28.3 | 4.4 | -2.8 | -15 | -18.3 | 3.9 | -2.2 | 3.9 | -6.1 | -1.7 | -1.7 | -1.1 | -11.7 | -1.7 | -7.1 | -8.3 | -13.9 | -14.4 | -20.6 | 0 | -4.4 | 0 | -1 | -4.6 | -5.1 | 3.5 | 2.5 | -0.6 | -2.8 | 12.2 | 10.6 | -8 | -10 | 6.7 | 2.2 | 11.1 | 6.7 | -2.8 | -5.6 | -1.1 | -3.9 | -10.6 | -13.9 | -12.8 | -13.3 | 18.3 | 16.1 | 3.3 | -3.3 | 1.7 | -1.1 | 22.2 | 20.6 | 13.3 | 8.9 | -5 | -6.7 | -5.5 | -9 | -9.4 | -17.2 | 5 | -3.3 | -18.3 | -22.2 | 3.3 | 1.7 | 0.4 | -6.3 | -13.5 | -15.3 | -6.1 | -13.3
-17 | -19 | -11.7 | -13.3 | 11.7 | 11.1 | 8.3 | 3.9 | -3.7 | -13.3 | 10.6 | 6.7 | -5 | -7 | 7.2 | 5.6 | 10.6 | 8.3 | 3.3 | -1.7 | 10.6 | 9.4 | 6.7 | 3.9 | -11.3 | -18.4 | -5.6 | -7.8 | 13 | 12 | 8.3 | 8.3 | 17.8 | 16.7 | 6.1 | 0.6 | 15.6 | 13.9 | 10.6 | 10.6 | 21.7 | 18.9 | 1.7 | -3.3 | -7.8 | -10 | -18.3 | -25 | 3.3 | 2.2 | -16.1 | -21.1 | -8.9 | -13.3 | 5.6 | 4.6 | 8.9 | 6.7 | -6.1 | -15.6 | -11 | -12 | -5.6 | -6.6 | -12.8 | -22.8 | -12.2 | -17.2 | -15.6 | -19.4 | -18.9 | -21.1 | -24.4 | -28.9 | -23.3 | -26.1 | -12.4 | -15.8 | -9.3 | -13.6 | -11.3 | -15.2 | 15.6 | 12.9 | -17.1 | -20.9 | -25.4 | -28.9 | 3.3 | -7.2 | 6.1 | 2.2 | 5.6 | 5.6 | -20 | -27.8 | -22.4 | -27.7 | 2.8 | -3.3 | -13.9 | -17.8 | 2.8 | -2.8 | 3.9 | -6.1 | -1.1 | -1.1 | -1.7 | -10 | -1.7 | -7.2 | -8.3 | -13.9 | -15.6 | -20.6 | 1.7 | -5 | 0 | -1 | -5 | -5 | 3.3 | 2.2 | -1.7 | -3.3 | 9.4 | 8.9 | -7 | -9 | 6.1 | 2.8 | 11.1 | 6.7 | -2.2 | -5 | 1.1 | -3.9 | -11.1 | -14.4 | -12.8 | -13.9 | 18.1 | 16.1 | 2.2 | -3.9 | 1.5 | -1.1 | 22.2 | 20.6 | 12.8 | 7.2 | -5 | -6.7 | -6.1 | -8.9 | -10.6 | -17.2 | 5 | -3.3 | -19.4 | -23.3 | 3.7 | 2.1 | 0 | -6.7 | -13.7 | -15.3 | -5.6 | -13.3
-17 | -18 | -11.1 | -12.8 | 11.1 | 11.1 | 4.4 | -2.2 | -5.6 | -15 | 10 | 6.7 | -5 | -8 | 7.2 | 6.1 | 10.6 | 8.9 | 3.5 | -1.3 | 10 | 9.4 | 6.6 | 3.9 | -11.1 | -18.3 | -5.6 | -7.2 | 13 | 12 | 8.9 | 8.3 | 17.2 | 15.6 | 6.1 | 0.4 | 15 | 13.9 | 10.6 | 10.6 | 21.1 | 17.8 | 1.1 | -3.8 | -11.7 | -12.8 | -17.8 | -25.6 | 3.3 | 2 | -17.8 | -22.8 | -9.5 | -13 | 5.6 | 4.6 | 7.8 | 5.6 | -5.6 | -15.6 | -11 | -12 | -5.6 | -6.5 | -13.3 | -23.3 | -11.1 | -16.7 | -17.4 | -20.4 | -18.9 | -21.1 | -25 | -28.9 | -24.4 | -27.8 | -12.6 | -16 | -9.6 | -13 | -11.5 | -14.8 | 15.6 | 13.5 | -16.7 | -20.6 | -26.1 | -30 | 0.6 | -7.2 | 6.1 | 2 | 5 | 5 | -22.2 | -30.6 | -22.6 | -27.9 | 2.8 | -3.9 | -15 | -17.2 | 2.2 | -2.8 | 4.4 | -5.6 | 0 | -0.6 | -1.7 | -10 | -1.5 | -6 | -8.3 | -15 | -16.7 | -21.7 | 2.8 | -5 | 0 | -1 | -5 | -5 | 3.1 | 2.1 | -2.2 | -4.4 | 7.2 | 7.2 | -7 | -9 | 6.1 | 3.3 | 10 | 6.7 | -2.2 | -5 | 1.7 | -3.9 | -11.7 | -15 | -13.3 | -14.4 | 18 | 16.2 | 1.1 | -4.4 | 1.3 | -1.3 | 22.2 | 20.6 | 12.2 | 3.9 | -5.6 | -7.2 | -5.7 | -8.9 | -12.2 | -17.8 | 4.4 | -2.8 | -19.4 | -23.9 | 4 | 2.4 | -0.6 | -6.1 | -13.9 | -15.6 | -6.1 | -13.3
-15 | -17 | -11.7 | -13.3 | 10.6 | 10.6 | 2.8 | -3.3 | -4.8 | -13.4 | 8.9 | 6.7 | -4 | -8 | 7.8 | 6.1 | 10.6 | 8.9 | 3.7 | -1.1 | 10.6 | 9.4 | 6.4 | 3.9 | -11.5 | -17.1 | -5.6 | -7.8 | 13 | 12 | 8.3 | 7.8 | 16.7 | 15 | 6.1 | 0.2 | 15 | 13.3 | 10.6 | 10.6 | 20.6 | 17.8 | 0.6 | -5 | -10.6 | -11.1 | -18.9 | -26.1 | 3.3 | 1.8 | -17.8 | -23.3 | -10 | -13.2 | 5.6 | 4.4 | 6.7 | 5.6 | -6.1 | -15.6 | -11 | -13 | -6.1 | -6.3 | -13.9 | -23.9 | -11.7 | -17.2 | -19.3 | -21.8 | -20 | -22.8 | -25 | -28.9 | -24.4 | -27.8 | -12.8 | -16.7 | -10 | -12.8 | -11.7 | -15 | 15.6 | 13.9 | -17.4 | -21 | -26.5 | -31 | -1.1 | -6.7 | 6.1 | 1.8 | 5.6 | 5.6 | -21.7 | -30.6 | -22.8 | -28.3 | 3.3 | -4.4 | -14.4 | -16.7 | 1.7 | -3.3 | 4.4 | -5.6 | 0 | 0 | -1.7 | -11.7 | -1.3 | -5.5 | -8.3 | -13.3 | -16.1 | -21.1 | 3.3 | -2.2 | -1 | -4 | -5 | -5 | 3 | 1.8 | -2.2 | -3.9 | 6.7 | 6.7 | -7 | -10 | 6.1 | 3.3 | 8.9 | 6.7 | -2.8 | -5.6 | 2.8 | -3.3 | -13.3 | -16.1 | -13.3 | -14.4 | 17.8 | 16.1 | 0 | -5 | 1.1 | -1.7 | 22.2 | 20 | 11.7 | 3.3 | -6.7 | -8.3 | -5.4 | -9.5 | -14.4 | -20 | 3.9 | -3.9 | -19.4 | -23.3 | 4.4 | 2.8 | -1.1 | -6.4 | -13.7 | -15.5 | -6.7 | -13.3
-12 | -15 | -11.1 | -13.3 | 10 | 9.4 | 1.7 | -3.9 | -4.1 | -12.7 | 8.3 | 6.1 | -6 | -8 | 7.8 | 6.1 | 10 | 8.3 | 3.9 | -1.1 | 10.6 | 9.4 | 6.2 | 3.9 | -11.8 | -16.5 | -6.1 | -8.3 | 13 | 13 | 8.9 | 8.9 | 16.7 | 15 | 6.1 | 0 | 13.9 | 12.8 | 11.7 | 11.7 | 19.4 | 17.2 | 0 | -4.4 | -8.9 | -10.6 | -18.9 | -26.7 | 3.3 | 1.7 | -18.3 | -23.9 | -10.6 | -13.9 | 5.6 | 4.9 | 7.2 | 6.1 | -5 | -14.4 | -11 | -12 | -6.1 | -6.2 | -15 | -23.3 | -12.8 | -17.2 | -21.1 | -23.3 | -19.4 | -21.7 | -24.4 | -28.9 | -25 | -27.8 | -12.8 | -16.2 | -9.6 | -12 | -11.7 | -14.7 | 15.4 | 14 | -18.2 | -22.1 | -26.8 | -32.2 | -3.3 | -6.7 | 6.1 | 1.7 | 6.1 | 6.1 | -22.8 | -31.1 | -23.3 | -28.4 | 2.8 | -3.9 | -12.2 | -13.9 | 0 | -2.8 | 7.8 | -2.2 | 0 | 0 | -1.7 | -10.6 | -1.1 | -5.6 | -8.3 | -14.4 | -16.1 | -20.6 | 3.9 | -0.6 | -3 | -6 | -5 | -5 | 2.8 | 1.7 | -2.8 | -4.4 | 5.6 | 3.9 | -8 | -10 | 6.7 | 3.3 | 8.9 | 5.6 | -4.4 | -6.7 | 2.8 | -3.3 | -14.4 | -17.2 | -13.3 | -15 | 17.2 | 15.7 | -2.2 | -6.7 | 0.2 | -1.9 | 22.2 | 20 | 10 | 2.8 | -6.7 | -7.8 | -5 | -10.6 | -13.9 | -20 | 3.3 | -3.9 | -20.6 | -24.4 | 4.6 | 2.9 | -1.7 | -7.2 | -13.5 | -15.7 | -7.8 | -13.3
-10 | -11 | -10.6 | -12.8 | 9.4 | 8.9 | 0.6 | -4.4 | -3.3 | -13.3 | 8.3 | 5.6 | -5 | -9 | 7.8 | 5.6 | 9.4 | 7.8 | 4.1 | -1.3 | 10 | 8.3 | 6.1 | 3.9 | -12.2 | -16.7 | -6.1 | -8.3 | 13 | 13 | 10.6 | 10 | 16.7 | 15 | 5.4 | -0.2 | 13.3 | 12.8 | 11.7 | 11.7 | 18.9 | 16.1 | -0.5 | -4.7 | -9.4 | -10.6 | -19.4 | -26.7 | 3.5 | 2 | -18.3 | -23.3 | -11.1 | -13.7 | 5.6 | 5.3 | 7.2 | 6.7 | -5 | -11.1 | -10 | -11 | -6.1 | -6.1 | -16.1 | -22.8 | -13.9 | -17.2 | -20.9 | -23.1 | -21.1 | -23.9 | -25 | -28.3 | -26.1 | -30 | -12.8 | -16.2 | -9.3 | -11.4 | -11.7 | -15 | 15.2 | 13.9 | -18.9 | -23.3 | -27.2 | -34.4 | -1.7 | -6.7 | 6.1 | 2 | 6.1 | 6.1 | -23.9 | -32.2 | -23.9 | -28.9 | 1.1 | -3.9 | -11.1 | -12.8 | 0 | -3.3 | 6.7 | -2.2 | 0.6 | 0.6 | -1.1 | -8.9 | -1.5 | -5.4 | -8.3 | -14.4 | -15.6 | -19.4 | 4.4 | -2.2 | -3 | -6 | -4.8 | -4.8 | 3.2 | 2 | -2.2 | -4.4 | 4.4 | 1.7 | -8 | -10 | 6.1 | 3.3 | 7.2 | 4.4 | -5.6 | -7.2 | 2.8 | -3.3 | -15.6 | -17.2 | -14.4 | -15.6 | 16.7 | 15.4 | -2.2 | -6.7 | -0.8 | -2.5 | 22.2 | 20 | 9.4 | 2.8 | -7.2 | -8.9 | -4.6 | -9.9 | -13.9 | -20.6 | 3.9 | -4.4 | -18.3 | -22.2 | 4.8 | 3.1 | 0 | -6.5 | -13.3 | -16.1 | -8.9 | -13.9
-8 | -10 | -10 | -11.7 | 8.3 | 8.3 | 0 | -5 | -2.6 | -11.5 | 7.8 | 5.6 | -5 | -9 | 7.2 | 6.1 | 8.9 | 7.2 | 4.2 | -1.6 | 9.4 | 8.9 | 5.9 | 3.9 | -13.9 | -17.3 | -4.4 | -7.2 | 12 | 12 | 12.2 | 10.6 | 16.7 | 15 | 4.6 | -0.7 | 13.3 | 12.8 | 11.7 | 11.7 | 18.3 | 16.1 | -1.1 | -5.6 | -9.4 | -10.6 | -20 | -26.7 | 3.7 | 2.4 | -19.4 | -24.4 | -11.7 | -13.9 | 5.6 | 5.6 | 7.8 | 7.2 | -4.4 | -9.4 | -8 | -10 | -5.6 | -5.9 | -16.1 | -23.3 | -14.4 | -17.2 | -20.8 | -23.1 | -20.6 | -23.3 | -25 | -28.3 | -26.1 | -29.4 | -12.8 | -16.7 | -8.9 | -11.1 | -11.7 | -15.6 | 15 | 13.9 | -18 | -22.2 | -27.2 | -33.3 | 0 | -6.1 | 6.1 | 2.4 | 6.1 | 6.1 | -23.9 | -32.8 | -24.4 | -30 | 0.6 | -4.4 | -10.6 | -12.2 | 0.6 | -3.9 | 6.1 | -1.7 | 0 | 0 | -1.7 | -8.3 | -1.8 | -5.7 | -8.3 | -14.4 | -15 | -20 | 3.3 | -2.8 | -3 | -6 | -4.6 | -4.6 | 3.5 | 2.5 | -2.2 | -4.4 | 1.7 | 1.1 | -8 | -10 | 5 | 3.3 | 6.7 | 3.9 | -5.6 | -7.8 | 2.8 | -3.3 | -16.1 | -17.2 | -16.7 | -18.3 | 16.1 | 15 | -3.3 | -7.2 | -1.7 | -3.3 | 21.7 | 20 | 7.2 | 2.2 | -8.3 | -9.4 | -4.3 | -10.2 | -14.4 | -21.1 | 3.3 | -11.7 | -19.4 | -23.9 | 5 | 3.3 | 1.6 | -6.6 | -13.5 | -15.8 | -7.8 | -12.8
-7 | -9 | -10.6 | -11.7 | 7.8 | 7.2 | -1.1 | -5.6 | -1.8 | -11 | 7.8 | 5.6 | -5 | -8 | 7.2 | 6.1 | 8.3 | 6.7 | 4.4 | -2.2 | 10 | 9.4 | 5.8 | 3.9 | -15.5 | -18.4 | -5 | -6.7 | 12 | 12 | 12.2 | 10.6 | 16.7 | 15 | 3.9 | -1.1 | 13.3 | 12.8 | 11.7 | 11.1 | 17.8 | 15.6 | -2 | -5.6 | -8.3 | -10 | -20.6 | -26.7 | 3.9 | 2.8 | -21.1 | -26.7 | -12.2 | -14.4 | 5.2 | 5.2 | 8.3 | 7.2 | -3.9 | -8.9 | -8 | -10 | -5.6 | -5.7 | -17.2 | -23.9 | -15.6 | -17.8 | -20.6 | -23.3 | -21.1 | -23.9 | -23.9 | -27.2 | -26.1 | -29.4 | -12.4 | -15.5 | -10 | -12.1 | -11.7 | -15 | 13 | 11.4 | -17 | -21.2 | -27.2 | -32.8 | 0 | -6.1 | 6.1 | 2.8 | 7.2 | 7.2 | -23.3 | -31.7 | -24.6 | -29.4 | -0.6 | -5 | -10 | -11.7 | 0 | -4.4 | 6.7 | -1.1 | 0.6 | 0 | -1.7 | -8.9 | -2.2 | -6.7 | -8.3 | -13.9 | -13.9 | -18.9 | 2.2 | -3.3 | -3 | -6 | -4.4 | -4.4 | 3.9 | 2.8 | -2.2 | -4.4 | 1.1 | -0.6 | -9 | -12 | 5 | 3.9 | 7.8 | 5.6 | -3.9 | -6.7 | 2.8 | -3.3 | -15.6 | -17.2 | -17.2 | -18.9 | 15.4 | 14.6 | -3.9 | -8.3 | -1.1 | -2.6 | 21.7 | 20 | 6.1 | 2.8 | -8.3 | -10 | -3.9 | -11.1 | -15 | -21.1 | 3.3 | -3.9 | -17.2 | -21.1 | 4.6 | 3.1 | 3.3 | -8.3 | -13.7 | -15.9 | -7.2 | -16.1
-6 | -8 | -10.6 | -11.7 | 7.2 | 6.7 | -1.1 | -5 | -1.1 | -11.7 | 7.2 | 5 | -5 | -8 | 7.2 | 6.1 | 7.8 | 6.7 | 3.5 | -2.2 | 8.9 | 8.9 | 5.8 | 3.9 | -17.2 | -20 | -4.4 | -7.2 | 12 | 12 | 12.8 | 11.1 | 16.7 | 15 | 3.7 | -1.1 | 13.3 | 12.8 | 11.1 | 11.1 | 17.8 | 15.6 | -3 | -6.2 | -8.9 | -10.6 | -21.1 | -26.7 | 4.3 | 3 | -22.2 | -27.2 | -12.6 | -14.5 | 4.8 | 4.8 | 5 | 4.4 | -3.3 | -7.8 | -9 | -10 | -5 | -5.6 | -17.2 | -24.4 | -16.1 | -17.8 | -20.8 | -23.3 | -18.9 | -21.7 | -22.8 | -26.1 | -26.7 | -30 | -12.1 | -14.8 | -11.1 | -13.4 | -11.7 | -14.7 | 10.9 | 8.7 | -16.1 | -21.1 | -27.2 | -32.8 | 1.1 | -4.4 | 5.9 | 2.9 | 7.2 | 7.2 | -21.7 | -29.4 | -24.8 | -29.5 | -0.6 | -5.6 | -9.4 | -11.1 | 0 | -5 | 6.7 | -1.1 | 1.7 | 1.1 | -1.7 | -9.4 | -2.8 | -7.3 | -8.9 | -13.9 | -13.9 | -18.9 | 2.2 | -3.3 | -3 | -6 | -4.4 | -4.4 | 4.6 | 3.3 | -2.2 | -4.4 | -0.6 | -3.3 | -9 | -12 | 5.6 | 3.3 | 6.1 | 4.4 | -3.3 | -5.6 | 2.8 | -2.8 | -15.6 | -17.2 | -18.3 | -20 | 14.6 | 14.3 | -4.4 | -8.3 | -0.6 | -2.4 | 21.1 | 20 | 3.9 | 1.7 | -8.9 | -11.1 | -3.9 | -10 | -15.6 | -21.7 | 3.3 | -3.9 | -16.1 | -20 | 4.3 | 3 | 3.7 | -7.1 | -13.9 | -16.1 | -7.2 | -16.1
-6 | -8 | -10 | -11.7 | 6.1 | 5.6 | -0.6 | -4.4 | -1.7 | -8.7 | 6.7 | 4.4 | -4 | -8 | 7.2 | 6.1 | 7.8 | 6.1 | 2.6 | -2.2 | 8.9 | 8.9 | 5.6 | 3.9 | -17.4 | -20.7 | -5.6 | -7.2 | 11 | 11 | 12.2 | 11.1 | 16.7 | 15 | 3.5 | -1.3 | 12.8 | 12.8 | 11.1 | 11.1 | 17.8 | 15.6 | -3.9 | -7.2 | -8.3 | -9.4 | -22.2 | -27.8 | 4.6 | 3.1 | -22.2 | -27.8 | -12.9 | -14.8 | 4.4 | 4.4 | 2.8 | 2.8 | -3.3 | -7.2 | -9 | -11 | -5 | -5.6 | -17.2 | -23.3 | -15.6 | -17.2 | -20.9 | -23.7 | -18.9 | -21.7 | -22.2 | -25.6 | -26.1 | -29.4 | -11.7 | -14.4 | -12.2 | -15 | -11.7 | -15 | 8.9 | 6.1 | -13 | -18 | -27.2 | -32.8 | -0.6 | -3.9 | 5.8 | 3.3 | 7.8 | 4.4 | -19.4 | -27.2 | -25 | -30 | -1.1 | -7.2 | -8.9 | -10.6 | 0 | -5 | 6.1 | -3.3 | 6.1 | 3.3 | -1.7 | -8.3 | -3.3 | -8.5 | -8.9 | -15.6 | -13.3 | -18.9 | 3.3 | -3.9 | -3 | -7 | -4.4 | -4.4 | 5.4 | 3.6 | -2.8 | -4.4 | -1.7 | -3.9 | -10 | -12 | 5.6 | 3.3 | 7.8 | 6.1 | -3.3 | -5.6 | 2.8 | -2.8 | -16.1 | -18.3 | -20.6 | -22.2 | 13.9 | 13.9 | -5.6 | -8.9 | 0 | -2.2 | 20 | 19.4 | 3.9 | 1.7 | -7.2 | -8.9 | -3.9 | -10 | -16.7 | -20 | 3.9 | -4.4 | -16.1 | -20.6 | 3.9 | 2.8 | 4 | -6.9 | -15 | -17.3 | -8.3 | -14.4
-6 | -9 | -10 | -11.1 | 6.1 | 5 | 0 | -5 | -2.2 | -7.2 | 6.7 | 4.4 | -6 | -9 | 7.2 | 5.6 | 8.9 | 6.7 | 1.7 | -2.8 | 8.9 | 8.3 | 5.6 | 3.9 | -17.6 | -21.6 | -4.4 | -6.7 | 12 | 11 | 13.3 | 11.7 | 16.7 | 15.6 | 3.3 | -1.7 | 12.2 | 12.2 | 10.6 | 10.6 | 17.2 | 15 | -3.9 | -6.8 | -8.3 | -9.4 | -22.8 | -27.8 | 5 | 3.3 | -22.2 | -27.8 | -13.3 | -15.6 | 4.4 | 4.4 | 2.8 | 1.7 | -1.7 | -6.1 | -11 | -13 | -4.4 | -5 | -17.2 | -24.4 | -16.1 | -18.3 | -21.1 | -24.4 | -20 | -23.3 | -21.1 | -23.9 | -25.6 | -29.4 | -10.9 | -13.5 | -12 | -14.3 | -11.1 | -14.1 | 8.5 | 6.3 | -9.8 | -15.4 | -27.2 | -33.3 | 1.7 | -2.2 | 5.6 | 3.3 | 7.2 | 7.2 | -16.7 | -20.6 | -24.3 | -28.8 | -1.1 | -7.8 | -8.9 | -10.6 | -1.1 | -5 | 4.4 | -1.1 | 3.3 | 2.2 | -1.1 | -9.4 | -3.9 | -10.6 | -8.9 | -13.9 | -13.3 | -18.9 | 2.8 | -3.9 | -5 | -7 | -4.4 | -4.4 | 6.1 | 3.9 | -2.8 | -4.4 | -1.1 | -3.3 | -10 | -12 | 6.1 | 2.8 | 7.8 | 6.1 | -3.9 | -6.7 | 2.8 | -2.2 | -16.1 | -18.3 | -20.6 | -22.8 | 14.8 | 14.7 | -5.6 | -8.9 | 0.7 | -1.3 | 10 | 8.9 | 3.9 | 1.7 | -6.7 | -8.3 | -3.9 | -10.6 | -17.8 | -20.6 | 3.3 | -4.4 | -17.2 | -21.1 | 4.3 | 3.1 | 4.4 | -7.8 | -16.1 | -18.7 | -8.3 | -14.4
-6 | -10 | -9.4 | -10.6 | 6.1 | 4.4 | 0 | -5 | -2.8 | -6.7 | 6.7 | 3.9 | -7 | -9 | 7.2 | 5 | 10 | 5 | 3.2 | -2.2 | 9.4 | 8.9 | 7.3 | 4.3 | -17.8 | -23.3 | -3.9 | -6.7 | 12 | 11 | 13.3 | 12.8 | 17.2 | 15.6 | 4.2 | -1 | 12.2 | 12.2 | 10 | 10 | 18.3 | 15.6 | -3.9 | -6.8 | -8.3 | -9.4 | -21.7 | -27.2 | 5.4 | 3.9 | -22.2 | -27.8 | -12.4 | -14.8 | 4.4 | 4.4 | 3.9 | 2.8 | -1.7 | -5.6 | -14 | -16 | -4.4 | -4.4 | -17.2 | -23.9 | -16.7 | -18.3 | -20.7 | -24.5 | -21.1 | -23.3 | -21.1 | -23.9 | -25 | -28.3 | -10.2 | -13 | -11.9 | -14 | -10.6 | -13.8 | 8.2 | 6.7 | -6.7 | -13.9 | -27.2 | -34.4 | 2.2 | -1.1 | 6.9 | 3.5 | 7.2 | 7.2 | -16.7 | -20 | -23.5 | -27.9 | -1.7 | -7.8 | -10 | -11.7 | 0 | -5 | 4.4 | -1.1 | 2.8 | 2.2 | -0.6 | -8.3 | -4.1 | -9.6 | -8.9 | -13.9 | -12.8 | -18.3 | 2.8 | -3.9 | -6 | -7 | -4 | -4 | 6.7 | 4.2 | -2.2 | -3.9 | -1.1 | -3.3 | -11 | -13 | 6.1 | 2.8 | 8.3 | 6.7 | -5 | -7.8 | 2.8 | -1.1 | -15.6 | -19.4 | -20.6 | -22.2 | 15.8 | 15.5 | -2.2 | -7.2 | 1.5 | -0.7 | 7.8 | 5 | 5 | 2.2 | -6.1 | -8.3 | -3.2 | -8 | -18.3 | -21.1 | 3.9 | -4.4 | -18.9 | -21.7 | 4.6 | 3.6 | 5.2 | -6.8 | -17.2 | -20.6 | -7.2 | -11.1
-8 | -12 | -8.9 | -10 | 6.1 | 4.4 | 0 | -5 | -1.9 | -6.1 | 7.8 | 4.4 | -5 | -8 | 7.2 | 5 | 11.1 | 6.7 | 4.6 | -2 | 9.4 | 9.4 | 8.9 | 4.5 | -14.6 | -20.8 | -5 | -7.2 | 13 | 11 | 13.3 | 13.3 | 18.3 | 15 | 5.2 | -0.7 | 13.3 | 13.3 | 9.4 | 8.9 | 23.3 | 16.1 | -3.9 | -7.2 | -7.2 | -9.4 | -18.3 | -25.6 | 5.7 | 4.5 | -21.7 | -27.2 | -11.5 | -14.4 | 4.4 | 4.4 | 10.6 | 8.3 | 0 | -3.9 | -16 | -18 | -3.9 | -4.4 | -16.1 | -22.8 | -16.1 | -17.8 | -20.4 | -25.2 | -17.8 | -20.6 | -20.6 | -23.3 | -23.9 | -27.8 | -9.4 | -12.8 | -11.7 | -13.9 | -10 | -13.9 | 7.8 | 6.7 | -5.8 | -12.4 | -25.9 | -31.2 | 4.4 | 0 | 8.1 | 3.6 | 7.2 | 7.2 | -16.7 | -20 | -22.8 | -27.8 | -2.2 | -9.4 | -11.1 | -13.3 | 1.7 | -4.4 | 6.7 | -0.6 | 3.3 | 3.3 | 0.6 | -6.7 | -4.2 | -9.3 | -8.9 | -14.4 | -12.8 | -18.3 | 2.8 | -3.3 | -7 | -9 | -3.7 | -3.7 | 7.2 | 4.3 | -2.2 | -5 | -1.1 | -2.8 | -10 | -12 | 7.2 | 2.2 | 8.9 | 7.2 | -4.4 | -7.8 | 2.8 | -0.6 | -13.9 | -18.9 | -20 | -21.7 | 16.7 | 16.1 | 2.8 | -3.9 | 2.2 | 0 | 6.1 | 2.2 | 7.8 | 2.8 | -5.6 | -8.3 | -2.4 | -6.3 | -17.8 | -21.7 | 3.9 | -4.4 | -16.7 | -20 | 5 | 3.9 | 5.9 | -6.8 | -15.7 | -18.8 | -6.1 | -10
-7 | -11 | -8.3 | -10 | 7.2 | 4.4 | 0 | -6.1 | -0.9 | -5.8 | 9.4 | 4.4 | -2 | -6 | 7.2 | 5.6 | 12.8 | 7.8 | 6.1 | -2.2 | 9.4 | 9.4 | 10.6 | 4.4 | -11.5 | -19 | -3.3 | -6.7 | 12 | 11 | 15.6 | 14.4 | 18.9 | 13.9 | 6.1 | -0.6 | 15 | 14.4 | 8.9 | 8.3 | 26.1 | 17.2 | -1.7 | -5.7 | -4.4 | -8.3 | -16.1 | -24.4 | 6.1 | 5 | -19.4 | -25 | -10.6 | -14.4 | 4 | 3.4 | 12.8 | 7.2 | 1.1 | -2.2 | -17 | -20 | -3.3 | -3.9 | -14.4 | -22.8 | -13.9 | -16.7 | -20 | -26.7 | -16.7 | -20 | -19.4 | -22.8 | -21.1 | -26.1 | -7.4 | -11.4 | -9.3 | -12.4 | -7.8 | -12.6 | 8 | 5.3 | -4.8 | -11.4 | -24.6 | -28.7 | 6.7 | 0 | 9.4 | 3.3 | 9.4 | 9.4 | -15.6 | -18.9 | -20.4 | -25.6 | -1.1 | -8.9 | -7.2 | -9.4 | 5 | -6.7 | 8.9 | 0 | 5.6 | 3.3 | 2.2 | -4.4 | -4.4 | -10 | -9.4 | -13.3 | -11.7 | -18.3 | 3.9 | -3.9 | -5 | -7 | -3.3 | -3.3 | 7.8 | 4.4 | -2.8 | -8.3 | -0.6 | -2.2 | -9 | -12 | 8.3 | -0.6 | 10 | 7.8 | -3.3 | -7.2 | 3.3 | 0 | -12.8 | -17.8 | -17.2 | -18.9 | 16.1 | 14.1 | 6.1 | -2.2 | 5.2 | 1.3 | 5.6 | 0 | 10.6 | 1.1 | -4.4 | -7.2 | -1.7 | -5 | -16.7 | -20.6 | 5 | -4.4 | -16.1 | -19.4 | 5.7 | 4.5 | 6.7 | -7.8 | -14.3 | -17.5 | -5.6 | -10
-6 | -11 | -7.8 | -9.4 | 8.3 | 5.6 | 1.1 | -5.6 | 0 | -6.7 | 11.1 | 5 | 0 | -6 | 7.8 | 5.6 | 14.4 | 9.4 | 8.7 | -1 | 10.6 | 10 | 11.9 | 4.4 | -8.3 | -18.3 | -2.8 | -6.7 | 15 | 11 | 16.7 | 15.6 | 20 | 13.9 | 8 | 0.5 | 17.8 | 15 | 8.9 | 8.3 | 27.2 | 16.1 | 0.6 | -4.8 | -3.9 | -7.2 | -14.4 | -24.4 | 7.8 | 6.4 | -16.1 | -22.8 | -9.3 | -14.1 | 3.7 | 2.7 | 13.9 | 6.7 | 4.4 | 0 | -17 | -20 | -3.3 | -3.9 | -12.2 | -22.2 | -11.7 | -15.6 | -19.1 | -24.7 | -14.4 | -18.3 | -18.9 | -22.8 | -18.9 | -25.6 | -5.3 | -10.8 | -6.8 | -11.2 | -5.5 | -11.9 | 8.1 | 3.6 | -3.9 | -11.7 | -23.3 | -26.7 | 9.4 | 0 | 9.8 | 3.5 | 12.2 | 12.2 | -15 | -19.4 | -18 | -24 | 1.1 | -8.3 | -6.1 | -8.3 | 6.7 | -7.8 | 11.1 | 0 | 5.6 | 3.3 | 2.8 | -3.9 | -3.9 | -8.9 | -8.9 | -14.4 | -10.6 | -18.3 | 5 | -4.4 | -6 | -8 | -2.4 | -2.5 | 7.8 | 3.8 | -2.2 | -11.1 | -0.6 | -3.3 | -8 | -12 | 10.6 | -0.6 | 11.1 | 9.4 | -1.1 | -6.1 | 3.3 | 1.7 | -12.8 | -16.7 | -15.6 | -17.8 | 15.6 | 11.8 | 9.4 | -1.1 | 8.1 | 2.1 | 5 | -0.6 | 11.7 | -0.6 | -3.9 | -6.7 | -1.1 | -3.2 | -16.1 | -22.8 | 6.7 | -4.4 | -13.3 | -17.2 | 6.5 | 5 | 6.3 | -4.7 | -12.8 | -16.7 | -5.6 | -10
-6 | -9 | -7.8 | -9.4 | 9.4 | 6.1 | 1.7 | -5 | 1.5 | -5.6 | 13.3 | 5 | 1 | -6 | 8.3 | 5 | 15 | 10 | 11.3 | -0.2 | 11.7 | 10 | 13.1 | 4 | -7.6 | -16.7 | -2.8 | -6.1 | 16 | 11 | 18.3 | 16.7 | 21.1 | 13.3 | 9.8 | 1.2 | 20.6 | 15.6 | 8.3 | 7.8 | 28.9 | 16.1 | 2.8 | -5 | -4.4 | -8.3 | -14.4 | -24.4 | 9.4 | 7.5 | -13.3 | -20 | -8 | -14.1 | 3.3 | 1.7 | 16.7 | 6.7 | 7.8 | 1.1 | -16 | -18 | -3.3 | -3.9 | -10.6 | -21.7 | -10.6 | -15.6 | -18.1 | -23.4 | -12.8 | -17.2 | -18.3 | -22.2 | -16.7 | -24.4 | -3.3 | -11.1 | -4.4 | -11.1 | -3.3 | -12.8 | 8.3 | 1.7 | -3.9 | -10.6 | -21.6 | -25 | 10 | -0.6 | 10.2 | 3.9 | 14.4 | 14.4 | -15.6 | -20 | -15.6 | -23.3 | 1.7 | -7.8 | -6.1 | -7.8 | 7.2 | -6.1 | 12.2 | 0 | 5.6 | 3.3 | 2.8 | -4.4 | -3.3 | -8.5 | -8.9 | -17.2 | -10 | -18.3 | 5 | -4.4 | -6 | -10 | -1.5 | -1.9 | 7.8 | 3.1 | -1.7 | -11.1 | -0.6 | -2.8 | -8 | -10 | 13.3 | -3.3 | 15.6 | 13.3 | 0 | -6.1 | 3.3 | 2.8 | -11.1 | -16.7 | -13.9 | -16.1 | 15 | 9.4 | 12.8 | -1.1 | 11.1 | 2.8 | 5.6 | -0.6 | 13.3 | -0.6 | -2.8 | -6.7 | -0.6 | -1.9 | -15.6 | -22.8 | 7.8 | -4.4 | -10.6 | -15 | 7.2 | 5.6 | 6 | -3.2 | -12.1 | -16 | -6.1 | -9.4
-3 | -9 | -7.8 | -9.4 | 10.6 | 5.6 | 3.3 | -5.6 | 2.9 | -5.8 | 14.4 | 4.4 | 1 | -5 | 9.4 | 5.6 | 14.4 | 10 | 13.9 | 0.6 | 12.2 | 9.4 | 14.4 | 3.3 | -6.8 | -15.7 | -1.1 | -5 | 14 | 11 | 18.3 | 16.1 | 21.7 | 13.9 | 11.7 | 1.7 | 23.3 | 15 | 10 | 8.3 | 27.8 | 16.7 | 3.9 | -4.5 | -2.2 | -7.2 | -13.3 | -23.9 | 11.1 | 8.9 | -12.2 | -18.3 | -6.7 | -15.6 | 3.5 | 1.9 | 17.2 | 8.3 | 7.2 | 0.6 | -16 | -18 | -2.2 | -3.9 | -9.4 | -21.7 | -9.4 | -14.4 | -17.2 | -22.8 | -11.1 | -16.7 | -17.8 | -21.7 | -15 | -23.3 | -2.9 | -10.5 | -3.1 | -9.2 | -2.4 | -11.4 | 8.5 | 0.5 | -3.9 | -10.4 | -20 | -23.9 | 10.6 | 0 | 10.6 | 3.9 | 16.1 | 16.1 | -15 | -21.1 | -14.7 | -21.6 | 2.2 | -7.8 | -3.9 | -6.7 | 9.4 | -6.1 | 12.2 | 0 | 6.7 | -0.6 | 2.8 | -4.4 | -2.8 | -8.9 | -8.9 | -15.6 | -9.4 | -18.3 | 5.6 | -5 | -3 | -8 | -0.6 | -1.1 | 7.8 | 2.2 | -2.2 | -10.6 | -0.6 | -4.4 | -8 | -10 | 14.4 | -7.8 | 16.1 | 13.3 | 1.1 | -5.6 | 3.9 | 3.3 | -10.6 | -17.8 | -12.2 | -16.1 | 14.3 | 7.6 | 15 | -1.1 | 12 | 3 | 5 | -1.1 | 14.4 | -1.1 | -2.2 | -6.1 | 0 | -0.6 | -15 | -23.3 | 8.9 | -3.3 | -10.6 | -15 | 6.8 | 5.3 | 5.6 | -2.2 | -11.3 | -15.7 | -5.6 | -10
-3 | -9 | -7.8 | -8.9 | 11.7 | 5 | 4.4 | -5.6 | 4.4 | -6.7 | 16.1 | 4.4 | 1 | -3 | 9.4 | 5.6 | 14.4 | 10 | 14.5 | 0.3 | 11.7 | 9.4 | 14 | 3.2 | -6.1 | -16.1 | -0.6 | -5.6 | 13 | 9 | 17.8 | 16.1 | 21.1 | 14.4 | 13.4 | 2 | 22.2 | 15.6 | 10 | 7.8 | 28.3 | 18.9 | 5 | -4.5 | -1.7 | -5.6 | -12.8 | -23.3 | 10.9 | 9.2 | -10.6 | -16.1 | -6.5 | -14.7 | 3.7 | 2.1 | 16.1 | 7.8 | 7.2 | -1.1 | -16 | -18 | -2.2 | -3.3 | -8.9 | -23.9 | -9.4 | -15.6 | -17.4 | -22.7 | -10.6 | -16.7 | -17.8 | -22.2 | -14.4 | -21.7 | -2.6 | -10.6 | -1.9 | -8.5 | -1.5 | -10.8 | 8.7 | -1 | -3.9 | -11.1 | -18.3 | -23.3 | 11.1 | 0 | 10.2 | 3.9 | 16.7 | 16.7 | -15 | -20 | -13.7 | -20.7 | 4.4 | -7.2 | -5 | -7.2 | 8.9 | -9.4 | 12.8 | -0.6 | 6.7 | -3.3 | 2.8 | -1.7 | -2.8 | -7.1 | -8.9 | -13.9 | -8.9 | -18.9 | 6.1 | -4.4 | -3 | -7 | 0.2 | -1.1 | 7.2 | 1.3 | -2.8 | -11.1 | -0.6 | -6.1 | -8 | -10 | 16.1 | -7.2 | 16.1 | 13.3 | 1.7 | -6.1 | 3.9 | 3.3 | -10.6 | -17.8 | -10.6 | -15 | 13.5 | 5.9 | 15.6 | -1.1 | 13 | 3.4 | 5.6 | -0.6 | 14.4 | -1.1 | -1.7 | -5.6 | 0.6 | 0.2 | -15 | -22.8 | 8.9 | -3.9 | -10.6 | -13.9 | 6.5 | 5.3 | 5 | -1.5 | -10.6 | -16.1 | -5 | -9.4
-5 | -8 | -7.8 | -9.4 | 12.8 | 5 | 4.4 | -6.7 | 4 | -5.8 | 17.2 | 3.3 | 2 | -3 | 10.6 | 5.6 | 14.4 | 10 | 15 | 0.4 | 11.7 | 9.4 | 13.7 | 3.2 | -7.4 | -15.6 | -1.1 | -6.1 | 13 | 8 | 17.8 | 16.1 | 21.1 | 15 | 15 | 2.2 | 22.2 | 11.7 | 10 | 7.2 | 27.8 | 19.4 | 6.1 | -5.6 | -0.6 | -5.6 | -13.3 | -23.9 | 10.8 | 9.7 | -9.4 | -13.9 | -6.3 | -14.8 | 3.9 | 2.2 | 16.7 | 7.8 | 6.7 | 0 | -16 | -19 | -2.2 | -3.3 | -8.9 | -23.3 | -9.4 | -17.2 | -17.6 | -23.2 | -10 | -15.6 | -16.7 | -21.7 | -12.8 | -18.9 | -2.2 | -12.2 | -0.6 | -8.3 | -0.6 | -11.7 | 8.9 | -2.8 | -3.2 | -10.1 | -18.1 | -22.4 | 11.1 | -0.6 | 9.8 | 3.5 | 16.1 | 16.1 | -14.4 | -20 | -12.8 | -20.6 | 5 | -7.8 | -6.1 | -7.8 | 8.3 | -8.9 | 13.3 | -1.7 | 6.7 | -4.4 | 2.8 | -1.1 | -2.8 | -6.2 | -9.4 | -15 | -8.3 | -18.9 | 6.7 | -5 | -4 | -8 | 0.9 | -1.2 | 6.7 | 0.6 | -1.1 | -10 | 0 | -5.6 | -7 | -10 | 16.1 | -9.4 | 17.2 | 12.8 | 1.7 | -6.7 | 4.4 | 3.9 | -9.4 | -17.8 | -9.4 | -15 | 12.8 | 3.9 | 16.1 | -1.7 | 13.9 | 3.3 | 6.1 | -0.6 | 15 | -1.7 | -1.1 | -6.1 | 1.1 | 0.9 | -15 | -23.9 | 8.3 | -4.4 | -6.7 | -11.1 | 6.1 | 5 | 4.5 | -1.1 | -11.5 | -15.7 | -5.6 | -10
-4 | -8 | -7.8 | -8.9 | 11.7 | 5 | 3.9 | -7.8 | 3.7 | -5.8 | 17.2 | 3.3 | 1 | -3 | 10.6 | 5.6 | 13.9 | 10.6 | 15.6 | 0 | 11.7 | 9.4 | 13.3 | 2.8 | -8.7 | -16.4 | -2.8 | -6.7 | 13 | 8 | 17.8 | 16.1 | 21.7 | 15.6 | 16.7 | 1.7 | 21.1 | 14.4 | 10 | 7.2 | 27.2 | 18.3 | 4.6 | -4.1 | -0.6 | -5 | -13.9 | -23.3 | 10.6 | 10 | -8.3 | -12.2 | -6.1 | -16.1 | 3.9 | 2.6 | 16.1 | 6.7 | 5.6 | 1.1 | -16 | -18 | -2.8 | -3.3 | -10 | -23.3 | -9.4 | -18.3 | -17.8 | -24.4 | -10 | -15.6 | -17.2 | -21.7 | -13.3 | -19.4 | -2.8 | -10.8 | -1.1 | -7.7 | -2.1 | -9.9 | 8.5 | -3 | -2.4 | -10 | -18 | -22.2 | 10 | 0 | 9.4 | 3.3 | 16.7 | 16.7 | -14.4 | -20 | -13.2 | -19.6 | 3.9 | -8.3 | -7.2 | -8.9 | 8.9 | -8.9 | 11.1 | -1.1 | 5.6 | -3.9 | 1.7 | -1.1 | -2.8 | -5.6 | -8.9 | -13.3 | -8.3 | -18.3 | 6.7 | -4.4 | -5 | -9 | 1.7 | -1.7 | 6.1 | -0.6 | -2.8 | -10.6 | 0.6 | -6.1 | -8 | -10 | 16.1 | -8.9 | 16.7 | 12.8 | 1.1 | -7.2 | 4.4 | 4.4 | -9.4 | -17.8 | -8.3 | -12.2 | 12.1 | 3.6 | 15.6 | -2.2 | 12.2 | 3.4 | 6.1 | -1.1 | 15.6 | -1.1 | -1.1 | -5.6 | 1.7 | 1.7 | -16.1 | -24.4 | 7.8 | -4.4 | -6.1 | -10.6 | 6.1 | 5.2 | 3.9 | -1.1 | -12.4 | -16 | -6.1 | -10.6
-3 | -6 | -7.8 | -8.9 | 11.1 | 5 | 2.2 | -10.6 | 3.3 | -6.7 | 16.1 | 3.3 | 0 | -3 | 9.4 | 5 | 12.8 | 10.6 | 13.7 | 0.7 | 11.7 | 8.9 | 11.6 | 2.6 | -10 | -17.8 | -5.6 | -6.7 | 12 | 8 | 17.8 | 15.6 | 21.1 | 15 | 14.5 | 3 | 20.6 | 14.4 | 9.4 | 7.2 | 26.7 | 18.3 | 3.2 | -3.6 | -1.7 | -5.6 | -16.1 | -24.4 | 12.3 | 11.2 | -8.3 | -11.7 | -6.7 | -15.1 | 3.9 | 3 | 13.3 | 6.7 | 5 | 0.6 | -16 | -18 | -3.3 | -3.3 | -10.6 | -23.3 | -10.6 | -18.9 | -18.3 | -23.9 | -10 | -16.1 | -18.9 | -21.7 | -14.4 | -20 | -3.3 | -10.8 | -1.7 | -8.3 | -3.5 | -9.4 | 8.2 | -3.2 | -1.7 | -11.1 | -17.8 | -22.2 | 8.9 | -0.6 | 9.4 | 3.4 | 16.7 | 16.7 | -15.6 | -21.7 | -13.5 | -19.5 | 2.2 | -8.9 | -6.7 | -8.3 | 7.2 | -9.4 | 11.7 | -0.6 | 5.6 | -3.3 | 1.7 | -1.1 | -3.3 | -5.8 | -9.4 | -14.4 | -8.3 | -16.7 | 6.1 | -3.9 | -5 | -9 | 0.9 | -1.5 | 5 | -0.5 | -3.3 | -11.1 | 0 | -5.6 | -8 | -10 | 13.9 | -8.9 | 17.2 | 12.2 | -0.6 | -7.2 | 4.4 | 4.4 | -10 | -17.2 | -8.3 | -11.7 | 11.3 | 3.3 | 17.2 | -4.4 | 10.6 | 3.2 | 6.1 | -1.1 | 15 | -1.7 | -1.1 | -5.6 | 1.5 | 1.5 | -16.7 | -24.4 | 6.1 | -4.4 | -5.6 | -10.6 | 6.1 | 5.4 | 3.5 | 0.2 | -13.3 | -16.7 | -6.7 | -10.6
-3 | -6 | -7.8 | -9.4 | 9.4 | 6.1 | 1.1 | -10.6 | 1.1 | -6.8 | 14.4 | 5.6 | -1 | -4 | 8.3 | 4.4 | 11.7 | 10 | 11.9 | 0.6 | 11.1 | 8.9 | 10 | 2.1 | -11.7 | -18 | -6.7 | -9.4 | 11 | 8 | 16.7 | 15 | 20 | 16.1 | 12.2 | 3.4 | 17.8 | 12.2 | 8.9 | 6.7 | 25 | 17.2 | 1.7 | -3.9 | -3.9 | -6.7 | -16.7 | -24.4 | 13.9 | 12.1 | -10 | -12.8 | -7.2 | -14.9 | 3.9 | 3.3 | 11.7 | 6.1 | 4.4 | -0.6 | -16 | -18 | -3.3 | -3.9 | -11.7 | -23.3 | -11.7 | -18.3 | -18.9 | -24.1 | -11.7 | -16.1 | -20 | -22.2 | -16.7 | -20.6 | -3.9 | -11.7 | -2.2 | -9.4 | -5 | -10 | 7.8 | -4.4 | -2.2 | -10.2 | -18.3 | -22 | 7.8 | 0 | 9.4 | 3.4 | 16.7 | 16.1 | -16.1 | -21.7 | -13.9 | -20 | -0.6 | -11.1 | -7.8 | -10.6 | 5 | -10 | 9.4 | 0 | 5 | -3.3 | 1.7 | -0.6 | -3.9 | -6.4 | -9.4 | -15 | -8.9 | -15 | 3.9 | -3.9 | -6 | -10 | 0.2 | -1.4 | 3.9 | -0.6 | -3.3 | -11.7 | 0.6 | -5.6 | -8 | -10 | 11.7 | -7.8 | 17.2 | 12.2 | -1.7 | -6.7 | 4.4 | 4.4 | -10.6 | -17.2 | -10.6 | -12.2 | 10.6 | 2.8 | 13.9 | -5 | 8.9 | 2.8 | 6.1 | -1.7 | 13.3 | -1.1 | -1.7 | -6.1 | 1.3 | 1.3 | -17.2 | -24.4 | 5.6 | -4.4 | -5 | -10 | 6.1 | 5.6 | 3.2 | 1.2 | -13.5 | -16.2 | -6.7 | -14.4
-1 | -5 | -7.8 | -8.9 | 8.9 | 6.7 | 0 | -10.6 | -1.1 | -7.9 | 13.3 | 5.6 | -2 | -5 | 6.7 | 4.4 | 12.2 | 10 | 10 | 0.6 | 11.7 | 9.4 | 8.3 | 1.7 | -13.3 | -18.8 | -6.7 | -10 | 10 | 8 | 16.1 | 14.4 | 20 | 16.1 | 10 | 3.3 | 16.1 | 13.9 | 8.3 | 6.7 | 23.9 | 18.3 | 1.5 | -3.3 | -4.4 | -7.2 | -18.3 | -25 | 15.6 | 13.3 | -12.2 | -14.4 | -7.8 | -16.1 | 3.7 | 2.8 | 12.2 | 7.8 | 4.4 | -0.6 | -15 | -18 | -3.9 | -4.4 | -11.7 | -23.3 | -12.2 | -18.3 | -19.4 | -25 | -12.2 | -17.2 | -20.6 | -22.2 | -16.1 | -20 | -4.8 | -10.5 | -2.6 | -8.7 | -5.2 | -9.8 | 7.1 | -2.8 | -2.8 | -10.4 | -18.9 | -22.2 | 7.2 | 0 | 9.4 | 3.3 | 16.7 | 15.6 | -17.8 | -21.7 | -14.1 | -19.5 | -2.2 | -11.1 | -10 | -12.2 | 2.8 | -8.3 | 7.8 | 0 | 4.4 | -2.2 | 1.7 | -0.6 | -4.4 | -7.2 | -10 | -15.6 | -9.4 | -12.2 | 3.3 | -3.9 | -6 | -10 | -0.6 | -1.7 | 2.8 | -1.1 | -3.9 | -12.2 | 1.1 | -5.6 | -10 | -13 | 10.6 | -6.1 | 16.7 | 12.8 | -1.1 | -6.7 | 5 | 4.4 | -10.6 | -16.1 | -11.7 | -13.3 | 10.4 | 2 | 13.9 | -3.3 | 8 | 2.5 | 5.6 | -2.2 | 12.2 | 0 | -1.1 | -6.7 | 1.1 | 1.1 | -17.2 | -23.9 | 5 | -4.4 | -5.6 | -10 | 5.9 | 5.3 | 2.8 | 2.2 | -13.7 | -16 | -7.8 | -14.4
2 | -1 | -9.4 | -13.3 | 8.3 | 6.7 | -0.6 | -12.2 | -3.3 | -10 | 12.2 | 6.1 | -2 | -4 | 6.7 | 4.4 | 12.2 | 10 | 8 | 0.9 | 11.1 | 9.4 | 8.1 | 1.7 | -15 | -20.6 | -3.9 | -10.6 | 10 | 7 | 16.7 | 13.9 | 20 | 16.1 | 9.8 | 3.5 | 14.4 | 13.3 | 7.8 | 6.1 | 22.8 | 17.8 | 1.3 | -3.3 | -5 | -7.2 | -18.3 | -25 | 16.1 | 13.2 | -12.8 | -14.4 | -8.3 | -14.9 | 3.5 | 2.2 | 12.8 | 7.2 | 3.9 | -1.1 | -17 | -20 | -3.9 | -4.4 | -12.2 | -23.3 | -12.8 | -18.3 | -19.8 | -24.4 | -12.8 | -17.8 | -21.1 | -23.3 | -15.6 | -18.9 | -5.8 | -10.2 | -2.9 | -9 | -5.4 | -10.2 | 6.3 | -2 | -3.3 | -11.7 | -19.4 | -22.8 | 6.7 | -0.6 | 9.8 | 5 | 16.7 | 15.6 | -18.3 | -22.2 | -14.2 | -19.6 | -3.3 | -11.1 | -15 | -17.2 | 2.2 | -8.3 | 8.3 | -0.6 | 3.9 | -2.2 | 1.7 | -0.6 | -4.6 | -7 | -9.4 | -16.7 | -10 | -11.7 | 2.8 | -3.9 | -6 | -11 | -0.8 | -1.8 | 3.2 | -0.7 | -4.4 | -12.2 | 0.6 | -4.4 | -11 | -13 | 8.9 | -5.6 | 17.2 | 13.3 | -1.7 | -6.7 | 5 | 4.4 | -10.6 | -15 | -13.3 | -15 | 10.2 | 1 | 10.6 | -3.9 | 7 | 1.7 | 5.6 | -2.2 | 10.6 | -0.6 | -0.6 | -6.1 | 1.1 | 1.1 | -16.7 | -22.8 | 5 | -4.4 | -5.6 | -9.4 | 5.8 | 5.2 | 2.8 | 2.4 | -13.9 | -16.1 | -8.3 | -14.4
2 | -2 | -10.6 | -14.4 | 8.3 | 6.1 | -1.1 | -11.7 | -4.4 | -9.5 | 11.7 | 5.6 | -1 | -5 | 6.1 | 3.9 | 11.7 | 9.4 | 5.9 | 0.8 | 12.2 | 10 | 8 | 1.8 | -16.3 | -20.7 | -3.9 | -9.4 | 9 | 6 | 16.1 | 13.9 | 20 | 16.1 | 9.6 | 3.4 | 13.9 | 12.8 | 7.8 | 6.1 | 22.2 | 17.8 | 1.1 | -3.9 | -5 | -7.8 | -19.4 | -25.6 | 16.7 | 13.5 | -12.8 | -13.3 | -8.9 | -14.9 | 3.3 | 1.7 | 12.2 | 7.8 | 3.3 | -1.7 | -17 | -20 | -3.9 | -4.4 | -13.3 | -23.3 | -13.9 | -18.9 | -20.2 | -24.4 | -12.8 | -17.8 | -21.7 | -23.9 | -15 | -18.3 | -6.7 | -10.6 | -3.3 | -10 | -5.6 | -11.1 | 5.6 | -1.7 | -2.9 | -10.5 | -19.4 | -22 | 6.1 | 0 | 10.2 | 6.4 | 16.7 | 16.1 | -18.9 | -22.8 | -14.4 | -20.6 | -4.4 | -11.7 | -17.8 | -20 | 2.2 | -8.3 | 11.1 | -0.6 | 3.9 | -1.7 | 1.7 | 0 | -4.8 | -7.2 | -11.1 | -15.6 | -11.7 | -13.3 | 2.2 | -3.9 | -6 | -11 | -0.9 | -1.9 | 3.5 | -0.6 | -4.4 | -12.2 | 1.1 | -4.4 | -12 | -15 | 7.8 | -5.6 | 17.8 | 13.3 | -2.2 | -6.7 | 5 | 4.4 | -12.2 | -15 | -14.4 | -15.6 | 10 | 0 | 10.6 | -3.9 | 6.1 | 1.1 | 5.6 | -2.2 | 8.3 | 0.6 | -0.6 | -6.1 | 1.1 | 1.1 | -16.7 | -22.8 | 4.4 | -4.4 | -5.6 | -9.4 | 5.6 | 5 | 2.8 | 2.7 | -14.8 | -17.3 | -8.9 | -16.7
2 | -3 | -11.1 | -16.7 | 7.8 | 6.1 | -1.1 | -11.7 | -5.6 | -10.2 | 10.6 | 6.1 | -2 | -6 | 5.6 | 3.9 | 11.7 | 10 | 3.9 | 0.6 | 12.2 | 9.4 | 7.8 | 1.7 | -17.6 | -21.6 | -5 | -10.6 | 8 | 6 | 16.1 | 13.9 | 20 | 16.1 | 9.4 | 3.3 | 13.3 | 12.8 | 7.2 | 6.1 | 21.1 | 18.3 | 1.1 | -3.5 | -6.1 | -7.8 | -20 | -25.6 | 17.2 | 13.3 | -10 | -13.3 | -9.4 | -15.6 | 3.3 | 1.7 | 12.8 | 7.8 | 3.3 | -2.2 | -17 | -19 | -4.4 | -4.7 | -14.4 | -22.2 | -14.4 | -18.9 | -20.6 | -25 | -12.8 | -18.3 | -22.8 | -25 | -14.4 | -17.2 | -7.1 | -10.7 | -3.3 | -9.6 | -5.8 | -10.9 | 5.4 | -1.9 | -2.6 | -10.2 | -19.4 | -21.7 | 5 | 0 | 10.6 | 7.8 | 16.7 | 15.6 | -20 | -23.9 | -14.6 | -19.7 | -4.4 | -12.2 | -16.7 | -18.9 | 1.7 | -7.2 | 11.7 | -0.6 | 3.9 | -3.3 | 2.2 | 0 | -5 | -7.8 | -11.7 | -15.6 | -10 | -11.7 | 1.7 | -4.4 | -7 | -11 | -1.1 | -2.2 | 3.9 | -0.6 | -5 | -12.8 | 1.7 | -4.4 | -12 | -16 | 7.2 | -5.6 | 17.8 | 13.3 | -3.3 | -6.7 | 5 | 4.4 | -12.2 | -15 | -12.2 | -13.3 | 10 | 0.3 | 11.1 | -4.4 | 5.4 | 1.1 | 6.1 | -2.2 | 6.7 | 1.7 | -0.6 | -6.7 | 1.1 | 1.1 | -17.8 | -23.3 | 3.9 | -4.4 | -5.6 | -9.4 | 5.6 | 5 | 2.8 | 2.8 | -15.8 | -18.7 | -8.9 | -16.1
1 | -5 | -11.7 | -17.8 | 8.3 | 6.7 | -1.7 | -11.1 | -6.7 | -11.1 | 9.4 | 5.6 | -1 | -5 | 3.9 | 2.8 | 10 | 8.9 | 3.3 | 0.3 | 12.2 | 8.3 | 7.1 | 1.4 | -18.9 | -22.8 | -4.4 | -12.8 | 7 | 4 | 16.7 | 13.9 | 19.4 | 16.7 | 9 | 3.4 | 13.9 | 12.8 | 7.2 | 6.1 | 20.6 | 17.8 | 1.1 | -3.7 | -7.2 | -8.3 | -19.4 | -26.1 | 16.8 | 13.4 | -11.7 | -15 | -9.8 | -14.9 | 3.3 | 1.7 | 12.2 | 8.3 | 2.8 | -2.8 | -17 | -20 | -4.4 | -5 | -16.1 | -22.8 | -15 | -18.3 | -21.1 | -25.3 | -12.8 | -18.9 | -21.7 | -23.9 | -14.4 | -16.7 | -7.4 | -11.1 | -3.3 | -10.2 | -5.9 | -11.2 | 5.2 | -2.7 | -2.2 | -11.1 | -19.4 | -21.7 | 4.4 | 0 | 11.3 | 8 | 16.7 | 15.6 | -20 | -23.9 | -14.8 | -19.5 | -5 | -12.2 | -20 | -22.2 | 1.1 | -7.2 | 12.2 | 0 | 4.4 | -3.3 | 2.2 | 0.6 | -5.2 | -7.8 | -11.7 | -15.6 | -12.2 | -13.9 | 2.8 | -4.4 | -8 | -12 | -1.1 | -2.2 | 4.3 | -0.4 | -5 | -12.2 | 1.1 | -3.3 | -13 | -19 | 6.7 | -4.4 | 17.2 | 13.9 | -6.7 | -9.4 | 5 | 4.4 | -13.9 | -15.6 | -7.8 | -8.9 | 10 | 0.3 | 11.1 | -3.9 | 4.6 | 0.7 | 6.1 | -1.7 | 5.6 | 1.7 | -0.6 | -6.7 | 0.7 | 0.7 | -18.3 | -23.9 | 2.2 | -3.9 | -5 | -8.9 | 5.6 | 5 | 2.2 | 2.2 | -16.7 | -20.6 | -9.4 | -15.6
2 | -3 | -11.7 | -18.3 | 8.3 | 6.7 | -1.7 | -11.1 | -7.2 | -10.9 | 8.9 | 5.6 | -1 | -5 | 3.9 | 2.8 | 10 | 8.9 | 2.8 | 0.3 | 11.7 | 7.8 | 5.7 | 0.9 | -19.3 | -22.1 | -6.7 | -13.9 | 6 | 4 | 17.2 | 13.9 | 18.9 | 16.1 | 8.7 | 3.3 | 13.3 | 12.8 | 6.7 | 6.1 | 19.4 | 17.8 | 1.1 | -4.4 | -7.2 | -9.4 | -20 | -26.1 | 16.5 | 13.3 | -13.3 | -15.6 | -10.2 | -15 | 3.3 | 1.7 | 11.7 | 8.9 | 2.8 | -2.8 | -17 | -20 | -5 | -5.1 | -16.7 | -21.7 | -15.6 | -18.3 | -21.7 | -26.4 | -13.3 | -16.7 | -22.8 | -25 | -15.6 | -17.8 | -7.8 | -12.2 | -3.3 | -11.7 | -6.1 | -12.2 | 5 | -3.9 | -2 | -9.8 | -19 | -22.1 | 3.9 | 0 | 12.1 | 8.2 | 16.7 | 15.6 | -20 | -23.9 | -15 | -20 | -5.6 | -12.2 | -18.9 | -21.1 | 0.6 | -6.1 | 12.8 | 0 | 4.4 | -4.4 | 2.2 | 0.6 | -5.4 | -8.1 | -12.8 | -16.7 | -11.1 | -12.8 | 2.2 | -4.4 | -7 | -12 | -1.1 | -2.5 | 4.6 | -0.3 | -5 | -12.8 | 1.1 | -3.9 | -13 | -20 | 6.1 | -2.8 | 17.2 | 13.9 | -8.3 | -12.2 | 5 | 4.4 | -13.3 | -15.6 | -7.2 | -8.3 | 10 | 0.6 | 10 | -4.4 | 3.9 | 0.6 | 6.1 | -1.7 | 3.9 | 1.7 | -0.6 | -6.7 | 0.4 | 0.4 | -19.4 | -23.9 | 1.7 | -2.8 | -5 | -8.9 | 5.6 | 5 | 1.7 | 1.7 | -17.1 | -20.3 | -9.4 | -16.1
2 | -2 | -12.2 | -18.9 | 8.3 | 6.7 | -2.2 | -10.6 | -7.8 | -11.4 | 7.8 | 5 | -1 | -5 | 4.4 | 3.9 | 9.4 | 8.3 | 2.2 | 0 | 11.1 | 7.2 | 4.3 | 0.3 | -19.6 | -21.8 | -8.9 | -14.4 | 6 | 3 | 16.7 | 12.8 | 18.3 | 16.1 | 8.3 | 3.3 | 12.8 | 11.7 | 6.7 | 6.1 | 19.4 | 17.8 | 0.9 | -3.5 | -7.8 | -9.4 | -21.1 | -26.1 | 16.1 | 13.3 | -13.3 | -16.1 | -10.6 | -15.6 | 3.1 | 1.6 | 12.8 | 10 | 1.7 | -2.8 | -17 | -20 | -5 | -5.3 | -18.3 | -21.7 | -15.6 | -18.3 | -22.2 | -27.8 | -13.3 | -20 | -23.9 | -26.1 | -16.1 | -18.3 | -7.4 | -11.6 | -2.9 | -10.5 | -6.5 | -11.2 | 4.8 | -3.1 | -1.9 | -9.7 | -18.7 | -23.1 | 3.3 | 0 | 12.8 | 8.3 | 16.7 | 15.6 | -20 | -23.9 | -14.6 | -19.2 | -7.2 | -13.3 | -18.3 | -20.6 | 0 | -6.7 | 12.2 | 0 | 3.9 | -5.6 | 2.8 | 0.6 | -5.6 | -8.9 | -14.4 | -17.2 | -11.1 | -12.8 | 1.7 | -5 | -8 | -12 | -1.1 | -2.8 | 5 | -0.6 | -5.6 | -13.3 | 0.6 | -0.6 | -15 | -20 | 5 | -3.3 | 16.7 | 13.9 | -10.6 | -15 | 3.9 | 2.2 | -12.2 | -13.9 | -7.2 | -8.3 | 9.8 | -0.3 | 7.2 | -4.4 | 4.3 | 0.8 | 6.1 | -1.7 | 3.3 | 1.1 | -0.6 | -6.7 | 0 | 0 | -18.9 | -23.9 | 3.3 | -4.4 | -4.4 | -7.8 | 4.7 | 4.3 | 1.1 | 1.1 | -17.4 | -20.2 | -9.4 | -13.3
0 | -5 | -12.2 | -18.9 | 8.3 | 7.2 | -2.8 | -10.6 | -8.3 | -12.2 | 7.2 | 4.4 | -3 | -6 | 2.8 | 2.2 | 9.4 | 8.9 | 1.8 | -0.1 | 10.6 | 7.8 | 3.3 | 0 | -20 | -21.7 | -10 | -14.4 | 5 | 3 | 16.1 | 12.8 | 18.3 | 16.1 | 8.5 | 3.8 | 11.7 | 11.1 | 6.7 | 6.1 | 20 | 18.3 | 0.8 | -3.2 | -7.8 | -9.4 | -21.1 | -26.1 | 16.3 | 13.3 | -13.3 | -16.1 | -10 | -14.3 | 3 | 1.7 | 13.3 | 10 | 1.7 | -3.3 | -17 | -20 | -5 | -5.5 | -18.3 | -21.7 | -15.6 | -18.9 | -22.9 | -27.2 | -13.3 | -20 | -23.9 | -26.1 | -16.1 | -18.3 | -7.1 | -11.6 | -2.6 | -10.2 | -6.8 | -10.9 | 4.6 | -2.6 | -1.7 | -10.6 | -18.3 | -25 | 3.3 | -0.6 | 13.3 | 8.6 | 16.7 | 15.6 | -19.4 | -23.3 | -14.3 | -19.1 | -7.8 | -13.3 | -19.4 | -21.7 | 1.1 | -5.6 | 12.8 | 0 | 2.2 | -3.3 | 2.2 | 0.6 | -6 | -8.9 | -15 | -17.2 | -10.6 | -12.2 | 1.1 | -4.4 | -8 | -12 | -0.7 | -2.1 | 5 | -0.2 | -5.6 | -12.8 | 0.6 | -0.6 | -16 | -21 | 3.9 | -3.3 | 16.7 | 13.9 | -13.9 | -18.3 | 2.8 | -0.6 | -12.8 | -13.3 | -7.8 | -8.3 | 9.6 | -1 | 8.3 | -4.4 | 4.6 | 0.9 | 5.6 | -1.7 | 3.3 | 1.1 | -0.6 | -6.7 | 0 | 0 | -18.3 | -23.3 | 3.3 | -4.4 | -3.9 | -7.2 | 3.7 | 3.6 | -0.2 | -0.6 | -17.8 | -20.6 | -10 | -15
0 | -5 | -12.8 | -20 | 8.3 | 7.2 | -3.3 | -10.6 | -7.6 | -11 | 6.7 | 3.9 | -3 | -8 | 2.8 | 2.2 | 9.4 | 8.9 | 1.5 | -0.4 | 10 | 7.8 | 2.4 | -0.5 | -20.2 | -22.5 | -9.4 | -15 | 4 | 3 | 16.1 | 11.1 | 18.3 | 15.6 | 8.7 | 4.1 | 11.7 | 11.1 | 7.2 | 6.7 | 20.6 | 18.3 | 0.6 | -3.3 | -8.9 | -10 | -21.1 | -26.1 | 16.5 | 13.4 | -15 | -17.2 | -9.5 | -13.5 | 2.8 | 1.7 | 14.4 | 11.1 | 1.7 | -5 | -17 | -20 | -5 | -5.8 | -18.9 | -21.7 | -16.7 | -18.9 | -23.7 | -27.3 | -12.8 | -19.4 | -23.3 | -25.6 | -15.6 | -17.2 | -6.7 | -12.2 | -2.2 | -11.1 | -7.2 | -11.1 | 4.4 | -2.8 | -2.1 | -8.3 | -17.6 | -23.1 | 2.8 | -1.1 | 13.9 | 9.2 | 16.7 | 15.6 | -20 | -22.8 | -13.9 | -19.4 | -7.8 | -13.9 | -16.7 | -18.3 | 0 | -6.7 | 11.7 | 0 | 0.6 | -2.2 | 2.2 | 0.6 | -6.3 | -9.3 | -16.7 | -18.9 | -10.6 | -12.2 | 1.1 | -3.9 | -8 | -12 | -0.4 | -1.5 | 5 | -0.2 | -6.1 | -13.3 | 0.6 | -2.2 | -16 | -18 | 2.8 | -4.4 | 16.1 | 13.3 | -15 | -22.2 | 1.1 | -2.2 | -14.4 | -15.6 | -8.3 | -9.4 | 9.4 | -2.2 | 6.7 | -5 | 5 | 1.1 | 4.4 | -1.7 | 2.8 | 1.1 | 0 | -6.7 | 0 | 0 | -19.4 | -25 | 3.9 | -6.1 | -3.3 | -7.8 | 2.8 | 2.8 | -1.5 | -2.1 | -17.8 | -20.6 | -10 | -14.4
0 | 0 | -12.2 | -20.6 | 8.9 | 8.9 | -4.4 | -10.6 | -6.8 | -10.2 | 6.1 | 3.9 | -2 | -8 | 2.2 | 1.7 | 9.4 | 8.3 | 1.1 | -0.6 | 9.4 | 8.3 | 1.7 | -1.2 | -20.4 | -23.5 | -8.9 | -15 | 4 | 3 | 15.6 | 11.7 | 18.9 | 15.6 | 8.9 | 4.4 | 12.2 | 11.7 | 7.8 | 7.2 | 21.1 | 18.9 | 1.1 | -2.8 | -7.8 | -9.4 | -21.1 | -26.7 | 16.7 | 13.3 | -15 | -17.2 | -8.9 | -13.3 | 2.6 | 1.4 | 13.9 | 11.7 | 1.1 | -7.8 | -17 | -20 | -5 | -5.9 | -19.4 | -22.2 | -17.2 | -19.4 | -24.4 | -27.8 | -12.8 | -19.4 | -21.7 | -23.9 | -14.4 | -17.2 | -6.7 | -11.6 | -2.9 | -10 | -7.6 | -10.9 | 3.5 | -2.9 | -2.4 | -7.1 | -16.8 | -21.7 | 2.2 | -1.7 | 14.4 | 9.4 | 16.7 | 15.6 | -21.1 | -24.4 | -13.2 | -18.3 | -8.3 | -14.4 | -15.6 | -17.2 | -0.6 | -6.7 | 10.6 | 0 | -0.6 | -2.2 | 2.2 | 0 | -6.7 | -10 | -16.7 | -17.8 | -10.6 | -12.8 | 1.7 | -3.9 | -9 | -12 | 0 | -1.1 | 5 | 0 | -6.1 | -13.3 | 0.6 | -1.1 | -17 | -21 | 1.7 | -5.6 | 16.7 | 13.3 | -16.1 | -22.2 | 0.6 | -4.4 | -13.9 | -15.6 | -8.9 | -9.4 | 9 | -3.1 | 8.9 | -5 | 5.6 | 1.9 | 4.4 | -2.2 | 3.9 | 2.8 | 0 | -6.7 | 0 | 0 | -21.7 | -25 | 3.9 | -6.7 | -3.3 | -7.2 | 3.5 | 3.5 | -2.8 | -3.9 | -17.8 | -21 | -10.6 | -15.6
0 | -3 | -12.2 | -20.6 | 9.4 | 8.3 | -4.4 | -10.6 | -6.1 | -10 | 6.1 | 3.3 | -2 | -7 | 2.2 | 1.1 | 9.4 | 8.3 | 0.7 | -0.9 | 10 | 8.3 | 1.4 | -1.2 | -20.6 | -25 | -9.4 | -15.6 | 3 | 2 | 16.1 | 12.2 | 18.9 | 16.1 | 8.7 | 5.5 | 12.2 | 11.7 | 8.3 | 8.3 | 21.1 | 18.9 | 1.7 | -2.5 | -7.8 | -9.4 | -21.7 | -26.7 | 16.7 | 13.5 | -17.2 | -18.9 | -8.7 | -12.5 | 2.4 | 1.2 | 13.9 | 12.2 | 0.6 | -10 | -17 | -19 | -5 | -6.1 | -21.1 | -23.9 | -17.8 | -20 | -25.5 | -28.7 | -13.3 | -17.2 | -21.7 | -23.3 | -15 | -17.8 | -6.7 | -11.6 | -3.7 | -10.2 | -7.9 | -11 | 2.6 | -3.3 | -2.8 | -6.7 | -16.1 | -21.1 | 2.2 | -1.7 | 14.4 | 9.9 | 16.7 | 15.6 | -21.1 | -24.4 | -12.4 | -17.6 | -8.9 | -13.9 | -17.2 | -19.4 | -1.1 | -6.7 | 10.6 | 0 | -1.1 | -2.8 | 2.2 | 0 | -6.9 | -10.2 | -16.7 | -18.3 | -12.8 | -14.4 | 1.7 | -3.9 | -9 | -13 | 0 | -0.9 | 4.6 | 0.3 | -5.6 | -13.9 | 0 | -1.7 | -18 | -22 | 0.6 | -7.8 | 14.4 | 11.1 | -17.2 | -22.2 | -0.6 | -4.4 | -13.3 | -15 | -8.3 | -8.9 | 8.7 | -4.3 | 7.8 | -5.6 | 6.1 | 2.7 | 4.4 | -3.3 | 3.9 | 2.8 | 0 | -6.7 | 0 | 0 | -22.8 | -25.6 | 3.9 | -5 | -3.3 | -6.7 | 4.3 | 4.3 | -3.9 | -4.9 | -17.8 | -21.7 | -12.2 | -16.7
0 | -3 | -12.8 | -20.6 | 8.9 | 8.3 | -5 | -10.6 | -4.6 | -8.4 | 6.1 | 3.3 | -3 | -7 | 1.1 | 0 | 8.9 | 7.8 | 0.4 | -1.2 | 10 | 8.3 | 0.2 | -1.8 | -20.6 | -24.1 | -10.6 | -16.1 | 3 | 3 | 16.7 | 13.9 | 18.9 | 15.6 | 8.5 | 6.5 | 11.7 | 11.1 | 8.9 | 8.9 | 21.7 | 18.9 | 2.2 | -2.8 | -7.2 | -9.4 | -21.7 | -26.1 | 16.7 | 13.5 | -17.8 | -21.7 | -8.5 | -12.3 | 2.2 | 1.1 | 13.9 | 12.2 | 0.6 | -10.6 | -17 | -19 | -5 | -6.7 | -19.4 | -23.3 | -17.2 | -19.4 | -26.7 | -30.1 | -12.8 | -16.1 | -22.2 | -23.9 | -16.7 | -18.9 | -6.7 | -12.2 | -4.4 | -11.1 | -8.3 | -11.7 | 1.7 | -4.4 | -3.9 | -7.9 | -15.7 | -20.1 | 1.1 | -2.2 | 14.4 | 10.1 | 16.7 | 15.6 | -21.7 | -26.7 | -11.7 | -17.8 | -10 | -14.4 | -16.7 | -18.9 | -1.7 | -6.1 | 10 | 1.1 | -1.1 | -3.3 | 2.2 | 0 | -7 | -10.6 | -16.7 | -18.3 | -13.9 | -15.6 | 1.7 | -3.3 | -10 | -14 | 0 | -0.6 | 4.3 | 0.8 | -6.1 | -13.9 | 0 | -1.1 | -20 | -26 | -0.6 | -8.9 | 13.9 | 10.6 | -17.8 | -23.3 | -1.1 | -5.6 | -14.4 | -15 | -8.3 | -8.9 | 8.3 | -6.1 | 7.8 | -5 | 6.7 | 3.3 | 3.3 | -4.4 | 4.4 | 2.8 | 0 | -6.1 | 0 | 0 | -23.3 | -26.1 | 4.4 | -4.4 | -2.8 | -6.7 | 5 | 5 | -5 | -6 | -18.3 | -21.6 | -12.2 | -20
-1 | -3 | -13.3 | -21.1 | 8.9 | 8.3 | -5 | -11.7 | -3.2 | -7.2 | 5.6 | 2.8 | -2 | -7 | 1.1 | 0.6 | 8.9 | 7.8 | 0 | -1.7 | 9.4 | 8.3 | 0 | -2.2 | -20.6 | -23.5 | -10.6 | -17.2 | 3 | 2 | 16.7 | 13.9 | 18.3 | 15.6 | 8.3 | 7.2 | 12.2 | 11.1 | 9.4 | 9.4 | 21.7 | 18.9 | 2.4 | -2.2 | -6.7 | -8.9 | -21.7 | -26.7 | 16.7 | 13.3 | -18.9 | -25 | -8.3 | -12.8 | 2.4 | 0.8 | 14.4 | 12.2 | 0.6 | -11.1 | -19 | -21 | -5 | -6.7 | -18.3 | -22.8 | -18.9 | -21.1 | -27.8 | -31.7 | -13.9 | -16.7 | -22.8 | -24.4 | -18.3 | -20.6 | -6.5 | -11.1 | -4.4 | -10.3 | -7.8 | -10.8 | 2.2 | -3.6 | -5 | -9.8 | -15.4 | -19.8 | 1.1 | -2.2 | 14.4 | 10.6 | 16.1 | 15.6 | -22.8 | -28.9 | -10.9 | -16.5 | -10 | -15 | -17.8 | -20 | -1.7 | -6.1 | 10 | 0 | -1.1 | -2.8 | 2.2 | 0 | -7.2 | -11.7 | -17.2 | -18.3 | -14.4 | -16.1 | 2.2 | -3.3 | -11 | -15 | 0 | -0.6 | 3.9 | 1.1 | -6.1 | -13.9 | 0 | -1.1 | -21 | -26 | -1.1 | -8.9 | 13.3 | 10 | -18.3 | -23.3 | -2.2 | -5.6 | -13.3 | -15 | -8.3 | -8.9 | 8.5 | -5.7 | 6.7 | -5 | 7.4 | 4.2 | 2.8 | -5.6 | 5 | 2.8 | 0 | -5.6 | 0 | 0 | -23.3 | -26.1 | 4.4 | -4.4 | -3.3 | -7.2 | 5 | 5 | -6.1 | -7.2 | -18.9 | -22 | -15 | -20.6
-1 | -3 | -13.3 | -21.7 | 9.4 | 8.9 | -4.4 | -11.1 | -1.7 | -6.7 | 5.6 | 2.2 | -3 | -7 | 1.7 | 1.1 | 10 | 7.8 | 2 | -0.4 | 10 | 8.9 | 3.1 | -0.5 | -20.6 | -23.3 | -11.1 | -17.2 | 3 | 2 | 16.1 | 14.4 | 18.3 | 15.6 | 8.5 | 7.6 | 12.8 | 11.7 | 9.4 | 9.4 | 22.2 | 19.4 | 2.6 | -2 | -6.7 | -8.9 | -21.1 | -26.1 | 16.3 | 13.6 | -18.3 | -23.3 | -7.8 | -12.1 | 2.6 | 0.3 | 16.1 | 13.3 | 0.6 | -11.1 | -21 | -23 | -5.6 | -6.7 | -16.1 | -22.8 | -18.3 | -20.6 | -26.7 | -30.1 | -14.4 | -17.2 | -22.8 | -25 | -19.4 | -22.2 | -6.3 | -10.5 | -4.4 | -10.3 | -7.2 | -10.2 | 2.8 | -3.1 | -6.1 | -12.2 | -15 | -20 | 0.6 | -2.2 | 14.8 | 11 | 15.6 | 14.4 | -23.9 | -29.4 | -10.2 | -15.8 | -10.6 | -15 | -17.8 | -20 | -0.6 | -6.1 | 10 | 0 | 0.6 | -1.7 | 2.2 | 0 | -7.2 | -10.9 | -17.8 | -18.9 | -12.8 | -14.4 | 1.7 | -2.8 | -12 | -16 | 0.4 | -0.3 | 4.1 | 1.3 | -6.1 | -14.4 | 0 | -1.7 | -22 | -27 | -1.7 | -8.9 | 12.2 | 7.2 | -18.3 | -23.3 | -3.3 | -6.7 | -15 | -17.2 | -7.8 | -8.3 | 8.7 | -5.6 | 6.7 | -4.4 | 8.2 | 5 | 2.8 | -5.6 | 3.9 | 2.2 | 0.6 | -5 | -0.2 | -0.7 | -24.4 | -26.7 | 5 | -3.9 | -2.8 | -6.7 | 5 | 5 | -6.5 | -7.5 | -19.4 | -22.8 | -16.1 | -21.1
-1 | -4 | -13.3 | -21.7 | 9.4 | 8.9 | -3.9 | -11.7 | -1.1 | -6 | 6.7 | 2.2 | -2 | -6 | 4.4 | 4.4 | 11.1 | 7.8 | 4.1 | 0.9 | 11.1 | 9.4 | 6.3 | 1 | -17.6 | -21.2 | -6.1 | -14.4 | 4 | 2 | 17.2 | 14.4 | 21.7 | 17.2 | 8.7 | 8 | 15 | 13.3 | 9.4 | 9.4 | 24.4 | 19.4 | 2.8 | -2.2 | -6.1 | -8.3 | -17.2 | -22.8 | 16 | 13.9 | -17.2 | -22.8 | -7.2 | -12.1 | 2.8 | 0 | 17.2 | 13.3 | 0.6 | -11.1 | -21 | -23 | -5.6 | -6.7 | -16.1 | -22.8 | -17.8 | -20 | -25.5 | -28.7 | -13.9 | -16.7 | -23.3 | -25.6 | -18.9 | -21.7 | -6.1 | -10.6 | -4.4 | -11.1 | -6.7 | -10 | 3.3 | -3.3 | -5.5 | -11 | -13.3 | -17.6 | 1.1 | -2.2 | 15.2 | 11.8 | 11.1 | 9.4 | -23.3 | -28.3 | -9.4 | -16.1 | -8.3 | -14.4 | -16.1 | -17.8 | 2.8 | -6.1 | 11.7 | 0.6 | 1.7 | -2.2 | 2.2 | -0.6 | -7.2 | -10.8 | -16.7 | -17.8 | -12.2 | -13.3 | 1.7 | -2.8 | -13 | -17 | 0.7 | -0.3 | 4.2 | 1.4 | -5.6 | -14.4 | 0.6 | -1.1 | -23 | -28 | -1.7 | -11.1 | 10.6 | 3.9 | -17.8 | -23.9 | -4.4 | -7.8 | -15 | -18.9 | -6.7 | -7.8 | 8.9 | -6.7 | 10 | -4.4 | 8.9 | 5.6 | 3.9 | -6.7 | 7.2 | 4.4 | 1.1 | -3.9 | -0.4 | -1.3 | -23.3 | -26.7 | 5.6 | -3.9 | -2.8 | -6.1 | 5 | 5 | -6.8 | -7.8 | -19.4 | -22.7 | -14.4 | -20.6
-2 | -5 | -13.3 | -22.2 | 10 | 10 | -2.8 | -11.7 | -0.6 | -5.9 | 8.3 | 3.3 | -1 | -5 | 7.8 | 5.6 | 12.8 | 7.8 | 6.1 | 2.2 | 12.2 | 10 | 9.4 | 2.2 | -14.7 | -19.3 | -6.1 | -13.9 | 6 | 2 | 16.7 | 15.6 | 23.9 | 17.2 | 8.9 | 8.3 | 17.8 | 13.9 | 8.9 | 8.9 | 27.2 | 19.4 | 3.9 | -1.3 | -5 | -7.8 | -14.4 | -22.2 | 15.6 | 13.9 | -17.2 | -23.3 | -6.7 | -12.8 | 3 | 0.2 | 18.3 | 13.3 | 1.1 | -10.6 | -22 | -24 | -5.6 | -7.2 | -13.9 | -21.7 | -15 | -17.8 | -24.4 | -27.8 | -12.2 | -16.1 | -22.8 | -25 | -17.2 | -21.7 | -4.6 | -9.7 | -3.1 | -9.6 | -5.2 | -9.8 | 4.4 | -3.2 | -5 | -10.3 | -11.7 | -15.8 | 2.2 | -2.2 | 15.6 | 12.2 | 10 | 8.3 | -22.2 | -25.6 | -8.1 | -13.5 | -4.4 | -13.3 | -15.6 | -18.3 | 5 | -9.4 | 14.4 | 1.7 | 2.8 | -3.9 | 2.2 | -0.6 | -7.2 | -11.1 | -12.8 | -14.4 | -10 | -11.7 | 2.8 | -1.1 | -13 | -16 | 1.1 | 0 | 4.4 | 1.7 | -5 | -14.4 | -1.1 | -3.9 | -21 | -25 | -0.6 | -12.8 | 11.1 | 4.4 | -16.7 | -22.8 | -4.4 | -8.3 | -14.4 | -20 | -6.1 | -6.7 | 8.7 | -5.6 | 11.7 | -2.8 | 9.3 | 6.4 | 4.4 | -7.2 | 10 | 5 | 2.2 | -3.9 | -0.6 | -2.2 | -20 | -25 | 3.9 | -0.6 | -2.2 | -5.6 | 5 | 4.9 | -7.2 | -8.3 | -19.4 | -23.1 | -13.3 | -20.6
-2 | -6 | -13.3 | -22.2 | 10.6 | 10.6 | -1.1 | -12.2 | 0 | -6.7 | 11.1 | 3.9 | 0 | -6 | 10 | 6.1 | 13.9 | 8.3 | 7.6 | 2.3 | 11.7 | 10 | 10.7 | 2 | -11.7 | -18.3 | -3.3 | -13.9 | 9 | 3 | 16.7 | 15 | 25 | 16.1 | 8.9 | 8.3 | 20 | 13.3 | 8.9 | 8.9 | 26.7 | 19.4 | 5 | -0.5 | -3.9 | -7.2 | -12.8 | -22.2 | 16 | 14 | -14.4 | -20.6 | -5.9 | -11.7 | 3.1 | 0.3 | 20 | 13.3 | 2.2 | -10 | -22 | -25 | -5 | -7.2 | -11.1 | -18.9 | -10.6 | -16.1 | -21.1 | -25.3 | -10 | -14.4 | -22.8 | -26.7 | -16.1 | -21.1 | -3.2 | -9.9 | -1.9 | -9.1 | -3.7 | -10.2 | 5.6 | -3.3 | -4.4 | -10.6 | -10 | -14.4 | 3.9 | -2.2 | 16.1 | 12.1 | 8.9 | 6.7 | -20 | -23.3 | -6.9 | -11.8 | -2.2 | -13.3 | -12.2 | -13.9 | 6.1 | -8.3 | 15.6 | 0.6 | 2.8 | -1.1 | 1.1 | -2.2 | -7 | -10.7 | -9.4 | -12.8 | -7.8 | -11.1 | 3.9 | -1.1 | -12 | -14 | 1.8 | 0.5 | 5.3 | 2 | -3.9 | -13.3 | -2.2 | -4.4 | -20 | -26 | 0 | -13.3 | 10 | 3.3 | -14.4 | -21.1 | -4.4 | -9.4 | -14.4 | -21.1 | -3.9 | -5.6 | 8.5 | -5.1 | 15 | 0.6 | 9.6 | 7.1 | 7.2 | -7.8 | 12.8 | 2.2 | 2.8 | -3.9 | -0.8 | -3 | -17.2 | -23.3 | 2.8 | 0 | -1.7 | -5 | 5 | 4.6 | -7.2 | -8.5 | -19.4 | -23.9 | -11.7 | -17.8
-1 | -5 | -13.9 | -21.1 | 11.1 | 11.1 | 0.6 | -12.8 | 0.2 | -5.7 | 13.3 | 3.9 | 1 | -7 | 10.6 | 6.1 | 15 | 7.8 | 9.1 | 2.4 | 13.3 | 10.6 | 12 | 1.3 | -10.2 | -16.9 | -2.8 | -13.9 | 11 | 3 | 16.1 | 15 | 25.6 | 16.1 | 8.9 | 8.3 | 21.1 | 12.8 | 8.3 | 8.3 | 27.2 | 20 | 6.1 | 0 | -1.7 | -6.1 | -12.2 | -22.2 | 16.3 | 13.8 | -12.2 | -17.2 | -5.2 | -11.6 | 3.3 | 0.6 | 21.1 | 13.3 | 2.2 | -10 | -21 | -23 | -5 | -7.8 | -10 | -16.7 | -8.9 | -16.1 | -17.7 | -23.3 | -8.9 | -13.3 | -22.2 | -25.6 | -15.6 | -20.6 | -1.7 | -11.1 | -0.6 | -9.4 | -2.2 | -12.2 | 6.7 | -4.4 | -8.7 | -13.3 | -8.9 | -12.9 | 5.6 | -2.2 | 16.7 | 11.9 | 8.9 | 4.4 | -18.3 | -22.2 | -5.6 | -10.6 | 0 | -13.3 | -11.1 | -12.8 | 7.8 | -7.2 | 16.7 | 0.6 | 3.3 | 0 | 0 | -3.3 | -6.9 | -10.9 | -8.3 | -12.2 | -7.2 | -11.7 | 3.3 | -0.6 | -11 | -14 | 2.6 | 1.1 | 6.3 | 2.6 | -3.3 | -13.3 | -3.9 | -7.2 | -18 | -26 | 0.6 | -14.4 | 9.4 | 1.7 | -13.3 | -21.1 | -3.9 | -10 | -13.9 | -20.6 | -3.9 | -5.6 | 8.3 | -5.6 | 15 | 1.7 | 10 | 7.8 | 8.3 | -6.7 | 13.3 | 2.8 | 3.3 | -3.9 | -0.9 | -3.9 | -16.7 | -22.8 | 2.8 | 0.6 | -1.1 | -4.4 | 5 | 4.4 | -7.2 | -8.8 | -18.9 | -23 | -10.6 | -18.3
-1 | -7 | -12.8 | -23.3 | 12.2 | 11.7 | 2.2 | -12.8 | 0.4 | -5.5 | 14.4 | 3.9 | 2 | -8 | 11.7 | 6.1 | 15 | 8.9 | 10.6 | 2.2 | 12.8 | 9.4 | 13.3 | 0.6 | -8.7 | -16.1 | -1.7 | -13.9 | 14 | 2 | 16.1 | 15 | 26.1 | 13.9 | 8.9 | 8.3 | 22.8 | 12.2 | 8.3 | 8.3 | 27.2 | 20 | 6.1 | 0.4 | -1.1 | -5.6 | -10.6 | -21.1 | 16.7 | 13.9 | -10 | -15.6 | -4.4 | -12.2 | 4.2 | 0.5 | 22.2 | 13.9 | 2.8 | -10 | -21 | -23 | -5 | -7.8 | -9.4 | -15 | -7.8 | -15 | -14.4 | -22.8 | -8.3 | -12.2 | -21.7 | -26.7 | -15 | -20.6 | -0.9 | -10 | 0.2 | -8 | -1.8 | -11.3 | 6.3 | -3.9 | -12.9 | -16.9 | -7.8 | -11.7 | 7.2 | -2.2 | 17.2 | 11.7 | 8.9 | 4.4 | -17.2 | -21.7 | -5 | -9.9 | 1.1 | -12.8 | -7.2 | -11.7 | 9.4 | -8.3 | 13.9 | 0.6 | 3.9 | 0.6 | -0.6 | -3.9 | -6.7 | -11.7 | -7.2 | -13.3 | -7.2 | -11.1 | 2.2 | -0.6 | -11 | -15 | 3.3 | 1.7 | 7.2 | 2.8 | -2.8 | -12.8 | -4.4 | -7.8 | -18 | -26 | 1.7 | -14.4 | 10.6 | 1.7 | -12.8 | -20.6 | -3.9 | -9.4 | -13.3 | -20.6 | -3.3 | -5 | 8.5 | -5.1 | 13.9 | 4.4 | 10.6 | 8.9 | 8.9 | -6.1 | 13.9 | 1.1 | 2.8 | -3.9 | -1.1 | -5.6 | -15.6 | -22.2 | 3.3 | 0.6 | -0.6 | -3.9 | 3.1 | 1.9 | -7.2 | -9.4 | -18.3 | -22.6 | -8.9 | -17.2
0 | -8 | -14.4 | -22.2 | 12.8 | 12.8 | 3.3 | -13.3 | 0.6 | -6.1 | 15 | 4.4 | 3 | -7 | 11.7 | 6.1 | 14.4 | 8.9 | 11 | 2.1 | 12.2 | 9.4 | 13.1 | 0.5 | -7.2 | -16.7 | -1.7 | -14.4 | 15 | 1 | 16.7 | 13.9 | 27.2 | 13.3 | 8.9 | 8.3 | 21.7 | 11.7 | 8.3 | 8.3 | 26.7 | 20 | 6.1 | 0.8 | -0.6 | -5.6 | -10 | -21.1 | 16.9 | 13.7 | -7.2 | -12.8 | -4.4 | -10.8 | 5.2 | 0.7 | 22.2 | 14.4 | 2.8 | -10 | -22 | -24 | -5 | -8.3 | -10 | -13.3 | -7.2 | -14.4 | -14.8 | -22.3 | -7.2 | -11.1 | -22.8 | -27.8 | -14.4 | -21.1 | -0.2 | -10.1 | 0.9 | -7.6 | -1.5 | -11.5 | 6 | -4.2 | -17.2 | -21.1 | -6.7 | -11.1 | 8.9 | -2.2 | 16.7 | 11.7 | 8.9 | 2.8 | -16.7 | -21.7 | -4.5 | -9.8 | 3.3 | -13.3 | -8.3 | -11.7 | 10.6 | -10 | 16.1 | -1.1 | 3.9 | -0.6 | -1.1 | -5 | -6.9 | -11.3 | -7.2 | -13.9 | -6.7 | -11.1 | 2.2 | -0.6 | -10 | -14 | 3.5 | 2.2 | 7.2 | 3.3 | -2.8 | -12.2 | -4.4 | -7.8 | -18 | -26 | 2.2 | -15 | 10.6 | 1.1 | -11.7 | -20 | -4.4 | -11.1 | -12.8 | -21.1 | -3.3 | -5 | 8.7 | -5.2 | 15.6 | 3.9 | 11.1 | 10 | 10.6 | -5.6 | 13.9 | 1.7 | 4.4 | -2.8 | -1.7 | -6.6 | -14.4 | -22.2 | 2.8 | 0.6 | 0 | -3.3 | 1.3 | -0.3 | -7.6 | -9.6 | -17.8 | -22.8 | -8.9 | -15
0 | -8 | -14.4 | -23.3 | 12.8 | 12.2 | 4.4 | -10.6 | 0.4 | -5.3 | 15.6 | 3.3 | 2 | -7 | 11.7 | 5.6 | 13.9 | 8.9 | 11.3 | 1.5 | 12.8 | 10 | 13 | 0.4 | -7.8 | -15.5 | -1.1 | -15 | 16 | 3 | 15.6 | 14.4 | 27.2 | 14.4 | 8.9 | 8.3 | 20.6 | 12.8 | 8.3 | 8.3 | 25.6 | 18.3 | 6.1 | 1.1 | -0.6 | -5.6 | -9.4 | -20.6 | 17 | 13.6 | -7.8 | -12.2 | -4.4 | -10.7 | 6.1 | 0.6 | 22.2 | 14.4 | 2.2 | -10.6 | -22 | -26 | -5 | -8.3 | -10 | -12.8 | -7.2 | -14.4 | -15.2 | -22.9 | -7.2 | -10.6 | -22.8 | -27.2 | -14.4 | -20.6 | 0.6 | -11.7 | 1.7 | -8.3 | -1.1 | -13.3 | 5.6 | -5 | -17.8 | -21.4 | -7.8 | -11.5 | 8.9 | -2.8 | 16.1 | 11.5 | 8.3 | 1.7 | -16.1 | -22.2 | -3.9 | -10.6 | 3.9 | -14.4 | -7.8 | -11.1 | 10.6 | -11.7 | 16.7 | 0 | 4.4 | 0 | -1.1 | -5.6 | -7 | -11.4 | -6.7 | -13.3 | -6.7 | -11.1 | 1.1 | -1.1 | -10 | -14 | 3.7 | 2.8 | 7.2 | 3.6 | -2.2 | -11.7 | -4.4 | -7.2 | -18 | -26 | 3.3 | -15.6 | 10 | 0 | -11.7 | -19.4 | -4.4 | -11.7 | -12.2 | -21.1 | -3.3 | -4.4 | 8.9 | -6.1 | 16.1 | 3.9 | 11.7 | 11.1 | 11.1 | -5.6 | 13.9 | 1.1 | 4.4 | -2.8 | -2.2 | -8.4 | -13.3 | -22.2 | 2.8 | 0 | 0.6 | -3.9 | -0.6 | -2.8 | -7.9 | -9.9 | -18.7 | -23 | -7.2 | -13.9
-1 | -6 | -15 | -23.3 | 13.3 | 13.3 | 3.9 | -10 | 0.2 | -5.3 | 16.1 | 2.8 | 1 | -6 | 11.1 | 6.1 | 13.9 | 10 | 11.7 | 1.1 | 12.8 | 10 | 12.8 | 0 | -8.3 | -15.3 | -1.1 | -14.4 | 16 | 3 | 15.6 | 14.4 | 26.7 | 14.4 | 8.9 | 8.3 | 20 | 12.2 | 7.8 | 7.8 | 23.9 | 17.8 | 5.7 | 1.4 | -0.6 | -5 | -9.4 | -19.4 | 17.2 | 13.3 | -7.8 | -12.2 | -4.4 | -11.1 | 5.2 | 0.4 | 21.1 | 14.4 | 1.7 | -11.7 | -23 | -26 | -5 | -8.9 | -10.6 | -12.8 | -7.2 | -14.4 | -15.6 | -24.4 | -7.2 | -9.4 | -23.3 | -28.9 | -15.6 | -21.7 | -0.5 | -10.6 | 1.1 | -7 | -2 | -11.5 | 4.8 | -4.2 | -18.3 | -22.2 | -8.9 | -12.4 | 8.9 | -2.8 | 15.6 | 11.7 | 6.7 | 0 | -16.1 | -22.2 | -4.5 | -10 | 4.4 | -16.7 | -7.2 | -10 | 10 | -10.6 | 14.4 | 0.6 | 3.9 | 0 | -1.7 | -6.1 | -7.2 | -12.2 | -7.2 | -14.4 | -6.7 | -11.1 | 1.1 | -2.2 | -10 | -14 | 3.9 | 3.3 | 7.2 | 3.9 | -2.8 | -12.2 | -4.4 | -6.7 | -18 | -26 | 2.8 | -15.6 | 10.6 | 0 | -11.7 | -19.4 | -4.4 | -11.7 | -12.2 | -21.1 | -3.3 | -4.4 | 8.3 | -5.9 | 15.6 | 3.9 | 12.1 | 11.7 | 11.1 | -6.1 | 13.9 | 0 | 3.3 | -2.8 | -2.8 | -11.1 | -13.3 | -22.2 | 2.8 | 0 | 0 | -3.9 | -3 | -5.5 | -8.3 | -10.6 | -19.7 | -23.8 | -9.4 | -14.4
-1 | -7 | -17.2 | -25 | 13.9 | 13.3 | 1.7 | -9.4 | 0 | -6.1 | 15.6 | 2.2 | -1 | -6 | 10 | 6.1 | 12.8 | 10.6 | 9.8 | 1.4 | 12.2 | 8.9 | 11.1 | 0.2 | -8.9 | -16.1 | -0.6 | -14.4 | 14 | 3 | 15 | 13.3 | 25.6 | 15 | 8.5 | 7.9 | 20 | 12.2 | 7.8 | 7.8 | 23.3 | 17.8 | 5.4 | 1.5 | -0.6 | -5 | -10 | -18.9 | 17 | 13.2 | -7.8 | -11.7 | -4.6 | -9.7 | 4.2 | -0.2 | 19.4 | 13.9 | 1.1 | -11.1 | -24 | -27 | -5.6 | -9.4 | -10 | -11.7 | -7.8 | -13.9 | -15.8 | -22.8 | -7.8 | -10.6 | -24.4 | -28.9 | -16.7 | -22.2 | -1.7 | -10.9 | 0.6 | -7 | -3 | -11.4 | 4.1 | -3.9 | -18.9 | -23.3 | -10 | -13.9 | 7.8 | -3.3 | 14.8 | 11.8 | 5.6 | -1.1 | -16.7 | -22.8 | -5 | -10.3 | 1.7 | -18.3 | -13.9 | -16.1 | 8.3 | -11.1 | 12.8 | 1.1 | 3.3 | -0.6 | -2.2 | -7.2 | -8.1 | -11.8 | -7.8 | -13.3 | -7.2 | -11.1 | -0.6 | -3.3 | -11 | -15 | 3.3 | 2.9 | 7.2 | 4.3 | -3.9 | -12.2 | -4.4 | -7.2 | -19 | -27 | 2.2 | -16.1 | 10 | -1.7 | -13.3 | -18.9 | -5 | -12.2 | -13.3 | -21.1 | -3.3 | -4.4 | 7.8 | -6.3 | 15.6 | 3.3 | 12.4 | 12.3 | 10.6 | -6.7 | 9.4 | 7.2 | 4.4 | -2.2 | -4.1 | -11 | -14.4 | -21.7 | 2.8 | 0 | -0.6 | -3.9 | -5.4 | -8.3 | -9.2 | -11.2 | -20.6 | -25 | -13.3 | -18.9
-2 | -7 | -17.2 | -23.9 | 15 | 14.4 | -0.6 | -8.9 | -0.4 | -4.8 | 13.9 | 3.3 | -1 | -5 | 8.3 | 5 | 12.2 | 10 | 8 | 1.4 | 11.1 | 8.9 | 9.5 | 0.4 | -10.6 | -16.2 | -4.4 | -13.3 | 12 | 4 | 15 | 13.3 | 23.3 | 16.1 | 8.2 | 7.6 | 18.9 | 11.7 | 7.2 | 7.2 | 23.9 | 17.2 | 5 | 1.7 | -0.6 | -4.4 | -10 | -17.8 | 16.9 | 12.9 | -8.3 | -11.7 | -4.8 | -9.4 | 3.3 | -0.6 | 18.3 | 13.9 | 0.6 | -11.7 | -24 | -26 | -6.1 | -9.4 | -10.6 | -12.8 | -8.3 | -14.4 | -15.9 | -22 | -8.9 | -11.7 | -25 | -28.3 | -17.2 | -22.8 | -2.8 | -12.8 | 0 | -7.8 | -3.9 | -12.2 | 3.3 | -4.4 | -19.5 | -23.3 | -12.2 | -15.6 | 5.6 | -3.9 | 14.1 | 12.2 | 3.9 | -3.9 | -17.8 | -23.9 | -5.6 | -11.1 | -0.6 | -18.3 | -16.7 | -19.4 | 6.7 | -10.6 | 10 | 0.6 | 2.8 | -1.1 | -3.3 | -9.4 | -9.1 | -12.2 | -8.9 | -14.4 | -8.3 | -11.7 | -1.1 | -4.4 | -12 | -15 | 2.8 | 2.7 | 7.2 | 4.7 | -4.4 | -12.8 | -4.4 | -8.3 | -20 | -27 | 0.6 | -15 | 7.8 | -2.8 | -12.2 | -18.3 | -6.7 | -12.8 | -13.9 | -21.7 | -3.9 | -4.4 | 7.2 | -7.8 | 14.4 | 2.8 | 12.8 | 12.8 | 8.3 | -4.4 | 9.4 | 7.8 | 3.3 | -2.8 | -5.4 | -11.6 | -16.7 | -22.8 | 2.8 | 0.6 | -0.6 | -3.9 | -7.8 | -11.7 | -10.2 | -12.1 | -20.8 | -24.7 | -14.4 | -22.2
-2 | -7 | -17.8 | -24.4 | 15 | 14.4 | -1.7 | -8.9 | -0.7 | -4.4 | 13.3 | 3.9 | -1 | -6 | 7.8 | 5 | 12.8 | 10.6 | 6.1 | 1.1 | 10.6 | 8.3 | 7.8 | 0 | -12.2 | -16.9 | -9.4 | -15.6 | 10 | 4 | 14.4 | 12.8 | 21.7 | 16.7 | 7.8 | 7.2 | 18.3 | 12.2 | 6.7 | 6.7 | 23.9 | 17.2 | 4.4 | 1.6 | -1.7 | -4.4 | -10 | -17.8 | 16.7 | 12.8 | -8.9 | -11.7 | -5 | -9.4 | 2.9 | -0.8 | 16.7 | 13.9 | 0 | -11.7 | -25 | -28 | -6.1 | -9.4 | -10.6 | -12.8 | -10 | -14.4 | -16.1 | -22.2 | -8.9 | -11.7 | -26.7 | -29.4 | -18.3 | -22.8 | -3.5 | -11.5 | 0 | -6.7 | -4.5 | -10.7 | 2.6 | -3.5 | -20 | -23.6 | -14.5 | -17.9 | 3.9 | -3.9 | 13.3 | 12.2 | 2.8 | -5 | -19.4 | -23.9 | -6.5 | -10.9 | -1.7 | -17.8 | -18.3 | -21.1 | 6.7 | -10 | 7.2 | 0 | 2.8 | 0 | -3.9 | -12.2 | -10 | -12.8 | -10 | -15 | -8.9 | -11.7 | -2.2 | -5.6 | -12 | -15 | 2.2 | 2.2 | 7.2 | 5 | -5 | -13.3 | -4.4 | -10 | -20 | -28 | 0 | -13.9 | 6.7 | -5 | -12.2 | -18.3 | -7.2 | -13.3 | -14.4 | -21.1 | -5 | -5.6 | 7.2 | -7.1 | 13.9 | 3.3 | 12.8 | 12.8 | 5.6 | -1.7 | 8.9 | 8.3 | 1.7 | -2.8 | -6.7 | -13.3 | -16.7 | -22.2 | 2.8 | 0 | -0.6 | -3.9 | -9.3 | -12.7 | -11.1 | -13.3 | -20.9 | -24.8 | -15 | -22.2
-4 | -8 | -17.2 | -23.9 | 15 | 14.4 | -1.7 | -8.9 | -1.1 | -4.4 | 12.2 | 5 | -2 | -5 | 7.2 | 4.4 | 12.8 | 10.6 | 5.5 | 1 | 10.6 | 7.2 | 6.7 | -0.4 | -13.9 | -18.3 | -11.7 | -16.7 | 9 | 3 | 16.1 | 11.7 | 20 | 16.1 | 7.4 | 6.8 | 17.8 | 12.2 | 6.1 | 6.1 | 23.3 | 17.2 | 3.9 | 1.8 | -1.7 | -3.9 | -9.4 | -17.8 | 13.5 | 10.5 | -8.9 | -11.7 | -5.2 | -8.2 | 2.6 | -1.1 | 16.1 | 13.9 | -0.6 | -11.1 | -25 | -27 | -7.2 | -10 | -10.6 | -12.8 | -11.1 | -14.4 | -16.1 | -21.5 | -10 | -12.8 | -27.8 | -30 | -18.9 | -24.4 | -4.3 | -11.8 | 0 | -6.5 | -5 | -10.3 | 1.8 | -3.2 | -20.6 | -24.4 | -16.7 | -20.6 | 2.8 | -3.3 | 13.3 | 11.9 | 1.7 | -5.6 | -20.6 | -25 | -7.4 | -11.3 | -2.8 | -14.4 | -20 | -22.8 | 5.6 | -10.6 | 5 | -1.1 | 0.6 | -1.1 | -5 | -14.4 | -10.2 | -12.5 | -9.4 | -14.4 | -9.4 | -12.2 | -3.3 | -6.1 | -11 | -14 | 2 | 1.9 | 7.2 | 4.9 | -3.9 | -12.8 | -4.4 | -10 | -21 | -28 | -1.1 | -13.3 | 5 | -7.2 | -12.2 | -17.8 | -7.8 | -13.9 | -15.6 | -21.1 | -5.6 | -6.1 | 7.2 | -7.5 | 12.8 | 6.1 | 12.8 | 12.8 | 5.6 | -3.3 | 7.2 | 7.2 | 3.3 | -1.7 | -7.2 | -12.6 | -18.9 | -22.8 | 3.3 | 0.6 | -1.1 | -5.6 | -10.7 | -14.2 | -11.7 | -13.6 | -21.1 | -25.6 | -15.6 | -22.2
-3 | -8 | -17.2 | -24.4 | 14.4 | 13.9 | -2.2 | -8.3 | -1.1 | -4.1 | 11.1 | 5 | -2 | -6 | 5.6 | 4.4 | 12.2 | 10 | 5 | 1.1 | 10 | 7.2 | 5.5 | -0.9 | -14.6 | -18.6 | -10.6 | -16.7 | 9 | 3 | 16.7 | 11.1 | 18.9 | 13.9 | 7.1 | 6.5 | 16.7 | 10.6 | 5.6 | 5.6 | 21.7 | 17.2 | 3.3 | 1.7 | -1.7 | -3.9 | -8.9 | -17.8 | 10.4 | 8.5 | -8.3 | -11.1 | -5.4 | -7.7 | 2.2 | -1.7 | 15.6 | 13.9 | -1.1 | -11.7 | -25 | -27 | -8.3 | -10.6 | -11.1 | -12.2 | -11.1 | -15 | -16.1 | -21.5 | -12.8 | -14.4 | -28.9 | -31.1 | -20 | -26.1 | -5 | -12.8 | 0 | -7.2 | -5.6 | -10.6 | 1.1 | -3.3 | -21.3 | -25.5 | -18.2 | -21.5 | 1.7 | -3.3 | 13.3 | 11.4 | 0.6 | -6.1 | -21.1 | -25.6 | -8.3 | -12.2 | -3.3 | -13.9 | -21.1 | -24.4 | 4.4 | -8.9 | 5 | -0.6 | -1.1 | -5.6 | -6.7 | -16.7 | -10.4 | -12.5 | -10.6 | -15 | -11.1 | -13.9 | -4.4 | -7.2 | -12 | -15 | 1.9 | 1.5 | 7.2 | 4.7 | -3.3 | -11.7 | -5 | -9.4 | -21 | -28 | -2.2 | -13.9 | 3.9 | -7.8 | -12.2 | -17.8 | -7.8 | -13.9 | -16.1 | -21.1 | -6.7 | -6.7 | 7.2 | -8.9 | 11.7 | 5.6 | 12.8 | 12.8 | 3.3 | -1.1 | 7.2 | 6.7 | 1.1 | -2.8 | -7.8 | -13 | -17.8 | -21.7 | 3.9 | 0 | -2.8 | -6.1 | -12.2 | -16.1 | -12.2 | -14.1 | -21.5 | -25.2 | -17.2 | -24.4
-5 | -9 | -18.3 | -25 | 15 | 14.4 | -3.3 | -8.9 | -1.1 | -4.1 | 10.6 | 4.4 | -3 | -8 | 4.4 | 3.3 | 12.2 | 10 | 4.4 | 1.1 | 8.9 | 6.7 | 4.4 | -1.7 | -15.4 | -19.3 | -9.4 | -16.7 | 8 | 3 | 16.7 | 11.1 | 18.3 | 12.8 | 6.7 | 6.1 | 16.1 | 10.6 | 5.6 | 5.6 | 21.7 | 17.8 | 2.6 | 0.6 | -1.7 | -3.9 | -8.9 | -17.8 | 7.2 | 6.1 | -6.7 | -10 | -5.6 | -7.2 | 1.7 | -1.4 | 15.6 | 13.9 | -1.7 | -12.2 | -25 | -28 | -8.9 | -11.1 | -10.6 | -12.2 | -10 | -14.4 | -16.1 | -22.2 | -10.6 | -13.3 | -28.9 | -31.7 | -20.6 | -27.2 | -4.8 | -11.8 | -0.2 | -6.1 | -6 | -10.2 | 0.9 | -3 | -22.1 | -27.2 | -19.6 | -22.7 | 0.6 | -3.3 | 13.3 | 11.1 | 0 | -7.2 | -23.9 | -28.3 | -8.9 | -12.1 | -4.4 | -13.9 | -22.2 | -25.6 | 5.6 | -8.3 | 2.2 | -2.2 | -1.7 | -7.2 | -7.8 | -17.2 | -10.6 | -12.8 | -11.1 | -15 | -11.7 | -15 | -6.1 | -8.9 | -11 | -14 | 1.7 | 1.1 | 7.2 | 4.4 | -3.3 | -11.1 | -5.6 | -9.4 | -21 | -28 | -2.2 | -12.8 | 2.8 | -8.3 | -12.2 | -17.8 | -8.3 | -13.9 | -16.7 | -21.1 | -6.7 | -7.2 | 7 | -8 | 12.2 | 5.6 | 13.7 | 13.7 | 2.2 | -2.2 | 8.9 | 8.3 | 0.6 | -2.2 | -8.3 | -13.9 | -17.8 | -20.6 | 3.9 | -1.7 | -2.8 | -6.1 | -12.9 | -16.9 | -12.8 | -15 | -21.8 | -25.4 | -18.3 | -22.2
-5 | -10 | -18.3 | -25 | 15 | 14.4 | -3.3 | -8.3 | -1.1 | -4.4 | 9.4 | 4.4 | -4 | -8 | 3.3 | 2.8 | 11.7 | 10 | 3.5 | 0.7 | 7.8 | 6.7 | 3.8 | -1.9 | -16.1 | -20.6 | -10.6 | -17.2 | 8 | 3 | 17.2 | 11.1 | 16.7 | 11.1 | 6.5 | 5.6 | 15 | 10.6 | 5.6 | 5.6 | 22.2 | 17.2 | 1.8 | -0.5 | -1.7 | -3.9 | -8.3 | -17.2 | 5.2 | 3.9 | -6.1 | -8.9 | -5.4 | -6.9 | 1.1 | -1.4 | 16.1 | 14.4 | -2.2 | -12.2 | -25 | -28 | -10 | -11.4 | -10.6 | -11.7 | -10 | -13.3 | -15.7 | -20.6 | -10.6 | -13.9 | -29.4 | -32.2 | -21.1 | -26.7 | -4.6 | -11.6 | -0.4 | -6.1 | -6.3 | -10.4 | 0.8 | -2.9 | -22.8 | -29.4 | -21.1 | -24.4 | -0.6 | -3.9 | 13.3 | 11.2 | -1.1 | -8.3 | -27.2 | -31.1 | -9.4 | -12.5 | -3.9 | -13.9 | -23.3 | -26.1 | 3.9 | -8.9 | 0.6 | -3.3 | -2.2 | -8.9 | -7.8 | -16.7 | -9.5 | -12.3 | -10.6 | -15 | -11.7 | -15 | -7.8 | -10 | -8 | -12 | 1.9 | 1.5 | 7.4 | 4.5 | -2.8 | -10 | -5 | -9.4 | -20 | -28 | -2.2 | -12.2 | 1.7 | -9.4 | -12.2 | -17.8 | -8.9 | -15 | -16.7 | -21.1 | -7.2 | -7.8 | 6.9 | -8.1 | 11.1 | 6.1 | 14.7 | 14.7 | 2.2 | -1.7 | 9.4 | 8.3 | 0 | -1.7 | -8.7 | -13.5 | -11.7 | -18.3 | 3.9 | 0 | -2.8 | -6.1 | -13.7 | -18.5 | -12.8 | -14.6 | -22.2 | -26.1 | -16.1 | -26.1
-7 | -11 | -18.3 | -26.1 | 14.4 | 14.4 | -3.3 | -7.8 | -2.2 | -5.4 | 8.9 | 4.4 | -5 | -8 | 3.3 | 2.2 | 11.1 | 10 | 2.6 | 0.3 | 8.9 | 7.2 | 2.7 | -2.4 | -15.9 | -20 | -11.7 | -16.7 | 9 | 3 | 17.2 | 11.1 | 15.6 | 8.3 | 6.3 | 5 | 13.9 | 10.6 | 5.6 | 5.6 | 21.1 | 17.2 | 1.1 | -1.7 | -3.3 | -5 | -8.9 | -17.8 | 3.1 | 1.6 | -6.7 | -9.4 | -5.2 | -6.7 | 0.6 | -1.7 | 16.7 | 15 | -2.2 | -11.7 | -23 | -26 | -10.6 | -11.6 | -10.6 | -11.7 | -9.4 | -13.3 | -15.4 | -19.8 | -10 | -13.3 | -30 | -32.8 | -21.1 | -26.7 | -4.4 | -12.8 | -0.6 | -6.7 | -6.7 | -11.1 | 0.6 | -3.3 | -23 | -29.1 | -21.5 | -25.7 | -0.6 | -3.3 | 13.3 | 11.6 | -2.2 | -8.3 | -28.3 | -32.2 | -10 | -13.3 | -4.4 | -13.9 | -23.3 | -26.1 | 3.9 | -8.9 | -0.6 | -3.3 | -3.3 | -9.4 | -8.3 | -17.2 | -8.3 | -12.2 | -10.6 | -15 | -10 | -13.9 | -7.8 | -10.6 | -8 | -12 | 2 | 1.9 | 7.6 | 4.6 | -2.8 | -10.6 | -5.6 | -8.9 | -20 | -26 | -2.8 | -12.2 | 0 | -9.4 | -12.8 | -17.8 | -10 | -17.2 | -17.8 | -21.7 | -7.2 | -7.8 | 6.7 | -9.4 | 10 | 7.2 | 15.6 | 15.6 | 1.7 | -1.7 | 8.9 | 8.3 | -0.6 | -2.2 | -9 | -14 | -11.7 | -17.2 | 3.3 | 0 | -2.8 | -6.1 | -14.4 | -20.6 | -12.8 | -14.5 | -22.9 | -26.1 | -17.2 | -26.1
-9 | -13 | -19.4 | -26.1 | 14.4 | 14.4 | -3.3 | -9.4 | -3.3 | -7 | 8.9 | 5 | -4 | -7 | 2.8 | 1.7 | 10 | 9.4 | 1.7 | 0 | 8.3 | 6.1 | 1.6 | -2.9 | -15.8 | -20.1 | -12.2 | -18.3 | 8 | 3 | 17.2 | 10.6 | 14.4 | 5.6 | 6.1 | 4.4 | 13.3 | 10.6 | 5.6 | 5.6 | 19.4 | 17.2 | 0.9 | -1.6 | -2.2 | -4.4 | -8.9 | -15.6 | 1.1 | -0.6 | -6.7 | -9.4 | -5 | -6.7 | 0.6 | -1.6 | 17.2 | 15.6 | -2.8 | -11.1 | -22 | -26 | -11.1 | -11.9 | -10.6 | -11.7 | -8.9 | -13.3 | -15 | -19.4 | -10 | -12.8 | -30 | -32.8 | -22.8 | -27.8 | -4.8 | -11.2 | -1 | -5.7 | -7.1 | -10.4 | 0.4 | -3.1 | -23.1 | -29.4 | -21.8 | -27.6 | -1.7 | -3.9 | 13.3 | 11.7 | -2.8 | -8.9 | -26.7 | -31.1 | -10.6 | -13.5 | -5.6 | -13.9 | -23.3 | -26.1 | 3.9 | -11.1 | -0.6 | -3.9 | -3.3 | -10 | -8.3 | -17.2 | -7.2 | -12.8 | -10 | -15 | -10.6 | -13.9 | -8.3 | -10 | -10 | -11 | 2.2 | 2.2 | 7.8 | 4.4 | -2.8 | -10.6 | -6.7 | -12.8 | -21 | -27 | -2.8 | -12.8 | -1.1 | -9.4 | -12.8 | -17.8 | -10.6 | -17.8 | -16.7 | -20.6 | -7.8 | -8.3 | 5.8 | -6.6 | 9.4 | 7.2 | 15 | 15 | 1.1 | -2.2 | 8.9 | 8.3 | 1.7 | -2.2 | -9.4 | -15 | -11.1 | -16.7 | 4.4 | 0 | -2.2 | -6.1 | -14.8 | -20.2 | -12.8 | -14.4 | -23.7 | -26.5 | -16.7 | -27.2
-12 | -15 | -19.4 | -26.7 | 14.4 | 13.9 | -3.3 | -10 | -4.4 | -8.9 | 7.8 | 3.9 | -5 | -8 | 2.8 | 1.1 | 10 | 8.9 | 1.5 | -0.2 | 5.6 | 4.4 | 0.9 | -3.1 | -15.6 | -20.6 | -12.8 | -17.8 | 8 | 3 | 17.8 | 11.7 | 12.8 | 3.3 | 5.9 | 4.2 | 12.2 | 10 | 5.6 | 5.6 | 18.3 | 16.7 | 0.8 | -1.7 | -2.2 | -3.9 | -8.9 | -16.1 | 0.5 | -1.2 | -6.7 | -9.4 | -4.6 | -6.1 | 0.6 | -1.7 | 16.7 | 15 | -3.3 | -10.6 | -23 | -26 | -11.1 | -12.3 | -10 | -11.7 | -8.3 | -13.3 | -14.8 | -18.6 | -10 | -12.8 | -32.2 | -35.6 | -22.8 | -27.2 | -5.2 | -10.9 | -1.3 | -5.7 | -7.4 | -9.9 | 0.2 | -3.3 | -23.3 | -30.6 | -22.2 | -30.6 | -2.8 | -4.4 | 13.5 | 11.8 | -3.3 | -10 | -27.8 | -32.2 | -11.1 | -14.1 | -5.6 | -13.3 | -22.2 | -25 | 3.9 | -11.7 | -2.8 | -5 | -3.3 | -11.1 | -8.9 | -16.7 | -7 | -11 | -10 | -15 | -12.2 | -15 | -8.3 | -10.6 | -10 | -11 | 3.7 | 3.1 | 7.8 | 4.8 | -2.8 | -9.4 | -7.2 | -13.9 | -20 | -26 | -2.8 | -12.8 | -1.7 | -9.4 | -12.2 | -17.2 | -11.1 | -17.8 | -16.1 | -20.6 | -11.1 | -11.7 | 4.8 | -5.4 | 9.4 | 7.8 | 14.5 | 14.5 | 1.1 | -3.9 | 8.9 | 8.9 | 0 | -2.2 | -10.2 | -15.3 | -10.6 | -16.1 | 3.9 | 0 | -3.3 | -6.1 | -15.2 | -20.8 | -13.2 | -14.8 | -24.4 | -27.2 | -20 | -23.9
-10 | -15 | -18.3 | -26.1 | 13.9 | 13.9 | -3.3 | -10 | -4.4 | -8.5 | 7.8 | 3.9 | -5 | -8 | 2.2 | 0.6 | 9.4 | 8.9 | 1.3 | -0.4 | 5.6 | 4.4 | 0.1 | -3.6 | -15.8 | -19.9 | -12.2 | -18.3 | 8 | 3 | 17.8 | 11.1 | 11.7 | 2.8 | 5.8 | 4.1 | 12.8 | 10.6 | 5 | 5 | 18.9 | 17.2 | 0.6 | -2.2 | -2.2 | -3.9 | -8.3 | -14.4 | 0 | -1.8 | -6.7 | -9.4 | -4.3 | -5.8 | 0.6 | -2.2 | 16.7 | 15 | -3.3 | -11.1 | -23 | -26 | -11.7 | -12.6 | -9.4 | -11.1 | -7.8 | -13.3 | -14.6 | -18.1 | -10 | -13.9 | -32.2 | -35.6 | -23.3 | -27.2 | -5.6 | -11.1 | -1.7 | -6.1 | -7.8 | -10 | 0 | -3.9 | -23.1 | -29.4 | -23.1 | -29 | -1.1 | -3.3 | 13.7 | 11.6 | -3.9 | -10.6 | -29.4 | -32.8 | -11.7 | -15 | -5 | -13.3 | -22.8 | -25.6 | 3.9 | -11.1 | -3.3 | -5.6 | -3.3 | -12.8 | -8.9 | -15.6 | -6.9 | -10 | -10 | -15 | -12.2 | -15 | -8.9 | -10.6 | -9 | -10 | 5.2 | 4.2 | 7.8 | 4.9 | -2.2 | -9.4 | -9.4 | -16.1 | -19 | -26 | -2.8 | -12.2 | -1.7 | -10 | -12.2 | -16.7 | -11.7 | -18.3 | -16.1 | -21.1 | -12.2 | -13.3 | 3.9 | -5 | 8.9 | 7.8 | 13.9 | 13.9 | 0.6 | -1.7 | 8.9 | 8.9 | 0 | -1.7 | -10.9 | -16.1 | -10.6 | -15.6 | 2.2 | 0 | -4.4 | -6.1 | -15.6 | -21.7 | -13.5 | -15.4 | -23.7 | -26.3 | -17.2 | -28.3
-7 | -12 | -18.9 | -26.1 | 13.9 | 13.9 | -3.9 | -10 | -4.4 | -8.7 | 6.7 | 3.3 | -5 | -7 | 1.7 | 0.6 | 9.4 | 8.3 | 1.1 | -0.6 | 5 | 4.4 | -0.4 | -4.2 | -15.9 | -19.7 | -12.8 | -18.9 | 7 | 3 | 17.2 | 11.7 | 11.1 | 2.8 | 5.6 | 3.9 | 12.8 | 10.6 | 4.4 | 4.4 | 20 | 18.3 | 0 | -2.2 | -2.2 | -3.9 | -8.3 | -14.4 | -0.6 | -2.8 | -6.1 | -9.4 | -3.9 | -5.6 | 0.6 | -1.9 | 16.7 | 15 | -3.3 | -10.6 | -23 | -26 | -12.8 | -12.8 | -8.9 | -10.6 | -7.8 | -13.3 | -14.4 | -18.3 | -10.6 | -14.4 | -32.2 | -35.6 | -23.9 | -27.2 | -6 | -10.4 | -1.9 | -5.5 | -7.8 | -9.4 | 0 | -3.3 | -23 | -29.1 | -24.1 | -28.8 | -3.9 | -4.4 | 13.9 | 11.7 | -4.4 | -12.2 | -30 | -34.4 | -12.1 | -15.2 | -7.8 | -13.9 | -23.3 | -26.1 | 1.7 | -12.8 | -4.4 | -5.6 | -3.9 | -11.7 | -8.9 | -15.6 | -6.7 | -9.4 | -9.4 | -15 | -11.7 | -14.4 | -9.4 | -11.7 | -8 | -10 | 6.7 | 5 | 7.8 | 5 | -2.2 | -8.9 | -10 | -15.6 | -18 | -25 | -2.8 | -11.1 | -2.8 | -10 | -11.7 | -16.1 | -12.2 | -17.8 | -16.1 | -21.1 | -13.9 | -15 | 3.7 | -3.8 | 8.9 | 7.8 | 14.1 | 14.1 | 0 | -2.2 | 8.9 | 8.9 | -0.6 | -2.2 | -11.7 | -17.8 | -9.4 | -14.4 | 2.8 | 0 | -3.9 | -5.6 | -16.1 | -21.7 | -13.9 | -16.1 | -22.9 | -25.8 | -16.7 | -26.1
-11 | -16 | -19.4 | -26.1 | 13.3 | 12.8 | -3.9 | -10 | -4.4 | -9.4 | 6.1 | 3.3 | -4 | -7 | 2.2 | 1.7 | 8.9 | 7.8 | 0.4 | -1.1 | 4.4 | 4.4 | -0.6 | -4.2 | -16.1 | -20 | -13.9 | -19.4 | 6 | 3 | 17.8 | 10.6 | 11.1 | 3.9 | 5.4 | 3.9 | 13.3 | 10.6 | 4.4 | 4.4 | 20 | 17.8 | -0.5 | -2.6 | -2.2 | -4.4 | -8.3 | -14.4 | -1.3 | -3.1 | -6.7 | -10.6 | -3.9 | -5.3 | 0.6 | -1.9 | 16.7 | 15 | -3.3 | -10.6 | -23 | -26 | -13.3 | -13.3 | -8.3 | -10 | -8.3 | -13.3 | -14.2 | -17.2 | -11.1 | -15.6 | -33.3 | -36.7 | -23.9 | -27.8 | -6.3 | -10.2 | -2 | -5.2 | -7.8 | -9.1 | 0 | -3.1 | -22.8 | -29.4 | -25 | -28.9 | -4.4 | -5.6 | 13.7 | 11.4 | -6.7 | -12.2 | -31.1 | -35 | -12.4 | -15.8 | -7.8 | -13.9 | -23.9 | -26.7 | 1.7 | -12.8 | -4.4 | -6.1 | -3.9 | -10.6 | -8.3 | -15.6 | -6.1 | -8.5 | -9.4 | -15 | -11.7 | -14.4 | -10.6 | -13.3 | -8 | -10 | 6.9 | 4.7 | 7.2 | 4.7 | -2.2 | -7.8 | -11.1 | -15.6 | -18 | -23 | -3.3 | -12.2 | -3.9 | -11.1 | -11.7 | -15.6 | -12.2 | -18.3 | -16.1 | -20.6 | -13.9 | -15.6 | 3.5 | -3.1 | 8.3 | 7.8 | 14.2 | 14.2 | 0 | -2.2 | 9.4 | 8.9 | -1.1 | -2.8 | -12.2 | -17.2 | -9.4 | -14.4 | 3.3 | 0 | -4.4 | -5 | -16.7 | -22.2 | -14.5 | -16.5 | -22.2 | -25.6 | -18.3 | -30
-14 | -18 | -20 | -27.2 | 13.3 | 12.8 | -4.4 | -10 | -4.6 | -9.4 | 5.6 | 2.2 | -3 | -7 | 2.8 | 1.7 | 8.3 | 7.8 | -0.4 | -1.5 | 4.4 | 3.9 | -1.5 | -4.6 | -14.8 | -18.6 | -13.3 | -20 | 6 | 3 | 17.8 | 10.6 | 10.6 | 5 | 5.2 | 4 | 12.2 | 10 | 5 | 5 | 18.9 | 17.2 | -1.1 | -3.3 | -2.2 | -5.6 | -8.3 | -14.4 | -2.1 | -3.7 | -6.7 | -10.6 | -3.9 | -5 | 0.6 | -2.2 | 15.6 | 14.4 | -3.3 | -11.1 | -23 | -26 | -12.8 | -13.9 | -7.8 | -8.9 | -8.3 | -13.3 | -14.1 | -16.5 | -12.2 | -15 | -31.7 | -34.4 | -24.4 | -27.2 | -6.7 | -10.6 | -2.2 | -5.6 | -7.8 | -8.9 | 0 | -3.3 | -22.8 | -28.2 | -24.8 | -28.3 | -4.4 | -5.6 | 13.5 | 11.2 | -6.7 | -12.2 | -30.6 | -38.3 | -12.8 | -16.7 | -7.8 | -13.9 | -24.4 | -27.2 | 1.1 | -12.2 | -5.6 | -8.3 | -4.4 | -11.1 | -8.3 | -15 | -5.6 | -8 | -8.3 | -14.4 | -12.2 | -14.4 | -10.6 | -13.9 | -8 | -10 | 7 | 4.2 | 6.7 | 4.4 | -1.7 | -6.1 | -11.7 | -16.1 | -18 | -25 | -3.3 | -12.2 | -5.6 | -10.6 | -11.1 | -15 | -12.8 | -18.9 | -15.6 | -20.6 | -13.9 | -15.6 | 3.3 | -2.8 | 8.3 | 8.3 | 14.4 | 14.4 | -0.6 | -2.2 | 9.4 | 8.9 | 0 | -2.8 | -12.8 | -17.6 | -8.9 | -13.9 | 2.8 | 0 | -3.9 | -5 | -17.2 | -23.3 | -15 | -17 | -22 | -25.2 | -17.8 | -23.3
-13 | -17 | -20.6 | -26.7 | 13.3 | 12.8 | -3.9 | -10 | -4.8 | -9.8 | 5.6 | 2.2 | -5 | -8 | 1.7 | 1.1 | 8.9 | 7.2 | -1.1 | -2.2 | 4.4 | 3.9 | -1.7 | -5 | -13.5 | -17.5 | -13.3 | -20.6 | 6 | 3 | 18.3 | 10.6 | 10.6 | 6.1 | 5 | 3.9 | 11.7 | 10.6 | 5 | 5 | 19.4 | 17.2 | -1.1 | -3 | -2.2 | -5.6 | -7.8 | -14.4 | -2.8 | -4.4 | -7.2 | -11.1 | -3.9 | -5 | 0.8 | -2.3 | 16.1 | 15 | -3.3 | -11.1 | -22 | -24 | -13.9 | -15 | -7.2 | -8.9 | -8.3 | -13.3 | -13.9 | -16.1 | -12.2 | -15 | -32.2 | -35 | -25 | -27.8 | -5.9 | -9.5 | -1.8 | -4.9 | -6.7 | -8.3 | 0 | -3.1 | -22.8 | -27.7 | -24.6 | -28.1 | -5 | -6.1 | 13.3 | 11.1 | -7.8 | -12.2 | -30 | -35.6 | -12.6 | -16.5 | -6.7 | -13.9 | -26.1 | -28.3 | 0 | -12.8 | -6.7 | -8.9 | -5 | -10 | -8.9 | -15.6 | -5 | -7.8 | -7.2 | -15 | -12.2 | -14.4 | -10.6 | -15.6 | -7 | -8 | 7.2 | 3.9 | 6.1 | 3.9 | -1.1 | -5 | -12.2 | -17.2 | -18 | -23 | -3.9 | -11.7 | -6.7 | -10.6 | -11.1 | -14.4 | -13.3 | -19.4 | -15 | -20 | -14.4 | -15.6 | 3.1 | -1.6 | 8.3 | 8.3 | 14.2 | 14.1 | -0.6 | -2.2 | 9.4 | 8.9 | 1.1 | -4.4 | -13.3 | -18.3 | -8.3 | -13.9 | 3.3 | 0 | -3.3 | -4.4 | -17 | -23.2 | -15.6 | -17.8 | -21.9 | -25.2 | -19.4 | -30.6
-12 | -16 | -21.1 | -27.2 | 13.3 | 13.3 | -3.3 | -9.4 | -5 | -11.1 | 5.6 | 1.7 | -5 | -8 | 1.1 | 0.6 | 9.4 | 7.2 | 1.3 | -1 | 5.6 | 5 | 1.8 | -3.1 | -12.2 | -17.2 | -15.6 | -21.1 | 8 | 3 | 18.3 | 11.1 | 11.1 | 7.2 | 5.4 | 4.2 | 13.3 | 10.6 | 5 | 5 | 20 | 17.8 | -1.1 | -3 | -1.7 | -4.4 | -7.8 | -14.4 | -3.3 | -4.9 | -7.8 | -12.2 | -3.3 | -4.5 | 0.9 | -2.8 | 16.7 | 15.6 | -2.8 | -11.7 | -21 | -23 | -14.4 | -16.1 | -6.7 | -8.3 | -7.8 | -13.3 | -13.3 | -15.7 | -12.2 | -15.6 | -32.8 | -35.6 | -25 | -27.8 | -5.2 | -9 | -1.5 | -4.8 | -5.5 | -7.7 | 0 | -3.3 | -22.8 | -27.8 | -24.4 | -28.3 | -5 | -6.1 | 14.4 | 11.8 | -6.7 | -12.2 | -29.4 | -33.9 | -12.4 | -16.4 | -6.7 | -13.3 | -25.6 | -28.3 | 0.6 | -11.1 | -5 | -7.2 | -4.4 | -11.1 | -8.9 | -15.6 | -3.9 | -6.2 | -7.2 | -14.4 | -12.2 | -15 | -11.1 | -16.7 | -7 | -8 | 8.3 | 3.8 | 5.9 | 3.6 | -0.6 | -3.9 | -12.2 | -17.8 | -18 | -24 | -3.9 | -11.7 | -6.7 | -10 | -11.1 | -13.9 | -13.3 | -19.4 | -14.4 | -18.9 | -14.4 | -15.6 | 3 | -0.7 | 8.9 | 8.3 | 14.1 | 13.7 | 0 | -2.2 | 9.4 | 8.3 | 2.2 | -5 | -12 | -17.2 | -8.3 | -14.4 | 3.9 | -0.6 | -3.9 | -4.4 | -16.9 | -23.7 | -15.4 | -17.4 | -21.7 | -25.6 | -15 | -25
-11 | -15 | -23.9 | -27.8 | 14.4 | 13.3 | 1.7 | -8.9 | -4.6 | -10.5 | 6.7 | 2.2 | -4 | -8 | 2.2 | 1.1 | 11.7 | 7.8 | 3.7 | -0.1 | 7.8 | 6.7 | 5.4 | -1.9 | -9.8 | -14.6 | -10.6 | -19.4 | 11 | 4 | 18.9 | 11.1 | 13.9 | 8.9 | 5.7 | 4.2 | 15 | 11.1 | 5 | 5 | 24.4 | 16.1 | -1.1 | -3.3 | -1.7 | -5 | -5.6 | -14.4 | -3.9 | -5.8 | -5.6 | -11.7 | -2.8 | -4.4 | 1.1 | -3.9 | 18.9 | 16.7 | -2.2 | -11.1 | -20 | -24 | -13.3 | -14.4 | -5.6 | -7.2 | -7.2 | -13.9 | -12.8 | -15.8 | -13.3 | -16.7 | -31.7 | -33.9 | -25.6 | -27.8 | -4.4 | -8.9 | -1.1 | -5 | -4.4 | -7.8 | 0 | -3.9 | -22.2 | -27 | -22.9 | -27.2 | -3.9 | -4.4 | 15.6 | 12.8 | -4.4 | -12.8 | -28.9 | -32.8 | -12.2 | -17.2 | -3.9 | -12.8 | -21.7 | -24.4 | 2.8 | -10.6 | -1.7 | -3.9 | -3.3 | -10 | -8.3 | -15 | -2.8 | -4.9 | -6.7 | -15 | -12.2 | -13.9 | -11.1 | -16.7 | -9 | -11 | 9.5 | 3.7 | 5.8 | 3.3 | 0 | -3.9 | -12.2 | -17.8 | -18 | -23 | -1.1 | -10.6 | -1.7 | -12.2 | -10.6 | -13.9 | -12.2 | -20 | -13.3 | -18.3 | -14.4 | -15.6 | 2.8 | 0 | 8.9 | 7.2 | 13.9 | 13.3 | 3.9 | -1.7 | 9.4 | 8.3 | 3.3 | -4.4 | -10.7 | -16.7 | -7.2 | -13.9 | 4.4 | 0 | -3.3 | -4.4 | -16.7 | -25 | -15.2 | -17.2 | -20.6 | -24.1 | -18.3 | -28.9
-9 | -13 | -23.9 | -27.8 | 13.3 | 11.1 | 6.7 | -8.9 | -4.3 | -10.6 | 8.9 | 2.8 | -3 | -7 | 3.3 | 2.8 | 13.3 | 8.9 | 6.1 | 0.6 | 8.9 | 7.2 | 8.9 | -1.7 | -7.4 | -12.4 | -8.3 | -17.2 | 13 | 3 | 19.4 | 11.7 | 18.9 | 11.7 | 6.1 | 4.4 | 17.8 | 11.1 | 5.6 | 5.6 | 27.2 | 18.9 | 1.1 | -2 | -1.7 | -4.4 | -3.9 | -13.3 | -4.4 | -6.7 | -3.3 | -10 | -2.2 | -4.4 | 1.5 | -3.3 | 22.8 | 17.2 | -2.2 | -11.7 | -20 | -23 | -10 | -13.3 | -3.9 | -6.7 | -6.1 | -13.3 | -12.2 | -16.1 | -12.8 | -17.2 | -26.1 | -27.8 | -22.8 | -26.7 | -2 | -7.1 | 0.6 | -3.7 | -2 | -6.4 | 1.1 | -3.3 | -21.7 | -26.9 | -21.5 | -26.5 | 0 | -2.8 | 16.7 | 13.3 | -3.3 | -12.8 | -23.9 | -27.8 | -10.5 | -15.2 | -1.1 | -12.8 | -18.9 | -21.1 | 4.4 | -9.4 | 3.3 | -2.8 | -2.2 | -10 | -7.8 | -15 | -1.7 | -3.9 | -5 | -15 | -10.6 | -12.8 | -11.1 | -17.2 | -10 | -11 | 10.6 | 3.3 | 5.6 | 2.8 | 1.1 | -2.8 | -11.7 | -17.8 | -18 | -24 | 1.7 | -8.3 | 0.6 | -13.3 | -9.4 | -12.8 | -11.7 | -21.1 | -12.8 | -17.8 | -13.9 | -15 | 2.6 | 0.1 | 9.4 | 7.8 | 14.8 | 12.5 | 8.9 | -3.3 | 11.1 | 8.3 | 3.9 | -3.9 | -9.4 | -17.2 | -5.6 | -12.8 | 5 | 1.1 | -3.3 | -4.4 | -15.6 | -23.5 | -15 | -17.2 | -19.4 | -22.8 | -18.9 | -30
-7 | -13 | -21.1 | -23.3 | 11.7 | 9.4 | 7.2 | -8.3 | -3.9 | -11.7 | 10.6 | 2.8 | -1 | -7 | 3.9 | 3.9 | 15 | 9.4 | 7.6 | 1.7 | 7.8 | 7.2 | 11.1 | -1.2 | -5 | -11.1 | -7.2 | -17.8 | 16 | 4 | 20 | 11.7 | 22.2 | 15 | 7.2 | 4.9 | 19.4 | 11.7 | 5.6 | 5.6 | 27.8 | 18.9 | 3.4 | -1.4 | -0.6 | -5 | -2.8 | -12.2 | -4 | -6 | -1.7 | -8.3 | -1.7 | -3.8 | 1.8 | -3.4 | 23.3 | 17.2 | -1.7 | -11.7 | -19 | -21 | -8.9 | -13.9 | -3.3 | -7.2 | -4.4 | -13.3 | -11.1 | -14.9 | -12.2 | -17.8 | -22.8 | -25 | -20.6 | -25.6 | 0.4 | -6.1 | 2.2 | -3.3 | 0.4 | -5.5 | 2.2 | -3.4 | -21.1 | -27.2 | -20 | -26.7 | 2.8 | -1.7 | 17.6 | 13.6 | -1.1 | -12.8 | -20 | -22.2 | -8.9 | -13.9 | 1.7 | -12.2 | -12.8 | -14.4 | 6.7 | -12.8 | 8.3 | -4.4 | -2.2 | -10.6 | -7.2 | -15 | -1.1 | -3.8 | -2.2 | -14.4 | -8.3 | -11.1 | -10.6 | -17.2 | -8 | -10 | 10.6 | 3.6 | 5.6 | 2.6 | 1.7 | -3.3 | -11.1 | -17.8 | -18 | -22 | 4.4 | -7.2 | 2.2 | -14.4 | -8.3 | -12.2 | -9.4 | -19.4 | -11.7 | -17.2 | -12.8 | -14.4 | 2.4 | 0.3 | 9.4 | 6.7 | 15.8 | 11.8 | 11.1 | -4.4 | 11.7 | 8.9 | 3.9 | -3.3 | -8.1 | -16.2 | -3.3 | -12.8 | 5 | 0 | -3.3 | -4.4 | -14.4 | -22.6 | -13.7 | -16.4 | -18.3 | -22.2 | -15.6 | -26.1
-6 | -12 | -20.6 | -22.2 | 11.7 | 8.3 | 8.3 | -7.2 | -3.7 | -11.2 | 12.8 | 2.8 | 0 | -7 | 5 | 4.4 | 17.2 | 8.3 | 9.1 | 2.4 | 7.2 | 6.7 | 13.4 | -0.9 | -2.6 | -8.9 | -5.6 | -17.8 | 17 | 0 | 20 | 12.2 | 24.4 | 17.2 | 8.3 | 5.3 | 21.1 | 12.2 | 6.1 | 6.1 | 26.7 | 20 | 5.6 | -1.1 | -0.6 | -4.4 | -0.6 | -10.6 | -3.7 | -5.6 | 1.1 | -6.1 | -1.1 | -3.3 | 2.2 | -3.9 | 25 | 17.2 | -1.7 | -11.7 | -18 | -21 | -7.8 | -13.9 | -1.7 | -6.7 | -2.8 | -12.2 | -10 | -14.1 | -11.7 | -18.3 | -21.1 | -24.4 | -19.4 | -26.1 | 2.8 | -6.1 | 3.9 | -3.3 | 2.8 | -6.1 | 3.3 | -3.9 | -20.7 | -25.7 | -18.1 | -24.4 | 7.8 | -2.2 | 18.5 | 13.4 | 0 | -12.8 | -16.1 | -19.4 | -7.2 | -13.3 | 4.4 | -11.7 | -9.4 | -12.8 | 5.6 | -12.8 | 13.3 | -5 | -1.7 | -10.6 | -6.1 | -15.6 | -0.6 | -4.2 | -1.1 | -13.3 | -6.7 | -11.1 | -10.6 | -16.1 | -6 | -8 | 10.6 | 3.9 | 5.6 | 2.1 | 1.7 | -3.3 | -10.6 | -18.3 | -18 | -22 | 7.2 | -5.6 | 3.9 | -14.4 | -7.8 | -11.7 | -8.3 | -18.9 | -10 | -16.1 | -10.6 | -12.2 | 2.2 | 0.6 | 9.4 | 7.2 | 16.7 | 10.6 | 13.9 | -5.6 | 13.3 | 9.4 | 5.6 | -2.8 | -6.9 | -16.5 | -2.2 | -12.2 | 5 | 0 | -1.1 | -3.9 | -13.3 | -22.8 | -12.4 | -16 | -17.8 | -21.7 | -13.9 | -22.2
-5 | -10 | -20.6 | -23.3 | 12.2 | 7.2 | 9.4 | -6.7 | -3.5 | -11.7 | 14.4 | 2.8 | 0 | -8 | 6.1 | 5 | 15.6 | 10 | 10.6 | 3.3 | 10 | 6.1 | 15.6 | -1.7 | -0.2 | -7.5 | -5 | -16.7 | 18 | 5 | 20 | 11.7 | 25 | 16.1 | 9.4 | 5.6 | 21.7 | 12.8 | 7.8 | 7.8 | 23.9 | 21.1 | 6.1 | -1.1 | 0.6 | -5 | 0.6 | -9.4 | -3.3 | -5.6 | 1.7 | -3.9 | -0.6 | -3.3 | 2.4 | -3.3 | 16.7 | 11.7 | -1.1 | -11.7 | -17 | -20 | -6.7 | -15 | -1.1 | -6.1 | -2.2 | -10.6 | -8.9 | -13.9 | -11.1 | -18.3 | -18.3 | -23.9 | -18.9 | -25 | 3.9 | -4.9 | 5.2 | -2.3 | 3.9 | -5.2 | 4.1 | -3.4 | -20.4 | -24.8 | -16.3 | -23.1 | 10 | -1.7 | 19.4 | 13.3 | 1.7 | -13.3 | -14.4 | -20 | -6.5 | -12.3 | 6.1 | -12.2 | -11.7 | -15 | 6.7 | -12.8 | 18.3 | -7.8 | -1.7 | -10 | -5.6 | -15 | 0 | -5 | 1.1 | -13.3 | -5.6 | -11.1 | -10.6 | -16.7 | -1 | -6 | 10.6 | 3.9 | 5.6 | 1.7 | 3.9 | -3.3 | -10.6 | -17.8 | -18 | -22 | 9.4 | -6.7 | 5 | -15.6 | -7.2 | -11.7 | -6.7 | -18.3 | -9.4 | -15.6 | -8.9 | -10.6 | 1.8 | 0.5 | 10 | 7.2 | 16.9 | 9.1 | 15 | -5.6 | 13.9 | 9.4 | 5 | -2.8 | -5.6 | -18.3 | -1.1 | -10 | 5.6 | 0 | -2.2 | -3.9 | -12.9 | -21.2 | -11.1 | -16.1 | -17.2 | -21.7 | -14.4 | -20
-5 | -10 | -20 | -22.2 | 12.2 | 7.2 | 10 | -6.1 | -3.3 | -13.3 | 16.1 | 2.8 | 1 | -7 | 7.2 | 5 | 15.6 | 10.6 | 11.5 | 3.5 | 11.7 | 3.9 | 15 | -0.6 | 2.2 | -7.2 | -4.4 | -16.7 | 19 | 6 | 20.6 | 11.1 | 25.6 | 18.3 | 11.1 | 6.5 | 22.8 | 13.3 | 10 | 10 | 26.1 | 18.9 | 6.7 | -1.5 | 1.7 | -4.4 | 1.7 | -9.4 | -3.1 | -5.1 | 4.4 | -2.8 | -0.4 | -2.8 | 2.6 | -2.9 | 12.8 | 8.3 | -0.6 | -11.7 | -17 | -19 | -6.7 | -13.9 | -0.6 | -6.7 | -0.6 | -11.1 | -8.5 | -12.5 | -10.6 | -18.3 | -16.7 | -23.3 | -17.8 | -25 | 5 | -4.3 | 6.5 | -2.1 | 5 | -5.3 | 4.8 | -3.3 | -20 | -24.4 | -14.4 | -22.8 | 11.7 | -3.9 | 18.9 | 12.9 | 2.2 | -13.3 | -12.8 | -19.4 | -5.7 | -12.1 | 8.3 | -11.7 | -11.1 | -12.8 | 7.2 | -12.8 | 20 | -7.2 | -2.2 | -10 | -5.6 | -14.4 | -1.5 | -5.9 | 2.8 | -12.2 | -5 | -10.6 | -10.6 | -17.2 | -2 | -5 | 9.8 | 3.8 | 5.8 | 1.5 | 4.4 | -2.8 | -9.4 | -17.8 | -18 | -22 | 10 | -6.7 | 6.1 | -13.9 | -6.7 | -11.1 | -5 | -16.7 | -8.9 | -15 | -8.3 | -10 | 1.5 | 0.5 | 10.6 | 7.2 | 17 | 7.1 | 16.7 | -4.4 | 16.1 | 10 | 5 | -1.7 | -4.8 | -16.9 | -1.1 | -11.1 | 5.6 | 0 | -1.1 | -3.9 | -12.6 | -20.7 | -10.4 | -15.3 | -16.7 | -22.2 | -13.9 | -20.6
-4 | -8 | -18.3 | -20.6 | 10 | 3.3 | 10 | -6.1 | -3.5 | -12.6 | 16.7 | 2.2 | 1 | -7 | 8.3 | 5.6 | 15.6 | 11.1 | 12.4 | 3.4 | 11.1 | 4.4 | 14.5 | 0 | 1.5 | -5.2 | -2.8 | -16.7 | 18 | 8 | 20.6 | 12.8 | 26.7 | 18.9 | 12.7 | 7.2 | 21.7 | 12.8 | 12.8 | 11.7 | 26.7 | 18.3 | 7.2 | -2.2 | 1.1 | -3.9 | 1.7 | -8.9 | -3 | -5.3 | 4.4 | -1.7 | -0.2 | -2.6 | 2.8 | -3.3 | 11.7 | 6.7 | -1.1 | -11.7 | -17 | -19 | -6.7 | -15 | 0 | -7.8 | 0.6 | -10.6 | -8.2 | -11.6 | -10.6 | -16.7 | -15.6 | -25 | -17.8 | -24.4 | 6.1 | -4.4 | 7.8 | -2.2 | 6.1 | -6.1 | 5.6 | -3.9 | -19.4 | -23.7 | -14.2 | -20.4 | 11.7 | -2.2 | 18.3 | 12.1 | 3.3 | -12.8 | -12.2 | -18.9 | -5 | -12.8 | 8.9 | -11.1 | -9.4 | -14.4 | 8.3 | -11.7 | 19.4 | -7.2 | -2.2 | -10 | -5.6 | -14.4 | -2.9 | -7.4 | 3.3 | -10.6 | -5.6 | -12.2 | -11.1 | -18.9 | -5 | -6 | 9.1 | 3.3 | 5.9 | 1.4 | 4.4 | -2.2 | -10.6 | -17.8 | -18 | -22 | 10.6 | -6.1 | 6.7 | -13.9 | -6.7 | -10.6 | -3.9 | -16.7 | -8.3 | -14.4 | -7.2 | -8.9 | 1.1 | 0.6 | 11.1 | 7.2 | 17.2 | 5 | 16.7 | -4.4 | 16.1 | 10 | 5 | -2.2 | -4.1 | -16.5 | 0.6 | -10.6 | 6.1 | 0 | -2.2 | -5 | -12.2 | -21.1 | -9.6 | -14.9 | -16.7 | -21.4 | -11.7 | -19.4
-5 | -8 | -20.6 | -22.8 | 6.7 | 2.2 | 10.6 | -6.1 | -3.7 | -12.8 | 16.7 | 1.7 | 0 | -7 | 7.8 | 5 | 15 | 10.6 | 13.3 | 3.3 | 11.7 | 6.7 | 13.9 | 0.6 | 0.7 | -4.2 | -4.4 | -15 | 15 | 9 | 21.1 | 12.2 | 25 | 15.6 | 14.4 | 7.8 | 22.8 | 13.3 | 13.3 | 11.7 | 25 | 19.4 | 5.5 | -2.1 | 0.6 | -4.4 | 1.7 | -8.3 | -2.8 | -5.6 | 5 | -2.2 | 0 | -2.8 | 2.4 | -2 | 11.7 | 5 | -1.7 | -9.4 | -17 | -20 | -7.8 | -15 | -1.1 | -7.2 | 0.6 | -10 | -7.8 | -11.1 | -11.1 | -16.1 | -16.1 | -25.6 | -18.3 | -25 | 5.2 | -4.1 | 6.3 | -1.6 | 5 | -4.8 | 5.2 | -3.2 | -18.9 | -23.5 | -14.1 | -19 | 10.6 | -2.2 | 17.8 | 11.7 | 3.3 | -12.8 | -12.2 | -18.9 | -6.5 | -12.7 | 9.4 | -10 | -8.9 | -13.3 | 7.8 | -12.2 | 19.4 | -7.8 | -2.8 | -11.1 | -5.6 | -15 | -4.4 | -9.4 | 3.3 | -11.7 | -5.6 | -12.8 | -11.1 | -17.8 | -5 | -7 | 8.3 | 2.8 | 6.1 | 1.1 | 5.6 | -2.8 | -10.6 | -18.9 | -17 | -22 | 10.6 | -5 | 7.2 | -13.9 | -7.2 | -11.7 | -3.3 | -16.1 | -8.9 | -14.4 | -6.7 | -7.8 | 1.1 | 0.5 | 11.7 | 6.1 | 15.2 | 5.4 | 17.2 | -3.9 | 16.1 | 10 | 3.3 | -1.1 | -3.3 | -18.3 | 1.1 | -10.6 | 7.8 | 0 | -2.2 | -4.4 | -12.9 | -20.3 | -8.9 | -15.6 | -16.7 | -20.9 | -12.2 | -18.3
-5 | -10 | -24.4 | -26.7 | 5.6 | 1.7 | 7.8 | -5.6 | -3.9 | -14.4 | 16.7 | 1.7 | -1 | -7 | 6.1 | 4.4 | 13.9 | 11.1 | 12.2 | 3.7 | 11.1 | 4.4 | 10.9 | 1.7 | 0 | -3.9 | -4.4 | -15.6 | 14 | 11 | 20 | 12.2 | 23.9 | 16.7 | 12.6 | 7.9 | 21.1 | 13.3 | 11.1 | 6.1 | 24.4 | 18.9 | 3.9 | -2 | 0.6 | -3.9 | 0 | -8.3 | -3 | -5.5 | 4.4 | -1.7 | -0.7 | -2.9 | 2.1 | -1.5 | 10 | 2.2 | -2.2 | -10 | -18 | -21 | -9.4 | -15.6 | -2.8 | -7.8 | 1.1 | -10 | -7.2 | -10 | -12.2 | -16.7 | -17.2 | -25.6 | -19.4 | -25.6 | 4.2 | -4.5 | 4.8 | -1.8 | 3.9 | -4.5 | 4.8 | -3.1 | -18.3 | -23.9 | -13.9 | -18.3 | 9.4 | -2.8 | 17.1 | 12 | 2.2 | -12.2 | -13.3 | -18.9 | -7.9 | -13.4 | 6.7 | -10 | -15.6 | -17.8 | 6.1 | -13.3 | 16.1 | -11.7 | -3.3 | -10.6 | -5.6 | -14.4 | -5.2 | -9.1 | 2.8 | -12.2 | -6.7 | -13.3 | -11.7 | -17.8 | -7 | -10 | 7.4 | 2.9 | 5.7 | 1.6 | 2.8 | -2.8 | -11.1 | -18.3 | -18 | -23 | 10 | -5 | 6.7 | -13.3 | -7.8 | -11.7 | -2.8 | -16.7 | -10 | -14.4 | -5.6 | -6.7 | 1.1 | 0.5 | 11.1 | 5.6 | 13.1 | 5.3 | 16.1 | -5.6 | 15.6 | 10 | 1.7 | -1.1 | -4.8 | -16.9 | 0 | -10.6 | 7.8 | 0 | -5.6 | -6.7 | -13.7 | -20.7 | -9.3 | -15.3 | -16.7 | -21.1 | -12.8 | -25
-5 | -9 | -26.1 | -27.8 | 5.6 | 1.7 | 4.4 | -6.1 | -5.4 | -14.4 | 15 | 2.8 | -1 | -7 | 5.6 | 4.4 | 13.9 | 10.6 | 11.1 | 3.9 | 10.6 | 3.9 | 8 | 2 | -0.4 | -3.7 | -7.8 | -15 | 16 | 12 | 19.4 | 13.9 | 22.8 | 16.7 | 10.7 | 7.6 | 19.4 | 13.3 | 10 | 5 | 22.8 | 18.9 | 2.2 | -2.8 | -0.6 | -3.9 | 0 | -7.8 | -3.1 | -5.6 | 3.3 | -1.7 | -1.5 | -3.6 | 1.7 | -1.1 | 10 | 1.1 | -1.7 | -10.6 | -18 | -21 | -9.4 | -15.6 | -3.9 | -8.3 | 0 | -9.4 | -6.7 | -9.3 | -13.9 | -16.7 | -18.9 | -25.6 | -21.7 | -26.7 | 3.3 | -5.6 | 3.3 | -2.2 | 2.8 | -5 | 4.4 | -3.3 | -14.8 | -19.4 | -13.2 | -17.1 | 7.8 | -1.1 | 16.3 | 12.5 | 1.1 | -12.8 | -15.6 | -20 | -9.4 | -15 | 4.4 | -10 | -19.4 | -21.7 | 5.6 | -15.6 | 13.3 | -13.9 | -3.9 | -12.2 | -6.1 | -15.6 | -5.9 | -9.4 | 2.2 | -12.2 | -7.8 | -13.3 | -11.7 | -17.8 | -8 | -11 | 6.5 | 2.9 | 5.4 | 1.9 | 1.1 | -2.8 | -12.8 | -18.3 | -18 | -23 | 8.9 | -5 | 3.9 | -12.2 | -8.3 | -11.7 | -3.9 | -16.7 | -11.1 | -15 | -6.1 | -7.2 | 1.1 | 0.6 | 10 | 5 | 11.1 | 5 | 11.7 | -4.4 | 14.4 | 10 | 2.2 | -1.1 | -6.3 | -17.6 | 1.1 | -5.6 | 8.3 | 0 | -7.2 | -7.8 | -14.4 | -21.7 | -9.6 | -15.8 | -17.1 | -20.7 | -13.9 | -21.1
-4 | -8 | -23.9 | -26.1 | 5 | 0.6 | 2.2 | -6.7 | -6.8 | -15.5 | 13.3 | 2.2 | 0 | -7 | 5.6 | 4.4 | 13.3 | 10.6 | 10 | 3.9 | 9.4 | 4.4 | 5 | 1.7 | -0.7 | -3.8 | -10.6 | -16.1 | 15 | 11 | 19.4 | 13.9 | 21.7 | 16.7 | 8.9 | 7.2 | 18.9 | 13.3 | 7.8 | 2.8 | 22.2 | 17.2 | 1.7 | -2.5 | -2.2 | -4.4 | 0 | -7.8 | -3.3 | -6.1 | -0.6 | -3.3 | -2.2 | -4.4 | 1.3 | -1.1 | 8.9 | -1.1 | -2.2 | -9.4 | -19 | -21 | -11.7 | -16.1 | -4.4 | -8.9 | 0.6 | -9.4 | -6.1 | -8.9 | -15.6 | -17.8 | -18.9 | -25 | -22.2 | -25.6 | 2.8 | -4.9 | 2.8 | -1.9 | 2.2 | -4.2 | 4 | -2.9 | -11.3 | -15.5 | -12.4 | -16 | 7.2 | 0 | 15.6 | 12.8 | -2.2 | -10 | -19.4 | -22.2 | -10.3 | -14.9 | 2.2 | -10.6 | -20.6 | -23.3 | 3.3 | -13.9 | 13.3 | -12.2 | -4.4 | -13.9 | -6.7 | -16.7 | -6.7 | -10 | 2.2 | -11.7 | -8.9 | -13.3 | -12.2 | -17.8 | -8 | -12 | 5.6 | 2.8 | 5 | 2.2 | 0 | -3.3 | -11.7 | -18.9 | -18 | -23 | 7.2 | -1.1 | 0 | -11.1 | -10 | -12.8 | -3.9 | -17.2 | -12.2 | -15.6 | -4.4 | -5.6 | 1.3 | 0.3 | 10 | 5 | 9.8 | 5 | 8.3 | -0.6 | 13.3 | 9.4 | 2.2 | -1.1 | -7.8 | -19.4 | 1.1 | -7.8 | 8.3 | -0.6 | -6.7 | -7.2 | -15.2 | -21.3 | -10 | -17.2 | -17.4 | -20.7 | -15 | -21.1
-3 | -7 | -22.2 | -25 | 2.8 | -1.7 | 0 | -6.1 | -8.3 | -17.8 | 12.2 | 2.8 | 0 | -7 | 5 | 4.4 | 13.3 | 11.7 | 9.3 | 3.9 | 8.9 | 5.6 | 4.6 | 1.3 | -1.1 | -4.4 | -11.7 | -17.2 | 14 | 11 | 19.4 | 13.3 | 20.6 | 16.7 | 7.2 | 5.7 | 17.8 | 13.9 | 6.1 | 1.7 | 22.2 | 17.2 | 1.1 | -2.8 | -4.4 | -5.6 | 1.1 | -7.2 | -3.5 | -6 | 0 | -2.8 | -2.8 | -4.6 | 1 | -1.2 | 8.3 | -2.2 | -2.2 | -10 | -20 | -24 | -12.2 | -15.6 | -5.6 | -10.6 | 0 | -9.4 | -6.7 | -8.8 | -15 | -17.8 | -19.4 | -25 | -22.8 | -26.1 | 2.2 | -5 | 2.2 | -1.9 | 1.7 | -3.9 | 3.7 | -2.9 | -7.8 | -12.2 | -11.7 | -15.6 | 6.1 | 0.6 | 15.8 | 13.1 | -2.8 | -9.4 | -18.9 | -21.7 | -11.3 | -15.7 | 0.6 | -10 | -21.1 | -24.4 | 0.6 | -11.1 | 8.3 | -12.2 | -5 | -15 | -7.2 | -16.7 | -7.1 | -10.1 | 2.2 | -11.7 | -10 | -13.9 | -12.2 | -17.8 | -8 | -11 | 5.2 | 2.6 | 5.4 | 2.2 | 3.3 | -4.4 | -11.7 | -19.4 | -17 | -24 | 6.7 | -2.2 | -1.7 | -8.3 | -12.2 | -14.4 | -5.6 | -15.6 | -11.7 | -15 | -3.9 | -5.6 | 1.5 | 0.2 | 10 | 4.4 | 8.5 | 4.7 | 7.2 | 2.2 | 13.3 | 9.4 | 2.2 | -1.7 | -8.5 | -17.3 | 0.6 | -8.3 | 8.3 | 6.1 | -10 | -10.6 | -15.9 | -21.8 | -11.3 | -16.3 | -17.8 | -21.1 | -13.9 | -21.1
-3 | -6 | -23.3 | -26.1 | 2.2 | -2.8 | -1.7 | -6.7 | -8.5 | -16.4 | 11.1 | 2.8 | 0 | -7 | 5 | 4.4 | 12.8 | 10.6 | 8.5 | 3.6 | 9.4 | 6.1 | 4.3 | 1 | -2.2 | -5 | -11.7 | -17.2 | 13 | 11 | 20 | 15 | 20.6 | 17.8 | 5.6 | 4.4 | 15.6 | 13.9 | 3.9 | -0.6 | 21.7 | 16.7 | 0.6 | -3.3 | -3.9 | -5.6 | 0.6 | -6.7 | -3.7 | -6.2 | 1.7 | -2.2 | -3.3 | -4.9 | 0.6 | -1.7 | 8.3 | -2.2 | -2.2 | -10.6 | -19 | -21 | -12.8 | -15.6 | -6.7 | -11.1 | 0 | -10 | -7.2 | -8.9 | -14.4 | -16.7 | -18.9 | -24.4 | -22.8 | -26.1 | 1.7 | -6.1 | 1.7 | -2.2 | 1.1 | -4.4 | 3.3 | -3.3 | -3.5 | -8.7 | -11.9 | -15.5 | 6.1 | 0.6 | 15.9 | 13.4 | -3.9 | -7.2 | -18.9 | -21.7 | -12.2 | -16.7 | 0 | -9.4 | -23.3 | -26.1 | 1.1 | -12.8 | 5.6 | -9.4 | -5.6 | -13.9 | -7.8 | -16.7 | -7.4 | -10.4 | 2.2 | -11.7 | -10.6 | -14.4 | -12.2 | -16.1 | -9 | -12 | 4.8 | 2.5 | 5.7 | 2.2 | 2.8 | -7.2 | -11.7 | -18.9 | -20 | -25 | 6.1 | 1.1 | -2.2 | -8.3 | -10.6 | -13.9 | -6.7 | -13.3 | -11.7 | -15.6 | -7.8 | -8.3 | 1.7 | 0 | 9.4 | 4.4 | 7.2 | 4.4 | 6.1 | 2.8 | 13.3 | 9.4 | 1.7 | -0.6 | -9.3 | -16.9 | 1.1 | -8.3 | 7.8 | 6.1 | -9.4 | -10.6 | -16.7 | -22.8 | -12.6 | -16.6 | -17.4 | -20.7 | -15 | -21.7
-5 | -9 | -22.8 | -25.6 | 1.1 | -3.9 | -2.2 | -7.8 | -8.7 | -15.9 | 9.4 | 3.9 | 0 | -7 | 5.6 | 4.4 | 12.8 | 10.6 | 7.8 | 3.3 | 8.3 | 5.6 | 3.9 | 0.6 | -3.3 | -5.9 | -11.1 | -16.7 | 12 | 11 | 19.4 | 15.6 | 20.6 | 18.3 | 3.9 | 2.8 | 15 | 13.3 | 3.3 | -1.7 | 21.1 | 16.1 | 1.1 | -3 | -4.4 | -6.1 | 0 | -5.6 | -3.9 | -6.7 | 1.7 | -2.2 | -3.9 | -5.6 | 0.4 | -1.7 | 7.2 | -3.3 | -2.8 | -10.6 | -20 | -24 | -16.7 | -16.7 | -7.8 | -9.4 | -0.6 | -9.4 | -7.8 | -9.4 | -14.4 | -17.2 | -19.4 | -24.4 | -24.4 | -27.8 | 0.9 | -5.5 | 0.8 | -2 | 0.7 | -3.7 | 2.9 | -2.7 | 0.7 | -6.3 | -12 | -15.7 | 6.7 | 1.1 | 16.1 | 13.9 | -5 | -6.7 | -18.9 | -22.2 | -13.1 | -16.8 | 0.6 | -10 | -22.8 | -26.1 | 0 | -12.2 | 4.4 | -9.4 | -7.8 | -11.7 | -7.8 | -17.2 | -7.8 | -11.1 | 2.2 | -12.2 | -10.6 | -13.9 | -12.8 | -16.7 | -10 | -13 | 4.4 | 2.2 | 6.1 | 2.2 | 1.7 | -9.4 | -13.9 | -20 | -21 | -26 | 6.1 | 0.6 | -2.8 | -8.3 | -10.6 | -13.3 | -7.2 | -12.8 | -12.8 | -16.1 | -10 | -10.6 | 1.9 | 0.3 | 8.3 | 5 | 6.8 | 4.5 | 5.6 | 2.2 | 12.2 | 9.4 | 1.1 | 0 | -10 | -17.2 | 0.6 | -8.9 | 7.8 | 5.6 | -11.1 | -11.7 | -17.1 | -22.4 | -13.9 | -17.2 | -17.1 | -20.7 | -14.4 | -21.1
-6 | -10 | -20.6 | -23.3 | 1.1 | -3.3 | -2.2 | -11.1 | -8.9 | -16.7 | 9.4 | 3.9 | -1 | -6 | 5 | 4.4 | 12.8 | 9.4 | 6.7 | 3.3 | 7.2 | 5.6 | 3.5 | 0.4 | -4.4 | -7.2 | -8.3 | -15.6 | 11 | 10 | 18.3 | 16.1 | 20.6 | 18.3 | 3.3 | 2.4 | 15 | 13.3 | 2.8 | -2.2 | 21.1 | 16.1 | 1.7 | -2.8 | -2.8 | -4.4 | -0.6 | -5 | -3.9 | -6.4 | 0 | -3.3 | -3.7 | -5.1 | 0.2 | -2.1 | 6.1 | -3.3 | -2.8 | -10.6 | -19 | -21 | -17.2 | -17.3 | -8.3 | -11.1 | 0 | -9.4 | -9.3 | -10.7 | -13.9 | -16.7 | -18.9 | -23.3 | -23.9 | -26.7 | 0.2 | -5.5 | -0.2 | -2.2 | 0.4 | -3.6 | 2.6 | -2.2 | 5 | -5 | -12.2 | -16.7 | 6.1 | 0.6 | 16.1 | 14 | -4.4 | -7.8 | -18.3 | -21.1 | -14.1 | -17.3 | 0 | -10 | -23.9 | -26.7 | 0 | -11.1 | 1.7 | -10 | -8.3 | -17.2 | -8.3 | -17.2 | -7.8 | -10.6 | 1.7 | -11.7 | -11.7 | -14.4 | -13.3 | -18.9 | -10 | -13 | 4 | 1.9 | 5.5 | 2 | 0 | -11.1 | -13.9 | -21.1 | -21 | -26 | 6.1 | 0 | -3.9 | -8.9 | -11.1 | -13.9 | -7.2 | -11.7 | -12.8 | -17.8 | -6.1 | -6.7 | 2 | 0.7 | 8.3 | 5 | 6.5 | 4.5 | 7.8 | 1.1 | 12.2 | 9.4 | 1.1 | 0 | -10.6 | -16.2 | 0.6 | -8.9 | 7.2 | 6.7 | -10.6 | -11.1 | -17.4 | -22.6 | -13.9 | -16.3 | -16.7 | -21.1 | -13.9 | -21.7
-8 | -11 | -21.1 | -23.9 | 0 | -5.6 | -2.8 | -11.7 | -8.5 | -16.4 | 9.4 | 3.9 | -1 | -7 | 5.6 | 4.4 | 12.2 | 7.8 | 5.5 | 3 | 5 | 3.3 | 2.7 | -0.1 | -2.9 | -6.6 | -10 | -16.1 | 11 | 10 | 17.8 | 16.7 | 21.1 | 18.9 | 2.8 | 2.1 | 16.7 | 14.4 | 1.1 | -4.4 | 20.6 | 15.6 | 2.2 | -3.3 | -5.6 | -6.7 | -1.1 | -4.4 | -3.9 | -6.4 | 0 | -3.3 | -3.5 | -4.6 | 0 | -2.8 | 5.6 | -3.3 | -3.3 | -11.1 | -18 | -21 | -17.8 | -17.8 | -10 | -12.8 | 0.6 | -8.3 | -10.7 | -12.1 | -13.9 | -16.7 | -19.4 | -23.3 | -23.9 | -26.7 | -0.6 | -6.7 | -1.1 | -2.8 | 0 | -3.9 | 2.2 | -2.2 | 4.8 | -4.2 | -12.8 | -16.2 | 6.7 | 0.6 | 16.1 | 14.3 | -5.6 | -8.3 | -21.1 | -23.3 | -15 | -18.3 | -1.1 | -10.6 | -23.9 | -26.7 | -1.7 | -10.6 | 2.2 | -10 | -8.9 | -16.1 | -8.3 | -17.2 | -7.8 | -10.3 | 1.1 | -11.1 | -11.7 | -14.4 | -13.9 | -18.9 | -9 | -12 | 3.7 | 1.6 | 5 | 1.8 | -1.1 | -11.7 | -14.4 | -22.8 | -21 | -26 | 5.6 | -0.6 | -5 | -9.4 | -11.7 | -13.9 | -7.8 | -12.2 | -15.6 | -17.2 | -2.2 | -2.8 | 2.2 | 1.1 | 8.9 | 6.1 | 6.1 | 4.4 | 5.6 | 1.7 | 12.2 | 9.4 | 0.6 | -1.1 | -11.1 | -16.2 | 1.7 | -8.3 | 6.7 | 6.1 | -11.1 | -12.2 | -17.8 | -23.3 | -13.9 | -15.9 | -16.3 | -19.8 | -12.8 | -20.6
-7 | -11 | -22.2 | -25 | -0.6 | -5.6 | -3.9 | -13.3 | -8.2 | -17.2 | 8.9 | 3.9 | -1 | -7 | 5 | 4.4 | 12.8 | 7.2 | 4.4 | 2.8 | 4.4 | 3.3 | 1.9 | -0.6 | -1.5 | -6.8 | -10.6 | -16.7 | 11 | 10 | 17.8 | 16.7 | 21.1 | 19.4 | 2.2 | 1.7 | 16.7 | 14.4 | 0 | -6.7 | 21.7 | 15 | 1.7 | -3 | -2.2 | -5.6 | -1.1 | -3.9 | -3.9 | -6.7 | -2.8 | -3.9 | -3.3 | -4.4 | 0 | -2.1 | 5 | -3.9 | -3.9 | -11.1 | -18 | -21 | -18.3 | -18.3 | -10 | -12.2 | 1.1 | -8.3 | -12.2 | -13.9 | -13.9 | -16.7 | -18.9 | -23.3 | -23.9 | -26.1 | -1.1 | -6.2 | -0.9 | -2.6 | -0.6 | -3.6 | 2.4 | -2 | 4.6 | -3.9 | -13.3 | -16.1 | 6.1 | 1.1 | 16.1 | 14.4 | -5.6 | -9.4 | -22.2 | -24.4 | -13.7 | -16.9 | -0.6 | -11.1 | -25 | -27.8 | -2.2 | -10.6 | 2.8 | -10 | -8.9 | -18.3 | -8.9 | -17.2 | -7.8 | -10.6 | 0.6 | -11.7 | -12.8 | -15 | -14.4 | -20 | -8 | -11 | 3.3 | 1.1 | 4.4 | 1.7 | -2.2 | -13.3 | -14.4 | -24.4 | -21 | -25 | 6.1 | -0.6 | -5 | -8.9 | -10.6 | -13.3 | -8.3 | -12.2 | -16.1 | -17.8 | -1.7 | -2.2 | 2.2 | 1.2 | 8.3 | 6.7 | 5.9 | 4.2 | 5 | 1.7 | 11.7 | 9.4 | 0.6 | -1.1 | -11.7 | -16.7 | 1.7 | -7.8 | 6.7 | 5.6 | -8.9 | -10 | -17.8 | -22.6 | -13.9 | -15.6 | -16 | -18.9 | -12.8 | -20
-7 | -10 | -22.8 | -26.1 | -1.1 | -5.6 | -4.4 | -15 | -7.8 | -19.4 | 7.8 | 3.9 | -1 | -7 | 5 | 3.9 | 11.7 | 6.7 | 4 | 2.4 | 5 | 3.9 | 1.3 | -0.9 | 0 | -7.8 | -11.7 | -16.7 | 11 | 9 | 17.8 | 17.2 | 21.7 | 19.4 | 3.3 | 2.6 | 16.7 | 14.4 | -1.1 | -7.8 | 21.7 | 13.9 | 1.1 | -3.3 | -3.3 | -5.6 | -1.1 | -3.9 | -4.1 | -6.4 | -6.1 | -6.7 | -3.1 | -4.2 | 0 | -1.7 | 3.9 | -4.4 | -3.9 | -11.1 | -18 | -21 | -19.4 | -19.4 | -10 | -11.7 | 1.1 | -7.8 | -15 | -17.1 | -13.9 | -16.7 | -18.9 | -22.8 | -22.2 | -25.6 | -1.7 | -6.8 | -0.8 | -2.9 | -1.1 | -3.5 | 2.6 | -2 | 4.4 | -4.4 | -13.9 | -16.7 | 4.4 | 3.3 | 15.2 | 13.9 | -5.6 | -8.9 | -21.1 | -23.3 | -12.4 | -16.1 | -1.7 | -11.1 | -23.9 | -26.7 | -2.2 | -10 | 0 | -10 | -9.4 | -16.7 | -8.9 | -17.2 | -7.6 | -10 | 0 | -10 | -13.3 | -16.1 | -15 | -21.1 | -8 | -10 | 2.9 | 0.9 | 4.4 | 1.6 | -3.3 | -13.3 | -15 | -23.3 | -21 | -25 | 6.1 | -2.2 | -6.1 | -9.4 | -10.6 | -13.3 | -8.3 | -11.7 | -19.4 | -21.7 | -1.7 | -2.2 | 2.2 | 1.5 | 7.8 | 6.1 | 5.8 | 4.1 | 3.9 | 1.7 | 11.7 | 9.4 | 0.6 | -1.1 | -12.4 | -16 | 2.2 | -7.2 | 6.1 | 5 | -6.7 | -7.8 | -17.8 | -22.4 | -13.7 | -15.2 | -15.6 | -18.3 | -11.1 | -20
-6 | -10 | -21.7 | -23.9 | -2.2 | -6.1 | -5 | -14.4 | -7.6 | -18.2 | 7.2 | 3.3 | -1 | -7 | 4.4 | 3.3 | 9.4 | 7.8 | 3.7 | 2.1 | 3.9 | 2.8 | 0.8 | -1.3 | -0.6 | -6.6 | -11.1 | -17.8 | 10 | 9 | 17.8 | 17.2 | 20.6 | 19.4 | 4.5 | 3.6 | 17.2 | 14.4 | -1.1 | -7.8 | 21.1 | 12.8 | 0.6 | -3.9 | -3.3 | -5.6 | -0.6 | -3.3 | -4.2 | -6.4 | -7.8 | -8.3 | -3 | -4.4 | 0 | -1.7 | 3.9 | -5.6 | -4.4 | -11.1 | -18 | -21 | -21.1 | -21.1 | -12.8 | -13.9 | 0.6 | -7.8 | -17.8 | -20.6 | -13.3 | -16.7 | -18.9 | -22.8 | -21.7 | -25 | -2.2 | -7.8 | -0.6 | -3.3 | -1.7 | -3.9 | 2.8 | -2.2 | 4.6 | -3.7 | -13.9 | -16.6 | 4.4 | 3.9 | 14.2 | 13.4 | -7.2 | -9.4 | -23.3 | -25.6 | -11.1 | -15.6 | -1.1 | -10 | -25 | -27.8 | -2.2 | -10 | 2.2 | -10 | -9.4 | -19.4 | -8.9 | -17.2 | -7.4 | -9.8 | 0 | -9.4 | -13.9 | -16.7 | -15 | -21.1 | -8 | -11 | 2.6 | 0.6 | 4.4 | 1.6 | -3.9 | -13.3 | -15.6 | -25.6 | -21 | -26 | 6.7 | -3.3 | -6.7 | -10 | -10 | -13.3 | -8.9 | -11.7 | -18.3 | -20.6 | -1.7 | -2.2 | 2.2 | 1.7 | 7.8 | 5.6 | 5.6 | 3.9 | 2.8 | 1.1 | 11.7 | 9.4 | 0 | -2.2 | -13.2 | -15.9 | 2.2 | -7.2 | 5.6 | 5 | -5 | -5.6 | -17.8 | -22.8 | -13.5 | -15 | -15.4 | -17.9 | -12.2 | -18.3
-3 | -7 | -21.7 | -23.9 | -2.8 | -6.7 | -6.7 | -16.7 | -7.4 | -18.1 | 6.7 | 3.3 | -2 | -7 | 4.4 | 3.9 | 11.7 | 8.9 | 3.3 | 1.7 | 3.9 | 2.8 | 0.4 | -2 | -1.1 | -6.2 | -11.1 | -18.3 | 10 | 9 | 17.8 | 17.2 | 21.7 | 19.4 | 5.6 | 4.4 | 17.2 | 14.4 | -1.7 | -8.3 | 21.1 | 12.2 | 0 | -3.4 | -4.4 | -7.2 | 0 | -3.3 | -4.4 | -6.7 | -9.4 | -10 | -2.8 | -4.4 | -0.2 | -1.5 | 2.2 | -6.1 | -5 | -11.7 | -19 | -21 | -20 | -20 | -12.8 | -13.9 | 0.6 | -7.2 | -20.6 | -24.4 | -14.4 | -16.7 | -19.4 | -22.8 | -21.7 | -24.4 | -2.2 | -6.7 | -0.8 | -3 | -2.1 | -3.3 | 2.6 | -1.9 | 4.8 | -3.5 | -13.9 | -17 | 5 | 4.4 | 13.3 | 12.8 | -6.7 | -8.9 | -23.3 | -25 | -11.5 | -16 | -1.1 | -10 | -25 | -27.8 | -3.3 | -10 | 0.6 | -11.1 | -9.4 | -18.3 | -8.9 | -17.2 | -7.2 | -10 | 0 | -9.4 | -14.4 | -16.7 | -15.6 | -20.6 | -9 | -12 | 2.2 | 0.6 | 4.4 | 1.7 | -5 | -13.3 | -16.7 | -26.7 | -20 | -24 | 6.7 | -2.8 | -6.7 | -10.6 | -10.6 | -13.3 | -8.9 | -11.7 | -17.8 | -20 | -2.8 | -2.8 | 2.6 | 2 | 5 | 3.3 | 6.1 | 4.4 | 2.2 | 0.6 | 11.7 | 9.4 | -0.6 | -3.9 | -13.9 | -16.1 | 2.2 | -6.7 | 6.1 | 5.6 | -5 | -5.6 | -17.4 | -22.6 | -13.3 | -15 | -15.2 | -17.6 | -10.6 | -17.2
-5 | -8 | -21.7 | -23.9 | -3.3 | -6.7 | -7.2 | -17.2 | -7.2 | -19.4 | 6.1 | 3.3 | -2 | -7 | 4.4 | 4.4 | 9.4 | 7.2 | 3.5 | 1.9 | 3.3 | 2.8 | 0.2 | -2 | -1.7 | -6.7 | -11.7 | -17.8 | 9 | 9 | 17.8 | 17.8 | 21.1 | 18.9 | 6 | 5 | 17.2 | 14.4 | -2.2 | -11.7 | 21.1 | 11.7 | -0.5 | -3.3 | -3.3 | -6.7 | 0 | -3.3 | -4.6 | -6.6 | -8.9 | -9.4 | -3 | -4.5 | -0.4 | -1.5 | 2.2 | -7.2 | -6.1 | -13.3 | -19 | -21 | -21.1 | -21.1 | -14.4 | -16.1 | 1.1 | -5 | -18.9 | -21.9 | -13.9 | -16.1 | -20 | -22.8 | -20.6 | -24.4 | -2.2 | -6.4 | -0.9 | -3 | -2.4 | -3 | 2.4 | -1.5 | 5 | -3.9 | -13.9 | -17.8 | 6.1 | 5 | 12.2 | 11.9 | -8.3 | -8.9 | -23.3 | -25.6 | -11.8 | -16.7 | -2.2 | -10.6 | -25 | -28.3 | -4.4 | -11.1 | 1.1 | -10 | -10 | -18.3 | -8.9 | -16.7 | -7 | -9.8 | -0.6 | -8.3 | -15.6 | -17.8 | -15.6 | -20.6 | -8 | -11 | 1.7 | -0.1 | 4.2 | 1.4 | -5 | -13.3 | -17.8 | -27.2 | -18 | -23 | 6.7 | -2.2 | -7.8 | -11.7 | -10.6 | -13.3 | -8.9 | -11.1 | -18.3 | -20 | -3.3 | -3.3 | 2.9 | 2.3 | 4.4 | 2.2 | 6.7 | 5 | 1.7 | 0 | 11.1 | 9.4 | -1.7 | -5 | -14.3 | -16.3 | 1.1 | -6.7 | 5.6 | 5 | -4.4 | -5 | -17.1 | -22.8 | -13.5 | -14.9 | -15 | -17.8 | -10.6 | -18.3
-3 | -7 | -20.6 | -23.3 | -3.9 | -5.6 | -8.3 | -17.8 | -7.9 | -17.2 | 6.1 | 2.8 | -1 | -8 | 4.4 | 2.8 | 9.4 | 7.2 | 3.7 | 2.1 | 4.4 | 3.9 | -0.5 | -2.4 | -0.8 | -5.7 | -12.2 | -17.8 | 9 | 9 | 17.8 | 17.2 | 21.1 | 18.9 | 6.3 | 5.3 | 17.2 | 14.4 | -2.8 | -12.2 | 20.6 | 10.6 | -1.1 | -3.9 | -5 | -5.6 | -1.7 | -5 | -4.8 | -6.8 | -9.4 | -10 | -3.1 | -4.6 | -0.6 | -1.7 | 1.1 | -7.2 | -6.1 | -13.9 | -19 | -21 | -21.1 | -22.2 | -14.4 | -16.7 | 1.1 | -3.3 | -17.3 | -19.8 | -11.7 | -15 | -20 | -22.8 | -20 | -23.3 | -2.2 | -6.7 | -1.1 | -3.3 | -2.8 | -2.8 | 2.2 | -1.7 | 5 | -3.6 | -14.5 | -17.6 | 6.7 | 5.6 | 11.1 | 11 | -7.2 | -8.9 | -23.3 | -28.9 | -12.2 | -18.3 | -5.6 | -11.7 | -24.4 | -27.8 | -3.9 | -11.7 | 1.1 | -10.6 | -11.1 | -17.2 | -8.9 | -16.7 | -6.9 | -10.3 | -1.1 | -7.8 | -15.6 | -17.2 | -16.1 | -20.6 | -8 | -11 | 1.1 | -0.6 | 4.1 | 1.3 | -6.1 | -13.3 | -17.8 | -26.7 | -18 | -23 | 6.7 | -2.8 | -7.2 | -11.1 | -11.1 | -13.3 | -9.4 | -11.7 | -19.4 | -21.1 | -4.4 | -4.4 | 3.3 | 2.8 | 5 | 1.1 | 7.2 | 5.6 | 1.1 | 0 | 11.1 | 9.4 | -2.8 | -5 | -14.6 | -16.6 | 1.1 | -7.2 | 5.6 | 5 | -5 | -5.6 | -16.7 | -23.9 | -13.7 | -14.8 | -13.9 | -16.6 | -11.1 | -18.3
-3 | -7 | -20 | -23.3 | -4.4 | -6.1 | -8.3 | -18.3 | -8.7 | -16.4 | 5.6 | 2.2 | -2 | -8 | 3.9 | 3.3 | 8.9 | 6.1 | 3.9 | 2.2 | 3.3 | 2.8 | -0.6 | -2.8 | 0.2 | -5.5 | -9.4 | -16.1 | 9 | 8 | 17.2 | 17.2 | 20.6 | 18.9 | 6.7 | 5.6 | 17.2 | 15 | -3.3 | -12.2 | 21.1 | 11.7 | -0.4 | -2.9 | -3.9 | -5 | -2.8 | -5 | -5 | -7.2 | -10 | -10 | -3.3 | -5 | -0.4 | -1 | 0.6 | -7.2 | -6.7 | -14.4 | -19 | -21 | -19.4 | -21.1 | -13.9 | -15.6 | 1.1 | -2.8 | -15.6 | -17.8 | -11.7 | -15 | -20.6 | -22.8 | -19.4 | -23.3 | -2 | -5.6 | -1.7 | -4.1 | -1.9 | -2.5 | 2.8 | -1.7 | 5 | -3.6 | -15 | -17.8 | 5.6 | 5 | 10 | 10 | -7.8 | -9.4 | -22.8 | -26.1 | -12 | -17.4 | -5 | -11.1 | -26.7 | -30 | -4.4 | -11.1 | 1.7 | -10.6 | -11.1 | -18.3 | -8.9 | -16.7 | -6.7 | -11.1 | -0.6 | -7.2 | -15.6 | -17.8 | -16.1 | -20 | -7 | -12 | 0.6 | -1.1 | 3.9 | 1.1 | -6.1 | -13.3 | -17.8 | -27.2 | -18 | -23 | 5.6 | -0.6 | -8.3 | -11.7 | -11.1 | -13.3 | -9.4 | -11.7 | -19.4 | -21.1 | -6.1 | -6.1 | 3.9 | 2.6 | 3.9 | 2.2 | 8.1 | 5.8 | 3.3 | 0.6 | 10.6 | 9.4 | -6.1 | -7.8 | -15 | -17.2 | 1.7 | -6.7 | 5.6 | 4.4 | -5 | -5.6 | -16.1 | -22.2 | -13.9 | -15 | -12.8 | -15.9 | -9.4 | -17.2
-6 | -9 | -19.4 | -22.8 | -3.3 | -5 | -8.9 | -19.4 | -9.4 | -16.7 | 5.6 | 1.7 | -2 | -8 | 3.9 | 3.3 | 12.8 | 5.6 | 5 | 2.7 | 3.9 | 3.3 | 2 | -1 | 1.1 | -6.1 | -10 | -16.7 | 11 | 9 | 18.3 | 17.8 | 21.1 | 19.4 | 7.1 | 6.2 | 17.2 | 15 | -3.3 | -12.2 | 21.7 | 10.6 | 0.4 | -2.3 | -3.3 | -5 | -2.8 | -5.6 | -5.4 | -7.3 | -7.8 | -7.8 | -2.2 | -3.7 | -0.2 | -0.6 | 1.1 | -7.8 | -6.7 | -14.4 | -19 | -21 | -20 | -21.1 | -14.4 | -16.1 | 0.6 | -2.8 | -15 | -17.1 | -11.1 | -14.4 | -21.1 | -23.3 | -19.4 | -22.8 | -1.9 | -5.1 | -2.2 | -5.1 | -0.9 | -2.2 | 3.3 | -2.3 | 5 | -4.4 | -15.6 | -18.3 | 6.1 | 5.6 | 10 | 10 | -5 | -9.4 | -22.2 | -25.6 | -11.9 | -17.3 | -3.9 | -10.6 | -24.4 | -27.8 | -2.2 | -10.6 | 0.6 | -10 | -12.2 | -19.4 | -8.9 | -16.1 | -6.7 | -10.8 | -0.6 | -6.1 | -15 | -17.2 | -16.1 | -20 | -8 | -11 | 0.8 | -0.8 | 4.1 | 1.1 | -5.6 | -13.3 | -18.9 | -27.2 | -18 | -23 | 5 | 3.3 | -6.7 | -10.6 | -11.7 | -13.3 | -9.4 | -11.7 | -17.8 | -20.6 | -8.3 | -8.9 | 4.4 | 2.4 | 6.1 | 2.8 | 9.1 | 6 | 4.4 | -1.1 | 11.1 | 8.9 | -8.3 | -10 | -12.4 | -15.7 | 1.7 | -6.1 | 5.6 | 4.4 | -6.1 | -6.7 | -15.6 | -21.4 | -13.2 | -14.2 | -11.7 | -15.6 | -8.9 | -17.8
-5 | -8 | -18.3 | -23.3 | 0 | -6.7 | -10.6 | -20.6 | -7.2 | -13.9 | 6.7 | 2.2 | -2 | -7 | 4.4 | 2.8 | 15.6 | 6.7 | 6.1 | 2.9 | 7.2 | 5 | 4.6 | 0.7 | 3.3 | -4.3 | -9.4 | -13.9 | 12 | 11 | 18.3 | 18.3 | 22.8 | 20 | 7.4 | 6.7 | 19.4 | 16.7 | -3.3 | -11.7 | 22.2 | 12.8 | 1.1 | -2.2 | -4.4 | -5.6 | -1.1 | -5 | -5.7 | -7.3 | -7.2 | -7.2 | -1.1 | -2.5 | 0 | 0 | 2.2 | -7.2 | -6.1 | -13.9 | -18 | -21 | -18.9 | -20.6 | -10 | -12.2 | 0.6 | -2.8 | -14.5 | -16.8 | -11.1 | -15 | -20.6 | -22.8 | -17.2 | -21.1 | -1.7 | -5 | -2.8 | -6.7 | 0 | -2.2 | 3.9 | -3.3 | 5 | -3.6 | -14.1 | -17.1 | 6.7 | 5.6 | 10 | 10 | -2.8 | -7.2 | -20.6 | -23.3 | -11.7 | -17.8 | -1.1 | -10.6 | -21.7 | -24.4 | 1.1 | -10.6 | 5.6 | -10.6 | -11.1 | -18.9 | -8.3 | -15.6 | -6.7 | -10.9 | 0 | -5 | -13.9 | -16.1 | -15.6 | -19.4 | -11 | -13 | 0.9 | -0.8 | 4.2 | 1 | -4.4 | -12.2 | -18.9 | -26.7 | -17 | -23 | 5.6 | 3.9 | -3.9 | -8.3 | -10.6 | -13.3 | -8.9 | -11.1 | -14.4 | -16.1 | -8.9 | -10 | 5 | 2.2 | 7.8 | 1.7 | 10 | 6.1 | 5 | -1.1 | 11.7 | 8.9 | -7.2 | -8.3 | -9.8 | -14.4 | 1.7 | -5.6 | 6.1 | 2.8 | -6.1 | -6.7 | -15 | -21.1 | -12.4 | -13.3 | -10.9 | -14.8 | -9.4 | -15.6
-3 | -7 | -18.3 | -21.7 | 1.7 | -7.8 | -11.1 | -22.8 | -5 | -12 | 9.4 | 2.8 | -1 | -7 | 4.4 | 2.8 | 18.3 | 6.7 | 7.2 | 3.3 | 7.8 | 5.6 | 7.2 | 2.2 | 5.6 | -3.5 | -8.3 | -13.3 | 14 | 11 | 18.9 | 18.9 | 24.4 | 18.9 | 7.8 | 7.2 | 20 | 16.7 | -1.7 | -11.1 | 22.8 | 12.8 | 2.2 | -1.9 | -3.3 | -4.4 | 0 | -5.6 | -6.1 | -7.8 | -6.7 | -6.7 | 0 | -1.7 | 0 | -0.4 | 3.9 | -7.2 | -3.9 | -13.9 | -18 | -21 | -17.8 | -18.9 | -6.7 | -10.6 | 0.6 | -4.4 | -13.9 | -16.7 | -11.1 | -15 | -18.3 | -21.7 | -15.6 | -20 | 0.3 | -3.5 | -2.2 | -5.7 | 1.5 | -2 | 4.8 | -3.3 | 5 | -3.6 | -12.6 | -16 | 7.2 | 6.1 | 10 | 10 | 1.1 | -5 | -18.9 | -21.7 | -10 | -16.6 | 1.1 | -10 | -16.7 | -19.4 | 3.3 | -8.3 | 7.2 | -9.4 | -11.1 | -18.9 | -7.8 | -15 | -6.7 | -11.7 | 0 | -4.4 | -11.7 | -14.4 | -15 | -20 | -11 | -14 | 1.1 | -0.6 | 4.4 | 1.1 | -3.9 | -12.8 | -17.8 | -26.7 | -17 | -22 | 5.6 | 3.9 | 1.7 | -6.1 | -10 | -13.3 | -6.1 | -8.9 | -10 | -13.3 | -6.7 | -7.8 | 5.4 | 2 | 8.3 | 1.1 | 11.5 | 5 | 5.6 | -1.7 | 12.2 | 8.3 | -5 | -8.9 | -7.2 | -14.4 | 1.7 | -4.4 | 5.6 | 2.2 | -5.6 | -6.1 | -13.5 | -19.3 | -11.7 | -12.8 | -10.2 | -14.6 | -8.3 | -13.9
-1 | -5 | -17.8 | -20.6 | 3.3 | -7.2 | -12.2 | -20 | -2.8 | -11.1 | 12.2 | 3.3 | 0 | -7 | 4.4 | 3.3 | 20.6 | 5 | 9.2 | 3.6 | 8.3 | 6.1 | 9.4 | 2.7 | 7.8 | -3.3 | -6.7 | -13.3 | 18 | 12 | 19.4 | 19.4 | 25.6 | 18.3 | 8.3 | 7.6 | 21.7 | 17.8 | -0.6 | -11.1 | 25 | 12.2 | 3.3 | -1.8 | -2.2 | -3.3 | 1.1 | -5 | -5.2 | -7.2 | -6.1 | -6.1 | 0.4 | -1.2 | 0 | -0.6 | 5.6 | -7.2 | -3.9 | -13.9 | -17 | -20 | -16.1 | -17.2 | -5 | -15.6 | 0.6 | -5 | -12.8 | -15.4 | -10 | -14.4 | -16.7 | -21.1 | -13.3 | -17.8 | 2.4 | -2.7 | -1.7 | -5.4 | 2.9 | -2.5 | 5.8 | -3.6 | 5 | -3.9 | -11.1 | -15.6 | 7.2 | 6.1 | 11.3 | 11 | 2.8 | -5.6 | -12.2 | -14.4 | -8.4 | -16.3 | 2.8 | -9.4 | -12.8 | -16.1 | 3.9 | -8.9 | 11.7 | -9.4 | -10 | -18.3 | -6.7 | -14.4 | -6.7 | -11.1 | 0.6 | -3.3 | -8.9 | -13.3 | -13.9 | -19.4 | -10 | -13 | 2.2 | -0.8 | 4.8 | 1.5 | -2.2 | -13.3 | -16.7 | -27.2 | -17 | -22 | 6.1 | 5 | 4.4 | -6.1 | -10 | -13.3 | -2.8 | -9.4 | -7.8 | -13.3 | -3.3 | -5.6 | 5.7 | 1.8 | 9.4 | 1.1 | 12.9 | 2.7 | 7.2 | -1.1 | 12.8 | 7.8 | -3.3 | -7.2 | -5.5 | -13.8 | 1.7 | -3.9 | 6.7 | 2.2 | -5.6 | -5.6 | -12.1 | -18.5 | -8.7 | -11.1 | -9.4 | -15 | -5.6 | -12.2
-2 | -5 | -17.2 | -20 | 4.4 | -7.2 | -13.3 | -23.3 | -2.1 | -9.7 | 15 | 3.3 | 0 | -8 | 5 | 2.8 | 20.6 | 10 | 11.3 | 4.1 | 9.4 | 6.1 | 11.7 | 3 | 8.5 | -3 | -5.6 | -13.3 | 19 | 13 | 20.6 | 19.4 | 25.6 | 18.3 | 8.9 | 8 | 22.2 | 17.8 | 1.1 | -10.6 | 25.6 | 12.2 | 4.4 | -2.2 | -1.1 | -3.3 | 1.7 | -5 | -4.2 | -6.7 | -5.6 | -5.6 | 0.7 | -1.2 | 0 | -1.1 | 6.1 | -8.3 | -1.7 | -15 | -16 | -18 | -15.6 | -16.7 | -3.9 | -15.6 | 0 | -4.4 | -11.7 | -14.4 | -8.9 | -13.9 | -15.6 | -20 | -12.2 | -17.2 | 4.4 | -2.2 | -1.1 | -5.6 | 4.4 | -3.3 | 6.7 | -5 | 1.1 | -4.9 | -10 | -14.3 | 7.8 | 6.1 | 12.6 | 11.9 | 4.4 | -5.6 | -8.3 | -11.7 | -6.7 | -17.2 | 5.6 | -8.9 | -7.2 | -12.2 | 5 | -11.7 | 13.3 | -12.8 | -8.9 | -18.3 | -5.6 | -13.9 | -6.7 | -11.1 | 0.6 | -2.8 | -7.2 | -13.3 | -13.3 | -18.9 | -10 | -13 | 3.3 | -1.1 | 5.2 | 1.9 | -2.8 | -13.3 | -16.1 | -26.1 | -17 | -22 | 6.1 | 5.6 | 6.7 | -8.9 | -8.9 | -13.3 | -0.6 | -10.6 | -6.1 | -12.2 | 0 | -5 | 6.1 | 1.7 | 9.4 | 1.1 | 14.4 | 0 | 7.8 | -2.2 | 13.3 | 7.8 | -1.1 | -6.7 | -3.9 | -14.3 | 2.2 | -3.3 | 6.1 | 2.8 | -5 | -5.6 | -10.6 | -18.3 | -5.8 | -10 | -8.3 | -13.5 | -6.1 | -10.6
0 | -3 | -16.7 | -19.4 | 6.1 | -7.2 | -12.8 | -26.7 | -1.3 | -8.9 | 16.7 | 2.8 | 0 | -8 | 5 | 2.8 | 18.3 | 7.8 | 13.3 | 3.9 | 10 | 5.6 | 13.9 | 2.8 | 9.3 | -2.9 | -3.3 | -13.3 | 22 | 14 | 20 | 19.4 | 25 | 18.3 | 9.4 | 8.3 | 22.8 | 18.3 | 2.8 | -9.4 | 26.1 | 12.8 | 4.4 | -2.4 | 0 | -2.8 | 2.2 | -5 | -3.3 | -6.7 | -5 | -5 | 1.1 | -1.1 | 0.2 | -1 | 7.8 | -7.8 | -2.2 | -14.4 | -16 | -18 | -14.4 | -15.6 | -3.9 | -17.2 | 0.6 | -3.9 | -10.6 | -13.9 | -8.9 | -13.9 | -15 | -19.4 | -11.1 | -16.7 | 4.8 | -1.8 | -0.2 | -4.3 | 5 | -2.7 | 7.1 | -4.1 | -2.8 | -7.1 | -8.9 | -13.4 | 8.3 | 4.4 | 13.9 | 12.8 | 5.6 | -6.1 | -2.8 | -9.4 | -5.8 | -14.5 | 7.2 | -8.9 | -8.3 | -12.2 | 6.1 | -11.1 | 16.1 | -11.1 | -8.3 | -18.3 | -4.4 | -14.4 | -6.7 | -11.7 | 0.6 | -2.8 | -6.1 | -14.4 | -12.8 | -18.3 | -10 | -13 | 4.4 | -1.7 | 5.6 | 2.2 | -1.1 | -13.3 | -14.4 | -25.6 | -16 | -21 | 6.7 | 6.1 | 7.8 | -11.1 | -7.8 | -12.2 | 0.6 | -11.1 | -5 | -11.1 | 2.2 | -3.3 | 6.5 | 1.8 | 10.6 | 1.1 | 14.2 | 0.1 | 8.3 | -3.3 | 13.3 | 7.2 | -0.6 | -5.6 | -2.2 | -17.2 | 2.8 | -2.8 | 7.2 | 1.1 | -4.4 | -5 | -9.5 | -16.1 | -2.8 | -10 | -7.2 | -12.8 | -5 | -11.1
0 | -3 | -15.6 | -18.9 | 6.1 | -7.8 | -12.8 | -28.9 | -0.6 | -9.4 | 18.9 | 2.2 | 0 | -8 | 5.6 | 2.8 | 18.3 | 8.9 | 13.7 | 4 | 10.6 | 5.6 | 14.1 | 3 | 10 | -3.9 | -2.8 | -13.3 | 23 | 12 | 19.4 | 18.9 | 25.6 | 17.2 | 10.2 | 8.5 | 22.8 | 18.9 | 3.3 | -8.3 | 26.1 | 13.9 | 4.4 | -3 | 1.1 | -2.8 | 1.7 | -5 | -2.4 | -6.1 | -3.9 | -3.9 | 1.8 | -1 | 0.4 | -0.9 | 7.8 | -8.3 | -0.6 | -14.4 | -15 | -17 | -13.3 | -15 | -3.3 | -16.7 | 0.6 | -5 | -9.8 | -13.6 | -8.3 | -13.3 | -13.9 | -18.9 | -10.6 | -15.6 | 5.2 | -1.9 | 0.8 | -3.4 | 5.5 | -2.7 | 7.4 | -4.1 | -6.7 | -10 | -7.8 | -13.3 | 7.2 | 2.8 | 14.8 | 13.2 | 6.7 | -5.6 | 0 | -7.8 | -4.8 | -12.9 | 9.4 | -8.9 | -4.4 | -12.2 | 5.6 | -11.7 | 16.7 | -11.1 | -7.8 | -16.7 | -4.4 | -14.4 | -6.5 | -11.1 | 0.6 | -4.4 | -5.6 | -13.3 | -11.7 | -17.8 | -9 | -12 | 4.4 | -2 | 5.6 | 2.4 | -2.2 | -13.9 | -13.9 | -25.6 | -15 | -21 | 7.2 | 7.2 | 10.6 | -9.4 | -8.9 | -12.8 | 2.2 | -11.1 | -4.4 | -11.1 | 2.8 | -3.3 | 6.8 | 2.1 | 11.7 | 1.1 | 14.1 | 0 | 8.9 | -4.4 | 13.9 | 7.2 | -0.6 | -6.1 | -1.8 | -15.5 | 2.8 | -2.8 | 6.7 | 1.7 | -3.9 | -5 | -8.3 | -14.6 | -2.1 | -9.3 | -6.1 | -12.8 | -5.6 | -11.1
0 | -3 | -15 | -18.3 | 6.7 | -7.2 | -12.8 | -27.2 | -1 | -8.4 | 18.9 | 2.2 | 0 | -7 | 5 | 2.8 | 16.7 | 10 | 14 | 4.3 | 10.6 | 5.6 | 14.2 | 2.8 | 9.3 | -3.5 | -1.7 | -13.3 | 20 | 14 | 20 | 19.4 | 25.6 | 17.2 | 10.9 | 8.3 | 23.3 | 18.3 | 3.3 | -10 | 25.6 | 12.8 | 4.4 | -3.9 | 1.1 | -2.8 | 1.7 | -5.6 | -1.5 | -5.7 | -3.3 | -3.9 | 2.6 | -0.9 | 0.6 | -1.1 | 7.8 | -8.9 | -1.1 | -14.4 | -14 | -15 | -12.8 | -14.4 | -3.3 | -16.7 | 0.6 | -5 | -9.1 | -13.9 | -7.8 | -13.3 | -13.3 | -18.3 | -10 | -15.6 | 5.6 | -2.2 | 1.7 | -3.3 | 6.1 | -2.8 | 7.8 | -4.4 | -8.7 | -11.6 | -8 | -12.2 | 5.6 | 0.6 | 15.8 | 13.5 | 7.2 | -5.6 | 1.1 | -7.2 | -3.9 | -12.2 | 10 | -8.9 | -6.1 | -10.6 | 6.7 | -11.1 | 15 | -12.8 | -7.8 | -18.3 | -3.9 | -13.9 | -6.3 | -11 | 0 | -4.4 | -4.4 | -13.3 | -11.1 | -17.8 | -8 | -13 | 4.4 | -2.6 | 5.6 | 2.8 | -1.1 | -13.3 | -12.8 | -25 | -15 | -21 | 7.8 | 7.8 | 10.6 | -10 | -8.3 | -12.8 | 3.9 | -10 | -3.9 | -11.1 | 3.9 | -1.7 | 7.2 | 2.2 | 11.7 | 0.6 | 13.9 | 0 | 8.9 | -4.4 | 13.9 | 6.7 | -1.7 | -6.7 | -1.5 | -16 | 2.2 | -2.2 | 6.7 | 1.7 | -3.9 | -4.4 | -7.2 | -13.9 | -1.3 | -9.2 | -7.6 | -13.5 | -7.2 | -15
-1 | -2 | -15 | -17.8 | 6.1 | -7.8 | -12.2 | -26.7 | -1.3 | -8.5 | 20 | 2.2 | 0 | -8 | 5 | 2.8 | 16.7 | 10 | 14.4 | 4.4 | 10.6 | 4.4 | 14.4 | 2.8 | 8.5 | -3.5 | -1.1 | -11.7 | 18 | 13 | 19.4 | 18.3 | 24.4 | 17.8 | 11.7 | 8.3 | 22.8 | 18.3 | 3.9 | -9.4 | 25 | 12.8 | 2.7 | -4.2 | 1.1 | -2.2 | 0.6 | -5.6 | -0.6 | -6.1 | -2.8 | -3.3 | 3.3 | -1.1 | 0.8 | -0.7 | 8.3 | -7.8 | -1.7 | -14.4 | -13 | -16 | -12.8 | -13.9 | -4.4 | -16.7 | 0.6 | -5 | -8.3 | -15 | -7.8 | -13.3 | -13.3 | -18.3 | -10.6 | -15.6 | 3.7 | -2.2 | 0.9 | -3.2 | 4.3 | -1.5 | 6.5 | -4 | -10.8 | -13.8 | -8.1 | -11.6 | 5 | 0.6 | 16.7 | 13.9 | 7.2 | -5.6 | -0.6 | -7.2 | -5.2 | -12 | 10 | -8.9 | -10 | -12.2 | 5 | -11.7 | 13.9 | -12.8 | -7.8 | -18.3 | -3.9 | -13.9 | -6.1 | -11.7 | -0.6 | -5 | -4.4 | -13.3 | -10.6 | -17.2 | -9 | -12 | 4.4 | -3.3 | 5.6 | 2.8 | -2.2 | -13.9 | -12.8 | -25.6 | -15 | -20 | 8.3 | 8.3 | 11.1 | -10 | -9.4 | -13.3 | 4.4 | -9.4 | -3.3 | -10.6 | 4.4 | -1.1 | 7 | 2.7 | 11.1 | 0 | 12.6 | -0.3 | 8.3 | -5.6 | 13.3 | 7.2 | -1.1 | -6.1 | -1.1 | -17.8 | 0.6 | -1.1 | 6.7 | 2.2 | -3.9 | -4.4 | -7.4 | -12.6 | -0.6 | -10.6 | -9.1 | -15.3 | -7.2 | -18.3
-1 | -5 | -14.4 | -16.7 | 4.4 | -6.7 | -13.3 | -27.8 | -1.7 | -9.4 | 19.4 | 2.8 | -1 | -9 | 5 | 2.2 | 14.4 | 11.1 | 13.3 | 5 | 11.1 | 6.1 | 13.1 | 0.8 | 7.8 | -4.4 | -1.7 | -7.2 | 17 | 13 | 18.3 | 17.8 | 24.4 | 17.8 | 11.3 | 8.6 | 22.8 | 18.9 | 3.3 | -10 | 23.3 | 12.8 | 1.1 | -4.9 | 0 | -3.3 | -1.1 | -6.1 | -1.9 | -5.6 | -2.2 | -2.8 | 2.9 | -1 | 0.9 | -0.6 | 6.1 | -7.8 | -2.2 | -14.4 | -13 | -16 | -12.8 | -13.9 | -6.1 | -15.6 | 0 | -5.6 | -10.2 | -15.5 | -8.3 | -13.3 | -12.8 | -17.8 | -11.1 | -15 | 1.9 | -2.8 | 0.2 | -3.6 | 2.4 | -1.1 | 5.2 | -4.1 | -12.8 | -16.1 | -8.3 | -11.7 | 4.4 | 0 | 16.5 | 13.8 | 5.6 | -5 | -1.7 | -7.2 | -6.5 | -12.5 | 8.3 | -8.9 | -12.2 | -15 | 4.4 | -11.7 | 11.1 | -12.8 | -8.3 | -18.3 | -3.9 | -13.3 | -6.5 | -10.4 | -1.1 | -5 | -5.6 | -12.8 | -11.1 | -17.8 | -9 | -12 | 3.1 | -2.3 | 6 | 3.5 | -3.3 | -14.4 | -12.8 | -25.6 | -13 | -20 | 8.9 | 8.9 | 10 | -8.3 | -10.6 | -13.9 | 5 | -8.3 | -3.3 | -10.6 | 3.3 | -1.1 | 6.9 | 3 | 10 | 0 | 11.3 | -0.4 | 7.2 | -6.1 | 13.3 | 7.2 | -1.7 | -6.7 | -1.7 | -14 | 0 | -3.9 | 6.1 | 2.8 | -3.9 | -4.4 | -7.6 | -12.3 | -1 | -9.3 | -10.6 | -17.8 | -8.9 | -20.6
-1 | -4 | -13.9 | -16.1 | 0.6 | -5 | -14.4 | -27.2 | -2.2 | -10 | 17.8 | 2.8 | -1 | -10 | 5 | 2.2 | 13.3 | 12.2 | 12.2 | 5.4 | 10 | 6.1 | 11.9 | -0.8 | 7.1 | -3.8 | -2.2 | -7.8 | 16 | 13 | 18.3 | 17.8 | 23.3 | 18.3 | 11 | 9 | 20.6 | 18.9 | 2.2 | -10 | 22.2 | 13.3 | -0.6 | -6.7 | -2.8 | -4.4 | -2.8 | -6.1 | -3.1 | -5.6 | -2.2 | -2.8 | 2.6 | -0.9 | 1.1 | -0.6 | 5.6 | -7.8 | -2.2 | -13.9 | -14 | -15 | -12.2 | -13.3 | -8.9 | -15 | -1.7 | -5.6 | -12 | -16.5 | -8.9 | -13.9 | -12.8 | -16.7 | -11.1 | -15 | 0 | -3.9 | -0.6 | -4.4 | 0.6 | -1.1 | 3.9 | -5 | -13.2 | -16 | -8.5 | -11.4 | 3.9 | -1.1 | 16.3 | 13.8 | 2.8 | -5 | -1.7 | -7.2 | -7.8 | -13.9 | 5.6 | -9.4 | -18.3 | -20.6 | 2.8 | -11.7 | 7.8 | -10 | -8.9 | -17.2 | -3.9 | -13.9 | -6.8 | -9.6 | -1.1 | -5 | -6.7 | -13.3 | -12.2 | -17.8 | -9 | -13 | 1.9 | -1.7 | 6.3 | 4 | -3.9 | -15 | -13.3 | -25.6 | -13 | -20 | 8.9 | 8.9 | 7.2 | -8.9 | -11.7 | -15 | 5 | -9.4 | -3.9 | -10.6 | 1.7 | -2.2 | 6.7 | 3.3 | 8.3 | -1.1 | 10 | -1.1 | 5 | -8.3 | 12.8 | 7.2 | -5 | -7.2 | -2.2 | -12.2 | -1.1 | -5.6 | 5 | 3.9 | -3.9 | -4.4 | -7.8 | -12.2 | -1.3 | -9.2 | -10.8 | -18.5 | -9.4 | -20.6
-2 | -5 | -12.8 | -15.6 | -0.6 | -5 | -14.4 | -26.7 | -2.8 | -11.5 | 15.6 | 3.3 | -1 | -9 | 4.4 | 1.7 | 13.3 | 11.7 | 11.1 | 5.6 | 10 | 6.1 | 10.6 | -3.3 | 6.3 | -3.7 | -3.3 | -6.7 | 15 | 13 | 17.8 | 17.8 | 22.2 | 18.3 | 10.6 | 8.9 | 21.1 | 18.9 | 1.7 | -9.4 | 22.2 | 13.3 | -1.1 | -5.5 | -5.6 | -6.7 | -4.4 | -6.7 | -4.4 | -6.1 | -2.8 | -3.9 | 2.2 | -1.1 | 1.1 | -0.6 | 5.6 | -7.8 | -2.8 | -13.3 | -13 | -15 | -11.7 | -13.3 | -10 | -15.6 | -2.2 | -5.6 | -13.9 | -18.3 | -9.4 | -14.4 | -12.8 | -16.1 | -10.6 | -13.9 | -0.6 | -3.7 | -1.1 | -4.4 | -0.7 | -1.6 | 3 | -4.1 | -13.5 | -16.1 | -8.7 | -11.6 | 3.3 | -1.7 | 16.1 | 13.9 | 0 | -4.4 | -2.8 | -7.2 | -8.5 | -13.7 | 1.1 | -10.6 | -18.9 | -21.1 | 1.1 | -12.2 | 7.2 | -9.4 | -9.4 | -17.2 | -3.9 | -13.9 | -7.2 | -9.4 | -1.1 | -5 | -7.8 | -13.3 | -12.2 | -17.8 | -9 | -13 | 0.6 | -1.7 | 6.7 | 4.4 | -4.4 | -15 | -15 | -25.6 | -13 | -20 | 8.9 | 8.9 | 2.8 | -8.3 | -13.9 | -16.7 | 0.6 | -7.8 | -3.9 | -9.4 | 0.6 | -2.2 | 6.9 | 3.2 | 7.2 | -1.1 | 8.1 | -0.3 | 2.8 | -10.6 | 11.7 | 7.8 | -8.3 | -8.9 | -2.8 | -12.2 | -2.2 | -7.2 | 5 | 3.9 | -3.9 | -4.4 | -8.2 | -11.7 | -1.7 | -10 | -10.9 | -20.5 | -10.6 | -21.7
-1 | -4 | -12.2 | -15 | -1.1 | -4.4 | -14.4 | -26.7 | -3.3 | -14.4 | 13.3 | 3.9 | -1 | -10 | 4.4 | 2.2 | 12.8 | 11.1 | 9.8 | 5.4 | 8.9 | 5.6 | 9.5 | -2.7 | 5.6 | -4.4 | -5.6 | -8.3 | 15 | 14 | 15 | 15 | 22.2 | 18.3 | 10.2 | 9 | 19.4 | 18.3 | 0 | -8.9 | 22.2 | 13.9 | -1.7 | -5.4 | -6.7 | -7.8 | -5 | -6.7 | -4.2 | -5.8 | -2.8 | -3.9 | 2.2 | -0.8 | 1.1 | -0.9 | 5.6 | -7.8 | -3.3 | -12.8 | -13 | -15 | -11.7 | -13.3 | -13.3 | -16.7 | -2.8 | -6.1 | -13.9 | -17.6 | -10 | -13.9 | -13.3 | -15 | -9.4 | -13.3 | -1.1 | -3.8 | -1.7 | -4.8 | -2 | -2.5 | 2 | -4 | -13.9 | -16.7 | -8.9 | -12.2 | 2.2 | -1.1 | 13.7 | 12.3 | -1.1 | -3.3 | -3.3 | -7.2 | -9.3 | -14.4 | 1.1 | -9.4 | -18.9 | -21.1 | 0 | -12.2 | 6.1 | -10 | -9.4 | -16.1 | -4.4 | -13.3 | -7.8 | -10.8 | -1.1 | -5 | -8.9 | -13.9 | -12.8 | -17.8 | -11 | -15 | -0.7 | -2.6 | 6.9 | 4.7 | -5.6 | -15.6 | -15 | -26.1 | -12 | -21 | 8.9 | 8.9 | -0.6 | -6.1 | -15 | -20 | -1.1 | -6.7 | -3.3 | -9.4 | -0.6 | -2.2 | 7 | 3.1 | 5.6 | -1.7 | 6.3 | 0 | 0 | -11.7 | 12.2 | 8.3 | -11.1 | -11.7 | -2.8 | -11.5 | -3.3 | -7.8 | 5 | 3.9 | -3.9 | -4.4 | -8.5 | -11.4 | -2.6 | -8.5 | -11.1 | -23.9 | -10.6 | -21.7
-1 | -3 | -11.7 | -13.9 | -1.7 | -5.6 | -14.4 | -26.1 | -4.1 | -12.9 | 12.8 | 3.9 | -2 | -8 | 4.4 | 2.2 | 13.3 | 11.7 | 8.5 | 4.9 | 6.7 | 4.4 | 8.3 | -2.9 | 5 | -4.3 | -6.7 | -8.9 | 14 | 14 | 15 | 14.4 | 22.2 | 18.3 | 9.8 | 8.9 | 19.4 | 18.3 | -0.6 | -8.3 | 22.8 | 12.2 | -2.2 | -5.6 | -8.3 | -9.4 | -6.1 | -7.2 | -4.1 | -5.9 | -3.3 | -5 | 2.2 | -0.6 | 1.1 | -1.1 | 5.6 | -7.8 | -3.3 | -10.6 | -12 | -14 | -11.7 | -12.8 | -15.6 | -18.3 | -3.9 | -6.7 | -13.9 | -17.1 | -9.4 | -13.3 | -12.8 | -15 | -8.9 | -12.2 | -1.7 | -4.4 | -2.2 | -5.6 | -3.3 | -3.3 | 1.1 | -4.4 | -14.1 | -16.6 | -8.5 | -11.3 | 1.7 | -2.8 | 11.3 | 10.6 | -2.2 | -3.9 | -3.9 | -7.8 | -10 | -15.6 | -1.7 | -10 | -17.8 | -20.6 | 1.1 | -12.2 | 2.2 | -9.4 | -10 | -16.1 | -4.4 | -13.9 | -8.3 | -12.5 | -1.1 | -5.6 | -8.3 | -13.3 | -13.3 | -17.8 | -11 | -15 | -2 | -3.9 | 7 | 4.8 | -6.1 | -15 | -15.6 | -25.6 | -13 | -20 | 8.3 | 8.3 | -1.1 | -7.2 | -15 | -21.1 | -2.8 | -6.7 | -3.3 | -8.9 | -1.1 | -2.2 | 7.2 | 2.8 | 6.7 | -2.2 | 4.4 | 0 | -1.7 | -13.3 | 11.7 | 8.3 | -10.6 | -12.2 | -2.8 | -11.7 | -4.4 | -10 | 5 | 3.9 | -3.3 | -4.4 | -8.9 | -11.7 | -3.5 | -8 | -10.7 | -22.3 | -12.8 | -22.2
0 | -2 | -10.6 | -12.8 | -1.7 | -5 | -14.4 | -26.1 | -4.8 | -12.5 | 11.7 | 3.9 | -1 | -8 | 3.9 | 1.7 | 13.3 | 11.7 | 7.2 | 4.4 | 7.8 | 5.6 | 7.2 | -3.3 | 4.5 | -4.4 | -4.4 | -12.2 | 14 | 14 | 14.4 | 13.9 | 21.1 | 18.9 | 9.4 | 8.9 | 16.1 | 15.6 | -1.7 | -7.8 | 22.2 | 11.1 | -3.1 | -5.7 | -8.3 | -8.3 | -4.4 | -5.6 | -3.9 | -6.1 | -3.3 | -4.4 | 2.2 | -0.6 | 0.9 | -1 | 5 | -8.9 | -3.9 | -10.6 | -9 | -11 | -11.7 | -12.4 | -16.1 | -17.2 | -6.1 | -7.8 | -13.9 | -17.2 | -8.3 | -12.8 | -12.8 | -15 | -6.7 | -10.6 | -2.1 | -4.3 | -2.4 | -5.3 | -2.6 | -2.6 | 1.3 | -4 | -14.2 | -17 | -8.2 | -10.7 | 1.1 | -3.3 | 8.9 | 8.9 | -2.8 | -3.9 | -6.1 | -10.6 | -10.4 | -15.1 | -2.8 | -9.4 | -20.6 | -23.3 | -1.1 | -12.2 | 2.2 | -8.3 | -10.6 | -15 | -4.4 | -14.4 | -8.9 | -15 | -1.7 | -5 | -8.9 | -12.8 | -13.3 | -17.2 | -12 | -16 | -3.3 | -5.6 | 7.2 | 5 | -6.7 | -15.6 | -16.1 | -25.6 | -13 | -20 | 8.3 | 8.3 | -1.7 | -7.2 | -15 | -20 | -2.8 | -6.1 | -2.8 | -7.8 | -0.6 | -1.1 | 7.4 | 2.7 | 5 | -2.8 | 3.9 | -0.3 | -2.8 | -13.9 | 11.1 | 8.3 | -10 | -11.7 | -2.8 | -13.3 | -5 | -11.7 | 4.4 | 3.9 | -3.3 | -5 | -9.1 | -11.6 | -4.4 | -8.3 | -10.4 | -22.3 | -12.8 | -22.8
1 | -2 | -9.4 | -11.7 | -2.2 | -5 | -14.4 | -26.1 | -5.6 | -13.3 | 11.1 | 3.9 | -1 | -8 | 3.9 | 2.2 | 13.3 | 12.2 | 6.7 | 4.4 | 7.8 | 6.1 | 6.4 | -3.4 | 3.9 | -5.6 | -8.3 | -14.4 | 14 | 14 | 15.6 | 15 | 20.6 | 17.8 | 9.4 | 9 | 16.1 | 14.4 | -1.7 | -7.8 | 22.2 | 11.7 | -4.1 | -6.3 | -8.9 | -9.4 | -5 | -6.1 | -4.8 | -6.4 | -2.8 | -3.9 | 2.4 | -0.3 | 0.8 | -0.8 | 3.9 | -8.3 | -3.9 | -10.6 | -8 | -9 | -11.1 | -11.8 | -16.1 | -17.8 | -6.1 | -7.2 | -14.8 | -17.6 | -8.9 | -12.8 | -15 | -16.1 | -6.7 | -10 | -2.4 | -4.5 | -2.6 | -5.5 | -1.8 | -1.8 | 1.5 | -4.2 | -14.4 | -17.8 | -7.8 | -10.6 | 0.6 | -3.9 | 7.8 | 7.2 | -2.2 | -2.8 | -7.8 | -12.2 | -10.7 | -15.3 | -3.9 | -10 | -21.1 | -23.9 | 1.1 | -12.2 | 0.6 | -7.8 | -10.6 | -14.4 | -4.4 | -13.9 | -9.5 | -13.8 | -1.7 | -4.4 | -10.6 | -13.3 | -13.9 | -17.8 | -13 | -17 | -3.3 | -5.1 | 7.2 | 4.9 | -6.7 | -15.6 | -16.7 | -25 | -13 | -20 | 8.3 | 8.3 | -1.7 | -6.7 | -15.6 | -21.1 | -2.8 | -5.6 | -2.8 | -10.6 | -1.1 | -1.7 | 7.6 | 2.5 | 5.6 | -3.3 | 3.3 | -0.6 | -4.4 | -13.9 | 11.1 | 8.3 | -10.6 | -12.8 | -3 | -11 | -7.2 | -13.3 | 5 | 2.8 | -3.3 | -5.6 | -9.2 | -11.7 | -2.2 | -6.9 | -10 | -23.3 | -13.3 | -21.7
4 | -1 | -8.9 | -11.1 | -2.2 | -5.6 | -15 | -26.1 | -6 | -13 | 10.6 | 4.4 | -2 | -8 | 3.9 | 2.2 | 13.3 | 11.7 | 6.1 | 4.1 | 7.2 | 6.1 | 4.9 | -3.5 | 3.3 | -5.4 | -8.3 | -15.6 | 14 | 12 | 16.1 | 15.6 | 20.6 | 17.8 | 9.4 | 9.3 | 16.1 | 13.3 | -1.1 | -8.9 | 21.7 | 11.7 | -5 | -7.2 | -8.3 | -8.9 | -5.6 | -6.1 | -5.8 | -7 | -2.8 | -3.9 | 2.6 | -0.1 | 0.6 | -1.1 | 3.3 | -8.9 | -3.3 | -10.6 | -9 | -10 | -10 | -11 | -17.2 | -18.3 | -5 | -6.7 | -15.8 | -18.4 | -9.4 | -12.2 | -15.6 | -16.7 | -6.7 | -10 | -2.8 | -5 | -2.8 | -6.1 | -1.1 | -1.1 | 1.7 | -5 | -14.8 | -17.7 | -8.9 | -11.7 | -1.1 | -4.4 | 6.7 | 5.7 | -2.8 | -3.3 | -8.9 | -13.9 | -11.1 | -16.1 | -5.6 | -11.1 | -18.3 | -21.1 | 0 | -12.8 | -1.1 | -8.3 | -11.1 | -14.4 | -4.4 | -13.9 | -10 | -13.3 | -1.7 | -5 | -11.1 | -13.9 | -14.4 | -17.8 | -16 | -20 | -3.3 | -4.9 | 7.2 | 4.7 | -6.7 | -15 | -16.7 | -25 | -13 | -20 | 8.3 | 7.8 | -2.2 | -6.7 | -17.2 | -22.8 | -2.8 | -5.6 | -2.8 | -7.2 | -1.7 | -2.8 | 7.8 | 2.2 | 6.1 | -3.9 | 2.8 | -1.1 | -5 | -14.4 | 10.6 | 8.3 | -9.4 | -12.2 | -3.1 | -9.6 | -7.8 | -15 | 4.4 | 3.3 | -3.9 | -5.6 | -9.4 | -12.2 | 0 | -6.1 | -9.4 | -21.4 | -12.2 | -20
2 | -2 | -10 | -11.7 | -2.8 | -6.7 | -14.4 | -24.4 | -6.3 | -13.5 | 9.4 | 4.4 | -2 | -8 | 3.3 | 1.7 | 12.8 | 11.1 | 5.6 | 3.9 | 6.7 | 5.6 | 3.4 | -3.7 | 2.8 | -5.8 | -10 | -15.6 | 12 | 12 | 16.1 | 15 | 19.4 | 17.8 | 9.4 | 9.4 | 16.1 | 12.2 | -1.1 | -8.9 | 22.2 | 14.4 | -5 | -6.7 | -8.9 | -9.4 | -4.4 | -5 | -6.7 | -7.8 | -2.8 | -4.4 | 2.8 | 0 | 0.6 | -0.9 | 3.3 | -9.4 | -3.3 | -10.6 | -8 | -10 | -9.4 | -10.4 | -19.4 | -21.7 | -4.4 | -6.1 | -16.7 | -19.4 | -8.9 | -12.2 | -17.2 | -18.9 | -7.2 | -9.4 | -3 | -4.8 | -3 | -5.5 | -0.9 | -0.9 | 1.3 | -5 | -15.2 | -18.1 | -10 | -13.1 | -2.2 | -5.6 | 5.6 | 3.9 | -2.8 | -3.3 | -12.2 | -16.7 | -11.1 | -15.5 | -6.1 | -11.7 | -21.1 | -23.3 | -1.7 | -12.8 | -1.1 | -7.8 | -11.1 | -14.4 | -5 | -13.9 | -10.6 | -13.3 | -2.2 | -5 | -12.8 | -15.6 | -15 | -18.3 | -15 | -18 | -3.3 | -5 | 7.2 | 4.4 | -6.7 | -15 | -16.7 | -25 | -13 | -19 | 8.3 | 7.8 | -3.3 | -7.2 | -18.9 | -24.4 | -2.8 | -5 | -2.2 | -6.1 | -0.6 | -2.2 | 7.8 | 2.5 | 6.1 | -3.9 | 2.4 | -0.8 | -6.1 | -14.4 | 10.6 | 8.3 | -10.6 | -12.8 | -3.3 | -9.4 | -7.8 | -15 | 4.4 | 3.3 | -4.4 | -6.1 | -10.7 | -12.6 | 2.2 | -6.7 | -8.9 | -21.2 | -10 | -21.1
2 | -2 | -8.9 | -11.1 | 0 | -7.8 | -15 | -24.4 | -6.7 | -15 | 9.4 | 4.4 | -2 | -8 | 3.3 | 1.7 | 11.7 | 11.1 | 5.4 | 3.9 | 5 | 4.4 | 2.4 | -3.8 | 2.2 | -7.2 | -11.1 | -17.2 | 14 | 13 | 15.6 | 15 | 18.3 | 17.2 | 9.4 | 9.4 | 16.1 | 10.6 | -2.2 | -8.3 | 21.7 | 12.8 | -5 | -6.6 | -8.9 | -9.4 | -3.3 | -3.9 | -6.9 | -7.9 | -2.8 | -4.4 | 3 | 0 | 0.6 | -0.9 | 3.3 | -9.4 | -3.3 | -10 | -8 | -9 | -8.9 | -9.7 | -18.9 | -20.6 | -5 | -6.7 | -16.1 | -18.5 | -8.9 | -12.2 | -18.3 | -20 | -6.7 | -9.4 | -3.1 | -4.7 | -3.1 | -5 | -0.8 | -0.8 | 1 | -5.2 | -15.6 | -18.9 | -11.1 | -15 | -1.1 | -3.9 | 5.8 | 4.3 | -1.7 | -2.8 | -14.4 | -17.2 | -11.1 | -15.5 | -6.7 | -12.2 | -20.6 | -22.8 | -1.7 | -12.2 | -1.7 | -7.2 | -10.6 | -13.9 | -5 | -13.9 | -10.6 | -12.9 | -3.3 | -6.1 | -12.2 | -15.6 | -15 | -18.3 | -12 | -14 | -3.9 | -5.4 | 7 | 4.5 | -7.8 | -15.6 | -17.2 | -25 | -13 | -18 | 7.8 | 6.1 | -3.9 | -6.1 | -19.4 | -25 | -2.2 | -5.6 | -2.8 | -3.9 | -2.8 | -4.4 | 7.8 | 2.7 | 4.4 | -2.8 | 2.1 | -0.6 | -6.7 | -16.1 | 10 | 8.3 | -8.9 | -11.7 | -3.7 | -8.2 | -8.3 | -15.6 | 3.3 | 2.8 | -4.4 | -6.1 | -12 | -13.5 | 2.6 | -5.8 | -8.3 | -22.2 | -10.6 | -21.1
3 | -2 | -10 | -11.7 | 0 | -7.8 | -15.6 | -25 | -7.1 | -14 | 9.4 | 4.4 | -2 | -8 | 2.8 | 1.1 | 12.2 | 11.1 | 5.2 | 3.9 | 4.4 | 3.9 | 1.4 | -3.9 | 0.7 | -6.1 | -10 | -17.2 | 12 | 12 | 15 | 14.4 | 17.8 | 16.7 | 9.4 | 9.4 | 16.1 | 11.1 | -2.2 | -8.3 | 21.7 | 10.6 | -5 | -6.7 | -9.4 | -10 | -2.8 | -3.3 | -7 | -8.1 | -2.8 | -4.4 | 3.1 | 0 | 0.6 | -1.1 | 3.3 | -8.9 | -3.9 | -9.4 | -7 | -8 | -8.3 | -9.1 | -21.1 | -23.3 | -4.4 | -6.1 | -15.6 | -17.7 | -8.3 | -11.7 | -20 | -21.7 | -6.7 | -8.9 | -3.3 | -5 | -3.3 | -5 | -0.6 | -0.6 | 0.6 | -6.7 | -14.1 | -17.6 | -12.4 | -16.1 | -1.1 | -2.8 | 5.9 | 4.7 | -2.8 | -3.3 | -16.1 | -18.9 | -11.1 | -16.1 | -7.2 | -12.2 | -19.4 | -22.2 | -3.3 | -13.3 | -2.2 | -7.8 | -10.6 | -17.2 | -5 | -13.9 | -10.6 | -12.7 | -3.3 | -6.1 | -12.2 | -15 | -15.6 | -18.9 | -11 | -12 | -4.4 | -5.9 | 6.9 | 4.6 | -7.8 | -15.6 | -17.2 | -25 | -12 | -18 | 7.2 | 2.8 | -4.4 | -7.8 | -20 | -25.6 | -1.1 | -6.7 | -2.2 | -3.3 | -3.9 | -4.4 | 7.8 | 2.8 | 3.3 | -2.2 | 1.7 | -0.6 | -7.2 | -16.1 | 9.4 | 8.3 | -7.2 | -11.1 | -4 | -7.7 | -9.4 | -16.1 | 3.3 | 3.3 | -4.4 | -6.1 | -13.3 | -14.4 | 2.9 | -5.5 | -8.7 | -20.1 | -9.4 | -18.9
2 | -2 | -10.6 | -12.2 | -1.1 | -8.3 | -16.1 | -25.6 | -7.4 | -14.1 | 8.9 | 3.9 | -2 | -8 | 2.8 | 1.1 | 11.1 | 10.6 | 5 | 3.9 | 3.9 | 3.3 | 0.7 | -4.1 | -0.7 | -5.8 | -13.9 | -20 | 11 | 11 | 13.9 | 12.8 | 17.2 | 16.1 | 9.4 | 9.4 | 15.6 | 10.6 | -3.9 | -8.9 | 21.7 | 12.2 | -4.3 | -6.3 | -8.3 | -9.4 | -2.8 | -2.8 | -7.2 | -8.3 | -2.8 | -4.4 | 3.3 | 0 | 0.4 | -1.1 | 3.3 | -8.3 | -2.8 | -7.8 | -7 | -8 | -7.8 | -8.3 | -21.7 | -25 | -3.9 | -5 | -15 | -17.2 | -7.2 | -11.1 | -21.1 | -22.8 | -6.7 | -8.9 | -3.5 | -5 | -3.5 | -5 | -0.2 | -0.2 | -0.2 | -5.9 | -12.6 | -16.8 | -13.7 | -17.8 | -1.1 | -2.2 | 6.1 | 5 | -3.3 | -3.3 | -16.1 | -19.4 | -10.4 | -14.5 | -7.8 | -12.2 | -18.9 | -21.7 | -0.6 | -13.3 | -2.8 | -7.8 | -11.7 | -16.7 | -5 | -13.9 | -10.6 | -12.8 | -5 | -6.7 | -10.6 | -13.9 | -16.1 | -18.9 | -11 | -14 | -5 | -6.7 | 6.7 | 4.4 | -7.8 | -15 | -16.7 | -24.4 | -12 | -18 | 7.2 | 1.7 | -5 | -7.8 | -20.6 | -26.1 | -1.7 | -5 | -2.2 | -2.8 | -4.4 | -5 | 8 | 2.9 | 5 | -3.3 | 2.6 | 0.1 | -7.8 | -16.1 | 9.4 | 7.8 | -7.8 | -11.7 | -4.4 | -7.8 | -11.1 | -16.7 | 2.8 | 2.8 | -4.4 | -6.1 | -13.5 | -14.9 | 3.3 | -6.1 | -9 | -19.8 | -9.4 | -18.9
2 | -2 | -8.9 | -10 | -0.6 | -8.3 | -16.1 | -25.6 | -7.8 | -15 | 8.9 | 3.3 | -2 | -9 | 2.8 | 1.1 | 10 | 9.4 | 4.6 | 3.6 | 4.4 | 4.4 | 0.4 | -4.1 | -2.2 | -6.7 | -13.3 | -20.6 | 11 | 11 | 12.8 | 12.2 | 16.7 | 15.6 | 9.6 | 9.5 | 13.9 | 9.4 | -3.9 | -8.9 | 21.7 | 13.3 | -3.5 | -6.3 | -7.8 | -8.9 | -3.3 | -3.3 | -7.4 | -8.5 | -3.3 | -5.6 | 3.3 | 1 | 0.2 | -1.2 | 3.3 | -7.8 | -2.2 | -6.1 | -7 | -8 | -7.8 | -7.8 | -22.2 | -24.4 | -3.3 | -4.4 | -14.3 | -16.3 | -7.2 | -10.6 | -22.2 | -24.4 | -8.3 | -10.6 | -3.7 | -5.2 | -3.7 | -5.2 | 0.2 | 0.2 | -0.9 | -5.8 | -11.1 | -16.7 | -15 | -20 | -1.7 | -4.4 | 6.3 | 5.3 | -3.3 | -3.3 | -15.6 | -18.9 | -9.6 | -13.3 | -7.2 | -12.2 | -19.4 | -22.2 | -2.2 | -13.3 | -3.9 | -8.3 | -12.2 | -17.2 | -4.4 | -12.2 | -10.2 | -12 | -5 | -6.7 | -10 | -13.9 | -17.2 | -20 | -11 | -13 | -5.4 | -6.9 | 7.1 | 4.9 | -8.3 | -15 | -16.7 | -24.4 | -12 | -16 | 7.2 | 1.1 | -5 | -8.3 | -20.6 | -26.1 | -0.6 | -3.3 | -1.1 | -2.2 | -3.3 | -5 | 8.1 | 3 | 5.6 | -3.3 | 3.5 | 0.9 | -8.9 | -16.1 | 9.4 | 7.8 | -7.8 | -11.1 | -3.9 | -7.1 | -11.7 | -17.2 | 3.3 | 3.3 | -5 | -6.7 | -13.7 | -15.3 | 4.1 | -4.3 | -9.4 | -20.6 | -11.7 | -17.2
0 | -5 | -8.3 | -10 | -0.6 | -8.3 | -16.1 | -25.6 | -7.8 | -13.9 | 9.4 | 3.3 | -3 | -9 | 2.8 | 1.7 | 10 | 9.4 | 4.3 | 3.6 | 5.6 | 5 | -0.8 | -4.3 | -2.2 | -6.2 | -13.9 | -20.6 | 11 | 11 | 12.8 | 11.7 | 16.7 | 16.1 | 9.8 | 9.4 | 12.8 | 7.2 | -4.4 | -9.4 | 21.7 | 12.2 | -2.8 | -6.7 | -8.3 | -8.9 | -3.3 | -4.4 | -7.6 | -8.7 | -4.4 | -6.1 | 3.3 | 1.8 | 0 | -1.7 | 3.3 | -7.8 | -0.6 | -5 | -7 | -8 | -7.2 | -7.8 | -22.8 | -25.6 | -2.8 | -4.4 | -13.5 | -15.4 | -7.2 | -10 | -25 | -26.7 | -9.4 | -10.6 | -3.9 | -5.6 | -3.9 | -5.6 | 0.6 | 0.6 | -1.7 | -6.7 | -10.5 | -15.6 | -15.2 | -19.4 | -1.7 | -6.7 | 6.5 | 5.5 | -0.6 | -2.8 | -16.1 | -21.1 | -8.9 | -12.8 | -6.1 | -11.7 | -18.3 | -21.1 | -3.3 | -12.8 | -2.8 | -8.9 | -15 | -17.2 | -4.4 | -10 | -9.8 | -11.4 | -3.3 | -5.6 | -9.4 | -12.8 | -17.2 | -20 | -13 | -15 | -5.7 | -7.2 | 7.4 | 5.2 | -8.3 | -15 | -16.7 | -24.4 | -12 | -16 | 7.2 | -0.6 | -5 | -8.3 | -21.1 | -26.7 | 0.6 | -4.4 | -1.1 | -1.7 | -3.3 | -5 | 8.3 | 2.8 | 5 | -3.3 | 4.4 | 1.7 | -8.9 | -16.1 | 9.4 | 7.2 | -6.1 | -10 | -3.3 | -6.8 | -13.3 | -16.7 | 3.3 | 2.8 | -6.1 | -7.8 | -13.9 | -16.1 | 4.8 | -3.5 | -9 | -19.5 | -12.2 | -17.2
0 | -3 | -7.8 | -10 | -1.1 | -9.4 | -16.1 | -25.6 | -7.8 | -13.9 | 10 | 2.8 | -2 | -9 | 2.8 | 1.1 | 10 | 8.9 | 3.9 | 3.3 | 6.1 | 5.6 | -1.1 | -4.4 | -2.2 | -6.4 | -12.8 | -19.4 | 11 | 11 | 12.8 | 11.7 | 16.7 | 16.1 | 10 | 9.4 | 11.7 | 6.1 | -5 | -10 | 22.2 | 12.8 | -2.6 | -5.7 | -7.8 | -8.3 | -3.9 | -4.4 | -7.8 | -8.9 | -5.6 | -7.2 | 3.3 | 2.8 | 0 | -1.4 | 2.8 | -7.2 | -1.7 | -3.9 | -7 | -8 | -7.2 | -7.8 | -21.7 | -23.9 | -3.3 | -4.4 | -12.8 | -15 | -6.7 | -8.9 | -27.2 | -29.4 | -9.4 | -10.6 | -3.7 | -4.7 | -3.9 | -5.4 | 0.4 | 0.4 | -0.9 | -6 | -10 | -15.3 | -15.4 | -19.5 | -1.7 | -7.2 | 6.7 | 5.6 | -3.3 | -3.3 | -16.1 | -19.4 | -8.3 | -11.5 | -5 | -11.1 | -18.3 | -21.1 | -2.2 | -12.8 | -2.8 | -7.8 | -15.6 | -17.2 | -5 | -10 | -9.4 | -11.1 | -3.3 | -5.6 | -9.4 | -12.2 | -17.2 | -20 | -12 | -14 | -6.1 | -7.8 | 7.8 | 5.6 | -7.2 | -14.4 | -16.7 | -24.4 | -12 | -15 | 7.2 | -2.2 | -5.6 | -8.9 | -22.2 | -27.8 | 0.6 | -3.3 | 0 | -1.1 | -1.7 | -4.4 | 8.5 | 2.9 | 1.7 | -2.8 | 5.2 | 1.9 | -9.4 | -16.7 | 9.4 | 7.2 | -7.2 | -11.1 | -2.8 | -7.2 | -14.4 | -17.2 | 3.9 | 2.8 | -6.1 | -7.8 | -13.2 | -15.2 | 5.6 | -2.8 | -8.7 | -19.5 | -12.8 | -18.9
-3 | -6 | -7.2 | -10.6 | 0 | -8.9 | -16.1 | -25.6 | -7.8 | -14.4 | 10 | 2.8 | -2 | -8 | 2.2 | 1.7 | 10.6 | 10.6 | 5.4 | 4.2 | 6.1 | 5 | 1.7 | -2.8 | -2.2 | -7.2 | -12.2 | -18.3 | 13 | 11 | 12.8 | 11.1 | 16.7 | 16.7 | 10.4 | 9.8 | 11.1 | 5 | -5 | -10 | 21.7 | 13.3 | -2.4 | -5 | -8.3 | -8.9 | -3.9 | -5 | -6.5 | -7.7 | -6.1 | -6.7 | 3.9 | 3.2 | 0 | -1.4 | 2.8 | -6.7 | 1.1 | -3.3 | -7 | -8 | -7.2 | -7.8 | -22.8 | -25.6 | -4.4 | -4.4 | -12.1 | -14.3 | -6.1 | -7.8 | -26.7 | -29.4 | -10 | -11.1 | -3.5 | -4 | -3.9 | -5.4 | 0.2 | 0.2 | -0.2 | -6.3 | -9.4 | -15.6 | -15.6 | -20 | -1.1 | -6.7 | 7.1 | 5.1 | -3.3 | -3.3 | -15 | -18.3 | -7.8 | -10.9 | -5 | -6.7 | -18.3 | -21.7 | 2.2 | -11.1 | -3.3 | -7.8 | -15 | -17.2 | -5 | -10 | -8.3 | -10.1 | -3.9 | -5.6 | -8.9 | -11.7 | -17.8 | -20 | -13 | -16 | -5 | -6.1 | 8.3 | 6.1 | -7.8 | -13.9 | -16.7 | -24.4 | -11 | -15 | 6.1 | -3.3 | -5 | -8.9 | -22.8 | -28.3 | 1.1 | -1.1 | 0.6 | -0.6 | 0 | -2.8 | 8.7 | 2.9 | 1.1 | -2.2 | 5.9 | 2.2 | -10 | -16.1 | 9.4 | 6.7 | -8.3 | -12.2 | -2.4 | -6.8 | -15.6 | -18.3 | 3.9 | 3.3 | -6.7 | -8.9 | -12.4 | -14.3 | 5 | -1.7 | -8.3 | -21.1 | -13.3 | -18.9
-3 | -7 | -7.2 | -9.4 | 1.1 | -8.3 | -13.3 | -24.4 | -6.5 | -13.6 | 10.6 | 2.8 | -2 | -9 | 2.8 | 1.7 | 11.1 | 11.1 | 6.8 | 4.8 | 6.7 | 5.6 | 4.4 | -2 | 0.6 | -5.7 | -8.9 | -15.6 | 16 | 14 | 12.8 | 10.6 | 16.1 | 15.6 | 10.7 | 10.1 | 11.1 | 3.9 | -2.8 | -8.9 | 23.3 | 13.3 | -2.2 | -5 | -9.4 | -10.6 | -3.3 | -4.4 | -5.2 | -6.5 | -5 | -5 | 4.4 | 3.5 | 0 | -1.7 | 2.8 | -5 | 1.7 | -1.7 | -7 | -8 | -7.2 | -7.8 | -18.9 | -21.1 | -3.3 | -3.9 | -11.3 | -13.9 | -5 | -6.7 | -28.3 | -30.6 | -10.6 | -11.7 | -3.3 | -3.3 | -3.9 | -5.6 | 0 | 0 | 0.6 | -7.2 | -8.5 | -14 | -14.7 | -18.8 | -0.6 | -6.1 | 7.4 | 4.2 | -0.6 | -2.2 | -14.4 | -17.2 | -7.2 | -10.6 | -5.6 | -7.2 | -13.3 | -17.8 | 5 | -10 | 0.6 | -7.2 | -11.7 | -14.4 | -5 | -9.4 | -7.2 | -9.6 | -3.3 | -6.1 | -8.3 | -11.1 | -16.1 | -18.9 | -12 | -14 | -3.9 | -4.7 | 8.9 | 6.7 | -6.1 | -13.9 | -16.7 | -24.4 | -11 | -14 | 6.7 | -3.3 | -2.2 | -6.1 | -20.6 | -27.8 | 1.1 | -1.7 | 0.6 | 0 | 0.6 | -2.8 | 8.9 | 2.8 | 3.9 | -1.7 | 6.7 | 2.2 | -8.3 | -16.1 | 10 | 5.6 | -7.2 | -10.6 | -2.1 | -7 | -13.9 | -18.3 | 4.4 | 2.2 | -5.6 | -7.2 | -11.7 | -13.9 | 4.5 | -1 | -6.1 | -18.7 | -11.7 | -19.4
-5 | -8 | -7.2 | -8.3 | 2.8 | -8.3 | -11.7 | -23.9 | -5.2 | -14 | 11.7 | 2.2 | -1 | -9 | 2.8 | 1.7 | 11.7 | 11.7 | 8.3 | 5.6 | 6.1 | 5 | 7.2 | -1.7 | 3.3 | -5.7 | -7.8 | -13.9 | 18 | 14 | 13.9 | 10 | 16.7 | 16.1 | 11.1 | 10.6 | 11.7 | 2.8 | -0.6 | -8.3 | 25 | 13.3 | -2.2 | -4.8 | -8.3 | -9.4 | -2.2 | -3.9 | -3.9 | -5.6 | -5.6 | -6.1 | 5 | 3.9 | -0.4 | -1.8 | 3.3 | -4.4 | 4.4 | 2.2 | -7 | -8 | -6.7 | -6.7 | -13.9 | -18.3 | -2.2 | -3.3 | -10.6 | -13.9 | -4.4 | -7.8 | -22.8 | -23.9 | -9.4 | -10.6 | -2.2 | -2.3 | -3.2 | -5 | 0.4 | 0.4 | 1.3 | -6.2 | -7.6 | -13 | -13.7 | -17.8 | 0 | -6.1 | 7.8 | 3.3 | 1.1 | -2.2 | -13.9 | -17.2 | -6.5 | -9.9 | -3.3 | -7.2 | -8.3 | -13.9 | 4.4 | -7.8 | 3.3 | -6.7 | -8.3 | -13.9 | -3.9 | -8.9 | -6.1 | -9.4 | -1.7 | -4.4 | -6.7 | -10.6 | -12.8 | -17.8 | -10 | -12 | -2.8 | -3.3 | 9.4 | 7.2 | -5 | -14.4 | -16.1 | -23.9 | -11 | -13 | 6.7 | -3.9 | 3.3 | -3.9 | -18.9 | -25.6 | 2.2 | -2.2 | 1.1 | 0.6 | 2.8 | -2.2 | 10.4 | 3.4 | 6.7 | -1.7 | 9.3 | 2.4 | -6.7 | -15.6 | 10.6 | 5.6 | -4.4 | -9.4 | -1.7 | -7.8 | -10.6 | -17.2 | 4.4 | 2.2 | -5 | -6.7 | -8.7 | -11.4 | 3.9 | -0.6 | -3.9 | -17.7 | -8.3 | -16.7
-5 | -8 | -7.2 | -7.8 | 2.8 | -8.9 | -9.4 | -23.3 | -3.9 | -15.6 | 12.2 | 2.8 | 0 | -8 | 3.3 | 2.2 | 15 | 11.7 | 9.8 | 6.2 | 6.1 | 5.6 | 10 | -0.7 | 6.1 | -6.7 | -5.6 | -14.4 | 21 | 14 | 13.9 | 10 | 17.8 | 16.7 | 12.2 | 11.5 | 11.7 | 2.8 | 2.2 | -7.8 | 25 | 14.4 | -2.2 | -5.3 | -5 | -5.6 | -1.1 | -3.3 | -1.9 | -4.5 | -7.8 | -8.3 | 5.9 | 4.4 | -0.7 | -2.1 | 4.4 | -5 | 4.4 | 2.2 | -6 | -8 | -5.6 | -6.1 | -9.4 | -17.8 | -1.7 | -3.9 | -10 | -13.5 | -4.4 | -7.8 | -18.9 | -20.6 | -7.8 | -8.9 | -1.1 | -1.5 | -2.4 | -4.5 | 0.7 | 0.7 | 2.1 | -6 | -6.7 | -12.8 | -12.8 | -17.8 | 1.7 | -6.7 | 7.6 | 3.5 | 3.3 | -2.2 | -13.3 | -17.2 | -5.7 | -9.5 | -1.7 | -5 | -5 | -10.6 | 8.3 | -7.2 | 6.7 | -7.2 | -8.3 | -14.4 | -3.9 | -7.2 | -5.5 | -8.5 | 0.6 | -3.3 | -5 | -9.4 | -11.1 | -17.2 | -8 | -11 | -0.8 | -2.7 | 9.6 | 7.4 | -3.9 | -14.4 | -14.4 | -22.8 | -10 | -12 | 8.9 | -2.8 | 6.1 | -5 | -17.2 | -23.9 | 2.2 | -1.1 | 1.1 | 0.6 | 6.1 | -2.2 | 11.8 | 4.1 | 7.8 | -1.1 | 11.8 | 1.4 | -5.6 | -15.6 | 12.2 | 6.1 | -1.7 | -8.3 | -1.3 | -7.1 | -7.8 | -17.2 | 6.1 | 3.3 | -4.4 | -6.1 | -5.8 | -9.4 | 4.1 | 0.4 | -1.7 | -18.9 | -7.2 | -15
-2 | -6 | -6.7 | -7.8 | 6.7 | -8.3 | -7.8 | -23.3 | -3.3 | -14.6 | 13.9 | 2.8 | 0 | -7 | 3.3 | 1.7 | 15.6 | 11.7 | 11.3 | 6.5 | 8.9 | 5.6 | 12.8 | -0.7 | 6.8 | -6.1 | -2.8 | -15.6 | 23 | 13 | 14.4 | 9.4 | 19.4 | 16.7 | 13.3 | 12.4 | 12.2 | 2.2 | 4.4 | -7.8 | 26.1 | 13.9 | -2.2 | -6.1 | -1.7 | -2.8 | 0 | -2.8 | 0.2 | -3.8 | -7.8 | -8.3 | 6.9 | 4.7 | -1.1 | -2.8 | 6.1 | -5 | 9.4 | 5 | -6 | -7 | -5.6 | -5.6 | -5.6 | -15 | 0.6 | -3.9 | -9.5 | -13.8 | -4.4 | -7.2 | -17.2 | -18.3 | -5.6 | -7.8 | 0 | -0.6 | -1.7 | -4.4 | 1.1 | 1.1 | 2.8 | -6.7 | -6.1 | -11.7 | -12.2 | -16.6 | 2.2 | -6.7 | 7.4 | 3.3 | 3.9 | -2.8 | -13.9 | -16.7 | -5 | -10 | 1.7 | -3.9 | -1.1 | -7.8 | 11.7 | -6.1 | 10.6 | -7.2 | -7.2 | -13.3 | -3.3 | -6.1 | -5 | -8.2 | 1.7 | -3.3 | -2.2 | -9.4 | -8.9 | -16.7 | -7 | -12 | 1.3 | -2.3 | 9.8 | 7.6 | -3.3 | -13.9 | -12.8 | -21.7 | -10 | -12 | 10 | -2.8 | 8.9 | -6.7 | -15 | -22.2 | 2.2 | 0 | 1.7 | 1.1 | 7.8 | -1.7 | 13.3 | 4.4 | 9.4 | -1.7 | 14.4 | 0 | -3.3 | -16.1 | 13.3 | 6.7 | -2.2 | -6.7 | -1 | -7.4 | -6.1 | -16.1 | 6.1 | 2.8 | -3.9 | -6.7 | -2.8 | -7.8 | 4.2 | 1.4 | -0.9 | -16.2 | -6.7 | -15.6
-2 | -6 | -6.1 | -7.2 | 8.3 | -6.7 | -5.6 | -22.8 | -2.8 | -15.4 | 15.6 | 2.8 | 0 | -7 | 4.4 | 2.2 | 15 | 12.2 | 12.8 | 6.7 | 10 | 5 | 15.6 | -1.1 | 7.6 | -5.8 | -2.2 | -15 | 23 | 14 | 13.9 | 8.3 | 22.2 | 17.2 | 14.4 | 13.3 | 12.8 | 2.8 | 5.6 | -8.9 | 26.1 | 12.2 | -2 | -5.9 | -2.2 | -4.4 | 2.2 | -2.2 | 2.2 | -3.9 | -7.8 | -8.3 | 7.8 | 5 | -1.1 | -2.8 | 6.1 | -5 | 11.7 | 5.6 | -6 | -8 | -5.6 | -5.6 | -5 | -15.6 | 1.7 | -3.9 | -8.9 | -14.4 | -3.9 | -6.7 | -16.7 | -18.9 | -4.4 | -7.8 | 0 | -1.1 | -1.5 | -4.3 | 0.9 | 0.9 | 3.9 | -6.2 | -5.6 | -11.2 | -11.7 | -16.1 | 2.2 | -7.2 | 7.2 | 3.3 | 5 | -2.8 | -13.3 | -15.6 | -4.8 | -8.4 | 2.2 | -5 | -1.7 | -6.7 | 12.8 | -6.7 | 12.8 | -7.2 | -6.1 | -13.9 | -2.8 | -6.1 | -4.4 | -8.3 | 3.3 | -2.8 | 0 | -9.4 | -6.7 | -16.1 | -6 | -8 | 3.3 | -2.8 | 10 | 7.8 | -2.2 | -13.3 | -10.6 | -20.6 | -10 | -12 | 11.1 | -3.3 | 11.7 | -8.3 | -13.3 | -20.6 | 1.7 | 0.6 | 1.1 | 0.6 | 9.4 | 0 | 13.9 | 4.8 | 10 | -1.7 | 15 | -0.6 | -2.2 | -16.7 | 14.4 | 7.2 | -0.6 | -7.2 | -0.6 | -8.3 | -5.6 | -16.1 | 6.7 | 2.2 | -3.9 | -5.6 | -2.2 | -6.9 | 4.4 | 2.2 | -0.2 | -15.2 | -6.7 | -15.6
-4 | -7 | -5.6 | -6.7 | 8.9 | -2.2 | -4.4 | -22.2 | -2.2 | -17.8 | 16.1 | 2.2 | 0 | -6 | 4.4 | 2.2 | 15.6 | 11.1 | 12.8 | 7.1 | 10.6 | 5 | 15 | 1.5 | 8.3 | -6.7 | -2.2 | -15 | 19 | 15 | 14.4 | 7.8 | 24.4 | 18.3 | 14.8 | 13.9 | 12.2 | 2.2 | 6.1 | -9.4 | 26.1 | 12.8 | -1.9 | -6.3 | 0.6 | -5.6 | 3.9 | -2.2 | 2.6 | -3.5 | -7.8 | -8.9 | 8 | 4.8 | -1.1 | -3.2 | 7.8 | -5 | 12.2 | 6.1 | -7 | -9 | -5 | -5.6 | -4.4 | -16.1 | 2.2 | -2.8 | -8.9 | -14.2 | -3.3 | -7.2 | -15.6 | -19.4 | -4.4 | -6.7 | 0 | -1.7 | -1.3 | -4.7 | 0.8 | 0.8 | 5 | -6.3 | -5 | -11.7 | -11.1 | -16.1 | 1.1 | -6.7 | 7 | 2.7 | 5 | -2.2 | -13.9 | -16.1 | -4.6 | -7.6 | 2.2 | -4.4 | -1.1 | -6.1 | 12.8 | -7.2 | 13.9 | -6.7 | -5 | -12.8 | -1.7 | -4.4 | -4.4 | -7.7 | 4.4 | -2.8 | 1.1 | -8.9 | -6.1 | -16.1 | -3 | -7 | 4.1 | -2.6 | 10.4 | 7.5 | -1.7 | -13.3 | -10.6 | -20 | -10 | -12 | 11.7 | -3.9 | 12.8 | -5.6 | -13.3 | -20 | 2.2 | 1.7 | 1.1 | 1.1 | 10.6 | 0 | 14.4 | 4.7 | 12.8 | -1.7 | 15.5 | -1 | -0.6 | -16.1 | 14.4 | 7.2 | -0.6 | -7.2 | -0.6 | -6.8 | -4.4 | -15 | 6.7 | 2.2 | -3.9 | -5.6 | -1.7 | -6.4 | 4 | 2.2 | 0.6 | -16.7 | -5.6 | -16.7
-1 | -5 | -5.6 | -6.1 | 8.3 | -1.1 | -2.8 | -21.7 | -3.1 | -16 | 17.2 | 2.2 | 0 | -5 | 5.6 | 2.2 | 15.6 | 11.1 | 12.8 | 7.1 | 10.6 | 5 | 14.5 | 3.3 | 6.8 | -4.3 | -1.7 | -15.6 | 21 | 13 | 14.4 | 7.8 | 25.6 | 18.9 | 15.2 | 14.6 | 12.2 | 2.2 | 6.1 | -8.9 | 26.1 | 13.9 | -1.7 | -7.2 | 0 | -6.1 | 4.4 | -1.7 | 2.9 | -3.8 | -8.3 | -9.4 | 8.1 | 4.3 | -1.1 | -3.9 | 8.9 | -6.1 | 12.2 | 6.7 | -8 | -11 | -4.4 | -5 | -3.9 | -15.6 | 2.2 | -2.8 | -8.9 | -14.4 | -3.3 | -6.7 | -16.1 | -18.9 | -4.4 | -6.7 | 0 | -2.8 | -1.1 | -5.6 | 0.6 | 0.6 | 6.1 | -7.8 | -5.6 | -11.6 | -11.5 | -16.5 | 0.6 | -6.7 | 6.9 | 2.4 | 5.6 | -2.8 | -13.9 | -16.1 | -4.4 | -7.2 | 2.2 | -4.4 | 3.9 | -5 | 13.3 | -7.2 | 15 | -6.1 | -5 | -13.3 | 0 | -2.2 | -4.4 | -7.7 | 5 | -2.8 | 2.2 | -8.3 | -5 | -16.1 | -3 | -7 | 4.8 | -2.6 | 10.7 | 7.1 | -2.2 | -13.3 | -9.4 | -19.4 | -9 | -12 | 11.7 | -5 | 13.9 | -6.1 | -13.3 | -20.6 | 2.2 | 2.2 | 1.1 | 1.1 | 11.1 | 0 | 15 | 5 | 13.3 | -2.8 | 16.1 | -2.2 | 0 | -16.1 | 14.4 | 7.8 | 0.6 | -8.3 | -0.6 | -6.4 | -3.9 | -14.4 | 7.2 | 3.3 | -3.3 | -5 | -1.1 | -6.7 | 3.7 | 2.4 | 0.4 | -15.5 | -5.6 | -14.4
-3 | -7 | -5.6 | -6.7 | 7.8 | -2.2 | -2.2 | -21.7 | -4.1 | -16.5 | 16.7 | 2.8 | 1 | -6 | 5.6 | 2.2 | 15 | 11.1 | 12.8 | 7.2 | 12.2 | 5 | 13.9 | 5 | 5.4 | -3.5 | -1.7 | -14.4 | 19 | 13 | 13.9 | 7.2 | 25 | 18.9 | 15.6 | 15 | 11.1 | 2.2 | 5.6 | -8.3 | 23.9 | 15 | -2.2 | -6.7 | -0.6 | -6.1 | 3.3 | -1.1 | 3.3 | -4.4 | -8.3 | -9.4 | 8.3 | 3.9 | -0.9 | -3.1 | 7.8 | -5.6 | 11.7 | 6.7 | -9 | -11 | -5.6 | -5.6 | -4.4 | -15 | 3.3 | -2.8 | -8.9 | -15.6 | -3.3 | -6.7 | -16.7 | -19.4 | -3.9 | -6.1 | -0.7 | -3.2 | -1.8 | -5.4 | 0 | 0 | 4.3 | -5.3 | -6.1 | -12.3 | -11.8 | -17.5 | 0.6 | -6.1 | 6.7 | 1.7 | 5 | -2.2 | -13.9 | -16.1 | -4.4 | -6.8 | 2.2 | -2.8 | 0.6 | -5 | 13.3 | -7.2 | 15 | -6.1 | -5 | -12.8 | 0 | -2.2 | -4.4 | -8.3 | 5 | -2.8 | 2.2 | -8.3 | -4.4 | -15 | -3 | -6 | 5.6 | -3.3 | 11.1 | 6.7 | -2.8 | -13.9 | -8.9 | -19.4 | -9 | -12 | 11.7 | -5.6 | 13.9 | -5 | -14.4 | -21.1 | 2.8 | 2.8 | 1.7 | 1.1 | 10.6 | 0 | 13.9 | 5.3 | 12.8 | -4.4 | 14.4 | -1.8 | 1.1 | -16.1 | 13.9 | 8.3 | 0 | -6.1 | -0.6 | -6.7 | -3.9 | -13.9 | 7.2 | 3.3 | -3.3 | -5 | -1.5 | -6.2 | 3.3 | 2.2 | 0.2 | -16.1 | -7.2 | -15
-3 | -7 | -4.4 | -5.6 | 7.8 | -2.2 | -1.7 | -22.2 | -5 | -18.3 | 16.7 | 2.8 | 0 | -6 | 5 | 1.7 | 13.9 | 10.6 | 12.1 | 6.8 | 10 | 5 | 11.5 | 5 | 3.9 | -3.3 | -2.8 | -13.3 | 18 | 14 | 12.8 | 7.2 | 23.9 | 18.9 | 15.2 | 14.9 | 10.6 | 2.2 | 5 | -8.3 | 23.3 | 14.4 | -2.8 | -7 | -2.2 | -6.7 | 2.2 | -1.1 | 2.8 | -3.9 | -8.9 | -10 | 7.6 | 3.8 | -0.8 | -2.9 | 7.2 | -6.1 | 11.7 | 7.2 | -10 | -12 | -5.6 | -5.6 | -6.1 | -15.6 | 2.8 | -2.2 | -10.2 | -15 | -3.3 | -6.1 | -16.7 | -20 | -4.4 | -6.1 | -1.5 | -4.3 | -2.6 | -5.8 | -0.5 | -0.5 | 2.4 | -4.4 | -6.7 | -13.9 | -12.2 | -19.4 | 0 | -5.6 | 6.7 | 2 | 4.4 | -2.2 | -13.9 | -16.1 | -4.4 | -6.8 | 1.1 | -1.7 | -3.9 | -7.8 | 9.4 | -7.2 | 12.2 | -6.1 | -6.1 | -12.8 | 1.1 | -1.1 | -4.6 | -7.9 | 3.9 | -3.3 | 2.8 | -8.3 | -5 | -15 | -4 | -6 | 3.4 | -2.8 | 9.6 | 5.8 | -3.9 | -14.4 | -9.4 | -19.4 | -10 | -12 | 11.1 | -5 | 12.2 | -3.9 | -15.6 | -22.2 | 2.8 | 2.8 | 1.7 | 1.7 | 10 | -0.6 | 12.8 | 5.5 | 11.7 | -3.3 | 12.8 | -2 | 0.6 | -15.6 | 13.3 | 8.3 | 0.6 | -6.7 | -0.8 | -5 | -4.4 | -13.3 | 6.7 | 2.8 | -3.9 | -4.4 | -1.8 | -6.3 | 3.9 | 2.9 | 0 | -19.4 | -8.3 | -10
-6 | -10 | -3.3 | -5 | 6.7 | -1.1 | -5 | -20.6 | -6.5 | -17 | 15.6 | 3.3 | -2 | -6 | 3.9 | 1.1 | 13.3 | 10 | 11.3 | 6.1 | 9.4 | 4.4 | 9.1 | 4.7 | 2.4 | -3.1 | -7.2 | -13.3 | 18 | 14 | 11.7 | 7.2 | 23.3 | 19.4 | 14.8 | 14.7 | 8.9 | 2.8 | 4.4 | -7.8 | 22.8 | 13.3 | -3.3 | -7.8 | -5.6 | -6.7 | 2.2 | -0.6 | 2.2 | -3.8 | -9.4 | -10.6 | 6.8 | 3.6 | -0.6 | -2.8 | 5 | -6.1 | 12.2 | 7.2 | -11 | -13 | -6.1 | -6.1 | -6.1 | -15 | 2.2 | -2.2 | -11.5 | -15.4 | -3.3 | -6.1 | -16.7 | -18.9 | -4.4 | -7.2 | -2.2 | -5.6 | -3.3 | -6.7 | -1.1 | -1.1 | 0.6 | -4.4 | -7.6 | -13.7 | -13.1 | -17.9 | -1.1 | -6.1 | 6.7 | 2 | 2.8 | -2.2 | -13.9 | -16.1 | -4.4 | -7.2 | 1.7 | -1.1 | -7.2 | -10.6 | 6.7 | -7.8 | 6.1 | -5.6 | -7.2 | -12.2 | 1.7 | -0.6 | -4.8 | -8.3 | 2.8 | -2.8 | 1.7 | -8.3 | -6.7 | -14.4 | -5 | -6 | 1.1 | -3 | 8.2 | 5 | -5 | -14.4 | -11.7 | -20 | -10 | -12 | 8.9 | -5 | 10 | -3.9 | -17.8 | -22.8 | 2.8 | 2.8 | 1.7 | 1.7 | 8.3 | -1.1 | 11.7 | 5.6 | 6.7 | -1.7 | 11.1 | -2.8 | 0 | -15.6 | 12.8 | 8.3 | 0.6 | -6.1 | -0.9 | -4.2 | -4.4 | -13.9 | 6.1 | 2.8 | -3.3 | -4.4 | -2.2 | -7.2 | 4.4 | 3.4 | -0.2 | -14.4 | -8.3 | -10.6
-6 | -10 | -2.2 | -4.4 | 7.2 | 0 | -6.1 | -19.4 | -7.9 | -17.2 | 13.9 | 3.9 | -2 | -8 | 3.3 | 1.7 | 13.3 | 11.1 | 10.6 | 5.6 | 9.4 | 4.4 | 6.7 | 3.9 | 0.9 | -3.5 | -6.7 | -11.7 | 17 | 14 | 11.7 | 7.2 | 22.8 | 19.4 | 14.4 | 14.4 | 8.3 | 3.3 | 4.4 | -7.2 | 22.2 | 12.8 | -2.8 | -7 | -9.4 | -10 | 2.8 | -0.6 | 1.7 | -4.4 | -9.4 | -10.6 | 6.1 | 3.3 | -0.6 | -2.4 | 4.4 | -5 | 11.7 | 8.9 | -11 | -13 | -6.1 | -6.1 | -5.6 | -15 | 2.8 | -1.7 | -12.8 | -16.1 | -3.3 | -6.1 | -16.1 | -18.9 | -4.4 | -7.2 | -2.8 | -5.9 | -4.1 | -7 | -1.3 | -1.7 | 0.2 | -3.9 | -8.5 | -14.2 | -14.1 | -17.3 | -1.1 | -6.7 | 6.7 | 2.2 | 1.7 | -2.2 | -14.4 | -16.7 | -4.4 | -6.7 | 1.7 | -1.7 | -8.3 | -11.1 | 4.4 | -7.8 | 4.4 | -5 | -9.4 | -15.6 | 2.2 | -1.1 | -5 | -8.9 | 2.8 | -3.3 | 1.1 | -7.8 | -7.8 | -14.4 | -5 | -7 | -1.1 | -3.9 | 6.7 | 3.9 | -5 | -14.4 | -13.3 | -20 | -10 | -12 | 7.8 | -4.4 | 7.8 | -3.9 | -18.3 | -23.9 | 2.8 | 2.8 | 1.7 | 1.1 | 6.7 | -1.1 | 10.9 | 5.3 | 3.9 | -1.1 | 9.6 | -1.5 | 0 | -13.9 | 11.7 | 8.3 | 0.6 | -5 | -1.1 | -3.9 | -4.4 | -13.3 | 5.6 | 2.8 | -3.3 | -4.4 | -3.5 | -7.5 | 5 | 3.9 | -0.4 | -12.2 | -10.6 | -12.8
-2 | -7 | -1.7 | -4.4 | 7.2 | 0 | -6.1 | -18.9 | -9.4 | -18.9 | 12.8 | 3.9 | -3 | -8 | 3.3 | 2.2 | 13.9 | 10.6 | 10.2 | 6.2 | 7.2 | 4.4 | 5.8 | 3.5 | -0.6 | -4.4 | -4.4 | -10 | 16 | 13 | 10 | 7.2 | 21.1 | 16.7 | 14.4 | 14.4 | 7.2 | 2.8 | 2.2 | -2.8 | 22.2 | 12.8 | -2.2 | -6.7 | -11.1 | -12.2 | 2.8 | -0.6 | 1.1 | -3.8 | -10 | -11.1 | 5.9 | 3.4 | -0.6 | -2.1 | 3.9 | -5 | 11.7 | 9.4 | -11 | -13 | -5.6 | -6.1 | -6.1 | -15.6 | 2.8 | -1.7 | -13 | -16.3 | -2.8 | -6.1 | -15.6 | -18.9 | -4.4 | -6.1 | -3.3 | -6.5 | -4.8 | -7.7 | -1.5 | -2.1 | -0.2 | -4 | -9.4 | -15.6 | -15 | -17.2 | -2.2 | -6.7 | 6.7 | 2.4 | 1.1 | -1.7 | -14.4 | -17.2 | -4.4 | -6.6 | 1.1 | -2.8 | -11.1 | -12.8 | 3.9 | -8.3 | 6.1 | -5 | -11.7 | -13.3 | 1.1 | -1.1 | -5 | -8.6 | 2.8 | -2.8 | 0.6 | -8.3 | -8.9 | -13.9 | -5 | -7 | -2 | -4.2 | 6.5 | 3.5 | -6.1 | -13.9 | -12.8 | -20 | -9 | -11 | 6.1 | -3.9 | 8.3 | -3.3 | -20 | -24.4 | 1.7 | 1.7 | 1.7 | 1.1 | 5 | -1.1 | 10.2 | 4.8 | 3.3 | -0.6 | 8.2 | -1.2 | 0 | -13.3 | 10.6 | 7.8 | -0.6 | -3.9 | -1.7 | -3.8 | -3.9 | -12.8 | 5.6 | 2.2 | -3.9 | -5 | -4.8 | -8.6 | 4.4 | 2.6 | -0.6 | -11.7 | -11.1 | -13.9
-7 | -10 | -2.2 | -5 | 6.7 | 0.6 | -4.4 | -20 | -9.4 | -18.1 | 11.7 | 3.9 | -3 | -9 | 2.8 | 1.7 | 13.3 | 10 | 9.8 | 6.7 | 9.4 | 6.7 | 4.8 | 2.8 | -1.3 | -4.6 | -6.1 | -10 | 14 | 13 | 13.3 | 7.8 | 19.4 | 18.3 | 14.4 | 14.4 | 6.7 | 3.3 | 0.6 | -0.6 | 21.7 | 13.3 | -1.7 | -7.2 | -8.9 | -10 | 3.3 | -0.6 | 0.6 | -3.9 | -10.6 | -11.7 | 5.8 | 3.5 | -0.6 | -2.2 | 5 | -4.4 | 11.7 | 10 | -11 | -13 | -5.6 | -6.7 | -5.6 | -15 | 2.8 | -2.2 | -13.1 | -16.7 | -2.8 | -5.6 | -15.6 | -18.9 | -3.9 | -6.1 | -3.9 | -7.8 | -5.6 | -8.9 | -1.7 | -2.8 | -0.6 | -4.4 | -9.6 | -15.2 | -14.4 | -16.8 | -2.2 | -6.7 | 6.7 | 2.6 | 1.1 | -1.7 | -14.4 | -17.2 | -4.4 | -6.7 | 0.6 | -2.2 | -10.6 | -12.2 | 2.8 | -8.9 | 3.9 | -4.4 | -12.2 | -14.4 | 1.1 | -0.6 | -5 | -8.8 | 3.3 | -3.3 | 0 | -8.3 | -9.4 | -14.4 | -5 | -7 | -3 | -4.8 | 6.3 | 2.8 | -6.1 | -14.4 | -12.8 | -20.6 | -10 | -13 | 3.9 | -2.8 | 8.3 | -3.9 | -20 | -25 | 1.1 | 1.1 | 1.7 | 1.7 | 5.6 | -1.7 | 9.4 | 4.4 | 1.7 | -1.1 | 6.7 | -1.1 | 0 | -11.7 | 9.4 | 7.2 | 1.7 | -5 | -2.2 | -4 | -2.8 | -10 | 5.6 | 3.3 | -5.6 | -6.7 | -6.1 | -10 | 3.9 | 1.4 | -0.8 | -10.1 | -11.7 | -14.4
-6 | -11 | -2.2 | -5.6 | 6.1 | 1.1 | -6.1 | -21.1 | -9.4 | -18.4 | 11.1 | 3.9 | -3 | -9 | 2.8 | 1.7 | 12.8 | 10 | 9.4 | 7.2 | 6.1 | 4.4 | 3.9 | 2.2 | -2.1 | -5.2 | -6.7 | -9.4 | 14 | 13 | 13.3 | 7.2 | 18.3 | 17.2 | 14.4 | 14.4 | 6.1 | 3.3 | 0.6 | -1.1 | 22.8 | 14.4 | -0.9 | -6.5 | -11.1 | -12.2 | 2.2 | -0.6 | 0 | -4.4 | -10.6 | -11.7 | 5.6 | 3.3 | -0.8 | -2.1 | 5.6 | -5.6 | 12.2 | 11.1 | -13 | -15 | -5.6 | -5.6 | -7.2 | -15.6 | 2.8 | -2.2 | -13.3 | -17.8 | -2.8 | -5.6 | -15.6 | -18.9 | -3.9 | -6.1 | -4.6 | -7.9 | -6.5 | -9.2 | -2.1 | -3.1 | -1.9 | -4.4 | -9.8 | -15.4 | -13.9 | -16.9 | -2.8 | -6.1 | 6.7 | 2.8 | 0.6 | -1.7 | -15 | -17.2 | -4.4 | -6.7 | 0.6 | -2.2 | -11.7 | -13.3 | 1.7 | -8.9 | 2.8 | -5 | -12.8 | -14.4 | -0.6 | -3.3 | -5 | -9.4 | 2.8 | -2.8 | 0 | -8.3 | -9.4 | -15 | -5 | -7 | -3.9 | -5.6 | 6.1 | 2.2 | -6.7 | -14.4 | -12.8 | -20.6 | -11 | -14 | 2.8 | -2.2 | 7.8 | -5 | -19.4 | -25 | 1.1 | 1.1 | 1.7 | 1.1 | 4.4 | -2.2 | 8.9 | 4.5 | 0.6 | -2.2 | 6.3 | -0.8 | 0 | -12.8 | 9.4 | 6.7 | 2.2 | -2.8 | -2.8 | -4.4 | -1.7 | -8.9 | 5 | 2.8 | -7.2 | -7.8 | -7.6 | -10.7 | 3.3 | 0 | -0.9 | -9.7 | -13.3 | -16.1
-4 | -10 | -2.2 | -5.6 | 6.1 | 1.7 | -6.7 | -17.2 | -9.4 | -20 | 10 | 3.9 | -2 | -9 | 3.3 | 2.2 | 11.7 | 7.8 | 8.5 | 6.8 | 6.1 | 4.4 | 3.6 | 1.9 | -2.8 | -6.1 | -9.4 | -13.3 | 14 | 13 | 8.9 | 7.2 | 17.8 | 16.7 | 14.4 | 14.4 | 5.6 | 2.8 | 0 | -1.1 | 22.2 | 15 | -0.2 | -6.6 | -12.2 | -13.3 | 1.7 | -1.1 | 0 | -3.8 | -11.1 | -12.2 | 5.6 | 3.5 | -0.9 | -2 | 5 | -5.6 | 13.3 | 11.7 | -13 | -15 | -6.1 | -6.1 | -8.3 | -15.6 | 2.8 | -2.2 | -13.3 | -17.2 | -2.8 | -5 | -15.6 | -18.9 | -3.3 | -5.6 | -5.4 | -8.9 | -7.4 | -9.9 | -2.4 | -3.4 | -3.1 | -4.9 | -10 | -16.7 | -13.3 | -17.2 | -2.8 | -6.1 | 6.7 | 3 | 0 | -1.7 | -15.6 | -17.2 | -4.4 | -7.1 | 0.6 | -2.2 | -11.7 | -13.9 | 0.6 | -9.4 | 1.7 | -5 | -12.8 | -14.4 | -1.1 | -3.3 | -5.2 | -8.7 | 2.8 | -3.3 | -0.6 | -7.8 | -9.4 | -15 | -5 | -7 | -3.3 | -4.9 | 5.5 | 2 | -7.2 | -14.4 | -15 | -21.1 | -11 | -15 | 1.1 | -1.1 | 6.7 | -3.9 | -19.4 | -25 | 0.6 | 0.6 | 1.7 | 1.1 | 3.9 | -2.2 | 8.3 | 4.3 | 0.6 | -2.2 | 6 | -0.4 | 0 | -9.4 | 8.3 | 6.1 | 1.7 | -2.2 | -4.1 | -5.2 | -1.7 | -9.4 | 5 | 2.2 | -5.6 | -6.1 | -9.1 | -11.9 | 2.8 | -0.6 | -1.1 | -10.6 | -12.8 | -16.1
-1 | -6 | -3.9 | -5.6 | 5.6 | 2.2 | -5 | -17.8 | -9.2 | -19.4 | 8.9 | 4.4 | -3 | -8 | 2.8 | 2.2 | 12.2 | 10 | 7.6 | 6.6 | 4.4 | 2.8 | 3 | 1.4 | -2.6 | -6.1 | -11.7 | -15.6 | 13 | 13 | 7.8 | 6.7 | 17.2 | 16.7 | 14.4 | 14.4 | 6.1 | 3.3 | 0 | -1.1 | 21.7 | 13.9 | 0.6 | -7.8 | -13.3 | -14.4 | 1.1 | -1.7 | 0 | -3.6 | -11.1 | -12.2 | 5.6 | 3.5 | -1.1 | -2.2 | 5 | -7.2 | 13.3 | 12.2 | -14 | -16 | -6.7 | -6.7 | -8.9 | -15 | 2.8 | -2.2 | -13.3 | -17.2 | -2.8 | -5.6 | -16.1 | -17.8 | -2.8 | -5.6 | -6.1 | -10 | -8.3 | -11.1 | -2.8 | -3.9 | -4.4 | -5.6 | -9.8 | -15.8 | -14.4 | -17.9 | -3.3 | -6.7 | 6.7 | 3.1 | 0 | -2.2 | -16.1 | -18.3 | -4.4 | -7.8 | 0.6 | -2.2 | -10 | -13.3 | 0 | -10 | 1.7 | -5 | -10 | -14.4 | -2.2 | -3.9 | -5.4 | -8.3 | 3.3 | -3.3 | 0 | -8.3 | -9.4 | -15.6 | -5 | -7 | -2.8 | -4.6 | 5 | 1.8 | -7.8 | -14.4 | -14.4 | -21.7 | -15 | -17 | 0 | -1.1 | 6.1 | -3.9 | -20 | -25.6 | 0 | 0 | 1.7 | 1.1 | 6.7 | -2.8 | 7.8 | 4.4 | 1.7 | -2.8 | 5.6 | -0.6 | 0.6 | -6.7 | 8.3 | 5.6 | 1.7 | -0.6 | -5.4 | -6.2 | -1.7 | -9.4 | 5 | 2.8 | -5.6 | -6.1 | -10.6 | -13.3 | 2.2 | -1.2 | -0.7 | -9 | -13.3 | -16.1
1 | -3 | -5 | -6.1 | 5.6 | 3.3 | -5 | -19.4 | -9.1 | -20.2 | 7.8 | 3.9 | -3 | -8 | 2.8 | 2.2 | 11.7 | 8.3 | 6.7 | 6.1 | 4.4 | 2.8 | 2.4 | 0.8 | -2.4 | -6.6 | -10 | -13.9 | 13 | 13 | 7.2 | 6.7 | 16.7 | 16.1 | 14.4 | 14.4 | 6.1 | 3.3 | 0 | -1.1 | 22.2 | 13.9 | 1.1 | -6.6 | -12.2 | -13.3 | 1.1 | -2.2 | 0 | -3.9 | -11.7 | -12.2 | 5.6 | 3.3 | -1.1 | -2.2 | 4.4 | -7.2 | 13.9 | 12.2 | -13 | -16 | -6.7 | -7.2 | -12.2 | -16.1 | 2.2 | -2.2 | -13.3 | -17.8 | -3.3 | -6.1 | -16.1 | -17.8 | -2.8 | -5.6 | -6.3 | -9.7 | -9.1 | -11.5 | -3.2 | -4.2 | -4.4 | -5.4 | -9.6 | -15.8 | -15.6 | -19.4 | -3.3 | -6.7 | 6.7 | 3.3 | -0.6 | -2.2 | -16.7 | -18.3 | -6.3 | -9.6 | 0 | -2.2 | -10.6 | -13.3 | 0 | -10.6 | 1.1 | -4.4 | -12.8 | -15.6 | -2.8 | -6.1 | -5.6 | -8.3 | 3.9 | -4.4 | 0 | -8.9 | -10 | -15.6 | -6 | -7 | -2.2 | -4.4 | 4.4 | 1.7 | -8.9 | -15 | -14.4 | -21.7 | -13 | -15 | 0 | -1.1 | 5.6 | -3.9 | -20.6 | -25.6 | 0 | 0 | 1.7 | 1.1 | 7.2 | -2.2 | 8.2 | 4.6 | 2.8 | -3.3 | 5.4 | 0 | 0.6 | -4.4 | 8.3 | 3.9 | 1.7 | 0 | -6.7 | -7.2 | -1.7 | -8.9 | 3.9 | 2.2 | -5 | -6.1 | -11 | -13.6 | 1.7 | -2.2 | -0.4 | -8.8 | -13.9 | -16.7
0 | -3 | -5 | -6.1 | 5.6 | 3.3 | -5 | -18.3 | -8.9 | -22.2 | 7.2 | 3.3 | -2 | -8 | 2.8 | 2.2 | 11.7 | 8.9 | 5.9 | 5.5 | 3.9 | 2.8 | 2 | 0.5 | -2.2 | -7.8 | -12.8 | -16.7 | 13 | 13 | 7.2 | 6.7 | 16.1 | 15.6 | 14.4 | 14.4 | 5 | 2.8 | 0 | -1.1 | 22.2 | 13.9 | 1.7 | -6.1 | -12.8 | -13.9 | 1.7 | -2.8 | -0.2 | -3.3 | -12.2 | -12.8 | 5.2 | 3.2 | -1.1 | -2.4 | 3.9 | -7.2 | 12.8 | 11.7 | -13 | -15 | -6.7 | -7.8 | -12.2 | -15.6 | 2.8 | -2.2 | -13.1 | -17 | -3.3 | -6.7 | -16.1 | -18.3 | -2.2 | -5 | -6.5 | -9.9 | -9.8 | -12.3 | -3.5 | -4.5 | -4.4 | -5.4 | -9.4 | -16.7 | -16.7 | -21.1 | -3.3 | -6.7 | 6.7 | 3.5 | -1.1 | -3.3 | -17.2 | -20 | -8.1 | -11.8 | 0 | -2.2 | -12.2 | -15.6 | 1.1 | -10 | 0 | -5 | -14.4 | -16.7 | -3.3 | -7.2 | -5.2 | -8.1 | 4.4 | -3.9 | 0 | -8.9 | -10.6 | -15 | -5 | -8 | -2.4 | -4.3 | 4.4 | 1.8 | -8.9 | -15 | -14.4 | -22.2 | -13 | -15 | 0.6 | -1.1 | 5 | -3.9 | -20.6 | -25.6 | -1.1 | -1.1 | 1.7 | 1.1 | 7.2 | -2.8 | 8.5 | 4.9 | -0.6 | -3.9 | 5.2 | 0.2 | 0.6 | -2.8 | 7.2 | 0.6 | 1.7 | -1.1 | -4.5 | -6.1 | -1.1 | -8.3 | 3.3 | 1.7 | -5.6 | -6.1 | -11.3 | -14.2 | 1.3 | -2 | 0 | -9.4 | -16.1 | -18.9
1 | -3 | -3.3 | -5 | 5.6 | 3.3 | -4.4 | -18.9 | -8.7 | -21.7 | 7.2 | 3.3 | -2 | -7 | 2.8 | 1.7 | 11.1 | 7.2 | 5.2 | 5.1 | 3.3 | 2.2 | 1.6 | 0 | -2.9 | -7.2 | -12.2 | -16.7 | 13 | 13 | 8.3 | 6.7 | 15.6 | 15 | 14.4 | 14.4 | 4.4 | 1.1 | 0 | 0 | 21.7 | 13.3 | 2.2 | -6.7 | -12.2 | -13.3 | 3.3 | -4.4 | -0.4 | -3.2 | -12.2 | -13.3 | 4.8 | 3 | -1.1 | -2.8 | 3.3 | -6.7 | 12.2 | 11.7 | -12 | -14 | -7.2 | -7.8 | -12.8 | -16.1 | 2.8 | -1.7 | -13 | -16.9 | -3.9 | -7.8 | -16.7 | -18.3 | -1.7 | -4.4 | -6.7 | -10.6 | -10.6 | -13.3 | -3.9 | -5 | -4.4 | -5.6 | -9.2 | -15.6 | -17.4 | -21 | -3.9 | -6.7 | 6.7 | 3.7 | -1.1 | -3.3 | -17.8 | -20 | -10 | -14.4 | -0.6 | -1.7 | -12.8 | -15.6 | 0 | -10.6 | -1.1 | -5 | -15.6 | -17.2 | -3.3 | -6.7 | -4.8 | -8.3 | 4.4 | -2.8 | 0 | -9.4 | -10.6 | -15 | -5 | -8 | -2.6 | -4.5 | 4.4 | 2.1 | -8.9 | -15 | -14.4 | -22.2 | -15 | -17 | -1.1 | -1.7 | 4.4 | -3.3 | -20.6 | -25.6 | -1.7 | -1.7 | 1.7 | 0.6 | 6.7 | -2.8 | 8.9 | 5 | -1.7 | -3.9 | 5 | 0.6 | 0 | -1.7 | 6.7 | -0.6 | 0 | -2.2 | -2.2 | -5.1 | -0.6 | -7.2 | 3.9 | 1.7 | -5.6 | -6.7 | -11.7 | -15 | 1 | -2.1 | 0 | -7.9 | -17.8 | -20.6
-1 | -5 | -3.3 | -5 | 5 | 3.3 | -3.9 | -17.2 | -8.5 | -23 | 6.1 | 2.8 | -2 | -8 | 2.2 | 1.7 | 11.7 | 8.3 | 4.4 | 4.4 | 3.9 | 2.8 | 1.3 | -0.7 | -3.7 | -7.7 | -12.8 | -16.1 | 13 | 12 | 8.3 | 7.2 | 15 | 14.4 | 14.4 | 14.4 | 3.9 | 0 | 0 | 0 | 22.2 | 13.3 | 2 | -5.4 | -13.9 | -15.6 | 3.9 | -5 | -0.6 | -3.3 | -12.2 | -13.3 | 4.4 | 2.8 | -1.7 | -3.1 | 2.8 | -7.8 | 11.7 | 10.6 | -12 | -14 | -7.2 | -8.3 | -15 | -16.7 | 2.8 | -1.7 | -12.8 | -17.2 | -3.9 | -7.8 | -16.7 | -18.9 | -1.7 | -3.3 | -6.9 | -10.2 | -11 | -13.5 | -4.3 | -4.9 | -4.8 | -5.6 | -9.1 | -15.5 | -18.2 | -21.5 | -3.3 | -7.8 | 6.7 | 3.9 | -1.7 | -3.3 | -17.8 | -19.4 | -10.2 | -14.1 | -0.6 | -1.7 | -12.2 | -15.6 | 1.1 | -10 | -2.8 | -5.6 | -16.1 | -18.3 | -3.3 | -6.7 | -4.4 | -8.9 | 4.4 | -2.8 | 1.1 | -8.9 | -10.6 | -15 | -5 | -7 | -2.8 | -5 | 4.4 | 2.2 | -8.3 | -14.4 | -14.4 | -22.8 | -13 | -15 | -1.1 | -1.7 | 4.4 | -2.8 | -20.6 | -25.6 | -1.7 | -1.7 | 1.7 | 0.6 | 3.3 | -2.2 | 8.9 | 5.3 | -1.7 | -3.9 | 5.6 | 1.1 | 0 | -1.7 | 6.1 | -1.1 | 1.1 | -1.7 | 0 | -5 | -0.6 | -7.2 | 3.9 | 1.7 | -5.6 | -6.7 | -12.6 | -15.6 | 0.6 | -2.8 | 0 | -7.3 | -18.9 | -18.9
-1 | -5 | -3.3 | -5.6 | 4.4 | 3.9 | -6.7 | -8.9 | -8.3 | -26.1 | 6.1 | 2.8 | -2 | -8 | 2.2 | 1.7 | 11.1 | 7.8 | 4.2 | 3.8 | 2.8 | 1.7 | 1.2 | -0.7 | -4.4 | -8.3 | -13.3 | -16.1 | 12 | 11 | 8.9 | 7.2 | 15 | 14.4 | 14.4 | 14.4 | 3.3 | 0 | 0 | 0 | 22.2 | 13.9 | 1.9 | -4.7 | -13.9 | -15 | 3.3 | -4.4 | -1.1 | -3.3 | -13.3 | -14.4 | 4 | 2.5 | -2.2 | -3.7 | 2.8 | -7.2 | 12.2 | 11.1 | -12 | -14 | -7.8 | -8.3 | -15 | -16.7 | 2.2 | -1.7 | -13 | -16.9 | -3.9 | -7.8 | -17.2 | -18.9 | -2.2 | -2.8 | -7 | -10.1 | -11.3 | -13.8 | -4.6 | -5 | -5.2 | -5.8 | -8.9 | -16.1 | -18.9 | -22.2 | -3.3 | -8.3 | 6.7 | 4.2 | -1.7 | -3.3 | -17.8 | -20 | -10.4 | -14.3 | 0 | -1.7 | -13.3 | -15.6 | 0 | -10.6 | -2.2 | -5 | -17.2 | -18.9 | -3.3 | -7.2 | -4.4 | -8.4 | 3.9 | -2.8 | 1.7 | -8.3 | -11.1 | -14.4 | -4 | -8 | -2.4 | -4.5 | 4.8 | 2.5 | -8.9 | -15 | -15 | -23.3 | -13 | -15 | -1.7 | -2.2 | 4.4 | -1.7 | -20 | -25 | -2.2 | -2.2 | 1.7 | 0 | 0 | -4.4 | 8.9 | 5.3 | -2.2 | -4.4 | 6.1 | 1.8 | 0 | -0.6 | 5.6 | -1.1 | 2.8 | -1.7 | 0.2 | -5 | -0.6 | -6.7 | 3.3 | 1.7 | -6.1 | -7.2 | -13.5 | -16.5 | 0.2 | -2.8 | 0 | -7.8 | -19.4 | -19.4
-1 | -5 | -3.9 | -6.1 | 4.4 | 3.9 | -6.7 | -7.8 | -8.9 | -24.2 | 5 | 2.2 | -2 | -8 | 1.7 | 1.1 | 10.6 | 7.2 | 4.1 | 3.4 | 2.8 | 1.7 | 0.7 | -1.3 | -4.4 | -7.9 | -15.6 | -20.6 | 12 | 11 | 8.9 | 7.2 | 14.4 | 13.9 | 14.4 | 14.4 | 2.8 | -0.6 | 0.6 | 0.6 | 22.2 | 15 | 1.7 | -5 | -13.9 | -15 | 2.2 | -5.6 | -1.7 | -3.5 | -13.3 | -14.4 | 3.7 | 2.5 | -2.8 | -4.4 | 1.7 | -7.2 | 7.8 | 2.8 | -13 | -15 | -7.8 | -8.3 | -14.4 | -16.1 | 2.2 | -1.7 | -13.1 | -17 | -2.2 | -6.7 | -17.2 | -21.7 | -2.2 | -2.8 | -7.2 | -10.6 | -11.7 | -14.4 | -5 | -5 | -5.6 | -6.1 | -8.3 | -14.6 | -18.3 | -21.7 | -2.8 | -9.4 | 6.7 | 4.7 | -1.7 | -3.9 | -17.8 | -23.3 | -10.6 | -15 | 0 | -1.1 | -12.2 | -16.1 | 0 | -10.6 | -2.8 | -6.7 | -17.2 | -19.4 | -3.3 | -7.2 | -4.4 | -8.4 | 3.9 | -2.8 | 1.7 | -7.8 | -11.1 | -14.4 | -5 | -7 | -2.1 | -4.4 | 5.2 | 2.7 | -9.4 | -15 | -15 | -23.3 | -13 | -16 | -1.7 | -2.8 | 3.3 | -0.6 | -20 | -25 | -2.2 | -2.2 | 1.1 | 0 | -1.1 | -5 | 8.9 | 5.6 | -2.2 | -4.4 | 6.7 | 2.2 | 0.6 | 0 | 4.4 | -1.7 | 1.7 | -2.2 | 0.4 | -5.7 | -0.6 | -6.7 | 2.8 | 0.6 | -6.1 | -6.7 | -14.4 | -17.8 | -0.2 | -3.5 | -0.2 | -6.6 | -20.6 | -22.8
-1 | -5 | -5 | -6.7 | 4.4 | 3.9 | -6.7 | -7.8 | -9.4 | -24.2 | 5.6 | 2.2 | -3 | -6 | 1.7 | 1.1 | 10 | 5.6 | 3.9 | 2.8 | 2.8 | 2.2 | 0.6 | -1.7 | -4.4 | -7.9 | -11.7 | -18.3 | 12 | 10 | 8.9 | 6.7 | 13.3 | 12.8 | 14.4 | 14.4 | 2.2 | -1.7 | 0.6 | 0.6 | 22.2 | 15 | 3 | -3.3 | -13.3 | -14.4 | 1.7 | -5.6 | -2.2 | -3.9 | -13.9 | -15 | 3.3 | 2.2 | -2.8 | -4.3 | 1.7 | -6.7 | 3.9 | -2.2 | -13 | -15 | -7.2 | -8.3 | -15 | -17.8 | 3.3 | -3.9 | -13.3 | -17.8 | -0.6 | -6.7 | -18.3 | -21.7 | -2.2 | -2.8 | -7.2 | -9.9 | -11.7 | -13.6 | -5 | -5 | -3.2 | -4.8 | -7.8 | -13.9 | -17.8 | -21.8 | -1.7 | -10.6 | 6.7 | 5 | -2.2 | -3.9 | -18.9 | -23.3 | -11.1 | -15.2 | 0 | -1.1 | -12.8 | -16.7 | 0 | -10.6 | -3.3 | -6.1 | -17.8 | -20 | -3.3 | -6.7 | -4.4 | -8.9 | 3.3 | -2.8 | 1.7 | -8.3 | -10.6 | -13.3 | -5 | -7 | -1.7 | -4.4 | 5.6 | 2.8 | -9.4 | -14.4 | -15 | -23.3 | -15 | -17 | -1.7 | -2.8 | 2.8 | -0.6 | -19.4 | -25 | -2.2 | -2.2 | 1.1 | -0.6 | -2.2 | -5 | 9.5 | 5.7 | -0.6 | -4.4 | 7.4 | 2.5 | 0.6 | 0 | 3.9 | -2.2 | 2.8 | -2.2 | 0.6 | -7.2 | -0.6 | -6.7 | 4.4 | 0 | -6.1 | -6.7 | -14.6 | -18 | -0.6 | -4.4 | -0.4 | -6.6 | -22.2 | -25
-2 | -6 | -6.1 | -6.7 | 4.4 | 3.9 | -6.7 | -7.8 | -10 | -26.1 | 5.6 | 2.2 | -3 | -5 | 1.7 | 1.7 | 10.6 | 5.6 | 5.6 | 3.8 | 4.4 | 3.3 | 3.9 | 0.6 | -4.4 | -8.3 | -15 | -18.9 | 14 | 10 | 9.4 | 7.2 | 11.7 | 11.1 | 14.8 | 14.7 | 2.2 | -1.1 | 0.6 | 0.6 | 22.8 | 15.6 | 4.3 | -2.6 | -13.9 | -15 | 1.1 | -5.6 | -1.5 | -3.2 | -13.9 | -15 | 2.9 | 1.9 | -2.8 | -4.3 | 3.9 | -6.1 | 3.3 | -6.1 | -14 | -16 | -7.2 | -8.3 | -14.4 | -16.7 | 2.8 | -4.4 | -12.8 | -16.5 | 0.6 | -6.1 | -18.9 | -22.8 | -2.2 | -2.2 | -7.2 | -9.5 | -11.7 | -13.1 | -5 | -5 | -0.7 | -3.7 | -7.2 | -13.9 | -17.2 | -22.2 | -1.1 | -11.7 | 7.2 | 5.4 | -2.2 | -3.9 | -19.4 | -23.9 | -11.7 | -15.9 | 0 | -1.1 | -11.1 | -14.4 | 0 | -9.4 | -2.8 | -5.6 | -15.6 | -17.2 | -2.8 | -5.6 | -4.6 | -7.8 | 2.8 | -2.8 | 2.2 | -8.9 | -10.6 | -13.3 | -5 | -8 | -0.9 | -3.4 | 5.4 | 2.9 | -8.9 | -14.4 | -15.6 | -23.3 | -17 | -18 | -2.2 | -2.8 | 2.2 | -0.6 | -20 | -25 | -2.2 | -2.2 | 1.1 | -0.6 | -2.8 | -5.6 | 10 | 6 | 0.6 | -4.4 | 8.2 | 2.9 | 0.6 | 0 | 3.9 | -2.8 | 1.7 | -2.2 | 0.4 | -6.1 | 0 | -6.1 | 3.9 | 0.6 | -4.4 | -5.6 | -14.8 | -18.8 | -0.6 | -4 | -0.6 | -7.2 | -20.6 | -23.3
-5 | -8 | -5.6 | -7.2 | 3.9 | 3.9 | -6.7 | -7.8 | -8.7 | -24 | 8.3 | 2.2 | -2 | -5 | 1.7 | 1.1 | 12.2 | 7.2 | 7.2 | 4.5 | 6.7 | 5.6 | 7.3 | 2.6 | -0.7 | -6.2 | -11.1 | -17.2 | 17 | 9 | 11.1 | 7.8 | 10.6 | 10 | 15.2 | 14.9 | 4.4 | -0.6 | 0.6 | 0.6 | 23.3 | 15.6 | 5.6 | -2.2 | -13.9 | -15.6 | 2.8 | -5 | -0.7 | -2.5 | -13.9 | -15.6 | 2.6 | 1.4 | -2.8 | -4.4 | 4.4 | -6.7 | 2.2 | -7.2 | -14 | -16 | -7.2 | -9.4 | -11.1 | -15 | 2.8 | -4.4 | -12.2 | -15.8 | 1.1 | -6.1 | -19.4 | -23.3 | -2.8 | -3.9 | -7.2 | -9.4 | -11.7 | -12.8 | -5 | -5 | 1.7 | -3.3 | -6.3 | -12.9 | -16.1 | -20.7 | 0.6 | -11.1 | 7.8 | 5.8 | -2.2 | -2.8 | -20 | -24.4 | -12.2 | -17.2 | 1.1 | -0.6 | -6.7 | -11.7 | 4.4 | -8.3 | 1.1 | -4.4 | -13.9 | -17.8 | -1.7 | -5 | -4.8 | -7.4 | 3.3 | -2.2 | 2.2 | -8.3 | -8.9 | -12.8 | -5 | -7 | -0.2 | -2.7 | 5.2 | 2.9 | -6.7 | -13.3 | -14.4 | -21.1 | -16 | -18 | 2.8 | -0.6 | 2.2 | -0.6 | -19.4 | -25 | -2.8 | -2.8 | 1.1 | -1.1 | 0 | -3.3 | 10.6 | 6.1 | 2.8 | -4.4 | 8.9 | 2.8 | 1.1 | 0 | 3.9 | -2.2 | 2.2 | -2.8 | 0.2 | -6.1 | 0.6 | -5.6 | 3.9 | -0.6 | -3.9 | -5.6 | -15 | -20 | -0.6 | -4 | 0.9 | -5.7 | -18.3 | -21.1
-5 | -9 | -5.6 | -7.2 | 5 | 4.4 | -6.1 | -7.2 | -7.4 | -23.7 | 11.1 | 1.7 | -2 | -4 | 2.2 | 1.1 | 14.4 | 9.4 | 8.9 | 5.6 | 8.9 | 6.1 | 10.6 | 4.4 | 3 | -5.4 | -7.8 | -16.1 | 20 | 10 | 14.4 | 8.9 | 10 | 8.9 | 15.6 | 15 | 6.7 | 1.1 | 1.1 | 1.1 | 23.3 | 16.7 | 6 | -1.4 | -12.2 | -13.3 | 2.8 | -5 | 0 | -2.2 | -13.9 | -15.6 | 2.2 | 1.1 | -1.7 | -3.9 | 5.6 | -7.2 | 2.2 | -9.4 | -12 | -14 | -6.7 | -10 | -6.7 | -14.4 | 3.3 | -4.4 | -11.7 | -15.6 | 1.7 | -5 | -19.4 | -25.6 | -4.4 | -6.1 | -7 | -8.9 | -11.5 | -12.5 | -4.6 | -4.6 | 4.5 | -2.7 | -5.3 | -12.5 | -15 | -19.4 | 2.8 | -9.4 | 8.3 | 6.1 | -2.2 | -2.2 | -20 | -24.4 | -12.6 | -17.1 | 4.4 | -1.7 | -1.7 | -8.3 | 7.2 | -8.3 | 3.3 | -4.4 | -10 | -14.4 | 0 | -5.6 | -5 | -7.2 | 4.4 | -2.2 | 2.8 | -9.4 | -6.1 | -11.1 | -5 | -7 | 0.6 | -2.2 | 5 | 2.8 | -3.9 | -12.8 | -12.2 | -19.4 | -15 | -17 | 7.8 | 0 | 2.2 | -0.6 | -15 | -20.6 | -2.2 | -2.2 | 1.1 | -1.1 | 4.4 | -3.9 | 12.3 | 7.4 | 6.1 | -3.3 | 12.8 | 3.7 | 1.7 | 0.6 | 5 | -2.8 | 3.3 | -2.8 | 0 | -6.7 | 1.7 | -5 | 4.4 | -0.6 | -3.9 | -5.6 | -13.3 | -18.3 | -0.6 | -4.4 | 2.4 | -5.3 | -18.3 | -21.7
-3 | -8 | -5.6 | -7.2 | 5 | 4.4 | -6.1 | -7.8 | -6.1 | -25.6 | 13.9 | 2.2 | -2 | -4 | 2.8 | 1.1 | 16.1 | 9.4 | 10.9 | 5.7 | 10 | 5.6 | 12.3 | 5.5 | 6.7 | -6.1 | -6.7 | -16.1 | 22 | 10 | 16.7 | 9.4 | 8.9 | 8.3 | 16.5 | 15.2 | 10.6 | 3.9 | 1.7 | 1.7 | 24.4 | 15.6 | 6.3 | -1.2 | -8.9 | -10.6 | 2.8 | -4.4 | 0.6 | -2 | -13.9 | -15.6 | 3.1 | 1.5 | -0.5 | -3.6 | 7.2 | -6.1 | 1.7 | -10.6 | -11 | -13 | -6.7 | -9.4 | -2.2 | -13.3 | 3.9 | -3.9 | -10.2 | -15 | 2.8 | -4.4 | -19.4 | -25.6 | -6.1 | -8.3 | -6.9 | -8.5 | -11.3 | -12.6 | -4.3 | -4.3 | 7.2 | -3.2 | -4.4 | -13.3 | -13.9 | -18.9 | 4.4 | -8.3 | 8.5 | 6.3 | -1.1 | -1.1 | -20 | -23.9 | -12.9 | -17.6 | 4.4 | -2.2 | 2.8 | -3.3 | 9.4 | -7.2 | 5.6 | -3.9 | -9.4 | -15 | 0.6 | -5.6 | -4.6 | -6.6 | 4.4 | -2.2 | 3.9 | -9.4 | -3.3 | -10 | -6 | -8 | 4.1 | -0.6 | 5.4 | 2.4 | -2.2 | -11.7 | -10.6 | -19.4 | -14 | -17 | 11.7 | -4.4 | 2.8 | 0 | -13.3 | -20.6 | -1.7 | -1.7 | 1.1 | -1.7 | 6.7 | -3.9 | 13.9 | 8.3 | 8.3 | -3.9 | 16.7 | 3.4 | 1.7 | 0.6 | 6.7 | -2.8 | 1.7 | -2.2 | 0.9 | -6.3 | 2.8 | -4.4 | 5 | -0.6 | -3.3 | -5.6 | -11.7 | -17.1 | 0.3 | -3.5 | 3.9 | -5.6 | -16.1 | -17.8
-2 | -7 | 2.2 | -2.8 | 5.6 | 5.6 | -6.1 | -7.2 | -5.4 | -22.9 | 16.7 | 2.2 | -2 | -3 | 2.8 | 1.7 | 17.2 | 8.9 | 13 | 5.9 | 10.6 | 4.4 | 13.9 | 6.5 | 7.8 | -5.9 | -5.6 | -16.1 | 21 | 11 | 17.8 | 10.6 | 9.4 | 8.3 | 17.4 | 15.1 | 12.8 | 4.4 | 2.2 | 2.2 | 25 | 15.6 | 6.7 | -1.1 | -8.3 | -10 | 2.8 | -5 | 1.1 | -2.3 | -13.9 | -15 | 4.1 | 1.8 | 0.6 | -3.9 | 8.3 | -7.2 | 0 | -11.7 | -7 | -8 | -5.6 | -8.9 | -1.7 | -12.2 | 3.9 | -3.9 | -8.7 | -14.9 | 3.3 | -3.3 | -20 | -25.6 | -7.2 | -10 | -6.7 | -8.3 | -11.1 | -12.8 | -3.9 | -3.9 | 10 | -5 | -3.7 | -11.6 | -12.8 | -17.6 | 6.1 | -7.8 | 8.7 | 6.5 | -1.1 | -1.1 | -19.4 | -24.4 | -13.3 | -18.9 | 4.4 | -3.3 | 3.9 | -2.8 | 8.3 | -8.3 | 7.8 | -3.3 | -7.8 | -16.1 | 1.1 | -5.6 | -4.3 | -6.6 | 4.4 | -2.8 | 5.6 | -8.3 | -0.6 | -8.3 | -5 | -8 | 7.6 | 0.3 | 5.7 | 1.8 | -1.7 | -11.1 | -8.9 | -20 | -13 | -17 | 13.3 | -3.3 | 3.3 | 0.6 | -11.1 | -19.4 | -1.1 | -1.1 | 1.7 | -1.7 | 7.8 | -10 | 15.6 | 9.4 | 10.6 | -3.9 | 20.6 | 1.7 | 1.1 | 0 | 8.3 | -2.8 | 2.2 | -3.3 | 1.9 | -6.6 | 3.9 | -5 | 5.6 | 0 | -3.3 | -5.6 | -10 | -16.7 | 1.3 | -2.8 | 4.1 | -4.8 | -15.6 | -18.3
-2 | -7 | 0.6 | -1.1 | 6.1 | 6.1 | -6.1 | -7.2 | -4.6 | -21.7 | 18.9 | 0 | -1 | -2 | 3.3 | 1.7 | 16.1 | 8.9 | 15 | 5.6 | 12.2 | 1.7 | 15.6 | 7.2 | 8.9 | -6.5 | -5 | -15 | 21 | 11 | 17.8 | 11.1 | 10 | 8.9 | 18.3 | 15 | 13.9 | 4.4 | 2.2 | 2.2 | 24.4 | 16.1 | 5 | -2.1 | -9.4 | -11.1 | 2.8 | -4.4 | 1.7 | -2.8 | -13.9 | -14.4 | 5 | 2.2 | 1.5 | -2.6 | 9.4 | -5.6 | 0 | -13.3 | -7 | -8 | -5 | -8.9 | 0 | -7.8 | 3.3 | -3.3 | -7.2 | -16.1 | 3.3 | -2.2 | -19.4 | -25 | -8.3 | -11.7 | -6.5 | -8 | -10.5 | -11.9 | -3.5 | -3.5 | 11.3 | -3.9 | -2.9 | -10.7 | -11.7 | -16.7 | 8.3 | -7.2 | 8.9 | 6.7 | 0 | 0 | -18.9 | -23.9 | -12.8 | -17.6 | 3.3 | -3.3 | 6.1 | -2.8 | 8.9 | -7.8 | 13.3 | -1.1 | -7.2 | -15 | 1.7 | -6.1 | -3.9 | -6.7 | 3.9 | -3.3 | 6.7 | -6.1 | 2.2 | -6.7 | -3 | -8 | 11.1 | 1.1 | 6.1 | 1.1 | -0.6 | -10.6 | -7.2 | -19.4 | -12 | -16 | 14.4 | -4.4 | 3.3 | 0.6 | -10 | -17.8 | -0.6 | -0.6 | 1.1 | -2.2 | 7.8 | -11.7 | 16 | 10.1 | 13.3 | -2.8 | 22.1 | 3.3 | 1.7 | 0.6 | 9.4 | -2.2 | 3.3 | -2.8 | 2.8 | -8.3 | 4.4 | -4.4 | 6.7 | 0 | -2.8 | -5 | -9.3 | -15.3 | 2.2 | -2.8 | 4.2 | -4.7 | -14.4 | -19.4
-4 | -8 | 2.2 | -2.8 | 5.6 | 5 | -5.6 | -6.7 | -3.9 | -23.3 | 20 | -0.6 | 0 | 0 | 3.9 | 1.7 | 16.1 | 6.1 | 15.2 | 5.7 | 12.8 | 2.2 | 15.2 | 8.7 | 10 | -8.9 | -4.4 | -15.6 | 21 | 12 | 18.3 | 10.6 | 10.6 | 8.3 | 19.2 | 14.5 | 13.9 | 3.3 | 2.2 | 2.2 | 25 | 15.6 | 3.4 | -3 | -6.7 | -9.4 | 3.3 | -4.4 | 2.4 | -2.4 | -13.3 | -14.4 | 5.2 | 2.2 | 2.4 | -1.7 | 10 | -5.6 | 0 | -13.3 | -8 | -9 | -5 | -8.9 | 0.6 | -6.7 | 3.3 | -3.3 | -6.5 | -12.1 | 2.2 | -1.1 | -18.9 | -25 | -9.4 | -12.8 | -6.3 | -7.8 | -10 | -11.4 | -3.2 | -3.2 | 12.6 | -4 | -2.2 | -11.1 | -10.6 | -16.7 | 10.6 | -7.8 | 8.7 | 6.5 | 0 | 0 | -17.8 | -23.9 | -12.2 | -17 | 3.3 | -3.9 | 5 | -2.2 | 10.6 | -7.8 | 12.2 | -2.8 | -5.6 | -16.1 | 2.2 | -6.1 | -3.9 | -6.4 | 2.8 | -3.3 | 6.7 | -3.9 | 3.9 | -7.2 | -3 | -7 | 11.8 | 0.8 | 5.9 | 1.2 | 0 | -10.6 | -6.7 | -19.4 | -12 | -16 | 15.6 | -4.4 | 2.8 | 0.6 | -7.8 | -16.1 | -0.6 | -0.6 | 1.1 | -2.8 | 8.3 | -11.7 | 16.3 | 10.4 | 14.4 | -2.8 | 23.5 | 4 | 2.8 | 1.7 | 10 | -2.8 | 5.6 | -5 | 3 | -7.2 | 4.4 | -4.4 | 7.2 | -1.1 | -2.8 | -4.4 | -8.5 | -14.4 | 3.3 | -2 | 4.4 | -5.6 | -15 | -20.6
-2 | -8 | 0.6 | -2.2 | 4.4 | 3.9 | -5.6 | -6.7 | -4.1 | -21.3 | 20.6 | -1.1 | 1 | 0 | 3.9 | 2.2 | 15 | 9.4 | 15.4 | 5.6 | 12.8 | 1.7 | 14.8 | 9.6 | 9.1 | -7.1 | -4.4 | -15 | 21 | 12 | 17.8 | 10 | 11.1 | 8.9 | 20.2 | 13.7 | 14.4 | 1.7 | 2.8 | 2.8 | 26.1 | 15 | 1.7 | -5 | -5 | -8.3 | 2.2 | -2.2 | 3.2 | -2.4 | -12.8 | -14.4 | 5.4 | 2.2 | 3.3 | -1.1 | 10 | -7.2 | -0.6 | -13.3 | -10 | -12 | -5 | -8.3 | 0 | -6.1 | 2.8 | -2.8 | -5.7 | -9.3 | 2.8 | -1.1 | -18.9 | -26.1 | -10.6 | -12.8 | -6.1 | -7.8 | -9.4 | -11.1 | -2.8 | -2.8 | 13.9 | -4.4 | -2 | -10.3 | -10.6 | -15.5 | 11.7 | -7.2 | 8.5 | 6.3 | 0.6 | 0.6 | -17.8 | -24.4 | -11.7 | -17.2 | 2.8 | -2.8 | 6.1 | -1.1 | 12.2 | -7.8 | 11.1 | -0.6 | -5.6 | -15.6 | 1.7 | -5.6 | -3.9 | -6.4 | 3.3 | -3.9 | 6.1 | -2.2 | 5 | -7.2 | -5 | -7 | 12.6 | 0.3 | 5.8 | 1.1 | 0.6 | -10.6 | -6.1 | -19.4 | -12 | -17 | 15 | -1.1 | 3.3 | 0.6 | -6.7 | -15.6 | -0.6 | -0.6 | 0.6 | -2.8 | 5 | -5.6 | 16.7 | 11.1 | 15 | -2.2 | 25 | 5 | 3.9 | 2.8 | 10 | -3.3 | 2.8 | -4.4 | 3.1 | -7.3 | 5 | -3.9 | 7.2 | -1.1 | -2.2 | -4.4 | -7.8 | -14.4 | 4.5 | -1.7 | 4.2 | -4.9 | -15 | -20.6
-7 | -11 | -0.6 | -2.8 | 3.3 | 2.8 | -5 | -6.7 | -4.2 | -21.9 | 21.1 | -1.7 | 2 | 0 | 3.9 | 1.7 | 14.4 | 8.9 | 15.6 | 5.6 | 12.8 | 1.7 | 14.4 | 10.6 | 8.1 | -6.7 | -4.4 | -15.6 | 20 | 11 | 16.7 | 9.4 | 12.2 | 8.3 | 21.1 | 12.8 | 14.4 | 0.6 | 2.8 | 2.8 | 25.6 | 15 | -0.3 | -5.4 | -5 | -8.3 | 1.7 | -2.8 | 3.9 | -2.8 | -12.8 | -14.4 | 5.6 | 2.2 | 2.9 | -1 | 8.9 | -7.2 | -1.1 | -16.1 | -12 | -13 | -5 | -8.3 | -0.6 | -6.1 | 1.7 | -1.7 | -5 | -7.2 | 2.8 | -1.1 | -18.9 | -26.7 | -11.1 | -14.4 | -5.9 | -7.4 | -9.4 | -11 | -2.6 | -2.6 | 11.3 | -2.8 | -1.9 | -10.6 | -10.6 | -15 | 11.1 | -6.1 | 8.3 | 6.1 | 0 | 0 | -17.2 | -24.4 | -12.4 | -17.2 | 0.6 | -1.1 | 3.3 | -2.2 | 11.1 | -8.9 | 10 | -0.6 | -5 | -15 | 1.7 | -6.1 | -3.9 | -6.7 | 2.8 | -2.8 | 6.1 | -1.1 | 5 | -6.7 | -5 | -8 | 13.3 | 0 | 5.6 | 1.1 | 0 | -11.1 | -6.1 | -19.4 | -13 | -19 | 14.4 | -1.1 | 2.8 | 0 | -6.7 | -15 | 0 | -0.6 | 0.6 | -3.3 | 3.9 | -6.1 | 16.1 | 11.9 | 15 | -2.2 | 23 | 5.9 | 4.4 | 3.3 | 10.6 | -3.3 | 2.2 | -3.9 | 3.3 | -8.3 | 4.4 | -3.9 | 6.7 | -1.7 | -2.8 | -4.4 | -8 | -13.5 | 5.6 | -1.7 | 4.1 | -5.2 | -15 | -21.1
-6 | -13 | -2.8 | -4.4 | 2.8 | 1.7 | -5.6 | -6.7 | -4.4 | -23.9 | 20.6 | -2.2 | 2 | 1 | 3.9 | 1.1 | 14.4 | 8.9 | 13.5 | 5.7 | 12.2 | 1.7 | 13.1 | 10.1 | 7.2 | -7.2 | -5 | -15.6 | 19 | 12 | 16.1 | 9.4 | 12.2 | 8.3 | 19.1 | 13.3 | 13.3 | 1.1 | 2.8 | 2.8 | 25 | 15 | -2.4 | -6.9 | -7.8 | -9.4 | 0.6 | -2.2 | 3.2 | -2.1 | -12.8 | -14.4 | 5.2 | 2 | 2.6 | -0.9 | 7.8 | -5.6 | -2.2 | -16.1 | -13 | -14 | -5 | -8.9 | -1.1 | -4.4 | 1.7 | -2.2 | -6.1 | -8.8 | 2.2 | 0 | -21.1 | -27.2 | -12.2 | -15.6 | -5.8 | -7.3 | -9.4 | -11.2 | -2.4 | -2.4 | 8.7 | -2.3 | -1.7 | -12.2 | -10.6 | -15 | 10 | -6.1 | 8.1 | 6.3 | 0 | 0 | -18.3 | -23.9 | -13.2 | -18.2 | 0 | 0 | -1.1 | -7.2 | 8.3 | -10 | 10 | -2.8 | -7.2 | -13.9 | 1.1 | -7.8 | -4.3 | -6.8 | 2.2 | -3.9 | 5.6 | 0.6 | 3.9 | -6.7 | -6 | -9 | 12.8 | 0.5 | 5 | 0.7 | -1.7 | -11.7 | -6.7 | -20 | -15 | -20 | 13.9 | -0.6 | 2.8 | 0 | -7.8 | -15 | 0 | -0.6 | 0.6 | -3.9 | 2.8 | -6.1 | 15.6 | 12.8 | 15 | -2.2 | 20.9 | 6.1 | 5 | 3.9 | 10 | -2.8 | 1.7 | -3.3 | 0.3 | -6.6 | 3.3 | -4.4 | 6.7 | -1.1 | -2.2 | -3.9 | -8.1 | -13.5 | 4.7 | -1.7 | 3.9 | -6.1 | -16.7 | -20
-10 | -14 | -3.9 | -5 | 1.1 | -1.1 | -5.6 | -6.7 | -6.3 | -23.2 | 18.9 | -1.7 | 3 | 1 | 3.9 | 1.7 | 16.1 | 1.1 | 11.5 | 5.6 | 10.6 | 4.4 | 11.9 | 9.7 | 4.4 | -4.8 | -11.1 | -17.2 | 18 | 13 | 13.3 | 9.4 | 11.7 | 7.2 | 17 | 13.6 | 10.6 | 2.8 | 2.8 | 2.8 | 23.9 | 16.1 | -4.4 | -8.9 | -10 | -11.1 | -0.6 | -5.6 | 2.4 | -2 | -12.8 | -14.4 | 4.8 | 1.8 | 2.2 | -1.1 | 6.1 | -3.9 | -2.8 | -16.7 | -13 | -15 | -5.6 | -9.4 | -1.1 | -3.9 | 1.7 | -2.2 | -7.2 | -10.6 | 2.8 | -0.6 | -22.2 | -27.8 | -12.2 | -17.2 | -5.6 | -7.2 | -9.4 | -11.7 | -2.2 | -2.2 | 6.1 | -2.8 | -1.3 | -10.3 | -11 | -15.4 | 7.8 | -5.6 | 8 | 6.6 | 0.6 | 0.6 | -20 | -24.4 | -13.9 | -19.4 | -0.6 | -0.6 | -5.6 | -8.3 | 5 | -10 | 10 | -2.8 | -9.4 | -13.9 | 0 | -8.3 | -4.6 | -7 | 1.7 | -1.7 | 5.6 | 1.1 | 1.7 | -6.7 | -6 | -8 | 12.2 | 1.2 | 4.5 | 0.4 | -2.2 | -11.7 | -8.9 | -20.6 | -16 | -22 | 11.1 | 0.6 | 2.8 | 0 | -7.8 | -15 | 0 | -0.6 | 0 | -3.9 | 0 | -6.1 | 15 | 13.3 | 10.6 | -2.2 | 18.9 | 6.1 | 5 | 3.9 | 9.4 | -2.2 | 1.7 | -4.4 | -2.6 | -7.1 | 2.2 | -4.4 | 6.7 | -1.1 | -2.2 | -3.9 | -8.3 | -13.9 | 3.7 | -2 | 3.5 | -5.5 | -18.3 | -22.2
-10 | -15 | -5.6 | -6.1 | 0.6 | -3.3 | -5.6 | -6.7 | -8.1 | -24.3 | 16.7 | 0.6 | 3 | 1 | 3.3 | 1.7 | 15.6 | -6.7 | 9.4 | 5 | 10.6 | 3.9 | 10.6 | 8.9 | 1.7 | -3.9 | -12.2 | -17.8 | 17 | 13 | 11.7 | 9.4 | 11.1 | 6.7 | 15 | 13.3 | 8.9 | 3.3 | 2.8 | 2.8 | 21.7 | 17.2 | -5 | -9.1 | -11.1 | -12.2 | -3.3 | -6.1 | 1.7 | -2.2 | -12.8 | -14.4 | 4.4 | 1.7 | 1.5 | -1.1 | 0 | -4.4 | -3.3 | -16.1 | -12 | -14 | -5.6 | -10 | -1.1 | -3.9 | 1.1 | -1.7 | -8.3 | -13.3 | 2.8 | -0.6 | -22.2 | -27.8 | -13.3 | -20 | -5.4 | -6.7 | -9.4 | -11 | -2 | -2 | 5.9 | -2.4 | -1 | -9.6 | -11.3 | -16.2 | 6.7 | -5.6 | 7.8 | 6.7 | 1.1 | 1.1 | -22.2 | -26.1 | -14.3 | -19.1 | -0.6 | -0.6 | -8.3 | -11.7 | 2.8 | -10.6 | 7.8 | -1.7 | -11.1 | -14.4 | -0.6 | -9.4 | -5 | -7.8 | 1.7 | -1.7 | 4.4 | 2.8 | -0.6 | -6.7 | -6 | -9 | 11.7 | 1.7 | 3.9 | 0 | -4.4 | -11.7 | -8.9 | -20.6 | -17 | -23 | 9.4 | 0 | 2.8 | 0 | -7.2 | -14.4 | 0 | -0.6 | 0.6 | -3.9 | -3.3 | -7.8 | 14.6 | 13.3 | 8.9 | -1.7 | 18 | 7.2 | 4.4 | 3.9 | 7.2 | -1.7 | -1.1 | -4.4 | -5.6 | -8.3 | 2.2 | -4.4 | 5.6 | 0.6 | -2.8 | -3.9 | -9.4 | -13.1 | 2.8 | -2.8 | 3.2 | -5.3 | -19.4 | -23.3
-11 | -15 | -4.4 | -5 | -0.6 | -4.4 | -5.6 | -6.7 | -10 | -27.2 | 13.9 | 2.2 | 3 | 1 | 3.9 | 1.7 | 15.6 | -7.2 | 8.9 | 5.1 | 8.3 | 3.3 | 9.7 | 7.2 | -1.1 | -4.4 | -12.2 | -19.4 | 16 | 13 | 10 | 8.9 | 11.1 | 5.6 | 13.9 | 12.8 | 8.3 | 3.3 | 2.8 | 2.8 | 21.7 | 16.7 | -5.5 | -9.8 | -11.1 | -12.2 | -5 | -12.2 | 1.3 | -1.7 | -12.8 | -14.4 | 4.2 | 1.6 | 0.7 | -1.2 | 0 | -3.9 | -3.9 | -15.6 | -12 | -14 | -6.1 | -10 | -1.1 | -5 | 0 | -1.7 | -8.1 | -12 | 2.8 | -1.7 | -22.8 | -28.3 | -15 | -21.7 | -5.2 | -6.3 | -9.4 | -10.7 | -1.9 | -1.9 | 5.8 | -2.5 | -0.6 | -10 | -11.7 | -17.8 | 5.6 | -4.4 | 7.8 | 6.8 | 1.1 | 1.1 | -22.8 | -26.1 | -14.6 | -19.2 | -0.6 | -0.6 | -8.9 | -12.2 | 3.3 | -10.6 | 7.2 | -0.6 | -12.8 | -14.4 | -1.1 | -10 | -5 | -7.6 | 1.1 | -1.7 | 4.4 | 3.3 | -1.1 | -6.7 | -6 | -9 | 11.7 | 1.6 | 3.3 | -0.5 | -5 | -12.2 | -11.1 | -20.6 | -17 | -24 | 8.3 | 1.1 | 2.8 | 0.6 | -7.2 | -13.9 | 0 | -0.6 | -0.6 | -4.4 | -4.4 | -9.4 | 14.3 | 13.5 | 6.1 | -1.1 | 17 | 7.7 | 4.4 | 3.9 | 7.2 | -1.7 | -0.6 | -5.6 | -4.8 | -7.5 | 3.9 | -5 | 5 | 1.7 | -2.8 | -3.9 | -10.6 | -13.2 | 1.7 | -2.3 | 2.8 | -6.1 | -20.6 | -25
-12 | -15 | -4.4 | -5.6 | -1.1 | -4.4 | -5.6 | -6.7 | -10.7 | -25.3 | 12.8 | 1.7 | 5 | 3 | 3.9 | 1.7 | 14.4 | -6.7 | 8.3 | 5.1 | 7.2 | 3.3 | 8.7 | 4.9 | -1.3 | -4.7 | -9.4 | -18.3 | 17 | 12 | 9.4 | 9.4 | 10 | 5.6 | 12.8 | 12.4 | 8.9 | 3.9 | 3.3 | 3.3 | 22.2 | 16.1 | -6.1 | -11.1 | -11.1 | -12.8 | -6.1 | -13.9 | 1 | -1.5 | -12.8 | -14.4 | 4.1 | 1.8 | 0 | -1.7 | -1.1 | -3.9 | -3.9 | -15 | -12 | -13 | -6.7 | -10 | -0.6 | -5 | -0.6 | -3.9 | -8 | -11.4 | 1.7 | -2.8 | -23.9 | -28.9 | -16.7 | -22.8 | -5 | -6.1 | -9.4 | -10.6 | -1.7 | -1.7 | 5.6 | -2.8 | -0.4 | -8.5 | -12.2 | -17.2 | 4.4 | -4.4 | 7.8 | 6.8 | 1.1 | 1.1 | -25.6 | -27.8 | -15 | -20 | -0.6 | -1.1 | -10.6 | -12.8 | 1.7 | -10.6 | 7.8 | -1.1 | -13.9 | -15.6 | -1.7 | -10.6 | -5 | -7.7 | 0 | -1.1 | 5 | 3.3 | -1.7 | -6.7 | -6 | -9 | 11.7 | 1.6 | 2.8 | -0.9 | -5 | -11.7 | -11.1 | -20.6 | -18 | -25 | 8.3 | 1.7 | 2.8 | 0 | -8.9 | -13.3 | 0 | -0.6 | -1.7 | -4.4 | -5 | -9.4 | 13.9 | 13.3 | 6.7 | -1.1 | 16.1 | 8.3 | 4.4 | 3.3 | 6.7 | -1.1 | 0 | -7.8 | -4.1 | -7.1 | 3.3 | -4.4 | 3.3 | 2.8 | -2.8 | -3.9 | -11.7 | -13.3 | 0.5 | -2.4 | 2.6 | -5.1 | -20.6 | -25
-11 | -15 | -4.4 | -5 | -1.7 | -5.6 | -5.6 | -7.2 | -11.5 | -25.3 | 12.2 | 1.7 | 7 | 4 | 3.9 | 1.7 | 13.9 | -3.9 | 7.8 | 5 | 7.2 | 2.8 | 7.8 | 2.8 | -1.5 | -5.4 | -10.6 | -17.8 | 16 | 13 | 8.9 | 8.3 | 9.4 | 5.6 | 11.7 | 11.7 | 8.3 | 4.4 | 2.2 | 1.1 | 22.2 | 16.1 | -6.5 | -10.7 | -12.2 | -13.3 | -6.7 | -14.4 | 0.6 | -1.7 | -12.8 | -13.3 | 3.9 | 1.7 | -0.6 | -1.7 | 0 | -3.3 | -4.4 | -15 | -12 | -13 | -6.7 | -10.1 | 0 | -2.8 | -3.3 | -6.7 | -7.8 | -11.1 | -1.1 | -3.9 | -25 | -28.9 | -17.2 | -23.9 | -4.8 | -5.9 | -8.9 | -9.8 | -1.9 | -1.9 | 4.8 | -2.2 | -0.2 | -8.1 | -12.8 | -17.6 | 4.4 | -4.4 | 7.8 | 6.7 | 1.1 | 1.1 | -23.9 | -27.2 | -15 | -19.3 | -1.1 | -1.7 | -9.4 | -12.8 | 1.1 | -10.6 | 7.8 | -0.6 | -13.9 | -15.6 | -1.7 | -10.6 | -5 | -8.3 | 0 | -1.7 | 4.4 | 3.3 | -2.8 | -7.2 | -7 | -10 | 11.7 | 1.7 | 2.2 | -1.7 | -3.9 | -11.1 | -11.1 | -20.6 | -18 | -25 | 8.3 | 1.7 | 3.3 | 0.6 | -11.1 | -14.4 | -0.6 | -1.1 | -2.2 | -5 | -6.1 | -10 | 13.9 | 13.5 | 1.7 | -1.7 | 15.4 | 8.4 | 3.9 | 2.2 | 2.8 | -1.7 | -2.2 | -10 | -3.3 | -7.2 | 3.9 | -4.4 | 3.3 | 2.8 | -2.8 | -3.9 | -12.2 | -13.9 | -0.6 | -2.8 | 2.4 | -5.1 | -19.4 | -23.9
-11 | -15 | -3.9 | -4.4 | -1.7 | -5.6 | -5.6 | -7.2 | -12.2 | -26.7 | 10.6 | 2.2 | 7 | 4 | 3.9 | 2.2 | 12.8 | -3.3 | 7.1 | 4.9 | 8.9 | 2.8 | 7.1 | 2.5 | -1.7 | -6.7 | -11.7 | -19.4 | 14 | 12 | 9.4 | 8.9 | 10 | 1.7 | 11.9 | 11.9 | 10 | 6.1 | 1.1 | 0 | 21.7 | 16.7 | -6.8 | -10.9 | -12.2 | -13.3 | -7.2 | -14.4 | 0.6 | -1.4 | -11.7 | -12.2 | 4.1 | 1.8 | -1.1 | -1.8 | -2.8 | -5 | -3.9 | -13.9 | -12 | -13 | -6.7 | -10.1 | 0.6 | -3.3 | -4.4 | -7.8 | -7.4 | -10.8 | -3.9 | -4.4 | -26.1 | -28.9 | -17.8 | -24.4 | -4.6 | -6 | -8.3 | -9.2 | -2 | -2 | 4.1 | -2 | 0 | -8.9 | -13.3 | -18.3 | 4.4 | -4.4 | 7.8 | 6.8 | 1.7 | 1.7 | -22.8 | -25.6 | -15 | -19.1 | -2.2 | -5 | -10.6 | -13.3 | 0.6 | -10.6 | 6.1 | 0 | -15 | -16.7 | -2.2 | -10.6 | -5.2 | -8.2 | -0.6 | -1.1 | 3.9 | 2.2 | -3.3 | -7.2 | -10 | -12 | 10.9 | 3 | 2.4 | -1.4 | -5 | -11.7 | -11.1 | -20.6 | -18 | -26 | 8.3 | 0.6 | 3.3 | 0.6 | -11.7 | -15 | -0.6 | -0.6 | -2.2 | -4.4 | -7.2 | -10 | 13.9 | 13.5 | 1.1 | -1.7 | 14.6 | 8.4 | 3.3 | 1.7 | 0.6 | -1.7 | -3.3 | -9.4 | -3.9 | -6.9 | 4.4 | -3.9 | 3.9 | 2.8 | -2.8 | -3.9 | -12.8 | -14.7 | -1.3 | -3 | 2.2 | -5.6 | -21.1 | -25
-11 | -15 | -2.8 | -5 | -2.2 | -5 | -5.6 | -6.7 | -12.9 | -23.4 | 9.4 | 2.2 | 7 | 5 | 3.9 | 2.2 | 13.3 | -6.1 | 6.3 | 4.8 | 5.6 | 1.7 | 5.8 | 1.8 | -1.9 | -6.6 | -12.2 | -19.4 | 14 | 13 | 8.3 | 7.8 | 8.9 | -2.8 | 12 | 12 | 8.9 | 5.6 | 0 | -1.1 | 21.7 | 16.7 | -7.2 | -11.7 | -12.8 | -13.9 | -9.4 | -16.1 | 0.6 | -1.4 | -11.7 | -12.2 | 4.2 | 1.6 | -1.7 | -2.2 | -1.1 | -3.3 | -4.4 | -13.3 | -12 | -13 | -6.7 | -10.2 | 0.6 | -6.1 | -5 | -8.9 | -7.1 | -11 | -5.6 | -6.7 | -26.1 | -28.3 | -18.9 | -25 | -4.4 | -6.1 | -7.8 | -8.9 | -2.2 | -2.2 | 3.3 | -2.2 | 0.2 | -7.8 | -13.3 | -17.8 | 3.9 | -3.9 | 7.8 | 6.8 | 1.7 | 1.7 | -21.1 | -25 | -15 | -19.4 | -3.9 | -5.6 | -9.4 | -14.4 | 0.6 | -11.1 | 6.1 | 0 | -15.6 | -17.2 | -2.8 | -10.6 | -5.4 | -8.7 | -1.7 | -2.8 | 4.4 | 1.7 | -3.3 | -7.2 | -9 | -11 | 10.2 | 4.1 | 2.6 | -1.4 | -6.1 | -11.7 | -12.8 | -20.6 | -19 | -26 | 8.3 | 0 | 3.3 | 0.6 | -12.8 | -15.6 | -0.6 | -0.6 | -2.2 | -4.4 | -6.7 | -10 | 13.9 | 13.3 | 0.6 | -2.2 | 13.9 | 8.3 | 2.8 | 1.1 | -0.6 | -1.7 | -4.4 | -11.1 | -4.4 | -7.1 | 3.3 | -3.9 | 3.9 | 3.3 | -2.8 | -3.9 | -13.3 | -15.6 | -2.1 | -3.3 | 2 | -5.4 | -22.8 | -26.7
-10 | -15 | 1.7 | -4.4 | -2.2 | -6.1 | -5 | -6.7 | -13.7 | -22.4 | 8.9 | 0.6 | 7 | 5 | 3.9 | 2.2 | 12.2 | -6.1 | 5.6 | 4.4 | 5 | 2.2 | 4.5 | 1.2 | -2 | -6.9 | -13.3 | -20.6 | 15 | 13 | 8.3 | 7.8 | 7.8 | -5 | 12.2 | 12.2 | 8.9 | 6.1 | -1.1 | -5 | 21.7 | 16.1 | -7.9 | -11.6 | -14.4 | -16.1 | -9.4 | -15.6 | 0.6 | -1.7 | -11.1 | -12.2 | 4.4 | 1.7 | -1.9 | -2.6 | -2.2 | -4.4 | -4.4 | -13.3 | -12 | -13 | -6.7 | -10.2 | 0 | -3.9 | -5.6 | -8.9 | -6.7 | -11.7 | -7.2 | -8.3 | -26.1 | -28.9 | -20.6 | -25.6 | -4.2 | -5.6 | -7.8 | -8.7 | -2.2 | -2.2 | 4.2 | -1.9 | 0.4 | -7.6 | -13.3 | -17.8 | 3.3 | -3.9 | 7.8 | 6.7 | 1.1 | 1.1 | -21.1 | -24.4 | -14.6 | -18.9 | -3.9 | -6.7 | -8.9 | -13.9 | -1.1 | -10.6 | 5 | 0 | -16.1 | -17.8 | -2.8 | -10.6 | -5.6 | -9.4 | -3.9 | -6.7 | 0.6 | -2.2 | -3.3 | -7.2 | -8 | -11 | 9.4 | 5 | 2.8 | -1.7 | -4.4 | -11.1 | -11.7 | -20 | -20 | -27 | 7.8 | 0 | 3.3 | 1.1 | -11.7 | -17.2 | 0 | -0.6 | -3.3 | -5.6 | -7.2 | -10.6 | 13.7 | 13.4 | 0 | -3.3 | 13 | 8.1 | 2.2 | 1.1 | 0 | -1.7 | -5 | -10.6 | -5 | -7.8 | 3.3 | -3.9 | 3.9 | 3.3 | -2.8 | -3.9 | -15 | -17.7 | -2.8 | -3.9 | 1.9 | -6.1 | -21.7 | -25.6
-14 | -16 | 1.1 | -3.9 | -2.2 | -6.1 | -5 | -6.7 | -14.4 | -22.2 | 8.3 | -0.6 | 7 | 5 | 3.9 | 2.2 | 9.4 | -3.9 | 5.4 | 4.2 | 5.6 | 2.8 | 3.7 | 0.9 | -2.2 | -8.3 | -15 | -21.1 | 13 | 12 | 8.3 | 6.7 | 6.7 | -3.3 | 12 | 12 | 9.4 | 7.2 | -1.7 | -5 | 21.1 | 16.1 | -8.7 | -12.2 | -14.4 | -15.6 | -9.4 | -15 | 0.4 | -1.3 | -11.1 | -12.2 | 4.6 | 1.8 | -2 | -3.1 | -2.2 | -4.4 | -4.4 | -12.8 | -12 | -13 | -6.7 | -10.3 | 0 | -2.8 | -5.6 | -7.8 | -7.6 | -11.2 | -7.8 | -9.4 | -27.2 | -29.4 | -20.6 | -26.1 | -4.1 | -5.2 | -7.8 | -8.7 | -2.2 | -2.2 | 5.2 | -1.9 | 0.6 | -8.9 | -13.3 | -18.3 | 2.8 | -3.9 | 7.8 | 6.8 | 1.1 | 1.1 | -22.8 | -26.1 | -14.3 | -18.9 | -3.9 | -7.2 | -9.4 | -11.7 | -1.1 | -11.1 | 5 | 0 | -16.7 | -18.9 | -3.3 | -10 | -5.6 | -8.9 | -4.4 | -7.8 | -1.7 | -8.3 | -2.8 | -7.8 | -8 | -11 | 10.2 | 4.8 | 2.8 | -1.4 | -6.1 | -12.2 | -10.6 | -18.3 | -20 | -27 | 6.7 | 0 | 3.3 | 3.3 | -11.1 | -15 | 0.6 | 0 | -3.9 | -5 | -7.2 | -9.4 | 13.5 | 13.4 | 0.6 | -2.8 | 12 | 7.5 | 2.2 | 0.6 | -0.6 | -1.7 | -5 | -11.1 | -5.4 | -7.7 | 2.2 | -2.8 | 3.9 | 3.3 | -2.8 | -3.9 | -16.6 | -19.9 | -2.8 | -3.8 | 1.7 | -7.8 | -21.1 | -25
-12 | -15 | 2.8 | -6.1 | -2.2 | -6.1 | -5.6 | -7.8 | -14.8 | -20.4 | 7.8 | 0 | 8 | 6 | 3.9 | 2.8 | 11.7 | -7.2 | 5.2 | 3.7 | 5 | 2.2 | 2.8 | 0.2 | -2.8 | -7.6 | -13.9 | -21.7 | 16 | 14 | 7.8 | 6.1 | 6.1 | -2.8 | 11.9 | 11.9 | 8.9 | 7.2 | -2.2 | -6.1 | 21.7 | 16.7 | -9.4 | -13.3 | -15.6 | -16.7 | -10 | -15 | 0.2 | -1.1 | -11.7 | -12.8 | 4.8 | 2 | -2.2 | -3.9 | -1.1 | -3.3 | -3.9 | -12.8 | -12 | -13 | -7.2 | -10.4 | 0.6 | -1.7 | -6.7 | -9.4 | -8.5 | -11.2 | -7.8 | -10.6 | -29.4 | -31.1 | -21.7 | -26.7 | -3.9 | -5 | -7.8 | -8.9 | -2.2 | -2.2 | 6.1 | -2.2 | 0.8 | -7.7 | -13.7 | -18.2 | 2.2 | -3.3 | 7.8 | 6.8 | 1.1 | 1.1 | -22.8 | -26.1 | -13.9 | -19.4 | -3.9 | -7.8 | -8.9 | -12.2 | -1.7 | -11.1 | 3.3 | 0 | -16.7 | -18.9 | -3.3 | -10 | -5.6 | -8.6 | -5.6 | -6.7 | -5 | -10.6 | -3.3 | -8.3 | -9 | -12 | 10.9 | 4.4 | 2.8 | -1.4 | -6.1 | -12.2 | -9.4 | -17.2 | -21 | -28 | 5.6 | -0.6 | 3.3 | 3.3 | -11.7 | -15 | 0.6 | 0 | -4.4 | -6.1 | -7.8 | -8.9 | 13.3 | 13.3 | 1.7 | -2.8 | 11.1 | 7.2 | 1.7 | -0.6 | 0 | -1.7 | -5.6 | -11.7 | -5.7 | -7.8 | 2.8 | -2.8 | 3.9 | 2.8 | -2.2 | -3.3 | -18.3 | -22.8 | -2.8 | -3.8 | 2.1 | -6 | -23.3 | -27.2
-11 | -15 | 3.3 | -6.7 | -2.8 | -8.3 | -6.1 | -8.9 | -15.2 | -19.8 | 6.7 | 1.1 | 8 | 5 | 3.9 | 2.8 | 10.6 | -5.6 | 5 | 3.3 | 6.1 | 3.9 | 2.1 | -0.6 | -3.3 | -8 | -15 | -21.7 | 16 | 14 | 6.7 | 5.6 | 5.6 | -2.2 | 11.7 | 11.7 | 7.8 | 6.7 | -2.8 | -7.2 | 20.6 | 15.6 | -10 | -13.6 | -16.1 | -17.8 | -10 | -15.6 | 0 | -1.1 | -11.7 | -12.8 | 5 | 2.2 | -2.4 | -3.8 | 0.6 | -3.3 | -5 | -12.8 | -12 | -13 | -6.1 | -10.4 | 0 | -2.2 | -7.2 | -11.7 | -9.4 | -11.7 | -8.9 | -11.7 | -30 | -32.2 | -22.2 | -27.2 | -3.7 | -4.5 | -7.8 | -8.6 | -1.8 | -1.8 | 6.3 | -2 | 0.9 | -8.1 | -14 | -18.4 | 2.2 | -2.8 | 7.8 | 6.7 | 1.7 | 1.7 | -22.2 | -25 | -13.7 | -18.3 | -3.9 | -5.6 | -7.8 | -12.8 | -2.2 | -10.6 | 5 | -0.6 | -16.7 | -18.3 | -3.3 | -10 | -5.6 | -8.9 | -5.6 | -6.7 | -7.2 | -12.8 | -3.3 | -8.3 | -11 | -13 | 11.7 | 3.9 | 2.8 | -1.7 | -5.6 | -11.7 | -8.9 | -16.7 | -21 | -27 | 7.2 | -0.6 | 3.3 | 3.3 | -10.6 | -13.9 | 1.1 | 0 | -5 | -6.7 | -7.8 | -9.4 | 13.1 | 13 | 1.7 | -3.3 | 9.1 | 4.1 | 1.7 | -0.6 | -0.6 | -1.7 | -5 | -11.7 | -6.1 | -8.3 | 2.2 | -2.2 | 3.3 | 2.8 | -1.7 | -2.8 | -19.1 | -23.1 | -2.8 | -3.9 | 2.4 | -5.1 | -22.8 | -22.8
-11 | -13 | 0.6 | -6.1 | -3.9 | -10.6 | -7.2 | -9.4 | -15.6 | -19.4 | 6.1 | 1.1 | 8 | 5 | 3.9 | 2.2 | 10 | -4.4 | 4.6 | 3.1 | 5.6 | 2.8 | 1.9 | -0.6 | -3.9 | -8.9 | -15 | -21.7 | 14 | 13 | 5.6 | 4.4 | 5 | -3.9 | 11.3 | 11.3 | 7.2 | 6.7 | -3.3 | -7.2 | 21.1 | 16.1 | -10.5 | -14.6 | -16.1 | -17.2 | -11.1 | -15.6 | 0.2 | -1 | -11.7 | -12.8 | 5.6 | 2.9 | -2.6 | -4.1 | 1.7 | -2.2 | -5 | -12.8 | -12 | -13 | -6.7 | -10.5 | 0.6 | -1.7 | -8.3 | -12.8 | -9.4 | -11.2 | -9.4 | -13.3 | -30 | -32.8 | -22.8 | -27.2 | -3.5 | -4.1 | -7.8 | -8.4 | -1.5 | -1.5 | 6.5 | -1.9 | 1.1 | -9.4 | -14.4 | -19.4 | 1.7 | -2.8 | 7.6 | 6.6 | 1.7 | 1.7 | -24.4 | -27.2 | -13.5 | -17.8 | -3.9 | -6.7 | -6.1 | -14.4 | -1.1 | -10.6 | 4.4 | -1.1 | -17.2 | -18.9 | -3.9 | -10 | -5.4 | -8.1 | -5.6 | -8.3 | -7.2 | -11.7 | -3.3 | -8.9 | -10 | -12 | 11.7 | 3.7 | 2.4 | -0.9 | -5.6 | -11.7 | -7.8 | -16.7 | -22 | -27 | 6.7 | -0.6 | 3.3 | 3.3 | -11.1 | -14.4 | 1.1 | 0.6 | -5.6 | -7.2 | -7.8 | -9.4 | 13 | 12.7 | -1.1 | -3.3 | 7 | 1.1 | 0.6 | -0.6 | -0.6 | -1.7 | -8.9 | -12.8 | -5.2 | -7.2 | 2.2 | -2.8 | 3.9 | 2.8 | -1.1 | -2.8 | -19.8 | -23.7 | -2.2 | -3.3 | 2.8 | -5 | -22.8 | -22.8
-10 | -13 | -2.2 | -4.4 | -5 | -11.1 | -7.8 | -10 | -14.8 | -19.2 | 5.6 | 1.1 | 8 | 5 | 3.9 | 2.8 | 10 | -5 | 4.3 | 3 | 3.9 | 2.8 | 0.8 | -1.2 | -3 | -8 | -16.1 | -22.2 | 13 | 13 | 5 | 3.9 | 4.4 | -3.3 | 11 | 11 | 8.3 | 7.2 | -3.9 | -7.2 | 20.6 | 16.1 | -11.1 | -16.1 | -15.6 | -17.2 | -11.1 | -16.1 | 0.4 | -1.1 | -11.7 | -11.7 | 6.1 | 3.8 | -2.8 | -4.4 | 0.6 | -3.9 | -5 | -12.8 | -12 | -14 | -6.7 | -10.6 | 1.1 | -1.7 | -8.9 | -12.8 | -9.4 | -11 | -9.4 | -13.3 | -31.1 | -33.3 | -22.2 | -26.7 | -3.3 | -3.9 | -7.8 | -8.3 | -1.1 | -1.1 | 6.7 | -2.2 | 2 | -8.2 | -14 | -18.4 | 0.6 | -2.8 | 7.4 | 6.4 | 1.7 | 1.7 | -24.4 | -30.6 | -13.3 | -17.8 | -4.4 | -6.7 | -9.4 | -13.3 | -2.2 | -11.1 | 1.7 | -1.7 | -17.2 | -19.4 | -3.9 | -10 | -5.2 | -7.8 | -6.1 | -8.3 | -7.2 | -11.7 | -3.9 | -8.9 | -9 | -11 | 11.7 | 3.7 | 2.1 | -0.3 | -5 | -11.1 | -7.8 | -16.1 | -21 | -26 | 3.9 | -1.1 | 3.3 | 2.8 | -10 | -14.4 | 1.1 | 0.6 | -5.6 | -7.2 | -7.8 | -10 | 12.8 | 12.2 | -2.8 | -4.4 | 5 | -2.2 | 0 | -1.1 | 0 | -1.1 | -10.6 | -12.8 | -4.2 | -6.1 | 2.2 | -2.8 | 3.9 | 2.8 | -1.1 | -2.2 | -20.6 | -25 | -1.7 | -3 | 3.2 | -4 | -22.8 | -22.8
-10 | -12 | -2.2 | -4.4 | -5.6 | -12.8 | -8.3 | -10.6 | -14.1 | -19.4 | 6.1 | 1.1 | 8 | 5 | 3.9 | 2.8 | 12.2 | -8.3 | 3.9 | 2.8 | 5 | 3.3 | 0.6 | -1.7 | -2 | -7.6 | -16.1 | -22.8 | 13 | 13 | 5 | 3.9 | 4.4 | -2.8 | 10.6 | 10.6 | 7.2 | 6.7 | -3.3 | -7.2 | 21.7 | 16.1 | -11.5 | -15.7 | -15 | -16.7 | -11.1 | -16.7 | 0.6 | -1.1 | -10 | -10.6 | 6.7 | 4.4 | -2.2 | -3.3 | 2.2 | -3.3 | -5.6 | -12.8 | -12 | -13 | -6.7 | -10.6 | 1.7 | -0.6 | -9.4 | -15 | -9.4 | -11.1 | -10 | -12.8 | -32.2 | -35.6 | -21.7 | -25.6 | -3.3 | -3.7 | -7.1 | -7.9 | -0.9 | -0.9 | 6.7 | 0.4 | 3 | -8 | -13.7 | -18.2 | 1.1 | -2.8 | 7.2 | 6.1 | 1.1 | 1.1 | -25.6 | -31.1 | -13.1 | -17 | -5.6 | -7.8 | -11.1 | -14.4 | -2.2 | -11.7 | 1.7 | -1.1 | -17.2 | -19.4 | -3.9 | -10 | -5 | -7.8 | -6.7 | -10.6 | -7.8 | -11.7 | -4.4 | -9.4 | -10 | -12 | 11.7 | 3.3 | 1.7 | 0 | -5 | -11.7 | -7.8 | -15.6 | -22 | -27 | 3.9 | -0.6 | 3.9 | 3.3 | -6.1 | -11.7 | 1.1 | 1.1 | -6.1 | -7.8 | -7.8 | -10 | 12.8 | 12.5 | -2.8 | -4.4 | 4.8 | -2.2 | 0 | -1.1 | 0 | -1.1 | -11.1 | -13.3 | -3.3 | -5.6 | 2.2 | -2.2 | 3.9 | 3.3 | -0.6 | -1.7 | -20.2 | -24.7 | -1.1 | -2.8 | 3.5 | -3.7 | -23.9 | -23.9
-10 | -12 | -2.8 | -4.4 | -6.1 | -12.8 | -8.3 | -11.1 | -13.3 | -20.6 | 9.4 | 1.1 | 8 | 6 | 3.9 | 2.8 | 11.7 | -7.2 | 5.6 | 3.6 | 6.7 | 3.9 | 3.7 | 0.2 | -1.1 | -8.3 | -15.6 | -22.8 | 16 | 14 | 5 | 3.9 | 3.9 | -1.7 | 11 | 10.9 | 7.8 | 7.2 | -3.3 | -7.2 | 21.1 | 16.7 | -11.8 | -15.9 | -15.6 | -17.2 | -11.1 | -16.7 | 0.2 | -1.5 | -10 | -10.6 | 7.4 | 5.6 | -1.7 | -2.6 | 2.2 | -2.8 | -5.6 | -12.8 | -12 | -14 | -7.2 | -11.1 | 1.7 | -1.1 | -10 | -16.1 | -8.5 | -10.2 | -10 | -12.2 | -31.7 | -33.9 | -21.1 | -25 | -3.3 | -3.4 | -6.3 | -7.4 | -0.8 | -0.8 | 6.7 | 2.6 | 3.9 | -9.4 | -13.3 | -18.3 | 1.1 | -2.8 | 7.6 | 6.1 | 1.1 | 1.1 | -26.7 | -31.1 | -13 | -16.7 | -5 | -7.2 | -9.4 | -12.8 | 0.6 | -10 | 0 | -1.7 | -17.2 | -18.9 | -3.3 | -8.9 | -4.6 | -7 | -6.7 | -9.4 | -7.2 | -11.1 | -5 | -9.4 | -10 | -12 | 11.9 | 3.4 | 2.2 | 0.1 | -5 | -11.1 | -7.2 | -14.4 | -21 | -25 | 4.4 | -1.1 | 3.9 | 2.8 | -5 | -11.1 | 1.7 | 1.7 | -5.6 | -6.7 | -8.9 | -10 | 12.8 | 12.7 | -2.8 | -4.4 | 4.6 | -2.6 | 0 | -1.1 | 0.6 | -1.1 | -10.6 | -13.9 | -2 | -3.9 | 2.2 | -2.2 | 3.9 | 3.3 | 0 | -1.7 | -19.8 | -25.2 | -0.5 | -2 | 3.9 | -3.9 | -23.9 | -23.9
-9 | -12 | -3.3 | -5 | -6.1 | -12.2 | -7.8 | -10.6 | -7.9 | -16.5 | 9.4 | 1.1 | 8 | 4 | 3.9 | 3.3 | 14.4 | -6.1 | 7.2 | 4.3 | 7.8 | 5.6 | 6.9 | 2 | 0.7 | -6.9 | -12.8 | -21.1 | 18 | 17 | 9.4 | 5.6 | 6.1 | 0.6 | 11.3 | 10.9 | 12.2 | 9.4 | -3.9 | -6.1 | 23.9 | 16.7 | -12.2 | -16.7 | -15.6 | -16.7 | -10 | -16.1 | -0.2 | -2 | -8.3 | -9.4 | 8.2 | 6.8 | -1.1 | -1.7 | 8.3 | 2.8 | -4.4 | -13.9 | -12 | -13 | -7.2 | -11.1 | 1.7 | -1.1 | -11.1 | -16.7 | -7.6 | -9.7 | -10 | -12.8 | -30.6 | -32.8 | -20.6 | -24.4 | -3.3 | -3.3 | -5.6 | -7.2 | -0.6 | -0.6 | 6.7 | 4.4 | 4.1 | -7.4 | -11.6 | -16.6 | 3.3 | -2.2 | 7.9 | 5.7 | 1.7 | 1.7 | -26.1 | -31.1 | -12.8 | -16.7 | -4.4 | -7.8 | -2.8 | -11.7 | 5.6 | -8.3 | 2.8 | -0.6 | -13.3 | -17.2 | -2.8 | -7.8 | -4.3 | -6.8 | -7.2 | -10.6 | -7.2 | -10 | -3.3 | -9.4 | -10 | -12 | 12 | 3.5 | 2.8 | 0 | -3.9 | -10.6 | -5.6 | -14.4 | -20 | -25 | 7.2 | -2.2 | 4.4 | 3.3 | -3.3 | -8.9 | 2.2 | 2.2 | -3.9 | -5.6 | -6.1 | -8.9 | 12.8 | 12.8 | 2.8 | -2.8 | 4.4 | -3.3 | 0 | -1.7 | 2.8 | 1.7 | -8.3 | -12.8 | -0.7 | -2.6 | -4.4 | -5 | 4.4 | 3.3 | 0 | -1.7 | -19.4 | -26.1 | 0 | -1.8 | 4.8 | -3.3 | -22.2 | -25
-9 | -12 | -2.2 | -5 | -5.6 | -11.1 | -6.1 | -10 | -2.6 | -14.2 | 11.7 | 0.6 | 7 | 4 | 5 | 3.3 | 17.2 | -4.4 | 8.9 | 5 | 8.9 | 6.1 | 10 | 3.3 | 2.6 | -6.2 | -10 | -20.6 | 20 | 17 | 11.7 | 4.4 | 10 | 3.3 | 11.7 | 11.1 | 13.9 | 6.7 | -6.1 | -7.8 | 25 | 16.1 | -10.7 | -15.6 | -11.7 | -12.8 | -8.3 | -15.6 | -0.6 | -2.8 | -6.7 | -8.9 | 8.9 | 7.8 | 1.1 | -0.6 | 10 | 2.2 | -3.3 | -15 | -11 | -12 | -6.7 | -10.6 | 1.7 | -1.1 | -11.1 | -17.2 | -6.7 | -9.4 | -10.6 | -14.4 | -27.8 | -30 | -19.4 | -23.9 | -2.6 | -2.7 | -4.8 | -6.4 | 0.3 | 0.3 | 6.5 | 5.2 | 4.2 | -6.4 | -10 | -15.8 | 6.1 | -2.2 | 8.3 | 5.6 | 1.7 | 1.7 | -27.2 | -31.1 | -12.4 | -16.1 | -2.8 | -7.8 | -0.6 | -10.6 | 6.7 | -7.2 | 3.9 | 0 | -8.9 | -14.4 | -1.7 | -6.7 | -3.9 | -6.7 | -7.2 | -10.6 | -6.7 | -9.4 | 0 | -9.4 | -6 | -10 | 12.2 | 3.3 | 3.3 | 0 | -2.2 | -10 | -5 | -13.9 | -18 | -23 | 8.9 | -5.6 | 5 | 3.3 | -1.1 | -6.7 | 3.3 | 3.3 | -1.1 | -5 | -2.8 | -6.7 | 14.1 | 13.8 | 4.4 | -2.8 | 5.3 | -2.7 | 0 | -1.7 | 6.1 | 2.2 | -5 | -11.7 | 0.6 | -1.7 | -6.7 | -7.8 | 5 | 3.9 | 0.6 | -1.1 | -18.1 | -25 | 0.6 | -1.7 | 5.8 | -3.4 | -21.7 | -26.7
-8 | -11 | -2.8 | -5 | -5 | -10 | -5.6 | -10 | 2.8 | -14.4 | 14.4 | 0 | 7 | 3 | 5 | 3.3 | 18.9 | -5 | 10.7 | 5.9 | 9.4 | 6.7 | 12.2 | 3.4 | 4.4 | -6.7 | -7.2 | -18.9 | 20 | 17 | 15 | -2.2 | 12.8 | 5.6 | 13.7 | 12.1 | 16.7 | 2.8 | -5.6 | -8.9 | 26.7 | 15 | -9.3 | -15.3 | -9.4 | -12.2 | -7.2 | -14.4 | -1.3 | -3.2 | -1.1 | -4.4 | 9.6 | 8.6 | 3.4 | 0.4 | 12.2 | 2.8 | -2.8 | -16.7 | -10 | -11 | -6.7 | -11.1 | 2.2 | -1.1 | -10.6 | -16.7 | -5.4 | -8.3 | -10.6 | -15.6 | -25 | -27.2 | -18.3 | -23.9 | -1.8 | -2.2 | -4.1 | -5.9 | 1.3 | 1.3 | 6.3 | 5.6 | 4.4 | -6.7 | -8.3 | -15.6 | 8.3 | -3.3 | 9.1 | 6 | 2.2 | 2.2 | -23.3 | -26.1 | -12.1 | -16 | -1.1 | -7.8 | -1.7 | -10.6 | 8.3 | -7.8 | 5 | 0 | -7.2 | -13.3 | -0.6 | -5.6 | -3.3 | -5.9 | -7.2 | -11.1 | -5.6 | -9.4 | 2.2 | -9.4 | -5 | -8 | 13.1 | 4 | 4.1 | -0.1 | -1.1 | -10 | -4.4 | -13.9 | -17 | -22 | 10 | -7.8 | 5 | 3.9 | 1.7 | -3.9 | 6.7 | 6.7 | 0 | -5 | -0.6 | -7.8 | 15.4 | 14.6 | 8.9 | -1.7 | 6.3 | -2.3 | -0.6 | -1.7 | 8.3 | 2.2 | -3.3 | -10 | 2.3 | -1.2 | -7.8 | -10 | 5.6 | 4.4 | 0 | -1.1 | -16.9 | -24.9 | 3.2 | 1.1 | 6.7 | -3.9 | -17.8 | -22.8
-7 | -10 | -2.8 | -5 | -5 | -8.9 | -5 | -10 | 3.9 | -13.3 | 17.2 | -2.8 | 6 | 3 | 5 | 3.9 | 20.6 | -5 | 12.6 | 6.7 | 10 | 6.7 | 14.5 | 3 | 5.2 | -5.6 | -7.2 | -19.4 | 21 | 18 | 16.7 | -6.7 | 15 | 7.2 | 15.8 | 13.1 | 17.2 | 1.1 | -5.6 | -11.1 | 27.8 | 15 | -7.8 | -16.1 | -8.3 | -10 | -6.1 | -13.9 | -2.1 | -4 | 2.8 | -2.8 | 10.4 | 9.3 | 5.6 | 1.1 | 13.3 | 2.8 | -2.2 | -16.1 | -11 | -12 | -5.6 | -10.6 | 2.8 | -0.6 | -9.4 | -16.7 | -4.1 | -7.4 | -10.6 | -15 | -22.8 | -25.6 | -17.2 | -22.8 | -1.1 | -1.7 | -3.3 | -5.6 | 2.2 | 2.2 | 6.1 | 6.1 | 4.6 | -5.3 | -7 | -13.3 | 11.1 | -6.7 | 9.8 | 6.4 | 2.2 | 2.2 | -18.9 | -21.7 | -11.7 | -16.1 | -1.1 | -6.7 | -0.6 | -8.3 | 11.7 | -6.7 | 6.7 | 0 | -5.6 | -12.8 | 3.3 | -2.8 | -2.8 | -5.6 | -7.2 | -11.1 | -5 | -9.4 | 4.4 | -8.9 | -3 | -7 | 14.1 | 4.4 | 4.8 | -0.5 | 0 | -9.4 | -3.9 | -13.3 | -15 | -21 | 10.6 | -7.8 | 5 | 3.3 | 2.8 | -3.3 | 7.2 | 7.2 | 1.7 | -5 | 1.7 | -7.2 | 16.7 | 15.6 | 10.6 | -2.2 | 7.2 | -2.2 | 0 | -1.7 | 9.4 | 2.2 | -1.1 | -10 | 3.9 | -1.3 | -7.8 | -10 | 6.7 | 5.6 | 0.6 | -1.1 | -15.6 | -25.6 | 5.7 | 3.9 | 7.1 | -3.3 | -18.3 | -22.8
-7 | -10 | -2.2 | -4.4 | -4.4 | -8.3 | -4.4 | -10 | 5 | -13.9 | 18.3 | -3.3 | 6 | 3 | 5.6 | 3.3 | 21.1 | -6.7 | 14.4 | 7.2 | 11.1 | 7.2 | 16.7 | 1.7 | 5.9 | -5.1 | -6.1 | -19.4 | 21 | 18 | 17.2 | -6.1 | 16.7 | 8.3 | 17.8 | 13.9 | 18.3 | 0.6 | -6.1 | -11.7 | 28.3 | 17.8 | -6.9 | -15.1 | -6.7 | -9.4 | -5 | -13.3 | -2.8 | -5 | 6.7 | -1.1 | 11.1 | 10 | 6.7 | 1.8 | 14.4 | 2.8 | -2.8 | -14.4 | -10 | -12 | -5.6 | -10.6 | 2.8 | -0.6 | -8.9 | -16.1 | -2.8 | -7.2 | -11.1 | -14.4 | -21.7 | -26.7 | -15.6 | -22.8 | -0.9 | -1.4 | -2.6 | -4.5 | 2.2 | 2.2 | 6.5 | 6.5 | 4.8 | -4.7 | -5.7 | -11.7 | 13.3 | -8.3 | 10.6 | 6.7 | 2.2 | 2.2 | -18.3 | -23.3 | -10.9 | -15.3 | 0.6 | -7.2 | 0 | -7.8 | 11.7 | -6.1 | 8.3 | 0 | -3.3 | -10 | 4.4 | -2.2 | -2.2 | -5.6 | -7.8 | -11.1 | -4.4 | -8.3 | 5.6 | -8.3 | -3 | -6 | 15 | 5 | 5.6 | -1.1 | 0 | -10 | -3.3 | -12.8 | -14 | -20 | 11.7 | -7.8 | 5.6 | 3.9 | 4.4 | -1.7 | 8.3 | 8.3 | 3.3 | -3.9 | 2.8 | -8.3 | 17.4 | 15.9 | 12.8 | -2.8 | 8.3 | -1.6 | -0.6 | -2.2 | 9.4 | 3.3 | -0.6 | -10 | 5.6 | -1.7 | -7.8 | -10.6 | 7.2 | 5.6 | 0.6 | -0.6 | -14.8 | -24.4 | 8.3 | 6.7 | 7.4 | -3.3 | -15.6 | -18.9
-7 | -10 | 0.6 | -1.7 | -5 | -10 | -3.9 | -10.6 | 6.1 | -16.7 | 20 | -2.2 | 7 | 2 | 6.1 | 3.3 | 21.7 | -5.6 | 15 | 7.6 | 11.7 | 7.8 | 15.9 | 4.6 | 6.7 | -5.6 | -4.4 | -18.3 | 20 | 18 | 18.3 | -5 | 17.2 | 10.6 | 18.9 | 13.8 | 18.9 | 0.6 | -5.6 | -9.4 | 26.7 | 17.2 | -5.9 | -15.1 | -9.4 | -12.8 | -6.1 | -13.3 | -2.6 | -5.8 | 8.3 | -1.7 | 11.3 | 10.2 | 7.8 | 2.3 | 15.6 | 1.7 | -2.8 | -14.4 | -11 | -12 | -5.6 | -10.6 | 3.3 | -0.6 | -8.9 | -16.1 | -2.2 | -5.4 | -11.1 | -13.9 | -20 | -26.1 | -13.9 | -22.2 | -0.8 | -1.3 | -1.8 | -3.7 | 2.2 | 2.2 | 6.8 | 6.8 | 5 | -5 | -4.4 | -11.1 | 15 | -9.4 | 10.4 | 6 | 2.2 | 2.2 | -17.2 | -22.8 | -10.2 | -14.8 | 1.7 | -7.2 | 0 | -6.1 | 11.1 | -7.8 | 8.9 | -5 | -2.8 | -9.4 | 5 | -0.6 | -2.2 | -5.6 | -7.8 | -11.7 | -4.4 | -10.6 | 6.7 | -7.8 | -2 | -5 | 14.8 | 5.1 | 5.6 | -1.2 | 0.6 | -9.4 | -2.2 | -12.8 | -12 | -20 | 11.7 | -7.8 | 5.6 | 3.9 | 5 | -1.1 | 10.6 | 10 | 4.4 | -3.9 | 3.9 | -7.2 | 18.2 | 16.4 | 14.4 | -2.8 | 9.5 | -1.1 | -1.7 | -3.3 | 9.4 | 3.9 | -0.6 | -8.9 | 5.4 | -0.6 | -9.4 | -12.2 | 7.8 | 6.1 | 0.6 | -0.6 | -14.1 | -24 | 10.2 | 7.8 | 7.8 | -3.9 | -15 | -19.4
-8 | -11 | 0 | -0.6 | -4.4 | -8.9 | -3.9 | -10.6 | 4.6 | -14.2 | 20 | -2.8 | 6 | 3 | 6.1 | 3.3 | 19.4 | 0 | 15.5 | 7.6 | 12.2 | 7.2 | 15.2 | 6.8 | 5.9 | -4.8 | -2.2 | -17.8 | 21 | 18 | 17.8 | -5.6 | 18.9 | 12.8 | 20 | 13.3 | 18.3 | 2.2 | -6.1 | -11.1 | 26.7 | 17.2 | -5 | -16.7 | -8.3 | -11.7 | -6.1 | -13.9 | -2.4 | -7.1 | 8.3 | -1.1 | 11.5 | 10.4 | 8.9 | 2.8 | 15.6 | -0.6 | -2.8 | -13.9 | -11 | -12 | -5.6 | -11.7 | 3.9 | -0.6 | -8.3 | -16.1 | -1.7 | -4.2 | -11.1 | -16.1 | -21.1 | -27.2 | -13.3 | -22.2 | -0.6 | -1.1 | -1.1 | -3.3 | 2.2 | 2.2 | 7.2 | 7.2 | 5.2 | -3.4 | -4 | -9.7 | 16.1 | -9.4 | 10.2 | 5.4 | 2.8 | 2.8 | -16.7 | -22.2 | -9.4 | -15 | 1.7 | -6.7 | -1.1 | -4.4 | 11.7 | -7.2 | 8.9 | -6.7 | -2.2 | -9.4 | 5.6 | 0 | -2.2 | -6.1 | -7.8 | -12.2 | -5 | -10.6 | 7.2 | -7.2 | -2 | -6 | 14.6 | 5.4 | 5.6 | -1.4 | 1.1 | -9.4 | -1.1 | -12.2 | -12 | -20 | 11.7 | -6.7 | 6.1 | 4.4 | 5.6 | -2.2 | 10.6 | 10.6 | 6.1 | -4.4 | 5 | -6.7 | 18.9 | 16.7 | 15.6 | -2.8 | 10.6 | -1.1 | -2.2 | -3.9 | 9.4 | 4.4 | 0 | -8.3 | 5.2 | 0.4 | -10 | -12.2 | 7.8 | 5.6 | 0.6 | -0.6 | -13.3 | -25 | 12 | 9.1 | 7.2 | -3.2 | -13.3 | -16.7
-8 | -11 | -1.1 | -1.1 | -4.4 | -10.6 | -3.9 | -10 | 3.2 | -13.8 | 20 | -2.8 | 5 | 3 | 5.6 | 3.3 | 17.2 | 3.9 | 16.1 | 7.8 | 11.7 | 7.2 | 14.4 | 8.3 | 5.2 | -4.8 | -3.3 | -18.3 | 21 | 18 | 18.3 | -5.6 | 19.4 | 12.2 | 21.1 | 12.8 | 17.8 | 1.7 | -6.1 | -11.1 | 25 | 16.7 | -6.1 | -14.8 | -6.7 | -11.1 | -7.2 | -14.4 | -2.2 | -9.4 | 8.3 | -1.1 | 11.7 | 10.6 | 7.8 | 3.3 | 15 | 1.1 | -2.8 | -12.2 | -11 | -13 | -6.7 | -11.7 | 5 | -3.9 | -8.3 | -16.1 | -1.1 | -3.3 | -11.7 | -15 | -21.1 | -26.7 | -14.4 | -22.2 | -0.4 | -0.9 | -0.9 | -2.8 | 2.4 | 2.4 | 7.2 | 7.2 | 5.4 | -2.6 | -3.7 | -9.2 | 16.1 | -7.8 | 10 | 4.4 | 2.8 | 2.8 | -16.7 | -22.2 | -10.2 | -15 | 2.2 | -6.7 | -1.7 | -8.3 | 11.7 | -7.8 | 6.7 | -7.2 | -2.2 | -8.3 | 6.1 | 1.1 | -2.2 | -7.2 | -7.8 | -12.2 | -5 | -11.7 | 7.8 | -5 | -2 | -6 | 14.4 | 5.6 | 5.6 | -2.2 | 1.1 | -9.4 | -0.6 | -12.2 | -12 | -20 | 10.6 | -7.2 | 5.6 | 4.4 | 3.9 | -2.2 | 11.7 | 11.1 | 6.1 | -4.4 | 4.4 | -6.1 | 18.7 | 16.5 | 17.2 | -2.8 | 9.1 | -0.9 | -2.2 | -3.9 | 9.4 | 5.6 | 0 | -7.8 | 5 | 1.1 | -11.1 | -13.3 | 7.8 | 5 | 0.6 | -1.1 | -14.8 | -23.9 | 13.9 | 10 | 6.7 | -3.4 | -12.8 | -17.2
-8 | -10 | -1.1 | -1.7 | -5.6 | -10.6 | -3.9 | -10 | 1.7 | -15.6 | 18.9 | 1.1 | 4 | 3 | 5.6 | 3.3 | 15.6 | 5.6 | 14.3 | 7.8 | 11.1 | 8.3 | 12.6 | 8.1 | 4.4 | -5.6 | -4.4 | -17.8 | 19 | 18 | 17.2 | -5 | 19.4 | 12.2 | 18.5 | 13.2 | 16.1 | 2.8 | -6.7 | -11.1 | 24.4 | 16.7 | -7.2 | -14.3 | -7.2 | -10.6 | -8.3 | -14.4 | -3.3 | -9.8 | 6.1 | -0.6 | 11.7 | 10.6 | 6.7 | 3.3 | 11.7 | 1.1 | -2.2 | -11.7 | -11 | -13 | -7.2 | -11.7 | 3.3 | -7.8 | -8.9 | -16.7 | -1.7 | -4.1 | -12.2 | -15 | -22.2 | -27.2 | -15.6 | -21.1 | -0.2 | -0.7 | -0.8 | -2.7 | 2.6 | 2.6 | 7.2 | 7.2 | 5.6 | -2.2 | -3.3 | -9.4 | 15.6 | -6.1 | 9.8 | 5.6 | 2.2 | 2.2 | -16.1 | -21.1 | -10.9 | -15.5 | 2.2 | -8.3 | -3.9 | -10 | 8.9 | -7.2 | 6.1 | -7.8 | -3.9 | -8.9 | 6.1 | 2.2 | -2.6 | -6.5 | -8.3 | -12.2 | -5.6 | -12.2 | 6.7 | -1.7 | -3 | -6 | 14 | 5.4 | 5 | -1.3 | 0 | -9.4 | -1.1 | -12.2 | -13 | -20 | 10 | -7.2 | 5.6 | 3.3 | 2.8 | -2.8 | 13.9 | 12.8 | 3.3 | -5 | 3.9 | -6.1 | 18.5 | 16.3 | 15.6 | -2.8 | 7.6 | -1 | -2.2 | -5 | 8.9 | 6.7 | 0 | -10 | 5.2 | 1.5 | -11.7 | -14.4 | 7.8 | 3.9 | 0 | -1.1 | -16.3 | -23.9 | 14.1 | 10 | 6.1 | -3.9 | -15.6 | -18.9
-7 | -10 | -0.6 | -3.3 | -5.6 | -9.4 | -3.9 | -10 | -0.3 | -13.8 | 16.7 | 1.1 | 4 | 3 | 5.6 | 3.3 | 13.3 | 7.8 | 12.4 | 7.7 | 10.6 | 8.3 | 10.7 | 7.8 | 3.1 | -5.4 | -11.1 | -20.6 | 18 | 18 | 13.3 | -2.8 | 19.4 | 13.3 | 15.9 | 13.2 | 14.4 | 3.3 | -7.2 | -12.2 | 22.2 | 16.7 | -8.3 | -15 | -10 | -12.8 | -8.3 | -13.3 | -4.5 | -11.3 | 0 | -2.8 | 11.7 | 10.6 | 5.6 | 3.3 | 8.9 | 2.2 | -2.2 | -10.6 | -12 | -15 | -7.2 | -11.1 | 2.2 | -6.7 | -10 | -17.8 | -2.2 | -5.1 | -11.7 | -16.7 | -26.7 | -28.9 | -15.6 | -22.2 | 0 | -0.6 | -0.6 | -2.8 | 2.8 | 2.8 | 7.2 | 7.2 | 5.2 | -1.9 | -3.7 | -8.9 | 12.2 | -5.6 | 9.6 | 6.3 | 2.2 | 2.2 | -16.1 | -20.6 | -11.7 | -16.7 | 0.6 | -8.9 | -5 | -7.8 | 8.3 | -7.8 | 3.3 | -3.9 | -4.4 | -8.3 | 6.1 | 2.8 | -2.9 | -6.3 | -8.3 | -13.3 | -6.1 | -12.8 | 5.6 | 0 | -3 | -7 | 13.7 | 5.1 | 4.5 | -0.8 | -0.6 | -9.4 | -3.3 | -12.8 | -15 | -21 | 8.9 | -6.1 | 5.6 | 3.3 | 2.2 | -2.8 | 13.9 | 12.8 | 2.8 | -5 | 1.7 | -5.6 | 18.3 | 16.1 | 10 | -1.1 | 6.1 | -1.7 | -2.8 | -5.6 | 8.3 | 7.8 | -0.6 | -10 | 5.4 | 1.9 | -11.7 | -15 | 7.8 | 4.4 | 0.6 | -0.6 | -17.8 | -25 | 14.2 | 9.7 | 5.9 | -3.5 | -16.7 | -21.1
-10 | -12 | -0.6 | -3.3 | -5.6 | -10 | -3.9 | -10 | -2.4 | -14.7 | 15 | 1.1 | 7 | 4 | 5.6 | 3.3 | 12.8 | 7.2 | 10.6 | 7.2 | 10.6 | 7.8 | 8.9 | 7.2 | 1.9 | -5.9 | -12.8 | -20.6 | 18 | 18 | 10 | 0 | 19.4 | 13.9 | 13.3 | 12.8 | 11.7 | 4.4 | -7.8 | -12.2 | 22.2 | 16.7 | -8.5 | -13.7 | -10.6 | -11.7 | -8.9 | -13.3 | -5.6 | -13.3 | 0 | -3.3 | 11.7 | 10.6 | 4.7 | 3 | 7.8 | 2.8 | -2.8 | -10 | -13 | -16 | -7.2 | -11.1 | -0.6 | -9.4 | -10 | -18.3 | -2.8 | -6.7 | -10.6 | -16.7 | -26.7 | -29.4 | -17.8 | -21.7 | 0 | -0.6 | -0.6 | -2.5 | 2.6 | 2.6 | 7.4 | 7.4 | 4.8 | -1.8 | -4 | -9 | 7.2 | -4.4 | 9.4 | 7.2 | 2.2 | 2.2 | -16.1 | -20 | -12.4 | -16.6 | -1.1 | -8.3 | -8.3 | -11.1 | 7.2 | -7.8 | 3.9 | -2.8 | -6.7 | -9.4 | 6.7 | 3.3 | -3.3 | -6.7 | -8.9 | -12.2 | -6.1 | -12.8 | 5.6 | 0.6 | -3 | -6 | 13.3 | 5 | 3.9 | -0.6 | -1.1 | -9.4 | -4.4 | -12.2 | -13 | -20 | 7.2 | -5.6 | 5.6 | 3.3 | 2.2 | -2.8 | 13.9 | 12.8 | 1.7 | -5 | 0.6 | -5.6 | 17.4 | 15.8 | 8.9 | -1.1 | 5.5 | -1.9 | -2.8 | -5.6 | 8.3 | 7.8 | -1.1 | -8.9 | 5.6 | 2.2 | -12.2 | -16.1 | 8.3 | 4.4 | 0.6 | -0.6 | -18.3 | -24.8 | 14.4 | 9.4 | 5.8 | -3.6 | -17.8 | -21.7
-12 | -14 | -0.6 | -3.3 | -5 | -10.6 | -3.9 | -9.4 | -4.4 | -16.7 | 13.3 | 1.7 | 7 | 4 | 5 | 3.3 | 12.2 | 8.3 | 9.7 | 7 | 10.6 | 7.8 | 7.4 | 5.9 | 0.6 | -7.2 | -11.7 | -21.1 | 17 | 17 | 10 | -2.8 | 19.4 | 13.9 | 13.3 | 12.9 | 10 | 5 | -7.8 | -12.2 | 21.7 | 16.1 | -8.7 | -13.2 | -11.7 | -12.8 | -7.2 | -11.7 | -6.9 | -13.4 | -0.6 | -3.9 | 12.1 | 11 | 3.7 | 2.7 | 7.8 | 3.3 | -2.2 | -9.4 | -14 | -17 | -7.2 | -11.1 | -3.3 | -16.1 | -10 | -17.8 | -3 | -5.8 | -12.2 | -15.6 | -28.3 | -31.1 | -18.9 | -23.3 | 0 | -0.9 | -0.6 | -2.5 | 2.4 | 2.4 | 7.6 | 7.6 | 4.4 | -2.2 | -4.4 | -10 | 7.8 | -4.4 | 10 | 7.8 | 2.2 | 2.2 | -14.4 | -18.3 | -13.2 | -17.4 | -1.1 | -9.4 | -8.3 | -13.3 | 6.1 | -7.8 | 2.8 | -0.6 | -6.1 | -8.9 | 7.2 | 4.4 | -2.9 | -5.8 | -8.9 | -14.4 | -7.2 | -12.8 | 5.6 | 2.2 | -4 | -7 | 13.5 | 4.9 | 4.1 | -0.4 | -1.7 | -9.4 | -4.4 | -12.2 | -14 | -21 | 5.6 | -5.6 | 5.6 | 3.3 | 2.2 | -2.8 | 14.4 | 11.1 | -1.1 | -4.4 | 0 | -6.1 | 16.5 | 15.6 | 11.7 | -2.2 | 5 | -2.5 | -3.3 | -6.7 | 8.3 | 8.3 | -1.1 | -7.8 | 6.1 | 2.9 | -13.3 | -16.7 | 7.8 | 5 | 1.1 | 0 | -18.9 | -25.4 | 13.5 | 7.7 | 5.6 | -4.4 | -18.9 | -22.8
-10 | -11 | -0.6 | -3.9 | -5 | -10.6 | -3.9 | -9.4 | -5.2 | -16 | 12.2 | 1.1 | 6 | 4 | 5 | 2.8 | 12.8 | 8.9 | 8.7 | 6.5 | 10 | 8.3 | 5.9 | 4.7 | -0.3 | -6.5 | -12.2 | -21.1 | 17 | 17 | 9.4 | -3.9 | 19.4 | 13.9 | 13.3 | 13.2 | 10 | 5.6 | -7.8 | -12.2 | 21.7 | 16.1 | -8.9 | -13.3 | -13.3 | -13.3 | -7.2 | -11.7 | -8.1 | -14.4 | -1.7 | -5 | 12.4 | 11.3 | 2.8 | 2.2 | 7.2 | 3.3 | -2.8 | -9.4 | -15 | -17 | -6.1 | -10 | -6.1 | -19.4 | -9.4 | -18.3 | -3.1 | -5.1 | -11.7 | -18.3 | -29.4 | -32.2 | -18.3 | -22.8 | 0 | -1.1 | -0.6 | -2.8 | 2.2 | 2.2 | 7.8 | 7.8 | 4.2 | -2.3 | -4.2 | -9 | 4.4 | -3.9 | 10.5 | 8.3 | 2.2 | 2.2 | -13.9 | -17.8 | -13.9 | -18.3 | -1.7 | -9.4 | -11.1 | -15 | 3.3 | -8.3 | 1.7 | 0 | -8.3 | -10 | 7.8 | 5.6 | -2.6 | -5.5 | -10.6 | -13.3 | -8.9 | -13.3 | 6.1 | 3.9 | -4 | -6 | 13.7 | 5.1 | 4.2 | -0.5 | -1.1 | -8.3 | -5 | -12.2 | -16 | -21 | 3.9 | -7.2 | 5.6 | 3.3 | 1.7 | -2.8 | 14.4 | 6.7 | -3.3 | -5 | 0 | -7.2 | 15.6 | 15 | 10.6 | -2.2 | 4.4 | -3.3 | -3.3 | -7.2 | 8.3 | 8.3 | -1.7 | -7.2 | 6.7 | 3.9 | -13.9 | -19.4 | 8.3 | 5 | 1.7 | 0 | -19.4 | -26.7 | 12.6 | 5.8 | 5.4 | -3.7 | -18.9 | -22.8
-9 | -11 | -0.6 | -3.9 | -5.6 | -10 | -4.4 | -10 | -5.9 | -16.4 | 11.1 | 0.6 | 6 | 4 | 3.9 | 2.2 | 12.2 | 8.3 | 7.8 | 6.1 | 10 | 8.3 | 4.4 | 3.3 | -1.3 | -6.7 | -12.8 | -21.7 | 17 | 17 | 8.9 | -3.9 | 19.4 | 14.4 | 13.3 | 13.3 | 8.3 | 5.6 | -8.3 | -12.8 | 20 | 17.2 | -11.5 | -14.8 | -13.3 | -15 | -6.7 | -11.1 | -9.4 | -16.1 | -3.3 | -6.1 | 12.8 | 11.7 | 2.8 | 2.2 | 5 | 3.3 | -2.8 | -8.9 | -17 | -20 | -6.1 | -10.3 | -11.1 | -19.4 | -9.4 | -19.4 | -3.3 | -5 | -12.2 | -17.8 | -29.4 | -32.2 | -19.4 | -24.4 | -0.6 | -1.9 | -1.3 | -3.4 | 1.7 | 1.7 | 7.8 | 7.8 | 4.1 | -2.4 | -4.1 | -8.9 | 2.2 | -3.9 | 11.1 | 8.9 | 2.2 | 2.2 | -13.9 | -17.2 | -14.3 | -18.3 | -2.8 | -9.4 | -12.8 | -17.2 | 2.8 | -8.9 | 1.7 | 0 | -10.6 | -11.7 | 7.8 | 5.6 | -2.2 | -5.6 | -10.6 | -14.4 | -9.4 | -13.3 | 6.7 | 5 | -5 | -7 | 13.9 | 5 | 4.4 | -0.6 | -0.6 | -8.3 | -4.4 | -11.7 | -15 | -20 | 3.9 | -7.8 | 6.1 | 3.3 | 1.7 | -2.8 | 10.6 | 3.9 | -3.3 | -5 | -0.6 | -6.7 | 15 | 14.7 | 6.1 | -2.2 | 3.7 | -3.4 | -3.3 | -6.7 | 8.3 | 8.3 | -0.6 | -8.9 | 7.2 | 4.4 | -15 | -18.9 | 7.8 | 4.4 | 1.7 | 0.6 | -20.5 | -26.6 | 11.7 | 3.9 | 5.2 | -3.9 | -20 | -23.9
-9 | -12 | -0.6 | -3.9 | -5.6 | -10 | -4.4 | -10 | -6.7 | -18.3 | 10.6 | -0.6 | 7 | 5 | 3.9 | 2.8 | 13.9 | 3.3 | 7.4 | 5.7 | 8.3 | 6.7 | 4 | 2.9 | -2.2 | -7.8 | -12.8 | -21.1 | 17 | 17 | 7.8 | -3.3 | 19.4 | 15 | 13.1 | 13.1 | 7.2 | 5.6 | -8.3 | -11.7 | 19.4 | 16.7 | -14.1 | -17.1 | -12.8 | -13.9 | -6.7 | -10.6 | -10.2 | -15.6 | -3.3 | -6.7 | 13.3 | 12.1 | 2.8 | 2.2 | 2.8 | 1.1 | -2.8 | -7.8 | -19 | -22 | -6.1 | -10.6 | -12.8 | -21.1 | -10.6 | -13.3 | -3.3 | -4.4 | -12.8 | -16.7 | -29.4 | -32.8 | -20 | -23.9 | -1.1 | -2.8 | -2.1 | -4.4 | 1.1 | 1.1 | 7.8 | 7.8 | 3.9 | -3.3 | -3.9 | -9.4 | 0 | -3.9 | 10.9 | 8 | 2.2 | 2.2 | -13.3 | -16.7 | -14.6 | -18.6 | -2.8 | -9.4 | -13.9 | -16.7 | 1.7 | -8.9 | 1.1 | 0 | -10 | -11.7 | 8.9 | 5.6 | -2 | -4.8 | -10.6 | -15 | -10.6 | -13.9 | 6.1 | 5 | -3 | -5 | 13.2 | 6.3 | 4 | 0 | -0.6 | -8.3 | -5.6 | -11.7 | -16 | -21 | 2.8 | -7.2 | 6.1 | 3.9 | 0 | -3.3 | 8.9 | 3.3 | -3.9 | -5 | -1.1 | -6.7 | 14.5 | 14.4 | 7.8 | -1.7 | 2.9 | -4 | -3.3 | -6.7 | 8.3 | 8.3 | -1.1 | -7.8 | 7.8 | 5.3 | -16.7 | -22.2 | 7.8 | 5 | 2.2 | 0.6 | -21.7 | -27.2 | 9.3 | 2.4 | 5 | -4.4 | -21.1 | -25.6
-7 | -10 | -1.1 | -4.4 | -5.6 | -10.6 | -5 | -10.6 | -7.4 | -17.8 | 8.9 | 0 | 8 | 7 | 4.4 | 3.3 | 12.2 | 1.1 | 7.1 | 5.4 | 7.2 | 6.7 | 3.2 | 2.2 | -1.7 | -7.1 | -12.2 | -21.1 | 17 | 17 | 6.1 | -2.8 | 20 | 16.1 | 13 | 13 | 8.3 | 6.1 | -8.3 | -12.2 | 18.9 | 15.6 | -16.7 | -19.4 | -13.9 | -15 | -6.7 | -11.1 | -10.9 | -16.1 | -2.8 | -7.2 | 13.9 | 12.5 | 2.8 | 2.2 | 1.7 | 0 | -3.3 | -7.8 | -22 | -26 | -6.7 | -10.7 | -14.4 | -23.3 | -10.6 | -12.8 | -3.3 | -4.2 | -12.8 | -16.7 | -28.9 | -31.7 | -21.1 | -24.4 | -1.7 | -3.9 | -2.8 | -5.6 | 0.6 | 0.6 | 7.8 | 7.8 | 3.7 | -2.8 | -4.3 | -8.8 | 0 | -3.9 | 10.8 | 7.1 | 2.8 | 2.8 | -12.8 | -16.7 | -15 | -19.4 | -3.9 | -9.4 | -17.8 | -20 | 1.1 | -9.4 | 0.6 | -0.6 | -11.1 | -12.8 | 8.9 | 5.6 | -1.9 | -4.4 | -10.6 | -14.4 | -11.1 | -14.4 | 6.1 | 5 | -3 | -5 | 12.4 | 7.5 | 3.7 | 0.7 | -1.7 | -9.4 | -5 | -11.7 | -16 | -20 | 1.7 | -7.2 | 6.1 | 3.9 | -2.8 | -6.7 | 6.1 | 0 | -3.9 | -5.6 | -0.6 | -7.8 | 13.9 | 13.9 | 2.8 | -1.7 | 2.2 | -5 | -3.9 | -7.2 | 8.9 | 8.9 | -1.1 | -8.3 | 8.3 | 6 | -17.8 | -22.8 | 6.7 | 5.6 | 2.2 | 0.6 | -22.8 | -28.3 | 6.8 | 0.7 | 5.4 | -3.7 | -20.6 | -24.4
-6 | -10 | -0.6 | -5 | -6.1 | -11.1 | -6.1 | -11.7 | -8.2 | -18.5 | 8.3 | 0.6 | 8 | 7 | 5 | 3.3 | 11.1 | 1.7 | 6.7 | 5 | 7.2 | 6.7 | 2.4 | 1.5 | -1.1 | -6.9 | -13.9 | -22.2 | 18 | 18 | 5 | -2.2 | 20.6 | 16.1 | 12.8 | 12.8 | 7.2 | 5.6 | -8.3 | -12.2 | 19.4 | 15.6 | -17.4 | -20 | -15.6 | -16.1 | -7.2 | -11.1 | -11.7 | -17.2 | -4.4 | -8.9 | 14.4 | 12.8 | 2.4 | 2 | 1.7 | 0 | -2.2 | -6.1 | -23 | -27 | -6.7 | -10.9 | -16.1 | -25 | -10.6 | -12.2 | -3.3 | -3.9 | -12.8 | -16.7 | -28.9 | -32.2 | -20 | -23.3 | -2.1 | -4 | -4.1 | -6.7 | -0.2 | -0.3 | 7.8 | 7.8 | 3.5 | -2.9 | -4.6 | -8.9 | -2.2 | -5 | 10.6 | 6.1 | 2.8 | 2.8 | -12.8 | -16.7 | -15.2 | -19.1 | -3.9 | -9.4 | -18.3 | -20.6 | 2.2 | -8.3 | 0.6 | -0.6 | -11.7 | -12.8 | 10.6 | 7.2 | -1.7 | -4.4 | -10.6 | -14.4 | -11.7 | -14.4 | 6.1 | 5 | -2 | -4 | 11.7 | 8.3 | 3.3 | 1.1 | -2.2 | -9.4 | -4.4 | -11.1 | -16 | -20 | 0.6 | -6.7 | 6.7 | 6.1 | -5 | -10.6 | 5 | 0 | -3.9 | -5.6 | -0.6 | -7.2 | 13.7 | 13.7 | 2.8 | -1.7 | 1.7 | -4.6 | -5 | -7.8 | 8.3 | 8.3 | -1.1 | -8.3 | 8.9 | 6.7 | -18.9 | -24.4 | 6.7 | 6.1 | 1.7 | 0.6 | -23.2 | -28.3 | 4.4 | -1.1 | 5.7 | -3.5 | -22.2 | -26.1
-7 | -13 | -1.7 | -5 | -6.1 | -11.1 | -6.7 | -11.7 | -8.9 | -20.6 | 7.8 | 0.6 | 8 | 7 | 5 | 3.9 | 10.6 | -0.6 | 6.1 | 4.6 | 5.6 | 5 | 1.9 | 1.2 | -0.6 | -7.8 | -13.3 | -21.7 | 17 | 17 | 4.4 | -1.7 | 20.6 | 16.1 | 12.2 | 12.2 | 7.8 | 5.6 | -8.3 | -12.2 | 18.3 | 14.4 | -18.2 | -21.1 | -13.9 | -15.6 | -7.8 | -10.6 | -11.9 | -16.6 | -6.1 | -10 | 14.8 | 13.2 | 2.1 | 2 | 1.7 | 0.6 | -2.2 | -5 | -24 | -27 | -6.7 | -11.1 | -16.7 | -27.2 | -10 | -11.7 | -2.9 | -3.4 | -12.8 | -17.8 | -28.3 | -31.1 | -18.9 | -23.9 | -2.4 | -4.3 | -5.4 | -8.3 | -0.9 | -1.3 | 7.8 | 7.8 | 3.3 | -3.3 | -5 | -9.4 | -2.2 | -4.4 | 10 | 6 | 3.3 | 3.3 | -12.8 | -16.7 | -15.4 | -19.3 | -5 | -9.4 | -19.4 | -22.8 | 0.6 | -9.4 | 0.6 | 0 | -12.8 | -13.9 | 10.6 | 7.8 | -1.7 | -4.1 | -10.6 | -14.4 | -12.8 | -15.6 | 6.1 | 5 | -2 | -4 | 11.9 | 7.8 | 3.3 | 1 | -2.2 | -10 | -6.1 | -11.1 | -16 | -21 | -1.1 | -5 | 7.2 | 6.7 | -6.7 | -12.2 | 3.9 | -1.1 | -4.4 | -6.1 | -1.7 | -7.8 | 13.5 | 13.5 | 2.8 | -1.7 | 1.1 | -5.1 | -5 | -7.8 | 8.9 | 8.3 | -2.2 | -8.9 | 7.6 | 3.7 | -19.4 | -24.4 | 7.2 | 6.7 | 1.7 | 0 | -23.5 | -28.6 | 4 | -0.9 | 6.1 | -3.9 | -20.6 | -24.4
-12 | -16 | -1.7 | -5.6 | -6.1 | -10.6 | -7.2 | -12.2 | -9.6 | -19.3 | 7.2 | 0 | 8 | 7 | 5 | 3.3 | 12.2 | -3.3 | 5.6 | 4.3 | 5.6 | 5 | 1.3 | 0.4 | -1.3 | -7.3 | -15 | -22.2 | 16 | 16 | 3.9 | -1.1 | 20.6 | 16.7 | 11.7 | 11.7 | 7.8 | 5.6 | -8.3 | -12.2 | 18.3 | 16.1 | -18.9 | -22.2 | -13.3 | -15 | -4.4 | -8.9 | -12 | -16.5 | -8.3 | -11.1 | 15.2 | 13.6 | 1.7 | 1.7 | 1.7 | 0.6 | -2.2 | -5 | -26 | -29 | -7.2 | -11.3 | -18.3 | -28.3 | -8.9 | -10.6 | -2.6 | -3.1 | -13.3 | -18.3 | -27.2 | -30 | -18.9 | -23.3 | -2.8 | -5 | -6.7 | -10 | -1.7 | -2.2 | 7.8 | 7.8 | 3.5 | -3.1 | -5.6 | -9.2 | -2.8 | -5 | 9.5 | 5.7 | 3.9 | 3.9 | -13.3 | -16.7 | -15.6 | -20 | -5 | -9.4 | -20.6 | -23.9 | 2.2 | -8.9 | 0.6 | -0.6 | -12.8 | -14.4 | 11.7 | 8.3 | -1.7 | -4.1 | -11.1 | -12.8 | -12.8 | -15.6 | 5.6 | 5 | -2 | -3 | 12 | 7.3 | 3.3 | 0.7 | -2.8 | -10 | -6.1 | -10.6 | -16 | -21 | -0.6 | -6.7 | 7.2 | 6.7 | -7.8 | -12.8 | 3.9 | -1.7 | -5.6 | -6.7 | -1.7 | -7.8 | 13.3 | 13.3 | 1.1 | -2.2 | 0.6 | -6.1 | -5.6 | -8.3 | 8.3 | 8.3 | -4.4 | -10 | 6.3 | 0.2 | -20 | -25.6 | 6.7 | 6.7 | 1.7 | 0 | -23.9 | -29.4 | 3.7 | -0.9 | 5.9 | -3.3 | -20.6 | -24.4
-12 | -16 | -1.7 | -5.6 | -6.1 | -10.6 | -7.8 | -12.2 | -10.4 | -19.3 | 6.1 | 0.6 | 8 | 7 | 5 | 3.9 | 10.6 | -2.2 | 5 | 3.9 | 5.6 | 5 | 0.9 | -0.5 | -2.1 | -7.9 | -17.2 | -24.4 | 15 | 15 | 3.3 | -1.1 | 20.6 | 17.8 | 11.1 | 11.1 | 6.1 | 5 | -8.3 | -12.2 | 18.3 | 16.1 | -20 | -24.4 | -15 | -16.7 | -4.4 | -8.9 | -12.2 | -17.2 | -9.4 | -12.2 | 15.6 | 13.9 | 1.7 | 1.7 | 1.7 | 1.1 | -1.7 | -4.4 | -23 | -26 | -7.8 | -11.4 | -19.4 | -29.4 | -8.3 | -10 | -2.2 | -2.8 | -13.3 | -18.3 | -26.1 | -28.9 | -18.9 | -22.8 | -3 | -5 | -7.1 | -9.8 | -2.1 | -2.6 | 8.2 | 8.2 | 3.7 | -3.1 | -6.1 | -9.4 | -2.2 | -4.4 | 8.9 | 5.6 | 3.9 | 3.9 | -15.6 | -18.9 | -15 | -18.2 | -5 | -9.4 | -21.1 | -23.9 | 1.1 | -8.9 | 0.6 | 0 | -12.8 | -14.4 | 12.2 | 6.7 | -1.7 | -4.4 | -10.6 | -12.2 | -15 | -17.2 | 5.6 | 5 | -2 | -3 | 12.2 | 6.7 | 3.3 | 0.6 | -3.3 | -10 | -5.6 | -11.1 | -16 | -20 | -1.7 | -6.1 | 7.8 | 7.8 | -10 | -15 | 3.3 | -1.7 | -5 | -6.7 | -0.6 | -7.8 | 12.4 | 12.4 | 2.2 | -2.2 | 0.2 | -5.5 | -5.6 | -8.9 | 7.8 | 7.8 | -5.6 | -11.1 | 5 | -3.3 | -21.1 | -26.1 | 7.2 | 7.2 | 1.7 | 0 | -23.9 | -28.8 | 3.3 | -1.1 | 5.8 | -2.9 | -22.2 | -26.7
-11 | -15 | -1.7 | -5.6 | -6.7 | -11.1 | -7.8 | -12.2 | -11.1 | -20.6 | 6.7 | 1.1 | 9 | 8 | 5.6 | 3.3 | 11.1 | -3.9 | 4.6 | 3.6 | 5.6 | 5.6 | 0.8 | -0.5 | -2.8 | -8.9 | -17.2 | -22.8 | 14 | 14 | 2.8 | -1.1 | 20 | 18.3 | 10.2 | 10.2 | 5.6 | 5 | -8.3 | -12.8 | 18.9 | 15 | -21.1 | -27.3 | -13.9 | -15.6 | -6.1 | -10 | -12.4 | -17.2 | -10.6 | -12.8 | 14.7 | 13.1 | 1.7 | 1.7 | 0 | -0.6 | 0 | -2.8 | -22 | -25 | -8.9 | -11.7 | -20.6 | -30.6 | -8.3 | -10 | -2 | -2.5 | -14.4 | -17.8 | -23.3 | -26.1 | -17.8 | -22.2 | -3.1 | -5.4 | -7.4 | -9.7 | -2.4 | -2.9 | 8.5 | 8.5 | 3.9 | -3.9 | -6.7 | -10 | -1.1 | -3.9 | 8.3 | 4.1 | 5 | 5 | -16.1 | -20 | -14.5 | -17.2 | -6.7 | -10 | -21.1 | -23.9 | 2.8 | -8.9 | 0.6 | -1.1 | -13.3 | -15 | 8.9 | -1.1 | -2.1 | -4.7 | -10.6 | -12.2 | -15 | -16.7 | 5.6 | 4.4 | -2 | -3 | 11.5 | 7.1 | 3.1 | 0.3 | -3.3 | -10 | -5.6 | -11.1 | -15 | -18 | -2.8 | -5 | 8.3 | 7.8 | -9.4 | -14.4 | 2.2 | -2.2 | -5 | -6.7 | -0.6 | -8.3 | 11.5 | 11.5 | -0.6 | -2.8 | -0.2 | -5.7 | -6.1 | -8.9 | 7.8 | 7.8 | -6.7 | -12.2 | 4.4 | -3 | -22.2 | -27.2 | 8.3 | 8.3 | 1.7 | 0 | -23.9 | -28.6 | 2.8 | -1.5 | 5.6 | -3.3 | -21.7 | -28.3
-11 | -15 | -4.4 | -5.6 | -7.2 | -10.6 | -7.8 | -17.8 | -11.5 | -20.3 | 5 | 0.6 | 10 | 8 | 5 | 3.3 | 10.6 | -4.4 | 4.3 | 3.6 | 4.4 | 4.4 | 0.1 | -1.2 | -2.4 | -8.2 | -15.6 | -22.8 | 14 | 14 | 3.3 | -2.8 | 19.4 | 18.9 | 9.2 | 9.2 | 7.2 | 6.1 | -8.3 | -12.8 | 18.3 | 16.1 | -22.2 | -31.1 | -15.6 | -17.2 | -6.7 | -10 | -12.6 | -17.9 | -12.2 | -13.9 | 13.7 | 12.1 | 1.7 | 1.7 | 2.8 | 1.7 | 1.1 | -1.7 | -22 | -25 | -9.4 | -12.2 | -21.7 | -32.8 | -8.3 | -9.4 | -1.9 | -2.4 | -13.9 | -17.2 | -22.2 | -25 | -17.2 | -21.1 | -3.3 | -6.1 | -7.8 | -10 | -2.8 | -3.3 | 8.9 | 8.9 | 3.9 | -3.4 | -6.7 | -10 | -1.7 | -3.9 | 7.8 | 3.1 | 5.6 | 5.6 | -16.7 | -21.1 | -13.9 | -16.1 | -6.7 | -10.6 | -23.3 | -26.1 | -1.1 | -10 | 0.6 | 0 | -10 | -12.2 | 7.2 | -2.2 | -2.4 | -5.5 | -10.6 | -12.2 | -13.3 | -16.1 | 5.6 | 4.4 | -2 | -3 | 10.7 | 7.1 | 3 | 0.2 | -3.3 | -10 | -6.1 | -11.1 | -14 | -17 | -3.3 | -5.6 | 10 | 7.8 | -9.4 | -14.4 | 1.7 | -2.2 | -5 | -6.1 | -3.3 | -7.8 | 10.6 | 10.6 | 0 | -3.3 | -0.6 | -6.7 | -6.7 | -9.4 | 7.2 | 7.2 | -6.1 | -11.1 | 3.9 | -3.2 | -22.8 | -27.8 | 8.9 | 8.9 | 1.7 | 0 | -23.9 | -28.9 | 2.2 | -2.2 | 5.2 | -3 | -22.8 | -27.2
-10 | -13 | -3.9 | -5.6 | -8.3 | -11.1 | -10 | -12.8 | -11.8 | -20.9 | 5.6 | 0 | 9 | 7 | 5 | 3.3 | 12.2 | -5.6 | 3.9 | 3.3 | 3.9 | 3.9 | 0 | -1.7 | -2.1 | -8.1 | -16.7 | -23.3 | 14 | 14 | 2.2 | -2.2 | 20 | 18.9 | 8.3 | 8.3 | 7.2 | 5.6 | -8.9 | -12.8 | 18.3 | 16.1 | -22.9 | -30.8 | -14.4 | -15.6 | -5.6 | -8.9 | -12.8 | -19.4 | -13.3 | -15 | 12.8 | 11.1 | 2.8 | 2.8 | 2.8 | 1.7 | 1.7 | -1.1 | -22 | -25 | -11.1 | -13.3 | -22.2 | -33.9 | -7.8 | -9.4 | -1.7 | -2.2 | -13.9 | -17.8 | -21.1 | -24.4 | -16.1 | -20.6 | -3.9 | -6.5 | -8.2 | -10.3 | -3.3 | -3.8 | 9.5 | 9.5 | 3.9 | -3.4 | -6.7 | -10.3 | -1.7 | -3.3 | 7.2 | 1.7 | 6.7 | 6.7 | -16.7 | -19.4 | -13.7 | -16 | -6.1 | -10.6 | -23.3 | -26.1 | -0.6 | -9.4 | 0.6 | -0.6 | -8.9 | -11.7 | 6.7 | -2.8 | -2.8 | -6.7 | -10.6 | -11.7 | -13.9 | -15.6 | 5 | 4.4 | -2 | -4 | 10 | 7.2 | 2.8 | 0 | -3.3 | -9.4 | -6.1 | -11.1 | -13 | -17 | -3.9 | -5.6 | 9.4 | 7.8 | -10.6 | -15 | 1.1 | -2.2 | -5.6 | -7.2 | -4.4 | -7.8 | 11.7 | 11.7 | 0 | -3.3 | -0.2 | -5.5 | -6.7 | -9.4 | 6.1 | 6.1 | -4.4 | -11.1 | 3.3 | -3.9 | -23.3 | -27.8 | 10 | 9.4 | 1.7 | 0 | -23.5 | -28.1 | 1.7 | -3.3 | 4.8 | -3.3 | -21.1 | -25.6
-10 | -14 | -5.6 | -7.2 | -6.7 | -10 | -10.6 | -13.3 | -12.2 | -22.8 | 5.6 | 0.6 | 9 | 7 | 5.6 | 3.3 | 15.6 | -6.7 | 5 | 4.1 | 5 | 5 | 3.7 | 0.4 | -1.7 | -8.9 | -17.8 | -23.9 | 16 | 16 | 2.8 | -1.7 | 20.6 | 18.9 | 10.7 | 10.1 | 9.4 | 5.6 | -9.4 | -12.8 | 20 | 14.4 | -23.7 | -31.5 | -12.8 | -13.9 | -4.4 | -9.4 | -12.6 | -18.5 | -13.3 | -15 | 11.5 | 9.8 | 3.9 | 3.9 | 3.9 | 1.7 | 1.1 | -1.1 | -25 | -27 | -11.7 | -13.9 | -22.8 | -33.9 | -7.2 | -8.9 | -1.5 | -2 | -13.9 | -17.8 | -20 | -23.9 | -15.6 | -18.9 | -4.4 | -7.1 | -8.5 | -10.7 | -3.9 | -4.4 | 10 | 10 | 3.9 | -3.9 | -6.7 | -11.1 | -1.7 | -3.9 | 7.4 | 0.8 | 7.2 | 7.2 | -15 | -17.8 | -13.5 | -16.2 | -7.2 | -10.6 | -22.2 | -25.6 | 2.2 | -8.3 | 0.6 | -0.6 | -8.9 | -11.1 | 6.1 | -5 | -2.8 | -6.2 | -10 | -11.1 | -13.9 | -16.1 | 4.4 | 3.9 | -2 | -5 | 10.2 | 7.6 | 3 | 0 | -2.8 | -9.4 | -5 | -10.6 | -12 | -16 | -3.3 | -5 | 10.6 | 8.3 | -11.7 | -15 | -0.6 | -3.3 | -4.4 | -5.6 | -3.9 | -7.8 | 12.8 | 12.8 | 2.8 | -2.2 | 0.2 | -5.1 | -6.1 | -8.9 | 3.9 | 3.9 | -5 | -10 | 3.7 | -3.8 | -23.9 | -27.8 | 10.6 | 10 | 1.7 | 0 | -23.2 | -27.7 | 1.5 | -2.8 | 4.4 | -3.9 | -21.1 | -25.6
-12 | -15 | -7.2 | -8.9 | -5.6 | -9.4 | -8.9 | -12.8 | -6.3 | -18.5 | 7.8 | 1.1 | 9 | 7 | 5.6 | 3.3 | 17.2 | -5 | 6.1 | 4.8 | 6.1 | 6.1 | 7.4 | 2.1 | 0.9 | -7.4 | -12.8 | -21.1 | 17 | 16 | 5.6 | -1.1 | 21.7 | 20 | 13.2 | 11.8 | 11.7 | 7.2 | -8.3 | -12.2 | 20.6 | 15.6 | -24.4 | -32.8 | -13.3 | -14.4 | -5 | -10 | -12.4 | -18.3 | -12.8 | -15 | 10.2 | 8.2 | 5 | 5 | 8.9 | 3.9 | 1.7 | -1.1 | -25 | -27 | -10 | -12.8 | -22.2 | -33.9 | -7.2 | -8.3 | -1.3 | -1.8 | -13.9 | -18.3 | -19.4 | -22.8 | -15 | -17.8 | -5 | -8.3 | -8.9 | -11.7 | -4.4 | -5 | 10.6 | 10.6 | 4.3 | -3.1 | -6.1 | -10 | 1.1 | -2.2 | 7.6 | -0.1 | 8.3 | 8.3 | -13.9 | -16.7 | -13.3 | -16.7 | -3.9 | -9.4 | -16.7 | -19.4 | 7.2 | -6.7 | 1.1 | 0 | -6.1 | -9.4 | 6.1 | -4.4 | -2.8 | -6.2 | -9.4 | -10.6 | -11.7 | -13.9 | 4.4 | 4.4 | -4 | -6 | 10.4 | 8 | 3.1 | 0 | -0.6 | -8.3 | -3.3 | -9.4 | -10 | -15 | 0 | -3.9 | 12.2 | 10 | -12.2 | -17.2 | 1.7 | -2.2 | -1.1 | -2.8 | -1.7 | -6.7 | 13.9 | 13.9 | 6.1 | -2.8 | 0.6 | -5.6 | -3.3 | -8.3 | 8.9 | 7.8 | -3.9 | -10 | 4 | -4.2 | -22.2 | -27.8 | 11.1 | 10 | 1.7 | 0 | -22.8 | -27.8 | 1.3 | -2.8 | 5.5 | -3.2 | -20 | -25
-12 | -15 | -5.6 | -7.2 | -3.3 | -9.4 | -6.1 | -12.2 | -0.3 | -16.1 | 11.7 | -0.6 | 10 | 7 | 6.1 | 3.9 | 20.6 | -5.6 | 7.2 | 5.6 | 6.7 | 6.7 | 11.1 | 3.3 | 3.5 | -7 | -9.4 | -20.6 | 21 | 19 | 8.9 | -2.2 | 23.3 | 19.4 | 15.6 | 13.3 | 16.1 | 8.3 | -6.7 | -12.8 | 22.8 | 14.4 | -23.3 | -31.4 | -10.6 | -11.7 | -4.4 | -9.4 | -12.2 | -18.9 | -11.1 | -14.4 | 8.9 | 6.7 | 8.7 | 6.9 | 13.3 | 2.2 | 3.3 | 1.1 | -24 | -26 | -8.3 | -12.8 | -20.6 | -31.7 | -6.7 | -8.3 | -1.1 | -1.7 | -14.4 | -19.4 | -18.3 | -21.1 | -13.9 | -17.8 | -4.8 | -7.5 | -7.8 | -11.1 | -3.7 | -5.2 | 11 | 11 | 4.6 | -2.6 | -5.6 | -9.5 | 2.8 | -1.1 | 7.8 | -1.1 | 9.4 | 9.4 | -12.8 | -15.6 | -12.4 | -15.7 | -1.7 | -9.4 | -11.7 | -13.9 | 9.4 | -5.6 | 1.7 | 0 | -3.9 | -9.4 | 6.1 | -3.9 | -2.8 | -6.7 | -8.3 | -10 | -10 | -14.4 | 0.6 | -0.6 | -3 | -6 | 10.6 | 8.3 | 3.3 | 0 | 0.6 | -7.8 | 0 | -7.8 | -10 | -15 | 2.8 | -4.4 | 12.8 | 10 | -11.7 | -20 | 2.2 | -2.2 | 2.8 | -1.1 | 1.1 | -7.2 | 16.5 | 15.2 | 10 | -1.7 | 2.4 | -4.4 | -1.7 | -8.3 | 10.6 | 5 | -1.7 | -8.9 | 4.4 | -5.6 | -21.7 | -27.8 | 10.6 | 10 | 2.2 | 0 | -20.8 | -26.2 | 1.1 | -3.3 | 6.7 | -2.9 | -21.7 | -26.1
-13 | -15 | -7.2 | -9.4 | -1.7 | -9.4 | -3.9 | -12.2 | 5.6 | -17.8 | 15.6 | -3.9 | 10 | 7 | 6.7 | 1.1 | 21.7 | -5 | 9.2 | 6.3 | 7.2 | 7.2 | 13.1 | 3.2 | 6.1 | -8.3 | -7.8 | -19.4 | 22 | 19 | 11.1 | -5 | 24.4 | 19.4 | 18.5 | 14.4 | 18.9 | 6.7 | -5.6 | -12.8 | 22.2 | 16.1 | -22.2 | -30.8 | -7.2 | -8.9 | -4.4 | -9.4 | -11.1 | -17.6 | -10.6 | -14.4 | 9.3 | 6.8 | 12.4 | 8.5 | 15 | 3.3 | 4.4 | 2.8 | -22 | -24 | -8.3 | -12.2 | -20 | -32.8 | -6.1 | -8.3 | -0.9 | -1.3 | -13.3 | -19.4 | -17.8 | -20 | -12.8 | -16.7 | -4.6 | -7.2 | -6.7 | -11.1 | -2.9 | -5.5 | 11.3 | 11.3 | 5 | -2.8 | -5 | -9.4 | 5.6 | -0.6 | 8.2 | -1.2 | 11.1 | 11.1 | -10.6 | -14.4 | -11.5 | -15.1 | 0 | -8.9 | -6.7 | -12.2 | 10.6 | -6.7 | 2.8 | 0 | -2.2 | -8.9 | 6.1 | -5.6 | -2.4 | -6.1 | -7.8 | -9.4 | -8.9 | -16.7 | 0 | -1.1 | -3 | -6 | 10.8 | 8.8 | 4.6 | 0.2 | 2.2 | -7.8 | 3.3 | -7.8 | -8 | -12 | 6.1 | -5 | 13.3 | 10 | -10.6 | -22.2 | 3.9 | -2.2 | 6.7 | -0.6 | 3.3 | -7.8 | 19.1 | 16.4 | 13.9 | -1.1 | 4.3 | -3.9 | 0.6 | -6.7 | 13.3 | 2.8 | -1.1 | -7.8 | 5 | -5.3 | -20 | -27.8 | 11.1 | 10.6 | 2.2 | 0 | -18.7 | -25.2 | 2 | -2.9 | 7.8 | -3.3 | -17.2 | -20.6
-13 | -16 | -6.7 | -7.8 | 0 | -9.4 | -2.2 | -11.1 | 7.8 | -14.1 | 17.8 | -5.6 | 11 | 7 | 7.2 | 1.1 | 23.9 | -3.9 | 11.3 | 7.3 | 6.7 | 6.7 | 15.2 | 2.7 | 8 | -7.2 | -6.7 | -18.9 | 22 | 19 | 13.9 | -5.6 | 25.6 | 19.4 | 21.5 | 15.4 | 21.1 | 8.9 | -2.8 | -11.7 | 22.2 | 15.6 | -21.1 | -31.1 | -5 | -8.3 | -3.9 | -9.4 | -10 | -17.2 | -8.9 | -13.3 | 9.6 | 6.7 | 16.1 | 9.4 | 15 | 3.9 | 5 | 2.8 | -21 | -23 | -7.2 | -11.7 | -19.4 | -32.2 | -5 | -8.3 | -0.8 | -0.9 | -11.7 | -18.9 | -16.1 | -18.3 | -11.1 | -15.6 | -4.4 | -7.2 | -5.6 | -11.7 | -2.2 | -6.7 | 11.7 | 11.7 | 5.6 | -2.2 | -3.9 | -8 | 6.1 | 0 | 8.5 | -1.7 | 13.3 | 11.7 | -8.9 | -12.8 | -10.6 | -15 | 1.1 | -8.3 | -2.8 | -11.1 | 11.7 | -6.1 | 4.4 | 0 | 0 | -9.4 | 5.6 | -6.7 | -2.1 | -6.1 | -6.7 | -8.3 | -8.3 | -16.7 | -0.6 | -2.2 | -2 | -5 | 10.9 | 9 | 5.9 | 0 | 3.3 | -7.2 | 7.2 | -7.8 | -7 | -12 | 7.8 | -7.2 | 11.7 | 5.6 | -9.4 | -22.8 | 5 | -3.3 | 9.4 | -1.1 | 5.6 | -8.9 | 21.7 | 17.2 | 15.6 | -1.1 | 6.1 | -4.4 | 2.2 | -6.7 | 15 | 0.6 | -0.6 | -8.3 | 5.5 | -5.9 | -19.4 | -27.2 | 11.7 | 11.1 | 2.2 | 0 | -16.7 | -25 | 3 | -3.1 | 8.2 | -2.9 | -15 | -21.1
-12 | -16 | -5.6 | -7.8 | 1.1 | -9.4 | -0.6 | -10 | 10 | -13.1 | 18.9 | -6.7 | 10 | 7 | 7.2 | 1.7 | 21.7 | 0 | 13.3 | 7.8 | 10.6 | 7.2 | 17.2 | 1.7 | 9.8 | -7 | -4.4 | -18.3 | 21 | 18 | 15 | -6.1 | 25.6 | 19.4 | 24.4 | 15.6 | 22.2 | 11.7 | -1.7 | -12.2 | 21.1 | 17.2 | -20.5 | -29.7 | -2.2 | -7.8 | -3.9 | -10.6 | -8.9 | -17.8 | -6.7 | -11.7 | 10 | 6.7 | 16.8 | 9.3 | 16.1 | 3.3 | 6.7 | 3.3 | -18 | -22 | -6.7 | -11.1 | -18.3 | -30.6 | -5 | -8.3 | -0.6 | -0.6 | -11.1 | -18.9 | -15 | -17.8 | -10 | -13.9 | -3.9 | -6.8 | -4.5 | -10.4 | -1.8 | -6 | 12.1 | 11.7 | 6.1 | -2.4 | -2.8 | -7 | 13.3 | 0 | 8.9 | -2.2 | 14.4 | 10.6 | -6.7 | -11.1 | -9.7 | -13.7 | 2.8 | -7.8 | -1.1 | -11.7 | 12.2 | -6.1 | 5 | 0 | 1.1 | -9.4 | 5.6 | -6.7 | -1.7 | -6.7 | -6.7 | -8.3 | -7.8 | -16.7 | -1.1 | -2.8 | -2 | -5 | 11.1 | 9.4 | 7.2 | 0 | 4.4 | -7.2 | 8.3 | -7.2 | -6 | -12 | 10.6 | -7.8 | 10.6 | 1.7 | -8.9 | -22.2 | 6.1 | -3.3 | 11.1 | -0.6 | 7.2 | -7.8 | 22.8 | 16.8 | 18.3 | -2.8 | 6.7 | -4.4 | 4.4 | -6.7 | 15.6 | 0 | 0 | -7.2 | 6.1 | -7.8 | -18.9 | -26.1 | 11.1 | 10.6 | 3.3 | 0 | -16.1 | -23.7 | 3.9 | -3.9 | 8.5 | -3 | -12.2 | -18.9
-11 | -15 | -5.6 | -8.3 | 1.7 | -11.1 | 1.7 | -9.4 | 12.2 | -13.3 | 20.6 | -6.1 | 11 | 8 | 7.8 | 1.7 | 20.6 | 1.1 | 13.7 | 8.2 | 12.8 | 7.2 | 16.7 | 3.7 | 11.7 | -8.3 | -3.3 | -17.8 | 21 | 19 | 16.1 | -7.8 | 25 | 18.9 | 24.8 | 15.7 | 22.8 | 12.2 | -0.6 | -11.1 | 22.8 | 16.1 | -20 | -29.4 | -6.7 | -10 | -3.3 | -12.2 | -8 | -15.7 | -6.7 | -10.6 | 10.4 | 6.6 | 17.6 | 8.8 | 16.1 | 3.9 | 5.6 | 3.3 | -17 | -20 | -5.6 | -10.6 | -17.2 | -30.6 | -5 | -8.9 | -1 | -1.1 | -10.6 | -18.3 | -13.9 | -16.7 | -8.9 | -13.3 | -3.3 | -6.7 | -3.3 | -9.6 | -1.5 | -6 | 12.4 | 11.3 | 6.7 | -2.8 | -1.7 | -6.7 | 15 | -0.6 | 8.2 | -1.4 | 11.1 | 6.1 | -4.4 | -9.4 | -8.7 | -12.5 | 3.9 | -7.8 | 1.7 | -5 | 12.8 | -5.6 | 5 | 0 | 1.7 | -8.9 | 6.1 | -7.2 | -1.7 | -5.9 | -5.6 | -8.3 | -7.8 | -16.7 | -1.1 | -3.3 | -1 | -5 | 11.5 | 9.1 | 7.4 | 0.6 | 5 | -7.8 | 9.4 | -7.8 | -6 | -11 | 10.6 | -6.1 | 9.4 | 0 | -7.8 | -21.1 | 6.7 | -3.9 | 11.1 | -1.1 | 8.9 | -8.3 | 23.9 | 16 | 18.9 | -2.8 | 7.2 | -4.9 | 6.1 | -5 | 17.2 | -1.1 | 1.1 | -6.7 | 6.1 | -7.3 | -18.9 | -26.1 | 11.1 | 10 | 3.3 | 0 | -15.6 | -23.5 | 4.3 | -4.1 | 8.9 | -3.9 | -12.8 | -19.4
-11 | -15 | -3.9 | -7.8 | 1.7 | -11.1 | 3.9 | -9.4 | 10.7 | -12.6 | 21.7 | -6.1 | 11 | 7 | 7.8 | 1.7 | 21.1 | -2.8 | 14 | 8.4 | 13.9 | 7.8 | 16.1 | 5.4 | 9.1 | -6 | -2.2 | -18.3 | 21 | 18 | 16.7 | -6.1 | 25.6 | 20 | 25.2 | 16.1 | 23.9 | 11.1 | 0 | -11.7 | 22.2 | 15.6 | -19.4 | -30 | -5 | -9.4 | -2.8 | -12.2 | -7 | -14.5 | -5 | -9.4 | 10.7 | 6.5 | 18.3 | 8.3 | 16.1 | 4.4 | 5 | 3.3 | -17 | -20 | -5.6 | -10 | -16.7 | -29.4 | -5 | -9.4 | -1.3 | -1.7 | -10 | -18.3 | -13.3 | -16.7 | -8.3 | -13.3 | -2.8 | -7.2 | -2.2 | -10 | -1.1 | -6.7 | 12.8 | 11.1 | 6.1 | -2.7 | -2.1 | -6.1 | 15 | -1.1 | 7.4 | -1.1 | 10 | 4.4 | -2.8 | -7.8 | -7.8 | -12.2 | 4.4 | -6.7 | 0.6 | -16.1 | 14.4 | -5.6 | 4.4 | 0 | 2.8 | -9.4 | 6.1 | -6.7 | -1.7 | -5.7 | -5.6 | -8.9 | -7.2 | -16.1 | -1.7 | -5 | -1 | -6 | 11.8 | 8.7 | 7.6 | 1.2 | 4.4 | -8.3 | 11.7 | -8.9 | -4 | -10 | 10.6 | -5.6 | 6.7 | -1.7 | -7.2 | -20.6 | 7.8 | -5 | 11.1 | -1.1 | 10 | -7.8 | 25 | 15 | 18.9 | -3.9 | 7.8 | -6.7 | 7.2 | -5 | 18.3 | -1.7 | 2.2 | -5.6 | 6.1 | -8 | -18.3 | -25 | 10.6 | 9.4 | 3.3 | 0 | -15 | -23.9 | 4.6 | -5.3 | 8.2 | -3.5 | -13.3 | -19.4
-12 | -15 | -7.8 | -9.4 | 1.1 | -12.2 | 4.4 | -8.9 | 9.3 | -13 | 21.7 | -7.2 | 11 | 7 | 8.3 | 1.7 | 18.9 | -0.6 | 14.4 | 8.9 | 13.3 | 8.9 | 15.6 | 6.7 | 6.5 | -5.1 | -2.2 | -18.9 | 20 | 18 | 16.7 | -5.6 | 24.4 | 18.9 | 25.6 | 16.1 | 23.3 | 11.7 | 0.6 | -11.1 | 22.8 | 15 | -20 | -29.4 | -5.6 | -10 | -3.9 | -12.8 | -6.1 | -14.4 | -3.9 | -7.8 | 11.1 | 6.1 | 15.9 | 9.6 | 15.6 | 4.4 | 5.6 | 3.3 | -17 | -21 | -5.6 | -9.4 | -16.7 | -31.7 | -5 | -9.4 | -1.7 | -2.2 | -10 | -18.3 | -12.8 | -15.6 | -8.3 | -13.3 | -3.2 | -6.9 | -3.1 | -9.2 | -1.8 | -5.8 | 12.6 | 11.4 | 5.6 | -3.1 | -2.4 | -6.1 | 15 | -1.1 | 6.7 | -1.1 | 8.3 | 1.1 | -1.1 | -7.2 | -7.6 | -11.3 | 5.6 | -6.1 | -1.1 | -13.9 | 12.8 | -6.1 | 3.3 | 0 | 2.8 | -10.6 | 5.6 | -7.8 | -1.7 | -6.1 | -6.1 | -8.9 | -7.2 | -16.1 | -2.2 | -5.6 | -2 | -6 | 12.2 | 8.3 | 7.8 | 1.7 | 4.4 | -8.9 | 10.6 | -8.9 | -3 | -10 | 11.7 | -5.6 | 7.8 | -1.7 | -8.3 | -20.6 | 7.2 | -5.6 | 10.6 | -1.7 | 9.4 | -7.8 | 24.4 | 15.1 | 19.4 | -3.3 | 5.8 | -6 | 8.3 | -4.4 | 17.8 | -1.7 | 1.1 | -5.6 | 6.1 | -10 | -18.9 | -25.6 | 10 | 7.8 | 3.3 | 0 | -15.2 | -22.1 | 5 | -7.2 | 7.4 | -3.6 | -12.8 | -20.6
-12 | -15 | -8.3 | -8.9 | -0.6 | -10.6 | 4.4 | -8.3 | 7.8 | -16.1 | 21.7 | -6.1 | 11 | 7 | 6.7 | 1.1 | 15.6 | 3.3 | 13.3 | 8.6 | 12.2 | 8.9 | 12.8 | 6.2 | 3.9 | -6.1 | -3.9 | -18.3 | 19 | 18 | 15.6 | -5 | 23.3 | 20 | 23.4 | 16.2 | 21.7 | 12.2 | 0 | -11.1 | 21.7 | 15.6 | -20.5 | -30.2 | -7.8 | -11.1 | -5.6 | -13.3 | -6.3 | -13.5 | -2.8 | -6.7 | 10 | 6 | 13.5 | 10 | 13.3 | 3.3 | 5.6 | 3.3 | -19 | -22 | -5 | -8.9 | -18.3 | -30 | -5.6 | -10 | -2.1 | -3 | -10 | -17.2 | -12.2 | -15 | -8.3 | -12.2 | -3.5 | -7 | -4.1 | -9.6 | -2.6 | -5.8 | 12.4 | 11.5 | 5 | -3.9 | -2.8 | -6.7 | 14.4 | -0.6 | 6.1 | -1.1 | 7.2 | 0 | 0 | -6.1 | -7.4 | -11 | 3.9 | -6.1 | -6.7 | -14.4 | 10 | -7.2 | 2.8 | 0 | 1.7 | -9.4 | 4.4 | -8.9 | -2.4 | -6.3 | -6.7 | -8.9 | -7.8 | -16.1 | -2.2 | -6.1 | -3 | -6 | 11.7 | 8.4 | 6.1 | 1.8 | 3.3 | -9.4 | 8.3 | -8.9 | -4 | -10 | 10 | -2.2 | 7.8 | -2.8 | -10 | -20 | 7.2 | -6.7 | 8.3 | -2.8 | 8.3 | -5.6 | 23.9 | 14.9 | 17.8 | -2.2 | 3.7 | -6.6 | 7.8 | -3.9 | 16.7 | -1.1 | 1.1 | -5 | 4.1 | -8.9 | -20 | -26.1 | 9.4 | 6.1 | 2.2 | -0.6 | -15.4 | -21.3 | 3.9 | -6.7 | 6.7 | -4.4 | -13.9 | -18.3
-17 | -19 | -9.4 | -11.1 | -2.2 | -10.6 | 3.3 | -7.8 | 3.9 | -13.3 | 18.3 | -3.9 | 10 | 7 | 5.6 | 1.1 | 14.4 | 6.1 | 12.2 | 8.1 | 11.7 | 8.9 | 10 | 5.2 | 2.2 | -4.4 | -10.6 | -19.4 | 19 | 17 | 12.8 | -2.8 | 22.8 | 20 | 21.1 | 16.1 | 20 | 13.3 | -1.1 | -12.2 | 21.1 | 15.6 | -21.1 | -31.7 | -8.9 | -11.1 | -6.7 | -12.8 | -6.5 | -13.6 | -3.9 | -7.2 | 8.9 | 5.5 | 11.1 | 10 | 11.1 | 2.2 | 5 | 3.3 | -18 | -22 | -5 | -8.3 | -18.9 | -30.6 | -6.7 | -11.1 | -2.4 | -3.5 | -10 | -17.8 | -12.8 | -15.6 | -9.4 | -12.8 | -3.9 | -7.8 | -5 | -10.6 | -3.3 | -6.1 | 12.2 | 11.7 | 4.8 | -3.3 | -3.5 | -6.6 | 12.8 | -0.6 | 5.6 | -1.6 | 5 | -2.8 | -4.4 | -7.8 | -7.2 | -11.1 | 1.1 | -6.1 | -7.2 | -13.9 | 6.7 | -7.8 | 1.7 | 0 | 1.1 | -9.4 | 3.9 | -9.4 | -3.2 | -7 | -7.8 | -8.9 | -8.3 | -15.6 | -2.2 | -6.1 | -5 | -7 | 11.1 | 8.4 | 4.5 | 1.5 | 1.7 | -8.9 | 7.2 | -10 | -3 | -9 | 8.3 | -0.6 | 6.7 | -4.4 | -12.2 | -19.4 | 5.6 | -6.7 | 6.7 | -2.8 | 5 | -5.6 | 23.3 | 15 | 8.9 | -2.8 | 1.7 | -8.3 | 6.1 | -3.9 | 13.9 | -1.1 | -1.7 | -5.6 | 2 | -9.3 | -20.6 | -26.1 | 8.3 | 6.7 | 2.2 | -0.6 | -15.6 | -21.1 | 2.8 | -7.3 | 6.5 | -3.8 | -15 | -20
-16 | -18 | -9.4 | -10.6 | -3.9 | -9.4 | 2.8 | -7.2 | 0 | -13.9 | 16.7 | -3.9 | 9 | 7 | 5 | 1.1 | 15 | 5.6 | 11.1 | 7.8 | 11.7 | 8.3 | 7.2 | 3.9 | 0.6 | -4.1 | -10 | -19.4 | 19 | 17 | 11.7 | -3.3 | 22.8 | 19.4 | 18.9 | 15.6 | 17.8 | 13.3 | -2.8 | -12.2 | 20.6 | 15.6 | -21.8 | -31.4 | -6.7 | -9.4 | -7.2 | -12.8 | -6.7 | -14.4 | -5.6 | -8.3 | 7.8 | 5 | 10 | 9.3 | 7.8 | 1.1 | 3.9 | 2.8 | -17 | -21 | -5 | -8.3 | -20 | -31.1 | -7.2 | -11.7 | -2.8 | -4.4 | -10.6 | -16.7 | -13.3 | -15.6 | -8.3 | -11.7 | -4.1 | -7.6 | -5.7 | -10.1 | -3.5 | -6 | 11.8 | 11.4 | 4.6 | -3 | -4.3 | -7 | 12.2 | -0.6 | 5 | -2.2 | 2.8 | -4.4 | -3.9 | -6.7 | -7.9 | -11.2 | -0.6 | -5 | -6.1 | -12.8 | 5 | -8.3 | 0.6 | 0 | 1.1 | -9.4 | 3.3 | -8.9 | -3.9 | -8.3 | -7.8 | -9.4 | -8.9 | -16.1 | -2.8 | -6.7 | -6 | -8 | 10.6 | 8.3 | 2.8 | 1.1 | 1.1 | -8.9 | 5 | -10 | -4 | -10 | 7.8 | -1.1 | 5 | -5 | -12.8 | -19.4 | 3.9 | -6.1 | 5.6 | -2.2 | 1.1 | -5.6 | 20.7 | 15.1 | 7.8 | -2.8 | 0.2 | -7.8 | 5 | -2.8 | 10.6 | 1.1 | -1.7 | -6.1 | 0 | -11.1 | -22.2 | -26.1 | 6.1 | 5 | 1.1 | -1.7 | -15.6 | -19.8 | 1.7 | -8.9 | 6.3 | -3.9 | -16.7 | -22.2
-16 | -18 | -9.4 | -10.6 | -3.9 | -10 | 1.7 | -5 | -3.9 | -16.7 | 15 | -2.8 | 9 | 7 | 3.3 | 1.1 | 13.9 | 6.7 | 10 | 7.5 | 11.1 | 8.3 | 6.5 | 3.5 | -1.1 | -4.4 | -11.7 | -20 | 18 | 18 | 10 | -2.2 | 22.8 | 19.4 | 18 | 15.7 | 16.7 | 13.3 | -3.3 | -12.8 | 21.1 | 15 | -22.6 | -31.8 | -8.3 | -10.6 | -7.2 | -12.2 | -6.3 | -13 | -5 | -8.3 | 6.7 | 4.2 | 8.9 | 8.6 | 6.7 | 1.1 | 4.4 | 3.3 | -17 | -20 | -4.4 | -7.8 | -20.6 | -30.6 | -7.2 | -11.7 | -3 | -5.3 | -10 | -16.1 | -13.9 | -16.1 | -7.8 | -11.1 | -4.2 | -8 | -6.5 | -10.4 | -3.7 | -6.2 | 11.5 | 11.4 | 4.4 | -3.3 | -5 | -7.8 | 11.1 | 0 | 4.6 | -2.2 | 1.7 | -6.1 | -6.1 | -8.3 | -8.7 | -11.8 | -1.7 | -5.6 | -6.7 | -12.8 | 3.9 | -8.3 | 0.6 | 0 | 0.6 | -6.1 | 2.8 | -8.9 | -4.5 | -8.1 | -7.8 | -10 | -8.3 | -15.6 | -2.8 | -7.2 | -5 | -7 | 10.4 | 8.2 | 2.1 | 0.5 | -1.1 | -9.4 | 3.9 | -8.9 | -4 | -10 | 6.1 | 0 | 4.4 | -6.1 | -14.4 | -19.4 | 2.8 | -6.7 | 1.7 | -2.8 | 1.7 | -6.7 | 18.2 | 15.1 | 7.8 | -1.7 | -1.3 | -8.3 | 5 | -2.8 | 7.2 | 1.1 | -3.3 | -6.7 | 0 | -9.9 | -23.3 | -26.1 | 6.1 | 3.3 | 1.1 | -2.8 | -15.6 | -19.2 | 0.9 | -7.6 | 6.1 | -4.4 | -15.6 | -20
-16 | -18 | -8.9 | -10 | -6.1 | -9.4 | 1.1 | -3.9 | -4.5 | -15.7 | 13.9 | -2.8 | 9 | 7 | 2.2 | 0 | 15 | 5 | 8.9 | 7.2 | 10.6 | 7.2 | 5.7 | 2.7 | -0.5 | -4.1 | -11.7 | -20 | 18 | 18 | 7.8 | -1.7 | 22.2 | 19.4 | 17 | 15.7 | 16.7 | 13.9 | -3.9 | -13.3 | 20.6 | 15.6 | -23.3 | -33.3 | -7.2 | -8.9 | -9.4 | -12.8 | -6 | -12.6 | -6.1 | -8.3 | 5.5 | 3.2 | 7.8 | 7.8 | 6.1 | 2.2 | 5.6 | 3.9 | -16 | -18 | -4.4 | -7.8 | -21.1 | -30.6 | -8.3 | -11.7 | -3.1 | -6.5 | -9.4 | -15.6 | -15.6 | -17.2 | -6.7 | -10 | -4.4 | -8.9 | -7.2 | -11.1 | -3.9 | -6.7 | 11.1 | 11.1 | 4.8 | -3.3 | -5.7 | -8.1 | 10.6 | 0 | 4.3 | -2.4 | 1.1 | -6.1 | -7.2 | -9.4 | -9.4 | -12.8 | -2.2 | -5.6 | -9.4 | -15.6 | 3.3 | -8.9 | 1.1 | 0 | 0.6 | -5 | 2.2 | -9.4 | -5 | -8.6 | -7.8 | -9.4 | -8.3 | -15.6 | -3.3 | -7.8 | -6 | -8 | 10.2 | 8 | 1.3 | -0.3 | 1.1 | -10 | 3.3 | -9.4 | -5 | -10 | 6.1 | -2.2 | 3.3 | -6.7 | -14.4 | -19.4 | 1.1 | -6.1 | 1.1 | -3.9 | 1.1 | -6.7 | 15.6 | 14.4 | 6.1 | -2.2 | -2.8 | -10 | 3.9 | -1.7 | 6.1 | 1.7 | -5.6 | -8.3 | 0 | -9.9 | -22.8 | -26.1 | 6.1 | 3.9 | 1.1 | -2.8 | -15.6 | -18.9 | 0.2 | -7.3 | 5.7 | -4.2 | -17.2 | -22.8
-16 | -17 | -8.9 | -10 | -6.7 | -9.4 | 0.6 | -3.3 | -5 | -16.4 | 12.8 | -1.7 | 9 | 7 | 2.2 | 0 | 13.9 | 6.7 | 7.8 | 6.7 | 8.9 | 7.2 | 5 | 2.2 | 0 | -4.1 | -10.6 | -20 | 18 | 18 | 7.8 | 1.1 | 22.2 | 19.4 | 16.1 | 15.6 | 15 | 13.3 | -5 | -12.2 | 19.4 | 15.6 | -23.9 | -32.8 | -7.8 | -10 | -9.4 | -13.3 | -5.6 | -12.8 | -6.1 | -8.3 | 4.4 | 2.2 | 6.9 | 6.9 | 6.7 | 2.8 | 5 | 3.3 | -17 | -19 | -4.4 | -7.7 | -21.1 | -30.6 | -10 | -12.8 | -3.3 | -8.3 | -9.4 | -14.4 | -16.7 | -18.3 | -6.1 | -9.4 | -5 | -9.1 | -7.9 | -11 | -4.5 | -6.8 | 10.4 | 10.4 | 5.2 | -3.4 | -6.5 | -8.9 | 9.4 | 0 | 3.9 | -3.3 | 0 | -6.1 | -8.3 | -8.9 | -10.3 | -13.2 | -2.8 | -5.6 | -11.1 | -14.4 | 3.9 | -8.3 | 0.6 | -1.1 | 0 | -3.9 | 1.7 | -9.4 | -5.6 | -9.4 | -8.9 | -11.7 | -8.3 | -15.6 | -3.9 | -7.8 | -6 | -8 | 10 | 7.8 | 0.6 | -1.1 | -0.6 | -9.4 | 2.8 | -10.6 | -6 | -11 | 7.8 | -3.3 | 1.7 | -7.2 | -14.4 | -20 | -1.1 | -6.1 | -1.1 | -3.9 | 0 | -5.6 | 14.5 | 13.7 | 6.1 | -1.7 | -3 | -9.1 | 2.8 | -1.1 | 5.6 | 1.7 | -3.3 | -7.2 | 0 | -11.1 | -22.8 | -26.1 | 6.1 | 3.9 | 0.6 | -2.8 | -16 | -18.8 | -0.6 | -8.3 | 5.4 | -4.4 | -17.8 | -22.8
-15 | -16 | -11.1 | -12.2 | -7.2 | -10 | 0.6 | -2.8 | -5.6 | -18.3 | 11.7 | -0.6 | 9 | 7 | 1.1 | -0.6 | 13.9 | 7.8 | 7.1 | 6.1 | 10.6 | 8.3 | 4.6 | 2 | 0.6 | -5 | -11.1 | -20 | 19 | 18 | 6.7 | 2.2 | 22.8 | 19.4 | 16.1 | 15.8 | 15.6 | 13.3 | -5.6 | -12.8 | 18.9 | 15.6 | -24.4 | -33.3 | -8.3 | -11.1 | -11.7 | -13.3 | -6 | -10.2 | -6.7 | -9.4 | 3.3 | 1.7 | 5.9 | 5.9 | 6.1 | 2.8 | 5 | 3.9 | -17 | -20 | -4.4 | -7.5 | -21.7 | -27.8 | -10.6 | -13.3 | -2.9 | -6.4 | -9.4 | -13.9 | -17.2 | -18.9 | -7.8 | -10 | -5.5 | -9.8 | -8.7 | -11.5 | -5 | -7 | 9.6 | 9.6 | 5.6 | -4.4 | -7.2 | -10 | 8.9 | 4.4 | 3.7 | -2.8 | -0.6 | -6.1 | -10 | -11.1 | -11.3 | -14.3 | -3.3 | -6.1 | -12.8 | -16.7 | 3.3 | -8.9 | 0.6 | -1.1 | 0.6 | -2.2 | 1.1 | -9.4 | -6.7 | -9.8 | -10.6 | -13.3 | -7.8 | -15 | -3.9 | -7.8 | -7 | -10 | 9.6 | 7.7 | 0.6 | -0.7 | -1.1 | -9.4 | 2.8 | -10.6 | -7 | -12 | 8.3 | -3.9 | 1.1 | -7.2 | -14.4 | -20 | -1.1 | -6.1 | -1.1 | -3.9 | -0.6 | -4.4 | 13.3 | 13 | 2.2 | -2.8 | -3.1 | -9.2 | 2.2 | -1.1 | 3.9 | 1.1 | -1.7 | -6.1 | -1.7 | -10.2 | -22.8 | -26.1 | 5.6 | 4.4 | 0 | -3.3 | -16.3 | -18.9 | -1.1 | -6.9 | 5 | -5.6 | -18.3 | -23.3
-13 | -16 | -6.1 | -7.2 | -7.2 | -9.4 | 0 | -2.8 | -6.5 | -18.1 | 10.6 | -0.6 | 9 | 7 | 1.1 | -0.6 | 11.1 | 6.1 | 6.3 | 5.3 | 10 | 7.2 | 3.8 | 1.5 | 0.2 | -4.6 | -11.7 | -20.6 | 18 | 18 | 6.7 | 3.3 | 22.8 | 20 | 16.1 | 16 | 16.7 | 13.9 | -6.1 | -13.3 | 19.4 | 15 | -25 | -34.4 | -8.3 | -10.6 | -14.4 | -15.6 | -6.3 | -8.9 | -7.2 | -11.1 | 2.2 | 1.2 | 5 | 5 | 6.7 | 3.3 | 6.1 | 4.4 | -17 | -19 | -4.4 | -7.2 | -21.1 | -30.6 | -12.2 | -13.9 | -2.6 | -5.2 | -8.9 | -12.8 | -17.2 | -18.3 | -7.2 | -8.9 | -6.1 | -11.1 | -9.4 | -12.2 | -5.6 | -7.8 | 8.9 | 8.9 | 5.2 | -3.9 | -8.1 | -10.3 | 8.3 | 6.1 | 3.5 | -2.9 | -1.7 | -6.1 | -10.6 | -11.7 | -12.2 | -15.6 | -2.2 | -5.6 | -10.6 | -12.2 | 0.6 | -9.4 | 0.6 | 0 | 1.7 | -2.2 | 0.6 | -10 | -7.8 | -10.5 | -12.2 | -15 | -7.8 | -15 | -4.4 | -7.8 | -9 | -11 | 9.3 | 7.9 | 0.6 | -0.6 | -1.1 | -8.9 | 2.8 | -8.3 | -7 | -12 | 8.3 | -3.9 | 0.6 | -7.8 | -12.8 | -18.3 | -2.2 | -5.6 | -1.1 | -3.9 | -0.6 | -4.4 | 12.2 | 12.2 | 1.1 | -2.8 | -3.3 | -10 | 2.2 | -0.6 | 3.9 | 1.1 | -1.7 | -5.6 | -3.3 | -10.8 | -19.4 | -23.9 | 5 | 3.3 | -0.6 | -3.3 | -16.7 | -19.4 | -1.7 | -6.4 | 4.8 | -5.2 | -18.9 | -23.3
-13 | -15 | -6.7 | -7.8 | -8.3 | -10.6 | -0.6 | -2.8 | -7.4 | -18.9 | 10.6 | -0.6 | 10 | 8 | 1.7 | 0.6 | 11.7 | 6.1 | 5.6 | 4.4 | 7.8 | 6.1 | 3 | 1 | -0.2 | -5.1 | -12.2 | -21.1 | 18 | 18 | 5.6 | 3.9 | 22.2 | 20 | 16.1 | 16.1 | 15 | 12.8 | -6.1 | -13.3 | 18.9 | 15.6 | -25.6 | -33.7 | -7.2 | -8.9 | -14.4 | -16.1 | -6.7 | -7.8 | -7.2 | -11.1 | 1.1 | 0.6 | 5 | 5 | 7.2 | 3.9 | 5.6 | 4.4 | -17 | -20 | -4.4 | -7 | -21.7 | -29.4 | -14.4 | -16.1 | -2.2 | -4.4 | -7.8 | -11.7 | -17.8 | -20 | -7.2 | -8.9 | -7.2 | -11.2 | -9.8 | -12.3 | -6.7 | -8.6 | 8.7 | 8.7 | 4.8 | -4.2 | -9.1 | -11.2 | 7.8 | 6.7 | 3.3 | -3.3 | -3.9 | -6.7 | -10.6 | -11.7 | -12.8 | -15.8 | -5 | -6.7 | -10.6 | -12.8 | 2.2 | -9.4 | 0.6 | 0 | 1.7 | -2.2 | 0 | -11.1 | -8.9 | -11.7 | -12.2 | -13.9 | -7.8 | -14.4 | -5 | -8.9 | -10 | -12 | 8.9 | 7.8 | 0.6 | -0.6 | -0.6 | -8.9 | 2.8 | -6.1 | -7 | -12 | 6.1 | -3.9 | -1.1 | -7.2 | -12.8 | -18.3 | -3.3 | -6.1 | -1.7 | -3.9 | -0.6 | -5.6 | 12.2 | 12.2 | 0.6 | -3.3 | -4.4 | -9.2 | 1.7 | -1.1 | 2.8 | 0.6 | -1.1 | -5 | -5 | -12.2 | -18.3 | -23.3 | 5 | 3.3 | 0.6 | -2.8 | -15.9 | -18.4 | -2.2 | -6.7 | 4.6 | -5.3 | -18.3 | -22.8
-13 | -15 | -7.2 | -7.8 | -8.3 | -10.6 | -0.6 | -2.8 | -8.3 | -21.7 | 10 | -0.6 | 11 | 8 | 2.2 | 0.6 | 11.1 | 6.1 | 4.8 | 3.9 | 7.2 | 6.1 | 2.5 | 0.8 | -0.6 | -6.1 | -12.8 | -21.1 | 18 | 18 | 4.4 | 3.3 | 22.2 | 20 | 16.3 | 16.2 | 15.6 | 13.9 | -6.7 | -13.3 | 18.9 | 15 | -26.1 | -33.6 | -6.7 | -8.3 | -14.4 | -15.6 | -6.7 | -7.7 | -7.2 | -11.1 | 0.4 | -0.7 | 5 | 5 | 7.8 | 3.9 | 5 | 3.9 | -17 | -20 | -4.4 | -6.8 | -22.8 | -29.4 | -15 | -16.7 | -3.3 | -6.5 | -7.2 | -10.6 | -18.3 | -20 | -7.2 | -8.9 | -8.3 | -12 | -10.2 | -12.7 | -7.8 | -9.8 | 8.5 | 8.5 | 4.4 | -5 | -10 | -12.2 | 7.2 | 5 | 3.3 | -2.5 | -2.8 | -6.7 | -13.3 | -15 | -13.3 | -16.3 | -4.4 | -7.2 | -10 | -11.7 | 5 | -8.9 | 0.6 | 0 | 1.7 | -1.1 | -0.6 | -11.1 | -7.4 | -10.2 | -12.8 | -15.6 | -8.3 | -14.4 | -5 | -9.4 | -12 | -13 | 8.5 | 7.5 | 0.4 | -0.7 | -0.6 | -8.9 | 3.9 | -3.9 | -7 | -12 | 6.1 | -3.9 | -1.1 | -7.8 | -12.2 | -17.8 | -3.9 | -5.6 | -0.6 | -3.9 | -0.6 | -5 | 12.2 | 12.2 | 0.6 | -3.9 | -5.6 | -9.5 | 1.1 | -1.1 | 3.9 | 0.6 | -1.1 | -5.6 | -5.2 | -11.6 | -20 | -25.6 | 5 | 3.9 | 0 | -3.3 | -15.2 | -17.7 | -2.4 | -6.1 | 4.4 | -6.7 | -19.4 | -24.4
-13 | -15 | -9.4 | -10.6 | -9.4 | -11.1 | -1.7 | -3.3 | -8.3 | -21.4 | 9.4 | -2.2 | 12 | 7 | 1.7 | 0 | 10.6 | 6.7 | 4.1 | 3.4 | 6.1 | 5 | 1.9 | 0.3 | -0.8 | -5 | -13.3 | -21.7 | 18 | 18 | 5 | 4.4 | 22.2 | 20 | 16.5 | 16.2 | 13.3 | 12.2 | -7.2 | -12.8 | 18.3 | 15.6 | -26.7 | -34.4 | -6.1 | -8.3 | -14.4 | -15.6 | -6.7 | -7.7 | -7.8 | -11.7 | -0.4 | -1.8 | 5 | 5 | 7.8 | 3.9 | 5 | 3.9 | -17 | -20 | -4.4 | -6.6 | -23.3 | -29.4 | -15.6 | -17.2 | -4.5 | -9.3 | -6.7 | -9.4 | -17.8 | -20 | -10 | -11.1 | -9.4 | -13.3 | -10.6 | -13.3 | -8.9 | -11.1 | 8.3 | 8.3 | 4.2 | -4.2 | -9.1 | -11.1 | 7.2 | 5.6 | 3.3 | -2.3 | -3.9 | -7.2 | -11.1 | -12.2 | -13.9 | -17.2 | -4.4 | -6.7 | -10 | -11.7 | 2.2 | -9.4 | 0.6 | -0.6 | 2.8 | 0.6 | -0.6 | -11.1 | -5.9 | -9.4 | -13.9 | -15.6 | -7.8 | -13.9 | -6.1 | -8.9 | -13 | -14 | 8.2 | 7.2 | 0.2 | -0.8 | -1.7 | -8.9 | 4.4 | -3.3 | -12 | -17 | 4.4 | -4.4 | -1.1 | -7.8 | -12.2 | -18.3 | -5 | -6.7 | -0.6 | -3.3 | -1.7 | -5.6 | 12.2 | 12.2 | 0.6 | -3.9 | -6.7 | -10 | -0.6 | -2.2 | 3.9 | 0 | 0.6 | -5.6 | -5.4 | -11.8 | -20.6 | -26.1 | 5 | 3.9 | 0 | -2.8 | -14.4 | -17.2 | -2.6 | -6.1 | 4.6 | -6.1 | -18.9 | -23.3
-13 | -15 | -11.1 | -12.2 | -9.4 | -11.1 | -2.2 | -3.9 | -8.3 | -22.4 | 8.3 | -2.2 | 12 | 7 | 2.8 | 1.1 | 11.1 | 4.4 | 3.3 | 2.8 | 6.1 | 5 | 1.5 | -0.3 | -0.9 | -4.5 | -12.8 | -21.7 | 18 | 17 | 5 | 4.4 | 21.7 | 19.4 | 16.7 | 16.1 | 14.4 | 12.8 | -7.2 | -13.3 | 18.9 | 15 | -27.1 | -33.9 | -6.1 | -7.8 | -13.9 | -15 | -6.7 | -7.8 | -7.2 | -12.2 | -1.1 | -3.3 | 5.2 | 5.2 | 7.8 | 3.9 | 5.6 | 4.4 | -17 | -20 | -5.6 | -6.3 | -23.9 | -28.3 | -15 | -17.2 | -5.6 | -12.8 | -6.1 | -8.9 | -18.3 | -20 | -9.4 | -10 | -9.4 | -13.4 | -11.1 | -13.4 | -9.6 | -11.4 | 7.6 | 7.6 | 4.1 | -4.3 | -8.1 | -10.1 | 7.2 | 5.6 | 3.3 | -2.2 | -5 | -7.2 | -10.6 | -11.7 | -14.3 | -17.2 | -6.1 | -7.2 | -10 | -11.1 | 2.8 | -9.4 | 0.6 | -0.6 | 2.8 | 1.1 | -0.6 | -11.7 | -4.4 | -8.9 | -15.6 | -17.8 | -7.2 | -13.9 | -6.7 | -8.9 | -14 | -16 | 7.8 | 6.7 | 0 | -1.1 | -1.7 | -8.9 | 4.4 | -3.3 | -12 | -17 | 3.3 | -5 | -1.7 | -7.8 | -11.7 | -17.8 | -4.4 | -6.7 | -0.6 | -3.3 | -0.6 | -6.7 | 12.4 | 12.4 | -0.6 | -4.4 | -7.1 | -9.9 | -0.6 | -2.2 | 3.3 | -0.6 | 0.6 | -4.4 | -5.6 | -12.8 | -21.1 | -27.2 | 5 | 3.9 | -0.6 | -2.8 | -14.4 | -17.1 | -2.8 | -6.7 | 4.8 | -6.8 | -19.4 | -24.4
-13 | -15 | -10.6 | -11.7 | -10 | -11.7 | -1.7 | -3.3 | -8.3 | -26.1 | 10 | -3.9 | 12 | 7 | 2.8 | 1.1 | 11.1 | 3.9 | 2.6 | 2 | 5.6 | 4.4 | 1.4 | -0.3 | -1.1 | -4.4 | -12.2 | -21.7 | 18 | 18 | 5.6 | 5 | 20.6 | 18.9 | 17.2 | 16.7 | 14.4 | 12.8 | -7.8 | -13.3 | 18.3 | 15.6 | -27.4 | -34.2 | -6.7 | -8.3 | -12.8 | -13.9 | -6.7 | -7.5 | -7.2 | -12.2 | -1.3 | -3.4 | 5.4 | 5.4 | 6.7 | 2.8 | 5.6 | 4.4 | -20 | -22 | -5 | -6.1 | -24.4 | -28.9 | -16.7 | -18.9 | -6.1 | -11.5 | -5.6 | -8.3 | -18.9 | -20.6 | -9.4 | -10.6 | -9.4 | -14.2 | -11.7 | -13.8 | -10.4 | -12 | 6.8 | 6.8 | 3.9 | -5 | -7.2 | -9.4 | 6.7 | 5.6 | 3.5 | -1.6 | -4.4 | -7.8 | -8.9 | -10 | -14.6 | -17.5 | -6.1 | -7.8 | -11.1 | -12.8 | 0.6 | -10 | -0.6 | -1.1 | 3.3 | 2.2 | -0.6 | -12.2 | -4.4 | -8.2 | -16.7 | -18.3 | -7.8 | -13.3 | -7.2 | -9.4 | -14 | -16 | 7.4 | 6.1 | 0 | -0.9 | -1.7 | -8.9 | 5.6 | -2.2 | -13 | -20 | 2.2 | -5 | -2.8 | -8.3 | -11.1 | -17.2 | -5.6 | -7.2 | -1.1 | -3.3 | -1.1 | -7.2 | 12.6 | 12.6 | -0.6 | -4.4 | -7.4 | -9.9 | -1.1 | -2.2 | 2.2 | 0 | -0.6 | -3.9 | -6.1 | -11.7 | -21.7 | -27.8 | 5 | 4.4 | 0 | -3.3 | -14.4 | -17.2 | -3.2 | -6.6 | 5 | -8.3 | -21.1 | -25.6
-13 | -15 | -10 | -11.7 | -10 | -11.7 | -2.8 | -3.9 | -9.4 | -23.8 | 10 | -3.9 | 12 | 7 | 3.3 | 0.6 | 11.7 | 2.8 | 1.8 | 1.2 | 6.1 | 5 | 0.7 | -0.7 | -0.4 | -3.8 | -13.3 | -21.7 | 18 | 18 | 4.4 | 3.9 | 20.6 | 18.9 | 17.8 | 17.3 | 14.4 | 13.3 | -8.3 | -13.3 | 18.3 | 15 | -27.8 | -35 | -5.6 | -7.2 | -12.2 | -15 | -6.7 | -7.3 | -7.8 | -12.8 | -1.5 | -3.7 | 5.6 | 5.6 | 6.1 | 3.3 | 5 | 3.9 | -22 | -25 | -5.6 | -6.1 | -24.4 | -28.3 | -17.2 | -19.4 | -6.7 | -11.4 | -4.4 | -7.2 | -18.9 | -20.6 | -10 | -10.6 | -9.4 | -15.6 | -12.2 | -14.4 | -11.1 | -12.8 | 6.1 | 6.1 | 4.1 | -4.3 | -7.6 | -9.6 | 6.1 | 5.6 | 3.7 | -1.3 | -5 | -7.8 | -10.6 | -12.2 | -15 | -18.3 | -5 | -7.2 | -11.7 | -13.3 | 1.7 | -10 | -2.2 | -4.4 | 3.3 | 2.2 | -0.6 | -12.2 | -4.4 | -7.9 | -16.7 | -18.3 | -6.7 | -12.8 | -7.2 | -9.4 | -13 | -15 | 7.1 | 5.3 | 0 | -0.6 | -2.2 | -9.4 | 5.6 | -1.1 | -15 | -20 | 2.2 | -5.6 | -3.3 | -8.9 | -10 | -17.8 | -5.6 | -7.2 | -1.7 | -3.9 | -1.7 | -7.2 | 12.8 | 12.8 | 1.7 | -5 | -7.8 | -10.6 | -1.7 | -2.2 | 1.7 | -0.6 | -2.2 | -5.6 | -6.7 | -11.8 | -21.1 | -27.2 | 4.4 | 3.3 | 0.6 | -3.3 | -14.4 | -17.8 | -3.5 | -6.9 | 4.8 | -7.4 | -20 | -25
-13 | -14 | -9.4 | -10.6 | -10 | -11.7 | -3.3 | -4.4 | -10.6 | -23.8 | 9.4 | -3.3 | 11 | 7 | 2.8 | 1.1 | 11.1 | 2.8 | 1.1 | 0.6 | 5.6 | 5 | 0.6 | -1.1 | 0.4 | -3.6 | -13.3 | -21.7 | 18 | 18 | 5.6 | 5 | 20 | 18.9 | 18.3 | 17.8 | 12.2 | 11.1 | -9.4 | -13.3 | 18.9 | 15 | -27.4 | -34.2 | 0 | -2.2 | -10 | -12.8 | -6.7 | -7.2 | -8.9 | -13.3 | -1.7 | -4.4 | 6.9 | 6.9 | 5.6 | 3.3 | 5.6 | 3.9 | -22 | -26 | -6.1 | -6.7 | -24.4 | -30.6 | -17.2 | -18.9 | -7.2 | -11.7 | -4.4 | -6.7 | -19.4 | -21.1 | -9.4 | -10.6 | -10 | -15.1 | -11.8 | -14.3 | -10.7 | -12.9 | 5.7 | 5 | 4.2 | -4.2 | -7.9 | -9.9 | 5.6 | 5 | 3.9 | -1.1 | -6.7 | -8.3 | -8.9 | -10.6 | -14.8 | -17.7 | -6.1 | -7.2 | -12.2 | -13.9 | -0.6 | -10.6 | -1.7 | -3.3 | 2.8 | 2.2 | -0.6 | -12.2 | -4.4 | -8.3 | -16.1 | -17.8 | -7.8 | -12.8 | -7.2 | -9.4 | -11 | -12 | 6.7 | 4.4 | 0 | -0.6 | -2.2 | -9.4 | 6.7 | 0 | -16 | -20 | 1.7 | -6.7 | -4.4 | -8.3 | -10 | -17.8 | -5.6 | -6.7 | -1.1 | -3.3 | -1.1 | -7.2 | 13.3 | 13.2 | 0.6 | -5 | -8 | -10.4 | 0 | -1.7 | 1.1 | -1.1 | -1.7 | -5.6 | -7.2 | -12.2 | -21.1 | -26.7 | 3.9 | 3.3 | 0.6 | -2.8 | -14 | -16.8 | -3.9 | -7.8 | 4.6 | -7.2 | -21.1 | -24.4
-13 | -15 | -7.2 | -8.3 | -7.8 | -10 | -3.3 | -5 | -11.7 | -25 | 10 | -3.9 | 11 | 8 | 2.8 | 0.6 | 11.7 | 2.2 | 2.2 | 1.8 | 6.1 | 4.4 | 4.3 | 1.1 | 1.1 | -3.9 | -12.8 | -21.7 | 19 | 19 | 6.1 | 6.1 | 20 | 18.3 | 19.2 | 18.2 | 15.6 | 14.4 | -9.4 | -13.3 | 19.4 | 15 | -27.1 | -33.9 | 2.2 | -0.6 | -8.3 | -11.1 | -6.3 | -6.8 | -7.8 | -12.8 | -1.5 | -4.1 | 8.1 | 8.1 | 7.2 | 5.6 | 5 | 4.4 | -23 | -26 | -7.2 | -7.2 | -23.3 | -25.6 | -18.3 | -20.6 | -8.1 | -12.3 | -3.9 | -6.1 | -19.4 | -21.1 | -8.9 | -10 | -10.5 | -15.2 | -11.5 | -14.4 | -10.4 | -13.4 | 5.4 | 4.1 | 4.4 | -5 | -8.3 | -10.6 | 3.9 | 3.9 | 4.6 | -0.3 | -6.1 | -8.3 | -7.8 | -10 | -14.6 | -17.5 | -5 | -7.2 | -12.2 | -13.9 | 1.7 | -9.4 | -1.1 | -2.2 | 2.8 | 2.8 | -0.6 | -11.7 | -4.6 | -7.9 | -15.6 | -17.8 | -6.1 | -12.8 | -7.2 | -9.4 | -9 | -11 | 7.4 | 4.7 | 0 | -0.5 | -2.8 | -9.4 | 5.6 | 1.1 | -17 | -22 | 1.7 | -7.2 | -3.9 | -7.8 | -9.4 | -16.7 | -6.1 | -7.8 | -0.6 | -1.7 | -2.2 | -7.2 | 13.9 | 13.6 | 0.6 | -3.3 | -8.1 | -10.5 | 0.6 | -1.1 | 1.1 | -1.1 | -0.6 | -5.6 | -4.6 | -10.6 | -20.6 | -27.2 | 4.4 | 3.3 | 0 | -2.8 | -13.7 | -16.3 | -3.2 | -6.9 | 4.4 | -8.3 | -20.6 | -23.9
-13 | -15 | -6.1 | -7.8 | -3.9 | -7.8 | -1.7 | -3.9 | -4.7 | -19.6 | 9.4 | -2.2 | 11 | 8 | 2.8 | 0.6 | 12.8 | 4.4 | 3.3 | 3.2 | 10 | 7.2 | 8 | 3.1 | 2.6 | -3.3 | -10 | -20.6 | 18 | 17 | 10 | 7.8 | 23.9 | 19.4 | 20.2 | 18.5 | 17.2 | 15 | -6.7 | -12.8 | 22.2 | 15 | -26.7 | -34.4 | -5 | -6.7 | -6.1 | -8.9 | -6 | -6.5 | -6.1 | -11.7 | -1.3 | -4.4 | 9.4 | 9.4 | 11.7 | 7.2 | 6.1 | 5 | -25 | -28 | -6.7 | -6.7 | -21.1 | -26.1 | -13.9 | -15.6 | -9.1 | -13.7 | -3.3 | -5.6 | -17.2 | -18.9 | -8.3 | -10 | -11.1 | -16.1 | -11.1 | -15 | -10 | -14.4 | 5 | 2.8 | 5 | -4 | -6.6 | -9 | 5 | 4.4 | 5.4 | 0.3 | -2.8 | -6.7 | -6.7 | -8.9 | -14.4 | -17.8 | 0.6 | -3.3 | -12.2 | -14.4 | 7.8 | -7.2 | 1.1 | -1.7 | 3.3 | 2.8 | -0.6 | -11.7 | -4.8 | -8.3 | -13.3 | -17.2 | -6.1 | -12.2 | -5.6 | -8.9 | -9 | -11 | 8.2 | 5 | 0 | -0.5 | -1.1 | -9.4 | 5 | 2.2 | -17 | -22 | 3.3 | -6.7 | -0.6 | -7.2 | -8.9 | -16.1 | -5 | -6.7 | 2.8 | -0.6 | -1.1 | -5.6 | 14.4 | 13.9 | 7.2 | -3.3 | -8.3 | -11.1 | 5.6 | 3.3 | 6.7 | 1.7 | -1.7 | -5.6 | -2 | -9.8 | -20 | -26.7 | 4.4 | 2.8 | -0.6 | -3.3 | -13.3 | -16.1 | -2.4 | -6.4 | 6.8 | -6.7 | -20 | -25
-13 | -15 | -6.1 | -9.4 | -0.6 | -7.2 | 1.1 | -2.2 | 2.4 | -16.4 | 11.7 | -3.3 | 11 | 8 | 3.3 | 0.6 | 14.4 | 3.3 | 4.4 | 4.4 | 11.7 | 6.1 | 11.7 | 4.4 | 4.1 | -3.2 | -7.8 | -18.3 | 18 | 16 | 12.2 | 6.1 | 25 | 19.4 | 21.1 | 18.9 | 20 | 16.1 | -3.9 | -11.1 | 23.9 | 15 | -25.8 | -33.1 | -4.4 | -7.8 | -4.4 | -9.4 | -5.6 | -6.1 | -3.3 | -10 | -1.1 | -5 | 12.2 | 10.8 | 15 | 7.8 | 5.6 | 5 | -27 | -30 | -4.4 | -5 | -18.3 | -22.2 | -11.7 | -13.3 | -10 | -15.6 | -2.8 | -5 | -15 | -16.1 | -6.1 | -7.8 | -9.6 | -14.7 | -9.4 | -14.2 | -8.7 | -13.2 | 6.1 | 2.6 | 5.5 | -3.6 | -5 | -7.9 | 8.3 | 6.7 | 6.1 | 1.1 | -0.6 | -8.9 | -5 | -7.8 | -12.6 | -15.9 | 2.2 | -6.7 | -11.7 | -13.9 | 9.4 | -6.7 | 0.6 | -1.1 | 3.9 | 2.8 | -1.7 | -9.4 | -5 | -8.9 | -11.1 | -16.7 | -4.4 | -12.2 | -3.9 | -8.3 | -10 | -12 | 8.9 | 5 | 0 | -0.6 | 0 | -8.9 | 4.4 | 1.7 | -18 | -23 | 5.6 | -5 | 2.2 | -11.1 | -7.8 | -15.6 | -2.2 | -5 | 6.7 | 0 | 2.8 | -5 | 15.3 | 14.2 | 8.9 | -5 | -6.5 | -10.2 | 8.9 | 5.6 | 10.6 | 1.7 | 0 | -5.6 | 0.6 | -11.1 | -18.9 | -27.2 | 5 | 2.8 | -1.1 | -3.9 | -11.6 | -14.3 | -1.7 | -6.7 | 9.3 | -6.6 | -16.7 | -21.1
-13 | -15 | -5.6 | -6.7 | 1.1 | -8.3 | 3.9 | -1.7 | 9.4 | -16.7 | 12.8 | -2.8 | 11 | 9 | 5 | 0.6 | 15.6 | 5 | 5.5 | 5.5 | 12.8 | 7.2 | 14.7 | 4.4 | 5.6 | -3.9 | -5.6 | -18.3 | 18 | 16 | 15.6 | 4.4 | 25.6 | 19.4 | 21.8 | 18 | 20.6 | 16.1 | -1.1 | -10.6 | 25 | 14.4 | -24.8 | -32.1 | -3.3 | -6.1 | -2.8 | -8.9 | -4.8 | -5.4 | -0.6 | -8.9 | -0.7 | -4.6 | 15 | 12 | 17.8 | 8.3 | 7.2 | 5 | -27 | -30 | -3.9 | -5 | -15 | -21.7 | -8.3 | -10.6 | -9.1 | -14.4 | -1.7 | -5 | -11.7 | -12.8 | -4.4 | -8.3 | -8.2 | -14.3 | -7.8 | -13.9 | -7.4 | -12.6 | 7.2 | 1.9 | 6.1 | -3.9 | -3.3 | -7.2 | 10 | 6.7 | 5.7 | 1.2 | 1.7 | -11.1 | -2.8 | -6.7 | -10.7 | -14.3 | 4.4 | -6.1 | -11.7 | -15 | 11.7 | -6.1 | 2.8 | 0 | 4.4 | 3.9 | -1.7 | -11.1 | -5 | -8.8 | -8.3 | -13.9 | -2.2 | -11.1 | -2.2 | -8.3 | -10 | -13 | 10 | 4.2 | 0.7 | -0.1 | 1.1 | -8.3 | 4.4 | 2.2 | -17 | -22 | 7.2 | -5 | 4.4 | -11.1 | -5.6 | -15 | 1.1 | -3.9 | 11.1 | -2.2 | 5.6 | -3.3 | 16.3 | 14.3 | 10.6 | -4.4 | -4.6 | -10.1 | 14.4 | 7.8 | 13.3 | -0.6 | 2.2 | -5 | 1.3 | -9.6 | -18.3 | -27.2 | 5.6 | 2.8 | 0.6 | -3.3 | -10 | -13.2 | -0.4 | -5.9 | 11.7 | -7.2 | -17.2 | -22.8
-15 | -17 | -3.9 | -6.7 | 3.9 | -8.9 | 6.7 | -1.7 | 11.6 | -13.4 | 14.4 | -2.8 | 11 | 9 | 5.6 | -0.6 | 14.4 | 10 | 6.7 | 6.7 | 13.9 | 7.2 | 17.6 | 3.1 | 6.7 | -3.1 | -3.3 | -17.8 | 19 | 13 | 15.6 | 6.7 | 26.1 | 18.9 | 22.6 | 16.9 | 25 | 16.7 | 1.1 | -10.6 | 26.1 | 15 | -23.9 | -32.2 | -1.1 | -3.9 | -1.1 | -7.8 | -4.1 | -4.9 | 1.7 | -7.2 | -0.4 | -4.6 | 17.8 | 12.8 | 17.8 | 8.9 | 6.7 | 5 | -27 | -30 | -2.8 | -4.4 | -13.9 | -24.4 | -6.7 | -10.6 | -8.1 | -14 | -1.1 | -5 | -9.4 | -10.6 | -2.8 | -7.2 | -6.7 | -14.4 | -6.1 | -15 | -6.1 | -12.8 | 8.3 | 1.1 | 5.9 | -3.3 | -2.2 | -5.7 | 12.2 | 6.7 | 5.4 | 1.5 | 2.8 | -11.7 | -1.1 | -5.6 | -8.9 | -13.3 | 6.1 | -5.6 | -11.7 | -15.6 | 13.3 | -5.6 | 3.9 | -0.6 | 5 | 5 | -1.1 | -10.6 | -5 | -9.1 | -7.2 | -13.9 | -0.6 | -11.1 | -0.6 | -7.8 | -9 | -13 | 11.1 | 2.9 | 1.5 | 0.2 | 2.2 | -8.3 | 6.1 | 3.9 | -15 | -21 | 8.3 | -4.4 | 4.4 | -12.2 | -4.4 | -14.4 | 3.9 | -3.9 | 12.8 | -2.8 | 9.4 | -3.3 | 17.2 | 14.4 | 12.8 | -3.9 | -2.8 | -11.1 | 16.1 | 8.3 | 14.4 | -0.6 | 3.3 | -3.3 | 2.1 | -9.3 | -16.7 | -26.1 | 6.7 | 2.8 | 1.7 | -3.3 | -8.3 | -12.2 | 0.9 | -5.7 | 12.4 | -6.7 | -13.3 | -18.9
-17 | -19 | -5 | -7.8 | 5 | -9.4 | 9.4 | -2.2 | 13.9 | -12.6 | 16.1 | -3.9 | 11 | 9 | 6.1 | -0.6 | 14.4 | 9.4 | 7.8 | 7.8 | 15.6 | 6.1 | 20.6 | 0.6 | 7.8 | -3.3 | -1.7 | -16.7 | 19 | 11 | 16.1 | 7.8 | 25.6 | 18.3 | 23.3 | 15.6 | 25.6 | 16.7 | 2.8 | -10.6 | 25.6 | 15 | -22.4 | -30.5 | 3.9 | -0.6 | 0.6 | -6.7 | -3.3 | -4.4 | 3.3 | -4.4 | 0 | -5.6 | 18.5 | 12.5 | 18.3 | 8.9 | 7.8 | 5 | -27 | -31 | -2.2 | -4.4 | -11.7 | -23.3 | -5.6 | -10.6 | -7.2 | -14.4 | -0.6 | -5 | -7.2 | -9.4 | -2.2 | -6.1 | -6.1 | -13.1 | -5.7 | -13.5 | -4.8 | -11.4 | 8.5 | 0.2 | 5.8 | -3.4 | -1.1 | -4.8 | 12.8 | 6.7 | 5 | 1.7 | 3.3 | -11.1 | 1.1 | -3.9 | -8 | -12.2 | 7.2 | -5.6 | -10.6 | -13.9 | 14.4 | -5.6 | 4.4 | -1.1 | 5 | 5 | -0.6 | -11.7 | -5 | -10 | -6.1 | -12.8 | 1.7 | -11.1 | 1.7 | -6.7 | -8 | -12 | 12.2 | 1.1 | 2.2 | 0.6 | 3.9 | -7.8 | 6.1 | 3.3 | -13 | -20 | 10 | -3.3 | 6.7 | -10.6 | -5 | -13.9 | 5.6 | -6.1 | 13.9 | -3.3 | 13.3 | -2.2 | 16.5 | 12.9 | 15 | -3.9 | -1.1 | -9.4 | 17.2 | 8.9 | 15 | -1.1 | 3.9 | -2.2 | 2.8 | -10.6 | -15 | -25 | 7.2 | 2.2 | 1.7 | -3.9 | -8.5 | -12.8 | 2.2 | -6.7 | 13.2 | -6.6 | -13.9 | -18.9
-17 | -20 | -3.9 | -6.1 | 6.1 | -9.4 | 10.6 | -2.2 | 16.1 | -12.2 | 16.7 | -2.8 | 11 | 9 | 7.2 | 0 | 14.4 | 9.4 | 8.9 | 8 | 16.7 | 6.1 | 20.2 | 1.6 | 8.9 | -3.9 | -1.1 | -16.1 | 19 | 11 | 16.7 | 8.3 | 26.1 | 18.3 | 22.4 | 13.8 | 24.4 | 17.2 | 3.9 | -10.6 | 24.4 | 14.4 | -20.9 | -29.8 | 3.9 | -0.6 | 1.7 | -6.1 | -3.7 | -4.7 | 4.4 | -4.4 | -0.2 | -5.3 | 19.3 | 12.4 | 18.3 | 8.9 | 6.7 | 5 | -27 | -31 | -1.1 | -3.9 | -10.6 | -22.2 | -4.4 | -10 | -7.4 | -14.5 | 1.1 | -5 | -5.6 | -8.3 | -1.1 | -5.6 | -5.6 | -12.4 | -5.4 | -13.2 | -3.5 | -10.8 | 8.7 | -0.8 | 5.6 | -3.9 | 0 | -4.4 | 15 | 6.7 | 5.2 | 1.9 | 4.4 | -12.2 | 2.2 | -3.3 | -7 | -11.2 | 10 | -8.3 | -10 | -13.3 | 15 | -5.6 | 6.1 | -1.7 | 6.1 | 6.1 | -0.6 | -11.7 | -5.4 | -9.8 | -5.6 | -12.2 | 2.8 | -10.6 | 2.2 | -6.1 | -8 | -12 | 11.8 | 0.5 | 3.3 | 1 | 4.4 | -8.3 | 6.1 | 3.3 | -12 | -17 | 10 | -2.2 | 7.2 | -11.7 | -5 | -13.3 | 6.7 | -6.7 | 13.9 | -2.8 | 17.2 | -2.8 | 15.7 | 11.1 | 15.6 | -3.9 | 0.5 | -8.7 | 17.8 | 9.4 | 16.1 | -1.1 | 3.9 | -2.2 | 2.8 | -9.3 | -13.3 | -25 | 7.8 | 2.2 | 1.1 | -3.3 | -8.7 | -13.9 | 2.8 | -5.8 | 13.9 | -8.3 | -12.8 | -20
-18 | -21 | -1.1 | -3.3 | 7.2 | -11.1 | 12.2 | -1.7 | 15.4 | -12.4 | 16.7 | -2.2 | 12 | 8 | 7.8 | 0 | 13.9 | 10.6 | 10 | 8.3 | 17.2 | 6.1 | 19.8 | 2.6 | 7.8 | -2.5 | 0.6 | -16.1 | 19 | 11 | 17.8 | 8.3 | 26.1 | 17.8 | 21.5 | 12.1 | 23.9 | 16.7 | 4.4 | -12.2 | 23.9 | 13.9 | -19.4 | -30 | 3.9 | -0.6 | 2.8 | -5.6 | -4 | -5 | 6.1 | -2.8 | -0.4 | -5.9 | 20 | 11.7 | 18.3 | 9.4 | 6.1 | 4.4 | -27 | -31 | -1.1 | -3.9 | -8.9 | -21.7 | -4.4 | -8.9 | -7.6 | -15.5 | 1.7 | -4.4 | -4.4 | -7.8 | -1.1 | -5 | -5 | -12.8 | -5 | -13.9 | -2.2 | -11.7 | 8.9 | -2.2 | 6.1 | -3.6 | -0.4 | -4 | 15.6 | 6.7 | 5.4 | 2 | 4.4 | -12.8 | 3.9 | -2.2 | -6.1 | -11.1 | 10.6 | -7.8 | -10.6 | -13.9 | 16.1 | -5.6 | 6.1 | -1.7 | 10 | 8.9 | 0 | -11.7 | -5.7 | -10.1 | -5.6 | -12.2 | 2.8 | -10.6 | 3.3 | -6.1 | -7 | -11 | 11.5 | 0 | 4.5 | 1.3 | 3.9 | -8.3 | 6.1 | 2.8 | -11 | -13 | 8.9 | -2.2 | 8.3 | -12.2 | -5 | -13.3 | 7.8 | -6.7 | 13.9 | -3.3 | 19.4 | -2.8 | 15 | 9.4 | 17.8 | -3.9 | 2.2 | -9.4 | 18.3 | 10 | 16.7 | -1.1 | 3.3 | -1.7 | 2.8 | -9.3 | -12.2 | -25 | 7.2 | 1.7 | 1.7 | -3.3 | -8.9 | -15.6 | 3.3 | -6.1 | 11.7 | -6.4 | -11.7 | -18.3
-18 | -21 | -2.8 | -3.9 | 6.1 | -10 | 12.8 | -1.7 | 14.6 | -13.9 | 17.2 | -3.9 | 12 | 9 | 7.8 | 0 | 13.9 | 11.1 | 11.1 | 8.3 | 17.8 | 6.1 | 19.4 | 3.3 | 6.7 | -2.2 | 1.7 | -14.4 | 18 | 11 | 17.2 | 8.3 | 26.1 | 18.3 | 20.6 | 10 | 22.8 | 16.7 | 4.4 | -13.3 | 24.4 | 13.9 | -19.2 | -28.4 | 3.3 | -0.6 | 2.8 | -5.6 | -4.4 | -5.6 | 5.6 | -3.3 | -0.6 | -7.2 | 18.1 | 12.1 | 18.3 | 9.4 | 6.7 | 3.9 | -25 | -30 | -1.7 | -3.9 | -8.9 | -13.9 | -3.9 | -8.3 | -7.8 | -17.8 | 1.7 | -5 | -3.9 | -7.8 | -0.6 | -4.4 | -5.4 | -11.8 | -5.6 | -11.8 | -3.9 | -10.4 | 7 | -2.2 | 6.7 | -3.9 | -0.7 | -4 | 16.1 | 6.7 | 5.6 | 2.2 | 4.4 | -12.8 | 3.9 | -2.2 | -7.6 | -11.3 | 8.9 | -7.8 | -11.1 | -14.4 | 15.6 | -5.6 | 6.1 | -1.7 | 10.6 | 9.4 | 0 | -12.8 | -6.1 | -11.1 | -4.4 | -12.2 | 3.3 | -10.6 | 3.9 | -6.1 | -8 | -12 | 11.1 | -0.6 | 5.6 | 1.7 | 3.3 | -8.3 | 5.6 | 1.1 | -11 | -13 | 8.3 | -1.7 | 8.3 | -13.3 | -5 | -12.8 | 7.8 | -7.2 | 13.3 | -2.8 | 18.9 | -3.9 | 14.4 | 9 | 16.7 | -4.4 | 1.5 | -8.4 | 17.8 | 10.6 | 17.2 | -1.7 | 3.3 | -1.7 | 2.8 | -10.6 | -12.2 | -25 | 7.2 | 1.1 | 1.1 | -3.9 | -9.6 | -14.9 | 3.9 | -7.2 | 9.4 | -6.5 | -13.3 | -17.8
-20 | -22 | 0.6 | -1.1 | 5.6 | -11.1 | 11.1 | -0.6 | 13.9 | -17.2 | 16.7 | -2.2 | 11 | 8 | 6.1 | 0 | 13.9 | 10 | 9.8 | 8.1 | 16.7 | 5 | 15.7 | 5 | 5.6 | -2.2 | -1.7 | -14.4 | 17 | 11 | 16.1 | 8.3 | 25 | 18.9 | 18.9 | 10 | 22.2 | 16.7 | 4.4 | -13.3 | 22.8 | 14.4 | -19.1 | -28.4 | 3.3 | -0.6 | 0.6 | -5.6 | -5.5 | -6.5 | 5 | -2.2 | -1.7 | -6.9 | 16.3 | 12.5 | 15.6 | 9.4 | 5.6 | 2.8 | -26 | -31 | -3.3 | -4.4 | -10 | -21.1 | -3.9 | -7.8 | -9.3 | -17.8 | 1.1 | -5.6 | -3.9 | -7.2 | -1.1 | -5 | -5.7 | -11.9 | -6.1 | -10.8 | -5.5 | -10.3 | 5.2 | -2.3 | 7.2 | -5 | -1.1 | -4.4 | 12.8 | 6.7 | 6.1 | 3.3 | 3.9 | -12.2 | 1.1 | -2.8 | -9.1 | -12.2 | 7.8 | -12.2 | -12.2 | -15.6 | 11.7 | -6.7 | 2.2 | -1.7 | 10.6 | 9.4 | -0.6 | -13.9 | -7.6 | -11.2 | -4.4 | -10.6 | 3.3 | -10.6 | 3.3 | -5 | -8 | -12 | 9.1 | -0.2 | 4.3 | 1.1 | 1.7 | -8.3 | 3.3 | -1.1 | -11 | -13 | 7.2 | -1.1 | 7.8 | -12.2 | -5.6 | -12.8 | 7.8 | -8.3 | 9.4 | -4.4 | 17.2 | -5 | 13.9 | 8.8 | 16.1 | -5 | 0.7 | -8.3 | 17.2 | 10.6 | 16.1 | -1.1 | 3.3 | -2.2 | 1.5 | -8.4 | -12.2 | -25.6 | 7.8 | 0 | 0.6 | -3.9 | -10.4 | -15 | 3.2 | -6.2 | 7.2 | -7.2 | -13.9 | -17.8
-20 | -22 | 1.1 | -1.7 | 0 | -7.8 | 10 | 0 | 8.9 | -11.5 | 16.1 | -1.7 | 12 | 6 | 5 | 0.6 | 13.3 | 10.6 | 8.5 | 7.6 | 14.4 | 5.6 | 12 | 5.2 | 5 | -1.7 | -5.6 | -16.1 | 17 | 12 | 13.9 | 8.3 | 23.9 | 19.4 | 17.3 | 9.5 | 20.6 | 16.7 | 2.8 | -13.3 | 21.1 | 13.3 | -18.9 | -28.9 | 2.8 | -0.6 | 0 | -5.6 | -6.7 | -7.8 | 3.9 | -2.8 | -2.8 | -7.6 | 14.4 | 12.2 | 13.9 | 9.4 | 5.6 | 2.2 | -26 | -30 | -3.3 | -4.4 | -10.6 | -22.8 | -4.4 | -7.8 | -10.7 | -18.9 | 0 | -5 | -3.3 | -6.7 | -1.7 | -4.4 | -6.1 | -12.8 | -6.7 | -10.6 | -7.2 | -11.1 | 3.3 | -3.3 | 6.7 | -3.6 | -1.5 | -4.4 | 10.6 | 6.7 | 6.7 | 4.5 | 1.7 | -12.2 | 0 | -2.8 | -10.6 | -13.3 | 3.9 | -8.3 | -13.3 | -16.1 | 7.8 | -7.2 | 2.2 | -2.2 | 10 | 8.9 | -1.1 | -14.4 | -9.1 | -11.7 | -5.6 | -11.1 | 2.2 | -11.1 | 0.6 | -4.4 | -10 | -13 | 7 | -0.4 | 3 | 0.7 | 1.1 | -8.9 | 2.2 | -2.2 | -11 | -14 | 5.6 | -0.6 | 5.6 | -11.1 | -6.1 | -12.8 | 7.2 | -8.9 | 9.4 | -4.4 | 12.8 | -5 | 13.3 | 8.3 | 9.4 | -3.9 | 0 | -9.4 | 15.6 | 10.6 | 13.3 | -1.1 | 2.8 | -1.7 | 0.2 | -7.8 | -12.2 | -25 | 7.8 | -0.6 | 0 | -3.3 | -11.1 | -15.6 | 2.4 | -6.2 | 6.1 | -6.3 | -15.6 | -21.1
-20 | -22 | 1.1 | -1.7 | 0 | -7.2 | 8.9 | 0.6 | 3.9 | -11.2 | 15 | -0.6 | 11 | 4 | 3.9 | 0.6 | 13.3 | 9.4 | 7.2 | 7.2 | 15 | 3.9 | 8.3 | 4.4 | 4.5 | -1.5 | -7.8 | -16.7 | 17 | 12 | 10.6 | 8.3 | 22.8 | 19.4 | 15.6 | 8.9 | 19.4 | 16.7 | 1.7 | -11.7 | 20 | 13.9 | -19.3 | -27.2 | 0.6 | -1.7 | -2.8 | -6.1 | -7.8 | -8.9 | 2.8 | -2.8 | -3.9 | -8.9 | 12.6 | 11.2 | 12.2 | 9.4 | 5 | 1.1 | -25 | -30 | -4.4 | -4.4 | -11.7 | -22.2 | -4.4 | -7.8 | -12.2 | -21.1 | -0.6 | -5.6 | -2.8 | -6.1 | -2.8 | -5 | -6.5 | -11.9 | -6.7 | -10 | -7.6 | -10.7 | 2.6 | -2.9 | 6.1 | -3.4 | -1.8 | -4.7 | 9.4 | 6.7 | 7.2 | 5.6 | -1.1 | -8.3 | -1.7 | -3.9 | -10.8 | -13.6 | 2.2 | -8.3 | -13.9 | -16.7 | 5.6 | -7.2 | 0.6 | -2.2 | 8.9 | 5 | -1.7 | -15 | -10.6 | -12.8 | -6.1 | -11.1 | 0 | -10.6 | -0.6 | -5 | -10 | -13 | 5 | -0.6 | 1.7 | 0 | 0 | -8.9 | 1.7 | -2.8 | -11 | -13 | 4.4 | 0 | 1.7 | -9.4 | -6.7 | -12.2 | 5 | -7.8 | 7.8 | -4.4 | 8.3 | -4.4 | 12.4 | 8.1 | 6.7 | -3.9 | -0.6 | -8.3 | 15 | 10 | 11.1 | -0.6 | 2.8 | -2.2 | -1.1 | -8.3 | -12.2 | -25 | 7.8 | 0.6 | -0.6 | -5.6 | -10.9 | -15.1 | 1.7 | -7.2 | 5 | -6.1 | -16.1 | -20.6
-20 | -22 | 1.7 | -2.2 | -0.6 | -7.2 | 7.2 | 0.6 | -1.1 | -13.3 | 14.4 | 0.6 | 11 | 4 | 3.3 | 0.6 | 12.8 | 10 | 6.5 | 6.5 | 15 | 2.2 | 7 | 3.6 | 3.9 | -1.7 | -8.3 | -16.7 | 16 | 12 | 10.6 | 8.9 | 21.7 | 19.4 | 13.7 | 6.6 | 19.4 | 16.7 | 0 | -8.9 | 19.4 | 13.9 | -19.6 | -26.5 | 2.8 | -0.6 | -2.2 | -6.1 | -8.3 | -9.4 | 2.8 | -2.8 | -4.5 | -8.8 | 10.7 | 10.1 | 12.2 | 9.4 | 4.4 | -1.1 | -25 | -28 | -4.4 | -4.4 | -12.2 | -22.8 | -6.1 | -7.8 | -12.9 | -20.8 | -1.1 | -5 | -2.2 | -6.1 | -2.2 | -5 | -6.8 | -12 | -6.7 | -9.8 | -7.9 | -10.6 | 1.8 | -2.9 | 5.6 | -3.3 | -2.2 | -5.6 | 8.3 | 6.7 | 7.2 | 5.7 | -1.1 | -7.8 | -1.7 | -3.9 | -10.9 | -14.1 | 2.8 | -8.3 | -13.9 | -16.7 | 4.4 | -7.8 | 0 | -2.2 | 8.9 | 2.8 | -2.2 | -15 | -10 | -11.9 | -6.7 | -10.6 | -0.6 | -10 | -1.7 | -5.6 | -11 | -14 | 4.1 | -0.8 | 1.5 | 0 | -0.6 | -9.4 | 1.7 | -3.3 | -11 | -15 | 4.4 | 0 | -1.1 | -6.7 | -6.1 | -11.7 | 2.8 | -5.6 | 3.9 | -3.9 | 7.2 | -4.4 | 11.5 | 7.6 | 3.9 | -3.9 | -1.1 | -8.1 | 12.8 | 9.4 | 8.9 | 0 | 2.2 | -1.1 | -0.7 | -7.5 | -12.2 | -24.4 | 6.1 | 1.7 | 0 | -6.7 | -10.8 | -15.4 | 1.9 | -6.6 | 3.9 | -7.2 | -15.6 | -20.6
-20 | -22 | 1.7 | -1.7 | -1.1 | -7.2 | 5 | 0 | -2 | -13.1 | 13.3 | 1.1 | 9 | 4 | 2.8 | 0 | 12.8 | 9.4 | 5.7 | 5.7 | 13.3 | 2.8 | 5.7 | 2.5 | 2.6 | -1.7 | -7.2 | -16.7 | 16 | 12 | 10.6 | 9.4 | 21.7 | 20 | 11.9 | 4.4 | 20 | 16.7 | 0.6 | -10.6 | 18.9 | 13.9 | -20 | -26.7 | 2.8 | -1.7 | -2.2 | -6.1 | -8.9 | -10 | 2.2 | -3.3 | -5 | -9.4 | 8.9 | 8.9 | 12.2 | 9.4 | 3.9 | -3.9 | -23 | -28 | -4.4 | -5.6 | -12.2 | -20 | -8.3 | -10 | -13.7 | -21.7 | -1.1 | -5.6 | -2.8 | -6.1 | -2.2 | -4.4 | -7.2 | -12.8 | -6.7 | -10 | -8.3 | -11.1 | 1.1 | -3.3 | 5 | -2.9 | -3.5 | -6.1 | 8.9 | 6.7 | 7.2 | 6 | -2.8 | -6.7 | -1.7 | -3.3 | -11.1 | -15 | 2.2 | -8.3 | -13.9 | -16.7 | 3.9 | -7.8 | -0.6 | -2.8 | 7.2 | 2.8 | -2.8 | -15 | -9.5 | -11.5 | -6.1 | -10 | 0.6 | -10 | -2.8 | -5.6 | -15 | -16 | 3.1 | -1.1 | 1.3 | 0 | -1.1 | -10 | 1.1 | -4.4 | -11 | -15 | 3.9 | -0.6 | -1.7 | -7.2 | -6.1 | -11.7 | 0 | -4.4 | 4.4 | -3.9 | 5 | -5 | 10.6 | 7.2 | 3.3 | -3.3 | -1.7 | -8.9 | 12.8 | 10 | 5.6 | 0 | 2.2 | -0.6 | -0.4 | -7.7 | -16.7 | -25 | 5 | 2.2 | -1.1 | -6.1 | -10.6 | -16.1 | 2 | -7 | 4.8 | -6.8 | -17.2 | -22.2
-20 | -22 | 1.7 | -0.6 | -1.7 | -7.8 | 5.6 | 0 | -3 | -14.6 | 12.8 | 1.7 | 9 | 4 | 0.6 | -1.1 | 12.2 | 10 | 5 | 5 | 13.3 | 0 | 4.4 | 1.7 | 1.3 | -2.2 | -7.8 | -15.6 | 14 | 11 | 8.9 | 8.3 | 21.7 | 20 | 10 | 1.7 | 18.9 | 16.7 | -0.6 | -7.8 | 17.8 | 13.9 | -20 | -26.1 | -0.6 | -2.8 | -5 | -6.1 | -9.4 | -10.6 | 1.7 | -4.4 | -5.6 | -10.6 | 8.3 | 8.3 | 12.2 | 9.4 | 3.3 | -5 | -22 | -27 | -5 | -7 | -11.7 | -22.8 | -7.2 | -8.9 | -14.4 | -23.3 | -1.1 | -6.1 | -2.8 | -5.6 | -1.7 | -4.4 | -7.2 | -12.2 | -6.5 | -9.5 | -8.9 | -11.4 | 0 | -3.1 | 4.5 | -2.7 | -4.8 | -7.1 | 8.3 | 6.7 | 7.2 | 6.1 | -4.4 | -6.7 | -2.2 | -3.9 | -10.9 | -14.4 | -0.6 | -7.8 | -14.4 | -17.8 | 2.8 | -8.3 | -0.6 | -2.8 | 6.1 | -0.6 | -3.3 | -15.6 | -8.9 | -11.1 | -4.4 | -10 | 0.6 | -9.4 | -2.2 | -5 | -16 | -18 | 2.2 | -1.7 | 1.1 | 0 | -1.7 | -10.6 | 1.1 | -4.4 | -12 | -16 | 3.3 | 0 | -1.7 | -7.2 | -6.1 | -11.7 | 0 | -5 | 3.3 | -3.9 | 5.6 | -4.4 | 9.8 | 7.3 | 1.7 | -3.9 | -2.1 | -7.5 | 11.7 | 9.4 | 5 | 0 | 2.2 | -1.1 | 0 | -8.9 | -19.4 | -25 | 4.4 | 2.2 | -1.7 | -5 | -11.3 | -16.3 | 2.2 | -8.3 | 5.8 | -7.5 | -15.6 | -20
-20 | -21 | 1.7 | -1.1 | -2.8 | -7.8 | 2.8 | -0.6 | -3.9 | -17.2 | 12.8 | 1.1 | 7 | 5 | 1.1 | -1.1 | 12.2 | 8.9 | 4.6 | 4.6 | 13.3 | -2.2 | 4.1 | 1.4 | 0 | -2.8 | -7.8 | -16.7 | 14 | 8 | 8.9 | 8.3 | 21.7 | 20 | 8.9 | 0.8 | 17.8 | 16.7 | -0.6 | -8.3 | 18.3 | 14.4 | -20 | -26.3 | 1.1 | -1.7 | -3.3 | -6.7 | -9.8 | -10.9 | 0 | -4.4 | -6.1 | -10.2 | 7.8 | 7.8 | 11.7 | 9.4 | 2.8 | -6.1 | -24 | -27 | -5.6 | -8 | -12.8 | -21.7 | -10 | -11.1 | -14.6 | -21 | -0.6 | -7.2 | -2.2 | -5.6 | -0.6 | -3.3 | -7.2 | -12.4 | -6.3 | -9.1 | -9.4 | -12.2 | -1.1 | -3.3 | 3.9 | -3.3 | -6.1 | -8.3 | 8.3 | 6.7 | 6.8 | 5.9 | -4.4 | -6.7 | -1.7 | -3.3 | -10.8 | -14.3 | -0.6 | -7.8 | -15 | -18.3 | 2.2 | -8.3 | -1.1 | -2.8 | 5 | -2.2 | -2.8 | -15.6 | -9.8 | -11.6 | -4.4 | -9.4 | 1.1 | -9.4 | -3.3 | -6.7 | -15 | -15 | 2.4 | -0.8 | 0.9 | -0.3 | -2.8 | -10.6 | 0.6 | -6.7 | -12 | -17 | 3.9 | 0 | -2.8 | -7.8 | -6.1 | -11.7 | 0.6 | -3.9 | 0 | -3.9 | 2.8 | -3.9 | 9.1 | 7.4 | 1.1 | -4.4 | -2.4 | -7.1 | 9.4 | 8.3 | 4.4 | -0.6 | 2.2 | -1.1 | -0.6 | -7.6 | -21.7 | -25 | 4.4 | 2.2 | -1.7 | -5 | -12.1 | -17.5 | 1.8 | -6.9 | 6.7 | -10 | -16.7 | -22.8
-21 | -22 | 1.7 | -1.1 | -3.9 | -8.3 | 3.3 | -1.1 | -4.5 | -15.7 | 13.3 | 2.8 | 7 | 6 | 0 | -2.2 | 12.2 | 8.3 | 4.3 | 4.3 | 11.7 | -1.1 | 3.5 | 0.9 | -0.7 | -2.6 | -8.3 | -16.1 | 13 | 7 | 9.4 | 8.9 | 20.6 | 19.4 | 7.8 | 0 | 17.8 | 16.7 | -1.7 | -10.6 | 17.8 | 14.4 | -20 | -27.2 | 2.2 | -0.6 | -5 | -6.7 | -10.2 | -11.3 | 0 | -5 | -6.7 | -10.4 | 7.2 | 7.2 | 11.7 | 9.4 | 2.8 | -6.7 | -25 | -28 | -6.7 | -8.4 | -12.8 | -20 | -10.6 | -11.7 | -14.8 | -19.5 | 0.6 | -5.6 | -2.2 | -5 | 0 | -4.4 | -7.2 | -13.3 | -6.1 | -9.4 | -10 | -13.3 | -2.2 | -3.9 | 3.9 | -2.8 | -5.5 | -7.7 | 8.3 | 6.7 | 6.5 | 5.8 | -4.4 | -6.1 | 2.8 | 0 | -10.6 | -14.4 | -2.2 | -8.3 | -14.4 | -16.7 | 2.2 | -8.9 | -1.1 | -2.8 | 3.9 | -2.2 | -2.8 | -15 | -10.8 | -12.3 | -5 | -9.4 | 0.6 | -9.4 | -2.8 | -6.1 | -16 | -17 | 2.6 | 0 | 0.8 | -0.6 | -3.3 | -11.1 | 0 | -8.3 | -14 | -18 | 2.8 | 0 | -3.3 | -7.2 | -6.1 | -11.1 | 2.2 | -5.6 | 0 | -3.9 | 4.4 | -4.4 | 8.3 | 7.2 | 0 | -4.4 | -2.8 | -7.2 | 7.2 | 6.7 | 5 | -0.6 | 2.2 | -1.1 | -1.1 | -7.5 | -21.7 | -25.6 | 3.3 | 2.2 | -1.7 | -4.4 | -12.8 | -18.9 | 1.5 | -6.7 | 5.8 | -8.2 | -15.6 | -21.7
-21 | -22 | 1.7 | -0.6 | -4.4 | -8.3 | 3.9 | -1.1 | -5 | -15.9 | 11.7 | 6.1 | 7 | 6 | 0 | -1.7 | 11.7 | 7.8 | 3.9 | 3.9 | 10 | -1.1 | 2.9 | 0.3 | -1.5 | -3 | -10 | -16.7 | 12 | 6 | 8.9 | 8.3 | 20.6 | 18.9 | 6.7 | -1.1 | 16.7 | 15.6 | -2.2 | -10 | 17.8 | 13.9 | -19.3 | -26.2 | 2.8 | -0.6 | -5.6 | -7.2 | -10.6 | -11.7 | 0 | -5 | -7.2 | -11.1 | 6.7 | 6.7 | 10.6 | 8.9 | 2.8 | -6.7 | -25 | -28 | -7.2 | -9.4 | -13.9 | -21.1 | -10.6 | -11.7 | -15 | -18.9 | 0.6 | -5.6 | -2.2 | -4.4 | 2.2 | -3.9 | -7.2 | -12.4 | -5.7 | -8.9 | -9.6 | -12.5 | -3.1 | -4.1 | 3.9 | -2.8 | -5 | -7.3 | 8.3 | 6.7 | 6.1 | 5.6 | -4.4 | -6.7 | 2.8 | 0 | -10.4 | -13.7 | -1.7 | -8.3 | -15 | -17.2 | 1.1 | -9.4 | -1.1 | -2.8 | 2.8 | -5 | -2.8 | -15.6 | -11.7 | -13.3 | -5.6 | -9.4 | 0.6 | -9.4 | -3.3 | -6.7 | -17 | -18 | 2.8 | 0.6 | 0.6 | -1.1 | -3.3 | -11.1 | 0 | -8.3 | -14 | -18 | 2.2 | 0 | -3.9 | -7.2 | -6.1 | -11.1 | 2.2 | -5 | 1.1 | -3.3 | 3.9 | -5.6 | 7.9 | 6.7 | -0.6 | -5 | -3.2 | -7.4 | 6.1 | 5 | 5.6 | -0.6 | 3.3 | -1.7 | -1.7 | -8.3 | -21.1 | -25 | 3.9 | 2.2 | -2.8 | -5.6 | -13.7 | -18.3 | 1.1 | -7.2 | 4.8 | -8.3 | -17.8 | -23.9
-21 | -23 | 1.7 | -1.1 | -3.3 | -7.2 | 3.9 | -1.1 | -5.6 | -17.2 | 11.7 | 7.2 | 7 | 5 | 0 | -1.1 | 11.1 | 7.8 | 4.1 | 4.1 | 10 | -1.7 | 2.5 | 0 | -2.2 | -3.3 | -9.4 | -16.7 | 11 | 6 | 8.3 | 7.8 | 19.4 | 17.8 | 5.9 | -1.5 | 17.8 | 16.1 | -2.8 | -10.6 | 17.8 | 14.4 | -18.5 | -25.6 | 2.2 | 0 | -6.7 | -7.8 | -10.8 | -12 | 0.6 | -5.6 | -7.6 | -10.7 | 6.1 | 6.1 | 10 | 8.3 | 1.7 | -7.2 | -25 | -28 | -7.8 | -10.3 | -13.9 | -21.7 | -9.4 | -11.1 | -15.6 | -19.4 | 1.1 | -5 | -2.2 | -4.4 | 1.7 | -3.3 | -7.2 | -12.2 | -5.4 | -9 | -9.3 | -12.2 | -4.1 | -4.6 | 3.9 | -3.3 | -4.4 | -7.2 | 8.9 | 6.7 | 6.3 | 5.6 | -3.9 | -7.2 | 3.3 | 0 | -10.2 | -13.2 | -3.9 | -8.3 | -15 | -17.8 | 0.6 | -10 | -1.1 | -2.2 | 2.2 | -5.6 | -2.8 | -15 | -11.3 | -13.1 | -6.7 | -10.6 | 0 | -8.9 | -4.4 | -7.2 | -17 | -18 | 2.8 | 1 | 0.6 | -0.7 | -3.9 | -11.7 | -2.2 | -7.8 | -15 | -19 | 2.2 | 0.6 | -4.4 | -7.8 | -6.1 | -11.1 | 2.2 | -5 | 1.7 | -3.3 | 3.3 | -4.4 | 7.6 | 6.1 | -1.1 | -5 | -3.5 | -8 | 5.6 | 4.4 | 5 | -1.1 | 2.8 | -1.1 | -2.1 | -7.3 | -18.3 | -23.3 | 3.9 | 2.2 | -3.3 | -6.7 | -14.7 | -18.4 | 1.1 | -4.9 | 3.9 | -9.4 | -16.1 | -22.8
-23 | -26 | 1.7 | -1.1 | -2.2 | -6.7 | 3.3 | -1.1 | -5.6 | -16.4 | 11.1 | 8.9 | 7 | 6 | 0 | -5.6 | 10 | 7.2 | 4.2 | 4.2 | 10 | -1.7 | 2.1 | -0.5 | -2.4 | -3.5 | -10 | -17.8 | 10 | 5 | 8.9 | 8.3 | 18.9 | 17.8 | 5.2 | -2.3 | 17.2 | 16.1 | -3.3 | -11.7 | 17.8 | 14.4 | -17.8 | -26.1 | 2.2 | 0 | -7.2 | -8.3 | -10.9 | -12.2 | 0 | -5.6 | -7.9 | -10.6 | 5.6 | 5.6 | 10.6 | 8.9 | 1.1 | -7.8 | -25 | -28 | -9.4 | -11.2 | -14.4 | -21.1 | -8.3 | -9.4 | -16.1 | -20.2 | 1.1 | -5 | -1.7 | -3.9 | 2.8 | -2.8 | -7.2 | -12.8 | -5 | -9.4 | -8.9 | -12.2 | -5 | -5 | 3 | -3 | -4.8 | -7.2 | 8.9 | 6.7 | 6.5 | 5.6 | -6.1 | -6.7 | 3.3 | 0 | -10 | -13.3 | -5.6 | -8.9 | -15 | -16.7 | 0.6 | -10 | -0.6 | -2.8 | 1.1 | -5.6 | -2.8 | -14.4 | -11 | -13.1 | -6.7 | -10.6 | 0.6 | -8.9 | -5 | -7.8 | -18 | -20 | 2.8 | 1.3 | 0.6 | -0.6 | -5 | -12.2 | -3.3 | -8.9 | -16 | -20 | 2.2 | 1.1 | -4.4 | -7.8 | -6.1 | -11.1 | 3.3 | -3.9 | 0.6 | -3.9 | 3.3 | -4.4 | 7.2 | 5.6 | -1.7 | -5.6 | -3.9 | -9.4 | 5 | 3.9 | 4.4 | -1.1 | 2.2 | -1.1 | -2.4 | -7.3 | -13.9 | -20.6 | 3.3 | 2.2 | -2.8 | -7.8 | -15.6 | -18.9 | 1.1 | -3.5 | 4.6 | -8.5 | -16.1 | -22.8
-25 | -27 | -0.6 | -1.1 | -1.7 | -5 | 2.2 | 0 | -5.6 | -17.3 | 10.6 | 8.9 | 8 | 7 | -1.7 | -7.2 | 9.4 | 7.2 | 4.4 | 4.4 | 11.1 | -3.3 | 1.8 | -1.2 | -2.6 | -4 | -10 | -17.8 | 9 | 4 | 8.3 | 7.8 | 18.3 | 17.2 | 4.4 | -3.3 | 17.2 | 16.1 | -2.8 | -10.6 | 17.8 | 15 | -17.1 | -24.7 | 2.2 | 0 | -5.6 | -7.2 | -11.1 | -12.8 | 0 | -5.6 | -8.3 | -11.1 | 5.4 | 5.4 | 12.2 | 9.4 | 0.6 | -8.3 | -30 | -32 | -10 | -11.7 | -15 | -21.1 | -8.9 | -10 | -16.7 | -21.7 | 1.1 | -5 | -1.7 | -3.9 | 3.3 | -2.8 | -7.2 | -11.7 | -4.6 | -8.2 | -8.7 | -11.5 | -5.4 | -5.5 | 2 | -3.1 | -5.2 | -7.6 | 8.3 | 6.1 | 6.7 | 5.6 | -5.6 | -6.7 | 3.3 | -0.6 | -10.4 | -13.3 | -5 | -8.9 | -15 | -16.7 | 0 | -10 | -1.1 | -3.3 | 0 | -5.6 | -2.8 | -13.3 | -10.6 | -13.3 | -6.7 | -10.6 | 0.6 | -8.3 | -4.4 | -6.7 | -16 | -18 | 2.8 | 1.7 | 0.6 | -0.6 | -5 | -12.2 | -3.9 | -9.4 | -11 | -21 | 2.8 | 1.7 | -5 | -8.3 | -6.7 | -11.1 | 3.9 | -0.6 | 0 | -3.3 | 5.6 | -5.6 | 6.8 | 5.3 | -1.7 | -5.6 | -4.5 | -9 | 4.4 | 3.3 | 4.4 | -1.7 | 2.2 | -0.6 | -2.8 | -7.8 | -13.3 | -18.9 | 3.3 | 2.2 | -3.3 | -7.8 | -16.1 | -19.1 | 1.1 | -2.8 | 5.4 | -8.9 | -17.2 | -23.9
-24 | -26 | -0.6 | -1.1 | -1.7 | -5 | 1.1 | -1.1 | -5.6 | -19.4 | 10.6 | 8.9 | 9 | 7 | -2.2 | -5 | 10 | 7.2 | 4.2 | 4.2 | 10.6 | -3.3 | 1.7 | -1.2 | -2.8 | -4.4 | -11.1 | -18.3 | 9 | 4 | 8.9 | 8.3 | 17.2 | 17.2 | 3.7 | -3.1 | 15.6 | 15 | -3.3 | -10 | 17.2 | 15 | -16.3 | -24.1 | 2.2 | -0.6 | -5 | -7.2 | -11.3 | -13 | -0.6 | -5.6 | -8.3 | -10.5 | 5.2 | 5.2 | 12.2 | 10 | 0.6 | -8.9 | -28 | -31 | -11.7 | -12.7 | -15 | -20.6 | -10.6 | -11.7 | -17.6 | -21.3 | 1.7 | -5 | -1.7 | -3.9 | 2.8 | -2.8 | -7.2 | -11.4 | -4.3 | -7.5 | -8.5 | -11 | -5.7 | -6 | 1.1 | -3.9 | -5.6 | -8.3 | 7.8 | 5 | 6.7 | 5.7 | -5.6 | -7.8 | 3.3 | -1.1 | -10.7 | -13.7 | -5.6 | -8.9 | -14.4 | -17.2 | 0.6 | -10 | -1.1 | -3.3 | 0 | -6.7 | -2.8 | -13.3 | -11.3 | -13.6 | -6.7 | -10.6 | 0.6 | -8.3 | -4.4 | -6.7 | -13 | -14 | 2.8 | 1.5 | 0.4 | -0.7 | -5.6 | -11.7 | -4.4 | -8.9 | -17 | -21 | 2.8 | 1.1 | -5 | -7.8 | -6.7 | -10.6 | 3.3 | -2.2 | -1.1 | -3.3 | 7.2 | -6.7 | 6.5 | 5.3 | -2.2 | -5.6 | -5 | -9.3 | 3.3 | 2.8 | 3.9 | -1.7 | 1.7 | -0.6 | -2.1 | -7.3 | -13.9 | -18.9 | 3.3 | 1.7 | -4.4 | -6.7 | -16.7 | -20 | 1.1 | -1.7 | 6.1 | -10.6 | -16.7 | -21.7
-26 | -28 | -0.6 | -1.1 | -1.7 | -5 | -1.1 | -4.4 | -6.1 | -17.4 | 10.6 | 8.9 | 10 | 8 | -2.8 | -5 | 8.9 | 7.2 | 4.1 | 4.1 | 10 | -1.1 | 1.2 | -1.8 | -4.1 | -5.1 | -10 | -18.9 | 9 | 4 | 10 | 10 | 17.2 | 16.7 | 2.9 | -3.2 | 16.1 | 16.1 | -2.2 | -11.1 | 18.3 | 15.6 | -15.6 | -24.4 | 2.8 | 0 | -5 | -6.7 | -11.5 | -13.3 | -1.7 | -6.1 | -8.3 | -10.4 | 5 | 5 | 11.7 | 9.4 | 1.1 | -8.9 | -28 | -33 | -12.2 | -15 | -16.1 | -21.1 | -11.7 | -12.8 | -18.5 | -21.5 | 1.7 | -5 | -1.7 | -3.3 | 3.3 | -2.2 | -7.2 | -11.7 | -3.9 | -7.2 | -8.3 | -11.1 | -6.1 | -6.7 | 1.1 | -3.7 | -5.6 | -7.9 | 7.8 | 6.1 | 6.7 | 5.7 | -6.7 | -7.2 | 2.8 | -1.7 | -11.1 | -14.4 | -5.6 | -9.4 | -14.4 | -17.2 | 1.7 | -10 | 0 | -3.3 | -0.6 | -7.8 | -2.8 | -11.7 | -12.1 | -14.1 | -6.7 | -10.6 | 0 | -8.3 | -4.4 | -7.2 | -12 | -13 | 2.8 | 1.2 | 0.2 | -0.8 | -5.6 | -11.7 | -3.9 | -10 | -17 | -22 | 2.2 | 1.1 | -5 | -8.9 | -7.2 | -10.6 | 3.3 | -2.2 | -0.6 | -2.8 | 6.7 | -6.7 | 6.1 | 5 | -1.1 | -5 | -5.6 | -10 | 2.8 | 2.8 | 4.4 | -1.7 | 1.7 | -0.6 | -1.3 | -7.5 | -14.4 | -19.4 | 3.9 | 2.2 | -5 | -6.7 | -17.2 | -21.1 | 1.1 | -1 | 5.2 | -9.4 | -17.2 | -21.7
-26 | -28 | -0.6 | -1.1 | -1.1 | -5.6 | -3.9 | -8.3 | -6.7 | -17.4 | 10 | 8.9 | 11 | 8 | -2.8 | -4.4 | 9.4 | 7.8 | 3.9 | 3.9 | 7.2 | -3.9 | 1.1 | -2.2 | -5.4 | -5.9 | -12.2 | -19.4 | 7 | 3 | 10 | 9.4 | 17.2 | 16.7 | 2.2 | -3.9 | 15.6 | 15 | -3.3 | -8.3 | 19.4 | 16.7 | -14.8 | -22.3 | 2.8 | -0.6 | -4.4 | -6.7 | -11.7 | -13.9 | -1.7 | -6.1 | -8.3 | -10.6 | 6.1 | 6.1 | 12.2 | 10 | 0 | -8.9 | -29 | -33 | -14.4 | -16.1 | -16.1 | -19.4 | -12.2 | -13.3 | -19.4 | -22.2 | 1.7 | -4.4 | -1.7 | -3.3 | 2.2 | -2.2 | -6.5 | -10.4 | -3.2 | -6.3 | -7.6 | -10.3 | -4.1 | -5.3 | 1.1 | -4 | -5.6 | -7.6 | 7.8 | 6.7 | 6.7 | 5.6 | -5 | -7.8 | 2.2 | -2.2 | -10.5 | -13.5 | -5.6 | -8.3 | -13.9 | -16.7 | 2.8 | -10 | -1.7 | -4.4 | -1.1 | -8.9 | -2.2 | -10 | -12.8 | -15 | -6.7 | -10.6 | -1.1 | -8.3 | -3.3 | -6.1 | -10 | -11 | 2.8 | 1.1 | 0 | -1.1 | -5.6 | -12.2 | -3.3 | -9.4 | -18 | -23 | 2.2 | 1.1 | -5 | -8.3 | -7.8 | -10.6 | 3.9 | -4.4 | -1.7 | -3.9 | 3.3 | -5 | 7.6 | 5.9 | -3.3 | -6.1 | -4.5 | -9.1 | 2.2 | 2.2 | 2.8 | -1.1 | 1.7 | -0.6 | -0.6 | -8.9 | -15 | -20 | 2.8 | 2.2 | -5 | -6.7 | -16.5 | -20.1 | 1.1 | -0.6 | 4.2 | -9.1 | -16.7 | -20
-26 | -27 | -1.7 | -2.2 | -0.6 | -3.9 | -3.3 | -10.6 | -7.2 | -18.3 | 10.6 | 8.3 | 11 | 8 | -2.2 | -3.3 | 10.6 | 8.9 | 4.1 | 4.1 | 9.4 | -3.3 | 5.4 | -0.2 | -6.7 | -6.7 | -11.7 | -19.4 | 8 | 3 | 10.6 | 10 | 18.3 | 17.2 | 3.5 | -3.7 | 16.7 | 15.6 | -3.3 | -8.3 | 20.6 | 16.7 | -14.1 | -21.5 | 2.2 | -0.6 | -3.9 | -6.1 | -11.7 | -14.2 | -1.7 | -6.1 | -7.8 | -9.9 | 7.2 | 7.2 | 14.4 | 11.7 | -0.6 | -9.4 | -30 | -35 | -15 | -16.7 | -16.1 | -20 | -11.1 | -12.8 | -17.6 | -20.6 | 1.7 | -4.4 | -1.1 | -2.8 | 2.2 | -2.2 | -5.7 | -9.6 | -2.4 | -5.6 | -6.8 | -9.9 | -2 | -4.1 | 1.1 | -5 | -5.6 | -7.8 | 7.8 | 7.2 | 6.9 | 5.7 | -6.1 | -7.2 | 0.6 | -3.3 | -10 | -12.9 | -5.6 | -8.3 | -14.4 | -18.3 | 4.4 | -9.4 | -0.6 | -2.8 | -2.8 | -8.9 | -0.6 | -7.8 | -11.9 | -13.8 | -7.2 | -10 | -1.1 | -8.3 | -3.9 | -6.1 | -10 | -11 | 3.2 | 1.2 | 0 | -1 | -5.6 | -11.7 | -3.3 | -9.4 | -18 | -23 | 3.3 | 1.7 | -4.4 | -7.8 | -7.8 | -10 | 1.7 | -2.2 | 0.6 | -1.7 | 6.1 | -5 | 9.1 | 6.6 | -1.1 | -4.4 | -3.3 | -8.8 | 2.8 | 2.8 | 3.3 | -1.1 | 2.2 | -0.6 | -0.2 | -7.5 | -15.6 | -20.6 | 2.2 | 1.7 | -5.6 | -6.7 | -15.7 | -19.5 | 1.7 | -0.2 | 3.3 | -10.6 | -17.2 | -21.7
-27 | -28 | -2.2 | -3.3 | 1.1 | -5 | -6.1 | -12.8 | -2.6 | -14.9 | 10.6 | 7.8 | 10 | 7 | -1.1 | -2.8 | 12.2 | 9.4 | 4.2 | 4.2 | 11.1 | -2.8 | 9.6 | 1.2 | -5.8 | -5.8 | -8.3 | -17.8 | 8 | 3 | 14.4 | 12.8 | 20.6 | 17.8 | 4.8 | -4.2 | 18.9 | 17.2 | -1.1 | -10.6 | 21.7 | 17.2 | -13.3 | -21.1 | 2.8 | 0 | -1.1 | -4.4 | -11.7 | -14.7 | -1.7 | -5.6 | -7.2 | -9.5 | 8.3 | 8.3 | 15.6 | 12.2 | 0 | -8.9 | -31 | -35 | -13.9 | -16.7 | -12.8 | -20.6 | -11.7 | -12.8 | -15.7 | -19.5 | 1.7 | -5 | -1.1 | -2.8 | 2.2 | -1.7 | -5 | -9.4 | -1.7 | -5.6 | -6.1 | -10 | 0 | -3.3 | 2 | -4 | -4.5 | -6.7 | 7.8 | 7.2 | 7 | 5.5 | -0.6 | -5.6 | 0 | -4.4 | -9.4 | -12.8 | -2.2 | -6.7 | -13.3 | -18.3 | 7.2 | -8.3 | 1.1 | -2.8 | -2.2 | -12.2 | 0.6 | -6.1 | -10.9 | -12.8 | -5.6 | -9.4 | 0 | -8.3 | -2.8 | -5.6 | -8 | -10 | 3.5 | 1.5 | 0 | -1 | -3.9 | -11.1 | -3.3 | -8.9 | -18 | -25 | 6.7 | 5 | -2.2 | -6.1 | -7.8 | -10 | 3.3 | -3.9 | 6.1 | 0.6 | 6.7 | -3.3 | 10.6 | 7.2 | 4.4 | -4.4 | -2.2 | -9.4 | 7.2 | 6.1 | 4.4 | -0.6 | 2.2 | -0.6 | 0.2 | -7.1 | -16.1 | -20 | 2.8 | 1.7 | -5.6 | -6.7 | -15 | -19.4 | 2.2 | -0.2 | 4.6 | -9.2 | -17.2 | -20.6
-27 | -28 | -2.2 | -3.3 | 2.8 | -6.7 | -6.1 | -12.2 | 2.1 | -13.4 | 12.2 | 8.3 | 10 | 7 | 0 | -1.1 | 13.3 | 8.9 | 4.4 | 4.4 | 12.8 | -3.9 | 13.9 | 1.7 | -4.8 | -4.8 | -5.6 | -16.1 | 9 | 4 | 18.9 | 13.9 | 22.8 | 18.3 | 6.1 | -5.6 | 21.7 | 17.8 | 0 | -8.3 | 23.3 | 17.2 | -10.7 | -18.4 | 2.8 | 0 | 1.1 | -3.3 | -11.7 | -15.6 | 0 | -4.4 | -6.7 | -9.4 | 10.2 | 10.1 | 18.9 | 14.4 | 0 | -7.2 | -31 | -35 | -12.8 | -17.2 | -10 | -18.9 | -5 | -6.1 | -13.9 | -18.9 | 1.7 | -5 | -0.6 | -2.8 | 1.7 | -1.7 | -3 | -7.5 | 0.2 | -4.1 | -4.4 | -8.9 | 2.2 | -3.1 | 3 | -3.7 | -3.3 | -5.9 | 7.8 | 7.2 | 7.2 | 5.6 | 3.3 | -3.9 | -1.1 | -5.6 | -7 | -10.6 | 1.1 | -6.1 | -12.2 | -16.7 | 10 | -7.2 | 3.3 | -3.9 | -2.2 | -13.3 | 5.6 | -0.6 | -10 | -12.2 | -2.8 | -7.8 | 2.2 | -8.3 | -1.7 | -5.6 | -3 | -6 | 3.9 | 1.7 | 0 | -1.1 | -2.8 | -11.7 | -2.8 | -8.9 | -18 | -24 | 8.3 | 5.6 | 1.1 | -4.4 | -7.2 | -10 | 4.4 | -3.9 | 9.4 | 0.6 | 7.2 | -2.8 | 13.4 | 8.9 | 7.8 | -3.3 | -0.4 | -8.3 | 11.7 | 7.8 | 8.3 | 0 | 3.3 | 0 | 0.6 | -7.8 | -11.1 | -19.4 | 3.9 | 2.2 | -5.6 | -6.7 | -13 | -17.3 | 2.8 | 0 | 5.9 | -9.6 | -13.3 | -18.9
-26 | -27 | -2.8 | -3.9 | 3.3 | -7.2 | -6.1 | -13.3 | 6.7 | -15 | 12.8 | 7.8 | 11 | 8 | 1.1 | 0 | 15 | 8.3 | 8.5 | 4.9 | 13.9 | -1.7 | 16.7 | 2.3 | -3.9 | -3.9 | -3.9 | -15.6 | 11 | 3 | 21.1 | 13.9 | 25.6 | 17.8 | 7.8 | -5.3 | 23.3 | 18.3 | 1.1 | -9.4 | 24.4 | 17.8 | -8.2 | -16.5 | 3.3 | 0 | 2.8 | -2.8 | -11.7 | -15.1 | 2.8 | -2.8 | -5.8 | -8.8 | 12 | 11.6 | 20.6 | 15 | -0.6 | -6.7 | -31 | -35 | -11.7 | -16.7 | -6.7 | -16.7 | -3.3 | -4.4 | -11.9 | -17.1 | 3.3 | -4.4 | 0 | -1.7 | 2.8 | -1.7 | -0.9 | -6 | 2 | -3.4 | -2.8 | -8.4 | 4.5 | -3.3 | 3.9 | -3.9 | -2.2 | -5.6 | 7.8 | 6.7 | 7.2 | 5.7 | 5.6 | -5 | 0 | -5 | -4.6 | -8.7 | 2.8 | -6.7 | -11.1 | -16.1 | 13.3 | -6.7 | 0.6 | -1.1 | -2.2 | -13.3 | 6.7 | -0.6 | -8.1 | -11.2 | 0 | -5.6 | 5 | -8.3 | 0.6 | -5 | -3 | -6 | 4.1 | 1.8 | 1.3 | -0.3 | -1.7 | -10.6 | -2.8 | -8.9 | -18 | -24 | 13.3 | 7.8 | 6.1 | -4.4 | -6.1 | -9.4 | 5.6 | -3.9 | 12.2 | 2.2 | 9.4 | -2.8 | 16.1 | 10 | 10.6 | -3.3 | 1.5 | -8.6 | 15 | 5 | 9.4 | 0 | 5 | 0 | 1.5 | -6.5 | -10 | -19.4 | 4.4 | 2.2 | -5.6 | -6.7 | -10.9 | -15.5 | 3 | 0 | 7.2 | -11.1 | -13.9 | -19.4
-26 | -27 | -2.8 | -3.9 | 3.9 | -7.8 | -6.1 | -12.8 | 8.2 | -13.2 | 14.4 | 7.8 | 11 | 8 | 1.1 | 0 | 13.9 | 8.3 | 12.6 | 4.3 | 14.4 | -2.2 | 19.4 | 2.3 | -2.4 | -3.4 | -1.1 | -14.4 | 13 | 4 | 22.2 | 13.3 | 25.6 | 17.8 | 9.4 | -6.1 | 24.4 | 18.9 | 2.8 | -9.4 | 25 | 17.8 | -5.6 | -16.1 | 3.3 | -0.6 | 4.4 | -2.2 | -11.7 | -15.1 | 5 | -2.2 | -4.8 | -8.4 | 13.9 | 13.3 | 20 | 15 | -0.6 | -6.7 | -31 | -34 | -10.6 | -16.7 | -4.4 | -16.1 | -0.6 | -3.3 | -9.8 | -15.8 | 3.9 | -4.4 | -0.6 | -1.1 | 3.3 | -1.1 | 1.1 | -5.6 | 3.9 | -3.3 | -1.1 | -8.9 | 6.7 | -5 | 4.6 | -3 | -1.1 | -4.5 | 7.8 | 6.1 | 7.2 | 6 | 7.2 | -5 | 0.6 | -4.4 | -2.2 | -7.8 | 5 | -6.7 | -10 | -16.1 | 14.4 | -7.2 | 0.6 | -0.6 | -1.1 | -12.2 | 6.7 | -0.6 | -6.3 | -10.7 | 2.8 | -4.4 | 6.7 | -8.3 | 0.6 | -3.9 | -2 | -5 | 4.2 | 1.6 | 2.6 | 0.3 | -0.6 | -10 | -1.7 | -8.3 | -18 | -24 | 15 | 8.9 | 8.9 | -6.7 | -5.6 | -9.4 | 5.6 | -3.9 | 14.4 | 3.3 | 12.2 | -3.3 | 18.9 | 11.1 | 13.3 | -3.9 | 3.3 | -10.6 | 16.7 | 4.4 | 11.1 | 0 | 6.1 | 0 | 2.4 | -6.2 | -8.3 | -18.3 | 5 | 2.2 | -5.6 | -6.7 | -8.9 | -14.4 | 3.1 | 0 | 8.5 | -9.7 | -9.4 | -17.2
-25 | -27 | -1.7 | -3.3 | 3.9 | -8.3 | -6.7 | -15 | 9.6 | -12.7 | 16.1 | 6.7 | 11 | 8 | 2.2 | 0.6 | 14.4 | 8.3 | 16.7 | 1.1 | 14.4 | -1.1 | 22.2 | 1.7 | -0.9 | -3.1 | -1.1 | -13.9 | 16 | 8 | 22.2 | 13.3 | 26.7 | 17.2 | 11.1 | -8.3 | 25 | 18.9 | 2.2 | -7.2 | 23.3 | 18.3 | -4.1 | -13.4 | 3.9 | -0.6 | 7.2 | -0.6 | -11.7 | -15.6 | 6.7 | -1.7 | -3.9 | -8.9 | 15.6 | 13.5 | 20 | 15.6 | 0 | -6.7 | -31 | -34 | -10 | -16.7 | -3.3 | -14.4 | 2.2 | -3.9 | -7.8 | -15.6 | 5 | -3.9 | 0 | -1.1 | 3.3 | -0.6 | 3 | -3.7 | 4.3 | -2.6 | 0.2 | -7.3 | 7.8 | -5.3 | 5.4 | -2.8 | 0 | -3.8 | 7.2 | 6.7 | 7.2 | 6.1 | 9.4 | -5 | 1.7 | -3.3 | -0.7 | -5.8 | 6.7 | -6.7 | -9.4 | -16.7 | 16.7 | -7.8 | 1.1 | -3.9 | -1.1 | -11.1 | 7.2 | 0 | -4.4 | -11.1 | 4.4 | -3.9 | 8.3 | -7.8 | 0.6 | -4.4 | -2 | -5 | 4.4 | 1.7 | 3.9 | 1.1 | 0.6 | -10 | -1.1 | -8.3 | -18 | -24 | 18.3 | 9.4 | 11.7 | -8.3 | -5.6 | -8.9 | 6.1 | -1.1 | 14.4 | 2.8 | 13.3 | -2.8 | 19.5 | 11.3 | 16.1 | -3.9 | 4.6 | -8.5 | 15.6 | 3.9 | 12.2 | 0 | 5.6 | 0.6 | 3.3 | -6.7 | -7.2 | -18.3 | 5.6 | 2.8 | -5.6 | -6.7 | -8.5 | -13.7 | 3.3 | 0 | 9.8 | -9.2 | -10.6 | -16.7
-25 | -27 | 2.8 | -1.7 | 3.9 | -8.3 | -7.8 | -16.1 | 11.1 | -15 | 16.1 | 6.1 | 11 | 8 | 4.4 | 0.6 | 13.9 | 10 | 16.5 | 0.6 | 15 | 1.1 | 21.3 | 3.5 | 0.6 | -3.3 | 0.6 | -13.9 | 16 | 6 | 21.7 | 13.3 | 27.2 | 18.3 | 11.8 | -7.7 | 25.6 | 18.9 | 2.8 | -8.3 | 22.2 | 19.4 | -2.6 | -11.8 | 3.9 | -1.1 | 9.4 | 0.6 | -11.5 | -15.3 | 7.8 | -0.6 | -3.3 | -8.3 | 17.2 | 13.2 | 17.2 | 15 | 0 | -6.7 | -31 | -34 | -10.6 | -16.7 | -2.2 | -14.4 | 1.7 | -4.4 | -6.7 | -12.5 | 6.1 | -2.2 | -0.6 | -2.2 | 3.9 | -0.6 | 4.8 | -2.9 | 4.6 | -2.4 | 1.5 | -6.7 | 8.9 | -6.9 | 6.1 | -2.8 | 1.1 | -3.9 | 7.2 | 6.1 | 7.2 | 6.3 | 10 | -5 | 1.7 | -3.9 | 0.7 | -4.5 | 6.7 | -7.8 | -9.4 | -14.4 | 17.8 | -8.3 | 0 | -1.7 | -0.6 | -10.6 | 5 | 0.6 | -3.7 | -9.8 | 5.6 | -2.8 | 10.6 | -7.8 | 1.1 | -5 | -2 | -5 | 4.6 | 1.3 | 4.3 | 1.8 | 0.6 | -10 | -0.6 | -9.4 | -19 | -24 | 18.9 | 10 | 13.9 | -10.6 | -5 | -8.9 | 4.4 | 0.6 | 14.4 | 2.8 | 11.7 | -2.2 | 20 | 11.3 | 18.9 | -3.9 | 5.9 | -8.1 | 15.6 | 2.8 | 12.2 | -0.6 | 6.1 | 1.1 | 4.2 | -5.4 | -6.7 | -18.3 | 5.6 | 2.2 | -5 | -6.1 | -8.2 | -13.5 | 3.3 | 0.5 | 11.1 | -10.6 | -6.7 | -13.3
-25 | -27 | 0.6 | -2.2 | 4.4 | -8.9 | -8.3 | -17.8 | 10.5 | -13.5 | 17.2 | 6.7 | 11 | 8 | 5.6 | 0 | 13.3 | 8.3 | 16.3 | -0.4 | 15.6 | -1.1 | 20.3 | 5.2 | 0 | -3.1 | 2.2 | -15 | 16 | 7 | 21.7 | 13.9 | 26.1 | 17.8 | 12.6 | -8.7 | 25 | 18.9 | 2.8 | -7.8 | 23.3 | 19.4 | -1.1 | -11.7 | 3.9 | -0.6 | 10 | 1.7 | -11.3 | -15.4 | 7.8 | -0.6 | -2.8 | -8.4 | 18.9 | 12.8 | 15.6 | 13.3 | 0 | -6.7 | -30 | -33 | -11.1 | -16.7 | -1.1 | -10 | 2.2 | -3.9 | -5.5 | -10.4 | 5.6 | -1.7 | -1.1 | -3.3 | 3.9 | -1.1 | 6.7 | -2.2 | 5 | -2.8 | 2.8 | -7.2 | 10 | -9.4 | 5.7 | -2.5 | 0.9 | -2.5 | 7.8 | 6.1 | 7.2 | 6.5 | 11.1 | -5 | 2.2 | -3.3 | 2.2 | -3.9 | 8.3 | -7.8 | -9.4 | -15 | 18.3 | -8.3 | 1.1 | -1.1 | -0.6 | -10.6 | 4.4 | 0.6 | -2.9 | -9.4 | 6.7 | -2.8 | 10.6 | -7.8 | 2.2 | -4.4 | -2 | -5 | 4.8 | 0.9 | 4.6 | 2.6 | 1.1 | -10.6 | 0.6 | -9.4 | -18 | -23 | 18.9 | 10 | 15 | -9.4 | -5 | -9.4 | 3.3 | 1.7 | 15 | 2.8 | 11.7 | -2.2 | 20.6 | 11.1 | 20 | -4.4 | 7.2 | -8.3 | 14.4 | 2.2 | 11.1 | -0.6 | 7.2 | 0.6 | 5.2 | -4.8 | -6.7 | -17.8 | 5 | 2.2 | -5 | -6.1 | -7.8 | -13.9 | 3.3 | 1.2 | 9.3 | -7.3 | -5.6 | -13.9
-28 | -30 | 0 | -1.7 | 4.4 | -7.8 | -8.9 | -16.7 | 10 | -13.1 | 17.8 | 6.1 | 11 | 8 | 6.1 | 0 | 12.8 | 8.3 | 16.1 | -1.1 | 15 | -1.7 | 19.4 | 6.1 | -0.5 | -3.2 | 1.1 | -15.6 | 14 | 7 | 20.6 | 13.9 | 26.1 | 18.9 | 13.3 | -10.6 | 24.4 | 20 | 2.8 | -7.2 | 24.4 | 17.2 | -1.3 | -9.6 | 4.4 | 0 | 10 | 2.2 | -11.1 | -16.1 | 6.7 | -0.6 | -2.2 | -9.4 | 17.6 | 13.4 | 16.7 | 15 | 0.6 | -7.2 | -30 | -33 | -12.2 | -17.8 | -1.7 | -11.1 | 1.7 | -3.9 | -4.4 | -8.9 | 5 | -1.1 | -1.7 | -3.3 | 3.9 | -1.1 | 5.4 | -2.4 | 3.7 | -2.4 | 2.8 | -6.1 | 8 | -6.5 | 5.4 | -2.8 | 0.8 | -1.5 | 7.2 | 5.6 | 7.2 | 6.7 | 11.1 | -5.6 | 2.2 | -3.9 | 1.5 | -3.5 | 8.3 | -8.3 | -9.4 | -12.8 | 17.8 | -8.3 | 1.7 | -2.8 | -1.1 | -8.9 | 3.9 | 0.6 | -2.2 | -10 | 7.2 | -2.8 | 11.7 | -7.8 | 1.7 | -4.4 | -1 | -3 | 5 | 0.6 | 5 | 3.3 | 1.1 | -10.6 | 0.6 | -10.6 | -18 | -23 | 18.3 | 10 | 15 | -8.9 | -5 | -8.3 | 3.3 | 2.2 | 12.8 | 3.3 | 11.7 | -2.2 | 19.1 | 11.7 | 21.1 | -4.4 | 6.7 | -7.5 | 13.9 | 2.2 | 10.6 | -0.6 | 6.1 | 0.6 | 6.1 | -5 | -6.7 | -17.8 | 5 | 1.7 | -5 | -6.1 | -9.8 | -14.1 | 3.3 | 1.7 | 7.4 | -6.6 | -3.9 | -11.7
-30 | -31 | 2.8 | -2.2 | 4.4 | -6.7 | -9.4 | -16.7 | 9.4 | -15 | 16.7 | 5 | 9 | 7 | 5.6 | -0.6 | 12.2 | 8.9 | 14.8 | -1.1 | 13.3 | 0 | 15.9 | 5.8 | -1.1 | -3.9 | -0.6 | -16.7 | 13 | 7 | 20 | 14.4 | 25 | 19.4 | 9.8 | -4.4 | 23.3 | 20 | 2.2 | -6.1 | 21.7 | 19.4 | -1.5 | -8.7 | 4.4 | -0.6 | 8.3 | 2.2 | -11.7 | -16.4 | 6.1 | 0 | -2.2 | -7.6 | 16.3 | 13.8 | 17.2 | 15 | 0 | -7.8 | -31 | -34 | -13.9 | -18.9 | -3.9 | -8.9 | 1.7 | -3.9 | -5.3 | -9.2 | 5 | -1.1 | -1.7 | -3.3 | 3.3 | -0.6 | 4.1 | -2.8 | 2.4 | -2.6 | 2.8 | -5.6 | 5.9 | -5.6 | 5 | -3.3 | 0.6 | -1.1 | 7.2 | 6.1 | 7.2 | 6.6 | 10 | -5.6 | 1.7 | -3.9 | 0.7 | -3.8 | 5.6 | -7.2 | -11.1 | -17.8 | 13.9 | -9.4 | 0.6 | -4.4 | -2.2 | -9.4 | 3.9 | 0.6 | -2.2 | -8.6 | 5.6 | -2.2 | 10 | -8.9 | -0.6 | -5 | -1 | -5 | 3.9 | -0.3 | 5.9 | 4.1 | 0 | -10 | -0.6 | -11.1 | -17 | -23 | 17.2 | 10 | 12.8 | -6.7 | -5.6 | -9.4 | 3.3 | 2.2 | 12.2 | 2.8 | 9.4 | 0 | 17.6 | 12.1 | 19.4 | -4.4 | 6.1 | -7.6 | 8.3 | -0.6 | 10 | -0.6 | 5 | 0 | 4.4 | -4.1 | -7.8 | -17.8 | 4.4 | 1.7 | 1.7 | -0.6 | -11.9 | -14.9 | 2.9 | 1.4 | 5.6 | -6.7 | -1.1 | -10
-33 | -33 | 2.2 | -1.1 | 4.4 | -7.8 | -10 | -18.3 | 6.5 | -13.3 | 15 | 3.9 | 9 | 3 | 3.9 | -0.6 | 12.2 | 9.4 | 13.5 | -1.5 | 12.8 | -1.1 | 12.4 | 4.6 | -1.5 | -3.6 | -2.8 | -11.1 | 12 | 7 | 18.3 | 14.4 | 24.4 | 19.4 | 6.3 | -2.3 | 21.7 | 19.4 | 0.6 | -2.2 | 21.7 | 18.3 | -1.7 | -8.9 | 4.4 | -0.6 | 8.3 | 2.8 | -12.2 | -17.4 | 4.4 | -0.6 | -2.2 | -6.9 | 15 | 13.9 | 17.2 | 15.6 | 0 | -8.3 | -31 | -35 | -14.4 | -19.4 | -3.3 | -10 | 2.2 | -3.9 | -6.3 | -10.2 | 5.6 | -0.6 | -1.7 | -3.9 | 2.8 | -0.6 | 2.8 | -3.9 | 1.1 | -3.3 | 2.8 | -6.1 | 3.9 | -5.6 | 3.9 | -2.4 | -1.1 | -3 | 7.2 | 5.6 | 7.2 | 6.6 | 5 | -2.8 | 0 | -5 | 0 | -4.4 | 2.8 | -6.7 | -11.1 | -18.3 | 9.4 | -9.4 | 0 | -3.3 | -3.3 | -8.3 | 3.9 | 0 | -2.2 | -8 | 5 | -2.2 | 8.9 | -8.9 | -1.7 | -5 | -1 | -3 | 2.8 | -1 | 6.9 | 4.9 | -1.7 | -8.3 | -1.1 | -11.1 | -17 | -22 | 15 | 10 | 10.6 | -6.7 | -5.6 | -8.9 | 3.3 | 2.8 | 10.6 | 2.8 | 6.7 | -1.1 | 16.1 | 12.2 | 12.8 | -3.3 | 5.6 | -8.9 | 6.1 | -1.1 | 9.4 | -1.1 | 2.8 | -1.1 | 2.8 | -3.7 | -8.9 | -17.8 | 3.3 | 1.1 | 1.7 | 0.6 | -13.9 | -16.1 | 2.6 | 1.3 | 4.5 | -6.2 | 2.8 | -2.8
-35 | -36 | 3.3 | -2.2 | 4.4 | -8.3 | -10.6 | -20 | 3.5 | -14 | 14.4 | 2.8 | 8 | 3 | 3.9 | -0.6 | 12.2 | 9.4 | 12.2 | -2.2 | 13.3 | -5.6 | 8.9 | 3.3 | -1.8 | -3.6 | -5.6 | -11.7 | 12 | 7 | 16.7 | 13.9 | 23.9 | 20.6 | 2.8 | -2.2 | 22.8 | 20 | 0 | -1.1 | 21.1 | 17.8 | -1.9 | -7.7 | 5.6 | -0.6 | 8.3 | 2.8 | -12.8 | -18.9 | 3.3 | -1.1 | -2.2 | -6.7 | 14.1 | 13.3 | 17.8 | 16.1 | 0.6 | -7.8 | -32 | -37 | -15 | -20 | -2.2 | -6.7 | 2.2 | -2.8 | -7.2 | -11.7 | 6.1 | -0.6 | -2.2 | -3.9 | 2.8 | -0.6 | 1.7 | -3.9 | 0.4 | -3.3 | 2.1 | -4.9 | 2.8 | -4.5 | 2.8 | -2 | -2.7 | -5 | 6.7 | 5.6 | 7.2 | 6.7 | 3.9 | -3.3 | -2.2 | -6.1 | -0.7 | -4.3 | 1.1 | -6.7 | -12.2 | -19.4 | 8.3 | -8.9 | -0.6 | -4.4 | -3.9 | -8.3 | 3.9 | 0 | -2.2 | -8.3 | 5.6 | -2.2 | 8.9 | -8.9 | -2.2 | -5 | -1 | -4 | 1.7 | -2.2 | 7.8 | 5.6 | -2.2 | -8.3 | -2.2 | -10.6 | -17 | -23 | 13.9 | 10 | 5.6 | -4.4 | -6.1 | -9.4 | 3.9 | 1.7 | 10 | 2.8 | 5 | -1.1 | 15.7 | 12.7 | 8.9 | -2.8 | 5.2 | -6.8 | 3.3 | -1.7 | 8.9 | -0.6 | 1.1 | -1.7 | 1.1 | -4.4 | -9.4 | -17.8 | 2.8 | 1.7 | 2.8 | 0.6 | -14.8 | -16.8 | 2.2 | 1.1 | 3.3 | -6.9 | 1.7 | -5
-34 | -35 | 3.9 | -2.2 | 3.9 | -8.3 | -10.6 | -18.9 | 0.6 | -16.7 | 13.3 | 3.3 | 7 | 2 | 1.7 | -1.1 | 12.2 | 10 | 11.3 | -1.9 | 8.9 | -1.7 | 7.6 | 2.5 | -2.2 | -3.9 | -5.6 | -12.8 | 12 | 8 | 17.8 | 13.9 | 23.3 | 20.6 | 1.9 | -2.1 | 22.2 | 20.6 | 0 | -1.1 | 20.6 | 18.3 | -2 | -7.4 | 5.6 | -0.6 | 8.9 | 3.3 | -13.3 | -18.8 | 2.2 | -1.1 | -2.2 | -6.1 | 13.1 | 12.8 | 18.3 | 16.1 | 0 | -9.4 | -33 | -37 | -15.6 | -19.4 | -1.1 | -6.7 | 1.7 | -2.8 | -7.2 | -10.8 | 6.1 | -1.7 | -2.8 | -4.4 | 2.2 | -0.6 | 0.5 | -4.3 | -0.4 | -4 | 1.3 | -4.6 | 1.7 | -4.1 | 1.7 | -2.2 | -4.4 | -7.8 | 6.7 | 6.1 | 7.2 | 6.6 | 2.2 | -3.9 | -2.8 | -5.6 | -1.5 | -4.8 | 1.1 | -6.7 | -12.8 | -20.6 | 5.6 | -9.4 | -1.1 | -3.3 | -5.6 | -9.4 | 3.3 | -0.6 | -1.7 | -7.1 | 6.7 | -2.8 | 8.9 | -8.3 | -3.3 | -5 | 0 | -3 | 0.8 | -2 | 7.8 | 5.6 | -2.8 | -9.4 | -3.3 | -10.6 | -17 | -22 | 12.2 | 10 | 2.8 | -3.9 | -5.6 | -8.3 | 3.3 | 0 | 9.4 | 2.2 | 2.2 | -1.1 | 15.4 | 13.5 | 6.7 | -2.8 | 4.8 | -6 | 2.8 | -2.2 | 8.9 | -0.6 | 0 | -1.7 | 0.9 | -3.5 | -11.7 | -18.3 | 2.8 | 1.7 | 2.8 | 0.6 | -15.8 | -17.8 | 1.1 | 0 | 2.2 | -8.3 | 1.1 | -3.9
-36 | -36 | 3.9 | -1.7 | 3.9 | -7.8 | -11.7 | -18.9 | -0.9 | -15 | 12.2 | 4.4 | 7 | 2 | 1.1 | -1.7 | 12.8 | 10 | 10.3 | -1.8 | 10.6 | -4.4 | 6.3 | 1.4 | -2.2 | -3.6 | -6.7 | -13.9 | 11 | 8 | 17.2 | 13.9 | 22.2 | 20.6 | 0.9 | -2.5 | 21.7 | 20 | 0 | -1.7 | 21.1 | 17.2 | -2.2 | -7.8 | 6.1 | -0.6 | 8.3 | 2.8 | -13.9 | -19.3 | 1.7 | -2.2 | -2.2 | -6.1 | 12.2 | 12.2 | 17.8 | 15.6 | 0 | -8.9 | -34 | -37 | -15.6 | -18.9 | -2.2 | -8.9 | 2.2 | -1.7 | -7.2 | -10.5 | 6.1 | -1.1 | -4.4 | -5.6 | 1.7 | -0.6 | -0.6 | -5.6 | -1.1 | -5 | 0.6 | -5 | 0.6 | -4.4 | 1.7 | -2.3 | -4.2 | -6.9 | 6.7 | 6.1 | 7.2 | 6.6 | 2.2 | -3.9 | -3.3 | -6.7 | -2.2 | -5.6 | 1.1 | -6.7 | -12.2 | -19.4 | 5 | -10 | -0.6 | -3.3 | -6.1 | -8.9 | 3.3 | -0.6 | -1.1 | -6.4 | 6.7 | -3.3 | 8.3 | -8.3 | -3.3 | -5.6 | 0 | -2 | -0.2 | -2.3 | 7.8 | 5.6 | -3.3 | -8.3 | -3.9 | -10.6 | -19 | -24 | 11.7 | 9.4 | 1.7 | -3.9 | -5.6 | -8.3 | 3.3 | -0.6 | 5.6 | 1.7 | 0 | -2.2 | 15 | 13.9 | 5.6 | -3.3 | 4.4 | -6.1 | 2.2 | -2.8 | 8.9 | -0.6 | 0 | -2.2 | 0.8 | -3.2 | -12.2 | -17.8 | 2.8 | 2.2 | 2.8 | 1.1 | -16.7 | -18.9 | 0 | -1 | 1.7 | -7 | 0 | -3.9
-33 | -33 | 3.9 | -1.7 | 3.9 | -7.8 | -12.2 | -20 | -2.4 | -15.7 | 12.2 | 5 | 7 | 2 | 0 | -2.2 | 12.8 | 9.4 | 9.4 | -2.2 | 9.4 | -4.4 | 5 | 0.6 | -2.2 | -3.3 | -7.8 | -13.9 | 10 | 8 | 16.7 | 12.8 | 21.7 | 20.6 | 0 | -3.3 | 21.7 | 20 | -0.6 | -1.1 | 20.6 | 17.2 | -2.2 | -6.9 | 5.6 | -0.6 | 8.3 | 2.8 | -14.4 | -20.6 | 1.7 | -2.2 | -2.2 | -6.7 | 11.5 | 11.5 | 17.8 | 15 | 0 | -7.2 | -34 | -37 | -16.9 | -19.8 | -2.2 | -10 | 2.2 | -1.7 | -7.2 | -10.6 | 5.6 | -1.1 | -5 | -5.6 | 0.6 | -1.1 | -1.7 | -6.1 | -1.8 | -4.7 | -0.9 | -4.5 | -0.2 | -4 | 1.7 | -2.8 | -4.1 | -6.7 | 6.1 | 6.1 | 7.2 | 6.7 | 2.2 | -3.9 | -4.4 | -7.8 | -2.4 | -5.2 | -1.7 | -6.7 | -13.9 | -21.1 | 3.9 | -10 | -1.1 | -2.2 | -5.6 | -9.4 | 3.3 | -2.2 | -0.6 | -6.7 | 6.1 | -2.8 | 8.3 | -8.3 | -3.9 | -5.6 | 0 | -1 | -1.1 | -2.8 | 7.8 | 5.6 | -3.3 | -7.8 | -2.8 | -9.4 | -20 | -25 | 11.1 | 9.4 | 0.6 | -3.9 | -4.4 | -7.2 | 2.2 | -1.7 | 5 | 1.7 | 0.6 | -1.7 | 15.2 | 14.1 | 2.8 | -3.3 | 4.4 | -5 | 1.7 | -3.3 | 8.9 | -0.6 | 0.6 | -2.2 | 0.6 | -3.3 | -13.3 | -17.8 | 2.2 | 1.7 | 3.3 | 1.1 | -14.8 | -17.2 | -1.1 | -2.2 | 1.1 | -7 | 0.6 | -7.8
-32 | -33 | 2.8 | -1.1 | 3.9 | -7.8 | -12.8 | -20 | -3.9 | -17.8 | 12.2 | 4.4 | 7 | 1 | -0.6 | -2.8 | 12.2 | 9.4 | 8.1 | -1.7 | 11.7 | -3.9 | 4.7 | 0.3 | -2.2 | -3.3 | -7.2 | -13.9 | 9 | 8 | 15.6 | 13.3 | 19.4 | 18.3 | -0.6 | -3.1 | 21.1 | 20 | -0.6 | -1.1 | 20 | 17.2 | -2.2 | -6.7 | 5 | -0.6 | 7.8 | 3.3 | -15.9 | -20.8 | 1.7 | -2.2 | -2 | -6 | 10.7 | 10.7 | 17.8 | 15.6 | 0 | -6.7 | -35 | -38 | -18.1 | -20.4 | -2.2 | -8.9 | 2.2 | -1.7 | -7 | -9.3 | 5.6 | -2.2 | -5.6 | -6.1 | -1.7 | -2.8 | -2.8 | -7.1 | -2.6 | -4.9 | -2.4 | -4.9 | -0.9 | -4 | 1.7 | -3.9 | -3.9 | -6.7 | 6.7 | 6.1 | 7 | 6.4 | 0 | -3.9 | -7.8 | -9.4 | -2.6 | -5.2 | 0.6 | -6.7 | -14.4 | -20.6 | 5 | -10.6 | -1.7 | -2.8 | -5.6 | -8.3 | 3.3 | -3.3 | -0.4 | -5.5 | 6.7 | -3.3 | 8.3 | -8.3 | -3.9 | -6.1 | 0 | -1 | -1.7 | -3.4 | 7.6 | 5.6 | -3.3 | -7.2 | -3.9 | -9.4 | -20 | -25 | 11.1 | 9.4 | 0 | -4.4 | -3.9 | -6.1 | 1.1 | -2.2 | 6.7 | 2.2 | -1.1 | -2.2 | 15.4 | 14.3 | 2.8 | -3.3 | 4.4 | -5 | 0.6 | -3.9 | 8.3 | -1.1 | -1.7 | -2.8 | 0.6 | -3.4 | -11.1 | -17.2 | 3.3 | 2.2 | 3.3 | 0.6 | -13 | -16 | -1.5 | -3.6 | 0.6 | -7.8 | -0.6 | -10.6
-31 | -32 | 3.3 | -1.7 | 3.9 | -7.8 | -12.8 | -20.6 | -4.8 | -16.6 | 11.7 | 5.6 | 6 | 0 | -0.6 | -2.8 | 12.2 | 9.4 | 6.9 | -1.8 | 10 | -2.2 | 4.1 | -0.2 | -2.6 | -3.5 | -5.6 | -12.8 | 9 | 7 | 12.8 | 12.2 | 18.9 | 17.8 | -1.1 | -3.3 | 20.6 | 20 | 0 | -1.1 | 20.6 | 17.2 | -2.2 | -7.2 | 4.4 | -1.1 | 7.2 | 3.9 | -17.4 | -21.9 | 1.7 | -2.8 | -1.9 | -6.1 | 10 | 10 | 17.2 | 14.4 | -0.6 | -6.7 | -35 | -38 | -19.4 | -20.7 | -2.8 | -8.3 | 2.8 | -1.1 | -6.9 | -8.5 | 5 | -1.7 | -3.9 | -5 | -2.2 | -2.8 | -3.9 | -8.9 | -3.3 | -5.6 | -3.9 | -5.6 | -1.7 | -4.4 | 1.3 | -3.1 | -3.5 | -5.7 | 6.1 | 6.1 | 6.9 | 6.3 | -0.6 | -3.3 | -10 | -11.7 | -2.8 | -5.6 | -2.8 | -7.2 | -13.9 | -20.6 | 3.3 | -11.1 | -1.7 | -2.8 | -5.6 | -10 | 2.8 | -3.3 | -0.2 | -5.1 | 7.8 | -3.3 | 8.3 | -8.3 | -3.9 | -5.6 | 1 | -1 | -2.2 | -4 | 7.4 | 5.6 | -2.2 | -6.7 | -2.8 | -8.9 | -20 | -25 | 10 | 9.4 | 0 | -4.4 | -3.3 | -5.6 | 1.1 | -3.3 | 6.1 | 1.7 | -2.2 | -2.8 | 15.6 | 14.4 | 2.2 | -3.9 | 4.4 | -5.6 | -0.6 | -5.6 | 7.8 | -1.1 | -1.7 | -3.3 | 0.6 | -3.7 | -6.7 | -13.3 | 2.2 | 1.1 | 2.8 | -0.6 | -11.1 | -15 | -1.8 | -4.9 | 0.4 | -6.5 | -0.6 | -11.7
-29 | -31 | 3.3 | -1.7 | 2.8 | -7.8 | -13.3 | -20 | -5.8 | -16.9 | 10.6 | 5.6 | 6 | 0 | -0.6 | -2.8 | 11.7 | 10 | 5.6 | -2.2 | 8.3 | -2.2 | 3.5 | -0.8 | -2.9 | -3.5 | -5 | -12.2 | 9 | 7 | 11.7 | 11.1 | 18.3 | 17.8 | -1.7 | -3.9 | 20.6 | 19.4 | 0 | -1.1 | 20 | 17.2 | -2.4 | -6.8 | 5 | -0.6 | 6.7 | 3.9 | -18.9 | -23.3 | 0.6 | -2.8 | -1.7 | -6.7 | 10 | 10 | 17.2 | 13.9 | -1.1 | -6.7 | -35 | -38 | -20 | -21.3 | -2.8 | -9.4 | 4.4 | -0.6 | -6.7 | -7.8 | 4.4 | -3.3 | -3.3 | -5.6 | -3.9 | -4.4 | -4.6 | -8.6 | -3.3 | -5.3 | -4.6 | -6.1 | -0.2 | -2.9 | 1 | -3.1 | -3.2 | -5 | 6.1 | 5.6 | 6.7 | 6.1 | 2.2 | -0.6 | -11.7 | -13.3 | -3 | -5.8 | -2.8 | -7.2 | -15 | -20.6 | 3.3 | -11.1 | -1.7 | -2.8 | -5.6 | -10.6 | 2.8 | -3.3 | 0 | -5.6 | 6.7 | -2.8 | 8.3 | -8.3 | -3.9 | -6.1 | 1 | -2 | -2.8 | -5 | 7.2 | 5.6 | -2.2 | -6.7 | -3.3 | -9.4 | -20 | -25 | 9.4 | 8.9 | -0.6 | -5 | -2.8 | -5 | 0.6 | -3.3 | 5.6 | 2.2 | -2.8 | -3.9 | 15.8 | 14.5 | 2.2 | -3.3 | 4 | -4.2 | -1.1 | -6.1 | 7.8 | -1.1 | -1.1 | -2.8 | 0.6 | -5 | -5.6 | -12.8 | 2.8 | 1.1 | 2.2 | -3.3 | -11.1 | -14.9 | -2.2 | -7.2 | 0.2 | -6.1 | 0 | -12.2
-30 | -30 | 3.3 | -1.7 | 2.2 | -7.2 | -13.9 | -20.6 | -6.7 | -18.3 | 10 | 5.6 | 4 | 0 | -1.1 | -3.3 | 11.1 | 10 | 4.8 | 0.2 | 9.4 | -1.7 | 3.1 | -1.1 | -3.3 | -3.9 | -5.6 | -12.2 | 8 | 7 | 11.1 | 11.1 | 18.3 | 17.2 | -1.3 | -3.4 | 20 | 18.3 | 0 | -1.1 | 19.4 | 16.7 | -2.6 | -6.9 | 5 | -0.6 | 6.1 | 3.9 | -20.2 | -23.7 | 0.6 | -2.8 | -1.5 | -6.2 | 10 | 10 | 17.2 | 14.4 | -2.2 | -9.4 | -35 | -38 | -20.6 | -22 | -2.2 | -9.4 | 5 | -0.6 | -6.7 | -7.7 | 3.9 | -0.6 | -3.9 | -6.1 | -3.3 | -3.9 | -5.4 | -9.2 | -3.3 | -5.6 | -5.4 | -6.9 | 1.3 | -1.6 | 0.6 | -3.3 | -2.8 | -4.4 | 6.1 | 5 | 5.8 | 5.2 | 2.2 | -1.1 | -9.4 | -11.1 | -3.1 | -6.3 | -3.3 | -7.2 | -14.4 | -20 | 2.2 | -11.7 | -1.7 | -2.2 | -5 | -9.4 | 2.8 | -3.3 | 1.1 | -4.6 | 6.1 | -1.7 | 7.8 | -7.8 | -5 | -6.7 | 1 | -1 | -3.3 | -5.2 | 6.8 | 4.6 | -2.2 | -6.7 | -3.3 | -9.4 | -20 | -26 | 8.3 | 7.8 | -0.6 | -4.4 | -3.3 | -5.6 | 0 | -4.4 | 5 | 2.2 | -3.3 | -3.9 | 15.9 | 14.5 | 1.1 | -3.9 | 3.7 | -3.4 | -1.7 | -6.1 | 6.7 | -1.7 | -1.7 | -5 | -0.7 | -6.3 | -5 | -13.3 | 2.8 | 1.1 | 1.1 | -4.4 | -11.1 | -15.2 | -2.9 | -6.9 | 0 | -6.7 | -2.2 | -12.2
-28 | -29 | 4.4 | -2.2 | 2.2 | -6.1 | -13.9 | -21.1 | -4.1 | -16.2 | 10 | 5.6 | 4 | 0 | -1.1 | -3.3 | 10.6 | 10 | 4.1 | 2 | 8.9 | -3.3 | 2.7 | -1.6 | -3.3 | -4.3 | -4.4 | -13.9 | 9 | 7 | 11.1 | 10.6 | 18.3 | 17.2 | -1 | -3.2 | 19.4 | 18.9 | 0 | -1.1 | 19.4 | 16.7 | -2.8 | -7.8 | 5.6 | 0 | 5.6 | 2.2 | -21.5 | -24.4 | 1.1 | -2.2 | -1.3 | -6.2 | 10 | 10 | 16.7 | 14.4 | -3.3 | -9.4 | -35 | -38 | -20.6 | -22.6 | -2.8 | -9.4 | 6.7 | -0.6 | -6.7 | -7.7 | 3.9 | 0 | -6.7 | -7.2 | -6.1 | -7.2 | -6.1 | -10 | -3.3 | -6.1 | -6.1 | -7.8 | 2.8 | -0.6 | 0 | -4.3 | -3.7 | -5.5 | 6.1 | 5 | 4.8 | 4.2 | 1.7 | -1.1 | -11.7 | -13.3 | -3.3 | -7.2 | -2.8 | -7.2 | -14.4 | -23.3 | 2.8 | -11.7 | -1.7 | -2.2 | -5.6 | -10 | 1.7 | -5 | 2.2 | -4.4 | 6.7 | -1.1 | 7.2 | -7.2 | -5.6 | -7.2 | 0 | 0 | -3.9 | -5.9 | 6.5 | 3.7 | -2.2 | -6.1 | -4.4 | -10 | -22 | -28 | 7.8 | 7.2 | -1.1 | -4.4 | -3.3 | -6.1 | -0.6 | -5 | 5 | 1.7 | -3.3 | -3.9 | 16.1 | 14.4 | 0.6 | -3.9 | 3.3 | -3.3 | -2.2 | -6.7 | 6.1 | -2.8 | 0.6 | -2.2 | -2 | -8.8 | -5.6 | -12.8 | 2.8 | 0.6 | -0.6 | -5.6 | -11.1 | -16.1 | -3.7 | -7.4 | 1.1 | -5.5 | -0.6 | -12.8
-27 | -29 | 5 | -2.8 | 3.3 | -6.7 | -14.4 | -20.6 | -1.5 | -16 | 8.9 | 5 | 4 | 1 | -0.6 | -3.3 | 10 | 9.4 | 3.3 | 3.3 | 9.4 | -1.7 | 2.4 | -2.3 | -3.3 | -4.7 | -7.8 | -13.9 | 9 | 6 | 13.3 | 12.8 | 17.2 | 16.7 | -0.6 | -3.3 | 20 | 19.4 | 0.6 | -1.1 | 18.9 | 16.7 | -2.8 | -7.1 | 2.2 | 0 | 4.4 | 1.7 | -22.8 | -25.6 | 0 | -3.3 | -1.1 | -7.2 | 10.4 | 10.4 | 17.2 | 15 | -3.3 | -8.9 | -35 | -38 | -21.7 | -22.9 | -2.2 | -8.9 | 6.1 | -0.6 | -6.7 | -7.8 | 2.8 | -1.7 | -6.1 | -7.2 | -6.7 | -7.8 | -6.1 | -9.5 | -3.1 | -5.6 | -6.5 | -8 | 3.2 | 0.2 | -0.5 | -5.4 | -4.7 | -6.9 | 6.1 | 5.6 | 3.9 | 3.3 | 1.1 | -2.2 | -15 | -16.7 | -3.1 | -6.8 | -2.8 | -7.8 | -15 | -21.1 | 3.3 | -11.1 | -1.7 | -2.2 | -5.6 | -9.4 | 0.6 | -9.4 | 3.3 | -5 | 6.7 | -1.1 | 6.7 | -7.2 | -5.6 | -7.2 | 0 | 0 | -4.4 | -6.7 | 6.1 | 2.8 | -2.2 | -6.1 | -5.6 | -10 | -23 | -28 | 8.3 | 7.8 | -1.1 | -4.4 | -3.3 | -6.7 | -1.1 | -7.2 | 5.6 | 2.8 | -3.3 | -3.9 | 15.5 | 14.2 | -0.6 | -4.4 | 2.9 | -2.5 | -2.2 | -6.1 | 5.6 | -2.8 | 0.6 | -2.2 | -3.3 | -12.2 | -5 | -11.7 | 2.8 | 1.7 | -2.2 | -6.7 | -10.9 | -15.6 | -4.4 | -8.3 | 2.2 | -5 | -1.1 | -11.1
-26 | -28 | 4.4 | -2.2 | 3.9 | -6.7 | -15 | -20.6 | 1.1 | -17.8 | 8.9 | 5 | 3 | 0 | -1.1 | -3.9 | 9.4 | 8.9 | 3.5 | 3.5 | 8.9 | -1.1 | 2.3 | -2.3 | -3.3 | -5.6 | -8.3 | -15.6 | 9 | 7 | 12.8 | 12.2 | 17.2 | 16.1 | -1.5 | -3.6 | 20 | 18.9 | 0.6 | -1.1 | 17.2 | 16.1 | -2.8 | -7.1 | 5 | 0 | 3.3 | 1.1 | -22.1 | -24.7 | 0 | -3.3 | -1.1 | -6.2 | 10.7 | 10.7 | 17.8 | 15.6 | -3.9 | -7.2 | -35 | -38 | -22.2 | -23.5 | -3.3 | -9.4 | 5.6 | -0.6 | -6.7 | -7.7 | 2.8 | -2.8 | -5.6 | -7.2 | -7.2 | -7.8 | -6.1 | -9.5 | -3 | -5.5 | -6.8 | -8.3 | 3.5 | 1 | -1.1 | -7.8 | -5.6 | -8.3 | 5.6 | 5 | 3 | 2.3 | -0.6 | -1.7 | -13.9 | -15 | -3 | -6.8 | -3.9 | -7.8 | -16.7 | -23.3 | 1.7 | -11.7 | -1.7 | -2.8 | -5.6 | -8.3 | -0.6 | -12.2 | 3.3 | -3.7 | 7.2 | -0.6 | 6.1 | -7.2 | -5.6 | -7.2 | 1 | 1 | -3.9 | -5.4 | 6.3 | 2.9 | -1.7 | -6.1 | -6.1 | -10.6 | -25 | -30 | 7.8 | 7.2 | -1.1 | -4.4 | -3.9 | -6.7 | -1.7 | -7.8 | 5.6 | 2.8 | -4.4 | -5.6 | 15 | 14.2 | -2.2 | -5 | 2.6 | -2.2 | -2.8 | -7.2 | 4.4 | -5 | -1.1 | -3.3 | -4.1 | -11.4 | -4.4 | -10.6 | 2.8 | 2.2 | -1.7 | -6.7 | -10.8 | -15.9 | -5 | -8.2 | 3.3 | -5.6 | 1.1 | -7.8
-23 | -25 | 3.3 | -1.1 | 4.4 | -5.6 | -15 | -22.8 | 0.9 | -14.7 | 8.9 | 5 | 2 | 0 | -1.7 | -3.9 | 9.4 | 8.9 | 3.7 | 3.7 | 7.2 | -3.3 | 1.8 | -2.9 | -4.6 | -5.8 | -10.6 | -16.1 | 8 | 6 | 12.8 | 12.2 | 16.7 | 15.6 | -2.4 | -4.2 | 20 | 19.4 | 0.6 | -1.1 | 17.8 | 16.7 | -2.8 | -7.8 | 4.4 | 0 | 2.8 | 0.6 | -21.3 | -24.2 | 0.6 | -3.9 | -1.1 | -6.2 | 11.1 | 11.1 | 17.2 | 15.6 | -3.9 | -7.8 | -34 | -36 | -21.7 | -25 | -3.9 | -9.4 | 4.4 | -1.1 | -6.7 | -7.7 | 2.8 | -1.1 | -5.6 | -7.2 | -7.2 | -7.8 | -6.1 | -10 | -2.8 | -5.6 | -7.2 | -8.9 | 3.9 | 1.7 | -1.7 | -7.9 | -3.5 | -5.8 | 5.6 | 5 | 2 | 1 | -1.7 | -2.2 | -13.3 | -15 | -2.8 | -7.2 | -4.4 | -7.8 | -16.1 | -19.4 | 1.1 | -11.7 | -2.2 | -3.9 | -5 | -9.4 | -1.7 | -11.7 | 3.3 | -2.9 | 7.2 | 0.6 | 6.1 | -7.8 | -5 | -6.7 | 1 | 1 | -3.3 | -4.3 | 6.5 | 3.3 | -1.7 | -6.1 | -7.2 | -12.2 | -22 | -29 | 8.3 | 7.8 | -1.7 | -4.4 | -3.9 | -6.7 | -2.8 | -8.9 | 5.6 | 2.8 | -4.4 | -5 | 14.4 | 13.9 | -2.2 | -5 | 2.2 | -2.2 | -3.9 | -8.3 | 3.9 | -5.6 | -1.1 | -2.8 | -4.8 | -11.6 | -3.3 | -9.4 | 2.2 | 1.1 | -2.2 | -5.6 | -10.6 | -16.7 | -5.5 | -8.5 | 3.7 | -4.4 | -5 | -12.2
-22 | -25 | 3.9 | -1.7 | 4.4 | -7.2 | -15 | -22.8 | 0.8 | -13.6 | 8.9 | 4.4 | 2 | 0 | -1.1 | -4.4 | 10 | 10 | 3.9 | 3.9 | 7.2 | -2.8 | 1.7 | -3.3 | -5.9 | -6.5 | -8.9 | -15 | 8 | 6 | 15.6 | 14.4 | 15.6 | 14.4 | -3.3 | -5 | 20 | 19.4 | 1.1 | -1.7 | 17.8 | 17.2 | -2.2 | -7.1 | 4.4 | -1.1 | 2.8 | 0.6 | -20.6 | -23.9 | -0.6 | -4.4 | -1.1 | -6.7 | 11.7 | 11.7 | 17.2 | 15 | -4.4 | -7.8 | -34 | -39 | -22.2 | -25.6 | -3.9 | -9.4 | 5 | 0 | -6.7 | -7.8 | 2.2 | -2.2 | -7.2 | -8.3 | -7.2 | -7.8 | -6.1 | -9.5 | -3 | -5.2 | -7 | -8.6 | 5 | 2.4 | -2.2 | -8.7 | -1.5 | -3.6 | 5 | 4.4 | 1.1 | 0 | -1.1 | -2.2 | -15 | -16.7 | -2.2 | -6.6 | -4.4 | -7.2 | -16.7 | -25.6 | 1.7 | -11.7 | -0.6 | -2.8 | -4.4 | -10.6 | -2.8 | -12.2 | 3.3 | -2.8 | 7.8 | 0.6 | 6.1 | -7.8 | -4.4 | -6.1 | 1 | 1 | -2.8 | -3.3 | 6.7 | 3.3 | -1.7 | -5.6 | -7.8 | -12.8 | -23 | -30 | 8.3 | 7.8 | -1.7 | -4.4 | -3.9 | -6.7 | -3.3 | -9.4 | 6.7 | 3.9 | -5.6 | -6.1 | 15.3 | 14.5 | -1.1 | -5 | 3.5 | -0.6 | -4.4 | -8.9 | 2.8 | -7.8 | -1.1 | -3.3 | -5.6 | -12.8 | -2.8 | -8.9 | 2.2 | 1.1 | -0.6 | -3.3 | -10.2 | -15.5 | -6.1 | -9.4 | 4 | -4.2 | -5.6 | -13.3
-21 | -23 | 3.3 | -1.7 | 5 | -7.8 | -15 | -22.2 | 0.6 | -14.4 | 9.4 | 4.4 | 2 | 0 | -0.6 | -3.3 | 13.3 | 11.7 | 4.3 | 4.3 | 7.2 | -4.4 | 6.3 | -0.8 | -7.2 | -7.2 | -11.7 | -15.6 | 9 | 5 | 17.8 | 15.6 | 15.6 | 13.9 | 0.4 | -2.2 | 20.6 | 19.4 | 1.7 | -1.7 | 20 | 18.3 | -1.7 | -6.9 | 3.9 | -0.6 | 2.8 | 0.6 | -19.5 | -22.6 | -0.6 | -4.4 | -1.1 | -6.2 | 12.2 | 12.2 | 17.2 | 15 | -3.9 | -7.2 | -34 | -37 | -21.7 | -25 | -2.2 | -7.2 | 6.1 | -0.6 | -5.6 | -6.7 | 2.2 | -2.2 | -8.3 | -8.9 | -6.7 | -7.8 | -6.1 | -9.5 | -3.1 | -4.9 | -6.9 | -8.8 | 6.1 | 2.7 | -2.8 | -10.6 | 0.6 | -1.7 | 4.4 | 3.9 | 0.5 | -0.7 | -0.6 | -1.7 | -18.3 | -19.4 | -1.7 | -6.2 | -2.2 | -6.7 | -15 | -25 | 4.4 | -10 | -0.6 | -2.8 | -3.3 | -11.7 | -3.9 | -13.3 | 3.1 | -2 | 8.3 | 1.1 | 6.7 | -7.8 | -3.9 | -5.6 | 1 | 1 | -2.8 | -3.7 | 6.9 | 3.7 | -1.1 | -5.6 | -7.8 | -13.9 | -23 | -30 | 9.4 | 8.9 | -1.7 | -4.4 | -3.9 | -6.7 | -4.4 | -10 | 8.3 | 5 | -6.7 | -6.7 | 16.3 | 15 | 1.7 | -3.3 | 4.8 | 0.7 | -3.9 | -8.9 | 2.2 | -8.3 | -1.7 | -3.9 | -5 | -11.8 | -1.7 | -9.4 | 1.7 | 1.1 | 0 | -2.8 | -9.8 | -14.9 | -6.3 | -9.4 | 4.4 | -4.4 | -7.2 | -16.1
-19 | -21 | 2.8 | -1.7 | 6.7 | -8.3 | -13.3 | -21.1 | 1.9 | -12.4 | 10 | 4.4 | 3 | 0 | 0.6 | -2.2 | 13.3 | 11.7 | 4.6 | 4.6 | 8.9 | -2.8 | 11 | 0.7 | -6.8 | -6.8 | -6.7 | -13.9 | 13 | 9 | 18.9 | 16.7 | 17.8 | 14.4 | 4.1 | -0.3 | 21.7 | 20 | 1.7 | -1.7 | 23.3 | 18.3 | -1.1 | -7.8 | 2.8 | -0.6 | 3.3 | 0.6 | -18.3 | -21.3 | 1.1 | -3.9 | -1.1 | -6.2 | 12.8 | 12.8 | 17.8 | 15 | -3.3 | -6.7 | -33 | -36 | -20.6 | -24.4 | -0.6 | -7.8 | 6.1 | -0.6 | -4.4 | -5.8 | 2.2 | -2.2 | -6.7 | -7.8 | -6.7 | -7.8 | -6.1 | -10 | -3.3 | -5 | -6.7 | -8.9 | 7.2 | 3.3 | -2.1 | -9.5 | 1 | -1.5 | 5 | 3.9 | 0 | -1.4 | 4.4 | -2.2 | -15 | -16.7 | -1.1 | -6.7 | 0.6 | -6.7 | -12.2 | -22.2 | 10 | -8.3 | 0 | -2.2 | -2.8 | -10 | -4.4 | -13.9 | 3 | -1.7 | 7.2 | 2.8 | 5 | -3.9 | -3.3 | -4.4 | 1 | 1 | -2.8 | -3.9 | 7 | 3.8 | -0.6 | -5 | -7.8 | -14.4 | -23 | -31 | 12.2 | 10 | 1.1 | -3.3 | -3.9 | -6.7 | -4.4 | -10.6 | 8.3 | 5 | -3.3 | -3.9 | 17.2 | 15.6 | 7.8 | 0 | 6.1 | 2.2 | -2.2 | -8.3 | 2.8 | -7.8 | -1.7 | -3.9 | -4.5 | -12 | -1.1 | -8.3 | 3.3 | 2.2 | 0 | -2.8 | -9.4 | -15 | -6.5 | -10.1 | 5 | -4 | -7.8 | -16.1
-18 | -21 | 2.2 | -1.1 | 8.9 | -5.6 | -12.2 | -21.7 | 3.1 | -12.6 | 11.1 | 5 | 3 | 0 | 3.3 | -1.1 | 12.2 | 11.1 | 5 | 5 | 11.1 | -2.8 | 15.6 | 1.7 | -6.5 | -6.5 | -3.9 | -12.2 | 15 | 9 | 19.4 | 16.7 | 20 | 15.6 | 7.8 | 1.7 | 23.3 | 21.1 | 1.1 | 0.6 | 24.4 | 18.3 | 0.7 | -6.3 | 3.3 | -1.1 | 6.1 | 1.7 | -17.2 | -20.6 | 2.8 | -2.8 | -1.1 | -7.2 | 15.8 | 14.2 | 17.8 | 16.1 | -2.8 | -6.1 | -31 | -36 | -18.3 | -23.9 | 0.6 | -8.3 | 6.7 | -0.6 | -3.3 | -5 | 2.2 | -2.2 | -6.7 | -7.8 | -6.7 | -7.2 | -5.5 | -9.3 | -2.2 | -4.4 | -5.9 | -8.3 | 8.7 | 4.1 | -1.3 | -9.2 | 1.3 | -1.7 | 5 | 3.9 | -0.6 | -2.2 | 7.8 | -2.2 | -12.2 | -13.9 | 1.1 | -4.2 | 4.4 | -5 | -10.6 | -20.6 | 12.8 | -6.7 | 0 | -1.7 | -3.3 | -11.7 | -5 | -13.9 | 2.8 | -1.7 | 6.1 | 4.4 | 3.3 | 0.6 | -2.2 | -3.9 | 2 | 1 | -2.8 | -4.4 | 7.2 | 3.9 | 0.6 | -4.4 | -6.7 | -15.6 | -23 | -32 | 16.7 | 11.1 | 8.3 | -1.7 | -3.3 | -6.7 | -4.4 | -11.1 | 8.9 | 6.7 | -0.6 | -1.7 | 19.2 | 15.7 | 9.4 | 0.6 | 7.6 | 3.1 | -0.6 | -8.3 | 3.3 | -8.3 | 1.1 | -1.7 | -3.9 | -12.8 | -0.6 | -7.8 | 5 | 2.2 | 1.1 | -2.2 | -8.5 | -12.3 | -6.7 | -11.1 | 5.5 | -4.1 | -5 | -14.4
-18 | -21 | 1.7 | -1.1 | 11.1 | -2.8 | -11.7 | -21.7 | 4.4 | -13.9 | 13.3 | 4.4 | 6 | 1 | 6.1 | -1.7 | 11.1 | 8.9 | 6.1 | 5.1 | 12.8 | -3.3 | 18.4 | 2.3 | -6.1 | -6.1 | -0.6 | -10.6 | 16 | 11 | 23.3 | 15 | 22.8 | 16.7 | 10.6 | 1.9 | 23.3 | 21.1 | 2.2 | 1.7 | 26.1 | 18.3 | 2.6 | -5.5 | 2.8 | -2.2 | 8.3 | 2.2 | -15.2 | -19.1 | 5.6 | -1.1 | -0.7 | -6.3 | 18.7 | 15.4 | 18.3 | 16.1 | -2.8 | -6.7 | -30 | -35 | -17.2 | -22.8 | 3.3 | -7.8 | 7.2 | 0 | -2.8 | -4.4 | 3.3 | -0.6 | -5 | -7.2 | -5 | -5.6 | -5 | -9.1 | -1.1 | -4.2 | -5.2 | -8.1 | 10.2 | 4.8 | -0.6 | -10 | 1.7 | -2.2 | 4.4 | 3.3 | -0.6 | -2.4 | 12.8 | -1.1 | -9.4 | -11.1 | 3.4 | -2.6 | 7.8 | -7.2 | -10 | -16.7 | 15.6 | -7.2 | 0 | -1.7 | -3.3 | -12.2 | -3.9 | -13.9 | 3.2 | -1.2 | 5.6 | 5 | 3.9 | 2.2 | 0 | -2.8 | 2 | 1 | -2.2 | -3.7 | 7.4 | 3.8 | 1.7 | -3.9 | -5.6 | -15.6 | -22 | -32 | 20 | 12.2 | 12.8 | -3.3 | -2.8 | -6.1 | -4.4 | -11.1 | 9.4 | 7.2 | 2.8 | -1.1 | 21.3 | 15.4 | 15.6 | 0.6 | 9.1 | 3.7 | 0.6 | -7.2 | 3.9 | -8.3 | 2.8 | -0.6 | -3.9 | -12.3 | 0.6 | -7.2 | 6.1 | 1.7 | 2.2 | -1.1 | -7.6 | -10.6 | -6.3 | -10.4 | 6.1 | -5 | -2.8 | -10.6
-17 | -20 | 2.2 | -0.6 | 12.8 | -0.6 | -11.1 | -20.6 | 5.2 | -11.4 | 15.6 | 3.9 | 7 | 2 | 7.8 | -3.3 | 14.4 | 9.4 | 7.2 | 5 | 13.9 | -5.6 | 21.1 | 1.9 | -5.5 | -5.8 | 0 | -11.1 | 17 | 11 | 22.2 | 14.4 | 25 | 17.8 | 13.3 | 1.6 | 23.9 | 21.1 | 2.8 | 2.8 | 25 | 18.9 | 4.4 | -6.1 | 5.6 | -0.6 | 10 | 2.2 | -13.1 | -17.9 | 5.6 | -2.2 | -0.4 | -6.3 | 21.7 | 16.1 | 18.3 | 15 | -2.8 | -6.1 | -28 | -32 | -15.6 | -21.7 | 3.9 | -7.8 | 7.8 | -1.1 | -2.2 | -4 | 4.4 | -0.6 | -4.4 | -7.8 | -3.9 | -3.9 | -4.4 | -9.4 | 0 | -4.4 | -4.4 | -8.3 | 11.7 | 5.6 | -0.2 | -8.8 | 1.5 | -1.8 | 4.4 | 3.3 | -0.6 | -2.8 | 12.8 | -0.6 | -7.8 | -10 | 5.6 | -1.1 | 8.9 | -7.8 | -8.3 | -15.6 | 16.7 | -7.8 | 1.1 | -2.2 | -3.9 | -13.3 | -3.3 | -15 | 3.5 | -1.1 | 6.1 | 6.1 | 5 | 3.9 | 2.2 | -2.8 | 2 | 1 | -1.7 | -3.2 | 7.6 | 3.7 | 3.3 | -5 | -4.4 | -16.1 | -22 | -31 | 21.1 | 12.8 | 15.6 | -5.6 | -1.7 | -5 | -3.3 | -11.1 | 10 | 7.8 | 4.4 | -1.1 | 23.3 | 15 | 17.8 | 0.6 | 10.6 | 4.4 | 2.2 | -6.1 | 4.4 | -8.3 | 4.4 | 0.6 | -3.9 | -12.8 | 0.6 | -7.2 | 5.6 | 2.8 | 2.2 | -1.1 | -6.7 | -8.9 | -6 | -10.2 | 5.9 | -4.3 | 0 | -11.7
-16 | -19 | 1.1 | -0.6 | 13.9 | 1.1 | -10 | -18.9 | 5.9 | -10.4 | 17.2 | 4.4 | 7 | 2 | 8.9 | -2.2 | 12.8 | 8.9 | 8.3 | 5 | 13.9 | -5.6 | 23.9 | 1.7 | -5 | -5.6 | 1.7 | -11.1 | 18 | 12 | 23.3 | 13.9 | 25 | 18.3 | 16.1 | 0 | 22.8 | 20.6 | 3.3 | 3.3 | 24.4 | 18.9 | 5.2 | -4.6 | 3.9 | -0.6 | 11.7 | 2.2 | -11.1 | -17.8 | 6.7 | -0.6 | 0 | -7.2 | 21.7 | 16.2 | 17.8 | 15 | -2.2 | -6.1 | -26 | -30 | -15 | -21.1 | 5.6 | -6.7 | 8.9 | -0.6 | -1.7 | -3.9 | 4.4 | -0.6 | -3.9 | -7.8 | -1.1 | -2.2 | -3.9 | -8.9 | -0.2 | -4 | -4 | -7.7 | 13 | 6.2 | 0.2 | -8.9 | 1.3 | -1.9 | 4.4 | 2.8 | -0.6 | -3.3 | 14.4 | 0 | -5.6 | -8.9 | 5.8 | -0.2 | 10 | -7.8 | -7.2 | -11.7 | 17.8 | -7.8 | 1.7 | -2.8 | -3.9 | -16.1 | -3.3 | -17.2 | 3.9 | -1.1 | 6.7 | 5.6 | 5.6 | 4.4 | 3.9 | -2.8 | 2 | 1 | -1.1 | -2.8 | 7.8 | 3.3 | 5 | -5.6 | -3.9 | -16.7 | -21 | -31 | 22.2 | 11.7 | 17.2 | -3.9 | -1.1 | -3.9 | -2.2 | -11.1 | 10 | 7.8 | 7.8 | -1.1 | 23.3 | 15.1 | 20 | -2.8 | 10.8 | 4.9 | 3.9 | -4.4 | 3.9 | -8.3 | 6.1 | 0.6 | -3.9 | -14.4 | 1.7 | -7.2 | 6.7 | 1.1 | 2.8 | -1.1 | -5.8 | -8.1 | -5.6 | -10.6 | 5.8 | -3.9 | -1.7 | -11.1
-16 | -18 | 0.6 | -0.6 | 15 | 1.1 | -8.3 | -16.1 | 6.7 | -10.6 | 18.9 | 4.4 | 7 | 1 | 10 | -4.4 | 13.3 | 8.3 | 9.1 | 5.1 | 15 | -5.6 | 23 | 2.5 | -4.4 | -5.6 | 3.9 | -11.7 | 18 | 13 | 23.9 | 13.9 | 25.6 | 17.8 | 15.7 | 1.8 | 22.8 | 20.6 | 4.4 | 4.4 | 25 | 18.9 | 5.9 | -4 | 4.4 | 0 | 11.1 | 1.7 | -10.4 | -16.6 | 7.2 | -0.6 | 0 | -6.1 | 21.7 | 16.2 | 18.3 | 15 | -2.2 | -5.6 | -25 | -30 | -13.9 | -20 | 6.1 | -6.1 | 8.3 | -0.6 | -1.1 | -3.2 | 4.4 | -0.6 | -2.2 | -7.8 | -0.6 | -2.2 | -3.3 | -9 | -0.4 | -4 | -3.7 | -7.7 | 14.3 | 6.9 | 0.6 | -10 | 1.1 | -2.2 | 3.3 | 2.2 | -0.8 | -3.6 | 16.1 | 0.6 | -3.3 | -7.8 | 5.9 | 0.2 | 11.1 | -7.2 | -6.1 | -11.1 | 18.3 | -7.8 | 1.7 | -2.8 | -4.4 | -18.3 | -3.3 | -17.2 | 3.9 | -0.8 | 6.7 | 5.6 | 5.6 | 4.4 | 6.1 | -3.3 | 2 | 1 | -0.4 | -2.1 | 7.6 | 3.1 | 5 | -5.6 | -3.3 | -16.7 | -21 | -30 | 21.1 | 11.1 | 17.8 | -3.3 | 0 | -3.3 | -2.2 | -11.1 | 11.1 | 7.2 | 8.9 | -0.6 | 23.3 | 15.4 | 22.2 | -5.6 | 10.9 | 5.3 | 4.4 | -2.8 | 4.4 | -7.8 | 6.1 | 1.1 | -4.1 | -13.9 | 2.2 | -5.6 | 5.6 | 2.2 | 3.3 | -1.1 | -4.8 | -7.4 | -5.8 | -10.4 | 5.6 | -4.4 | -0.6 | -11.1
-16 | -18 | 1.7 | 0 | 15 | 0.6 | -7.8 | -15.6 | 6.7 | -9.8 | 19.4 | 3.9 | 7 | 2 | 10 | -3.3 | 12.2 | 8.9 | 9.8 | 5.4 | 15.6 | -5.6 | 22 | 2.7 | -4.2 | -5.2 | 2.8 | -11.7 | 18 | 13 | 22.8 | 14.4 | 24.4 | 17.8 | 15.4 | 2.9 | 22.8 | 21.1 | 3.9 | 3.9 | 24.4 | 18.3 | 6.7 | -3.9 | 3.3 | 0 | 10.6 | 1.7 | -9.6 | -15.8 | 9.4 | 1.7 | 0 | -6.1 | 21.7 | 16.1 | 18.3 | 15 | -1.7 | -5.6 | -25 | -30 | -13.9 | -20 | 4.4 | -3.9 | 8.9 | -0.6 | -0.6 | -2.8 | 3.3 | -0.6 | -2.2 | -7.2 | 0.6 | -1.7 | -2.8 | -10 | -0.6 | -4.4 | -3.3 | -8.3 | 15.6 | 7.2 | 0 | -8.9 | 0.5 | -3.3 | 3.3 | 2.2 | -0.9 | -4 | 17.8 | 2.2 | -2.2 | -7.2 | 6.1 | 1.1 | 11.7 | -6.7 | -5.6 | -11.1 | 19.4 | -7.2 | 1.7 | -3.3 | -5 | -17.2 | -3.9 | -17.8 | 3.9 | -0.6 | 7.2 | 5.6 | 5 | 3.9 | 5.6 | -3.9 | 3 | 1 | 0.4 | -1.5 | 7.4 | 2.7 | 5 | -6.1 | -2.8 | -16.7 | -20 | -30 | 21.1 | 11.7 | 18.9 | -3.3 | 0.6 | -3.3 | -2.8 | -11.1 | 10.6 | 7.2 | 12.2 | -3.3 | 23.3 | 15.6 | 22.2 | -5.6 | 11.1 | 5.6 | 5 | -1.7 | 3.9 | -7.8 | 7.2 | 1.7 | -4.2 | -14.8 | 2.8 | -4.4 | 6.1 | 1.1 | 2.8 | -1.1 | -3.9 | -7.2 | -5.9 | -10.6 | 5 | -3.6 | -0.6 | -11.1
-16 | -19 | 1.1 | 0 | 14.4 | 0.6 | -7.2 | -14.4 | 6.7 | -9.8 | 19.4 | 3.3 | 7 | 1 | 10 | -3.9 | 12.2 | 8.3 | 10.6 | 5.6 | 14.4 | -2.8 | 21.1 | 3.3 | -4.1 | -5.1 | 2.8 | -10.6 | 16 | 16 | 21.7 | 15 | 24.4 | 17.8 | 15 | 3.9 | 23.9 | 21.1 | 3.9 | 3.9 | 25 | 17.8 | 5.6 | -2.6 | 2.8 | 0 | 10 | 2.2 | -8.9 | -16.1 | 10 | 1.7 | 0 | -6.7 | 20.6 | 16 | 18.3 | 15.6 | -1.1 | -5 | -25 | -28 | -14.4 | -20.6 | 3.9 | -3.3 | 8.3 | -0.6 | 0 | -2.8 | 3.3 | -0.6 | -3.9 | -7.8 | 1.1 | -1.7 | -2.8 | -8.9 | -1 | -4.6 | -3.9 | -7.4 | 11.9 | 5.3 | -0.5 | -8.9 | 0 | -4.8 | 3.3 | 2.2 | -1.1 | -5 | 18.9 | 3.9 | -2.2 | -7.2 | 5.4 | 0.9 | 11.7 | -6.7 | -5 | -10.6 | 18.9 | -8.3 | 1.7 | -3.3 | -5.6 | -15 | -4.4 | -17.2 | 3.9 | -0.6 | 7.2 | 6.1 | 5.6 | 3.9 | 5.6 | -3.3 | 3 | 1 | 1.1 | -1.1 | 7.2 | 2.2 | 5 | -7.2 | -2.8 | -16.1 | -21 | -31 | 20.6 | 12.8 | 19.4 | -5.6 | 1.7 | -2.2 | -2.8 | -12.2 | 10.6 | 7.2 | 12.8 | -5.6 | 22.2 | 15.3 | 22.8 | -5 | 11.3 | 6.1 | 4.4 | 0 | 5 | -7.8 | 5.6 | 1.7 | -4.4 | -17.2 | 3.3 | -3.9 | 4.4 | 1.7 | 3.3 | -1.1 | -4.5 | -7.2 | -6.1 | -11.7 | 4.5 | -3.5 | 3.3 | -7.2
-16 | -18 | 0.6 | 0 | 11.7 | 1.1 | -7.2 | -14.4 | 6.7 | -11.7 | 17.2 | 5 | 4 | 0 | 9.4 | -2.2 | 11.7 | 9.4 | 9.1 | 5.5 | 12.8 | -0.6 | 16.5 | 3.9 | -3.9 | -5 | 1.1 | -7.8 | 16 | 15 | 21.1 | 15.6 | 23.3 | 17.8 | 14.3 | 5.1 | 23.3 | 21.1 | 3.3 | 3.3 | 24.4 | 17.8 | 4.4 | -2.4 | 2.8 | 0 | 8.3 | 2.8 | -8.7 | -14.8 | 8.3 | 2.2 | -0.7 | -5.6 | 19.4 | 15.9 | 17.8 | 15 | -1.1 | -5 | -24 | -28 | -15.6 | -20.6 | 3.3 | -2.2 | 7.8 | -0.6 | -0.2 | -2.3 | 2.8 | -0.6 | -5.6 | -8.3 | 0.6 | -2.8 | -2.8 | -8.7 | -1.3 | -5 | -4.4 | -7 | 8.1 | 3 | -1.1 | -10 | -0.6 | -7.2 | 3.3 | 2.2 | -1.5 | -5.1 | 16.7 | 2.8 | -3.3 | -7.2 | 4.6 | 0.7 | 10 | -5.6 | -7.8 | -13.3 | 14.4 | -10 | 1.7 | -3.3 | -8.3 | -15 | -5 | -18.3 | 3.5 | -0.4 | 6.7 | 6.1 | 5.6 | 3.9 | 5.6 | -3.9 | 2 | 1 | 0.7 | -1.2 | 6.8 | 2.3 | 4.4 | -7.2 | -6.1 | -16.7 | -22 | -31 | 19.4 | 13.3 | 18.3 | -1.7 | 2.2 | -1.1 | -3.3 | -12.2 | 10 | 7.2 | 12.2 | -5 | 21.1 | 14.8 | 19.4 | -5.6 | 11.5 | 6.5 | 4.4 | 0 | 4.4 | -8.3 | 3.3 | 0.6 | -5.3 | -15.9 | 3.9 | -3.3 | 3.3 | 1.1 | 2.8 | -1.1 | -5 | -7.6 | -6.7 | -10.9 | 3.9 | -3.9 | 2.2 | -8.9
-15 | -17 | 0.6 | 0 | 9.4 | 0.6 | -7.8 | -13.9 | 5.4 | -10.8 | 17.2 | 4.4 | 4 | 0 | 7.8 | -2.2 | 10.6 | 9.4 | 7.6 | 5.4 | 11.7 | -1.7 | 11.8 | 3.3 | -4.3 | -5.1 | -1.1 | -10 | 16 | 15 | 20 | 15.6 | 22.8 | 17.2 | 13.5 | 6.2 | 22.2 | 20.6 | 3.3 | 2.2 | 22.2 | 18.3 | 3.3 | -2.2 | 3.3 | -0.6 | 7.2 | 2.2 | -8.5 | -14.2 | 5.6 | 1.1 | -1.5 | -5.7 | 18.3 | 15.6 | 17.2 | 15 | -1.1 | -5 | -25 | -30 | -16.1 | -21.1 | 2.8 | -1.7 | 5.6 | -0.6 | -0.4 | -2.1 | 2.8 | -0.6 | -7.2 | -8.9 | -1.1 | -2.8 | -2.8 | -9.4 | -1.7 | -6.1 | -5 | -7.2 | 4.4 | 0.6 | -1.8 | -9.2 | -1.9 | -7.3 | 3.3 | 2.2 | -1.8 | -5.5 | 15 | 2.8 | -5 | -7.2 | 3.9 | 0.6 | 6.7 | -5.6 | -9.4 | -13.3 | 11.1 | -9.4 | 1.7 | -3.3 | -9.4 | -16.1 | -5.6 | -19.4 | 3.2 | -0.4 | 6.7 | 6.1 | 5 | 3.9 | 3.9 | -4.4 | 2 | 1 | 0.4 | -1.3 | 6.5 | 2.2 | 3.9 | -6.1 | -7.2 | -16.7 | -23 | -31 | 17.8 | 13.9 | 15 | -0.6 | 2.8 | 0 | -4.4 | -12.8 | 9.4 | 7.2 | 10.6 | -2.8 | 20 | 14.4 | 18.9 | -4.4 | 11.7 | 6.7 | 4.4 | 0.6 | 3.9 | -8.9 | 1.7 | -0.6 | -6.3 | -16.2 | 4.4 | -2.8 | 2.8 | 1.1 | 2.8 | -1.1 | -5.6 | -8.3 | -7.2 | -10.8 | 3.2 | -3.4 | 1.7 | -2.8
-10 | -12 | 0.6 | -0.6 | 8.9 | 2.2 | -8.3 | -13.3 | 4.1 | -11 | 14.4 | 7.2 | 4 | 0 | 5.6 | -2.2 | 10.6 | 9.4 | 6.1 | 5 | 8.9 | 6.7 | 7.2 | 1.7 | -4.6 | -5.2 | -2.2 | -9.4 | 17 | 16 | 18.3 | 15.6 | 22.2 | 17.2 | 12.8 | 6.7 | 21.7 | 20.6 | 3.3 | 0.6 | 22.2 | 17.8 | 3.7 | -1.1 | 1.7 | -0.6 | 6.7 | 2.8 | -8.3 | -14.4 | 4.4 | 0.6 | -2.2 | -6.1 | 17.6 | 15.3 | 17.2 | 15.6 | -1.1 | -4.4 | -26 | -30 | -16.1 | -21.1 | 2.2 | -2.8 | 5 | -0.6 | -0.6 | -2.2 | 2.2 | -1.1 | -10.6 | -11.7 | -1.7 | -3.3 | -3.5 | -8.5 | -2.2 | -5.3 | -5 | -6.9 | 3.5 | -0.1 | -2.6 | -9.3 | -3.1 | -8.3 | 2.8 | 2.8 | -2.2 | -6.7 | 15 | 2.8 | -6.1 | -8.3 | 3.7 | 0.6 | 3.3 | -5.6 | -11.7 | -15.6 | 8.9 | -9.4 | 1.1 | -2.2 | -10.6 | -17.2 | -6.1 | -19.4 | 2.8 | -0.6 | 6.7 | 5.6 | 5.6 | 4.4 | 2.8 | -4.4 | 2 | 1 | 0 | -1.7 | 6.1 | 2.2 | 3.9 | -6.1 | -7.8 | -16.1 | -24 | -31 | 17.2 | 13.3 | 13.3 | 1.1 | 3.3 | 0.6 | -4.4 | -12.8 | 8.9 | 7.2 | 6.1 | -2.8 | 17.8 | 13.1 | 18.3 | -7.8 | 12.4 | 7.5 | 4.4 | 1.1 | 3.9 | -7.8 | 0.6 | -1.1 | -7.2 | -17.8 | 4.4 | -2.2 | 3.9 | 1.1 | 3.3 | -1.1 | -5.8 | -8.1 | -7.8 | -11.1 | 2.4 | -3.3 | 2.8 | -17.8
-12 | -15 | 0 | -0.6 | 6.1 | 2.2 | -8.3 | -13.3 | 2.8 | -13.3 | 8.9 | 7.2 | 4 | 0 | 3.9 | -2.8 | 10.6 | 9.4 | 4.8 | 4.1 | 7.8 | 6.7 | 6.7 | 0.8 | -5 | -5.6 | -1.7 | -8.9 | 18 | 17 | 18.3 | 16.1 | 22.2 | 17.2 | 11.5 | 7.1 | 20.6 | 20 | 3.3 | 0.6 | 21.7 | 18.3 | 4 | -0.3 | 1.7 | -0.6 | 6.7 | 3.3 | -7.8 | -12.6 | 2.8 | 0 | -2.6 | -5.8 | 16.8 | 14.8 | 17.2 | 15.6 | -1.1 | -3.9 | -27 | -32 | -17.8 | -21.1 | 2.8 | -2.2 | 5 | -0.6 | -1 | -2.4 | 2.2 | -1.7 | -8.9 | -10 | -2.8 | -3.9 | -4.3 | -8.4 | -2.8 | -5 | -5 | -6.9 | 2.6 | -0.7 | -3.3 | -10.6 | -4.4 | -10 | 2.8 | 2.2 | -2.2 | -7.1 | 13.9 | 2.8 | -6.1 | -8.3 | 3.5 | 0.5 | 2.8 | -5 | -11.1 | -15 | 8.3 | -9.4 | 0.6 | -2.2 | -11.1 | -18.9 | -6.7 | -18.9 | 2.8 | -0.6 | 6.7 | 5.6 | 5.6 | 5 | 2.8 | -3.9 | 2 | 1 | -0.4 | -1.4 | 5.7 | 2.5 | 2.8 | -5 | -8.9 | -16.1 | -25 | -31 | 16.1 | 13.3 | 13.3 | 2.2 | 3.3 | 0.6 | -5 | -13.3 | 8.9 | 7.8 | 6.1 | -2.8 | 15.5 | 11.9 | 18.3 | -1.7 | 13.2 | 8.3 | 3.9 | 2.2 | 3.9 | -7.8 | 0.6 | -1.1 | -7.8 | -17.4 | 3.9 | -2.2 | 3.9 | 1.7 | 3.3 | -1.1 | -5.9 | -8 | -8.2 | -11 | 1.7 | -3.9 | 1.7 | -9.4
-11 | -12 | 0 | -0.6 | 5.6 | 3.3 | -8.9 | -11.7 | 2.4 | -11.6 | 9.4 | 7.2 | 4 | 0 | 2.8 | -2.8 | 11.1 | 6.7 | 3.5 | 3.2 | 7.8 | 7.2 | 6.1 | 0 | -5.2 | -5.6 | -1.1 | -9.4 | 18 | 18 | 18.3 | 16.1 | 21.7 | 16.7 | 10.2 | 7.3 | 20.6 | 20 | 3.3 | 0.6 | 21.7 | 16.7 | 4.4 | 0.6 | 2.2 | -0.6 | 6.1 | 3.9 | -7.2 | -11.6 | 1.7 | -0.6 | -2.9 | -6 | 16.1 | 14.4 | 16.7 | 15 | -1.1 | -3.9 | -26 | -30 | -18.3 | -21.7 | 2.2 | -1.1 | 6.1 | 3.9 | -1.3 | -2.7 | 2.2 | 1.1 | -10.6 | -11.7 | -3.9 | -5 | -5 | -8.9 | -3.3 | -5 | -5 | -7.2 | 1.7 | -1.7 | -2.9 | -9.4 | -4.6 | -9.4 | 2.8 | 2.2 | -2.2 | -8 | 12.8 | 1.7 | -7.2 | -8.9 | 3.3 | 0.6 | 2.2 | -5 | -10.6 | -13.9 | 8.9 | -10 | 0.6 | -3.3 | -12.2 | -18.9 | -7.2 | -18.9 | 2.8 | -0.7 | 6.7 | 5.6 | 6.7 | 5.6 | 2.8 | -3.9 | 1 | 1 | -0.7 | -1.2 | 5.4 | 3.1 | 2.2 | -3.9 | -10 | -16.1 | -26 | -30 | 15.6 | 13.3 | 13.9 | 2.2 | 3.3 | 0.6 | -5.6 | -13.9 | 8.3 | 7.2 | 3.9 | -2.2 | 13.3 | 10.6 | 18.3 | -1.1 | 13.9 | 8.9 | 4.4 | 2.8 | 3.9 | -7.8 | -1.7 | -2.8 | -8.3 | -18.3 | 4.4 | -1.1 | 3.3 | 0.6 | 2.8 | -1.1 | -6.1 | -8.3 | -8.5 | -11 | 1.1 | -4 | 1.1 | -5.6
-10 | -12 | -0.6 | -0.6 | 3.3 | 1.1 | -8.3 | -10.6 | 2.1 | -11.8 | 9.4 | 7.2 | 4 | 0 | 2.2 | -2.8 | 11.1 | 5 | 2.2 | 2.2 | 6.1 | 2.2 | 5.6 | -1.1 | -5.4 | -5.5 | -2.2 | -10 | 19 | 18 | 16.1 | 15 | 21.7 | 17.2 | 8.9 | 7.2 | 20.6 | 20 | 3.3 | 0.6 | 20.6 | 16.7 | 4.6 | 1.1 | 2.2 | -0.6 | 6.1 | 3.9 | -6.7 | -11.1 | 1.1 | -0.6 | -3.3 | -6.7 | 16.3 | 14.7 | 16.7 | 14.4 | -1.1 | -3.3 | -26 | -30 | -20 | -22.6 | 2.2 | -1.1 | 6.1 | 4.4 | -1.7 | -3.3 | 2.8 | 1.1 | -11.7 | -12.8 | -7.8 | -8.9 | -5.2 | -8.7 | -3.7 | -5.3 | -5.2 | -6.8 | 1.5 | -1.1 | -2.6 | -9.1 | -4.8 | -9.8 | 2.8 | 2.8 | -2.2 | -10 | 12.8 | 1.7 | -8.9 | -10 | 2.9 | 0 | 1.7 | -5 | -16.7 | -19.4 | 7.8 | -10.6 | -0.6 | -3.9 | -12.8 | -20 | -8.3 | -18.9 | 2.8 | -1.1 | 5.6 | 5.6 | 6.7 | 6.1 | 3.3 | -3.9 | 2 | 1 | -1.1 | -1.1 | 5 | 3.3 | 2.8 | -3.3 | -10.6 | -15.6 | -26 | -31 | 13.9 | 12.8 | 13.3 | 1.7 | 2.8 | 0.6 | -6.1 | -14.4 | 8.9 | 7.8 | 3.9 | -1.7 | 12.9 | 9.8 | 16.7 | -1.1 | 13.7 | 9.6 | 4.4 | 2.8 | 3.9 | -7.2 | -1.1 | -2.2 | -8.9 | -20.6 | 4.4 | -0.6 | 3.3 | -0.6 | 2.2 | -1.1 | -5.9 | -8.6 | -8.9 | -11.7 | 0.6 | -4.6 | 0.6 | -3.3
-10 | -11 | 0 | -0.6 | 1.7 | 0 | -7.2 | -10.6 | 1.7 | -13.3 | 9.4 | 7.2 | 4 | 0 | 1.7 | -3.3 | 11.1 | 3.9 | 2.8 | 2.8 | 6.1 | 1.1 | 5.7 | -1 | -5.6 | -5.6 | -2.8 | -11.1 | 19 | 19 | 15.6 | 15 | 21.7 | 17.2 | 9.5 | 7.6 | 20.6 | 20 | 2.2 | 2.2 | 19.4 | 17.2 | 4.8 | 1.6 | 2.8 | -0.6 | 6.7 | 3.3 | -6.3 | -9.7 | 0.6 | -1.1 | -3.9 | -6.6 | 16.5 | 14.9 | 16.1 | 14.4 | -1.1 | -2.8 | -27 | -31 | -20.6 | -23.2 | 1.7 | -2.8 | 5.6 | 4.4 | -2.2 | -3.3 | 2.2 | 0 | -12.2 | -13.3 | -7.8 | -8.9 | -5.4 | -8.9 | -4 | -5.8 | -5.4 | -6.6 | 1.3 | -0.8 | -2.2 | -10 | -5 | -10.6 | 3.3 | 2.2 | -2.6 | -9.1 | 12.2 | 1.7 | -10 | -10.6 | 2.6 | -0.4 | 0.6 | -4.4 | -14.4 | -16.7 | 6.1 | -10.6 | -1.1 | -4.4 | -13.3 | -22.2 | -8.9 | -18.9 | 2.6 | -0.7 | 6.7 | 6.1 | 7.2 | 6.7 | 2.8 | -3.9 | 2 | 2 | -1.1 | -1.1 | 5 | 3.5 | 2.8 | -2.2 | -11.7 | -15.6 | -25 | -30 | 14.4 | 13.3 | 14.4 | 2.2 | 2.2 | 0 | -6.1 | -14.4 | 8.9 | 7.2 | 1.7 | -2.2 | 12.6 | 9.1 | 17.2 | 1.7 | 13.5 | 10 | 4.4 | 3.3 | 4.4 | -7.2 | -0.6 | -2.2 | -9.6 | -19.8 | 3.9 | -0.6 | 3.3 | 0.6 | 1.7 | -1.1 | -5.8 | -9.4 | -9.5 | -12 | 0 | -6.1 | -0.6 | -3.3
-10 | -12 | -0.6 | -0.6 | 2.2 | 0.6 | -8.3 | -10 | 0 | -11.3 | 8.9 | 6.7 | 4 | -1 | 0.6 | -3.9 | 10.6 | 2.2 | 3.3 | 3.3 | 5.6 | 1.1 | 5.7 | -1 | -5.6 | -5.6 | -5.6 | -11.7 | 18 | 18 | 15.6 | 15 | 21.7 | 17.2 | 10 | 8 | 19.4 | 18.9 | 2.2 | 2.2 | 19.4 | 17.2 | 5 | 2.2 | 2.8 | -0.6 | 6.1 | 2.8 | -6 | -8.9 | 0.6 | -1.1 | -4.4 | -7 | 16.7 | 15 | 16.1 | 14.4 | -1.1 | -2.8 | -29 | -33 | -21.7 | -23.5 | 1.1 | -3.3 | 5.6 | 5 | -2.8 | -3.5 | 2.8 | 1.1 | -13.3 | -14.4 | -7.8 | -8.3 | -5.6 | -9.4 | -4.4 | -6.7 | -5.6 | -6.7 | 1.1 | -0.6 | -2 | -9.2 | -6.5 | -10.9 | 2.8 | 2.2 | -2.9 | -9.2 | 11.1 | 1.7 | -9.4 | -10 | 2.2 | -1.1 | 1.1 | -3.9 | -17.8 | -20 | 8.3 | -9.4 | -3.9 | -6.1 | -13.9 | -23.3 | -9.4 | -19.4 | 2.4 | -0.6 | 6.1 | 5.6 | 7.2 | 6.7 | 2.8 | -3.9 | 2 | 2 | -1.1 | -1.1 | 5 | 3.8 | 2.8 | -1.7 | -12.2 | -15.6 | -26 | -32 | 13.9 | 12.8 | 15 | 2.2 | -1.7 | -3.3 | -7.2 | -13.9 | 8.9 | 7.2 | 1.7 | -1.1 | 12.2 | 8.3 | 15.6 | 2.2 | 13.3 | 10.6 | 5 | 3.9 | 3.9 | -7.8 | 0.6 | -1.1 | -10.4 | -20.3 | 4.4 | -0.6 | 3.9 | 1.1 | 0.6 | -2.2 | -5.6 | -10.6 | -10 | -12.8 | -0.6 | -5.5 | 0 | -3.3
-12 | -15 | 0 | -0.6 | 0 | -1.1 | -7.8 | -9.4 | -1.6 | -10.9 | 8.9 | 6.1 | 4 | 0 | 0 | -3.3 | 10.6 | 1.7 | 3.9 | 3.9 | 4.4 | 0.6 | 5.7 | -0.9 | -5.6 | -5.6 | -3.9 | -11.1 | 18 | 15 | 14.4 | 13.9 | 21.7 | 17.8 | 10.6 | 8.3 | 19.4 | 18.9 | 1.7 | 1.7 | 19.4 | 17.2 | 5.7 | 3 | 2.8 | -0.6 | 6.7 | 4.4 | -5.6 | -8.3 | 1.1 | -0.6 | -5 | -7.8 | 16.5 | 15.1 | 15.6 | 13.9 | -1.1 | -2.8 | -30 | -33 | -21.7 | -24.1 | 1.7 | -3.3 | 5.6 | 5 | -3.3 | -3.9 | 2.8 | 1.1 | -14.4 | -16.1 | -7.8 | -8.9 | -5.6 | -9.4 | -5.2 | -7.1 | -5.6 | -6.6 | 0.9 | -0.9 | -1.9 | -9.3 | -7.9 | -11.8 | 2.2 | 2.2 | -3.3 | -10 | 11.1 | 1.1 | -9.4 | -10 | 1.8 | -1.3 | 1.1 | -3.9 | -17.8 | -20 | 7.8 | -8.3 | -4.4 | -6.7 | -14.4 | -23.3 | -10 | -20 | 2.2 | -0.6 | 5.6 | 5.6 | 7.2 | 6.7 | 2.8 | -3.9 | 2 | 1 | -1.1 | -1.1 | 5 | 3.9 | 2.8 | -1.7 | -12.8 | -16.1 | -26 | -31 | 13.9 | 12.8 | 14.4 | 2.2 | -3.9 | -6.7 | -7.8 | -13.9 | 8.9 | 7.2 | 3.3 | -0.6 | 11.8 | 7.7 | 15 | 3.3 | 13.1 | 11 | 5.6 | 4.4 | 3.9 | -7.8 | -0.6 | -1.7 | -11.1 | -22.2 | 4.4 | -0.6 | 3.3 | 1.1 | 0 | -2.2 | -6.3 | -10.5 | -10.6 | -13.9 | -1.1 | -5.8 | 1.1 | -4.4
-15 | -17 | -0.6 | -1.1 | -0.6 | -2.2 | -6.7 | -8.3 | -3.3 | -12.2 | 10 | 5 | 7 | -1 | -0.6 | -3.3 | 10 | 2.2 | 3.9 | 3.9 | 2.2 | -1.1 | 5.8 | -0.9 | -5.6 | -5.6 | -3.9 | -11.1 | 17 | 14 | 14.4 | 14.4 | 21.1 | 17.2 | 9.1 | 7.2 | 19.4 | 18.9 | 2.2 | 2.2 | 19.4 | 16.7 | 6.5 | 4.2 | 3.3 | -0.6 | 6.7 | 5 | -6.1 | -8.4 | 0.6 | -0.6 | -5.2 | -7.6 | 16.3 | 15 | 15.6 | 14.4 | -1.1 | -2.8 | -31 | -34 | -22.2 | -24.8 | 2.2 | -2.8 | 5.6 | 5.6 | -1.6 | -2.2 | 2.2 | -0.6 | -13.9 | -15.6 | -8.3 | -9.4 | -5.6 | -9.7 | -5.9 | -7.9 | -5.6 | -6.6 | 0.8 | -1.1 | -1.7 | -10.6 | -9.4 | -13.3 | 2.2 | 1.7 | -2.6 | -8.2 | 10 | 1.1 | -11.1 | -11.1 | 1.5 | -1.5 | -0.6 | -3.9 | -17.8 | -20 | 7.2 | -8.9 | -5.6 | -7.8 | -14.4 | -24.4 | -11.1 | -20 | 2.4 | -0.2 | 6.7 | 6.1 | 7.2 | 6.7 | 2.8 | -3.9 | 2 | 2 | -1.1 | -1.1 | 4.8 | 3.8 | 2.8 | -1.7 | -13.3 | -15.6 | -23 | -30 | 14.4 | 12.8 | 13.3 | 2.8 | -5 | -7.8 | -7.8 | -13.9 | 6.7 | 5.6 | 2.8 | -0.6 | 11.5 | 7.3 | 14.4 | 3.3 | 13 | 11.8 | 6.1 | 5.6 | 3.9 | -8.3 | -2.2 | -3.3 | -11.5 | -20.8 | 5 | -0.6 | 3.3 | 0.6 | 0 | -2.2 | -7.1 | -11.3 | -11.3 | -14 | -1.7 | -6.7 | 1.1 | -4.4
-16 | -18 | 0 | -0.6 | -0.6 | -1.7 | -5.6 | -7.8 | -4.6 | -11 | 9.4 | 6.7 | 4 | 1 | -0.6 | -3.3 | 10 | 1.7 | 3.9 | 3.9 | 3.3 | 1.1 | 5.8 | -0.8 | -5.4 | -5.4 | -5.6 | -10.6 | 17 | 14 | 13.3 | 13.3 | 17.8 | 16.1 | 7.6 | 6.2 | 19.4 | 18.9 | 2.2 | 2.2 | 18.3 | 15.6 | 7.2 | 5 | 3.3 | -0.6 | 6.7 | 4.4 | -6.7 | -8.8 | 0.6 | -0.6 | -5.4 | -7.8 | 16.1 | 15 | 15.6 | 14.4 | -1.1 | -2.8 | -31 | -35 | -23.3 | -25.4 | 1.7 | -2.8 | 5 | 5 | 0 | -0.9 | 2.2 | -0.6 | -14.4 | -15.6 | -7.8 | -8.3 | -5.6 | -10.6 | -6.7 | -8.9 | -5.6 | -6.7 | 0.6 | -1.7 | -1.7 | -9.8 | -9 | -12.8 | 1.7 | 1.1 | -1.8 | -7 | 8.3 | 1.1 | -10.6 | -11.7 | 1.1 | -2.2 | -1.1 | -3.9 | -17.8 | -20 | 6.7 | -7.8 | -6.7 | -7.8 | -15 | -25 | -11.1 | -20.6 | 2.6 | 0.1 | 7.2 | 6.1 | 7.2 | 6.7 | 2.8 | -3.9 | 2 | 1 | -1.1 | -1.1 | 4.6 | 3.6 | 1.7 | -2.2 | -13.3 | -15.6 | -25 | -30 | 16.1 | 13.3 | 12.2 | 2.8 | -6.1 | -10 | -7.8 | -14.4 | 5.6 | 3.9 | 0.6 | -1.1 | 11.1 | 6.7 | 13.3 | 2.2 | 12.8 | 12.2 | 6.7 | 6.1 | 3.9 | -8.9 | -2.8 | -3.9 | -11.8 | -20.6 | 4.4 | -0.6 | 3.3 | -0.6 | 0 | -2.8 | -7.8 | -12.2 | -12.1 | -14.7 | -1.7 | -7.1 | 2.2 | -4.4
-16 | -19 | 0 | -0.6 | -1.7 | -3.3 | -5 | -7.2 | -5.9 | -11.3 | 9.4 | 5.6 | 3 | 1 | -1.1 | -3.9 | 10 | 1.1 | 3.9 | 3.9 | 2.8 | 1.1 | 5.9 | -0.8 | -5.2 | -5.2 | -2.8 | -11.1 | 17 | 11 | 13.9 | 13.9 | 17.2 | 15.6 | 6.1 | 5 | 20 | 19.4 | 2.2 | 2.2 | 18.3 | 16.7 | 7.6 | 5.3 | 3.9 | 0 | 6.7 | 4.4 | -7.2 | -9.4 | 0.6 | -0.6 | -5.6 | -8.3 | 16.3 | 15.2 | 15.6 | 13.9 | -1.1 | -2.8 | -31 | -34 | -23.9 | -25.7 | 1.7 | -2.8 | 5 | 5 | 1.7 | 0.6 | 2.2 | -0.6 | -15 | -16.1 | -7.2 | -8.3 | -5.6 | -9.9 | -6.7 | -8.8 | -5.6 | -7.3 | 0.6 | -1.4 | -1.7 | -9.8 | -8.7 | -13 | 1.7 | 1.1 | -1.1 | -6.7 | 7.2 | 1.7 | -9.4 | -10.6 | 0.5 | -2.4 | -1.1 | -4.4 | -18.3 | -20.6 | 5 | -9.4 | -6.1 | -8.3 | -15.6 | -21.1 | -11.7 | -21.1 | 2.8 | 0.6 | 7.2 | 6.1 | 7.2 | 6.1 | 2.2 | -3.9 | 2 | 1 | -1.1 | -1.1 | 4.4 | 3.3 | 2.2 | -1.1 | -13.3 | -16.1 | -26 | -31 | 15.6 | 13.3 | 13.9 | 6.1 | -7.8 | -12.2 | -8.3 | -13.9 | 3.3 | 1.1 | 1.1 | -0.6 | 10.5 | 5.9 | 12.2 | 1.7 | 13 | 12.2 | 6.7 | 6.7 | 3.9 | -8.9 | -2.2 | -2.8 | -12.2 | -21.7 | 4.4 | -0.6 | 3.3 | -2.2 | -0.6 | -3.3 | -9.1 | -12.9 | -12.8 | -15.6 | -1.7 | -8.3 | 1.1 | -4.4
-17 | -19 | 0 | -0.6 | -1.1 | -2.8 | -4.4 | -7.2 | -7.2 | -12.2 | 9.4 | 6.1 | 3 | 1 | -1.7 | -3.9 | 10.6 | 0 | 4.1 | 4.1 | 2.8 | 1.1 | 6 | -0.7 | -5 | -5 | -3.9 | -11.1 | 16 | 10 | 13.3 | 13.3 | 16.7 | 15 | 6.7 | 5.8 | 20 | 20 | 2.2 | 2.2 | 19.4 | 16.1 | 7.9 | 5.4 | 3.9 | 0 | 7.2 | 5 | -7 | -9 | 0 | -1.1 | -6.5 | -8.6 | 16.5 | 15.4 | 15.6 | 13.9 | -1.1 | -2.8 | -31 | -35 | -25 | -26.3 | 1.1 | -2.8 | 5.6 | 5.6 | 1.9 | 0.6 | 1.7 | -0.6 | -14.4 | -15.6 | -7.8 | -8.3 | -5.6 | -9.7 | -6.7 | -9 | -5.6 | -8.2 | 0.6 | -1.4 | -1.7 | -11.1 | -8.3 | -13.9 | 1.7 | 1.1 | -0.5 | -5.3 | 6.1 | 1.7 | -9.4 | -10 | 0 | -3 | 0 | -4.4 | -18.3 | -20.6 | 10 | -7.2 | -6.1 | -7.8 | -15.6 | -20.6 | -12.2 | -21.1 | 3.5 | 0.7 | 6.1 | 5.6 | 6.7 | 5 | 2.2 | -3.9 | 2 | 2 | -0.9 | -0.9 | 4.4 | 3.4 | 2.8 | -1.1 | -12.8 | -15.6 | -22 | -30 | 14.4 | 13.3 | 13.3 | 6.7 | -9.4 | -13.3 | -8.9 | -14.4 | 2.2 | 0.6 | 0.6 | -0.6 | 10 | 5.2 | 11.7 | 1.7 | 13.1 | 12.2 | 7.2 | 7.2 | 3.9 | -8.9 | -3.3 | -3.9 | -12.6 | -20.5 | 4.4 | -0.6 | 2.8 | -2.8 | -1.1 | -3.3 | -10.4 | -14 | -13 | -15.3 | -1.7 | -10.6 | 2.2 | -1.7
-18 | -21 | 0 | -0.6 | -2.8 | -3.9 | -3.9 | -6.1 | -7.2 | -11.9 | 8.9 | 7.2 | 3 | 2 | -1.1 | -3.3 | 10 | -1.1 | 4.2 | 4.2 | 2.2 | 0.6 | 6 | -0.7 | -5.2 | -5.2 | -3.9 | -11.1 | 16 | 8 | 13.3 | 13.3 | 16.7 | 15 | 7.2 | 6.5 | 20 | 19.4 | 1.7 | 1.7 | 20 | 15.6 | 8.3 | 5.6 | 4.4 | 0 | 7.2 | 5 | -6.9 | -8.9 | -0.6 | -1.7 | -7.4 | -9.1 | 16.7 | 15.6 | 15.6 | 13.9 | -1.1 | -2.8 | -30 | -33 | -25.6 | -27.8 | 0.6 | -2.2 | 6.1 | 5.6 | 2 | 0.5 | 1.7 | 0 | -15 | -16.7 | -8.9 | -10 | -5.6 | -10 | -6.7 | -9.4 | -5.6 | -9.4 | 0.6 | -1.7 | -0.8 | -9.6 | -8.9 | -13.7 | 1.7 | 1.7 | 0 | -4.6 | 5.6 | 2.2 | -8.9 | -10 | -0.6 | -3.9 | -0.6 | -5 | -17.8 | -20 | 5 | -8.3 | -5.6 | -9.4 | -15.6 | -20 | -12.8 | -21.7 | 4.3 | 1 | 6.1 | 5.6 | 5.6 | 3.9 | 1.7 | -3.3 | 2 | 2 | -0.8 | -0.8 | 4.4 | 3.4 | 3.3 | -1.1 | -12.2 | -15 | -23 | -31 | 13.3 | 12.8 | 12.8 | 7.8 | -9.4 | -13.9 | -9.4 | -15 | 1.7 | 0 | 1.7 | -0.6 | 9.4 | 4.4 | 10.6 | 1.7 | 13.3 | 12.2 | 7.8 | 7.8 | 3.3 | -9.4 | -2.8 | -3.9 | -12.9 | -20.3 | 4.4 | -0.6 | 3.3 | -2.8 | -0.6 | -3.3 | -11.7 | -15.6 | -13.1 | -15.1 | -2.2 | -9.6 | 0.6 | -3.3
-18 | -21 | 0 | -0.6 | -1.1 | -2.8 | -3.3 | -5 | -7.2 | -12.2 | 8.9 | 7.2 | 4 | 2 | -1.1 | -4.4 | 10 | -1.7 | 4.4 | 4.4 | 2.8 | 0.6 | 6.1 | -0.6 | -5.4 | -5.4 | -2.2 | -10.6 | 13 | 11 | 15.6 | 15 | 16.7 | 14.4 | 7.8 | 7.2 | 20 | 19.4 | 2.2 | 2.2 | 20 | 15 | 8.5 | 5.6 | 1.7 | -0.6 | 7.2 | 5 | -6.7 | -8.9 | -1.1 | -2.2 | -8.3 | -10 | 17.2 | 16.1 | 14.4 | 12.2 | -0.6 | -2.2 | -31 | -36 | -25.6 | -27.2 | 1.1 | -2.2 | 6.1 | 5.6 | 2.2 | 0.6 | 1.7 | -0.6 | -14.4 | -15.6 | -8.9 | -9.4 | -6 | -9.4 | -6.7 | -9 | -5.2 | -8.7 | 0.4 | -1.3 | 0.2 | -9.4 | -9.4 | -14.4 | 1.7 | 1.7 | 0.6 | -4.4 | 6.1 | 3.3 | -8.3 | -9.4 | -0.4 | -4 | -1.1 | -5 | -19.4 | -21.7 | 5.6 | -8.3 | -5.6 | -7.8 | -15.6 | -18.3 | -13.3 | -21.7 | 5 | 1.1 | 6.7 | 6.1 | 3.9 | 1.7 | 1.1 | -3.3 | 2 | 1 | -0.6 | -0.6 | 4.4 | 3.3 | 3.9 | -1.7 | -12.2 | -15 | -22 | -31 | 13.9 | 12.8 | 11.7 | 7.8 | -10.6 | -15 | -9.4 | -15 | 0.6 | -1.1 | 2.2 | -0.6 | 8.9 | 5.3 | 8.9 | 1.7 | 13.9 | 12.8 | 8.3 | 7.8 | 3.3 | -9.4 | -2.2 | -2.8 | -13.3 | -21.1 | 3.9 | 0 | 3.3 | -3.3 | -0.6 | -3.3 | -11.9 | -16 | -13.3 | -15.6 | -2.8 | -9.5 | 0 | -11.1
-19 | -21 | 0 | -0.6 | -0.6 | -2.2 | -2.8 | -3.3 | -7.2 | -13.3 | 8.9 | 7.8 | 4 | 2 | -0.6 | -3.3 | 11.1 | -4.4 | 4.8 | 4.8 | 4.4 | 2.2 | 9.8 | 0.9 | -5.6 | -5.6 | -3.3 | -10 | 14 | 12 | 16.1 | 15.6 | 16.7 | 14.4 | 8.9 | 7.7 | 20.6 | 20 | 2.2 | 1.7 | 21.1 | 14.4 | 8.7 | 5.6 | 0.6 | -0.6 | 6.7 | 4.4 | -7.4 | -10.1 | -1.7 | -2.8 | -8.5 | -10.5 | 17.8 | 16.7 | 13.9 | 12.8 | -0.6 | -2.2 | -30 | -31 | -24.4 | -26.1 | 2.2 | -2.2 | 6.1 | 5.6 | 2.4 | 0.4 | 1.7 | -1.1 | -13.9 | -15 | -7.8 | -8.3 | -6.3 | -9.1 | -6.7 | -8.8 | -4.8 | -8.1 | 0.2 | -1.1 | 1.1 | -10.6 | -10 | -15.6 | 2.2 | 1.7 | 2.1 | -2.5 | 5.6 | 3.9 | -7.8 | -8.9 | -0.2 | -4.5 | 0 | -5 | -16.7 | -19.4 | 7.2 | -6.7 | -4.4 | -7.8 | -15 | -17.8 | -13.9 | -21.7 | 5.4 | 1.9 | 6.7 | 6.1 | 2.8 | 0.6 | 0.6 | -2.8 | 3 | 3 | -0.6 | -0.6 | 6.6 | 5.1 | 3.9 | -1.7 | -12.2 | -15 | -22 | -30 | 13.3 | 12.8 | 11.1 | 6.7 | -11.1 | -15 | -9.4 | -15 | 0 | -1.7 | 1.7 | -0.6 | 8.3 | 6.1 | 10 | 2.2 | 14.4 | 13.3 | 8.9 | 8.3 | 3.3 | -8.9 | -2.8 | -3.9 | -12.4 | -20.1 | 3.9 | -0.6 | 3.3 | -3.9 | -1.7 | -3.9 | -12 | -16.9 | -12.8 | -14.6 | -3.3 | -10.6 | -0.6 | -9.4
-21 | -23 | 0 | -1.1 | 3.3 | 0.6 | -2.2 | -2.2 | -2.4 | -10.2 | 8.3 | 6.7 | 5 | 2 | 2.2 | -2.2 | 11.7 | -5 | 5.2 | 5.2 | 6.1 | 2.8 | 13.5 | 2.1 | -0.6 | -3.6 | -1.7 | -9.4 | 14 | 12 | 16.7 | 16.1 | 21.1 | 18.3 | 10 | 8 | 20.6 | 20 | 2.2 | 1.7 | 23.3 | 13.9 | 8.9 | 5.6 | 1.7 | -0.6 | 6.7 | 2.8 | -8.2 | -11.4 | -2.2 | -3.3 | -8.7 | -11.1 | 18.3 | 17.2 | 15 | 13.9 | 0 | -1.7 | -31 | -34 | -23.3 | -25.6 | 1.1 | -0.6 | 5.6 | 5.6 | 2.6 | 0.1 | 1.7 | 0 | -13.3 | -15 | -6.7 | -7.2 | -6.7 | -9.4 | -6.7 | -8.9 | -4.4 | -8.3 | 0 | -1.1 | 1.7 | -8.7 | -8.1 | -13.8 | 2.2 | 2.2 | 3.5 | -0.9 | 8.3 | 3.3 | -7.8 | -8.9 | 0 | -5.6 | 5 | -3.9 | -12.8 | -16.7 | 12.2 | -5 | -2.8 | -6.7 | -12.8 | -17.2 | -13.3 | -21.7 | 5.7 | 2.7 | 7.8 | 7.2 | 2.8 | 0.6 | 0 | -2.2 | 4 | 4 | -0.6 | -0.6 | 8.9 | 6.7 | 3.9 | 0 | -11.1 | -14.4 | -22 | -29 | 13.3 | 12.8 | 13.3 | 8.9 | -11.1 | -15 | -8.9 | -13.9 | -1.1 | -2.8 | 1.7 | -0.6 | 7.8 | 6.7 | 12.8 | -0.6 | 15 | 13.9 | 8.9 | 8.9 | 3.9 | -8.9 | -2.2 | -2.8 | -11.5 | -20.1 | 4.4 | -0.6 | 3.9 | -3.9 | -2.2 | -3.9 | -12.2 | -18.3 | -12.2 | -13.7 | -1.5 | -9.6 | 0.6 | -13.3
-21 | -23 | 0 | -1.1 | 5.6 | 1.7 | -1.7 | -1.7 | 2.4 | -8.7 | 8.3 | 6.1 | 6 | 3 | 5.6 | -0.6 | 12.8 | -5 | 5.6 | 5.6 | 7.2 | 2.8 | 17.2 | 2.2 | 4.4 | -3.4 | 3.9 | -6.1 | 14 | 12 | 18.3 | 17.8 | 23.3 | 17.8 | 11.1 | 8.3 | 22.2 | 20.6 | 2.2 | 1.7 | 25.6 | 13.9 | 9.8 | 5.2 | 2.8 | 0 | 6.1 | 1.7 | -8.9 | -13.3 | -2.2 | -3.3 | -8.9 | -12.2 | 18.3 | 17.3 | 15.6 | 14.4 | 0.6 | -1.1 | -28 | -32 | -21.1 | -23.3 | 2.8 | 0.6 | 5.6 | 5.6 | 2.8 | 0 | 1.1 | -1.1 | -11.1 | -11.7 | -6.1 | -7.2 | -6.3 | -9 | -6.1 | -8.5 | -4 | -7.2 | 0.2 | -1 | 2.2 | -8.6 | -6.3 | -12.7 | 3.3 | 2.8 | 5 | 0.6 | 11.1 | -3.3 | -7.8 | -8.9 | 1.1 | -4.6 | 7.2 | -3.3 | -8.3 | -13.9 | 14.4 | -3.3 | -1.1 | -6.7 | -11.1 | -16.7 | -12.8 | -21.1 | 6.1 | 3.3 | 8.9 | 7.2 | 2.2 | 0 | 0.6 | -2.2 | 4 | 3 | -0.6 | -0.6 | 11.1 | 8.3 | 4.4 | 1.7 | -10 | -14.4 | -22 | -29 | 15.6 | 13.9 | 15.6 | 7.8 | -10.6 | -16.1 | -7.2 | -13.9 | -1.7 | -3.3 | 2.8 | -0.6 | 8.2 | 7.3 | 12.2 | 0.6 | 16.7 | 14.4 | 11.7 | 10 | 4.4 | -9.4 | -2.2 | -2.8 | -10.6 | -21.1 | 6.1 | 0 | 5 | -3.3 | -1.1 | -3.3 | -11.5 | -17.1 | -11.7 | -13.3 | 0.4 | -9.5 | 0 | -12.2
-21 | -24 | 0 | -1.1 | 8.3 | 0.6 | -1.1 | -1.1 | 7.2 | -10 | 8.9 | 6.1 | 7 | 4 | 8.3 | -0.6 | 12.8 | -0.6 | 5.8 | 5.7 | 8.3 | 3.3 | 19.2 | 3 | 9.4 | -6.1 | 3.3 | -5 | 14 | 10 | 20 | 17.8 | 24.4 | 16.7 | 13.1 | 7.4 | 23.9 | 21.1 | 2.8 | 1.7 | 25.6 | 15 | 10.8 | 4.7 | 2.2 | 0 | 5.6 | 1.1 | -8.3 | -12.8 | -2.2 | -2.8 | -7.4 | -11.6 | 18.3 | 17.7 | 15 | 13.9 | 1.7 | -1.1 | -27 | -31 | -19.4 | -22.2 | 3.9 | 1.7 | 7.2 | 6.7 | 4.1 | 0.2 | 1.7 | -1.1 | -8.9 | -9.4 | -5 | -5.6 | -6 | -9.1 | -5.6 | -8.6 | -3.7 | -6.7 | 0.4 | -1.1 | 2.8 | -9.4 | -4.4 | -12.8 | 3.3 | 2.8 | 3.9 | -0.8 | 11.7 | -4.4 | -6.7 | -7.8 | 2.2 | -4.2 | 8.9 | -2.8 | -4.4 | -11.1 | 17.2 | -2.8 | -0.6 | -6.1 | -10 | -16.7 | -11.7 | -21.1 | 6.7 | 3.9 | 10 | 7.2 | 1.7 | 0 | 1.1 | -2.2 | 4 | 3 | 0 | 0 | 11.7 | 8.4 | 5 | 2.8 | -8.3 | -14.4 | -21 | -28 | 18.3 | 14.4 | 17.2 | 6.1 | -10.6 | -16.7 | -6.1 | -15 | -1.7 | -3.9 | 5.6 | 0 | 8.5 | 7.8 | 15 | 0.6 | 18.3 | 14.4 | 16.7 | 12.8 | 5 | -9.4 | -1.1 | -1.7 | -9.8 | -19.5 | 6.7 | -0.6 | 4.4 | -4.4 | 0 | -3.9 | -10.7 | -16.1 | -10.9 | -13.4 | 2.2 | -11.7 | 0 | -12.2
-21 | -23 | 0 | -0.6 | 10 | 1.1 | 0 | -1.1 | 8.3 | -7.7 | 9.4 | 5.6 | 7 | 4 | 10 | -1.1 | 13.3 | 1.1 | 5.9 | 5.5 | 8.9 | 3.3 | 21.3 | 3.5 | 10 | -6 | 6.7 | -6.7 | 16 | 10 | 20.6 | 18.3 | 24.4 | 16.7 | 15.2 | 5.7 | 25.6 | 21.1 | 4.4 | 2.8 | 26.7 | 13.9 | 11.7 | 3.9 | 2.8 | 0 | 5 | 1.1 | -7.8 | -12.6 | -2.2 | -2.2 | -5.9 | -11.5 | 18.3 | 17.8 | 15.6 | 14.4 | 2.8 | 0 | -26 | -32 | -17.2 | -21.7 | 3.9 | 1.1 | 8.9 | 8.3 | 5.4 | 0.1 | 1.7 | -1.1 | -6.1 | -6.7 | -4.4 | -5 | -5.6 | -9.4 | -5 | -8.9 | -3.3 | -6.7 | 0.6 | -1.1 | 3.7 | -8 | -3.3 | -10.2 | 3.9 | 3.3 | 2.8 | -2 | 12.2 | -5 | -6.1 | -6.7 | 3.3 | -4.4 | 12.8 | -6.1 | 0.6 | -8.3 | 18.9 | -2.8 | 0.6 | -5.6 | -8.9 | -16.7 | -10 | -21.1 | 7.2 | 4.2 | 11.7 | 8.9 | 2.2 | 0 | -1.7 | -4.4 | 4 | 3 | 0.5 | 0.5 | 12.2 | 8.5 | 5 | 3.3 | -6.7 | -15 | -20 | -27 | 18.9 | 14.4 | 17.8 | 4.4 | -10.6 | -17.8 | -4.4 | -13.9 | -2.2 | -4.4 | 7.2 | 0 | 8.9 | 8.3 | 15.6 | 0.6 | 20 | 14.4 | 19.4 | 14.4 | 5.6 | -8.3 | -0.6 | -0.6 | -9.1 | -19.1 | 7.2 | 0 | 6.1 | -3.3 | 0.6 | -2.8 | -10 | -16.1 | -10.2 | -13.8 | 2.6 | -10.1 | -0.6 | -11.1
-21 | -23 | -0.6 | -1.1 | 11.7 | 1.7 | 0.6 | 0 | 9.5 | -7.2 | 10.6 | 4.4 | 9 | 6 | 10.6 | -2.8 | 14.4 | 2.8 | 6.1 | 5.6 | 10 | 4.4 | 23.3 | 3.9 | 10.5 | -6.8 | 7.2 | -8.3 | 16 | 9 | 21.7 | 18.3 | 25 | 16.7 | 17.2 | 2.8 | 26.1 | 21.1 | 6.1 | 3.3 | 27.2 | 13.9 | 10.2 | 2.6 | 3.3 | 0 | 4.4 | 1.1 | -7.2 | -13.3 | -1.1 | -2.2 | -4.4 | -12.8 | 19.4 | 18.1 | 16.7 | 15.6 | 3.3 | 0.6 | -25 | -31 | -16.1 | -20.6 | 4.4 | 1.1 | 9.4 | 8.3 | 6.7 | 0 | 2.8 | -1.1 | -4.4 | -5 | -3.3 | -3.9 | -5.4 | -9.8 | -4.8 | -8.8 | -2.9 | -7.2 | 0.6 | -0.9 | 4.7 | -7.5 | -2.2 | -9 | 4.4 | 3.9 | 1.7 | -3.9 | 12.8 | -4.4 | -6.1 | -6.7 | 4.1 | -3.4 | 13.9 | -7.8 | 2.8 | -5 | 20 | -2.8 | 1.1 | -5 | -7.8 | -21.7 | -8.9 | -22.2 | 7.8 | 4.4 | 11.7 | 8.3 | 3.3 | 0 | -5 | -6.7 | 4 | 3 | 1.1 | 1.1 | 12.8 | 8.3 | 5.6 | 3.9 | -6.7 | -16.1 | -19 | -26 | 19.4 | 14.4 | 18.3 | 1.1 | -10.6 | -18.3 | -3.9 | -14.4 | -2.8 | -5.6 | 7.2 | 0 | 9.3 | 8.6 | 16.7 | 1.1 | 21.3 | 14.5 | 21.1 | 15 | 5.6 | -7.8 | 0.6 | -0.6 | -8.3 | -20 | 8.3 | 0 | 6.1 | -3.3 | 1.7 | -2.2 | -9.4 | -15.4 | -9.4 | -15 | 2.9 | -9.5 | -1.1 | -10
-21 | -23 | -0.6 | -1.1 | 13.9 | 2.8 | 1.1 | 0 | 10.6 | -7.2 | 10 | 3.3 | 9 | 7 | 11.1 | -2.2 | 15 | 2.2 | 6.3 | 5.6 | 11.1 | 3.9 | 22.6 | 4.2 | 11.1 | -8.9 | 6.7 | -7.2 | 17 | 9 | 21.7 | 18.3 | 24.4 | 16.7 | 17.4 | 3 | 25.6 | 21.7 | 7.8 | 2.8 | 27.2 | 14.4 | 8.7 | 0.9 | 4.4 | 0 | 3.3 | 0 | -7.2 | -11.9 | -1.1 | -2.2 | -4.4 | -11.4 | 20.6 | 18.2 | 16.1 | 15 | 2.8 | 0.6 | -24 | -28 | -15 | -18.9 | 4.4 | 3.9 | 10 | 8.9 | 5.9 | 0 | 2.8 | -2.2 | -3.3 | -3.9 | -2.2 | -2.2 | -5.2 | -10.5 | -4.6 | -8.9 | -2.6 | -8.5 | 0.6 | -0.6 | 5.6 | -8.3 | -1.1 | -8.3 | 4.4 | 3.9 | 2.1 | -3.3 | 12.8 | -5 | -6.1 | -6.7 | 4.8 | -2.9 | 14.4 | -7.8 | 0 | -8.3 | 20.6 | -2.8 | 2.2 | -4.4 | -6.1 | -18.9 | -7.8 | -21.7 | 7.1 | 4.6 | 10.6 | 8.3 | 3.9 | 0.6 | -6.1 | -7.8 | 4 | 2 | 1.5 | 1.5 | 13 | 8.5 | 6.1 | 4.4 | -5.6 | -15.6 | -20 | -27 | 20 | 14.4 | 18.3 | -8.3 | -11.1 | -17.8 | -2.8 | -14.4 | -2.8 | -5.6 | 8.3 | 0 | 9.6 | 8.7 | 15 | 0.6 | 22.6 | 14.5 | 20.6 | 15 | 5.6 | -5.6 | 0.6 | -0.6 | -7.8 | -18.7 | 9.4 | 0 | 7.2 | -2.8 | 1.7 | -2.2 | -8.9 | -15.7 | -8.9 | -13.9 | 3.3 | -10.6 | -1.7 | -10.6
-20 | -23 | 0 | -1.1 | 15 | 3.3 | 1.1 | 0.6 | 10.4 | -5.7 | 10 | 2.8 | 10 | 7 | 11.1 | -2.2 | 15 | -7.2 | 6.5 | 5.6 | 11.1 | 4.4 | 21.8 | 4.8 | 10 | -7.7 | 6.7 | -7.8 | 16 | 9 | 21.7 | 17.8 | 25 | 17.2 | 17.6 | 2.8 | 25.6 | 21.1 | 9.4 | 3.3 | 24.4 | 16.7 | 7.2 | -0.6 | 4.4 | 0 | 2.8 | 0 | -7.2 | -11.2 | -1.1 | -3.3 | -4.4 | -11.4 | 21.7 | 18.3 | 16.1 | 15 | 2.8 | 0.6 | -25 | -28 | -15 | -16.7 | 3.3 | 3.3 | 10 | 8.9 | 5.2 | 0.2 | 2.8 | -2.2 | -2.2 | -3.3 | -1.7 | -1.7 | -5 | -12.2 | -4.4 | -10 | -2.2 | -11.1 | 0.6 | -0.6 | 6 | -7 | -1.5 | -8.1 | 4.4 | 3.9 | 2.4 | -3.3 | 12.8 | -5.6 | -6.1 | -7.2 | 5.6 | -2.8 | 14.4 | -10 | -1.7 | -6.1 | 21.1 | -2.2 | 2.8 | -4.4 | -6.1 | -15.6 | -8.3 | -22.8 | 6.3 | 4.6 | 10.6 | 8.3 | 5 | 0 | -7.2 | -9.4 | 3 | 1 | 1.8 | 1.8 | 13.1 | 8.4 | 6.1 | 4.4 | -5.6 | -15 | -20 | -27 | 18.9 | 13.9 | 18.3 | -8.3 | -10.6 | -16.7 | -1.7 | -13.9 | -2.8 | -5.6 | 10 | -0.6 | 10 | 8.9 | 15 | 0 | 23.9 | 13.9 | 20.6 | 15.6 | 5 | -3.9 | 0.6 | 0 | -7.2 | -18.7 | 8.3 | 0 | 7.2 | -1.7 | 0.6 | -3.3 | -8.3 | -16.7 | -8.3 | -13.1 | 2.9 | -9.2 | -2.2 | -11.7
-20 | -22 | -0.6 | -1.1 | 13.9 | 3.3 | 1.1 | 0.6 | 10.2 | -5.5 | 9.4 | 2.2 | 10 | 7 | 11.7 | -0.6 | 14.4 | -5.6 | 6.7 | 5.6 | 11.7 | 2.2 | 21.1 | 5 | 8.9 | -7.3 | 4.4 | -5.6 | 16 | 6 | 20.6 | 18.3 | 24.4 | 17.2 | 17.8 | 2.8 | 24.4 | 20.6 | 10 | 4.4 | 23.9 | 16.7 | 5 | -0.9 | 4.4 | 0 | 2.2 | -0.6 | -7.2 | -11.1 | -1.7 | -3.3 | -4.4 | -12.2 | 20.2 | 17.8 | 16.7 | 15 | 2.8 | 0.6 | -25 | -28 | -14.4 | -15.6 | 5 | 4.4 | 10.6 | 8.9 | 4.4 | 0 | 2.8 | -2.2 | -1.1 | -2.8 | -0.6 | -1.1 | -5.6 | -12 | -5 | -9.4 | -3.7 | -10.8 | 0.6 | -0.5 | 6.3 | -7.1 | -1.8 | -8.4 | 4.4 | 3.9 | 2.8 | -3.9 | 11.7 | -6.1 | -6.1 | -7.2 | 4.7 | -2.7 | 13.9 | -11.1 | -1.1 | -6.1 | 19.4 | -2.8 | 2.2 | -4.4 | -6.1 | -11.1 | -7.8 | -22.2 | 5.6 | 4.4 | 11.1 | 8.3 | 5.6 | -0.6 | -7.8 | -9.4 | 2 | 1 | 2.2 | 2.2 | 13.3 | 8.3 | 6.1 | 4.4 | -5.6 | -15 | -20 | -26 | 18.9 | 13.3 | 19.4 | -7.2 | -11.1 | -17.8 | -1.7 | -13.9 | -2.2 | -6.1 | 11.1 | -1.7 | 10 | 9.1 | 15 | 0 | 22.6 | 13.4 | 21.1 | 16.1 | 3.9 | -4.4 | 1.1 | 0 | -6.7 | -20.6 | 8.3 | -0.6 | 7.2 | -1.1 | 0 | -3.3 | -10 | -16.2 | -7.8 | -13.3 | 2.6 | -9.2 | -2.8 | -12.2
-20 | -23 | -0.6 | -1.7 | 11.7 | 3.3 | 1.1 | 0.6 | 10 | -5.6 | 9.4 | 3.3 | 10 | 7 | 10.6 | -1.1 | 13.3 | -3.9 | 6.3 | 5.3 | 11.1 | 6.1 | 18.3 | 5.9 | 7.8 | -8.3 | 3.3 | -5.6 | 14 | 4 | 20.6 | 18.3 | 24.4 | 17.8 | 15.9 | 3 | 24.4 | 20.6 | 11.1 | 2.2 | 22.8 | 16.1 | 2.8 | -1.5 | 3.3 | -0.6 | 1.7 | -0.6 | -8.5 | -11.6 | -1.7 | -3.9 | -4.8 | -11.2 | 18.7 | 17.4 | 16.1 | 15 | 2.8 | 0.6 | -27 | -31 | -13.3 | -13.9 | 4.4 | 4.4 | 9.4 | 8.3 | 3.5 | 0.2 | 2.2 | -2.2 | -1.7 | -2.8 | -0.6 | -1.1 | -6.1 | -12.5 | -5.5 | -9.8 | -5.2 | -11.6 | 0.6 | -0.5 | 6.7 | -7.8 | -2.2 | -10 | 4.4 | 3.9 | 2.4 | -3.8 | 10 | -6.7 | -5.6 | -6.1 | 3.7 | -2.9 | 13.3 | -10.6 | -1.7 | -8.3 | 16.7 | -3.3 | 0.6 | -4.4 | -7.2 | -18.3 | -8.3 | -22.8 | 4.8 | 3.6 | 10.6 | 7.8 | 4.4 | -0.6 | -8.3 | -10 | 2 | 0 | 1.8 | 1.8 | 12.6 | 8.3 | 6.1 | 4.4 | -5.6 | -15 | -20 | -27 | 17.8 | 12.8 | 15.6 | -7.8 | -12.2 | -17.8 | -1.7 | -14.4 | -2.8 | -6.1 | 11.1 | -2.8 | 10 | 9.3 | 14.4 | -0.6 | 21.3 | 13 | 21.1 | 16.1 | 3.9 | -3.3 | 0 | -1.1 | -8.2 | -18.5 | 7.8 | 0 | 5 | -1.1 | -1.1 | -2.8 | -11.6 | -16.6 | -8.5 | -13 | 2.2 | -10.6 | -3.9 | -13.9
-21 | -23 | -1.1 | -2.2 | 10.6 | 3.9 | 1.1 | 0.6 | 6.7 | -4.4 | 9.4 | 2.2 | 9 | 7 | 8.9 | 0 | 12.2 | -2.2 | 6 | 5 | 9.4 | 5.6 | 15.6 | 6.1 | 6.9 | -7 | 3.9 | -5 | 14 | 4 | 19.4 | 18.3 | 23.3 | 16.7 | 14.1 | 3.3 | 23.9 | 20 | 10 | 4.4 | 22.2 | 15.6 | 0.6 | -2.8 | 2.8 | -0.6 | 1.7 | -0.6 | -9.8 | -12.6 | -3.3 | -5 | -5.2 | -11.4 | 17.2 | 16.7 | 16.1 | 14.4 | 2.8 | 0 | -27 | -30 | -12.2 | -13.3 | 4.4 | 4.4 | 8.9 | 8.3 | 2.6 | 0.5 | 0 | -2.8 | -2.8 | -3.9 | -1.1 | -1.7 | -6.7 | -13.9 | -6.1 | -10.6 | -6.7 | -13.3 | 0.6 | -0.6 | 6.5 | -6.6 | -2.6 | -8.9 | 4.4 | 3.9 | 2.1 | -4.3 | 7.8 | -9.4 | -5.6 | -6.7 | 2.8 | -3.9 | 11.7 | -11.1 | -2.2 | -8.9 | 13.3 | -3.9 | -1.7 | -5.6 | -8.3 | -17.8 | -8.9 | -23.3 | 4.1 | 2.6 | 10.6 | 7.8 | 2.8 | -0.6 | -9.4 | -11.7 | 2 | 0 | 1.5 | 1.5 | 11.8 | 7.9 | 5.6 | 3.9 | -6.1 | -13.9 | -19 | -25 | 17.2 | 13.3 | 13.9 | -7.2 | -12.2 | -17.8 | -3.3 | -14.4 | -2.2 | -6.1 | 8.9 | -2.8 | 10 | 9.4 | 11.1 | -1.7 | 20 | 12.2 | 19.4 | 16.1 | 2.8 | -1.1 | 0 | -1.1 | -9.6 | -18.3 | 5 | -1.7 | 3.9 | 0 | -2.2 | -3.3 | -13.3 | -17.8 | -9.3 | -13.6 | 1.7 | -8.2 | -3.9 | -13.9
-21 | -23 | -1.1 | -1.7 | 10 | 3.9 | 1.1 | 0.6 | 3.3 | -4.5 | 8.9 | 1.7 | 8 | 4 | 7.2 | 0 | 12.2 | -0.6 | 5.6 | 4.4 | 8.9 | 5.6 | 12.8 | 5.6 | 5.9 | -7.1 | 2.8 | -5 | 13 | 6 | 18.3 | 17.8 | 22.8 | 17.2 | 12.2 | 2.8 | 22.2 | 20 | 7.8 | 2.2 | 21.7 | 14.4 | -0.2 | -3 | 2.2 | -0.6 | 1.7 | -0.6 | -11.1 | -13.9 | -4.4 | -5 | -5.6 | -12.2 | 16.5 | 16 | 15.6 | 15 | 1.7 | 0.6 | -29 | -32 | -11.1 | -11.7 | 4.4 | 4.4 | 8.3 | 7.8 | 1.7 | 0.6 | -1.1 | -3.9 | -3.3 | -3.9 | -1.1 | -1.7 | -7.6 | -13.5 | -6.7 | -10.3 | -7.6 | -13.2 | 0.8 | -0.2 | 6.3 | -6.5 | -2.9 | -8.6 | 4.4 | 3.9 | 1.7 | -5.6 | 6.1 | -10.6 | -5 | -5.6 | 0.9 | -4 | 10.6 | -10 | -3.9 | -9.4 | 11.7 | -3.9 | -3.9 | -6.7 | -9.4 | -17.2 | -8.9 | -23.3 | 3.3 | 1.7 | 10 | 7.8 | 2.2 | -0.6 | -10 | -12.2 | 2 | 0 | 1.1 | 1.1 | 11.1 | 7.8 | 6.1 | 4.4 | -6.7 | -13.9 | -18 | -25 | 16.1 | 13.3 | 10.6 | -6.1 | -12.8 | -17.8 | -3.9 | -15 | -2.2 | -6.1 | 4.4 | -2.2 | 9.8 | 9.2 | 8.9 | -1.7 | 18.9 | 13.3 | 20 | 16.1 | 2.8 | 0 | -0.6 | -1.7 | -11.1 | -19.4 | 3.3 | -0.6 | 3.9 | 0.6 | -3.3 | -3.9 | -13.9 | -17.6 | -10 | -14.4 | 1.1 | -7.5 | -4.4 | -13.3
-21 | -23 | -1.1 | -1.7 | 10 | 3.3 | 1.1 | 0.6 | 0 | -6.1 | 8.9 | 1.7 | 8 | 4 | 6.1 | 1.1 | 12.2 | -0.6 | 5.6 | 4.6 | 8.3 | 5.6 | 12.1 | 4.8 | 5 | -7.8 | 2.2 | -2.2 | 13 | 6 | 17.8 | 17.2 | 21.7 | 17.8 | 11.7 | 3 | 22.8 | 21.1 | 6.7 | 1.7 | 21.1 | 13.9 | -0.9 | -3.9 | 4.4 | -1.1 | 1.7 | -0.6 | -12.4 | -14.3 | -3.9 | -5.6 | -6.1 | -11.4 | 15.7 | 15.3 | 15.6 | 14.4 | 1.7 | 0 | -29 | -31 | -10.6 | -11.1 | 5 | 4.4 | 7.8 | 7.2 | 1.7 | 0.4 | -1.1 | -4.4 | -2.8 | -3.9 | -1.1 | -1.7 | -8.5 | -13.8 | -7.2 | -10.5 | -8.5 | -13.7 | 0.9 | 0.2 | 6.1 | -7.2 | -3.3 | -9.4 | 4.4 | 3.9 | 1.5 | -5.2 | 5 | -10.6 | -4.4 | -5.6 | -0.9 | -4.6 | 7.2 | -8.3 | -3.3 | -10.6 | 10.6 | -3.9 | -2.8 | -6.1 | -8.9 | -17.8 | -9.4 | -23.3 | 2.8 | 1.2 | 10 | 7.8 | 1.7 | -0.6 | -10.6 | -12.2 | 2 | 0 | 0.9 | 0.9 | 11.1 | 8 | 5.6 | 3.9 | -7.2 | -13.9 | -18 | -25 | 15 | 13.3 | 7.8 | -5 | -13.3 | -17.8 | -5 | -13.9 | -2.8 | -6.1 | 2.8 | -2.8 | 9.6 | 9 | 8.3 | -1.1 | 17.8 | 13.9 | 20 | 16.7 | 2.8 | 0 | -1.1 | -2.2 | -11.8 | -18.3 | 2.2 | 0 | 2.2 | 0 | -6.1 | -7.2 | -14.4 | -17.6 | -10.7 | -14.2 | 0.6 | -7.8 | -4.4 | -13.9
-21 | -23 | -1.7 | -2.8 | 8.9 | 2.8 | 1.1 | 0.6 | 1.5 | -5.6 | 8.3 | 0.6 | 7 | 2 | 5 | 0 | 12.2 | -0.6 | 5.6 | 4.6 | 7.2 | 5 | 11.3 | 3.8 | 2.6 | -5.3 | 0.6 | -1.1 | 11 | 3 | 17.2 | 16.7 | 21.1 | 18.3 | 11.1 | 2.9 | 22.8 | 21.1 | 6.1 | 2.2 | 20.6 | 11.7 | -1.7 | -5 | 2.8 | -0.6 | 1.7 | -0.6 | -13.7 | -15.2 | -3.9 | -5.6 | -6.7 | -11.6 | 15 | 14.4 | 15.6 | 14.4 | 2.8 | 0.6 | -30 | -33 | -10 | -10.6 | 3.9 | 3.9 | 7.8 | 7.8 | 1.7 | 0.2 | -3.3 | -4.4 | -2.8 | -3.9 | -1.7 | -2.2 | -9.4 | -15 | -7.8 | -11.1 | -9.4 | -15 | 1.1 | 0.6 | 6.1 | -6.7 | -2.4 | -8.2 | 4.4 | 4.4 | 1.3 | -5.6 | 3.9 | -10 | -4.4 | -5 | -2.8 | -6.1 | 8.3 | -9.4 | -7.2 | -10.6 | 10 | -3.9 | -3.9 | -6.1 | -8.9 | -18.3 | -10 | -23.3 | 2.2 | 0.6 | 9.4 | 7.8 | 1.1 | -0.6 | -10.6 | -12.8 | 2 | 0 | 0.8 | 0.8 | 11.1 | 8.2 | 5 | 3.3 | -7.8 | -12.8 | -17 | -24 | 15 | 13.3 | 8.3 | -4.4 | -12.8 | -17.8 | -6.1 | -15 | -2.8 | -6.1 | 1.7 | -3.9 | 9.4 | 8.9 | 6.7 | -1.7 | 16.7 | 14.4 | 19.4 | 16.7 | 2.8 | -1.1 | -2.2 | -3.3 | -12.6 | -18.3 | 0.6 | -1.1 | 2.2 | 1.1 | -5 | -6.7 | -15 | -18.3 | -11.5 | -14.4 | -0.2 | -6.6 | -4.4 | -12.8
-20 | -22 | 1.7 | -3.9 | 8.9 | 2.2 | 1.7 | 1.1 | 2.9 | -6.5 | 7.8 | 0.6 | 7 | 2 | 3.9 | -0.6 | 11.7 | 0 | 5.6 | 4.4 | 6.1 | 4.4 | 10.6 | 2.8 | 0.2 | -4.6 | -1.1 | -3.9 | 11 | 0 | 17.2 | 16.7 | 21.1 | 18.3 | 10.6 | 2.8 | 22.8 | 21.1 | 5 | 1.7 | 20.6 | 10.6 | -2.8 | -5.7 | 2.2 | -1.1 | 1.7 | -0.6 | -15 | -16.1 | -4.4 | -6.7 | -7.2 | -12.2 | 13.7 | 13.4 | 15.6 | 14.4 | 2.8 | 0 | -28 | -31 | -10 | -11.5 | 3.3 | 2.8 | 7.2 | 7.2 | 1.7 | 0 | -3.9 | -5 | -2.8 | -3.9 | -1.7 | -2.2 | -9.8 | -14.2 | -8.5 | -10.9 | -10 | -14.3 | 0.7 | 0.3 | 6.1 | -7 | -1.5 | -7.9 | 5 | 4.4 | 1.1 | -6.7 | 2.2 | -11.1 | -5.6 | -6.1 | -3.2 | -6.1 | 4.4 | -8.9 | -11.1 | -14.4 | 8.9 | -4.4 | -4.4 | -6.7 | -10.6 | -17.8 | -10.6 | -23.3 | 1.7 | 0 | 9.4 | 8.3 | 0 | -1.1 | -10.6 | -12.8 | 2 | 0 | 0.6 | 0.6 | 11.1 | 8.3 | 5.6 | 3.9 | -8.3 | -12.8 | -18 | -23 | 15 | 13.9 | 5.6 | -4.4 | -12.8 | -18.3 | -7.8 | -12.2 | -2.8 | -5.6 | 1.7 | -3.9 | 9.4 | 9 | 4.4 | -1.7 | 15.8 | 14 | 19.4 | 16.7 | 2.8 | -1.1 | -1.7 | -2.8 | -13.3 | -18.9 | 0 | -1.1 | 1.7 | 0.6 | -4.4 | -5.6 | -14.4 | -17.2 | -12.2 | -15 | -0.9 | -6.5 | -4.4 | -12.2
-20 | -22 | 3.3 | -4.4 | 8.9 | 2.2 | 1.7 | 1.1 | 4.4 | -8.3 | 7.2 | 0 | 6 | 2 | 2.2 | -0.6 | 12.2 | -0.6 | 5.6 | 4.7 | 5.6 | 3.9 | 10.2 | 2.8 | -2.2 | -5 | -1.7 | -3.3 | 9 | 0 | 16.7 | 16.7 | 21.7 | 18.9 | 9.8 | 3.1 | 22.2 | 21.1 | 3.3 | 1.7 | 20.6 | 10.6 | -3.9 | -6.8 | 1.7 | -0.6 | 1.7 | -0.6 | -15.7 | -16.7 | -5 | -7.2 | -7.8 | -12 | 12.4 | 12.3 | 16.1 | 15 | 2.8 | 0 | -30 | -33 | -10.6 | -12.1 | 2.8 | 2.2 | 7.2 | 7.2 | 1.3 | -0.5 | -5 | -6.1 | -1.7 | -2.8 | -1.7 | -2.8 | -10.2 | -14.1 | -9.3 | -11.3 | -10.5 | -14 | 0.4 | 0.2 | 6.1 | -8.3 | -0.6 | -8.3 | 5 | 4.4 | 1.3 | -6 | 0 | -11.7 | -6.7 | -7.8 | -3.5 | -6.6 | 1.1 | -8.3 | -12.2 | -15 | 7.2 | -5 | -6.7 | -8.3 | -9.4 | -18.9 | -11.1 | -23.3 | 1.9 | -0.3 | 8.9 | 7.8 | -1.1 | -2.2 | -11.1 | -12.8 | 2 | 0 | 0.6 | 0.6 | 10.9 | 8.2 | 6.1 | 5 | -9.4 | -12.8 | -18 | -22 | 14.4 | 13.9 | 8.9 | -7.2 | -12.8 | -17.8 | -8.9 | -12.2 | -2.8 | -5.6 | -0.6 | -2.8 | 9.4 | 9.3 | 3.3 | -1.1 | 14.8 | 13.4 | 18.9 | 17.2 | 2.8 | -0.6 | -3.3 | -4.4 | -13.5 | -18.1 | -1.1 | -1.7 | 1.1 | -0.6 | -5.6 | -7.2 | -13.9 | -16.4 | -12.9 | -15.1 | -1.7 | -7.2 | -5 | -11.7
-20 | -21 | 2.8 | -3.3 | 9.4 | 5.6 | 1.7 | 1.1 | 5.2 | -8 | 6.7 | -0.6 | 6 | 1 | 1.7 | -1.1 | 12.2 | -1.7 | 5.6 | 4.9 | 6.1 | 5 | 9.5 | 2.7 | -3.1 | -5 | -1.7 | -3.3 | 7 | 0 | 17.2 | 17.2 | 21.7 | 18.9 | 9.1 | 3.3 | 21.7 | 20.6 | 2.2 | 1.1 | 20.6 | 10 | -5 | -8.3 | 2.8 | -0.6 | 1.7 | -0.6 | -16.5 | -17.5 | -5.6 | -7.8 | -8.3 | -12.3 | 11.1 | 11.1 | 15.6 | 13.9 | 2.2 | -0.6 | -31 | -34 | -11.7 | -12.4 | 1.7 | 1.1 | 6.7 | 6.1 | 1 | -1.2 | -5.6 | -5.6 | -1.7 | -2.2 | -1.1 | -2.2 | -10.6 | -14.4 | -10 | -11.7 | -11.1 | -14.4 | 0 | 0 | 6.3 | -7.8 | -0.4 | -6.4 | 5 | 4.4 | 1.5 | -6.2 | -1.7 | -11.7 | -7.8 | -8.9 | -3.9 | -7.2 | 2.2 | -8.3 | -12.8 | -15.6 | 7.2 | -5 | -6.1 | -8.3 | -11.7 | -16.1 | -11.7 | -23.3 | 2 | -1 | 8.3 | 7.8 | -1.1 | -2.2 | -11.7 | -13.9 | 1 | -1 | 0.6 | 0.6 | 10.8 | 8.1 | 6.7 | 5 | -9.4 | -12.8 | -17 | -21 | 14.4 | 13.9 | 7.2 | -8.3 | -13.9 | -20.6 | -8.3 | -12.8 | -2.8 | -5.6 | -1.7 | -3.3 | 9.4 | 9.4 | 2.8 | -2.2 | 13.9 | 12.8 | 18.9 | 17.2 | 2.8 | 0 | -3.3 | -4.4 | -13.7 | -18 | -1.1 | -2.2 | 0.6 | -1.1 | -6.1 | -6.7 | -13.3 | -16.1 | -13.7 | -15.5 | -2.4 | -7.1 | -5 | -15.6
-20 | -22 | 2.2 | -2.2 | 9.4 | 6.7 | 1.7 | 1.1 | 5.9 | -8.8 | 5.6 | 0 | 5 | 1 | 1.1 | -1.7 | 11.7 | -2.2 | 5.6 | 5 | 5.6 | 4.4 | 8.8 | 2.6 | -4.1 | -5.6 | -2.2 | -4.4 | 6 | -1 | 16.7 | 16.7 | 20.6 | 18.3 | 8.3 | 3.3 | 21.7 | 20.6 | 2.8 | 1.7 | 20 | 10.6 | -6.1 | -9.1 | 1.1 | -0.6 | 2.2 | -0.6 | -17.2 | -18.3 | -7.2 | -8.9 | -8.9 | -13.3 | 10.9 | 10.2 | 15 | 13.3 | 1.7 | -1.1 | -31 | -36 | -11.1 | -13 | 0.6 | 0.6 | 5 | 4.4 | 0.6 | -2.2 | -6.1 | -6.7 | -1.7 | -3.3 | -0.6 | -1.7 | -11 | -14.9 | -10.7 | -12.1 | -11.7 | -14.4 | -0.2 | -0.2 | 6.5 | -8 | -0.2 | -5.3 | 5.6 | 5 | 1.7 | -7.2 | -2.8 | -11.7 | -7.8 | -9.4 | -3.9 | -6.9 | 1.1 | -8.3 | -11.7 | -15 | 7.2 | -5 | -7.2 | -8.9 | -12.8 | -17.2 | -11.7 | -23.3 | 2.2 | -1.7 | 8.9 | 8.3 | -0.6 | -1.1 | -12.2 | -15 | 1 | -2 | 0.6 | 0.6 | 10.6 | 7.8 | 7.2 | 5.6 | -10 | -13.3 | -16 | -20 | 15 | 14.4 | 6.1 | -10 | -16.7 | -23.3 | -8.9 | -12.2 | -2.8 | -5.6 | -2.2 | -4.4 | 9.4 | 9.4 | 1.7 | -2.2 | 13.5 | 12.6 | 18.3 | 17.2 | 2.2 | 0.6 | -3.3 | -4.4 | -13.9 | -18.3 | -1.7 | -2.2 | 1.1 | -1.1 | -7.8 | -8.9 | -13.1 | -15.5 | -14.4 | -16.1 | -3.2 | -7.7 | -5 | -12.2
-21 | -22 | -1.1 | -4.4 | 10 | 7.2 | 1.7 | 1.1 | 6.7 | -11.1 | 5 | 0 | 5 | 1 | 0 | -2.8 | 11.7 | -2.2 | 5.4 | 4.8 | 5.6 | 3.9 | 8.4 | 2.5 | -5 | -6.1 | -3.9 | -6.7 | 5 | -1 | 16.1 | 16.1 | 20 | 18.3 | 7.4 | 1.7 | 21.7 | 20 | 2.2 | 1.1 | 20 | 10 | -7.2 | -10.5 | 2.8 | -1.1 | 2.2 | -0.6 | -17.2 | -18.3 | -7.2 | -8.9 | -9.6 | -13.1 | 10.8 | 9.4 | 15.6 | 13.9 | 2.2 | 0 | -31 | -35 | -11.1 | -13.7 | 1.7 | 1.1 | 3.9 | 3.3 | 0.6 | -2.2 | -6.7 | -7.2 | -2.2 | -3.3 | 0 | -2.2 | -11.3 | -15.7 | -11.5 | -12.9 | -12.2 | -14.8 | -0.4 | -0.4 | 6.7 | -10 | 0 | -5 | 5.6 | 5.6 | 0.9 | -7.2 | -2.8 | -11.7 | -8.3 | -9.4 | -3.9 | -6.9 | 1.1 | -8.3 | -10 | -13.9 | 5.6 | -5.6 | -7.2 | -9.4 | -12.8 | -15.6 | -12.2 | -22.8 | 2 | -1.7 | 8.3 | 7.8 | 0.6 | -1.1 | -12.2 | -15 | 1 | 0 | 0.6 | 0.6 | 10.6 | 7.7 | 7.2 | 6.1 | -10.6 | -13.9 | -16 | -20 | 15 | 14.4 | 5 | -10.6 | -18.9 | -26.1 | -10 | -11.7 | -2.8 | -5.6 | -2.8 | -6.1 | 9.4 | 9.4 | 2.8 | -1.7 | 13.2 | 12.4 | 18.9 | 17.8 | 2.2 | 1.1 | -4.4 | -5.6 | -14.8 | -18.5 | 0 | -1.1 | 1.1 | -2.2 | -5.6 | -7.2 | -13 | -15.4 | -14.8 | -16.2 | -3.9 | -8.9 | -6.1 | -13.3
-21 | -21 | 0.6 | -4.4 | 10 | 7.2 | 1.7 | 1.1 | 5.9 | -10 | 3.3 | -0.6 | 5 | 0 | 0 | -2.8 | 11.1 | -2.2 | 5.2 | 4.6 | 5.6 | 3.9 | 7.9 | 2.5 | -4.4 | -5.5 | -5 | -7.8 | 3 | -1 | 15.6 | 15.6 | 20.6 | 18.9 | 6.5 | -0.2 | 22.2 | 20.6 | 2.2 | 1.1 | 20 | 10.6 | -8.3 | -12.2 | 1.1 | -0.6 | 2.2 | -0.6 | -17.2 | -18.5 | -7.8 | -8.9 | -10.4 | -13.6 | 10.6 | 8.3 | 15.6 | 13.9 | 2.2 | 1.1 | -31 | -36 | -12.2 | -14.3 | 2.2 | 1.7 | 3.3 | 2.2 | 0.6 | -2.6 | -6.1 | -6.7 | -2.8 | -3.3 | -0.6 | -1.7 | -11.7 | -17.2 | -12.2 | -13.9 | -12.8 | -15.6 | -0.6 | -0.6 | 6.5 | -8.7 | -0.7 | -5.1 | 7.8 | 7.2 | 0.2 | -8 | -3.9 | -11.7 | -9.4 | -10.6 | -3.9 | -7.2 | -1.1 | -7.8 | -10 | -13.3 | 5.6 | -5.6 | -8.9 | -10.6 | -11.7 | -16.1 | -12.2 | -22.8 | 1.9 | -2 | 7.8 | 7.8 | 0.6 | -1.7 | -12.2 | -15 | 1 | 0 | 0.6 | 0.6 | 10.6 | 7.5 | 7.2 | 6.1 | -11.1 | -14.4 | -16 | -20 | 14.4 | 14.4 | 3.9 | -10.6 | -20.6 | -28.3 | -10.6 | -12.8 | -2.8 | -6.1 | -2.8 | -6.7 | 9.4 | 9.4 | 2.2 | -2.2 | 12.8 | 12.2 | 19.4 | 17.8 | 1.7 | 1.1 | -5 | -5.6 | -15.8 | -19 | 0 | -1.1 | 1.1 | -1.7 | -5.6 | -6.7 | -12.8 | -15.6 | -15.2 | -16.3 | -3.5 | -8.3 | -6.1 | -16.7
-21 | -23 | 1.1 | -3.9 | 10.6 | 7.2 | 1.1 | 1.1 | 5.2 | -10.1 | 3.3 | -0.6 | 5 | 1 | -1.1 | -2.8 | 10.6 | -2.2 | 5 | 4.4 | 5.6 | 4.4 | 7.5 | 2.4 | -3.9 | -5.3 | -6.7 | -8.9 | 3 | -2 | 16.7 | 16.7 | 20 | 18.3 | 5.6 | -2.2 | 22.2 | 21.1 | 1.1 | 0.6 | 20 | 10.6 | -8.7 | -12.2 | 0.6 | -0.6 | 1.7 | -1.1 | -17.2 | -18.9 | -8.3 | -10 | -11.1 | -14.4 | 10 | 7.6 | 15.6 | 13.9 | 2.8 | 1.1 | -31 | -35 | -13.3 | -14.6 | 2.2 | 1.7 | 2.2 | 1.7 | 0.6 | -3.3 | -7.8 | -8.3 | -2.8 | -3.9 | 0 | -2.2 | -12.4 | -16.9 | -12.8 | -14.2 | -13.3 | -15.6 | -0.6 | -0.7 | 6.3 | -8.5 | -1.5 | -5.9 | 8.9 | 8.3 | -0.6 | -10 | -5 | -11.1 | -9.4 | -11.1 | -3.9 | -6.9 | -1.1 | -7.8 | -8.3 | -11.1 | 5.6 | -5.6 | -10 | -11.7 | -11.1 | -15.6 | -12.8 | -23.3 | 1.7 | -2.8 | 7.8 | 7.2 | 0.6 | -1.7 | -12.8 | -15.6 | 1 | 0 | 0.6 | 0.6 | 10.6 | 7.2 | 6.1 | 5.6 | -11.7 | -15 | -16 | -20 | 13.9 | 13.9 | 3.3 | -11.7 | -23.3 | -31.7 | -10.6 | -12.2 | -2.8 | -5.6 | -2.2 | -7.2 | 9 | 9 | 0 | -2.8 | 12.2 | 11.8 | 20 | 18.3 | 1.7 | 1.1 | -5 | -6.1 | -16.7 | -20 | 1.1 | -0.6 | 1.1 | -2.2 | -5 | -5.6 | -12.4 | -15 | -15.6 | -16.7 | -3.2 | -8.4 | -7.2 | -16.7
-21 | -23 | -2.2 | -6.1 | 10.6 | 7.2 | 1.1 | 1.1 | 4.4 | -11.7 | 2.8 | -1.7 | 4 | 0 | -0.6 | -2.8 | 11.1 | -2.8 | 5.2 | 4.5 | 5.6 | 4.4 | 7.4 | 2.3 | -3.3 | -5 | -7.8 | -10.6 | 2 | -3 | 17.2 | 17.2 | 20 | 18.9 | 5.2 | -2.3 | 22.2 | 21.1 | 1.1 | 0.6 | 20 | 10 | -9 | -12.8 | 0.6 | -0.6 | 1.1 | -1.7 | -17.2 | -19 | -7.8 | -8.9 | -10.9 | -13.5 | 9.5 | 7 | 15 | 13.3 | 2.8 | 1.1 | -31 | -35 | -15 | -15.2 | 3.3 | 2.2 | 2.2 | 1.1 | 0.4 | -2.9 | -8.3 | -9.4 | -3.3 | -4.4 | 0 | -2.2 | -13.2 | -17.5 | -13.3 | -14.8 | -13.9 | -16 | -0.6 | -1 | 6.1 | -10 | -2.2 | -7.2 | 7.8 | 7.2 | -1 | -9.8 | -5 | -11.7 | -9.4 | -11.7 | -3.9 | -6.9 | -2.2 | -7.8 | -6.1 | -9.4 | 5.6 | -5.6 | -10.6 | -11.7 | -11.1 | -15.6 | -13.3 | -22.8 | 1.5 | -2.5 | 8.9 | 8.3 | 0.6 | -1.7 | -13.3 | -16.7 | 1 | 0 | 0.6 | 0.6 | 10.4 | 7.5 | 5.6 | 4.4 | -11.7 | -16.1 | -15 | -19 | 13.9 | 13.9 | 2.8 | -11.7 | -25.6 | -34.4 | -10.6 | -11.7 | -2.8 | -6.7 | -2.2 | -8.3 | 8.7 | 8.7 | 0 | -2.8 | 11.7 | 11.6 | 20 | 18.3 | 1.1 | 1.1 | -2.8 | -3.3 | -17.1 | -19.8 | 3.3 | 1.1 | 2.2 | -2.2 | -5 | -5.6 | -12.1 | -15 | -16 | -17 | -2.8 | -9.4 | -5 | -13.3
-20 | -21 | -3.9 | -6.1 | 10.6 | 7.2 | 1.1 | 1.1 | 3.9 | -10.4 | 3.3 | -2.2 | 4 | 0 | -0.6 | -2.8 | 11.1 | -3.3 | 5.4 | 4.5 | 4.4 | 3.3 | 6.8 | 2.3 | -2.6 | -4.5 | -8.3 | -11.7 | 2 | -3 | 18.3 | 17.8 | 20 | 18.9 | 4.8 | -2.9 | 22.2 | 20.6 | 1.1 | 0.6 | 19.4 | 10 | -9.4 | -13.9 | 1.7 | 0 | 1.7 | -1.7 | -17.2 | -19.3 | -8.3 | -9.4 | -10.8 | -13 | 8.9 | 6.1 | 14.4 | 13.3 | 2.8 | 1.1 | -32 | -35 | -16.1 | -16.7 | 2.8 | 1.7 | 2.2 | 1.1 | 0.2 | -2.8 | -8.3 | -9.4 | -3.3 | -4.4 | 0 | -2.2 | -13.9 | -18.3 | -13.9 | -15.6 | -14.4 | -16.7 | -0.6 | -1.1 | 6.3 | -8.9 | -1.8 | -6.7 | 7.2 | 6.7 | -1.3 | -10.6 | -5 | -11.7 | -10 | -12.8 | -3.9 | -7.2 | -0.6 | -7.8 | -6.7 | -9.4 | 5.6 | -5 | -10.6 | -14.4 | -11.7 | -15.6 | -13.3 | -21.7 | 1.3 | -2.6 | 7.8 | 7.8 | 0.6 | -1.7 | -13.9 | -17.2 | 0 | 0 | 0.6 | 0.6 | 10.2 | 7.6 | 6.1 | 5 | -11.7 | -16.7 | -15 | -19 | 14.4 | 14.4 | 2.2 | -12.2 | -26.7 | -35 | -11.1 | -12.2 | -2.8 | -6.7 | -2.2 | -8.9 | 8.3 | 8.3 | 1.7 | -1.7 | 11.1 | 11.1 | 18.9 | 17.8 | 1.1 | 1.1 | -3.9 | -5 | -17.4 | -20 | 6.7 | 2.8 | 1.7 | -2.2 | -5 | -5.6 | -11.7 | -15 | -16.3 | -17.3 | -3 | -8.4 | -5.6 | -13.3
-20 | -21 | -3.9 | -6.7 | 11.1 | 7.8 | 1.1 | 1.1 | 3.3 | -10.2 | 3.3 | -2.8 | 3 | 0 | -0.6 | -3.3 | 10.6 | -3.3 | 5.6 | 4.4 | 4.4 | 3.3 | 6.7 | 2.2 | -1.8 | -4.3 | -7.2 | -9.4 | 2 | -2 | 18.3 | 17.2 | 20.6 | 19.4 | 4.4 | -3.9 | 22.2 | 20.6 | 1.7 | 1.7 | 19.4 | 10 | -9.4 | -13.4 | 0.6 | -0.6 | 1.1 | -1.7 | -17.2 | -20 | -8.3 | -9.4 | -10.6 | -12.8 | 9.8 | 6.9 | 13.9 | 12.8 | 2.8 | 0.6 | -31 | -35 | -15.6 | -16.1 | 3.3 | 0.6 | 2.2 | 1.1 | 0 | -3.3 | -7.2 | -8.3 | -3.3 | -4.4 | 0 | -2.2 | -14.1 | -17.8 | -13.7 | -15.7 | -13.9 | -16.2 | -0.8 | -1.2 | 6.5 | -9.1 | -1.5 | -6.8 | 7.2 | 6.7 | -1.7 | -12.8 | -5.6 | -11.7 | -11.1 | -12.8 | -3.2 | -6.7 | -1.1 | -7.2 | -6.7 | -8.9 | 5 | -5 | -12.2 | -14.4 | -12.2 | -14.4 | -13.3 | -21.7 | 1.1 | -3.3 | 8.3 | 7.8 | 0.6 | -1.7 | -14.4 | -17.8 | 0 | 0 | 0.6 | 0.6 | 10 | 7.8 | 7.2 | 4.4 | -11.7 | -16.1 | -15 | -19 | 14.4 | 14.4 | 1.7 | -12.2 | -27.8 | -36.7 | -11.1 | -12.2 | -2.8 | -6.1 | -2.8 | -8.3 | 8.3 | 8 | 1.7 | -2.2 | 11.7 | 11.7 | 18.9 | 17.8 | 1.1 | 1.1 | -2.8 | -3.9 | -17.8 | -20.6 | 7.8 | 3.3 | 2.8 | -2.2 | -5 | -5.6 | -10.2 | -13.5 | -16.7 | -17.8 | -3.1 | -8.3 | -6.7 | -18.3
-20 | -21 | -3.9 | -6.1 | 10.6 | 7.8 | 1.1 | 1.1 | 2.8 | -11.7 | 2.2 | -2.8 | 4 | 0 | -0.6 | -2.8 | 11.1 | -2.8 | 5.4 | 4.4 | 4.4 | 3.3 | 10.9 | 3.7 | -1.1 | -4.4 | -7.2 | -9.4 | 3 | -3 | 17.8 | 16.7 | 19.4 | 18.3 | 4 | -4.6 | 22.2 | 21.1 | 1.7 | 1.7 | 20 | 10 | -9.4 | -13.4 | 1.1 | -0.6 | 1.1 | -3.9 | -15.7 | -18.1 | -8.3 | -9.4 | -10.4 | -13 | 10.8 | 7.7 | 15 | 13.3 | 3.3 | 0.6 | -30 | -33 | -13.9 | -15 | 3.9 | -0.6 | 2.2 | 1.1 | -0.2 | -2.6 | -5.6 | -6.7 | -3.3 | -3.9 | 0 | -1.1 | -14.2 | -17.4 | -13.5 | -15.9 | -13.3 | -16 | -0.9 | -1 | 6.7 | -10.6 | -1.1 | -7.8 | 7.8 | 7.8 | -1.1 | -10.6 | -5.6 | -11.7 | -11.7 | -13.3 | -2.4 | -6.3 | 0 | -6.7 | -7.2 | -8.9 | 5.6 | -5 | -10.6 | -11.7 | -11.1 | -13.9 | -13.3 | -21.1 | 1.1 | -3.1 | 7.8 | 7.8 | 1.1 | -1.7 | -15 | -17.8 | 0 | -3 | 1.1 | 0.9 | 10.2 | 8 | 6.1 | 2.8 | -11.7 | -16.7 | -16 | -20 | 14.4 | 14.4 | 1.7 | -12.2 | -28.9 | -37.8 | -11.7 | -12.8 | -3.3 | -6.1 | -2.8 | -8.9 | 8.3 | 7.6 | 2.2 | -1.1 | 12.2 | 12.2 | 18.9 | 18.3 | 1.1 | 1.1 | -3.9 | -4.4 | -15.2 | -18.1 | 6.7 | 3.3 | 2.2 | -1.7 | -3.9 | -3.9 | -8.7 | -12.4 | -14.3 | -15.6 | -3.3 | -8.9 | -7.2 | -16.1
-20 | -22 | -2.8 | -5.6 | 10.6 | 7.8 | 1.7 | 1.7 | 3.9 | -10.1 | 4.4 | -3.3 | 5 | 1 | 1.7 | -0.6 | 11.7 | -3.3 | 5.2 | 4 | 7.2 | -3.9 | 15.2 | 4.6 | 2.4 | -3.3 | -6.7 | -8.9 | 3 | -2 | 17.8 | 16.7 | 21.7 | 19.4 | 3.7 | -5.6 | 21.7 | 21.1 | 2.8 | 2.2 | 21.1 | 9.4 | -9.4 | -13.9 | 1.1 | 0 | 1.1 | -4.4 | -14.3 | -16.4 | -7.8 | -8.3 | -10.2 | -13.4 | 11.7 | 8.3 | 16.1 | 14.4 | 3.3 | 0.6 | -30 | -33 | -11.7 | -12.2 | 4.4 | -1.1 | 1.7 | 0.6 | -0.4 | -2.2 | -3.9 | -5 | -3.9 | -3.9 | 0 | -2.2 | -14.4 | -17.8 | -13.3 | -16.7 | -12.8 | -16.1 | -1.1 | -1.1 | 7.1 | -9.5 | -0.4 | -6.1 | 8.9 | 8.3 | -0.6 | -10.2 | -3.9 | -12.2 | -13.9 | -16.1 | -1.7 | -6.7 | 2.8 | -6.7 | -6.7 | -10 | 12.2 | -2.8 | -8.3 | -9.4 | -9.4 | -14.4 | -12.2 | -20.6 | 1.1 | -3.5 | 4.4 | 3.9 | 1.7 | -1.7 | -15 | -17.8 | 0 | -5 | 1.7 | 1.3 | 10.4 | 8.2 | 5.6 | 2.2 | -10.6 | -16.7 | -16 | -20 | 15 | 14.4 | 1.7 | -12.2 | -28.9 | -38.3 | -10 | -12.2 | -3.3 | -6.7 | -1.7 | -8.3 | 8.3 | 7.2 | 6.1 | -0.6 | 12.8 | 12.8 | 20 | 17.8 | 1.7 | 1.1 | -5.6 | -6.1 | -12.6 | -16 | 7.2 | 3.3 | 2.8 | -1.7 | -3.9 | -3.9 | -7.2 | -11.7 | -11.8 | -13.5 | -0.7 | -7.1 | -6.1 | -17.2
-20 | -22 | -2.8 | -5.6 | 11.1 | 8.9 | 2.2 | 1.7 | 5 | -10.3 | 7.2 | -3.9 | 6 | 0 | 4.4 | -0.6 | 13.9 | -2.8 | 5 | 3.9 | 8.3 | -0.6 | 19.4 | 3.9 | 5.9 | -3.3 | -3.3 | -7.2 | 4 | -2 | 18.9 | 16.1 | 22.8 | 20 | 3.3 | -7.8 | 21.7 | 20.6 | 4.4 | 3.9 | 22.8 | 9.4 | -9 | -13.1 | 1.7 | 0 | 1.1 | -3.3 | -12.8 | -15 | -5.6 | -6.1 | -10 | -14.4 | 13.7 | 8.6 | 16.7 | 14.4 | 3.9 | 0.6 | -27 | -30 | -12.2 | -12.8 | 5.6 | -1.7 | 1.7 | 0.6 | -0.6 | -2.2 | -2.8 | -4.4 | -3.3 | -4.4 | 0 | -2.8 | -12.7 | -16.7 | -11.5 | -15.4 | -11.1 | -15 | -0.7 | -1.1 | 7.4 | -9.2 | 0.4 | -5.2 | 11.7 | 8.9 | 0 | -10.6 | -2.2 | -12.8 | -11.7 | -13.3 | 0.9 | -5.1 | 6.1 | -7.2 | -6.1 | -8.3 | 15.6 | -1.7 | -5 | -8.3 | -8.3 | -13.9 | -10.6 | -20.6 | 1.1 | -4.4 | 2.8 | 2.2 | 1.1 | -1.1 | -14.4 | -17.2 | 0 | -5 | 2.2 | 1.7 | 10.6 | 8.3 | 5.6 | 1.1 | -8.9 | -15.6 | -16 | -20 | 15.6 | 15.6 | 2.2 | -12.8 | -28.9 | -38.9 | -6.7 | -10.6 | -2.8 | -6.7 | -1.7 | -8.9 | 8.3 | 7.4 | 7.8 | -0.6 | 15 | 13.7 | 22.2 | 18.9 | 1.7 | 1.7 | -3.3 | -4.4 | -10 | -14.4 | 7.8 | 3.9 | 3.9 | -2.2 | -2.8 | -3.3 | -5.7 | -10.1 | -9.4 | -11.7 | 1.8 | -6.4 | -3.9 | -12.8
-20 | -21 | -2.2 | -5.6 | 14.4 | 9.4 | 3.3 | 2.8 | 6.1 | -11.7 | 8.3 | -5.6 | 7 | 0 | 7.2 | 0 | 15 | -3.3 | 5.6 | 3.9 | 8.9 | -3.3 | 20.9 | 4.1 | 9.4 | -5 | -2.2 | -6.7 | 7 | -3 | 21.1 | 16.1 | 24.4 | 19.4 | 3.9 | -7.8 | 22.8 | 20.6 | 6.1 | 5.6 | 23.3 | 10 | -8.7 | -12.9 | 2.2 | 0 | 0.6 | -3.3 | -10.4 | -13.4 | -5.6 | -5.6 | -8.9 | -14.2 | 15.8 | 8.8 | 17.2 | 15 | 4.4 | 0.6 | -26 | -28 | -9.4 | -9.4 | 6.7 | -2.8 | 1.7 | 0 | -0.2 | -1.7 | -0.6 | -3.3 | -3.3 | -4.4 | 0 | -3.3 | -11.1 | -16.2 | -9.6 | -14.7 | -9.5 | -14.6 | -0.4 | -1 | 7.8 | -10.6 | 1.1 | -5 | 10 | 7.2 | 0.2 | -9.7 | -0.6 | -12.8 | -9.4 | -11.7 | 3.5 | -4.6 | 8.3 | -6.7 | -5.6 | -11.1 | 17.8 | -1.7 | -3.9 | -8.3 | -7.8 | -15.6 | -8.3 | -21.1 | 0.7 | -3.3 | 2.2 | 2.2 | 1.7 | -1.1 | -13.3 | -17.2 | 0 | -2 | 4.1 | 2.9 | 11 | 8.4 | 5.6 | 0 | -7.8 | -15 | -15 | -19 | 16.7 | 15 | 3.3 | -13.3 | -28.9 | -38.9 | -2.2 | -9.4 | -2.2 | -6.7 | 0 | -8.3 | 8.3 | 7.6 | 13.3 | -0.6 | 17.2 | 14.5 | 22.2 | 18.9 | 1.7 | 1.1 | -0.6 | -1.1 | -8.3 | -13.8 | 8.3 | 4.4 | 5 | -1.7 | -2.8 | -2.8 | -4.3 | -9.3 | -5.2 | -9.6 | 4.4 | -7.2 | -1.1 | -13.9
-20 | -22 | -2.2 | -5.6 | 16.7 | 10 | 4.4 | 4.4 | 6.3 | -10.1 | 8.9 | -5 | 6 | 0 | 8.9 | 0.6 | 16.7 | -5.6 | 6.1 | 3.8 | 10 | -3.3 | 22.4 | 4.5 | 8.1 | -3.3 | 0 | -6.7 | 7 | -5 | 21.1 | 15 | 26.1 | 18.9 | 4.4 | -9 | 25 | 21.7 | 8.3 | 6.7 | 22.8 | 10.6 | -8.3 | -13.3 | 3.3 | 0 | 0.6 | -3.9 | -8 | -12.2 | -4.4 | -5 | -7.8 | -14.5 | 17.8 | 8.3 | 18.3 | 15 | 4.4 | 0.6 | -24 | -27 | -8.9 | -11.7 | 6.1 | -3.9 | 1.7 | 0 | 0.2 | -1.6 | -0.6 | -3.3 | -2.8 | -4.4 | 0 | -3.3 | -9.4 | -16.7 | -7.8 | -15 | -7.8 | -15 | 0 | -1.1 | 8.2 | -9 | 2 | -3.8 | 10 | 6.7 | 0.4 | -10.4 | 0.6 | -12.8 | -7.8 | -11.1 | 6.1 | -5 | 8.9 | -6.1 | -5.6 | -11.7 | 17.8 | -1.7 | 0 | -7.2 | -7.2 | -15.6 | -7.2 | -20.6 | 0.4 | -2.8 | 1.7 | 1.1 | 2.2 | -0.6 | -12.2 | -15.6 | 0 | -2 | 5.9 | 3.9 | 11.3 | 8.4 | 6.1 | -0.6 | -6.7 | -14.4 | -13 | -18 | 17.8 | 13.9 | 6.1 | -12.2 | -28.9 | -37.8 | 1.7 | -12.2 | -1.7 | -6.7 | 1.1 | -8.3 | 8.3 | 7.8 | 12.8 | -0.6 | 19.4 | 15 | 22.8 | 19.4 | 2.2 | 1.7 | 0.6 | -1.1 | -6.7 | -13.8 | 11.1 | 5 | 5.6 | -0.6 | -2.2 | -2.8 | -2.8 | -8.9 | -0.9 | -8.3 | 4.6 | -6.4 | -0.6 | -11.1
-20 | -22 | -1.7 | -5 | 16.7 | 10.6 | 6.1 | 5 | 6.5 | -9.5 | 10 | -5.6 | 6 | 0 | 10.6 | 0.6 | 16.7 | -0.6 | 6.7 | 3.9 | 10 | -3.9 | 23.9 | 4.4 | 6.9 | -2.2 | 1.7 | -6.1 | 8 | -3 | 21.7 | 15 | 26.7 | 17.8 | 5 | -11.7 | 18.3 | 17.2 | 11.1 | 8.3 | 23.9 | 11.1 | -7.6 | -12.5 | 3.3 | 0 | 0.6 | -3.9 | -5.6 | -11.7 | -3.9 | -4.4 | -6.7 | -16.1 | 18.7 | 8.7 | 18.9 | 14.4 | 5 | 0 | -23 | -26 | -8.9 | -12.8 | 6.7 | -3.9 | 1.7 | 0 | 0.6 | -1.7 | 0 | -2.8 | -2.8 | -4.4 | 0 | -4.4 | -8.3 | -15.6 | -6.5 | -13.4 | -7.1 | -14.4 | 0.4 | -0.5 | 8.5 | -8.4 | 3 | -3.3 | 11.1 | 5 | 0.6 | -12.2 | 0.6 | -12.8 | -6.7 | -10 | 7.2 | -3.7 | 11.1 | -7.8 | -4.4 | -12.2 | 18.9 | -1.7 | 0 | -7.2 | -6.1 | -14.4 | -6.1 | -19.4 | 0 | -2.8 | 1.7 | 1.7 | 2.8 | -0.6 | -11.7 | -16.1 | 1 | -2 | 7.8 | 5 | 11.7 | 8.3 | 6.7 | -0.6 | -6.7 | -11.7 | -12 | -17 | 18.9 | 12.8 | 6.1 | -12.8 | -27.8 | -37.2 | 1.7 | -12.2 | -1.7 | -7.2 | 0.6 | -8.3 | 8.5 | 7.9 | 14.4 | -1.1 | 20.3 | 14.7 | 23.3 | 19.4 | 2.8 | 2.2 | 0 | -1.7 | -5 | -15.6 | 10 | 5 | 6.1 | 0.6 | -1.1 | -2.2 | -2.2 | -7.4 | 3.3 | -10 | 4.8 | -6.2 | 0.6 | -10.6
-20 | -21 | -1.7 | -4.4 | 16.1 | 11.7 | 10 | 7.8 | 6.7 | -10.6 | 10.6 | -5 | 6 | -1 | 11.1 | 0.6 | 15.6 | -0.6 | 6.9 | 4.2 | 10.6 | -4.4 | 23.5 | 4 | 5.6 | -2.2 | 2.2 | -6.1 | 9 | -2 | 22.8 | 13.3 | 25.6 | 19.4 | 5.2 | -10.5 | 18.3 | 15.6 | 13.3 | 9.4 | 24.4 | 9.4 | -6.8 | -12 | 2.8 | 0 | 0 | -5 | -4.3 | -10.2 | -2.8 | -3.9 | -6.9 | -14.9 | 19.7 | 8.7 | 18.3 | 13.3 | 5 | -1.1 | -22 | -26 | -8.9 | -12.8 | 6.7 | -4.4 | 1.1 | 0 | 0.8 | -2 | 1.1 | -2.8 | -2.8 | -5 | -0.6 | -3.3 | -7.2 | -15.2 | -5.2 | -12.8 | -6.3 | -14.8 | 0.7 | 0 | 8.9 | -9.4 | 3.9 | -3.3 | 12.2 | -1.7 | 0.8 | -9.5 | 0.6 | -12.8 | -5.6 | -8.9 | 8.3 | -2.9 | 13.9 | -7.8 | -5 | -11.7 | 19.4 | -1.7 | 2.2 | -6.1 | -5.6 | -13.9 | -4.4 | -18.9 | 0.6 | -3.1 | 1.7 | 1.1 | 2.8 | -0.6 | -11.7 | -16.1 | 1 | -2 | 8.5 | 4.7 | 11.5 | 8.6 | 5.6 | -1.7 | -7.2 | -8.9 | -11 | -15 | 18.9 | 10 | 8.3 | -12.8 | -27.8 | -37.8 | 2.8 | -11.7 | -1.1 | -8.3 | 0 | -8.3 | 8.7 | 8.1 | 15 | -1.1 | 21.3 | 14.5 | 23.9 | 19.4 | 3.3 | 2.8 | 0.6 | -1.1 | -4.3 | -14.4 | 10.6 | 5 | 6.7 | 1.7 | -0.6 | -1.7 | -1.7 | -6.8 | 4.2 | -9.5 | 5 | -7.2 | 0 | -11.7
-20 | -22 | -2.2 | -4.4 | 16.1 | 11.7 | 13.9 | 10.6 | 6.9 | -10 | 11.1 | -6.1 | 6 | -1 | 11.1 | -0.6 | 15 | 1.1 | 7 | 4.7 | 11.1 | -4.4 | 23.2 | 3.2 | 4.3 | -1.3 | 2.8 | -6.1 | 9 | -2 | 22.8 | 11.1 | 25.6 | 18.9 | 5.4 | -10.8 | 17.2 | 16.1 | 14.4 | 9.4 | 24.4 | 11.7 | -6.1 | -12.8 | 2.2 | -0.6 | -0.6 | -5.6 | -3 | -9.3 | -2.2 | -3.3 | -7 | -14.3 | 20.6 | 8.9 | 18.3 | 13.9 | 7.2 | -1.1 | -22 | -25 | -9.4 | -14.4 | 7.2 | -3.9 | 1.1 | -0.6 | 0.9 | -2.7 | 1.1 | -2.8 | -2.8 | -5 | 0 | -2.8 | -6.1 | -16.1 | -3.9 | -13.3 | -5.6 | -16.7 | 1.1 | 0.6 | 8.7 | -6.6 | 3.2 | -3 | 7.8 | -6.7 | 0.9 | -8.4 | 1.1 | -12.8 | -3.3 | -8.3 | 9.4 | -2.8 | 13.9 | -8.9 | -5.6 | -11.7 | 20 | -2.2 | 2.2 | -5.6 | -5.6 | -14.4 | -3.9 | -18.9 | 1.1 | -3.8 | 1.1 | 0.6 | 2.8 | 1.1 | -11.7 | -16.1 | 1 | -1 | 9.3 | 4.1 | 11.3 | 8.7 | 5.6 | -2.2 | -6.7 | -8.3 | -10 | -15 | 18.3 | 8.9 | 7.8 | -12.8 | -28.3 | -37.8 | 3.3 | -12.8 | -1.1 | -10 | -0.6 | -8.9 | 8.9 | 8.3 | 16.7 | -1.7 | 22.2 | 13.9 | 23.3 | 19.4 | 3.9 | 3.3 | 1.7 | -1.1 | -3.5 | -14.5 | 10 | 5.6 | 7.2 | 1.1 | -0.6 | -2.2 | -1.1 | -6.7 | 5.2 | -9.8 | 3.9 | -6.2 | 2.8 | -12.2
-19 | -21 | -1.7 | -3.9 | 15.6 | 12.2 | 15.6 | 10.6 | 7 | -11.3 | 11.7 | -3.9 | 6 | -3 | 11.1 | 0 | 15 | 1.7 | 7.2 | 5 | 11.7 | -4.4 | 22.8 | 2.8 | 3 | -1 | 2.8 | -5.6 | 9 | -3 | 21.7 | 11.1 | 25 | 18.9 | 5.6 | -12.8 | 17.2 | 16.1 | 13.9 | 9.4 | 23.9 | 11.7 | -5.5 | -11.5 | 3.9 | -0.6 | -0.6 | -6.1 | -1.7 | -9.4 | -0.6 | -2.2 | -7.2 | -15 | 18.7 | 10 | 17.2 | 12.8 | 5.6 | -1.7 | -21 | -24 | -11.7 | -16.7 | 6.7 | -3.9 | 1.1 | -1.1 | 1.1 | -3.9 | 1.7 | -2.8 | -2.8 | -5 | 0.6 | -4.4 | -7 | -14.8 | -4.3 | -12.2 | -7.3 | -15.5 | 1.1 | 0.5 | 8.5 | -5.4 | 2.4 | -3.1 | 8.3 | -9.4 | 1.1 | -8.3 | 0.6 | -10 | -3.9 | -8.3 | 8.1 | -2.2 | 12.2 | -9.4 | -6.7 | -12.2 | 18.3 | -2.2 | 1.7 | -5 | -6.1 | -14.4 | -3.3 | -20 | 1.7 | -5.6 | 1.1 | 0.6 | 3.9 | 2.8 | -11.1 | -15.6 | 0 | -4 | 10 | 3.3 | 11.1 | 8.9 | 5 | -3.3 | -6.1 | -7.8 | -10 | -15 | 16.7 | 9.4 | 7.8 | -11.7 | -28.9 | -37.8 | 3.9 | -12.2 | -0.6 | -8.9 | -0.6 | -8.9 | 9.1 | 8.2 | 16.7 | -2.2 | 20.9 | 13.4 | 23.3 | 19.4 | 4.4 | 3.9 | 1.7 | -1.7 | -2.8 | -16.1 | 10 | 6.7 | 6.7 | 2.2 | -1.1 | -2.2 | -1.7 | -5.7 | 6.1 | -12.2 | 2.8 | -5.8 | 1.7 | -13.3
-19 | -21 | -0.6 | -3.9 | 14.4 | 12.8 | 9.4 | 6.7 | 7.2 | -13.9 | 10.6 | -3.3 | 3 | -2 | 9.4 | 0 | 13.9 | 2.2 | 7 | 5 | 10.6 | 2.8 | 19.6 | 6 | 1.7 | -1.1 | 2.2 | -4.4 | 8 | -2 | 20.6 | 11.1 | 25 | 19.4 | 4.5 | -11.1 | 17.2 | 16.1 | 12.8 | 9.4 | 22.2 | 11.7 | -5 | -11 | 2.2 | -0.6 | -1.1 | -5.6 | -1.5 | -8.1 | 0 | -2.2 | -7.6 | -13.3 | 16.9 | 11 | 16.1 | 12.2 | 4.4 | -2.2 | -22 | -26 | -12.8 | -17.2 | 4.4 | -3.9 | 1.1 | -1.7 | 0.9 | -3.8 | 1.1 | -2.8 | -2.8 | -5 | -0.6 | -2.2 | -8 | -14.9 | -4.6 | -11.8 | -8.9 | -15.5 | 1.1 | 0.5 | 8.3 | -5 | 1.7 | -3.9 | 7.2 | -7.8 | -0.7 | -7.3 | 0 | -6.7 | -5 | -9.4 | 6.9 | -2.2 | 11.1 | -8.9 | -8.3 | -12.2 | 16.7 | -2.8 | -1.1 | -5.6 | -6.7 | -15 | -3.3 | -17.8 | 0.8 | -5 | 0.6 | 0.6 | 3.9 | 3.3 | -11.7 | -15.6 | 0 | -5 | 9.1 | 4.1 | 11.3 | 8.9 | 5 | -3.9 | -5.6 | -7.2 | -11 | -16 | 16.1 | 5 | 7.8 | -11.1 | -28.9 | -37.8 | 3.9 | -11.1 | -1.7 | -8.9 | -1.1 | -9.4 | 9.2 | 7.8 | 15.6 | -2.2 | 19.6 | 12.9 | 22.2 | 20 | 4.4 | 3.9 | 1.1 | -1.7 | -4.5 | -14.3 | 8.3 | 7.2 | 6.1 | 1.1 | -1.7 | -3.3 | -2.2 | -5.4 | 5.7 | -10.6 | 1.7 | -6.7 | -0.6 | -13.9
-19 | -21 | 3.3 | -3.3 | 14.4 | 12.8 | 7.2 | 5.6 | 3.9 | -10.1 | 9.4 | -3.3 | 2 | -1 | 7.2 | 0.6 | 12.8 | 2.8 | 6.9 | 5.1 | 9.4 | 5 | 16.5 | 7.5 | 0.4 | -1.3 | 1.1 | -3.9 | 8 | -1 | 18.3 | 11.1 | 23.9 | 19.4 | 3.3 | -11.6 | 17.2 | 16.1 | 12.2 | 9.4 | 21.7 | 11.7 | -4.4 | -11.7 | 3.3 | 0 | -1.1 | -6.1 | -1.3 | -7.9 | -1.1 | -5 | -7.9 | -12.7 | 15 | 11.1 | 15 | 12.2 | 4.4 | -2.2 | -24 | -27 | -13.3 | -17.8 | 3.9 | -5 | 1.1 | -2.2 | 0.8 | -4.3 | 1.1 | -2.8 | -3.3 | -5 | -1.1 | -1.7 | -8.9 | -15.6 | -5 | -12.8 | -10.6 | -16.7 | 1.1 | 0.6 | 7.8 | -4.7 | 1.5 | -2.6 | 3.9 | -7.2 | -2.6 | -7.8 | 0 | -5.6 | -6.7 | -9.4 | 5.6 | -2.8 | 10 | -7.2 | -10 | -14.4 | 13.3 | -3.3 | -2.8 | -6.1 | -6.7 | -14.4 | -3.9 | -18.3 | -0.2 | -5.1 | 0.6 | 0 | 3.9 | 3.3 | -12.8 | -16.1 | -1 | -6 | 8.1 | 4.7 | 11.5 | 8.9 | 4.4 | -3.9 | -5.6 | -7.2 | -12 | -17 | 14.4 | 2.2 | 7.2 | -8.9 | -30 | -38.3 | 3.9 | -11.1 | -1.7 | -8.9 | -1.7 | -9.4 | 9.4 | 7.8 | 14.4 | -2.2 | 18.3 | 12.2 | 22.2 | 20 | 3.9 | 3.9 | -3.3 | -4.4 | -6.1 | -13.9 | 8.3 | 7.2 | 5 | 0.6 | -1.7 | -3.9 | -2.8 | -5.6 | 5.4 | -10 | 1.3 | -5.6 | -2.2 | -16.7
-18 | -20 | 1.7 | -3.3 | 14.4 | 13.3 | 6.7 | 6.1 | 0.5 | -9.2 | 8.9 | -2.8 | 2 | -1 | 5.6 | 0 | 12.2 | 1.1 | 6.7 | 5 | 9.4 | 5.6 | 13.3 | 7.8 | -0.9 | -2 | 2.8 | -4.4 | 7 | -1 | 17.2 | 10 | 23.3 | 20 | 2.2 | -13.3 | 17.2 | 16.1 | 11.7 | 9.4 | 20.6 | 12.2 | -4.2 | -10.1 | 2.2 | -0.6 | -1.1 | -6.1 | -1.1 | -8.3 | -2.2 | -6.1 | -8.3 | -12.8 | 13.5 | 10.7 | 14.4 | 11.7 | 4.4 | -2.8 | -25 | -27 | -14.4 | -18.3 | 2.2 | -5 | 1.1 | -2.2 | 0.6 | -5.6 | 1.1 | -3.9 | -3.3 | -5 | -0.6 | -1.1 | -9.1 | -14.8 | -5.7 | -11.9 | -10.6 | -15.8 | 0.9 | 0.5 | 7.2 | -4.9 | 1.3 | -2 | 1.7 | -5.6 | -4.4 | -8.9 | -0.6 | -5.6 | -7.2 | -10 | 4.3 | -2.6 | 9.4 | -5 | -11.7 | -15.6 | 12.2 | -3.3 | -2.8 | -6.1 | -6.7 | -13.9 | -3.9 | -17.8 | -1.1 | -6.1 | 0.6 | 0.6 | 4.4 | 3.9 | -13.9 | -17.2 | -2 | -7 | 7.2 | 5 | 11.7 | 8.9 | 3.9 | -5 | -5.6 | -7.2 | -12 | -17 | 13.3 | 0.6 | 7.2 | -8.3 | -29.4 | -37.2 | 3.9 | -11.1 | -1.7 | -8.3 | -2.2 | -13.9 | 9.4 | 7.7 | 13.3 | -2.2 | 17.6 | 13.2 | 21.7 | 20 | 3.9 | 3.9 | -5 | -5.6 | -7.8 | -15 | 7.8 | 6.7 | 5 | 0 | -2.2 | -3.9 | -2.8 | -5.3 | 5 | -11.1 | 1 | -5 | -1.7 | -10.6
-18 | -21 | -0.6 | -3.9 | 15 | 13.3 | 6.1 | 5.6 | -2.8 | -10.6 | 8.9 | -2.2 | 1 | -1 | 3.9 | 0.6 | 11.7 | 2.2 | 6.7 | 5 | 8.9 | 6.1 | 12.9 | 6.3 | -2.2 | -2.8 | 3.9 | -4.4 | 7 | -1 | 15.6 | 10 | 22.8 | 20.6 | 1.1 | -11.6 | 17.2 | 16.1 | 10.6 | 9.4 | 20.6 | 10.6 | -4.1 | -9.8 | 1.7 | -0.6 | -1.1 | -6.1 | -0.4 | -6.6 | -3.3 | -6.7 | -8.3 | -11.8 | 12.1 | 10.2 | 13.9 | 11.1 | 4.4 | -2.8 | -25 | -27 | -15 | -18.3 | 1.1 | -5.6 | 1.1 | -2.2 | 0 | -3.9 | 1.1 | -5 | -3.3 | -5 | -0.6 | -1.1 | -9.2 | -14.9 | -6.5 | -11.9 | -10.6 | -15.7 | 0.8 | 0.6 | 6.7 | -6.1 | 1.1 | -1.7 | 1.1 | -5 | -5 | -8.6 | -0.6 | -4.4 | -8.9 | -11.1 | 3 | -3 | 8.3 | -6.1 | -11.7 | -15.6 | 10.6 | -3.3 | -4.4 | -6.7 | -6.7 | -13.9 | -4.4 | -15.6 | -2 | -5.7 | 0 | -0.6 | 5.6 | 4.4 | -14.4 | -17.8 | -3 | -7 | 6.3 | 4.5 | 11.7 | 8.9 | 3.9 | -5 | -5.6 | -7.2 | -13 | -17 | 11.7 | 0 | 5 | -3.9 | -29.4 | -38.3 | 3.9 | -10.6 | -2.2 | -8.3 | -2.8 | -8.3 | 9.4 | 7.7 | 12.8 | -2.2 | 16.8 | 13.9 | 21.1 | 20 | 4.4 | 4.4 | -3.9 | -5.6 | -7.1 | -13.8 | 7.8 | 6.1 | 4.4 | -0.6 | -2.2 | -3.9 | -2.8 | -5.3 | 5.2 | -9.8 | 0.6 | -5.6 | -2.2 | -9.4
-18 | -21 | -0.6 | -3.9 | 15 | 13.3 | 5 | 4.4 | -4.1 | -9.8 | 8.3 | -2.2 | 2 | 0 | 3.9 | 0 | 11.7 | -0.6 | 6.7 | 5 | 8.9 | 5.6 | 12.6 | 4.6 | -2 | -2.9 | 3.3 | -4.4 | 6 | -1 | 15 | 7.2 | 22.8 | 20 | 0 | -11.9 | 16.7 | 15 | 10 | 9.4 | 20.6 | 11.1 | -3.9 | -10 | 0.6 | -0.6 | -1.7 | -5.6 | 0.4 | -5.7 | -3.9 | -7.2 | -8.3 | -11.5 | 10.6 | 9.4 | 13.3 | 10.6 | 3.3 | -2.8 | -25 | -28 | -16.1 | -18.9 | 0 | -6.1 | 1.1 | -2.8 | -0.5 | -3 | 1.1 | -5 | -3.3 | -5 | -0.6 | -1.1 | -9.4 | -15.6 | -7.2 | -12.8 | -10.6 | -16.1 | 0.6 | 0.6 | 6.5 | -4.9 | 0.2 | -2.5 | 0.6 | -5 | -5.5 | -8.8 | -1.1 | -2.8 | -10 | -13.3 | 1.7 | -3.9 | 7.2 | -5 | -12.2 | -16.7 | 8.9 | -4.4 | -5.6 | -6.7 | -7.2 | -13.9 | -4.4 | -15.6 | -3 | -6.1 | 0 | -1.1 | 6.7 | 5.6 | -14.4 | -17.8 | -6 | -8 | 5.3 | 3.8 | 11.7 | 8.9 | 2.8 | -6.1 | -5.6 | -7.2 | -15 | -19 | 10.6 | 0.6 | 3.9 | -2.2 | -29.4 | -38.3 | 3.3 | -11.1 | -2.2 | -8.3 | -3.3 | -8.3 | 9.4 | 7.8 | 12.2 | -2.8 | 16.1 | 14.4 | 21.1 | 20 | 4.4 | 4.4 | -5 | -5.6 | -6.3 | -13.7 | 7.2 | 6.1 | 3.9 | -1.7 | -2.2 | -3.9 | -2.8 | -5.6 | 5.4 | -10 | 0.2 | -4.3 | -0.6 | -7.2
-19 | -21 | 3.9 | -3.3 | 15 | 13.3 | 3.9 | 3.3 | -5.4 | -9.8 | 7.8 | -1.7 | 2 | 0 | 3.9 | 0 | 11.1 | -2.2 | 6.7 | 5 | 6.1 | 4.4 | 12.2 | 2.8 | -1.9 | -3 | 1.1 | -4.4 | 6 | -1 | 13.3 | 7.2 | 22.2 | 20 | -1.1 | -13.3 | 16.1 | 15.6 | 10 | 8.9 | 20.6 | 12.8 | -4.3 | -8.3 | 0 | -1.1 | -1.7 | -6.1 | 1.1 | -5.6 | -3.9 | -6.7 | -8.3 | -11.7 | 11.3 | 10.4 | 12.2 | 10 | 3.3 | -2.8 | -25 | -28 | -16.7 | -19.7 | 0 | -5.6 | 0.6 | -3.3 | -1.1 | -2.8 | 1.1 | -4.4 | -3.9 | -6.1 | -0.6 | -1.7 | -10.2 | -15 | -6.8 | -11.7 | -10.6 | -15.3 | 0.4 | 0.4 | 6.3 | -4.2 | -0.8 | -3.9 | 0 | -5.6 | -6.1 | -9.4 | -1.1 | -2.2 | -11.1 | -11.7 | 1.5 | -3.3 | 6.1 | -4.4 | -13.3 | -17.8 | 7.8 | -4.4 | -6.7 | -7.8 | -7.2 | -13.9 | -4.4 | -14.4 | -3.9 | -6.7 | 0 | -0.6 | 7.2 | 6.1 | -15 | -17.8 | -7 | -9 | 4.4 | 3.3 | 11.7 | 8.9 | 2.2 | -6.1 | -5.6 | -7.2 | -15 | -20 | 9.4 | 0.6 | 2.8 | -2.2 | -29.4 | -37.8 | 2.2 | -11.1 | -2.2 | -7.8 | -3.9 | -8.9 | 9.4 | 7.9 | 10 | -2.8 | 15.4 | 14.3 | 21.1 | 20 | 3.9 | 3.9 | -5.6 | -6.7 | -5.6 | -14.4 | 6.1 | 6.1 | 3.9 | -2.2 | -2.2 | -3.9 | -2.8 | -5.3 | 5.6 | -11.1 | -0.2 | -4 | 5.6 | -8.9
-19 | -21 | 3.9 | -3.3 | 14.4 | 13.3 | 3.3 | 3.3 | -6.7 | -10.6 | 6.7 | 0 | 3 | 0 | 2.2 | -1.7 | 10 | -1.7 | 6.9 | 5.2 | 6.1 | 2.8 | 12.1 | 3.1 | -1.7 | -3.3 | 1.7 | -4.4 | 4 | -2 | 12.2 | 7.2 | 22.2 | 19.4 | -1.5 | -12.1 | 15.6 | 15 | 10 | 8.9 | 20.6 | 9.4 | -4.6 | -7.2 | 0.6 | -0.6 | -1.7 | -6.1 | 1.1 | -4.4 | -3.9 | -6.7 | -8.5 | -11.7 | 12.1 | 11.4 | 11.7 | 10 | 3.3 | -2.8 | -26 | -29 | -17.2 | -20.1 | -1.1 | -5.6 | 0.6 | -3.3 | -1.3 | -2.8 | 1.1 | -3.9 | -3.9 | -6.1 | -0.6 | -1.7 | -10.9 | -15 | -6.5 | -11.4 | -10.6 | -15.2 | 0.2 | 0.2 | 6.1 | -4.4 | -1.7 | -5.6 | -0.6 | -5 | -6.1 | -9.1 | -1.1 | -2.2 | -10 | -12.8 | 1.3 | -3.5 | 5.6 | -3.9 | -13.9 | -17.8 | 7.8 | -5 | -7.2 | -8.3 | -7.2 | -13.9 | -4.4 | -15 | -4.3 | -6.6 | -0.6 | -1.7 | 8.9 | 7.8 | -15 | -18.3 | -7 | -10 | 3.5 | 2.5 | 11.5 | 8.9 | 1.7 | -7.2 | -6.1 | -8.3 | -16 | -21 | 9.4 | 0.6 | 2.8 | -1.7 | -29.4 | -37.8 | 1.7 | -11.7 | -2.8 | -7.2 | -3.9 | -9.4 | 9.4 | 8.2 | 10 | -3.3 | 14.6 | 14.2 | 21.1 | 19.4 | 3.3 | 3.3 | -5 | -6.1 | -5.4 | -13.5 | 5 | 5 | 3.9 | -2.2 | -2.8 | -3.9 | -2.8 | -5.3 | 4.7 | -5 | -0.6 | -3.9 | 3.9 | -10.6
-18 | -20 | 3.9 | -2.8 | 14.4 | 13.3 | 3.3 | 2.8 | -7.2 | -10.5 | 5.6 | 0 | 2 | 0 | 2.2 | -1.7 | 10 | -1.1 | 7 | 5.3 | 2.8 | 0.6 | 11.8 | 3.3 | -2.4 | -3.5 | 0.6 | -5.6 | 4 | -2 | 10 | 6.7 | 22.2 | 19.4 | -1.8 | -11.8 | 15 | 14.4 | 9.4 | 8.9 | 20.6 | 11.1 | -5 | -6.7 | 1.1 | 0 | -2.2 | -6.1 | 1.1 | -4 | -3.9 | -6.7 | -8.7 | -12.2 | 12.8 | 12.2 | 11.1 | 9.4 | 2.8 | -3.9 | -25 | -28 | -18.3 | -20.4 | -1.7 | -6.1 | 0 | -3.3 | -1.5 | -3.3 | 1.1 | -2.8 | -4.4 | -6.7 | -0.6 | -1.1 | -11.7 | -15.6 | -6.1 | -11.7 | -10.6 | -15.6 | 0 | 0 | 6.1 | -3.4 | -0.8 | -3.9 | -0.6 | -5 | -6.1 | -9.1 | -1.1 | -1.1 | -10.6 | -13.3 | 1.1 | -3.9 | 5.6 | -3.9 | -14.4 | -18.3 | 7.8 | -5 | -8.3 | -9.4 | -7.8 | -12.2 | -4.4 | -16.1 | -4.6 | -6.6 | -0.6 | -1.7 | 11.1 | 9.4 | -15 | -18.3 | -8 | -10 | 2.6 | 1.9 | 11.3 | 8.9 | 1.1 | -7.8 | -6.1 | -8.3 | -15 | -21 | 8.3 | 1.1 | 2.8 | -1.7 | -28.9 | -37.2 | 1.1 | -11.1 | -3.3 | -7.8 | -3.9 | -10 | 9.4 | 8.3 | 10.6 | -3.9 | 13.9 | 13.9 | 21.1 | 19.4 | 3.3 | 3.3 | -6.1 | -6.7 | -5.2 | -13.3 | 6.7 | 6.1 | 3.9 | -2.8 | -2.8 | -4.4 | -2.8 | -5.6 | 3.7 | -2.2 | -1.5 | -4.1 | 3.9 | -10.6
-20 | -21 | 3.9 | -3.3 | 14.4 | 13.3 | 3.3 | 2.8 | -7.8 | -10.9 | 5 | -2.8 | 2 | 0 | 1.1 | -1.7 | 8.3 | -1.1 | 7.2 | 5.6 | 3.3 | 1.1 | 11.5 | 3.5 | -3.2 | -4.1 | 0.6 | -5.6 | 3 | -2 | 9.4 | 7.2 | 21.1 | 18.9 | -2.2 | -13.3 | 15.6 | 15 | 8.9 | 8.9 | 20 | 10.6 | -4.8 | -6.2 | 2.2 | -0.6 | -3.3 | -6.1 | 1.1 | -3.9 | -3.9 | -6.1 | -8.9 | -13.3 | 13.2 | 12.6 | 10.6 | 8.9 | 2.2 | -4.4 | -25 | -28 | -19.4 | -20.9 | -3.9 | -5.6 | 0 | -2.8 | -1.7 | -3.9 | 0 | -0.6 | -5 | -7.2 | -0.6 | -1.7 | -11.9 | -15.2 | -5.7 | -11 | -11.7 | -15 | 0.2 | 0.2 | 6.1 | -2.9 | 0.2 | -2.5 | -1.1 | -4.4 | -6.1 | -9.4 | -1.1 | -1.1 | -11.1 | -13.3 | 0.4 | -3.7 | 5 | -3.3 | -14.4 | -18.9 | 8.9 | -4.4 | -9.4 | -10.6 | -8.9 | -11.7 | -4.4 | -16.1 | -5 | -7.2 | -0.6 | -1.1 | 11.7 | 10 | -15.6 | -18.3 | -9 | -11 | 1.7 | 1.1 | 11.1 | 8.9 | 0.6 | -7.8 | -6.1 | -8.3 | -15 | -21 | 7.8 | 1.7 | 2.2 | -1.1 | -27.8 | -36.1 | 0 | -11.1 | -3.3 | -7.8 | -3.9 | -11.1 | 9.6 | 8.4 | 9.4 | -3.9 | 14.8 | 14.8 | 20.6 | 19.4 | 3.9 | 3.9 | -6.1 | -6.7 | -5 | -14.4 | 5.6 | 5.6 | 3.3 | -2.8 | -2.8 | -3.9 | -2.8 | -5.3 | 2.8 | 0 | -2.4 | -4.6 | 5 | -8.9
-21 | -23 | 3.9 | -3.9 | 15 | 13.9 | 3.3 | 2.8 | -8.3 | -11.7 | 3.9 | -1.7 | 4 | 1 | 2.8 | -1.1 | 7.2 | 1.1 | 7.4 | 5.6 | 2.8 | -0.6 | 11.3 | 3.8 | -3.9 | -4.4 | 0 | -5.6 | 3 | -1 | 8.9 | 7.2 | 21.1 | 18.3 | -3.3 | -12.2 | 16.7 | 16.1 | 8.3 | 8.3 | 20 | 10 | -4.6 | -5.7 | 1.1 | 0 | -2.2 | -6.1 | 0.5 | -3.3 | -3.3 | -6.1 | -9.5 | -12.9 | 13.5 | 12.9 | 10 | 8.9 | 1.7 | -5 | -26 | -28 | -19.4 | -21.4 | -2.8 | -5.6 | -0.6 | -3.3 | -2.1 | -3.9 | 0 | -0.6 | -5.6 | -7.2 | 0 | -2.2 | -12 | -15.1 | -5.4 | -10.9 | -12.8 | -15.2 | 0.4 | 0.4 | 6.1 | -2.8 | 1.1 | -1.7 | -1.1 | -4.4 | -5.5 | -8.2 | -1.1 | -1.1 | -13.3 | -15.6 | -0.4 | -4.2 | 4.4 | -2.8 | -15 | -19.4 | 7.2 | -4.4 | -10.6 | -11.7 | -9.4 | -11.1 | -4.4 | -12.8 | -5.4 | -7.3 | -0.6 | -2.2 | 12.8 | 11.1 | -15.6 | -18.3 | -10 | -12 | 1.9 | 1.2 | 11.3 | 8.7 | 0 | -8.3 | -6.1 | -7.8 | -16 | -21 | 7.2 | 0.6 | 2.2 | -1.1 | -27.8 | -35 | -2.8 | -9.4 | -3.9 | -7.2 | -5 | -11.7 | 9.8 | 8.3 | 10 | -3.3 | 15.8 | 15.8 | 21.1 | 19.4 | 3.9 | 3.9 | -5.6 | -6.7 | -5.4 | -12.6 | 6.1 | 5.6 | 3.3 | -3.3 | -2.8 | -3.9 | -2.8 | -5.3 | 2.6 | 0.3 | -3.3 | -5.6 | 4.4 | -9.4
-22 | -23 | 3.9 | -3.3 | 15.6 | 14.4 | 3.3 | 3.3 | -8.9 | -12.3 | 3.3 | -2.8 | 4 | 1 | 2.2 | -1.1 | 6.7 | 0.6 | 7.6 | 5.6 | 2.2 | -0.6 | 11.1 | 4 | -3.5 | -4 | -1.7 | -6.7 | 2 | -2 | 7.8 | 6.7 | 20.6 | 17.8 | -4.5 | -12.6 | 16.1 | 14.4 | 8.9 | 8.9 | 20.6 | 11.1 | -4.4 | -5.6 | 1.1 | 0 | -2.8 | -6.1 | 0 | -3.1 | -3.3 | -6.1 | -10 | -12.9 | 13.9 | 13.3 | 10 | 8.9 | 1.1 | -5 | -26 | -28 | -20.6 | -21.9 | -3.3 | -5.6 | -0.6 | -3.3 | -2.4 | -4 | 0 | -0.6 | -5.6 | -7.8 | 0 | -2.2 | -12.2 | -15.6 | -5 | -11.7 | -13.9 | -15.6 | 0.6 | 0.6 | 6.1 | -2 | 0.2 | -2.2 | -1.1 | -4.4 | -5 | -7.3 | -1.1 | -1.1 | -16.1 | -17.2 | -1.1 | -5 | 3.9 | -1.1 | -16.7 | -21.7 | 7.8 | -4.4 | -10.6 | -11.7 | -9.4 | -11.1 | -4.4 | -14.4 | -5.7 | -7.7 | -0.6 | -0.6 | 12.2 | 10.6 | -15.6 | -18.3 | -10 | -12 | 2 | 1 | 11.5 | 8.6 | 0 | -8.3 | -6.1 | -7.2 | -17 | -22 | 6.7 | 0.6 | 2.2 | -1.1 | -26.7 | -34.4 | -1.7 | -11.1 | -3.9 | -7.2 | -5 | -12.2 | 10 | 8.3 | 8.9 | -3.3 | 16.7 | 16.7 | 20.6 | 20 | 3.9 | 3.9 | -3.9 | -5.6 | -5.7 | -12.1 | 5 | 5 | 4.4 | -2.8 | -3.3 | -3.9 | -2.8 | -5.6 | 2.4 | 0.8 | -3.3 | -5.2 | 3.3 | -8.9
-23 | -25 | 3.9 | -2.8 | 11.1 | 3.9 | 3.9 | 3.3 | -9.4 | -13.4 | 3.9 | -5.6 | 4 | 1 | 2.8 | -1.1 | 5.6 | -0.6 | 7.8 | 5.6 | 1.7 | 0.6 | 10.9 | 4.1 | -3.2 | -3.7 | -1.7 | -6.7 | 2 | -2 | 7.8 | 6.7 | 20 | 18.3 | -5.6 | -13.9 | 15 | 13.9 | 8.9 | 8.9 | 19.4 | 8.9 | -4.4 | -5.2 | 0.6 | 0 | -2.8 | -6.1 | -0.6 | -3.3 | -3.9 | -5.6 | -10.6 | -13.3 | 14.3 | 13.9 | 10 | 8.9 | 1.1 | -5.6 | -25 | -28 | -21.1 | -22.2 | -2.2 | -5.6 | -0.6 | -3.3 | -2.8 | -4.4 | 0 | -0.6 | -6.1 | -7.8 | -0.6 | -2.8 | -11.8 | -15 | -4.8 | -10.5 | -13 | -14.6 | 0.8 | 0.8 | 6.1 | -1.8 | -0.8 | -3.2 | -1.7 | -4.4 | -4.4 | -6.7 | -0.6 | -0.6 | -13.9 | -15 | -0.7 | -4.3 | 3.9 | -1.1 | -17.8 | -21.7 | 8.9 | -4.4 | -11.1 | -12.8 | -9.4 | -10.6 | -3.9 | -12.8 | -6.1 | -8.3 | -0.6 | -0.6 | 11.1 | 8.3 | -16.1 | -18.3 | -10 | -13 | 2.2 | 1.1 | 11.7 | 8.3 | -0.6 | -7.8 | -5.6 | -7.2 | -18 | -22 | 5.6 | 0.6 | 2.2 | -1.1 | -25 | -26.7 | -2.2 | -10.6 | -4.4 | -6.7 | -5.6 | -13.3 | 10 | 8.5 | 6.1 | -3.9 | 16.5 | 16.5 | 21.1 | 20 | 4.4 | 3.9 | -6.1 | -7.8 | -6.1 | -12.2 | 3.9 | 3.9 | 5 | 2.2 | -3.3 | -3.9 | -3.9 | -6.5 | 2.2 | 1.1 | -3.3 | -5.2 | 3.3 | -11.7
-22 | -24 | 3.9 | -2.8 | 8.9 | 1.1 | 3.9 | 3.3 | -10 | -15 | 1.7 | -2.2 | 4 | 0 | 1.1 | -1.7 | 5.6 | -2.2 | 7.8 | 5.8 | 0.6 | -1.1 | 10.9 | 4.6 | -2.8 | -3.3 | -1.7 | -6.7 | 3 | -2 | 7.8 | 6.7 | 20 | 17.8 | -5.8 | -13 | 15.6 | 14.4 | 9.4 | 9.4 | 20 | 10 | -4.4 | -5 | 0.6 | -0.6 | -2.8 | -6.1 | -1.9 | -4.2 | -3.3 | -5 | -11.3 | -13.6 | 14.6 | 14.5 | 10 | 8.9 | 1.1 | -5.6 | -26 | -28 | -21.7 | -22.6 | -2.2 | -5.6 | -0.6 | -3.3 | -3.2 | -4.7 | 0.6 | -0.6 | -6.1 | -8.3 | -1.1 | -2.8 | -11.5 | -14.8 | -4.6 | -10.1 | -12 | -13.8 | 0.9 | 0.9 | 6.1 | -1.7 | -1.7 | -4.4 | -1.7 | -4.4 | -3.9 | -5.8 | -0.6 | -0.6 | -13.9 | -15.6 | -0.4 | -4.2 | 1.1 | -1.7 | -16.7 | -22.2 | 7.2 | -4.4 | -11.7 | -13.3 | -9.4 | -11.1 | -3.3 | -12.2 | -6.1 | -8.1 | -0.6 | -2.2 | 10 | 7.8 | -16.1 | -18.3 | -8 | -10 | 1.3 | 0.3 | 11.7 | 8.6 | 0 | -8.3 | -6.1 | -8.3 | -18 | -23 | 5.6 | 0.6 | 2.2 | 0.6 | -23.3 | -31.1 | -1.1 | -10 | -5 | -6.7 | -5.6 | -13.3 | 10 | 8.8 | 4.4 | -3.9 | 16.3 | 16.3 | 21.1 | 20 | 3.9 | 3.9 | -6.7 | -8.3 | -5.4 | -11.4 | 3.3 | 3.3 | 4.4 | 3.3 | -3.3 | -3.9 | -5 | -7.9 | 1.8 | 0.8 | -3.3 | -5.6 | 4.4 | -8.9
-22 | -24 | 3.9 | -2.2 | 7.2 | 1.1 | 3.9 | 3.3 | -9.1 | -14.4 | 1.7 | -3.3 | 4 | 1 | 0 | -2.2 | 6.7 | -4.4 | 7.8 | 6 | 2.2 | 1.1 | 10.6 | 4.7 | -3.7 | -4.1 | -1.1 | -6.7 | 3 | -2 | 7.2 | 6.7 | 19.4 | 17.8 | -5.9 | -12.9 | 15.6 | 13.9 | 11.1 | 11.1 | 20 | 10.6 | -4.4 | -5 | 0 | -0.6 | -2.8 | -6.1 | -3.1 | -5.3 | -2.8 | -4.4 | -12.1 | -14.1 | 15 | 15 | 10 | 8.3 | 1.1 | -6.1 | -25 | -28 | -21.7 | -23.9 | -2.8 | -4.4 | -0.6 | -3.3 | -3.5 | -5 | 0.6 | 0 | -6.7 | -8.3 | -1.1 | -3.3 | -11.1 | -15 | -4.4 | -10.6 | -11.1 | -13.3 | 1.1 | 1.1 | 6.1 | -1.6 | -1.3 | -3.5 | -1.7 | -4.4 | -3.3 | -4.9 | 0 | 0 | -14.4 | -16.1 | 0 | -4.4 | 2.8 | -1.1 | -19.4 | -22.8 | 6.7 | -5 | -12.2 | -13.9 | -10 | -11.7 | -3.3 | -12.2 | -6.1 | -8.1 | -1.1 | -1.1 | 8.9 | 6.7 | -16.1 | -18.3 | -7 | -8 | 0.3 | -0.4 | 11.7 | 8.8 | -0.6 | -7.8 | -6.1 | -8.3 | -18 | -22 | 5 | 0.6 | 2.8 | 1.1 | -23.3 | -31.1 | -0.6 | -10.6 | -5 | -6.7 | -6.1 | -13.3 | 10 | 8.9 | 4.4 | -3.9 | 16.1 | 16.1 | 21.1 | 19.4 | 3.3 | 3.3 | -7.2 | -8.3 | -4.6 | -11.2 | 2.8 | 2.8 | 5 | 3.3 | -3.3 | -3.9 | -6.1 | -9.4 | 1.5 | 0.8 | -3.7 | -5.6 | 3.9 | -8.3
-22 | -23 | 3.3 | -2.2 | 6.1 | 1.1 | 3.9 | 3.3 | -8.1 | -14.4 | 1.1 | -3.9 | 4 | 1 | 0.6 | -2.8 | 5.6 | -3.3 | 7.8 | 6.1 | 1.1 | -0.6 | 10.6 | 5 | -4.7 | -4.8 | -1.7 | -7.2 | 2 | -2 | 7.8 | 6.7 | 19.4 | 17.8 | -6.1 | -13.9 | 15.6 | 13.9 | 10.6 | 7.2 | 19.4 | 9.4 | -4.8 | -5.4 | 0.6 | -1.1 | -2.8 | -6.1 | -4.4 | -6.7 | -2.2 | -4.4 | -12.8 | -15 | 15.6 | 15.6 | 10 | 8.3 | 0.6 | -7.2 | -26 | -28 | -23.3 | -25.6 | -1.7 | -5 | -0.6 | -3.3 | -3.9 | -5.6 | 0.6 | 0 | -7.2 | -9.4 | -1.7 | -3.3 | -10 | -13.8 | -3.9 | -8.9 | -10.4 | -12.6 | 1.5 | 1.3 | 6.1 | -1.6 | -1 | -3.1 | -1.7 | -3.9 | -2.8 | -4.4 | 0.6 | 0.6 | -14.4 | -16.1 | 0.6 | -3.9 | 0.6 | -0.6 | -22.8 | -25.6 | 5.6 | -5 | -11.7 | -13.3 | -9.4 | -11.7 | -2.8 | -11.7 | -6.1 | -8.3 | -0.6 | -1.1 | 7.8 | 6.1 | -16.1 | -18.9 | -7 | -10 | -0.6 | -1.1 | 11.7 | 8.9 | -0.6 | -7.8 | -6.7 | -8.3 | -18 | -23 | 5 | 0.6 | 2.8 | 1.1 | -22.8 | -29.4 | -0.6 | -10.6 | -4.4 | -6.7 | -6.7 | -12.8 | 10.7 | 9.6 | 1.1 | -4.4 | 15.9 | 15.9 | 21.1 | 19.4 | 2.8 | 2.2 | -8.3 | -10 | -3.9 | -12.2 | 2.2 | 2.2 | 5 | 3.9 | -3.3 | -3.9 | -6.5 | -8.9 | 1.1 | 0.6 | -4 | -5.9 | 3.9 | -4.4
-22 | -23 | 3.9 | -3.3 | 7.2 | 2.2 | 3.9 | 3.3 | -7.2 | -15.6 | 1.1 | -4.4 | 3 | 1 | 0.6 | -2.2 | 10 | -10 | 8.2 | 6.2 | 2.2 | 0 | 11.9 | 5.6 | -5.6 | -5.6 | -1.1 | -7.2 | 2 | -3 | 7.8 | 6.7 | 20 | 17.8 | -4.8 | -12.5 | 15 | 13.3 | 6.7 | 1.7 | 20.6 | 10 | -5.2 | -6 | 1.1 | -1.1 | -2.8 | -6.1 | -4 | -6.2 | -2.2 | -4.4 | -11.3 | -13.9 | 16.1 | 16.1 | 10 | 8.9 | 1.1 | -7.2 | -26 | -28 | -22.2 | -24.4 | -1.1 | -5.6 | -0.6 | -3.3 | -3.2 | -4.7 | 0.6 | -0.6 | -7.8 | -9.4 | -2.2 | -3.9 | -8.9 | -12.9 | -3.3 | -8 | -9.6 | -12.2 | 1.8 | 1.4 | 6.1 | -2.2 | -0.6 | -2.8 | -2.2 | -3.9 | 0.9 | -1.6 | 0.6 | 0.6 | -15 | -16.7 | 1.1 | -3.8 | 1.7 | -0.6 | -21.1 | -23.3 | 7.8 | -4.4 | -11.7 | -13.3 | -10 | -11.7 | -2.2 | -11.1 | -4.4 | -7 | -0.6 | -2.2 | 8.3 | 7.2 | -16.1 | -18.3 | -6 | -8 | 0.7 | 0 | 11.9 | 9.1 | 0 | -7.8 | -7.8 | -8.9 | -18 | -22 | 5 | 0.6 | 3.3 | 2.2 | -21.1 | -27.8 | 0 | -10 | -3.9 | -6.7 | -7.2 | -12.8 | 11.5 | 10.4 | 3.3 | -3.3 | 15.8 | 15.8 | 21.1 | 19.4 | 2.2 | 2.2 | -7.2 | -8.3 | -3.7 | -10.8 | 2.8 | 2.2 | 5 | 3.9 | -3.9 | -4.4 | -6.8 | -8.8 | 1.1 | 0.5 | -4.4 | -6.7 | 5 | -6.1
-22 | -23 | 3.3 | -2.2 | 9.4 | 0 | 3.9 | 3.3 | -2 | -12.3 | 3.9 | -5 | 3 | 0 | 3.3 | 0 | 9.4 | -3.3 | 8.5 | 6.1 | 5 | 2.2 | 13.1 | 6 | -2.3 | -3.7 | -0.6 | -6.7 | 3 | -2 | 11.1 | 8.9 | 21.7 | 18.9 | -3.5 | -12.1 | 15.6 | 13.3 | 6.1 | 0 | 21.7 | 9.4 | -5.6 | -6.7 | 1.1 | -2.2 | -2.8 | -6.1 | -3.7 | -6 | -1.7 | -3.9 | -9.8 | -13.3 | 16.7 | 16.7 | 10 | 8.9 | 2.2 | -6.1 | -25 | -28 | -21.7 | -24.4 | -1.1 | -5.6 | 0 | -3.3 | -2.4 | -3.8 | 1.7 | -0.6 | -8.3 | -10.6 | -2.8 | -4.4 | -7.8 | -12.8 | -2.8 | -7.8 | -8.9 | -12.2 | 2.2 | 1.7 | 7.4 | -1.1 | 0.7 | -2.2 | -1.1 | -3.9 | 4.6 | 0.9 | 1.1 | 1.1 | -15 | -16.7 | 1.7 | -4.4 | 5 | -0.6 | -17.2 | -23.3 | 12.2 | -3.3 | -9.4 | -10.6 | -9.4 | -12.2 | -1.7 | -10.6 | -2.8 | -6 | -0.6 | -2.8 | 8.3 | 7.2 | -15.6 | -18.3 | -4 | -6 | 2 | 1 | 12 | 9.2 | 0.6 | -7.2 | -7.2 | -8.9 | -21 | -25 | 6.1 | 0.6 | 3.3 | 1.7 | -20 | -26.7 | 0 | -10.6 | -4.4 | -7.2 | -6.1 | -12.8 | 12.2 | 11.1 | 6.1 | -3.3 | 15.6 | 15.6 | 21.7 | 20 | 5.6 | 4.4 | -6.1 | -7.2 | -3.5 | -10.6 | 1.7 | 1.7 | 6.1 | 3.9 | -2.8 | -4.4 | -7.2 | -8.9 | 1.1 | 0.5 | -4.4 | -6.6 | 5 | -3.3
-22 | -23 | 3.3 | -2.2 | 11.1 | -0.6 | 3.9 | 3.3 | 3.1 | -11.8 | 6.7 | -6.1 | 3 | -1 | 7.2 | 1.1 | 12.2 | -3.3 | 8.9 | 6.1 | 7.8 | -1.7 | 14.4 | 6.1 | 1.1 | -2 | 2.2 | -6.1 | 3 | -3 | 13.3 | 5.6 | 23.9 | 18.9 | -2.2 | -13.3 | 16.1 | 13.9 | 7.8 | 0 | 23.3 | 10 | -5.2 | -6.4 | 0 | -2.2 | -2.2 | -6.1 | -3.3 | -6.1 | 1.7 | -2.2 | -8.3 | -13.3 | 18.2 | 17.6 | 10 | 8.3 | 3.3 | -6.1 | -23 | -27 | -19.4 | -23.3 | -0.6 | -5 | 0 | -2.8 | -1.7 | -3.3 | 1.7 | 0 | -8.3 | -10.6 | -2.8 | -5 | -5.2 | -10.7 | 0.4 | -5.5 | -6.3 | -10.7 | 4.4 | 2.9 | 8.7 | -0.5 | 2 | -2.1 | -0.6 | -3.9 | 8.3 | 3.3 | 1.7 | 1.7 | -15 | -16.1 | 3.5 | -3.1 | 7.2 | -2.2 | -10 | -20 | 12.8 | -2.8 | -8.3 | -8.9 | -8.3 | -11.1 | -1.1 | -10 | -1.1 | -5.6 | -0.6 | -1.7 | 9.4 | 7.2 | -14.4 | -17.2 | 0 | -4 | 3.3 | 2.2 | 12.2 | 9.4 | 0.6 | -7.2 | -7.2 | -9.4 | -16 | -20 | 7.8 | 0 | 3.9 | 2.2 | -19.4 | -25 | -1.7 | -5 | -3.9 | -6.7 | -5 | -13.3 | 13.1 | 11.7 | 10 | -2.2 | 18.2 | 14.5 | 22.8 | 20 | 8.9 | 6.1 | -3.3 | -5 | -3.3 | -11.1 | 1.7 | 1.7 | 6.7 | 3.3 | -2.8 | -4.4 | -6.1 | -8.8 | 1.1 | 0.6 | -4.4 | -7 | 6.1 | -6.1
-22 | -23 | 3.3 | -2.2 | 12.2 | -1.1 | 3.9 | 3.3 | 8.3 | -15 | 8.3 | -7.8 | 4 | -1 | 11.1 | 1.7 | 15 | -7.2 | 9.5 | 6.8 | 10.6 | -5.6 | 16.3 | 5.6 | 4.4 | -1.1 | 1.7 | -4.4 | 5 | -3 | 15 | 2.8 | 25.6 | 18.3 | -0.4 | -11.6 | 17.2 | 13.9 | 9.4 | -0.6 | 23.3 | 10.6 | -4.8 | -6.4 | 2.8 | -3.3 | -1.7 | -6.1 | -2.6 | -5.7 | 3.9 | -1.7 | -6.6 | -12.4 | 19.6 | 18.1 | 10.6 | 8.9 | 3.9 | -5.6 | -23 | -26 | -17.8 | -22.2 | 0 | -3.9 | 0 | -2.8 | -0.4 | -2.6 | 1.7 | 0 | -7.8 | -10.6 | -2.8 | -6.1 | -2.6 | -9.5 | 3.5 | -4.8 | -3.7 | -9.6 | 6.7 | 4 | 10 | 0 | 3.3 | -2.2 | 0 | -3.9 | 8.9 | 3.5 | 1.7 | 1.7 | -14.4 | -16.1 | 5.4 | -2.1 | 9.4 | -2.8 | -7.2 | -16.1 | 14.4 | -2.2 | -6.7 | -7.8 | -7.8 | -10.6 | -2.2 | -6.7 | -0.2 | -5 | -0.6 | -2.2 | 10 | 7.8 | -12.2 | -16.1 | 0 | -3 | 5.7 | 3.7 | 12.2 | 9.4 | 1.7 | -6.1 | -6.7 | -9.4 | -13 | -20 | 9.4 | 0 | 3.9 | 2.2 | -18.9 | -26.1 | -1.1 | -4.4 | -3.3 | -7.8 | -3.3 | -13.3 | 14.1 | 12.2 | 12.2 | -2.8 | 20.7 | 12.4 | 23.3 | 19.4 | 11.7 | 7.2 | -2.2 | -2.8 | -3.1 | -9 | 2.2 | 2.2 | 6.7 | 2.8 | -1.1 | -4.4 | -5 | -9.3 | 1.3 | 0.4 | -4.4 | -7.8 | 6.1 | -6.1
-21 | -23 | 3.3 | -1.7 | 12.8 | -3.3 | 3.9 | 3.3 | 9.2 | -12.4 | 10 | -8.3 | 4 | -1 | 12.8 | 0.6 | 15.6 | -9.4 | 10 | 7.3 | 10.6 | -5 | 18.1 | 4.7 | 7.4 | -1.4 | 3.9 | -3.3 | 7 | -3 | 16.7 | 1.7 | 25.6 | 18.3 | 1.5 | -11.3 | 18.9 | 14.4 | 10.6 | -2.2 | 25 | 10 | -4.4 | -6.7 | 3.3 | -3.3 | -1.7 | -6.1 | -1.8 | -5.5 | 4.4 | -1.1 | -5 | -12.4 | 21.1 | 18.9 | 10.6 | 8.9 | 1.7 | -6.7 | -22 | -26 | -16.7 | -21.7 | 0 | -2.8 | 0.6 | -2.8 | 0.9 | -2.5 | 0.6 | -1.7 | -7.2 | -11.1 | -2.8 | -5.6 | 0 | -9.4 | 6.7 | -5 | -1.1 | -10 | 8.9 | 5 | 10.6 | 0.3 | 4.1 | -1.5 | 2.2 | -3.3 | 9.4 | 3.8 | 1.7 | 1.7 | -13.3 | -15.6 | 7.2 | -1.7 | 10.6 | -3.9 | -5.6 | -15 | 15 | -2.2 | -5.6 | -6.7 | -6.7 | -11.1 | -1.7 | -6.1 | 0.8 | -5 | -0.6 | -2.2 | 11.1 | 6.7 | -9.4 | -15 | 0 | -2 | 8.2 | 5.3 | 12.2 | 9.4 | 2.2 | -5.6 | -6.1 | -10 | -13 | -20 | 10.6 | -0.6 | 4.4 | 3.9 | -18.9 | -26.7 | -1.1 | -3.9 | -3.9 | -8.3 | -1.1 | -15.6 | 15 | 12.8 | 15 | -1.7 | 23.3 | 8.3 | 24.4 | 19.4 | 13.9 | 5 | -0.6 | -2.8 | -3 | -8.2 | 1.7 | 1.7 | 7.8 | 2.8 | -0.6 | -5 | -3.9 | -10.6 | 1.5 | 0.2 | -4.4 | -7.3 | 6.7 | -5
-21 | -23 | 3.9 | -2.2 | 13.9 | -1.7 | 4.4 | 3.9 | 10.2 | -11.7 | 10.6 | -10 | 4 | -1 | 13.9 | -0.6 | 16.1 | -8.3 | 10.6 | 7.8 | 11.7 | -7.8 | 20 | 2.8 | 10.3 | -3 | 4.4 | -3.9 | 7 | -4 | 17.8 | 0.6 | 26.7 | 18.9 | 3.3 | -13.3 | 20 | 15.6 | 11.1 | -3.3 | 25.6 | 9.4 | -5 | -7.6 | 3.3 | -2.8 | -1.1 | -5.6 | -1.1 | -6.1 | 5.6 | 0 | -3.3 | -13.9 | 21.3 | 18.9 | 11.7 | 9.4 | 2.8 | -8.3 | -22 | -25 | -15 | -21.1 | 0 | -2.8 | 0.6 | -2.8 | 2.2 | -2.8 | 0.6 | -2.2 | -5.6 | -11.1 | -2.8 | -7.2 | 1.5 | -7.6 | 7.6 | -3.4 | -0.2 | -8.8 | 9.3 | 5.5 | 11.1 | 0.5 | 4.8 | -0.9 | 3.3 | -3.3 | 10 | 3.9 | 1.7 | 1.7 | -11.7 | -14.4 | 8.5 | -0.5 | 12.8 | -4.4 | -7.2 | -17.8 | 15.6 | -2.2 | -3.3 | -5.6 | -6.1 | -9.4 | -1.7 | -5.6 | 1.7 | -6.1 | 0 | -2.2 | 11.7 | 5.6 | -8.3 | -14.4 | 0 | -2 | 10.6 | 6.7 | 12.2 | 9.4 | 2.8 | -5 | -5 | -9.4 | -12 | -20 | 12.2 | -1.1 | 5.6 | 5 | -18.3 | -26.7 | -0.6 | -4.4 | -3.9 | -8.9 | 0 | -16.7 | 16.1 | 13.4 | 18.3 | -3.3 | 24.6 | 6.9 | 25 | 19.4 | 16.1 | 5 | 1.7 | -2.8 | -2.8 | -7.8 | 1.7 | 1.7 | 9.4 | 3.9 | 0 | -5 | -3.3 | -9.6 | 1.7 | 0 | -4.4 | -7.3 | 6.7 | -5
-21 | -23 | 3.9 | -2.8 | 13.9 | -1.7 | 4.4 | 3.9 | 11.1 | -12.8 | 12.2 | -10.6 | 4 | -1 | 14.4 | -6.1 | 15 | -6.1 | 10.2 | 7.5 | 12.8 | -6.7 | 18.9 | 4.7 | 13.3 | -6.7 | 6.1 | -3.9 | 8 | -5 | 18.3 | -2.2 | 26.1 | 18.3 | 4.4 | -11.6 | 20.6 | 15.6 | 11.1 | -3.9 | 25 | 11.1 | -5.5 | -8.7 | 3.3 | -2.8 | 0 | -5.6 | -0.7 | -5.3 | 7.8 | 0.6 | -2.6 | -12.5 | 21.5 | 18.9 | 11.7 | 9.4 | 2.2 | -11.1 | -22 | -25 | -15 | -21.1 | -0.6 | -3.9 | 0 | -2.8 | 2.2 | -1.7 | 0 | -2.8 | -5 | -11.7 | -3.3 | -7.8 | 2.9 | -7 | 8.5 | -3 | 0.8 | -8.7 | 9.6 | 5.8 | 11.7 | 0.6 | 5.6 | -0.6 | 4.4 | -3.3 | 10.2 | 3 | 1.7 | 1.7 | -10 | -13.9 | 9.8 | 0.4 | 13.3 | -5.6 | -5 | -16.1 | 15 | -2.8 | -1.1 | -7.2 | -5.6 | -10 | -2.2 | -5.6 | 1.5 | -5 | 0 | -2.2 | 11.1 | 5.6 | -6.7 | -13.3 | 1 | -1 | 11.3 | 7.1 | 12.2 | 9.1 | 3.9 | -5 | -5.6 | -9.4 | -12 | -19 | 13.3 | -1.1 | 6.7 | 5.6 | -17.8 | -26.7 | 0 | -3.3 | -3.3 | -9.4 | 1.1 | -17.2 | 17.2 | 14.3 | 20 | -3.9 | 25.9 | 5.5 | 25.6 | 18.9 | 17.8 | 4.4 | 1.7 | -2.2 | -2.4 | -6.8 | 1.7 | 1.7 | 7.2 | 3.3 | 1.1 | -5.6 | -2.8 | -9.7 | 1.5 | 0 | -4.4 | -7.8 | 6.7 | -5.6
-21 | -23 | 3.9 | -2.2 | 14.4 | -2.2 | 4.4 | 4.4 | 10.7 | -10.1 | 12.8 | -10.6 | 4 | -1 | 15 | -4.4 | 14.4 | -3.3 | 9.8 | 7.1 | 13.3 | -6.7 | 17.8 | 5.7 | 11.8 | -5.8 | 6.7 | -3.9 | 9 | -4 | 18.3 | -1.7 | 26.1 | 19.4 | 5.6 | -11.5 | 20.6 | 15.6 | 11.1 | -1.7 | 24.4 | 11.1 | -6.1 | -10.6 | 3.3 | -3.3 | 1.1 | -5.6 | -0.4 | -5.2 | 8.9 | 0.6 | -1.8 | -12.1 | 21.7 | 18.9 | 12.2 | 9.4 | 2.8 | -11.1 | -22 | -26 | -14.4 | -20 | -0.6 | -2.2 | 0.6 | -2.8 | 2.2 | -1.1 | 0 | -2.8 | -5 | -11.7 | -3.3 | -7.8 | 4.4 | -7.2 | 9.4 | -2.8 | 1.7 | -10 | 10 | 6.1 | 11.5 | 0.3 | 5.2 | -0.5 | 5 | -3.3 | 10.4 | 1.7 | 1.7 | 1.7 | -8.9 | -13.3 | 11.1 | 1.7 | 14.4 | -10.6 | -6.1 | -15.6 | 15 | -2.2 | 0.6 | -6.7 | -5 | -8.9 | -1.7 | -5 | 1.3 | -4.6 | 0 | -2.2 | 8.9 | 2.2 | -6.1 | -12.8 | 1 | -3 | 12.1 | 7.6 | 12.2 | 8.7 | 3.9 | -4.4 | -5 | -8.9 | -12 | -19 | 14.4 | -1.1 | 8.3 | 7.8 | -17.2 | -25 | 0 | -2.8 | -3.3 | -9.4 | 1.1 | -17.8 | 18.3 | 15 | 20.6 | -3.9 | 27.2 | 3.3 | 25.6 | 18.9 | 18.3 | 2.2 | 2.2 | -3.3 | -2.1 | -6.5 | 1.7 | 1.1 | 7.2 | 3.3 | 0 | -6.7 | -2.2 | -10.6 | 1.3 | 0 | -4.6 | -7.3 | 6.7 | -5.6
-21 | -23 | 3.9 | -2.8 | 13.3 | -3.3 | 4.4 | 4.4 | 10.4 | -9.3 | 13.3 | -8.9 | 4 | -1 | 14.4 | -4.4 | 13.9 | 3.3 | 9.4 | 6.7 | 12.2 | -2.2 | 16.7 | 6.7 | 10.4 | -5.3 | 7.2 | -3.9 | 8 | -5 | 18.3 | 0 | 25.6 | 20 | 6.7 | -13.3 | 20.6 | 15.6 | 11.7 | -1.1 | 24.4 | 10.6 | -6.8 | -10.7 | 3.3 | -2.8 | 1.7 | -5.6 | 0 | -5.6 | 7.8 | 0.6 | -1.1 | -13.3 | 21.1 | 18.7 | 11.7 | 9.4 | 2.2 | -12.8 | -21 | -24 | -15 | -20.6 | -0.6 | -1.1 | 1.1 | -2.2 | 2.2 | -0.6 | 0 | -2.2 | -5.6 | -11.7 | -3.3 | -7.8 | 4.2 | -6.2 | 8.9 | -2.1 | 1.3 | -8.5 | 9.8 | 6.5 | 11.3 | 0.1 | 4.8 | -0.7 | 4.4 | -3.3 | 10.6 | 0.6 | 1.7 | 1.7 | -9.4 | -13.9 | 9.4 | 0.8 | 13.3 | -13.3 | -7.2 | -13.9 | 15 | -2.8 | 0.6 | -6.1 | -5.6 | -8.3 | -1.7 | -4.4 | 1.1 | -5 | -0.6 | -1.7 | 7.8 | 1.1 | -5.6 | -12.2 | 1 | -2 | 12.8 | 7.8 | 12.2 | 8.3 | 2.8 | -4.4 | -5.6 | -10 | -12 | -20 | 14.4 | -1.7 | 8.9 | 8.3 | -17.2 | -24.4 | 0.6 | -1.1 | -3.9 | -10 | 2.2 | -17.8 | 18.5 | 15.4 | 20.6 | -2.8 | 25.2 | 2.6 | 25 | 18.9 | 18.9 | 2.2 | 2.2 | -2.2 | -1.7 | -6.7 | 1.1 | 1.1 | 7.8 | 3.9 | 0 | -5 | -4.1 | -10 | 1.1 | 0 | -4.8 | -7.4 | 6.1 | -7.8
-21 | -23 | 4.4 | -3.3 | 11.7 | -3.9 | 5 | 4.4 | 10 | -10 | 12.2 | -9.4 | 3 | -2 | 13.3 | -4.4 | 13.3 | -3.9 | 9.2 | 6.5 | 11.1 | 1.7 | 15.4 | 7.7 | 8.9 | -6.1 | 6.1 | -3.3 | 8 | -3 | 17.2 | -0.6 | 25 | 19.4 | 4.3 | -10.5 | 20 | 15.6 | 10.6 | -1.7 | 22.8 | 12.2 | -7.6 | -11.5 | 3.3 | -1.7 | -0.6 | -5 | -1.5 | -5.7 | 7.8 | 0.6 | -2.4 | -11.4 | 20.6 | 18.6 | 11.7 | 9.4 | 1.1 | -12.2 | -21 | -24 | -16.1 | -20 | 0 | -0.6 | 1.1 | -2.8 | 1.8 | -0.5 | -0.6 | -2.2 | -7.2 | -11.7 | -3.3 | -8.3 | 4.1 | -6.3 | 8.3 | -1.8 | 1 | -8.3 | 9.6 | 6.9 | 11.1 | -0.6 | 4.4 | -1.1 | 3.9 | -3.3 | 10 | 1.9 | 1.7 | 1.7 | -11.1 | -13.9 | 7.8 | 0.3 | 11.7 | -11.7 | -10.6 | -18.9 | 13.9 | -2.8 | -1.7 | -6.1 | -6.1 | -8.9 | -1.1 | -5 | 0.5 | -4.7 | -0.6 | -2.2 | 6.7 | 1.1 | -6.1 | -11.7 | 0 | -2 | 10.9 | 7.2 | 12 | 8.5 | 1.7 | -4.4 | -6.1 | -10 | -12 | -20 | 13.9 | -1.1 | 9.4 | 8.9 | -16.7 | -23.9 | 1.1 | -1.7 | -5 | -9.4 | 1.1 | -17.8 | 18.7 | 15.6 | 18.9 | -2.8 | 23.1 | 2 | 25 | 18.9 | 17.8 | 2.2 | 0.6 | -2.2 | -2.8 | -6.3 | 1.1 | 1.1 | 6.7 | 2.8 | -0.6 | -4.4 | -5.9 | -10.5 | 1.1 | 0 | -5 | -7.8 | 4.4 | -6.7
-22 | -23 | 3.9 | -3.3 | 7.2 | -1.1 | 4.4 | 3.9 | 8.3 | -9.4 | 10 | -6.1 | 2 | -2 | 11.1 | -3.9 | 11.7 | 5 | 9.1 | 6.4 | 10 | 1.7 | 14.1 | 8.5 | 8.5 | -4.7 | 2.2 | -3.9 | 8 | -3 | 15 | 0.6 | 23.9 | 19.4 | 1.8 | -9.8 | 19.4 | 15.6 | 8.3 | -3.3 | 21.7 | 13.3 | -8.3 | -12.8 | 2.8 | -1.7 | -2.2 | -5.6 | -2.9 | -6.6 | 6.7 | 0 | -3.7 | -11 | 20 | 18.3 | 11.1 | 8.9 | 0 | -12.8 | -20 | -23 | -16.7 | -20.6 | 0.6 | -0.6 | 0.6 | -2.8 | 1.5 | -0.4 | -1.1 | -2.8 | -8.9 | -12.2 | -3.9 | -7.8 | 3.9 | -7.2 | 7.8 | -2.2 | 0.6 | -9.4 | 9.4 | 7.2 | 10.9 | -0.2 | 3.5 | -0.9 | 1.7 | -3.3 | 9.5 | 3 | 1.7 | 1.7 | -15.6 | -17.2 | 6.1 | -0.6 | 8.9 | -11.1 | -13.9 | -18.3 | 12.2 | -3.3 | -4.4 | -6.7 | -7.2 | -10 | -1.7 | -5.6 | 0 | -5.1 | -0.6 | -1.7 | 6.1 | 0.6 | -6.1 | -12.2 | 0 | -2 | 9.1 | 6.4 | 11.9 | 8.8 | 1.1 | -5 | -6.1 | -10.6 | -12 | -19 | 11.7 | -1.1 | 10.6 | 10 | -17.2 | -23.3 | 1.1 | -1.7 | -6.1 | -11.1 | -1.1 | -17.2 | 18.9 | 16.1 | 16.7 | -2.8 | 21.1 | 1.1 | 23.9 | 18.9 | 13.3 | 3.3 | -1.7 | -3.9 | -3.9 | -6.5 | 1.1 | 0.6 | 5.6 | 3.3 | -1.7 | -4.4 | -7.8 | -11.7 | 1.1 | 0 | -5.4 | -7.8 | 3.3 | -9.4
-21 | -23 | 3.3 | -2.2 | 3.3 | -1.1 | 4.4 | 4.4 | 6.7 | -9.8 | 8.9 | -4.4 | 2 | -2 | 9.4 | -3.3 | 12.8 | 5.6 | 8.9 | 6.1 | 9.4 | 1.7 | 12.8 | 8.9 | 8.2 | -4.4 | 0.6 | -5 | 7 | -4 | 11.7 | 2.2 | 23.9 | 19.4 | -0.6 | -11.1 | 18.3 | 15.6 | 7.8 | -3.3 | 21.1 | 12.2 | -8.9 | -12.6 | 1.1 | -1.1 | -2.2 | -5 | -4.4 | -7.8 | 6.1 | -0.6 | -5 | -11.7 | 19.8 | 18.5 | 9.4 | 7.2 | -0.6 | -13.9 | -20 | -23 | -17.2 | -20 | 1.1 | 1.1 | 0 | -2.8 | 1.1 | -0.6 | -1.7 | -5 | -11.1 | -13.3 | -4.4 | -8.3 | 3.2 | -6.5 | 7.4 | -2.1 | 0.2 | -7.5 | 10 | 7.8 | 10.8 | 0 | 2.6 | -1.2 | 0 | -3.9 | 8.9 | 3.9 | 2.8 | 2.8 | -15 | -16.7 | 4.4 | -0.9 | 7.2 | -9.4 | -16.7 | -21.1 | 11.1 | -3.3 | -5 | -6.7 | -6.7 | -10 | -2.2 | -5.6 | -0.6 | -6.1 | 0 | -1.7 | 5.6 | 1.1 | -6.7 | -8.9 | 0 | -2 | 7.2 | 5.6 | 11.7 | 8.9 | 0.6 | -5 | -7.2 | -10.6 | -12 | -19 | 10 | -1.1 | 18.3 | 15.6 | -15.6 | -22.2 | 0.6 | -1.1 | -7.2 | -12.2 | -5.6 | -16.1 | 17.8 | 15.5 | 13.9 | -2.8 | 18.5 | 6.7 | 22.8 | 18.9 | 12.8 | 2.8 | -2.2 | -3.9 | -5 | -7.2 | 1.1 | 0.6 | 5 | 2.8 | -3.3 | -5.6 | -8.2 | -10.9 | 1.1 | 0 | -5.7 | -8.1 | 3.9 | -8.3
-22 | -24 | 2.8 | -2.2 | 3.3 | -1.1 | 5 | 5 | 5 | -12.2 | 8.3 | -5 | 2 | -1 | 7.2 | -3.3 | 12.2 | 4.4 | 8.9 | 6.5 | 8.3 | 0 | 12.6 | 8.9 | 7.8 | -4.4 | 0 | -5 | 6 | -4 | 10 | 3.9 | 23.3 | 18.9 | -2.6 | -9.5 | 17.2 | 15.6 | 5 | -3.3 | 21.1 | 11.1 | -9.4 | -12.9 | 0.6 | -1.7 | -2.2 | -4.4 | -5.5 | -7.8 | 5.6 | -0.6 | -4.4 | -10.8 | 19.6 | 18.8 | 9.4 | 7.8 | -1.7 | -15 | -20 | -23 | -18.3 | -20.6 | 1.7 | 1.7 | -0.6 | -2.8 | 0.7 | -0.8 | -2.2 | -5.6 | -12.8 | -14.4 | -4.4 | -8.9 | 2.4 | -6.9 | 7.1 | -2.1 | -0.2 | -7.3 | 10.5 | 8.3 | 10.6 | 0 | 1.7 | -1.7 | -0.6 | -3.9 | 9.1 | 2.9 | 4.4 | 4.4 | -16.1 | -18.3 | 2.8 | -1.4 | 4.4 | -9.4 | -16.1 | -20.6 | 10.6 | -3.3 | -6.7 | -7.8 | -6.7 | -10 | -2.2 | -5.6 | -0.6 | -5.7 | 0 | -1.1 | 5 | 1.1 | -7.2 | -8.3 | 0 | -2 | 6.7 | 5.4 | 11.5 | 8.7 | 0.6 | -5 | -8.9 | -11.1 | -11 | -17 | 8.3 | 0 | 18.9 | 18.3 | -13.9 | -20 | 0.6 | -1.1 | -8.3 | -13.3 | -5.6 | -15.6 | 16.7 | 15.1 | 13.3 | -2.2 | 15.9 | 9.1 | 22.2 | 19.4 | 7.8 | 3.9 | -3.3 | -4.4 | -4.8 | -6.4 | 1.1 | 0.6 | 4.4 | 2.8 | -3.3 | -5.6 | -8.5 | -10.6 | 1.1 | -0.2 | -6.1 | -8.9 | 3.3 | -8.9
-22 | -24 | 3.3 | -2.2 | 2.2 | -1.7 | 5.6 | 5.6 | 3.1 | -10.3 | 7.8 | -4.4 | 1 | -1 | 5.6 | -3.3 | 11.1 | 3.3 | 8.9 | 6.9 | 6.1 | -1.1 | 12.4 | 8.9 | 7.4 | -3.9 | -1.7 | -6.1 | 5 | -5 | 9.4 | 5 | 23.3 | 18.9 | -4.7 | -9.8 | 16.7 | 15 | 3.3 | -2.8 | 21.1 | 11.7 | -10 | -13.9 | 0 | -1.7 | -1.1 | -3.3 | -6.7 | -8.4 | 5.6 | -0.6 | -3.9 | -11 | 19.4 | 18.9 | 9.4 | 7.8 | -2.2 | -14.4 | -19 | -22 | -18.3 | -20.6 | 1.7 | 1.7 | -1.1 | -3.3 | 0.4 | -1.1 | -3.3 | -4.4 | -13.9 | -15 | -4.4 | -8.9 | 1.7 | -8.3 | 6.7 | -2.8 | -0.6 | -7.8 | 11.1 | 8.9 | 10.4 | 0.1 | 1.5 | -1.5 | -0.6 | -3.9 | 9.2 | 1.8 | 8.9 | 8.9 | -17.8 | -20 | 1.1 | -2.2 | 3.3 | -10 | -17.2 | -22.2 | 9.4 | -3.9 | -6.1 | -7.8 | -7.2 | -10 | -2.2 | -6.1 | -0.6 | -5.7 | 0 | -1.1 | 3.3 | 1.1 | -6.7 | -7.8 | 0 | -2 | 6.1 | 5.2 | 11.3 | 8.6 | 0.6 | -5 | -8.9 | -10 | -11 | -17 | 4.4 | 0.6 | 18.9 | 16.1 | -13.3 | -18.9 | 0 | -1.1 | -9.4 | -14.4 | -6.7 | -16.1 | 15.6 | 14.4 | 11.1 | -1.7 | 13.3 | 10.6 | 21.7 | 20 | 6.1 | 3.3 | -4.4 | -5.6 | -4.6 | -5.8 | 0.6 | 0 | 4.4 | 2.8 | -2.8 | -5.6 | -8.9 | -10.6 | 1.1 | -0.3 | -6.1 | -8.8 | 3.3 | -8.9
-22 | -23 | 3.3 | -2.2 | 1.1 | -2.2 | 6.1 | 5.6 | 1.3 | -10.2 | 6.7 | -3.9 | 1 | -2 | 4.4 | -2.8 | 10.6 | 2.2 | 8.9 | 7.2 | 5 | 1.1 | 12.2 | 8.9 | 7.1 | -3.8 | -1.7 | -6.1 | 4 | -4 | 8.9 | 5.6 | 23.3 | 19.4 | -6.7 | -10.6 | 15.6 | 14.4 | 2.2 | -3.3 | 21.1 | 12.8 | -10.6 | -13.8 | 0 | -1.7 | -1.1 | -3.3 | -7.8 | -8.9 | 5 | -1.1 | -3.3 | -12.2 | 19.4 | 18.9 | 9.4 | 8.3 | -2.8 | -15.6 | -18 | -22 | -18.3 | -20.6 | 0.6 | 0.6 | -1.7 | -3.3 | 0 | -1.7 | -3.3 | -6.1 | -12.8 | -13.9 | -4.4 | -10 | 1.7 | -7 | 6.7 | -2.4 | -0.2 | -6.8 | 10.5 | 8.6 | 10.2 | 0.5 | 1.3 | -1.7 | -1.1 | -3.9 | 9.4 | 0.6 | 15.6 | 15 | -15 | -17.2 | 0.5 | -2.2 | 2.8 | -8.3 | -18.3 | -21.7 | 9.4 | -3.9 | -6.1 | -7.2 | -7.8 | -10.6 | -2.2 | -6.1 | -0.6 | -6.7 | 0 | -2.2 | 2.2 | 0 | -5.6 | -6.7 | 0 | -2 | 5.6 | 5 | 11.1 | 8.3 | 0.6 | -5 | -10 | -11.1 | -11 | -17 | 3.9 | 0 | 18.9 | 15.6 | -13.3 | -18.3 | 0 | -2.2 | -10.6 | -16.1 | -8.3 | -15 | 14.8 | 14 | 8.3 | -2.2 | 12.6 | 10.4 | 20 | 18.9 | 5.6 | 3.9 | -4.4 | -6.1 | -4.4 | -5.6 | 0.6 | 0 | 3.9 | 2.2 | -2.8 | -5 | -9.3 | -10.6 | 1.1 | -0.6 | -6.1 | -9.2 | 3.3 | -8.3
-22 | -23 | 2.8 | -1.1 | 0 | -2.8 | 5.6 | 5.6 | -0.6 | -11.7 | 6.1 | -2.8 | 0 | -2 | 3.3 | -2.8 | 9.4 | 1.1 | 8.9 | 7.2 | 5 | -1.1 | 11.7 | 8.7 | 6.7 | -4.4 | 0.6 | -5.6 | 4 | -3 | 8.3 | 5.6 | 23.3 | 18.9 | -7.6 | -10.6 | 14.4 | 13.9 | 2.2 | -3.3 | 21.1 | 11.7 | -11.1 | -14.1 | 0.6 | -1.7 | -1.1 | -3.3 | -9.3 | -10 | 3.9 | -1.1 | -3.5 | -10.8 | 19.4 | 18.9 | 8.9 | 7.8 | -2.8 | -17.2 | -18 | -21 | -21.1 | -21.2 | 0.6 | 0.6 | -1.7 | -2.8 | -0.7 | -2 | -3.9 | -6.7 | -17.2 | -18.3 | -5 | -10 | 1.7 | -7 | 6.7 | -2.4 | 0.2 | -6.7 | 10 | 8.6 | 10 | 0.6 | 1.1 | -2.2 | -1.1 | -3.9 | 9 | 0.7 | 17.2 | 16.1 | -16.7 | -18.3 | 0 | -2.7 | 1.7 | -6.1 | -18.3 | -22.8 | 9.4 | -3.9 | -5.6 | -6.1 | -7.8 | -11.1 | -2.8 | -6.1 | -1.1 | -6.2 | -0.6 | -2.2 | 1.7 | -0.6 | -3.9 | -6.7 | 0 | -2 | 5.6 | 5 | 10.9 | 8.2 | 1.1 | -4.4 | -9.4 | -11.1 | -11 | -16 | 3.9 | 0.6 | 18.3 | 17.8 | -12.8 | -17.8 | 0.6 | -2.8 | -11.1 | -15 | -7.8 | -14.4 | 14.1 | 13.8 | 7.8 | -1.7 | 11.8 | 10.2 | 19.4 | 18.9 | 5.6 | 3.3 | -6.1 | -6.7 | -4.2 | -5.2 | 0.6 | -0.6 | 3.3 | 2.2 | -3.3 | -6.1 | -9.6 | -10.7 | 0.9 | -0.8 | -6.1 | -10 | 3.9 | -9.4
-22 | -24 | 2.2 | -0.6 | 0 | -2.2 | 5.6 | 5.6 | -0.2 | -10.3 | 5.6 | -2.2 | 0 | -2 | 2.2 | -2.8 | 9.4 | -1.1 | 8.9 | 7.2 | 5 | -2.2 | 10.8 | 8.3 | 4.1 | -3 | 0.6 | -6.1 | 3 | -6 | 7.2 | 5 | 23.3 | 18.3 | -8.5 | -10.9 | 13.9 | 13.3 | 1.7 | -3.3 | 21.7 | 11.1 | -11.7 | -15 | 1.1 | -2.2 | -1.1 | -3.3 | -10.7 | -11 | 3.3 | -0.6 | -3.7 | -10.4 | 19.4 | 18.9 | 7.2 | 6.1 | -2.8 | -16.7 | -20 | -22 | -21.1 | -21.6 | 0.6 | 0.6 | -2.2 | -3.3 | -1.5 | -2.6 | -4.4 | -6.7 | -17.2 | -17.8 | -5 | -9.4 | 1.7 | -7.8 | 6.7 | -2.8 | 0.6 | -7.8 | 9.4 | 8.3 | 9.6 | 0.7 | 1.1 | -1.7 | -1.1 | -3.9 | 8.7 | 1.1 | 18.3 | 16.7 | -16.7 | -17.8 | -0.6 | -3.3 | 2.8 | -3.3 | -18.9 | -22.2 | 7.8 | -3.9 | -5.6 | -6.7 | -8.9 | -11.7 | -2.8 | -6.1 | -1.7 | -6.8 | -0.6 | -2.2 | 1.7 | -1.1 | -3.3 | -5 | 0 | -2 | 5.6 | 5 | 10.8 | 8.1 | 1.1 | -3.9 | -11.7 | -12.8 | -11 | -16 | 4.4 | 0 | 18.3 | 17.8 | -13.3 | -17.8 | -2.8 | -3.3 | -12.2 | -17.2 | -10.6 | -15.6 | 13.3 | 13.3 | 5 | -2.8 | 11.1 | 10 | 19.4 | 18.3 | 3.9 | 2.2 | -6.7 | -7.2 | -4.1 | -5.1 | 0.6 | -1.1 | 2.8 | 1.7 | -2.8 | -6.1 | -10 | -11.1 | 0.8 | -1.1 | -5.9 | -9.8 | 4.4 | -9.4
-22 | -24 | 1.7 | -1.1 | -0.6 | -2.8 | 6.1 | 5.6 | 0.2 | -10.2 | 5 | -2.2 | 0 | -2 | 1.1 | -2.8 | 7.2 | -1.1 | 8.9 | 7.2 | 4.4 | -2.2 | 9.9 | 7.9 | 1.5 | -2.6 | 0.6 | -6.7 | 3 | -6 | 6.7 | 5 | 22.8 | 18.3 | -9.4 | -11.7 | 13.9 | 13.3 | 1.1 | -3.3 | 21.7 | 12.2 | -12.1 | -14.8 | 0 | -1.7 | -1.1 | -2.8 | -12.2 | -12.2 | 7.2 | 0.6 | -3.9 | -11.1 | 19.4 | 18.9 | 8.3 | 7.2 | -3.3 | -16.7 | -19 | -22 | -22.2 | -22.2 | 0.6 | 0.6 | -2.2 | -3.3 | -2.2 | -3.3 | -5 | -7.2 | -18.3 | -20 | -5.6 | -11.1 | 1.3 | -6.9 | 5.8 | -2 | 1 | -6.7 | 9.6 | 8.7 | 9.3 | 1.2 | 1.1 | -1.6 | -1.1 | -4.4 | 8.3 | 1.1 | 18.3 | 17.2 | -17.8 | -20.6 | -0.8 | -3.3 | 2.8 | -3.3 | -18.9 | -21.7 | 7.2 | -5 | -5.6 | -6.7 | -9.4 | -12.2 | -2.8 | -6.7 | -2.2 | -7.8 | -1.1 | -2.2 | 1.1 | -2.2 | -3.3 | -5 | -1 | -3 | 5.6 | 5 | 10.6 | 7.8 | 1.1 | -3.3 | -10 | -11.1 | -10 | -14 | 5.6 | -0.6 | 18.9 | 16.7 | -12.8 | -17.8 | -2.2 | -3.3 | -12.8 | -16.7 | -9.4 | -15 | 13.7 | 13.7 | 5 | -2.2 | 10.7 | 9.8 | 18.3 | 18.3 | 3.9 | 2.2 | -7.2 | -7.2 | -3.9 | -5 | 0.6 | -0.6 | 2.8 | 1.7 | -2.2 | -6.1 | -10.4 | -11.2 | 0.6 | -1.7 | -5.8 | -10.2 | 3.9 | -9.4
-21 | -23 | 1.7 | -2.2 | -1.1 | -2.8 | 6.1 | 5.6 | 0.6 | -11.7 | 3.9 | -2.2 | 1 | -1 | 0 | -3.3 | 8.3 | -1.7 | 9.1 | 7.1 | 2.2 | -2.2 | 9.3 | 7.7 | -1.1 | -3.3 | 0.6 | -6.7 | 2 | -6 | 7.2 | 5.6 | 22.8 | 18.9 | -9.8 | -11.6 | 13.9 | 12.8 | 0 | -3.3 | 20 | 15.6 | -12.4 | -15 | -1.1 | -2.2 | -1.1 | -2.8 | -13.1 | -13.1 | 7.2 | 0.6 | -3.3 | -10 | 19.4 | 18.9 | 10 | 8.9 | -3.9 | -16.1 | -19 | -22 | -22.8 | -22.9 | 0.6 | 0.6 | -2.2 | -3.3 | -1.5 | -3.4 | -5 | -8.3 | -19.4 | -21.7 | -6.1 | -10.6 | 1 | -6.7 | 4.8 | -2 | 1.3 | -6.9 | 9.8 | 9.1 | 8.9 | 1.1 | 1.1 | -1.7 | -1.1 | -6.7 | 7 | 1.7 | 16.1 | 15.6 | -18.3 | -20.6 | -0.9 | -3.4 | 1.1 | -3.3 | -19.4 | -22.8 | 7.8 | -4.4 | -5.6 | -6.7 | -10 | -11.7 | -2.8 | -6.7 | -2 | -7.4 | -1.1 | -2.2 | 1.1 | -2.2 | -2.8 | -3.3 | -7 | -8 | 5 | 4.4 | 10.4 | 7.5 | 1.1 | -3.3 | -8.9 | -10.6 | -10 | -13 | 3.3 | -0.6 | 18.3 | 16.7 | -12.8 | -17.2 | -3.9 | -3.9 | -13.9 | -17.2 | -10.6 | -15 | 14 | 14 | 7.8 | -1.1 | 10.4 | 9.7 | 18.9 | 18.9 | 3.3 | 1.7 | -6.7 | -7.2 | -3.5 | -5 | 0.6 | -0.6 | 2.2 | 1.7 | -2.8 | -6.1 | -10.7 | -11.3 | 0 | -2 | -5.6 | -11.1 | 3.9 | -9.4
-21 | -23 | 2.2 | -2.8 | -1.7 | -3.3 | 5.6 | 5.6 | 1 | -9.9 | 3.3 | -3.3 | 1 | -1 | 1.1 | -3.3 | 7.2 | -1.7 | 9.2 | 6.8 | 1.7 | -2.2 | 8.7 | 7.3 | -0.7 | -2.4 | 0 | -7.2 | 1 | -5 | 6.7 | 5 | 22.8 | 17.8 | -10.2 | -11.8 | 14.4 | 13.3 | 0.6 | -3.3 | 19.4 | 14.4 | -12.8 | -15.6 | -2.8 | -4.4 | -0.6 | -2.2 | -14.1 | -14.1 | 6.7 | 0.6 | -2.8 | -10.1 | 19.4 | 18.9 | 10 | 8.9 | -3.9 | -15 | -20 | -22 | -23.3 | -23.5 | 0.6 | 0.6 | -2.2 | -3.9 | -0.7 | -3.5 | -5 | -7.2 | -21.1 | -22.8 | -7.8 | -11.1 | 0.6 | -7.8 | 3.9 | -2.2 | 1.7 | -7.8 | 10 | 9.4 | 8.9 | 1.3 | 1.7 | -1.2 | -1.1 | -6.7 | 5.7 | 2.2 | 16.1 | 15.6 | -17.8 | -18.9 | -1.1 | -3.9 | 1.1 | -2.8 | -19.4 | -22.8 | 8.3 | -4.4 | -6.1 | -6.7 | -11.7 | -13.3 | -3.9 | -7.2 | -1.9 | -7.7 | -1.1 | -2.8 | 0.6 | -2.8 | -1.7 | -2.2 | -8 | -10 | 4.5 | 3.9 | 10.2 | 7.1 | 1.7 | -2.8 | -8.9 | -10.6 | -10 | -12 | 3.3 | -1.1 | 18.3 | 16.7 | -12.2 | -17.2 | -4.4 | -4.4 | -15 | -18.3 | -10 | -15 | 14.4 | 14.4 | 6.7 | -2.2 | 10 | 9.4 | 19.4 | 18.9 | 2.8 | 1.7 | -6.1 | -7.2 | -3.2 | -5.1 | 0.6 | -0.6 | 2.2 | 1.1 | -3.3 | -6.7 | -11.1 | -11.7 | -0.5 | -2.4 | -5.6 | -10.9 | 2.8 | -10
-21 | -22 | 1.1 | -2.8 | -1.1 | -2.8 | 5.6 | 5.6 | 1.3 | -9.6 | 2.8 | -3.3 | 1 | -1 | 0 | -3.3 | 5.6 | -1.7 | 9.4 | 6.7 | 1.7 | -1.1 | 8.3 | 6.8 | -0.4 | -1.7 | -0.6 | -7.2 | 1 | -5 | 6.7 | 5 | 22.8 | 18.3 | -10.6 | -12.2 | 13.3 | 12.2 | -0.6 | -3.9 | 20.6 | 13.9 | -12.8 | -15.2 | -3.9 | -4.4 | -0.6 | -2.2 | -15 | -15 | 2.8 | 0 | -2.2 | -11.1 | 17.4 | 16.4 | 10 | 8.9 | -4.4 | -13.9 | -20 | -22 | -23.3 | -23.8 | 0.6 | 0.6 | -1.7 | -3.3 | 0 | -4.4 | -5 | -7.8 | -21.7 | -23.9 | -9.4 | -12.2 | 0.4 | -6.5 | 3.9 | -1.6 | 1.7 | -6.5 | 10.4 | 10 | 8.9 | 1.3 | 2.2 | -1.1 | -1.1 | -6.1 | 4.4 | 2.2 | 16.1 | 15.6 | -16.7 | -18.3 | -1.7 | -4.2 | -0.6 | -3.9 | -18.9 | -21.7 | 8.3 | -3.9 | -6.1 | -7.2 | -13.3 | -15 | -3.3 | -6.7 | -1.7 | -8.9 | -1.1 | -2.2 | 0.6 | -2.8 | -0.6 | -1.1 | -5 | -6 | 3.9 | 3.3 | 10 | 6.7 | 1.7 | -2.2 | -8.3 | -10 | -9 | -12 | 2.8 | -1.1 | 18.3 | 15.6 | -12.2 | -16.7 | -5 | -5.6 | -15.6 | -19.4 | -11.1 | -15 | 14.6 | 14.6 | 7.2 | -2.2 | 9.4 | 8.8 | 20 | 18.9 | 3.9 | 1.7 | -6.7 | -7.2 | -2.8 | -5.6 | 0.6 | 0 | 2.2 | 1.7 | -5 | -7.8 | -11.7 | -12.2 | -1.1 | -3.3 | -5.6 | -11.1 | 0.6 | -9.4
-21 | -22 | 2.8 | -1.7 | -1.7 | -3.9 | 5.6 | 5.6 | 1.7 | -10.6 | 2.8 | -3.3 | 1 | -1 | -0.6 | -3.9 | 5.6 | -2.2 | 9.6 | 7.1 | 2.2 | -1.1 | 8.1 | 6.8 | 0 | -1.1 | 0.6 | -8.3 | 1 | -7 | 6.1 | 5 | 22.8 | 17.8 | -10.6 | -12.5 | 13.3 | 12.8 | -1.7 | -3.9 | 21.1 | 12.8 | -12.8 | -15.2 | -2.8 | -4.4 | -0.6 | -1.7 | -15 | -15.2 | 2.2 | 0 | -1.5 | -10.3 | 15.3 | 13.7 | 10 | 8.9 | -4.4 | -13.9 | -20 | -23 | -24.4 | -24.5 | 0.6 | 0.6 | -1.1 | -2.8 | -0.6 | -4.3 | -4.4 | -7.8 | -22.2 | -24.4 | -11.1 | -13.3 | 0.2 | -6.1 | 3.9 | -1.6 | 1.7 | -6.5 | 10.7 | 10.6 | 8.9 | 1.1 | 2.8 | -1.1 | -1.7 | -6.1 | 3.9 | 2.1 | 16.1 | 15.6 | -15.6 | -17.8 | -2.2 | -4.7 | 1.7 | -3.3 | -18.9 | -22.8 | 8.3 | -3.9 | -6.7 | -7.2 | -13.3 | -16.1 | -3.3 | -6.1 | -2.2 | -8.2 | -1.1 | -2.8 | 0 | -2.8 | 0 | -0.6 | -3 | -4 | 3.9 | 3.5 | 9.8 | 6 | 1.7 | -2.2 | -7.8 | -9.4 | -8 | -11 | 2.8 | -1.1 | 17.8 | 11.1 | -12.2 | -16.1 | -5 | -5.6 | -16.1 | -20 | -11.7 | -16.1 | 14.8 | 14.8 | 6.7 | -2.2 | 8.9 | 8.3 | 21.1 | 19.4 | 3.9 | 1.7 | -6.7 | -7.2 | -2.8 | -5 | 0.6 | -1.1 | 1.7 | 1.1 | -5.6 | -8.3 | -12.2 | -12.7 | -1.1 | -3.3 | -5.6 | -12.2 | 1.1 | -8.9
-20 | -22 | 1.7 | -2.2 | -2.2 | -3.9 | 5.6 | 5 | 1.5 | -9.2 | 2.2 | -3.3 | 1 | -1 | -0.6 | -3.3 | 6.1 | -2.2 | 9.8 | 7.4 | 0.6 | -2.8 | 7.4 | 6.4 | 0 | -1 | 1.1 | -8.9 | 0 | -6 | 5 | 4.4 | 22.8 | 17.8 | -10.6 | -12.9 | 13.9 | 13.3 | -1.7 | -4.4 | 20 | 14.4 | -12.8 | -15.6 | -5.6 | -6.7 | -0.6 | -1.7 | -15 | -15.3 | 2.2 | 0 | -0.7 | -10.3 | 13.3 | 11.1 | 10 | 8.9 | -3.9 | -15 | -21 | -23 | -24.4 | -26.1 | 0.6 | 0 | -1.7 | -2.8 | -1.1 | -4.7 | -4.4 | -7.8 | -22.2 | -23.9 | -12.2 | -14.4 | 0 | -6.7 | 3.9 | -1.7 | 1.7 | -7.2 | 11.1 | 11.1 | 8.7 | 1.4 | 2.4 | -1.2 | -1.7 | -6.1 | 3.3 | 1.8 | 16.1 | 15.6 | -14.4 | -16.7 | -2.8 | -5.6 | 0.6 | -3.9 | -18.9 | -21.7 | 8.3 | -3.9 | -6.7 | -8.3 | -12.8 | -14.4 | -2.8 | -6.1 | -2.8 | -8.6 | -1.1 | -2.8 | 0 | -2.8 | 0.6 | 0 | -1 | -2 | 3.9 | 3.8 | 9.6 | 5.2 | 1.7 | -2.2 | -6.7 | -9.4 | -7 | -10 | 2.8 | -1.1 | 17.2 | 10 | -11.7 | -15.6 | -3.9 | -5 | -16.1 | -20 | -9.4 | -16.7 | 15 | 15 | 5 | -2.8 | 8.3 | 7.8 | 21.1 | 19.4 | 3.3 | 2.2 | -7.2 | -7.8 | -2.8 | -4.6 | 0.6 | -0.6 | 2.2 | 1.1 | -5 | -9.4 | -12.8 | -13.3 | -1.1 | -3.8 | -6.1 | -12.3 | 0 | -10
-20 | -22 | 2.2 | -2.2 | -1.7 | -3.9 | 5.6 | 5.6 | 1.3 | -8.8 | 2.2 | -3.3 | 1 | -1 | -0.6 | -3.3 | 6.1 | -2.8 | 10 | 7.8 | 1.7 | -1.1 | 7.2 | 6.1 | 0 | -1 | -0.6 | -8.9 | 0 | -6 | 4.4 | 3.9 | 22.8 | 17.2 | -10.6 | -13.9 | 13.9 | 12.8 | -1.1 | -4.4 | 20 | 13.9 | -12.2 | -14.6 | -5 | -6.1 | -0.6 | -2.8 | -15 | -15.6 | 2.2 | -0.6 | 0 | -12.2 | 13.5 | 10.5 | 10 | 9.4 | -4.4 | -14.4 | -22 | -26 | -23.9 | -26.1 | 1.1 | 0.6 | -1.7 | -2.8 | -1.7 | -5.6 | -4.4 | -7.8 | -21.7 | -23.9 | -13.3 | -15 | 0.9 | -5.3 | 3.9 | -0.8 | 2.1 | -5.7 | 11.7 | 11.7 | 8.5 | 1.2 | 2.1 | -1.5 | -1.7 | -5.6 | 2.8 | 1.7 | 17.2 | 16.7 | -12.8 | -14.4 | -2.2 | -4.7 | -1.1 | -4.4 | -19.4 | -22.8 | 8.3 | -3.9 | -6.7 | -7.8 | -12.8 | -14.4 | -1.7 | -5.6 | -3.3 | -9.4 | -1.1 | -2.2 | 0 | -2.2 | 0.6 | 0 | -1 | -2 | 3.9 | 3.9 | 9.4 | 4.4 | 1.7 | -1.7 | -6.7 | -8.9 | -5 | -7 | 1.7 | -0.6 | 15.6 | 6.1 | -12.2 | -15.6 | -3.9 | -5 | -17.2 | -21.7 | -10.6 | -16.1 | 15.4 | 15.4 | 3.3 | -3.3 | 8.1 | 7.4 | 21.1 | 19.4 | 3.9 | 2.2 | -6.1 | -7.2 | -2.8 | -4.4 | 0.6 | -1.7 | 2.2 | 0.6 | -4.4 | -8.9 | -11.1 | -11.7 | -1.1 | -4.4 | -6.7 | -13.2 | 4.4 | -11.7
-20 | -21 | 2.2 | -2.2 | 0.6 | -1.7 | 5.6 | 5.6 | 1.1 | -10 | 2.2 | -3.9 | 2 | 0 | 0.6 | -2.8 | 7.8 | -2.2 | 10 | 8.1 | 2.2 | -0.6 | 10 | 7.5 | 0 | -1.1 | -1.1 | -8.9 | 0 | -7 | 5.6 | 5 | 22.8 | 18.3 | -6 | -10.7 | 13.9 | 13.3 | -1.7 | -5 | 21.1 | 12.2 | -11.7 | -14.2 | -5 | -6.1 | 0.6 | -2.2 | -13.3 | -14.3 | 1.7 | -1.1 | 0.7 | -10.4 | 13.7 | 9.8 | 10.6 | 9.4 | -3.9 | -13.3 | -23 | -27 | -22.8 | -24.4 | 0.6 | 0.6 | -1.7 | -2.8 | -1.7 | -5.1 | -4.4 | -7.8 | -22.2 | -23.9 | -13.3 | -15 | 1.9 | -4.5 | 3.9 | -0.1 | 2.4 | -5.3 | 12.2 | 12.2 | 8.3 | 1.1 | 1.7 | -2.2 | -2.2 | -5.6 | 4.5 | 1.9 | 17.8 | 16.7 | -12.8 | -15 | -1.7 | -4.2 | -1.1 | -3.3 | -17.2 | -22.2 | 10.6 | -3.3 | -7.2 | -8.3 | -12.8 | -14.4 | -1.7 | -5.6 | -1.3 | -8.5 | -1.1 | -2.8 | 0 | -2.2 | 1.1 | 0.6 | 0 | -2 | 5 | 4.9 | 9.8 | 4.8 | 1.7 | -2.2 | -6.1 | -8.3 | 0 | -4 | 1.7 | -0.6 | 14.4 | 5.6 | -13.3 | -17.2 | -3.9 | -5 | -15.6 | -21.7 | -10.6 | -15.6 | 15.7 | 15.7 | 6.7 | -1.1 | 8 | 7.1 | 21.1 | 19.4 | 5 | 3.3 | -7.2 | -8.3 | -2.6 | -4.4 | -0.6 | -1.7 | 2.2 | 0 | -4.4 | -8.9 | -9.5 | -10.3 | -0.7 | -3.5 | -7.2 | -15 | 5 | -13.3
-20 | -22 | 2.8 | -2.8 | 7.2 | 2.8 | 6.1 | 5.6 | 3 | -8.2 | 3.3 | -3.3 | 2 | 0 | 3.9 | -1.1 | 10.6 | 0 | 10 | 8.6 | 5 | 0.6 | 12.8 | 8.7 | 2.8 | -0.7 | 1.1 | -7.8 | 1 | -8 | 10 | 7.8 | 24.4 | 18.3 | -1.3 | -8.5 | 13.9 | 13.3 | 1.7 | -3.9 | 23.3 | 11.7 | -11.1 | -13.9 | -2.8 | -3.9 | 2.2 | -1.1 | -11.7 | -13.2 | 1.7 | -1.1 | 1.5 | -10 | 13.9 | 8.9 | 11.1 | 10.6 | -2.8 | -12.8 | -24 | -27 | -21.1 | -22.8 | 0.6 | 0 | -1.7 | -2.2 | -1.7 | -5.1 | -4.4 | -8.3 | -21.7 | -23.3 | -13.3 | -15 | 2.8 | -4.4 | 3.9 | 0.6 | 2.8 | -5.6 | 12.8 | 12.8 | 8.9 | 1.6 | 2.4 | -1.5 | -1.7 | -5.6 | 6.1 | 2 | 18.3 | 14.4 | -11.7 | -13.9 | -1.1 | -3.9 | 4.4 | -1.1 | -12.8 | -18.9 | 11.1 | -2.8 | -6.7 | -7.8 | -11.1 | -13.3 | -1.7 | -5.6 | 0.8 | -8.7 | -1.1 | -2.8 | 0 | -3.3 | 1.7 | 1.1 | 0 | -1 | 6.1 | 5.7 | 10.2 | 5.2 | 2.2 | -1.7 | -5 | -7.8 | 0 | -3 | 5 | 1.1 | 14.4 | 3.9 | -12.2 | -17.2 | -2.2 | -5 | -15 | -20.6 | -7.2 | -13.3 | 16.1 | 16.1 | 13.3 | -0.6 | 7.8 | 6.7 | 21.1 | 19.4 | 6.7 | 3.3 | -6.7 | -8.3 | -2.4 | -4.5 | 0 | -2.8 | 2.8 | 0.6 | -5.6 | -9.4 | -7.8 | -8.9 | -0.4 | -2.9 | -6.3 | -13.3 | 5 | -13.9
-20 | -22 | 0 | -2.2 | 11.7 | 0 | 6.7 | 6.1 | 4.8 | -8 | 6.1 | -2.8 | 1 | -1 | 6.7 | -0.6 | 11.7 | 3.9 | 10 | 8.9 | 6.7 | 0 | 15.6 | 9.4 | 5.5 | -1.2 | 0 | -7.2 | 3 | -10 | 13.9 | 5 | 25 | 18.3 | 3.3 | -8.3 | 14.4 | 13.3 | 4.4 | -3.3 | 23.3 | 11.1 | -9.6 | -12.1 | -0.6 | -4.4 | 5 | 0 | -10 | -12.2 | 1.7 | -1.1 | 2.2 | -11.1 | 14.6 | 7.4 | 11.7 | 10.6 | -1.7 | -12.8 | -23 | -27 | -19.4 | -21.1 | 1.7 | -0.6 | -1.7 | -2.8 | -1.7 | -5.6 | -4.4 | -8.3 | -17.8 | -19.4 | -11.1 | -12.8 | 3.5 | -3.3 | 5.2 | 1.1 | 3.7 | -4.2 | 15.2 | 13.3 | 9.4 | 1.6 | 3.2 | -1.2 | -0.6 | -5 | 7.8 | 1.7 | 18.3 | 11.7 | -10.6 | -12.8 | 1.3 | -2 | 6.7 | -0.6 | -7.8 | -13.9 | 10.6 | 1.1 | -6.7 | -7.8 | -8.3 | -12.8 | -0.6 | -5 | 2.8 | -11.1 | -1.1 | -2.2 | 0.6 | -3.3 | 1.7 | 1.1 | 1 | -1 | 7.2 | 6.7 | 10.6 | 5.6 | 2.2 | -1.1 | -3.3 | -6.1 | 1 | -2 | 7.8 | 1.1 | 13.9 | 3.9 | -11.1 | -16.7 | 0 | -5.6 | -13.9 | -19.4 | -5.6 | -12.2 | 17.4 | 16.9 | 16.7 | 0 | 7.6 | 6.6 | 22.8 | 20 | 9.4 | 3.9 | -3.9 | -5.6 | -2.2 | -5 | -0.6 | -2.8 | 4.4 | 1.1 | -4.4 | -9.4 | -4.8 | -7.1 | 0 | -2.8 | -5.3 | -12.5 | 3.9 | -5
-20 | -22 | -0.6 | -2.8 | 15 | -3.9 | 7.2 | 6.7 | 6.7 | -8.9 | 7.8 | -4.4 | 1 | -1 | 9.4 | 0 | 13.3 | 6.1 | 10 | 9.1 | 8.3 | 1.7 | 17.1 | 9.6 | 8.3 | -2.8 | 6.1 | -6.7 | 4 | -8 | 16.1 | 3.3 | 25.6 | 18.3 | 6.3 | -4.7 | 14.4 | 13.3 | 8.9 | -3.3 | 25 | 11.7 | -8.2 | -10.6 | -1.7 | -3.9 | 6.7 | 0.6 | -7.2 | -9.1 | 2.8 | -2.2 | 2.9 | -8.3 | 15.4 | 5.9 | 12.2 | 10.6 | -1.1 | -13.3 | -22 | -26 | -18.3 | -20 | 2.2 | -1.1 | -1.1 | -2.8 | -0.8 | -4.9 | -5 | -8.3 | -13.3 | -14.4 | -9.4 | -12.8 | 4.3 | -2.4 | 6.5 | 1.4 | 4.7 | -3.8 | 17.6 | 13.2 | 10 | 1.7 | 3.9 | -1.1 | 0.6 | -5 | 8.2 | 2.2 | 16.1 | 7.8 | -8.3 | -11.7 | 3.7 | -0.8 | 10 | -0.6 | -2.2 | -11.7 | 10 | 2.8 | -5 | -6.1 | -7.8 | -11.1 | 0.6 | -3.9 | 4.1 | -9.9 | -0.6 | -2.2 | -0.6 | -3.3 | 2.2 | 1.7 | 1 | -1 | 9.1 | 7.6 | 11 | 5.6 | 2.2 | -1.1 | 0.6 | -2.2 | 1 | -1 | 11.7 | 0.6 | 13.9 | 2.8 | -9.4 | -15 | 2.8 | -4.4 | -12.2 | -18.9 | -1.7 | -10 | 18.7 | 17.6 | 21.1 | 1.1 | 7.4 | 6.4 | 23.9 | 18.9 | 10.6 | 3.3 | -2.8 | -4.4 | -1.8 | -4.6 | -0.6 | -2.8 | 6.1 | 1.1 | -3.3 | -7.8 | -1.9 | -5.9 | -0.4 | -2.5 | -4.4 | -12.8 | 3.9 | -8.9
-20 | -22 | -1.1 | -2.8 | 16.7 | -5 | 7.2 | 6.7 | 5.2 | -6.5 | 8.9 | -4.4 | 1 | 0 | 11.7 | 0 | 15 | 5 | 10 | 9.3 | 8.9 | -2.2 | 18.5 | 9.3 | 9.6 | -3.2 | 7.8 | -5.6 | 4 | -8 | 17.2 | 2.2 | 25 | 18.9 | 9.2 | -2.4 | 15 | 13.9 | 11.7 | -4.4 | 25 | 12.2 | -6.7 | -9.4 | -0.6 | -2.8 | 8.3 | 1.7 | -4.5 | -6.3 | 3.3 | -2.8 | 3.7 | -6.6 | 16.1 | 3.3 | 15 | 12.2 | -1.1 | -13.9 | -22 | -26 | -14.4 | -17.2 | 3.3 | -0.6 | 0 | -2.8 | 0.2 | -4.4 | -4.4 | -8.9 | -10 | -12.8 | -8.3 | -12.8 | 5 | -2.2 | 7.8 | 1.7 | 5.6 | -3.9 | 20 | 12.8 | 9.4 | 1.6 | 4.8 | -0.5 | 1.7 | -4.4 | 8.5 | 2.5 | 15 | 6.7 | -6.1 | -10 | 6.1 | 0.6 | 12.2 | -5.6 | -1.1 | -7.2 | 10 | 3.3 | -4.4 | -7.2 | -5 | -8.3 | 1.1 | -3.9 | 5.4 | -10 | 0.6 | -1.7 | 0 | -2.8 | 2.2 | 1.7 | 2 | -2 | 10.9 | 8.2 | 11.3 | 5.2 | 2.8 | -1.1 | 0.6 | -2.2 | 1 | 0 | 13.9 | 0 | 11.7 | 2.2 | -7.8 | -13.9 | 5 | -5 | -10.6 | -17.2 | 1.1 | -10 | 20 | 18.3 | 23.9 | 2.2 | 7.2 | 6.1 | 24.4 | 18.9 | 12.8 | 3.9 | -1.7 | -3.3 | -1.5 | -4.9 | -0.6 | -2.8 | 7.8 | 1.7 | -2.8 | -8.9 | 1.1 | -5.6 | -0.7 | -2.4 | -4.2 | -11.3 | 3.3 | -9.4
-20 | -22 | -1.1 | -2.8 | 17.8 | -9.4 | 6.7 | 5.6 | 3.7 | -5.8 | 10.6 | -4.4 | 1 | 0 | 12.8 | 0 | 15.6 | 6.7 | 10 | 9.4 | 10 | -2.2 | 20 | 8.9 | 10.9 | -4.2 | 8.9 | -5 | 6 | -6 | 18.3 | -0.6 | 24.4 | 19.4 | 12.2 | 0 | 14.4 | 13.9 | 13.3 | -6.7 | 25.6 | 11.7 | -5.4 | -7.8 | 0.6 | -2.8 | 9.4 | 2.8 | -1.7 | -3.3 | 3.3 | -3.9 | 4.4 | -6.1 | 16.5 | 3.9 | 16.1 | 11.7 | -0.6 | -13.9 | -20 | -23 | -13.3 | -18.3 | 4.4 | -0.6 | 0 | -2.2 | 1.1 | -5 | -4.4 | -8.9 | -7.2 | -13.3 | -6.1 | -11.1 | 5.4 | -1.9 | 8.2 | 1.1 | 6.3 | -2.7 | 20.9 | 12.9 | 8.9 | 1.6 | 5.8 | 0.1 | 1.7 | -4.4 | 8.9 | 2.8 | 14.4 | 7.2 | -0.6 | -7.2 | 7.6 | 1.2 | 12.8 | -7.2 | 0 | -13.3 | 9.4 | 3.3 | -1.7 | -6.1 | -3.3 | -10 | 1.1 | -3.9 | 6.7 | -12.2 | 1.1 | -1.7 | 0.6 | -3.9 | 2.2 | 1.7 | 2 | -1 | 12.8 | 8.9 | 11.7 | 5 | 2.8 | -1.1 | 0.6 | -2.2 | 2 | 0 | 16.7 | -1.1 | 10.6 | 1.1 | -7.2 | -13.3 | 5.6 | -3.9 | -9.4 | -17.2 | 2.8 | -10 | 20.9 | 18.5 | 24.4 | 2.2 | 7.6 | 6.1 | 25.6 | 18.3 | 13.9 | 3.3 | -2.2 | -3.3 | -1.1 | -5.6 | -0.6 | -2.8 | 7.8 | 2.2 | -2.2 | -8.3 | 2.4 | -5.1 | -1.1 | -2.8 | -4.1 | -11.2 | 6.1 | -4.4
-20 | -21 | -1.1 | -2.8 | 18.3 | -7.8 | 6.7 | 5 | 2.2 | -6.1 | 10.6 | -5 | 1 | 0 | 14.4 | -1.7 | 14.4 | 8.3 | 10.4 | 9.7 | 10.6 | 1.7 | 19.3 | 9.8 | 12.2 | -6.7 | 12.2 | -6.7 | 8 | -6 | 18.3 | 2.2 | 22.2 | 20 | 12.6 | 0.7 | 15 | 14.4 | 14.4 | -7.2 | 26.1 | 11.7 | -4.1 | -6.6 | 1.1 | -3.9 | 10.6 | 3.9 | -0.2 | -2.6 | 3.9 | -4.4 | 4 | -3.9 | 16.8 | 4.2 | 17.8 | 12.8 | 0.6 | -15.6 | -19 | -23 | -12.8 | -17.8 | 5.6 | -0.6 | 1.7 | -2.2 | 1.1 | -4.4 | -3.9 | -9.4 | -6.1 | -12.8 | -7.2 | -11.7 | 5.7 | -2.3 | 8.5 | 0.5 | 7.1 | -2.3 | 21.9 | 13.3 | 8.3 | 1.1 | 6.7 | 0.6 | 1.7 | -4.4 | 8.5 | 2.9 | 14.4 | 7.2 | 2.2 | -3.3 | 9.1 | 1.7 | 14.4 | -11.7 | 0.6 | -8.3 | 8.9 | 3.3 | -2.2 | -7.2 | -3.3 | -9.4 | 1.1 | -2.8 | 7.1 | -9.9 | 1.7 | -1.7 | 0.6 | -4.4 | -0.6 | -1.7 | 2 | -1 | 13.7 | 9 | 11.5 | 5 | 3.3 | -1.1 | 0.6 | -2.2 | 2 | 0 | 17.8 | -3.3 | 8.9 | 0 | -6.1 | -12.2 | 6.7 | -2.8 | -8.3 | -17.8 | 4.4 | -11.1 | 21.9 | 18.9 | 24.4 | 2.2 | 7.9 | 5.7 | 26.1 | 18.3 | 15 | 2.2 | -2.2 | -2.8 | -0.9 | -3.9 | -0.6 | -3.3 | 7.8 | 1.7 | -2.2 | -6.7 | 3.7 | -5.1 | -1.3 | -2.7 | -3.9 | -11.7 | 3.3 | -5
-20 | -22 | -1.1 | -2.8 | 18.9 | -7.2 | 6.7 | 5 | 1.1 | -7.2 | 12.2 | -5 | 1 | 0 | 15 | -1.1 | 13.9 | 8.9 | 10.7 | 9.8 | 11.7 | 5 | 18.5 | 10.6 | 10.5 | -4.2 | 10 | -5 | 8 | -7 | 18.3 | 2.8 | 23.3 | 20.6 | 12.9 | 1.6 | 15.6 | 15 | 15.6 | -6.7 | 22.8 | 15.6 | -2.8 | -5.6 | 2.2 | -2.2 | 12.2 | 4.4 | 1.3 | -2.3 | 3.9 | -3.9 | 3.7 | -2.9 | 17.2 | 4.4 | 17.8 | 12.8 | 1.1 | -16.7 | -18 | -21 | -11.7 | -17.2 | 5 | -0.6 | 2.8 | -1.7 | 1.1 | -4.4 | -2.8 | -8.9 | -5.6 | -12.8 | -7.8 | -11.7 | 6.1 | -2.8 | 8.9 | -0.6 | 7.8 | -2.2 | 22.8 | 13.3 | 8.1 | 1.3 | 5.8 | 0.7 | 2.8 | -5 | 8.2 | 2.9 | 13.9 | 7.2 | 1.7 | -3.3 | 10.6 | 2.2 | 14.4 | -14.4 | 2.2 | -2.2 | 9.4 | 3.3 | -1.1 | -6.7 | -2.8 | -10 | 0.6 | -1.7 | 7.4 | -9.7 | 2.8 | -1.7 | 0 | -3.9 | -3.9 | -4.4 | 2 | -1 | 14.7 | 8.9 | 11.3 | 4.8 | 3.9 | -1.7 | 1.1 | -1.1 | 2 | 0 | 16.1 | -1.1 | 8.3 | 0 | -6.1 | -12.2 | 7.2 | -2.8 | -8.3 | -17.8 | 4.4 | -11.1 | 22.8 | 18.9 | 24.4 | 2.2 | 8.3 | 5.6 | 25.6 | 17.8 | 15.6 | 1.1 | -2.2 | -3.3 | -0.8 | -3 | -1.1 | -3.9 | 7.2 | 2.2 | -2.8 | -7.2 | 5 | -6.1 | -1.5 | -2.9 | -4.8 | -11.2 | 2.8 | -3.9
-20 | -22 | -1.7 | -3.3 | 18.3 | -8.3 | 6.1 | 5 | 0 | -9.1 | 12.2 | -5 | 2 | 0 | 15 | -2.2 | 13.3 | 7.8 | 11.1 | 10 | 11.1 | 4.4 | 17.8 | 11.1 | 8.9 | -2.6 | 8.3 | -3.9 | 8 | -7 | 18.3 | 2.2 | 21.7 | 20 | 13.3 | 2.2 | 15.6 | 14.4 | 16.1 | -6.1 | 23.9 | 12.8 | -2.8 | -4.7 | 1.7 | -4.4 | 11.1 | 5.6 | 2.8 | -2.2 | 3.9 | -4.4 | 3.3 | -2.2 | 16.1 | 4.5 | 17.8 | 12.8 | 0.6 | -16.7 | -18 | -21 | -13.3 | -17.2 | 5.6 | -0.6 | 3.3 | -1.1 | 1.1 | -5 | -3.3 | -9.4 | -4.4 | -12.8 | -8.3 | -12.2 | 4.8 | -2.6 | 7.6 | -1.2 | 6.5 | -1.7 | 20.2 | 13.2 | 8 | 1.2 | 4.8 | 0.5 | 2.8 | -6.7 | 7.8 | 2.8 | 12.2 | 6.1 | 0.6 | -2.2 | 8.9 | 1.6 | 13.9 | -13.3 | 1.1 | -11.1 | 9.4 | 3.3 | -0.6 | -6.7 | -2.8 | -9.4 | 0.6 | -1.1 | 7.8 | -10 | 2.8 | -1.1 | 0 | -3.9 | -5.6 | -6.7 | 2 | -1 | 15.6 | 8.9 | 11.1 | 4.4 | 3.9 | -3.3 | 1.1 | -0.6 | 2 | 0 | 15.6 | -2.2 | 7.2 | -0.6 | -6.1 | -11.7 | 7.8 | -3.3 | -8.3 | -18.3 | 4.4 | -11.7 | 22.1 | 19.1 | 23.3 | 2.8 | 8.1 | 5.6 | 25 | 18.3 | 15.6 | 0.6 | -2.8 | -3.9 | -0.6 | -2.2 | -1.1 | -3.3 | 6.1 | 2.2 | -2.8 | -6.7 | 3.3 | -4.7 | -1.7 | -3.3 | -5.8 | -11.6 | 2.2 | -3.3
-21 | -23 | -1.7 | -3.9 | 16.7 | -7.8 | 6.1 | 6.1 | -1.1 | -12.8 | 12.2 | -5 | 2 | 0 | 13.3 | -1.1 | 12.8 | 8.3 | 11.1 | 9.9 | 10 | 3.9 | 16.3 | 10.9 | 7.2 | -2.2 | 7.2 | -3.9 | 7 | -7 | 16.7 | 5 | 21.7 | 20 | 11.6 | 2.9 | 15.6 | 14.4 | 16.1 | -6.7 | 23.9 | 13.3 | -2.8 | -4.3 | 1.1 | -2.8 | 11.7 | 6.1 | 1.9 | -2.3 | 3.9 | -3.3 | 2.9 | -1.3 | 15 | 4.7 | 16.7 | 12.2 | -1.1 | -17.8 | -18 | -21 | -15 | -17.8 | 3.9 | -0.6 | 2.8 | -1.1 | 0.9 | -4.2 | -4.4 | -10 | -5 | -12.8 | -10 | -13.9 | 3.5 | -3.1 | 6.3 | -2 | 5.2 | -1.7 | 17.6 | 12.9 | 7.8 | 1.1 | 3.9 | 0.6 | 2.8 | -5.6 | 6.7 | 3 | 10.6 | 4.4 | 1.7 | -1.7 | 7.3 | 0.9 | 12.2 | -11.7 | -4.4 | -9.4 | 8.9 | 3.3 | -2.2 | -7.2 | -2.8 | -9.4 | 0.6 | -1.1 | 6.3 | -7.8 | 2.2 | -1.7 | 0 | -5.6 | -7.2 | -7.8 | 2 | -1 | 12.6 | 8.1 | 10.4 | 5.2 | 3.3 | -3.9 | 0.6 | -0.6 | 2 | 0 | 13.9 | 0.6 | 6.7 | -1.1 | -6.7 | -11.7 | 7.2 | -3.9 | -8.9 | -16.7 | 3.3 | -12.2 | 21.3 | 18.9 | 22.8 | 2.8 | 8 | 5.7 | 24.4 | 18.3 | 14.4 | 0 | -3.3 | -4.4 | -0.8 | -3.3 | -1.7 | -3.3 | 6.1 | 1.1 | -2.8 | -5.6 | 1.7 | -4.1 | -2.2 | -3.6 | -6.7 | -12.8 | 1.7 | -9.4
-22 | -23 | -1.7 | -3.9 | 9.4 | -2.2 | 5.6 | 5.6 | -2.4 | -12.4 | 11.1 | -3.9 | 1 | 0 | 11.7 | -1.7 | 11.1 | 7.8 | 11.1 | 9.6 | 8.3 | 3.3 | 14.8 | 10.4 | 5.7 | -1.9 | 6.7 | -3.3 | 6 | -5 | 13.3 | 7.8 | 21.7 | 20 | 10 | 3.3 | 15 | 14.4 | 13.9 | -5.6 | 22.2 | 13.9 | -2.8 | -3.9 | -0.6 | -4.4 | 6.1 | 2.8 | 0.9 | -2.7 | 2.8 | -3.3 | 2.6 | -0.6 | 13.9 | 4.4 | 15.6 | 11.7 | -1.1 | -18.3 | -18 | -22 | -14.4 | -17.2 | 3.3 | -1.7 | 2.2 | -2.2 | 0.8 | -3.9 | -6.1 | -10.6 | -5 | -12.8 | -11.1 | -14.4 | 2.2 | -3.9 | 5 | -3.3 | 3.9 | -2.2 | 15 | 12.2 | 6.9 | 1.2 | 3.3 | 0.5 | 2.2 | -5.6 | 5.5 | 2.8 | 9.4 | 3.3 | 1.7 | -2.2 | 5.6 | 0 | 10 | -15.6 | -7.2 | -12.2 | 8.3 | 3.3 | -3.3 | -6.1 | -2.2 | -9.4 | 0.6 | -1.7 | 4.8 | -7.4 | 1.7 | -3.3 | -0.6 | -5 | -8.3 | -10 | 2 | 0 | 9.7 | 7 | 9.6 | 5.8 | 2.8 | -4.4 | 0.6 | -0.6 | 2 | 1 | 11.7 | 0.6 | 6.1 | -1.1 | -8.9 | -12.2 | 5 | -4.4 | -10 | -15.6 | 0 | -11.1 | 20.6 | 18.9 | 20.6 | 2.8 | 7.8 | 5.6 | 22.8 | 18.3 | 11.7 | 1.1 | -3.9 | -5.6 | -0.9 | -4.5 | -1.7 | -3.9 | 5 | 1.1 | -3.3 | -5.6 | 0 | -4.4 | -2.8 | -4.3 | -6.7 | -10.9 | 0.6 | -10.6
-22 | -23 | -1.7 | -3.9 | 7.2 | -2.2 | 4.4 | 4.4 | -3.7 | -13.3 | 10 | -2.2 | 1 | 0 | 8.9 | 0 | 12.2 | 8.3 | 11.1 | 9.4 | 8.3 | 3.3 | 13.3 | 10 | 4.3 | -1.9 | 5.6 | -2.8 | 6 | -3 | 10.6 | 8.3 | 21.7 | 20 | 8.3 | 3.3 | 15 | 14.4 | 10.6 | -2.8 | 22.2 | 13.9 | -2.4 | -3.4 | -1.1 | -5.6 | 2.8 | 0 | 0 | -3.3 | 2.2 | -3.3 | 2.2 | 0 | 13.2 | 6.3 | 15 | 11.7 | -1.7 | -18.3 | -20 | -22 | -15 | -17.2 | 2.8 | -2.2 | 1.7 | -1.7 | 0.6 | -4.4 | -7.8 | -11.7 | -5.6 | -12.8 | -12.8 | -14.4 | 1.3 | -3.3 | 3.7 | -2.8 | 3.2 | -1.9 | 15.2 | 12.7 | 5.9 | 1.2 | 2.8 | 0.7 | 1.7 | -5.6 | 4.4 | 2.8 | 7.2 | 2.2 | 0.6 | -4.4 | 4.7 | 0.1 | 8.3 | -16.7 | -9.4 | -13.9 | 7.8 | 3.3 | -5 | -7.2 | -2.2 | -8.3 | 0.6 | -1.1 | 3.3 | -7.8 | 2.2 | -2.8 | -0.6 | -4.4 | -8.9 | -10 | 2 | 0 | 6.7 | 5.6 | 8.9 | 6.1 | 2.8 | -4.4 | 1.1 | -0.6 | 2 | 1 | 10 | 0.6 | 5.6 | -1.7 | -8.3 | -11.7 | 3.9 | -4.4 | -10.6 | -15 | -2.2 | -10.6 | 20.2 | 19 | 18.9 | 2.8 | 7.2 | 5.2 | 21.1 | 18.3 | 9.4 | 1.7 | -3.9 | -5 | -1.1 | -6.7 | -1.7 | -3.9 | 4.4 | 0.6 | -3.3 | -5.6 | 0 | -3.3 | -3.3 | -5 | -6.7 | -9.7 | -1.1 | -10.6
-22 | -24 | -1.7 | -3.9 | 5 | -1.7 | 4.4 | 4.4 | -5 | -15.6 | 9.4 | -2.8 | 2 | 0 | 7.8 | -0.6 | 12.2 | 7.2 | 10.5 | 9.1 | 8.3 | 2.8 | 12.4 | 9.6 | 2.8 | -2.2 | 5.6 | -1.1 | 5 | -5 | 9.4 | 8.3 | 22.8 | 19.4 | 7 | 2.9 | 15 | 14.4 | 11.1 | -4.4 | 21.7 | 13.9 | -2.1 | -3.1 | -1.7 | -4.4 | 2.2 | 0 | 1.1 | -2.3 | 2.2 | -3.3 | 2.2 | 0.1 | 12.4 | 7.7 | 13.9 | 11.1 | -1.7 | -18.3 | -20 | -23 | -15.6 | -17.2 | 2.2 | -2.8 | 1.7 | -1.7 | 0.6 | -4.1 | -10 | -12.2 | -5.6 | -12.8 | -12.8 | -15 | 0.3 | -3.5 | 2.4 | -2.7 | 2.4 | -2.2 | 15.4 | 13.5 | 5 | 1.1 | 2.2 | 0.6 | 1.1 | -5.6 | 3.1 | 1.3 | 6.7 | 2.2 | -0.6 | -6.7 | 3.7 | -0.3 | 8.3 | -16.7 | -11.1 | -13.3 | 7.8 | 3.3 | -6.7 | -7.8 | -1.7 | -7.2 | 0.6 | -1.7 | 2.6 | -7 | 3.3 | -2.2 | -0.6 | -3.9 | -9.4 | -10.6 | 2 | 0 | 5.4 | 4.5 | 8.5 | 6 | 2.8 | -5.6 | 2.8 | 1.1 | 2 | 1 | 8.3 | 3.3 | 5.6 | -2.8 | -7.8 | -11.1 | 2.2 | -5 | -11.1 | -15 | -5.6 | -11.1 | 19.8 | 19.3 | 17.8 | 5 | 6.7 | 4.9 | 20 | 18.3 | 6.7 | 1.7 | -3.9 | -5 | -1.7 | -6.6 | -1.7 | -3.9 | 4.4 | 1.1 | -3.9 | -5.6 | 0 | -2.5 | -3.5 | -5.7 | -6.7 | -8.9 | -1.1 | -13.9
-21 | -23 | -1.7 | -4.4 | 4.4 | -1.7 | 4.4 | 4.4 | -5.4 | -14.6 | 10 | -5.6 | 2 | 0 | 6.1 | -1.1 | 12.2 | 7.8 | 10 | 9.1 | 8.9 | 3.3 | 11.5 | 9.4 | 3.2 | -2.2 | 2.8 | 0.6 | 4 | -5 | 8.9 | 8.3 | 22.8 | 19.4 | 5.7 | 2.2 | 15 | 15 | 10.6 | -5 | 21.7 | 12.8 | -1.7 | -2.8 | -2.8 | -5.6 | 2.2 | 0 | 2.2 | -1.7 | 2.2 | -3.3 | 2.2 | 0.4 | 11.7 | 8.9 | 13.9 | 11.7 | -2.2 | -16.7 | -18 | -21 | -15 | -17.2 | 1.7 | -2.2 | 1.1 | -3.9 | 0.6 | -4.4 | -12.2 | -14.4 | -5.6 | -12.8 | -12.8 | -15 | -0.6 | -3.9 | 1.1 | -3.3 | 1.7 | -2.8 | 15.6 | 13.9 | 4.4 | 0.7 | 2 | 0.4 | 1.1 | -5.6 | 1.9 | -0.2 | 6.7 | 2.2 | -2.2 | -7.8 | 2.8 | -0.6 | 8.9 | -15.6 | -11.1 | -15 | 7.8 | 2.8 | -8.3 | -10 | -1.1 | -6.1 | 0 | -2.2 | 1.8 | -7.1 | 3.9 | -2.2 | -0.6 | -4.4 | -9.4 | -11.1 | 2 | 0 | 4.1 | 3.4 | 8.2 | 5.9 | 2.8 | -7.8 | 3.3 | 1.7 | 3 | 2 | 7.8 | 4.4 | 5 | -3.9 | -8.9 | -11.7 | 1.1 | -5 | -11.7 | -15.6 | -4.4 | -9.4 | 19.4 | 19.4 | 16.7 | 5.6 | 6.1 | 4.4 | 20 | 18.9 | 5.6 | 1.7 | -3.9 | -5 | -2.2 | -7.1 | -1.7 | -3.3 | 3.9 | 1.1 | -3.9 | -5.6 | 0 | -2.2 | -3.7 | -6.7 | -6.9 | -8.8 | -1.7 | -15
-21 | -23 | -2.2 | -4.4 | 3.9 | -1.7 | 3.9 | 3.9 | -5.7 | -15.2 | 10 | -11.1 | 1 | 0 | 6.1 | 0 | 11.7 | 7.8 | 9.4 | 8.9 | 8.9 | 2.2 | 10.6 | 8.9 | 3.5 | -2.5 | 2.2 | 0.6 | 4 | -7 | 7.2 | 7.2 | 23.3 | 19.4 | 4.4 | 1.7 | 15 | 15 | 10 | -4.4 | 21.1 | 12.2 | -1.1 | -2.1 | -2.2 | -5 | 2.2 | 0.6 | 3.3 | -1.1 | 3.3 | -3.3 | 2.2 | 0.6 | 11.7 | 8.9 | 13.9 | 11.7 | -2.2 | -17.2 | -17 | -20 | -15 | -17.2 | 1.1 | -2.8 | 1.7 | -3.9 | 0.6 | -5.6 | -12.2 | -13.3 | -5.6 | -12.2 | -15 | -16.7 | -0.6 | -3.6 | 1.5 | -2.5 | 1.5 | -2.6 | 15.8 | 14.4 | 3.9 | 0.4 | 1.9 | 0.3 | 1.1 | -5 | 0.6 | -1.7 | 6.1 | 2.8 | -1.7 | -7.2 | 2.1 | -1 | 1.7 | -4.4 | -11.7 | -15 | 7.8 | 2.2 | -8.3 | -9.4 | -1.7 | -4.4 | 0 | -3.9 | 1.1 | -8.3 | 4.4 | -0.6 | -1.1 | -4.4 | -10 | -11.7 | 2 | 0 | 2.8 | 2.2 | 7.8 | 5.6 | 2.8 | -8.3 | 3.3 | 1.7 | 3 | 0 | 6.7 | 5 | 5 | -3.3 | -9.4 | -12.8 | 1.1 | -5 | -12.8 | -15.6 | -5.6 | -8.9 | 19.4 | 19.4 | 15.6 | 3.9 | 5.4 | 3.9 | 20 | 18.9 | 4.4 | 1.7 | -3.9 | -5 | -2.8 | -8.3 | -1.7 | -3.3 | 2.8 | 1.1 | -4.4 | -5.6 | -1.1 | -2.4 | -3.9 | -8.3 | -7 | -8.6 | -3.9 | -15
-21 | -23 | -1.7 | -4.4 | 5 | -1.1 | 4.4 | 4.4 | -6.1 | -16.7 | 10 | -12.2 | 2 | 0 | 6.1 | -1.1 | 11.1 | 7.2 | 8.7 | 7.7 | 8.9 | 3.3 | 10.4 | 8.8 | 3.9 | -3.3 | 1.7 | 0 | 4 | -7 | 7.2 | 6.7 | 23.3 | 18.9 | 3.5 | 1 | 15.6 | 15 | 8.9 | -6.1 | 21.1 | 12.2 | -0.6 | -1.6 | -2.2 | -4.4 | 2.2 | -0.6 | 3.5 | -0.6 | 3.9 | -3.3 | 2.2 | 0.6 | 11.7 | 8.9 | 14.4 | 12.8 | -2.8 | -17.8 | -15 | -17 | -13.9 | -17.1 | 1.1 | -3.3 | 1.7 | -1.1 | 0.6 | -4.3 | -12.2 | -13.3 | -5.6 | -11.7 | -13.3 | -15.6 | -0.6 | -3.6 | 1.8 | -2.2 | 1.3 | -3 | 15.9 | 14.6 | 3.3 | 0 | 1.7 | 0 | -0.6 | -2.2 | -0.2 | -1.9 | 3.9 | 3.3 | -2.2 | -7.8 | 1.3 | -1.9 | 1.7 | -4.4 | -11.7 | -15.6 | 7.8 | 2.8 | -8.9 | -10 | -1.1 | -5 | -0.6 | -4.4 | 1.1 | -7.5 | 5 | -0.6 | -1.1 | -5 | -10.6 | -12.8 | 2 | 0 | 2.4 | 1.8 | 7.4 | 5.4 | 2.8 | -6.7 | 3.3 | 1.7 | 2 | 0 | 6.1 | 5 | 4.4 | -3.9 | -10 | -12.8 | 1.1 | -5 | -12.8 | -15 | -6.7 | -8.3 | 19.4 | 19.4 | 15 | 3.9 | 4.6 | 3.4 | 20 | 19.4 | 3.3 | 1.7 | -3.9 | -5 | -3 | -8.6 | -1.7 | -3.3 | 2.2 | 1.1 | -3.9 | -5.6 | -2.2 | -2.8 | -4.3 | -7.6 | -7.2 | -8.9 | -4.4 | -12.8
-23 | -25 | -2.2 | -3.9 | 4.4 | -0.6 | 4.4 | 4.4 | -6.3 | -14.5 | 8.3 | -11.7 | 2 | 0 | 3.9 | -1.1 | 11.1 | 6.7 | 7.9 | 6.2 | 8.9 | 2.8 | 10.1 | 8.7 | 5.6 | -2.4 | 1.1 | 0 | 4 | -7 | 6.7 | 6.7 | 22.8 | 18.3 | 2.6 | 0.6 | 16.1 | 15.6 | 7.2 | -6.1 | 21.7 | 12.8 | 0 | -1.1 | -2.2 | -7.2 | 1.7 | 0 | 3.7 | 0 | 3.3 | -3.3 | 2.2 | 0.6 | 11.7 | 8.9 | 14.4 | 12.8 | -3.3 | -17.2 | -15 | -17 | -13.3 | -16.8 | 1.1 | -7.8 | 2.2 | -1.1 | 0.6 | -3.9 | -15 | -16.1 | -6.1 | -11.1 | -13.9 | -16.1 | -0.6 | -3.9 | 2.2 | -2.2 | 1.1 | -3.9 | 16.1 | 15 | 2.8 | -0.6 | 0.6 | -1.4 | -0.6 | -1.1 | -0.9 | -2.2 | 4.4 | 2.8 | -2.2 | -7.8 | 0.6 | -2.8 | 1.1 | -6.1 | -12.2 | -15.6 | 7.8 | 2.8 | -10 | -11.1 | -1.1 | -4.4 | -0.6 | -6.7 | 1.1 | -7.5 | 5 | 0 | -1.7 | -4.4 | -11.1 | -13.3 | 1 | 0 | 2.1 | 1.5 | 7.1 | 5.3 | 2.2 | -6.7 | 3.3 | 1.7 | 2 | 0 | 4.4 | 3.3 | 3.3 | -4.4 | -11.7 | -13.9 | 0.6 | -5 | -12.2 | -15.6 | -6.7 | -7.8 | 19.4 | 19.4 | 13.3 | 2.8 | 3.9 | 2.8 | 20 | 19.4 | 1.1 | 0.6 | -3.3 | -5 | -3.1 | -9.6 | -1.7 | -3.3 | 2.8 | 1.1 | -3.9 | -6.1 | -3.3 | -3.3 | -4.6 | -7.5 | -7 | -9.1 | -5.6 | -12.8
-22 | -24 | -2.2 | -3.3 | 4.4 | -0.6 | 3.9 | 3.9 | -6.5 | -13.9 | 8.3 | -12.2 | 2 | 0 | 2.8 | -1.1 | 8.3 | 4.4 | 7.2 | 5 | 8.9 | 3.3 | 9.8 | 8.5 | 7.2 | -2.5 | 1.1 | -0.6 | 3 | -7 | 6.1 | 5.6 | 23.3 | 18.3 | 1.7 | 0 | 17.8 | 17.2 | 6.7 | -6.1 | 21.1 | 12.2 | 0.2 | -0.8 | -2.8 | -5 | 1.7 | 0 | 3.9 | 0.6 | 1.7 | -3.3 | 2.2 | 0.6 | 10.8 | 8.2 | 13.9 | 12.2 | -3.9 | -16.7 | -15 | -17 | -13.3 | -16.7 | -0.6 | -8.3 | 1.7 | -0.6 | 0.6 | -3.9 | -16.1 | -20 | -6.7 | -10.6 | -16.1 | -18.3 | -0.2 | -3.3 | 2.4 | -1.5 | 0.5 | -3.2 | 16.1 | 15.2 | 2.2 | -1.2 | -0.6 | -3 | -1.1 | -1.1 | -1.7 | -2.8 | 4.4 | 2.2 | -3.3 | -9.4 | 0.2 | -2.7 | 1.1 | -7.8 | -11.7 | -15 | 7.8 | 3.3 | -9.4 | -11.1 | -1.1 | -3.3 | -1.7 | -8.9 | 1.1 | -8.9 | 5.6 | 0.6 | -2.2 | -5 | -11.1 | -13.9 | 1 | -1 | 1.7 | 1.1 | 6.7 | 5 | 2.2 | -6.7 | 4.4 | 2.2 | 2 | 0 | 4.4 | 3.9 | 3.3 | -4.4 | -10.6 | -13.9 | 0 | -5.6 | -12.2 | -15 | -6.7 | -8.3 | 19.2 | 19.2 | 11.7 | 1.7 | 3.9 | 3 | 20 | 19.4 | 2.8 | 1.1 | -3.3 | -4.4 | -3.3 | -11.7 | -1.1 | -2.8 | 3.3 | 1.1 | -6.1 | -7.8 | -2.8 | -2.8 | -5 | -7.8 | -6.9 | -9.6 | -5.6 | -12.2
-23 | -25 | -2.2 | -3.3 | 4.4 | -0.6 | 3.9 | 3.9 | -6.7 | -13.9 | 7.8 | -11.1 | 1 | 0 | 2.8 | -1.7 | 12.2 | -1.1 | 6.5 | 4.2 | 8.9 | 2.8 | 9.6 | 8.4 | 8.9 | -2.8 | 1.1 | -0.6 | 3 | -7 | 5.6 | 5.6 | 22.8 | 18.3 | 3.2 | 1.6 | 19.4 | 16.7 | 6.1 | -6.1 | 21.1 | 12.2 | 0.4 | -0.7 | -2.8 | -5.6 | 1.7 | -0.6 | 4.3 | 1.1 | 1.7 | -3.3 | 1.7 | 0.1 | 9.8 | 7.4 | 12.8 | 11.1 | -3.9 | -16.7 | -14 | -17 | -13.9 | -16.6 | -2.2 | -8.3 | 6.1 | -0.6 | 0.8 | -3.4 | -14.4 | -16.7 | -7.2 | -8.3 | -15.6 | -18.3 | 0.2 | -3.1 | 2.6 | -1.2 | 0 | -3 | 16.1 | 15.5 | 1.7 | -2.2 | -1.7 | -5 | -1.1 | -1.1 | -2.1 | -3.2 | 3.9 | 1.7 | -4.4 | -9.4 | -0.2 | -2.9 | 0 | -7.2 | -12.8 | -16.7 | 7.8 | 3.3 | -10.6 | -12.2 | 0 | -3.9 | -2.2 | -10 | 0.4 | -7.6 | 5.6 | 1.7 | -2.2 | -6.1 | -11.7 | -13.9 | 0 | -1 | 1.1 | 0.5 | 6.7 | 5.2 | 1.7 | -6.7 | 5 | 2.8 | 2 | 0 | 5 | 4.4 | 2.8 | -3.9 | -10 | -12.8 | -0.6 | -6.1 | -12.8 | -15 | -6.7 | -7.8 | 19.1 | 19.1 | 12.2 | 0.6 | 3.9 | 3.2 | 20 | 19.4 | 1.7 | 0.6 | -3.9 | -5 | -3.3 | -11 | -1.1 | -2.8 | 1.7 | 1.1 | -7.2 | -8.9 | -2.2 | -2.2 | -5.4 | -7.7 | -6.7 | -10.6 | -5.6 | -12.2
-22 | -23 | -2.2 | -2.8 | 3.3 | -1.1 | 3.9 | 3.9 | -6.9 | -12.7 | 7.8 | -11.7 | 2 | 0 | 1.7 | -1.7 | 9.4 | 2.2 | 5.7 | 3 | 8.9 | 2.8 | 9.4 | 8.3 | 8.3 | -2.3 | 1.1 | -1.1 | 2 | -6 | 5.6 | 5 | 22.8 | 18.3 | 4.6 | 2.9 | 20.6 | 16.7 | 5 | -6.7 | 20.6 | 15 | 0.6 | -0.6 | -2.2 | -5 | 1.1 | -0.6 | 4.6 | 1.6 | 1.1 | -2.8 | 1.1 | -0.4 | 8.9 | 6.7 | 13.3 | 11.7 | -3.9 | -15.6 | -14 | -17 | -14.4 | -16.4 | -2.8 | -8.9 | 3.3 | -0.6 | 0.9 | -3.3 | -14.4 | -16.1 | -6.7 | -7.8 | -12.2 | -15 | 0.6 | -3.3 | 2.8 | -1.1 | -0.6 | -3.3 | 16.1 | 15.6 | 1.7 | -2 | -2.2 | -4.8 | -1.1 | -1.7 | -2.4 | -3.8 | 2.8 | 0.6 | -5 | -9.4 | -0.6 | -3.3 | -1.1 | -9.4 | -11.7 | -15.6 | 7.2 | 3.3 | -10.6 | -12.2 | 0.6 | -3.9 | -2.2 | -10 | -0.4 | -7.9 | 5.6 | 2.2 | -2.2 | -5.6 | -12.2 | -14.4 | 0 | -2 | 0.6 | 0 | 6.7 | 5.5 | 2.2 | -6.7 | 5.6 | 3.9 | 2 | 0 | 4.4 | 3.9 | 2.8 | -3.9 | -11.7 | -14.4 | -1.1 | -5.6 | -12.8 | -15 | -3.9 | -5 | 18.9 | 18.9 | 11.7 | 0 | 3.9 | 3.3 | 21.7 | 20 | 0.6 | 0 | -5 | -6.1 | -3.3 | -11.7 | -0.6 | -1.7 | 2.8 | 1.1 | -5.6 | -7.2 | -1.7 | -1.7 | -5.7 | -7.8 | -6.9 | -10.2 | -6.7 | -11.7
-21 | -22 | -2.2 | -2.8 | 4.4 | 0.6 | 3.9 | 3.9 | -7 | -12.4 | 8.3 | -11.1 | 1 | 0 | 0.6 | -2.8 | 7.8 | 2.8 | 5 | 2.2 | 7.8 | 3.9 | 9.3 | 8.1 | 7.8 | -2 | 2.2 | -1.1 | 1 | -8 | 5 | 4.4 | 22.8 | 18.3 | 6.1 | 4.4 | 20.6 | 17.2 | 5 | -5.6 | 20.6 | 13.3 | 1 | -0.3 | -1.7 | -5.6 | 0.6 | -1.7 | 5 | 2.2 | 1.1 | -2.2 | 0.6 | -1.1 | 8.3 | 6.6 | 13.9 | 12.2 | -3.9 | -13.3 | -15 | -18 | -14.4 | -16.2 | -3.9 | -11.7 | 3.3 | -1.1 | 1.1 | -3.9 | -14.4 | -16.1 | -6.1 | -6.7 | -11.1 | -14.4 | 0 | -3.1 | 3.2 | -1 | -0.8 | -3 | 16.1 | 15.8 | 1.7 | -2.1 | -2.8 | -5 | -1.1 | -2.2 | -2.8 | -4.4 | 2.8 | 0.6 | -5.6 | -8.9 | -0.8 | -3.3 | -2.2 | -10 | -12.8 | -16.1 | 7.8 | 3.3 | -11.7 | -13.3 | 0.6 | -2.8 | -2.8 | -9.4 | -1.1 | -8.9 | 6.1 | 2.8 | -2.8 | -5.6 | -12.2 | -14.4 | -2 | -3 | 0 | -0.6 | 6.7 | 5.6 | 2.2 | -5.6 | 6.7 | 5 | 2 | 0 | 3.9 | 3.9 | 2.8 | -3.9 | -12.2 | -14.4 | -3.3 | -6.1 | -14.4 | -17.2 | -5 | -6.1 | 18.9 | 18.9 | 12.2 | -1.7 | 5 | 4.6 | 22.2 | 20.6 | 0 | -0.6 | -5.6 | -6.7 | -3.3 | -13.3 | 0 | -1.7 | 2.8 | 1.7 | -5 | -6.7 | -0.9 | -0.9 | -6.1 | -8.3 | -7 | -10.1 | -7.2 | -11.7
-22 | -23 | -2.2 | -2.8 | 7.8 | 1.1 | 3.9 | 3.9 | -7.2 | -12.8 | 8.3 | -10.6 | 2 | 0 | 0 | -2.2 | 8.9 | 2.8 | 4.6 | 2.3 | 8.3 | 3.9 | 9.2 | 8.1 | 7.2 | -2.2 | 1.1 | -1.1 | 1 | -8 | 5 | 5 | 22.8 | 18.3 | 6.7 | 5.2 | 22.2 | 19.4 | 3.9 | -4.4 | 21.1 | 14.4 | 1.3 | -0.1 | -2.2 | -5 | 0.6 | -1.7 | 4.8 | 2.3 | 0.6 | -2.8 | 0.6 | -0.9 | 7.8 | 6.8 | 13.9 | 12.2 | -3.9 | -11.7 | -13 | -15 | -14.4 | -16.1 | -4.4 | -12.2 | 3.3 | -1.1 | 0.9 | -2.8 | -13.9 | -16.1 | -5.6 | -7.2 | -11.1 | -13.9 | -0.5 | -3.2 | 3.5 | -1.3 | -0.9 | -3 | 16.1 | 16 | 1.7 | -2.8 | -3.3 | -5.6 | -1.7 | -2.2 | -3 | -4.4 | 2.8 | 0.6 | -5.6 | -10 | -0.9 | -3.4 | -2.8 | -9.4 | -12.2 | -16.1 | 7.8 | 3.3 | -10.6 | -12.2 | 0.6 | -1.1 | -2.8 | -10 | -1.5 | -7.9 | 3.9 | 1.7 | -3.3 | -6.1 | -12.8 | -15 | -3 | -6 | 0.4 | -0.1 | 6.7 | 5.5 | 2.2 | -5.6 | 7.2 | 6.1 | 2 | -1 | 3.3 | 2.8 | 2.2 | -3.9 | -8.9 | -12.2 | -2.8 | -6.1 | -15.6 | -17.8 | -5 | -6.1 | 18.9 | 18.9 | 11.1 | -2.8 | 6.1 | 6 | 22.2 | 20 | 0 | -0.6 | -5 | -6.1 | -4.2 | -11.9 | 0 | -1.7 | 2.2 | 1.7 | -5 | -6.7 | -0.2 | -0.2 | -5.9 | -8 | -7.2 | -10.6 | -7.2 | -12.8
-22 | -23 | -2.2 | -2.8 | 6.1 | 0.6 | 3.9 | 3.9 | -7 | -11.7 | 8.9 | -10.6 | 2 | 0 | 1.1 | -2.2 | 10.6 | -2.8 | 4.3 | 2.6 | 6.1 | 3.3 | 9 | 7.9 | 6.3 | -1.8 | -0.6 | -3.9 | 1 | -7 | 5 | 5 | 23.3 | 18.9 | 7.2 | 6 | 22.2 | 19.4 | 1.7 | -3.9 | 18.9 | 15 | 1.7 | 0 | -1.1 | -5 | 0.6 | -2.2 | 4.6 | 2.6 | -0.6 | -3.3 | 0.6 | -0.9 | 7.2 | 6.7 | 13.9 | 12.2 | -4.4 | -10.6 | -13 | -16 | -14.4 | -16.1 | -5.6 | -12.2 | 2.8 | -0.6 | 0.8 | -2.3 | -12.2 | -14.4 | -6.7 | -10 | -11.1 | -12.8 | -1.1 | -3.9 | 3.9 | -1.7 | -1.1 | -3.3 | 16.1 | 16.1 | 1.7 | -2.5 | -4.1 | -6 | -1.1 | -2.2 | -3.1 | -4.2 | 3.3 | 0 | -5.6 | -9.4 | -1.1 | -3.9 | -3.3 | -8.9 | -10 | -13.3 | 7.2 | 3.3 | -9.4 | -12.8 | 0.6 | -1.1 | -3.3 | -11.1 | -1.8 | -8 | 2.8 | 1.1 | -3.3 | -6.1 | -12.2 | -16.1 | -3 | -4 | 0.7 | 0.1 | 6.7 | 5.2 | 1.7 | -6.1 | 7.2 | 6.7 | 2 | -2 | 4.4 | 4.4 | 1.7 | -3.9 | -7.2 | -11.1 | -2.8 | -5.6 | -13.3 | -15 | -5 | -6.7 | 18.9 | 18.9 | 10 | -2.2 | 7.2 | 7.2 | 22.2 | 20 | -0.6 | -1.1 | -5 | -6.1 | -5.2 | -11.6 | 0 | -1.7 | 4.4 | 1.7 | -4.4 | -6.1 | 0.6 | 0.6 | -5.8 | -8.1 | -7.6 | -11.2 | -7.8 | -12.8
-22 | -23 | -2.2 | -2.8 | 5.6 | 1.1 | 3.3 | 3.3 | -6.9 | -11.4 | 8.3 | -10.6 | 2 | 0 | -0.6 | -2.8 | 7.2 | 1.1 | 3.9 | 2.8 | 6.7 | 5 | 8.9 | 7.8 | 5.3 | -2 | 3.9 | -5 | 1 | -7 | 5.6 | 5.6 | 23.3 | 18.9 | 7.8 | 6.7 | 22.2 | 19.4 | 2.2 | -5.6 | 20 | 15.6 | 1.5 | -0.1 | -1.1 | -5 | 1.1 | -2.8 | 4.4 | 2.8 | -2.8 | -3.9 | 0.6 | -1.1 | 9.1 | 7.9 | 13.9 | 12.2 | -4.4 | -10 | -15 | -17 | -13.9 | -15.6 | -6.1 | -12.8 | 2.8 | -0.6 | 0.6 | -2.2 | -11.1 | -13.9 | -9.4 | -12.2 | -10 | -12.2 | 0 | -3 | 4.1 | -0.9 | 0.2 | -2.7 | 16.5 | 16.4 | 1.7 | -2.6 | -4.8 | -6.7 | -1.7 | -2.2 | -3.3 | -4.4 | 2.2 | -0.6 | -6.7 | -10 | -0.2 | -2.9 | -3.3 | -8.9 | -12.2 | -16.1 | 7.2 | 2.8 | -10 | -12.2 | 0.6 | 0 | -3.3 | -12.2 | -2.2 | -8.9 | 2.8 | -1.1 | -3.3 | -6.7 | -12.8 | -16.7 | -4 | -6 | 1.1 | 0.6 | 6.7 | 5 | 1.7 | -6.1 | 7.8 | 6.7 | 2 | -2 | 3.3 | 2.8 | 1.7 | -4.4 | -6.7 | -10 | -2.8 | -6.1 | -12.2 | -13.3 | -5 | -6.7 | 19.1 | 19.1 | 10.6 | -6.1 | 7.8 | 7.8 | 21.7 | 20 | -0.6 | -1.1 | -5 | -6.1 | -6.1 | -12.2 | -0.6 | -2.8 | 3.3 | 1.1 | -4.4 | -5.6 | 0.6 | 0.6 | -5.6 | -8.3 | -7.9 | -12.1 | -8.9 | -12.8
-21 | -22 | -2.2 | -2.8 | 6.7 | 1.7 | 3.3 | 3.3 | -6.7 | -11.7 | 8.3 | -10.6 | 2 | 0 | 1.1 | -1.1 | 8.9 | 2.8 | 4.6 | 3.4 | 6.7 | 6.1 | 10.6 | 8.7 | 4.4 | -2.2 | 1.1 | -3.9 | 3 | -5 | 6.7 | 6.1 | 23.3 | 19.4 | 10.4 | 7.8 | 13.9 | 13.3 | 1.1 | -4.4 | 20.6 | 14.4 | 1.3 | -0.3 | -0.6 | -3.9 | 0.6 | -4.4 | 5 | 3.3 | -1.7 | -3.9 | 1.1 | -0.6 | 10.9 | 8.9 | 14.4 | 12.8 | -3.3 | -8.9 | -17 | -19 | -15.6 | -16.7 | -6.1 | -12.8 | 2.2 | -0.6 | 0.8 | -1.4 | -8.9 | -11.7 | -10 | -13.3 | -9.4 | -11.1 | 1.1 | -2.7 | 4.2 | -0.5 | 1.5 | -2.5 | 16.8 | 16.5 | 1.7 | -3.3 | -5.6 | -7.8 | -1.1 | -2.2 | 1.1 | -1.7 | 1.7 | -0.6 | -7.2 | -11.1 | 0.8 | -2 | -3.3 | -8.9 | -13.3 | -16.7 | 7.8 | 3.3 | -8.9 | -11.1 | 1.1 | 0 | -3.9 | -13.3 | -0.5 | -7.1 | 2.2 | -1.1 | -3.3 | -6.7 | -12.8 | -16.7 | -3 | -5 | 1.3 | 0.9 | 7.1 | 5.1 | 1.7 | -6.1 | 8.3 | 7.2 | 0 | -3 | 6.1 | 5.6 | 1.7 | -3.9 | -6.1 | -10 | -4.4 | -6.7 | -11.7 | -13.3 | -5 | -6.7 | 19.2 | 19.2 | 11.1 | -7.2 | 8.3 | 8.3 | 21.7 | 20 | -0.6 | -1.1 | -5.6 | -6.1 | -5 | -11.2 | -0.6 | -2.8 | 4.4 | 2.2 | -3.9 | -5.6 | 0.6 | 0.6 | -5.2 | -7.5 | -8.3 | -13.9 | -10 | -17.2
-22 | -23 | -2.2 | -3.3 | 10.6 | 0.6 | 4.4 | 4.4 | -5.6 | -10.7 | 9.4 | -9.4 | 3 | 1 | 3.3 | 0 | 11.1 | 3.3 | 5.4 | 4.4 | 7.8 | 6.1 | 12.2 | 9.4 | 7.7 | -1.1 | -0.6 | -3.3 | 5 | -5 | 11.7 | 9.4 | 24.4 | 19.4 | 13 | 8.9 | 13.3 | 12.2 | 5 | -1.7 | 21.7 | 15.6 | 1.1 | -0.6 | 0.6 | -3.9 | 0.6 | -4.4 | 5.5 | 3.8 | 0.6 | -3.3 | 1.7 | -0.3 | 12.8 | 10 | 14.4 | 13.3 | -1.7 | -8.9 | -16 | -18 | -14.4 | -16.1 | -5 | -13.3 | 2.2 | -1.7 | 0.9 | -0.9 | -7.8 | -11.1 | -11.7 | -15 | -8.9 | -10.6 | 2.2 | -2.8 | 4.4 | 0 | 2.8 | -2.8 | 17.2 | 16.7 | 3 | -2 | -3.7 | -5.9 | -1.1 | -1.7 | 5.6 | 0.1 | 3.9 | -0.6 | -8.3 | -12.8 | 1.7 | -1.7 | -1.1 | -9.4 | -6.7 | -13.3 | 9.4 | 3.3 | -7.2 | -9.4 | 1.7 | 0.6 | -4.4 | -13.3 | 1.1 | -6.4 | 2.8 | -0.6 | -3.3 | -6.1 | -12.8 | -17.2 | -4 | -6 | 1.5 | 1.3 | 7.4 | 5.1 | 2.2 | -5.6 | 9.4 | 8.3 | 0 | -5 | 10 | 8.9 | 2.8 | -4.4 | -5.6 | -10 | -2.2 | -5.6 | -11.1 | -13.3 | -3.3 | -5 | 19.4 | 19.4 | 12.2 | -10.6 | 8.9 | 8.9 | 21.7 | 20 | 3.9 | 1.7 | -6.7 | -7.2 | -3.9 | -11.2 | 0.6 | -2.8 | 3.9 | 2.2 | -3.9 | -6.1 | 0.6 | 0.6 | -4.8 | -6.8 | -7.6 | -13.9 | -8.3 | -18.3
-22 | -23 | -2.2 | -2.8 | 13.3 | 2.2 | 4.4 | 4.4 | -4.4 | -10.5 | 10.6 | -10 | 4 | 2 | 6.1 | 0.6 | 13.9 | 1.7 | 6.1 | 5 | 10 | 6.7 | 13.9 | 10 | 11.1 | -0.3 | 0.6 | -2.8 | 7 | -7 | 17.8 | 7.2 | 25 | 19.4 | 15.6 | 9.4 | 13.9 | 11.7 | 10.6 | -3.3 | 21.1 | 16.7 | 1.5 | -0.8 | 1.1 | -3.3 | 0.6 | -4.4 | 6.1 | 4.4 | 3.3 | -3.9 | 2.2 | 0 | 15.2 | 8.7 | 15.6 | 13.9 | 0 | -7.8 | -18 | -20 | -12.2 | -15 | -3.9 | -13.9 | 2.2 | -1.1 | 1.1 | -0.6 | -6.7 | -10 | -12.8 | -16.1 | -7.8 | -9.4 | 3.9 | -1.5 | 5.5 | -0.7 | 4.3 | -2.4 | 17.8 | 16.8 | 4.3 | -1.1 | -1.9 | -4.4 | -1.1 | -1.7 | 10 | 1.7 | 5.6 | -1.1 | -9.4 | -14.4 | 2.2 | -1.1 | 0 | -11.1 | -1.7 | -9.4 | 10.6 | 3.9 | -6.1 | -8.3 | 1.7 | 1.1 | -4.4 | -14.4 | 2.8 | -6.7 | 2.2 | -1.7 | -2.8 | -6.1 | -12.8 | -17.2 | -1 | -3 | 1.7 | 1.7 | 7.8 | 5 | 3.3 | -5 | 8.9 | 7.8 | -1 | -6 | 13.3 | 9.4 | 4.4 | -3.9 | -5 | -9.4 | -0.6 | -4.4 | -8.9 | -13.3 | -1.7 | -4.4 | 20.3 | 19.7 | 11.7 | -6.1 | 9.8 | 8.8 | 21.1 | 19.4 | 8.3 | 2.8 | -6.1 | -6.7 | -2.8 | -12.2 | 1.7 | -3.3 | 3.9 | 3.3 | -3.9 | -6.1 | 0.6 | 0.6 | -4.4 | -6.7 | -6.8 | -15 | -6.1 | -13.3
-23 | -24 | -2.2 | -2.8 | 16.1 | 1.7 | 5.6 | 5.6 | -3.3 | -11.1 | 11.7 | -10 | 4 | 2 | 9.4 | 1.7 | 16.1 | -1.7 | 7.4 | 5.2 | 8.9 | 6.7 | 15.4 | 10 | 14.4 | -0.6 | 1.1 | -2.2 | 8 | -7 | 20 | 6.1 | 25.6 | 19.4 | 16.7 | 9.9 | 15.6 | 10.6 | 12.8 | -3.3 | 23.9 | 15.6 | 1.8 | -1.4 | 2.8 | -2.8 | 1.1 | -5 | 6.7 | 5.4 | 4.4 | -3.9 | 3.5 | 0.4 | 17.6 | 6.5 | 17.2 | 14.4 | 1.1 | -7.8 | -17 | -19 | -11.7 | -14.4 | -2.8 | -15 | 2.2 | -2.2 | 1.1 | -0.3 | -5 | -8.3 | -12.8 | -16.1 | -6.1 | -8.3 | 5.5 | -0.9 | 6.7 | -1.5 | 5.7 | -2.8 | 18.3 | 16.7 | 5.6 | -0.6 | 0 | -3.3 | 0 | -1.1 | 11.1 | 1.6 | 6.7 | -1.7 | -10 | -15 | 2.8 | -0.7 | 1.7 | -11.1 | 2.2 | -6.1 | 10.6 | 3.3 | -3.3 | -7.2 | 1.7 | 1.7 | -4.4 | -15 | 4.3 | -4.8 | 2.2 | -0.6 | -2.8 | -4.4 | -12.2 | -16.7 | 1 | -2 | 2.4 | 2.4 | 8.3 | 5.4 | 4.4 | -3.9 | 8.9 | 7.2 | -2 | -7 | 15.6 | 10 | 6.7 | -4.4 | -5 | -8.9 | 1.1 | -4.4 | -6.7 | -13.3 | 0.6 | -4.4 | 21.3 | 19.8 | 13.3 | -6.1 | 10.8 | 8.8 | 23.3 | 19.4 | 10 | 1.7 | -5 | -5.6 | -2.2 | -11.4 | 3.3 | -2.8 | 5 | 4.4 | -3.9 | -6.1 | 0.6 | 0.6 | -4 | -6.3 | -6.1 | -17.8 | -3.9 | -14.4
-23 | -25 | -2.2 | -2.8 | 18.3 | -1.7 | 7.2 | 7.2 | -2.2 | -9.8 | 12.8 | -9.4 | 6 | 3 | 12.2 | 1.7 | 17.8 | -4.4 | 8.7 | 5.1 | 11.1 | 5.6 | 16.8 | 9.5 | 14.8 | -0.4 | 2.2 | -1.7 | 9 | -2 | 21.7 | 8.3 | 26.1 | 20 | 17.8 | 10.5 | 15 | 10 | 14.4 | -3.3 | 25.6 | 13.9 | 2.2 | -2.2 | 3.9 | -2.8 | 1.7 | -5 | 7.2 | 6.3 | 4.4 | -3.9 | 4.8 | 0.9 | 20 | 1.7 | 18.9 | 15 | 1.7 | -8.3 | -16 | -18 | -9.4 | -12.8 | -2.2 | -15.6 | 2.8 | -2.8 | 1.1 | -0.2 | -3.9 | -7.2 | -12.2 | -16.1 | -4.4 | -7.8 | 7.2 | 0 | 7.8 | -3.3 | 7.2 | -3.9 | 18.9 | 16.7 | 7.3 | -0.4 | 0.7 | -2.5 | 0 | -1.1 | 12.2 | 1.5 | 7.2 | -1.1 | -10 | -14.4 | 3.3 | -0.6 | 1.7 | -13.3 | 3.9 | -5 | 12.8 | 4.4 | -2.2 | -6.7 | 2.2 | 2.2 | -5 | -15 | 5.7 | -4.2 | 2.2 | -0.6 | -1.7 | -3.9 | -11.7 | -16.7 | 2 | -2 | 3.2 | 3.2 | 8.9 | 5.8 | 5.6 | -2.8 | 8.9 | 7.2 | -3 | -9 | 18.9 | 10.6 | 7.8 | -3.9 | -4.4 | -8.9 | 2.8 | -3.9 | -5.6 | -13.3 | 2.2 | -5.6 | 22.2 | 20 | 14.4 | -8.3 | 11.7 | 8.3 | 23.9 | 18.9 | 12.2 | 0.6 | -3.9 | -5.6 | -1.7 | -12 | 3.3 | -2.8 | 5 | 5 | -2.8 | -6.1 | 0.6 | 0.6 | -3.7 | -6.6 | -5.9 | -15.9 | -2.8 | -15.6
-23 | -25 | -1.7 | -2.8 | 19.4 | -1.7 | 11.7 | 11.1 | -1.1 | -9.2 | 13.9 | -9.4 | 8 | 4 | 13.3 | 1.1 | 17.2 | -2.8 | 10 | 5 | 11.1 | 4.4 | 18.3 | 8.9 | 15.2 | -0.8 | 6.1 | -2.8 | 11 | -5 | 20 | 9.4 | 25.6 | 20 | 18.9 | 10.6 | 13.9 | 10.6 | 16.1 | -4.4 | 26.1 | 12.8 | 1.8 | -1.9 | 3.3 | -1.7 | 2.2 | -5 | 7.8 | 7.2 | 4.4 | -4.4 | 6.1 | 1.1 | 20.6 | 2.4 | 20.6 | 16.7 | 1.1 | -7.8 | -15 | -18 | -8.9 | -12.2 | -1.7 | -16.7 | 2.8 | -3.3 | 1.1 | 0 | -3.3 | -6.7 | -11.7 | -15.6 | -3.9 | -8.9 | 8.1 | 0.6 | 7.2 | -3 | 7.9 | -2.9 | 19.6 | 16.7 | 8.9 | -0.4 | 1.5 | -2.2 | 0.6 | -2.2 | 13.3 | 1.1 | 7.8 | -2.2 | -8.9 | -14.4 | 3.1 | -0.8 | 2.8 | -13.3 | 3.9 | -5 | 12.2 | 3.9 | 1.7 | -6.1 | 2.8 | 2.2 | -6.1 | -17.8 | 7.2 | -3.9 | 2.2 | -0.6 | -1.1 | -3.9 | -10.6 | -15.6 | 3 | -1 | 3.9 | 3.9 | 9.4 | 6.1 | 6.7 | -2.2 | 8.9 | 7.2 | -3 | -9 | 20 | 11.7 | 10 | -3.9 | -3.9 | -8.9 | 4.4 | -3.9 | -3.9 | -12.8 | 2.8 | -7.2 | 22.9 | 20.1 | 14.4 | -8.3 | 12.8 | 7.9 | 24.4 | 17.8 | 13.3 | -0.6 | -3.9 | -5.6 | -1.1 | -13.9 | 3.9 | -2.8 | 5.6 | 5.6 | -2.8 | -6.1 | -0.3 | -0.4 | -3.3 | -7.2 | -5.8 | -15.3 | -2.8 | -15.6
-22 | -25 | -1.1 | -2.8 | 18.3 | -3.3 | 21.1 | 19.4 | 0 | -10 | 15 | -8.9 | 8 | 5 | 13.9 | 2.2 | 17.8 | -5 | 10 | 3.7 | 11.7 | 6.1 | 18.1 | 8.4 | 15.6 | -1.1 | 5.6 | -2.2 | 11 | -2 | 21.1 | 10 | 25.6 | 19.4 | 18.7 | 10.8 | 13.9 | 11.1 | 17.8 | -6.1 | 26.7 | 13.9 | 1.5 | -1.8 | 4.4 | -2.2 | 2.8 | -6.1 | 7.1 | 6.5 | 5 | -3.9 | 6.7 | 2.2 | 21.1 | 2.9 | 21.7 | 17.2 | 0 | -3.9 | -15 | -17 | -7.8 | -11.7 | -1.1 | -16.7 | 2.2 | -3.9 | 1.3 | 0 | -2.8 | -6.1 | -11.7 | -16.1 | -5 | -11.7 | 9.1 | 1.3 | 6.7 | -3.1 | 8.7 | -2.5 | 20.4 | 16.9 | 10.6 | -1.1 | 2.2 | -2.2 | 0.6 | -3.3 | 13.1 | 0.8 | 8.9 | -2.2 | -8.9 | -14.4 | 3 | -1.2 | 3.3 | -14.4 | 7.2 | -4.4 | 13.3 | 4.4 | 3.3 | -6.7 | 3.9 | 2.8 | -5.6 | -16.7 | 7.6 | -3.2 | 1.7 | -0.6 | -1.1 | -3.9 | -10 | -15.6 | 4 | -1 | 6.1 | 4.6 | 9.4 | 5.8 | 7.2 | -1.7 | 8.9 | 8.3 | -3 | -9 | 21.1 | 11.1 | 11.1 | -5 | -4.4 | -9.4 | 5.6 | -3.9 | -3.3 | -12.2 | 3.9 | -8.9 | 23.7 | 20.5 | 16.7 | -7.8 | 13.9 | 7.2 | 23.3 | 18.3 | 15.6 | -1.1 | -3.3 | -5 | -1.5 | -12.1 | 4.4 | -2.2 | 6.7 | 6.1 | -2.8 | -5.6 | -1.3 | -1.7 | -2.9 | -6.9 | -5.6 | -16.1 | -2.2 | -14.4
-23 | -25 | -1.1 | -2.2 | 17.8 | -2.8 | 21.1 | 18.3 | 0.2 | -8.9 | 16.1 | -9.4 | 8 | 4 | 14.4 | 1.1 | 17.2 | 0.6 | 10 | 2.1 | 10.6 | 5 | 18 | 7.8 | 15 | -1 | 1.1 | -0.6 | 12 | -2 | 20 | 8.9 | 26.1 | 20 | 18.5 | 11.1 | 15 | 10 | 17.8 | -7.8 | 24.4 | 14.4 | 1.1 | -2.2 | 4.4 | -1.1 | 2.8 | -7.2 | 6.3 | 5.7 | 4.4 | -3.9 | 7.2 | 3.1 | 21.7 | 3.3 | 22.2 | 17.2 | 0 | -3.3 | -16 | -18 | -7.2 | -11.1 | -0.6 | -15 | 2.2 | -3.9 | 1.5 | 0 | -2.8 | -6.7 | -12.8 | -17.2 | -6.1 | -13.3 | 10 | 1.7 | 6.1 | -3.9 | 9.4 | -2.8 | 21.1 | 16.7 | 9.5 | -1.4 | 2 | -2.4 | 0.6 | -3.3 | 13 | 0.7 | 9.4 | -2.2 | -8.3 | -13.3 | 2.8 | -1.7 | 2.8 | -13.3 | 5.6 | -3.3 | 13.3 | 5 | 5 | -6.1 | 4.4 | 3.3 | -5.6 | -16.7 | 7.9 | -3.4 | 2.8 | -2.2 | -1.1 | -3.9 | -9.4 | -15.6 | 5 | -1 | 8.4 | 5.4 | 9.4 | 5.4 | 7.8 | -1.1 | 9.4 | 8.3 | -2 | -9 | 21.1 | 11.1 | 11.1 | -5 | -5.6 | -9.4 | 7.2 | -3.9 | -2.8 | -11.7 | 5 | -8.9 | 24.4 | 20.6 | 15.6 | -7.8 | 15 | 6.1 | 23.9 | 18.9 | 15 | -1.1 | -1.7 | -4.4 | -1.8 | -11.3 | 4.4 | -2.2 | 7.2 | 6.7 | -2.8 | -5 | -2.2 | -2.8 | -2.6 | -7.3 | -6.3 | -15.5 | -2.2 | -15.6
-23 | -25 | -1.7 | -2.2 | 17.2 | -1.7 | 21.1 | 17.8 | 0.4 | -8.8 | 16.1 | -9.4 | 8 | 4 | 13.9 | 1.1 | 16.7 | 3.9 | 10 | 0.6 | 10.6 | 6.1 | 17.8 | 7.2 | 14.5 | -1.4 | 2.2 | -0.6 | 12 | -1 | 19.4 | 10 | 25.6 | 20 | 18.3 | 11.1 | 13.9 | 8.9 | 18.3 | -7.2 | 25 | 13.9 | 0.9 | -1.9 | 3.9 | -1.1 | 3.3 | -7.8 | 5.6 | 5 | 4.4 | -3.9 | 7.8 | 3.9 | 19.5 | 6.3 | 22.8 | 17.2 | 0 | -3.3 | -17 | -21 | -7.8 | -10 | -1.7 | -16.7 | 2.2 | -4.4 | 1.7 | 0 | -2.8 | -6.1 | -13.9 | -18.3 | -8.3 | -15 | 8.3 | 0.3 | 4.4 | -4.8 | 8.3 | -0.9 | 20 | 16.5 | 8.3 | -1.8 | 1.9 | -2.8 | 0 | -3.3 | 12.8 | 0 | 9.4 | -2.8 | -8.3 | -12.8 | 2.4 | -2.4 | 2.2 | -11.7 | 4.4 | -4.4 | 13.3 | 4.4 | 4.4 | -7.2 | 5 | 3.3 | -6.1 | -16.7 | 8.3 | -3.9 | 2.2 | -2.2 | -1.1 | -4.4 | -8.9 | -15 | 4 | -2 | 10.6 | 5.6 | 9.4 | 5 | 7.2 | -1.7 | 8.9 | 7.2 | -3 | -9 | 20 | 10 | 11.7 | -5 | -6.1 | -9.4 | 7.8 | -3.3 | -1.7 | -11.1 | 4.4 | -9.4 | 23.7 | 20.3 | 14.4 | -7.8 | 13.3 | 6.4 | 23.3 | 19.4 | 16.7 | -1.7 | -2.2 | -4.4 | -2.2 | -12.2 | 4.4 | -1.7 | 7.2 | 6.7 | -2.2 | -3.9 | -2.6 | -3.2 | -2.2 | -8.3 | -7.1 | -16.5 | -2.8 | -15.6
-23 | -25 | -1.7 | -2.2 | 16.1 | -1.1 | 16.7 | 16.1 | 0.6 | -10 | 15.6 | -9.4 | 7 | 4 | 11.7 | 1.7 | 15 | 2.2 | 8.5 | 0.9 | 10 | 5.6 | 15.8 | 8.6 | 13.9 | -1.7 | 2.2 | -0.6 | 11 | 0 | 18.3 | 11.1 | 25 | 19.4 | 17.2 | 11.7 | 13.3 | 6.7 | 17.2 | -6.7 | 25 | 13.9 | 0.8 | -1.8 | 3.9 | -1.1 | 0.6 | -7.2 | 6.1 | 5.1 | 4.4 | -4.4 | 7.2 | 4.2 | 17.2 | 7.6 | 21.1 | 16.1 | 0 | -3.3 | -18 | -22 | -7.2 | -10 | -2.2 | -16.7 | 1.1 | -4.4 | 0.8 | -0.8 | -2.8 | -6.1 | -14.4 | -18.9 | -10 | -15.6 | 6.7 | -0.9 | 2.8 | -6.3 | 7.2 | 0.4 | 18.9 | 16 | 7.2 | -2.8 | 1.7 | -3.9 | 0 | -3.9 | 11.7 | 2.7 | 8.3 | -3.3 | -8.3 | -12.2 | 2.1 | -3 | 1.1 | -11.7 | 1.7 | -5.6 | 10.6 | 3.9 | 2.2 | -7.8 | 5.6 | 3.3 | -6.7 | -17.2 | 6.6 | -3.2 | 1.7 | -3.3 | -1.1 | -5 | -8.9 | -15 | 3 | -1 | 8.2 | 4.6 | 8.9 | 5.3 | 7.2 | -1.1 | 6.7 | 5 | -4 | -9 | 17.8 | 10 | 10 | -5.6 | -6.1 | -9.4 | 7.2 | -3.3 | -2.2 | -10.6 | 4.4 | -10 | 22.9 | 19.7 | 13.3 | -7.8 | 11.7 | 6.4 | 23.3 | 19.4 | 16.1 | -2.2 | -3.9 | -5 | -3.3 | -13.5 | 4.4 | -1.1 | 6.7 | 6.1 | -2.8 | -4.4 | -2.9 | -3.8 | -2.8 | -8.2 | -7.8 | -18.3 | -3.3 | -11.1
-26 | -27 | -1.7 | -2.2 | 16.1 | -2.2 | 17.8 | 16.7 | -0.9 | -9.5 | 14.4 | -8.9 | 7 | 4 | 11.1 | 2.8 | 13.9 | 3.9 | 7.1 | 1.2 | 9.4 | 5.6 | 13.7 | 9.2 | 13.2 | -1 | 1.7 | -0.6 | 9 | 4 | 16.1 | 11.1 | 23.9 | 19.4 | 16.1 | 12.1 | 12.2 | 6.1 | 15.6 | -6.1 | 22.8 | 14.4 | 0.6 | -2.2 | 2.8 | -1.7 | -2.2 | -7.8 | 6.7 | 5 | 2.2 | -6.1 | 6.7 | 4.4 | 15 | 8.3 | 19.4 | 16.7 | 0 | -2.8 | -20 | -23 | -7.8 | -11.1 | -2.8 | -15.6 | -0.6 | -5.6 | -0.2 | -2 | -3.3 | -6.1 | -15.6 | -18.9 | -11.7 | -17.2 | 5 | -2.8 | 1.1 | -8.9 | 6.1 | 1.1 | 17.8 | 15.6 | 6.7 | -2.6 | 1.3 | -3 | -1.7 | -5 | 10.5 | 4.2 | 6.7 | -3.3 | -8.3 | -12.2 | 1.7 | -4.4 | -0.6 | -11.7 | 2.2 | -7.2 | 9.4 | 2.8 | -0.6 | -5.6 | 5 | 3.9 | -7.8 | -16.7 | 5 | -3.1 | 1.1 | -2.8 | -1.7 | -5 | -9.4 | -15.6 | 3 | -1 | 5.7 | 3.4 | 8.3 | 5.4 | 6.7 | -0.6 | 5 | 2.8 | -4 | -10 | 15 | 10 | 8.3 | -4.4 | -6.1 | -9.4 | 6.1 | -3.3 | -2.2 | -10.6 | 2.8 | -10 | 22.2 | 19.4 | 11.7 | -8.3 | 10 | 6.1 | 23.3 | 19.4 | 13.3 | -1.1 | -3.9 | -5.6 | -4.5 | -16 | 3.9 | -0.6 | 7.2 | 6.7 | -2.2 | -4.4 | -3.3 | -4.4 | -3.3 | -8.7 | -8.5 | -17.8 | -4.4 | -12.8
-27 | -29 | -1.7 | -2.8 | 16.1 | -2.8 | 16.7 | 15 | -2.4 | -10 | 12.2 | -5 | 6 | 3 | 10 | 2.8 | 13.3 | 7.2 | 5.6 | 1.1 | 8.3 | 5.6 | 11.7 | 9.4 | 12.4 | -0.7 | 1.1 | -1.1 | 8 | -4 | 13.3 | 10.6 | 23.9 | 20 | 15 | 12.2 | 11.7 | 6.1 | 12.8 | -6.7 | 21.7 | 15 | -0.3 | -2.3 | 2.2 | -1.7 | -3.3 | -7.8 | 7.2 | 5 | -1.7 | -5.6 | 6.1 | 4.4 | 13.9 | 8.6 | 18.9 | 16.1 | 0 | -2.2 | -22 | -25 | -8.3 | -10.6 | -3.3 | -15 | -1.1 | -5.6 | -1.1 | -3.3 | -2.8 | -6.1 | -15.6 | -18.9 | -12.8 | -17.8 | 3.1 | -4.1 | 0.2 | -7.8 | 4.1 | -0.1 | 17.6 | 16 | 6.1 | -3.1 | 1 | -2.6 | -1.7 | -6.7 | 9.4 | 5.6 | 5 | -3.3 | -8.3 | -12.2 | 1.3 | -4.2 | -2.2 | -10.6 | 0 | -8.3 | 8.3 | 2.8 | -2.8 | -6.1 | 4.4 | 1.7 | -9.4 | -20 | 3.3 | -3.9 | 1.1 | -2.8 | -2.2 | -4.4 | -9.4 | -15.6 | 2 | -2 | 3.3 | 2.2 | 7.8 | 5.6 | 6.1 | -1.1 | 3.9 | 2.2 | -4 | -10 | 13.9 | 10.6 | 4.4 | -2.8 | -6.7 | -10 | 4.4 | -3.3 | -2.2 | -10.6 | -1.7 | -10.6 | 21.5 | 19.6 | 10.6 | -10 | 8.7 | 5.6 | 22.8 | 20 | 11.1 | 1.7 | -5 | -6.1 | -5.6 | -20.6 | 5 | -0.6 | 7.2 | 6.7 | -2.8 | -4.4 | -3.7 | -4.5 | -3.9 | -10 | -9.3 | -18.8 | -5 | -8.9
-30 | -31 | -2.2 | -3.3 | 15 | -1.1 | 15.6 | 13.9 | -3.9 | -11.7 | 11.1 | -5.6 | 6 | 3 | 9.4 | 2.8 | 15 | -2.2 | 4.8 | 1.1 | 8.3 | 5.6 | 10.6 | 8.6 | 11.7 | -0.6 | 1.7 | -3.9 | 6 | -8 | 11.7 | 10.6 | 23.9 | 20 | 14.3 | 12.2 | 12.2 | 4.4 | 11.7 | -4.4 | 21.7 | 13.9 | -1.3 | -2.7 | 1.7 | -1.7 | -3.9 | -7.8 | 7.6 | 5.4 | -2.8 | -6.1 | 6.1 | 4.6 | 12.8 | 8.5 | 18.3 | 16.7 | 0 | -1.1 | -24 | -28 | -8.9 | -9.4 | -5 | -14.4 | -1.7 | -6.1 | -1.7 | -4.1 | -2.8 | -6.1 | -16.1 | -20 | -14.4 | -19.4 | 1.3 | -6 | -0.8 | -8.2 | 2 | -1.6 | 17.4 | 16.4 | 5.6 | -3.9 | 0.6 | -2.8 | -3.3 | -6.1 | 9.6 | 5.8 | 4.4 | -3.9 | -8.9 | -11.7 | 1 | -4.5 | -3.9 | -11.7 | -1.1 | -8.9 | 7.2 | 1.7 | -3.9 | -6.7 | 4.4 | 1.7 | -10.6 | -20 | 3.7 | -3.6 | 0.6 | -3.3 | -2.2 | -5.6 | -10 | -15.6 | 2 | -2 | 2.4 | 1.2 | 7.4 | 5.4 | 6.1 | -1.1 | 3.3 | 1.1 | -5 | -10 | 12.8 | 10.6 | 1.7 | -3.3 | -7.2 | -10.6 | 2.8 | -3.9 | -1.7 | -10 | -2.8 | -10 | 20.7 | 19.9 | 8.9 | -12.2 | 7.4 | 5.1 | 22.8 | 20 | 9.4 | 1.7 | -5 | -6.7 | -6.1 | -16.1 | 5 | -1.7 | 7.2 | 6.1 | -2.2 | -4.4 | -4 | -4.6 | -3.9 | -8.9 | -10 | -20.6 | -5.6 | -10
-32 | -32 | -2.8 | -4.4 | 15 | -0.6 | 15 | 13.9 | -4.1 | -11 | 10 | -5 | 6 | 3 | 8.9 | 3.3 | 13.9 | -1.7 | 4.1 | 1.3 | 8.9 | 5 | 9.4 | 7.5 | 11.1 | -0.3 | 0.6 | -7.8 | 4 | -8 | 10.6 | 10 | 23.3 | 20 | 13.5 | 11.9 | 12.2 | 3.3 | 11.7 | -4.4 | 21.1 | 13.9 | -2.2 | -3.3 | 2.2 | -1.7 | -4.4 | -7.8 | 7.9 | 5.7 | -2.8 | -5.6 | 6.1 | 4.9 | 11.7 | 8.3 | 18.3 | 16.7 | 0.6 | -0.6 | -23 | -26 | -10 | -10.6 | -6.1 | -15 | -2.2 | -6.7 | -2.2 | -5.1 | -3.3 | -5 | -16.7 | -20 | -15.6 | -20.6 | -0.6 | -8.9 | -1.7 | -9.4 | 0 | -3.3 | 17.2 | 16.7 | 5.6 | -3.1 | -0.3 | -2.8 | -3.3 | -6.1 | 9.8 | 6 | 1.1 | -2.8 | -8.3 | -10.6 | 0.6 | -5.6 | -5 | -11.7 | -0.6 | -8.3 | 7.2 | 1.7 | -4.4 | -6.1 | 3.9 | 2.2 | -11.1 | -20.6 | 4 | -3.9 | 0.6 | -3.9 | -1.7 | -4.4 | -10.6 | -16.1 | 2 | -2 | 1.5 | 0.3 | 7.1 | 5.3 | 6.1 | -0.6 | 1.7 | -0.6 | -5 | -10 | 11.7 | 10 | 1.1 | -3.9 | -10 | -12.8 | -0.6 | -3.9 | -1.1 | -9.4 | -3.9 | -9.4 | 20 | 20 | 8.3 | -11.7 | 6.1 | 4.4 | 22.8 | 20 | 9.4 | 2.2 | -4.4 | -5.6 | -6.7 | -14.3 | 4.4 | -2.8 | 6.7 | 5.6 | -2.8 | -4.4 | -4.4 | -5 | -3.9 | -8.5 | -10.2 | -19.6 | -6.7 | -10.6
-32 | -32 | -3.3 | -5 | 13.3 | 1.7 | 15 | 12.2 | -4.2 | -11.1 | 10 | -5.6 | 6 | 4 | 7.8 | 2.8 | 12.8 | 1.1 | 3.3 | 1.1 | 7.8 | 5 | 8.3 | 6.7 | 10.6 | 0 | -1.1 | -7.2 | 3 | -7 | 9.4 | 8.9 | 23.3 | 20 | 12.8 | 11.7 | 12.8 | 4.4 | 11.7 | -4.4 | 21.7 | 13.3 | -2.8 | -3.9 | 2.2 | -1.1 | -5.6 | -7.8 | 8.3 | 6.1 | -3.3 | -6.1 | 6.1 | 5 | 11.7 | 7.6 | 17.8 | 16.7 | 1.1 | 0 | -23 | -26 | -10 | -11.1 | -7.2 | -14.4 | -2.8 | -7.2 | -2.8 | -6.7 | -3.3 | -4.4 | -18.3 | -21.1 | -16.7 | -21.1 | -1.9 | -9.1 | -2.1 | -8.3 | -1.3 | -5.5 | 17.4 | 16.8 | 5.6 | -3.1 | -1.3 | -3.5 | -5 | -6.1 | 10 | 6.1 | 0 | -3.3 | -8.9 | -10.6 | -0.5 | -5.4 | -5.6 | -11.7 | -0.6 | -10 | 7.2 | 1.7 | -5 | -6.7 | 3.3 | 1.1 | -12.2 | -23.9 | 4.4 | -5 | 0 | -3.9 | -1.7 | -4.4 | -10.6 | -16.1 | 1 | -1 | 0.6 | -0.6 | 6.7 | 5 | 6.1 | -0.6 | 0 | -2.8 | -5 | -9 | 11.7 | 9.4 | 0 | -4.4 | -12.2 | -14.4 | -1.7 | -3.9 | -1.1 | -9.4 | -3.3 | -9.4 | 19.8 | 19.8 | 7.8 | -11.7 | 5.4 | 4.1 | 22.8 | 20 | 3.9 | 1.7 | -4.4 | -5 | -7.2 | -13.3 | 1.7 | -2.8 | 6.7 | 5.6 | -2.8 | -4.4 | -5.2 | -5.7 | -3.9 | -8.9 | -10.4 | -19.8 | -6.7 | -11.7
-32 | -32 | -3.3 | -5 | 12.2 | 2.2 | 14.4 | 5 | -4.4 | -12.2 | 10 | -5 | 6 | 4 | 6.7 | 2.2 | 11.7 | 1.1 | 2.8 | 0.8 | 7.2 | 5 | 7.9 | 6.4 | 10 | 0 | -0.6 | -11.1 | 2 | -7 | 9.4 | 8.9 | 23.3 | 20 | 13.2 | 12.1 | 12.8 | 5 | 10.6 | -2.8 | 20.6 | 12.8 | -3.3 | -4.7 | 2.8 | -1.7 | -5 | -8.3 | 8.1 | 6.1 | -3.3 | -5.6 | 5.5 | 4.3 | 11.7 | 7.1 | 17.8 | 16.7 | 1.7 | 0 | -26 | -28 | -10.6 | -11.1 | -7.8 | -14.4 | -3.3 | -6.7 | -3.2 | -6.7 | -3.3 | -5 | -20 | -22.2 | -17.2 | -22.2 | -3.1 | -10 | -2.4 | -7.8 | -2.6 | -8.2 | 17.6 | 16.6 | 5.6 | -3.3 | -2.2 | -4.4 | -4.4 | -6.1 | 10.4 | 6.4 | 0.6 | -3.3 | -8.3 | -10 | -1.7 | -6.4 | -6.1 | -11.7 | 0 | -7.8 | 5.6 | 0.6 | -6.1 | -7.8 | 3.3 | 1.1 | -12.8 | -23.9 | 3.9 | -4.5 | 0 | -4.4 | -1.7 | -4.4 | -10.6 | -15.6 | 2 | -2 | -0.2 | -1.2 | 7.2 | 5 | 6.1 | -0.6 | -0.6 | -4.4 | -5 | -10 | 12.2 | 9.4 | -0.6 | -3.9 | -12.2 | -14.4 | -2.8 | -4.4 | -1.1 | -7.8 | -4.4 | -9.4 | 19.6 | 19.6 | 7.2 | -11.7 | 4.6 | 3.7 | 22.2 | 20 | 3.3 | 1.1 | -5 | -6.1 | -7.2 | -12.9 | -1.1 | -6.1 | 6.7 | 5.6 | -2.8 | -3.9 | -5.9 | -6.4 | -4.3 | -8.6 | -10.6 | -21.1 | -7.8 | -11.7
-32 | -32 | -3.3 | -5 | 12.2 | 2.8 | 11.7 | 2.8 | -4.8 | -11.2 | 8.9 | -5.6 | 6 | 4 | 7.2 | 2.8 | 11.1 | 0.6 | 2.2 | 0.2 | 6.7 | 4.4 | 7.1 | 5.7 | 6.3 | -0.2 | -1.1 | -11.7 | 1 | -7 | 10 | 9.4 | 22.8 | 20 | 13.5 | 12.4 | 13.9 | 3.3 | 10 | -2.8 | 21.7 | 13.3 | -3.9 | -5.6 | 1.1 | -1.7 | -6.1 | -8.3 | 8 | 6.2 | -3.9 | -6.1 | 5 | 3.5 | 11.7 | 6.1 | 17.8 | 16.7 | 1.1 | -0.6 | -25 | -27 | -10.6 | -11.1 | -10 | -13.3 | -3.9 | -7.8 | -3.5 | -7.2 | -3.3 | -5 | -21.1 | -22.8 | -18.3 | -22.2 | -4.4 | -12.2 | -2.8 | -8.3 | -3.9 | -12.2 | 17.8 | 16.7 | 5.6 | -2.8 | -2.6 | -4.4 | -3.3 | -4.4 | 10.7 | 6.5 | -1.7 | -3.3 | -7.2 | -9.4 | -2.8 | -7.8 | -6.7 | -12.2 | 0.6 | -7.8 | 5.6 | 0 | -6.7 | -7.8 | 3.3 | 0.6 | -13.3 | -23.3 | 3.3 | -4.5 | -0.6 | -4.4 | -2.2 | -6.7 | -10.6 | -15 | 0 | -2 | -0.9 | -1.9 | 7.8 | 5.1 | 5.6 | -1.1 | -2.8 | -7.8 | -5 | -9 | 12.2 | 9.4 | -1.1 | -3.9 | -13.3 | -15.6 | -3.9 | -5 | 0 | -6.1 | -2.8 | -9.4 | 19.4 | 19.4 | 6.7 | -12.2 | 3.9 | 3.3 | 18.9 | 12.8 | 1.7 | 0.6 | -4.4 | -5.6 | -7.2 | -13.1 | -2.2 | -7.8 | 5.6 | 5 | -2.8 | -3.9 | -6.7 | -7.2 | -4.6 | -9 | -9.5 | -19.4 | -7.8 | -12.8
-32 | -32 | -3.3 | -5.6 | 12.2 | 2.8 | 10 | 0 | -5.2 | -11 | 8.3 | -7.2 | 6 | 4 | 6.1 | 2.8 | 10 | 1.1 | 1.7 | 0 | 6.7 | 4.4 | 6.3 | 5.1 | 2.6 | -1.2 | -1.7 | -13.9 | 0 | -8 | 10 | 9.4 | 22.8 | 20 | 13.9 | 12.8 | 12.8 | 5.6 | 8.9 | -2.8 | 21.7 | 14.4 | -4.6 | -6.1 | 2.2 | -2.2 | -5.6 | -7.8 | 7.8 | 6.1 | -3.9 | -6.1 | 4.4 | 2.8 | 11.7 | 5.6 | 17.8 | 16.1 | 0.6 | -1.1 | -23 | -25 | -9.4 | -10.6 | -8.9 | -15 | -4.4 | -8.3 | -3.9 | -8.3 | -3.9 | -5 | -21.7 | -23.3 | -18.9 | -22.8 | -5 | -11 | -3 | -7.8 | -4.5 | -10.9 | 17.8 | 16.7 | 5.6 | -2.8 | -2.9 | -4.5 | -3.3 | -7.2 | 11.1 | 6.7 | -1.7 | -3.3 | -5.6 | -7.8 | -3.3 | -7.3 | -7.8 | -12.2 | -2.2 | -8.9 | 4.4 | 0.6 | -8.3 | -9.4 | 2.2 | -0.6 | -13.9 | -25 | 2.8 | -5.6 | -1.1 | -4.4 | -2.2 | -6.1 | -10.6 | -16.1 | 0 | -2 | -1.7 | -2.8 | 8.3 | 5 | 5.6 | -1.1 | -3.3 | -9.4 | -4 | -10 | 11.7 | 8.9 | -1.7 | -4.4 | -14.4 | -17.8 | -3.9 | -4.4 | 0 | -2.8 | -3.9 | -9.4 | 19.4 | 19.4 | 5.6 | -11.7 | 3.7 | 3 | 17.8 | 11.7 | 2.2 | 1.1 | -5 | -6.1 | -7.2 | -14.4 | -3.9 | -10.6 | 5.6 | 5 | -2.2 | -3.3 | -6.1 | -6.4 | -5 | -10 | -8.3 | -18.6 | -7.2 | -12.8
-32 | -32 | -3.3 | -5 | 12.2 | 3.3 | 7.8 | -1.7 | -5.6 | -11.7 | 7.2 | -5.6 | 6 | 4 | 7.2 | 2.2 | 9.4 | 0.6 | 1.5 | -0.1 | 5.6 | 3.9 | 5.8 | 4.8 | -1.1 | -2.8 | -5.6 | -13.9 | 0 | -8 | 10 | 9.4 | 22.8 | 20 | 13.5 | 12.6 | 12.2 | 6.1 | 8.9 | -0.6 | 21.7 | 15 | -5.4 | -6.9 | 3.3 | -2.2 | -5.6 | -7.8 | 7.8 | 6.1 | -3.9 | -6.1 | 3.5 | 1.5 | 11.7 | 4.7 | 17.8 | 16.1 | 0 | -2.2 | -22 | -25 | -8.9 | -9.4 | -10.6 | -14.4 | -5 | -8.3 | -4.8 | -8.8 | -3.9 | -5 | -22.8 | -24.4 | -19.4 | -23.9 | -5.5 | -10.6 | -3.1 | -7.9 | -5 | -10.7 | 17.8 | 16.7 | 5.6 | -3.3 | -3.3 | -5 | -4.4 | -8.9 | 11.3 | 6.5 | -1.7 | -2.8 | -6.1 | -7.8 | -3.9 | -7.7 | -9.4 | -12.8 | 0.6 | -12.2 | 4.4 | 2.8 | -7.2 | -8.3 | 1.1 | -2.2 | -14.4 | -25 | 3.2 | -4.6 | -1.1 | -4.4 | -2.2 | -6.7 | -10.6 | -16.1 | -1 | -3 | -2.1 | -3.2 | 7.4 | 4.2 | 4.4 | 0 | -4.4 | -11.7 | -4 | -8 | 11.7 | 8.9 | -1.7 | -4.4 | -16.7 | -20 | -4.4 | -5 | 0 | -1.7 | -3.3 | -9.4 | 19.4 | 19.4 | 4.4 | -11.7 | 3.5 | 2.6 | 16.7 | 11.1 | 0.6 | -0.6 | -6.1 | -7.2 | -8.7 | -15.1 | -5.6 | -12.8 | 5 | 4.4 | -2.8 | -3.9 | -5.6 | -5.7 | -5.9 | -9.8 | -7.2 | -19.4 | -7.2 | -12.2
-33 | -33 | -3.3 | -5 | 12.2 | 3.9 | 5.6 | -3.3 | -6.9 | -11.4 | 5.6 | -4.4 | 6 | 4 | 8.9 | 2.2 | 8.9 | 0 | 1.3 | 0 | 5 | 3.3 | 5.2 | 4.1 | -0.7 | -2.4 | -1.7 | -16.1 | -1 | -9 | 10 | 9.4 | 22.8 | 20 | 13.2 | 12.4 | 11.7 | 5.6 | 10 | -1.1 | 21.1 | 14.4 | -6.1 | -7.8 | 2.8 | -2.2 | -5 | -7.8 | 7.8 | 6.1 | -3.9 | -6.1 | 2.6 | 0.1 | 11.7 | 3.9 | 18.3 | 16.7 | 0 | -2.8 | -21 | -24 | -8.3 | -8.9 | -11.1 | -14.4 | -5.6 | -8.3 | -5.8 | -10 | -4.4 | -5.6 | -22.2 | -24.4 | -19.4 | -23.3 | -6.1 | -11.1 | -3.3 | -8.9 | -5.6 | -11.1 | 17.8 | 16.7 | 6.1 | -2.7 | -3.9 | -5.4 | -4.4 | -11.7 | 11.5 | 6.5 | -2.8 | -2.8 | -5 | -7.8 | -4.4 | -8.3 | -10 | -12.8 | 0 | -10 | 4.4 | 3.3 | -7.8 | -8.9 | -0.6 | -5 | -14.4 | -26.1 | 3.5 | -4.4 | -1.1 | -5 | -2.8 | -4.4 | -10.6 | -15 | -6 | -8 | -2.4 | -3.8 | 6.5 | 3.1 | 3.9 | 0 | -5.6 | -11.7 | -4 | -9 | 12.2 | 9.4 | -1.7 | -4.4 | -15 | -17.8 | -5 | -5.6 | 0 | -2.8 | -6.7 | -9.4 | 19.4 | 19.4 | 3.3 | -12.2 | 3.3 | 2.2 | 16.1 | 9.4 | 0.6 | 0 | -5.6 | -6.7 | -10.2 | -16.9 | -6.7 | -12.8 | 4.4 | 4.4 | -3.3 | -4.4 | -5 | -5 | -6.9 | -10.3 | -6.8 | -17.5 | -7.2 | -12.2
-33 | -33 | -2.8 | -6.7 | 10 | 5 | 2.8 | -3.9 | -8.1 | -11.8 | 4.4 | -3.3 | 6 | 4 | 10 | 3.3 | 6.7 | 1.1 | 1.1 | 0 | 3.9 | 2.8 | 4.8 | 3.3 | -0.4 | -2.2 | -7.8 | -14.4 | -1 | -8 | 10.6 | 10.6 | 22.8 | 20 | 12.8 | 12.2 | 9.4 | 5.6 | 9.4 | 0 | 21.7 | 15 | -7.4 | -8.9 | 2.8 | -1.7 | -6.7 | -9.4 | 7.8 | 6.1 | -3.9 | -6.1 | 1.7 | -1.1 | 11.1 | 3.6 | 18.3 | 16.7 | 0 | -2.8 | -21 | -23 | -7.8 | -7.8 | -11.1 | -15.6 | -6.1 | -8.3 | -6.7 | -11.7 | -3.9 | -5.6 | -23.3 | -25 | -20.6 | -22.8 | -6.3 | -10.7 | -4.1 | -8.2 | -6 | -10.6 | 17.8 | 16.7 | 6.7 | -2.6 | -4.4 | -5.9 | -5.6 | -10 | 11.7 | 6.1 | -3.9 | -4.4 | -1.1 | -4.4 | -4.2 | -7.7 | -7.8 | -12.2 | 0 | -8.9 | 4.4 | 3.3 | -8.3 | -10 | -1.1 | -7.8 | -15 | -26.1 | 3.9 | -5 | -2.8 | -5 | -2.8 | -4.4 | -10.6 | -15 | -8 | -11 | -2.8 | -4.4 | 5.6 | 2.2 | 3.3 | 0 | -6.1 | -12.2 | -3 | -8 | 12.8 | 10 | -1.7 | -5 | -12.2 | -17.2 | -5 | -5.6 | 0 | -2.8 | -4.4 | -9.4 | 19.4 | 19.4 | 3.3 | -12.2 | 3.5 | 2.5 | 15.6 | 10.6 | 0 | -0.6 | -5.6 | -6.7 | -11.7 | -19.4 | -7.8 | -12.2 | 3.9 | 3.9 | -3.9 | -4.4 | -5 | -5.1 | -7.8 | -11.1 | -6.5 | -17 | -6.7 | -11.7
-33 | -33 | -2.8 | -7.2 | 12.2 | 6.1 | 1.1 | -5 | -9.4 | -12.8 | 4.4 | -5 | 6 | 4 | 10 | 4.4 | 7.2 | 0 | 0.9 | -0.2 | 3.3 | 2.2 | 4.7 | 3.3 | 0 | -2.2 | -7.2 | -15.6 | -2 | -9 | 10.6 | 10 | 22.2 | 20 | 13 | 12.4 | 10 | 4.4 | 9.4 | 0.6 | 22.2 | 15 | -8.7 | -10.1 | 2.8 | -1.7 | -7.2 | -9.4 | 7.8 | 6.3 | -4.4 | -6.1 | 0.2 | -3.1 | 10.6 | 3.2 | 18.3 | 16.7 | 0 | -3.3 | -20 | -22 | -6.7 | -6.7 | -12.2 | -15.6 | -6.1 | -8.9 | -7.8 | -12.1 | -3.9 | -5.6 | -22.8 | -25 | -19.4 | -22.2 | -6.5 | -10.9 | -4.8 | -8.3 | -6.3 | -10.5 | 17.8 | 16.7 | 7.2 | -2.8 | -5 | -6.7 | -6.7 | -13.3 | 10.4 | 6.4 | -2.8 | -3.9 | 0.6 | -0.6 | -4.1 | -7.6 | -7.8 | -12.2 | -0.6 | -5 | 3.9 | 2.8 | -7.8 | -8.9 | -2.2 | -10.6 | -15 | -25.6 | 3.9 | -3.6 | -2.8 | -4.4 | -2.2 | -4.4 | -10.6 | -15 | -5 | -7 | -2.8 | -3.8 | 5.4 | 1.9 | 3.9 | 0 | -6.7 | -12.8 | -5 | -7 | 12.2 | 9.4 | -1.7 | -4.4 | -10.6 | -13.9 | -5.6 | -6.1 | 0 | -2.2 | -5.6 | -9.4 | 19.4 | 19.4 | 2.2 | -12.8 | 3.7 | 2.7 | 16.1 | 3.9 | 0 | -0.6 | -6.1 | -6.7 | -12.2 | -17.9 | -9.4 | -14.4 | 4.4 | 4.4 | -3.9 | -5 | -5 | -5.4 | -8.7 | -11.1 | -6.1 | -17.8 | -5.6 | -8.9
-33 | -33 | -2.8 | -7.2 | 12.2 | 8.3 | 0.6 | -5.6 | -9.6 | -12.4 | 3.9 | -3.3 | 6 | 4 | 8.3 | 5 | 7.2 | 0 | 0.8 | -0.3 | 2.8 | 1.1 | 4 | 2.7 | 1.5 | -1.4 | -8.9 | -15 | -2 | -10 | 10 | 9.4 | 22.2 | 19.4 | 13.1 | 12.5 | 8.3 | 2.2 | 8.9 | -1.1 | 21.1 | 15.6 | -10 | -11.7 | 3.9 | -2.2 | -8.3 | -9.4 | 7.8 | 6.6 | -3.9 | -6.1 | -1.3 | -5.7 | 10 | 2.8 | 18.9 | 17.2 | 0 | -3.3 | -19 | -22 | -6.1 | -6.1 | -13.3 | -16.1 | -6.7 | -10 | -8.9 | -13.4 | -3.9 | -5.6 | -22.8 | -25 | -18.9 | -21.7 | -6.7 | -11.7 | -5.6 | -8.9 | -6.7 | -11.1 | 17.8 | 16.7 | 7.4 | -2.8 | -4.3 | -5.8 | -8.3 | -16.1 | 9.1 | 6.2 | -3.9 | -3.9 | -3.3 | -4.4 | -3.9 | -7.8 | -8.9 | -12.8 | 0 | -7.8 | 2.8 | 1.7 | -7.8 | -11.7 | -2.8 | -9.4 | -15.6 | -26.1 | 3.9 | -3 | -2.2 | -5 | -2.2 | -4.4 | -10.6 | -15 | -3 | -5 | -2.8 | -3.3 | 5.2 | 1.5 | 3.9 | 0.6 | -7.2 | -12.8 | -5 | -7 | 12.2 | 10 | -1.1 | -4.4 | -10 | -13.9 | -6.1 | -6.1 | 0 | -2.2 | -2.8 | -10 | 19.4 | 19.4 | 2.2 | -13.3 | 3.9 | 2.8 | 16.1 | 1.1 | 1.1 | -0.6 | -5.6 | -6.7 | -12.8 | -17.6 | -10.6 | -15 | 3.9 | 3.9 | -3.9 | -5 | -5 | -5.6 | -9.7 | -11.7 | -5.5 | -15.8 | -6.1 | -8.3
-33 | -33 | -2.8 | -7.8 | 11.7 | 8.3 | 0 | -6.1 | -9.8 | -12.4 | 3.9 | -4.4 | 6 | 4 | 7.2 | 5.6 | 7.8 | -1.1 | 0.6 | -0.6 | 2.8 | 2.2 | 3.9 | 2.2 | 2.9 | -1 | -8.3 | -15.6 | -3 | -10 | 10 | 10 | 22.8 | 20 | 13.3 | 12.8 | 7.2 | 0.6 | 8.9 | -0.6 | 21.7 | 16.1 | -10.6 | -12 | 2.8 | -1.1 | -7.8 | -9.4 | 7.8 | 6.7 | -3.9 | -6.7 | -2.8 | -8.9 | 10.2 | 2.6 | 18.9 | 17.2 | 0 | -3.9 | -17 | -20 | -6.1 | -6.1 | -12.8 | -16.1 | -7.2 | -10.6 | -10 | -15 | -3.9 | -5.6 | -22.2 | -24.4 | -18.3 | -21.1 | -5.8 | -10.2 | -4.3 | -7.9 | -6.1 | -10.3 | 18.2 | 16.9 | 7.6 | -2.9 | -3.5 | -5 | -7.8 | -17.2 | 7.8 | 6.1 | -4.4 | -4.4 | -8.3 | -10 | -3.3 | -7.1 | -8.9 | -12.8 | 0 | -6.1 | 2.8 | 1.7 | -8.9 | -11.1 | -3.3 | -9.4 | -15.6 | -27.2 | 3.9 | -2.8 | -2.8 | -5.6 | -2.2 | -4.4 | -10 | -13.3 | 0 | -2 | -2.8 | -2.8 | 5 | 1.1 | 3.9 | 1.1 | -7.8 | -12.8 | -5 | -8 | 11.7 | 10 | -2.2 | -5 | -10.6 | -14.4 | -6.1 | -6.7 | 0 | -2.2 | -4.4 | -9.4 | 19.6 | 19.6 | 1.7 | -13.9 | 5.2 | 4.2 | 15 | 1.1 | -0.6 | -1.1 | -5.6 | -6.7 | -13.3 | -17.8 | -11.1 | -15.6 | 3.9 | 3.9 | -3.9 | -4.4 | -5 | -5.4 | -10.6 | -12.2 | -5 | -15.3 | -6.1 | -8.3
-32 | -32 | -2.8 | -7.8 | 11.7 | 9.4 | -0.6 | -6.7 | -10 | -12.8 | 3.9 | -4.4 | 6 | 5 | 7.2 | 5.6 | 10.6 | -1.7 | 2.1 | 0.5 | 4.4 | 3.3 | 6.9 | 4.7 | 4.4 | -0.6 | -10 | -15.6 | -2 | -10 | 11.7 | 11.1 | 22.8 | 20.6 | 14.8 | 13.4 | 6.7 | -0.6 | 9.4 | -0.6 | 21.7 | 15.6 | -11.1 | -12.5 | 3.3 | -1.1 | -7.8 | -9.4 | 7.8 | 7.1 | -5.6 | -7.2 | -2.1 | -8.9 | 10.4 | 2 | 19.4 | 17.2 | 0 | -3.9 | -16 | -18 | -4.4 | -4.4 | -12.2 | -15.6 | -7.2 | -10 | -10.4 | -15 | -3.9 | -5.6 | -22.2 | -24.4 | -17.8 | -21.1 | -4.8 | -9.1 | -3 | -7.5 | -5.6 | -10.2 | 18.5 | 17 | 7.8 | -3.9 | -2.8 | -4.4 | -8.3 | -17.2 | 10.6 | 8 | -3.9 | -3.9 | -12.2 | -14.4 | -2.8 | -6.8 | -6.7 | -12.8 | 0.6 | -7.2 | 4.4 | 3.3 | -8.3 | -10 | -3.9 | -10.6 | -15.6 | -26.1 | 4.6 | -1.6 | -3.3 | -5.6 | -2.2 | -4.4 | -9.4 | -13.9 | 1 | -1 | -2.2 | -2.2 | 5.2 | 1.5 | 4.4 | 1.1 | -8.3 | -13.3 | -5 | -7 | 11.7 | 10 | -1.7 | -4.4 | -9.4 | -13.3 | -5.6 | -6.1 | 0 | -2.2 | -4.4 | -9.4 | 19.8 | 19.8 | 1.7 | -13.9 | 6.5 | 5.5 | 14.4 | 0.6 | 0 | -1.1 | -6.1 | -6.7 | -11.8 | -16.8 | -12.2 | -16.7 | 4.4 | 4.4 | -3.3 | -3.9 | -5 | -5.1 | -8.9 | -10.6 | -4.4 | -16.1 | -6.1 | -8.3
-31 | -31 | -2.8 | -8.3 | 12.2 | 8.9 | 1.1 | -8.3 | -5.7 | -10.4 | 6.1 | -5.6 | 7 | 6 | 7.8 | 6.1 | 11.7 | -0.6 | 3.5 | 1.2 | 5 | 3.9 | 9.8 | 7.1 | 8.1 | 0.1 | -7.2 | -13.9 | -1 | -10 | 13.3 | 11.7 | 24.4 | 20.6 | 16.3 | 14 | 8.9 | 0.6 | 10 | -0.6 | 24.4 | 15.6 | -11.7 | -13.3 | 1.7 | -1.1 | -3.9 | -6.7 | 7.8 | 7.5 | -5 | -6.7 | -1.3 | -9.8 | 10.6 | 1.7 | 21.1 | 17.8 | 0 | -4.4 | -16 | -18 | -2.8 | -2.8 | -8.9 | -15 | -6.7 | -10 | -10.7 | -15.4 | -3.9 | -6.1 | -22.2 | -24.4 | -17.8 | -20 | -3.9 | -8.9 | -1.7 | -7.8 | -5 | -10.6 | 18.9 | 17.2 | 8.5 | -2.7 | -1.1 | -3.6 | -7.2 | -17.2 | 13.3 | 10 | 0.6 | -2.2 | -13.9 | -16.1 | -2.2 | -7.2 | -4.4 | -12.2 | 2.2 | -3.9 | 6.7 | 4.4 | -5.6 | -7.8 | -2.8 | -10.6 | -15.6 | -26.1 | 5.4 | -0.8 | -3.3 | -5.6 | -2.2 | -3.9 | -8.3 | -15 | 0 | -1 | -1.7 | -1.7 | 5.4 | 1.9 | 4.4 | 1.7 | -7.8 | -13.3 | -5 | -7 | 11.7 | 8.9 | 0.6 | -2.8 | -9.4 | -13.9 | -3.9 | -5 | 0 | -2.2 | -2.2 | -9.4 | 20 | 20 | 3.3 | -13.3 | 7.8 | 6.7 | 13.9 | -0.6 | 3.9 | 2.2 | -5.6 | -7.2 | -10.4 | -16.7 | -11.7 | -16.1 | 4.4 | 4.4 | -3.3 | -3.9 | -5 | -5 | -7.3 | -9.4 | -2.6 | -12.8 | -6.1 | -7.8
-28 | -30 | -3.3 | -8.3 | 13.3 | 9.4 | 2.2 | -8.3 | -1.5 | -9.3 | 8.9 | -6.7 | 8 | 6 | 8.3 | 6.7 | 15 | -1.1 | 5 | 2.2 | 8.3 | 5.6 | 12.8 | 9.4 | 11.9 | 0.3 | -4.4 | -12.2 | 0 | -9 | 18.3 | 11.1 | 25.6 | 20 | 17.8 | 14.4 | 9.4 | 0 | 12.8 | -1.1 | 24.4 | 15 | -11.5 | -13 | 2.8 | -0.6 | -1.7 | -5 | 7.8 | 7.8 | -0.6 | -5.6 | -0.6 | -12.2 | 11 | 2.1 | 22.8 | 18.3 | 0 | -4.4 | -16 | -18 | 0.6 | -1.1 | -5 | -13.9 | -4.4 | -8.9 | -11.1 | -16.7 | -3.9 | -5.6 | -21.7 | -23.9 | -16.7 | -20.6 | -1.9 | -7.7 | 0.3 | -6.8 | -2 | -9.4 | 19.5 | 17.3 | 9.3 | -2.3 | 0.5 | -3.2 | -6.1 | -16.7 | 16.1 | 11.7 | 2.2 | -1.1 | -13.9 | -16.7 | -1.3 | -6.6 | -1.7 | -11.7 | 2.8 | -3.3 | 10 | 5 | -1.7 | -5 | -2.2 | -10 | -15.6 | -25.6 | 6.1 | 0 | -1.7 | -5 | -2.2 | -2.8 | -6.1 | -15 | 2 | 0 | -1.1 | -1.1 | 5.6 | 2.2 | 5 | 1.7 | -7.2 | -12.8 | -6 | -8 | 11.7 | 6.1 | 2.8 | -1.1 | -7.2 | -12.8 | 1.1 | -1.7 | 0 | -2.2 | 1.1 | -9.4 | 21.5 | 20.3 | 3.3 | -11.7 | 10.9 | 6.9 | 12.8 | 1.7 | 12.2 | 3.3 | -5 | -6.1 | -8.9 | -17.8 | -11.7 | -16.7 | 5 | 4.4 | -3.3 | -3.9 | -4.6 | -4.7 | -5.6 | -8.3 | -0.7 | -11.1 | -5.6 | -7.8
-27 | -29 | -3.3 | -7.8 | 15 | 10 | 3.9 | -7.8 | 2.8 | -10.6 | 10.6 | -7.2 | 8 | 6 | 10.6 | 7.2 | 17.8 | -2.2 | 6.5 | 2.9 | 8.3 | 4.4 | 14.6 | 9.6 | 15.6 | -1.1 | -3.9 | -12.2 | 1 | -8 | 20.6 | 11.7 | 26.1 | 20 | 18.7 | 14.8 | 10 | 0 | 15 | 2.2 | 25 | 15.6 | -11.3 | -13.1 | 5.6 | -1.1 | 0 | -4.4 | 8.5 | 8.5 | 2.8 | -6.1 | 0.5 | -10.3 | 11.3 | 2.6 | 23.9 | 18.3 | 0 | -3.9 | -15 | -18 | -1.1 | -1.1 | -2.8 | -11.7 | -3.9 | -9.4 | -10.9 | -16.1 | -3.3 | -5.6 | -21.1 | -23.9 | -16.1 | -18.9 | 0.2 | -7.5 | 2.4 | -7.1 | 0.9 | -10 | 20 | 17.2 | 10 | -2.2 | 2.2 | -3.3 | -5 | -17.2 | 17.8 | 12.7 | 5 | -1.1 | -12.8 | -16.1 | -0.3 | -6.5 | 1.1 | -12.2 | 2.8 | -3.9 | 12.2 | 5.6 | 1.1 | -5.6 | -2.2 | -10 | -14.4 | -25.6 | 7 | 1.1 | -1.1 | -5.6 | -1.1 | -2.8 | -4.4 | -13.3 | 4 | 0 | 2.4 | 0.9 | 5.6 | 0.9 | 5.6 | 1.7 | -6.1 | -12.8 | -7 | -9 | 8.9 | 7.8 | 5 | -0.6 | -5.6 | -12.2 | 5.6 | -1.1 | 0.6 | -2.2 | 4.4 | -8.9 | 22.9 | 20.4 | 5 | -10 | 14.1 | 6.5 | 12.8 | 1.7 | 15.6 | 3.3 | -4.4 | -6.7 | -7.8 | -15.9 | -11.1 | -16.7 | 5 | 4.4 | -2.8 | -3.9 | -4.3 | -4.7 | -1.3 | -5 | 1.1 | -10.6 | -5.6 | -7.8
-26 | -28 | -2.8 | -7.8 | 16.7 | 11.1 | 4.4 | -7.2 | 4.6 | -8.8 | 12.2 | -7.2 | 8 | 6 | 13.3 | 6.7 | 20 | -1.7 | 7.9 | 3.8 | 9.4 | 3.9 | 16.5 | 9.7 | 16.5 | -1.4 | -1.7 | -11.7 | 3 | -7 | 21.1 | 10 | 26.1 | 20 | 19.7 | 15.4 | 11.1 | 0.6 | 16.7 | 8.3 | 26.7 | 16.1 | -11.1 | -13.3 | 4.4 | -1.1 | 1.1 | -5.6 | 9.3 | 9.3 | 5 | -9.4 | 1.7 | -9.9 | 11.7 | 2.8 | 23.9 | 17.8 | 0.6 | -3.3 | -13 | -15 | -3.9 | -7.8 | -2.2 | -10 | -2.2 | -8.9 | -10.8 | -16.4 | -3.3 | -5.6 | -19.4 | -22.8 | -15 | -17.8 | 2.2 | -8.9 | 4.4 | -8.9 | 3.9 | -13.3 | 20.6 | 17.2 | 10.9 | -1.3 | 3.7 | -1.8 | -4.4 | -17.2 | 19.4 | 13.6 | 6.7 | -1.7 | -10 | -13.9 | 0.6 | -7.8 | 1.7 | -12.8 | 3.3 | -3.9 | 14.4 | 5.6 | 4.4 | -6.1 | -2.2 | -10 | -13.3 | -23.3 | 8 | 2.2 | -0.6 | -5.6 | -0.6 | -2.8 | -3.3 | -13.3 | 3 | 0 | 5.9 | 2.9 | 5.6 | -0.4 | 6.7 | 2.8 | -5 | -11.7 | -7 | -9 | 8.9 | 6.1 | 7.8 | -2.2 | -4.4 | -11.1 | 10 | -1.1 | 0.6 | -2.2 | 7.2 | -8.9 | 24.4 | 20.6 | 5.6 | -8.3 | 17.2 | 4.4 | 11.7 | -0.6 | 16.7 | 2.8 | -3.9 | -5.6 | -6.7 | -15.1 | -10 | -16.7 | 5.6 | 3.9 | -2.8 | -3.9 | -3.9 | -4.4 | 2.9 | -2.9 | 1.8 | -8.4 | -5 | -8.9
-25 | -26 | -3.3 | -8.9 | 18.3 | 12.2 | 5.6 | -7.8 | 6.5 | -8 | 13.9 | -5.6 | 8 | 6 | 13.9 | 6.7 | 18.3 | 0.6 | 9.4 | 4.4 | 9.4 | 3.3 | 18.3 | 9.4 | 17.4 | -2.5 | -1.1 | -10.6 | 4 | -10 | 22.2 | 10 | 26.7 | 20 | 20.6 | 15.6 | 10.6 | 0.6 | 17.8 | 8.9 | 28.3 | 13.9 | -10.5 | -12.6 | 6.1 | -1.7 | 2.2 | -6.1 | 10 | 10 | 5.6 | -10 | 2.8 | -10.6 | 12.2 | 3.2 | 24.4 | 16.7 | 0.6 | -3.3 | -11 | -13 | -5 | -8.9 | -1.7 | -9.4 | -1.1 | -8.9 | -10.6 | -17.2 | -2.8 | -6.1 | -19.4 | -23.3 | -13.9 | -16.7 | 3.5 | -8.4 | 5.9 | -7.8 | 4.6 | -11.8 | 20.6 | 17.1 | 11.9 | -1.1 | 5.2 | -0.9 | -3.9 | -16.7 | 21.1 | 14.4 | 7.2 | -1.7 | -8.9 | -12.8 | 1 | -6.7 | 3.3 | -12.2 | 3.3 | -3.9 | 13.3 | 3.9 | 6.7 | -6.1 | -2.2 | -8.9 | -12.8 | -23.9 | 8.9 | 3.3 | -0.6 | -5.6 | 0 | -4.4 | -1.1 | -13.9 | 4 | 0 | 9.4 | 4.4 | 5.6 | -2.2 | 6.7 | 2.8 | -3.9 | -11.1 | -5 | -7 | 7.8 | 6.7 | 9.4 | -0.6 | -3.3 | -10 | 12.2 | -0.6 | 0.6 | -1.7 | 8.3 | -8.9 | 24.4 | 20.3 | 7.2 | -5.6 | 19.4 | 4.7 | 13.3 | -1.1 | 17.8 | 2.2 | -3.9 | -5.6 | -5.6 | -15.6 | -9.4 | -16.7 | 5.6 | 3.9 | -2.2 | -2.8 | -3.7 | -4.2 | 7.2 | -1.1 | 2.6 | -7.7 | -5 | -9.4
-25 | -26 | -3.3 | -8.3 | 20 | 12.8 | 7.2 | -7.8 | 8.3 | -8.9 | 15 | -5 | 8 | 7 | 14.4 | 5.6 | 17.2 | 6.7 | 9.6 | 4.2 | 10 | 3.9 | 17.8 | 9.7 | 18.3 | -3.9 | -0.6 | -10 | 6 | -11 | 22.8 | 12.2 | 26.1 | 19.4 | 20.8 | 15.4 | 10.6 | -0.6 | 18.9 | 7.2 | 27.8 | 12.8 | -10 | -12.4 | 6.1 | -2.2 | 2.8 | -6.1 | 10.4 | 10.1 | 7.2 | -10 | 3.2 | -9.3 | 12.8 | 3.2 | 25.6 | 16.7 | 1.1 | -3.3 | -9 | -11 | -5 | -10.6 | -1.1 | -8.9 | -0.6 | -8.9 | -10.8 | -17.1 | -2.2 | -6.7 | -18.3 | -22.2 | -12.8 | -15.6 | 4.8 | -9 | 7.4 | -7.7 | 5.4 | -12.1 | 20.6 | 16.9 | 12.8 | -1.1 | 6.7 | 0 | -3.3 | -16.1 | 20.2 | 14.1 | 8.9 | -1.1 | -6.7 | -10 | 1.3 | -6.9 | 5 | -12.2 | 3.3 | -3.9 | 15 | 2.2 | 8.9 | -5 | -2.2 | -8.9 | -12.2 | -22.8 | 8.9 | 3.5 | 0.6 | -4.4 | 0.6 | -3.9 | 0.6 | -12.8 | 4 | 0 | 10.9 | 4.8 | 5 | -1.7 | 7.2 | 3.3 | -3.3 | -11.7 | -5 | -6 | 7.8 | 7.2 | 11.1 | 1.1 | -3.3 | -8.9 | 15.6 | 0 | 1.1 | -1.7 | 10.6 | -5 | 24.4 | 20.1 | 5.6 | 1.7 | 21.7 | 4.8 | 14.4 | -0.6 | 18.3 | 1.1 | -2.8 | -5 | -4.7 | -14.8 | -8.9 | -16.1 | 6.1 | 3.9 | 3.3 | 1.7 | -3.5 | -4 | 8.7 | -0.3 | 3.3 | -7.8 | -4.4 | -9.4
-23 | -25 | -3.9 | -8.9 | 20 | 13.3 | 7.2 | -7.8 | 8.1 | -6.7 | 15.6 | -6.7 | 8 | 7 | 14.4 | 6.1 | 17.2 | 7.8 | 9.8 | 4.2 | 8.9 | 3.3 | 17.2 | 9.9 | 17.4 | -4 | -1.1 | -10.6 | 6 | -10 | 22.8 | 12.2 | 25.6 | 19.4 | 20.9 | 14.8 | 11.1 | -0.6 | 18.9 | 7.2 | 27.2 | 13.9 | -9.4 | -12.2 | 6.7 | -1.7 | 3.3 | -5.6 | 10.7 | 10 | 7.8 | -8.9 | 3.5 | -9.4 | 13.3 | 3.3 | 25 | 15 | 1.1 | -2.8 | -8 | -11 | -4.4 | -11.1 | -1.1 | -8.3 | 0 | -9.4 | -10.9 | -17.8 | -2.8 | -7.2 | -17.8 | -21.7 | -12.2 | -15 | 6.1 | -11.7 | 8.9 | -9.4 | 6.1 | -14.4 | 20.6 | 16.7 | 12.2 | -0.9 | 5.9 | 0.2 | -3.3 | -16.1 | 19.2 | 13.6 | 10 | -1.7 | -4.4 | -7.2 | 1.7 | -7.8 | 6.1 | -12.2 | 1.7 | -1.7 | 13.9 | 3.9 | 8.3 | -4.4 | -2.8 | -10 | -11.7 | -22.8 | 8.9 | 3.7 | 0 | -4.4 | 0.6 | -3.9 | 1.7 | -12.2 | 4 | 1 | 12.4 | 4.9 | 4.5 | -1.5 | 6.7 | 3.3 | -2.8 | -11.7 | -3 | -5 | 7.2 | 6.1 | 11.1 | 0.6 | -3.3 | -8.3 | 16.1 | -0.6 | 1.1 | -1.7 | 10 | -3.9 | 24.4 | 20 | 5.6 | 1.7 | 23.9 | 4.4 | 14.4 | -0.6 | 18.9 | 0.6 | -2.8 | -4.4 | -3.7 | -15.2 | -8.3 | -16.7 | 7.2 | 3.9 | 4.4 | 2.8 | -3.3 | -3.9 | 10.2 | 0.2 | 2.9 | -7 | -4.4 | -10.6
-23 | -25 | -4.4 | -8.9 | 19.4 | 13.3 | 6.7 | -8.9 | 8 | -6.1 | 16.1 | -5.6 | 8 | 7 | 13.9 | 5.6 | 16.1 | 6.7 | 10 | 3.9 | 10 | 3.9 | 16.7 | 10 | 16.5 | -4.7 | -2.8 | -10 | 7 | -10 | 21.1 | 12.8 | 25.6 | 20 | 21.1 | 14.4 | 10.6 | -2.8 | 19.4 | 7.2 | 25.6 | 15 | -9.6 | -12 | 6.7 | -2.8 | 3.9 | -7.2 | 11.1 | 10 | 8.3 | -8.3 | 3.9 | -10.6 | 12.8 | 3.7 | 24.4 | 15.6 | 1.1 | -2.8 | -7 | -9 | -5 | -11.1 | -1.7 | -7.8 | 0 | -10.6 | -11.1 | -19.4 | -3.3 | -7.2 | -17.2 | -21.1 | -12.2 | -14.4 | 5 | -9.2 | 7.4 | -8.4 | 4.6 | -12.3 | 19.7 | 16.6 | 11.7 | -1.3 | 5.2 | 0.5 | -3.3 | -16.7 | 18.3 | 13.3 | 10 | -1.1 | -3.3 | -5.6 | 0.8 | -6.6 | 6.7 | -12.2 | -0.6 | -2.8 | 13.3 | 4.4 | 7.2 | -3.3 | -3.3 | -10 | -11.1 | -23.9 | 8.9 | 3.9 | -1.7 | -5 | 0 | -4.4 | 2.2 | -11.7 | 4 | 0 | 13.9 | 5 | 3.9 | -1.7 | 6.7 | 3.9 | -2.8 | -12.8 | -2 | -4 | 6.1 | 4.4 | 11.7 | 1.7 | -3.3 | -8.3 | 16.7 | 0 | 1.1 | -1.7 | 9.4 | -4.4 | 23.7 | 20.1 | 4.4 | 0.6 | 22.4 | 4.5 | 15.6 | -2.2 | 18.9 | 1.1 | -2.8 | -5 | -2.8 | -17.8 | -8.3 | -16.1 | 7.2 | 3.3 | 5 | 3.3 | -3.5 | -4 | 11.7 | 0.6 | 2.6 | -7.2 | -5 | -11.7
-25 | -26 | -4.4 | -8.9 | 16.7 | 12.2 | 5.6 | -9.4 | 7.8 | -6.1 | 15.6 | -6.1 | 8 | 6 | 12.8 | 6.1 | 14.4 | 9.4 | 9.4 | 3.8 | 9.4 | 2.8 | 14.7 | 9.9 | 15.6 | -6.1 | -3.3 | -10 | 6 | -10 | 19.4 | 12.2 | 25 | 20 | 19.6 | 14.4 | 10 | -1.7 | 19.4 | 7.8 | 24.4 | 14.4 | -9.8 | -11.9 | 5.6 | -1.7 | 1.7 | -7.2 | 10.7 | 10 | 8.3 | -7.2 | 2.6 | -9.2 | 12.2 | 3.7 | 22.2 | 15.6 | 1.1 | -2.8 | -6 | -8 | -5 | -10.6 | -2.2 | -5.6 | 0 | -10.6 | -12 | -18.5 | -3.3 | -7.8 | -17.8 | -21.1 | -11.7 | -13.9 | 3.9 | -8.7 | 5.9 | -8.8 | 3.2 | -11.7 | 18.7 | 16.3 | 11.1 | -1.7 | 4.4 | 0.6 | -3.9 | -16.1 | 17.4 | 13.2 | 8.9 | -1.1 | -1.1 | -3.9 | -0.2 | -6.8 | 5.6 | -12.2 | -1.7 | -5 | 12.8 | 3.9 | 5.6 | -3.3 | -3.3 | -12.2 | -10.6 | -23.9 | 8.3 | 3.8 | -1.7 | -5.6 | -0.6 | -2.8 | 2.8 | -11.1 | 4 | 1 | 10.6 | 4.3 | 3.5 | -1.1 | 6.7 | 3.3 | -3.3 | -12.8 | -2 | -4 | 5.6 | 3.3 | 11.1 | 2.2 | -3.9 | -8.3 | 15 | 0 | 1.1 | -1.7 | 8.9 | -4.4 | 22.9 | 19.9 | 3.9 | 1.1 | 20.9 | 4.1 | 14.4 | -2.2 | 18.3 | 0.6 | -2.8 | -4.4 | -3.5 | -13.9 | -10 | -16.7 | 4.4 | 3.3 | 5.6 | 3.3 | -3.7 | -4.2 | 10.9 | 0 | 2.2 | -8.3 | -6.7 | -12.8
-25 | -26 | -5 | -8.3 | 15.6 | 12.2 | 4.4 | -10.6 | 4.1 | -5.2 | 13.9 | -5.6 | 8 | 7 | 10 | 5.6 | 13.3 | 11.7 | 8.9 | 3.5 | 7.8 | 2.2 | 12.6 | 9.6 | 13.9 | -5.6 | -3.3 | -9.4 | 4 | -8 | 17.2 | 13.3 | 23.9 | 20 | 18.2 | 14.3 | 7.8 | -1.1 | 17.2 | 8.3 | 23.3 | 14.4 | -10 | -12.2 | 5.6 | -2.8 | -1.1 | -6.7 | 10.4 | 10.1 | 5.6 | -7.2 | 1.3 | -9.3 | 11.7 | 3.9 | 20 | 15.6 | 1.1 | -2.8 | -5 | -7 | -5 | -10.6 | -2.2 | -5 | -2.8 | -6.1 | -13 | -18.7 | -3.9 | -8.3 | -17.8 | -21.1 | -11.7 | -14.4 | 2.8 | -9.4 | 4.4 | -10.6 | 1.7 | -13.3 | 17.8 | 16.1 | 11.1 | -1.2 | 4.2 | 0.3 | -5 | -17.2 | 16.5 | 12.9 | 7.8 | -0.6 | 0.6 | -2.8 | -1.1 | -7.8 | 2.8 | -11.1 | -5 | -7.2 | 12.2 | 4.4 | 2.2 | -3.9 | -3.3 | -12.2 | -10.6 | -22.8 | 7.8 | 3.7 | -2.8 | -6.7 | -0.6 | -3.3 | 1.1 | -11.7 | 4 | 1 | 7.2 | 3.3 | 3.2 | -0.7 | 6.7 | 3.3 | -5 | -12.8 | -2 | -5 | 5.6 | 3.3 | 10 | 1.1 | -3.9 | -7.8 | 13.9 | -0.6 | 1.1 | -1.7 | 6.7 | -6.7 | 22.2 | 20 | 3.9 | 1.1 | 19.4 | 3.9 | 11.7 | -1.1 | 16.7 | 0.6 | -3.3 | -4.4 | -4.3 | -12.7 | -10.6 | -16.1 | 3.3 | 2.8 | 6.1 | 3.3 | -3.9 | -4.4 | 10.2 | -0.3 | 1.1 | -7.7 | -8.3 | -14.4
-25 | -25 | -4.4 | -6.7 | 12.2 | 11.1 | 3.9 | -10 | 0.4 | -6.1 | 12.8 | -3.9 | 8 | 6 | 9.4 | 5.6 | 12.8 | 11.7 | 8.3 | 3.3 | 7.8 | 3.3 | 10.6 | 8.9 | 12.3 | -6.3 | -4.4 | -8.3 | 4 | -7 | 13.9 | 12.8 | 23.3 | 20 | 16.7 | 13.9 | 5.6 | 0 | 15.6 | 7.8 | 22.8 | 15 | -9.8 | -11.8 | 1.1 | -2.2 | -2.2 | -6.1 | 10 | 10 | 2.2 | -7.8 | 0 | -10.6 | 11.3 | 3.8 | 18.9 | 15.6 | 1.7 | -2.8 | -4 | -6 | -5 | -10 | -2.8 | -6.1 | -3.9 | -6.7 | -13.9 | -19.4 | -4.4 | -6.7 | -17.8 | -20.6 | -11.7 | -13.9 | 1.7 | -8 | 3.5 | -8.1 | 1.7 | -11.5 | 16.9 | 15.8 | 11.1 | -1.2 | 4.1 | 0.2 | -6.1 | -16.7 | 15.6 | 12.8 | 7.2 | 0 | 0.6 | -3.9 | -2.2 | -7.4 | 2.2 | -11.1 | -3.9 | -7.2 | 11.7 | 5 | 2.2 | -2.8 | -3.9 | -13.3 | -10.6 | -22.2 | 7.2 | 3.3 | -3.3 | -5.6 | -0.6 | -3.3 | -0.6 | -9.4 | 3 | 2 | 3.9 | 1.7 | 2.8 | -0.6 | 6.7 | 3.3 | -5.6 | -12.8 | -3 | -6 | 5.6 | 3.3 | 10 | 1.7 | -3.9 | -6.7 | 12.2 | -0.6 | 1.1 | -2.8 | 3.3 | -7.2 | 21.7 | 20 | 3.9 | 0.6 | 17.7 | 4.3 | 8.9 | 0 | 14.4 | 0.6 | -3.9 | -5.6 | -5 | -12.2 | -11.1 | -16.7 | 3.3 | 2.8 | 5.6 | 2.8 | -3.9 | -4.4 | 9.4 | -1.1 | 0 | -8.4 | -9.4 | -12.8
-23 | -25 | -4.4 | -6.1 | 13.9 | 11.7 | 2.8 | -10.6 | -3.3 | -8.3 | 11.7 | -2.8 | 7 | 6 | 9.4 | 5.6 | 12.8 | 11.1 | 8.3 | 3 | 6.1 | 2.8 | 9.7 | 7.8 | 10.6 | -7.8 | -3.3 | -9.4 | 2 | -7 | 15 | 13.9 | 22.8 | 20 | 16.5 | 14.2 | 5.6 | -0.6 | 13.9 | 8.3 | 23.3 | 15.6 | -9.6 | -11.6 | 0.6 | -2.2 | -2.2 | -5 | 10.4 | 10.4 | 1.1 | -7.2 | -0.4 | -9.2 | 11 | 3.5 | 18.3 | 16.1 | 1.1 | -3.3 | -3 | -6 | -5.6 | -10 | -4.4 | -7.2 | -3.9 | -6.7 | -14.6 | -18.9 | -5 | -8.3 | -17.8 | -20.6 | -11.7 | -13.3 | 0.5 | -7.7 | 2.6 | -7 | 1.7 | -11.1 | 15.9 | 15.5 | 11.1 | -1.1 | 3.9 | 0 | -6.7 | -16.1 | 15.4 | 12.7 | 7.2 | 0 | 0 | -4.4 | -3.3 | -7.8 | 1.7 | -10.6 | -8.9 | -10.6 | 10 | 4.4 | 0 | -3.3 | -4.4 | -12.2 | -10 | -22.2 | 6.8 | 3.6 | -3.9 | -7.2 | 0 | -3.3 | -0.6 | -8.9 | 4 | 2 | 3 | 1 | 2.8 | -0.3 | 6.7 | 3.9 | -6.1 | -12.8 | -3 | -6 | 5.6 | 3.3 | 9.4 | 1.7 | -3.9 | -6.1 | 11.7 | -0.6 | 0.6 | -2.8 | 1.7 | -5.6 | 21.1 | 20.1 | 3.3 | -0.6 | 16.1 | 4.5 | 6.7 | 0 | 12.8 | 0.6 | -3.9 | -5.6 | -6.1 | -11.2 | -11.7 | -16.1 | 4.4 | 3.3 | 5.6 | 2.8 | -3.9 | -4.4 | 10.2 | -0.8 | -1.1 | -10 | -10 | -17.8
-23 | -25 | -4.4 | -5.6 | 11.1 | 10 | 1.7 | -10.6 | -3.7 | -8 | 10 | -1.1 | 7 | 6 | 8.3 | 5.6 | 12.2 | 11.1 | 8.3 | 2.7 | 6.1 | 3.3 | 8.7 | 6.3 | 7.3 | -3.9 | -3.3 | -9.4 | 2 | -6 | 15.6 | 14.4 | 22.8 | 20 | 16.3 | 14.3 | 5.6 | 1.7 | 12.8 | 8.3 | 23.3 | 16.1 | -9.4 | -11.7 | -1.7 | -3.3 | -2.2 | -5.6 | 10.7 | 10.7 | -0.6 | -7.2 | -0.7 | -9 | 10.6 | 3.3 | 17.8 | 16.1 | 0 | -6.7 | -3 | -5 | -6.1 | -10.6 | -5.6 | -7.2 | -4.4 | -6.7 | -15.4 | -18.9 | -5.6 | -10 | -17.8 | -20.6 | -11.7 | -13.9 | -0.6 | -8.9 | 1.7 | -7.2 | 1.7 | -12.2 | 15 | 15 | 11.1 | -0.6 | 3.9 | 0 | -8.3 | -13.9 | 15.2 | 12.7 | 6.7 | 0 | 0 | -4.4 | -4.4 | -8.9 | 1.1 | -10.6 | -9.4 | -11.1 | 8.9 | 3.3 | -1.1 | -4.4 | -5 | -12.2 | -10 | -20.6 | 6.5 | 3.8 | -4.4 | -7.2 | 0.6 | -3.3 | -0.6 | -9.4 | 5 | 3 | 2 | 0 | 2.8 | -0.1 | 6.7 | 3.9 | -7.2 | -12.2 | -2 | -6 | 6.1 | 2.8 | 9.4 | 2.2 | -3.3 | -5 | 11.7 | -0.6 | 0.6 | -3.9 | 2.2 | -6.1 | 20.6 | 20 | 3.9 | 0 | 14.4 | 4.4 | 6.1 | 0 | 8.3 | 1.7 | -3.9 | -5.6 | -7.2 | -11.2 | -11.7 | -15.6 | 1.7 | 1.7 | 5.6 | 2.8 | -3.9 | -4.4 | 10.9 | -1 | -1.7 | -9.3 | -11.1 | -16.1
-23 | -24 | -3.9 | -5 | 12.8 | 11.7 | 1.1 | -10.6 | -4 | -8.5 | 9.4 | -1.1 | 7 | 6 | 7.2 | 5 | 12.2 | 11.1 | 8.3 | 2.2 | 4.4 | 2.8 | 7.8 | 5 | 3.9 | -3 | -3.9 | -7.8 | 2 | -6 | 15.6 | 13.9 | 22.8 | 20 | 16.1 | 14.4 | 4.4 | 0.6 | 11.7 | 8.9 | 22.8 | 16.7 | -9.2 | -10.6 | -1.7 | -3.3 | -3.3 | -6.1 | 11.1 | 11.1 | -1.1 | -7.2 | -1.1 | -10 | 9.5 | 3.9 | 18.3 | 16.7 | -1.1 | -8.9 | -1 | -2 | -8.3 | -12 | -7.2 | -8.3 | -4.4 | -6.7 | -16.1 | -19.4 | -6.7 | -8.3 | -17.8 | -20.6 | -12.8 | -15 | -0.8 | -8 | 0.6 | -5.7 | 1.5 | -9.5 | 15 | 15 | 11.1 | -0.6 | 3.9 | 0 | -8.9 | -15 | 15 | 12.8 | 7.2 | 1.1 | 0 | -4.4 | -3.9 | -7.9 | 1.1 | -11.1 | -10 | -11.7 | 8.3 | 2.2 | -2.8 | -4.4 | -5.6 | -12.8 | -9.4 | -19.4 | 6.1 | 3.9 | -4.4 | -7.2 | 1.1 | -3.9 | -1.1 | -10 | 4 | 3 | 1.1 | -0.6 | 2.8 | 0 | 6.1 | 3.3 | -7.2 | -12.2 | -2 | -6 | 6.1 | 2.8 | 9.4 | 3.3 | -2.2 | -4.4 | 11.1 | -0.6 | 0 | -4.4 | 1.1 | -5.6 | 20.4 | 19.9 | 3.3 | -0.6 | 14.6 | 4.3 | 5.6 | -0.6 | 5.6 | 2.2 | -3.3 | -5 | -8.3 | -11.7 | -12.8 | -16.1 | 3.9 | 2.8 | 5.6 | 2.8 | -4.1 | -4.6 | 11.7 | -1.1 | -2.2 | -9.8 | -14.4 | -17.8
-23 | -25 | -4.4 | -5.6 | 15.6 | 13.3 | 0.6 | -10 | -4.4 | -9.4 | 8.9 | -0.6 | 7 | 6 | 6.7 | 4.4 | 11.7 | 9.4 | 7.8 | 2.9 | 6.7 | 4.4 | 7.4 | 4.8 | 0.6 | -3.3 | -3.9 | -10 | 1 | -8 | 15 | 13.3 | 22.8 | 20 | 14.3 | 13.2 | 3.9 | 1.1 | 11.7 | 10.6 | 22.2 | 16.7 | -9.1 | -10 | 0.6 | -2.8 | -2.8 | -5.6 | 11.1 | 11.1 | -1.1 | -6.7 | -0.5 | -8.4 | 8.3 | 4.3 | 18.3 | 16.1 | -2.2 | -11.7 | -1 | -3 | -9.4 | -13.4 | -7.8 | -9.4 | -4.4 | -6.7 | -16.7 | -19.4 | -6.7 | -8.3 | -17.8 | -20 | -12.2 | -15 | -0.9 | -8.1 | -0.6 | -5.7 | 1.3 | -8.3 | 15 | 15 | 11.1 | -0.6 | 3.9 | 0 | -10 | -13.9 | 15.7 | 13.6 | 6.7 | 2.8 | 0 | -4.4 | -3.3 | -7.3 | 0.6 | -11.1 | -8.9 | -11.7 | 7.2 | 3.9 | -3.9 | -5 | -6.1 | -12.8 | -9.4 | -16.7 | 6.1 | 3.9 | -5 | -7.2 | 1.1 | -3.9 | -1.1 | -9.4 | 4 | 3 | 0.4 | -1.1 | 3 | 0.2 | 6.1 | 3.9 | -7.8 | -11.7 | -2 | -5 | 6.1 | 0.6 | 8.3 | 4.4 | -1.1 | -2.8 | 10 | -1.1 | -0.6 | -4.4 | 1.7 | -5 | 20.2 | 19.7 | 3.3 | -1.1 | 14.8 | 4.2 | 5 | -0.6 | 3.9 | 1.7 | -3.3 | -4.4 | -8.3 | -10.5 | -13.3 | -15.6 | 4.4 | 2.8 | 6.1 | 1.7 | -4.2 | -4.7 | 11.3 | -1 | -2.8 | -11.1 | -13.3 | -17.8
-23 | -25 | -4.4 | -5.6 | 15.6 | 14.4 | 0.6 | -10 | -3.7 | -8.5 | 8.3 | -0.6 | 7 | 6 | 6.7 | 4.4 | 11.7 | 9.4 | 7.2 | 3.4 | 6.1 | 4.4 | 6.7 | 4.4 | 1.5 | -3.1 | -7.2 | -11.1 | 1 | -6 | 14.4 | 12.8 | 22.8 | 20 | 12.4 | 12 | 4.4 | 1.1 | 9.4 | 9.4 | 21.7 | 16.7 | -8.9 | -9.4 | -1.7 | -3.9 | -2.8 | -5 | 11.1 | 11.1 | -0.6 | -6.7 | 0 | -7.7 | 7.2 | 4.4 | 17.2 | 15 | -3.9 | -13.9 | -1 | -2 | -10 | -14.8 | -8.3 | -9.4 | -5 | -6.7 | -17.2 | -19.8 | -6.7 | -8.3 | -16.7 | -18.9 | -12.2 | -15.6 | -1.1 | -9.4 | -1.7 | -6.1 | 1.1 | -8.3 | 15 | 15 | 11.1 | -0.6 | 3.5 | 0 | -10.6 | -13.9 | 16.5 | 14.7 | 7.2 | 4.4 | 0 | -4.4 | -2.8 | -7.2 | 0.6 | -10 | -10 | -12.2 | 9.4 | 0.6 | -4.4 | -5.6 | -6.7 | -12.2 | -9.4 | -17.2 | 6.1 | 3.9 | -5.6 | -8.3 | 1.7 | -3.9 | -1.1 | -9.4 | 4 | 2 | -0.4 | -1.5 | 3.1 | 0.3 | 6.1 | 3.9 | -8.3 | -11.7 | -2 | -6 | 6.1 | 0 | 7.8 | 5.6 | -1.1 | -2.8 | 8.9 | -1.1 | -0.6 | -5 | 1.1 | -4.4 | 20 | 19.4 | 3.3 | -1.1 | 15 | 3.9 | 5 | -0.6 | 3.9 | 1.7 | -2.8 | -4.4 | -8.3 | -9.9 | -12.8 | -15 | 1.7 | 1.7 | 6.7 | 2.8 | -4.4 | -5 | 11 | -0.7 | -2.4 | -10 | -12.2 | -21.7
-23 | -25 | -4.4 | -5.6 | 16.1 | 15 | 0 | -9.4 | -2.9 | -8.3 | 7.2 | -0.6 | 7 | 6 | 4.4 | 2.8 | 10.6 | 8.3 | 6.7 | 3.9 | 5 | 3.3 | 6 | 4 | 2.4 | -3.5 | -6.7 | -11.1 | 1 | -6 | 13.9 | 12.2 | 22.2 | 20 | 10.6 | 10.6 | 4.4 | 1.1 | 9.4 | 9.4 | 21.1 | 16.7 | -8.3 | -8.8 | -1.1 | -2.8 | -2.8 | -5.6 | 11.1 | 11.1 | -1.1 | -6.7 | 0.6 | -8.3 | 7 | 4 | 16.1 | 14.4 | -5.6 | -16.1 | 0 | -1 | -10.6 | -16.2 | -8.3 | -10 | -5 | -6.7 | -17.8 | -20.6 | -6.7 | -8.9 | -16.7 | -18.9 | -12.8 | -15.6 | -1.5 | -8.5 | -2.2 | -5.6 | -0.6 | -6.8 | 15.2 | 15.1 | 11.1 | -0.6 | 3.2 | 0.1 | -11.1 | -13.9 | 17.2 | 15.6 | 8.3 | 6.7 | 0 | -4.4 | -2.6 | -6.8 | 0 | -10.6 | -10.6 | -12.8 | 5.6 | 0 | -4.4 | -6.1 | -7.2 | -11.7 | -9.4 | -16.1 | 6.1 | 3.9 | -5.6 | -8.3 | 2.2 | -4.4 | -1.7 | -9.4 | 3 | 2 | -1.1 | -2.2 | 3.3 | 0.6 | 6.1 | 3.9 | -8.9 | -12.2 | -1 | -5 | 5.6 | -1.1 | 7.8 | 5.6 | -0.6 | -3.3 | 6.1 | -1.1 | -1.1 | -5.6 | 0.6 | -5 | 20 | 19.7 | 3.3 | -1.7 | 14.6 | 4.9 | 5 | -1.7 | 3.3 | 1.1 | -2.8 | -4.4 | -8.3 | -9.4 | -12.2 | -15 | 2.2 | 1.7 | 6.1 | 2.2 | -5.2 | -5.6 | 10.6 | -1.1 | -2.1 | -9.7 | -13.3 | -20.6
-23 | -25 | -4.4 | -5.6 | 15.6 | 15.6 | 0 | -8.9 | -2.2 | -8.9 | 7.2 | -0.6 | 7 | 6 | 4.4 | 2.8 | 10 | 8.3 | 6.5 | 4 | 5.6 | 3.3 | 5.6 | 3.8 | 3.3 | -4.4 | -6.7 | -11.7 | 1 | -6 | 13.3 | 11.7 | 20.6 | 18.9 | 10.4 | 10.3 | 2.8 | 1.1 | 8.9 | 8.9 | 20 | 16.1 | -7.8 | -8.3 | -2.8 | -3.9 | -2.2 | -4.4 | 10.2 | 10.1 | -2.8 | -6.7 | 0.8 | -6 | 6.9 | 3.3 | 17.2 | 15.6 | -6.1 | -16.7 | -1 | -2 | -13.3 | -17.7 | -8.9 | -10.6 | -5.6 | -7.2 | -17.8 | -20.3 | -6.7 | -8.9 | -16.1 | -18.3 | -13.3 | -16.1 | -1.8 | -8.8 | -2.8 | -5.7 | -2.2 | -6.6 | 15.4 | 15.1 | 11.1 | -1.1 | 2.8 | 0 | -10 | -13.3 | 17.2 | 15.7 | 8.9 | 7.8 | 0 | -4.4 | -2.4 | -6.6 | -2.2 | -11.1 | -12.2 | -13.9 | 7.2 | 1.7 | -5.6 | -6.7 | -7.8 | -11.1 | -8.9 | -13.3 | 6.1 | 3.9 | -6.1 | -8.3 | 2.2 | -5 | -1.7 | -8.9 | 3 | 2 | -1.3 | -2.4 | 3.3 | 0.7 | 5.6 | 3.3 | -10 | -12.8 | -5 | -7 | 4.4 | -1.7 | 8.3 | 6.7 | -0.6 | -3.3 | 2.8 | -0.6 | -1.1 | -5.6 | 0 | -6.7 | 20 | 19.9 | 3.3 | -1.7 | 14.3 | 5.7 | 2.8 | -0.6 | 3.3 | 1.1 | -2.8 | -4.4 | -7.9 | -9 | -12.2 | -15 | 1.1 | 1.1 | 5.6 | 2.2 | -5.9 | -6 | 11 | -0.4 | -1.7 | -10.6 | -12.8 | -21.7
-25 | -25 | -4.4 | -5.6 | 16.1 | 15.6 | 0 | -8.9 | -2.8 | -8.2 | 6.1 | -0.6 | 7 | 6 | 4.4 | 3.3 | 10 | 6.7 | 6.3 | 4.3 | 3.9 | 2.8 | 5.1 | 3.4 | 6.6 | -4.2 | -6.7 | -12.8 | 1 | -5 | 13.9 | 11.7 | 20 | 18.9 | 10.2 | 9.8 | 2.8 | 1.1 | 10 | 10 | 20.6 | 16.7 | -7.2 | -7.8 | -2.2 | -3.9 | -1.1 | -4.4 | 9.2 | 8.8 | -2.8 | -6.7 | 0.9 | -4.9 | 6.7 | 2.8 | 16.7 | 15.6 | -7.2 | -16.1 | -1 | -3 | -13.9 | -19.1 | -9.4 | -11.1 | -6.1 | -7.2 | -17.8 | -20.3 | -6.7 | -8.3 | -16.1 | -18.3 | -13.3 | -16.1 | -2.2 | -10 | -3.3 | -6.1 | -3.9 | -7.2 | 15.6 | 15 | 11.1 | -0.6 | 2.8 | -0.1 | -10 | -12.2 | 17.2 | 15.9 | 9.4 | 9.4 | 0 | -3.9 | -2.2 | -7.2 | -4.4 | -11.1 | -13.3 | -15 | 6.1 | 0.6 | -6.1 | -7.2 | -7.8 | -10.6 | -8.9 | -13.3 | 6.1 | 3.9 | -6.7 | -8.9 | 2.8 | -5 | -2.2 | -8.3 | 3 | 2 | -1.5 | -2.9 | 3.3 | 1 | 5.6 | 3.3 | -9.4 | -12.2 | -5 | -8 | 3.3 | -2.8 | 9.4 | 7.2 | -1.1 | -2.8 | 5 | 0.6 | -1.1 | -5.6 | -1.1 | -6.7 | 20 | 20 | 2.8 | -1.1 | 13.9 | 6.1 | 2.8 | -0.6 | 2.2 | 0.6 | -2.8 | -4.4 | -7.6 | -8.9 | -13.3 | -15.6 | 0 | 0 | 5 | 2.2 | -6.7 | -6.7 | 11.3 | -0.2 | -2.1 | -9.9 | -12.2 | -22.2
-25 | -26 | -5.6 | -6.7 | 16.1 | 16.1 | -1.1 | -8.9 | -3.3 | -8.5 | 5 | -1.1 | 8 | 6 | 4.4 | 3.3 | 8.9 | 5.6 | 6.1 | 4.4 | 3.9 | 2.8 | 4.7 | 2.9 | 10 | -5.3 | -8.9 | -14.4 | 0 | -5 | 13.3 | 11.1 | 20 | 18.3 | 10 | 9.4 | 2.8 | 0.6 | 10 | 10 | 18.3 | 16.1 | -6.8 | -7.1 | -2.8 | -3.9 | -1.1 | -4.4 | 8.3 | 7.8 | -2.8 | -6.7 | 1.1 | -4.4 | 5.9 | 2.4 | 16.7 | 15 | -7.2 | -16.7 | 0 | -2 | -13.9 | -20.5 | -9.4 | -11.1 | -6.1 | -7.8 | -17.8 | -20.6 | -7.2 | -8.9 | -16.7 | -18.3 | -13.9 | -16.7 | -2.6 | -8.7 | -2.9 | -5.5 | -2 | -5.9 | 15.4 | 14.8 | 11.1 | -0.6 | 2.8 | -0.3 | -10 | -12.8 | 17.2 | 16.1 | 9.4 | 9.4 | -0.6 | -3.3 | -2.2 | -6.2 | -5 | -11.1 | -12.8 | -14.4 | 5 | 0.6 | -7.2 | -8.3 | -8.3 | -11.7 | -9.4 | -12.8 | 6.1 | 3.9 | -6.7 | -9.4 | 3.9 | -4.4 | -1.7 | -7.8 | 3 | 2 | -1.7 | -3.3 | 3.3 | 1.1 | 5.6 | 3.3 | -9.4 | -12.2 | -7 | -10 | 2.8 | -3.9 | 10 | 8.3 | -1.1 | -4.4 | 5.6 | 1.7 | -1.7 | -6.1 | -2.2 | -6.7 | 20 | 20 | 2.2 | -1.1 | 13.3 | 7.6 | 1.7 | 0 | 1.7 | 0.6 | -2.2 | -3.9 | -7.2 | -8.9 | -13.9 | -15.6 | -1.1 | -1.1 | 4.4 | 1.1 | -6.9 | -6.9 | 11.7 | 0 | -2.4 | -10.2 | -13.9 | -22.2
-27 | -27 | -5.6 | -6.7 | 16.1 | 15.6 | -2.2 | -7.8 | -3.9 | -9.4 | 5 | -0.6 | 7 | 6 | 5 | 3.9 | 8.3 | 5 | 6.7 | 4.5 | 3.3 | 2.2 | 4.6 | 2.9 | 13.3 | -10 | -8.9 | -13.9 | 0 | -4 | 13.3 | 10.6 | 20.6 | 18.9 | 10.6 | 10.2 | 1.7 | 0.6 | 11.1 | 11.1 | 18.3 | 16.1 | -6.5 | -6.6 | -2.8 | -3.9 | -1.1 | -4.4 | 8.1 | 7.5 | -1.7 | -7.2 | 1.5 | -4 | 5.2 | 2 | 16.7 | 15.6 | -7.8 | -16.7 | 0 | -1 | -14.4 | -21.9 | -10.6 | -12.2 | -6.1 | -7.8 | -18.3 | -21.2 | -6.7 | -8.9 | -16.1 | -17.8 | -13.9 | -16.7 | -2.9 | -8.3 | -2.6 | -5.4 | -0.2 | -5.3 | 15.2 | 14.3 | 11.1 | -0.6 | 2.8 | -0.6 | -11.1 | -13.3 | 17 | 15.9 | 11.1 | 11.1 | -1.1 | -3.9 | -2.2 | -5.9 | -5 | -11.1 | -12.2 | -13.9 | 5 | 0 | -7.2 | -8.3 | -8.9 | -10.6 | -9.4 | -13.3 | 6.7 | 4.2 | -6.7 | -9.4 | 4.4 | -2.8 | -1.1 | -6.7 | 3 | 3 | -2.4 | -4 | 3.5 | 1.2 | 5.6 | 3.3 | -8.9 | -11.7 | -6 | -10 | 2.2 | -4.4 | 10.6 | 8.9 | -2.2 | -5 | 8.3 | 3.9 | -1.7 | -5.6 | -2.8 | -7.2 | 20 | 20 | 2.2 | -1.7 | 12.8 | 8.5 | 1.7 | 0 | 1.1 | -0.6 | -2.8 | -3.9 | -6.8 | -8.5 | -14.4 | -15.6 | -0.6 | -0.6 | 3.9 | 0 | -7 | -7 | 11.7 | 0.8 | -2.8 | -11.7 | -13.3 | -22.2
-28 | -29 | -5.6 | -6.7 | 16.1 | 16.1 | -2.8 | -6.7 | -3.9 | -8.5 | 4.4 | -0.6 | 7 | 6 | 5.6 | 4.4 | 7.8 | 5 | 7.2 | 4.3 | 3.9 | 3.3 | 4 | 2.5 | 12.8 | -8.5 | -8.3 | -12.8 | 1 | -5 | 12.8 | 10.6 | 19.4 | 18.3 | 11.1 | 11 | 1.1 | 0.6 | 10.6 | 10.6 | 20 | 16.1 | -6.1 | -6.1 | -3.3 | -4.4 | -1.1 | -4.4 | 8 | 7.4 | -3.3 | -7.2 | 1.8 | -4.5 | 4.4 | 1.7 | 17.2 | 15.6 | -7.8 | -17.2 | 0 | -2 | -15.6 | -23.3 | -11.1 | -12.8 | -6.1 | -7.8 | -18.9 | -22 | -6.7 | -8.9 | -16.1 | -17.8 | -13.9 | -16.1 | -3.3 | -8.9 | -2.2 | -5.6 | 1.7 | -5.6 | 15 | 13.9 | 11.1 | -0.1 | 3 | -0.4 | -12.8 | -15 | 16.9 | 15.8 | 12.2 | 12.2 | -1.1 | -3.9 | -2.2 | -6.1 | -3.9 | -10 | -10.6 | -11.7 | 3.3 | -0.6 | -8.3 | -11.1 | -8.9 | -11.7 | -9.4 | -13.3 | 7.2 | 4.3 | -6.7 | -9.4 | 4.4 | -2.2 | -0.6 | -6.1 | 3 | 2 | -3.2 | -5 | 3.7 | 1.1 | 5.6 | 3.3 | -6.7 | -10 | -7 | -11 | 1.7 | -4.4 | 15 | 12.2 | -3.3 | -6.1 | 8.9 | 5.6 | -1.7 | -5 | -3.3 | -7.8 | 20 | 20 | 2.2 | -1.7 | 12.2 | 9.4 | 1.7 | -0.6 | 2.8 | 0 | -2.8 | -3.9 | -6.5 | -8.6 | -13.9 | -16.1 | 0 | 0 | 3.3 | -0.6 | -7.2 | -7.2 | 11.7 | 1.3 | -2.4 | -10.4 | -16.7 | -22.2
-30 | -31 | -6.1 | -7.2 | 16.7 | 16.7 | -3.9 | -6.1 | -3.9 | -8.4 | 3.9 | -1.1 | 7 | 6 | 6.1 | 4.4 | 8.3 | 3.9 | 7.8 | 4.4 | 4.4 | 3.9 | 3.9 | 2.2 | 12.2 | -9 | -8.9 | -12.8 | 2 | -4 | 12.8 | 10.6 | 18.9 | 17.8 | 11.7 | 11.7 | 2.2 | 0 | 11.1 | 11.1 | 18.3 | 16.7 | -5.4 | -5.4 | -3.3 | -4.4 | -1.1 | -3.9 | 7.8 | 7.2 | -2.8 | -7.8 | 2.2 | -5.6 | 5.5 | 1.8 | 17.2 | 15.6 | -7.8 | -18.3 | 0 | -1 | -16.1 | -22.8 | -11.1 | -13.3 | -6.1 | -7.8 | -19.4 | -23.3 | -6.7 | -8.3 | -15.6 | -17.2 | -13.9 | -16.1 | -2 | -6.7 | -2 | -4.6 | 2.1 | -4.3 | 15.4 | 14 | 11.1 | 0.5 | 3.1 | -0.5 | -12.8 | -14.4 | 16.7 | 15.6 | 13.9 | 13.3 | -0.6 | -3.9 | -1.7 | -5.7 | -3.3 | -10 | -10 | -11.7 | 2.2 | -1.7 | -7.8 | -9.4 | -7.8 | -12.2 | -8.9 | -12.8 | 7.8 | 4.4 | -6.7 | -10 | 4.4 | -2.2 | 0 | -6.1 | 3 | 3 | -3.9 | -6.1 | 3.9 | 1.1 | 5.6 | 3.3 | -6.1 | -9.4 | -8 | -12 | 1.1 | -5 | 15.6 | 11.7 | -3.9 | -6.7 | 8.9 | 6.1 | -2.2 | -5 | -2.2 | -7.8 | 20.6 | 20.3 | 2.2 | -1.7 | 12.8 | 9.5 | 2.2 | -0.6 | 0.6 | -0.6 | -2.8 | -3.9 | -6.1 | -8.9 | -12.8 | -15.6 | 0 | 0 | 2.8 | -1.7 | -7.4 | -7.7 | 11.7 | 1.7 | -2.1 | -10.6 | -15 | -22.8
-30 | -31 | -6.1 | -6.7 | 16.7 | 16.7 | -3.3 | -5.6 | -3.9 | -8.9 | 4.4 | -1.7 | 7 | 6 | 7.2 | 5.6 | 12.2 | 3.3 | 8.5 | 4.7 | 5 | 3.9 | 7.4 | 4.4 | 11.7 | -10 | -10.6 | -13.9 | 2 | -3 | 11.7 | 10 | 20 | 18.3 | 13.4 | 13 | 2.2 | 0.6 | 11.7 | 11.7 | 21.1 | 16.1 | -4.6 | -4.6 | -4.4 | -5 | -0.6 | -4.4 | 5.9 | 5.3 | -2.8 | -7.8 | 2.8 | -3.3 | 6.7 | 1.8 | 16.1 | 14.4 | -7.8 | -18.3 | 0 | 0 | -18.3 | -26.7 | -10.6 | -12.8 | -6.1 | -7.2 | -17.7 | -21.6 | -7.2 | -8.3 | -16.1 | -17.8 | -13.9 | -16.1 | -0.7 | -5.1 | -1.9 | -4.1 | 2.4 | -3.8 | 15.7 | 13.7 | 11.1 | 0.6 | 3.3 | -0.6 | -13.3 | -15.6 | 16.9 | 15.8 | 15 | 14.4 | -0.6 | -4.4 | -1.1 | -5.7 | -2.8 | -9.4 | -10 | -12.2 | 6.1 | -1.7 | -6.7 | -7.8 | -7.2 | -12.2 | -8.9 | -12.8 | 7.6 | 4.6 | -6.7 | -10 | 2.8 | -0.6 | 0 | -5.6 | 3 | 3 | -3 | -4.4 | 4.3 | 0.8 | 5.6 | 3.9 | -5.6 | -8.9 | -9 | -12 | 1.1 | -5.6 | 15.6 | 10 | -3.3 | -6.1 | 8.9 | 6.7 | -1.1 | -5 | -3.3 | -7.8 | 21.1 | 20.4 | 2.2 | -1.7 | 13.3 | 9.6 | 3.3 | -0.6 | 2.2 | 0 | -2.2 | -3.3 | -4.6 | -7.9 | -13.3 | -15.6 | 0 | 0 | 1.7 | -2.2 | -7.6 | -8.2 | 12.1 | 2.5 | -1.7 | -11.7 | -15 | -24.4
-30 | -31 | -5.6 | -7.2 | 16.7 | 16.7 | 0.6 | -5 | 1.1 | -5.7 | 6.7 | -1.1 | 8 | 6 | 8.3 | 4.4 | 13.9 | 4.4 | 9.3 | 5.3 | 5.6 | 3.9 | 10.9 | 6.3 | 13.7 | -7.9 | -8.9 | -14.4 | 4 | -6 | 13.3 | 10.6 | 23.3 | 19.4 | 15 | 13.9 | 6.1 | 1.7 | 12.8 | 12.8 | 22.8 | 16.7 | -3.9 | -3.9 | -3.3 | -5 | 0 | -4.4 | 4.1 | 3.5 | -1.7 | -7.8 | 3.3 | -1.8 | 7.8 | 1.7 | 15.6 | 13.9 | -7.8 | -18.3 | 0 | 0 | -17.8 | -27.2 | -6.7 | -9.4 | -4.4 | -6.7 | -16.1 | -20.2 | -6.1 | -7.8 | -15 | -16.7 | -12.8 | -15.6 | 0.6 | -4.4 | -1.7 | -3.9 | 2.8 | -3.9 | 16.1 | 13.9 | 12.2 | 0.3 | 4.4 | -0.2 | -11.1 | -12.8 | 17 | 15.9 | 15.6 | 15 | -3.9 | -7.8 | -0.6 | -6.7 | 0 | -8.9 | -6.1 | -8.9 | 8.9 | -1.1 | -4.4 | -6.7 | -6.7 | -11.7 | -8.3 | -12.2 | 7.4 | 4.5 | -5 | -9.4 | 2.8 | 0 | 0.6 | -5 | 4 | 3 | -2 | -3 | 4.6 | 0.3 | 6.1 | 3.9 | -3.3 | -7.8 | -7 | -12 | 2.2 | -5.6 | 14.4 | 9.4 | -2.8 | -5.6 | 8.9 | 7.2 | -0.6 | -3.9 | -0.6 | -7.2 | 21.7 | 20.6 | 2.2 | -2.8 | 13.9 | 9.4 | 7.8 | 1.1 | 7.8 | 3.9 | -2.8 | -3.9 | -3.2 | -7.5 | -12.8 | -16.1 | 0.6 | 0.6 | 1.7 | -2.2 | -7.8 | -8.9 | 12.4 | 3.4 | 1.8 | -9.2 | -12.8 | -23.9
-28 | -28 | -6.1 | -7.8 | 17.2 | 16.7 | 2.2 | -7.8 | 6.1 | -4.1 | 7.8 | -0.6 | 8 | 6 | 9.4 | 6.7 | 18.9 | 3.9 | 10 | 5.6 | 6.7 | 2.8 | 14.4 | 7.8 | 15.8 | -6.9 | -6.1 | -14.4 | 4 | -6 | 16.1 | 11.7 | 25 | 18.9 | 16.7 | 15 | 8.9 | 0 | 12.8 | 12.8 | 24.4 | 16.7 | -3.9 | -3.9 | 0 | -2.2 | 0.6 | -4.4 | 2.2 | 1.7 | 1.1 | -6.1 | 3.9 | -0.6 | 9.6 | 2.7 | 14.4 | 12.8 | -7.2 | -19.4 | 0 | 0 | -16.7 | -27.2 | -5.6 | -7.8 | -3.3 | -6.1 | -14.4 | -19.4 | -5.6 | -7.8 | -14.4 | -16.7 | -12.2 | -15 | 3.2 | -2.8 | 2 | -2.1 | 4.8 | -3.1 | 18.3 | 13.4 | 13.3 | -0.6 | 5.6 | 0.3 | -6.1 | -11.1 | 17.2 | 16.1 | 16.7 | 15.6 | -7.2 | -10 | 0.9 | -4.7 | 3.3 | -8.9 | -2.2 | -7.2 | 11.1 | -1.7 | -1.7 | -5 | -4.4 | -12.8 | -7.8 | -11.1 | 7.2 | 4.4 | -4.4 | -9.4 | 2.8 | 0 | 3.3 | -4.4 | 4 | 3 | -1.1 | -1.7 | 5 | 0 | 6.1 | 3.9 | -2.2 | -7.8 | -6 | -11 | 4.4 | -6.7 | 13.9 | 6.1 | -1.1 | -5.6 | 9.4 | 8.3 | 1.1 | -3.3 | 1.1 | -6.1 | 22.6 | 20.5 | 2.8 | -2.2 | 17.4 | 9.1 | 11.1 | 1.1 | 13.3 | 3.9 | -1.7 | -3.3 | -1.7 | -7.8 | -12.2 | -17.8 | 1.1 | 1.1 | 2.8 | -2.2 | -7.4 | -8.9 | 12.8 | 3.9 | 5.4 | -8.2 | -11.7 | -19.4
-27 | -28 | -5 | -6.7 | 17.8 | 17.8 | 2.8 | -7.2 | 11.1 | -4.4 | 11.7 | 0 | 8 | 6 | 11.1 | 7.2 | 23.3 | 2.8 | 10.4 | 6.6 | 8.3 | 3.9 | 16.8 | 7.5 | 17.8 | -6.7 | -5 | -13.9 | 6 | -8 | 17.8 | 11.7 | 25.6 | 19.4 | 18.2 | 14.3 | 11.7 | -3.3 | 12.8 | 12.8 | 25 | 17.2 | -3.9 | -3.9 | 3.3 | -2.2 | 1.7 | -4.4 | 1.8 | 1.1 | 5 | -5 | 4.5 | 0.6 | 11.5 | 3.8 | 14.4 | 12.2 | -6.7 | -19.4 | 0 | 0 | -15.6 | -26.7 | -3.3 | -8.3 | -2.8 | -7.2 | -12.2 | -17.6 | -4.4 | -6.7 | -13.9 | -16.7 | -10.6 | -14.4 | 5.7 | -1.9 | 5.7 | -1.3 | 6.9 | -3 | 20.6 | 12.9 | 14.4 | -1.7 | 6.7 | 0.6 | 0.6 | -8.3 | 17.4 | 16.3 | 18.3 | 16.7 | -12.8 | -16.7 | 2.4 | -3.8 | 5.6 | -8.3 | 1.1 | -6.1 | 11.1 | -1.7 | 1.1 | -4.4 | -2.8 | -11.1 | -7.2 | -10 | 7.8 | 4.6 | -2.2 | -8.3 | 2.8 | 0 | 7.2 | -3.9 | 4 | 3 | 2.4 | 0.3 | 5.2 | 0.2 | 6.1 | 4.4 | 0.6 | -6.7 | -5 | -10 | 7.2 | -7.2 | 13.3 | 6.1 | -1.1 | -5 | 9.4 | 8.9 | 2.2 | -2.8 | 2.2 | -9.4 | 23.5 | 20.3 | 2.2 | -1.1 | 20.9 | 6.8 | 13.3 | 1.7 | 18.9 | 1.7 | -0.6 | -2.8 | 0.9 | -6.1 | -11.7 | -18.9 | 2.8 | 2.8 | 3.3 | -2.2 | -7.1 | -9 | 13.3 | 4.7 | 8.9 | -9.4 | -8.9 | -18.3
-27 | -28 | -5 | -7.2 | 18.3 | 18.3 | 3.9 | -7.2 | 11.8 | -3.8 | 13.3 | -0.6 | 8 | 6 | 12.8 | 7.2 | 17.2 | 11.1 | 10.7 | 7.4 | 8.3 | 3.9 | 19.3 | 6.8 | 18.3 | -6.4 | -2.8 | -13.9 | 7 | -6 | 18.9 | 12.2 | 25.6 | 18.3 | 19.6 | 12.9 | 15 | -1.1 | 12.8 | 12.8 | 24.4 | 16.7 | -3.9 | -3.9 | 3.9 | -2.2 | 1.7 | -3.9 | 1.5 | 0.5 | 7.2 | -4.4 | 5 | 1.8 | 13.3 | 4.4 | 12.8 | 8.9 | -6.1 | -19.4 | 0 | 0 | -14.4 | -26.7 | -1.7 | -6.7 | -2.2 | -6.7 | -10 | -16.2 | -3.3 | -6.7 | -13.3 | -16.1 | -9.4 | -13.3 | 8.3 | -1.7 | 9.4 | -1.1 | 8.9 | -3.9 | 22.8 | 11.1 | 15 | -1 | 7.4 | 0.8 | 5 | -7.8 | 17.6 | 16.5 | 17.2 | 14.4 | -13.9 | -18.3 | 3.9 | -3.3 | 7.8 | -6.7 | 3.9 | -5.6 | 13.9 | -3.9 | 4.4 | -4.4 | -1.7 | -12.2 | -7.2 | -10.6 | 8.3 | 4.5 | -0.6 | -9.4 | 1.1 | -1.7 | 10 | -2.8 | 4 | 3 | 5.9 | 2 | 5.4 | 0.5 | 6.7 | 4.4 | 2.2 | -6.1 | -5 | -10 | 8.3 | -7.8 | 12.8 | 2.8 | 0 | -3.3 | 10 | 9.4 | 2.8 | -2.8 | 3.3 | -10.6 | 24.4 | 20 | 2.8 | -1.1 | 24.4 | 1.7 | 16.1 | 2.8 | 21.1 | 1.7 | -0.6 | -3.9 | 3.5 | -5.3 | -11.1 | -18.9 | 2.8 | 1.7 | 3.3 | -2.2 | -6.7 | -9.4 | 13.9 | 5.6 | 10 | -7.7 | -5 | -16.1
-26 | -27 | -5 | -7.2 | 18.9 | 18.3 | 3.9 | -6.1 | 12.6 | -4 | 17.2 | -1.1 | 8 | 6 | 13.9 | 7.8 | 21.1 | 6.7 | 11.1 | 8.3 | 10 | 3.3 | 21.7 | 4.4 | 18.9 | -7.4 | -2.2 | -13.3 | 8 | -6 | 19.4 | 12.2 | 25.6 | 18.9 | 21.1 | 11.1 | 16.1 | 2.2 | 14.4 | 13.9 | 23.3 | 17.2 | -6.5 | -7 | 3.9 | -2.2 | 2.8 | -4.4 | 1.1 | 0 | 11.1 | -5.6 | 5.6 | 2.8 | 14.4 | 4.1 | 15 | 8.3 | -6.1 | -19.4 | 0 | 0 | -14.4 | -25.6 | -1.1 | -5.6 | -2.2 | -7.2 | -7.8 | -16.1 | -3.3 | -6.1 | -12.8 | -16.7 | -7.8 | -12.8 | 9.4 | -1.2 | 11.3 | -1 | 10 | -3.2 | 23.2 | 10.7 | 15.5 | -0.2 | 8.2 | 1.1 | 6.7 | -7.2 | 17.8 | 16.7 | 17.2 | 9.4 | -15.6 | -18.3 | 5.4 | -1.7 | 8.9 | -6.7 | 3.3 | -4.4 | 12.8 | -4.4 | 6.7 | -4.4 | 0 | -9.4 | -6.7 | -9.4 | 8.9 | 4.4 | 0.6 | -8.9 | 0 | -3.3 | 13.9 | -1.1 | 4 | 4 | 9.4 | 3.3 | 5.6 | 0.6 | 6.7 | 4.4 | 3.9 | -6.1 | -4 | -10 | 9.4 | -7.8 | 6.1 | -2.8 | 0 | -2.8 | 10 | 9.4 | 3.9 | -2.2 | 5 | -11.7 | 24.4 | 19.7 | 3.3 | -2.8 | 22.6 | 1.6 | 16.7 | 3.9 | 22.8 | 2.2 | -0.6 | -2.8 | 6.1 | -5.6 | -11.1 | -19.4 | 4.4 | 3.3 | 4.4 | -2.2 | -6.5 | -8.8 | 14.4 | 6.1 | 11.1 | -7.7 | -4.4 | -17.8
-26 | -27 | -6.1 | -7.8 | 18.9 | 18.3 | 4.4 | -5 | 13.3 | -5 | 18.9 | -2.8 | 8 | 6 | 14.4 | 7.8 | 23.3 | 6.1 | 10.7 | 8 | 11.1 | 2.8 | 20.6 | 6.2 | 19.4 | -8.3 | -3.3 | -11.1 | 8 | -6 | 19.4 | 11.7 | 26.7 | 18.9 | 21.3 | 13 | 17.8 | 3.9 | 15 | 14.4 | 24.4 | 16.7 | -9.1 | -10 | 3.3 | -2.2 | 2.2 | -5 | 0.5 | -0.4 | 11.7 | -5.6 | 5.6 | 3.5 | 15.6 | 4 | 13.9 | 7.2 | -5.6 | -18.9 | -2 | -3 | -14.4 | -22.8 | -0.6 | -5 | -1.7 | -7.2 | -7.2 | -14.3 | -3.3 | -5.6 | -12.8 | -16.7 | -7.2 | -11.7 | 10.6 | -1.3 | 13.1 | -1.1 | 11.1 | -3.7 | 23.5 | 10.2 | 16.1 | 0 | 8.9 | 1.1 | 8.3 | -6.7 | 17.8 | 16.8 | 19.4 | 8.9 | -16.1 | -19.4 | 6.8 | -1 | 10 | -6.7 | 3.9 | -2.2 | 13.3 | -3.9 | 7.8 | -4.4 | 1.1 | -10 | -6.7 | -9.4 | 8.9 | 4.7 | 1.7 | -8.3 | -0.6 | -4.4 | 15.6 | -1.7 | 4 | 3 | 10.3 | 3.4 | 5.2 | 1.1 | 6.7 | 4.4 | 3.3 | -1.1 | -3 | -8 | 11.1 | -7.8 | 5 | -3.9 | 1.7 | -2.8 | 11.1 | 10 | 7.2 | -1.1 | 5.6 | -12.8 | 24.4 | 19.7 | 3.9 | -2.8 | 20.7 | 1 | 18.3 | 3.9 | 23.9 | 1.7 | 1.1 | -2.8 | 7.6 | -4.5 | -11.1 | -20 | 5 | 2.8 | 3.9 | -2.2 | -6.3 | -8.4 | 14.6 | 6.2 | 12.2 | -8.3 | -2.8 | -15.6
-25 | -26 | -6.1 | -7.8 | 18.9 | 18.3 | 5 | -3.9 | 12.8 | -4.6 | 20 | -7.8 | 8 | 7 | 15 | 7.2 | 22.2 | 5 | 10.4 | 7.7 | 11.1 | 3.9 | 19.4 | 7.5 | 18.1 | -7.9 | -2.2 | -13.3 | 8 | -6 | 19.4 | 12.2 | 25 | 18.3 | 21.5 | 14.7 | 16.7 | 3.9 | 15.6 | 15 | 25 | 15.6 | -11.7 | -13.3 | 3.3 | -2.8 | 2.2 | -5.6 | 0 | -0.6 | 11.7 | -5.6 | 5.6 | 4.1 | 16.7 | 3.3 | 13.9 | 7.2 | -5.6 | -20 | -8 | -9 | -15 | -23.9 | 0 | -4.4 | -1.7 | -7.2 | -6.7 | -13.6 | -3.3 | -6.1 | -13.3 | -16.7 | -6.7 | -11.1 | 11.7 | -1.7 | 15 | -2.2 | 12.2 | -4.4 | 23.9 | 9.4 | 14.4 | 0.2 | 9.1 | 1.5 | 7.8 | -5 | 17.8 | 17.2 | 17.2 | 4.4 | -15.6 | -21.7 | 8.3 | 0 | 12.8 | -6.7 | 2.8 | -2.8 | 13.3 | -5.6 | 8.3 | -5 | 2.2 | -10 | -5 | -8.3 | 8.9 | 4.9 | 2.2 | -7.2 | -1.7 | -5 | 16.1 | -0.6 | 4 | 2 | 11.3 | 3.6 | 4.8 | 1.3 | 7.2 | 5 | 2.8 | 1.1 | -2 | -7 | 11.7 | -7.2 | 3.9 | -5 | 1.7 | -2.8 | 11.7 | 10.6 | 8.3 | -1.1 | 3.9 | -13.9 | 24.4 | 19.4 | 4.4 | -3.3 | 18.9 | 0.6 | 18.3 | 5 | 23.3 | 1.7 | 1.7 | -2.8 | 9.1 | -3.9 | -11.1 | -23.9 | 5 | 2.2 | 2.8 | -1.7 | -6.1 | -8.3 | 14.8 | 6.4 | 10.9 | -7.9 | -3.9 | -15.6
-27 | -28 | -7.2 | -7.8 | 19.4 | 18.9 | 5 | -3.3 | 12.2 | -4.7 | 19.4 | -9.4 | 8 | 7 | 15 | 7.2 | 19.4 | 5.6 | 10 | 7.2 | 11.1 | 4.4 | 18.3 | 8.3 | 16.9 | -8.8 | -3.3 | -12.2 | 8 | -6 | 18.3 | 12.2 | 25 | 18.3 | 21.7 | 16.1 | 16.7 | 4.4 | 16.1 | 15.6 | 25 | 15.6 | -12.8 | -14.6 | 2.8 | -2.8 | 2.2 | -5 | -0.6 | -1.1 | 11.7 | -6.7 | 5.6 | 4.4 | 15.2 | 4.9 | 14.4 | 7.8 | -6.1 | -20 | -10 | -12 | -15.6 | -21.1 | 0.6 | -2.8 | -2.2 | -6.7 | -6.1 | -13.9 | -3.3 | -6.7 | -15.6 | -18.9 | -6.1 | -9.4 | 10.2 | -1.9 | 13.1 | -1.1 | 10.7 | -3.7 | 21.5 | 10.4 | 12.8 | 0.5 | 9.2 | 1.6 | 8.3 | -5.6 | 17.8 | 17.2 | 15 | 6.7 | -16.1 | -19.4 | 7.2 | -0.2 | 12.8 | -5.6 | 2.2 | -2.8 | 13.9 | -5.6 | 6.7 | -6.1 | 2.8 | -9.4 | -5 | -8.3 | 8.9 | 5 | 1.7 | -7.2 | -2.8 | -6.7 | 16.1 | 0 | 4 | 2 | 12.2 | 3.3 | 4.4 | 1.7 | 6.7 | 4.4 | 2.8 | 0.6 | -2 | -6 | 11.7 | -7.8 | 3.3 | -6.1 | 1.7 | -3.9 | 10.6 | 10 | 9.4 | 0 | 3.9 | -15.6 | 23.5 | 19.5 | 4.4 | -3.3 | 17.4 | 0.5 | 17.2 | 7.2 | 23.9 | 1.7 | 2.2 | -3.9 | 10.6 | -4.4 | -11.1 | -20.6 | 5 | 2.2 | 2.8 | -1.7 | -6.1 | -8 | 15 | 6.1 | 9.6 | -8.9 | -2.2 | -17.2
-27 | -28 | -10 | -11.1 | 18.9 | 18.3 | 4.4 | -3.9 | 11.7 | -6.1 | 19.4 | -10 | 8 | 7 | 15 | 7.8 | 17.2 | 8.9 | 8.9 | 6.5 | 11.1 | 3.9 | 15.5 | 7.8 | 15.6 | -10 | -4.4 | -11.7 | 7 | -6 | 17.8 | 12.8 | 24.4 | 18.3 | 20.4 | 15.8 | 17.2 | 3.9 | 16.1 | 16.1 | 23.9 | 15.6 | -13.9 | -15.9 | 2.8 | -2.8 | 2.8 | -5 | -0.8 | -1.7 | 11.1 | -6.7 | 5.2 | 4.2 | 13.7 | 5.6 | 13.9 | 6.7 | -6.7 | -20.6 | -11 | -13 | -16.1 | -21.1 | 0.6 | -2.8 | -2.2 | -7.2 | -7 | -12.4 | -3.9 | -6.1 | -15.6 | -18.9 | -6.7 | -8.3 | 8.7 | -2.3 | 11.3 | -1 | 9.3 | -3.8 | 19.1 | 10.7 | 11.1 | 0 | 9.4 | 1.7 | 8.3 | -5 | 16.9 | 16.4 | 10.6 | 4.4 | -16.7 | -20.6 | 6.1 | -0.6 | 12.8 | -5 | 1.7 | -2.8 | 12.8 | -4.4 | 5 | -6.7 | 2.2 | -9.4 | -5 | -7.8 | 6.7 | 3.3 | 1.1 | -7.2 | -2.8 | -7.2 | 13.3 | 0.6 | 2 | 0 | 11.3 | 4.5 | 4.2 | 1.7 | 6.7 | 4.4 | 2.8 | 0 | -2 | -6 | 11.1 | -7.2 | 2.8 | -6.7 | 1.7 | -3.3 | 11.1 | 11.1 | 7.2 | -1.1 | 3.3 | -14.4 | 22.6 | 19.6 | 3.9 | -3.3 | 15.9 | 0 | 15.6 | 7.8 | 23.3 | 1.7 | 1.7 | -4.4 | 7.6 | -4 | -13.3 | -21.1 | 4.4 | 2.8 | 2.8 | -2.2 | -6.1 | -7.7 | 14.1 | 5.7 | 8.3 | -10.6 | -3.3 | -14.4
-28 | -28 | -10 | -10.6 | 18.9 | 18.9 | 2.8 | -3.3 | 9.7 | -4.8 | 18.3 | -10.6 | 8 | 6 | 13.3 | 6.7 | 15.6 | 9.4 | 7.8 | 5.8 | 9.4 | 3.9 | 12.8 | 7.3 | 13.9 | -7.7 | -5.6 | -12.2 | 6 | -1 | 16.7 | 12.2 | 24.4 | 19.4 | 19.1 | 15.6 | 15 | 6.1 | 16.7 | 16.7 | 23.3 | 15.6 | -15 | -17.8 | 0.6 | -2.8 | 2.8 | -3.9 | -0.9 | -2 | 7.2 | -5 | 4.8 | 3.8 | 12.2 | 6.1 | 11.7 | 6.7 | -6.7 | -20.6 | -13 | -16 | -16.7 | -20.6 | 2.2 | -0.6 | -2.2 | -6.1 | -8 | -12 | -6.1 | -8.3 | -16.1 | -20 | -8.3 | -10.6 | 7.2 | -3.3 | 9.4 | -1.1 | 7.8 | -4.4 | 16.7 | 10.6 | 10.2 | -0.5 | 8.3 | 1.7 | 6.7 | -3.9 | 15.9 | 15.5 | 6.1 | 0.6 | -16.7 | -21.7 | 5 | -1.1 | 9.4 | -4.4 | 1.1 | -2.8 | 10.6 | -3.3 | 2.2 | -5.6 | 1.7 | -8.3 | -5 | -7.8 | 4.4 | 1.2 | 0.6 | -6.7 | -3.9 | -7.2 | 8.9 | 0 | 1 | 0 | 10.3 | 5.3 | 4.1 | 2.1 | 6.1 | 3.9 | 2.2 | -0.6 | -1 | -6 | 8.9 | -1.7 | 2.2 | -6.7 | 1.7 | -2.8 | 10 | 10 | 5.6 | -1.1 | 1.7 | -13.9 | 21.7 | 19.4 | 3.3 | -3.3 | 14.4 | 0 | 14.4 | 7.8 | 21.1 | 1.7 | -1.7 | -5 | 4.7 | -4.3 | -14.4 | -20.6 | 4.4 | 2.2 | 2.8 | -2.2 | -6.1 | -7.8 | 13.1 | 5 | 5.5 | -8.1 | -5.6 | -14.4
-28 | -29 | -11.7 | -13.3 | 18.9 | 18.9 | 1.7 | -2.8 | 7.6 | -4.5 | 15.6 | -10 | 8 | 6 | 12.8 | 7.2 | 17.2 | 6.1 | 6.7 | 5 | 8.9 | 4.4 | 10 | 6.1 | 12.3 | -6.3 | -7.2 | -11.1 | 6 | 0 | 14.4 | 12.2 | 23.3 | 18.9 | 17.8 | 15 | 11.7 | 3.9 | 16.7 | 16.7 | 22.8 | 16.1 | -15.9 | -18.3 | -1.1 | -2.8 | -0.6 | -1.1 | -1.1 | -2.8 | 5 | -5 | 4.4 | 3.3 | 11.5 | 6 | 11.7 | 6.1 | -6.7 | -19.4 | -14 | -17 | -18.3 | -21.7 | 2.8 | -1.1 | -2.2 | -6.1 | -8.9 | -12.2 | -7.2 | -8.9 | -16.1 | -19.4 | -10 | -13.3 | 6.1 | -2.4 | 8.7 | -0.8 | 7.2 | -3.5 | 16.3 | 10.9 | 9.2 | -1.6 | 7.2 | 1.5 | 4.4 | -2.8 | 15 | 14.4 | 5 | 0.6 | -16.7 | -22.8 | 4.3 | -1.3 | 8.3 | -5 | 0 | -4.4 | 8.3 | -3.3 | 0 | -4.4 | 1.1 | -7.2 | -5 | -6.7 | 2.2 | -0.6 | 0.6 | -7.2 | -3.3 | -7.2 | 6.7 | -0.6 | 0 | -4 | 9.4 | 6.1 | 3.9 | 2.2 | 6.1 | 4.4 | 2.2 | -0.6 | 0 | -5 | 7.2 | -0.6 | 2.2 | -7.8 | 0 | -2.8 | 11.1 | 11.1 | 5 | -1.1 | -1.1 | -13.3 | 21.3 | 19.4 | 2.2 | -3.3 | 12.4 | -0.1 | 12.8 | 7.8 | 17.8 | 1.7 | -2.8 | -5.6 | 1.7 | -6.1 | -15 | -20.6 | 3.9 | 2.2 | 2.2 | -1.7 | -6.3 | -7.6 | 12.2 | 4.4 | 2.8 | -7.6 | -6.7 | -14.4
-29 | -30 | -12.8 | -13.9 | 18.3 | 16.7 | 2.2 | -2.8 | 5.6 | -5.6 | 14.4 | -8.9 | 8 | 6 | 10.6 | 6.1 | 18.3 | 2.8 | 6.9 | 5.1 | 8.3 | 4.4 | 9.1 | 5.7 | 10.6 | -6.7 | -5.6 | -10.6 | 6 | 1 | 13.9 | 12.2 | 23.3 | 18.9 | 17.2 | 15.2 | 11.1 | 2.2 | 16.7 | 16.7 | 20.6 | 17.2 | -16.9 | -19.4 | -1.1 | -2.8 | 0.6 | -0.6 | -1.1 | -3 | 4.4 | -5.6 | 4 | 3 | 10.7 | 5.9 | 11.1 | 5 | -6.7 | -18.9 | -15 | -17 | -19.4 | -22.2 | 2.8 | -0.6 | -2.2 | -6.1 | -9.6 | -12 | -7.2 | -8.9 | -16.7 | -19.4 | -10.6 | -12.8 | 5 | -2.1 | 7.9 | -0.5 | 6.7 | -3.1 | 16 | 11 | 8.3 | -2.8 | 6.1 | 1.1 | 3.9 | -2.2 | 14.6 | 14.2 | 5 | 0.6 | -17.8 | -22.2 | 3.5 | -1.6 | 7.8 | -5 | -1.1 | -3.9 | 6.1 | -2.8 | 0.6 | -5 | 0.6 | -4.4 | -5 | -7.8 | 0.9 | -2 | 0.6 | -7.2 | -3.9 | -7.8 | 5.6 | -1.1 | -2 | -7 | 8.9 | 5.5 | 3.9 | 2.1 | 6.1 | 4.4 | 2.2 | -1.1 | 0 | -6 | 7.2 | 0 | 1.7 | -8.3 | -1.7 | -5.6 | 11.1 | 11.1 | 3.9 | -1.1 | -3.9 | -12.8 | 21 | 19.5 | 1.7 | -3.3 | 10.3 | -0.4 | 11.7 | 7.8 | 16.1 | 1.7 | -3.9 | -5.6 | 0.2 | -5.1 | -15.6 | -20.6 | 4.4 | 2.2 | 0.6 | -2.8 | -6.5 | -7.6 | 10.5 | 3.8 | 0 | -8.9 | -6.1 | -15
-30 | -31 | -10.6 | -11.7 | 17.8 | 16.7 | -0.6 | -2.8 | 5.8 | -4.9 | 13.3 | -9.4 | 8 | 5 | 8.9 | 6.1 | 19.4 | -6.1 | 7 | 5 | 7.2 | 3.9 | 8.1 | 5.1 | 9.1 | -4.6 | -6.1 | -10.6 | 6 | 1 | 13.3 | 12.2 | 22.8 | 19.4 | 16.7 | 15.6 | 11.1 | 1.1 | 16.7 | 16.7 | 21.1 | 15.6 | -17.8 | -20.6 | -1.7 | -3.3 | 1.7 | -0.6 | -1.1 | -3.6 | 4.4 | -5.6 | 3.7 | 2.7 | 10 | 5.6 | 10.6 | 3.9 | -7.2 | -18.3 | -16 | -19 | -20 | -23.3 | 2.8 | -0.6 | -1.7 | -5.6 | -10.4 | -12.3 | -5.6 | -7.8 | -17.2 | -20 | -11.1 | -13.9 | 3.9 | -2.2 | 7.2 | -0.6 | 6.1 | -3.3 | 15.6 | 11.1 | 6.1 | -2.7 | 5.5 | 1 | 3.3 | -1.7 | 14.3 | 13.9 | 5 | 0 | -17.8 | -22.8 | 2.8 | -2.2 | 6.7 | -5 | -2.8 | -6.1 | 5.6 | -3.3 | -1.7 | -5 | 0.6 | -3.9 | -5 | -7.8 | -0.4 | -3.8 | 1.1 | -7.2 | -5 | -7.8 | 5.6 | -1.1 | -4 | -8 | 8.3 | 4.9 | 3.9 | 1.9 | 6.1 | 5 | 1.7 | -0.6 | 1 | -5 | 6.1 | 0 | 0.6 | -8.9 | -6.7 | -11.7 | 10.6 | 10.6 | 5 | -0.6 | -5 | -12.2 | 20.6 | 19.4 | 1.7 | -3.3 | 8.3 | -1.1 | 11.7 | 7.8 | 15 | 1.7 | -3.3 | -5.6 | -1.3 | -5.4 | -15.6 | -20.6 | 4.4 | 2.8 | 0 | -2.8 | -6.7 | -7.8 | 8.9 | 3.1 | 0.7 | -8.3 | -6.7 | -15.6
-31 | -33 | -8.9 | -9.4 | 17.2 | 16.7 | -0.6 | -2.8 | 5.9 | -5.1 | 12.8 | -9.4 | 8 | 4 | 8.9 | 5.6 | 18.3 | -5.6 | 7.2 | 5 | 7.2 | 3.3 | 7.2 | 4.4 | 7.6 | -4 | -5 | -10.6 | 4 | 1 | 12.8 | 12.2 | 22.8 | 19.4 | 16.1 | 15.6 | 11.1 | 1.1 | 17.2 | 16.7 | 21.7 | 15.6 | -18.5 | -21 | -4.4 | -5.6 | 1.7 | 0 | -1.1 | -4.4 | 5 | -5.6 | 3.3 | 2.2 | 10.2 | 5 | 9.4 | 3.9 | -7.2 | -17.8 | -19 | -22 | -21.1 | -24.2 | 2.2 | -1.1 | -1.7 | -5.6 | -11.1 | -12.8 | -6.7 | -8.9 | -17.8 | -20.6 | -12.2 | -15 | 3.3 | -1.8 | 7.2 | -0.2 | 5 | -2.7 | 14.7 | 11.7 | 3.9 | -3.2 | 5 | 0.7 | 3.3 | -1.7 | 13.9 | 13.3 | 2.2 | -4.4 | -17.8 | -23.3 | 2.4 | -2.2 | 6.7 | -5.6 | -3.9 | -5.6 | 4.4 | -2.8 | -1.1 | -5 | 0 | -3.3 | -5 | -7.2 | -1.7 | -6.1 | 1.1 | -7.8 | -5.6 | -8.3 | 5 | 1.7 | -6 | -9 | 7.8 | 4.4 | 3.9 | 1.7 | 6.1 | 5 | 1.7 | -0.6 | 1 | -5 | 5.6 | 0 | 0.6 | -8.9 | -10 | -15.6 | 11.1 | 11.1 | 7.8 | 0 | -5.6 | -11.7 | 20.4 | 19.4 | 1.1 | -3.3 | 7 | -1 | 10 | 7.8 | 8.3 | 2.8 | -2.8 | -4.4 | -2.8 | -6.1 | -16.1 | -21.1 | 4.4 | 2.8 | -1.1 | -2.8 | -6.5 | -7.5 | 7.2 | 2.2 | 1.5 | -8.9 | -7.2 | -15
-31 | -32 | -10 | -11.1 | 16.7 | 15 | -1.1 | -2.2 | 6.1 | -6.1 | 11.7 | -9.4 | 8 | 3 | 7.8 | 5 | 14.4 | 2.2 | 6.5 | 4.7 | 5.6 | 2.8 | 7.3 | 4.4 | 6.1 | -3.9 | -3.3 | -11.1 | 4 | 0 | 13.3 | 12.2 | 22.8 | 19.4 | 15.9 | 15.6 | 10.6 | 2.2 | 17.2 | 16.7 | 21.1 | 16.7 | -19.3 | -21.8 | -4.4 | -5.6 | 1.7 | 0 | -1.3 | -4.1 | 3.9 | -4.4 | 2.9 | 1.9 | 10.4 | 4.1 | 8.3 | 2.8 | -7.2 | -17.2 | -21 | -23 | -22.2 | -24.8 | 2.8 | -0.6 | -1.1 | -5 | -11.1 | -13 | -7.2 | -8.3 | -18.3 | -21.7 | -13.3 | -17.2 | 2.8 | -1.9 | 7.2 | -0.2 | 3.9 | -2.4 | 13.7 | 12.1 | 1.7 | -4.4 | 4.4 | 0.6 | 2.8 | -1.1 | 13 | 12.6 | 1.1 | -6.1 | -18.9 | -23.9 | 2.1 | -2.3 | 5.6 | -5.6 | -3.9 | -6.1 | 2.8 | -3.3 | -2.2 | -6.1 | 0 | -3.3 | -5 | -6.7 | -2.4 | -6.4 | 1.7 | -7.8 | -5.6 | -7.8 | 3.9 | 2.2 | -7 | -11 | 7.2 | 3.8 | 4.3 | 1.8 | 6.1 | 4.4 | 1.7 | -1.1 | 1 | -4 | 6.7 | 0 | 0 | -9.4 | -12.8 | -21.1 | 11.1 | 11.1 | 8.3 | 0 | -5 | -11.1 | 20.2 | 19.6 | 1.1 | -3.3 | 5.7 | -1.1 | 8.9 | 7.2 | 6.1 | 2.8 | -2.2 | -5 | -3.2 | -5.8 | -15.6 | -21.1 | 3.9 | 2.8 | -1.7 | -2.8 | -6.3 | -7.3 | 6.5 | 2.2 | 2.2 | -11.1 | -7.2 | -15
-31 | -32 | -10 | -11.1 | 13.3 | 5 | -1.1 | -2.8 | 5.7 | -5.2 | 10 | -8.3 | 7 | 2 | 6.1 | 4.4 | 14.4 | 2.8 | 5.7 | 4.2 | 5 | 2.8 | 7.3 | 4.3 | 5.4 | -4.7 | -6.1 | -10 | 3 | 0 | 13.9 | 12.8 | 22.8 | 19.4 | 15.8 | 15.7 | 10.6 | 3.9 | 17.2 | 17.2 | 21.7 | 16.7 | -20 | -22.8 | -3.9 | -5 | 2.2 | 0 | -1.5 | -4.1 | 2.8 | -4.4 | 2.6 | 1.4 | 10.6 | 3.3 | 7.8 | 1.7 | -7.2 | -17.2 | -22 | -25 | -23.3 | -25.1 | 2.8 | -0.6 | 0 | -5.6 | -11.1 | -13.4 | -9.4 | -10 | -18.9 | -22.2 | -13.9 | -17.8 | 2.2 | -2.2 | 7.2 | 0 | 2.8 | -2.8 | 12.8 | 12.2 | 0.8 | -3.9 | 3.5 | 0 | 3.3 | -1.1 | 12 | 11.4 | 0.6 | -6.7 | -19.4 | -24.4 | 1.7 | -2.8 | 5 | -5.6 | -3.9 | -5.6 | 2.8 | -3.3 | -3.9 | -6.1 | 0 | -2.8 | -5.6 | -7.2 | -3.2 | -7.4 | 1.7 | -7.2 | -5.6 | -7.8 | 3.9 | 2.8 | -7 | -12 | 6.7 | 3.3 | 4.6 | 1.6 | 6.1 | 4.4 | 1.7 | -1.7 | 1 | -3 | 6.1 | 0.6 | -1.1 | -10 | -15.6 | -25.6 | 9.4 | 9.4 | 8.9 | 0 | -5 | -11.7 | 20 | 19.4 | 1.7 | -3.3 | 4.4 | -1.7 | 8.9 | 7.2 | 5.6 | 2.8 | -5 | -7.2 | -3.5 | -5.7 | -16.1 | -20 | 3.9 | 2.8 | -1.7 | -3.3 | -6.1 | -7.2 | 5.7 | 1.8 | 0.9 | -9.7 | -7.8 | -15.6
-32 | -33 | -10 | -11.1 | 12.2 | 5 | 0 | -3.3 | 5.4 | -5.2 | 10 | -10.6 | 7 | 3 | 7.2 | 5 | 13.3 | 2.8 | 5 | 3.9 | 3.9 | 1.7 | 7.3 | 4.2 | 4.6 | -5.9 | -3.9 | -11.1 | 2 | 0 | 13.9 | 12.8 | 22.2 | 18.9 | 15.6 | 15.6 | 12.2 | 8.9 | 17.2 | 17.2 | 21.7 | 16.7 | -20.6 | -23 | -5.6 | -6.7 | 2.2 | 0 | -1.7 | -4.4 | 1.1 | -3.9 | 2.2 | 1.1 | 10.2 | 3.7 | 7.8 | 1.7 | -7.8 | -17.2 | -23 | -26 | -23.9 | -25.7 | 2.8 | -0.6 | 0.6 | -5.6 | -11.1 | -14.4 | -10.6 | -11.7 | -19.4 | -22.8 | -15 | -18.3 | 2 | -2.1 | 6.1 | 0.2 | 3 | -1.7 | 13.5 | 13.1 | -0.2 | -4.3 | 2.6 | -0.4 | 3.3 | -1.1 | 11.1 | 10.6 | 0 | -7.8 | -20.6 | -25 | 1.1 | -2.7 | 4.4 | -5.6 | -4.4 | -6.7 | 2.2 | -3.9 | -4.4 | -6.7 | -0.6 | -2.2 | -5 | -6.7 | -3.9 | -8.9 | 2.2 | -7.2 | -5.6 | -7.8 | 4.4 | 3.9 | -8 | -12 | 6.1 | 2.8 | 5 | 1.7 | 6.1 | 4.4 | 1.1 | -2.8 | 0 | -3 | 5.6 | -5 | -1.1 | -10.6 | -16.7 | -23.9 | 10 | 10 | 7.8 | 0.6 | -4.4 | -12.2 | 20 | 19.5 | 1.7 | -3.9 | 3.7 | -1.3 | 8.9 | 7.2 | 3.9 | 2.2 | -4.4 | -6.7 | -3.9 | -6.1 | -15 | -20 | 3.9 | 2.2 | -1.1 | -3.3 | -5.9 | -6.5 | 5 | 1.7 | -0.4 | -9.7 | -8.3 | -15
-31 | -32 | -10 | -11.1 | 11.1 | 5.6 | -0.6 | -3.3 | 5 | -6.1 | 9.4 | -10.6 | 7 | 2 | 5.6 | 3.9 | 13.9 | 0 | 4.6 | 3.6 | 2.8 | 1.7 | 7.4 | 4.2 | 3.9 | -8.3 | -5.6 | -10 | 2 | 0 | 13.3 | 12.2 | 22.8 | 19.4 | 15.6 | 15.6 | 10.6 | 8.3 | 16.7 | 15.6 | 22.2 | 15 | -21.1 | -23.6 | -5 | -6.7 | 2.8 | -0.6 | -1.5 | -4 | 0 | -3.9 | 2.2 | 0.7 | 9.8 | 3.8 | 7.8 | 1.7 | -8.3 | -17.8 | -23 | -26 | -23.9 | -26.4 | 2.8 | -1.1 | 1.1 | -5.6 | -11.1 | -13.8 | -9.4 | -11.1 | -20.6 | -23.3 | -16.1 | -20 | 1.9 | -2.1 | 5 | 0.5 | 3.1 | -1.1 | 14.3 | 13.9 | -1.1 | -5 | 1.7 | -1.1 | 3.3 | -1.1 | 10.5 | 9.8 | -0.6 | -8.9 | -21.1 | -25 | 0.6 | -2.8 | 4.4 | -5.6 | -6.7 | -8.9 | 3.3 | -4.4 | -5.6 | -7.2 | -0.6 | -2.8 | -5 | -6.7 | -4.5 | -8.6 | 2.2 | -7.8 | -5.6 | -7.8 | 3.9 | 3.3 | -9 | -15 | 5.4 | 2.4 | 5.2 | 2 | 5.6 | 3.3 | 1.1 | -2.8 | 0 | -4 | 4.4 | 1.1 | -1.1 | -10.6 | -18.3 | -24.4 | 10.6 | 10.6 | 8.3 | 1.1 | -5.6 | -12.2 | 20 | 19.5 | 1.7 | -3.9 | 2.9 | -1.4 | 8.3 | 7.2 | 3.9 | 2.2 | -5 | -6.7 | -3.9 | -5.8 | -13.9 | -18.9 | 3.3 | 1.7 | -3.3 | -3.9 | -5.8 | -6.1 | 4.6 | 1.3 | -1.7 | -11.1 | -10.6 | -14.4
-31 | -32 | -11.1 | -12.2 | 10 | 5 | -1.1 | -2.8 | 5 | -5 | 7.2 | -7.8 | 6 | 3 | 5.6 | 4.4 | 12.8 | 0.6 | 4.3 | 3.6 | 2.8 | 1.1 | 7.4 | 4.1 | 4.6 | -7.2 | -4.4 | -11.7 | 2 | -1 | 13.3 | 12.2 | 22.8 | 18.9 | 15.6 | 15.6 | 11.7 | 8.9 | 16.1 | 15 | 21.7 | 15 | -21.7 | -24.4 | -3.9 | -6.1 | 2.2 | -1.1 | -1.3 | -3.8 | -1.7 | -4.4 | 2.2 | 0.2 | 9.4 | 3.9 | 7.2 | 1.1 | -7.8 | -17.8 | -22 | -26 | -24.4 | -27 | 2.8 | -0.6 | 0.6 | -3.9 | -11.1 | -13.7 | -7.8 | -9.4 | -21.7 | -23.9 | -16.7 | -20.6 | 1.7 | -2.8 | 3.9 | 0.6 | 3.3 | -0.6 | 15 | 14.4 | -1.7 | -5.3 | 1.3 | -1 | 3.3 | -0.6 | 10 | 9.1 | -1.1 | -8.3 | -22.2 | -25.6 | 0 | -3.3 | 2.8 | -5.6 | -5.6 | -8.3 | 1.7 | -3.9 | -5.6 | -7.8 | -1.1 | -3.3 | -5 | -6.7 | -5 | -9.1 | 2.8 | -7.8 | -7.2 | -8.3 | 4.4 | 3.9 | -10 | -15 | 4.6 | 2.1 | 5.4 | 2.6 | 4.4 | 2.2 | 0.6 | -2.8 | 0 | -6 | 5.6 | 2.2 | -0.6 | -10 | -18.9 | -26.1 | 10 | 10 | 8.9 | 2.2 | -5.6 | -12.2 | 20 | 19.4 | 1.7 | -3.9 | 2.2 | -1.7 | 8.9 | 7.2 | 3.3 | 1.7 | -3.9 | -6.1 | -3.9 | -5.8 | -13.9 | -18.9 | 2.8 | 1.7 | -2.8 | -3.3 | -5.6 | -5.6 | 4.3 | 1 | -1.9 | -10.2 | -8.3 | -16.7
-28 | -30 | -10.6 | -12.2 | 9.4 | 4.4 | 1.1 | -2.2 | 5 | -4.5 | 6.1 | -8.3 | 6 | 3 | 5.6 | 3.9 | 11.1 | 0.6 | 3.9 | 3.3 | 2.8 | 1.1 | 7.5 | 4 | 5.4 | -7.2 | -5.6 | -10.6 | 2 | -1 | 13.3 | 12.8 | 22.8 | 18.9 | 15.6 | 15.6 | 11.7 | 8.9 | 15.6 | 13.9 | 20.6 | 17.2 | -22.1 | -24.6 | -5 | -6.7 | 1.7 | -1.1 | -1.1 | -3.9 | 0 | -7.2 | 2.2 | 0 | 9.4 | 4.2 | 7.2 | 0.6 | -8.3 | -17.8 | -22 | -25 | -25 | -27.3 | 2.2 | -0.6 | 0 | -1.1 | -11.1 | -13.9 | -7.2 | -8.3 | -22.2 | -24.4 | -17.8 | -21.1 | 1.1 | -2.3 | 3.9 | 0.7 | 1.8 | -1 | 15.2 | 14.4 | -2.2 | -5.9 | 1 | -0.8 | 3.3 | 0 | 9.4 | 8.3 | -1.1 | -8.3 | -22.8 | -26.1 | -0.2 | -3.2 | 2.2 | -5.6 | -6.1 | -8.9 | 1.7 | -3.9 | -6.1 | -7.8 | -1.7 | -3.9 | -5.6 | -7.2 | -5.6 | -10 | 2.8 | -7.8 | -6.7 | -8.3 | 4.4 | 3.9 | -10 | -15 | 3.9 | 1.7 | 5.6 | 2.8 | 3.9 | -0.6 | 0 | -2.8 | -1 | -6 | 5.6 | 2.2 | -1.1 | -10 | -20 | -27.2 | 9.4 | 9.4 | 9.4 | 3.3 | -7.8 | -12.2 | 19.8 | 19.5 | 1.7 | -3.3 | 2.2 | -1.4 | 8.9 | 7.2 | 2.2 | 1.1 | -3.9 | -6.7 | -3.9 | -6.1 | -13.9 | -18.9 | 3.3 | 1.7 | -2.2 | -3.3 | -5.2 | -5.2 | 3.9 | 0.6 | -2 | -10.3 | -10.6 | -15.6
-31 | -32 | -11.1 | -13.9 | 7.8 | 3.9 | -0.6 | -3.3 | 5 | -5 | 6.1 | -7.2 | 6 | 3 | 5.6 | 2.8 | 12.2 | -2.2 | 3.9 | 3.2 | 2.2 | 1.1 | 7.6 | 4 | 6.1 | -8.3 | -4.4 | -11.7 | 2 | -1 | 13.3 | 12.8 | 22.8 | 19.4 | 15.6 | 15.6 | 12.2 | 9.4 | 11.7 | 8.3 | 18.9 | 17.8 | -22.4 | -24.9 | -4.4 | -6.1 | 0.6 | -1.7 | -0.7 | -2.9 | -2.8 | -7.2 | 1.3 | -0.7 | 9.4 | 4.2 | 7.2 | 1.1 | -8.9 | -17.2 | -22 | -25 | -25 | -27.9 | 2.2 | -0.6 | 0.6 | -1.1 | -11.3 | -14 | -6.7 | -8.3 | -23.9 | -26.1 | -18.3 | -22.2 | 0.6 | -2.3 | 3.9 | 0.9 | 0.4 | -1.3 | 15.4 | 14.1 | -2.8 | -7.2 | 0.6 | -1.1 | 3.3 | 0.6 | 9.2 | 7.7 | -1.1 | -8.9 | -23.3 | -26.1 | -0.4 | -3.4 | 0.6 | -5.6 | -6.7 | -9.4 | 2.2 | -3.3 | -6.1 | -7.8 | 1.7 | -3.9 | -5 | -7.8 | -6 | -10.1 | 1.1 | -3.3 | -7.2 | -8.9 | 4.4 | 3.9 | -10 | -15 | 3.9 | 1.3 | 4.8 | 1.6 | 3.3 | -2.2 | -0.6 | -2.8 | -3 | -8 | 5 | 2.8 | -1.1 | -10 | -20.6 | -27.8 | 8.9 | 8.9 | 10 | 5.6 | -7.8 | -12.2 | 19.6 | 19.5 | 1.1 | -2.8 | 2.2 | -1.4 | 8.9 | 7.8 | 2.8 | 1.1 | -3.3 | -6.1 | -3.9 | -5.8 | -12.2 | -18.9 | 3.9 | 1.7 | -2.8 | -3.9 | -4.8 | -4.8 | 3.9 | 0.9 | -2.2 | -11.7 | -8.9 | -14.4
-31 | -32 | -14.4 | -16.1 | 5.6 | -1.7 | -1.1 | -3.3 | 5.6 | -4 | 8.3 | -10 | 6 | 3 | 5 | 3.3 | 11.7 | -1.7 | 3.9 | 2.9 | 1.7 | 0.6 | 7.7 | 4 | 6.5 | -8 | -3.9 | -12.2 | 1 | -3 | 13.9 | 13.3 | 21.1 | 18.9 | 15.6 | 15.6 | 12.2 | 9.4 | 8.9 | 2.2 | 18.9 | 16.7 | -22.8 | -25.6 | -4.4 | -6.7 | -1.1 | -3.9 | -0.4 | -2.2 | -3.3 | -7.2 | 0.3 | -1.3 | 9.4 | 4.4 | 7.2 | -0.6 | -8.3 | -17.2 | -21 | -24 | -25 | -29.4 | 2.2 | -0.6 | 0.6 | -0.6 | -11.5 | -14.7 | -6.7 | -7.8 | -24.4 | -26.7 | -18.9 | -23.3 | 0 | -2.8 | 3.9 | 1.1 | -1.1 | -2.2 | 15.6 | 13.9 | -3.3 | -7.1 | 0.4 | -1.3 | 2.8 | 1.1 | 9.1 | 6.9 | -1.7 | -8.9 | -23.9 | -26.7 | -0.6 | -3.9 | 2.2 | -5.6 | -7.8 | -10 | 2.2 | -3.9 | -6.1 | -8.9 | 2.8 | -4.4 | -5 | -8.3 | -6.3 | -10.5 | 0 | -1.7 | -7.2 | -8.9 | 4.4 | 3.9 | -11 | -16 | 3.9 | 0.6 | 4.1 | 0.2 | 2.8 | -3.3 | -0.6 | -3.3 | -3 | -8 | 5 | 2.8 | -1.1 | -10 | -21.1 | -27.8 | 7.8 | 7.8 | 11.1 | 7.2 | -7.8 | -12.2 | 19.4 | 19.4 | 1.1 | -3.3 | 2.2 | -1.7 | 10 | 8.9 | 2.2 | 0.6 | -2.8 | -5.6 | -3.9 | -5.8 | -11.7 | -18.3 | 2.8 | 0.6 | -2.2 | -3.9 | -4.4 | -4.4 | 3.9 | 1.4 | -2.2 | -10.7 | -7.8 | -13.9
-31 | -32 | -14.4 | -15.6 | 4.4 | -1.7 | -2.2 | -3.3 | 6.1 | -4.1 | 6.7 | -10.6 | 6 | 3 | 5 | 2.8 | 14.4 | -6.1 | 3.9 | 2.8 | 2.2 | 1.1 | 7.8 | 3.9 | 6.8 | -8.9 | -5 | -10 | 1 | -3 | 13.9 | 13.3 | 21.1 | 18.9 | 15.6 | 15.6 | 14.4 | 10 | 7.8 | 1.7 | 19.4 | 16.7 | -22.8 | -26.7 | -4.4 | -7.2 | -1.1 | -5 | 0 | -1.7 | -3.3 | -7.2 | -0.6 | -2.2 | 9.4 | 4.4 | 6.1 | -1.7 | -8.9 | -16.7 | -21 | -23 | -25.6 | -30 | 2.2 | 0 | 1.1 | 0 | -11.7 | -15.6 | -6.7 | -8.3 | -25.6 | -27.8 | -19.4 | -23.3 | 0.6 | -1.7 | 4.1 | 1.6 | 0.4 | -0.8 | 15.6 | 14.2 | -3.9 | -7.9 | 0.2 | -1.9 | 2.8 | 1.7 | 8.9 | 6.1 | -1.7 | -7.8 | -28.3 | -31.7 | 0 | -3.4 | 0.6 | -6.1 | -6.7 | -8.9 | 2.8 | -3.3 | -6.1 | -7.8 | 2.8 | -4.4 | -5.6 | -8.9 | -6.7 | -11.7 | 0 | -1.7 | -7.2 | -8.3 | 4.4 | 3.9 | -11 | -15 | 3.9 | 0 | 3.3 | -1.1 | 1.7 | -6.1 | -0.6 | -3.3 | -3 | -8 | 5 | 3.3 | -1.1 | -10.6 | -21.7 | -28.3 | 7.8 | 7.8 | 11.7 | 8.3 | -7.8 | -12.2 | 20.2 | 19.9 | 1.1 | -5 | 2.9 | -1.4 | 10.6 | 10 | 3.3 | 1.1 | -2.8 | -5.6 | -3.9 | -6.1 | -10.6 | -17.8 | 2.8 | 0.6 | -1.7 | -3.3 | -3.9 | -3.9 | 3.9 | 1.7 | -2.2 | -10.7 | -8.9 | -13.9
-27 | -30 | -16.1 | -18.3 | 3.9 | -3.9 | -0.6 | -2.8 | 6.7 | -4.4 | 6.7 | -10.6 | 5 | 3 | 5 | 3.9 | 15 | -4.4 | 5.2 | 3.9 | 3.3 | 1.7 | 10.2 | 5.2 | 7.2 | -11.1 | -5 | -9.4 | 3 | -3 | 13.9 | 13.3 | 21.1 | 18.9 | 16.1 | 15.8 | 13.9 | 11.1 | 6.7 | 0 | 18.9 | 17.8 | -22.8 | -28.1 | -4.4 | -7.8 | -1.1 | -5 | 0.4 | -1.3 | -2.8 | -6.7 | 0.5 | -1.1 | 9.4 | 4.4 | 6.7 | -2.2 | -8.3 | -16.7 | -21 | -23 | -25.6 | -30 | 1.7 | 0 | 1.7 | 0 | -11.5 | -15.6 | -6.7 | -8.3 | -25.6 | -27.8 | -19.4 | -22.8 | 1.1 | -1.1 | 4.2 | 2.2 | 1.8 | 0.3 | 15.6 | 14.3 | -4.4 | -8.9 | 0 | -2.8 | 3.3 | 1.7 | 9.3 | 6.2 | -1.7 | -7.2 | -28.3 | -31.1 | 0.5 | -3.5 | -0.6 | -6.1 | -7.2 | -10 | 3.9 | -3.9 | -5 | -6.7 | 2.8 | -4.4 | -5.6 | -9.4 | -6.3 | -11.2 | 0.6 | -2.8 | -7.2 | -8.3 | 5 | 4.4 | -11 | -14 | 3.7 | -0.4 | 3.3 | -1.1 | -0.6 | -6.7 | -1.1 | -3.3 | -2 | -7 | 5 | 3.3 | -1.1 | -10.6 | -22.2 | -28.9 | 10 | 10 | 11.7 | 9.4 | -7.2 | -12.8 | 20.9 | 20.3 | 1.1 | -5.6 | 3.7 | -1.3 | 11.7 | 11.1 | 3.3 | 1.7 | -2.8 | -3.9 | -3 | -5.2 | -9.4 | -16.7 | 2.8 | 0 | -1.7 | -3.3 | -3.3 | -3.3 | 4.5 | 2.7 | -2.2 | -12.2 | -8.3 | -13.9
-26 | -29 | -15 | -17.2 | 4.4 | -2.8 | 2.8 | -0.6 | 8.9 | -3.8 | 10 | -10 | 5 | 3 | 8.9 | 6.1 | 17.8 | -3.9 | 6.5 | 5 | 6.1 | 2.8 | 12.6 | 6 | 8.1 | -9.6 | -3.9 | -10 | 4 | -3 | 14.4 | 13.9 | 23.9 | 18.9 | 16.7 | 15.9 | 17.2 | 12.8 | 6.1 | -0.6 | 20 | 18.3 | -22.8 | -30.6 | -3.3 | -7.2 | -1.1 | -5 | 0.7 | -1.2 | -1.1 | -6.7 | 1.7 | -0.3 | 9.4 | 4.4 | 7.8 | -2.2 | -7.2 | -16.7 | -20 | -22 | -23.9 | -29.4 | 2.2 | -0.6 | 2.2 | 0 | -11.3 | -16 | -6.7 | -7.8 | -25 | -27.2 | -18.9 | -22.8 | 1.7 | -0.6 | 4.4 | 2.8 | 3.3 | 1.7 | 15.6 | 14.4 | -4.4 | -8.2 | 0.2 | -2.5 | 3.9 | 2.2 | 9.6 | 6.2 | 0.6 | -6.1 | -27.2 | -29.4 | 1.1 | -3.9 | 2.8 | -5 | -0.6 | -6.7 | 3.9 | -2.2 | -2.8 | -5.6 | 2.8 | -4.4 | -5.6 | -9.4 | -6 | -11.3 | 0.6 | -2.2 | -5.6 | -7.2 | 5 | 4.4 | -10 | -15 | 3.5 | -0.9 | 3.3 | -1.3 | 1.1 | -6.7 | 0 | -2.2 | -2 | -7 | 5.6 | 4.4 | -0.6 | -10.6 | -21.7 | -28.9 | 11.7 | 11.1 | 12.2 | 10 | -5 | -12.2 | 21.7 | 20.6 | 2.2 | -4.4 | 4.4 | -1.7 | 13.3 | 12.2 | 7.2 | 4.4 | -2.2 | -3.9 | -2 | -4.6 | -7.8 | -15.6 | 3.9 | 1.7 | -1.1 | -3.3 | -2.8 | -2.8 | 5 | 3.7 | 1.9 | -9.4 | -7.2 | -13.3
-28 | -30 | -15.6 | -17.2 | 5 | -2.8 | 7.2 | -0.6 | 11.1 | -3.7 | 13.9 | -10 | 6 | 3 | 11.7 | 7.8 | 20.6 | -4.4 | 7.8 | 6.1 | 6.7 | 2.8 | 15 | 6.7 | 9.1 | -8.8 | -1.7 | -10.6 | 7 | -3 | 15 | 14.4 | 24.4 | 17.8 | 17.2 | 16.1 | 20 | 14.4 | 6.1 | -2.2 | 20.6 | 18.9 | -22.1 | -29 | -1.1 | -6.1 | -1.1 | -6.1 | 1.1 | -1.1 | 3.3 | -5.6 | 2.8 | 0.6 | 9.8 | 4.6 | 10 | -1.1 | -6.1 | -18.3 | -18 | -21 | -22.8 | -29.4 | 2.2 | -0.6 | 2.2 | -0.6 | -11.1 | -17.2 | -6.1 | -8.3 | -23.3 | -26.7 | -18.3 | -22.2 | 4.5 | 1.3 | 5.9 | 3.4 | 5.3 | 2.1 | 16.5 | 14.5 | -4.4 | -7.9 | 0.4 | -2.8 | 3.9 | 1.7 | 10 | 6.1 | 1.7 | -5.6 | -24.4 | -27.2 | 2.8 | -2.4 | 7.8 | -4.4 | 3.9 | -5 | 8.9 | -3.3 | -2.2 | -5 | 2.8 | -3.9 | -5 | -8.9 | -5.6 | -12.2 | 1.1 | -2.8 | -3.3 | -6.1 | 5.6 | 5 | -10 | -16 | 3.3 | -1.7 | 3.3 | -1.7 | 2.2 | -6.7 | 1.1 | -2.2 | -2 | -7 | 6.1 | 5 | 1.7 | -10 | -20 | -28.3 | 12.2 | 11.1 | 13.3 | 11.1 | -2.2 | -11.7 | 22.6 | 20.2 | 4.4 | -3.9 | 7 | -1.2 | 16.7 | 13.9 | 11.1 | 6.1 | -2.2 | -3.3 | -1.1 | -4.4 | -6.1 | -14.4 | 4.4 | 2.2 | 0.6 | -1.7 | -2.2 | -2.2 | 5.6 | 4.4 | 5.9 | -9.2 | -2.2 | -10.6
-25 | -28 | -16.1 | -17.8 | 6.1 | -3.3 | 10.6 | -0.6 | 13.3 | -5 | 15 | -11.7 | 6 | 4 | 15 | 7.8 | 22.8 | -3.9 | 8.7 | 5.6 | 7.2 | 2.8 | 15.7 | 7.5 | 10 | -10 | 0 | -12.2 | 8 | -3 | 15.6 | 14.4 | 25 | 16.1 | 19.1 | 16.9 | 20.6 | 14.4 | 6.1 | -2.2 | 20 | 18.3 | -21.3 | -27.9 | 0 | -6.1 | -1.7 | -7.8 | 3.1 | -0.2 | 7.2 | -5.6 | 4.3 | 1.5 | 10.2 | 5 | 10.6 | -2.2 | -5.6 | -19.4 | -17 | -19 | -21.7 | -28.3 | 3.3 | -0.6 | 2.8 | 1.1 | -10.2 | -16.9 | -5.6 | -7.8 | -22.8 | -26.1 | -17.2 | -21.7 | 7.2 | 2.9 | 7.4 | 4 | 7.4 | 2.3 | 17.4 | 14.5 | -4.4 | -8.3 | 0.6 | -3.3 | 4.4 | 2.2 | 10.9 | 6.5 | 3.3 | -5 | -21.7 | -25 | 4.4 | -1.6 | 10.6 | -4.4 | 6.7 | -1.7 | 10.6 | -4.4 | -0.6 | -4.4 | 3.3 | -3.9 | -3.9 | -8.3 | -5.4 | -11.4 | 1.1 | -1.7 | -1.1 | -6.1 | 6.1 | 5.6 | -9 | -13 | 3.7 | -1.6 | 3.9 | -1.5 | 2.8 | -6.7 | 2.8 | -2.2 | -1 | -7 | 6.7 | 5.6 | 2.2 | -10 | -18.3 | -26.7 | 12.2 | 11.1 | 13.9 | 11.1 | 0 | -12.8 | 23.5 | 19.7 | 5.6 | -4.4 | 9.6 | -1.8 | 21.1 | 15 | 15.6 | 6.1 | -1.1 | -3.3 | 0 | -3.6 | -5.6 | -12.8 | 6.7 | 2.8 | 1.1 | -0.6 | -1.7 | -1.7 | 8.9 | 6.7 | 10 | -11.1 | -0.6 | -8.9
-23 | -27 | -14.4 | -15.6 | 6.1 | -4.4 | 13.3 | -0.6 | 14.1 | -4.1 | 16.1 | -11.7 | 6 | 4 | 16.1 | 8.3 | 23.9 | -3.3 | 9.7 | 5.3 | 8.3 | 2.2 | 16.5 | 8.2 | 10.6 | -9.6 | 0.6 | -12.2 | 9 | -2 | 16.7 | 15 | 26.1 | 17.2 | 20.9 | 17.3 | 22.2 | 15.6 | 6.1 | -3.3 | 19.4 | 17.8 | -20.6 | -27.8 | 1.1 | -5 | -1.7 | -7.2 | 5.2 | 0.9 | 10.6 | -5 | 5.7 | 2.5 | 10.6 | 5 | 11.1 | -2.2 | -3.9 | -19.4 | -15 | -17 | -20 | -27.8 | 3.9 | -1.1 | 2.8 | 1.1 | -9.2 | -17.3 | -5.6 | -7.8 | -20.6 | -25.6 | -16.7 | -22.2 | 10 | 4.4 | 8.9 | 4.4 | 9.4 | 2.2 | 18.3 | 14.4 | -4 | -7.7 | 0.6 | -3.6 | 2.8 | 1.7 | 11.9 | 6.6 | 5 | -3.9 | -20.6 | -23.9 | 6.1 | -0.6 | 12.2 | -4.4 | 9.4 | -1.1 | 11.1 | -4.4 | 1.7 | -4.4 | 3.3 | -3.9 | -2.2 | -7.2 | -5.2 | -11.4 | 1.7 | -1.1 | 0 | -6.1 | 7.2 | 6.1 | -8 | -15 | 4 | -1.7 | 4.4 | -1.8 | 3.3 | -6.7 | 3.9 | -2.2 | -1 | -7 | 7.8 | 6.1 | 3.9 | -10.6 | -17.2 | -25.6 | 12.2 | 11.1 | 14.4 | 11.7 | 2.2 | -12.8 | 24.4 | 18.9 | 6.7 | -3.9 | 12.2 | -3.3 | 22.8 | 16.1 | 17.8 | 6.1 | -1.1 | -2.8 | 1.1 | -3.1 | -4.4 | -12.8 | 8.3 | 2.2 | 0.6 | -0.6 | -1.1 | -1.1 | 12.3 | 8.8 | 10.6 | -9.6 | 1.1 | -6.7
-22 | -26 | -15 | -16.7 | 7.8 | -4.4 | 15 | -2.2 | 14.8 | -4.4 | 17.2 | -10.6 | 6 | 4 | 16.7 | 8.3 | 25.6 | -4.4 | 10.6 | 4.4 | 8.3 | 4.4 | 17.2 | 8.9 | 11.1 | -10.4 | 1.1 | -11.7 | 11 | -2 | 18.3 | 15.6 | 26.1 | 17.2 | 22.8 | 17.8 | 19.4 | 16.1 | 5.6 | -5.6 | 19.4 | 17.8 | -20 | -26.7 | 2.2 | -2.8 | -1.1 | -7.2 | 7.2 | 1.7 | 12.2 | -5.6 | 7.2 | 3.3 | 10.8 | 6.8 | 12.2 | -1.7 | -2.8 | -18.9 | -13 | -16 | -18.3 | -32.8 | 4.4 | -0.6 | 3.3 | -0.6 | -8.3 | -19.4 | -4.4 | -6.7 | -19.4 | -25.6 | -15.6 | -21.7 | 10.4 | 4.3 | 10.4 | 4.3 | 10 | 2.4 | 19.8 | 14.6 | -3.7 | -7.7 | 0.6 | -4.1 | 2.2 | 1.1 | 12.8 | 6.7 | 6.1 | -3.9 | -18.9 | -23.3 | 7.6 | 0.3 | 14.4 | -4.4 | 10.6 | -2.8 | 11.1 | -4.4 | 3.3 | -4.4 | 3.9 | -2.8 | -0.6 | -6.7 | -5 | -12.2 | 1.7 | -1.1 | 1.1 | -5.6 | 7.2 | 6.1 | -10 | -13 | 4.4 | -2.2 | 5 | -2.2 | 3.9 | -7.8 | 5.6 | -2.2 | -2 | -6 | 9.4 | 7.2 | 5.6 | -9.4 | -15 | -23.9 | 12.8 | 11.1 | 15 | 12.2 | 3.9 | -12.2 | 24.4 | 19 | 7.8 | -2.8 | 13.1 | -3.2 | 23.9 | 16.1 | 20.6 | 5 | 0.6 | -2.8 | 2.2 | -3.3 | -4.4 | -9.4 | 8.9 | 2.8 | 1.1 | 0 | -0.7 | -0.8 | 15.6 | 10.6 | 11.1 | -10.4 | 3.3 | -8.9
-22 | -25 | -14.4 | -16.1 | 8.9 | -5 | 15.6 | -4.4 | 15.6 | -5 | 18.9 | -11.1 | 7 | 4 | 17.8 | 8.3 | 26.1 | -2.2 | 10.6 | 4.3 | 9.4 | 3.9 | 16.7 | 8.9 | 11.7 | -13.3 | 1.1 | -8.9 | 12 | -2 | 20.6 | 14.4 | 25.6 | 17.2 | 22.4 | 18 | 18.3 | 17.2 | 5.6 | -5 | 20 | 17.2 | -19.5 | -26.2 | 2.2 | -2.8 | -1.1 | -7.2 | 9.2 | 1.8 | 15.6 | -6.7 | 8.7 | 4.1 | 10.9 | 8.2 | 13.9 | -3.3 | -2.8 | -18.9 | -11 | -14 | -17.8 | -26.7 | 4.4 | -0.6 | 2.2 | -1.1 | -7.6 | -17.4 | -4.4 | -6.1 | -18.3 | -25 | -15.6 | -21.7 | 10.7 | 4.2 | 11.8 | 3.6 | 10.5 | 2.3 | 21.3 | 15 | -3.3 | -8.3 | 0.6 | -5.6 | 2.2 | 1.1 | 13.2 | 6.8 | 7.8 | -3.3 | -18.3 | -22.8 | 9.1 | 1.3 | 15.6 | -4.4 | 10 | -2.8 | 12.2 | -4.4 | 7.2 | -3.3 | 3.9 | -3.9 | -0.6 | -6.1 | -5.4 | -11 | 2.2 | -0.6 | 0.6 | -5 | 7.8 | 6.7 | -9 | -15 | 4.8 | -2.2 | 4.1 | -1.3 | 4.4 | -7.8 | 6.1 | -2.2 | -2 | -6 | 10 | 7.8 | 6.1 | -8.9 | -14.4 | -23.3 | 13.3 | 11.1 | 15.6 | 12.2 | 6.1 | -12.2 | 24.4 | 19.3 | 8.9 | -2.8 | 14.1 | -3.6 | 24.4 | 15.6 | 22.2 | 6.7 | 0.6 | -3.9 | 1.8 | -2.9 | -4.4 | -7.8 | 8.3 | 3.9 | 1.7 | 0 | -0.4 | -0.8 | 16 | 9.9 | 11.7 | -11.7 | 3.9 | -9.4
-22 | -25 | -12.8 | -14.4 | 9.4 | -4.4 | 15 | -6.1 | 14.3 | -3.5 | 19.4 | -11.1 | 6 | 4 | 17.8 | 8.3 | 26.7 | -3.3 | 10.6 | 4.3 | 9.4 | 2.2 | 16.1 | 9.1 | 11.1 | -12.3 | 1.1 | -8.9 | 13 | 0 | 21.1 | 14.4 | 25.6 | 16.7 | 22.1 | 17.9 | 16.7 | 15.6 | 6.1 | -5 | 21.1 | 15.6 | -18.9 | -26.7 | 2.8 | -2.8 | -1.1 | -8.9 | 11.3 | 2.1 | 16.7 | -6.1 | 10.2 | 4.6 | 11.1 | 9.4 | 13.9 | -3.3 | -2.2 | -17.8 | -9 | -11 | -17.2 | -25.6 | 3.3 | -1.1 | 1.7 | -2.8 | -6.8 | -17 | -4.4 | -6.7 | -18.3 | -25 | -15 | -21.7 | 11.1 | 3.9 | 13.3 | 2.8 | 11.1 | 2.2 | 22.8 | 15 | -3.5 | -8.5 | 0.2 | -5.3 | 1.7 | 1.1 | 13.5 | 6.4 | 8.3 | -3.9 | -17.2 | -22.8 | 10.6 | 2.2 | 16.7 | -4.4 | 9.4 | -1.7 | 11.7 | -5.6 | 10.6 | -2.2 | 4.4 | -4.4 | -1.1 | -5.6 | -5.7 | -10.8 | 2.2 | 0 | 0.6 | -5 | 8.3 | 7.2 | -10 | -16 | 5.2 | -2.5 | 3.1 | -0.8 | 3.9 | -8.9 | 6.7 | -2.2 | -2 | -5 | 10.6 | 7.8 | 6.7 | -9.4 | -13.9 | -22.2 | 12.8 | 11.1 | 16.1 | 12.8 | 7.2 | -13.3 | 24.4 | 19.4 | 8.9 | -2.8 | 15 | -5 | 23.9 | 15 | 23.3 | 4.4 | 0 | -5 | 1.5 | -2.8 | -3.9 | -7.2 | 8.3 | 3.3 | 1.7 | 0 | 0 | -0.6 | 16.3 | 8.8 | 10.4 | -10.3 | 4.4 | -9.4
-21 | -24 | -13.9 | -16.1 | 10 | -5 | 13.9 | -7.2 | 13 | -2.5 | 20 | -10 | 6 | 3 | 18.3 | 8.9 | 25.6 | -1.7 | 10.6 | 3.9 | 11.1 | 2.8 | 15.6 | 8.9 | 10.6 | -12.7 | 0 | -8.9 | 12 | 1 | 22.2 | 11.1 | 25 | 16.7 | 21.7 | 17.8 | 16.1 | 14.4 | 7.2 | -6.1 | 21.1 | 15 | -18.9 | -25.6 | 2.8 | -2.2 | -1.7 | -10.6 | 13.3 | 1.7 | 16.7 | -6.1 | 11.7 | 5 | 11.8 | 10.4 | 14.4 | -3.9 | -2.2 | -17.2 | -7 | -8 | -17.8 | -26.1 | 2.8 | 0 | 1.7 | -3.3 | -6.1 | -17.8 | -4.4 | -6.7 | -17.8 | -25 | -15.6 | -21.7 | 9.6 | 3.6 | 12.2 | 1.2 | 10 | 2.4 | 21.1 | 14.8 | -3.7 | -9.2 | -0.2 | -5.9 | 1.1 | 0.6 | 13.9 | 6.1 | 8.3 | -4.4 | -16.7 | -22.2 | 8.9 | 1.3 | 16.1 | -4.4 | 9.4 | -0.6 | 11.7 | -5 | 12.2 | -6.1 | 3.9 | -3.9 | -1.1 | -5 | -6.1 | -11.1 | 2.8 | 0.6 | -5.6 | -7.2 | 7.8 | 7.2 | -10 | -15 | 5.6 | -3.3 | 2.2 | -0.6 | 3.9 | -8.3 | 6.7 | -2.8 | -2 | -5 | 9.4 | 7.8 | 8.9 | -7.8 | -13.9 | -22.2 | 12.2 | 11.7 | 17.2 | 12.8 | 8.3 | -14.4 | 23.5 | 19.5 | 9.4 | -3.3 | 13.9 | -4.7 | 22.2 | 15 | 23.9 | 3.3 | 0 | -5 | 1.1 | -3.3 | -3.9 | -6.1 | 7.8 | 3.9 | 2.2 | 0 | -0.2 | -0.6 | 16.7 | 7.8 | 9.1 | -10.2 | 4.4 | -9.4
-21 | -25 | -16.7 | -18.9 | 8.3 | -6.1 | 12.2 | -6.7 | 11.7 | -2.8 | 20 | -9.4 | 6 | 3 | 17.8 | 8.9 | 23.9 | -0.6 | 10.4 | 4.3 | 10 | 5.6 | 13.9 | 7.9 | 10 | -15 | -0.6 | -8.3 | 11 | 2 | 21.7 | 10.6 | 24.4 | 16.7 | 20.8 | 18 | 16.1 | 14.4 | 6.7 | -7.2 | 21.7 | 15 | -18.9 | -25.6 | 1.7 | -2.8 | -2.8 | -10 | 12.4 | 2.8 | 15.6 | -5 | 10.8 | 5.4 | 12.6 | 11.4 | 13.3 | -1.7 | -2.8 | -17.8 | -6 | -7 | -19.4 | -26.1 | 2.2 | 0 | 1.7 | -1.1 | -6.5 | -15.2 | -5 | -7.2 | -18.9 | -25 | -16.1 | -22.8 | 8.2 | 3.3 | 11.1 | -0.1 | 8.9 | 2.5 | 19.5 | 14.4 | -3.9 | -11.1 | -0.6 | -7.2 | 0 | 0 | 11.5 | 6.5 | 7.2 | -4.4 | -16.7 | -21.7 | 7.3 | 0.5 | 15.6 | -4.4 | 4.4 | -3.3 | 10.6 | -5 | 11.7 | -10 | 3.3 | -3.3 | -1.1 | -5 | -6.8 | -10.7 | 2.2 | 0.6 | -9.4 | -11.7 | 8.3 | 8.3 | -10 | -16 | 4.1 | -3 | 1.5 | -1.2 | 2.2 | -8.9 | 3.9 | -2.8 | -2 | -4 | 9.4 | 8.3 | 8.3 | -8.9 | -15 | -23.3 | 12.8 | 11.7 | 18.3 | 12.2 | 8.9 | -15 | 22.6 | 19.6 | 8.3 | -3.3 | 12.8 | -4.6 | 21.7 | 13.9 | 22.8 | 3.3 | -2.8 | -6.7 | 0.9 | -3 | -3.9 | -5 | 6.1 | 2.8 | 2.8 | 0.6 | -0.4 | -0.5 | 16.5 | 7.5 | 7.8 | -11.7 | 3.9 | -6.7
-22 | -25 | -15.6 | -17.2 | 6.7 | -4.4 | 10 | -5.6 | 9.5 | -2.4 | 18.3 | -8.9 | 6 | 3 | 15.6 | 8.9 | 21.7 | -0.6 | 10.2 | 4.4 | 8.9 | 5.6 | 12.3 | 6.8 | 9.3 | -13.6 | -3.3 | -7.8 | 11 | 2 | 18.3 | 11.1 | 23.3 | 17.2 | 19.8 | 17.8 | 16.1 | 14.4 | 5 | -7.2 | 21.1 | 14.4 | -18.9 | -26.1 | 0 | -2.8 | -5 | -11.1 | 11.5 | 3.8 | 10 | -5 | 9.8 | 5.6 | 13.3 | 12.2 | 10.6 | -1.7 | -2.8 | -17.8 | -5 | -6 | -20 | -26.1 | 1.7 | -0.6 | 1.7 | -1.1 | -6.8 | -14.3 | -6.1 | -7.8 | -22.2 | -25.6 | -16.7 | -23.3 | 6.7 | 2.8 | 10 | -1.7 | 7.8 | 2.2 | 17.8 | 13.9 | -4.1 | -9.8 | -1 | -6.5 | 0.6 | 0.6 | 9.1 | 6.2 | 5.6 | -5.6 | -16.7 | -21.7 | 5.6 | -0.6 | 12.8 | -4.4 | 0.6 | -3.9 | 9.4 | -3.3 | 10.6 | -11.1 | 3.3 | -3.3 | -1.1 | -3.9 | -7.6 | -11 | 2.2 | 0.6 | -11.1 | -13.3 | 7.8 | 7.8 | -11 | -16 | 2.6 | -3.1 | 0.7 | -2.1 | 1.7 | -8.9 | 3.3 | -3.3 | -2 | -4 | 8.9 | 8.9 | 6.1 | -8.9 | -17.2 | -23.9 | 13.3 | 11.1 | 18.3 | 12.2 | 7.2 | -13.3 | 21.7 | 19.4 | 6.7 | -3.3 | 11.7 | -6.1 | 20.6 | 13.3 | 20.6 | 4.4 | -4.4 | -7.8 | 0.8 | -3.2 | -3.9 | -5.6 | 5.6 | 2.8 | 5.6 | 0 | -0.6 | -0.6 | 16.3 | 7.3 | 4.8 | -8.3 | 1.7 | -7.2
-23 | -26 | -17.8 | -20 | 5.6 | -3.9 | 6.7 | -6.1 | 7.2 | -2.7 | 15.6 | -7.2 | 6 | 2 | 13.9 | 8.3 | 20 | -1.1 | 10 | 4.4 | 8.9 | 5 | 10.6 | 5.6 | 8.5 | -13.6 | -2.8 | -7.2 | 9 | 3 | 14.4 | 13.3 | 22.8 | 17.2 | 18.9 | 17.8 | 15.6 | 14.4 | 3.9 | -6.7 | 21.1 | 13.9 | -18.9 | -25.2 | -1.1 | -3.3 | -5 | -10.6 | 10.6 | 4.4 | 7.2 | -5.6 | 8.9 | 5.6 | 12.4 | 11.5 | 11.1 | -2.8 | -3.3 | -18.3 | -3 | -5 | -21.1 | -26.7 | 1.1 | -0.6 | 1.7 | -3.3 | -7.2 | -14.4 | -7.2 | -8.9 | -22.8 | -25.6 | -17.2 | -23.9 | 6.3 | 1.6 | 9.3 | -1.3 | 7.6 | 1.9 | 16.7 | 13.6 | -4.2 | -9.5 | -1.3 | -6.6 | 0.6 | -0.6 | 6.7 | 5.6 | 5 | -5.6 | -17.2 | -21.1 | 3.9 | -1.3 | 7.8 | -5.6 | 0 | -4.4 | 7.8 | -3.3 | 10 | -11.1 | 2.8 | -2.8 | -0.6 | -2.8 | -8.3 | -11.7 | 2.8 | 0.6 | -12.8 | -15 | 8.3 | 7.8 | -11 | -17 | 1.1 | -3.9 | 0 | -3.3 | 1.7 | -11.7 | 2.8 | -3.3 | -2 | -3 | 8.3 | 8.3 | 4.4 | -8.9 | -18.9 | -24.4 | 13.9 | 11.1 | 18.3 | 12.8 | 1.1 | -12.8 | 21.1 | 19.4 | 6.1 | -3.3 | 10.6 | -4.4 | 18.9 | 12.2 | 18.3 | 4.4 | -6.7 | -8.3 | 0.6 | -3.9 | -3.9 | -5 | 5 | 2.2 | 5.6 | 0 | -0.8 | -0.8 | 16.1 | 6.7 | 1.9 | -7.8 | 0 | -7.8
-22 | -25 | -17.8 | -20 | 5 | -3.9 | 6.7 | -5.6 | 5 | -3.9 | 13.9 | -6.7 | 6 | 2 | 11.1 | 7.8 | 18.9 | -1.7 | 9.8 | 4.8 | 8.3 | 5 | 9.8 | 4.4 | 7.8 | -15.6 | -3.3 | -7.8 | 8 | 3 | 13.9 | 13.3 | 21.7 | 17.2 | 19.1 | 17.8 | 15.6 | 14.4 | 3.3 | -6.7 | 20.6 | 13.3 | -18.9 | -25 | -1.1 | -4.4 | -5 | -10 | 10.4 | 4.3 | 7.8 | -6.1 | 8.9 | 6 | 11.5 | 10.8 | 10 | -3.3 | -4.4 | -18.3 | -2 | -3 | -22.2 | -26.7 | 0.6 | -0.6 | 1.1 | -3.9 | -7 | -12 | -7.8 | -10.6 | -23.3 | -25.6 | -17.2 | -23.9 | 6 | 0.3 | 8.5 | -0.9 | 7.4 | 1.5 | 15.5 | 13.2 | -4.4 | -10 | -1.7 | -7.2 | 0.6 | 0 | 5.9 | 5 | 4.4 | -5.6 | -20 | -23.3 | 2.3 | -2 | 7.2 | -5 | -2.2 | -5 | 7.8 | -3.9 | 8.9 | -10.6 | 2.8 | -2.8 | -0.6 | -3.3 | -9.1 | -11.9 | 1.7 | 1.1 | -12.8 | -16.7 | 7.8 | 7.8 | -11 | -15 | 0.5 | -3.8 | -0.4 | -3.5 | 0.6 | -10.6 | 1.1 | -3.3 | -2 | -3 | 8.3 | 8.3 | 0.6 | -7.2 | -20 | -25.6 | 15.6 | 11.1 | 17.2 | 11.7 | 0 | -12.8 | 20.6 | 19.6 | 5.6 | -3.3 | 9.4 | -4 | 17.2 | 10 | 17.8 | 6.1 | -7.2 | -11.1 | 0.6 | -2.5 | -3.9 | -5 | 4.4 | 1.7 | 6.1 | 0 | -0.9 | -0.9 | 15.4 | 7.7 | -1.1 | -8.9 | -1.7 | -8.3
-22 | -25 | -19.4 | -22.2 | 4.4 | -3.9 | 4.4 | -5.6 | 4.1 | -3.4 | 12.2 | -5 | 6 | 2 | 10.6 | 6.7 | 18.3 | -1.7 | 9.6 | 4.8 | 8.3 | 5.6 | 9.1 | 3.5 | 5 | -11.5 | -2.8 | -7.2 | 7 | 3 | 13.9 | 13.3 | 21.7 | 16.7 | 19.2 | 17.7 | 15.6 | 15 | 3.3 | -5.6 | 20.6 | 12.8 | -18.9 | -25.6 | -1.7 | -5 | -5 | -10.6 | 10.2 | 4.1 | 7.2 | -5.6 | 8.9 | 6.4 | 10.6 | 10 | 9.4 | -3.3 | -5 | -18.9 | -2 | -4 | -22.2 | -26.7 | 0.6 | 0 | 0 | -6.1 | -6.9 | -10.9 | -7.8 | -10.6 | -27.2 | -29.4 | -17.8 | -23.9 | 5.6 | -1.1 | 7.8 | -1.1 | 7.2 | 1.1 | 14.4 | 12.8 | -5 | -8.9 | -1.9 | -6.8 | 0.6 | 0 | 5.2 | 4.5 | 3.3 | -6.7 | -21.1 | -23.9 | 0.6 | -3.3 | 5.6 | -4.4 | -2.8 | -6.1 | 7.2 | -3.3 | 8.3 | -11.1 | 2.8 | -2.8 | 0 | -2.2 | -9.8 | -12.4 | 2.2 | 1.7 | -14.4 | -18.9 | 8.3 | 8.3 | -11 | -14 | 0 | -4.1 | -0.7 | -4.3 | 0 | -10.6 | 0.6 | -3.3 | -1 | -3 | 7.2 | 7.2 | 3.3 | -8.3 | -18.9 | -24.4 | 13.9 | 11.7 | 16.1 | 10.6 | -0.6 | -12.2 | 20 | 19.4 | 3.3 | -3.3 | 8.3 | -4.4 | 16.7 | 7.2 | 14.4 | 7.8 | -9.4 | -12.2 | 0.6 | -1.7 | -3.3 | -5 | 3.3 | 1.7 | 5.6 | 0 | -1.1 | -1.1 | 14.6 | 8.4 | -1.5 | -8.3 | -1.7 | -8.3
-23 | -26 | -20 | -22.2 | 5 | -3.9 | 3.3 | -5 | 3.1 | -3.7 | 11.1 | -4.4 | 5 | 2 | 10 | 6.7 | 17.8 | -2.2 | 9.4 | 5 | 7.2 | 4.4 | 8.3 | 2.2 | 2.2 | -10.7 | -2.8 | -7.2 | 7 | 3 | 12.8 | 12.2 | 21.1 | 17.2 | 19.4 | 17.8 | 15.6 | 15 | 3.3 | -6.7 | 20.6 | 12.8 | -18.9 | -24.6 | -2.2 | -5 | -5 | -9.4 | 10 | 3.9 | 5 | -5.6 | 8.9 | 6.7 | 9.8 | 8.9 | 8.3 | -3.9 | -4.4 | -17.2 | -1 | -3 | -23.3 | -27.3 | 0 | 0 | 0 | -5.6 | -6.7 | -10 | -8.3 | -10.6 | -27.2 | -29.4 | -18.9 | -24.4 | 5.2 | -1.7 | 5.4 | -2.1 | 7.2 | 0.2 | 14.4 | 12.5 | -5.5 | -8.7 | -2 | -6.9 | 0.6 | 0 | 4.4 | 3.9 | 2.8 | -7.2 | -21.7 | -23.9 | 1 | -2.7 | 2.2 | -5.6 | -3.3 | -6.7 | 6.7 | -2.8 | 8.9 | -10.6 | 2.8 | -2.8 | 0 | -2.2 | -10.6 | -13.3 | 2.2 | 1.1 | -15 | -18.9 | 8.9 | 8.3 | -11 | -17 | -0.6 | -5 | -1.1 | -5.6 | -0.6 | -11.1 | -0.6 | -3.3 | -1 | -3 | 6.7 | 6.7 | 2.8 | -8.9 | -19.4 | -25 | 12.8 | 12.8 | 15.6 | 10 | -0.6 | -12.2 | 20 | 19.4 | 3.3 | -2.8 | 8.1 | -3.9 | 15 | 5 | 14.4 | 11.1 | -10 | -11.7 | 0.6 | -1.1 | -3.3 | -4.4 | 4.4 | 1.7 | 5.6 | 0 | -1.3 | -1.3 | 13.9 | 8.9 | -1.8 | -8.6 | -0.6 | -6.1
-24 | -27 | -21.1 | -23.9 | 3.9 | -3.9 | 2.2 | -5.6 | 2.2 | -4.4 | 10.6 | -5 | 5 | 2 | 8.3 | 5.6 | 17.8 | -5 | 9.2 | 5 | 6.1 | 4.4 | 8.1 | 2.2 | -0.6 | -11.7 | -4.4 | -7.8 | 7 | 2 | 13.3 | 12.2 | 21.7 | 17.2 | 19.2 | 17.7 | 16.7 | 16.1 | 3.3 | -6.7 | 20 | 12.2 | -18.9 | -24.5 | -2.8 | -5.6 | -5 | -10 | 10.2 | 3.9 | 3.9 | -6.1 | 8.9 | 5.7 | 9.1 | 7.7 | 8.3 | -4.4 | -5 | -16.1 | -1 | -3 | -24.4 | -27.7 | 0 | -0.6 | 0 | -4.4 | -6.1 | -9.4 | -8.3 | -11.1 | -27.2 | -29.4 | -19.4 | -25 | 4.8 | -2.4 | 3 | -3.3 | 7.2 | -0.4 | 14.4 | 11.9 | -6.1 | -8.9 | -2.2 | -7.8 | 0 | 0 | 5 | 4.3 | 2.2 | -7.2 | -21.1 | -23.9 | 1.3 | -2.6 | 2.2 | -5 | -4.4 | -7.2 | 6.1 | -2.8 | 8.3 | -10 | 2.2 | -2.8 | 0 | -1.1 | -11 | -14.6 | 2.2 | -0.6 | -15.6 | -18.3 | 8.3 | 7.8 | -12 | -16 | -0.4 | -4.3 | -1.7 | -5.7 | -1.7 | -11.1 | -1.7 | -3.9 | -1 | -3 | 6.7 | 6.7 | 3.3 | -10 | -19.4 | -25 | 11.7 | 11.7 | 14.4 | 8.9 | -1.1 | -11.7 | 20 | 19 | 2.8 | -2.2 | 8 | -3.6 | 13.9 | 3.9 | 13.9 | 12.8 | -9.4 | -11.1 | 0.4 | -0.5 | -2.8 | -3.9 | 4.4 | 1.7 | 5 | 0 | -1.5 | -1.5 | 14.1 | 9.4 | -2.2 | -10 | -2.2 | -7.2
-25 | -27 | -20.6 | -23.3 | 3.3 | -3.9 | 0.6 | -5 | 1.8 | -4 | 9.4 | -3.3 | 4 | 1 | 6.7 | 5 | 16.1 | -3.3 | 9.1 | 5.1 | 6.1 | 4.4 | 7.6 | 2.1 | -0.8 | -10.4 | -3.9 | -8.9 | 6 | 1 | 11.7 | 11.1 | 21.7 | 17.2 | 19.1 | 17.8 | 16.7 | 16.7 | 2.8 | -6.7 | 19.4 | 11.1 | -18.9 | -25 | -2.8 | -6.1 | -6.1 | -11.1 | 10.4 | 4.1 | 3.9 | -4.4 | 8.9 | 4.5 | 8.3 | 6.7 | 8.3 | -5.6 | -5 | -16.1 | 0 | -2 | -24.4 | -27.9 | 0 | 0 | 0 | -4.4 | -5.6 | -9.2 | -8.3 | -11.7 | -28.9 | -31.1 | -19.4 | -24.4 | 4.4 | -3.9 | 0.6 | -5.6 | 7.2 | -1.7 | 14.4 | 11.7 | -6.1 | -8.5 | -2.4 | -6.6 | 0 | 0 | 5.5 | 4.6 | 1.7 | -7.8 | -21.7 | -23.9 | 1.7 | -2.8 | 2.2 | -5 | -3.3 | -7.2 | 7.2 | -2.8 | 7.8 | -10.6 | 1.1 | -2.8 | 0.6 | -0.6 | -11.3 | -16.3 | 1.1 | -2.2 | -15.6 | -19.4 | 7.2 | 7.2 | -12 | -16 | -0.2 | -4.1 | -2.2 | -6.4 | -2.8 | -11.7 | -1.1 | -3.3 | -1 | -3 | 6.7 | 6.7 | 2.2 | -10 | -20 | -25 | 11.7 | 11.7 | 13.9 | 5.6 | -1.1 | -12.2 | 20 | 18.9 | 4.4 | -2.2 | 7.8 | -4.4 | 12.8 | 2.2 | 9.4 | 8.9 | -9.4 | -11.7 | 0.2 | -0.3 | -2.8 | -3.9 | 3.3 | 2.2 | 6.7 | 0 | -1.7 | -1.7 | 14.2 | 9.7 | -1.8 | -9 | -2.8 | -8.3
-26 | -28 | -15.6 | -17.8 | 3.3 | -3.9 | 2.2 | -5 | 1.5 | -4.2 | 8.9 | -3.3 | 2 | 0 | 6.7 | 4.4 | 17.2 | -4.4 | 8.9 | 5 | 6.7 | 4.4 | 7.1 | 2 | -0.9 | -10 | -3.3 | -7.8 | 6 | 0 | 11.7 | 11.1 | 21.7 | 17.2 | 18.9 | 17.8 | 17.2 | 15.6 | 1.7 | -6.1 | 19.4 | 13.3 | -19.6 | -24.8 | -3.3 | -6.7 | -6.7 | -11.1 | 10.6 | 3.9 | 0.6 | -3.9 | 8.9 | 3.3 | 7.8 | 6 | 7.8 | -5 | -5.6 | -16.1 | -4 | -6 | -26.7 | -28.3 | 0.6 | -0.6 | -1.1 | -8.3 | -5 | -9.4 | -8.3 | -11.1 | -28.9 | -31.7 | -21.7 | -25.6 | 1.8 | -4.7 | -1.5 | -6.6 | 4.2 | -4.7 | 14 | 12.1 | -6.1 | -8.5 | -2.6 | -6.1 | 0.6 | 0 | 6.1 | 5 | 1.1 | -8.3 | -19.4 | -22.2 | 1.5 | -2.3 | 0.6 | -5 | -3.9 | -7.8 | 6.1 | -2.2 | 7.8 | -10.6 | 1.1 | -3.3 | 0.6 | -0.6 | -11.7 | -18.9 | 0.6 | -2.2 | -16.1 | -20.6 | 6.7 | 6.7 | -11 | -16 | 0 | -4.4 | -2.8 | -7.8 | -3.9 | -11.7 | 0 | -2.8 | -1 | -3 | 7.2 | 7.2 | 1.7 | -10 | -16.7 | -22.2 | 11.7 | 11.7 | 12.8 | 3.3 | -3.3 | -11.7 | 19.6 | 18.8 | 4.4 | -2.2 | 7.4 | -3.6 | 11.7 | -0.6 | 8.3 | 7.8 | -8.9 | -11.7 | 0 | 0 | -2.8 | -3.3 | 1.7 | 1.7 | 3.9 | 0 | -2.1 | -2.1 | 14.4 | 10 | -1.5 | -9.3 | -1.7 | -7.8
-25 | -27 | -16.7 | -18.3 | 3.3 | -3.9 | 1.7 | -5 | 1.1 | -5 | 7.8 | -3.3 | 2 | 0 | 6.1 | 3.9 | 16.1 | -4.4 | 8.9 | 5.1 | 5 | 3.3 | 6.7 | 2 | -1.1 | -11.1 | -5.6 | -8.9 | 7 | 1 | 11.1 | 10.6 | 21.7 | 16.7 | 18.3 | 17 | 16.7 | 13.3 | 1.7 | -5.6 | 20 | 11.7 | -20.4 | -25.6 | -3.9 | -6.1 | -6.7 | -11.1 | 10.2 | 5 | -0.6 | -3.9 | 7.6 | 2.9 | 7.2 | 5.2 | 7.2 | -4.4 | -5.6 | -16.1 | -9 | -11 | -26.7 | -28.6 | 0.6 | 0 | -2.2 | -9.4 | -5 | -8.2 | -8.9 | -11.1 | -29.4 | -32.8 | -22.8 | -27.2 | -0.7 | -6.3 | -3.5 | -8.2 | 1.3 | -7.8 | 13.7 | 12.5 | -6.1 | -8.9 | -2.8 | -6.1 | 0.6 | -0.6 | 5 | 4 | 1.1 | -8.9 | -18.3 | -21.1 | 1.3 | -2 | -0.6 | -5.6 | -6.7 | -10.6 | 7.2 | -2.2 | 7.8 | -10 | 0.6 | -3.3 | 0 | -0.6 | -11.5 | -17.2 | 0.6 | -2.2 | -16.7 | -20 | 6.7 | 6.1 | -11 | -16 | -0.4 | -3.2 | -3 | -7.8 | -3.9 | -11.7 | -0.6 | -2.8 | -1 | -3 | 7.2 | 7.2 | 0.6 | -10 | -15 | -21.7 | 12.2 | 12.2 | 11.1 | 1.7 | -3.3 | -10.6 | 19.3 | 19 | 4.4 | -2.8 | 7.1 | -3.6 | 11.1 | -2.8 | 8.9 | 8.3 | -8.3 | -11.1 | 0 | 0 | -2.8 | -3.3 | 1.7 | 1.7 | 4.4 | 0 | -2.4 | -2.4 | 15.2 | 10.2 | -1.1 | -10.6 | -0.6 | -7.2
-25 | -27 | -15.6 | -17.2 | 2.8 | -3.9 | 1.1 | -5.6 | 1.1 | -4.7 | 7.2 | -3.3 | 2 | 0 | 5.6 | 3.9 | 16.1 | -4.4 | 8.9 | 5.1 | 4.4 | 3.3 | 6.4 | 1.9 | 0.4 | -10.6 | -5.6 | -9.4 | 6 | 0 | 9.4 | 9.4 | 21.1 | 15.6 | 17.8 | 16.3 | 16.1 | 13.3 | 1.7 | -5.6 | 19.4 | 10 | -21.1 | -26.7 | -3.9 | -7.2 | -7.2 | -11.1 | 9.8 | 6 | -1.7 | -5.6 | 6.3 | 2.2 | 6.7 | 4.4 | 7.8 | -3.9 | -6.1 | -15.6 | -12 | -15 | -26.7 | -29 | 0.6 | 0 | -2.2 | -8.3 | -5 | -7.6 | -8.9 | -11.1 | -31.1 | -33.9 | -22.8 | -26.7 | -3.3 | -8.9 | -5.6 | -10.6 | -1.7 | -12.8 | 13.3 | 12.8 | -9.4 | -12.3 | -3.7 | -6.3 | 0 | -1.1 | 3.9 | 2.7 | 1.1 | -8.9 | -18.3 | -21.1 | 1.1 | -2.2 | 0 | -5 | -7.2 | -10 | 5.6 | -2.2 | 7.2 | -14.4 | 0 | -3.3 | 0.6 | -0.6 | -11.3 | -16.3 | 0.6 | -2.8 | -17.2 | -19.4 | 6.7 | 5.6 | -11 | -17 | -0.7 | -2.6 | -3.1 | -8.5 | -4.4 | -12.2 | -0.6 | -2.8 | -1 | -3 | 7.2 | 7.2 | -1.1 | -8.9 | -13.9 | -21.1 | 12.2 | 12.2 | 10 | 1.7 | -2.8 | -11.1 | 18.9 | 18.9 | 3.9 | -3.3 | 6.7 | -3.9 | 9.4 | -3.9 | 7.8 | 7.8 | -8.9 | -12.2 | 0 | 0 | -2.8 | -3.3 | 2.2 | 2.2 | 4.4 | 0 | -2.8 | -2.8 | 15.9 | 10 | -0.9 | -9.5 | -2.2 | -7.2
-25 | -27 | -16.1 | -18.3 | 1.7 | -3.9 | -0.6 | -6.7 | 1.1 | -4.9 | 6.7 | -2.8 | 2 | 1 | 5 | 3.9 | 16.1 | -5 | 8.9 | 5 | 5 | 3.9 | 6.2 | 1.8 | 1.8 | -11.7 | -6.1 | -10 | 7 | -1 | 9.4 | 9.4 | 20.6 | 14.4 | 17.2 | 15.6 | 16.1 | 12.8 | 1.7 | -5 | 19.4 | 11.1 | -21.5 | -26.5 | -4.4 | -7.2 | -7.8 | -11.1 | 9.4 | 6.7 | -3.3 | -6.1 | 5 | 1.7 | 6.5 | 4.2 | 7.2 | -3.9 | -6.1 | -15.6 | -15 | -17 | -28.3 | -29.2 | 0.6 | 0 | -2.8 | -8.3 | -5 | -7.2 | -10 | -12.2 | -30 | -33.3 | -22.8 | -26.7 | -4.4 | -9 | -6.1 | -10.5 | -3.2 | -11.4 | 13.9 | 13.3 | -12.8 | -16.2 | -4.7 | -6.9 | -1.7 | -2.8 | 2.8 | 1.7 | 1.7 | -7.8 | -17.8 | -20.6 | 1.1 | -1.9 | 0 | -5 | -7.8 | -10.6 | 6.7 | -2.2 | 6.1 | -11.7 | 0 | -3.3 | 0.6 | -0.6 | -11.1 | -16.1 | 0.6 | -3.3 | -17.2 | -20 | 6.7 | 5.6 | -11 | -17 | -1.1 | -2.2 | -3.3 | -10 | -4.4 | -12.2 | -0.6 | -2.8 | -2 | -3 | 7.2 | 7.2 | -1.7 | -9.4 | -13.3 | -20 | 11.7 | 11.7 | 8.3 | 0.6 | -2.2 | -9.4 | 19.3 | 19.2 | 3.9 | -3.9 | 5.8 | -2.9 | 8.3 | -3.9 | 8.9 | 8.9 | -6.7 | -10.6 | 0 | 0 | -2.2 | -3.3 | 2.2 | 2.2 | 4.4 | 0 | -3.2 | -3.2 | 16.7 | 10 | -0.8 | -9.9 | -3.3 | -9.4
-26 | -28 | -16.7 | -18.3 | 2.2 | -3.9 | -1.1 | -7.2 | 1.1 | -6.1 | 6.7 | -3.3 | 3 | 1 | 4.4 | 2.8 | 13.3 | -3.9 | 8.9 | 5.1 | 4.4 | 3.3 | 6.1 | 1.8 | 3.3 | -15.6 | -6.7 | -10 | 7 | -1 | 8.9 | 8.9 | 20 | 15 | 16.7 | 15.3 | 15.6 | 12.2 | 2.2 | -5.6 | 19.4 | 11.1 | -21.8 | -26.8 | -4.4 | -7.2 | -7.2 | -11.7 | 9.6 | 6.9 | -3.9 | -6.7 | 4.4 | 0 | 6.3 | 3.8 | 6.7 | -3.3 | -6.1 | -15 | -17 | -20 | -27.8 | -29.6 | 0.6 | 0 | -2.8 | -8.3 | -4.8 | -6.6 | -10.6 | -12.8 | -30.6 | -32.8 | -23.3 | -26.7 | -5.6 | -10.2 | -6.7 | -11.1 | -4.6 | -11.2 | 14.4 | 13.5 | -16.1 | -20.6 | -5.6 | -7.8 | -2.8 | -4.4 | 2.4 | 1.4 | 1.1 | -7.2 | -16.7 | -19.4 | 1.1 | -1.9 | -1.7 | -5.6 | -8.3 | -11.1 | 5.6 | -2.2 | 6.1 | -13.9 | -1.7 | -3.9 | 0.6 | 0 | -10.9 | -16.1 | -2.2 | -5.6 | -17.8 | -20 | 6.1 | 5 | -11 | -17 | -0.9 | -2 | -3.9 | -9.4 | -3.9 | -13.3 | 0 | -2.2 | -2 | -4 | 7.2 | 7.2 | -3.3 | -7.8 | -12.2 | -17.8 | 12.2 | 12.2 | 3.9 | 0 | -3.9 | -9.4 | 19.6 | 19.3 | 5.6 | -4.4 | 4.8 | -2.6 | 6.7 | -4.4 | 9.4 | 9.4 | -7.2 | -10.6 | 0.2 | 0.2 | -2.2 | -3.3 | 1.7 | 1.7 | 5 | 0 | -3.5 | -3.5 | 15.9 | 10.7 | -0.6 | -11.1 | -2.8 | -8.9
-27 | -28 | -16.7 | -18.3 | 0.6 | -3.9 | -2.8 | -7.2 | 0.7 | -5.3 | 6.1 | -2.8 | 3 | 1 | 3.9 | 2.8 | 16.7 | -6.1 | 8.9 | 5.1 | 3.9 | 3.3 | 5.7 | 1.8 | 3.5 | -12.7 | -7.2 | -10.6 | 7 | 1 | 8.3 | 8.3 | 20 | 15 | 16.1 | 14.8 | 15.6 | 10.6 | 1.7 | -5.6 | 19.4 | 11.1 | -22.2 | -27.8 | -5 | -8.3 | -7.2 | -11.1 | 9.8 | 7.1 | -5 | -7.8 | 3.9 | -1.6 | 6.1 | 3.3 | 6.7 | -2.8 | -6.1 | -14.4 | -18 | -21 | -28.3 | -30.6 | 0.6 | -0.6 | -3.3 | -8.3 | -4.6 | -6.2 | -11.1 | -13.3 | -32.8 | -36.7 | -24.4 | -27.8 | -6.7 | -11.7 | -7.2 | -12.2 | -6.1 | -12.2 | 15 | 13.9 | -17.2 | -21 | -6.9 | -9.2 | -3.9 | -5 | 2.1 | 1.4 | 0.6 | -7.2 | -15.6 | -17.8 | 1.1 | -2.2 | -2.2 | -5.6 | -7.8 | -10.6 | 5.6 | -2.2 | 3.3 | -7.8 | -2.8 | -5.6 | 0.6 | -0.6 | -10.8 | -17.1 | -2.2 | -5.6 | -16.7 | -20 | 5 | 4.4 | -11 | -16 | -0.8 | -2.2 | -4.4 | -9.7 | -5 | -13.9 | 0 | -2.2 | -2 | -4 | 7.2 | 7.2 | -2.2 | -6.7 | -10.6 | -13.9 | 12.2 | 12.2 | 2.2 | -0.6 | -3.9 | -9.4 | 20 | 19.4 | 5.6 | -4.4 | 3.9 | -2.8 | 6.1 | -4.4 | 10 | 10 | -7.8 | -10.6 | 0.4 | 0.4 | -1.7 | -2.2 | 0.6 | 0.6 | 4.4 | 0.6 | -3.9 | -3.9 | 15.2 | 11.4 | -0.2 | -9.5 | -2.8 | -6.7
-27 | -28 | -16.7 | -18.3 | -1.1 | -3.3 | -3.3 | -7.2 | 0.4 | -5.3 | 7.2 | -3.9 | 2 | 1 | 4.4 | 2.8 | 15.6 | -5.6 | 8.9 | 5 | 4.4 | 3.9 | 5.6 | 1.7 | 3.7 | -12.1 | -7.2 | -10.6 | 6 | 1 | 9.4 | 9.4 | 20 | 15.6 | 15.6 | 14.4 | 15 | 11.7 | 1.1 | -5.6 | 18.9 | 10.6 | -22.2 | -27.3 | -5.6 | -7.8 | -8.3 | -12.8 | 10 | 7.2 | -6.1 | -8.3 | 3.3 | -3.9 | 6.3 | 3.5 | 6.1 | -2.8 | -5.6 | -14.4 | -19 | -23 | -30 | -32.8 | 0 | -1.7 | -3.3 | -8.9 | -4.4 | -6.1 | -11.7 | -13.9 | -33.3 | -36.7 | -23.9 | -26.7 | -7.2 | -12.2 | -7 | -12.2 | -6.3 | -11.5 | 15.6 | 14.7 | -18.3 | -22 | -8.1 | -10.6 | -4.4 | -6.1 | 1.7 | 1.1 | 1.1 | -7.2 | -15 | -17.2 | 1.3 | -2 | -1.7 | -5.6 | -8.3 | -11.1 | 4.4 | -1.7 | 3.3 | -7.2 | -3.3 | -7.8 | 0.6 | -0.6 | -10.6 | -18.9 | -2.2 | -6.7 | -16.7 | -20 | 3.3 | 3.3 | -11 | -15 | -0.6 | -2.2 | -5 | -10.6 | -5 | -13.9 | 0.6 | -1.7 | -2 | -5 | 7.2 | 7.2 | -2.8 | -7.2 | -10 | -12.8 | 11.1 | 11.1 | 3.9 | 0 | -3.9 | -8.9 | 20.4 | 19.8 | 3.3 | -4.4 | 5 | -1.7 | 2.2 | -2.8 | 12.2 | 12.2 | -6.7 | -10 | 0.6 | 0.6 | -1.1 | -1.7 | 1.7 | 1.7 | 3.3 | 0.6 | -3.7 | -4.2 | 14.4 | 11.7 | 0.2 | -9.4 | -2.2 | -7.8
-27 | -30 | -16.7 | -18.9 | 2.2 | -1.1 | -2.8 | -7.2 | 0 | -6.1 | 6.7 | -3.3 | 2 | 1 | 5 | 3.3 | 16.7 | -5 | 9.1 | 5.5 | 6.1 | 3.9 | 8.7 | 2.9 | 3.9 | -12.8 | -6.7 | -10.6 | 8 | 3 | 11.1 | 11.1 | 20.6 | 16.7 | 16.1 | 13.6 | 13.9 | 11.1 | 1.1 | -5.6 | 20 | 9.4 | -22.2 | -27.5 | -6.7 | -7.8 | -8.9 | -12.8 | 10.4 | 7.3 | -6.1 | -8.3 | 1.5 | -5.6 | 6.5 | 3.5 | 6.7 | -0.6 | -5 | -14.4 | -20 | -23 | -30 | -32.8 | 0 | -1.1 | -3.3 | -8.3 | -4.2 | -5.3 | -12.2 | -13.9 | -32.2 | -35 | -24.4 | -27.2 | -7.8 | -13.5 | -6.9 | -12.8 | -6.5 | -11.6 | 16.1 | 15.5 | -19.4 | -23.3 | -9.4 | -12.8 | -5.6 | -5.6 | 5.4 | 4.2 | 0.6 | -6.7 | -13.9 | -16.1 | 1.5 | -2.3 | -0.6 | -4.4 | -6.7 | -10.6 | 6.7 | -2.2 | 1.1 | -2.8 | -4.4 | -7.8 | 1.1 | -0.6 | -10.4 | -17.1 | -2.2 | -6.1 | -16.1 | -18.9 | 3.9 | 3.3 | -11 | -15 | -0.6 | -2.1 | -5 | -10.5 | -5 | -13.9 | 0.6 | -0.6 | -2 | -5 | 7.2 | 7.2 | -2.2 | -6.7 | -10.6 | -12.8 | 11.1 | 11.1 | 6.7 | 2.2 | -3.9 | -8.9 | 20.7 | 19.9 | 5 | -3.9 | 6.1 | -1.1 | 3.3 | -2.2 | 11.7 | 11.7 | -7.8 | -11.1 | 1.1 | 1.1 | -1.1 | -1.7 | 1.1 | 1.1 | 3.3 | 0.6 | -3.5 | -4.5 | 14.4 | 11.8 | 0.6 | -10.6 | -0.6 | -7.2
-27 | -28 | -17.2 | -19.4 | 6.7 | -1.7 | -1.7 | -7.8 | 2.4 | -4.6 | 10.6 | -5.6 | 3 | 1 | 8.3 | 6.1 | 17.8 | -3.9 | 9.2 | 5.6 | 6.7 | 3.9 | 11.9 | 3.7 | 6.3 | -10.5 | -4.4 | -9.4 | 12 | 6 | 13.9 | 12.2 | 23.9 | 18.3 | 16.7 | 12.5 | 13.9 | 10 | 2.8 | -5.6 | 21.7 | 10.6 | -22.2 | -28.3 | -4.4 | -7.2 | -8.9 | -13.9 | 10.7 | 7.2 | -5 | -7.8 | -0.4 | -8.3 | 6.7 | 3.3 | 8.3 | 0 | -4.4 | -14.4 | -20 | -23 | -27.8 | -30 | 0 | -2.2 | -3.3 | -8.3 | -4.1 | -4.9 | -13.3 | -15.6 | -31.7 | -33.9 | -22.8 | -25.6 | -8.3 | -15.6 | -6.7 | -14.4 | -6.7 | -12.2 | 16.7 | 16.1 | -19.6 | -23.3 | -10.5 | -13.4 | -5.6 | -6.1 | 9.1 | 7.1 | 3.3 | -6.1 | -13.9 | -16.1 | 1.7 | -2.8 | 2.8 | -3.9 | -1.7 | -7.2 | 8.3 | -2.8 | 1.1 | -1.1 | -3.3 | -9.4 | 1.7 | 0 | -10.2 | -16.6 | -3.3 | -5.6 | -15 | -18.3 | 3.9 | 3.9 | -11 | -14 | -0.6 | -2.1 | -5 | -11.2 | -5 | -15.6 | 1.7 | 0.6 | -2 | -5 | 7.8 | 7.8 | 0.6 | -5 | -8.9 | -12.2 | 11.1 | 11.1 | 10 | 2.2 | -0.6 | -7.8 | 21.1 | 20 | 7.2 | -3.9 | 7.2 | -0.6 | 7.2 | -2.2 | 13.9 | 13.9 | -7.8 | -11.1 | 1.7 | 1.7 | 0 | -0.6 | 2.2 | 2.2 | 3.3 | 0 | -3.3 | -5 | 14.4 | 11.8 | 0.8 | -8.2 | -1.7 | -8.3
-26 | -27 | -18.3 | -20.6 | 9.4 | -1.7 | -0.6 | -7.2 | 4.8 | -4 | 13.9 | -6.1 | 4 | 1 | 11.7 | 8.3 | 21.7 | -3.3 | 9.4 | 6.1 | 7.2 | 3.9 | 15 | 3.9 | 8.7 | -10.5 | -2.8 | -8.3 | 14 | 7 | 14.4 | 12.2 | 24.4 | 17.8 | 17.2 | 11.1 | 14.4 | 9.4 | 5.6 | -4.4 | 23.3 | 10.6 | -21.7 | -27.4 | -2.2 | -6.7 | -9.4 | -15.6 | 11.1 | 7.2 | -2.8 | -7.8 | -2.2 | -12.2 | 7.4 | 3.6 | 8.9 | 0.6 | -3.3 | -14.4 | -20 | -22 | -23.9 | -25.6 | 0.6 | -1.7 | -3.9 | -6.7 | -3.9 | -4.4 | -13.9 | -16.7 | -27.8 | -29.4 | -21.1 | -25 | -7.2 | -14.3 | -6.7 | -13.8 | -5.6 | -12.8 | 17.8 | 16.7 | -19.8 | -23.6 | -11.7 | -14.7 | -6.1 | -6.7 | 12.8 | 10 | 4.4 | -5.6 | -12.8 | -15 | 3 | -2 | 6.1 | -3.9 | 3.3 | -5 | 11.7 | -3.3 | 3.9 | -6.7 | -2.8 | -8.9 | 1.7 | 0 | -10 | -16.7 | -3.3 | -5.6 | -13.3 | -16.7 | 5 | 4.4 | -10 | -14 | -0.6 | -2.2 | -5 | -12.8 | -5.6 | -16.7 | 1.7 | 1.1 | -2 | -5 | 8.9 | 8.9 | 3.9 | -6.7 | -6.7 | -11.1 | 11.7 | 11.7 | 11.1 | 2.2 | 3.9 | -7.2 | 22.6 | 19.8 | 10 | -3.9 | 7.8 | 0.7 | 10 | -3.9 | 14.4 | 14.4 | -5.6 | -10 | 2.2 | 2.2 | 0.6 | 0 | 3.3 | 2.2 | 3.3 | 0 | -2.6 | -4.4 | 14.4 | 11.7 | 0.9 | -7.2 | -0.6 | -7.2
-25 | -27 | -17.8 | -19.4 | 11.7 | -0.6 | 0 | -8.9 | 7.2 | -4.4 | 16.1 | -3.3 | 5 | 1 | 15 | 9.4 | 23.9 | -2.8 | 9.4 | 6.5 | 9.4 | 5 | 16.7 | 4.4 | 11.1 | -11.7 | -1.1 | -8.9 | 17 | 8 | 14.4 | 12.8 | 25 | 18.3 | 18.3 | 9.1 | 15.6 | 8.9 | 8.3 | -3.9 | 23.3 | 10.6 | -21.1 | -27 | -0.6 | -6.7 | -10 | -17.2 | 7.8 | 4.8 | -1.1 | -7.8 | -1.7 | -11.2 | 8.2 | 3.9 | 11.1 | 2.2 | -1.7 | -14.4 | -20 | -23 | -21.7 | -25.6 | 1.1 | -1.1 | -3.9 | -6.1 | -3.2 | -3.9 | -12.8 | -16.1 | -23.3 | -25.6 | -18.3 | -23.9 | -6.1 | -14.1 | -6.7 | -13.8 | -4.4 | -14.5 | 18.9 | 16.9 | -20 | -24.4 | -12.8 | -16.1 | -5.6 | -7.8 | 13.5 | 9.8 | 6.1 | -4.4 | -11.7 | -14.4 | 4.3 | -1.7 | 8.9 | -3.3 | 7.8 | -3.9 | 13.9 | -3.9 | 3.3 | -7.2 | -2.2 | -7.8 | 2.2 | 1.1 | -9.3 | -15.3 | -2.8 | -5 | -11.1 | -14.4 | 5 | 4.4 | -8 | -13 | 0.3 | -1.7 | -4.6 | -11.6 | -4.4 | -17.2 | 1.7 | 1.1 | -2 | -5 | 9.4 | 9.4 | 8.3 | -9.4 | -5.6 | -10.6 | 11.7 | 11.7 | 12.8 | 2.2 | 5.6 | -7.8 | 24.1 | 19.2 | 11.1 | -5 | 8.3 | 2.1 | 12.8 | -3.9 | 15.6 | 15 | -3.3 | -8.3 | 2.6 | 2.6 | 0.6 | -0.6 | 4.4 | 2.8 | 3.9 | -1.1 | -1.8 | -4 | 15.2 | 11.8 | 1.1 | -7.2 | 0 | -6.1
-22 | -25 | -16.7 | -18.3 | 13.9 | -1.1 | 0.6 | -8.3 | 7.9 | -4 | 18.9 | -3.3 | 6 | 1 | 16.7 | 10 | 24.4 | -1.7 | 9.4 | 7.2 | 12.2 | 4.4 | 18.3 | 4.5 | 11.8 | -10.5 | 0.6 | -7.8 | 17 | 6 | 14.4 | 13.3 | 26.1 | 18.9 | 19.5 | 6.3 | 16.1 | 8.9 | 11.1 | -3.3 | 23.3 | 11.7 | -20.6 | -27.2 | 0.6 | -6.1 | -10.6 | -16.1 | 4.4 | 1.9 | 1.1 | -7.2 | -1.1 | -11.4 | 8.9 | 3.9 | 11.1 | 2.8 | -1.1 | -14.4 | -19 | -23 | -17.8 | -23.3 | 1.1 | -1.7 | -3.3 | -7.8 | -2.4 | -3.5 | -11.7 | -15 | -21.1 | -24.4 | -18.3 | -23.9 | -5 | -15 | -6.7 | -15 | -3.3 | -18.9 | 20 | 17.2 | -20.2 | -24 | -13.3 | -16.3 | -4.4 | -7.2 | 14.3 | 9.4 | 7.2 | -3.9 | -10.6 | -13.3 | 5.6 | -1.7 | 10.6 | -3.3 | 10 | -1.1 | 13.9 | -3.9 | 2.2 | -4.4 | -0.6 | -5.6 | 3.9 | 3.3 | -8.5 | -14.6 | -2.2 | -5 | -9.4 | -13.3 | 5.6 | 4.4 | -8 | -12 | 1.3 | -1.3 | -4.3 | -11.4 | -6.1 | -16.1 | 2.2 | 1.1 | -2 | -5 | 8.9 | 8.9 | 10.6 | -12.8 | -5.6 | -10 | 12.2 | 12.2 | 13.9 | 2.2 | 7.8 | -7.8 | 25.6 | 18.3 | 12.8 | -6.7 | 8.9 | 3.3 | 13.9 | -3.9 | 16.7 | 15 | -2.2 | -8.3 | 2.9 | 2.9 | 0.6 | 0 | 5.6 | 2.8 | 3.9 | -1.7 | -1.1 | -3.9 | 15.9 | 11.9 | 0.7 | -6.1 | -0.6 | -5
-21 | -24 | -16.7 | -18.3 | 15.6 | -1.7 | 1.7 | -6.7 | 8.7 | -4 | 22.2 | -4.4 | 5 | 2 | 17.8 | 10 | 27.8 | -2.8 | 9.4 | 7.8 | 13.9 | 6.1 | 20 | 4.4 | 12.6 | -9.9 | 0 | -6.7 | 17 | 7 | 14.4 | 13.3 | 26.1 | 18.9 | 20.6 | 1.7 | 16.1 | 8.9 | 13.9 | -2.8 | 25 | 11.7 | -20 | -26.1 | 1.1 | -5 | -10.6 | -17.2 | 1.1 | -0.6 | 2.2 | -7.2 | -0.6 | -13.3 | 9.8 | 4.4 | 13.3 | 4.4 | 0 | -13.3 | -18 | -22 | -16.1 | -23.3 | 1.1 | -1.7 | -3.3 | -8.3 | -1.7 | -3.3 | -9.4 | -15.6 | -18.3 | -25.6 | -15.6 | -22.2 | -5 | -14 | -6.3 | -13.7 | -3.3 | -17.2 | 20.9 | 16.7 | -20.4 | -24 | -13.9 | -16.9 | -3.9 | -8.3 | 15 | 8.9 | 7.8 | -2.8 | -7.8 | -11.1 | 6 | -1 | 13.3 | -3.9 | 11.1 | -3.3 | 15 | -4.4 | 4.4 | -6.1 | 1.7 | -2.8 | 10 | 8.9 | -7.8 | -15 | -2.2 | -5 | -8.3 | -12.2 | 3.9 | 3.3 | -6 | -11 | 2.2 | -1.1 | -3.9 | -12.2 | -6.1 | -15.6 | 2.8 | 1.7 | -3 | -6 | 7.8 | 7.8 | 12.2 | -13.3 | -5 | -10 | 12.2 | 12.2 | 15 | 2.8 | 9.4 | -7.8 | 24.8 | 18 | 13.9 | -6.7 | 8.5 | 4.7 | 15 | -5 | 17.8 | 14.4 | -0.6 | -7.2 | 3.3 | 3.3 | 0.6 | -0.6 | 5.6 | 3.3 | 3.9 | -1.1 | -2 | -4.5 | 16.7 | 11.7 | 0.4 | -5.5 | 0.6 | -3.9
-21 | -23 | -16.1 | -18.3 | 16.1 | -2.2 | 1.7 | -6.7 | 9.4 | -5 | 23.3 | -5.6 | 5 | 2 | 18.3 | 9.4 | 27.8 | -3.3 | 9.6 | 8.1 | 15 | 3.9 | 18.9 | 5.7 | 13.3 | -11.1 | 1.1 | -7.2 | 17 | 6 | 13.9 | 13.3 | 26.1 | 19.4 | 20.8 | 1.1 | 16.7 | 8.9 | 15 | -3.3 | 25 | 11.7 | -19.5 | -25.4 | 1.7 | -6.1 | -10.6 | -18.9 | 0.7 | -1.3 | 4.4 | -6.7 | -0.6 | -12.4 | 10.8 | 4.7 | 15.6 | 5.6 | 1.1 | -13.3 | -18 | -22 | -15.6 | -22.2 | 0 | -2.2 | -3.9 | -7.8 | -1.3 | -3.2 | -10.6 | -15 | -17.2 | -26.1 | -15.6 | -22.2 | -5 | -14.5 | -6 | -13.4 | -3.3 | -17.2 | 21.9 | 16.4 | -20.6 | -24.4 | -14.4 | -17.8 | -3.9 | -10 | 14.8 | 9.6 | 8.9 | -2.8 | -5.6 | -9.4 | 6.3 | -0.8 | 15 | -3.9 | 13.9 | -1.1 | 15 | -4.4 | 5.6 | -7.2 | 2.8 | -4.4 | 11.1 | 8.9 | -7.8 | -13 | -2.2 | -5 | -7.2 | -11.1 | 5 | 3.9 | -7 | -13 | 2.2 | -1.6 | -4.3 | -11.6 | -5 | -17.2 | 4.4 | 2.8 | -3 | -6 | 8.3 | 8.3 | 13.3 | -14.4 | -2.8 | -7.2 | 12.8 | 12.8 | 15 | 2.2 | 10 | -8.3 | 24.1 | 17.6 | 15.6 | -7.2 | 8.2 | 6.2 | 15.6 | -6.1 | 17.8 | 14.4 | -0.6 | -7.8 | 3.5 | 3.5 | 0.6 | 0 | 6.7 | 3.3 | 3.9 | -1.7 | -3 | -5.5 | 16.5 | 11.9 | 0 | -6.1 | 1.1 | -5
-21 | -23 | -15.6 | -17.8 | 16.7 | -2.2 | 2.2 | -6.1 | 9.4 | -4.7 | 24.4 | -5 | 4 | 2 | 19.4 | 9.4 | 26.7 | -2.8 | 9.8 | 8.6 | 15 | 3.9 | 17.8 | 6.7 | 12.4 | -9.4 | 1.1 | -7.8 | 17 | 6 | 14.4 | 13.3 | 25 | 18.9 | 20.9 | -0.4 | 15 | 8.3 | 16.1 | -3.9 | 24.4 | 12.2 | -18.9 | -25.6 | 2.2 | -4.4 | -11.1 | -20.6 | 0.4 | -2.2 | 5.6 | -6.7 | -0.6 | -13 | 11.7 | 5 | 15 | 5.6 | 0.6 | -13.3 | -19 | -22 | -14.4 | -21.7 | 0 | -1.7 | -3.9 | -8.3 | -1 | -3.4 | -10 | -16.7 | -16.1 | -25 | -16.1 | -22.2 | -5 | -16.1 | -5.6 | -13.9 | -3.3 | -18.9 | 22.8 | 15.6 | -21 | -24.3 | -14.6 | -17.4 | -4.4 | -9.4 | 14.6 | 10.5 | 10 | -1.7 | -3.9 | -6.7 | 6.7 | -0.6 | 15.6 | -3.3 | 12.8 | -2.8 | 15.6 | -4.4 | 4.4 | -8.3 | 1.1 | -1.1 | 11.7 | 8.9 | -7.8 | -12.1 | -2.2 | -6.1 | -7.2 | -10 | 5.6 | 3.9 | -7 | -13 | 2.2 | -2.2 | -4.6 | -12.1 | -5 | -17.2 | 11.7 | 9.4 | -3 | -7 | 7.8 | 7.2 | 14.4 | -13.3 | -0.6 | -6.1 | 11.1 | 10.6 | 15 | 2.8 | 10.6 | -8.3 | 23.3 | 17.2 | 15.6 | -8.3 | 7.8 | 7.2 | 16.1 | -5.6 | 17.8 | 14.4 | -0.6 | -7.2 | 3.7 | 3.7 | 0.6 | 0 | 6.7 | 3.3 | 4.4 | -1.1 | -3.9 | -6.7 | 16.3 | 11.7 | -1.1 | -5.5 | 1.7 | -5
-21 | -23 | -15.6 | -17.8 | 16.1 | -2.2 | 3.3 | -5.6 | 9.4 | -5.4 | 25.6 | -5 | 4 | 2 | 19.4 | 10 | 22.2 | 3.9 | 10 | 8.9 | 15 | 3.9 | 16.7 | 7.2 | 11.5 | -9 | 1.1 | -7.8 | 16 | 4 | 13.9 | 10.6 | 25 | 18.9 | 21.1 | -1.7 | 14.4 | 7.8 | 15.6 | -3.9 | 23.3 | 12.2 | -19.1 | -24.7 | 2.8 | -3.9 | -13.3 | -21.7 | 0 | -3.3 | 6.7 | -6.1 | -0.6 | -15.6 | 11.1 | 5.4 | 13.3 | 5.6 | 0 | -12.8 | -20 | -24 | -16.7 | -21.7 | 0 | -3.3 | -4.4 | -7.8 | -0.6 | -3.9 | -9.4 | -15 | -15 | -23.9 | -16.7 | -22.8 | -5.6 | -15.1 | -6 | -12 | -4.6 | -16.7 | 19.3 | 15 | -21.3 | -24.3 | -14.8 | -17.3 | -4.4 | -9.4 | 14.4 | 11.1 | 10 | -1.1 | -0.6 | -2.8 | 6.3 | -0.6 | 16.7 | -3.3 | 12.2 | -5 | 15 | -4.4 | 2.2 | -8.9 | 0.6 | 0 | 11.1 | 8.9 | -7.8 | -11.7 | -2.8 | -5.6 | -7.8 | -11.1 | 5.6 | 4.4 | -8 | -13 | 2.2 | -3.3 | -5 | -13.3 | -5 | -17.2 | 14.4 | 12.2 | -4 | -7 | 7.2 | 6.7 | 15 | -12.8 | -1.1 | -5 | 8.3 | 7.2 | 14.4 | 2.8 | 10.6 | -8.3 | 22.2 | 15.3 | 16.1 | -8.3 | 7.8 | 7.2 | 16.1 | -5.6 | 18.3 | 14.4 | 0 | -6.7 | 3.9 | 3.9 | 0 | -0.6 | 6.7 | 3.9 | 3.9 | -1.1 | -5.7 | -8.6 | 16.1 | 11.7 | -2.2 | -5.9 | 0.6 | -7.2
-21 | -23 | -16.1 | -18.3 | 13.9 | -1.1 | 2.2 | -4.4 | 9.4 | -6.7 | 24.4 | -4.4 | 4 | 2 | 17.8 | 10.6 | 18.9 | 6.1 | 10 | 9 | 13.9 | 3.9 | 14.3 | 6.9 | 10.6 | -10 | 0 | -6.7 | 15 | 4 | 13.9 | 7.8 | 24.4 | 18.9 | 18.3 | 0 | 13.3 | 7.8 | 15.6 | -4.4 | 22.8 | 10.6 | -19.2 | -24.4 | 2.2 | -5 | -14.4 | -24.4 | -0.2 | -3.2 | 6.7 | -5 | -2.1 | -14.4 | 10.6 | 6 | 12.2 | 6.7 | -0.6 | -13.3 | -21 | -24 | -18.3 | -22.2 | -1.1 | -3.9 | -4.4 | -7.8 | -1 | -3.2 | -10.6 | -16.7 | -15.6 | -23.9 | -17.8 | -23.9 | -6.1 | -15.3 | -6.3 | -10.9 | -5.9 | -16.7 | 15.7 | 13.7 | -21.7 | -25 | -15 | -17.8 | -5.6 | -10.6 | 14.8 | 11.6 | 8.9 | -1.1 | -1.1 | -4.4 | 6 | -0.8 | 15.6 | -3.9 | 5.6 | -5 | 12.2 | -3.9 | 1.7 | -8.9 | 1.1 | 0.6 | 11.1 | 8.3 | -7.6 | -11.6 | -3.3 | -5 | -8.3 | -11.1 | 6.1 | 4.4 | -8 | -13 | 1.3 | -2.5 | -5.6 | -12.8 | -5.6 | -17.8 | 15.6 | 11.7 | -5 | -8 | 7.2 | 6.1 | 14.4 | -11.7 | -1.1 | -5.6 | 6.7 | 5 | 11.1 | 2.8 | 10 | -8.9 | 21.1 | 13.3 | 15.6 | -8.3 | 7.8 | 7.2 | 15.6 | -5 | 18.3 | 14.4 | -0.6 | -6.7 | 4.1 | 4.1 | 0.6 | -0.6 | 5 | 4.4 | 3.3 | -1.1 | -7.6 | -10.7 | 12 | 8.9 | -3.3 | -6.7 | -0.6 | -6.1
-22 | -25 | -17.2 | -19.4 | 10 | 0 | 1.1 | -3.9 | 7.7 | -5.7 | 22.8 | -2.8 | 4 | 2 | 16.7 | 10 | 20.6 | 1.1 | 10 | 9 | 12.2 | 6.1 | 11.8 | 5.9 | 8.9 | -7.7 | -1.7 | -6.1 | 15 | 2 | 12.8 | 6.1 | 23.9 | 19.4 | 15.6 | 0.6 | 12.2 | 7.2 | 12.8 | -2.8 | 21.7 | 10 | -19.4 | -25 | 1.1 | -5.6 | -15.6 | -25 | -0.4 | -3.4 | 4.4 | -5.6 | -3.5 | -15.1 | 10 | 6.1 | 11.1 | 6.1 | -1.1 | -12.8 | -22 | -25 | -18.3 | -22.2 | -2.2 | -5 | -5.6 | -6.7 | -1.3 | -3 | -11.1 | -16.7 | -16.1 | -23.9 | -18.9 | -23.9 | -6.7 | -16.7 | -6.7 | -10.6 | -7.2 | -17.8 | 12.2 | 12.2 | -21.7 | -24.7 | -15.2 | -17.6 | -6.7 | -11.1 | 15.2 | 12.2 | 7.2 | -2.2 | -1.1 | -4.4 | 5.6 | -1.1 | 10.6 | -4.4 | 1.7 | -4.4 | 10.6 | -3.9 | -0.6 | -7.8 | 1.7 | 0.6 | 10 | 7.8 | -7.4 | -12.1 | -3.3 | -5 | -8.9 | -11.7 | 6.1 | 4.4 | -9 | -14 | 0.3 | -2.3 | -6.1 | -13.3 | -6.7 | -17.8 | 15 | 11.7 | -5 | -7 | 7.2 | 5.6 | 11.7 | -10.6 | -3.9 | -6.7 | 5.6 | 3.9 | 9.4 | 2.2 | 7.8 | -8.9 | 20 | 11.1 | 13.3 | -8.9 | 7.8 | 7.2 | 13.3 | -3.3 | 16.1 | 14.4 | -0.6 | -7.2 | 4.2 | 4.2 | 0.6 | 0 | 4.4 | 3.3 | 3.9 | -1.1 | -9.4 | -13.3 | 8 | 6 | -3.7 | -6.2 | -2.8 | -8.9
-22 | -25 | -17.8 | -20 | 7.2 | 0 | -0.6 | -3.9 | 6.1 | -6 | 18.3 | 0 | 3 | 2 | 15 | 10 | 21.1 | 0 | 10 | 8.9 | 11.1 | 6.7 | 9.4 | 5 | 7.3 | -7 | -2.8 | -7.2 | 14 | 0 | 11.1 | 4.4 | 23.3 | 20 | 12.8 | 0.6 | 11.7 | 7.2 | 11.1 | -3.9 | 21.1 | 10.6 | -19.4 | -24.4 | -1.1 | -4.4 | -16.1 | -25.6 | -0.6 | -3.9 | 0 | -6.7 | -5 | -17.2 | 9.3 | 6.4 | 11.1 | 6.7 | -1.7 | -12.8 | -23 | -27 | -18.3 | -22.2 | -2.8 | -5.6 | -5.6 | -7.2 | -1.7 | -2.8 | -11.1 | -16.7 | -18.9 | -25.6 | -21.1 | -25 | -7.2 | -15.2 | -7.1 | -10.2 | -7.9 | -16.3 | 10.5 | 9.6 | -21.7 | -25 | -15.4 | -17.9 | -7.8 | -11.1 | 15.6 | 12.8 | 5 | -2.2 | -1.7 | -4.4 | 5 | -0.9 | 10 | -4.4 | 0 | -5.6 | 8.9 | -3.9 | -1.1 | -8.3 | 1.7 | 0.6 | 10 | 8.3 | -7.2 | -13.3 | -3.9 | -5 | -8.9 | -12.2 | 6.7 | 3.9 | -10 | -13 | -0.6 | -2.2 | -6.7 | -14.4 | -6.7 | -17.2 | 12.2 | 11.1 | -5 | -8 | 6.7 | 4.4 | 10 | -7.8 | -5 | -7.2 | 5 | 2.8 | 8.3 | 2.2 | 5 | -9.4 | 19.4 | 10.7 | 13.3 | -8.3 | 7.8 | 7.2 | 12.8 | -2.2 | 15 | 13.9 | -0.6 | -6.7 | 4.4 | 4.4 | 0 | 0 | 4.4 | 3.3 | 3.3 | -1.1 | -10.5 | -13.7 | 3.9 | 2.8 | -4 | -5.9 | -2.8 | -9.4
-21 | -23 | -16.7 | -18.3 | 5 | 0 | -0.6 | -3.9 | 4.4 | -7.2 | 16.7 | 0.6 | 4 | 2 | 14.4 | 10 | 20.6 | 0 | 9.8 | 8.9 | 11.7 | 6.7 | 8.7 | 4.7 | 5.6 | -7.8 | -2.8 | -6.7 | 12 | -2 | 8.9 | 3.9 | 23.3 | 20 | 10.9 | 0.9 | 11.1 | 6.7 | 10.6 | -4.4 | 20.6 | 10.6 | -19.4 | -24.6 | -2.8 | -4.4 | -17.2 | -26.1 | -1.1 | -4.1 | 0 | -7.2 | -5.9 | -16.7 | 8.5 | 6.7 | 11.7 | 7.2 | -2.8 | -13.3 | -23 | -27 | -18.9 | -22.2 | -3.3 | -7.8 | -6.1 | -7.8 | -1.7 | -2.6 | -13.3 | -17.8 | -18.3 | -23.9 | -20.6 | -24.4 | -7.8 | -15.1 | -7.4 | -10.1 | -8.7 | -16.4 | 8.9 | 7.2 | -21.7 | -25.6 | -15.6 | -18.3 | -7.8 | -11.7 | 15.4 | 12.9 | 4.4 | -2.2 | -3.3 | -6.7 | 4.5 | -1 | 8.9 | -4.4 | 0.6 | -6.1 | 7.8 | -3.3 | -1.7 | -8.9 | 2.2 | 1.1 | 10 | 8.3 | -7.6 | -12.6 | -3.9 | -5 | -10 | -12.8 | 5.6 | 1.7 | -10 | -13 | -0.8 | -2.2 | -6.7 | -13.4 | -7.2 | -17.8 | 11.7 | 10 | -5 | -8 | 6.7 | 2.2 | 8.3 | -7.8 | -4.4 | -7.2 | 3.3 | 1.7 | 7.8 | 1.7 | 1.1 | -9.4 | 18.9 | 10 | 13.3 | -7.8 | 7.8 | 7.2 | 11.1 | -1.1 | 15 | 13.9 | -0.6 | -6.1 | 4.6 | 4.6 | 0 | 0 | 3.9 | 2.8 | 3.3 | -1.1 | -11.7 | -14.4 | 3.2 | 2.3 | -4.4 | -6.1 | -2.8 | -9.4
-20 | -22 | -17.2 | -18.9 | 5 | 0.6 | -1.7 | -3.9 | 4.2 | -6.2 | 16.1 | 0 | 4 | 2 | 13.3 | 10 | 19.4 | 0.6 | 9.6 | 8.9 | 11.1 | 6.7 | 7.9 | 4.3 | 5.8 | -7.2 | -6.1 | -8.9 | 13 | 3 | 8.9 | 3.9 | 22.8 | 20 | 9.1 | 1.3 | 11.1 | 7.2 | 8.9 | -2.2 | 20.6 | 10 | -19.4 | -25.6 | -3.9 | -4.4 | -17.8 | -25.6 | -1.7 | -4.6 | -1.7 | -7.2 | -6.9 | -17.9 | 7.8 | 6.7 | 11.7 | 7.8 | -3.3 | -13.3 | -25 | -28 | -20 | -22.8 | -3.3 | -7.8 | -7.2 | -10 | -1.7 | -2.3 | -13.3 | -17.8 | -18.9 | -25 | -20.6 | -23.9 | -8.3 | -15.6 | -7.8 | -10.6 | -9.4 | -17.2 | 7.2 | 4.4 | -21.9 | -25.3 | -15.4 | -17.9 | -7.8 | -11.1 | 15.2 | 13.3 | 2.8 | -2.2 | -3.3 | -6.7 | 3.9 | -1.1 | 7.8 | -4.4 | -1.1 | -5.6 | 6.7 | -3.3 | -2.8 | -7.8 | 2.8 | 1.7 | 10 | 8.3 | -7.9 | -12.6 | -4.4 | -5 | -10.6 | -13.3 | 4.4 | 1.1 | -10 | -13 | -0.9 | -2 | -6.7 | -13.2 | -7.2 | -17.8 | 11.7 | 10 | -6 | -8 | 6.7 | 2.2 | 7.2 | -7.8 | -6.1 | -7.8 | 3.3 | 1.1 | 5 | 1.1 | -1.7 | -9.4 | 18.3 | 9.4 | 12.2 | -7.2 | 7.8 | 7.2 | 9.4 | 1.1 | 13.9 | 13.3 | -0.6 | -6.1 | 4.8 | 4.8 | 0 | -0.6 | 4.4 | 3.3 | 2.8 | -1.1 | -12.8 | -15.6 | 2.4 | 1.7 | -4.6 | -6.1 | -3.9 | -11.1
-20 | -22 | -17.8 | -20.6 | 3.9 | 0.6 | -1.1 | -3.9 | 4.1 | -6.3 | 17.2 | -2.2 | 4 | 2 | 13.3 | 10 | 18.9 | 0.6 | 9.4 | 8.9 | 11.7 | 6.7 | 7.2 | 3.9 | 5.9 | -7.8 | -6.7 | -9.4 | 13 | 6 | 7.2 | 3.9 | 22.8 | 20 | 7.2 | 1.1 | 10.6 | 6.7 | 7.8 | -1.7 | 20.6 | 11.7 | -19.6 | -25.1 | -3.9 | -5 | -17.8 | -27.8 | -2.2 | -5.6 | -3.3 | -7.8 | -7.8 | -20 | 7.1 | 6.2 | 12.2 | 8.3 | -3.3 | -13.9 | -26 | -30 | -21.1 | -23.3 | -4.4 | -9.4 | -8.9 | -11.7 | -1.7 | -2.2 | -13.3 | -17.2 | -20 | -24.4 | -22.8 | -26.1 | -8.9 | -14.4 | -8 | -10.4 | -10 | -16.4 | 6.7 | 3.7 | -22 | -25.4 | -15.2 | -17.6 | -7.8 | -11.1 | 15 | 13.3 | 2.2 | -2.8 | -4.4 | -7.8 | 3.7 | -1.3 | 8.3 | -3.9 | -1.1 | -5.6 | 5.6 | -2.8 | -3.9 | -8.3 | 2.8 | 2.2 | 10 | 8.9 | -8.3 | -13.3 | -4.4 | -5.6 | -11.1 | -13.3 | 3.9 | 0.6 | -10 | -13 | -1.1 | -2.2 | -6.7 | -13.9 | -7.8 | -17.8 | 8.3 | 6.1 | -6 | -9 | 5.6 | -1.7 | 5 | -6.7 | -6.7 | -8.9 | 2.8 | 0.6 | 4.4 | 0.6 | -1.1 | -9.4 | 16.6 | 7.8 | 11.7 | -7.2 | 8 | 7.6 | 8.3 | 1.1 | 13.3 | 11.7 | 0 | -6.7 | 5 | 5 | 0 | -0.6 | 5 | 2.2 | 2.2 | -1.7 | -13.7 | -16.3 | 1.7 | 1.1 | -4.8 | -6.3 | -5.6 | -10
-20 | -21 | -17.2 | -19.4 | 3.3 | 0 | -0.6 | -4.4 | 3.9 | -7.2 | 18.3 | -3.3 | 4 | 2 | 12.8 | 9.4 | 18.9 | -0.6 | 9.4 | 8.8 | 10.6 | 6.1 | 7 | 3.8 | 6.1 | -9.4 | -6.7 | -10.6 | 13 | 7 | 7.8 | 3.9 | 22.8 | 20 | 8.7 | 0.6 | 10 | 6.1 | 7.2 | -1.7 | 20.6 | 10.6 | -19.8 | -25.5 | -4.4 | -6.1 | -18.9 | -26.7 | -3.1 | -6.3 | -3.9 | -7.8 | -8.7 | -18.7 | 6.3 | 5.6 | 12.2 | 7.8 | -3.9 | -13.3 | -26 | -29 | -22.2 | -23.6 | -5 | -10 | -10.6 | -14.4 | -1.5 | -2.2 | -13.3 | -17.2 | -21.1 | -25 | -22.8 | -25.6 | -9.4 | -14.2 | -8.1 | -10.5 | -10.5 | -16.3 | 6.1 | 2.6 | -22.2 | -26.1 | -15 | -17.8 | -8.9 | -12.2 | 14.8 | 13.2 | 2.2 | -2.8 | -3.9 | -8.3 | 3.5 | -1.6 | 6.7 | -3.9 | 0 | -5 | 4.4 | -3.3 | -5 | -7.8 | 3.3 | 3.3 | 11.1 | 9.4 | -9.6 | -13.7 | -5.6 | -6.1 | -10.6 | -12.8 | 2.8 | 0 | -11 | -14 | -1.3 | -2.6 | -6.7 | -13.2 | -8.3 | -17.8 | 6.7 | 4.4 | -6 | -9 | 4.4 | -2.2 | 3.9 | -4.4 | -6.1 | -8.9 | 2.8 | 0.6 | 3.3 | 0.6 | -3.3 | -8.9 | 15 | 6.1 | 11.7 | -7.2 | 8.1 | 8 | 8.3 | 1.7 | 11.7 | 11.7 | -2.8 | -8.3 | 5.4 | 5.4 | -0.6 | -0.6 | 4.4 | 2.2 | 1.7 | -2.2 | -14.7 | -17.5 | 1.7 | 1 | -5 | -6.7 | -6.1 | -14.4
-20 | -21 | -16.7 | -18.3 | 3.3 | 0 | -1.1 | -3.9 | 4.1 | -6.3 | 18.9 | -3.9 | 4 | 2 | 12.8 | 10 | 17.2 | 0 | 9.4 | 8.8 | 8.9 | 6.7 | 6.6 | 3.5 | 5.5 | -7.4 | -6.7 | -10 | 14 | 10 | 6.1 | 2.8 | 22.8 | 19.4 | 10.2 | 0 | 9.4 | 6.1 | 7.2 | -1.7 | 20.6 | 11.7 | -20 | -26.7 | -2.8 | -5 | -19.4 | -27.2 | -4.1 | -7.8 | -4.4 | -8.3 | -9.7 | -18.9 | 5.6 | 5 | 12.2 | 7.8 | -3.9 | -13.3 | -25 | -30 | -22.2 | -23.8 | -5.6 | -10 | -12.2 | -15.6 | -1.3 | -2.4 | -13.3 | -16.7 | -22.2 | -25.6 | -22.8 | -25.6 | -10 | -14.4 | -8.3 | -11.1 | -11.1 | -17.2 | 5.6 | 1.7 | -22.2 | -25.8 | -15.2 | -17.7 | -9.4 | -13.3 | 14.6 | 13 | 1.7 | -2.2 | -4.4 | -7.8 | 3.3 | -2.2 | 4.4 | -3.9 | -1.1 | -5 | 3.3 | -3.9 | -5.6 | -8.3 | 3.9 | 2.8 | 10.6 | 8.9 | -10.9 | -15 | -7.2 | -8.3 | -10 | -12.8 | 1.7 | -0.6 | -12 | -15 | -1.5 | -3.2 | -6.7 | -13.4 | -8.9 | -17.8 | 5.6 | 3.9 | -6 | -8 | 4.4 | -2.8 | 4.4 | -5 | -5.6 | -8.9 | 2.8 | 0.6 | 2.2 | -0.6 | -2.2 | -8.9 | 13.3 | 4.4 | 11.1 | -7.8 | 8.3 | 8.3 | 5.6 | 1.7 | 12.8 | 12.8 | -3.9 | -8.3 | 5.7 | 5.7 | -0.6 | -1.1 | 3.9 | 2.2 | 0.6 | -2.8 | -15.6 | -18.9 | 1.7 | 0.7 | -5.9 | -7.6 | -6.7 | -12.8
-20 | -21 | -16.7 | -18.3 | 5 | -1.1 | -1.1 | -3.9 | 4.2 | -6.2 | 17.8 | -3.9 | 4 | 2 | 12.2 | 10 | 18.3 | -1.7 | 9.4 | 8.9 | 8.3 | 6.1 | 6.2 | 3.3 | 5 | -6.9 | -6.1 | -10 | 14 | 11 | 5.6 | 2.2 | 22.8 | 19.4 | 11.7 | -1.1 | 10 | 5.6 | 7.8 | -2.8 | 20.6 | 11.1 | -20 | -25.9 | -5 | -6.7 | -19.4 | -27.2 | -5 | -9.4 | -5.6 | -8.3 | -10.6 | -20 | 5.2 | 4.8 | 12.8 | 8.9 | -4.4 | -13.3 | -26 | -30 | -22.8 | -24.1 | -6.1 | -9.4 | -13.3 | -18.9 | -1.1 | -2.8 | -12.8 | -16.7 | -21.1 | -25 | -23.9 | -26.1 | -10.4 | -14.2 | -8.3 | -10.5 | -11.3 | -16 | 4.5 | 0.4 | -22.2 | -26.1 | -15.4 | -18.2 | -10.6 | -14.4 | 14.4 | 12.8 | 1.7 | -2.8 | -5.6 | -8.9 | 3.1 | -2 | 3.3 | -4.4 | 0 | -6.1 | 3.3 | -3.9 | -7.2 | -9.4 | 3.3 | 3.3 | 10.6 | 8.9 | -12.2 | -16.7 | -8.9 | -11.7 | -10 | -12.8 | 1.1 | -1.1 | -12 | -16 | -1.7 | -3.9 | -6.7 | -14.4 | -8.9 | -17.2 | 5 | 2.8 | -5 | -7 | 3.3 | -4.4 | 4.4 | -2.8 | -6.1 | -8.9 | 2.8 | 0.6 | 0.6 | -1.7 | -4.4 | -9.4 | 12.6 | 4.6 | 9.4 | -7.2 | 8.3 | 8.3 | 3.9 | 1.7 | 11.1 | 11.1 | -2.2 | -8.3 | 6.1 | 6.1 | -1.1 | -1.7 | 3.9 | 2.2 | 0 | -3.3 | -16.3 | -19.2 | 1.7 | 0.6 | -6.9 | -9 | -8.3 | -13.9
-20 | -22 | -16.7 | -18.9 | 3.3 | -1.1 | -1.7 | -3.9 | 4.4 | -7.2 | 17.2 | -4.4 | 4 | 3 | 11.7 | 8.9 | 17.2 | -0.6 | 9.2 | 8.8 | 7.2 | 5.6 | 5.9 | 3.2 | 4.4 | -7.2 | -6.7 | -10 | 15 | 11 | 6.7 | -0.6 | 22.8 | 18.9 | 10.4 | -2 | 8.3 | 5 | 6.1 | -2.8 | 20 | 11.7 | -20 | -25.9 | -5.6 | -7.8 | -20 | -27.8 | -5.9 | -9.4 | -5.6 | -8.3 | -11.3 | -19.7 | 4.8 | 4.7 | 12.8 | 8.9 | -5 | -13.3 | -26 | -31 | -23.3 | -24.4 | -7.2 | -10 | -13.9 | -18.9 | -1.3 | -2.4 | -12.8 | -15.6 | -20.6 | -23.9 | -23.3 | -26.7 | -10.7 | -14.3 | -8.3 | -10.4 | -11.5 | -15.6 | 3.3 | -0.9 | -22.2 | -26.7 | -15.6 | -18.9 | -10.6 | -14.4 | 14.4 | 12.1 | 0.6 | -2.8 | -6.7 | -8.9 | 3 | -2 | 3.3 | -4.4 | -1.7 | -3.9 | 2.8 | -3.9 | -7.2 | -10 | 5 | 1.1 | 10.6 | 9.4 | -12.2 | -15.6 | -8.9 | -11.7 | -11.7 | -14.4 | 0.6 | -1.1 | -12 | -15 | -1.7 | -3.4 | -6.7 | -13.8 | -9.4 | -17.2 | 4.4 | 2.2 | 0 | -2 | 2.2 | -4.4 | 3.9 | -2.8 | -5.6 | -8.3 | 2.8 | 0.6 | -0.6 | -2.2 | -4.4 | -8.9 | 11.8 | 4.5 | 8.3 | -7.2 | 8.3 | 8.3 | 4.4 | 1.7 | 10 | 10 | -3.3 | -7.8 | 7 | 7 | -1.7 | -2.2 | 3.9 | 1.7 | -0.6 | -3.9 | -17.1 | -20.1 | 1.5 | 0.5 | -7.8 | -10.6 | -7.8 | -13.3
-20 | -22 | -17.2 | -20 | 2.8 | -0.6 | -2.2 | -4.4 | 4 | -6.1 | 17.2 | -4.4 | 4 | 2 | 11.7 | 9.4 | 16.7 | -1.7 | 9.1 | 9 | 7.2 | 6.1 | 5.7 | 2.9 | 5 | -5.8 | -6.7 | -10 | 14 | 12 | 5.6 | -2.8 | 22.2 | 18.9 | 9.1 | -2.8 | 6.1 | 1.7 | 6.1 | -2.8 | 19.4 | 12.8 | -20 | -26.7 | -6.1 | -7.2 | -20 | -27.8 | -6.9 | -9.7 | -5.6 | -8.3 | -12.1 | -20.7 | 4.4 | 4.4 | 12.8 | 9.4 | -5 | -13.3 | -26 | -31 | -23.3 | -24.8 | -7.8 | -11.7 | -14.4 | -19.4 | -1.5 | -2.2 | -12.2 | -15.6 | -20.6 | -22.8 | -21.7 | -24.4 | -11.1 | -15 | -8.3 | -10.6 | -11.7 | -15.6 | 2.2 | -2.2 | -22.2 | -26.4 | -16 | -18.8 | -11.7 | -15 | 14.4 | 11.2 | 0 | -2.8 | -7.8 | -9.4 | 2.8 | -2.2 | 3.3 | -4.4 | -1.1 | -6.7 | 2.2 | -3.9 | -8.3 | -10.6 | 3.9 | 0 | 10 | 8.9 | -12.2 | -15.1 | -9.4 | -12.2 | -13.3 | -15.6 | 0 | -1.7 | -15 | -18 | -1.7 | -3 | -6.7 | -13.8 | -8.9 | -16.7 | 2.8 | 0.6 | 2 | 0 | 1.1 | -4.4 | 3.9 | -2.2 | -5 | -7.8 | 2.8 | 0.6 | -0.6 | -2.8 | -4.4 | -8.3 | 11.1 | 4.4 | 9.4 | -6.7 | 8.3 | 8.3 | 2.8 | 1.1 | 10.6 | 10.6 | -3.3 | -8.3 | 8 | 8 | -1.7 | -2.2 | 4.4 | 2.2 | -0.6 | -3.9 | -17.8 | -21.1 | 1.3 | 0.6 | -8.2 | -10.6 | -7.8 | -14.4
-20 | -21 | -16.7 | -18.9 | 5.6 | -0.6 | -2.8 | -5 | 3.7 | -6.1 | 17.2 | -5.6 | 4 | 2 | 12.8 | 9.4 | 16.1 | -1.7 | 8.9 | 8.9 | 7.8 | 6.1 | 5.5 | 2.6 | 5.5 | -5.4 | -6.7 | -10.6 | 14 | 11 | 5 | -4.4 | 22.2 | 18.9 | 7.8 | -4.4 | 5.6 | 1.7 | 3.9 | -2.2 | 19.4 | 13.3 | -20 | -25.9 | -4.4 | -5.6 | -20 | -27.8 | -7.8 | -10.6 | -5.6 | -8.3 | -12.8 | -22.2 | 4.6 | 4.6 | 11.7 | 8.9 | -5 | -12.8 | -26 | -31 | -23.3 | -24.9 | -8.9 | -11.7 | -15.6 | -22.2 | -1.7 | -2.2 | -11.7 | -15 | -21.1 | -23.9 | -21.1 | -23.9 | -11.5 | -15.1 | -9.1 | -11.1 | -12.2 | -15.6 | 1.7 | -2.5 | -22.2 | -26.6 | -16.3 | -18.9 | -12.2 | -15.6 | 14.4 | 10.6 | 0 | -2.8 | -7.8 | -9.4 | 2.4 | -1.5 | 2.2 | -4.4 | 0.6 | -5 | 2.2 | -3.9 | -8.3 | -10.6 | 3.9 | -2.2 | 9.4 | 8.3 | -12.2 | -15 | -10.6 | -12.8 | -15.6 | -17.8 | -0.6 | -1.7 | -15 | -18 | -1.7 | -2.8 | -6.7 | -15 | -9.4 | -16.7 | 2.2 | -0.6 | 3 | 1 | 0.6 | -4.4 | 4.4 | -2.8 | -4.4 | -7.2 | 2.8 | 0 | -0.6 | -1.7 | -3.9 | -8.3 | 10.2 | 3.7 | 10 | -8.3 | 8.1 | 8.1 | 2.2 | 1.1 | 10.6 | 10.6 | -2.8 | -8.3 | 8.9 | 8.9 | -1.7 | -2.2 | 3.3 | 1.7 | -0.6 | -3.9 | -18.3 | -21.2 | 1.1 | 0.6 | -8.5 | -10.9 | -9.4 | -15.6
-20 | -20 | -16.1 | -18.9 | 3.3 | 0 | -2.2 | -5 | 3.3 | -6.7 | 17.2 | -5.6 | 3 | 2 | 12.2 | 9.4 | 14.4 | 0 | 8.7 | 8.7 | 6.7 | 4.4 | 5.4 | 2.6 | 6.1 | -5.6 | -6.1 | -10 | 16 | 11 | 4.4 | -5 | 22.8 | 19.4 | 6.5 | -6 | 5 | 2.2 | 4.4 | -2.8 | 19.4 | 13.3 | -20 | -25.9 | -5.6 | -6.7 | -20 | -27.8 | -8.2 | -10.9 | -5 | -7.8 | -13.3 | -21.8 | 4.8 | 4.8 | 11.1 | 9.4 | -5 | -12.8 | -26 | -31 | -24.4 | -25.3 | -9.4 | -12.2 | -16.7 | -22.2 | -1.5 | -2.2 | -11.1 | -14.4 | -21.1 | -23.3 | -20 | -22.8 | -11.8 | -15.5 | -9.8 | -11.8 | -12.8 | -16.2 | 1.1 | -3 | -22.2 | -27.2 | -16.7 | -19.4 | -12.2 | -15 | 13.1 | 10.1 | -0.6 | -2.8 | -8.3 | -10 | 2.1 | -0.9 | 2.2 | -4.4 | 0 | -5.6 | 1.7 | -3.9 | -8.3 | -10.6 | 2.8 | -3.3 | 10.6 | 9.4 | -12.8 | -15.4 | -10.6 | -13.9 | -15.6 | -18.3 | -0.6 | -2.2 | -16 | -20 | -1.7 | -2.8 | -6.7 | -14 | -9.4 | -16.1 | 1.1 | -3.3 | 2 | 1 | 0 | -4.4 | 5 | -5 | -6.1 | -9.4 | 2.2 | 0 | 1.1 | -0.6 | -4.4 | -8.3 | 9.2 | 2.5 | 9.4 | -8.3 | 8 | 8 | 1.7 | 1.1 | 13.3 | 13.3 | -5.6 | -9.4 | 8.3 | 8.3 | -1.1 | -1.7 | 3.9 | 2.8 | -1.7 | -5 | -18.9 | -21.5 | 1.1 | 0.5 | -8.9 | -11.7 | -10 | -15.6
-20 | -21 | -16.1 | -20 | 2.8 | 0 | -2.2 | -5 | 3.1 | -5.8 | 17.2 | -6.1 | 3 | 2 | 12.2 | 9.4 | 14.4 | 0 | 8.5 | 8.5 | 5.6 | 2.8 | 5.1 | 2.4 | 5 | -4.5 | -7.8 | -10.6 | 16 | 13 | 3.3 | -4.4 | 22.8 | 19.4 | 5.2 | -8 | 5 | 1.7 | 4.4 | -2.2 | 18.3 | 13.9 | -20 | -26.7 | -6.7 | -7.8 | -21.1 | -28.3 | -8.5 | -11.6 | -5.6 | -8.3 | -13.9 | -22.3 | 5 | 5 | 11.1 | 8.9 | -5 | -12.8 | -26 | -31 | -24.4 | -26.1 | -10 | -12.8 | -17.8 | -22.2 | -1.3 | -2.4 | -11.1 | -13.9 | -22.8 | -23.9 | -18.9 | -22.2 | -12.2 | -16.7 | -10.6 | -12.8 | -13.3 | -17.2 | 0.6 | -3.9 | -22.4 | -27.1 | -16.5 | -18.9 | -13.3 | -15.6 | 11.9 | 10 | -2.2 | -3.3 | -8.9 | -10 | 1.7 | -0.6 | 4.4 | -6.7 | 2.2 | -5 | 1.1 | -4.4 | -8.9 | -13.3 | 2.2 | -5 | 10.6 | 9.4 | -13.3 | -16.1 | -11.1 | -12.2 | -15.6 | -17.2 | -1.1 | -2.2 | -17 | -21 | -1.7 | -3.1 | -6.7 | -14 | -8.9 | -16.1 | 0 | -3.9 | 2 | 0 | 0 | -5 | 5.6 | -5 | -5.6 | -8.3 | 2.2 | 0 | 1.1 | -1.1 | -3.3 | -7.8 | 8.3 | 1.7 | 9.4 | -7.8 | 7.8 | 7.8 | 2.8 | 1.7 | 13.3 | 13.3 | -5 | -8.9 | 7.8 | 7.8 | -1.1 | -1.7 | 3.9 | 2.2 | -0.6 | -4.4 | -19.4 | -22.2 | 1.1 | 0.5 | -9.3 | -11.5 | -8.3 | -13.9
-20 | -21 | -16.1 | -19.4 | 3.9 | 0.6 | -2.2 | -2.2 | 3 | -5.9 | 16.7 | -6.1 | 4 | 2 | 11.7 | 9.4 | 15.6 | -1.1 | 8.3 | 8.3 | 5 | 2.8 | 5 | 2.2 | 3.9 | -4 | -7.2 | -10.6 | 16 | 15 | 3.3 | -1.7 | 22.8 | 20 | 3.9 | -11.7 | 5 | 1.7 | 3.9 | -2.2 | 19.4 | 15.6 | -19.8 | -25.2 | -5.6 | -7.2 | -21.1 | -28.3 | -8.9 | -12.8 | -6.1 | -8.3 | -14.4 | -23.9 | 6.1 | 6.1 | 11.1 | 9.4 | -5 | -12.8 | -25 | -31 | -23.9 | -25.6 | -10.6 | -13.3 | -18.3 | -23.3 | -1.1 | -2.8 | -11.1 | -13.9 | -22.8 | -24.4 | -18.3 | -21.1 | -12 | -15.6 | -10.6 | -12.8 | -12.6 | -16.6 | 0.8 | -3.4 | -22.6 | -27.4 | -16.3 | -18.4 | -12.8 | -15 | 10.6 | 9.4 | -3.3 | -3.3 | -8.3 | -10 | 2.1 | -0.4 | 1.1 | -7.2 | -0.6 | -4.4 | 0.6 | -4.4 | -8.3 | -12.8 | 1.7 | -10.6 | 10 | 8.9 | -13.9 | -17.2 | -12.2 | -14.4 | -16.7 | -18.3 | -1.1 | -2.2 | -18 | -21 | -1.7 | -3.3 | -6.7 | -15 | -9.4 | -16.1 | -0.6 | -3.3 | 3 | 1 | -1.1 | -4.4 | 4.4 | -5 | -5 | -7.2 | 1.7 | -0.6 | -1.1 | -2.8 | -1.1 | -8.3 | 9.1 | 2.2 | 8.9 | -7.2 | 7.8 | 7.8 | 3.9 | 2.2 | 12.8 | 12.2 | -2.8 | -7.2 | 7.2 | 7.2 | -1.1 | -1.7 | 3.9 | 3.3 | -1.1 | -4.4 | -19 | -21.9 | 1.1 | 0.6 | -9.6 | -11.7 | -9.4 | -16.7
-21 | -22 | -16.1 | -19.4 | 5 | 2.2 | 3.3 | -4.4 | 2.8 | -6.7 | 16.1 | -5.6 | 4 | 2 | 11.7 | 8.9 | 17.2 | -1.7 | 8.5 | 8.5 | 7.2 | 4.4 | 7.6 | 3.3 | 2.8 | -4.4 | -7.2 | -11.1 | 16 | 16 | 4.4 | -1.7 | 23.3 | 18.9 | 4.8 | -10.5 | 5.6 | 2.2 | 4.4 | -1.1 | 19.4 | 15 | -19.6 | -24.5 | -5.6 | -7.2 | -21.1 | -28.3 | -8.7 | -12.5 | -6.1 | -8.3 | -13.9 | -22.8 | 7.2 | 7.2 | 13.3 | 11.1 | -5 | -12.2 | -26 | -33 | -22.8 | -25 | -10 | -14.4 | -19.4 | -24.4 | -1.1 | -2.5 | -11.1 | -13.3 | -22.2 | -23.9 | -17.8 | -20.6 | -11.9 | -15.1 | -10.6 | -13.2 | -11.8 | -16.5 | 0.9 | -3.5 | -22.8 | -28.3 | -16.1 | -18.3 | -14.4 | -16.1 | 10.6 | 7.9 | -0.6 | -2.2 | -8.3 | -10 | 2.4 | -0.5 | 1.7 | -7.2 | 0 | -6.7 | 5 | -3.3 | -8.3 | -11.1 | 0.6 | -9.4 | 9.4 | 5 | -13.7 | -16.9 | -13.3 | -16.1 | -16.1 | -18.3 | -1.1 | -2.2 | -18 | -23 | -1.5 | -3.2 | -6.3 | -13.9 | -8.3 | -15 | -1.1 | -4.4 | 2 | 1 | -0.6 | -5.6 | 4.4 | -4.4 | -4.4 | -7.2 | 1.7 | -0.6 | 0.6 | -0.6 | -1.7 | -8.3 | 9.8 | 2.4 | 8.3 | -6.7 | 7.8 | 7.8 | 6.1 | 3.9 | 11.7 | 11.1 | -2.2 | -7.8 | 5.9 | 5.8 | -1.1 | -1.1 | 4.4 | 3.9 | 0 | -3.3 | -18.7 | -21.8 | 0.9 | 0.3 | -10 | -12.2 | -10 | -17.2
-21 | -22 | -16.1 | -18.9 | 8.3 | -1.1 | 5.6 | -4.4 | 3.5 | -6 | 17.8 | -5 | 4 | 3 | 13.3 | 9.4 | 17.2 | 0 | 8.7 | 8.7 | 10.6 | 3.3 | 10.2 | 4.4 | 8.2 | -2.7 | -3.9 | -9.4 | 16 | 16 | 6.1 | -3.9 | 23.3 | 17.2 | 5.8 | -10.5 | 8.3 | 2.8 | 4.4 | -1.1 | 21.7 | 15.6 | -19.4 | -24.4 | -4.4 | -6.7 | -20 | -27.8 | -8.5 | -13 | -5 | -8.9 | -13.3 | -22.7 | 8.3 | 8.3 | 17.8 | 12.8 | -4.4 | -12.2 | -26 | -32 | -24.4 | -26.1 | -9.4 | -15 | -20 | -25 | -1.1 | -2.5 | -11.7 | -13.3 | -21.7 | -23.9 | -16.1 | -18.9 | -11.7 | -15 | -10.6 | -13.9 | -11.1 | -17.2 | 1.1 | -3.9 | -22.6 | -27.4 | -15.7 | -17.9 | -11.7 | -12.8 | 10.6 | 6.2 | 2.2 | -1.7 | -8.3 | -9.4 | 2.8 | -0.6 | 7.2 | -6.1 | 3.9 | -4.4 | 6.7 | -3.9 | -5.6 | -9.4 | -0.6 | -8.9 | 10.6 | 8.9 | -13.5 | -17 | -13.9 | -16.7 | -15.6 | -17.2 | 0 | -1.7 | -18 | -22 | -1.3 | -3.1 | -6 | -14 | -6.7 | -14.4 | -1.1 | -4.4 | 4 | 2 | 0.6 | -6.1 | 5 | -5 | -4.4 | -7.2 | 1.1 | -1.1 | 5.6 | 2.8 | 0 | -8.3 | 10.6 | 2.8 | 8.9 | -6.1 | 7.8 | 7.8 | 8.9 | 6.7 | 12.2 | 11.1 | -1.1 | -7.2 | 4.6 | 4.2 | -0.6 | -1.1 | 5.6 | 4.4 | 1.1 | -1.7 | -18.3 | -22.2 | 0.8 | 0.2 | -9.6 | -12.5 | -7.2 | -15.6
-20 | -22 | -16.1 | -18.3 | 9.4 | 0.6 | 8.9 | 2.8 | 4.3 | -6.1 | 19.4 | -4.4 | 5 | 3 | 15 | 10 | 20 | 1.1 | 8.9 | 8.9 | 11.1 | 1.1 | 12.8 | 5 | 13.5 | -2.5 | -0.6 | -7.8 | 17 | 16 | 7.8 | -3.3 | 25 | 16.1 | 6.7 | -12.2 | 9.4 | 2.2 | 6.1 | -1.1 | 24.4 | 14.4 | -19.2 | -23.5 | -1.1 | -5 | -17.8 | -27.2 | -8.3 | -13.9 | -2.8 | -8.9 | -12.8 | -23.9 | 9.8 | 8.9 | 20 | 13.9 | -2.2 | -11.7 | -26 | -31 | -21.1 | -23.3 | -8.3 | -16.1 | -19.4 | -25 | -1.1 | -2.8 | -10.6 | -13.3 | -20 | -23.3 | -14.4 | -17.2 | -10.4 | -14.5 | -8.9 | -12.9 | -9.8 | -16.8 | 2.2 | -2.9 | -22.4 | -27.1 | -15.4 | -18 | -9.4 | -14.4 | 10.6 | 3.9 | 5 | -2.2 | -7.2 | -9.4 | 2.8 | -0.1 | 11.7 | -6.1 | 6.7 | -6.1 | 10.6 | -2.8 | -2.2 | -9.4 | -1.1 | -9.4 | 10.6 | 8.3 | -13.3 | -17.8 | -14.4 | -16.7 | -13.9 | -16.7 | 1.7 | -1.7 | -17 | -21 | -1.1 | -3.3 | -5.6 | -15 | -5 | -13.9 | -0.6 | -4.4 | 7 | 5 | -3.3 | -6.7 | 6.7 | -3.9 | -4.4 | -6.7 | 1.1 | -1.1 | 9.4 | 2.8 | 3.9 | -7.8 | 11.9 | 3.4 | 7.8 | -1.7 | 5.9 | 5.9 | 13.3 | 8.3 | 13.9 | 8.9 | 0 | -5.6 | 3.3 | 2.8 | 0 | -1.1 | 7.2 | 3.3 | 2.2 | -1.1 | -16.1 | -20 | 0.6 | 0 | -9.3 | -13.1 | -6.7 | -14.4
-20 | -21 | -15.6 | -18.3 | 10.6 | -1.1 | 11.7 | 4.4 | 5 | -7.2 | 21.7 | -4.4 | 6 | 3 | 15.6 | 11.1 | 20.6 | 1.1 | 9.6 | 9.3 | 12.2 | 1.1 | 14.6 | 5.7 | 18.9 | -6.1 | 1.1 | -7.2 | 16 | 16 | 9.4 | -1.7 | 24.4 | 17.2 | 7.2 | -10.7 | 10 | 1.1 | 9.4 | -1.1 | 25.6 | 15 | -19.1 | -23.2 | 0 | -5 | -16.7 | -27.2 | -6.8 | -12.8 | 0 | -7.8 | -11.5 | -22.7 | 11.3 | 9.6 | 22.2 | 15 | -0.6 | -11.7 | -25 | -30 | -17.8 | -22.2 | -7.2 | -14.4 | -18.9 | -24.4 | -0.9 | -2.3 | -8.9 | -12.2 | -18.3 | -22.8 | -12.2 | -15.6 | -9.1 | -14.4 | -7.3 | -12.3 | -8.5 | -17.3 | 3.3 | -2.5 | -22.2 | -27.2 | -15 | -18.3 | -6.7 | -14.4 | 10.8 | 3.8 | 7.2 | -1.1 | -5.6 | -8.3 | 2.8 | 0.3 | 12.8 | -6.1 | 8.9 | -4.4 | 12.2 | -3.3 | 0 | -9.4 | -1.7 | -11.7 | 10.6 | 8.9 | -12.8 | -17.3 | -15 | -17.8 | -11.7 | -16.7 | 3.9 | -1.7 | -17 | -21 | -0.2 | -2.4 | -5.2 | -13.7 | -3.9 | -14.4 | 0 | -4.4 | 6 | 2 | -2.8 | -15 | 7.2 | -4.4 | -3.9 | -8.3 | 1.1 | -1.1 | 11.7 | 2.8 | 8.3 | -7.8 | 13.1 | 4 | 7.8 | -2.2 | 4.1 | 4.1 | 16.1 | 10 | 17.2 | 6.7 | 0.6 | -6.1 | 3.1 | 2.5 | -2.2 | -4.4 | 8.3 | 5 | 2.2 | -1.1 | -13.9 | -18 | 0.6 | -0.1 | -8.9 | -14.4 | -5 | -12.8
-19 | -21 | -15.6 | -18.3 | 11.7 | -1.7 | 12.2 | 4.4 | 5.2 | -5.9 | 22.2 | -6.1 | 6 | 3 | 16.7 | 10.6 | 23.9 | 0.6 | 10.4 | 9.7 | 13.9 | 1.1 | 16.5 | 6.4 | 18.9 | -5.2 | 1.7 | -6.7 | 18 | 16 | 10 | 0 | 25 | 19.4 | 7.8 | -10.3 | 10.6 | 0 | 10 | -1.7 | 26.1 | 14.4 | -18.9 | -23.3 | 1.7 | -4.4 | -16.1 | -27.2 | -5.4 | -12.6 | 1.7 | -7.2 | -10.2 | -23.1 | 12.8 | 10 | 23.3 | 15 | 0.6 | -11.1 | -25 | -32 | -15.6 | -21.1 | -6.7 | -14.4 | -18.3 | -23.9 | -0.8 | -2.2 | -8.3 | -14.4 | -17.2 | -22.8 | -10.6 | -15 | -7.8 | -15.6 | -5.6 | -12.8 | -7.2 | -19.4 | 4.4 | -2.2 | -21.7 | -26.7 | -14.8 | -18.2 | -4.4 | -13.3 | 10.9 | 3.2 | 8.3 | -1.1 | -3.9 | -7.8 | 2.8 | 0.6 | 13.3 | -6.7 | 9.4 | -3.9 | 13.3 | -3.9 | 1.1 | -9.4 | -2.8 | -10.6 | 10.6 | 8.9 | -12.2 | -17.4 | -15.6 | -17.8 | -10 | -16.1 | 5 | -1.1 | -15 | -21 | 0.8 | -1.8 | -4.8 | -13.8 | -2.8 | -15 | 0 | -5.6 | 6 | 1 | -3.3 | -15 | 8.3 | -3.9 | -3.9 | -8.3 | 1.1 | -1.1 | 13.3 | 2.8 | 11.1 | -8.9 | 14.4 | 4.4 | 7.8 | -3.9 | 2.2 | 2.2 | 17.8 | 11.1 | 18.9 | 7.8 | 1.7 | -6.1 | 3 | 2.4 | -2.2 | -5 | 10.6 | 4.4 | 2.2 | -1.1 | -11.7 | -16.7 | 0.6 | -0.3 | -8.2 | -13.7 | -4.4 | -12.8
-18 | -21 | -15 | -18.3 | 11.7 | -3.3 | 13.9 | 6.1 | 5.4 | -5.7 | 23.9 | -5.6 | 7 | 4 | 17.2 | 11.1 | 25.6 | 0.6 | 11.1 | 10 | 14.4 | 0.6 | 18.3 | 6.7 | 18.9 | -5.9 | 2.8 | -6.7 | 17 | 16 | 10 | 0 | 26.1 | 19.4 | 8.3 | -11.7 | 10.6 | -0.6 | 11.7 | -1.7 | 26.1 | 15.6 | -18.5 | -22.5 | 1.7 | -4.4 | -15 | -26.7 | -3.9 | -13.3 | 3.9 | -6.1 | -8.9 | -25 | 13.9 | 11.1 | 23.3 | 15.6 | 1.1 | -10.6 | -25 | -30 | -15 | -20.6 | -5.6 | -15 | -17.8 | -23.9 | -0.6 | -2.2 | -8.3 | -14.4 | -15.6 | -22.2 | -8.9 | -13.3 | -6.9 | -14.4 | -4.8 | -11.4 | -6.5 | -19.4 | 5 | -1.7 | -21.1 | -26.6 | -14.6 | -18.6 | -4.4 | -11.7 | 11.1 | 2.8 | 10.6 | -0.6 | -2.8 | -7.2 | 3 | 1 | 14.4 | -6.7 | 10.6 | -2.2 | 15 | -4.4 | 3.9 | -9.4 | -2.8 | -12.2 | 10.6 | 8.9 | -11.7 | -18.3 | -15 | -18.3 | -8.9 | -16.7 | 6.7 | -2.2 | -15 | -21 | 1.7 | -1.7 | -4.4 | -15 | -1.7 | -14.4 | 0 | -7.2 | 5 | 1 | -2.8 | -15 | 9.4 | -3.9 | -3.9 | -9.4 | 1.1 | -1.7 | 14.4 | 2.8 | 13.3 | -8.3 | 14.8 | 4.5 | 8.9 | -3.9 | 2 | 1.6 | 18.9 | 11.1 | 20.6 | 8.9 | 2.8 | -5.6 | 2.8 | 2.2 | -3.3 | -5.6 | 11.7 | 5.6 | 2.8 | -1.1 | -10.4 | -14 | 0.6 | -0.6 | -7.4 | -13.7 | -3.3 | -11.7
-18 | -20 | -15 | -17.8 | 12.2 | -1.7 | 14.4 | -3.9 | 5.6 | -6.1 | 24.4 | -5 | 7 | 5 | 17.2 | 10.6 | 23.3 | 5 | 11.5 | 10.1 | 14.4 | 0.6 | 17.2 | 8.4 | 18.9 | -6.7 | 3.9 | -7.2 | 17 | 16 | 8.9 | -2.2 | 26.7 | 19.4 | 8.7 | -10 | 11.1 | -1.7 | 12.2 | -2.2 | 26.7 | 16.1 | -18.2 | -22.2 | 1.7 | -3.3 | -15 | -27.2 | -3 | -11.4 | 6.1 | -6.1 | -8.2 | -23.1 | 15 | 12.4 | 23.9 | 15 | 1.7 | -10.6 | -25 | -31 | -13.3 | -19.4 | -5.6 | -15 | -17.8 | -24.4 | -0.4 | -1.8 | -8.3 | -15 | -14.4 | -22.8 | -7.8 | -12.2 | -5.9 | -14.4 | -4.1 | -11.2 | -5.7 | -20.5 | 5.5 | -1.2 | -20.6 | -27.2 | -14.4 | -19.4 | -2.8 | -10 | 10.9 | 2.2 | 11.1 | -0.6 | -2.8 | -7.2 | 3.1 | 1.3 | 15 | -7.2 | 11.7 | -3.3 | 14.4 | -3.9 | 4.4 | -9.4 | -3.3 | -13.3 | 10.6 | 8.9 | -11.9 | -17.4 | -15 | -16.1 | -8.3 | -15 | 8.3 | -2.8 | -13 | -18 | 1.9 | -1.5 | -4.6 | -13.7 | -1.1 | -13.9 | 0 | -7.2 | 4 | 0 | -2.8 | -17.8 | 10 | -3.3 | -3.9 | -8.9 | 2.2 | -1.1 | 15 | 2.2 | 15 | -7.8 | 15.2 | 4.6 | 11.1 | -4.4 | 1.9 | 1.2 | 20 | 11.7 | 21.1 | 10 | 3.9 | -5.6 | 2.4 | 1.8 | -5.6 | -7.2 | 11.7 | 4.4 | 2.8 | -1.1 | -9.1 | -11.9 | 0.4 | -0.7 | -6.7 | -14.4 | -1.1 | -9.4
-17 | -20 | -15 | -17.8 | 12.2 | -1.1 | 15 | -2.2 | 5.2 | -4.1 | 25 | -3.9 | 8 | 6 | 16.7 | 11.7 | 21.7 | 6.1 | 11.8 | 9.9 | 15.6 | 1.1 | 16.1 | 9.8 | 18.2 | -5.8 | 4.4 | -6.7 | 18 | 16 | 8.9 | -9.4 | 26.1 | 20 | 9 | -10.3 | 11.1 | 0 | 12.2 | -2.2 | 25.6 | 15.6 | -17.8 | -22.2 | 0.6 | -3.9 | -15.6 | -27.2 | -2 | -10.3 | 7.8 | -4.4 | -7.4 | -23.3 | 16.1 | 13.3 | 23.3 | 15.6 | 2.2 | -10.6 | -24 | -30 | -12.8 | -20 | -5.6 | -16.1 | -17.8 | -23.9 | -0.2 | -1.6 | -8.9 | -15.6 | -14.4 | -22.2 | -7.8 | -12.2 | -5 | -15.6 | -3.3 | -11.7 | -5 | -24.4 | 6.1 | -1.1 | -20.8 | -26.3 | -14.8 | -19.2 | -2.2 | -8.3 | 10.8 | 1.3 | 12.2 | 0 | -2.8 | -7.2 | 3.3 | 1.7 | 15.6 | -8.3 | 10.6 | -2.2 | 15 | -3.9 | 5.6 | -10 | -3.3 | -14.4 | 6.7 | 5 | -12 | -17.2 | -15 | -18.3 | -7.8 | -14.4 | 8.9 | -3.3 | -13 | -18 | 2 | -1.9 | -4.8 | -13.4 | -1.1 | -15 | -1.1 | -10 | 4 | 0 | -4.4 | -18.9 | 10 | -2.2 | -5 | -10.6 | 2.2 | -1.7 | 16.1 | 2.2 | 15.6 | -7.8 | 15.6 | 4.4 | 12.2 | -5.6 | 1.7 | 0.6 | 20.6 | 11.7 | 21.7 | 10 | 3.3 | -5 | 2.1 | 1.5 | -7.8 | -10 | 11.7 | 4.4 | 3.3 | -1.1 | -7.8 | -10 | 0.2 | -0.8 | -7.8 | -14.3 | -0.6 | -10.6
-17 | -20 | -14.4 | -16.7 | 12.8 | -0.6 | 15 | 0 | 4.8 | -2.9 | 24.4 | -3.9 | 7 | 6 | 16.1 | 11.7 | 17.8 | 9.4 | 12.2 | 10 | 15.6 | 1.7 | 15 | 10.6 | 17.4 | -5.7 | 3.3 | -4.4 | 17 | 16 | 7.8 | -10.6 | 25 | 19.4 | 9.4 | -11.1 | 10 | 0 | 11.1 | -4.4 | 25 | 16.7 | -17.8 | -21.8 | -0.6 | -3.9 | -15.6 | -26.7 | -1.1 | -10.6 | 10 | -3.9 | -6.7 | -25 | 15.4 | 13.5 | 22.2 | 15 | 2.2 | -10.6 | -25 | -30 | -13.9 | -20 | -6.7 | -15 | -17.2 | -23.9 | 0 | -1.7 | -8.9 | -14.4 | -14.4 | -22.2 | -7.2 | -12.8 | -4.8 | -12.9 | -2.6 | -10.4 | -5 | -22.6 | 4.8 | -1.1 | -20.9 | -25.9 | -15.2 | -19.6 | -2.2 | -7.8 | 10.6 | 0.6 | 11.7 | -0.6 | -2.8 | -6.7 | 2.8 | 1.5 | 14.4 | -7.8 | 7.8 | -3.3 | 16.1 | -3.3 | 6.1 | -8.9 | -3.9 | -13.9 | 6.1 | 4.4 | -12.2 | -17.8 | -15 | -17.8 | -7.8 | -15.6 | 9.4 | -2.8 | -12 | -18 | 2.2 | -2.2 | -5 | -14.4 | -1.7 | -15 | -1.1 | -10 | 4 | 0 | -4.4 | -18.9 | 10 | 0 | -7.2 | -13.9 | 1.7 | -2.8 | 15 | 1.7 | 15.6 | -7.8 | 14.5 | 5.1 | 11.1 | -5.6 | 1.3 | 0 | 20.6 | 12.2 | 22.2 | 10 | 3.3 | -5 | 1.7 | 1.1 | -10 | -11.7 | 11.7 | 5.6 | 3.3 | -1.7 | -7.1 | -9.1 | 0 | -1.1 | -8.9 | -14.8 | -0.6 | -10.6
-17 | -20 | -14.4 | -16.7 | 11.1 | 0.6 | 15 | 0.6 | 4.4 | -2.2 | 23.9 | -3.9 | 7 | 4 | 17.2 | 10.6 | 17.2 | 6.1 | 12.2 | 10.1 | 13.3 | 1.7 | 14.3 | 10.7 | 16.7 | -6.7 | 2.2 | -5.6 | 17 | 16 | 6.1 | -13.9 | 25 | 17.8 | 7.7 | -9.4 | 9.4 | -0.6 | 10.6 | -3.3 | 22.2 | 17.2 | -17.8 | -21.8 | -0.6 | -4.4 | -17.2 | -27.2 | -1.7 | -9.8 | 10 | -3.3 | -7.2 | -22.7 | 14.6 | 13.3 | 21.1 | 15.6 | 1.1 | -10.6 | -25 | -30 | -15.6 | -20.6 | -8.9 | -16.1 | -16.7 | -23.9 | -0.2 | -1.6 | -9.4 | -13.3 | -16.7 | -22.2 | -8.9 | -13.3 | -4.6 | -11.4 | -1.8 | -10.1 | -5 | -22.1 | 3.5 | -1.1 | -21.1 | -26.1 | -15.6 | -20.6 | -2.2 | -7.2 | 10 | 0 | 10.6 | -1.1 | -3.9 | -6.7 | 2.2 | 1.3 | 13.3 | -7.2 | 6.1 | -3.9 | 12.8 | -3.3 | 3.9 | -8.3 | -4.4 | -14.4 | 6.1 | 5 | -12.8 | -17 | -15.6 | -17.2 | -7.8 | -15.6 | 9.4 | -2.8 | -12 | -16 | 0.9 | -2.7 | -5 | -13.3 | -2.8 | -16.1 | -2.2 | -10 | 3 | -1 | -5.6 | -19.4 | 7.8 | 4.4 | -8.9 | -15 | 1.7 | -5 | 12.8 | 1.7 | 15.6 | -8.3 | 13.3 | 5.5 | 10 | -6.7 | 1 | -0.4 | 19.4 | 12.8 | 21.7 | 10 | 3.9 | -5 | 1.5 | 0.8 | -10.6 | -12.8 | 10.6 | 3.9 | 1.1 | -2.2 | -6.3 | -8.3 | -0.4 | -1.3 | -10 | -16.1 | -2.2 | -10
-18 | -21 | -14.4 | -17.2 | 10 | 1.7 | 13.3 | 0.6 | 4.2 | -2.1 | 22.2 | -2.8 | 6 | 4 | 18.9 | 8.9 | 15 | 5.6 | 12.2 | 10.3 | 12.2 | 1.1 | 13.5 | 10.5 | 14.5 | -2.9 | -2.2 | -6.1 | 16 | 16 | 4.4 | -14.4 | 24.4 | 17.2 | 6.1 | -9.4 | 7.8 | 0.6 | 9.4 | -1.7 | 21.7 | 16.7 | -17.8 | -22.2 | -1.7 | -4.4 | -17.8 | -26.7 | -2.2 | -9.8 | 7.2 | -3.3 | -7.8 | -22 | 13.9 | 13.3 | 18.9 | 14.4 | 0.6 | -10.6 | -25 | -32 | -16.7 | -21.7 | -10 | -18.9 | -16.7 | -23.3 | -0.4 | -1.8 | -9.4 | -13.3 | -17.8 | -22.2 | -10 | -13.3 | -4.4 | -11.1 | -1.1 | -11.1 | -5 | -23.9 | 2.2 | -1.7 | -21.3 | -25.7 | -15.6 | -19.8 | -2.8 | -6.7 | 9.5 | -0.3 | 8.9 | 0 | -6.7 | -8.3 | 1.7 | 1.1 | 10 | -6.7 | 5.6 | -3.3 | 10 | -3.3 | 2.2 | -7.8 | -5.6 | -16.1 | 5.6 | 4.4 | -13.3 | -16.9 | -16.1 | -17.2 | -10 | -16.1 | 7.8 | -1.7 | -12 | -16 | -0.4 | -3.4 | -5 | -13.3 | -3.9 | -16.7 | -3.3 | -11.7 | 3 | 0 | -6.1 | -20 | 7.2 | 5.6 | -11.1 | -15.6 | 1.1 | -5 | 10.6 | 1.1 | 12.8 | -7.8 | 12.2 | 5.6 | 8.9 | -6.7 | 0.6 | -1.1 | 18.9 | 13.3 | 19.4 | 10 | 2.2 | -5 | 1.3 | 0.3 | -11.7 | -13.3 | 8.9 | 3.9 | 0 | -2.2 | -5.6 | -7.8 | -0.7 | -1.3 | -11.1 | -16 | -4.4 | -11.1
-19 | -21 | -14.4 | -16.7 | 8.3 | 2.2 | 13.9 | 0.6 | 4.1 | -2.2 | 21.1 | -3.9 | 6 | 4 | 15.6 | 10.6 | 15.6 | 5.6 | 12.2 | 10.6 | 11.7 | 3.9 | 12.8 | 10.6 | 12.2 | -1.2 | -2.8 | -6.7 | 16 | 16 | 2.8 | -16.7 | 23.3 | 17.8 | 4.4 | -10.6 | 6.1 | 0.6 | 8.9 | -1.7 | 21.1 | 16.7 | -18.7 | -22.7 | -1.7 | -4.4 | -17.8 | -27.2 | -2.8 | -11.1 | 5.6 | -3.9 | -8.3 | -23.3 | 13.2 | 12.8 | 16.1 | 13.3 | 0 | -10.6 | -25 | -31 | -18.3 | -21.7 | -11.1 | -17.8 | -16.7 | -23.3 | -0.6 | -2.2 | -9.4 | -11.7 | -20.6 | -23.3 | -10.6 | -13.9 | -4.6 | -9.6 | -1.5 | -9.1 | -5.4 | -14.4 | 1.5 | -1.2 | -21.5 | -25.7 | -15.6 | -19.7 | -3.3 | -6.1 | 8.9 | -1.1 | 8.3 | 0.6 | -8.3 | -9.4 | 1.5 | 0.8 | 8.3 | -6.7 | 5.6 | -3.9 | 8.9 | -3.3 | -0.6 | -8.3 | -6.1 | -15.6 | 5 | 3.9 | -13.9 | -17.2 | -16.7 | -17.8 | -8.9 | -15 | 6.1 | -2.2 | -12 | -18 | -1.7 | -4.4 | -5 | -14.4 | -4.4 | -16.7 | -4.4 | -11.1 | 2 | 0 | -6.7 | -19.4 | 6.7 | 5 | -13.9 | -18.3 | 0 | -6.1 | 8.9 | 0.6 | 7.8 | -7.8 | 10.9 | 5.7 | 7.8 | -9.4 | 0.6 | -1 | 18.9 | 13.3 | 17.2 | 9.4 | 1.1 | -5 | 1.1 | 0 | -12.2 | -15 | 10 | 5 | 1.1 | -1.7 | -5.4 | -6.7 | -1.1 | -1.7 | -12.2 | -16.6 | -4.4 | -10
-19 | -21 | -13.9 | -16.7 | 4.4 | 1.7 | 13.9 | 1.1 | 3.9 | -2.8 | 20 | -4.4 | 5 | 3 | 15.6 | 10 | 16.7 | 3.9 | 12 | 10.3 | 11.1 | 3.9 | 12.4 | 10.3 | 10 | -0.6 | -3.3 | -7.2 | 16 | 16 | 0.6 | -17.2 | 22.8 | 18.3 | 2.2 | -8.6 | 6.1 | 0.6 | 7.2 | -1.1 | 21.1 | 16.7 | -19.7 | -23.7 | -1.7 | -4.4 | -18.3 | -26.1 | -2.8 | -9.9 | 5.6 | -3.9 | -8.1 | -20.9 | 12.4 | 12.3 | 16.1 | 13.9 | -0.6 | -11.1 | -25 | -31 | -18.3 | -21.7 | -11.7 | -16.7 | -16.7 | -22.8 | -0.8 | -2.2 | -9.4 | -11.7 | -22.8 | -24.4 | -10.6 | -12.8 | -4.8 | -9.1 | -1.8 | -8.2 | -5.7 | -10.1 | 0.7 | -1.1 | -21.7 | -26.1 | -15.6 | -20 | -3.3 | -6.1 | 8.3 | -2.1 | 8.3 | 0.6 | -9.4 | -10.6 | 1.3 | 0.3 | 6.7 | -7.2 | 3.9 | -2.2 | 6.1 | -3.9 | -0.6 | -7.8 | -6.7 | -17.2 | 4.4 | 3.3 | -14.1 | -17.1 | -16.7 | -18.3 | -7.8 | -14.4 | 4.4 | -2.2 | -12 | -16 | -2.2 | -4.5 | -5 | -13.1 | -5.6 | -17.2 | -5.6 | -11.7 | 2 | 0 | -6.7 | -20 | 6.7 | 5 | -14.4 | -20.6 | -0.6 | -6.1 | 8.3 | 0.6 | 3.9 | -7.8 | 9.6 | 5.8 | 7.2 | -10 | 0.6 | -1.3 | 17.8 | 13.3 | 16.7 | 10 | 0.6 | -5 | 0.9 | -0.3 | -13.3 | -15.6 | 8.9 | 5 | -1.7 | -2.8 | -5.2 | -5.8 | -1.7 | -2.2 | -13.3 | -17.8 | -5.6 | -9.4
-20 | -22 | -14.4 | -17.2 | 3.9 | 1.1 | 13.3 | 1.7 | 3.2 | -3.6 | 18.9 | -3.9 | 5 | 3 | 15.6 | 9.4 | 16.7 | 3.9 | 11.9 | 10.2 | 10 | 2.8 | 12.1 | 10.4 | 8.7 | 0.4 | -5.6 | -8.3 | 16 | 16 | 0 | -16.7 | 21.7 | 18.3 | 0 | -8.6 | 5.6 | 1.7 | 6.7 | -0.6 | 21.1 | 17.2 | -20.6 | -25 | -2.2 | -4.4 | -17.8 | -26.1 | -2.8 | -9.9 | 4.4 | -3.9 | -8 | -20.4 | 11.7 | 11.7 | 16.1 | 13.9 | -1.1 | -10.6 | -25 | -32 | -20 | -21.7 | -12.8 | -17.8 | -16.7 | -22.8 | -0.9 | -2.3 | -9.4 | -13.3 | -23.3 | -25.6 | -13.3 | -15 | -5 | -8.9 | -2.2 | -8.3 | -6.1 | -7.2 | 0 | -1.1 | -21.7 | -25.8 | -15.8 | -19.7 | -3.9 | -5.6 | 7.8 | -3 | 8.3 | 0.6 | -10 | -11.1 | 1.1 | 0 | 4.4 | -7.2 | 5.6 | -2.8 | 5 | -4.4 | -2.8 | -7.8 | -7.2 | -16.1 | 3.9 | 2.8 | -14.2 | -17.2 | -16.1 | -16.7 | -7.8 | -13.3 | 3.9 | -2.2 | -12 | -16 | -2.8 | -4.9 | -5 | -13.1 | -6.1 | -17.8 | -6.1 | -11.1 | 2 | 0 | -6.7 | -18.9 | 7.8 | 5.6 | -14.4 | -20 | -1.1 | -6.7 | 7.8 | 0.6 | 4.4 | -7.8 | 8.3 | 5.6 | 5.6 | -10 | 0.6 | -1.7 | 16.7 | 13.3 | 13.3 | 9.4 | 0 | -6.7 | 0.8 | -0.6 | -13.9 | -16.7 | 9.4 | 4.4 | -2.2 | -3.3 | -5 | -5 | -2.2 | -2.7 | -13.7 | -17.5 | -6.7 | -11.7
-19 | -21 | -14.4 | -16.7 | 4.4 | 2.2 | 12.2 | 1.7 | 2.4 | -5.1 | 18.9 | -3.9 | 6 | 3 | 15 | 9.4 | 16.1 | 4.4 | 11.7 | 10 | 9.4 | 1.1 | 11.7 | 10 | 7.4 | 1.2 | -6.7 | -9.4 | 16 | 16 | -1.1 | -15.6 | 21.1 | 18.9 | -2.2 | -10 | 6.7 | 2.2 | 5.6 | -0.6 | 20.6 | 17.8 | -21.7 | -25.9 | -2.2 | -5 | -17.2 | -25 | -2.8 | -10.6 | 5 | -4.4 | -7.8 | -21.1 | 11.1 | 9.6 | 16.7 | 15 | -1.7 | -10.6 | -25 | -32 | -21.7 | -21.9 | -13.9 | -18.9 | -16.1 | -23.3 | -1.1 | -2.8 | -9.4 | -13.3 | -23.9 | -26.1 | -12.8 | -14.4 | -4.6 | -8.9 | -1.8 | -6.9 | -5.4 | -7 | -0.6 | -1.6 | -21.7 | -25.8 | -15.9 | -19.8 | -3.9 | -5.6 | 7.2 | -5 | 7.8 | 0 | -7.2 | -9.4 | 0.9 | -0.2 | 2.8 | -7.2 | 5.6 | -3.9 | 4.4 | -4.4 | -3.3 | -7.8 | -7.2 | -16.7 | 3.9 | 2.8 | -14.4 | -17.8 | -15.6 | -18.3 | -7.2 | -13.3 | 1.7 | -2.8 | -12 | -15 | -3.3 | -5.6 | -5 | -13.9 | -6.7 | -17.8 | -6.7 | -11.1 | 2 | 0 | -7.2 | -19.4 | 7.8 | 5.6 | -15.6 | -20.6 | -1.7 | -6.7 | 8.3 | 0 | 3.3 | -8.3 | 7.6 | 5.3 | 3.9 | -14.4 | 0.4 | -1.5 | 16.7 | 13.3 | 12.2 | 8.9 | -1.1 | -6.7 | 0.6 | -1.1 | -14.4 | -17.8 | 9.4 | 4.4 | -1.7 | -2.8 | -8.1 | -9.3 | -2.8 | -3.3 | -14 | -18 | -7.8 | -11.7
-19 | -22 | -13.9 | -16.1 | 5.6 | 3.3 | 9.4 | 1.7 | 1.7 | -7.2 | 18.3 | -3.9 | 5 | 3 | 15 | 9.4 | 15 | 5 | 11.1 | 9.7 | 8.9 | 1.1 | 11.5 | 9.9 | 6.1 | 1.7 | -5 | -8.9 | 16 | 16 | -2.2 | -15.6 | 21.1 | 18.3 | -3.1 | -8.5 | 6.7 | 3.9 | 4.4 | -1.1 | 20.6 | 17.8 | -22.8 | -27.1 | -1.7 | -4.4 | -17.2 | -25 | -1.5 | -7.7 | 4.4 | -3.9 | -7.8 | -18.4 | 10.6 | 7.5 | 16.7 | 15 | -2.2 | -10.6 | -25 | -31 | -21.7 | -22 | -14.4 | -16.7 | -16.7 | -22.8 | -0.9 | -2 | -9.4 | -13.3 | -25.6 | -27.2 | -13.3 | -15 | -4.3 | -9.3 | -1.5 | -6.2 | -4.6 | -6.8 | -1.1 | -2.1 | -21.7 | -26.1 | -16.1 | -20.6 | -4.4 | -5.6 | 6.5 | -4.9 | 5.6 | 5 | -7.2 | -9.4 | 0.8 | -0.3 | 1.1 | -7.8 | 5.6 | -4.4 | 3.9 | -4.4 | -5 | -8.3 | -7.8 | -17.8 | 3.9 | 2.8 | -14.6 | -17.4 | -15 | -16.7 | -7.2 | -12.8 | 1.1 | -2.8 | -12 | -15 | -4.1 | -6 | -5 | -12.4 | -7.2 | -17.8 | -7.2 | -11.1 | 3 | 0 | -7.8 | -19.4 | 8.3 | 5.6 | -16.7 | -21.7 | -2.2 | -7.2 | 8.3 | 0 | 1.1 | -8.3 | 6.8 | 4.8 | 1.7 | -15.6 | 0.2 | -1.4 | 15.6 | 10.6 | 11.1 | 8.3 | -1.1 | -6.7 | 0.2 | -1.2 | -15 | -18.3 | 8.9 | 2.2 | -1.7 | -2.2 | -11.3 | -13.9 | -3 | -3.9 | -14.4 | -18.9 | -9.4 | -12.2
-18 | -21 | -13.9 | -16.1 | 4.4 | 1.7 | 7.2 | 2.2 | 1.3 | -5.4 | 16.1 | -1.7 | 6 | 4 | 13.9 | 6.7 | 15 | 5 | 10.6 | 9.7 | 6.1 | 3.3 | 11.2 | 9.8 | 5 | 1.3 | -6.1 | -10 | 16 | 15 | -2.8 | -16.1 | 20.6 | 18.9 | -4.1 | -8.1 | 6.7 | 4.4 | 4.4 | -1.1 | 19.4 | 16.7 | -23.9 | -28.9 | -1.7 | -4.4 | -17.2 | -25 | -0.2 | -5.7 | 3.9 | -3.9 | -7.8 | -17.6 | 10 | 5 | 16.7 | 15 | -2.2 | -10.6 | -25 | -30 | -21.7 | -22 | -16.7 | -18.9 | -16.7 | -22.2 | -0.8 | -1.5 | -10 | -13.9 | -27.8 | -30.6 | -13.3 | -15 | -3.9 | -10.6 | -1.1 | -6.1 | -3.9 | -7.2 | -1.7 | -2.8 | -21.7 | -25.8 | -16.1 | -20 | -5 | -6.1 | 5.7 | -5.8 | 5 | 5 | -6.7 | -8.3 | 0.6 | -0.6 | 1.1 | -7.8 | 3.3 | 0 | 2.8 | -4.4 | -5.6 | -8.9 | -8.3 | -17.8 | 3.9 | 2.8 | -14.8 | -17.3 | -16.1 | -18.3 | -6.7 | -12.2 | 0.6 | -3.3 | -12 | -14 | -4.8 | -6.8 | -5 | -12.2 | -7.8 | -18.3 | -7.2 | -10.6 | 3 | 0 | -8.3 | -18.9 | 7.8 | 2.2 | -17.8 | -22.2 | -2.8 | -7.2 | 8.3 | 0 | 1.1 | -8.3 | 6.1 | 4.4 | 2.2 | -13.9 | 0 | -1.7 | 14.4 | 12.8 | 10 | 8.3 | -1.1 | -6.7 | -0.2 | -1.6 | -15.6 | -18.9 | 8.3 | 2.2 | -2.8 | -3.3 | -14.4 | -18.9 | -3.1 | -4.2 | -15.5 | -19.6 | -7.8 | -12.8
-18 | -21 | -13.3 | -15.6 | 4.4 | 0.6 | 8.3 | 4.4 | 1 | -4.5 | 15.6 | -1.1 | 5 | 3 | 13.3 | 7.8 | 13.9 | 7.8 | 10 | 9.4 | 6.1 | 2.2 | 10.9 | 9.6 | 3.9 | 1.1 | -7.2 | -10.6 | 16 | 15 | -3.3 | -15.6 | 20 | 18.9 | -5 | -8.3 | 6.7 | 5 | 4.4 | -1.1 | 19.4 | 17.2 | -23.9 | -28.3 | -1.7 | -3.3 | -17.2 | -25 | 1.1 | -4.4 | 3.3 | -4.4 | -7.8 | -17.8 | 9.3 | 4.9 | 17.2 | 15 | -2.8 | -10.6 | -25 | -30 | -22.2 | -22.2 | -17.8 | -21.1 | -16.7 | -22.2 | -0.6 | -1.1 | -9.4 | -12.8 | -26.7 | -28.9 | -14.4 | -16.1 | -3.2 | -8.9 | -1.1 | -5 | -3.3 | -6.7 | -1.9 | -2.9 | -21.7 | -25.8 | -16.1 | -20 | -5.6 | -7.2 | 5 | -7.2 | 5 | 5 | -7.2 | -8.3 | 0.2 | -0.7 | -0.6 | -7.8 | 3.9 | -0.6 | 3.3 | -3.9 | -7.2 | -9.4 | -8.9 | -19.4 | 3.3 | 2.2 | -15 | -17.8 | -16.1 | -18.3 | -6.1 | -11.1 | 1.1 | -3.3 | -11 | -13 | -5.6 | -7.8 | -5 | -12.8 | -8.9 | -19.4 | -7.8 | -11.1 | 3 | 0 | -8.9 | -18.9 | 6.7 | 1.1 | -18.9 | -23.9 | -2.8 | -7.8 | 9.4 | -0.6 | 3.9 | -9.4 | 6.1 | 4.4 | 2.2 | -14.4 | -0.6 | -2.1 | 14.4 | 12.8 | 10.6 | 7.8 | -0.6 | -6.1 | -0.6 | -2.2 | -16.1 | -18.9 | 9.4 | 1.7 | -2.8 | -3.9 | -16.1 | -20.8 | -3.3 | -5 | -16.7 | -21.1 | -8.9 | -13.3
-18 | -21 | -13.9 | -15.6 | 3.3 | -0.6 | 8.3 | 4.4 | 0.6 | -4.4 | 16.1 | -2.2 | 5 | 3 | 12.2 | 9.4 | 14.4 | 8.3 | 10 | 9.4 | 5 | 1.1 | 10.7 | 9.5 | 2.8 | 0.6 | -6.7 | -10.6 | 16 | 15 | -3.9 | -15.6 | 21.1 | 20 | -5 | -7.9 | 6.1 | 5 | 2.8 | -1.1 | 18.9 | 17.2 | -23.9 | -28 | -1.7 | -3.3 | -17.2 | -24.4 | 1.1 | -3.5 | 2.2 | -4.4 | -8 | -15.7 | 8.5 | 4.7 | 17.2 | 15.6 | -3.3 | -10.6 | -25 | -30 | -22.2 | -22.3 | -16.7 | -19.4 | -16.7 | -21.7 | -0.6 | -1.1 | -8.9 | -12.8 | -27.2 | -29.4 | -15.6 | -16.1 | -2.4 | -8 | -1.1 | -4.5 | -2.8 | -6.6 | -2 | -3 | -21.7 | -26.1 | -16.1 | -20.6 | -5 | -6.7 | 4.1 | -6.5 | 4.4 | 4.4 | -6.7 | -7.8 | -0.2 | -0.8 | 0 | -7.2 | 5.6 | -1.7 | 2.8 | -3.9 | -6.7 | -8.9 | -9.4 | -19.4 | 3.3 | 2.2 | -15.4 | -19.2 | -15.6 | -18.3 | -6.1 | -10 | 1.1 | -3.3 | -8 | -11 | -6.3 | -8.3 | -5 | -11.8 | -10 | -19.4 | -7.8 | -11.7 | 2 | 0 | -9.4 | -18.9 | 5.6 | -1.1 | -18.3 | -22.8 | -3.3 | -8.3 | 11.7 | -0.6 | 2.8 | -9.4 | 6.1 | 4.4 | -1.7 | -13.3 | -1.1 | -2.9 | 13.3 | 12.8 | 8.3 | 6.7 | 0.6 | -5.6 | -1.3 | -3.1 | -17.2 | -20.6 | 8.9 | 1.7 | -3.3 | -3.9 | -17.7 | -23 | -3.7 | -5.5 | -17.8 | -22.8 | -8.3 | -13.9
-18 | -21 | -13.3 | -15.6 | 3.3 | -2.8 | 11.1 | 5 | 0.2 | -3.4 | 14.4 | -0.6 | 4 | 3 | 10.6 | 8.9 | 13.3 | 6.7 | 10 | 9.4 | 4.4 | 0.6 | 10.5 | 9.4 | 1.7 | -0.2 | -6.7 | -10.6 | 17 | 16 | -4.4 | -18.9 | 21.1 | 19.4 | -5 | -7.9 | 8.3 | 6.7 | 2.8 | -0.6 | 18.9 | 17.2 | -23.9 | -28.3 | -1.7 | -3.3 | -17.2 | -24.4 | 1.1 | -3.3 | 1.7 | -3.9 | -8.1 | -15 | 7.8 | 4.4 | 17.2 | 15.6 | -3.3 | -10.6 | -25 | -28 | -21.7 | -22.4 | -18.3 | -20.6 | -16.7 | -21.7 | -0.6 | -1.1 | -9.4 | -12.2 | -25.6 | -27.8 | -16.1 | -17.8 | -1.7 | -7.8 | -1.1 | -4.4 | -2.2 | -7.2 | -2.2 | -3.3 | -22.1 | -26.2 | -15.9 | -19.8 | -5 | -6.7 | 3.1 | -7.1 | 5 | 5 | -6.7 | -7.8 | -0.6 | -1.1 | -1.7 | -7.8 | 5 | -1.7 | 2.8 | -3.9 | -7.8 | -10 | -9.4 | -19.4 | 2.8 | 1.7 | -15.7 | -20.9 | -15 | -18.9 | -6.1 | -10 | 0.6 | -3.3 | -8 | -11 | -7.1 | -9.1 | -5 | -11.8 | -10.6 | -19.4 | -8.3 | -12.2 | 3 | 0 | -10 | -18.9 | 5 | -2.2 | -18.9 | -23.3 | -3.9 | -8.3 | 11.1 | 0 | 1.7 | -8.9 | 6.1 | 4.4 | -2.8 | -13.3 | -1.7 | -3.9 | 13.9 | 13.3 | 6.7 | 5.6 | 0.6 | -5 | -2.1 | -4.2 | -18.3 | -21.7 | 8.3 | 2.2 | -2.2 | -3.3 | -19.4 | -26.1 | -4 | -6.2 | -18.2 | -22.7 | -9.4 | -14.4
-18 | -21 | -13.3 | -15 | 2.8 | -3.9 | 10.6 | 6.7 | -0.2 | -3.2 | 13.3 | 0.6 | 4 | 2 | 10 | 8.3 | 13.9 | 6.1 | 10 | 9.4 | 3.3 | 0.6 | 10.4 | 9.2 | 0.5 | -1.2 | -7.2 | -11.7 | 16 | 15 | -4.4 | -17.2 | 21.1 | 20 | -5 | -8.3 | 7.2 | 6.1 | 1.7 | -0.6 | 18.9 | 16.7 | -24.6 | -28.5 | -1.7 | -3.9 | -16.7 | -23.9 | 1.1 | -3.3 | 1.1 | -3.9 | -8.3 | -15 | 7.4 | 4 | 17.8 | 16.1 | -3.9 | -11.1 | -25 | -28 | -21.7 | -22.4 | -18.9 | -21.7 | -16.7 | -21.1 | -0.6 | -1.1 | -9.4 | -12.2 | -26.7 | -29.4 | -17.2 | -18.9 | -2.4 | -7.6 | -2.6 | -5.4 | -3.5 | -7.2 | -2.8 | -3.7 | -22.4 | -26.5 | -15.8 | -19.7 | -4.4 | -6.1 | 2.2 | -8.3 | 4.4 | 4.4 | -6.7 | -7.8 | -0.8 | -1.2 | -1.7 | -8.3 | 4.4 | -1.7 | 2.8 | -3.9 | -7.8 | -10 | -9.4 | -19.4 | 2.8 | 1.1 | -16.1 | -23.9 | -15 | -18.9 | -5.6 | -9.4 | 1.7 | -3.3 | -8 | -12 | -7.8 | -10 | -5 | -12.8 | -10.6 | -20 | -8.3 | -12.2 | 2 | 0 | -10 | -19.4 | 4.4 | -3.3 | -18.9 | -23.3 | -5 | -8.3 | 13.9 | 3.3 | 1.1 | -8.9 | 6.3 | 4.5 | -6.1 | -13.9 | -2.2 | -4.3 | 13.9 | 13.3 | 6.1 | 5 | -1.1 | -5.6 | -2.8 | -5.6 | -18.9 | -22.8 | 7.2 | 3.9 | -1.7 | -2.8 | -20.7 | -26.4 | -4.4 | -7.2 | -18.5 | -23 | -8.3 | -13.3
-18 | -21 | -13.3 | -15 | 1.7 | -3.9 | 11.7 | 7.2 | -0.6 | -3.3 | 13.3 | 0 | 7 | 2 | 9.4 | 6.7 | 12.8 | 5 | 10.2 | 9.6 | 3.9 | 1.1 | 10.3 | 9.2 | -0.6 | -2.2 | -8.9 | -12.2 | 16 | 16 | -5.6 | -15 | 21.1 | 20 | -5.4 | -8.1 | 7.2 | 6.1 | 2.8 | -2.8 | 18.9 | 17.2 | -25.4 | -29.4 | -1.7 | -3.9 | -16.7 | -23.9 | -0.2 | -3.5 | 0 | -3.9 | -7.9 | -12.4 | 7.1 | 3.4 | 17.8 | 16.1 | -3.9 | -11.1 | -24 | -28 | -20.6 | -22.5 | -19.4 | -21.7 | -16.7 | -21.1 | -0.6 | -1 | -10 | -12.2 | -26.7 | -28.9 | -16.7 | -18.9 | -3.2 | -8.2 | -4.1 | -6.7 | -4.8 | -7.8 | -3.3 | -3.9 | -22.8 | -27.2 | -15.6 | -20 | -4.4 | -6.1 | 1.8 | -7.9 | 4.4 | 3.3 | -7.2 | -8.3 | -0.9 | -1 | -1.1 | -7.8 | 4.4 | -1.1 | 3.9 | -3.9 | -7.8 | -10 | -10 | -17.8 | 2.8 | 1.1 | -15.9 | -22.2 | -15.6 | -18.3 | -5.6 | -8.3 | 0.6 | -3.9 | -8 | -11 | -7.1 | -9.1 | -5.6 | -11.6 | -10.6 | -20 | -8.3 | -12.2 | 3 | 0 | -10.6 | -18.9 | 3.9 | -3.9 | -21.1 | -25.6 | -6.1 | -8.9 | 13.9 | 6.1 | 0.6 | -8.9 | 6.5 | 4.5 | -6.1 | -13.3 | -2.8 | -5.1 | 14.4 | 13.9 | 5.6 | 5 | 0 | -4.4 | -3.2 | -5.8 | -20 | -23.3 | 7.2 | 3.9 | -1.7 | -2.2 | -22 | -27.5 | -4.6 | -7 | -18.9 | -23.9 | -9.4 | -14.4
-18 | -20 | -13.3 | -15 | 1.1 | -5 | 11.7 | 3.9 | -2.1 | -5.2 | 15.6 | -2.2 | 7 | 2 | 7.8 | 6.1 | 12.2 | 6.1 | 10.4 | 9.8 | 2.8 | 0.6 | 10.1 | 9 | -0.4 | -4 | -7.8 | -12.2 | 15 | 15 | -5 | -15.6 | 21.1 | 20 | -5.7 | -8.3 | 6.1 | 5 | 2.2 | -6.7 | 18.9 | 16.7 | -26.1 | -30.6 | -1.7 | -3.9 | -16.7 | -23.3 | -1.5 | -4 | -1.7 | -4.4 | -7.6 | -10.7 | 6.7 | 2.8 | 17.8 | 16.7 | -3.9 | -11.1 | -24 | -27 | -21.1 | -22.8 | -19.4 | -22.2 | -16.7 | -20.6 | -0.6 | -0.7 | -9.4 | -12.2 | -26.7 | -28.9 | -17.2 | -18.9 | -3.9 | -9.4 | -5.6 | -8.3 | -6.1 | -8.9 | -3.9 | -4.4 | -22.8 | -26.8 | -15.8 | -19.9 | -4.4 | -6.1 | 1.5 | -8.6 | 3.3 | 2.2 | -8.3 | -9.4 | -1.1 | -1.1 | -1.1 | -7.8 | 3.3 | -1.1 | 2.8 | -3.9 | -8.9 | -12.8 | -10 | -19.4 | 2.8 | 0 | -15.8 | -21.4 | -16.7 | -20 | -5.6 | -7.8 | 0 | -3.9 | -8 | -11 | -6.3 | -8.3 | -6.1 | -11.2 | -11.1 | -20.6 | -8.3 | -12.2 | 2 | 0 | -10.6 | -18.9 | 3.9 | -4.4 | -21.1 | -26.1 | -5.6 | -8.9 | 13.3 | 7.8 | 0 | -8.9 | 6.7 | 4.4 | -5 | -12.8 | -3.3 | -6.1 | 13.3 | 12.8 | 6.1 | 5.6 | 0.6 | -5 | -3.5 | -6.3 | -20 | -23.9 | 7.8 | 2.8 | -1.1 | -2.2 | -23.3 | -28.9 | -4.8 | -7.2 | -18.5 | -23.4 | -10.6 | -14.4
-18 | -20 | -15 | -16.7 | 0 | -5 | 8.9 | 3.3 | -3.5 | -7.2 | 15 | -1.7 | 7 | 2 | 7.8 | 5.6 | 13.3 | 3.3 | 10.6 | 10 | 3.3 | 1.1 | 10 | 8.9 | -0.2 | -6.1 | -8.9 | -13.3 | 15 | 15 | -5.6 | -15.6 | 21.7 | 20.6 | -6.1 | -8.9 | 6.7 | 5.6 | 1.7 | -7.8 | 17.2 | 16.1 | -26.3 | -30.2 | -1.7 | -3.3 | -16.7 | -22.8 | -2.8 | -5 | -3.3 | -5.6 | -7.2 | -9.4 | 6.3 | 2.2 | 17.8 | 16.7 | -3.9 | -11.7 | -23 | -27 | -20.6 | -23.3 | -20 | -22.8 | -16.7 | -20.6 | -0.6 | -0.6 | -8.9 | -11.7 | -25 | -26.7 | -16.7 | -18.3 | -5.2 | -9.8 | -5.8 | -8.7 | -6.8 | -9.6 | -1.9 | -2.8 | -22.8 | -26.8 | -15.9 | -20.2 | -4.4 | -6.1 | 1.1 | -10.6 | 2.8 | 1.1 | -8.9 | -10 | -0.5 | -0.6 | -1.7 | -7.8 | 4.4 | -1.7 | 1.7 | -4.4 | -8.3 | -11.1 | -11.1 | -17.2 | 2.2 | -1.7 | -15.6 | -21.1 | -16.7 | -18.9 | -5.6 | -7.8 | 0 | -3.9 | -8 | -11 | -5.6 | -7.8 | -6.7 | -11.7 | -11.1 | -20 | -7.8 | -11.7 | 2 | 0 | -10.6 | -18.3 | 3.3 | -3.9 | -20.6 | -25.6 | -6.1 | -8.9 | 13.9 | 8.9 | -2.2 | -8.9 | 8.2 | 5.9 | -8.9 | -13.9 | -3.5 | -6.3 | 14.4 | 13.9 | 5 | 5 | -0.6 | -4.4 | -3.9 | -7.2 | -21.1 | -24.4 | 7.8 | 5.6 | -1.1 | -2.2 | -23.5 | -29 | -5 | -7.8 | -18.2 | -23.6 | -10 | -14.4
-20 | -21 | -17.2 | -18.3 | 1.7 | -4.4 | 7.8 | 2.8 | -5 | -10 | 16.1 | -2.8 | 7 | 3 | 8.3 | 6.7 | 14.4 | 3.3 | 10.6 | 10.2 | 3.9 | 1.7 | 11.1 | 9.6 | 0 | -10 | -7.8 | -12.2 | 16 | 16 | -4.4 | -15.6 | 20.6 | 18.9 | -2.6 | -7.5 | 8.9 | 7.8 | 1.1 | -7.2 | 18.9 | 16.1 | -26.5 | -30.1 | -1.7 | -2.8 | -16.1 | -23.3 | -3.3 | -4.9 | -3.3 | -5.6 | -7 | -9.3 | 6 | 1.7 | 18.3 | 16.7 | -3.9 | -11.7 | -23 | -27 | -19.4 | -22.8 | -17.8 | -20.6 | -16.1 | -18.9 | -0.4 | -0.4 | -8.3 | -11.7 | -22.8 | -24.4 | -16.1 | -18.3 | -6.5 | -11.1 | -5.9 | -9.4 | -7.6 | -11 | 0.2 | -1.2 | -22.8 | -27.2 | -16.1 | -21.1 | -3.9 | -6.1 | 2 | -9.3 | 2.8 | 0 | -8.9 | -10 | 0 | -0.4 | -1.1 | -7.2 | -2.2 | -3.3 | 5 | -3.3 | -7.8 | -10 | -10.6 | -18.3 | 1.7 | -2.8 | -14.3 | -19.4 | -16.1 | -17.2 | -5.6 | -7.8 | 1.1 | -3.3 | -7 | -10 | -4.8 | -6.7 | -5.6 | -10.7 | -11.1 | -19.4 | -7.8 | -12.8 | 2 | 0 | -10.6 | -18.3 | 3.3 | -4.4 | -21.1 | -26.1 | -6.7 | -8.9 | 14.4 | 10 | -3.3 | -8.3 | 9.6 | 7.1 | -5.6 | -12.8 | -3.7 | -6.7 | 14.4 | 13.3 | 5 | 5 | -1.1 | -5 | -3.5 | -6.9 | -22.2 | -25.6 | 9.4 | 6.1 | -1.7 | -2.2 | -23.7 | -29.8 | -5.2 | -7.6 | -17.8 | -24.4 | -9.4 | -14.4
-20 | -21 | -17.2 | -20 | 2.8 | -6.7 | 10.6 | 1.7 | -4.6 | -9.7 | 16.7 | -2.2 | 7 | 3 | 10 | 7.8 | 15.6 | 3.3 | 10.6 | 10.5 | 7.2 | 3.3 | 12.2 | 10 | 0.4 | -9.8 | -5.6 | -11.1 | 16 | 16 | -2.8 | -16.7 | 20.6 | 18.9 | 0.9 | -7.2 | 12.8 | 10.6 | 1.1 | -7.2 | 22.8 | 15.6 | -26.7 | -30.6 | -1.7 | -2.8 | -15 | -23.9 | -3.9 | -5.1 | -0.6 | -3.3 | -6.9 | -9.6 | 5.6 | 1.1 | 19.4 | 17.2 | -2.8 | -11.1 | -23 | -26 | -19.4 | -23.3 | -16.1 | -20 | -15 | -17.8 | -0.2 | -0.2 | -8.9 | -11.1 | -21.7 | -23.9 | -15.6 | -17.2 | -7.8 | -12.8 | -6.1 | -10.6 | -8.3 | -12.8 | 2.2 | 0 | -22.8 | -27 | -15.7 | -19.9 | -3.9 | -6.1 | 3 | -9.1 | 3.9 | -1.7 | -8.9 | -10 | 0.6 | 0 | 0.6 | -6.7 | -2.8 | -3.9 | 8.3 | -3.9 | -4.4 | -7.8 | -10 | -18.3 | 1.7 | -3.3 | -13 | -18.1 | -16.7 | -18.3 | -5 | -7.2 | 2.2 | -1.7 | -6 | -10 | -4.1 | -5.7 | -4.4 | -10.5 | -9.4 | -18.9 | -7.2 | -12.2 | 2 | -1 | -9.4 | -18.3 | 5 | -3.9 | -18.3 | -23.3 | -4.4 | -8.3 | 16.1 | 11.7 | -0.6 | -7.8 | 11.1 | 8.3 | 0 | -11.7 | -3.9 | -7.8 | 16.1 | 13.9 | 9.4 | 8.9 | -0.6 | -5 | -3.2 | -7 | -21.7 | -25.6 | 10 | 6.7 | -0.6 | -1.7 | -23.9 | -31.1 | -5.4 | -7.8 | -12.8 | -19.8 | -8.9 | -15
-19 | -21 | -17.8 | -19.4 | 4.4 | -7.2 | 12.2 | 1.1 | -4.3 | -10.4 | 18.9 | -2.2 | 8 | 4 | 11.1 | 6.7 | 19.4 | 2.8 | 10.6 | 10.6 | 8.3 | 3.9 | 13.3 | 10.6 | 0.7 | -11 | -2.2 | -10.6 | 17 | 17 | -1.7 | -17.2 | 21.1 | 18.3 | 4.4 | -9.4 | 15.6 | 11.7 | 2.2 | -8.9 | 25.6 | 15.6 | -24.8 | -28.7 | -1.1 | -2.8 | -12.8 | -22.2 | -4.4 | -5.6 | 1.7 | -2.2 | -6.7 | -10 | 5.8 | 0.9 | 23.3 | 17.8 | -2.2 | -11.1 | -22 | -25 | -16.7 | -22.2 | -11.7 | -19.4 | -13.3 | -16.7 | 0 | 0 | -9.4 | -11.7 | -18.3 | -20.6 | -14.4 | -16.1 | -7.4 | -12.3 | -5.7 | -10.1 | -7.4 | -12.4 | 4.6 | -0.5 | -22.8 | -27.1 | -15.4 | -19.5 | -2.2 | -5 | 3.9 | -10.6 | 5 | -2.8 | -7.2 | -8.9 | 1.1 | 0.7 | 3.9 | -6.7 | -2.2 | -5 | 10.6 | -3.9 | -1.1 | -7.8 | -9.4 | -19.4 | 1.7 | -4.4 | -11.7 | -17.8 | -16.7 | -20 | -3.9 | -7.2 | 4.4 | 0 | -6 | -9 | -3.3 | -5 | -3.3 | -11.1 | -7.8 | -18.3 | -6.7 | -11.7 | 2 | -1 | -8.3 | -18.9 | 6.7 | -3.9 | -14.4 | -20.6 | -2.8 | -8.3 | 16.7 | 12.2 | 5 | -6.7 | 13.5 | 8.8 | 3.3 | -11.1 | -3 | -6.7 | 17.8 | 14.4 | 14.4 | 11.7 | 2.2 | -3.9 | -2.8 | -7.8 | -21.1 | -26.1 | 10 | 7.8 | 0 | -1.1 | -23.3 | -30.2 | -5.6 | -8.3 | -7.8 | -15.9 | -5.6 | -13.3
-18 | -21 | -13.9 | -15 | 6.1 | -8.3 | 13.9 | 0.6 | -3.9 | -11.7 | 21.1 | -2.2 | 8 | 4 | 12.8 | 7.2 | 21.7 | 2.8 | 10.8 | 10.7 | 10 | 4.4 | 14.1 | 10.5 | 1.1 | -13.9 | 0 | -9.4 | 18 | 16 | 0.6 | -18.3 | 22.2 | 18.3 | 6.8 | -8.5 | 17.8 | 11.7 | 3.9 | -8.9 | 26.7 | 15.6 | -23 | -27.5 | -0.6 | -1.7 | -12.8 | -22.2 | -5.7 | -7.8 | 3.9 | -1.7 | -6.7 | -10.3 | 5.9 | 0.8 | 22.2 | 17.8 | -0.6 | -10.6 | -21 | -25 | -15 | -21.1 | -9.4 | -18.3 | -12.2 | -17.2 | 0.2 | 0.2 | -8.9 | -13.3 | -14.4 | -18.3 | -12.8 | -15 | -7.1 | -12.3 | -5.4 | -10.2 | -6.5 | -12.8 | 7 | -1.9 | -22.8 | -27.8 | -15 | -19.4 | -1.1 | -5 | 4.6 | -9.2 | 5.6 | -3.9 | -5 | -8.3 | 1.7 | 1.5 | 7.2 | -6.1 | 1.1 | -6.1 | 13.3 | -5 | 2.2 | -6.7 | -8.9 | -18.9 | 1.7 | -3.9 | -9.1 | -13.9 | -16.1 | -18.9 | -1.7 | -6.7 | 6.1 | 0 | -5 | -8 | -1.3 | -3.8 | -2.2 | -9.8 | -6.7 | -17.8 | -4.4 | -10.6 | 2 | -2 | -6.7 | -18.9 | 8.3 | -4.4 | -10.6 | -16.7 | -1.1 | -8.9 | 17.8 | 12.8 | 7.2 | -6.1 | 15.9 | 9.1 | 5 | -12.2 | -2 | -6 | 21.1 | 15.6 | 18.9 | 12.2 | 4.4 | -8.9 | -2.1 | -6.8 | -20.6 | -25.6 | 7.8 | 7.2 | 1.1 | -0.6 | -22.8 | -30.1 | -4.3 | -7.5 | -2.8 | -13.3 | -2.8 | -8.9
-18 | -20 | -12.2 | -13.9 | 6.1 | -10.6 | 15.6 | -0.6 | -2.8 | -9.5 | 22.8 | -2.2 | 8 | 4 | 13.9 | 7.2 | 23.3 | 1.1 | 10.9 | 10.5 | 10.6 | 3.9 | 14.8 | 10.6 | 1.1 | -13.8 | 1.7 | -10.6 | 18 | 16 | 2.8 | -17.2 | 24.4 | 17.2 | 9.3 | -9.1 | 19.4 | 10.6 | 5 | -9.4 | 27.2 | 15.6 | -21.1 | -26.7 | 0 | -1.1 | -11.1 | -21.1 | -7 | -10.6 | 7.2 | -0.6 | -6.7 | -10.9 | 6.1 | 0.6 | 23.9 | 17.8 | 0.6 | -10.6 | -20 | -24 | -12.8 | -20.6 | -8.3 | -16.7 | -11.1 | -16.7 | 0.4 | 0.4 | -8.3 | -13.9 | -12.2 | -17.8 | -11.1 | -13.9 | -6.7 | -13.3 | -5 | -11.1 | -5.6 | -14.4 | 9.4 | -5.6 | -21.9 | -26.7 | -15.4 | -18.9 | -0.6 | -4.4 | 5.4 | -8.5 | 6.1 | -3.9 | -2.8 | -7.8 | 2.2 | 2.2 | 8.9 | -6.7 | 1.7 | -2.2 | 14.4 | -6.7 | 2.2 | -7.8 | -7.2 | -20 | 2.2 | -4.4 | -6.5 | -10.9 | -15 | -19.4 | -1.7 | -6.7 | 7.2 | 0 | -4 | -7 | 0.8 | -2.9 | -1.1 | -9.2 | -5.6 | -17.8 | -4.4 | -12.2 | 2 | -2 | -4.4 | -19.4 | 9.4 | -4.4 | -8.9 | -15.6 | 0 | -8.3 | 18.3 | 12.8 | 10.6 | -5 | 18.3 | 8.9 | 7.2 | -12.2 | -1.1 | -6.1 | 22.8 | 16.1 | 21.1 | 12.8 | 5 | -2.2 | -1.3 | -6.2 | -19.4 | -25.6 | 8.9 | 8.3 | 1.1 | -0.6 | -22.2 | -30.6 | -3 | -7 | -0.6 | -11.8 | 2.2 | -8.9
-17 | -19 | -12.2 | -15 | 7.2 | -9.4 | 16.7 | -1.7 | -1.7 | -8.1 | 24.4 | -2.8 | 9 | 3 | 14.4 | 6.7 | 19.4 | 10 | 11.1 | 10.6 | 11.1 | 3.9 | 15.6 | 10.6 | 1.1 | -15 | 3.3 | -10 | 18 | 16 | 4.4 | -17.8 | 24.4 | 17.2 | 11.7 | -12.2 | 20 | 11.1 | 6.1 | -10.6 | 28.3 | 15.6 | -20.2 | -25.8 | 0 | -1.1 | -10.6 | -19.4 | -8.3 | -13.9 | 9.4 | -0.6 | -6.7 | -12.2 | 5.9 | 0 | 25 | 19.4 | 1.1 | -10.6 | -20 | -23 | -11.1 | -20 | -6.7 | -15.6 | -10.6 | -15.6 | 0.6 | 0.6 | -7.8 | -14.4 | -10.6 | -16.7 | -8.9 | -12.8 | -5.8 | -12.6 | -4.1 | -9.8 | -5 | -13.3 | 10.3 | -4.7 | -20.9 | -26.1 | -15.7 | -18.6 | 0 | -5 | 6.1 | -9.4 | 7.2 | -3.9 | -0.6 | -5.6 | 3.5 | 3.5 | 10.6 | -6.7 | 2.2 | -5.6 | 15.6 | -7.2 | 6.1 | -7.8 | -6.7 | -18.3 | 2.2 | -4.4 | -3.9 | -8.3 | -13.3 | -16.7 | -0.6 | -7.8 | 9.4 | 1.7 | -4 | -8 | 2.8 | -2.8 | 0 | -10 | -5 | -17.8 | -3.9 | -12.8 | 2 | -2 | -3.3 | -20 | 10.6 | -4.4 | -7.2 | -14.4 | 1.7 | -8.3 | 20.6 | 13.3 | 14.4 | -4.4 | 18.7 | 8.7 | 8.9 | -12.8 | -0.2 | -5 | 22.8 | 16.1 | 21.1 | 12.2 | 7.2 | -2.2 | -0.6 | -6.7 | -18.9 | -23.9 | 8.3 | 7.8 | 1.7 | -0.6 | -21.7 | -29.2 | -1.7 | -7.2 | 1.7 | -12.2 | 4.4 | -8.9
-16 | -19 | -12.2 | -15.6 | 7.2 | -10 | 16.7 | -3.3 | -0.6 | -7.8 | 24.4 | -2.2 | 8 | 3 | 14.4 | 6.1 | 18.9 | 8.9 | 11.7 | 10.8 | 13.3 | 3.3 | 16.3 | 10 | 1.1 | -18.9 | 3.9 | -9.4 | 18 | 17 | 6.1 | -17.2 | 26.1 | 17.2 | 12.8 | -9.7 | 20.6 | 11.1 | 6.7 | -11.1 | 26.7 | 15.6 | -19.2 | -25.5 | 0 | -1.1 | -9.4 | -18.3 | -8.5 | -14.2 | 10.6 | 0 | -6.7 | -12.3 | 5.8 | -0.2 | 24.4 | 19.4 | 1.7 | -11.1 | -19 | -22 | -10 | -18.9 | -5 | -14.4 | -11.1 | -17.2 | 0.6 | 0.6 | -5.6 | -14.4 | -9.4 | -15.6 | -7.8 | -11.7 | -4.8 | -12.9 | -3.1 | -9.4 | -4.5 | -13.3 | 11.3 | -4.6 | -20 | -26.1 | -16.1 | -18.9 | 1.1 | -4.4 | 7 | -6.6 | 7.8 | -3.9 | 2.2 | -5 | 4.8 | 4.8 | 10 | -7.2 | 2.2 | -2.8 | 17.2 | -7.2 | 8.3 | -8.3 | -6.7 | -17.2 | 1.7 | -5 | -3.3 | -8.3 | -13.3 | -17.2 | 0 | -7.8 | 12.2 | 3.3 | -3 | -6 | 3.3 | -2.3 | 0.6 | -8.4 | -3.3 | -17.2 | -2.8 | -13.9 | 2 | -2 | -1.7 | -18.9 | 9.4 | -4.4 | -6.1 | -12.8 | 5 | -6.7 | 19.4 | 12.8 | 17.2 | -5 | 19 | 8.7 | 10.6 | -12.2 | 0.8 | -4.6 | 22.2 | 16.1 | 22.2 | 11.7 | 7.2 | -1.1 | 0 | -6.3 | -18.9 | -22.8 | 8.3 | 7.8 | 1.1 | -0.6 | -21.1 | -28.6 | -0.6 | -6.1 | 3.9 | -14.4 | 4.4 | -8.9
-16 | -19 | -14.4 | -17.8 | 6.7 | -11.1 | 16.1 | -0.6 | -0.6 | -7.4 | 26.1 | -2.2 | 8 | 3 | 14.4 | 6.7 | 18.3 | 7.8 | 12.2 | 11 | 16.1 | 1.7 | 17.1 | 9.3 | 0.4 | -14.3 | 4.4 | -8.3 | 21 | 17 | 6.7 | -18.3 | 25.6 | 15 | 13.9 | -8.9 | 20 | 11.1 | 7.2 | -10.6 | 26.7 | 15.6 | -18.3 | -26.1 | 0.6 | -0.6 | -8.9 | -15.6 | -8.7 | -15.3 | 11.7 | 0 | -6.7 | -12.8 | 5.6 | -1.1 | 24.4 | 18.9 | 1.7 | -11.1 | -18 | -21 | -10.6 | -18.9 | -5 | -14.4 | -10.6 | -15 | 0.6 | 0.6 | -4.4 | -15 | -8.9 | -15.6 | -6.7 | -10.6 | -3.9 | -14.4 | -2.2 | -10 | -3.9 | -14.4 | 12.2 | -5.6 | -20.2 | -25.6 | -16.5 | -20 | 2.2 | -3.9 | 8 | -4.8 | 7.8 | -3.9 | 1.7 | -3.9 | 6.1 | 6.1 | 9.4 | -7.2 | 2.2 | -3.3 | 16.7 | -7.8 | 12.2 | -11.1 | -7.2 | -17.8 | 1.1 | -6.1 | -2.8 | -9.1 | -12.8 | -18.3 | 0.6 | -8.3 | 13.3 | 3.9 | -3 | -6 | 3.9 | -2 | 1.1 | -8.2 | -2.8 | -17.2 | -2.8 | -15 | 2 | -1 | -1.1 | -18.9 | 9.4 | -3.9 | -5 | -11.7 | 6.7 | -5.6 | 20 | 12.8 | 17.8 | -6.7 | 19.4 | 8.3 | 10.6 | -12.8 | 1.7 | -5 | 22.2 | 16.7 | 23.9 | 10 | 6.1 | -0.6 | 0.5 | -6.6 | -17.2 | -20.6 | 8.3 | 8.3 | 1.1 | -0.6 | -20.6 | -28.9 | 0.6 | -5.6 | 3.5 | -12.7 | 3.3 | -8.9
-17 | -20 | -13.9 | -17.8 | 6.1 | -10.6 | 15 | 0.6 | -0.6 | -8.3 | 25 | -1.7 | 9 | 3 | 13.9 | 5.6 | 17.8 | 6.1 | 12.8 | 11.1 | 14.4 | 3.3 | 17.8 | 8.3 | -0.4 | -12.9 | 5.6 | -8.3 | 17 | 16 | 7.2 | -16.7 | 25 | 13.9 | 15 | -8.9 | 20.6 | 11.7 | 6.1 | -11.7 | 25.6 | 16.1 | -18.5 | -25.4 | 0.6 | 0 | -8.9 | -14.4 | -8.9 | -17.2 | 13.3 | 0 | -6.7 | -14.4 | 5 | -1.1 | 23.9 | 17.8 | 1.1 | -11.1 | -18 | -22 | -11.7 | -18.9 | -5 | -14.4 | -10.6 | -16.1 | 0.6 | 0.6 | -6.7 | -14.4 | -8.9 | -15 | -6.7 | -10.6 | -3.9 | -13 | -1.8 | -9 | -4.1 | -13.2 | 10 | -2.6 | -20.4 | -25.6 | -16.8 | -21.2 | 1.7 | -4.4 | 8.9 | -3.9 | 7.2 | -3.9 | 1.7 | -3.3 | 7.2 | 7.2 | 8.9 | -7.2 | 2.2 | -2.8 | 17.2 | -8.3 | 11.1 | -14.4 | -7.2 | -15 | 1.1 | -6.7 | -2.2 | -11.1 | -13.3 | -19.4 | 0.6 | -8.3 | 13.9 | 3.3 | -2 | -6 | 4.4 | -2.2 | 1.7 | -8.9 | -2.8 | -17.2 | -3.3 | -15.6 | 2 | -1 | 0 | -17.8 | 10 | -4.4 | -5 | -11.1 | 7.2 | -6.1 | 18.9 | 12.8 | 18.3 | -6.7 | 18.1 | 9 | 11.1 | -12.2 | 1.9 | -4.1 | 22.8 | 16.7 | 24.4 | 10.6 | 6.1 | -2.2 | 1.1 | -8.3 | -16.7 | -19.4 | 8.9 | 8.9 | 0.6 | -1.1 | -21.3 | -28.4 | 1.7 | -6.1 | 3.2 | -12.9 | 3.3 | -8.9
-18 | -21 | -16.1 | -18.9 | 5 | -10.6 | 13.3 | 2.2 | -0.6 | -10 | 25.6 | -1.1 | 8 | 2 | 13.3 | 6.7 | 16.7 | 7.8 | 13 | 10.9 | 12.2 | 5 | 15.2 | 8.5 | -1.1 | -12.8 | 2.2 | -5 | 18 | 16 | 7.2 | -17.2 | 23.9 | 11.7 | 11.7 | -4.3 | 19.4 | 12.2 | 5.6 | -12.2 | 25 | 16.7 | -18.7 | -25.6 | 0 | -0.6 | -8.3 | -13.9 | -10.2 | -17.6 | 13.3 | -0.6 | -7.4 | -14.5 | 4.5 | -1.5 | 22.2 | 17.8 | 0 | -12.2 | -17 | -21 | -13.3 | -19.4 | -6.1 | -12.8 | -10.6 | -17.2 | 0.6 | 0.6 | -7.2 | -13.3 | -7.8 | -13.3 | -6.7 | -10 | -3.9 | -12.5 | -1.5 | -8.9 | -4.2 | -13.3 | 7.8 | -1.5 | -20.6 | -26.1 | -17.2 | -23.3 | 1.1 | -4.4 | 8.7 | -2 | 5.6 | -4.4 | 1.7 | -2.8 | 8.3 | 8.3 | 8.9 | -7.2 | -2.8 | -8.9 | 14.4 | -8.3 | 9.4 | -18.3 | -7.8 | -18.3 | 0.6 | -8.9 | -1.5 | -10 | -13.9 | -19.4 | -0.6 | -6.7 | 12.8 | 3.3 | -2 | -5 | 3.3 | -1.1 | 0.4 | -7.2 | -3.3 | -17.2 | -3.9 | -13.9 | 2 | -1 | 0.6 | -16.1 | 8.9 | -5.6 | -5 | -11.7 | 7.2 | -6.7 | 17.8 | 12.8 | 17.2 | -7.2 | 16.9 | 9.4 | 10.6 | -12.8 | 2 | -4 | 22.2 | 16.7 | 24.4 | 9.4 | 6.1 | -1.7 | -0.6 | -7.6 | -16.1 | -18.3 | 8.9 | 8.9 | 0.6 | -1.7 | -22.1 | -29 | 1.7 | -4.8 | 2.8 | -14.4 | 2.2 | -8.3
-18 | -20 | -15.6 | -17.2 | 2.2 | -10.6 | 8.9 | 2.2 | -2.8 | -9.7 | 23.9 | -1.1 | 7 | 3 | 12.8 | 6.1 | 17.2 | 4.4 | 13.1 | 10.3 | 11.1 | 5.6 | 12.6 | 7.9 | -1.8 | -11.5 | -0.6 | -7.2 | 18 | 16 | 5.6 | -12.8 | 22.2 | 11.7 | 8.3 | -2.6 | 17.8 | 12.8 | 3.9 | -12.2 | 23.3 | 16.1 | -18.9 | -26.7 | 0 | -0.6 | -8.3 | -12.8 | -11.5 | -18.6 | 11.7 | -0.6 | -8.2 | -15.5 | 3.9 | -2.2 | 21.7 | 18.3 | -0.6 | -11.7 | -17 | -20 | -13.3 | -19.4 | -7.2 | -12.2 | -10.6 | -16.7 | 0.6 | 0.6 | -7.8 | -13.3 | -7.8 | -12.8 | -6.7 | -10 | -3.9 | -13.3 | -1.1 | -10 | -4.4 | -14.4 | 5.6 | -1.1 | -21.7 | -26.4 | -17.9 | -22.7 | -1.1 | -5 | 8.5 | -0.9 | 5 | -4.4 | 0 | -2.8 | 9.4 | 9.4 | 7.2 | -6.7 | -7.2 | -10.6 | 11.7 | -7.2 | 9.4 | -17.8 | -8.3 | -17.8 | 0.6 | -9.4 | -0.7 | -9.8 | -13.9 | -18.3 | -1.7 | -6.7 | 10.6 | 3.3 | -2 | -5 | 2.2 | -0.5 | -0.9 | -7.1 | -3.9 | -16.1 | -5 | -12.8 | 2 | -1 | -0.6 | -14.4 | 7.8 | -6.7 | -5.6 | -11.1 | 6.7 | -6.7 | 17.8 | 13.3 | 13.3 | -6.1 | 15.6 | 9.4 | 8.3 | -12.8 | 2.2 | -4.4 | 21.1 | 16.1 | 20.6 | 14.4 | 3.3 | -2.2 | -2.2 | -8 | -16.1 | -17.8 | 8.9 | 8.3 | 0.6 | -1.7 | -22.8 | -30 | 1.7 | -4.6 | 2.1 | -13.4 | -1.7 | -8.9
-21 | -22 | -17.8 | -20 | 0.6 | -10.6 | 7.2 | 2.2 | -5 | -10.5 | 21.7 | 1.1 | 8 | 2 | 11.7 | 6.7 | 17.8 | 2.2 | 13.3 | 10 | 11.7 | 4.4 | 10 | 7.2 | -2.6 | -11.5 | -2.2 | -7.2 | 17 | 16 | 3.9 | -12.8 | 20.6 | 11.7 | 5 | -2.8 | 17.2 | 12.8 | 2.2 | -13.9 | 22.2 | 16.1 | -19.3 | -25.8 | 0 | -0.6 | -7.8 | -13.3 | -12.8 | -20.6 | 8.9 | -0.6 | -8.9 | -17.2 | 3.2 | -1.5 | 20.6 | 18.3 | -1.1 | -11.1 | -17 | -21 | -13.9 | -19.4 | -7.8 | -13.3 | -11.1 | -16.7 | 0.6 | 0.6 | -8.9 | -15 | -7.2 | -11.7 | -6.1 | -9.4 | -4.1 | -11.8 | -1.7 | -9.1 | -4.4 | -13.2 | 3.9 | -0.9 | -22.8 | -27.1 | -18.7 | -22.8 | -1.7 | -5 | 8.3 | 0 | 3.9 | -4.4 | -1.1 | -3.9 | 10.2 | 10.2 | 7.2 | -6.7 | -6.1 | -11.7 | 9.4 | -7.2 | 7.8 | -16.7 | -10 | -16.7 | 0 | -9.4 | 0 | -11.1 | -13.3 | -18.3 | -2.2 | -6.1 | 7.2 | 2.2 | -1 | -4 | 1.1 | 0 | -2.2 | -7.8 | -3.3 | -12.2 | -6.1 | -12.2 | 1 | -1 | -1.7 | -13.9 | 6.1 | -6.1 | -6.1 | -9.4 | 5 | -6.7 | 18.3 | 13.9 | 11.7 | -5 | 14.1 | 9.6 | 6.7 | -12.8 | 2.2 | -3.8 | 20.6 | 16.7 | 18.9 | 14.4 | 1.7 | -2.2 | -3.9 | -9.4 | -15.6 | -17.2 | 8.9 | 8.3 | 0.6 | -1.7 | -23.5 | -29.6 | 1.7 | -5 | 1.3 | -13.6 | -2.8 | -11.1
-22 | -22 | -20 | -22.2 | 0 | -10.6 | 9.4 | 3.9 | -7.2 | -12.2 | 18.9 | 2.8 | 7 | 2 | 11.1 | 6.1 | 17.8 | 4.4 | 12.9 | 9.9 | 11.7 | 4.4 | 9.1 | 6.6 | -3.3 | -12.8 | -2.2 | -7.2 | 17 | 15 | 1.1 | -8.9 | 18.3 | 12.2 | 3.7 | -2.2 | 16.7 | 12.8 | 1.1 | -14.4 | 22.2 | 16.7 | -19.6 | -25.5 | 0.6 | 0 | -7.8 | -12.8 | -13.7 | -20.1 | 7.8 | -1.7 | -8.9 | -16.5 | 2.4 | -1.5 | 20.6 | 17.8 | -1.1 | -10.6 | -17 | -21 | -15 | -18.3 | -8.3 | -12.8 | -11.1 | -16.7 | 0.6 | 0.6 | -8.3 | -13.9 | -7.8 | -11.7 | -6.1 | -8.9 | -4.2 | -11.1 | -2.2 | -9 | -4.4 | -13.2 | 2.3 | -1.2 | -23.9 | -28.3 | -19.4 | -23.3 | -2.8 | -5.6 | 8.5 | 0.2 | 3.3 | -4.4 | -2.2 | -3.9 | 10.9 | 10.9 | 6.7 | -6.7 | -7.2 | -10.6 | 8.9 | -7.2 | 8.3 | -13.9 | -11.1 | -18.9 | -0.6 | -7.8 | -0.2 | -7.3 | -13.3 | -17.8 | -2.2 | -6.1 | 6.1 | 2.2 | -1 | -4 | 1.3 | 0.1 | -2.8 | -7 | -4.4 | -11.7 | -6.7 | -12.2 | 1 | 0 | -1.7 | -12.2 | 5 | -5.6 | -6.1 | -8.9 | 3.9 | -5.6 | 18.3 | 13.9 | 9.4 | -4.4 | 12.6 | 9.6 | 6.7 | -12.2 | 2.2 | -3.8 | 19.4 | 16.1 | 17.2 | 14.4 | 1.1 | -2.8 | -2.6 | -8.2 | -11.7 | -17.2 | 8.3 | 7.8 | 0 | -1.7 | -24.3 | -30.2 | 2.4 | -4 | 0.6 | -16.1 | -3.3 | -10.6
-22 | -23 | -18.9 | -22.2 | -1.1 | -11.1 | 8.9 | 1.1 | -7.9 | -11.6 | 17.8 | 1.7 | 7 | 2 | 10.6 | 6.1 | 17.2 | 4.4 | 12.6 | 10 | 11.7 | 6.1 | 8.1 | 5.8 | -5.2 | -11.6 | -5 | -8.3 | 16 | 15 | -0.6 | -8.3 | 17.8 | 12.2 | 2.4 | -2.2 | 15.6 | 13.3 | 0 | -13.3 | 21.7 | 16.1 | -20 | -26.1 | 0.6 | 0 | -7.8 | -12.2 | -14.7 | -20.7 | 7.8 | -2.2 | -8.9 | -17 | 1.7 | -1.7 | 20.6 | 18.3 | -2.2 | -10.6 | -17 | -20 | -16.7 | -18.9 | -10.6 | -12.2 | -11.1 | -17.2 | 0.6 | 0.6 | -7.2 | -12.8 | -8.3 | -12.2 | -5 | -8.3 | -4.4 | -11.7 | -2.8 | -10 | -4.4 | -14.4 | 0.6 | -1.7 | -23.7 | -27.7 | -20.7 | -23.9 | -3.3 | -5.6 | 8.7 | 0.4 | 2.8 | -4.4 | -2.8 | -4.4 | 11.7 | 11.7 | 6.7 | -6.7 | -7.8 | -11.7 | 7.8 | -7.2 | 8.9 | -13.9 | -12.2 | -20.6 | -0.6 | -8.3 | -0.4 | -5.3 | -13.3 | -17.8 | -2.2 | -6.1 | 5.6 | 2.2 | -1 | -2 | 1.5 | 0.3 | -3.3 | -6.8 | -5 | -12.2 | -7.8 | -12.2 | 1 | 0 | -2.8 | -11.7 | 4.4 | -6.1 | -6.7 | -8.9 | 2.8 | -5 | 18.9 | 14.4 | 8.9 | -4.4 | 11.1 | 9.4 | 6.1 | -12.2 | 2.2 | -4.4 | 18.3 | 16.1 | 16.7 | 14.4 | 0 | -3.9 | -1.3 | -7.7 | -11.7 | -17.2 | 7.8 | 6.7 | 0.6 | -1.7 | -25 | -31.1 | 3.2 | -3.6 | 0.2 | -13.7 | -5.6 | -12.8
-19 | -21 | -18.9 | -21.1 | -1.7 | -11.1 | 8.3 | 1.7 | -8.7 | -11.8 | 17.2 | 2.8 | 7 | 2 | 8.9 | 5.6 | 16.1 | 5.6 | 12.2 | 10 | 11.7 | 6.7 | 7.2 | 5 | -7 | -11.9 | -4.4 | -8.3 | 16 | 16 | 0 | -7.8 | 17.2 | 11.7 | 1.1 | -2.8 | 14.4 | 12.8 | -1.1 | -13.3 | 21.1 | 16.1 | -19.4 | -24.6 | 0.6 | 0 | -8.3 | -11.1 | -15.6 | -21.7 | 7.8 | -2.2 | -8.9 | -18.3 | 1.9 | -1.8 | 20 | 17.8 | -2.2 | -10.6 | -17 | -20 | -16.1 | -19.2 | -11.7 | -13.3 | -10.6 | -16.7 | 0.6 | 0.6 | -6.7 | -12.8 | -8.3 | -11.7 | -5.6 | -8.3 | -4.6 | -10.8 | -2.8 | -8.7 | -4.2 | -12.8 | 0.2 | -1.8 | -23.5 | -27.5 | -22 | -24.8 | -3.9 | -5.6 | 8.9 | 0.6 | 2.2 | -3.9 | -3.9 | -4.4 | 9.5 | 9.4 | 6.7 | -6.7 | -8.3 | -11.1 | 7.2 | -6.7 | 7.8 | -15.6 | -13.3 | -21.1 | -0.6 | -9.4 | -0.6 | -3.9 | -13.3 | -17.2 | -2.8 | -6.1 | 4.4 | 1.7 | -1 | -3 | 1.7 | 0.6 | -3.9 | -7.2 | -5 | -12.2 | -7.8 | -12.2 | 1 | 0 | -3.3 | -10.6 | 3.9 | -6.7 | -6.1 | -8.9 | 3.9 | -5 | 18.9 | 14.4 | 7.2 | -5 | 10.7 | 9.3 | 5.6 | -11.7 | 2.4 | -3.5 | 18.3 | 16.1 | 15 | 14.4 | -1.1 | -4.4 | 0 | -8.3 | -12.2 | -17.2 | 8.3 | 7.2 | 0.6 | -1.7 | -25.6 | -30.6 | 3.9 | -3.9 | -0.2 | -13 | -4.4 | -13.3
-18 | -20 | -19.4 | -22.2 | -1.7 | -11.1 | 8.3 | 1.7 | -9.4 | -12.2 | 16.7 | 2.8 | 7 | 2 | 8.3 | 5.6 | 15 | 5.6 | 12.4 | 9.6 | 11.7 | 8.3 | 6.7 | 4.6 | -8.9 | -12.8 | -3.9 | -8.9 | 15 | 15 | 0.6 | -8.3 | 16.1 | 11.7 | 0.4 | -2.3 | 12.8 | 11.7 | -1.7 | -12.2 | 21.1 | 16.1 | -18.9 | -23.7 | 0.6 | 0 | -8.3 | -9.4 | -16.1 | -21 | 6.7 | -2.8 | -9.6 | -17 | 2 | -2.4 | 20 | 17.2 | -2.8 | -11.1 | -17 | -20 | -16.7 | -19.3 | -13.3 | -15 | -10.6 | -16.1 | 0.6 | 0.6 | -6.7 | -12.8 | -8.3 | -11.1 | -5.6 | -8.3 | -4.8 | -11.2 | -2.8 | -8.6 | -4.1 | -12.2 | -0.2 | -2.2 | -23.3 | -27.8 | -23.3 | -26.1 | -4.4 | -6.1 | 9.1 | 0 | 1.7 | -3.9 | -3.9 | -5 | 7.2 | 6.8 | 3.9 | -7.2 | -8.3 | -11.1 | 6.1 | -6.1 | 8.3 | -11.1 | -14.4 | -20.6 | -0.6 | -9.4 | -0.6 | -3 | -12.8 | -16.7 | -2.8 | -6.7 | 5 | 1.1 | -1 | -2 | 1.3 | 0.1 | -3.9 | -6.6 | -5 | -11.1 | -8.3 | -12.2 | 1 | -1 | -2.8 | -11.7 | 2.8 | -6.7 | -6.1 | -8.9 | 6.1 | -5.6 | 18.9 | 13.9 | 6.7 | -5 | 10.4 | 9.5 | 2.2 | -12.2 | 2.6 | -3.1 | 17.8 | 16.1 | 15 | 14.4 | 1.1 | -3.3 | 0.2 | -6.7 | -12.8 | -19.4 | 7.8 | 6.7 | 0.6 | -1.1 | -26.1 | -30.6 | 4.1 | -3.4 | -0.6 | -14.4 | -4.4 | -15
-20 | -21 | -17.8 | -20 | -3.9 | -10 | 8.3 | 2.2 | -9.8 | -12.3 | 15 | 3.3 | 7 | 2 | 7.8 | 5.6 | 13.9 | 8.9 | 12.6 | 9.3 | 11.1 | 8.9 | 5.8 | 3.8 | -9.1 | -11.7 | -5.6 | -9.4 | 16 | 16 | 0 | -6.7 | 16.7 | 11.1 | -0.4 | -2.3 | 12.8 | 12.2 | -2.2 | -12.2 | 21.1 | 16.1 | -18.3 | -23.3 | 3.9 | 2.2 | -8.3 | -9.4 | -16.7 | -21.1 | 3.9 | -3.3 | -10.4 | -17.1 | 2.2 | -3.3 | 20 | 17.2 | -2.8 | -11.7 | -17 | -20 | -18.3 | -19.4 | -12.2 | -14.4 | -10 | -15.6 | 0.6 | 0.6 | -6.7 | -12.2 | -7.8 | -10.6 | -5.6 | -7.8 | -5 | -12.2 | -2.8 | -8.9 | -3.9 | -12.8 | -0.6 | -2.8 | -23.9 | -28 | -23.3 | -26.9 | -3.9 | -6.1 | 9.2 | -0.8 | 1.7 | -3.3 | -5.6 | -6.1 | 5 | 4.4 | 2.2 | -7.2 | -7.2 | -10 | 7.2 | -6.7 | 7.2 | -14.4 | -14.4 | -20.6 | -0.6 | -8.9 | -0.6 | -2.5 | -11.7 | -16.7 | -2.8 | -6.7 | 4.4 | 0 | 0 | -1 | 1 | -0.1 | -3.9 | -6.5 | -4.4 | -10.6 | -8.3 | -11.7 | 1 | -1 | -3.3 | -8.9 | 1.7 | -6.7 | -6.1 | -8.9 | 5.6 | -5.6 | 18.9 | 14.4 | 5 | -5.6 | 10 | 9.4 | 4.4 | -12.2 | 2.8 | -3.3 | 17.8 | 16.1 | 15 | 14.4 | -1.7 | -4.4 | 0.4 | -6.3 | -13.3 | -18.9 | 7.8 | 7.2 | 0.6 | -1.1 | -26.7 | -31.1 | 4.2 | -3.8 | -1.3 | -13.1 | -5.6 | -17.2
-21 | -22 | -18.9 | -21.1 | -4.4 | -8.9 | 7.8 | 2.2 | -10.2 | -12.7 | 15 | 1.7 | 7 | 2 | 8.3 | 5.6 | 13.9 | 6.7 | 12.8 | 8.9 | 11.1 | 8.9 | 4.9 | 3 | -9.2 | -11.3 | -5 | -9.4 | 16 | 16 | -0.6 | -5 | 15 | 11.1 | -1.1 | -2.8 | 12.8 | 12.2 | -2.8 | -12.2 | 21.1 | 16.1 | -18.3 | -22.8 | 2.8 | 1.1 | -7.8 | -8.9 | -17.2 | -21.7 | 1.7 | -3.9 | -11.1 | -17.8 | 1.7 | -3.3 | 20.6 | 17.2 | -3.3 | -11.7 | -18 | -21 | -18.9 | -19.6 | -13.3 | -15.6 | -10 | -13.9 | 0.6 | 0.6 | -6.7 | -12.2 | -7.8 | -10 | -5.6 | -7.2 | -5 | -11.2 | -2.2 | -7.4 | -3.9 | -11.2 | -0.8 | -2.5 | -24.4 | -28.8 | -23.3 | -28.1 | -5 | -7.2 | 9.4 | -1.7 | 1.1 | -3.9 | -6.1 | -6.7 | 4.3 | 3.6 | 1.7 | -8.3 | -7.2 | -11.7 | 7.8 | -6.7 | 6.7 | -11.7 | -15 | -21.1 | -0.6 | -8.3 | -0.6 | -2.2 | -11.1 | -16.1 | -3.3 | -6.7 | 3.9 | 0 | 1 | 0 | 0.6 | -0.6 | -3.9 | -6.7 | -4.4 | -10.6 | -8.3 | -11.1 | 0 | -1 | -3.9 | -10 | 1.1 | -7.2 | -6.1 | -8.3 | 5.6 | -5.6 | 19.4 | 14.4 | 4.4 | -3.9 | 10 | 9.4 | 2.8 | -13.3 | 2.4 | -1.7 | 17.8 | 16.7 | 15 | 14.4 | -2.8 | -5 | 0.6 | -6.7 | -12.8 | -18.9 | 7.8 | 6.7 | 1.7 | 0 | -27.2 | -30.7 | 4.4 | -4.4 | -2.1 | -13.2 | -7.2 | -15
-20 | -22 | -23.3 | -26.1 | -3.9 | -10 | 7.8 | 1.7 | -10.6 | -13.3 | 14.4 | 1.1 | 7 | 2 | 7.8 | 5 | 13.3 | 6.1 | 11.9 | 9.1 | 11.1 | 8.3 | 4.3 | 2.6 | -9.4 | -11.1 | -5.6 | -10 | 16 | 16 | -0.6 | -5 | 14.4 | 11.1 | -1.7 | -3.5 | 12.2 | 11.7 | -3.3 | -11.1 | 21.1 | 16.1 | -18.3 | -22.8 | 0 | 0 | -7.2 | -8.3 | -17.4 | -21.4 | 2.2 | -3.9 | -10 | -16.2 | 1.1 | -3.8 | 20 | 17.2 | -3.9 | -11.7 | -18 | -21 | -19.4 | -19.8 | -15 | -17.2 | -10 | -12.2 | 0.6 | 0.6 | -6.7 | -11.7 | -7.2 | -9.4 | -5 | -7.8 | -5 | -11 | -1.7 | -6.8 | -3.9 | -10.4 | -0.9 | -2.2 | -25 | -30 | -23.3 | -30 | -6.1 | -7.2 | 9.6 | -1.5 | 0.6 | -3.3 | -5.6 | -6.7 | 3.5 | 2.5 | 1.7 | -8.3 | -9.4 | -12.8 | 6.7 | -6.1 | 6.7 | -9.4 | -15 | -23.3 | -0.6 | -8.3 | -0.4 | -1.8 | -10.6 | -15.6 | -3.9 | -6.7 | 3.9 | 0.6 | 1 | 0 | 0 | -1.1 | -4.5 | -6.7 | -3.9 | -8.3 | -8.9 | -11.1 | 0 | -2 | -3.3 | -9.4 | 1.1 | -7.2 | -5.6 | -8.3 | 5 | -5.6 | 20 | 14.4 | 4.4 | -2.8 | 10 | 9.4 | -1.1 | -13.3 | 2.1 | -0.7 | 18.3 | 17.2 | 15 | 14.4 | -1.1 | -4.4 | 0.8 | -5.4 | -15 | -19.4 | 8.3 | 6.7 | 1.7 | -0.6 | -27.8 | -30.8 | 4.6 | -3.7 | -2.8 | -15 | -9.4 | -15.6
-20 | -22 | -24.4 | -27.8 | -5 | -9.4 | 7.8 | 1.1 | -10.2 | -12.7 | 12.8 | 1.7 | 7 | 2 | 7.2 | 5 | 11.1 | 6.1 | 10.9 | 9.4 | 10.6 | 8.9 | 3.7 | 1.8 | -8.3 | -11.7 | -5.6 | -10.6 | 15 | 15 | -1.1 | -5.6 | 13.3 | 10 | -2.2 | -4.3 | 12.2 | 11.7 | -2.8 | -11.1 | 20.6 | 16.1 | -18.3 | -23.3 | 0 | -0.6 | -7.2 | -7.8 | -17.6 | -21.9 | 2.8 | -3.9 | -8.9 | -15.5 | 0.6 | -5 | 19.4 | 16.7 | -4.4 | -12.2 | -18 | -21 | -19.4 | -19.9 | -16.1 | -18.3 | -10 | -11.7 | 0.6 | 0.6 | -6.1 | -11.1 | -7.2 | -8.9 | -4.4 | -6.7 | -5 | -11.7 | -1.1 | -6.7 | -3.9 | -10.6 | -1.1 | -2.2 | -24.4 | -28.8 | -23.9 | -29.1 | -6.7 | -7.8 | 9.8 | -1.4 | 0 | -3.3 | -6.1 | -7.2 | 2.8 | 1.7 | 0.6 | -8.3 | -10.6 | -13.3 | 5 | -6.1 | 6.1 | -9.4 | -15.6 | -22.2 | -0.6 | -7.2 | -0.2 | -1.6 | -11.1 | -12.8 | -3.9 | -6.7 | 3.9 | 0.6 | 1 | 0 | -0.5 | -1.9 | -5 | -6.7 | -3.3 | -7.8 | -8.9 | -10.6 | 0 | -2 | -2.8 | -9.4 | 0.6 | -7.2 | -5.6 | -8.3 | 5 | -5.6 | 20 | 14.4 | 3.9 | -2.8 | 10 | 9.4 | -1.7 | -12.8 | 1.7 | 0 | 18.3 | 17.2 | 14.4 | 13.9 | -1.7 | -4.4 | 0.9 | -5.1 | -16.1 | -18.9 | 8.9 | 7.2 | 1.7 | 0 | -28.3 | -31.1 | 4.8 | -3.5 | -1.9 | -13.3 | -7.8 | -18.9
-20 | -21 | -21.1 | -23.9 | -5 | -9.4 | 8.3 | 1.1 | -9.8 | -12.3 | 13.9 | 0 | 7 | 2 | 6.7 | 5 | 11.1 | 6.1 | 10 | 9.4 | 10.6 | 8.9 | 3.3 | 0.8 | -7.2 | -13.1 | -6.1 | -10.6 | 16 | 16 | -2.8 | -5.6 | 12.8 | 8.9 | -2.8 | -5.6 | 11.1 | 11.1 | -2.8 | -12.2 | 20.6 | 16.7 | -18.9 | -23.2 | 1.1 | 0 | -7.2 | -7.8 | -17.8 | -22.8 | 2.2 | -4.4 | -7.8 | -15.6 | 0.2 | -4.3 | 18.9 | 16.7 | -4.4 | -12.8 | -17 | -20 | -19.4 | -20 | -15.6 | -17.8 | -9.4 | -11.1 | 0.6 | 0.6 | -5.6 | -10 | -6.7 | -8.3 | -5 | -6.7 | -5 | -10.3 | -0.5 | -5.4 | -3.5 | -9.2 | -1.1 | -2.4 | -23.9 | -28 | -24.4 | -28.6 | -7.8 | -8.3 | 10 | -1.7 | -1.7 | -3.9 | -5 | -6.1 | 1.1 | -0.3 | -1.7 | -8.3 | -10.6 | -13.3 | 5 | -6.7 | 5.6 | -8.3 | -16.1 | -24.4 | -0.6 | -7.8 | 0 | -1.7 | -11.1 | -12.8 | -3.3 | -6.7 | 3.3 | 0 | 1 | 0 | -1.1 | -2.8 | -5.6 | -7.2 | -3.3 | -7.2 | -8.9 | -10.6 | 0 | -2 | -2.2 | -8.3 | -0.6 | -7.2 | -5.6 | -7.8 | 3.9 | -5.6 | 18.9 | 15 | 4.4 | -2.8 | 9.8 | 9.2 | -1.7 | -12.8 | 0.8 | -0.4 | 18.3 | 17.2 | 14.4 | 13.9 | -1.1 | -4.4 | 1.1 | -5.6 | -15.6 | -19.4 | 8.9 | 7.2 | 1.1 | -0.6 | -28.5 | -31 | 5 | -3.9 | -0.9 | -13.3 | -9.4 | -16.7
-19 | -20 | -22.2 | -25.6 | -5.6 | -9.4 | 8.3 | 2.2 | -9.4 | -12.2 | 12.8 | 0.6 | 7 | 2 | 5.6 | 3.9 | 11.1 | 5.6 | 10.4 | 9.7 | 10.6 | 8.9 | 3.1 | 0.8 | -6.1 | -16.1 | -6.7 | -11.1 | 16 | 16 | -1.7 | -4.4 | 13.9 | 10 | -3.2 | -5.7 | 10 | 10 | -3.3 | -12.2 | 20.6 | 16.7 | -19.4 | -23.5 | 0.6 | 0 | -7.2 | -7.8 | -17.8 | -22.4 | 1.7 | -5 | -7.2 | -13.3 | -0.2 | -4.5 | 18.3 | 16.1 | -5 | -12.8 | -17 | -20 | -20 | -20.2 | -15.6 | -17.8 | -8.9 | -10.6 | 0.8 | 0.8 | -5.6 | -10 | -6.7 | -7.8 | -5 | -6.7 | -5 | -9.9 | 0 | -4.8 | -3.2 | -8.7 | -1.1 | -2.8 | -23.3 | -27.8 | -25 | -28.9 | -7.2 | -7.8 | 9.6 | -1.8 | 1.7 | -3.3 | -5.6 | -6.7 | -0.5 | -2.2 | -1.1 | -8.3 | -10 | -12.8 | 4.4 | -7.2 | 5 | -6.7 | -16.7 | -22.8 | -0.6 | -7.2 | 0.4 | -1.2 | -10.6 | -12.8 | -3.3 | -6.7 | 2.8 | -1.1 | 1 | 0 | -1.3 | -2.8 | -5.6 | -7.1 | -2.8 | -6.7 | -8.9 | -10.6 | 0 | -2 | -1.1 | -8.3 | -0.6 | -7.2 | -5.6 | -7.8 | 2.8 | -5.6 | 18.3 | 15 | 4.4 | -2.8 | 9.6 | 9 | -3.9 | -13.3 | -0.2 | -0.9 | 18.3 | 17.2 | 15 | 13.9 | -1.1 | -4.4 | 0 | -4.9 | -16.7 | -18.9 | 9.4 | 7.2 | 1.1 | -0.6 | -28.7 | -31.2 | 5 | -3.1 | 0 | -15 | -11.1 | -15.6
-18 | -20 | -21.7 | -24.4 | -3.3 | -10.6 | 7.8 | 3.3 | -7.7 | -10 | 13.3 | 0.6 | 7 | 3 | 5 | 3.3 | 11.1 | 5 | 10.7 | 9.8 | 10 | 8.3 | 2.4 | 0 | -6.1 | -14.6 | -6.1 | -11.1 | 16 | 16 | -1.7 | -4.4 | 13.3 | 8.3 | -3.5 | -6 | 10 | 10 | -3.9 | -12.2 | 20 | 16.7 | -20 | -24.4 | 0.6 | 0 | -6.7 | -7.8 | -17.8 | -22.6 | 1.7 | -5.6 | -6.7 | -12.3 | -0.6 | -5 | 18.3 | 16.1 | -4.4 | -12.2 | -18 | -21 | -18.9 | -20.6 | -16.1 | -17.8 | -8.9 | -10.6 | 0.9 | 0.9 | -5.6 | -9.4 | -6.7 | -7.8 | -5 | -6.7 | -5 | -10 | 0.6 | -5 | -2.8 | -8.9 | -1.1 | -3.3 | -23.7 | -27.4 | -26.7 | -31 | -7.2 | -7.8 | 9.3 | -2 | 1.7 | -3.9 | -6.1 | -7.8 | -2.2 | -4.4 | -1.1 | -7.2 | -10 | -13.3 | 5 | -7.8 | 4.4 | -7.2 | -17.2 | -23.9 | 0 | -6.7 | 0.7 | -1.2 | -10.6 | -12.2 | -3.9 | -6.1 | 4.4 | -0.6 | 1 | 1 | -1.5 | -3 | -5.6 | -7.1 | -2.8 | -6.1 | -8.9 | -10 | 0 | -2 | 0.6 | -8.3 | -0.6 | -7.2 | -5.6 | -7.2 | 2.8 | -5 | 18.9 | 15 | 3.9 | -2.8 | 9.4 | 8.9 | -2.8 | -12.8 | -1.1 | -1.7 | 18.9 | 17.2 | 15 | 13.9 | -1.1 | -4.4 | -1.1 | -5.2 | -19.4 | -21.1 | 8.9 | 7.2 | 1.1 | -0.6 | -28.9 | -31.7 | 5 | -3.1 | 0 | -13.2 | -10.6 | -16.7
-18 | -20 | -23.3 | -26.7 | -2.8 | -11.7 | 7.8 | 3.9 | -6.1 | -8.2 | 12.8 | 1.1 | 7 | 2 | 4.4 | 3.3 | 10.6 | 3.9 | 11.1 | 10 | 10 | 8.3 | 2.2 | -0.6 | -6.1 | -13.9 | -7.8 | -11.7 | 17 | 17 | -2.2 | -3.9 | 12.8 | 8.3 | -3.9 | -6.7 | 10 | 10 | -3.9 | -12.2 | 17.8 | 15.6 | -19.1 | -23.1 | 1.1 | 0 | -7.2 | -9.4 | -17.8 | -23.3 | 0.6 | -5.6 | -6.1 | -11.7 | -0.2 | -4.6 | 18.3 | 16.1 | -3.9 | -12.2 | -18 | -21 | -18.3 | -20.6 | -16.7 | -18.9 | -8.3 | -10 | 1.1 | 1.1 | -5 | -8.9 | -6.1 | -7.2 | -4.4 | -6.7 | -2 | -6.7 | 1 | -3.6 | -1.5 | -7.5 | 1.3 | -2 | -24 | -27.3 | -28.3 | -33.5 | -7.2 | -7.8 | 8.9 | -2.8 | 1.1 | -3.9 | -5.6 | -6.7 | -3.5 | -5.8 | 0 | -7.2 | -8.9 | -11.7 | 2.2 | -7.8 | 3.3 | -6.7 | -17.2 | -23.3 | 0.6 | -6.1 | 1.1 | -1.1 | -10 | -11.7 | -3.9 | -6.1 | 3.3 | -0.6 | 1 | 1 | -1.7 | -3.3 | -5.6 | -7.2 | -2.2 | -6.1 | -8.9 | -10 | 0 | -2 | 1.7 | -7.2 | -0.6 | -7.2 | -5.6 | -7.2 | -1.1 | -5 | 15.6 | 13.3 | 1.7 | -2.8 | 11.1 | 10.4 | -3.9 | -12.8 | -0.7 | -1.4 | 18.3 | 17.2 | 15 | 13.9 | -1.7 | -5 | -2.2 | -6.1 | -19.4 | -21.1 | 8.9 | 7.2 | 1.1 | -1.1 | -28.3 | -30.9 | 5 | -3.3 | 0 | -13.2 | -10 | -17.8
-20 | -22 | -23.3 | -26.7 | -1.1 | -10.6 | 7.8 | 5.6 | -4.4 | -6.7 | 12.8 | 1.1 | 7 | 2 | 5.6 | 4.4 | 11.1 | 4.4 | 11.3 | 10.2 | 10 | 7.8 | 5.9 | 1 | -6.1 | -14.4 | -6.7 | -11.7 | 17 | 17 | -1.1 | -3.9 | 12.2 | 8.3 | 0.2 | -2.8 | 10 | 10 | -3.9 | -12.2 | 20.6 | 16.7 | -18.1 | -22 | 1.7 | 0 | -7.8 | -11.1 | -17.4 | -22.7 | 0 | -6.1 | -4.8 | -9.9 | 0.2 | -4.6 | 18.9 | 16.7 | -3.9 | -11.7 | -19 | -22 | -16.7 | -18.3 | -15.6 | -18.9 | -8.3 | -9.4 | 1.5 | 1.5 | -5 | -8.3 | -6.1 | -6.1 | -4.4 | -6.1 | 0.9 | -4.2 | 1.3 | -3 | -0.2 | -6.8 | 3.7 | -1.5 | -24.4 | -27.8 | -30 | -36.7 | -7.8 | -8.9 | 9.8 | -2.2 | 1.7 | -3.3 | -6.1 | -7.2 | -4.8 | -7.4 | 2.2 | -6.1 | -7.8 | -11.1 | 3.9 | -7.8 | 3.9 | -6.1 | -17.2 | -23.9 | 1.1 | -5 | 1.1 | -0.9 | -10 | -11.7 | -3.3 | -5.6 | 3.3 | -1.1 | 1 | 1 | -1.3 | -2.4 | -4.7 | -6.6 | -2.2 | -5.6 | -8.3 | -9.4 | 0 | -1 | 2.2 | -5 | 0 | -6.7 | -5.6 | -7.2 | -1.7 | -4.4 | 12.8 | 10.6 | 1.1 | -3.3 | 12.7 | 11.8 | -1.7 | -11.7 | -0.4 | -1.5 | 17.2 | 16.7 | 15.6 | 13.9 | -1.1 | -4.4 | -0.4 | -4.3 | -20 | -21.7 | 8.3 | 7.2 | 1.1 | -1.1 | -27.8 | -30.7 | 4.8 | -2.4 | 0 | -15 | -10 | -18.3
-21 | -22 | -23.9 | -27.2 | 1.7 | -10 | 8.3 | 8.3 | -2.6 | -5.2 | 15 | 0.6 | 7 | 2 | 6.7 | 5.6 | 13.9 | 4.4 | 11.5 | 10.4 | 10.6 | 7.8 | 9.6 | 2.2 | -4.1 | -13.9 | -3.3 | -10.6 | 17 | 17 | 4.4 | -1.1 | 13.9 | 6.7 | 4.2 | 0 | 11.1 | 11.1 | -2.2 | -12.2 | 23.3 | 17.2 | -17.2 | -21.7 | 1.1 | 0.6 | -8.9 | -11.7 | -17.1 | -22.8 | 3.3 | -5 | -3.5 | -9 | 0.6 | -5.6 | 20 | 17.2 | -2.8 | -12.2 | -18 | -21 | -15.6 | -17.2 | -13.3 | -16.7 | -7.8 | -9.4 | 1.8 | 1.8 | -4.4 | -7.8 | -5.6 | -6.1 | -4.4 | -6.1 | 3.9 | -2.2 | 1.7 | -2.8 | 1.1 | -7.2 | 6.1 | -1.1 | -23.5 | -26.8 | -27.6 | -33.2 | -5.6 | -7.2 | 10.8 | -2 | 3.3 | -2.8 | -6.7 | -7.8 | -6.1 | -9.4 | 1.1 | -1.7 | -5 | -11.1 | 10 | -8.3 | 5 | -5.6 | -16.7 | -23.9 | 1.7 | -4.4 | 1.1 | -0.6 | -9.4 | -11.1 | 0 | -3.3 | 6.1 | 0 | 1 | 1 | -1 | -1.9 | -3.7 | -6.2 | -1.7 | -5 | -8.3 | -9.4 | 0 | -1 | 4.4 | 0 | 1.7 | -5.6 | -6.7 | -8.9 | 2.8 | -2.8 | 11.1 | 8.9 | 3.9 | -2.8 | 14.4 | 13.3 | 2.2 | -10.6 | 0 | -1.7 | 18.3 | 16.7 | 16.1 | 14.4 | -0.6 | -3.3 | 1.5 | -3.3 | -15 | -17.2 | 8.3 | 7.2 | 1.1 | -1.1 | -27.2 | -30.6 | 4.6 | -1.8 | 2 | -13 | -6.7 | -15.6
-20 | -21 | -22.8 | -25 | 3.9 | -10 | 8.3 | 8.3 | -0.7 | -4.1 | 17.2 | 0 | 7 | 2 | 9.4 | 6.7 | 16.1 | 7.8 | 11.7 | 10.6 | 11.7 | 8.3 | 13.3 | 2.8 | -2 | -14.6 | 0 | -9.4 | 17 | 16 | 10 | 0.6 | 15.6 | 8.3 | 8.3 | 3.3 | 12.2 | 12.2 | 0 | -12.2 | 25.6 | 17.2 | -14.6 | -18.6 | 4.4 | 1.1 | -8.3 | -12.8 | -16.7 | -23.3 | 7.2 | -4.4 | -2.2 | -8.9 | 2.1 | -4.3 | 21.1 | 17.8 | -1.7 | -11.7 | -18 | -22 | -13.3 | -16.7 | -10.6 | -14.4 | -7.2 | -9.4 | 2.2 | 2.2 | -3.3 | -7.8 | -4.4 | -5.6 | -2.8 | -5.6 | 6.7 | -1.1 | 4.7 | -1.2 | 5 | -4.3 | 8.9 | 0.1 | -22.6 | -26.4 | -25.2 | -30.2 | -3.9 | -6.7 | 11.7 | -2.2 | 5.6 | -2.8 | -3.3 | -5 | -5.9 | -9.2 | 0 | -0.6 | -2.8 | -10 | 12.2 | -9.4 | 7.8 | -5 | -16.1 | -26.1 | 2.2 | -3.9 | 1.1 | -0.6 | -9.4 | -10.6 | 3.3 | -2.2 | 10 | 0.6 | 2 | 1 | -0.6 | -1.1 | -2.8 | -6.1 | -1.1 | -3.9 | -7.2 | -8.9 | 0 | -1 | 8.3 | -0.6 | 4.4 | -5.6 | -5.6 | -7.8 | 5 | -1.7 | 10.6 | 7.8 | 6.1 | -2.8 | 17.2 | 13.8 | 5.6 | -10 | 0.7 | -1.3 | 20.6 | 17.2 | 17.2 | 14.4 | 1.7 | -1.7 | 3.3 | -2.8 | -12.8 | -17.2 | 7.8 | 7.2 | 2.2 | -0.6 | -25.7 | -29.3 | 4.4 | -1.7 | 4.1 | -13.1 | -5 | -14.4
-18 | -20 | -19.4 | -21.7 | 6.7 | -8.9 | 8.9 | 8.9 | 1.1 | -3.9 | 18.9 | 1.7 | 7 | 3 | 11.7 | 6.7 | 17.2 | 8.9 | 12.2 | 11.3 | 13.9 | 8.9 | 15 | 4.4 | 0 | -18.9 | 1.1 | -8.9 | 16 | 16 | 13.9 | 0 | 17.2 | 7.8 | 11.8 | 3.6 | 13.3 | 12.8 | 2.8 | -12.2 | 26.1 | 17.8 | -12 | -15.9 | 2.8 | 1.1 | -8.9 | -13.3 | -16.1 | -22.6 | 11.7 | -3.3 | 0.2 | -6.1 | 3.5 | -4.1 | 22.8 | 17.8 | -0.6 | -11.7 | -18 | -21 | -8.3 | -14.4 | -6.1 | -15 | -6.1 | -9.4 | 2.8 | 2.8 | -1.7 | -6.1 | -3.3 | -5 | -1.1 | -4.4 | 9.4 | -0.4 | 7.6 | -0.5 | 8.9 | -2.4 | 11.6 | 1 | -21.7 | -26.1 | -22.8 | -27.8 | -1.7 | -5 | 12.2 | -1.2 | 6.7 | -2.8 | -0.6 | -3.9 | -5.8 | -9.4 | 1.1 | 0 | -2.2 | -8.9 | 14.4 | -10 | 8.3 | -6.1 | -15.6 | -25.6 | 3.3 | -2.8 | 1.5 | -0.1 | -7.8 | -8.9 | 5 | -1.7 | 13.9 | 1.1 | 2 | 1 | 1.6 | -0.4 | -1.9 | -5.5 | -0.6 | -3.3 | -6.1 | -7.8 | 1 | -1 | 10 | -0.6 | 6.1 | -5.6 | -5.6 | -7.8 | 6.1 | 0 | 8.3 | 5.6 | 11.1 | -3.3 | 20 | 13.5 | 6.7 | -9.4 | 1.5 | -1.4 | 21.7 | 17.2 | 19.4 | 14.4 | 4.4 | -1.7 | 5.3 | -1.8 | -11.1 | -17.2 | 8.3 | 6.7 | 1.1 | -0.6 | -24.3 | -28.7 | 4.2 | -1.2 | 6.1 | -15.6 | -5 | -13.3
-17 | -20 | -17.2 | -18.9 | 8.3 | -9.4 | 10.6 | 10.6 | 1.1 | -3.1 | 20.6 | 1.1 | 7 | 3 | 13.3 | 6.7 | 15.6 | 12.2 | 12.8 | 12.2 | 12.8 | 8.9 | 16.6 | 6.2 | 0.6 | -16.7 | 3.3 | -9.4 | 16 | 14 | 16.1 | -7.2 | 18.9 | 8.3 | 15.4 | 2.9 | 15.6 | 14.4 | 3.3 | -13.9 | 26.7 | 18.3 | -9.4 | -13.9 | 2.8 | 1.7 | -8.3 | -13.9 | -15.6 | -22.7 | 16.1 | -3.9 | 2.6 | -4.5 | 5 | -4.4 | 23.3 | 17.8 | 0 | -12.2 | -18 | -22 | -6.7 | -11.1 | -5.6 | -15 | -5 | -9.4 | 3.3 | 3.3 | 0 | -5.6 | -1.7 | -4.4 | 1.1 | -2.8 | 12.2 | -0.6 | 10.6 | 0 | 12.8 | -1.1 | 14.4 | 1.7 | -20.9 | -24.8 | -22.4 | -26.3 | 1.7 | -4.4 | 12.8 | -0.1 | 7.2 | -3.3 | 1.7 | -2.2 | -5.6 | -10 | 2.8 | 0 | -1.1 | -7.8 | 15.6 | -9.4 | 10.6 | -6.7 | -14.4 | -25 | 4.4 | -1.7 | 1.8 | 0.2 | -7.8 | -9.4 | 7.2 | 0 | 16.7 | 0 | 2 | 2 | 3.9 | -0.1 | -0.9 | -5 | -0.6 | -3.3 | -5 | -7.2 | 1 | -1 | 11.1 | -0.6 | 8.9 | -6.1 | -3.3 | -6.7 | 7.8 | 0 | 6.7 | 3.9 | 15.6 | -3.3 | 22.8 | 12.8 | 8.9 | -9.4 | 2.2 | -1.7 | 22.8 | 17.2 | 21.1 | 14.4 | 6.1 | -1.1 | 7.4 | -1.1 | -10.6 | -16.7 | 7.8 | 4.4 | 1.7 | -0.6 | -22.8 | -28.3 | 4.1 | -1.1 | 7 | -12.9 | -2.8 | -12.2
-16 | -18 | -16.7 | -18.3 | 10 | -8.9 | 11.1 | 11.1 | 1.1 | -3 | 22.2 | 1.1 | 7 | 3 | 13.3 | 7.2 | 16.1 | 12.2 | 13.3 | 12.8 | 11.7 | 9.4 | 18.3 | 7.8 | 1.1 | -16.9 | 5 | -8.9 | 16 | 12 | 17.2 | -4.4 | 20 | 8.9 | 18.9 | 0.6 | 18.9 | 14.4 | 5 | -12.8 | 26.7 | 17.8 | -7.6 | -12.1 | 4.4 | 1.7 | -8.3 | -13.9 | -15 | -23.3 | 18.9 | -3.9 | 5 | -3.3 | 6.5 | -3.5 | 23.9 | 17.2 | 0 | -12.2 | -18 | -22 | -5.6 | -10.6 | -5 | -15 | -5 | -10 | 3.9 | 3.9 | 1.7 | -4.4 | -0.6 | -4.4 | 2.8 | -1.7 | 13.3 | -0.3 | 12.4 | 0.2 | 14.5 | -0.7 | 15.3 | 1.1 | -20.2 | -23.8 | -22.1 | -25.6 | 3.9 | -4.4 | 13.3 | 0.6 | 8.9 | -2.8 | 4.4 | -1.7 | -5.6 | -9.7 | 4.4 | -1.1 | -0.6 | -6.7 | 18.3 | -8.9 | 11.7 | -7.2 | -13.3 | -23.9 | 4.4 | -1.1 | 2.2 | 0.6 | -6.1 | -8.9 | 9.4 | 1.1 | 17.8 | -0.6 | 2 | 2 | 6.1 | 0 | 0 | -5.6 | -0.6 | -2.2 | -4.4 | -6.7 | 1 | -2 | 12.2 | 6.7 | 10 | -6.1 | -3.9 | -7.2 | 7.8 | 0 | 5.6 | 2.2 | 17.8 | -3.3 | 23 | 12.9 | 10 | -9.4 | 2.2 | -2 | 23.3 | 17.2 | 22.8 | 14.4 | 6.7 | -0.6 | 9.4 | -1.1 | -10 | -15.6 | 6.7 | 2.8 | 1.7 | -0.6 | -21.9 | -27.5 | 3.9 | -1.1 | 8 | -11.6 | -1.7 | -10
-16 | -18 | -16.1 | -18.3 | 10 | -8.9 | 11.7 | 11.7 | 1.1 | -3.3 | 24.4 | 1.7 | 7 | 1 | 14.4 | 5.6 | 14.4 | 12.2 | 13.5 | 12.9 | 11.7 | 9.4 | 17.6 | 8.5 | 1.7 | -18.9 | 6.1 | -7.8 | 16 | 12 | 17.8 | -5 | 21.1 | 9.4 | 18.7 | 2.9 | 21.1 | 13.9 | 6.1 | -12.2 | 26.7 | 18.3 | -5.7 | -11 | 5 | 2.2 | -7.8 | -14.4 | -14.6 | -22.3 | 20.6 | -5.6 | 7.4 | -1.6 | 7.9 | -3.7 | 25.6 | 17.8 | 0.6 | -12.2 | -19 | -23 | -5.6 | -10.6 | -4.4 | -13.9 | -4.4 | -10 | 3.5 | 3.5 | 3.9 | -2.2 | 0 | -4.4 | 3.9 | -1.1 | 14.5 | -0.7 | 14.3 | 0.5 | 16.1 | -1.3 | 16.3 | 0.8 | -19.4 | -23.3 | -21.7 | -25 | 4.4 | -4.4 | 13.5 | 1.8 | 8.9 | -2.8 | 6.1 | -1.1 | -5.6 | -9.9 | 6.1 | -1.7 | 2.2 | -6.1 | 17.8 | -9.4 | 10 | -8.9 | -11.7 | -24.4 | 5.6 | -0.6 | 2.4 | 0.9 | -7.2 | -9.4 | 10.6 | 1.1 | 18.9 | -0.6 | 2 | 2 | 5.2 | 0.5 | 0.7 | -4.9 | 0 | -0.6 | -3.9 | -5.6 | 1 | -2 | 12.2 | 6.7 | 11.1 | -5.6 | -2.8 | -6.7 | 8.3 | -1.1 | 6.7 | 1.1 | 19.4 | -2.8 | 23.1 | 12.7 | 11.1 | -10.6 | 2.2 | -2.7 | 23.3 | 16.7 | 23.9 | 14.4 | 7.2 | -0.6 | 8.5 | -1.2 | -9.4 | -15 | 6.7 | 1.7 | 1.7 | -0.6 | -20.9 | -27.3 | 3.5 | -0.6 | 8.9 | -12.2 | 0 | -11.1
-16 | -18 | -16.7 | -19.4 | 10.6 | -8.3 | 12.8 | 12.8 | 0.5 | -2.5 | 25 | 1.7 | 6 | 3 | 14.4 | 4.4 | 13.3 | 11.1 | 13.7 | 12.8 | 8.9 | 5.6 | 16.8 | 9 | 1.1 | -16.9 | 5 | -6.1 | 16 | 11 | 18.9 | -2.2 | 21.7 | 9.4 | 18.5 | 5 | 21.1 | 12.2 | 7.2 | -12.2 | 26.7 | 18.3 | -3.9 | -10.6 | 5 | 2.2 | -8.3 | -14.4 | -14.3 | -22.1 | 21.7 | -6.7 | 9.8 | -0.1 | 9.4 | -4.4 | 25 | 17.2 | -0.6 | -12.8 | -19 | -23 | -6.1 | -11.7 | -5 | -12.8 | -3.9 | -10 | 3.2 | 3.2 | 5 | -1.7 | 1.1 | -4.4 | 3.9 | -0.6 | 15.6 | -1.1 | 16.1 | 0 | 17.8 | -2.2 | 17.2 | 0 | -19.2 | -23 | -21.3 | -24.2 | 4.4 | -3.3 | 13.7 | 2.9 | 9.4 | -2.8 | 5.6 | -1.1 | -5.6 | -10.6 | 5 | -2.2 | 1.1 | -5.6 | 18.3 | -8.9 | 10 | -8.9 | -11.1 | -21.1 | 5.6 | -0.6 | 2.6 | 1.3 | -7.2 | -10 | 11.7 | 1.7 | 20 | -0.6 | 3 | 2 | 4.2 | 0.9 | 1.5 | -5 | 0 | -0.6 | -3.3 | -5 | 1 | -2 | 12.8 | 6.7 | 11.7 | -5.6 | -2.8 | -6.7 | 8.9 | -1.1 | 6.1 | 0 | 20.6 | -4.4 | 23.3 | 12.8 | 12.8 | -11.1 | 2.2 | -3.9 | 22.2 | 17.2 | 23.3 | 13.9 | 7.8 | 0 | 7.6 | -1.7 | -8.9 | -14.4 | 7.2 | 1.1 | 2.2 | -0.6 | -20 | -27.8 | 3.2 | -0.2 | 9.1 | -11.9 | 1.1 | -10.6
-15 | -16 | -17.2 | -19.4 | 10.6 | -8.3 | 12.8 | 12.8 | 0 | -2.1 | 25.6 | 3.3 | 6 | 2 | 14.4 | 4.4 | 13.3 | 11.1 | 13.9 | 12.8 | 9.4 | 7.2 | 16.1 | 9.4 | 0.6 | -16.7 | 5.6 | -6.7 | 14 | 11 | 18.3 | -1.7 | 21.7 | 8.9 | 18.3 | 6.7 | 21.7 | 11.7 | 7.8 | -11.1 | 26.7 | 18.3 | -4.3 | -9.6 | 5.6 | 2.8 | -8.9 | -15 | -13.9 | -22.8 | 22.2 | -7.2 | 12.2 | 1.1 | 8.7 | -3.1 | 23.9 | 16.7 | -0.6 | -13.3 | -20 | -23 | -7.2 | -11.1 | -5.6 | -13.3 | -4.4 | -10 | 2.8 | 2.8 | 4.4 | -1.1 | 0 | -4.4 | 3.3 | -0.6 | 14.5 | -0.7 | 15 | 0.8 | 17.1 | -1.8 | 14.4 | 1 | -19.1 | -23.2 | -21 | -23.9 | 4.4 | -3.9 | 13.9 | 3.9 | 9.4 | -2.8 | 5.6 | -1.1 | -5.8 | -9.9 | 5 | -3.3 | 0 | -7.2 | 18.3 | -11.1 | 11.1 | -13.3 | -10.6 | -21.7 | 6.1 | -1.1 | 2.8 | 1.7 | -7.8 | -10.6 | 11.1 | 1.7 | 21.1 | -1.1 | 2 | 2 | 3.3 | 1.1 | 2.2 | -6.1 | 0.6 | 0.6 | -3.3 | -5 | 1 | -2 | 13.9 | 7.2 | 12.2 | -5 | -2.8 | -6.7 | 8.9 | -1.1 | 5.6 | 0 | 19.4 | -6.1 | 22 | 13.1 | 12.2 | -11.7 | 2 | -3.2 | 22.8 | 17.8 | 23.3 | 13.9 | 8.3 | 1.1 | 6.7 | -2.2 | -9.4 | -13.9 | 7.2 | 0 | 2.2 | 0 | -21.3 | -27.5 | 2.8 | 0 | 9.2 | -12.4 | 2.2 | -8.9
-15 | -17 | -19.4 | -22.2 | 10 | -6.7 | 12.8 | 12.8 | -0.6 | -2.2 | 24.4 | 3.3 | 5 | 1 | 13.3 | 5.6 | 12.8 | 10.6 | 13.9 | 13 | 8.9 | 7.2 | 14.1 | 9.4 | 0 | -18.9 | 5.6 | -7.8 | 14 | 10 | 16.7 | -0.6 | 20.6 | 11.1 | 16.6 | 7.3 | 20.6 | 12.2 | 7.2 | -10 | 27.2 | 17.2 | -4.6 | -9.6 | 5 | 2.8 | -10.6 | -15.6 | -13.9 | -21.9 | 21.1 | -6.7 | 12.2 | 2.1 | 7.9 | -2.4 | 22.8 | 16.7 | -1.1 | -13.3 | -21 | -26 | -9.4 | -12.8 | -6.1 | -13.3 | -4.4 | -10.6 | 2.4 | 2.4 | 5 | 0 | -1.1 | -4.4 | 2.8 | -0.6 | 13.3 | -0.9 | 13.9 | 0.9 | 16.3 | -2.4 | 11.7 | 1.3 | -18.9 | -23.9 | -20.6 | -23.9 | 3.9 | -3.9 | 13.3 | 4.2 | 8.3 | -3.3 | 3.9 | -0.6 | -5.9 | -9.7 | 5 | -3.3 | -1.7 | -7.2 | 16.1 | -10 | 10 | -12.8 | -11.1 | -20.6 | 6.1 | -1.1 | 3 | 1.8 | -8.3 | -10.6 | 11.1 | 2.2 | 20 | -0.6 | 2 | 2 | 3.1 | 1.1 | 0.9 | -5.5 | 1.1 | 1.1 | -2.8 | -5 | 1 | -2 | 13.3 | 7.8 | 12.2 | -5 | -5.6 | -8.9 | 8.9 | -2.2 | 5 | -1.1 | 18.3 | -5.6 | 20.7 | 13.4 | 12.2 | -11.1 | 1.9 | -3 | 22.2 | 17.2 | 23.9 | 13.3 | 5.6 | 0.6 | 5.4 | -1.7 | -9.4 | -13.9 | 4.4 | 1.7 | 2.2 | 0 | -22.6 | -27.9 | 2.8 | -0.4 | 9.4 | -15.6 | 0.6 | -6.1
-14 | -16 | -22.8 | -25.6 | 8.9 | -6.7 | 12.8 | 12.8 | -0.6 | -2.1 | 22.2 | 3.9 | 4 | 0 | 12.2 | 6.1 | 11.7 | 10.6 | 13.9 | 13.3 | 8.9 | 6.7 | 12 | 8.9 | -0.6 | -16.4 | 0 | -6.1 | 13 | 9 | 15 | 1.7 | 18.9 | 11.7 | 15 | 7.3 | 18.9 | 13.3 | 6.1 | -10 | 25 | 18.3 | -5 | -10 | 4.4 | 2.2 | -10.6 | -15.6 | -13.9 | -21.9 | 15.6 | -5 | 12.2 | 3.2 | 7.2 | -2.2 | 21.1 | 16.7 | -1.7 | -13.9 | -22 | -26 | -10.6 | -13.9 | -6.7 | -12.8 | -5 | -10 | 2.1 | 2.1 | 5 | 0 | -2.8 | -5.6 | 2.2 | -1.1 | 12.2 | -1.1 | 12.8 | 1.1 | 15.6 | -2.8 | 8.9 | 1.1 | -15.4 | -20.3 | -20.8 | -23.6 | 2.8 | -4.4 | 12.8 | 4.8 | 6.7 | -2.8 | 3.3 | -1.1 | -6.1 | -10 | 1.7 | -3.3 | -4.4 | -6.7 | 11.7 | -10 | 8.9 | -13.3 | -11.1 | -18.3 | 5.6 | -1.1 | 3.1 | 2.1 | -8.3 | -10.6 | 10 | 2.2 | 17.8 | -0.6 | 2 | 2 | 3 | 1 | -0.4 | -6.1 | 1.7 | 1.1 | -2.8 | -5.6 | 1 | -2 | 12.8 | 7.8 | 8.9 | -6.1 | -5.6 | -8.3 | 7.2 | -2.2 | 5 | -0.6 | 15 | -5.6 | 19.4 | 13.3 | 8.3 | -11.7 | 1.7 | -3.3 | 22.2 | 17.8 | 22.2 | 13.9 | 2.8 | -1.1 | 4.1 | -1.8 | -9.4 | -12.8 | 4.4 | 1.1 | 2.8 | 0 | -23.9 | -28.9 | 2.8 | -0.9 | 7.7 | -13.5 | -1.1 | -5
-14 | -16 | -23.9 | -26.1 | 7.2 | -6.7 | 12.8 | 12.8 | -0.6 | -2.4 | 20 | 5 | 3 | 0 | 11.7 | 6.1 | 12.2 | 10.6 | 13.9 | 13.3 | 8.3 | 6.1 | 10 | 8.3 | -1.1 | -16.4 | -2.2 | -6.1 | 13 | 8 | 12.2 | 2.2 | 18.3 | 12.2 | 13.3 | 7.2 | 15.6 | 12.8 | 5 | -6.7 | 24.4 | 17.8 | -6.5 | -10.4 | 2.8 | 1.7 | -11.1 | -16.1 | -13.9 | -22.8 | 12.2 | -5 | 12.2 | 3.9 | 6.3 | -0.8 | 19.4 | 16.7 | -2.2 | -13.9 | -23 | -27 | -10.6 | -13.3 | -6.7 | -12.2 | -5 | -10 | 1.7 | 1.7 | 5 | 0 | -3.3 | -5.6 | 2.2 | -0.6 | 11.7 | -0.7 | 11.3 | 1.2 | 13.9 | -1.5 | 8.3 | 1 | -11.8 | -17.2 | -20.9 | -23.6 | 3.3 | -4.4 | 12.2 | 5 | 5 | -2.8 | 2.2 | -0.6 | -6.3 | -9.4 | 0 | -3.3 | -4.4 | -6.7 | 10 | -10 | 7.2 | -11.7 | -11.1 | -18.9 | 5.6 | -1.7 | 3.3 | 2.2 | -8.3 | -9.4 | 10 | 2.2 | 14.4 | -0.6 | 2 | 2 | 2.8 | 1.1 | -1.7 | -7.2 | 1.7 | 1.7 | -2.2 | -5.6 | 1 | -2 | 13.3 | 7.8 | 7.2 | -5.6 | -5 | -7.8 | 5 | -2.8 | 3.9 | -3.3 | 13.9 | -5 | 18.1 | 13.4 | 2.8 | -12.8 | 1.3 | -2.6 | 21.1 | 18.3 | 20 | 13.3 | 0 | -2.2 | 2.8 | -2.2 | -10 | -12.2 | 4.4 | 0.6 | 2.2 | 0 | -25.4 | -29.2 | 2.8 | -1.7 | 6.1 | -13 | -2.2 | -9.4
-15 | -16 | -20.6 | -23.9 | 2.2 | -4.4 | 12.8 | 12.8 | -0.6 | -2.8 | 18.9 | 5 | 3 | 0 | 10 | 6.1 | 12.2 | 10.6 | 13.7 | 13.3 | 7.8 | 6.7 | 9.1 | 7.7 | -1.7 | -17.8 | -2.2 | -7.2 | 12 | 8 | 12.2 | 1.7 | 17.2 | 11.7 | 11.3 | 7.3 | 16.1 | 13.3 | 3.9 | -8.3 | 22.8 | 17.8 | -7.9 | -11.3 | 2.2 | 1.7 | -11.7 | -16.7 | -13.7 | -21.1 | 10 | -5.6 | 12.4 | 4.9 | 5.3 | 0.3 | 19.4 | 16.7 | -2.8 | -13.3 | -23 | -27 | -11.7 | -15 | -6.7 | -12.2 | -5.6 | -9.4 | 1.3 | 0.7 | 5 | -0.6 | -3.9 | -5.6 | 2.2 | -1.7 | 11.1 | -0.6 | 9.8 | 1.4 | 12.3 | -1.1 | 7.8 | 1.2 | -8.3 | -15 | -21.1 | -23.9 | 2.8 | -2.8 | 10 | 4.6 | 3.9 | -2.8 | 1.7 | -0.6 | -6.5 | -9.2 | 0 | -3.9 | -5 | -7.2 | 9.4 | -10.6 | 7.8 | -12.8 | -11.1 | -18.9 | 5 | -1.7 | 3.3 | 2.1 | -8.9 | -10.6 | 10 | 1.7 | 12.8 | 0 | 1 | 1 | 2.6 | 0.6 | -2.2 | -6.9 | 1.7 | 1.7 | -2.2 | -5 | 1 | -2 | 12.8 | 8.3 | 1.7 | -5 | -4.4 | -7.2 | 4.4 | -2.8 | 3.3 | -3.9 | 10 | -4.4 | 16.9 | 13.5 | 2.2 | -12.2 | 1 | -2.4 | 21.1 | 18.3 | 17.2 | 13.9 | 0 | -2.2 | 2.6 | -2.2 | -10.6 | -12.8 | 4.4 | 1.1 | 2.8 | 0 | -26.8 | -30 | 2.4 | -1.5 | 4.4 | -15 | -2.8 | -9.4
-14 | -16 | -25 | -27.2 | 1.1 | -5 | 12.2 | 10 | -0.6 | -2.5 | 17.8 | 5 | 3 | -1 | 10.6 | 6.7 | 11.7 | 10.6 | 13.5 | 13.1 | 7.8 | 6.7 | 8.1 | 7.2 | -3.5 | -15.4 | -3.3 | -7.8 | 12 | 8 | 12.2 | 1.1 | 16.1 | 11.1 | 9.2 | 6.7 | 13.9 | 12.8 | 3.3 | -8.9 | 21.7 | 17.8 | -9.4 | -12.8 | 2.8 | 1.7 | -12.2 | -17.2 | -13.5 | -20.5 | 11.1 | -5.6 | 12.6 | 6 | 4.4 | 1.1 | 18.9 | 16.7 | -3.3 | -12.8 | -23 | -27 | -12.2 | -15 | -7.2 | -12.2 | -6.7 | -8.9 | 1 | 0 | 5.6 | -1.1 | -3.9 | -5.6 | 1.1 | -1.7 | 10.6 | -0.6 | 8.3 | 1.1 | 10.6 | -1.1 | 7.2 | 1.1 | -6.5 | -13 | -21.5 | -23.9 | 3.3 | -2.8 | 7.8 | 4.2 | 3.3 | -3.9 | 0.6 | -1.1 | -6.7 | -9.4 | -0.6 | -3.9 | -2.2 | -6.7 | 8.9 | -12.2 | 5 | -11.7 | -11.1 | -18.9 | 5 | -1.7 | 3.3 | 1.8 | -8.3 | -10 | 9.4 | 1.1 | 10 | 0.6 | 2 | 1 | 2.4 | 0.4 | -2.8 | -7.3 | 1.7 | 1.7 | -2.8 | -3.9 | 1 | -2 | 12.2 | 8.9 | 0.6 | -5 | -5 | -7.2 | 1.7 | -1.7 | 3.3 | -3.3 | 8.3 | -2.2 | 15.6 | 13.3 | 1.7 | -12.2 | 0.6 | -2.8 | 20 | 18.3 | 18.3 | 15 | -0.6 | -2.8 | 2.4 | -2.6 | -12.2 | -13.9 | 3.3 | 0.6 | 2.8 | 0.6 | -28.3 | -31.1 | 2.1 | -1.6 | 2.6 | -12.6 | -3.9 | -10
-15 | -16 | -21.7 | -25 | 0 | -4.4 | 12.8 | 12.8 | -0.6 | -2.5 | 17.2 | 5 | 3 | -2 | 10 | 6.1 | 12.2 | 10.6 | 13.3 | 12.8 | 7.2 | 6.1 | 7.2 | 6.7 | -5.4 | -15.1 | -3.3 | -8.3 | 10 | 8 | 11.7 | 1.7 | 15 | 11.1 | 7.2 | 6.1 | 13.3 | 12.8 | 2.8 | -10 | 21.1 | 17.2 | -10.9 | -13.5 | 2.2 | 1.7 | -12.8 | -17.8 | -13.3 | -20.6 | 8.3 | -5 | 12.8 | 6.7 | 3.5 | 0.9 | 19.4 | 16.7 | -4.4 | -13.3 | -24 | -28 | -14.4 | -15.7 | -6.1 | -11.7 | -6.1 | -10 | 0.6 | -1.1 | 6.1 | -1.1 | -3.9 | -6.1 | 1.7 | -1.1 | 8.9 | -0.6 | 6.5 | 0.4 | 9.1 | -0.9 | 6.5 | 1.4 | -4.6 | -11.6 | -21.8 | -23.9 | 3.9 | -1.1 | 5.6 | 3.3 | 2.2 | -3.9 | -0.6 | -2.8 | -7.2 | -9.3 | -1.7 | -3.3 | -3.9 | -7.2 | 8.9 | -11.7 | 6.7 | -7.8 | -11.7 | -18.9 | 4.4 | -1.7 | 3.3 | 1.7 | -8.3 | -9.4 | 9.4 | 1.1 | 11.7 | 0.6 | 2 | 2 | 2.2 | 0 | -3.3 | -8.3 | 1.7 | 1.7 | -2.8 | -3.9 | 1 | -2 | 10.6 | 10 | -0.6 | -5 | -7.8 | -11.7 | -0.6 | -2.2 | 2.8 | -5 | 6.1 | -1.7 | 15.6 | 13.5 | -0.6 | -12.8 | 0.8 | -1.7 | 20 | 18.3 | 17.8 | 17.8 | -0.6 | -2.2 | 2.2 | -3.3 | -13.3 | -14.4 | 3.3 | 0.6 | 2.8 | 0 | -27.9 | -30.8 | 1.7 | -2.2 | 0.7 | -11.9 | -3.3 | -11.1
-14 | -16 | -23.9 | -26.1 | 0 | -4.4 | 13.9 | 13.9 | -0.6 | -2.8 | 16.1 | 5 | 3 | -2 | 9.4 | 5.6 | 12.2 | 10.6 | 12.9 | 12.6 | 7.2 | 6.1 | 6.6 | 6.2 | -7.2 | -16.1 | -4.4 | -9.4 | 8 | 7 | 8.9 | 2.2 | 14.4 | 10.6 | 8.9 | 8 | 12.8 | 12.2 | 1.7 | -10 | 21.1 | 17.8 | -12.4 | -14.7 | 3.9 | 1.7 | -13.3 | -17.8 | -13.3 | -19.5 | 7.8 | -5.6 | 12.1 | 7.2 | 2.6 | 0.8 | 19.4 | 16.7 | -5 | -13.9 | -24 | -28 | -15.6 | -16.1 | -5 | -11.7 | -6.7 | -10.6 | -0.2 | -2.2 | 6.1 | -0.6 | -3.9 | -6.1 | 0.6 | -1.1 | 7.3 | -1 | 4.6 | -0.5 | 7.6 | -1 | 5.7 | 1.4 | -2.8 | -11.7 | -22.2 | -24.4 | 3.9 | 0 | 5.2 | 3.2 | 1.7 | -3.9 | -2.8 | -4.4 | -7.8 | -9.5 | -0.6 | -1.7 | -1.1 | -7.2 | 8.9 | -11.1 | 7.8 | -7.2 | -11.7 | -18.3 | 2.8 | -3.9 | 3.1 | 1.6 | -9.4 | -10 | 8.9 | 0 | 10.6 | 0.6 | 2 | 1 | 2 | -0.2 | -3.7 | -7.7 | 1.1 | 1.1 | -0.6 | -2.8 | 1 | -2 | 10.6 | 10 | -1.7 | -5.6 | -9.4 | -13.3 | -1.1 | -2.8 | 2.2 | -5 | 8.9 | -1.1 | 15.6 | 13.8 | -2.2 | -12.8 | 0.9 | -1 | 21.1 | 18.3 | 16.7 | 16.7 | -0.6 | -2.2 | 1.3 | -3.7 | -15.6 | -16.7 | 3.3 | 1.1 | 2.2 | 0 | -27.6 | -30.8 | 1.5 | -2.3 | -1.1 | -13.3 | -5 | -9.4
-15 | -17 | -23.9 | -26.1 | -1.1 | -4.4 | 14.4 | 13.9 | -1 | -3.1 | 15.6 | 5 | 2 | -3 | 8.9 | 5.6 | 10.6 | 9.4 | 12.6 | 12.5 | 7.2 | 6.1 | 5.5 | 5.3 | -8.1 | -14.8 | -6.1 | -9.4 | 8 | 8 | 10.6 | 3.3 | 13.3 | 10.6 | 10.5 | 9.8 | 12.8 | 12.2 | 0 | -7.8 | 21.1 | 17.8 | -13.9 | -16.1 | 2.8 | 1.7 | -13.9 | -18.9 | -13.3 | -19.5 | 5.6 | -5 | 11.3 | 7.6 | 1.7 | 0.6 | 18.9 | 16.1 | -5 | -15 | -24 | -28 | -16.1 | -16.3 | -4.4 | -11.7 | -7.2 | -9.4 | -0.9 | -3.3 | 6.7 | -0.6 | -4.4 | -5.6 | 0 | -1.7 | 5.6 | -1.7 | 2.8 | -1.7 | 6.1 | -1.7 | 5 | 1.7 | -2.1 | -9.7 | -20.9 | -23.2 | 3.9 | 0.6 | 4.8 | 3 | 1.1 | -3.9 | -4.4 | -6.1 | -8.3 | -10 | 0 | -1.1 | -2.8 | -6.7 | 8.3 | -11.1 | 6.7 | -6.7 | -11.7 | -16.1 | 2.2 | -7.8 | 3 | 1.7 | -10 | -10 | 8.3 | -1.7 | 8.3 | 0 | 2 | 1 | 1.9 | -0.6 | -4 | -7.7 | 1.1 | 1.1 | 1.1 | -2.2 | 1 | -2 | 10.6 | 10 | 0 | -5 | -11.1 | -13.9 | -1.1 | -3.3 | 1.7 | -5 | 6.7 | -0.6 | 15.6 | 13.9 | -3.9 | -13.3 | 1.1 | -0.6 | 20.6 | 18.3 | 17.2 | 17.2 | 0.6 | -2.8 | 0.3 | -4.7 | -15.6 | -17.2 | 2.2 | 0 | 2.2 | 0 | -27.2 | -31.1 | 1.3 | -2.8 | -1.5 | -12.6 | -5.6 | -10
-15 | -16 | -21.7 | -23.9 | -1.7 | -5 | 16.7 | 15 | -1.3 | -3.5 | 15 | 6.1 | 2 | -3 | 9.4 | 6.1 | 10 | 9.4 | 12.2 | 12.2 | 7.2 | 6.1 | 4.4 | 4.3 | -9.1 | -14.6 | -5.6 | -10 | 8 | 7 | 8.9 | 3.3 | 13.3 | 11.1 | 12.2 | 11.7 | 13.9 | 13.3 | 1.1 | -8.9 | 20 | 17.8 | -14.6 | -16.7 | 2.2 | 1.1 | -16.1 | -21.1 | -13.3 | -20 | 8.3 | -6.7 | 10.6 | 7.8 | 1.5 | 0.2 | 19.4 | 16.7 | -5.6 | -15.6 | -24 | -28 | -16.7 | -16.8 | -3.9 | -11.1 | -7.8 | -10 | -1.7 | -5 | 6.7 | -0.6 | -3.3 | -5 | -1.7 | -2.2 | 4.1 | -2.6 | 2.2 | -1.9 | 4.4 | -2.8 | 5 | 2.2 | -1.3 | -8.7 | -19.6 | -22.3 | 3.9 | 0.6 | 4.4 | 2.8 | 0 | -4.4 | -5 | -6.7 | -8.7 | -10 | -0.6 | -1.7 | -1.7 | -6.1 | 11.7 | -13.3 | 6.1 | -4.4 | -10.6 | -15.6 | 1.7 | -8.9 | 2.8 | 1.7 | -10 | -10.6 | 8.3 | -2.2 | 6.7 | -0.6 | 2 | 1 | 1.7 | -1.1 | -4.4 | -8.3 | 1.1 | 1.1 | 1.7 | -1.7 | 1 | -2 | 11.1 | 10.6 | -2.2 | -5.6 | -12.2 | -16.1 | -2.8 | -4.4 | 1.7 | -4.4 | 7.2 | -0.6 | 15.4 | 14 | -5 | -13.3 | 0.7 | -1.1 | 20.6 | 18.3 | 17.2 | 16.1 | -0.6 | -2.8 | -0.6 | -6.1 | -16.1 | -17.8 | 2.2 | 0 | 2.2 | 0 | -27 | -30.9 | 1.1 | -3.9 | -1.8 | -13.2 | -4.4 | -10.6
-15 | -16 | -20.6 | -23.3 | -1.7 | -5 | 16.7 | 15 | -1.7 | -4.4 | 13.9 | 6.1 | 2 | -3 | 10.6 | 6.7 | 10.6 | 9.4 | 12 | 12 | 7.8 | 6.1 | 3.7 | 3.7 | -10 | -15 | -5 | -10.6 | 9 | 6 | 8.3 | 2.8 | 12.8 | 11.1 | 12.4 | 11.8 | 15 | 13.9 | 0 | -6.7 | 20 | 17.2 | -15.4 | -17.8 | 2.2 | 1.1 | -16.7 | -21.1 | -14.2 | -19.8 | 8.9 | -6.7 | 8.5 | 6.1 | 1.3 | -0.1 | 19.4 | 16.1 | -6.7 | -17.8 | -25 | -28 | -17.8 | -17.8 | -3.9 | -10 | -8.9 | -11.1 | -2.4 | -4.6 | 7.2 | -0.6 | -3.3 | -5 | -1.7 | -1.7 | 2.6 | -4.1 | 1.7 | -2.3 | 2.8 | -3.9 | 5 | 2.9 | -0.6 | -8.9 | -18.3 | -21.7 | 3.9 | 1.1 | 5.2 | 3.2 | -1.1 | -4.4 | -6.1 | -7.8 | -9 | -10.2 | 0 | -0.6 | -2.8 | -6.7 | 7.2 | -12.8 | 7.8 | -3.3 | -6.7 | -10 | 0 | -8.9 | 3.3 | 2.1 | -10 | -10.6 | 8.3 | -1.7 | 6.1 | -0.6 | 1 | 1 | 1.1 | -1 | -4.6 | -7.9 | 1.1 | 1.1 | 2.2 | -1.1 | 1 | -2 | 11.1 | 10 | -2.2 | -6.1 | -13.3 | -17.2 | -2.8 | -3.9 | 1.1 | -5 | 6.7 | -0.6 | 15.2 | 13.9 | -6.7 | -13.9 | 0.4 | -1.7 | 20.6 | 18.3 | 17.2 | 17.2 | -1.7 | -3.3 | -1.3 | -5.5 | -17.2 | -18.9 | 2.8 | 0.6 | 2.2 | -0.6 | -26.9 | -31.1 | 0.7 | -3.5 | -2.2 | -15.6 | -4.4 | -10.6
-15 | -17 | -20.6 | -22.8 | -1.7 | -4.4 | 16.1 | 15 | -1.9 | -4.1 | 12.8 | 6.1 | 2 | -5 | 10.6 | 6.1 | 10 | 9.4 | 11.9 | 11.9 | 7.2 | 6.1 | 2.9 | 2.9 | -9.4 | -14.5 | -8.3 | -11.1 | 9 | 6 | 8.3 | 1.7 | 12.8 | 11.1 | 12.6 | 12 | 14.4 | 13.9 | -1.1 | -6.7 | 17.8 | 16.7 | -16.1 | -18.9 | 1.7 | 0.6 | -17.2 | -21.1 | -15.2 | -20.6 | 1.7 | -4.4 | 6.5 | 4.5 | 1.1 | -0.6 | 19.4 | 16.1 | -7.8 | -20 | -24 | -28 | -18.3 | -18.3 | -3.3 | -8.3 | -10 | -13.3 | -3.2 | -4.8 | 6.7 | -0.6 | -3.3 | -5 | -1.7 | -1.7 | 1.1 | -6.1 | 1.1 | -3.3 | 1.1 | -6.1 | 5 | 3.3 | -0.4 | -7.7 | -17.8 | -21 | 2.2 | 1.1 | 5.9 | 3.4 | -1.1 | -4.4 | -6.7 | -8.3 | -9.4 | -10.6 | 0 | -3.3 | -2.8 | -6.1 | 6.1 | -12.8 | 6.1 | -4.4 | -5.6 | -8.3 | -0.6 | -10.6 | 3.9 | 2.9 | -9.4 | -10.6 | 8.3 | -1.1 | 5.6 | -0.6 | 1 | 1 | 0.6 | -0.9 | -4.8 | -8.3 | 1.1 | 1.1 | 1.7 | -1.1 | 1 | -2 | 10 | 7.8 | -2.8 | -6.1 | -13.9 | -19.4 | -3.3 | -4.4 | 0.6 | -6.1 | 5 | -0.6 | 15 | 13.9 | -6.1 | -13.3 | 0 | -2.8 | 20 | 18.3 | 17.2 | 16.1 | -1.7 | -3.3 | -2.1 | -5.6 | -17.8 | -19.4 | 2.8 | 1.1 | 2.2 | -0.6 | -26.7 | -31.7 | 0.4 | -3.7 | -1.5 | -13.9 | -4.4 | -10.6
-15 | -17 | -20.6 | -23.3 | -1.7 | -5 | 16.1 | 15 | -2 | -4.1 | 12.2 | 6.1 | 2 | -5 | 9.4 | 6.1 | 10 | 8.9 | 11.7 | 11.7 | 7.2 | 6.7 | 2.4 | 1.7 | -8.9 | -14.9 | -6.7 | -11.1 | 8 | 6 | 7.8 | 1.1 | 12.8 | 10.6 | 12.8 | 12.2 | 12.2 | 11.7 | -0.6 | -9.4 | 18.9 | 17.2 | -17.2 | -19.8 | 1.7 | 0.6 | -17.2 | -20.6 | -16.1 | -21.7 | -1.1 | -3.3 | 4.4 | 2.8 | 1.3 | -0.1 | 19.4 | 16.7 | -8.3 | -20.6 | -23 | -27 | -17.8 | -17.9 | -3.3 | -7.8 | -11.7 | -15.6 | -3.9 | -5 | 6.7 | -0.6 | -3.3 | -5 | -1.1 | -1.1 | 0 | -6.1 | -0.2 | -3.8 | -0.6 | -5.2 | 5.4 | 3.9 | -0.2 | -7.5 | -17.2 | -20.5 | 2.2 | 1.1 | 6.7 | 3.9 | -1.7 | -5 | -6.7 | -8.9 | -9.4 | -10.5 | -1.1 | -1.7 | 1.1 | -4.4 | 6.7 | -13.3 | 5 | -2.2 | -4.4 | -7.2 | -1.1 | -10.6 | 4.4 | 3.3 | -8.3 | -9.4 | 8.3 | -0.6 | 4.4 | -0.6 | 1 | 1 | 0 | -1.1 | -5 | -8.9 | 1.1 | 1.1 | 1.7 | -1.1 | 0 | -1 | 7.8 | 6.1 | -3.3 | -6.1 | -15.6 | -22.2 | -3.9 | -5 | 0 | -6.1 | 4.4 | -1.1 | 14.3 | 13.5 | -7.2 | -14.4 | 0 | -2.4 | 20.6 | 18.3 | 16.7 | 15.6 | -1.1 | -3.3 | -2.8 | -6.1 | -17.2 | -19.4 | 2.8 | 1.1 | 1.7 | -0.6 | -27.2 | -31.4 | 0 | -4.4 | -0.7 | -13.8 | -6.1 | -10.6
-15 | -16 | -20 | -22.2 | -2.2 | -5 | 15 | 15 | -2.2 | -4.4 | 11.1 | 6.1 | 2 | -6 | 10 | 5.6 | 9.4 | 8.9 | 11.9 | 11.9 | 7.8 | 6.7 | 2.2 | 1.7 | -8.3 | -16.1 | -7.8 | -11.1 | 7 | 7 | 7.8 | 0.6 | 12.8 | 10.6 | 11.1 | 10.7 | 11.1 | 10.6 | -0.6 | -7.8 | 17.8 | 16.7 | -18.3 | -21.2 | 1.1 | 0.6 | -17.2 | -20.6 | -16.7 | -21.6 | -2.2 | -3.9 | 3.1 | 1.5 | 1.5 | 0.2 | 20 | 16.7 | -8.3 | -21.1 | -24 | -28 | -17.8 | -18.3 | -2.8 | -7.2 | -12.2 | -15.6 | -4.5 | -6 | 6.7 | -1.1 | -3.9 | -5.6 | 0 | -0.6 | -1.1 | -7.1 | -1.5 | -5.1 | -2.2 | -5.4 | 5.7 | 4.5 | 0 | -8.3 | -16.7 | -20.6 | 1.7 | 1.1 | 7.2 | 4.3 | -1.1 | -5 | -7.2 | -9.4 | -9.4 | -10.5 | -1.1 | -1.7 | 0 | -4.4 | 7.8 | -13.9 | 3.9 | -1.7 | -4.4 | -6.1 | -1.1 | -10.6 | 5.2 | 4.2 | -8.3 | -8.9 | 7.2 | -0.6 | 5 | -0.6 | 2 | 1 | -0.2 | -1.2 | -4.8 | -8.1 | 1.1 | 1.1 | 1.7 | -1.1 | 1 | -2 | 6.1 | 4.4 | -3.9 | -6.7 | -17.2 | -23.9 | -3.9 | -5 | 0 | -5.6 | 4.4 | -2.2 | 13.5 | 13.2 | -7.8 | -13.9 | 0 | -2.4 | 20.6 | 18.3 | 17.2 | 15.6 | -1.1 | -3.3 | -3 | -5.5 | -17.8 | -20 | 2.8 | 1.1 | 1.7 | -0.6 | -27.8 | -31.6 | 0.2 | -4.1 | 0 | -15.6 | -3.9 | -10.6
-14 | -16 | -20.6 | -22.8 | -2.2 | -5 | 15.6 | 15 | -2 | -3.9 | 11.1 | 6.1 | 1 | -6 | 10 | 5.6 | 9.4 | 8.9 | 12 | 12 | 7.8 | 6.7 | 1.3 | 0.7 | -7.8 | -15.1 | -7.8 | -11.7 | 7 | 6 | 6.7 | 1.1 | 12.2 | 10.6 | 9.5 | 9.4 | 11.1 | 10.6 | -1.7 | -7.8 | 18.3 | 17.2 | -19.4 | -22.8 | 1.1 | 0.6 | -15.6 | -18.9 | -17.2 | -21.9 | -2.2 | -3.3 | 1.9 | 0.3 | 1.7 | 0.6 | 20 | 17.2 | -8.9 | -21.1 | -26 | -30 | -18.3 | -19.4 | -2.8 | -7.2 | -12.8 | -16.1 | -5 | -6.9 | 6.1 | -0.6 | -3.9 | -5.6 | 0 | -0.6 | -2.2 | -8.9 | -2.8 | -6.7 | -3.9 | -6.1 | 6.1 | 5 | -0.2 | -5.7 | -14.7 | -17.9 | 2.8 | 1.7 | 7.8 | 5.1 | -1.1 | -5 | -7.2 | -8.9 | -9.4 | -10.6 | -3.3 | -3.9 | 0 | -2.8 | 8.3 | -13.3 | 3.9 | -0.6 | -4.4 | -5 | -1.7 | -10.6 | 5.9 | 4.9 | -7.8 | -8.3 | 7.2 | -1.1 | 4.4 | -1.1 | 2 | 1 | -0.4 | -1.4 | -4.6 | -7.6 | 0.6 | 0.6 | 1.7 | -1.1 | 1 | -2 | 4.4 | 2.2 | -4.4 | -7.8 | -18.3 | -26.1 | -4.4 | -5.6 | 0 | -6.7 | 4.4 | -2.8 | 12.8 | 12.8 | -7.2 | -13.3 | 0 | -2.8 | 21.1 | 18.3 | 17.2 | 15.6 | -1.1 | -3.3 | -3.1 | -5 | -17.2 | -18.9 | 2.8 | 1.1 | 1.7 | -0.6 | -28.3 | -32.2 | 0.4 | -4.1 | 1.9 | -14.4 | -5.6 | -10.6
-15 | -16 | -21.7 | -23.9 | -2.2 | -5 | 15.6 | 15 | -1.9 | -3.8 | 11.7 | 5.6 | 1 | -6 | 9.4 | 5.6 | 10 | 9.4 | 12.2 | 12.2 | 7.8 | 6.1 | 1.1 | 0 | -7.2 | -15.2 | -7.8 | -12.8 | 7 | 7 | 7.2 | 1.7 | 11.7 | 10 | 7.8 | 7.8 | 10 | 10 | -0.6 | -7.2 | 17.2 | 16.1 | -19.6 | -23 | 2.8 | 1.1 | -15 | -18.9 | -17.8 | -22.8 | -3.3 | -3.9 | 0.6 | -1.1 | 3 | 1.7 | 19.4 | 17.2 | -9.4 | -21.1 | -27 | -31 | -18.9 | -20 | -2.2 | -6.7 | -13.3 | -16.1 | -5.6 | -8.3 | 5.6 | -1.1 | -4.4 | -6.1 | -0.6 | -1.1 | -2.9 | -8.3 | -3.3 | -6.4 | -5 | -6.4 | 8.1 | 6.3 | -0.4 | -4.2 | -12.6 | -15.7 | 2.2 | 1.7 | 8.3 | 5.6 | -1.1 | -5 | -7.8 | -9.4 | -8.3 | -9.6 | -5 | -5 | 0.6 | -3.3 | 5.6 | -13.9 | 3.3 | -0.6 | -3.3 | -3.9 | -1.7 | -11.1 | 6.7 | 5.6 | -7.8 | -9.4 | 7.8 | -1.1 | 5.6 | -1.1 | 2 | 1 | -0.6 | -1.7 | -4.4 | -7.8 | 0.6 | 0.6 | 1.7 | -1.1 | 1 | -1 | 3.3 | 0.6 | -4.4 | -7.8 | -20 | -28.9 | -2.8 | -4.4 | -0.6 | -7.2 | 4.4 | -2.8 | 14.3 | 14 | -7.2 | -12.8 | 0.4 | -2.3 | 20.6 | 17.8 | 13.9 | 11.7 | -1.7 | -3.9 | -3.3 | -5 | -16.7 | -18.3 | 2.8 | 1.1 | 2.2 | 0 | -27.4 | -31.3 | 0.6 | -5 | 3.7 | -14.9 | -5 | -11.1
-16 | -18 | -21.1 | -23.3 | 0.6 | -2.2 | 15.6 | 15 | -1.7 | -3.9 | 11.1 | 5.6 | 2 | -5 | 10 | 6.1 | 10.6 | 9.4 | 12 | 11.9 | 7.2 | 6.7 | 4.8 | 2.2 | -6.7 | -16.1 | -6.1 | -11.7 | 7 | 6 | 10 | 2.8 | 11.7 | 9.4 | 10.9 | 10.2 | 12.2 | 11.7 | -2.8 | -7.2 | 18.9 | 17.2 | -19.8 | -23.7 | 1.1 | 0.6 | -14.4 | -18.3 | -17.1 | -21.6 | -3.3 | -4.4 | -0.3 | -1.7 | 4.3 | 2.8 | 19.4 | 17.2 | -10 | -21.7 | -27 | -32 | -19.4 | -21.1 | -2.2 | -6.1 | -14.4 | -16.7 | -5 | -7.9 | 5.6 | -1.1 | -4.4 | -5.6 | -1.1 | -1.1 | -3.7 | -8.9 | -3.9 | -6.6 | -6.1 | -7.1 | 10.2 | 7.3 | -0.6 | -3.3 | -10.6 | -13.9 | 2.2 | 1.7 | 9.4 | 7.2 | -1.1 | -5 | -8.3 | -10 | -7.2 | -8.9 | -5.6 | -5.6 | 1.1 | -2.8 | 8.9 | -13.3 | 2.2 | -0.6 | -2.2 | -2.8 | -2.2 | -11.7 | 7.2 | 6.2 | -8.3 | -10.6 | 8.3 | 0 | 6.1 | -1.1 | 2 | 1 | 0 | -0.9 | -3.7 | -7.4 | 0.6 | 0.6 | 1.7 | -1.1 | 1 | -2 | 2.8 | 0.6 | -3.9 | -5.6 | -21.1 | -30.6 | -3.3 | -4.4 | -0.6 | -6.7 | 3.3 | -2.2 | 15.7 | 14.9 | -5 | -12.2 | 0.7 | -2.4 | 20.6 | 17.8 | 10.6 | 7.2 | -2.2 | -3.9 | -2.2 | -4.7 | -16.1 | -18.3 | 2.8 | 0.6 | 2.8 | -0.6 | -26.5 | -30.7 | 0.6 | -3.7 | 5.6 | -18.3 | -2.2 | -10.6
-15 | -17 | -21.1 | -23.9 | 7.2 | -3.9 | 16.1 | 15.6 | -1.1 | -3.5 | 12.2 | 5.6 | 2 | -5 | 11.1 | 6.7 | 11.7 | 8.9 | 11.9 | 11.5 | 7.8 | 6.7 | 8.5 | 4 | -2.4 | -13.8 | -3.9 | -10 | 8 | 6 | 10.6 | 4.4 | 14.4 | 8.9 | 14.1 | 12.3 | 16.1 | 13.9 | -0.6 | -6.1 | 23.9 | 18.3 | -20 | -25 | 1.1 | 0 | -13.3 | -17.8 | -16.3 | -20.7 | -2.8 | -3.9 | -1.3 | -2.7 | 5.6 | 3.9 | 20 | 17.8 | -9.4 | -21.7 | -26 | -30 | -18.9 | -20 | -1.7 | -6.1 | -11.7 | -15 | -4.5 | -7.8 | 6.1 | -0.6 | -6.1 | -7.2 | -1.1 | -1.1 | -4.4 | -10 | -4.4 | -7.2 | -7.2 | -7.8 | 12.2 | 8.3 | -0.4 | -4.2 | -8.7 | -12.4 | 2.8 | 1.7 | 10.6 | 9.1 | 1.7 | -3.9 | -8.9 | -10.6 | -6.1 | -8.3 | -3.9 | -3.9 | 1.7 | -3.3 | 11.7 | -12.8 | 1.7 | -0.6 | -1.7 | -3.3 | -2.2 | -11.1 | 7.8 | 6.8 | -8.3 | -10 | 8.9 | 0.6 | 8.3 | -1.1 | 2 | 2 | 0.5 | -0.2 | -2.9 | -7.4 | 0.6 | 0.6 | 1.7 | -1.7 | 1 | -2 | 5 | 0 | 0 | -5 | -21.7 | -30 | 1.1 | -2.2 | 0 | -5.6 | 5 | -2.2 | 17.2 | 16.1 | 0.6 | -10.6 | 1.1 | -2.8 | 20 | 17.8 | 10 | 5.6 | -1.1 | -2.8 | -1.1 | -4.7 | -15 | -16.7 | 2.8 | 0.6 | 2.8 | -0.6 | -25.6 | -30.6 | 0.6 | -3.4 | 6.1 | -14.7 | -3.9 | -10.6
-15 | -18 | -17.8 | -20 | 9.4 | -3.9 | 16.1 | 15.6 | -0.6 | -3.6 | 14.4 | 6.1 | 2 | -3 | 11.7 | 6.1 | 13.3 | 8.9 | 11.7 | 11.1 | 8.9 | 7.2 | 12.2 | 5.6 | 1.8 | -13.2 | -1.7 | -9.4 | 8 | 7 | 14.4 | 8.3 | 17.8 | 11.1 | 17.2 | 14.4 | 18.9 | 15.6 | 4.4 | -5.6 | 26.1 | 18.3 | -18 | -23.6 | 2.2 | 0.6 | -11.1 | -17.2 | -15.6 | -20.6 | -1.1 | -3.3 | -2.2 | -3.9 | 7.8 | 4.9 | 21.1 | 18.3 | -8.9 | -21.7 | -25 | -30 | -15 | -17.2 | -0.6 | -5.6 | -11.1 | -14.4 | -3.9 | -8.3 | 6.7 | -0.6 | -7.2 | -7.8 | -0.6 | -0.6 | -4.4 | -9.7 | -3.9 | -7.7 | -6.8 | -8.3 | 14.6 | 9.4 | -0.2 | -5.3 | -6.9 | -11.3 | 6.7 | 4.4 | 11.7 | 10.6 | 3.9 | -4.4 | -8.9 | -11.1 | -3.9 | -6.9 | -2.2 | -2.2 | 3.9 | -3.3 | 12.8 | -11.7 | 1.1 | -0.6 | -1.1 | -2.8 | -1.7 | -11.7 | 8.3 | 7.2 | -8.3 | -11.1 | 10 | 1.1 | 10 | -0.6 | 3 | 2 | 1.1 | 0.6 | -2.2 | -8.3 | 1.7 | 1.1 | -2.8 | -5 | 2 | -2 | 5.6 | -1.7 | 3.9 | -3.9 | -22.2 | -32.2 | 6.7 | -0.6 | 1.1 | -5.6 | 8.3 | -1.1 | 19.4 | 16.3 | 4.4 | -10 | 3 | -2.4 | 22.2 | 17.8 | 11.1 | 4.4 | 1.7 | -0.6 | 0 | -5.6 | -12.2 | -13.9 | 3.3 | 0.6 | 3.3 | 0 | -23.5 | -28.6 | 0.6 | -3.3 | 6.7 | -12.6 | -3.3 | -10.6
-16 | -18 | -19.4 | -21.1 | 10.6 | -3.9 | 16.1 | 15.6 | 0 | -3.9 | 17.2 | 5 | 3 | -4 | 12.8 | 6.7 | 13.9 | 8.9 | 12.4 | 11.7 | 10.6 | 7.2 | 13.9 | 6.1 | 6.1 | -16.7 | -0.6 | -8.3 | 9 | 6 | 17.2 | 10 | 19.4 | 10.6 | 17.2 | 15 | 18.9 | 15 | 7.2 | -6.1 | 27.2 | 18.9 | -15.9 | -22.7 | 4.4 | 1.7 | -10.6 | -17.2 | -14.8 | -20.4 | 1.7 | -3.9 | -2.6 | -4.1 | 10 | 6 | 23.3 | 18.9 | -7.8 | -21.1 | -22 | -27 | -13.9 | -17.2 | 1.1 | -4.4 | -7.2 | -13.3 | -3 | -7.7 | 7.2 | -1.1 | -7.2 | -8.3 | 0.6 | 0 | -4.4 | -10.1 | -3.3 | -8.5 | -6.5 | -9.2 | 17 | 10.4 | 0 | -7.8 | -5 | -11.1 | 9.4 | 5 | 9.8 | 8.9 | 5.6 | -3.9 | -8.3 | -10.6 | -1.6 | -5.6 | 0.6 | -1.7 | 4.4 | -3.3 | 15 | -11.7 | 1.7 | -1.1 | 0.6 | -2.2 | -1.7 | -11.1 | 8.7 | 7.7 | -7.2 | -11.7 | 10.6 | 1.7 | 11.7 | 0.6 | 3 | 3 | 2 | 1.1 | -1.3 | -7.5 | 1.7 | 1.7 | -4.4 | -7.2 | 3 | -1 | 7.2 | -2.2 | 7.2 | -4.4 | -22.2 | -32.2 | 9.4 | 0.6 | 1.7 | -6.1 | 14.4 | -0.6 | 21.7 | 16.2 | 7.8 | -9.4 | 4.8 | -2.6 | 21.1 | 18.3 | 13.3 | 4.4 | 3.3 | 0.6 | 0.4 | -4.1 | -8.9 | -11.1 | 2.8 | 0.6 | 3.9 | 0 | -21.5 | -27 | 1.1 | -2.2 | 7.2 | -12.8 | -1.1 | -7.8
-16 | -19 | -19.4 | -21.7 | 12.2 | -3.9 | 17.8 | 16.1 | -0.6 | -3.7 | 18.9 | 4.4 | 3 | -5 | 13.9 | 6.7 | 15.6 | 8.3 | 13.2 | 12.3 | 11.7 | 8.9 | 15.5 | 6 | 6.8 | -14.8 | 0 | -8.3 | 8 | 6 | 18.9 | 10.6 | 21.7 | 10.6 | 17.2 | 15.6 | 21.1 | 15.6 | 10 | -6.7 | 27.2 | 18.9 | -13.9 | -23.3 | 6.7 | 2.8 | -9.4 | -15 | -14.1 | -21.1 | 3.9 | -3.9 | -2.9 | -4.7 | 12.2 | 6.7 | 25 | 19.4 | -7.2 | -20.6 | -21 | -25 | -12.2 | -17.2 | 1.7 | -3.9 | -6.7 | -13.3 | -2 | -7.4 | 7.2 | -1.1 | -6.7 | -8.9 | 1.1 | -0.6 | -4.4 | -11.7 | -2.8 | -10.6 | -6.1 | -10.6 | 19.4 | 11.1 | 0.4 | -6.9 | -3.7 | -8.9 | 11.7 | 4.4 | 8 | 7.3 | 6.7 | -3.9 | -7.2 | -10 | 0.6 | -5.6 | 4.4 | -2.2 | 5 | -2.8 | 16.1 | -13.9 | 2.2 | -0.6 | -1.7 | -4.4 | -1.1 | -11.1 | 9 | 8 | -6.1 | -12.2 | 12.2 | 2.8 | 13.3 | 1.1 | 3 | 3 | 3 | 1.7 | -0.3 | -7.1 | 2.2 | 2.2 | -6.7 | -10 | 3 | -1 | 8.3 | -1.7 | 10 | -5.6 | -22.2 | -31.7 | 10.6 | 0.6 | 3.3 | -6.7 | 18.3 | -1.7 | 23.9 | 15.6 | 10 | -9.4 | 6.7 | -3.9 | 21.7 | 18.9 | 13.9 | 3.9 | 5.6 | 1.7 | 0.7 | -3.5 | -6.7 | -11.7 | 3.3 | 1.1 | 3.9 | 0 | -19.4 | -26.1 | 1.7 | -1.2 | 7.2 | -10.7 | 2.2 | -7.2
-16 | -19 | -19.4 | -21.7 | 13.9 | -4.4 | 20 | 16.7 | -1.1 | -3.8 | 20 | 3.9 | 3 | -5 | 13.9 | 7.2 | 15 | 10.6 | 13.9 | 12.8 | 12.2 | 7.8 | 17.2 | 6.1 | 7.6 | -14.9 | 1.1 | -7.8 | 9 | 6 | 17.8 | 11.1 | 22.8 | 10.6 | 17.2 | 16.1 | 22.2 | 15.6 | 10.6 | -6.7 | 26.7 | 18.9 | -11.9 | -19.4 | 9.4 | 3.9 | -8.9 | -15 | -13.3 | -22.8 | 6.1 | -3.3 | -3.3 | -5.6 | 12.6 | 7.5 | 25 | 17.8 | -6.1 | -20.6 | -21 | -26 | -11.7 | -16.7 | 2.8 | -3.3 | -5.6 | -12.8 | -1.1 | -8.3 | 7.2 | -1.1 | -6.7 | -9.4 | 1.1 | -0.6 | -4 | -10.5 | -3.3 | -8.3 | -6.3 | -10.7 | 19.8 | 11.1 | 0.7 | -7.1 | -2.4 | -7.4 | 11.1 | 1.7 | 6.1 | 5.6 | 8.3 | -3.9 | -7.2 | -9.4 | 1.9 | -4.3 | 5.6 | -2.8 | 5.6 | -3.9 | 17.2 | -12.8 | 3.3 | -2.2 | -2.8 | -6.7 | -1.1 | -11.1 | 9.4 | 8.3 | -5 | -12.2 | 12.8 | 3.9 | 14.4 | 1.7 | 4 | 4 | 3.9 | 2.2 | 0.6 | -8.3 | 2.8 | 2.8 | -7.2 | -12.8 | 3 | 0 | 8.9 | -2.8 | 11.1 | -6.1 | -21.7 | -31.1 | 12.2 | 0 | 5.6 | -8.3 | 20 | -3.3 | 24.1 | 15.6 | 11.1 | -10.6 | 7.6 | -4 | 21.7 | 19.4 | 15.6 | 4.4 | 6.1 | 1.1 | 1.1 | -3.3 | -5.6 | -11.7 | 3.9 | 0.6 | 3.9 | 0.6 | -18.1 | -24.1 | 2.2 | -0.6 | 7.2 | -10.3 | 3.9 | -6.1
-15 | -18 | -18.3 | -20 | 13.9 | -5 | 20.6 | 16.1 | -1.7 | -4.4 | 21.7 | 2.8 | 3 | -5 | 14.4 | 7.8 | 15 | 10 | 14.3 | 12.4 | 11.7 | 7.2 | 16.7 | 7.4 | 8.3 | -16.7 | 2.2 | -8.9 | 9 | 6 | 17.8 | 10.6 | 23.9 | 10 | 18.3 | 16.3 | 22.2 | 15 | 11.1 | -7.2 | 27.2 | 18.9 | -9.8 | -16.6 | 8.9 | 4.4 | -8.3 | -13.9 | -12.9 | -21.4 | 8.3 | -3.3 | -3.3 | -5.5 | 12.9 | 8.2 | 25.6 | 17.2 | -5 | -20 | -20 | -25 | -10 | -16.7 | 3.9 | -2.8 | -5 | -11.1 | 0 | -6.9 | 7.2 | -0.6 | -6.1 | -9.4 | 1.7 | -0.6 | -3.7 | -10.4 | -3.9 | -7.2 | -6.5 | -11.4 | 20.2 | 10.6 | 1.1 | -8.3 | -1.1 | -6.7 | 11.7 | -3.3 | 5.9 | 5.3 | 8.9 | -4.4 | -6.7 | -10 | 3.1 | -3.9 | 7.2 | -3.3 | 5 | -2.8 | 18.3 | -13.3 | 3.3 | -4.4 | -2.2 | -10.6 | -0.6 | -11.1 | 9.6 | 8.6 | -5.6 | -11.7 | 14.4 | 5.6 | 16.1 | 2.8 | 7 | 6 | 4.1 | 2 | 0.4 | -7.2 | 2.8 | 2.8 | -8.3 | -14.4 | 3 | 0 | 9.4 | -2.2 | 11.7 | -7.2 | -21.1 | -30.6 | 12.2 | 0 | 6.7 | -8.9 | 19.4 | -2.8 | 24.2 | 15.2 | 12.8 | -11.1 | 8.5 | -4.4 | 22.2 | 19.4 | 16.7 | 4.4 | 6.7 | 1.1 | 0.7 | -2.2 | -4.4 | -11.1 | 2.8 | 1.1 | 3.9 | 0.6 | -16.9 | -22.9 | 2.2 | -0.2 | 7.2 | -11.1 | 5.6 | -5.6
-15 | -18 | -18.3 | -20.6 | 14.4 | -6.1 | 20.6 | 16.1 | -2.2 | -4.7 | 21.7 | 2.2 | 3 | -3 | 14.4 | 6.7 | 14.4 | 10.6 | 14.6 | 11.6 | 11.1 | 6.1 | 16.1 | 8.6 | 7.4 | -13.2 | 3.9 | -7.8 | 10 | 7 | 16.7 | 9.4 | 23.3 | 9.4 | 19.5 | 16.7 | 22.8 | 15 | 12.2 | -7.2 | 26.7 | 20 | -7.8 | -14.4 | 10 | 5 | -7.2 | -13.3 | -12.6 | -20.9 | 9.4 | -3.3 | -3.3 | -5.9 | 13.3 | 8.9 | 25 | 17.2 | -4.4 | -19.4 | -19 | -23 | -9.4 | -16.7 | 5 | -2.8 | -4.4 | -10.6 | 1.1 | -6.4 | 7.2 | -1.1 | -6.1 | -10 | 1.7 | -0.6 | -3.3 | -11.1 | -4.4 | -6.7 | -6.7 | -12.8 | 20.6 | 10.6 | 0.5 | -7.7 | -1.5 | -5.7 | 11.7 | -5.6 | 5.8 | 5.2 | 10 | -5 | -6.7 | -9.4 | 4.4 | -3.9 | 8.3 | -3.9 | 5.6 | -3.3 | 17.8 | -12.2 | 4.4 | -6.1 | -3.3 | -13.3 | -0.6 | -10.6 | 9.8 | 8.8 | -5 | -11.7 | 13.9 | 5 | 16.7 | 2.2 | 7 | 6 | 4.2 | 1.4 | 0.2 | -7.3 | 2.8 | 2.8 | -8.9 | -16.1 | 3 | 0 | 10.6 | -2.8 | 13.9 | -7.2 | -21.1 | -30.6 | 13.3 | -0.6 | 6.7 | -10 | 19.4 | -5.6 | 24.4 | 15 | 13.9 | -11.1 | 9.4 | -6.1 | 21.1 | 20 | 17.2 | 4.4 | 7.2 | 0.6 | 0.4 | -1.5 | -5.6 | -12.2 | 3.3 | 0.6 | 3.3 | 1.1 | -15.6 | -22.2 | 2.2 | 0.2 | 6.5 | -9.9 | 5 | -6.1
-14 | -18 | -18.9 | -21.1 | 13.9 | -5.6 | 19.4 | 16.1 | -2.8 | -5.6 | 21.7 | 1.7 | 3 | -2 | 13.9 | 6.7 | 13.9 | 10.6 | 15 | 11.1 | 11.7 | 6.1 | 15.6 | 9.4 | 6.5 | -11.7 | 5 | -6.1 | 11 | 6 | 16.1 | 8.3 | 23.3 | 8.3 | 20.6 | 16.7 | 21.1 | 14.4 | 12.8 | -8.3 | 26.1 | 18.9 | -8.2 | -13.4 | 7.2 | 3.3 | -7.2 | -12.8 | -12.2 | -21.7 | 8.3 | -3.9 | -3.3 | -6.7 | 12.8 | 9.3 | 25.6 | 17.2 | -4.4 | -18.9 | -20 | -25 | -10.6 | -16.7 | 4.4 | -2.2 | -3.9 | -10 | 2.2 | -6.7 | 7.2 | -1.7 | -7.2 | -10.6 | 1.7 | -0.6 | -4.1 | -10.4 | -5.2 | -7.1 | -7.8 | -13.2 | 18.5 | 10.4 | 0 | -7.9 | -1.8 | -5.4 | 11.1 | -5.6 | 5.6 | 5 | 10 | -5.6 | -6.7 | -8.9 | 3.9 | -2.2 | 10 | -9.4 | 4.4 | -3.3 | 18.3 | -12.2 | 4.4 | -7.2 | -4.4 | -12.8 | -0.6 | -10.6 | 10 | 8.9 | -5 | -11.1 | 13.9 | 3.9 | 16.7 | 2.2 | 6 | 5 | 4.4 | 1.1 | 0 | -8.3 | 3.3 | 2.8 | -10 | -16.1 | 3 | 0 | 10 | -5 | 14.4 | -7.2 | -21.7 | -30.6 | 13.3 | 0 | 6.7 | -11.1 | 18.9 | -4.4 | 23.1 | 15.5 | 12.8 | -12.2 | 8.5 | -5.4 | 16.1 | 15.6 | 16.7 | 4.4 | 6.7 | 0 | 0 | -1.1 | -6.7 | -11.1 | 2.8 | 0.6 | 3.9 | 1.1 | -16.1 | -21.7 | 2.2 | 0.6 | 5.7 | -9.8 | 5 | -6.1
-17 | -20 | -18.9 | -22.2 | 13.3 | -5.6 | 20.6 | 16.7 | -3.3 | -6.7 | 20.6 | 0 | 3 | -3 | 13.3 | 6.7 | 13.3 | 10.6 | 13.9 | 10.5 | 10.6 | 5.6 | 13.7 | 9.2 | 5.6 | -12.2 | 3.3 | -5 | 11 | 6 | 14.4 | 7.2 | 22.2 | 9.4 | 20.2 | 16.3 | 20.6 | 14.4 | 11.7 | -6.7 | 26.1 | 18.9 | -8.5 | -13 | 6.1 | 2.8 | -6.1 | -13.3 | -12.9 | -20.8 | 7.2 | -3.9 | -4.1 | -7 | 12.2 | 9.3 | 23.9 | 16.7 | -5.6 | -19.4 | -21 | -25 | -12.8 | -17.2 | 3.9 | -1.1 | -3.9 | -9.4 | 0.9 | -5.9 | 6.7 | -2.2 | -7.8 | -11.1 | 1.7 | -0.6 | -4.8 | -10.3 | -5.9 | -7.9 | -8.9 | -14.4 | 16.5 | 10.4 | -0.6 | -9.4 | -2.2 | -5.6 | 10.6 | -4.4 | 5.2 | 4.6 | 8.3 | -5.6 | -6.7 | -9.4 | 3.3 | -1.3 | 8.9 | -10 | 2.8 | -3.3 | 16.7 | -14.4 | 2.2 | -7.2 | -7.8 | -15 | -0.6 | -10 | 10 | 9 | -6.7 | -12.2 | 13.9 | 2.8 | 16.7 | 2.8 | 5 | 4 | 3.3 | 0.5 | -1.1 | -7.1 | 2.8 | 2.8 | -10.6 | -16.1 | 3 | 0 | 10 | -5.6 | 13.9 | -6.7 | -22.2 | -31.1 | 12.8 | -1.1 | 5 | -11.7 | 18.9 | -2.8 | 21.9 | 15.5 | 12.2 | -10.6 | 7.6 | -5.1 | 15 | 13.9 | 15.6 | 3.9 | 5.6 | 0 | -0.7 | -1.6 | -6.7 | -11.1 | 2.2 | 1.1 | 3.9 | 1.7 | -16.7 | -22.1 | 2.2 | 0.7 | 5 | -11.1 | 3.9 | -6.1
-20 | -22 | -18.9 | -23.3 | 11.7 | -4.4 | 17.8 | 16.7 | -3.7 | -6.5 | 18.9 | -0.6 | 2 | -3 | 11.7 | 7.2 | 11.7 | 10 | 12.8 | 10 | 10 | 5 | 11.9 | 9 | 3.5 | -11.9 | 0 | -5.6 | 11 | 7 | 13.3 | 7.2 | 21.1 | 9.4 | 19.8 | 15.7 | 19.4 | 15.6 | 10.6 | -5.6 | 24.4 | 19.4 | -8.9 | -13.3 | 5.6 | 2.8 | -6.1 | -12.2 | -13.7 | -21.1 | 3.9 | -4.4 | -4.8 | -7.7 | 11.7 | 9.4 | 22.2 | 16.7 | -6.1 | -19.4 | -20 | -24 | -12.8 | -17.2 | 3.3 | -1.1 | -5 | -9.4 | -0.4 | -6.3 | 5.6 | -2.8 | -8.9 | -11.7 | 1.7 | -1.1 | -5.6 | -11.1 | -6.7 | -8.9 | -10 | -16.1 | 14.4 | 10 | -2.3 | -10.1 | -3.9 | -6.6 | 9.4 | -3.9 | 4.8 | 4.2 | 6.7 | -6.7 | -7.2 | -8.9 | 2.8 | -0.6 | 6.7 | -10 | 1.7 | -3.3 | 11.7 | -13.3 | 1.7 | -6.7 | -10 | -18.3 | -0.6 | -10 | 10 | 9 | -7.2 | -12.2 | 12.8 | 0.6 | 14.4 | 3.3 | 3 | 3 | 2.2 | 0 | -2.2 | -7.1 | 3.3 | 3.3 | -12.2 | -18.3 | 2 | 0 | 6.7 | 0 | 10 | -5 | -23.3 | -31.7 | 10.6 | -1.1 | 3.3 | -11.1 | 16.1 | -1.7 | 20.6 | 15.6 | 8.9 | -11.7 | 6.7 | -6.1 | 13.9 | 12.8 | 13.3 | 3.3 | 1.7 | -1.1 | -1.5 | -2.1 | -7.8 | -11.1 | 1.7 | 1.1 | 4.4 | 1.7 | -17.2 | -22.8 | 2.2 | 0.9 | 3.1 | -10 | 0.6 | -7.8
-21 | -23 | -17.8 | -22.8 | 11.1 | -4.4 | 13.3 | 12.8 | -4 | -6.6 | 17.2 | -0.6 | 2 | -2 | 11.1 | 6.1 | 12.2 | 10 | 11.7 | 9.4 | 8.9 | 5 | 10 | 8.3 | 1.5 | -12.7 | -1.1 | -5.6 | 11 | 7 | 11.7 | 7.8 | 19.4 | 9.4 | 19.4 | 15 | 17.8 | 16.1 | 8.3 | -5.6 | 23.3 | 19.4 | -8.9 | -12.3 | 3.9 | 2.8 | -7.2 | -12.2 | -14.4 | -22.2 | 0 | -6.1 | -5.6 | -8.9 | 11.3 | 9.2 | 21.1 | 16.7 | -6.7 | -20.6 | -20 | -24 | -14.4 | -17.8 | 3.3 | -1.1 | -5.6 | -10 | -1.7 | -7.2 | 6.1 | -1.7 | -8.9 | -12.2 | 1.7 | -0.6 | -6 | -10.9 | -6.9 | -9.2 | -10.2 | -15.3 | 13.7 | 10 | -3.9 | -11.4 | -5.5 | -8.1 | 7.8 | -4.4 | 4.4 | 3.9 | 4.4 | -5.6 | -8.3 | -11.1 | 2.2 | -0.3 | 4.4 | -9.4 | -0.6 | -4.4 | 9.4 | -12.8 | 1.7 | -5.6 | -11.7 | -19.4 | -0.6 | -9.4 | 10 | 8.9 | -8.3 | -12.2 | 12.2 | -0.6 | 10 | 3.9 | 3 | 2 | 1.1 | -0.6 | -3.3 | -7.8 | 3.9 | 3.9 | -12.8 | -17.8 | 2 | 0 | 5 | 0.6 | 6.7 | -3.9 | -25.6 | -32.8 | 8.3 | -0.6 | 2.2 | -11.1 | 12.2 | -1.1 | 19.3 | 15.8 | 8.9 | -12.2 | 4.8 | -4.7 | 12.8 | 11.7 | 11.7 | 3.3 | 1.7 | -1.1 | -2.2 | -2.8 | -7.8 | -11.1 | 1.1 | 0.6 | 4.4 | 2.2 | -17.8 | -22.4 | 2.2 | 1.1 | 1.3 | -9.9 | 0.6 | -7.2
-23 | -25 | -17.8 | -23.3 | 9.4 | -2.2 | 12.2 | 12.2 | -4.4 | -7.2 | 15.6 | 0 | 2 | -3 | 10.6 | 6.7 | 12.2 | 10 | 11.7 | 9.3 | 9.4 | 5.6 | 8.7 | 7 | -0.6 | -15.6 | -1.1 | -5.6 | 9 | 6 | 11.7 | 7.8 | 18.9 | 9.4 | 18.5 | 15.2 | 17.8 | 16.1 | 6.7 | -6.1 | 23.3 | 18.9 | -8.9 | -11.7 | 3.3 | 1.7 | -6.7 | -12.2 | -15 | -21 | -2.8 | -7.8 | -6.1 | -9.7 | 11 | 9.3 | 20 | 17.2 | -7.2 | -21.7 | -20 | -23 | -15.6 | -18.3 | 3.3 | -1.1 | -6.7 | -10 | -2.8 | -6.5 | 5.6 | -3.9 | -10 | -12.8 | 2.2 | -1.1 | -6.3 | -11.2 | -7 | -9.7 | -10.4 | -15.1 | 12.9 | 9.9 | -5.6 | -13.9 | -7.2 | -10 | 8.3 | -5.6 | 4.4 | 3.7 | 3.9 | -5.6 | -10 | -12.8 | 1.7 | -0.1 | 3.3 | -8.9 | -2.8 | -5 | 8.9 | -13.3 | -0.6 | -3.3 | -13.3 | -21.7 | -0.6 | -10 | 8.7 | 7.8 | -9.4 | -13.3 | 11.7 | 0 | 8.9 | 2.8 | 3 | 2 | 0.7 | -0.9 | -3.7 | -7.4 | 3.9 | 3.9 | -13.3 | -17.8 | 2 | 0 | 4.4 | 0 | 6.7 | -3.3 | -27.8 | -34.4 | 6.1 | 0 | 2.2 | -10.6 | 10.6 | -1.1 | 18 | 15.7 | 1.7 | -12.8 | 3 | -4.3 | 12.8 | 10.6 | 10.6 | 2.8 | 0.6 | -1.7 | -2.4 | -2.8 | -6.1 | -12.2 | 1.7 | 0.6 | 3.9 | 2.2 | -18.3 | -22.6 | 2 | 0.5 | -0.6 | -11.7 | -2.2 | -8.9
-24 | -26 | -18.3 | -23.9 | 10.6 | -3.9 | 11.1 | 11.1 | -4.2 | -6.7 | 15 | 0.6 | 2 | -3 | 9.4 | 6.1 | 12.2 | 9.4 | 11.7 | 9.1 | 8.9 | 5.6 | 7.4 | 5.7 | -2.1 | -12.6 | -2.2 | -6.1 | 8 | 7 | 11.7 | 7.8 | 16.7 | 11.7 | 17.6 | 15.1 | 17.8 | 16.1 | 6.7 | -2.8 | 23.3 | 19.4 | -8.9 | -11.7 | 2.8 | 1.7 | -5.6 | -11.1 | -15.5 | -20.7 | -3.9 | -8.3 | -6.7 | -11.2 | 10.6 | 8.9 | 20 | 17.2 | -7.2 | -22.2 | -19 | -23 | -16.7 | -18.9 | 3.3 | -1.1 | -6.7 | -10.6 | -3.9 | -6.4 | 6.7 | -0.6 | -10.6 | -12.8 | 1.7 | -0.6 | -6.7 | -12.2 | -7.2 | -10.6 | -10.6 | -15.6 | 12.2 | 10 | -5.6 | -13 | -7.4 | -9.3 | 8.3 | -6.1 | 4.4 | 3.4 | 3.3 | -5.6 | -10.6 | -13.9 | 1.1 | 0 | 2.8 | -8.3 | -1.7 | -5 | 7.8 | -13.3 | 0 | -2.8 | -13.9 | -21.1 | -1.1 | -10 | 7.4 | 6.7 | -9.4 | -12.8 | 10.6 | 0.6 | 8.3 | 2.8 | 3 | 2 | 0.4 | -1.2 | -4 | -7.5 | 3.9 | 3.9 | -13.9 | -17.8 | 1 | -1 | 3.9 | 0 | 6.1 | -2.2 | -28.9 | -34.4 | 5.6 | 0 | 1.1 | -10 | 6.7 | -1.1 | 16.7 | 15.6 | 2.2 | -11.7 | 1.1 | -5 | 12.2 | 9.4 | 9.4 | 2.8 | -1.1 | -2.8 | -2.6 | -2.7 | -6.7 | -11.7 | 1.7 | 0.6 | 3.9 | 1.7 | -18.9 | -23.3 | 1.9 | 0 | -1.1 | -10.1 | -2.2 | -10.6
-23 | -25 | -18.3 | -23.9 | 10 | -3.9 | 11.1 | 11.1 | -4.1 | -6.6 | 13.9 | 1.1 | 2 | -4 | 9.4 | 6.1 | 12.2 | 9.4 | 11.7 | 8.9 | 9.4 | 6.1 | 6.1 | 4.4 | -3.5 | -11.9 | -3.3 | -6.7 | 9 | 7 | 12.2 | 7.8 | 15 | 10 | 16.7 | 15 | 17.8 | 16.1 | 7.2 | -4.4 | 23.3 | 19.4 | -7.8 | -10.6 | 2.2 | 1.7 | -6.1 | -9.4 | -16.1 | -21.1 | -4.4 | -8.3 | -7.2 | -13.3 | 11 | 9.5 | 19.4 | 17.8 | -7.8 | -22.2 | -19 | -23 | -17.2 | -18.5 | 3.3 | -2.2 | -6.7 | -10 | -5 | -6.7 | 7.8 | -0.6 | -11.1 | -12.8 | 1.7 | -1.1 | -7.4 | -12.4 | -7.8 | -11.1 | -10.4 | -15.3 | 12.6 | 10.4 | -5.6 | -13 | -7.6 | -9.1 | 5 | -2.2 | 4.4 | 3.3 | 0.6 | -4.4 | -12.8 | -15.6 | 1.1 | 0.1 | 1.7 | -8.3 | 0.6 | -3.3 | 6.1 | -13.3 | 0.6 | -4.4 | -14.4 | -20 | -1.7 | -10.6 | 6.1 | 5.6 | -9.4 | -12.2 | 11.1 | 0.6 | 7.8 | 2.2 | 2 | 1 | 0 | -1.7 | -4.4 | -8.3 | 3.9 | 3.9 | -14.4 | -18.3 | 2 | -1 | 2.8 | 0 | 6.1 | -1.7 | -28.9 | -34.4 | 3.9 | -0.6 | 0.6 | -10 | 7.8 | -3.3 | 17.1 | 16 | 0 | -12.2 | 0.2 | -4.1 | 12.2 | 9.4 | 9.4 | 2.2 | -1.7 | -3.3 | -2.8 | -2.8 | -7.2 | -10.6 | 1.7 | 0.6 | 3.9 | 1.1 | -19.6 | -23.4 | 1.7 | -0.6 | -1.7 | -10.2 | -3.9 | -8.9
-25 | -27 | -18.3 | -23.3 | 10.6 | -5 | 10 | 9.4 | -3.9 | -6.7 | 12.8 | 1.7 | 2 | -3 | 8.3 | 6.1 | 12.2 | 10 | 11.3 | 9.1 | 8.9 | 6.1 | 5.9 | 4.2 | -5 | -12.2 | -2.8 | -7.2 | 11 | 7 | 11.7 | 6.7 | 15 | 8.3 | 16.9 | 15.4 | 17.8 | 15.6 | 6.1 | -2.2 | 23.3 | 19.4 | -6.7 | -10.1 | 3.3 | 2.2 | -7.2 | -8.3 | -16.7 | -20.9 | -5 | -8.9 | -7.9 | -13.6 | 11.3 | 9.8 | 17.2 | 15 | -8.3 | -22.2 | -18 | -22 | -16.7 | -17.9 | 3.9 | -1.7 | -7.2 | -10.6 | -4.8 | -6.3 | 7.8 | -0.6 | -11.7 | -12.8 | 1.7 | -0.6 | -8.2 | -13.4 | -8.3 | -11.8 | -10.2 | -15.5 | 12.9 | 10.6 | -5.6 | -13.9 | -7.8 | -8.9 | 2.2 | 0.6 | 3.9 | 2.9 | 1.7 | -5.6 | -13.3 | -16.7 | 1.1 | 0.4 | -0.6 | -8.3 | -0.6 | -2.2 | 4.4 | -13.3 | -1.7 | -3.9 | -15 | -20.6 | -1.7 | -10.6 | 4.8 | 4.1 | -10.6 | -13.9 | 10 | 0.6 | 4.4 | 1.7 | 1 | 0 | -0.4 | -1.9 | -4.8 | -7.8 | 3.9 | 3.9 | -15 | -18.9 | 1 | -1 | 2.8 | 0 | 6.1 | -1.7 | -30 | -35 | 3.3 | -0.6 | 0 | -9.4 | 11.7 | -4.4 | 17.4 | 16.3 | -1.1 | -12.2 | -0.8 | -4.1 | 10.6 | 7.8 | 8.9 | 2.2 | -1.7 | -3.3 | -2.4 | -2.4 | -8.3 | -10 | 1.7 | 0.6 | 5 | 0 | -20.4 | -24 | 1.5 | -0.8 | -2.2 | -11.1 | -4.4 | -11.7
-22 | -24 | -18.3 | -23.3 | 10.6 | -4.4 | 8.3 | 8.3 | -3.9 | -6.4 | 12.2 | 1.7 | 1 | -1 | 7.2 | 5.6 | 11.1 | 9.4 | 11 | 9.5 | 8.3 | 6.1 | 5.5 | 3.9 | -5.9 | -11.3 | -4.4 | -7.8 | 10 | 7 | 10.6 | 6.7 | 14.4 | 6.7 | 17 | 15.7 | 18.3 | 16.1 | 7.2 | -5 | 23.9 | 18.9 | -5.6 | -10 | 4.4 | 3.9 | -7.8 | -8.9 | -17.2 | -21.3 | -5.6 | -9.4 | -8.7 | -14.8 | 11.7 | 10 | 16.7 | 14.4 | -8.9 | -22.8 | -18 | -22 | -16.1 | -17.1 | 3.9 | -1.1 | -8.3 | -11.1 | -4.6 | -6.1 | 7.8 | -1.7 | -12.2 | -13.9 | 1.1 | -1.1 | -8.9 | -15 | -8.9 | -13.3 | -10 | -16.7 | 13.3 | 11.1 | -5.8 | -13 | -8.3 | -9.4 | 2.2 | -3.3 | 3.3 | 2.6 | -0.6 | -2.8 | -13.9 | -16.7 | 1.1 | 0.6 | -2.8 | -8.3 | -3.3 | -5 | 3.3 | -12.8 | -1.1 | -3.9 | -15 | -20.6 | -2.2 | -10.6 | 3.5 | 2.5 | -10 | -12.2 | 10 | 1.1 | 5.6 | 1.7 | 1 | 0 | -0.7 | -2.2 | -5.2 | -7.9 | 3.3 | 3.3 | -15.6 | -20 | 2 | -1 | 0.6 | -0.6 | 6.1 | -1.7 | -30 | -36.1 | 1.7 | -1.1 | -1.1 | -8.9 | 8.3 | -3.9 | 17.8 | 16.7 | -1.7 | -12.2 | -1.7 | -4.4 | 10 | 7.2 | 8.9 | 2.2 | -1.7 | -2.8 | -2.1 | -2.1 | -8.9 | -10.6 | 1.7 | 0 | 4.4 | 0 | -21.1 | -25 | 1.3 | -1.1 | -2.6 | -10 | -6.7 | -11.7
-24 | -26 | -18.3 | -23.3 | 11.1 | -3.9 | 7.2 | 7.2 | -3.9 | -6.4 | 10.6 | 2.2 | 0 | 0 | 6.7 | 5 | 10 | 8.9 | 10.6 | 9.4 | 7.8 | 5.6 | 5.1 | 3.6 | -6.9 | -11.6 | -2.8 | -7.8 | 10 | 7 | 8.9 | 6.1 | 12.8 | 6.7 | 17.2 | 16.1 | 18.3 | 15.6 | 5.6 | -3.3 | 23.3 | 19.4 | -6 | -10.2 | 5 | 3.9 | -7.2 | -8.3 | -17.8 | -22.2 | -6.1 | -10 | -9.4 | -16.7 | 11.7 | 10.3 | 16.7 | 13.9 | -9.4 | -23.3 | -18 | -22 | -15 | -16.5 | 3.3 | -0.6 | -7.8 | -11.1 | -4.4 | -6.1 | 7.8 | -0.6 | -12.8 | -15 | 0 | -1.7 | -9.1 | -14.9 | -9.3 | -13.4 | -10.4 | -16.2 | 12.8 | 11.1 | -5.9 | -12.9 | -8.9 | -10.2 | 0 | -2.2 | 2.8 | 2.2 | 0.6 | -3.3 | -14.4 | -17.2 | 1.1 | 0.5 | -4.4 | -8.3 | -3.3 | -5 | 5 | -13.3 | -1.7 | -3.9 | -15 | -20.6 | -2.2 | -10 | 2.2 | 1.1 | -10 | -12.8 | 10 | 1.1 | 3.3 | 0.6 | 1 | -1 | -1.1 | -2.8 | -5.6 | -8.3 | 3.3 | 3.3 | -16.1 | -20 | 1 | -2 | 0 | -0.6 | 7.2 | 0 | -28.3 | -35 | 0.6 | -1.7 | -1.1 | -8.9 | 6.7 | -4.4 | 17.8 | 16.7 | -3.9 | -13.3 | -2.1 | -4.4 | 9.4 | 7.2 | 7.2 | 2.2 | -2.2 | -3.3 | -1.7 | -1.7 | -8.3 | -11.1 | 1.7 | -0.6 | 3.9 | 0.6 | -21.7 | -25 | 1.1 | -1.7 | -2.9 | -9.6 | -5 | -12.8
-25 | -27 | -18.3 | -23.3 | 11.1 | -3.9 | 7.2 | 6.7 | -3.9 | -6.7 | 10.6 | 1.7 | 0 | 0 | 7.2 | 5.6 | 10 | 9.4 | 10.6 | 9.5 | 7.8 | 5 | 4.8 | 3.5 | -7.8 | -12.2 | -3.9 | -8.3 | 10 | 7 | 7.2 | 5.6 | 12.2 | 6.7 | 17.2 | 16.3 | 17.8 | 13.9 | 5 | -3.3 | 23.3 | 18.9 | -6.3 | -10.9 | 5 | 3.9 | -6.7 | -8.3 | -18.3 | -22.2 | -6.1 | -10 | -10.3 | -16.3 | 11.7 | 10.5 | 16.1 | 13.9 | -9.4 | -22.8 | -18 | -21 | -14.4 | -15.8 | 2.2 | -0.6 | -7.2 | -11.1 | -4.4 | -5.5 | 8.3 | -0.6 | -13.3 | -15.6 | -0.6 | -1.1 | -9.2 | -15.4 | -9.6 | -14.2 | -10.7 | -16.7 | 12.2 | 11.1 | -6.1 | -13.9 | -9.4 | -11.1 | 0.6 | -5 | 2.6 | 2 | 1.1 | -3.9 | -16.1 | -18.9 | 1.1 | 0.5 | -3.9 | -8.3 | -4.4 | -6.1 | 3.9 | -13.3 | -1.1 | -3.9 | -16.1 | -22.8 | -2.8 | -10 | 1.8 | 0.3 | -10 | -12.8 | 10 | 1.7 | 3.9 | 1.1 | 1 | -1 | -1.1 | -2.8 | -5.2 | -7.9 | 2.8 | 2.8 | -17.2 | -22.2 | 3 | -1 | 0 | -0.6 | 6.1 | 1.1 | -28.9 | -37.2 | -1.7 | -2.8 | -0.6 | -8.9 | 6.7 | -6.1 | 17.8 | 16.7 | -2.2 | -12.2 | -2.4 | -4.9 | 10 | 7.8 | 7.8 | 2.2 | -1.7 | -2.8 | -1.7 | -1.8 | -8.9 | -11.7 | 1.1 | -2.8 | 3.3 | -0.6 | -22.2 | -25.3 | 0.9 | -1.5 | -3.3 | -10.6 | -7.8 | -13.3
-23 | -24 | -17.2 | -23.3 | 10.6 | -1.1 | 6.7 | 5.6 | -3.7 | -6 | 10 | 2.2 | 1 | 0 | 6.7 | 5.6 | 9.4 | 8.9 | 10.6 | 9.5 | 7.2 | 5 | 4.6 | 3.1 | -7.4 | -11.8 | -5 | -8.9 | 10 | 6 | 6.1 | 5 | 11.1 | 6.1 | 17.2 | 16.6 | 16.1 | 12.2 | 5.6 | -3.9 | 23.9 | 20.6 | -6.7 | -12.2 | 5 | 3.9 | -6.7 | -7.8 | -18.9 | -22.9 | -7.2 | -10.6 | -11.3 | -17 | 11.7 | 10.6 | 16.1 | 13.9 | -10 | -23.3 | -18 | -21 | -13.3 | -15.2 | 2.8 | -1.1 | -8.9 | -12.2 | -4.4 | -5.2 | 8.3 | -0.6 | -13.3 | -15 | -0.6 | -0.6 | -9.4 | -17.2 | -10 | -15.6 | -11.1 | -17.8 | 11.7 | 11.1 | -5.7 | -11.9 | -7.6 | -9.4 | 0 | -5 | 2.4 | 1.8 | 1.7 | -5 | -16.7 | -20.6 | 1.1 | 0.6 | -5 | -8.3 | -3.3 | -5 | 1.7 | -13.3 | -0.6 | -4.4 | -16.7 | -22.8 | -3.3 | -10 | 1.5 | -0.4 | -11.1 | -12.8 | 10.6 | 2.8 | 2.8 | 1.1 | 1 | -1 | -1.1 | -2.9 | -4.8 | -7.8 | 2.8 | 2.8 | -18.3 | -22.2 | 3 | -1 | 0 | -1.1 | 6.1 | 2.8 | -28.9 | -35.6 | -1.7 | -2.8 | 0.6 | -8.3 | 4.4 | -6.7 | 17.8 | 16.7 | -2.2 | -12.2 | -2.8 | -5.6 | 8.9 | 3.9 | 7.2 | 2.8 | -1.7 | -2.8 | -1.7 | -2.1 | -8.3 | -11.7 | 0.6 | -2.8 | 2.8 | -0.6 | -22.8 | -26.1 | 0.8 | -1.4 | -4.1 | -9.6 | -7.8 | -13.3
-24 | -25 | -16.7 | -22.8 | 10.6 | -1.7 | 5.6 | 5.6 | -3.5 | -5.5 | 9.4 | 1.7 | 1 | 0 | 6.7 | 6.1 | 8.9 | 8.3 | 10.6 | 9.4 | 6.1 | 5 | 4.4 | 2.8 | -7.1 | -12 | -5 | -9.4 | 9 | 7 | 5.6 | 4.4 | 10.6 | 6.7 | 17.2 | 16.7 | 15 | 9.4 | 5 | -3.3 | 23.9 | 21.1 | -6.9 | -11.6 | 3.9 | 2.8 | -6.7 | -7.8 | -19.4 | -23.9 | -7.8 | -11.1 | -12.2 | -18.3 | 11.7 | 10.8 | 16.1 | 13.9 | -10 | -23.3 | -18 | -21 | -12.8 | -14.4 | 2.8 | -0.6 | -9.4 | -12.2 | -4.4 | -5 | 8.3 | -1.7 | -13.9 | -16.1 | 0.6 | 0 | -9.4 | -17 | -10.4 | -15.5 | -11.1 | -17 | 11.9 | 11.3 | -5.4 | -11.2 | -5.7 | -8.1 | -0.6 | -6.7 | 2.2 | 1.7 | 2.2 | -5.6 | -17.2 | -21.7 | 1.3 | 0.7 | -4.4 | -8.3 | -5 | -6.7 | 1.1 | -12.8 | -2.2 | -3.9 | -17.8 | -24.4 | -3.9 | -10.6 | 1.1 | -1.1 | -10 | -12.2 | 10 | 3.3 | 1.7 | 0.6 | 1 | -2 | -1.1 | -3.3 | -4.4 | -8.3 | 5.6 | 5.6 | -18.3 | -22.8 | 2 | -2 | -0.6 | -1.1 | 6.7 | 1.7 | -29.4 | -36.1 | -2.2 | -3.3 | 0.6 | -8.3 | 1.7 | -7.2 | 17.6 | 16.6 | -3.3 | -12.8 | -2.8 | -5.1 | 8.3 | 3.3 | 7.2 | 2.8 | -2.2 | -3.3 | -1.7 | -2.2 | -8.9 | -11.7 | 0 | -2.8 | 2.2 | -1.1 | -23.2 | -26.1 | 0.6 | -1.7 | -4.8 | -9.4 | -7.2 | -14.4
-22 | -23 | -16.7 | -22.8 | 10.6 | -1.7 | 3.9 | 3.9 | -3.3 | -5.6 | 8.3 | 1.7 | 1 | 0 | 6.7 | 5.6 | 8.3 | 8.3 | 10.6 | 9.4 | 6.7 | 5.6 | 4.3 | 2.8 | -6.7 | -12.8 | -6.7 | -10 | 9 | 8 | 5 | 4.4 | 9.4 | 5.6 | 17.2 | 16.6 | 13.9 | 7.2 | 5 | -3.3 | 23.9 | 20.6 | -7 | -11.5 | 3.3 | 2.8 | -6.7 | -7.8 | -19.8 | -23.6 | -9.4 | -12.8 | -12.9 | -19.1 | 11.7 | 11 | 16.1 | 13.9 | -10 | -22.8 | -17 | -21 | -11.1 | -13.8 | 3.3 | -0.6 | -10.6 | -12.8 | -4.4 | -4.9 | 8.9 | 0 | -14.4 | -16.1 | 0.6 | -0.6 | -9.4 | -17.9 | -10.7 | -15.9 | -11.1 | -17 | 12 | 11.4 | -5 | -11.1 | -3.9 | -7.2 | -1.1 | -6.7 | 1.7 | 1 | 1.7 | -5 | -18.3 | -22.2 | 1.5 | 0.9 | -5.6 | -8.3 | -5 | -6.7 | 2.2 | -13.3 | -2.2 | -3.3 | -18.3 | -25.6 | -3.9 | -11.7 | 1.3 | -1 | -10 | -12.2 | 10 | 3.9 | 1.1 | 0 | 1 | -1 | -1.1 | -2.8 | -3.7 | -7.1 | 5.6 | 5.6 | -17.8 | -21.7 | 1 | -2 | -1.1 | -1.7 | 6.7 | 1.1 | -29.4 | -36.1 | -2.8 | -3.3 | 0 | -7.8 | 1.1 | -7.2 | 17.4 | 16.8 | -4.4 | -12.2 | -2.8 | -4.9 | 8.3 | 3.3 | 7.2 | 2.8 | -1.7 | -3.3 | -1.9 | -2.4 | -8.9 | -11.7 | 0 | -3.9 | 1.7 | -1.1 | -23.5 | -26.2 | 0.4 | -1.5 | -5.6 | -10 | -6.7 | -15
-21 | -22 | -16.7 | -22.8 | 10 | 0 | 3.3 | 3.3 | -3.3 | -5.2 | 7.8 | 1.1 | 1 | 0 | 6.1 | 5.6 | 8.9 | 8.3 | 10.6 | 9.1 | 6.7 | 5 | 4 | 2.4 | -6.3 | -11.2 | -5.6 | -10 | 9 | 8 | 5 | 4.4 | 9.4 | 5.6 | 17.2 | 16.3 | 13.3 | 5.6 | 5 | -2.8 | 23.9 | 21.1 | -7.2 | -12.2 | 3.9 | 2.8 | -6.1 | -7.8 | -20.2 | -23.8 | -9.4 | -12.8 | -13.7 | -20.7 | 11.7 | 11.1 | 17.2 | 15 | -10.6 | -22.8 | -17 | -20 | -11.1 | -13.9 | 3.9 | -0.6 | -10.6 | -12.2 | -4.4 | -4.9 | 8.9 | -0.6 | -14.4 | -16.1 | 0.6 | -0.6 | -9.4 | -20 | -11.1 | -17.2 | -11.1 | -17.8 | 12.2 | 11.7 | -5.7 | -11 | -5 | -7.4 | -1.7 | -6.7 | 1.1 | 0.1 | 1.7 | -5.6 | -20 | -25 | 1.7 | 1.1 | -3.9 | -8.3 | -6.1 | -7.8 | 1.1 | -13.3 | -3.3 | -6.1 | -18.9 | -25.6 | -4.4 | -12.2 | 1.5 | -0.9 | -10.6 | -12.2 | 10.6 | 3.9 | 1.7 | 0.6 | 1 | -2 | -1.1 | -2.4 | -2.9 | -6.3 | 7.8 | 7.2 | -17.8 | -21.7 | 0 | -2 | -1.1 | -1.7 | 6.7 | 1.7 | -30 | -36.7 | -3.3 | -3.9 | -2.2 | -7.8 | 2.2 | -7.2 | 17.2 | 16.7 | -3.9 | -12.2 | -2.8 | -5 | 8.3 | 3.3 | 7.2 | 3.3 | -1.7 | -3.3 | -2 | -2.5 | -8.3 | -10.6 | -0.6 | -4.4 | 0.6 | -2.2 | -23.9 | -26.7 | 0.2 | -1.4 | -6.1 | -10.2 | -9.4 | -15.6
-20 | -22 | -16.7 | -22.8 | 8.9 | 3.3 | 1.7 | 1.7 | -3.3 | -5.2 | 7.2 | 1.1 | 1 | 0 | 5.6 | 5 | 9.4 | 8.9 | 10.6 | 8.9 | 6.1 | 5 | 3.9 | 2.2 | -6 | -10.4 | -5.6 | -10.6 | 9 | 7 | 5.6 | 5 | 10 | 6.1 | 17.2 | 16.1 | 12.8 | 3.3 | 5.6 | -3.3 | 21.1 | 19.4 | -6.8 | -11 | 3.3 | 2.8 | -5.6 | -7.8 | -20.6 | -24.4 | -9.4 | -12.8 | -14.4 | -23.3 | 12.2 | 11.3 | 16.7 | 15 | -10.6 | -22.8 | -17 | -20 | -11.1 | -14.4 | 3.3 | -0.6 | -11.1 | -12.2 | -4.4 | -5 | 8.9 | -1.1 | -13.9 | -16.1 | 0 | -1.7 | -9.4 | -18.8 | -11.1 | -16.3 | -10.9 | -17.8 | 12.6 | 12 | -6.5 | -11.9 | -6.1 | -8 | -1.7 | -6.7 | 0.6 | -0.6 | 1.7 | -5.6 | -21.1 | -26.1 | 1.9 | 1.5 | -6.7 | -8.9 | -6.7 | -7.8 | 1.1 | -13.3 | -4.4 | -6.1 | -19.4 | -23.3 | -5 | -12.2 | 1.7 | -1.1 | -10.6 | -11.7 | 11.1 | 3.9 | 0.6 | 0 | 1 | -2 | -1.1 | -2.2 | -2.2 | -6.1 | 7.8 | 5 | -18.3 | -22.2 | -2 | -5 | -1.1 | -1.7 | 6.1 | 2.2 | -29.4 | -36.1 | -2.8 | -3.9 | -3.9 | -8.3 | 0.6 | -7.8 | 17.9 | 17.4 | -6.1 | -12.8 | -1.9 | -3.8 | 7.2 | 2.2 | 7.2 | 3.9 | -1.7 | -3.9 | -2.2 | -2.8 | -8.3 | -10 | -0.6 | -5.6 | 0 | -2.2 | -23 | -25.8 | 0 | -1.7 | -6.7 | -10.9 | -9.4 | -15.6
-18 | -20 | -16.1 | -22.2 | 8.3 | 6.1 | 0.6 | 0.6 | -3.3 | -5.6 | 7.8 | 1.1 | 1 | 0 | 5.6 | 5 | 10.6 | 9.4 | 10.8 | 9.3 | 7.2 | 5.6 | 6.5 | 3.7 | -5.6 | -10 | -6.1 | -10.6 | 9 | 7 | 6.1 | 5.6 | 11.1 | 7.2 | 18.3 | 16.1 | 12.8 | 2.8 | 5.6 | -3.3 | 20.6 | 19.4 | -6.5 | -10.6 | 3.3 | 2.8 | -5 | -7.8 | -20 | -23.6 | -8.9 | -12.2 | -14.2 | -22.2 | 12.8 | 11.6 | 17.8 | 16.1 | -11.1 | -22.2 | -18 | -22 | -11.1 | -13.9 | 3.9 | -0.6 | -13.3 | -14.4 | -3.7 | -4.3 | 8.3 | -1.7 | -15.6 | -17.8 | -2.8 | -3.9 | -9.4 | -18.8 | -11.1 | -16.2 | -10.8 | -19 | 12.9 | 12.5 | -7.2 | -13.3 | -7.2 | -8.9 | -1.7 | -6.7 | 0.2 | -1.4 | 1.7 | -5 | -21.7 | -27.2 | 2 | 1.9 | -5 | -7.8 | -6.1 | -7.2 | 4.4 | -11.7 | -3.3 | -6.1 | -18.9 | -24.4 | -5 | -11.7 | 1.7 | -1.4 | -11.1 | -12.2 | 11.1 | 4.4 | 0 | -0.6 | 1 | -3 | -0.5 | -1.5 | -1.8 | -4.9 | 6.7 | 2.2 | -18.3 | -22.2 | -3 | -7 | 0 | -1.1 | 6.1 | 2.2 | -29.4 | -36.1 | -3.9 | -4.4 | 0.6 | -5 | 0 | -7.2 | 18.7 | 18.2 | -1.1 | -11.1 | -0.9 | -2.8 | 6.1 | 1.7 | 7.2 | 3.9 | -2.2 | -3.9 | -1.8 | -2.3 | -7.8 | -10 | -0.6 | -5.6 | -0.6 | -3.3 | -22 | -25.2 | 0 | -1.4 | -7.2 | -12.2 | -5.6 | -13.3
-18 | -20 | -15.6 | -21.7 | 8.9 | 7.2 | 0.6 | 0.6 | -3.1 | -5.1 | 9.4 | 1.1 | 2 | 1 | 6.1 | 5.6 | 11.7 | 9.4 | 10.9 | 9.7 | 7.8 | 6.7 | 9.1 | 5.1 | -1.7 | -8.7 | -3.3 | -9.4 | 10 | 6 | 12.8 | 8.9 | 13.9 | 7.8 | 19.5 | 16.4 | 14.4 | 2.8 | 6.1 | -2.2 | 21.1 | 18.9 | -6.1 | -10.6 | 3.3 | 2.8 | -3.9 | -7.2 | -19.5 | -23.3 | -9.4 | -12.2 | -14.1 | -22.1 | 13.3 | 11.7 | 19.4 | 17.8 | -11.1 | -22.2 | -20 | -23 | -11.1 | -13.3 | 4.4 | -0.6 | -11.1 | -12.2 | -2.9 | -3.8 | 8.3 | 6.7 | -15.6 | -17.8 | -4.4 | -6.7 | -9.4 | -20 | -11.1 | -16.7 | -10.6 | -21.1 | 13.3 | 12.8 | -5.7 | -11.9 | -4.6 | -6.8 | -0.6 | -6.7 | -0.2 | -2.2 | 1.1 | -2.8 | -21.7 | -27.2 | 2.2 | 2.2 | -1.1 | -6.1 | -2.2 | -4.4 | 7.8 | -11.1 | -1.1 | -6.7 | -18.3 | -22.8 | -4.4 | -12.2 | 1.7 | -1.8 | -10 | -11.7 | 10.6 | 4.4 | 2.8 | 1.7 | 1 | -3 | 0 | -1 | -1.5 | -4.1 | 7.2 | 1.7 | -16.1 | -20.6 | -1 | -3 | 4.4 | -0.6 | 7.2 | 3.3 | -26.1 | -32.8 | -1.7 | -2.8 | 4.4 | -5 | 0.6 | -6.7 | 19.4 | 18.9 | 3.9 | -10.6 | 0 | -2.2 | 6.1 | 0.6 | 8.3 | 5 | -0.6 | -2.2 | -1.5 | -2 | -7.2 | -9.4 | -0.6 | -6.1 | 0 | -3.3 | -21.1 | -25 | 0 | -1.4 | -4.6 | -10.6 | -3.9 | -13.9
-17 | -19 | -15 | -21.1 | 9.4 | 7.8 | 1.7 | 1.1 | -3 | -5.3 | 11.7 | 1.7 | 2 | 1 | 6.1 | 5.6 | 13.3 | 10 | 11.1 | 10 | 10 | 6.1 | 11.7 | 6.1 | 2.2 | -8.9 | -2.2 | -8.3 | 11 | 6 | 16.7 | 8.3 | 16.7 | 9.4 | 20.6 | 16.1 | 16.1 | 0 | 7.8 | 1.7 | 21.1 | 17.8 | -5.2 | -9.1 | 3.9 | 3.3 | -3.3 | -6.1 | -18.9 | -23.3 | -7.8 | -12.2 | -13.9 | -22.8 | 15 | 12.7 | 22.2 | 18.3 | -10.6 | -22.2 | -19 | -22 | -10.6 | -12.8 | 6.1 | -0.6 | -8.3 | -10.6 | -2.2 | -3.3 | 8.3 | 7.2 | -15.6 | -17.8 | -6.1 | -17.2 | -8.7 | -19.2 | -9.6 | -15.8 | -9.5 | -20.3 | 15.3 | 13.2 | -4.3 | -11.6 | -2 | -5.1 | 0.6 | -6.7 | -0.6 | -3.3 | 0 | -0.6 | -21.1 | -27.2 | 2.9 | 2.8 | 2.2 | -5.6 | -0.6 | -3.9 | 11.7 | -11.1 | 1.1 | -5.6 | -16.1 | -22.2 | -3.9 | -12.8 | 1.7 | -2.8 | -7.2 | -9.4 | 11.7 | 4.4 | 6.1 | 2.8 | 2 | -2 | 0.6 | -0.6 | -1.1 | -3.9 | 7.8 | 1.1 | -13.9 | -20 | 1 | -2 | 8.9 | -0.6 | 9.4 | 2.2 | -23.3 | -30.6 | 1.1 | -1.1 | 6.7 | -5 | 4.4 | -3.9 | 21.1 | 18.9 | 7.8 | -10.6 | 2.2 | -1.7 | 7.2 | 1.1 | 9.4 | 6.7 | 2.2 | -0.6 | -1.1 | -1.7 | -7.2 | -9.4 | 0 | -7.8 | 0 | -3.3 | -19.6 | -23.4 | 0 | -1.7 | -2 | -9.8 | -3.9 | -15
-16 | -20 | -14.4 | -20.6 | 10 | 8.3 | 1.7 | 1.1 | -2.8 | -5.6 | 15.6 | 2.2 | 3 | 2 | 7.2 | 6.1 | 15 | 8.9 | 11.7 | 10.3 | 10.6 | 5 | 13.7 | 6.6 | 6.1 | -12.8 | 0.6 | -8.3 | 11 | 6 | 18.3 | 6.1 | 18.9 | 8.9 | 21.7 | 16 | 17.2 | 0.6 | 8.3 | 2.2 | 21.1 | 17.2 | -4.2 | -8 | 5 | 3.9 | -2.2 | -6.1 | -17.2 | -21.7 | -6.7 | -12.8 | -13.2 | -21.9 | 16.6 | 13.5 | 23.3 | 18.3 | -10 | -21.7 | -18 | -21 | -10 | -12.2 | 9.4 | -1.1 | -4.4 | -10 | -1.5 | -2.4 | 7.8 | 5.6 | -15.6 | -18.3 | -7.8 | -11.1 | -7.9 | -20 | -8.2 | -15.9 | -8.3 | -20.7 | 17.4 | 13.6 | -2.8 | -12.2 | 0.6 | -3.9 | 1.1 | -6.7 | -0.8 | -3.6 | 0 | 0 | -20.6 | -27.2 | 3.7 | 3.3 | 3.9 | -6.1 | 1.1 | -3.9 | 14.4 | -10.6 | 2.8 | -4.4 | -13.3 | -20.6 | -2.8 | -11.7 | 1.9 | -2.5 | -5 | -7.8 | 12.8 | 5 | 11.7 | 3.9 | 2 | 0 | 1.7 | 0.2 | -0.5 | -2.9 | 8.3 | 1.1 | -12.2 | -18.3 | 2 | -1 | 11.7 | -1.7 | 11.1 | 1.7 | -20 | -28.9 | 2.8 | -0.6 | 9.4 | -5.6 | 7.8 | -2.8 | 22.7 | 18.3 | 10 | -10.6 | 4.5 | -1.5 | 8.3 | 1.7 | 11.7 | 8.3 | 4.4 | -1.1 | -0.7 | -1.4 | -6.7 | -8.9 | 0.6 | -5.6 | 2.2 | -2.8 | -18.2 | -22.4 | 1.1 | -0.7 | 0.6 | -11.1 | 0.6 | -10.6
-16 | -18 | -13.9 | -20.6 | 10.6 | 10 | 2.8 | 1.1 | -2.4 | -5.2 | 17.2 | 1.7 | 6 | 4 | 7.8 | 6.1 | 15 | 8.3 | 12.2 | 10.3 | 10 | 5.6 | 15.8 | 6.8 | 8 | -11.6 | 2.2 | -8.3 | 12 | 6 | 18.9 | 6.7 | 20.6 | 5.6 | 22.8 | 15.7 | 17.8 | -0.6 | 9.4 | 5.6 | 20 | 17.8 | -3.3 | -7.8 | 7.2 | 5 | -1.7 | -6.1 | -15.6 | -20.5 | -5.6 | -12.2 | -12.4 | -21.9 | 18.3 | 14.4 | 24.4 | 19.4 | -10 | -21.7 | -17 | -20 | -10.6 | -12.2 | 10 | -1.1 | -3.9 | -10 | -0.7 | -1.3 | 8.3 | 6.1 | -16.7 | -20 | -8.3 | -13.3 | -7.2 | -22.2 | -6.7 | -17.2 | -7.2 | -23.3 | 19.4 | 13.3 | -2.1 | -10.6 | 1 | -2.6 | 1.7 | -7.2 | -0.9 | -4 | 0.6 | 0.6 | -19.4 | -26.1 | 4.4 | 3.9 | 5 | -5.6 | 1.7 | -2.2 | 15 | -10.6 | 3.3 | -5.6 | -11.1 | -19.4 | -2.8 | -12.8 | 2 | -2.7 | -3.3 | -6.7 | 13.9 | 6.1 | 15.6 | 3.3 | 2 | -1 | 2.8 | 1 | 0 | -2.4 | 7.8 | 0.6 | -11.1 | -18.3 | 3 | -1 | 12.8 | -0.6 | 11.7 | 0.6 | -17.8 | -27.8 | 5 | 0.6 | 11.7 | -6.7 | 10 | -1.7 | 24.4 | 17.8 | 12.2 | -10.6 | 6.7 | -2.2 | 10 | 1.7 | 13.3 | 10.6 | 6.1 | -1.7 | -0.4 | -1.5 | -6.7 | -11.7 | 1.1 | -6.1 | 2.8 | -2.2 | -16.7 | -21.7 | 2.2 | -0.2 | 1.1 | -9 | 2.8 | -7.8
-15 | -18 | -12.8 | -20 | 12.8 | 11.7 | 2.2 | 0 | -2.1 | -5.2 | 17.8 | 1.7 | 4 | 3 | 8.3 | 6.7 | 13.9 | 9.4 | 12.8 | 10.6 | 10.6 | 6.1 | 17.8 | 6.7 | 9.8 | -12 | 2.8 | -7.2 | 12 | 5 | 18.9 | 7.2 | 21.7 | 2.8 | 23.9 | 15 | 18.9 | -1.1 | 10 | 7.2 | 22.8 | 17.2 | -2.8 | -7 | 11.1 | 5.6 | -1.1 | -5.6 | -13.9 | -20 | -3.9 | -12.2 | -11.7 | -23.3 | 18.5 | 14.6 | 23.9 | 17.8 | -8.9 | -21.1 | -17 | -21 | -10 | -12.2 | 11.1 | -0.6 | -2.8 | -10 | 0 | -0.6 | 7.8 | 6.7 | -17.2 | -21.7 | -9.4 | -14.4 | -6.8 | -20.7 | -6.7 | -16.6 | -7.2 | -21.8 | 20.2 | 13.2 | -1.3 | -9.8 | 1.3 | -1.7 | 2.2 | -6.1 | -1.1 | -5 | 1.7 | 0.6 | -18.9 | -26.1 | 4.8 | 4.4 | 5 | -6.7 | 3.9 | -3.9 | 14.4 | -10.6 | 4.4 | -5 | -9.4 | -20 | -2.2 | -12.2 | 2.2 | -3.3 | -2.8 | -6.7 | 13.3 | 7.8 | 17.8 | 2.8 | 2 | -2 | 3.9 | 1.7 | 0.6 | -2.2 | 8.3 | 0.6 | -9.4 | -17.2 | 4 | -1 | 13.3 | 0 | 12.8 | -1.1 | -17.2 | -26.1 | 6.1 | 0 | 12.2 | -7.2 | 11.7 | -1.7 | 24.4 | 17.4 | 13.9 | -10.6 | 7.6 | -2.4 | 12.2 | 2.2 | 13.9 | 12.2 | 6.7 | -0.6 | 0 | -1.7 | -7.2 | -15 | 1.7 | -6.7 | 3.3 | -2.8 | -15.9 | -20.3 | 3.3 | 0.6 | 1.7 | -8 | 3.9 | -7.8
-15 | -18 | -12.2 | -20 | 12.2 | 11.1 | 2.2 | -0.6 | -1.7 | -5.6 | 18.9 | 2.2 | 4 | 3 | 8.9 | 6.1 | 15 | 8.3 | 13.2 | 10.4 | 11.1 | 5.6 | 17.1 | 8.3 | 11.7 | -13.9 | 3.9 | -6.7 | 12 | 6 | 18.9 | 8.3 | 22.2 | 2.8 | 23.9 | 14.9 | 19.4 | -1.7 | 8.9 | 7.8 | 23.9 | 16.1 | -2.2 | -6.7 | 11.7 | 5.6 | -1.1 | -5.6 | -12.8 | -18.7 | -2.2 | -11.7 | -11.3 | -21.9 | 18.7 | 14.8 | 25 | 17.2 | -7.8 | -20.6 | -17 | -21 | -10 | -12.2 | 9.4 | -0.6 | -1.7 | -9.4 | 0.2 | -0.3 | 7.8 | 7.2 | -18.3 | -23.9 | -10 | -15.6 | -6.5 | -20.8 | -6.7 | -17.4 | -7.2 | -22.2 | 20.9 | 13.1 | -0.6 | -10.6 | 1.7 | -1.1 | 3.3 | -6.1 | -0.7 | -5.3 | 3.3 | 2.2 | -18.3 | -25.6 | 5.2 | 5.1 | 6.7 | -7.2 | 3.9 | -5.6 | 15 | -11.1 | 4.4 | -5.6 | -8.9 | -18.3 | -1.1 | -12.8 | 2 | -2.7 | -2.8 | -6.7 | 14.4 | 7.8 | 20 | 1.1 | 2 | -3 | 4.5 | 2 | 1 | -1.4 | 8.3 | 0.6 | -8.9 | -17.8 | 4 | -1 | 14.4 | 0 | 12.8 | -1.7 | -16.1 | -25.6 | 6.7 | 0 | 13.3 | -7.2 | 13.9 | -2.2 | 24.4 | 17.4 | 16.7 | -10 | 8.5 | -2.7 | 13.9 | 1.7 | 13.9 | 13.3 | 6.7 | -1.1 | 0.2 | -1.1 | -7.8 | -15.6 | 1.7 | -5.6 | 3.9 | -2.8 | -15.2 | -19.3 | 4.2 | 0.5 | 2.2 | -8.3 | 5 | -7.2
-15 | -18 | -12.8 | -18.9 | 12.2 | 11.1 | 2.2 | -0.6 | -1.9 | -5.1 | 19.4 | 0.6 | 4 | 3 | 8.9 | 6.1 | 13.9 | 9.4 | 13.5 | 10.2 | 10 | 6.1 | 16.3 | 9.5 | 10.4 | -12.8 | 4.4 | -5.6 | 12 | 6 | 18.9 | 8.3 | 22.8 | 4.4 | 23.9 | 14.3 | 18.9 | 0 | 8.3 | 7.8 | 23.9 | 15.6 | -1.7 | -7.2 | 11.7 | 5 | -1.7 | -5.6 | -11.7 | -18.2 | -1.7 | -11.7 | -11 | -21.7 | 18.9 | 15 | 23.9 | 17.2 | -7.2 | -20 | -17 | -22 | -9.4 | -11.7 | 8.3 | -0.6 | -1.7 | -9.4 | 0.4 | -0.1 | 6.7 | 5 | -19.4 | -25 | -10.6 | -16.7 | -6.1 | -22.8 | -6.7 | -19.4 | -7.2 | -24.4 | 21.7 | 12.8 | -0.6 | -9.7 | 0.4 | -1.9 | 4.4 | -6.1 | -0.4 | -6.3 | 5.6 | 0.6 | -17.8 | -25.6 | 5.6 | 5.6 | 6.7 | -7.8 | 5 | -4.4 | 15.6 | -11.7 | 5.6 | -4.4 | -8.3 | -18.9 | -0.6 | -10.6 | 1.9 | -2.5 | -1.7 | -7.2 | 15 | 7.8 | 21.1 | 0 | 1 | -3 | 5 | 2 | 1.3 | -1 | 8.9 | 0.6 | -8.9 | -17.8 | 3 | 0 | 15 | -0.6 | 12.2 | -3.9 | -15.6 | -25 | 7.8 | 1.1 | 12.8 | -8.9 | 15.6 | -4.4 | 24.4 | 17.2 | 18.3 | -11.1 | 9.4 | -3.9 | 14.4 | 1.7 | 15 | 14.4 | 6.1 | 0 | 0.4 | -0.8 | -7.2 | -15.6 | 1.7 | -4.4 | 3.9 | -2.8 | -14.4 | -18.9 | 5.2 | 0.7 | 1.1 | -7.7 | 3.9 | -7.8
-17 | -20 | -12.8 | -18.3 | 12.8 | 11.7 | 1.7 | -1.1 | -2 | -5.1 | 19.4 | 0.6 | 5 | 4 | 9.4 | 6.1 | 13.9 | 9.4 | 13.9 | 10 | 11.7 | 5 | 15.6 | 10.6 | 9.1 | -12.5 | 4.4 | -5 | 12 | 7 | 18.3 | 8.3 | 22.2 | 5 | 23.9 | 13.9 | 18.3 | 2.8 | 7.8 | 7.8 | 22.8 | 15.6 | -2.6 | -6.9 | 11.1 | 5.6 | -1.7 | -5.6 | -10.6 | -18.3 | -2.2 | -11.1 | -10.6 | -22.8 | 18.2 | 15.1 | 23.3 | 16.1 | -6.7 | -19.4 | -17 | -22 | -10 | -12.2 | 7.8 | -0.6 | -1.7 | -9.4 | 0.6 | 0 | 4.4 | 2.8 | -19.4 | -25.6 | -11.7 | -17.8 | -7.2 | -21.5 | -6.9 | -18.2 | -8.5 | -23 | 19.7 | 13 | -0.6 | -10.2 | -0.9 | -3 | 5 | -6.1 | 0 | -8.3 | 5.6 | -0.6 | -17.8 | -25 | 5.6 | 5.5 | 7.8 | -7.2 | 5 | -5 | 16.7 | -10 | 4.4 | -5 | -8.3 | -17.8 | -0.6 | -10.6 | 1.7 | -2.8 | -2.2 | -6.1 | 13.3 | 9.4 | 21.1 | -0.6 | 1 | -3 | 5.6 | 2.2 | 1.7 | -0.6 | 8.3 | 0 | -8.9 | -17.2 | 3 | -2 | 14.4 | 0.6 | 11.1 | -5.6 | -15.6 | -25 | 8.3 | 0.6 | 12.2 | -8.9 | 16.7 | -5.6 | 23.3 | 17.8 | 16.7 | -11.7 | 8.7 | -2.8 | 13.9 | 0.6 | 17.2 | 16.7 | 6.1 | -0.6 | 0.6 | -0.6 | -7.8 | -16.7 | 1.7 | -4.4 | 2.2 | -2.8 | -14.4 | -17.5 | 6.1 | 0.6 | 0 | -8.4 | 4.4 | -6.7
-15 | -18 | -12.2 | -18.9 | 12.2 | 11.1 | 1.1 | -2.2 | -2.2 | -5.6 | 18.9 | -0.6 | 4 | 3 | 9.4 | 6.7 | 12.8 | 9.4 | 13.2 | 10 | 11.1 | 5.6 | 14.3 | 10.6 | 7.8 | -14.4 | 2.8 | -5 | 12 | 6 | 17.2 | 10 | 21.1 | 2.2 | 20.9 | 12.9 | 16.7 | 3.3 | 7.8 | 7.8 | 23.3 | 15 | -3.5 | -7.3 | 10.6 | 5.6 | -1.7 | -6.1 | -10.8 | -17.7 | -2.2 | -11.1 | -11.5 | -22.1 | 17.4 | 15.1 | 22.2 | 15.6 | -7.2 | -19.4 | -17 | -23 | -10 | -12.2 | 7.2 | -1.1 | -2.2 | -7.2 | 0.6 | 0 | 3.3 | 2.2 | -21.1 | -27.2 | -12.2 | -17.2 | -8.3 | -22.1 | -7 | -18.3 | -9.8 | -23.4 | 17.6 | 12.7 | -0.6 | -11.7 | -2.2 | -4.4 | 4.4 | -6.7 | -0.4 | -8.5 | 5.6 | -1.1 | -18.3 | -25 | 5.6 | 5.2 | 7.2 | -7.2 | 2.8 | -6.1 | 13.3 | -11.1 | 3.9 | -7.2 | -8.3 | -20.6 | 0 | -10 | 1.5 | -2.6 | -3.3 | -6.1 | 12.8 | 10.6 | 20 | 0 | 1 | -4 | 4.8 | 2 | 1.3 | -0.8 | 7.2 | -1.1 | -8.3 | -18.3 | 3 | 0 | 13.9 | 0.6 | 10 | -7.2 | -16.7 | -25 | 8.9 | 1.1 | 10 | -8.3 | 16.1 | -5 | 22.2 | 18 | 16.7 | -12.2 | 7.9 | -2.4 | 13.3 | 0.6 | 17.2 | 17.2 | 4.4 | -0.6 | 0.2 | -0.7 | -10.6 | -17.8 | 1.1 | -3.9 | 1.1 | -3.9 | -14.4 | -16.7 | 5.9 | 0.2 | -1.1 | -10 | 2.2 | -6.7
-16 | -19 | -13.3 | -17.8 | 11.1 | 10.6 | 0.6 | -2.2 | -2.4 | -5.2 | 17.2 | -1.1 | 6 | 4 | 8.9 | 6.1 | 12.2 | 9.4 | 12.4 | 10 | 10 | 5.6 | 13 | 10.4 | 4.5 | -11.1 | 0 | -5.6 | 12 | 7 | 15 | 11.1 | 20 | 5 | 18 | 11.6 | 14.4 | 4.4 | 7.8 | 7.8 | 22.2 | 13.3 | -4.4 | -8.3 | 5.6 | 5 | -2.2 | -6.1 | -10.9 | -17.8 | -2.8 | -11.1 | -12.4 | -22.7 | 16.7 | 15 | 21.1 | 15.6 | -7.8 | -20 | -17 | -23 | -10.6 | -11.7 | 6.1 | -1.1 | -2.8 | -7.2 | 0.6 | 0 | 3.3 | 2.2 | -22.2 | -27.2 | -12.8 | -18.9 | -9.4 | -24.4 | -7.2 | -20 | -11.1 | -25.6 | 15.6 | 12.2 | -0.8 | -10.6 | -5.2 | -7.5 | 2.2 | -6.7 | -0.7 | -10 | 5.6 | -5.6 | -19.4 | -25.6 | 5.6 | 5 | 3.9 | -7.8 | 0 | -5.6 | 11.1 | -10.6 | 3.3 | -7.2 | -8.3 | -18.9 | 0 | -8.3 | 1.3 | -3 | -3.3 | -6.1 | 12.2 | 10.6 | 17.2 | 0 | 0 | -3 | 4.1 | 2 | 1 | -1.1 | 5.6 | -1.1 | -8.3 | -17.8 | 3 | -2 | 11.1 | 0 | 7.8 | -7.2 | -18.9 | -25.6 | 7.8 | 1.1 | 7.8 | -8.3 | 13.9 | -5.6 | 21.1 | 18.3 | 11.7 | -13.9 | 7.2 | -2.2 | 11.7 | 0.6 | 16.7 | 16.7 | 2.2 | -1.7 | -0.2 | -0.8 | -11.7 | -18.3 | 0.6 | -3.3 | 1.1 | -4.4 | -14.4 | -16.1 | 5.8 | 0 | -2 | -9 | 0.6 | -2.8
-18 | -20 | -13.1 | -17.4 | 10.9 | 9.7 | 0.3 | -1.8 | -2.7 | -5.4 | 15.3 | -0.1 | 6 | 4 | 8 | 5.3 | 12.2 | 9.5 | 10.7 | 9.1 | 8.9 | 5.8 | 10.7 | 9.2 | 0.6 | -10.2 | -1.1 | -6.3 | 11 | 7 | 12.7 | 11.3 | 17.4 | 8.3 | 14.6 | 9.4 | 11.7 | 5.9 | 6.8 | 5.8 | 21.2 | 12.8 | -6.2 | -8.5 | 3.9 | 3.1 | -1.9 | -6.1 | -10.8 | -17.8 | -5.4 | -11.1 | -12.8 | -23.1 | 16.9 | 15.5 | 20.4 | 15.7 | -8.5 | -20.6 | -17 | -21 | -10.4 | -12.2 | 5.4 | -2.1 | -3.2 | -8 | 0.1 | -0.6 | 1.8 | 0.4 | -23.9 | -28.4 | -14.4 | -20.4 | -9.4 | -20.3 | -6.3 | -16.2 | -10.8 | -22.3 | 13.7 | 11.2 | -0.6 | -10.1 | -9.5 | -11.9 | 1 | -6.5 | 0.1 | -10.7 | 3.3 | -7.7 | -20.8 | -26.2 | 3.9 | 2.8 | -0.6 | -8 | -1 | -6 | 8 | -10.2 | 2.3 | -6.5 | -7.2 | -16.4 | 0.2 | -7.3 | 0.1 | -4.8 | -2.8 | -6.3 | 11.2 | 10.4 | 13.1 | -0.1 | 0 | -2 | 2.9 | 1.3 | 0.4 | -1.7 | 3.3 | -1.9 | -6.9 | -15.3 | 2 | -1 | 9 | -0.6 | 5.2 | -7.8 | -21.1 | -26.8 | 6.8 | 0.5 | 5.5 | -8.3 | 8.9 | -5.1 | 20.2 | 18.1 | 9.3 | -14.4 | 6.6 | -1 | 7.1 | 2.3 | 15.5 | 15.1 | 0.1 | -2.7 | 0.2 | -0.5 | -11.9 | -18.4 | 0.6 | -3.4 | 1.2 | -3.5 | -14.1 | -15.3 | 5.2 | -0.4 | -2.8 | -9.3 | -2 | -10.3
-19 | -21 | -13.3 | -17.7 | 9.7 | 7.9 | 0.2 | -1.3 | -3 | -5.8 | 13.3 | 1.2 | 6 | 4 | 6.9 | 4.5 | 11.9 | 9.6 | 9.2 | 7.9 | 9.3 | 5.9 | 8.9 | 8 | -2.3 | -11.3 | -1.8 | -6.5 | 11 | 7 | 11.3 | 10.8 | 16.6 | 9.1 | 13.4 | 7.6 | 11 | 7.5 | 5.8 | 3.8 | 20.9 | 14.1 | -7.8 | -9.5 | 3 | 2.5 | -2.2 | -6.5 | -10.4 | -15.6 | -7.1 | -11 | -12.7 | -20.7 | 17 | 15.8 | 19.7 | 16.6 | -9.1 | -20.9 | -16 | -19 | -10.5 | -12.7 | 3.2 | -4.2 | -4 | -7.3 | -0.2 | -1 | 0.1 | -1.7 | -25.2 | -29.7 | -15.7 | -22.1 | -9.1 | -18.6 | -5.2 | -13.8 | -10.2 | -20.6 | 12.1 | 10.2 | -0.4 | -10.6 | -13 | -16 | 0.2 | -5.9 | 1.2 | -7.2 | 0.6 | -8.7 | -21.3 | -26.7 | 2.3 | 0.7 | -1.9 | -8.2 | -1.7 | -5.9 | 6.5 | -10.9 | 1.3 | -6.4 | -6.1 | -14.4 | 0.9 | -6.1 | -1.2 | -5.2 | -2.2 | -5.4 | 10.7 | 9.6 | 10.6 | -0.2 | 0 | -3 | 2.1 | 0.8 | -0.5 | -2 | 1.3 | -2.7 | -6.1 | -13.1 | 1 | -1 | 7.2 | -1.3 | 3.6 | -8.2 | -20.2 | -26.2 | 3.8 | 0.4 | 2.2 | -7.9 | 4.3 | -4.8 | 19.6 | 17.9 | 7.6 | -13.9 | 6.3 | -0.1 | 5.2 | 2.1 | 14.3 | 13.4 | 0.6 | -2.2 | 0.6 | -0.1 | -12.4 | -17.5 | 0.6 | -4.7 | 1 | -3 | -13.9 | -15 | 4.3 | 0.1 | -3.2 | -10.1 | -3.3 | -11.1
-21 | -23 | -14.3 | -17.8 | 9 | 6.3 | 0.3 | -1.2 | -3.3 | -5.8 | 12.1 | 1.8 | 6 | 4 | 6.7 | 4.3 | 11.9 | 9.5 | 8 | 7 | 9.6 | 5.7 | 7.4 | 6.9 | -2.5 | -10.2 | -2 | -7.1 | 11 | 7 | 10.6 | 10.4 | 16 | 9.5 | 12.6 | 6.5 | 10.5 | 8.2 | 4.8 | 1.8 | 21.1 | 14.8 | -8.9 | -10.4 | 3.1 | 2.4 | -2.1 | -6.3 | -10.1 | -14.6 | -7.3 | -11 | -12.3 | -19.5 | 17.2 | 16.1 | 19.3 | 16.5 | -9.6 | -21.1 | -16 | -18 | -10.2 | -12.9 | 1.3 | -4 | -4.4 | -7.6 | -0.7 | -1.5 | -1.3 | -3.8 | -25.9 | -30.8 | -16.7 | -22.6 | -8.7 | -17.7 | -4 | -12.5 | -9.5 | -20 | 10.7 | 9 | -0.2 | -8.8 | -14 | -16.2 | -0.1 | -5.7 | 2.4 | -5 | -0.5 | -10.3 | -21.7 | -27.3 | 0.8 | -1.3 | -1.7 | -8 | -2.6 | -5.1 | 6.4 | -11.3 | 0.6 | -6.5 | -5.3 | -11.2 | 1.4 | -4.4 | -2.3 | -6.2 | -2 | -5.4 | 9.9 | 8.6 | 9.8 | -0.3 | 0 | -3 | 1.5 | 0.4 | -1.1 | -2.4 | 0.3 | -3.8 | -5.2 | -8.8 | 0 | -4 | 5.4 | -1.9 | 2.2 | -8.8 | -21.3 | -25.6 | 2.6 | -0.2 | 1.4 | -7.6 | -0.3 | -3.4 | 19.1 | 17.8 | 6.4 | -13.3 | 5.9 | 0.5 | 5.1 | 1.2 | 13.1 | 11.8 | -0.1 | -2.5 | 1.1 | 0.4 | -12.5 | -17.1 | 0.6 | -4.9 | 0.2 | -2.9 | -13.8 | -14.9 | 3.6 | 0.3 | -3 | -10 | -5.4 | -11
-21 | -23 | -14 | -17.3 | 8.3 | 4.7 | 0.2 | -0.7 | -3.4 | -6 | 11.7 | 2.3 | 6 | 4 | 6.1 | 3.8 | 12 | 9.7 | 6.9 | 6 | 9.3 | 6.4 | 6.2 | 6 | -2.6 | -9.8 | -2.2 | -7.7 | 10 | 7 | 10.2 | 9.7 | 15.3 | 10.6 | 12 | 5.5 | 10.6 | 9 | 3.8 | -0.1 | 21.2 | 14.7 | -9.5 | -11 | 3.3 | 2.3 | -2.4 | -6.9 | -9.8 | -13.8 | -7.5 | -10.9 | -11.9 | -18.6 | 17.1 | 16.1 | 19.2 | 16.7 | -10.1 | -21.4 | -15 | -17 | -10.3 | -12.7 | 0.3 | -5.7 | -5 | -7.7 | -1.1 | -2 | -2.5 | -5.2 | -26.7 | -31 | -17.2 | -22.9 | -7.7 | -16.2 | -2.3 | -9.6 | -8.5 | -18.1 | 9.6 | 7.9 | 0.1 | -8.1 | -14.9 | -17 | -0.4 | -5.4 | 3.6 | -3.5 | -1.7 | -10.9 | -21.7 | -27.4 | -0.5 | -3.1 | -2 | -8.8 | -2.7 | -5.4 | 6.1 | -11.4 | 0.3 | -6.3 | -3.9 | -11.5 | 1.4 | -4.2 | -3.3 | -7.4 | -1.6 | -5.1 | 9.3 | 7.6 | 7.7 | -0.6 | -1 | -7 | 1 | 0 | -1.4 | -2.8 | -0.4 | -4.5 | -4.3 | -7.6 | 0 | -5 | 4.4 | -1.1 | 1.2 | -8.6 | -20.2 | -24.4 | 1.7 | -1.3 | 0.3 | -7.7 | -2.1 | -3.8 | 18.9 | 17.5 | 4.3 | -12.3 | 5.5 | 1.6 | 4.4 | 0.5 | 11.7 | 9.9 | -0.2 | -2.7 | 1.9 | 0.9 | -11.7 | -17.5 | 0.3 | -4.8 | 0.6 | -2.3 | -13.7 | -15 | 3.1 | 0.5 | -2.7 | -10.2 | -5.7 | -11.6
-22 | -23 | -13 | -16.1 | 7.5 | 3.4 | 1 | -0.2 | -3.5 | -6.2 | 11.2 | 2.5 | 4 | 3 | 5.6 | 3.3 | 12.1 | 9.9 | 6.1 | 5.1 | 9.2 | 6.7 | 5.3 | 5.3 | -2.7 | -9.9 | -1.8 | -7.8 | 10 | 7 | 9.9 | 9.3 | 14.8 | 11.1 | 11.9 | 5.3 | 11.1 | 9.5 | 2.8 | -2.1 | 21.5 | 15.2 | -9.9 | -11.5 | 3.4 | 2 | -2.6 | -7.6 | -9.6 | -12.2 | -7.7 | -10.9 | -11.4 | -17.2 | 17.1 | 16.1 | 19.2 | 16.7 | -10.1 | -21 | -15 | -17 | -9.7 | -12.5 | -0.7 | -5.9 | -5.1 | -8.3 | -1.7 | -2.7 | -3 | -6.3 | -27 | -31.5 | -17.4 | -23.1 | -6.7 | -15.2 | -0.6 | -7.7 | -7.4 | -16.9 | 8.7 | 6.8 | 0.4 | -7.8 | -15.9 | -17.9 | -0.2 | -5.4 | 4.9 | -1.6 | -2.4 | -12.1 | -22 | -27.1 | -1.7 | -4.8 | -3.1 | -8.6 | -3 | -5.2 | 5.6 | -11.5 | -0.3 | -5.7 | -2.8 | -8.2 | 1.5 | -4.1 | -4.2 | -8.1 | -0.7 | -4.3 | 9 | 7 | 7.2 | -0.6 | -3 | -7 | 0.9 | -0.3 | -1.1 | -2.3 | -2.3 | -5.4 | -3.4 | -5.8 | 0 | -5 | 3.8 | -2.2 | 0.5 | -8.6 | -19.9 | -24 | 0.9 | -2 | -0.8 | -7.7 | -3 | -4.4 | 18.7 | 17.5 | 3 | -11.7 | 5.4 | 2.3 | 3.8 | 0 | 10.6 | 8.4 | 0.1 | -2.7 | 2.9 | 1.8 | -11.6 | -16.8 | 0.2 | -4.5 | 1.1 | -2 | -13.9 | -15.4 | 3 | 0.6 | -2.4 | -10.6 | -6.4 | -11.7
-23 | -23 | -12.7 | -15.6 | 6.9 | 2.3 | 1.4 | 0.4 | -3.6 | -6.3 | 10.7 | 2.6 | 3 | 1 | 5.9 | 3.3 | 12.2 | 10.1 | 5.5 | 4.4 | 9.2 | 6.7 | 4.8 | 4.8 | -2.4 | -9.3 | -1.2 | -7.9 | 10 | 7 | 9.2 | 8.7 | 15 | 11.1 | 12 | 5.4 | 11.4 | 10.4 | 1.8 | -4.1 | 21.6 | 15.5 | -10.2 | -12 | 3.6 | 2 | -3 | -8.1 | -9.4 | -11.5 | -7.9 | -10.8 | -10.8 | -16.2 | 17.1 | 16.1 | 19.1 | 16.4 | -10 | -20.7 | -13 | -16 | -9.2 | -12.4 | -1.8 | -6.8 | -5.6 | -8.6 | -2.2 | -3.3 | -3.5 | -7 | -27.2 | -31.7 | -17.5 | -23.2 | -5.7 | -14.4 | 1 | -5.9 | -6.2 | -15.9 | 7.9 | 5.8 | 0.8 | -6.9 | -17 | -19.1 | 0.3 | -5.4 | 6.2 | 0.1 | -3 | -12.8 | -21.9 | -27 | -2.9 | -6.5 | -3.5 | -8.9 | -3.2 | -5.4 | 5.8 | -11.6 | -0.4 | -5.6 | -1.7 | -5.9 | 1.7 | -4.1 | -5 | -9.1 | 0 | -4 | 8.7 | 6.4 | 6 | -0.6 | -4 | -9 | 0.7 | -0.6 | -0.9 | -2.1 | -2.9 | -5.9 | -2.6 | -4.9 | 0 | -4 | 3.3 | -3.4 | 0 | -8.3 | -18.9 | -22.4 | 0.9 | -2.4 | -1.2 | -7.9 | -3.9 | -5.1 | 18.6 | 17.2 | 1.7 | -11.5 | 5.4 | 2.6 | 3.3 | -0.4 | 9.5 | 6.8 | 0.4 | -2.4 | 3.9 | 2.5 | -11 | -16.2 | 0.2 | -4.2 | 1.5 | -1.3 | -14 | -15.8 | 2.9 | 0.7 | -1.9 | -10.4 | -7 | -12.2
-22 | -23 | -11.2 | -13.9 | 5.6 | 0.2 | 2.7 | 1.4 | -3.6 | -6.3 | 10.4 | 3 | 2 | 2 | 6.3 | 3.3 | 12.3 | 10.4 | 4.5 | 3.3 | 9.1 | 6.7 | 4.5 | 4.5 | -2.4 | -8.7 | -0.6 | -7.3 | 9 | 8 | 9.1 | 8.5 | 15 | 11.1 | 12.5 | 6.4 | 12.5 | 11.8 | -0.1 | -8.1 | 21.7 | 16.7 | -10.7 | -12.7 | 3.6 | 1.7 | -3.7 | -9.6 | -9.1 | -10.9 | -8.3 | -10.7 | -9.4 | -14.1 | 17.1 | 16.1 | 19 | 16.2 | -9.5 | -19.9 | -12 | -15 | -8.6 | -12.3 | -3.7 | -8.8 | -6.1 | -9.2 | -3.4 | -4.7 | -4.3 | -8 | -27.1 | -31.9 | -17.5 | -22.9 | -3.8 | -12.1 | 4 | -1.9 | -3.9 | -13.6 | 6.4 | 3.8 | 1.7 | -6.1 | -18.5 | -20.9 | 0.8 | -5.1 | 8.8 | 3.4 | -3.7 | -14.4 | -21.5 | -26.3 | -5.1 | -9.8 | -4.3 | -9.4 | -2.9 | -5.1 | 6.4 | -11.7 | -1.2 | -5.6 | 0.6 | -3.6 | 1.7 | -4.8 | -6.7 | -10.8 | 1.1 | -3.2 | 8 | 5.3 | 4.4 | -0.7 | -5 | -10 | 0.2 | -1.2 | -0.8 | -1.7 | -4.3 | -7.4 | -0.8 | -3.4 | 1 | -3 | 2.8 | -5.5 | 0 | -7.8 | -16.7 | -19.8 | 0.8 | -3.2 | -2.7 | -8.2 | -5 | -6.4 | 18.6 | 16.9 | 1.7 | -10.7 | 5.9 | 2.7 | 2.8 | -1.3 | 7.2 | 3.7 | 0.7 | -2 | 5.9 | 4.1 | -9 | -14.9 | 0.9 | -3.6 | 2.4 | -0.3 | -14.7 | -16.8 | 2.9 | 1 | -0.7 | -10.5 | -7.9 | -12.6
-22 | -23 | -10.5 | -13.1 | 5 | -1 | 3.3 | 2 | -3.7 | -6.6 | 9.9 | 3.1 | 2 | 2 | 6.2 | 3.3 | 12.4 | 10.2 | 3.9 | 2.6 | 8.9 | 6.5 | 4.3 | 4.3 | -2.7 | -8 | -0.5 | -7.8 | 9 | 7 | 9 | 8.2 | 14.8 | 11.1 | 12.6 | 7 | 13.5 | 12.4 | -1.3 | -9.9 | 21.5 | 17 | -11.2 | -13.2 | 3.8 | 1.6 | -4 | -10.1 | -9.3 | -10.9 | -8.6 | -10.8 | -8.6 | -12.8 | 17 | 16.2 | 18.9 | 16.2 | -9.2 | -19.6 | -12 | -15 | -8.3 | -12.2 | -4.6 | -9.6 | -6.4 | -9.5 | -3.9 | -5.1 | -4.7 | -8.4 | -27.2 | -32.2 | -17.4 | -22.8 | -2.9 | -11 | 5.3 | 0.6 | -2.6 | -12.5 | 5.8 | 3.1 | 2.3 | -5.9 | -19.8 | -23.5 | 0.6 | -4.6 | 10 | 4.9 | -4.5 | -15 | -21.4 | -26 | -6.3 | -11.5 | -4.7 | -9.7 | -2.8 | -4.9 | 6.6 | -11.4 | -1.5 | -5.5 | 1.8 | -2.3 | 1.6 | -4.8 | -6.9 | -10.8 | 1.7 | -3.1 | 7.7 | 4.7 | 3.3 | -0.9 | -5 | -13 | -0.5 | -1.8 | -0.8 | -1.6 | -4.8 | -8.1 | -0.1 | -2.6 | 1 | -3 | 2.4 | -6 | -0.2 | -7.7 | -15.4 | -18.4 | 0.6 | -3.4 | -3.5 | -8.4 | -5.6 | -7.1 | 18.5 | 16.7 | 1.7 | -10.3 | 5.9 | 3.2 | 2.5 | -1.9 | 6.1 | 2.2 | 0.4 | -2.1 | 6.7 | 4.7 | -8 | -13.9 | 0.7 | -3.1 | 2.8 | 0.2 | -15.1 | -17.4 | 2.9 | 1.1 | -0.4 | -10.3 | -8.5 | -13
-21 | -22 | -9.7 | -12.2 | 4.5 | -2.8 | 4 | 2.7 | -4 | -6.7 | 8.6 | 2.8 | 1 | 0 | 5.8 | 3.2 | 12.5 | 10.1 | 3.3 | 1.9 | 8.6 | 6.1 | 3.9 | 3.9 | -1.8 | -8 | -0.4 | -7.5 | 9 | 7 | 8.7 | 7.7 | 14.5 | 11.1 | 12.7 | 7.6 | 13.7 | 13 | -2.6 | -11.3 | 21.4 | 17.5 | -11.9 | -14 | 3.8 | 1.4 | -4.5 | -9.8 | -8.6 | -10.2 | -9.2 | -11.2 | -7.7 | -11.4 | 16.9 | 16.1 | 18.7 | 16.2 | -9.4 | -19.2 | -12 | -14 | -8.1 | -12 | -5.6 | -10.5 | -6.7 | -9.8 | -4.2 | -5.6 | -5.1 | -8.8 | -27.4 | -32.9 | -17.4 | -22.9 | -2.2 | -10.2 | 6.9 | 2.5 | -1.2 | -11.8 | 5.3 | 2.5 | 3.1 | -5.9 | -20.6 | -25.2 | 0.6 | -4.2 | 11.2 | 6.7 | -5.5 | -15.9 | -21.4 | -25.7 | -7.5 | -13.7 | -4.1 | -9.3 | -2.7 | -4.8 | 6.6 | -11.5 | -1.7 | -5.7 | 3.2 | -0.8 | 1.4 | -4.9 | -6.4 | -10.2 | 2.2 | -3 | 7.4 | 4.3 | 2 | -1.3 | -5 | -13 | -0.9 | -2.2 | -0.9 | -1.5 | -5.4 | -9.8 | 0.4 | -1.9 | 1 | -2 | 1.9 | -6.5 | -0.6 | -8.3 | -14.2 | -16.8 | 0.5 | -4 | -4.5 | -8.9 | -6.1 | -8 | 18.5 | 16.6 | 1.9 | -9.9 | 5.6 | 3.9 | 2 | -2.4 | 5 | 0.1 | 0.3 | -2.2 | 7.8 | 5.4 | -7 | -13 | 1 | -2.7 | 3.1 | 0.6 | -15.6 | -18.1 | 2.9 | 1.2 | 0.5 | -10 | -9 | -13
-21 | -22 | -9 | -11.7 | 4.1 | -3.5 | 4.7 | 3.2 | -4.6 | -7.1 | 6.8 | 2.2 | 2 | 2 | 5.1 | 3 | 12.6 | 10.5 | 2.5 | 1.3 | 8 | 5.4 | 3.3 | 2.7 | -2.6 | -7.7 | -0.5 | -7.5 | 8 | 7 | 8.4 | 6.9 | 14.7 | 11.1 | 12.6 | 8.2 | 14 | 13.3 | -4.1 | -12.2 | 21.7 | 18 | -12.8 | -14.8 | 3.7 | 1.2 | -5.3 | -9.5 | -7.2 | -8.9 | -9.8 | -11.5 | -6.8 | -10 | 16.6 | 15.9 | 18.7 | 16.3 | -9.3 | -18.9 | -12 | -14 | -7.9 | -11.7 | -6.6 | -11.6 | -7 | -9.9 | -4.4 | -6.2 | -5.5 | -9.6 | -27.8 | -33.1 | -17.7 | -23.2 | -1.5 | -8.8 | 8 | 5 | -0.2 | -10 | 5.2 | 2.3 | 3.4 | -5.6 | -21.6 | -27 | 0.9 | -3.5 | 11.8 | 8.4 | -6.8 | -17.6 | -21.4 | -25.4 | -8.6 | -14.9 | -5.5 | -10 | -2.6 | -4.8 | 6.4 | -12.3 | -1.9 | -6.2 | 4.2 | 0.5 | 1.1 | -5.4 | -5.4 | -9 | 2.8 | -2.8 | 7.1 | 3.8 | 0.6 | -2.2 | -6 | -11 | -2 | -2.9 | -1 | -1.4 | -6 | -10.8 | 1.2 | -1.1 | 1 | -2 | 1.3 | -7.6 | -1.3 | -10.1 | -12.4 | -14.8 | 0 | -4.1 | -5.6 | -9.2 | -6.7 | -8.5 | 18.3 | 16.1 | 2 | -9.5 | 5.6 | 4.3 | 1.3 | -2.9 | 3.9 | -1.1 | 0.2 | -2.5 | 9.1 | 6.5 | -5.9 | -12.4 | 0.9 | -2.6 | 3.4 | 0.9 | -16.5 | -18.9 | 2.8 | 1.3 | 1 | -9.2 | -9.5 | -12.9
-21 | -22 | -8.6 | -11.4 | 3.6 | -4.6 | 5.4 | 3.8 | -5.4 | -7.7 | 6.2 | 2 | 2 | 1 | 4.9 | 3 | 12.6 | 10.1 | 1.4 | 0.7 | 7.9 | 5.6 | 2.9 | 2.2 | -3.5 | -7.4 | -0.7 | -8.1 | 8 | 7 | 8.3 | 6.5 | 15 | 11.1 | 13 | 9.2 | 15.7 | 14.3 | -5.3 | -13.7 | 21.7 | 18.5 | -13.7 | -16 | 3.4 | 1 | -5.3 | -9.2 | -5.8 | -7.6 | -10.7 | -12.1 | -5.9 | -8.8 | 16.3 | 15.7 | 18.8 | 16.4 | -9.1 | -18.5 | -12 | -15 | -7.3 | -11.3 | -7.4 | -12 | -6.8 | -10.1 | -4.8 | -5.9 | -5.9 | -9.7 | -28.1 | -33.6 | -17.7 | -22.9 | -0.8 | -7.8 | 9.4 | 7.2 | 0.8 | -8.5 | 5.4 | 2.4 | 4.4 | -5.9 | -22.9 | -28.7 | 1.4 | -3.1 | 12.9 | 10 | -8.2 | -17.5 | -20.9 | -25 | -9.6 | -16.5 | -3.9 | -8.5 | -2.6 | -4.6 | 6.4 | -11 | -2.7 | -6.1 | 5.4 | 2.2 | 1.3 | -5.2 | -4.5 | -8.1 | 3.3 | -3 | 6.7 | 2.9 | -0.9 | -3.3 | -6 | -8 | -2.7 | -3.8 | -1.3 | -1.6 | -6.6 | -11.8 | 1.9 | 0 | 1 | -2 | 0.6 | -7.2 | -2.1 | -9.8 | -9.9 | -12.4 | -0.2 | -5.2 | -6.9 | -9.9 | -7.2 | -9.1 | 18.2 | 15.4 | 2.1 | -9.1 | 5.6 | 4.8 | 0.4 | -3.8 | 2.8 | -2.9 | -0.3 | -3 | 10.1 | 7.7 | -4.9 | -11.1 | 0.6 | -2.7 | 3.6 | 1.1 | -17.7 | -19.9 | 2.5 | 1.2 | 1.2 | -7.8 | -10.1 | -13
-17 | -18 | -7.9 | -10.2 | 3.3 | -6.5 | 6 | 4.4 | -6.9 | -9 | 5.3 | 1.9 | 2 | 1 | 4.6 | 3.2 | 12.2 | 10 | 0.7 | 0 | 7.8 | 6.2 | 2.6 | 0.7 | -4.6 | -7.5 | -1 | -7.1 | 7 | 6 | 8.3 | 6 | 15.5 | 11.6 | 13.7 | 10.5 | 16.5 | 15 | -7 | -15.2 | 21.2 | 18.9 | -14.9 | -17.4 | 2.7 | 0.3 | -5.3 | -8.9 | -5.1 | -6.8 | -11.6 | -12.9 | -5 | -8 | 15.8 | 15.2 | 18.9 | 16.6 | -8.5 | -17.2 | -13 | -15 | -6.5 | -11.2 | -8.2 | -12.8 | -8 | -10.8 | -4.7 | -5.8 | -6.3 | -10.2 | -28.7 | -34.5 | -17.2 | -22.8 | -0.2 | -7.6 | 8.4 | 7.5 | 1.7 | -7.9 | 5.8 | 2.6 | 6.4 | -6.2 | -24.5 | -30 | 2.9 | -3.6 | 13.4 | 11.7 | -9.8 | -17.9 | -21.2 | -24.7 | -10.6 | -18.8 | -4.3 | -9.4 | -2.7 | -4.6 | 6.3 | -11.1 | -3.8 | -6.2 | 6.6 | 3.6 | 1.7 | -5.4 | -3.2 | -7.4 | 3.9 | -3.9 | 5 | 0.8 | -2.6 | -4.9 | -6 | -8 | -3.3 | -4.9 | -1.7 | -1.8 | -7.2 | -11.4 | 2.6 | 0.9 | 2 | -2 | -0.2 | -7.4 | -3.2 | -10.2 | -7.8 | -10.1 | -0.4 | -5.2 | -7.9 | -10.7 | -7.8 | -9.9 | 17.9 | 14.4 | -0.7 | -9.2 | 5.6 | 5.2 | -0.5 | -4.9 | 1.7 | -5.4 | -0.4 | -3.1 | 11.2 | 9 | -3.8 | -10.4 | 0.6 | -2.4 | 3.8 | 1.2 | -19.2 | -21.4 | 2.2 | 1.3 | 1.7 | -6.7 | -11.4 | -13.8
-15 | -17 | -7.2 | -10 | 3.5 | -5.3 | 6.9 | 4.9 | -8.7 | -10.7 | 2.2 | 0.6 | 1 | 0 | 4.4 | 3.3 | 12.2 | 9.4 | 0 | -0.6 | 7.8 | 6.7 | 1.7 | -0.6 | -5.6 | -7.2 | -1.3 | -6.4 | 7 | 6 | 8.3 | 5.6 | 14.4 | 11.7 | 14.4 | 11.7 | 17.2 | 15.6 | -8.3 | -17.2 | 21.1 | 19.4 | -15.6 | -18 | 1.8 | -0.5 | -5 | -8.3 | -3.9 | -5.6 | -12.2 | -13.2 | -3.9 | -7.8 | 15.8 | 15.4 | 19.3 | 17.3 | -8.3 | -16.1 | -15 | -17 | -5.6 | -10.6 | -8.9 | -13.9 | -7.2 | -10.6 | -3.9 | -5 | -6.7 | -11.1 | -29.1 | -34.6 | -17.2 | -22.8 | 1.3 | -5.6 | 7.8 | 7.8 | 3.5 | -5.5 | 6 | 3.5 | 7.8 | -6.1 | -25.6 | -31.7 | 3.9 | -3.3 | 15.6 | 13.9 | -11.7 | -19.4 | -21.1 | -24.4 | -12.1 | -19.8 | -3.3 | -8.3 | -2.8 | -5 | 6.1 | -12.2 | -5 | -6.7 | 7.8 | 5.6 | 2.2 | -6.7 | -1.7 | -7.2 | 4.4 | -3.9 | 5 | -0.6 | -4.5 | -6.1 | -6 | -7 | -4.4 | -5.6 | -2.2 | -2.2 | -7.2 | -10.6 | 3.3 | 1.7 | 1 | -2 | -1.1 | -8.3 | -4.4 | -11.7 | -5.6 | -8.3 | -1.1 | -6.7 | -8.9 | -11.7 | -7.4 | -9.4 | 18 | 13.7 | 0 | -8.9 | 5.8 | 5.8 | -1.1 | -5.6 | 0.8 | -6.4 | -1.1 | -3.3 | 11.7 | 11.1 | -2.8 | -10.6 | 0 | -2.2 | 3.9 | 1.1 | -18.3 | -20.4 | 1.7 | 1.1 | 1.7 | -4.4 | -13 | -15.3
-16 | -18 | -7.2 | -10 | 4.3 | -3.7 | 7 | 4.7 | -10 | -12.2 | 3.3 | 1.7 | 2 | 1 | 6.6 | 4.1 | 12.2 | 8.9 | 1.7 | 0 | 8.3 | 6.6 | 5 | 1.7 | -3.9 | -6.7 | -1.7 | -6.7 | 8 | 6 | 11.1 | 7.4 | 14.4 | 11.7 | 14.8 | 12.3 | 16.7 | 14.4 | -8.3 | -17.8 | 22.2 | 20 | -15.6 | -17.7 | 1.1 | -1.1 | -3.3 | -6.7 | -3.9 | -5.6 | -12.2 | -13.2 | -3 | -6.1 | 15.9 | 15.5 | 19.6 | 17.8 | -7.8 | -15.6 | -15 | -18 | -4.1 | -8.7 | -7.6 | -12.8 | -7.2 | -10.6 | -3.3 | -3.9 | -6.7 | -10.6 | -29.2 | -34.5 | -17.2 | -22.2 | 2.1 | -5.1 | 6.7 | 6.1 | 4.3 | -5.1 | 6.3 | 4.5 | 8.3 | -6.1 | -25.6 | -31.1 | 4.4 | -3.9 | 13.9 | 13.3 | -9.8 | -18.5 | -21.1 | -23.9 | -12.4 | -20.1 | -4.4 | -9.4 | -0.8 | -3.3 | 8.7 | -9.1 | -3.1 | -5.4 | 7.8 | 6.1 | 3.1 | -5.8 | -1.5 | -6 | 4.4 | -4.4 | 4.4 | -1.7 | -5 | -6.9 | -5 | -10 | -4.4 | -5.6 | -1.1 | -1.1 | -7.2 | -11.1 | 3.3 | 2.2 | 1 | -2 | 1.5 | -6.9 | -3.3 | -11.3 | -3.9 | -7.2 | -1.1 | -5.6 | -9.4 | -11.7 | -6.5 | -8.4 | 18.1 | 13.6 | 1.7 | -7.8 | 5.9 | 5.9 | -1.7 | -5.6 | 0.9 | -6.7 | -0.6 | -2.8 | 12.2 | 12.2 | -2.1 | -9.1 | 0.6 | -2.2 | 5.2 | 2 | -16.7 | -18.7 | 1.5 | 0.9 | 1.1 | -5 | -13.9 | -16.7
-17 | -19 | -7.2 | -10 | 5 | -2.8 | 7.2 | 4.4 | -6.7 | -10 | 5.6 | 1.7 | 2 | 1 | 8.9 | 4.7 | 12.8 | 8.3 | 3.3 | 1.1 | 8.9 | 6.4 | 11.7 | 2.8 | -2.8 | -6.1 | -0.4 | -6.6 | 10 | 7 | 13.9 | 9.4 | 17.8 | 12.8 | 15.2 | 12.9 | 16.1 | 12.2 | -7.2 | -17.2 | 23.3 | 20 | -15.6 | -17.8 | 3 | 0 | -3.3 | -6.7 | -4.4 | -5.6 | -12.2 | -13.3 | -2 | -4.6 | 16.1 | 15.6 | 20 | 18.3 | -7.2 | -14.4 | -16 | -19 | -2.6 | -7.3 | -6.3 | -12.5 | -7.2 | -10.6 | -2.8 | -3.3 | -6.7 | -10.6 | -29.4 | -35 | -17.2 | -22.8 | 2.8 | -5.6 | 5 | 5 | 5 | -5.6 | 6.7 | 5.6 | 8.3 | -6.1 | -23.3 | -28.3 | 5 | -3.9 | 17.2 | 15 | -8 | -18.6 | -20.6 | -23.9 | -12.8 | -21.1 | -2.2 | -8.9 | 1.3 | -2 | 11.3 | -8.1 | -1.3 | -4.6 | 7.8 | 6.1 | 4.1 | -5.7 | -1.3 | -5.5 | 4.4 | -5 | 5 | -1.1 | -5.6 | -7.8 | -6 | -11 | -3.3 | -3.3 | 0 | 0 | -3.9 | -8.3 | 3.3 | 1.7 | 1 | -2 | 4.1 | -6.8 | -2.2 | -12.4 | -2.8 | -6.1 | -1.1 | -7.2 | -9.4 | -11.7 | -5.6 | -7.8 | 18.3 | 13.3 | 2.8 | -7.8 | 6.1 | 6.1 | -1.1 | -5 | 1.1 | -7.8 | 1.1 | -1.7 | 12.8 | 12.8 | -1.3 | -8.1 | 2.8 | -1.1 | 6.5 | 3.1 | -15 | -17.2 | 1.3 | 0.7 | 1.1 | -5 | -14.3 | -16.7
-17 | -20 | -7.2 | -9.4 | 5.6 | -2.4 | 7 | 4.5 | -3.3 | -8.3 | 7.8 | 2.2 | 2 | 1 | 11.1 | 5 | 12.8 | 8.3 | 5 | 2.2 | 9.4 | 6.1 | 15 | 2.8 | -0.6 | -5.6 | 0.9 | -7.9 | 13 | 9 | 16.7 | 11.1 | 21.7 | 13.9 | 15.6 | 13.3 | 16.1 | 10.6 | -6.1 | -20 | 23.9 | 20 | -14.5 | -16.6 | 4.8 | 1.3 | -3.3 | -6.1 | -3.9 | -5 | -11.8 | -13.1 | -1.1 | -3.9 | 17.2 | 14.1 | 20.7 | 18.5 | -6.7 | -14.4 | -17 | -19 | -1.1 | -6.7 | -5 | -12.8 | -6.1 | -10 | -1.7 | -2.2 | -6.7 | -11.1 | -27.9 | -33.8 | -16.7 | -22.2 | 3.5 | -3.5 | 4.4 | 3.9 | 5.4 | -3 | 8.5 | 7.3 | 10 | -6.1 | -22.2 | -28.3 | 3.9 | 1.1 | 18.9 | 15 | -6.1 | -21.1 | -20.6 | -23.9 | -11.9 | -19.6 | -0.6 | -7.2 | 3.3 | -1.1 | 13.9 | -7.8 | 0.6 | -4.4 | 7.8 | 6.7 | 5 | -6.7 | -1.1 | -5.6 | 5 | -5 | 6.1 | -1.1 | -5.4 | -7.4 | -6 | -11 | -1.7 | -1.7 | 1.1 | 1.1 | -2.8 | -7.8 | 3.9 | 1.7 | 1 | -1 | 6.7 | -8.3 | -1.1 | -15.6 | -2.2 | -5 | 0.6 | -5.6 | -9.4 | -11.7 | -3.7 | -5.6 | 20.3 | 11 | 6.1 | -8.9 | 6.3 | 6.2 | 0.6 | -5 | 2 | -6.7 | 5 | 0.6 | 13.3 | 13.3 | -0.6 | -8.3 | 5 | -0.6 | 7.8 | 3.9 | -12.8 | -15 | 1.1 | 0.6 | 0 | -4.4 | -14.6 | -17
-11 | -13 | -7.2 | -9.4 | 6.1 | -2.7 | 6.9 | 4.6 | 0 | -7.8 | 10.6 | 2.8 | 2 | 1 | 13.9 | 5.6 | 13.3 | 8.3 | 7.8 | 4.4 | 10.7 | 5.5 | 17.8 | 2.8 | 1.7 | -5.6 | 2.2 | -10.6 | 16 | 7 | 18.9 | 10.8 | 22.8 | 12.8 | 15.8 | 14.2 | 18.3 | 9.4 | -4.4 | -18.9 | 26.1 | 19.4 | -13.3 | -15.6 | 6.7 | 2.2 | -2.8 | -6.1 | -2.2 | -3.3 | -11.5 | -13.2 | -0.4 | -3.1 | 18.3 | 12.3 | 21.5 | 18.9 | -4.4 | -13.3 | -17 | -20 | 0.2 | -5.3 | -3.7 | -11.2 | -5 | -10 | -0.6 | -1.1 | -6.3 | -10.1 | -26.5 | -33.2 | -16.1 | -21.7 | 4.3 | -2.3 | 3.9 | 3.3 | 5.7 | -1.5 | 10.4 | 8.9 | 11.1 | -6.1 | -21.1 | -26.1 | 3.3 | 2.8 | 16.1 | 13.9 | -5.4 | -19.8 | -20 | -23.9 | -10.9 | -19.1 | 1.7 | -6.1 | 4.2 | -0.5 | 14.5 | -7.3 | 3.9 | -2.4 | 7.8 | 6.7 | 6.5 | -5.4 | 0.2 | -4.6 | 6.1 | -3.9 | 6.7 | -0.6 | -5.2 | -7.2 | -6 | -12 | 2.8 | 1.1 | 3.3 | 1.7 | -1.1 | -6.7 | 3.9 | 1.1 | 2 | -1 | 8.9 | -5.4 | 0.2 | -13.4 | 0.6 | -4.4 | 1.1 | -4.4 | -9.4 | -11.7 | -1.9 | -3.8 | 22.4 | 7.4 | 7.2 | -10 | 6.5 | 6.1 | 2.2 | -4.4 | 3 | -6.6 | 7.8 | 1.7 | 15.6 | 13.3 | 0.3 | -6.6 | 6.7 | -0.6 | 8.5 | 4.3 | -10.5 | -12.8 | 1.5 | 0.6 | 0 | -4.4 | -15 | -17.8
-11 | -13 | -7.2 | -8.9 | 6.7 | -3.3 | 6.7 | 4.4 | 1.3 | -7.6 | 13.3 | 3.3 | 3 | 2 | 16.6 | 5.6 | 13.9 | 8.9 | 8.9 | 4.4 | 12 | 4.7 | 18.9 | 5 | 3.3 | -3.9 | 2.8 | -9 | 17 | 8 | 21.1 | 9.7 | 23.3 | 12.2 | 15.9 | 15 | 19.4 | 6.7 | -2.8 | -20 | 27.2 | 20 | -12.2 | -15 | 8.2 | 2.9 | -2.2 | -6.1 | -1.1 | -2.2 | -11.1 | -13.3 | 0.4 | -2.6 | 19.4 | 9.4 | 22.2 | 18.9 | -2.8 | -12.2 | -18 | -21 | 1.5 | -4.8 | -2.4 | -10.2 | -3.9 | -10 | 0.6 | -1.1 | -6 | -9.6 | -25 | -33.3 | -15.6 | -21.7 | 5 | -1.1 | 3.3 | 2.2 | 6.1 | 0 | 12.2 | 10.6 | 13.3 | -6.1 | -17.8 | -25 | 3.9 | 3.9 | 21.1 | 15.6 | -4.6 | -20.4 | -18.9 | -23.3 | -10 | -19.4 | 3.3 | -5 | 5.2 | 0.2 | 15 | -8.8 | 7.3 | -1.4 | 8.3 | 6.7 | 7.9 | -4.9 | 1.5 | -4.4 | 6.7 | -4.4 | 6.7 | -0.6 | -5 | -7.2 | -5 | -12 | 6.1 | 2.2 | 5.6 | 1.9 | 0.6 | -5.6 | 3.9 | 1.1 | 2 | -1 | 11.1 | -3.7 | 1.5 | -12.7 | 2.8 | -3.9 | 2.8 | -4.4 | -9.4 | -11.1 | 0 | -2.2 | 24.4 | 0 | 8.3 | -10 | 6.7 | 6.1 | 3.3 | -5 | 3.9 | -7.8 | 9.4 | 2.2 | 17.2 | 13.9 | 1.3 | -6 | 8.3 | -1.1 | 9.3 | 4.7 | -8.3 | -11.1 | 1.8 | 0.5 | 3.3 | -7.2 | -14.6 | -17.7
-11 | -12 | -7.2 | -8.9 | 6.7 | -3.1 | 6.9 | 4.6 | 2.6 | -8.9 | 15.6 | 2.8 | 4 | 2 | 19.4 | 5 | 13.9 | 8.9 | 10 | 4.4 | 13.3 | 3.3 | 18.9 | 5.6 | 5 | -3.9 | 3.3 | -8.9 | 18 | 8 | 23.3 | 8.3 | 23.9 | 13.3 | 16.1 | 15.6 | 19.4 | 6.7 | -1.7 | -19.4 | 27.2 | 19.4 | -10.4 | -12.9 | 9.6 | 3.1 | -2.2 | -6.1 | -0.6 | -1.7 | -10.5 | -12.6 | 1.1 | -2.8 | 20.3 | 8.7 | 21.8 | 18 | -1.7 | -12.2 | -20 | -22 | 2.8 | -5 | -1.1 | -10.6 | -3.3 | -10 | 2.2 | 0.6 | -5.6 | -9.4 | -24.3 | -32.1 | -15 | -21.7 | 5.7 | -0.3 | 2.8 | 1.1 | 7.2 | -0.2 | 10.7 | 9.6 | 13.9 | -6.1 | -16.7 | -25 | 4.4 | 4.4 | 21.1 | 15 | -3.9 | -23.3 | -18.3 | -22.8 | -8.9 | -17.9 | 6.7 | -5.6 | 6.1 | 0.6 | 15.6 | -11.1 | 10.6 | -1.1 | 8.3 | 7.2 | 9.4 | -5.6 | 2.8 | -5 | 7.2 | -3.9 | 5 | 2.2 | -4.4 | -6.8 | -5 | -12 | 8.3 | 2.8 | 7.8 | 1.7 | 1.7 | -5.6 | 3.9 | 1.1 | 3 | -1 | 13.3 | -2.2 | 2.8 | -13.9 | 3.9 | -1.7 | 4.4 | -5.6 | -8.9 | -11.1 | 1.3 | -1.7 | 25.2 | -1.4 | 8.9 | -10 | 7.6 | 6.7 | 5 | -4.4 | 4.6 | -7 | 10.6 | 2.2 | 19.4 | 13.9 | 2.2 | -6.1 | 8.9 | -2.8 | 10 | 5 | -7.6 | -10.3 | 2.2 | 0.6 | 4.4 | -6.7 | -14.3 | -18
-10 | -12 | -7.2 | -8.9 | 6.7 | -3.1 | 7 | 4.5 | 3.9 | -11.7 | 16.7 | 1.1 | 6 | 3 | 20.2 | 5.5 | 14.4 | 8.9 | 10.6 | 4.4 | 13.5 | 3.9 | 18.3 | 8.3 | 6.1 | -3.3 | 3.9 | -9.4 | 16 | 9 | 23.3 | 8.2 | 23.3 | 12.8 | 17.2 | 16.4 | 19.4 | 6.1 | 0 | -17.8 | 27.8 | 19.4 | -8.5 | -10.9 | 11.1 | 3.3 | -1.7 | -6.1 | 0 | -1.7 | -10 | -12.4 | 1.3 | -1.9 | 21.3 | 7.6 | 21.5 | 17.1 | -1.7 | -12.2 | -20 | -23 | 2.4 | -4.4 | -1.3 | -9.4 | -2.8 | -10 | 3.3 | 0.6 | -5.4 | -9 | -23.5 | -31.7 | -15 | -21.1 | 6.5 | 0.4 | 2.2 | 0 | 8.3 | -0.4 | 9.3 | 8.7 | 14.4 | -6.1 | -15.6 | -23.9 | 4.4 | 4.4 | 21.1 | 15.6 | -3.5 | -21.3 | -17.8 | -22.2 | -7.8 | -17.6 | 7.2 | -6.1 | 6.3 | 1.2 | 15.6 | -9.7 | 11.9 | 0 | 8.9 | 7.2 | 9.6 | -4.9 | 3 | -3.9 | 7.8 | -3.3 | 5.6 | 4.4 | -3.9 | -6.9 | -4 | -10 | 11.1 | 1.7 | 7.4 | 1.2 | 3.3 | -6.1 | 3.9 | 1.1 | 3 | -1 | 13.5 | -0.2 | 3.9 | -12.4 | 4.4 | -1.1 | 5.6 | -3.3 | -8.9 | -10.6 | 2.6 | -1.5 | 25.9 | -3.2 | 10 | -11.1 | 8.5 | 7.1 | 6.1 | -5 | 5.4 | -7.2 | 11.1 | 2.8 | 20.6 | 13.3 | 2.6 | -5.3 | 9.4 | 0.6 | 9.6 | 4.6 | -6.8 | -9.6 | 2.4 | 0.8 | 3.9 | -8.3 | -13.9 | -18.9
-10 | -11 | -7.2 | -9.4 | 6.7 | -3.9 | 7.2 | 4.4 | 3.7 | -10.2 | 17.2 | 0.6 | 6 | 3 | 20.9 | 5.3 | 14.4 | 8.9 | 11.7 | 3.3 | 13.7 | 4 | 17.2 | 7.8 | 5.6 | -2.8 | 4.1 | -8.6 | 16 | 9 | 23.3 | 8.6 | 22.8 | 13.9 | 18.3 | 17 | 21.1 | 6.1 | 0.6 | -17.8 | 27.2 | 19.4 | -6.7 | -9.4 | 11.7 | 3.7 | -1.1 | -5.6 | 0 | -2.2 | -9.4 | -12.2 | 1.5 | -1.4 | 22.2 | 6.1 | 21.1 | 16.1 | -2.2 | -11.7 | -21 | -23 | 2.1 | -4.7 | -1.5 | -9.6 | -2.2 | -10 | 3.3 | 0.6 | -5.2 | -9 | -22.8 | -32.2 | -15 | -20.6 | 7.2 | 1.1 | 1.7 | 0 | 9.4 | -1.1 | 7.8 | 7.8 | 13.9 | -2.8 | -14.4 | -23.9 | 5 | 5 | 19.4 | 15 | -3.2 | -22.1 | -16.7 | -21.1 | -6.7 | -18.3 | 7.8 | -6.1 | 6.5 | 1.8 | 15.6 | -10.5 | 13.1 | 0.5 | 8.9 | 7.8 | 9.8 | -4.7 | 3.1 | -3.7 | 7.8 | -2.8 | 6.7 | 6.7 | -3.3 | -7.2 | -5 | -11 | 12.2 | 3.3 | 7.1 | 0.7 | 3.3 | -5.6 | 3.3 | 0.6 | 3 | -1 | 13.7 | 1.7 | 5 | -12.4 | 5 | 0 | 6.7 | -4.4 | -8.9 | -11.1 | 3.9 | -1.7 | 26.7 | -6.1 | 10.6 | -11.1 | 9.4 | 7.8 | 7.2 | -4.4 | 6.1 | -8.9 | 11.7 | 3.3 | 21.1 | 12.8 | 2.9 | -5.3 | 9.4 | -0.6 | 9.3 | 4.3 | -6.1 | -9.4 | 2.6 | 1 | 3.9 | -10 | -14.5 | -18.8
-10 | -13 | -7.2 | -10 | 6.3 | -3 | 7 | 4.5 | 3.5 | -10.4 | 17.8 | 0 | 6 | 3 | 21.7 | 5.6 | 15 | 8.3 | 11.1 | 3.9 | 13.9 | 4.4 | 16.7 | 7.2 | 2.8 | -3.3 | 4.2 | -9.1 | 16 | 10 | 23.3 | 8.9 | 22.8 | 13.9 | 19.4 | 17.8 | 21.1 | 7.2 | 0.6 | -18.9 | 26.7 | 18.9 | -7.2 | -9.5 | 12.2 | 3.7 | -1.7 | -5.6 | 0.6 | -2.2 | -9.8 | -12.2 | 1.7 | -1.1 | 20.5 | 6.5 | 20.2 | 14.6 | -1.7 | -12.2 | -21 | -24 | 1.7 | -5.6 | -1.7 | -10.6 | -2.2 | -10 | 3.3 | 0.6 | -5 | -9.4 | -23.3 | -31.6 | -14.4 | -20.6 | 6.8 | 0.9 | 1.7 | -1.1 | 8.9 | -0.6 | 6.1 | 5.7 | 13.9 | -2.8 | -14.4 | -24.4 | 5.6 | 5.6 | 18.3 | 14.4 | -2.8 | -24.4 | -16.1 | -20.6 | -6.9 | -17.1 | 7.8 | -5.6 | 6.7 | 2.2 | 15.6 | -11.7 | 14.4 | 1.1 | 8.9 | 7.8 | 10 | -5.6 | 3.3 | -3.9 | 7.8 | -1.7 | 7.8 | 7.2 | -3.9 | -7.4 | -5 | -12 | 12.2 | 3.3 | 6.7 | 0 | 2.8 | -6.1 | 3.3 | 0 | 3 | -1 | 13.9 | 3.3 | 6.1 | -14.4 | 4.4 | 0.6 | 6.7 | -3.3 | -8.9 | -11.1 | 3.7 | -1.6 | 24.3 | 2.5 | 10.6 | -11.1 | 9.2 | 7.3 | 7.8 | -5.6 | 5.7 | -7.6 | 11.1 | 2.2 | 21.1 | 12.8 | 3.3 | -6.1 | 8.3 | -1.7 | 8.9 | 3.9 | -5.9 | -8.3 | 2.8 | 1.1 | 3.9 | -13.3 | -15 | -19.1
-10 | -13 | -7.2 | -10 | 6 | -2.7 | 6.9 | 4.6 | 3.3 | -11.7 | 17.2 | 0 | 5 | 4 | 19.1 | 5.9 | 13.9 | 8.3 | 10 | 4.4 | 13 | 5.2 | 15 | 5 | 1.1 | -3.3 | 4.4 | -10.6 | 15 | 11 | 21.1 | 10.6 | 22.2 | 14.4 | 19.6 | 17.8 | 21.1 | 6.1 | 0.6 | -18.9 | 26.1 | 18.9 | -7.8 | -9.9 | 12.8 | 3.9 | -1.7 | -5.6 | 1.7 | -2.2 | -10.2 | -12.3 | 1.1 | -1.3 | 18.9 | 6.7 | 19.2 | 13.2 | -2.2 | -12.2 | -24 | -28 | 0.9 | -4.9 | -3.4 | -9.9 | -2.8 | -10 | 3.3 | 0 | -6.5 | -10.1 | -23.9 | -31.7 | -14.4 | -20 | 6.5 | 0.8 | 1.7 | -1.7 | 8.3 | -0.2 | 4.5 | 3.8 | 12.2 | -2.8 | -15.6 | -24.4 | 5.6 | 5.6 | 17.2 | 13.3 | -3.5 | -22.4 | -15.6 | -19.4 | -7 | -16.6 | 4.4 | -3.9 | 5 | 1.3 | 13.7 | -11.1 | 11.1 | 1.1 | 8.9 | 7.8 | 9.3 | -4.8 | 3.7 | -2.4 | 8.3 | -1.1 | 8.9 | 7.2 | -4.4 | -7.9 | -6 | -10 | 10.6 | 3.3 | 5.9 | -0.1 | 2.2 | -6.1 | 3.3 | -0.6 | 3 | -1 | 13.3 | 5.2 | 4.3 | -10.8 | 7.2 | 2.8 | 6.7 | -3.3 | -8.3 | -10.6 | 3.5 | -1.8 | 21.8 | 6.9 | 10 | -11.1 | 9.1 | 7.1 | 7.2 | -5 | 5.4 | -7.8 | 7.8 | 2.8 | 20 | 12.8 | 3.1 | -5.6 | 8.3 | -1.1 | 8.2 | 3.3 | -5.8 | -7.8 | 2.6 | 1.1 | 1.7 | -12.2 | -15.6 | -20
-12 | -15 | -7.8 | -10.6 | 5.6 | -2.8 | 6.7 | 4.4 | 0 | -9.6 | 16.7 | 0.6 | 5 | 4 | 16.5 | 6.1 | 13.3 | 8.3 | 8.3 | 3.9 | 12 | 5.9 | 11.7 | 5 | -1.7 | -3.3 | 2.9 | -7.2 | 13 | 11 | 18.9 | 11.7 | 21.1 | 13.9 | 19.8 | 17.8 | 20 | 2.8 | 0 | -18.9 | 25 | 18.9 | -8.3 | -10.6 | 10.2 | 3.5 | -1.1 | -4.4 | 1.1 | -2.8 | -10.6 | -12.8 | 0.6 | -1.6 | 17.2 | 6.7 | 18.3 | 11.7 | -3.3 | -12.2 | -25 | -30 | 0.2 | -4.8 | -5 | -10.5 | -3.9 | -10 | 2.2 | 1.1 | -7.9 | -11.2 | -24.4 | -32.8 | -14.4 | -20 | 6.1 | 0.6 | 1.7 | -1.7 | 7.8 | 0 | 2.8 | 1.7 | 11.1 | -2.8 | -17.2 | -25.6 | 5.6 | 5.6 | 16.7 | 13.9 | -4.3 | -22 | -15.6 | -18.9 | -7.2 | -17.8 | 1.7 | -0.6 | 3.4 | 0.1 | 11.9 | -11 | 7.7 | 0.2 | 8.3 | 7.8 | 8.5 | -4.7 | 4 | -1.4 | 7.2 | 1.1 | 8.9 | 7.8 | -5 | -8.9 | -7 | -12 | 6.7 | 2.2 | 5.2 | -0.2 | 1.7 | -6.1 | 2.8 | -1.1 | 3 | -2 | 12.8 | 7.1 | 2.4 | -10.2 | 5 | 2.2 | 5.6 | -3.9 | -7.8 | -10 | 3.3 | -2.2 | 19.4 | 8.9 | 8.3 | -11.1 | 8.9 | 6.7 | 6.1 | -3.9 | 5 | -8.9 | 6.1 | 2.2 | 17.8 | 12.8 | 3 | -5.7 | 6.7 | -2.8 | 7.4 | 2.5 | -5.6 | -7.2 | 2.4 | 1.1 | -1.7 | -8.9 | -16.5 | -20
-13 | -16 | -7.8 | -10.6 | 5.4 | -1.7 | 6.5 | 4.5 | -3.4 | -10.5 | 15 | 1.1 | 6 | 3 | 13.9 | 5.6 | 13.3 | 7.8 | 7.2 | 4.4 | 11.1 | 6.1 | 8.9 | 3.9 | -3.3 | -4.4 | 1.5 | -5.8 | 13 | 11 | 16.7 | 12.2 | 20.6 | 14.4 | 20 | 17.8 | 17.2 | 2.2 | -1.1 | -19.4 | 23.9 | 19.4 | -9.6 | -11 | 7.6 | 2.7 | -1.1 | -5 | 0.6 | -2.2 | -11.9 | -13.7 | 0 | -2.2 | 16.1 | 6.3 | 17.9 | 11.7 | -3.9 | -13.3 | -27 | -32 | -0.6 | -5.6 | -6.7 | -11.7 | -3.9 | -10 | 1.7 | 0.6 | -9.4 | -12.8 | -25 | -31.5 | -13.9 | -19.4 | 5.4 | 1.5 | 1.7 | -1.7 | 7.6 | -0.3 | 1.9 | 0.1 | 10.6 | -2.8 | -18.3 | -25.6 | 6.1 | 5.6 | 16.1 | 13.9 | -5 | -23.9 | -15.6 | -21.1 | -7.4 | -17 | 1.7 | -0.6 | 1.7 | -1.1 | 10 | -13.3 | 4.4 | -1.1 | 8.3 | 7.8 | 7.8 | -5.6 | 4.4 | -0.6 | 6.7 | 2.8 | 8.9 | 8.3 | -5.4 | -8.6 | -9 | -14 | 3.3 | 0.6 | 4.4 | -0.6 | 0.6 | -4.4 | 2.8 | -2.2 | 2 | -2 | 12.2 | 8.3 | 0.6 | -11.1 | 1.7 | -1.1 | 5 | -3.9 | -7.8 | -10 | 1.8 | -2.9 | 17.4 | 9.8 | 6.1 | -11.1 | 8.5 | 6.8 | 5.6 | -1.7 | 4.4 | -6.3 | 4.4 | 1.7 | 17.2 | 12.8 | 2.8 | -6.7 | 6.7 | -2.8 | 6.7 | 1.7 | -5.8 | -7.5 | 2.2 | 1.1 | -4.4 | -6.7 | -17.4 | -20.3
-15 | -17 | -8.3 | -11.1 | 5.2 | -0.9 | 6.3 | 4.5 | -6.7 | -12.2 | 13.9 | 1.1 | 6 | 3 | 12.2 | 5.6 | 13.3 | 8.3 | 6.7 | 4.4 | 10.9 | 6.7 | 6.7 | 3.3 | -4.4 | -4.4 | 0 | -5.6 | 13 | 9 | 15.8 | 12.4 | 20 | 14.4 | 19.6 | 17.8 | 15 | 0.6 | -1.1 | -20 | 23.9 | 18.9 | -10.9 | -11.8 | 5 | 1.7 | -1.1 | -5.6 | 0 | -3.3 | -13.1 | -14.7 | 0 | -2 | 15 | 5.5 | 17.6 | 11.7 | -4.4 | -15 | -28 | -32 | -0.8 | -5 | -7.1 | -11.1 | -3.9 | -10 | 2.2 | 1.1 | -9.4 | -12 | -25.5 | -31.3 | -13.9 | -18.9 | 4.6 | 2.1 | 1.1 | -2.2 | 7.4 | -0.9 | 0.9 | -1.2 | 11.1 | -2.8 | -19.4 | -26.7 | 6.1 | 6.1 | 16.7 | 13.9 | -5.6 | -22.1 | -15.6 | -20 | -7.6 | -17.2 | 1.7 | -0.6 | 1.5 | -0.8 | 9.3 | -12.3 | 3.7 | -0.9 | 7.8 | 7.8 | 7.2 | -4 | 4.4 | 0 | 7.2 | 3.3 | 8.9 | 8.9 | -5.7 | -8.4 | -8 | -13 | 2.2 | 0 | 4.4 | -0.5 | 0 | -4.4 | 1.7 | -2.2 | 3 | -2 | 12.2 | 9.1 | -0.5 | -8.6 | -1.1 | -5.6 | 4.4 | -3.9 | -8.9 | -10.6 | 0.4 | -3.9 | 15.3 | 9.9 | 5.6 | -10 | 8.2 | 7.2 | 5.6 | -2.8 | 3.9 | -4.9 | 3.9 | 1.1 | 16.7 | 12.2 | 2.8 | -5.8 | 5 | -3.3 | 5.8 | 1.5 | -5.9 | -8 | 2 | 0.8 | -2.8 | -10.6 | -18.3 | -21.1
-12 | -15 | -8.3 | -10.6 | 5 | -0.6 | 6.1 | 4.4 | -8.2 | -12.2 | 12.2 | 1.1 | 6 | 3 | 10.6 | 5.4 | 13.3 | 7.8 | 5.6 | 3.9 | 10.8 | 7 | 5.6 | 2.8 | -4.4 | -5 | -0.2 | -5.7 | 12 | 9 | 14.8 | 12.3 | 19.4 | 15 | 19.3 | 17.8 | 14.4 | -1.1 | -1.7 | -20.6 | 23.3 | 18.9 | -12.2 | -12.8 | 4.1 | 1.5 | -1.7 | -5.6 | 0 | -3.3 | -14.4 | -16.1 | 0 | -2 | 13.9 | 5 | 17.2 | 11.7 | -6.1 | -17.2 | -30 | -33 | -0.9 | -5 | -7.4 | -11.1 | -4.4 | -9.4 | 2.8 | 1.7 | -9.4 | -11.6 | -26.1 | -31.7 | -13.3 | -18.9 | 3.9 | 2.8 | 0.6 | -2.8 | 7.2 | -1.7 | 0 | -2.8 | 11.7 | -2.8 | -20 | -26.7 | 6.7 | 6.7 | 17.2 | 14.4 | -6.1 | -21.7 | -15 | -21.7 | -7.8 | -18.9 | 1.1 | -1.1 | 1.3 | -0.5 | 8.5 | -12.3 | 2.9 | -1.3 | 8.3 | 7.8 | 6.7 | -3.4 | 4.4 | 0.5 | 7.8 | 5 | 10 | 9.4 | -6.1 | -8.9 | -7 | -10 | 1.7 | -0.6 | 4.4 | -0.5 | 0 | -4.4 | 1.1 | -2.2 | 3 | -3 | 12.2 | 9.8 | -1.7 | -8.1 | -3.9 | -7.8 | 4.4 | -4.4 | -8.9 | -10.6 | -1.1 | -5.6 | 13.3 | 10 | 5.6 | -10 | 7.8 | 7.2 | 5 | -2.8 | 3.3 | -4.4 | 3.3 | 1.1 | 16.1 | 12.2 | 2.8 | -5.8 | 3.9 | -3.9 | 4.8 | 0.9 | -6.1 | -8.9 | 1.9 | 0.7 | -2.8 | -11.1 | -19.4 | -22.4
-16 | -18 | -8.3 | -11.1 | 4.8 | 0 | 6.3 | 4.6 | -9.6 | -12.8 | 11.1 | 1.1 | 6 | 3 | 8.9 | 5 | 13.3 | 7.2 | 6.7 | 4.4 | 10.6 | 7.2 | 5 | 2.8 | -5 | -6.1 | -0.4 | -6.6 | 11 | 9 | 13.9 | 12.2 | 18.9 | 14.4 | 18.9 | 17.8 | 13.3 | -0.6 | -2.8 | -19.4 | 22.8 | 19.4 | -12.6 | -13 | 3.1 | 1.3 | -1.7 | -5 | 0 | -3.3 | -15 | -16.5 | 0 | -2.2 | 13 | 4.4 | 16.7 | 10.6 | -7.2 | -19.4 | -30 | -33 | -1.1 | -5.6 | -7.8 | -11.7 | -5 | -9.4 | 3.3 | 2.2 | -9.4 | -11.7 | -27 | -31.9 | -13.3 | -18.3 | 3.7 | 2.7 | 0 | -2.8 | 6.1 | 0.6 | -0.6 | -3.4 | 12.2 | -2.2 | -19.4 | -26.1 | 7.2 | 7.2 | 17.2 | 14.4 | -6.7 | -23.3 | -15 | -18.9 | -7.4 | -16.3 | -0.6 | -1.7 | 1.1 | -0.6 | 7.8 | -14.4 | 2.2 | -1.7 | 8.3 | 7.8 | 6.1 | -3.3 | 4.4 | 1.1 | 8.3 | 5 | 10.6 | 10 | -6.3 | -8.7 | -7 | -8 | 0.6 | -1.1 | 4.4 | -0.6 | 0 | -5 | 1.1 | -2.8 | 3 | -3 | 12.2 | 10.6 | -2.8 | -8.3 | -5.6 | -10 | 3.9 | -3.9 | -8.9 | -10 | -2 | -5.4 | 13.9 | 10.2 | 2.2 | -10 | 7.6 | 7 | 5 | -2.8 | 2.9 | -2.9 | 3.3 | 0.6 | 15.6 | 12.2 | 2.8 | -6.7 | 4.4 | -2.2 | 3.9 | 0.6 | -6.1 | -8.4 | 1.7 | 0.6 | -2.2 | -11.1 | -20.6 | -24.1
-16 | -17 | -8.3 | -11.1 | 4.6 | 0.2 | 6.5 | 4.8 | -11.1 | -13.9 | 10.6 | 1.1 | 5 | 3 | 7.6 | 4.6 | 13.3 | 7.2 | 5.6 | 4.4 | 9.5 | 6.4 | 4.4 | 2.9 | -5.6 | -6.1 | -0.6 | -8.3 | 11 | 9 | 13.5 | 11.9 | 18.3 | 14.4 | 19.5 | 18.5 | 11.1 | -2.8 | -2.8 | -20.6 | 22.2 | 18.9 | -12.9 | -13.3 | 2.2 | 1.1 | -1.7 | -5 | -0.6 | -3.3 | -15.5 | -17 | -0.2 | -2 | 12 | 4 | 16.1 | 9.6 | -8.3 | -19.4 | -31 | -37 | -1.7 | -5.7 | -8.5 | -11.7 | -5 | -9.4 | 3.3 | 2.2 | -9 | -11 | -28 | -33.1 | -13.3 | -18.3 | 3.5 | 2.8 | -0.6 | -2.8 | 5 | 2.2 | -1.1 | -4.2 | 11.7 | -2.2 | -19.4 | -25.6 | 7.2 | 7.2 | 17.2 | 14.4 | -7.8 | -20.9 | -15 | -18.3 | -7.1 | -14.8 | -0.6 | -1.7 | 1.5 | -0.2 | 7.4 | -12.1 | 0.9 | -2 | 8.3 | 7.8 | 5.5 | -2.9 | 4.8 | 1.6 | 8.3 | 5.6 | 11.1 | 10 | -6.5 | -8.9 | -6 | -8 | 0 | -1.7 | 4 | -0.3 | 0 | -5 | 1.1 | -2.2 | 2 | -3 | 11.8 | 10.2 | -3.2 | -8.2 | -7.8 | -11.1 | 3.3 | -3.9 | -8.9 | -10.6 | -3 | -5.9 | 14.4 | 10.5 | 3.9 | -10 | 7.4 | 6.8 | 5 | -2.8 | 2.6 | -1.7 | 2.8 | 0.6 | 15.6 | 12.8 | 2.8 | -5.8 | 3.9 | -1.7 | 3.5 | 0.4 | -6.1 | -8.2 | 1.5 | 0.5 | -2.8 | -11.1 | -21.7 | -26.1
-16 | -17 | -9.4 | -12.2 | 4.4 | 0.6 | 6.7 | 5 | -10.9 | -13.4 | 8.9 | 1.7 | 6 | 4 | 6.3 | 4 | 13.3 | 7.2 | 5.6 | 3.9 | 8.3 | 5.4 | 3.9 | 2.9 | -5.6 | -6.1 | -1.5 | -7.1 | 11 | 9 | 13.2 | 11.6 | 18.3 | 13.9 | 20 | 19.4 | 10.6 | -1.7 | -3.9 | -20.6 | 22.2 | 18.9 | -13.3 | -13.9 | 2.6 | 1.1 | -1.7 | -5.6 | 0 | -3.3 | -16.1 | -17.8 | -0.4 | -1.9 | 11.1 | 3.3 | 15.6 | 8.3 | -8.9 | -20 | -31 | -35 | -2.2 | -5.8 | -9.3 | -12.4 | -6.1 | -10 | 3.3 | 2.2 | -8.7 | -10.7 | -28.9 | -34.4 | -12.8 | -17.8 | 3.3 | 2.8 | -1.1 | -2.8 | 3.9 | 3.3 | -1.7 | -5.6 | 11.1 | -2.2 | -20 | -26.1 | 7.8 | 7.8 | 16.7 | 14.4 | -8.9 | -20.3 | -14.4 | -17.8 | -6.7 | -14.4 | -0.6 | -1.7 | 1.8 | -0.3 | 7.1 | -11.8 | -0.4 | -2.8 | 8.3 | 8.3 | 5 | -2.9 | 5.2 | 2.4 | 8.3 | 5 | 11.7 | 11.1 | -6.7 | -9.4 | -6 | -8 | -1.1 | -2.8 | 3.7 | -0.1 | 0 | -5 | 0.6 | -2.2 | 4 | -3 | 11.5 | 10.3 | -3.5 | -8.7 | -8.3 | -12.2 | 2.2 | 1.7 | -8.9 | -10.6 | -3.9 | -6.7 | 15 | 10.6 | 1.1 | -9.4 | 7.2 | 6.7 | 4.4 | -3.9 | 2.2 | -1.1 | 2.2 | 0 | 16.1 | 12.8 | 2.8 | -5.8 | 3.9 | -3.3 | 3.2 | 0.2 | -6.1 | -8.3 | 1.3 | 0.6 | -3.9 | -11.1 | -22.1 | -26
-16 | -17 | -10 | -12.8 | 4.6 | 0.9 | 6.7 | 5 | -10.8 | -13.3 | 4.4 | 0 | 5 | 4 | 5 | 3.3 | 13.3 | 7.2 | 5 | 3.9 | 7.2 | 4.4 | 3.3 | 3 | -5.6 | -6.1 | -2.4 | -6.9 | 10 | 9 | 12.8 | 11.1 | 17.2 | 14.4 | 20.6 | 20 | 9.4 | -0.6 | -4.4 | -21.1 | 21.7 | 19.4 | -14.1 | -14.4 | 2.9 | 1.1 | -1.7 | -5.6 | -1.1 | -3.3 | -16.1 | -17.6 | -0.6 | -2.2 | 10 | 3.7 | 14.7 | 7.3 | -8.9 | -20.6 | -31 | -36 | -2.8 | -6.2 | -10 | -13.3 | -8.3 | -11.7 | 2.8 | 2.8 | -8.3 | -10.6 | -29.5 | -34.5 | -12.8 | -17.8 | 3.1 | 2.1 | -1.1 | -3.3 | 3.7 | 3.1 | -2.2 | -6.4 | 11.1 | -1.7 | -20.6 | -26.7 | 8.3 | 8.3 | 17.8 | 14.4 | -10 | -21.1 | -13.9 | -17.8 | -6.3 | -13 | -3.3 | -4.4 | 2.2 | 0 | 6.7 | -12.8 | -1.7 | -3.9 | 8.9 | 8.9 | 4.4 | -3.3 | 5.6 | 2.8 | 8.3 | 5.6 | 11.7 | 6.1 | -7.1 | -9.2 | -6 | -8 | -1.1 | -2.8 | 3.3 | 0 | 0 | -5 | 0.6 | -2.2 | 3 | -3 | 11.1 | 10 | -3.9 | -10 | -10.6 | -14.4 | 2.8 | -3.9 | -8.3 | -10 | -4.5 | -6.7 | 14.8 | 10.8 | -1.1 | -10 | 7.2 | 6.6 | 4.4 | -2.8 | 2 | -1 | 1.7 | 0 | 16.1 | 12.8 | 2.8 | -6.7 | 3.3 | -3.3 | 2.8 | 0 | -5.9 | -7.9 | 1.1 | 0.6 | -3.3 | -11.1 | -22.4 | -26
-16 | -18 | -10.6 | -13.9 | 4.8 | 1.3 | 6.7 | 5 | -10.6 | -13.3 | 4.4 | 0.6 | 5 | 4 | 4.1 | 2.6 | 12.8 | 7.2 | 4.4 | 3.3 | 6.7 | 4.4 | 2.8 | 2.8 | -5.6 | -6.1 | -3.3 | -7.2 | 10 | 9 | 12.8 | 11.2 | 17.2 | 13.9 | 20.4 | 19.9 | 8.9 | -1.1 | -4.4 | -22.8 | 21.7 | 19.4 | -14.8 | -14.9 | 3.3 | 1.1 | -1.7 | -5 | -0.6 | -3.3 | -16.1 | -17.6 | -0.8 | -2.1 | 8.9 | 3.9 | 13.7 | 6.1 | -8.9 | -20.6 | -31 | -35 | -3 | -6.3 | -10.7 | -13.3 | -10.6 | -12.8 | 3.3 | 2.8 | -9.1 | -10.9 | -30 | -35.1 | -12.2 | -17.2 | 3 | 1.7 | -1.1 | -2.8 | 3.5 | 2.9 | -2.8 | -7.8 | 11.7 | -1.7 | -20.6 | -26.7 | 8.3 | 8.3 | 17.2 | 15 | -11.1 | -19 | -13.3 | -17.2 | -6 | -12.6 | -3.9 | -5 | 2 | 0 | 6.1 | -10.7 | -1.9 | -3.8 | 9.4 | 9.4 | 4.2 | -2.7 | 6.5 | 3.1 | 8.3 | 6.1 | 12.8 | 6.7 | -7.4 | -9.1 | -6 | -7 | -1.7 | -3.3 | 2.8 | 0 | 0.6 | -4.4 | 0.6 | -2.8 | 2 | -4 | 10.5 | 9.8 | -3.2 | -9.9 | -11.7 | -15.6 | 1.7 | -1.7 | -8.3 | -11.1 | -5 | -6.7 | 14.6 | 11 | -0.6 | -9.4 | 7.2 | 6.6 | 4.4 | -1.7 | 1.9 | -0.9 | 2.2 | 0 | 15.6 | 12.8 | 3 | -5.9 | 3.3 | -3.3 | 2.1 | -0.4 | -5.8 | -7.8 | 0.9 | 0.3 | -3.9 | -11.7 | -22.8 | -26.7
-18 | -20 | -11.1 | -14.4 | 5 | 1.7 | 6.7 | 5 | -11.3 | -13.9 | 5 | 0.6 | 6 | 4 | 3.1 | 1.8 | 12.8 | 7.2 | 3.9 | 3.3 | 6.1 | 4.1 | 2.2 | 2.2 | -5.6 | -6.1 | -3.7 | -7.1 | 10 | 9 | 12.8 | 11.2 | 17.2 | 13.9 | 20.2 | 19.7 | 8.9 | -0.6 | -5 | -21.7 | 21.7 | 20 | -15.6 | -15.6 | 3.3 | 1.3 | -1.7 | -5 | 0 | -3.3 | -16.1 | -17.8 | -0.9 | -2 | 7.8 | 3.9 | 12.8 | 5 | -9.4 | -20.6 | -31 | -36 | -3.1 | -6.5 | -11.5 | -13.8 | -10 | -11.7 | 3.3 | 2.8 | -9.8 | -11.4 | -30.6 | -36.1 | -12.2 | -12.2 | 2.8 | 1.1 | -1.7 | -3.3 | 3.3 | 2.8 | -3.3 | -10 | 10.6 | 0 | -21.7 | -27.2 | 8.3 | 8.3 | 16.7 | 15 | -12.2 | -18.6 | -13.3 | -18.3 | -5.6 | -12.8 | -2.2 | -3.9 | 1.9 | 0.4 | 5.6 | -10.6 | -2 | -3.9 | 9.4 | 8.3 | 4.1 | -2.6 | 7.4 | 3.3 | 9.4 | 7.2 | 12.2 | 6.7 | -7.8 | -9.4 | -5 | -7 | -1.1 | -2.2 | 2.2 | 0 | 0.6 | -5 | 0.6 | -2.8 | 2 | -4 | 10 | 9.7 | -2.4 | -10.9 | -13.9 | -17.2 | 1.7 | -2.2 | -7.8 | -10 | -5.6 | -7.2 | 14.4 | 11.1 | -1.1 | -9.4 | 7.2 | 6.7 | 3.9 | 0 | 1.7 | -1.1 | 2.2 | 0 | 16.1 | 12.8 | 3.1 | -5.8 | 2.2 | -3.3 | 1.3 | -1 | -5.6 | -7.8 | 0.8 | 0.2 | -3.3 | -11.7 | -23.2 | -26.8
-17 | -20 | -11.1 | -13.9 | 4.8 | 2 | 6.7 | 5.2 | -12.1 | -15 | 6.1 | 0.6 | 6 | 4 | 2.2 | 1.1 | 12.8 | 7.8 | 4.4 | 3.3 | 5.6 | 3.9 | 2.8 | 2.8 | -4.4 | -5.6 | -4 | -7 | 10 | 9 | 12.8 | 11.1 | 17.8 | 13.9 | 20 | 19.4 | 7.8 | -1.1 | -5 | -21.1 | 21.7 | 20.6 | -16.1 | -16.8 | 3.3 | 1.5 | -1.7 | -5 | 0 | -3.3 | -16.7 | -18 | -1.1 | -2.2 | 8 | 3.7 | 11.9 | 4.4 | -9.4 | -20.6 | -31 | -36 | -3.3 | -6.6 | -12.2 | -14.4 | -8.3 | -10.6 | 2.8 | 2.8 | -10.6 | -12.2 | -31.5 | -36.4 | -12.2 | -17.2 | 0 | -2.1 | -1.7 | -3.9 | 3.1 | 2.5 | -4.1 | -9.6 | 11.1 | -0.6 | -21.7 | -27.2 | 8.9 | 8.9 | 16.7 | 15 | -13.3 | -18.9 | -13.3 | -16.7 | -5.2 | -11.6 | -2.8 | -4.4 | 1.7 | 0.6 | 5 | -11.7 | -2.2 | -4.4 | 9.4 | 8.3 | 3.9 | -2.8 | 8.3 | 3.3 | 9.4 | 7.2 | 12.2 | 12.2 | -8.5 | -9.8 | -5 | -7 | -1.7 | -3.3 | 1.7 | 0 | 0.6 | -4.4 | 0.6 | -2.8 | 3 | -4 | 9.4 | 9.4 | -1.7 | -13.3 | -14.4 | -18.9 | 1.1 | -2.2 | -8.3 | -10 | -4.8 | -6.3 | 14.6 | 12 | -2.8 | -9.4 | 7.2 | 6.3 | 2.2 | 0.6 | 1.5 | -0.8 | 1.7 | 0 | 16.1 | 12.8 | 3.3 | -6.7 | 1.1 | -3.3 | 0.6 | -1.7 | -6.1 | -8.1 | 0.6 | 0 | -3.9 | -12.2 | -23.5 | -27.4
-16 | -18 | -10.6 | -13.9 | 4.6 | 2.5 | 6.7 | 5.5 | -12.8 | -16.1 | 2.8 | -0.6 | 7 | 5 | 2.4 | 0.8 | 12.8 | 7.2 | 3.3 | 2.8 | 6 | 4 | 3.3 | 3.2 | -4.4 | -5.6 | -4.4 | -7.8 | 9 | 8 | 13.2 | 11.8 | 17.2 | 13.9 | 20 | 19.7 | 7.2 | -3.9 | -5 | -20.6 | 21.7 | 20 | -16.7 | -17.9 | 3.3 | 1.7 | -1.7 | -5.6 | -0.6 | -3.3 | -17.2 | -18.3 | -0.9 | -1.9 | 8.1 | 3.2 | 10.9 | 3.5 | -10 | -20.6 | -31 | -35 | -3.1 | -6.8 | -11.3 | -13.5 | -7.8 | -10.6 | 2.8 | 2.8 | -10.2 | -11.6 | -32.4 | -37.3 | -12.2 | -17.2 | -2.8 | -5.3 | -1.1 | -4.4 | 3 | 2.4 | -4.8 | -10.1 | 11.1 | 0 | -22.8 | -28.3 | 8.9 | 8.9 | 16.7 | 15 | -12.9 | -17.7 | -13.3 | -15 | -4.8 | -11 | -3.9 | -5.6 | 1.3 | 0.1 | 5 | -10.3 | -2.9 | -4.7 | 9.4 | 8.3 | 3.9 | -2.2 | 8.7 | 4.1 | 9.4 | 7.8 | 11.7 | 11.7 | -9.3 | -10.5 | -5 | -8 | -3.3 | -5 | 0.9 | -0.3 | 1.1 | -3.9 | 0.6 | -2.2 | 2 | -3 | 9.6 | 9.5 | -1.7 | -12.3 | -15 | -20 | 1.7 | -2.2 | -8.3 | -10.6 | -4.1 | -5.6 | 14.8 | 12.7 | -1.7 | -10 | 7.2 | 5.9 | 1.7 | 1.7 | 1.3 | -0.5 | 2.2 | 0 | 15.6 | 12.8 | 2.9 | -6 | 2.2 | -3.9 | 0.4 | -1.7 | -6.7 | -8.7 | 0.6 | -0.1 | -5 | -12.2 | -23.9 | -28.3
-10 | -13 | -11.1 | -14.4 | 4.4 | 2.8 | 6.7 | 5.6 | -12.8 | -15.6 | 3.3 | 0 | 7 | 5 | 2.6 | 0.3 | 12.8 | 7.2 | 3.3 | 2.8 | 6.3 | 4 | 4.4 | 3.3 | -5 | -5.6 | -4.6 | -7.6 | 9 | 8 | 13.5 | 12.3 | 15.6 | 13.3 | 20 | 19.9 | 6.7 | -5.6 | -5.6 | -20.6 | 21.7 | 20.6 | -17.2 | -19.4 | 2.9 | 1.3 | -2.2 | -5.6 | -0.6 | -3.9 | -17.8 | -18.9 | -0.8 | -1.8 | 8.3 | 2.8 | 10 | 2.8 | -10.6 | -20.6 | -30 | -36 | -3 | -7 | -10.3 | -12.6 | -7.2 | -10 | 2.8 | 2.8 | -9.8 | -11.2 | -33.3 | -38.3 | -11.7 | -16.7 | -5.6 | -8.9 | -2.2 | -4.4 | 2.8 | 2.2 | -5.6 | -11.1 | 10.6 | 0 | -23.3 | -29.4 | 8.9 | 8.9 | 16.7 | 15 | -12.6 | -17.1 | -13.3 | -15.6 | -4.4 | -11.7 | -4.4 | -6.1 | 1 | -0.1 | 5 | -9.9 | -3.7 | -5.3 | 10 | 9.4 | 3.9 | -2 | 9 | 4.8 | 9.4 | 7.2 | 10.6 | 8.9 | -10 | -11.1 | -5 | -8 | -3.9 | -6.1 | 0.2 | -0.7 | 0 | -2.2 | 0.6 | -2.2 | 2 | -3 | 9.8 | 9.4 | -1.7 | -12.8 | -16.7 | -22.2 | 2.8 | -3.3 | -8.9 | -11.1 | -3.3 | -5 | 15 | 13.3 | -1.7 | -10.6 | 7.2 | 5.6 | 1.1 | 1.1 | 1.1 | -0.6 | 2.8 | 0.6 | 15.6 | 12.8 | 2.6 | -6.2 | 2.2 | -3.9 | 0.2 | -2.1 | -7.2 | -9.4 | 0.6 | -0.3 | -5 | -12.8 | -24.5 | -28.3
-9 | -13 | -11.7 | -15.6 | 5 | 3 | 7.2 | 6 | -12.8 | -15.4 | 1.7 | -0.6 | 7 | 6 | 2.8 | 0 | 12.8 | 7.2 | 3.3 | 2.8 | 6.7 | 3.9 | 5 | 3.5 | -5 | -5.6 | -4.8 | -8.1 | 9 | 8 | 13.9 | 12.8 | 15 | 12.8 | 20 | 20 | 6.1 | -6.1 | -5.6 | -20 | 21.7 | 20.6 | -17.2 | -19 | 2.6 | 1 | -2.2 | -5.6 | -0.6 | -3.9 | -17.4 | -18.7 | -0.6 | -1.7 | 8.7 | 2.7 | 10.6 | 3.2 | -10.6 | -20.6 | -30 | -36 | -2.8 | -7.2 | -9.4 | -12.2 | -7.2 | -10 | 2.8 | 2.8 | -9.4 | -11.1 | -32.8 | -37.5 | -11.1 | -15.6 | -7.3 | -11 | -1.1 | -3.9 | -0.4 | -1.4 | -5.6 | -10.7 | 10.6 | 0.6 | -23.9 | -29.4 | 9.4 | 9.4 | 17.2 | 15 | -12.2 | -17.2 | -13.9 | -17.2 | -4 | -10.5 | -2.8 | -6.1 | 0.6 | -0.6 | 5 | -11.1 | -4.4 | -6.1 | 8.9 | 8.3 | 3.9 | -2.2 | 9.4 | 5.6 | 9.4 | 7.8 | 11.1 | 9.4 | -9.6 | -10.8 | -5 | -8 | -3.9 | -5.6 | -0.6 | -1.1 | 0 | -1.7 | 0.6 | -2.8 | 2 | -3 | 10 | 9.4 | -1.7 | -14.4 | -17.2 | -22.2 | 2.8 | -2.2 | -9.4 | -11.7 | -2.6 | -4.7 | 15.9 | 14.1 | -4.4 | -10.6 | 7.2 | 4.9 | 0.6 | 0.6 | 1.3 | -0.3 | 3.3 | 1.1 | 15.6 | 13.3 | 2.2 | -7.2 | 1.1 | -4.4 | 0 | -2.8 | -7.2 | -9.3 | 0.6 | -0.6 | -3.9 | -12.8 | -25 | -28.6
-11 | -15 | -15 | -18.3 | 5.5 | 3.2 | 7.8 | 6.3 | -12.8 | -15.6 | 2.2 | -0.6 | 7 | 6 | 6.1 | 1.8 | 12.8 | 8.3 | 3.9 | 3.3 | 7.1 | 3.9 | 5.6 | 3.3 | -4.4 | -5 | -5 | -8.9 | 11 | 8 | 16.1 | 13.6 | 16.1 | 12.8 | 20.2 | 19.9 | 6.1 | -4.4 | -5.6 | -19.4 | 21.7 | 19.4 | -17.2 | -18.8 | 2.2 | 0.6 | -2.2 | -5.6 | -0.6 | -3.9 | -17.1 | -18.7 | 0 | -1.4 | 9 | 2.3 | 11.1 | 3.2 | -10 | -20.6 | -31 | -36 | -1.3 | -5.9 | -7.7 | -10.8 | -6.7 | -10 | 3.3 | 2.8 | -8.9 | -10.6 | -32.2 | -36.8 | -11.7 | -15 | -8.9 | -13.5 | -0.6 | -3.9 | -3.5 | -5 | -5.6 | -10.9 | 11.1 | 0.6 | -22.8 | -28.3 | 10 | 10 | 17.8 | 15 | -10 | -16.2 | -14.4 | -17.8 | -3.7 | -10.4 | -4.4 | -6.7 | 2.4 | 0.3 | 6.3 | -9.7 | -0.9 | -3.7 | 6.1 | 5 | 4.6 | -1.2 | 10.2 | 6.2 | 10 | 7.8 | 10.6 | 10 | -9.3 | -10.6 | -5 | -7 | -3.3 | -5 | 0.5 | -0.4 | 0 | -1.1 | 0.6 | -2.8 | 3 | -3 | 10.4 | 9.2 | -1.1 | -12.9 | -18.3 | -22.8 | 3.9 | -2.8 | -9.4 | -11.7 | -1.8 | -4.6 | 16.9 | 14.9 | -1.1 | -9.4 | 7.2 | 4.2 | 0 | 0 | 1.5 | -0.1 | 4.4 | 2.2 | 15.6 | 13.3 | 2.8 | -6.3 | 1.1 | -3.9 | 0.2 | -2.2 | -7.2 | -9.5 | 0.6 | -0.5 | -2.8 | -12.8 | -25.6 | -29.4
-12 | -15 | -16.7 | -23.9 | 6.1 | 3.3 | 8.3 | 6.7 | -7.4 | -12.4 | 5 | 0 | 8 | 6 | 9.5 | 3.3 | 12.8 | 7.8 | 6.1 | 4.4 | 7.4 | 3.6 | 6.1 | 4.4 | -3.3 | -3.9 | -3 | -7.8 | 14 | 9 | 18.4 | 14.1 | 19.4 | 13.9 | 20.4 | 19.6 | 8.3 | -2.8 | -4.4 | -18.9 | 22.2 | 19.4 | -17.2 | -18.9 | 2.4 | 0.6 | -1.7 | -5.6 | -0.6 | -3.9 | -16.7 | -18.9 | 0.5 | -1.5 | 9.4 | 2.2 | 11.7 | 3.3 | -9.4 | -20.6 | -30 | -35 | 0.2 | -5.3 | -6.1 | -9.9 | -7.2 | -10 | 2.8 | 2.8 | -8.3 | -10.4 | -31.7 | -36.7 | -11.7 | -15 | -10.6 | -16.7 | 1.1 | -2.8 | -6.7 | -8.9 | -5.6 | -11.7 | 12.2 | 1.1 | -20 | -25 | 10 | 10 | 19.4 | 15.6 | -7.8 | -16.4 | -13.9 | -21.1 | -3.3 | -11.1 | 0 | -2.8 | 4.3 | 1 | 7.6 | -10 | 2.6 | -2.2 | 5 | 3.9 | 5.4 | -0.6 | 10.9 | 6.7 | 11.1 | 9.4 | 10 | 5 | -8.9 | -10.6 | -5 | -7 | -1.7 | -2.8 | 1.7 | 0.4 | 0.6 | -1.1 | 0.6 | -2.8 | 3 | -2 | 10.7 | 8.7 | -0.6 | -13 | -18.3 | -22.8 | 3.3 | -1.1 | -9.4 | -11.7 | -1.1 | -5 | 17.8 | 15.6 | 1.7 | -8.3 | 7.2 | 3.3 | 0.6 | 0.6 | 1.7 | 0 | 3.9 | 1.7 | 16.1 | 13.9 | 3.3 | -6.7 | 2.2 | -2.8 | 0.4 | -2 | -7.2 | -10 | 0.6 | -0.5 | 0 | -13.3 | -23.4 | -27.4
-7 | -11 | -17.2 | -22.8 | 6.8 | 3.8 | 8.9 | 6.9 | -2.1 | -10.8 | 8.3 | 1.1 | 8 | 6 | 12.8 | 4.4 | 12.8 | 7.8 | 8.9 | 6.1 | 7.8 | 3.3 | 10 | 6.1 | -2.8 | -3.3 | -0.9 | -7.5 | 17 | 10 | 20.6 | 14.4 | 21.7 | 15.6 | 20.6 | 19.4 | 11.7 | 0 | -2.8 | -18.3 | 23.9 | 20.6 | -15.2 | -16.7 | 2.6 | 0.5 | -1.7 | -5.6 | -0.6 | -3.3 | -13.7 | -16.3 | 1.1 | -1.7 | 11.3 | 2.1 | 13.4 | 3.2 | -8.9 | -20 | -28 | -33 | 1.7 | -5.6 | -4.4 | -9.4 | -7.2 | -10 | 3.3 | 3.3 | -7.8 | -10.6 | -28.7 | -33.4 | -11.1 | -13.3 | -10.8 | -18.1 | 2.8 | -2.2 | -7.6 | -9.9 | -3.7 | -10 | 12.8 | 1.1 | -18.3 | -23.9 | 13.3 | 13.3 | 20 | 16.1 | -5.6 | -18.3 | -15 | -19.4 | -2 | -9.8 | 2.2 | -2.8 | 6.1 | 1.7 | 8.9 | -11.1 | 6.1 | -1.1 | 2.8 | 2.2 | 6.1 | 0 | 11.7 | 7.2 | 11.1 | 8.9 | 10.6 | 4.4 | -7 | -9.3 | -4 | -6 | 0.6 | -0.6 | 2.8 | 1.1 | 0.6 | -1.1 | 0.6 | -2.8 | 3 | -2 | 11.1 | 8.3 | 0 | -14.4 | -17.8 | -24.4 | 2.8 | 0 | -8.9 | -11.7 | 1.9 | -3.7 | 18.9 | 14.6 | 4.4 | -8.9 | 6.1 | 1.6 | 0.6 | 0.6 | 2.2 | 0.4 | 5 | 2.2 | 15.6 | 14.4 | 3.9 | -7.8 | 3.3 | -1.1 | 0.6 | -2.2 | -6.3 | -8.6 | 0.6 | -0.6 | 1.1 | -14.4 | -21.1 | -25.4
-6 | -11 | -17.2 | -21.1 | 7.6 | 4.2 | 9.4 | 7 | 3.3 | -12.2 | 11.7 | 1.7 | 9 | 6 | 14.8 | 5.1 | 13.9 | 6.7 | 10.6 | 5 | 8.5 | 3.6 | 12.2 | 6.1 | -2.8 | -3.9 | 1.1 | -8.3 | 18 | 10 | 21.7 | 14.1 | 23.9 | 14.4 | 20.8 | 17.2 | 13.9 | 3.3 | -0.6 | -18.3 | 26.1 | 20 | -13.1 | -14.6 | 2.8 | 0.6 | -1.1 | -5.6 | 0.6 | -3.3 | -10.8 | -14.1 | 2.4 | -0.6 | 13.1 | 1.1 | 15 | 2.2 | -7.8 | -20 | -27 | -35 | 2.2 | -4.6 | -2.9 | -7.7 | -6.7 | -10 | 3.3 | 3.3 | -7.2 | -9.6 | -25.8 | -30.6 | -10 | -13.3 | -10.9 | -20.5 | 5 | -2.8 | -8.5 | -11.2 | -1.9 | -9.3 | 12.8 | 1.1 | -15 | -21.1 | 13.9 | 12.2 | 20.6 | 16.1 | -4.1 | -16.9 | -15 | -21.1 | -0.7 | -9.3 | 4.4 | -3.9 | 5.9 | 0.2 | 10 | -10.1 | 7.2 | -1.3 | 1.7 | 1.1 | 7.2 | 2.3 | 12.2 | 7.1 | 11.1 | 9.4 | 10.6 | 3.3 | -5.2 | -8.2 | -4 | -7 | 5.6 | 1.7 | 4.6 | 1.4 | 1.1 | -0.6 | 1.7 | -3.3 | 4 | -2 | 11.7 | 6.4 | 1.3 | -12.8 | -16.1 | -23.9 | 2.8 | 1.1 | -7.8 | -12.2 | 4.8 | -3.5 | 20 | 13.5 | 6.1 | -9.4 | 5 | -0.2 | 0.6 | 0.6 | 2.8 | 0.8 | 5 | 2.8 | 15.6 | 15 | 4.3 | -5.3 | 6.1 | -1.7 | 1.1 | -1.4 | -5.3 | -7.5 | 1 | -0.3 | 3.3 | -14.4 | -18.9 | -24.4
-6 | -12 | -16.7 | -20.6 | 8.3 | 4.4 | 10 | 7.2 | 3.7 | -10.9 | 13.3 | 1.7 | 8 | 6 | 16.9 | 5.9 | 14.4 | 7.8 | 12.2 | 5.6 | 9.3 | 3.5 | 13.9 | 5 | -2.2 | -2.8 | 2.8 | -7.3 | 18 | 9 | 22.8 | 13.6 | 24.4 | 14.4 | 20.9 | 14.8 | 16.1 | 5.6 | 1.7 | -17.8 | 26.7 | 20.6 | -11.1 | -12.8 | 4.1 | -0.4 | -1.1 | -5.6 | 1.7 | -2.8 | -7.8 | -12.2 | 3.7 | 0.2 | 15 | 0 | 16.7 | 1.1 | -6.7 | -18.9 | -26 | -32 | 2.8 | -4.1 | -1.5 | -6.6 | -6.7 | -10 | 3.3 | 3.3 | -6.7 | -9.1 | -22.8 | -28.3 | -9.4 | -12.8 | -11.1 | -25 | 6.7 | -2.8 | -9.4 | -12.8 | 0 | -9.4 | 13.9 | 1.1 | -13.9 | -21.7 | 13.9 | 10.6 | 21.7 | 16.1 | -2.6 | -17.3 | -15 | -21.7 | 0.6 | -10.6 | 6.7 | -5.6 | 5.8 | -1 | 11.1 | -10.4 | 8.3 | -1.6 | 1.7 | 1.1 | 8.3 | 4.5 | 12.8 | 6.9 | 12.8 | 9.4 | 8.3 | 1.7 | -3.3 | -7.8 | -3 | -8 | 8.3 | 2.8 | 6.5 | 1.6 | 1.1 | -0.6 | 1.1 | -4.4 | 3 | -2 | 12.2 | 4.2 | 2.6 | -12.6 | -15.6 | -23.3 | 3.9 | 2.8 | -7.8 | -12.2 | 7.8 | -4.4 | 21.1 | 11.7 | 7.8 | -10 | 3.9 | -2.2 | 1.1 | 1.1 | 3.3 | 1.1 | 5 | 2.8 | 16.1 | 15.6 | 4.6 | -4.1 | 7.8 | -1.7 | 1.7 | -0.9 | -4.4 | -6.7 | 1.3 | -0.1 | 5.6 | -14.4 | -17.4 | -23.4
-2 | -6 | -15 | -22.8 | 8.5 | 4.7 | 12 | 7.7 | 4 | -10.7 | 15.6 | 1.1 | 9 | 7 | 18.9 | 6.1 | 14.4 | 7.8 | 12.8 | 6.1 | 10 | 3.3 | 15 | 3.3 | -1.7 | -3.9 | 4.4 | -7.1 | 17 | 9 | 23.9 | 12.8 | 24.4 | 14.4 | 21.1 | 11.7 | 18.9 | 7.2 | 3.3 | -16.1 | 27.2 | 20 | -9.6 | -11.3 | 5.4 | -1.9 | -1.1 | -5.6 | 1.7 | -2.2 | -6.5 | -10.9 | 5 | 1.1 | 15.7 | -0.1 | 16.9 | 0.9 | -5.6 | -18.9 | -25 | -31 | 3.3 | -4.4 | 0 | -6.1 | -7.2 | -10 | 3.9 | 3.3 | -6.1 | -8.9 | -21.1 | -26.8 | -9.4 | -12.8 | -10.2 | -22.7 | 7.8 | -3.3 | -9.2 | -13.2 | 0.9 | -8.1 | 15 | 3.3 | -10.6 | -19.4 | 13.3 | 8.3 | 21.7 | 16.1 | -1.1 | -20 | -15 | -20.6 | 0.6 | -8.9 | 7.8 | -7.8 | 5.6 | -2.8 | 12.2 | -12.2 | 9.4 | -2.8 | 0.6 | 0 | 9.4 | 6.7 | 13.3 | 6.7 | 12.2 | 8.9 | 7.8 | 2.2 | -2.4 | -6.8 | -3 | -8 | 11.1 | 3.3 | 8.3 | 1.7 | 1.1 | -0.6 | 1.1 | -5 | 4 | -3 | 12.8 | 1.1 | 3.9 | -14.4 | -14.4 | -23.9 | 3.9 | 2.2 | -7.2 | -11.7 | 9.1 | -3.9 | 22.6 | 10.1 | 9.4 | -10 | 3.5 | -2.7 | 1.7 | 1.7 | 4.6 | 1.4 | 3.3 | 1.1 | 17.8 | 15 | 5 | -3.3 | 7.8 | -1.1 | 2.2 | -0.6 | -3.3 | -5.2 | 1.7 | 0 | 7.8 | -12.8 | -15.9 | -22.9
1 | -3 | -15.6 | -21.1 | 8.7 | 4.9 | 14.1 | 7.9 | 4.4 | -12.2 | 16.1 | -0.6 | 10 | 7 | 19.6 | 6 | 14.4 | 8.3 | 13.3 | 6.1 | 10.2 | 3.5 | 16.1 | 6.1 | -0.6 | -4.4 | 6.1 | -8.3 | 19 | 8 | 24.6 | 12.3 | 23.9 | 16.7 | 21.1 | 10.3 | 19.4 | 7.8 | 3.3 | -13.9 | 28.9 | 18.3 | -8.2 | -10 | 6.7 | -4.4 | -1.1 | -5 | 1.7 | -2.2 | -5.2 | -9.8 | 5 | 1.3 | 16.5 | -0.6 | 17 | 1 | -4.4 | -18.3 | -25 | -30 | 3.5 | -3.7 | -0.2 | -5.1 | -7.2 | -10.6 | 4.4 | 3.3 | -5.7 | -8.6 | -19.5 | -26.2 | -8.9 | -12.2 | -9.2 | -22.2 | 8.3 | -2.8 | -9.1 | -14.2 | 1.9 | -8.1 | 15 | 3.9 | -10.6 | -19.4 | 14.4 | 7.8 | 21.1 | 15.6 | -0.5 | -17.6 | -15 | -21.1 | 0.6 | -8.4 | 7.2 | -8.3 | 3.4 | -1.5 | 12.6 | -11.2 | 8.9 | -3.2 | -0.6 | -0.6 | 9.4 | 7 | 13.5 | 6.9 | 10.6 | 6.7 | 7.2 | 2.2 | -1.5 | -6.4 | -3 | -8 | 12.8 | 2.8 | 8.5 | 1.2 | 1.1 | -1.1 | 0.6 | -6.1 | 4 | -1 | 11.9 | 1.2 | 4.5 | -12.8 | -13.3 | -22.2 | 4.4 | 3.3 | -7.2 | -11.7 | 10.4 | -3.9 | 24.1 | 7.3 | 10 | -10 | 3.2 | -3.8 | 2.8 | 2.8 | 5.9 | 1.6 | 3.3 | 1.7 | 17.2 | 15 | 4.6 | -2 | 8.3 | -2.2 | 2.8 | -1.4 | -2.2 | -3.8 | 1.5 | 0 | 7.2 | -12.2 | -14.4 | -23.9
1 | -3 | -14.4 | -24.4 | 8.9 | 5 | 16.1 | 7.8 | 4.2 | -10.2 | 17.2 | -1.1 | 11 | 7 | 20.4 | 5.6 | 13.9 | 10 | 15 | 6.7 | 10.4 | 3.4 | 15 | 0 | -0.6 | -4.4 | 6.1 | -6.3 | 19 | 8 | 25.4 | 12 | 23.9 | 17.2 | 21.1 | 8.4 | 19.4 | 8.3 | 3.9 | -15.6 | 28.3 | 18.9 | -6.7 | -8.9 | 6.1 | -4.4 | -1.1 | -5 | 1.7 | -2.2 | -3.9 | -9.4 | 5 | 1.5 | 17.2 | -1.1 | 17.2 | 0.6 | -3.3 | -18.3 | -25 | -30 | 3.7 | -3.6 | -0.4 | -4.8 | -6.7 | -10.6 | 3.9 | 3.9 | -5.4 | -8.9 | -17.8 | -26.1 | -8.9 | -12.2 | -8.3 | -22.8 | 9.4 | -3.9 | -8.9 | -16.1 | 2.8 | -8.9 | 15.6 | 4.4 | -10.6 | -19.4 | 13.9 | 6.7 | 20.6 | 16.1 | 0 | -17.7 | -15.6 | -21.7 | 0.6 | -9.4 | 7.8 | -7.8 | 1.1 | -1.4 | 12.9 | -11 | 8.3 | -4.6 | -0.6 | -1.1 | 9.4 | 7.4 | 13.7 | 7 | 11.1 | 5.6 | 6.7 | 2.2 | -0.6 | -6.7 | -3 | -8 | 13.9 | 2.8 | 8.7 | 0.6 | 1.1 | -1.1 | 0.6 | -4.4 | 4 | 1 | 10.9 | 1.2 | 5 | -12.4 | -12.2 | -22.2 | 5 | 3.3 | -7.2 | -12.2 | 11.7 | -5 | 25.6 | 3.3 | 10 | -10 | 2.8 | -5.6 | 2.8 | 2.8 | 7.2 | 1.7 | 3.3 | 1.1 | 15.6 | 15.6 | 4.3 | -1.1 | 10 | -0.6 | 3.3 | -2.5 | -1.1 | -2.8 | 1.3 | 0 | 7.8 | -11.7 | -15 | -23.1
1 | -2 | -14.4 | -23.9 | 8.9 | 5.3 | 15.5 | 7.6 | 4.1 | -9.2 | 18.9 | -1.1 | 9 | 7 | 21.1 | 5.6 | 13.3 | 10 | 13.9 | 6.1 | 10.6 | 3.3 | 15.6 | 1.7 | -1.7 | -4.4 | 6.1 | -5.2 | 18 | 9 | 26.1 | 11.1 | 23.3 | 17.8 | 21.1 | 6.7 | 19.4 | 8.9 | 5 | -17.8 | 27.2 | 20 | -7.2 | -9.3 | 5.6 | -4.8 | -1.1 | -5 | 1.7 | -1.7 | -4.1 | -8.4 | 5 | 1.7 | 15.9 | -0.7 | 16.1 | 1.4 | -2.8 | -18.3 | -25 | -31 | 3.9 | -3.9 | -0.6 | -5 | -6.1 | -10 | 3.9 | 3.3 | -5 | -9.4 | -18.9 | -26 | -8.9 | -11.7 | -9.2 | -22.2 | 9.4 | -4.4 | -9.3 | -15.9 | 2.2 | -7.8 | 16.1 | 3.9 | -10.6 | -19.4 | 14.4 | 5.6 | 18.9 | 16.1 | 0.6 | -20 | -16.1 | -22.2 | 0.6 | -8.1 | 7.8 | -8.3 | -1.1 | -1.7 | 13.3 | -12.8 | 7.8 | -6.7 | -1.1 | -1.7 | 9.4 | 7.8 | 13.9 | 7.2 | 10 | 3.9 | 6.7 | 2.2 | -1.1 | -6 | -4 | -8 | 14.4 | 2.8 | 8.9 | 0 | 0.6 | -1.7 | 0 | -5 | 3 | 2 | 10 | 1.1 | 5.6 | -13.9 | -12.2 | -20.6 | 5 | 3.3 | -7.8 | -12.2 | 10.9 | -4.2 | 23.5 | 3.4 | 11.1 | -10 | 2.4 | -5.9 | 2.8 | 2.8 | 7 | 1.9 | 2.8 | 1.7 | 13.9 | 13.9 | 3.9 | -0.6 | 10 | -0.6 | 3.9 | -4.4 | -2.4 | -4.5 | 1.1 | 0 | 7.2 | -11.7 | -15.5 | -23.6
2 | -2 | -15.6 | -20.6 | 8.9 | 5.5 | 15 | 7.1 | 3.9 | -10 | 18.9 | -1.7 | 9 | 8 | 18.9 | 5.4 | 12.8 | 8.9 | 13.3 | 6.7 | 10.2 | 3.5 | 13.3 | 4.4 | -1.7 | -4.4 | 6.1 | -5 | 17 | 11 | 24.1 | 11.8 | 22.8 | 18.3 | 19.6 | 7.7 | 20 | 8.3 | 5 | -17.8 | 26.1 | 20 | -7.8 | -10.2 | 5 | -6.1 | -1.1 | -5 | 1.1 | -1.7 | -4.2 | -7.7 | 4.8 | 2.3 | 14.6 | -0.9 | 15 | 1.5 | -2.8 | -18.9 | -25 | -30 | 4.1 | -1.7 | -0.6 | -4.5 | -6.1 | -10 | 2.2 | 1.7 | -5.6 | -8.9 | -20 | -26.5 | -8.3 | -11.7 | -10.2 | -22.7 | 8.9 | -5 | -9.6 | -16.4 | 1.7 | -7.7 | 16.1 | 3.9 | -12.2 | -20 | 13.3 | 5 | 18.3 | 16.1 | -0.5 | -17.2 | -16.7 | -22.8 | 0.6 | -8.1 | 5.6 | -8.3 | -1.1 | -2.5 | 10.9 | -11.8 | 5.9 | -6.2 | -1.7 | -2.2 | 9.6 | 7.9 | 12.6 | 7.1 | 8.9 | 3.3 | 6.1 | 1.7 | -1.7 | -6.4 | -5 | -8 | 12.8 | 3.3 | 7.8 | 0.3 | 0.6 | -1.7 | -0.6 | -6.1 | 4 | 2 | 8.1 | 0.6 | 4.8 | -11.3 | -12.2 | -21.7 | 4.4 | 2.8 | -7.8 | -12.2 | 10.2 | -3.7 | 21.5 | 3.2 | 11.1 | -10 | 2.1 | -6.9 | 2.8 | 2.8 | 6.9 | 2.2 | 3.3 | 1.1 | 11.1 | 10.6 | 4.3 | -0.1 | 9.4 | -0.6 | 3.2 | -3.6 | -3.7 | -6.2 | 1.1 | -0.2 | 5.6 | -11.7 | -16.1 | -25
0 | -3 | -20 | -25.6 | 8.9 | 5.6 | 14.4 | 6.7 | 1.1 | -8.5 | 17.8 | -3.9 | 8 | 7 | 16.6 | 5 | 12.8 | 8.9 | 11.7 | 5.6 | 9.8 | 3.3 | 12.2 | 5.6 | -2.8 | -5 | 3.9 | -3.2 | 16 | 9 | 22 | 12.3 | 22.8 | 18.3 | 18.2 | 8.5 | 20 | 8.9 | 4.4 | -17.2 | 25 | 19.4 | -8.3 | -11.1 | 4.3 | -4.8 | -1.1 | -5 | 1.1 | -1.1 | -4.4 | -7.8 | 4.6 | 2.8 | 13.3 | -1.1 | 13.9 | 1.7 | -3.3 | -18.9 | -26 | -30 | 4.2 | 0 | -0.6 | -4.5 | -6.1 | -10 | 0.6 | 0 | -6.1 | -8.7 | -21.1 | -27.8 | -8.3 | -11.7 | -11.1 | -25 | 7.2 | -5.6 | -10 | -17.8 | 1.1 | -8.9 | 15 | 4.4 | -13.3 | -20.6 | 8.3 | 3.3 | 17.2 | 15 | -1.7 | -17.4 | -18.3 | -23.3 | 0.6 | -9.4 | 2.8 | -7.8 | -1.1 | -3.5 | 8.5 | -12.3 | 4.1 | -6.5 | -2.2 | -3.3 | 9.8 | 8.1 | 11.3 | 7.1 | 8.3 | 3.3 | 6.1 | 2.2 | -2.2 | -7.2 | -5 | -8 | 6.1 | 1.7 | 6.7 | 0.1 | 0.6 | -1.1 | -1.1 | -5 | 4 | 3 | 6.3 | 0.2 | 4.1 | -10.6 | -13.3 | -21.7 | 5 | 3.3 | -8.3 | -12.2 | 9.4 | -4.4 | 19.4 | 2.8 | 8.3 | -10.6 | 1.7 | -9.4 | 2.8 | 2.8 | 6.7 | 2.2 | 3.3 | 1.1 | 10 | 9.4 | 4.6 | 0.2 | 7.8 | -1.1 | 2.4 | -3.5 | -5 | -8.3 | 1.1 | -0.3 | 3.9 | -10.6 | -17 | -24.2
-1 | -3 | -21.1 | -26.7 | 8.7 | 5.6 | 13.1 | 5.5 | -1.6 | -8.8 | 16.1 | -1.7 | 8 | 7 | 14.4 | 4.4 | 12.2 | 8.9 | 10.6 | 5.6 | 9.4 | 3.3 | 10.6 | 6.7 | -4.4 | -5.6 | 1.6 | -2.6 | 14 | 12 | 20 | 12.2 | 22.2 | 18.3 | 16.7 | 8.9 | 19.4 | 9.4 | 4.4 | -16.1 | 23.9 | 20 | -9.1 | -11.2 | 3.5 | -4.6 | -1.1 | -5 | 0.6 | -1.1 | -4.6 | -6.8 | 4.4 | 3.3 | 11.6 | 0.1 | 12.2 | 2.1 | -3.9 | -19.4 | -28 | -32 | 4.4 | 1.7 | -0.6 | -5 | -6.1 | -10 | 0 | -0.6 | -6.7 | -8.9 | -20.7 | -26.8 | -8.9 | -11.7 | -11.8 | -23.2 | 5.6 | -5 | -10.7 | -17.6 | 0.2 | -7.8 | 14.4 | 3.9 | -13.9 | -20.6 | 6.7 | 2.2 | 17.2 | 15.6 | -2.8 | -18.9 | -21.7 | -25.6 | 0 | -7.9 | 1.7 | -7.8 | -1.1 | -5 | 6.1 | -15 | 2.2 | -8.3 | -2.8 | -4.4 | 10 | 8.3 | 10 | 6.7 | 7.8 | 3.3 | 5 | 1.7 | -2.2 | -6.4 | -6 | -8 | 3.3 | 0 | 5.6 | 0 | 1.1 | -1.1 | -1.7 | -5 | 4 | 3 | 4.4 | -0.6 | 3.3 | -11.1 | -15 | -20.6 | 5 | 3.3 | -8.3 | -12.2 | 7.2 | -3.2 | 17.2 | 3.5 | 6.7 | -10 | 0.9 | -8.9 | 2.8 | 2.8 | 5.6 | 2.6 | 3.3 | 1.7 | 8.9 | 8.9 | 5 | 0.6 | 7.2 | -3.3 | 1.7 | -3.9 | -4.8 | -8 | 1.1 | -0.6 | 4.4 | -11.1 | -18 | -24.5
-2 | -6 | -20.6 | -26.1 | 8.5 | 5.6 | 11.9 | 4.6 | -4.4 | -10.6 | 15 | -1.1 | 9 | 7 | 12.4 | 4.4 | 11.7 | 8.9 | 8.3 | 5.6 | 8.7 | 3.7 | 10 | 8.9 | -3.3 | -5.6 | -0.6 | -2.8 | 14 | 13 | 18.7 | 12.3 | 21.7 | 18.3 | 15.6 | 8.6 | 18.9 | 10 | 3.9 | -15 | 23.9 | 19.4 | -9.8 | -11.6 | 2.8 | -5 | -1.1 | -5 | 0.6 | -1.1 | -4.8 | -6.4 | 4.2 | 3.3 | 10 | 0.8 | 10.6 | 1.9 | -4.4 | -18.9 | -30 | -33 | 4.4 | 2.4 | -0.8 | -4.5 | -6.1 | -9.4 | 0 | 0 | -6.1 | -8.1 | -20.4 | -26.3 | -8.9 | -12.2 | -12.6 | -23.4 | 3.9 | -3.9 | -11.5 | -18.4 | -0.8 | -7.8 | 13.9 | 3.9 | -16.7 | -23.3 | 5.6 | 1.7 | 16.7 | 15.6 | -3 | -17.3 | -22.8 | -25.6 | -0.5 | -8 | 1.1 | -8.3 | -2.4 | -5.3 | 5.5 | -13.5 | 2 | -7.5 | -3.3 | -6.1 | 10 | 8.3 | 9.1 | 5.5 | 7.2 | 2.8 | 3.9 | 0 | -2.2 | -6.2 | -6 | -9 | 2.2 | -0.6 | 6 | -0.1 | 1.1 | -0.6 | -1.7 | -6.1 | 3 | 2 | 3.7 | -0.8 | 2.9 | -10.2 | -16.1 | -19.4 | 4.4 | 3.3 | -8.3 | -12.2 | 5 | -3.1 | 15 | 4.1 | 5 | -10.6 | 0.2 | -9.2 | 3.3 | 3.3 | 4.4 | 2.7 | 1.7 | -0.6 | 7.2 | 7.2 | 5.2 | 0.9 | 6.7 | -3.3 | 0.6 | -3.6 | -4.6 | -7.9 | 0.7 | -0.9 | 0.6 | -11.1 | -18.9 | -25.6
-2 | -5 | -21.1 | -26.7 | 8.3 | 5.6 | 10.6 | 3.3 | -5.5 | -10.1 | 13.3 | -1.1 | 9 | 7 | 10.3 | 3.8 | 11.1 | 8.3 | 7.2 | 5.6 | 7.9 | 3.8 | 10 | 9.4 | -3.9 | -6.1 | -0.4 | -3.1 | 14 | 13 | 17.4 | 11.9 | 20 | 17.2 | 14.4 | 8.2 | 18.3 | 10.6 | 3.9 | -15 | 22.8 | 19.4 | -10.6 | -12.2 | 2.4 | -4.2 | -1.1 | -5 | 0.6 | -1.1 | -5 | -6.1 | 4.1 | 3.4 | 8.3 | 1.1 | 8.9 | 1.7 | -5 | -18.3 | -30 | -33 | 4.4 | 3.1 | -0.9 | -4.5 | -5.6 | -7.8 | -0.6 | -1.7 | -5.6 | -7.5 | -20 | -26.7 | -8.9 | -12.8 | -13.3 | -24.4 | 2.8 | -3.3 | -12.2 | -20 | -1.7 | -8.9 | 13.9 | 3.9 | -16.1 | -22.2 | 5.6 | 1.7 | 17.2 | 16.1 | -3.1 | -17 | -22.2 | -26.1 | -1.1 | -8.9 | 0.6 | -7.8 | -3.7 | -6 | 5 | -13.4 | 1.9 | -7.5 | -3.9 | -6.7 | 10 | 8.3 | 8.1 | 4.1 | 6.7 | 3.3 | 3.9 | -0.6 | -2.2 | -6.7 | -7 | -9 | 2.2 | 0 | 6.3 | -0.2 | 1.1 | -0.6 | -1.7 | -6.7 | 3 | 2 | 2.9 | -1.1 | 2.6 | -10.1 | -16.7 | -21.7 | 4.4 | 3.3 | -8.9 | -12.2 | 2.8 | -3.9 | 12.8 | 3.9 | 2.2 | -9.4 | -0.6 | -11.1 | 3.3 | 3.3 | 3.3 | 2.8 | 1.7 | -1.1 | 6.1 | 6.1 | 5.4 | 1.3 | 6.7 | -3.3 | -0.6 | -4.2 | -4.4 | -8.3 | 0.4 | -1.5 | -1.1 | -10 | -19.5 | -24.5
1 | -3 | -22.2 | -28.3 | 8.3 | 5.8 | 9.5 | 2.4 | -6.7 | -10.8 | 12.2 | -1.1 | 9 | 7 | 8.3 | 3.3 | 11.1 | 8.9 | 4.4 | 3.9 | 7.2 | 3.9 | 10 | 9.4 | -5.6 | -6.7 | -0.2 | -3.8 | 14 | 13 | 16.1 | 11.7 | 19.4 | 16.7 | 13.3 | 7.8 | 17.8 | 10 | 3.9 | -13.9 | 22.2 | 18.9 | -11.1 | -12.1 | 2.1 | -4.3 | -1.1 | -5 | 0.6 | -1.1 | -5 | -6 | 3.9 | 3.3 | 7.8 | 1 | 8.5 | 1.2 | -5.6 | -17.2 | -30 | -33 | 4.4 | 3.9 | -1.1 | -5 | -5 | -7.2 | -1.1 | -2.8 | -5 | -7.2 | -21.3 | -27 | -9.4 | -13.3 | -14.1 | -23.2 | 0.6 | -2.8 | -13.1 | -20.3 | -2.2 | -8 | 13.9 | 3.9 | -17.8 | -22.8 | 6.1 | 1.7 | 17.8 | 16.1 | -3.3 | -18.9 | -23.3 | -27.8 | -1.1 | -8.1 | 0 | -7.8 | -5 | -7.2 | 4.4 | -15.6 | 1.7 | -8.9 | -4.4 | -6.7 | 10 | 8.3 | 7.2 | 2.8 | 6.7 | 3.3 | 2.8 | -0.6 | -2.2 | -5.9 | -6 | -9 | 1.1 | -1.1 | 6.7 | -0.6 | 1.1 | -0.6 | -1.7 | -6.7 | 3 | 3 | 2.2 | -1.7 | 2.2 | -11.7 | -16.1 | -22.8 | 5 | 3.9 | -8.9 | -11.7 | 1.5 | -3.1 | 12.1 | 3.6 | 1.1 | -9.4 | -1.1 | -10.4 | 2.8 | 2.8 | 2.2 | 1.5 | 1.7 | -0.6 | 5 | 4.4 | 5.6 | 1.7 | 6.1 | -3.3 | -1.7 | -5 | -5.2 | -8.4 | 0 | -2.2 | -2.2 | -10 | -20 | -24.2
2 | -2 | -22.8 | -27.8 | 8.3 | 6 | 8.3 | 1 | -7.8 | -11.7 | 9.4 | -1.7 | 9 | 7 | 7.4 | 2.9 | 11.1 | 8.9 | 4.4 | 4.4 | 7.4 | 4 | 10 | 9.5 | -6.7 | -8.3 | 0 | -5 | 13 | 12 | 15.7 | 11.5 | 20 | 17.8 | 12.9 | 7.2 | 17.2 | 10 | 3.3 | -12.8 | 21.1 | 18.9 | -11.7 | -12.5 | 1.7 | -5 | -1.1 | -5.6 | 0.6 | -0.6 | -5 | -6 | 3.9 | 3.5 | 7.2 | 0.4 | 8.2 | 0.7 | -5.6 | -16.1 | -30 | -33 | 4.8 | 3.9 | -1.3 | -4.4 | -4.4 | -6.7 | -1.7 | -3.3 | -4.8 | -6.6 | -22.6 | -27.9 | -11.1 | -15 | -14.8 | -23.4 | 1.1 | -2.8 | -14.1 | -21.7 | -2.8 | -8.2 | 13.3 | 2.8 | -20 | -23.9 | 6.1 | 1.7 | 17.8 | 16.1 | -3.3 | -16.8 | -23.9 | -28.3 | -1.1 | -8.1 | 0 | -7.8 | -5 | -7.7 | 3.5 | -13.6 | 0.6 | -8.1 | -5 | -7.8 | 9.8 | 8.1 | 6.8 | 2.7 | 6.7 | 3.3 | 2.8 | -0.6 | -2.2 | -5.7 | -6 | -8 | 0 | -1.7 | 6.3 | -0.6 | 1.1 | 0 | -3.3 | -8.3 | 4 | 3 | 1.3 | -1.6 | 2 | -9.9 | -16.1 | -22.2 | 5.6 | 3.9 | -8.9 | -11.7 | 0.2 | -3.3 | 11.3 | 2.9 | 0.6 | -8.9 | -1.7 | -10.9 | 2.8 | 2.8 | 1.1 | 0.1 | 1.1 | -1.1 | 3.3 | 2.8 | 6 | 1.7 | 6.1 | -3.3 | -1.5 | -5.1 | -5.9 | -8.6 | -0.4 | -2.2 | -2.8 | -8.9 | -20.6 | -24.4
4 | 0 | -21.7 | -27.8 | 8.3 | 6.1 | 7.2 | 0 | -8 | -11 | 7.2 | -1.7 | 9 | 7 | 6.5 | 2.2 | 11.1 | 8.9 | 3.9 | 3.3 | 7.6 | 4 | 10 | 9.5 | -8.3 | -10 | -0.2 | -4.8 | 13 | 12 | 15.4 | 11.2 | 20 | 17.8 | 12.6 | 6.9 | 16.1 | 10 | 3.3 | -13.3 | 21.1 | 18.9 | -12.2 | -12.8 | 1.1 | -4.6 | -1.1 | -5.6 | 0.6 | 0 | -5 | -6.1 | 3.9 | 3.8 | 6.7 | 0 | 7.8 | 0 | -6.7 | -16.7 | -30 | -33 | 5.2 | 3.9 | -1.5 | -4.3 | -3.9 | -6.1 | -2.2 | -3.9 | -4.6 | -6.2 | -23.9 | -29.4 | -12.8 | -17.2 | -15.6 | -24.4 | 0 | -2.2 | -15 | -23.9 | -3.3 | -8.9 | 13.3 | 2.8 | -19.4 | -25 | 6.1 | 2.2 | 17.2 | 16.1 | -3.3 | -16.8 | -22.8 | -27.8 | -1.1 | -9.4 | -1.1 | -7.8 | -5 | -8.5 | 2.6 | -13.4 | -0.6 | -8.5 | -5.6 | -10 | 9.6 | 7.9 | 6.5 | 2.4 | 5.6 | 2.2 | 2.8 | -0.6 | -2.2 | -6.1 | -5 | -8 | -1.7 | -3.3 | 6 | -0.8 | 1.1 | 0.6 | -5 | -10 | 4 | 3 | 0.3 | -1.8 | 1.9 | -9.7 | -15 | -22.2 | 5 | 3.9 | -10 | -12.8 | -1.1 | -3.9 | 10.6 | 2.2 | 0.6 | -8.9 | -2.2 | -12.8 | 2.8 | 2.8 | 0 | -1.1 | 1.1 | -3.3 | 2.8 | 2.2 | 6.3 | 1.8 | 6.7 | -3.3 | -1.3 | -5.5 | -6.7 | -9.4 | -0.7 | -2.2 | -3.3 | -8.9 | -20.4 | -24
4 | 0 | -18.9 | -23.9 | 8.3 | 6.1 | 6.3 | -0.6 | -8.1 | -10.5 | 5.6 | -1.7 | 9 | 7 | 5.6 | 1.7 | 10.6 | 8.3 | 3.9 | 3.3 | 7.8 | 3.9 | 10 | 9.6 | -7.8 | -10.6 | -0.4 | -5.2 | 12 | 12 | 15 | 11.1 | 20 | 17.2 | 12.2 | 6.1 | 14.4 | 10 | 2.2 | -13.3 | 21.1 | 18.9 | -12.8 | -13.2 | 0.6 | -5 | -1.1 | -5.6 | 0.6 | 0 | -6.3 | -7.1 | 3.9 | 3.9 | 6.3 | 0.4 | 8 | 0 | -6.7 | -15.6 | -30 | -31 | 5.6 | 3.9 | -1.7 | -4.4 | -3.3 | -5.6 | -2.2 | -3.9 | -4.4 | -6.1 | -24.8 | -29.7 | -15.6 | -19.4 | -16 | -23.6 | 0.6 | -2.8 | -15.6 | -23.3 | -3.7 | -8.2 | 12.8 | 1.7 | -20 | -25 | 5.6 | 2.8 | 17.2 | 16.1 | -3.3 | -18.3 | -23.3 | -27.8 | -1.1 | -7.7 | -2.2 | -8.3 | -5 | -10 | 1.7 | -15 | -1.7 | -10 | -6.7 | -11.7 | 9.4 | 7.8 | 6.1 | 2.2 | 5 | 1.1 | 2.2 | -1.1 | -2.4 | -5.2 | -5 | -8 | -1.7 | -3.3 | 5.6 | -1.1 | 1.1 | 0.6 | -5.6 | -11.1 | 4 | 2 | -0.6 | -2.2 | 1.7 | -10.6 | -16.7 | -22.8 | 5 | 3.9 | -10 | -12.8 | -1.1 | -3.5 | 9.3 | 0.2 | -1.1 | -8.3 | -2.6 | -11.5 | 2.8 | 2.8 | 0.2 | -0.4 | 1.1 | -5 | 2.2 | 1.7 | 6.7 | 1.7 | 6.7 | -3.3 | -1.1 | -6.7 | -6.5 | -9.1 | -1.1 | -2.8 | -3.9 | -8.9 | -20.2 | -24
2 | 1 | -18.9 | -23.9 | 8.3 | 6.1 | 5.3 | -1.4 | -8.3 | -10.6 | 5 | -1.7 | 9 | 7 | 5 | 1.5 | 8.9 | 7.2 | 2.8 | 2.8 | 7.4 | 3.8 | 9.4 | 9.4 | -8.9 | -12.8 | -0.6 | -6.1 | 12 | 12 | 14.6 | 11.6 | 20.6 | 18.9 | 9.8 | 5.4 | 12.8 | 9.4 | 2.2 | -13.3 | 21.1 | 18.9 | -13.3 | -13.7 | 0 | -6.1 | -1.1 | -5.6 | 1.1 | 0.6 | -7.6 | -8.2 | 4.3 | 4.2 | 6 | 0.5 | 8.1 | 0.1 | -7.2 | -15.6 | -30 | -31 | 6.1 | 3.9 | -1.7 | -4.1 | -2.8 | -5 | -2.8 | -3.9 | -4.2 | -5.7 | -25.8 | -30.5 | -17.2 | -21.1 | -16.3 | -23.9 | 2.2 | -3.9 | -16.1 | -23.3 | -4 | -8.3 | 12.2 | 0.6 | -18.9 | -25 | 5 | 2.2 | 17.2 | 16.1 | -3.5 | -16.7 | -24.4 | -28.9 | -1.1 | -6.9 | -2.2 | -7.8 | -5.4 | -10.3 | 1.3 | -13.6 | -3.5 | -9.2 | -7.2 | -13.3 | 8.5 | 6.8 | 5.7 | 2.2 | 5 | 1.7 | 2.8 | -0.6 | -2.6 | -4.7 | -6 | -7 | -1.7 | -3.9 | 5.8 | -1 | 1.1 | 0.6 | -6.7 | -11.1 | 3 | 2 | -1 | -2.8 | 1.7 | -9.6 | -16.7 | -22.2 | 5 | 4.4 | -10.6 | -12.8 | -1.1 | -3.5 | 8 | -1.8 | -1.1 | -8.3 | -2.9 | -11.6 | 2.8 | 2.8 | 0.4 | 0 | 0.6 | -5.6 | 1.7 | 1.1 | 6.5 | 1.4 | 6.7 | -3.3 | -1.3 | -6.6 | -6.3 | -9.1 | -1.3 | -2.6 | -3.9 | -8.9 | -20 | -24.4
1 | 0 | -22.8 | -28.3 | 8.3 | 6.1 | 4.4 | -2.2 | -8.3 | -10.4 | 5 | -1.1 | 8 | 7 | 4.5 | 1.3 | 9.4 | 7.2 | 1.1 | 1.1 | 7.1 | 3.7 | 10 | 9.8 | -9.4 | -13.9 | -1 | -5.6 | 12 | 11 | 14.3 | 12.4 | 21.1 | 19.4 | 7.4 | 4.5 | 12.8 | 9.4 | 2.2 | -12.2 | 20.6 | 18.9 | -13.9 | -14.4 | -0.2 | -6.1 | -1.1 | -5 | 1.1 | 0.6 | -8.9 | -9.4 | 4.6 | 4.2 | 5.6 | 0.6 | 8.3 | 0 | -6.7 | -15 | -30 | -32 | 6.7 | 3.9 | -1.7 | -3.8 | -2.2 | -4.4 | -2.2 | -5 | -4.1 | -5.6 | -26.7 | -31.7 | -18.3 | -22.2 | -16.7 | -25 | 2.2 | -3.9 | -16.7 | -24.4 | -4.4 | -8.9 | 11.7 | 0 | -20.6 | -25.6 | 4.4 | 1.7 | 17.8 | 16.7 | -3.7 | -16.5 | -24.4 | -28.9 | -1.1 | -7.2 | -2.2 | -7.8 | -5.7 | -11 | 1 | -13.4 | -5.4 | -9.7 | -8.3 | -13.3 | 7.6 | 5.9 | 5.4 | 2.2 | 3.3 | 0 | 2.2 | -0.6 | -2.8 | -4.4 | -5 | -7 | -2.8 | -4.4 | 5.9 | -1.3 | 1.1 | 0.6 | -7.8 | -11.7 | 3 | 2 | -1.3 | -3.5 | 1.7 | -9.6 | -16.7 | -22.2 | 5.6 | 4.4 | -10 | -12.2 | -1.1 | -3.9 | 6.7 | -4.4 | -0.6 | -8.3 | -3.3 | -12.8 | 2.8 | 2.8 | 0.6 | 0.6 | 0 | -7.2 | 1.1 | 1.1 | 6.3 | 1 | 6.7 | -3.3 | -1.5 | -6.9 | -6.1 | -9.4 | -1.5 | -2.6 | -3.9 | -8.9 | -20.9 | -25.2
2 | -1 | -24.4 | -28.9 | 8.3 | 6 | 3.9 | -2.4 | -8.3 | -10.5 | 3.3 | -1.7 | 8 | 7 | 3.9 | 1.1 | 8.3 | 6.7 | 1.1 | 1.1 | 6.7 | 3.3 | 10 | 9.8 | -8.3 | -14.4 | -1.3 | -5.5 | 12 | 10 | 13.9 | 12.8 | 21.1 | 19.4 | 5 | 3.3 | 12.8 | 10 | 2.2 | -11.7 | 21.1 | 18.9 | -14.1 | -14.5 | -0.4 | -6.6 | -1.1 | -5 | 1.1 | 0.6 | -8.9 | -9.5 | 5 | 4.4 | 5.4 | 0.5 | 8.1 | -0.1 | -6.7 | -15 | -31 | -33 | 7.2 | 3.9 | -1.7 | -3.9 | -1.1 | -3.9 | -2.8 | -5 | -3.9 | -5.6 | -26.9 | -31.4 | -19.4 | -25.6 | -17.1 | -24.5 | 2.2 | -3.9 | -16.7 | -23.5 | -4.2 | -8.5 | 11.1 | -1.1 | -17.8 | -23.9 | 4.4 | 1.1 | 17.2 | 16.1 | -3.9 | -18.3 | -26.1 | -29.4 | -1.3 | -6.7 | -2.8 | -7.2 | -6.1 | -12.8 | 0.6 | -15.6 | -7.2 | -10.6 | -8.9 | -13.3 | 6.7 | 5 | 5 | 2.2 | 2.8 | -0.6 | 2.2 | -0.6 | -2.8 | -4.2 | -5 | -6 | -2.8 | -3.9 | 6.1 | -1.7 | 1.7 | 1.1 | -8.3 | -11.7 | 2 | 1 | -1.7 | -4.4 | 1.7 | -11.1 | -15.6 | -22.8 | 5.6 | 5 | -11.7 | -13.9 | -1.1 | -3.5 | 5 | -3.8 | -1.1 | -7.8 | -3.5 | -11.7 | 3.9 | 3.9 | 1.5 | 1.5 | -0.6 | -6.7 | 1.1 | 0.6 | 6.1 | 0.6 | 6.7 | -3.9 | -1.7 | -8.3 | -6.3 | -9.1 | -1.7 | -2.8 | -3.9 | -8.9 | -21.9 | -26.9
2 | -2 | -24.4 | -30 | 8.3 | 5.8 | 3.3 | -2.9 | -8.3 | -11.1 | 3.3 | -1.1 | 8 | 7 | 3.5 | 0.7 | 8.9 | 7.8 | 0.6 | 0.6 | 6.7 | 3.7 | 10 | 9.9 | -8.3 | -15 | -1.7 | -6.1 | 12 | 9 | 13.7 | 12.9 | 21.7 | 18.9 | 5 | 3.3 | 12.8 | 10 | 2.2 | -11.7 | 20.6 | 18.9 | -14.2 | -14.6 | -0.6 | -8.3 | -1.1 | -4.4 | 0.6 | 0 | -8.9 | -9.7 | 5.2 | 4.5 | 5.2 | 0.2 | 8 | -0.2 | -6.1 | -14.4 | -31 | -33 | 7 | 3.9 | -1.9 | -3.7 | -0.6 | -3.3 | -3.3 | -5.6 | -3.9 | -5.4 | -27 | -31.6 | -21.1 | -27.2 | -17.4 | -24.9 | 2.8 | -3.9 | -16.7 | -23.3 | -4.1 | -8.6 | 11.1 | -1.1 | -18.9 | -25 | 3.9 | 0.6 | 10 | 8.9 | -3.9 | -16.7 | -26.7 | -30 | -1.5 | -7.1 | -3.3 | -7.2 | -6.8 | -12 | 0.8 | -13.2 | -7.8 | -10.8 | -9.4 | -12.8 | 6.5 | 4.8 | 4.1 | 1.5 | 2.2 | -1.1 | 1.7 | -1.1 | -2.8 | -3.9 | -4 | -5 | -3.3 | -5 | 6.1 | -1.4 | 1.7 | 1.1 | -10 | -12.8 | 2 | 0 | -1.5 | -4.6 | 1.7 | -9.9 | -15.6 | -21.7 | 6.1 | 5 | -13.9 | -16.1 | -1.1 | -3.5 | 3.4 | -4 | -2.2 | -8.9 | -3.7 | -11.9 | 3.9 | 3.3 | 2.4 | 2.4 | -0.6 | -7.2 | 1.1 | 0 | 5.2 | 0 | 6.7 | -3.9 | -2.2 | -7.6 | -6.5 | -9.1 | -1.9 | -2.9 | -2.2 | -9.4 | -22.8 | -28.9
2 | -3 | -24.4 | -29.4 | 8.3 | 5.6 | 2.8 | -3.9 | -8.7 | -10.9 | 3.9 | -1.1 | 8 | 7 | 3.2 | 0.4 | 7.8 | 6.7 | 0.6 | 0.6 | 6.7 | 3.9 | 10 | 10 | -9.4 | -15 | -1.9 | -5.6 | 12 | 9 | 13.5 | 13.2 | 21.7 | 19.4 | 5 | 3.3 | 12.8 | 10 | 1.7 | -11.7 | 20 | 18.3 | -14.4 | -15 | -1 | -7.4 | -1.1 | -3.9 | 0 | -0.6 | -8.9 | -10 | 5.4 | 4.5 | 5 | 0 | 7.8 | -0.6 | -5.6 | -13.3 | -30 | -32 | 6.9 | 3.9 | -2 | -3.7 | -0.6 | -3.3 | -2.8 | -6.1 | -3.9 | -5.4 | -27.2 | -32.2 | -22.8 | -28.3 | -17.8 | -26.1 | 3.3 | -3.9 | -16.7 | -23.9 | -3.9 | -9.4 | 10.6 | -1.1 | -20 | -25 | 2.8 | 0 | 9.4 | 8.9 | -3.9 | -16.4 | -27.8 | -31.1 | -1.7 | -8.3 | -2.8 | -6.7 | -7.6 | -12.5 | 0.9 | -13.2 | -8.3 | -11.2 | -10.6 | -13.3 | 6.3 | 4.6 | 3.1 | 0.6 | 2.2 | -1.1 | 1.7 | -1.1 | -2.8 | -3.9 | -3 | -5 | -2.8 | -3.3 | 6.1 | -1.4 | 1.7 | 1.1 | -10 | -12.8 | 0 | -1 | -1.3 | -5 | 1.7 | -10.2 | -15.6 | -21.1 | 7.2 | 6.1 | -14.4 | -16.7 | -1.1 | -3.9 | 1.7 | -5 | -1.7 | -9.4 | -3.9 | -12.8 | 3.9 | 3.3 | 3.3 | 3.3 | -1.1 | -7.8 | 1.1 | -0.6 | 4.2 | -0.9 | 7.2 | -3.9 | -2.8 | -8 | -6.7 | -9.4 | -2 | -3 | -1.1 | -9.4 | -22.2 | -27.2
2 | -3 | -25.6 | -30 | 8.3 | 5.8 | 3.2 | -3.4 | -9 | -11.1 | 3.3 | -1.1 | 8 | 7 | 2.8 | 0 | 6.7 | 6.1 | 0.6 | 0.6 | 6.7 | 3.9 | 10 | 10 | -8.9 | -15.6 | -2 | -5.6 | 12 | 9 | 13.3 | 13.3 | 21.7 | 19.4 | 5 | 3.3 | 12.2 | 9.4 | 1.7 | -12.2 | 20 | 18.3 | -13.7 | -14.1 | -1.3 | -7.1 | -2.2 | -5 | -0.6 | -1.1 | -9.3 | -10.2 | 5.6 | 4.4 | 6.5 | 0.4 | 8.9 | 0.3 | -5.6 | -12.8 | -30 | -33 | 6.7 | 3.9 | -2.2 | -3.9 | -0.6 | -3.3 | -2.8 | -5 | -3.9 | -5.6 | -26.8 | -31.4 | -23.3 | -28.9 | -17.2 | -24.8 | 3.3 | -3.9 | -16.1 | -23.1 | -3 | -8.7 | 11.1 | -1.7 | -20 | -25.6 | 2.2 | -0.6 | 9.4 | 8.3 | -3.9 | -17.8 | -26.1 | -28.9 | -1.7 | -7.5 | -2.2 | -6.7 | -8.3 | -13.3 | 1.1 | -14.4 | -8.9 | -12.2 | -10.6 | -13.3 | 6.1 | 4.4 | 2.2 | 0 | 1.7 | -1.7 | 1.1 | -1.7 | -2.6 | -4.1 | -2 | -3 | -2.8 | -4.4 | 6.1 | -1.7 | 1.7 | 1.1 | -10 | -12.8 | -1 | -3 | -1.1 | -6.1 | 1.7 | -11.7 | -15 | -20 | 7.2 | 6.1 | -13.9 | -16.1 | -0.5 | -3 | 3.2 | -4.6 | -2.2 | -9.4 | -3.5 | -11.5 | 4.4 | 2.8 | 3.7 | 3.7 | -1.1 | -7.2 | 0.6 | -0.6 | 3.3 | -1.7 | 7.2 | -3.9 | -3.3 | -8.9 | -6.3 | -8.9 | -2.2 | -3.3 | -1.1 | -9.4 | -21.7 | -26.1
2 | -3 | -24.4 | -28.9 | 8.3 | 6 | 3.5 | -3.3 | -9.4 | -11.7 | 3.3 | -1.7 | 8 | 8 | 6.1 | 1 | 8.9 | 6.7 | 1.1 | 1.1 | 6.9 | 3.9 | 10 | 10 | -7.8 | -15.6 | -2.2 | -6.1 | 12 | 9 | 15.9 | 14.5 | 21.1 | 18.9 | 6.9 | 3.2 | 12.2 | 10 | 1.7 | -11.7 | 20.6 | 18.9 | -12.9 | -13.3 | -1.7 | -7.8 | -3.3 | -5.6 | -0.6 | -2.2 | -9.6 | -10.5 | 3.7 | 3 | 7.9 | 0.8 | 10 | 1.1 | -5 | -11.1 | -30 | -32 | 6.3 | 4.3 | -1.8 | -3.5 | -0.6 | -2.8 | -2.2 | -5.6 | -4.5 | -6.4 | -26.5 | -31 | -23.3 | -29.4 | -16.7 | -24.1 | 4.4 | -3.3 | -15.6 | -23.3 | -2 | -8.8 | 10 | -1.7 | -19.4 | -25 | 1.7 | -0.6 | 9.4 | 8.3 | -3.5 | -16 | -26.7 | -29.4 | -1.7 | -7.5 | -1.7 | -6.1 | -7.4 | -12.8 | 3.9 | -11.6 | -6.3 | -10.4 | -11.1 | -13.9 | 5.7 | 4.2 | 1.7 | -0.5 | 1.7 | -1.7 | 1.7 | -2.2 | -2.4 | -4.3 | -2 | -3 | -2.8 | -4.4 | 5.9 | -0.9 | 1.7 | 1.1 | -10.6 | -13.3 | -3 | -5 | 0.2 | -4.6 | 1.7 | -10.2 | -15 | -20 | 8.3 | 6.7 | -12.8 | -15 | 0 | -2.7 | 4.6 | -5.6 | -0.6 | -9.4 | -3.2 | -11 | 3.3 | 2.8 | 4 | 4 | -1.7 | -5 | 0.6 | -0.6 | 2.9 | -2.1 | 7.8 | -3.9 | -2 | -8.2 | -6 | -8.9 | -1.8 | -3.1 | 0 | -10 | -21.1 | -25.6
2 | -2 | -23.9 | -28.3 | 8.3 | 6.1 | 3.9 | -3.9 | -5.9 | -10.3 | 6.1 | -0.6 | 8 | 7 | 9.5 | 1.9 | 11.1 | 8.3 | 2.2 | 1.7 | 7 | 3.6 | 10.6 | 10.6 | -5.6 | -15 | -0.4 | -5 | 14 | 11 | 18.5 | 15.4 | 21.7 | 18.9 | 8.7 | 2.7 | 15.6 | 11.7 | 1.7 | -12.2 | 23.9 | 20 | -12.2 | -12.8 | -1.1 | -6.9 | -2.8 | -6.7 | -1.7 | -3.3 | -10 | -11.1 | 1.9 | 1.6 | 9.4 | 1.1 | 11.1 | 1.7 | -4.4 | -10 | -29 | -32 | 6 | 4.8 | -1.5 | -3.3 | 0 | -3.3 | -2.2 | -5 | -5 | -7.4 | -26.1 | -31.1 | -22.8 | -28.3 | -16.1 | -24.4 | 5 | -2.8 | -15 | -24.4 | -1.1 | -10 | 11.7 | -1.7 | -17.8 | -22.8 | 2.2 | -0.6 | 9.4 | 8.3 | -3.2 | -15.4 | -26.1 | -28.9 | -1.7 | -8.3 | -0.6 | -6.1 | -6.5 | -13 | 6.6 | -11.2 | -3.7 | -9 | -10 | -14.4 | 5.4 | 4.2 | 1.1 | -1 | 1.7 | -2.2 | 1.1 | -2.2 | -2.2 | -5 | -1 | -2 | 0.6 | -1.7 | 5.8 | -0.2 | 1.7 | 1.1 | -9.4 | -12.2 | -4 | -6 | 1.5 | -4 | 1.7 | -9.9 | -13.3 | -18.3 | 7.8 | 6.7 | -11.1 | -14.4 | 0.6 | -2.8 | 6.1 | -7.8 | 3.9 | -9.4 | -2.8 | -11.7 | 3.9 | 3.3 | 4.4 | 4.4 | -2.2 | -5.6 | 1.1 | -0.6 | 2.6 | -2.7 | 8.3 | -3.3 | -0.7 | -8.4 | -5.6 | -8.9 | -1.5 | -3.2 | 2.8 | -12.2 | -19.3 | -23.7
2 | -2 | -25.6 | -32.8 | 7.4 | 4.4 | 5 | -4.3 | -2.4 | -10.2 | 10 | 0 | 8 | 7 | 12.8 | 1.7 | 13.3 | 8.3 | 3.9 | 3.3 | 7.2 | 3.3 | 13.9 | 12.2 | -2.2 | -13.3 | 1.5 | -4.6 | 19 | 11 | 21.1 | 16.1 | 23.3 | 19.4 | 10.6 | 1.7 | 20 | 12.2 | 1.7 | -12.2 | 25 | 19.4 | -10.5 | -11.4 | -0.6 | -7 | -2.8 | -6.7 | -2.2 | -3.9 | -8 | -9.1 | 0 | 0 | 11.5 | 1.2 | 12.2 | 1.5 | -3.3 | -8.9 | -27 | -31 | 5.6 | 5 | -1.1 | -3.3 | -0.6 | -4.4 | -2.2 | -4.4 | -5.6 | -8.9 | -22.4 | -27.1 | -21.1 | -27.8 | -14.8 | -23.2 | 6.1 | -2.8 | -13.5 | -22.7 | 0.9 | -8.4 | 12.8 | -2.2 | -16.7 | -21.7 | 3.3 | -0.6 | 10 | 8.3 | -2.8 | -16.7 | -23.9 | -28.3 | -1.5 | -6.8 | 3.3 | -7.8 | -5.6 | -14.4 | 9.4 | -12.2 | -1.1 | -8.9 | -8.3 | -13.3 | 5 | 3.9 | 0.6 | -1.7 | 1.7 | -2.8 | 0.6 | -2.8 | -1.1 | -4.2 | -1 | -2 | 1.1 | -0.6 | 5.6 | 0 | 2.2 | 1.7 | -8.3 | -11.7 | -5 | -7 | 2.8 | -3.9 | 1.7 | -11.1 | -10 | -13.3 | 8.3 | 6.7 | -9.4 | -13.9 | 3.9 | -1.6 | 8 | -6.1 | 6.7 | -8.9 | -1.9 | -10.4 | 4.4 | 3.9 | 7.6 | 5.6 | -1.7 | -5.6 | 1.7 | -0.6 | 2.2 | -3.9 | 8.9 | -3.3 | 0.6 | -10 | -4.7 | -8.5 | -1.1 | -3.3 | 2.8 | -11.1 | -17.4 | -22.2
2 | -2 | -21.7 | -27.8 | 6.5 | 2.6 | 6.1 | -5.2 | 1.1 | -12.8 | 12.2 | 0 | 8 | 7 | 14.8 | 3 | 15.6 | 6.7 | 5.6 | 5 | 8.5 | 3.8 | 16.7 | 8.9 | 0.6 | -11.1 | 3.3 | -5 | 21 | 11 | 22.8 | 16.4 | 23.3 | 20 | 11.9 | 1.2 | 22.2 | 12.8 | 1.7 | -12.2 | 27.8 | 20 | -8.9 | -10.3 | 0 | -7.8 | -2.8 | -7.2 | -2.8 | -4.4 | -5.9 | -7.2 | -0.2 | -0.3 | 13.5 | 0.5 | 13.3 | 1.3 | -1.1 | -7.8 | -26 | -30 | 5.6 | 4.9 | -0.9 | -3.6 | -0.6 | -4.4 | -2.2 | -5 | -5.4 | -8.9 | -18.7 | -23.5 | -20 | -26.7 | -13.5 | -22.7 | 8.3 | -2.2 | -12.1 | -22.1 | 3 | -8.2 | 14.4 | -1.7 | -15.6 | -21.1 | 3.9 | -0.6 | 10 | 8.9 | -2.2 | -15.5 | -22.2 | -28.3 | -1.3 | -6.2 | 3.3 | -8.3 | -5 | -11.2 | 10.9 | -10 | 0.6 | -7.9 | -8.3 | -13.3 | 5.2 | 4.2 | 0.2 | -1.8 | 1.7 | -2.8 | 0.6 | -3.9 | 0 | -3.8 | -1 | -2 | 4.4 | 1.1 | 5.6 | 0.9 | 3.3 | 3.3 | -6.1 | -11.1 | -6 | -7 | 4.5 | -3.1 | 1.9 | -9.4 | -8.9 | -13.3 | 8.9 | 7.2 | -7.8 | -13.3 | 7.3 | -1.2 | 9.8 | -5.4 | 8.9 | -8.9 | -0.9 | -10.2 | 5 | 4.4 | 10.7 | 6.1 | -0.6 | -7.2 | 2.2 | 0 | 0.5 | -4.3 | 10 | -2.8 | 0.8 | -8.2 | -3.7 | -8.2 | 0.6 | -2.6 | 3.9 | -9.4 | -15.6 | -21.7
0 | -2 | -20 | -26.1 | 5.6 | 0.6 | 7.2 | -7.8 | 1.1 | -11 | 13.9 | -0.6 | 8 | 7 | 16.9 | 4.6 | 15.6 | 8.9 | 10 | 6.7 | 9.8 | 3.8 | 17.8 | 8.9 | 3.3 | -11.1 | 5.3 | -4.3 | 22 | 12 | 24.4 | 16.7 | 24.4 | 19.4 | 13.1 | 0.5 | 24.4 | 12.2 | 2.2 | -11.1 | 27.2 | 19.4 | -7.2 | -9.4 | 0.9 | -7.2 | -1.7 | -8.9 | -3.3 | -5 | -3.9 | -5.6 | -0.4 | -0.8 | 15.6 | -0.6 | 14.4 | 0.6 | 0 | -6.1 | -25 | -28 | 5.6 | 4.7 | -0.8 | -4.4 | -0.6 | -5.6 | -2.2 | -3.9 | -5.2 | -9.5 | -15 | -20.6 | -18.3 | -25.6 | -12.2 | -23.9 | 10 | -1.7 | -10.6 | -22.8 | 5 | -9.4 | 15.6 | -1.7 | -13.9 | -19.4 | 5 | -1.7 | 10.6 | 8.9 | -1.7 | -16.1 | -21.1 | -26.7 | -1.1 | -6.1 | 5 | -8.3 | -4.5 | -9.1 | 12.4 | -10 | 2.2 | -8.6 | -6.7 | -12.2 | 5.4 | 4.4 | -0.2 | -2.2 | 1.1 | -2.2 | 0.6 | -5 | 1.1 | -3.9 | 0 | -1 | 7.8 | 1.7 | 5.6 | 1.5 | 5 | 4.4 | -4.4 | -11.7 | -6 | -7 | 6.1 | -3.1 | 2 | -8.8 | -7.2 | -11.7 | 9.4 | 7.2 | -6.1 | -12.8 | 10.6 | -2.2 | 11.7 | -6.1 | 10.6 | -8.3 | 0 | -11.7 | 5.6 | 3.9 | 13.9 | 6.1 | -0.6 | -5.6 | 3.3 | 0 | -1.1 | -5.5 | 11.1 | -2.2 | 0.9 | -7.9 | -2.8 | -8.9 | 2.2 | -2.4 | 4.4 | -8.9 | -13.2 | -19.2
-2 | -5 | -17.8 | -25.6 | 4.5 | -0.6 | 8.3 | -7 | 1.1 | -10.7 | 15.6 | -1.7 | 8 | 7 | 18.9 | 5.6 | 15.6 | 7.8 | 12.2 | 6.7 | 11.1 | 3.9 | 17.8 | 7.8 | 5.6 | -13.3 | 7.4 | -3.9 | 21 | 13 | 26.1 | 16.7 | 25.6 | 20 | 14.4 | -0.6 | 25.6 | 12.2 | 1.7 | -10 | 27.8 | 19.4 | -7.2 | -9.2 | 1.9 | -7.3 | -1.7 | -9.4 | -4.4 | -7.2 | -2.8 | -4.7 | -0.6 | -1.1 | 16.3 | 0 | 15.5 | 0.1 | 0.6 | -3.9 | -23 | -28 | 5.6 | 4.4 | -0.6 | -5.6 | -0.6 | -5.6 | -2.2 | -3.9 | -5 | -10.6 | -14.1 | -19.4 | -17.8 | -24.4 | -11.5 | -22.1 | 12.2 | -0.6 | -10 | -21.6 | 5.7 | -7.6 | 16.1 | -1.7 | -12.8 | -18.3 | 4.4 | -2.2 | 10 | 8.3 | -1.1 | -18.9 | -21.1 | -26.1 | -1.3 | -4.9 | 5.6 | -8.9 | -3.9 | -7.8 | 13.9 | -10.6 | 3.9 | -10.6 | -5.6 | -12.2 | 5.6 | 4.4 | -0.6 | -2.8 | 1.1 | -3.3 | 1.1 | -4.4 | 1.7 | -3.3 | 0 | -3 | 10.6 | 1.7 | 5.6 | 2.2 | 3.9 | 3.3 | -3.3 | -11.1 | -7 | -8 | 7.8 | -3.9 | 2.2 | -9.4 | -5.6 | -10.6 | 9.4 | 7.8 | -5.6 | -12.2 | 11.9 | -2 | 13 | -5.4 | 11.7 | -8.3 | 1.3 | -9.6 | 6.7 | 5 | 15.6 | 5.8 | -1.1 | -6.7 | 3.3 | 0 | -2.8 | -7.2 | 11.7 | -2.2 | 1.1 | -8.3 | -2.6 | -8.5 | 3.9 | -2.8 | 5.6 | -10 | -10.7 | -17.4
-3 | -5 | -16.1 | -23.9 | 3.3 | -2.2 | 9.5 | -7.6 | 1.1 | -11.7 | 17.2 | -3.9 | 8 | 8 | 19.5 | 5.6 | 15.6 | 8.9 | 12.8 | 6.1 | 11.8 | 4.1 | 18.9 | 7.8 | 5.6 | -13.3 | 9.4 | -4.4 | 21 | 13 | 24.6 | 17.1 | 25 | 19.4 | 14.4 | -0.1 | 27.2 | 12.2 | 1.7 | -9.4 | 27.8 | 19.4 | -7.2 | -9.2 | 2.8 | -8.9 | -2.8 | -8.9 | -6.1 | -8.9 | -1.7 | -4.2 | -1 | -2 | 17.1 | 0.7 | 16.7 | -0.1 | 1.1 | -2.8 | -23 | -28 | 5.6 | 4.7 | -0.6 | -4.8 | -0.6 | -5 | -1.7 | -3.9 | -5.2 | -9.3 | -13.1 | -18.6 | -16.7 | -23.9 | -10.7 | -21.7 | 15 | -0.6 | -9.5 | -21.8 | 6.5 | -7.3 | 15.6 | -4.4 | -12.2 | -17.8 | 5 | -1.7 | 9.4 | 8.3 | -0.9 | -16.6 | -20.6 | -24.4 | -1.5 | -4.1 | 5.6 | -10 | -3.9 | -8.5 | 14.3 | -9.3 | 4.8 | -10.9 | -5.6 | -11.7 | 6 | 4.8 | -0.6 | -2.8 | 1.1 | -3.9 | 1.1 | -4.4 | 2.2 | -3.1 | 0 | -2 | 12.2 | 3.3 | 6 | 1.9 | 3.9 | 3.3 | -2.2 | -11.1 | -8 | -10 | 8.3 | -3.4 | 2.2 | -8.1 | -3.3 | -7.2 | 9.4 | 7.8 | -5 | -11.7 | 13.1 | -2.5 | 14.3 | -5.3 | 12.2 | -8.3 | 2.6 | -9.2 | 8.3 | 6.7 | 17.2 | 4.9 | -0.6 | -5.6 | 3.3 | 0.6 | -4.6 | -7.3 | 11.7 | -1.1 | 1.1 | -6.8 | -2.4 | -8.7 | 4.3 | -2.9 | 6.1 | -10 | -8.3 | -16.7
-3 | -6 | -15.6 | -21.1 | 2.2 | -3.9 | 10.6 | -9.4 | 0.9 | -10 | 17.2 | -3.3 | 8 | 8 | 20 | 5.3 | 15 | 8.9 | 13.3 | 6.1 | 12.6 | 4.3 | 18.3 | 7.2 | 5.6 | -13.3 | 9.6 | -3.5 | 21 | 14 | 23.2 | 17.2 | 25 | 20 | 14.4 | 0.2 | 27.2 | 11.1 | 1.7 | -8.9 | 27.2 | 20 | -7.2 | -9.4 | 2.8 | -8.1 | -3.9 | -9.4 | -7.2 | -10 | -0.6 | -3.9 | -1.3 | -2.7 | 17.8 | 0.6 | 17.8 | -1.1 | 1.7 | -2.2 | -23 | -27 | 5.6 | 4.9 | -0.6 | -4.7 | -0.6 | -5.6 | -1.1 | -3.3 | -5.4 | -8.6 | -12.2 | -18.9 | -16.7 | -23.9 | -10 | -22.8 | 13.9 | -1.7 | -8.9 | -23.3 | 7.2 | -7.8 | 15 | -3.9 | -12.2 | -17.2 | 3.3 | -1.7 | 9.4 | 8.3 | -0.8 | -16.1 | -20.6 | -25.6 | -1.7 | -3.9 | 6.1 | -11.1 | -3.9 | -10.2 | 14.6 | -9.1 | 5.8 | -12.8 | -5 | -11.1 | 6.3 | 4.8 | -0.6 | -3.3 | 1.1 | -3.9 | 1.1 | -4.4 | 2.8 | -3.3 | 0 | -5 | 13.3 | 2.8 | 6.3 | 1.6 | 4.4 | 4.4 | -1.7 | -11.1 | -9 | -11 | 8.9 | -3.5 | 2.2 | -7.6 | -1.7 | -6.1 | 10 | 8.3 | -4.4 | -11.7 | 14.4 | -3.3 | 15.6 | -6.7 | 13.3 | -7.8 | 3.9 | -10 | 10.6 | 7.2 | 18.9 | 3.3 | 0 | -6.1 | 3.3 | 1.1 | -6.5 | -8.4 | 10 | 0.6 | 1.1 | -6.1 | -2.2 | -10 | 4.6 | -3.2 | 4.4 | -8.9 | -7.8 | -14.5
-5 | -8 | -16.1 | -22.8 | 1.5 | -4.2 | 9.7 | -7.9 | 0.8 | -9.2 | 18.3 | -2.8 | 8 | 8 | 20.6 | 5 | 15 | 7.2 | 13.9 | 4.4 | 13.3 | 4.4 | 17.8 | 6.7 | 4.4 | -13.3 | 9.8 | -3.4 | 20 | 14 | 21.7 | 17.2 | 24.4 | 18.9 | 14.4 | 0.6 | 27.2 | 11.7 | 1.7 | -8.9 | 26.1 | 19.4 | -7.6 | -9.7 | 2.8 | -8.4 | -6.1 | -10.6 | -7.8 | -10 | -0.8 | -3.6 | -1.7 | -3.9 | 16.9 | 2.1 | 16.9 | -1.1 | 1.1 | -2.2 | -22 | -25 | 5.6 | 5 | -0.6 | -5 | -0.6 | -6.1 | -0.6 | -2.2 | -5.6 | -8.3 | -11.8 | -18.1 | -16.7 | -23.9 | -10.4 | -21.1 | 13.3 | -2.8 | -9.8 | -21.7 | 5.9 | -5.3 | 14.4 | -3.9 | -12.2 | -17.8 | 3.9 | -1.7 | 9.4 | 8.3 | -0.6 | -17.8 | -20 | -25 | -1.5 | -3.4 | 6.7 | -9.4 | -3.9 | -12.8 | 15 | -10 | 6.7 | -17.8 | -4.4 | -10.6 | 6.7 | 5 | -0.6 | -3.9 | 1.1 | -4.4 | 0.6 | -4.4 | 2.4 | -2.7 | -2 | -6 | 13.9 | 1.7 | 6.7 | 1.1 | 5.6 | 5 | -1.1 | -10.6 | -11 | -12 | 9.4 | -4.4 | 2.2 | -8.3 | -0.6 | -4.4 | 10.6 | 8.3 | -5.6 | -11.7 | 13.3 | -2.7 | 14.5 | -3.8 | 12.8 | -8.3 | 3.3 | -8.3 | 11.1 | 7.2 | 18.2 | 4.4 | 0.6 | -7.8 | 2.8 | 1.7 | -8.3 | -9.4 | 8.9 | 2.2 | 1.1 | -6.7 | -3.1 | -9.6 | 5 | -4.4 | 3.3 | -8.3 | -7.2 | -13.3
-7 | -9 | -17.8 | -23.3 | 0.7 | -5.1 | 8.7 | -7.4 | 0.6 | -10 | 16.7 | -0.6 | 8 | 8 | 17.8 | 5.4 | 15.6 | 3.9 | 14.4 | 3.3 | 12.4 | 4.4 | 16.7 | 6.1 | 2.8 | -12.8 | 10 | -3.3 | 19 | 14 | 20.9 | 17.3 | 24.4 | 18.9 | 13.3 | 1 | 27.2 | 11.7 | 1.1 | -9.4 | 26.1 | 19.4 | -7.9 | -10.3 | 2.8 | -10 | -7.2 | -11.7 | -8.3 | -11.1 | -0.9 | -3.6 | -3 | -4.9 | 15.9 | 2.7 | 15.9 | -1.1 | 1.7 | -2.2 | -21 | -25 | 6.7 | 6 | -1.7 | -4.9 | -1.1 | -7.2 | -0.6 | -2.2 | -5.6 | -8.2 | -11.5 | -18 | -17.2 | -25 | -10.7 | -20.6 | 12.8 | -1.1 | -10.8 | -21.5 | 4.6 | -4.6 | 12.2 | -5 | -12.2 | -17.2 | 2.8 | -2.2 | 9.4 | 8.3 | -1.1 | -11.7 | -20.6 | -25 | -1.3 | -3.2 | 3.9 | -10 | -4.8 | -12.5 | 13 | -9 | 4.3 | -13 | -4.4 | -9.4 | 4.7 | 2.1 | -1 | -3.7 | 1.1 | -3.9 | 0.6 | -5 | 2.1 | -2.6 | -2 | -6 | 11.1 | 3.3 | 6.3 | 1 | 5.6 | 5.6 | -2.2 | -10.6 | -12 | -14 | 7.4 | -2.3 | 1.5 | -5.8 | 0 | -3.3 | 10.6 | 8.3 | -6.1 | -11.7 | 12.2 | -2.5 | 13.3 | -2.7 | 12.8 | -8.3 | 2.8 | -7.6 | 11.7 | 7.2 | 17.4 | 5.1 | 0 | -8.9 | 2.8 | 1.7 | -8.5 | -9.4 | 8.9 | 2.2 | 0.9 | -5.5 | -4.1 | -10 | 3.9 | -4.2 | 2.2 | -5.6 | -6.7 | -12.8
-8 | -11 | -21.1 | -27.2 | 0 | -6.7 | 7.8 | -8.3 | -0.3 | -8.7 | 15 | -2.8 | 8 | 7 | 15 | 5 | 13.9 | 7.8 | 10.6 | 2.8 | 11.5 | 4.3 | 13.9 | 6.1 | 0 | -12.8 | 7 | -1.9 | 18 | 13 | 20.2 | 17.2 | 23.9 | 17.2 | 12.2 | 0.9 | 25 | 11.7 | 0.6 | -6.7 | 25.6 | 18.9 | -8.3 | -11.1 | 2.1 | -8.2 | -8.3 | -12.8 | -8.9 | -12.2 | -1.1 | -3.9 | -4.3 | -6.2 | 15 | 3.3 | 15 | -1.7 | 1.7 | -2.2 | -21 | -24 | 7.8 | 6.9 | -2.8 | -5.3 | -1.7 | -7.2 | -1.1 | -2.2 | -5.6 | -8.3 | -11.1 | -18.9 | -18.9 | -25.6 | -11.1 | -21.7 | 11.7 | -2.2 | -11.7 | -22.8 | 3.3 | -4.4 | 10 | -5 | -13.3 | -18.3 | 1.1 | -1.7 | 10 | 8.9 | -1.7 | -8.7 | -20 | -23.9 | -1.1 | -3.3 | 0.6 | -10 | -5.8 | -13 | 10.9 | -10 | 1.8 | -11.4 | -5 | -9.4 | 2.6 | -0.7 | -1.3 | -3.5 | 1.1 | -3.9 | 0 | -5 | 1.7 | -2.8 | -3 | -7 | 7.8 | 2.8 | 6 | 0.7 | 7.2 | 7.2 | -3.3 | -11.7 | -13 | -15 | 5.3 | -1.4 | 0.7 | -4.9 | 0 | -4.4 | 10.6 | 8.9 | -6.1 | -11.7 | 11.1 | -2.8 | 12.2 | -1.7 | 9.4 | -7.2 | 2.2 | -8.3 | 10 | 7.2 | 16.7 | 5.6 | -1.1 | -9.4 | 2.2 | 2.2 | -8.7 | -9.6 | 8.9 | 1.1 | 0.8 | -5 | -5 | -11.1 | 2.8 | -4.7 | -1.7 | -3.3 | -8.9 | -14.8
-11 | -13 | -22.8 | -28.9 | -0.9 | -6.2 | 6.1 | -5.7 | -1.3 | -8.9 | 14.4 | -3.9 | 8 | 7 | 12.2 | 4.4 | 12.8 | 7.2 | 9.4 | 2.8 | 10.6 | 3.9 | 12.8 | 6.1 | -1.7 | -11.7 | 4.1 | -1.7 | 17 | 14 | 19.4 | 17.2 | 22.8 | 17.2 | 11.1 | 1.1 | 23.3 | 11.7 | 0 | -6.1 | 24.4 | 19.4 | -9.6 | -11.8 | 1.3 | -8 | -8.9 | -13.3 | -9.4 | -12.2 | -2.2 | -4.4 | -5.6 | -7.8 | 12.8 | 5.7 | 12.4 | 0.2 | 1.7 | -3.3 | -20 | -23 | 8.9 | 7.8 | -3.9 | -6.1 | -1.7 | -6.7 | -1.7 | -3.9 | -5.6 | -8.9 | -10.9 | -16.3 | -21.1 | -27.2 | -11.5 | -19.4 | 11.1 | -2.2 | -11.5 | -21.6 | 2.4 | -3.7 | 8.3 | -5 | -14.4 | -18.9 | 1.1 | -1.7 | 10 | 8.9 | -2.2 | -7.2 | -20 | -23.3 | -1.5 | -3.4 | 0 | -9.4 | -6.7 | -14.4 | 8.9 | -11.7 | -0.6 | -12.2 | -5 | -8.3 | 0.6 | -3.9 | -1.7 | -3.9 | 1.1 | -3.9 | 0.6 | -5 | 0.8 | -2.6 | -4 | -7 | 5 | 1.7 | 5.6 | 0.6 | 8.3 | 8.3 | -3.9 | -11.7 | -15 | -16 | 3.3 | -1.1 | 0 | -4.4 | 0 | -5 | 11.1 | 8.3 | -6.1 | -11.7 | 8.9 | -2.4 | 9.6 | 0.2 | 9.4 | -7.2 | 1.5 | -6.2 | 7.8 | 6.7 | 14.8 | 5.9 | -1.1 | -8.3 | 2.2 | 2.2 | -8.9 | -10 | 9.4 | 0 | 0.6 | -5.6 | -5.6 | -10.5 | 1.7 | -6.1 | -2.2 | -3.3 | -11.1 | -17.6
-14 | -16 | -18.9 | -23.9 | -1.9 | -6.8 | 4.5 | -4.9 | -2.2 | -10 | 12.8 | 0 | 8 | 7 | 10.9 | 3.9 | 11.7 | 8.3 | 8.3 | 3.3 | 10.2 | 4.1 | 13.3 | 5.6 | -2.2 | -11.1 | 1.1 | -2.2 | 17 | 14 | 18.1 | 16.3 | 22.2 | 18.9 | 8.7 | 1.8 | 22.2 | 11.7 | -0.6 | -6.1 | 23.9 | 20 | -10.9 | -12.7 | 0.6 | -8.9 | -10 | -13.9 | -9.4 | -12.2 | -3.3 | -5.1 | -6 | -7.7 | 10.5 | 6.7 | 9.8 | 0.9 | 1.1 | -4.4 | -20 | -22 | 8.9 | 8 | -3.9 | -5.8 | -1.7 | -6.7 | -1.7 | -3.9 | -7.4 | -9.4 | -10.8 | -14.9 | -21.7 | -27.8 | -11.8 | -18.3 | 10.6 | -1.7 | -11.3 | -21.4 | 1.5 | -3.5 | 7.8 | -3.9 | -15 | -20.6 | 0.6 | -2.2 | 10 | 8.9 | -2.2 | -5.9 | -19.4 | -23.3 | -1.8 | -3.7 | -1.1 | -7.8 | -7.8 | -14.1 | 8 | -10.1 | -1 | -10.3 | -4.4 | -7.2 | -0.5 | -4.6 | -0.9 | -3 | 1.1 | -3.3 | 0 | -4.4 | -0.2 | -2.7 | -5 | -8 | 2.8 | 0 | 5.6 | 0.3 | 7.8 | 7.8 | -5 | -11.1 | -15 | -17 | 2.2 | -0.9 | -0.2 | -3.6 | 0.6 | -3.9 | 10.6 | 7.8 | -6.7 | -11.1 | 6.6 | -3 | 7 | 0.9 | 6.7 | -6.1 | 0.7 | -5.5 | 6.7 | 6.1 | 13 | 5.9 | -1.7 | -7.8 | 2.2 | 2.2 | -10.4 | -11.7 | 9.4 | -0.6 | 0.6 | -5.4 | -6.1 | -10.5 | 0.9 | -5.7 | -2.2 | -2.8 | -13.3 | -21.1
-13 | -15 | -17.8 | -23.3 | -2.8 | -7.8 | 2.8 | -5 | -2.9 | -8.3 | 11.1 | 3.9 | 7 | 6 | 9.6 | 3.4 | 11.7 | 8.9 | 6.1 | 3.3 | 9.8 | 4.4 | 12.8 | 5 | -2.8 | -12.2 | 1.1 | -2.3 | 17 | 14 | 16.9 | 15.4 | 20.6 | 18.3 | 6.3 | 2 | 21.7 | 11.7 | -0.6 | -6.1 | 23.3 | 20 | -12.2 | -13.9 | 0.6 | -7.9 | -10.6 | -14.4 | -10.6 | -13.9 | -4.4 | -6.1 | -6.3 | -7.9 | 8.3 | 7.2 | 7.2 | 1.1 | 1.1 | -4.4 | -20 | -22 | 8.9 | 8.2 | -3.9 | -5.8 | -2.2 | -6.7 | -2.2 | -3.9 | -9.3 | -10.5 | -10.6 | -13.9 | -20 | -26.1 | -12.2 | -18.3 | 10 | -1.7 | -11.1 | -22.8 | 0.6 | -3.9 | 7.8 | -3.9 | -17.2 | -22.8 | 0.6 | -2.2 | 10.6 | 9.4 | -2.2 | -5.1 | -18.3 | -21.7 | -2.2 | -4.4 | -1.1 | -7.8 | -8.9 | -14.4 | 7 | -10.4 | -1.3 | -9.6 | -2.2 | -6.1 | -1.7 | -5.9 | -0.2 | -2.4 | 1.7 | -3.3 | 0 | -4.4 | -1.1 | -3.3 | -4 | -7 | 1.7 | 0 | 5.6 | 0.3 | 8.3 | 8.3 | -6.1 | -11.1 | -16 | -18 | 1.1 | -1 | -0.4 | -3.2 | 1.1 | -1.7 | 10.6 | 6.7 | -6.7 | -11.1 | 4.4 | -3.9 | 4.4 | 1.1 | 7.2 | -6.7 | 0 | -5.6 | 5 | 4.4 | 11.1 | 5.6 | -2.8 | -8.3 | 2.2 | 2.2 | -11.8 | -13.3 | 8.9 | 0 | 0.6 | -5.7 | -6.7 | -11.1 | 0.2 | -5.9 | -2.8 | -3.3 | -13.3 | -19.3
-12 | -13 | -16.1 | -21.1 | -3 | -7.7 | 2.2 | -4 | -3.7 | -7.7 | 10 | 4.4 | 6 | 4 | 8.3 | 2.8 | 11.1 | 6.1 | 5.6 | 2.8 | 9.4 | 4.4 | 11.7 | 4 | -3.3 | -11.7 | 1.1 | -2.7 | 17 | 14 | 15.6 | 14.4 | 20 | 18.3 | 3.9 | 1.7 | 19.4 | 12.2 | -0.6 | -5 | 22.2 | 19.4 | -13.1 | -14.5 | 0.6 | -7.9 | -11.1 | -15.6 | -11.7 | -15 | -5.2 | -6.5 | -6.7 | -8.3 | 8.1 | 7.2 | 6.7 | 0.8 | 0.6 | -5 | -20 | -23 | 8.9 | 8.3 | -3.9 | -6.1 | -2.8 | -7.2 | -2.8 | -4.4 | -11.1 | -11.7 | -10.6 | -13.4 | -20.6 | -27.2 | -11.5 | -17.2 | 9.4 | -1.1 | -10.9 | -20.5 | 0 | -4.1 | 6.7 | -5 | -18.3 | -24.4 | 0.6 | -2.2 | 10 | 9.4 | -2.2 | -5 | -18.3 | -21.7 | -2.4 | -4.5 | -1.7 | -9.4 | -10 | -15.6 | 6.1 | -11.7 | -1.7 | -10 | -1.7 | -6.7 | -2.8 | -7.8 | 0.6 | -2.2 | 1.7 | -4.4 | 0.6 | -4.4 | -2.2 | -3.6 | -4 | -7 | 0 | -1.7 | 5.6 | 0 | 11.1 | 11.1 | -6.7 | -11.7 | -16 | -18 | 0 | -1.1 | -0.6 | -3.3 | 1.7 | -2.2 | 8.9 | 4.4 | -6.7 | -11.1 | 4.4 | -3 | 4 | 0.5 | 5.6 | -6.7 | 0 | -4.9 | 4.4 | 3.9 | 8.7 | 4.9 | -2.8 | -8.3 | 2.2 | 2.2 | -13.3 | -15.6 | 8.3 | 0.6 | 0.6 | -7.2 | -7.6 | -11 | -0.6 | -7.2 | -3.3 | -3.9 | -13.3 | -18.6
-11 | -13 | -15.6 | -20.6 | -3.1 | -8.1 | 1.7 | -3.7 | -4.4 | -7.8 | 9.4 | 5 | 5 | 4 | 7.8 | 3.5 | 11.1 | 7.2 | 5 | 3.3 | 8.9 | 4.1 | 10.6 | 3.7 | -3.3 | -11.7 | 1.1 | -3.3 | 17 | 14 | 15.4 | 14.3 | 19.4 | 18.3 | 3.9 | 1.6 | 18.9 | 12.8 | -1.1 | -3.9 | 22.8 | 19.4 | -14.1 | -15.2 | 0.6 | -9.4 | -11.7 | -15.6 | -12.8 | -16.1 | -5.9 | -7 | -7.6 | -9.7 | 8 | 7.3 | 6.1 | 0.4 | 0 | -5 | -20 | -23 | 8.5 | 7.4 | -4.5 | -6.4 | -2.8 | -7.2 | -3.3 | -4.4 | -11.1 | -12 | -10.6 | -13.2 | -23.3 | -28.9 | -10.7 | -16.7 | 8.9 | -1.1 | -10.8 | -19.4 | -0.5 | -4.7 | 6.1 | -3.9 | -20 | -25.6 | 0 | -2.2 | 11.1 | 10 | -2 | -4.2 | -17.2 | -20 | -2.6 | -4.9 | -2.2 | -9.4 | -11.1 | -15.3 | 5.4 | -10.4 | -3 | -9.3 | -1.7 | -6.1 | -4.1 | -7.8 | 0.4 | -1.7 | 1.7 | -4.4 | 0.6 | -4.4 | -3.3 | -4.3 | -4 | -6 | 1.1 | -1.1 | 5.6 | 0.3 | 4.4 | 1.7 | -7.2 | -11.7 | -17 | -18 | 0 | -0.9 | -0.8 | -2.7 | 2.2 | -1.7 | 7.8 | 3.9 | -6.7 | -10.6 | 4.4 | -2.8 | 3.7 | 0 | 3.3 | -6.1 | 0 | -5.1 | 4.4 | 3.9 | 6.3 | 4 | -4.4 | -8.9 | 2.2 | 2.2 | -14.8 | -16.7 | 8.9 | 0.6 | 0.6 | -6.1 | -8.5 | -11.4 | -1 | -6.5 | -5 | -6.1 | -13.3 | -18.3
-10 | -11 | -15.6 | -22.2 | -3.3 | -9.4 | 1.1 | -3.9 | -4.4 | -7 | 10 | 4.4 | 6 | 4 | 7.2 | 4 | 10 | 5.6 | 5 | 3.3 | 8.3 | 3.8 | 9.4 | 2.9 | -3.3 | -11.7 | 0.4 | -3.1 | 17 | 14 | 15.2 | 14.1 | 19.4 | 17.8 | 3.9 | 1.3 | 18.9 | 13.3 | -0.6 | -3.3 | 22.2 | 18.9 | -15 | -16.1 | 0.8 | -8.2 | -11.7 | -16.1 | -12.8 | -16.1 | -6.7 | -7.8 | -8.5 | -11.2 | 7.8 | 7.2 | 5.6 | 0 | -0.6 | -5.6 | -19 | -22 | 8.2 | 6.5 | -5 | -7 | -2.8 | -6.7 | -3.3 | -4.4 | -11.1 | -12.5 | -10.6 | -13.3 | -24.4 | -29.4 | -10 | -17.2 | 8.3 | -1.1 | -10.6 | -19.4 | -1.1 | -6.1 | -2.2 | -6.7 | -21.1 | -26.1 | 0 | -2.2 | 11.7 | 10.6 | -1.9 | -4 | -16.1 | -17.8 | -2.8 | -5.6 | -3.9 | -9.4 | -12.2 | -15.8 | 4.6 | -10.6 | -4.3 | -9.6 | -1.7 | -4.4 | -5.4 | -8.4 | 0.2 | -1.5 | 1.1 | -4.4 | 0.6 | -5 | -4.4 | -5 | -6 | -8 | 0.6 | -1.1 | 5.6 | 0.3 | 4.4 | 0.6 | -8.3 | -12.2 | -17 | -21 | 0 | -0.6 | -0.9 | -2.3 | 1.7 | -1.7 | 6.7 | 2.8 | -6.7 | -10.6 | 4.4 | -2.8 | 3.3 | -0.6 | 1.1 | -7.2 | 0 | -6.1 | 3.3 | 3.3 | 3.9 | 2.8 | -3.9 | -8.3 | 2.8 | 2.8 | -16.3 | -18.3 | 8.3 | 1.1 | 0.6 | -5.9 | -9.4 | -12.2 | -1.3 | -6.6 | -6.1 | -7.2 | -12.6 | -17.4
-10 | -11 | -15.6 | -22.8 | -3.5 | -9.4 | 0.7 | -3.7 | -4.4 | -6.6 | 8.3 | 5.6 | 6 | 5 | 6.7 | 4.4 | 8.9 | 6.7 | 4.4 | 3.3 | 7.8 | 3.3 | 8.9 | 3 | -5 | -11.7 | -0.4 | -3.4 | 17 | 14 | 15 | 13.9 | 19.4 | 17.8 | 3.9 | 1.1 | 17.8 | 12.8 | -0.6 | -3.3 | 21.1 | 18.3 | -15.4 | -17.1 | 0.9 | -8.6 | -11.7 | -15.6 | -12.8 | -16.1 | -7.2 | -8.3 | -9.4 | -13.3 | 7.4 | 6.8 | 4.8 | 0.5 | -1.1 | -6.1 | -18 | -21 | 7.8 | 3.8 | -5.6 | -7.8 | -3.3 | -6.7 | -2.2 | -3.3 | -11.1 | -13.3 | -10.8 | -13.3 | -25.6 | -30.6 | -9.1 | -15.9 | 8.3 | -1.1 | -10.2 | -18.2 | -1.3 | -5.7 | -5.6 | -7.8 | -21.7 | -27.8 | -0.6 | -2.8 | 12.8 | 11.7 | -1.7 | -3.9 | -15.6 | -21.1 | -3 | -5.3 | -3.9 | -8.9 | -13.3 | -16.7 | 3.9 | -12.2 | -5.6 | -10.6 | -2.2 | -2.8 | -6.7 | -9.4 | 0 | -1.7 | 1.1 | -3.9 | 0 | -5 | -4.2 | -4.7 | -6 | -8 | 0 | -2.2 | 5.6 | 0.6 | 4.4 | -0.6 | -8.9 | -12.2 | -17 | -21 | 0 | -0.6 | -1.1 | -2.2 | 2.2 | -1.1 | 5.6 | 2.2 | -7.2 | -11.1 | 3.9 | -2.4 | 3.3 | 0 | 0 | -6.7 | 0.4 | -5.2 | 2.2 | 2.2 | 3.2 | 2 | -5 | -8.9 | 2.8 | 2.8 | -17.8 | -20 | 9.4 | -0.6 | 0.6 | -6.7 | -10.2 | -13 | -1.7 | -7.2 | -8.9 | -10.6 | -11.8 | -16.8
-10 | -11 | -15.6 | -22.8 | -3.7 | -10 | 0.4 | -3.7 | -4.4 | -6.7 | 8.3 | 6.1 | 6 | 4 | 6.7 | 4.5 | 8.9 | 7.2 | 3.9 | 2.8 | 7.6 | 3.7 | 6.7 | 2.6 | -6.1 | -12.2 | -1.1 | -3.9 | 17 | 14 | 14.6 | 13.5 | 19.4 | 17.8 | 3.5 | 0.9 | 17.2 | 12.8 | -1.1 | -2.8 | 20.6 | 17.8 | -15.7 | -18.3 | 1.1 | -10 | -12.2 | -15.6 | -13.3 | -16.7 | -7.8 | -9.1 | -10.2 | -13.2 | 7.1 | 6.5 | 4.1 | 0.9 | -1.1 | -6.7 | -19 | -22 | 5.2 | 2.9 | -5.6 | -7.6 | -3.3 | -6.1 | -1.7 | -2.8 | -12 | -13.9 | -10.9 | -13.4 | -26.7 | -31.7 | -8.1 | -15.6 | 8.3 | -1.7 | -9.8 | -17.6 | -1.5 | -5.9 | -5.6 | -7.8 | -21.1 | -26.7 | -0.6 | -2.8 | 10.6 | 9.4 | -1.7 | -3.5 | -16.1 | -20.6 | -3.1 | -5.1 | -3.9 | -9.4 | -13.5 | -16.3 | 3.9 | -10.8 | -5.2 | -9.6 | -2.8 | -3.3 | -7.4 | -9.9 | 0 | -1.5 | 1.1 | -4.4 | 0.6 | -5 | -4.1 | -4.6 | -6 | -8 | 0 | -2.2 | 5.6 | 0.5 | 4.4 | -2.8 | -10 | -12.8 | -18 | -22 | -0.2 | -1.5 | -0.7 | -1.7 | 1.7 | -1.7 | 3.9 | 0.6 | -7.2 | -11.1 | 3.3 | -2.7 | 3.3 | 0.7 | -0.6 | -6.7 | 0.7 | -4.9 | 2.2 | 2.2 | 2.4 | 0.9 | -5.6 | -10 | 2.8 | 2.8 | -18.3 | -20.1 | 8.3 | 0 | 0.6 | -5.4 | -10.9 | -14.1 | -1.7 | -6.4 | -8.3 | -10 | -11.1 | -17.2
-10 | -12 | -16.1 | -23.3 | -3.9 | -11.7 | 0 | -4.4 | -4.2 | -6.4 | 8.3 | 6.1 | 6 | 5 | 6.7 | 4.5 | 8.9 | 7.2 | 3.9 | 2.8 | 7.4 | 3.8 | 5 | 2.2 | -5.6 | -12.2 | -1.1 | -3.8 | 16 | 15 | 14.3 | 13.2 | 19.4 | 17.8 | 3.2 | 0.7 | 17.2 | 12.2 | -1.1 | -2.8 | 20.6 | 17.8 | -16.1 | -20 | 1.3 | -7.1 | -12.8 | -16.1 | -13.9 | -17.2 | -8.3 | -10 | -10.9 | -13.6 | 6.7 | 6.1 | 3.3 | 1.1 | -1.1 | -7.2 | -19 | -22 | 2.6 | 2.1 | -5.6 | -7.6 | -3.3 | -6.7 | -1.1 | -2.8 | -13 | -15 | -11.1 | -13.9 | -28.9 | -32.2 | -7.2 | -16.1 | 7.8 | -1.1 | -9.4 | -18.3 | -1.7 | -6.7 | -7.8 | -8.9 | -21.1 | -26.1 | -1.1 | -3.3 | 10.6 | 10 | -1.7 | -3.2 | -16.1 | -23.3 | -3.3 | -5.6 | -3.9 | -10 | -13.7 | -16.3 | 3.9 | -10.4 | -4.8 | -9.2 | -3.3 | -4.4 | -8.2 | -11 | 0 | -1.8 | 1.1 | -3.9 | 0.6 | -4.4 | -3.9 | -4.4 | -6 | -8 | -0.6 | -1.7 | 5.6 | 0.5 | 3.3 | -4.4 | -10 | -12.8 | -18 | -23 | -0.4 | -2.5 | -0.4 | -1.4 | 1.7 | -1.1 | 3.3 | 0 | -7.2 | -11.1 | 2.8 | -3.3 | 3.3 | 1.1 | -1.1 | -6.7 | 1.1 | -5.6 | 1.7 | 1.7 | 1.7 | 0 | -6.1 | -10.6 | 2.8 | 2.8 | -18.9 | -20.5 | 8.9 | 0 | 0.6 | -5.2 | -11.7 | -15.6 | -1.7 | -6.2 | -7.8 | -10 | -12.8 | -17.1
-10 | -11 | -17.2 | -24.4 | -4.3 | -11.1 | -0.4 | -4 | -4.1 | -6.7 | 7.8 | 6.7 | 6 | 5 | 6.7 | 4.4 | 8.3 | 6.7 | 2.8 | 1.7 | 7.2 | 3.9 | 3.3 | 1.4 | -5 | -12.2 | -1.1 | -3.9 | 16 | 15 | 13.9 | 12.8 | 19.4 | 18.3 | 2.8 | 0.6 | 16.7 | 12.2 | -1.1 | -2.8 | 20 | 18.3 | -16.7 | -20.3 | 1.5 | -5.6 | -13.3 | -16.7 | -13.9 | -17.2 | -8.9 | -10.2 | -11.7 | -14.4 | 6.5 | 6.1 | 4.2 | 1.6 | -0.6 | -9.4 | -20 | -22 | 0 | 0 | -5.6 | -7.8 | -3.3 | -6.7 | -1.7 | -2.8 | -13.9 | -16.1 | -11.1 | -13.4 | -27.8 | -33.3 | -6.7 | -14.3 | 7.2 | -0.6 | -8.9 | -16.8 | -1.5 | -6.2 | -8.9 | -10.6 | -20 | -25.6 | -1.1 | -3.3 | 11.1 | 10.6 | -1.7 | -3.3 | -16.1 | -20.6 | -3.3 | -5.2 | -5.6 | -11.1 | -13.9 | -16.7 | 3.9 | -11.7 | -4.4 | -9.4 | -3.9 | -5 | -8.9 | -12.2 | 0 | -2.2 | 1.1 | -3.9 | 1.1 | -4.4 | -3.7 | -4.2 | -7 | -9 | -1.7 | -2.8 | 5.6 | 0.6 | 2.2 | -5 | -10 | -12.8 | -19 | -23 | -0.6 | -3.9 | 0 | -1.1 | 0.6 | -1.1 | 3.3 | -0.6 | -7.2 | -10.6 | 2.1 | -2.8 | 3.3 | 1 | -2.2 | -6.7 | 1.3 | -4.2 | 1.7 | 1.7 | 1.5 | 0 | -6.7 | -10.6 | 2.8 | 2.8 | -19.4 | -21.1 | 7.8 | 0.6 | 0.6 | -5.6 | -12.4 | -15.7 | -1.7 | -6.7 | -5.6 | -8.3 | -14.4 | -17.8
-10 | -11 | -16.7 | -23.3 | -4.6 | -11.4 | -0.7 | -4 | -3.9 | -7.2 | 7.8 | 7.2 | 6 | 4 | 7.2 | 4.5 | 8.9 | 6.1 | 1.7 | 1.1 | 6.7 | 3.7 | 2.2 | 1.4 | -5 | -11.7 | -1.1 | -4.4 | 14 | 13 | 13.7 | 12.8 | 18.9 | 17.8 | 0.9 | -1 | 16.1 | 11.7 | -1.1 | -2.8 | 20.6 | 18.3 | -17.2 | -21.1 | 1.7 | -5 | -14.4 | -17.8 | -14.4 | -17.8 | -9.4 | -10.5 | -12.1 | -14.3 | 6.3 | 6.2 | 5.2 | 1.9 | -1.1 | -10 | -20 | -23 | -0.7 | -0.7 | -6.1 | -8.1 | -3.3 | -6.7 | -1.1 | -2.2 | -13.7 | -15.7 | -11.1 | -13.2 | -26.1 | -32.2 | -6.1 | -13.5 | 6.7 | -0.6 | -8.3 | -16.2 | -1.3 | -6.2 | -9.4 | -10.6 | -20 | -25.6 | -1.1 | -3.3 | 10.6 | 10 | -1.7 | -3.1 | -16.1 | -20.6 | -3.3 | -5.2 | -6.1 | -11.1 | -13.2 | -15.9 | 4.1 | -9.9 | -3.9 | -8.7 | -4.4 | -5 | -9.3 | -13.3 | 0.4 | -1.9 | 1.1 | -3.9 | 0 | -4.4 | -3.5 | -4 | -7 | -10 | -2.2 | -3.3 | 5.4 | 0.7 | 1.7 | -6.7 | -10.6 | -13.3 | -20 | -24 | -1.1 | -4.4 | 0.2 | -0.8 | -0.6 | -2.2 | 2.8 | -0.6 | -7.2 | -10.6 | 1.3 | -2.8 | 3.3 | 0.7 | -2.8 | -7.8 | 1.5 | -3.9 | 0.6 | 0.6 | 1.3 | 0 | -7.2 | -10.6 | 3.3 | 3.3 | -19.6 | -21.5 | 10 | 0 | 0.8 | -4.1 | -13.2 | -16.3 | -1.1 | -5.8 | -6.7 | -9.4 | -16.1 | -18.9
-10 | -11 | -17.2 | -24.4 | -5 | -12.8 | -1.1 | -4.4 | -3.9 | -7.1 | 7.2 | 6.7 | 6 | 4 | 7.8 | 4.6 | 7.2 | 5 | 1.1 | 0 | 6.1 | 3.3 | 2.2 | 1.1 | -6.7 | -11.7 | -1.1 | -4.1 | 13 | 13 | 13.5 | 12.9 | 18.9 | 17.2 | -0.9 | -2.6 | 16.1 | 11.7 | -1.1 | -2.8 | 20 | 18.3 | -17.8 | -22.2 | 1.1 | -4 | -13.9 | -17.2 | -15 | -20.6 | -10 | -11.1 | -12.4 | -14.2 | 6.1 | 6.1 | 6.1 | 2.2 | -1.1 | -10 | -20 | -23 | -1.5 | -2 | -6.7 | -8.7 | -3.3 | -7.2 | -1.1 | -2.2 | -13.5 | -15.4 | -11.1 | -13.3 | -25.6 | -31.1 | -5.6 | -13.3 | 6.7 | -1.1 | -7.8 | -16.7 | -1.1 | -7.2 | -10.6 | -11.7 | -20 | -25.6 | -1.1 | -3.3 | 11.1 | 10.6 | -1.7 | -3.1 | -15.6 | -22.8 | -3.3 | -5.6 | -6.7 | -11.7 | -12.4 | -15.5 | 4.2 | -9.8 | -3.3 | -8.3 | -3.9 | -4.4 | -9.6 | -14.7 | 0.7 | -1.9 | 0.6 | -4.4 | -0.6 | -4.4 | -3.3 | -3.9 | -8 | -11 | -1.1 | -2.8 | 5.2 | 0.9 | 0.6 | -8.9 | -10.6 | -13.3 | -20 | -25 | -1.7 | -5.3 | 0.4 | -0.7 | -1.1 | -2.8 | 2.8 | -1.1 | -7.8 | -10.6 | 0.6 | -3.3 | 3.3 | 0.6 | -2.8 | -7.2 | 1.7 | -3.9 | 0 | 0 | 1.1 | 0 | -6.7 | -10.6 | 3.3 | 3.3 | -19.8 | -22.2 | 9.4 | 0 | 0.9 | -3.5 | -13.9 | -17.2 | -0.6 | -5.5 | -5.6 | -8.3 | -15.9 | -18.5
-8 | -10 | -17.2 | -23.3 | -4.4 | -11.7 | 0.6 | -3.7 | -3.9 | -7.4 | 6.1 | 5.6 | 4 | 3 | 8.3 | 4.4 | 7.8 | 5.6 | 1.1 | 0.6 | 5.6 | 2.8 | 3.3 | 2.2 | -6.7 | -11.7 | -1.1 | -4.1 | 13 | 13 | 13.3 | 12.8 | 18.3 | 17.2 | -2.8 | -4.4 | 15.6 | 11.7 | -0.6 | -2.2 | 20 | 18.3 | -17.8 | -21.8 | 0.6 | -3.6 | -13.9 | -16.7 | -14.4 | -20.6 | -10 | -11.3 | -12.8 | -14.4 | 7.8 | 7.7 | 7.8 | 2.9 | -1.7 | -10 | -20 | -23 | -2.2 | -3.3 | -7.2 | -9.4 | -3.3 | -6.7 | -1.1 | -2.2 | -13.3 | -15.6 | -11.1 | -13.3 | -25 | -30 | -4.7 | -11.7 | 6.7 | -1.1 | -6.7 | -15.1 | 0.2 | -5.9 | -10.6 | -11.7 | -20 | -26.1 | -1.7 | -3.3 | 14.4 | 14.4 | -1.7 | -3.3 | -15.6 | -16.7 | -4.1 | -6 | -6.7 | -11.7 | -11.7 | -15.6 | 4.4 | -10.6 | -2.8 | -8.9 | -4.4 | -4.4 | -10 | -17.2 | 1.1 | -2.2 | 0.6 | -4.4 | -1.1 | -5 | -2.8 | -3.3 | -8 | -11 | -2.2 | -3.9 | 5 | 1.1 | 0 | -7.8 | -10.6 | -12.8 | -21 | -26 | -2.2 | -6.7 | 0.6 | -0.6 | -3.9 | -5 | 2.2 | -1.1 | -7.2 | -10.6 | 1.3 | -2.8 | 6.5 | 3.3 | -3.3 | -7.8 | 2.4 | -2.9 | 0.6 | 0.6 | 2.2 | 1 | -5 | -10 | 3.9 | 3.9 | -20 | -23.3 | 7.2 | 2.2 | 1.1 | -3.3 | -13.9 | -16.9 | 0 | -6.1 | -4.4 | -7.2 | -15.8 | -18.6
-8 | -10 | -17.2 | -24.4 | -3.9 | -11.8 | 2.2 | -3.6 | -3.9 | -8.3 | 5.6 | 5 | 4 | 3 | 7.8 | 4.8 | 8.3 | 6.1 | 1.7 | 0.6 | 6.7 | 3.7 | 5 | 3.9 | -1.1 | -12.8 | -1.1 | -4.4 | 14 | 12 | 13.5 | 12.9 | 18.3 | 17.2 | 0.5 | -1.9 | 15.6 | 11.7 | -0.6 | -2.2 | 21.1 | 18.9 | -17.8 | -21.8 | 0 | -3.9 | -13.3 | -16.1 | -16.1 | -21.7 | -10 | -11.6 | -12.6 | -14.9 | 9.4 | 9 | 9.4 | 3.4 | -1.7 | -10 | -20 | -22 | -4.8 | -5.9 | -5.4 | -7.8 | -3.9 | -7.2 | -1.1 | -1.7 | -11.8 | -13.7 | -11.1 | -13.7 | -25 | -30.6 | -3.7 | -10.6 | 6.7 | -1.1 | -5.5 | -14.7 | 1.5 | -5.6 | -10.6 | -11.7 | -20 | -27.2 | -1.7 | -2.8 | 14.4 | 14.4 | -1.3 | -2.7 | -15 | -19.4 | -4.8 | -6.7 | -6.1 | -11.1 | -9.1 | -13.9 | 7 | -8.7 | 0.4 | -6.3 | -4.4 | -4.4 | -10.4 | -17.3 | 1.5 | -1.4 | 0.6 | -3.9 | -1.7 | -4.4 | -2.2 | -2.7 | -8 | -11 | -2.8 | -3.9 | 5.4 | 1.1 | -1.1 | -11.7 | -10 | -12.8 | -22 | -27 | -1.1 | -5.7 | 0.8 | -0.2 | -2.8 | -4.4 | 1.7 | -2.2 | -7.2 | -10 | 2.1 | -2.5 | 9.6 | 5.8 | -1.1 | -6.1 | 3.2 | -2.2 | 1.7 | 1.7 | 3.3 | 2.3 | -3.9 | -9.4 | 3.9 | 3.9 | -20.2 | -24.1 | 9.4 | 0 | 1.1 | -2.7 | -13.9 | -16.9 | 0.2 | -5.3 | -5 | -6.1 | -15.6 | -18.9
-8 | -10 | -18.3 | -24.4 | -3.3 | -12.8 | 3.9 | -4.4 | -3.3 | -7.6 | 7.8 | 6.7 | 4 | 3 | 7.2 | 4.9 | 11.1 | 5.6 | 5.6 | 3.9 | 7.8 | 4.4 | 10 | 5.6 | 2.2 | -12.2 | 1.5 | -3.5 | 15 | 13 | 13.7 | 12.8 | 18.3 | 17.2 | 3.9 | 0.2 | 18.3 | 11.7 | 0 | -1.7 | 23.9 | 20 | -17.8 | -22.2 | 0.2 | -3 | -12.2 | -15 | -16.1 | -22.2 | -10 | -12.2 | -12.4 | -15.4 | 11.1 | 10.6 | 11.1 | 3.9 | -1.7 | -10 | -20 | -22 | -7.4 | -8.7 | -3.5 | -6.4 | -3.9 | -6.7 | -1.1 | -1.7 | -10.4 | -12.3 | -11.1 | -14.4 | -23.3 | -28.9 | -2.8 | -10.6 | 7.2 | -1.1 | -4.4 | -15.6 | 2.8 | -6.1 | -10.6 | -12.8 | -20 | -27.2 | 0 | -1.7 | 15.6 | 15 | -1 | -2.4 | -15 | -21.7 | -5.6 | -7.8 | -3.9 | -11.7 | -6.5 | -12.7 | 9.6 | -8.4 | 3.5 | -5 | -4.4 | -5 | -10.7 | -18 | 1.8 | -1 | 1.1 | -3.3 | -0.6 | -3.9 | -1.7 | -2.2 | -8 | -12 | 0 | -1.7 | 5.7 | 1 | -1.1 | -10.6 | -6.7 | -10 | -23 | -29 | 0 | -5.1 | 0.9 | 0.2 | 1.7 | -2.2 | 2.2 | -2.2 | -6.7 | -9.4 | 2.8 | -2.8 | 12.8 | 8.3 | 4.4 | -5 | 3.9 | -2.2 | 3.3 | 3.3 | 4.4 | 3.3 | -3.9 | -8.9 | 3.9 | 3.9 | -20.4 | -25.6 | 8.9 | 2.2 | 1.1 | -2.5 | -13.9 | -17.2 | 0.4 | -5.3 | -5 | -6.1 | -13.9 | -17.7
-11 | -12 | -18.3 | -23.3 | -1.6 | -11.1 | 6.9 | -3.5 | -2.8 | -7.6 | 10.6 | 6.1 | 5 | 4 | 6.7 | 5 | 12.8 | 6.1 | 7.8 | 3.3 | 8.9 | 5 | 13.9 | 6.1 | 5 | -11.1 | 4.1 | -3.4 | 17 | 14 | 13.9 | 12.8 | 18.3 | 16.7 | 7.2 | 2.2 | 21.1 | 12.2 | 0 | -1.7 | 26.1 | 20 | -16.5 | -21 | 0.4 | -2.3 | -8.3 | -12.8 | -15.6 | -21.1 | -6.5 | -9.6 | -12.2 | -16.7 | 13.3 | 9.4 | 13.5 | 3.6 | -1.1 | -10 | -20 | -22 | -10 | -11.7 | -1.7 | -5.6 | -3.3 | -6.1 | 0 | -1.1 | -8.9 | -11.1 | -10.7 | -13.6 | -22.2 | -27.8 | -1.3 | -8.5 | 7.8 | -0.6 | -2.4 | -12.1 | 5.8 | -5.1 | -11.1 | -13.9 | -20 | -27.2 | 1.7 | -2.2 | 17.2 | 16.7 | -0.6 | -2.2 | -13.9 | -17.8 | -5.8 | -7.7 | -1.7 | -12.2 | -3.9 | -12.8 | 12.2 | -9.4 | 6.7 | -4.4 | -3.9 | -5 | -11.1 | -20 | 2.2 | -0.6 | 3.3 | -2.2 | 2.2 | -2.8 | 1.5 | -0.9 | -6 | -11 | 2.8 | 0.6 | 6.1 | 1.1 | -1.1 | -11.7 | -4.4 | -8.3 | -24 | -30 | 1.1 | -5.6 | 1.1 | 0.6 | 5 | -1.1 | 2.2 | -1.7 | -5 | -8.3 | 4.8 | -1.4 | 15.2 | 8.2 | 7.8 | -4.4 | 6.9 | -0.9 | 5.6 | 5.6 | 6.5 | 5 | -2.8 | -8.9 | 4.4 | 4.4 | -20.6 | -27.8 | 8.9 | 2.8 | 1.1 | -2.8 | -12.8 | -16.2 | 0.6 | -6.1 | -3.9 | -5.6 | -12.3 | -17.1
-11 | -13 | -17.2 | -22.2 | 0 | -11 | 9.8 | -3.4 | -2.2 | -8.3 | 12.2 | 5.6 | 6 | 4 | 6.7 | 5.7 | 15 | 6.1 | 9.4 | 3.3 | 10.4 | 5.6 | 16.7 | 4.4 | 7.8 | -10.6 | 6.7 | -4.4 | 17 | 14 | 14.3 | 12.9 | 17.2 | 15.6 | 10 | 2.6 | 23.3 | 12.2 | 0 | -1.1 | 27.2 | 20 | -15.2 | -20.1 | 0.6 | -2.2 | -5.6 | -10.6 | -13.9 | -20 | -2.9 | -7.2 | -11.5 | -15.4 | 15.6 | 7.1 | 15.9 | 2.3 | -0.6 | -11.1 | -19 | -22 | -11.3 | -12.6 | -1.3 | -4.9 | -2.8 | -7.2 | 0 | -1.7 | -8 | -10.4 | -10.4 | -13.3 | -18.9 | -24.4 | 0.2 | -7.3 | 9.4 | -0.6 | -0.3 | -9.6 | 8.7 | -5.6 | -10.6 | -12.2 | -18.9 | -26.7 | 4.4 | -1.7 | 18.3 | 17.2 | -0.4 | -1.8 | -12.8 | -17.8 | -5.9 | -7.9 | 1.1 | -12.2 | -3.2 | -9.7 | 13.1 | -8.3 | 8.2 | -2.9 | -3.3 | -4.4 | -10.7 | -18.7 | 2.4 | -0.6 | 5.6 | -1.1 | 5 | -1.7 | 4.6 | -0.2 | -5 | -8 | 5 | 0.6 | 6.3 | 1.8 | -0.6 | -11.7 | -2.2 | -8.3 | -23 | -30 | 2.8 | -4.9 | 1.5 | 0.9 | 6.7 | 0.6 | 3.3 | -1.1 | -4.4 | -8.3 | 6.9 | -0.7 | 17.6 | 7.4 | 10.6 | -3.9 | 9.8 | -0.6 | 10 | 7.2 | 8.5 | 6.3 | -2.2 | -9.4 | 5 | 5 | -20.4 | -27 | 9.4 | 3.9 | 1.8 | -3.2 | -11.7 | -15.6 | 0.4 | -4.8 | -2.2 | -5 | -10.6 | -17.2
-12 | -15 | -17.2 | -22.8 | 1.7 | -12.2 | 12.8 | -5 | -2 | -7.2 | 14.4 | 4.4 | 5 | 4 | 6.7 | 6.1 | 17.2 | 6.1 | 10.6 | 5 | 11.8 | 5.9 | 18.3 | 6.1 | 9.4 | -10.6 | 8.2 | -3.5 | 18 | 14 | 14.6 | 12.7 | 18.3 | 16.1 | 12.8 | 2.4 | 25 | 11.7 | 0 | -1.1 | 27.8 | 20.6 | -13.9 | -20 | 1 | -1.4 | -3.9 | -9.4 | -12.8 | -18.9 | 0.6 | -6.1 | -10.7 | -14.6 | 17.8 | 3.3 | 18.3 | 0.6 | 0 | -10.6 | -18 | -22 | -12.6 | -13.8 | -1 | -4.7 | -2.2 | -7.2 | 1.7 | -2.8 | -7 | -10 | -10 | -13.3 | -17.2 | -23.3 | 1.7 | -7.2 | 10 | 0 | 1.7 | -8.9 | 11.7 | -7.8 | -10 | -11.7 | -17.8 | -26.1 | 7.2 | -2.8 | 18.3 | 15.6 | -0.2 | -1.6 | -11.7 | -13.3 | -6.1 | -8.3 | 3.3 | -12.2 | -2.4 | -7.4 | 14.1 | -8.2 | 9.6 | -2.4 | -2.8 | -3.9 | -10.4 | -18.2 | 2.6 | -0.7 | 7.2 | -1.1 | 7.8 | 0.6 | 7.8 | 0 | -3 | -10 | 7.8 | 2.2 | 6.5 | 2.6 | -0.6 | -11.1 | 0 | -8.3 | -23 | -29 | 4.4 | -5 | 1.8 | 1.2 | 7.8 | 1.7 | 3.9 | -0.6 | -2.8 | -7.2 | 8.9 | 0 | 20 | 5.6 | 12.2 | -3.3 | 12.8 | -0.6 | 13.9 | 7.8 | 10.6 | 7.8 | -1.1 | -9.4 | 5.6 | 5.6 | -20.2 | -27 | 9.4 | 3.9 | 2.6 | -4.1 | -10.6 | -15.6 | 0.2 | -4.4 | -2.8 | -5.6 | -8.7 | -14.9
-13 | -15 | -18.3 | -23.3 | 2.8 | -10.9 | 13.5 | -5 | -1.9 | -7 | 15 | 2.8 | 6 | 4 | 6.7 | 6.7 | 17.2 | 8.9 | 11.7 | 5.6 | 13.3 | 6.1 | 20 | 5 | 10.6 | -9.4 | 9.6 | -3.5 | 18 | 15 | 15 | 12.8 | 20 | 16.7 | 15.6 | 1.1 | 26.1 | 11.7 | 0.6 | -1.1 | 27.2 | 20 | -12.8 | -18.7 | 1.3 | -1 | -3.9 | -9.4 | -12.2 | -17.8 | 2.4 | -4.4 | -10 | -14.4 | 18 | 5.3 | 18.9 | 1.9 | 1.1 | -10.6 | -17 | -22 | -13.9 | -15 | -0.6 | -5 | -2.2 | -6.1 | 2.8 | -1.1 | -6.1 | -10 | -9.3 | -12.5 | -16.1 | -21.7 | 2.2 | -5.9 | 11.1 | 0.6 | 3 | -7.2 | 11.9 | -6.7 | -10 | -11.1 | -17.2 | -25.6 | 10 | -3.3 | 17.8 | 15 | 0 | -1.7 | -10.6 | -11.7 | -6.8 | -8.9 | 4.4 | -12.2 | -1.7 | -6.1 | 15 | -8.9 | 11.1 | -1.7 | -2.2 | -3.9 | -10 | -18.9 | 2.8 | -1.1 | 8.3 | 0 | 10 | 1.1 | 9.3 | 0 | -3 | -7 | 10 | 1.1 | 6.7 | 3.3 | 0 | -12.8 | 2.2 | -8.3 | -22 | -28 | 6.1 | -6.1 | 2.2 | 1.7 | 8.9 | 2.2 | 4.4 | 0 | -0.6 | -6.1 | 8.7 | 0.1 | 20.4 | 6.4 | 13.3 | -2.2 | 14.1 | -0.3 | 15.6 | 8.3 | 11.5 | 8.7 | -0.6 | -9.4 | 6.1 | 2.2 | -20 | -27.8 | 8.9 | 5 | 3.3 | -6.1 | -10.2 | -15.3 | 0 | -4.4 | -2.8 | -5 | -6.9 | -13.4
-12 | -15 | -17.2 | -22.8 | 3.9 | -11.6 | 14.3 | -5.3 | -1.7 | -7.2 | 15.6 | 2.2 | 6 | 4 | 7.2 | 6.6 | 15 | 10 | 12.2 | 5.6 | 14.1 | 6 | 21.1 | 6.7 | 11.1 | -7.8 | 11.1 | -3.9 | 19 | 15 | 16.1 | 12.5 | 21.7 | 16.7 | 16.5 | 0.6 | 26.7 | 11.7 | 0.6 | -1.1 | 27.8 | 19.4 | -11.7 | -17.8 | 1.7 | -0.6 | -3.9 | -10.6 | -11.1 | -17.8 | 4.3 | -3.3 | -9.6 | -13.9 | 18.1 | 6.6 | 19.4 | 2.7 | 1.7 | -10 | -17 | -22 | -14.1 | -15.2 | -0.8 | -4.9 | -2.2 | -5.6 | 2.8 | -1.7 | -6.1 | -9.5 | -8.5 | -12 | -13.9 | -20 | 2.8 | -5.4 | 12.2 | 1.1 | 4.3 | -6.6 | 12 | -6.6 | -10.6 | -13.9 | -16.1 | -25 | 11.7 | -3.9 | 17.2 | 14.4 | 0 | -1.4 | -9.4 | -11.7 | -7.6 | -9.9 | 5 | -12.2 | -0.8 | -5.4 | 15.6 | -8.3 | 11.5 | -1.4 | -2.2 | -3.9 | -9.6 | -17.6 | 2.8 | -0.6 | 8.9 | 0 | 11.7 | 1.1 | 10.7 | -0.4 | -3 | -11 | 11.7 | 1.7 | 7.6 | 4.6 | -0.6 | -13.3 | 4.4 | -10 | -22 | -28 | 6.3 | -5.3 | 2.2 | 1.8 | 9.4 | 2.8 | 4.4 | 0 | 0 | -5 | 8.5 | 0 | 20.7 | 6.7 | 15 | -2.2 | 15.4 | -0.7 | 16.7 | 8.9 | 12.4 | 9.6 | -0.6 | -10 | 5 | -0.6 | -19.4 | -27.1 | 9.4 | 5 | 3.1 | -6.6 | -9.8 | -15.4 | 0.2 | -3.4 | -3.3 | -5.6 | -5 | -12.8
-12 | -15 | -16.7 | -22.8 | 5 | -13.3 | 15 | -7.2 | -1.5 | -6.4 | 15.6 | 2.2 | 6 | 4 | 7.8 | 6.8 | 15 | 10 | 13.9 | 5.6 | 14.8 | 5.6 | 21.1 | 7.8 | 12.2 | -8.9 | 11.1 | -3 | 19 | 15 | 17.2 | 12.1 | 21.7 | 16.7 | 17.4 | 0.1 | 27.2 | 11.1 | 0.6 | -1.1 | 27.2 | 18.9 | -10.6 | -17.8 | 2.1 | -0.4 | -3.3 | -12.2 | -10 | -16.7 | 6.1 | -2.8 | -9.3 | -13.9 | 18.3 | 8.3 | 20 | 3.9 | 1.7 | -10 | -16 | -22 | -14.2 | -15.6 | -0.9 | -5.1 | -2.2 | -5.6 | 3.9 | -0.6 | -6.1 | -9.5 | -7.8 | -12.2 | -12.2 | -18.3 | 3.3 | -5.6 | 12.2 | 1.1 | 5.6 | -7.2 | 12.2 | -7.2 | -10.6 | -12.2 | -16.7 | -25 | 12.8 | -3.9 | 15 | 12.2 | 0 | -1.4 | -8.9 | -11.7 | -8.3 | -11.1 | 6.1 | -12.2 | 0.2 | -5.3 | 16.1 | -8 | 11.8 | -1.5 | -1.7 | -3.9 | -9.3 | -17.8 | 2.8 | -0.3 | 9.4 | 0.6 | 13.3 | 1.7 | 12.2 | -1.1 | -3 | -8 | 12.8 | 0 | 8.5 | 6 | -1.1 | -12.2 | 5.6 | -11.1 | -22 | -28 | 6.5 | -5.4 | 2.2 | 2.1 | 10 | 3.3 | 5 | 0 | 1.7 | -4.4 | 8.3 | 0 | 21.1 | 7.2 | 16.1 | -4.4 | 16.7 | -1.1 | 16.7 | 8.9 | 13.3 | 10.6 | 0.6 | -10 | 4.4 | -1.1 | -18.9 | -27.3 | 10.6 | 6.1 | 3 | -7.4 | -9.4 | -16.7 | 0.4 | -2.8 | -3.3 | -5 | -5.4 | -11.8
-12 | -15 | -17.8 | -23.3 | 3.7 | -11.3 | 13.3 | -5.6 | -1.3 | -6.2 | 15.6 | 1.7 | 6 | 4 | 8.3 | 6.7 | 14.4 | 10.6 | 14.4 | 6.1 | 15.6 | 5 | 21.1 | 7.2 | 13.9 | -8.9 | 11.1 | -2.7 | 19 | 14 | 18.3 | 11.7 | 21.1 | 16.7 | 18.3 | -1.1 | 27.2 | 11.7 | 1.1 | -0.6 | 25.6 | 19.4 | -11 | -17.5 | 2.4 | -0.5 | -3.9 | -9.4 | -10 | -18.3 | 4.6 | -2.2 | -8.9 | -14.4 | 17 | 8.7 | 18.3 | 5.5 | 1.7 | -9.4 | -16 | -20 | -14.4 | -16.1 | -1.1 | -6.1 | -2.8 | -6.7 | 2.8 | -1.7 | -6.1 | -10 | -9.1 | -12.6 | -11.1 | -17.8 | 2.9 | -4.6 | 12.2 | 1.1 | 5.2 | -5.6 | 10.9 | -5.7 | -11.1 | -13.3 | -16.7 | -25.6 | 13.3 | -3.3 | 13.3 | 11.7 | 0 | -1.7 | -8.9 | -11.7 | -8.5 | -10.9 | 6.7 | -12.2 | 1.1 | -6.1 | 16.7 | -9.4 | 12.2 | -1.7 | -1.7 | -3.9 | -8.9 | -18.9 | 2.8 | 0 | 8.9 | 0.6 | 12.2 | 0.6 | 10.9 | -1 | -3 | -8 | 13.3 | 0.6 | 9.4 | 7.2 | -1.7 | -13.3 | 5.6 | -11.1 | -21 | -28 | 6.7 | -6.1 | 2.2 | 2.2 | 10.6 | 2.8 | 5 | -0.6 | 1.7 | -3.3 | 7.8 | 0 | 20.2 | 8.3 | 16.1 | -6.1 | 15.8 | 0.4 | 15.6 | 9.4 | 14.4 | 11 | 0.6 | -10 | 2.8 | -3.3 | -18.3 | -28.3 | 12.2 | 5.6 | 2.8 | -10 | -10.7 | -17 | 0.6 | -2.8 | -3.3 | -5.6 | -5.7 | -11.5
-14 | -16 | -18.9 | -25.6 | 2.4 | -10.9 | 11.7 | -5.1 | -1.1 | -6.7 | 15.6 | 1.7 | 5 | 4 | 7.6 | 6.1 | 13.9 | 10.6 | 13.3 | 6.1 | 14.5 | 5.1 | 16.7 | 9.9 | 8.3 | -3.9 | 11.1 | -2.8 | 19 | 13 | 17.2 | 11.9 | 20.6 | 16.1 | 15.3 | 2.8 | 26.1 | 11.7 | 1.1 | 0 | 26.7 | 19.4 | -11.3 | -17.8 | 2.8 | -0.6 | -4.4 | -8.9 | -10.6 | -18.3 | 3.2 | -1.9 | -9.5 | -14.3 | 15.7 | 8.9 | 16.7 | 6.8 | 1.1 | -9.4 | -16 | -20 | -15 | -16.5 | -1.5 | -5.9 | -3.3 | -7.2 | 0 | -3.3 | -7.4 | -11.1 | -10.4 | -13.6 | -11.1 | -17.2 | 2.6 | -4.1 | 11.1 | 1.1 | 4.8 | -5.2 | 9.6 | -5.2 | -12.8 | -13.9 | -17.2 | -25.6 | 12.8 | -3.9 | 13.3 | 11.7 | -0.2 | -1.5 | -8.9 | -13.3 | -8.7 | -11.1 | 6.1 | -12.2 | 0.7 | -4.9 | 14.7 | -8.3 | 11.1 | -2 | -5 | -7.8 | -9.3 | -18 | 2.8 | 0 | 8.9 | 0.6 | 11.1 | 0.6 | 9.6 | -1.5 | -4 | -8 | 12.2 | 1.1 | 8.3 | 6.5 | -2.8 | -15 | 5 | -11.1 | -22 | -29 | 5.4 | -5.5 | 2.4 | 2.4 | 9.4 | 2.2 | 5 | 0.6 | 0.6 | -3.9 | 7.2 | 0.2 | 19.2 | 8.9 | 15 | -6.7 | 14.8 | 1 | 13.3 | 10 | 15.6 | 11.8 | 0.6 | -10 | 2.2 | -3.9 | -19.6 | -28.3 | 12.2 | 5.6 | 1.7 | -8.5 | -12 | -18.1 | 1.1 | -1.9 | -3.9 | -6.1 | -6.1 | -12.2
-12 | -15 | -20.6 | -26.7 | 1.1 | -12.2 | 10 | -5.6 | -1.7 | -5.7 | 15 | 1.7 | 4 | 3 | 6.8 | 5.6 | 12.8 | 10.6 | 11.7 | 5.6 | 13.3 | 4.7 | 12.2 | 10 | 3.9 | -3.9 | 7.8 | -1 | 18 | 13 | 16.1 | 12.1 | 20.6 | 16.1 | 12.4 | 4.4 | 25 | 11.7 | 1.7 | 0 | 25 | 19.4 | -11.7 | -18.9 | 2.8 | -0.9 | -4.4 | -8.9 | -11.7 | -18.3 | 1.7 | -2.2 | -10 | -14.6 | 14.4 | 8.9 | 15 | 7.2 | 1.1 | -10 | -17 | -21 | -15.5 | -17 | -1.8 | -6.2 | -3.9 | -7.2 | -1.1 | -3.9 | -8.7 | -12.9 | -11.7 | -15 | -10 | -13.9 | 2.2 | -4.4 | 10 | 2.2 | 4.4 | -5.6 | 8.3 | -5.6 | -12.8 | -15.6 | -17.8 | -25.6 | 8.3 | -3.3 | 13.3 | 11.7 | -0.4 | -1.5 | -9.4 | -11.7 | -8.9 | -11.7 | 1.7 | -18.3 | 0.4 | -4.3 | 12.6 | -8.7 | 10 | -2.3 | -6.7 | -7.8 | -9.6 | -18.5 | 2.8 | 0 | 7.2 | 0.6 | 10 | 0 | 8.3 | -2.2 | -5 | -7 | 7.8 | 1.7 | 7.2 | 5.9 | -3.3 | -12.8 | 2.8 | -11.1 | -22 | -29 | 4.1 | -6 | 2.6 | 2.6 | 6.7 | 1.7 | 5 | -0.6 | 0 | -3.9 | 6.7 | 0 | 18.3 | 9.4 | 12.2 | -6.7 | 13.9 | 1.7 | 12.8 | 10 | 16.7 | 12.2 | 0.6 | -10 | 1.1 | -4.4 | -20.9 | -29.3 | 11.7 | 5.6 | 0.5 | -8.5 | -13.3 | -20 | 1.7 | -1.4 | -4.4 | -6.1 | -6.8 | -12
-11 | -13 | -19.4 | -25.6 | -0.4 | -9 | 8.7 | -4.9 | -2.2 | -5.4 | 14.4 | 2.2 | 4 | 1 | 6.1 | 5 | 12.2 | 10 | 8.3 | 5.6 | 12.2 | 4.4 | 8.3 | 7.2 | 3.3 | -4.4 | 4.4 | -1 | 16 | 13 | 15 | 12.2 | 20 | 16.1 | 9.4 | 5 | 23.3 | 12.8 | 1.7 | 0 | 24.4 | 18.9 | -11.7 | -17.8 | 2.8 | -1.4 | -5 | -9.4 | -12.8 | -18.3 | 0.6 | -2.3 | -10.6 | -15.6 | 13.9 | 10 | 13.7 | 7.9 | 0.6 | -10 | -18 | -21 | -16.1 | -17.8 | -2.2 | -7.2 | -4.4 | -7.2 | -1.1 | -4.4 | -10 | -15 | -10.8 | -13.6 | -10 | -12.8 | 1.8 | -3.8 | 9.4 | 0 | 4.4 | -4.5 | 7.6 | -4.5 | -12.8 | -15 | -18.3 | -26.7 | 5.6 | -2.8 | 12.2 | 10.6 | -0.6 | -1.7 | -10.6 | -11.7 | -8.9 | -11.4 | 0 | -17.8 | 0 | -4.4 | 10.6 | -10.6 | 8.9 | -3.3 | -6.7 | -7.8 | -10 | -20 | 2.8 | 0 | 6.7 | 0.6 | 7.8 | -0.6 | 6.3 | -1.8 | -5 | -7 | 6.1 | 1.1 | 6.1 | 5 | -3.9 | -15 | 2.2 | -11.1 | -22 | -28 | 2.8 | -7.2 | 2.8 | 2.8 | 4.4 | 1.1 | 5 | -0.6 | 0.6 | -3.3 | 5.4 | 0.1 | 17 | 9.7 | 10.6 | -6.1 | 13.2 | 2.1 | 12.2 | 10 | 15.9 | 12.3 | 0.6 | -10 | 0.6 | -7.2 | -22.2 | -31.1 | 11.1 | 5.6 | -0.6 | -9.4 | -14.6 | -20.1 | 2.2 | -1.1 | -5 | -6.7 | -7.6 | -12.6
-10 | -12 | -20.6 | -26.7 | -1.8 | -8.2 | 7.4 | -4.7 | -2.8 | -5.6 | 13.3 | 2.2 | 1 | 0 | 5.7 | 4.8 | 11.7 | 10 | 7.2 | 5.6 | 12 | 4 | 8.3 | 7.2 | 2.2 | -5 | 1.1 | -1.7 | 16 | 14 | 14.1 | 11.7 | 19.4 | 15.6 | 8.1 | 4.9 | 21.7 | 12.2 | 1.7 | 0.6 | 23.9 | 19.4 | -11.7 | -17.6 | 2.8 | -2.2 | -5 | -9.4 | -13.3 | -18.9 | -0.6 | -2.7 | -11.1 | -15 | 13.3 | 10.5 | 12.4 | 8.1 | 0.6 | -10 | -18 | -21 | -16.5 | -18.1 | -3.3 | -7 | -5 | -8.9 | -1.1 | -4.4 | -10.7 | -14.9 | -9.8 | -12.3 | -10 | -12.2 | 1.5 | -3.5 | 8.3 | 1.7 | 4.4 | -4.5 | 6.8 | -4.6 | -13.3 | -14.4 | -18.9 | -26.7 | 5.6 | -2.2 | 9.4 | 7.2 | -0.6 | -1.6 | -12.8 | -13.3 | -8.9 | -11.7 | -1.1 | -14.4 | 0.2 | -3.8 | 10.4 | -8.8 | 8.3 | -2.9 | -7.2 | -8.9 | -10 | -18.5 | 2.6 | 0 | 6.1 | 0.6 | 6.7 | -1.1 | 4.2 | -2.1 | -5 | -7 | 2.8 | -0.6 | 5.7 | 4.7 | -4.4 | -15 | 1.7 | -11.1 | -22 | -29 | 2.4 | -6.9 | 2.6 | 2.5 | 3.3 | 1.1 | 4.4 | -0.6 | 0.6 | -2.8 | 4.1 | 0.2 | 15.7 | 10.1 | 8.9 | -4.4 | 12.4 | 2.3 | 11.7 | 10 | 15.2 | 12.4 | 0.6 | -8.9 | 0 | -6.7 | -22.8 | -29.9 | 10.6 | 5.6 | -1.5 | -9.1 | -15.9 | -21 | 2.4 | -0.9 | -4.4 | -6.1 | -8.3 | -13.9
-11 | -12 | -21.7 | -27.8 | -3.3 | -8.3 | 6.1 | -5.6 | -2.6 | -4.9 | 13.3 | 2.2 | 3 | 2 | 5.4 | 4.7 | 11.7 | 10 | 6.1 | 5 | 11.9 | 3.9 | 6.7 | 5 | 2.8 | -6.1 | 1.3 | -1.7 | 15 | 14 | 13.1 | 11 | 18.3 | 15 | 6.9 | 4.9 | 20.6 | 12.2 | 2.2 | 0.6 | 23.3 | 19.4 | -11.7 | -17.8 | 1.9 | -3 | -4.4 | -9.4 | -13.9 | -20 | -1.7 | -3.3 | -11.7 | -15.1 | 12.8 | 11.1 | 11.1 | 8.3 | 0.6 | -10 | -17 | -20 | -16.8 | -18.6 | -4.5 | -7.5 | -6.7 | -10 | -1.7 | -5.6 | -11.5 | -15.6 | -8.9 | -11.7 | -9.4 | -12.2 | 1.1 | -3.9 | 8.3 | 0 | 4.4 | -5 | 6.1 | -5 | -13.9 | -15 | -19.4 | -27.2 | 2.8 | -1.7 | 8.9 | 2.8 | -0.6 | -1.6 | -12.8 | -13.3 | -8.9 | -12.2 | -1.7 | -12.8 | 0.4 | -3.6 | 10.2 | -8.9 | 7.8 | -3 | -7.8 | -9.4 | -10 | -18.2 | 2.4 | 0 | 5.6 | 0 | 6.7 | -1.1 | 2.2 | -2.8 | -6 | -8 | 1.1 | -1.1 | 5.4 | 4.2 | -5 | -15.6 | 0.6 | -10.6 | -21 | -28 | 2.1 | -7.1 | 2.4 | 2 | 0.6 | 0 | 3.9 | -0.6 | 0.6 | -2.2 | 2.8 | 0 | 14.4 | 10 | 4.4 | -1.7 | 11.7 | 2.2 | 11.1 | 10 | 14.4 | 12.2 | 1.1 | -8.3 | 0 | -7.8 | -23.3 | -29.2 | 10 | 5.6 | -2.4 | -9.6 | -17.2 | -22.2 | 2.6 | -0.9 | -4.4 | -6.1 | -8.1 | -13.6
-11 | -13 | -20.6 | -23.9 | -3.5 | -7.8 | 5.7 | -4.4 | -2.4 | -4.5 | 12.8 | 2.8 | 4 | 3 | 5 | 4.4 | 11.7 | 10 | 6.1 | 4.4 | 11.7 | 3.3 | 6.1 | 4 | 1.1 | -6.7 | 1.5 | -2.2 | 16 | 14 | 12.2 | 10.6 | 17.2 | 14.4 | 5.6 | 4.4 | 19.4 | 12.2 | 2.2 | 0.6 | 22.8 | 19.4 | -11.7 | -17.1 | 0.9 | -4.2 | -4.4 | -9.4 | -14.4 | -20.6 | -1.1 | -2.8 | -12.2 | -15.6 | 12.8 | 11.2 | 10.9 | 8.5 | 0.6 | -10 | -17 | -19 | -17.2 | -19.4 | -5.6 | -8.3 | -6.1 | -9.4 | -2.2 | -6.1 | -12.2 | -16.7 | -9.3 | -11.8 | -9.4 | -11.7 | 0.7 | -3.7 | 7.8 | -1.7 | 4.2 | -4 | 5.9 | -4 | -14.4 | -15.6 | -19.4 | -27.2 | 2.8 | -1.7 | 8.3 | 2.8 | -0.6 | -1.7 | -12.2 | -13.9 | -8.9 | -12 | -1.7 | -11.1 | 0.6 | -3.9 | 10 | -10 | 7.2 | -3.3 | -7.8 | -12.8 | -10 | -18.9 | 2.2 | 0 | 4.4 | -0.6 | 6.7 | -1.1 | 1.8 | -2.4 | -6 | -8 | 1.7 | -0.6 | 5 | 3.9 | -5.6 | -15.6 | 1.1 | -10.6 | -20 | -27 | 1.7 | -8.9 | 2.2 | 1.7 | -0.6 | -1.1 | 3.3 | -0.6 | 1.1 | -1.7 | 2.1 | -0.3 | 15.2 | 10.2 | 3.9 | -1.1 | 10.8 | 3.6 | 10 | 9.4 | 13.7 | 12 | 1.7 | -7.8 | -1.1 | -8.3 | -23.9 | -29.4 | 10 | 5 | -3.3 | -11.1 | -16.7 | -21.1 | 2.8 | -1.1 | -4.4 | -6.1 | -8 | -14.1
-11 | -13 | -23.3 | -28.9 | -3.7 | -8 | 5.4 | -4.2 | -2.2 | -4.4 | 12.8 | 2.8 | 5 | 2 | 5 | 4.3 | 11.7 | 10 | 5.6 | 3.9 | 10.4 | 3.7 | 5.6 | 3.7 | 1.1 | -7.8 | 1.7 | -2.8 | 16 | 14 | 11.5 | 9.8 | 17.2 | 13.9 | 3.7 | 2.7 | 19.4 | 12.8 | 2.2 | 0.6 | 22.2 | 18.9 | -11.7 | -16.9 | 0 | -6.1 | -4.4 | -10 | -15 | -21.1 | -0.6 | -2.4 | -12.9 | -15.3 | 12.8 | 11.2 | 10.8 | 8.9 | -0.6 | -8.3 | -16 | -19 | -18.9 | -20.1 | -5.6 | -7.9 | -6.1 | -10.6 | -2.8 | -5.6 | -12.6 | -16.5 | -9.6 | -12.4 | -9.4 | -11.7 | 0.4 | -3.7 | 7.2 | -1.7 | 4.1 | -3.6 | 5.8 | -3.6 | -16.1 | -17.2 | -19.4 | -27.2 | 1.1 | -2.2 | 6.7 | 1.7 | -0.6 | -1.6 | -12.8 | -13.9 | -8.9 | -12.1 | 0 | -11.7 | 1 | -3.6 | 8.5 | -8.8 | 5.7 | -3 | -8.9 | -13.3 | -10 | -17.6 | 2 | -0.5 | 2.2 | -1.1 | 6.1 | -1.1 | 1.5 | -2 | -6 | -9 | 0 | -2.2 | 5 | 3.8 | -6.1 | -15.6 | 0 | -11.1 | -19 | -23 | 0.9 | -7.6 | 2.2 | 1.8 | -1.7 | -1.7 | 2.2 | -0.6 | 0.6 | -0.6 | 1.3 | -0.5 | 15.9 | 10.5 | 3.3 | -1.1 | 9.8 | 4.4 | 10 | 9.4 | 12.9 | 11.5 | 2.2 | -7.2 | -1.7 | -7.8 | -23.9 | -28.6 | 8.9 | 4.4 | -3.9 | -10.6 | -16.1 | -20.2 | 2.8 | -0.9 | -4.4 | -6.7 | -7.8 | -15.6
-16 | -17 | -24.4 | -30.6 | -3.9 | -8.9 | 5 | -4.4 | -1.8 | -3.9 | 12.2 | 3.3 | 6 | 3 | 5 | 4.1 | 10.6 | 8.9 | 5.6 | 3.9 | 9.1 | 3.5 | 5 | 2.9 | 1.7 | -8.3 | 1.1 | -2.7 | 16 | 15 | 10.7 | 9 | 17.2 | 13.9 | 1.9 | 0.7 | 18.9 | 12.8 | 2.8 | 1.1 | 21.7 | 19.4 | -11.7 | -17.2 | -0.2 | -5.3 | -4.4 | -10 | -15.6 | -21.1 | 0 | -2.2 | -13.7 | -15.7 | 12.8 | 11.1 | 10.6 | 8.9 | -0.6 | -8.9 | -15 | -18 | -20.5 | -20.9 | -5.6 | -7.7 | -6.7 | -10.6 | -3.9 | -6.1 | -12.9 | -16.8 | -10 | -13.3 | -8.9 | -11.7 | 0 | -4.4 | 6.1 | -1.7 | 3.9 | -3.9 | 5.6 | -3.9 | -17.2 | -17.8 | -20 | -27.2 | 0 | -1.7 | 6.1 | 1.1 | -0.6 | -1.6 | -12.8 | -13.9 | -8.9 | -12.8 | -1.1 | -8.9 | 1.3 | -3.7 | 7.1 | -8.7 | 4.3 | -3.1 | -10 | -14.4 | -10 | -17.6 | 1.9 | -0.9 | 3.9 | -0.6 | 5 | -1.7 | 1.1 | -2.2 | -7 | -11 | -1.1 | -2.2 | 5 | 3.8 | -6.1 | -16.1 | 0 | -11.1 | -18 | -23 | 0.2 | -7.3 | 2.2 | 2.1 | -1.7 | -1.7 | 1.7 | -1.1 | 0.6 | 0 | 0.6 | -1.1 | 16.7 | 10.6 | 1.7 | -1.7 | 8.9 | 5 | 10 | 10 | 12.2 | 11.1 | 2.8 | -5.6 | -2.2 | -7.8 | -23.9 | -28.2 | 8.9 | 3.9 | -4.4 | -11 | -15.6 | -20 | 2.8 | -0.9 | -5 | -7.2 | -8 | -14.5
-16 | -18 | -24.4 | -29.4 | -4.3 | -8.9 | 5 | -3.8 | -1.5 | -3.7 | 12.8 | 2.2 | 5 | 3 | 5 | 3.9 | 10.6 | 8.9 | 5.6 | 4.4 | 7.8 | 3.3 | 4.4 | 3 | 1.7 | -9.4 | 0.6 | -2.8 | 16 | 16 | 10 | 8.3 | 16.7 | 13.9 | 0 | -1.1 | 18.3 | 12.8 | 2.8 | 1.1 | 21.1 | 18.9 | -11.3 | -16 | -0.4 | -5.5 | -5.6 | -9.4 | -15.6 | -21.1 | -0.2 | -2 | -14.4 | -16.1 | 12.2 | 11 | 10.2 | 9 | -0.6 | -8.3 | -14 | -17 | -22.2 | -23.1 | -5.6 | -7.8 | -7.2 | -11.1 | -3.9 | -6.7 | -13.3 | -17.8 | -10.6 | -13.4 | -8.9 | -11.7 | 0 | -3.8 | 5 | -1.7 | 3.7 | -2.8 | 5.4 | -3.7 | -16.7 | -17.2 | -20.6 | -27.8 | 0.6 | -1.1 | 5.6 | -0.6 | -0.6 | -1.7 | -13.3 | -14.4 | -10 | -13.2 | -2.2 | -10.6 | 1.7 | -4.4 | 5.6 | -10.6 | 2.8 | -3.9 | -11.1 | -15 | -10 | -18.3 | 1.7 | -1.7 | 2.2 | -1.7 | 4.4 | -2.2 | 1.3 | -1.7 | -8 | -11 | -1.7 | -2.8 | 5 | 3.9 | -7.2 | -16.7 | 0.6 | -11.1 | -18 | -23 | -0.6 | -8.3 | 2.2 | 2.2 | -2.2 | -2.8 | 2.2 | -0.6 | 1.1 | 0 | 0.4 | -0.9 | 15.9 | 10.9 | 1.7 | -1.1 | 8.5 | 5.6 | 10.6 | 10.6 | 12.4 | 11.5 | 3.9 | -2.8 | -2.2 | -9.4 | -23.9 | -28.3 | 8.9 | 3.9 | -5 | -12.2 | -15 | -19.1 | 2.8 | -1.1 | -5 | -7.8 | -8.1 | -14.4
-15 | -17 | -24.4 | -30.6 | -4.6 | -9.6 | 5 | -3.8 | -1.1 | -3.9 | 13.3 | 2.8 | 4 | 3 | 4.8 | 3.8 | 10.6 | 9.4 | 5.6 | 3.9 | 7.6 | 3.5 | 3.9 | 2.6 | 0.6 | -10 | 0 | -3.3 | 16 | 15 | 9.3 | 7.9 | 16.7 | 13.9 | -0.2 | -1.1 | 18.3 | 12.8 | 3.3 | 1.7 | 21.1 | 18.9 | -11 | -15.2 | -0.6 | -6.1 | -5.6 | -8.9 | -15.6 | -21.1 | -0.4 | -2.1 | -14.4 | -15.9 | 11.7 | 10.8 | 9.8 | 8.9 | -1.7 | -7.8 | -14 | -16 | -22.8 | -23.8 | -6 | -7.9 | -8.9 | -12.8 | -5 | -7.8 | -13.3 | -17.2 | -11.1 | -13.7 | -9.4 | -12.2 | 0 | -3.6 | 4.4 | -1.7 | 3.5 | -2 | 5.2 | -4.3 | -18.3 | -20 | -21.7 | -28.9 | 0.6 | -1.1 | 5 | -0.6 | -0.4 | -1.5 | -13.9 | -15.6 | -11.1 | -14.3 | -2.8 | -10.6 | 1.3 | -3.8 | 5 | -9.2 | 2.2 | -3.1 | -11.7 | -15.6 | -9.6 | -16.8 | 0.8 | -2.3 | 2.8 | -0.6 | 3.9 | -2.2 | 1.5 | -1.5 | -9 | -12 | -1.1 | -2.8 | 5.2 | 3.9 | -7.8 | -17.8 | 1.1 | -10.6 | -18 | -22 | -1.3 | -7.9 | 2.4 | 2.4 | -3.3 | -3.9 | 2.8 | 0 | 1.1 | 0.6 | 0.2 | -1 | 15.2 | 11 | 0.6 | -1.7 | 8.2 | 6.4 | 10 | 10 | 12.6 | 11.9 | 2.2 | -1.1 | -3.3 | -9.4 | -22.4 | -26.9 | 8.9 | 2.8 | -5.6 | -11.2 | -14.5 | -18.8 | 2.6 | -0.7 | -5.6 | -8.9 | -8.3 | -15
-15 | -17 | -25 | -28.9 | -5 | -11.1 | 5 | -4.4 | -1.1 | -3.6 | 11.7 | 2.8 | 2 | 1 | 4.6 | 3.6 | 8.9 | 7.8 | 5.6 | 3.9 | 7.4 | 3.5 | 3.3 | 2.2 | -2.8 | -7.8 | 0 | -3 | 16 | 15 | 8.5 | 7.6 | 16.7 | 13.9 | -0.4 | -1 | 18.3 | 12.8 | 3.9 | 2.8 | 20.6 | 18.3 | -10.6 | -15 | -1.1 | -5.7 | -5.6 | -8.3 | -15.6 | -21.1 | -0.6 | -2.2 | -14.4 | -15.9 | 11.1 | 10.6 | 9.4 | 8.9 | -2.2 | -7.8 | -13 | -16 | -23.3 | -24.5 | -6.3 | -7.9 | -10.6 | -16.1 | -5.6 | -8.3 | -13.3 | -17.2 | -11.7 | -14.4 | -10 | -12.8 | 0 | -3.9 | 3.9 | -1.7 | 3.3 | -1.7 | 5 | -5.6 | -22.8 | -24.4 | -22.2 | -30 | 1.1 | -0.6 | 4.4 | -2.8 | -0.2 | -1.5 | -13.9 | -16.1 | -12.2 | -15.6 | -2.8 | -11.7 | 1 | -3.7 | 4.5 | -9.2 | 1.7 | -3 | -11.7 | -16.1 | -9.3 | -16.3 | -0.2 | -3.5 | 2.2 | -1.1 | 3.9 | -2.2 | 1.7 | -1.7 | -10 | -13 | -2.8 | -5 | 5.4 | 3.9 | -7.8 | -17.8 | 0.6 | -10.6 | -17 | -25 | -2.1 | -8.3 | 2.6 | 2.6 | -3.3 | -3.9 | 2.8 | 0 | 1.1 | 0.6 | 0 | -1.1 | 14.4 | 11.1 | 0 | -1.7 | 7.8 | 6.7 | 10.6 | 10.6 | 12.8 | 12.2 | 1.1 | -1.1 | -3.3 | -9.4 | -20.9 | -25.8 | 8.3 | 1.7 | -6.1 | -11.2 | -13.9 | -18.9 | 2.4 | -0.6 | -8.3 | -12.2 | -8.9 | -14.2
-15 | -17 | -21.7 | -25.6 | -5.4 | -10 | 4.6 | -3.4 | -1.1 | -3.9 | 8.3 | 3.3 | 1 | 0 | 4.4 | 3.3 | 9.4 | 8.3 | 5 | 3.9 | 7.2 | 3.3 | 2.2 | 1.4 | -3.3 | -6.7 | 0 | -3 | 16 | 15 | 7.8 | 7.2 | 16.1 | 13.9 | -0.6 | -1.1 | 18.3 | 12.8 | 6.7 | 5.6 | 20.6 | 18.9 | -10.6 | -14.1 | -1.7 | -5.9 | -5 | -7.8 | -16.1 | -21.7 | -1.7 | -2.8 | -14.4 | -16.1 | 10.9 | 10.5 | 9.2 | 8.6 | -3.3 | -7.8 | -11 | -13 | -23.9 | -25.2 | -6.7 | -8.3 | -12.8 | -17.2 | -6.1 | -7.8 | -13.3 | -17.8 | -11.9 | -14.4 | -10 | -12.8 | -1.3 | -4.1 | 2.2 | -1.7 | 2.8 | -1 | 4.8 | -4.7 | -18.9 | -19.4 | -23.3 | -30.6 | 1.7 | -0.6 | 3.9 | -2.8 | 0 | -1.7 | -13.9 | -16.7 | -12.9 | -15.9 | -2.2 | -12.2 | 0.6 | -4.4 | 3.9 | -10.6 | 1.1 | -3.3 | -13.3 | -16.7 | -8.9 | -16.7 | -1.1 | -5 | 2.2 | -1.1 | 4.4 | -2.2 | 1.5 | -1.5 | -11 | -13 | -2.8 | -4.4 | 5.6 | 3.9 | -8.3 | -16.7 | 0.6 | -10.6 | -17 | -23 | -2.8 | -9.4 | 2.8 | 2.8 | -2.2 | -2.8 | 2.8 | 0 | 0.6 | 0.6 | 0.2 | -1.2 | 14.4 | 11.4 | -0.6 | -2.8 | 7.4 | 6.5 | 11.1 | 11.1 | 12.8 | 12.4 | 0.6 | -1.7 | -3.3 | -9.4 | -19.4 | -25.6 | 7.2 | 1.1 | -6.7 | -11.7 | -13.7 | -18.2 | 2.2 | -0.6 | -8.9 | -12.8 | -9.4 | -14.4
-15 | -16 | -23.3 | -27.8 | -5.7 | -9.8 | 4.3 | -3.1 | -1.1 | -4.4 | 10 | 3.3 | 0 | 0 | 4.4 | 3.2 | 8.9 | 7.8 | 5 | 3.3 | 7 | 3.3 | 2.2 | 1.4 | -3.3 | -7.2 | 0 | -3.3 | 17 | 16 | 6.9 | 6.3 | 16.7 | 13.9 | -0.4 | -1 | 18.3 | 12.8 | 7.2 | 6.1 | 20.6 | 18.3 | -10.6 | -13.5 | -2.2 | -6.7 | -5 | -7.8 | -16.1 | -21.7 | -2.8 | -3.7 | -14.6 | -16 | 10.8 | 10.7 | 9.1 | 8.5 | -2.8 | -7.2 | -10 | -12 | -24.3 | -26.3 | -7.4 | -8.9 | -12.8 | -18.9 | -6.1 | -8.9 | -13.9 | -17.3 | -12 | -14.5 | -10 | -12.8 | -2.6 | -4.7 | 2.2 | -1.7 | 2.2 | -0.8 | 4.6 | -4.4 | -18.3 | -20 | -24.4 | -31.1 | 1.7 | -0.6 | 3.3 | -2.8 | 0.2 | -1.2 | -13.9 | -17.2 | -13.7 | -16.7 | -3.9 | -10.6 | 0.2 | -4.4 | 3.2 | -9 | 1.5 | -2.2 | -13.9 | -17.2 | -8.7 | -15.1 | -1.7 | -5.1 | 1.7 | -1.1 | 3.9 | -2.2 | 1.3 | -1.7 | -11 | -15 | -2.8 | -3.9 | 5.2 | 3.7 | -8.3 | -17.2 | 1.1 | -10.6 | -17 | -23 | -3.3 | -8.8 | 3.3 | 3.3 | -2.2 | -2.2 | 3.3 | -0.6 | 1.1 | 1.1 | 0.4 | -1.6 | 14.4 | 11.6 | -1.1 | -2.2 | 7.1 | 6.4 | 11.1 | 11.1 | 12.8 | 12.7 | 0 | -3.3 | -4.4 | -8.9 | -18.1 | -24.1 | 7.2 | 0.6 | -7.1 | -11.3 | -13.5 | -18 | 2.4 | -0.3 | -7.8 | -12.2 | -10 | -15
-15 | -17 | -21.1 | -26.7 | -6.1 | -10 | 3.9 | -3.3 | -1.1 | -4.1 | 6.7 | 2.8 | 0 | 0 | 4.4 | 2.9 | 8.9 | 7.8 | 4.4 | 3.3 | 6.9 | 3 | 2.2 | 1.1 | -3.9 | -7.8 | -0.2 | -3.2 | 17 | 16 | 5.9 | 5.3 | 17.2 | 14.4 | -0.2 | -1.1 | 17.8 | 13.3 | 7.2 | 6.1 | 20 | 17.8 | -10.6 | -13.3 | -2.9 | -6.4 | -5.6 | -8.3 | -16.1 | -22.2 | -3.9 | -4.4 | -14.8 | -15.9 | 10.6 | 10.6 | 8.9 | 8.3 | -2.8 | -6.7 | -11 | -13 | -24.6 | -27.8 | -8.2 | -9.6 | -13.9 | -20 | -6.7 | -8.3 | -14.4 | -17.2 | -12.2 | -15 | -10 | -12.8 | -3.9 | -5.6 | 1.7 | -2.2 | 1.7 | -0.6 | 4.4 | -5 | -20 | -20.6 | -26.1 | -32.2 | 1.1 | -1.1 | 2.8 | -3.3 | 0.4 | -1.1 | -13.9 | -17.8 | -14.4 | -17.8 | -6.1 | -11.1 | -0.2 | -5.1 | 2.4 | -9 | 1.8 | -1.6 | -13.9 | -17.8 | -8.5 | -14.8 | -2.2 | -5.6 | 1.7 | -1.1 | 3.3 | -1.7 | 1.1 | -2.2 | -12 | -16 | -3.9 | -5 | 4.8 | 3.5 | -8.9 | -18.9 | 0.6 | -10.6 | -16 | -23 | -3.9 | -9.1 | 3.9 | 3.9 | -1.1 | -1.1 | 3.3 | 0 | 1.7 | 1.1 | 0.6 | -2.2 | 14.4 | 11.7 | -1.1 | -2.2 | 6.7 | 6.1 | 10.6 | 10.6 | 12.8 | 12.8 | -1.7 | -6.1 | -4.4 | -8.9 | -16.9 | -23.7 | 5.6 | 0.6 | -7.4 | -11.4 | -13.3 | -18.3 | 2.6 | -0.1 | -7.2 | -10.6 | -9.6 | -14.7
-14 | -16 | -20 | -25 | -4.4 | -9 | 4.3 | -2.1 | -1.1 | -4.1 | 6.7 | 2.8 | -1 | -1 | 4.4 | 2.8 | 8.9 | 7.2 | 5 | 4.4 | 6.7 | 2.8 | 2.2 | 1.1 | -5.6 | -7.8 | -0.4 | -3.4 | 17 | 16 | 5 | 4.4 | 16.7 | 15 | 0 | -1.1 | 18.3 | 13.3 | 8.3 | 7.2 | 20 | 17.8 | -10 | -12.6 | -3.7 | -6.9 | -5 | -8.3 | -16.1 | -22.2 | -3.9 | -4.4 | -15 | -16.1 | 12.4 | 11.8 | 11.1 | 10.2 | -2.2 | -6.1 | -12 | -14 | -25 | -28.9 | -8.9 | -10.6 | -15 | -20 | -6.7 | -7.8 | -15 | -17.8 | -12.2 | -14.8 | -10 | -12.8 | -2.2 | -4 | 1.7 | -2.2 | 2.6 | -0.3 | 5.3 | -4 | -19.4 | -21.7 | -25.6 | -32.2 | 0 | -2.2 | 2.8 | -3.9 | 0.6 | -1.1 | -13.9 | -17.8 | -13.7 | -16.8 | -6.7 | -11.7 | -0.6 | -6.7 | 1.7 | -10 | 2.2 | -1.1 | -13.9 | -18.3 | -8.3 | -15 | -2.8 | -6.7 | 1.7 | -1.1 | 2.2 | -3.3 | 2 | -1.6 | -13 | -16 | -3.9 | -5.6 | 4.4 | 3.3 | -9.4 | -18.9 | 0 | -10.6 | -15 | -22 | -4.4 | -10 | 4.4 | 4.4 | -0.6 | -1.1 | 3.3 | -0.6 | 1.7 | 1.7 | 0.8 | -1.8 | 15.7 | 12.3 | -2.2 | -2.8 | 7.1 | 6.7 | 10.6 | 10.6 | 13.2 | 13.1 | -2.2 | -6.7 | -3.9 | -9.4 | -15.6 | -23.9 | 5.6 | 0 | -7.8 | -12.2 | -12.8 | -17.6 | 2.8 | 0 | -8.3 | -11.7 | -9.3 | -15
-12 | -14 | -18.3 | -23.3 | -2.8 | -8.6 | 4.6 | -1.6 | -1.1 | -4.4 | 6.1 | 2.2 | 0 | -1 | 5.2 | 2.9 | 8.9 | 7.8 | 3.9 | 3.9 | 8 | 4 | 5 | 1.7 | -2.8 | -7.2 | -0.6 | -3.9 | 17 | 16 | 7.2 | 4.7 | 19.4 | 15.6 | 2.8 | 1.6 | 17.8 | 13.9 | 7.2 | 4.4 | 20.6 | 17.8 | -9.5 | -12.3 | -4.4 | -7.8 | -5 | -8.3 | -16.1 | -21.7 | -3.9 | -4.4 | -13.5 | -14.8 | 14.3 | 12.9 | 13.4 | 12.2 | -2.8 | -6.7 | -13 | -16 | -23 | -27.5 | -6.7 | -8.7 | -15 | -20 | -6.7 | -8.9 | -15 | -17.8 | -12.2 | -15.1 | -9.4 | -12.8 | -0.6 | -2.8 | 2.2 | -2.2 | 3.5 | -0.1 | 6.3 | -3.7 | -20.6 | -22.8 | -27.2 | -33.3 | 0 | -1.7 | 2.8 | -3.9 | 0.6 | -0.9 | -13.3 | -17.8 | -12.9 | -16.2 | -6.7 | -13.3 | 0.5 | -5.3 | 4.7 | -8.1 | 3.1 | -0.3 | -15.6 | -18.3 | -7.2 | -12.9 | -2.6 | -6.9 | 1.1 | -1.1 | 1.1 | -3.9 | 3 | -1.2 | -14 | -16 | -3.3 | -3.9 | 5 | 3.7 | -9.4 | -18.3 | 0 | -10.6 | -15 | -22 | -2.7 | -9.2 | 6.3 | 6.2 | -0.6 | -1.1 | 3.3 | 0.6 | 1.7 | 1.7 | 0.9 | -1.9 | 17 | 13 | 0 | -1.1 | 7.4 | 7.3 | 10.6 | 10 | 13.5 | 13.1 | -2.2 | -7.2 | -3.9 | -8.9 | -14.7 | -21.8 | 6.7 | 1.1 | -5.9 | -11 | -12.2 | -17.4 | 3.2 | 0.6 | -7.8 | -11.7 | -8.9 | -16.1
-12 | -15 | -17.8 | -22.8 | -1.1 | -9.4 | 5 | -1.1 | -0.4 | -4.2 | 8.9 | 2.8 | 2 | 1 | 5.9 | 2.7 | 10.6 | 8.3 | 5 | 4.4 | 9.3 | 5.5 | 13.3 | 5 | 1.1 | -8.9 | 2 | -2.9 | 17 | 15 | 9.5 | 4.9 | 20.6 | 15.6 | 5.5 | 4.5 | 19.4 | 14.4 | 7.8 | 3.9 | 22.8 | 19.4 | -8.9 | -12.2 | -2.9 | -6.4 | -5 | -8.3 | -14.4 | -20 | -3.9 | -4.4 | -12.1 | -13.8 | 16.1 | 13.9 | 15.6 | 13.9 | -1.7 | -5.6 | -14 | -16 | -20.9 | -26.6 | -4.4 | -7.1 | -13.9 | -20 | -6.7 | -9.4 | -15 | -18.1 | -12.2 | -15.6 | -9.4 | -12.2 | 1.1 | -1.7 | 2.2 | -2.2 | 4.4 | 0 | 7.2 | -3.9 | -20.6 | -22.8 | -25 | -32.2 | 4.4 | 0 | 3.9 | -3.3 | 0.6 | -0.9 | -12.8 | -17.2 | -12.2 | -16.1 | -5.6 | -12.8 | 1.7 | -4.8 | 7.6 | -7.5 | 4.1 | 0.4 | -13.9 | -18.9 | -6.1 | -11.5 | -2.4 | -8 | 2.8 | 0 | 4.4 | -1.7 | 3.9 | -1.1 | -14 | -17 | -1.7 | -1.7 | 5.5 | 4 | -8.3 | -18.9 | 2.2 | -10 | -14 | -21 | -1.1 | -9.7 | 8.1 | 7.7 | 1.7 | -1.7 | 3.9 | 0.6 | 1.7 | 1.7 | 1.1 | -2.2 | 18.3 | 13.3 | 2.8 | 0 | 7.8 | 7.8 | 12.2 | 10.6 | 13.9 | 13.3 | 0 | -7.2 | -2.2 | -8.3 | -13.7 | -20.5 | 6.7 | 1.1 | -4.1 | -10.8 | -11.7 | -17.8 | 3.5 | 1.2 | -5.6 | -10.6 | -8 | -14.5
-11 | -13 | -18.9 | -25.6 | 1.1 | -8.5 | 4.8 | 0.4 | 0.4 | -4.4 | 11.7 | 2.2 | 3 | 2 | 6.7 | 2.8 | 12.8 | 8.3 | 6.7 | 5.6 | 10.6 | 6.7 | 17.8 | 4.4 | 2.2 | -10 | 4.6 | -2.4 | 18 | 14 | 11.7 | 4.4 | 21.1 | 15 | 8.3 | 7.2 | 22.8 | 15.6 | 8.9 | 5 | 26.1 | 18.9 | -6.9 | -9.9 | -1.5 | -5.5 | -4.4 | -8.3 | -11.7 | -20 | -2.2 | -3.6 | -10.6 | -12.8 | 17.6 | 14.5 | 17.6 | 14.1 | -1.1 | -4.4 | -14 | -17 | -18.9 | -26.7 | -2.2 | -6.1 | -13.3 | -18.9 | -4.4 | -8.9 | -15 | -18.9 | -11.8 | -15.1 | -8.9 | -12.2 | 3.3 | -1.6 | 3.9 | -2.2 | 6.1 | -0.2 | 8.7 | -3.4 | -20.6 | -21.7 | -23.3 | -30 | 8.3 | 0.6 | 3.9 | -4.4 | 0.6 | -1.1 | -12.8 | -17.2 | -10.7 | -14.6 | -2.2 | -11.7 | 2.8 | -5 | 10.6 | -8.9 | 5 | 1.1 | -12.8 | -19.4 | -5 | -11.1 | -2.2 | -10 | 3.3 | -0.6 | 7.2 | -1.1 | 6.5 | -0.2 | -14 | -17 | 1.1 | 0.6 | 6.1 | 4.4 | -7.2 | -18.9 | 4.4 | -9.4 | -14 | -20 | 0.6 | -11.7 | 10 | 9.4 | 6.1 | 2.8 | 4.4 | 1.1 | 2.8 | 2.2 | 3.3 | -2 | 20.2 | 13.7 | 4.4 | 0 | 9.5 | 8.5 | 15 | 12.2 | 13.9 | 12.5 | 0.6 | -8.3 | -0.6 | -8.9 | -12.8 | -20 | 7.2 | 1.1 | -2.2 | -11.7 | -10.6 | -16.4 | 3.9 | 1.7 | -4.4 | -10 | -7 | -13.3
-10 | -12 | -17.8 | -22.8 | 3.4 | -8.8 | 4.6 | 1.6 | 1.1 | -5.6 | 13.3 | 2.2 | 4 | 3 | 6.5 | 3.7 | 14.4 | 9.4 | 8.3 | 6.7 | 11.3 | 6.9 | 20 | 0.6 | 2.2 | -8.9 | 7.2 | -2.8 | 19 | 12 | 13.7 | 3.8 | 21.7 | 15 | 12.2 | 9.1 | 25 | 16.1 | 10.6 | 3.9 | 27.2 | 19.4 | -4.8 | -7.7 | 0 | -5.6 | -4.4 | -8.3 | -10 | -18.9 | -0.6 | -3 | -8.9 | -11.7 | 19.1 | 14.8 | 19.7 | 13.9 | -1.1 | -4.4 | -14 | -18 | -18 | -24.3 | -1.5 | -5.9 | -11.7 | -18.3 | -3.9 | -8.3 | -14.6 | -18.6 | -11.5 | -15.1 | -8.3 | -12.2 | 5.6 | -1.8 | 7.2 | -0.6 | 7.7 | -0.7 | 10.2 | -3.1 | -19.4 | -21.1 | -21.7 | -30 | 10 | -2.8 | 4.4 | -3.9 | 1.9 | 0.6 | -12.8 | -17.8 | -9.3 | -13.6 | 0 | -12.8 | 3 | -4.3 | 12.4 | -7.2 | 5.9 | 1.4 | -11.1 | -18.9 | -3.5 | -9.4 | -1.8 | -8.4 | 3.9 | -0.6 | 10 | 1.1 | 9.1 | 0.5 | -12 | -16 | 5 | 0.6 | 7 | 4.5 | -6.1 | -18.9 | 6.1 | -7.2 | -13 | -19 | 1.9 | -10.3 | 12.4 | 11.3 | 8.9 | 2.8 | 5.6 | 1.1 | 3.9 | 3.3 | 5.6 | -2.2 | 22 | 13.7 | 6.7 | 0 | 11.1 | 9.1 | 17.8 | 13.3 | 13.9 | 11.5 | 2.2 | -8.9 | -0.6 | -8.9 | -11.9 | -18.6 | 7.8 | 2.2 | -1.7 | -10.9 | -9.4 | -15.6 | 5.2 | 2.7 | -2.2 | -8.3 | -6.1 | -13.3
-8 | -10 | -17.2 | -23.3 | 5.6 | -11.7 | 4.4 | 2.8 | 1.7 | -5.2 | 15.6 | 2.8 | 4 | 3 | 6.3 | 4.3 | 15 | 10 | 10.6 | 7.8 | 12.1 | 7.2 | 22 | 1.1 | 2.2 | -8.3 | 8.7 | -2.3 | 19 | 12 | 15.8 | 2.6 | 22.2 | 14.4 | 16.1 | 10.4 | 26.1 | 16.7 | 10.6 | 3.3 | 28.3 | 18.9 | -2.8 | -6.1 | 1.1 | -4.9 | -3.9 | -8.3 | -7.2 | -15 | 1.1 | -2.8 | -7.3 | -11.2 | 20.6 | 15 | 21.7 | 13.3 | -0.6 | -4.4 | -13 | -18 | -17 | -22.9 | -0.7 | -6 | -11.7 | -19.4 | -2.2 | -6.7 | -14.3 | -18.7 | -11.1 | -15.6 | -8.3 | -12.2 | 7.8 | -3.3 | 8.3 | -1.7 | 9.4 | -1.7 | 11.7 | -3.9 | -18.3 | -20.6 | -20.6 | -27.8 | 13.3 | -6.1 | 4.4 | -3.9 | 3.1 | 2.2 | -12.2 | -17.2 | -7.8 | -13.3 | 2.2 | -12.2 | 3.1 | -4.7 | 14.3 | -6.9 | 6.9 | 2 | -9.4 | -18.3 | -2.1 | -8.7 | -1.5 | -8.1 | 4.4 | -1.1 | 12.8 | 1.7 | 11.7 | 0.6 | -12 | -17 | 7.8 | 1.7 | 8 | 4.6 | -5 | -18.3 | 7.8 | -6.1 | -11 | -18 | 3.1 | -10.7 | 14.8 | 13.2 | 10.6 | 3.9 | 7.2 | 2.2 | 3.3 | 3.3 | 7.8 | -3.9 | 23.9 | 13.3 | 9.4 | -1.1 | 12.8 | 9.4 | 20.6 | 13.9 | 13.9 | 10.6 | 2.8 | -9.4 | -0.6 | -8.3 | -10.9 | -17.6 | 8.3 | 3.3 | -1.1 | -11.2 | -8.3 | -15.6 | 6.5 | 3.7 | -1.7 | -8.9 | -4.6 | -11
-7 | -11 | -16.7 | -21.7 | 6.9 | -10 | 5.2 | 3.4 | 2.2 | -5.7 | 15.6 | 2.2 | 6 | 4 | 6.1 | 5 | 15 | 10 | 10.6 | 7.2 | 12.8 | 7.2 | 23.9 | 1.7 | 1.7 | -8.3 | 10.2 | -1.9 | 18 | 11 | 17.8 | 0.6 | 21.7 | 13.9 | 20 | 11.1 | 24.4 | 16.7 | 12.8 | 4.4 | 28.3 | 19.4 | -1.9 | -5 | 2.2 | -5.4 | -3.9 | -8.3 | -5.6 | -11.1 | 2.4 | -1.9 | -5.6 | -11.1 | 20.8 | 14.9 | 22.4 | 13 | -0.6 | -4.4 | -13 | -18 | -16.1 | -22.2 | 0 | -7.2 | -11.1 | -19.4 | -2.2 | -6.1 | -13.9 | -19.4 | -10.7 | -14.8 | -7.8 | -12.2 | 8.7 | -3.7 | 8.9 | -2.8 | 10.5 | -1.4 | 11.9 | -3.4 | -17.2 | -19.4 | -19.4 | -27.8 | 15.6 | -5.6 | 5.6 | -3.9 | 4.4 | 3.9 | -11.7 | -17.2 | -7.1 | -12.1 | 2.8 | -12.2 | 3.3 | -5.6 | 16.1 | -7.8 | 7.8 | 2.2 | -9.4 | -17.8 | -0.6 | -8.9 | -1.1 | -8.3 | 5.6 | -1.1 | 13.9 | 1.7 | 12.8 | 1.8 | -12 | -18 | 8.9 | 2.2 | 8.9 | 4.4 | -3.9 | -18.9 | 9.4 | -4.4 | -12 | -17 | 4.4 | -12.2 | 17.2 | 15 | 12.2 | 5 | 10 | 5 | 3.9 | 3.3 | 8.7 | -3.7 | 23.5 | 13.7 | 12.2 | -5 | 13.3 | 9.6 | 19.4 | 15 | 15.4 | 10.8 | 3.3 | -9.4 | 0.6 | -8.9 | -10 | -17.8 | 9.4 | 3.3 | -0.6 | -13.3 | -7.9 | -14.6 | 7.8 | 4.4 | -0.6 | -10 | -3.2 | -9.9
-6 | -11 | -15.6 | -20.6 | 8.1 | -9.6 | 5.9 | 3.9 | 2.8 | -7.2 | 16.7 | 2.2 | 6 | 4 | 5.7 | 4.8 | 15 | 10 | 11.1 | 7.2 | 13 | 7.9 | 23.3 | -2.8 | 1.7 | -7.2 | 11.7 | -2.2 | 17 | 11 | 17.4 | 1.8 | 21.1 | 13.9 | 20.2 | 11.7 | 23.3 | 16.7 | 13.3 | 3.3 | 28.3 | 18.3 | -0.9 | -4.2 | 3.3 | -6.7 | -3.9 | -8.3 | -2.8 | -12.2 | 3.7 | -1.1 | -4.5 | -9.5 | 20.9 | 14.8 | 23.2 | 12.8 | -0.6 | -3.3 | -13 | -17 | -15.2 | -20.3 | 0 | -6.7 | -11.1 | -18.3 | -0.6 | -3.3 | -13.3 | -18.1 | -10.4 | -14.7 | -7.2 | -11.7 | 9.7 | -4.8 | 10 | -2.8 | 11.7 | -1.6 | 12 | -3.3 | -16.1 | -17.2 | -18.3 | -26.7 | 17.2 | -2.8 | 4.4 | -4.4 | 5.7 | 5.1 | -11.7 | -17.2 | -6.3 | -11.5 | 3.3 | -12.2 | 2.8 | -3.7 | 17 | -6.6 | 8.5 | 1.9 | -8.9 | -17.2 | -0.2 | -7 | -1.3 | -7.7 | 5.6 | -1.1 | 15 | 2.2 | 13.9 | 2.5 | -12 | -18 | 10 | 1.7 | 8.7 | 4.9 | -3.3 | -17.2 | 10.6 | -4.4 | -8 | -15 | 4.8 | -11.3 | 17.9 | 14.6 | 13.3 | 6.1 | 11.1 | 6.1 | 4.4 | 3.9 | 9.7 | -4.1 | 23.2 | 13.7 | 13.9 | -8.3 | 13.9 | 10 | 16.1 | 14.4 | 16.8 | 10.7 | 2.2 | -10 | 1.7 | -8.3 | -9.1 | -15.5 | 10.6 | 2.2 | 0 | -11.6 | -7.6 | -14.3 | 7.8 | 4.9 | -0.6 | -10.6 | -1.7 | -9.4
-6 | -12 | -15.6 | -21.1 | 9.4 | -10.6 | 6.7 | 4.4 | 2.6 | -6.2 | 17.8 | 2.2 | 6 | 4 | 5.4 | 4.7 | 14.4 | 9.4 | 11.7 | 7.2 | 13.1 | 8.4 | 23.3 | -0.6 | 1.7 | -7.8 | 11.3 | -1 | 16 | 10 | 17.1 | 3.1 | 21.7 | 13.3 | 20.4 | 11.9 | 22.8 | 16.7 | 14.4 | 2.8 | 28.3 | 18.3 | 0 | -3.9 | 3.3 | -6.4 | -3.9 | -8.3 | -1.1 | -10 | 5 | -0.6 | -3.3 | -8.1 | 21.1 | 14.4 | 23.9 | 12.2 | -0.6 | -3.9 | -13 | -18 | -14.2 | -19 | 0 | -6.7 | -11.1 | -18.9 | -0.6 | -5.6 | -12.8 | -17.3 | -10 | -15 | -7.2 | -11.1 | 10.6 | -7.2 | 10.6 | -3.9 | 12.8 | -2.2 | 12.2 | -3.9 | -15.6 | -17.8 | -17.2 | -26.1 | 17.8 | -1.7 | 4.4 | -4.4 | 7 | 6.4 | -12.2 | -17.2 | -5.6 | -11.7 | 3.3 | -11.7 | 2.2 | -3.1 | 18 | -7.3 | 9.3 | 1.7 | -8.9 | -18.3 | 0.2 | -6.1 | -1.5 | -7.9 | 4.4 | -1.7 | 14.4 | 2.2 | 15 | 3.3 | -12 | -18 | 10 | 2.2 | 8.5 | 5.3 | -2.8 | -17.2 | 10.6 | -4.4 | -7 | -16 | 5.2 | -11.8 | 18.7 | 14 | 15 | 6.7 | 12.8 | 7.2 | 5 | 3.9 | 10.6 | -5.6 | 22.8 | 13.9 | 13.9 | -9.4 | 14.4 | 10 | 15 | 13.9 | 18.3 | 10.6 | 2.8 | -10 | 2.8 | -8.9 | -8.1 | -14 | 10.6 | 2.2 | 0.5 | -11.8 | -7.2 | -15 | 7.8 | 5.3 | -0.6 | -11.1 | -1.7 | -8.3
-6 | -11 | -15.6 | -22.8 | 8.5 | -9.3 | 6.7 | 4.7 | 2.4 | -6.4 | 17.8 | 2.2 | 6 | 4 | 5 | 4.4 | 14.4 | 9.4 | 12.8 | 7.2 | 13.3 | 8.9 | 21.1 | 0 | 1.7 | -6.7 | 11 | -0.1 | 16 | 9 | 16.7 | 3.9 | 21.1 | 13.3 | 20.6 | 12.2 | 21.7 | 16.7 | 15 | 2.2 | 27.2 | 18.3 | 0 | -3.4 | 3.3 | -6.7 | -3.9 | -8.3 | -1.1 | -9.4 | 4.3 | -0.3 | -2.2 | -7.8 | 20 | 14.4 | 22 | 12.6 | -0.6 | -3.9 | -13 | -17 | -13.3 | -18.3 | 0 | -7.8 | -10.6 | -18.3 | 0 | -8.3 | -12.2 | -17.2 | -10.7 | -15.8 | -7.2 | -11.7 | 10 | -6.8 | 10.6 | -5.6 | 9.8 | -1.1 | 11.7 | -2.9 | -15 | -18.9 | -16.7 | -25.6 | 16.7 | 0 | 3.9 | -3.9 | 8.3 | 7.8 | -12.2 | -16.7 | -6.7 | -11.8 | 3.3 | -11.7 | 1.7 | -2.8 | 18.9 | -8.3 | 10 | 1.1 | -8.9 | -18.3 | 0.6 | -6.1 | -1.7 | -8.9 | 4.4 | -2.2 | 13.3 | 1.7 | 13.9 | 3.7 | -13 | -20 | 10.6 | 2.8 | 8.3 | 5.6 | -2.8 | -17.8 | 11.1 | -3.9 | -5 | -10 | 5.6 | -13.9 | 19.4 | 13.3 | 13.9 | 7.2 | 13.3 | 7.8 | 5 | 4.4 | 10 | -4.9 | 22.1 | 14 | 14.4 | -10 | 14.4 | 10.1 | 14.4 | 13.9 | 17.8 | 10.5 | 2.2 | -9.4 | 1.1 | -9.4 | -7.2 | -13.3 | 9.4 | 3.3 | 1.1 | -13.3 | -7 | -13.7 | 7.8 | 5.6 | -1.1 | -10.6 | -1.7 | -8.3
-7 | -9 | -15.6 | -23.3 | 7.6 | -8.7 | 6.7 | 4.9 | 2.2 | -7.2 | 17.2 | 3.3 | 6 | 4 | 4.6 | 4 | 13.3 | 10 | 11.7 | 6.7 | 12.8 | 8.5 | 19.4 | 0.6 | 0.6 | -7.2 | 10.6 | 0.6 | 15 | 9 | 15.4 | 5.6 | 20.6 | 12.2 | 18.7 | 12.3 | 21.1 | 16.7 | 15 | 0.6 | 26.1 | 18.3 | 0 | -3.4 | 3.3 | -8.3 | -3.9 | -8.3 | -0.6 | -8.3 | 3.5 | -0.1 | -2.6 | -7.1 | 18.9 | 14.2 | 20.2 | 12.5 | -0.6 | -3.9 | -13 | -18 | -13.1 | -17.4 | -1.5 | -7.9 | -10.6 | -18.9 | -1.1 | -8.9 | -12.8 | -17.3 | -11.5 | -17.2 | -7.2 | -11.7 | 9.5 | -6.8 | 10 | -7.8 | 6.9 | -0.9 | 11.1 | -2.4 | -17.2 | -20 | -17.8 | -26.1 | 16.7 | 2.8 | 3.9 | -3.3 | 8.1 | 7.5 | -13.3 | -17.8 | -7.8 | -12.6 | 4.4 | -10.6 | 0.6 | -3.2 | 16.5 | -7.7 | 8.9 | 1.1 | -9.4 | -16.7 | 0.8 | -4.6 | -2.8 | -7.5 | 2.8 | -2.8 | 12.8 | 1.1 | 12.8 | 3.5 | -14 | -20 | 9.4 | 3.3 | 8.1 | 5.2 | -3.3 | -18.3 | 10 | -3.9 | -2 | -6 | 4.1 | -11 | 17 | 12.2 | 12.8 | 6.1 | 12.8 | 7.8 | 4.4 | 4.4 | 9.5 | -4.6 | 21.3 | 14 | 14.4 | -9.4 | 14.4 | 10.1 | 15 | 13.3 | 17.2 | 9.9 | 2.2 | -8.9 | 0 | -11.1 | -6.8 | -12.4 | 8.9 | 3.9 | -0.4 | -10 | -6.9 | -13.6 | 7.6 | 5.6 | -2.8 | -10.6 | -1.7 | -8.9
-7 | -10 | -16.1 | -23.3 | 6.7 | -10 | 6.7 | 5 | 0.2 | -6.7 | 16.7 | 2.8 | 6 | 3 | 4.3 | 3.7 | 12.8 | 10 | 11.1 | 6.7 | 12.2 | 7.7 | 16.1 | -0.6 | 0 | -6.7 | 9.8 | 0.1 | 14 | 8 | 14.1 | 6.5 | 20.6 | 12.8 | 16.9 | 12.3 | 17.8 | 15 | 12.2 | 0 | 25 | 18.3 | 0 | -3.9 | 2.2 | -7.1 | -3.9 | -8.3 | -1.7 | -8.3 | 2.8 | 0 | -2.9 | -7.1 | 17.8 | 13.9 | 18.3 | 12.2 | -0.6 | -4.4 | -15 | -19 | -13 | -17 | -2.9 | -8.8 | -11.7 | -20 | -2.2 | -8.9 | -13.3 | -18.1 | -12.2 | -19.4 | -7.2 | -12.2 | 8.9 | -8.3 | 8.3 | -7.8 | 3.9 | -1.7 | 10.6 | -2.2 | -20.6 | -22.8 | -19.4 | -27.8 | 12.8 | 3.3 | 3.3 | -2.8 | 8 | 7.4 | -15.6 | -19.4 | -8.9 | -13.9 | 1.1 | -11.1 | -0.6 | -4.5 | 14.1 | -7.6 | 7.8 | 0.7 | -12.8 | -17.2 | 0.9 | -4 | -3.9 | -7.1 | 1.7 | -3.3 | 11.7 | 0.6 | 11.7 | 3.3 | -15 | -20 | 7.2 | 3.3 | 8 | 4.8 | -3.9 | -18.3 | 7.8 | -4.4 | 0 | -3 | 2.6 | -10.4 | 14.6 | 10.8 | 8.9 | 5 | 11.7 | 7.8 | 3.9 | 3.9 | 8.9 | -5.6 | 20.6 | 13.9 | 10 | -8.3 | 14.4 | 10 | 14.4 | 12.8 | 16.7 | 9.4 | 1.7 | -8.9 | -1.1 | -11.7 | -6.5 | -12.1 | 8.9 | 3.3 | -1.8 | -9.2 | -6.7 | -13.9 | 7.4 | 5.6 | -5.6 | -11.1 | -3 | -9.5
-8 | -10 | -16.1 | -22.8 | 4.8 | -6.5 | 7.4 | 5.6 | -1.9 | -7.3 | 12.2 | 3.9 | 6 | 4 | 3.9 | 3.3 | 12.8 | 10 | 8.9 | 6.1 | 11.7 | 7.2 | 12.2 | 1.7 | -0.6 | -7.2 | 9.1 | -0.2 | 14 | 9 | 12.8 | 7.2 | 20.6 | 13.3 | 15 | 11.7 | 17.2 | 15 | 11.7 | -1.7 | 23.9 | 18.3 | -1.3 | -4.1 | 1.1 | -7.2 | -3.9 | -8.3 | -1.7 | -8.3 | 1.9 | -0.4 | -3.3 | -7.8 | 17.1 | 14 | 17.6 | 12.7 | -0.6 | -5 | -13 | -18 | -12.8 | -17.2 | -4.4 | -10.6 | -12.8 | -20.6 | -3.9 | -8.3 | -13.9 | -19.4 | -13.3 | -19.5 | -7.2 | -12.8 | 7.2 | -7.1 | 7.8 | -7.2 | 3.9 | -0.6 | 9.8 | -1.9 | -20.6 | -22.2 | -20.6 | -28.3 | 11.7 | 4.4 | 2.8 | -2.8 | 7.8 | 7.2 | -16.1 | -20 | -8.7 | -13 | -1.1 | -10.6 | -1.7 | -6.1 | 11.7 | -9.4 | 6.7 | 0.6 | -14.4 | -16.1 | 1.1 | -3.9 | -5 | -7.2 | 1.7 | -3.3 | 9.4 | 1.1 | 10.2 | 4.1 | -16 | -20 | 7.8 | 3.3 | 7.8 | 4.4 | -5 | -17.2 | 5.6 | -4.4 | -2 | -5 | 1.1 | -11.1 | 12.2 | 9.4 | 6.7 | 4.4 | 10.6 | 7.2 | 3.3 | 3.3 | 6.3 | -4.7 | 20 | 14.2 | 6.7 | -8.3 | 14.2 | 10.5 | 12.8 | 12.2 | 14.3 | 9.1 | 0 | -5.6 | -2.8 | -12.8 | -6.1 | -12.8 | 8.9 | 3.3 | -3.3 | -9.4 | -7.1 | -12.9 | 7.2 | 5.6 | -5.6 | -11.1 | -4.3 | -10.9
-7 | -10 | -15.6 | -22.2 | 3 | -5.4 | 8.2 | 6.2 | -3.9 | -8.9 | 15 | 3.9 | 4 | 3 | 3.5 | 3.1 | 12.2 | 9.4 | 7.8 | 5.6 | 11.5 | 8 | 7.8 | 1.1 | -2.2 | -6.7 | 8.3 | -0.6 | 14 | 9 | 11.1 | 7.3 | 20 | 12.2 | 13.7 | 11.6 | 17.8 | 15.6 | 8.9 | -1.1 | 23.3 | 18.9 | -2.6 | -4.7 | 0 | -8.3 | -3.9 | -8.3 | -1.1 | -7.8 | 0.9 | -0.9 | -2.8 | -7 | 16.3 | 14 | 16.8 | 13.2 | -1.7 | -5 | -13 | -17 | -12.8 | -15.9 | -5 | -10.3 | -13.9 | -21.1 | -5 | -7.8 | -14.3 | -18.7 | -14.5 | -20.7 | -7.8 | -13.3 | 5.6 | -7.1 | 6.7 | -5.6 | 3.9 | 0.2 | 9.1 | -1.7 | -21.1 | -22.8 | -21.1 | -28.3 | 10 | 4.4 | 2.8 | -2.2 | 7.4 | 6.7 | -17.2 | -21.1 | -8.5 | -12.5 | -1.7 | -10.6 | -1.7 | -5.7 | 10.8 | -8.4 | 6.5 | 0.6 | -18.3 | -20 | 1.1 | -3 | -5.4 | -6.7 | 1.1 | -3.3 | 8.3 | 1.7 | 8.7 | 4.3 | -17 | -21 | 6.1 | 2.8 | 7.6 | 4.2 | -5.6 | -16.7 | 4.4 | -4.4 | -3 | -5 | -0.4 | -8.3 | 10.4 | 8.2 | 6.1 | 3.9 | 9.4 | 7.2 | 2.8 | 2.2 | 3.7 | -5.1 | 19.5 | 14.6 | 4.4 | -8.3 | 14.1 | 10.7 | 10.6 | 10 | 11.8 | 8.1 | 0 | -5.6 | -3.9 | -13.3 | -5.7 | -11.3 | 8.9 | 2.8 | -4.2 | -9 | -7.4 | -12.6 | 7.2 | 5.5 | -7.8 | -12.8 | -5.6 | -13.3
-7 | -9 | -15 | -21.1 | 1.1 | -5.6 | 8.9 | 6.7 | -5.6 | -9.2 | 13.9 | 3.9 | 6 | 4 | 3.2 | 3.1 | 12.2 | 10 | 7.2 | 5.6 | 11.3 | 8.9 | 6.1 | 0 | -2.8 | -6.1 | 7 | -0.4 | 14 | 10 | 9.5 | 7.1 | 19.4 | 12.2 | 12.4 | 11.5 | 17.8 | 15.6 | 7.2 | -2.2 | 23.3 | 18.9 | -3.9 | -5.6 | -0.9 | -7.7 | -3.9 | -7.8 | -0.6 | -7.2 | 0 | -1.7 | -2.2 | -6.7 | 15.6 | 13.9 | 16.1 | 13.3 | -1.7 | -6.7 | -14 | -18 | -12.8 | -15.4 | -5.5 | -10.6 | -13.9 | -21.1 | -5.6 | -8.9 | -14.6 | -18.6 | -15.6 | -22.2 | -8.3 | -13.9 | 3.9 | -8.3 | 5 | -5 | 3.9 | 1.1 | 8.3 | -2.2 | -21.1 | -23.3 | -21.1 | -28.3 | 10 | 6.1 | 3.3 | -3.3 | 7.1 | 6.2 | -18.3 | -22.2 | -8.3 | -12.8 | -2.2 | -10 | -1.7 | -5.9 | 9.8 | -8.7 | 6.3 | 0.6 | -16.7 | -18.3 | 1.1 | -2.7 | -5.7 | -6.7 | 0.6 | -3.9 | 7.2 | 1.1 | 7.2 | 4.4 | -17 | -21 | 5 | 2.2 | 7.4 | 4 | -6.1 | -16.7 | 4.4 | -4.4 | -5 | -8 | -1.8 | -7.2 | 8.5 | 7 | 6.1 | 3.3 | 9.4 | 7.2 | 2.2 | 1.7 | 1.1 | -6.7 | 18.9 | 14.4 | 4.4 | -8.3 | 13.9 | 11.1 | 10.6 | 10 | 9.4 | 7.2 | -1.1 | -6.1 | -4.4 | -12.8 | -5.4 | -10.9 | 9.4 | 2.2 | -5.2 | -9.6 | -7.8 | -12.8 | 7.2 | 5.5 | -9.4 | -13.9 | -5.2 | -12
-7 | -10 | -14.4 | -19.4 | 2.6 | -5.3 | 8.7 | 6.9 | -7.2 | -10.2 | 11.7 | 3.3 | 6 | 4 | 2.8 | 2.8 | 12.2 | 9.4 | 6.7 | 5.6 | 11.1 | 9.4 | 4.4 | -0.7 | -2.8 | -7.2 | 5.7 | -0.5 | 14 | 10 | 7.8 | 6.7 | 19.4 | 11.7 | 11.1 | 11.1 | 17.8 | 15.6 | 6.7 | -1.7 | 22.2 | 18.9 | -3.9 | -5.3 | -1.9 | -8.1 | -3.9 | -7.8 | -0.6 | -6.7 | -0.7 | -2 | -1.7 | -7.2 | 15.6 | 13.8 | 15.7 | 13 | -2.2 | -7.2 | -15 | -18 | -12.8 | -15 | -6.1 | -11.7 | -15.6 | -22.2 | -6.1 | -9.4 | -15 | -18.9 | -16.5 | -22.2 | -8.3 | -13.9 | 2.8 | -6.6 | 1.1 | -4.4 | 3.3 | 0.8 | 8.9 | -1.6 | -21.1 | -23.3 | -21.7 | -28.3 | 8.9 | 4.4 | 3.3 | -2.8 | 6.7 | 5.6 | -19.4 | -22.2 | -9.2 | -13 | -3.3 | -10.6 | -1.7 | -6.7 | 8.9 | -10 | 6.1 | 0.6 | -15.6 | -17.2 | 1.1 | -2.8 | -6.1 | -6.7 | 1.1 | -3.3 | 6.7 | 0.6 | 7 | 4.5 | -17 | -22 | 4.4 | 2.2 | 7.2 | 3.9 | -7.2 | -14.4 | 3.3 | -4.4 | -7 | -10 | -3.3 | -7.2 | 6.7 | 5.6 | 6.1 | 2.2 | 8.9 | 6.7 | 1.7 | 1.1 | 0.2 | -5.7 | 18.7 | 14.6 | 2.8 | -8.9 | 13.7 | 11.4 | 9.4 | 8.9 | 9.2 | 6.3 | -2.2 | -6.1 | -5 | -11.7 | -5 | -11.1 | 9.4 | 2.2 | -6.1 | -10.6 | -7.8 | -12.1 | 7.2 | 5.6 | -10 | -15 | -4.8 | -11.6
-8 | -10 | -13.9 | -18.3 | 4.1 | -6 | 8.5 | 7.1 | -8.9 | -11.7 | 11.1 | 3.9 | 5 | 4 | 2.8 | 2.7 | 11.1 | 8.9 | 6.7 | 5.6 | 11.3 | 9.8 | 5 | -0.9 | -3.9 | -7.2 | 4.4 | -0.6 | 14 | 10 | 8.2 | 7.2 | 18.9 | 11.1 | 9.6 | 9.5 | 17.2 | 15.6 | 6.7 | -1.7 | 21.7 | 18.3 | -3.9 | -5 | -2.8 | -9.4 | -3.9 | -7.2 | -0.6 | -5 | -1.5 | -2.6 | -1.3 | -6.2 | 15.6 | 13.7 | 15.4 | 12.7 | -2.8 | -7.2 | -14 | -17 | -12.4 | -14.5 | -6.7 | -11.2 | -14.4 | -21.1 | -5 | -7.2 | -14.6 | -18.1 | -17.4 | -23.1 | -8.3 | -13.9 | 1.7 | -6.1 | 1.1 | -4.4 | 2.8 | 0.8 | 9.4 | -1.7 | -21.7 | -25.6 | -21.1 | -28.3 | 5.6 | 2.8 | 2.8 | -1.1 | 4.3 | 3.3 | -18.3 | -21.7 | -10.2 | -14.1 | -3.9 | -10.6 | -1.7 | -6.1 | 7.8 | -8.9 | 5.5 | 0.4 | -13.9 | -15.6 | 0.9 | -2 | -6.1 | -6.9 | 1.1 | -3.3 | 6.7 | 0 | 6.9 | 4.6 | -18 | -23 | 4.4 | 2.2 | 7 | 3.6 | -7.2 | -15 | 3.3 | -4.4 | -9 | -11 | -3.7 | -6.9 | 5.6 | 4.6 | 6.1 | 2.8 | 9.4 | 6.7 | 1.1 | 0.6 | -0.8 | -5.9 | 18.5 | 14.4 | 1.7 | -9.4 | 13.5 | 11.9 | 6.7 | 6.7 | 9.1 | 5.5 | -2.8 | -6.7 | -5.6 | -12.8 | -4.6 | -9.9 | 9.4 | 2.2 | -6.3 | -10.9 | -7.8 | -12 | 7 | 5.5 | -10.6 | -15 | -4.4 | -12.2
-8 | -10 | -13.9 | -20.6 | 5.6 | -8.3 | 8.3 | 7.2 | -10 | -12.4 | 11.7 | 3.9 | 5 | 4 | 2.8 | 2.4 | 11.1 | 8.9 | 7.2 | 6.7 | 11.5 | 9.9 | 6.1 | -1.5 | -3.9 | -7.8 | 5.3 | -0.6 | 14 | 10 | 8.5 | 7.5 | 18.9 | 11.1 | 8.2 | 7.8 | 17.8 | 15 | 5.6 | -2.2 | 21.7 | 18.9 | -3.9 | -5 | -3.3 | -8.5 | -4.4 | -7.2 | -0.6 | -2.8 | -2.2 | -3.3 | -1 | -5.9 | 15.6 | 13.3 | 15 | 12.2 | -2.8 | -7.8 | -14 | -17 | -12.1 | -14 | -7.2 | -11.6 | -15 | -21.1 | -3.9 | -6.1 | -14.3 | -17.7 | -18.3 | -24.4 | -8.9 | -14.4 | 0.6 | -6.7 | -0.6 | -3.9 | 2.2 | 0.6 | 10 | -1.7 | -19.4 | -21.7 | -21.1 | -27.8 | 3.9 | 2.8 | 2.8 | -1.1 | 1.8 | 0.6 | -20 | -22.8 | -11.1 | -15.6 | -4.4 | -9.4 | -1.7 | -6.1 | 6.7 | -9 | 5 | 0.2 | -16.7 | -18.3 | 0.8 | -1.7 | -6.1 | -7.2 | 1.1 | -2.8 | 6.7 | 0 | 6.7 | 4.4 | -19 | -23 | 4.4 | 2.2 | 6.9 | 3.5 | -6.7 | -13.9 | 3.3 | -4.4 | -10 | -12 | -4 | -6.7 | 4.4 | 3.4 | 5 | 1.1 | 7.8 | 2.2 | 1.1 | 0.6 | -1.7 | -6.7 | 18.3 | 14.4 | -1.7 | -9.4 | 13.3 | 12.2 | 5.6 | 5.6 | 8.9 | 4.4 | -3.9 | -6.7 | -6.7 | -13.3 | -4.3 | -9.6 | 8.9 | 1.7 | -6.5 | -11.6 | -7.8 | -12.2 | 6.9 | 5.7 | -8.9 | -13.9 | -5.5 | -11.7
-4 | -7 | -13.3 | -18.9 | 6 | -7.4 | 8.3 | 7.4 | -11.1 | -13.6 | 8.9 | 3.3 | 4 | 3 | 2.8 | 2.2 | 10.6 | 8.3 | 6.7 | 5.6 | 11.7 | 10 | 5 | -1.4 | -5 | -8.3 | 6.3 | -0.8 | 13 | 7 | 8.9 | 7.8 | 19.4 | 11.7 | 6.7 | 6.1 | 17.8 | 15 | 5.6 | -2.8 | 21.1 | 17.8 | -4.1 | -5.1 | -3.9 | -8.4 | -4.4 | -7.2 | -0.6 | -1.7 | -2.6 | -3.6 | -0.6 | -6.1 | 15.4 | 13.6 | 15 | 12.5 | -2.8 | -7.8 | -14 | -18 | -11.7 | -14.1 | -7.8 | -12.2 | -15 | -21.1 | -3.3 | -5.6 | -13.9 | -17.8 | -19.2 | -24.3 | -9.4 | -14.4 | 0.6 | -5 | -1.7 | -3.9 | 1.8 | 0.8 | 9.6 | -0.8 | -18.9 | -21.1 | -21.1 | -27.8 | 3.3 | 2.8 | 3.9 | -2.8 | -0.6 | -1.7 | -20 | -22.8 | -11.8 | -15.7 | -4.4 | -11.7 | -1.7 | -6.7 | 5.6 | -10.6 | 4.4 | 0 | -17.8 | -19.4 | 0.6 | -1.7 | -6.1 | -7.8 | 2.2 | -1.7 | 6.7 | 0 | 7.1 | 5.1 | -18 | -22 | 3.9 | 2.2 | 6.7 | 3.3 | -6.1 | -13.3 | 3.3 | -4.4 | -10 | -12 | -4.4 | -7.2 | 3.3 | 2.2 | 5 | 1.1 | 6.7 | 1.7 | 0.6 | 0 | -1.9 | -6.4 | 17.9 | 14.4 | 1.7 | -8.9 | 13.1 | 12.2 | 5 | 5 | 7.8 | 3.7 | -4.4 | -8.3 | -7.8 | -17.2 | -3.9 | -10 | 8.9 | 1.7 | -6.7 | -13.3 | -7.6 | -11.6 | 6.7 | 5.6 | -10.6 | -14.4 | -6.7 | -12.1
-2 | -6 | -12.8 | -17.8 | 6.3 | -7.8 | 8.3 | 7.6 | -12.2 | -15 | 6.7 | 2.8 | 4 | 3 | 3 | 2.4 | 10 | 8.9 | 6.7 | 5.6 | 11.1 | 9.9 | 5.6 | -1.7 | -5.6 | -8.9 | 7.2 | -1.1 | 13 | 7 | 9.3 | 8.6 | 19.4 | 11.7 | 6.9 | 6.5 | 17.2 | 15 | 4.4 | -3.3 | 20.6 | 17.8 | -4.2 | -5.2 | -4.4 | -8.9 | -3.9 | -7.2 | -0.6 | -1.7 | -2.9 | -3.9 | -0.2 | -5.1 | 15.2 | 13.8 | 15 | 12.7 | -2.8 | -6.7 | -13 | -17 | -11.3 | -13.6 | -8.5 | -12.2 | -15.6 | -20.6 | -2.8 | -6.7 | -13.7 | -16.9 | -20.2 | -25 | -9.4 | -15 | 0.6 | -4.1 | -1.1 | -3.3 | 1.5 | 0.9 | 9.3 | 0 | -18.9 | -21.1 | -20.6 | -26.7 | 3.3 | 2.2 | 4.4 | -2.8 | -1 | -2 | -22.2 | -25 | -12.6 | -16.5 | -5 | -12.2 | -1.7 | -6.1 | 4.7 | -9.1 | 2.9 | -0.6 | -14.4 | -16.1 | 0.6 | -1.4 | -6.5 | -8 | 2.8 | -1.1 | 6.1 | 0 | 7.4 | 5.6 | -20 | -23 | 3.9 | 2.8 | 6.3 | 3.1 | -6.1 | -13.3 | 3.9 | -4.4 | -9 | -12 | -4.8 | -7.1 | 2 | 1.1 | 5 | 1.1 | 6.1 | 1.7 | 0.6 | -1.1 | -2 | -6.7 | 17.6 | 14.5 | -1.7 | -9.4 | 13 | 12.2 | 5 | 5 | 6.7 | 2.6 | -4.4 | -8.3 | -8.9 | -21.1 | -3.9 | -8.7 | 8.9 | 2.2 | -6.9 | -13 | -7.4 | -11.4 | 6.5 | 5.5 | -11.7 | -15 | -7.8 | -13.3
-2 | -5 | -12.8 | -17.8 | 6.7 | -8.9 | 8.3 | 7.8 | -12.6 | -15 | 6.7 | 2.8 | 4 | 3 | 3.1 | 2.5 | 10 | 8.9 | 6.1 | 5.6 | 10.6 | 9.7 | 1.7 | -2 | -6.1 | -8.9 | 6.8 | -1.2 | 13 | 6 | 9.6 | 9.3 | 19.4 | 12.2 | 7 | 6.9 | 17.8 | 15.6 | 4.4 | -3.3 | 20 | 17.8 | -4.4 | -5.6 | -4.8 | -8.9 | -4.4 | -7.2 | -1.1 | -2.2 | -3.3 | -4.4 | 0.2 | -4.6 | 15 | 13.9 | 15 | 12.8 | -4.4 | -9.4 | -12 | -15 | -11 | -13.1 | -9.3 | -12.5 | -15.6 | -20.6 | -2.8 | -6.7 | -13.5 | -16.6 | -21.1 | -26.1 | -11.1 | -16.7 | 0.6 | -3.9 | -1.1 | -3.9 | 1.1 | 1.1 | 8.9 | 0.6 | -18.9 | -21.1 | -20 | -26.1 | 4.4 | 2.8 | 5 | -2.8 | -1.3 | -2.3 | -23.3 | -25.6 | -13.3 | -17.8 | -5 | -12.8 | -1.7 | -6.1 | 3.7 | -9.5 | 1.5 | -1.2 | -15.6 | -17.8 | 0.6 | -1.4 | -6.8 | -8.3 | 3.3 | -1.1 | 5.6 | -0.6 | 7.8 | 6.1 | -20 | -23 | 4.4 | 2.8 | 6 | 3 | -6.7 | -10.6 | 4.4 | -5 | -9 | -11 | -5.2 | -7.4 | 0.7 | 0 | 5 | 1.7 | 6.1 | 0 | 0.6 | -2.2 | -2.2 | -7.8 | 17.2 | 14.4 | -1.7 | -9.4 | 12.8 | 12.2 | 3.3 | 3.3 | 5.6 | 1.7 | -4.4 | -8.9 | -10 | -18.9 | -3.9 | -8.2 | 8.3 | 2.8 | -7 | -13.5 | -7.2 | -11.7 | 6.3 | 5.3 | -11.1 | -15.6 | -8 | -12.5
-3 | -5 | -12.2 | -20.6 | 6.5 | -7 | 8.1 | 7.7 | -12.9 | -15.3 | 6.7 | 3.3 | 4 | 3 | 3.3 | 2.8 | 10 | 9.4 | 5 | 5 | 10 | 9.4 | 4.4 | -2.6 | -7.2 | -8.9 | 6.5 | -1.4 | 13 | 7 | 10 | 10 | 19.4 | 12.8 | 7.2 | 7.2 | 17.8 | 15.6 | 3.3 | -3.3 | 20 | 18.3 | -5 | -6 | -5.2 | -9.5 | -4.4 | -7.8 | 0 | -1.1 | -3.5 | -4.6 | 0.6 | -5 | 14.4 | 13.5 | 15 | 12.9 | -5.6 | -11.1 | -11 | -15 | -10.6 | -12.6 | -10 | -13.3 | -15.6 | -20 | -2.8 | -6.7 | -13.3 | -16.7 | -21.5 | -26 | -14.4 | -17.2 | 0 | -2.8 | -1.7 | -3.9 | 0.7 | 0.7 | 9.5 | 1.9 | -18.3 | -20.6 | -19.4 | -25 | 4.4 | 3.3 | 3.9 | -1.7 | -1.7 | -2.8 | -23.9 | -26.1 | -14.8 | -17.7 | -4.4 | -13.3 | -1.7 | -6.7 | 2.8 | -11.1 | 0 | -2.2 | -12.8 | -16.7 | 0.6 | -1.7 | -7.2 | -8.9 | 3.9 | -1.1 | 5.6 | 0 | 6.7 | 5.4 | -21 | -23 | 4.4 | 2.8 | 5.6 | 2.8 | -5.6 | -11.7 | 5 | -4.4 | -8 | -11 | -5.6 | -7.8 | -0.6 | -1.1 | 3.9 | 1.7 | 4.4 | 0.6 | 0 | -2.2 | -2.9 | -7.2 | 16.8 | 14.3 | -2.8 | -8.3 | 12.4 | 12 | 3.3 | 3.3 | 4.5 | 1.2 | -4.4 | -9.4 | -10.6 | -20 | -3.9 | -8.3 | 8.3 | 2.2 | -7.2 | -15 | -7.8 | -11.5 | 6.1 | 5 | -11.7 | -16.1 | -8.1 | -12.3
-3 | -6 | -11.7 | -16.7 | 6.3 | -6.5 | 8 | 7.9 | -13.3 | -16.1 | 7.2 | 3.3 | 6 | 4 | 3.3 | 2.9 | 10.6 | 10 | 5.6 | 5 | 10.2 | 9.5 | 3.3 | -2.6 | -6.7 | -9.4 | 6.1 | -1.7 | 13 | 7 | 9.6 | 9.6 | 19.4 | 12.2 | 6.3 | 6.3 | 17.8 | 15.6 | 2.2 | -3.3 | 20 | 17.8 | -5.5 | -6.5 | -5.6 | -10.6 | -5 | -7.8 | 0 | -1.1 | -3.7 | -5.1 | 0.4 | -2.8 | 13.9 | 13.1 | 15 | 12.9 | -5.6 | -12.2 | -11 | -15 | -10.4 | -12.3 | -10.9 | -13.4 | -16.1 | -20.6 | -2.8 | -6.1 | -13.5 | -16.3 | -21.8 | -26.3 | -15 | -17.8 | -0.5 | -2.4 | -0.6 | -2.8 | 0.4 | 0.4 | 10 | 2.8 | -17.8 | -20 | -18.9 | -25 | 4.4 | 3.9 | 2.8 | -2.8 | -1.5 | -2.8 | -24.4 | -27.2 | -16.3 | -18.5 | -4.4 | -12.8 | -1.5 | -5.7 | 2.6 | -9.8 | -0.6 | -2.5 | -12.2 | -18.3 | 0.4 | -1.5 | -7 | -8.5 | 3.9 | -1.1 | 5.6 | 0 | 5.5 | 4.6 | -22 | -24 | 4.4 | 2.8 | 5.6 | 2.8 | -5.6 | -11.1 | 5 | -4.4 | -8 | -11 | -6 | -7.9 | -0.6 | -1.2 | 3.9 | 1.7 | 2.8 | -0.6 | 0 | -3.3 | -3.7 | -7.5 | 16.5 | 14.2 | -4.4 | -8.9 | 12.1 | 12 | 2.2 | 2.2 | 3.3 | 0.5 | -5.6 | -8.9 | -10.6 | -20 | -4.1 | -7.4 | 8.3 | 2.2 | -7.8 | -13.9 | -8.3 | -11.5 | 5.7 | 4.7 | -11.7 | -16.7 | -8.3 | -12.8
-3 | -6 | -11.1 | -16.1 | 6.1 | -6.7 | 7.8 | 7.8 | -12.8 | -15.6 | 6.1 | 2.8 | 5 | 3 | 3.3 | 3.2 | 10.6 | 9.4 | 5.6 | 5 | 10.4 | 9.5 | 3.3 | -2.8 | -5.6 | -10 | 6.5 | -0.8 | 13 | 8 | 9.3 | 9.3 | 19.4 | 12.8 | 5.3 | 5.3 | 17.2 | 15 | 1.7 | -3.9 | 19.4 | 17.2 | -6.1 | -7.2 | -6 | -10.4 | -5 | -7.8 | 0 | -1.1 | -3.9 | -5.6 | 0.2 | -1.6 | 13.3 | 12.8 | 15 | 12.8 | -6.7 | -12.8 | -11 | -14 | -10.2 | -12.1 | -11.9 | -13.8 | -17.2 | -21.7 | -2.8 | -5 | -13.7 | -16.3 | -22.2 | -27.2 | -15 | -18.3 | -1.1 | -2.2 | 0 | -2.8 | 0 | 0 | 10.6 | 3.9 | -17.2 | -19.4 | -18.3 | -25 | 5 | 4.4 | 2.8 | -3.9 | -1.3 | -3 | -25 | -26.7 | -17.8 | -19.4 | -4.4 | -12.8 | -1.3 | -5.4 | 2.4 | -9.6 | -1.1 | -3 | -12.8 | -18.9 | 0.2 | -1.4 | -6.9 | -8.4 | 3.9 | -1.1 | 5.6 | 0.6 | 4.4 | 3.9 | -22 | -24 | 4.4 | 2.2 | 5.6 | 2.8 | -5 | -10 | 5.6 | -4.4 | -8 | -11 | -6.3 | -7.9 | -0.6 | -1.5 | 3.9 | 1.7 | 2.8 | -0.6 | -0.6 | -3.3 | -4.4 | -8.3 | 16.1 | 13.9 | -5.6 | -10 | 11.7 | 11.7 | 1.7 | 1.7 | 2.2 | 0 | -5.6 | -8.9 | -11.1 | -20 | -4.2 | -7.1 | 7.8 | 2.2 | -8.3 | -13.5 | -8.9 | -12.2 | 5.4 | 4.4 | -11.7 | -15.6 | -8.7 | -12.5
-3 | -5 | -10.6 | -15 | 6.1 | -4.6 | 9.1 | 9 | -12.2 | -15.6 | 3.9 | 2.2 | 4 | 3 | 3.3 | 3.3 | 10.6 | 9.4 | 5.6 | 5 | 10.6 | 9.4 | 3.3 | -2.8 | -5.6 | -11.1 | 6.8 | -0.2 | 12 | 6 | 8.9 | 8.9 | 19.4 | 12.8 | 4.4 | 4.4 | 15.6 | 14.4 | 0.6 | -4.4 | 19.4 | 16.7 | -5.5 | -6.6 | -6.3 | -10.7 | -5 | -7.8 | 0 | -1.1 | -3.2 | -5 | 0 | -0.6 | 14.2 | 13.4 | 15.6 | 13.3 | -6.7 | -13.9 | -11 | -14 | -10 | -11.7 | -12.8 | -14.4 | -18.3 | -23.3 | -2.8 | -5 | -13.9 | -16.7 | -21.5 | -26.2 | -15 | -18.9 | -0.5 | -1.5 | -0.6 | -2.2 | 0.2 | 0 | 10 | 6 | -16.7 | -18.9 | -17.2 | -23.3 | 5 | 4.4 | 2.2 | -4.4 | -1.1 | -3.3 | -27.8 | -30 | -16.9 | -18.9 | -5.6 | -12.8 | -1.1 | -5.6 | 2.2 | -11.1 | -1.7 | -3.9 | -13.9 | -20 | 0 | -1.7 | -6.7 | -8.3 | 4.4 | -0.6 | 5.6 | 0.6 | 4.6 | 4.2 | -22 | -23 | 7.8 | 2.8 | 5.6 | 2.8 | -4.4 | -9.4 | 3.9 | -0.6 | -7 | -10 | -6.7 | -8.3 | -0.6 | -1.7 | 3.3 | 1.7 | 2.2 | -0.6 | -0.6 | -3.9 | -2.7 | -6.7 | 17.4 | 14.7 | -5 | -8.9 | 11.7 | 11.7 | 3.3 | 3.3 | 4.2 | 1.2 | -6.7 | -9.4 | -11.7 | -18.9 | -4.4 | -7.2 | 7.8 | 2.2 | -8.9 | -13.9 | -8.3 | -11.5 | 5 | 3.9 | -11.1 | -15.6 | -9 | -13
-2 | -3 | -10 | -15.6 | 6.1 | -3.9 | 10.4 | 10 | -11.7 | -16.1 | 6.7 | 2.8 | 4 | 3 | 3.1 | 3.1 | 10.6 | 9.4 | 5.6 | 5 | 10.6 | 9.4 | 6.7 | -1.1 | -2.8 | -10.6 | 7.2 | 0.6 | 12 | 5 | 12 | 10.1 | 19.4 | 12.2 | 7.2 | 7.1 | 16.7 | 15.6 | 1.1 | -4.4 | 19.4 | 16.7 | -5 | -6.4 | -6.7 | -11.7 | -5 | -7.8 | 0.6 | -0.6 | -2.4 | -4.6 | 0.2 | -0.3 | 15.2 | 14.3 | 16.1 | 13.6 | -6.7 | -14.4 | -11 | -14 | -9.3 | -10.7 | -10.2 | -13.1 | -17.8 | -22.2 | -2.8 | -4.4 | -13.3 | -16 | -20.7 | -25.6 | -15.6 | -19.4 | 0 | -1 | 0.6 | -1.7 | 0.4 | 0 | 9.5 | 7.6 | -16.7 | -19.4 | -17.2 | -22.8 | 6.1 | 5.6 | 1.7 | -4.4 | 0.9 | -2 | -29.4 | -32.2 | -15.9 | -18.3 | -4.4 | -12.2 | -0.7 | -6 | 6.5 | -8.4 | 0.7 | -2.2 | -14.4 | -20.6 | 0 | -1.4 | -4.8 | -7.4 | 5 | -0.6 | 5.6 | 0.6 | 4.8 | 4.7 | -21 | -23 | 5 | 2.8 | 6.3 | 2.8 | -4.4 | -8.3 | 3.3 | 0 | -6 | -9 | -3.2 | -7 | 2.6 | 0.3 | 3.3 | 1.1 | 1.7 | -1.7 | -0.6 | -4.4 | -1.1 | -5.7 | 18.7 | 15.4 | -2.2 | -7.8 | 11.7 | 11.7 | 4.4 | 3.3 | 6.3 | 2.8 | -5 | -8.9 | -12.2 | -19.4 | -4.2 | -6.7 | 7.8 | 2.2 | -8 | -12.8 | -7.8 | -11.5 | 4.3 | 3.1 | -6.7 | -13.3 | -9.4 | -13.9
-1 | -1 | -10 | -15 | 6.1 | -3.3 | 11.7 | 11.1 | -8 | -13.9 | 8.3 | 2.8 | 6 | 4 | 3 | 3 | 11.1 | 8.9 | 6.7 | 5 | 10.6 | 9.2 | 16.7 | 2.2 | 2.2 | -10.6 | 8.5 | 0.9 | 11 | 4 | 15.2 | 11.2 | 20.6 | 12.8 | 10 | 9.6 | 18.3 | 16.7 | 4.4 | -3.9 | 22.8 | 17.2 | -4.4 | -6.1 | -5 | -9.9 | -5 | -7.2 | 0 | -0.6 | -1.7 | -4.4 | 0.4 | -0.1 | 16.1 | 15 | 16.7 | 13.9 | -6.7 | -14.4 | -11 | -13 | -8.5 | -9.9 | -7.6 | -12.1 | -16.1 | -20.6 | -2.8 | -5 | -12.8 | -15.9 | -20 | -25.6 | -13.9 | -19.4 | 0.6 | -0.6 | 2.2 | -2.2 | 0.6 | 0 | 8.9 | 8.9 | -13.3 | -16.1 | -16.1 | -22.2 | 5.6 | 5.6 | 1.1 | -4.4 | 3 | -1 | -26.7 | -29.4 | -15 | -18.3 | -2.2 | -12.2 | -0.4 | -7 | 10.7 | -7.6 | 3.2 | -0.9 | -12.2 | -20.6 | 0 | -1.4 | -3 | -6.8 | 5.6 | 0.6 | 6.1 | 0.6 | 5 | 5 | -18 | -25 | 7.8 | 3.9 | 7.1 | 3 | -2.8 | -8.3 | 3.9 | -0.6 | -7 | -8 | 0.4 | -6.3 | 5.7 | 2.2 | 1.7 | 0 | 0.6 | -3.3 | -1.1 | -5 | 0.6 | -5.6 | 20 | 16.1 | 3.3 | -6.1 | 11.7 | 11.7 | 8.9 | 3.9 | 8.3 | 3.9 | -4.4 | -8.9 | -11.1 | -19.4 | -4.1 | -6.6 | 7.8 | 2.8 | -7 | -12 | -7.2 | -11.7 | 3.5 | 2 | -3.3 | -10.6 | -6.8 | -11.9
0 | -1 | -8.9 | -14.4 | 6.8 | -0.8 | 13.9 | 11.1 | -4.3 | -12.4 | 11.1 | -1.7 | 6 | 5 | 2.8 | 2.8 | 12.8 | 9.4 | 7.2 | 5.6 | 10.6 | 8.9 | 21.7 | -3.9 | 6.7 | -9.4 | 9.8 | 0.9 | 12 | 5 | 18.3 | 11.7 | 21.1 | 13.3 | 12.8 | 12.2 | 20.6 | 17.8 | 8.9 | -3.9 | 25.6 | 18.9 | -2.4 | -4.3 | -3.4 | -9.1 | -4.4 | -7.2 | 0 | -0.6 | 0.9 | -2.7 | 0.6 | 0 | 18 | 16.2 | 19.1 | 14.8 | -7.2 | -15 | -10 | -12 | -7.8 | -9.4 | -5 | -12.2 | -13.9 | -19.4 | -2.2 | -3.9 | -12.2 | -16.1 | -19.1 | -24.5 | -12.2 | -18.9 | 2.1 | 0.1 | 5 | -2.8 | 0.8 | 0.2 | 9.3 | 9.3 | -12.2 | -13.9 | -13.3 | -19.4 | 6.1 | 6.1 | 0.6 | -5 | 5 | -0.6 | -25 | -28.3 | -13.7 | -17.4 | -1.1 | -12.2 | 0 | -9.4 | 15 | -8.3 | 5.6 | 0 | -11.7 | -20.6 | 0 | -1.7 | -1.1 | -7.2 | 5.6 | 1.7 | 7.8 | 1.1 | 5.4 | 5.3 | -18 | -24 | 11.1 | 4.4 | 7.8 | 2.8 | -1.7 | -7.2 | 3.9 | -0.6 | -5 | -8 | 3.9 | -8.3 | 8.9 | 3.9 | 1.1 | -1.1 | 0 | -3.9 | -0.6 | -5 | 3.2 | -4 | 21.5 | 16 | 7.2 | -7.8 | 12.4 | 12.1 | 11.7 | 2.8 | 11.3 | 3.6 | -2.8 | -9.4 | -10 | -18.9 | -3.9 | -6.7 | 8.3 | 2.2 | -6.1 | -12.2 | -5.9 | -10.3 | 2.8 | 1.1 | 1.1 | -8.9 | -4.3 | -10.4
0 | -1 | -8.3 | -13.9 | 7.6 | 1.2 | 16.1 | 10.9 | -0.6 | -13.3 | 16.1 | -5 | 7 | 5 | 4.6 | 3.7 | 14.4 | 9.4 | 8.3 | 6.1 | 11.7 | 8.6 | 24.4 | -3.3 | 9.4 | -10.6 | 11.1 | 1.1 | 12 | 4 | 20.5 | 11.7 | 22.2 | 13.9 | 15.4 | 12.7 | 21.7 | 18.3 | 11.1 | -3.3 | 27.2 | 19.4 | -0.3 | -2.8 | -1.7 | -8.9 | -3.9 | -7.2 | 0.6 | 0 | 3.5 | -1.6 | 0.6 | 0 | 19.8 | 17.2 | 21.5 | 15.4 | -6.1 | -14.4 | -8 | -11 | -6.9 | -9.2 | -4.1 | -11.4 | -12.2 | -17.8 | -2.2 | -4.4 | -11.7 | -15.4 | -18.1 | -24.1 | -10 | -17.8 | 3.5 | 0.5 | 7.2 | 1.1 | 0.9 | 0.3 | 9.6 | 9.6 | -11.7 | -13.3 | -12.2 | -18.9 | 6.7 | 6.7 | -0.6 | -6.7 | 7.2 | -0.4 | -21.1 | -24.4 | -12.4 | -16.9 | 0.6 | -11.7 | 0.6 | -9.6 | 15.9 | -7.4 | 7.1 | -0.1 | -10.6 | -21.1 | 0 | -1.4 | 0.9 | -5.3 | 5.6 | 2.2 | 7.2 | 1.1 | 5.7 | 5.3 | -16 | -20 | 15 | 4.4 | 8 | 2.7 | 0 | -6.1 | 3.9 | 0 | -4 | -7 | 5.9 | -7.5 | 11.5 | 3.8 | 0.6 | -1.7 | 0.6 | -4.4 | 0 | -5 | 5.7 | -3.2 | 22.9 | 15.5 | 9.4 | -7.2 | 13.2 | 12.4 | 13.9 | 2.2 | 14.2 | 2.1 | -1.7 | -10 | -9.4 | -20 | -3.3 | -6.1 | 8.3 | 2.8 | -4.6 | -11.2 | -4.6 | -9.2 | 2.6 | 1 | 2.2 | -8.9 | -1.7 | -10
1 | 0 | -7.8 | -12.2 | 8.3 | 3.3 | 18.3 | 10 | 0.7 | -11.3 | 17.2 | -5.6 | 7 | 4 | 6.5 | 4.8 | 15 | 10 | 10 | 5 | 12.8 | 8.1 | 26.1 | -5 | 11.1 | -8.9 | 11.7 | 0.4 | 13 | 7 | 22.8 | 11.3 | 22.8 | 13.3 | 18 | 13.1 | 23.3 | 18.3 | 13.9 | -3.3 | 27.8 | 19.4 | 1.7 | -1.7 | -0.8 | -8 | -3.9 | -6.7 | 0.6 | 0 | 6.1 | -0.6 | 0.6 | 0 | 21.7 | 18.3 | 23.9 | 15.6 | -5.6 | -15 | -7 | -10 | -5.9 | -8.9 | -3.1 | -11.5 | -11.1 | -17.2 | -1.1 | -3.3 | -11.1 | -15.2 | -17.2 | -24.4 | -8.9 | -16.1 | 5 | 1.1 | 5.6 | 2.2 | 1.1 | 0.6 | 10 | 10 | -9.4 | -13.3 | -9.4 | -15 | 7.2 | 6.7 | -1.1 | -8.9 | 9.5 | -0.8 | -18.9 | -27.8 | -11.1 | -17.2 | 2.8 | -12.2 | 1.1 | -11.3 | 16.9 | -7.4 | 8.5 | -0.7 | -10 | -21.1 | 0 | -1.4 | 3 | -4.6 | 6.1 | 2.2 | 11.1 | 2.8 | 6.1 | 5.6 | -13 | -17 | 12.2 | 5 | 8.1 | 2.6 | 1.1 | -6.7 | 3.9 | 0 | -2 | -6 | 8 | -7.6 | 14.1 | 3 | 0 | -2.8 | 1.1 | -4.4 | 0 | -5.6 | 8.3 | -3.3 | 24.4 | 15 | 11.1 | -7.8 | 13.9 | 12.8 | 15 | 1.7 | 17.2 | -1.1 | 0 | -10.6 | -8.3 | -19.4 | -2.8 | -5.9 | 8.9 | 2.2 | -3.2 | -11.4 | -3.3 | -8.9 | 2.4 | 0.8 | 3.3 | -11.1 | 0.2 | -7.8
1 | 0 | -7.2 | -12.8 | 8.9 | 4.7 | 19.6 | 8.6 | 2 | -11.2 | 18.3 | -5.6 | 7 | 4 | 8.3 | 5.6 | 16.1 | 10.6 | 11.1 | 5 | 13.9 | 7.2 | 27.2 | -5.6 | 12.2 | -7.8 | 12.2 | -0.3 | 14 | 7 | 25 | 10.6 | 22.2 | 13.3 | 20.6 | 12.8 | 25.6 | 18.3 | 15.6 | -5 | 27.8 | 19.4 | 3 | -0.7 | 0.2 | -8 | -3.9 | -6.7 | 0.6 | 0 | 7.6 | 0.1 | 0.6 | 0 | 21.5 | 18.3 | 24.1 | 15.6 | -5 | -14.4 | -6 | -9 | -5 | -9.4 | -2.2 | -12.8 | -10.6 | -17.2 | -1.1 | -3.3 | -10.6 | -15.6 | -17 | -23.8 | -8.3 | -15.6 | 5.9 | 1.4 | 3.9 | 1.7 | 1.7 | 0.8 | 10.4 | 10.4 | -6.7 | -10.6 | -6.1 | -20.6 | 10 | 9.4 | -1.1 | -7.8 | 11.7 | -2.2 | -15.6 | -22.2 | -10.5 | -16.1 | 5 | -11.7 | 1.7 | -15 | 17.8 | -8.3 | 10 | -1.7 | -8.9 | -21.1 | 0 | -1.7 | 5 | -4.4 | 6.7 | 3.3 | 11.1 | 2.8 | 7.2 | 6.2 | -12 | -16 | 11.1 | 8.3 | 8.3 | 2.2 | 1.7 | -6.7 | 3.9 | 0 | 0 | -3 | 10 | -9.4 | 16.7 | 1.1 | -0.6 | -3.3 | 1.7 | -4.4 | 0 | -5.6 | 9.8 | -2.2 | 24.2 | 15.2 | 12.8 | -8.3 | 13.5 | 12.6 | 16.1 | 1.7 | 17.8 | -0.4 | 0.6 | -11.7 | -7.2 | -19.4 | -2.2 | -6.1 | 8.9 | 1.7 | -1.7 | -12.8 | -2.6 | -7.8 | 2.2 | 0.6 | 3.3 | -12.2 | 2 | -6.5
1 | 0 | -6.7 | -12.2 | 9.4 | 6 | 20.9 | 6.8 | 3.3 | -12.2 | 18.9 | -6.7 | 7 | 4 | 8.9 | 5.7 | 16.1 | 10.6 | 12.2 | 4.4 | 14.5 | 8.3 | 27.8 | -3.9 | 11.1 | -2.2 | 12.8 | -1.1 | 14 | 6 | 25.4 | 10.1 | 22.8 | 14.4 | 21.1 | 12.6 | 25.6 | 18.3 | 16.1 | -5 | 27.2 | 19.4 | 4.3 | 0.2 | 1.1 | -9.4 | -3.3 | -6.7 | 1.1 | 0 | 9.1 | 0.5 | 0.6 | 0 | 21.3 | 18.3 | 24.2 | 15.2 | -3.9 | -14.4 | -5 | -8 | -5 | -8.9 | -2.6 | -11.8 | -10 | -16.7 | -0.6 | -3.3 | -10.6 | -15.2 | -16.9 | -23.9 | -7.8 | -15 | 6.9 | 2 | 2.2 | 1.1 | 2.2 | 0.9 | 10.7 | 10.7 | -6.1 | -9.4 | -3.3 | -11.1 | 11.7 | 8.9 | 0 | -8.3 | 12.2 | -2.1 | -13.3 | -20.6 | -10 | -15.6 | 6.7 | -10.6 | 1.7 | -12.9 | 18.2 | -7.1 | 10.2 | -2.5 | -8.3 | -20.6 | 0.2 | -1.6 | 4.6 | -2.4 | 6.7 | 3.9 | 8.3 | 1.7 | 8.3 | 6.6 | -11 | -16 | 12.2 | 5.6 | 8.1 | 2.8 | 2.2 | -6.7 | 3.9 | 0 | 0 | -4 | 9.8 | -8.7 | 17.4 | 1 | -0.6 | -3.3 | 1.7 | -5.6 | 0.6 | -5.6 | 11.3 | -1.9 | 24.1 | 15.6 | 13.9 | -7.2 | 13.2 | 12.4 | 18.3 | 1.1 | 18.3 | -0.4 | 0 | -11.1 | -5.6 | -18.9 | -1.8 | -5.4 | 9.4 | 1.7 | -1.3 | -10.6 | -1.8 | -7 | 2 | 0.2 | 3.3 | -11.7 | 3.9 | -6.1
0 | -2 | -5 | -11.1 | 10 | 7.2 | 22.2 | 4.4 | 3.5 | -10.7 | 19.4 | -6.7 | 7 | 5 | 9.4 | 5.6 | 15 | 10 | 12.2 | 3.9 | 15 | 9.2 | 26.7 | -6.1 | 11.1 | -3.3 | 11.5 | 0.3 | 14 | 7 | 25.7 | 9.6 | 22.2 | 14.4 | 21.7 | 12 | 26.7 | 18.9 | 16.7 | -6.7 | 27.8 | 20 | 5.6 | 1.1 | 1.3 | -8.5 | -3.3 | -6.7 | 1.1 | 0 | 10.6 | 1.1 | 0.6 | 0 | 21.1 | 18.3 | 24.4 | 15 | -3.3 | -14.4 | -5 | -7 | -5 | -8.9 | -2.9 | -12.1 | -9.4 | -16.7 | -1.1 | -3.3 | -10.6 | -15.3 | -16.7 | -25 | -7.8 | -14.4 | 7.8 | 2.2 | 1.7 | 0 | 2.8 | 1.1 | 11.1 | 11.1 | -6.1 | -10 | 2.8 | -6.1 | 12.8 | 8.3 | -0.6 | -8.3 | 12.8 | -2 | -11.7 | -20 | -9.4 | -16.1 | 6.7 | -10 | 1.7 | -12.2 | 18.5 | -6.9 | 10.4 | -3.2 | -8.3 | -21.1 | 0.4 | -2 | 4.3 | -0.9 | 6.7 | 3.9 | 8.9 | 1.7 | 9.4 | 7.2 | -11 | -16 | 12.2 | 5 | 8 | 3.1 | 2.8 | -6.1 | 4.4 | 0.6 | 0 | -3 | 9.6 | -9.4 | 18.2 | 0.3 | -0.6 | -3.9 | 2.8 | -5 | 1.1 | -6.7 | 12.8 | -1.7 | 23.9 | 15.6 | 15 | -7.2 | 12.8 | 12.2 | 18.9 | 1.1 | 18.9 | 0 | 0 | -11.7 | -4.4 | -19.4 | -1.5 | -5.2 | 8.3 | 2.8 | -1 | -9.8 | -1.1 | -7.2 | 1.9 | -0.2 | 3.9 | -10 | 3.5 | -5.3
0 | -3 | -5 | -11.7 | 10.4 | 7.7 | 20.7 | 3.4 | 3.7 | -10.9 | 20 | -6.7 | 7 | 4 | 10 | 5.6 | 15 | 10.6 | 12.2 | 4.4 | 15.6 | 10 | 24.4 | -1.7 | 10.6 | -5 | 10.2 | 1.6 | 14 | 7 | 26.1 | 8.9 | 22.8 | 14.4 | 22.2 | 11.7 | 25 | 18.3 | 17.2 | -7.2 | 27.2 | 19.4 | 4.8 | 0.9 | 1.5 | -8.9 | -3.3 | -6.7 | 0 | -0.6 | 9.1 | 1 | 0.6 | 0 | 20.4 | 18 | 22.9 | 15.5 | -4.4 | -15 | -6 | -8 | -5 | -9.4 | -3.3 | -13.3 | -9.4 | -16.7 | 0 | -1.7 | -10.6 | -16.1 | -17.6 | -24.9 | -7.8 | -15.6 | 7.1 | 2.6 | 1.1 | -1.7 | 2.6 | 1.1 | 11.1 | 11.1 | -7.8 | -10 | 3.9 | -6.1 | 11.1 | 8.9 | -1.1 | -8.9 | 13.3 | -2.8 | -11.1 | -16.7 | -10 | -15.4 | 6.1 | -9.4 | 1.7 | -13.3 | 18.9 | -7.8 | 10.6 | -5 | -8.9 | -20 | 0.6 | -2.8 | 3.9 | 0 | 6.7 | 3.3 | 7.2 | 1.1 | 9.4 | 6.9 | -11 | -16 | 12.2 | 3.9 | 7.8 | 3.3 | 2.8 | -4.4 | 4.4 | 0.6 | 0 | -4 | 9.4 | -10.6 | 18.9 | 0 | 0 | -3.3 | 1.7 | -5.6 | 0.6 | -7.2 | 11.7 | -1.6 | 23 | 15.9 | 16.1 | -7.8 | 13 | 12.4 | 18.9 | 1.7 | 18.5 | 0.6 | 0 | -12.2 | -3.9 | -20 | -1.1 | -5.6 | 9.4 | 2.8 | -0.6 | -10 | -1.7 | -6.4 | 1.7 | -0.6 | 2.8 | -9.4 | 3.2 | -4.8
0 | -3 | -4.4 | -11.7 | 10.7 | 8 | 19.3 | 3.1 | 3.9 | -12.2 | 20 | -6.7 | 6 | 4 | 9.4 | 5.8 | 14.4 | 10 | 11.7 | 5 | 14.3 | 9.8 | 24.4 | 1.1 | 7.8 | -5 | 8.9 | 2.2 | 13 | 8 | 24.8 | 10 | 21.7 | 15 | 19.4 | 11.7 | 24.4 | 18.9 | 17.2 | -4.4 | 26.7 | 20 | 4.1 | 0.8 | 1.7 | -10.6 | -3.3 | -6.1 | -2.8 | -5 | 7.6 | 1 | 0.6 | 0 | 19.6 | 17.6 | 21.5 | 16 | -5.6 | -15.6 | -6 | -9 | -5.6 | -9.1 | -4.8 | -12.9 | -8.9 | -16.1 | 0 | -5 | -11 | -15.7 | -18.5 | -26 | -8.9 | -16.7 | 6.3 | 2.6 | 2.2 | -2.2 | 2.4 | 1.1 | 11.1 | 11.1 | -10 | -11.7 | 1.7 | -6.1 | 10 | 7.2 | -1.7 | -10 | 11.1 | -1.5 | -11.7 | -14.4 | -10.5 | -15.8 | 4.4 | -8.9 | 0.4 | -11.5 | 16.7 | -7.5 | 8 | -4.5 | -9.4 | -19.4 | 0.4 | -2.2 | 3 | 0.4 | 6.7 | 3.3 | 5 | 0 | 9.4 | 6.3 | -11 | -15 | 11.1 | 3.9 | 7.1 | 3.7 | 2.2 | -2.8 | 3.9 | 1.1 | -1 | -3 | 7.4 | -7.3 | 16.5 | 1.8 | -0.6 | -2.8 | 1.1 | -6.7 | 0 | -7.2 | 10.5 | -1.9 | 22 | 16.1 | 15.6 | -7.8 | 13.1 | 12.5 | 17.8 | 2.2 | 18.2 | 1.2 | -1.1 | -12.2 | -4.4 | -20.6 | -2.8 | -5.6 | 8.3 | 2.8 | -1.3 | -8.3 | -2.2 | -6.2 | 1.1 | -0.9 | 2.2 | -9.4 | 2.8 | -5.6
0 | -2 | -4.4 | -11.7 | 11.1 | 8.3 | 17.8 | 2.2 | 1.1 | -10.4 | 19.4 | -7.2 | 4 | 3 | 8.9 | 6 | 13.3 | 10 | 10.6 | 4.4 | 13 | 9.5 | 20.6 | -1.1 | 3.9 | -3.3 | 8 | 3.3 | 13 | 7 | 23.5 | 10.2 | 21.7 | 15 | 16.7 | 11.2 | 22.8 | 18.3 | 14.4 | 3.3 | 25.6 | 20 | 3.3 | 0.6 | 1.3 | -9.9 | -3.3 | -6.1 | -5.6 | -7.2 | 6.1 | 0.6 | 0.6 | 0 | 18.9 | 17.2 | 20 | 16.1 | -5.6 | -15.6 | -7 | -10 | -6.1 | -8.9 | -6.3 | -13.5 | -10 | -16.1 | -0.6 | -5.6 | -11.3 | -15.8 | -19.4 | -27.8 | -9.4 | -17.8 | 5.6 | 2.8 | 2.2 | -2.8 | 2.2 | 1.1 | 11.1 | 11.1 | -8.9 | -11.1 | 1.1 | -6.7 | 9.4 | 6.7 | -2.2 | -10 | 8.9 | -0.8 | -14.4 | -20 | -11.1 | -16.7 | 2.2 | -8.3 | -0.9 | -11.2 | 14.4 | -8.6 | 5.4 | -5.2 | -10 | -21.1 | 0.2 | -2.1 | 2 | 0.4 | 6.7 | 3.3 | 5 | 0 | 9.4 | 6.1 | -12 | -17 | 10.6 | 3.9 | 6.3 | 3.8 | 1.7 | -1.1 | 3.9 | 0.6 | -3 | -5 | 5.3 | -6.1 | 14.1 | 2.7 | -1.1 | -2.8 | -1.1 | -7.8 | -1.1 | -6.7 | 9.4 | -2.8 | 21.1 | 16.1 | 13.3 | -7.2 | 13.3 | 12.8 | 15.6 | 3.9 | 17.8 | 1.7 | -1.7 | -12.8 | -5.6 | -19.4 | -4.4 | -6.3 | 8.3 | 2.8 | -2.1 | -8.1 | -2.8 | -6.7 | 0.6 | -1 | -1.1 | -8.9 | 0 | -6.1
0 | -3 | -4.4 | -11.1 | 11.5 | 8.7 | 15.8 | 2.9 | -1.6 | -10.9 | 17.8 | -3.9 | 4 | 3 | 8.3 | 6.1 | 12.8 | 10 | 9.4 | 4.4 | 11.7 | 8.9 | 15 | 1.1 | 1.7 | -3.3 | 7 | 3.8 | 12 | 7 | 22.2 | 10.6 | 21.1 | 15.6 | 13.9 | 10.6 | 21.1 | 18.3 | 13.3 | -4.4 | 24.4 | 20.6 | 2.2 | 0 | 1 | -10.7 | -2.8 | -6.7 | -6.1 | -8.3 | 5.2 | 0.4 | 0.6 | 0 | 18.2 | 16.9 | 19.3 | 16 | -6.7 | -16.1 | -10 | -11 | -6.7 | -9.4 | -7.8 | -15 | -10 | -15.6 | -2.2 | -5.6 | -11.7 | -16.7 | -20.2 | -27.2 | -11.1 | -17.2 | 5.2 | 2.2 | 1.7 | -3.9 | 2.4 | 1.4 | 11.1 | 11.1 | -9.4 | -10.6 | -0.6 | -5.6 | 8.3 | 6.1 | -2.2 | -11.7 | 6.7 | -1.1 | -17.2 | -21.1 | -13 | -16.9 | 0.6 | -8.3 | -2.2 | -12.8 | 12.2 | -10.6 | 2.8 | -6.7 | -10.6 | -20.6 | 0 | -2.2 | 1.1 | 0.6 | 6.7 | 3.3 | 4.4 | -0.6 | 7.6 | 5.4 | -12 | -17 | 10.6 | 3.3 | 5.6 | 3.9 | 1.7 | -1.1 | 3.3 | 0.6 | -2 | -5 | 3.3 | -6.1 | 11.7 | 2.8 | -1.7 | -3.3 | -2.8 | -8.9 | -2.2 | -6.7 | 8.3 | -2.6 | 20.4 | 16.3 | 10.6 | -6.7 | 12.2 | 11.8 | 12.8 | 4.4 | 16.9 | 1.7 | -2.2 | -8.9 | -6.7 | -20 | -6.1 | -7.2 | 7.8 | 2.8 | -2.8 | -8.3 | -3.5 | -6.6 | 0 | -1.7 | -4.4 | -9.4 | -2.8 | -7.6
-1 | -5 | -3.9 | -11.7 | 11.8 | 9 | 13.7 | 3.5 | -4.4 | -12.8 | 16.7 | -2.8 | 4 | 3 | 7.8 | 6.1 | 12.8 | 10 | 10 | 5 | 11.3 | 8.2 | 13.3 | 1.1 | 2.2 | -3.3 | 6.1 | 4.4 | 11 | 6 | 20.7 | 11.4 | 21.1 | 15.6 | 13.2 | 10.4 | 20 | 17.8 | 12.8 | -5.6 | 25 | 20 | 1.1 | -0.4 | 0.6 | -12.8 | -2.8 | -6.7 | -6.1 | -8.9 | 4.2 | -0.2 | 0.6 | 0.2 | 17.4 | 16.6 | 18.5 | 15.8 | -7.2 | -16.7 | -10 | -12 | -7.4 | -9.3 | -8.7 | -14.8 | -11.1 | -21.1 | -1.7 | -5 | -11.9 | -16 | -20.9 | -27.3 | -11.7 | -16.7 | 4.8 | 1.6 | 1.1 | -5 | 2.6 | 1.9 | 11.1 | 11.1 | -8.3 | -9.4 | -1.1 | -5.6 | 7.8 | 6.1 | -1.7 | -11.7 | 5.8 | -1 | -17.2 | -21.1 | -14.8 | -17.6 | -0.6 | -8.3 | -3.3 | -11 | 10.9 | -9.4 | 2.1 | -5.7 | -11.7 | -18.3 | 0.4 | -1.9 | 1.1 | 0.5 | 6.1 | 3.9 | 4.4 | -0.6 | 5.7 | 4.7 | -12 | -16 | 10.6 | 2.2 | 5.4 | 3.7 | 1.1 | 0 | 3.3 | 0.6 | -3 | -5 | 2.2 | -4.8 | 8.9 | 2.9 | -2.2 | -3.3 | -3.9 | -8.9 | -2.2 | -7.8 | 7.2 | -3 | 19.6 | 16.1 | 8.9 | -6.1 | 11.1 | 11 | 12.8 | 3.9 | 15.9 | 1.2 | -1.7 | -10 | -7.8 | -18.9 | -6.8 | -7.6 | 7.8 | 2.2 | -3.7 | -8.2 | -4.3 | -7 | -0.4 | -1.8 | -5 | -9.4 | -5.6 | -10
-1 | -5 | -3.9 | -11.7 | 12.2 | 9.4 | 11.7 | 3.3 | -5.5 | -12.1 | 15 | -2.8 | 4 | 3 | 7.2 | 6.2 | 12.8 | 10.6 | 7.8 | 5 | 11 | 7.5 | 16.1 | -0.6 | 1.7 | -3.9 | 5.5 | 4.2 | 10 | 4 | 19.3 | 12.1 | 21.1 | 16.1 | 12.4 | 10.3 | 20 | 18.3 | 11.7 | -4.4 | 23.9 | 20 | 0 | -1.1 | -0.2 | -10.3 | -2.8 | -7.2 | -7.2 | -10 | 3.3 | -0.6 | 0.6 | 0.4 | 16.7 | 16.1 | 17.8 | 15.6 | -7.8 | -17.2 | -12 | -13 | -8.2 | -9.6 | -9.7 | -15.5 | -12.8 | -20 | -1.7 | -4.4 | -12 | -15.7 | -21.7 | -28.3 | -14.4 | -18.3 | 4.4 | 1.1 | 1.1 | -6.1 | 2.8 | 2.2 | 11.1 | 11.1 | -8.3 | -9.4 | -4.4 | -9.4 | 6.1 | 5 | -1.1 | -13.3 | 4.8 | -1.3 | -14.4 | -17.8 | -16.7 | -18.9 | -1.1 | -8.3 | -4.5 | -11.1 | 9.6 | -8.9 | 1.3 | -5.8 | -14.4 | -18.3 | 0.7 | -1.9 | 1.1 | 0.5 | 4.4 | 1.1 | 4.4 | -0.6 | 3.9 | 3.9 | -11 | -13 | 10 | 2.2 | 5.2 | 3.5 | 0.6 | 0 | 3.3 | 1.1 | -3 | -6 | 1.1 | -4.2 | 6.1 | 2.6 | -2.8 | -4.4 | -4.4 | -9.4 | -2.8 | -8.3 | 6.1 | -3.9 | 18.9 | 16.1 | 10 | -5.6 | 10 | 10 | 12.8 | 5.6 | 15 | 1.1 | -1.7 | -10 | -8.3 | -19.4 | -7.6 | -8.2 | 7.8 | 2.8 | -4.7 | -9 | -5 | -7.8 | -0.7 | -2.1 | -6.1 | -10.6 | -5.4 | -10
-5 | -7 | -3.3 | -11.7 | 11.8 | 9.2 | 10.2 | 3.3 | -6.7 | -12.7 | 13.3 | -1.7 | 2 | 2 | 6.7 | 6.1 | 12.8 | 10 | 5.6 | 4.4 | 10.6 | 6.7 | 11.1 | -1 | 1.1 | -4.4 | 5 | 4.1 | 9 | 5 | 17.8 | 12.2 | 21.1 | 16.1 | 11.7 | 10 | 20.6 | 18.3 | 10 | -5 | 23.9 | 20 | -0.6 | -1.5 | -0.9 | -9.7 | -2.8 | -7.2 | -8.3 | -11.7 | 2.6 | -0.4 | 0.6 | 0.6 | 16.5 | 16 | 17.6 | 15.4 | -7.8 | -17.2 | -13 | -15 | -8.9 | -10 | -10.6 | -16.7 | -12.8 | -19.4 | -1.7 | -3.9 | -12.2 | -16.1 | -23 | -28.6 | -15 | -17.2 | 4 | 1.4 | 0.6 | -6.7 | 2.6 | 2.2 | 10.9 | 10.9 | -8.3 | -8.9 | -7.2 | -11.7 | 6.1 | 5 | -1.1 | -12.8 | 3.9 | -1.7 | -13.3 | -15 | -16.5 | -18.5 | -1.7 | -8.3 | -5.6 | -11.7 | 8.3 | -10 | 0.6 | -6.7 | -13.3 | -20.6 | 1.1 | -2.2 | 1.1 | 0.6 | 3.3 | 0 | 4.4 | -0.6 | 3 | 3 | -11 | -13 | 10 | 2.2 | 5 | 3.3 | 1.7 | 1.1 | 3.9 | 1.7 | -5 | -6 | 0 | -4.4 | 3.3 | 1.7 | -2.8 | -4.4 | -5 | -10.6 | -3.3 | -7.8 | 5.4 | -3.2 | 18 | 15.7 | 10.6 | -8.3 | 10.7 | 10.6 | 12.2 | 6.1 | 14.3 | 2.2 | -2.8 | -8.3 | -8.9 | -18.3 | -8.3 | -8.9 | 7.2 | 2.8 | -5.6 | -10 | -5.2 | -7.5 | -1.1 | -2.8 | -7.2 | -11.1 | -5.2 | -10.3
-8 | -11 | -3.3 | -11.7 | 11.5 | 9.1 | 8.7 | 2.7 | -7.8 | -13.9 | 8.9 | -3.3 | 2 | 2 | 6.5 | 6.1 | 12.2 | 10 | 5 | 4.4 | 10.4 | 6.9 | 11.7 | -1.1 | -0.6 | -4.4 | 4.4 | 3.9 | 9 | 5 | 18.2 | 13.5 | 21.7 | 16.1 | 10.2 | 9 | 19.4 | 17.8 | 8.9 | -3.3 | 23.9 | 20 | -1.1 | -1.7 | -1.7 | -10 | -5.6 | -8.9 | -9.4 | -12.8 | 1.8 | -0.4 | -0.7 | -1.3 | 16.3 | 15.8 | 17.4 | 15.2 | -8.3 | -17.8 | -15 | -17 | -10 | -10 | -11 | -16.4 | -12.8 | -17.2 | -1.1 | -4.4 | -12.2 | -15.5 | -24.3 | -29.7 | -15 | -17.8 | 3.7 | 1.9 | 0 | -7.2 | 2.4 | 2.3 | 10.8 | 10.8 | -8.3 | -9.4 | -7.8 | -12.8 | 5.6 | 5 | -1.1 | -12.8 | 3.3 | -1.4 | -13.3 | -17.8 | -16.3 | -18.3 | -2.2 | -8.3 | -6.1 | -11.2 | 7.4 | -8.8 | -1.1 | -6.2 | -13.3 | -18.9 | 0.5 | -2.1 | 1.3 | 0.4 | 2.8 | 0 | 3.3 | -1.7 | 2 | 2 | -11 | -14 | 8.9 | 3.3 | 5 | 3.3 | 2.2 | 1.7 | 3.3 | 0 | -5 | -6 | -1.3 | -4.6 | 2.9 | 1.3 | -3.3 | -5.6 | -5.6 | -10.6 | -4.4 | -7.8 | 4.6 | -3.4 | 17 | 15 | 7.2 | -6.1 | 11.5 | 11.1 | 11.7 | 5.6 | 13.5 | 3.3 | -2.2 | -7.8 | -9.4 | -17.8 | -8.7 | -9.5 | 6.7 | 2.8 | -6 | -9.8 | -5.4 | -7.6 | -1.3 | -2.8 | -7.8 | -11.7 | -5 | -11.7
-11 | -12 | -3.3 | -11.1 | 11.1 | 8.9 | 7.2 | 2.2 | -7.8 | -13.3 | 9.4 | -2.8 | 0 | 0 | 6.3 | 6.2 | 12.2 | 10 | 4.4 | 3.9 | 10.2 | 7.1 | 8.9 | -1.5 | -1.7 | -4.4 | 4.2 | 3.8 | 9 | 4 | 18.5 | 14.8 | 21.7 | 16.7 | 8.7 | 7.8 | 17.8 | 16.1 | 8.3 | -3.3 | 24.4 | 20.6 | -1.7 | -2.2 | -2.4 | -8.9 | -5.6 | -8.9 | -11.7 | -15 | 1.1 | -0.6 | -2 | -3.2 | 16.1 | 15.6 | 17.2 | 15 | -8.3 | -17.8 | -16 | -19 | -11.1 | -11.1 | -11.3 | -16.9 | -12.8 | -18.3 | -1.1 | -2.8 | -12.2 | -15.3 | -25.6 | -31.1 | -16.7 | -18.9 | 3.3 | 2.2 | 0 | -6.7 | 2.2 | 2.2 | 10.6 | 10.6 | -8.9 | -10 | -8.9 | -14.4 | 3.9 | 3.3 | -1.1 | -13.9 | 2.8 | -1.4 | -12.8 | -16.1 | -16.1 | -18.3 | -2.8 | -8.3 | -6.7 | -11.4 | 6.5 | -9.1 | -2.7 | -6.5 | -13.9 | -18.9 | 0 | -2.2 | 1.5 | 0.2 | 2.8 | 0 | 2.8 | -2.2 | 1.1 | 1.1 | -11 | -13 | 5.6 | 1.7 | 5 | 3.3 | 2.2 | 1.7 | 3.3 | 0 | -7 | -8 | -2.6 | -5.1 | 2.6 | 1 | -3.9 | -6.1 | -5.6 | -10.6 | -5.6 | -8.3 | 3.9 | -3.9 | 16.1 | 14.4 | 5.6 | -5.6 | 12.2 | 11.7 | 10 | 6.7 | 12.8 | 3.9 | -2.2 | -8.3 | -9.4 | -17.2 | -9 | -10.1 | 6.7 | 3.3 | -6.3 | -9.9 | -5.6 | -7.8 | -1.5 | -3.3 | -7.2 | -11.7 | -4.8 | -10.5
-17 | -18 | -3.9 | -11.1 | 10.2 | 7.8 | 5.9 | 2.2 | -7.8 | -13.5 | 7.2 | -2.8 | 1 | 0 | 6.1 | 6.1 | 11.7 | 9.4 | 5.6 | 4.4 | 10 | 7.2 | 11.1 | -1.4 | -1.7 | -6.1 | 4.1 | 4 | 9 | 3 | 18.9 | 16.1 | 21.1 | 17.2 | 7.2 | 6.7 | 18.9 | 18.3 | 6.7 | -3.3 | 23.9 | 19.4 | -1.5 | -2 | -3.2 | -8.7 | -6.1 | -9.4 | -12.8 | -15.6 | 0.9 | -0.8 | -3.3 | -5.6 | 16.3 | 15.8 | 16.7 | 14.9 | -8.3 | -17.8 | -20 | -20 | -12.2 | -12.2 | -11.7 | -17.8 | -13.3 | -18.9 | -1.1 | -2.8 | -12.2 | -15.6 | -26.1 | -30.8 | -17.8 | -18.9 | 3.3 | 2.6 | 0 | -6.1 | 2.2 | 2.2 | 10.8 | 10.8 | -8.3 | -9.4 | -10 | -14.4 | 1.7 | 1.7 | -1.7 | -14.4 | 2.2 | -1.7 | -11.7 | -13.3 | -16.3 | -18.4 | -3.3 | -8.3 | -7.2 | -12.2 | 5.6 | -10.6 | -4.4 | -7.8 | -14.4 | -18.9 | -0.6 | -2.8 | 1.7 | 0 | 2.8 | 0 | 3.3 | -2.2 | 0.7 | 0.7 | -11 | -15 | 7.2 | 2.8 | 5 | 3.3 | 2.2 | 1.7 | 2.8 | -0.6 | -7 | -9 | -3.9 | -6.1 | 2.2 | 0.6 | -5 | -6.7 | -6.1 | -10.6 | -6.1 | -8.9 | 3.2 | -3.4 | 16.1 | 14.5 | 6.1 | -6.7 | 12.2 | 11.6 | 10 | 7.2 | 12.6 | 5.5 | -2.2 | -8.3 | -10 | -16.7 | -9.4 | -11.1 | 6.7 | 3.3 | -6.7 | -10.6 | -5.6 | -7.5 | -1.7 | -3.9 | -8.3 | -12.2 | -4.6 | -10.1
-18 | -19 | -3.9 | -11.7 | 9.2 | 6.7 | 4.6 | 2 | -7.8 | -14.4 | 7.2 | -2.2 | 0 | 0 | 5.9 | 5.8 | 11.1 | 9.4 | 7.2 | 5.6 | 9.1 | 6.4 | 7.8 | -1.6 | 0 | -7.8 | 3.9 | 3.9 | 8 | 3 | 19.5 | 16.7 | 21.7 | 17.8 | 7.2 | 6.8 | 19.4 | 18.9 | 6.1 | -3.9 | 23.3 | 20 | -1.3 | -1.8 | -3.9 | -9.4 | -6.1 | -9.4 | -11.7 | -14.4 | 0.8 | -1.1 | -4.8 | -6.7 | 16.5 | 16 | 16.1 | 14.7 | -8.3 | -17.2 | -17 | -19 | -12.2 | -12.2 | -12.1 | -17.6 | -14.4 | -18.9 | -1.7 | -3.3 | -12.2 | -15.2 | -26.7 | -31 | -19.4 | -22.2 | 3.3 | 2.9 | -0.6 | -6.1 | 2.2 | 2.2 | 10.9 | 10.9 | -7.8 | -8.9 | -10.6 | -16.1 | 1.1 | 1.1 | -1.7 | -15 | 2 | -1.7 | -12.2 | -13.3 | -16.5 | -18.9 | -3.9 | -8.9 | -6.1 | -11.2 | 4.7 | -9.1 | -5 | -7.4 | -16.1 | -18.9 | -0.4 | -2.3 | 1.7 | -0.1 | 2.2 | -0.6 | 2.8 | -2.8 | 0.4 | 0.4 | -11 | -16 | 5.6 | 2.8 | 4.8 | 3.3 | 1.1 | 1.1 | 2.8 | -1.1 | -8 | -10 | -3.9 | -5.8 | 1.7 | 0.2 | -5.6 | -7.8 | -6.7 | -11.1 | -6.1 | -9.4 | 2.4 | -3.3 | 16.1 | 14.5 | 5 | -6.7 | 12.2 | 11.6 | 9.4 | 7.2 | 12.4 | 6.7 | -3.9 | -9.4 | -11.1 | -17.2 | -9.8 | -11.2 | 6.7 | 3.3 | -7.1 | -10.7 | -5.6 | -7.2 | -2.2 | -4.3 | -7.8 | -11.7 | -4.4 | -10.6
-15 | -16 | -5.6 | -11.7 | 8.3 | 5.6 | 3.3 | 1.7 | -7.8 | -13.2 | 6.7 | -2.8 | 1 | 0 | 5.8 | 5.4 | 10.6 | 9.4 | 6.1 | 5.6 | 8.1 | 5.4 | 5 | -1.7 | -1.7 | -6.7 | 3.7 | 3.7 | 8 | 4 | 20 | 17.6 | 21.7 | 18.3 | 7.2 | 7.1 | 19.4 | 18.3 | 5 | -2.8 | 23.3 | 18.3 | -1.1 | -1.7 | -4.5 | -9 | -6.7 | -9.4 | -10.6 | -13.9 | 0.6 | -1.7 | -6.3 | -8.3 | 16.7 | 16.1 | 15.6 | 14.4 | -7.8 | -16.7 | -17 | -20 | -12.2 | -12.2 | -12.4 | -17.9 | -15 | -20 | -1.7 | -3.3 | -12.2 | -15.2 | -27.2 | -31.7 | -21.1 | -23.3 | 3.3 | 3.3 | -1.1 | -6.1 | 2.2 | 2.2 | 11.1 | 11.1 | -7.8 | -9.4 | -11.1 | -16.1 | 2.2 | 1.7 | -1.7 | -15 | 1.9 | -2 | -12.2 | -13.3 | -16.7 | -19.4 | -3.9 | -8.9 | -5 | -11 | 3.7 | -9.2 | -5.5 | -7.4 | -15.6 | -19.4 | -0.2 | -2.2 | 1.7 | -0.3 | 2.2 | -1.1 | 2.2 | -2.8 | 0 | 0 | -12 | -17 | 6.1 | 3.3 | 4.6 | 3.3 | 2.2 | 1.7 | 2.8 | -0.6 | -10 | -12 | -3.9 | -5.8 | 1.1 | -0.2 | -6.1 | -7.2 | -6.7 | -11.1 | -6.7 | -9.4 | 1.7 | -3.9 | 16.1 | 14.4 | 6.7 | -7.2 | 12.2 | 11.7 | 9.4 | 7.8 | 12.2 | 7.8 | -3.9 | -9.4 | -11.7 | -18.3 | -10.2 | -11.6 | 6.7 | 2.8 | -7.4 | -11.1 | -5.6 | -7.2 | -2.8 | -5.1 | -8.9 | -13.3 | -5.2 | -10.1
-12 | -13 | -5 | -11.1 | 7.4 | 4.5 | 3.3 | 1.8 | -7.8 | -12.6 | 7.2 | -1.7 | 1 | 0 | 5.6 | 5 | 10 | 8.9 | 4.4 | 3.9 | 7.2 | 4.4 | 5 | -2.1 | -3.9 | -6.7 | 3.5 | 3.5 | 8 | 5 | 20.6 | 18.3 | 21.7 | 18.3 | 7.2 | 7.2 | 19.4 | 18.3 | 6.7 | -2.2 | 23.3 | 17.8 | -0.9 | -1.3 | -5 | -9.3 | -6.7 | -10 | -11.7 | -15 | 0.8 | -1 | -7.8 | -10 | 16.3 | 15.8 | 15 | 14.1 | -7.8 | -16.7 | -18 | -20 | -12.2 | -12.2 | -12.8 | -18.9 | -14.4 | -18.9 | -1.7 | -3.3 | -12.2 | -15.6 | -27.8 | -31.2 | -23.3 | -26.1 | 3.5 | 3.5 | -1.1 | -6.1 | 2.4 | 2.4 | 11.1 | 11.1 | -7.8 | -8.3 | -12.2 | -16.1 | 4.4 | 4.4 | -1.7 | -15.6 | 1.7 | -2.8 | -11.7 | -12.8 | -17.4 | -20 | -3.3 | -8.9 | -3.9 | -11.7 | 2.8 | -10.6 | -6.1 | -7.8 | -16.1 | -18.9 | 0 | -2.2 | 1.7 | -0.6 | 0.6 | -2.8 | 1.7 | -3.3 | 0 | 0 | -15 | -18 | 7.2 | 3.3 | 4.4 | 3.3 | 1.7 | 1.1 | 2.8 | 0 | -11 | -11 | -3.9 | -6.1 | 0.6 | -0.6 | -6.7 | -7.8 | -6.7 | -10.6 | -6.7 | -10 | 1.7 | -3.2 | 16.1 | 14.5 | 2.8 | -7.2 | 11.8 | 11.4 | 10.6 | 8.3 | 12.2 | 8.3 | -5 | -10 | -12.2 | -17.8 | -10.6 | -12.2 | 6.7 | 2.8 | -7.8 | -12.2 | -6.1 | -7.6 | -3.3 | -6.1 | -9.4 | -13.3 | -5.9 | -10.6
-13 | -15 | -5 | -11.7 | 6.5 | 3.3 | 3.3 | 2 | -7.8 | -12.8 | 5.6 | -2.8 | 0 | 0 | 5.4 | 4.8 | 9.4 | 8.3 | 5 | 5 | 7.6 | 5.4 | 5.6 | -2.1 | -2.8 | -6.7 | 3.3 | 3.3 | 8 | 4 | 21 | 18.8 | 21.7 | 18.9 | 7.2 | 7.2 | 19.4 | 18.3 | 7.2 | -0.6 | 22.8 | 18.3 | -0.8 | -0.9 | -5.6 | -10 | -6.7 | -10 | -12.8 | -15.6 | 0.9 | -0.5 | -8.9 | -11 | 16 | 15.6 | 14.5 | 13.7 | -7.8 | -17.2 | -17 | -18 | -11.5 | -11.5 | -13.7 | -19 | -13.9 | -17.8 | -2.2 | -3.3 | -12.6 | -15.5 | -28.3 | -31.3 | -22.2 | -27.2 | 3.7 | 3.7 | -1.7 | -6.7 | 2.6 | 2.6 | 11.1 | 11.1 | -8.9 | -9.4 | -14.4 | -17.8 | 3.3 | 3.3 | -1.1 | -10.6 | 1.5 | -2.2 | -13.3 | -15 | -18.2 | -21.1 | -4.4 | -9.4 | -5.4 | -11.2 | 3.2 | -9 | -6.5 | -8.2 | -18.9 | -20.6 | -0.6 | -2.5 | 1.9 | -0.4 | 0.6 | -2.8 | 1.7 | -3.3 | 0 | 0 | -14 | -18 | 10.6 | 2.8 | 4 | 2.8 | 1.1 | 0.6 | 2.8 | -0.6 | -11 | -12 | -4.1 | -5.7 | 2.3 | 1.3 | -6.7 | -8.3 | -6.7 | -11.7 | -7.2 | -10.6 | 1.7 | -3 | 16.1 | 14.5 | 2.2 | -7.2 | 11.5 | 11.4 | 11.1 | 8.3 | 12.2 | 8.5 | -5.6 | -10.6 | -13.3 | -16.7 | -11.1 | -12.5 | 6.7 | 2.2 | -8 | -11.5 | -6.7 | -8.2 | -3.9 | -6.4 | -10 | -13.9 | -6.7 | -11.7
-13 | -16 | -7.8 | -11.7 | 5.6 | 2.2 | 3.3 | 2.2 | -7.2 | -11.9 | 6.1 | -2.8 | 0 | 0 | 5.2 | 4.6 | 8.9 | 8.3 | 6.1 | 5.6 | 7.9 | 6.4 | 4.4 | -2.2 | 0.6 | -8.3 | 2.4 | 2.4 | 7 | 3 | 21.3 | 19.1 | 22.2 | 18.9 | 7.2 | 7.2 | 19.4 | 18.3 | 7.8 | 3.3 | 22.2 | 18.9 | -0.6 | -0.6 | -5.6 | -9.5 | -6.7 | -10 | -15 | -18.9 | 1.1 | 0 | -10 | -12.4 | 15.6 | 15 | 13.9 | 13.3 | -7.8 | -17.2 | -11 | -12 | -10.7 | -10.7 | -14.7 | -19.9 | -15 | -18.9 | -3.9 | -6.1 | -12.9 | -15.5 | -28.9 | -31.7 | -22.2 | -25.6 | 3.9 | 3.9 | -2.2 | -7.2 | 2.8 | 2.8 | 11.1 | 11.1 | -6.7 | -7.8 | -12.8 | -16.7 | 0 | 0 | -2.2 | -9.4 | 1.3 | -2 | -15 | -18.3 | -18.9 | -22.2 | -3.9 | -8.3 | -6.8 | -11.5 | 3.5 | -9 | -6.8 | -8.9 | -16.7 | -20 | -1.1 | -3 | 2 | -0.5 | 0 | -2.8 | 1.7 | -3.3 | 0 | 0 | -14 | -18 | 10.6 | 2.8 | 3.7 | 2.5 | 0 | 0 | 2.8 | -0.6 | -11 | -12 | -4.2 | -5.4 | 3.9 | 3.2 | -6.7 | -8.3 | -7.2 | -11.7 | -6.7 | -10.6 | 1.7 | -3.3 | 16.1 | 14.4 | 2.2 | -7.2 | 11.1 | 11.1 | 11.1 | 8.3 | 12.2 | 8.9 | -5 | -10 | -12.2 | -18.3 | -11.7 | -13.1 | 6.1 | 1.7 | -8.1 | -11.3 | -7.2 | -8.9 | -4.4 | -6.8 | -11.1 | -15 | -5.6 | -10.5
-13 | -15 | -6.7 | -12.8 | 5 | 1.5 | 4.4 | 3.1 | -6.7 | -11.8 | 5 | -2.2 | 0 | -1 | 5 | 4.4 | 8.3 | 7.2 | 4.4 | 3.9 | 8.3 | 7.2 | 3.9 | -2.2 | 0.6 | -8.9 | 1.5 | 1.5 | 7 | 3 | 21.7 | 19.4 | 21.7 | 18.9 | 7.2 | 7.2 | 18.9 | 17.8 | 6.7 | 3.9 | 22.2 | 17.8 | -1 | -1 | -5.6 | -9.5 | -6.7 | -10 | -16.7 | -18.9 | 1.8 | 0 | -11.1 | -13.9 | 15.8 | 15.4 | 15.2 | 14.1 | -7.2 | -16.7 | -7 | -8 | -10 | -10.6 | -15.6 | -21.1 | -16.1 | -20.6 | -5 | -7.2 | -13.3 | -16.1 | -28.7 | -32 | -23.3 | -27.2 | 4.3 | 4.3 | -2.8 | -7.2 | 3.3 | 3.3 | 11.5 | 11.5 | -2.8 | -3.9 | -13.3 | -17.2 | 0.6 | 0.6 | -2.8 | -9.4 | 1.1 | -2.2 | -15 | -17.8 | -19.1 | -22.6 | -3.9 | -8.9 | -8.3 | -12.8 | 3.9 | -10 | -7.2 | -10 | -18.3 | -21.7 | -1.7 | -3.9 | 2.2 | -0.6 | 0.6 | -2.2 | 1.7 | -2.8 | 1.5 | 1.5 | -14 | -18 | 10 | 2.2 | 3.3 | 2.2 | 1.1 | 0 | 2.8 | -1.1 | -8 | -9 | -4.4 | -5.6 | 5.6 | 5 | -7.2 | -8.3 | -7.8 | -11.7 | -6.7 | -11.1 | 1.5 | -2.5 | 16.8 | 15 | 2.8 | -6.7 | 11.3 | 11.3 | 10.6 | 8.3 | 12.6 | 9.6 | -4.4 | -11.1 | -12.8 | -17.2 | -12.2 | -13.9 | 5.6 | 1.7 | -8.3 | -11.7 | -7 | -8.7 | -5 | -7.8 | -9.4 | -13.9 | -4.4 | -10.1
-11 | -13 | -8.9 | -13.3 | 4.5 | 0.8 | 5.6 | 4.1 | -6.1 | -12.2 | 5.6 | -2.8 | 1 | 0 | 5.4 | 4.8 | 8.9 | 7.8 | 5.6 | 5.6 | 8.5 | 7.5 | 6.1 | -0.6 | 0 | -6.7 | 0.6 | 0.6 | 8 | 3 | 21.1 | 18.7 | 22.2 | 19.4 | 10.2 | 9.6 | 18.9 | 17.2 | 6.1 | 2.8 | 22.2 | 17.8 | -1.3 | -1.3 | -5.6 | -10 | -6.7 | -10 | -17.2 | -20 | 2.6 | 0 | -10.5 | -13.4 | 15.9 | 15.5 | 16.5 | 14.9 | -7.2 | -16.7 | -7 | -9 | -8.9 | -9.7 | -13 | -18.8 | -16.1 | -20 | -6.1 | -7.8 | -13.3 | -15.7 | -28.5 | -32.7 | -23.9 | -28.3 | 4.6 | 4.6 | -2.8 | -7.8 | 3.9 | 3.9 | 11.8 | 11.8 | -1.1 | -2.8 | -13.3 | -17.2 | 0 | 0 | -2.2 | -10 | 3 | -0.7 | -15.6 | -18.9 | -19.2 | -23.5 | -1.7 | -7.8 | -5.9 | -10.8 | 7.6 | -7.5 | -4.4 | -7.7 | -18.3 | -20.6 | -1.1 | -3.6 | 2.2 | -0.2 | 0.6 | -2.2 | 1.1 | -3.3 | 2.9 | 2.9 | -13 | -17 | 10.6 | 2.2 | 3.7 | 2.4 | 0 | -1.1 | 2.8 | -1.7 | -10 | -12 | -0.5 | -2.6 | 6.5 | 5.8 | -7.2 | -8.3 | -7.8 | -11.1 | -6.1 | -11.1 | 1.3 | -2.2 | 17.6 | 15.6 | 11.7 | -8.9 | 11.5 | 11.5 | 11.1 | 8.3 | 12.9 | 10.5 | -5 | -8.3 | -11.7 | -15 | -10.7 | -12.3 | 5.6 | 1.7 | -7.2 | -10.5 | -6.9 | -9 | -5.2 | -7.8 | -7.8 | -12.2 | -3.3 | -10.6
-8 | -11 | -9.4 | -13.9 | 3.9 | 0 | 6.7 | 5 | -2 | -9.4 | 10 | -2.2 | 0 | 0 | 5.7 | 5.1 | 10 | 8.9 | 6.1 | 6.1 | 8.7 | 7.7 | 15 | -1.1 | 8.3 | -8.3 | 1.1 | 0.9 | 9 | 4 | 20.6 | 18 | 23.3 | 19.4 | 13.1 | 11.7 | 18.9 | 17.8 | 6.7 | 4.4 | 23.9 | 17.8 | -1.7 | -1.7 | -3.7 | -9 | -6.7 | -10 | -16.1 | -20 | 3.3 | 0 | -10 | -13.5 | 16.1 | 15.6 | 17.8 | 15.6 | -7.2 | -17.2 | -7 | -8 | -7.8 | -8.9 | -10.4 | -16.9 | -14.4 | -17.8 | -6.1 | -8.3 | -13.3 | -15.7 | -28.3 | -33.9 | -21.1 | -25.6 | 5 | 5 | -1.7 | -8.3 | 4.4 | 4.4 | 12.2 | 12.2 | 0 | -2.8 | -12.2 | -16.1 | 0.6 | 0.6 | -1.1 | -9.4 | 4.8 | 0.5 | -15 | -17.8 | -19.4 | -25 | 0 | -7.8 | -3.5 | -9.4 | 11.3 | -7.1 | -1.7 | -6.2 | -15.6 | -20 | -0.6 | -3.9 | 2.2 | 0.2 | 0.6 | -2.2 | 0.6 | -4.4 | 4.4 | 4.4 | -12 | -17 | 10.6 | 2.2 | 4 | 2.5 | -1.7 | -6.1 | 2.8 | -1.7 | -7 | -8 | 3.3 | -0.5 | 7.4 | 6.5 | -6.1 | -8.9 | -5.6 | -10.6 | -5.6 | -11.1 | 1.1 | -2.2 | 18.3 | 16.1 | 13.9 | -8.3 | 11.7 | 11.7 | 11.7 | 7.8 | 13.3 | 11.1 | -1.7 | -9.4 | -10 | -18.3 | -9.3 | -11.1 | 5.6 | 1.7 | -6.1 | -9.7 | -6.7 | -9.4 | -5.4 | -8.1 | -3.9 | -10 | -2.6 | -8.9
-4 | -8 | -11.7 | -15 | 3.9 | -0.6 | 9.7 | 5.3 | 2 | -8.2 | 14.4 | -2.2 | 3 | 2 | 6.1 | 5.6 | 12.2 | 10 | 6.1 | 6.1 | 8.9 | 7.8 | 18.9 | 1.1 | 10.6 | -8.9 | 1.7 | 1.3 | 11 | 5 | 20 | 17.2 | 23.9 | 20 | 16.1 | 13.9 | 20 | 18.3 | 6.7 | 5 | 24.4 | 18.3 | -0.8 | -0.8 | -1.9 | -8.9 | -5.6 | -9.4 | -15 | -18.9 | 4.6 | 0.9 | -9.4 | -13.9 | 17.4 | 16.3 | 19.8 | 16.1 | -7.2 | -16.1 | -7 | -9 | -6.7 | -8.3 | -7.8 | -16.1 | -12.8 | -16.1 | -6.1 | -8.3 | -13.3 | -16.1 | -26.8 | -32.2 | -18.3 | -21.1 | 6.1 | 6 | 0 | -8.3 | 5.3 | 5.3 | 12.8 | 12.7 | 1.7 | -1.7 | -10.6 | -15 | 4.4 | 4.4 | -0.6 | -8.9 | 6.7 | 1.7 | -13.9 | -17.2 | -18.1 | -23.7 | 1.1 | -7.8 | -1.1 | -9.4 | 15 | -7.8 | 1.1 | -5.6 | -13.9 | -20 | 0 | -4.4 | 2.2 | 0.6 | 0.6 | -1.7 | 2.2 | -3.3 | 8.1 | 7.8 | -12 | -17 | 11.7 | 2.8 | 4.4 | 2.8 | -2.2 | -8.3 | 2.8 | -1.1 | -3 | -5 | 7.2 | 1.7 | 8.3 | 7.2 | -3.9 | -8.9 | -4.4 | -10.6 | -5 | -11.7 | 1.7 | -0.9 | 19.6 | 16.5 | 14.4 | -8.9 | 12.6 | 12.3 | 12.8 | 8.3 | 14.4 | 12.3 | -0.6 | -11.1 | -8.9 | -17.8 | -7.8 | -10 | 5.6 | 1.7 | -5 | -9.4 | -3.7 | -6.9 | -5.6 | -8.9 | 1.7 | -7.8 | -1.8 | -8.2
-3 | -5 | -9.4 | -15 | 3.9 | -1.1 | 12.6 | 4.8 | 6.1 | -8.9 | 16.1 | -3.9 | 5 | 3 | 7.2 | 6.2 | 13.3 | 10 | 7.2 | 6.7 | 10.7 | 8.7 | 22.8 | 1.1 | 12.8 | -9.4 | 2.2 | 1.7 | 13 | 3 | 21.3 | 15.9 | 25 | 20 | 18.3 | 14 | 25 | 19.4 | 7.8 | 6.1 | 26.1 | 18.9 | 0.2 | 0.2 | 0 | -10 | -4.4 | -8.3 | -12.2 | -17.2 | 5.9 | 1.8 | -8.5 | -13 | 18.7 | 16.7 | 21.9 | 16.2 | -6.7 | -16.1 | -7 | -9 | -4.8 | -7 | -6.3 | -14.1 | -10.6 | -15.6 | -5.6 | -8.3 | -12 | -14.9 | -25.4 | -31.1 | -15.6 | -18.9 | 7.2 | 6.8 | 1.7 | -8.9 | 6.3 | 6.3 | 13.3 | 13 | 3.3 | -0.6 | -9.4 | -13.3 | 8.3 | 5.6 | 0 | -8.9 | 7.1 | 3.2 | -12.2 | -15.6 | -16.9 | -23.5 | 2.8 | -7.2 | 0.2 | -8 | 16.7 | -6.2 | 4.4 | -4.3 | -11.7 | -19.4 | 0.7 | -3.8 | 3.3 | 1 | 1.1 | -1.7 | 2.8 | -2.8 | 11.9 | 11.2 | -11 | -16 | 13.3 | 2.8 | 5.5 | 2.5 | -2.2 | -8.9 | 2.2 | -0.6 | -2 | -4 | 9.8 | 0.7 | 7.9 | 7 | -1.7 | -7.2 | -2.8 | -10.6 | -3.9 | -11.1 | 2.2 | 0.1 | 20.9 | 16.5 | 14.4 | -8.9 | 13.5 | 12.7 | 13.9 | 8.9 | 15.6 | 13.5 | 1.1 | -12.2 | -7.2 | -16.7 | -5 | -7.9 | 6.1 | 1.7 | -3.1 | -8.1 | -0.8 | -4.7 | -5.2 | -8.7 | 3.9 | -9.4 | -1.1 | -8.3
0 | -4 | -8.9 | -13.9 | 3.9 | -2.2 | 15.6 | 3.3 | 6.7 | -7.5 | 18.3 | -3.9 | 5 | 3 | 8.3 | 6.6 | 15.6 | 10 | 7.2 | 6.1 | 12.6 | 9.5 | 27.2 | -1.1 | 14.4 | -9.4 | 3.5 | 1.2 | 14 | 1 | 22.6 | 13.7 | 25.6 | 21.1 | 20.6 | 13.6 | 27.2 | 20 | 8.3 | 6.7 | 28.9 | 19.4 | 1.1 | 1.1 | 2.4 | -9 | -3.9 | -8.3 | -10.6 | -16.1 | 7.2 | 2.8 | -7.6 | -12.5 | 20 | 17.2 | 23.9 | 16.1 | -5.6 | -15 | -7 | -9 | -3 | -6.1 | -4.8 | -12.9 | -9.4 | -15.6 | -5.6 | -7.8 | -10.7 | -14.2 | -23.9 | -30.6 | -13.9 | -18.3 | 8.3 | 7.8 | 2.2 | -9.4 | 7.2 | 7.2 | 13.9 | 13.3 | 3.9 | 0 | -8.9 | -13.9 | 10 | 5 | 0.6 | -10.6 | 7.4 | 4.4 | -11.1 | -13.9 | -15.6 | -23.9 | 4.4 | -7.8 | 1.5 | -7.9 | 18.3 | -6.4 | 7.8 | -4.1 | -10.6 | -20 | 1.5 | -3.5 | 4.5 | 1.3 | 1.7 | -1.1 | 2.8 | -2.8 | 15.6 | 14.4 | -10 | -15 | 12.8 | 4.4 | 6.7 | 2.4 | -2.2 | -10.6 | 2.8 | 0 | 0 | -3 | 12.4 | -1.3 | 7.6 | 6.9 | -1.1 | -6.1 | 0.6 | -10.6 | -3.3 | -12.2 | 2.8 | 1.1 | 22.2 | 16.7 | 16.7 | -8.3 | 14.4 | 13.3 | 14.4 | 9.4 | 16.7 | 14.4 | 2.2 | -12.8 | -5.6 | -15.6 | -2.2 | -5.9 | 7.2 | 1.7 | -1.3 | -7.7 | 2.2 | -3.3 | -4.8 | -8.9 | 3.9 | -9.4 | 1.3 | -7.3
1 | -5 | -6.7 | -13.3 | 4.5 | -2.3 | 16.5 | 4.6 | 7.2 | -7.5 | 18.9 | -3.9 | 5 | 3 | 9.4 | 7.2 | 16.7 | 11.1 | 9.4 | 6.7 | 14.4 | 10 | 28.9 | -3.9 | 15 | -9.4 | 4.8 | 0.4 | 15 | 4 | 23.9 | 11.1 | 26.7 | 20.6 | 22.8 | 12.8 | 25.6 | 18.9 | 7.2 | 4.4 | 28.9 | 18.9 | 2 | 2 | 4.8 | -9.7 | -3.9 | -8.9 | -10 | -16.1 | 8.1 | 3.4 | -6.7 | -12.8 | 20.4 | 17.2 | 23.5 | 16.1 | -4.4 | -14.4 | -7 | -10 | -1.1 | -5.6 | -3.3 | -12.8 | -8.9 | -15.6 | -5.6 | -7.8 | -9.4 | -13.9 | -22.8 | -29.3 | -12.2 | -17.2 | 9.6 | 8.1 | 3.3 | -9.4 | 8.1 | 7.4 | 14.1 | 13.7 | 4.4 | 0.6 | -8.9 | -13.9 | 11.7 | 6.1 | 0 | -8.9 | 7.8 | 5.6 | -10 | -13.3 | -15.2 | -22.5 | 6.7 | -7.2 | 2.8 | -8.9 | 20 | -6.7 | 11.1 | -6.1 | -10 | -19.4 | 2.2 | -3.9 | 5.6 | 1.7 | 2.2 | -1.1 | 2.8 | -2.8 | 16.9 | 14.2 | -8 | -12 | 11.1 | 4.4 | 7.8 | 1.7 | -2.2 | -12.8 | 3.3 | 0.6 | 0 | -3 | 15 | -6.1 | 7.2 | 6.7 | 0.6 | -6.7 | 1.7 | -10.6 | -3.3 | -12.8 | 3.2 | 1.9 | 22 | 17 | 16.7 | -8.3 | 15.2 | 13.1 | 14.4 | 9.4 | 17.1 | 14.9 | 2.8 | -11.7 | -4.4 | -15 | 0.6 | -5 | 7.2 | 1.7 | 0.6 | -8.3 | 2.8 | -2.6 | -4.4 | -10 | 3.9 | -10 | 3.7 | -7.7
1 | -3 | -6.1 | -11.1 | 5 | -2.7 | 17.4 | 5.7 | 7.8 | -8.3 | 20.6 | -3.9 | 6 | 4 | 9.8 | 7.4 | 16.1 | 11.1 | 10 | 6.7 | 14.6 | 9.9 | 28.3 | -6.1 | 15.6 | -9.4 | 6.1 | -0.6 | 14 | 4 | 23.3 | 12.3 | 26.7 | 20 | 23.2 | 11.9 | 25 | 18.9 | 7.2 | 4.4 | 27.8 | 18.9 | 3 | 3 | 7.2 | -12.8 | -3.3 | -8.9 | -9.4 | -15.6 | 9.1 | 4.3 | -6.5 | -11.9 | 20.7 | 17.3 | 23.2 | 15.8 | -3.9 | -14.4 | -7 | -10 | -1.1 | -4.8 | -2.9 | -11.6 | -7.8 | -14.4 | -5 | -7.8 | -8.5 | -13.1 | -21.7 | -28.8 | -11.1 | -17.8 | 10.9 | 8.2 | 4.4 | -8.9 | 9.1 | 7.7 | 14.2 | 13.8 | 5.6 | 1.1 | -8.3 | -12.2 | 14.4 | 5.6 | 1.7 | -8.3 | 6.7 | 4.9 | -10 | -13.3 | -14.8 | -21.9 | 8.9 | -7.2 | 3.3 | -7.4 | 20.7 | -6.1 | 12 | -5.3 | -10 | -19.4 | 2.9 | -3.2 | 5 | 1.5 | 2.8 | -0.6 | 3.3 | -2.2 | 18.1 | 13.6 | -7 | -15 | 11.7 | 5 | 8.2 | 1.8 | -2.2 | -13.9 | 1.7 | -1.1 | 0 | -3 | 15.4 | -6 | 7.9 | 7.2 | 2.2 | -3.9 | 3.3 | -14.4 | -3.3 | -12.2 | 3.5 | 2.6 | 21.9 | 17.1 | 18.3 | -7.8 | 15.9 | 12.7 | 13.9 | 9.4 | 17.4 | 15.2 | 3.3 | -11.7 | -2.8 | -14.4 | 1.1 | -4.6 | 8.3 | 2.2 | 1 | -7.1 | 3.3 | -2.3 | -3.9 | -9.2 | 3.9 | -8.9 | 6.1 | -10
1 | -3 | -5.6 | -12.8 | 5.6 | -3.9 | 18.3 | 6.7 | 7.1 | -7.2 | 21.1 | -6.7 | 5 | 3 | 10.2 | 7.6 | 15 | 11.1 | 10 | 6.7 | 14.8 | 9.8 | 26.7 | -5.6 | 16.1 | -10 | 5.9 | -0.9 | 14 | 4 | 22.8 | 13.3 | 26.1 | 20 | 23.5 | 11.3 | 24.4 | 18.9 | 7.8 | 5 | 27.2 | 18.9 | 3.9 | 3.9 | 7.4 | -10.6 | -3.9 | -8.9 | -8.9 | -17.2 | 10 | 5 | -6.3 | -11.7 | 21.1 | 17.2 | 22.8 | 15.6 | -2.8 | -13.9 | -8 | -10 | -1.1 | -4.7 | -2.6 | -11.3 | -7.2 | -14.4 | -5 | -7.8 | -7.6 | -13.2 | -20.6 | -28.9 | -10.6 | -17.2 | 12.2 | 8.3 | 4.4 | -9.4 | 10 | 7.8 | 14.4 | 13.9 | 5.6 | 0.6 | -6.7 | -11.1 | 15 | 5.6 | 0.6 | -7.8 | 5.5 | 4.2 | -8.9 | -12.2 | -14.4 | -22.2 | 10 | -7.2 | 3.9 | -6.7 | 21.5 | -5.5 | 13 | -4.9 | -8.3 | -18.3 | 3.7 | -3.1 | 4.5 | 1.3 | 3.3 | -1.7 | 3.3 | -1.7 | 19.4 | 12.8 | -6 | -12 | 12.8 | 5.6 | 8.5 | 1.9 | -2.8 | -15.6 | 2.8 | -0.6 | 1 | -2 | 15.7 | -6.4 | 8.7 | 7.8 | 2.2 | -2.8 | 3.9 | -12.8 | -3.9 | -12.8 | 3.9 | 3.3 | 21.7 | 17.2 | 17.8 | -7.8 | 16.7 | 12.2 | 13.3 | 9.4 | 17.8 | 15.6 | 3.3 | -11.7 | -1.1 | -14.4 | 1.7 | -4.8 | 8.3 | 1.1 | 1.3 | -7.3 | 3.9 | -2.2 | -3.3 | -9 | 2.2 | -8.9 | 5.4 | -7.8
2 | -4 | -5.6 | -15 | 4.5 | -4.2 | 17.2 | 7.3 | 6.3 | -6.8 | 21.1 | -3.9 | 6 | 4 | 10.6 | 7.8 | 14.4 | 11.1 | 10.6 | 5 | 15 | 9.4 | 25.6 | -3.3 | 13.3 | -7.8 | 5.8 | -1 | 14 | 4 | 22.2 | 14.4 | 26.7 | 18.3 | 23.9 | 10 | 23.9 | 18.9 | 7.8 | 5 | 27.8 | 18.9 | 3.7 | 3.7 | 7.6 | -9.5 | -3.9 | -9.4 | -9.4 | -18.9 | 10 | 6 | -6.1 | -12.2 | 20.4 | 17.4 | 22.1 | 15.7 | -2.8 | -13.9 | -8 | -11 | -1.1 | -5 | -2.2 | -12.2 | -6.1 | -13.9 | -5 | -7.8 | -6.7 | -13.9 | -21 | -28.4 | -10 | -17.2 | 11.1 | 8 | 3.9 | -9.4 | 9.1 | 7.7 | 14 | 13.7 | 5.6 | 0.6 | -6.1 | -11.1 | 15 | 6.1 | 0.6 | -7.2 | 4.4 | 3.3 | -7.8 | -11.1 | -15.5 | -22.2 | 10 | -7.2 | 4.4 | -7.2 | 22.2 | -6.1 | 13.9 | -6.1 | -7.8 | -19.4 | 4.4 | -3.3 | 3.9 | 1.1 | 3.3 | -1.7 | 3.9 | -1.1 | 19 | 12.5 | -6 | -13 | 11.7 | 3.9 | 8.9 | 1.7 | -3.3 | -16.1 | 1.1 | -1.7 | 0 | -3 | 16.1 | -8.3 | 9.4 | 8.3 | 2.8 | -3.9 | 5 | -12.8 | -3.9 | -12.8 | 2.8 | 2.2 | 21.3 | 16.9 | 17.2 | -7.2 | 16.1 | 12.1 | 12.8 | 9.4 | 17.8 | 15.6 | 4.4 | -11.7 | -1.7 | -15.6 | 2.2 | -6.1 | 8.3 | 0.6 | 1.7 | -8.3 | 3 | -1.9 | -2.8 | -10 | 2.2 | -8.3 | 4.6 | -7.2
1 | -4 | -7.2 | -15.6 | 3.3 | -5 | 16.1 | 7.6 | 5.6 | -7.8 | 21.1 | -3.3 | 4 | 4 | 10.2 | 8 | 13.3 | 10.6 | 10.6 | 5 | 14.1 | 9.2 | 22.8 | -2.8 | 11.1 | -7.2 | 5.6 | -1.7 | 13 | 6 | 20.4 | 13.9 | 26.1 | 19.4 | 22.2 | 11.6 | 24.4 | 19.4 | 7.8 | 5 | 27.2 | 18.3 | 3.5 | 3.5 | 7.8 | -10 | -5 | -10 | -10 | -23.3 | 10 | 6.9 | -6.7 | -11.6 | 19.6 | 17.2 | 21.3 | 15.6 | -2.8 | -13.9 | -8 | -10 | -2 | -4.8 | -3.9 | -11.4 | -6.7 | -13.9 | -5.6 | -7.8 | -8.5 | -14.2 | -21.3 | -28.4 | -12.2 | -18.9 | 10 | 7.6 | 3.3 | -9.4 | 8.1 | 7.4 | 13.7 | 13.6 | 3.9 | 0 | -7.2 | -10 | 13.9 | 5.6 | 0 | -6.7 | 3.9 | 2.9 | -9.4 | -13.9 | -16.7 | -23.3 | 8.3 | -6.1 | 1.6 | -5.9 | 19.8 | -6 | 10.9 | -5.3 | -7.8 | -20 | 4 | -2.9 | 3.2 | 1.2 | 3.9 | -1.1 | 2.8 | -1.1 | 18.7 | 12.5 | -7 | -13 | 11.1 | 3.9 | 7.8 | 2.5 | -3.9 | -17.2 | 1.1 | -3.3 | 0 | -3 | 13.5 | -4.5 | 8.7 | 7.8 | 1.1 | -3.3 | 5 | -11.1 | -5 | -13.9 | 1.7 | 1.1 | 21 | 16.6 | 16.7 | -8.3 | 15.6 | 12 | 12.2 | 8.9 | 17.8 | 15.6 | 5 | -10.6 | -1.1 | -15.6 | 1.3 | -5.8 | 8.3 | 0.6 | 0.6 | -7.2 | 2 | -2.1 | -3.3 | -9.6 | 0.6 | -9.4 | 3.9 | -7.8
3 | -5 | -7.8 | -16.1 | 2.2 | -6.7 | 15 | 7.8 | 3.5 | -6.7 | 20.6 | -4.4 | 3 | 3 | 9.8 | 8.3 | 13.3 | 10.6 | 8.3 | 6.1 | 13.1 | 8.4 | 20.6 | -3.9 | 10.6 | -10 | 4.3 | -1.7 | 13 | 6 | 18.5 | 13.4 | 25 | 19.4 | 20.6 | 12.9 | 22.8 | 20 | 7.2 | 4.4 | 26.1 | 18.3 | 3.3 | 3.3 | 5.6 | -7.4 | -5 | -10 | -11.7 | -22.8 | 10 | 7.8 | -7.2 | -11.6 | 18.9 | 17.2 | 20.6 | 15.6 | -3.3 | -14.4 | -8 | -11 | -3 | -5 | -5.5 | -11.7 | -8.3 | -14.4 | -6.7 | -7.8 | -10.4 | -15.3 | -21.7 | -29.4 | -14.4 | -20.6 | 8.9 | 7.2 | 1.7 | -10 | 7.2 | 7.2 | 13.3 | 13.3 | 3.9 | -1.1 | -7.2 | -10 | 11.1 | 5.6 | -1.7 | -6.7 | 3.3 | 2.1 | -10 | -13.9 | -17.8 | -25 | 8.3 | -5 | -1.1 | -6.4 | 17.4 | -5.7 | 8 | -5.8 | -7.8 | -19.4 | 3.7 | -2.9 | 2.4 | 1.1 | 2.8 | -1.7 | 2.8 | -0.6 | 18.3 | 12.2 | -10 | -15 | 10.6 | 3.3 | 6.7 | 3.1 | -5 | -16.7 | 0 | -4.4 | -1 | -5 | 10.9 | -3.5 | 7.9 | 7.2 | -1.1 | -1.7 | 4.4 | -11.7 | -6.1 | -14.4 | 0.6 | 0 | 20.6 | 16.1 | 15 | -8.9 | 15 | 11.7 | 11.7 | 8.9 | 17.8 | 15.6 | 1.7 | -10 | -2.2 | -15.6 | 0.3 | -6.2 | 7.2 | 1.7 | -0.6 | -7.2 | 1.1 | -2.2 | -3.9 | -10.2 | -2.2 | -10.6 | 2.6 | -6.7
4 | -1 | -8.3 | -17.2 | 1.3 | -6.2 | 14.3 | 7.6 | 1.5 | -6.9 | 19.4 | -2.2 | 2 | 1 | 9.4 | 8.3 | 12.8 | 10.6 | 5.6 | 5 | 12.2 | 7.8 | 15.6 | -0.6 | 10.6 | -11.1 | 3 | -2 | 13 | 6 | 16.7 | 12.8 | 24.4 | 20 | 18.9 | 13.3 | 17.8 | 15.6 | 7.2 | 5.6 | 25 | 18.3 | 3.9 | 3.9 | 3.3 | -6.7 | -6.1 | -12.2 | -14.4 | -23.9 | 9.3 | 7.9 | -7.8 | -12.2 | 18.5 | 17.2 | 20 | 16.1 | -3.9 | -14.4 | -8 | -11 | -3.9 | -5.6 | -7.2 | -12.8 | -10.6 | -15 | -7.2 | -9.4 | -12.2 | -17.2 | -22.2 | -28.7 | -15 | -20 | 8 | 6.6 | 0 | -9.4 | 6.7 | 6.7 | 12.9 | 12.9 | 3.3 | -1.7 | -7.8 | -10 | 10 | 4.4 | -1.7 | -5.6 | 2.8 | 1.7 | -10 | -14.4 | -18.9 | -24.3 | 3.9 | -5 | -3.9 | -7.8 | 15 | -7.2 | 5 | -7.8 | -7.8 | -18.3 | 3.3 | -3.3 | 1.7 | 1.1 | 2.8 | -1.7 | 2.8 | -0.6 | 17.8 | 12.3 | -11 | -15 | 10 | 3.3 | 5.6 | 3.3 | -5.6 | -16.1 | -0.6 | -7.2 | -2 | -6 | 8.3 | -3.3 | 7.2 | 6.7 | -1.7 | -2.8 | 2.8 | -11.1 | -6.7 | -15 | -1.3 | -1.9 | 20 | 16.3 | 13.9 | -9.4 | 14.1 | 12 | 11.1 | 8.3 | 17.6 | 15.8 | -0.6 | -7.2 | -2.2 | -16.1 | -0.6 | -7.8 | 7.2 | 1.7 | -1.7 | -8.3 | 1.3 | -1.3 | -4.4 | -11.7 | -5 | -11.1 | 1.3 | -7.1
3 | -2 | -8.3 | -18.9 | 0.3 | -6.4 | 13.5 | 7.5 | -0.6 | -8.3 | 18.9 | -2.2 | 1 | 1 | 9 | 8.3 | 12.2 | 10.6 | 5.6 | 5 | 12.4 | 7.3 | 13.3 | 1.1 | 9.4 | -11.7 | 1.7 | -2.8 | 13 | 7 | 15.9 | 12.3 | 23.3 | 20.6 | 17.6 | 13.6 | 17.2 | 15.6 | 7.2 | 5.6 | 24.4 | 18.9 | 4.4 | 4.4 | 1.1 | -7.2 | -6.7 | -12.2 | -16.1 | -24.4 | 8.5 | 7.8 | -8.5 | -12 | 18.2 | 17.4 | 19.5 | 16.4 | -4.4 | -14.4 | -8 | -10 | -4.5 | -5.9 | -8.1 | -12.8 | -12.8 | -17.2 | -7.8 | -10.6 | -11.8 | -15.5 | -22.8 | -28.7 | -15.6 | -20.6 | 7 | 6.1 | 0.6 | -9.4 | 6.1 | 6.1 | 12.6 | 12.6 | 2.2 | -1.1 | -7.2 | -10 | 9.4 | 5 | 0 | -5 | 2.6 | 1.4 | -10 | -14.4 | -20 | -24.7 | 2.2 | -5.6 | -4.5 | -7.4 | 13.3 | -6.1 | 3 | -6.1 | -7.2 | -17.8 | 2.9 | -2.9 | 1.5 | 0.9 | 2.8 | -1.7 | 2.8 | -0.6 | 17.2 | 12.6 | -12 | -16 | 8.3 | 5 | 5 | 3.2 | -6.1 | -15.6 | -1.1 | -7.8 | -5 | -6 | 6.3 | -2.5 | 7 | 6.4 | -1.7 | -2.2 | -0.6 | -8.3 | -7.2 | -14.4 | -3.1 | -4 | 19.5 | 16.2 | 13.3 | -8.9 | 13.1 | 12.2 | 10.6 | 8.3 | 17.4 | 15.9 | -0.6 | -7.8 | -2.8 | -15.6 | -1 | -7 | 5.6 | 1.1 | -2.2 | -7.6 | 1.5 | -0.7 | -5 | -10.8 | -4.4 | -10 | 0 | -8.3
-1 | -4 | -9.4 | -19.4 | -0.6 | -7.8 | 12.8 | 7.2 | 0.3 | -7.2 | 17.8 | -1.1 | 3 | 3 | 8.7 | 8.4 | 12.2 | 10 | 5.6 | 5 | 12.6 | 6.4 | 10.6 | 1.7 | 7.8 | -11.1 | 1.5 | -2.2 | 13 | 8 | 15.2 | 12 | 23.3 | 20.6 | 16.3 | 13.4 | 17.2 | 15 | 7.2 | 5.6 | 24.4 | 18.9 | 5 | 5 | 0 | -6.1 | -7.8 | -13.3 | -16.1 | -23.9 | 7.8 | 7.8 | -9.3 | -12.5 | 17.8 | 17.2 | 18.9 | 16.7 | -5.6 | -15 | -8 | -10 | -5 | -6.1 | -9.1 | -13.4 | -14.4 | -18.3 | -8.3 | -11.1 | -11.5 | -14.5 | -23.3 | -29.4 | -17.2 | -21.7 | 6.1 | 5.6 | -1.1 | -8.9 | 5.6 | 5.6 | 12.2 | 12.2 | 2.2 | -1.7 | -7.2 | -10 | 7.8 | 4.4 | 0 | -5.6 | 2.4 | 1.2 | -10.6 | -13.9 | -21.1 | -25.6 | 2.2 | -5.6 | -5 | -7.3 | 11.7 | -6.4 | 0.9 | -6.1 | -7.2 | -17.2 | 2.6 | -2.9 | 1.3 | 0.7 | 2.8 | -1.1 | 3.3 | -0.6 | 16.7 | 12.8 | -13 | -17 | 7.8 | 5 | 4.5 | 3 | -6.7 | -15.6 | -1.7 | -8.9 | -4 | -7 | 4.2 | -2.7 | 6.9 | 6.3 | -1.7 | -2.2 | -1.1 | -6.7 | -7.8 | -15 | -5 | -6.1 | 18.9 | 16.1 | 13.9 | -8.3 | 12.2 | 12.2 | 10.6 | 8.9 | 17.2 | 16.1 | -0.6 | -8.3 | -2.8 | -15.6 | -1.3 | -7.3 | 5.6 | 1.1 | -2.8 | -8 | 1.7 | 0 | -5.5 | -10.8 | -5.6 | -11.1 | 0 | -7.7
-1 | -5 | -10 | -19.4 | -1.1 | -7.1 | 12.8 | 8.5 | 1.3 | -6.9 | 16.1 | -0.6 | 2 | 2 | 8.3 | 8.3 | 12.2 | 10 | 4.4 | 4.4 | 12.8 | 5.6 | 10 | 1.3 | 6.7 | -11.7 | 1.3 | -1.7 | 12 | 8 | 14.4 | 11.7 | 21.1 | 19.4 | 15 | 13.3 | 17.2 | 15 | 7.2 | 5.6 | 23.3 | 19.4 | 5.4 | 5.4 | -1.1 | -6 | -8.9 | -13.9 | -15.6 | -22.8 | 8.2 | 8.2 | -10 | -13.3 | 18 | 17.4 | 18.9 | 16.7 | -6.1 | -15.6 | -7 | -8 | -5.6 | -6.7 | -10 | -14.4 | -15 | -19.4 | -8.9 | -11.7 | -11.1 | -13.9 | -24.4 | -30 | -16.1 | -20.6 | 4.4 | 4 | -2.2 | -8.3 | 5.4 | 5.4 | 12 | 12 | 2.2 | -1.1 | -7.8 | -10 | 7.2 | 4.4 | 1.1 | -5.6 | 2.2 | 1.1 | -11.1 | -13.3 | -22.4 | -26.2 | 1.7 | -5.6 | -5.6 | -7.8 | 10 | -7.2 | -1.1 | -7.2 | -7.2 | -17.2 | 2.2 | -3.3 | 1.1 | 0.6 | 2.8 | 0 | 2.2 | -0.6 | 16.1 | 12.7 | -13 | -17 | 7.8 | 3.9 | 3.9 | 2.8 | -7.8 | -14.4 | -1.7 | -7.8 | -4 | -6 | 2.2 | -3.3 | 6.7 | 6.1 | -1.7 | -2.2 | -1.7 | -7.2 | -8.9 | -15 | -5.6 | -6.9 | 18.2 | 15.8 | 12.8 | -8.3 | 12.2 | 12.2 | 10 | 9.4 | 17.4 | 16.1 | -1.1 | -8.3 | -2.2 | -15 | -1.7 | -8.3 | 5.6 | 1.1 | -3.3 | -8.9 | 1.5 | 0 | -6.1 | -11.7 | -5.6 | -10 | 0 | -7.9
-3 | -6 | -11.1 | -20 | -1.7 | -7.3 | 12.8 | 9.5 | 2.2 | -7.8 | 14.4 | -0.6 | 2 | 2 | 8.1 | 8.1 | 11.7 | 10 | 4.4 | 4.4 | 12.4 | 7.1 | 9.4 | 1.1 | 4.4 | -9.4 | 1.1 | -1.7 | 12 | 9 | 14.4 | 11.2 | 21.1 | 20 | 14.3 | 13.2 | 17.2 | 15 | 7.2 | 5.6 | 22.8 | 18.9 | 5.7 | 5.7 | -2.2 | -6.7 | -11.7 | -16.1 | -16.7 | -24.4 | 8.5 | 8.5 | -10.4 | -13.3 | 18.1 | 17.1 | 18.9 | 16.7 | -6.7 | -15.6 | -7 | -8 | -6.3 | -7 | -11.3 | -14.6 | -16.1 | -20 | -10 | -12.2 | -10.9 | -13.4 | -25.6 | -31.2 | -15.6 | -20 | 2.8 | 2.7 | -2.8 | -7.8 | 5.2 | 5.2 | 11.9 | 11.9 | 2.2 | -1.1 | -7.2 | -9.4 | 7.2 | 4.4 | 1.1 | -5 | 2 | 0.8 | -11.1 | -13.9 | -23.7 | -27.4 | 2.2 | -5.6 | -6.3 | -8.3 | 9.3 | -6.6 | -2.2 | -6.6 | -7.2 | -16.7 | 1.5 | -2.8 | 1.1 | 0.5 | 2.8 | 0 | 2.2 | 0 | 15.6 | 12.8 | -14 | -17 | 6.7 | 4.4 | 4.1 | 2.9 | -7.8 | -15.6 | -2.2 | -8.9 | -4 | -6 | 1.7 | -2.5 | 6.5 | 6.1 | -1.7 | -2.2 | -2.2 | -7.2 | -9.4 | -15 | -6.1 | -7.7 | 17.4 | 15.4 | 12.2 | -8.3 | 12.2 | 12.2 | 11.1 | 10 | 17.6 | 16.1 | -1.7 | -8.3 | -2.2 | -14.4 | -2.1 | -7.9 | 5 | 0 | -3.7 | -8.3 | 1.3 | 0 | -6.1 | -10.8 | -7.8 | -11.7 | 0 | -9.4
-2 | -6 | -11.1 | -20 | -2.2 | -8.3 | 12.8 | 10.6 | 0.9 | -6.3 | 15 | 0.6 | 2 | 2 | 8 | 8 | 11.7 | 10 | 5.6 | 5.6 | 12.1 | 8.4 | 8.9 | 0.8 | 3.9 | -9.4 | 0.7 | -1.8 | 11 | 8 | 14.4 | 10.8 | 21.1 | 19.4 | 13.5 | 13.1 | 17.2 | 15 | 7.2 | 6.7 | 22.2 | 18.9 | 6.1 | 6.1 | -2.4 | -6.3 | -12.8 | -17.2 | -17.8 | -23.3 | 8.9 | 8.9 | -10.7 | -13.6 | 18.3 | 17.2 | 18.9 | 16.7 | -7.2 | -16.1 | -7 | -8 | -7.1 | -7.2 | -12.6 | -15.2 | -16.1 | -20.6 | -10.6 | -12.2 | -10.8 | -13.3 | -26.7 | -32.8 | -15.6 | -20 | 1.1 | 1.1 | -4.4 | -7.2 | 5 | 5 | 11.7 | 11.7 | 2.8 | -0.6 | -7.2 | -9.4 | 6.7 | 4.4 | 2.2 | -5 | 1.9 | 0.7 | -11.7 | -14.4 | -25 | -28.9 | 1.7 | -6.1 | -7.1 | -9.4 | 8.5 | -6.4 | -3.3 | -7 | -6.7 | -16.1 | 0.7 | -2.8 | 1.1 | 0.5 | 2.8 | 0 | 0.6 | -2.2 | 15 | 12.8 | -15 | -17 | 5.6 | 3.9 | 4.2 | 3 | -7.8 | -16.1 | -2.8 | -7.2 | -5 | -6 | 1.1 | -2.3 | 6.3 | 6.2 | -1.1 | -1.7 | -3.9 | -7.2 | -9.4 | -15 | -6.7 | -8.9 | 16.7 | 15 | 11.7 | -7.8 | 12.2 | 12.2 | 11.7 | 11.1 | 17.8 | 16.1 | -2.2 | -8.3 | -2.2 | -13.9 | -2.4 | -8.2 | 5 | 0 | -4 | -8.6 | 1.1 | 0 | -6.1 | -10.7 | -8.3 | -12.2 | -0.7 | -8.6
-5 | -7 | -13.9 | -21.1 | -2.6 | -7.6 | 13 | 10.2 | -0.4 | -6.1 | 14.4 | 0 | 2 | 1 | 7.8 | 7.8 | 11.7 | 10 | 6.1 | 5.6 | 11.7 | 9.4 | 8.3 | 0.8 | -0.6 | -3.9 | 0.4 | -2 | 11 | 7 | 14.4 | 10.6 | 21.1 | 19.4 | 12.8 | 12.8 | 17.2 | 15.6 | 7.2 | 6.7 | 21.1 | 18.3 | 6.7 | 6.7 | -2.6 | -6.5 | -12.8 | -17.2 | -17.2 | -23.3 | 8.7 | 8.7 | -11.1 | -14.4 | 18.1 | 17.3 | 19.1 | 16.9 | -7.2 | -16.1 | -7 | -8 | -7.8 | -8 | -13.9 | -16.1 | -16.1 | -21.1 | -11.7 | -13.9 | -10.6 | -13.3 | -28 | -33.1 | -17.2 | -21.7 | 0.7 | 0.7 | -5 | -7.8 | 5 | 5 | 12.4 | 12.4 | 3.3 | -0.6 | -6.1 | -8.9 | 5 | 3.9 | 2.8 | -4.4 | 1.7 | 0.6 | -12.8 | -15.6 | -25 | -28.9 | 1.7 | -6.1 | -7.8 | -10.6 | 7.8 | -7.8 | -4.4 | -7.8 | -6.7 | -15 | 0 | -3.3 | 1.1 | 0.6 | 2.2 | -0.6 | 0 | -2.2 | 15 | 12.9 | -16 | -18 | 5.6 | 4.4 | 4.4 | 3.3 | -8.9 | -17.8 | -3.3 | -8.3 | -5 | -6 | 0.6 | -2.2 | 6.1 | 6.1 | -1.7 | -1.7 | -3.9 | -7.2 | -10 | -15.6 | -7.4 | -9.4 | 16.7 | 15.1 | 10.6 | -10 | 12 | 12 | 11.7 | 11.7 | 17.8 | 16.2 | -2.2 | -8.3 | -1.1 | -13.3 | -2.8 | -9.4 | 5 | 0 | -4.4 | -9.4 | 1.3 | 0.1 | -6.1 | -11.1 | -8.9 | -12.8 | -1.5 | -8.7
-3 | -7 | -15 | -20.6 | -2.9 | -7.6 | 13.1 | 9.8 | -1.7 | -6.7 | 12.2 | 0 | 1 | 1 | 7.8 | 7.8 | 11.7 | 10 | 5.6 | 5 | 11.7 | 9.5 | 7.8 | 0.6 | -2.2 | -6.7 | 0 | -2.8 | 9 | 7 | 13.9 | 10.4 | 20.6 | 18.9 | 13 | 13 | 17.2 | 15.6 | 6.7 | 6.1 | 21.1 | 18.3 | 7.2 | 7.2 | -2.8 | -7.2 | -14.4 | -17.8 | -18.3 | -23.3 | 8.5 | 8.5 | -11.8 | -14 | 18 | 17.7 | 19.2 | 17 | -7.8 | -16.1 | -8 | -10 | -8 | -8.2 | -14.6 | -16.7 | -17.2 | -20.6 | -11.1 | -13.3 | -10.8 | -13.4 | -29.3 | -33.8 | -18.9 | -22.2 | 0.4 | 0.4 | -6.7 | -7.8 | 5 | 5 | 13.2 | 13.2 | 3.3 | -0.6 | -2.8 | -5.6 | 5.6 | 3.9 | 0.6 | -2.2 | 1.7 | 0.5 | -14.4 | -17.2 | -25 | -29.5 | 2.2 | -6.7 | -8 | -10.7 | 7.6 | -6.4 | -5 | -7.6 | -6.1 | -14.4 | -0.4 | -2.8 | 0.9 | 0.3 | 1.7 | -0.6 | 0 | -1.7 | 15 | 13.2 | -15 | -17 | 5 | 3.3 | 4.6 | 3.1 | -9.4 | -18.3 | -4.4 | -10 | -4 | -6 | 0.4 | -1.9 | 6.1 | 6.1 | -1.7 | -2.2 | -5 | -7.8 | -10.6 | -15 | -8.2 | -10.2 | 16.7 | 15.1 | 9.4 | -10.6 | 11.9 | 11.9 | 12.2 | 12.2 | 17.8 | 16.2 | -1.7 | -8.9 | -1.1 | -13.3 | -3 | -8.6 | 5 | -0.6 | -5 | -9.6 | 1.5 | 0.3 | -6.5 | -10.6 | -7.2 | -12.2 | -2.2 | -10
-5 | -7 | -17.8 | -23.9 | -3.3 | -8.3 | 13.3 | 9.4 | -1.5 | -5.9 | 9.4 | -0.6 | 1 | 1 | 7.8 | 7.8 | 11.1 | 10 | 6.1 | 5.6 | 11.7 | 9.5 | 8.3 | 0.5 | -2.8 | -7.8 | 0 | -2.4 | 10 | 6 | 13.3 | 10.1 | 20.6 | 18.9 | 13.1 | 13.1 | 17.8 | 16.1 | 6.7 | 6.7 | 21.7 | 18.3 | 7.8 | 7.8 | -3.2 | -7 | -14.4 | -18.3 | -17.2 | -21.7 | 8.3 | 8.3 | -12.6 | -14.3 | 17.8 | 17.8 | 19.4 | 17.2 | -7.8 | -16.1 | -10 | -12 | -8.1 | -8.5 | -15.4 | -17.8 | -17.8 | -21.1 | -11.1 | -15.6 | -10.9 | -13.6 | -30.6 | -35 | -18.9 | -23.3 | 0 | 0 | -6.7 | -7.8 | 5 | 5 | 13.9 | 13.9 | 2.8 | 0.6 | -3.3 | -6.1 | 6.1 | 4.4 | 0.6 | -2.2 | 1.7 | 0.5 | -17.2 | -20 | -25 | -30.6 | 0.6 | -6.7 | -8.1 | -11.2 | 7.4 | -6.6 | -5.5 | -7.8 | -6.1 | -13.9 | -0.7 | -2.5 | 0.8 | 0.2 | 1.7 | -1.1 | 0 | -1.7 | 15 | 13.3 | -16 | -17 | 5 | 3.3 | 4.8 | 3 | -10 | -18.9 | -4.4 | -10 | -5 | -6 | 0.2 | -1.6 | 6.1 | 6.1 | -1.7 | -2.2 | -5 | -7.2 | -11.7 | -15 | -8.9 | -11.1 | 16.7 | 15 | 11.7 | -10.6 | 11.7 | 11.7 | 12.8 | 12.8 | 17.8 | 16.1 | -2.2 | -8.9 | -2.8 | -13.3 | -3.1 | -8.7 | 5.6 | -0.6 | -5.5 | -10.3 | 1.7 | 0.6 | -6.8 | -10.5 | -6.1 | -11.7 | -2.9 | -9.4
-4 | -7 | -17.2 | -23.3 | -3.7 | -7.7 | 12.8 | 9.8 | -1.3 | -5.7 | 10 | 0 | 1 | 1 | 7.8 | 7.8 | 11.1 | 10 | 5.6 | 5 | 11.7 | 9.4 | 9.4 | 0.1 | -3.3 | -7.8 | 0 | -2.4 | 9 | 6 | 12.8 | 10 | 20.6 | 18.9 | 13.3 | 13.3 | 18.3 | 17.2 | 6.7 | 6.7 | 22.2 | 17.8 | 8 | 8 | -3.5 | -7.3 | -13.3 | -16.7 | -16.1 | -21.7 | 8.5 | 8.5 | -13.3 | -14.4 | 15.6 | 15.5 | 19.6 | 17.4 | -7.2 | -16.1 | -11 | -13 | -8.3 | -8.7 | -16.1 | -18.9 | -18.3 | -23.3 | -13.3 | -17.2 | -11.1 | -14.4 | -30.6 | -35 | -18.9 | -23.3 | -0.2 | -0.7 | -6.1 | -7.2 | 4.1 | 4.1 | 13.9 | 13.9 | 2.8 | 0.6 | -3.3 | -6.1 | 6.7 | 5 | 0 | -1.7 | 1.7 | 0.6 | -7.8 | -10 | -24.8 | -29.5 | 0.6 | -6.7 | -8.3 | -12.2 | 7.2 | -7.2 | -6.1 | -8.3 | -6.1 | -13.3 | -1.1 | -2.8 | 0.6 | 0 | 1.7 | -1.1 | 0 | -1.7 | 15.2 | 13.6 | -13 | -15 | 4.4 | 3.3 | 5 | 2.8 | -10.6 | -19.4 | -4.4 | -12.2 | -5 | -6 | 0 | -1.7 | 6.1 | 6.1 | -1.7 | -2.2 | -5 | -7.8 | -11.1 | -15 | -9.5 | -11.5 | 16.7 | 15.1 | 11.1 | -10.6 | 11.3 | 11.3 | 13.3 | 13.3 | 18 | 16.4 | -3.3 | -8.3 | -3.9 | -12.8 | -3.3 | -9.4 | 5.6 | -0.6 | -6.1 | -11.7 | 1.9 | 0.9 | -7.2 | -11.1 | -5 | -11.7 | -3.7 | -10.2
-7 | -9 | -17.2 | -23.3 | -4 | -7.7 | 12.2 | 10.3 | -1.1 | -6.1 | 9.4 | 0 | 0 | 0 | 7.8 | 7.8 | 11.7 | 10 | 5.6 | 5 | 11.1 | 8.7 | 10.6 | 0.1 | -3.9 | -7.8 | 0 | -2.8 | 8 | 6 | 12.6 | 10.2 | 20.6 | 18.3 | 13.3 | 13.3 | 20.6 | 19.4 | 6.7 | 6.7 | 21.7 | 17.8 | 8.1 | 8.1 | -3.9 | -8.3 | -14.4 | -17.8 | -16.7 | -21.7 | 8.7 | 8.7 | -13.5 | -14.5 | 13.3 | 12.9 | 19.8 | 17.6 | -7.8 | -16.7 | -11 | -13 | -8.7 | -9.1 | -15.9 | -18.7 | -17.8 | -22.2 | -12.2 | -15.6 | -11.5 | -14.2 | -30.6 | -35.4 | -21.7 | -26.1 | -0.4 | -1.4 | -6.7 | -7.8 | 3.1 | 3.1 | 13.9 | 13.9 | 2.2 | 0.6 | -1.7 | -5.6 | 6.7 | 4.4 | 0 | -1.7 | 1.7 | 0.5 | -17.2 | -20 | -24.6 | -28.8 | 0.6 | -6.7 | -8.5 | -11.7 | 6.5 | -6.3 | -6.7 | -8.8 | -6.1 | -12.8 | -0.5 | -2.7 | 0.4 | 0 | 0 | -3.3 | -0.6 | -3.9 | 15.4 | 13.8 | -15 | -16 | 4.4 | 3.3 | 5 | 3.2 | -11.1 | -18.3 | -5 | -8.9 | -5 | -6 | 0 | -1.7 | 5.5 | 5.5 | -1.7 | -2.2 | -4.4 | -6.7 | -11.7 | -15 | -10 | -11.9 | 16.7 | 15.1 | 11.1 | -10 | 11 | 11 | 14.4 | 14.4 | 18.1 | 16.5 | -3.3 | -8.3 | -4.4 | -11.1 | -4.8 | -9.4 | 5 | 0.6 | -6.7 | -11.2 | 2 | 1.3 | -7.2 | -10.6 | -5 | -11.1 | -4.4 | -11.7
-7 | -10 | -17.2 | -23.3 | -4.4 | -8.3 | 11.7 | 10.6 | -1.3 | -5.7 | 10.6 | 0.6 | 1 | 1 | 7.8 | 7.8 | 11.7 | 10 | 5.6 | 5 | 10.6 | 8 | 11.1 | 0 | -4.4 | -8.3 | 0 | -2.1 | 7 | 6 | 12.4 | 10.3 | 19.4 | 16.7 | 13.3 | 13.3 | 21.7 | 20 | 7.2 | 7.2 | 21.1 | 17.2 | 8.3 | 8.3 | -3.7 | -7.5 | -12.8 | -16.7 | -16.1 | -21.1 | 8.9 | 8.9 | -13.7 | -14.7 | 11.1 | 10.6 | 20 | 17.8 | -7.8 | -16.7 | -10 | -13 | -9 | -9.6 | -15.8 | -19 | -16.1 | -20.6 | -12.2 | -16.1 | -11.8 | -14.4 | -30.6 | -36.1 | -21.1 | -25 | -0.6 | -2.2 | -7.8 | -8.3 | 2.2 | 2.2 | 13.9 | 13.9 | 2.8 | 0.6 | -3.9 | -7.2 | 6.1 | 5 | 0 | -1.7 | 1.7 | 0.5 | -15.6 | -18.3 | -24.4 | -28.9 | 0.6 | -6.7 | -8.7 | -11.8 | 5.7 | -6.7 | -7.2 | -9.5 | -6.7 | -12.8 | 0 | -3 | 0.2 | 0 | -0.6 | -3.9 | -2.2 | -6.1 | 15.6 | 13.9 | -15 | -16 | 5 | 3.9 | 5 | 3.5 | -11.1 | -17.8 | -6.1 | -11.7 | -5 | -6 | 0 | -1.8 | 5 | 5 | -1.7 | -2.2 | -5 | -6.7 | -12.2 | -15.6 | -10.6 | -12.8 | 16.7 | 15 | 11.7 | -10 | 10.6 | 10.6 | 14.4 | 14.4 | 18.3 | 16.7 | -3.9 | -8.3 | -4.4 | -12.2 | -6.3 | -10.4 | 4.4 | 1.1 | -7.2 | -11.4 | 2.2 | 1.7 | -7.2 | -10.6 | -3.9 | -10.6 | -4.6 | -10.6
-5 | -8 | -16.7 | -21.1 | -2.4 | -7.1 | 10.4 | 8.4 | -1.5 | -5.9 | 9.4 | 0 | 1 | 1 | 7.8 | 7.8 | 11.7 | 10 | 6.1 | 5.6 | 10 | 7.2 | 10.6 | 1.1 | -4.4 | -8.3 | 0 | -1.7 | 7 | 6 | 12.2 | 10.6 | 18.9 | 16.7 | 13.3 | 13.3 | 21.7 | 20 | 7.2 | 6.7 | 21.1 | 16.7 | 8.9 | 8.9 | -3.5 | -7.3 | -13.9 | -18.3 | -15.6 | -21.1 | 9.5 | 9.5 | -13.9 | -15 | 10.2 | 9.5 | 20.4 | 18 | -7.8 | -16.7 | -9 | -12 | -9.4 | -10 | -15.6 | -19.4 | -15.6 | -20 | -12.2 | -14.4 | -12.2 | -15 | -30 | -35.1 | -21.1 | -25 | -0.4 | -1.8 | -6.1 | -7.8 | 2 | 2 | 14.5 | 14.5 | 2.2 | 0.6 | -4.4 | -7.2 | 6.7 | 6.7 | -1.1 | -2.2 | 1.7 | 0.6 | -12.8 | -16.1 | -25 | -28.9 | -0.6 | -6.7 | -8.9 | -12.2 | 5 | -7.8 | -7.8 | -10.6 | -7.2 | -12.8 | 0.6 | -3.9 | 0 | 0 | -1.1 | -5.6 | -3.9 | -7.2 | 15.6 | 14 | -16 | -18 | 4.4 | 3.3 | 5 | 3.9 | -11.1 | -17.8 | -6.1 | -12.8 | -2 | -6 | 0 | -2.2 | 4.4 | 4.4 | -1.7 | -1.7 | -5 | -7.2 | -11.7 | -15 | -11 | -12.8 | 17.2 | 15.6 | 10 | -9.4 | 10.8 | 10.8 | 14.4 | 14.4 | 18.3 | 16.8 | -4.4 | -8.3 | -6.1 | -11.7 | -7.8 | -11.7 | 4.4 | 0.6 | -7.8 | -12.2 | 2.4 | 1.8 | -7.2 | -11.1 | -4.4 | -10.6 | -4.8 | -10.8
-6 | -8 | -16.1 | -21.1 | -0.3 | -6.3 | 9.1 | 6.2 | -1.7 | -6.7 | 8.3 | 1.1 | 2 | 2 | 7.8 | 7.8 | 11.7 | 10 | 6.7 | 5.6 | 11.1 | 8 | 12.2 | 1.7 | -2.8 | -7.8 | 0 | -1.7 | 9 | 6 | 12.2 | 10.8 | 18.9 | 16.1 | 14.2 | 14.2 | 21.7 | 20 | 7.2 | 5.6 | 21.1 | 16.1 | 9.4 | 9.4 | -3.3 | -7.8 | -13.9 | -18.3 | -15 | -21.1 | 10 | 10 | -12.6 | -14.1 | 9.2 | 8.3 | 20.7 | 18.1 | -7.2 | -16.1 | -8 | -11 | -8.1 | -8.4 | -13.2 | -17.4 | -15 | -18.9 | -14.4 | -16.7 | -11.5 | -14.1 | -29.5 | -34.5 | -22.2 | -27.2 | -0.2 | -1.3 | -5.6 | -7.8 | 1.9 | 1.9 | 15 | 15 | 1.7 | -0.6 | -5 | -9.4 | 7.2 | 7.2 | 2.8 | -1.1 | 1.7 | 0.7 | -10 | -12.2 | -25.5 | -29.6 | 1.7 | -6.7 | -5.4 | -9.7 | 9.1 | -5.3 | -4.3 | -8.3 | -7.2 | -12.8 | 1.3 | -3 | -0.2 | -0.3 | -1.1 | -5.6 | -4.4 | -8.9 | 15.6 | 14 | -16 | -18 | 4.4 | 3.3 | 5.4 | 3.6 | -10.6 | -17.2 | -6.1 | -11.1 | -1 | -4 | 3.9 | -0.1 | 4.8 | 4.8 | -1.7 | -1.7 | -4.4 | -6.7 | -10 | -14.4 | -11.3 | -12.8 | 17.8 | 16.2 | 11.7 | -10.6 | 10.9 | 10.9 | 14.4 | 14.4 | 18.3 | 17 | -3.9 | -8.3 | -6.1 | -10 | -5.6 | -9.5 | 4.4 | 1.1 | -6.3 | -10.9 | 2.6 | 2 | -5.2 | -9.6 | -3.3 | -10.6 | -5 | -11.7
-4 | -7 | -17.2 | -23.3 | 1.7 | -7.2 | 7.8 | 3.9 | 0.9 | -5.5 | 12.2 | 1.1 | 3 | 2 | 7.8 | 7.8 | 11.1 | 9.4 | 6.7 | 6.1 | 12.2 | 8.9 | 15.6 | 2.2 | -1.7 | -8.9 | 0.6 | -1.7 | 13 | 4 | 12.2 | 11.3 | 19.4 | 15.6 | 15.2 | 15.2 | 20 | 17.2 | 7.2 | 5 | 22.2 | 16.7 | 10 | 10 | -1.1 | -6.5 | -11.7 | -16.7 | -14.4 | -21.7 | 10.6 | 10.6 | -11.3 | -13.2 | 8.3 | 7.2 | 21.1 | 18.3 | -6.7 | -15.6 | -7 | -10 | -6.9 | -7 | -10.7 | -15.4 | -13.9 | -16.7 | -14.4 | -16.1 | -10.7 | -13.5 | -28.9 | -34.4 | -21.1 | -25.6 | 0 | -1.1 | -3.3 | -6.7 | 1.7 | 1.7 | 15.6 | 15.6 | 3.3 | -0.6 | -6.1 | -10 | 7.8 | 7.8 | 5.6 | -3.3 | 1.7 | 1 | -9.4 | -10.6 | -26.1 | -30.6 | 3.9 | -6.1 | -1.8 | -7.4 | 13.1 | -4.4 | -0.7 | -6.7 | -5 | -11.7 | 2.1 | -2.3 | -0.4 | -0.8 | -2.2 | -6.1 | -4.4 | -10 | 15.6 | 13.9 | -14 | -16 | 6.1 | 4.4 | 5.7 | 3 | -8.9 | -17.2 | -5.6 | -9.4 | 0 | -5 | 7.8 | 1.6 | 5.2 | 5.2 | -1.1 | -1.7 | -2.8 | -5.6 | -8.3 | -13.3 | -11.7 | -13.3 | 18.3 | 16.7 | 10.6 | -8.3 | 11.1 | 11.1 | 15.6 | 15 | 18.3 | 17.2 | -2.2 | -6.7 | -1.7 | -11.1 | -3.3 | -8 | 3.3 | 0.6 | -4.8 | -9.9 | 2.8 | 2.2 | -3.1 | -8.7 | 0 | -9.4 | -3.5 | -10.4
-3 | -6 | -16.1 | -23.3 | 3.9 | -5.9 | 8.3 | 4 | 3.5 | -5.3 | 14.4 | 1.1 | 5 | 4 | 7.8 | 7.8 | 11.7 | 9.4 | 7.2 | 6.7 | 13.3 | 9.4 | 21.7 | 1.1 | 1.1 | -8.9 | 1.1 | -2 | 14 | 2 | 12.2 | 11.7 | 18.9 | 13.9 | 16.1 | 16.1 | 20 | 17.2 | 8.3 | 4.4 | 23.3 | 16.7 | 10.6 | 10.5 | 1.1 | -6.1 | -9.4 | -15.6 | -14.4 | -20 | 11.1 | 11.1 | -10 | -12.8 | 7.8 | 6.8 | 17.8 | 15.5 | -5.6 | -14.4 | -6 | -8 | -5.6 | -5.6 | -8.3 | -14.4 | -12.8 | -16.7 | -11.7 | -14.4 | -10 | -13.3 | -26.5 | -31.6 | -19.4 | -23.3 | -0.2 | -1.3 | 0 | -7.2 | 1.9 | 1.3 | 17.3 | 16.8 | 4.4 | 1.1 | -6.1 | -11.7 | 9.4 | 9.4 | 5.6 | -3.3 | 1.7 | 1.1 | -7.8 | -8.3 | -23.7 | -27.3 | 5.6 | -6.1 | 1.7 | -6.7 | 17.2 | -5 | 2.8 | -6.7 | -2.8 | -10.6 | 2.8 | -2.2 | -0.6 | -1.1 | -3.3 | -6.7 | -5.6 | -11.1 | 15.4 | 14.1 | -12 | -15 | 6.7 | 5 | 6.1 | 2.8 | -7.2 | -17.2 | -5 | -10 | 2 | -3 | 11.7 | 2.8 | 5.6 | 5.6 | -0.6 | -1.1 | -0.6 | -5 | -6.1 | -13.3 | -10.8 | -12.5 | 18.9 | 16.7 | 11.7 | -7.2 | 12.4 | 10 | 16.1 | 15.6 | 15.3 | 14 | 1.1 | -6.1 | 1.7 | -8.9 | -1.1 | -7.2 | 3.9 | 1.1 | -3.3 | -10 | 3.2 | 2.6 | -1.1 | -8.9 | 3.3 | -10 | -2.1 | -10.1
-2 | -5 | -14.4 | -19.4 | 6.1 | -6 | 8.9 | 3.9 | 6.1 | -6.7 | 16.7 | 0 | 6 | 5 | 8.3 | 8.2 | 12.8 | 10 | 8.3 | 6.1 | 13.5 | 9.8 | 25 | -3.3 | 2.8 | -7.8 | 1.7 | -2.8 | 14 | 0 | 12.4 | 11.7 | 19.4 | 12.8 | 17.8 | 16.5 | 20 | 17.2 | 8.9 | 5.6 | 23.3 | 16.7 | 11.1 | 10.7 | 3.3 | -7.2 | -8.3 | -15 | -13.3 | -17.8 | 11.7 | 11.7 | -8.5 | -12 | 7.2 | 6.2 | 14.4 | 12.5 | -3.9 | -12.2 | -5 | -7 | -2.6 | -4.2 | -6.1 | -12.9 | -10.6 | -15.6 | -9.4 | -13.9 | -8.7 | -12.5 | -24.1 | -29.4 | -17.2 | -21.7 | -0.4 | -1.8 | 1.7 | -7.8 | 2 | 1 | 18.9 | 17.8 | 5 | 0.6 | -6.7 | -10.6 | 10 | 10 | 6.1 | -4.4 | 1.9 | 1.2 | -5 | -6.1 | -21.3 | -24.2 | 7.8 | -6.1 | 3.2 | -5.5 | 18.7 | -4.2 | 5.6 | -5 | -3.9 | -9.4 | 3.3 | -2.2 | -1 | -1.7 | -3.9 | -7.2 | -6.7 | -11.7 | 15.2 | 14.4 | -10 | -12 | 8.3 | 6.1 | 6.8 | 2.9 | -6.1 | -16.7 | -5 | -8.9 | 1 | -5 | 14.3 | 2.8 | 6.5 | 6.2 | -0.6 | -1.1 | 2.2 | -5 | -4.4 | -12.8 | -9.8 | -11.9 | 19.4 | 16.7 | 13.9 | -8.3 | 13.7 | 8.2 | 16.7 | 16.7 | 12.4 | 10.8 | 2.2 | -5 | 4.4 | -6.1 | 0 | -5.9 | 5.6 | 1.7 | -1.8 | -8.4 | 3.5 | 2.9 | 0.6 | -7 | 5 | -10 | -0.6 | -11.1
-1 | -4 | -13.9 | -18.9 | 8.3 | -7.2 | 9.4 | 3.9 | 6.3 | -5.3 | 19.4 | -1.7 | 6 | 5 | 8.9 | 8.5 | 13.3 | 10 | 10 | 6.1 | 13.7 | 10 | 24.4 | -3.3 | 3.9 | -7.8 | 2.1 | -2.3 | 14 | 2 | 12.6 | 11.7 | 20 | 11.1 | 19.4 | 16.7 | 20.6 | 18.3 | 6.1 | 3.3 | 23.9 | 16.1 | 11.7 | 11.1 | 4.6 | -5.9 | -6.7 | -13.9 | -11.7 | -17.2 | 12.2 | 12.2 | -7.1 | -11.6 | 6.7 | 5.6 | 11.1 | 9.4 | -2.2 | -12.2 | -3 | -6 | 0.3 | -3.5 | -3.9 | -12.3 | -8.3 | -16.1 | -8.9 | -13.9 | -7.4 | -12.1 | -21.7 | -27.8 | -16.1 | -21.1 | -0.6 | -2.2 | 3.9 | -8.3 | 2.2 | 0.6 | 20.6 | 18.9 | 6.7 | 1.7 | -5.6 | -10.6 | 11.1 | 10 | 7.2 | -7.8 | 2 | 1 | -3.3 | -5 | -18.9 | -21.7 | 9.4 | -6.1 | 4.6 | -5.1 | 20.2 | -4.3 | 8.3 | -4.9 | -3.9 | -13.9 | 3.9 | -2.6 | -1.3 | -2.4 | -3.9 | -8.3 | -5.6 | -11.7 | 15 | 14.4 | -9 | -12 | 9.4 | 5.6 | 7.6 | 2.9 | -5.6 | -16.1 | -4.4 | -11.1 | 2 | -3 | 16.8 | 2.4 | 7.4 | 6.7 | 0 | -1.1 | 3.9 | -5.6 | -3.3 | -13.3 | -8.9 | -11.7 | 20 | 16.7 | 16.1 | -7.2 | 15 | 5.6 | 18.9 | 17.8 | 9.4 | 7.8 | 3.3 | -6.7 | 4.4 | -5.6 | 1.1 | -5.5 | 5.6 | 1.1 | -0.4 | -7.4 | 3.9 | 3.3 | 2.2 | -6.6 | 5.6 | -10 | 0.2 | -8.2
0 | -3 | -12.2 | -17.8 | 9.1 | -6 | 9 | 3.6 | 6.5 | -5.1 | 21.1 | -1.1 | 7 | 6 | 9.4 | 8.9 | 13.3 | 9.4 | 10 | 6.7 | 13.9 | 10 | 25 | -2.8 | 6.1 | -8.3 | 2.4 | -2 | 16 | 5 | 12.8 | 11.7 | 21.1 | 10.6 | 21.1 | 16.7 | 21.7 | 17.2 | 1.7 | -1.7 | 23.3 | 15.6 | 12.2 | 11.3 | 5.9 | -5.6 | -6.1 | -14.4 | -10.6 | -16.1 | 11.8 | 11.1 | -5.6 | -12.2 | 6.1 | 5.1 | 9.8 | 8.1 | -1.1 | -10.6 | -2 | -5 | 3.3 | -3.9 | -1.7 | -12.8 | -7.8 | -16.1 | -8.9 | -12.8 | -6.1 | -12.8 | -20.4 | -26.7 | -14.4 | -19.4 | -0.8 | -2.6 | 5 | -8.3 | 1.8 | 0 | 21.1 | 19.1 | 7.8 | -1.1 | -5 | -10 | 9.4 | 8.9 | 6.7 | -9.4 | 2.2 | 1.1 | 1.1 | -1.1 | -17.6 | -21.2 | 11.1 | -6.1 | 6.1 | -5.6 | 21.7 | -5 | 11.1 | -5.6 | -3.9 | -13.9 | 4.4 | -3.3 | -1.7 | -3.3 | -4.4 | -8.3 | -5 | -12.2 | 15 | 14.4 | -7 | -11 | 10.6 | 5.6 | 8.3 | 2.8 | -5 | -16.1 | -4.4 | -11.1 | 2 | -3 | 19.4 | 1.1 | 8.3 | 7.2 | -0.6 | -1.1 | 5.6 | -6.1 | -2.2 | -13.9 | -8.7 | -10.9 | 19.8 | 16.7 | 18.3 | -9.4 | 15.2 | 5.2 | 18.9 | 17.8 | 8.5 | 6.7 | 4.4 | -5.6 | 4.4 | -5.6 | 2.2 | -6.1 | 7.8 | 1.7 | 1.1 | -7.8 | 4.1 | 3.4 | 3.9 | -6.7 | 6.7 | -10.6 | 0.9 | -6.7
0 | -3 | -11.7 | -18.9 | 9.8 | -5.4 | 8.7 | 3.3 | 6.7 | -5.6 | 21.1 | -2.8 | 8 | 5 | 9.6 | 9 | 13.3 | 9.4 | 10 | 6.7 | 13.3 | 10.1 | 23.9 | -3.3 | 6.1 | -9.4 | 2.8 | -2.2 | 16 | 8 | 12.8 | 12.1 | 22.2 | 10.6 | 20.7 | 17.5 | 21.7 | 13.3 | 0.6 | -5 | 23.3 | 14.4 | 12.8 | 11.6 | 7.2 | -6.1 | -6.1 | -13.9 | -8.9 | -15.6 | 11.5 | 10.1 | -5.2 | -11 | 5.6 | 4.6 | 8.5 | 6.5 | 0.6 | -10.6 | -2 | -5 | 3.3 | -3.7 | -0.9 | -11 | -6.7 | -15 | -8.3 | -13.9 | -5.7 | -11.9 | -19.1 | -26.2 | -12.8 | -18.9 | -0.9 | -3.1 | 7.2 | -8.9 | 1.5 | -0.5 | 21.7 | 19.3 | 8.9 | -2.8 | -5 | -11.1 | 8.9 | 8.3 | 6.7 | -3.9 | 2.4 | 1.2 | 1.1 | -1.1 | -16.3 | -21.3 | 13.3 | -7.8 | 6.3 | -5.3 | 22.1 | -4.3 | 12 | -4.9 | -4.4 | -13.9 | 4.2 | -2.9 | -2.6 | -3.7 | -4.4 | -8.9 | -5 | -12.2 | 15 | 14.1 | -7 | -12 | 11.7 | 6.1 | 7.8 | 3.1 | -4.4 | -13.9 | -3.9 | -10.6 | 2 | -6 | 19 | 1 | 9.2 | 7.8 | -1.1 | -1.7 | 5.6 | -6.7 | -1.7 | -12.8 | -8.5 | -10.6 | 19.6 | 16.7 | 18.9 | -8.3 | 15.4 | 4.8 | 20 | 18.3 | 7.6 | 5.6 | 4.4 | -5.6 | 5.6 | -5 | 2.4 | -5.1 | 7.2 | 0 | 1.7 | -6.5 | 4.2 | 3.2 | 4.6 | -6.4 | 6.7 | -12.2 | 1.7 | -6.1
4 | -1 | -10.6 | -19.4 | 10.6 | -6.1 | 8.3 | 2.8 | 6.9 | -4.8 | 21.7 | -3.3 | 9 | 5 | 9.8 | 9.2 | 13.3 | 10 | 10 | 6.7 | 12.8 | 10 | 22.2 | 0.6 | 7.2 | -10.6 | 3.2 | -2.1 | 17 | 9 | 12.8 | 12.5 | 22.8 | 8.9 | 20.4 | 18.2 | 20 | 12.8 | 0 | -6.7 | 23.9 | 14.4 | 13.3 | 11.7 | 7.8 | -5.3 | -6.7 | -15 | -7.8 | -16.1 | 11.1 | 8.9 | -4.8 | -10.7 | 5 | 3.9 | 7.2 | 5 | 0.6 | -11.1 | -3 | -7 | 3.3 | -4.3 | -0.2 | -10.6 | -6.7 | -13.9 | -7.8 | -11.7 | -5.4 | -11.8 | -17.8 | -26.7 | -12.8 | -18.3 | -1.1 | -3.9 | 7.8 | -7.2 | 1.1 | -1.1 | 22.2 | 19.4 | 9.4 | -1.7 | -5.6 | -11.1 | 7.2 | 6.7 | 6.7 | -5 | 2.6 | 1.4 | 2.2 | -1.1 | -15 | -22.2 | 13.3 | -7.8 | 6.5 | -5.7 | 22.4 | -4.9 | 13 | -4.5 | -4.4 | -13.9 | 4.1 | -2.8 | -3.5 | -4.2 | -5 | -9.4 | -5 | -14.4 | 15 | 13.9 | -7 | -13 | 12.8 | 7.8 | 7.2 | 3.3 | -4.4 | -14.4 | -3.9 | -10.6 | 3 | -6 | 18.7 | 0.8 | 10.2 | 8.3 | -0.6 | -1.7 | 7.8 | -5 | -1.7 | -12.2 | -8.3 | -10.6 | 19.4 | 16.7 | 18.3 | -7.8 | 15.6 | 3.9 | 13.3 | 13.3 | 6.7 | 4.4 | 4.4 | -4.4 | 5 | -5.6 | 2.6 | -4.9 | 6.7 | 0.6 | 2.2 | -6.6 | 4.4 | 3.3 | 5.4 | -6.9 | 6.7 | -11.1 | 1.5 | -5
3 | 1 | -10 | -17.2 | 9.5 | -4.9 | 8.1 | 2.6 | 7 | -5 | 22.2 | -3.3 | 8 | 6 | 10 | 9.4 | 13.3 | 9.4 | 10 | 7.2 | 12.2 | 10 | 20.6 | 4.4 | 6.7 | -16.1 | 3.5 | -2.2 | 16 | 9 | 12.8 | 12.8 | 22.8 | 8.3 | 20 | 18.9 | 17.8 | 11.1 | -1.7 | -8.3 | 23.3 | 14.4 | 12.9 | 11.5 | 8.3 | -5.5 | -6.7 | -13.9 | -7.8 | -15.6 | 11.1 | 9.1 | -4.4 | -11.1 | 4.3 | 3.3 | 6.7 | 4.7 | 0.6 | -11.7 | -4 | -7 | 3.3 | -5.6 | 0.6 | -11.1 | -6.7 | -13.9 | -7.8 | -13.3 | -5 | -12.8 | -18.3 | -26.1 | -12.8 | -18.9 | -1.1 | -3.5 | 7.8 | -6.7 | 0.5 | -1.2 | 21.8 | 19.4 | 9.4 | -1.7 | -6.1 | -12.2 | 3.9 | 3.3 | 6.1 | -3.3 | 2.8 | 1.7 | -1.7 | -2.2 | -15.6 | -21.9 | 13.3 | -8.3 | 6.7 | -7.2 | 22.8 | -5 | 13.9 | -5.6 | -5 | -14.4 | 3.9 | -3.3 | -4.4 | -5 | -5 | -10.6 | -5.6 | -14.4 | 15 | 14.1 | -7 | -13 | 13.3 | 2.8 | 6.7 | 3.3 | -4.4 | -15.6 | -3.9 | -10 | 0 | -5 | 18.3 | 1.1 | 11.1 | 8.9 | -1.1 | -2.2 | 7.8 | -3.9 | -1.1 | -12.8 | -8.7 | -10.8 | 19.2 | 16.3 | 17.8 | -8.3 | 14.8 | 2.4 | 8.3 | 8.3 | 6.1 | 3.8 | 4.4 | -4.4 | 4.4 | -5.6 | 2.8 | -5.6 | 6.7 | 1.1 | 2.8 | -7.2 | 4.8 | 3.8 | 6.1 | -8.9 | 6.1 | -8.3 | 1.3 | -4.6
2 | 1 | -10 | -17.8 | 8.3 | -4.9 | 8 | 2.2 | 7.2 | -6.1 | 22.2 | -3.9 | 6 | 6 | 10 | 9.4 | 12.8 | 9.4 | 9.4 | 7.2 | 12.2 | 9.6 | 18.3 | 6.1 | 5.6 | -17.8 | 3.9 | -2.8 | 14 | 10 | 12.8 | 12.8 | 22.8 | 9.4 | 20 | 18.7 | 16.7 | 10 | -2.2 | -9.4 | 22.8 | 13.3 | 12.6 | 11.4 | 8.9 | -6.7 | -7.8 | -13.3 | -7.2 | -15.6 | 11.1 | 9.2 | -4.8 | -10.1 | 3.5 | 2.3 | 6.1 | 4.3 | 0 | -12.2 | -3 | -6 | 2 | -4.6 | -0.3 | -10.2 | -6.7 | -13.9 | -8.9 | -14.4 | -5.4 | -11.8 | -18.9 | -26.2 | -12.8 | -18.3 | -1.1 | -3.2 | 7.8 | -6.7 | 0 | -1.3 | 21.5 | 19.4 | 6.1 | -2.2 | -7.2 | -12.8 | 2.8 | 0 | 6.1 | -1.7 | 2.8 | 1.6 | -3.3 | -5 | -16.1 | -22.2 | 12.2 | -8.3 | 4.7 | -5.5 | 20.6 | -4.7 | 10.7 | -5.5 | -5.6 | -15 | 3.7 | -2.8 | -5 | -6.1 | -5 | -11.1 | -5.6 | -15.6 | 15 | 14.4 | -7 | -12 | 11.7 | 2.2 | 6.9 | 3.5 | -5 | -15.6 | -3.9 | -9.4 | 0 | -5 | 15.9 | 2.3 | 9.1 | 6.2 | -1.7 | -2.8 | 7.8 | -1.7 | -2.2 | -11.7 | -9 | -11.4 | 19.1 | 16 | 18.3 | -8.3 | 14.1 | 0.3 | 6.7 | 6.7 | 5.6 | 2.9 | 5 | -8.3 | 2.8 | -6.7 | 1.1 | -5.1 | 6.7 | 1.1 | 1.7 | -6.3 | 5.2 | 4.5 | 5.2 | -8.3 | 4.4 | -7.2 | 1.1 | -5
0 | -1 | -11.7 | -20 | 7.2 | -5.6 | 7.8 | 1.7 | 5.2 | -5.4 | 21.1 | -4.4 | 6 | 4 | 10 | 9.4 | 12.2 | 10 | 8.9 | 7.2 | 12.2 | 9.3 | 17.2 | 6.1 | 3.9 | -17.8 | 2.6 | -1.5 | 14 | 10 | 12.8 | 12.8 | 21.1 | 8.9 | 20 | 18.5 | 15 | 8.3 | -2.2 | -10.6 | 22.2 | 12.8 | 12.2 | 11.1 | 6.1 | -4.6 | -10 | -13.9 | -9.4 | -13.3 | 11.1 | 9.4 | -5.2 | -10.1 | 2.8 | 1.7 | 5.6 | 3.9 | -0.6 | -13.3 | -3 | -6 | 0.7 | -4.4 | -1.3 | -10.8 | -7.8 | -13.9 | -9.4 | -15 | -5.7 | -11.5 | -19.4 | -27.2 | -13.9 | -20 | -1.1 | -3.3 | 5.6 | -6.1 | -0.6 | -1.7 | 21.1 | 19.4 | 3.9 | -2.2 | -10 | -13.9 | 1.7 | 0 | 5.6 | -0.6 | 2.8 | 1.6 | -5 | -5.6 | -16.7 | -23.3 | 7.8 | -8.3 | 2.6 | -5.3 | 18.3 | -5.7 | 7.6 | -6.1 | -6.1 | -15 | 3.5 | -2.9 | -5.5 | -7.2 | -5.6 | -11.7 | -6.7 | -15 | 15 | 14.4 | -8 | -13 | 9.4 | 3.3 | 7 | 3.6 | -6.1 | -15.6 | -3.9 | -8.9 | -2 | -6 | 13.5 | 3.3 | 7 | 3.3 | -1.7 | -2.8 | 6.7 | 1.1 | -3.9 | -10.6 | -9.4 | -12.2 | 18.9 | 15.6 | 16.1 | -7.8 | 13.3 | -1.7 | 6.1 | 6.1 | 5 | 2.2 | 2.2 | -6.7 | 1.1 | -7.2 | -0.5 | -5.8 | 5 | 1.7 | 0.5 | -6.2 | 5.6 | 5 | 4.2 | -9.1 | 2.8 | -7.8 | 0.2 | -5.7
2 | -4 | -13.3 | -19.4 | 5.4 | -3.7 | 7.4 | 1.9 | 3.1 | -5.8 | 19.4 | -4.4 | 6 | 5 | 10 | 9.4 | 11.7 | 9.4 | 8.3 | 7.2 | 12.2 | 8.9 | 17.8 | 1.7 | 1.7 | -16.1 | 1.3 | -0.8 | 14 | 11 | 12.8 | 12.8 | 19.4 | 8.9 | 20 | 18.3 | 13.9 | 6.1 | -2.8 | -10.6 | 21.1 | 12.2 | 12.2 | 11.3 | 3.4 | -4 | -11.7 | -15 | -9.4 | -15 | 9.8 | 8.4 | -5.6 | -10.6 | 2.4 | 1.1 | 5.2 | 3.5 | -1.1 | -13.9 | -4 | -6 | -0.6 | -5 | -2.2 | -12.2 | -9.4 | -14.4 | -10.6 | -14.4 | -6.1 | -12.2 | -20.3 | -26.9 | -13.9 | -19.4 | -0.5 | -2.3 | 3.9 | -5.6 | -0.8 | -1.9 | 20.7 | 19.4 | 2.8 | -2.2 | -11.7 | -15 | 1.1 | -0.6 | 5.6 | 0 | 2.8 | 1.7 | -6.1 | -7.2 | -18 | -23.5 | 6.1 | -8.9 | 0.6 | -6.1 | 16.1 | -6.7 | 4.4 | -8.3 | -6.7 | -15 | 3.3 | -3.3 | -6.1 | -8.9 | -5.6 | -12.8 | -7.2 | -16.1 | 14.6 | 14.2 | -8 | -13 | 8.3 | 4.4 | 7.2 | 3.9 | -6.1 | -16.1 | -4.4 | -9.4 | -3 | -6 | 11.1 | 3.3 | 5 | 0.6 | -2.2 | -2.8 | 5.6 | 1.7 | -4.4 | -11.7 | -9.8 | -12.2 | 18.3 | 15.4 | 15.6 | -7.2 | 11.3 | -0.7 | 5.6 | 5.6 | 4.6 | 1.8 | 0 | -5 | -0.6 | -6.7 | -2.2 | -7.2 | 5 | 2.2 | -0.6 | -7.2 | 5.6 | 5.2 | 3.3 | -11.1 | 0 | -8.3 | -0.8 | -7
4 | -5 | -15 | -20 | 3.5 | -3.1 | 7.1 | 1.8 | 1.1 | -7.2 | 17.2 | -2.8 | 6 | 4 | 10 | 9.6 | 11.7 | 9.4 | 8.3 | 7.2 | 11.8 | 8.7 | 18.3 | 3.3 | 0.6 | -12.2 | 0 | -0.6 | 15 | 10 | 13.3 | 13.3 | 17.8 | 10 | 18.1 | 16.6 | 12.8 | 6.1 | -2.8 | -11.7 | 21.1 | 11.7 | 12.2 | 11.5 | 0.6 | -5 | -12.2 | -15.6 | -10 | -10 | 8.5 | 7.6 | -5.6 | -9.7 | 2.1 | 0.6 | 4.8 | 3.1 | -1.7 | -14.4 | -3 | -6 | -2.4 | -6.3 | -3.1 | -11.1 | -11.1 | -15.6 | -12.2 | -15 | -6.1 | -11.4 | -21.3 | -27.7 | -14.4 | -19.4 | 0 | -1.7 | 4.4 | -5.6 | -0.9 | -2.2 | 20.4 | 19.6 | 0.6 | -2.2 | -10.6 | -14.4 | 0.6 | -0.6 | 5.6 | -1.1 | 3.2 | 1.9 | -7.2 | -8.3 | -19.3 | -24.2 | 5.6 | -8.3 | -0.3 | -5.6 | 15 | -5.8 | 3.1 | -6.8 | -7.2 | -15.6 | 3.1 | -2.7 | -6.7 | -9.3 | -5.6 | -13.3 | -7.2 | -15.6 | 14.3 | 13.9 | -8 | -13 | 6.7 | 4.4 | 7 | 3.6 | -7.8 | -15 | -4.4 | -9.4 | -5 | -7 | 9.6 | 3.8 | 3.1 | -1.3 | -2.2 | -2.8 | 5 | 2.2 | -5 | -12.8 | -10.2 | -12.3 | 17.8 | 15.3 | 14.4 | -8.3 | 9.2 | -0.8 | 5.6 | 5.6 | 4.3 | 1.5 | -1.1 | -5 | -0.6 | -7.2 | -3.7 | -7.2 | 5 | 2.2 | -1.7 | -6.8 | 5.6 | 5.5 | 1.8 | -8.9 | -1.1 | -9.4 | -1.7 | -9.4
3 | -3 | -17.2 | -22.2 | 1.7 | -3.3 | 6.7 | 1.7 | -0.4 | -6.4 | 16.1 | -2.8 | 6 | 5 | 10 | 9.9 | 11.7 | 10 | 8.3 | 7.8 | 11.5 | 8.6 | 16.7 | 6.1 | -1.1 | -10 | -0.2 | -0.8 | 16 | 11 | 13.9 | 13.9 | 17.2 | 11.1 | 16.3 | 15 | 11.7 | 3.9 | -3.3 | -11.7 | 21.1 | 12.2 | 12.2 | 11.7 | 0.6 | -4.3 | -13.3 | -15 | -10 | -12.2 | 7.2 | 6.7 | -5.6 | -9.4 | 1.7 | 0 | 4.4 | 2.8 | -2.2 | -14.4 | -4 | -6 | -4.3 | -8.3 | -4.1 | -11 | -11.7 | -15 | -12.2 | -14.4 | -6.1 | -11.2 | -22.2 | -28.9 | -14.4 | -19.4 | 0.6 | -1.1 | 3.9 | -5 | -1.1 | -2.8 | 20 | 19.4 | 2.2 | -2.2 | -11.1 | -15 | 0 | -1.1 | 5 | 0 | 3.5 | 2 | -8.9 | -11.1 | -20.6 | -25.6 | 4.4 | -7.8 | -1.3 | -6.2 | 13.9 | -6.1 | 1.9 | -6.6 | -8.9 | -15.6 | 3 | -2.6 | -7.2 | -10 | -5.6 | -13.3 | -8.3 | -16.7 | 13.9 | 13.3 | -8 | -12 | 6.7 | 5 | 6.9 | 3.5 | -8.3 | -15 | -4.4 | -8.9 | -4 | -7 | 8.2 | 3.9 | 1.3 | -3.1 | -3.3 | -3.9 | 5 | 2.2 | -5 | -11.7 | -10.6 | -12.8 | 17.2 | 15 | 14.4 | -7.2 | 7.2 | -1.1 | 5 | 5 | 3.9 | 1.1 | -1.7 | -5.6 | -1.1 | -6.7 | -5.2 | -7.9 | 4.4 | 2.2 | -2.8 | -7.3 | 5.6 | 5.6 | 0.4 | -8.1 | -3.3 | -10 | -2.2 | -8.7
2 | -2 | -18.3 | -23.9 | 1.3 | -3.1 | 5.9 | 1 | -1.8 | -6.7 | 12.2 | -2.2 | 6 | 5 | 10 | 10 | 11.7 | 10 | 8.3 | 8.3 | 11.1 | 8.3 | 16.1 | 6.1 | -1.7 | -11.1 | -0.4 | -1.3 | 15 | 12 | 14.4 | 14.4 | 16.1 | 11.1 | 14.4 | 13.3 | 11.1 | 3.3 | -3.3 | -11.7 | 20.6 | 12.2 | 12 | 11.4 | 0.6 | -4.3 | -13.9 | -16.7 | -10 | -12.2 | 6.3 | 4.8 | -5.6 | -9.4 | 1.5 | -0.5 | 4.2 | 2.2 | -2.8 | -14.4 | -4 | -6 | -6.1 | -10.6 | -5 | -11.7 | -11.1 | -14.4 | -11.7 | -13.3 | -6.1 | -11.7 | -23.1 | -28.8 | -14.4 | -18.9 | 0.2 | -1 | 2.2 | -4.4 | -1.3 | -2.2 | 20 | 19.4 | 2.8 | -1.7 | -11.1 | -15 | -0.6 | -1.7 | 4.4 | -0.6 | 3.9 | 2.2 | -10 | -12.2 | -20 | -24.5 | 1.7 | -6.7 | -2.2 | -7.2 | 12.8 | -6.7 | 0.6 | -7.2 | -8.3 | -15 | 2.8 | -2.8 | -7.8 | -11.1 | -6.1 | -13.9 | -7.8 | -16.1 | 13.3 | 12.9 | -8 | -12 | 6.1 | 4.4 | 6.7 | 3.3 | -8.3 | -15 | -4.4 | -9.4 | -3 | -6 | 6.7 | 3.9 | -0.6 | -5.6 | -3.3 | -4.4 | 5.6 | 2.2 | -5 | -11.7 | -10.8 | -12.6 | 17 | 15 | 13.9 | -5.6 | 5.7 | -1.1 | 5 | 5 | 3.5 | 0.9 | -2.2 | -5.6 | -2.2 | -7.2 | -6.7 | -8.9 | 4.4 | 1.7 | -3.9 | -8.3 | 6.1 | 6 | -1.1 | -8.9 | -5 | -10 | -2.8 | -8.9
2 | -3 | -18.3 | -22.8 | 1 | -3.4 | 5.2 | 0.2 | -3.3 | -7.8 | 11.1 | -2.2 | 6 | 4 | 9.8 | 9.8 | 11.7 | 10 | 7.8 | 7.8 | 10.7 | 8.1 | 15.6 | 6.2 | -2.8 | -10 | -0.6 | -1.7 | 16 | 13 | 14.6 | 14.6 | 15 | 10.6 | 13.1 | 12.2 | 10 | 2.2 | -3.9 | -12.2 | 20.6 | 12.2 | 11.9 | 11.3 | 0.6 | -5 | -14.4 | -16.7 | -10.6 | -12.8 | 5.3 | 3 | -5.8 | -8.5 | 1.3 | -1.3 | 4.1 | 1.6 | -2.8 | -13.9 | -3 | -5 | -6.7 | -11 | -6.3 | -11.5 | -11.1 | -15 | -11.1 | -12.8 | -6.1 | -10.3 | -24.1 | -29.8 | -14.4 | -18.9 | -0.2 | -1.1 | 2.2 | -4.4 | -1.5 | -2 | 20 | 19 | 2.2 | -1.7 | -11.1 | -15.6 | -1.1 | -3.3 | 4.4 | -1.1 | 2.8 | -0.3 | -11.1 | -13.3 | -19.5 | -23.9 | 1.1 | -6.7 | -3.1 | -6.9 | 12.8 | -6 | -1.1 | -6.7 | -8.9 | -14.4 | 2.8 | -2.6 | -8 | -10.7 | -6.1 | -13.9 | -7.8 | -15 | 12.8 | 12.2 | -8 | -12 | 5 | 4.4 | 6.7 | 3.7 | -8.9 | -15 | -5 | -10.6 | -3 | -8 | 6.7 | 4.2 | -1 | -5.6 | -3.3 | -4.4 | 6.1 | 2.8 | -6.7 | -11.7 | -10.9 | -12.4 | 16.9 | 15.1 | 13.9 | -5.6 | 4.3 | -1.5 | 5 | 5 | 3.2 | 0.7 | -2.2 | -5.6 | -3.9 | -6.7 | -7.1 | -9 | 4.4 | 2.8 | -3.7 | -7.7 | 6.7 | 6.3 | -1.1 | -7.5 | -1.7 | -9.4 | -3.3 | -10
1 | -2 | -16.1 | -23.9 | 0.6 | -4.4 | 4.4 | -0.6 | -4.1 | -7.4 | 10.6 | 3.3 | 6 | 4 | 9.6 | 9.6 | 11.7 | 10 | 8.3 | 7.8 | 10.4 | 8 | 15 | 6.2 | -3.9 | -9.4 | -0.6 | -1.7 | 15 | 12 | 14.8 | 14.8 | 13.9 | 10 | 11.9 | 11.2 | 10 | 2.8 | -5 | -13.3 | 20.6 | 12.2 | 11.7 | 11.1 | 0.6 | -4.3 | -13.9 | -16.1 | -10.6 | -12.2 | 4.4 | 1.1 | -5.9 | -8 | 1.1 | -2.2 | 3.9 | 1.1 | -3.9 | -13.9 | -3 | -6 | -7.2 | -11.4 | -7.6 | -12.3 | -10.6 | -15.6 | -11.1 | -12.8 | -6.1 | -9.5 | -25 | -31.1 | -15 | -19.4 | -0.6 | -1.1 | 2.8 | -3.9 | -1.7 | -1.7 | 20 | 18.9 | 2.8 | -1.7 | -12.8 | -16.1 | -1.7 | -3.9 | 4.4 | -1.1 | 1.7 | -2.8 | -11.1 | -13.3 | -18.9 | -23.9 | -0.6 | -5.6 | -4.1 | -7.4 | 12.8 | -6.4 | -2.7 | -7 | -8.9 | -14.4 | 2.8 | -2.6 | -8.1 | -10.3 | -6.1 | -14.4 | -8.9 | -16.1 | 12.2 | 11.7 | -7 | -12 | 5 | 3.9 | 6.7 | 4.2 | -8.3 | -15.6 | -6.1 | -11.7 | -3 | -8 | 6.7 | 4.7 | -1.3 | -6 | -3.9 | -4.4 | 7.2 | 3.3 | -7.2 | -11.7 | -11.1 | -12.8 | 16.7 | 15 | 12.2 | -6.1 | 2.8 | -2.2 | 4.4 | 4.4 | 2.8 | 0.6 | -2.8 | -6.7 | -5 | -6.7 | -7.4 | -9 | 5.6 | 3.3 | -3.5 | -7.7 | 7.2 | 6.7 | -1.1 | -7.3 | -2.8 | -9.4 | -2.9 | -9.4
1 | -3 | -18.3 | -21.7 | 0.4 | -3.9 | 3.9 | -0.9 | -4.8 | -7.7 | 10 | -1.7 | 5 | 4 | 9.4 | 9.4 | 11.1 | 10 | 7.8 | 7.8 | 10 | 7.8 | 15 | 6.3 | -3.3 | -11.7 | -0.6 | -2 | 15 | 12 | 15 | 15 | 13.9 | 10 | 10.6 | 10 | 8.9 | 2.2 | -6.1 | -14.4 | 20.6 | 12.8 | 11.5 | 10.9 | 0.6 | -4.3 | -13.3 | -16.1 | -10.6 | -12.2 | 3.7 | 0.2 | -6.1 | -7.8 | 0.9 | -1.9 | 3.3 | 0.7 | -4.4 | -13.9 | -3 | -6 | -7.8 | -12.7 | -8.9 | -13.3 | -10 | -14.4 | -11.1 | -13.9 | -6.1 | -9.4 | -26.1 | -31.1 | -17.8 | -20.6 | -0.8 | -1.3 | 1.7 | -3.9 | -1.5 | -1.5 | 20 | 18.7 | 2.8 | -1.7 | -12.8 | -16.1 | -2.2 | -4.4 | 4.4 | -0.6 | 0.6 | -6.1 | -12.8 | -14.4 | -19.1 | -23.7 | -1.1 | -5.6 | -5 | -8.3 | 12.8 | -7.2 | -4.4 | -8.3 | -10 | -13.9 | 2.8 | -3.3 | -8.3 | -10.6 | -6.1 | -13.9 | -11.1 | -18.3 | 11.8 | 10.9 | -7 | -12 | 5.6 | 4.4 | 6.7 | 4.4 | -8.3 | -16.7 | -6.7 | -11.7 | -5 | -10 | 6.7 | 5 | -1.7 | -7.2 | -5.6 | -7.8 | 8.9 | 3.3 | -7.8 | -11.7 | -11.1 | -12.5 | 15.6 | 14.3 | 11.7 | -5.6 | 2.8 | -1.5 | 4.4 | 4.4 | 2.6 | 0.5 | -2.2 | -6.7 | -6.1 | -6.7 | -7.8 | -9.4 | 4.4 | 2.8 | -3.3 | -8.3 | 7 | 6 | -1.1 | -7.8 | -1.7 | -8.3 | -2.6 | -9.7
0 | -5 | -18.3 | -23.3 | 0.2 | -4.3 | 3.3 | -1.4 | -5.6 | -8.3 | 8.3 | -1.7 | 4 | 4 | 9.2 | 9.2 | 10.6 | 10 | 7.2 | 7.2 | 9.4 | 7.4 | 14.4 | 6.4 | -3.3 | -10.6 | -0.6 | -2.2 | 15 | 13 | 15 | 15 | 13.3 | 10.6 | 9.8 | 9.1 | 7.8 | 2.2 | -6.1 | -15 | 21.1 | 12.8 | 11.3 | 10.7 | 0.6 | -5 | -13.9 | -16.1 | -11.1 | -13.3 | 2.9 | -0.8 | -6.5 | -7.8 | 0.8 | -1.8 | 2.8 | 0.3 | -5 | -13.3 | -4 | -6 | -8.7 | -13.1 | -10 | -13.5 | -8.9 | -13.9 | -11.7 | -15 | -5.7 | -8.6 | -27.2 | -31.6 | -18.9 | -21.1 | -0.9 | -1.4 | 1.1 | -3.3 | -1.3 | -1.3 | 20 | 18.5 | 3.3 | -1.1 | -13.3 | -16.7 | -2.8 | -5.6 | 4.4 | 0 | -0.7 | -7.1 | -13.9 | -17.8 | -19.2 | -23.9 | -1.1 | -6.1 | -5.7 | -8.6 | 12.8 | -6.4 | -4.6 | -7.8 | -11.1 | -14.4 | 2.4 | -2.4 | -8.7 | -10.8 | -6.7 | -13.9 | -10.6 | -17.8 | 11.5 | 10.1 | -7 | -13 | 5.6 | 4.4 | 6.7 | 4.5 | -8.3 | -16.7 | -7.8 | -12.2 | -5 | -10 | 7.2 | 5.9 | -2.1 | -7 | -6.1 | -7.8 | 9.4 | 3.9 | -7.2 | -13.3 | -11.1 | -12.5 | 14.4 | 13.5 | 11.7 | -5.6 | 2.8 | -1.2 | 4.4 | 4.4 | 2.4 | 0.6 | -2.8 | -6.7 | -7.2 | -7.2 | -8.5 | -10.1 | 4.4 | 2.2 | -4.1 | -7.9 | 6.9 | 5.2 | -0.5 | -6.3 | -2.8 | -8.9 | -2.2 | -11.1
-1 | -5 | -19.4 | -25 | 0 | -5 | 2.8 | -2.2 | -4.8 | -8 | 7.2 | -1.7 | 4 | 4 | 9.1 | 9.1 | 10 | 10 | 7.2 | 7.2 | 8.9 | 7 | 13.9 | 6.5 | -2.8 | -11.7 | -0.6 | -2.1 | 16 | 13 | 15 | 15 | 12.8 | 10 | 9.1 | 8.2 | 7.2 | 1.1 | -6.7 | -15.6 | 20.6 | 12.2 | 11.1 | 10.6 | 0.4 | -4.6 | -16.1 | -17.8 | -10.6 | -12.8 | 2.2 | -1.7 | -6.8 | -7.9 | 0.6 | -2.2 | 2.2 | 0 | -5.6 | -13.3 | -5 | -7 | -9.7 | -13.6 | -11.1 | -14 | -7.8 | -13.9 | -13.9 | -16.7 | -5.4 | -8.3 | -28.3 | -32.8 | -19.4 | -22.2 | -1.1 | -1.7 | 1.1 | -3.3 | -1.1 | -1.1 | 20 | 18.3 | 2.8 | -1.1 | -13.3 | -16.7 | -3.3 | -6.7 | 5.6 | 0 | -2 | -8.8 | -15 | -19.4 | -19.4 | -25 | -1.1 | -5.6 | -6.5 | -9.5 | 12.8 | -6 | -4.8 | -7.8 | -12.2 | -15 | 2.1 | -2.1 | -9 | -11.4 | -6.7 | -14.4 | -11.7 | -17.8 | 11.1 | 9.4 | -7 | -13 | 5.6 | 4.4 | 6.7 | 4.5 | -8.3 | -16.7 | -7.2 | -11.7 | -6 | -11 | 7.8 | 6.9 | -2.4 | -7.3 | -6.7 | -8.3 | 10.6 | 5 | -8.3 | -12.2 | -11.1 | -12.8 | 13.3 | 12.8 | 10 | -5.6 | 2.8 | -1.1 | 4.4 | 4.4 | 2.2 | 0.6 | -3.3 | -7.8 | -7.8 | -7.8 | -9.3 | -11.1 | 4.4 | 1.7 | -4.8 | -8.1 | 6.7 | 4.4 | 0 | -5.9 | -1.7 | -7.8 | -2.8 | -9.3
0 | -3 | -18.3 | -23.3 | -0.6 | -4.7 | 2.2 | -2 | -4.1 | -8.1 | 6.7 | -1.7 | 4 | 4 | 8.9 | 8.9 | 10 | 10 | 7.2 | 6.7 | 8.3 | 6.7 | 13.9 | 6.5 | 0 | -15 | -0.6 | -2.1 | 16 | 13 | 15 | 15 | 12.8 | 10 | 8.3 | 7.2 | 7.2 | 1.1 | -7.2 | -15.6 | 20.6 | 11.7 | 11.1 | 10.5 | 0.2 | -5 | -15.6 | -17.8 | -11.1 | -12.8 | 2 | -1.7 | -7.2 | -8.3 | 0.2 | -2.2 | 2.2 | 0 | -5 | -13.3 | -5 | -7 | -10.6 | -14 | -12.2 | -15 | -7.8 | -13.9 | -16.1 | -21.1 | -5 | -8.3 | -27.9 | -32.2 | -19.4 | -23.3 | -0.9 | -1.8 | 1.1 | -3.3 | -0.9 | -0.9 | 20 | 18.3 | 3.3 | -1.1 | -14.4 | -18.9 | -3.9 | -8.3 | 5.6 | 0 | -3.3 | -11.7 | -17.2 | -20.6 | -19.6 | -24.3 | -2.2 | -6.1 | -7.2 | -10.6 | 12.8 | -6.7 | -5 | -8.3 | -15 | -16.7 | 1.7 | -2.2 | -9.4 | -12.2 | -6.7 | -14.4 | -12.2 | -18.3 | 10.5 | 9.1 | -7 | -13 | 5.6 | 4.4 | 6.7 | 4.4 | -8.3 | -16.7 | -8.3 | -12.8 | -6 | -11 | 8.3 | 7.8 | -2.8 | -8.3 | -7.2 | -8.9 | 10 | 6.1 | -7.8 | -12.2 | -11.1 | -12.5 | 13.3 | 12.9 | 9.4 | -3.9 | 3.3 | -1.3 | 4.4 | 4.4 | 2 | 0.4 | -3.3 | -7.2 | -8.3 | -8.3 | -10 | -12.2 | 5 | 1.1 | -5.6 | -8.9 | 6.7 | 4.2 | 0.6 | -6.1 | -1.7 | -7.2 | -3.3 | -8.7
0 | -5 | -19.4 | -24.4 | -1.1 | -4.8 | 1.7 | -2.1 | -3.3 | -8.9 | 6.7 | -1.7 | 4 | 4 | 8.7 | 8.7 | 9.4 | 9.4 | 5.6 | 5.6 | 7.9 | 6.2 | 15 | 6.6 | 0.6 | -14.4 | -0.6 | -2.2 | 16 | 13 | 15.2 | 15.2 | 12.8 | 9.4 | 7.8 | 6.8 | 7.2 | 1.1 | -7.2 | -16.7 | 20 | 11.7 | 11.1 | 10.5 | 0 | -6.1 | -16.7 | -18.9 | -10.6 | -13.3 | 1.9 | -1.8 | -7.2 | -8.2 | -0.2 | -2.6 | 2.2 | 0 | -5 | -13.3 | -6 | -8 | -11.9 | -14.6 | -12.8 | -15.2 | -7.2 | -12.8 | -18.3 | -21.1 | -5.2 | -7.9 | -27.6 | -32.4 | -18.3 | -22.8 | -0.8 | -1.9 | -0.6 | -3.3 | -0.8 | -0.8 | 20 | 18.3 | 3.3 | -2.2 | -15.6 | -18.3 | -4.4 | -8.9 | 5.6 | 0 | -3.7 | -11 | -17.2 | -20.6 | -19.8 | -24.4 | -2.8 | -6.1 | -7.6 | -10.6 | 11.5 | -5.6 | -5.6 | -8.5 | -16.7 | -18.3 | 1.3 | -1.7 | -10.7 | -12.5 | -6.7 | -13.9 | -12.8 | -18.9 | 10 | 9.1 | -7 | -12 | 5.6 | 4.4 | 6.7 | 4.4 | -9.4 | -16.7 | -9.4 | -12.8 | -7 | -11 | 8.1 | 7.4 | -3.3 | -8.1 | -7.8 | -9.4 | 10 | 7.2 | -8.3 | -11.7 | -11.1 | -12.5 | 13.3 | 13.2 | 9.4 | -3.3 | 3.9 | -1.8 | 4.4 | 4.4 | 1.9 | 0.3 | -2.8 | -7.2 | -8.3 | -8.3 | -10.2 | -12.1 | 5 | 1.1 | -5.4 | -8.4 | 6.7 | 3.7 | 0.2 | -5.1 | -2.2 | -6.7 | -3.9 | -8.9
0 | -5 | -17.2 | -24.4 | -1.7 | -5.6 | 1.1 | -2.8 | -4.1 | -8.2 | 6.1 | -1.7 | 4 | 4 | 8.5 | 8.5 | 8.9 | 8.9 | 5.6 | 5.6 | 7.6 | 5.9 | 15.6 | 6.7 | -2.2 | -14.4 | -0.8 | -1.9 | 15 | 13 | 15.4 | 15.4 | 12.2 | 9.4 | 7.2 | 6.2 | 6.7 | 0 | -8.3 | -16.7 | 20.6 | 12.2 | 11.1 | 10.6 | -0.4 | -5.5 | -16.1 | -18.9 | -11.1 | -13.3 | 1.7 | -2.2 | -7.2 | -8.2 | -0.6 | -3.3 | 2.2 | 0 | -5 | -13.3 | -5 | -7 | -13.1 | -15.5 | -13.3 | -15.9 | -6.7 | -12.2 | -18.3 | -21.7 | -5.4 | -8 | -27.2 | -32.8 | -20 | -22.8 | -0.6 | -2.2 | -1.1 | -3.3 | -0.6 | -0.6 | 20 | 18.3 | 3.3 | -2.2 | -15.6 | -19.4 | -5 | -9.4 | 5.6 | 0 | -4 | -11.3 | -15.6 | -18.9 | -20 | -25 | -5.6 | -8.3 | -7.9 | -10.9 | 10.2 | -5.9 | -6.1 | -9.1 | -16.7 | -18.3 | 1 | -1.5 | -12 | -13 | -7.2 | -12.8 | -13.3 | -18.9 | 9.4 | 8.9 | -7 | -12 | 5.6 | 4.4 | 6.7 | 4 | -9.4 | -16.7 | -8.9 | -12.8 | -7 | -11 | 8 | 7.1 | -3.9 | -8.7 | -7.8 | -9.4 | 10.6 | 8.9 | -8.9 | -11.7 | -11.1 | -12.8 | 13.3 | 13.3 | 8.9 | -2.2 | 4.4 | -2.8 | 4.4 | 4.4 | 1.7 | 0 | -2.8 | -7.2 | -8.3 | -8.3 | -10.4 | -12.3 | 5 | 1.7 | -5.2 | -8.5 | 6.7 | 3.3 | -0.2 | -5.1 | -1.1 | -5.6 | -3.7 | -6.6
-1 | -5 | -21.1 | -26.1 | 1.1 | -4 | 1.7 | -2.3 | -4.8 | -8.3 | 5.6 | -1.7 | 4 | 4 | 8.3 | 8.3 | 7.8 | 7.8 | 5.6 | 5.6 | 7.2 | 5.6 | 15 | 7.2 | -1.7 | -13.9 | -0.9 | -1.8 | 16 | 13 | 15.6 | 15.6 | 12.2 | 8.9 | 6.7 | 5.6 | 5.6 | -0.6 | -9.4 | -16.1 | 20.6 | 12.2 | 11.1 | 10.5 | -0.7 | -5.8 | -16.1 | -18.3 | -11.1 | -13.3 | 1.5 | -2.2 | -7.2 | -8.3 | -0.4 | -3.1 | 2 | -0.4 | -5 | -13.3 | -5 | -7 | -14.4 | -16.1 | -13.9 | -16.7 | -6.1 | -11.1 | -15 | -18.9 | -5.6 | -8.3 | -25.7 | -30.5 | -19.4 | -23.9 | -0.8 | -2.6 | -2.2 | -4.4 | -1 | -1 | 20.2 | 18.3 | 2.8 | -2.2 | -17.2 | -21.7 | -5 | -10 | 6.1 | 0 | -4.4 | -12.8 | -13.9 | -17.8 | -19.4 | -24.1 | -4.4 | -7.2 | -8.3 | -11.7 | 8.9 | -6.7 | -6.7 | -10 | -18.3 | -20 | 0.6 | -1.7 | -13.3 | -13.9 | -7.8 | -13.3 | -13.3 | -18.3 | 9.8 | 9.1 | -7 | -11 | 5.6 | 5 | 6.7 | 3.9 | -8.9 | -16.7 | -10 | -13.3 | -7 | -11 | 7.8 | 6.7 | -4.4 | -10 | -8.3 | -9.4 | 11.1 | 10 | -8.9 | -12.8 | -10.5 | -12.3 | 14.1 | 13.7 | 12.2 | 2.2 | 5 | -2.5 | 4.4 | 4.4 | 1.7 | -0.3 | -1.7 | -7.8 | -8.3 | -8.3 | -10.6 | -12.8 | 4.4 | 1.7 | -5 | -8.9 | 6.9 | 3.9 | -0.6 | -5.6 | -1.7 | -6.1 | -3.5 | -5.1
-6 | -9 | -17.8 | -21.7 | 3.9 | -3.2 | 2.2 | -2.4 | -5.6 | -8.9 | 6.7 | -1.7 | 4 | 4 | 8.5 | 8.5 | 7.8 | 7.8 | 6.1 | 6.1 | 8.9 | 6.7 | 16.1 | 7.2 | 0.6 | -12.8 | -1.1 | -1.7 | 17 | 13 | 15.2 | 15.1 | 12.2 | 8.9 | 6.3 | 5.3 | 5.6 | -1.1 | -9.4 | -16.1 | 21.1 | 12.2 | 11.1 | 10.5 | -1.1 | -6.7 | -15.6 | -17.8 | -10.6 | -13.3 | 1.3 | -2.3 | -7.2 | -8.2 | -0.2 | -3.3 | 1.9 | -0.6 | -6.1 | -12.8 | -5 | -7 | -13.1 | -15.3 | -11.1 | -14.7 | -5.6 | -10 | -13.9 | -16.1 | -5.2 | -7.5 | -24.3 | -29 | -20 | -24.4 | -0.9 | -3.1 | -1.7 | -5 | -1.3 | -1.3 | 20.4 | 18.4 | 2.8 | -2.8 | -18.9 | -31.1 | -6.1 | -10.6 | 5.6 | -1.1 | -3.7 | -11.4 | -12.8 | -17.2 | -18.9 | -24 | -1.7 | -6.1 | -5.3 | -8.6 | 11.5 | -5.2 | -3.7 | -7.7 | -16.7 | -17.8 | 1.3 | -1.3 | -12.4 | -13.4 | -7.8 | -13.3 | -11.1 | -17.8 | 10.2 | 9.3 | -7 | -9 | 6.1 | 5 | 6.9 | 4.1 | -8.3 | -17.2 | -9.4 | -12.8 | -7 | -10 | 8.9 | 7.2 | -3.7 | -9.2 | -8.3 | -9.4 | 11.1 | 10 | -6.7 | -11.1 | -10 | -12.1 | 14.8 | 13.7 | 10 | 6.1 | 5.5 | -2.7 | 4.4 | 4.4 | 1.7 | -0.9 | -2.8 | -7.2 | -7.2 | -7.2 | -9.7 | -11.7 | 4.4 | 1.7 | -4.4 | -7.7 | 7 | 4.5 | -2.3 | -5.8 | 1.1 | -4.4 | -3.3 | -3.9
-5 | -10 | -19.4 | -25.6 | 6.7 | -3.3 | 2.8 | -2.8 | -2.6 | -7.1 | 9.4 | -1.7 | 5 | 4 | 8.7 | 8.7 | 11.7 | 10.6 | 6.1 | 6.1 | 10.5 | 7.8 | 15 | 9.4 | 3.3 | -13.3 | -0.5 | -1.1 | 17 | 13 | 14.8 | 14.5 | 13.9 | 8.9 | 6 | 5 | 6.7 | -1.1 | -8.3 | -15.6 | 21.7 | 11.7 | 11.1 | 10.6 | 0.4 | -5.5 | -12.8 | -14.4 | -10.6 | -13.3 | 1.1 | -2.8 | -7.2 | -8.2 | 0 | -3.9 | 1.7 | -1.1 | -4.4 | -12.2 | -5 | -7 | -11.9 | -14.6 | -8.4 | -13.1 | -5 | -9.4 | -12.2 | -17.2 | -4.8 | -6.8 | -22.8 | -27.8 | -20 | -23.9 | -1.1 | -3.9 | -0.6 | -4.4 | -1.7 | -1.7 | 20.6 | 18.3 | 3.9 | -1.7 | -19.4 | -25.6 | -5 | -10 | 6.7 | -0.6 | -2.9 | -11.1 | -11.7 | -13.9 | -18.3 | -24.4 | 1.1 | -5.6 | -2.4 | -5.9 | 14.1 | -5 | -0.8 | -5.9 | -13.9 | -15 | 2.1 | -1 | -11.5 | -13.3 | -6.7 | -13.9 | -10.6 | -16.1 | 10.6 | 9.4 | -6 | -10 | 6.7 | 5.6 | 7 | 4.3 | -7.8 | -16.7 | -7.2 | -11.7 | -7 | -10 | 10 | 7.5 | -2.9 | -9.4 | -7.8 | -10 | 11.1 | 10 | -3.9 | -11.1 | -9.4 | -12.2 | 15.6 | 13.9 | 7.8 | 6.7 | 6.1 | -3.3 | 4.4 | 4.4 | 1.7 | -1.7 | -1.1 | -6.7 | -4.4 | -4.4 | -8.7 | -10.7 | 5.6 | 1.7 | -3.9 | -6.9 | 7.2 | 5 | -3.9 | -6.5 | 4.4 | -4.4 | -3.1 | -4
-4 | -8 | -16.1 | -21.1 | 8.9 | -2.9 | 4.1 | -1.8 | 0.3 | -6.2 | 13.3 | -1.1 | 6 | 6 | 8.9 | 8.9 | 16.1 | 7.8 | 7.8 | 7.8 | 12.2 | 8.9 | 15.6 | 10.6 | 5.6 | -12.2 | 0 | -0.9 | 18 | 14 | 14.4 | 13.9 | 15.6 | 7.8 | 5.6 | 4.4 | 7.2 | -0.6 | -7.8 | -16.7 | 22.8 | 13.9 | 11.3 | 10.6 | 1.8 | -5.6 | -10.6 | -13.3 | -10 | -13.3 | 2 | -2.1 | -7.2 | -8.3 | 0.2 | -3.9 | 1.3 | -1.4 | -3.3 | -12.8 | -3 | -6 | -10.6 | -14.4 | -5.6 | -12.2 | -2.2 | -7.2 | -11.7 | -14.4 | -4.4 | -6.7 | -20.4 | -25.1 | -16.7 | -20 | -0.7 | -3.5 | 0.6 | -4.4 | -1.3 | -1.9 | 21.7 | 18.3 | 6.1 | -2.2 | -19.4 | -25.6 | -5 | -11.1 | 7.2 | -1.1 | -2.2 | -12.2 | -10.6 | -12.8 | -16.1 | -22.7 | 3.3 | -5 | 0.6 | -3.9 | 16.7 | -5.6 | 2.2 | -5 | -10 | -14.4 | 2.8 | -1.1 | -10.6 | -13.3 | -6.7 | -15 | -8.9 | -14.4 | 11.1 | 9.2 | -6 | -8 | 7.2 | 6.1 | 7.2 | 4.4 | -6.7 | -16.1 | -5 | -10.6 | -6 | -9 | 11.1 | 7.8 | -2.2 | -10.6 | -7.8 | -9.4 | 11.7 | 10.6 | -2.2 | -11.1 | -8.5 | -11.4 | 17.3 | 13.8 | 10.6 | 8.3 | 7.4 | -2.8 | 5 | 4.4 | 2.1 | -1.5 | 2.2 | -5.6 | -1.1 | -4.4 | -7.8 | -10 | 5.6 | 2.2 | -3.3 | -6.7 | 8.1 | 5.8 | -5.6 | -7.8 | 6.1 | -6.7 | -3 | -4.1
0 | -4 | -14.4 | -19.4 | 11.1 | -3.7 | 5.4 | -1.3 | 3.3 | -6.7 | 15.6 | -1.7 | 7 | 6 | 9.1 | 9.1 | 16.7 | 10.6 | 11.1 | 8.9 | 12.4 | 8.7 | 17.8 | 11.7 | 7.2 | -12.8 | 0.6 | -0.6 | 18 | 13 | 13.5 | 13.1 | 16.1 | 8.3 | 5.4 | 4.5 | 8.3 | -0.6 | -5.6 | -17.2 | 23.3 | 11.1 | 11.5 | 10.6 | 3.3 | -6.1 | -7.8 | -13.3 | -8.3 | -13.3 | 3 | -1.4 | -6.5 | -8 | 0.4 | -4.3 | 1 | -1.8 | -1.1 | -11.7 | -2 | -6 | -8.9 | -13.4 | -4.3 | -10.9 | -0.6 | -6.1 | -8.9 | -12.8 | -2.9 | -5.5 | -18 | -23.1 | -15 | -19.4 | -0.4 | -3.5 | 2.2 | -4.4 | -1 | -2.3 | 22.8 | 18.2 | 7.8 | -3.3 | -19.4 | -26.1 | -3.9 | -10.6 | 7.8 | -1.1 | -1.5 | -10.8 | -6.1 | -10 | -13.9 | -21.7 | 6.1 | -5 | 3.4 | -4.2 | 17.6 | -5 | 5.2 | -3.9 | -7.2 | -13.9 | 3.3 | -1.1 | -9.8 | -12.9 | -6.7 | -15 | -6.7 | -13.9 | 11.7 | 8.8 | -5 | -7 | 8.3 | 7.2 | 7.2 | 4.3 | -5.6 | -15 | -3.3 | -11.1 | -5 | -9 | 13.5 | 9 | -0.9 | -9.2 | -7.2 | -9.4 | 11.7 | 8.3 | 0.6 | -11.1 | -7.6 | -11 | 18.9 | 13.1 | 12.2 | 7.8 | 8.7 | -2.8 | 4.4 | 3.9 | 2.4 | -1.7 | 3.3 | -5.6 | 0.6 | -4.4 | -6.3 | -8.9 | 6.1 | 2.2 | -2.9 | -5.8 | 9.1 | 6.6 | -6 | -8.3 | 7.8 | -7.2 | -2.8 | -4.4
0 | -3 | -12.8 | -18.3 | 13.3 | -5.6 | 6.7 | -1.1 | 2.9 | -5.1 | 18.9 | -1.7 | 8 | 6 | 9.2 | 9.2 | 17.2 | 11.1 | 12.2 | 9.4 | 12.6 | 8.7 | 16.7 | 13.3 | 8.3 | -13.9 | 0.8 | -0.2 | 19 | 13 | 12.6 | 12 | 16.7 | 8.3 | 5.2 | 4.5 | 10 | 0 | -5 | -17.2 | 23.3 | 11.7 | 11.7 | 10.6 | 4.2 | -4.9 | -5.6 | -12.8 | -7.8 | -13.3 | 3.9 | -1.1 | -5.7 | -7.6 | 0.6 | -5.6 | 0.6 | -2.8 | 0 | -11.1 | -1 | -5 | -7.3 | -12.9 | -3 | -10.1 | -0.6 | -5.6 | -7.2 | -12.2 | -1.5 | -5.1 | -15.6 | -21.7 | -12.2 | -17.8 | 0 | -3.9 | 3.3 | -3.9 | -0.6 | -2.8 | 23.9 | 17.8 | 8.9 | -2.2 | -19.4 | -25.6 | -3.3 | -11.1 | 7.2 | 4.4 | -0.7 | -10.8 | -3.9 | -7.8 | -11.7 | -22.2 | 8.3 | -5.6 | 6.1 | -6.7 | 18.5 | -4.3 | 8.1 | -3.9 | -6.1 | -13.9 | 3.9 | -1.1 | -9.1 | -12.8 | -5.6 | -13.3 | -5.6 | -14.4 | 12.2 | 8.3 | -4 | -7 | 10 | 7.2 | 7.2 | 4 | -4.4 | -14.4 | -2.8 | -10 | -5 | -8 | 15.9 | 10.3 | 0.4 | -8.8 | -6.7 | -10.6 | 11.7 | 7.8 | 2.8 | -11.1 | -6.7 | -11.1 | 20.6 | 12.2 | 10 | 7.8 | 10 | -3.3 | 5 | 3.9 | 2.8 | -2.2 | 5 | -5.6 | 2.2 | -3.3 | -4.8 | -8 | 7.2 | 2.8 | -2.6 | -5.5 | 10 | 7.2 | -6.3 | -8.9 | 7.8 | -7.2 | -3.2 | -5.1
0 | -3 | -10.6 | -19.4 | 13.9 | -4.7 | 7.1 | -0.7 | 2.6 | -4.1 | 20.6 | -1.1 | 8 | 4 | 9.4 | 9.4 | 16.7 | 11.1 | 13.9 | 8.9 | 12.8 | 8.3 | 17.2 | 15 | 8.9 | -12.8 | 0.9 | 0.2 | 18 | 13 | 11.7 | 11.1 | 17.8 | 7.8 | 5 | 4.4 | 9.4 | -0.6 | -3.9 | -17.2 | 24.4 | 12.2 | 11.7 | 10.5 | 5.2 | -4.3 | -5 | -12.8 | -7.2 | -12.8 | 4.3 | -1.1 | -5 | -7.8 | 1 | -4.5 | 0.4 | -2.6 | 1.1 | -11.1 | 0 | -4 | -5.6 | -13.3 | -1.7 | -10.6 | 0 | -5 | -7.2 | -11.7 | 0 | -5 | -14.7 | -19.9 | -10.6 | -17.2 | -0.2 | -3.5 | 4.4 | -4.4 | -0.4 | -2.5 | 24.3 | 17.8 | 9.4 | -1.7 | -18.9 | -24.4 | -2.8 | -10.6 | 7.8 | 3.3 | 0 | -12.2 | -0.6 | -4.4 | -10.9 | -19.8 | 10 | -6.1 | 8.9 | -12.8 | 19.4 | -5 | 11.1 | -5 | -6.1 | -13.9 | 4.4 | -1.7 | -8.3 | -13.3 | -6.1 | -13.9 | -4.4 | -14.4 | 12.6 | 9.1 | -3 | -6 | 11.7 | 7.8 | 7.2 | 3.9 | -3.3 | -14.4 | -1.1 | -8.9 | -4 | -8 | 18.3 | 11.1 | 1.7 | -10 | -6.7 | -9.4 | 10 | 6.1 | 3.3 | -9.4 | -5.6 | -10 | 21.3 | 11.7 | 11.7 | 8.3 | 10.7 | -3.3 | 3.9 | 2.2 | 3 | -1.9 | 5.6 | -5.6 | 3.3 | -2.8 | -3.3 | -7.8 | 8.3 | 2.2 | -2.2 | -5.6 | 9.6 | 7.2 | -6.7 | -10 | 8.3 | -7.8 | -3.5 | -6
0 | -4 | -10 | -16.1 | 14.4 | -4.8 | 7.4 | -0.5 | 2.2 | -3.9 | 22.2 | -1.7 | 8 | 4 | 9.6 | 9.6 | 20.6 | 7.2 | 15 | 8.9 | 13.3 | 8.8 | 19.4 | 13.9 | 9.4 | -12.8 | 1.1 | 0.6 | 19 | 13 | 10.8 | 9.9 | 18.9 | 7.8 | 4.8 | 4.2 | 10 | 0 | -2.8 | -17.2 | 24.4 | 12.8 | 11.7 | 10.1 | 6.1 | -4.4 | -4.4 | -12.8 | -6.7 | -12.2 | 4.6 | -1.6 | -4.1 | -7 | 1.3 | -4.2 | 0.2 | -3.1 | 1.1 | -10.6 | 0 | -3 | -5.2 | -12 | -1.9 | -8.1 | 1.7 | -3.9 | -6.1 | -11.1 | 0.6 | -4.1 | -13.7 | -18.8 | -10 | -16.1 | -0.4 | -3.5 | 5.6 | -3.9 | -0.2 | -2.4 | 24.6 | 17.4 | 10 | -2.8 | -18.9 | -25 | -2.2 | -10.6 | 6.7 | 4.4 | 0.4 | -10.9 | 1.7 | -1.7 | -10.2 | -18.9 | 11.7 | -6.1 | 9.3 | -9.1 | 19.8 | -4 | 12.4 | -4.5 | -2.8 | -12.8 | 4.4 | -1.2 | -8.3 | -12.8 | -5.6 | -13.3 | -2.2 | -14.4 | 12.9 | 9.8 | -2 | -5 | 12.8 | 6.1 | 7 | 3.6 | -2.2 | -14.4 | -1.1 | -10 | -3 | -7 | 17.2 | 11.9 | 2.2 | -9.5 | -6.7 | -10 | 7.8 | 3.9 | 4.4 | -9.4 | -4.4 | -9.2 | 22.1 | 10.6 | 13.3 | 6.7 | 11.5 | -3.7 | 3.9 | 2.2 | 3.1 | -2 | 7.8 | -5.6 | 4.4 | -1.1 | -2.9 | -6.9 | 7.8 | 1.1 | -2.2 | -5 | 9.3 | 7.3 | -6.5 | -9.9 | 7.8 | -7.8 | -3.9 | -7.2
1 | -3 | -9.4 | -17.8 | 15 | -5.6 | 7.8 | -0.6 | 2.4 | -3.5 | 22.2 | -1.7 | 8 | 6 | 9.8 | 9.8 | 21.1 | 5 | 15.6 | 9.4 | 13.9 | 9.2 | 18.3 | 13.3 | 10 | -12.2 | 1.3 | 0.4 | 19 | 13 | 9.8 | 8.4 | 19.4 | 7.8 | 4.6 | 4 | 9.4 | 0 | -2.8 | -17.2 | 24.4 | 12.8 | 11.7 | 10 | 6.5 | -3.8 | -4.4 | -12.8 | -6.1 | -13.3 | 5 | -2.2 | -3.1 | -6.5 | 1.7 | -4.4 | 0 | -3.9 | 2.2 | -10 | 0 | -3 | -4.8 | -11.6 | -2 | -6.7 | 2.8 | -3.3 | -6.7 | -11.1 | 1.1 | -3.7 | -12.8 | -18.3 | -10 | -17.2 | -0.6 | -3.9 | 5 | -3.3 | 0 | -2.8 | 25 | 17.2 | 9.4 | -3.3 | -19.4 | -26.1 | -1.7 | -10.6 | 6.1 | 3.3 | 0.7 | -11 | 3.3 | -1.1 | -9.4 | -18.9 | 12.8 | -6.1 | 9.6 | -6.7 | 20.2 | -4.3 | 13.7 | -4.4 | -2.2 | -11.1 | 4.4 | -1 | -8.3 | -13 | -6.7 | -11.1 | -3.3 | -15 | 13.3 | 10.6 | -1 | -6 | 12.2 | 6.7 | 6.9 | 3.5 | -1.7 | -14.4 | -0.6 | -8.9 | -3 | -7 | 16.1 | 12.3 | 2.8 | -9.9 | -6.7 | -10.6 | 5.6 | 1.7 | 5.6 | -9.4 | -3.3 | -9.4 | 22.8 | 9.4 | 13.3 | 5 | 12.2 | -5 | 3.3 | 1.7 | 3.3 | -2.2 | 7.8 | -6.7 | 4.4 | -1.1 | -2.6 | -6.8 | 7.2 | 1.7 | -2.2 | -4.7 | 8.9 | 7.2 | -6.3 | -10.2 | 7.2 | -8.3 | -4.1 | -7.4
0 | -2 | -8.9 | -15.6 | 13.1 | -4.4 | 6.5 | -0.2 | 2.6 | -3.3 | 22.2 | -1.7 | 8 | 6 | 10 | 10 | 18.3 | 9.4 | 15 | 8.9 | 14.4 | 9.4 | 17.2 | 13.3 | 9.4 | -12.8 | 1.5 | 0.2 | 18 | 13 | 8.9 | 7.2 | 20 | 7.2 | 4.4 | 3.9 | 9.4 | -0.6 | -2.2 | -17.2 | 23.3 | 13.3 | 10.6 | 8.7 | 6.8 | -3.8 | -5 | -12.2 | -5.6 | -13.3 | 4.4 | -1.6 | -2.2 | -6.7 | 1.5 | -4.4 | -0.2 | -3.8 | 1.7 | -8.9 | 0 | -2 | -4.4 | -12.2 | -2.2 | -6.1 | 2.8 | -3.3 | -7.8 | -11.1 | 1.7 | -3.9 | -13 | -17.8 | -9.4 | -16.1 | -1.1 | -4.1 | 5 | -3.3 | 0 | -2.7 | 24.4 | 17.2 | 8.9 | -2.2 | -20 | -27.2 | -1.7 | -9.4 | 6.1 | 3.9 | 1.1 | -12.8 | 4.4 | -1.1 | -9.2 | -17.5 | 12.8 | -6.1 | 10 | -5.6 | 20.6 | -5 | 15 | -5.6 | -1.7 | -10.6 | 4.4 | -1.1 | -8.3 | -13.9 | -6.1 | -12.8 | -3.9 | -15.6 | 12.9 | 9.6 | -1 | -4 | 11.7 | 7.2 | 6.7 | 3.3 | -1.7 | -15 | -0.6 | -8.9 | -3 | -7 | 15 | 12.8 | 3.3 | -12.2 | -6.7 | -10.6 | 4.4 | 0.6 | 5.6 | -8.9 | -3.9 | -8.7 | 21.5 | 7.7 | 10 | 7.2 | 11.5 | -4.5 | 2.8 | 1.7 | 2.8 | -2.6 | 7.8 | -7.2 | 4.4 | -2.2 | -2.2 | -7.2 | 6.1 | -0.6 | -2.2 | -5 | 8.7 | 7.2 | -6.1 | -11.1 | 7.2 | -7.8 | -4.2 | -8.2
0 | -3 | -9.4 | -15.6 | 11.3 | -4.2 | 5.2 | -0.4 | 2.8 | -3.9 | 21.7 | -1.7 | 8 | 6 | 9.8 | 9.7 | 17.2 | 9.4 | 13.9 | 8.9 | 13.7 | 9.2 | 17.8 | 13.3 | 7.8 | -12.2 | 1.7 | 0 | 17 | 13 | 9.1 | 7.4 | 20 | 7.2 | 4.4 | 3.5 | 8.9 | -1.1 | -2.8 | -17.8 | 23.3 | 13.3 | 9.4 | 7.4 | 7.2 | -4.4 | -6.1 | -13.3 | -6.1 | -13.9 | 3.9 | -1.1 | -3.1 | -6.5 | 1.3 | -5.2 | -0.4 | -4.2 | 1.7 | -9.4 | 0 | -2 | -5.5 | -11.5 | -2.2 | -5.4 | 2.8 | -2.8 | -7.8 | -11.1 | 0.9 | -3.5 | -13.1 | -17.7 | -9.4 | -15.6 | -1.7 | -4.6 | 4.4 | -3.3 | 0 | -3.1 | 23.9 | 17.4 | 8.3 | -2.2 | -21.1 | -27.2 | -2.8 | -9.4 | 6.1 | 3.9 | 0 | -11.9 | 3.3 | -1.1 | -9.1 | -17.4 | 13.3 | -7.2 | 6.3 | -3.9 | 18.7 | -4.2 | 11.9 | -3.8 | -1.7 | -10.6 | 4 | -0.7 | -9.2 | -12.6 | -6.1 | -13.9 | -5 | -16.1 | 12.6 | 8.7 | -1 | -3 | 12.2 | 3.9 | 6.1 | 3.1 | -2.2 | -14.4 | -0.6 | -8.9 | -2 | -7 | 14.4 | 12.3 | 2.2 | -11.4 | -7.2 | -10.6 | 2.8 | 0.6 | 4.4 | -6.7 | -4.4 | -8.9 | 20.2 | 5.8 | 10.6 | 5.6 | 10.7 | -5.1 | 2.8 | 1.7 | 2.2 | -3.3 | 6.7 | -5.6 | 4.4 | -1.1 | -1.5 | -5.2 | 6.1 | 1.7 | -2.2 | -4.4 | 8.5 | 7.3 | -6.7 | -11.4 | 5 | -8.3 | -4.4 | -9.4
0 | -3 | -10 | -17.8 | 9.4 | -5 | 3.9 | -0.6 | 2.6 | -3.1 | 21.1 | -1.1 | 7 | 6 | 9.6 | 9.2 | 14.4 | 10.6 | 11.7 | 8.3 | 12.9 | 8.6 | 16.7 | 12.8 | 6.1 | -12.2 | 1.1 | 0.1 | 17 | 13 | 9.2 | 7.5 | 19.4 | 7.2 | 4.4 | 3.1 | 7.2 | -1.1 | -3.9 | -17.2 | 22.2 | 13.3 | 8.3 | 6.1 | 6.1 | -2.4 | -8.9 | -13.9 | -7.2 | -14.4 | 3.3 | -1.1 | -4.1 | -7 | 1.1 | -6.7 | -0.6 | -5 | 0.6 | -9.4 | -1 | -3 | -6.7 | -11.8 | -2.2 | -5.3 | 2.2 | -2.8 | -8.9 | -12.2 | 0.2 | -3.8 | -13.3 | -18.3 | -10 | -15.6 | -2.2 | -5.6 | 2.8 | -3.9 | 0 | -3.9 | 23.3 | 17.2 | 7.2 | -2.2 | -21.7 | -28.3 | -2.8 | -9.4 | 6.1 | 4.4 | -1.1 | -12.3 | 3.3 | -1.7 | -8.9 | -18.3 | 9.4 | -7.8 | 2.6 | -4.1 | 16.9 | -4.9 | 8.7 | -3.4 | -1.7 | -10 | 3.7 | -0.6 | -10.2 | -12.3 | -7.2 | -16.1 | -6.1 | -16.7 | 12.2 | 7.8 | -2 | -3 | 10.6 | 3.9 | 5.6 | 3.1 | -3.3 | -13.9 | -0.6 | -8.9 | -2 | -6 | 13.9 | 12.1 | 1.1 | -11.6 | -7.2 | -10.6 | 2.8 | -2.2 | 3.3 | -7.2 | -5 | -9.4 | 18.9 | 3.9 | 10.6 | 5.6 | 10 | -6.1 | 2.2 | 1.1 | 1.7 | -4.4 | 4.4 | -5 | 2.8 | -1.1 | -0.7 | -3.7 | 5.6 | 1.1 | -2.2 | -4.3 | 8.3 | 7.2 | -7.2 | -12.2 | 2.2 | -7.8 | -5.9 | -9.5
0 | -3 | -10 | -17.2 | 7.6 | -3.7 | 3.3 | -0.3 | 2.4 | -3.1 | 19.4 | -1.7 | 7 | 6 | 9.4 | 8.9 | 13.9 | 10.6 | 10.6 | 8.3 | 12.2 | 8.3 | 16.7 | 12.8 | 4.4 | -12.2 | 0.6 | 0 | 16 | 13 | 9.4 | 7.8 | 17.8 | 7.8 | 4.4 | 2.8 | 6.7 | -0.6 | -5 | -16.7 | 21.7 | 13.9 | 7 | 5.3 | 5 | -1.7 | -9.4 | -13.3 | -8.9 | -15 | 2 | -1.3 | -5 | -7.8 | 0.9 | -6.1 | -0.6 | -4.7 | 0 | -9.4 | -1 | -3 | -7.8 | -12.8 | -2.2 | -5.6 | 1.7 | -2.8 | -9.4 | -11.1 | -0.6 | -4.4 | -14.2 | -18.3 | -10 | -14.4 | -2.8 | -5.3 | 1.1 | -5.6 | -0.6 | -3.7 | 22.6 | 17.8 | 7.2 | -2.8 | -22.8 | -29.4 | -3.3 | -9.4 | 6.1 | 4.4 | -2.2 | -14.4 | 2.8 | -1.1 | -9.3 | -16.1 | 7.2 | -7.2 | -1.1 | -5.6 | 15 | -6.1 | 5.6 | -4.4 | -1.1 | -9.4 | 3.3 | -0.6 | -11.1 | -12.2 | -8.3 | -16.1 | -6.1 | -16.7 | 10.5 | 7 | -1 | -3 | 9.4 | 5 | 5 | 2.8 | -4.4 | -13.3 | -1.1 | -8.3 | -2 | -6 | 13.3 | 11.7 | 0 | -13.9 | -7.2 | -10 | 2.2 | -2.2 | 2.2 | -5.6 | -6.1 | -9.1 | 16.5 | 6.1 | 8.9 | 7.2 | 8.1 | -4.7 | 1.7 | 0.6 | 1.3 | -3.7 | 1.7 | -5.6 | 1.1 | -1.1 | 0 | -2.8 | 5 | -0.6 | -2.2 | -4.4 | 7.4 | 6.7 | -7.8 | -13.9 | 2.2 | -8.3 | -7.4 | -10.1
-1 | -3 | -8.3 | -17.2 | 5.7 | -3.5 | 2.8 | 0 | 2.2 | -3.3 | 18.9 | -1.1 | 6 | 5 | 9.2 | 8.8 | 14.4 | 10.6 | 9.4 | 7.8 | 11.8 | 8.5 | 15.6 | 12.8 | 3.3 | -11.1 | 0 | 0 | 17 | 14 | 9.4 | 7.9 | 16.1 | 7.8 | 4 | 2.4 | 7.2 | 0 | -6.1 | -17.2 | 21.7 | 12.8 | 5.7 | 4.7 | 3.9 | -1.1 | -10.6 | -15 | -10.6 | -16.1 | 0.7 | -1.6 | -5.9 | -8.3 | 0.8 | -6.4 | -0.6 | -4.8 | 0 | -8.3 | 0 | -1 | -9.1 | -12.2 | -1.8 | -5.2 | 1.1 | -3.3 | -10 | -13.3 | -1.9 | -4.7 | -15.2 | -19 | -9.4 | -12.8 | -3.3 | -5.2 | -0.6 | -6.7 | -1.1 | -3.8 | 21.8 | 18 | 6.1 | -0.6 | -23.3 | -29.4 | -3.9 | -9.4 | 6.1 | 4.4 | -2.9 | -13.4 | 2.8 | -1.1 | -9.6 | -15.2 | 6.1 | -6.7 | -1.7 | -5.4 | 14.6 | -5.1 | 4.1 | -3.9 | -1.1 | -9.4 | 2.8 | -0.6 | -11.5 | -12.9 | -8.9 | -15.6 | -7.2 | -17.2 | 8.9 | 6.4 | -1 | -3 | 8.9 | 5 | 4.4 | 2.1 | -5 | -13.9 | -1.1 | -7.8 | -2 | -6 | 13.3 | 11.7 | -0.7 | -12.2 | -7.2 | -9.4 | 0.6 | -2.8 | 2.8 | -7.2 | -7.2 | -9.5 | 14.1 | 7.4 | 8.3 | 6.7 | 6.3 | -4.7 | 1.7 | 0.6 | 1 | -3.6 | 2.8 | -6.7 | 0 | -1.7 | -0.2 | -2.7 | 3.3 | -0.6 | -1.8 | -3.6 | 6.5 | 6.2 | -8.7 | -13.7 | 3.9 | -8.3 | -8.9 | -11.1
-1 | -3 | -10 | -17.2 | 3.9 | -3.9 | 2.2 | 0 | 1.8 | -2.9 | 17.2 | -1.1 | 6 | 6 | 9.1 | 9 | 14.4 | 10 | 9.4 | 7.2 | 11.5 | 8.7 | 15 | 13.3 | 3.3 | -10.6 | -0.2 | -0.2 | 17 | 14 | 9.4 | 8.2 | 15 | 8.3 | 3.7 | 2.1 | 7.8 | 1.1 | -6.7 | -16.7 | 21.7 | 12.8 | 4.4 | 3.9 | 3.5 | -0.6 | -11.7 | -14.4 | -10 | -15.6 | -0.6 | -2.2 | -6.9 | -9.3 | 0.6 | -7.8 | -0.6 | -5.6 | 0 | -8.3 | 0 | -1 | -10.4 | -12.3 | -1.5 | -5.4 | 0.6 | -3.3 | -11.1 | -13.9 | -3.1 | -5.1 | -16.1 | -20 | -8.3 | -11.7 | -3.9 | -5.6 | -0.6 | -7.2 | -1.7 | -4.4 | 21.1 | 18.3 | 6.1 | 0 | -23.9 | -29.4 | -3.9 | -9.4 | 6.7 | 5 | -3.7 | -13.8 | 1.7 | -1.7 | -10 | -15 | 5.6 | -6.1 | -2.2 | -5.7 | 14.3 | -4.8 | 2.6 | -4.1 | -1.1 | -7.8 | 2.2 | -0.8 | -11.8 | -13.7 | -10.6 | -15.6 | -8.9 | -17.2 | 7.2 | 5.6 | -2 | -3 | 7.8 | 5 | 3.9 | 1.3 | -5 | -13.9 | -1.7 | -7.8 | -2 | -6 | 13.3 | 11.7 | -1.5 | -12.4 | -7.2 | -9.4 | 0.6 | -3.9 | 2.2 | -8.3 | -8.3 | -10 | 11.7 | 7.8 | 8.3 | 6.7 | 4.4 | -5.6 | 1.1 | 0 | 0.6 | -3.9 | 1.7 | -6.7 | -1.7 | -2.2 | -0.4 | -3.2 | 3.9 | 0 | -1.5 | -3 | 5.6 | 5.6 | -9.7 | -14.5 | 3.9 | -8.3 | -8.9 | -11.1
-1 | -4 | -11.1 | -17.8 | 3 | -3.1 | 1.3 | -0.3 | 1.5 | -2.8 | 17.2 | 0.6 | 6 | 6 | 8.9 | 8.9 | 13.3 | 7.8 | 8.9 | 7.2 | 11.1 | 8.9 | 14.4 | 13 | 2.8 | -9.4 | -0.4 | -0.4 | 17 | 14 | 9.4 | 8.3 | 14.4 | 8.9 | 3.3 | 1.7 | 8.3 | 1.7 | -7.8 | -16.7 | 21.7 | 12.8 | 3.9 | 3.3 | 3.2 | -0.2 | -10 | -13.3 | -11.1 | -16.1 | -1.1 | -2.5 | -7.8 | -10.6 | 0.2 | -6.7 | -0.6 | -5.2 | 0.6 | -7.8 | 0 | -3 | -11.7 | -12.8 | -1.1 | -6.1 | -0.6 | -3.9 | -10.6 | -12.8 | -4.4 | -6.1 | -16.5 | -19.8 | -7.2 | -10.6 | -4.1 | -5.6 | -1.1 | -8.9 | -3 | -4.9 | 19.1 | 16.9 | 6.1 | -0.6 | -25 | -30.6 | -4.4 | -9.4 | 6.1 | 5 | -4.4 | -15.6 | 1.1 | -2.2 | -10.7 | -14.5 | 4.4 | -5.6 | -2.8 | -6.7 | 13.9 | -5.6 | 1.1 | -5 | -1.1 | -6.7 | 1.7 | -1.1 | -12.2 | -15 | -10.6 | -15.6 | -8.9 | -15.6 | 7 | 6 | -2 | -3 | 7.2 | 5 | 3.3 | 0.6 | -5 | -12.8 | -2.2 | -7.8 | -2 | -5 | 13.3 | 11.7 | -2.2 | -13.9 | -6.7 | -8.9 | 0 | -5 | 2.2 | -8.3 | -7.9 | -10.3 | 11.3 | 8 | 7.8 | 6.1 | 3.5 | -4.1 | 1.7 | 0.6 | 0 | -3.6 | 0.6 | -4.4 | -2.8 | -2.8 | -0.6 | -3.9 | 4.4 | 1.1 | -1.1 | -2.8 | 5.6 | 5.5 | -10.6 | -15.6 | 3.9 | -8.3 | -8.9 | -11.5
-2 | -5 | -9.4 | -17.2 | 2 | -2.9 | 0.3 | -0.6 | 1.1 | -3.3 | 13.3 | 0 | 6 | 6 | 8.9 | 8.9 | 15.6 | 2.8 | 8.3 | 6.7 | 11.1 | 8.9 | 13.9 | 12.9 | 2.8 | -9.4 | -0.6 | -0.6 | 17 | 16 | 9.2 | 7.8 | 13.9 | 9.4 | 3.1 | 1.3 | 8.9 | 2.8 | -8.3 | -16.7 | 21.7 | 14.4 | 3.3 | 2.7 | 2.8 | 0 | -10 | -13.3 | -11.1 | -16.1 | -1.7 | -2.8 | -8.3 | -10.5 | -0.2 | -6.8 | -0.6 | -5.4 | 0.6 | -7.8 | 0 | -3 | -12.1 | -12.1 | -1.7 | -5.6 | -1.7 | -4.4 | -11.1 | -12.8 | -4.2 | -5.8 | -16.8 | -19.8 | -6.7 | -8.9 | -4.2 | -5.7 | -2.2 | -9.4 | -4.3 | -5.7 | 17 | 15.4 | 6.1 | -0.6 | -25.6 | -31.1 | -4.4 | -9.4 | 6.7 | 5 | -5.2 | -14.2 | 1.1 | -1.7 | -11.5 | -14.5 | 3.3 | -6.7 | -3 | -6.2 | 13 | -4.5 | 0.2 | -4.4 | -1.1 | -5 | 1.7 | -0.8 | -11.8 | -13.9 | -10 | -15 | -10 | -14.4 | 6.9 | 6.3 | -2 | -3 | 5.6 | 3.9 | 2.8 | 0.2 | -4.4 | -12.8 | -2.2 | -7.8 | -1 | -4 | 12.8 | 11.4 | -2.9 | -12.3 | -6.7 | -8.9 | -0.6 | -5.6 | 2.2 | -8.3 | -7.6 | -10.9 | 11 | 8.3 | 8.3 | 6.7 | 2.6 | -3.7 | 1.7 | 0 | -0.5 | -3.8 | 0 | -5 | -3.3 | -3.3 | -0.2 | -3.5 | 3.9 | 1.1 | -0.5 | -1.9 | 5.6 | 5.2 | -11.1 | -15.2 | 3.3 | -7.8 | -8.9 | -12.2
-1 | -4 | -9.4 | -17.8 | 1.1 | -3.3 | -0.6 | -1.1 | 1.3 | -2.3 | 11.7 | 0 | 4 | 3 | 8.9 | 8.9 | 15.6 | 0.6 | 7.2 | 6.1 | 11.1 | 8.9 | 13.9 | 12.7 | 7.2 | -11.1 | -1.5 | -1.5 | 17 | 16 | 9.1 | 7.2 | 12.8 | 8.9 | 3 | 0.9 | 8.9 | 2.8 | -8.9 | -16.7 | 21.7 | 12.8 | 2.8 | 2.2 | 2.6 | -0.1 | -7.8 | -11.7 | -11.1 | -16.7 | -2.2 | -3.3 | -8.9 | -11 | -0.6 | -7.8 | -0.6 | -6.1 | 0.6 | -7.2 | -1 | -5 | -12.4 | -12.4 | -2.2 | -5.6 | -2.8 | -5 | -14.4 | -16.1 | -4.1 | -5.9 | -17.2 | -20.6 | -6.1 | -7.8 | -4.4 | -6.1 | -3.9 | -10.6 | -5.6 | -6.7 | 15 | 13.9 | 6.1 | -1.1 | -25 | -30.6 | -4.4 | -9.4 | 6.7 | 5 | -5.9 | -14.4 | 1.1 | -1.7 | -12.2 | -15 | 2.2 | -6.7 | -3.1 | -6.2 | 12 | -4.9 | -0.8 | -4.9 | -1.1 | -4.4 | 1.7 | -0.6 | -11.5 | -13.3 | -10 | -14.4 | -10.6 | -14.4 | 6.7 | 6.7 | -1 | -2 | 3.9 | 2.8 | 2.2 | -0.2 | -4.4 | -12.8 | -3.3 | -8.3 | 0 | -2 | 12.2 | 11 | -3.7 | -12.3 | -6.7 | -8.9 | -1.1 | -6.1 | 1.7 | -7.2 | -7.2 | -12.2 | 10.6 | 8.3 | 8.9 | 5 | 1.7 | -3.9 | 1.7 | 0 | -1.1 | -4.4 | 0.6 | -3.9 | -4.4 | -4.4 | 0.2 | -3.4 | 5 | 1.1 | 0 | -1.4 | 5.6 | 5 | -11.7 | -15.4 | 4.4 | -7.2 | -10 | -12.6
-2 | -5 | -10 | -18.3 | 2.4 | -2.9 | -1.1 | -1.6 | 1.5 | -1.8 | 11.1 | 0 | 4 | 3 | 8.9 | 8.9 | 15.6 | -2.8 | 7.2 | 6.1 | 11.1 | 8.9 | 13.3 | 12.8 | 7.2 | -9.4 | -2.4 | -2.4 | 17 | 16 | 8.9 | 6.7 | 11.7 | 7.8 | 2.8 | 0.6 | 8.9 | 2.2 | -8.9 | -16.7 | 21.7 | 13.3 | 1.3 | 0.7 | 2.4 | -0.3 | -6.1 | -10 | -10.6 | -18.3 | -2.4 | -3.4 | -9.4 | -11.7 | -0.8 | -7.4 | -1 | -5.6 | 1.1 | -7.2 | -1 | -4 | -12.8 | -12.8 | -2.8 | -6.1 | -3.9 | -5 | -12.2 | -13.9 | -3.9 | -6.1 | -16.3 | -19.3 | -5.6 | -7.2 | -4.6 | -6.1 | -4.4 | -10 | -5 | -6 | 15 | 14.1 | 7.2 | -1.1 | -25 | -30.6 | -4.4 | -10 | 6.1 | 5 | -6.7 | -15.6 | -0.6 | -3.9 | -12.2 | -14.8 | 1.1 | -6.7 | -3.3 | -6.7 | 11.1 | -5.6 | -1.7 | -5.6 | -1.1 | -4.4 | 1.7 | -0.6 | -11.1 | -12.8 | -9.4 | -13.9 | -10.6 | -15 | 6.5 | 6.4 | -1 | -2 | 2.8 | 1.7 | 1.7 | -0.6 | -5 | -12.8 | -3.9 | -8.3 | -1 | -4 | 11.7 | 10.6 | -4.4 | -13.3 | -7.2 | -8.3 | -1.1 | -6.1 | 1.7 | -6.1 | -7.9 | -11.6 | 10 | 8.1 | 8.9 | 4.4 | 0.8 | -3.2 | 1.1 | -0.6 | -1.3 | -4.6 | 1.1 | -3.3 | -5 | -5 | 0.6 | -3.9 | 3.3 | 0.6 | 0.6 | -1.1 | 6 | 5.4 | -12.2 | -16.1 | 5.6 | -7.2 | -11.1 | -13.3
-3 | -5 | -9.4 | -17.8 | 3.7 | -3.4 | -1.7 | -2.2 | 1.7 | -1.7 | 10.6 | 0 | 3 | 2 | 8.5 | 8.5 | 14.4 | -3.3 | 6.1 | 5 | 10.2 | 8.3 | 12.8 | 12.6 | 7.2 | -8.9 | -3.3 | -3.3 | 17 | 16 | 8.3 | 6.1 | 11.1 | 7.8 | 2.2 | 0 | 7.2 | 0.6 | -9.4 | -16.1 | 21.1 | 12.8 | -0.2 | -0.7 | 2.2 | -0.6 | -5 | -8.3 | -10.6 | -17.8 | -2.6 | -3.6 | -9.8 | -11.6 | -0.9 | -7.7 | -1.3 | -5.5 | 1.1 | -7.2 | -3 | -5 | -11.5 | -11.5 | -2.8 | -5.7 | -5 | -6.7 | -11.1 | -13.9 | -3.5 | -5.5 | -15.3 | -18.5 | -4.4 | -6.7 | -4.8 | -6.3 | -4.4 | -11.7 | -4.5 | -5.5 | 15 | 14.4 | 6.1 | -0.6 | -26.1 | -31.1 | -5 | -10 | 6.1 | 4.4 | -7.2 | -14.9 | -4.4 | -7.2 | -12.2 | -15.1 | 0.6 | -6.7 | -3.3 | -6.2 | 10.2 | -4.7 | -1.9 | -5.5 | -1.1 | -4.4 | 1.7 | -0.3 | -11.1 | -12.6 | -8.9 | -13.9 | -10.6 | -15 | 6.3 | 5.9 | -1 | -2 | 3.9 | 2.8 | 0.9 | -0.9 | -5 | -12.2 | -3.9 | -7.8 | -2 | -5 | 12.4 | 10.7 | -5.2 | -12.2 | -6.7 | -7.8 | -1.7 | -6.7 | 1.7 | -7.8 | -8.7 | -11.8 | 9.5 | 8.1 | 8.3 | 4.4 | -0.2 | -3.3 | 0.6 | -1.1 | -1.5 | -5.1 | 1.7 | -3.9 | -5.6 | -5.6 | 0.4 | -4.3 | 3.3 | 0.6 | 0.6 | -0.9 | 6.3 | 5.7 | -13.1 | -16.1 | 5.6 | -6.7 | -12.2 | -14.4
-4 | -6 | -9.4 | -16.7 | 5 | -4.4 | -2.2 | -2.8 | 1.7 | -1.7 | 8.9 | 0 | 4 | 3 | 8.2 | 8.2 | 12.2 | -2.2 | 6.1 | 5.6 | 9.2 | 7.8 | 12.8 | 12.5 | 6.7 | -8.3 | -2.9 | -2.9 | 17 | 16 | 7.8 | 5.6 | 10.6 | 7.8 | 1.7 | -0.5 | 6.1 | -2.2 | -10 | -16.7 | 21.1 | 12.2 | -1.7 | -2.2 | 2.2 | -0.3 | -4.4 | -7.8 | -10.6 | -17.2 | -2.8 | -3.9 | -10.2 | -11.8 | -1.1 | -9.4 | -1.7 | -6.1 | 1.1 | -7.2 | -5 | -8 | -10.2 | -10.2 | -2.8 | -5.7 | -4.4 | -6.7 | -10.6 | -13.9 | -3.2 | -5.5 | -14.4 | -18.3 | -2.8 | -5.6 | -5 | -6.7 | -5 | -10.6 | -3.9 | -5 | 15 | 14.4 | 5 | -1.1 | -26.1 | -31.7 | -4.4 | -10.6 | 6.1 | 4.4 | -7.8 | -15.3 | -5.6 | -8.3 | -12.2 | -15.6 | 0.6 | -6.7 | -3.3 | -6.2 | 9.2 | -4.8 | -2 | -5.7 | -1.1 | -3.9 | 1.7 | -0.1 | -11.1 | -12.9 | -8.9 | -13.3 | -11.7 | -15 | 6.1 | 5.6 | -2 | -3 | 3.3 | 2.8 | 0.2 | -1.1 | -5 | -12.2 | -4.4 | -7.8 | -2 | -5 | 13.2 | 10.6 | -5.9 | -12.1 | -6.7 | -7.8 | -2.2 | -6.7 | 1.7 | -6.1 | -9.4 | -12.2 | 8.9 | 7.8 | 8.3 | 4.4 | -1.1 | -3.9 | 0.6 | -1.1 | -1.7 | -6.1 | 1.1 | -3.3 | -5.6 | -5.6 | 0.2 | -5 | 3.9 | 0.6 | 0.6 | -0.9 | 6.7 | 6.1 | -14.1 | -16.5 | 5 | -6.7 | -13.5 | -15.7
-6 | -7 | -10.6 | -16.1 | 4.8 | -4 | -2.2 | -2.7 | 1.7 | -2 | 8.3 | 0.6 | 6 | 4 | 7.8 | 7.8 | 11.1 | -0.6 | 4.4 | 4.4 | 8.3 | 7.2 | 12.2 | 12.2 | 6.1 | -8.3 | -2.6 | -2.6 | 17 | 16 | 7.2 | 5 | 10 | 7.2 | 1.1 | -1.1 | 3.9 | -6.7 | -10.6 | -17.2 | 20.6 | 12.2 | -1.9 | -2.4 | 2.2 | -0.2 | -3.9 | -6.1 | -10.6 | -17.2 | -3.2 | -4.2 | -10.6 | -12.2 | -1.5 | -8.1 | -2.1 | -5.8 | 0.6 | -7.2 | -7 | -9 | -8.9 | -8.9 | -2.8 | -6.1 | -5.6 | -7.2 | -11.1 | -12.8 | -2.8 | -5.6 | -14.4 | -17.8 | -2.2 | -5 | -4.6 | -6.2 | -4.4 | -11.1 | -4.1 | -5.1 | 14.6 | 14.2 | 6.1 | -0.6 | -27.2 | -32.8 | -4.4 | -11.1 | 6.1 | 5 | -8.3 | -16.7 | -6.7 | -8.9 | -12.6 | -15.5 | 0 | -6.7 | -3.3 | -6.7 | 8.3 | -5.6 | -2.2 | -6.7 | -1.7 | -4.4 | 1.7 | 0 | -11.1 | -13.3 | -11.7 | -15.6 | -12.2 | -16.7 | 5.5 | 4.2 | -4 | -5 | 3.9 | 2.8 | -0.6 | -1.7 | -5.6 | -12.2 | -4.4 | -7.8 | -2 | -4 | 13.9 | 10.6 | -6.7 | -12.8 | -6.7 | -7.8 | -2.8 | -7.8 | 2.2 | -6.7 | -9.2 | -12 | 8.3 | 7.3 | 7.8 | 3.9 | -1.1 | -3.3 | 0 | -1.1 | -1.9 | -5.8 | 2.2 | -3.9 | -5.6 | -5.6 | 0 | -6.7 | 3.9 | 0.6 | 0.6 | -1.1 | 6.1 | 5.4 | -15 | -17.2 | 6.7 | -5 | -14.8 | -17.1
-6 | -7 | -10 | -15 | 4.6 | -4.1 | -2.2 | -2.7 | 1.7 | -2.8 | 8.9 | 0.6 | 6 | 4 | 7.6 | 7.6 | 9.4 | 0.6 | 4.4 | 4.4 | 8.1 | 6.9 | 12.2 | 12.2 | 5.6 | -8.3 | -2.2 | -2.2 | 18 | 16 | 7.2 | 4.7 | 10 | 6.7 | 0.9 | -1.2 | 2.2 | -5.6 | -10.6 | -17.8 | 19.4 | 12.8 | -2 | -2.5 | 2.2 | 0 | -2.8 | -5.6 | -10.6 | -17.2 | -3.5 | -4.5 | -10 | -11.6 | -1.8 | -7.8 | -2.4 | -5.9 | 0.6 | -7.2 | -10 | -13 | -7 | -7 | -2.8 | -5.7 | -5.6 | -7.2 | -12.8 | -15 | -2.2 | -5.1 | -14.4 | -17.8 | -2.2 | -7.2 | -4.3 | -6.1 | -5 | -11.1 | -4.2 | -5.2 | 14.3 | 13.9 | 6.7 | 0 | -26.7 | -32.2 | -5 | -10.6 | 6.1 | 4.4 | -9.2 | -16 | -7.8 | -10.6 | -12.9 | -15.5 | -0.6 | -7.2 | -3.5 | -6.4 | 9.2 | -1.1 | -2.6 | -6.1 | -2.2 | -7.2 | 1.9 | 0.3 | -11.5 | -13 | -11.7 | -15 | -11.7 | -16.1 | 5 | 3 | -9 | -10 | 3.3 | 2.2 | 0 | -1 | -5.6 | -12.2 | -5 | -7.8 | -2 | -4 | 13.9 | 10.5 | -7.4 | -11.9 | -6.7 | -7.8 | -3.3 | -8.3 | 2.2 | -5.6 | -9.1 | -12.2 | 7.8 | 6.8 | 8.3 | 3.3 | -1.1 | -3.2 | 0 | -1.1 | -2 | -5.9 | 2.2 | -3.3 | -5.6 | -5.6 | -0.4 | -6.4 | 3.9 | 0.6 | 1.1 | -0.3 | 5.6 | 4.7 | -15.4 | -17.4 | 6.7 | -4.4 | -16.1 | -18.9
-7 | -8 | -10 | -15 | 4.4 | -5 | -2.2 | -2.8 | 1.5 | -2.3 | 9.4 | 1.1 | 6 | 4 | 7.4 | 7.4 | 11.1 | -2.2 | 5.6 | 5 | 8 | 6.5 | 12.2 | 12.2 | 6.1 | -8.9 | -2.4 | -2.9 | 17 | 16 | 7.2 | 4.2 | 9.4 | 7.2 | 0.8 | -1.3 | 1.7 | -7.8 | -11.1 | -18.3 | 18.3 | 12.8 | -2.2 | -2.8 | 2.2 | 0.1 | -2.8 | -5 | -10.6 | -16.7 | -3.9 | -5 | -9.5 | -11.3 | -2.2 | -8.3 | -2.8 | -6.7 | 0 | -7.2 | -12 | -14 | -5.2 | -5.3 | -2.8 | -5.7 | -5.6 | -6.7 | -12.8 | -15 | -1.7 | -5.1 | -14.4 | -18.3 | -5 | -10 | -3.9 | -6.1 | -5.6 | -10.6 | -4.4 | -5.6 | 13.9 | 13.3 | 6.7 | 0.6 | -26.7 | -32.2 | -5 | -10.6 | 6.1 | 3.3 | -10.2 | -16.2 | -8.9 | -11.7 | -13.3 | -16.1 | -1.1 | -6.7 | -3.7 | -6.6 | 10.2 | 2.3 | -2.9 | -6.1 | -2.8 | -8.9 | 2 | 0.4 | -11.8 | -13.1 | -11.1 | -14.4 | -12.2 | -16.1 | 4.4 | 1.7 | -7 | -8 | 2.8 | 2.2 | 0.5 | -0.6 | -6.1 | -12.2 | -5.6 | -8.9 | -2 | -4 | 13.9 | 10.5 | -8.2 | -11.9 | -8.3 | -10.6 | -3.9 | -8.3 | 2.8 | -5.6 | -8.9 | -12.8 | 7.2 | 6.1 | 7.8 | 3.3 | -1.1 | -3.3 | 0 | -1.7 | -2.2 | -6.7 | 2.2 | -3.9 | -6.7 | -7.2 | -0.7 | -6.9 | 4.4 | 0.6 | 1.7 | 0.4 | 5 | 3.9 | -15.7 | -17.7 | 7.2 | -4.4 | -16.3 | -18.7
-7 | -8 | -8.9 | -13.9 | 5.3 | -4.3 | -1.1 | -1.5 | 1.3 | -2.3 | 8.3 | 0.6 | 6 | 5 | 7.2 | 7.2 | 11.1 | -2.8 | 5 | 5 | 7.8 | 6.1 | 10.6 | 10.6 | 5.6 | -8.3 | -2.6 | -3.6 | 18 | 17 | 7.2 | 3.9 | 9.4 | 7.2 | 0.6 | -1.7 | 1.1 | -8.3 | -11.1 | -16.7 | 18.9 | 12.8 | -1.8 | -2.3 | 2.2 | 0.4 | -2.2 | -4.4 | -10.6 | -16.7 | -3.3 | -4.3 | -8.9 | -11.1 | -1.5 | -7.5 | -2.2 | -5.6 | 0.6 | -6.7 | -13 | -16 | -3.3 | -4.4 | -2.8 | -6.1 | -6.7 | -7.8 | -11.7 | -14.4 | -1.1 | -5.6 | -14.8 | -18.5 | -6.7 | -11.1 | -2.4 | -4.9 | -5.6 | -11.1 | -3.3 | -4.9 | 13.7 | 13.3 | 6.1 | 0 | -27.8 | -32.8 | -5 | -11.1 | 6.1 | 2.2 | -11.1 | -17.2 | -10.6 | -13.3 | -12 | -14.5 | -2.2 | -7.2 | -3.9 | -7.2 | 11.1 | 5.6 | -3.3 | -6.7 | -2.8 | -10 | 2.2 | 0.6 | -12.2 | -13.3 | -10 | -13.9 | -12.8 | -17.2 | 3.9 | 1.6 | -5 | -7 | 3.3 | 2.2 | 1.1 | 0 | -6.1 | -12.2 | -6.1 | -9.4 | 0 | -3 | 13.9 | 10.6 | -8.9 | -12.2 | -9.4 | -12.2 | -5 | -10 | 3.3 | -6.7 | -7.8 | -11.8 | 10.2 | 8 | 7.8 | 2.8 | 0.4 | -2.2 | 0 | -1.1 | -1.5 | -5.7 | 2.2 | -3.9 | -5.6 | -5.6 | -1.1 | -8.3 | 2.8 | 0 | 2.2 | 1.1 | 4.6 | 3.4 | -16.1 | -18.3 | 7.2 | -3.9 | -16.5 | -18.6
-11 | -13 | -7.8 | -12.8 | 6.3 | -4.2 | 0 | -0.1 | 1.1 | -2.8 | 9.4 | 1.7 | 6 | 5 | 8.1 | 7.8 | 13.9 | -1.7 | 6.1 | 5 | 8.2 | 6.7 | 12.2 | 12.2 | 6.7 | -8.3 | -2.8 | -4.4 | 18 | 17 | 8.1 | 4.3 | 8.9 | 7.2 | 0.8 | -1.4 | 1.1 | -8.3 | -11.1 | -16.7 | 20 | 12.2 | -1.5 | -2 | 2.2 | 0.6 | -2.2 | -3.9 | -10.6 | -16.7 | -2.8 | -3.8 | -8 | -10.1 | -0.7 | -7.3 | -1.7 | -5.1 | 1.7 | -7.2 | -15 | -17 | -2.6 | -4 | -1.3 | -5 | -8.3 | -10 | -11.1 | -13.3 | -0.9 | -4.8 | -15.2 | -19.3 | -8.9 | -14.4 | -0.9 | -4.2 | -5.6 | -12.2 | -2.2 | -4.4 | 13.5 | 13.1 | 5.6 | 0 | -27.2 | -32.2 | -4.4 | -11.1 | 6.1 | 2.8 | -9.4 | -16 | -11.1 | -12.8 | -10.7 | -13.2 | 0.6 | -6.1 | -0.4 | -5.2 | 10.7 | 6.5 | -0.2 | -4.3 | -3.3 | -11.1 | 2.6 | 0.8 | -10.7 | -11.8 | -10 | -13.3 | -13.9 | -17.2 | 3.3 | 1.7 | -3 | -4 | 3.3 | 3.3 | 1.5 | 0.3 | -6.1 | -11.7 | -6.1 | -9.4 | 2 | -5 | 15 | 11 | -6.9 | -11.1 | -12.2 | -15.6 | -5.6 | -9.4 | 3.9 | -6.7 | -6.7 | -11.4 | 13.1 | 9.6 | 8.3 | 2.2 | 1.8 | -1.6 | 0 | -1.1 | -0.7 | -5.1 | 2.2 | -3.9 | 0.6 | -1.1 | -0.2 | -7.3 | 2.2 | -1.1 | 2.4 | 1.4 | 4.3 | 2.8 | -14.3 | -16.6 | 7.8 | -3.9 | -16.7 | -18.9
-13 | -15 | -7.8 | -11.1 | 7.2 | -5 | 1.1 | 1.1 | 0.9 | -2.2 | 11.1 | 1.7 | 6 | 5 | 9.1 | 8.4 | 18.9 | -2.8 | 7.8 | 7.8 | 8.5 | 7.3 | 16.7 | 13.3 | 8.9 | -8.3 | -2.2 | -4 | 19 | 18 | 9.1 | 5.1 | 11.1 | 6.7 | 0.9 | -1.5 | 2.8 | -10 | -9.4 | -17.2 | 23.3 | 13.3 | -1.1 | -1.7 | 3.1 | 1.1 | -1.7 | -3.9 | -10 | -16.7 | -2.2 | -3.3 | -7 | -9.3 | 0 | -8.3 | -1.1 | -5 | -0.6 | -4.4 | -15 | -18 | -1.8 | -3.7 | 0.2 | -4.3 | -5.6 | -7.2 | -10.6 | -12.8 | -0.8 | -4.7 | -15.6 | -20.6 | -9.4 | -15.6 | 0.6 | -3.9 | -4.4 | -12.2 | -1.1 | -4.4 | 13.3 | 12.8 | 5.6 | -0.6 | -26.1 | -31.7 | -3.9 | -12.2 | 7.8 | 3.3 | -7.8 | -15.7 | -10 | -12.2 | -9.4 | -12.2 | 3.3 | -5.6 | 3.2 | -4.4 | 10.4 | 7.1 | 3 | -3 | -3.9 | -9.4 | 2.9 | 0.9 | -9.3 | -10.6 | -10 | -13.9 | -11.7 | -14.4 | 2.8 | 1.7 | -3 | -4 | 3.9 | 3.9 | 1.8 | 0.6 | -4.4 | -11.7 | -5.6 | -8.9 | 3 | -6 | 16.1 | 11.7 | -4.8 | -10.5 | -13.3 | -16.7 | -4.4 | -10 | 6.1 | -6.1 | -5.6 | -11.7 | 16.1 | 11.1 | 8.3 | 2.2 | 3.3 | -1.1 | 0.6 | -0.6 | 0 | -5.6 | 3.3 | -3.9 | 0.6 | -1.1 | 0.8 | -6.8 | 4.4 | -0.6 | 2.6 | 1.9 | 3.9 | 2.2 | -12.4 | -15 | 9.4 | -2.8 | -14.7 | -17.9
-13 | -15 | -7.2 | -10.6 | 8.7 | -4.3 | 3.9 | 1.6 | 0.8 | -2 | 14.4 | 2.8 | 7 | 6 | 10 | 8.9 | 21.7 | -2.2 | 8.9 | 6.7 | 8.9 | 7.8 | 18.9 | 12.8 | 10.6 | -7.8 | -1.7 | -3.9 | 19 | 17 | 10 | 5.6 | 13.3 | 5 | 1.1 | -1.7 | 4.4 | -8.9 | -7.2 | -17.8 | 23.9 | 13.9 | -0.5 | -1.1 | 4.1 | 1.6 | -1.1 | -3.9 | -9.4 | -15.6 | -0.5 | -2.3 | -6.1 | -8.9 | 1.5 | -6.9 | 0.2 | -3.8 | 1.1 | -5 | -15 | -18 | -1.1 | -3.9 | 1.7 | -4.4 | -5 | -5.6 | -10 | -13.9 | -0.6 | -5 | -14.3 | -19.1 | -10 | -16.1 | 3 | -3 | -3.9 | -12.8 | 0.7 | -3.2 | 13.1 | 12.8 | 7.2 | -0.6 | -23.9 | -29.4 | -3.9 | -12.8 | 8.9 | 3.3 | -6.1 | -16.7 | -8.9 | -11.7 | -6.3 | -9.6 | 5.6 | -5 | 6.7 | -5 | 10 | 7.8 | 6.1 | -2.2 | -3.3 | -9.4 | 3.3 | 1.1 | -7.8 | -9.4 | -8.9 | -12.2 | -8.9 | -12.8 | 4.6 | 2 | -2 | -4 | 5.6 | 5 | 2.2 | 1.1 | -3.3 | -12.2 | -5 | -8.9 | 0 | 0 | 17.2 | 12.2 | -2.8 | -11.1 | -13.9 | -16.7 | -2.8 | -8.3 | 10.6 | -5.6 | -3.9 | -9.6 | 17.6 | 10.5 | 8.9 | 2.2 | 7 | -0.4 | 0.6 | -0.6 | 2.8 | -4.5 | 4.4 | -3.9 | 3.9 | -2.8 | 1.7 | -7.8 | 4.4 | -0.6 | 2.8 | 2.2 | 3.5 | 1.5 | -10.6 | -13.9 | 11.1 | -2.2 | -12.6 | -17.3
-14 | -16 | -6.7 | -10 | 10.2 | -4 | 6.6 | 1.3 | 0.6 | -2.2 | 17.8 | 5 | 7 | 5 | 11.5 | 9.3 | 24.4 | -1.7 | 10 | 8.3 | 9.6 | 8.4 | 20 | 12.8 | 11.1 | -7.2 | -1.1 | -3.9 | 21 | 17 | 11.9 | 6.4 | 15 | 3.9 | 1.5 | -1.1 | 6.1 | -8.3 | -4.4 | -17.2 | 23.9 | 13.3 | 0 | -0.9 | 5 | 2.2 | -0.6 | -3.9 | -7.8 | -13.3 | 1.1 | -1.9 | -4.4 | -7.4 | 2.9 | -6.5 | 1.5 | -3.3 | 2.8 | -5 | -14 | -18 | 0 | -3.1 | 3 | -3.1 | -1.1 | -2.2 | -10 | -15.6 | 1.5 | -3.7 | -13 | -18 | -10.6 | -16.7 | 5.4 | -2.6 | -2.8 | -13.3 | 2.6 | -2.6 | 13 | 12.9 | 7.8 | -0.6 | -22.2 | -26.7 | -3.3 | -12.2 | 9.4 | 3.3 | -4.4 | -14.7 | -7.8 | -11.7 | -3.1 | -7.4 | 8.9 | -6.1 | 8 | -2.8 | 10.7 | 8 | 9.8 | -0.1 | -3.3 | -8.9 | 5 | 2.9 | -6.7 | -8.6 | -5.6 | -10.6 | -6.1 | -10.6 | 6.5 | 2.4 | -1 | -3 | 6.7 | 5 | 2.8 | 1.2 | -2.2 | -11.1 | -3.9 | -8.3 | 1 | -1 | 17.8 | 12.5 | -1.3 | -10.3 | -13.3 | -17.2 | -1.7 | -8.3 | 11.7 | -4.4 | -2.3 | -8.3 | 19.1 | 9.3 | 10.6 | 2.2 | 10.7 | -0.7 | 0.6 | -0.6 | 5.5 | -4.9 | 5 | -4.4 | 5.6 | -3.9 | 2.6 | -5.8 | 6.1 | 1.7 | 3.9 | 2.9 | 3.2 | 0.7 | -7.6 | -11.8 | 12.2 | -2.8 | -10.6 | -17.8
-15 | -16 | -6.7 | -10.6 | 11.7 | -5 | 9.4 | 0.6 | 0.4 | -2 | 18.9 | 6.7 | 9 | 5 | 12.9 | 9.4 | 22.8 | 3.3 | 10.6 | 8.9 | 10.4 | 9 | 20.6 | 11.1 | 11.7 | -6.7 | -1.7 | -3.5 | 20 | 17 | 13.7 | 6.8 | 16.7 | 5.6 | 1.8 | -0.8 | 7.2 | -9.4 | -2.8 | -17.2 | 25 | 12.8 | 0.6 | -0.6 | 8.1 | 3.8 | 0 | -4.4 | -6.7 | -12.2 | 2.8 | -1.7 | -2.8 | -6.5 | 4.4 | -7.2 | 2.8 | -3.3 | 3.9 | -5.6 | -13 | -16 | 1.1 | -3 | 4.3 | -2.6 | 0 | -1.7 | -9.4 | -15 | 3.5 | -2.9 | -11.7 | -17.8 | -10.6 | -16.7 | 7.8 | -3.3 | -3.3 | -13.9 | 4.4 | -2.2 | 12.8 | 12.8 | 8.9 | -0.6 | -21.1 | -26.1 | -2.2 | -12.2 | 10 | 3.3 | -2.8 | -14.4 | -6.7 | -10 | 0 | -6.1 | 10 | -6.1 | 9.3 | -1.8 | 11.5 | 8.2 | 13.5 | 1.5 | -2.8 | -10 | 6.6 | 4.4 | -5.5 | -7.9 | -5 | -12.2 | -5 | -10.6 | 8.3 | 2.2 | 0 | -3 | 8.9 | 5.6 | 3.3 | 1 | -1.1 | -11.1 | -2.8 | -7.8 | 1 | -2 | 18.3 | 13 | 0.2 | -10.8 | -12.8 | -16.7 | 0 | -7.2 | 11.7 | -5 | -0.6 | -7.8 | 20.6 | 7.8 | 12.2 | 2.2 | 14.4 | -2.8 | 0.6 | -0.6 | 8.3 | -6.7 | 5.6 | -3.9 | 6.7 | -3.9 | 3.5 | -4.8 | 6.7 | 1.7 | 5 | 3.3 | 2.8 | 0 | -4.7 | -10.4 | 12.8 | -2.2 | -9.7 | -15.3
-15 | -16 | -5.6 | -10.6 | 12.2 | -4.3 | 10.7 | 0.7 | 0.2 | -2.2 | 18.9 | 6.7 | 8 | 4 | 14.4 | 9.4 | 22.2 | 6.1 | 11.1 | 8.9 | 11.1 | 9.4 | 20 | 11.7 | 12.8 | -5.6 | -2.2 | -3.3 | 19 | 18 | 15.6 | 7.2 | 17.2 | 5 | 2.2 | -0.6 | 8.9 | -8.9 | -1.1 | -17.2 | 25 | 13.3 | 1.1 | -0.3 | 11.3 | 5.2 | 0.6 | -5.6 | -5 | -11.1 | 3.5 | -2.2 | -1.1 | -6.1 | 6.3 | -5.6 | 4.1 | -2.8 | 4.4 | -5.6 | -12 | -15 | 2.2 | -3.3 | 5.6 | -2.2 | 2.2 | -1.7 | -8.3 | -15 | 5.6 | -2.8 | -10.6 | -16.2 | -10.6 | -17.2 | 8.3 | -2.6 | -3.3 | -13.9 | 5.7 | -1.5 | 13.5 | 13.4 | 10 | -0.6 | -21.1 | -25 | -1.7 | -12.2 | 9.4 | 3.3 | -1.1 | -15.6 | -4.4 | -8.3 | 1.7 | -4.2 | 12.8 | -6.1 | 10.6 | -0.6 | 12.2 | 8.3 | 17.2 | 2.8 | -2.8 | -11.1 | 8.3 | 6.1 | -4.4 | -7.8 | -5 | -12.2 | -3.9 | -10 | 8.9 | 3.1 | 0 | -2 | 12.8 | 6.1 | 3.9 | 1.1 | -0.6 | -10.6 | -1.1 | -7.2 | 1 | -1 | 18.9 | 13.3 | 1.7 | -13.3 | -12.8 | -16.7 | 1.1 | -7.8 | 12.8 | -3.3 | 0.7 | -6.1 | 21.3 | 8.3 | 14.4 | 0 | 16.6 | -1.3 | 1.1 | 0 | 9.1 | -6.3 | 7.8 | 0 | 7.2 | -4.4 | 4.4 | -4.4 | 6.7 | 0.6 | 6.1 | 3.9 | 3.2 | 0.1 | -1.7 | -10 | 12.8 | -2.8 | -8.7 | -13.7
-15 | -16 | -5.6 | -9.4 | 12.8 | -3.8 | 12 | 0.7 | 0 | -2.8 | 18.9 | 6.7 | 8 | 4 | 15 | 9.4 | 21.7 | 6.1 | 13.3 | 10 | 13 | 10 | 20.6 | 11.7 | 11.7 | -6.1 | -2.8 | -3.3 | 19 | 18 | 14.8 | 7.1 | 16.7 | 4.4 | 2.4 | -0.6 | 10 | -9.4 | 1.1 | -17.2 | 24.4 | 14.4 | 1.7 | -0.2 | 14.4 | 6.1 | -0.6 | -4.4 | -3.9 | -10 | 4.3 | -2.9 | -0.5 | -4.9 | 8.1 | -5.4 | 5.4 | -3 | 5 | -5.6 | -12 | -15 | 2.2 | -2.7 | 5.6 | -1.4 | 3.9 | -0.6 | -8.9 | -16.7 | 5.6 | -2.4 | -9.4 | -15.1 | -10 | -17.2 | 8.9 | -2.1 | -3.3 | -12.2 | 7 | -0.8 | 14.3 | 14 | 11.1 | -1.1 | -21.1 | -28.3 | 0 | -12.2 | 8.9 | 3.9 | -0.4 | -13.9 | -2.8 | -6.7 | 3.3 | -3.3 | 13.9 | -6.1 | 10 | -0.2 | 12.4 | 8.9 | 18.1 | 2.8 | -2.2 | -11.7 | 8.3 | 6.1 | -5.2 | -9 | -5 | -12.2 | -3.3 | -10 | 9.4 | 3.8 | 0 | -2 | 12.8 | 5.6 | 4.5 | 1.2 | 0.6 | -10 | -1.1 | -7.8 | 0 | -1 | 18.9 | 13.3 | 2.6 | -11.8 | -13.3 | -16.7 | 2.8 | -7.8 | 12.8 | -3.3 | 2 | -5.4 | 22.1 | 8.6 | 15.6 | -0.6 | 18.9 | 0 | 2.8 | 0.6 | 9.8 | -6.6 | 10 | -0.6 | 7.2 | -5 | 4 | -2.5 | 6.7 | 0.6 | 5.9 | 3.1 | 3.5 | 0 | -0.4 | -8.8 | 12.2 | -2.2 | -7.8 | -12.8
-14 | -16 | -3.9 | -9.4 | 13.3 | -4.4 | 13.3 | 0.6 | 0.2 | -2.8 | 20.6 | 6.1 | 9 | 4 | 15.5 | 9.2 | 20.6 | 7.2 | 13.9 | 9.4 | 14.8 | 10 | 20.6 | 11.1 | 12.2 | -6.1 | -3 | -3.6 | 20 | 18 | 14.1 | 7 | 17.2 | 3.9 | 2.6 | -0.7 | 10.6 | -7.8 | 2.8 | -16.7 | 24.4 | 13.3 | 2.2 | 0 | 14.4 | 6.5 | -1.1 | -3.9 | -3.3 | -10 | 5 | -4.4 | 0 | -4.3 | 10 | -5.6 | 6.7 | -3.9 | 5 | -5.6 | -12 | -15 | 2.2 | -2.6 | 5.6 | -0.6 | 4.4 | 0 | -7.8 | -15 | 5.6 | -2.4 | -8.3 | -15 | -10 | -17.2 | 9.4 | -2.2 | -2.8 | -11.1 | 8.3 | -0.6 | 15 | 14.4 | 11.1 | -1.1 | -20.6 | -28.3 | -0.6 | -12.2 | 8.3 | 3.9 | 0.4 | -13.6 | -1.1 | -5 | 5 | -2.8 | 13.9 | -6.7 | 9.5 | -0.1 | 12.6 | 9.5 | 19.1 | 2.5 | -2.2 | -11.7 | 8.3 | 6.1 | -5.9 | -10.6 | -5 | -12.2 | -3.3 | -10 | 10 | 4.4 | 0 | -3 | 13.9 | 5.6 | 5 | 1.1 | 1.1 | -10 | -0.6 | -6.7 | 0 | -1 | 18.9 | 13.3 | 3.5 | -11.9 | -13.3 | -17.2 | 3.9 | -7.8 | 12.8 | -2.2 | 3.3 | -5.6 | 22.8 | 8.9 | 14.4 | -1.1 | 21.1 | 0.6 | 3.9 | 0 | 10.6 | -8.3 | 10.6 | 1.1 | 8.3 | -5 | 3.7 | -1.5 | 6.1 | 1.1 | 5.8 | 2.1 | 3.9 | 0 | 0.9 | -8.4 | 12.2 | -2.8 | -8.2 | -12.4
-15 | -17 | -3.3 | -9.4 | 12 | -3.3 | 11.6 | 2.1 | 0.4 | -3.3 | 20.6 | 4.4 | 8 | 4 | 16.1 | 8.9 | 20 | 5.6 | 13.3 | 8.3 | 16.7 | 10 | 18.3 | 12.2 | 11.7 | -6.1 | -3.1 | -4 | 20 | 18 | 13.3 | 6.7 | 17.2 | 4.4 | 2.8 | -1.1 | 10 | -5.6 | 3.3 | -16.1 | 23.9 | 13.3 | 1.8 | -0.5 | 14.4 | 6.5 | -1.1 | -6.1 | -2.8 | -9.4 | 4.6 | -3.7 | 0.6 | -4.4 | 9.4 | -4.3 | 5.9 | -3.5 | 5 | -5.6 | -12 | -15 | 2.2 | -2.8 | 5.6 | 0 | 5 | 0 | -7.2 | -17.8 | 5.6 | -2.8 | -8.7 | -14.2 | -9.4 | -17.8 | 7.6 | -1.4 | -3.9 | -11.1 | 6.8 | -0.6 | 14.4 | 14.1 | 10.6 | -1.1 | -20.6 | -27.2 | -1.7 | -12.8 | 8.9 | 4.4 | 1.1 | -15.6 | 0.6 | -3.3 | 4.6 | -2.2 | 15 | -6.7 | 8.9 | 0 | 12.8 | 10 | 20 | 2.2 | -2.2 | -11.7 | 8.3 | 6.1 | -6.7 | -13.3 | -4.4 | -11.7 | -3.9 | -10.6 | 8.9 | 4.1 | 0 | -2 | 13.9 | 5.6 | 5.6 | 1.1 | 0.6 | -10.6 | -0.6 | -7.8 | 0 | -1 | 18.9 | 13.3 | 4.4 | -13.3 | -13.9 | -18.3 | 5 | -9.4 | 12.8 | -1.1 | 2.8 | -3.9 | 21.5 | 9.4 | 13.9 | -2.2 | 19.8 | 1.3 | 5 | 0 | 10.2 | -7.1 | 10.6 | 0.6 | 7.2 | -5.6 | 3.3 | -0.6 | 6.1 | 0.6 | 5.6 | 1.1 | 3.2 | -0.5 | 2.2 | -9.4 | 12.2 | -2.8 | -8.5 | -12.5
-16 | -17 | -3.3 | -9.4 | 10.7 | -3 | 10 | 2.8 | 0.6 | -4.4 | 20.6 | 4.4 | 7 | 4 | 14.6 | 9.4 | 19.4 | 5.6 | 12.8 | 8.9 | 15 | 9.8 | 17.2 | 11.7 | 10 | -5.6 | -3.3 | -4.4 | 19 | 18 | 12.6 | 6.9 | 16.7 | 3.9 | 2.8 | -1.4 | 9.4 | -5 | 3.9 | -15 | 24.4 | 13.9 | 1.5 | -0.9 | 14.4 | 6.7 | -2.8 | -7.8 | -3.3 | -8.9 | 4.3 | -3.3 | 0 | -3.8 | 8.9 | -4.1 | 5.2 | -3.6 | 4.4 | -6.1 | -11 | -14 | 2 | -2.2 | 5.6 | 0.3 | 5 | 0 | -7.8 | -16.1 | 5.2 | -1.5 | -9 | -14.3 | -10 | -18.3 | 5.7 | -1.5 | -3.9 | -10.6 | 5.4 | -0.6 | 13.9 | 13.8 | 8.9 | -1.1 | -21.1 | -27.2 | -2.2 | -12.8 | 7.2 | 4.4 | -0.4 | -13.2 | -1.1 | -3.9 | 4.3 | -1.9 | 14.4 | -6.7 | 7 | -0.2 | 12.6 | 10.4 | 16.5 | 1.8 | -2.8 | -12.2 | 7.6 | 5.8 | -6.9 | -12.1 | -4.4 | -11.7 | -3.9 | -11.1 | 7.8 | 3.8 | 0 | -3 | 10.6 | 5 | 4.8 | 1.3 | -0.6 | -10.6 | -1.1 | -7.8 | 1 | 0 | 18.7 | 13.2 | 3.1 | -11 | -13.9 | -18.9 | 4.4 | -10 | 12.8 | -2.2 | 2.2 | -3.4 | 20.2 | 10.1 | 13.3 | -1.7 | 18.5 | 1.5 | 5.6 | -0.6 | 9.8 | -7 | 9.4 | 0 | 6.7 | -4.4 | 3.5 | -0.4 | 6.7 | 0 | 3.9 | 0 | 2.4 | -1.4 | 1.7 | -8.2 | 11.1 | -3.9 | -8.9 | -13.3
-17 | -18 | -2.8 | -8.9 | 9.4 | -3.3 | 8.3 | 3.3 | -0.2 | -4 | 20 | 3.3 | 7 | 3 | 13.2 | 9.5 | 18.3 | 5.6 | 11.7 | 9.4 | 13.4 | 9.5 | 16.1 | 12.2 | 8.9 | -5.6 | -3.7 | -4.3 | 17 | 15 | 11.8 | 7.1 | 15 | 3.3 | 2.8 | -1.9 | 7.2 | -5 | 2.8 | -13.3 | 23.3 | 14.4 | 1.1 | -1.7 | 12.9 | 5.3 | -5 | -9.4 | -3.9 | -9.4 | 3.9 | -3.3 | -0.5 | -3.9 | 8.3 | -4.4 | 4.4 | -4.4 | 3.9 | -6.1 | -12 | -14 | 1.9 | -2 | 5.6 | 0.7 | 4.4 | 0 | -9.4 | -19.4 | 4.8 | -0.7 | -9.4 | -15 | -11.1 | -18.9 | 3.9 | -1.7 | -4.4 | -13.3 | 3.9 | -1.1 | 13.3 | 13.3 | 6.1 | -0.6 | -21.7 | -28.3 | -3.3 | -13.3 | 6.7 | 3.9 | -1.8 | -13.2 | -2.8 | -5.6 | 3.9 | -2.2 | 10.6 | -6.7 | 5.2 | -0.4 | 12.4 | 10.8 | 12.9 | 0.3 | -3.9 | -11.7 | 6.8 | 5.5 | -7 | -11.9 | -4.4 | -10.6 | -5 | -11.7 | 6.7 | 3.3 | -1 | -3 | 8.3 | 5.6 | 4.1 | 1.6 | -1.7 | -10.6 | -1.1 | -8.3 | 1 | -1 | 18.5 | 13 | 1.9 | -10.6 | -14.4 | -18.3 | 3.9 | -10.6 | 10.6 | -1.7 | 1.7 | -3.3 | 18.9 | 10 | 12.2 | -2.8 | 17.2 | 1.7 | 5 | 0.6 | 9.4 | -7.8 | 8.3 | -0.6 | 3.3 | -4.4 | 3.7 | -0.4 | 6.1 | 1.1 | 2.3 | -0.8 | 1.7 | -2.2 | 1.1 | -8.2 | 11.7 | -3.3 | -10.4 | -13.9
-18 | -20 | -2.8 | -9.4 | 9.2 | -3 | 7 | 3.1 | -0.9 | -4.3 | 18.3 | 3.3 | 6 | 3 | 11.7 | 9.4 | 16.7 | 6.7 | 11.1 | 9.4 | 11.7 | 8.9 | 15.6 | 12.8 | 8.9 | -5.6 | -4 | -4.4 | 19 | 17 | 11.1 | 7.2 | 13.9 | 2.8 | 2.8 | -2.8 | 3.9 | -4.4 | 1.1 | -7.8 | 22.8 | 14.4 | 0.5 | -1.7 | 11.5 | 3.8 | -6.7 | -11.7 | -3.9 | -9.4 | 2.6 | -2.9 | -1.1 | -4.4 | 6.3 | -1.8 | 4 | -3.7 | 3.3 | -6.7 | -11 | -14 | 1.7 | -2.2 | 5.6 | 1.1 | 3.9 | 0 | -12.2 | -20.6 | 4.4 | 0 | -9.2 | -13.7 | -12.2 | -18.9 | 2.6 | -1.5 | -5 | -15.6 | 2.6 | -1.2 | 13.5 | 13.4 | 5 | -0.6 | -22.8 | -29.4 | -3.3 | -13.3 | 6.7 | 3.9 | -3.3 | -14.4 | -3.9 | -6.1 | 2.4 | -2.4 | 7.8 | -7.2 | 3.3 | -1.1 | 12.2 | 11.1 | 9.4 | -1.1 | -4.4 | -12.8 | 6.1 | 5 | -7.2 | -12.2 | -4.4 | -11.1 | -6.7 | -11.7 | 5.9 | 2.9 | -1 | -2 | 7.8 | 5.6 | 3.3 | 1.7 | -2.8 | -10 | -1.7 | -8.3 | 2 | -1 | 18.3 | 12.8 | 0.6 | -11.7 | -14.4 | -17.8 | 2.8 | -9.4 | 10.6 | -1.7 | 0.2 | -3.6 | 17.2 | 10.6 | 11.7 | -2.2 | 15.5 | 2.3 | 3.9 | 1.1 | 8.7 | -5.6 | 7.2 | -1.1 | 0.6 | -4.4 | 3.9 | -0.6 | 6.1 | -0.6 | 0.6 | -2.2 | 0.8 | -2.4 | 0.6 | -9.4 | 11.1 | -3.3 | -11.8 | -15.1
-22 | -24 | -3.3 | -10 | 9.1 | -2.8 | 5.7 | 2.7 | -1.7 | -5 | 17.2 | 2.8 | 5 | 2 | 10.9 | 9.2 | 17.2 | 6.1 | 11.1 | 8.9 | 11.7 | 9.1 | 15 | 13.3 | 8.9 | -5.6 | -4.4 | -4.4 | 18 | 18 | 10.5 | 7.6 | 13.3 | 2.8 | 3 | -2.4 | 2.2 | -4.4 | 0.6 | -8.3 | 22.8 | 14.4 | 0 | -1.8 | 10 | 2.2 | -7.2 | -13.3 | -3.9 | -10 | 1.3 | -2.8 | -1.3 | -4.4 | 4.2 | -1 | 3.7 | -3.4 | 2.2 | -7.2 | -11 | -13 | 1.5 | -1.7 | 4.8 | 1.1 | 3.3 | 0 | -14.4 | -20.6 | 4 | -0.2 | -9.1 | -12.9 | -13.3 | -19.4 | 1.3 | -1.7 | -5.6 | -16.7 | 1.3 | -1.6 | 13.7 | 13.4 | 3.9 | -1.1 | -24.4 | -31.1 | -3.9 | -13.9 | 6.7 | 4.4 | -3.7 | -13.3 | -4.4 | -6.1 | 0.9 | -2.8 | 6.1 | -7.2 | 3.5 | -1.3 | 12 | 10.9 | 7.7 | -0.9 | -5.6 | -12.2 | 6.1 | 4.9 | -7.6 | -12 | -4.4 | -12.2 | -7.8 | -11.7 | 5.2 | 2.7 | -1 | -2 | 7.2 | 5.6 | 3.3 | 1.7 | -3.9 | -9.4 | -2.8 | -9.4 | 2 | -1 | 18.1 | 13.2 | -0.9 | -8.6 | -15 | -17.8 | 2.2 | -7.2 | 11.1 | -1.7 | -1.3 | -4.7 | 15.6 | 10.6 | 10.6 | -1.1 | 13.9 | 2.8 | 3.3 | 1.1 | 7.9 | -4.6 | 6.7 | -1.1 | -0.6 | -5 | 3.2 | -0.4 | 5.6 | -0.6 | 1 | -1.7 | -0.2 | -3 | 1.1 | -8 | 9.4 | -3.3 | -13.3 | -16.7
-22 | -23 | -5.6 | -10.6 | 8.9 | -3.3 | 4.4 | 2.2 | -2.4 | -5.2 | 16.1 | 2.8 | 5 | 3 | 10.2 | 9.2 | 16.1 | 6.1 | 11.1 | 8.9 | 11.7 | 9.3 | 14.4 | 12.8 | 8.9 | -5.6 | -4.6 | -5.6 | 17 | 17 | 10 | 8.1 | 12.2 | 2.8 | 3.1 | -2.3 | 2.8 | -3.9 | -0.6 | -10 | 22.8 | 14.4 | -0.6 | -2.2 | 9.8 | 1.9 | -7.8 | -14.4 | -4.4 | -10 | 0 | -3.3 | -1.5 | -4.8 | 2.2 | -0.6 | 3.3 | -3.9 | 1.7 | -7.8 | -11 | -13 | 1.3 | -1.6 | 4.1 | 1.1 | 3.3 | 0 | -13.9 | -21.7 | 3.7 | -0.3 | -8.9 | -12.8 | -13.3 | -18.9 | 0 | -2.2 | -6.1 | -20 | 0 | -2.2 | 13.9 | 13.3 | 5.6 | -1.7 | -23.9 | -30 | -3.9 | -13.3 | 6.7 | 4.4 | -4 | -13.1 | -6.1 | -7.2 | -0.6 | -3.9 | 5.6 | -6.7 | 3.7 | -1.5 | 11.9 | 10.8 | 6.1 | -1.1 | -7.2 | -13.3 | 6.1 | 4.6 | -7.9 | -12.2 | -5 | -12.2 | -8.3 | -12.2 | 4.4 | 2.2 | 0 | -1 | 7.2 | 6.1 | 3.3 | 1.7 | -3.9 | -10 | -3.3 | -10 | 1 | 0 | 18 | 13.5 | -2.4 | -7.8 | -15.6 | -18.9 | 2.8 | -8.3 | 11.1 | -1.1 | -2.8 | -6.1 | 13.9 | 10.6 | 9.4 | -0.6 | 12.2 | 2.8 | 2.8 | 1.1 | 7.2 | -4.4 | 6.7 | -1.1 | -0.6 | -4.4 | 2.4 | -0.5 | 5.6 | -0.6 | 1.3 | -1.6 | -1.1 | -3.9 | 1.7 | -7.5 | 8.3 | -3.3 | -14.2 | -17
-19 | -21 | -7.2 | -10.6 | 8.7 | -3.1 | 3.7 | 1.9 | -3.2 | -5.8 | 15 | 2.8 | 4 | 3 | 9.4 | 8.9 | 15.6 | 6.1 | 11.1 | 10 | 11.7 | 9.4 | 13.9 | 12.8 | 8.3 | -5.6 | -4.8 | -6.7 | 17 | 16 | 9.4 | 8.3 | 12.2 | 3.3 | 3.3 | -2.8 | 3.3 | -4.4 | -0.6 | -10.6 | 22.2 | 14.4 | -0.8 | -2.2 | 9.6 | 1.5 | -8.9 | -15 | -4.4 | -9.4 | -0.9 | -3.4 | -1.7 | -5.6 | 1.7 | -0.9 | 2.9 | -3.6 | 1.7 | -7.8 | -11 | -14 | 1.1 | -1.7 | 3.3 | 1.1 | 3.9 | 0.6 | -15 | -22.8 | 3.3 | -0.6 | -8.3 | -11.5 | -14.4 | -18.9 | -0.2 | -2 | -6.7 | -18.3 | -0.4 | -2.2 | 13.5 | 13.2 | 3.9 | -1.7 | -23.3 | -28.9 | -4.4 | -12.8 | 6.7 | 4.4 | -4.4 | -14.4 | -7.8 | -8.3 | -1 | -3.7 | 3.9 | -5.6 | 3.9 | -2.2 | 11.7 | 10.6 | 4.4 | -1.7 | -7.8 | -13.3 | 6.1 | 4.4 | -8.3 | -13.3 | -5 | -12.2 | -8.9 | -12.8 | 3.5 | 1.5 | -1 | -1 | 6.1 | 5 | 3.3 | 1.7 | -5 | -10.6 | -3.9 | -10 | 1 | 0 | 17.8 | 13.9 | -3.9 | -7.8 | -14.4 | -18.3 | 2.8 | -7.8 | 9.4 | 2.2 | -3.3 | -6.1 | 14.1 | 11.1 | 6.1 | -1.7 | 11.1 | 3.4 | 2.2 | 1.1 | 5.4 | -2.8 | 9.4 | -1.1 | -2.8 | -4.4 | 1.7 | -0.6 | 5.6 | -0.6 | 1.7 | -1.7 | -1.5 | -3.7 | 2.2 | -8.3 | 8.9 | -3.3 | -15.2 | -17.9
-21 | -22 | -7.8 | -11.1 | 8.5 | -3.2 | 2.9 | 1.4 | -3.9 | -6.7 | 13.9 | 2.8 | 4 | 4 | 8.7 | 8.1 | 16.1 | 5.6 | 11.1 | 10 | 11.3 | 9.2 | 13.3 | 12.8 | 7.8 | -5 | -5 | -8.3 | 17 | 13 | 9 | 8 | 12.8 | 3.9 | 1.8 | -2.4 | 1.1 | -3.9 | -1.1 | -11.1 | 22.2 | 14.4 | -0.9 | -2 | 9.4 | 1.1 | -10 | -15.6 | -4.4 | -9.4 | -1.9 | -3.8 | -2.4 | -5.5 | 1.1 | -1.4 | 2.6 | -4.1 | 0 | -7.8 | -11 | -13 | 0.9 | -1.4 | 3.3 | 1.2 | 3.9 | 0 | -17.8 | -23.3 | 2.8 | -0.6 | -7.8 | -10.9 | -14.4 | -18.9 | -0.4 | -2.1 | -7.8 | -18.3 | -0.7 | -2.2 | 13.2 | 13.1 | 4.4 | -1.7 | -22.2 | -27.8 | -5 | -12.8 | 6.7 | 4.4 | -4.6 | -13.2 | -1.1 | -3.3 | -1.3 | -3.5 | 2.2 | -6.1 | 4.1 | -2.2 | 11.5 | 10.3 | 3.1 | -2.1 | -10 | -14.4 | 5.5 | 4 | -9.4 | -12.9 | -5.6 | -11.1 | -8.9 | -12.8 | 2.6 | 0.6 | -1 | -1 | 5.6 | 5 | 3.1 | 1.5 | -3.9 | -11.1 | -3.9 | -10.6 | 1 | 0 | 17.4 | 14.1 | -4.6 | -7.3 | -15 | -18.9 | 2.2 | -7.8 | 8.9 | 2.2 | -3.9 | -6.5 | 14.2 | 11.7 | 5.6 | -7.2 | 10 | 3.7 | 1.7 | 0.6 | 3.5 | -2.5 | 11.7 | -0.6 | -3.3 | -4.4 | 1.5 | -0.5 | 5.6 | -1.1 | 1.1 | -1.7 | -1.8 | -3.6 | 1.7 | -7 | 8.3 | -3.9 | -16.1 | -18.9
-18 | -20 | -7.8 | -11.1 | 8.3 | -3.9 | 2.2 | 1.1 | -4.8 | -7.5 | 11.1 | 2.8 | 5 | 3 | 7.9 | 7.3 | 15.6 | 5 | 11.7 | 10.6 | 11 | 9.3 | 12.8 | 12.8 | 7.2 | -5 | -5.7 | -9.2 | 17 | 13 | 8.7 | 7.7 | 12.8 | 3.3 | 0.4 | -2.6 | 0.6 | -3.3 | -1.7 | -10.6 | 22.2 | 15 | -1.1 | -2.2 | 8.7 | 0.9 | -11.7 | -16.7 | -4.4 | -9.4 | -2.8 | -4.4 | -3.2 | -6 | 0.6 | -2.2 | 2.2 | -5 | -1.7 | -6.7 | -12 | -15 | 0.8 | -1 | 3.3 | 1.5 | 3.3 | 0 | -19.4 | -23.3 | 2.2 | -0.8 | -7.2 | -10.6 | -14.4 | -18.3 | -0.6 | -2.2 | -8.3 | -19.4 | -1.1 | -2.8 | 12.8 | 12.8 | 3.3 | 3.3 | -20.6 | -26.7 | -5.6 | -12.2 | 6.7 | 4.4 | -4.8 | -12.9 | -1.7 | -4.4 | -1.7 | -3.9 | 0.6 | -6.7 | 4.2 | -2.5 | 11.3 | 9.9 | 1.9 | -2.6 | -11.1 | -14.4 | 5 | 3.8 | -10.6 | -13.2 | -5.6 | -11.7 | -10.6 | -13.9 | 1.7 | 0 | -2 | -2 | 4.4 | 3.9 | 3 | 1.2 | -3.9 | -11.7 | -4.4 | -11.1 | 1 | 0 | 17.1 | 14.4 | -5.4 | -7.4 | -13.9 | -17.8 | 1.7 | -7.8 | 7.8 | 2.8 | -4.4 | -7.2 | 14.4 | 12.2 | 2.2 | -6.1 | 8.9 | 3.9 | 1.1 | 0.6 | 1.7 | -2.8 | 7.8 | -0.6 | -2.2 | -5 | 1.3 | -0.4 | 5.6 | -0.6 | 0.6 | -2 | -2.2 | -3.9 | 1.1 | -7 | 11.7 | -3.9 | -15.5 | -18.4
-22 | -24 | -7.8 | -10.6 | 7.6 | -3.4 | 2.4 | 1.1 | -5.8 | -9 | 11.7 | 3.3 | 5 | 3 | 7.2 | 6.7 | 14.4 | 5 | 11.7 | 10 | 10.6 | 8.9 | 12.2 | 12.2 | 5.6 | -5 | -6.5 | -10.6 | 16 | 13 | 8.3 | 7.2 | 12.8 | 3.9 | -1.1 | -3.3 | 0.6 | -3.3 | -2.2 | -11.7 | 21.7 | 14.4 | -1.1 | -2 | 7.9 | 0.8 | -12.2 | -17.2 | -5.6 | -8.9 | -3.2 | -4.7 | -3.9 | -6.7 | 0.4 | -2.2 | 1.8 | -4 | -1.7 | -6.7 | -13 | -16 | 0.6 | -1.1 | 3.3 | 1.7 | 3.3 | 0 | -20 | -24.4 | 1.7 | -1.1 | -7.2 | -10 | -13.9 | -18.3 | -1 | -2.5 | -8.9 | -18.9 | -1.5 | -3 | 14.1 | 14.1 | 2.8 | -1.7 | -20.6 | -26.1 | -6.1 | -12.2 | 6.7 | 4.4 | -5 | -13.9 | 1.1 | -2.8 | -0.8 | -2.9 | -2.8 | -7.2 | 4.4 | -3.3 | 11.1 | 9.4 | 0.6 | -3.9 | -11.7 | -14.4 | 4.4 | 3.3 | -11.7 | -13.9 | -6.1 | -11.1 | -12.2 | -15.6 | 1.5 | -0.1 | -1 | -1 | 4.4 | 3.3 | 2.8 | 1.1 | -4.4 | -11.7 | -5 | -12.2 | 2 | 0 | 16.7 | 14.4 | -6.1 | -7.8 | -15 | -17.8 | 1.7 | -7.8 | 7.8 | 2.8 | -4.6 | -7.2 | 14.2 | 11.9 | 1.1 | -6.7 | 8.2 | 3.9 | 0.6 | 0 | 1.1 | -2.2 | 6.7 | -0.6 | -4.4 | -5.6 | 1.1 | -0.6 | 5.6 | -0.6 | 0 | -2.8 | -2.2 | -3.8 | 0.6 | -7.8 | 10.6 | -4.4 | -15 | -18.5
-22 | -22 | -5.6 | -8.9 | 6.8 | -3.3 | 2.6 | 1 | -6.7 | -10.6 | 8.9 | 2.8 | 5 | 4 | 7 | 6.3 | 12.8 | 5.6 | 11.1 | 10 | 9.8 | 8.1 | 11.7 | 11.7 | 2.8 | -4.4 | -7.2 | -12.2 | 16 | 12 | 7.9 | 7 | 12.8 | 6.1 | -2 | -3.9 | 0 | -3.9 | -3.3 | -11.1 | 20.6 | 13.9 | -1.1 | -1.7 | 7.2 | 0.6 | -13.3 | -17.2 | -4.4 | -8.9 | -3.5 | -5 | -3.9 | -6.4 | 0.2 | -2.5 | 1.5 | -3.7 | -1.1 | -6.1 | -15 | -17 | 0.6 | -0.7 | 3.9 | 2.4 | 3.3 | 0 | -22.8 | -27.2 | 1.7 | -0.9 | -7.2 | -9.7 | -13.3 | -17.8 | -1.3 | -2.8 | -10 | -20.6 | -1.8 | -3.6 | 15.4 | 15.4 | 1.7 | -1.7 | -20 | -25.6 | -6.7 | -11.7 | 7.2 | 5 | -5.2 | -12.6 | 1.7 | -2.8 | 0.2 | -2.1 | 0.6 | -5 | 3.7 | -2.9 | 10.4 | 9 | -0.3 | -3.9 | -11.7 | -14.4 | 4.4 | 3.1 | -12.2 | -13.9 | -6.7 | -12.8 | -12.8 | -15.6 | 1.3 | 0 | -4 | -5 | 3.9 | 2.8 | 3 | 1.2 | -4.4 | -11.7 | -5.6 | -12.8 | 2 | 0 | 16.5 | 14.5 | -6.5 | -8 | -15.6 | -18.9 | 1.7 | -7.8 | 7.2 | 3.3 | -4.8 | -7.5 | 14.1 | 11.5 | 0.6 | -8.3 | 7.4 | 3.6 | 0 | 0 | 0.6 | -2 | 5.6 | -1.7 | -5 | -5.6 | 0.9 | -0.6 | 5.6 | 0 | 0 | -2.4 | -2.2 | -4 | 0.8 | -6 | 11.7 | -5 | -14.4 | -18.9
-20 | -21 | -5.6 | -8.9 | 6.1 | -3.9 | 2.8 | 1.1 | -7.6 | -10.9 | 7.2 | 2.8 | 5 | 4 | 6.9 | 6 | 12.8 | 5.6 | 10.6 | 10 | 9.1 | 7.1 | 11.1 | 11.1 | 2.8 | -4.4 | -7.8 | -12 | 15 | 11 | 7.6 | 6.9 | 12.2 | 6.7 | -3 | -4.9 | 0.6 | -3.3 | -3.3 | -11.1 | 19.4 | 13.9 | -1.1 | -1.7 | 5.7 | 0.2 | -13.3 | -17.2 | -5 | -8.9 | -3.9 | -5.6 | -3.9 | -6.4 | 0 | -3.3 | 1.1 | -3.9 | 0 | -6.1 | -15 | -17 | 0.6 | -0.4 | 4.4 | 3.2 | 2.8 | 0 | -22.2 | -28.3 | 1.7 | -0.9 | -7.2 | -10 | -12.2 | -16.7 | -1.7 | -3.3 | -10.6 | -20.6 | -2.2 | -4.4 | 16.7 | 16.7 | 1.1 | -1.7 | -20 | -26.1 | -7.2 | -11.7 | 7.8 | 5 | -5.4 | -12.6 | 0.6 | -3.3 | 1.1 | -1.7 | -1.1 | -5.6 | 2.9 | -2.9 | 9.6 | 8.4 | -1.3 | -4.6 | -11.1 | -13.3 | 4.4 | 2.6 | -12.8 | -14.1 | -7.8 | -13.9 | -12.8 | -15.6 | 1.1 | 0 | -5 | -6 | 3.3 | 2.8 | 3.1 | 1.5 | -5 | -11.7 | -6.7 | -13.3 | 2 | 0 | 16.3 | 14.5 | -6.8 | -8.3 | -16.1 | -19.4 | 1.7 | -7.2 | 8.3 | 5 | -5 | -8.3 | 13.9 | 11.1 | 0 | -7.2 | 6.7 | 3.3 | 0 | 0 | 0 | -2.2 | 5.6 | -2.2 | -3.9 | -4.4 | 0.8 | -0.7 | 5.6 | 0 | 0 | -2.4 | -2.2 | -4.4 | 0.9 | -5.5 | 11.1 | -5 | -15 | -18.8
-17 | -20 | -5 | -7.2 | 6.1 | -3.6 | 3 | 1.4 | -8.5 | -11.6 | 6.7 | 3.3 | 5 | 4 | 6.7 | 5.6 | 12.2 | 4.4 | 10.6 | 8.9 | 8.3 | 6.1 | 10.6 | 10.6 | 2.2 | -5 | -8.3 | -12.2 | 14 | 6 | 7.2 | 6.7 | 12.2 | 5 | -3.9 | -6.1 | 1.1 | -2.8 | -3.3 | -10 | 19.4 | 13.3 | -1.3 | -1.8 | 4.3 | 0.1 | -14.4 | -18.3 | -4.4 | -8.9 | -4.1 | -5.6 | -3.9 | -6.7 | -0.4 | -3.1 | -0.2 | -3.3 | 0 | -6.7 | -14 | -17 | 0.6 | 0 | 5 | 3.9 | 2.8 | 0 | -22.2 | -26.1 | 1.7 | -1.1 | -7.6 | -9.9 | -11.1 | -15 | -1.7 | -3.2 | -11.1 | -21.1 | -2.2 | -4.1 | 16.9 | 16.9 | 2.8 | -1.7 | -18.9 | -24.4 | -7.2 | -11.7 | 7.8 | 5.6 | -5.6 | -13.3 | -1.1 | -4.4 | 1.5 | -0.9 | -2.2 | -5.6 | 2.2 | -3.3 | 8.9 | 7.8 | -2.2 | -5.6 | -12.2 | -13.9 | 4.4 | 2.2 | -13.3 | -14.4 | -7.8 | -13.9 | -12.8 | -15.6 | 0.7 | -0.5 | -1 | -2 | 3.3 | 2.8 | 3.3 | 1.7 | -5.6 | -11.7 | -6.7 | -13.3 | 2 | 0 | 16.1 | 14.4 | -7.2 | -8.9 | -16.1 | -19.4 | 1.1 | -7.8 | 6.7 | 3.3 | -5.4 | -7.8 | 14.3 | 11.7 | -2.2 | -8.3 | 5.8 | 3.1 | 0 | 0 | 0.9 | -1.9 | 4.4 | -1.7 | -6.7 | -6.7 | 0.6 | -1.1 | 5.6 | -0.6 | 0 | -2.8 | -2.6 | -4.4 | 1.1 | -5.6 | 10.6 | -5.6 | -15.5 | -19.1
-16 | -18 | -5 | -7.2 | 6.1 | -3.6 | 3.1 | 1.8 | -9.4 | -12.8 | 6.7 | 2.8 | 5 | 4 | 6.3 | 5 | 11.7 | 5 | 10.6 | 8.9 | 8.3 | 6.5 | 12.8 | 12.8 | 2.8 | -4.4 | -8.9 | -12.8 | 13 | 5 | 6.8 | 6.2 | 11.7 | 4.4 | -4.5 | -6.1 | 1.7 | -2.2 | -3.9 | -9.4 | 18.3 | 13.9 | -1.5 | -2 | 2.8 | -0.6 | -15.6 | -18.3 | -4.4 | -8.9 | -4.2 | -5.7 | -4.5 | -6.7 | -0.7 | -3.2 | -1.5 | -3.4 | -1.1 | -6.7 | -14 | -17 | 1 | 0.2 | 4.6 | 3.7 | 2.8 | 0 | -23.9 | -29.4 | 2.1 | -0.9 | -7.9 | -10 | -9.4 | -13.3 | -1.7 | -3.2 | -11.7 | -22.8 | -2.2 | -4.1 | 17 | 17 | 1.7 | -1.7 | -17.8 | -22.8 | -7.8 | -11.7 | 7.2 | 5.6 | -6.5 | -12.5 | -0.6 | -4.4 | 1.8 | -0.5 | -3.3 | -6.7 | 1.7 | -3.7 | 8.5 | 7.3 | -2.9 | -5.1 | -11.1 | -13.3 | 4.2 | 2.2 | -13.3 | -14.1 | -8.3 | -14.4 | -11.7 | -14.4 | 0.4 | -1.1 | 1 | 0 | 3.3 | 2.8 | 3.9 | 1.8 | -6.1 | -11.7 | -8.3 | -14.4 | 2 | 0 | 15.7 | 14.3 | -7.2 | -8.7 | -16.1 | -18.9 | 1.7 | -7.8 | 5.6 | 3.3 | -5.7 | -7.6 | 14.6 | 12.3 | -3.3 | -9.4 | 4.8 | 2.7 | 0 | 0 | 1.9 | -1.8 | 4.4 | -1.7 | -6.1 | -6.7 | 0.6 | -0.9 | 6.1 | 0 | 0.4 | -1.7 | -2.9 | -4.5 | 1.5 | -3.3 | 11.7 | -5.6 | -16.1 | -20
-15 | -17 | -5 | -7.2 | 6.1 | -4.4 | 3.3 | 2.2 | -10.5 | -13.3 | 5 | 1.7 | 6 | 5 | 6 | 4.2 | 11.7 | 5.6 | 10.6 | 10 | 8.3 | 6.9 | 12.8 | 12.8 | 2.8 | -5.6 | -8.9 | -13 | 13 | 4 | 6.5 | 5.9 | 11.7 | 4.4 | -5 | -6.2 | 2.2 | -2.2 | -4.4 | -11.7 | 17.8 | 14.4 | -1.7 | -2.2 | 2.1 | -0.9 | -15.6 | -18.3 | -4.4 | -8.3 | -4.4 | -6.1 | -5 | -6.7 | -1.1 | -3.9 | -2.8 | -3.9 | -1.7 | -7.2 | -15 | -17 | 1.3 | 0.4 | 4.3 | 3.6 | 2.8 | 0 | -23.3 | -32.8 | 2.4 | -0.9 | -8.3 | -10.6 | -9.4 | -12.8 | -1.7 | -3.3 | -12.2 | -23.3 | -2.2 | -4.4 | 17.2 | 17.2 | 1.1 | -1.7 | -17.8 | -22.2 | -8.9 | -11.7 | 7.8 | 6.7 | -7.4 | -12.4 | -2.8 | -6.1 | 2.2 | 0 | -3.9 | -6.7 | 1.1 | -4.6 | 8.2 | 6.7 | -3.7 | -5.3 | -10.6 | -13.3 | 4.1 | 2.3 | -13.3 | -14 | -10 | -15 | -11.1 | -14.4 | 0 | -1.7 | 1 | 0 | 4.4 | 3.9 | 4.4 | 1.6 | -6.7 | -11.7 | -8.9 | -15 | 2 | 0 | 15.4 | 14.1 | -7.2 | -8.7 | -16.7 | -20 | 1.1 | -7.2 | 6.1 | 2.8 | -6.1 | -7.8 | 15 | 12.8 | -3.9 | -9.4 | 3.9 | 2.2 | 0 | 0 | 2.8 | -2.2 | 4.4 | -1.7 | -5.6 | -6.1 | 0.6 | -0.9 | 5.6 | 1.1 | 0.7 | -1.1 | -3.3 | -5 | 1.8 | -2.2 | 11.1 | -5.6 | -16.3 | -19.6
-14 | -17 | -5 | -7.2 | 7 | -3.4 | 4.8 | 2.8 | -11.7 | -14.3 | 5.6 | 1.7 | 6 | 5 | 5.6 | 3.3 | 11.7 | 5 | 10.6 | 10 | 8.3 | 7.2 | 12.8 | 12.8 | 2.2 | -6.1 | -8.9 | -13.7 | 12 | 3 | 6.1 | 5.6 | 11.7 | 4.4 | -5.6 | -6.7 | 2.2 | -2.2 | -4.4 | -11.1 | 18.3 | 14.4 | -1.5 | -2.1 | 1.3 | -1.4 | -15 | -18.3 | -5 | -8.9 | -3.7 | -5.3 | -5.6 | -7.2 | 0.2 | -2.8 | -0.6 | -2.8 | -2.2 | -7.2 | -15 | -18 | 1.7 | 0.6 | 3.9 | 3.3 | 2.2 | -0.6 | -23.9 | -27.8 | 2.8 | -1.1 | -8.3 | -10.4 | -8.3 | -11.7 | -1.7 | -3.4 | -12.8 | -22.8 | -1.8 | -4.2 | 17.9 | 17.6 | 1.1 | -1.7 | -17.2 | -21.7 | -9.4 | -11.7 | 8.3 | 6.7 | -8.3 | -13.3 | -2.8 | -5.6 | 2.4 | 0.1 | -3.9 | -6.1 | 0.6 | -6.1 | 7.8 | 6.1 | -4.4 | -5.6 | -11.1 | -13.9 | 3.9 | 2.2 | -13.3 | -13.9 | -10.6 | -16.1 | -11.1 | -13.9 | 0.6 | -1.2 | 1 | 0 | 4.4 | 3.9 | 5 | 1.7 | -6.7 | -11.7 | -9.4 | -15 | 2 | 0 | 15 | 13.9 | -7.2 | -8.9 | -16.1 | -19.4 | 1.1 | -7.2 | 6.1 | 3.3 | -5.9 | -7.6 | 16.1 | 13.4 | -3.3 | -10 | 5.4 | 3.1 | 0 | 0 | 3.7 | -1.6 | 3.3 | -1.7 | -6.1 | -6.7 | 0.6 | -1.1 | 5.6 | 1.7 | 1.1 | -0.6 | -2.8 | -4.4 | 2.2 | -1.1 | 8.9 | -5.6 | -16.5 | -19.5
-13 | -16 | -5 | -6.7 | 8 | -2.8 | 6.3 | 3.3 | -12.8 | -15.6 | 6.1 | 2.8 | 6 | 5 | 7.6 | 4.6 | 13.9 | 6.1 | 10.6 | 9.4 | 8.3 | 7.4 | 12.8 | 12.8 | 4.4 | -6.1 | -8.9 | -15 | 12 | 2 | 10 | 7.5 | 11.7 | 5 | -2.4 | -5.3 | 3.3 | -1.7 | -4.4 | -10.6 | 19.4 | 14.4 | -1.3 | -2.2 | 0.6 | -2.2 | -13.9 | -16.7 | -6.7 | -9.4 | -2.9 | -4.7 | -3.9 | -6.1 | 1.5 | -2.3 | 1.7 | -2.1 | -1.1 | -6.1 | -15 | -18 | 1.9 | 0.7 | 5.4 | 4.4 | 2.2 | -0.6 | -23.3 | -30.6 | 2.8 | -0.9 | -8.3 | -10.5 | -6.1 | -10 | -1.7 | -3.5 | -12.2 | -22.8 | -1.5 | -4.4 | 18.7 | 17.9 | 1.7 | -1.1 | -17.8 | -22.8 | -8.3 | -10.6 | 8.3 | 7.2 | -4.6 | -11 | -3.9 | -6.7 | 2.6 | 0.3 | -1.7 | -5 | 2.6 | -4.9 | 9.5 | 7.6 | -0.7 | -3.4 | -11.1 | -15 | 4.1 | 1.3 | -12.9 | -13.7 | -10 | -16.1 | -10 | -12.2 | 1.1 | -0.9 | 1 | -1 | 5 | 3.9 | 5.6 | 1.7 | -5.6 | -12.2 | -10 | -15.6 | 2 | 0 | 16.3 | 14.3 | -3.3 | -6.8 | -13.9 | -18.3 | 0.6 | -6.7 | 5.6 | 3.3 | -5.8 | -7.9 | 17.2 | 13.9 | -2.2 | -10 | 6.8 | 3.8 | 1.1 | 0.6 | 4.7 | -1.5 | 2.2 | -2.2 | -3.3 | -3.3 | 0.6 | -0.9 | 5 | 2.8 | 1.8 | 0.2 | -2.2 | -4 | 2.4 | -0.6 | 8.9 | -5 | -16.7 | -20
-12 | -15 | -4.4 | -6.1 | 8.9 | -2.8 | 7.8 | 3.9 | -7.4 | -12.3 | 10 | 3.3 | 6 | 5 | 9.7 | 5.9 | 17.2 | 7.2 | 11.1 | 10 | 8.3 | 7.6 | 13.3 | 13.3 | 7.8 | -6.1 | -8.3 | -13.6 | 13 | 2 | 13.9 | 9 | 12.2 | 5 | 0.7 | -4.5 | 5 | -1.7 | -2.2 | -11.1 | 22.8 | 15 | -1.1 | -2.2 | 2.8 | -0.9 | -12.2 | -15 | -5.6 | -9.4 | -2.2 | -4.4 | -2.3 | -5.4 | 2.8 | -2.2 | 3.9 | -2.2 | -0.6 | -5.6 | -16 | -19 | 2 | 0.8 | 6.8 | 5.1 | 2.2 | 0 | -19.4 | -20.6 | 2.8 | -0.9 | -8.3 | -11.1 | -3.9 | -8.3 | -1.7 | -3.9 | -10.6 | -22.2 | -1.1 | -5 | 19.4 | 18.3 | 2.2 | -1.1 | -15.6 | -20.6 | -6.1 | -10 | 10 | 8.3 | -0.9 | -10.2 | -3.3 | -6.7 | 2.8 | 0.6 | 1.7 | -3.9 | 4.7 | -4.3 | 11.1 | 9.1 | 3 | -2 | -8.3 | -12.8 | 4.2 | 0.1 | -12.6 | -13.6 | -9.4 | -17.2 | -7.2 | -10 | 1.7 | -0.6 | 2 | 0 | 5.6 | 5 | 6.1 | 1.8 | -4.4 | -12.2 | -8.3 | -15 | 2 | 0 | 17.6 | 14.7 | 0.5 | -5.8 | -12.8 | -17.2 | 1.1 | -6.1 | 5.6 | 3.3 | -5.6 | -8.3 | 18.3 | 14.4 | -2.2 | -10.6 | 8.3 | 4.4 | 3.3 | 2.2 | 5.6 | -1.7 | 6.1 | -1.1 | 0.6 | -2.8 | 0.6 | -0.9 | 5.6 | 3.3 | 2.6 | 1 | -1.7 | -3.9 | 2.6 | -0.3 | 10.6 | -5 | -14.3 | -17.5
-10 | -12 | -3.9 | -5 | 10.7 | -2.4 | 9.8 | 2.6 | -2.1 | -10.4 | 12.8 | 3.3 | 7 | 5 | 11.7 | 6.7 | 21.1 | 7.2 | 11.7 | 10.6 | 8.3 | 7.8 | 14.4 | 13.3 | 11.7 | -6.1 | -7.8 | -13 | 14 | 3 | 17.8 | 10 | 13.9 | 6.1 | 3.9 | -5.6 | 7.2 | -1.1 | 1.7 | -10 | 23.9 | 14.4 | -0.2 | -1.9 | 5 | 0.2 | -9.4 | -14.4 | -3.9 | -8.9 | -0.4 | -3.7 | -0.6 | -5 | 4.6 | -1.8 | 5.6 | -2 | 2.2 | -4.4 | -15 | -18 | 2.2 | 1.1 | 8.3 | 6.1 | 3.3 | 0 | -12.2 | -16.7 | 2.8 | -1.1 | -7.8 | -10.3 | -2.2 | -7.2 | -1.3 | -3.5 | -8.9 | -22.2 | -0.5 | -4.4 | 20.9 | 18.3 | 2.2 | -1.1 | -12.8 | -16.1 | -3.9 | -10 | 10.6 | 7.8 | 2.8 | -11.7 | -1.1 | -4.4 | 3.7 | 0.6 | 4.4 | -3.9 | 6.7 | -5 | 12.8 | 10.6 | 6.7 | -1.7 | -6.7 | -12.2 | 4.4 | -1.1 | -12.2 | -13.9 | -8.9 | -17.2 | -5.6 | -9.4 | 3.2 | -0.2 | 2 | 0 | 5.6 | 5 | 6.7 | 1.7 | -2.8 | -12.2 | -6.1 | -13.9 | 2 | 0 | 18.9 | 15 | 4.4 | -6.7 | -10.6 | -17.2 | 2.8 | -5.6 | 5 | 3.9 | -4.1 | -7.3 | 20.3 | 14.7 | -1.1 | -10 | 11.3 | 5.8 | 6.1 | 2.2 | 7.3 | -1.2 | 8.3 | -0.6 | 2.8 | -2.8 | 0.6 | -1.1 | 5.6 | 3.3 | 3.3 | 1.7 | -0.8 | -3.2 | 2.8 | 0 | 11.7 | -4.4 | -11.8 | -15.4
-10 | -12 | -3.9 | -5.6 | 12.6 | -2.9 | 11.9 | 0.6 | 3.3 | -11.1 | 15 | 2.8 | 7 | 5 | 13.2 | 7.5 | 22.2 | 10 | 13.9 | 11.7 | 10.2 | 8.7 | 14.4 | 13.3 | 14.4 | -6.7 | -7.2 | -12.8 | 15 | 2 | 19.5 | 10.3 | 15 | 5.6 | 5.6 | -4.8 | 10 | 1.1 | 3.9 | -8.9 | 23.9 | 15.6 | 0.8 | -1.5 | 7.2 | 1.1 | -7.2 | -12.8 | -2.2 | -7.8 | 1.5 | -3.7 | 1.5 | -3.5 | 6.5 | -1.9 | 7.2 | -2.5 | 3.9 | -3.9 | -14 | -18 | 2.2 | 1.2 | 9.2 | 6 | 3.9 | 0.6 | -11.1 | -17.2 | 3.3 | -0.9 | -7.2 | -10 | -0.6 | -6.1 | -1 | -3.7 | -6.7 | -23.9 | 0 | -4.3 | 22.4 | 18.2 | 2.8 | -0.6 | -11.7 | -15 | -1.1 | -10.6 | 15 | 10 | 4.3 | -9.7 | 1.7 | -3.3 | 4.7 | 0.8 | 6.7 | -3.9 | 7.8 | -4.1 | 13.9 | 10.7 | 10.2 | -0.5 | -6.7 | -12.2 | 5 | -1.1 | -12.2 | -14.1 | -7.8 | -18.9 | -5 | -8.9 | 4.6 | 0 | 2 | 0 | 6.1 | 5 | 7.2 | 2.9 | -1.1 | -11.7 | -3.9 | -12.8 | 3 | 1 | 19.8 | 15.1 | 6.3 | -6.2 | -9.4 | -15 | 5 | -5 | 4.4 | 3.9 | -2.6 | -6.6 | 22.4 | 14.8 | 2.2 | -9.4 | 14.2 | 6.6 | 7.8 | 1.1 | 8.9 | -1.6 | 10 | 0 | 4.4 | -1.7 | 0.8 | -0.8 | 6.1 | 3.9 | 4.1 | 2.1 | 0.2 | -2.8 | 2.8 | 0.5 | 15 | -5.6 | -9.4 | -13.9
-8 | -10 | -3.3 | -5 | 14.4 | -3.9 | 13.9 | -2.8 | 4.4 | -10 | 17.2 | 1.7 | 6 | 6 | 14.6 | 7.9 | 21.1 | 10 | 14.4 | 11.7 | 12 | 9.4 | 16.7 | 12.8 | 16.7 | -7.2 | -6.3 | -12.3 | 16 | 2 | 21.1 | 10 | 15.6 | 3.9 | 7.2 | -5.2 | 12.8 | 3.3 | 6.1 | -9.4 | 25 | 14.4 | 1.7 | -1.7 | 8.3 | 1.4 | -5.6 | -12.8 | -0.6 | -6.7 | 3.3 | -4.4 | 3.5 | -2.5 | 8.3 | -2.8 | 8.9 | -3.9 | 4.4 | -3.3 | -13 | -17 | 2.2 | 1.5 | 10.2 | 6 | 4.4 | 0.6 | -10.6 | -18.3 | 3.9 | -0.8 | -6.7 | -10 | 1.7 | -5 | -0.6 | -3.9 | -5 | -23.9 | 0.6 | -5 | 23.9 | 17.8 | 3.9 | 0 | -7.2 | -14.4 | 1.1 | -12.2 | 16.1 | 9.4 | 5.7 | -9.8 | 3.3 | -2.2 | 5.6 | 0.6 | 10 | -4.4 | 8.9 | -4.1 | 15 | 10.6 | 13.7 | -0.6 | -5.6 | -12.2 | 5.5 | -1.4 | -12.2 | -14.6 | -6.7 | -18.9 | -3.9 | -8.9 | 6.1 | 0 | 3 | 1 | 7.2 | 4.4 | 7.8 | 3.8 | -0.6 | -11.7 | -2.2 | -13.9 | 3 | 1 | 20.8 | 15.2 | 8.1 | -7.5 | -8.3 | -12.8 | 6.7 | -7.8 | 4.4 | 4.4 | -1.1 | -6.7 | 24.4 | 14.4 | 4.4 | -8.9 | 17.2 | 7.2 | 9.4 | 1.7 | 10.6 | -2.2 | 11.1 | 0.6 | 5 | -2.8 | 0.9 | -1 | 5.6 | 3.9 | 4.8 | 2.5 | 1.1 | -2.8 | 2.8 | 1.2 | 15.6 | -6.1 | -8.5 | -12.8
-7 | -9 | -2.8 | -5 | 15 | -3.4 | 14.6 | -3.3 | 5.6 | -10.6 | 19.4 | -1.1 | 6 | 6 | 16.1 | 8.3 | 21.1 | 10 | 15.6 | 11.7 | 13.9 | 10 | 17.8 | 12.2 | 18.3 | -8.3 | -5.3 | -12.1 | 17 | 3 | 22.8 | 10 | 16.1 | 4.4 | 8.9 | -6.7 | 15.6 | 5 | 7.8 | -10.6 | 25 | 15.6 | 2.4 | -1.5 | 9.5 | 2.1 | -3.3 | -9.4 | 0.6 | -6.1 | 3.7 | -3.8 | 5.6 | -2.2 | 8.9 | -2.4 | 9.3 | -1.8 | 5 | -2.8 | -13 | -17 | 2.2 | 1.7 | 11.1 | 5.6 | 5 | 0.6 | -8.9 | -17.2 | 4.4 | -1.1 | -7.6 | -10.6 | 3.3 | -4.4 | -0.2 | -3.3 | -3.9 | -24.4 | 1 | -3.7 | 23.5 | 17.7 | 4.4 | 0 | -5 | -10 | 3.9 | -13.3 | 16.7 | 10 | 7.2 | -10.6 | 5 | -1.7 | 6.1 | 0.8 | 12.2 | -5 | 10 | -5 | 16.1 | 10.6 | 17.2 | -1.7 | -4.4 | -12.8 | 6.1 | -2.2 | -12.2 | -15.6 | -5 | -19.4 | -2.8 | -9.4 | 6.8 | 0 | 3 | 1 | 7.8 | 4.4 | 8.3 | 5 | 0.6 | -11.1 | -1.1 | -13.9 | 3 | 1 | 21.7 | 15 | 10 | -10.6 | -6.1 | -10.6 | 7.8 | -6.7 | 5 | 4.4 | -0.9 | -5.6 | 24.4 | 14.5 | 7.2 | -8.9 | 18.5 | 7.3 | 11.7 | 0.6 | 11 | -1.8 | 11.7 | 0.6 | 5.6 | -3.9 | 1.1 | -1.1 | 5.6 | 3.3 | 5.6 | 2.8 | 2.2 | -2.2 | 2.8 | 1.7 | 16.1 | -7.2 | -7.6 | -12.1
-5 | -8 | -2.8 | -5 | 15.5 | -3.5 | 15.4 | -3.5 | 6.7 | -12.8 | 20 | -2.8 | 6 | 6 | 16.7 | 8.7 | 22.2 | 7.2 | 16.7 | 12.2 | 14.8 | 10.2 | 18.9 | 12.2 | 17.8 | -8.9 | -4.4 | -13.3 | 18 | 3 | 23.2 | 10.7 | 17.2 | 5.6 | 9.8 | -5.8 | 17.8 | 5.6 | 10 | -10.6 | 27.8 | 16.1 | 3.2 | -1.4 | 10.6 | 2.2 | -1.1 | -7.8 | 1.7 | -5 | 4 | -3.5 | 6.7 | -1.5 | 9.4 | -2.2 | 9.6 | -0.8 | 6.1 | -2.8 | -12 | -16 | 2.2 | 1.3 | 10.7 | 4 | 5 | 0 | -7.8 | -15.6 | 4.2 | -1 | -8.5 | -11.4 | 3.3 | -3.3 | 0.2 | -3.1 | -2.8 | -24.4 | 1.3 | -3.3 | 23.2 | 17.9 | 3.3 | 0 | -2.8 | -8.3 | 5.6 | -16.7 | 16.7 | 10 | 7.9 | -9.3 | 5 | -1.7 | 6.7 | 1 | 13.9 | -7.8 | 10.4 | -4.2 | 16.5 | 10.2 | 17.6 | -1.9 | -4.4 | -12.2 | 5.5 | -2.1 | -12 | -14.3 | -5 | -17.2 | -1.7 | -9.4 | 7.6 | 0.1 | 3 | 1 | 7.2 | 4.4 | 7.4 | 4.4 | 1.1 | -11.7 | 0 | -13.9 | 2 | 1 | 21.5 | 14.9 | 11.1 | -9.3 | -5.6 | -8.9 | 10 | -6.1 | 5.6 | 5 | -0.8 | -5.4 | 24.4 | 14.5 | 10 | -8.9 | 19.8 | 7.6 | 11.7 | 0.6 | 11.3 | -1.9 | 12.2 | 0 | 6.7 | -3.9 | 1.1 | -1 | 5 | 2.8 | 5.4 | 2.9 | 3.3 | -2.2 | 2.6 | 1.4 | 16.1 | -6.7 | -6.7 | -12.2
-7 | -10 | -2.8 | -5.6 | 16.1 | -3.9 | 16.1 | -5 | 6.7 | -10.6 | 20.6 | -3.3 | 7 | 6 | 17.2 | 9.2 | 22.2 | 7.2 | 16.7 | 10.6 | 15.8 | 10.6 | 19.4 | 12.8 | 17.2 | -3.9 | -4.4 | -12.1 | 19 | 2 | 23.5 | 11.3 | 17.2 | 5 | 10.8 | -6.2 | 18.9 | 5.6 | 11.1 | -10 | 26.1 | 15 | 3.9 | -1.7 | 11.1 | 2.4 | 0.6 | -6.7 | 2.8 | -4.4 | 4.4 | -3.9 | 7.8 | -1 | 10 | -2.8 | 10 | 0.6 | 6.7 | -1.1 | -11 | -16 | 2.2 | 0.9 | 10.4 | 2 | 5 | 0 | -7.2 | -16.1 | 4.1 | -1.3 | -9.4 | -12.8 | 3.9 | -3.3 | 0.6 | -3.3 | -1.7 | -23.9 | 1.7 | -3.3 | 22.8 | 17.8 | 2.8 | 0 | -1.7 | -7.2 | 7.2 | -16.1 | 16.7 | 10.6 | 8.7 | -8.7 | 5 | -1.7 | 7.2 | 1.1 | 14.4 | -8.3 | 10.7 | -4.7 | 16.8 | 9.5 | 17.9 | -2.1 | -3.9 | -11.7 | 5 | -2.1 | -11.9 | -13.4 | -5.6 | -16.1 | -1.1 | -10 | 8.3 | 0 | 3 | 0 | 7.8 | 4.4 | 6.5 | 4 | 1.1 | -11.7 | 0.6 | -13.3 | 2 | 1 | 21.3 | 14.7 | 12.2 | -9 | -5.6 | -10 | 10.6 | -8.9 | 5.6 | 3.9 | -0.6 | -5.6 | 24.4 | 14.4 | 11.7 | -8.3 | 21.1 | 7.2 | 12.2 | 1.1 | 11.7 | -2.2 | 12.2 | 0 | 7.2 | -3.3 | 1.1 | -1 | 5 | 2.8 | 5.2 | 2.9 | 4.4 | -2.2 | 2.4 | 1.2 | 18.3 | -8.9 | -6.7 | -11.6
-5 | -8 | -2.8 | -5.6 | 14.8 | -3.1 | 14.3 | -2.3 | 6.7 | -10.6 | 21.1 | -3.3 | 7 | 6 | 17.8 | 9.4 | 22.2 | 7.2 | 17.8 | 10.6 | 16.7 | 10.6 | 20 | 12.2 | 16.1 | -3.3 | -4.4 | -12.1 | 18 | 1 | 23.9 | 11.7 | 16.7 | 6.1 | 11.7 | -7.2 | 19.4 | 5.6 | 11.7 | -7.8 | 25 | 15 | 2.6 | -2.2 | 11.7 | 2.4 | 2.2 | -5 | 3.3 | -3.9 | 4.4 | -3.2 | 8.9 | -1.1 | 9.4 | -0.9 | 8.3 | -0.2 | 6.1 | -0.6 | -11 | -16 | 2.2 | 0.6 | 10 | 0 | 6.1 | 0.6 | -6.1 | -18.3 | 3.9 | -1.7 | -10.2 | -13.4 | 3.3 | -2.8 | 0.6 | -3.2 | -1.1 | -22.8 | 0.9 | -2.4 | 20.6 | 17.2 | 2.2 | 0 | -1.1 | -6.1 | 6.7 | -16.1 | 16.1 | 10.6 | 9.4 | -10 | 4.4 | -1.1 | 6.7 | 1 | 15 | -8.3 | 11.1 | -5.6 | 17.2 | 8.9 | 18.3 | -3.3 | -3.9 | -12.2 | 4.4 | -2.8 | -11.7 | -12.8 | -5 | -14.4 | -1.7 | -10 | 7.8 | -0.2 | 3 | 1 | 7.8 | 4.4 | 5.6 | 3.3 | 1.1 | -11.7 | 0 | -15 | 2 | 1 | 21.1 | 14.4 | 13.3 | -10.6 | -6.1 | -9.4 | 11.7 | -8.3 | 0.6 | 0 | -1 | -5.6 | 23.3 | 15.1 | 12.2 | -8.3 | 19.1 | 5.6 | 11.7 | 0.6 | 11.7 | -1.6 | 11.7 | -0.6 | 5 | -3.9 | 1.1 | -1.1 | 5 | 2.8 | 5 | 2.8 | 3.1 | -2.9 | 2.2 | 1.1 | 17.8 | -9.4 | -6.7 | -11.6
-7 | -10 | -3.3 | -6.1 | 13.5 | -2.5 | 12.4 | -1 | 6.7 | -11.7 | 21.1 | -4.4 | 6 | 5 | 16.3 | 9.7 | 20 | 8.9 | 16.1 | 10 | 15.2 | 10.4 | 17.2 | 12.2 | 13.9 | -3.3 | -4.4 | -12.8 | 17 | 1 | 22.2 | 12.8 | 16.7 | 6.7 | 9.1 | -4.3 | 19.4 | 5.6 | 11.7 | -7.8 | 25 | 15.6 | 1.3 | -3.1 | 12.2 | 2.2 | 2.2 | -4.4 | 2.8 | -3.9 | 4.4 | -3.2 | 7 | -1 | 8.9 | 0.6 | 6.7 | -1.1 | 6.1 | -0.6 | -11 | -15 | 2.4 | 0.6 | 8.7 | -0.1 | 5.6 | 0 | -7.8 | -14.4 | 3.3 | -1.4 | -10.9 | -14.5 | 3.3 | -2.8 | 0.6 | -3.6 | -1.1 | -21.1 | 0.2 | -1.8 | 18.3 | 16.5 | 2.2 | 0 | -1.1 | -6.1 | 6.7 | -16.7 | 14.4 | 10.6 | 7 | -8.3 | 4.4 | -1.1 | 6.1 | 0.8 | 15.6 | -7.8 | 8.3 | -4 | 15.5 | 9.2 | 15.9 | -2.7 | -3.9 | -10.6 | 4 | -2.5 | -11.3 | -12.3 | -5.6 | -13.9 | -2.2 | -10.6 | 7.2 | -0.2 | 3 | 0 | 7.8 | 4.4 | 5.4 | 3.1 | 0.6 | -11.1 | 0 | -16.7 | 0 | -1 | 20 | 14.4 | 10.9 | -7.4 | -6.1 | -9.4 | 12.2 | -7.2 | -0.6 | -1.7 | -1.3 | -6 | 22.2 | 15.3 | 12.2 | -7.2 | 17 | 3.7 | 11.1 | 1.7 | 11.7 | -1.6 | 10.6 | 0 | 3.9 | -2.2 | 0.4 | -2.2 | 3.9 | 1.7 | 3.7 | 1.9 | 1.9 | -3.5 | 2.2 | 1 | 15.6 | -9.4 | -6.7 | -12.2
-10 | -12 | -3.3 | -6.7 | 12.2 | -2.8 | 10.6 | -0.6 | 3.2 | -9.3 | 20 | -4.4 | 6 | 5 | 14.8 | 10 | 19.4 | 8.3 | 14.4 | 10 | 13.7 | 10.3 | 13.3 | 11.7 | 10 | -2.2 | -7.2 | -13.5 | 15 | 2 | 20.6 | 13.1 | 16.1 | 7.2 | 6.5 | -3 | 18.3 | 6.1 | 9.4 | -4.4 | 23.9 | 15.6 | 0 | -4.4 | 9.6 | 1.7 | 2.2 | -4.4 | 1.1 | -3.9 | 4.4 | -3.3 | 5.2 | -1.5 | 8.3 | 1.7 | 5 | -2.2 | 4.4 | -1.1 | -11 | -15 | 2.6 | 0.5 | 7.4 | -0.3 | 3.9 | -0.6 | -9.4 | -16.1 | 2.8 | -1.4 | -11.7 | -16.1 | 2.2 | -3.3 | 0.6 | -4.4 | -2.8 | -16.7 | -0.6 | -1.7 | 16.1 | 15.6 | 1.7 | 0 | -1.1 | -5.6 | 4.4 | -17.2 | 13.3 | 10.6 | 4.6 | -8.5 | 2.8 | -1.1 | 5.6 | 0.6 | 11.1 | -7.2 | 5.6 | -4 | 13.9 | 9.6 | 13.5 | -3.3 | -4.4 | -10.6 | 3.7 | -2.8 | -11 | -12.3 | -6.1 | -13.9 | -3.3 | -11.1 | 6.7 | -0.6 | 2 | 0 | 7.2 | 5.6 | 5.2 | 2.6 | -1.7 | -10.6 | -1.7 | -17.2 | -2 | -3 | 18.9 | 14.2 | 8.5 | -6.8 | -6.1 | -8.9 | 10 | -7.2 | -1.1 | -2.2 | -1.7 | -7.2 | 21.1 | 15.6 | 10 | -2.8 | 15 | 1.7 | 10 | 3.3 | 11.7 | -1.7 | 8.9 | 0.6 | 1.1 | 0.6 | -0.4 | -3.7 | 3.3 | 1.1 | 2.4 | 0.9 | 0.6 | -5 | 2.2 | 1 | 13.3 | -10 | -7.1 | -12.1
-9 | -12 | -3.3 | -6.7 | 12.2 | -2.5 | 9.5 | -0.1 | -0.4 | -9.7 | 18.9 | -4.4 | 6 | 5 | 13.3 | 10 | 16.1 | 10 | 13.3 | 10.6 | 12.2 | 10 | 12.8 | 11.7 | 10.6 | -3.9 | -10 | -15.4 | 13 | 2 | 18.9 | 13.3 | 15.6 | 7.2 | 3.9 | -3.3 | 15.6 | 6.1 | 6.7 | -6.1 | 23.3 | 15.6 | -0.7 | -4.1 | 7 | 1.1 | 2.2 | -3.9 | 1.1 | -3.9 | 2.9 | -3 | 3.3 | -2.2 | 7.6 | 2.5 | 5 | -0.9 | 3.9 | -1.1 | -11 | -15 | 2.8 | 0.6 | 6.1 | -0.6 | 2.8 | -1.1 | -10.6 | -16.7 | 2.2 | -1.7 | -12.8 | -16.5 | 1.1 | -3.3 | 0.4 | -4.4 | -3.3 | -16.1 | -0.6 | -2.3 | 16.1 | 15.6 | 1.1 | 0.6 | -0.6 | -5 | 0.6 | -13.3 | 13.3 | 11.7 | 2.2 | -10 | 0 | -1.7 | 4.7 | 0.3 | 9.4 | -6.7 | 2.8 | -5 | 12.2 | 9.4 | 11.1 | -4.4 | -5 | -11.1 | 3.3 | -3.3 | -10.6 | -12.2 | -6.7 | -14.4 | -5.6 | -12.2 | 5.8 | -0.4 | 2 | 1 | 7.2 | 5.6 | 5 | 2.2 | -0.6 | -10.6 | -2.8 | -16.7 | -5 | -6 | 17.8 | 13.9 | 6.1 | -7.2 | -6.1 | -8.9 | 8.9 | -6.7 | -1.1 | -2.8 | -3.2 | -7.2 | 19.8 | 15.5 | 7.2 | -3.3 | 13.3 | 1.6 | 8.9 | 4.4 | 10.8 | -0.6 | 5.6 | 0 | 0.6 | 0.6 | -1.1 | -5.6 | 4.4 | 1.1 | 1.1 | 0 | 0.6 | -4.1 | 2.2 | 1.1 | 12.2 | -10 | -7.4 | -12.6
-2 | -8 | -3.3 | -6.1 | 12.2 | -2.5 | 8.3 | 0 | -3.9 | -11.7 | 16.7 | -3.9 | 6 | 6 | 12 | 9.6 | 16.7 | 11.1 | 12.2 | 10 | 11.8 | 9.7 | 11.7 | 11.1 | 10 | -5 | -12.8 | -17.8 | 12 | 2 | 19.1 | 13.8 | 15 | 9.4 | 1.5 | -3.3 | 12.8 | 6.1 | 5.6 | -6.7 | 22.2 | 16.1 | -1.5 | -4.4 | 4.4 | 0 | 2.2 | -3.9 | -0.6 | -3.9 | 1.5 | -3.1 | 2.8 | -2.2 | 6.8 | 2.9 | 5 | 0.2 | 5.6 | -1.1 | -11 | -15 | 2.6 | 1 | 6.1 | -0.6 | 1.7 | -1.7 | -11.7 | -14.4 | 1.3 | -1.6 | -13.9 | -17.6 | -0.6 | -3.9 | 0.2 | -4.8 | -4.4 | -13.9 | -0.6 | -2.8 | 16.1 | 15.6 | 1.7 | 1.7 | 1.7 | -2.8 | -2.2 | -12.2 | 14.4 | 11.7 | 2.8 | -8.7 | -2.8 | -3.3 | 3.7 | -0.4 | 6.7 | -7.2 | 1.9 | -4.5 | 11.7 | 9.1 | 8.5 | -3.8 | -5.6 | -11.7 | 3.3 | -3.3 | -10.8 | -12.1 | -8.3 | -14.4 | -6.7 | -12.2 | 4.8 | -0.3 | 2 | 0 | 6.7 | 5 | 4.8 | 2.2 | -1.7 | -7.8 | -3.3 | -15.6 | -6 | -7 | 17.1 | 13.8 | 3.7 | -5.1 | -5.6 | -9.4 | 5 | -3.9 | -1.1 | -3.3 | -4.6 | -7.8 | 18.5 | 15.4 | 8.3 | -3.9 | 11.7 | 1.6 | 8.3 | 4.4 | 9.8 | 0.1 | 5.6 | -0.6 | 0.6 | 0.6 | -2.4 | -5.8 | 3.9 | 0.6 | 1.3 | 0 | 0.6 | -3.7 | 2 | 1 | 11.1 | -8.9 | -7.8 | -13.9
-7 | -11 | -3.9 | -7.2 | 12.2 | -2.8 | 7.2 | 0 | -5 | -10.8 | 12.8 | -3.9 | 7 | 5 | 10.7 | 9.3 | 16.7 | 11.1 | 11.1 | 10 | 11.5 | 9.8 | 12.8 | 11.1 | 7.2 | -4.4 | -12.2 | -16.6 | 12 | 2 | 19.2 | 13.8 | 13.3 | 8.9 | -0.9 | -4 | 11.1 | 6.1 | 5 | -6.7 | 20.6 | 16.1 | -2.2 | -5 | 4 | -0.2 | 2.2 | -3.9 | 0 | -4.4 | 0 | -3.9 | 2.2 | -2.6 | 6.1 | 3.3 | 5 | 1.1 | 6.1 | -1.7 | -11 | -15 | 2.4 | 1.2 | 6.1 | -0.6 | -0.6 | -2.8 | -11.7 | -15 | 0.3 | -1.7 | -15 | -18.9 | -1.7 | -4.4 | 0 | -6.1 | -3.3 | -13.3 | -0.6 | -3.9 | 16.1 | 15.6 | 1.7 | 1.1 | 0.6 | -3.9 | -1.7 | -15 | 14.4 | 11.7 | 3.3 | -8.9 | -4.4 | -5 | 2.8 | -1.1 | 5 | -6.7 | 0.9 | -4.5 | 11.1 | 8.7 | 5.9 | -4 | -5.6 | -10.6 | 3.3 | -3.5 | -10.9 | -11.9 | -8.9 | -15 | -6.7 | -12.8 | 3.9 | -0.6 | 2 | 0 | 6.7 | 4.4 | 4.6 | 2.3 | -3.3 | -8.3 | -5 | -15.6 | -6 | -7 | 16.3 | 13.4 | 1.3 | -4.4 | -5.6 | -9.4 | 2.8 | -3.3 | -1.1 | -4.4 | -6.1 | -8.9 | 17.2 | 15 | 6.7 | -5 | 10 | 1.1 | 8.3 | 3.3 | 8.9 | 0.6 | 4.4 | -0.6 | 1.1 | 1.1 | -3.7 | -6.6 | 3.3 | 0 | 1.5 | 0 | 0.6 | -3.9 | 1.9 | 1.2 | 11.1 | -9.4 | -7.4 | -13.3
-7 | -11 | -3.9 | -9.4 | 12.2 | -2.1 | 6.8 | -0.6 | -6.1 | -10.8 | 11.1 | -3.9 | 6 | 5 | 9.4 | 8.9 | 15.6 | 9.4 | 10 | 9.4 | 11.1 | 9.4 | 12.2 | 11.1 | 6.7 | -3.9 | -11.7 | -15.8 | 11 | 2 | 19.4 | 14.4 | 13.3 | 8.3 | -3.3 | -5.6 | 12.2 | 6.7 | 2.8 | -6.1 | 20 | 16.1 | -2.4 | -4.6 | 3.7 | -0.3 | 2.2 | -3.3 | -0.6 | -4.4 | 0 | -3.1 | 1.7 | -3.3 | 5.7 | 2.7 | 4.4 | 1.1 | 6.1 | -1.7 | -11 | -15 | 2.2 | 1.7 | 6.1 | -0.6 | -1.1 | -3.9 | -11.1 | -15 | -0.6 | -2.2 | -16.9 | -19.6 | -1.7 | -4.4 | -1.1 | -5.7 | -3.3 | -11.7 | -0.6 | -4 | 15.7 | 15.1 | 1.1 | 1.1 | 1.1 | -2.2 | -2.8 | -12.8 | 14.4 | 13.3 | 3.9 | -10 | -5.6 | -6.1 | 2.6 | -1.1 | 1.7 | -7.2 | 0 | -5.6 | 10.6 | 8.3 | 3.3 | -5.6 | -5.6 | -10 | 3.3 | -4.4 | -11.1 | -12.2 | -9.4 | -15.6 | -7.2 | -13.9 | 3 | -0.6 | 1 | 0 | 5 | 2.2 | 4.4 | 2.2 | -1.7 | -9.4 | -5 | -15.6 | -7 | -8 | 15.6 | 13.3 | -1.1 | -5 | -5 | -9.4 | 1.1 | -3.3 | -1.7 | -4.4 | -5.5 | -8.1 | 16.7 | 14.7 | 2.8 | -3.3 | 8.9 | 0.6 | 7.8 | 4.4 | 9.1 | 0.5 | 3.3 | -0.6 | 1.1 | 1.1 | -5 | -7.8 | 3.3 | 0 | 1.7 | 0 | -0.2 | -3.5 | 1.7 | 1.1 | 12.8 | -10.6 | -7.1 | -13.4
-7 | -12 | -5 | -7.8 | 12.2 | -2.1 | 6.5 | -0.8 | -7.2 | -11.7 | 11.1 | -2.8 | 7 | 4 | 9 | 8 | 15.6 | 8.9 | 10 | 10 | 10.9 | 9.5 | 12.2 | 11.2 | 6.1 | -3.9 | -11.1 | -15.6 | 10 | 2 | 19 | 15.1 | 12.8 | 8.9 | -4.1 | -5.9 | 12.8 | 7.2 | 1.7 | -5.6 | 20 | 16.1 | -2.6 | -4.4 | 3.3 | -0.6 | 1.7 | -3.3 | -1.7 | -5 | 0 | -2.7 | 1.7 | -3 | 5.4 | 1.9 | 3.9 | 1.3 | 6.7 | -1.7 | -11 | -13 | 1.7 | 1.3 | 6.1 | -0.6 | -2.8 | -4.4 | -12.2 | -15 | -0.8 | -2.3 | -18.7 | -20.8 | -2.2 | -4.4 | -2.2 | -5.9 | -2.8 | -12.2 | -0.6 | -4.5 | 15.4 | 14.5 | 1.1 | 1.1 | 1.1 | -2.2 | -3.9 | -12.2 | 14.4 | 13.3 | 3.2 | -7.8 | -6.1 | -6.7 | 2.4 | -1.2 | 3.3 | -7.8 | -0.7 | -4.8 | 9.5 | 7.6 | 1.8 | -4.7 | -5.6 | -9.4 | 2.9 | -4.4 | -11.3 | -12.1 | -10 | -16.1 | -7.8 | -13.9 | 2 | -0.8 | 2 | 0 | 3.9 | 2.8 | 4 | 1.9 | -3.9 | -6.7 | -7.2 | -15 | -7 | -9 | 15.6 | 13.5 | -1.7 | -4.8 | -5 | -9.4 | -0.6 | -3.9 | -1.7 | -4.4 | -5 | -7.7 | 16.1 | 14.3 | 4.4 | -3.9 | 7.8 | 0 | 6.7 | 5.6 | 9.2 | 0.1 | 2.2 | -1.7 | 1.7 | 1.1 | -6.1 | -8.9 | 2.8 | -0.6 | 1.5 | -0.1 | -0.9 | -3.4 | 1.9 | 1.2 | 11.7 | -11.1 | -6.7 | -14.4
-1 | -6 | -5 | -10.6 | 12.2 | -2.2 | 6.1 | -1.7 | -7.9 | -11.6 | 8.3 | -2.8 | 7 | 3 | 8.7 | 7 | 15 | 8.9 | 10 | 10 | 10.8 | 9.6 | 12.2 | 11.2 | 5.6 | -3.9 | -10.9 | -15.1 | 9 | 2 | 18.7 | 16 | 11.7 | 9.4 | -4.8 | -6.4 | 12.2 | 7.2 | 1.7 | -6.1 | 20.6 | 14.4 | -2.8 | -4.4 | 3.1 | -0.8 | 1.1 | -3.3 | -0.6 | -5 | 0 | -2.8 | 1.7 | -3.2 | 5 | 1.1 | 3.3 | 1.1 | 8.3 | -1.7 | -11 | -14 | 1.1 | 0.9 | 6.1 | -0.6 | -3.3 | -4.4 | -12.8 | -14.4 | -0.9 | -2.7 | -20.6 | -22.2 | -2.2 | -4.4 | -3.3 | -6.7 | -2.2 | -12.2 | -0.6 | -5.6 | 15 | 13.9 | 1.1 | 1.1 | 1.7 | -1.7 | -5.6 | -12.2 | 15 | 13.9 | 2.4 | -7.4 | -6.1 | -6.7 | 2.2 | -1.7 | 1.1 | -7.2 | -1.5 | -5.1 | 8.3 | 6.9 | 0.4 | -4.6 | -5.6 | -9.4 | 2.6 | -4.7 | -11.5 | -12.1 | -10.6 | -16.1 | -8.3 | -13.9 | 1.1 | -1.1 | 2 | 0 | 1.7 | 0.6 | 3.7 | 1.6 | -3.9 | -7.2 | -7.8 | -14.4 | -8 | -10 | 15.6 | 13.8 | -2.2 | -5 | -4.4 | -9.4 | -1.1 | -3.9 | -1.7 | -5 | -4.4 | -7.8 | 15.6 | 13.9 | 4.4 | -5 | 6.7 | -0.6 | 6.1 | 5.6 | 9.4 | 0 | 0.6 | -2.2 | 1.7 | 1.1 | -7.2 | -10.6 | 2.2 | 0 | 1.3 | -0.3 | -1.7 | -3.9 | 2 | 1 | 10.6 | -11.7 | -7.6 | -14.1
-8 | -11 | -5 | -10.6 | 11.7 | -0.4 | 4.8 | -1.3 | -8.7 | -12.2 | 8.9 | -1.1 | 7 | 4 | 8.3 | 6.1 | 14.4 | 8.9 | 10 | 9.4 | 10.6 | 9.4 | 12.2 | 11.3 | 5.6 | -4.4 | -10.8 | -15.4 | 9 | 2 | 18.3 | 16.7 | 11.7 | 9.4 | -5.6 | -7.2 | 11.7 | 7.8 | 1.7 | -7.2 | 21.1 | 14.4 | -2.6 | -4.2 | 3 | -1 | 0 | -3.9 | 0 | -3.9 | -0.6 | -2.7 | 1.7 | -3.9 | 5.4 | 2.6 | 2.8 | 1 | 6.7 | -2.2 | -11 | -13 | 0.6 | -0.2 | 6.1 | -0.6 | -2.2 | -3.3 | -13.3 | -15.6 | -1.1 | -3.3 | -21.5 | -23.9 | -3.3 | -5 | -4.1 | -6.8 | -2.2 | -12.2 | -1.1 | -5.3 | 13.9 | 13 | 0.6 | 0.6 | 1.1 | -2.2 | -5.6 | -11.1 | 15.6 | 13.9 | 1.7 | -7.8 | -7.8 | -7.8 | 0 | -3.8 | 1.7 | -6.1 | -2.2 | -5.6 | 7.2 | 6.1 | -1.1 | -5.6 | -5.6 | -8.9 | 2.2 | -6.1 | -11.7 | -12.2 | -10.6 | -17.2 | -9.4 | -14.4 | 1.1 | -1.1 | 2 | 0 | 0 | -0.6 | 3.3 | 1.1 | -3.9 | -6.7 | -8.3 | -15 | -9 | -10 | 15.6 | 13.9 | -2.8 | -5.6 | -4.4 | -8.9 | -0.6 | -3.3 | -1.7 | -5 | -4.4 | -7 | 15.6 | 14 | 5 | -6.1 | 5.4 | -0.6 | 6.1 | 5.6 | 8.9 | 0.8 | 1.1 | -2.2 | 1.7 | 1.1 | -8.3 | -12.8 | 1.7 | 0 | 1.1 | -0.6 | -2.2 | -4.1 | 2.2 | 1.1 | 7.2 | -11.1 | -8.5 | -14.4
-8 | -11 | -4.4 | -9.4 | 11.1 | 0.5 | 3.5 | -1.3 | -9.4 | -13.3 | 7.8 | -2.2 | 7 | 4 | 7.9 | 6.2 | 13.3 | 9.4 | 9.4 | 8.9 | 10.6 | 9.7 | 12.2 | 11.4 | 5.6 | -6.1 | -10.6 | -16.1 | 9 | 2 | 18.3 | 16.8 | 11.7 | 8.3 | -4.8 | -6.6 | 11.1 | 7.8 | 2.2 | -8.3 | 21.1 | 13.9 | -2.4 | -4.2 | 2.8 | -1.7 | 0 | -3.9 | 0 | -3.9 | -1.1 | -2.9 | 1.9 | -3.2 | 5.7 | 3.7 | 2.2 | 0.7 | 5.6 | -2.2 | -11 | -13 | 0.2 | -0.6 | 5.4 | -0.2 | -2.8 | -3.9 | -13.9 | -16.1 | -0.9 | -3 | -22.4 | -25.7 | -3.3 | -5 | -4.8 | -7.1 | -2.8 | -11.7 | -1.7 | -5.7 | 12.8 | 12.1 | 0 | 0 | 1.1 | -1.7 | -6.7 | -10.6 | 15.6 | 14.4 | 0.9 | -5.7 | -8.3 | -8.3 | -2.2 | -6.6 | 1.1 | -6.1 | -2.8 | -5.4 | 6.7 | 5.7 | -1.5 | -5.2 | -6.7 | -7.8 | 1.7 | -5.6 | -11.3 | -12.1 | -11.1 | -17.2 | -10 | -15 | 1.1 | -1.4 | 1 | 0 | 0 | -0.6 | 3.1 | 1 | -4.4 | -7.8 | -9.4 | -14.4 | -10 | -11 | 15.8 | 14.4 | -3.2 | -5.4 | -4.4 | -8.9 | -1.1 | -3.9 | -2.2 | -5.6 | -4.4 | -6.6 | 15.6 | 14 | 6.1 | -6.7 | 4.1 | -0.6 | 6.1 | 5.6 | 8.3 | 1.2 | 0.6 | -2.8 | 1.1 | 1.1 | -9.4 | -13.4 | 3.3 | 0.6 | 1.1 | -0.4 | -2.8 | -4.7 | 2.6 | 1.3 | 10.6 | -11.7 | -9.4 | -15.6
-11 | -13 | -5.6 | -9.4 | 10.6 | 1.7 | 2.2 | -1.7 | -9.6 | -13 | 7.2 | -2.2 | 7 | 4 | 7.6 | 6.6 | 12.8 | 10 | 8.9 | 8.3 | 10.6 | 9.9 | 12.2 | 11.5 | 8.9 | -7.8 | -11.3 | -16 | 9 | 2 | 18.3 | 17 | 11.7 | 8.3 | -4.1 | -6.3 | 10.6 | 7.8 | 1.1 | -7.8 | 22.2 | 13.3 | -2.2 | -4.4 | 2.8 | -1.4 | -1.1 | -4.4 | 0.6 | -3.9 | -1.7 | -3.3 | 2 | -3.1 | 6.1 | 5 | 1.7 | 0.6 | 5 | -2.2 | -11 | -13 | -0.2 | -1 | 4.6 | -0.2 | -2.2 | -3.9 | -14.4 | -16.7 | -0.8 | -3 | -23.3 | -28.3 | -6.1 | -7.2 | -5.6 | -7.8 | -2.8 | -11.7 | -2.2 | -6.7 | 11.7 | 11.1 | 0 | 0 | 0 | -2.8 | -7.2 | -10 | 16.1 | 13.9 | 0.2 | -4.6 | -11.1 | -11.7 | -4.4 | -10 | 1.7 | -5.6 | -3.3 | -5.5 | 6.1 | 5.1 | -1.8 | -5.4 | -6.7 | -7.2 | 1.1 | -6.4 | -11 | -12 | -11.1 | -17.2 | -11.1 | -14.4 | 1.1 | -1.7 | 1 | 0 | 1.1 | 0 | 3 | 0.9 | -5 | -7.8 | -8.9 | -14.4 | -11 | -12 | 15.9 | 14.6 | -3.5 | -5.3 | -4.4 | -9.4 | -1.7 | -5 | -2.8 | -4.4 | -4.4 | -6.7 | 15.6 | 13.9 | 4.4 | -6.7 | 2.8 | -1.1 | 6.1 | 5.6 | 7.8 | 1.7 | 0 | -2.8 | 1.1 | 1.1 | -10.6 | -14.9 | 3.9 | 0 | 1.1 | -0.4 | -3.3 | -5.6 | 2.9 | 1.4 | 10.6 | -11.7 | -8.7 | -14
-10 | -13 | -5.6 | -8.9 | 10 | 1.6 | 2.6 | -2.6 | -9.8 | -13.2 | 7.2 | -2.2 | 7 | 2 | 7.2 | 6.7 | 13.9 | 10 | 8.9 | 8.3 | 10.6 | 10 | 11.7 | 11.5 | 8.9 | -8.3 | -12.1 | -16.8 | 9 | 2 | 18.3 | 17.2 | 11.1 | 7.8 | -3.3 | -6.1 | 10.6 | 7.8 | 0.6 | -7.2 | 22.8 | 12.2 | -2.2 | -4.3 | 2.8 | -1.4 | -1.7 | -4.4 | 0.6 | -3.9 | -1.9 | -3 | 2.2 | -3.3 | 6.5 | 5.3 | 3 | 1.7 | 5 | -2.8 | -12 | -14 | -0.6 | -1.4 | 3.9 | 0 | -4.4 | -5 | -14.4 | -18.3 | -0.6 | -3.3 | -22.8 | -27.4 | -6.1 | -6.7 | -6.1 | -8 | -2.8 | -13.3 | -2.6 | -6.1 | 10.2 | 9.6 | 0 | 0 | 0.6 | -2.2 | -7.2 | -11.1 | 16.1 | 14.4 | -0.6 | -4.4 | -10.6 | -11.1 | -5.5 | -10.1 | -0.6 | -6.1 | -3.9 | -6.1 | 5.6 | 4.4 | -2.2 | -6.1 | -6.1 | -6.7 | 0.6 | -7.8 | -10.6 | -12.2 | -12.2 | -17.2 | -8.9 | -15 | 0.9 | -1.6 | 1 | 0 | 0.6 | 0 | 2.8 | 0.6 | -4.4 | -8.3 | -10 | -15.6 | -12 | -13 | 16.1 | 15 | -3.9 | -5.6 | -5 | -9.4 | -2.2 | -3.9 | -2.8 | -4.4 | -4.8 | -6.7 | 15 | 13.7 | 0.6 | -5 | 2.1 | -1.3 | 6.1 | 4.4 | 7.2 | 2.1 | -0.6 | -3.3 | 1.1 | 1.1 | -11.7 | -16.7 | 3.9 | -0.6 | 1.1 | -0.6 | -3.3 | -5.1 | 3.3 | 1.7 | 10 | -12.2 | -7.9 | -12.9
-12 | -14 | -5.6 | -8.3 | 9.5 | 1.9 | 2.9 | -4.2 | -10 | -13.9 | 6.7 | -2.2 | 6 | 2 | 6.5 | 5.9 | 12.2 | 8.9 | 7.8 | 7.2 | 10.2 | 9.5 | 11.7 | 11.6 | 5 | -7.8 | -12.8 | -17.8 | 9 | 1 | 18.5 | 17.2 | 9.4 | 5.6 | -3.9 | -6.1 | 10.6 | 7.8 | 0 | -6.1 | 21.7 | 12.8 | -2.2 | -4.5 | 2.8 | -1.7 | -0.6 | -3.3 | 0.6 | -3.3 | -2 | -2.9 | 1.3 | -3.1 | 6.8 | 5.3 | 4.3 | 2.8 | 4.4 | -2.8 | -12 | -14 | -1.5 | -2 | 4.1 | 0 | -3.3 | -5 | -15 | -17.2 | -1.7 | -3.8 | -22.2 | -27 | -2.8 | -3.3 | -6.7 | -8.3 | -3.3 | -13.9 | -2.9 | -6.1 | 8.7 | 8.1 | 0 | 0 | 0.6 | -1.7 | -7.8 | -11.7 | 15 | 13.9 | -1.5 | -4.4 | -11.1 | -11.7 | -6.7 | -11.2 | 1.1 | -6.7 | -3.9 | -5.9 | 5.4 | 4.4 | -2.9 | -6 | -4.4 | -5 | 0 | -7.3 | -10.8 | -11.9 | -11.1 | -17.8 | -9.4 | -15.6 | 0.8 | -1.4 | 1 | 0 | 0 | -0.6 | 2.4 | 0.3 | -6.1 | -9.4 | -10.6 | -15 | -13 | -14 | 16.1 | 15 | -3.9 | -5.3 | -6.1 | -10 | -1.1 | -3.3 | -2.8 | -5 | -5.2 | -7.1 | 14.5 | 13.6 | 0 | -5.6 | 1.3 | -1.9 | 6.1 | 3.9 | 6.7 | 2.6 | -0.6 | -3.3 | 1.1 | 1.1 | -12.2 | -16.1 | 3.3 | 0 | 1.1 | -0.4 | -3.3 | -4.9 | 3.9 | 2.4 | 10.6 | -12.2 | -7.2 | -12.8
-11 | -13 | -5.6 | -8.3 | 8.9 | 1.7 | 3.3 | -6.7 | -10 | -13.3 | 4.4 | -2.8 | 6 | 2 | 5.7 | 5.1 | 14.4 | 6.1 | 7.2 | 7.2 | 9.8 | 8.9 | 11.7 | 11.7 | 2.8 | -7.2 | -12.1 | -16.3 | 9 | 0 | 18.7 | 17.2 | 8.9 | 5.6 | -4.4 | -6.2 | 10.6 | 7.8 | 0.6 | -3.3 | 21.1 | 13.3 | -2.2 | -5 | 2.8 | -1.5 | -1.1 | -4.4 | -0.6 | -4.4 | -2.2 | -2.8 | 0.3 | -3.7 | 7.2 | 5.6 | 5.6 | 3.9 | 4.4 | -2.8 | -12 | -14 | -2.4 | -2.7 | 4.2 | 0 | -2.8 | -3.9 | -15.6 | -17.8 | -2.8 | -4.6 | -21.7 | -27.2 | -5.6 | -6.7 | -7.2 | -8.9 | -3.3 | -12.2 | -3.3 | -6.7 | 7.2 | 6.7 | -0.6 | -0.6 | 2.2 | -1.1 | -9.4 | -11.7 | 11.7 | 11.1 | -2.4 | -4.7 | -12.2 | -12.2 | -7.8 | -12.8 | 0 | -6.1 | -3.9 | -6.2 | 5.2 | 4.2 | -3.7 | -6.5 | -4.4 | -5 | -0.5 | -7.8 | -10.9 | -11.7 | -11.7 | -18.3 | -10 | -15 | 0.6 | -1.7 | 1 | 0 | 0.6 | 0.6 | 2.1 | -0.1 | -6.1 | -8.9 | -10 | -15 | -13 | -15 | 16.1 | 15 | -3.9 | -5 | -7.8 | -12.2 | -0.6 | -3.3 | -3.3 | -6.1 | -5.6 | -7.8 | 13.9 | 13.3 | -0.6 | -6.7 | 0.6 | -2.8 | 6.1 | 3.3 | 6.1 | 2.8 | -0.6 | -3.9 | 1.7 | 1.7 | -12.8 | -16.2 | 3.3 | 0 | 1.1 | -0.4 | -3.3 | -5 | 4.4 | 3.2 | 11.1 | -11.7 | -7.9 | -12.7
-10 | -12 | -5.6 | -8.3 | 8.3 | 2.3 | 3.3 | -6.1 | -10 | -13.3 | 6.7 | -2.2 | 6 | 4 | 5 | 4.4 | 15 | 3.9 | 7.8 | 7.8 | 9.4 | 8.3 | 12.2 | 11.7 | 2.8 | -7.2 | -11.3 | -15.1 | 8 | 0 | 18.9 | 17.2 | 8.9 | 4.4 | -5 | -6.7 | 10.6 | 7.8 | 1.1 | -0.6 | 20.6 | 13.3 | -1.3 | -4 | 2.8 | -1.7 | -1.1 | -3.9 | -2.2 | -5.6 | -2 | -2.5 | -0.6 | -4.4 | 7.9 | 5.9 | 7.3 | 4.6 | 4.4 | -2.8 | -13 | -15 | -3.3 | -3.3 | 4.4 | 0 | -1.7 | -3.3 | -15 | -17.2 | -3.9 | -5.6 | -22.4 | -27.4 | -8.3 | -8.9 | -6.3 | -7.9 | -4.4 | -13.9 | -3.5 | -6.7 | 7.4 | 6.4 | -0.6 | -0.6 | 1.7 | -2.2 | -8.3 | -11.1 | 9.4 | 8.9 | -3.3 | -5.6 | -12.8 | -12.8 | -8.3 | -12.3 | -1.1 | -6.7 | -3.9 | -6.7 | 5 | 3.9 | -4.4 | -7.2 | -3.9 | -4.4 | -1.1 | -9.4 | -11.1 | -11.7 | -12.8 | -17.8 | -10.6 | -15.6 | 1 | -1.1 | 1 | 0 | 0.6 | 0.6 | 1.7 | -0.6 | -5.6 | -7.8 | -10 | -15 | -13 | -14 | 16.1 | 15 | -3.9 | -5 | -9.4 | -12.8 | -0.6 | -3.3 | -3.9 | -7.2 | -4.7 | -6.6 | 15.7 | 14.8 | -1.1 | -6.7 | 1.3 | -2.3 | 6.1 | 2.8 | 6.8 | 3.1 | -1.1 | -3.9 | 1.7 | 1.7 | -13.3 | -16.7 | 3.3 | -1.1 | 1.1 | -0.6 | -2 | -3.8 | 5 | 3.9 | 11.1 | -12.2 | -8.7 | -13.7
-9 | -10 | -5.6 | -8.9 | 7.8 | 3.1 | 3.3 | -6.1 | -10 | -13.9 | 6.1 | -2.8 | 6 | 4 | 6.5 | 5.9 | 17.8 | 3.9 | 8.3 | 8.3 | 9.6 | 8.6 | 12.8 | 12.2 | 3.9 | -6.7 | -10.6 | -14.4 | 8 | 0 | 19.1 | 17.6 | 8.9 | 4.4 | -2 | -5.2 | 10.6 | 8.3 | 1.1 | -0.6 | 21.7 | 13.3 | -0.3 | -3.1 | 2.8 | -2.2 | -0.6 | -3.3 | -2.2 | -5.6 | -1.9 | -2.4 | 1.1 | -3.3 | 8.7 | 6.3 | 8.9 | 5.1 | 5 | -2.8 | -13 | -16 | -5.2 | -5.3 | 4.8 | -0.7 | -0.6 | -1.7 | -15.6 | -17.8 | -2 | -3.8 | -23.2 | -28.3 | -8.3 | -8.3 | -5.3 | -7.2 | -4.4 | -13.3 | -3.7 | -7.2 | 7.6 | 5.9 | -0.6 | -0.6 | 2.2 | -2.2 | -9.4 | -10.6 | 8.3 | 7.8 | 0 | -2.7 | -10.6 | -10.6 | -8.9 | -12.6 | 1.1 | -6.1 | -1.3 | -5.5 | 7.8 | 5.8 | -0.7 | -4.8 | -2.8 | -3.3 | -1.1 | -8.8 | -10.9 | -12.1 | -13.3 | -18.3 | -10 | -15 | 1.3 | -0.8 | 1 | 0 | 1.1 | 0.6 | 3 | 0.2 | -4.4 | -7.8 | -10.6 | -15 | -13 | -14 | 16.1 | 15 | -1.7 | -2.3 | -10 | -13.9 | -0.6 | -3.3 | -3.9 | -7.2 | -3.7 | -5.6 | 17.6 | 16.3 | 2.8 | -6.1 | 2.1 | -2.3 | 6.1 | 2.2 | 7.6 | 3.7 | 0 | -3.3 | 1.7 | 1.7 | -12.9 | -16.8 | 2.2 | -0.6 | 1.7 | 0.1 | -0.7 | -2.8 | 3.5 | 2.6 | 11.1 | -12.8 | -9.4 | -15
-8 | -10 | -6.7 | -10 | 7.2 | 3.3 | 3.3 | -7.2 | -4.4 | -10.3 | 11.1 | -1.7 | 6 | 4 | 7.9 | 7.3 | 22.2 | 3.3 | 8.3 | 8.3 | 9.8 | 8.8 | 14.4 | 12.2 | 7.2 | -7.2 | -9.8 | -13.9 | 9 | 0 | 19.2 | 17.9 | 11.7 | 4.4 | 0.9 | -4.4 | 14.4 | 10 | 1.7 | 0 | 24.4 | 12.8 | 0.6 | -2.8 | 5 | -1.3 | 2.8 | -2.2 | -1.1 | -5 | -1.7 | -2.2 | 2.7 | -2.8 | 9.4 | 6.7 | 10.6 | 5.6 | 5 | -2.8 | -17 | -20 | -7 | -7.3 | 5.2 | -1.5 | 0 | -0.6 | -15 | -16.7 | -0.2 | -2.3 | -23.9 | -29.4 | -7.2 | -7.2 | -4.4 | -6.7 | -4.4 | -16.1 | -3.9 | -8.3 | 7.8 | 5.6 | -0.6 | -0.6 | 2.2 | -2.2 | -6.1 | -7.8 | 7.8 | 7.8 | 3.4 | -0.4 | -7.2 | -7.2 | -9.4 | -13.3 | 3.3 | -5.6 | 1.3 | -5.2 | 10.5 | 7.4 | 3 | -3.3 | -2.2 | -2.8 | -1.1 | -9 | -10.8 | -12.9 | -9.4 | -18.3 | -7.8 | -12.2 | 1.7 | -0.6 | 1 | 0 | 1.7 | 1.1 | 4.3 | 1 | -2.2 | -6.1 | -7.2 | -12.2 | -13 | -14 | 16.1 | 15 | 0.6 | 0.2 | -10.6 | -14.4 | 0.6 | -2.8 | -4.4 | -7.2 | -2.8 | -5 | 19.4 | 17.8 | 7.2 | -6.1 | 2.8 | -2.8 | 6.7 | 2.2 | 8.3 | 3.9 | 1.1 | -1.7 | 1.7 | 1.7 | -12.6 | -17.4 | 3.9 | 0 | 2.2 | 0.6 | 0.6 | -2.2 | 2.1 | 1.4 | 13.9 | -12.8 | -6.1 | -11.7
-8 | -10 | -6.7 | -9.4 | 7.8 | 4.2 | 4.2 | -6.7 | 1.1 | -8.5 | 14.4 | -2.2 | 7 | 4 | 9.4 | 8.9 | 25.6 | 3.9 | 9.4 | 9.4 | 10 | 8.9 | 15.6 | 11.1 | 12.2 | -8.3 | -9.1 | -13.9 | 11 | 1 | 19.4 | 18.3 | 15 | 4.4 | 3.9 | -5 | 17.8 | 11.1 | 2.8 | 1.7 | 25 | 11.7 | 2.8 | -1.4 | 7.2 | -0.7 | 4.4 | -1.7 | 1.7 | -3.3 | 0.5 | -1.4 | 4.4 | -2.8 | 10.2 | 7.3 | 11.7 | 6.4 | 5.6 | -2.2 | -20 | -22 | -8.9 | -9.4 | 5.6 | -2.8 | 1.1 | 0.6 | -13.3 | -16.7 | 1.7 | -1.1 | -21.7 | -27.4 | -6.1 | -6.7 | -2.9 | -5.8 | -4.4 | -17.8 | -2.6 | -7.3 | 7.6 | 5.1 | -0.6 | -0.6 | 3.3 | -2.2 | -2.8 | -9.4 | 7.8 | 7.8 | 6.7 | 1.7 | -5 | -6.1 | -8.5 | -12.3 | 6.7 | -5.6 | 3.9 | -6.1 | 13.3 | 8.9 | 6.7 | -2.8 | -1.7 | -2.2 | -1.1 | -10.6 | -10.6 | -13.9 | -6.1 | -18.9 | -5.6 | -10.6 | 4.3 | -0.6 | 2 | 1 | 2.2 | 1.7 | 5.6 | 1.7 | 0 | -4.4 | -3.3 | -10 | -12 | -14 | 16.1 | 15 | 2.8 | 2.8 | -8.9 | -12.8 | 1.1 | -2.8 | -4.4 | -7.8 | -1.9 | -4 | 20.9 | 17.5 | 10 | -6.7 | 3.9 | -2.4 | 7.8 | 1.7 | 9.2 | 2.5 | 5.6 | -0.6 | 2.2 | 2.2 | -12.2 | -18.9 | 5 | 0 | 2.8 | 1.1 | 2.6 | -1.5 | 0.6 | 0 | 15.6 | -15.6 | -2.7 | -9.2
-8 | -11 | -6.7 | -9.4 | 8.3 | 4.9 | 5.2 | -6.8 | 6.7 | -9.4 | 17.8 | -3.3 | 7 | 4 | 10.9 | 9.4 | 26.7 | 4.4 | 13.9 | 11.1 | 10.7 | 9.3 | 17.8 | 11.1 | 14.4 | -8.3 | -8.3 | -14.4 | 12 | 0 | 18.7 | 17.4 | 17.8 | 3.3 | 5.9 | -4.3 | 20.6 | 11.7 | 4.4 | 2.8 | 26.1 | 12.2 | 5 | -0.4 | 9.4 | -0.6 | 5.6 | -1.7 | 2.8 | -2.2 | 2.8 | -0.7 | 5.3 | -2 | 10.9 | 7.8 | 12.8 | 7.5 | 5 | -1.7 | -21 | -24 | -9.1 | -10 | 5.6 | -2.8 | 2.2 | 1.1 | -12.2 | -15.6 | 2.2 | -0.2 | -19.4 | -25.7 | -4.4 | -4.4 | -1.5 | -5.4 | -2.2 | -23.3 | -1.3 | -7.1 | 7.4 | 4.4 | 0.6 | 0.6 | 3.9 | -2.8 | 0 | -11.7 | 7.8 | 7.2 | 9.1 | 2 | 0 | -2.2 | -7.6 | -12 | 10 | -6.7 | 5.6 | -5.3 | 14.8 | 9 | 9.8 | -1.6 | -1.1 | -2.2 | -0.5 | -9.6 | -9.7 | -13.2 | -5 | -16.1 | -2.8 | -8.9 | 6.8 | -1.6 | 3 | 1 | 4.4 | 3.3 | 6.5 | 1.8 | 1.7 | -5.6 | -0.6 | -9.4 | -12 | -14 | 16.3 | 15.2 | 6.1 | 3.9 | -7.8 | -12.2 | 2.2 | -3.9 | -4.4 | -7.8 | -0.9 | -3.1 | 22.4 | 17.3 | 11.7 | -6.7 | 5 | -2.3 | 8.9 | 1.7 | 10.2 | 0.5 | 7.8 | -1.7 | 2.2 | 2.2 | -11.3 | -17.6 | 5.6 | 1.1 | 3.9 | 1.8 | 4.7 | -1.3 | 0.6 | -0.1 | 16.1 | -14.4 | 0.6 | -7.8
-8 | -11 | -5.6 | -8.9 | 8.9 | 5.6 | 6.1 | -8.3 | 7.6 | -9.5 | 19.4 | -3.9 | 7 | 5 | 12.4 | 9.8 | 28.3 | 3.9 | 15.6 | 12.8 | 11.5 | 9.6 | 19.4 | 11.1 | 17.8 | -8.9 | -7.6 | -13.2 | 13 | 1 | 17.9 | 16.4 | 20.6 | 8.3 | 8 | -4.2 | 22.8 | 11.7 | 8.9 | 4.4 | 27.8 | 12.8 | 7.2 | 0.6 | 10.5 | 0 | 6.1 | -1.7 | 3.9 | -1.7 | 5 | -0.6 | 6.3 | -1.6 | 11.7 | 8.3 | 13.9 | 8.3 | 6.7 | -2.2 | -21 | -24 | -9.2 | -10.6 | 5.6 | -3.5 | 1.7 | 0.6 | -9.4 | -15 | 2.8 | 0.8 | -17.2 | -25 | -3.3 | -3.9 | 0 | -5.6 | -1.1 | -22.8 | 0 | -7.8 | 7.2 | 3.9 | 2.8 | 2.2 | 5.6 | -2.2 | 1.1 | -12.2 | 7.8 | 7.2 | 11.5 | 2 | 1.1 | -2.8 | -6.7 | -12.2 | 12.2 | -7.2 | 7.2 | -5.5 | 16.3 | 8.8 | 13 | -1.5 | 0 | -1.1 | 0 | -9.9 | -8.7 | -12.9 | -3.3 | -16.1 | 0 | -8.3 | 9.4 | -3.9 | 4 | -1 | 5.6 | 3.9 | 7.4 | 1.7 | 3.3 | -6.1 | 0.6 | -9.4 | -12 | -14 | 16.5 | 15.4 | 9.5 | 4.9 | -7.2 | -11.1 | 2.2 | -1.7 | -3.9 | -8.3 | 0 | -2.8 | 23.9 | 16.7 | 14.4 | -6.1 | 6.1 | -2.8 | 9.4 | 2.2 | 11.1 | -2.2 | 9.4 | 0 | 2.2 | 2.2 | -10.3 | -17.2 | 6.7 | 0 | 5 | 2.2 | 6.7 | -1.7 | 0.6 | -0.3 | 16.1 | -12.8 | 1.5 | -6
-7 | -11 | -5 | -8.3 | 8.9 | 6.4 | 6.8 | -7.4 | 8.5 | -11.2 | 21.1 | -5 | 7 | 6 | 13.9 | 10 | 29.4 | 3.9 | 17.2 | 8.3 | 12.2 | 10 | 19.4 | 11.1 | 18.3 | -11.1 | -6.8 | -12.2 | 15 | 2 | 17.2 | 15.6 | 20.6 | 8.9 | 10 | -5.6 | 23.3 | 11.7 | 10 | 5 | 28.9 | 13.3 | 7.8 | 0.5 | 11.7 | 0.8 | 6.1 | -1.1 | 4.4 | -1.7 | 6.5 | -0.8 | 7.2 | -1.7 | 13.2 | 9.3 | 14.1 | 8.5 | 7.2 | -2.2 | -21 | -25 | -9.4 | -11.7 | 5.6 | -4.4 | 2.8 | 1.7 | -6.7 | -13.3 | 3.3 | 1.7 | -16.5 | -24.1 | -2.8 | -3.3 | 1.1 | -4.6 | 0 | -22.2 | 0.7 | -6.3 | 6.7 | 2.8 | 3.3 | 2.2 | 6.1 | -2.2 | 3.3 | -11.7 | 7.8 | 7.2 | 13.9 | 1.1 | -5 | -6.7 | -6.1 | -11.5 | 15.6 | -8.3 | 8.9 | -6.7 | 17.8 | 8.3 | 16.1 | -2.2 | 0.6 | -0.6 | 0.6 | -11.7 | -7.8 | -13.3 | -1.1 | -14.4 | 1.7 | -7.8 | 10.3 | -2.4 | 4 | 1 | 7.8 | 5 | 8.3 | 1.7 | 4.4 | -5.6 | 1.1 | -10 | -13 | -15 | 16.7 | 15.6 | 12.8 | 5 | -6.1 | -11.1 | 2.8 | -0.6 | -3.3 | -7.8 | 0.4 | -2.2 | 22.2 | 16.5 | 15.6 | -6.1 | 7.8 | -2.2 | 10.6 | 2.2 | 11.3 | -1 | 10.6 | -1.1 | 2.8 | 2.2 | -9.4 | -17.8 | 6.1 | -0.6 | 6.1 | 2.8 | 7.1 | -1.4 | 0.6 | -0.6 | 15.6 | -12.2 | 2.4 | -5.1
-7 | -10 | -5 | -7.8 | 8.9 | 7.2 | 7.6 | -7.1 | 9.4 | -15.6 | 21.7 | -6.1 | 7 | 6 | 14.8 | 9.8 | 29.4 | 5 | 17.2 | 10 | 13.3 | 10.3 | 16.1 | 11.7 | 17.2 | -8.9 | -6.1 | -12.2 | 15 | 1 | 17.4 | 15.6 | 21.7 | 8.3 | 10.6 | -4.8 | 23.9 | 11.7 | 13.3 | 5.6 | 28.9 | 12.8 | 8.3 | 0.3 | 12.8 | 1.1 | 7.2 | -0.6 | 4.4 | -1.1 | 7.9 | -1.2 | 6.5 | 0.4 | 14.6 | 9.9 | 14.2 | 8.8 | 7.8 | -2.8 | -21 | -25 | -10.7 | -12.6 | 5.6 | -4 | 2.2 | 1.1 | -5.6 | -13.3 | 3.3 | 1.8 | -15.7 | -23.8 | 0 | -2.2 | 2.2 | -4.2 | -0.6 | -24.4 | 1.5 | -5.8 | 6.1 | 1.6 | 5.6 | 3.3 | 7.2 | -2.2 | 5 | -11.7 | 7.8 | 6.7 | 14.3 | 2.2 | -5.6 | -7.8 | -5.6 | -11.4 | 17.2 | -9.4 | 9.8 | -5.4 | 18 | 6.9 | 16.7 | -1.2 | 1.7 | -3.3 | 1 | -10.4 | -8.2 | -12.9 | -1.1 | -11.7 | 2.8 | -6.7 | 11.3 | -1 | 3 | 0 | 8.3 | 5 | 8.7 | 1.1 | 5 | -5.6 | 1.7 | -10.6 | -13 | -16 | 17.4 | 15.8 | 13.7 | 6.8 | -5 | -10 | 3.3 | 0.6 | -2.8 | -7.8 | 0.7 | -2.1 | 20.6 | 16 | 17.2 | -6.1 | 9.4 | -2.2 | 10.6 | 2.2 | 11.5 | -0.6 | 11.7 | 1.1 | 2.8 | -0.6 | -8.7 | -16.6 | 7.2 | -1.7 | 6.3 | 2.9 | 7.4 | -1.1 | 0.8 | -0.4 | 10 | -6.1 | 3.3 | -5
-6 | -7 | -5 | -7.8 | 8.9 | 7.8 | 8.3 | -8.3 | 9 | -13.2 | 22.8 | -8.3 | 7 | 6 | 15.8 | 9.5 | 26.1 | 7.2 | 17.8 | 10.6 | 14.5 | 10.9 | 16.7 | 11.1 | 15.6 | -3.9 | -6.7 | -10.4 | 13 | 4 | 17.6 | 15.6 | 21.7 | 8.9 | 11.1 | -5.2 | 23.3 | 12.8 | 13.3 | 5.6 | 27.8 | 13.3 | 8.9 | 0 | 13.5 | 1.5 | 7.8 | 0 | 4.4 | -1.1 | 9.4 | -2.2 | 5.7 | 1.6 | 16.1 | 10.6 | 14.4 | 8.9 | 6.7 | -2.2 | -21 | -25 | -12 | -13.9 | 5.6 | -4 | 2.8 | 1.7 | -4.4 | -11.1 | 3.3 | 2.1 | -15 | -25 | 2.8 | -2.2 | 3.3 | -4.4 | 0 | -23.9 | 2.2 | -6.1 | 5.6 | 0.6 | 7.2 | 2.8 | 6.7 | -1.1 | 6.1 | -11.7 | 8.3 | 7.2 | 14.6 | 3.1 | -6.7 | -8.3 | -5 | -12.2 | 18.3 | -8.9 | 10.8 | -4.6 | 18.1 | 5.4 | 17.2 | -1.3 | 1.7 | -2.2 | 1.3 | -10.8 | -8.5 | -13.1 | -1.1 | -10.6 | 3.9 | -5.6 | 12.2 | 0 | 2 | 0 | 8.3 | 5.6 | 9 | 0.2 | 6.1 | -6.1 | 2.2 | -10.6 | -13 | -16 | 18.2 | 15.8 | 14.7 | 8.9 | -4.4 | -11.1 | 3.9 | 0.6 | -2.2 | -7.8 | 1.1 | -2.2 | 18.9 | 15.6 | 16.7 | -5.6 | 11.1 | -2.8 | 10 | 1.7 | 11.7 | 0 | 11.7 | 1.1 | 1.1 | -4.4 | -7.9 | -16.3 | 7.2 | -1.7 | 6.5 | 3.3 | 7.8 | -1.1 | 0.9 | -0.5 | 7.2 | -8.9 | 3.1 | -4.3
-6 | -7 | -5 | -7.8 | 8.7 | 7.3 | 7.2 | -7.5 | 8.7 | -13.4 | 22.8 | -7.2 | 7 | 6 | 16.7 | 8.9 | 25 | 8.3 | 17.8 | 11.1 | 15.6 | 11.1 | 16.1 | 11.7 | 13.3 | -5 | -7.2 | -9.5 | 12 | 4 | 17.8 | 15.6 | 21.7 | 8.9 | 11.7 | -6.1 | 22.8 | 13.3 | 13.3 | 6.1 | 27.2 | 12.8 | 7.4 | -0.5 | 14.3 | 1.9 | 7.8 | 0.6 | 5 | -1.1 | 9 | -2.6 | 5 | 2.8 | 15.5 | 10.7 | 14.6 | 8.8 | 6.7 | -2.8 | -20 | -26 | -13.3 | -15.6 | 5.6 | -4.4 | 2.8 | 1.7 | -5 | -10.6 | 3.3 | 2.2 | -15.9 | -24.6 | 2.2 | -2.2 | 2.9 | -3.8 | -0.6 | -23.9 | 1.8 | -5.4 | 5.4 | 0.7 | 7.8 | 1.7 | 6.1 | -2.2 | 5.6 | -11.7 | 8.3 | 7.2 | 15 | 3.9 | -7.8 | -8.9 | -5.2 | -12 | 18.3 | -8.9 | 11.7 | -5 | 18.3 | 3.3 | 17.8 | -1.1 | 0.6 | -2.2 | 1.7 | -12.8 | -8.9 | -13.9 | -1.1 | -10 | 3.9 | -5 | 11.7 | -0.1 | 2 | 0 | 8.3 | 5.6 | 9.4 | -0.6 | 5 | -5.6 | 2.2 | -11.1 | -13 | -16 | 18.9 | 16.1 | 15.6 | 10.6 | -3.3 | -10.6 | 4.4 | 1.7 | -1.7 | -7.8 | 1.1 | -1.7 | 18.7 | 15.4 | 18.3 | -6.1 | 10.9 | -2.2 | 10.6 | 2.2 | 11.5 | 0.9 | 12.2 | 0.6 | -0.6 | -4.4 | -7.2 | -17.2 | 7.2 | -1.7 | 6.7 | 3.3 | 5.8 | -1.6 | 1.1 | -0.6 | 5.6 | -10.6 | 3 | -3.9
-6 | -9 | -5 | -7.8 | 8.5 | 6.7 | 6.1 | -8 | 8.3 | -15 | 21.7 | -8.3 | 7 | 6 | 15.4 | 8.7 | 21.7 | 8.3 | 16.1 | 10 | 14.3 | 10.9 | 15.6 | 11.7 | 12.2 | -4.4 | -7.8 | -8.9 | 8 | 7 | 17.1 | 15.5 | 21.1 | 11.1 | 10.4 | -3.2 | 21.7 | 13.3 | 12.8 | 7.2 | 26.7 | 13.3 | 5.9 | -0.9 | 15 | 2.2 | 7.2 | 1.1 | 4.4 | -1.1 | 8.7 | -2.8 | 4.4 | 2.7 | 15 | 10.6 | 14.8 | 8.8 | 6.7 | -2.8 | -21 | -26 | -13.5 | -15.5 | 4.5 | -4.7 | 2.8 | 2.2 | -4.4 | -10 | 2.9 | 1.4 | -16.9 | -25.9 | 1.7 | -3.3 | 2.6 | -3.9 | -1.1 | -23.9 | 1.5 | -5.2 | 5.2 | 0.9 | 6.7 | 2.2 | 7.2 | -2.8 | 5 | -11.7 | 7.8 | 7.2 | 13.9 | 6.3 | -9.4 | -11.1 | -5.4 | -12.8 | 17.2 | -9.4 | 8.2 | -2.7 | 17.2 | 4.2 | 14.1 | -0.6 | -0.6 | -1.1 | 1.3 | -11.1 | -9.5 | -12.7 | -1.7 | -9.4 | 3.3 | -4.4 | 11.1 | -0.1 | 2 | 1 | 8.9 | 6.1 | 8.7 | -0.1 | 4.4 | -4.4 | 1.7 | -11.1 | -13 | -16 | 18 | 15.7 | 15 | 11 | -2.8 | -9.4 | 5 | 1.7 | -1.1 | -8.3 | 1.1 | -1.6 | 18.5 | 15.2 | 16.1 | -6.7 | 10.8 | -2 | 10 | 2.2 | 11.3 | 1.2 | 11.7 | 0.6 | -1.1 | -6.1 | -8.3 | -16.6 | 6.7 | -2.2 | 5.8 | 3 | 3.7 | -2.2 | 0.9 | -0.9 | 4.4 | -10 | 2.8 | -4.4
-6 | -9 | -5 | -8.3 | 8.3 | 6.1 | 5 | -9.4 | 5.2 | -11.4 | 21.7 | -8.3 | 7 | 6 | 14.1 | 8.3 | 18.3 | 8.3 | 15 | 10 | 13 | 10.6 | 15 | 11.7 | 10.6 | -2.8 | -9.3 | -10.1 | 8 | 8 | 16.3 | 15.4 | 20 | 11.1 | 9.1 | -2.2 | 18.9 | 13.3 | 10.6 | 8.9 | 25 | 13.9 | 4.4 | -1.7 | 13.5 | 1.8 | 5.6 | 1.1 | 3.9 | -2.2 | 8.3 | -3.9 | 3.9 | 2.9 | 14.4 | 10.6 | 15 | 8.3 | 6.1 | -2.8 | -23 | -27 | -13.7 | -16 | 3.3 | -5.2 | 2.8 | 2.2 | -6.1 | -12.8 | 2.6 | 0.8 | -17.8 | -27.8 | 1.1 | -3.9 | 2.2 | -4.4 | -2.8 | -23.3 | 1.1 | -6.1 | 5 | 1.1 | 5.6 | 2.2 | 4.4 | -3.3 | 4.4 | -11.7 | 7.8 | 5.6 | 12.8 | 7.7 | -10.6 | -11.7 | -5.6 | -14.4 | 13.3 | -9.4 | 4.6 | -2.4 | 16.1 | 4.5 | 10.4 | -0.9 | -0.6 | -1.1 | 1 | -10.7 | -10 | -11.9 | -2.2 | -9.4 | 1.1 | -5 | 10.6 | -0.6 | 2 | 0 | 7.8 | 4.4 | 7.9 | 0.4 | 2.8 | -5 | 1.1 | -11.1 | -14 | -17 | 17 | 15.4 | 14.5 | 11.5 | -4.4 | -10 | 4.4 | 1.7 | -1.1 | -7.8 | 1.1 | -1.7 | 18.3 | 15 | 12.8 | -6.1 | 10.6 | -2.2 | 9.4 | 2.8 | 11.1 | 1.7 | 7.2 | 1.1 | -1.7 | -8.9 | -9.5 | -17.3 | 5 | -2.2 | 4.8 | 2.3 | 1.7 | -3.3 | 0.8 | -1.4 | 2.2 | -11.7 | 1.3 | -5.6
-6 | -9 | -5.6 | -8.9 | 7.6 | 5.1 | 3.7 | -6.3 | 2 | -11.2 | 20 | -7.8 | 7 | 4 | 12.8 | 7.8 | 17.8 | 7.8 | 11.1 | 10 | 11.7 | 10 | 13.9 | 11.7 | 8.3 | -2.8 | -10.7 | -11.3 | 8 | 8 | 15.6 | 15 | 18.9 | 12.2 | 7.8 | -1.7 | 18.3 | 13.3 | 10 | 8.3 | 23.3 | 14.4 | 3.5 | -1.6 | 12.1 | 1.1 | 4.4 | 1.1 | 3.3 | -2.2 | 7 | -2.6 | 3.3 | 2.8 | 14 | 10.8 | 14.8 | 8.8 | 5 | -2.8 | -24 | -27 | -13.9 | -16.7 | 2.2 | -6.7 | 2.8 | 1.7 | -8.3 | -12.2 | 2.2 | 0 | -19.5 | -27.2 | 1.1 | -3.9 | 1.5 | -3.9 | -3.9 | -23.3 | 0.7 | -5.3 | 4.1 | 0.6 | 5 | 1.7 | 2.2 | -3.9 | 2.2 | -11.1 | 7.2 | 5 | 11.7 | 8.9 | -11.1 | -12.2 | -6.5 | -13.2 | 10.6 | -6.7 | 1.1 | -3.3 | 15 | 5 | 6.7 | -2.2 | -0.6 | -2.8 | 0.6 | -12.2 | -10.6 | -11.7 | -2.2 | -9.4 | -1.1 | -5.6 | 9.1 | 0.5 | 2 | 0 | 7.8 | 4.4 | 7.2 | 0.6 | 2.8 | -4.4 | 0 | -11.1 | -14 | -18 | 16.1 | 15 | 13.9 | 11.7 | -6.7 | -9.4 | 4.4 | 2.2 | -1.1 | -8.3 | 0.7 | -1.5 | 17.4 | 14.7 | 10 | -5.6 | 9.5 | -0.3 | 8.3 | 3.9 | 10.4 | 2.7 | 3.9 | -1.1 | -2.2 | -10 | -10.6 | -18.9 | 3.3 | -2.2 | 3.9 | 1.7 | 1.1 | -2.8 | 0.6 | -2.2 | 1.7 | -11.1 | -0.2 | -7.3
-7 | -9 | -5.6 | -8.3 | 6.8 | 3.8 | 2.4 | -5.3 | -1.1 | -12.8 | 17.8 | -5.6 | 7 | 4 | 11.3 | 7.8 | 18.9 | 6.7 | 12.2 | 8.9 | 11.3 | 9.8 | 14.4 | 11.7 | 7.8 | -2.8 | -12.2 | -12.8 | 7 | 7 | 16 | 15.7 | 17.8 | 12.8 | 6.7 | -0.6 | 18.3 | 13.9 | 9.4 | 8.3 | 22.8 | 13.3 | 2.6 | -1.9 | 10.6 | 0.6 | 3.9 | 1.1 | 2.8 | -1.7 | 5.7 | -1.9 | 3.3 | 2.7 | 13.7 | 11.1 | 14.6 | 9.2 | 4.4 | -2.2 | -25 | -27 | -14.1 | -16.2 | 0.9 | -5.5 | 2.8 | 1.7 | -9.4 | -12.8 | 1.7 | -0.2 | -21.1 | -27.5 | 0 | -3.9 | 0.7 | -3.8 | -4.4 | -23.3 | 0.4 | -5.3 | 3.1 | 0 | 5 | 0 | 2.2 | -3.9 | 1.1 | -11.1 | 6.1 | 3.3 | 11.7 | 9.3 | -11.7 | -12.8 | -7.4 | -13.1 | 10 | -6.7 | 0.7 | -3 | 14.6 | 4.9 | 6.1 | -2 | -0.6 | -1.1 | 0.2 | -10.5 | -12.1 | -12.9 | -2.2 | -13.9 | -1.7 | -6.1 | 7.6 | 0.8 | 2 | 1 | 7.2 | 5 | 6.8 | 0.7 | 1.7 | -3.3 | -0.6 | -11.1 | -15 | -18 | 16.1 | 15 | 14.1 | 12.3 | -7.8 | -10 | 3.9 | 2.2 | -1.7 | -10 | 0.4 | -1.3 | 16.5 | 14.4 | 7.8 | -5.6 | 8.3 | 0.7 | 7.2 | 4.4 | 9.6 | 3.4 | 3.3 | 0 | -2.8 | -10.6 | -10.8 | -17.7 | 3.9 | -1.7 | 3.7 | 1.6 | 0.6 | -2.5 | 0.8 | -1.8 | 0.6 | -11.7 | -1.7 | -10
-7 | -9 | -6.7 | -8.9 | 6.1 | 2.8 | 1.1 | -5 | -1.7 | -11.5 | 14.4 | -6.1 | 6 | 4 | 9.8 | 7.6 | 18.3 | 6.7 | 11.7 | 9.4 | 11 | 9.5 | 14.4 | 11.1 | 7.8 | -2.8 | -12.6 | -13.4 | 8 | 7 | 16.3 | 16.2 | 16.1 | 13.3 | 5.5 | -0.3 | 17.8 | 14.4 | 10 | 8.3 | 21.1 | 13.9 | 1.7 | -2.2 | 10 | 0.6 | 3.9 | 1.1 | 2.8 | -0.6 | 4.4 | -1.7 | 3.3 | 2.7 | 13.3 | 11.1 | 14.4 | 9.4 | 3.9 | -2.8 | -25 | -27 | -14.2 | -16 | -0.4 | -5.5 | 2.2 | 1.7 | -10 | -13.3 | 1.1 | -0.3 | -22.8 | -28.9 | -2.8 | -5 | 0 | -4.4 | -5.6 | -22.2 | 0 | -6.1 | 2.2 | -0.6 | 1.7 | -0.6 | 2.2 | -4.4 | -0.6 | -10.6 | 6.1 | 2.8 | 11.7 | 9.8 | -12.2 | -13.3 | -8.3 | -13.9 | 8.3 | -6.1 | 0.4 | -3.3 | 14.3 | 4.6 | 5.6 | -1.8 | -0.6 | -0.6 | -0.2 | -10.6 | -13.5 | -14.1 | -4.4 | -13.9 | -2.2 | -6.7 | 6.1 | 1.1 | 2 | 1 | 6.7 | 3.9 | 6.5 | 1 | 1.7 | -2.8 | -2.8 | -11.1 | -15 | -18 | 16.1 | 15 | 14.2 | 12.8 | -8.9 | -11.1 | 3.9 | 2.2 | -1.7 | -11.1 | 0 | -1.7 | 15.6 | 13.9 | 7.2 | -5 | 7.2 | 1.7 | 8.9 | 3.3 | 8.9 | 3.9 | 4.4 | 0 | -3.3 | -11.1 | -10.9 | -17.6 | 3.9 | -1.7 | 3.5 | 1.4 | 0 | -2.8 | 0.9 | -1.9 | 0 | -12.2 | -2.2 | -9.2
-7 | -9 | -6.1 | -8.3 | 5.5 | 2.3 | 0.4 | -4.3 | -2.2 | -11.4 | 12.2 | -5 | 6 | 3 | 8.3 | 7.2 | 18.3 | 7.2 | 10.6 | 8.9 | 10.6 | 8.9 | 15 | 11 | 3.3 | -2.2 | -12.9 | -14.1 | 8 | 8 | 16.7 | 16.7 | 15.6 | 12.8 | 4.4 | 0 | 17.2 | 15 | 10 | 8.3 | 20 | 13.9 | 1.5 | -2 | 9.5 | 0.6 | 3.3 | 0.6 | 2.8 | -0.6 | 3.3 | -1.6 | 3.3 | 2.8 | 13.5 | 11.6 | 14.6 | 9.6 | 2.8 | -2.2 | -26 | -30 | -14.4 | -16.1 | -1.7 | -6.1 | 2.2 | 1.1 | -10.6 | -13.3 | 0.6 | -0.6 | -24.3 | -29.7 | -2.2 | -4.4 | 0.2 | -3.8 | -6.1 | -22.8 | 0.7 | -4.9 | 2 | -0.8 | 1.1 | -1.1 | 1.7 | -4.4 | 0 | -10.6 | 5 | -1.7 | 11.7 | 10 | -12.8 | -13.3 | -9.1 | -13.6 | 6.7 | -5.6 | 0 | -3.9 | 13.9 | 4.4 | 5 | -2.2 | -3.3 | -3.9 | -0.6 | -11.7 | -15 | -15.6 | -5.6 | -14.4 | -2.8 | -7.2 | 5.4 | 0.5 | 2 | 2 | 6.1 | 4.4 | 6.1 | 1.1 | 2.2 | -1.7 | -2.2 | -10.6 | -14 | -18 | 16.1 | 15 | 14.4 | 13.3 | -10 | -11.7 | 3.9 | 2.8 | -2.2 | -12.2 | 0 | -1.5 | 15 | 13.6 | 6.7 | -5.6 | 7 | 1.7 | 8.3 | 4.4 | 8.5 | 4.1 | 2.2 | -1.1 | -4.4 | -12.2 | -11.1 | -18.3 | 2.2 | -1.7 | 3.3 | 1.1 | 0 | -2.1 | 1.1 | -2.2 | -0.6 | -13.3 | -2.8 | -9.1
-7 | -8 | -6.1 | -8.3 | 5 | 2 | -0.4 | -4.5 | -2.8 | -12.8 | 11.7 | -3.9 | 5 | 3 | 7.8 | 7.1 | 18.9 | 6.1 | 10 | 8.9 | 10.4 | 8.9 | 15 | 11.4 | 1.7 | -2.2 | -13.3 | -15 | 8 | 7 | 16.7 | 16.7 | 15 | 12.2 | 4.6 | -0.2 | 16.1 | 14.4 | 9.4 | 7.8 | 20.6 | 14.4 | 1.3 | -2 | 8.9 | 0.6 | 2.2 | 0 | 2.8 | 1.1 | 2.2 | -1.9 | 3.3 | 2.7 | 13.7 | 12 | 14.8 | 9.8 | 2.8 | -2.2 | -27 | -30 | -15 | -16.3 | -2.6 | -6.1 | 2.2 | 0 | -10.6 | -13.9 | 0.8 | -0.6 | -25.7 | -30.8 | -3.9 | -5.6 | 0.4 | -3.6 | -6.7 | -22.2 | 1.5 | -4.2 | 1.9 | -1 | 0.6 | -1.1 | 1.7 | -5 | 0 | -11.1 | 3.9 | -6.1 | 11.7 | 10.3 | -13.3 | -13.9 | -9.8 | -14.1 | 5.6 | -6.1 | -0.4 | -3.7 | 13.5 | 3.9 | 3.9 | -2.6 | -4.4 | -6.1 | -0.6 | -10.4 | -15.7 | -16.1 | -5 | -15.6 | -3.9 | -7.8 | 4.6 | 0 | 2 | 2 | 5.6 | 3.9 | 5.9 | 1.6 | 2.2 | -1.1 | -1.1 | -11.1 | -14 | -17 | 17 | 15.5 | 14 | 12.9 | -10.6 | -12.2 | 3.3 | 2.2 | -2.8 | -11.7 | 0 | -1.8 | 14.5 | 13.2 | 7.2 | -6.1 | 6.9 | 1.8 | 7.8 | 5.6 | 8.2 | 4.4 | 1.1 | -1.7 | -5 | -13.3 | -11.5 | -17.6 | 1.7 | -1.7 | 3.3 | 1.2 | 0 | -1.7 | 0.7 | -2.1 | -1.7 | -14.4 | -3.3 | -10
-9 | -10 | -5.6 | -7.8 | 4.4 | 1.7 | -1.1 | -5 | -3.5 | -11.5 | 11.7 | -3.3 | 6 | 3 | 7.2 | 6.9 | 18.3 | 5 | 10 | 8.9 | 10.2 | 8.5 | 14.4 | 11.5 | -0.6 | -2.8 | -13.1 | -15.1 | 8 | 8 | 16.7 | 16.7 | 14.4 | 12.2 | 4.8 | -0.2 | 16.1 | 14.4 | 9.4 | 7.8 | 20 | 15 | 1.1 | -2.2 | 7.2 | 0.4 | 1.1 | -1.1 | 2.2 | 1.1 | 1.1 | -2.2 | 3.3 | 2.7 | 13.9 | 12.2 | 15 | 10 | 2.2 | -2.8 | -27 | -30 | -15.5 | -16.5 | -3.5 | -6.7 | 1.7 | -0.6 | -11.1 | -12.8 | 0.9 | -0.9 | -27.2 | -32.8 | -3.3 | -5.6 | 0.6 | -3.9 | -7.2 | -22.2 | 2.2 | -4.4 | 1.7 | -1.7 | 0.6 | -0.6 | 1.1 | -5 | 0.6 | -10.6 | 2.2 | -7.2 | 11.7 | 10.5 | -13.9 | -14.4 | -10.6 | -15 | 2.8 | -6.1 | -0.7 | -3.8 | 13.2 | 3.6 | 2.8 | -3.1 | -5.6 | -8.3 | -0.6 | -10.4 | -16.5 | -17 | -5.6 | -15 | -2.8 | -7.8 | 3.9 | -0.6 | 2 | 2 | 6.1 | 4.4 | 5.8 | 2.3 | 2.2 | -1.1 | -1.1 | -10.6 | -14 | -16 | 18 | 16.2 | 13.7 | 12.6 | -11.7 | -13.3 | 3.9 | 2.2 | -3.3 | -11.7 | 0 | -2.2 | 13.9 | 12.8 | 6.1 | -5.6 | 6.7 | 1.7 | 7.2 | 5 | 7.8 | 4.4 | 1.7 | -1.7 | -5.6 | -13.9 | -11.8 | -17.9 | 2.2 | -1.1 | 3.3 | 1.2 | 0 | -1.7 | 0.4 | -2.2 | -1.7 | -13.9 | -3.5 | -8.9
-8 | -10 | -5.6 | -7.2 | 4.4 | 1.6 | -1.7 | -4.8 | -4.3 | -11.4 | 7.2 | -3.9 | 6 | 3 | 6.7 | 6.7 | 16.1 | 4.4 | 10 | 8.9 | 10 | 8.3 | 15 | 12.2 | -1.1 | -2.8 | -13 | -15.4 | 7 | 7 | 16.7 | 16.7 | 14.4 | 11.7 | 5 | -0.6 | 16.7 | 15 | 4.4 | 2.2 | 20 | 15.6 | 0.5 | -1.8 | 5.6 | 0 | 1.7 | 0 | 1.7 | 1.1 | 0.7 | -1.6 | 3.3 | 2.8 | 13.7 | 12.5 | 15 | 10.4 | 2.2 | -2.2 | -27 | -30 | -16.1 | -17.2 | -4.4 | -7.8 | 1.7 | -0.6 | -11.7 | -13.9 | 1.1 | -1.1 | -27.9 | -32.7 | -3.3 | -5.6 | -0.5 | -3.9 | -7.8 | -21.7 | 0.5 | -4.2 | 1.3 | -2.2 | 0.6 | -0.6 | 0 | -5 | 0 | -9.4 | 1.1 | -7.2 | 11.7 | 10.6 | -14.4 | -15 | -11.1 | -15.3 | 2.8 | -5.6 | -1.1 | -4.4 | 12.8 | 2.8 | 1.7 | -4.4 | -6.7 | -8.3 | -0.6 | -11.7 | -17.2 | -17.8 | -5.6 | -15 | -3.9 | -8.3 | 3.3 | -0.6 | 2 | 2 | 6.1 | 4.4 | 5.6 | 2.8 | 2.8 | 0.6 | -1.1 | -11.1 | -15 | -16 | 18.9 | 16.7 | 13.3 | 12.2 | -11.1 | -13.3 | 3.9 | 2.2 | -3.9 | -12.2 | 0 | -2.1 | 14.1 | 13.2 | 6.1 | -5.6 | 6.3 | 2 | 6.7 | 5.6 | 7.6 | 4.6 | 1.7 | -1.7 | -6.1 | -13.9 | -12.2 | -18.9 | 1.7 | -1.1 | 3.3 | 1.1 | -0.9 | -2.3 | 0 | -2.8 | -1.7 | -15 | -3.7 | -8.5
-12 | -13 | -5.6 | -7.8 | 4.4 | 1.6 | -2.2 | -5 | -5 | -12.2 | 7.2 | -3.3 | 4 | 2 | 6.1 | 6.1 | 17.8 | 1.7 | 9.4 | 8.3 | 9.6 | 7.7 | 14.4 | 12.5 | -0.6 | -2.8 | -12.8 | -16.1 | 8 | 8 | 15.8 | 15.7 | 13.3 | 11.7 | 4.6 | 0.2 | 16.7 | 14.4 | 1.7 | -1.1 | 19.4 | 15.6 | 0 | -1.7 | 3.9 | -0.6 | 0 | -0.6 | 1.7 | 1.1 | 0.4 | -1.3 | 2.9 | 2.3 | 13.5 | 12.6 | 15 | 10.8 | 2.2 | -2.2 | -26 | -29 | -16.3 | -17.4 | -4.4 | -7 | 1.7 | -0.6 | -12.8 | -15 | 0.7 | -1.2 | -28.7 | -33.1 | -2.8 | -5 | -1.7 | -4.6 | -8.9 | -21.1 | -1.1 | -4.5 | 1 | -3.1 | 0 | -0.6 | 0.6 | -5 | -1.1 | -10.6 | 0 | -9.4 | 11.9 | 11.2 | -15 | -15.6 | -11.7 | -16.2 | 1.7 | -5.6 | -1.5 | -4.3 | 12.1 | 2.3 | 0.9 | -4.5 | -6.7 | -9.4 | -0.4 | -10 | -17.6 | -18.6 | -6.1 | -15.6 | -3.3 | -8.3 | 2.8 | -0.7 | 2 | 2 | 5.6 | 4.4 | 5.4 | 2.4 | 2.2 | 0.6 | -1.1 | -10.6 | -16 | -20 | 18.9 | 16.5 | 13.1 | 12.2 | -10 | -12.8 | 3.9 | 2.8 | -4.4 | -12.2 | 0 | -2.2 | 14.2 | 13.4 | 4.4 | -5.6 | 6 | 2.1 | 6.1 | 5 | 7.4 | 4.5 | 2.8 | -1.7 | -6.7 | -14.4 | -13.1 | -18.2 | 1.1 | -1.7 | 3.1 | 1 | -1.9 | -3.4 | 0.2 | -2.4 | -2.2 | -15.6 | -3.9 | -8.9
-9 | -10 | -5 | -7.8 | 4.4 | 1.7 | -2.8 | -5.6 | -5.2 | -12 | 7.8 | -3.3 | 3 | 2 | 5.6 | 5.6 | 15 | 2.2 | 9.4 | 8.3 | 9.3 | 7.3 | 13.9 | 12.8 | -1.7 | -3.9 | -13.3 | -16.4 | 8 | 8 | 14.8 | 14.5 | 13.3 | 11.1 | 4.3 | 0.6 | 16.7 | 14.4 | 0 | -1.7 | 18.9 | 16.1 | -0.6 | -1.7 | 3.3 | -0.8 | -2.2 | -3.9 | 1.7 | 1.1 | 0 | -1.1 | 2.6 | 2 | 13.3 | 12.8 | 15 | 11.1 | 1.7 | -2.2 | -27 | -31 | -16.5 | -17.6 | -4.4 | -6.7 | 1.7 | -0.6 | -13.3 | -15 | 0.4 | -1.2 | -29.4 | -33.9 | -2.8 | -5 | -2.8 | -5.6 | -8.9 | -20.6 | -2.8 | -5.6 | 0.6 | -4.4 | 1.1 | -0.6 | -0.6 | -5.6 | -0.6 | -10.6 | -0.6 | -10 | 12 | 11.7 | -15.6 | -16.7 | -12.2 | -17.8 | 1.7 | -6.1 | -1.8 | -4.3 | 11.3 | 1.8 | 0.2 | -5.1 | -7.2 | -10.6 | -0.2 | -9.8 | -17.9 | -19.4 | -8.3 | -15.6 | -3.9 | -8.3 | 2.2 | -1.1 | 2 | 2 | 5.6 | 4.4 | 5.2 | 2 | 2.2 | 0.6 | -1.1 | -10.6 | -16 | -20 | 18.9 | 16.2 | 13 | 12.2 | -10 | -13.3 | 4.4 | 2.2 | -5 | -12.8 | 0 | -2.8 | 14.4 | 13.9 | 2.8 | -5.6 | 5.6 | 2.2 | 6.7 | 5.6 | 7.2 | 4.4 | 2.8 | -2.2 | -6.7 | -15 | -14.1 | -18.7 | 1.7 | -1.7 | 3 | 0.7 | -2.8 | -4.4 | 0.4 | -2.3 | -2.2 | -17.2 | -4.3 | -8.6
-11 | -13 | -5 | -6.7 | 3.7 | 1.1 | -3.2 | -5.4 | -5.4 | -12.8 | 5.6 | -3.3 | 4 | 2 | 5 | 5 | 13.9 | 3.3 | 10 | 9.4 | 8.9 | 6.7 | 14.4 | 12.9 | -2.2 | -4.4 | -13.9 | -17.3 | 8 | 8 | 13.9 | 13.3 | 13.3 | 10.6 | 3.9 | 1.1 | 14.4 | 11.7 | 0 | -1.7 | 18.9 | 15.6 | -1.7 | -2.7 | 2.8 | -1 | -1.7 | -3.9 | 1.7 | 0.6 | -1.1 | -2.1 | 2.2 | 1.7 | 12.9 | 12.5 | 15.2 | 11.6 | 1.7 | -1.7 | -27 | -30 | -16.7 | -17.8 | -4.4 | -6.7 | 1.7 | -0.6 | -14.4 | -16.1 | 0 | -1.7 | -29.8 | -33.9 | -2.2 | -5 | -3.9 | -6.4 | -9.4 | -19.4 | -3.3 | -6.1 | 0.2 | -3.9 | 1.1 | -0.6 | -0.6 | -5.6 | -0.6 | -10 | -0.6 | -11.1 | 12.2 | 12.2 | -16.7 | -17.8 | -12.6 | -17.1 | 1.1 | -5.6 | -2.2 | -5 | 10.6 | 1.1 | -0.6 | -6.7 | -7.2 | -11.1 | 0 | -10.6 | -18.3 | -20.6 | -8.9 | -15 | -5 | -10 | 1.8 | -1 | 2 | 0 | 5.6 | 4.4 | 5 | 1.7 | 2.2 | 1.1 | -0.6 | -10 | -18 | -21 | 18.9 | 16.1 | 12.8 | 12.2 | -8.3 | -10.6 | 3.3 | 0 | -5.6 | -12.2 | -0.2 | -2.7 | 14.6 | 14 | 1.7 | -5 | 6 | 2.6 | 6.7 | 5.6 | 7.2 | 4.5 | 2.8 | -2.2 | -6.7 | -14.4 | -15 | -19.4 | 1.1 | -1.7 | 2.8 | 0.6 | -2.8 | -4.3 | 0.6 | -2.8 | -1.1 | -17.2 | -4.6 | -9
-14 | -16 | -4.4 | -6.7 | 2.9 | 0.4 | -3.5 | -5.3 | -5.6 | -14.4 | 6.1 | -3.9 | 2 | 1 | 4.6 | 4.6 | 13.3 | 3.3 | 10 | 9.4 | 8.7 | 6.9 | 14.4 | 13.5 | -3.3 | -5 | -14.4 | -18.3 | 8 | 8 | 13.2 | 12.3 | 12.8 | 7.2 | 3.9 | 1.3 | 13.3 | 8.3 | -0.6 | -3.9 | 19.4 | 15.6 | -2.8 | -3.8 | 2.2 | -1.7 | -5 | -5.6 | 1.7 | 0.6 | -2.2 | -3.2 | 2 | 1.4 | 12.6 | 12.5 | 15.4 | 12 | 1.1 | -2.2 | -28 | -31 | -16.7 | -18.1 | -4.2 | -6.4 | 1.1 | -2.2 | -15 | -17.2 | -1.7 | -2.6 | -30.2 | -34.2 | -1.7 | -5 | -5 | -7.4 | -10 | -18.9 | -3.9 | -6.9 | -0.2 | -4 | 1.7 | -2.8 | -2.2 | -6.1 | -0.6 | -10.6 | -1.1 | -10.6 | 12.4 | 12.3 | -17.2 | -17.8 | -12.9 | -17.1 | 1.1 | -5.6 | -2.2 | -4.7 | 8.7 | 1.6 | -1 | -5.4 | -7.2 | -11.1 | -0.2 | -7.9 | -17.9 | -20.1 | -10.6 | -16.7 | -5 | -9.4 | 1.5 | -0.9 | 2 | 0 | 5 | 4.4 | 5 | 1.5 | 2.8 | 2.2 | 1.7 | -8.9 | -18 | -22 | 18.7 | 16 | 12.2 | 11.1 | -7.8 | -10 | 2.8 | -1.7 | -5.6 | -12.8 | -0.4 | -3.2 | 14.8 | 14.4 | 2.2 | -5.6 | 6.3 | 3.1 | 6.7 | 5.6 | 7.2 | 4.5 | 0.6 | -2.8 | -6.7 | -16.1 | -15.4 | -19.3 | 1.7 | -1.1 | 3 | 0.7 | -2.8 | -4.3 | -0.5 | -3.2 | -1.7 | -16.7 | -5 | -10
-16 | -19 | -6.7 | -8.9 | 2.2 | 0 | -3.9 | -5.6 | -4.1 | -12.9 | 6.7 | -3.3 | 3 | 1 | 4.3 | 4.3 | 13.3 | 2.8 | 10.6 | 9.4 | 8.5 | 7.1 | 14.4 | 13.9 | -4.4 | -5 | -14.2 | -17.9 | 8 | 8 | 12.4 | 11.2 | 11.7 | 5.6 | 3.9 | 1.6 | 12.8 | 7.8 | -1.1 | -4.4 | 18.3 | 15.6 | -3.9 | -5 | 1.8 | -1.6 | -3.9 | -4.4 | 1.7 | 0 | -3.3 | -4.4 | 1.9 | 1.3 | 12.2 | 12.2 | 15.6 | 12.2 | 1.7 | -1.7 | -29 | -31 | -16.7 | -18.6 | -4.1 | -6.4 | 1.1 | -2.2 | -15.6 | -15.6 | -3.3 | -3.8 | -30.6 | -35 | -2.8 | -6.1 | -6.1 | -8.9 | -10 | -18.3 | -4.4 | -8.3 | -0.6 | -4.4 | 0.6 | -2.8 | -2.8 | -6.7 | 0 | -10 | -1.7 | -10.6 | 12.6 | 12.2 | -17.8 | -17.8 | -13.3 | -17.8 | 1.7 | -5.6 | -2.2 | -5 | 6.9 | 1.8 | -1.3 | -5 | -7.2 | -10.6 | -0.4 | -6.6 | -17.6 | -20.2 | -9.4 | -13.9 | -5 | -9.4 | 1.1 | -1.1 | 2 | 0 | 5 | 4.4 | 5 | 1.3 | 3.3 | 3.3 | 0.6 | -4.4 | -19 | -25 | 18.5 | 16.1 | 11.7 | 10 | -7.8 | -10.6 | 1.7 | -1.7 | -6.1 | -13.3 | -0.6 | -3.9 | 15 | 14.4 | 2.2 | -6.7 | 6.7 | 3.3 | 7.2 | 6.1 | 7.2 | 4.4 | 0 | -2.8 | -7.2 | -16.7 | -15.7 | -19.6 | 2.2 | -0.6 | 3.1 | 1 | -2.8 | -4.4 | -1.7 | -4.3 | -2.2 | -16.1 | -5.2 | -9.8
-16 | -19 | -6.1 | -8.3 | 2.4 | 0.1 | -2.2 | -4.5 | -2.6 | -12.3 | 6.1 | -3.9 | 3 | 1 | 3.9 | 3.9 | 13.3 | 2.2 | 11.1 | 9.4 | 8.3 | 7.2 | 14.4 | 13.9 | -5.6 | -6.1 | -14.1 | -17.9 | 8 | 8 | 11.7 | 10 | 12.2 | 6.7 | 3.9 | 1.7 | 11.1 | 7.8 | -1.1 | -5 | 18.3 | 15.6 | -4.5 | -5.9 | 1.5 | -1.7 | -2.8 | -4.4 | 1.7 | -1.1 | -4.1 | -5.1 | 1.7 | 1.1 | 13.3 | 13 | 16.1 | 12.7 | 1.7 | -1.7 | -30 | -33 | -16.7 | -18.9 | -3.9 | -6.7 | 1.1 | -1.7 | -17.2 | -19.4 | -5 | -5 | -27.8 | -32.1 | -4.4 | -7.8 | -6.3 | -9 | -10.6 | -17.8 | -5.2 | -8.7 | 0.3 | -3.7 | 1.7 | -3.3 | -2.8 | -6.7 | 0 | -11.7 | -2.2 | -10.6 | 12.8 | 12.2 | -18.3 | -23.9 | -12.6 | -16.9 | -2.2 | -6.7 | -2.2 | -5.6 | 5 | 1.7 | -1.7 | -5 | -7.2 | -9.4 | -0.6 | -6.1 | -17.2 | -20.6 | -9.4 | -14.4 | -3.9 | -8.9 | 2.2 | -0.3 | 1 | 0 | 5 | 4.4 | 5 | 1.1 | 5.6 | 5.6 | 1.1 | -3.3 | -20 | -26 | 18.3 | 16.1 | 11.1 | 8.9 | -7.2 | -10 | 1.7 | -2.8 | -6.7 | -13.9 | 0.7 | -3.2 | 15.4 | 14.8 | 2.8 | -7.8 | 8 | 4.6 | 7.2 | 6.1 | 7.6 | 5.3 | 2.8 | -2.2 | -7.2 | -16.7 | -16.1 | -20.6 | 2.2 | -0.6 | 3.3 | 1.1 | -1.5 | -3 | -2.8 | -5.6 | -3.9 | -16.1 | -5.4 | -10.2
-17 | -20 | -6.7 | -8.9 | 2.6 | 0.3 | -0.6 | -4 | -1.1 | -13.3 | 8.3 | -3.3 | 3 | 1 | 6.1 | 5.4 | 16.1 | 2.8 | 11.1 | 10.6 | 8.9 | 7.9 | 14.4 | 13.9 | -6.1 | -7.2 | -13.9 | -18.3 | 9 | 8 | 11.5 | 9.8 | 13.3 | 5.6 | 5.6 | 2.9 | 11.7 | 7.8 | -2.2 | -6.7 | 19.4 | 16.1 | -5 | -6.6 | 1.1 | -2.2 | -2.2 | -3.3 | 1.7 | -1.1 | -4.8 | -5.8 | 1.7 | 1.1 | 14.5 | 13.7 | 16.7 | 13.1 | 1.7 | -1.1 | -30 | -33 | -16.7 | -19.7 | -2 | -4.6 | 1.1 | -2.2 | -15.6 | -19.4 | -5.6 | -5.6 | -25 | -29.7 | -4.4 | -7.8 | -6.5 | -9.6 | -10.6 | -17.8 | -5.9 | -9.7 | 1.3 | -3.1 | 0.6 | -3.3 | -3.3 | -7.8 | -1.1 | -12.8 | -1.7 | -10.6 | 12.6 | 12 | -18.3 | -21.7 | -11.8 | -16.7 | 1.7 | -4.4 | 0.6 | -3.7 | 7.8 | 2.3 | 1.6 | -2.9 | -7.2 | -10 | -0.8 | -7 | -15.7 | -19 | -8.3 | -13.3 | -3.9 | -8.3 | 3.3 | 0.3 | 1 | 0 | 5.6 | 4.4 | 5.2 | 1.1 | 6.7 | 6.7 | 0 | -2.8 | -20 | -26 | 17.8 | 15.3 | 8.1 | 5.8 | -7.2 | -10.6 | 1.7 | -3.3 | -5.6 | -13.3 | 2 | -3.1 | 15.7 | 14.8 | 2.8 | -6.7 | 9.3 | 5.7 | 7.2 | 6.1 | 7.9 | 5.9 | 2.2 | -2.2 | -7.2 | -16.7 | -16.5 | -20.9 | 2.8 | 0 | 4.1 | 2 | -0.2 | -1.6 | -3 | -5.9 | -1.1 | -15.6 | -5.6 | -11.1
-18 | -20 | -7.2 | -10 | 2.8 | 0.6 | 1.1 | -3.9 | 1.7 | -11.1 | 12.2 | -2.8 | 5 | 2 | 8.4 | 7 | 20 | 3.3 | 11.1 | 10.6 | 9.4 | 8.4 | 15 | 14.4 | -6.7 | -7.2 | -11.9 | -16.8 | 9 | 8 | 11.3 | 9.6 | 16.7 | 8.3 | 7.2 | 4 | 12.2 | 7.2 | -2.8 | -6.7 | 22.2 | 16.1 | -5.6 | -7.8 | 3.7 | -0.9 | 1.7 | 0 | 1.7 | -1.1 | -5.6 | -6.7 | 1.7 | 1.1 | 15.6 | 14.4 | 17.2 | 13.3 | 2.2 | -0.6 | -27 | -31 | -16.7 | -20.9 | -0.2 | -3 | 1.1 | -2.2 | -13.9 | -16.1 | -6.1 | -6.1 | -22.2 | -27.8 | -5 | -9.4 | -6.7 | -10.6 | -9.4 | -17.2 | -6.7 | -11.1 | 2.2 | -3.3 | 2.2 | -3.3 | 2.8 | -6.1 | 1.7 | -11.7 | -1.7 | -12.2 | 12.4 | 11.8 | -18.3 | -21.1 | -11.1 | -17.2 | 6.1 | -3.9 | 3.3 | -3.1 | 10.5 | 2.1 | 5 | -1.5 | -6.1 | -11.1 | -0.9 | -8.6 | -14.3 | -18.1 | -7.2 | -13.3 | -1.1 | -6.7 | 4.4 | 1.1 | 2 | -1 | 6.1 | 5 | 5.4 | 1.1 | 7.8 | 7.8 | 0.6 | -2.8 | -20 | -26 | 17.2 | 14.3 | 5.2 | 2.6 | -7.2 | -10 | 1.7 | -3.3 | -4.4 | -13.3 | 3.3 | -3.3 | 16.1 | 15 | 7.8 | -6.7 | 10.6 | 6.7 | 8.3 | 6.1 | 8.3 | 6.7 | 3.9 | -1.7 | -6.1 | -16.1 | -16.8 | -21.8 | 3.3 | 0 | 4.8 | 2.7 | 1.1 | -0.6 | -3.1 | -6.5 | 1.7 | -14.4 | -3.2 | -9.3
-21 | -23 | -6.1 | -8.9 | 3.3 | 0.5 | 2.6 | -3.5 | 4.4 | -10.8 | 15.6 | -3.9 | 6 | 2 | 10.6 | 8.3 | 22.2 | 3.9 | 11.7 | 11.1 | 10 | 8.9 | 15.6 | 14.4 | -6.7 | -7.8 | -9.8 | -15.6 | 10 | 8 | 11.1 | 9.4 | 19.4 | 10.6 | 8.9 | 5 | 13.3 | 5.6 | -3.3 | -7.2 | 24.4 | 15.6 | -5.6 | -8 | 6.3 | -0.4 | 2.2 | 0 | 2.2 | 0 | -6 | -7.1 | 1.7 | 1.1 | 17.3 | 15.1 | 18.9 | 14 | 2.2 | -0.6 | -26 | -30 | -16.7 | -22.8 | 1.7 | -1.7 | 0.6 | -2.2 | -9.4 | -14.4 | -6.7 | -6.7 | -19.2 | -24.9 | -5.6 | -10.6 | -5.8 | -10.4 | -8.3 | -17.2 | -5.8 | -10.9 | 2.9 | -2.3 | 3.3 | -2.8 | 0 | -6.7 | 3.3 | -12.2 | -1.1 | -11.1 | 12.2 | 11.7 | -18.3 | -21.7 | -9.4 | -15.6 | 8.9 | -3.3 | 6.1 | -2.8 | 13.3 | 1.7 | 8.3 | -0.6 | -5.6 | -12.2 | -1.1 | -11.7 | -12.8 | -17.8 | 0 | -12.2 | 1.1 | -5.6 | 4.8 | 1.5 | 2 | -1 | 7.8 | 6.1 | 5.6 | 1.1 | 8.9 | 8.9 | 1.1 | -1.7 | -20 | -26 | 16.7 | 13.3 | 2.2 | -0.6 | -6.7 | -9.4 | 1.7 | -4.4 | -2.8 | -12.2 | 5.7 | -1.9 | 19.1 | 15.4 | 10.6 | -7.2 | 13.4 | 7.9 | 9.4 | 6.7 | 9.6 | 7.4 | 6.1 | -0.6 | -5 | -16.7 | -17.2 | -23.3 | 5.6 | 1.1 | 5.6 | 3.3 | 0.7 | -0.8 | -3.3 | -7.8 | 3.3 | -16.1 | -0.7 | -7.9
-21 | -23 | -5.6 | -8.3 | 3.9 | 0.6 | 4.1 | -3.9 | 7.2 | -12.2 | 16.7 | -2.2 | 6 | 3 | 12.1 | 9.3 | 24.4 | 3.9 | 12.2 | 11.1 | 11.9 | 9.7 | 15.6 | 14.4 | -6.1 | -7.2 | -7.8 | -15.6 | 11 | 9 | 11.3 | 9.1 | 21.7 | 12.8 | 12 | 6.7 | 15 | 6.7 | -3.3 | -7.8 | 24.4 | 15.6 | -5.6 | -8.6 | 8.9 | 0 | 2.8 | 0.6 | 2.2 | 0.6 | -6.3 | -7.6 | 2.1 | 1.4 | 18.9 | 15.8 | 20.5 | 14.7 | 3.9 | 1.1 | -25 | -28 | -16.5 | -21.9 | 1.1 | -1.1 | 1.1 | -2.8 | -6.1 | -12.2 | -5.8 | -6.9 | -16.3 | -23.1 | -6.1 | -11.1 | -4.8 | -10.8 | -6.7 | -17.2 | -4.8 | -11.2 | 3.7 | -1.6 | 5.6 | -2.8 | 1.1 | -5 | 5 | -13.3 | 0 | -10 | 10.7 | 9.5 | -18.3 | -21.7 | -7.8 | -15.1 | 13.3 | -3.3 | 8.3 | -2.1 | 14.6 | 1.5 | 11.6 | 0.4 | -5 | -11.7 | -0.9 | -10.2 | -10.6 | -15.7 | 1.7 | -12.8 | 4.4 | -3.9 | 5.2 | 1.9 | 1 | -1 | 8.9 | 6.1 | 6.3 | 1.6 | 10 | 9.4 | 1.7 | -1.7 | -19 | -26 | 18 | 13.3 | 2.2 | -1.2 | -6.1 | -9.4 | 1.7 | -3.9 | -1.1 | -11.1 | 8.2 | -1.2 | 22 | 15.4 | 12.8 | -6.7 | 16.1 | 8.9 | 10.6 | 7.8 | 10.9 | 8.2 | 7.8 | -1.1 | -5 | -16.1 | -16.8 | -22.5 | 6.1 | 3.3 | 7.1 | 3.9 | 0.4 | -1.1 | -2.8 | -7.3 | 5.6 | -16.1 | 1.7 | -8.3
-20 | -22 | -5.6 | -7.8 | 4.4 | 0.6 | 5.6 | -5 | 7.2 | -10.3 | 18.9 | -2.8 | 6 | 3 | 13.5 | 10.3 | 26.7 | 3.3 | 12.8 | 12.2 | 13.7 | 10.2 | 15.6 | 14.4 | -5.6 | -7.2 | -6.3 | -13.7 | 10 | 9 | 11.5 | 8.7 | 22.8 | 12.8 | 15.2 | 8.2 | 13.9 | 7.2 | -4.4 | -8.3 | 24.4 | 15.6 | -5.6 | -9.4 | 9.6 | 0.7 | 2.8 | 0.6 | 1.7 | 0 | -6.7 | -8.3 | 2.4 | 1.4 | 20.6 | 16.1 | 22.2 | 15 | 3.9 | 1.1 | -23 | -28 | -16.3 | -21.3 | 0.6 | -0.7 | 0.6 | -2.2 | -2.8 | -10 | -4.8 | -7.2 | -13.3 | -22.2 | -6.7 | -12.2 | -3.9 | -12.2 | -5.6 | -16.1 | -3.9 | -12.8 | 4.4 | -1.1 | 8.3 | -2.8 | 3.9 | -2.8 | 6.1 | -13.3 | 0 | -11.1 | 9.3 | 7.3 | -17.2 | -21.1 | -6.1 | -15.6 | 16.7 | -5.6 | 10.6 | -2.1 | 15.9 | 1.6 | 15 | 0.8 | -5.6 | -11.7 | -0.8 | -10.1 | -8.3 | -14.2 | 4.4 | -13.3 | 7.2 | -2.2 | 5.6 | 2.2 | 1 | 0 | 9.4 | 6.1 | 7.1 | 2.4 | 10.6 | 10 | 1.7 | -1.1 | -18 | -25 | 19.3 | 12.8 | 2.2 | -2 | -5.6 | -10 | 2.8 | -2.8 | 0 | -10.6 | 10.6 | -0.6 | 25 | 14.4 | 14.4 | -6.7 | 18.9 | 9.4 | 12.2 | 7.8 | 12.2 | 8.9 | 11.7 | -1.1 | -4.4 | -16.1 | -16.5 | -22.2 | 6.7 | 1.1 | 8.5 | 4.3 | 0 | -1.7 | -2.2 | -7.2 | 5.6 | -14.4 | 3.7 | -6.9
-20 | -22 | -3.9 | -7.2 | 4.8 | 0.5 | 6.1 | -4.4 | 7.2 | -9.8 | 20.6 | -4.4 | 6 | 3 | 15 | 11.1 | 21.7 | 10.6 | 13.3 | 11.7 | 15.6 | 10.6 | 15.6 | 15 | -5.6 | -7.2 | -4.8 | -12.7 | 9 | 7 | 11.7 | 8.3 | 22.8 | 11.7 | 18.3 | 9.4 | 12.8 | 7.8 | -3.9 | -8.3 | 25 | 14.4 | -5.4 | -9.2 | 10.4 | 1.7 | 3.9 | 0.6 | 1.7 | 0 | -6.7 | -8.2 | 2.8 | 1.7 | 20.6 | 16.7 | 21.7 | 15.6 | 3.3 | 1.1 | -20 | -25 | -16.1 | -21.7 | 0 | -0.6 | 0.6 | -3.3 | -0.6 | -10 | -3.9 | -8.3 | -12 | -20.4 | -6.7 | -12.2 | -3.5 | -11 | -4.4 | -15 | -3.5 | -11.9 | 4.4 | -1.6 | 8.9 | -2.8 | 5 | -3.3 | 7.8 | -13.9 | 0.6 | -11.1 | 7.8 | 5 | -17.8 | -21.7 | -5.2 | -13.5 | 18.9 | -8.9 | 12.8 | -2.8 | 17.2 | 1.1 | 18.3 | 0.6 | -5 | -11.7 | -0.6 | -11.1 | -6.1 | -13.9 | 5.6 | -12.8 | 7.2 | -3.3 | 5.4 | 2 | 1 | 0 | 10 | 6.7 | 7.8 | 2.8 | 11.7 | 11.1 | 1.7 | -1.7 | -18 | -25 | 20.6 | 12.2 | 2.2 | -3.3 | -5 | -9.4 | 3.3 | -3.3 | 1.7 | -11.1 | 11.3 | 0.1 | 25 | 14.8 | 16.1 | -6.7 | 20.6 | 10.2 | 12.2 | 7.8 | 13.5 | 9.4 | 12.8 | -0.6 | -3.9 | -15.6 | -16.1 | -22.8 | 6.1 | 1.1 | 10 | 4.4 | 0 | -2.2 | -1.7 | -8.3 | 6.1 | -14.4 | 5.8 | -6.3
-20 | -22 | -3.9 | -7.8 | 5.2 | 0.7 | 6.7 | -4.7 | 7.2 | -10.6 | 21.7 | -4.4 | 6 | 3 | 15.6 | 11 | 21.7 | 9.4 | 14.4 | 11.7 | 16.7 | 10.8 | 15 | 14.4 | -5.6 | -6.7 | -3.3 | -12.8 | 8 | 7 | 12.1 | 7.8 | 22.8 | 12.2 | 18.9 | 10 | 13.9 | 7.2 | -4.4 | -9.4 | 25.6 | 15 | -5.2 | -9.3 | 11.1 | 2.2 | 1.7 | -1.1 | 1.7 | -0.6 | -6.7 | -8.2 | 3 | 1.8 | 20.6 | 16.9 | 21.1 | 15.9 | 3.9 | 1.7 | -21 | -26 | -15.9 | -20.8 | 0.2 | -0.4 | 0.6 | -4.4 | 0 | -9.4 | -3.7 | -7.4 | -10.7 | -19.6 | -6.7 | -12.2 | -3.2 | -11 | -3.3 | -15 | -3.2 | -12.1 | 4.4 | -2.4 | 8.3 | -2.8 | 3.9 | -1.1 | 8.3 | -13.3 | 1.1 | -11.1 | 5.6 | 2.6 | -18.3 | -21.7 | -4.2 | -12.6 | 20 | -9.4 | 13 | -2.5 | 17.8 | 0 | 19.1 | -0.3 | -5 | -11.7 | -0.8 | -10.9 | -5.5 | -13.1 | 6.1 | -10.6 | 6.7 | -2.8 | 5.2 | 1.9 | 0 | 0 | 11.7 | 5.6 | 8.2 | 2.9 | 10 | 6.7 | 1.7 | -1.7 | -18 | -25 | 20.2 | 11.2 | 2 | -3.6 | -5 | -10 | 5 | -3.3 | 2.8 | -10.6 | 12.1 | 0.5 | 25 | 14.8 | 17.2 | -7.2 | 22.2 | 11 | 13.3 | 7.8 | 14.8 | 9.6 | 13.9 | 0.6 | -3.3 | -15.6 | -16.1 | -22.6 | 6.1 | 1.1 | 10.4 | 4.6 | 0 | -3 | -1.1 | -7.5 | 7.2 | -10 | 7.8 | -7.2
-20 | -22 | -3.3 | -6.1 | 5.6 | 0.6 | 7.2 | -5.6 | 6.7 | -8.2 | 22.2 | -5 | 6 | 1 | 16.1 | 10.4 | 21.1 | 8.9 | 16.1 | 11.7 | 17.8 | 10.7 | 14.4 | 13.3 | -5.6 | -6.7 | -3.9 | -10.6 | 6 | 5 | 12.4 | 6.9 | 22.8 | 12.8 | 19.4 | 10.2 | 11.7 | 7.8 | -4.4 | -9.4 | 25 | 15.6 | -5 | -10 | 11.3 | 2.3 | 1.1 | -1.1 | 0.6 | -1.1 | -6.7 | -8.3 | 3.1 | 2.1 | 20.6 | 17.2 | 20.6 | 16.1 | 5 | 2.8 | -20 | -26 | -15.8 | -20.7 | 0.4 | -0.5 | 0.6 | -5 | 0.6 | -10.6 | -3.5 | -7 | -9.4 | -20 | -7.2 | -12.8 | -2.8 | -11.7 | -2.2 | -14.4 | -2.8 | -13.3 | 4.4 | -3.3 | 8.9 | -2.8 | 3.9 | -2.2 | 10 | -7.8 | 1.1 | -12.2 | 3.3 | -0.1 | -17.2 | -21.1 | -3.3 | -12.8 | 21.1 | -9.4 | 13.1 | -2.5 | 18.3 | -1.3 | 19.8 | -1.7 | -5 | -12.2 | -0.9 | -11.8 | -5 | -13.3 | 6.1 | -7.2 | 6.7 | -2.8 | 5 | 1.7 | 0 | -2 | 10 | 5.6 | 8.5 | 2.9 | 7.8 | 5 | 1.7 | -1.7 | -18 | -25 | 19.8 | 9.7 | 1.9 | -4.1 | -4.4 | -10.6 | 5.6 | -2.8 | 3.3 | -11.1 | 12.8 | 1.1 | 25 | 15 | 17.2 | -8.3 | 23.9 | 11.7 | 15 | 7.8 | 16.1 | 10 | 14.4 | 1.7 | -2.2 | -15 | -16.1 | -22.9 | 6.1 | 1.1 | 10.7 | 4.6 | 0 | -4.4 | -0.6 | -7.6 | 6.1 | -13.3 | 6.9 | -6
-20 | -22 | -2.8 | -6.1 | 5.6 | 0.5 | 6.5 | -4.6 | 6.1 | -7.6 | 21.7 | -5.6 | 6 | 1 | 16.7 | 10 | 20 | 8.9 | 16.7 | 10.6 | 18.9 | 10.6 | 14.4 | 13.3 | -5.6 | -7.2 | -4.4 | -9.7 | 6 | 2 | 12.8 | 6.1 | 22.2 | 12.2 | 20 | 10.6 | 12.2 | 5.6 | -4.4 | -10 | 24.4 | 15 | -5.6 | -9.9 | 11.5 | 2.5 | 0.6 | -2.2 | -0.6 | -2.2 | -6.7 | -9 | 3.3 | 2.2 | 19.7 | 17.3 | 20 | 16.5 | 4.4 | 1.7 | -20 | -25 | -15.6 | -21.1 | 0.6 | -0.6 | 0.6 | -5.6 | -0.6 | -10 | -3.3 | -7.2 | -9.2 | -18.7 | -7.8 | -13.9 | -2.8 | -11 | -1.7 | -13.9 | -3 | -11.9 | 3.9 | -3 | 8.3 | -2.8 | 2.2 | -1.1 | 9.4 | -2.8 | 1.7 | -11.7 | 1.1 | -2.8 | -17.2 | -20.6 | -3.3 | -11.5 | 21.7 | -12.2 | 13.3 | -3.3 | 18.9 | -3.3 | 20.6 | -3.3 | -5 | -11.7 | -1.1 | -14.4 | -4.4 | -15 | 4.4 | -5.6 | 6.1 | -2.2 | 3.5 | 0.4 | 0 | -2 | 11.1 | 5 | 8.9 | 2.8 | 6.7 | 5.6 | 1.7 | -1.7 | -18 | -26 | 19.4 | 8.3 | 1.7 | -5.6 | -4.4 | -9.4 | 6.1 | -3.3 | 3.9 | -12.2 | 11.5 | 1.7 | 23.9 | 14.9 | 17.2 | -8.3 | 22.8 | 12.8 | 15 | 8.3 | 15.9 | 10.3 | 14.4 | 2.2 | -2.8 | -15.6 | -16.1 | -24.4 | 6.1 | 0.6 | 11.1 | 4.4 | -0.7 | -5.1 | 0 | -8.9 | 5 | -12.8 | 5.9 | -5.9
-20 | -22 | -3.3 | -7.2 | 5.6 | 0.3 | 5.7 | -4.4 | 5.6 | -7.8 | 21.1 | -2.8 | 5 | 1 | 15.4 | 10.2 | 19.4 | 10 | 16.1 | 10 | 17.8 | 10.2 | 13.9 | 12.8 | -5.6 | -7.8 | -5 | -9.4 | 6 | 2 | 12.4 | 6.5 | 22.2 | 12.2 | 18.3 | 10.7 | 13.3 | 4.4 | -4.4 | -10 | 23.9 | 16.1 | -6.1 | -10.2 | 11.7 | 2.2 | 0 | -2.8 | -0.6 | -2.8 | -6.7 | -9.7 | 2.6 | 1.6 | 18.7 | 17.4 | 19.5 | 16.6 | 3.3 | 1.7 | -21 | -26 | -16.7 | -21.7 | 0.6 | -0.3 | 0.6 | -5.6 | -1.1 | -10.6 | -2.9 | -6.7 | -9.1 | -18.3 | -8.3 | -15 | -2.8 | -11.7 | -2.2 | -13.3 | -3.1 | -11.3 | 3.3 | -3.3 | 7.2 | -2.8 | 5 | -3.3 | 7.8 | -3.3 | 1.7 | -11.7 | 0.5 | -2.4 | -17.2 | -20.6 | -3.3 | -11.3 | 20.6 | -12.8 | 9.8 | -1.6 | 17.6 | -1.4 | 16.7 | -1.7 | -5.6 | -11.7 | -1.5 | -12.6 | -5 | -13.1 | 2.8 | -6.1 | 6.1 | -2.2 | 2.1 | -0.9 | 0 | -3 | 10 | 3.9 | 8.2 | 2.9 | 5.6 | 3.9 | 1.7 | -1.7 | -18 | -26 | 17.7 | 8 | 1.1 | -4.9 | -5 | -11.1 | 6.7 | -2.8 | 3.3 | -11.1 | 10.2 | 2.1 | 22.8 | 14.9 | 17.2 | -8.3 | 21.7 | 13.4 | 14.4 | 8.3 | 15.8 | 10.4 | 13.3 | 2.8 | -3.3 | -15 | -16.7 | -24.1 | 6.1 | 0.6 | 9.3 | 3.9 | -1.5 | -6.4 | -0.9 | -8.6 | 3.9 | -11.7 | 5 | -6.7
-21 | -23 | -2.8 | -6.7 | 5.6 | 0 | 5 | -5 | 5 | -6.3 | 20 | -3.3 | 4 | 1 | 14.1 | 10.2 | 16.7 | 9.4 | 15.6 | 9.4 | 16.7 | 9.7 | 12.8 | 12.2 | -5.6 | -7.8 | -6.7 | -10.1 | 5 | 1 | 12.1 | 7 | 21.1 | 12.8 | 16.7 | 10.4 | 11.7 | 5 | -4.4 | -10 | 23.3 | 16.7 | -6.7 | -11.1 | 10.4 | 2.3 | 0 | -3.3 | -0.6 | -3.3 | -6.7 | -11.1 | 1.8 | 0.6 | 17.8 | 17.2 | 18.9 | 16.7 | 3.3 | 0.6 | -22 | -25 | -17.8 | -23.1 | 0.6 | -0.1 | 0 | -5.6 | -1.7 | -10.6 | -2.6 | -6.9 | -8.9 | -19.4 | -8.9 | -16.7 | -2.8 | -13.3 | -3.3 | -13.3 | -3.3 | -12.2 | 2.8 | -3.9 | 5 | -2.8 | 3.3 | -2.2 | 7.2 | -1.7 | 1.1 | -11.7 | 0 | -2.4 | -17.2 | -20.6 | -3.3 | -12.2 | 15.6 | -7.2 | 6.3 | -1.8 | 16.3 | 0 | 12.8 | -1.7 | -6.1 | -11.7 | -1.8 | -12.1 | -5.5 | -12.3 | 3.9 | -9.4 | 5.6 | -3.9 | 0.6 | -2.2 | -1 | -2 | 7.2 | 2.8 | 7.4 | 2.9 | 5 | 3.9 | 1.7 | -1.7 | -19 | -26 | 16.1 | 7.4 | 0.6 | -5.2 | -6.7 | -11.7 | 5.6 | -3.9 | 1.7 | -11.7 | 8.9 | 2.2 | 21.7 | 14.4 | 14.4 | -8.3 | 20.6 | 13.9 | 13.9 | 8.9 | 15.6 | 10.6 | 10 | 2.2 | -4.4 | -15 | -17.2 | -24.8 | 6.1 | 1.1 | 7.4 | 3.1 | -2.2 | -8.3 | -1.9 | -9.3 | 2.2 | -11.1 | 4.3 | -5.8
-21 | -23 | -2.8 | -5.6 | 4.1 | 0 | 4.6 | -3.7 | 4.5 | -6.2 | 19.4 | -2.2 | 4 | 0 | 12.8 | 10 | 16.1 | 9.4 | 14.4 | 10.6 | 15.6 | 8.9 | 12.8 | 12.2 | -6.1 | -7.8 | -8.3 | -11.2 | 4 | 0 | 11.7 | 7.2 | 20 | 12.2 | 15 | 10 | 11.1 | 5 | -5 | -10.6 | 22.8 | 17.8 | -7.4 | -11 | 9.1 | 2.2 | -0.6 | -3.9 | -0.6 | -3.3 | -6.7 | -10.4 | 1.1 | 0 | 16.5 | 16 | 18.7 | 16.5 | 3.9 | 0.6 | -23 | -27 | -18.9 | -25 | 0.6 | 0 | 0 | -5.6 | -3.3 | -10 | -2.2 | -7.8 | -9.5 | -16.3 | -8.9 | -16.7 | -4.1 | -10 | -5 | -12.8 | -4.1 | -10.6 | 2.2 | -2.9 | 3.3 | -1.7 | 2.8 | -2.8 | 6.7 | -2.2 | 1.1 | -11.1 | -0.6 | -2.8 | -17.8 | -21.1 | -3.1 | -10.4 | 13.3 | -8.3 | 2.8 | -2.8 | 15 | 0.6 | 8.9 | -2.8 | -6.7 | -12.8 | -2.2 | -13.3 | -6.1 | -12.8 | 3.9 | -12.2 | 5 | -3.3 | -0.2 | -2 | -1 | -2 | 6.1 | 2.8 | 6.7 | 2.8 | 5.6 | 2.8 | 1.1 | -1.7 | -20 | -27 | 14.4 | 6.7 | 0 | -6.1 | -8.3 | -13.9 | 4.4 | -3.9 | 1.1 | -12.8 | 7.2 | 1.3 | 20.8 | 15.2 | 10 | -8.3 | 19.7 | 14.1 | 13.3 | 10 | 15.6 | 11 | 7.2 | 3.3 | -5 | -15 | -17.8 | -26.1 | 5.6 | 1.7 | 5.6 | 2.2 | -3.5 | -8.7 | -2.8 | -11.1 | 2.2 | -11.1 | 3.5 | -5.7
-21 | -23 | -2.8 | -6.1 | 2.6 | -0.1 | 4.3 | -3.3 | 3.9 | -6.7 | 17.8 | -1.7 | 4 | 0 | 12.4 | 10.3 | 16.1 | 9.4 | 14.4 | 10.6 | 14.3 | 9.4 | 11.1 | 10.6 | -7.8 | -10 | -10 | -12.8 | 3 | 1 | 11.7 | 7.6 | 19.4 | 13.3 | 14.8 | 10.2 | 10.6 | 4.4 | -5 | -10 | 22.8 | 17.2 | -8.2 | -11.4 | 7.8 | 1.7 | -0.6 | -4.4 | -0.6 | -3.3 | -6.7 | -10.3 | 0.5 | -0.8 | 15.2 | 14.6 | 18.5 | 16.3 | 3.9 | 0.6 | -25 | -27 | -19.8 | -25.2 | 1.1 | 0.7 | 0 | -5 | -3.9 | -11.1 | -2.6 | -7.3 | -10 | -14.6 | -8.9 | -16.1 | -5.4 | -8.6 | -5.6 | -12.8 | -4.8 | -10.3 | 1.7 | -2.6 | 3.9 | -1.7 | 3.3 | -3.9 | 5.6 | -3.3 | 1.1 | -10.6 | -0.2 | -3.3 | -17.8 | -21.1 | -3 | -9.7 | 11.7 | -8.3 | 2.2 | -2.6 | 14.1 | 1.7 | 8.2 | -2.7 | -6.7 | -13.3 | -3.1 | -12.8 | -8 | -11.7 | 2.2 | -12.2 | 4.4 | -2.2 | -0.9 | -2 | -1 | -2 | 3.9 | 0.6 | 6.5 | 2.4 | 5.6 | 2.2 | 1.1 | -1.7 | -20 | -27 | 13.7 | 6.8 | -0.4 | -5.9 | -10 | -16.1 | 2.8 | -3.3 | -1.1 | -11.7 | 5.6 | 0.5 | 19.8 | 15.3 | 8.3 | -7.8 | 18.7 | 14 | 11.7 | 10 | 15.6 | 11.4 | 5.6 | 2.2 | -5 | -14.4 | -18.7 | -25.8 | 5 | 1.1 | 5.6 | 2.2 | -4.8 | -9.9 | -3.3 | -10.2 | 1.7 | -10.6 | 2.8 | -6.7
-21 | -23 | -3.3 | -6.7 | 1.1 | -0.6 | 3.9 | -3.3 | 3.9 | -5.7 | 17.2 | -1.1 | 3 | 2 | 12.1 | 10.9 | 16.7 | 8.9 | 13.9 | 11.7 | 13 | 9.5 | 11.1 | 11.1 | -8.3 | -10.6 | -9.4 | -11.9 | 3 | 0 | 11.7 | 8 | 18.9 | 13.3 | 14.6 | 10.5 | 11.1 | 4.4 | -4.4 | -10 | 22.2 | 17.8 | -8.9 | -12.2 | 5.9 | 0.8 | -0.6 | -4.4 | -0.6 | -3.3 | -6.7 | -10.6 | 0 | -1.7 | 13.9 | 13.3 | 18.3 | 16.1 | 4.4 | 0.6 | -25 | -27 | -20.8 | -26.3 | 1.7 | 1.5 | 0 | -5.6 | -5.6 | -12.8 | -2.9 | -7.4 | -10.6 | -13.9 | -9.4 | -16.1 | -6.7 | -7.8 | -6.1 | -12.8 | -5.6 | -10.6 | 1.1 | -2.8 | 5 | -1.7 | 0 | -7.2 | 5 | -3.9 | 1.7 | -11.7 | 0.2 | -4.3 | -18.3 | -21.1 | -2.8 | -10 | 10.6 | -10 | 1.7 | -2.6 | 13.1 | 2.3 | 7.4 | -3.1 | -7.2 | -12.8 | -4.1 | -13.9 | -9.8 | -11.8 | 2.2 | -12.2 | 3.3 | -1.1 | -1.7 | -2.2 | -1 | -4 | 3.9 | 0.6 | 6.3 | 2 | 5.6 | 2.2 | 1.1 | -1.7 | -19 | -27 | 12.9 | 6.7 | -0.7 | -6.3 | -11.7 | -18.9 | 1.1 | -3.3 | 0 | -10.6 | 3.9 | -0.6 | 18.9 | 15.6 | 5.6 | -7.2 | 17.8 | 13.9 | 11.7 | 10 | 15.6 | 11.7 | 5.6 | 2.2 | -5 | -15 | -19.7 | -26.2 | 5 | 1.1 | 5.6 | 2.2 | -6.1 | -11.7 | -3.9 | -10.2 | 2.2 | -11.1 | 0.8 | -5
-21 | -23 | -3.3 | -6.7 | 0.4 | -1.1 | 3.7 | -2.9 | 3.9 | -5.7 | 17.2 | 0 | 4 | 1 | 11.7 | 11.1 | 16.1 | 8.3 | 13.3 | 11.7 | 11.7 | 9.4 | 10.6 | 9.3 | -8.3 | -10 | -8.9 | -11.4 | 3 | 0 | 11.7 | 8.3 | 18.9 | 12.8 | 14.4 | 10.6 | 10 | 2.8 | -4.4 | -10 | 22.2 | 17.8 | -9.3 | -11.9 | 4.1 | 0 | -1.1 | -5 | -0.6 | -3.9 | -8 | -10.7 | -0.6 | -2.8 | 13.3 | 12.9 | 17.2 | 15.2 | 3.9 | 0.6 | -25 | -28 | -21.7 | -27.8 | 2.2 | 2.2 | 0 | -6.7 | -6.7 | -12.8 | -3.3 | -8.3 | -11 | -13.7 | -10 | -15.6 | -6.7 | -7.7 | -7.2 | -11.7 | -6.3 | -9 | 0.7 | -2.4 | 5.6 | -1.1 | -1.1 | -7.8 | 3.3 | -6.7 | 2.2 | -11.7 | 0.6 | -6.1 | -18.3 | -21.1 | -2.8 | -8.9 | 7.2 | -9.4 | 1.1 | -3.3 | 12.2 | 2.8 | 6.7 | -3.9 | -7.8 | -11.1 | -5 | -16.1 | -11.7 | -12.2 | 0.6 | -11.7 | 2.8 | -0.6 | -2.2 | -2.8 | -1 | -4 | 5.6 | 0 | 6.1 | 1.7 | 4.4 | 2.2 | 1.1 | -1.7 | -18 | -25 | 12.2 | 6.7 | -1.1 | -7.8 | -12.8 | -18.9 | -1.1 | -3.9 | -1.1 | -11.1 | 3.7 | -0.8 | 18.9 | 16 | 4.4 | -7.8 | 17.1 | 14 | 10 | 8.9 | 15.2 | 12 | 5 | 1.1 | -5 | -15 | -20.6 | -27.2 | 5 | 1.1 | 5.6 | 2.2 | -6.7 | -11.6 | -4.4 | -11.1 | -0.6 | -11.1 | -1.3 | -5
-21 | -23 | -3.3 | -6.7 | -0.4 | -1.8 | 3.5 | -3.3 | 3.9 | -6.1 | 15.6 | 1.7 | 2 | 0 | 11.5 | 10.9 | 15 | 8.9 | 13.3 | 12.2 | 11.1 | 9.2 | 8.9 | 8.7 | -8.3 | -10.6 | -8.3 | -11.1 | 3 | 0 | 10.6 | 7.9 | 18.3 | 12.8 | 14.8 | 10.2 | 10 | 1.7 | -5.6 | -12.2 | 21.7 | 17.8 | -9.6 | -11.8 | 2.2 | -1.1 | -1.1 | -5 | -1.1 | -4.4 | -9.3 | -11.4 | -0.8 | -2.9 | 12.8 | 12.7 | 16.1 | 14.3 | 4.4 | 0.6 | -25 | -28 | -22.4 | -28.1 | 1.8 | 1.7 | 0 | -6.1 | -6.7 | -11.7 | -4.1 | -7.8 | -11.3 | -13.9 | -10 | -15.6 | -6.7 | -7.7 | -7.2 | -12.8 | -7.1 | -8.4 | 0.4 | -2.5 | 5 | -0.6 | -3.9 | -8.3 | 2.2 | 1.1 | 2.2 | -13.3 | -0.2 | -6.4 | -18.3 | -21.1 | -2.8 | -8.7 | 7.2 | -9.4 | 0.4 | -2.9 | 11.7 | 2.4 | 5.8 | -3.6 | -8.9 | -15 | -5.7 | -15.4 | -12.4 | -13.2 | 0.6 | -11.7 | 1.7 | 0 | -2.8 | -3.7 | -1 | -3 | 3.3 | 0.6 | 5.9 | 1.4 | 4.4 | 2.2 | 0.6 | -2.2 | -20 | -26 | 11.5 | 6.7 | -1.7 | -7.5 | -13.3 | -18.9 | -1.7 | -3.9 | -1.7 | -11.1 | 3.5 | -1.1 | 18.9 | 16.3 | 5 | -7.2 | 16.3 | 14 | 10 | 8.9 | 14.8 | 12.2 | 3.9 | 0 | -5 | -15.6 | -21.3 | -26.8 | 5 | 1.1 | 5.2 | 2 | -7.2 | -12.2 | -5.2 | -10.3 | -1.7 | -11.7 | -3.3 | -5.6
-22 | -23 | -2.8 | -6.7 | -1.1 | -2.8 | 3.3 | -3.9 | 2.6 | -4.3 | 17.2 | -1.7 | 1 | 0 | 11.3 | 10.7 | 14.4 | 8.3 | 14.4 | 12.2 | 10.6 | 9.2 | 7.2 | 7.2 | -8.9 | -11.1 | -9.2 | -11.6 | 3 | -1 | 9.4 | 7.2 | 18.3 | 13.3 | 15.2 | 10 | 9.4 | 2.8 | -6.7 | -12.2 | 21.7 | 17.8 | -10 | -12.2 | 2.4 | -0.8 | -1.7 | -5.6 | -1.1 | -4.4 | -10.6 | -12.2 | -0.9 | -3.1 | 12.2 | 12.2 | 15 | 13.3 | 5 | -1.1 | -23 | -27 | -23.2 | -28.4 | 1.5 | 1.1 | 0 | -6.7 | -6.1 | -10.6 | -4.8 | -7.8 | -11.7 | -14.4 | -10.6 | -17.8 | -6.7 | -7.8 | -7.2 | -13.3 | -7.8 | -7.8 | 0 | -2.8 | 5 | 0 | -4.4 | -11.1 | 1.7 | 1.7 | 2.2 | -11.1 | -0.9 | -7.3 | -18.3 | -21.7 | -2.8 | -9.4 | 6.7 | -9.4 | -0.4 | -3.2 | 11.1 | 2.1 | 4.8 | -4 | -10 | -15.6 | -6.5 | -15.9 | -13.2 | -14.4 | 0.6 | -11.7 | 1.7 | 0.6 | -3.3 | -4.4 | -2 | -3 | 1.7 | -0.6 | 5.8 | 1.3 | 4.4 | 1.1 | 0.6 | -2.2 | -20 | -26 | 10.7 | 6.7 | -2.2 | -8 | -13.9 | -20.6 | -2.2 | -4.4 | -2.8 | -10.6 | 3.3 | -1.7 | 18.9 | 16.7 | 4.4 | -7.8 | 15.6 | 13.9 | 8.9 | 8.3 | 14.4 | 12.2 | 3.3 | 0 | -5.6 | -16.1 | -22.1 | -27.1 | 5 | 1.7 | 4.8 | 1.8 | -7.8 | -13.3 | -5.9 | -10.5 | 2.8 | -13.9 | -4.4 | -6.2
-22 | -25 | -2.8 | -6.7 | -1.7 | -3.1 | 2.9 | -3.4 | 1.3 | -3.3 | 15 | -0.6 | 2 | 0 | 11.1 | 10.6 | 13.3 | 8.9 | 13.9 | 11.7 | 10 | 8.9 | 6.7 | 6.7 | -8.9 | -11.1 | -10.2 | -12.3 | 3 | -1 | 8.3 | 6.7 | 18.3 | 13.3 | 15.6 | 9.4 | 8.3 | 1.1 | -6.7 | -12.8 | 21.1 | 18.3 | -10.4 | -12.3 | 2.6 | -0.6 | -2.8 | -6.7 | -1.1 | -4.4 | -10.4 | -12 | -1.1 | -3.9 | 12.2 | 12.1 | 14.8 | 13.4 | 3.9 | -1.1 | -23 | -27 | -23.9 | -29.3 | 1.1 | 0.6 | 0 | -6.7 | -6.1 | -8.9 | -5.6 | -8.3 | -11.5 | -14 | -10.6 | -17.2 | -6.9 | -8 | -7.8 | -13.3 | -8.2 | -8.2 | -0.2 | -2.6 | 5 | 0 | -5.6 | -10.6 | 2.2 | 1.7 | 1.7 | -11.1 | -1.7 | -9.4 | -18.9 | -21.7 | -2.8 | -8.2 | 3.3 | -9.4 | -1.1 | -3.9 | 10.6 | 1.7 | 3.9 | -5 | -9.4 | -15.6 | -7.2 | -17.8 | -13.9 | -15.6 | 1.1 | -11.7 | 2.8 | 1.1 | -3.7 | -4.7 | -2 | -4 | 0.6 | -0.6 | 5.6 | 1.1 | 3.9 | 1.1 | 0.6 | -2.8 | -21 | -26 | 10 | 6.7 | -2.8 | -9.4 | -15 | -21.1 | -3.3 | -5.6 | -1.7 | -9.4 | 2.6 | -1.5 | 18.9 | 16.9 | 2.2 | -7.2 | 15.2 | 13.8 | 10 | 10 | 14 | 12.2 | 2.2 | -0.6 | -6.1 | -16.1 | -22.8 | -27.8 | 5 | 1.1 | 4.4 | 1.7 | -8.5 | -13.1 | -6.7 | -11.1 | 0.6 | -13.9 | -5.6 | -7.2
-22 | -23 | -2.2 | -6.7 | -2.2 | -3.7 | 2.6 | -3.5 | 0 | -3.3 | 14.4 | 2.2 | 0 | -1 | 10.9 | 10.5 | 12.8 | 9.4 | 13.3 | 12.8 | 9.6 | 8.1 | 5.6 | 5.6 | -12.2 | -13.3 | -11.1 | -13.3 | 2 | -1 | 8.3 | 6.6 | 18.9 | 13.9 | 15.6 | 10.6 | 6.7 | 1.1 | -7.8 | -13.9 | 21.1 | 18.3 | -10.7 | -12.6 | 2.8 | -0.6 | -3.3 | -7.2 | -1.1 | -4.4 | -10.2 | -12 | -1.3 | -3.5 | 12.2 | 11.8 | 14.6 | 13.3 | 3.3 | -2.8 | -23 | -27 | -24.1 | -29.6 | 1.1 | 0.4 | 0 | -6.7 | -5.6 | -9.4 | -6.1 | -9.1 | -11.3 | -13.8 | -11.7 | -17.2 | -7 | -8.3 | -7.2 | -12.2 | -8.5 | -8.5 | -0.4 | -2.5 | 3.3 | -0.6 | -6.7 | -13.9 | 1.7 | 1.7 | 0.6 | -11.1 | -2.1 | -9.3 | -19.4 | -22.2 | -2.8 | -8 | 1.7 | -8.9 | -1.5 | -3.9 | 10.4 | 2 | 1.9 | -4.3 | -8.3 | -13.9 | -7.6 | -16.9 | -13.5 | -15.7 | 1.7 | -10.6 | 2.8 | 1.7 | -4 | -5 | -2 | -3 | -1.1 | -2.8 | 5.6 | 1.1 | 3.3 | 1.7 | 0.6 | -3.3 | -20 | -25 | 9.3 | 6.4 | -3.2 | -8.6 | -16.1 | -22.2 | -3.3 | -5 | 0.6 | -7.8 | 1.8 | -1.7 | 18.9 | 17.1 | 2.8 | -7.2 | 14.8 | 13.5 | 10 | 10 | 13.7 | 12.3 | 0.6 | -1.7 | -6.1 | -16.7 | -22.4 | -27.1 | 4.4 | 1.1 | 4.2 | 1.2 | -9.3 | -13.6 | -6.9 | -10.6 | 0.6 | -13.9 | -6.7 | -8.3
-22 | -23 | -2.8 | -7.2 | -2.8 | -4.4 | 2.2 | -3.9 | -0.2 | -2.7 | 16.1 | 4.4 | 1 | -1 | 10.8 | 10.7 | 12.2 | 9.4 | 13.3 | 12.2 | 9.3 | 7.1 | 4.4 | 4.4 | -13.3 | -15 | -9.8 | -12 | 2 | -2 | 8.3 | 6.6 | 18.3 | 13.9 | 15.6 | 11.4 | 5.6 | -1.1 | -8.3 | -13.9 | 20.6 | 18.3 | -11.1 | -13.3 | 2.4 | -0.8 | -3.3 | -7.8 | -1.7 | -5 | -10 | -12.2 | -1.5 | -3.6 | 12.2 | 11.7 | 14.4 | 13.3 | 3.3 | -2.8 | -23 | -27 | -24.2 | -29.9 | 1.1 | 0.1 | -0.6 | -6.1 | -5.6 | -10.6 | -6.7 | -10.4 | -11.1 | -13.9 | -12.2 | -17.2 | -7.2 | -8.9 | -10 | -11.1 | -8.9 | -8.9 | -0.6 | -2.8 | 2.2 | -0.6 | -6.7 | -13.3 | 1.7 | 1.7 | 0.6 | -11.1 | -2.4 | -9.8 | -18.9 | -21.7 | -2.8 | -8.3 | -1.1 | -8.9 | -1.8 | -4.2 | 10.2 | 2.1 | -0.2 | -4.5 | -8.3 | -13.3 | -7.9 | -17.2 | -13.2 | -15.9 | 2.8 | -10 | 3.3 | 1.7 | -4.4 | -5.6 | -2 | -6 | -1.1 | -2.2 | 5.6 | 1.1 | 3.3 | 1.7 | 0 | -3.3 | -20 | -26 | 8.5 | 6.3 | -3.5 | -8.7 | -16.1 | -20 | -3.3 | -4.4 | -1.1 | -7.2 | 1.1 | -2.2 | 18.9 | 17.2 | 1.7 | -6.1 | 14.4 | 13.3 | 10 | 10 | 13.3 | 12.2 | 0 | -2.2 | -6.7 | -16.7 | -22.1 | -26.9 | 4.4 | 1.1 | 4.1 | 0.9 | -10 | -14.4 | -7 | -10.6 | 2.8 | -14.4 | -7.6 | -10.4
-22 | -23 | -2.8 | -6.7 | -3 | -4.4 | 2.4 | -3.7 | -0.4 | -2.6 | 13.3 | 6.7 | 0 | -1 | 10.6 | 10.6 | 12.8 | 9.4 | 13.3 | 12.2 | 8.9 | 6.1 | 5 | 4.5 | -14.4 | -15.6 | -8.5 | -11.2 | 2 | -2 | 8.3 | 6.7 | 17.8 | 13.9 | 15.6 | 12.2 | 5.6 | 0 | -9.4 | -14.4 | 20.6 | 18.9 | -11.1 | -13 | 2.1 | -1 | -3.9 | -8.3 | -1.7 | -5 | -10 | -11.8 | -1.7 | -3.9 | 11.5 | 10.4 | 13.9 | 12.8 | 2.8 | -3.9 | -23 | -27 | -24.4 | -30.2 | 1.1 | 0 | -0.6 | -6.7 | -5 | -10.6 | -7.2 | -12.2 | -10.7 | -13 | -12.8 | -16.7 | -7.6 | -9.1 | -7.8 | -11.7 | -8.9 | -8.9 | -0.6 | -2.5 | 2.2 | -0.6 | -8.3 | -12.2 | 2.2 | 2.2 | 0 | -10 | -2.8 | -11.7 | -18.9 | -21.7 | -2.4 | -6.9 | 1.7 | -8.3 | -2.2 | -5 | 10 | 2.2 | -2.2 | -5.6 | -7.8 | -13.3 | -8.3 | -18.9 | -12.8 | -16.7 | 2.2 | -9.4 | 3.3 | 2.2 | -4.4 | -5.4 | -2 | -6 | -1.7 | -3.3 | 5.6 | 1.1 | 2.8 | 1.7 | 0 | -3.9 | -20 | -25 | 7.8 | 6.1 | -3.9 | -9.4 | -16.1 | -21.7 | -3.3 | -4.4 | -2.8 | -7.2 | 1.7 | -1.5 | 18.7 | 17 | 0 | -6.7 | 12.4 | 10.5 | 10 | 10 | 13.3 | 12.4 | 0 | -2.2 | -7.8 | -17.8 | -21.7 | -27.2 | 3.9 | 1.7 | 3.9 | 0.6 | -10.4 | -14.3 | -7.2 | -11.1 | 2.8 | -14.4 | -8.5 | -12.7
-22 | -24 | -2.8 | -7.8 | -3.1 | -4.2 | 2.6 | -3.7 | -0.6 | -2.8 | 11.7 | 8.9 | 0 | 0 | 10.4 | 10.4 | 12.8 | 8.3 | 12.8 | 12.2 | 8.7 | 6.3 | 3.9 | 3.9 | -14.4 | -16.1 | -7.2 | -10.6 | 2 | -2 | 8.1 | 6.4 | 16.7 | 13.3 | 15.2 | 12.7 | 3.9 | -0.6 | -9.4 | -14.4 | 20.6 | 18.9 | -11.1 | -13 | 1.7 | -1.7 | -3.9 | -8.3 | -2.2 | -4.4 | -10 | -11.6 | -2.6 | -4.2 | 10.7 | 9 | 13.3 | 12.2 | 1.7 | -3.9 | -23 | -27 | -24.8 | -30.7 | 1.1 | -0.2 | -2.2 | -7.2 | -4.4 | -10.6 | -8.3 | -12.3 | -10.4 | -12.5 | -12.8 | -17.2 | -7.9 | -9.4 | -7.2 | -11.7 | -8.9 | -8.9 | -0.6 | -2.5 | 3.3 | -1.7 | -8.3 | -12.2 | 2.2 | 2.2 | 0 | -9.4 | -3.2 | -11 | -18.3 | -21.7 | -2.1 | -6.3 | 0 | -8.3 | -2.4 | -4.9 | 9.8 | 2.4 | -2.6 | -5.5 | -8.3 | -15 | -8.5 | -17.5 | -12.8 | -15.9 | 2.2 | -3.3 | 3.3 | 2.8 | -4.4 | -5.4 | -2 | -7 | -2.2 | -3.3 | 5.6 | 1.5 | 2.8 | 1.7 | 0 | -3.9 | -21 | -26 | 7.6 | 5.9 | -4.3 | -9.1 | -16.7 | -21.7 | -3.9 | -5.6 | -2.8 | -6.7 | 2.2 | -1.2 | 18.5 | 16.9 | -1.7 | -7.2 | 10.3 | 7.4 | 11.1 | 11.1 | 13.3 | 12.5 | 0 | -2.2 | -7.2 | -17.8 | -22.2 | -27.2 | 3.9 | 1.1 | 3.9 | 0.6 | -10.7 | -14.6 | -7.4 | -10.8 | 3.3 | -14.4 | -9.4 | -16.1
-23 | -25 | -3.3 | -7.2 | -3.3 | -4.4 | 2.8 | -4.4 | -0.6 | -2.7 | 11.1 | 8.9 | 0 | 0 | 10.2 | 10.2 | 12.2 | 7.2 | 12.2 | 11.1 | 8.5 | 6.5 | 4.4 | 3.9 | -15 | -16.7 | -7.8 | -10.1 | 1 | -1 | 8 | 6.3 | 15 | 12.8 | 14.8 | 13 | 2.2 | -1.1 | -9.4 | -14.4 | 20.6 | 18.3 | -11.1 | -13.3 | 2.1 | -1.3 | -3.9 | -8.3 | -4.4 | -6.1 | -10 | -11.7 | -3.5 | -4.7 | 10 | 7.8 | 12.8 | 11.7 | 1.7 | -3.9 | -23 | -27 | -25.2 | -31.3 | 1.1 | -0.3 | -2.2 | -6.1 | -3.9 | -10 | -9.5 | -13.3 | -10 | -12.2 | -13.3 | -17.2 | -8.3 | -10 | -7.8 | -11.7 | -8.9 | -8.9 | -0.6 | -2.8 | 2.8 | -1.7 | -8.3 | -12.8 | 2.8 | 2.8 | 0 | -9.4 | -3.5 | -11.5 | -17.8 | -21.7 | -1.7 | -6.1 | -1.1 | -8.3 | -2.6 | -5.4 | 9.6 | 2.2 | -2.9 | -5.8 | -8.9 | -17.2 | -8.7 | -17.2 | -12.8 | -15.5 | 1.7 | -1.1 | 3.9 | 3.3 | -4.4 | -5.6 | -2 | -5 | -2.8 | -3.9 | 5.6 | 1.9 | 3.9 | 1.1 | 0 | -5 | -21 | -26 | 7.4 | 5.7 | -4.6 | -9.6 | -17.8 | -23.3 | -5.6 | -7.2 | -3.3 | -7.2 | 2.8 | -1.1 | 18.3 | 16.7 | -1.7 | -7.2 | 8.3 | 4.4 | 11.1 | 11.1 | 13.3 | 12.8 | 0 | -2.8 | -10 | -15.6 | -22.8 | -27.9 | 3.3 | 1.1 | 3.9 | 0.6 | -11.1 | -15.6 | -7.6 | -11 | 2.8 | -13.9 | -10 | -15.6
-22 | -25 | -3.3 | -6.7 | 0.4 | -1.9 | 3 | -3.9 | -0.6 | -2.8 | 10.6 | 8.9 | 0 | -1 | 10 | 10 | 10.6 | 6.7 | 11.1 | 10.6 | 8.3 | 6.7 | 2.8 | 2.2 | -15 | -16.7 | -8.3 | -9.9 | 0 | -2 | 7.8 | 6.1 | 16.1 | 13.3 | 14.4 | 13.3 | 2.2 | -0.6 | -10 | -14.4 | 20 | 18.3 | -10.5 | -12.3 | 2.4 | -1.4 | -4.4 | -8.3 | -4.4 | -6.1 | -9.6 | -11.4 | -4.4 | -5.6 | 10.2 | 7.6 | 13.2 | 12.1 | 1.7 | -4.4 | -23 | -27 | -25.6 | -31.7 | 1.1 | -0.6 | -1.1 | -6.1 | -3.9 | -10.6 | -10.6 | -14.4 | -9.6 | -11.4 | -13.9 | -17.8 | -8.5 | -9.9 | -8.3 | -11.7 | -8.3 | -8.8 | 0 | -2.4 | 3.3 | -1.1 | -8.3 | -12.2 | 2.8 | 2.8 | 0 | -10 | -3.9 | -12.8 | -17.8 | -20.6 | -1.1 | -4.7 | 0 | -8.3 | -2.8 | -6.1 | 9.4 | 2.2 | -3.3 | -6.7 | -8.9 | -18.3 | -8.9 | -18.3 | -12.8 | -15.6 | 1.1 | -1.1 | 3.9 | 3.3 | -4.2 | -6 | -3 | -7 | -3.3 | -4.4 | 5.6 | 2.2 | 4.4 | 0.6 | -0.6 | -5.6 | -22 | -27 | 7.2 | 5.6 | -5 | -10.6 | -18.9 | -25 | -5 | -7.2 | -3.9 | -7.2 | 3.3 | -0.5 | 19.4 | 17.2 | -2.8 | -7.2 | 7.8 | 3.7 | 11.7 | 11.7 | 13.5 | 13.1 | 0 | -2.8 | -10.6 | -14.4 | -23.3 | -28.9 | 3.3 | 0 | 3.9 | 0.6 | -10.2 | -14.5 | -7.8 | -11.7 | 2.2 | -13.3 | -10.5 | -16.1
-22 | -25 | -3.3 | -7.2 | 4.1 | 0 | 3.1 | -3.9 | -0.6 | -3.3 | 10.6 | 9.4 | 0 | -1 | 10.7 | 10.4 | 12.2 | 7.8 | 11.1 | 10.6 | 10.5 | 7.8 | 7.2 | 5.6 | -15 | -16.7 | -8.9 | -10 | 1 | -3 | 10 | 7.1 | 16.7 | 13.9 | 15.9 | 14.1 | 3.9 | 0.6 | -9.4 | -14.4 | 21.7 | 18.3 | -10 | -11.6 | 2.8 | -1.7 | -4.4 | -8.3 | -3.9 | -5.6 | -9.3 | -11.4 | -2.7 | -4.1 | 10.4 | 7.5 | 13.5 | 12.4 | 2.2 | -4.4 | -22 | -27 | -24.8 | -31 | 1.8 | -1 | -1.1 | -5 | -3.3 | -10 | -10 | -13.3 | -9.3 | -10.9 | -13.3 | -17.8 | -8.7 | -10.1 | -6.7 | -12.2 | -7.8 | -8.7 | 0.5 | -2.4 | -0.6 | -1.1 | -7.8 | -11.1 | 2.8 | 2.8 | 0.6 | -9.4 | -3.2 | -12.1 | -17.2 | -20.6 | -0.6 | -3.7 | 3.3 | -6.7 | 0.2 | -4.3 | 11.1 | 1.9 | 0 | -4.4 | -8.3 | -18.3 | -8 | -17.3 | -10.8 | -14.4 | 1.7 | -0.6 | 3.9 | 3.3 | -4.1 | -6.7 | -3 | -7 | -1.7 | -2.2 | 6 | 2.6 | 5 | 0.6 | -1.1 | -6.7 | -22 | -26 | 8.7 | 6 | -3.5 | -9.4 | -18.9 | -25 | -5.6 | -7.2 | -2.2 | -6.7 | 3.9 | 0 | 20.6 | 17.8 | 0.6 | -6.7 | 7.2 | 2.7 | 11.7 | 11.7 | 13.7 | 13.6 | 0 | -2.2 | -8.9 | -13.3 | -20.7 | -26.1 | 2.8 | 0.6 | 4.8 | 0.9 | -9.2 | -13.8 | -6.5 | -10.1 | 2.8 | -12.8 | -11.1 | -17.2
-21 | -23 | -3.3 | -7.2 | 7.8 | 1.7 | 3.3 | -4.4 | -0.4 | -2.6 | 11.1 | 9.4 | 1 | 0 | 11.5 | 10.8 | 15 | 8.9 | 12.2 | 11.1 | 12.8 | 9.1 | 10.6 | 6.7 | -14.4 | -16.7 | -8 | -8.9 | 1 | -3 | 12.2 | 7.7 | 21.1 | 15 | 17.4 | 14.9 | 7.8 | 1.7 | -7.8 | -13.3 | 21.7 | 18.9 | -9.4 | -11.1 | 4.6 | -0.9 | -4.4 | -8.3 | -2.8 | -4.4 | -8.9 | -11.7 | -1.1 | -3 | 10.6 | 7.2 | 13.9 | 12.8 | 3.3 | -4.4 | -21 | -25 | -24.1 | -30.9 | 2.6 | -1.7 | -0.6 | -6.1 | -3.3 | -8.9 | -9.5 | -12.6 | -8.9 | -10.6 | -13.3 | -17.2 | -8.9 | -10.6 | -5.6 | -10.6 | -7.2 | -8.9 | 1.1 | -2.8 | -3.9 | -4.4 | -7.8 | -12.2 | 2.8 | 2.8 | 2.2 | -10 | -2.4 | -12.6 | -17.2 | -20 | 0 | -3.3 | 6.7 | -5.6 | 3.1 | -3.5 | 12.7 | 0.7 | 3.4 | -3.2 | -7.2 | -17.2 | -7 | -17.1 | -8.7 | -13.5 | 2.8 | -0.6 | 3.3 | 2.8 | -3.9 | -7.8 | -2 | -7 | -0.6 | -1.1 | 6.3 | 2.9 | 5.6 | 1.7 | -1.1 | -7.2 | -20 | -25 | 10.2 | 6.6 | -2.1 | -9.3 | -18.3 | -24.4 | -4.4 | -5 | -1.1 | -6.7 | 4.4 | 0.6 | 21.7 | 18.3 | 7.2 | -6.1 | 6.7 | 1.7 | 11.7 | 11.7 | 13.9 | 13.9 | 2.8 | -0.6 | -4.4 | -10 | -18.2 | -23.8 | 5 | 0.6 | 5.8 | 1.5 | -8.3 | -13.9 | -5.2 | -8.8 | 3.9 | -12.8 | -8.7 | -15.7
-20 | -22 | -3.3 | -7.8 | 10.4 | 2 | 3.7 | -4 | -0.2 | -2.3 | 11.1 | 10 | 3 | 0 | 12.2 | 11.1 | 15.6 | 11.1 | 15.6 | 12.2 | 15 | 10 | 13.9 | 6.7 | -13.3 | -16.1 | -7 | -8 | 3 | -5 | 14.4 | 8.3 | 22.2 | 13.9 | 18.9 | 15.6 | 9.4 | 1.1 | -6.1 | -12.8 | 22.2 | 18.9 | -8.1 | -10.2 | 6.5 | -0.2 | -4.4 | -7.8 | -0.6 | -3.3 | -6.7 | -10.3 | 0.6 | -2.2 | 11.5 | 7.4 | 14.3 | 12.7 | 4.4 | -5 | -19 | -22 | -23.3 | -31.7 | 3.3 | -2.8 | 0 | -7.2 | -3.3 | -7.2 | -8.9 | -12.2 | -8.2 | -9.9 | -13.3 | -17.2 | -8.3 | -9.9 | -3.3 | -11.7 | -6.8 | -7.8 | 3.1 | -2.5 | -3.3 | -5.6 | -7.2 | -10.6 | 2.8 | 2.8 | 2.8 | -7.8 | -1.7 | -14.4 | -15.6 | -18.3 | 0 | -2.8 | 10 | -5.6 | 6.1 | -3.3 | 14.4 | -0.6 | 6.7 | -2.8 | -6.1 | -15.6 | -6.1 | -18.9 | -6.7 | -13.9 | 3.3 | 0 | 3.3 | 2.8 | -2.8 | -6.8 | -2 | -6 | 0 | 0 | 6.7 | 3.3 | 6.1 | 1.7 | -0.6 | -7.2 | -18 | -24 | 11.7 | 6.7 | -0.6 | -10 | -16.7 | -23.3 | -1.7 | -3.9 | 0 | -8.3 | 5 | 1.8 | 22.8 | 18.2 | 10 | -6.1 | 6.3 | 2.8 | 12.2 | 12.2 | 14.6 | 14.5 | 6.7 | 0.6 | -2.2 | -16.7 | -15.6 | -22.2 | 5 | 0.6 | 6.7 | 1.7 | -6.8 | -12.8 | -3.9 | -8.3 | 6.1 | -12.2 | -6.3 | -15
-19 | -21 | -2.8 | -7.2 | 13 | 1.3 | 4 | -3.9 | 0 | -2.2 | 12.2 | 10.6 | 4 | 1 | 13.1 | 11 | 16.1 | 12.2 | 16.7 | 12.2 | 17.4 | 9.1 | 15.6 | 7.2 | -12.8 | -16.1 | -6.1 | -7.2 | 4 | -3 | 15.2 | 8.5 | 23.3 | 13.9 | 19.1 | 16.2 | 10.6 | 1.1 | -3.9 | -12.8 | 22.8 | 18.9 | -6.9 | -9.6 | 8.3 | 0 | -4.4 | -7.8 | 1.1 | -2.2 | -4.4 | -9 | 3 | -0.9 | 12.4 | 7.7 | 14.6 | 12.5 | 5 | -5 | -17 | -21 | -21.8 | -29.8 | 4.1 | -2.4 | 0.6 | -6.7 | -2.8 | -6.7 | -8.7 | -12.2 | -7.4 | -9.5 | -11.1 | -16.1 | -7.8 | -9.6 | -1.7 | -12.2 | -6.5 | -7 | 5.2 | -2.7 | -3.9 | -6.7 | -6.1 | -9.4 | 2.8 | 2.8 | 3.3 | -8.9 | -0.4 | -12.5 | -14.4 | -17.8 | 0 | -2.8 | 15 | -7.8 | 8.1 | -3 | 15.2 | -1.2 | 10 | -1.5 | -4.4 | -14.4 | -5.7 | -16.8 | -3.9 | -11.4 | 3.9 | -1.1 | 3.9 | 3.3 | -1.7 | -6.1 | -2 | -6 | 1.1 | 0.6 | 7.2 | 3.3 | 7.2 | 1.1 | 0.6 | -6.7 | -17 | -23 | 13.2 | 6.8 | 1.1 | -8.7 | -15 | -20.6 | 2.8 | -1.1 | 1.1 | -8.3 | 5.5 | 3.2 | 23.9 | 18.1 | 12.8 | -6.7 | 6 | 3.8 | 13.9 | 13.3 | 15.4 | 15.1 | 8.9 | 0.6 | 0.6 | -16.7 | -14.5 | -20.9 | 5 | 0 | 7.2 | 2.5 | -5.4 | -12.2 | -2 | -7.1 | 6.7 | -12.2 | -3.9 | -16.1
-18 | -21 | -2.2 | -6.7 | 15.6 | 0 | 4.4 | -4.4 | 0.6 | -1.9 | 12.8 | 10.6 | 4 | 2 | 14.1 | 10.9 | 18.3 | 11.7 | 17.2 | 11.7 | 19.8 | 7.2 | 16.1 | 8.3 | -12.2 | -16.1 | -5.4 | -6.6 | 6 | -4 | 15.9 | 8.4 | 23.3 | 13.3 | 19.2 | 16.6 | 11.7 | 0.6 | -1.7 | -11.1 | 23.3 | 18.3 | -5.6 | -9.4 | 9.8 | 0.7 | -3.3 | -7.8 | 5 | -0.6 | -2.2 | -8.9 | 5.4 | 0 | 13.3 | 7.8 | 15 | 12.2 | 5.6 | -6.1 | -15 | -19 | -20.4 | -28.6 | 4.8 | -2.4 | 0 | -8.3 | -2.2 | -6.1 | -8.5 | -12.7 | -6.7 | -9.4 | -10.6 | -16.1 | -7.2 | -9.4 | -0.6 | -12.2 | -6.1 | -6.1 | 7.2 | -4.4 | -3.3 | -6.1 | -4.4 | -8.9 | 3.3 | 3.3 | 3.9 | -9.4 | 0.9 | -12.1 | -13.9 | -16.7 | 0 | -3.3 | 17.2 | -7.8 | 10.2 | -3.7 | 15.9 | -1.9 | 13.4 | -0.5 | -3.3 | -13.3 | -5.4 | -16.5 | -1.1 | -9.9 | 5 | -0.6 | 4.4 | 3.9 | -0.6 | -6.1 | -2 | -7 | 3.3 | 1.7 | 7.8 | 3.5 | 7.8 | 1.1 | -0.6 | -6.1 | -16 | -22 | 14.6 | 6.2 | 2.7 | -8.5 | -13.9 | -22.2 | 6.1 | -0.6 | 2.2 | -9.4 | 6.1 | 4.4 | 25 | 17.8 | 15 | -7.2 | 5.6 | 4.4 | 15 | 13.9 | 16.1 | 15.6 | 11.7 | 1.1 | 2.2 | -15.6 | -13.3 | -20.3 | 5.6 | -0.6 | 7.8 | 3.3 | -3.9 | -12.8 | -0.2 | -6.8 | 8.9 | -11.7 | -3.2 | -13.1
-17 | -20 | -2.2 | -7.2 | 16 | 0.1 | 4.4 | -3 | 1.1 | -1.9 | 14.4 | 10.6 | 6 | 1 | 15 | 10.6 | 18.9 | 11.7 | 17.8 | 9.4 | 22.2 | 3.9 | 17.2 | 8.3 | -11.7 | -15 | -4.6 | -6.2 | 7 | -3 | 16.7 | 8.3 | 23.3 | 13.9 | 19.4 | 17.2 | 12.2 | 0.6 | 0 | -10.6 | 25.6 | 16.7 | -4.1 | -8.7 | 11.3 | 1.2 | -3.3 | -7.8 | 7.8 | 0 | -1.3 | -7.5 | 7.8 | 0.6 | 14.1 | 7.9 | 15.9 | 11.9 | 5.6 | -6.1 | -13 | -17 | -18.9 | -28.3 | 5.6 | -2.8 | -0.6 | -7.2 | -1.7 | -5 | -8.3 | -13.9 | -6.1 | -8.9 | -9.4 | -15.6 | -7 | -9 | 0.6 | -11.7 | -5.9 | -5.9 | 7.6 | -4 | -2.8 | -6.1 | -3.9 | -9.4 | 3.3 | 3.3 | 5 | -10.6 | 2.2 | -13.3 | -12.8 | -16.1 | 0.7 | -2.5 | 19.4 | -10 | 12.2 | -5.6 | 16.7 | -3.3 | 16.7 | -0.6 | -2.8 | -13.3 | -5 | -17.2 | 1.7 | -10 | 5 | -2.2 | 5 | 4.4 | 0.5 | -6 | -1 | -7 | 6.1 | 2.8 | 8.3 | 3.3 | 8.3 | 1.1 | 1.1 | -3.9 | -15 | -23 | 16.1 | 5.6 | 4.4 | -10 | -12.2 | -20.6 | 10 | -0.6 | 3.3 | -8.9 | 8.3 | 5.6 | 25 | 17.5 | 17.2 | -7.8 | 5.6 | 4.7 | 16.7 | 14.4 | 17 | 16.1 | 12.8 | 1.1 | 2.8 | -14.4 | -12.2 | -20.6 | 6.1 | -0.6 | 8.3 | 3.9 | -3.5 | -12.4 | 1.7 | -7.8 | 9.4 | -11.7 | -2.4 | -11.6
-16 | -20 | -1.7 | -6.7 | 16.3 | -0.4 | 4.4 | -2 | 1.7 | -2.2 | 15.6 | 10 | 6 | 1 | 15.2 | 10.2 | 17.2 | 12.8 | 18.3 | 10 | 20.9 | 6.8 | 18.3 | 6.7 | -11.1 | -14.4 | -3.9 | -6.1 | 9 | -3 | 16.9 | 8.9 | 23.9 | 12.8 | 19.8 | 18 | 12.8 | -0.6 | 2.2 | -11.1 | 26.7 | 16.7 | -2.6 | -8.5 | 12.8 | 1.7 | -2.8 | -7.8 | 10 | 1.7 | -0.3 | -6.5 | 9.6 | 1.2 | 14.8 | 7.9 | 16.9 | 11.4 | 6.1 | -7.2 | -11 | -13 | -18.7 | -26 | 5.8 | -2.7 | -0.6 | -8.9 | -1.7 | -3.3 | -8.5 | -13.3 | -5.6 | -9.1 | -8.9 | -15 | -6.9 | -8.9 | 0.6 | -11.7 | -5.8 | -5.8 | 7.9 | -4.6 | -2.8 | -5.6 | -2.8 | -8.9 | 3.9 | 3.9 | 4.4 | -11.1 | 2.6 | -11.8 | -12.2 | -13.9 | 1.5 | -2.2 | 20.6 | -10.6 | 11.8 | -4.6 | 16.7 | -3.5 | 16.3 | -1.5 | -1.7 | -12.2 | -4.8 | -14.6 | 2.4 | -8.2 | 5 | -1.1 | 5 | 4.4 | 1.7 | -6.7 | -2 | -7 | 7.8 | 3.3 | 8.7 | 3.3 | 8.3 | 0.6 | 1.1 | -5 | -13 | -22 | 15.9 | 6.4 | 5.7 | -8.6 | -11.7 | -18.9 | 12.2 | -1.7 | 3.9 | -9.4 | 10.6 | 7 | 25 | 17 | 18.3 | -7.8 | 5.6 | 4.9 | 18.9 | 15.6 | 18 | 16.4 | 14.4 | 1.1 | 3.9 | -16.1 | -11.8 | -19.5 | 6.7 | -1.1 | 9.1 | 3.5 | -3.2 | -13.1 | 2.6 | -7 | 9.4 | -11.7 | -1.7 | -11.1
-16 | -18 | -1.1 | -7.2 | 16.7 | -0.6 | 4.4 | -1.1 | 1.3 | -1.9 | 15.6 | 10 | 6 | 2 | 15.4 | 10 | 16.1 | 12.2 | 18.3 | 10 | 19.6 | 8.6 | 18.3 | 6.7 | -11.7 | -14.4 | -4.5 | -5.7 | 10 | -2 | 17 | 9 | 23.9 | 13.3 | 20.2 | 18.7 | 12.8 | -1.1 | 3.9 | -10.6 | 25.6 | 16.1 | -1.1 | -9.4 | 12.6 | 1.9 | -2.8 | -8.3 | 11.1 | 2.2 | 0.6 | -6.7 | 11.5 | 1.4 | 15.6 | 7.8 | 17.8 | 10.6 | 6.1 | -7.2 | -10 | -13 | -18.5 | -24.4 | 5.9 | -3.1 | -0.6 | -8.3 | -2.2 | -2.8 | -8.7 | -13.7 | -5 | -9.4 | -8.9 | -15 | -6.7 | -8.9 | 1.1 | -11.7 | -5.6 | -5.6 | 8.3 | -5.6 | -2.2 | -5.6 | -1.7 | -8.3 | 5 | 5 | 4.4 | -11.7 | 2.9 | -12.3 | -11.7 | -13.3 | 2.2 | -2.2 | 21.7 | -11.1 | 11.5 | -4.5 | 16.7 | -4 | 16 | -2.2 | -1.7 | -11.1 | -4.6 | -13.4 | 3.2 | -7.3 | 4.4 | -1.1 | 5 | 4.4 | 2.8 | -8.9 | -2 | -7 | 7.8 | 4.4 | 9 | 3.4 | 7.2 | 0.6 | 1.7 | -5 | -12 | -22 | 15.8 | 6.8 | 7 | -8.7 | -10.6 | -19.4 | 13.3 | -3.9 | 4.4 | -9.4 | 12.8 | 7.8 | 25 | 16.7 | 17.2 | -8.9 | 5.6 | 5 | 18.3 | 15.6 | 18.9 | 16.7 | 13.9 | 2.8 | 6.1 | -15.6 | -11.5 | -19.6 | 7.2 | -1.1 | 9.8 | 3.1 | -2.8 | -15 | 3.5 | -7.3 | 10 | -12.2 | -1.9 | -10.2
-16 | -18 | -0.6 | -7.2 | 15.2 | -0.1 | 4.2 | -0.9 | 1 | -1.8 | 16.1 | 8.9 | 5 | 0 | 15.6 | 9.4 | 15 | 11.7 | 18.3 | 9.4 | 18.3 | 10 | 16.1 | 6.7 | -12.2 | -14.4 | -5 | -5.6 | 10 | -3 | 17.2 | 9.4 | 23.3 | 13.3 | 20.6 | 19.4 | 12.8 | -1.7 | 5 | -11.1 | 25 | 17.2 | -1.7 | -8.7 | 12.4 | 1.7 | -3.3 | -7.8 | 12.2 | 2.2 | 0.4 | -5.9 | 13.3 | 1.7 | 14.3 | 6.9 | 16.7 | 9.9 | 6.7 | -7.2 | -9 | -12 | -18.3 | -23.9 | 6.1 | -3.9 | -0.6 | -8.9 | -2.8 | -3.9 | -8.9 | -14.4 | -5 | -8.9 | -8.9 | -15 | -6.5 | -8.4 | 1.1 | -11.1 | -5.6 | -5.6 | 7.4 | -5.3 | -2.2 | -4.4 | -1.1 | -7.8 | 6.1 | 6.1 | 4.4 | -8.3 | 3.3 | -13.9 | -10.6 | -12.8 | 2.2 | -1.9 | 22.2 | -10 | 11.1 | -5 | 16.7 | -5 | 15.6 | -3.9 | -1.7 | -10.6 | -4.4 | -13.3 | 3.9 | -7.8 | 3.9 | -0.6 | 5 | 4.4 | 2.8 | -8.4 | -2 | -7 | 8.9 | 6.1 | 9.4 | 3.3 | 6.7 | -0.6 | 2.2 | -4.4 | -12 | -23 | 15.6 | 7.2 | 8.3 | -10 | -11.1 | -18.9 | 13.9 | -4.4 | 3.3 | -10 | 11.7 | 7.1 | 24.1 | 17.1 | 17.8 | -8.3 | 6.1 | 4.3 | 17.2 | 15.6 | 18.7 | 16.7 | 13.9 | 1.7 | 6.1 | -14.4 | -11.1 | -20.6 | 6.7 | -0.6 | 10.6 | 2.2 | -3.2 | -13.1 | 4.4 | -8.9 | 9.4 | -12.2 | -2 | -10.3
-16 | -18 | -1.1 | -7.8 | 13.7 | -0.3 | 4.1 | -0.6 | 0.6 | -2.2 | 16.1 | 9.4 | 4 | 1 | 14.7 | 9.3 | 13.3 | 11.1 | 17.2 | 9.4 | 17.6 | 8.8 | 13.3 | 10.6 | -12.2 | -14.4 | -5.6 | -5.6 | 9 | -5 | 16.1 | 9.8 | 23.3 | 13.9 | 20 | 18.9 | 11.7 | -2.2 | 5 | -11.7 | 24.4 | 16.7 | -2.2 | -8.6 | 12.2 | 1.7 | -3.9 | -7.8 | 12.2 | 2.8 | 0.2 | -5.9 | 11.5 | 1.2 | 13 | 6.2 | 15.5 | 9.2 | 6.1 | -7.2 | -10 | -11 | -19.1 | -23.8 | 4.4 | -3.2 | -0.6 | -8.9 | -2.2 | -4.4 | -9.5 | -14.1 | -5 | -8.9 | -9.4 | -15 | -6.3 | -7.9 | 0.6 | -10.6 | -5.6 | -5.6 | 6.5 | -6 | -2.2 | -5.6 | -1.7 | -7.2 | 8.3 | 7.2 | 3.9 | -5.6 | 2.4 | -12.7 | -10.6 | -12.2 | 2.2 | -1.9 | 21.1 | -10 | 8.1 | -2.7 | 15.4 | -4.5 | 14.7 | -3.2 | -1.1 | -10 | -4.8 | -11 | 3 | -3.7 | 3.3 | -0.6 | 5 | 4.4 | 2.8 | -8.7 | -3 | -7 | 11.1 | 3.3 | 8.7 | 3.5 | 5.6 | -1.1 | 1.1 | -5.6 | -12 | -22 | 14.3 | 7.2 | 7 | -8.3 | -10.6 | -17.8 | 13.9 | -3.3 | 2.2 | -10 | 10.5 | 5.9 | 23.1 | 17.6 | 17.8 | -8.9 | 6.7 | 3.3 | 16.7 | 15.6 | 18.5 | 16.7 | 13.3 | -0.6 | 5 | -16.7 | -12.6 | -19.4 | 6.1 | -2.2 | 9.7 | 3 | -3.5 | -12.4 | 3.9 | -7.8 | 7.8 | -11.7 | -2.2 | -11.7
-18 | -21 | -3.3 | -7.2 | 12.2 | -0.6 | 3.9 | -0.6 | 0.2 | -2.1 | 15.6 | 10 | 3 | 2 | 13.7 | 8.8 | 12.8 | 11.1 | 15 | 10 | 16.8 | 7.2 | 12.2 | 9.4 | -12.2 | -13.3 | -5.6 | -5.6 | 8 | -2 | 15 | 9.8 | 22.2 | 13.3 | 19.5 | 18.4 | 10 | -1.1 | 4.4 | -12.2 | 23.3 | 17.8 | -2.8 | -9.4 | 11.8 | 1.1 | -3.9 | -7.8 | 10 | 2.2 | 0 | -6.7 | 9.6 | 0.7 | 11.7 | 5 | 14.4 | 8.3 | 6.1 | -7.8 | -11 | -13 | -19.8 | -24.5 | 2.8 | -3.3 | -1.7 | -10 | -2.8 | -4.4 | -10 | -14.3 | -5 | -9.4 | -10 | -15 | -6.1 | -7.8 | 0 | -10.6 | -5.6 | -5.6 | 5.6 | -7.2 | -2.8 | -6.1 | -2.8 | -7.8 | 7.2 | 7.2 | 1.1 | -4.4 | 1.5 | -13.4 | -11.1 | -12.2 | 2.2 | -2.2 | 16.7 | -10 | 5.2 | -2.3 | 14.1 | -4.1 | 13.7 | -3.5 | -3.3 | -10.6 | -5.2 | -10 | 2 | -1.6 | 2.8 | 0 | 4.4 | 3.9 | 2.8 | -10.6 | -4 | -8 | 10.6 | 2.8 | 7.9 | 3.8 | 4.4 | -2.2 | 0 | -6.1 | -13 | -22 | 13 | 7 | 5.7 | -7.9 | -11.1 | -18.3 | 13.3 | -1.1 | 0.6 | -11.7 | 9.4 | 5 | 22.2 | 17.8 | 15.6 | -10 | 7.2 | 2.2 | 16.1 | 15.6 | 18.3 | 16.7 | 10.6 | 1.1 | 2.8 | -13.3 | -14.1 | -19.7 | 5 | -1.1 | 8.7 | 3.1 | -3.9 | -12.8 | 3.3 | -8 | 3.3 | -12.2 | -4.1 | -11.8
-20 | -22 | -7.2 | -10 | 11.1 | -0.1 | 3.5 | -0.3 | -0.2 | -2.3 | 14.4 | 10 | 4 | 2 | 12.8 | 8.3 | 13.3 | 11.7 | 13.9 | 10 | 16.1 | 5.6 | 11.1 | 9.4 | -12.8 | -13.9 | -5.6 | -5.6 | 7 | -1 | 13.9 | 10 | 21.1 | 13.9 | 18.9 | 17.8 | 6.7 | -1.7 | 3.3 | -12.2 | 22.8 | 17.2 | -3 | -8.2 | 11.5 | 0.9 | -3.9 | -7.2 | 7.8 | 1.7 | -1.3 | -6 | 7.8 | 0 | 10.8 | 4.5 | 13.3 | 8.2 | 5 | -7.2 | -13 | -17 | -20.6 | -25.6 | 1.1 | -3.9 | -2.2 | -10 | -3.9 | -4.4 | -10.6 | -15 | -4.8 | -8.8 | -10.6 | -15 | -6.3 | -7.6 | 0 | -10 | -5.6 | -5.6 | 3.4 | -4.9 | -3.3 | -6.1 | -3.3 | -7.8 | 6.7 | 6.7 | -0.6 | -3.9 | 0.6 | -15.6 | -10.6 | -11.7 | 1.3 | -2.2 | 13.3 | -7.8 | 2.2 | -2.8 | 12.8 | -5 | 12.8 | -3.9 | -5 | -10.6 | -5.6 | -9.4 | 1.1 | 0 | 2.8 | 0 | 3.9 | 3.9 | 1.7 | -8.5 | -5 | -10 | 10 | 3.3 | 7.2 | 3.9 | 3.3 | -2.8 | -1.7 | -6.1 | -13 | -22 | 11.7 | 6.7 | 4.4 | -8.9 | -11.1 | -16.7 | 12.2 | -0.6 | 0 | -10.6 | 6.5 | 3.3 | 21.7 | 17.9 | 13.3 | -10 | 7 | 1.9 | 16.1 | 15.6 | 17.9 | 16.4 | 6.1 | 0 | 2.2 | -12.8 | -15.6 | -20.6 | 4.4 | -1.7 | 7.8 | 3.3 | -4.5 | -11.5 | 2.8 | -9.4 | 2.2 | -11.1 | -5.9 | -13.3
-20 | -22 | -8.3 | -11.1 | 10 | 0 | 3.2 | -0.1 | -0.6 | -2.8 | 13.9 | 10 | 4 | 2 | 12.2 | 8.3 | 13.3 | 11.7 | 12.8 | 10 | 14.3 | 6.9 | 11.1 | 9.4 | -13.3 | -15 | -5.6 | -5.6 | 6 | -1 | 13 | 10 | 21.1 | 14.4 | 18 | 17 | 4.4 | -0.6 | 0.6 | -8.9 | 22.8 | 17.8 | -3.1 | -7.8 | 11.1 | 0 | -3.9 | -6.7 | 6.1 | 0.6 | -2.6 | -6.5 | 8 | 0 | 9.8 | 4 | 12.2 | 8.1 | 3.3 | -6.7 | -15 | -17 | -21.1 | -25.1 | 1.3 | -3.5 | -2.8 | -10 | -4.4 | -6.7 | -11 | -14.8 | -4.6 | -8.6 | -10.6 | -15 | -6.5 | -7.6 | 0 | -10 | -5.6 | -5.6 | 1.1 | -4.2 | -3.9 | -6.1 | -3.3 | -7.8 | 2.8 | 2.8 | -1.1 | -3.3 | -0.2 | -12.7 | -9.4 | -10.6 | 0.3 | -2.6 | 11.1 | -6.7 | 2 | -2.9 | 11.3 | -3.9 | 12.1 | -4 | -8.3 | -11.7 | -5.4 | -8.6 | 0.9 | -0.2 | 2.8 | 0 | 4.4 | 4.4 | 0.5 | -7.7 | -6 | -8 | 8.9 | 3.3 | 5.5 | 2.3 | 2.8 | -2.8 | -1.7 | -6.7 | -16 | -23 | 10.8 | 6.8 | 2.6 | -6.5 | -11.1 | -16.7 | 11.1 | -0.6 | -1.1 | -11.1 | 3.5 | 1.4 | 21.1 | 17.7 | 7.2 | -9.4 | 6.9 | 1.6 | 15.6 | 15.6 | 17.6 | 16.3 | 5.6 | 1.1 | 1.7 | -11.7 | -16 | -20.6 | 3.3 | -1.7 | 7.8 | 4 | -5 | -11.2 | 2.1 | -8.2 | 3.3 | -10.6 | -7.8 | -15.6
-20 | -22 | -8.3 | -11.1 | 8.9 | 0 | 2.8 | 0 | -0.4 | -2.5 | 13.3 | 10 | 3 | 3 | 11.7 | 8 | 13.3 | 11.1 | 12.8 | 10.6 | 12.4 | 7.5 | 11.1 | 9.4 | -13.3 | -15.6 | -5.6 | -5.6 | 5 | 0 | 12 | 10.1 | 20.6 | 15 | 17 | 16.4 | 3.9 | -0.6 | 0 | -8.9 | 22.2 | 17.2 | -3.3 | -7.8 | 11.1 | -0.1 | -3.3 | -6.7 | 7.2 | 0 | -3.9 | -7.2 | 8.1 | 0.1 | 8.9 | 3.3 | 11.1 | 7.8 | 2.8 | -6.1 | -15 | -17 | -21.7 | -25.1 | 1.5 | -3.3 | -4.4 | -9.4 | -5 | -7.2 | -11.3 | -14.9 | -4.4 | -8.9 | -11.1 | -15.6 | -6.7 | -7.8 | 0 | -10 | -5.6 | -5.6 | -1.1 | -4.4 | -3.9 | -6.7 | -3.3 | -7.8 | 2.8 | 2.8 | -0.6 | -3.3 | -0.9 | -12.1 | -7.8 | -8.3 | -0.6 | -3.3 | 10 | -6.1 | 1.9 | -3.3 | 9.8 | -3.4 | 11.3 | -4.2 | -8.3 | -11.1 | -5.2 | -7.9 | 0.8 | -0.3 | 2.2 | 0 | 3.9 | 3.9 | -0.6 | -8.3 | -6 | -10 | 8.3 | 3.3 | 3.9 | 0.9 | 1.7 | -2.2 | -2.8 | -6.7 | -13 | -21 | 9.8 | 6.7 | 0.7 | -5.7 | -11.1 | -17.2 | 8.3 | -0.6 | -1.1 | -11.7 | 0.6 | -0.6 | 20.6 | 17.8 | 6.1 | -9.4 | 6.7 | 1.1 | 15.6 | 15.6 | 17.2 | 16.1 | 3.3 | 0.6 | 1.7 | -11.1 | -16.3 | -21.2 | 2.2 | -1.7 | 7.8 | 4.6 | -5.6 | -11.7 | 1.3 | -8.3 | 1.7 | -10.6 | -8 | -15.1
-18 | -21 | -7.8 | -10.6 | 8.7 | 0.1 | 2.6 | 0 | -0.2 | -2.4 | 13.3 | 10.6 | 3 | 3 | 11.1 | 7.8 | 13.3 | 11.1 | 12.2 | 10.6 | 10.6 | 7.8 | 10.6 | 9.3 | -13.9 | -15.6 | -5.6 | -5.6 | 4 | -1 | 11.1 | 10 | 20.6 | 14.4 | 16.1 | 15.6 | 3.3 | -0.6 | -1.7 | -8.9 | 22.2 | 17.8 | -3.9 | -7.4 | 11.1 | -0.1 | -3.3 | -6.7 | 6.1 | 0 | -4.1 | -6.8 | 8.3 | 0 | 8 | 3.1 | 10.5 | 7.2 | 3.3 | -5.6 | -16 | -18 | -22.2 | -25.6 | 1.7 | -3.9 | -5 | -10 | -5.6 | -6.7 | -11.7 | -15.6 | -4.4 | -8.2 | -12.2 | -16.1 | -6.7 | -7.7 | 0 | -9.4 | -5.6 | -5.6 | -1.7 | -4.2 | -3.9 | -6.1 | -3.9 | -7.8 | 2.8 | 2.8 | -1.1 | -2.8 | -1.7 | -12.8 | -7.2 | -7.8 | -1.3 | -3.5 | 10.6 | -5.6 | 1.7 | -4.4 | 8.3 | -3.9 | 10.6 | -5.6 | -8.9 | -11.1 | -5 | -7.8 | 0.6 | -0.6 | 1.7 | -0.6 | 3.3 | 2.8 | -1.1 | -7.1 | -6 | -9 | 10.6 | 2.8 | 2.2 | -0.6 | 1.7 | -2.8 | -3.9 | -6.7 | -17 | -22 | 8.9 | 6.7 | -1.1 | -6.1 | -11.1 | -17.8 | 3.9 | 0 | -1.7 | -11.7 | 0.6 | -0.6 | 20.6 | 17.8 | 3.9 | -8.9 | 5.9 | 1 | 15.6 | 15.6 | 17.2 | 16.1 | 4.4 | 0 | 1.1 | -8.9 | -16.7 | -22.2 | 2.2 | -1.1 | 7.8 | 5 | -5.8 | -11.1 | 0.6 | -9.4 | 2.2 | -10.6 | -8.1 | -15.4
-18 | -21 | -10.6 | -13.3 | 8.5 | 0.5 | 2.4 | 0.1 | 0 | -2.8 | 12.8 | 10.6 | 2 | 2 | 10 | 7.1 | 13.3 | 10.6 | 12.2 | 10.6 | 10 | 7.5 | 10 | 9.2 | -14.4 | -16.7 | -5.6 | -5.6 | 4 | -2 | 10.2 | 9.2 | 20.6 | 15 | 16.1 | 15.6 | 2.2 | -0.6 | -1.7 | -7.8 | 22.2 | 17.2 | -4.4 | -7.3 | 11.1 | -0.6 | -3.3 | -7.2 | 9.4 | 0 | -4.2 | -6.8 | 8.1 | 0.3 | 7 | 2.5 | 10 | 6.7 | 2.8 | -5.6 | -15 | -17 | -22.4 | -25.8 | 0.9 | -5.1 | -5 | -10 | -5 | -7.2 | -12.1 | -15.7 | -4.4 | -7.9 | -11.7 | -15.6 | -6.7 | -7.7 | 0 | -8.9 | -5.6 | -5.6 | -2.2 | -4.1 | -4.4 | -6.7 | -3.9 | -7.2 | 2.8 | 2.8 | -1.7 | -2.8 | -2.2 | -11.2 | -7.2 | -7.8 | -2.1 | -4.2 | 10.6 | -5.6 | 2.4 | -4 | 7.4 | -3.1 | 10.6 | -2.8 | -7.2 | -11.1 | -4.8 | -7.1 | 0.4 | -0.5 | 1.7 | -0.6 | 3.3 | 2.8 | -1.7 | -6.8 | -6 | -9 | 10 | 2.8 | 1.5 | -0.9 | 1.1 | -2.2 | -3.3 | -6.7 | -14 | -21 | 8.2 | 6.4 | -1.3 | -5.4 | -11.7 | -17.2 | 2.8 | -1.1 | -4.4 | -8.9 | 0.6 | -0.7 | 20.6 | 17.8 | 4.4 | -9.4 | 5.2 | 0.7 | 15 | 15 | 17.2 | 16.1 | 4.4 | -0.6 | 1.1 | -7.8 | -16.9 | -21.7 | 0.6 | -3.3 | 7.2 | 4.2 | -5.9 | -11 | 0.6 | -8.1 | 3.3 | -10.6 | -8.3 | -16.7
-18 | -20 | -11.1 | -12.8 | 8.3 | 0.6 | 2.2 | 0 | -0.4 | -2.9 | 9.4 | 7.2 | 2 | 2 | 8.9 | 6.4 | 13.3 | 10.6 | 12.2 | 10.6 | 9.5 | 7.1 | 9.5 | 9.1 | -15.6 | -17.2 | -6.9 | -6.9 | 3 | -2 | 9.2 | 8.2 | 20.6 | 15.6 | 16.1 | 15.6 | 2.8 | -0.6 | -1.7 | -9.4 | 22.2 | 17.2 | -5 | -7.8 | 10.9 | 0 | -3.3 | -7.2 | 9.4 | 0 | -4.4 | -7.2 | 8 | 0.9 | 6.1 | 2.2 | 9.4 | 6.1 | 2.2 | -5.6 | -15 | -17 | -22.6 | -25.9 | 0.2 | -6.9 | -6.7 | -11.7 | -5.6 | -6.7 | -12.4 | -16.1 | -4.4 | -8.3 | -11.1 | -15 | -6.7 | -7.8 | -1.1 | -6.1 | -5.6 | -5.6 | -2.8 | -4.4 | -5 | -6.7 | -3.9 | -7.2 | 2.8 | 2.8 | -1.1 | -2.2 | -2.8 | -11.3 | -6.7 | -6.7 | -2.8 | -5 | 10 | -5 | 3.2 | -4 | 6.5 | -3 | 10.6 | -1 | -6.1 | -10.6 | -4.6 | -6.6 | 0.2 | -0.4 | 1.1 | -1.1 | 3.9 | 3.9 | -2.2 | -7.2 | -6 | -9 | 10 | 1.7 | 0.7 | -1.5 | 1.1 | -2.2 | -3.9 | -6.7 | -17 | -22 | 7.4 | 6.1 | -1.5 | -5.2 | -11.7 | -16.7 | 3.3 | 0 | -4.4 | -9.4 | 0.6 | -1.1 | 20.6 | 17.8 | 4.4 | -8.3 | 4.4 | 0.6 | 15 | 15 | 17.2 | 16.1 | 4.4 | -1.1 | 2.2 | -7.8 | -17 | -21.7 | 0.6 | -2.2 | 6.7 | 3.1 | -6.1 | -11.7 | 0.6 | -7.9 | 0.6 | -10.6 | -9.2 | -16.2
-20 | -21 | -12.2 | -13.9 | 8.3 | 2.1 | 1.8 | 0 | -0.7 | -3.5 | 9.4 | 7.8 | 1 | 0 | 7.8 | 5.6 | 12.8 | 10 | 12.2 | 10 | 8.9 | 6.7 | 8.9 | 8.9 | -16.1 | -17.8 | -8.1 | -8.1 | 2 | -2 | 8.3 | 7.2 | 19.4 | 15.6 | 16.1 | 15.6 | 2.2 | -1.1 | -1.1 | -9.4 | 21.7 | 17.8 | -5.6 | -7.9 | 10.8 | 0.2 | -3.3 | -7.8 | 8.9 | 0.6 | -4.6 | -6.8 | 7.8 | 1.1 | 5.4 | 1.9 | 8.9 | 5.5 | 2.2 | -5.6 | -16 | -18 | -22.8 | -26.4 | -0.6 | -10 | -7.2 | -11.7 | -6.1 | -8.3 | -12.8 | -17.2 | -4.4 | -7.7 | -11.1 | -15 | -6.7 | -7.3 | -1.7 | -6.1 | -5.8 | -5.8 | -3.3 | -4.7 | -5 | -6.7 | -2.8 | -7.2 | 2.8 | 2.8 | 0 | -0.6 | -3.3 | -12.2 | -6.1 | -6.1 | -2.8 | -4.7 | 9.4 | -4.4 | 3.9 | -5 | 5.6 | -3.3 | 10.6 | 0.6 | -3.9 | -10.6 | -4.4 | -6.7 | 0 | -0.6 | 1.1 | -0.6 | 3.3 | 3.3 | -2.2 | -6.1 | -6 | -11 | 9.4 | 3.9 | 0 | -2.2 | 0.6 | -2.2 | -5 | -7.8 | -17 | -21 | 6.7 | 5.6 | -1.7 | -5.6 | -11.7 | -16.7 | 2.2 | -1.1 | -2.2 | -10 | 0.6 | -1 | 20.4 | 18 | 3.3 | -7.8 | 4.4 | 0.5 | 15 | 15 | 17 | 16.1 | 7.2 | -1.1 | 2.2 | -7.8 | -17.2 | -22.2 | 0.6 | -2.8 | 6.1 | 2.2 | -6.3 | -10.9 | 0.6 | -8.9 | -0.6 | -11.1 | -10.2 | -16.6
-19 | -21 | -11.1 | -13.3 | 8.3 | 3.8 | 1.5 | 0 | -1.1 | -4.4 | 9.4 | 7.8 | 1 | 0 | 7.2 | 5.5 | 12.8 | 10 | 10.6 | 8.9 | 8.7 | 6.3 | 8.3 | 8.3 | -17.2 | -18.9 | -9.4 | -9.4 | 2 | -2 | 7.9 | 6.9 | 19.4 | 16.1 | 15.5 | 15.1 | 1.1 | -1.1 | -1.1 | -9.4 | 21.7 | 17.8 | -6.1 | -8.2 | 10.6 | 0.6 | -3.9 | -8.3 | 7.8 | 1.1 | -4.8 | -6.6 | 7.6 | 0.8 | 4.6 | 1.4 | 8.3 | 4.7 | 1.7 | -5.6 | -15 | -17 | -23.3 | -26.6 | -2.1 | -9.3 | -7.8 | -12.2 | -7.2 | -10 | -13.3 | -16.3 | -4.4 | -7.7 | -10 | -13.9 | -6.7 | -7 | -1.7 | -5.6 | -5.9 | -5.9 | -3.9 | -5 | -5.6 | -6.1 | -2.2 | -7.2 | 1.7 | 1.7 | 1.1 | 0 | -3.7 | -11.2 | -5.6 | -5.6 | -2.8 | -4.7 | 9.4 | -4.4 | 4.3 | -4.1 | 6.5 | -3 | 9.3 | 1 | -2.8 | -11.7 | -3.9 | -5.8 | -0.2 | -0.8 | 1.1 | -1.1 | 3.3 | 3.3 | -2.2 | -5.6 | -6 | -11 | 8.3 | 2.8 | -0.6 | -2.3 | -0.6 | -2.2 | -5 | -7.2 | -17 | -22 | 6.5 | 5.5 | -2.4 | -5.3 | -12.2 | -18.3 | 2.2 | -0.6 | -3.9 | -11.1 | 0.6 | -1.3 | 20.2 | 18.2 | 2.2 | -8.3 | 4.4 | 0.5 | 15 | 15 | 16.9 | 16.3 | 6.1 | -1.1 | 0.6 | -7.8 | -16.3 | -21.2 | -0.6 | -2.8 | 5.2 | 1.3 | -6.5 | -10.7 | 0.4 | -7.6 | -0.6 | -10.6 | -11.1 | -17.8
-18 | -21 | -13.3 | -15.6 | 8.3 | 5 | 1.1 | 0 | -1.7 | -4.6 | 8.9 | 7.2 | 1 | 0 | 6.7 | 5.7 | 12.8 | 10 | 8.9 | 8.3 | 8.5 | 6 | 7.8 | 7.8 | -18.3 | -20 | -9 | -9.1 | 1 | -1 | 7.6 | 6.6 | 19.4 | 16.1 | 15 | 14.4 | 0.6 | -1.1 | -2.2 | -9.4 | 21.7 | 17.2 | -6.7 | -8.9 | 10 | 1.1 | -3.9 | -8.3 | 3.3 | 1.7 | -5 | -6.7 | 7.4 | 0.4 | 3.9 | 1.1 | 7.8 | 3.9 | 1.7 | -5 | -15 | -19 | -23.9 | -26.8 | -3.5 | -9.4 | -7.8 | -12.2 | -7.8 | -11.1 | -13.9 | -16.2 | -4.4 | -8.3 | -10 | -13.9 | -6.7 | -6.7 | -2.2 | -5 | -6.1 | -6.1 | -4.4 | -5.6 | -5.6 | -6.1 | -2.8 | -7.2 | 2.2 | 2.2 | 7.2 | 5.6 | -4 | -11.1 | -4.4 | -4.4 | -2.8 | -5 | 8.3 | -3.9 | 4.6 | -4.4 | 7.4 | -3.1 | 8 | 1.2 | -3.3 | -11.7 | -3.3 | -5.2 | -0.4 | -1.3 | 0.6 | -1.1 | 1.7 | 1.1 | -2.2 | -5.6 | -7 | -11 | 8.3 | 2.2 | -1.1 | -2.4 | 0 | -1.7 | -5 | -7.2 | -17 | -22 | 6.3 | 5.3 | -3.2 | -5.5 | -12.2 | -16.1 | 1.1 | -1.1 | -5 | -11.1 | 0.6 | -1.7 | 20 | 18.3 | 1.1 | -8.3 | 4.4 | 0.6 | 14.4 | 14.4 | 16.7 | 16.1 | 6.1 | -1.1 | 1.7 | -6.7 | -15.3 | -20.4 | -0.6 | -3.3 | 4.2 | 0.3 | -6.7 | -11.1 | 0.2 | -7.3 | -1.1 | -10.6 | -10.2 | -16.7
-19 | -21 | -13.9 | -16.1 | 8.5 | 5.4 | 0.9 | -0.2 | -2.2 | -5.1 | 9.4 | 6.1 | 1 | 0 | 6.1 | 5.6 | 12.8 | 9.4 | 8.9 | 8.3 | 8.3 | 5.6 | 8.3 | 8.3 | -19.4 | -21.7 | -8.7 | -9 | 1 | -2 | 7.2 | 6.1 | 18.9 | 16.1 | 14.4 | 13.9 | 2.2 | 0 | -2.2 | -9.4 | 21.7 | 17.2 | -7.1 | -9 | 9.5 | 1.9 | -4.4 | -8.3 | 0 | -0.6 | -4.8 | -6.4 | 7.2 | 0 | 3.5 | 0.5 | 7.2 | 3.4 | 1.7 | -5 | -16 | -18 | -24.4 | -27 | -5 | -10.6 | -9.4 | -15 | -8.9 | -12.2 | -14.4 | -16.1 | -4.6 | -7.9 | -9.4 | -12.8 | -6.7 | -7.2 | -2.8 | -4.4 | -6.3 | -6.4 | -3.9 | -5.7 | -5.6 | -6.1 | -2.2 | -7.2 | 3.3 | 3.3 | 10 | 5.6 | -4.4 | -12.2 | -2.8 | -3.3 | -3 | -4.9 | 7.2 | -3.9 | 5 | -5 | 8.3 | -3.9 | 6.7 | 1.1 | -2.8 | -11.7 | -2.8 | -5 | -0.6 | -1.7 | 0 | -1.7 | 1.7 | -0.6 | -2.9 | -5.1 | -7 | -11 | 7.2 | 2.2 | -1.7 | -2.8 | -0.6 | -2.2 | -6.7 | -8.9 | -17 | -22 | 6.1 | 5 | -3.9 | -6.1 | -12.2 | -17.2 | 1.7 | 0 | -6.7 | -11.1 | 0.2 | -1.6 | 20 | 18.3 | 2.2 | -8.3 | 3.9 | 0.7 | 14.4 | 14.4 | 16.7 | 16.2 | 6.7 | -1.1 | 1.7 | -5.6 | -14.4 | -20.6 | -0.6 | -3.3 | 3.3 | -0.6 | -7.4 | -11 | 0 | -8.3 | 0 | -11.1 | -9.2 | -16.4
-19 | -21 | -13.9 | -15.6 | 8.7 | 5.8 | 0.8 | -0.3 | -2.8 | -6.1 | 9.4 | 5.6 | 1 | 0 | 5.7 | 4.8 | 12.8 | 9.4 | 8.9 | 8.3 | 8.7 | 6 | 8.9 | 8.9 | -17.2 | -18.9 | -8.3 | -8.9 | 0 | -2 | 7.2 | 6.3 | 18.3 | 15.6 | 13.5 | 12.9 | 2.2 | -0.6 | -1.1 | -9.4 | 21.1 | 17.2 | -7.4 | -9 | 8.9 | 2.2 | -4.4 | -8.3 | 0.6 | -0.6 | -4.6 | -6.5 | 6.8 | 0.9 | 3.2 | 0.1 | 6.7 | 2.8 | 1.1 | -3.9 | -16 | -18 | -24 | -27.2 | -4.6 | -10.1 | -10 | -15 | -9.4 | -12.8 | -15.2 | -17.3 | -4.8 | -8.3 | -8.9 | -12.2 | -6.7 | -7.7 | -3.3 | -5 | -6.5 | -6.8 | -3.3 | -5.8 | -6.1 | -6.7 | -1.7 | -6.7 | 3.3 | 3.3 | 10.6 | 6.1 | -4.4 | -10.3 | -3.3 | -3.9 | -3.1 | -5 | 7.8 | -3.9 | 4.6 | -3.9 | 6.6 | -2.7 | 6.5 | 0 | -3.3 | -11.7 | -3 | -4.8 | -0.6 | -1.5 | 0 | -1.7 | 1.7 | -1.1 | -3.7 | -5.3 | -8 | -11 | 5.6 | 1.7 | -1.9 | -2.9 | -0.6 | -2.2 | -6.7 | -8.9 | -18 | -22 | 6.5 | 5.5 | -4.1 | -5.9 | -12.2 | -17.2 | 3.3 | 0.6 | -7.2 | -11.7 | -0.2 | -1.7 | 20 | 18.3 | 1.1 | -7.8 | 3.3 | 1 | 15 | 15 | 16.7 | 16.2 | 7.2 | -1.7 | 1.7 | -4.4 | -14.2 | -19.1 | -1.1 | -3.9 | 2.9 | -0.6 | -8.2 | -11.4 | 0.2 | -7.1 | -0.6 | -10.6 | -8.3 | -17.2
-19 | -21 | -13.3 | -15 | 8.9 | 6.1 | 0.6 | -0.6 | -3 | -5.9 | 9.4 | 2.2 | 1 | 1 | 5.4 | 4.1 | 12.8 | 9.4 | 8.3 | 8.3 | 9 | 6.3 | 10 | 8.9 | -16.1 | -17.8 | -9.1 | -9.6 | 0 | -2 | 7.2 | 6.5 | 17.2 | 15.6 | 12.6 | 12 | 1.1 | -1.1 | -1.7 | -9.4 | 19.4 | 17.2 | -7.8 | -9.4 | 7.8 | 2.1 | -5 | -8.9 | 0.6 | -0.6 | -4.4 | -6.7 | 6.5 | 2 | 2.8 | -0.6 | 6.1 | 2.2 | 1.7 | -3.9 | -17 | -19 | -23.7 | -27.5 | -4.3 | -10.6 | -10 | -15 | -10.6 | -13.9 | -15.9 | -18.7 | -5 | -8.9 | -8.3 | -11.7 | -6.7 | -8.3 | -3.3 | -5.6 | -6.7 | -7.2 | -2.8 | -6.7 | -6.1 | -6.7 | -1.7 | -6.7 | 2.2 | 2.2 | 11.1 | 6.7 | -4.4 | -9.2 | -1.1 | -2.2 | -3.3 | -5.6 | 7.2 | -3.3 | 4.3 | -3.7 | 5 | -2.5 | 6.3 | -1.2 | -2.8 | -11.1 | -3.1 | -4.7 | -0.6 | -1.2 | 0 | -1.7 | 1.1 | -1.7 | -4.4 | -5.6 | -9 | -12 | 5.6 | 2.2 | -2 | -3 | -0.6 | -3.3 | -6.1 | -7.8 | -18 | -22 | 6.8 | 5.8 | -4.2 | -5.8 | -12.2 | -17.2 | 3.3 | 1.1 | -7.8 | -11.7 | -0.6 | -2.2 | 20 | 18.3 | 0.6 | -7.2 | 2.8 | 1.1 | 15 | 15 | 16.7 | 16.1 | 6.1 | -1.1 | 1.7 | -2.8 | -14.1 | -18.5 | -0.6 | -5 | 2.6 | -0.7 | -8.9 | -12.2 | 0.4 | -6.9 | -0.6 | -10.6 | -8.7 | -16.1
-20 | -21 | -12.8 | -16.7 | 9.5 | 6.6 | 0.6 | -0.5 | -3.1 | -6 | 8.3 | 1.7 | 1 | 1 | 5 | 3.3 | 12.8 | 8.9 | 7.8 | 7.8 | 9.4 | 6.7 | 10 | 9.4 | -15.6 | -17.2 | -9.8 | -10.3 | 1 | -3 | 7.2 | 6.7 | 17.8 | 15.6 | 11.7 | 11.1 | 1.1 | -1.1 | -1.7 | -7.2 | 19.4 | 17.2 | -6.7 | -8 | 6.7 | 2 | -5 | -8.9 | 0.6 | -0.6 | -4 | -6 | 6.1 | 2.8 | 3.7 | -0.4 | 6.3 | 1.8 | 1.7 | -3.9 | -17 | -21 | -23.3 | -27.8 | -3.9 | -11.7 | -11.1 | -16.7 | -11.1 | -14.4 | -16.7 | -20.6 | -5 | -8.5 | -7.8 | -11.1 | -6.5 | -8.1 | -2.8 | -5 | -6.5 | -7.1 | -0.6 | -5 | -6.1 | -6.7 | -1.1 | -5.6 | 1.1 | 1.1 | 11.7 | 7.2 | -4.4 | -8.9 | -2.8 | -3.9 | -2.2 | -4.4 | 5.6 | -2.8 | 3.9 | -3.9 | 3.3 | -2.8 | 6.1 | -2.8 | -2.2 | -11.1 | -3.3 | -5 | -0.6 | -1.1 | 0 | -2.2 | 0.6 | -1.7 | -3.3 | -4.9 | -10 | -13 | 7.2 | 3.9 | -2.2 | -3.3 | -0.6 | -3.3 | -5.6 | -7.2 | -19 | -23 | 7.2 | 6.1 | -4.4 | -6.1 | -12.8 | -15.6 | 4.4 | 1.1 | -8.3 | -12.2 | -1.3 | -2.4 | 20.6 | 18.7 | 0 | -8.9 | 2.8 | 1.3 | 14.4 | 14.4 | 16.9 | 16.4 | 5.6 | 0 | 3.3 | -0.6 | -13.9 | -18.3 | -0.6 | -5.6 | 2.2 | -1.1 | -7 | -10.3 | 0.6 | -7.8 | -1.1 | -10 | -9 | -16.2
-19 | -21 | -14.4 | -23.3 | 10 | 6.9 | 0.6 | -0.5 | -3.3 | -6.7 | 7.2 | 2.8 | 2 | 1 | 6.5 | 4.2 | 12.8 | 9.4 | 8.3 | 8.3 | 11.1 | 7.8 | 8.9 | 8.3 | -15.6 | -16.7 | -10.6 | -11.1 | 2 | -2 | 11.5 | 8.9 | 19.4 | 16.7 | 11.9 | 10.7 | 2.2 | 0 | -1.1 | -6.7 | 20.6 | 17.2 | -5.5 | -6.6 | 5.6 | 1.7 | -4.4 | -8.9 | 0.6 | -0.6 | -3.7 | -5.6 | 5.2 | 2.4 | 4.7 | -0.3 | 6.5 | 1.6 | 1.7 | -3.3 | -18 | -21 | -21.8 | -25.6 | -3.7 | -11 | -11.7 | -16.7 | -11.7 | -15.6 | -16.7 | -20.6 | -5 | -8.5 | -7.8 | -11.1 | -6.3 | -8.2 | -2.2 | -4.4 | -6.3 | -7.1 | 1.7 | -4.1 | -6.1 | -6.7 | 1.7 | -3.9 | 0.6 | 0.6 | 12.8 | 8.3 | -1.6 | -7.8 | -2.2 | -2.8 | -1.1 | -3.6 | 6.7 | -2.2 | 5 | -3.3 | 6.5 | -1.7 | 7.8 | -3.3 | -1.7 | -10 | -3.3 | -4.9 | -1.3 | -1.8 | 0 | -1.7 | 0.6 | -1.7 | -2.2 | -4.4 | -12 | -16 | 6.7 | 2.8 | -1.5 | -2.4 | -0.6 | -2.2 | -6.7 | -8.3 | -18 | -23 | 8.3 | 6.8 | 0.4 | -4.3 | -12.2 | -17.2 | 4.4 | 1.7 | -6.7 | -12.2 | -2.1 | -2.8 | 21.1 | 19.1 | 0.6 | -7.8 | 2.8 | 1.5 | 15 | 15 | 17 | 16.5 | 5.6 | 0.6 | 4.4 | 0.6 | -13 | -16.4 | -1.1 | -5.6 | 3.3 | -0.6 | -5.2 | -8.8 | 1.7 | -5.9 | -0.6 | -9.4 | -9.4 | -17.2
-18 | -21 | -13.3 | -19.4 | 10.6 | 7.2 | 0.6 | -0.6 | -3.1 | -6 | 9.4 | 2.2 | 2 | 1 | 7.9 | 4.9 | 12.8 | 9.4 | 9.4 | 8.9 | 12.7 | 9 | 10.6 | 9.4 | -13.9 | -15.6 | -9.1 | -10.2 | 4 | -2 | 15.7 | 10.5 | 23.3 | 16.7 | 12 | 9.9 | 7.2 | 1.1 | 1.1 | -6.7 | 22.8 | 17.8 | -4.4 | -5.6 | 6.5 | 1.2 | -3.9 | -8.9 | 1.1 | -0.6 | -3.3 | -5.6 | 4.2 | 2.1 | 5.6 | -0.6 | 6.7 | 1.1 | 1.1 | -2.8 | -16 | -18 | -20.4 | -24 | -3.5 | -11 | -11.1 | -19.4 | -12.8 | -16.7 | -16.7 | -21.2 | -5 | -8.9 | -7.8 | -11.1 | -6.1 | -8.3 | -1.7 | -4.4 | -6.1 | -7.2 | 3.9 | -3.9 | -5.6 | -6.1 | 4.4 | -3.3 | 1.7 | 1.7 | 13.9 | 8.9 | 1.1 | -7.7 | -2.8 | -3.3 | 0 | -3.3 | 7.8 | -5 | 6.1 | -3.1 | 9.6 | -1.8 | 9.4 | -4.3 | -0.6 | -8.3 | -3.3 | -5.1 | -2.1 | -2.6 | 0 | -1.7 | 0 | -2.2 | -1.1 | -4.4 | -12 | -16 | 6.7 | 4.4 | -0.7 | -1.3 | 2.2 | -0.6 | -3.9 | -5.6 | -18 | -22 | 9.5 | 7.3 | 5.2 | -4.3 | -12.2 | -16.7 | 5.6 | 2.2 | -5.6 | -12.8 | -2.8 | -3.3 | 21.7 | 19.4 | 6.1 | -7.2 | 2.8 | 1.7 | 16.1 | 16.1 | 17.2 | 16.7 | 6.7 | 0 | 5 | 1.1 | -12 | -15 | 1.1 | -5 | 4.5 | -0.1 | -3.3 | -7.8 | 2.8 | -5.2 | 3.9 | -8.9 | -6.5 | -13.9
-18 | -21 | -12.2 | -18.3 | 11.5 | 7.6 | 0.6 | -0.5 | -3 | -5.9 | 10 | 2.2 | 2 | 2 | 9.4 | 5.6 | 13.3 | 9.4 | 10.6 | 10 | 14.4 | 10 | 13.3 | 10 | -13.3 | -16.1 | -7.6 | -9.3 | 7 | 0 | 20 | 11.7 | 23.9 | 16.7 | 12.2 | 9.4 | 11.1 | -1.7 | 3.3 | -6.1 | 25.6 | 17.2 | -2.4 | -4.2 | 7.4 | 0.8 | -3.3 | -10.6 | 1.1 | -1.1 | -1.6 | -4.4 | 3.3 | 1.7 | 7.1 | 0.1 | 7.8 | 1.2 | 1.1 | -2.2 | -13 | -15 | -18.9 | -22.8 | -3.3 | -12.2 | -10 | -18.9 | -13.3 | -17.2 | -16.7 | -22.2 | -4.4 | -8 | -7.2 | -10.6 | -5.2 | -7.6 | -1.1 | -5 | -5.4 | -7 | 5.7 | -3.5 | -5.6 | -6.1 | 6.1 | -3.3 | 5.6 | 5.6 | 14.4 | 8.9 | 3.9 | -10 | 1.7 | -2.8 | 1.5 | -2 | 11.1 | -1.1 | 7.2 | -3.9 | 12.8 | -2.8 | 11.1 | -7.2 | 0.6 | -6.1 | -3.3 | -5.6 | -2.8 | -3.3 | 0 | -2.2 | 1.1 | -2.2 | 0.9 | -2.8 | -11 | -16 | 7.8 | 3.9 | 0 | -0.6 | 5 | 0 | -1.1 | -3.9 | -16 | -21 | 10.6 | 7.8 | 10 | -7.8 | -11.1 | -15.6 | 7.2 | 3.3 | -4.4 | -12.2 | -3 | -3.5 | 22.2 | 19.4 | 11.1 | -6.7 | 3 | 1.7 | 17.8 | 17.2 | 19.2 | 16.8 | 7.2 | 0.6 | 5.6 | 2.2 | -11.1 | -13.9 | 2.8 | -3.9 | 5.6 | 0 | -1.6 | -6.5 | 3.9 | -5 | 5.6 | -8.3 | -3.5 | -11.7
-17 | -21 | -10.6 | -13.3 | 12.4 | 8.1 | 0.6 | -0.5 | -2.8 | -6.1 | 10.6 | 1.1 | 4 | 2 | 10.2 | 6.4 | 13.9 | 9.4 | 13.9 | 11.1 | 16.1 | 10.2 | 13.9 | 10.6 | -10.6 | -15.6 | -6.1 | -8.9 | 9 | -1 | 20.7 | 11.4 | 24.4 | 15.6 | 13.5 | 8.8 | 13.3 | -3.3 | 8.3 | -3.9 | 25.6 | 17.8 | -0.3 | -2.8 | 8.3 | 0 | -2.2 | -11.7 | 1.1 | -2.2 | 0 | -3.8 | 2.9 | 1.1 | 8.5 | 0.2 | 8.9 | 1.3 | 0.6 | -2.2 | -12 | -15 | -16.9 | -21.3 | -2.9 | -9.6 | -9.4 | -17.8 | -13.3 | -16.1 | -15.9 | -21.5 | -3.9 | -7.6 | -6.7 | -10 | -4.2 | -7.2 | 0.6 | -3.9 | -4.6 | -6.8 | 7.6 | -4 | -5.6 | -6.7 | 7.2 | -1.7 | 6.7 | 5 | 16.1 | 9.4 | 5.9 | -7.5 | 2.2 | -2.2 | 2.9 | -1.3 | 12.8 | -1.7 | 7.4 | -2.8 | 13.9 | -2.6 | 11.7 | -6.4 | 1.7 | -5 | -2.6 | -4.5 | -2.4 | -3.5 | -0.6 | -2.2 | 1.1 | -2.8 | 3 | -1.9 | -11 | -15 | 8.9 | 4.4 | 2.4 | -0.2 | 7.8 | 0 | 1.7 | -3.3 | -15 | -18 | 12.6 | 8.3 | 11.3 | -5.8 | -9.4 | -15.6 | 9.4 | 5 | -3.9 | -11.7 | -3.1 | -3.6 | 22.8 | 19.6 | 13.3 | -5.6 | 3.1 | 1.6 | 18.9 | 17.8 | 21.3 | 16.7 | 8.9 | 0 | 6.7 | 2.8 | -10.5 | -12.8 | 3.9 | -2.8 | 5.8 | 0.1 | 0 | -5.9 | 6.3 | -3 | 6.7 | -8.3 | -0.6 | -10.6
-17 | -20 | -8.9 | -11.7 | 13.3 | 8.3 | 0.6 | -0.6 | -2.2 | -5.6 | 10 | 1.7 | 4 | 2 | 10.9 | 7.1 | 15 | 9.4 | 15.6 | 10 | 17.7 | 10.4 | 15 | 10 | -11.1 | -15 | -4.8 | -8.3 | 11 | -4 | 21.5 | 11.3 | 24.4 | 16.1 | 14.8 | 7.6 | 15 | -5 | 10 | -1.7 | 25.6 | 18.3 | 1.7 | -2.2 | 7.9 | -0.1 | -1.1 | -11.7 | 1.7 | -2.2 | 1.7 | -3.9 | 2.6 | 0.5 | 10 | 0.6 | 10 | 1.1 | 1.1 | -1.7 | -10 | -11 | -14.8 | -20.1 | -2.6 | -8 | -8.9 | -17.8 | -13.3 | -18.3 | -15.2 | -21.5 | -3.3 | -7.8 | -6.1 | -9.4 | -3.3 | -7.2 | 2.2 | -5 | -3.9 | -7.2 | 9.4 | -5.6 | -5.6 | -6.1 | 8.3 | -1.7 | 7.2 | 3.3 | 18.3 | 10 | 8 | -6.5 | 2.2 | -1.7 | 4.4 | -0.6 | 13.9 | -3.9 | 7.6 | -2.6 | 15 | -3 | 12.2 | -6 | 2.2 | -3.3 | -1.8 | -3.7 | -2.1 | -3.7 | -0.6 | -2.8 | 1.1 | -2.2 | 5 | -1.1 | -10 | -12 | 12.8 | 2.2 | 4.8 | -0.3 | 10 | 1.7 | 2.2 | -4.4 | -13 | -17 | 14.7 | 8.5 | 12.6 | -4.4 | -7.2 | -13.9 | 11.7 | 7.8 | -3.9 | -11.7 | -3.3 | -3.9 | 23.3 | 19.4 | 14.4 | -4.4 | 3.3 | 1.7 | 19.4 | 17.8 | 23.3 | 16.1 | 9.4 | 3.3 | 9.4 | 5.6 | -10 | -12.1 | 5.6 | -2.8 | 5.9 | 0 | 1.7 | -6.1 | 8.7 | -2 | 8.9 | -8.3 | 0 | -8.9
-16 | -20 | -8.3 | -11.1 | 13.5 | 8.4 | 0.6 | -0.6 | -1.7 | -5.6 | 10 | 2.8 | 5 | 2 | 11.7 | 7.8 | 16.1 | 11.1 | 17.2 | 10 | 19.4 | 10 | 15.6 | 8.9 | -10.6 | -15 | -3.5 | -8.2 | 11 | -1 | 22.2 | 10.6 | 23.9 | 15.6 | 16.1 | 6.1 | 17.2 | -4.4 | 11.7 | 0.6 | 25.6 | 18.3 | 2.6 | -2.6 | 7.6 | 0.1 | 0 | -10 | 1.1 | -3.3 | 2.8 | -2.8 | 2.2 | 0 | 11.1 | 0.8 | 11.1 | 1.1 | 1.1 | -1.7 | -9 | -12 | -12.8 | -20 | -2.2 | -7.2 | -8.9 | -18.3 | -12.8 | -17.8 | -14.4 | -22.2 | -2.6 | -7.1 | -5.6 | -8.9 | -3.1 | -6.6 | 3.3 | -6.1 | -3 | -6.5 | 10.5 | -4.5 | -5.6 | -6.7 | 9.4 | 0 | 7.2 | 2.2 | 18.3 | 10.6 | 10 | -6.1 | 2.8 | -2.8 | 5.5 | -0.1 | 15.6 | -3.9 | 7.8 | -2.8 | 16.1 | -3.9 | 12.8 | -6.7 | 2.2 | -1.7 | -1.1 | -3.3 | -1.7 | -4.4 | -0.6 | -3.3 | 1.1 | -1.7 | 7 | -0.2 | -10 | -13 | 13.3 | 2.2 | 7.2 | -1.1 | 11.1 | 2.8 | 2.8 | -5 | -13 | -16 | 16.7 | 8.3 | 13.9 | -3.9 | -6.7 | -13.9 | 11.1 | 8.9 | -2.2 | -11.7 | -3.5 | -4.4 | 23.1 | 19.3 | 16.1 | -3.3 | 3.5 | 1.4 | 21.1 | 18.3 | 24.4 | 16.2 | 5.6 | 2.8 | 10 | 5.6 | -9.4 | -11.7 | 7.2 | -2.2 | 6.1 | 0 | 2.1 | -5.3 | 11.1 | -1.1 | 11.1 | -8.9 | 0.5 | -8.2
-16 | -20 | -7.2 | -10.6 | 13.7 | 8.4 | 0.6 | -0.9 | -1.1 | -6.1 | 11.1 | 2.2 | 6 | 2 | 12.6 | 7.5 | 15.6 | 10.6 | 17.8 | 7.8 | 20.3 | 10.4 | 15.6 | 8.9 | -10.6 | -13.9 | -2.2 | -8.9 | 11 | 0 | 22 | 11.1 | 24.4 | 16.1 | 16.8 | 6.1 | 16.7 | 0.6 | 12.2 | 2.8 | 25.6 | 17.8 | 3.5 | -3.5 | 7.2 | 0 | 0.6 | -8.9 | 0 | -3.3 | 3.9 | -2 | 3.3 | -0.6 | 12.2 | 0.6 | 12.2 | 0.9 | 2.2 | -1.1 | -8 | -11 | -12.4 | -16.7 | -1.3 | -6.9 | -8.9 | -18.9 | -12.2 | -16.7 | -13.9 | -20.3 | -1.8 | -6.9 | -5 | -8.3 | -3 | -6.4 | 3.9 | -6.1 | -2 | -6.2 | 11.7 | -3.9 | -5.6 | -6.7 | 10 | -2.2 | 8.9 | 1.7 | 18.3 | 11.1 | 10.6 | -5.2 | 2.8 | -3.3 | 6.7 | 0.4 | 16.1 | -5 | 8 | -4.5 | 16.5 | -3.2 | 12.4 | -5.8 | 3.3 | -0.6 | -1.1 | -3 | -2.1 | -4.3 | -1.7 | -3.9 | 0 | -2.8 | 9.1 | 0.3 | -9 | -12 | 13.3 | 1.1 | 7.4 | -0.7 | 11.7 | 3.3 | 3.9 | -5 | -12 | -15 | 17.4 | 8 | 14.5 | -2.5 | -5.6 | -12.8 | 11.7 | 10 | -2.2 | -11.7 | -3.7 | -4.8 | 23 | 19.2 | 18.3 | -3.9 | 3.7 | 0.9 | 22.8 | 18.3 | 25.6 | 15.9 | 5.6 | 2.2 | 10.6 | 3.9 | -8.9 | -10.7 | 8.3 | -2.2 | 5.9 | 0 | 2.4 | -5.1 | 12.6 | -0.6 | 10 | -8.9 | 1.1 | -8.9
-16 | -19 | -5 | -11.1 | 13.9 | 8.3 | 0.6 | -1.1 | -1.7 | -5.4 | 11.7 | 1.7 | 6 | 1 | 13.5 | 6.9 | 14.4 | 10.6 | 18.3 | 7.8 | 21.3 | 11.1 | 15 | 8.9 | -10.6 | -14.4 | -2.4 | -8.4 | 11 | 0 | 21.9 | 11.3 | 24.4 | 16.7 | 17.6 | 5.6 | 18.3 | -2.2 | 13.3 | 4.4 | 25.6 | 17.2 | 4.4 | -5 | 7.8 | -0.6 | 0.6 | -8.3 | -0.6 | -3.9 | 5 | -1.7 | 4.5 | -1.3 | 13.3 | 0.6 | 13.3 | 0.6 | 1.7 | -2.8 | -7 | -11 | -12.1 | -14.5 | -0.3 | -7.1 | -8.3 | -17.8 | -12.8 | -17.2 | -13.3 | -19.1 | -1.1 | -7.8 | -5 | -7.8 | -2.8 | -6.7 | 4.4 | -7.2 | -1.1 | -6.7 | 12.8 | -4.4 | -5.6 | -6.7 | 10 | -3.3 | 6.7 | 0 | 16.7 | 11.1 | 11.1 | -5.2 | 2.8 | -3.3 | 7.8 | 0.6 | 17.2 | -5.6 | 8.1 | -7.5 | 16.8 | -3.4 | 12.1 | -6 | 3.3 | -0.6 | -1.1 | -3 | -2.4 | -4.5 | -2.8 | -5.6 | -1.1 | -5 | 11.1 | 0.6 | -10 | -12 | 10.6 | 1.7 | 7.6 | -0.5 | 11.1 | 3.3 | 3.3 | -6.1 | -11 | -13 | 18.2 | 7.9 | 15 | -1.7 | -6.1 | -12.2 | 11.7 | 9.4 | -2.2 | -11.7 | -3.9 | -5.6 | 22.8 | 18.9 | 19.4 | -3.9 | 3.9 | 0.6 | 23.9 | 18.9 | 26.7 | 15.6 | 6.7 | 2.8 | 11.1 | 7.2 | -8.3 | -9.9 | 7.2 | -1.1 | 5.8 | 0.1 | 2.8 | -5.6 | 14.1 | -0.3 | 8.9 | -9.4 | 0.5 | -7.3
-16 | -18 | -4.4 | -11.1 | 13.2 | 8.3 | 0.6 | -1 | -2.2 | -5.3 | 12.8 | 1.7 | 6 | 1 | 14.4 | 6.1 | 14.4 | 10.6 | 17.8 | 8.3 | 22.2 | 11.1 | 13.9 | 8.9 | -10.6 | -15.6 | -2.6 | -8.5 | 11 | 1 | 21.7 | 11.7 | 24.4 | 16.1 | 18.3 | 5 | 16.7 | 3.3 | 13.9 | 5 | 26.1 | 17.8 | 3.5 | -5 | 8.3 | -1.6 | 0 | -8.3 | 0 | -4.4 | 3.9 | -1.6 | 5.6 | -2.8 | 12.6 | 0 | 12.8 | 0.8 | 2.2 | -3.9 | -10 | -13 | -11.7 | -12.8 | 0.6 | -8.9 | -8.9 | -17.8 | -13.3 | -18.3 | -12.8 | -18.9 | -1.3 | -6.7 | -4.4 | -6.7 | -3.2 | -6.4 | 5.6 | -7.2 | -1.7 | -5.9 | 11.7 | -2.9 | -5.6 | -6.7 | 7.8 | -3.3 | 4.4 | -1.1 | 16.1 | 12.2 | 11.7 | -6.1 | 2.8 | -3.3 | 7.1 | 0.5 | 17.2 | -6.1 | 8.3 | -12.8 | 17.2 | -3.9 | 11.7 | -6.7 | 3.3 | 0 | -1.1 | -3.3 | -2.8 | -5 | -3.3 | -6.1 | -2.2 | -7.2 | 10.2 | 1.3 | -10 | -13 | 10.6 | 3.3 | 7.8 | -0.6 | 11.1 | 3.3 | 3.3 | -5 | -11 | -12 | 18.9 | 7.2 | 15.6 | -1.1 | -6.1 | -11.1 | 11.7 | 10 | -1.1 | -12.2 | -4.5 | -6 | 20.6 | 17.1 | 18.9 | -5 | 4.5 | 1 | 23.9 | 18.3 | 26.1 | 15.5 | 8.3 | 1.7 | 10.6 | 7.2 | -7.8 | -9.4 | 7.2 | -0.6 | 5.6 | 0 | 2.2 | -5 | 15.6 | -0.6 | 9.4 | -10 | 0 | -7.1
-16 | -19 | -5.6 | -11.7 | 12.4 | 7.9 | 0.6 | -1 | -2.8 | -5.6 | 13.3 | 3.3 | 5 | 2 | 12.9 | 6.5 | 13.9 | 10.6 | 17.2 | 8.3 | 20.7 | 11.1 | 12.8 | 8.3 | -10.6 | -16.1 | -2.8 | -9.4 | 11 | 1 | 20.2 | 12.2 | 23.9 | 16.1 | 16.6 | 4.3 | 16.1 | 2.2 | 12.8 | 5.6 | 25 | 18.9 | 2.6 | -5.3 | 8.9 | -2.8 | -0.6 | -7.8 | -1.1 | -4.4 | 2.8 | -1.7 | 4.3 | -2.9 | 11.8 | -0.3 | 12.2 | 1.2 | 2.2 | -6.1 | -13 | -15 | -11.9 | -12.5 | -0.3 | -8.4 | -9.4 | -17.2 | -14.4 | -19.4 | -12.8 | -18 | -1.5 | -6.8 | -3.9 | -6.7 | -3.5 | -6.7 | 4.4 | -6.7 | -2.2 | -5.7 | 10.5 | -2.5 | -5.6 | -6.7 | 5.6 | -3.9 | 3.9 | -2.8 | 16.1 | 12.8 | 9.7 | -4.1 | 2.8 | -3.3 | 6.3 | 0.4 | 16.7 | -7.8 | 5.7 | -10.1 | 15.5 | -3 | 9.3 | -6.2 | 3.9 | 0 | -0.5 | -2.3 | -3 | -4.8 | -3.9 | -7.2 | -3.3 | -8.9 | 9.2 | 1.4 | -11 | -16 | 10.6 | 2.2 | 6.7 | 0 | 10.6 | 2.2 | 2.2 | -4.4 | -10 | -12 | 17.6 | 7.9 | 13.7 | 0 | -6.7 | -10.6 | 11.7 | 10.6 | -1.7 | -12.8 | -5 | -6.5 | 18.3 | 14.8 | 19.4 | -6.1 | 5 | 1.3 | 22.8 | 17.8 | 25.6 | 15.3 | 10 | 1.1 | 9.4 | 7.2 | -7.4 | -8.9 | 7.2 | -0.6 | 5.2 | -0.4 | 1.7 | -5.2 | 14.7 | -0.5 | 7.8 | -11.1 | -0.6 | -7.8
-19 | -20 | -6.1 | -12.8 | 11.7 | 7.8 | 0.6 | -1.1 | -2.8 | -5.3 | 11.7 | 4.4 | 5 | 2 | 11.5 | 6.9 | 13.3 | 10.6 | 16.1 | 8.3 | 19.3 | 10.6 | 11.7 | 8.3 | -12.8 | -16.1 | -4.3 | -10 | 9 | 1 | 18.7 | 12.7 | 22.8 | 16.1 | 15 | 3.8 | 14.4 | 0.6 | 10.6 | 7.2 | 24.4 | 18.3 | 1.7 | -6.7 | 8 | -2.3 | -1.1 | -7.8 | -2.2 | -5 | 1.7 | -2.2 | 3 | -3.3 | 11.1 | -1.1 | 11.7 | 1.1 | 1.1 | -9.4 | -16 | -18 | -12 | -12.3 | -1.3 | -9.4 | -9.4 | -17.2 | -15.6 | -20.6 | -12.8 | -18 | -1.7 | -7.2 | -3.3 | -6.7 | -3.9 | -7.2 | 2.2 | -6.7 | -2.8 | -6.1 | 9.4 | -2.2 | -5.6 | -6.7 | 3.3 | -4.4 | 2.8 | -3.3 | 16.1 | 13.3 | 7.6 | -4 | 2.8 | -3.3 | 5.6 | 0 | 12.8 | -8.3 | 3.2 | -9.6 | 13.9 | -3 | 6.8 | -7.1 | 3.9 | 0 | 0 | -1.5 | -3.1 | -4.7 | -5 | -8.3 | -4.4 | -10 | 8.3 | 1.7 | -12 | -16 | 10 | 1.1 | 5.5 | -0.1 | 11.1 | 2.2 | 1.7 | -3.9 | -10 | -12 | 16.3 | 8.1 | 11.9 | 0.9 | -6.7 | -11.1 | 11.7 | 10.6 | -3.3 | -12.2 | -5.6 | -7.2 | 16.1 | 12.8 | 16.7 | -6.7 | 5.6 | 1.7 | 21.1 | 17.8 | 25 | 15 | 6.7 | 2.2 | 8.9 | 7.8 | -7.1 | -8.6 | 6.7 | 0 | 4.8 | -0.9 | 1.1 | -6.1 | 13.7 | -1 | 3.9 | -10.6 | -1 | -7.2
-18 | -20 | -12.2 | -15 | 11.5 | 5.8 | 0.6 | -1 | -2.8 | -5.3 | 11.1 | 4.4 | 4 | 1 | 10 | 6.7 | 13.3 | 10.6 | 13.9 | 8.9 | 17.8 | 10 | 10.6 | 7.8 | -13.3 | -16.1 | -5.7 | -11.3 | 8 | 1 | 17.2 | 12.8 | 22.2 | 16.1 | 13.3 | 2.8 | 10.6 | 0.6 | 9.4 | 7.2 | 23.3 | 19.4 | 1.1 | -5.3 | 7 | -2.4 | -1.1 | -7.2 | -2.2 | -5.6 | -0.5 | -3.6 | 1.7 | -4.4 | 9.6 | -0.3 | 10.9 | 1.2 | -0.6 | -10.6 | -18 | -21 | -12.2 | -12.2 | -2.2 | -11.1 | -10 | -17.2 | -16.1 | -22.2 | -12.8 | -18.3 | -1.5 | -6.4 | -3.3 | -5.6 | -4.8 | -7.2 | 1.7 | -6.7 | -3.9 | -6.4 | 8.9 | -1.8 | -5.6 | -6.1 | 1.7 | -3.9 | 1.7 | -2.8 | 13.9 | 13.3 | 5.6 | -4.4 | 2.2 | -3.3 | 5 | 0.2 | 9.4 | -8.3 | 0.6 | -11.1 | 12.2 | -3.9 | 4.4 | -8.9 | 3.9 | 0 | 0.6 | -1.1 | -3.3 | -5 | -5.6 | -8.9 | -5 | -11.1 | 6.8 | 1.9 | -12 | -17 | 10 | 0 | 4.4 | 0 | 10.6 | 2.8 | 2.2 | -5 | -10 | -11 | 15 | 8.3 | 10 | 1.1 | -6.7 | -10 | 11.1 | 10 | -3.9 | -12.8 | -6 | -7.3 | 15.2 | 11.6 | 12.8 | -6.7 | 5.6 | 1.1 | 19.4 | 17.2 | 23 | 15.6 | 5.6 | 1.7 | 7.2 | 7.2 | -6.7 | -8.3 | 6.7 | -0.6 | 4.4 | -1.7 | 0.4 | -5.2 | 12.8 | -1.7 | 1.7 | -10 | -1.3 | -7.7
-18 | -20 | -11.1 | -15 | 11.3 | 3.3 | 0.6 | -1 | -2.8 | -5.6 | 10 | 4.4 | 4 | 1 | 9.1 | 6.4 | 12.8 | 10 | 12.8 | 8.9 | 16.9 | 9.9 | 9.4 | 7.8 | -13.9 | -16.7 | -7.2 | -13.3 | 8 | 0 | 16.7 | 12.5 | 21.7 | 16.1 | 12.2 | 2.4 | 8.9 | 0.6 | 8.9 | 7.8 | 23.3 | 18.9 | 0.6 | -4.8 | 6.1 | -2.8 | -1.1 | -7.2 | -1.7 | -5.6 | -2.8 | -5.6 | 0.8 | -4.1 | 8.2 | 0 | 10.2 | 1.3 | -0.6 | -11.1 | -21 | -25 | -12 | -12.1 | -3.3 | -10.4 | -11.1 | -17.8 | -17.2 | -23.3 | -14.3 | -18.4 | -1.3 | -6.2 | -2.8 | -4.4 | -5.8 | -7.8 | 1.1 | -6.7 | -5 | -6.9 | 8.3 | -2.1 | -5.6 | -6.7 | 2.2 | -4.4 | 1.1 | -3.9 | 13.3 | 12.8 | 3.7 | -3.8 | -0.6 | -3.9 | 4.5 | 0.1 | 10 | -6.7 | -0.3 | -8.9 | 10.9 | -2.8 | 2.9 | -7.8 | 3.9 | -1.7 | 0.6 | -1.3 | -4.4 | -5.8 | -6.1 | -9.4 | -5.6 | -11.7 | 5.4 | 1.9 | -13 | -17 | 9.4 | 0.6 | 3.5 | 0 | 9.4 | 2.2 | 2.8 | -5 | -10 | -11 | 14.8 | 7.6 | 10.4 | 1 | -6.7 | -10.6 | 11.1 | 10 | -6.1 | -11.1 | -6.3 | -7.4 | 14.2 | 10.3 | 10 | -7.2 | 5.6 | 0.7 | 18.3 | 17.2 | 20.9 | 15.7 | 3.9 | 1.1 | 6.7 | 6.7 | -6.7 | -8.3 | 6.7 | 0.6 | 3.7 | -1.6 | -0.4 | -5 | 11.1 | -0.9 | 1.7 | -12.8 | -1.7 | -8.9
-18 | -20 | -14.4 | -17.8 | 11.1 | 0.6 | 0.6 | -1.1 | -2.8 | -5.1 | 9.4 | 4.4 | 3 | 1 | 8.1 | 5.9 | 13.3 | 10.6 | 12.2 | 8.9 | 15.9 | 9.4 | 9.4 | 7.2 | -15.6 | -18.3 | -8.3 | -13.5 | 7 | 1 | 16.1 | 11.9 | 21.1 | 16.1 | 11.1 | 1.6 | 6.7 | 0.6 | 7.8 | 6.7 | 22.8 | 18.9 | 0 | -5 | 4.6 | -2.2 | -2.2 | -7.2 | -2.2 | -6.7 | -5 | -7.8 | -0.2 | -4.6 | 6.7 | 0 | 9.4 | 1.1 | -1.7 | -11.7 | -23 | -27 | -11.9 | -12.2 | -4.5 | -11.1 | -11.7 | -17.2 | -17.8 | -29.4 | -15.7 | -18.9 | -1.1 | -6.7 | -1.7 | -3.9 | -6.7 | -8.3 | 0 | -6.7 | -6.1 | -7.8 | 7.8 | -2.2 | -5.6 | -6.1 | 1.7 | -1.7 | 0 | -3.9 | 13.9 | 13.3 | 1.9 | -4.1 | -2.2 | -5 | 3.9 | 0 | 7.8 | -2.8 | -1.3 | -8.3 | 9.6 | -2.4 | 1.5 | -8.1 | 3.9 | 0 | 0.6 | -1.9 | -5.6 | -6.7 | -6.7 | -10.6 | -6.7 | -12.8 | 3.9 | 1.7 | -13 | -17 | 8.9 | 0.6 | 2.6 | 0 | 7.8 | 1.1 | 2.2 | -3.9 | -10 | -11 | 14.6 | 6.7 | 10.7 | 1 | -7.2 | -10 | 10.6 | 9.4 | -6.1 | -11.1 | -6.7 | -7.8 | 13.3 | 8.9 | 8.3 | -7.2 | 5.6 | 0 | 17.2 | 16.7 | 18.9 | 15.6 | 3.3 | 0.6 | 6.7 | 6.7 | -6.7 | -8.6 | 4.4 | 0 | 2.9 | -2.1 | -1.1 | -5.6 | 9.5 | -0.8 | 1.1 | -13.9 | -2.1 | -7.9
-18 | -20 | -13.9 | -18.3 | 10.4 | 0.7 | 0.6 | -1.2 | -2.8 | -4.9 | 7.8 | 5 | 3 | 1 | 7.2 | 5.6 | 13.3 | 10.6 | 10.6 | 8.3 | 15 | 8.9 | 8.9 | 6.2 | -15 | -18.9 | -9.5 | -14.6 | 6 | 2 | 15.6 | 11.7 | 21.1 | 16.1 | 10 | 1.1 | 7.2 | 1.7 | 7.8 | 7.2 | 22.2 | 18.9 | -0.4 | -4.5 | 3.2 | -2.2 | -1.1 | -6.1 | -2.2 | -6.7 | -6.3 | -8.7 | -1.1 | -5.6 | 6.1 | 0 | 8.5 | 1.2 | -2.2 | -12.2 | -23 | -28 | -11.7 | -12.2 | -5.6 | -12.2 | -11.7 | -17.8 | -18.3 | -30.6 | -17.2 | -20 | -1.5 | -6.4 | -1.1 | -3.3 | -7.1 | -8.4 | 0 | -6.7 | -6.7 | -7.8 | 7.1 | -1.6 | -5.6 | -6.1 | 0.6 | -1.7 | -0.6 | -3.3 | 14.4 | 13.9 | 0 | -5 | -0.6 | -3.9 | 4.1 | -0.1 | 6.7 | -2.8 | -2.2 | -8.9 | 8.3 | -2.8 | 0 | -9.4 | 3.9 | 0 | 0.6 | -2.8 | -6.7 | -7.8 | -7.2 | -10.6 | -6.7 | -12.8 | 4.6 | 2.8 | -13 | -17 | 8.3 | 0 | 1.7 | 0 | 6.1 | -1.1 | 1.7 | -1.1 | -9 | -13 | 14.4 | 6.1 | 11.1 | 0.6 | -7.2 | -10 | 10.6 | 9.4 | -6.1 | -12.8 | -7.1 | -8.4 | 12.8 | 8.1 | 7.2 | -7.2 | 4.8 | -0.3 | 17.2 | 16.7 | 16.1 | 13.4 | 3.3 | 0.6 | 6.7 | 6.7 | -6.7 | -8.9 | 4.4 | 0 | 2.2 | -2.8 | -1.7 | -5.3 | 7.8 | -1.1 | 1.1 | -13.9 | -2.4 | -7.8
-20 | -21 | -13.3 | -15.6 | 9.6 | 0.2 | 0.6 | -1.3 | -2.8 | -5 | 6.7 | 4.4 | 3 | 1 | 6.7 | 5.2 | 13.3 | 10.6 | 10 | 8.3 | 14.3 | 8.7 | 8.3 | 5.9 | -15 | -18.3 | -10.6 | -16.1 | 6 | 2 | 15.2 | 11.4 | 20.6 | 16.1 | 8.9 | 0.8 | 7.2 | 1.7 | 7.2 | 5.6 | 21.7 | 18.9 | -0.7 | -4.4 | 1.7 | -2.8 | -1.1 | -6.1 | -2.2 | -6.7 | -7.6 | -10.1 | -1.8 | -5 | 5.6 | 0.1 | 7.6 | 1.2 | -2.8 | -12.8 | -22 | -28 | -12.1 | -12.3 | -6.5 | -11.6 | -12.8 | -18.9 | -18.9 | -29.4 | -16.1 | -18.9 | -1.8 | -6.7 | -1.1 | -3.9 | -7.4 | -8.6 | 0 | -6.1 | -7.2 | -8 | 6.3 | -1.2 | -5.6 | -6.1 | 0.6 | -2.2 | -0.6 | -5.6 | 14.4 | 13.9 | 0.9 | -4.5 | -3.9 | -6.7 | 4.2 | -0.3 | 6.1 | -2.8 | -2.9 | -7.7 | 7.8 | -2.2 | -1.3 | -8.7 | 3.9 | -0.6 | 0.4 | -2.6 | -7.4 | -8.4 | -8.3 | -11.7 | -6.7 | -14.4 | 5.4 | 4.1 | -13 | -17 | 8.3 | 0 | 1.3 | -0.3 | 4.4 | -1.1 | 1.1 | -0.6 | -9 | -13 | 14.2 | 7.3 | 10.5 | 3.5 | -6.7 | -10 | 11.1 | 10 | -6.7 | -12.8 | -7.4 | -9 | 12.2 | 7.1 | 7.8 | -6.1 | 4.1 | -0.9 | 16.7 | 16.7 | 13.4 | 11.3 | 2.8 | 0.6 | 6.7 | 6.7 | -7.1 | -9.1 | 5 | 0.6 | 1.8 | -2.4 | -2.2 | -5.4 | 7.6 | -0.5 | 1.1 | -13.3 | -2.8 | -8.3
-20 | -22 | -15 | -17.8 | 8.9 | 0 | 0.6 | -1.7 | -2.6 | -4.7 | 7.2 | 5 | 3 | 2 | 6.1 | 4.9 | 13.3 | 10.6 | 9.4 | 8.9 | 13.5 | 8.2 | 7.8 | 5.1 | -15.6 | -19.4 | -10.8 | -15.7 | 5 | 3 | 14.8 | 11.2 | 20 | 16.1 | 7.8 | 0.5 | 6.7 | 2.2 | 7.2 | 5.6 | 21.7 | 17.2 | -1.1 | -5 | 1.5 | -2.5 | -1.1 | -5.6 | -2.2 | -6.1 | -8.9 | -11.7 | -2.6 | -5.1 | 5 | 0 | 6.7 | 1.1 | -3.3 | -13.3 | -22 | -26 | -12.4 | -12.5 | -7.4 | -11.8 | -12.8 | -20 | -18.9 | -31.7 | -15 | -18.1 | -2.2 | -7.8 | -4.4 | -6.7 | -7.8 | -8.9 | -1.7 | -6.1 | -7.8 | -8.3 | 5.6 | -1.1 | -5.6 | -6.7 | 0 | -1.7 | -0.6 | -6.1 | 14.4 | 13.9 | 1.9 | -4.5 | -4.4 | -6.7 | 4.4 | -0.6 | 5.6 | -2.2 | -3.7 | -7.8 | 7.2 | -2.5 | -2.6 | -9.3 | 2.8 | -0.6 | 0.2 | -3.1 | -8.2 | -9.1 | -8.3 | -11.1 | -8.3 | -15 | 6.1 | 5 | -14 | -17 | 8.3 | 0 | 1 | -0.3 | 3.9 | -1.7 | 1.1 | 0 | -8 | -12 | 14.1 | 8.3 | 10 | 6 | -7.2 | -11.1 | 10.6 | 9.4 | -7.8 | -11.7 | -7.8 | -10 | 11.7 | 6.1 | 3.9 | -7.2 | 3.3 | -1.7 | 16.7 | 16.7 | 10.6 | 8.9 | 2.2 | 0 | 6.1 | 6.1 | -7.4 | -9.4 | 5 | 0.6 | 1.5 | -2.3 | -2.8 | -6.1 | 7.4 | -0.3 | 1.1 | -13.3 | -2.2 | -6.9
-21 | -23 | -15.6 | -21.1 | 8.9 | -0.4 | 0.4 | -1.6 | -2.4 | -4.6 | 5.6 | 3.9 | 2 | 1 | 5.6 | 4.4 | 13.3 | 10.6 | 8.9 | 7.8 | 12.8 | 7.8 | 7.2 | 5.2 | -15.6 | -20 | -10.9 | -15.8 | 6 | 3 | 14.4 | 11.1 | 19.4 | 16.1 | 6.7 | 0 | 5.6 | 2.2 | 7.2 | 5.6 | 21.7 | 19.4 | -3.7 | -6.6 | 1.3 | -2.6 | -1.1 | -5.6 | -2.2 | -7.2 | -9.3 | -11.8 | -3.3 | -5.6 | 4.3 | -0.3 | 5.9 | 0.6 | -4.4 | -13.9 | -21 | -24 | -12.8 | -12.9 | -8.3 | -12.2 | -13.3 | -20.6 | -18.9 | -26.1 | -13.9 | -17.8 | -2.2 | -6.7 | -5.6 | -7.8 | -8.5 | -9.2 | -3.3 | -6.7 | -8.2 | -8.5 | 4.8 | -0.3 | -6.1 | -6.7 | -0.6 | -2.8 | -0.6 | -6.1 | 13.3 | 12.8 | 2.8 | -5.6 | -8.3 | -9.4 | 4.4 | -0.7 | 4.4 | -2.2 | -4.4 | -8.3 | 6.7 | -2.8 | -3.9 | -10.6 | 3.9 | -1.7 | 0 | -3.9 | -8.9 | -10 | -8.3 | -11.1 | -8.9 | -16.1 | 5.2 | 4.2 | -14 | -17 | 7.8 | 0 | 0.6 | -0.6 | 2.8 | -1.7 | 1.1 | 0 | -8 | -12 | 13.9 | 9.4 | 9.4 | 7.8 | -8.9 | -11.1 | 10.6 | 9.4 | -8.3 | -12.2 | -8.2 | -10.2 | 11.1 | 5.9 | 3.9 | -7.2 | 2.8 | -1.7 | 12.2 | 11.1 | 9.5 | 8 | 0.6 | -0.6 | 6.1 | 6.1 | -7.8 | -10 | 4.4 | 0.6 | 1.1 | -2.8 | -3 | -5.8 | 7.2 | 0 | 1.1 | -13.3 | -1.7 | -6.2
-21 | -23 | -15 | -19.4 | 8.9 | -0.8 | 0.2 | -1.8 | -2.2 | -5 | 5.6 | 4.4 | 2 | 2 | 4.7 | 4 | 13.3 | 10.6 | 9.4 | 8.3 | 12.1 | 7.6 | 6.1 | 4.8 | -15 | -19.4 | -11.1 | -16.7 | 6 | 3 | 13.9 | 11.1 | 18.9 | 16.1 | 5.6 | -0.4 | 4.4 | 1.7 | 6.7 | 4.4 | 21.1 | 17.2 | -6.3 | -8.7 | 1.1 | -3.3 | -1.1 | -5 | -2.8 | -7.2 | -9.6 | -12.1 | -3.9 | -5.7 | 3.5 | -0.6 | 5.2 | 0 | -5 | -14.4 | -20 | -23 | -12.8 | -13 | -8.7 | -11.9 | -14.4 | -20.6 | -19.4 | -26.1 | -15.9 | -18.9 | -2.2 | -6.4 | -6.1 | -8.3 | -9.3 | -9.6 | -2.2 | -6.1 | -8.5 | -8.6 | 4.1 | 0 | -6.1 | -6.7 | -0.6 | -2.8 | -1.1 | -6.7 | 12.8 | 12.2 | 2.1 | -5.1 | -8.9 | -8.9 | 4.4 | -0.7 | 2.8 | -2.2 | -4.8 | -8.1 | 5.8 | -2.5 | -4.6 | -9.7 | 3.3 | -1.1 | 0 | -3.6 | -10 | -11.1 | -8.9 | -11.7 | -8.3 | -15 | 4.2 | 3 | -15 | -17 | 8.3 | -0.6 | 0.2 | -0.8 | 3.9 | -1.7 | 3.9 | 2.2 | -9 | -13 | 13.9 | 10 | 7.6 | 6.2 | -10 | -12.8 | 10 | 9.4 | -8.9 | -12.2 | -8.5 | -10.5 | 10.6 | 5.4 | 3.9 | -6.1 | 2.2 | -2 | 9.4 | 8.9 | 8.3 | 6.6 | 0 | -0.6 | 5.6 | 4.4 | -8.5 | -10.7 | 4.4 | 0.6 | 0.9 | -2.5 | -3.1 | -5.7 | 7 | 0.2 | 3.9 | -12.2 | -1.1 | -6.1
-21 | -23 | -14.4 | -18.3 | 8.9 | -1.7 | 0 | -2.2 | -2.4 | -5 | 5 | 3.9 | 2 | 2 | 3.7 | 3.4 | 13.3 | 10.6 | 7.8 | 7.2 | 11.3 | 7.1 | 5.6 | 4.4 | -16.7 | -19.4 | -11.3 | -16.2 | 6 | 3 | 13.3 | 11.2 | 18.9 | 16.1 | 4.4 | -0.9 | 4.4 | 2.2 | 6.7 | 4.4 | 21.1 | 17.8 | -8.9 | -11.1 | 0.5 | -3 | -1.1 | -4.4 | -2.8 | -7.2 | -10 | -12.8 | -4.4 | -6 | 2.8 | -1.1 | 4.4 | -0.6 | -5.6 | -15 | -18 | -21 | -12.8 | -13.1 | -9 | -11.8 | -14.4 | -20.6 | -20.6 | -26.7 | -18 | -20.8 | -2.2 | -6.7 | -5.6 | -8.3 | -10 | -10 | -2.2 | -6.1 | -8.9 | -8.9 | 3.3 | 0.6 | -6.1 | -7.2 | -0.6 | -3.3 | -2.2 | -5.6 | 12.8 | 12.2 | 1.3 | -5.4 | -10.6 | -11.1 | 4.4 | -1.1 | 2.2 | -2.8 | -5.2 | -8.7 | 4.8 | -2.6 | -5.4 | -10 | 2.8 | -1.1 | 0 | -3.8 | -11.1 | -12.4 | -8.9 | -12.2 | -8.9 | -16.1 | 3.3 | 2.2 | -15 | -17 | 8.3 | 0 | -0.2 | -1.2 | 3.3 | -2.2 | 3.9 | 2.2 | -9 | -13 | 13.9 | 10.5 | 5.7 | 4.8 | -11.7 | -15 | 10.6 | 9.4 | -8.3 | -12.2 | -8.9 | -11.1 | 10 | 5 | 2.8 | -7.2 | 1.7 | -2.8 | 6.7 | 6.7 | 7.2 | 5.6 | 0.6 | -1.7 | 5 | 2.8 | -9.3 | -11.9 | 4.4 | 0.6 | 0.8 | -2.8 | -3.3 | -6.1 | 6.9 | 0.3 | 0.6 | -11.7 | -1.5 | -6
-21 | -23 | -15.6 | -20 | 8.5 | -0.9 | -0.2 | -2.4 | -2.6 | -5.7 | 4.4 | 3.3 | 2 | 1 | 2.8 | 2.8 | 13.3 | 10 | 7.2 | 6.7 | 10.6 | 6.7 | 4.4 | 3.6 | -15.6 | -20 | -11.5 | -16.5 | 6 | 3 | 12.8 | 11.1 | 18.3 | 15.6 | 3.3 | -1.7 | 3.3 | 1.1 | 6.1 | 4.4 | 20 | 18.3 | -10.2 | -12.1 | 0 | -3.3 | -0.6 | -3.9 | -4.4 | -7.8 | -10.4 | -12.7 | -5 | -6.7 | 2.4 | -0.9 | 4 | -0.9 | -6.1 | -15 | -18 | -21 | -12.8 | -13.2 | -9.4 | -12.2 | -15 | -20.6 | -21.1 | -26.7 | -20 | -22.8 | -2 | -6 | -6.7 | -9.4 | -10.4 | -10.5 | -2.8 | -6.1 | -8.9 | -8.9 | 3.7 | 0.2 | -6.1 | -6.7 | -0.6 | -3.3 | -2.8 | -5 | 12.8 | 11.7 | 0.6 | -6.7 | -9.4 | -9.4 | 4 | -1 | 1.1 | -2.8 | -5.6 | -9.4 | 3.9 | -3.3 | -6.1 | -10.6 | 2.2 | -1.7 | 0 | -4.4 | -12.2 | -13.9 | -9.4 | -12.8 | -8.9 | -16.1 | 1.6 | 0.1 | -15 | -17 | 8.3 | -0.6 | -0.6 | -1.7 | 2.8 | -2.2 | 3.3 | 1.1 | -10 | -15 | 13.9 | 11.1 | 3.9 | 3.3 | -10.6 | -13.3 | 10.6 | 10 | -9.4 | -12.2 | -9.3 | -11.3 | 9.4 | 4.4 | 1.1 | -7.8 | 1.1 | -2.3 | 5.6 | 5.6 | 6.3 | 4.6 | -1.1 | -2.8 | 4.4 | 2.2 | -10 | -13.3 | 4.4 | 0.6 | 0.6 | -3.3 | -3.1 | -5.4 | 6.7 | 0.6 | 1.1 | -11.7 | -1.8 | -6.5
-21 | -22 | -15.6 | -19.4 | 8.2 | -0.7 | -0.4 | -3.1 | -2.8 | -6.7 | 3.9 | 2.8 | 1 | 1 | 2.6 | 2.6 | 13.3 | 10 | 6.7 | 6.1 | 10.4 | 7.3 | 4.4 | 3.6 | -17.8 | -20.6 | -11.7 | -17.2 | 7 | 3 | 13.2 | 11.6 | 17.8 | 15.6 | 2.8 | -1.9 | 2.8 | 1.1 | 5.6 | 3.9 | 20 | 17.8 | -11.5 | -13.6 | -0.6 | -3.9 | 0 | -3.9 | -4.4 | -7.8 | -10.7 | -12.8 | -5.6 | -6.7 | 2.1 | -0.9 | 3.7 | -1.1 | -6.1 | -15 | -17 | -19 | -13 | -13.4 | -9.6 | -12 | -15.6 | -20.6 | -21.1 | -27.8 | -19.4 | -22 | -1.9 | -6.1 | -6.7 | -9.4 | -10.7 | -11 | -3.3 | -6.7 | -8.9 | -8.9 | 4 | -0.2 | -6.1 | -6.7 | -0.6 | -3.3 | -3.9 | -5.6 | 12.2 | 11.1 | -0.3 | -5.8 | -14.4 | -14.4 | 3.7 | -1.3 | 3.9 | -3.3 | -6.1 | -9.4 | 4.1 | -2.8 | -5.7 | -9.6 | 2.2 | -1.7 | -0.2 | -4.8 | -12.8 | -14.1 | -10 | -12.8 | -10.6 | -17.2 | 0 | -1.7 | -14 | -17 | 8.3 | -0.6 | -0.8 | -1.7 | 2.8 | -2.8 | 2.2 | 0.6 | -10 | -15 | 13.7 | 11.4 | 2.8 | 2.4 | -9.4 | -13.9 | 10.6 | 9.4 | -8.9 | -12.2 | -9.6 | -11.6 | 8.9 | 3.9 | 1.7 | -7.8 | 0.6 | -2.3 | 5 | 5 | 5.3 | 3.6 | -0.6 | -2.8 | 3.3 | -0.6 | -10 | -13.2 | 3.9 | 1.1 | 0.4 | -2.9 | -3 | -5 | 6.5 | 0.8 | -1.7 | -11.7 | -2.2 | -7.8
-22 | -23 | -13.9 | -17.2 | 7.8 | -0.6 | -0.6 | -3.9 | -2.8 | -6.2 | 3.9 | 2.8 | 1 | 0 | 2.4 | 2.4 | 13.3 | 10 | 6.1 | 5.6 | 10.2 | 7.8 | 5.6 | 3.3 | -15.6 | -19.4 | -11.9 | -16.9 | 7 | 3 | 13.5 | 11.9 | 17.8 | 15.6 | 2.2 | -2.4 | 5 | 2.8 | 5 | 3.9 | 20.6 | 16.1 | -12.8 | -15 | -0.6 | -3.6 | -0.6 | -3.9 | -5 | -7.8 | -11.1 | -13.3 | -6.1 | -6.9 | 1.7 | -1.1 | 3.3 | -1.7 | -6.7 | -15 | -16 | -19 | -13.1 | -13.7 | -9.8 | -11.9 | -15.6 | -20.6 | -21.7 | -28.9 | -18.9 | -21.8 | -1.7 | -6.7 | -5.6 | -8.9 | -11.1 | -11.7 | -2.2 | -6.7 | -8.9 | -8.9 | 4.4 | -0.6 | -6.7 | -7.8 | -0.6 | -3.3 | -4.4 | -6.7 | 12.2 | 11.1 | -1.3 | -5.9 | -13.9 | -13.9 | 3.3 | -1.7 | 1.7 | -3.3 | -6.7 | -9.8 | 4.2 | -2.9 | -5.4 | -9.3 | 1.7 | -1.7 | -0.4 | -5.9 | -13.3 | -14.5 | -10.6 | -13.3 | -11.1 | -17.8 | -1.7 | -3.9 | -14 | -17 | 8.3 | 0 | -0.9 | -1.5 | 1.7 | -2.8 | 0.6 | -1.1 | -10 | -15 | 13.5 | 11.9 | 1.7 | 1.5 | -8.9 | -12.2 | 10.6 | 9.4 | -9.4 | -12.2 | -10 | -12.2 | 8.3 | 3.3 | 0 | -8.3 | 0 | -2.8 | 4.4 | 4.4 | 4.4 | 2.8 | 0.6 | -3.9 | 2.8 | -1.1 | -10 | -13.6 | 3.9 | 1.1 | 0.2 | -2.8 | -2.8 | -5 | 6.3 | 1 | 1.1 | -11.7 | -2.2 | -6.7
-22 | -24 | -13.9 | -18.3 | 7.2 | 0 | -0.6 | -3.4 | -2.8 | -6.2 | 3.3 | 2.2 | 1 | 1 | 2.2 | 2.2 | 13.3 | 10 | 5 | 5 | 10 | 8.3 | 3.9 | 2.8 | -18.3 | -20.6 | -12 | -17 | 7 | 3 | 13.9 | 12.2 | 17.8 | 15.6 | 1.7 | -3.3 | 3.9 | 1.7 | 5.6 | 3.9 | 19.4 | 17.8 | -12.8 | -14.8 | -0.6 | -3.6 | -0.6 | -3.3 | -5.6 | -7.8 | -9.8 | -12.6 | -6.7 | -7.2 | 2.6 | -0.4 | 3.9 | -1.5 | -6.7 | -15 | -15 | -17 | -13.3 | -13.9 | -10 | -12.2 | -16.1 | -20.6 | -22.2 | -27.8 | -18.3 | -21.7 | -1.5 | -5.5 | -5.6 | -9.4 | -9.8 | -10.5 | -2.2 | -6.7 | -8.2 | -8.7 | 5.3 | 0.5 | -6.7 | -7.8 | -1.1 | -3.9 | -4.4 | -7.8 | 11.1 | 10.6 | -2.2 | -6.7 | -16.1 | -16.1 | 3.1 | -1.3 | 1.7 | -3.3 | -7.2 | -10.6 | 4.4 | -3.3 | -5 | -9.4 | 1.7 | -1.7 | -0.6 | -7.8 | -13.9 | -15 | -11.1 | -14.4 | -12.8 | -20 | -2.4 | -5 | -15 | -17 | 7.8 | 0 | -1.1 | -1.7 | 1.7 | -2.8 | 0 | -2.2 | -10 | -15 | 13.3 | 12.2 | 0.6 | 0.6 | -8.3 | -12.2 | 10.6 | 9.4 | -8.3 | -12.2 | -10.2 | -12 | 9.1 | 3.3 | 1.1 | -7.2 | 0.9 | -2.2 | 3.9 | 3.9 | 3.9 | 1.8 | -1.1 | -3.9 | 2.8 | -2.2 | -10 | -14.4 | 3.9 | 1.1 | 0 | -3.3 | -4.1 | -6.7 | 6.1 | 1.1 | -1.1 | -12.2 | -2.2 | -6.4
-22 | -23 | -13.3 | -17.8 | 6.7 | 0.4 | -0.6 | -3.3 | -2.8 | -6.7 | 3.9 | 2.2 | 2 | 1 | 4.1 | 3.8 | 13.3 | 10 | 6.7 | 6.1 | 11.3 | 8.9 | 6.1 | 4.4 | -11.7 | -17.8 | -12.2 | -17.8 | 8 | 3 | 16.1 | 12.3 | 17.8 | 15.6 | 2.8 | -2.4 | 5.6 | 3.3 | 3.9 | 2.2 | 17.8 | 16.7 | -12.8 | -14.8 | -0.6 | -3.9 | 0 | -3.3 | -5.6 | -8.3 | -8.5 | -12 | -4.8 | -5.9 | 3.5 | 0 | 4.4 | -1.8 | -6.1 | -15 | -13 | -16 | -11.8 | -12.8 | -8.1 | -11.2 | -16.1 | -20 | -22.8 | -27.8 | -17.2 | -20.5 | -1.3 | -5 | -6.1 | -10 | -8.5 | -9.3 | -0.6 | -5.6 | -7.4 | -8.4 | 6.3 | 1.8 | -6.7 | -7.2 | -1.7 | -4.4 | -4.4 | -7.8 | 10.6 | 9.4 | 0 | -5.3 | -15 | -15.6 | 3 | -1 | 2.2 | -2.8 | -3.9 | -8.4 | 7 | -2.6 | -3.1 | -7.9 | 1.1 | -3.3 | -0.8 | -7.8 | -14.1 | -14.9 | -11.7 | -15 | -13.3 | -20 | -3.2 | -6.4 | -14 | -17 | 8.3 | 0 | 0 | -0.9 | 2.2 | -3.3 | -1.1 | -3.3 | -9 | -13 | 15.2 | 13.8 | 3.9 | 1.4 | -7.2 | -10.6 | 11.1 | 10 | -5 | -11.7 | -10.4 | -12 | 9.8 | 3.1 | 8.3 | -6.7 | 1.9 | -2 | 3.9 | 3.3 | 3.3 | 0.5 | -1.1 | -4.4 | 2.2 | -2.8 | -9.4 | -14 | 3.9 | 1.1 | 1.1 | -2.7 | -5.4 | -8.6 | 6.5 | 1.8 | 0 | -11.7 | -2.2 | -6.7
-22 | -23 | -12.2 | -16.1 | 6.1 | 0.6 | -0.6 | -3.3 | -3 | -6.1 | 6.1 | 2.8 | 3 | 2 | 5.9 | 5.2 | 13.3 | 10 | 9.4 | 8.9 | 12.6 | 9.6 | 10.6 | 5.6 | -7.2 | -16.7 | -9.8 | -15.6 | 9 | 2 | 18.4 | 12.2 | 20.6 | 15.6 | 3.9 | -2.2 | 10 | 5 | 7.2 | 4.4 | 17.8 | 17.2 | -12.8 | -15 | 1.5 | -3 | 0.6 | -2.8 | -3.9 | -6.1 | -7.2 | -12.2 | -3 | -4.6 | 4.4 | 0.6 | 5 | -2.2 | -6.1 | -14.4 | -13 | -15 | -10.4 | -12.1 | -6.3 | -10.7 | -14.4 | -18.9 | -22.8 | -26.7 | -16.1 | -19.7 | -1.1 | -5 | -6.1 | -10.6 | -7.2 | -8.3 | 2.8 | -5.6 | -6.7 | -8.3 | 7.2 | 2.8 | -6.1 | -7.2 | -0.6 | -3.3 | -4.4 | -9.4 | 9.4 | 7.2 | 2.2 | -5.2 | -15 | -15 | 2.8 | -1.1 | 0.6 | -1.7 | -0.5 | -6.7 | 9.6 | -2.4 | -1.3 | -7.1 | 0.6 | -3.9 | -0.9 | -8.8 | -14.2 | -14.9 | -11.7 | -15.6 | -13.3 | -21.7 | -3.9 | -8.3 | -13 | -17 | 9.4 | 0 | 1.1 | -0.2 | 3.3 | -3.9 | -0.6 | -3.9 | -8 | -12 | 17 | 15.2 | 7.3 | 1.8 | -6.1 | -9.4 | 11.1 | 10 | -1.7 | -10 | -10.6 | -12.2 | 10.6 | 2.8 | 11.1 | -6.7 | 2.8 | -2.2 | 3.9 | 3.3 | 2.8 | -0.6 | 1.1 | -2.8 | 2.8 | -3.9 | -8.9 | -14 | 4.4 | 1.1 | 2.2 | -2.4 | -6.7 | -11.1 | 6.8 | 2.3 | 3.9 | -10.6 | -1.1 | -5.5
-21 | -23 | -12.2 | -13.9 | 7 | 0.2 | -0.2 | -3.2 | -3.1 | -5.9 | 10 | 0.6 | 4 | 3 | 7.8 | 6.7 | 13.3 | 10 | 10.6 | 9.4 | 13.9 | 10 | 12.2 | 5.6 | -3.9 | -16.7 | -7.4 | -13.9 | 11 | 5 | 20.6 | 11.1 | 23.3 | 15.6 | 5 | -2.2 | 13.9 | 5 | 10 | 3.3 | 17.8 | 17.2 | -10.8 | -13.7 | 3.5 | -2.9 | 1.7 | -2.8 | -1.7 | -5.6 | -4.6 | -10.6 | -1.1 | -3.9 | 5.7 | 0.4 | 5.9 | -1.3 | -5 | -14.4 | -12 | -14 | -8.9 | -11.7 | -4.4 | -11.1 | -12.8 | -17.2 | -21.7 | -29.4 | -15 | -19.4 | -0.7 | -3.8 | -5.6 | -11.1 | -5.4 | -7.6 | 4.4 | -4.4 | -4.7 | -7.6 | 7.6 | 3.7 | -6.1 | -6.7 | 0 | -2.8 | -2.8 | -9.4 | 8.3 | 5.6 | 4.4 | -6.1 | -12.2 | -12.8 | 4.3 | -0.3 | 0.6 | -0.6 | 2.8 | -6.7 | 12.2 | -3.3 | 0.6 | -7.2 | 0 | -5 | -1.1 | -11.1 | -14.4 | -15 | -11.1 | -14.4 | -12.2 | -21.1 | -2.4 | -7.1 | -13 | -17 | 10 | 0.6 | 2.2 | 0.6 | 4.4 | -5 | -1.1 | -5 | -7 | -12 | 18.9 | 16.7 | 10.6 | 1.1 | -4.4 | -8.9 | 11.1 | 9.4 | 2.2 | -11.1 | -10.2 | -12 | 12.8 | 3.2 | 15 | -6.1 | 4.3 | -1.5 | 2.8 | 2.2 | 3.3 | -0.8 | 3.3 | -2.2 | 4.4 | -2.8 | -8.3 | -15 | 5 | 1.7 | 3.3 | -2.8 | -5.9 | -11 | 7.2 | 2.8 | 10 | -10.6 | 0 | -5.1
-21 | -23 | -11.1 | -13.3 | 8 | -0.2 | 0.2 | -3.3 | -3.3 | -6.1 | 11.1 | 1.1 | 6 | 3 | 8.5 | 7 | 13.9 | 10 | 13.9 | 10 | 15.4 | 10.4 | 13.9 | 5.6 | -0.6 | -16.7 | -5 | -13.3 | 14 | 5 | 21.7 | 10.9 | 24.4 | 14.4 | 6.5 | -1.9 | 17.2 | 5.6 | 11.7 | 2.2 | 17.2 | 16.7 | -8.7 | -12.5 | 5.6 | -3.3 | 2.8 | -2.2 | -0.6 | -6.1 | -2 | -9.8 | 0.4 | -3.1 | 7 | 0 | 6.9 | -0.9 | -5 | -13.9 | -11 | -13 | -9.1 | -11.6 | -2.9 | -8.1 | -11.1 | -16.7 | -20.6 | -27.8 | -13.7 | -18.2 | -0.4 | -3.1 | -5.6 | -11.7 | -3.5 | -7 | 7.2 | -3.9 | -2.6 | -6.9 | 7.9 | 4.1 | -5 | -6.1 | 2.8 | -2.8 | -3.3 | -8.9 | 9.4 | 5.6 | 5.9 | -4.8 | -8.9 | -9.4 | 5.7 | 0 | 1.7 | 0 | 4.5 | -6.5 | 13.9 | -2.6 | 2.4 | -6.2 | -0.6 | -6.1 | -0.7 | -10 | -14.6 | -15.3 | -11.1 | -15 | -12.2 | -21.1 | -0.9 | -6.4 | -11 | -15 | 11.1 | 0.6 | 4.1 | 0.9 | 5.6 | -4.4 | -1.1 | -4.4 | -5 | -11 | 20.6 | 16.5 | 12.3 | 0.7 | -1.7 | -7.2 | 11.1 | 9.4 | 4.4 | -10 | -9.8 | -11.9 | 15 | 3.2 | 18.3 | -6.1 | 5.7 | -1.1 | 2.8 | 2.2 | 3.9 | -0.9 | 5.6 | -2.2 | 4.4 | -2.8 | -7.8 | -14.1 | 5.6 | 2.2 | 4.2 | -2.5 | -5.2 | -11.6 | 7.6 | 3.8 | 13.9 | -11.1 | 1.1 | -5.6
-20 | -22 | -11.7 | -11.7 | 8.9 | -1.1 | 0.6 | -3.9 | -3.1 | -5.7 | 12.8 | 2.2 | 7 | 3 | 9.3 | 7.1 | 13.3 | 10.6 | 16.7 | 11.7 | 16.8 | 10.7 | 16.1 | 3.3 | 0 | -16.1 | -3.9 | -11.8 | 14 | 6 | 22.8 | 10.3 | 25 | 15.6 | 7.9 | -1.9 | 19.4 | 5.6 | 13.9 | 1.1 | 17.8 | 15.6 | -6.7 | -12.2 | 6.7 | -2.9 | 4.4 | -1.7 | 1.1 | -5.6 | 0.6 | -10.6 | 1.8 | -2.9 | 8.3 | -0.6 | 7.8 | -0.6 | -3.9 | -14.4 | -10 | -13 | -9.2 | -12 | -1.5 | -6 | -10 | -17.2 | -18.3 | -25 | -12.4 | -17.2 | 0 | -2.8 | -4.4 | -11.7 | -1.7 | -7.2 | 10 | -3.3 | -0.6 | -7.8 | 8.3 | 5 | -3.9 | -6.1 | 3.3 | -3.3 | -3.3 | -7.8 | 9.4 | 4.4 | 7.4 | -4.7 | -5.6 | -7.8 | 7.2 | 0.6 | 1.7 | 0.6 | 6.1 | -7.6 | 15.5 | -2.6 | 4.3 | -6.4 | -0.6 | -7.2 | -0.4 | -10 | -14.8 | -15.6 | -11.1 | -15 | -11.7 | -20.6 | 0.6 | -6.7 | -10 | -12 | 11.7 | 0.6 | 5.9 | 1 | 6.1 | -4.4 | -0.6 | -4.4 | -4 | -11 | 22.2 | 15.8 | 13.9 | 0.2 | 0.6 | -6.1 | 11.7 | 10.6 | 6.1 | -8.9 | -9.4 | -12.2 | 17.2 | 2.8 | 19.4 | -5.6 | 7.2 | -1.1 | 3.3 | 1.7 | 4.4 | -1.7 | 6.7 | -2.8 | 3.9 | -3.9 | -7.2 | -13.7 | 6.1 | 2.2 | 5.2 | -2.5 | -4.4 | -13.3 | 7.9 | 4.7 | 15.6 | -11.1 | 3 | -4.3
-20 | -22 | -9.4 | -11.7 | 8.5 | 0.2 | 0.8 | -3.2 | -3 | -5.8 | 15.6 | 0.6 | 8 | 5 | 10 | 7.2 | 13.3 | 11.1 | 18.3 | 9.4 | 18.3 | 10.6 | 17.2 | 3.3 | 0 | -15.6 | -2.8 | -11.3 | 14 | 5 | 23.9 | 9.4 | 25 | 17.2 | 9.4 | -2.8 | 21.1 | 2.8 | 15 | 3.9 | 18.9 | 15.6 | -6.5 | -12.7 | 7.8 | -3 | 5.6 | -2.8 | 2.2 | -4.4 | 1.1 | -9.5 | 3.3 | -3.3 | 8.9 | -0.6 | 8.9 | -0.4 | -3.3 | -13.9 | -11 | -14 | -9.4 | -12.8 | 0 | -4.4 | -8.3 | -16.7 | -16.7 | -23.3 | -11.1 | -17.2 | 1.5 | -1.8 | -2.8 | -10.6 | -0.8 | -6.1 | 11.7 | -3.9 | 0.2 | -6.5 | 7.9 | 5.7 | -2.8 | -5 | 3.9 | -4.4 | -3.3 | -7.8 | 8.3 | 3.9 | 8.9 | -5 | -2.2 | -5.6 | 7.9 | 1.1 | 2.2 | 0.6 | 7.8 | -10.6 | 17.2 | -3.3 | 6.1 | -7.8 | -1.1 | -7.8 | 0 | -11.7 | -15 | -16.1 | -11.1 | -15.6 | -11.7 | -20 | 1.9 | -5.9 | -10 | -12 | 12.2 | 0 | 7.8 | 1.1 | 6.1 | -5.6 | 0 | -3.9 | -3 | -11 | 23.9 | 15 | 15.6 | -1.1 | 1.1 | -4.4 | 11.7 | 10.6 | 7.2 | -7.2 | -8.5 | -11.6 | 18.7 | 2.5 | 21.7 | -6.1 | 9.1 | -0.2 | 3.9 | 1.1 | 5 | -1.7 | 7.8 | -5.6 | 4.4 | -3.9 | -6.7 | -14.4 | 6.1 | 2.8 | 6.1 | -3.3 | -5 | -12.9 | 8.3 | 5.6 | 15.6 | -12.2 | 4.8 | -4.2
-20 | -22 | -8.9 | -11.1 | 8.2 | 1.3 | 0.9 | -3.2 | -2.8 | -6.1 | 16.1 | -0.6 | 8 | 5 | 10.6 | 7.1 | 13.3 | 11.1 | 18.9 | 11.1 | 18.1 | 10.7 | 17.8 | 2.8 | 0 | -12.2 | -1.7 | -11.7 | 14 | 5 | 23.3 | 10.4 | 23.9 | 16.7 | 10.2 | -2.2 | 21.7 | 5 | 16.1 | 5 | 18.3 | 15 | -6.3 | -14.1 | 8.9 | -3.9 | 5.6 | -3.3 | 2.8 | -4.4 | 1.7 | -9.6 | 4.4 | -3.4 | 9.4 | -0.7 | 10 | -0.2 | -3.3 | -14.4 | -12 | -15 | -9.2 | -12.7 | 0.2 | -3.4 | -7.8 | -16.7 | -16.1 | -24.4 | -10.5 | -16.3 | 2.9 | -1.3 | -1.7 | -9.4 | 0.2 | -5.3 | 11.7 | -5.6 | 0.9 | -6.1 | 7.6 | 6.6 | -3.3 | -5.6 | 3.3 | -6.1 | -1.1 | -9.4 | 9.4 | 3.9 | 9.5 | -4.6 | 1.1 | -2.8 | 8.7 | 1.8 | 2.2 | 0 | 7.6 | -10 | 18.1 | -2.4 | 6.8 | -7.1 | -0.6 | -6.7 | 0.4 | -10.1 | -14.8 | -16.2 | -11.7 | -16.7 | -11.1 | -19.4 | 3.1 | -6.3 | -10 | -16 | 12.2 | 1.7 | 8.3 | 1.4 | 6.7 | -6.7 | 0 | -3.9 | -2 | -11 | 23.2 | 15 | 16.1 | -0.9 | 2.2 | -3.3 | 13.9 | 12.8 | 8.3 | -7.2 | -7.6 | -11.3 | 20.2 | 2.1 | 22.8 | -5 | 10.9 | 0 | 3.3 | 0.6 | 5.5 | -2.1 | 9.4 | -4.4 | 6.1 | -3.9 | -6.7 | -13.8 | 6.1 | 2.8 | 6.3 | -3.2 | -5.5 | -13.6 | 9.6 | 7.1 | 15.6 | -11.1 | 6.7 | -5
-20 | -22 | -8.3 | -10 | 7.8 | 2.2 | 1.1 | -3.3 | -2.6 | -5.7 | 17.2 | -2.2 | 8 | 5 | 11.1 | 7.1 | 13.3 | 11.7 | 18.3 | 11.7 | 18 | 10.7 | 15.6 | 7.2 | 0.6 | -10 | -2.2 | -10.9 | 14 | 8 | 22.8 | 11.6 | 24.4 | 16.1 | 10.9 | -2.2 | 21.1 | 4.4 | 16.1 | 5.6 | 18.3 | 15.6 | -6.1 | -16.7 | 8.9 | -3.5 | 6.1 | -3.3 | 3.9 | -4.4 | 2.2 | -11.1 | 5.6 | -3.8 | 10 | -1.1 | 11.1 | -0.6 | -2.2 | -14.4 | -12 | -15 | -9.1 | -13.4 | 0.4 | -2.9 | -7.2 | -16.7 | -15.6 | -24.4 | -10 | -16 | 4.4 | -1.1 | -1.7 | -9.4 | 1.1 | -5.6 | 12.2 | -7.8 | 1.7 | -6.7 | 7.2 | 7.2 | -3.3 | -5.6 | 4.4 | -6.1 | -1.7 | -10 | 8.9 | 3.9 | 10 | -4.5 | 2.2 | -1.7 | 9.4 | 2.2 | 1.7 | 0.6 | 7.4 | -10.1 | 19.1 | -2.7 | 7.6 | -7.1 | -0.6 | -7.8 | 0.7 | -9.8 | -14.6 | -16.2 | -11.1 | -16.1 | -10 | -18.9 | 4.4 | -7.8 | -10 | -16 | 10.6 | 3.9 | 8.9 | 2 | 6.7 | -6.7 | 0 | -4.4 | -1 | -10 | 22.4 | 15 | 16.7 | -1.2 | 2.8 | -2.8 | 17.2 | 14.4 | 8.3 | -7.2 | -6.7 | -11.7 | 21.7 | 1.1 | 22.8 | -5 | 12.8 | 0.6 | 3.9 | 0 | 6.1 | -2.8 | 10 | -6.1 | 6.7 | -3.3 | -6.7 | -13.8 | 6.7 | 2.8 | 6.5 | -3.8 | -6.1 | -15 | 10.9 | 8.5 | 14.4 | -12.2 | 6.5 | -4.9
-19 | -21 | -8.3 | -11.7 | 8.2 | 2.4 | 1.3 | -2.8 | -2.4 | -5.6 | 17.2 | -1.7 | 7 | 5 | 11.7 | 6.7 | 13.3 | 11.1 | 17.8 | 11.7 | 17.8 | 10.6 | 14.4 | 8.3 | -7.8 | -11.7 | -2.8 | -11 | 14 | 8 | 22.2 | 12.2 | 24.4 | 16.1 | 11.7 | -2.8 | 21.1 | 2.2 | 17.2 | 5.6 | 18.9 | 15.6 | -7.4 | -16.7 | 8.9 | -4.1 | 5.6 | -3.3 | 3.3 | -6.1 | 2.2 | -9.2 | 6.7 | -5.6 | 10 | -1.2 | 10.5 | -0.8 | -2.8 | -14.4 | -12 | -15 | -8.9 | -14.4 | 0.6 | -2.8 | -6.7 | -16.7 | -15 | -21.1 | -9.4 | -16.7 | 4.4 | -1.6 | -2.8 | -9.4 | 0.9 | -4.4 | 11.7 | -8.9 | 1.3 | -5.8 | 7 | 7 | -3.3 | -5 | 4.4 | -6.1 | -2.8 | -10.6 | 8.3 | 3.9 | 10.6 | -5.6 | 2.2 | -1.7 | 8.7 | 2.1 | 1.7 | 0.6 | 7.2 | -12.2 | 20 | -3.3 | 8.3 | -8.9 | -1.7 | -7.8 | 1.1 | -11.1 | -14.4 | -16.7 | -11.1 | -16.1 | -11.1 | -20 | 4 | -7.2 | -10 | -16 | 8.3 | 3.9 | 9.4 | 2.2 | 6.1 | -6.7 | 0.6 | -7.8 | -3 | -11 | 21.7 | 15 | 17.2 | -1.7 | 4.4 | -2.8 | 17.8 | 14.4 | 7.2 | -7.2 | -6.7 | -11.1 | 20 | 3.7 | 23.3 | -5 | 12.8 | 0.8 | 3.3 | -1.1 | 5 | -2.9 | 10.6 | -8.3 | 6.1 | -3.9 | -6.7 | -15 | 6.7 | 3.3 | 6.7 | -5 | -7.6 | -15.1 | 12.2 | 10 | 13.9 | -12.8 | 6.3 | -5.6
-19 | -21 | -8.3 | -11.7 | 8.5 | 2.7 | 1.5 | -2.6 | -2.2 | -6.1 | 17.8 | -2.8 | 7 | 4 | 11.5 | 7.3 | 13.3 | 11.7 | 16.1 | 12.8 | 16.3 | 10.4 | 13.9 | 7.8 | -8.9 | -12.8 | -3.3 | -12.2 | 13 | 9 | 20.7 | 12.2 | 23.3 | 15.6 | 10.8 | -2.6 | 21.1 | 5 | 16.7 | 5.6 | 18.9 | 15.6 | -8.7 | -17.7 | 8.9 | -5 | 5 | -3.3 | 3.3 | -4.4 | 2.2 | -8.3 | 5.4 | -4.7 | 10 | -1.2 | 10 | -0.9 | -2.2 | -15 | -12 | -15 | -10.2 | -14.3 | 0.4 | -1.7 | -6.7 | -17.2 | -14.4 | -25 | -11.3 | -16.9 | 4.4 | -2.2 | -3.9 | -10.6 | 0.8 | -3.9 | 10 | -9.4 | 1 | -5.8 | 6.9 | 6.9 | -2.8 | -5 | 2.8 | -6.1 | -2.8 | -11.1 | 8.3 | 3.3 | 8.5 | -4.4 | 1.7 | -1.1 | 7.9 | 1.9 | 1.7 | 0 | 5.7 | -8.3 | 17.8 | -2.7 | 7.4 | -7.7 | -2.2 | -7.8 | 0.7 | -9.8 | -14.4 | -17.1 | -11.1 | -17.2 | -10.6 | -20.6 | 3.7 | -7.4 | -10 | -17 | 8.3 | 3.3 | 8.7 | 2.7 | 4.4 | -6.7 | -0.6 | -8.3 | -6 | -10 | 20.4 | 15 | 15.4 | -0.3 | 1.7 | -2.8 | 18.3 | 14.4 | 6.7 | -7.2 | -6.7 | -11.1 | 18.4 | 5.3 | 22.8 | -5.6 | 12.8 | 0.8 | 2.2 | -1.7 | 3.9 | -3.4 | 10 | -7.8 | 5.6 | -4.4 | -7.4 | -14.5 | 6.7 | 3.3 | 5.8 | -4.1 | -9.1 | -16.1 | 11.3 | 9.4 | 11.7 | -12.2 | 6.1 | -7.2
-19 | -21 | -9.4 | -11.7 | 8.9 | 2.8 | 1.7 | -2.8 | -2.6 | -5.7 | 17.2 | -3.9 | 5 | 3 | 11.3 | 7.4 | 12.8 | 10 | 16.1 | 13.3 | 14.8 | 10 | 11.7 | 7.8 | -10.6 | -12.8 | -5 | -10.3 | 13 | 9 | 19.3 | 11.9 | 22.8 | 15.6 | 9.8 | -2.8 | 18.3 | 3.3 | 16.1 | 5.6 | 18.9 | 15.6 | -10 | -20 | 7.6 | -4.3 | 2.8 | -3.9 | 2.2 | -5 | 2.2 | -8.9 | 4.1 | -4.5 | 10 | -1.7 | 9.4 | -1.7 | -3.3 | -15 | -12 | -16 | -11.5 | -14.7 | 0.2 | -1.1 | -7.2 | -17.2 | -15.6 | -22.8 | -13.1 | -17.7 | 4.4 | -3.3 | -6.1 | -11.1 | 0.6 | -3.9 | 4.4 | -7.8 | 0.6 | -6.7 | 6.7 | 6.7 | -3.9 | -5 | 0.6 | -6.1 | -3.9 | -10.6 | 6.7 | 3.9 | 6.5 | -4.6 | -0.6 | -2.2 | 7.2 | 1.7 | 1.7 | 0.6 | 4.3 | -6.9 | 15.5 | -3 | 6.5 | -7.3 | -3.3 | -8.3 | 0.4 | -9.8 | -14.4 | -17.6 | -11.1 | -17.2 | -11.7 | -19.4 | 3.3 | -8.9 | -11 | -17 | 7.2 | 2.8 | 7.9 | 3 | 2.8 | -6.7 | -1.1 | -6.7 | -7 | -11 | 19.1 | 14.8 | 13.5 | -0.2 | 1.1 | -2.8 | 15.6 | 12.8 | 6.1 | -7.2 | -6.7 | -11.7 | 16.7 | 6.1 | 20.6 | -5.6 | 12.8 | 1.1 | 1.7 | -2.2 | 2.8 | -4.4 | 6.7 | -6.7 | 3.9 | -5 | -8.2 | -15.3 | 6.7 | 3.9 | 4.8 | -4.2 | -10.6 | -17.8 | 10.3 | 8.9 | 8.3 | -12.2 | 4.8 | -6.8
-18 | -20 | -10.6 | -13.3 | 8.3 | 4.1 | 1.7 | -2.3 | -2.9 | -5.7 | 16.1 | -3.9 | 6 | 4 | 11.1 | 7.8 | 12.2 | 7.8 | 15.6 | 13.9 | 13.3 | 9.4 | 10 | 7.2 | -10.6 | -12.8 | -6.6 | -9.9 | 12 | 9 | 17.8 | 11.7 | 22.2 | 14.4 | 8.9 | -3.9 | 14.4 | 1.7 | 15.6 | 6.1 | 18.3 | 16.1 | -10.9 | -18.8 | 6.3 | -4.2 | 2.2 | -3.9 | 0 | -5 | 1.3 | -7.3 | 2.8 | -5.6 | 8.9 | -0.4 | 8.7 | -2 | -3.9 | -15.6 | -15 | -17 | -12.8 | -15.6 | 0 | -0.6 | -8.9 | -17.2 | -17.2 | -26.7 | -15 | -19.4 | 3.9 | -3 | -6.7 | -11.1 | 0.2 | -3.6 | 1.7 | -9.4 | -0.2 | -5.5 | 6.5 | 6.5 | -3.9 | -5 | 0 | -5.6 | -5.6 | -10.6 | 4.4 | 3.3 | 4.4 | -5.6 | -1.1 | -2.8 | 5.5 | 0.8 | 1.7 | 0.6 | 2.8 | -6.7 | 13.3 | -3.9 | 5.6 | -8.3 | -3.9 | -9.4 | 0 | -11.1 | -14.4 | -18.9 | -11.1 | -16.1 | -13.9 | -18.3 | 1.6 | -6.8 | -11 | -17 | 6.7 | 2.8 | 7.2 | 3.3 | 1.7 | -5.6 | -2.2 | -8.9 | -9 | -13 | 17.8 | 14.4 | 11.7 | 0 | -0.6 | -3.3 | 13.9 | 11.7 | 4.4 | -7.2 | -7.8 | -11.5 | 13.9 | 5.8 | 16.1 | -5 | 10.6 | 1.7 | 1.1 | -2.8 | 1.7 | -4.2 | 3.3 | -3.9 | 2.8 | -5 | -8.9 | -16.7 | 6.1 | 4.4 | 3.9 | -5 | -11.3 | -17.4 | 9.4 | 8.3 | 8.9 | -9.4 | 3.5 | -7.3
-19 | -20 | -10.6 | -12.8 | 7.8 | 5.3 | 1.7 | -2 | -3.3 | -6.1 | 15.6 | -5 | 5 | 3 | 10.2 | 7.6 | 12.2 | 8.3 | 14.4 | 12.8 | 12.8 | 9.5 | 9.4 | 5 | -8.9 | -11.1 | -8.3 | -10 | 10 | 8 | 17.4 | 12.3 | 21.1 | 15 | 7.8 | -3.5 | 11.7 | 2.2 | 12.8 | 5 | 18.3 | 15 | -11.9 | -19.2 | 5 | -5 | 0.6 | -4.4 | -1.1 | -5 | 0.3 | -7.2 | 2.1 | -5.1 | 7.8 | 0.5 | 7.9 | -2.4 | -5 | -16.1 | -16 | -19 | -13.3 | -14.8 | 0 | -0.5 | -9.4 | -16.7 | -19.4 | -28.3 | -17.2 | -21.9 | 3.3 | -3.3 | -7.2 | -11.1 | -0.2 | -3.8 | 0 | -11.1 | -0.9 | -5.1 | 6.3 | 6.3 | -4.4 | -5.6 | 0 | -5 | -6.1 | -12.2 | 3.3 | 2.8 | 3.5 | -4.8 | -1.1 | -2.8 | 3.9 | -0.1 | 1.7 | 0.6 | 2.6 | -4.5 | 12.8 | -3.8 | 5.6 | -7.1 | -4.4 | -9.4 | 0 | -9.1 | -14.4 | -18.7 | -11.1 | -16.7 | -14.4 | -18.9 | 0 | -6.1 | -11 | -16 | 6.1 | 1.7 | 5.9 | 2.9 | 1.7 | -6.1 | -2.8 | -9.4 | -9 | -13 | 17.2 | 14.7 | 8.7 | 0.4 | -1.7 | -3.3 | 12.8 | 11.1 | 4.4 | -6.7 | -8.9 | -12 | 11.1 | 5 | 14.4 | -5 | 8.3 | 1.4 | 0.6 | -2.8 | 0.5 | -4.5 | 3.3 | -5 | 1.1 | -5.6 | -9.6 | -15.6 | 6.1 | 5 | 3 | -4.1 | -12.1 | -18 | 8.1 | 7.1 | 3.9 | -3.9 | 2.2 | -8.9
-21 | -21 | -10.6 | -12.8 | 7.2 | 6.1 | 1.7 | -2.2 | -3.5 | -6.1 | 15 | -3.3 | 6 | 4 | 9.2 | 7.5 | 12.2 | 8.3 | 14.4 | 12.8 | 12.2 | 9.1 | 10 | 3.3 | -7.8 | -10 | -8.3 | -10.1 | 9 | 8 | 17.1 | 13.3 | 21.1 | 15 | 6.7 | -3.9 | 11.7 | 1.7 | 11.1 | 5 | 17.8 | 15 | -12.8 | -20 | 4.4 | -4.3 | -0.6 | -4.4 | -1.7 | -5.6 | -0.6 | -7.8 | 1.3 | -5.4 | 6.7 | 1.1 | 7.2 | -3.3 | -6.1 | -16.7 | -18 | -21 | -13.9 | -14.7 | 0 | -0.5 | -10 | -15.6 | -20 | -29.4 | -19.5 | -24.7 | 2.8 | -3.9 | -8.9 | -11.7 | -0.6 | -4.4 | -1.1 | -12.2 | -1.7 | -5.6 | 6.1 | 6.1 | -4.4 | -5.6 | -0.6 | -5 | -6.1 | -12.2 | 2.8 | 2.2 | 2.6 | -5.1 | 0.6 | -1.7 | 2.2 | -1.1 | 1.7 | 0.6 | 2.4 | -3.5 | 12.2 | -4.3 | 5.6 | -6.4 | -4.4 | -9.4 | 0 | -8.4 | -14.4 | -19 | -12.2 | -16.7 | -15 | -18.9 | -1.7 | -6.7 | -11 | -15 | 5.6 | 1.7 | 4.6 | 2.6 | 1.7 | -6.7 | -3.9 | -12.2 | -10 | -15 | 16.7 | 14.9 | 5.8 | 0.3 | -1.7 | -3.9 | 12.8 | 11.7 | 3.3 | -6.7 | -10 | -12.8 | 8.3 | 3.9 | 8.9 | -6.1 | 6.1 | 1.1 | 0.6 | -3.3 | -0.6 | -5.6 | 2.2 | -3.3 | 1.7 | -5 | -10.4 | -15.5 | 6.1 | 4.4 | 2 | -4.4 | -12.8 | -18.9 | 6.9 | 5.9 | 0.6 | -4.4 | 2.2 | -7.8
-21 | -22 | -8.9 | -10 | 6.8 | 5.5 | 1.5 | -2.2 | -3.7 | -6.5 | 14.4 | -3.3 | 4 | 3 | 8.3 | 7.2 | 11.7 | 8.9 | 14.4 | 13.3 | 11.7 | 8.9 | 9.4 | 3.2 | -1.7 | -12.8 | -8.3 | -10.4 | 9 | 7 | 16.7 | 13.9 | 21.7 | 15.6 | 5.6 | -5 | 11.7 | 0.6 | 10.6 | 5 | 17.8 | 15 | -13.2 | -20 | 3.9 | -4.2 | -1.1 | -4.4 | -2.2 | -6.1 | -1 | -7 | 0.6 | -6.7 | 6.1 | 0.8 | 6.5 | -2.6 | -6.7 | -16.7 | -19 | -22 | -14.4 | -14.4 | 0 | -0.6 | -11.1 | -16.1 | -23.9 | -28.9 | -21.7 | -28.3 | 2.2 | -3.3 | -8.9 | -11.7 | -0.6 | -3.7 | -2.2 | -12.8 | -1.9 | -5.5 | 6.1 | 6.1 | -5 | -5.6 | -1.1 | -5 | -6.7 | -12.2 | 2.2 | 1.7 | 1.7 | -6.1 | 1.1 | -1.7 | 1.5 | -1.4 | 1.1 | 0 | 2.2 | -2.8 | 11.7 | -5.6 | 5.6 | -7.2 | -4.4 | -8.3 | 0 | -8.9 | -14.4 | -20 | -12.8 | -17.8 | -15 | -18.9 | -2.2 | -6.2 | -11 | -15 | 5.6 | 2.2 | 3.3 | 2.2 | 1.1 | -7.2 | -3.9 | -9.4 | -10 | -15 | 16.1 | 15 | 2.8 | -0.6 | -1.7 | -3.3 | 11.7 | 10 | 5 | -6.7 | -10.9 | -13.2 | 7.4 | 4 | 8.3 | -5 | 5.2 | 1.3 | 0 | -5 | -0.8 | -5.2 | 1.7 | -5 | -0.6 | -4.4 | -11.1 | -16.1 | 6.1 | 4.4 | 1.1 | -5 | -13.5 | -18.5 | 5.6 | 4.4 | -0.6 | -4.4 | 2.2 | -7.8
-21 | -22 | -9.4 | -11.7 | 6.5 | 4.7 | 1.3 | -2.6 | -3.9 | -7.2 | 15 | -1.7 | 3 | 2 | 7.8 | 7.1 | 11.7 | 8.9 | 12.8 | 12.2 | 11.3 | 8.7 | 8.9 | 3.1 | -2.2 | -12.8 | -8.3 | -11.1 | 9 | 8 | 16.5 | 13.8 | 22.2 | 15.6 | 4.8 | -4.9 | 11.1 | 1.7 | 9.4 | 4.4 | 17.8 | 15.6 | -13.5 | -20.7 | 3.3 | -5 | -1.7 | -5 | -2.2 | -6.1 | -1.3 | -7.1 | 0.8 | -5.4 | 5.6 | 0.3 | 5.7 | -2.5 | -7.2 | -16.7 | -20 | -22 | -15.7 | -15.7 | 0 | -0.5 | -11.7 | -16.1 | -25.6 | -30 | -20.6 | -26.2 | 1.7 | -3.3 | -9.4 | -11.7 | -0.6 | -3.4 | -2.8 | -12.8 | -2 | -5.7 | 6.1 | 6.1 | -5 | -6.1 | -0.6 | -5.6 | -7.2 | -11.1 | 2.2 | 1.7 | 1.3 | -5.2 | 1.7 | -1.1 | 0.7 | -1.9 | 1.7 | 0.6 | 1.5 | -2 | 10.2 | -4.7 | 4.8 | -4.4 | -4.4 | -8.3 | -0.7 | -7.7 | -15 | -19.4 | -13.9 | -18.3 | -15.6 | -19.4 | -2.8 | -6.6 | -11 | -14 | 3.3 | 1.7 | 2.6 | 1.6 | 1.7 | -6.7 | -4.4 | -8.9 | -10 | -15 | 15.5 | 14.1 | 1.7 | -0.9 | -1.7 | -3.9 | 12.2 | 11.1 | 3.9 | -6.1 | -11.9 | -14 | 6.5 | 4 | 7.8 | -5 | 4.2 | 1.2 | -0.6 | -6.1 | -0.9 | -5.3 | 2.2 | -3.3 | -1.7 | -3.9 | -12.4 | -16.3 | 6.1 | 4.4 | 0.4 | -4.4 | -14.3 | -18.7 | 5.4 | 4.4 | -1.1 | -5.6 | 2.2 | -8.9
-20 | -21 | -10.6 | -13.3 | 6.1 | 3.9 | 1.1 | -3.3 | -4.8 | -8.1 | 12.8 | 1.1 | 3 | 2 | 7.2 | 6.9 | 11.7 | 9.4 | 13.9 | 13.3 | 11 | 8.6 | 7.8 | 3 | -13.9 | -16.1 | -8.7 | -11.2 | 8 | 7 | 16.3 | 13.8 | 21.7 | 16.7 | 4.1 | -5.7 | 10.6 | 2.2 | 10.6 | 4.4 | 18.3 | 15.6 | -13.9 | -22.2 | 3.5 | -4.4 | -1.7 | -5 | -2.8 | -6.7 | -1.7 | -7.8 | 0.9 | -5.1 | 5 | 0 | 5 | -2.8 | -7.8 | -17.2 | -20 | -22 | -17 | -17 | 0 | -0.5 | -12.8 | -16.7 | -26.1 | -29.4 | -19.4 | -24.3 | 1.1 | -3.9 | -9.4 | -11.1 | -0.6 | -3.3 | -2.8 | -13.3 | -2.2 | -6.7 | 6.1 | 6.1 | -5 | -6.1 | -0.6 | -6.1 | -7.2 | -12.8 | 1.7 | 1.1 | 1 | -4.8 | 2.2 | -1.1 | 0 | -2.8 | 1.7 | 0.6 | 0.7 | -1.6 | 8.7 | -4.9 | 4.1 | -3 | -5 | -8.3 | -1.5 | -7.9 | -15.5 | -19.4 | -15 | -18.9 | -17.2 | -20 | -3.3 | -7.2 | -11 | -15 | 3.3 | 1.1 | 1.8 | 1.1 | 0.6 | -7.2 | -4.4 | -8.9 | -11 | -15 | 15 | 13.1 | 0.5 | -1.4 | -2.2 | -3.9 | 12.2 | 11.1 | 3.3 | -5.6 | -12.8 | -15 | 5.6 | 3.9 | 5.6 | -5 | 3.3 | 1.1 | -1.1 | -6.7 | -1.1 | -6.1 | 1.7 | -2.2 | -3.9 | -5 | -13.7 | -17.1 | 6.1 | 4.4 | -0.4 | -4.8 | -15 | -19.4 | 5.2 | 4.2 | -2.2 | -5.6 | 1.5 | -7.9
-20 | -22 | -10 | -13.3 | 5.9 | 3.9 | 0.9 | -3 | -5.8 | -9.7 | 7.8 | 4.4 | 2 | 2 | 6.7 | 6.7 | 11.7 | 9.4 | 12.2 | 12.2 | 10.6 | 8.3 | 6.1 | 3 | -2.2 | -13.3 | -9 | -11.5 | 8 | 7 | 16.1 | 13.9 | 21.7 | 17.8 | 3.3 | -7.2 | 11.1 | 3.3 | 8.9 | 4.4 | 18.9 | 17.2 | -14.1 | -20.7 | 3.7 | -4.2 | -2.2 | -5.6 | -2.8 | -6.1 | -2.1 | -7.3 | 1.1 | -5.6 | 4.6 | -0.3 | 4.8 | -2.4 | -8.3 | -17.8 | -20 | -22 | -18.3 | -18.3 | 0 | -0.6 | -13.3 | -17.2 | -27.2 | -31.7 | -18.3 | -23.3 | 0.2 | -3.6 | -9.4 | -11.7 | -1 | -2.9 | -3.9 | -12.8 | -2.2 | -5.9 | 6.1 | 6.1 | -5 | -5.6 | -1.1 | -6.1 | -7.8 | -13.9 | 2.2 | 1.7 | 0.6 | -5.6 | 1.7 | -1.1 | 0.4 | -2 | 1.7 | 0.6 | 0 | -1.7 | 7.2 | -6.1 | 3.3 | -2.2 | -4.4 | -8.3 | -2.2 | -8.9 | -16.1 | -20 | -14.4 | -18.9 | -17.2 | -20.6 | -3.7 | -7.1 | -11 | -15 | 2.8 | 1.1 | 1.1 | 0.6 | 0.6 | -8.3 | -4.4 | -8.9 | -10 | -14 | 14.4 | 12.2 | -0.6 | -2.2 | -1.7 | -5 | 12.8 | 11.1 | 4.4 | -6.7 | -12.6 | -14.4 | 5.2 | 3.5 | 7.2 | -5 | 3.9 | 1.4 | -1.1 | -6.7 | -1.3 | -6 | 1.1 | -1.7 | -3.9 | -4.4 | -15 | -18.3 | 6.1 | 4.4 | -1.1 | -5.6 | -15.6 | -20 | 5 | 3.9 | -2.2 | -5 | 0.7 | -8.3
-20 | -21 | -10 | -13.3 | 5.8 | 4 | 0.8 | -2.9 | -6.7 | -11.7 | 7.2 | 5 | 3 | 2 | 7.1 | 7 | 11.7 | 8.9 | 12.2 | 11.7 | 10.4 | 8.4 | 4.4 | 3 | 0 | -13.9 | -9.4 | -12.2 | 8 | 7 | 15.7 | 13.7 | 21.7 | 18.3 | 2.4 | -6.4 | 10.6 | 3.9 | 9.4 | 5 | 17.2 | 16.7 | -14.2 | -20 | 3.9 | -5 | -2.2 | -6.7 | -3.3 | -6.1 | -2.4 | -7.4 | 0.9 | -4.7 | 4.3 | -0.6 | 4.6 | -2.8 | -9.4 | -18.3 | -20 | -22 | -19.1 | -19.1 | 0 | -0.6 | -13.9 | -17.2 | -28.3 | -33.9 | -17.4 | -21.8 | -0.8 | -4.2 | -9.4 | -11.7 | -1.3 | -2.8 | -5 | -15.6 | -2.2 | -5.7 | 6.1 | 6.1 | -5 | -5.6 | -1.7 | -6.1 | -8.3 | -13.3 | 1.7 | 1.1 | 0 | -4.6 | 1.1 | -1.7 | 0.7 | -1.8 | 2.2 | 1.1 | -0.7 | -2.1 | 9.8 | -5.4 | 2.9 | -2 | -5.6 | -7.8 | -2.4 | -7.8 | -16.5 | -19.4 | -15 | -18.9 | -17.8 | -21.1 | -4 | -7.2 | -11 | -15 | 2.8 | 0.6 | 0.7 | 0.3 | 0 | -7.8 | -5 | -9.4 | -10 | -13 | 14 | 12.4 | -0.6 | -1.9 | -2.2 | -4.4 | 12.2 | 11.1 | 4.4 | -6.7 | -12.4 | -13.9 | 4.8 | 3.1 | 6.7 | -5.6 | 4.4 | 1.4 | -1.7 | -6.7 | -1.5 | -6.6 | 2.8 | -2.2 | -4.4 | -4.4 | -15 | -18.1 | 6.1 | 4.4 | -1.1 | -4.8 | -16.1 | -21.1 | 4.8 | 3.8 | -3.3 | -5 | 0 | -9.4
-20 | -22 | -11.7 | -13.9 | 5.6 | 3.9 | 0.6 | -3.3 | -7.2 | -11.2 | 8.3 | 3.3 | 3 | 2 | 7.4 | 7 | 10.6 | 8.9 | 12.2 | 11.7 | 10.2 | 8.3 | 3.3 | 2.9 | 0.6 | -13.9 | -9.4 | -11.8 | 7 | 6 | 15.4 | 14 | 21.7 | 17.8 | 1.5 | -6.7 | 10.6 | 4.4 | 8.9 | 4.4 | 17.8 | 16.7 | -14.4 | -20 | 3.5 | -3.9 | -3.3 | -7.2 | -3.9 | -6.7 | -2.8 | -8.3 | 0.8 | -4.8 | 3.9 | -1.1 | 4.4 | -3.3 | -10.6 | -18.9 | -18 | -21 | -19.8 | -19.8 | 0 | -0.9 | -13.9 | -17.2 | -28.9 | -32.8 | -16.5 | -20.6 | -1.7 | -5 | -10 | -12.8 | -1.7 | -2.8 | -5.6 | -15.6 | -2.2 | -6.1 | 6.1 | 6.1 | -5 | -5 | -1.7 | -6.1 | -8.3 | -13.3 | 1.7 | 1.1 | -0.5 | -4.6 | 1.7 | -1.7 | 1.1 | -1.7 | 2.2 | 1.1 | -1.5 | -2.9 | 12.4 | -5.8 | 2.6 | -1.9 | -4.4 | -7.8 | -2.6 | -7.8 | -16.8 | -19.3 | -15.6 | -18.9 | -18.9 | -21.7 | -4.4 | -7.8 | -10 | -13 | 2.8 | 1.1 | 0.4 | 0.2 | -0.6 | -7.8 | -6.1 | -9.4 | -9 | -13 | 13.7 | 12.6 | -0.6 | -1.7 | -2.2 | -5.6 | 12.2 | 11.1 | 5.6 | -1.7 | -12.2 | -13.9 | 4.4 | 2.8 | 4.4 | -5 | 5 | 1.7 | -1.7 | -6.7 | -1.7 | -7.8 | 2.8 | -3.3 | -5 | -5 | -15 | -18.4 | 5.6 | 3.9 | -1.1 | -4.7 | -16.7 | -22.8 | 4.6 | 3.6 | -3.9 | -6.1 | -1.5 | -8.3
-21 | -22 | -10 | -13.9 | 5.6 | 4.1 | 0.6 | -2.9 | -7.8 | -11.5 | 8.3 | 1.7 | 3 | 2 | 7.8 | 7.2 | 11.1 | 8.3 | 12.2 | 11.7 | 10 | 8.3 | 2.2 | 2.2 | 1.1 | -13.9 | -9.4 | -11.5 | 7 | 5 | 15 | 13.9 | 21.7 | 18.3 | 0.6 | -7.8 | 9.4 | 4.4 | 9.4 | 4.4 | 17.2 | 16.1 | -14.4 | -19.2 | 3.2 | -3.6 | -3.9 | -7.2 | -3.3 | -6.7 | -3 | -8 | 0.6 | -5.6 | 3.5 | -1.6 | 3.9 | -3 | -11.7 | -20 | -16 | -19 | -20.6 | -20.6 | 0 | -1.1 | -13.9 | -17.2 | -29.4 | -34.4 | -15.6 | -20 | -2.1 | -4.9 | -10.6 | -12.8 | -1.5 | -2.8 | -7.2 | -21.7 | -2.8 | -5.3 | 6.1 | 6.1 | -5 | -5 | -1.7 | -7.2 | -9.4 | -13.3 | 1.1 | 0.6 | -1.1 | -5 | 1.1 | -2.2 | 0.5 | -1.9 | 2.2 | 1.1 | -2.2 | -3.9 | 15 | -8.3 | 2.2 | -2.2 | -4.4 | -7.8 | -2.8 | -8.3 | -17.2 | -19.4 | -16.1 | -18.9 | -19.4 | -22.2 | -5 | -7.7 | -10 | -13 | 2.8 | 1.1 | 0 | 0 | -0.6 | -7.8 | -6.7 | -10 | -9 | -13 | 13.3 | 12.8 | -0.6 | -1.7 | -3.9 | -6.1 | 12.8 | 9.4 | 3.9 | 0.6 | -11.7 | -13.2 | 5 | 3.3 | 2.8 | -5 | 4.8 | 1.6 | -2.2 | -6.7 | -1.9 | -7.1 | 2.8 | -3.3 | -5.6 | -5.6 | -15 | -18.9 | 5.6 | 3.9 | -1.1 | -5 | -17.1 | -22.6 | 4.4 | 3.3 | -4.4 | -6.7 | -2.9 | -8.1
-23 | -24 | -10 | -13.9 | 5.6 | 4.4 | 0.6 | -2.9 | -8.3 | -12.2 | 8.3 | 1.7 | 3 | 2 | 7.8 | 7.2 | 10.6 | 8.9 | 11.7 | 11.1 | 9.1 | 6.7 | 2.8 | 2.8 | 1.1 | -13.3 | -9.4 | -11.7 | 7 | 6 | 15.4 | 14.1 | 21.7 | 18.3 | 0 | -7.1 | 8.9 | 4.4 | 8.9 | 4.4 | 18.3 | 16.1 | -14.4 | -19 | 2.8 | -3.9 | -3.9 | -7.8 | -3.3 | -6.1 | -3.1 | -8.3 | 0.4 | -4.4 | 3.2 | -2.1 | 3.3 | -3.3 | -12.2 | -21.1 | -16 | -18 | -20.6 | -20.6 | 0 | -1.4 | -14.4 | -17.2 | -30 | -35 | -15.4 | -19.3 | -2.4 | -5 | -10 | -12.2 | -1.3 | -3 | -8.9 | -27.2 | -3.3 | -5.1 | 6.1 | 6.1 | -5 | -5 | -2.2 | -7.8 | -9.4 | -13.9 | 1.1 | 0.6 | -1.3 | -4.6 | 1.1 | -2.2 | 0 | -2.4 | 2.2 | 1.1 | -2.2 | -3.3 | 14.8 | -7.6 | 1.5 | -2.2 | -5.6 | -7.8 | -3 | -8 | -17.4 | -19.2 | -14.4 | -19.4 | -18.9 | -22.8 | -5.5 | -7.8 | -10 | -13 | 3.3 | 1.1 | 0 | 0 | -0.6 | -7.2 | -7.2 | -10 | -8 | -12 | 13.3 | 12.5 | -0.4 | -1.4 | -5.6 | -7.2 | 11.7 | 9.4 | 2.8 | 1.1 | -11.1 | -12.9 | 5.5 | 3.8 | 6.1 | -4.4 | 4.6 | 1.6 | -2.2 | -6.7 | -2 | -7.1 | 7.2 | -5 | -5.6 | -5.6 | -15 | -18.4 | 5.6 | 3.3 | -0.9 | -4.5 | -17.4 | -22.9 | 4.6 | 3.4 | -4.4 | -6.7 | -4.4 | -8.9
-28 | -30 | -9.4 | -13.3 | 5.6 | 4.4 | 0.6 | -3.3 | -8.5 | -11.9 | 8.3 | 0.6 | 3 | 2 | 7.8 | 7.2 | 10.6 | 8.3 | 11.1 | 10 | 8.1 | 5.1 | 3.9 | 2.8 | 1.1 | -13.9 | -9.2 | -11.3 | 8 | 5 | 15.7 | 14.3 | 21.7 | 18.3 | -0.5 | -7.5 | 8.9 | 4.4 | 8.3 | 5 | 16.7 | 15.6 | -14.4 | -19.4 | 2.6 | -3.1 | -5 | -8.3 | -4.4 | -7.2 | -3.3 | -9.4 | 0.2 | -4.3 | 2.8 | -3.3 | 2.8 | -3.9 | -12.8 | -21.1 | -15 | -18 | -20.6 | -21.8 | 0 | -2 | -14.4 | -17.2 | -30 | -34.4 | -15.2 | -19.1 | -2.8 | -5.6 | -8.3 | -11.1 | -1.1 | -3.3 | -9.4 | -25.6 | -3.9 | -5 | 6.1 | 6.1 | -5 | -5 | -2.2 | -9.4 | -10.6 | -13.9 | 0.6 | 0.6 | -1.5 | -4.6 | 1.1 | -2.2 | -0.6 | -3.3 | 2.8 | 1.1 | -2.2 | -2.9 | 14.6 | -7.2 | 0.7 | -2.5 | -6.7 | -8.3 | -3.1 | -8.3 | -17.6 | -19.2 | -15 | -19.4 | -17.8 | -22.2 | -6.1 | -8.3 | -11 | -15 | 3.3 | 1.1 | 0 | 0 | -0.6 | -7.2 | -7.2 | -10 | -9 | -13 | 13.3 | 12.1 | -0.2 | -1.2 | -5.6 | -6.7 | 11.1 | 9.4 | 2.8 | 1.1 | -10.6 | -12.8 | 6.1 | 4.4 | 2.8 | -4.4 | 4.4 | 1.7 | -2.2 | -6.7 | -2.2 | -7.8 | 5 | -4.4 | -6.1 | -6.1 | -15 | -18.1 | 5.6 | 3.3 | -0.8 | -4.5 | -17.8 | -23.9 | 4.8 | 3.3 | -5 | -7.2 | -5 | -8.8
-30 | -30 | -9.4 | -13.3 | 6.1 | 4.6 | 1 | -3.1 | -8.7 | -12.1 | 7.2 | -3.9 | 3 | 2 | 7.8 | 7.2 | 10.6 | 8.3 | 11.1 | 9.4 | 7.2 | 3.3 | 2.8 | 1.7 | 0.6 | -14.4 | -9.1 | -11.5 | 8 | 5 | 16.1 | 14.4 | 21.7 | 18.3 | -1.1 | -8.9 | 8.9 | 4.4 | 8.3 | 5.6 | 16.1 | 15.6 | -13.5 | -18 | 2.4 | -3.1 | -5 | -8.3 | -5.6 | -8.3 | -2.8 | -8.6 | 0 | -4.4 | 2.8 | -2.6 | 2.6 | -3.9 | -12.8 | -21.1 | -15 | -18 | -20.6 | -22.8 | 0 | -2.8 | -15 | -18.3 | -30.6 | -34.4 | -15 | -19.4 | -2.2 | -5 | -8.3 | -11.1 | 0.2 | -2.2 | -10 | -23.9 | -1.9 | -3.8 | 6.3 | 6.3 | -5 | -5 | -1.7 | -10 | -11.1 | -13.9 | 0.6 | 0 | -1.7 | -5 | -1.1 | -3.3 | 1.1 | -1.7 | 2.2 | 1.1 | -2.2 | -2.8 | 14.4 | -8.3 | 0 | -3.3 | -7.2 | -8.3 | -3.3 | -9.4 | -17.8 | -19.4 | -14.4 | -17.8 | -18.3 | -22.2 | -4.6 | -6.9 | -12 | -15 | 3.3 | 1.1 | 0 | 0 | -0.6 | -6.7 | -7.8 | -10 | -9 | -12 | 13.3 | 11.7 | 0 | -1.1 | -6.7 | -7.2 | 10.6 | 8.9 | 2.8 | 1.1 | -10.2 | -12.1 | 8.7 | 6.2 | 3.9 | -2.8 | 5.9 | 2.4 | -2.2 | -6.1 | -1.5 | -6.9 | 7.2 | -5 | -5.6 | -5.6 | -15 | -18.3 | 5.6 | 2.8 | -0.6 | -5 | -17.2 | -23.2 | 5 | 3.3 | -5.6 | -7.8 | -5.5 | -9.1
-30 | -31 | -9.4 | -13.9 | 6.7 | 4.5 | 1.3 | -3.1 | -8.9 | -12.8 | 6.1 | -3.9 | 4 | 3 | 8.3 | 7.3 | 11.1 | 8.9 | 11.7 | 8.9 | 9.2 | 5.6 | 4.4 | 2.8 | 0.6 | -13.3 | -8.9 | -11.7 | 11 | 6 | 17.2 | 14.3 | 22.2 | 18.3 | -0.2 | -7.7 | 10 | 5.6 | 8.9 | 5.6 | 16.1 | 14.4 | -12.6 | -17.1 | 2.2 | -3.3 | -3.3 | -7.2 | -3.9 | -6.1 | -2.2 | -8.2 | 1.7 | -2.6 | 2.8 | -2.6 | 2.4 | -4.2 | -12.2 | -21.1 | -15 | -17 | -18.5 | -20.5 | -0.7 | -5.8 | -15 | -17.8 | -30 | -33.9 | -13.1 | -17.4 | -1.7 | -4.8 | -7.8 | -10 | 1.5 | -1.5 | -10 | -23.3 | 0.2 | -3 | 6.5 | 6.5 | -5.6 | -5.6 | -1.1 | -10 | -10.6 | -13.3 | 3.3 | 3.3 | 0.5 | -3.5 | -2.8 | -4.4 | 2.7 | -0.7 | 2.2 | 1.1 | -1.8 | -2.5 | 15.5 | -4.9 | 1.5 | -2.5 | -6.1 | -8.3 | -2.8 | -8.6 | -16.9 | -19 | -17.2 | -20 | -18.9 | -23.9 | -3.2 | -5.8 | -12 | -16 | 3.3 | 1.7 | 0.7 | 0.5 | -0.6 | -6.7 | -6.7 | -9.4 | -9 | -12 | 13.7 | 11.4 | 2.2 | 0.6 | -7.2 | -8.3 | 9.4 | 8.3 | 3.9 | 1.7 | -9.8 | -11.8 | 11.3 | 8 | 7.8 | -1.1 | 7.4 | 3.3 | -2.2 | -6.7 | -0.7 | -6.9 | 7.2 | -4.4 | -3.9 | -3.9 | -12.2 | -16.1 | 5.6 | 2.8 | 0.2 | -4.1 | -16.7 | -23.1 | 7.8 | 5.5 | -5.6 | -8.3 | -6.1 | -10
-28 | -30 | -9.4 | -13.9 | 7.2 | 4.4 | 1.7 | -3.9 | -7.4 | -11.6 | 7.8 | -4.4 | 4 | 3 | 8.9 | 7.2 | 12.2 | 8.9 | 11.7 | 8.9 | 11.3 | 7.8 | 10 | 6.1 | 2.8 | -12.8 | -6.5 | -10.1 | 13 | 7 | 18.3 | 14.2 | 22.8 | 17.8 | 0.8 | -7.3 | 13.9 | 7.8 | 10 | 5.6 | 19.4 | 15 | -11.7 | -16.7 | 2.6 | -1.9 | -0.6 | -6.7 | -0.6 | -4.4 | -1.7 | -8.9 | 3.3 | -1.3 | 2.8 | -2.8 | 2.2 | -5.6 | -11.1 | -20.6 | -15 | -17 | -16.5 | -18.5 | -1.5 | -9.8 | -11.7 | -13.3 | -26.7 | -30 | -11.3 | -15.8 | -1.1 | -5 | -6.7 | -9.4 | 2.8 | -1.1 | -9.4 | -23.9 | 2.2 | -2.8 | 6.7 | 6.7 | -5.6 | -5.6 | 0.6 | -8.9 | -8.9 | -13.9 | 8.3 | 6.1 | 2.8 | -2.6 | -1.7 | -3.3 | 4.4 | 0.6 | 2.2 | 1.7 | -1.5 | -2.6 | 16.7 | -2.1 | 2.9 | -2.1 | -4.4 | -8.3 | -2.2 | -8.6 | -15.9 | -18.7 | -16.7 | -19.4 | -14.4 | -21.1 | -1.7 | -5 | -11 | -15 | 4.4 | 2.2 | 1.5 | 1.1 | -0.6 | -6.7 | -3.9 | -7.8 | -8 | -12 | 14 | 10.8 | 4.5 | 2.4 | -4.4 | -5.6 | 11.7 | 10.6 | 6.1 | 2.2 | -9.4 | -11.7 | 13.9 | 9.4 | 11.1 | 1.7 | 8.9 | 3.9 | -0.6 | -6.1 | 0 | -7.8 | 7.2 | -1.1 | -0.6 | -1.7 | -9.5 | -14.6 | 5.6 | 2.8 | 0.9 | -3.7 | -16.1 | -23.9 | 10.5 | 7.6 | -5.6 | -8.3 | -3.1 | -7.6
-27 | -28 | -8.9 | -13.3 | 7.8 | 4.6 | 2.6 | -3.3 | -5.9 | -11.2 | 9.4 | -2.8 | 4 | 3 | 9.4 | 7.2 | 13.9 | 8.9 | 12.2 | 10 | 13.3 | 10 | 15 | 6.1 | 4.4 | -12.2 | -4.1 | -9.1 | 18 | 4 | 19.4 | 13.9 | 23.9 | 17.8 | 1.7 | -8.3 | 18.9 | 9.4 | 13.3 | 6.7 | 21.1 | 16.1 | -9.5 | -15.1 | 2.9 | -1 | 1.1 | -6.1 | 1.7 | -4.4 | 0.2 | -7.3 | 5 | 0 | 3 | -2.6 | 2.6 | -4.7 | -10 | -19.4 | -15 | -17 | -14.4 | -16.7 | -2.2 | -16.7 | -8.3 | -13.9 | -18.9 | -21.7 | -9.4 | -15 | 0.2 | -4.3 | -5 | -7.8 | 5 | -0.2 | -8.3 | -25 | 4.6 | -1.2 | 7.4 | 6.5 | -5 | -5.6 | 3.3 | -8.3 | -7.2 | -15.6 | 10.6 | 3.3 | 5 | -2.2 | -0.6 | -3.3 | 6.6 | 1.5 | 3.9 | 1.7 | -1.1 | -2.8 | 17.8 | 0 | 4.4 | -2.2 | -2.2 | -7.8 | -1.7 | -9.4 | -15 | -18.9 | -12.8 | -17.2 | -12.2 | -18.3 | 1.5 | -4.6 | -10 | -14 | 5.6 | 2.8 | 2.2 | 1.7 | -0.6 | -6.7 | -1.7 | -6.7 | -7 | -12 | 14.4 | 10.6 | 6.7 | 3.9 | -0.6 | -3.9 | 13.3 | 10.6 | 7.2 | 2.2 | -7.7 | -10 | 16.9 | 9.1 | 13.9 | 1.7 | 11.3 | 5 | 0.6 | -5.6 | 1.1 | -6.6 | 10.6 | -3.3 | 4.4 | -2.2 | -6.7 | -13.9 | 6.1 | 3.3 | 1.7 | -3.9 | -14.6 | -22.8 | 13.3 | 9.4 | -4.4 | -8.3 | -0.2 | -6.1
-25 | -26 | -7.8 | -12.2 | 8.3 | 4.5 | 3.5 | -3.3 | -4.4 | -11.7 | 10.6 | -3.3 | 4 | 4 | 10.3 | 7.6 | 13.9 | 7.2 | 15 | 10 | 15.2 | 10.2 | 16.7 | 5.6 | 5.6 | -11.1 | -1.7 | -8.9 | 18 | 6 | 20.7 | 13.4 | 24.4 | 17.8 | 3 | -6.9 | 21.7 | 10 | 17.8 | 8.9 | 22.8 | 16.7 | -7.2 | -14.3 | 3.3 | 0 | 3.3 | -5.6 | 4.4 | -3.3 | 2 | -6.7 | 6.1 | 0 | 3.1 | -2.7 | 2.9 | -4.4 | -8.9 | -18.9 | -15 | -17 | -12.7 | -15 | -2.4 | -15.3 | -5.6 | -11.1 | -13.9 | -18.9 | -8.3 | -13.1 | 1.5 | -4.2 | -2.8 | -6.7 | 7.2 | 0.2 | -6.7 | -23.9 | 7 | -0.4 | 8.2 | 6.5 | -3.9 | -3.9 | 3.9 | -8.3 | -5 | -17.2 | 12.2 | 2.8 | 8 | -0.9 | 1.1 | -2.2 | 8.9 | 2.2 | 7.2 | 2.2 | 0.2 | -1.8 | 18.3 | -0.4 | 5.2 | -1.9 | -1.1 | -7.8 | -0.8 | -7 | -14.4 | -18.4 | -12.2 | -17.2 | -10.6 | -16.1 | 4.6 | -5.9 | -7 | -12 | 8.3 | 2.2 | 3.9 | 2.3 | 0 | -6.1 | 0 | -5 | -6 | -12 | 15.2 | 10 | 10.8 | 5.6 | 1.7 | -3.3 | 15 | 11.1 | 8.3 | 1.7 | -6.1 | -8.7 | 19.8 | 7.6 | 17.8 | 1.7 | 13.7 | 6.1 | 1.7 | -5 | 2.2 | -6.6 | 10 | -3.9 | 7.8 | -2.2 | -5.6 | -12.2 | 6.1 | 3.3 | 2.8 | -3.5 | -13.2 | -22.4 | 14.6 | 10.1 | -5 | -8.3 | 2.8 | -5.6
-21 | -22 | -5.6 | -11.7 | 8.9 | 4.4 | 4.4 | -3.9 | -4 | -10.5 | 12.2 | -3.3 | 4 | 4 | 11.3 | 8 | 16.1 | 8.3 | 16.1 | 11.1 | 17 | 10.4 | 17.8 | 3.9 | 7.2 | -11.1 | -0.6 | -7.6 | 19 | 6 | 22 | 13.1 | 25 | 17.2 | 4.3 | -6.9 | 22.8 | 10 | 19.4 | 7.8 | 23.9 | 16.1 | -5 | -14.4 | 3.9 | 0 | 5 | -5 | 6.7 | -2.8 | 3.9 | -7.2 | 7.2 | 0.2 | 3.3 | -3.3 | 3.3 | -5 | -8.3 | -17.8 | -14 | -17 | -11.1 | -13.7 | -2.6 | -15.5 | -3.9 | -10.6 | -10.6 | -17.2 | -7.2 | -11.7 | 2.8 | -5 | -1.1 | -5.6 | 9.4 | 0.6 | -4.4 | -23.9 | 9.4 | 0.6 | 8.9 | 6.1 | -1.1 | -2.8 | 5 | -6.7 | -3.3 | -16.7 | 12.8 | 3.9 | 10.9 | -0.2 | 2.2 | -1.7 | 11.1 | 2.8 | 8.3 | 1.1 | 1.5 | -1.4 | 18.9 | -0.9 | 5.9 | -1.9 | 0 | -7.2 | 0.2 | -5.7 | -13.9 | -18.4 | -11.1 | -16.1 | -8.3 | -14.4 | 7.8 | -10 | -7 | -12 | 9.4 | 1.1 | 5.5 | 2.8 | 0.6 | -5 | 1.1 | -5 | -4 | -11 | 15.9 | 9.1 | 14.8 | 6.1 | 3.3 | -2.8 | 16.1 | 11.1 | 8.9 | 0 | -4.4 | -7.8 | 22.8 | 4.4 | 20 | 2.8 | 16.1 | 6.7 | 2.8 | -5 | 3.3 | -7.2 | 11.7 | -2.8 | 9.4 | -2.2 | -4.4 | -11 | 6.1 | 3.9 | 3.9 | -3.8 | -11.7 | -23.3 | 15.9 | 10.3 | -5.6 | -8.9 | 3.3 | -5
-20 | -22 | -4.4 | -10 | 9.5 | 4.5 | 5.2 | -3.4 | -3.7 | -10.4 | 12.2 | -3.9 | 4 | 4 | 12.2 | 8.3 | 15.6 | 10 | 17.2 | 11.1 | 18.9 | 10 | 18.9 | 3.9 | 8.9 | -10.6 | 0.6 | -7.2 | 18 | 7 | 23.3 | 12.2 | 24.4 | 16.7 | 5.6 | -7.8 | 24.4 | 8.9 | 19.4 | 7.8 | 24.4 | 15.6 | -3.5 | -11.9 | 4.4 | 0 | 5.6 | -3.9 | 8.9 | -2.2 | 5.2 | -5.9 | 8.3 | 0 | 3.1 | -2.3 | 3.5 | -4.4 | -7.2 | -17.8 | -14 | -17 | -9.4 | -12.8 | -2.8 | -17.2 | -2.8 | -10.6 | -8.3 | -15 | -6.1 | -11.1 | 3 | -4.3 | 0.6 | -4.4 | 11.8 | 2 | -3.9 | -23.3 | 10.7 | 0.7 | 9.3 | 6.4 | 0 | -2.8 | 6.1 | -6.7 | -1.7 | -17.2 | 13.3 | 1.7 | 13.9 | 0 | 3.3 | -1.1 | 12 | 3 | 9.4 | 0 | 2.8 | -1.1 | 19.4 | -1.7 | 6.7 | -2.2 | 0.6 | -6.7 | 1.1 | -5 | -13.3 | -18.9 | -10.6 | -15.6 | -7.2 | -13.3 | 8.7 | -8.7 | -6 | -12 | 10 | 1.1 | 7.2 | 3.3 | 1.7 | -4.4 | 1.7 | -5 | -3 | -11 | 16.7 | 8.3 | 18.9 | 6.1 | 5.6 | -1.1 | 16.7 | 11.7 | 9.4 | 0 | -3.5 | -6.4 | 23.2 | 5.2 | 22.2 | 2.2 | 18.7 | 7.2 | 3.9 | -3.3 | 3.5 | -6.7 | 11.1 | -1.1 | 11.7 | -1.7 | -3.3 | -11.1 | 6.7 | 4.4 | 5 | -5 | -10.4 | -21.7 | 17.2 | 10.6 | -5.6 | -8.9 | 3.9 | -4.9
-19 | -21 | -3.3 | -8.9 | 10 | 4.6 | 5.9 | -3.3 | -3.3 | -11.1 | 13.3 | -5 | 6 | 6 | 12.4 | 8.7 | 15.6 | 11.1 | 17.2 | 9.4 | 19.6 | 9.8 | 17.8 | 7.8 | 8.9 | -11.7 | 1.7 | -7.8 | 18 | 5 | 23.3 | 12 | 25 | 16.7 | 6.1 | -6.7 | 25 | 8.3 | 20 | 8.3 | 26.1 | 15.6 | -2.1 | -10.6 | 5 | 0 | 6.7 | -3.9 | 10.6 | -2.8 | 6.5 | -5.4 | 8.5 | 0.2 | 3 | -1.9 | 3.7 | -4.2 | -6.1 | -17.2 | -13 | -16 | -8.3 | -11.7 | -3.5 | -16.3 | -2.8 | -11.7 | -7.2 | -12.8 | -4.6 | -9.4 | 3.1 | -4.7 | 1.7 | -4.4 | 14.3 | 3.7 | -2.8 | -23.3 | 12 | 0.7 | 9.6 | 6.3 | 2.2 | -1.7 | 6.7 | -6.7 | -1.1 | -13.9 | 12.2 | 0 | 14.5 | 0.7 | 4.4 | -0.6 | 13 | 2.8 | 11.7 | -1.1 | 3 | -1.4 | 19.4 | -3.1 | 6.9 | -2.2 | 1.1 | -6.7 | 1.1 | -3.8 | -13.5 | -18.3 | -10 | -16.1 | -5 | -12.8 | 9.7 | -8.3 | -6 | -12 | 10.6 | 1.1 | 7.2 | 3.4 | 1.7 | -3.9 | 3.3 | -4.4 | -2 | -10 | 16.5 | 7.5 | 20 | 6.7 | 7.2 | -1.7 | 15.6 | 10.6 | 10.6 | -2.8 | -2.6 | -5.5 | 23.5 | 5.4 | 23.3 | -0.6 | 21.3 | 7.2 | 6.1 | -3.9 | 3.7 | -6.9 | 9.4 | 0 | 12.8 | -2.2 | -2.8 | -9.9 | 7.2 | 3.9 | 5.2 | -4.3 | -9.1 | -20.8 | 18.1 | 10.7 | -6.7 | -10.6 | 4.4 | -6.1
-18 | -21 | -1.7 | -5.6 | 10.6 | 4.4 | 6.7 | -3.9 | -3.3 | -10.2 | 14.4 | -5.6 | 9 | 7 | 12.6 | 9.1 | 15 | 10.6 | 17.8 | 9.4 | 20.4 | 9.7 | 15.6 | 8.3 | 8.3 | -7.8 | 2.1 | -6.2 | 19 | 8 | 23.3 | 12 | 23.3 | 16.1 | 6.7 | -6.5 | 25 | 7.8 | 20 | 7.2 | 25 | 14.4 | -0.6 | -10 | 5.4 | 0.1 | 6.7 | -5 | 10.6 | -3.3 | 7.8 | -5.6 | 8.7 | 0.4 | 2.8 | -1.7 | 3.9 | -5 | -5 | -16.1 | -13 | -16 | -7.2 | -11.1 | -4.3 | -16.7 | -1.7 | -11.1 | -7.2 | -12.8 | -3.2 | -8.6 | 3.3 | -5.6 | 3.3 | -3.9 | 16.7 | 5 | -2.2 | -22.8 | 13.3 | 0.6 | 10 | 6.7 | 3.3 | -1.1 | 7.2 | -5.6 | 0 | -13.9 | 13.3 | 1.1 | 15 | 1.2 | 5 | -0.6 | 13.9 | 2.8 | 12.2 | -2.8 | 3.1 | -1.8 | 19.4 | -4.9 | 7 | -2.9 | 2.2 | -6.1 | 1.1 | -3.3 | -13.7 | -18.3 | -10 | -16.1 | -5 | -12.2 | 10.6 | -9.4 | -6 | -12 | 11.1 | -1.7 | 7.2 | 3.6 | 1.7 | -3.9 | 4.4 | -4.4 | -2 | -10 | 16.3 | 6.2 | 21.1 | 7.4 | 10 | -2.2 | 18.3 | 11.7 | 10.6 | -6.1 | -1.7 | -5 | 23.9 | 6.1 | 23.9 | -1.7 | 23.9 | 6.7 | 6.7 | -3.3 | 3.9 | -8.3 | 6.7 | 1.7 | 12.8 | -2.2 | -2.2 | -9.4 | 7.8 | 3.3 | 5.4 | -4.2 | -7.8 | -21.7 | 19.1 | 10.7 | -7.8 | -11.7 | 4.4 | -5.5
-19 | -21 | 0 | -2.8 | 9.5 | 4.5 | 6.3 | -3.4 | -3.3 | -10.2 | 14.4 | -6.1 | 8 | 3 | 12.8 | 9.4 | 15 | 9.4 | 17.2 | 10 | 21.1 | 8.9 | 15.6 | 7.8 | 7.8 | -8.3 | 2.4 | -5.7 | 18 | 11 | 23.3 | 11.7 | 23.9 | 16.7 | 7.2 | -7.2 | 24.4 | 12.2 | 18.9 | 6.7 | 24.4 | 15 | -1 | -8.4 | 5.7 | 0.4 | 7.2 | -4.4 | 10.6 | -2.2 | 7.2 | -4.9 | 8.9 | 0.6 | 3 | -1.9 | 3.9 | -4.2 | -5 | -16.1 | -13 | -15 | -6.1 | -11.1 | -5 | -18.9 | -1.1 | -11.7 | -7.8 | -13.9 | -1.7 | -8.3 | 3.1 | -4.7 | 3.3 | -3.9 | 16.9 | 4.3 | -2.2 | -23.3 | 11.6 | 1 | 9.8 | 6.4 | 5 | -1.7 | 7.2 | -5 | 0.6 | -16.1 | 12.8 | 1.7 | 15.6 | 1.7 | 5 | 0 | 12 | 3 | 12.8 | -5.6 | 3.3 | -2.8 | 19.4 | -8.3 | 7.2 | -3.9 | 2.8 | -5.6 | 1.1 | -3.3 | -13.9 | -18.9 | -9.4 | -15 | -5 | -11.7 | 9.7 | -7.9 | -6 | -12 | 11.1 | -0.6 | 7.2 | 3.9 | 1.7 | -3.3 | 3.9 | -4.4 | -2 | -10 | 16.1 | 5 | 22.2 | 7.8 | 10 | -2.2 | 18.3 | 10.6 | 10 | -6.7 | -1.9 | -4.7 | 22.2 | 7.6 | 23.3 | -3.9 | 22 | 6.3 | 7.8 | -3.3 | 3.5 | -6.7 | 7.2 | 2.2 | 12.8 | -2.2 | -1.7 | -10 | 7.8 | 3.9 | 5.6 | -5 | -8.3 | -19.7 | 20 | 10.6 | -8.3 | -12.2 | 4.4 | -5.5
-20 | -23 | 0.6 | -2.8 | 8.3 | 4.1 | 6 | -3.2 | -3.3 | -11.1 | 13.9 | -6.7 | 4 | 2 | 11.9 | 9.3 | 14.4 | 9.4 | 17.2 | 9.4 | 19.8 | 7.6 | 14.4 | 8.9 | 6.1 | -8.3 | 2.8 | -5.6 | 17 | 11 | 22.2 | 12.2 | 23.3 | 16.7 | 6.8 | -6.4 | 23.3 | 10.6 | 18.9 | 8.3 | 25 | 15.6 | -1.3 | -8.1 | 6.1 | 0.6 | 4.4 | -3.9 | 9.4 | -1.1 | 6.7 | -4.4 | 7.4 | 0.8 | 3.1 | -2.3 | 3.9 | -4.2 | -5 | -16.1 | -13 | -15 | -6.3 | -9.9 | -6.3 | -18.9 | -2.2 | -11.1 | -7.8 | -14.4 | -1.9 | -7.5 | 3 | -4.3 | 2.8 | -3.9 | 17 | 3.7 | -2.8 | -23.9 | 10 | 1.4 | 9.6 | 6.2 | 3.9 | -2.8 | 5.6 | -5 | 0.6 | -16.7 | 11.1 | 1.7 | 14.1 | 2.4 | 3.9 | 0 | 10.2 | 3 | 11.1 | -6.7 | 2 | -2.2 | 17.7 | -9 | 5.9 | -2.6 | 3.3 | -5.6 | 1.1 | -2.8 | -15.2 | -18.4 | -10 | -16.7 | -6.1 | -12.2 | 8.7 | -7.4 | -6 | -13 | 8.9 | 2.2 | 6.8 | 3.2 | 0.6 | -2.2 | 3.9 | -5 | -3 | -10 | 14.8 | 4.8 | 19.8 | 8.5 | 8.3 | -0.6 | 18.3 | 10.6 | 8.3 | -6.7 | -2 | -4.5 | 20.6 | 8.9 | 22.8 | -5 | 20.2 | 6.2 | 7.2 | -4.4 | 3.2 | -6.2 | 7.2 | 1.7 | 12.2 | -2.8 | -1.9 | -9.5 | 7.8 | 3.9 | 4.3 | -4.1 | -8.9 | -19.7 | 19.3 | 10.1 | -9.4 | -12.8 | 4.4 | -6.7
-21 | -23 | 0.6 | -2.8 | 7.2 | 3.9 | 5.6 | -3.9 | -4.6 | -10.6 | 13.9 | -5.6 | 5 | 4 | 10.9 | 9.2 | 13.3 | 10 | 15.6 | 10 | 18.5 | 6.1 | 11.7 | 10 | 3.3 | -7.8 | 0.6 | -5 | 16 | 12 | 21.1 | 12.6 | 23.3 | 17.2 | 6.5 | -6.6 | 21.1 | 10.6 | 16.1 | 7.8 | 23.3 | 15 | -1.7 | -8.3 | 5.7 | 0.6 | 2.2 | -3.9 | 8.3 | -1.7 | 6.1 | -5 | 5.9 | 0.6 | 3.3 | -3.3 | 3.9 | -5 | -5 | -16.1 | -12 | -15 | -6.5 | -9.2 | -7.6 | -20.1 | -2.8 | -11.1 | -8.9 | -15.6 | -2 | -7.6 | 2.8 | -5 | 2.2 | -3.9 | 17.2 | 2.8 | -4.4 | -23.9 | 8.3 | 1.1 | 9.4 | 6.1 | 2.2 | -1.7 | 3.9 | -6.1 | -0.6 | -16.1 | 8.9 | 3.9 | 12.6 | 2.7 | 3.3 | 0 | 8.3 | 2.8 | 8.3 | -5.6 | 0.7 | -2.4 | 16.1 | -10.2 | 4.6 | -2.2 | 1.7 | -3.9 | 1.1 | -2.8 | -16.5 | -18.5 | -11.1 | -16.7 | -5.6 | -12.8 | 7.8 | -8.3 | -7 | -13 | 8.3 | 2.2 | 6.5 | 2.8 | 0 | -1.7 | 3.3 | -5.6 | -7 | -11 | 13.5 | 4.4 | 17.4 | 8.8 | 7.2 | -0.6 | 17.2 | 10 | 5.6 | -5.6 | -2.2 | -5 | 18.9 | 9.4 | 21.1 | -5 | 18.3 | 5.6 | 6.7 | -1.7 | 2.8 | -6.7 | 5.6 | 2.2 | 8.9 | -3.9 | -2 | -10 | 7.8 | 3.9 | 3 | -4.1 | -9.4 | -20.6 | 18.5 | 9.6 | -10 | -13.3 | 3.1 | -5.6
-21 | -23 | 0 | -3.3 | 6.1 | 3.4 | 4.7 | -3.8 | -5.9 | -11 | 12.2 | -3.9 | 5 | 4 | 10 | 8.9 | 12.8 | 10 | 14.4 | 9.4 | 17.2 | 4.4 | 8.9 | 8.9 | 5.6 | -13.3 | -1.7 | -5.6 | 15 | 12 | 20 | 12.8 | 22.2 | 16.7 | 6.1 | -7.8 | 17.8 | 9.4 | 14.4 | 7.2 | 22.2 | 15.6 | -2.1 | -7.3 | 5.4 | 0.5 | 0.6 | -4.4 | 6.1 | 2.2 | 3.9 | -4 | 4.4 | 0.6 | 3.1 | -3.3 | 4.1 | -4.3 | -5.6 | -16.1 | -12 | -15 | -6.7 | -8.9 | -8.9 | -22.8 | -5 | -11.1 | -9.4 | -15.6 | -2.2 | -8.3 | 1.3 | -4.6 | 1.7 | -3.9 | 14.8 | 2.7 | -5.6 | -22.8 | 7.4 | 1.5 | 8.7 | 5.5 | 1.7 | -1.7 | 3.9 | -5.6 | -2.8 | -14.4 | 6.7 | 5 | 11.1 | 2.8 | 2.8 | 0 | 7.4 | 2.7 | 6.7 | -3.9 | -0.6 | -2.8 | 14.4 | -13.3 | 3.3 | -2.2 | 1.1 | -3.9 | 1.1 | -3.3 | -17.8 | -18.9 | -11.7 | -17.2 | -7.2 | -13.3 | 5.6 | -6.1 | -8 | -15 | 7.2 | 2.2 | 6.1 | 2.2 | 0 | -1.7 | 2.2 | -5.6 | -7 | -11 | 12.2 | 3.9 | 15 | 8.3 | 6.1 | -1.7 | 16.1 | 8.9 | 5.6 | -5.6 | -2.4 | -4.6 | 17 | 9.9 | 16.7 | -4.4 | 17 | 5.3 | 6.1 | -2.2 | 2.6 | -4.5 | 5.6 | 2.8 | 6.7 | -3.9 | -2.2 | -11.7 | 7.8 | 3.9 | 1.7 | -5 | -9.2 | -18.4 | 17.8 | 8.9 | -10 | -13.3 | 1.9 | -5.7
-22 | -23 | 0 | -2.8 | 5 | 2.9 | 3.7 | -4.4 | -7.2 | -12.2 | 10.6 | -2.8 | 5 | 5 | 9.3 | 8.4 | 12.8 | 10 | 13.9 | 10 | 16.1 | 5.1 | 8.9 | 8.3 | 4.4 | -13.3 | -3.9 | -6.7 | 15 | 12 | 18.1 | 12.8 | 22.2 | 15 | 5.7 | -6.1 | 15.6 | 8.9 | 12.8 | 6.7 | 22.2 | 15.6 | -2.4 | -7.1 | 5 | 0.6 | 0 | -3.9 | 5 | 2.2 | 1.6 | -4.1 | 4.2 | 0.7 | 3 | -3.5 | 4.2 | -4.2 | -5.6 | -16.1 | -13 | -17 | -7.2 | -8.8 | -10.4 | -21.4 | -6.1 | -11.1 | -10.6 | -16.7 | -2.8 | -8 | -0.2 | -5 | 2.2 | -3.3 | 12.4 | 2.3 | -5.6 | -22.2 | 6.5 | 1.6 | 7.9 | 5 | 1.1 | -1.1 | 2.8 | -6.1 | -3.9 | -14.4 | 8.3 | 4.4 | 10 | 3.1 | 2.2 | 0 | 6.5 | 2.4 | 5.6 | -5 | -0.6 | -2.3 | 13.9 | -13.4 | 1.8 | -2.7 | 0 | -3.9 | 0.9 | -3 | -17.4 | -18.7 | -13.3 | -17.8 | -7.8 | -13.3 | 3.3 | -5.4 | -8 | -14 | 7.2 | 2.2 | 5 | 1.8 | 0 | -1.7 | 1.1 | -5.6 | -8 | -11 | 11.5 | 3.5 | 12.8 | 7.9 | 5 | -1.7 | 15.6 | 9.4 | 4.4 | -6.1 | -2.6 | -4.7 | 15.2 | 10 | 16.1 | -5 | 15.7 | 4.7 | 5 | -3.3 | 2.4 | -3.5 | 3.9 | 1.7 | 4.4 | -2.8 | -2.4 | -10.4 | 7.8 | 3.9 | 0.9 | -4.4 | -9.1 | -17.6 | 16.3 | 7 | -12.2 | -15 | 0.6 | -6.7
-21 | -23 | 0 | -3.3 | 3.9 | 2.2 | 2.8 | -5.6 | -7.4 | -11.6 | 9.4 | -3.9 | 6 | 4 | 8.5 | 7.8 | 12.8 | 10 | 12.2 | 9.4 | 15 | 5.3 | 7.8 | 7.2 | 2.8 | -11.7 | -3.2 | -6.4 | 14 | 12 | 16.3 | 12.5 | 22.2 | 16.1 | 5.4 | -5.7 | 15 | 8.9 | 11.7 | 7.8 | 22.2 | 16.7 | -2.8 | -7.2 | 4.3 | 0.1 | 0.6 | -3.9 | 4.4 | 2.2 | -0.6 | -5 | 4.1 | 0.9 | 2.8 | -4.4 | 4.4 | -5 | -6.1 | -16.1 | -18 | -21 | -7.8 | -9.1 | -11.8 | -21.6 | -5.6 | -10.6 | -11.1 | -17.2 | -3.3 | -8.3 | -1.7 | -6.1 | 2.8 | -2.8 | 10 | 1.7 | -6.1 | -21.7 | 5.6 | 1.7 | 7.2 | 4.4 | -1.7 | -2.8 | 2.2 | -5.6 | -5.6 | -14.4 | 7.8 | 5 | 8.9 | 2.9 | 2.2 | -0.6 | 5.6 | 2.2 | 4.4 | -5.6 | -0.6 | -1.9 | 13.3 | -15.8 | 0.4 | -3.6 | 0 | -4.4 | 0.8 | -3.2 | -17.1 | -18.7 | -15 | -18.3 | -8.3 | -13.3 | 1.1 | -6.1 | -8 | -13 | 6.1 | 2.2 | 3.9 | 1.4 | 0 | -2.2 | 0 | -5.6 | -10 | -12 | 10.7 | 3.3 | 10.5 | 7 | 5 | -1.7 | 14.4 | 9.4 | 3.3 | -6.7 | -2.8 | -5 | 13.3 | 10 | 13.9 | -4.4 | 14.4 | 4.4 | 4.4 | 0 | 2.2 | -2.8 | 2.2 | 0.6 | 2.8 | -2.2 | -2.6 | -10.6 | 7.2 | 3.3 | 0.2 | -4.3 | -8.9 | -17.8 | 14.8 | 4.8 | -13.9 | -16.1 | -0.2 | -6.3
-21 | -23 | 0 | -2.8 | 3.9 | 2.1 | 2.2 | -5.2 | -7.6 | -11.6 | 7.2 | -1.7 | 5 | 1 | 7.8 | 7.2 | 12.8 | 8.3 | 11.1 | 8.9 | 13.9 | 5.6 | 6.7 | 6.1 | 1.7 | -8.9 | -2.4 | -6.4 | 14 | 12 | 14.4 | 12.2 | 22.2 | 16.7 | 5 | -6.1 | 13.3 | 8.9 | 10.6 | 7.2 | 20 | 16.7 | -3.5 | -6.9 | 3.5 | -0.4 | 1.1 | -4.4 | 2.2 | 0 | -0.6 | -4.5 | 3.9 | 1.1 | 2.6 | -3.9 | 4.2 | -4.2 | -6.7 | -16.7 | -20 | -23 | -8.3 | -9.4 | -13.3 | -22.8 | -6.1 | -10 | -11.1 | -16.7 | -3.9 | -9.4 | -3.5 | -7 | 2.8 | -2.8 | 10 | 1.4 | -5.6 | -21.7 | 5.6 | 2.1 | 7.2 | 4.2 | -2.2 | -2.8 | 2.2 | -5.6 | -7.2 | -14.4 | 6.7 | 5 | 7.8 | 2.8 | 1.1 | -2.2 | 6 | 2.5 | 3.3 | -6.1 | -0.6 | -1.7 | 12.8 | -18.9 | -1.1 | -5 | -0.6 | -4.4 | 0.6 | -3.9 | -16.7 | -18.9 | -16.1 | -19.4 | -8.9 | -13.3 | 0.9 | -4.9 | -8 | -12 | 5 | 1.7 | 2.8 | 1.1 | 0 | -2.2 | -0.6 | -5.6 | -11 | -13 | 10 | 2.8 | 8.3 | 6.1 | 4.4 | -1.7 | 11.7 | 8.9 | 2.8 | -5 | -3 | -4.8 | 13.9 | 10.7 | 14.4 | -3.9 | 13.7 | 4.3 | 4.4 | 0 | 2 | -2.1 | 2.2 | 0 | 0.6 | -1.7 | -2.8 | -11.7 | 7.2 | 3.3 | -0.6 | -5 | -9.5 | -16.3 | 13.3 | 2.8 | -12.8 | -16.1 | -0.9 | -6.5
-21 | -23 | 0 | -2.8 | 3.9 | 1.9 | 1.7 | -5.6 | -7.8 | -12.2 | 6.1 | -0.6 | 4 | 1 | 6.9 | 6.5 | 12.8 | 8.3 | 10 | 8.3 | 13.2 | 6.3 | 5.6 | 5.6 | 1.7 | -8.9 | -1.7 | -7.2 | 14 | 13 | 14.6 | 12.1 | 22.2 | 16.7 | 5 | -5.3 | 13.3 | 8.9 | 9.4 | 6.7 | 20.6 | 16.7 | -4.3 | -6.9 | 2.8 | -1.1 | 0 | -4.4 | 1.1 | -1.1 | -0.6 | -4.5 | 4.3 | 1.3 | 2.4 | -3.8 | 4.1 | -4.3 | -7.8 | -16.7 | -22 | -26 | -8.9 | -9.1 | -12.8 | -20.9 | -5.6 | -9.4 | -12.2 | -17.2 | -3.9 | -8.2 | -5.4 | -8.7 | 2.8 | -2.2 | 10 | 1.4 | -5.6 | -21.1 | 5.6 | 2.6 | 7.2 | 3.6 | -3.3 | -3.3 | 2.2 | -6.1 | -7.2 | -13.9 | 6.7 | 5.6 | 6.5 | 2.6 | 0.6 | -2.8 | 6.3 | 2.6 | 3.3 | -6.7 | -1 | -2.3 | 12.8 | -16.2 | -2.2 | -5.3 | -1.7 | -4.4 | 0.4 | -3.3 | -17.6 | -19.1 | -17.2 | -20 | -10 | -13.9 | 0.8 | -4.3 | -8 | -12 | 3.9 | 1.7 | 2.2 | 0.6 | 0 | -2.8 | 0 | -5.6 | -11 | -13 | 9.6 | 1 | 7.4 | 5.6 | 2.8 | -1.1 | 12.2 | 8.9 | 1.7 | -5 | -3.1 | -4.7 | 14.4 | 11.6 | 8.3 | -3.9 | 12.9 | 4.1 | 4.4 | 0 | 1.9 | -1.7 | 2.2 | 0.6 | 0 | -1.7 | -4.1 | -10.8 | 6.7 | 3.3 | -0.6 | -4.5 | -10 | -15.8 | 11.6 | 2.9 | -13.3 | -16.7 | -1.7 | -7.8
-21 | -23 | -1.1 | -4.4 | 3.9 | 1.7 | 1.1 | -6.7 | -9.6 | -13.3 | 5 | 0.6 | 4 | 1 | 5.9 | 5.8 | 12.8 | 8.3 | 10 | 8.3 | 12.4 | 6.7 | 4.4 | 4.4 | 0.6 | -8.9 | -2.8 | -6.2 | 14 | 13 | 14.8 | 12.2 | 22.2 | 17.2 | 5 | -5.3 | 13.3 | 8.9 | 10.6 | 7.8 | 19.4 | 16.7 | -5 | -7.2 | 1.9 | -1.3 | 0.6 | -3.3 | -0.6 | -2.2 | -0.6 | -5 | 4.6 | 1.4 | 2.2 | -4.4 | 3.9 | -5 | -7.8 | -16.1 | -23 | -26 | -9.4 | -9.4 | -12.2 | -19.6 | -5 | -9.4 | -11.7 | -16.1 | -3.9 | -7.7 | -7.2 | -10.6 | 2.8 | -2.2 | 10 | 1.1 | -6.1 | -21.1 | 5.6 | 2.8 | 7.2 | 3.3 | -3.3 | -3.9 | 2.2 | -5.6 | -7.8 | -13.3 | 6.7 | 6.1 | 5.2 | 2.2 | -0.6 | -3.3 | 6.7 | 2.8 | 1.7 | -6.7 | -1.3 | -3 | 12.8 | -15.2 | -3.3 | -6.1 | -1.1 | -4.4 | 0.2 | -3 | -18.5 | -19.5 | -17.8 | -20.6 | -10 | -13.9 | 0.6 | -4.4 | -8 | -12 | 3.9 | 2.2 | 1.7 | 0.4 | 0 | -2.2 | -1.7 | -5.6 | -10 | -12 | 9.3 | -0.5 | 6.5 | 5.2 | 0.6 | -1.7 | 11.1 | 8.3 | 0.6 | -3.9 | -3.3 | -5 | 15 | 12.2 | 13.3 | -3.3 | 12.2 | 3.9 | 4.4 | 0 | 1.7 | -1.7 | 2.8 | 1.1 | -0.6 | -2.2 | -5.4 | -11.2 | 6.7 | 2.8 | -0.6 | -4.5 | -10.6 | -16.1 | 10 | 3.1 | -11.7 | -15 | -2.2 | -7.1
-22 | -23 | 1.1 | -0.6 | 3.9 | 1.8 | 0.9 | -5.7 | -11.5 | -15.1 | 4.4 | 1.1 | 4 | 1 | 5 | 5 | 11.7 | 8.3 | 8.9 | 7.8 | 11.7 | 7.2 | 3.3 | 3.3 | 0.6 | -8.9 | -3.9 | -6.1 | 14 | 13 | 15 | 12.2 | 22.2 | 17.2 | 5 | -6.1 | 12.8 | 8.3 | 11.7 | 8.3 | 20 | 16.7 | -2.6 | -5.8 | 0.9 | -1.9 | 1.7 | -2.8 | -2.2 | -3.3 | -0.8 | -4.9 | 5 | 1.7 | 2 | -2.9 | 4.1 | -3.6 | -7.8 | -16.1 | -23 | -27 | -10 | -10 | -11.7 | -19.4 | -5 | -9.4 | -12.2 | -17.8 | -3.9 | -7.8 | -8.1 | -11.6 | 2.2 | -1.7 | 9.4 | 1.1 | -5.6 | -17.8 | 6 | 3 | 7 | 3.3 | -3.9 | -3.9 | 1.1 | -5.6 | -9.4 | -13.3 | 7.2 | 6.7 | 3.9 | 1.7 | -1.7 | -4.4 | 6.9 | 3.2 | 0 | -6.7 | -1.7 | -3.9 | 12.8 | -16.1 | -4.4 | -7.2 | -1.7 | -4.4 | 0 | -3.3 | -19.4 | -20 | -17.2 | -20 | -8.3 | -12.8 | 0 | -3.9 | -8 | -12 | 4.4 | 1.7 | 1.1 | 0 | 0 | -2.2 | -2.8 | -5.6 | -10 | -12 | 8.9 | -2.8 | 5.6 | 4.4 | 0.6 | -2.2 | 10.6 | 8.9 | 0.6 | -3.3 | -2.9 | -4.3 | 14.1 | 12 | 12.8 | -3.9 | 11.3 | 3.8 | 4.4 | 1.1 | 1.9 | -1.5 | 3.3 | 1.1 | -1.7 | -2.2 | -6.7 | -12.2 | 6.7 | 2.8 | -0.6 | -5 | -11 | -15.2 | 8.3 | 2.8 | -12.8 | -15 | -2.8 | -7.1
-22 | -24 | 1.1 | -2.2 | 3.9 | 1.8 | 0.8 | -5.6 | -13.3 | -17.2 | 4.4 | 0.6 | 2 | 1 | 4.6 | 4.6 | 10 | 7.8 | 8.9 | 7.8 | 10.8 | 6.4 | 2.8 | 2.8 | -3.3 | -7.8 | -5 | -6.1 | 16 | 13 | 14.4 | 12.1 | 22.2 | 18.3 | 5 | -5 | 12.2 | 8.3 | 11.7 | 8.3 | 20 | 16.1 | -0.2 | -5 | 0 | -2.8 | 3.3 | -2.2 | -2.2 | -3.3 | -0.9 | -5.1 | 4.4 | 1.1 | 1.9 | -2.1 | 4.2 | -2.9 | -8.3 | -16.1 | -25 | -28 | -9.3 | -9.3 | -11.7 | -18.6 | -5.6 | -9.4 | -11.7 | -16.7 | -3.5 | -6.9 | -9.1 | -13.4 | 1.1 | -2.2 | 8.9 | 1.3 | -5 | -19.4 | 6.3 | 2.8 | 6.9 | 3.3 | -5 | -5 | 0 | -6.1 | -10 | -13.3 | 6.7 | 6.1 | 3.3 | 1.2 | -2.8 | -6.1 | 7 | 3.6 | 0 | -6.7 | -1.9 | -4 | 12.1 | -13 | -5 | -7.4 | -1.1 | -3.9 | -0.2 | -3 | -18.9 | -19.8 | -16.7 | -20 | -8.3 | -12.2 | -0.5 | -3.9 | -8 | -11 | 4.4 | 1.7 | 1.1 | 0.1 | 0 | -1.7 | -2.8 | -5.6 | -9 | -11 | 8.7 | -2.8 | 4.8 | 3.8 | -0.6 | -2.2 | 10 | 8.3 | 0 | -2.8 | -2.6 | -3.7 | 13.1 | 11.5 | 12.8 | -3.9 | 10.3 | 3.6 | 3.9 | 1.1 | 2 | -1.7 | 3.3 | 1.1 | -1.7 | -1.7 | -7.4 | -11.8 | 6.1 | 2.2 | -0.6 | -4 | -11.3 | -14.9 | 7.4 | 2.9 | -13.3 | -16.7 | -3.3 | -7.8
-23 | -25 | -1.1 | -3.3 | 3.9 | 1.7 | 0.6 | -6.1 | -14.6 | -18 | 3.3 | 0.6 | 1 | 0 | 4.3 | 4.3 | 9.4 | 8.3 | 7.8 | 7.8 | 9.8 | 5.4 | 2.8 | 2.8 | -3.9 | -8.3 | -4.8 | -6.3 | 16 | 13 | 13.9 | 12.3 | 22.8 | 18.3 | 5 | -4.5 | 12.2 | 8.9 | 10.6 | 8.3 | 22.2 | 15 | 2.2 | -5 | 0.2 | -2.2 | 4.4 | -2.2 | -2.2 | -3.9 | -1.1 | -6.1 | 3.9 | 0.6 | 1.7 | -1.7 | 4.4 | -2.8 | -7.8 | -16.1 | -26 | -30 | -8.5 | -8.5 | -11.7 | -18.4 | -5 | -9.4 | -11.1 | -15.6 | -3.2 | -6.6 | -10 | -15.6 | 1.7 | -2.2 | 8.3 | 1.1 | -5 | -17.2 | 6.7 | 2.8 | 6.7 | 3.3 | -5 | -5 | 0.6 | -5.6 | -11.7 | -13.3 | 7.2 | 6.1 | 2.8 | 0.5 | -3.9 | -6.7 | 7.2 | 3.9 | -0.6 | -6.1 | -2 | -4.2 | 11.3 | -11.5 | -5.5 | -7.9 | -0.6 | -4.4 | -0.4 | -3.4 | -18.3 | -19.4 | -16.1 | -19.4 | -7.2 | -12.2 | -1.1 | -4.4 | -7 | -12 | 4.4 | 1.7 | 1.1 | 0.4 | 0 | -1.7 | -2.8 | -5.6 | -9 | -11 | 8.5 | -3 | 4.1 | 3.1 | -2.2 | -2.2 | 9.4 | 8.3 | 0.6 | -2.8 | -2.2 | -3.3 | 12.2 | 11.1 | 15 | -3.9 | 9.4 | 3.3 | 4.4 | 1.7 | 2.2 | -2.2 | 3.3 | 1.1 | -1.7 | -2.2 | -8.2 | -12.1 | 6.1 | 1.7 | -0.6 | -3.4 | -11.7 | -15 | 6.5 | 2.9 | -13.9 | -17.2 | -2.6 | -6.8
-23 | -25 | -1.1 | -3.3 | 4.6 | 2.6 | 0.4 | -5.2 | -15.9 | -19.4 | 3.9 | 0.6 | 1 | 1 | 3.9 | 3.9 | 9.4 | 8.3 | 7.2 | 6.7 | 8.9 | 4.4 | 2.2 | 2.2 | -5 | -7.8 | -4.6 | -6.5 | 16 | 14 | 13.3 | 12.2 | 22.2 | 18.3 | 5 | -5 | 11.7 | 8.9 | 7.2 | 6.1 | 22.2 | 15 | 0 | -5.3 | 0.4 | -2 | 4.4 | -1.7 | -2.8 | -4.4 | -1.7 | -5.7 | 3.3 | 0 | 1.7 | -1.2 | 4.4 | -2.2 | -8.3 | -16.1 | -27 | -31 | -7.8 | -7.8 | -11.7 | -18.9 | -5 | -9.4 | -11.1 | -13.9 | -2.8 | -6.7 | -10.7 | -15.6 | 1.7 | -2.2 | 7 | 0.9 | -5 | -18.3 | 6.1 | 2.6 | 6.1 | 3.1 | -5.6 | -5.6 | 1.7 | -5.6 | -11.7 | -13.3 | 9.4 | 7.8 | 2.2 | 0 | -2.8 | -6.7 | 7 | 3.8 | -1.1 | -6.1 | -2.2 | -5 | 10.6 | -12.2 | -6.1 | -8.9 | 0 | -3.9 | -0.6 | -3.9 | -17.8 | -19.4 | -16.1 | -19.4 | -7.2 | -12.8 | -0.9 | -3.9 | -8 | -13 | 4.4 | 1.7 | 1.1 | 0.6 | 0.6 | -1.7 | -2.2 | -5 | -9 | -11 | 8.3 | -3.9 | 3.3 | 2.2 | -3.3 | -3.3 | 10.6 | 8.3 | 0 | -2.8 | -2 | -3 | 12.9 | 11.8 | 9.4 | -3.9 | 8.9 | 3.3 | 3.9 | 1.7 | 2 | -1.6 | 2.2 | 0.6 | -2.2 | -2.2 | -8.9 | -12.8 | 6.1 | 1.7 | -0.6 | -3.3 | -12.2 | -15.2 | 5.6 | 2.8 | -13.3 | -16.1 | -1.8 | -6.3
-23 | -25 | -1.1 | -5 | 5.4 | 3.6 | 0.2 | -5.1 | -17.2 | -21.1 | 3.9 | 0.6 | 2 | 0 | 4.5 | 4.5 | 9.4 | 6.7 | 6.7 | 6.7 | 8.5 | 4.9 | 2.8 | 2.8 | -5.6 | -8.3 | -4.4 | -7.2 | 16 | 9 | 13.5 | 12.3 | 22.2 | 18.9 | 5 | -4.3 | 11.7 | 8.9 | 7.8 | 7.2 | 21.7 | 14.4 | -2.2 | -6.6 | 0.6 | -2.2 | 4.4 | -0.6 | -2.8 | -3.9 | -2.2 | -5.9 | 2.9 | 0 | 1.7 | -1.1 | 4.4 | -2.2 | -7.8 | -16.1 | -27 | -31 | -7.4 | -7.6 | -11.7 | -18 | -5 | -8.9 | -10.6 | -14.4 | -2.6 | -5.8 | -11.5 | -16.4 | 1.1 | -2.2 | 5.7 | 0.4 | -4.4 | -16.7 | 5.6 | 2.4 | 5.6 | 3.1 | -5.6 | -5.6 | 1.7 | -5.6 | -11.1 | -12.8 | 7.2 | 6.7 | 1.3 | -0.7 | -3.9 | -7.8 | 6.9 | 3.7 | -1.7 | -6.1 | -2.4 | -5 | 10.2 | -10.5 | -6.7 | -9.1 | 1.1 | -2.8 | -0.8 | -3.9 | -17.6 | -19.2 | -16.1 | -19.4 | -7.8 | -12.2 | -0.8 | -3.8 | -9 | -13 | 4.4 | 2.8 | 1.1 | 0.5 | 0.6 | -1.7 | -3.3 | -5.6 | -9 | -11 | 7.8 | -1.5 | 2.4 | 1.7 | -2.8 | -2.8 | 10.6 | 8.3 | 0.6 | -3.3 | -1.9 | -2.9 | 13.7 | 12.6 | 6.7 | -3.9 | 8.3 | 3 | 4.4 | 2.2 | 1.9 | -1.2 | 1.1 | -0.6 | -1.1 | -1.7 | -8.9 | -12.4 | 6.1 | 1.7 | -0.2 | -2.9 | -12.8 | -15.8 | 5.6 | 2.9 | -12.2 | -15.6 | -1.1 | -6.7
-23 | -25 | -3.3 | -5.6 | 6.1 | 4.4 | 0 | -5.6 | -17.6 | -21.1 | 2.8 | 0 | 2 | 0 | 5 | 5 | 10 | 5 | 5.6 | 5 | 8.2 | 5.3 | 3.3 | 2.8 | -6.1 | -8.9 | -4 | -6.5 | 13 | 8 | 13.7 | 12.3 | 22.2 | 18.9 | 5 | -4.3 | 11.7 | 9.4 | 6.1 | 5 | 21.7 | 14.4 | -4.4 | -8.3 | 0.2 | -2.5 | 5.6 | 0.6 | -2.2 | -3.9 | -2.8 | -6.7 | 2.6 | 0 | 1.7 | -1.1 | 4.4 | -2.2 | -7.8 | -16.1 | -28 | -32 | -7.1 | -7.4 | -11.7 | -17.8 | -4.4 | -8.9 | -11.7 | -15 | -2.4 | -5.5 | -12.2 | -17.8 | 1.7 | -2.2 | 4.4 | 0 | -4.4 | -17.2 | 5 | 2.2 | 5 | 2.8 | -5.6 | -6.1 | 1.1 | -6.1 | -11.7 | -14.4 | 5 | 4.4 | 0.3 | -1.3 | -3.9 | -7.8 | 6.7 | 3.3 | -2.2 | -6.7 | -2.6 | -5.7 | 9.8 | -10.2 | -7.2 | -9.6 | 1.1 | -3.3 | -0.9 | -4.2 | -17.4 | -19.2 | -14.4 | -17.8 | -6.7 | -11.7 | -0.6 | -3.9 | -9 | -13 | 4.4 | 2.2 | 1.1 | 0.5 | 0.6 | -2.2 | -3.3 | -5.6 | -10 | -11 | 7.2 | -0.2 | 1.5 | 1.2 | -2.8 | -3.3 | 10.6 | 8.9 | 1.1 | -3.9 | -1.7 | -2.8 | 14.4 | 13.3 | 7.8 | -3.9 | 7.8 | 2.8 | 4.4 | 2.2 | 1.7 | -1.1 | 1.1 | -0.6 | -1.7 | -2.2 | -8.9 | -12.6 | 6.1 | 1.7 | 0.2 | -3 | -13.3 | -16.7 | 5.6 | 2.9 | -11.1 | -13.9 | -1.3 | -6.6
-25 | -27 | -4.4 | -6.1 | 6.3 | 4.3 | 0.9 | -4.5 | -17.9 | -21.3 | 3.3 | -0.6 | 2 | 0 | 5.6 | 5.6 | 10 | 7.2 | 6.7 | 5.6 | 7.8 | 5.6 | 2.8 | 2.2 | -6.1 | -8.3 | -3.7 | -6.2 | 13 | 7 | 13.9 | 12.2 | 22.2 | 18.9 | 5 | -5 | 11.7 | 9.4 | 6.7 | 5.6 | 20 | 14.4 | -5.5 | -8.7 | -0.2 | -3.3 | 5.6 | 0.6 | -2.2 | -4.4 | -1.7 | -5.4 | 2.2 | 0 | 2.2 | -1.2 | 4.8 | -1.6 | -7.8 | -16.1 | -29 | -34 | -6.7 | -7.2 | -11.7 | -18.3 | -3.9 | -8.9 | -12.2 | -16.1 | -2.2 | -5.6 | -12.6 | -17.3 | 0.6 | -3.9 | 5.9 | 1 | -3.9 | -18.3 | 6.7 | 2.6 | 6.5 | 3.5 | -5.6 | -6.1 | 0 | -6.7 | -11.7 | -13.3 | 3.9 | 3.9 | -0.6 | -2.2 | -6.7 | -7.8 | 6.7 | 3.7 | -2.8 | -6.7 | -2.8 | -6.7 | 9.4 | -11.1 | -7.8 | -10.6 | 0.6 | -3.3 | -1.1 | -5 | -17.2 | -19.4 | -15 | -18.9 | -6.7 | -12.2 | 0.3 | -3.2 | -10 | -13 | 4.4 | 2.2 | 1.1 | 0.6 | 0.6 | -1.7 | -3.3 | -5 | -11 | -12 | 6.7 | 1.1 | 0.6 | 0.6 | -3.3 | -3.9 | 11.1 | 9.4 | 1.7 | -3.3 | -1.5 | -2.6 | 16.3 | 14.3 | 5.6 | -3.9 | 8.9 | 3.5 | 4.4 | 2.2 | 2.1 | -0.9 | 1.1 | -0.6 | -2.2 | -2.8 | -8.9 | -13.3 | 5 | 1.1 | 0.6 | -3.3 | -14.1 | -17.1 | 5.6 | 2.8 | -11.1 | -14.4 | -1.5 | -6.9
-25 | -26 | -7.2 | -9.4 | 6.5 | 4.2 | 1.9 | -4.3 | -18.3 | -22.2 | 2.2 | 0 | 3 | 1 | 7.1 | 6.5 | 11.7 | 8.3 | 7.8 | 6.7 | 10 | 6.9 | 5.6 | 4.4 | -3.9 | -8.9 | -3.3 | -6.1 | 14 | 9 | 16.3 | 13.6 | 22.8 | 18.9 | 5.6 | -4.3 | 11.7 | 10 | 8.3 | 7.2 | 18.9 | 15 | -6.7 | -9.5 | -0.6 | -4.4 | 5.6 | 0.6 | -2.8 | -5 | -0.5 | -4.6 | 2.6 | -1.2 | 2.8 | -1.5 | 5.2 | -1.1 | -7.2 | -15.6 | -30 | -33 | -6.3 | -6.8 | -9.7 | -16.7 | -4.4 | -8.9 | -11.1 | -13.3 | -2 | -4.8 | -12.9 | -17.6 | 0.6 | -3.9 | 7.4 | 1.9 | -3.9 | -18.9 | 8.3 | 2.7 | 7.9 | 3.9 | -5.6 | -6.1 | 0 | -6.1 | -10.6 | -11.7 | 6.1 | 5.6 | 3.3 | -0.5 | -7.2 | -8.9 | 6.7 | 3.9 | -0.6 | -5.6 | -1.9 | -5.9 | 10.3 | -9.9 | -4.6 | -8.1 | 0.6 | -3.9 | -0.2 | -4.1 | -15.9 | -18.9 | -11.1 | -15.6 | -6.1 | -11.7 | 1.3 | -2.8 | -9 | -13 | 4.4 | 2.8 | 1.3 | 0.6 | 0.6 | -1.7 | -2.8 | -5 | -9 | -11 | 6.7 | 2.4 | 4.8 | 3.6 | -4.4 | -5 | 10.6 | 8.3 | 1.7 | -2.8 | -1.3 | -2.6 | 18.1 | 15.2 | 7.8 | -2.8 | 10 | 4.4 | 5 | 1.7 | 2.4 | -0.9 | 1.1 | -0.6 | 1.1 | -0.6 | -6.3 | -10.9 | 4.4 | 1.1 | 1.1 | -2.7 | -14.8 | -17.7 | 6 | 3.5 | -10 | -13.3 | -1.7 | -8.3
-23 | -25 | -5.6 | -6.7 | 6.7 | 3.9 | 2.8 | -4.4 | -13.1 | -17.7 | 5.6 | 1.1 | 4 | 3 | 8.5 | 7.5 | 12.8 | 8.9 | 11.1 | 8.3 | 12.2 | 8.3 | 10 | 6.7 | -1.1 | -8.9 | -1.8 | -5.2 | 12 | 7 | 18.7 | 15 | 23.9 | 18.9 | 6.1 | -4.1 | 13.9 | 11.7 | 11.1 | 9.4 | 21.1 | 15 | -7.8 | -10.6 | 1.8 | -3.2 | 6.7 | 1.1 | -1.7 | -5 | 0.6 | -4.4 | 2.9 | -2.7 | 3.3 | -2.2 | 5.6 | -1.1 | -6.7 | -15 | -29 | -33 | -6 | -6.5 | -7.6 | -15.8 | -3.3 | -8.3 | -10 | -13.3 | -1.9 | -4.4 | -13.3 | -18.3 | 1.1 | -3.3 | 8.9 | 2.8 | -2.2 | -15 | 10 | 2.8 | 9.4 | 4.4 | -5.6 | -6.1 | 1.1 | -4.4 | -7.8 | -10 | 10 | 6.1 | 7.2 | 0.4 | -4.4 | -7.2 | 6.7 | 3.9 | 1.7 | -5.6 | -0.9 | -5.5 | 11.3 | -9.7 | -1.5 | -6.4 | 1.1 | -6.1 | 0.8 | -3.6 | -14.6 | -18.7 | -10.6 | -15.6 | -5 | -11.1 | 2.2 | -2.8 | -7 | -12 | 5 | 2.8 | 1.5 | 0.5 | 0.6 | -1.1 | -1.7 | -5 | -5 | -10 | 6.7 | 3.5 | 9.1 | 6.4 | -5 | -5.6 | 11.7 | 9.4 | 3.3 | -3.9 | -1.1 | -2.8 | 20 | 16.1 | 10.6 | -2.8 | 11.1 | 5 | 6.1 | 1.1 | 2.8 | -1.1 | 1.7 | 0 | 3.3 | 0 | -3.7 | -9.2 | 6.1 | 1.1 | 1.7 | -2.1 | -15.6 | -18.9 | 6.3 | 4 | -8.3 | -12.2 | 0.5 | -6.9
-22 | -24 | -4.4 | -6.1 | 7.8 | 2.1 | 4.5 | -3.8 | -8 | -14.1 | 8.3 | 1.1 | 5 | 3 | 10 | 8.3 | 13.9 | 9.4 | 13.3 | 9.4 | 14.4 | 9.4 | 13.3 | 7.2 | 0 | -9.4 | -0.4 | -4.6 | 12 | 3 | 21.1 | 16.1 | 25 | 18.9 | 6.7 | -5 | 19.4 | 12.2 | 14.4 | 10 | 21.1 | 15.6 | -7.4 | -10.4 | 4.3 | -2.6 | 7.2 | 1.7 | -2.2 | -5.6 | 2.8 | -2.9 | 3.3 | -5 | 5.2 | -0.9 | 7.4 | 0.4 | -4.4 | -13.3 | -27 | -31 | -5.6 | -6.1 | -5.6 | -16.1 | -1.7 | -8.3 | -8.3 | -11.7 | -1.7 | -4.4 | -12 | -16.9 | 1.7 | -3.3 | 10.2 | 3.5 | -1.1 | -20.6 | 12.8 | 3.5 | 11.1 | 5 | -5 | -6.1 | 1.7 | -3.3 | -5 | -9.4 | 11.1 | 5.6 | 11.1 | 0.6 | -2.2 | -6.1 | 6.7 | 4.2 | 4.4 | -5 | 0 | -6.1 | 12.2 | -11.1 | 1.7 | -5.6 | 1.7 | -6.7 | 1.7 | -3.9 | -13.3 | -19.4 | -8.3 | -15 | -4.4 | -10.6 | 5.2 | -1.3 | -6 | -11 | 6.1 | 2.8 | 1.7 | 0.6 | 0.6 | -1.1 | -1.1 | -5 | -3 | -8 | 6.7 | 4.4 | 13.3 | 8.9 | -5 | -6.1 | 12.2 | 9.4 | 4.4 | -3.3 | 1.3 | -1.1 | 21.7 | 16.2 | 16.1 | -3.3 | 14.6 | 6.2 | 6.7 | 1.1 | 5.2 | -0.2 | 2.8 | 0.6 | 5.6 | -0.6 | -1.1 | -8.3 | 7.8 | 2.2 | 2.2 | -2.2 | -15.6 | -18.7 | 6.7 | 4.4 | -7.8 | -12.2 | 2.8 | -6.3
-20 | -22 | -2.8 | -6.1 | 8.9 | -0.4 | 6.1 | -4.1 | -2.8 | -11.7 | 10.6 | 0 | 6 | 3 | 11.3 | 8.7 | 15 | 9.4 | 15.6 | 8.3 | 15.7 | 8.9 | 15 | 7.2 | 1.1 | -10 | 1.1 | -5 | 12 | 4 | 22.8 | 15.9 | 25.6 | 19.4 | 7.8 | -3.8 | 22.2 | 10.6 | 17.8 | 10 | 25 | 15.6 | -7.1 | -10.5 | 6.7 | -2.8 | 8.9 | 2.8 | -2.8 | -5 | 5 | -1.9 | 3.9 | -4.7 | 7 | 0.2 | 9.3 | 1.7 | -2.2 | -13.9 | -26 | -32 | -4.3 | -5.8 | -4.8 | -14.3 | -0.6 | -7.8 | -6.1 | -8.9 | -1.5 | -3.9 | -10.7 | -15.8 | 2.2 | -2.8 | 11.5 | 4 | 0 | -21.7 | 15.5 | 3.6 | 12.7 | 5.2 | -4.4 | -5.6 | 2.8 | -2.2 | -1.7 | -12.2 | 11.7 | 5.6 | 13.5 | -0.5 | 1.1 | -5.6 | 6.7 | 4.4 | 6.7 | -4.4 | 0.7 | -5.1 | 13.1 | -10.2 | 4.3 | -3.9 | 2.2 | -6.7 | 2.6 | -2.7 | -11.3 | -17.2 | -6.1 | -13.9 | -3.3 | -9.4 | 8.1 | -0.6 | -4 | -10 | 6.7 | 3.3 | 2.2 | 1.2 | 1.1 | -0.6 | 0 | -5 | -2 | -7 | 6.9 | 4.9 | 15.9 | 8.4 | -3.9 | -6.1 | 14.4 | 9.4 | 6.1 | -4.4 | 3.7 | 0 | 23.3 | 15.9 | 17.8 | -3.3 | 18.2 | 6.7 | 7.8 | 1.7 | 7.6 | 0.3 | 2.8 | 0 | 7.2 | 0.6 | -0.2 | -6.8 | 8.3 | 2.8 | 2.8 | -1.9 | -15.6 | -18.9 | 8.4 | 5.2 | -7.2 | -11.7 | 5 | -7.2
-18 | -21 | -1.1 | -5.6 | 10 | -4.4 | 7.8 | -5 | -1.1 | -10.1 | 12.8 | -1.1 | 7 | 3 | 12.6 | 9.3 | 16.7 | 9.4 | 16.7 | 7.2 | 17 | 8.5 | 17.2 | 6.7 | 2.2 | -12.8 | 2.6 | -3.7 | 10 | 4 | 24.4 | 15.6 | 25.6 | 19.4 | 8.9 | -3.2 | 23.9 | 8.3 | 19.4 | 9.4 | 25.6 | 15 | -6.7 | -11.1 | 7.2 | -2.7 | 9.4 | 3.3 | -2.8 | -5.6 | 7.2 | -1.1 | 4.4 | -5.2 | 8.9 | 1.1 | 11.1 | 2.8 | -2.8 | -12.2 | -25 | -31 | -3 | -5.6 | -4.1 | -13.9 | 0 | -6.1 | -4.4 | -8.3 | -1.3 | -3.7 | -9.4 | -15.6 | 2.8 | -3.3 | 12.8 | 4.4 | 1.7 | -19.4 | 18.3 | 3.3 | 14.4 | 5.6 | -4.4 | -5.6 | 5 | -2.8 | 0.6 | -12.8 | 12.2 | 6.1 | 15.9 | -2.7 | 1.7 | -5 | 6.7 | 4.4 | 8.9 | -6.7 | 1.5 | -5 | 14.1 | -10.1 | 6.8 | -3.3 | 3.3 | -6.7 | 3.5 | -2 | -9.2 | -15.6 | -4.4 | -13.3 | -1.7 | -7.8 | 11.1 | 0 | -3 | -10 | 7.2 | 2.8 | 2.8 | 2.1 | 1.7 | 0.6 | 0.6 | -5 | 0 | -6 | 7 | 5.2 | 18.5 | 7.3 | -3.9 | -6.1 | 14.4 | 9.4 | 6.7 | -4.4 | 6.1 | 1.1 | 25 | 15.6 | 21.1 | -2.2 | 21.7 | 6.7 | 8.3 | 2.2 | 10 | 0.6 | 3.3 | -0.6 | 8.3 | 1.1 | 0.8 | -6.4 | 9.4 | 2.2 | 3.3 | -1.8 | -15.6 | -19.4 | 10 | 5.8 | -7.2 | -11.7 | 6.7 | -5.6
-17 | -21 | -1.1 | -7.2 | 9.8 | -4 | 8.5 | -4.7 | 0.5 | -10.3 | 14.4 | -3.9 | 7 | 3 | 13.9 | 9.4 | 16.1 | 10 | 18.3 | 7.8 | 18.3 | 7.2 | 16.7 | 7.8 | 2.8 | -12.2 | 4.1 | -3 | 10 | 2 | 26.1 | 15 | 25.6 | 19.4 | 10 | -3.3 | 24.4 | 7.8 | 20.6 | 8.3 | 26.1 | 16.1 | -6.7 | -11.1 | 7.8 | -3 | 7.8 | 3.9 | -3.3 | -5.6 | 4.4 | -1.6 | 5 | -6.7 | 10 | 2.6 | 11.8 | 4.1 | -2.2 | -12.2 | -23 | -28 | -1.7 | -6.1 | -3.3 | -14.4 | 1.1 | -5 | -3.9 | -7.2 | -1.1 | -3.9 | -8.5 | -14.8 | 3.3 | -3.9 | 9.3 | 2.6 | 1.7 | -19.4 | 16.8 | 4.2 | 15.3 | 4.1 | -3.9 | -6.1 | 6.1 | -2.2 | 2.8 | -13.9 | 12.2 | 6.7 | 18.3 | -8.3 | 2.2 | -6.1 | 6.3 | 4.1 | 11.1 | -6.1 | 2.2 | -5.6 | 15 | -12.2 | 9.4 | -3.3 | 3.3 | -6.7 | 4.4 | -1.7 | -7.2 | -15 | -3.9 | -12.8 | -0.6 | -7.2 | 13 | 0.7 | -2 | -8 | 7.8 | 2.8 | 3.3 | 2.8 | 2.2 | 1.1 | 1.7 | -5 | 1 | -5 | 7.2 | 5.6 | 21.1 | 4.4 | -3.9 | -6.7 | 15.6 | 9.4 | 7.8 | -4.4 | 9.8 | 3.3 | 25.4 | 15.7 | 21.1 | -2.2 | 22.1 | 5.5 | 8.9 | 3.3 | 11.5 | 2 | 4.4 | 0 | 10 | 1.7 | 1.7 | -6.7 | 10.6 | 2.2 | 3.9 | -2.2 | -15 | -18.9 | 11.7 | 6.1 | -7.2 | -11.7 | 8.3 | -4.6
-16 | -20 | 0 | -7.2 | 9.6 | -4.5 | 9.3 | -5.4 | 2.2 | -11.7 | 15 | -4.4 | 7 | 3 | 14.3 | 9.4 | 16.1 | 10 | 19.4 | 7.2 | 18.3 | 8.9 | 17.8 | 6.1 | 2.8 | -11.1 | 5.6 | -2.8 | 11 | 2 | 26.3 | 14.5 | 26.7 | 18.9 | 10.6 | -2.1 | 23.9 | 8.3 | 21.7 | 8.3 | 25.6 | 15.6 | -6.7 | -11.6 | 8.3 | -3.9 | 7.2 | 4.4 | -3.3 | -7.2 | 1.7 | -2.5 | 3.9 | -5.4 | 11.1 | 3.9 | 12.6 | 5.1 | -1.1 | -11.1 | -21 | -28 | -1.5 | -5.7 | -3.1 | -13.5 | 2.2 | -3.9 | -2.8 | -6.7 | -1.3 | -3.8 | -7.6 | -14.5 | 3.3 | -3.9 | 5.7 | 0.6 | 1.7 | -20.6 | 15.4 | 4.8 | 16.3 | 2.7 | -3.3 | -5.6 | 6.7 | -3.3 | 4.4 | -13.3 | 13.3 | 4.4 | 18.7 | -6.8 | 2.8 | -6.7 | 6 | 3.8 | 12.2 | -6.1 | 2.6 | -4.9 | 15.2 | -11.6 | 10.9 | -3.2 | 4.4 | -6.7 | 3.7 | -0.9 | -6.7 | -13 | -2.8 | -13.3 | 0 | -7.8 | 14.8 | 0.6 | -1 | -6 | 8.9 | 2.8 | 4.4 | 3.1 | 2.8 | 1.7 | 2.8 | -5 | 2 | -3 | 6.5 | 4.8 | 21.7 | 4.3 | -4.4 | -7.2 | 15 | 9.4 | 6.7 | 0 | 13.5 | 5.2 | 25.7 | 15.4 | 22.8 | -2.2 | 22.4 | 4 | 9.4 | 5 | 12.9 | 3 | 4.4 | 0 | 11.1 | 1.7 | 2.6 | -5.8 | 11.1 | 2.8 | 4.5 | -1.7 | -14.5 | -18.9 | 13.4 | 6.3 | -7.2 | -11.1 | 10 | -4.4
-15 | -20 | 0.6 | -7.2 | 9.4 | -5.6 | 10 | -6.7 | 1.8 | -8.9 | 15.6 | -5 | 7 | 4 | 14.6 | 9.2 | 15.6 | 9.4 | 20.6 | 7.2 | 18.3 | 9.9 | 15.6 | 8.3 | 2.8 | -10.6 | 6 | -2.3 | 10 | 4 | 26.5 | 14 | 25.6 | 18.9 | 11.1 | -1.7 | 23.3 | 8.3 | 21.7 | 8.3 | 26.1 | 15.6 | -6.7 | -12.8 | 8.5 | -3 | 7.2 | 5 | -2.8 | -6.1 | -1.1 | -3.9 | 2.8 | -5.4 | 12.2 | 5 | 13.3 | 6.1 | -0.6 | -11.7 | -21 | -26 | -1.3 | -5.9 | -3 | -13.7 | 1.7 | -3.3 | -2.8 | -6.7 | -1.5 | -4.3 | -6.7 | -15.6 | 2.8 | -5 | 2.2 | -1.7 | 2.2 | -19.4 | 13.9 | 5 | 17.2 | 0.6 | -2.8 | -6.1 | 7.8 | -3.9 | 5 | -13.3 | 12.8 | 5 | 19 | -7.3 | 3.9 | -5 | 5.6 | 3.3 | 12.8 | -5.6 | 2.9 | -5.3 | 15.4 | -12.4 | 12.4 | -3.4 | 4.4 | -6.7 | 2.9 | -0.8 | -6.1 | -12.1 | -2.2 | -13.3 | 0 | -7.8 | 16.7 | 0.6 | 0 | -6 | 10 | 1.7 | 5.6 | 3.6 | 3.3 | 2.2 | 3.3 | -5 | 3 | -3 | 5.7 | 4 | 22.2 | 3.3 | -3.9 | -6.7 | 16.1 | 9.4 | 3.9 | 2.2 | 17.2 | 6.7 | 26.1 | 15.6 | 23.9 | -2.2 | 22.8 | 2.2 | 10 | 6.1 | 14.4 | 4.4 | 4.4 | 0 | 11.7 | 0.6 | 3.5 | -5.7 | 11.7 | 3.3 | 5 | -1.5 | -13.9 | -19.4 | 15 | 6.1 | -6.7 | -11.7 | 9.1 | -4.6
-16 | -19 | 1.7 | -7.2 | 8.3 | -4.9 | 9.3 | -5.8 | 1.5 | -7.9 | 16.1 | -3.9 | 7 | 3 | 15 | 8.9 | 15 | 8.9 | 20.6 | 8.9 | 18.3 | 11.1 | 15 | 8.9 | 2.2 | -9.4 | 6.3 | -2.5 | 10 | 2 | 26.7 | 13.3 | 25 | 18.9 | 11.7 | -1.1 | 24.4 | 8.3 | 21.7 | 8.3 | 25 | 15 | -8 | -12.7 | 8.7 | -2.8 | 7.2 | 5 | -2.8 | -6.1 | -1.1 | -3.9 | 1.7 | -6.1 | 12 | 5.2 | 12.6 | 6 | 0.6 | -12.2 | -21 | -26 | -1.1 | -6.7 | -2.8 | -15.6 | 1.1 | -2.8 | -2.8 | -6.7 | -1.7 | -5 | -7.2 | -14.7 | 2.2 | -5 | 0.9 | -2.7 | 1.7 | -17.8 | 10.2 | 3.5 | 15.7 | 1.4 | -2.2 | -5.6 | 6.1 | -3.9 | 5 | -12.8 | 12.8 | 3.9 | 19.4 | -8.3 | 3.9 | -3.3 | 5.8 | 3.8 | 13.3 | -5.6 | 3.3 | -6.1 | 15.6 | -14.4 | 13.9 | -5 | 4.4 | -6.7 | 2.2 | -0.6 | -5.6 | -11.7 | -2.2 | -12.2 | 0 | -7.8 | 16.1 | 1 | 0 | -5 | 10.6 | 2.8 | 6.7 | 3.9 | 3.3 | 2.2 | 3.3 | -3.9 | 2 | -2 | 5 | 3.3 | 22.8 | 2.8 | -2.8 | -6.1 | 16.1 | 9.4 | 3.9 | 2.8 | 17.4 | 6 | 25 | 15.9 | 22.2 | -2.2 | 21.1 | 2.9 | 10 | 7.2 | 14.6 | 4.6 | 5.6 | -1.7 | 11.1 | -0.6 | 4.4 | -6.7 | 11.7 | 2.8 | 5.6 | -1.7 | -14.8 | -19.9 | 16.7 | 5.6 | -7.2 | -11.7 | 8.1 | -5.1
-15 | -18 | 1.1 | -6.7 | 7.2 | -4.9 | 8.5 | -6.1 | 1.1 | -7.8 | 15.6 | -5.6 | 6 | 4 | 13.9 | 9 | 14.4 | 7.2 | 18.9 | 6.7 | 15.7 | 10.5 | 13.9 | 9.4 | 1.1 | -8.3 | 6.7 | -2.8 | 9 | 1 | 25 | 14.8 | 25 | 18.9 | 11.1 | -0.6 | 23.9 | 8.3 | 21.1 | 7.8 | 25 | 15.6 | -9.3 | -13.4 | 8.9 | -2.8 | 7.2 | 4.4 | -3.9 | -6.1 | -1.1 | -4.2 | 0.8 | -4.6 | 11.9 | 5.6 | 11.8 | 5.9 | -2.2 | -10 | -21 | -25 | -1.1 | -5.5 | -3.9 | -14.3 | 1.7 | -2.8 | -2.8 | -6.1 | -2.1 | -5.2 | -7.8 | -14.9 | 1.7 | -5.6 | -0.4 | -4.2 | 1.1 | -18.3 | 6.5 | 1.6 | 14.3 | 2.5 | -2.8 | -5.6 | 4.4 | -4.4 | 4.4 | -12.2 | 11.1 | 4.4 | 17 | -6 | 3.9 | -2.2 | 5.9 | 4.1 | 12.2 | -5.6 | 1.3 | -5.2 | 14.1 | -12.4 | 11.5 | -3.4 | 5 | -6.1 | 2.6 | -0.1 | -6.5 | -11.2 | -2.2 | -11.7 | 0 | -7.2 | 15.6 | 1 | 0 | -6 | 9.4 | 0.6 | 6.1 | 3.6 | 3.9 | 2.2 | 1.7 | -1.1 | 2 | -2 | 4.8 | 3.3 | 20.8 | 3.1 | -2.8 | -6.1 | 15 | 8.9 | 3.9 | 3.3 | 17.6 | 5.6 | 23.9 | 16 | 20.6 | -2.2 | 19.5 | 3.2 | 10 | 7.2 | 14.8 | 4.8 | 4.4 | -1.7 | 9.4 | 0 | 4 | -5.3 | 10.6 | 2.8 | 4.7 | -1 | -15.8 | -21.2 | 15.9 | 5.2 | -8.3 | -11.7 | 7.2 | -6.7
-17 | -20 | -1.7 | -7.8 | 6.1 | -6.1 | 7.8 | -6.7 | -1.7 | -9.1 | 15 | -5.6 | 4 | 3 | 12.8 | 9.1 | 12.8 | 7.8 | 16.7 | 10 | 13.2 | 9.5 | 11.7 | 8.9 | 0 | -7.2 | 4.3 | -1.9 | 8 | 0 | 23.4 | 15.7 | 24.4 | 19.4 | 10.6 | -0.2 | 22.2 | 7.8 | 18.9 | 7.8 | 23.3 | 15.6 | -10.6 | -14.4 | 8.3 | -1.3 | 7.2 | 4.4 | -4.4 | -7.8 | -1.1 | -5 | -0.2 | -4.3 | 11.7 | 5.6 | 11.1 | 5.6 | -2.8 | -10 | -22 | -26 | -1.1 | -5 | -5 | -14.8 | 1.1 | -2.8 | -2.8 | -5 | -2.4 | -5.6 | -8.3 | -16.1 | 1.1 | -5.6 | -1.7 | -6.1 | 0.6 | -17.8 | 2.8 | -0.6 | 12.8 | 2.8 | -3.3 | -5.6 | 2.2 | -4.4 | 2.2 | -11.7 | 10 | 3.9 | 14.6 | -5.1 | 3.3 | -1.1 | 6.1 | 4.4 | 10 | -4.4 | -0.8 | -5.2 | 12.6 | -11.9 | 9.1 | -3.3 | 2.2 | -7.2 | 2.9 | 0.1 | -7.4 | -11.4 | -1.7 | -11.7 | 0 | -7.2 | 15 | 1.1 | 0 | -5 | 7.2 | 2.2 | 5.6 | 3.6 | 3.9 | 2.2 | 1.1 | -0.6 | 2 | -2 | 4.6 | 3.3 | 18.7 | 3.3 | -3.3 | -6.1 | 13.3 | 7.8 | 3.9 | 3.3 | 17.8 | 4.4 | 22.8 | 16.1 | 21.1 | -2.8 | 17.8 | 3.3 | 10 | 7.8 | 15 | 5 | 4.4 | -0.6 | 8.9 | 0 | 3.7 | -5.1 | 9.4 | 2.2 | 3.7 | -0.6 | -16.7 | -22.8 | 15.2 | 4.9 | -10 | -12.8 | 6.1 | -5.2
-19 | -21 | -3.9 | -7.8 | 5.4 | -5.2 | 5.9 | -4.8 | -4.4 | -11.7 | 13.3 | -3.9 | 4 | 2 | 11.7 | 8.9 | 12.8 | 7.2 | 15.6 | 10 | 10.6 | 8.3 | 12.2 | 1.1 | 0 | -6.7 | 1.8 | -1.7 | 7 | 1 | 21.7 | 16.1 | 23.9 | 20 | 10 | 0 | 20.6 | 8.3 | 17.2 | 6.1 | 22.2 | 15.6 | -11.5 | -14.7 | 7.8 | -0.2 | 6.7 | 4.4 | -5 | -7.2 | -2 | -4.9 | -1.1 | -4.4 | 10.9 | 6.3 | 10.5 | 5.7 | -2.2 | -9.4 | -21 | -24 | -1.1 | -5 | -6.1 | -16.1 | 1.1 | -2.8 | -2.8 | -5 | -2.8 | -6.7 | -9.2 | -15.4 | 0 | -6.1 | -2.8 | -6.8 | 0.6 | -19.4 | 1.3 | -1.6 | 11.3 | 3.1 | -3.9 | -5.6 | 1.7 | -4.4 | 1.7 | -12.2 | 10 | 2.8 | 12.2 | -6.1 | 1.1 | -1.7 | 6.7 | 5 | 8.9 | -5 | -2.8 | -6.1 | 11.1 | -13.3 | 6.7 | -3.9 | 1.1 | -6.7 | 3.3 | 0.6 | -8.3 | -12.2 | -2.8 | -10.6 | 0 | -6.1 | 12.6 | 1 | -1 | -5 | 6.1 | 2.8 | 5 | 3.3 | 3.9 | 2.8 | 0.6 | -1.1 | 0 | -2 | 4.4 | 3.3 | 16.7 | 2.8 | -3.3 | -5.6 | 12.8 | 7.8 | 3.9 | 3.9 | 16.7 | 4.4 | 21.5 | 16.5 | 15.6 | -2.2 | 15.4 | 2.2 | 10 | 8.3 | 13.5 | 6.2 | 2.8 | -1.1 | 5.6 | -0.6 | 3.3 | -5.6 | 9.4 | 2.2 | 2.8 | -0.6 | -17.4 | -23.2 | 14.4 | 4.4 | -11.7 | -14.4 | 5 | -5
-20 | -22 | -3.3 | -6.7 | 4.6 | -5.3 | 4.1 | -4.1 | -7.2 | -15 | 13.3 | -3.3 | 3 | 2 | 10.4 | 8.4 | 12.8 | 8.3 | 15 | 9.4 | 10.4 | 8.2 | 13.3 | 0 | -0.6 | -7.2 | -0.6 | -2.2 | 7 | 1 | 20.6 | 16.5 | 23.3 | 20 | 9.6 | 0.5 | 19.4 | 8.9 | 14.4 | 6.7 | 21.7 | 16.1 | -12.4 | -15.1 | 7.2 | 0.6 | 6.7 | 4.4 | -5 | -7.2 | -3 | -5.3 | -1.8 | -4.3 | 10.2 | 6.7 | 10 | 5.6 | -2.8 | -11.1 | -20 | -23 | -1.3 | -4.4 | -6.5 | -15.4 | 0.6 | -2.2 | -2.8 | -5 | -3.2 | -7 | -10.2 | -15.6 | -1.1 | -6.7 | -3.9 | -8 | 0 | -17.8 | -0.2 | -2.7 | 9.8 | 3.1 | -4.4 | -5.6 | 1.1 | -4.4 | 0.6 | -11.7 | 9.4 | 4.4 | 11.3 | -5 | 0.6 | -1.7 | 7.2 | 5.5 | 4.4 | -3.9 | -2.2 | -5.7 | 10.5 | -10.3 | 6.1 | -2.9 | 1.1 | -6.7 | 3.3 | 0.3 | -7.9 | -11.3 | -2.8 | -9.4 | 0 | -6.1 | 10.2 | 0.8 | 0 | -5 | 6.1 | 1.7 | 3.9 | 2.6 | 3.9 | 2.8 | 0.6 | -1.1 | 0 | -3 | 4.6 | 3.4 | 15.2 | 4.3 | -3.3 | -5.6 | 11.7 | 8.3 | 3.9 | 3.9 | 15.5 | 4.3 | 20.2 | 16.7 | 14.4 | -1.7 | 13 | 1.3 | 10.6 | 8.9 | 12.1 | 6.8 | 2.8 | -0.6 | 4.4 | -1.1 | 3.5 | -4.4 | 8.9 | 2.2 | 2.2 | -0.6 | -18.2 | -24.3 | 13.1 | 5.5 | -13.3 | -16.1 | 3.9 | -5.6
-19 | -21 | -0.6 | -6.1 | 3.9 | -6.1 | 2.2 | -4.4 | -9.1 | -15.3 | 10 | -1.7 | 3 | 2 | 9.1 | 7.9 | 12.8 | 7.8 | 14.4 | 9.4 | 10.2 | 8 | 11.7 | -0.6 | -0.6 | -7.2 | -0.2 | -2 | 5 | -1 | 19.4 | 16.7 | 23.3 | 20 | 9.3 | 1 | 18.9 | 8.3 | 13.9 | 6.1 | 20.6 | 16.7 | -13.3 | -16.1 | 6.3 | 1 | 6.7 | 4.4 | -6.1 | -8.9 | -3.9 | -6.1 | -2.6 | -4.5 | 9.4 | 7.2 | 9.4 | 5.6 | -2.2 | -10.6 | -20 | -23 | -1.5 | -4.1 | -6.8 | -15.7 | 0.6 | -2.2 | -2.2 | -4.4 | -3.5 | -7.8 | -11.1 | -16.7 | -1.7 | -7.2 | -5 | -10 | 0 | -15.6 | -1.7 | -4.4 | 8.3 | 2.8 | -5 | -5.6 | 1.1 | -4.4 | -0.6 | -10.6 | 8.9 | 6.1 | 10.3 | -5.4 | -2.8 | -3.9 | 7.8 | 6.1 | 3.9 | -3.3 | -1.7 | -5.9 | 10 | -9.6 | 5.6 | -2.6 | 0 | -6.7 | 3.3 | 0.2 | -7.6 | -11 | -2.2 | -9.4 | -0.6 | -5.6 | 7.8 | 0 | -1 | -4 | 2.2 | 0.6 | 2.8 | 1.9 | 3.9 | 2.2 | 0 | -1.1 | 0 | -1 | 4.8 | 3.6 | 13.7 | 5.1 | -3.9 | -6.1 | 11.1 | 8.9 | 4.4 | 4.4 | 14.4 | 3.9 | 18.9 | 16.7 | 11.1 | -2.8 | 10.6 | 0 | 11.1 | 9.4 | 10.6 | 7.2 | 2.8 | -1.1 | 5 | -0.6 | 3.7 | -4.2 | 7.8 | 2.2 | 1.7 | -0.8 | -18.9 | -26.1 | 11.9 | 6.2 | -13.3 | -16.1 | 3.3 | -5.2
-16 | -19 | -2.8 | -6.7 | 3.2 | -6 | 1.3 | -3.5 | -10.9 | -16.5 | 8.3 | 0 | 2 | 1 | 7.8 | 7.2 | 12.2 | 8.9 | 13.9 | 10 | 10 | 7.8 | 10 | -0.7 | -1.1 | -7.8 | 0.2 | -1.9 | 3 | -3 | 18.3 | 16.7 | 22.8 | 20 | 8.9 | 1.1 | 18.3 | 9.4 | 12.8 | 6.1 | 19.4 | 16.1 | -14.1 | -16.4 | 5.3 | 1.4 | 6.7 | 4.4 | -6.7 | -8.9 | -4.6 | -6.4 | -3.3 | -5 | 9.2 | 7.2 | 9.4 | 6.2 | -2.2 | -11.1 | -18 | -21 | -1.7 | -4.4 | -7.2 | -17.2 | -0.6 | -3.3 | -2.2 | -4.4 | -3.9 | -9.4 | -11.7 | -16.2 | -2.2 | -8.3 | -6.1 | -10.2 | 0 | -15 | -2.6 | -5.2 | 6.3 | 2.6 | -4.4 | -5.6 | 1.1 | -4.4 | -1.1 | -11.7 | 10 | 6.7 | 9.4 | -6.1 | -2.2 | -2.8 | 8.5 | 6.7 | 4.4 | -3.3 | -1.1 | -6.7 | 9.4 | -10 | 5 | -2.8 | -1.7 | -6.7 | 3.3 | 0 | -7.2 | -11.1 | -2.2 | -9.4 | -0.6 | -5 | 5.6 | -0.2 | -1 | -3 | 2.2 | 0 | 1.7 | 1.1 | 3.9 | 2.8 | -0.6 | -1.7 | 1 | 0 | 5 | 3.9 | 12.2 | 5.6 | -4.4 | -6.7 | 10.6 | 7.8 | 4.4 | 4.4 | 13.9 | 4.2 | 18.7 | 16.5 | 9.4 | -2.8 | 9.3 | -0.8 | 11.1 | 10.6 | 10.4 | 7.7 | 2.2 | -1.1 | 5.6 | 0.6 | 3.9 | -4.4 | 7.2 | 2.2 | 1.1 | -1.1 | -19.3 | -25.8 | 10.6 | 6.7 | -14.4 | -17.8 | 2.8 | -5.4
-15 | -17 | -1.7 | -6.1 | 2.4 | -6.6 | 0.3 | -3.2 | -12.8 | -18.3 | 6.7 | 0 | 1 | 0 | 7.4 | 7 | 11.7 | 8.9 | 13.3 | 9.4 | 9.8 | 7.8 | 8.9 | -0.8 | -2.2 | -7.2 | 0.6 | -2.2 | 2 | -3 | 17.4 | 15.1 | 23.3 | 20 | 8.5 | 1.2 | 17.2 | 9.4 | 12.2 | 6.1 | 18.9 | 16.1 | -14.8 | -16.9 | 4.4 | 1.7 | 6.1 | 3.9 | -6.7 | -9.4 | -5.4 | -7 | -3.3 | -4.7 | 9.1 | 7.2 | 9.4 | 6.7 | -3.9 | -12.2 | -17 | -20 | -1.7 | -4.2 | -8.1 | -16.7 | -0.6 | -3.9 | -1.7 | -4.4 | -5 | -9.3 | -12.2 | -16.4 | -3.9 | -9.4 | -7.2 | -11.2 | 0 | -13.9 | -3.5 | -6.6 | 4.2 | 1.7 | -4.4 | -5.6 | 1.7 | -5 | -1.7 | -11.7 | 10 | 6.7 | 8.7 | -4.3 | -3.3 | -3.3 | 9.3 | 7.3 | 3.3 | -3.3 | -0.7 | -4.9 | 8.9 | -8.1 | 4.4 | -1.8 | -3.9 | -7.2 | 3.1 | 0 | -6.5 | -10.7 | -2.2 | -9.4 | -0.6 | -5.6 | 3.3 | -0.9 | -2 | -3 | 1.7 | 0.6 | 1.7 | 1.1 | 4.4 | 2.8 | -1.1 | -2.2 | 1 | 0 | 5 | 4 | 10.9 | 5.9 | -5 | -6.7 | 10 | 7.8 | 5 | 4.4 | 13.3 | 4.7 | 18.5 | 16.3 | 7.8 | -2.8 | 8 | -1.6 | 12.2 | 11.7 | 10.2 | 8 | 2.2 | -1.1 | 6.1 | -0.6 | 3.5 | -3.7 | 6.1 | 2.2 | 1.1 | -1 | -19.6 | -26.1 | 10 | 6.6 | -14.4 | -18.3 | 2.2 | -6.7
-11 | -15 | -3.3 | -6.7 | 1.7 | -8.3 | -0.6 | -3.3 | -13.3 | -18.1 | 5.6 | 0 | 1 | 1 | 7.1 | 7 | 11.7 | 8.9 | 12.2 | 9.4 | 9.6 | 7.7 | 7.8 | -0.9 | -3.3 | -6.7 | -0.2 | -2.3 | 2 | -4 | 16.5 | 13.3 | 23.3 | 20.6 | 8.2 | 0.9 | 16.1 | 9.4 | 11.1 | 5.6 | 19.4 | 16.7 | -15.6 | -17.8 | 3.5 | 0.9 | 5.6 | 3.3 | -6.7 | -9.4 | -6.1 | -7.8 | -3.3 | -4.4 | 8.9 | 7.2 | 9.4 | 7.2 | -4.4 | -11.7 | -16 | -19 | -1.7 | -3.9 | -9.1 | -17.4 | -2.2 | -5 | -1.7 | -3.9 | -6.1 | -10 | -12.8 | -17.2 | -3.9 | -9.4 | -8.3 | -12.8 | 0.6 | -12.8 | -4.4 | -8.3 | 2.2 | 1.1 | -5 | -5.6 | 2.8 | -5.6 | -2.8 | -8.3 | 10 | 6.7 | 7.9 | -3.2 | -3.9 | -5 | 10 | 7.8 | 0.6 | -3.9 | -0.4 | -3.8 | 8.3 | -7.7 | 3.9 | -1.3 | -5.6 | -7.8 | 3 | 0 | -5.7 | -10.6 | -2.2 | -8.9 | 0 | -5 | 1.1 | -1.7 | -1 | -3 | 1.1 | -0.6 | 1.7 | 1.1 | 4.4 | 2.8 | -1.1 | -1.7 | 1 | 0 | 5 | 4.3 | 9.6 | 6.2 | -5 | -6.7 | 9.4 | 7.2 | 5 | 4.4 | 12.8 | 5 | 18.3 | 16.1 | 6.7 | -2.8 | 6.7 | -2.8 | 13.3 | 12.8 | 10 | 8.3 | 2.2 | -1.1 | 5 | -0.6 | 3.2 | -3.4 | 5 | 1.7 | 1.1 | -1 | -20 | -27.2 | 9.5 | 6.4 | -15 | -18.9 | 1.8 | -5.8
-11 | -15 | -2.2 | -7.2 | 0.8 | -8.7 | -1 | -3.4 | -13.9 | -18.5 | 4.4 | -0.6 | 0 | -1 | 6.7 | 6.7 | 11.7 | 8.3 | 11.7 | 9.4 | 9.4 | 7.8 | 6.7 | -0.9 | -4.4 | -6.7 | -0.9 | -2.7 | 1 | -4 | 15.6 | 11.7 | 23.3 | 20 | 7.8 | 0.6 | 15.6 | 9.4 | 11.1 | 5.6 | 18.9 | 16.7 | -16 | -19 | 2.6 | 0.1 | 5 | 3.3 | -6.7 | -9.4 | -6.7 | -8 | -3.3 | -4.4 | 8.9 | 7.4 | 9.6 | 7.6 | -4.4 | -11.1 | -16 | -18 | -1.7 | -3.9 | -10 | -18.9 | -2.2 | -5 | -1.1 | -3.9 | -7.2 | -11.1 | -12.6 | -16.5 | -5 | -10 | -8.9 | -12.6 | 0.6 | -12.2 | -5.2 | -8.2 | 2 | 0.8 | -5 | -5.6 | 2.8 | -7.2 | -4.4 | -9.4 | 10 | 6.7 | 7.2 | -2.8 | -7.2 | -7.2 | 9.8 | 7.6 | 1.7 | -3.3 | 0 | -3.3 | 7.8 | -8.3 | 3.3 | -1.1 | -6.1 | -7.8 | 2.8 | 0 | -5 | -11.7 | -1.7 | -8.9 | -0.6 | -5.6 | 0.4 | -2.2 | -1 | -3 | 0.6 | -1.1 | 1.7 | 1.1 | 3.9 | 2.8 | -1.1 | -2.2 | 1 | 0 | 5 | 4.4 | 8.3 | 6.1 | -4.4 | -6.1 | 9.4 | 7.2 | 5 | 4.4 | 12.6 | 3.6 | 17.8 | 15.8 | 8.3 | -2.2 | 5.6 | -3.3 | 13.3 | 12.8 | 9.8 | 8.8 | 2.2 | -1.7 | 5.6 | -2.8 | 2.8 | -3.9 | 5 | 2.2 | 1.1 | -1.1 | -20.2 | -26.5 | 8.9 | 6.1 | -14.4 | -18.3 | 1.5 | -5.8
-8 | -11 | -2.8 | -8.3 | -0.2 | -10.6 | -1.3 | -3.4 | -14.4 | -19.4 | 3.9 | 0 | 1 | 0 | 7.1 | 7 | 10 | 7.8 | 11.7 | 10 | 9.4 | 7.7 | 5 | -0.9 | -5 | -6.1 | -1.7 | -3.3 | 1 | -5 | 15 | 11.6 | 23.3 | 20.6 | 7.6 | 1 | 14.4 | 9.4 | 10.6 | 5 | 20 | 15.6 | -16.3 | -20.5 | 1.7 | -0.6 | 4.4 | 2.8 | -6.7 | -8.9 | -7.2 | -8.3 | -4.6 | -5.7 | 8.9 | 7.7 | 9.8 | 7.9 | -4.4 | -10.6 | -16 | -20 | -1.7 | -3.7 | -10.7 | -18 | -3.3 | -6.1 | -1.1 | -3.9 | -8.3 | -11.2 | -12.4 | -16.3 | -6.1 | -10.6 | -9.4 | -13.1 | 0.6 | -11.1 | -5.9 | -8.6 | 1.9 | 0.7 | -5 | -5.6 | 3.9 | -7.8 | -4.4 | -8.3 | 11.1 | 6.7 | 6.5 | -2.3 | -7.2 | -7.2 | 9.6 | 7.4 | 0.6 | -3.3 | 0.4 | -2.6 | 7.4 | -7.7 | 2.8 | -1.2 | -7.2 | -8.3 | 2.8 | 0.2 | -5 | -10.3 | -1.7 | -8.9 | -1.7 | -6.7 | -0.4 | -2.9 | -2 | -5 | -1.1 | -2.2 | 1.9 | 1.3 | 2.8 | 1.1 | -1.1 | -2.2 | 1 | 0 | 5.2 | 4.6 | 7 | 5.3 | -4.4 | -6.1 | 9.4 | 7.2 | 4.4 | 3.9 | 12.4 | 2.3 | 17.2 | 15.4 | 5 | -3.3 | 4.4 | -4.5 | 13.3 | 12.8 | 9.6 | 9 | 2.8 | -2.2 | 3.3 | 0 | 1.7 | -2.8 | 5.6 | 2.2 | 0.9 | -1 | -20.4 | -26.7 | 7.6 | 4.9 | -13.9 | -17.8 | 1.1 | -6.7
-10 | -13 | -2.2 | -8.3 | -1.1 | -13.9 | -1.7 | -3.9 | -15 | -18.9 | 4.4 | 0 | 0 | 0 | 7.4 | 7 | 9.4 | 7.8 | 11.1 | 10 | 9.4 | 7.7 | 3.3 | -1 | -5.6 | -6.7 | -1.7 | -3.4 | 1 | -3 | 14.5 | 11.7 | 23.3 | 20.6 | 7.4 | 1.5 | 13.9 | 9.4 | 8.3 | 4.4 | 19.4 | 16.1 | -16.7 | -22.8 | 1.5 | -0.9 | 3.3 | 1.7 | -6.7 | -9.4 | -7.8 | -8.9 | -5.9 | -7.2 | 8.9 | 7.8 | 10 | 8.3 | -5 | -10 | -16 | -19 | -1.7 | -3.5 | -11.5 | -18 | -4.4 | -6.7 | -1.1 | -2.2 | -9.5 | -11.9 | -12.2 | -16.7 | -5.6 | -10.6 | -10 | -13.9 | 0.6 | -10.6 | -6.7 | -9.4 | 1.7 | 0.6 | -5 | -5 | 2.2 | -7.8 | -5 | -8.9 | 10.6 | 7.2 | 5.7 | -2.3 | -8.3 | -8.3 | 9.4 | 7.2 | 0.6 | -3.3 | 0.7 | -2.5 | 7.1 | -8.3 | 2.2 | -1.6 | -8.9 | -9.4 | 2.8 | 0.3 | -5 | -9.9 | -1.7 | -8.3 | -2.2 | -6.7 | -1.1 | -3.9 | -3 | -5 | 0 | -1.1 | 2 | 1.4 | 2.2 | 0.6 | -1.1 | -2.2 | 0 | 0 | 5.4 | 4.8 | 5.7 | 4.7 | -4.4 | -4.4 | 8.3 | 5 | 3.9 | 3.3 | 12.2 | 0.6 | 16.7 | 15 | 4.4 | -3.3 | 3.3 | -6.1 | 13.3 | 12.8 | 9.4 | 9.4 | 2.8 | -1.7 | 2.2 | 0 | 0.5 | -2.7 | 5 | 1.7 | 0.8 | -0.8 | -20.6 | -27.2 | 6.3 | 3.5 | -11.1 | -16.7 | 0.7 | -6.7
-9 | -12 | -2.2 | -7.2 | -0.9 | -12.7 | -2.1 | -3.9 | -15.5 | -18.8 | 3.9 | 0 | -1 | -2 | 7.8 | 7.2 | 8.9 | 7.8 | 11.1 | 10 | 9.4 | 7.8 | 2.2 | -1.1 | -5.6 | -6.7 | -1.7 | -3.5 | 1 | -3 | 13.9 | 11.7 | 23.3 | 20.6 | 7.2 | 1.7 | 13.9 | 9.4 | 9.4 | 5 | 19.4 | 16.7 | -16.7 | -22.2 | 1.3 | -1.4 | 3.3 | 1.1 | -7.2 | -9.4 | -8 | -8.8 | -7.2 | -8.9 | 8.9 | 7.5 | 9.8 | 8.3 | -5 | -10 | -17 | -21 | -1.7 | -3.3 | -12.2 | -18.9 | -2.8 | -5 | -1.1 | -1.7 | -10.6 | -12.8 | -11.8 | -15.5 | -6.1 | -10 | -10.7 | -13.7 | 1.1 | -9.4 | -7.2 | -9.5 | 1.5 | 0.5 | -4.4 | -4.4 | 1.7 | -6.7 | -6.1 | -9.4 | 10.6 | 7.8 | 5 | -2.8 | -8.3 | -8.9 | 9.6 | 7.4 | 1.1 | -3.3 | 1.1 | -2.8 | 6.7 | -10 | 1.7 | -2.2 | -8.9 | -10 | 2.8 | 0.6 | -5 | -10 | -1.1 | -7.2 | -1.7 | -7.2 | -1.8 | -4.3 | -2 | -4 | 0 | -1.7 | 2.2 | 1.7 | 1.7 | 0 | -1.1 | -2.2 | 0 | -1 | 5.6 | 5 | 4.4 | 3.9 | -3.9 | -3.9 | 7.8 | 3.3 | 3.9 | 3.3 | 11.7 | 0.8 | 17.2 | 15.6 | 3.9 | -3.3 | 2.6 | -6.5 | 13.9 | 12.8 | 8.9 | 8.9 | 2.8 | -1.7 | 2.2 | 0 | -0.6 | -2.8 | 3.9 | 1.1 | 0.6 | -1.1 | -20.2 | -26.5 | 5 | 2.2 | -9.4 | -16.1 | 0.4 | -7.8
-10 | -13 | -2.2 | -6.7 | -0.8 | -13.2 | -2.4 | -4 | -16.1 | -19.4 | 2.8 | -0.6 | -1 | -3 | 7.6 | 7.2 | 8.9 | 7.8 | 11.1 | 9.4 | 9 | 7.1 | 1.1 | -1.1 | -6.7 | -7.2 | -1.7 | -3.9 | 1 | -3 | 14.1 | 11.5 | 23.3 | 20.6 | 6.8 | 1.7 | 14.4 | 9.4 | 10 | 5.6 | 18.9 | 16.7 | -16.7 | -22.2 | 1.1 | -2.2 | 2.8 | 1.1 | -7.2 | -10 | -8.1 | -8.7 | -7.2 | -8.7 | 8.9 | 7 | 9.6 | 8.4 | -3.9 | -8.9 | -19 | -22 | -1.9 | -3.1 | -12.4 | -19 | -1.1 | -4.4 | -1.7 | -2.8 | -11.1 | -13 | -11.5 | -15.1 | -7.2 | -11.1 | -11.5 | -14 | 1.1 | -8.9 | -7.8 | -9.9 | 1.3 | 0.6 | -4.4 | -4.4 | 0.6 | -6.1 | -6.7 | -9.4 | 10 | 8.3 | 5.2 | -1.7 | -8.9 | -8.9 | 9.8 | 7.6 | 0.6 | -3.3 | 0 | -2.2 | 6.7 | -9 | 0 | -3.1 | -8.9 | -10 | 3 | 0.5 | -4.1 | -8.7 | -1.1 | -6.7 | -1.7 | -7.2 | -2.6 | -5.1 | -3 | -5 | 0.6 | -0.6 | 2.2 | 1.6 | 1.7 | 0.6 | -1.1 | -2.2 | -1 | -2 | 5.4 | 4.8 | 4 | 3.3 | -3.9 | -3.9 | 7.2 | 2.8 | 3.3 | 2.8 | 11.1 | 0.5 | 17.8 | 16.2 | 3.3 | -3.9 | 1.8 | -7.6 | 13.3 | 12.2 | 8.3 | 8.3 | 2.8 | -2.2 | 2.2 | 0.6 | -1.1 | -3.3 | 4.4 | 1.1 | 0.4 | -1.3 | -19.8 | -26.1 | 4.1 | 1.5 | -5.6 | -14.4 | 0 | -10
-10 | -13 | 0 | -5 | -0.6 | -15.6 | -2.8 | -4.4 | -15.5 | -18.4 | 1.1 | -0.6 | -1 | -1 | 7.4 | 7.3 | 9.4 | 7.8 | 10.6 | 9.4 | 8.7 | 6.7 | 1.7 | -1.1 | -5 | -5.6 | -1.5 | -3.7 | 1 | -3 | 14.2 | 11.2 | 23.3 | 20.6 | 6.5 | 1.6 | 13.9 | 9.4 | 7.8 | 4.4 | 18.9 | 16.1 | -16.7 | -22.8 | 0.9 | -2.5 | 2.2 | 0 | -6.7 | -10 | -8.3 | -8.9 | -7.2 | -8.7 | 8.9 | 6.7 | 9.4 | 8.3 | -3.9 | -8.3 | -20 | -23 | -2 | -3 | -12.6 | -20.3 | -2.2 | -6.7 | -1.7 | -2.8 | -11.7 | -13.6 | -11.1 | -15 | -7.8 | -10.6 | -12.2 | -14.4 | 1.7 | -8.3 | -8.3 | -10.6 | 1.1 | 0.6 | -4.4 | -4.4 | 1.7 | -6.7 | -6.7 | -9.4 | 10 | 9.4 | 5.4 | -1.3 | -10.6 | -10.6 | 10 | 7.8 | 0 | -3.3 | -1.1 | -2.5 | 6.7 | -9 | -1.6 | -4.7 | -8.9 | -9.4 | 3.1 | 0.5 | -3.1 | -7.8 | -0.6 | -6.1 | -0.6 | -6.7 | -3.3 | -6.1 | -2 | -3 | 1.1 | -0.6 | 2.2 | 1.6 | 1.7 | 0.6 | -1.1 | -2.2 | -4 | -6 | 5.2 | 4.6 | 3.7 | 2.8 | -3.3 | -3.3 | 7.2 | 2.8 | 3.3 | 2.8 | 10.6 | 0.6 | 18.3 | 16.7 | 2.8 | -3.3 | 1.1 | -10 | 12.8 | 12.2 | 7.8 | 7.8 | 2.8 | -2.2 | 2.2 | 0.6 | -1.7 | -4.3 | 3.9 | 1.1 | 0.2 | -1.9 | -19.4 | -26.7 | 3.1 | 0.6 | -5.6 | -16.1 | 0 | -7.3
-11 | -15 | 1.1 | -3.9 | -0.2 | -13 | -0.8 | -3.5 | -15 | -17.9 | 1.1 | -1.1 | -1 | -1 | 7.2 | 7.2 | 9.4 | 7.8 | 10.6 | 9.4 | 8.3 | 6.1 | 3.3 | -0.6 | -5.6 | -6.1 | -1.3 | -4 | 1 | -3 | 14.4 | 11.1 | 23.3 | 20.6 | 6.1 | 1.7 | 12.2 | 8.3 | 8.3 | 5 | 18.9 | 16.1 | -15.9 | -21.8 | 0.8 | -3.1 | 2.2 | 0 | -6.7 | -10 | -8.3 | -8.8 | -7.2 | -8.9 | 9.3 | 6.6 | 9.8 | 8.3 | -2.8 | -7.8 | -20 | -23 | -2.2 | -2.8 | -12.8 | -22.2 | -2.2 | -6.7 | -1.1 | -2.2 | -12.2 | -14.4 | -10.7 | -14.2 | -10 | -11.7 | -11.7 | -14.3 | 2.2 | -6.7 | -8.3 | -10.5 | 4.4 | 2.6 | -5.6 | -6.1 | 1.1 | -7.2 | -6.7 | -9.4 | 11.1 | 11.1 | 5.6 | -1.1 | -11.7 | -11.7 | 9.8 | 7.8 | -1.1 | -3.3 | -2.2 | -2.8 | 6.7 | -10.6 | -3.3 | -6.7 | -10 | -10.6 | 3.3 | 0.6 | -2.2 | -7.8 | 0 | -5.6 | -0.6 | -6.7 | -3.1 | -5.7 | -2 | -3 | 0.6 | 0 | 2.2 | 1.7 | 1.7 | 1.7 | -1.1 | -1.7 | -6 | -10 | 5 | 4.4 | 3.3 | 2.2 | -2.8 | -2.8 | 7.2 | 2.8 | 2.2 | 1.7 | 11 | 1 | 19.2 | 17.4 | 1.1 | -4.4 | 1.5 | -9.5 | 13.9 | 13.3 | 9.1 | 8.8 | 2.8 | -1.7 | 2.2 | 0.6 | -2.2 | -5.6 | 4.4 | 1.1 | 0 | -2.8 | -19.6 | -26.7 | 2.2 | 0 | -5 | -15.6 | 0 | -6.1
-12 | -15 | 0 | -2.8 | 0.2 | -12.3 | 1.3 | -2.8 | -14.4 | -17.8 | 3.3 | 0 | 0 | 0 | 8.5 | 6.3 | 10.6 | 8.9 | 11.7 | 10 | 9.1 | 6.7 | 5.6 | 0.6 | -3.9 | -5.6 | -1.1 | -4.4 | 2 | -3 | 15.7 | 11.7 | 23.9 | 20.6 | 7.2 | 1.5 | 13.3 | 9.4 | 8.9 | 5 | 18.9 | 16.1 | -15.2 | -21.7 | 0.6 | -4.4 | 2.2 | -1.1 | -7.2 | -10.6 | -8.3 | -8.8 | -6.8 | -8.4 | 9.6 | 6.3 | 10.2 | 8 | -1.7 | -6.7 | -21 | -25 | -2.6 | -4 | -13 | -21.7 | -3.3 | -7.2 | -0.6 | -1.7 | -10.7 | -12.8 | -10.4 | -13.7 | -8.9 | -11.1 | -11.1 | -14.4 | 2.8 | -4.4 | -8.3 | -11 | 7.8 | 4.4 | -6.1 | -6.1 | 2.2 | -7.2 | -6.7 | -7.8 | 11.7 | 11.1 | 8.4 | 1.1 | -11.7 | -11.7 | 9.6 | 7.7 | 1.7 | -2.2 | -1.8 | -3.3 | 8 | -9.2 | -2.9 | -6.7 | -7.8 | -8.3 | 4.2 | 1.2 | -1.7 | -5.9 | 0.6 | -5.6 | -0.6 | -6.7 | -3 | -5.8 | -3 | -6 | 1.7 | 0.6 | 2.6 | 1.7 | 1.7 | 1.1 | -1.1 | -1.7 | -7 | -12 | 5.6 | 4.7 | 7.9 | 5.2 | -2.2 | -2.2 | 7.2 | 2.2 | 2.8 | 1.7 | 11.3 | 1 | 20.2 | 18.2 | 7.2 | -3.3 | 1.8 | -10.7 | 15 | 13.9 | 10.4 | 9.7 | 2.8 | -1.1 | 3.9 | -1.1 | -3.9 | -7.2 | 4.4 | 1.1 | 0 | -2.5 | -19.8 | -27.7 | 1.8 | -0.3 | -3.3 | -15 | 0 | -5.6
-15 | -17 | 0 | -4.4 | 0.6 | -13.3 | 3.3 | -2.8 | -9.4 | -14.9 | 6.1 | 0 | 2 | 0 | 9.8 | 4.8 | 11.7 | 9.4 | 13.3 | 10.6 | 9.8 | 7.3 | 10.6 | 1.7 | -2.2 | -5 | 0.4 | -3.3 | 3 | -3 | 17 | 12.2 | 25 | 20.6 | 8.3 | 1.4 | 18.9 | 11.1 | 10.6 | 6.7 | 20.6 | 16.7 | -14.4 | -22.2 | 0.6 | -3.6 | 1.7 | -2.2 | -7.2 | -11.7 | -8.3 | -8.9 | -6.5 | -8.4 | 10 | 6.1 | 10.6 | 7.8 | -1.1 | -6.1 | -21 | -25 | -2.9 | -5.2 | -13.1 | -21.8 | -1.7 | -6.7 | -0.6 | -1.1 | -9.3 | -11.5 | -10 | -13.9 | -8.3 | -11.1 | -10.6 | -15 | 4.4 | -2.2 | -8.3 | -11.7 | 11.1 | 6.1 | -6.1 | -6.1 | 2.2 | -7.2 | -2.8 | -6.1 | 11.7 | 11.7 | 11.1 | 3.2 | -10.6 | -11.1 | 9.4 | 7.8 | 5.6 | -1.7 | -1.5 | -4.1 | 9.3 | -9.6 | -2.6 | -7.3 | -5 | -7.2 | 5.2 | 2 | -1.1 | -4.7 | 0.6 | -5 | 0 | -6.1 | -2.8 | -6.1 | -2 | -6 | 2.2 | 1.1 | 2.9 | 1.6 | 1.7 | 1.1 | -0.6 | -1.7 | -8 | -14 | 6.1 | 4.8 | 12.6 | 7.9 | -2.2 | -2.8 | 7.8 | 2.2 | 3.3 | 1.7 | 11.7 | 1.1 | 21.1 | 18.9 | 11.7 | -2.2 | 2.2 | -13.3 | 17.8 | 15.6 | 11.7 | 10.6 | 2.8 | -1.1 | 5 | -2.2 | -5.5 | -9.4 | 5.6 | 1.7 | 0 | -2.7 | -20 | -29.4 | 1.5 | -0.2 | -2.2 | -15 | 0.7 | -4
-15 | -17 | -1.1 | -6.1 | 1.9 | -11.3 | 5.3 | -2.2 | -4.4 | -13 | 9.4 | -1.1 | 6 | 1 | 11.1 | 2.8 | 12.8 | 8.9 | 15 | 12.2 | 10.6 | 7.8 | 12.8 | 1.7 | -0.6 | -6.7 | 1.8 | -2.6 | 6 | -5 | 18.3 | 12.8 | 25.6 | 20.6 | 9.4 | 1.1 | 20.6 | 10.6 | 12.8 | 7.8 | 23.9 | 17.8 | -13.1 | -20.5 | 0.6 | -3.6 | 1.7 | -2.8 | -6.7 | -12.2 | -7.6 | -8.6 | -6.1 | -8.3 | 11.3 | 6.5 | 12.1 | 8.4 | 0 | -5 | -21 | -24 | -3.3 | -7.2 | -13.3 | -23.3 | -0.6 | -7.8 | 0 | -1.7 | -7.8 | -10.6 | -9.1 | -12.5 | -4.4 | -9.4 | -8.7 | -13.7 | 5.6 | -2.2 | -6.5 | -10.7 | 13.5 | 5.9 | -5.6 | -5.6 | 3.9 | -6.7 | 0.6 | -6.7 | 12.2 | 12.2 | 13.9 | 5 | -8.3 | -8.9 | 8.5 | 6.8 | 9.4 | -1.1 | -1.1 | -5.6 | 10.6 | -11.1 | -2.2 | -8.9 | -1.1 | -6.1 | 6.1 | 2.8 | -0.6 | -3.9 | 1.1 | -4.4 | 0.6 | -6.1 | -0.9 | -4.6 | -1 | -6 | 4.4 | 2.8 | 3.3 | 1.7 | 2.2 | 2.2 | -0.6 | -1.7 | -9 | -15 | 6.7 | 5 | 17.2 | 10 | -0.6 | -1.7 | 7.8 | 1.7 | 3.3 | 1.7 | 13.7 | 1.7 | 20.2 | 17.4 | 16.7 | -4.4 | 3.7 | -11.7 | 18.3 | 15.6 | 15.9 | 12.1 | 2.2 | -0.6 | 6.1 | -2.2 | -7.2 | -12.2 | 6.7 | 2.8 | 0 | -3.3 | -18.9 | -27.7 | 1.1 | -0.6 | -1.1 | -14.4 | 1.5 | -3.1
-14 | -17 | 0.6 | -5 | 3.1 | -11 | 7.4 | -1.8 | 0.6 | -14.4 | 12.8 | -2.8 | 5 | 1 | 10.5 | 4.7 | 13.3 | 8.3 | 16.7 | 12.2 | 11.7 | 8.4 | 15.6 | 1.1 | 1.1 | -6.7 | 3.3 | -2.2 | 7 | -6 | 18.7 | 12.9 | 26.1 | 21.1 | 10.5 | 2.1 | 22.2 | 10.6 | 16.1 | 8.3 | 25 | 15.6 | -11.9 | -19.8 | 0.6 | -3.9 | 2.8 | -2.2 | -5.6 | -11.1 | -6.8 | -8.3 | -5.5 | -7.8 | 12.6 | 6.7 | 13.5 | 8.6 | 1.7 | -3.9 | -20 | -24 | -3.9 | -7.4 | -12.8 | -22.3 | 0.6 | -9.4 | 0 | -1.1 | -6.9 | -10.2 | -8.1 | -11.5 | -2.2 | -7.8 | -6.9 | -13 | 8.3 | -1.1 | -4.6 | -10.3 | 15.9 | 5.2 | -5.6 | -6.1 | 4.4 | -6.1 | 5 | -8.9 | 13.3 | 12.8 | 15.7 | 5.6 | -5.6 | -6.7 | 7.6 | 5.9 | 10.6 | -2.2 | -1.5 | -5.2 | 11.3 | -10.2 | -1.3 | -7.7 | 1.1 | -6.1 | 6.1 | 1.2 | 0 | -3.3 | 1.7 | -3.9 | 2.8 | -6.7 | 0.9 | -4 | -1 | -6 | 5.6 | 2.8 | 4.1 | 2.5 | 2.2 | 1.7 | 0 | -1.7 | -8 | -13 | 8.9 | 6 | 18.9 | 10.2 | 1.7 | -2.2 | 7.8 | 1.7 | 4.4 | 2.2 | 15.8 | 1.5 | 19.2 | 15.9 | 20 | -5 | 5.2 | -11.4 | 20.6 | 16.1 | 20.2 | 12.7 | 2.8 | 0 | 6.7 | -0.6 | -7.8 | -12.1 | 7.2 | 3.9 | 0.2 | -2.7 | -17.8 | -26.9 | 1.8 | -0.7 | 0.6 | -13.9 | 2.2 | -2.8
-13 | -16 | 0.6 | -5 | 4.4 | -12.2 | 9.4 | -2.2 | 2.4 | -13.1 | 14.4 | -2.8 | 6 | 1 | 10 | 6 | 12.8 | 10 | 17.8 | 12.2 | 12.8 | 9.1 | 17.2 | -1.1 | 2.8 | -6.1 | 4.4 | -1.8 | 8 | -8 | 19 | 12.8 | 26.7 | 21.1 | 11.7 | 3.5 | 23.9 | 10.6 | 18.3 | 8.3 | 26.1 | 14.4 | -10.6 | -20 | 1 | -3.1 | 3.3 | -1.7 | -5.6 | -11.1 | -6.1 | -8.3 | -5 | -7.6 | 13.9 | 6.7 | 15 | 8.9 | 2.2 | -3.9 | -20 | -25 | -4.4 | -8.2 | -12.2 | -22.2 | 1.1 | -10 | 0.6 | -1.1 | -5.9 | -10.1 | -7.2 | -11.1 | 0.6 | -8.3 | -5 | -13.3 | 9.4 | -0.6 | -2.8 | -11.1 | 18.3 | 3.9 | -6.1 | -6.1 | 7.2 | -5.6 | 6.7 | -11.1 | 13.9 | 13.3 | 17.6 | 6.5 | -3.3 | -5 | 6.7 | 5 | 12.8 | -3.3 | -1.8 | -5.4 | 12.1 | -10.3 | -0.3 | -7.4 | 3.3 | -6.1 | 6.1 | -0.2 | 0.5 | -3 | 2.8 | -3.3 | 5 | -4.4 | 2.8 | -3.9 | -2 | -7 | 8.3 | 3.3 | 4.8 | 3.1 | 1.1 | 0.6 | 0.6 | -1.7 | -8 | -13 | 11.1 | 6.7 | 20.5 | 10.3 | 3.3 | -5 | 9.4 | 2.2 | 5 | 2.2 | 17.8 | 1.1 | 18.3 | 14.4 | 22.2 | -5.6 | 6.7 | -13.3 | 21.7 | 16.1 | 24.4 | 12.2 | 2.8 | 1.1 | 7.8 | 1.1 | -8.3 | -12.8 | 8.3 | 3.9 | 0.4 | -2.5 | -16.7 | -27.2 | 2.6 | -1.1 | 1.7 | -16.1 | 5.2 | -2.7
-12 | -16 | 4.4 | -8.3 | 5.2 | -11.4 | 9.8 | -2.2 | 4.3 | -13.4 | 15 | -1.7 | 7 | 1 | 9.4 | 7.2 | 12.8 | 10 | 18.3 | 12.8 | 13.9 | 9.4 | 17.8 | -0.6 | 3.3 | -5 | 5.6 | -1.6 | 10 | -7 | 19.4 | 12.8 | 25.6 | 20.6 | 12.8 | 4.4 | 24.4 | 10.6 | 18.9 | 8.3 | 26.7 | 12.8 | -9.7 | -18.2 | 1.3 | -2.6 | 3.9 | -2.8 | -5 | -10.6 | -4.8 | -7.4 | -4.4 | -7.8 | 14.5 | 7.1 | 15.4 | 9.1 | 2.8 | -2.8 | -20 | -23 | -5 | -9.4 | -11.7 | -23.3 | 1.1 | -9.4 | 0.6 | -1.1 | -5 | -11.1 | -6.7 | -10.6 | 3.9 | -6.7 | -3.1 | -11.8 | 10.6 | 0 | -1.5 | -10 | 19.1 | 4.1 | -6.1 | -6.7 | 5.6 | -6.1 | 8.3 | -8.9 | 14.4 | 13.9 | 19.4 | 6.7 | -1.1 | -2.8 | 6.3 | 4.6 | 15 | -3.3 | -2.2 | -6.1 | 12.8 | -12.8 | 0.6 | -8.3 | 4.4 | -6.1 | 6.1 | -2.2 | 1.1 | -3.3 | 2.8 | -3.3 | 6.1 | -5 | 4.6 | -2.8 | -1 | -6 | 9.4 | 2.8 | 5.6 | 3.9 | 0.6 | 0 | 0.6 | -1.1 | -8 | -12 | 13.3 | 7.2 | 22.2 | 10 | 3.9 | -5 | 10 | 2.2 | 6.1 | 2.8 | 18.2 | 1.2 | 17.9 | 13.4 | 23.3 | -5 | 7.4 | -11 | 22.2 | 15.6 | 26.6 | 11.9 | 4.4 | 0.6 | 6.7 | 2.2 | -8.9 | -13.9 | 7.8 | 3.9 | 0.6 | -2.8 | -15.6 | -25.6 | 3.3 | -1.7 | 2.2 | -12.8 | 8.1 | -4.4
-11 | -14 | 3.9 | -5.6 | 5.9 | -11.7 | 10.2 | -2.2 | 6.1 | -16.7 | 16.7 | -2.8 | 7 | 2 | 10.2 | 6.7 | 12.8 | 11.7 | 16.7 | 12.2 | 13.7 | 9.2 | 17.8 | 0.6 | 3.3 | -4.4 | 6.7 | -1.7 | 11 | -7 | 18.7 | 12.9 | 26.1 | 20 | 13.3 | 4.2 | 24.4 | 10 | 19.4 | 8.3 | 26.1 | 13.9 | -8.7 | -17.5 | 1.7 | -2.8 | 4.4 | -4.4 | -4.4 | -10 | -3.5 | -6.7 | -3.9 | -7.9 | 15 | 7.6 | 15.7 | 9.4 | 3.3 | -2.8 | -20 | -24 | -5.9 | -9.8 | -11.1 | -21.5 | 1.7 | -8.9 | 0.6 | -1.1 | -5.2 | -10.3 | -6.1 | -10.5 | 2.8 | -6.7 | -1.3 | -11.1 | 12.8 | 0.6 | -0.2 | -10.1 | 19.8 | 4.7 | -6.7 | -7.2 | 5.6 | -6.1 | 9.4 | -8.3 | 15 | 13.3 | 19.6 | 6.7 | 0.6 | -1.7 | 6 | 4.3 | 16.1 | -3.3 | -2.9 | -6.3 | 13.3 | -12.2 | -0.3 | -6.7 | 4.4 | -6.1 | 6.1 | -2.2 | 1.1 | -2.3 | 3.3 | -3.3 | 7.8 | -4.4 | 6.5 | -2.6 | -1 | -5 | 11.1 | 1.1 | 6.1 | 4.6 | 0.6 | -0.6 | 0.6 | -0.6 | -8 | -13 | 14.1 | 5.2 | 22.2 | 10.4 | 5 | -5 | 11.1 | 2.2 | 7.2 | 2.8 | 18.5 | 1.5 | 17.6 | 12.7 | 23.9 | -4.4 | 8.2 | -10.9 | 23.9 | 15.6 | 28.9 | 11.5 | 4.4 | 0.6 | 5 | 3.9 | -9.1 | -14.2 | 9.4 | 2.8 | 1 | -2 | -14.4 | -25.3 | 2.8 | -1.5 | 2.8 | -12.2 | 11.1 | -8.9
-10 | -14 | 2.8 | 1.1 | 6.7 | -14.4 | 10.6 | -2.8 | 5.4 | -12.6 | 17.2 | -4.4 | 6 | 2 | 10.9 | 5.9 | 13.3 | 7.8 | 17.8 | 12.2 | 13.5 | 8.8 | 16.1 | 3.3 | 4.4 | -4.4 | 6.9 | -1.1 | 11 | -7 | 17.9 | 12.8 | 27.2 | 20.6 | 13.9 | 4.2 | 25 | 10 | 20 | 8.3 | 27.2 | 13.3 | -7.8 | -17.8 | 2.2 | -2.9 | 5 | -4.4 | -3.3 | -9.4 | -2.2 | -6.7 | -3.3 | -8.3 | 15.6 | 7.8 | 16.1 | 9.4 | 2.8 | -2.2 | -20 | -23 | -6.9 | -10.8 | -10.6 | -20.8 | 1.7 | -8.9 | 0.6 | 0 | -5.4 | -10.5 | -5.6 | -11.1 | 2.8 | -6.7 | 0.6 | -12.2 | 13.3 | 0.6 | 1.1 | -11.7 | 20.6 | 5 | -7.2 | -7.8 | 5.6 | -5.6 | 10.6 | -7.8 | 15 | 13.3 | 19.8 | 6.6 | 1.1 | -1.1 | 5.6 | 3.9 | 17.2 | -3.3 | -3.7 | -7.1 | 13.9 | -13.4 | -1.3 | -6.7 | 5 | -7.8 | 6.1 | -2.9 | 1.1 | -1.9 | 3.3 | -3.3 | 8.3 | -3.9 | 8.3 | -2.8 | -1 | -5 | 10.6 | 2.8 | 6.7 | 5.5 | 0 | -1.1 | 0.6 | -1.1 | -8 | -13 | 14.8 | 2.7 | 22.2 | 10.4 | 3.9 | -5 | 12.2 | 2.2 | 7.8 | 2.8 | 18.9 | 1.1 | 17.2 | 11.7 | 25 | -3.3 | 8.9 | -11.7 | 25 | 15.6 | 31.1 | 10 | 3.9 | 1.1 | 4.4 | 4.4 | -9.2 | -14.9 | 8.9 | 4.4 | 1.3 | -1.7 | -13.3 | -26.1 | 2.2 | -1.7 | 2.8 | -11.7 | 10.4 | -7.4
-9 | -13 | 3.3 | -3.3 | 5.8 | -12.8 | 9.3 | -1.8 | 4.6 | -10.6 | 17.8 | -4.4 | 7 | 2 | 11.7 | 5 | 12.8 | 7.2 | 18.3 | 7.2 | 13.3 | 8.3 | 15.6 | 4.4 | 3.3 | -4.4 | 7 | -0.8 | 11 | -7 | 17.2 | 12.8 | 26.7 | 20 | 14.4 | 3.9 | 25.6 | 10 | 20 | 8.3 | 25.6 | 15 | -8.3 | -17.3 | 2.8 | -3.5 | 3.3 | -6.1 | -3.3 | -10.6 | -2.4 | -6.1 | -2.8 | -10 | 15.2 | 8.5 | 15 | 9.2 | 2.2 | -2.8 | -19 | -23 | -7.8 | -12.2 | -10 | -21.1 | 1.7 | -9.4 | 0.6 | -0.6 | -5.6 | -11.1 | -5.2 | -10.5 | 3.3 | -6.1 | 0.6 | -10.2 | 14.4 | 1.1 | 0.4 | -9.8 | 18.9 | 6.1 | -7.2 | -7.8 | 6.7 | -5.6 | 10.6 | -8.3 | 15 | 12.8 | 20 | 6.1 | 1.1 | -0.6 | 4.5 | 2.5 | 16.1 | -3.3 | -4.4 | -8.3 | 14.4 | -17.2 | -2.2 | -7.2 | 4.4 | -7.2 | 6.1 | -3.9 | 1.1 | -1.7 | 3.9 | -3.3 | 8.9 | -5 | 7.9 | -2.4 | -1 | -5 | 12.2 | 3.3 | 7.2 | 6.1 | 0 | -1.1 | 0.6 | -1.1 | -9 | -15 | 15.6 | -1.1 | 22.2 | 10.6 | 3.9 | -3.9 | 12.8 | 1.1 | 8.3 | 2.8 | 18.3 | 1.3 | 16.8 | 11.3 | 24.4 | -3.9 | 8.9 | -9.9 | 25.6 | 15.6 | 30.2 | 8 | 1.7 | -0.6 | 4.4 | 4.4 | -9.4 | -16.7 | 8.9 | 4.4 | 1.7 | -1.7 | -14.6 | -25.2 | 1.7 | -2.2 | 2.8 | -11.7 | 9.6 | -7.5
-9 | -13 | 2.2 | -4.4 | 4.8 | -12.6 | 8 | -1.1 | 3.9 | -10.6 | 17.8 | -5.6 | 6 | 3 | 10.6 | 5 | 12.8 | 6.7 | 17.8 | 6.7 | 12.4 | 8.1 | 13.9 | 5.6 | 1.1 | -5 | 7.2 | -0.6 | 11 | -6 | 16.3 | 12.9 | 25.6 | 20 | 12.4 | 4.4 | 25 | 10 | 19.4 | 7.2 | 24.4 | 16.1 | -8.9 | -18.1 | 3.3 | -5 | 2.8 | -6.7 | -2.8 | -11.1 | -2.6 | -6.1 | -3.3 | -9.8 | 14.8 | 9 | 13.9 | 9 | 2.2 | -2.8 | -19 | -23 | -9.3 | -13 | -10.6 | -20.2 | 1.1 | -9.4 | 0.6 | -0.6 | -6 | -10.4 | -4.8 | -10.3 | 2.2 | -6.1 | 0.6 | -9.9 | 13.3 | 1.1 | -0.4 | -9.7 | 17.3 | 6.5 | -7.2 | -8.3 | 5.6 | -5 | 10 | -8.9 | 14.4 | 13.3 | 18.9 | 7.4 | 1.1 | -0.6 | 3.3 | 0.8 | 14.4 | -2.2 | -5 | -8 | 13.1 | -14 | -2.4 | -7.6 | 3.9 | -6.1 | 4.6 | -4.6 | 1.1 | -1.4 | 3.9 | -3.3 | 7.8 | -5 | 7.6 | -2.4 | -1 | -5 | 7.2 | 2.8 | 7.4 | 6.2 | -0.6 | -1.7 | -1.1 | -2.8 | -10 | -15 | 13.7 | 0 | 21.3 | 11.1 | 3.3 | -4.4 | 13.3 | 0.6 | 7.2 | 2.8 | 17.8 | 1.7 | 16.5 | 11 | 24.4 | -3.3 | 8.9 | -9.9 | 25 | 15.6 | 29.2 | 6 | 1.1 | -0.6 | 4.4 | 4.4 | -10.7 | -17 | 9.4 | 3.9 | 1.1 | -1.9 | -15.9 | -25.9 | 1.5 | -2 | 0.6 | -8.3 | 8.9 | -8.3
-10 | -15 | 1.7 | -3.3 | 3.9 | -14.4 | 6.7 | -1.1 | 1.7 | -10.2 | 16.7 | -5.6 | 4 | 3 | 9.4 | 4.8 | 12.2 | 6.1 | 14.4 | 3.3 | 11.5 | 7.6 | 11.7 | 5.6 | 0.6 | -5.6 | 5 | 0.2 | 9 | -5 | 15.3 | 12.8 | 25.6 | 20.6 | 10.3 | 4.7 | 23.9 | 10 | 18.3 | 6.7 | 23.9 | 16.1 | -9.4 | -20 | 2.9 | -4.4 | 1.1 | -7.8 | -3.3 | -11.7 | -2.8 | -6.7 | -3.9 | -10.6 | 14.4 | 9.4 | 12.8 | 8.3 | 2.8 | -2.8 | -20 | -25 | -10.7 | -14.3 | -11.1 | -20.5 | -0.6 | -9.4 | 0.6 | -0.6 | -6.3 | -10.2 | -4.4 | -11.1 | 0 | -6.1 | 0.6 | -10.6 | 12.2 | 1.1 | -1.1 | -10.6 | 15.6 | 6.7 | -8.3 | -8.9 | 3.9 | -4.4 | 7.2 | -8.9 | 13.9 | 13.3 | 17.8 | 7.9 | 1.1 | -0.6 | 2.2 | -0.6 | 13.3 | -2.2 | -5.5 | -8.2 | 11.9 | -14 | -2.6 | -8.5 | 3.3 | -5 | 3.2 | -5.5 | 1.1 | -1.4 | 3.3 | -3.3 | 7.2 | -4.4 | 7.2 | -2.8 | -2 | -6 | 6.1 | 2.8 | 7.6 | 6.1 | -0.6 | -1.7 | -1.7 | -3.9 | -11 | -16 | 11.9 | 0.9 | 20.3 | 11 | 2.8 | -3.9 | 13.3 | 0 | 5.6 | 2.8 | 17.2 | 1.7 | 16.1 | 10.6 | 22.2 | -5 | 8.9 | -10.6 | 23.9 | 15.6 | 28.3 | 3.9 | 1.1 | -1.1 | 4.4 | 4.4 | -12 | -18.5 | 8.9 | 5 | 0.6 | -2.3 | -17.2 | -27.2 | 1.3 | -2.2 | 0 | -11.1 | 8.2 | -7
-10 | -13 | 1.7 | -3.9 | 3.3 | -12.4 | 6.3 | -0.8 | -0.6 | -11.2 | 15.6 | -5 | 4 | 3 | 8.3 | 4.4 | 12.2 | -1.1 | 12.8 | 1.1 | 10.6 | 7.2 | 9.4 | 5.6 | -1.1 | -5 | 2.8 | 0.2 | 8 | -6 | 14.4 | 12.8 | 25 | 20.6 | 8.3 | 4.4 | 18.9 | 10.6 | 16.7 | 7.2 | 22.2 | 16.1 | -10.5 | -19.6 | 2.6 | -4.3 | 0 | -8.3 | -5 | -11.7 | -3.3 | -6.4 | -4.4 | -12.2 | 13.1 | 9.6 | 12.6 | 8.7 | 2.8 | -2.8 | -21 | -25 | -12.2 | -16.1 | -11.7 | -21.7 | -0.6 | -8.9 | 0.6 | -0.6 | -6.7 | -10.6 | -5 | -10.7 | 1.1 | -6.1 | -0.2 | -8.8 | 11.7 | 1.1 | -1.8 | -8.6 | 13.4 | 6.3 | -8.9 | -10 | 3.3 | -4.4 | 5 | -10.6 | 15.6 | 14.4 | 16.7 | 8.3 | 1.1 | -0.6 | 1.7 | -1.1 | 12.8 | -2.2 | -6.1 | -8.9 | 10.6 | -15 | -2.8 | -10.6 | 3.9 | -4.4 | 1.7 | -7.8 | 1.1 | -1.7 | 3.3 | -3.3 | 5.6 | -4.4 | 5.9 | -2.6 | -3 | -7 | 5.6 | 2.8 | 7.8 | 6.1 | -0.6 | -1.7 | -1.7 | -3.9 | -12 | -17 | 10 | 1.1 | 19.4 | 11.1 | 1.1 | -5 | 11.1 | 0 | 3.3 | 1.7 | 15.2 | 1.7 | 15.5 | 10.1 | 17.8 | -5.6 | 7.6 | -9.1 | 21.7 | 16.1 | 24.2 | 7 | 0.6 | -1.1 | 4.4 | 4.4 | -13.3 | -20.6 | 8.3 | 5 | 0 | -3.3 | -18.7 | -26.9 | 1.1 | -2.8 | -0.6 | -11.7 | 7.4 | -7.3
-10 | -13 | 0.6 | -4.4 | 2.8 | -12.4 | 6 | -0.4 | -2.8 | -13.9 | 14.4 | -3.3 | 2 | 1 | 7.6 | 4.4 | 12.2 | -3.3 | 11.1 | 0.6 | 10.2 | 7.1 | 7.2 | 4.4 | -0.6 | -6.7 | 0.6 | 0 | 8 | -6 | 14.2 | 12.8 | 24.4 | 21.7 | 6.8 | 4 | 18.3 | 11.1 | 16.1 | 7.2 | 20 | 15.6 | -11.7 | -20.5 | 2.2 | -5 | -1.1 | -7.8 | -5 | -11.1 | -3.9 | -6.6 | -4.6 | -11.4 | 11.9 | 9.7 | 12.4 | 8.7 | 1.7 | -2.8 | -21 | -25 | -13.1 | -16.8 | -12.1 | -22.4 | -2.2 | -9.4 | 0.6 | -0.6 | -7.1 | -10.8 | -5.5 | -11.1 | -0.6 | -5.6 | -0.9 | -8.3 | 11.1 | 1.7 | -2.6 | -8.2 | 11.1 | 5.4 | -9.4 | -10.6 | 4.4 | -3.9 | 3.3 | -10.6 | 16.1 | 15 | 16.3 | 8.3 | 1.1 | -0.6 | 1.1 | -1.7 | 12.2 | -2.8 | -6.8 | -9.3 | 10.4 | -12.8 | -3.2 | -10.1 | 3.3 | -4.4 | 0.6 | -7.9 | 1.3 | -1.4 | 2.8 | -3.3 | 3.9 | -5 | 4.6 | -2.6 | -5 | -7 | 5 | 2.8 | 8.5 | 6.3 | -0.6 | -1.1 | -2.8 | -5 | -13 | -19 | 8.3 | 1.7 | 18.9 | 11.7 | -0.6 | -5 | 8.9 | 0.6 | 2.8 | 1.7 | 13.1 | 1.4 | 15 | 9.6 | 16.7 | -4.4 | 6.3 | -8.9 | 19.4 | 16.1 | 20.2 | 7.6 | 0.6 | -1.7 | 3.9 | 3.9 | -14.1 | -19.9 | 8.3 | 5 | 0.2 | -2.7 | -20.2 | -27.6 | 0.4 | -2.8 | -1.7 | -11.7 | 6.7 | -8.3
-9 | -13 | 0.6 | -5 | 2.2 | -13.9 | 5.6 | -0.6 | -3.9 | -12.3 | 11.1 | -1.1 | 2 | 1 | 6.8 | 4.1 | 12.2 | -3.9 | 10 | 1.7 | 9.8 | 6.9 | 6.7 | 4.4 | -0.6 | -7.2 | 0.8 | 0 | 6 | -5 | 14.1 | 12.9 | 23.9 | 21.1 | 5.4 | 3.6 | 18.3 | 11.1 | 16.1 | 7.2 | 20 | 15 | -12.8 | -22.2 | 2.2 | -4.4 | -1.1 | -6.7 | -6.7 | -11.1 | -4.4 | -7.2 | -4.8 | -11.6 | 10.6 | 9.4 | 12.2 | 8.9 | 0.6 | -3.3 | -21 | -26 | -14.1 | -18.2 | -12.4 | -23.8 | -2.8 | -9.4 | 0.6 | -0.6 | -7.4 | -11.4 | -6.1 | -12.2 | -0.6 | -5 | -1.7 | -8.9 | 9.4 | 1.7 | -3.3 | -8.3 | 8.9 | 4.4 | -10.6 | -11.1 | 3.9 | -0.6 | 1.1 | -10.6 | 15.6 | 14.4 | 16 | 8.5 | 1.1 | -0.6 | 0.6 | -2.8 | 10.6 | -3.9 | -7.6 | -10.4 | 10.2 | -12.3 | -3.5 | -10.4 | 1.7 | -0.6 | -0.6 | -9.2 | 1.5 | -1.4 | 1.7 | -5 | 1.7 | -6.1 | 3.3 | -3.3 | -5 | -8 | 5.6 | 2.8 | 9.3 | 6.4 | 0.6 | -2.2 | -3.3 | -5.6 | -14 | -20 | 6.7 | 2.2 | 18.3 | 11.9 | 0 | -5.6 | 6.7 | 1.7 | 2.8 | 1.1 | 11.1 | 1.1 | 14.4 | 8.9 | 13.3 | -5.6 | 5 | -10 | 17.8 | 15.6 | 16.1 | 7.2 | 0.6 | -2.2 | 3.9 | 3.9 | -14.8 | -20.2 | 8.3 | 5.6 | 0.4 | -2.5 | -21.7 | -28.9 | -0.4 | -3.5 | -1.1 | -11.7 | 5 | -5.3
-7 | -12 | 0.6 | -3.9 | 1.7 | -11.8 | 4.7 | -0.4 | -5 | -12.4 | 10 | -0.6 | 1 | 0 | 6.1 | 3.9 | 11.7 | -6.1 | 10 | 0.6 | 9.4 | 6.7 | 6.1 | 3.3 | -1.7 | -9.4 | 0.9 | -0.3 | 6 | -5 | 13.9 | 12.8 | 23.9 | 21.1 | 3.9 | 2.8 | 18.3 | 11.1 | 15.6 | 7.2 | 19.4 | 14.4 | -13.7 | -21.5 | 2.2 | -4.4 | -1.7 | -6.7 | -7.2 | -11.7 | -4.4 | -7 | -5 | -12.8 | 10.2 | 9.2 | 11.7 | 8.6 | -0.6 | -3.9 | -21 | -25 | -15 | -20 | -12.8 | -27.2 | -3.3 | -9.4 | 0.6 | -0.6 | -7.8 | -12.8 | -6.7 | -12.3 | -0.6 | -5 | -2.8 | -8.4 | 9.4 | 1.7 | -3.5 | -7.8 | 8.3 | 4 | -11.7 | -12.8 | 3.3 | -0.6 | 1.7 | -10 | 15.6 | 13.3 | 15.6 | 8.3 | 0.6 | -0.6 | 0.6 | -2.5 | 8.3 | -2.8 | -8.3 | -11.7 | 10 | -13.3 | -3.9 | -11.7 | 1.1 | 0 | -1.7 | -11.7 | 1.7 | -1.7 | 1.1 | -6.7 | 1.1 | -6.1 | 2.4 | -3.3 | -6 | -9 | 4.4 | 2.8 | 10 | 6.7 | 0 | -5 | -2.8 | -6.7 | -15 | -21 | 5 | 2.2 | 17.8 | 12.2 | -1.1 | -6.1 | 5.6 | 1.1 | 2.2 | 1.1 | 11.1 | 1.3 | 14.2 | 8.2 | 12.2 | -5.6 | 4.3 | -8.4 | 17.2 | 15.6 | 14.6 | 7.4 | 0.6 | -1.1 | 3.9 | 3.9 | -15.6 | -21.1 | 8.3 | 5.6 | 0.6 | -2.8 | -21.9 | -28.4 | -1.1 | -4.4 | -2.2 | -11.1 | 3.4 | -4
-10 | -12 | 0 | -3.3 | 1.1 | -11.9 | 3.7 | -0.8 | -6.1 | -13.3 | 7.2 | 0 | 2 | 2 | 5.2 | 3.5 | 10.6 | -5.6 | 10 | 0 | 9.2 | 6.3 | 5.6 | 2.9 | -1.7 | -7.8 | 1.1 | -0.6 | 5 | -7 | 14.1 | 13.2 | 23.9 | 21.1 | 3.7 | 2.5 | 18.9 | 11.7 | 15.6 | 7.2 | 19.4 | 12.8 | -14.7 | -21.8 | 2.2 | -5 | -0.6 | -6.1 | -8.3 | -12.2 | -4.4 | -7.1 | -5.6 | -11.8 | 9.8 | 8.8 | 11.1 | 8.2 | 0 | -3.9 | -22 | -27 | -15.9 | -20.4 | -14.1 | -26.6 | -3.3 | -10 | 0 | 0 | -8.5 | -12.7 | -7.2 | -12.9 | -1.7 | -5.6 | -3.9 | -8.9 | 8.9 | 2.2 | -3.7 | -8 | 7.8 | 3.5 | -12.8 | -13.9 | 3.3 | 0 | -2.2 | -9.4 | 15.6 | 15 | 15.6 | 9.1 | 0.6 | -0.6 | 0.6 | -2.8 | 8.9 | -4.4 | -8.1 | -10.5 | 9.8 | -12 | -3.5 | -10.4 | 0.6 | 0 | -2.6 | -11.3 | 1.7 | -1.4 | 0 | -7.2 | 0 | -6.1 | 1.5 | -3.5 | -7 | -9 | 4.4 | 2.8 | 9.8 | 6.5 | -0.6 | -4.4 | -3.3 | -6.7 | -15 | -21 | 4.6 | 2.1 | 17.4 | 12.1 | -0.6 | -5.6 | 6.1 | 1.1 | 1.7 | 1.1 | 11.1 | 1.6 | 14.1 | 7.7 | 7.8 | -6.1 | 3.5 | -8.4 | 16.1 | 15.6 | 13.2 | 7.5 | 0.6 | -1.7 | 3.9 | 3.9 | -16.3 | -20.9 | 8.3 | 5.6 | 0.6 | -2.2 | -22 | -28.5 | -0.9 | -3.9 | -1.7 | -11.7 | 1.7 | -3.9
-7 | -11 | 0 | -2.2 | 0.6 | -13.3 | 2.8 | -1.1 | -5.5 | -12.1 | 7.8 | -0.6 | 2 | 1 | 4.2 | 3.2 | 10.6 | -5.6 | 8.9 | 1.1 | 9.1 | 6 | 4.4 | 2 | -2.8 | -7.2 | 0.7 | -0.8 | 4 | -4 | 14.2 | 13.6 | 23.9 | 21.1 | 3.5 | 2 | 18.9 | 12.2 | 15.6 | 8.3 | 18.9 | 12.2 | -15.6 | -22.8 | 2.4 | -4.4 | -0.6 | -5.6 | -8.3 | -11.7 | -4.4 | -7.8 | -6.1 | -11.5 | 9.4 | 8.3 | 10.6 | 7.8 | 0 | -4.4 | -23 | -27 | -16.9 | -20.9 | -15.4 | -27.8 | -3.3 | -9.4 | 0 | 0 | -9.3 | -13.4 | -7.8 | -14.4 | -2.2 | -5.6 | -5 | -10 | 8.9 | 2.8 | -3.9 | -8.9 | 7.2 | 2.8 | -13.3 | -15 | 2.8 | -0.6 | -3.3 | -9.4 | 15 | 14.4 | 15.6 | 9.5 | 0.6 | -0.6 | 0.6 | -3.3 | 8.3 | -6.1 | -8 | -10 | 9.6 | -12.7 | -3.2 | -10.1 | 0.6 | -0.6 | -3.5 | -12.4 | 1.7 | -1.4 | 0 | -7.2 | 0.6 | -5 | 0.6 | -4.4 | -7 | -10 | 5 | 2.8 | 9.6 | 6.7 | -0.6 | -5.6 | -3.9 | -6.7 | -16 | -22 | 4.3 | 2.3 | 17.1 | 12 | -0.6 | -5.6 | 3.9 | 1.1 | 1.7 | 1.1 | 11.1 | 1.7 | 13.9 | 6.7 | 7.8 | -5.6 | 2.8 | -9.4 | 15.6 | 15 | 11.7 | 7.2 | 0 | -2.2 | 3.3 | 3.3 | -17.1 | -21.5 | 8.3 | 5.6 | 0.6 | -2 | -22.2 | -29.4 | -0.8 | -3.8 | -2.2 | -9.4 | 1.1 | -3.5
-1 | -6 | 0.6 | -2.2 | 0 | -11.3 | 2.8 | -0.7 | -5 | -12 | 5.6 | 0.6 | 0 | -1 | 3.3 | 2.8 | 10 | -5 | 9.4 | 0 | 8.9 | 5.6 | 3.3 | 2.2 | -2.2 | -6.7 | 0.4 | -1.1 | 4 | -2 | 14.4 | 13.9 | 23.3 | 20.6 | 3.3 | 1.7 | 17.8 | 12.8 | 15.6 | 9.4 | 18.3 | 12.2 | -16.1 | -22.2 | 2.6 | -4.3 | -1.1 | -5.6 | -7.8 | -12.8 | -4.4 | -7.3 | -6.7 | -12.2 | 9.4 | 8.5 | 10 | 7.8 | -0.6 | -3.9 | -22 | -26 | -17.8 | -22.2 | -16.7 | -30 | -3.3 | -8.3 | 0 | -0.6 | -10 | -14.4 | -8 | -13.9 | -2.8 | -5.6 | -6.5 | -10.2 | 7.8 | 2.8 | -5.6 | -9.7 | 5.9 | 2.2 | -14.4 | -15.6 | 3.3 | -1.7 | -3.3 | -8.3 | 14.4 | 13.9 | 15.6 | 10 | 1.1 | 0 | 0.4 | -3.3 | 7.8 | -6.7 | -7.8 | -9.4 | 9.4 | -14.4 | -2.8 | -10.6 | 1.1 | 0 | -4.4 | -14.4 | 1.7 | -1.7 | -0.6 | -7.2 | -0.6 | -6.7 | -0.2 | -4.1 | -7 | -10 | 4.4 | 2.8 | 9.4 | 6.7 | -2.2 | -5 | -2.8 | -5 | -16 | -22 | 3.9 | 2.2 | 16.7 | 11.7 | -2.2 | -7.2 | 3.3 | 0.6 | 0.6 | 0 | 10.4 | 2 | 13.9 | 6.3 | 6.7 | -5 | 2.1 | -7.6 | 13.9 | 13.3 | 11.1 | 7.1 | 0 | -2.2 | 3.3 | 3.3 | -17.8 | -22.2 | 7.8 | 5.6 | 0.6 | -2.2 | -22.9 | -29 | -0.6 | -3.9 | -2.8 | -9.4 | 0.6 | -3.7
0 | -3 | 0.6 | -1.1 | -0.5 | -11.1 | 2.8 | -0.6 | -4.4 | -12.8 | 5.6 | 0.6 | 1 | 0 | 2.8 | 2.2 | 10 | -5.6 | 7.8 | 0 | 8.7 | 5.5 | 2.8 | 1.7 | -2.8 | -3.9 | 0 | -1.7 | 3 | -2 | 14 | 13.6 | 23.9 | 20.6 | 2.8 | 1 | 17.2 | 12.2 | 13.3 | 10.6 | 18.3 | 12.2 | -16.7 | -22.6 | 2.8 | -5 | -1.1 | -5 | -8.3 | -13.3 | -4.4 | -7.3 | -7.2 | -11.6 | 9.4 | 8.7 | 9.5 | 8 | -2.8 | -6.1 | -22 | -28 | -18.3 | -22.6 | -18 | -29.2 | -4.4 | -8.9 | 0 | -0.6 | -10.4 | -14 | -8.1 | -14 | -3.9 | -6.7 | -7.9 | -11.3 | 6.1 | 2.2 | -7.2 | -11.2 | 4.6 | 1.3 | -15.6 | -17.2 | 2.8 | -1.1 | -3.9 | -8.9 | 13.9 | 13.9 | 15 | 10.2 | 1.7 | -0.6 | 0.2 | -3.6 | 6.1 | -3.9 | -7.4 | -8.9 | 8.9 | -12.6 | -2.8 | -9.3 | 1.1 | -0.6 | -5 | -13.1 | 2.1 | -1.3 | 1.1 | -6.7 | 0.6 | -5.6 | -0.9 | -4.3 | -8 | -11 | 4.4 | 2.8 | 9.4 | 6.5 | -2.8 | -6.7 | -2.8 | -5 | -16 | -21 | 3.5 | 1.7 | 16.3 | 11.7 | -3.9 | -6.1 | 1.7 | -0.6 | -1.1 | -1.7 | 9.6 | 2.2 | 13.9 | 6.1 | 5.6 | -5 | 1.3 | -7.1 | 15 | 15 | 10.6 | 7 | 0.6 | -2.2 | 3.9 | 3.9 | -18.3 | -22.2 | 7.8 | 5 | 0.6 | -1.9 | -23.7 | -29.6 | -1.1 | -3.8 | -2.8 | -9.4 | 0 | -4.4
-3 | -7 | 0.6 | -2.8 | -1.1 | -12.2 | 2.8 | -0.6 | -4.2 | -11.5 | 5 | 0.6 | 1 | 0 | 2.2 | 1.6 | 9.4 | -5.6 | 7.2 | 0.6 | 8.5 | 5.3 | 4.4 | 1.3 | -2.8 | -3.9 | -0.2 | -2 | 3 | -2 | 13.7 | 13.3 | 23.3 | 20 | 2.2 | 0.1 | 16.1 | 12.2 | 12.8 | 10.6 | 17.2 | 11.1 | -17.2 | -23.3 | 2.1 | -4.1 | -2.2 | -5.6 | -8.3 | -13.3 | -4.4 | -7.8 | -7.8 | -11.7 | 9.4 | 8.9 | 8.9 | 7.8 | -0.6 | -4.4 | -21 | -27 | -18.9 | -23 | -19.3 | -30.1 | -5 | -9.4 | -0.6 | -0.6 | -10.7 | -13.9 | -8.3 | -15 | -4.4 | -7.2 | -9.4 | -12.8 | 1.7 | -1.7 | -8.9 | -13.3 | 3.3 | 0.6 | -16.1 | -17.8 | 2.8 | -0.6 | -5 | -8.3 | 14.4 | 13.9 | 14.5 | 10.6 | 1.7 | -1.1 | 0 | -4.4 | 5.6 | -2.8 | -7.1 | -8.6 | 8.3 | -11.9 | -2.8 | -8.9 | 1.1 | -0.6 | -5.5 | -12.9 | 2.4 | -1.4 | 1.7 | -6.1 | 0.6 | -5 | -1.7 | -5 | -8 | -11 | 4.4 | 2.8 | 9.4 | 6.2 | -3.9 | -8.3 | -2.8 | -5.6 | -17 | -21 | 3.2 | 1.2 | 16 | 11.4 | -5 | -6.1 | 1.7 | -0.6 | -1.7 | -2.2 | 8.9 | 2.2 | 13.9 | 5.6 | 4.4 | -5 | 0.6 | -7.8 | 16.1 | 16.1 | 10 | 6.7 | 1.7 | -3.3 | 4.4 | 4.4 | -18.9 | -22.6 | 8.3 | 5.6 | 0.6 | -1.9 | -24.4 | -30.6 | -1.7 | -3.9 | -3.9 | -10 | 0 | -4.6
-1 | -6 | -1.1 | -4.4 | -1.7 | -10.7 | 2.6 | -0.7 | -4.1 | -11.4 | 5 | 0.6 | 0 | -1 | 1.7 | 1.1 | 8.3 | -6.1 | 7.2 | -0.6 | 8.3 | 5 | 5 | 0.4 | -2.8 | -3.9 | -0.4 | -2.5 | 2 | -2 | 13.3 | 12.8 | 23.9 | 20 | 1.7 | -0.6 | 16.1 | 12.8 | 12.8 | 11.1 | 17.8 | 11.1 | -17.6 | -22.9 | 1.3 | -3.8 | -2.2 | -5.6 | -8.3 | -12.8 | -4.6 | -7.5 | -8.3 | -12.2 | 9.4 | 8.7 | 8 | 7.3 | -1.7 | -5 | -21 | -26 | -19.4 | -23.4 | -20.6 | -31.7 | -6.1 | -9.4 | -0.6 | -0.6 | -11.1 | -14.4 | -9.6 | -15.4 | -3.9 | -6.7 | -10.3 | -13.1 | 0 | -2.8 | -9.5 | -13.3 | 2.8 | 0 | -16.7 | -18.9 | 3.3 | -0.6 | -5 | -9.4 | 13.9 | 13.9 | 13.9 | 10.6 | 1.7 | -1.1 | -0.4 | -4.2 | 5 | -2.2 | -6.7 | -8.3 | 7.8 | -13.3 | -2.8 | -9.4 | 1.7 | 0 | -6.1 | -13.9 | 2.8 | -1.7 | 0.6 | -5.6 | 0 | -5.6 | -2.1 | -4.9 | -9 | -11 | 2.8 | 1.1 | 9.4 | 6.1 | -4.4 | -10 | -2.8 | -5.6 | -17 | -22 | 2.8 | 0.6 | 15.6 | 11.1 | -6.7 | -8.9 | 0.6 | -1.7 | -1.7 | -2.2 | 7.8 | 2.1 | 13.9 | 5.8 | 5 | -5 | 0.2 | -6.7 | 16.1 | 16.1 | 9.3 | 6.4 | 2.2 | -5 | 5 | 5 | -19.4 | -23.3 | 8.3 | 5.6 | 0.6 | -2.2 | -24.8 | -30.7 | -2.2 | -4.4 | -3.3 | -10 | 0 | -5.5
-3 | -6 | -0.6 | -3.9 | -2.2 | -10.2 | 2.4 | -1.1 | -3.9 | -12.2 | 3.9 | 0 | 0 | 0 | 1.5 | 0.9 | 7.8 | -6.7 | 6.7 | -0.6 | 8.9 | 5.5 | 5 | 0.4 | -2.8 | -3.3 | -0.6 | -3.3 | 2 | -1 | 13.7 | 13.1 | 23.3 | 20 | 1.3 | -0.8 | 16.1 | 12.8 | 12.2 | 11.1 | 17.2 | 11.1 | -17.9 | -23 | 0.6 | -4.4 | -2.8 | -5.6 | -8.3 | -12.8 | -4.8 | -7.8 | -8.5 | -11.7 | 9.4 | 8.5 | 7 | 6.7 | -1.7 | -5.6 | -22 | -28 | -20 | -24.1 | -21.3 | -30.9 | -6.1 | -10 | -0.6 | -1.7 | -13.3 | -16 | -10.9 | -16.8 | -5 | -7.2 | -11.3 | -13.9 | -0.6 | -3.3 | -10 | -14 | 2.2 | -0.5 | -17.2 | -20.6 | 2.8 | -0.6 | -5.6 | -7.8 | 13.9 | 13.3 | 13.5 | 10.7 | 1.1 | -1.1 | -0.7 | -4.3 | 5 | -2.2 | -6.1 | -7.4 | 7.4 | -11.5 | -2.6 | -8.2 | 1.7 | 0 | -6.1 | -12.9 | 2.2 | -1.7 | 1.1 | -5.6 | 0 | -5.6 | -2.4 | -5 | -9 | -12 | 2.8 | 1.7 | 9.2 | 5.8 | -5.6 | -11.1 | -2.8 | -4.4 | -17 | -22 | 2.4 | 0.1 | 15.2 | 11.8 | -8.3 | -9.4 | 0.6 | -1.1 | -1.1 | -1.1 | 6.7 | 2 | 13.9 | 6.1 | 7.8 | -3.9 | -0.2 | -6.4 | 16.1 | 16.1 | 8.5 | 6 | 1.1 | -3.9 | 5 | 5 | -19.4 | -23.1 | 8.3 | 6.7 | 0 | -2.4 | -25.2 | -31.4 | -2.6 | -4.4 | -3.9 | -11.1 | 0 | -7.2
-4 | -7 | -0.6 | -3.3 | -2.8 | -11.1 | 2.2 | -1.7 | -3.9 | -11 | 3.9 | 0 | 0 | -1 | 1.3 | 0.7 | 7.8 | -7.2 | 6.7 | -0.6 | 9.4 | 5.8 | 2.8 | 0 | -2.8 | -3.3 | -0.6 | -3.1 | 2 | -2 | 14 | 13.1 | 23.3 | 20 | 1 | -1.1 | 16.1 | 12.8 | 11.7 | 10.6 | 16.1 | 11.7 | -18.3 | -23.9 | 0.2 | -3.9 | -2.8 | -6.1 | -8.3 | -12.8 | -5 | -8.3 | -8.7 | -11.8 | 9.4 | 8.3 | 6.1 | 6.1 | -1.7 | -5.6 | -22 | -26 | -20.5 | -25 | -22.1 | -31.1 | -6.1 | -10 | -0.6 | -1.7 | -15.6 | -18.2 | -12.2 | -18.9 | -5.6 | -7.8 | -12.2 | -15 | -1.1 | -3.9 | -10.6 | -15 | 1.7 | -1.1 | -18.9 | -23.3 | 3.9 | -0.6 | -5 | -7.8 | 14.4 | 13.9 | 13.2 | 11.1 | -0.6 | -1.7 | -1.1 | -5 | 4.4 | -2.2 | -5.6 | -6.7 | 7.1 | -11.8 | -2.4 | -8 | 1.7 | 0 | -6.1 | -12.9 | 1.7 | -2 | 1.1 | -6.1 | 0.6 | -5 | -2.8 | -5.6 | -9 | -11 | 3.3 | 1.7 | 9.1 | 5.7 | -6.1 | -12.2 | -2.8 | -5.6 | -16 | -20 | 2.1 | -0.4 | 14.8 | 12.3 | -8.9 | -12.2 | -0.6 | -1.7 | -1.1 | -1.1 | 5.6 | 1.7 | 13.9 | 6.1 | 5.6 | -3.3 | -0.6 | -7.2 | 16.1 | 16.1 | 7.8 | 5.6 | 0.6 | -4.4 | 5 | 5 | -19.4 | -23.2 | 8.3 | 6.7 | -0.5 | -2.9 | -25.6 | -32.8 | -2.9 | -4.5 | -4.4 | -11.1 | -0.4 | -6.3
-3 | -6 | -3.3 | -5 | -1.1 | -10.1 | 2.9 | -1.6 | -3.9 | -11 | 3.3 | 0 | 0 | 0 | 1.1 | 0.6 | 7.2 | -6.7 | 6.7 | -1.1 | 10 | 6.1 | 1.7 | 0 | -2.8 | -3.9 | -0.6 | -3.1 | 3 | 0 | 14.4 | 13.3 | 23.3 | 20 | 0.6 | -1.7 | 16.1 | 13.3 | 11.7 | 10.6 | 16.7 | 11.7 | -17.6 | -22.9 | -0.2 | -4.3 | -2.2 | -5.6 | -8.3 | -12.8 | -5.2 | -7.9 | -8.9 | -12.2 | 10.5 | 8.8 | 9.1 | 7.7 | -1.7 | -5.6 | -21 | -25 | -21.1 | -25.6 | -22.8 | -32.2 | -6.1 | -9.4 | -1.1 | -2.8 | -17.8 | -20.6 | -12.4 | -18.3 | -4.4 | -7.2 | -11.3 | -14.6 | -1.7 | -5 | -10 | -14.4 | 4.3 | -0.8 | -17.8 | -21.1 | 3.3 | 0 | -5 | -7.8 | 13.9 | 13.9 | 12.8 | 11.1 | -1.7 | -2.2 | -1.3 | -4.7 | 4.4 | -2.8 | -5 | -6.1 | 6.7 | -13.3 | -2.2 | -8.3 | 1.7 | 0 | -6.1 | -13.9 | 1.1 | -2.8 | 0 | -6.1 | 1.7 | -5 | -2.4 | -4.9 | -10 | -12 | 3.3 | 1.7 | 8.9 | 5.6 | -6.1 | -12.2 | -2.8 | -6.1 | -18 | -22 | 1.7 | -1.1 | 14.4 | 12.8 | -11.1 | -15.6 | 0 | -1.7 | -0.6 | -0.6 | 6.5 | 2.2 | 14.1 | 7 | 7.2 | -3.9 | 0.9 | -5.7 | 16.7 | 16.7 | 10.4 | 7.1 | 0 | -4.4 | 5.6 | 5.6 | -19.4 | -23.9 | 8.3 | 6.7 | -1.1 | -3.9 | -23.7 | -30.5 | -3.3 | -5 | -5 | -12.2 | -0.7 | -6
-4 | -10 | -5 | -7.8 | 0.5 | -10.6 | 3.7 | -1.6 | -3.9 | -11.7 | 5 | 0 | 0 | 0 | 3.3 | 1.8 | 9.4 | -6.7 | 7.2 | -1.1 | 10.6 | 6.6 | 5.6 | 2.2 | -3.3 | -4.4 | -0.6 | -3.3 | 4 | -3 | 16.5 | 14.7 | 23.9 | 20 | 4.3 | -0.6 | 16.7 | 13.9 | 12.2 | 10.6 | 17.2 | 11.1 | -16.8 | -22.5 | -0.6 | -5 | 0 | -2.8 | -8.9 | -12.8 | -5.4 | -7.7 | -7.8 | -11.4 | 11.7 | 9.1 | 12 | 8.9 | -0.6 | -4.4 | -18 | -21 | -19.3 | -24 | -20.8 | -30.2 | -6.1 | -8.9 | -1.1 | -2.8 | -15.9 | -18.7 | -12.6 | -18.5 | -3.9 | -7.2 | -10.3 | -14.7 | -2.8 | -6.1 | -9.5 | -14.3 | 6.8 | -1 | -17.8 | -21.7 | 3.3 | -1.1 | -3.9 | -6.7 | 13.9 | 13.9 | 13.9 | 11.6 | -2.2 | -2.8 | -1.5 | -4.9 | 5 | -2.8 | -4.8 | -6 | 8.9 | -10.9 | -1.5 | -7.1 | 2.8 | 0 | -4.8 | -12 | 1.8 | -3.1 | 1.1 | -4.4 | 1.1 | -5 | -2.1 | -4.6 | -9 | -11 | 3.3 | 1.7 | 9.5 | 5.9 | -6.7 | -12.8 | -3.3 | -6.1 | -17 | -21 | 4.8 | 0 | 15 | 13.6 | -13.3 | -17.8 | 0 | -1.7 | -0.6 | -0.6 | 7.4 | 2.9 | 14.2 | 7.7 | 10 | -2.2 | 2.4 | -5.3 | 16.7 | 16.1 | 13 | 8.3 | 2.2 | -7.2 | 5.6 | 5.6 | -17.2 | -21.7 | 8.3 | 6.1 | -0.7 | -3.2 | -21.9 | -29.2 | -2.2 | -3.8 | -4.4 | -11.7 | -1.1 | -6.7
-4 | -8 | -3.3 | -6.1 | 2.2 | -12.8 | 4.4 | -2.2 | -2.2 | -10.2 | 7.8 | 0 | 1 | 0 | 5.6 | 2.9 | 11.1 | -6.7 | 9.4 | -1.7 | 11.1 | 6.9 | 10 | 3.3 | -3.9 | -5 | 1.1 | -2.5 | 6 | -5 | 18.5 | 16 | 25 | 20.6 | 8 | -0.4 | 18.9 | 15 | 12.2 | 11.1 | 20 | 10.6 | -16.1 | -22.8 | 1.1 | -4.4 | 2.2 | -2.2 | -7.2 | -11.7 | -5.6 | -7.8 | -6.7 | -10.9 | 12.8 | 9.4 | 15 | 10 | 0 | -3.9 | -17 | -19 | -17.4 | -22.9 | -18.7 | -28.7 | -5.6 | -8.9 | -1.7 | -2.2 | -14.1 | -17.2 | -12.8 | -19.4 | -2.8 | -6.1 | -9.4 | -15.6 | -2.8 | -7.8 | -8.9 | -15 | 9.4 | -2.2 | -18.3 | -22.8 | 4.4 | -1.1 | -1.1 | -5 | 14.4 | 13.9 | 15 | 12 | -2.8 | -3.3 | -1.7 | -5.6 | 5.6 | -2.2 | -4.6 | -6.2 | 11.1 | -11 | -0.7 | -6.3 | 2.8 | 0 | -3.5 | -11.2 | 2.6 | -3.7 | 0.6 | -2.8 | 1.1 | -1.1 | -1.7 | -4.4 | -7 | -10 | 3.9 | 2.2 | 10 | 6.4 | -6.7 | -12.8 | -2.8 | -4.4 | -15 | -20 | 8 | 0.7 | 15.5 | 14.2 | -15 | -23.3 | 2.2 | 0.6 | 1.1 | 1.1 | 8.3 | 3.3 | 14.4 | 8.3 | 13.3 | -3.3 | 3.9 | -5.6 | 17.2 | 16.7 | 15.6 | 9.4 | 1.7 | -5.6 | 6.1 | 6.1 | -15 | -20.3 | 8.9 | 5.6 | -0.4 | -3.1 | -20 | -28.3 | -1.1 | -2.9 | -1.1 | -10 | 0.7 | -4.9
-4 | -8 | -2.2 | -5 | 4.8 | -11.3 | 5.7 | -1.7 | -0.6 | -9.9 | 11.7 | 0 | 3 | 2 | 7.8 | 3.9 | 12.8 | -6.7 | 10.6 | -1.7 | 11.7 | 7.2 | 13.3 | 2.2 | -2.8 | -4.4 | 2.7 | -2 | 8 | -5 | 20.6 | 17.2 | 25.6 | 20 | 11.7 | -1.7 | 22.2 | 16.1 | 13.3 | 12.2 | 16.7 | 12.8 | -14.3 | -21.4 | 2.7 | -4.8 | 4.4 | -1.7 | -5 | -10 | -5.4 | -7.4 | -5.6 | -11.1 | 13.9 | 9 | 16.9 | 10.5 | 1.1 | -3.3 | -15 | -19 | -15.6 | -22.8 | -16.7 | -28.9 | -5 | -8.3 | -2.2 | -2.8 | -12.2 | -16.1 | -11.7 | -17.8 | -2.2 | -5.6 | -7.7 | -14.4 | -2.2 | -7.8 | -7 | -13.5 | 11.5 | -0.8 | -17.8 | -20.6 | 6.1 | -2.2 | 2.8 | -5 | 13.9 | 12.8 | 16.1 | 12.2 | -1.1 | -2.8 | -1.7 | -5.1 | 7.2 | -2.8 | -4.4 | -6.7 | 13.3 | -12.2 | 0 | -6.7 | 3.3 | 0 | -2.2 | -11.7 | 3.3 | -5.6 | 1.1 | -2.2 | 1.7 | 0 | -0.2 | -3.3 | -5 | -8 | 5 | 2.8 | 10.6 | 6.7 | -6.1 | -13.3 | -2.2 | -5.6 | -14 | -19 | 11.1 | 0.6 | 16.1 | 15 | -16.7 | -23.9 | 5.6 | 2.2 | 2.2 | 2.2 | 10.7 | 3.3 | 15 | 8.7 | 16.1 | -2.2 | 5.9 | -5.1 | 17.8 | 16.7 | 19.3 | 11.1 | 2.2 | -5 | 7.2 | 7.2 | -12.8 | -19.4 | 9.4 | 6.1 | 0 | -3.3 | -18.1 | -26.5 | 0 | -2.2 | 1.1 | -8.3 | 2.6 | -3.9
-3 | -6 | -2.2 | -4.4 | 7.4 | -11.5 | 7 | -1.7 | 1.1 | -11.1 | 13.3 | 0 | 3 | 1 | 8.9 | 4.9 | 13.9 | -5.6 | 12.8 | -1.1 | 11.7 | 7.6 | 17.2 | -5 | -2.2 | -4.4 | 4.4 | -1.7 | 11 | -8 | 22.1 | 17.3 | 26.1 | 20 | 13.7 | -1 | 25 | 16.7 | 15.6 | 13.3 | 21.7 | 11.1 | -12.4 | -20.5 | 4.4 | -6.1 | 6.1 | -2.2 | -2.8 | -10 | -5.2 | -7.2 | -4.1 | -10.2 | 15 | 8.3 | 18.7 | 10.6 | 2.2 | -2.2 | -15 | -18 | -14.1 | -21.3 | -15.6 | -27 | -3.9 | -8.3 | -2.2 | -3.9 | -11.3 | -15.1 | -10.5 | -16.7 | -0.6 | -5 | -6.1 | -14.3 | -2.8 | -7.8 | -5.2 | -13.1 | 13.5 | 0.1 | -16.7 | -20.6 | 7.2 | -1.7 | 6.1 | -5.6 | 14.4 | 13.9 | 16.3 | 12.3 | -1.1 | -2.2 | -1.7 | -5.1 | 9.4 | -2.8 | -3.3 | -6.2 | 14.2 | -10 | 1.3 | -5.4 | 3.3 | 0 | -1.7 | -10.2 | 4.1 | -5 | 1.7 | -1.7 | 1.7 | 0 | 1.3 | -2.6 | -3 | -7 | 6.1 | 3.3 | 11.3 | 7.1 | -5.6 | -13.3 | -1.1 | -5.6 | -13 | -18 | 12.4 | 0.8 | 17.8 | 15.5 | -16.7 | -24.4 | 10 | 3.3 | 2.8 | 2.8 | 13.2 | 3 | 15.5 | 9.2 | 19.4 | -1.1 | 8 | -5.8 | 18.9 | 17.2 | 23 | 12.7 | 4.4 | -6.1 | 9.4 | 7.8 | -11.5 | -18 | 10 | 6.7 | 0.7 | -2.8 | -16.3 | -25.5 | 1.1 | -2.2 | 2.8 | -8.3 | 4.4 | -3.3
-1 | -5 | -0.6 | -3.9 | 10 | -13.9 | 8.3 | -1.7 | 1.8 | -9.2 | 15 | -0.6 | 5 | 2 | 10 | 5.8 | 15.6 | -4.4 | 13.9 | -1.1 | 11.7 | 8 | 18.9 | -2.8 | -1.7 | -4.4 | 5.5 | -0.7 | 12 | -9 | 23.5 | 17 | 25.6 | 19.4 | 15.8 | -1.1 | 26.1 | 16.1 | 16.7 | 13.9 | 23.3 | 7.2 | -10.6 | -21.1 | 5.7 | -5 | 7.2 | -2.2 | -2.2 | -11.1 | -5 | -7.2 | -2.6 | -10 | 16.1 | 7.2 | 20.6 | 10.6 | 1.7 | -2.2 | -12 | -16 | -12.6 | -20.3 | -14.4 | -26 | -3.9 | -8.3 | -2.2 | -3.9 | -10.3 | -14.4 | -9.4 | -16.7 | 1.7 | -4.4 | -4.4 | -15.6 | -2.8 | -8.3 | -3.3 | -13.9 | 15.6 | 1.1 | -16.1 | -20.6 | 8.9 | -2.2 | 7.8 | -3.3 | 14.4 | 13.9 | 16.5 | 12.3 | -1.7 | -2.8 | -1.7 | -5.6 | 11.1 | -3.3 | -2.2 | -6.2 | 15.2 | -10 | 2.6 | -5.1 | 3.9 | 0 | -1.1 | -9.7 | 4.8 | -5.4 | 1.7 | -1.1 | 2.8 | 0.6 | 2.8 | -2.2 | -3 | -7 | 7.8 | 2.8 | 12.1 | 7.6 | -5.6 | -13.3 | -1.7 | -3.9 | -10 | -18 | 13.7 | 0.3 | 19.4 | 15.5 | -17.2 | -23.9 | 13.9 | 2.8 | 4.4 | 3.3 | 15.6 | 1.7 | 16.1 | 9.4 | 21.1 | -0.6 | 10 | -8.3 | 19.4 | 17.2 | 26.7 | 13.3 | 5.6 | -3.9 | 11.7 | 8.3 | -10.2 | -17.3 | 11.1 | 6.7 | 1.5 | -2.8 | -14.4 | -25.6 | 2.2 | -2.4 | 3.9 | -8.9 | 5.7 | -2.5
-1 | -4 | -0.6 | -4.4 | 10.7 | -11.3 | 8.1 | -1.3 | 2.6 | -8.3 | 16.7 | -2.8 | 5 | 2 | 11.1 | 6.7 | 16.1 | -1.1 | 15 | -1.1 | 11.7 | 8.3 | 19.4 | -6.1 | 0.6 | -3.3 | 6.7 | 0.1 | 14 | -7 | 25 | 16.7 | 26.1 | 19.4 | 17.8 | -1.7 | 26.1 | 16.1 | 17.8 | 13.3 | 23.3 | 7.2 | -9.5 | -20 | 7 | -5 | 8.3 | -2.2 | -1.1 | -11.1 | -4.8 | -6.8 | -1.1 | -11.1 | 16.8 | 6.9 | 20.4 | 10.5 | 1.1 | -2.2 | -11 | -13 | -11.1 | -20.6 | -13.3 | -26.7 | -3.9 | -8.9 | -2.2 | -3.9 | -9.4 | -14.4 | -8.1 | -15.2 | 2.8 | -3.9 | -2.9 | -13.1 | -2.8 | -8.9 | -2.2 | -12.7 | 16.9 | 2.1 | -15 | -20.6 | 10 | -2.8 | 7.8 | -1.7 | 13.9 | 13.3 | 16.7 | 12.2 | -2.2 | -3.3 | -1.5 | -5.2 | 11.7 | -3.3 | -1.1 | -7.2 | 16.1 | -10.6 | 3.9 | -5.6 | 3.9 | 0 | -0.6 | -10.6 | 5.6 | -6.7 | 2.2 | -1.7 | 2.2 | 0.6 | 4.1 | -1.5 | -3 | -6 | 8.3 | 1.7 | 12.8 | 7.8 | -5.6 | -13.9 | -1.7 | -5 | -10 | -15 | 15 | 0 | 21.1 | 15.6 | -16.7 | -25 | 16.1 | 2.8 | 7.8 | 3.3 | 16 | 0.5 | 15.5 | 9.2 | 24.4 | -2.8 | 11.1 | -6.4 | 20.6 | 17.2 | 27.6 | 13.9 | 5.6 | -5 | 11.7 | 8.3 | -8.9 | -17.8 | 12.8 | 7.2 | 2.2 | -3.3 | -13.5 | -24.2 | 3.3 | -3.3 | 5.6 | -8.3 | 7 | -2.2
-1 | -4 | -0.6 | -4.4 | 11.5 | -10.7 | 8 | -0.6 | 3.3 | -8.9 | 17.8 | -2.8 | 5 | 3 | 11.7 | 6 | 15 | 1.1 | 15 | -1.1 | 11.3 | 8.6 | 19.4 | -4.4 | 0.6 | -3.3 | 7.8 | 1.1 | 14 | -5 | 25.4 | 16.3 | 26.1 | 19.4 | 18.2 | 0.3 | 26.1 | 16.1 | 18.9 | 13.3 | 22.8 | 6.7 | -8.3 | -20.4 | 8.3 | -5.6 | 9.4 | -2.2 | 0 | -11.7 | -4.6 | -6.6 | -0.4 | -10.2 | 17.6 | 6.8 | 20.2 | 10.4 | 1.1 | -2.2 | -9 | -12 | -10.9 | -19.5 | -13.1 | -25.3 | -2.8 | -10 | -2.8 | -6.1 | -8.9 | -14 | -6.9 | -14.4 | 2.8 | -3.3 | -1.5 | -12.1 | -2.8 | -7.8 | -1.1 | -12.6 | 18.1 | 2.8 | -15.6 | -20.6 | 10.6 | -2.2 | 6.1 | 0.6 | 12.8 | 12.2 | 17.4 | 12.3 | -3.3 | -5 | -1.3 | -5.4 | 11.7 | -3.3 | -1.1 | -6.9 | 16.3 | -9.2 | 4.3 | -4.6 | 3.3 | -0.6 | -0.4 | -10.2 | 4.3 | -3.3 | 1.7 | -1.7 | 2.8 | 0.6 | 5.4 | -0.9 | -3 | -5 | 9.4 | -0.6 | 13.3 | 7.6 | -5.6 | -13.9 | -1.1 | -6.1 | -8 | -13 | 14.4 | 2 | 21.1 | 15.7 | -16.7 | -24.4 | 18.3 | 1.1 | 10.6 | 1.7 | 16.3 | -0.4 | 15 | 8.7 | 25.6 | -2.8 | 12.2 | -6 | 21.7 | 17.2 | 28.5 | 14.4 | 5.6 | -5.6 | 11.7 | 6.7 | -7.8 | -15.9 | 13.3 | 5.6 | 2.8 | -2.8 | -12.6 | -24 | 4.1 | -3.2 | 6.1 | -8.3 | 8.3 | -2.2
0 | -3 | -0.6 | -3.3 | 12.2 | -10.6 | 7.8 | -0.6 | 3.3 | -7.7 | 18.3 | -3.9 | 6 | 2 | 12.2 | 5.4 | 15.6 | 2.2 | 15.6 | -0.6 | 11 | 9 | 20 | -6.1 | 3.9 | -2.8 | 8 | 1.8 | 14 | -7 | 25.7 | 15.4 | 26.1 | 20 | 18.5 | 1.9 | 26.1 | 16.7 | 21.7 | 11.7 | 22.8 | 6.7 | -7.2 | -22.2 | 8.7 | -4.6 | 8.3 | -1.7 | 1.1 | -8.9 | -4.4 | -6.7 | 0.4 | -10.6 | 18.3 | 6.1 | 20 | 10 | 1.1 | -1.7 | -7 | -10 | -10.8 | -19.4 | -13 | -25.2 | -2.2 | -10.6 | -3.3 | -6.7 | -8.3 | -14.4 | -5.6 | -15 | 2.8 | -3.3 | 0 | -12.2 | -2.8 | -8.3 | 0 | -14.4 | 19.4 | 3.3 | -15.6 | -20.6 | 10.6 | -3.3 | 6.1 | 1.1 | 12.8 | 11.7 | 18.2 | 12.2 | -3.9 | -6.1 | -1.1 | -6.1 | 12.8 | -3.3 | -1.1 | -7.7 | 16.5 | -8.4 | 4.6 | -4.8 | 6.7 | 0 | -0.2 | -10.9 | 3 | -1.7 | 2.2 | -1.7 | 2.8 | 0.6 | 6.7 | -0.6 | -2 | -7 | 10 | 0 | 13.9 | 7.2 | -5 | -13.9 | -1.7 | -6.7 | -8 | -15 | 13.9 | 3.7 | 21.1 | 15.7 | -16.1 | -25 | 19.4 | 0 | 12.2 | 0.6 | 16.7 | -2.2 | 14.4 | 8.3 | 26.1 | -2.8 | 13.3 | -6.1 | 23.9 | 17.2 | 29.4 | 15 | 6.1 | -5.6 | 11.7 | 7.8 | -6.7 | -15.1 | 13.3 | 5 | 3.3 | -2.9 | -11.7 | -25 | 4.8 | -3.7 | 6.7 | -8.3 | 8.3 | -2.1
1 | -3 | -0.6 | -3.9 | 10.5 | -8.2 | 7.4 | 0.1 | 3.3 | -7.7 | 18.9 | -5 | 6 | 2 | 12.8 | 4.4 | 13.9 | 3.9 | 15.6 | -1.7 | 10.6 | 8.9 | 19.4 | -7.2 | 2.8 | -1.1 | 8.1 | 2.1 | 13 | -3 | 26.1 | 15 | 26.1 | 20 | 18.9 | 3.3 | 25.6 | 16.7 | 21.7 | 11.7 | 20 | 10 | -7.6 | -21.4 | 9 | -4.7 | 7.8 | -2.2 | 1.1 | -10 | -4.8 | -6.7 | 1.1 | -12.8 | 17.2 | 6.1 | 18.7 | 9.8 | 1.1 | -1.7 | -6 | -9 | -10.6 | -20.6 | -12.8 | -26.7 | -2.8 | -10.6 | -2.8 | -6.1 | -7.8 | -15.6 | -5.8 | -14.5 | 2.2 | -2.8 | 0 | -10.1 | -3.3 | -8.3 | -0.4 | -12.9 | 17.9 | 4.5 | -15.6 | -20 | 10.6 | -2.2 | 4.4 | 2.2 | 12.8 | 11.7 | 18.9 | 12.2 | -4.4 | -6.1 | -1.3 | -5.4 | 12.2 | -3.3 | -1.1 | -9.4 | 16.7 | -9.4 | 5 | -5.6 | 6.1 | 0 | 0 | -13.3 | 1.7 | -0.6 | 2.2 | -1.7 | 3.3 | 0.6 | 5.9 | -0.9 | -3 | -6 | 10.6 | 0 | 14.4 | 6.7 | -5 | -14.4 | -1.1 | -6.1 | -8 | -13 | 13.3 | 5 | 21.1 | 15.6 | -16.1 | -25.6 | 18.9 | -2.8 | 13.3 | -1.1 | 15.6 | -1.7 | 14 | 8.9 | 26.1 | -2.8 | 12.9 | -5 | 23.9 | 17.2 | 28.7 | 14.9 | 5.6 | -7.8 | 10.6 | 1.7 | -5.6 | -15.6 | 12.8 | 5.6 | 3.9 | -3.3 | -12.8 | -24.2 | 5.6 | -5 | 6.7 | -8.3 | 8.3 | -2.1
0 | -3 | -0.6 | -3.9 | 8.9 | -6.9 | 7.1 | 0.7 | 3.3 | -8.9 | 19.4 | -5 | 6 | 1 | 11.9 | 4.6 | 13.3 | 3.3 | 14.4 | -1.7 | 10.6 | 9.1 | 18.9 | -7.2 | -0.6 | -2.8 | 8.3 | 2.8 | 13 | -5 | 24.6 | 16.1 | 25 | 20 | 17.4 | 4 | 23.9 | 16.7 | 21.1 | 9.4 | 18.9 | 10 | -7.9 | -21.7 | 9.4 | -5 | 6.7 | -4.4 | 1.1 | -9.4 | -5.2 | -6.8 | 0.4 | -10.9 | 16.1 | 6 | 17.4 | 9.6 | 1.1 | -1.7 | -7 | -11 | -11.9 | -19.4 | -13.7 | -25.6 | -3.3 | -11.7 | -2.2 | -5.6 | -9.1 | -14.9 | -5.9 | -14.9 | 2.8 | -2.8 | 0 | -9.6 | -3.9 | -8.3 | -0.7 | -12.8 | 16.5 | 5.2 | -15 | -20.6 | 10.6 | -1.7 | 4.4 | 0.6 | 12.8 | 11.7 | 17.6 | 12.1 | -4.4 | -6.1 | -1.5 | -5.2 | 10.6 | -3.3 | -2 | -8.4 | 16.3 | -6.5 | 3.9 | -4.9 | 5 | 0 | -0.6 | -11.8 | 1.7 | -0.5 | 2.2 | -1.7 | 2.2 | 0 | 5.2 | -1.1 | -3 | -8 | 10 | 0 | 12.9 | 6.7 | -5 | -16.1 | -1.7 | -7.2 | -8 | -13 | 11.6 | 5 | 20.5 | 15.5 | -16.1 | -26.7 | 18.9 | -1.7 | 12.8 | -1.1 | 14.4 | -1.8 | 13.7 | 9.6 | 25 | -3.3 | 12.6 | -4.8 | 23.9 | 17.2 | 27.9 | 14.9 | 5.6 | -7.8 | 10.6 | 1.7 | -6.3 | -14.5 | 12.2 | 5.6 | 2.6 | -2.9 | -13.9 | -24.6 | 5 | -5 | 6.1 | -7.8 | 8.3 | -2.8
-1 | -4 | -0.6 | -3.9 | 7.2 | -7.2 | 6.7 | 1.1 | 1.6 | -8.3 | 18.3 | -3.9 | 5 | 1 | 10.9 | 4.6 | 12.8 | 4.4 | 13.9 | -3.3 | 10.6 | 9.1 | 11.7 | 4.4 | -1.1 | -2.8 | 6.5 | 2.4 | 11 | -3 | 23.2 | 16.8 | 24.4 | 20.6 | 15.9 | 4.3 | 22.2 | 16.7 | 18.9 | 10 | 18.9 | 8.3 | -8.3 | -23.9 | 7.4 | -4.1 | 5.6 | -1.7 | 0.6 | -8.9 | -5.6 | -7.2 | -0.4 | -10.5 | 15 | 5.6 | 16.1 | 8.9 | 0.6 | -2.2 | -7 | -11 | -13.1 | -19.1 | -14.7 | -25.9 | -3.9 | -11.1 | -2.8 | -6.1 | -10.4 | -15.1 | -6.1 | -16.7 | 2.2 | -1.7 | 0 | -10 | -4.4 | -6.7 | -1.1 | -14.4 | 15 | 5.6 | -15.6 | -19.4 | 10 | -2.8 | 3.9 | -0.6 | 12.2 | 11.7 | 16.3 | 12.1 | -4.4 | -6.1 | -1.7 | -5.6 | 8.3 | -3.9 | -3 | -8.6 | 16 | -5.6 | 2.8 | -4.9 | 3.3 | 0 | -1.1 | -12 | 1.7 | -0.5 | 1.7 | -1.7 | 2.2 | 0.6 | 4.4 | -1.7 | -5 | -10 | 8.3 | 0.6 | 11.5 | 6.5 | -5.6 | -17.2 | -2.2 | -7.2 | -8 | -14 | 10 | 5.2 | 20 | 15.7 | -17.2 | -26.7 | 17.2 | -0.6 | 10.6 | -0.6 | 13.3 | -2.2 | 13.3 | 10 | 23.9 | -3.3 | 12.2 | -5.6 | 22.8 | 17.8 | 27.2 | 15 | 3.3 | -8.9 | 9.4 | 0.6 | -7.1 | -14.8 | 11.7 | 5.6 | 1.3 | -3.1 | -15 | -26.1 | 4.5 | -5.4 | 3.3 | -6.7 | 8.1 | -3
-1 | -3 | -0.6 | -3.3 | 5.5 | -5.4 | 6.3 | 1.8 | 0 | -8.6 | 16.7 | -3.3 | 4 | 1 | 10 | 4.4 | 12.8 | 5.6 | 13.3 | -3.9 | 10.6 | 8.9 | 11.1 | 3.3 | -1.1 | -2.8 | 4.6 | 1.8 | 11 | -3 | 21.7 | 17.2 | 24.4 | 21.1 | 14.4 | 4.4 | 20.6 | 16.1 | 18.3 | 8.9 | 18.3 | 8.3 | -8.7 | -22.4 | 5.3 | -4.5 | 5.6 | -1.1 | -1.7 | -7.2 | -5.8 | -7.3 | -1.1 | -11.7 | 14.4 | 6 | 15 | 8.1 | 0 | -3.3 | -8 | -11 | -14.4 | -20 | -15.6 | -27.2 | -5 | -11.7 | -3.3 | -6.1 | -11.7 | -16.1 | -7 | -15.7 | 2.2 | -1.1 | -0.7 | -8.8 | -4.4 | -7.8 | -1.1 | -12.6 | 13.5 | 7.3 | -18.3 | -22.2 | 9.4 | -3.9 | 2.2 | -1.1 | 12.2 | 10.6 | 15 | 11.7 | -5 | -6.1 | -1.9 | -5.3 | 7.2 | -3.9 | -3.9 | -9.4 | 15.6 | -5 | 1.7 | -6.1 | 3.3 | -0.6 | -1.7 | -13.3 | 1.7 | -0.6 | 1.7 | -1.7 | 1.7 | 0 | 3.5 | -2.2 | -6 | -10 | 5 | 1.1 | 10 | 6.1 | -6.1 | -18.3 | -3.3 | -7.8 | -10 | -15 | 8.3 | 5 | 19.4 | 15.6 | -17.8 | -27.2 | 15.6 | 0 | 7.8 | 0 | 12 | -2 | 13.1 | 9.4 | 22.2 | -3.3 | 11.5 | -4.5 | 21.7 | 17.8 | 24.4 | 15.1 | 1.7 | -8.9 | 8.3 | -0.6 | -7.8 | -16.1 | 11.1 | 5.6 | 0 | -3.9 | -15.9 | -25.1 | 3.9 | -7.2 | 2.8 | -7.8 | 8 | -3.9
-1 | -1 | -0.6 | -3.3 | 3.9 | -4.7 | 6 | 2.3 | -1.7 | -10.6 | 15 | -2.2 | 4 | 2 | 8.5 | 4.9 | 12.2 | 7.8 | 12.8 | -3.9 | 11 | 9.3 | 8.3 | 2.8 | -1.1 | -2.8 | 2.8 | 1.1 | 9 | 0 | 20.9 | 17.7 | 24.4 | 21.1 | 12.4 | 4.4 | 19.4 | 16.1 | 16.1 | 11.7 | 17.8 | 7.8 | -9 | -22.3 | 3.3 | -5.6 | 5.6 | -0.6 | -2.2 | -7.8 | -5.9 | -7.4 | -2 | -10.3 | 13.9 | 6.5 | 13.9 | 7.2 | 0 | -3.9 | -11 | -13 | -14.2 | -19.1 | -16 | -26.8 | -5 | -11.7 | -3.9 | -6.7 | -13.9 | -17.1 | -8 | -16.1 | 1.7 | -1.1 | -1.5 | -9.1 | -4.4 | -11.7 | -1.1 | -12.3 | 12.1 | 8.8 | -17.2 | -20.6 | 8.3 | -4.4 | 2.2 | -1.7 | 11.7 | 11.1 | 14.4 | 11.9 | -5 | -6.1 | -2 | -5.4 | 6.1 | -3.9 | -4.8 | -9.4 | 15 | -4.8 | 0.6 | -5.4 | 1.7 | 0 | -2.1 | -12.1 | 1.3 | -0.8 | 1.7 | -1.7 | 1.7 | 0 | 2.6 | -2.7 | -7 | -11 | 3.9 | 0.6 | 8.5 | 5.4 | -6.7 | -20 | -3.9 | -7.8 | -10 | -15 | 7.8 | 4.4 | 18.5 | 15.4 | -17.8 | -27.2 | 14.4 | 0.6 | 7.2 | 2.8 | 10.7 | -2.1 | 13 | 9.1 | 21.1 | -3.3 | 10.7 | -4 | 21.1 | 18.3 | 21.7 | 14.6 | 0.6 | -4.4 | 7.8 | -0.6 | -8.3 | -15.6 | 11.1 | 5.6 | -0.6 | -3.7 | -16.9 | -25.6 | 2.2 | -6.1 | 2.2 | -8.3 | 7.8 | -5.6
-1 | -1 | -0.6 | -2.8 | 2.2 | -5 | 5.6 | 2.8 | -2.4 | -9.6 | 12.8 | -1.1 | 2 | 0 | 7.1 | 5.1 | 11.1 | 6.1 | 11.7 | -3.9 | 11.3 | 9.2 | 7.8 | 2.2 | -1.1 | -2.8 | 2.2 | 0.7 | 8 | 0 | 20.2 | 18 | 23.9 | 20.6 | 10.3 | 3.8 | 18.9 | 15.6 | 15.6 | 12.2 | 17.2 | 9.4 | -9.4 | -23.9 | 1.8 | -4.9 | 6.1 | -1.1 | -1.7 | -7.2 | -6.1 | -7.8 | -3 | -10.1 | 13.3 | 6.7 | 12.8 | 6.1 | 0 | -3.9 | -11 | -13 | -14.1 | -19 | -16.3 | -27.1 | -6.1 | -12.2 | -5 | -7.2 | -16.1 | -18.6 | -8.9 | -17.2 | 0.6 | -1.7 | -2.2 | -10 | -5 | -12.2 | -1.1 | -13.3 | 10.6 | 9.4 | -16.1 | -20 | 5.6 | -3.9 | 1.7 | -2.2 | 11.7 | 10.6 | 13.9 | 12.1 | -4.4 | -6.7 | -2.2 | -6.1 | 5.6 | -3.3 | -5.8 | -10.4 | 14.5 | -4.7 | -0.6 | -5.7 | 1.7 | -1.1 | -2.4 | -12.1 | 1 | -1.1 | 0 | -2.2 | 1.7 | -0.6 | 1.7 | -3.9 | -8 | -12 | 2.8 | 0 | 7.1 | 4.8 | -7.2 | -20 | -3.9 | -7.8 | -9 | -14 | 7.2 | 3.8 | 17.6 | 15.3 | -17.8 | -27.8 | 12.2 | 1.7 | 3.3 | 0 | 9.4 | -2.8 | 12.8 | 8.3 | 20.6 | -1.1 | 10 | -4.4 | 20.6 | 18.3 | 18.9 | 13.9 | 0 | -5 | 6.7 | -1.1 | -8.9 | -16.3 | 9.4 | 5 | -1.1 | -3.8 | -17.8 | -26.7 | 0.6 | -5.9 | 1.7 | -8.3 | 7.2 | -4.9
0 | -1 | -0.6 | -3.3 | 2.2 | -4 | 5.4 | 2.6 | -3.2 | -9.7 | 12.2 | -0.6 | 3 | 1 | 5.6 | 5 | 11.1 | 3.9 | 10.6 | -3.9 | 11.7 | 9.4 | 5.6 | 0.5 | -1.7 | -3.3 | 1.7 | 0.4 | 6 | 2 | 19.4 | 18.3 | 23.9 | 20.6 | 8.3 | 3.3 | 17.2 | 15 | 13.9 | 11.7 | 16.7 | 10 | -10.3 | -22.2 | 0.4 | -5 | 3.3 | -2.2 | -1.7 | -8.9 | -6.7 | -8 | -3.9 | -11.1 | 12 | 6.1 | 11.9 | 5.1 | 0 | -3.9 | -10 | -11 | -13.9 | -19.4 | -16.7 | -28.9 | -6.1 | -12.2 | -5 | -7.8 | -18.3 | -20.6 | -10.9 | -17.2 | 1.1 | -1.1 | -2.4 | -8.9 | -6.1 | -13.3 | -1.5 | -12.1 | 9.7 | 8.8 | -16.7 | -20.6 | 3.9 | -3.9 | 1.1 | -2.2 | 11.1 | 10.6 | 13.3 | 12.2 | -3.9 | -6.1 | -2.2 | -5.7 | 5 | -3.9 | -6.7 | -11.7 | 13.9 | -6.1 | -1.7 | -6.7 | 2.2 | 0 | -2.8 | -13.3 | 0.6 | -1.7 | 0 | -2.2 | 1.1 | -0.6 | 0.9 | -3.7 | -8 | -12 | 2.2 | 0 | 5.6 | 3.9 | -8.3 | -20.6 | -4.4 | -7.8 | -10 | -15 | 6.7 | 3.3 | 16.7 | 15 | -18.9 | -26.1 | 12.8 | 0.6 | 2.2 | 0 | 8.9 | -2.1 | 13.3 | 9.2 | 19.4 | 0.6 | 9.1 | -3.3 | 20.6 | 18.3 | 17.4 | 13.8 | -1.1 | -6.1 | 5.6 | -3.3 | -9.4 | -17.8 | 8.3 | 3.9 | -1.7 | -4.4 | -18 | -26 | -1.1 | -7.2 | 1.7 | -8.3 | 6.7 | -4.7
0 | -1 | -0.6 | -3.3 | 2.2 | -3.8 | 5.2 | 2.4 | -3.9 | -10.6 | 10.6 | 0 | 2 | 0 | 4.8 | 4.2 | 13.9 | 4.4 | 10 | -4.4 | 12.1 | 9.7 | 2.8 | 0 | -1.7 | -3.3 | 1.1 | 0 | 7 | 0 | 18.7 | 16.9 | 23.9 | 20.6 | 8.1 | 2.6 | 17.2 | 15 | 14.4 | 12.2 | 16.1 | 9.4 | -11.3 | -22.2 | -1.1 | -6.1 | 3.9 | -2.2 | -2.2 | -8.9 | -7.2 | -8.3 | -3.7 | -10.2 | 10.7 | 5.7 | 10.9 | 3.9 | -0.6 | -4.4 | -10 | -11 | -15.2 | -19.9 | -17.6 | -28.5 | -6.1 | -11.7 | -5.6 | -7.8 | -19.4 | -21.6 | -13 | -18.3 | 1.1 | -1.1 | -2.6 | -8.9 | -7.8 | -15 | -1.8 | -12.3 | 8.7 | 8 | -18.3 | -22.2 | 3.3 | -4.4 | 1.1 | -2.8 | 11.1 | 10 | 12.6 | 11.9 | -3.9 | -5.6 | -2.2 | -5.9 | 2.2 | -3.9 | -7.4 | -11.6 | 13.2 | -2.4 | -2.2 | -6.1 | 1.7 | 0 | -3.2 | -12.3 | -0.2 | -2 | 0 | -2.2 | 1.1 | -1.1 | 0.2 | -4.1 | -9 | -13 | 1.1 | -0.6 | 5.6 | 4.1 | -8.9 | -20.6 | -4.4 | -7.2 | -12 | -16 | 6.3 | 2.8 | 16.1 | 15 | -19.4 | -28.3 | 13.9 | 0.6 | 2.2 | 0 | 8.3 | -1.8 | 13.9 | 10 | 19.4 | 2.2 | 8.1 | -2.7 | 20.6 | 18.3 | 15.9 | 13.2 | -1.1 | -7.2 | 5 | -4.4 | -9.4 | -16.2 | 7.8 | 3.9 | -2.1 | -4.3 | -18.1 | -26.1 | -1.8 | -6.3 | 0 | -7.8 | 6.1 | -5.6
0 | -1 | -0.6 | -2.8 | 2.2 | -3.9 | 5 | 2.2 | -3.7 | -9.6 | 10.6 | 0.6 | 3 | 2 | 4.1 | 3.5 | 8.9 | 5 | 9.4 | -6.1 | 12.4 | 9.8 | 1.1 | -1.4 | -1.7 | -3.3 | 1.1 | -0.3 | 7 | 1 | 17.9 | 15.4 | 23.9 | 20.6 | 8 | 2 | 17.8 | 15.6 | 15 | 12.8 | 15.6 | 11.1 | -12.2 | -23.3 | -1.1 | -5.3 | 5 | -2.2 | -2.2 | -8.3 | -7.8 | -8.9 | -3.5 | -10.2 | 9.4 | 5 | 10 | 2.8 | -0.6 | -4.4 | -7 | -8 | -16.5 | -20.4 | -18.5 | -29.1 | -6.7 | -11.1 | -5 | -7.2 | -20.6 | -22.9 | -15 | -20 | 1.7 | -0.6 | -2.8 | -9.4 | -8.9 | -15.6 | -2.2 | -13.9 | 7.8 | 7.2 | -16.7 | -20.6 | 3.9 | -4.4 | 0.6 | -2.8 | 10.6 | 10 | 11.8 | 11.5 | -3.9 | -6.1 | -2.2 | -6.7 | 2.8 | -3.3 | -8.2 | -12.2 | 12.4 | -0.4 | -2.8 | -6.2 | 2.2 | -0.6 | -3.5 | -12.1 | -0.9 | -2.4 | 0.6 | -1.7 | 1.1 | -1.1 | -0.6 | -5 | -10 | -15 | -0.6 | -2.2 | 5.6 | 4.4 | -9.4 | -20.6 | -4.4 | -7.2 | -13 | -17 | 6 | 2.3 | 15.6 | 15.2 | -20 | -30.6 | 13.9 | 0.6 | 1.1 | -0.6 | 7.8 | -2.2 | 14.4 | 10.6 | 18.9 | 2.8 | 7.2 | -2.8 | 20 | 18.3 | 14.4 | 12.8 | -1.1 | -9.4 | 4.4 | -3.3 | -9.4 | -15.8 | 7.2 | 3.3 | -2.4 | -4.5 | -18.3 | -27.2 | -2.6 | -6.6 | -1.1 | -7.8 | 5 | -5.3
-4 | -5 | -0.6 | -2.8 | 3.5 | -2.9 | 5.4 | 2.4 | -3.5 | -9.4 | 10 | 0.6 | 3 | 2 | 3.3 | 2.8 | 8.3 | 3.9 | 10 | -3.9 | 12.8 | 10 | 0.6 | -1.1 | -1.1 | -3.9 | 1.1 | -0.7 | 8 | 3 | 17.2 | 13.9 | 23.9 | 20 | 7.8 | 1.1 | 17.8 | 15.6 | 14.4 | 13.3 | 15.6 | 11.7 | -12.6 | -22.3 | -1.1 | -5.2 | 5 | -2.2 | -1.1 | -8.9 | -8 | -9.1 | -3.3 | -11.1 | 9.6 | 4.6 | 9.4 | 2.7 | -1.1 | -4.4 | -6 | -7 | -17.8 | -22 | -19.4 | -31.1 | -6.7 | -10 | -4.4 | -6.7 | -21.7 | -24.4 | -15.2 | -19.4 | 1.7 | -0.6 | -3 | -8.7 | -10 | -16.7 | -2.4 | -11.8 | 7.2 | 6.8 | -15.6 | -18.9 | 3.9 | -5 | 0.6 | -3.3 | 10.6 | 8.3 | 11.1 | 11.1 | -4.4 | -6.1 | -2.4 | -6.4 | 3.3 | -3.3 | -8.9 | -13.3 | 11.7 | 1.1 | -3.3 | -6.7 | 0.6 | -3.9 | -3.9 | -13.3 | -1.7 | -3.3 | 0.6 | -2.2 | 0.6 | -2.2 | -1.1 | -4.7 | -10 | -15 | 0 | -1.1 | 5.6 | 4.4 | -9.4 | -20 | -4.4 | -6.7 | -11 | -16 | 5.6 | 1.7 | 15 | 15 | -21.1 | -28.3 | 11.7 | 1.7 | 0.6 | -0.6 | 7.4 | -2.1 | 13.7 | 9.8 | 18.3 | 2.8 | 7.2 | -1.5 | 20.6 | 18.3 | 15.2 | 13.1 | -2.8 | -8.9 | 3.9 | -2.2 | -9.4 | -16.1 | 6.1 | 2.2 | -2.8 | -5 | -18.7 | -26.4 | -3.3 | -7.2 | 0 | -7.8 | 3.9 | -5.4
-6 | -7 | -0.6 | -2.8 | 4.8 | -2.2 | 5.7 | 2.5 | -3.3 | -10 | 9.4 | 1.1 | 2 | 1 | 2.8 | 2.2 | 8.9 | 3.9 | 8.3 | -3.3 | 13.3 | 10.7 | 0 | -1.9 | -1.7 | -4.4 | 1.1 | -1.1 | 8 | 3 | 17.6 | 14.7 | 23.9 | 20 | 7.1 | 1.2 | 18.3 | 15 | 15 | 13.3 | 16.1 | 9.4 | -12.9 | -22.6 | -1.1 | -5.6 | 4.4 | -2.2 | -1.7 | -8.9 | -8.1 | -9.4 | -2.4 | -9.8 | 9.8 | 4 | 8.9 | 2.5 | -1.1 | -5 | -4 | -6 | -18.7 | -22.5 | -19.2 | -30.1 | -7.2 | -10.6 | -4.4 | -5 | -21.9 | -25.3 | -15.4 | -19.5 | 1.7 | -0.6 | -3.1 | -8.7 | -10.6 | -17.8 | -2.6 | -11.5 | 6.7 | 6.6 | -14.4 | -18.3 | 3.3 | -5 | 0.6 | -3.9 | 10 | 7.8 | 11.3 | 11.3 | -3.9 | -5.6 | -2.6 | -6.8 | 2.8 | -3.3 | -10.9 | -14.2 | 10.8 | 3.6 | -4.1 | -7 | -1.1 | -7.8 | -4.6 | -12.7 | -3.4 | -4.5 | 1.1 | -1.7 | 0.6 | -2.8 | -1.7 | -4.9 | -11 | -15 | -1.7 | -3.3 | 4.8 | 3.8 | -10.6 | -20 | -4.4 | -6.7 | -11 | -16 | 5.4 | 1.7 | 14.6 | 14.6 | -22.2 | -26.7 | 10 | 3.3 | 1.7 | 0 | 7.1 | -2.1 | 12.9 | 8.8 | 17.8 | 3.3 | 7.2 | -0.9 | 20.6 | 18.3 | 15.9 | 13.2 | -2.8 | -8.9 | 3.3 | -2.8 | -9.4 | -15.4 | 5 | 2.2 | -2.8 | -4.6 | -19 | -26.3 | -3.9 | -6.9 | 0 | -7.8 | 2.8 | -6.7
-7 | -8 | -0.6 | -3.3 | 6.1 | -2.2 | 6.1 | 2.8 | -3.1 | -9 | 9.4 | 1.1 | 1 | 0 | 2.2 | 1.6 | 7.8 | 3.3 | 6.1 | -2.2 | 13.9 | 11.6 | 0 | -2.5 | -1.7 | -5 | 0.5 | -1.4 | 7 | 1 | 17.9 | 15.4 | 23.3 | 20 | 6.3 | 1.2 | 18.3 | 15 | 14.4 | 13.3 | 13.9 | 10 | -13.3 | -23.9 | -1.1 | -5.3 | 3.3 | -2.8 | -1.7 | -8.9 | -8.3 | -10 | -1.5 | -9.3 | 10 | 3.3 | 8.3 | 2.2 | -1.1 | -5 | -3 | -5 | -19.7 | -23 | -19.1 | -30.5 | -7.8 | -11.7 | -4.4 | -5 | -22 | -26.4 | -15.6 | -20 | 1.7 | -0.6 | -3.3 | -9.4 | -11.1 | -18.9 | -2.8 | -12.2 | 6.1 | 6.1 | -12.2 | -16.1 | 4.4 | -5 | 0 | -3.9 | 10 | 7.8 | 11.5 | 11.5 | -3.9 | -5.6 | -2.8 | -7.8 | 2.8 | -3.3 | -13 | -15.8 | 9.8 | 5.4 | -4.8 | -7.7 | -2.8 | -10 | -5.4 | -13.5 | -5 | -5.7 | 1.1 | -1.7 | -0.6 | -3.3 | -2.2 | -5.6 | -11 | -16 | -1.7 | -3.3 | 4.1 | 2.9 | -10.6 | -20 | -5.6 | -7.2 | -12 | -16 | 5.2 | 1.7 | 14.3 | 14.3 | -22.8 | -27.2 | 7.8 | 2.2 | 1.1 | -0.6 | 6.7 | -2.8 | 12.2 | 7.8 | 17.2 | 3.3 | 7.2 | 0 | 20 | 18.3 | 16.7 | 13.3 | -2.8 | -9.4 | 2.2 | -3.3 | -9.4 | -15.6 | 5 | 2.2 | -2.8 | -4.4 | -19.4 | -27.2 | -4.4 | -7.1 | 0 | -7.8 | 1.9 | -4.3
-8 | -10 | -3.3 | -5.6 | 6.8 | -2.3 | 6.1 | 2.7 | -3 | -8.7 | 8.9 | 1.7 | 1 | 0 | 1.7 | 1.1 | 7.2 | 2.8 | 5.6 | -2.2 | 14.4 | 12.2 | -0.6 | -3.9 | -2.2 | -5.6 | 0 | -1.7 | 7 | 1 | 18.3 | 16.1 | 23.3 | 19.4 | 5.6 | 1.1 | 18.3 | 15.6 | 14.4 | 13.9 | 14.4 | 10 | -14.1 | -23 | -1.1 | -5.7 | 3.9 | -2.8 | 0.6 | -8.9 | -8.5 | -9.9 | -0.6 | -10 | 9.6 | 3.1 | 8.1 | 2.3 | -1.1 | -5 | -4 | -6 | -20.6 | -23.5 | -18.9 | -31.7 | -8.9 | -12.8 | -3.9 | -4.4 | -22.2 | -28.3 | -15.4 | -19.2 | 1.7 | -0.6 | -2.8 | -7.5 | -12.2 | -23.3 | -2.6 | -10.2 | 6.1 | 6.1 | -11.1 | -15 | 4.4 | -5 | -0.6 | -4.4 | 10 | 8.3 | 11.7 | 11.7 | -3.3 | -5 | -3.2 | -7.7 | 2.8 | -3.9 | -15 | -17.8 | 8.9 | 6.7 | -5.6 | -8.9 | -4.4 | -11.1 | -6.1 | -15 | -6.7 | -7.2 | 0.6 | -2.2 | -0.6 | -2.8 | -3.1 | -5.1 | -12 | -16 | -2.2 | -3.3 | 3.3 | 2.2 | -11.1 | -19.4 | -6.1 | -8.3 | -10 | -14 | 5 | 1.7 | 13.9 | 13.9 | -22.8 | -30 | 6.7 | 1.7 | 0 | -1.1 | 6.9 | -2.5 | 12 | 7.5 | 16.1 | 3.9 | 7.2 | 0.4 | 19.4 | 18.9 | 16.9 | 10.5 | -3.9 | -9.4 | 1.1 | -6.1 | -9.4 | -16.7 | 4.4 | 1.7 | -2.8 | -4.4 | -19.2 | -27.1 | -5 | -7.8 | -1.1 | -7.8 | 0.9 | -3.3
-8 | -10 | -7.8 | -8.9 | 7.6 | -2.9 | 6.1 | 2.7 | -2.8 | -9.4 | 8.3 | 1.1 | 1 | 0 | 1.5 | 0.9 | 6.7 | 2.2 | 5.6 | -1.1 | 13.9 | 11.6 | 0 | -3.9 | -2.8 | -6.1 | -0.6 | -2.2 | 6 | 2 | 18.3 | 16.7 | 23.3 | 19.4 | 4.8 | 0.5 | 18.3 | 15.6 | 14.4 | 13.9 | 13.9 | 8.9 | -14.8 | -23.4 | -1.1 | -6.7 | 2.8 | -2.2 | 1.1 | -8.9 | -8.7 | -10.1 | 0 | -8.4 | 9.3 | 2.6 | 8 | 2.2 | -0.6 | -5 | -4 | -6 | -21.1 | -24.3 | -20.2 | -28.9 | -9.4 | -12.8 | -3.9 | -4.4 | -21.5 | -26.8 | -15.2 | -18.8 | 1.7 | -0.6 | -2.2 | -6.2 | -12.8 | -21.7 | -2.4 | -9.3 | 6.1 | 6.1 | -10.6 | -13.9 | 4.4 | -5.6 | -0.6 | -5 | 9.4 | 8.3 | 10.9 | 10.9 | -2.8 | -4.4 | -3.5 | -8.2 | 2.2 | -2.2 | -15 | -17.8 | 9.1 | 6.9 | -6 | -8.9 | -6.1 | -13.3 | -6.1 | -13.9 | -6.1 | -6.6 | 0.6 | -2.8 | 0 | -2.8 | -4.1 | -5.3 | -12 | -16 | -2.2 | -3.3 | 4.1 | 2.3 | -11.7 | -18.3 | -9.4 | -10.6 | -10 | -14 | 4.1 | 0.9 | 13.9 | 13.9 | -23.3 | -30.6 | 7.2 | 2.2 | 0.6 | -1.7 | 7 | -2.9 | 11.9 | 7.2 | 12.2 | -5 | 7.2 | 0.6 | 18.9 | 18.9 | 17 | 7.1 | -3.9 | -10 | 0.6 | -6.1 | -9.4 | -15.8 | 4.4 | 1.1 | -3.2 | -4.6 | -19.1 | -28.1 | -5.6 | -7.7 | -1.1 | -7.8 | 0 | -2.8
-8 | -12 | -7.8 | -8.3 | 8.3 | -4.4 | 6.1 | 2.8 | -3.5 | -8.7 | 8.3 | 0 | 1 | 0 | 1.3 | 0.7 | 6.1 | 2.2 | 4.4 | -1.1 | 13.3 | 10.7 | 0 | -4.4 | -2.8 | -6.7 | -0.4 | -2.2 | 5 | 1 | 18.3 | 17.3 | 23.3 | 19.4 | 4.1 | 0 | 17.8 | 15.6 | 14.4 | 13.9 | 13.9 | 8.9 | -15.6 | -24.4 | -1.3 | -6.7 | 2.8 | -2.2 | 1.7 | -8.3 | -8.9 | -10.6 | 0.5 | -7.7 | 8.9 | 2.2 | 7.8 | 2.2 | -0.6 | -6.1 | -5 | -7 | -21.7 | -25.3 | -21.5 | -27.9 | -13.3 | -15 | -3.9 | -4.4 | -20.7 | -25.9 | -15 | -18.9 | 1.7 | -0.6 | -1.7 | -5.6 | -13.3 | -21.7 | -2.2 | -9.4 | 6.1 | 6.1 | -10 | -11.7 | 3.9 | -5.6 | -1.1 | -5 | 9.4 | 7.8 | 10.2 | 10.2 | -2.8 | -5.6 | -3.9 | -9.4 | 3.3 | -2.8 | -15 | -18.1 | 9.2 | 7 | -6.3 | -9.3 | -7.2 | -13.9 | -6.1 | -13.9 | -5.6 | -6.1 | 0.6 | -3.3 | -1.1 | -3.3 | -5 | -5.6 | -13 | -16 | -3.3 | -4.4 | 4.8 | 2.2 | -11.1 | -17.8 | -10 | -10.6 | -11 | -15 | 3.1 | 0.1 | 13.9 | 13.9 | -23.9 | -27.8 | 9.4 | 2.8 | 3.9 | 0 | 7.2 | -3.3 | 11.7 | 6.7 | 9.4 | -5 | 7.2 | 1.1 | 18.3 | 18.3 | 17.2 | 2.2 | -4.4 | -8.3 | 0 | -7.2 | -9.4 | -15.8 | 4.4 | 1.1 | -3.5 | -4.6 | -18.9 | -30 | -6.1 | -7.8 | 0 | -7.8 | -0.2 | -2.6
-8 | -11 | -6.7 | -8.9 | 8.1 | -2.7 | 6.7 | 2.8 | -4.3 | -8.8 | 8.3 | 1.1 | 1 | 0 | 1.1 | 0.6 | 7.2 | 2.2 | 3.3 | 0.6 | 12.8 | 10 | -0.6 | -4.4 | -3.3 | -7.2 | -0.2 | -2.3 | 6 | 2 | 18.3 | 17.8 | 23.3 | 19.4 | 3.3 | -0.6 | 17.2 | 15.6 | 14.4 | 13.3 | 14.4 | 8.9 | -15 | -23.6 | -1.5 | -7.3 | 2.8 | -2.2 | 1.7 | -7.2 | -9.1 | -10.5 | 1.1 | -8.3 | 9.1 | 2.4 | 8.3 | 2.3 | -0.6 | -7.2 | -6 | -8 | -22.2 | -26.1 | -22.8 | -27.8 | -13.3 | -16.1 | -3.9 | -4.4 | -20 | -25.6 | -14.6 | -18.3 | 1.7 | -0.6 | 0 | -4.3 | -13.9 | -21.7 | -0.2 | -7.3 | 8.1 | 7.4 | -10 | -11.1 | 5 | -5.6 | -1.7 | -5.6 | 8.9 | 1.7 | 9.4 | 9.4 | -2.8 | -5.6 | -3.9 | -8.9 | 3.9 | -1.7 | -15 | -18.9 | 9.4 | 7.2 | -6.7 | -10 | -7.8 | -16.1 | -6.1 | -15 | -5 | -5.6 | 0.6 | -4.4 | -2.2 | -3.3 | -4.6 | -5.4 | -13 | -16 | -3.3 | -3.9 | 5.6 | 2.2 | -10 | -18.9 | -8.3 | -10 | -11 | -15 | 2.2 | -0.6 | 13.9 | 13.9 | -24.4 | -30.6 | 8.9 | 1.1 | 3.9 | 0.6 | 7.8 | -3 | 12.2 | 7.1 | 8.9 | -5.6 | 7.8 | 1.4 | 18.3 | 18.3 | 18.7 | 2.5 | -3.9 | -8.9 | -1.1 | -12.2 | -9.4 | -16.7 | 5.6 | 1.1 | -3.9 | -5 | -18.3 | -28.1 | -6.7 | -8.3 | -0.6 | -7.8 | -0.4 | -2.8
-8 | -11 | -6.7 | -8.3 | 8 | -1.6 | 7.2 | 2.9 | -5 | -9.4 | 7.8 | 2.2 | 3 | 1 | 4.4 | 2.3 | 8.9 | 2.8 | 7.2 | -1.1 | 12.6 | 9.5 | 4.4 | -3.3 | -0.6 | -5.6 | 0 | -2.8 | 8 | 4 | 18.5 | 18.2 | 23.9 | 20 | 4.6 | -0.3 | 17.2 | 15.6 | 14.4 | 13.3 | 16.1 | 10.6 | -14.5 | -23.4 | -1.7 | -8.9 | 3.9 | -1.1 | 2.2 | -6.7 | -9.2 | -10.6 | 2.8 | -6.6 | 9.2 | 2.5 | 8.9 | 2.7 | -1.1 | -7.2 | -3 | -7 | -19.8 | -24.2 | -20.9 | -27 | -10.6 | -12.8 | -3.9 | -4.4 | -17.8 | -21.5 | -14.3 | -18.1 | 1.7 | -0.6 | 1.6 | -4 | -13.9 | -21.1 | 1.9 | -6.4 | 10.2 | 8.8 | -9.4 | -11.1 | 6.1 | -6.1 | -1.1 | -3.3 | 9.4 | 1.1 | 10.2 | 9.9 | -3.3 | -5.6 | -3.9 | -9.1 | 4.4 | -1.1 | -11.3 | -16.2 | 9.8 | 7.3 | -4.5 | -8.1 | -8.3 | -18.9 | -5.4 | -13.5 | -3.7 | -4.9 | 0.6 | -4.4 | -1.1 | -2.2 | -4.3 | -5.4 | -12 | -17 | -2.2 | -3.3 | 7.3 | 2.8 | -8.9 | -17.8 | -8.3 | -10 | -12 | -16 | 3.7 | -0.8 | 14.3 | 14.3 | -24.4 | -31.7 | 7.2 | 0.6 | 7.8 | 3.3 | 8.3 | -3.1 | 12.8 | 7.5 | 9.4 | -10.6 | 8.3 | 1.4 | 17.8 | 17.2 | 20.2 | 2.1 | -3.9 | -7.8 | -1.7 | -8.3 | -9 | -15.8 | 5.6 | 1.1 | -3.7 | -4.7 | -17.8 | -27.2 | -4.3 | -6.1 | 1.1 | -7.2 | -0.6 | -3.3
-9 | -12 | -3.9 | -6.1 | 7.8 | -1.1 | 7.8 | 2.8 | -5.2 | -10.5 | 10.6 | 1.7 | 3 | 1 | 7.8 | 3.8 | 11.1 | 4.4 | 8.9 | -1.1 | 12.4 | 8.9 | 8.9 | -2.2 | -2.8 | -5 | 2 | -2.1 | 13 | 9 | 18.7 | 18.6 | 24.4 | 20 | 5.9 | -0.3 | 18.9 | 16.1 | 14.4 | 13.3 | 18.9 | 7.8 | -13.9 | -24.4 | -0.4 | -7.4 | 6.1 | -1.7 | 5 | -3.9 | -9.4 | -11.1 | 4.4 | -5.8 | 9.4 | 2.8 | 9.4 | 2.8 | -1.1 | -7.8 | -2 | -6 | -17.4 | -23.1 | -19.1 | -27 | -7.8 | -10.6 | -3.9 | -5.6 | -15.5 | -18.1 | -13.9 | -18.3 | 1.7 | -0.6 | 3.3 | -3.9 | -12.8 | -21.1 | 3.9 | -6.1 | 12.2 | 10 | -8.9 | -11.1 | 6.7 | -5.6 | -0.6 | -3.9 | 8.9 | 0.6 | 10.9 | 10.2 | -2.8 | -5 | -3.9 | -10 | 4.4 | 1.1 | -7.6 | -14.1 | 10.2 | 7.3 | -2.2 | -6.7 | -8.3 | -18.3 | -4.6 | -13.2 | -2.4 | -4.5 | 0.6 | -3.9 | 0 | -2.2 | -3.9 | -5.6 | -11 | -16 | -1.1 | -1.1 | 8.9 | 3.1 | -8.3 | -15 | -8.3 | -9.4 | -11 | -15 | 5.2 | -1.5 | 14.6 | 14.6 | -23.9 | -30 | 10 | 1.7 | 12.2 | 4.4 | 8.9 | -3.9 | 13.3 | 7.8 | 10.6 | -12.2 | 8.9 | 1.7 | 17.8 | 17.2 | 21.7 | 1.7 | -1.7 | -8.9 | -2.2 | -10.6 | -8.7 | -15.7 | 7.8 | 2.8 | -3.5 | -4.5 | -17.2 | -27.2 | -1.8 | -3.9 | 4.4 | -6.1 | 0.3 | -3.3
-10 | -12 | -4.4 | -6.1 | 10 | 0.6 | 8.3 | 2.7 | -5.4 | -12 | 12.8 | -1.1 | 5 | 2 | 11.1 | 5 | 13.3 | 5.6 | 11.1 | 0 | 12.2 | 8.3 | 12.8 | 0 | 1.7 | -2.8 | 4.1 | -1.8 | 15 | 10 | 18.9 | 18.9 | 25.6 | 21.1 | 7.2 | -0.6 | 22.2 | 18.3 | 15.6 | 13.9 | 22.2 | 8.9 | -12.4 | -22.9 | 0.9 | -6.7 | 8.3 | -1.1 | 6.7 | -2.2 | -8.3 | -10.7 | 6.1 | -6.1 | 10.7 | 2.5 | 10.2 | 2.6 | -0.6 | -8.9 | 0 | -4 | -15 | -22.8 | -17.2 | -28.3 | -7.8 | -11.1 | -4.4 | -7.8 | -13.3 | -15 | -11.1 | -16.7 | 1.1 | -0.6 | 6.1 | -2.4 | -12.2 | -20 | 6.3 | -4.2 | 14.4 | 10.1 | -7.8 | -10 | 8.3 | -7.2 | 1.1 | -4.4 | 8.9 | -1.1 | 11.7 | 10.6 | -2.8 | -5 | -3.3 | -8.7 | 6.1 | 1.7 | -3.9 | -13.3 | 10.6 | 7.2 | 0 | -6.1 | -8.9 | -17.8 | -3.9 | -13.9 | -1.1 | -4.4 | 0.6 | -3.3 | 1.1 | -1.1 | -3.7 | -5.5 | -10 | -13 | 0 | -0.6 | 10.6 | 3.3 | -6.7 | -16.1 | -6.1 | -8.9 | -10 | -14 | 6.7 | -2.8 | 15 | 15 | -22.2 | -29.4 | 11.7 | 0.6 | 15 | 3.9 | 10.9 | -3.2 | 15.7 | 8.7 | 11.1 | -12.8 | 9.8 | 1.9 | 20.6 | 18.9 | 23.4 | 2.3 | -0.6 | -10 | -3.3 | -15 | -8.3 | -16.7 | 11.1 | 3.9 | -3.3 | -4.4 | -15.2 | -25 | 0.6 | -2.2 | 6.1 | -5.6 | 1.3 | -3.7
-9 | -12 | -4.4 | -5.6 | 12.2 | 2.1 | 8.9 | 2.5 | -5.6 | -15 | 15.6 | -3.9 | 6 | 2 | 12.8 | 4.3 | 15 | 6.1 | 13.3 | -0.6 | 12.4 | 7.9 | 12.8 | 7.2 | 4.4 | -3.3 | 6.1 | -2.2 | 16 | 11 | 17.8 | 17.8 | 25.6 | 20.6 | 8.9 | -0.1 | 25.6 | 18.3 | 15 | 13.9 | 23.3 | 7.8 | -10.9 | -22.4 | 2.2 | -7.2 | 8.9 | 0 | 6.7 | -1.7 | -7.2 | -10.5 | 8.1 | -3 | 12 | 1.9 | 10.9 | 2.2 | -0.6 | -9.4 | 1 | -3 | -13.7 | -20.9 | -15.7 | -26 | -6.7 | -11.7 | -5 | -9.4 | -10.9 | -13.5 | -8.4 | -15.9 | 1.1 | -1.7 | 8.9 | -1.6 | -10.6 | -19.4 | 8.7 | -2.8 | 16.7 | 10.1 | -6.1 | -10.6 | 10.6 | -7.2 | 3.3 | -5 | 8.3 | -0.6 | 14.1 | 10 | -2.8 | -5 | -2.8 | -8.2 | 6.7 | 1.7 | -1.9 | -12.2 | 9.3 | 6.1 | 2 | -4.8 | -10 | -17.2 | -2.4 | -12.4 | 0 | -3.9 | 0.6 | -2.8 | 1.7 | -0.6 | -3.5 | -5.7 | -9 | -16 | 2.8 | 1.1 | 11.9 | 3.7 | -5.6 | -13.3 | -3.9 | -8.3 | -9 | -14 | 7.8 | -3 | 15.6 | 15.5 | -20 | -27.2 | 13.3 | -0.6 | 16.7 | 3.3 | 13 | -3.3 | 18.2 | 9.6 | 10.6 | -12.8 | 10.8 | 1.9 | 22.8 | 18.9 | 25 | 1.8 | 1.1 | -11.1 | -3.3 | -15 | -7.2 | -15.2 | 14.4 | 3.3 | -2.8 | -3.9 | -13.1 | -23.3 | 3.4 | -1.5 | 8.9 | -7.2 | 2.2 | -5
-8 | -11 | -3.3 | -6.1 | 14.4 | 3.3 | 9.4 | 2.2 | -6 | -13.8 | 16.1 | -3.3 | 7 | 1 | 14.4 | 2.9 | 16.1 | 5.6 | 15 | 2.2 | 12.6 | 7.7 | 14.4 | 6.7 | 7.2 | -5 | 7.2 | -1.3 | 16 | 11 | 16.7 | 16.7 | 26.1 | 20.6 | 10.5 | -0.3 | 26.7 | 17.2 | 15.6 | 13.9 | 24.4 | 8.3 | -9.4 | -23.9 | 3.7 | -5.8 | 10 | 0.6 | 8.3 | 0 | -6.1 | -11.1 | 10.2 | -1.1 | 13.3 | 1.1 | 11.7 | 1.7 | 0 | -8.9 | 2 | -2 | -12.4 | -20.1 | -14.3 | -24.7 | -5.6 | -11.7 | -5 | -10 | -8.5 | -12.5 | -5.6 | -16.7 | 0.6 | -2.2 | 11.7 | -1.1 | -8.3 | -19.4 | 11.1 | -2.2 | 18.9 | 9.4 | -5 | -10 | 14.4 | -8.3 | 6.1 | -5 | 8.3 | 0 | 16.5 | 8.5 | -2.8 | -5 | -2.2 | -8.3 | 8.9 | 1.7 | 0.2 | -12.7 | 8 | 4.8 | 4.1 | -4.5 | -10 | -18.3 | -0.9 | -12.4 | 1.1 | -4.2 | 0.6 | -2.8 | 1.1 | -0.6 | -3.3 | -6.1 | -8 | -15 | 4.4 | 1.7 | 13.1 | 3.8 | -4.4 | -14.4 | -3.3 | -7.8 | -8 | -13 | 8.9 | -3.8 | 16.1 | 15.8 | -19.4 | -26.7 | 15 | -3.3 | 17.2 | 2.2 | 15 | -4.4 | 20.6 | 10 | 12.8 | -13.3 | 11.7 | 1.7 | 24.4 | 17.2 | 26.7 | 1.7 | 1.7 | -10 | -2.8 | -13.9 | -6.1 | -14.8 | 15.6 | 4.4 | -2.2 | -3.4 | -11.1 | -23.3 | 6.1 | -2 | 10.6 | -8.9 | 2.6 | -4.1
-6 | -9 | -2.8 | -4.4 | 15.3 | 4.7 | 9.2 | 2.8 | -6.3 | -13.7 | 16.7 | -13.9 | 7 | 2 | 16.1 | 1.1 | 15.6 | 8.9 | 16.1 | 3.3 | 12.8 | 7.2 | 13.3 | 7.2 | 7.8 | -6.1 | 8.3 | -0.6 | 17 | 11 | 15.6 | 15.6 | 25.6 | 20 | 12.2 | -0.6 | 27.2 | 16.7 | 15.6 | 13.9 | 23.3 | 7.2 | -8.1 | -21.9 | 5.2 | -5.1 | 10 | 0.6 | 8.9 | 1.7 | -5.2 | -10 | 12.2 | 1.1 | 13.5 | 1.8 | 12.2 | 1.8 | 0 | -10 | 2 | -2 | -11.1 | -20 | -12.8 | -24.4 | -4.4 | -12.2 | -5 | -8.9 | -6.1 | -12.2 | -4.7 | -15 | 0.6 | -2.8 | 12.6 | -0.6 | -7.2 | -20 | 12.6 | -2.2 | 18.9 | 9.4 | -3.9 | -9.4 | 16.7 | -8.3 | 8.3 | -5.6 | 8.3 | 3.9 | 18.9 | 5.6 | -2.2 | -6.1 | -1.8 | -7.2 | 12.2 | 0.6 | 2.2 | -15.6 | 6.7 | 3.3 | 6.1 | -5 | -10 | -18.3 | 0.6 | -13.9 | 2.2 | -5 | 0.6 | -2.2 | 2.2 | -1.1 | -2.9 | -5.5 | -7 | -11 | 7.8 | 2.2 | 14.4 | 3.9 | -2.8 | -12.8 | -2.8 | -8.9 | -7 | -13 | 10 | -5.6 | 16.7 | 16.1 | -17.8 | -22.8 | 15.6 | -4.4 | 17.8 | 2.8 | 15.4 | -4 | 20.4 | 10.3 | 14.4 | -12.2 | 12.4 | 1.1 | 26.1 | 13.3 | 27.4 | 1 | 2.2 | -10 | -2.2 | -14.4 | -5 | -15.6 | 17.2 | 1.7 | -1.7 | -3.3 | -9.4 | -20.8 | 8.9 | -3.3 | 12.2 | -11.1 | 2.9 | -3.6
-7 | -10 | -1.7 | -4.4 | 16.3 | 5.6 | 9.1 | 3.5 | -6.7 | -14.4 | 13.3 | -18.9 | 7 | 2 | 16.8 | 0.4 | 15 | 8.9 | 17.8 | 3.9 | 12.8 | 7.5 | 12.8 | 4.4 | 7.8 | -7.8 | 9.4 | 0 | 16 | 12 | 15 | 14.7 | 26.7 | 20.6 | 13.7 | -0.6 | 27.2 | 17.2 | 16.7 | 15 | 23.9 | 7.2 | -6.9 | -22 | 6.7 | -5.6 | 9.4 | 0.6 | 9.4 | 2.8 | -4.2 | -9.2 | 12.6 | 2.5 | 13.7 | 2.3 | 12.8 | 1.8 | 0.6 | -10 | 2 | -2 | -11.1 | -18.8 | -12.2 | -22.8 | -3.9 | -12.8 | -5 | -8.3 | -5.7 | -11.1 | -3.7 | -14.4 | 0.6 | -2.8 | 13.5 | -0.2 | -6.1 | -20 | 14.1 | -2.4 | 18.9 | 9.4 | -2.8 | -8.3 | 16.7 | -11.1 | 10.6 | -6.1 | 7.8 | -3.9 | 19.1 | 5.2 | -2.2 | -5.6 | -1.5 | -6.8 | 12.2 | -1.1 | 2.8 | -13.2 | 6.9 | 3.9 | 6.5 | -4.6 | -10 | -18.3 | 0.6 | -12.3 | 2 | -2.9 | 0.6 | -2.2 | 2.8 | -2.2 | -2.6 | -5.4 | -6 | -11 | 8.9 | 2.8 | 14.8 | 3 | -1.1 | -10 | -2.8 | -8.9 | -7 | -12 | 10.6 | -4.1 | 16.9 | 16.4 | -16.1 | -21.1 | 16.7 | -5 | 17.2 | 3.3 | 15.7 | -4.2 | 20.2 | 10.1 | 14.4 | -18.3 | 13.2 | 0.6 | 27.2 | 12.2 | 28.2 | 0 | 2.2 | -10 | -1.1 | -14.4 | -4.6 | -14.1 | 18.3 | 1.1 | -1.1 | -2.6 | -7.8 | -19.9 | 9.8 | -3.4 | 11.7 | -11.1 | 3.3 | -3.9
-6 | -9 | -1.7 | -4.4 | 17.2 | 6.7 | 8.9 | 3.9 | -7.4 | -14.9 | 13.3 | -25 | 7 | 3 | 17.6 | -0.1 | 15 | 8.3 | 18.3 | 4.4 | 12.8 | 7.7 | 12.8 | 2.8 | 7.2 | -7.8 | 9.6 | 0 | 16 | 12 | 14.5 | 13.7 | 26.1 | 20 | 15.2 | -0.8 | 26.1 | 17.2 | 16.7 | 14.4 | 22.2 | 8.9 | -5.6 | -23.3 | 7.2 | -5.5 | 7.2 | 2.2 | 10 | 4.4 | -3.3 | -9.4 | 12.9 | 3.8 | 13.9 | 2.8 | 13.3 | 1.7 | 0.6 | -10.6 | 4 | -2 | -11.1 | -18.6 | -11.7 | -22 | -3.3 | -12.8 | -5.6 | -10 | -5.4 | -10.7 | -2.8 | -15.6 | 0.6 | -3.9 | 14.4 | 0 | -5 | -21.7 | 15.6 | -3.9 | 18.9 | 9.4 | -1.1 | -8.3 | 15 | -11.1 | 10 | -6.1 | 7.8 | -4.4 | 19.2 | 4.6 | -2.8 | -6.7 | -1.1 | -7.2 | 12.2 | 0 | 3.3 | -13.3 | 7 | 4.2 | 6.8 | -4.9 | -10 | -18.3 | 0.6 | -12.3 | 1.9 | -1.7 | -0.6 | -3.3 | -1.1 | -3.3 | -2.2 | -5.6 | -6 | -9 | 10.6 | 2.8 | 15.2 | 2.4 | 0 | -8.9 | -2.2 | -8.9 | -6 | -12 | 11.1 | -3.7 | 17 | 16.5 | -15 | -19.4 | 16.1 | -5 | 18.3 | 3.3 | 16.1 | -5 | 20 | 10 | 13.9 | -12.8 | 13.9 | -0.6 | 28.9 | 5.6 | 28.9 | -1.1 | 3.3 | -11.1 | -0.6 | -13.9 | -4.3 | -14.4 | 17.8 | 1.1 | -0.6 | -2.4 | -6.1 | -20 | 10.8 | -3.9 | 12.8 | -10.6 | 3.1 | -3.1
-8 | -12 | -1.1 | -4.4 | 16.8 | 6.6 | 8.3 | 4.5 | -8.2 | -16.3 | 12.8 | -22.8 | 7 | 2 | 18.3 | -1.1 | 14.4 | 8.3 | 18.3 | 4.4 | 12.8 | 7.8 | 12.2 | 3.3 | 6.1 | -7.2 | 9.8 | -0.3 | 17 | 13 | 13.9 | 12.8 | 26.1 | 20.6 | 16.7 | -2.2 | 26.7 | 17.2 | 16.7 | 14.4 | 23.3 | 6.1 | -6.1 | -21.7 | 7.8 | -6.6 | 6.7 | 2.8 | 11.7 | 5.6 | -3.9 | -8.9 | 13.3 | 5 | 13.5 | 4.4 | 13.1 | 1.7 | 0.6 | -10 | 3 | -2 | -11.1 | -19.4 | -11.1 | -22.8 | -2.8 | -13.3 | -6.1 | -10 | -5 | -11.1 | -3.5 | -14.8 | 0 | -3.9 | 13.3 | 0 | -4.4 | -21.1 | 14.3 | -2.7 | 15.4 | 8.7 | -0.6 | -7.8 | 13.9 | -11.1 | 11.1 | -8.3 | 6.7 | 1.1 | 19.4 | 3.9 | -3.3 | -6.7 | -1.3 | -6.2 | 13.9 | -3.9 | 3.9 | -14.4 | 7.2 | 4.4 | 7.2 | -6.1 | -9.4 | -18.3 | 0.6 | -13.9 | 1.7 | -0.6 | -0.6 | -5 | 0 | -3.3 | -2.4 | -5.2 | -7 | -13 | 11.7 | 0.6 | 15.6 | 1.1 | 0 | -7.2 | -2.8 | -10 | -5 | -11 | 11.7 | -3.3 | 17.2 | 16.7 | -13.9 | -18.9 | 16.1 | -5.6 | 17.8 | 2.2 | 15.9 | -4.6 | 19.6 | 10.4 | 14.4 | -14.4 | 13.9 | -0.8 | 27.2 | 6.7 | 28 | -0.9 | 3.3 | -7.8 | -0.6 | -15 | -3.9 | -15.6 | 17.2 | 0 | 0 | -2.2 | -7.2 | -19.4 | 11.7 | -5.6 | 12.2 | -10 | 3 | -2.6
-9 | -12 | -1.7 | -5 | 16.5 | 6.9 | 7.8 | 5.1 | -8.9 | -18.9 | 11.7 | -17.2 | 4 | 2 | 16.3 | 2 | 13.3 | 8.9 | 16.1 | 7.2 | 12.6 | 7.7 | 11.1 | 3.9 | 6.1 | -6.1 | 10 | -0.6 | 16 | 14 | 13.5 | 11.8 | 25.6 | 20.6 | 15.4 | -1.8 | 26.1 | 16.7 | 15.6 | 13.9 | 22.2 | 6.7 | -6.7 | -22.2 | 8.3 | -8.9 | 5.6 | 2.8 | 11.7 | 6.1 | -4.4 | -9.2 | 12.9 | 5.6 | 13.2 | 6.1 | 13 | 1.7 | -0.6 | -10.6 | 3 | 0 | -12.4 | -19 | -12.2 | -21.5 | -3.3 | -13.3 | -6.7 | -11.1 | -5 | -10.7 | -4.3 | -15.2 | -0.6 | -3.9 | 12.2 | -0.6 | -5 | -21.1 | 13 | -2.2 | 11.8 | 7.1 | -1.7 | -7.8 | 8.9 | -4.4 | 11.1 | -6.7 | 5.6 | 0 | 16.8 | 8 | -3.3 | -6.7 | -1.5 | -6.2 | 13.3 | -2.2 | 1.3 | -9.9 | 7.2 | 4.9 | 6.1 | -4.4 | -9.4 | -17.2 | 0.2 | -11.7 | 1.3 | -0.3 | -1.1 | -6.7 | -0.6 | -5 | -2.6 | -5.2 | -7 | -12 | 10.6 | -1.1 | 14.8 | 1.3 | 1.1 | -6.1 | -3.3 | -8.9 | -6 | -12 | 10 | -2.3 | 16.8 | 16.2 | -13.3 | -21.7 | 15.6 | -5.6 | 17.2 | 1.7 | 15.8 | -4.2 | 19.3 | 10.6 | 12.8 | -13.3 | 13.9 | -1.1 | 26.7 | 6.1 | 27 | -1.6 | 2.8 | -10 | -0.6 | -15.6 | -4.8 | -14.3 | 16.1 | -1.1 | 0 | -2 | -8.3 | -19.7 | 11.1 | -5.5 | 10 | -4.4 | 2.8 | -2.8
-12 | -15 | -1.7 | -3.9 | 16.1 | 6.7 | 7.2 | 5.6 | -9.3 | -18 | 11.1 | -12.8 | 4 | 2 | 14.2 | 3.4 | 12.2 | 8.3 | 13.9 | 7.8 | 12.4 | 7.5 | 8.9 | 3.9 | 3.9 | -5.6 | 7.4 | 0.6 | 14 | 14 | 13.2 | 10.6 | 25 | 20.6 | 14.1 | -2.1 | 24.4 | 17.2 | 14.4 | 12.8 | 21.7 | 9.4 | -7.2 | -23.9 | 5.7 | -5.5 | 5 | 2.2 | 11.1 | 6.7 | -5 | -10 | 12.6 | 6.2 | 12.8 | 7.2 | 12.8 | 1.7 | -0.6 | -11.7 | 2 | -1 | -13.7 | -19.7 | -13.3 | -21.8 | -3.9 | -12.2 | -7.2 | -11.7 | -5 | -11 | -5 | -17.2 | -0.6 | -4.4 | 11.1 | -1.1 | -6.1 | -21.1 | 11.7 | -2.2 | 8.3 | 5.6 | -1.7 | -7.8 | 6.7 | -4.4 | 7.8 | -5.6 | 4.4 | -1.7 | 14.3 | 10.2 | -3.9 | -6.7 | -1.7 | -6.7 | 12.2 | -2.8 | -1.3 | -8.9 | 7.2 | 5.2 | 5 | -3.8 | -10 | -17.8 | -0.2 | -10.9 | 1 | -0.1 | -2.2 | -8.9 | -1.7 | -6.1 | -2.8 | -5.6 | -8 | -14 | 8.3 | -1.1 | 14.1 | 1.4 | 1.1 | -5.6 | -4.4 | -9.4 | -8 | -13 | 8.4 | -2 | 16.5 | 15.6 | -13.9 | -26.1 | 13.9 | -6.1 | 16.7 | 1.1 | 15.6 | -5 | 18.9 | 10.6 | 10.6 | -13.3 | 13.9 | -1.7 | 23.9 | 8.3 | 26.1 | -1.7 | 1.1 | -8.9 | -1.7 | -15 | -5.8 | -14.3 | 14.4 | -1.7 | 0 | -2 | -9.4 | -21.7 | 10.6 | -6.3 | 6.7 | -5 | 1.3 | -2.8
-14 | -17 | -3.3 | -5.6 | 15.7 | 6.5 | 7 | 5.5 | -9.6 | -18.5 | 10 | -11.7 | 3 | 2 | 12.2 | 4.4 | 11.7 | 8.3 | 12.8 | 7.2 | 12.2 | 7.2 | 6.7 | 3.9 | 1.7 | -5.6 | 4.8 | 0.7 | 8 | 8 | 12.8 | 9.4 | 24.4 | 21.1 | 12.8 | -2.8 | 22.8 | 17.2 | 13.9 | 12.2 | 20.6 | 10 | -8.3 | -21 | 3.2 | -4.6 | 4.4 | 1.7 | 9.4 | 5 | -5.6 | -9.4 | 12.2 | 6.7 | 11.7 | 7.4 | 11.9 | 2.4 | -1.7 | -12.2 | 2 | -1 | -15 | -21.1 | -14.4 | -22.8 | -4.4 | -11.7 | -8.3 | -13.3 | -5 | -12.2 | -7 | -16.1 | -1.1 | -3.9 | 9.4 | -0.9 | -7.8 | -21.1 | 9.7 | -1.5 | 6.6 | 4.1 | -2.2 | -7.8 | 5 | -3.9 | 6.7 | -7.8 | 3.9 | -2.8 | 11.7 | 11.1 | -4.4 | -7.2 | -1.9 | -5.8 | 7.2 | 0.6 | -3.9 | -9.4 | 7.2 | 5.6 | 3.9 | -3.9 | -10.6 | -16.7 | -0.6 | -11.7 | 0.6 | 0 | -3.3 | -10 | -2.8 | -7.8 | -3 | -5.6 | -9 | -13 | 5.6 | -1.1 | 13.3 | 1.1 | 1.7 | -5 | -5.6 | -10 | -8 | -13 | 6.7 | -2.2 | 16.1 | 15 | -15 | -26.1 | 12.2 | -5.6 | 15.6 | 0.6 | 13.2 | -2.4 | 18.2 | 11.1 | 8.9 | -14.4 | 13 | -0.5 | 18.3 | 10 | 22.4 | 2.5 | -0.6 | -7.8 | -2.8 | -13.9 | -6.7 | -15.6 | 13.9 | -2.2 | 0 | -2.2 | -10.2 | -20.7 | 10 | -8.3 | 5 | -5.6 | -0.2 | -3.3
-16 | -18 | -4.4 | -8.3 | 15.4 | 6.2 | 6.9 | 5.7 | -10 | -20 | 8.9 | -8.9 | 2 | 1 | 10.4 | 4.8 | 11.1 | 8.3 | 11.7 | 7.2 | 12 | 7.7 | 7.8 | 5 | 0.6 | -5 | 2.2 | 0.6 | 9 | 9 | 13 | 9.1 | 23.9 | 20.6 | 10.8 | -1.7 | 21.1 | 17.2 | 12.8 | 12.2 | 18.9 | 10 | -9.5 | -20 | 0.6 | -5 | 3.9 | 1.7 | 7.2 | 3.9 | -6.1 | -9.1 | 11.7 | 7.6 | 10.5 | 7.2 | 10.9 | 2.5 | -2.2 | -12.8 | 1 | -1 | -15.2 | -20.5 | -16.3 | -23.1 | -4.4 | -10.6 | -9.4 | -12.8 | -5 | -11 | -9.1 | -16.7 | -1.1 | -4.4 | 7.8 | -1 | -7.8 | -20.6 | 7.6 | -1.7 | 5 | 2.7 | -1.7 | -7.8 | 4.4 | -5.6 | 5 | -7.8 | 3.3 | -2.8 | 11.5 | 10.9 | -5 | -7.2 | -2 | -5.4 | 7.2 | 1.1 | -3.9 | -9.2 | 7.2 | 5.5 | 3.7 | -3.8 | -10.6 | -16.7 | -0.6 | -9.9 | 0 | -0.5 | -3.9 | -11.1 | -3.9 | -8.9 | -3.1 | -6 | -8 | -13 | 4.4 | -1.7 | 12.9 | 1.6 | 2.2 | -5 | -5.6 | -10.6 | -8 | -12 | 5.8 | -1.6 | 15.9 | 14.6 | -15.6 | -24.4 | 10.6 | -4.4 | 13.9 | 1.1 | 10.7 | -1.2 | 17.4 | 11 | 7.2 | -13.3 | 12 | 0.1 | 15.6 | 10.6 | 18.7 | 3.7 | -2.8 | -7.2 | -3.3 | -13.9 | -6.9 | -14.2 | 13.9 | -2.8 | 0 | -2 | -10.9 | -20.5 | 8.3 | -6.6 | 4.4 | -6.1 | -1.7 | -4.4
-18 | -19 | -3.9 | -7.8 | 15 | 5.6 | 6.7 | 5.6 | -10.9 | -19.5 | 8.3 | -10 | 2 | 1 | 8.5 | 4.7 | 11.7 | 8.9 | 10.6 | 5.6 | 11.9 | 8 | 7.2 | 6.1 | -0.6 | -5 | 2 | 0.4 | 9 | 9 | 13.1 | 8.8 | 23.9 | 20.6 | 8.7 | -1.2 | 20.6 | 17.2 | 13.9 | 12.2 | 17.2 | 10 | -10.6 | -20.6 | 0.8 | -4.1 | 3.9 | 1.7 | 4.4 | 1.1 | -6.7 | -9.4 | 11.1 | 8.4 | 9.4 | 7.2 | 10 | 2.8 | -3.3 | -13.3 | 1 | -1 | -15.4 | -20.5 | -18.1 | -24.2 | -4.4 | -10.6 | -8.9 | -12.8 | -5 | -10.7 | -11.1 | -18.3 | -1.1 | -6.1 | 6.1 | -1.7 | -6.1 | -21.1 | 5.6 | -2.2 | 3.3 | 1.1 | -1.7 | -7.2 | 0.6 | -5 | 3.3 | -8.3 | 3.3 | -3.3 | 11.3 | 10.7 | -5 | -7.2 | -2.2 | -5.6 | 3.3 | -0.6 | -3.9 | -9.6 | 7.2 | 5.5 | 3.5 | -4.4 | -12.8 | -16.7 | -0.6 | -9.4 | -0.5 | -1 | -4.4 | -11.7 | -3.3 | -8.9 | -3.3 | -6.7 | -8 | -13 | 1.1 | -2.2 | 12.6 | 1.6 | 2.2 | -4.4 | -6.7 | -11.1 | -8 | -12 | 4.8 | -1.6 | 15.8 | 14.4 | -15 | -24.4 | 10 | -4.4 | 14.4 | 0.6 | 8.3 | -1.1 | 16.7 | 11.1 | 6.1 | -12.8 | 11.1 | 0.6 | 17.2 | 13.3 | 15 | 3.9 | -2.2 | -6.7 | -4.4 | -13.9 | -7 | -13.7 | 12.8 | -2.2 | 0 | -2 | -11.7 | -21.7 | 6.7 | -6.5 | 3.3 | -7.2 | -1.7 | -3.9
-18 | -20 | -6.7 | -9.4 | 14.6 | 6.5 | 6.7 | 5.8 | -11.9 | -20 | 7.2 | -10 | 3 | 1 | 6.7 | 4.4 | 11.7 | 8.9 | 8.9 | 4.4 | 11.7 | 8.3 | 6.7 | 5.4 | -2.2 | -5 | 1.9 | 0.3 | 9 | 9 | 13.3 | 8.3 | 23.9 | 21.1 | 6.7 | -1.7 | 21.1 | 17.8 | 12.8 | 12.2 | 16.7 | 10.6 | -11.5 | -19.4 | 0.9 | -4 | 3.3 | 1.1 | 2.8 | -0.6 | -7.8 | -9.6 | 10.6 | 8.9 | 9.2 | 7.2 | 9.8 | 3.1 | -4.4 | -13.3 | 0 | -3 | -15.6 | -21.1 | -20 | -26.1 | -4.4 | -10 | -9.4 | -13.3 | -5 | -11.1 | -12.4 | -18.3 | -1.1 | -6.1 | 6.3 | -1.8 | -6.7 | -21.7 | 5.8 | -1.2 | 2.8 | 0.7 | -1.1 | -6.1 | 0 | -5 | 1.7 | -9.4 | 2.8 | -4.4 | 11.1 | 10.6 | -5.6 | -7.2 | -2.4 | -5.2 | 1.1 | -0.6 | -3.9 | -11.1 | 7.2 | 5.6 | 3.3 | -5.6 | -13.9 | -16.7 | -0.6 | -10 | -1.1 | -1.7 | -5 | -11.1 | -4.4 | -10 | -3.7 | -6.7 | -7 | -11 | 2.2 | -1.1 | 12.2 | 1.7 | 2.2 | -3.9 | -7.8 | -11.7 | -7 | -11 | 3.9 | -1.7 | 15.6 | 13.9 | -15 | -22.8 | 8.9 | -3.3 | 13.3 | 0 | 9.1 | -1.2 | 16.9 | 11.4 | 6.1 | -12.2 | 10.9 | 0.9 | 18.9 | 17.2 | 13.1 | 4 | -2.8 | -7.8 | -5 | -13.3 | -7.2 | -14.4 | 12.8 | -2.2 | 0 | -2.2 | -12.6 | -21.1 | 5 | -7.2 | 5 | -9.4 | -1.7 | -3.8
-17 | -20 | -7.2 | -10 | 14.3 | 7.4 | 6.7 | 6 | -12.8 | -21.7 | 6.7 | -10.6 | 3 | 1 | 6.1 | 4.1 | 11.1 | 8.9 | 6.7 | 3.3 | 11.1 | 7.6 | 6.7 | 5.2 | -1.7 | -5 | 1.7 | 0 | 9 | 9 | 13.5 | 8.2 | 23.9 | 21.1 | 6.5 | -1.4 | 21.1 | 17.8 | 12.8 | 12.2 | 16.1 | 10.6 | -12.4 | -19.2 | 1.1 | -4.4 | 3.3 | 1.1 | 1.7 | -2.2 | -8.9 | -10.3 | 10 | 8.5 | 9.1 | 7.2 | 9.6 | 3.1 | -5 | -13.9 | -1 | -3 | -16.5 | -20.5 | -20.2 | -25.6 | -3.9 | -9.4 | -9.4 | -13.3 | -4.6 | -9.4 | -13.7 | -19 | -1.1 | -6.7 | 6.5 | -2.3 | -6.7 | -20.6 | 5.9 | -0.9 | 2.2 | 0 | -1.1 | -6.1 | 0 | -5 | 1.1 | -11.1 | 2.8 | -3.9 | 11.3 | 10.6 | -5.6 | -7.8 | -2.6 | -5.2 | 1.1 | 0 | -4.6 | -10.1 | 7 | 5.3 | 2.4 | -4.4 | -13.9 | -17.2 | -0.6 | -8.7 | -1.3 | -1.8 | -5 | -10.6 | -5 | -10.6 | -4 | -7 | -7 | -11 | -1.1 | -2.8 | 12 | 1.6 | 2.2 | -2.8 | -8.3 | -11.1 | -7 | -11 | 3.7 | -1.5 | 15.2 | 13.9 | -14.4 | -21.1 | 8.3 | -2.2 | 13.3 | -1.1 | 9.8 | -1.4 | 17 | 11.5 | 4.4 | -12.2 | 10.8 | 1.1 | 17.2 | 16.7 | 11.3 | 3.8 | -2.8 | -8.3 | -8.3 | -12.2 | -7 | -13.1 | 12.2 | -1.7 | 0.2 | -1.9 | -13.5 | -21.5 | 3.5 | -6 | 2.8 | -8.9 | -1.7 | -3.9
-17 | -19 | -6.7 | -8.9 | 13.9 | 7.8 | 6.7 | 6.1 | -12.8 | -21.1 | 6.7 | -12.2 | 3 | 1 | 5.6 | 3.8 | 11.1 | 8.3 | 6.7 | 4.4 | 10.6 | 7 | 6.1 | 4.6 | -2.2 | -5.6 | 1.3 | -0.1 | 9 | 9 | 13.7 | 8.2 | 23.3 | 20.6 | 6.3 | -1.6 | 21.1 | 17.8 | 13.9 | 12.8 | 15.6 | 10.6 | -13.3 | -20 | 1.1 | -3.8 | 3.9 | 1.7 | 0.6 | -3.9 | -10 | -11.1 | 9.5 | 7.8 | 8.9 | 7.2 | 9.4 | 3.3 | -6.1 | -15 | -1 | -5 | -17.4 | -20 | -20.4 | -25.6 | -3.3 | -8.3 | -9.4 | -13.3 | -4.3 | -8.6 | -15 | -20.6 | -1.7 | -6.7 | 6.7 | -3.3 | -6.7 | -19.4 | 6.1 | -0.6 | 1.7 | -0.6 | -0.6 | -6.1 | 0 | -5.6 | 0.6 | -10 | 2.2 | -3.9 | 11.5 | 10.6 | -5.6 | -7.2 | -2.8 | -5.6 | 1.1 | 0 | -5.4 | -10 | 6.9 | 5.2 | 1.5 | -4.4 | -14.4 | -17.8 | -0.6 | -8.7 | -1.5 | -2 | -6.1 | -9.4 | -5.6 | -10.6 | -4.4 | -7.8 | -7 | -10 | -1.7 | -3.3 | 11.9 | 1.8 | 3.3 | -3.3 | -8.9 | -11.1 | -7 | -11 | 3.5 | -1.4 | 14.8 | 13.9 | -14.4 | -21.7 | 7.2 | -1.7 | 13.3 | -1.7 | 10.6 | -2.2 | 17.2 | 11.7 | 1.1 | -12.8 | 10.6 | 1.1 | 15.6 | 15.6 | 9.4 | 3.3 | -2.8 | -8.3 | -9.4 | -11.7 | -6.9 | -12.8 | 12.8 | -1.1 | 0.4 | -1.9 | -14.4 | -22.8 | 2.1 | -5.7 | 3.3 | -10 | -2.4 | -4.2
-15 | -17 | -6.7 | -9.4 | 13.9 | 8.3 | 6.9 | 6.3 | -12.8 | -21.8 | 5.6 | -12.8 | 2 | 1 | 5 | 3.3 | 11.7 | 8.9 | 7.2 | 5 | 10 | 6.1 | 5.6 | 4.7 | -3.3 | -5.6 | 1 | -0.3 | 9 | 9 | 13.9 | 7.8 | 23.9 | 20.6 | 6.1 | -2.2 | 20.6 | 17.8 | 14.4 | 13.3 | 15.6 | 10.6 | -13.9 | -19.5 | 1.1 | -3.8 | 3.3 | 1.7 | 0.6 | -3.9 | -10.2 | -11.1 | 8.9 | 7.2 | 8.2 | 6.4 | 9 | 3.2 | -5.6 | -15 | -2 | -5 | -18.3 | -20 | -20.6 | -26.1 | -2.8 | -7.8 | -9.4 | -13.3 | -3.9 | -8.3 | -16.5 | -20.7 | -2.2 | -7.2 | 6.9 | -2.7 | -6.1 | -21.1 | 6.5 | -1.2 | 1.5 | -0.5 | 0.6 | -6.1 | 0 | -7.2 | 0 | -10.6 | 0 | -2.8 | 11.7 | 10.6 | -5.6 | -7.2 | -2.8 | -5.3 | 1.1 | -0.6 | -6.1 | -10.6 | 6.7 | 5 | 0.6 | -5 | -15 | -17.2 | -0.6 | -9.4 | -1.7 | -2.2 | -5.6 | -9.4 | -6.7 | -10.6 | -4.8 | -7.7 | -6 | -10 | -2.8 | -4.4 | 11.7 | 1.7 | 4.4 | -2.8 | -9.4 | -11.7 | -6 | -10 | 3.3 | -1.7 | 14.4 | 13.9 | -14.4 | -21.1 | 6.1 | -2.2 | 13.3 | -1.7 | 10.4 | -1.4 | 16.7 | 12.1 | 1.1 | -12.8 | 10.6 | 1.7 | 13.9 | 13.9 | 9 | 3.2 | -3.3 | -8.3 | -9.4 | -11.7 | -6.7 | -13.3 | 12.8 | -0.6 | 0.6 | -2.2 | -14.8 | -22.1 | 0.6 | -6.7 | 1.1 | -8.9 | -3.2 | -4.8
-15 | -19 | -6.7 | -9.4 | 13.9 | 8.6 | 7 | 6.4 | -12.8 | -23.3 | 5 | -13.9 | 2 | 1 | 4.4 | 2.9 | 10 | 7.8 | 6.7 | 3.9 | 9.1 | 5.7 | 5.6 | 4.4 | -3.3 | -5.6 | 0.6 | -0.6 | 10 | 10 | 13.7 | 9.4 | 23.9 | 20.6 | 5.5 | -1.4 | 20.6 | 17.2 | 15.6 | 13.9 | 15 | 10 | -14.4 | -19.7 | 1.1 | -4.4 | 3.3 | 1.7 | -0.6 | -4.4 | -10.4 | -11.3 | 6.1 | 4.1 | 7.4 | 5.4 | 8.7 | 2.9 | -6.7 | -15.6 | -5 | -7 | -18.3 | -19.4 | -19.8 | -24.8 | -2.2 | -7.2 | -9.4 | -15 | -3.9 | -7.6 | -17.9 | -21.5 | -2.8 | -8.3 | 7 | -2.6 | -6.1 | -21.7 | 6.8 | -2.1 | 1.3 | -0.5 | -1.1 | -7.2 | 0 | -7.2 | -1.1 | -10 | -1.1 | -2.2 | 11.7 | 10.8 | -6.1 | -7.8 | -2.8 | -5.3 | 0.6 | -0.6 | -6.3 | -10.2 | 5.6 | 4.1 | -0.7 | -4.8 | -13.3 | -18.3 | -0.6 | -8.1 | -1.7 | -2.2 | -5.6 | -10 | -6.7 | -10 | -5.2 | -7.8 | -6 | -10 | -2.8 | -4.4 | 11.5 | 1.4 | 4.4 | -2.2 | -10 | -11.7 | -6 | -9 | 3.7 | -1.6 | 15.9 | 15.1 | -15 | -20.6 | 5.6 | -2.2 | 13.3 | -0.6 | 10.2 | -0.8 | 16.1 | 12.1 | 2.2 | -11.7 | 10.6 | 2.4 | 15 | 15 | 8.7 | 2.9 | -3.3 | -8.3 | -8.3 | -12.2 | -6.5 | -11.7 | 13.3 | -1.1 | 0.4 | -1.9 | -15.2 | -22.5 | 0.6 | -5.4 | 2.2 | -9.4 | -3.9 | -5.6
-14 | -18 | -5 | -8.3 | 13.9 | 8.9 | 7.2 | 6.7 | -12.1 | -22.7 | 3.9 | -13.3 | 2 | 1 | 3.9 | 2.7 | 8.9 | 7.2 | 6.7 | 4.4 | 8.1 | 5.1 | 5 | 4.1 | -3.9 | -6.1 | 0.6 | -0.5 | 10 | 9 | 13.5 | 10.5 | 23.3 | 20.6 | 5 | -1.1 | 20.6 | 17.2 | 16.1 | 14.4 | 14.4 | 10.6 | -15 | -20.6 | 0.9 | -4 | 3.3 | 1.1 | -1.1 | -5 | -10.6 | -11.7 | 3.4 | 0.9 | 6.7 | 4.4 | 8.3 | 2.8 | -6.7 | -15.6 | -2 | -4 | -18.3 | -18.9 | -19.1 | -24 | -2.2 | -6.7 | -10 | -13.3 | -3.9 | -7.4 | -19.4 | -22.8 | -3.9 | -10 | 7.2 | -2.8 | -6.1 | -21.1 | 7.2 | -3.9 | 1.1 | -0.6 | -0.6 | -7.2 | 0 | -7.8 | -1.7 | -10 | -2.2 | -3.3 | 11.7 | 11 | -6.1 | -7.2 | -2.8 | -5.6 | 0.6 | -0.6 | -6.5 | -10.4 | 4.4 | 3.2 | -2 | -5.6 | -14.4 | -17.8 | -0.6 | -7.8 | -1.7 | -2.2 | -5.6 | -10 | -6.7 | -10 | -5.6 | -8.3 | -6 | -10 | -2.8 | -3.3 | 11.3 | 1.2 | 3.9 | -1.7 | -9.4 | -11.7 | -5 | -8 | 4 | -2.1 | 17.4 | 16.4 | -16.7 | -21.1 | 4.4 | -2.2 | 13.9 | 2.2 | 10 | -0.6 | 15.6 | 12.2 | -0.6 | -12.2 | 10.6 | 2.8 | 12.8 | 12.8 | 8.3 | 2.8 | -3.9 | -9.4 | -10 | -11.7 | -6.3 | -11.2 | 12.8 | -0.6 | 0.2 | -1.9 | -15.6 | -23.3 | 0.6 | -5.2 | -1.1 | -8.3 | -3.9 | -6.1
-13 | -17 | -6.1 | -10.6 | 13.9 | 9.4 | 7 | 6.4 | -11.3 | -22.8 | 4.4 | -15 | 2 | 1 | 3.3 | 2.2 | 8.9 | 7.2 | 6.1 | 5 | 7.2 | 4.4 | 4.4 | 3.5 | -3.3 | -6.1 | 0.6 | -0.5 | 10 | 9 | 13.3 | 11.7 | 23.3 | 20 | 4.4 | -1.1 | 20 | 17.2 | 16.7 | 15 | 13.9 | 10.6 | -15.7 | -20.3 | 0.8 | -4.1 | 2.2 | 0.6 | -3.3 | -8.9 | -10.8 | -11.7 | 0.6 | -2.2 | 6.3 | 4.5 | 7.9 | 1.7 | -7.2 | -15.6 | -5 | -6 | -18.3 | -18.3 | -18.3 | -23.9 | -1.7 | -6.7 | -10 | -13.3 | -3.9 | -7.8 | -19.2 | -21.8 | -3.9 | -10.6 | 7.4 | -2.1 | -6.1 | -20.6 | 7.8 | -3.3 | 0.4 | -1.3 | -1.1 | -7.8 | 0 | -8.9 | -2.2 | -10.6 | -2.2 | -3.3 | 11.7 | 11.1 | -7.2 | -7.2 | -3 | -5.3 | 0.6 | -0.6 | -6.7 | -11.1 | 3.3 | 2.2 | -3.3 | -6.7 | -12.2 | -17.2 | -0.6 | -8.3 | -1.7 | -2.2 | -6.1 | -10.6 | -8.3 | -12.2 | -5.8 | -8.4 | -5 | -10 | -3.9 | -6.1 | 11.1 | 1.1 | 3.9 | -1.1 | -10 | -11.7 | -3 | -8 | 4.4 | -2.8 | 18.9 | 17.8 | -17.2 | -21.7 | 3.9 | -2.8 | 13.9 | 3.3 | 9.6 | -0.8 | 15.4 | 12.2 | -0.6 | -11.1 | 10.4 | 3.7 | 10.6 | 10.6 | 8.1 | 2.8 | -4.4 | -9.4 | -8.9 | -11.7 | -6.1 | -11.1 | 13.3 | -1.1 | 0 | -2.2 | -16 | -22.5 | 0.6 | -5.6 | -0.6 | -7.8 | -3.9 | -6.9
-15 | -17 | -7.2 | -10 | 13.9 | 9.8 | 6.9 | 6.3 | -10.6 | -25 | 3.9 | -15 | 2 | 1 | 2.6 | 1.7 | 8.9 | 7.2 | 6.1 | 4.4 | 7.6 | 4.7 | 4.4 | 3.5 | -2.2 | -5 | 0.6 | -0.6 | 10 | 10 | 13.7 | 12.5 | 23.3 | 19.4 | 4.2 | -1 | 20.6 | 17.8 | 16.7 | 15 | 14.4 | 10.6 | -16.5 | -20.9 | 0.6 | -5 | 2.2 | 0 | -2.8 | -8.3 | -10.9 | -11.9 | 0.2 | -2.8 | 6 | 4.7 | 7.6 | 1 | -7.2 | -16.1 | -6 | -8 | -17 | -17.9 | -17.2 | -21.9 | -2.8 | -6.7 | -10.6 | -13.9 | -5.6 | -8.5 | -19.1 | -21.4 | -5 | -11.7 | 7.6 | -1.7 | -6.1 | -20.6 | 8.3 | -3.1 | -0.4 | -2.2 | -1.7 | -7.2 | 0 | -9.4 | -2.8 | -10.6 | -2.8 | -3.9 | 11.5 | 10.9 | -6.7 | -7.8 | -3.1 | -5.1 | 0.6 | -0.6 | -6.7 | -10.6 | 2.9 | 1.9 | -3.1 | -6.2 | -11.7 | -17.2 | -0.4 | -7.4 | -2.1 | -2.6 | -6.1 | -10.6 | -9.4 | -12.8 | -5.9 | -8.8 | -5 | -9 | -4.4 | -6.1 | 11.1 | 1.1 | 3.9 | -1.1 | -11.1 | -12.8 | -3 | -7 | 4.2 | -2.1 | 19.1 | 17.8 | -18.3 | -21.7 | 2.8 | -3.9 | 13.9 | 4.4 | 9.3 | -1 | 15.2 | 12 | -2.2 | -12.8 | 10.2 | 4.4 | 10.6 | 10.6 | 8 | 2.9 | -3.3 | -8.9 | -10 | -12.2 | -5.5 | -9.9 | 12.8 | -1.7 | -0.6 | -2.4 | -16.3 | -22.4 | 0.8 | -5 | 3.3 | -7.8 | -3.9 | -8.3
-18 | -20 | -7.2 | -10.6 | 13.9 | 10 | 6.7 | 6.1 | -10.6 | -22.2 | 3.3 | -15 | 2 | 1 | 1.8 | 1.1 | 8.9 | 6.1 | 5 | 3.3 | 7.9 | 4.9 | 4.4 | 3.3 | -1.1 | -5.6 | 0.4 | -0.5 | 10 | 9 | 14 | 13.2 | 23.3 | 20 | 4.1 | -1.3 | 21.1 | 18.3 | 18.3 | 15 | 14.4 | 11.1 | -17.2 | -21.7 | 0.6 | -4.3 | 1.7 | -0.6 | -3.3 | -9.4 | -11.1 | -12.2 | -0.2 | -4 | 5.6 | 4.4 | 7.2 | 0 | -8.3 | -16.7 | -7 | -10 | -15.7 | -17.6 | -16.1 | -20.3 | -4.4 | -7.2 | -10.6 | -14.4 | -7.2 | -9.6 | -18.9 | -21.1 | -6.1 | -12.2 | 7.8 | -1.7 | -6.1 | -21.1 | 8.9 | -3.9 | -1.1 | -3.3 | -0.6 | -7.2 | 0 | -8.9 | -3.3 | -10 | -3.3 | -3.9 | 11.3 | 10.7 | -6.7 | -7.8 | -3.3 | -5.6 | 0.6 | -0.6 | -6.7 | -10.6 | 2.6 | 1.4 | -3 | -6.2 | -11.1 | -16.7 | -0.2 | -7.3 | -2.4 | -2.9 | -6.7 | -11.1 | -8.9 | -12.8 | -6.1 | -9.4 | -5 | -8 | -3.9 | -5.6 | 11.1 | 0.8 | 4.4 | -0.6 | -12.2 | -13.3 | -2 | -5 | 4.1 | -1.7 | 19.2 | 17.7 | -17.2 | -21.7 | 2.2 | -3.9 | 12.2 | 6.7 | 8.9 | -1.7 | 15 | 11.7 | -3.9 | -12.8 | 10 | 5 | 10 | 10 | 7.8 | 2.8 | -4.4 | -8.9 | -9.4 | -11.1 | -5 | -9.4 | 13.3 | -2.2 | -1.1 | -2.6 | -16.7 | -22.8 | 0.9 | -5.1 | 3.9 | -6.7 | -3.9 | -6.6
-16 | -19 | -7.8 | -11.1 | 13.5 | 10.3 | 6.7 | 6 | -10.6 | -21 | 3.3 | -15 | 2 | 0 | 1.1 | 0.6 | 8.3 | 6.7 | 5 | 3.9 | 8.3 | 5 | 3.9 | 2.2 | -0.6 | -5 | 0.2 | -0.4 | 9 | 9 | 14.4 | 13.9 | 23.3 | 20 | 3.9 | -1.7 | 21.1 | 18.9 | 17.8 | 15.6 | 14.4 | 10.6 | -15.9 | -20.3 | 0.6 | -4.3 | 1.7 | -0.6 | -3.9 | -8.3 | -10.2 | -12 | -0.6 | -5.6 | 6.9 | 4.6 | 8.1 | -0.3 | -8.9 | -16.7 | -9 | -12 | -14.4 | -17.2 | -15 | -19.4 | -4.4 | -7.2 | -11.1 | -14.4 | -8.9 | -11.1 | -17.6 | -20.6 | -7.2 | -13.3 | 7.2 | 0.8 | -6.1 | -21.1 | 9.1 | -1.2 | -0.5 | -3.8 | -0.6 | -6.1 | -2.8 | -8.9 | -3.9 | -10.6 | -3.3 | -3.9 | 11.1 | 10.6 | -7.2 | -7.8 | -3.1 | -5.1 | 0.6 | -0.6 | -6.7 | -11.1 | 2.2 | 1.1 | -2.8 | -6.7 | -10.6 | -16.7 | 0 | -8.3 | -2.8 | -3.3 | -6.7 | -11.1 | -8.3 | -11.7 | -5.9 | -9.4 | -5 | -8 | -4.4 | -5.6 | 11.1 | 0.6 | 4.4 | -1.7 | -12.2 | -13.9 | -2 | -5 | 3.9 | -1.7 | 19.4 | 17.8 | -17.2 | -21.7 | 1.7 | -3.9 | 12.2 | 6.7 | 8.9 | -1.1 | 16.7 | 12.5 | -4.4 | -12.8 | 9.8 | 5.6 | 10 | 10 | 10.2 | 3.7 | -4.4 | -12.2 | -10.6 | -11.1 | -4.4 | -9.4 | 13.3 | -2.8 | -1.7 | -3.3 | -14.3 | -19.4 | 1.1 | -6.1 | 4.4 | -6.1 | -3.9 | -5.8
-14 | -17 | -8.9 | -12.2 | 13.2 | 10.4 | 6.7 | 5.8 | -10.6 | -21.1 | 3.9 | -15 | 4 | 0 | 5 | 2 | 10.6 | 7.8 | 6.1 | 5 | 9.4 | 5.8 | 5.6 | 3.3 | 1.7 | -6.1 | 0 | -0.6 | 10 | 9 | 14.8 | 14.2 | 23.9 | 20.6 | 5.7 | -1.9 | 21.1 | 18.9 | 16.1 | 13.9 | 16.1 | 11.1 | -14.6 | -19.2 | 0.6 | -5 | 1.1 | -1.1 | -4.4 | -8.3 | -9.2 | -11.8 | -0.2 | -4.8 | 8.1 | 4.3 | 9.1 | -0.4 | -7.2 | -16.1 | -11 | -13 | -12.6 | -14.6 | -11.7 | -16.6 | -5 | -7.8 | -10.6 | -13.9 | -7.2 | -9.5 | -16.3 | -20.4 | -7.2 | -13.9 | 6.7 | 3 | -6.7 | -16.1 | 9.2 | 0.9 | 0 | -4.6 | -2.8 | -3.9 | -2.8 | -8.9 | -3.3 | -11.1 | -0.6 | -0.6 | 11.7 | 11.3 | -7.2 | -7.8 | -3 | -5.3 | 0.6 | -1.7 | -4.7 | -10.2 | 4.4 | 1.8 | -0.4 | -5.3 | -9.4 | -15.6 | 1.5 | -6.7 | -2.8 | -3.8 | -7.2 | -11.1 | -7.8 | -10.6 | -5.8 | -9.7 | -5 | -8 | -2.8 | -3.3 | 11.7 | 0.8 | 3.3 | -4.4 | -13.3 | -15 | -2 | -5 | 5.6 | -1.4 | 20.2 | 18 | -17.8 | -21.1 | 1.7 | -3.9 | 13.3 | 7.2 | 8.9 | -1.1 | 18.3 | 13 | 1.1 | -11.1 | 9.6 | 6.2 | 11.7 | 11.7 | 12.6 | 4.6 | -3.3 | -11.7 | -5.6 | -9.4 | -3.9 | -8.4 | 13.9 | -2.8 | -1.1 | -2.5 | -11.8 | -16.7 | 4.1 | -3.6 | 5.6 | -5.6 | -3.9 | -5
-15 | -18 | -8.9 | -12.8 | 12.8 | 10.6 | 6.7 | 5.6 | -8.9 | -19.4 | 6.1 | -14.4 | 3 | 2 | 8.9 | 2.9 | 12.2 | 8.3 | 10 | 6.1 | 10.6 | 6.6 | 8.3 | 4.4 | 2.8 | -6.1 | 1.7 | 0.1 | 10 | 10 | 15.2 | 14.3 | 25 | 20 | 7.6 | -2.9 | 21.7 | 19.4 | 13.3 | 10.6 | 19.4 | 12.8 | -13.3 | -18.9 | 1.1 | -4.2 | 0.6 | -1.1 | -3.3 | -6.7 | -8.3 | -12.2 | 0.2 | -4.4 | 9.4 | 3.9 | 10 | -1.1 | -6.1 | -15.6 | -11 | -13 | -10.7 | -12.5 | -8.3 | -14.2 | -1.1 | -5.6 | -10.6 | -12.2 | -5.6 | -8.2 | -15 | -21.1 | -7.2 | -14.4 | 6.1 | 4.4 | -6.7 | -15.6 | 9.4 | 2.8 | 0.6 | -6.7 | -10.6 | -11.7 | -4.4 | -11.1 | -2.2 | -11.1 | 6.7 | -3.3 | 12.2 | 12.1 | -6.7 | -7.2 | -2.8 | -5.6 | 1.1 | -1.1 | -2.6 | -9.7 | 6.7 | 2.6 | 2 | -4.8 | -7.2 | -14.4 | 2.9 | -6.2 | -2.8 | -4.2 | -8.9 | -12.8 | -6.7 | -9.4 | -5.6 | -10.6 | -3 | -6 | 0 | -1.7 | 12.2 | 0.6 | 2.2 | -7.2 | -11.1 | -12.2 | 0 | -2 | 7.2 | -1.5 | 20.9 | 18.1 | -16.1 | -21.1 | 3.3 | -3.3 | 15 | 8.3 | 8.9 | -1.1 | 20 | 13.3 | 6.7 | -10 | 9.4 | 6.7 | 13.3 | 12.8 | 15 | 5 | -1.7 | -10 | -1.7 | -8.9 | -3.3 | -7.6 | 13.9 | -2.8 | -0.6 | -2 | -9.4 | -14.4 | 7 | -1.9 | 8.3 | -5 | 0.2 | -4.6
-13 | -17 | -10 | -13.3 | 11.9 | 9.7 | 6.7 | 5 | -7.3 | -18.8 | 7.8 | -15 | 4 | 2 | 12.8 | 2.8 | 13.3 | 7.8 | 11.7 | 6.1 | 11.7 | 7.2 | 11.1 | 5 | 3.3 | -6.1 | 3.3 | 0.7 | 10 | 9 | 15.6 | 14.4 | 25.6 | 20 | 9.4 | -5 | 23.9 | 20 | 14.4 | 12.8 | 22.8 | 12.2 | -10.7 | -17 | 1.7 | -3.9 | 0 | -1.7 | -2.2 | -10 | -7 | -11.9 | 0.6 | -5 | 9.8 | 3.8 | 11.3 | -1 | -4.4 | -12.8 | -8 | -11 | -8.9 | -10.6 | -5 | -12.8 | 1.7 | -5.6 | -9.4 | -12.8 | -3.9 | -7.2 | -11.9 | -18.4 | -6.7 | -14.4 | 6.1 | 4.8 | -5.6 | -17.2 | 8.7 | 3.3 | 2.1 | -5.5 | -12.2 | -14.4 | -5 | -10.6 | 0 | -12.2 | 8.3 | -8.9 | 12.8 | 12.8 | -6.7 | -7.2 | -2.8 | -5.6 | 1.7 | -1.1 | -0.6 | -11.1 | 8.9 | 2.8 | 4.4 | -5.6 | -4.4 | -13.3 | 4.4 | -6.7 | -2.8 | -5 | -8.3 | -13.3 | -5.6 | -8.3 | -4.5 | -9.8 | -2 | -5 | 1.7 | -0.6 | 12.8 | 0.6 | 1.1 | -9.4 | -9.4 | -11.1 | 0 | -1 | 8.9 | -2.2 | 21.7 | 18.3 | -13.3 | -21.1 | 5 | -3.9 | 16.7 | 8.9 | 10.9 | -0.8 | 20.4 | 12.9 | 8.3 | -10 | 9.4 | 7.2 | 16.7 | 15.6 | 18.9 | 6.1 | 0 | -8.9 | 2.2 | -10 | -2.8 | -7.8 | 14.4 | -2.2 | 0 | -1.7 | -7.7 | -12.4 | 10 | -0.6 | 9.4 | -5 | 4.2 | -7
-13 | -17 | -7.2 | -10.6 | 10.9 | 8.7 | 6.7 | 4.5 | -5.6 | -20 | 9.4 | -14.4 | 6 | 2 | 14.6 | 2.5 | 14.4 | 7.8 | 14.4 | 7.2 | 12.1 | 6.6 | 12.8 | 4.4 | 4.4 | -5.6 | 5 | 1.1 | 10 | 9 | 17.3 | 14.8 | 26.1 | 20 | 11.3 | -5 | 24.4 | 19.4 | 15.6 | 10.6 | 25.6 | 11.7 | -8.2 | -16.3 | 2.2 | -4.4 | -0.6 | -2.2 | -1.7 | -10 | -5.7 | -12.3 | 1.1 | -4.7 | 10.2 | 3.3 | 12.6 | -1.5 | -2.2 | -10.6 | -4 | -10 | -7.8 | -9.9 | -3.5 | -11 | 5 | -4.4 | -8.9 | -12.2 | -2.4 | -6.1 | -8.7 | -16.1 | -6.1 | -15 | 6.1 | 5.2 | -4.4 | -17.2 | 7.9 | 3.6 | 3.5 | -5.7 | -13.9 | -16.7 | -5 | -12.2 | 1.1 | -12.8 | 10 | -11.1 | 14.6 | 14.2 | -7.2 | -7.8 | -2.8 | -5.9 | 2.2 | 0 | 0.5 | -9.2 | 10.2 | 3 | 5.3 | -4.5 | -3.3 | -13.3 | 6.5 | -4.6 | -3.2 | -5.1 | -7.2 | -12.8 | -5.6 | -8.9 | -3.3 | -9.6 | 0 | -2 | 2.8 | -0.6 | 12.8 | 1.8 | 0.6 | -10 | -7.2 | -12.8 | 0 | -1 | 10.7 | -1.5 | 21.1 | 18.5 | -11.7 | -21.7 | 6.7 | -3.9 | 18.9 | 10 | 13 | -0.9 | 20.7 | 12.4 | 11.1 | -11.1 | 9.4 | 7.9 | 19.4 | 14.4 | 22.8 | 7 | 0.6 | -9.4 | 5 | -10 | -1.9 | -6.4 | 15.6 | -2.2 | 0.7 | -1.2 | -6.1 | -10.8 | 12.6 | -0.3 | 10 | -5 | 8.3 | -16.1
-11 | -13 | -3.9 | -10 | 10 | 7.8 | 6.7 | 3.9 | -4.5 | -19 | 10.6 | -13.9 | 7 | 1 | 16.5 | 1.8 | 14.4 | 7.8 | 16.7 | 6.7 | 12.4 | 5.8 | 15 | 3.3 | 6.1 | -5.6 | 7.8 | 1.6 | 11 | 8 | 18.9 | 15 | 27.2 | 20 | 13.1 | -6.7 | 24.4 | 20 | 16.1 | 12.2 | 25 | 12.2 | -5.6 | -16.7 | 2.9 | -4.2 | -0.6 | -2.2 | -1.7 | -11.7 | -4.4 | -13.9 | 1.7 | -5.2 | 10.6 | 2.8 | 13.9 | -2.2 | -0.6 | -9.4 | -2 | -10 | -6.7 | -9.4 | -2.1 | -9.9 | 6.1 | -3.3 | -7.8 | -10.6 | -0.9 | -5.3 | -5.6 | -15.6 | -5.6 | -14.4 | 6.1 | 5.6 | -3.9 | -18.9 | 7.2 | 3.9 | 5 | -6.7 | -14.4 | -16.1 | -5 | -10.6 | 2.8 | -13.9 | 11.1 | -7.8 | 16.5 | 15.4 | -6.7 | -7.8 | -2.8 | -6.7 | 4.4 | -0.6 | 1.7 | -8.5 | 11.5 | 3 | 6.3 | -4.5 | -1.1 | -11.7 | 8.5 | -3.8 | -3.5 | -5.4 | -6.1 | -12.8 | -3.9 | -8.3 | -2.2 | -10.6 | 1 | -1 | 5.6 | 0.6 | 12.8 | 2.9 | 0.6 | -10 | -6.7 | -11.7 | 1 | -1 | 12.6 | -1.5 | 20.6 | 18.7 | -10.6 | -17.2 | 7.8 | -3.3 | 21.1 | 10 | 15 | -1.7 | 21.1 | 11.7 | 12.2 | -11.7 | 9.4 | 8.3 | 22.2 | 13.9 | 26.7 | 6.7 | 2.2 | -10 | 6.7 | -10 | -0.9 | -5.5 | 16.1 | -2.2 | 1.5 | -1.1 | -4.4 | -10 | 15.2 | -0.8 | 10.6 | -5 | 8.1 | -14.5
-11 | -12 | -3.9 | -10.6 | 10.4 | 7.5 | 8 | 4 | -3.3 | -19.2 | 11.7 | -13.3 | 8 | 2 | 18.3 | 0.6 | 14.4 | 7.8 | 17.2 | 6.1 | 12.8 | 5 | 15.6 | 2.8 | 8.3 | -6.1 | 10.5 | 1.6 | 11 | 8 | 20.6 | 15 | 26.7 | 20 | 15 | -10 | 27.2 | 20 | 17.2 | 10.6 | 26.1 | 12.8 | -4.3 | -16.1 | 3.7 | -4.6 | 0 | -3.3 | -1.7 | -11.7 | -3.1 | -12.5 | 2.2 | -6.7 | 10.6 | 3.2 | 13.5 | -0.8 | 0.6 | -8.9 | -2 | -10 | -5.6 | -9.4 | -0.6 | -10 | 7.2 | -2.8 | -6.7 | -9.4 | 0.6 | -5.6 | -3.9 | -14 | -5.6 | -15 | 6.5 | 5.8 | -3.9 | -18.9 | 7.4 | 4.5 | 6.3 | -5.6 | -14.4 | -18.3 | -5 | -12.2 | 5 | -13.3 | 12.2 | -3.9 | 18.3 | 16.7 | -7.8 | -8.9 | -2.8 | -6 | 7.8 | -1.1 | 2.8 | -8.9 | 12.8 | 2.8 | 7.2 | -5 | 0 | -11.1 | 10.6 | -3.3 | -3.9 | -6.1 | -5.6 | -11.7 | -2.8 | -8.9 | -1.3 | -9.4 | 2 | -3 | 8.3 | 1.1 | 12.8 | 3.9 | 0.6 | -9.4 | -5.6 | -11.7 | 1 | -1 | 14.4 | -1.7 | 20 | 18.9 | -8.9 | -14.4 | 9.4 | -2.8 | 21.7 | 10 | 15.9 | -2.3 | 21.3 | 12.2 | 13.9 | -12.2 | 9.8 | 8.9 | 25.6 | 13.9 | 27.6 | 6.4 | 3.3 | -10 | 8.3 | -8.9 | 0 | -5.6 | 16.7 | -1.7 | 2.2 | -1.1 | -4.2 | -9.3 | 17.8 | -2.2 | 10 | -5 | 8 | -13.9
-11 | -13 | -3.3 | -10 | 10.7 | 7.1 | 9.3 | 4.1 | -2.2 | -22.2 | 12.8 | -12.8 | 9 | 1 | 18.7 | -0.1 | 14.4 | 8.9 | 18.9 | 6.7 | 13 | 4.4 | 16.7 | 1.7 | 7.8 | -5.6 | 13.3 | 1.1 | 11 | 8 | 21.3 | 14.5 | 27.8 | 19.4 | 15.9 | -8.8 | 26.7 | 18.9 | 18.9 | 6.1 | 25.6 | 11.7 | -3 | -16.6 | 4.4 | -6.1 | -0.6 | -5 | 0 | -10 | -1.9 | -12.2 | 2.6 | -6 | 10.6 | 3.2 | 13.2 | 0.2 | 1.7 | -7.2 | -1 | -8 | -5.2 | -8.4 | -0.4 | -9 | 8.3 | -2.2 | -6.1 | -8.9 | 0.8 | -4.4 | -2.3 | -14.3 | -5.6 | -13.9 | 6.8 | 5.9 | -2.2 | -18.3 | 7.6 | 5.1 | 7.6 | -5.8 | -14.4 | -17.2 | -4.4 | -12.8 | 7.2 | -13.3 | 13.9 | -3.3 | 17.9 | 16.8 | -5 | -7.8 | -2.8 | -5.9 | 8.9 | -4.4 | 2.1 | -7.1 | 13.2 | 2.7 | 6.1 | -2.9 | 1.7 | -11.1 | 11.5 | -2.7 | -4.1 | -6.3 | -5 | -10.6 | -2.8 | -8.9 | -0.3 | -9.4 | 2 | -3 | 10 | 0 | 12.6 | 2.7 | 0 | -11.7 | -4.4 | -12.2 | 2 | -1 | 14.6 | -2.1 | 19.8 | 18.8 | -8.3 | -13.9 | 10.6 | -2.8 | 21.1 | 9.4 | 16.9 | -2.9 | 21.5 | 12.4 | 15.6 | -12.2 | 10.2 | 9.5 | 27.8 | 12.8 | 28.5 | 5.4 | 3.9 | -9.4 | 10 | -7.2 | 0.6 | -4.4 | 17.2 | -1.7 | 2.4 | -1.1 | -4.1 | -9.4 | 19.1 | -2.2 | 9.4 | -5 | 7.8 | -15.6
-11 | -13 | -2.8 | -8.9 | 11.1 | 6.7 | 10.6 | 3.9 | -1.8 | -20.3 | 13.3 | -12.2 | 8 | 2 | 19 | -1.3 | 13.9 | 9.4 | 19.4 | 4.4 | 13.1 | 4 | 18.3 | 1.1 | 8.9 | -5.6 | 11.5 | 1.4 | 12 | 7 | 22.1 | 14 | 26.7 | 19.4 | 16.9 | -8.8 | 26.7 | 20 | 18.9 | 7.2 | 26.1 | 12.8 | -1.7 | -19.4 | 4.6 | -4.8 | -0.6 | -6.7 | 0 | -10.6 | -0.6 | -13.3 | 2.9 | -6.2 | 10.6 | 3.3 | 12.8 | 1.1 | 2.2 | -6.7 | -1 | -8 | -4.8 | -7.5 | -0.2 | -9.3 | 9.4 | -2.2 | -5.6 | -10 | 0.9 | -4.2 | -0.6 | -16.1 | -5.6 | -14.4 | 7.2 | 6.1 | -2.2 | -17.8 | 7.8 | 5.6 | 8.9 | -6.7 | -14.4 | -20 | -4.4 | -12.8 | 8.9 | -13.3 | 13.9 | 0.6 | 17.6 | 17.1 | -5 | -7.2 | -2.8 | -6.1 | 8.9 | -6.1 | 1.3 | -6.9 | 13.5 | 2.1 | 5 | -1.7 | 2.2 | -9.4 | 12.4 | -2.7 | -4.2 | -6.8 | -4.4 | -10 | -2.2 | -8.9 | 0.6 | -10.6 | 3 | -3 | 10.6 | 0 | 12.4 | 1.4 | -0.6 | -13.9 | -4.4 | -11.7 | 2 | -1 | 14.8 | -2.7 | 19.6 | 19 | -7.2 | -16.1 | 11.7 | -2.8 | 21.1 | 10 | 17.8 | -5 | 21.7 | 12.8 | 16.7 | -11.7 | 10.6 | 10 | 28.3 | 12.2 | 29.4 | 5 | 3.9 | -8.9 | 11.1 | -6.7 | 1.1 | -4.2 | 17.2 | -1.7 | 2.6 | -1.2 | -3.9 | -10 | 20.4 | -2.3 | 3.3 | -2.2 | 7.2 | -12.7
-13 | -15 | -2.2 | -8.9 | 10.5 | 5.9 | 9.8 | 3.8 | -1.5 | -20.6 | 13.9 | -12.2 | 8 | 1 | 19.4 | -2.2 | 13.3 | 7.8 | 20.6 | 6.1 | 13.3 | 3.3 | 15.6 | 6.1 | 8.3 | -5.6 | 9.6 | 1.2 | 13 | 7 | 22.8 | 13.3 | 27.2 | 20 | 17.8 | -10 | 24.4 | 19.4 | 18.9 | 7.2 | 25 | 12.2 | -2.4 | -18.4 | 4.8 | -4.7 | -1.1 | -8.3 | 0.6 | -10 | -1 | -11.9 | 3.3 | -7.2 | 9.8 | 4.6 | 12.2 | 1.8 | 2.2 | -6.1 | -1 | -8 | -4.4 | -7.2 | 0 | -10.6 | 9.4 | -1.7 | -5.6 | -10 | 1.1 | -4.4 | -1.5 | -14.5 | -6.1 | -15 | 6.8 | 5.8 | -2.2 | -18.3 | 7.6 | 5.6 | 8.5 | -5.1 | -15 | -20 | -5 | -14.4 | 8.9 | -14.4 | 14.4 | 2.2 | 17.2 | 17.2 | -5 | -7.8 | -2.8 | -5.7 | 9.4 | -5.6 | 0.6 | -7.2 | 13.9 | 1.7 | 3.9 | -1.1 | 3.3 | -8.9 | 13.3 | -3.3 | -4.4 | -7.8 | -4.4 | -9.4 | -0.6 | -7.8 | 0.6 | -9.4 | 2 | -2 | 10.6 | 0 | 12.2 | 0 | -1.1 | -13.3 | -5 | -12.2 | 2 | -1 | 15 | -3.9 | 19.4 | 18.9 | -6.1 | -14.4 | 13.3 | -2.2 | 21.1 | 10 | 17.4 | -5.1 | 20.9 | 13.1 | 17.2 | -13.9 | 10.4 | 9.5 | 28.3 | 11.1 | 28.9 | 4.4 | 3.9 | -10 | 11.7 | -6.1 | 1.7 | -4.4 | 16.1 | 0 | 2.8 | -1.7 | -4.3 | -9.3 | 21.7 | -3.9 | 1.7 | -2.8 | 6.7 | -11.1
-13 | -16 | -2.8 | -8.3 | 10 | 5.2 | 9.1 | 3.3 | -1.1 | -23.3 | 13.9 | -12.2 | 7 | 3 | 17.9 | -0.3 | 13.3 | 8.9 | 18.9 | 6.1 | 12.8 | 3.2 | 12.2 | 7.2 | 7.8 | -5 | 7.8 | 1.1 | 13 | 6 | 21.5 | 13.4 | 25.6 | 19.4 | 15.2 | -6.7 | 23.9 | 19.4 | 16.7 | 1.1 | 24.4 | 12.8 | -3.2 | -19.1 | 5 | -5 | -2.2 | -9.4 | -0.6 | -10 | -1.3 | -11.9 | 1.8 | -6.4 | 9.1 | 5.9 | 11.7 | 2.4 | 2.8 | -6.1 | -2 | -8 | -4.2 | -6.5 | -1.1 | -9.9 | 7.8 | -1.1 | -5.6 | -10 | -0.4 | -4.5 | -2.4 | -14.4 | -6.7 | -15.6 | 6.5 | 5.5 | -2.8 | -18.9 | 7.4 | 5.6 | 8.2 | -4.4 | -15 | -19.4 | -5 | -14.4 | 8.9 | -14.4 | 13.3 | 3.9 | 17.2 | 16.9 | -6.1 | -8.3 | -2.8 | -5.7 | 8.3 | -6.7 | -0.3 | -6.3 | 12.8 | 1.8 | 3.3 | -1.6 | 3.9 | -8.3 | 12.6 | -2.5 | -6.3 | -8.7 | -5 | -8.9 | -0.6 | -7.8 | 0.6 | -9.4 | 2 | -2 | 9.4 | 0 | 11.1 | 3.2 | -1.7 | -13.9 | -5 | -11.7 | 2 | -1 | 13.1 | -1.8 | 20 | 19 | -6.1 | -16.7 | 13.9 | -2.8 | 20.6 | 10.6 | 17.1 | -5.9 | 20.2 | 13.2 | 16.7 | -13.3 | 10.2 | 8.8 | 27.8 | 10 | 28.3 | 4.6 | 4.4 | -10.6 | 11.1 | -5.6 | 2.2 | -3.8 | 15 | 1.1 | 1.9 | -1.8 | -4.6 | -9 | 20.8 | -2 | -1.1 | -4.4 | 6.1 | -11.7
-17 | -18 | -5 | -9.4 | 9.4 | 4.4 | 8.3 | 2.8 | -3 | -19.8 | 12.8 | -12.2 | 6 | 2 | 16.5 | 1.4 | 12.8 | 8.9 | 17.8 | 3.3 | 12.2 | 3.2 | 11.1 | 6.1 | 5 | -3.3 | 6.7 | 0 | 12 | 5 | 20.2 | 13.4 | 25 | 19.4 | 12.6 | -6.1 | 22.8 | 18.9 | 14.4 | 0 | 22.8 | 11.1 | -3.9 | -21.7 | 4.1 | -4.3 | -3.3 | -10.6 | -1.7 | -9.4 | -1.7 | -12.8 | 0.4 | -6.5 | 8.3 | 6.7 | 11.1 | 2.8 | 1.7 | -6.1 | -2 | -6 | -4.1 | -6.1 | -2.2 | -10.2 | 6.7 | -1.7 | -6.1 | -9.4 | -1.8 | -5.4 | -3.3 | -16.1 | -7.8 | -15.6 | 6.1 | 5 | -3.3 | -19.4 | 7.2 | 5.6 | 7.8 | -4.4 | -15.6 | -20.6 | -5.6 | -14.4 | 6.7 | -15 | 12.8 | 3.9 | 17.2 | 16.4 | -7.8 | -9.4 | -2.8 | -6.1 | 6.7 | -7.2 | -1.3 | -6.4 | 11.7 | 1.9 | 2.8 | -2.2 | 3.9 | -8.3 | 11.8 | -2.8 | -8.1 | -9.9 | -5 | -8.3 | -1.1 | -8.9 | 0.6 | -10.6 | 1 | -1 | 7.2 | 0.6 | 10 | 5.6 | -2.2 | -13.3 | -5.6 | -12.2 | 2 | 0 | 11.3 | -0.4 | 20.5 | 18.8 | -6.1 | -18.3 | 13.3 | -3.3 | 18.9 | 10 | 16.7 | -7.8 | 19.4 | 13.3 | 14.4 | -12.2 | 10 | 8.3 | 25.6 | 10 | 27.8 | 3.9 | 1.1 | -9.4 | 10 | -5.6 | 2.8 | -3.9 | 13.9 | 1.7 | 0.9 | -2.4 | -5 | -9.4 | 19.8 | -0.7 | -2.2 | -4.4 | 4.4 | -5.8
-18 | -19 | -7.8 | -11.1 | 8.9 | 3.9 | 7.4 | 2.3 | -4.8 | -19.7 | 11.7 | -11.7 | 6 | 3 | 15 | 2.2 | 12.8 | 8.9 | 15 | 4.4 | 11.7 | 2.8 | 9.4 | 7.2 | 3.3 | -3.3 | 5.5 | -1.4 | 9 | 6 | 18.9 | 13.3 | 24.4 | 19.4 | 10 | -6.7 | 21.7 | 18.9 | 13.3 | 0.6 | 21.7 | 11.7 | -5.2 | -18.9 | 3.1 | -4.3 | -3.9 | -10.6 | -4.4 | -9.4 | -3 | -11 | -1.1 | -7.8 | 7.8 | 6.1 | 10.2 | 4.8 | 1.7 | -6.1 | -4 | -7 | -3.9 | -6.1 | -3.3 | -11.7 | 4.4 | -1.7 | -6.7 | -9.4 | -3.3 | -6.7 | -4.1 | -15 | -8.3 | -16.1 | 5.4 | 4.5 | -3.9 | -18.3 | 5.9 | 4.6 | 5.9 | -3.5 | -16.7 | -20.6 | -6.1 | -15 | 3.3 | -15.6 | 12.8 | 5.6 | 17.2 | 16.1 | -8.9 | -10.6 | -2.8 | -5.7 | 5 | -5.6 | -2.2 | -7.2 | 10.6 | 1.7 | 2.2 | -3.3 | 3.3 | -8.3 | 11.1 | -3.3 | -10 | -11.7 | -5 | -8.9 | 0 | -7.2 | -0.5 | -9.6 | 1 | -2 | 6.7 | 0 | 8.9 | 7.2 | -2.8 | -13.9 | -6.7 | -12.2 | 2 | -1 | 9.4 | 0 | 21.1 | 18.9 | -8.3 | -15.6 | 12.2 | -2.8 | 18.3 | 10 | 13.2 | -0.7 | 19 | 13.4 | 10.6 | -13.3 | 10 | 8.6 | 22.8 | 9.4 | 26.3 | 4.7 | 0 | -6.7 | 8.9 | -5 | 3.3 | -4.4 | 11.1 | 4.4 | 0 | -3.3 | -5.2 | -9.1 | 18.9 | 0 | -3.3 | -6.7 | 2.8 | -2.9
-21 | -21 | -9.4 | -12.2 | 8.3 | 3.4 | 6.5 | 1.8 | -6.7 | -21.1 | 10 | -11.1 | 6 | 3 | 13.5 | 2.7 | 12.8 | 9.4 | 12.8 | 4.4 | 11.5 | 3 | 8.3 | 6.7 | 2.2 | -3.9 | 4.4 | -2.8 | 9 | 6 | 17.4 | 12.1 | 23.9 | 18.9 | 7.6 | -4.5 | 21.7 | 18.9 | 11.7 | 1.7 | 21.7 | 11.7 | -6.5 | -18.4 | 2.2 | -5 | -4.4 | -10.6 | -3.9 | -9.4 | -4.3 | -10.7 | -1.7 | -6.9 | 7.2 | 5.5 | 9.2 | 6.1 | 1.7 | -6.1 | -5 | -7 | -3.9 | -5.8 | -4.4 | -11.2 | 3.9 | -1.7 | -7.8 | -10 | -4.4 | -7 | -4.8 | -15.4 | -8.9 | -16.7 | 4.6 | 3.9 | -4.4 | -17.2 | 4.6 | 3.7 | 4.1 | -3.2 | -16.7 | -21.1 | -6.7 | -15 | 1.1 | -13.9 | 13.3 | 6.1 | 17.2 | 16.3 | -10.6 | -12.2 | -2.8 | -5.7 | 3.9 | -5 | -2.8 | -6.6 | 9.5 | 2.6 | 1.8 | -2.6 | 3.9 | -7.2 | 10.7 | -2.4 | -9.3 | -10.7 | -5 | -8.3 | 0.6 | -8.9 | -1.7 | -9.8 | 1 | -2 | 5 | -0.6 | 8.7 | 6.7 | -3.9 | -12.8 | -8.3 | -12.8 | 3 | 0 | 8.7 | -0.3 | 20 | 16.5 | -9.4 | -16.1 | 7.2 | -0.6 | 17.8 | 9.4 | 9.6 | 2 | 18.7 | 13.8 | 10.6 | -13.3 | 10 | 9.1 | 17.2 | 10.6 | 24.8 | 5.1 | -0.6 | -7.2 | 8.9 | -4.4 | 3.1 | -4.3 | 10.6 | 5 | -0.4 | -3.1 | -5.4 | -9.3 | 17.6 | 2 | -3.9 | -7.2 | 1.1 | -1.7
-22 | -23 | -10 | -13.9 | 7.8 | 2.8 | 5.6 | 1.1 | -8 | -19.5 | 7.2 | -8.9 | 5 | 3 | 12.1 | 2.8 | 12.2 | 9.4 | 10 | 5 | 11.3 | 3.3 | 7.8 | 6.7 | 1.1 | -3.9 | 3.3 | -3.1 | 8 | 6 | 15.9 | 11.1 | 23.9 | 19.4 | 5.2 | -3.9 | 21.7 | 19.4 | 11.1 | -0.6 | 21.7 | 12.2 | -7.8 | -19.4 | 1.7 | -4.2 | -4.4 | -11.1 | -3.3 | -9.4 | -5.6 | -11.1 | -2.2 | -7.1 | 6.7 | 5 | 8.3 | 7.2 | 1.1 | -6.1 | -4 | -7 | -3.9 | -5.8 | -5.6 | -11.6 | 2.8 | -2.8 | -8.3 | -10 | -5.6 | -7.9 | -5.6 | -17.2 | -10 | -16.7 | 3.9 | 3.3 | -3.9 | -17.8 | 3.3 | 2.8 | 2.2 | -3.9 | -16.7 | -20.6 | -6.7 | -14.4 | -0.6 | -12.2 | 12.2 | 6.1 | 17.2 | 16.6 | -12.8 | -13.3 | -2.8 | -6.1 | 2.2 | -4.4 | -3.3 | -6.7 | 8.3 | 3 | 1.5 | -2.2 | 3.9 | -6.7 | 10.4 | -2 | -8.5 | -9.9 | -5 | -8.9 | 0 | -8.3 | -2.8 | -11.1 | 1 | -3 | 4.4 | 0 | 8.5 | 6.1 | -3.9 | -14.4 | -9.4 | -12.8 | 1 | -3 | 7.9 | -0.5 | 18.9 | 13.8 | -9.4 | -16.1 | 6.7 | -0.6 | 17.2 | 9.4 | 6.1 | 2.8 | 18.3 | 13.9 | 6.7 | -13.3 | 10 | 9.4 | 20.6 | 10.6 | 23.3 | 5 | -1.7 | -7.2 | 8.9 | -3.3 | 3 | -4.3 | 10 | 5.6 | -0.7 | -3.2 | -5.6 | -10 | 16.3 | 3.7 | -3.3 | -7.2 | 1.5 | -2.6
-22 | -23 | -10.6 | -13.9 | 8.3 | 2.7 | 4.5 | 1.2 | -9.3 | -19.8 | 7.2 | -8.9 | 4 | 2 | 10.6 | 2.8 | 11.7 | 9.4 | 9.4 | 5 | 11.1 | 3.3 | 7.2 | 6.3 | 0 | -4.4 | 2.2 | -3.8 | 8 | 7 | 14.4 | 10 | 23.3 | 19.4 | 2.8 | -4.4 | 20 | 16.7 | 10.6 | -1.7 | 21.7 | 12.2 | -8.7 | -17 | 1.1 | -4.4 | -5 | -11.7 | -3.9 | -9.4 | -6 | -10.7 | -2.8 | -7.8 | 6.9 | 5.1 | 8.5 | 7 | 0.6 | -6.1 | -5 | -7 | -3.9 | -6.1 | -6.7 | -12.8 | 2.2 | -3.3 | -8.3 | -10.6 | -6.7 | -8.9 | -6.3 | -16 | -10.6 | -17.2 | 2.6 | 2 | -3.3 | -17.2 | 2.9 | 2.5 | 1.5 | -3.7 | -17.2 | -20.6 | -6.1 | -16.1 | 0.6 | -13.3 | 11.1 | 6.1 | 17.2 | 16.7 | -13.9 | -15 | -2.8 | -5.7 | 3.3 | -3.9 | -3.9 | -7.2 | 7.2 | 3.3 | 1.1 | -2.2 | 3.3 | -5.6 | 10 | -2.2 | -7.8 | -9.4 | -5 | -8.3 | 0.6 | -7.2 | -3.7 | -10.2 | 0 | -3 | 4.4 | 0 | 8.3 | 5.6 | -3.9 | -15.6 | -10 | -13.3 | -1 | -7 | 7.2 | -1.1 | 17.8 | 11.1 | -9.4 | -15.6 | 3.9 | -0.6 | 16.7 | 8.9 | 4.8 | 2.2 | 17.9 | 14 | 5 | -12.8 | 9.8 | 9.2 | 17.8 | 17.2 | 20 | 7.1 | -1.1 | -7.2 | 8.9 | -2.8 | 2.8 | -5.6 | 10 | 4.4 | -1.1 | -3.9 | -5.6 | -9.4 | 15 | 4.4 | -3.3 | -8.9 | 1.8 | -4.2
-22 | -22 | -9.4 | -11.7 | 8.9 | 2.9 | 3.3 | 1.2 | -10.6 | -21.1 | 4.4 | -7.2 | 5 | 1 | 9.5 | 3 | 11.7 | 8.9 | 10 | 5.6 | 10.7 | 3.7 | 6.7 | 6.1 | 0 | -4.4 | 1.1 | -5 | 8 | 7 | 13.7 | 8.6 | 23.3 | 20 | 4.1 | -2.2 | 18.9 | 15 | 8.9 | -1.1 | 20.6 | 12.8 | -9.7 | -16.1 | 0.6 | -5 | -6.1 | -11.7 | -3.9 | -8.9 | -6.3 | -10.9 | -3.2 | -7.5 | 7 | 5 | 8.7 | 6.5 | -1.1 | -6.1 | -4 | -7 | -3.5 | -6.8 | -7.4 | -12.1 | 2.2 | -3.3 | -7.2 | -9.4 | -5.6 | -8 | -7.1 | -16.5 | -11.7 | -17.8 | 1.3 | 0.7 | -3.9 | -18.9 | 2.6 | 2.5 | 0.7 | -4.2 | -17.2 | -20.6 | -6.7 | -13.3 | -1.7 | -12.2 | 11.1 | 6.1 | 16.8 | 15.7 | -14.4 | -16.1 | -2.8 | -5.7 | 3.3 | -3.3 | -4.5 | -7.4 | 6.3 | 3.1 | 1.1 | -2.3 | 3.3 | -5 | 8.9 | -1.8 | -8.2 | -9.6 | -4.4 | -8.3 | 0.6 | -5 | -4.7 | -10.4 | -1 | -4 | 4.4 | -0.6 | 7.8 | 5.1 | -5 | -17.2 | -10 | -13.3 | -5 | -11 | 7.2 | -1.1 | 16.7 | 10.6 | -8.3 | -15.6 | 3.9 | -1.1 | 17.2 | 8.3 | 3.5 | 1.7 | 17.6 | 14.3 | 3.3 | -12.8 | 9.6 | 9 | 16.1 | 16.1 | 16.6 | 7.6 | -2.8 | -6.7 | 8.9 | -2.8 | -0.2 | -6.8 | 8.9 | 6.1 | -0.5 | -2.7 | -5.6 | -9.2 | 14.8 | 5.6 | -3.3 | -10 | 2.2 | -6.7
-22 | -23 | -8.3 | -10.6 | 9.4 | 2.8 | 2.2 | 1.1 | -8.9 | -18.6 | 3.3 | -6.7 | 3 | 1 | 8.3 | 3 | 11.7 | 8.3 | 7.8 | 5 | 10.4 | 4.3 | 5.6 | 5.6 | -1.1 | -5 | 0.9 | -4 | 7 | 6 | 12.9 | 7.4 | 23.3 | 20.6 | 5.4 | -0.6 | 18.9 | 15.6 | 7.2 | -1.7 | 20.6 | 12.8 | -10.6 | -16.1 | -0.2 | -4.3 | -6.7 | -12.2 | -3.9 | -8.9 | -6.7 | -11.7 | -3.5 | -7.8 | 7.2 | 5 | 8.9 | 6.1 | 0 | -6.7 | -5 | -7 | -3.2 | -7.5 | -8.2 | -12.4 | 1.1 | -2.2 | -7.2 | -9.4 | -4.4 | -7.3 | -7.8 | -17.8 | -10 | -17.2 | 0 | -0.6 | -3.9 | -16.7 | 2.2 | 2.2 | 0 | -5 | -17.2 | -20.6 | -6.7 | -14.4 | -1.7 | -13.3 | 11.1 | 6.7 | 16.5 | 14.5 | -15.6 | -17.8 | -2.8 | -6.1 | 1.7 | -3.9 | -5 | -7.9 | 5.3 | 2.7 | 1.1 | -2.8 | 3.3 | -5 | 7.8 | -1.7 | -8.5 | -9.9 | -4.4 | -7.8 | 0 | -5 | -5.6 | -11.1 | -1 | -4 | 4.4 | -0.6 | 7.2 | 4.3 | -5.6 | -18.3 | -11.1 | -13.9 | -7 | -13 | 7.2 | -1.3 | 15.5 | 9.7 | -8.3 | -13.9 | 3.3 | -0.6 | 16.1 | 8.3 | 2.2 | 1.1 | 17.2 | 14.4 | 1.7 | -12.8 | 9.4 | 8.9 | 16.1 | 16.1 | 13.3 | 7.2 | -3.3 | -6.7 | 8.3 | -2.2 | -3.1 | -9 | 8.9 | 5.6 | 0 | -2.1 | -5.6 | -9.4 | 14.6 | 6.5 | -2.8 | -9.4 | 1.7 | -6.1
-21 | -22 | -7.2 | -10 | 9.2 | 2.5 | 2.2 | 0.9 | -7.3 | -17.7 | 2.2 | -6.7 | 3 | 1 | 7.2 | 2.8 | 11.1 | 7.8 | 7.2 | 4.4 | 10 | 4.4 | 5 | 5 | -0.6 | -5.6 | 0.8 | -3.7 | 7 | 6 | 12.2 | 6.1 | 23.9 | 20 | 6.7 | 1.1 | 18.9 | 15.6 | 6.7 | -2.2 | 19.4 | 13.3 | -10.8 | -15 | -0.9 | -4.5 | -7.2 | -12.8 | -3.9 | -8.9 | -6.9 | -10.9 | -3.9 | -8.9 | 7.2 | 5.2 | 9.1 | 6.4 | 0.6 | -6.1 | -5 | -7 | -2.8 | -9.5 | -8.9 | -12.8 | 1.1 | -2.2 | -7.2 | -9.4 | -3.3 | -7.2 | -9.6 | -16.8 | -10.6 | -18.3 | -0.4 | -1.7 | -5.6 | -17.2 | 1.5 | 0.8 | 0 | -4.8 | -17.2 | -21.1 | -6.7 | -11.7 | -1.1 | -13.3 | 11.7 | 7.8 | 16.1 | 13.3 | -17.2 | -19.4 | -2.8 | -5.9 | 1.1 | -3.9 | -5.6 | -8.9 | 4.4 | 2.2 | 1.1 | -3.9 | 3.3 | -4.4 | 6.7 | -2.2 | -8.9 | -10.6 | -4.4 | -7.8 | 0 | -5.6 | -6 | -10.7 | -2 | -5 | 4.4 | -0.6 | 6.7 | 3.9 | -6.7 | -17.8 | -11.1 | -13.3 | -9 | -15 | 7.2 | -1.7 | 14.4 | 8.9 | -8.9 | -11.7 | 2.2 | -1.7 | 16.7 | 8.3 | 2.2 | 0.9 | 17.6 | 14.7 | 0.6 | -13.3 | 9.4 | 8.8 | 15.6 | 15.6 | 12.6 | 7.1 | -3.3 | -7.2 | 8.3 | -2.2 | -6.1 | -12.2 | 8.3 | 5 | 0.6 | -1.7 | -5.6 | -8.9 | 14.4 | 7.2 | -3.3 | -9.4 | 1.1 | -6.6
-21 | -22 | -5 | -7.2 | 9.1 | 2.4 | 2.2 | 0.6 | -5.6 | -17.8 | 2.8 | -6.7 | 3 | 1 | 7.2 | 2.5 | 10 | 7.2 | 6.7 | 4.4 | 9.4 | 5.2 | 4.4 | 4.4 | -0.6 | -6.1 | 0.6 | -3.9 | 6 | 6 | 11.5 | 7.1 | 23.9 | 20 | 7.6 | 0.8 | 18.9 | 15.6 | 5.6 | -3.3 | 20 | 13.3 | -10.9 | -14.5 | -1.7 | -5 | -8.9 | -14.4 | -3.9 | -8.3 | -7 | -10.7 | -3.7 | -8 | 7.2 | 5.4 | 9.2 | 6.5 | 0.6 | -5.6 | -6 | -7 | -4.8 | -10.2 | -10 | -13.1 | 1.7 | -2.2 | -7.8 | -8.9 | -2.9 | -6.4 | -11.5 | -17.2 | -11.7 | -18.9 | -0.7 | -2.8 | -5 | -18.3 | 0.7 | -0.7 | 0 | -4.9 | -17.2 | -20.6 | -7.2 | -15 | -2.8 | -11.1 | 11.7 | 8.3 | 14.4 | 9.7 | -18.3 | -20 | -2.8 | -6 | 0 | -4.4 | -5.4 | -8.4 | 4.4 | 1.8 | 0.7 | -3 | 3.9 | -4.4 | 5.9 | -3.3 | -8.7 | -10 | -5 | -7.8 | -0.6 | -7.2 | -6.3 | -10.9 | -2 | -5 | 3.3 | 0 | 6.5 | 3.7 | -8.3 | -18.3 | -11.1 | -13.3 | -10 | -16 | 6.7 | -2.6 | 13.3 | 6.2 | -8.9 | -10.6 | 1.1 | -1.7 | 16.1 | 8.3 | 2.2 | 0.7 | 17.9 | 14.8 | 2.8 | -12.8 | 9.4 | 8.8 | 15.6 | 15.6 | 11.8 | 6.9 | -3.9 | -7.8 | 8.9 | -1.1 | -8 | -13.9 | 8.3 | 4.4 | 0.4 | -1.6 | -5.6 | -8.8 | 14.6 | 7.9 | -3.9 | -8.9 | 0.6 | -7.8
-20 | -21 | -5 | -7.2 | 8.9 | 2.2 | 2.2 | 0.6 | -7.8 | -17.1 | 1.1 | -6.1 | 3 | 1 | 7.2 | 2.1 | 8.9 | 6.7 | 6.7 | 4.4 | 8.9 | 5.7 | 5.6 | 5.5 | -1.1 | -6.1 | 0.2 | -3.6 | 6 | 5 | 10.7 | 7.6 | 23.9 | 20 | 8.5 | 0.2 | 15.6 | 10 | 4.4 | -3.9 | 21.1 | 14.4 | -11.1 | -14.4 | -1.9 | -4.8 | -9.4 | -15 | -3.9 | -8.3 | -7.2 | -11.1 | -3.5 | -7.8 | 7.2 | 5.6 | 9.4 | 6.7 | 0.6 | -5.6 | -5 | -7 | -6.9 | -10.9 | -11.1 | -13.6 | 1.7 | -2.2 | -7.8 | -8.9 | -2.6 | -6.3 | -13.3 | -18.3 | -12.2 | -19.4 | -1.1 | -4.4 | -5.6 | -17.2 | 0 | -2.2 | 0 | -6.1 | -17.2 | -20.6 | -8.3 | -15 | 1.1 | -10.6 | 12.2 | 8.3 | 12.8 | 5.5 | -20 | -21.1 | -2.8 | -6.7 | -1.1 | -4.4 | -5.2 | -8.5 | 4.4 | 1.1 | 0.4 | -2.6 | 3.9 | -3.9 | 5.2 | -4.3 | -8.5 | -9.6 | -5 | -7.8 | -1.7 | -7.8 | -6.7 | -11.7 | -2 | -5 | 2.2 | -0.6 | 6.3 | 3.5 | -8.9 | -17.8 | -11.7 | -13.9 | -12 | -18 | 6.1 | -3.6 | 12.2 | 3.4 | -8.9 | -10 | 0.6 | -2.2 | 16.1 | 8.9 | 2.2 | 0.6 | 18.3 | 15 | -2.2 | -13.3 | 9.4 | 8.9 | 15.6 | 15.6 | 11.1 | 6.7 | -3.9 | -7.8 | 8.9 | -1.1 | -9.8 | -16.2 | 6.7 | 3.9 | 0.2 | -1.8 | -5.6 | -8.9 | 14.8 | 8.3 | -3.9 | -9.4 | 0.4 | -6.5
-21 | -21 | -7.8 | -10 | 8.9 | 2.9 | 1.5 | 0.2 | -10 | -18 | 1.1 | -5.6 | 3 | 1 | 7.2 | 1.7 | 9.4 | 7.8 | 7.2 | 4.4 | 8.3 | 6.1 | 6.7 | 5.1 | -1.1 | -7.2 | -0.2 | -3.8 | 4 | 3 | 10 | 8.3 | 23.9 | 20 | 9.4 | -0.6 | 15 | 11.7 | 3.9 | -4.4 | 21.7 | 13.3 | -12 | -14.5 | -2 | -4.9 | -10 | -15 | -3.9 | -8.3 | -7.2 | -10.9 | -3.3 | -8.3 | 7.2 | 5.5 | 9.4 | 6.3 | 0.6 | -5.6 | -4 | -6 | -8.9 | -11.6 | -12.2 | -14.4 | 1.7 | -2.2 | -7.8 | -9.4 | -2.2 | -6.7 | -14.1 | -18.2 | -13.9 | -20 | -1.5 | -4.3 | -5.6 | -17.2 | -0.7 | -2.4 | -1.5 | -5.4 | -17.8 | -22.2 | -8.9 | -13.9 | 2.8 | -10 | 11.1 | 7.2 | 11.1 | 1.1 | -20.6 | -24.4 | -2.8 | -6.5 | 0.6 | -4.4 | -5 | -8.9 | 4.4 | 0.6 | 0 | -2.8 | 4.4 | -3.9 | 4.4 | -6.7 | -8.3 | -9.4 | -3.9 | -7.2 | -1.7 | -7.8 | -7.2 | -11.2 | -2 | -5 | 2.8 | 0.6 | 6.1 | 3.3 | -10 | -18.3 | -12.8 | -13.9 | -13 | -20 | 5.6 | -5.6 | 11.1 | 0 | -8.3 | -10 | 0.6 | -1.7 | 15.6 | 8.9 | 2 | 0.5 | 18.5 | 15.2 | -2.2 | -13.3 | 9.2 | 8.8 | 15.6 | 15.6 | 11.3 | 8.6 | -3.9 | -7.2 | 8.3 | -1.1 | -11.7 | -19.4 | 7.2 | 2.8 | 0 | -2.2 | -5.6 | -8.6 | 15 | 8.9 | -4.4 | -7.8 | 0.2 | -6.5
-21 | -22 | -10.6 | -14.4 | 8.9 | 3.3 | 0.7 | -0.3 | -12.2 | -20 | 1.1 | -6.1 | 3 | 2 | 5.9 | 1.6 | 9.4 | 7.2 | 5 | 2.8 | 9.4 | 6.7 | 7.8 | 5.1 | -1.1 | -7.2 | -0.6 | -4.4 | 4 | 4 | 9.4 | 7.4 | 23.9 | 20 | 10.2 | -0.5 | 15 | 12.8 | 3.3 | -4.4 | 21.7 | 13.3 | -13 | -15 | -2.2 | -5.6 | -10.6 | -14.4 | -4.4 | -8.9 | -7.2 | -11.4 | -2.9 | -7.2 | 7.2 | 5.5 | 9.4 | 6 | 0.6 | -5.6 | -5 | -7 | -10.2 | -12.6 | -12.4 | -14.3 | 1.7 | -1.7 | -7.8 | -8.9 | -2.8 | -6.3 | -14.8 | -18.6 | -13.9 | -20.6 | -1.8 | -4.4 | -5 | -17.2 | -1.5 | -2.8 | -2.9 | -5.5 | -19.4 | -23.3 | -9.4 | -15.6 | 2.8 | -9.4 | 9.4 | 5 | 10.4 | 0.1 | -20.6 | -23.9 | -2.8 | -6.8 | -0.6 | -5.6 | -5.6 | -8.8 | 3.9 | 0.7 | -0.4 | -2.6 | 4.4 | -2.8 | 3.9 | -6.4 | -10.2 | -11.5 | -3.9 | -6.7 | -4.4 | -8.9 | -7.8 | -11.5 | -2 | -6 | 2.8 | -0.6 | 6.3 | 3.5 | -10 | -17.8 | -13.9 | -15 | -14 | -23 | 5.4 | -4.7 | 10.2 | 0 | -8.3 | -9.4 | 0 | -2.2 | 15.6 | 8.9 | 1.9 | 0.6 | 18.7 | 15.4 | -2.2 | -12.2 | 9.1 | 9 | 16.1 | 16.1 | 11.5 | 10.1 | -3.9 | -7.8 | 8.3 | -0.6 | -12.6 | -19.2 | 6.7 | 2.8 | 0.2 | -1.9 | -5.6 | -8.6 | 14.1 | 9 | -5 | -8.9 | 0 | -7.2
-22 | -23 | -10.6 | -13.9 | 8.9 | 3.9 | 0 | -0.6 | -12.4 | -18.6 | 0.6 | -6.1 | 3 | 2 | 4.6 | 1.4 | 9.4 | 7.2 | 5 | 3.9 | 10.6 | 7.3 | 8.9 | 5 | 0 | -7.2 | -0.8 | -5.7 | 4 | 2 | 8.9 | 6.5 | 23.9 | 20 | 10.9 | -0.8 | 16.1 | 13.9 | 2.2 | -4.4 | 21.7 | 14.4 | -13.9 | -15.6 | -2.6 | -5.5 | -11.7 | -15 | -4.4 | -8.9 | -7.2 | -12.2 | -2.6 | -6.9 | 7.2 | 5.6 | 9.4 | 5.6 | 0 | -7.2 | -4 | -6 | -11.5 | -14 | -12.6 | -14.3 | 1.7 | -1.7 | -8.9 | -11.1 | -3.3 | -6.5 | -15.6 | -19.4 | -14.4 | -21.1 | -2.2 | -5 | -5.6 | -16.7 | -2.2 | -3.3 | -4.4 | -6.1 | -18.3 | -22.2 | -10 | -16.1 | 2.8 | -8.9 | 9.4 | 4.4 | 9.6 | -0.5 | -20.6 | -23.3 | -2.8 | -7.8 | -2.8 | -5.6 | -6.1 | -8.8 | 3.3 | 1 | -0.7 | -2.8 | 4.4 | -2.8 | 3.3 | -7.2 | -12 | -13.7 | -4.4 | -7.2 | -5 | -9.4 | -8.3 | -12.2 | -2 | -5 | 2.2 | -0.6 | 6.5 | 3.7 | -10 | -17.8 | -13.9 | -15 | -15 | -22 | 5.2 | -4.3 | 9.2 | -0.1 | -8.3 | -9.4 | -0.6 | -3.3 | 14.4 | 9.4 | 1.7 | 0.6 | 18.9 | 15.6 | -3.3 | -12.8 | 8.9 | 8.9 | 15.6 | 15.6 | 11.7 | 11.7 | -3.9 | -7.8 | 7.8 | -0.6 | -13.5 | -20.1 | 6.1 | 2.2 | 0.4 | -1.9 | -5.6 | -8.9 | 13.1 | 9 | -5.6 | -10 | 0.6 | -6.6
-21 | -22 | -8.9 | -11.1 | 9.1 | 4.5 | 1.5 | 0.5 | -12.6 | -18.1 | 0 | -6.1 | 4 | 2 | 3.3 | 1.1 | 10 | 5.6 | 4.4 | 3.3 | 11.7 | 7.8 | 8.9 | 3.9 | 1.7 | -7.8 | -0.9 | -7.7 | 4 | 1 | 8.3 | 5.6 | 23.9 | 20 | 11.7 | -1.1 | 13.9 | 10 | 1.7 | -4.4 | 22.2 | 15.6 | -12.2 | -13.5 | -2.9 | -5.8 | -10.6 | -14.4 | -3.9 | -8.3 | -6.7 | -12.7 | -2.2 | -7.2 | 7.4 | 5.7 | 9.6 | 5.4 | 0 | -6.1 | -4 | -6 | -12.8 | -15 | -12.8 | -14.4 | 1.7 | -1.1 | -9.4 | -12.2 | -3.9 | -7.2 | -14.3 | -18.3 | -15 | -21.1 | -1.3 | -3.7 | -5.6 | -16.7 | -0.9 | -2.3 | -0.7 | -4.3 | -17.8 | -22.2 | -10 | -15.6 | 1.7 | -7.8 | 10.6 | 4.4 | 8.9 | -1.7 | -20.6 | -23.3 | -3.5 | -8 | -3.3 | -6.1 | -6.7 | -9.4 | 2.8 | 1.1 | -1.1 | -3.3 | 4.4 | -2.8 | 2.8 | -8.9 | -13.9 | -16.1 | -4.4 | -7.8 | -6.1 | -7.8 | -7 | -11 | -2 | -5 | 1.7 | -0.6 | 6.7 | 3.9 | -10 | -18.3 | -13.9 | -15 | -15 | -23 | 5 | -5 | 8.3 | -0.6 | -8.3 | -9.4 | -0.6 | -2.8 | 15 | 10 | 1.9 | 0.4 | 19.5 | 15.8 | -3.9 | -12.8 | 9.1 | 9.1 | 15.6 | 15.6 | 11.7 | 11.7 | -3.9 | -7.8 | 7.2 | 0 | -14.4 | -21.7 | 6.7 | 1.1 | 0.6 | -2.2 | -5.2 | -8.4 | 12.2 | 8.9 | -6.7 | -10 | 1.1 | -6.8
-21 | -22 | -7.8 | -10.6 | 9.2 | 5 | 2.9 | 1.3 | -12.8 | -18.3 | 0 | -5.6 | 3 | 1 | 7.8 | 2.3 | 11.7 | 3.3 | 5 | 3.9 | 11.9 | 7.2 | 9.4 | 6.1 | 4.4 | -6.1 | -1.1 | -11.1 | 6 | 2 | 9.8 | 4.8 | 24.4 | 20 | 12.4 | -1 | 14.4 | 11.1 | 2.2 | -3.9 | 22.8 | 15 | -10.6 | -11.8 | -3.3 | -6.7 | -9.4 | -14.4 | -3.3 | -6.7 | -6.1 | -13.7 | -1.5 | -5.1 | 7.6 | 5.9 | 9.8 | 5.2 | 0 | -6.7 | -4 | -6 | -13.3 | -15.6 | -9.6 | -12.5 | 1.7 | -1.1 | -11.1 | -12.8 | -3.3 | -6.2 | -13 | -17.3 | -14.4 | -21.1 | -0.3 | -2.4 | -5.6 | -16.1 | 0.4 | -1.6 | 3 | -3.7 | -17.8 | -22.2 | -7.8 | -16.7 | 0 | -6.7 | 13.9 | 3.3 | 9.3 | -1.3 | -21.1 | -23.9 | -4.3 | -9.1 | -0.6 | -4.4 | -5 | -8.3 | 5.8 | 2.1 | 0 | -2.5 | 4.4 | -2.8 | 2.2 | -8.6 | -11.7 | -14.4 | -4.4 | -7.8 | -3.3 | -6.1 | -5.7 | -10.4 | -3 | -5 | 2.8 | 0 | 7.8 | 4.6 | -9.4 | -17.2 | -13.9 | -15 | -15 | -23 | 5.2 | -3.9 | 8.7 | -0.5 | -8.3 | -9.4 | 0 | -1.7 | 16.1 | 10.6 | 2 | 0 | 20 | 16.1 | 1.1 | -12.8 | 9.2 | 9.2 | 15.6 | 15.6 | 11.7 | 11.7 | -4.4 | -8.3 | 8.3 | 0.6 | -14.2 | -21 | 7.8 | 1.1 | 0.6 | -1.9 | -4.8 | -8.1 | 12.4 | 9.6 | -6.7 | -10.6 | 1.7 | -8.3
-20 | -21 | -11.1 | -13.3 | 9.4 | 5.6 | 4.4 | 2.2 | -8 | -14.9 | 3.9 | -5.6 | 5 | 2 | 12.2 | 2.1 | 14.4 | 2.8 | 9.4 | 6.1 | 12 | 6.3 | 10 | 5.6 | 8.9 | -7.2 | -0.7 | -9.3 | 9 | 2 | 11.3 | 3.6 | 25.6 | 20.6 | 13.2 | -0.7 | 16.7 | 12.8 | 3.9 | -3.3 | 23.3 | 15.6 | -8.9 | -10 | -1.1 | -5 | -8.3 | -13.9 | -2.2 | -4.4 | -5.6 | -16.1 | -0.7 | -3.4 | 7.8 | 6.1 | 10 | 5 | 1.7 | -6.1 | -2 | -5 | -13.9 | -16.4 | -6.5 | -11.1 | 1.7 | -0.6 | -8.3 | -9.4 | -2.8 | -5.7 | -11.7 | -17.2 | -13.9 | -20 | 0.6 | -1.7 | -5 | -17.2 | 1.7 | -1.1 | 6.7 | -4.4 | -18.3 | -22.8 | -6.7 | -16.1 | 3.9 | -6.1 | 15.6 | 5.6 | 9.6 | -1.5 | -18.3 | -22.8 | -5 | -10.6 | 1.1 | -3.9 | -3.4 | -7.7 | 8.7 | 2.5 | 1.1 | -2.2 | 5 | -2.2 | 1.7 | -9.6 | -9.4 | -12.9 | -5 | -8.9 | -2.8 | -4.4 | -4.4 | -10.6 | -3 | -6 | 3.3 | 0 | 8.9 | 5.5 | -8.9 | -16.1 | -12.2 | -13.3 | -15 | -23 | 5.4 | -3.2 | 9 | -0.8 | -8.3 | -10.6 | 2.2 | -1.7 | 18.9 | 11.7 | 2.2 | 0 | 20.6 | 16.1 | 7.2 | -11.7 | 9.4 | 9.4 | 17.2 | 16.1 | 11.7 | 11.7 | -2.2 | -7.2 | 10 | 1.1 | -14.1 | -21.1 | 8.3 | 1.7 | 0.6 | -1.9 | -4.4 | -8.3 | 12.6 | 10.5 | -5.6 | -10.6 | 2.1 | -6.7
-18 | -20 | -6.7 | -7.8 | 10.9 | 6.7 | 4.8 | 2.2 | -3.1 | -12.5 | 8.3 | -6.7 | 6 | 2 | 16.7 | 0 | 15 | 2.8 | 11.7 | 7.8 | 12.2 | 5.6 | 10.6 | 4.4 | 11.1 | -7.8 | -0.4 | -9 | 11 | 1 | 12.8 | 1.7 | 26.7 | 20.6 | 13.9 | -1.1 | 19.4 | 13.9 | 5.6 | -3.3 | 25 | 15.6 | -6.5 | -8.8 | 1.1 | -4 | -7.2 | -13.9 | -2.2 | -2.8 | -4.1 | -13.9 | 0 | -2.2 | 8.3 | 6.1 | 10.9 | 5 | 2.8 | -5 | 0 | -3 | -14.4 | -17.8 | -3.3 | -10.6 | 2.2 | 0 | -6.1 | -9.4 | -2.2 | -5.6 | -8.4 | -14.5 | -12.2 | -19.4 | 2.6 | -0.9 | -3.9 | -17.8 | 4.3 | -0.8 | 9.3 | -2.9 | -17.2 | -22.2 | -6.1 | -13.3 | 5.6 | -5 | 16.7 | 7.2 | 10 | -1.7 | -17.2 | -21.7 | -4.3 | -9.4 | 2.8 | -3.9 | -1.7 | -7.8 | 11.7 | 2.2 | 2.2 | -2.2 | 5.6 | -2.2 | 1.1 | -11.7 | -7.2 | -12.2 | -4.4 | -8.9 | -0.6 | -2.8 | -2.7 | -9.4 | -5 | -6 | 5 | -2.2 | 10 | 6.1 | -7.8 | -16.7 | -8.3 | -12.2 | -15 | -23 | 5.6 | -3.3 | 9.4 | -1.1 | -7.2 | -10 | 6.1 | 0.6 | 20 | 11.7 | 3.5 | 0.4 | 21.1 | 16.1 | 10.6 | -11.7 | 9.6 | 9.6 | 19.4 | 16.1 | 16.3 | 11.7 | 1.1 | -7.8 | 11.7 | 2.2 | -13.9 | -22.2 | 7.8 | 3.3 | 0.6 | -2.2 | -3.5 | -7.7 | 12.8 | 11.1 | -4.4 | -10 | 2.4 | -6.4
-17 | -20 | -5.6 | -7.2 | 12.4 | 7.9 | 5.2 | 1.9 | 1.7 | -12.2 | 10.6 | -7.8 | 7 | 3 | 16.9 | -0.3 | 16.1 | 3.9 | 15 | 9.4 | 12.8 | 5.3 | 11.7 | 3.3 | 13.3 | -9.4 | 0 | -9.4 | 13 | 2 | 13.7 | 1 | 27.2 | 21.1 | 15 | 0 | 21.7 | 12.2 | 7.8 | -2.8 | 25 | 16.1 | -4.1 | -7.8 | 3.3 | -3.9 | -6.1 | -13.9 | -1.7 | -2.8 | -2.6 | -13.1 | 1.3 | -0.3 | 8.9 | 6.2 | 11.9 | 5.1 | 3.3 | -5.6 | 0 | -4 | -14.6 | -18.1 | -2.2 | -8.7 | 4.4 | 2.2 | -5 | -7.8 | -1.8 | -4.4 | -5 | -12.2 | -11.1 | -18.9 | 4.7 | -0.6 | -2.2 | -18.3 | 6.8 | -1.2 | 11.8 | -2.5 | -17.2 | -22.2 | -6.1 | -16.1 | 7.8 | -4.4 | 17.2 | 8.3 | 10.9 | -1 | -15 | -20.6 | -3.5 | -9 | 4.4 | -3.9 | -0.6 | -6.8 | 12.8 | 2.6 | 3.3 | -2.5 | 5.6 | -2.2 | 1.1 | -10.4 | -6.1 | -11 | -3.3 | -8.3 | 1.7 | -1.1 | -1.1 | -9 | -5 | -6 | 6.1 | -2.8 | 11.1 | 5.7 | -6.7 | -16.1 | -6.1 | -11.7 | -14 | -22 | 5.8 | -1.8 | 10.7 | -0.4 | -5.6 | -9.4 | 9.4 | 0 | 21.7 | 12.2 | 4.8 | 0.9 | 21.7 | 16.2 | 13.3 | -11.1 | 9.8 | 9.8 | 22.8 | 17.2 | 21 | 9.9 | 1.7 | -6.7 | 13.9 | 2.8 | -13.3 | -21.1 | 8.3 | 3.9 | 1.1 | -1.6 | -2.6 | -7.3 | 14.5 | 12 | -4.4 | -8.9 | 2.8 | -6.7
-15 | -17 | -5.6 | -7.2 | 13.9 | 8.9 | 5.6 | 1.7 | 3.2 | -9.9 | 13.3 | -7.8 | 6 | 3 | 17 | -0.2 | 17.2 | 3.9 | 16.1 | 7.8 | 13.3 | 4.5 | 12.2 | 2.8 | 13.9 | -8.3 | 0.6 | -8.4 | 14 | 0 | 14.7 | 0.5 | 27.8 | 21.1 | 16.1 | 0.6 | 21.7 | 12.2 | 9.4 | -1.1 | 24.4 | 15 | -1.7 | -7.8 | 4.4 | -2.8 | -6.1 | -13.9 | -1.7 | -2.2 | -1.1 | -13.3 | 2.6 | 1.4 | 9.4 | 6.1 | 12.8 | 5 | 2.8 | -5 | 0 | -2 | -14.8 | -19.1 | -1.1 | -7.9 | 9.4 | 3.3 | -3.3 | -8.3 | -1.5 | -3.7 | -1.7 | -11.7 | -10 | -18.3 | 6.7 | -0.6 | -1.7 | -18.3 | 9.4 | -2.8 | 14.4 | -2.2 | -16.7 | -21.7 | -4.4 | -17.2 | 8.3 | -5 | 17.2 | 8.3 | 11.9 | -0.8 | -13.3 | -18.3 | -2.8 | -9.4 | 6.1 | -4.4 | 0.6 | -6.4 | 13.9 | 2.8 | 4.5 | -3.1 | 3.9 | -0.6 | 1.1 | -10.7 | -5 | -10.7 | -2.2 | -8.3 | 2.2 | -0.6 | 0.6 | -10 | -5 | -6 | 6.1 | -2.8 | 12.2 | 4.9 | -6.1 | -16.1 | -4.4 | -11.1 | -13 | -23 | 5.9 | -0.9 | 12 | 0.1 | -5.6 | -9.4 | 14.4 | 0.6 | 22.8 | 12.2 | 6.1 | 1.1 | 22.2 | 16.1 | 16.7 | -10.6 | 10 | 10 | 24.4 | 16.7 | 25.6 | 2.8 | 2.2 | -6.7 | 15.6 | 3.9 | -12.8 | -21.3 | 9.4 | 5 | 1.7 | -1.2 | -1.7 | -7.8 | 16.1 | 12.7 | -2.8 | -10 | 3 | -6.6
-13 | -15 | -5 | -7.2 | 15.6 | 10 | 5.8 | 1.9 | 4.6 | -9.5 | 15 | -9.4 | 6 | 3 | 17.2 | -0.6 | 17.8 | 6.1 | 16.7 | 7.8 | 13.9 | 3.9 | 11.1 | 2.8 | 12.8 | -6.1 | 1.1 | -8.7 | 15 | 0 | 15.6 | -0.6 | 27.2 | 21.1 | 17.2 | 1.7 | 22.2 | 12.2 | 10 | -1.7 | 20.6 | 18.3 | -0.8 | -7.8 | 5.6 | -2.4 | -5.6 | -13.3 | -1.1 | -1.7 | -0.2 | -11.2 | 3.9 | 3.3 | 9.6 | 6 | 13.3 | 5.5 | 2.8 | -5 | 1 | -2 | -15 | -20.6 | 0 | -7.8 | 11.1 | 3.9 | -2.8 | -8.3 | -1.1 | -3.3 | -0.4 | -10 | -9.4 | -17.8 | 8 | -1.1 | 0 | -18.3 | 10.3 | -2.7 | 15.7 | -0.8 | -16.7 | -23.3 | -3.3 | -16.1 | 9.4 | -5.6 | 16.7 | 8.9 | 12.8 | -0.6 | -11.1 | -16.7 | -2.2 | -8.2 | 7.2 | -5.6 | 1.7 | -7.2 | 15 | 2.8 | 5.6 | -5 | 3.9 | -0.6 | 1.1 | -12.2 | -3.9 | -11.1 | -1.7 | -6.7 | 1.7 | -0.6 | 1.7 | -9 | -5 | -6 | 6.7 | -2.2 | 13.3 | 3.9 | -5 | -15.6 | -3.3 | -10 | -13 | -21 | 6.1 | 0 | 13.3 | 0.6 | -5 | -10 | 17.8 | 0.6 | 23.9 | 13.3 | 8.5 | 1.6 | 22 | 15.9 | 17.8 | -10.6 | 10.2 | 10.2 | 25.6 | 15.6 | 26.3 | 2.3 | 2.8 | -5.6 | 10.6 | 3.3 | -12.2 | -22.2 | 10 | 3.9 | 2.2 | -1.1 | -1.7 | -6.9 | 17.8 | 13.3 | -2.2 | -10.6 | 3.1 | -7.9
-11 | -13 | -5 | -7.2 | 17.2 | 10.8 | 5.9 | 2 | 6.1 | -10 | 16.7 | -10 | 6 | 4 | 17.2 | 0.8 | 17.2 | 7.8 | 17.2 | 7.2 | 13.3 | 3.4 | 11.7 | 2.8 | 12.2 | -7.2 | 1.7 | -10 | 17 | 0 | 16.3 | -1.1 | 27.2 | 20.6 | 17.8 | 2.1 | 22.8 | 12.2 | 11.1 | -1.1 | 20 | 18.9 | 0.2 | -8.5 | 6.7 | -2.2 | -5.6 | -13.3 | 0 | -0.6 | 0.8 | -10 | 5.2 | 4.8 | 9.8 | 5.8 | 13.9 | 5.8 | 1.7 | -3.9 | 1 | -2 | -15.4 | -20.6 | 0 | -6.5 | 12.2 | 4.4 | -2.8 | -7.8 | -1.3 | -3.4 | 0.9 | -10 | -9.4 | -17.8 | 9.3 | -2.3 | 1.1 | -18.3 | 11.3 | -3.2 | 17 | 0.6 | -17.2 | -23.9 | -3.3 | -15.6 | 11.7 | -8.9 | 17.2 | 8.3 | 12.4 | -0.7 | -10 | -15.6 | -1.7 | -7.9 | 7.8 | -7.8 | 1.5 | -6 | 15.6 | 2.7 | 5.8 | -4.4 | 4.4 | -5 | 1.1 | -11.3 | -3.9 | -10.2 | -1.7 | -6.1 | 1.1 | -0.6 | 2.8 | -9 | -5 | -6 | 5.6 | -2.2 | 13.5 | 3.9 | -4.4 | -15 | -2.8 | -10 | -12 | -20 | 6.1 | 0.4 | 14.1 | 1 | -5 | -12.2 | 22.2 | 2.8 | 22.8 | 12.8 | 10.9 | 2 | 21.9 | 15.8 | 19.4 | -7.8 | 10.4 | 10.4 | 28.3 | 13.3 | 27.1 | 2.2 | 3.9 | -5.6 | 8.9 | 2.8 | -12.2 | -21.2 | 11.7 | 4.4 | 2.6 | -1.2 | -1.7 | -6.8 | 19.6 | 13.1 | -2.2 | -11.1 | 3.3 | -10
-11 | -13 | -4.4 | -8.9 | 18.9 | 11.7 | 6.1 | 2.2 | 6.5 | -8.4 | 17.8 | -9.4 | 7 | 4 | 17.2 | 2.4 | 16.7 | 8.3 | 17.8 | 7.2 | 12.8 | 2.9 | 10.6 | 2.8 | 12.8 | -5.6 | 1.9 | -9.1 | 15 | 4 | 17.1 | -1.8 | 26.1 | 20.6 | 18.3 | 2.2 | 21.1 | 12.8 | 12.2 | -1.1 | 21.1 | 19.4 | 1.1 | -11.1 | 6.9 | -2.2 | -6.1 | -13.3 | 0 | 0 | 1.7 | -10.6 | 6.5 | 6.4 | 10 | 5.6 | 14.4 | 6.1 | 1.7 | -3.9 | 1 | -2 | -15.7 | -21.3 | 0 | -5.9 | 11.1 | 4.4 | -2.2 | -10 | -1.5 | -3.7 | 2.2 | -11.1 | -8.9 | -17.8 | 10.6 | -4.4 | 1.1 | -18.9 | 12.2 | -4.4 | 18.3 | 1.7 | -17.2 | -23.3 | -3.3 | -17.8 | 12.2 | -9.4 | 17.2 | 8.9 | 12.1 | -0.7 | -9.4 | -15 | -1.1 | -8.3 | 8.9 | -8.3 | 1.3 | -5.6 | 16.1 | 2.1 | 5.9 | -4.3 | 5 | 0 | 1.1 | -11.9 | -3.9 | -10.2 | -1.7 | -5 | 2.2 | -0.6 | 3.9 | -10.6 | -4 | -6 | 6.1 | -2.8 | 13.7 | 4 | -3.9 | -15.6 | -2.2 | -10 | -12 | -20 | 6.1 | 0.6 | 14.8 | 1 | -5 | -11.7 | 25 | 2.8 | 23.3 | 13.3 | 13.3 | 1.7 | 21.7 | 15.6 | 20.6 | -14.4 | 10.6 | 10.6 | 28.9 | 11.7 | 27.8 | 1.7 | 3.3 | -6.7 | 5.6 | 4.4 | -12.2 | -21.2 | 11.1 | 4.4 | 2.9 | -1.6 | -1.7 | -7.2 | 21.5 | 12.7 | -2.2 | -10.6 | 2.6 | -9.8
-9 | -12 | -3.9 | -10 | 18.3 | 11.9 | 5.9 | 2.2 | 6.8 | -7.8 | 17.8 | -9.4 | 7 | 4 | 17.2 | 3.3 | 16.7 | 7.8 | 16.1 | 8.3 | 12.2 | 2.2 | 10 | 2.8 | 12.8 | -5.6 | 2 | -9.3 | 15 | 3 | 17.8 | -3.3 | 26.7 | 20.6 | 18.9 | 2.8 | 21.1 | 12.2 | 12.2 | -1.1 | 20.6 | 17.8 | 0.4 | -10.1 | 7 | -2.9 | -6.1 | -13.3 | 0.6 | 0.6 | 1.5 | -8.9 | 7.8 | 7.8 | 10 | 6 | 14.2 | 6.6 | 1.7 | -3.3 | 0 | -2 | -16.1 | -22.8 | 0 | -6.1 | 9.4 | 4.4 | -2.8 | -8.9 | -1.7 | -4.4 | 1.5 | -10 | -8.3 | -17.2 | 9.8 | -3.1 | 2.2 | -17.8 | 10.5 | -2.5 | 17.2 | 2 | -17.8 | -23.3 | -3.9 | -17.8 | 12.2 | -10 | 16.1 | 8.9 | 11.7 | -1.1 | -8.9 | -13.9 | -1.3 | -7.7 | 8.3 | -8.3 | 1.1 | -6.1 | 16.7 | 1.7 | 6.1 | -5 | 4.4 | -0.6 | 1.1 | -14.4 | -3.9 | -11.1 | -1.1 | -4.4 | 2.8 | -0.6 | 3.7 | -9.5 | -3 | -5 | 5.6 | -1.7 | 13.9 | 3.9 | -2.8 | -15.6 | -1.7 | -9.4 | -12 | -21 | 6.1 | 1.1 | 15.6 | 1.1 | -4.4 | -12.2 | 25.6 | 3.3 | 22.8 | 13.3 | 12.6 | 1.9 | 20.8 | 16 | 21.1 | -10.6 | 10.6 | 10.6 | 28.9 | 10.6 | 26.7 | 2.6 | 3.9 | -6.1 | 4.4 | 4.4 | -12.2 | -22.2 | 10.6 | 4.4 | 3.3 | -2.2 | -2.1 | -6.5 | 23.3 | 11.7 | -2.8 | -11.7 | 1.8 | -10.4
-11 | -13 | -4.4 | -10 | 17.8 | 12.3 | 5.8 | 2.3 | 7.2 | -8.3 | 18.3 | -8.9 | 7 | 4 | 15.4 | 5.3 | 16.7 | 8.9 | 14.4 | 7.8 | 11.7 | 2.2 | 9.4 | 2.8 | 11.7 | -5.6 | 2.2 | -11.1 | 14 | 3 | 15.9 | -0.3 | 25.6 | 20.6 | 16.5 | 3.2 | 19.4 | 11.1 | 11.1 | -1.7 | 19.4 | 17.8 | -0.4 | -10.5 | 7.2 | -3.9 | -6.7 | -13.3 | 1.1 | 0.6 | 1.3 | -8.8 | 8.2 | 7.9 | 10 | 6.4 | 14.1 | 7 | 1.7 | -2.8 | 0 | -3 | -17 | -22.5 | -0.9 | -5.8 | 6.7 | 3.9 | -3.3 | -7.8 | -1.5 | -3.7 | 0.7 | -10.4 | -8.9 | -17.8 | 9.1 | -2.2 | 1.1 | -18.3 | 8.9 | -1.8 | 16.1 | 2.1 | -18.3 | -23.3 | -5 | -18.9 | 11.7 | -10 | 15.6 | 8.9 | 10.2 | -1.1 | -8.9 | -14.4 | -1.5 | -7.9 | 7.8 | -8.3 | 0 | -5.7 | 15 | 3.2 | 4.4 | -4.3 | 3.3 | -0.6 | 0.5 | -12.4 | -5 | -10.1 | -1.7 | -4.4 | 2.8 | -0.6 | 3.5 | -9.7 | -3 | -5 | 6.1 | -3.3 | 12.4 | 4.1 | -3.3 | -11.7 | -2.2 | -9.4 | -12 | -21 | 5.7 | 0.8 | 14.7 | 1.2 | -5 | -11.7 | 25.6 | 3.3 | 21.7 | 13.3 | 11.8 | 2.3 | 19.8 | 16.5 | 21.7 | -13.3 | 10.6 | 10.6 | 28.3 | 10 | 25.5 | 2.9 | 3.9 | -7.2 | 4.4 | 4.4 | -12.8 | -22 | 9.4 | 4.4 | 3.1 | -1.8 | -2.4 | -6.3 | 23.1 | 11.5 | -3.9 | -12.2 | 1.1 | -12.8
-11 | -13 | -5 | -8.3 | 17.2 | 12.2 | 5.6 | 2.2 | 5.5 | -7.8 | 17.2 | -10 | 6 | 4 | 13.5 | 6.2 | 15.6 | 7.8 | 12.8 | 7.8 | 11.1 | 1.9 | 6.1 | 4.4 | 8.9 | -4.4 | 0.9 | -9.4 | 12 | 4 | 14.1 | 1.7 | 25 | 20.6 | 14.1 | 3.3 | 17.8 | 10.6 | 8.9 | -2.2 | 20.6 | 17.8 | -1.1 | -12.2 | 5.5 | -2.7 | -6.7 | -11.7 | 1.1 | 0.6 | 1.1 | -9.4 | 8.5 | 7.8 | 10 | 6.7 | 13.9 | 7.2 | 1.7 | -2.8 | -2 | -5 | -18 | -23.3 | -1.9 | -6.4 | 6.7 | 1.7 | -3.3 | -8.3 | -1.3 | -3.4 | 0 | -12.2 | -10 | -18.3 | 8.3 | -2.2 | 0 | -18.3 | 7.2 | -1.7 | 15 | 2.2 | -18.9 | -23.3 | -6.7 | -18.3 | 9.4 | -7.8 | 15.6 | 8.9 | 8.7 | -1 | -11.1 | -14.4 | -1.7 | -8.9 | 4.4 | -5 | -1.1 | -6 | 13.4 | 4.3 | 2.8 | -4.1 | 2.8 | -1.1 | 0 | -12.5 | -6.1 | -10 | -2.8 | -5.6 | 2.2 | -0.6 | 3.3 | -11.1 | -3 | -5 | 4.4 | -1.7 | 10.9 | 4.2 | -5 | -8.3 | -2.8 | -10 | -13 | -22 | 5.4 | 0.7 | 13.7 | 1.3 | -5.6 | -11.1 | 23.3 | 3.3 | 20.6 | 13.3 | 11.1 | 2.2 | 18.9 | 16.7 | 18.9 | -12.8 | 10.6 | 10.6 | 25 | 10 | 24.4 | 3.9 | 1.7 | -6.7 | 4.4 | 4.4 | -13.3 | -22.5 | 8.9 | 3.3 | 3 | -1.5 | -2.8 | -6.7 | 23 | 11.4 | -4.4 | -12.8 | 0.4 | -10.4
-12 | -13 | -8.9 | -11.1 | 16.5 | 12.1 | 5.2 | 2 | 3.9 | -8.4 | 16.1 | -9.4 | 4 | 3 | 11.7 | 6.7 | 15.6 | 4.4 | 11.7 | 7.8 | 10.6 | 1.7 | 4.4 | 3.9 | 6.7 | -3.9 | -0.4 | -9 | 11 | 5 | 12.2 | 2.8 | 24.4 | 20 | 11.7 | 2.8 | 17.2 | 10.6 | 7.2 | -2.2 | 20 | 17.8 | -2.6 | -10.4 | 3.9 | -2.4 | -6.1 | -11.7 | 1.1 | 0.6 | -0.6 | -8.3 | 8.9 | 7.8 | 10 | 7.1 | 11.5 | 6.7 | 1.7 | -2.8 | -6 | -8 | -18.9 | -24.4 | -2.8 | -7.2 | 3.9 | 1.1 | -4.4 | -7.8 | -1.1 | -3.3 | -2 | -11.7 | -10.6 | -18.3 | 7.4 | -3.3 | 0 | -17.8 | 6.7 | -1.1 | 14.3 | 1.9 | -21.1 | -26.1 | -8.3 | -18.3 | 5.6 | -7.2 | 15 | 10.6 | 7.2 | -1.7 | -13.9 | -16.1 | -3 | -8.7 | 1.1 | -1.7 | -2.2 | -7.2 | 11.7 | 4.4 | 1.1 | -5 | 2.2 | -2.8 | -0.6 | -13.9 | -7.2 | -10.6 | -2.8 | -5.6 | 2.2 | -1.1 | 1.1 | -8.7 | -3 | -6 | 2.2 | -1.7 | 9.4 | 3.9 | -5.6 | -7.2 | -3.3 | -9.4 | -14 | -22 | 5 | 0.6 | 12.8 | 1.1 | -8.9 | -11.7 | 20.6 | 3.9 | 21.1 | 12.8 | 9.3 | 2.4 | 18.7 | 16.7 | 12.8 | -12.8 | 10.6 | 10.6 | 20 | 14.4 | 21.6 | 5.5 | -0.6 | -5.6 | 3.9 | 3.9 | -13.9 | -24.4 | 7.2 | 3.3 | 2.8 | -1.7 | -2.8 | -6 | 22.8 | 11.1 | -5.6 | -13.3 | -0.4 | -9.5
-12 | -14 | -8.9 | -12.8 | 15.7 | 11.5 | 4.8 | 1.8 | 2.2 | -10 | 13.3 | -7.8 | 4 | 3 | 11.3 | 6.1 | 15.6 | 3.3 | 11.7 | 7.2 | 10.2 | 1.8 | 5 | 3.9 | 3.9 | -3.3 | -1.7 | -10 | 11 | 6 | 10.9 | 3.7 | 24.4 | 20.6 | 9.3 | 2.8 | 16.1 | 10 | 5.6 | -1.7 | 19.4 | 17.8 | -4.1 | -10 | 2.2 | -2.8 | -7.2 | -12.8 | 1.7 | 1.1 | -2.2 | -8.6 | 8.7 | 8 | 10 | 7.5 | 9.1 | 6 | 1.7 | -3.3 | -8 | -10 | -19.3 | -24.7 | -3.5 | -7 | 3.3 | 0.6 | -5 | -7.8 | -0.4 | -2.3 | -4.1 | -12.7 | -11.1 | -18.3 | 6.5 | -5.1 | -0.6 | -18.3 | 6.1 | -0.9 | 13.5 | 1.5 | -22.8 | -26.7 | -8.3 | -17.8 | 3.9 | -7.8 | 14.4 | 11.1 | 6.3 | -2 | -16.7 | -18.9 | -4.3 | -9.3 | 0.6 | -1.1 | -2.9 | -6.7 | 10.6 | 4.7 | 0 | -4.6 | 1.1 | -3.9 | -0.8 | -12.3 | -7.2 | -9.9 | -2.8 | -6.1 | 2.2 | -3.3 | -1.1 | -8.5 | -3 | -6 | 2.8 | -1.1 | 8.5 | 4 | -5 | -6.1 | -3.3 | -9.4 | -14 | -21 | 4.8 | 0.7 | 11.5 | 0.6 | -10 | -13.9 | 19.4 | 4.4 | 21.1 | 12.8 | 7.4 | 2.1 | 18.5 | 16.7 | 8.9 | -12.2 | 10.6 | 10.6 | 18.9 | 16.1 | 18.9 | 6.1 | -1.1 | -5 | 3.3 | 3.3 | -14.6 | -23.4 | 7.2 | 2.8 | 3 | -1.4 | -2.8 | -5.9 | 22.2 | 11 | -5.6 | -13.9 | -1.1 | -10
-13 | -15 | -7.8 | -10 | 15 | 11.1 | 4.4 | 1.7 | 0.7 | -9 | 11.7 | -7.2 | 5 | 3 | 11 | 5.3 | 13.3 | 4.4 | 11.1 | 7.2 | 9.8 | 1.7 | 3.9 | 3.3 | 3.9 | -3.9 | -2.1 | -9.3 | 10 | 6 | 9.6 | 4.4 | 23.9 | 20.6 | 6.8 | 2.3 | 15.6 | 9.4 | 5.6 | -1.7 | 17.8 | 16.7 | -5.6 | -10.6 | 2 | -2.6 | -7.2 | -12.8 | 1.7 | 1.7 | -3.9 | -9.4 | 8.5 | 8.2 | 10 | 7.8 | 6.7 | 5 | 1.7 | -3.3 | -9 | -11 | -19.6 | -25.5 | -4.3 | -7.2 | 3.3 | 1.1 | -5 | -7.8 | 0.4 | -1.6 | -6.1 | -15 | -11.7 | -18.9 | 5.6 | -7.8 | -0.6 | -16.1 | 5.6 | -1.1 | 12.8 | 1.1 | -22.8 | -26.7 | -10 | -18.3 | 3.9 | -7.2 | 15 | 11.1 | 5.3 | -3.1 | -17.2 | -21.7 | -5.6 | -10.6 | 0.6 | -0.6 | -3.7 | -7.1 | 9.4 | 4.6 | -1.1 | -5.2 | 0 | -3.9 | -0.9 | -12.4 | -7.2 | -9.5 | -3.3 | -6.7 | 1.7 | -5 | -3.3 | -9.4 | -3 | -6 | 2.8 | -0.6 | 7.6 | 4 | -4.4 | -6.1 | -3.3 | -9.4 | -13 | -21 | 4.6 | 0.9 | 10.2 | 0.2 | -11.1 | -14.4 | 15.6 | 4.4 | 20.6 | 12.8 | 5.6 | 1.7 | 18.3 | 16.7 | 7.2 | -12.8 | 10.6 | 10.6 | 18.3 | 16.7 | 16.1 | 6.1 | -1.7 | -5.6 | 5 | 1.7 | -15.4 | -23.7 | 6.7 | 2.2 | 3.1 | -1.4 | -2.8 | -6.1 | 21.7 | 10.9 | -6.7 | -14.4 | -0.9 | -9
-14 | -16 | -11.7 | -13.9 | 15 | 10.6 | 3.9 | 1.3 | -0.7 | -9 | 8.9 | -6.7 | 3 | 2 | 10.6 | 4.4 | 13.9 | 2.2 | 10 | 7.2 | 9.4 | 1.7 | 3.9 | 2.5 | 2.2 | -3.9 | -2.4 | -9.6 | 9 | 5 | 8.3 | 5 | 23.3 | 20.6 | 4.4 | 1.7 | 13.9 | 9.4 | 4.4 | -2.2 | 17.2 | 16.1 | -6.3 | -9.9 | 1.9 | -2.6 | -8.3 | -12.8 | 1.7 | 1.1 | -4.6 | -9.2 | 8.3 | 8.3 | 10 | 8 | 6.3 | 5 | 1.1 | -3.3 | -11 | -13 | -20 | -27.2 | -5 | -7.8 | 3.3 | 1.1 | -5.6 | -8.9 | 1.1 | -1.1 | -6.8 | -14.8 | -11.7 | -18.9 | 4.3 | -5.3 | -0.6 | -17.8 | 4.7 | -1.2 | 12.6 | 3.3 | -22.8 | -26.7 | -10.6 | -18.3 | 3.9 | -7.8 | 14.4 | 10.6 | 4.4 | -4.4 | -17.8 | -20.6 | -7.1 | -10.8 | 0.6 | 0 | -4.4 | -7.8 | 8.3 | 4.4 | -2.2 | -6.1 | 0 | -4.4 | -1.1 | -13.9 | -7.2 | -9.4 | -3.3 | -6.7 | 0 | -5.6 | -3.7 | -8.9 | -4 | -6 | 2.2 | -0.6 | 6.7 | 3.9 | -4.4 | -5.6 | -3.3 | -8.9 | -13 | -20 | 4.4 | 1.1 | 8.9 | -0.6 | -12.2 | -14.4 | 16.7 | 4.4 | 21.1 | 12.8 | 4.5 | 1 | 18.5 | 16.9 | 6.7 | -12.2 | 10.4 | 10.4 | 17.2 | 16.1 | 14.8 | 6.6 | -2.2 | -5.6 | 4.4 | 0.6 | -16.1 | -25 | 5.6 | 1.7 | 3.3 | -1.7 | -3 | -5.8 | 21.1 | 10.6 | -6.7 | -15.6 | -0.8 | -9.4
-15 | -17 | -12.8 | -15.6 | 15 | 10.2 | 3.3 | 1 | -2.2 | -10.6 | 8.3 | -5 | 4 | 3 | 9.5 | 4.5 | 13.9 | 0.6 | 10 | 7.2 | 9.2 | 1.8 | 3.3 | 2.2 | 0.6 | -3.9 | -2.8 | -10.6 | 8 | 4 | 8.1 | 4.3 | 22.2 | 20.6 | 4.2 | 1.7 | 12.8 | 9.4 | 3.9 | -3.9 | 16.7 | 15.6 | -7.1 | -9.8 | 1.7 | -3.3 | -8.9 | -13.3 | 1.7 | 1.1 | -5.4 | -9.7 | 7.9 | 7.9 | 10 | 8.1 | 6 | 5.1 | 1.7 | -3.3 | -10 | -12 | -20.4 | -27.4 | -6.3 | -8.2 | 3.3 | 1.7 | -6.7 | -10 | 1.5 | -0.7 | -7.6 | -15.8 | -14.4 | -20 | 3 | -4.6 | -0.6 | -17.8 | 3.7 | -1.5 | 12.4 | 5.1 | -22.8 | -26.7 | -11.1 | -17.8 | 2.2 | -7.2 | 14.4 | 8.9 | 3.1 | -3.9 | -18.3 | -20.6 | -8.5 | -11.6 | 1.1 | 0 | -5.3 | -8 | 7.9 | 3.9 | -2.4 | -5.8 | 0 | -5 | -1.5 | -12.1 | -6.7 | -9 | -3.3 | -6.7 | -0.6 | -5.6 | -4 | -9 | -4 | -6 | 0.6 | -1.7 | 5.2 | 2.9 | -3.3 | -4.4 | -2.8 | -8.9 | -13 | -20 | 4.4 | 1.4 | 7.8 | -0.4 | -12.2 | -15 | 15 | 4.4 | 16.1 | 15.6 | 3.3 | 0.2 | 18.7 | 17 | 5.6 | -11.7 | 10.2 | 10.2 | 16.7 | 12.8 | 13.5 | 6.6 | -2.2 | -6.1 | 3.3 | 0.6 | -15.7 | -23.2 | 6.1 | 2.8 | 3.5 | -1.4 | -3.1 | -5.7 | 20.4 | 10.8 | -7.8 | -16.1 | -0.6 | -10.6
-13 | -16 | -11.7 | -13.9 | 15 | 9.4 | 2.8 | 0.6 | -1.3 | -9.4 | 7.2 | -5 | 2 | 1 | 8.3 | 4.1 | 12.8 | 0.6 | 9.4 | 6.7 | 9.1 | 2.2 | 2.8 | 1.5 | 1.1 | -4.4 | -3.3 | -9.4 | 7 | 7 | 8 | 4 | 22.8 | 20.6 | 4.1 | 2.1 | 13.3 | 9.4 | 2.8 | -3.9 | 16.7 | 15 | -7.8 | -10 | 1.7 | -2.8 | -10 | -13.3 | 1.7 | 1.1 | -6.1 | -10.6 | 7.6 | 7.6 | 10 | 8.3 | 5.6 | 5 | 1.7 | -4.4 | -10 | -12 | -20.7 | -27.5 | -7.6 | -9.1 | 3.3 | 2.2 | -6.7 | -11.7 | 1.8 | -0.4 | -8.3 | -17.8 | -13.9 | -20 | 1.7 | -4.4 | -0.6 | -16.1 | 2.8 | -2.2 | 12.2 | 6.7 | -23.3 | -27.2 | -12.2 | -18.9 | 1.1 | -7.2 | 14.4 | 10 | 1.9 | -4.1 | -19.4 | -22.2 | -10 | -12.8 | 0.6 | 0 | -6.3 | -8.9 | 7.6 | 3.5 | -2.6 | -6 | -1.1 | -5.6 | -1.8 | -11.5 | -6.1 | -8.7 | -3.3 | -6.7 | -1.7 | -5.6 | -4.4 | -10 | -3 | -6 | -0.6 | -2.2 | 3.7 | 2.1 | -2.8 | -3.9 | -2.2 | -8.3 | -13 | -20 | 4.4 | 1.9 | 6.7 | -0.6 | -13.3 | -15.6 | 12.2 | 4.4 | 15.6 | 15 | 2.2 | -0.6 | 18.9 | 17.2 | 3.3 | -12.2 | 10 | 10 | 15.6 | 11.7 | 12.2 | 6.7 | -1.7 | -5.6 | 2.2 | 1.1 | -15.4 | -22.3 | 5 | 2.2 | 3.7 | -1.5 | -3.3 | -6.1 | 19.6 | 11.2 | -7.2 | -15.6 | -1.3 | -7.7
-13 | -15 | -12.2 | -15 | 14.4 | 9.9 | 2.4 | 0.6 | -0.3 | -8.9 | 6.7 | -4.4 | 2 | 2 | 7.2 | 3.9 | 11.1 | 3.3 | 10 | 6.7 | 8.9 | 2.2 | 2.2 | 1.6 | 0.6 | -4.4 | -3.9 | -9.1 | 7 | 6 | 7.8 | 3.3 | 22.2 | 20.6 | 3.9 | 2.2 | 13.3 | 10.6 | 2.2 | -3.9 | 16.7 | 15.6 | -8.5 | -9.9 | 1.7 | -2.8 | -10.6 | -13.9 | 2.2 | 1.1 | -5.9 | -10.5 | 7.2 | 7.2 | 9.8 | 7.9 | 6.3 | 5.4 | 1.1 | -5 | -8 | -11 | -21.1 | -28 | -8.9 | -10 | 3.9 | 2.8 | -7.8 | -11.7 | 2.2 | 0 | -10.3 | -17.2 | -12.8 | -20.6 | 2.2 | -2.9 | -0.6 | -11.7 | 3 | -0.7 | 12.4 | 8.3 | -23.9 | -27.8 | -12.2 | -18.3 | 0.6 | -7.2 | 14.4 | 10 | 0.6 | -5 | -21.1 | -22.8 | -10.4 | -13 | 0 | -1.1 | -7.2 | -10 | 7.2 | 2.8 | -2.8 | -6.7 | -0.6 | -5.6 | -2.2 | -12.8 | -5.6 | -8.9 | -3.9 | -6.7 | -2.8 | -6.1 | -4.8 | -9.4 | -3 | -5 | -1.1 | -3.9 | 2.2 | 1.1 | -2.8 | -3.3 | -1.7 | -8.3 | -12 | -20 | 4.4 | 2.2 | 5.6 | -1.1 | -14.4 | -16.7 | 10 | 4.4 | 15.6 | 15 | 2.2 | -0.2 | 18.9 | 17.4 | 4.4 | -12.2 | 10 | 10 | 11.7 | 10.6 | 11.5 | 6.7 | -1.1 | -6.1 | 1.7 | 1.7 | -15 | -22.2 | 4.4 | 1.7 | 3.9 | -1.7 | -3.1 | -5.7 | 18.9 | 11.1 | -7.2 | -15 | -2.1 | -6.3
-13 | -15 | -10.6 | -13.3 | 13.9 | 10.4 | 2.1 | 0.6 | 0.6 | -10 | 5.6 | -4.4 | 1 | 0 | 6.3 | 3.8 | 10 | 5 | 10 | 6.7 | 8.3 | 2.3 | 1.7 | 1.2 | 0 | -4.4 | -4.4 | -9.4 | 7 | 6 | 7.2 | 3.6 | 21.7 | 20.6 | 2.4 | 0.8 | 13.9 | 10.6 | 2.2 | -3.9 | 16.7 | 14.4 | -9.3 | -10.2 | 1.7 | -3.3 | -9.4 | -12.8 | 1.7 | 0.6 | -5.8 | -11.1 | 7 | 6.9 | 9.6 | 7.6 | 7.1 | 5.8 | 0.6 | -6.1 | -7 | -10 | -21.7 | -28.2 | -8.5 | -10.1 | 3.9 | 2.8 | -8.3 | -13.3 | 3.1 | 1 | -12.4 | -17.9 | -13.9 | -21.1 | 2.8 | -2 | -1.1 | -11.1 | 3.1 | 0.5 | 12.6 | 9.8 | -25 | -28.9 | -12.2 | -20.6 | 1.7 | -6.7 | 13.3 | 9.4 | 0.2 | -4.4 | -20 | -22.2 | -10.7 | -13.5 | -0.6 | -1.7 | -7.8 | -10.2 | 6.8 | 2.5 | -3.9 | -7.1 | -2.2 | -5.6 | -2 | -11.5 | -5.6 | -7.7 | -5 | -8.3 | -3.9 | -6.7 | -5.2 | -9.8 | -3 | -5 | -2.2 | -4.4 | 2 | 0.7 | -2.2 | -3.3 | -1.1 | -7.8 | -12 | -16 | 4.2 | 2.4 | 4.3 | -0.8 | -15.6 | -17.8 | 10.6 | 4.4 | 15 | 14.4 | 2.2 | 0.2 | 18.9 | 17.6 | 6.7 | -11.1 | 10 | 10 | 11.1 | 10.6 | 10.7 | 6.3 | -1.1 | -5.6 | 1.7 | 1.7 | -14.8 | -20.4 | 3.9 | 1.7 | 4.1 | -1.1 | -3 | -5.8 | 17.6 | 11.9 | -7.2 | -15 | -2.8 | -5.6
-14 | -16 | -11.1 | -14.4 | 13.3 | 10.6 | 1.7 | 0.6 | -1.3 | -9.2 | 6.1 | -3.9 | 2 | 2 | 5.3 | 3.6 | 8.3 | 5 | 9.4 | 7.8 | 7.8 | 2.3 | 1.1 | 1 | 0.6 | -5.6 | -5 | -9.1 | 6 | 5 | 6.7 | 3.9 | 22.8 | 20.6 | 0.9 | -0.6 | 12.8 | 9.4 | 0 | -3.9 | 16.7 | 14.4 | -10 | -10.6 | 2.2 | -2.9 | -8.3 | -11.7 | 1.1 | 0 | -5.6 | -12.2 | 6.9 | 6.5 | 9.4 | 7.2 | 7.8 | 6.1 | 0.6 | -5.6 | -7 | -10 | -22.2 | -28.4 | -8.2 | -10.4 | 5 | 3.3 | -8.3 | -13.3 | 4.1 | 2.3 | -14.4 | -19.4 | -15 | -21.1 | 3.3 | -1.1 | -1.7 | -11.1 | 3.3 | 1.7 | 12.8 | 11.1 | -25 | -28.9 | -13.9 | -21.1 | 1.1 | -6.7 | 11.7 | 8.3 | -0.2 | -4.8 | -20 | -22.2 | -11.1 | -14.4 | -0.6 | -2.2 | -8.3 | -10.7 | 6.5 | 2 | -5 | -8 | -3.3 | -6.7 | -1.9 | -11.4 | -5.6 | -7.2 | -5.6 | -8.9 | -3.3 | -7.2 | -5.6 | -10.6 | -3 | -5 | -2.8 | -4.4 | 1.9 | 0.3 | -2.2 | -3.3 | -2.2 | -5 | -13 | -16 | 4.1 | 2.6 | 3 | -0.7 | -15.6 | -17.8 | 11.7 | 3.9 | 15 | 13.9 | 2.2 | 0.6 | 18.9 | 17.8 | 4.4 | -12.2 | 10 | 10 | 12.2 | 10.6 | 10 | 6.1 | -0.6 | -5.6 | 3.3 | -0.6 | -14.6 | -19.3 | 3.9 | 1.1 | 4.2 | -0.9 | -2.8 | -6.1 | 16.3 | 12.1 | -6.1 | -15 | -2.6 | -5.4
-13 | -15 | -10 | -13.3 | 13.5 | 10.7 | 1.1 | 0.1 | -3.1 | -9.6 | 5 | -4.4 | 1 | 0 | 4.4 | 3.3 | 8.3 | 5 | 8.3 | 6.7 | 7.2 | 2.2 | 0.6 | 0.3 | 0 | -6.7 | -5.5 | -9.3 | 6 | 5 | 6.1 | 3.9 | 23.3 | 21.1 | -0.6 | -2.2 | 12.2 | 9.4 | 1.1 | -3.9 | 16.1 | 14.4 | -10.4 | -10.9 | 2.8 | -2.8 | -8.3 | -11.7 | 0 | -1.1 | -5.4 | -11.6 | 6.7 | 6.1 | 9.4 | 7.2 | 8 | 6.6 | 0.6 | -5 | -7 | -10 | -22.8 | -28.6 | -7.8 | -11.1 | 6.7 | 3.9 | -8.3 | -13.3 | 5 | 3.3 | -13.9 | -18.5 | -14.4 | -21.1 | 3.5 | 0.2 | -2.2 | -10 | 2.9 | 1.4 | 12.6 | 11.5 | -24.4 | -28.9 | -13.9 | -21.7 | -2.2 | -6.7 | 10 | 4.4 | -0.6 | -5.6 | -20 | -23.3 | -10.9 | -13.6 | -1.1 | -2.8 | -8.9 | -11.7 | 6.1 | 1.7 | -6.1 | -9.4 | -1.7 | -7.2 | -1.7 | -12.8 | -5.6 | -6.7 | -5.6 | -8.3 | -3.3 | -6.7 | -5.8 | -10.2 | -3 | -5 | -3.3 | -5 | 1.7 | 0 | -2.2 | -3.3 | -5 | -8.9 | -12 | -16 | 3.9 | 2.8 | 1.7 | -1.1 | -15 | -17.2 | 12.8 | 4.4 | 15 | 13.9 | 1.8 | 0.2 | 18.9 | 17.8 | 2.8 | -12.8 | 10 | 10 | 11.7 | 10 | 9.4 | 6 | -0.6 | -6.1 | 2.8 | -1.7 | -14.4 | -18.9 | 3.9 | 0 | 4.4 | -0.6 | -3.2 | -6.4 | 15 | 12.2 | -8.3 | -15.6 | -2.4 | -5.5
-16 | -17 | -8.9 | -11.1 | 13.7 | 10.9 | 0.6 | -0.1 | -5 | -11.1 | 3.3 | -4.4 | 2 | 1 | 3.7 | 3 | 8.3 | 3.9 | 8.3 | 6.7 | 7.2 | 1.7 | 0.6 | 0.3 | 0.6 | -7.8 | -6.1 | -10 | 6 | 4 | 6.5 | 3.8 | 23.3 | 20.6 | -1 | -2.3 | 11.1 | 9.4 | 0 | -3.9 | 16.7 | 13.9 | -10.7 | -11.2 | 3.3 | -3.3 | -7.8 | -11.1 | 0.6 | -0.6 | -5.2 | -11.4 | 6.5 | 5.8 | 9.4 | 7.2 | 8.1 | 7.2 | 1.1 | -4.4 | -9 | -11 | -23.2 | -28.8 | -8.5 | -11.2 | 6.7 | 3.9 | -8.3 | -11.7 | 5 | 3.3 | -13.3 | -18.1 | -14.4 | -21.7 | 3.7 | 1.4 | -1.7 | -10.6 | 2.6 | 1.3 | 12.4 | 12 | -23.9 | -28.3 | -12.8 | -20 | -1.1 | -6.1 | 9.4 | 5.6 | -0.2 | -5 | -21.7 | -23.9 | -10.8 | -13.4 | -1.1 | -2.2 | -9.3 | -11.5 | 5.7 | 1.6 | -5.4 | -8.3 | -2.8 | -7.2 | -1.1 | -10.4 | -6 | -6.8 | -4.4 | -7.8 | -4.4 | -7.8 | -5.9 | -10.3 | -2 | -4 | -1.7 | -3.3 | 1.3 | 0 | -2.2 | -2.8 | -6.1 | -9.4 | -12 | -15 | 4.1 | 2.9 | 1.1 | -1.1 | -15.6 | -17.2 | 15.6 | 4.4 | 15.6 | 13.9 | 1.5 | -0.1 | 18.9 | 17.8 | 0.6 | -12.8 | 10 | 10 | 11.1 | 10 | 8.9 | 5.8 | -0.6 | -5 | 1.7 | -4.4 | -14 | -18 | 2.8 | 1.1 | 4.8 | -0.2 | -3.5 | -7.2 | 14.6 | 12.5 | -7.2 | -15.6 | -2.2 | -6.1
-16 | -17 | -8.3 | -10 | 13.9 | 11.1 | 0 | -0.6 | -5.4 | -10.3 | 3.9 | -3.9 | 2 | 1 | 2.9 | 2.6 | 7.8 | 3.3 | 7.8 | 5.6 | 7.2 | 1.3 | 1.1 | 0 | -1.1 | -7.2 | -5.9 | -9.5 | 6 | 4 | 6.8 | 3.4 | 23.3 | 20 | -1.3 | -2.4 | 11.7 | 9.4 | -0.6 | -4.4 | 15 | 13.9 | -11.1 | -11.7 | 3.5 | -3.1 | -7.8 | -11.7 | 0.6 | -1.1 | -5 | -12.2 | 6.3 | 5.4 | 9.4 | 7.2 | 8.3 | 7.8 | 1.1 | -3.9 | -11 | -13 | -23.5 | -29.1 | -9.3 | -11.5 | 7.2 | 3.3 | -8.9 | -11.7 | 5 | 3.3 | -12.8 | -18.3 | -15 | -21.7 | 3.9 | 2.8 | -1.1 | -13.3 | 2.2 | 1.1 | 12.2 | 12.2 | -23.9 | -28.3 | -13.9 | -21.1 | -0.6 | -6.1 | 9.4 | 5.6 | 0.2 | -4.8 | -21.7 | -23.9 | -10.6 | -13.3 | -0.6 | -2.2 | -9.6 | -11.7 | 5.4 | 1.7 | -4.6 | -7.5 | -3.3 | -8.3 | -0.6 | -9.4 | -6.3 | -6.9 | -3.3 | -7.8 | -5.6 | -8.3 | -6.1 | -11.1 | -2 | -3 | -2.2 | -3.9 | 1 | 0 | -2.2 | -2.8 | -6.7 | -12.2 | -12 | -16 | 4.2 | 3 | 0.6 | -1.2 | -15 | -16.7 | 16.7 | 3.9 | 15.6 | 13.9 | 1.1 | -0.6 | 18.9 | 17.8 | -0.6 | -12.2 | 10 | 10 | 10.6 | 9.4 | 8.3 | 5.6 | -0.6 | -5.6 | 0.6 | -6.7 | -13.7 | -17.5 | 0.6 | -1.1 | 5.2 | 0.4 | -3.9 | -8.3 | 14.3 | 12.7 | -6.7 | -15.6 | -2 | -5.1
-17 | -18 | -8.3 | -10.6 | 14.6 | 11.2 | 1.9 | 0.6 | -5.7 | -10.4 | 3.9 | -3.3 | 1 | 0 | 2.2 | 2.2 | 8.9 | 2.8 | 7.8 | 5 | 7.2 | 0.6 | 2.8 | 1.1 | -2.2 | -7.2 | -5.8 | -9.6 | 6 | 4 | 7.2 | 3.3 | 23.3 | 20 | -1.7 | -2.8 | 12.2 | 10.6 | -1.1 | -4.4 | 15 | 13.9 | -9.3 | -9.9 | 3.7 | -3.1 | -7.8 | -11.1 | 0.6 | -1.1 | -3.9 | -10.2 | 6.1 | 5 | 9.8 | 7.3 | 9.4 | 8.2 | 1.1 | -3.3 | -12 | -15 | -23.9 | -29.4 | -10 | -12.2 | 7.2 | 3.3 | -10 | -12.8 | 5 | 3.3 | -12.4 | -17.9 | -15 | -21.7 | 4.3 | 3.6 | -1.1 | -12.2 | 3.7 | 2.2 | 12.4 | 12.4 | -23.9 | -28.3 | -15 | -21.1 | -0.6 | -6.1 | 9.4 | 5.6 | 0.6 | -5.6 | -21.7 | -23.9 | -9.8 | -12.6 | -2.2 | -2.8 | -10 | -12.2 | 5 | 1.7 | -3.9 | -7.2 | -4.4 | -8.9 | 0 | -9.4 | -6.7 | -7.2 | -3.9 | -8.3 | -6.1 | -8.9 | -4.4 | -9.5 | -1 | -2 | -1.1 | -2.8 | 0.6 | 0 | -1.7 | -2.2 | -7.8 | -12.8 | -13 | -17 | 4.4 | 3.3 | 0 | -1.7 | -12.8 | -15 | 15.6 | 3.9 | 15.6 | 13.9 | 1.1 | -0.6 | 19.3 | 18.2 | -1.7 | -12.2 | 10 | 10 | 10 | 9.4 | 10.3 | 6.7 | -1.1 | -5 | -0.6 | -8.3 | -13.3 | -17.8 | 1.1 | -1.1 | 5.6 | 0.6 | -3.5 | -7.7 | 13.9 | 12.8 | -6.1 | -15.6 | -1.9 | -4.5
-17 | -19 | -8.3 | -10.6 | 15.4 | 11.6 | 3.7 | 1.7 | -6.1 | -11.1 | 5 | -3.3 | 2 | 1 | 4.8 | 3.5 | 11.1 | 3.9 | 7.8 | 3.3 | 8.1 | 1.3 | 3.9 | 2.8 | 0.6 | -6.7 | -5.6 | -10 | 8 | 6 | 9.2 | 2.1 | 23.9 | 20 | 3.9 | 0.4 | 13.3 | 11.1 | -0.6 | -3.3 | 16.1 | 13.9 | -7.4 | -8.2 | 3.9 | -3.9 | -7.2 | -16.1 | 0.6 | -1.7 | -2.8 | -8.9 | 6.3 | 5.4 | 10.2 | 7.3 | 10.6 | 8.6 | 1.7 | -2.8 | -12 | -14 | -22.2 | -28.2 | -7.8 | -10.9 | 6.7 | 3.3 | -11.1 | -13.3 | 5 | 3.3 | -12.1 | -18.4 | -14.4 | -21.1 | 4.6 | 4.2 | -0.6 | -10 | 5.2 | 3.4 | 12.6 | 12.6 | -23.9 | -28.9 | -12.8 | -17.8 | 1.1 | -5.6 | 9.4 | 5.6 | 2.8 | -3.9 | -21.1 | -23.3 | -9.1 | -12.2 | 0 | -2.2 | -6.7 | -10.3 | 7.6 | 2.1 | -1.5 | -5.4 | -3.9 | -8.9 | 1.7 | -7.7 | -5.8 | -7.9 | -3.9 | -7.8 | -5.6 | -7.8 | -2.8 | -8.7 | 0 | -1 | -0.6 | -1.7 | 2.4 | 0.9 | -1.7 | -2.2 | -8.3 | -12.8 | -13 | -18 | 4.6 | 3.4 | 2.8 | -0.6 | -11.1 | -12.8 | 15.6 | 4.4 | 16.7 | 13.9 | 1.1 | -0.9 | 19.6 | 18.5 | 2.2 | -11.1 | 10 | 10 | 11.1 | 10 | 12.4 | 7.5 | -1.1 | -5.6 | -0.6 | -7.8 | -12.6 | -16.5 | 1.7 | -0.6 | 6.7 | 1.6 | -3.2 | -7.5 | 12 | 10.9 | -4.4 | -14.4 | -1.7 | -4.4
-16 | -17 | -7.8 | -10.6 | 16.1 | 11.7 | 5.6 | 2.8 | -1.7 | -8.7 | 10 | -2.2 | 6 | 2 | 7.4 | 4.7 | 13.3 | 5 | 10 | 4.4 | 9.1 | 2.2 | 4.4 | 3.9 | 4.4 | -7.2 | -3.9 | -9.2 | 11 | 8 | 11.3 | 0.1 | 25 | 20 | 9.4 | 2.9 | 16.1 | 11.7 | 2.8 | -2.8 | 20 | 15.6 | -5.6 | -6.7 | 4.6 | -3 | -7.8 | -11.1 | 0 | -2.2 | -1.7 | -8.3 | 6.5 | 5.8 | 10.6 | 7.2 | 11.7 | 8.9 | 0.6 | -2.8 | -11 | -14 | -20.6 | -27.4 | -5.5 | -9.9 | 6.1 | 3.9 | -8.9 | -14.4 | 5 | 3.3 | -11.7 | -19.4 | -12.8 | -20.6 | 5 | 5 | 0 | -12.2 | 6.7 | 4.4 | 12.8 | 12.8 | -22.8 | -27.2 | -9.4 | -21.7 | 4.4 | -3.9 | 9.4 | 5.6 | 5 | -3.1 | -18.3 | -21.7 | -8.3 | -12.2 | 0.6 | -2.2 | -3.3 | -8.7 | 10.2 | 2.3 | 0.9 | -4.2 | -3.3 | -8.9 | 3.3 | -7.2 | -4.8 | -8.8 | -3.9 | -8.3 | 0 | -3.9 | -1.1 | -8.9 | 1 | -1 | 0 | -1.7 | 4.3 | 2 | -1.1 | -2.2 | -8.3 | -12.8 | -14 | -20 | 4.8 | 3.6 | 5.5 | -0.1 | -8.9 | -11.7 | 17.2 | 4.4 | 16.7 | 14.4 | 1.1 | -1.1 | 20 | 18.9 | 9.4 | -10 | 10 | 10 | 12.8 | 10.6 | 14.4 | 8.3 | 1.1 | -5.6 | 0.6 | -8.9 | -11.8 | -15.7 | 3.9 | 1.1 | 7.8 | 2.5 | -2.8 | -7.8 | 10.2 | 9.2 | -1.7 | -13.3 | -0.2 | -4.1
-14 | -17 | -7.2 | -10 | 18 | 11.6 | 7.3 | 3 | 2.8 | -7.6 | 12.8 | -2.2 | 7 | 2 | 10 | 5.6 | 15.6 | 5.6 | 11.1 | 4.4 | 10 | 2.8 | 4.4 | 3.3 | 6.1 | -6.1 | -2.3 | -9.3 | 13 | 7 | 13.3 | -3.3 | 25 | 19.4 | 15 | 4.4 | 17.8 | 10.6 | 5.6 | -2.8 | 22.8 | 14.4 | -2.4 | -5.3 | 5.4 | -2.8 | -7.8 | -11.1 | 0 | -2.2 | 0.7 | -6.7 | 6.7 | 6.1 | 11.9 | 7.8 | 12.4 | 9.4 | 0.6 | -2.8 | -10 | -13 | -18.9 | -27.8 | -3.3 | -10 | 7.2 | 5 | -9.4 | -15.6 | 5 | 3.3 | -8 | -15.9 | -11.1 | -19.4 | 6.1 | 5.8 | 0.6 | -12.8 | 7.2 | 5.4 | 11.5 | 11.4 | -21.7 | -27.2 | -6.1 | -16.1 | 7.8 | -4.4 | 9.4 | 5.6 | 7.2 | -2.8 | -14.4 | -17.8 | -5.9 | -10 | 2.8 | -2.2 | 0 | -8.9 | 12.8 | 1.7 | 3.3 | -3.9 | -2.8 | -10 | 5 | -7.8 | -3.9 | -11.1 | -3.3 | -9.4 | 1.1 | -4.4 | 0.9 | -7.9 | 1 | -1 | 1.1 | -1.1 | 6.1 | 2.8 | -0.6 | -1.7 | -7.8 | -12.8 | -14 | -20 | 5 | 3.9 | 8.3 | 0 | -6.7 | -9.4 | 18.9 | 3.9 | 16.7 | 13.9 | 3 | -0.9 | 21.5 | 19.1 | 12.8 | -9.4 | 10 | 10 | 16.7 | 11.7 | 17.7 | 9.9 | 2.2 | -5 | 1.1 | -7.8 | -11.1 | -15.6 | 6.1 | 2.8 | 8.9 | 3.3 | -2.2 | -7.1 | 8.3 | 7.2 | 1.1 | -11.7 | 1.3 | -4.6
-12 | -15 | -7.2 | -8.9 | 19.8 | 11.1 | 8.9 | 3.1 | 7.2 | -9.4 | 16.1 | -1.7 | 8 | 2 | 11.5 | 5.2 | 18.3 | 5 | 9.4 | 4.4 | 10.9 | 3 | 5.6 | 3.3 | 8.9 | -4.4 | -0.6 | -10.6 | 16 | 7 | 14.8 | -3.5 | 26.7 | 18.9 | 16.7 | 3.7 | 19.4 | 10 | 8.3 | -2.2 | 23.9 | 13.3 | 0.7 | -4.7 | 6.1 | -2.8 | -7.2 | -10 | -1.1 | -2.8 | 3.2 | -6.2 | 7.2 | 6.5 | 13.1 | 8 | 13.2 | 10 | 0.6 | -2.2 | -10 | -15 | -17.2 | -25.7 | -2.4 | -8.5 | 10 | 6.7 | -8.9 | -15 | 5.6 | 3.6 | -4.3 | -13.6 | -9.4 | -18.3 | 7.2 | 6.5 | 1.7 | -12.2 | 7.8 | 6.4 | 10.2 | 9.8 | -20.6 | -27.2 | -2.8 | -13.3 | 9.4 | -5.6 | 9.4 | 5 | 8.1 | -2.2 | -10.6 | -19.4 | -3.5 | -8.5 | 4.4 | -2.8 | 2.2 | -7.6 | 13.9 | 1.5 | 7 | -1.7 | -2.2 | -7.8 | 6.7 | -6.2 | -3 | -9.5 | -2.8 | -9.4 | 3.3 | -5.6 | 3 | -8.2 | 2 | 1 | 2.8 | -1.7 | 8.3 | 3.6 | 1.1 | -1.7 | -7.2 | -12.8 | -14 | -21 | 5.4 | 4.1 | 10.2 | 0 | -4.4 | -8.3 | 20.6 | 2.8 | 17.2 | 13.9 | 4.8 | -0.9 | 22.9 | 18.9 | 16.7 | -7.8 | 10 | 10 | 21.1 | 14.4 | 21.1 | 11.5 | 3.3 | -6.1 | 1.7 | -7.8 | -10.7 | -14.6 | 6.7 | 3.3 | 8.2 | 2.2 | -1.7 | -6.8 | 7.8 | 6.8 | 2.8 | -10 | 2.8 | -6.1
-11 | -15 | -6.7 | -8.9 | 21.7 | 10 | 10.6 | 2.8 | 8.1 | -8.3 | 20 | -3.9 | 9 | 3 | 12.9 | 4.6 | 16.7 | 10 | 11.1 | 2.8 | 11.9 | 2.9 | 7.2 | 3.9 | 11.1 | -3.9 | 0.9 | -8.9 | 17 | 8 | 16.3 | -4.3 | 27.8 | 19.4 | 18.3 | 1.8 | 20.6 | 7.2 | 10.6 | -1.7 | 24.4 | 13.9 | 3.9 | -5.6 | 7 | -1.9 | -6.1 | -10.6 | -1.1 | -4.4 | 5.6 | -6.7 | 7.8 | 6.9 | 14.4 | 8.3 | 13.9 | 10.6 | 1.1 | -2.2 | -11 | -15 | -15.6 | -24.4 | -1.5 | -8.1 | 10.6 | 6.7 | -7.2 | -15 | 6.1 | 3.8 | -0.6 | -12.8 | -8.3 | -17.2 | 8.3 | 7.2 | 2.2 | -11.7 | 8.3 | 7.2 | 8.9 | 8.3 | -20 | -26.1 | -0.6 | -13.9 | 11.7 | -7.2 | 10.6 | 3.3 | 9.1 | -1.9 | -7.8 | -12.2 | -1.1 | -7.8 | 6.7 | -3.9 | 4.5 | -7.3 | 15 | 1.5 | 10.7 | -0.4 | -1.7 | -10 | 8.3 | -5.9 | -2 | -9 | -2.2 | -8.9 | 5 | -6.1 | 5 | -10.6 | 2 | 2 | 4.4 | -2.8 | 10.6 | 4.5 | 1.7 | -1.1 | -5.6 | -11.7 | -13 | -21 | 5.7 | 4.2 | 12 | -0.2 | -3.9 | -7.8 | 22.2 | 2.8 | 17.2 | 13.9 | 6.7 | -1.7 | 24.4 | 18.9 | 20 | -6.1 | 10 | 10 | 23.9 | 16.1 | 24.4 | 12.2 | 5 | -5 | 3.3 | -6.7 | -10.4 | -14.3 | 9.4 | 4.4 | 7.4 | 1.2 | -1.1 | -7.2 | 7.2 | 6.2 | 3.9 | -9.4 | 2.8 | -5.8
-9 | -13 | -6.1 | -8.3 | 22.1 | 10 | 11.3 | 3.3 | 9.1 | -8.8 | 21.1 | -3.9 | 8 | 2 | 14.4 | 3.3 | 16.7 | 10 | 12.8 | 3.3 | 12.8 | 2.8 | 6.1 | 3.9 | 12.2 | -2.8 | 2.4 | -8.2 | 18 | 10 | 17.8 | -6.1 | 27.8 | 18.3 | 20 | -0.6 | 21.7 | 4.4 | 12.2 | -2.8 | 23.9 | 14.4 | 4.6 | -5.6 | 8 | -1.3 | -5.6 | -11.1 | -0.6 | -4.4 | 7.3 | -5.7 | 8.3 | 7.2 | 15.2 | 8.2 | 13.3 | 10.7 | 1.1 | -1.7 | -11 | -15 | -13.9 | -24.4 | -0.6 | -8.3 | 10.6 | 6.7 | -7.2 | -13.3 | 6.7 | 3.9 | 0.7 | -11 | -7.2 | -16.7 | 8.7 | 7.3 | 2.2 | -10 | 8.9 | 7.5 | 7.6 | 7 | -18.9 | -25 | 1.7 | -12.2 | 13.9 | -6.7 | 12.2 | 2.2 | 10 | -2.2 | -5 | -10 | 0.2 | -5.9 | 7.8 | -5.6 | 6.7 | -8.9 | 16.1 | 1.1 | 14.4 | 0.6 | -1.7 | -10 | 10 | -6.7 | -1.1 | -9.4 | -2.2 | -8.9 | 6.1 | -5.6 | 6.3 | -7.8 | 4 | 3 | 5.6 | -3.3 | 12.8 | 5 | 2.2 | -1.7 | -4.4 | -11.7 | -13 | -21 | 6.1 | 4.4 | 13.9 | -1.1 | -3.3 | -6.1 | 22.8 | 1.7 | 17.2 | 13.3 | 7.6 | -1.9 | 25.2 | 18.7 | 22.8 | -4.4 | 10.2 | 10.2 | 26.1 | 16.1 | 25.2 | 12.5 | 6.1 | -5 | 3.9 | -8.3 | -10 | -14.4 | 10 | 3.9 | 6.7 | 0 | -0.2 | -6.1 | 6.7 | 5.6 | 5.6 | -8.9 | 2.8 | -6.3
-8 | -12 | -6.1 | -8.3 | 22.4 | 9.3 | 12.1 | 3.6 | 10 | -10.6 | 22.2 | -5 | 9 | 2 | 15.2 | 3 | 16.7 | 10 | 11.1 | 3.9 | 13 | 3.4 | 7.2 | 4.4 | 11.7 | -1.1 | 3.9 | -8.9 | 19 | 11 | 18.3 | -5.1 | 26.7 | 18.9 | 20.6 | -0.1 | 23.3 | 5.6 | 13.9 | -2.8 | 25 | 13.3 | 5.4 | -6.3 | 8.9 | -1.1 | -6.1 | -10.6 | 0 | -3.9 | 8.9 | -5.4 | 6.6 | 5.7 | 15.9 | 8.2 | 12.8 | 11.1 | 1.7 | -1.7 | -12 | -16 | -13.2 | -22.6 | -0.6 | -6.6 | 6.7 | 2.2 | -6.1 | -13.3 | 5.4 | 2.6 | 2 | -10.9 | -7.2 | -16.7 | 9 | 7.1 | -0.6 | -3.9 | 9.4 | 7.5 | 6.3 | 5.7 | -18.3 | -25 | 3.3 | -12.8 | 15 | -6.7 | 11.7 | 2.2 | 10.6 | -1.6 | -3.3 | -7.8 | 1.5 | -5.2 | 8.3 | -6.7 | 6.7 | -6.8 | 16.7 | 0.8 | 13.7 | 1 | -1.7 | -9.4 | 10.6 | -5.9 | -1.5 | -7.7 | -2.2 | -8.3 | 6.7 | -5.6 | 7.6 | -6.1 | 5 | 4 | 4.4 | 0 | 13.2 | 5.1 | 2.2 | -1.1 | -4.4 | -12.2 | -12 | -20 | 6.5 | 5 | 15.2 | -0.1 | -2.8 | -6.7 | 23.9 | 0.6 | 17.2 | 13.9 | 8.5 | -2.4 | 25.9 | 18.1 | 23.9 | -4.4 | 10.4 | 10.4 | 26.7 | 14.4 | 25.9 | 12.8 | 7.2 | -5 | 3.9 | -8.3 | -10 | -14 | 12.2 | 4.4 | 6.9 | -0.9 | 0.8 | -5.8 | 7.1 | 5.9 | 6.1 | -8.3 | 2.8 | -7.8
-7 | -13 | -5.6 | -7.8 | 22.8 | 8.9 | 12.8 | 3.9 | 10 | -8.6 | 23.3 | -6.1 | 9 | 4 | 15.9 | 2.7 | 16.7 | 8.3 | 10 | 3.3 | 13.1 | 3.5 | 6.7 | 3.9 | 10 | -0.6 | 4.5 | -7.9 | 20 | 12 | 18.9 | -4 | 26.7 | 19.4 | 21.1 | -0.2 | 24.4 | 9.4 | 14.4 | -2.8 | 25 | 13.3 | 6.1 | -8.3 | 9.8 | 0.7 | -5.6 | -11.1 | 0.6 | -2.8 | 10.6 | -6.1 | 5 | 4.3 | 16.7 | 7.8 | 12.2 | 11.1 | 1.7 | -1.1 | -12 | -16 | -12.4 | -22.2 | -0.6 | -5.7 | 5 | 0.6 | -5.6 | -12.8 | 4.1 | 0.9 | 3.3 | -12.2 | -7.2 | -16.1 | 9.4 | 7.2 | -0.6 | -2.8 | 10 | 7.8 | 5 | 4.4 | -18.3 | -25.6 | 5 | -12.2 | 16.7 | -7.2 | 11.1 | 2.2 | 11.1 | -1.5 | -1.1 | -6.1 | 2.8 | -5 | 8.9 | -7.8 | 6.7 | -6.2 | 17.2 | -0.1 | 12.9 | 1.6 | -1.1 | -11.7 | 11.1 | -6.4 | -1.8 | -7 | -2.8 | -8.9 | 8.9 | -5.6 | 8.9 | -5.6 | 4 | 3 | 6.7 | -2.2 | 13.5 | 4.9 | 3.3 | -0.6 | -4.4 | -11.1 | -12 | -20 | 6.8 | 5.6 | 16.5 | 0.6 | -2.8 | -6.7 | 23.9 | 1.7 | 18.3 | 12.8 | 9.4 | -3.9 | 26.7 | 17.8 | 23.9 | -5 | 10.6 | 10.6 | 28.3 | 13.3 | 26.7 | 12.8 | 7.2 | -3.9 | 3.3 | -11.1 | -10 | -14 | 12.8 | 3.3 | 7 | -1.9 | 1.7 | -6.1 | 7.4 | 5.9 | 5.6 | -8.3 | 1.9 | -7.5
-7 | -10 | -5.6 | -7.2 | 22.2 | 9.1 | 11.3 | 3.6 | 10 | -8.1 | 23.9 | -6.1 | 9 | 4 | 16.7 | 1.7 | 16.1 | 8.9 | 9.4 | 3.3 | 13.3 | 3.9 | 8.9 | 3.9 | 9.4 | -1.1 | 5 | -8.2 | 19 | 15 | 19.4 | -4.4 | 26.1 | 20 | 21.7 | 0 | 23.9 | 8.9 | 13.9 | -2.2 | 23.3 | 13.3 | 5.2 | -7.4 | 10.8 | 2.4 | -6.1 | -12.2 | 2.8 | -2.8 | 10 | -5.6 | 3.3 | 2.8 | 15.9 | 8.2 | 12.4 | 11.3 | 2.2 | -0.6 | -13 | -16 | -11.7 | -22.8 | -0.6 | -5.6 | 5 | -0.6 | -5 | -12.8 | 2.8 | -0.6 | 2 | -9.9 | -7.2 | -16.1 | 8.9 | 6.7 | 0 | -4.4 | 10 | 7.8 | 3.3 | 2.1 | -18.3 | -26.1 | 6.7 | -11.7 | 16.7 | -8.3 | 11.1 | 2.2 | 11.7 | -1.7 | -0.6 | -6.1 | 2.4 | -4.2 | 8.9 | -8.9 | 6.7 | -6.1 | 17.8 | -0.6 | 12.2 | 1.7 | -1.7 | -13.9 | 11.7 | -7.8 | -2.2 | -7.2 | -3.3 | -9.4 | 8.3 | -6.1 | 8.7 | -4.6 | 5 | 4 | 6.7 | -3.3 | 13.9 | 5 | 2.8 | -0.6 | -3.9 | -12.2 | -12 | -18 | 7.2 | 6.1 | 17.8 | 1.1 | -2.2 | -5.6 | 24.4 | 3.3 | 18.3 | 11.1 | 9.2 | -3.6 | 25.9 | 17.8 | 24.4 | -5.6 | 10.6 | 10.6 | 25.6 | 12.8 | 24.7 | 10.6 | 7.2 | -4.4 | 3.3 | -10 | -10 | -14.4 | 13.3 | 3.3 | 7.2 | -3.9 | 1.3 | -5.6 | 7.8 | 6.1 | 5.6 | -8.3 | 0.9 | -8.6
-7 | -10 | -5 | -6.7 | 21.7 | 9 | 9.8 | 2.9 | 10 | -8.9 | 22.8 | -6.1 | 8 | 6 | 15.4 | 2.9 | 15.6 | 5.6 | 9.4 | 3.3 | 12.4 | 3.6 | 8.9 | 2.8 | 9.4 | -1.7 | 5.6 | -9.4 | 17 | 16 | 17.9 | -2.1 | 25.6 | 19.4 | 20 | 0.9 | 22.8 | 9.4 | 13.9 | -2.8 | 22.8 | 13.3 | 4.2 | -7.3 | 11.7 | 3.9 | -6.7 | -12.2 | 2.2 | -3.3 | 9.5 | -5.6 | 3.1 | 2.5 | 15.2 | 8.2 | 12.6 | 11.5 | 2.2 | -0.6 | -14 | -17 | -13.2 | -22.4 | -1.5 | -5.4 | 3.3 | 0.6 | -6.1 | -13.9 | 2.2 | -0.9 | 0.7 | -9.3 | -7.2 | -16.7 | 8.3 | 6.1 | 0 | -3.3 | 10 | 7.8 | 1.7 | 0.1 | -18.3 | -26.1 | 5.6 | -11.1 | 16.7 | -7.8 | 10 | 2.8 | 10.2 | -1.3 | 0 | -6.7 | 2.1 | -3.9 | 8.3 | -9.4 | 4.7 | -4.3 | 16.5 | 0.6 | 10.7 | 0.1 | -1.7 | -13.3 | 11.1 | -6.4 | -2.8 | -6.3 | -3.9 | -9.4 | 8.3 | -6.1 | 8.5 | -4.4 | 4 | 4 | 4.4 | -5.6 | 12.4 | 4.9 | 3.3 | 0 | -4.4 | -11.1 | -12 | -18 | 6.8 | 5.6 | 15.8 | 2.6 | -1.7 | -5.6 | 23.9 | 5.6 | 17.8 | 10 | 9.1 | -3.6 | 25.2 | 17.7 | 23.9 | -6.1 | 10.6 | 10.6 | 25 | 12.2 | 22.6 | 8 | 7.8 | -5 | 2.8 | -10 | -10.2 | -14 | 12.2 | 3.9 | 5.9 | -2.8 | 1 | -5.8 | 6.9 | 4.1 | 5 | -8.9 | 0 | -10.6
-9 | -12 | -5 | -6.7 | 21.1 | 8.9 | 8.3 | 2.2 | 6.3 | -7.1 | 22.8 | -3.3 | 8 | 5 | 14.1 | 3.6 | 14.4 | 6.1 | 8.9 | 3.9 | 11.5 | 3.3 | 7.2 | 3.3 | 7.2 | -2.2 | 3.7 | -6.1 | 16 | 16 | 16.5 | -1 | 25 | 20 | 18.4 | 1.8 | 21.7 | 11.7 | 13.3 | -2.2 | 22.2 | 14.4 | 3.3 | -8.3 | 10.2 | 2.6 | -7.8 | -13.3 | 0 | -3.9 | 8.9 | -6.7 | 3 | 2.4 | 14.4 | 8.3 | 12.8 | 11.7 | 2.8 | 0 | -15 | -18 | -14.6 | -23 | -2.4 | -5.8 | 2.8 | 0 | -7.2 | -15.6 | 1.7 | -1.4 | -0.6 | -10 | -8.3 | -17.8 | 7.8 | 5.6 | 0 | -3.3 | 10 | 7.8 | 0 | -2.2 | -18.9 | -26.1 | 1.7 | -17.2 | 13.9 | -7.8 | 7.2 | 4.4 | 8.7 | -1.7 | -2.8 | -6.7 | 1.7 | -4.4 | 5 | -11.1 | 2.6 | -3.9 | 15.2 | 1.3 | 9.3 | -1.3 | -2.8 | -13.9 | 10.6 | -5.9 | -3.3 | -5.9 | -3.9 | -10 | 5 | -8.9 | 8.3 | -5 | 4 | 3 | 2.2 | -4.4 | 10.9 | 4.4 | 3.3 | 0 | -5.6 | -11.7 | -12 | -17 | 6.5 | 5 | 13.7 | 3.2 | -2.2 | -5 | 21.7 | 7.2 | 16.1 | 9.4 | 8.9 | -4.4 | 24.4 | 17.8 | 21.1 | -6.7 | 10.6 | 10.6 | 22.8 | 12.2 | 20.6 | 5.6 | 6.1 | -6.1 | 1.7 | -10.6 | -10.4 | -14 | 11.7 | 3.3 | 4.6 | -2.4 | 0.6 | -6.7 | 5.9 | 1.8 | 2.8 | -10 | -0.4 | -9.2
-11 | -13 | -4.4 | -6.7 | 20.5 | 9.2 | 7 | 2.5 | 2.6 | -7.2 | 20 | -3.3 | 8 | 4 | 12.8 | 3.9 | 13.9 | 7.2 | 7.2 | 2.8 | 10.6 | 2.8 | 5 | 3.9 | 6.1 | -2.8 | 1.9 | -4.7 | 15 | 14 | 15 | -0.6 | 23.9 | 20 | 16.7 | 1.7 | 20 | 12.2 | 10.6 | -0.6 | 21.1 | 15 | 2.8 | -7.1 | 8.7 | 1.4 | -8.9 | -13.9 | 0 | -3.3 | 6.5 | -5.7 | 2.8 | 2.2 | 13.3 | 8.6 | 12.4 | 11.5 | 2.8 | 0 | -16 | -19 | -16.1 | -25 | -3.3 | -6.7 | 2.2 | -2.2 | -8.3 | -16.7 | 1.1 | -2.2 | -1.3 | -9.2 | -9.4 | -17.2 | 7.6 | 5.4 | 0 | -3.3 | 9.3 | 7.6 | -0.9 | -3.1 | -19.4 | -26.1 | 2.8 | -10.6 | 10.6 | -7.8 | 6.7 | 4.4 | 7.2 | -2.2 | -5 | -7.2 | 0.6 | -4.3 | 3.3 | -9.4 | 0.6 | -4.4 | 13.9 | 1.7 | 7.8 | -3.3 | -3.9 | -13.9 | 10 | -6.7 | -3.9 | -6.1 | -3.9 | -10 | 2.2 | -9.4 | 6.1 | -3.9 | 4 | 2 | 0 | -5 | 9.4 | 3.9 | 1.7 | 0 | -6.7 | -12.2 | -13 | -16 | 6.1 | 4.4 | 11.7 | 3.3 | -2.2 | -5.6 | 21.1 | 7.8 | 13.9 | 10 | 6.9 | -3.7 | 21.8 | 16.8 | 16.7 | -7.2 | 10.4 | 10.4 | 20.6 | 10.6 | 18.4 | 5.6 | 4.4 | -6.1 | 0.6 | -10 | -10.6 | -14.4 | 10.6 | 3.9 | 3.3 | -2.8 | 0.6 | -5.6 | 5 | -0.6 | 1.7 | -10 | -0.7 | -9
-12 | -14 | -4.4 | -6.7 | 20 | 9.6 | 5.7 | 2.3 | -1.1 | -9.4 | 17.2 | -2.2 | 8 | 5 | 11.3 | 4.3 | 12.8 | 8.9 | 6.1 | 2.8 | 10.4 | 3.4 | 3.9 | 3.3 | 5 | -2.2 | 0 | -4.4 | 15 | 14 | 13.5 | 0.1 | 23.3 | 20 | 12.6 | 2.2 | 18.3 | 11.1 | 8.3 | -0.6 | 21.1 | 13.3 | 2.2 | -6.6 | 7.2 | 0 | -9.4 | -13.9 | -0.6 | -3.3 | 4.1 | -5.7 | 2.8 | 2.1 | 12.2 | 8.9 | 12.1 | 11.4 | 3.3 | 0.6 | -20 | -23 | -17.4 | -23.6 | -3.9 | -6.5 | 2.2 | -2.2 | -9.4 | -16.7 | 0.5 | -2.2 | -2.1 | -9.5 | -9.4 | -17.2 | 7.4 | 5.2 | 0 | -3.9 | 8.5 | 7.5 | -1.9 | -4.5 | -22.2 | -26.7 | 2.2 | -10.6 | 6.7 | -6.1 | 6.1 | 2.8 | 5.9 | -1.9 | -7.2 | -8.3 | -0.6 | -5 | 2.2 | -8.9 | 0.8 | -4.4 | 12.6 | 1.6 | 7.8 | -2.7 | -6.1 | -12.8 | 9.1 | -5.3 | -3.9 | -5.8 | -3.9 | -10 | 1.1 | -8.9 | 3.9 | -3.6 | 3 | 0 | -0.6 | -5.6 | 9 | 4 | 2.8 | 0.6 | -7.8 | -12.8 | -12 | -17 | 5.9 | 4.4 | 10 | 4 | -3.3 | -4.4 | 20 | 8.9 | 12.8 | 9.4 | 4.8 | -4 | 19.3 | 15.8 | 12.8 | -7.8 | 10.2 | 10.2 | 20 | 9.4 | 16.1 | 5.1 | 4.4 | -5.6 | -0.6 | -10 | -10.4 | -13.9 | 9.4 | 2.2 | 2.6 | -2.9 | 0.6 | -5.2 | 3.9 | -1.5 | 1.7 | -9.4 | -1.1 | -10
-11 | -13 | -3.9 | -5.6 | 19.4 | 9.4 | 4.4 | 2.2 | -2.4 | -8.5 | 16.1 | -1.7 | 7 | 6 | 9.8 | 4.6 | 12.8 | 10 | 5.6 | 2.8 | 10.2 | 4.1 | 2.8 | 2.2 | 3.3 | -2.2 | -0.2 | -4.8 | 14 | 14 | 12.1 | 0.5 | 23.9 | 20 | 8.5 | 1.4 | 17.8 | 9.4 | 7.2 | -1.7 | 20.6 | 13.3 | 1.7 | -7.2 | 5.7 | -0.7 | -10 | -14.4 | -0.6 | -3.3 | 1.7 | -7.2 | 2.8 | 1.8 | 11.1 | 8.9 | 11.7 | 11.1 | 3.9 | 1.1 | -22 | -26 | -18.7 | -23.5 | -4.4 | -6.7 | 1.7 | -2.2 | -10.6 | -17.8 | 0 | -2.5 | -2.8 | -10.6 | -10 | -17.8 | 7.2 | 5 | 0 | -3.3 | 7.8 | 7.2 | -2.8 | -6.1 | -21.1 | -25.6 | 1.1 | -10.6 | 4.4 | -6.1 | 5 | 1.1 | 4.6 | -1.8 | -7.8 | -8.3 | -1.7 | -6.1 | 1.7 | -8.3 | 0.9 | -5.5 | 11.3 | 1.5 | 7.8 | -2.7 | -6.7 | -12.2 | 8.1 | -5.1 | -3.9 | -5.8 | -5 | -10 | -0.6 | -9.4 | 1.7 | -4.4 | 3 | 1 | -1.1 | -6.7 | 8.7 | 3.9 | 2.2 | 0.6 | -8.3 | -12.8 | -13 | -17 | 5.8 | 4.6 | 8.4 | 4.1 | -3.9 | -4.4 | 18.3 | 7.2 | 12.2 | 8.9 | 2.8 | -5 | 16.7 | 14.4 | 12.2 | -7.2 | 10 | 10 | 17.8 | 8.9 | 13.9 | 4.4 | 5 | -6.1 | 0 | -10.6 | -10.2 | -13.5 | 8.9 | 2.8 | 1.8 | -3.8 | 0.6 | -5.6 | 2.8 | -2.8 | 2.8 | -9.4 | -1.5 | -9.1
-11 | -13 | -3.3 | -5 | 19.4 | 9.6 | 3.3 | 1.3 | -3.7 | -9 | 15.6 | -1.1 | 7 | 5 | 8.3 | 4.4 | 12.8 | 10 | 4.4 | 2.2 | 10 | 4.4 | 2.2 | 1.5 | 2.8 | -2.8 | -0.4 | -5.5 | 14 | 14 | 10.6 | 0.6 | 23.3 | 19.4 | 4.4 | 0 | 16.7 | 9.4 | 7.2 | -1.7 | 20 | 13.3 | 1.5 | -6 | 4.3 | -1.1 | -10 | -14.4 | -0.6 | -3.9 | 1.1 | -6.4 | 2.8 | 1.7 | 10 | 8.3 | 11.7 | 11.1 | 3.9 | 1.1 | -23 | -27 | -20 | -23.9 | -5 | -7.2 | 1.7 | -2.2 | -12.2 | -20.6 | -0.6 | -3.3 | -3.7 | -9.8 | -10 | -17.8 | 5.4 | 2.9 | 0 | -3.3 | 6.9 | 4.7 | -2.8 | -6.2 | -21.7 | -26.7 | -2.8 | -11.7 | 2.2 | -3.9 | 5 | 1.1 | 3.3 | -2.2 | -10.6 | -11.7 | -3 | -6.4 | 1.7 | -7.8 | 1.1 | -7.2 | 10 | 1.1 | 7.8 | -3.3 | -6.7 | -11.7 | 7.2 | -5.6 | -3.9 | -6.1 | -3.9 | -9.4 | -1.1 | -9.4 | 1.7 | -3.9 | 3 | 1 | -1.7 | -6.7 | 8.3 | 3.9 | 1.7 | 0 | -8.3 | -12.8 | -12 | -16 | 5.6 | 4.4 | 6.7 | 3.9 | -4.4 | -5 | 15 | 8.3 | 10.6 | 7.2 | 1.7 | -4.4 | 16.3 | 14.5 | 10 | -7.2 | 10 | 10 | 15.6 | 7.8 | 12.8 | 4.3 | 5 | -6.7 | -1.7 | -10.6 | -10 | -13.9 | 8.9 | 3.3 | 1.1 | -5 | 0.2 | -5 | 1.7 | -4.4 | 2.8 | -9.4 | -1.8 | -9.4
-11 | -13 | -3.3 | -5 | 19.4 | 9.6 | 2.2 | 0.2 | -5 | -10 | 12.8 | -1.1 | 7 | 5 | 7.4 | 4.5 | 12.2 | 10 | 4.4 | 2.2 | 9.6 | 3.8 | 1.7 | 1.3 | 2.2 | -2.8 | -0.6 | -7.2 | 15 | 15 | 9.7 | -0.4 | 23.3 | 19.4 | 5.2 | 1.5 | 16.1 | 10 | 5.6 | -2.2 | 19.4 | 13.9 | 1.3 | -5.6 | 2.8 | -2.2 | -10 | -14.4 | -1.1 | -3.9 | 0.6 | -6.4 | 2.2 | 1.2 | 8.9 | 7.9 | 11.7 | 11.1 | 3.3 | 1.1 | -23 | -27 | -21.1 | -22.9 | -4.6 | -6.6 | 1.7 | -2.2 | -12.2 | -20.6 | -0.6 | -3.1 | -4.7 | -9.8 | -10.6 | -17.8 | 3.5 | 0.5 | 0.6 | -3.3 | 5.9 | 1.8 | -2.8 | -6.6 | -22.8 | -27.2 | -3.3 | -10.6 | 0.6 | -5 | 5.6 | -1.1 | 2.9 | -2.1 | -11.1 | -11.1 | -4.3 | -7.2 | 1.7 | -8.3 | 1.7 | -6.5 | 8.7 | 1.6 | 7.1 | -3.6 | -5.6 | -11.1 | 7.2 | -4.9 | -4.8 | -6.8 | -3.9 | -8.3 | -1.1 | -9.4 | 1.7 | -3.9 | 2 | 0 | -2.8 | -6.7 | 8.3 | 4.5 | 2.2 | 0.6 | -8.9 | -12.8 | -13 | -16 | 5.6 | 4.3 | 5.6 | 3.1 | -6.1 | -7.8 | 13.3 | 6.7 | 8.9 | 6.1 | 0.5 | -4.7 | 16 | 14.6 | 10 | -5.6 | 10 | 10 | 13.9 | 7.2 | 11.7 | 3.7 | 5.6 | -7.8 | -2.2 | -10 | -8.5 | -11.7 | 8.3 | 5 | 0.4 | -4.3 | -0.2 | -5.3 | 1.7 | -4.2 | 2.8 | -8.9 | -2.2 | -10.6
-11 | -13 | -3.3 | -6.1 | 19.4 | 9.4 | 1.1 | -0.6 | -5.4 | -9.7 | 11.7 | -0.6 | 7 | 5 | 6.5 | 4.7 | 12.2 | 10 | 3.3 | 1.7 | 9.3 | 3.1 | 1.1 | 0.7 | 1.7 | -2.2 | -0.8 | -6.8 | 17 | 17 | 8.7 | -1.7 | 23.3 | 20 | 5.9 | 3.1 | 16.1 | 10 | 5 | -2.2 | 18.3 | 13.9 | 1.1 | -6.1 | 2.2 | -3.4 | -10 | -14.4 | -2.2 | -4.4 | 0 | -7.2 | 1.7 | 1 | 7.8 | 7.2 | 11.7 | 11.1 | 3.3 | 1.7 | -23 | -28 | -22.2 | -22.2 | -4.3 | -6.2 | 1.7 | -3.3 | -12.2 | -20.6 | -0.6 | -3.4 | -5.6 | -10.6 | -13.9 | -18.3 | 1.7 | -1.7 | 0.6 | -3.3 | 5 | -1.1 | -2.8 | -7.8 | -22.2 | -27.2 | -3.3 | -10.6 | 0.6 | -5 | 5 | -2.8 | 2.6 | -2.2 | -12.2 | -12.2 | -5.6 | -8.3 | -1.7 | -7.8 | 2.2 | -7.1 | 7.4 | 2.1 | 6.3 | -4.5 | -6.1 | -11.7 | 7.2 | -4.9 | -5.8 | -8.1 | -3.9 | -9.4 | -1.7 | -8.9 | 1.7 | -4.4 | 2 | -1 | -4.4 | -7.2 | 8.3 | 5.1 | 2.2 | 1.1 | -11.1 | -13.9 | -13 | -17 | 5.6 | 3.8 | 4.4 | 2.1 | -8.3 | -10 | 11.1 | 6.1 | 8.3 | 5 | -0.6 | -5.6 | 15.6 | 14.4 | 7.8 | -6.1 | 10 | 10 | 12.8 | 6.1 | 10.6 | 3.3 | 5 | -6.7 | -3.3 | -10 | -7.1 | -10.1 | 7.8 | 5 | -0.4 | -4.5 | -0.6 | -6.1 | 1.7 | -4.8 | 3.9 | -8.3 | -2.9 | -9.6
-11 | -13 | -3.3 | -6.1 | 18.7 | 10.6 | 1.5 | -0.2 | -5.7 | -9.8 | 10 | -1.1 | 6 | 6 | 5.6 | 4.4 | 11.7 | 8.9 | 4.4 | 2.2 | 8.9 | 2.2 | 0.6 | 0.6 | 0.6 | -2.2 | -0.9 | -7.1 | 17 | 17 | 7.8 | -3.3 | 23.3 | 19.4 | 6.7 | 4.4 | 16.1 | 10.6 | 5 | -1.7 | 17.8 | 13.9 | 0.2 | -4.8 | 1.7 | -5 | -10.6 | -14.4 | -2.8 | -5 | 0.4 | -6.3 | 1.1 | 0.6 | 7.2 | 6.8 | 11.7 | 11.1 | 4.4 | 2.2 | -25 | -28 | -23.3 | -23.3 | -3.9 | -6.1 | 1.7 | -4.4 | -12.2 | -19.4 | -0.6 | -3.9 | -5.4 | -9.5 | -13.9 | -18.3 | 0.4 | -2.5 | 0.6 | -3.3 | 3 | -1.9 | -3.3 | -7.5 | -21.7 | -26.7 | -3.3 | -10.6 | -1.1 | -5.6 | 4.4 | -3.3 | 2.2 | -2.8 | -13.9 | -13.9 | -5.2 | -7.9 | -2.2 | -7.2 | 2.8 | -8.3 | 6.1 | 2.2 | 5.6 | -6.1 | -6.7 | -11.7 | 7.2 | -5.6 | -6.7 | -9.4 | -3.3 | -10 | -1.7 | -8.9 | 1.5 | -3.9 | 2 | -1 | -3.9 | -7.8 | 8.3 | 5.6 | 1.7 | 1.1 | -10.6 | -13.9 | -13 | -18 | 5.6 | 3.3 | 3.3 | 1.1 | -8.9 | -11.1 | 9.4 | 3.3 | 7.8 | 5 | -0.8 | -5.2 | 15.2 | 13.4 | 6.1 | -6.7 | 10 | 10 | 10.6 | 4.4 | 9.7 | 3 | 6.1 | -6.7 | -1.7 | -7.8 | -5.6 | -8.9 | 7.8 | 5 | -1.1 | -5 | -0.8 | -5.7 | 1.7 | -6.1 | 4.4 | -7.8 | -3.7 | -9.6
-12 | -14 | -3.3 | -5.6 | 17.9 | 11 | 1.8 | 0 | -6.1 | -10.6 | 8.3 | 0 | 6 | 6 | 5.2 | 4.2 | 11.7 | 7.2 | 5 | 2.8 | 8.2 | 2.4 | 0.6 | 0.5 | 0.6 | -2.2 | -1.1 | -8.3 | 16 | 16 | 6.9 | -4.8 | 23.9 | 19.4 | 8.4 | 4.4 | 17.8 | 10.6 | 5 | -1.7 | 17.8 | 14.4 | -0.8 | -4.4 | 1.1 | -7.8 | -10.6 | -15 | -2.2 | -4.4 | 0.7 | -6.5 | 0.9 | 0.3 | 6.7 | 6.6 | 11.7 | 11.1 | 5 | 3.3 | -25 | -28 | -21.3 | -21.3 | -3.5 | -5.1 | 1.7 | -3.9 | -11.7 | -19.4 | -0.8 | -3.9 | -5.2 | -9 | -15 | -18.9 | -0.9 | -3.9 | 0.6 | -2.8 | 0.9 | -2.8 | -3.9 | -8 | -21.7 | -26.7 | -4.4 | -10.6 | -1.1 | -5 | 3.3 | -6.7 | 1.7 | -2.5 | -15 | -15.6 | -4.8 | -7.8 | -2.2 | -6.7 | 2.4 | -7.9 | 5.7 | 1.8 | 3.5 | -6.7 | -7.8 | -11.7 | 6.8 | -4.6 | -6.9 | -9.2 | -3.9 | -10 | -1.7 | -8.9 | 1.3 | -3.8 | 1 | 0 | -6.7 | -8.9 | 7.8 | 5.3 | 2.2 | 1.1 | -11.1 | -13.3 | -13 | -18 | 5.2 | 3.1 | 2.4 | 0.6 | -11.7 | -15.6 | 6.7 | 1.7 | 7.8 | 5 | -0.9 | -5.3 | 14.8 | 12.3 | 6.1 | -6.7 | 10 | 10 | 9.4 | 3.9 | 8.7 | 2.7 | 5.6 | -6.1 | -1.7 | -7.8 | -5.8 | -8.7 | 7.8 | 4.4 | -1.3 | -4.9 | -0.9 | -5.8 | 1.5 | -5 | 4.4 | -7.8 | -4.4 | -10.6
-13 | -15 | -3.3 | -5.6 | 17.2 | 11.7 | 2.2 | 0.6 | -6.8 | -10.4 | 7.2 | 0 | 6 | 5 | 4.8 | 3.8 | 9.4 | 6.1 | 5 | 3.3 | 7.4 | 2.3 | 0 | 0 | 0 | -2.8 | -1.8 | -7.4 | 18 | 18 | 5.9 | -7.5 | 23.3 | 19.4 | 10 | 4.2 | 17.8 | 10.6 | 4.4 | -1.7 | 17.2 | 13.9 | -1.7 | -4.4 | 0.7 | -6.9 | -10 | -15 | -3.3 | -5 | 1.1 | -7.2 | 0.8 | 0.2 | 6.1 | 6.1 | 11.7 | 11.1 | 5.6 | 3.9 | -26 | -28 | -19.2 | -19.8 | -3.2 | -4.4 | 1.7 | -3.9 | -11.1 | -18.9 | -0.9 | -4.2 | -5 | -8.9 | -16.1 | -20 | -2.2 | -5.6 | 0.6 | -2.8 | -1.1 | -4.4 | -4.4 | -8.9 | -20.6 | -25.6 | -4.4 | -11.1 | -1.7 | -5.6 | 3.3 | -6.7 | 1.1 | -2.8 | -16.7 | -17.2 | -4.4 | -8.3 | -1.1 | -6.1 | 2.1 | -8.7 | 5.4 | 1.5 | 1.5 | -8.4 | -7.2 | -10.6 | 6.5 | -4.6 | -7 | -9.1 | -5 | -10 | -1.7 | -8.9 | 1.1 | -4.4 | 1 | 0 | -6.7 | -9.4 | 7.2 | 4.9 | 2.2 | 1.1 | -10.6 | -13.3 | -13 | -18 | 4.8 | 2.7 | 1.5 | 0 | -12.8 | -16.7 | 5.6 | -1.7 | 7.8 | 4.4 | -1.1 | -6.1 | 14.4 | 11.1 | 4.4 | -6.7 | 10 | 10 | 7.8 | 3.3 | 7.8 | 2.2 | 5.6 | -6.7 | -3.3 | -8.3 | -5.9 | -8.8 | 7.2 | 4.4 | -1.5 | -5.2 | -1.1 | -6.7 | 1.3 | -5 | 4.4 | -7.8 | -4.8 | -10.1
-12 | -14 | -3.3 | -5.6 | 16.7 | 12.1 | 1.1 | -0.2 | -7.6 | -10.9 | 6.1 | 0 | 5 | 4 | 4.4 | 3.3 | 9.4 | 6.7 | 5.6 | 3.9 | 6.7 | 2.2 | -0.6 | -0.6 | -1.1 | -3.9 | -2.6 | -7.3 | 17 | 17 | 5 | -11.1 | 23.9 | 19.4 | 11.7 | 3.3 | 17.8 | 11.1 | 4.4 | -1.7 | 16.7 | 13.9 | -2.6 | -4.5 | 0.4 | -6.7 | -10.6 | -15 | -3.9 | -5.6 | 0.4 | -6.9 | 0.6 | 0 | 5.9 | 5.9 | 11.7 | 11.1 | 5 | 3.3 | -25 | -28 | -17.2 | -18.7 | -2.8 | -3.9 | 1.1 | -5 | -11.7 | -18.3 | -1.1 | -5 | -6.1 | -9.2 | -16.1 | -20 | -3.1 | -6.2 | 0 | -1.7 | -1.7 | -4.5 | -4.8 | -8.6 | -20 | -25 | -5 | -11.1 | -2.2 | -4.4 | 3.3 | -5 | 0.6 | -3.3 | -17.8 | -18.3 | -4.8 | -8 | -1.1 | -6.7 | 1.7 | -10.6 | 5 | 1.1 | -0.6 | -11.1 | -8.9 | -11.1 | 6.1 | -5 | -7.2 | -9.4 | -5 | -11.1 | -2.2 | -9.4 | 0.7 | -3.7 | 1 | -1 | -6.1 | -9.4 | 6.7 | 4.4 | 2.2 | 1.1 | -11.1 | -13.9 | -13 | -18 | 4.4 | 2.2 | 0.6 | -0.6 | -13.9 | -18.3 | 4.4 | -1.7 | 7.2 | 4.4 | -1.5 | -5.4 | 13.7 | 10.5 | 5 | -6.1 | 9.4 | 9.1 | 7.2 | 3.3 | 7.4 | 2.1 | 5.6 | -6.7 | -3.9 | -8.3 | -6.1 | -9.4 | 7.2 | 4.4 | -1.7 | -6.1 | -2 | -6.2 | 1.1 | -5.6 | 5 | -8.3 | -5.2 | -10.7
-13 | -15 | -2.8 | -5.6 | 16.1 | 12.1 | 0 | -0.9 | -8.3 | -11.7 | 7.2 | 0 | 4 | 3 | 4 | 3.1 | 9.4 | 7.8 | 5.6 | 4.4 | 6.3 | 2.2 | 0 | -0.4 | -2.2 | -4.4 | -3.3 | -7.8 | 17 | 17 | 4.1 | -9.2 | 23.9 | 20 | 11.1 | 4.6 | 18.3 | 11.7 | 3.3 | -2.8 | 17.8 | 14.4 | -3.5 | -5 | 0 | -7.8 | -12.2 | -15.6 | -3.3 | -5 | -0.4 | -7.4 | 0.6 | 0 | 5.8 | 5.8 | 11.7 | 11.1 | 3.9 | 1.7 | -25 | -27 | -15.9 | -18 | -2.8 | -3.7 | 1.1 | -5 | -11.1 | -18.3 | -1.3 | -4.7 | -7.2 | -9.9 | -16.1 | -19.4 | -4.1 | -7.4 | -0.6 | -1.1 | -2.2 | -4.8 | -5.2 | -8.8 | -19.4 | -23.9 | -4.4 | -10.6 | -2.2 | -5 | 2.8 | -3.9 | 0.2 | -2.8 | -17.8 | -18.9 | -5.2 | -8.2 | -0.6 | -6.7 | -0.7 | -9 | 4.8 | 1.1 | -1.7 | -10.7 | -8.3 | -10.6 | 6.3 | -4.5 | -7.9 | -9.5 | -5 | -11.7 | -2.8 | -8.9 | 0.4 | -3.6 | 1 | 0 | -6.7 | -9.4 | 6.7 | 4.7 | 1.7 | 0.6 | -11.1 | -13.9 | -13 | -18 | 4.2 | 1.9 | 0.4 | -0.8 | -15.6 | -20 | 4.4 | -2.8 | 7.2 | 4.4 | -1.8 | -5.2 | 12.9 | 9.6 | 5.6 | -6.1 | 8.9 | 8.2 | 6.1 | 3.3 | 7.1 | 2 | 0 | -3.9 | -4.4 | -8.3 | -7.8 | -11.1 | 7.2 | 4.4 | -1.7 | -5.6 | -3 | -6.5 | 0.7 | -4.4 | 5.6 | -8.9 | -5.6 | -11.7
-12 | -14 | -2.8 | -5 | 15.6 | 12.2 | -1.1 | -1.7 | -7.4 | -11.3 | 6.1 | 0 | 3 | 3 | 3.7 | 3 | 8.9 | 6.7 | 5.6 | 4.4 | 6 | 1.9 | 0 | -0.6 | -2.2 | -3.9 | -2.6 | -7.3 | 17 | 17 | 3.1 | -8.8 | 23.9 | 20 | 10.6 | 5.4 | 18.9 | 12.2 | 3.9 | -2.2 | 17.2 | 15 | -4.4 | -5.6 | -0.2 | -7.5 | -12.2 | -16.1 | -2.8 | -4.4 | -1.1 | -8.9 | 0.6 | 0 | 5.6 | 5.6 | 11.7 | 11.1 | 5 | 2.8 | -26 | -28 | -14.6 | -17.5 | -2.8 | -3.4 | 2.2 | -3.9 | -11.1 | -16.1 | -1.5 | -4.9 | -8.3 | -11.1 | -16.1 | -19.4 | -5 | -8.9 | -0.6 | -1.1 | -2.8 | -5.6 | -5.6 | -9.4 | -18.9 | -23.9 | -3.9 | -9.4 | -2.8 | -5 | 3.3 | -1.1 | -0.2 | -2.6 | -17.8 | -18.3 | -5.6 | -8.9 | -1.7 | -6.7 | -3.2 | -9.3 | 4.6 | 1.1 | -2.8 | -11.5 | -10 | -11.7 | 6.5 | -4.6 | -8.7 | -10 | -5.6 | -11.7 | -2.8 | -8.9 | 0 | -3.9 | 0 | -1 | -7.8 | -10 | 6.7 | 4.9 | 1.7 | 1.1 | -11.1 | -13.9 | -13 | -17 | 4.1 | 1.5 | 0.2 | -1.1 | -16.7 | -20.6 | 4.4 | -2.2 | 7.2 | 5 | -2.2 | -5.6 | 12.2 | 8.9 | 5.6 | -5.6 | 8.3 | 7.2 | 5.6 | 3.3 | 6.7 | 1.7 | -2.2 | -4.4 | -3.9 | -8.3 | -9.4 | -12.9 | 6.7 | 4.4 | -1.7 | -5.6 | -3.9 | -7.2 | 0.4 | -3.7 | 4.4 | -8.9 | -5.8 | -11.1
-10 | -12 | -2.8 | -5.6 | 16.3 | 12.7 | 1.1 | -0.4 | -6.5 | -11.2 | 4.4 | -0.6 | 3 | 3 | 3.3 | 2.8 | 9.4 | 7.8 | 5.6 | 5 | 5.6 | 1.7 | -1.1 | -1.1 | -2.8 | -5 | -1.8 | -7 | 16 | 16 | 2.2 | -9.4 | 24.4 | 20.6 | 10 | 6.1 | 18.9 | 12.8 | 5 | -2.2 | 17.8 | 15 | -4.2 | -5.4 | -0.4 | -8.3 | -12.8 | -16.1 | -3.9 | -5 | -0.5 | -7.5 | 0.6 | 0 | 7.4 | 7 | 11.9 | 11 | 3.9 | 0.6 | -26 | -27 | -13.3 | -16.7 | -2.8 | -3.3 | 2.8 | -3.3 | -11.7 | -14.4 | -1.7 | -5.6 | -7 | -9.5 | -16.7 | -20 | -5 | -9.6 | -0.6 | -1.1 | -3.2 | -6.7 | -4.8 | -9.1 | -17.8 | -22.2 | -4.4 | -10 | -3.3 | -5.6 | 3.9 | -3.3 | -0.6 | -2.8 | -17.2 | -17.8 | -4.3 | -7.6 | -2.2 | -6.7 | -5.6 | -10.6 | 4.4 | 1.1 | -3.9 | -13.3 | -10 | -11.1 | 6.7 | -5.6 | -9.4 | -10.6 | -5.6 | -11.7 | -2.8 | -8.3 | 1.7 | -2.8 | 1 | -1 | -6.7 | -8.3 | 6.7 | 5 | 1.7 | 1.1 | -10.6 | -13.9 | -13 | -17 | 3.9 | 1.1 | 0 | -1.7 | -17.8 | -21.7 | 3.9 | -3.3 | 7.2 | 5 | -1.3 | -4.6 | 13.7 | 9.6 | 7.2 | -4.4 | 7.9 | 5.9 | 5 | 3.3 | 8 | 1.8 | -2.2 | -5 | -5.6 | -8.3 | -11.1 | -15.6 | 6.7 | 3.9 | -1.7 | -6.1 | -3.7 | -7.1 | 0 | -3.9 | 5 | -7.8 | -5.9 | -11
-10 | -12 | -2.8 | -5.6 | 17.1 | 13.1 | 3.4 | 0.8 | -5.6 | -12.2 | 7.8 | 0 | 2 | 2 | 6.1 | 3.9 | 11.1 | 8.9 | 6.1 | 5 | 7.4 | 2.9 | 2.2 | 1.7 | 1.1 | -5.6 | -1.1 | -7.8 | 16 | 16 | 2.8 | -9.3 | 24.4 | 21.1 | 10.2 | 7.3 | 20.6 | 14.4 | 5.6 | -2.2 | 18.9 | 15 | -4.1 | -5.7 | -0.6 | -10 | -12.2 | -15 | -3.3 | -4.4 | 0 | -6.9 | 1.5 | 0.9 | 9.3 | 8.3 | 12 | 10.8 | 5 | 0.6 | -27 | -29 | -11.8 | -14.5 | -2.4 | -3 | 2.8 | -5 | -11.7 | -15 | -1.9 | -5.5 | -5.7 | -8.4 | -15.6 | -18.9 | -5 | -11 | -0.6 | -1.1 | -3.5 | -8.2 | -4.1 | -9.1 | -17.8 | -21.1 | -3.3 | -8.9 | -2.2 | -5 | 5 | -4.4 | 2.4 | -1.1 | -17.8 | -19.4 | -3 | -6.8 | -0.6 | -6.1 | -5.6 | -11.6 | 7.6 | 1.7 | -2.4 | -12.1 | -7.2 | -10 | 8.2 | -3.8 | -8.5 | -10.9 | -6.1 | -11.7 | -2.2 | -7.2 | 3.3 | -2.3 | 1 | -1 | -5.6 | -7.2 | 7.6 | 5.3 | 1.1 | 1.1 | -10 | -13.3 | -13 | -16 | 4.5 | 1.7 | 3.7 | 0.4 | -19.4 | -23.9 | 3.9 | -3.3 | 7.2 | 5 | -0.3 | -3.9 | 15.2 | 10 | 11.1 | -3.3 | 7.6 | 4.4 | 5.6 | 3.3 | 9.3 | 1.9 | -2.8 | -5 | -2.8 | -7.2 | -10.5 | -14.8 | 6.7 | 4.4 | -1.1 | -5.2 | -3.5 | -7.5 | 0.4 | -2.9 | 6.7 | -7.2 | -6.1 | -11.7
-10 | -12 | -2.8 | -5.6 | 17.8 | 13.3 | 5.6 | 1.7 | -0.8 | -8.9 | 12.8 | 0 | 6 | 6 | 8.9 | 4.9 | 13.3 | 10 | 6.1 | 5 | 9.3 | 3.9 | 6.7 | 4.4 | 6.1 | -5 | 0.4 | -7.2 | 16 | 16 | 3.3 | -10.5 | 25.6 | 20.6 | 10.4 | 8.5 | 21.1 | 16.1 | 6.7 | 1.7 | 21.1 | 15 | -3.9 | -6.1 | -0.4 | -8.3 | -9.4 | -13.9 | -1.1 | -2.8 | 0.6 | -7.2 | 2.4 | 1.8 | 11.1 | 9.4 | 12.2 | 10.6 | 6.1 | 0.6 | -22 | -27 | -10.4 | -13 | -2.1 | -3 | 2.2 | -5 | -11.1 | -14.4 | -2 | -5.7 | -4.4 | -7.8 | -14.4 | -18.3 | -5 | -13.3 | 0 | -1.1 | -3.9 | -10.6 | -3.3 | -10 | -17.8 | -22.2 | 0 | -7.2 | 2.2 | -3.3 | 5 | -3.3 | 5.3 | 0.1 | -15.6 | -17.8 | -1.7 | -6.7 | 1.1 | -5.6 | -5.6 | -13.7 | 10.7 | 1.5 | -0.9 | -12.4 | -5.6 | -10 | 9.6 | -3.2 | -7.6 | -11.5 | -5 | -11.7 | 0 | -6.1 | 5 | -2.2 | 1 | -2 | -4.4 | -7.2 | 8.5 | 5.4 | 3.9 | 1.7 | -8.3 | -12.2 | -14 | -19 | 5 | 2.2 | 7.4 | 2.1 | -18.9 | -23.9 | 3.9 | -3.9 | 7.8 | 5 | 0.6 | -3.9 | 16.7 | 10.6 | 15 | -1.7 | 7.2 | 2.8 | 7.8 | 3.9 | 10.6 | 1.7 | -2.8 | -5 | -2.2 | -7.2 | -10 | -14.6 | 7.2 | 4.4 | -0.6 | -4.8 | -3.3 | -8.3 | 0.7 | -2.4 | 8.9 | -6.7 | -4.4 | -10.3
-9 | -12 | -2.8 | -5 | 19.3 | 13.5 | 6.7 | 2 | 4.1 | -7.7 | 15.6 | 1.1 | 8 | 3 | 11.7 | 5.6 | 15.6 | 10 | 7.8 | 5 | 11.1 | 5 | 8.3 | 5 | 11.1 | -4.4 | 1.8 | -7.4 | 17 | 16 | 3.9 | -13.3 | 26.7 | 20.6 | 10.6 | 9.4 | 23.3 | 17.2 | 10 | 1.1 | 23.3 | 15 | -2 | -5.1 | -0.2 | -7.9 | -7.8 | -13.3 | 0 | -1.7 | 4.5 | -5.9 | 3.3 | 2.8 | 13 | 9.7 | 13.9 | 11.1 | 7.2 | 0 | -20 | -26 | -8.9 | -11.7 | -1.7 | -2.8 | 2.2 | -5 | -10.6 | -13.3 | -2.2 | -6.7 | -1.6 | -5.8 | -11.1 | -16.1 | -4.1 | -12.5 | 0.6 | -1.1 | -3.3 | -8.8 | -2 | -9 | -17.8 | -23.3 | 3.3 | -7.2 | 7.2 | -2.2 | 5.6 | -7.2 | 8.3 | 1.1 | -12.2 | -15 | 0 | -4.9 | 3.3 | -6.1 | -5.6 | -17.2 | 13.9 | 0.6 | 0.6 | -14.4 | -4.4 | -11.7 | 11.1 | -2.8 | -6.7 | -13.3 | -3.3 | -12.2 | 2.8 | -4.4 | 7.2 | -1.8 | 1 | -1 | -1.7 | -6.1 | 9.4 | 5.6 | 5 | 0.6 | -5 | -10 | -12 | -17 | 5.6 | 2.8 | 11.1 | 3.3 | -17.2 | -25 | 4.4 | -4.4 | 8.3 | 5.6 | 2.6 | -3.3 | 18.2 | 10.8 | 18.3 | 1.7 | 7.6 | 2.9 | 14.4 | 5.6 | 13.5 | 1.2 | -2.2 | -5.6 | -0.6 | -10.6 | -9.4 | -15 | 7.8 | 5 | 0 | -5 | -2.4 | -7.6 | 1.1 | -2.2 | 9.4 | -7.2 | -2.8 | -9.9
-8 | -11 | -2.8 | -4.4 | 20.7 | 13.4 | 7.8 | 2.1 | 8.9 | -8.3 | 17.8 | -1.1 | 9 | 2 | 13 | 5.9 | 15.6 | 10.6 | 8.9 | 4.4 | 11.8 | 4.1 | 8.9 | 3.9 | 13.3 | -3.3 | 3.3 | -8.9 | 14 | 13 | 4.8 | -11.7 | 27.2 | 20 | 12.1 | 10.9 | 25.6 | 18.9 | 14.4 | 0.6 | 24.4 | 15 | -0.2 | -4.6 | 0 | -8.3 | -6.1 | -13.3 | 2.2 | -1.1 | 8.3 | -6.2 | 4.6 | 3.7 | 14.8 | 9.4 | 15.5 | 11.1 | 7.8 | 0.6 | -17 | -26 | -8 | -10.4 | -1.7 | -2.6 | 1.7 | -5.6 | -9.4 | -12.2 | -2 | -6.2 | 1.1 | -4.9 | -8.3 | -13.9 | -3.1 | -12.3 | 1.1 | -1.1 | -2.8 | -8 | -0.7 | -8.8 | -18.3 | -25.6 | 8.3 | -7.8 | 12.2 | -2.2 | 5.6 | -8.9 | 10.7 | 1 | -8.9 | -9.4 | 1.6 | -4.1 | 6.7 | -5.6 | -5 | -14.3 | 15.2 | 0.2 | 0.6 | -12.7 | -2.2 | -13.3 | 11.5 | -1.7 | -6.5 | -12.1 | -2.2 | -12.8 | 5.6 | -3.3 | 9.5 | -1.9 | 2 | -1 | 1.1 | -6.7 | 9.8 | 5.4 | 6.1 | -0.6 | -1.1 | -8.3 | -11 | -16 | 8 | 2.9 | 13.9 | 3.1 | -16.1 | -23.9 | 5.6 | -5 | 9.4 | 5.6 | 4.7 | -3.4 | 19.6 | 10.6 | 20 | 2.2 | 7.9 | 2.8 | 15 | 3.3 | 16.5 | -0.2 | -1.1 | -6.1 | 0 | -10 | -9.2 | -14.7 | 7.2 | 4.4 | 1.3 | -4.8 | -1.5 | -7.5 | 2.2 | -2.2 | 10 | -6.7 | -1.1 | -10.6
-5 | -9 | -2.2 | -4.4 | 22.2 | 13.3 | 8.9 | 2.2 | 9.3 | -6.9 | 20 | -2.2 | 9 | 3 | 14.3 | 6.2 | 15.6 | 10.6 | 9.4 | 4.4 | 12.6 | 2.7 | 11.1 | 4.4 | 13.3 | -4.4 | 4.8 | -7.7 | 13 | 12 | 5.8 | -11.3 | 28.3 | 20 | 13.5 | 12.1 | 26.1 | 19.4 | 17.2 | -1.1 | 24.4 | 14.4 | 1.7 | -5 | 0.2 | -5.9 | -5.6 | -12.8 | 3.9 | 0.6 | 12.2 | -9.4 | 5.9 | 4.6 | 16.7 | 8.9 | 17.2 | 11.1 | 7.8 | 0.6 | -17 | -22 | -7 | -9.4 | -1.7 | -2.3 | 1.7 | -5.6 | -8.9 | -11.7 | -1.9 | -6.4 | 3.9 | -5 | -6.1 | -12.8 | -2.2 | -13.9 | 1.7 | -0.6 | -2.2 | -7.8 | 0.6 | -10 | -18.3 | -24.4 | 10.6 | -6.7 | 14.4 | 0.6 | 6.7 | -7.8 | 13.2 | 0.6 | -5 | -6.7 | 3.3 | -3.9 | 7.8 | -6.7 | -4.5 | -12.6 | 16.5 | 0.2 | 0.6 | -12.7 | -2.2 | -12.2 | 11.8 | -1.5 | -6.3 | -11.9 | 0 | -12.8 | 7.8 | -1.1 | 11.7 | -2.8 | 1 | -1 | 1.7 | -10 | 10.2 | 5.4 | 6.7 | -1.7 | 2.2 | -6.7 | -10 | -15 | 10.4 | 2.3 | 16.6 | 1.9 | -15 | -22.2 | 6.1 | -4.4 | 9.4 | 5.6 | 6.7 | -4.4 | 21.1 | 10.6 | 21.7 | -1.7 | 8.3 | 2.8 | 17.2 | 1.7 | 19.4 | -3.3 | -2.2 | -7.8 | 0 | -9.4 | -9.1 | -14.9 | 7.8 | 5 | 2.6 | -5.1 | -0.6 | -8.3 | 3.3 | -2.7 | 10 | -6.7 | -0.7 | -9.8
-3 | -7 | -1.7 | -4.4 | 23.3 | 12.6 | 9.8 | 2.9 | 9.6 | -6.7 | 21.1 | -2.2 | 9 | 1 | 15.6 | 6.1 | 15.6 | 10.6 | 11.7 | 6.1 | 13.3 | 1.1 | 12.8 | 2.8 | 13.9 | -4.4 | 6.3 | -7.1 | 13 | 11 | 6.7 | -12.8 | 29.4 | 18.9 | 15 | 13.3 | 25.6 | 18.9 | 17.8 | -1.7 | 24.4 | 15 | 2.6 | -4.9 | 0.4 | -4.6 | -3.9 | -13.3 | 5 | 1.1 | 12.6 | -8.1 | 7.2 | 5.6 | 17.6 | 9.3 | 17.9 | 11 | 7.8 | 0.6 | -15 | -21 | -6.1 | -8.9 | -1.7 | -2.2 | 2.2 | -6.7 | -8.3 | -11.7 | -1.7 | -7.2 | 4.5 | -4.2 | -5 | -13.3 | -1.8 | -12.9 | 2.2 | 0 | -1.7 | -7.7 | 1.1 | -8.5 | -18.3 | -24.4 | 13.3 | -7.2 | 15 | 0.6 | 6.1 | -8.9 | 15.6 | -1.1 | 2.2 | -4.4 | 3.9 | -3.2 | 9.4 | -6.7 | -3.9 | -12.2 | 17.8 | -0.6 | 0.6 | -14.4 | -1.7 | -12.2 | 12.2 | -1.1 | -6.1 | -12.2 | 0.6 | -11.7 | 11.1 | -1.1 | 12.4 | -2.7 | 1 | -2 | 3.3 | -10 | 10.6 | 5 | 7.2 | -1.7 | 3.3 | -6.7 | -9 | -13 | 12.8 | 1.1 | 19.4 | -0.6 | -13.9 | -21.7 | 6.7 | -5 | 9.4 | 6.7 | 7.8 | -4.1 | 21.1 | 10.9 | 22.2 | -3.3 | 8.9 | 2.2 | 18.3 | 1.1 | 20.2 | -3.1 | -0.6 | -10 | 1.1 | -10 | -8.9 | -16.1 | 8.3 | 3.9 | 3.9 | -6.7 | 0.2 | -7.3 | 4.4 | -3.9 | 8.3 | -6.1 | -0.4 | -10.2
-1 | -7 | -1.1 | -3.3 | 24.5 | 11.8 | 10.8 | 3.4 | 10 | -7.2 | 22.2 | -3.3 | 9 | 0 | 16.3 | 5.6 | 16.1 | 8.9 | 11.7 | 3.9 | 13.3 | 1.9 | 12.8 | 3.9 | 13.9 | -3.9 | 7.8 | -7.8 | 13 | 9 | 6.9 | -10.9 | 30 | 17.8 | 15.9 | 13.8 | 26.1 | 20 | 18.9 | -1.7 | 25 | 15.6 | 3.5 | -5.7 | 0.6 | -3.9 | -3.3 | -11.7 | 3.9 | 0.6 | 12.9 | -8.5 | 8.5 | 6.5 | 18.5 | 9.3 | 18.7 | 11.1 | 7.8 | -1.1 | -14 | -17 | -6.8 | -9.2 | -1.9 | -2.5 | 2.2 | -6.1 | -7.8 | -9.4 | -1.5 | -6.9 | 5 | -4.3 | -3.9 | -13.3 | -1.5 | -13.2 | 2.8 | 1.1 | -1.1 | -8.1 | 1.7 | -7.7 | -17.8 | -25.6 | 16.1 | -8.3 | 16.1 | -1.1 | 6.1 | -10.6 | 16 | -0.2 | 3.9 | -6.7 | 4.4 | -3 | 11.7 | -6.7 | -4.5 | -12.2 | 18.2 | -1 | 0.8 | -12.9 | -2.2 | -11.1 | 10 | -0.9 | -5.7 | -11.1 | 1.1 | -10.6 | 11.1 | -1.1 | 13.2 | -3.1 | 0 | -2 | 3.3 | -10 | 10.6 | 5 | 7.2 | -1.1 | 3.9 | -6.1 | -9 | -13 | 13.2 | 0.9 | 20.3 | -0.8 | -13.3 | -21.1 | 5.6 | -4.4 | 8.9 | 7.2 | 8.9 | -4.4 | 21.1 | 11.5 | 22.2 | -3.3 | 9.4 | 1.3 | 20 | 1.7 | 20.9 | -2.5 | 0 | -9.4 | 1.7 | -8.3 | -9.1 | -15.5 | 8.3 | 3.9 | 3.7 | -6.3 | 0.9 | -7.4 | 4.6 | -3.4 | 8.9 | -6.1 | 0 | -12.2
-1 | -5 | -0.6 | -3.9 | 25.6 | 10.6 | 11.7 | 3.9 | 9.4 | -6.5 | 23.9 | -3.3 | 10 | 0 | 17.1 | 5.1 | 18.3 | -1.1 | 11.7 | 2.8 | 13.3 | 2.2 | 12.2 | 2.8 | 13.9 | -3.9 | 8.2 | -6.3 | 13 | 9 | 7 | -11.3 | 26.7 | 18.9 | 16.9 | 14.2 | 26.7 | 20.6 | 19.4 | -3.3 | 24.4 | 15 | 4.4 | -7.2 | 1.3 | -4 | -2.8 | -11.7 | 2.8 | 0.6 | 13.3 | -9.4 | 9.8 | 7.4 | 19.4 | 9.4 | 19.4 | 10.6 | 8.3 | -1.7 | -13 | -16 | -7.6 | -10 | -2 | -2.9 | 2.2 | -5 | -6.7 | -9.4 | -1.3 | -7.5 | 5.6 | -5 | -3.3 | -11.7 | -1.1 | -15.6 | 2.8 | 0.6 | -0.6 | -10 | 2.2 | -8.3 | -17.8 | -26.1 | 17.2 | -8.9 | 14.4 | -3.3 | 6.1 | -9.4 | 16.3 | 0 | 4.4 | -4.4 | 5 | -3.3 | 12.2 | -7.8 | -5 | -12.9 | 18.5 | -1.2 | 0.9 | -13.2 | -1.7 | -12.2 | 7.8 | -1.3 | -5.4 | -10.7 | 1.7 | -10 | 12.8 | 0 | 13.9 | -3.9 | 0 | -1 | 3.3 | -10.6 | 10.6 | 4.7 | 7.8 | -0.6 | 4.4 | -6.7 | -9 | -12 | 13.5 | 0.8 | 21.3 | -0.6 | -12.2 | -20.6 | 5.6 | -5.6 | 8.9 | 7.2 | 10 | -5.6 | 21.1 | 11.7 | 22.8 | -1.7 | 10 | 0.6 | 21.1 | 2.8 | 21.7 | -2.8 | 0 | -9.4 | 2.2 | -8.3 | -9.2 | -15.6 | 8.3 | 5 | 3.5 | -6.5 | 1.7 | -8.3 | 4.8 | -3.3 | 8.3 | -6.7 | 0.4 | -11.2
0 | -5 | 0 | -2.2 | 24.5 | 11.1 | 10.8 | 4.3 | 8.9 | -6.9 | 23.9 | -3.3 | 9 | -1 | 17.8 | 3.9 | 17.2 | -3.3 | 12.2 | 3.9 | 13.3 | 2.8 | 11.1 | 2.8 | 13.9 | -2.8 | 8.5 | -5.7 | 13 | 7 | 7.2 | -12.8 | 25 | 17.8 | 17.8 | 14.4 | 25.6 | 20 | 20 | -2.8 | 24.4 | 15 | 3.5 | -6.5 | 2.1 | -4.5 | -2.8 | -12.8 | 2.2 | 0 | 12.4 | -8.3 | 11.1 | 8.3 | 18.7 | 10 | 18.3 | 10.4 | 8.3 | -2.2 | -12 | -14 | -8.3 | -11.1 | -2.2 | -3.3 | 4.4 | -3.9 | -6.1 | -8.9 | -1.1 | -8.9 | 5.6 | -4 | -2.8 | -11.7 | -1.8 | -13.8 | 2.8 | 1.7 | -1.7 | -10.5 | 2 | -7 | -17.8 | -26.7 | 17.2 | -8.3 | 14.4 | -3.9 | 6.1 | -8.3 | 16.7 | 0.6 | 4.4 | -4.4 | 4.6 | -1.2 | 12.8 | -8.3 | -5.6 | -15 | 18.9 | -2.2 | 1.1 | -15 | -2.2 | -11.7 | 5.6 | -2.2 | -5 | -11.1 | 3.3 | -8.9 | 12.8 | 0 | 13.2 | -3.5 | 1 | 0 | 3.9 | -10.6 | 10.6 | 4.4 | 6.1 | 1.7 | 4.4 | -6.1 | -10 | -13 | 13.9 | 0.6 | 22.2 | -1.1 | -12.2 | -20 | 5.6 | -4.4 | 8.9 | 7.2 | 9.6 | -5.2 | 20 | 11.5 | 22.8 | -2.2 | 9.6 | 0.2 | 20.6 | 2.2 | 20.8 | -2 | -1.1 | -7.8 | 1.7 | -9.4 | -9.4 | -16.7 | 9.4 | 5.6 | 3.3 | -7.8 | 0.4 | -7.6 | 5 | -3.9 | 7.8 | -6.7 | 0.7 | -11.6
0 | -3 | 0 | -2.2 | 23.3 | 11.4 | 9.8 | 4.4 | 8.3 | -7.8 | 23.9 | -3.9 | 8 | 0 | 16.5 | 5.2 | 15.6 | -6.7 | 11.7 | 3.9 | 12.6 | 3.6 | 7.2 | 5 | 12.2 | -2.8 | 8.9 | -5.6 | 12 | 7 | 5.9 | -12.2 | 23.3 | 16.1 | 17.8 | 14.5 | 25.6 | 21.1 | 20.6 | -1.1 | 23.3 | 15.6 | 2.6 | -6.2 | 2.8 | -6.1 | -3.3 | -12.2 | 2.2 | 1.1 | 11.5 | -8.4 | 10 | 8 | 17.9 | 10.3 | 17.2 | 9.9 | 7.8 | -2.2 | -11 | -12 | -10.5 | -13.1 | -2.4 | -3.4 | 5 | -3.9 | -6.1 | -8.9 | -1.3 | -7.9 | 5.6 | -4 | -3.3 | -12.2 | -2.6 | -14.2 | 2.2 | 1.7 | -2.8 | -11.7 | 1.9 | -6.6 | -18.3 | -26.1 | 15.6 | -7.2 | 13.9 | -3.3 | 6.1 | -9.4 | 15 | 1.2 | 5 | -3.3 | 4.3 | 0.4 | 12.8 | -7.8 | -6.1 | -14.3 | 17.6 | -1.4 | -0.4 | -12.9 | -2.8 | -13.3 | 4.1 | -3.9 | -5.4 | -9.8 | 3.3 | -7.2 | 10.6 | -2.2 | 12.4 | -4.1 | 0 | 0 | 1.7 | -10 | 9.8 | 4.6 | 5 | 0.6 | 4.4 | -6.1 | -11 | -16 | 12.8 | 0.5 | 20.5 | -0.2 | -12.2 | -20 | 5 | -4.4 | 8.9 | 7.8 | 9.3 | -5.1 | 18.9 | 11.5 | 22.2 | -2.8 | 9.3 | 0 | 19.4 | 0.6 | 19.8 | -2.2 | -2.2 | -7.2 | 1.1 | -8.3 | -11.3 | -18 | 8.9 | 3.9 | 2.2 | -6.6 | -0.9 | -7.7 | 5 | -3.3 | 6.1 | -7.2 | 1.1 | -13.9
-3 | -7 | 0 | -2.2 | 22.2 | 11.7 | 8.9 | 4.4 | 5.9 | -6.8 | 22.8 | -3.9 | 7 | 0 | 15.2 | 5.7 | 13.9 | -8.9 | 10.6 | 3.9 | 11.8 | 4.1 | 6.1 | 4.4 | 9.4 | -1.7 | 6.5 | -3.8 | 12 | 6 | 4.6 | -13.2 | 22.2 | 15 | 17.8 | 14.5 | 24.4 | 21.1 | 18.3 | 2.2 | 22.8 | 15 | 1.7 | -7.2 | 1.9 | -5.3 | -4.4 | -12.2 | 3.3 | 1.7 | 10.6 | -9.4 | 8.9 | 7.7 | 17.2 | 10.6 | 16.1 | 9.4 | 7.2 | -2.8 | -10 | -12 | -12.8 | -15.5 | -2.6 | -3.6 | 4.4 | -3.3 | -6.1 | -8.9 | -1.5 | -8.1 | 5.6 | -4.4 | -5 | -12.2 | -3.3 | -15.6 | 2.2 | 1.7 | -3.9 | -14.4 | 1.7 | -7.2 | -20.6 | -26.7 | 13.9 | -9.4 | 13.3 | -2.8 | 3.9 | -7.8 | 13.4 | 1.4 | 3.3 | -3.3 | 3.9 | 1.7 | 10 | -7.2 | -6.7 | -14.7 | 16.3 | -1.1 | -1.8 | -12.6 | -3.3 | -13.9 | 2.6 | -6 | -5.7 | -9.3 | -1.7 | -6.1 | 9.4 | -1.7 | 11.7 | -5 | 0 | -3 | 0 | -7.2 | 9.1 | 4.9 | 2.8 | -0.6 | 3.3 | -6.7 | -12 | -18 | 11.7 | 0.8 | 18.9 | 0.9 | -13.3 | -21.1 | 3.9 | -2.8 | 8.3 | 7.8 | 8.9 | -6.1 | 17.8 | 11.1 | 21.1 | -3.9 | 8.9 | -0.6 | 18.3 | -2.2 | 18.9 | -2.2 | -1.1 | -9.4 | 0 | -8.9 | -13.1 | -20.3 | 8.3 | 3.3 | 1.1 | -6.4 | -2.2 | -8.9 | 5 | -3.3 | 1.7 | -3.9 | -0.2 | -11.7
-3 | -7 | 0 | -2.2 | 21.7 | 12.3 | 8 | 4.4 | 3.5 | -7.3 | 21.7 | -3.3 | 7 | 1 | 13.9 | 6.1 | 12.8 | -9.4 | 8.9 | 3.9 | 11.1 | 4.4 | 5 | 3.9 | 5.6 | -2.2 | 4.1 | -3 | 12 | 6 | 3.3 | -16.1 | 21.7 | 12.8 | 17.8 | 14.4 | 23.3 | 21.1 | 16.1 | 0 | 21.7 | 16.1 | 0.4 | -5.9 | 0.9 | -5.3 | -6.1 | -12.2 | 2.2 | 1.1 | 8.9 | -7.7 | 7.8 | 7.2 | 15.4 | 11 | 14.1 | 9.4 | 6.7 | -2.8 | -9 | -11 | -15 | -18.3 | -2.8 | -3.9 | 2.8 | -3.3 | -7.8 | -10.6 | -1.7 | -8.9 | 4.8 | -4 | -5.6 | -12.2 | -4.1 | -13.9 | 2.8 | 1.7 | -5 | -12.7 | 0.9 | -5.7 | -21.1 | -24.4 | 7.2 | -9.4 | 12.2 | -1.1 | 0.6 | -3.9 | 11.7 | 1.1 | 2.8 | -3.9 | 3.7 | 1.6 | 8.3 | -7.2 | -7.2 | -16.1 | 15 | -1.1 | -3.3 | -13.9 | -4.4 | -13.3 | 1.1 | -9.4 | -6.1 | -9.4 | -2.8 | -7.2 | 8.9 | -1.7 | 10 | -3.2 | 0 | -3 | -0.6 | -7.8 | 8.3 | 5 | 3.3 | 1.1 | 2.8 | -6.1 | -14 | -20 | 10.6 | 0.6 | 17.2 | 1.1 | -15 | -22.2 | 3.3 | -2.8 | 8.9 | 7.8 | 6.5 | -4.9 | 16.1 | 10.9 | 18.3 | -3.9 | 7.4 | -0.1 | 14.4 | -1.1 | 16.7 | -0.4 | -1.1 | -8.9 | 0 | -10 | -15 | -23.3 | 7.8 | 3.3 | 0 | -7.2 | -3.5 | -8.5 | 5 | -3.9 | 0 | -5 | -1.5 | -11.5
-4 | -7 | 0 | -2.2 | 21.1 | 12.8 | 7 | 4.2 | 1.1 | -8.9 | 18.9 | -1.7 | 6 | 0 | 12.2 | 6.7 | 12.8 | -9.4 | 8.3 | 3.9 | 10.9 | 4.8 | 3.3 | 2.8 | 3.3 | -1.7 | 1.7 | -3.3 | 9 | 3 | 2.4 | -13.5 | 20.6 | 12.8 | 16.9 | 14.6 | 23.3 | 21.1 | 13.9 | 2.2 | 21.7 | 16.1 | -0.9 | -6 | 0 | -6.1 | -6.7 | -11.7 | 1.7 | 0.6 | 7.3 | -7 | 7.8 | 7.4 | 13.5 | 11.2 | 12 | 8.9 | 6.1 | -2.8 | -6 | -8 | -15.7 | -18.8 | -2.4 | -3.5 | 2.2 | -4.4 | -8.9 | -11.7 | -1.7 | -8.1 | 4.1 | -4.1 | -6.1 | -13.3 | -4.8 | -13.6 | 2.8 | 2.2 | -6.1 | -12.3 | 0.2 | -5.3 | -21.7 | -26.1 | 4.4 | -8.9 | 11.1 | -0.6 | 1.1 | -2.8 | 10.8 | 1.6 | 2.2 | -4.4 | 3.5 | 1.4 | 4.4 | -6.7 | -7.2 | -14.5 | 13.5 | -0.8 | -3.7 | -13.1 | -5 | -11.7 | -0.7 | -10.5 | -6.3 | -8.4 | -3.3 | -7.2 | 8.3 | -1.1 | 8.4 | -2.2 | 0 | -3 | -1.1 | -6.7 | 8.1 | 4.7 | 2.8 | 0.6 | 2.8 | -6.7 | -15 | -21 | 9.8 | 0.9 | 15.2 | 3.7 | -17.2 | -20.6 | 3.9 | -3.9 | 8.9 | 7.8 | 4.1 | -5 | 14.5 | 10.6 | 16.1 | -2.2 | 5.9 | 0 | 14.4 | -3.3 | 14.4 | 0.2 | -2.2 | -7.2 | -1.1 | -9.4 | -15.7 | -23.2 | 7.2 | 3.9 | -0.7 | -7.1 | -4.8 | -9.1 | 5 | -4.3 | 0.6 | -8.9 | -2.8 | -12.8
3 | 0 | 0 | -2.2 | 20.6 | 13.3 | 6.1 | 3.9 | 0.2 | -7.1 | 15 | -1.1 | 4 | 0 | 10.6 | 6.8 | 12.2 | -9.4 | 7.8 | 3.9 | 10.8 | 4.9 | 2.2 | 1.7 | 4.4 | -1.7 | 1.5 | -3.3 | 8 | 2 | 1.5 | -13.1 | 18.9 | 10 | 15.9 | 14.6 | 22.2 | 20.6 | 12.8 | 2.2 | 21.1 | 16.7 | -2.2 | -6.7 | -0.4 | -6.8 | -6.7 | -11.7 | 1.7 | 1.1 | 5.6 | -7.8 | 7.8 | 7.7 | 11.7 | 11.1 | 10 | 8.3 | 6.1 | -2.8 | -4 | -6 | -16.5 | -19.8 | -2.1 | -3.5 | 2.2 | -5 | -10 | -11.7 | -1.7 | -8.1 | 3.3 | -5 | -7.2 | -13.9 | -5.6 | -14.4 | 3.3 | 2.2 | -7.2 | -12.8 | -0.6 | -5.6 | -22.2 | -26.1 | 2.8 | -9.4 | 10 | 0 | 1.1 | -2.8 | 9.8 | 1.7 | 1.7 | -4.4 | 3.3 | 1.1 | 3.3 | -4.4 | -7.2 | -14.1 | 12.1 | -0.4 | -4 | -13.3 | -6.1 | -11.1 | -2.6 | -12.8 | -6.5 | -8.1 | -2.8 | -7.2 | 8.9 | -0.6 | 6.7 | -2.2 | 0 | -3 | -2.2 | -8.3 | 8 | 4.6 | 2.2 | 1.1 | 1.1 | -6.7 | -16 | -22 | 9.1 | 1 | 13.1 | 4.8 | -18.9 | -22.8 | 3.9 | -3.3 | 8.9 | 7.8 | 1.7 | -6.1 | 12.8 | 10 | 17.8 | -3.9 | 4.4 | 0 | 13.3 | -6.1 | 12.2 | 0.6 | -1.7 | -7.8 | -1.7 | -8.3 | -16.5 | -23.9 | 7.8 | 3.9 | -1.5 | -8.1 | -6.1 | -10 | 5 | -5.3 | -0.6 | -9.4 | -3.5 | -11.9
0 | 0 | 0 | -2.2 | 20.2 | 13.9 | 5.4 | 3.4 | -0.8 | -6.8 | 15.6 | -1.1 | 3 | 0 | 8.9 | 6.7 | 12.2 | -8.9 | 6.1 | 4.4 | 10.6 | 5 | 1.1 | 0.7 | 3.9 | -1.7 | 1.3 | -3.7 | 7 | 2 | 0.6 | -14.4 | 17.8 | 10.6 | 15 | 14.4 | 21.1 | 20.6 | 11.1 | 2.8 | 20 | 16.1 | -2.8 | -6 | -0.7 | -8.6 | -7.2 | -11.7 | 1.7 | 1.1 | 5.2 | -5.4 | 7.8 | 7.8 | 11.1 | 10.5 | 9.4 | 8.4 | 5.6 | -2.8 | -1 | -1 | -17.2 | -21.1 | -1.7 | -3.3 | 2.2 | -5 | -12.2 | -13.9 | -1.7 | -8.9 | 2 | -4.6 | -7.2 | -13.9 | -6.3 | -12.7 | 2.8 | 1.7 | -7.2 | -12.1 | -0.6 | -5 | -24.4 | -28.9 | 3.3 | -10 | 10 | 2.8 | 5 | -3.3 | 8.9 | 1.7 | 1.1 | -5 | 3.1 | 1.1 | 3.9 | -4.4 | -7.2 | -14.4 | 10.6 | -0.6 | -4.4 | -15 | -6.7 | -11.1 | -4.4 | -16.7 | -6.7 | -7.8 | -2.8 | -7.2 | 7.2 | -0.6 | 6.1 | -1.6 | 0 | -3 | -3.9 | -12.2 | 7.8 | 4.4 | 2.2 | 1.1 | 1.1 | -6.7 | -18 | -27 | 8.3 | 1.1 | 11.1 | 5.6 | -20 | -23.3 | 3.3 | -5 | 8.9 | 7.8 | 1.3 | -5.4 | 12.1 | 9.5 | 16.7 | -4.4 | 3.5 | -0.3 | 12.2 | -6.7 | 10.4 | 1 | -1.7 | -7.8 | -2.2 | -8.3 | -17.2 | -25.6 | 6.7 | 3.9 | -2.2 | -10 | -6.5 | -9.9 | 5 | -7.2 | -1.1 | -8.9 | -4.3 | -12.4
-3 | -4 | 0 | -2.2 | 19.8 | 14.6 | 4.6 | 2.8 | -1.7 | -7.2 | 13.9 | -0.6 | 3 | 1 | 8.3 | 6.5 | 11.7 | -8.9 | 5.6 | 3.3 | 10 | 4.8 | 0.6 | 0.4 | 2.8 | -2.2 | 1.1 | -4.4 | 7 | 2 | 0.2 | -13.4 | 16.7 | 8.3 | 14.3 | 13.9 | 21.7 | 20.6 | 10 | 2.8 | 19.4 | 16.7 | -3.3 | -5.8 | -1.1 | -11.7 | -8.3 | -12.2 | 1.7 | 0.6 | 4.8 | -4 | 7.2 | 7.1 | 10.6 | 10 | 8.9 | 8.3 | 5.6 | -2.8 | -2 | -4 | -18.9 | -21.7 | -1.7 | -3.1 | 2.2 | -5 | -10 | -13.3 | -2.4 | -8.7 | 0.7 | -5.1 | -7.8 | -12.8 | -7.1 | -12.1 | 2.8 | 1.7 | -7.2 | -12.1 | -0.6 | -5 | -24.4 | -28.9 | 1.7 | -9.4 | 8.9 | 3.9 | 2.8 | -2.2 | 8.9 | 1.8 | 0.6 | -5 | 3 | 1.2 | 2.2 | -4.4 | -7.8 | -13.2 | 9.7 | 0 | -5.2 | -13.7 | -8.9 | -11.7 | -5.5 | -15.8 | -6.9 | -7.7 | -2.8 | -7.2 | 8.3 | 1.7 | 5.6 | -1.2 | 0 | -2 | -4.4 | -13.3 | 7.6 | 4 | 2.2 | 1.1 | 1.1 | -6.7 | -18 | -27 | 7.8 | 1.2 | 9.4 | 5 | -20.6 | -23.9 | 2.8 | -4.4 | 8.9 | 8.3 | 1 | -5.2 | 11.3 | 8.9 | 16.7 | -4.4 | 2.6 | -0.6 | 10.6 | -6.7 | 8.5 | 0.7 | -2.8 | -5.6 | -2.2 | -8.9 | -18.1 | -25.4 | 6.1 | 3.3 | -2.6 | -9.1 | -6.8 | -10.2 | 4.4 | -7.1 | -1.7 | -8.9 | -5 | -13.9
-3 | -5 | 0 | -2.2 | 19.4 | 15 | 3.9 | 2.2 | -2.4 | -6.9 | 12.8 | -0.6 | 3 | 1 | 7.8 | 6.4 | 11.7 | -8.9 | 5.6 | 3.3 | 9.5 | 4.3 | 0.6 | -0.4 | 2.8 | -2.2 | 0.4 | -3.9 | 6 | 1 | -0.2 | -14.1 | 15 | 8.3 | 13.5 | 12.9 | 21.7 | 20 | 10 | 2.2 | 18.9 | 16.1 | -3.9 | -6.1 | -1.5 | -9.8 | -8.3 | -11.7 | 1.1 | 0.6 | 4.4 | -3.3 | 6.7 | 6.3 | 10 | 9.4 | 8.3 | 8.3 | 5.6 | -3.9 | -4 | -6 | -20.5 | -22.3 | -1.7 | -2.8 | 2.2 | -5 | -10 | -11.7 | -3.2 | -9.5 | -0.6 | -6.1 | -8.3 | -12.2 | -7.8 | -12.2 | 3.3 | 2.2 | -7.2 | -12.8 | -0.6 | -5.6 | -25 | -27.8 | 2.8 | -8.9 | 8.3 | 5 | 3.3 | -4.4 | 8.9 | 1.8 | -1.1 | -5.6 | 2.8 | 1.1 | 1.7 | -4.4 | -8.3 | -13 | 8.7 | 0.4 | -5.9 | -13.5 | -9.4 | -11.7 | -6.7 | -16.6 | -7 | -7.6 | -2.8 | -7.2 | 5.6 | 0.6 | 5 | -1.1 | -1 | -3 | -5.6 | -13.3 | 7.4 | 3.6 | 2.2 | 1.7 | 1.7 | -6.7 | -20 | -27 | 7.2 | 1.3 | 7.8 | 4.2 | -20.6 | -23.9 | 2.8 | -5 | 8.9 | 8.3 | 0.6 | -6.1 | 10.6 | 8.3 | 17.8 | -3.9 | 1.7 | -1.1 | 8.9 | -6.7 | 6.7 | 0.6 | -2.8 | -5.6 | -3.3 | -8.3 | -19.1 | -26.2 | 6.1 | 3.9 | -2.9 | -9 | -7.2 | -11.1 | 3.9 | -7.5 | -3.3 | -7.2 | -5.9 | -12.9
-2 | -3 | 0 | -2.2 | 19.2 | 15.3 | 4.3 | 2.6 | -3.2 | -7.4 | 11.7 | 0.6 | 3 | 1 | 7.2 | 6.1 | 11.7 | -9.4 | 4.4 | 2.2 | 8.9 | 3.9 | 0 | -0.3 | 2.2 | -2.8 | -0.4 | -4 | 5 | 0 | -0.6 | -16.7 | 13.9 | 7.8 | 12.8 | 12.2 | 21.7 | 17.8 | 9.4 | 1.7 | 18.3 | 16.1 | -4.8 | -6.6 | -1.8 | -9.4 | -9.4 | -12.8 | 1.1 | -0.6 | 3.9 | -2 | 6.1 | 5.6 | 9.4 | 9 | 8.3 | 8.2 | 5.6 | -3.9 | -7 | -9 | -22.2 | -24.1 | -1.7 | -2.8 | 2.8 | -6.1 | -10 | -12.8 | -3.9 | -11.1 | -1.5 | -5.9 | -8.9 | -12.8 | -8 | -11.9 | 3.3 | 2.2 | -7.6 | -12.3 | -0.8 | -4.9 | -25 | -28.3 | 3.3 | -9.4 | 8.3 | 6.1 | 3.3 | -4.4 | 8.9 | 1.7 | -3.3 | -6.1 | 2.6 | 1 | 0.6 | -4.4 | -8.9 | -13.3 | 7.8 | 0.6 | -6.7 | -14.4 | -9.4 | -11.7 | -7.8 | -18.3 | -7.2 | -7.8 | -3.3 | -7.2 | 2.8 | -1.7 | 4.8 | -0.9 | 0 | -4 | -6.7 | -13.3 | 7.2 | 3.3 | 2.2 | 1.7 | 1.1 | -6.7 | -21 | -28 | 6.7 | 1.1 | 6.1 | 3.3 | -22.2 | -25.6 | 2.8 | -5.6 | 8.9 | 8.3 | 0.2 | -5.3 | 10.8 | 8.9 | 16.7 | -3.3 | 1.3 | -1 | 7.2 | -6.1 | 6.3 | -0.6 | -2.2 | -8.3 | -5 | -8.3 | -20 | -27.8 | 5.6 | 2.8 | -3.3 | -10 | -7.9 | -11 | 3.3 | -9.4 | -3.9 | -8.9 | -6.9 | -13
-3 | -4 | 0 | -1.7 | 19.1 | 15.4 | 4.6 | 2.9 | -3.9 | -8.3 | 8.3 | 1.1 | 4 | 1 | 6.5 | 5.6 | 11.7 | -9.4 | 3.3 | 1.7 | 8 | 3.7 | -0.6 | -0.7 | 3.9 | -3.9 | -1.1 | -4.4 | 4 | 0 | -0.8 | -14.6 | 13.3 | 8.3 | 11.5 | 11.1 | 20.6 | 17.2 | 8.9 | 1.7 | 17.2 | 16.1 | -5.8 | -7.4 | -2.2 | -10 | -10 | -13.3 | 0.6 | -1.1 | 3.3 | -1.1 | 5.2 | 4.8 | 8.9 | 8.8 | 8.3 | 7.9 | 5 | -3.9 | -11 | -13 | -22.6 | -24.7 | -1.7 | -2.8 | 2.8 | -5.6 | -15.6 | -17.2 | -4.6 | -10.6 | -2.4 | -6.3 | -8.9 | -12.2 | -8.1 | -12 | 3.3 | 2.2 | -7.9 | -12.4 | -0.9 | -4.6 | -26.7 | -30 | 2.8 | -8.9 | 7.8 | 6.1 | 3.3 | -6.1 | 8.5 | 0.7 | -4.4 | -6.7 | 2.4 | 0.8 | 0 | -4.4 | -10 | -13.5 | 7.2 | 0.4 | -8 | -14.1 | -10.6 | -12.2 | -8.2 | -17.5 | -7.4 | -7.9 | -3.3 | -7.2 | 1.1 | -2.8 | 4.6 | -1.1 | 0 | -5 | -7.2 | -13.9 | 7.2 | 3.1 | 2.2 | 1.7 | 0 | -6.7 | -22 | -30 | 6.3 | 1 | 5.5 | 3.2 | -22.2 | -25.6 | 2.8 | -6.1 | 8.9 | 8.3 | -0.2 | -5.5 | 10.9 | 9.5 | 16.1 | -2.8 | 1 | -0.8 | 5.6 | -5.6 | 6 | -1.6 | -2.2 | -10.6 | -6.7 | -8.3 | -21.1 | -28.1 | 5.6 | 2.8 | -3.7 | -9.2 | -8.7 | -11.5 | 2.6 | -8.3 | -4.4 | -8.9 | -7.8 | -13.9
-6 | -6 | 0 | -2.2 | 18.9 | 15.6 | 5 | 3.3 | -3.3 | -7.8 | 8.3 | 0.6 | 2 | 1 | 5.7 | 5 | 11.1 | -8.9 | 3.9 | 1.7 | 7 | 3.1 | -1.1 | -1.1 | 2.2 | -3.9 | -1.1 | -4.4 | 4 | -1 | -0.9 | -14 | 12.8 | 8.3 | 10.2 | 10.1 | 18.9 | 16.1 | 10 | 1.1 | 17.2 | 15.6 | -6.7 | -8.3 | -2.4 | -8.9 | -10 | -12.8 | 0 | -1.1 | 2.8 | -0.6 | 4.2 | 4.1 | 8.3 | 8.3 | 8.3 | 7.8 | 5 | -3.9 | -13 | -16 | -22.9 | -25.3 | -1.7 | -3.1 | 2.2 | -6.1 | -16.1 | -17.8 | -5.4 | -11 | -3.3 | -7.2 | -7.8 | -11.7 | -8.3 | -12.8 | 2.8 | 2.2 | -8.3 | -13.3 | -1.1 | -5 | -27.2 | -30.6 | 0.6 | -8.3 | 7.2 | 6.1 | 3.3 | -6.7 | 8.2 | -0.3 | -4.4 | -6.7 | 2.2 | 0.6 | -0.6 | -4.4 | -11.1 | -14.4 | 6.7 | 0 | -9.3 | -14.4 | -12.2 | -13.3 | -8.5 | -17.8 | -7.6 | -8.1 | -3.9 | -7.8 | 0.6 | -3.3 | 4.4 | -1.1 | 0 | -5 | -6.7 | -13.9 | 7.2 | 3.1 | 2.2 | 2.2 | 1.1 | -6.7 | -24 | -31 | 6 | 0.7 | 5 | 3 | -23.3 | -26.7 | 2.8 | -7.2 | 8.9 | 8.3 | -0.6 | -6.1 | 11.1 | 10 | 15.6 | -2.8 | 0.6 | -1.1 | 5 | -5 | 5.6 | -3.3 | -2.8 | -10.6 | -4.4 | -7.2 | -22.2 | -29.3 | 6.1 | 2.8 | -4 | -9.2 | -9.4 | -12.2 | 1.8 | -8.7 | -4.4 | -9.4 | -8.2 | -13.9
-6 | -7 | 0 | -2.2 | 18.9 | 15.8 | 5 | 3.2 | -2.8 | -7.8 | 7.8 | 1.1 | 3 | 1 | 5 | 4.4 | 11.1 | -9.4 | 3.9 | 2.2 | 6.1 | 2.8 | -1.7 | -1.9 | 3.3 | -5 | -1.1 | -4.7 | 3 | -1 | -1.1 | -15.6 | 12.8 | 7.8 | 8.9 | 8.9 | 18.3 | 16.7 | 9.4 | 1.7 | 17.2 | 15.6 | -7.4 | -8.5 | -2.6 | -9.1 | -10.6 | -13.3 | -0.6 | -1.7 | 2.6 | -0.3 | 3.3 | 3.3 | 7.8 | 7.8 | 7.8 | 7.4 | 5.6 | -5 | -15 | -18 | -23.3 | -25.9 | -1.7 | -3.3 | 1.1 | -6.7 | -18.3 | -20.6 | -6.1 | -12.2 | -3.9 | -7.1 | -7.8 | -11.7 | -8.1 | -12.4 | 2.8 | 1.1 | -8.1 | -12.6 | -1.7 | -4.8 | -28.9 | -32.2 | 1.1 | -8.3 | 7.2 | 6.1 | 3.3 | -6.7 | 7.8 | -1.7 | -5.6 | -7.2 | 2.2 | 0.6 | -1.1 | -5 | -12.2 | -15.6 | 6.1 | -0.6 | -10.6 | -15.6 | -11.7 | -12.8 | -8.9 | -19.4 | -7.8 | -8.3 | -3.9 | -7.2 | 0 | -3.9 | 4.4 | -0.7 | 0 | -6 | -8.9 | -13.3 | 7.2 | 2.8 | 3.3 | 2.8 | 0 | -6.7 | -25 | -31 | 5.6 | 0.6 | 4.4 | 2.8 | -23.3 | -26.7 | 2.8 | -7.2 | 8.3 | 8.3 | -1.1 | -5.7 | 10 | 9 | 16.1 | -2.2 | 0.2 | -1.2 | 4.4 | -5.6 | 5 | -4 | -3.3 | -11.1 | -4.4 | -7.8 | -23.3 | -31.1 | 6.1 | 3.3 | -4.4 | -10 | -10 | -12.5 | 1.1 | -10 | -4.4 | -10 | -8.5 | -14.6
-6 | -8 | 2.2 | -3.3 | 18.9 | 16 | 5 | 3 | -2.2 | -8.9 | 6.1 | 0.6 | 3 | 2 | 4.8 | 4.2 | 10.6 | -10.6 | 3.9 | 2.2 | 5.7 | 2.5 | -1.7 | -1.9 | 3.3 | -6.1 | -1.1 | -5.6 | 3 | 0 | -1.5 | -13.2 | 12.2 | 7.8 | 9.6 | 9.6 | 18.3 | 17.2 | 10 | 2.2 | 17.2 | 15.6 | -8.2 | -9 | -2.8 | -10 | -10.6 | -13.3 | -0.6 | -2.2 | 2.4 | -0.2 | 3.1 | 3 | 7.2 | 7.2 | 7.2 | 7.1 | 5 | -5 | -16 | -19 | -23.5 | -26.8 | -1.7 | -3.4 | 0.6 | -7.2 | -19.4 | -21.7 | -5.9 | -11.2 | -4.4 | -7.4 | -8.3 | -12.2 | -8 | -12.8 | 2.2 | 0 | -8 | -12.7 | -2.2 | -5 | -26.7 | -30.6 | 1.1 | -8.3 | 6.7 | 6.1 | 2.8 | -6.7 | 7.1 | -0.9 | -6.1 | -7.8 | 2.2 | 0.6 | -1.1 | -5 | -12.6 | -15.6 | 6.3 | -0.6 | -11 | -14.9 | -10.6 | -11.7 | -9.6 | -19 | -7.1 | -7.9 | -3.9 | -7.2 | 0 | -3.9 | 4.4 | -0.3 | -1 | -6 | -10 | -13.3 | 6.8 | 3.1 | 3.3 | 3.3 | 1.7 | -6.1 | -25 | -31 | 4.3 | 0.2 | 4.4 | 2.9 | -23.3 | -26.7 | 2.8 | -7.2 | 8.9 | 8.3 | -1.7 | -5.9 | 8.9 | 7.9 | 15.6 | 0.6 | -0.2 | -1.6 | 3.9 | -5.6 | 4.5 | -4.9 | -3.9 | -13.3 | -5.6 | -7.8 | -24.4 | -31 | 6.7 | 3.9 | -4.4 | -8.9 | -10.5 | -13 | 0.9 | -8.6 | -4.4 | -10 | -8.9 | -16.1
-3 | -6 | 2.8 | -4.4 | 18.9 | 16.1 | 5 | 2.8 | -2.8 | -8.2 | 7.2 | 0 | 4 | 2 | 4.6 | 4 | 11.1 | -11.7 | 5 | 2.8 | 5.4 | 2.4 | -1.7 | -2.2 | 2.8 | -6.1 | -0.7 | -4.9 | 3 | 0 | -1.8 | -12.9 | 11.1 | 7.8 | 10.4 | 10.4 | 18.9 | 17.2 | 8.3 | 3.9 | 17.2 | 15.6 | -8.9 | -9.4 | -3.3 | -9 | -10.6 | -12.8 | -1.1 | -2.8 | 2.2 | 0 | 3 | 2.6 | 6.7 | 6.7 | 6.7 | 6.7 | 5 | -4.4 | -17 | -19 | -23.7 | -28 | -1.7 | -3.5 | 0.6 | -7.2 | -21.7 | -23.9 | -5.8 | -10.9 | -5 | -8.3 | -8.3 | -11.7 | -7.8 | -13.9 | 2.2 | 0 | -7.8 | -13.3 | -2.8 | -5.6 | -27.8 | -32.8 | 0 | -8.9 | 6.1 | 5.6 | 2.2 | -1.7 | 6.3 | -0.6 | -6.1 | -6.7 | 2.2 | 0.6 | -0.6 | -3.9 | -12.9 | -15.9 | 6.5 | -0.6 | -11.3 | -14.6 | -10.6 | -13.3 | -10.4 | -20.1 | -6.3 | -7.4 | -3.9 | -7.2 | 0 | -3.3 | 4.4 | 0 | -1 | -6 | -10 | -13.3 | 6.5 | 3.1 | 3.9 | 3.3 | 2.2 | -5 | -26 | -32 | 3 | -0.1 | 4.4 | 3.2 | -24.4 | -27.8 | 2.8 | -6.7 | 8.9 | 8.3 | -2.2 | -6.7 | 7.8 | 6.7 | 13.3 | 2.2 | -0.6 | -2.2 | 3.3 | -6.1 | 3.9 | -7.2 | -5 | -13.3 | -4.4 | -8.3 | -25.6 | -31.6 | 6.1 | 2.8 | -4.4 | -8.7 | -11.1 | -13.9 | 0.8 | -8.2 | -4.4 | -11.1 | -8.2 | -15.1
-3 | -7 | 3.3 | -4.4 | 17.8 | 15.1 | 5.7 | 2.9 | -3.3 | -8.5 | 6.7 | -0.6 | 3 | 2 | 4.4 | 3.9 | 11.1 | -12.2 | 5.6 | 3.9 | 5 | 2.2 | -1.7 | -2.2 | 2.8 | -6.7 | -0.4 | -5 | 2 | 0 | -2.2 | -13.9 | 10.6 | 7.2 | 11.1 | 11.1 | 18.9 | 17.8 | 9.4 | 5.6 | 18.3 | 16.1 | -7.2 | -8 | -3.9 | -9.2 | -8.9 | -11.7 | -1.1 | -3.3 | 2.4 | 0 | 2.8 | 2.2 | 8.5 | 8.2 | 9.5 | 8.5 | 5.6 | -4.4 | -18 | -21 | -23.9 | -28.9 | -1.7 | -3.9 | 0.6 | -6.1 | -21.7 | -23.9 | -5.6 | -11.1 | -4.8 | -7.7 | -8.3 | -12.2 | -5.8 | -12 | 2.2 | -0.6 | -5.9 | -12.3 | 0.2 | -3.9 | -28.3 | -31.7 | -1.1 | -8.9 | 6.1 | 5.6 | 2.2 | -3.9 | 5.6 | -0.6 | -7.2 | -8.3 | 2.2 | 0.4 | -0.6 | -3.9 | -13.3 | -16.7 | 6.7 | -1.1 | -11.7 | -15 | -11.1 | -13.3 | -11.1 | -22.2 | -5.6 | -7.2 | -3.3 | -7.2 | 0 | -2.8 | 5.3 | 0.3 | -1 | -6 | -10.6 | -14.4 | 6.1 | 3.3 | 3.9 | 3.3 | 2.2 | -4.4 | -25 | -30 | 1.7 | -0.6 | 4.4 | 3.3 | -20.6 | -23.3 | 2.8 | -6.7 | 8.9 | 8.3 | -0.2 | -5 | 9.8 | 8.4 | 14.4 | 4.4 | 0.9 | -1.3 | 2.2 | -5.6 | 5 | -6.3 | -5 | -13.9 | -5 | -10 | -26.7 | -32.8 | 6.1 | 2.2 | -4.4 | -8.9 | -8.9 | -11.7 | 0.6 | -9.4 | -4.4 | -12.2 | -7.4 | -14.7
-5 | -8 | 3.3 | -5 | 16.7 | 14 | 6.5 | 2.9 | -3.9 | -9.4 | 7.8 | 0.6 | 4 | 2 | 6.8 | 5 | 11.7 | -11.1 | 5.6 | 4.4 | 6.9 | 3.3 | 1.7 | 0.6 | 5.6 | -7.2 | 0 | -5.6 | 2 | 0 | 0.2 | -10 | 11.7 | 7.8 | 11.8 | 11.8 | 20 | 18.3 | 8.9 | 7.2 | 18.9 | 17.2 | -5.6 | -6.7 | -4.4 | -10 | -6.7 | -8.9 | -1.7 | -3.9 | 2.6 | 0 | 2.1 | 1.4 | 10.4 | 9.7 | 12.2 | 9.8 | 5.6 | -5.6 | -18 | -21 | -22.4 | -27.5 | -0.9 | -3.6 | 0.6 | -5.6 | -22.2 | -25 | -5.4 | -10.2 | -4.6 | -7.5 | -7.8 | -11.7 | -3.7 | -11 | 1.7 | -1.1 | -4.1 | -12.2 | 3.1 | -3.3 | -27.8 | -30.6 | 0 | -7.2 | 6.1 | 5.6 | 2.2 | -4.4 | 8.2 | 1.3 | -6.7 | -7.2 | 2.2 | 0.1 | 0.6 | -2.8 | -12 | -15.9 | 9.3 | -0.8 | -8.9 | -13.4 | -10 | -12.2 | -10.5 | -20.9 | -5.6 | -8 | -3.9 | -7.2 | -1.1 | -3.3 | 6.3 | 0.4 | -1 | -7 | -8.9 | -13.9 | 6.8 | 3.2 | 4.4 | 4.4 | 2.2 | -3.9 | -24 | -30 | 4.8 | 0.4 | 7.6 | 5.3 | -17.8 | -21.1 | 2.8 | -6.7 | 9.4 | 8.9 | 1.9 | -4.1 | 11.9 | 10.2 | 14.4 | 4.4 | 2.4 | -0.9 | 3.3 | -5.6 | 6.1 | -6.3 | -5 | -12.2 | -4.4 | -8.3 | -24.7 | -31.1 | 6.1 | 2.8 | -3.1 | -8.7 | -6.6 | -9.7 | 1.9 | -7.8 | -4.4 | -11.1 | -6.7 | -15.6
-4 | -7 | 3.9 | -5.6 | 15.6 | 12.8 | 7.2 | 2.8 | 0.4 | -7.2 | 12.8 | 1.1 | 4 | 2 | 9.3 | 6.1 | 13.9 | -10 | 6.1 | 4.4 | 8.7 | 4.1 | 7.2 | 2.2 | 7.2 | -7.8 | 2.4 | -4.6 | 4 | -1 | 2.6 | -8 | 13.9 | 3.9 | 12.6 | 12.6 | 20.6 | 18.3 | 8.9 | 7.2 | 18.9 | 17.2 | -3.9 | -5.6 | -3.1 | -9.2 | -4.4 | -8.3 | -1.7 | -4.4 | 2.8 | 0 | 1.3 | 0.3 | 12.2 | 11.1 | 15 | 11.1 | 6.1 | -5.6 | -18 | -21 | -20.9 | -26.8 | -0.2 | -3.8 | 0.6 | -6.7 | -17.8 | -20.6 | -5.2 | -9.8 | -4.4 | -7.8 | -6.7 | -10.6 | -1.7 | -11.1 | 2.2 | -1.1 | -2.2 | -13.9 | 6.1 | -3.3 | -24.4 | -28.9 | 5.6 | -7.2 | 7.8 | 6.7 | 3.9 | -6.1 | 10.7 | 2.8 | -6.1 | -7.2 | 2.2 | 0 | 1.7 | -3.3 | -10.7 | -15.4 | 11.8 | -0.9 | -6.1 | -12.7 | -6.7 | -11.1 | -10 | -21.3 | -5.6 | -8.9 | -4.4 | -8.3 | 0 | -3.3 | 7.2 | 0.6 | -1 | -5 | -6.7 | -12.8 | 7.6 | 3.5 | 4.4 | 4.4 | 0.6 | -1.7 | -22 | -28 | 8 | 0.9 | 10.7 | 6.9 | -16.1 | -20.6 | 2.2 | -5 | 9.4 | 8.9 | 3.9 | -3.9 | 13.9 | 11.7 | 14.4 | 5 | 3.9 | -0.6 | 6.1 | -6.7 | 7.2 | -7.8 | -4.4 | -12.2 | -1.7 | -9.4 | -22.6 | -30.1 | 6.1 | 2.8 | -1.9 | -9.1 | -4.4 | -8.3 | 3.1 | -7.6 | -4.4 | -10.6 | -4.7 | -12.8
-3 | -7 | 3.9 | -4.4 | 13.7 | 10.7 | 8.5 | 3.6 | 4.6 | -7 | 15.6 | 1.1 | 6 | 2 | 11.7 | 6.7 | 15.6 | -9.4 | 7.2 | 6.1 | 10.6 | 5 | 10 | 3.9 | 8.9 | -7.8 | 4.8 | -4.9 | 6 | -1 | 5 | -6.7 | 15.6 | 2.2 | 13.3 | 13.3 | 24.4 | 20.6 | 8.9 | 7.2 | 18.9 | 17.8 | -1.5 | -4.4 | -1.9 | -9.5 | -2.2 | -7.8 | -1.1 | -5 | 4.5 | 1.2 | 0.6 | -0.6 | 14.8 | 11.4 | 16.9 | 11 | 6.1 | -5.6 | -16 | -20 | -19.4 | -26.7 | 0.6 | -4.4 | 1.1 | -7.2 | -16.1 | -18.9 | -5 | -10 | -2.7 | -5.8 | -4.4 | -9.4 | 1.1 | -8 | 2.8 | -1.1 | 0.9 | -10.8 | 8.7 | -2.3 | -22.2 | -28.3 | 8.9 | -6.1 | 10 | 7.8 | 4.4 | -6.7 | 13.3 | 4.4 | -1.1 | -5 | 2.6 | 0 | 1.7 | -3.3 | -9.4 | -16.1 | 14.4 | -2.2 | -3.3 | -13.3 | -5 | -11.1 | -9.4 | -22.8 | -5.6 | -10.6 | -3.9 | -8.3 | 0 | -2.8 | 7.9 | 1.5 | 0 | -2 | -4.4 | -13.3 | 8.3 | 3.3 | 4.4 | 4.4 | -0.6 | -2.8 | -20 | -27 | 11.1 | 0.6 | 13.9 | 8.3 | -13.3 | -18.3 | 0.6 | -2.2 | 10 | 8.9 | 7.6 | -2.6 | 16.1 | 11.5 | 18.9 | 4.4 | 5.7 | -0.1 | 7.8 | -6.7 | 9.1 | -6 | -3.9 | -13.3 | -1.1 | -10 | -20.6 | -30 | 7.2 | 3.3 | -0.6 | -11.1 | -2.2 | -6.9 | 4.4 | -8.3 | -3.9 | -11.7 | -2.6 | -11.1
-2 | -7 | 3.9 | -5 | 11.9 | 8.4 | 9.8 | 4 | 8.9 | -9.4 | 18.3 | -0.6 | 8 | 2 | 13.5 | 6.9 | 16.7 | -8.9 | 9.4 | 5.6 | 11.5 | 5.2 | 13.3 | 2.8 | 6.7 | -3.9 | 7.2 | -6.1 | 7 | -1 | 5.9 | -5.3 | 17.2 | 3.3 | 14.4 | 13.8 | 26.1 | 20.6 | 9.4 | 8.3 | 20.6 | 18.9 | 0.9 | -4 | -0.6 | -11.1 | -0.6 | -7.2 | -1.1 | -3.9 | 6.1 | 2.2 | 0.8 | -0.6 | 17.4 | 11.5 | 18.7 | 10 | 6.1 | -5.6 | -16 | -18 | -18.5 | -25.2 | 1.7 | -4.1 | 1.7 | -6.7 | -7.8 | -13.3 | -4.8 | -9.4 | -1.1 | -4.4 | -1.7 | -6.7 | 3.9 | -6.4 | 2.8 | -0.6 | 4.1 | -9.2 | 11.3 | -1.9 | -21.1 | -28.3 | 11.7 | -7.2 | 12.2 | 7.8 | 4.4 | -7.8 | 14.1 | 4.7 | 1.1 | -3.9 | 2.9 | 0 | 7.2 | -3.9 | -8.9 | -15.5 | 16.1 | -1.7 | -1.8 | -12.3 | -2.8 | -11.1 | -8.1 | -20.9 | -4.8 | -10.8 | -3.3 | -8.3 | 0.6 | -2.8 | 8.7 | 2.5 | 0 | -6 | -2.2 | -14.4 | 9.2 | 3 | 4.4 | 4.4 | -1.1 | -3.3 | -18 | -26 | 12.6 | 0.7 | 13.7 | 9.8 | -11.1 | -18.3 | 0.6 | -2.2 | 10.6 | 8.9 | 11.3 | -2.5 | 18.4 | 11 | 20.6 | 4.4 | 7.6 | 0.1 | 8.9 | -6.7 | 10.9 | -5.7 | -3.9 | -12.2 | 0 | -10 | -19.5 | -28.5 | 7.8 | 3.3 | 0.2 | -10.8 | 0 | -6.3 | 5.5 | -7.4 | -2.8 | -10.6 | -0.6 | -10.6
-1 | -6 | 4.4 | -5.6 | 10 | 6.1 | 11.1 | 4.4 | 9.5 | -8 | 20.6 | -1.1 | 9 | 1 | 15.4 | 6.7 | 17.8 | -8.3 | 11.1 | 5.6 | 12.4 | 5.1 | 13.9 | 2.2 | 7.8 | -4.4 | 8.5 | -5.4 | 9 | -5 | 6.9 | -4.8 | 18.9 | 2.2 | 15.6 | 14.2 | 28.3 | 20 | 10 | 8.9 | 22.2 | 18.9 | 3.3 | -4.4 | 0.3 | -10.2 | 1.1 | -5.6 | -0.6 | -4.4 | 7.8 | 3.3 | 0.9 | -0.9 | 20 | 10.6 | 20.6 | 8.9 | 6.1 | -5.6 | -15 | -18 | -17.6 | -24.7 | 2.8 | -4.1 | 2.8 | -5.6 | -6.1 | -13.9 | -4.6 | -9.2 | 0.6 | -3.3 | -0.6 | -6.1 | 6.7 | -5.6 | 3.9 | -1.1 | 7.2 | -9.4 | 13.9 | -2.2 | -19.4 | -26.1 | 13.9 | -7.2 | 13.9 | 6.1 | 5 | -7.8 | 14.8 | 4.5 | 3.9 | -3.3 | 3.3 | 0 | 8.9 | -3.9 | -8.3 | -15.8 | 17.7 | -1.8 | -0.4 | -12.9 | -1.7 | -12.2 | -6.9 | -20.8 | -4.1 | -12.2 | -2.8 | -7.2 | 0.6 | -2.8 | 9.4 | 3.3 | 0 | -4 | -1.1 | -17.2 | 10.2 | 2.3 | 4.4 | 3.9 | -1.7 | -3.9 | -18 | -26 | 14.1 | 0 | 13.5 | 11.1 | -9.4 | -16.1 | 0.6 | -1.7 | 11.1 | 8.9 | 15 | -3.9 | 20.6 | 9.4 | 22.2 | 4.4 | 9.4 | 0 | 11.1 | -6.1 | 12.8 | -6.1 | -5 | -7.8 | 1.1 | -9.4 | -18.3 | -28.1 | 8.9 | 3.3 | 0.9 | -11.8 | 2.2 | -6.7 | 6.7 | -7.1 | -3.3 | -12.2 | 0.9 | -8.9
0 | -5 | 4.4 | -5 | 10.2 | 5.6 | 12 | 5 | 10 | -8.1 | 21.7 | -1.1 | 9 | 2 | 17.2 | 6.1 | 18.9 | -8.3 | 11.1 | 5.6 | 13.3 | 5 | 15 | 1.1 | 8.9 | -5 | 9.8 | -5.8 | 10 | -2 | 7.8 | -5 | 21.1 | 3.9 | 16.7 | 14.4 | 30 | 19.4 | 10 | 8.9 | 22.8 | 19.4 | 4.1 | -4.3 | 1.3 | -10.2 | 2.8 | -3.9 | 1.1 | -2.2 | 8.7 | 3.5 | 1.1 | -1.1 | 20.7 | 10.8 | 21.3 | 9.3 | 6.7 | -5.6 | -13 | -17 | -16.7 | -25 | 3.9 | -5 | 2.8 | -6.1 | -4.4 | -11.7 | -4.4 | -10 | 1.3 | -2.8 | 0.6 | -5 | 8 | -4.2 | 5 | -1.1 | 8.9 | -7.3 | 14.8 | -1.5 | -16.7 | -24.4 | 14.4 | -7.2 | 13.3 | 6.1 | 5.6 | -7.8 | 15.6 | 4.4 | 6.7 | -2.2 | 3.3 | 0 | 11.7 | -3.9 | -7.8 | -17.2 | 19.4 | -2.2 | 1.1 | -15.6 | -1.7 | -13.3 | -5.6 | -22.2 | -3.3 | -15 | -2.8 | -7.2 | 0.6 | -2.8 | 8.7 | 4.9 | 0 | -3 | 0.6 | -17.2 | 11.1 | 1.7 | 3.9 | 3.3 | -1.7 | -3.9 | -17 | -26 | 15.6 | -0.6 | 13.3 | 12.2 | -8.3 | -13.3 | 0.6 | -1.7 | 12.8 | 9.4 | 15.7 | -4.2 | 21.1 | 9.4 | 23.3 | 4.4 | 10.7 | 0.7 | 13.3 | -5.6 | 14.5 | -5.2 | -4.4 | -8.9 | 3.3 | -8.9 | -17.2 | -28.9 | 8.9 | 3.3 | 1.7 | -15 | 2.4 | -5.7 | 7.8 | -8.3 | -2.8 | -10 | 2.4 | -8.2
0 | -4 | 4.4 | -3.9 | 10.4 | 4.8 | 13 | 5.2 | 10.6 | -9.4 | 22.8 | -1.1 | 9 | 3 | 17.6 | 6.5 | 18.9 | -8.3 | 11.1 | 5.6 | 13.9 | 6.1 | 14.4 | 2.2 | 10 | -4.4 | 11.1 | -6.7 | 11 | 0 | 8.2 | -4.4 | 21.7 | 0.6 | 17.6 | 14.3 | 31.1 | 19.4 | 10 | 8.9 | 24.4 | 18.3 | 4.8 | -5.2 | 2.2 | -12.2 | 3.3 | -3.3 | 1.7 | -3.3 | 9.7 | 3.7 | 1.5 | -1.2 | 21.5 | 11.3 | 22.1 | 9.7 | 7.2 | -5.6 | -12 | -16 | -16.3 | -24.1 | 4.1 | -5 | 2.8 | -5.6 | -3.9 | -10.6 | -4 | -9.5 | 2.1 | -2.5 | 0.6 | -5 | 9.3 | -4.1 | 6.1 | -0.6 | 10.5 | -6.8 | 15.8 | -1.5 | -16.1 | -24.4 | 15.6 | -7.2 | 13.3 | 6.7 | 5 | -6.7 | 15 | 5.5 | 6.7 | -1.7 | 3.3 | 0 | 13.3 | -5.6 | -7.2 | -16.3 | 19.8 | -2.8 | 1.3 | -14.4 | -1.7 | -12.8 | -5 | -20.3 | -4.1 | -13.7 | -2.2 | -7.2 | 1.1 | -2.2 | 7.9 | 6.2 | 0 | -5 | 1.1 | -15.6 | 10.5 | 2.1 | 3.3 | 3.3 | -1.7 | -4.4 | -16 | -25 | 16.1 | -0.9 | 13.3 | 12.5 | -7.2 | -12.2 | 0.6 | -1.1 | 14.4 | 9.4 | 16.5 | -5.8 | 21.7 | 9.3 | 23.9 | 4.4 | 12 | 1 | 14.4 | -5.6 | 16.1 | -5 | -3.3 | -10.6 | 3.3 | -9.4 | -16.5 | -27.6 | 8.9 | 2.2 | 1.3 | -11.8 | 2.6 | -5.5 | 8.5 | -7.6 | -3.3 | -9.4 | 3.9 | -8.9
-1 | -5 | 4.4 | -2.8 | 10.6 | 3.9 | 13.9 | 5.6 | 10.6 | -8.1 | 25 | -3.9 | 9 | 2 | 17.9 | 6.5 | 18.9 | -19.4 | 12.2 | 5.6 | 14.4 | 6.8 | 15 | 1.1 | 10 | -5 | 11.7 | -5.1 | 11 | 1 | 8.5 | -4.7 | 22.8 | -1.1 | 18.5 | 13.8 | 28.9 | 17.2 | 10 | 9.4 | 25 | 17.8 | 5.6 | -6.7 | 2 | -11.2 | 4.4 | -3.9 | 1.7 | -3.9 | 10.6 | 3.9 | 1.8 | -1.6 | 22.2 | 11.1 | 22.8 | 10 | 7.8 | -5 | -12 | -16 | -16 | -24.5 | 4.2 | -5.9 | 2.8 | -5.6 | -2.8 | -11.1 | -3.7 | -9.8 | 2.8 | -2.8 | 1.1 | -4.4 | 10.6 | -4.4 | 6.1 | -0.6 | 12.2 | -6.7 | 16.7 | -1.7 | -16.1 | -25 | 16.1 | -7.8 | 13.9 | 5.6 | 5 | -7.2 | 14.5 | 6.6 | 7.8 | -1.1 | 3.3 | 0 | 14.4 | -6.1 | -6.7 | -16.6 | 20.2 | -3.1 | 1.5 | -15.1 | -1.1 | -13.3 | -4.5 | -20.3 | -4.8 | -13.4 | -2.2 | -7.2 | 0.6 | -2.8 | 7.2 | 7.2 | 0 | -5 | 1.7 | -16.7 | 10 | 2.6 | 3.3 | 2.8 | -1.1 | -5.6 | -16 | -25 | 16.7 | -0.8 | 13.3 | 13 | -6.1 | -10.6 | 0.6 | -1.1 | 15.6 | 8.9 | 17.2 | -7.8 | 22.2 | 8.9 | 23.9 | 4.4 | 13.3 | 1.7 | 15.6 | -5 | 17.8 | -6.1 | -3.3 | -10 | 4.4 | -8.9 | -15.7 | -27.1 | 8.9 | 2.2 | 1 | -10.2 | 2.8 | -6.1 | 9.3 | -8.2 | -3.3 | -8.3 | 5.2 | -8
0 | -5 | 3.3 | -3.9 | 9.8 | 3.5 | 13 | 5.7 | 10.6 | -8.1 | 25 | -3.3 | 9 | 3 | 18.3 | 6.7 | 18.9 | -19.4 | 12.2 | 4.4 | 15 | 7.8 | 13.3 | 2.2 | 9.4 | -4.4 | 12.2 | -4.3 | 11 | 2 | 8.9 | -5.6 | 22.2 | 6.7 | 19.4 | 13.3 | 28.3 | 17.2 | 10.6 | 9.4 | 24.4 | 17.2 | 4.8 | -6.2 | 1.9 | -11.6 | 3.9 | -3.3 | 1.7 | -4.4 | 9.3 | 3.5 | 2.2 | -2.2 | 20.5 | 11.5 | 21.9 | 9.8 | 7.8 | -5 | -12 | -15 | -15.6 | -25.6 | 4.4 | -7.2 | 1.1 | -3.3 | -2.8 | -10.6 | -3.3 | -11.1 | 3.2 | -2.4 | 1.7 | -3.9 | 10 | -3.2 | 5.6 | -0.6 | 11.1 | -5.5 | 16.1 | -1.3 | -16.1 | -25 | 16.1 | -7.2 | 13.3 | 5.6 | 4.4 | -6.1 | 13.9 | 7.2 | 6.7 | -1.1 | 3.5 | -0.4 | 12.8 | -6.1 | -6.1 | -18.3 | 20.6 | -4.4 | 1.7 | -17.8 | -1.7 | -12.8 | -3.9 | -22.2 | -5.6 | -14.4 | -2.8 | -7.8 | 0.6 | -2.8 | 6.8 | 6.7 | 0 | -3 | 2.2 | -16.7 | 9.4 | 2.8 | 3.3 | 2.2 | -1.1 | -5.6 | -15 | -25 | 17.2 | -1.7 | 13.3 | 13.3 | -5 | -8.9 | 0.6 | -0.6 | 15.6 | 8.9 | 16.7 | -6.9 | 21.1 | 9.7 | 23.3 | 3.3 | 13.1 | 1.7 | 15.6 | -5.6 | 17.6 | -5 | -3.3 | -12.8 | 4.4 | -9.4 | -15 | -28.3 | 8.9 | 2.2 | 0.6 | -10.6 | 1.5 | -5.4 | 10 | -10 | -3.3 | -8.9 | 6.5 | -8.4
-2 | -6 | 3.3 | -3.9 | 9.1 | 2.9 | 12 | 5.7 | 10.6 | -9.4 | 25 | -3.9 | 9 | 3 | 16.8 | 7.5 | 17.8 | -17.8 | 10 | 5 | 14.1 | 7.9 | 12.2 | 4.4 | 8.3 | -3.9 | 12.8 | -3.9 | 10 | 2 | 8.2 | -4.7 | 21.7 | 7.2 | 17.9 | 13.4 | 27.2 | 17.8 | 11.1 | 10 | 23.3 | 17.8 | 4.1 | -6.5 | 1.7 | -13.9 | 3.3 | -3.3 | 2.8 | -4.4 | 8 | 3.3 | 1.7 | -2.1 | 18.9 | 11.5 | 20.9 | 9.2 | 7.2 | -5 | -12 | -16 | -17.3 | -25.5 | 3.3 | -6.9 | 0.6 | -1.7 | -3.9 | -10.6 | -3.9 | -10.2 | 3.5 | -2.3 | 1.7 | -3.9 | 9.5 | -2.7 | 5 | -0.6 | 10 | -4.9 | 15.6 | -0.9 | -16.7 | -23.9 | 15 | -6.7 | 12.2 | 7.2 | 4.4 | -6.1 | 13.2 | 7.9 | 5.6 | -1.1 | 3.7 | -0.9 | 11.7 | -5.6 | -7.4 | -16.5 | 19.1 | -3.3 | -0.3 | -15.3 | -1.7 | -12.8 | -4.3 | -20.1 | -6.5 | -12.8 | -2.8 | -8.9 | 0.6 | -2.8 | 6.5 | 6.1 | 0 | -5 | 1.7 | -17.2 | 9.2 | 3.2 | 3.9 | 3.9 | -1.7 | -5.6 | -15 | -24 | 15.7 | -1.2 | 13.3 | 13.2 | -5 | -9.4 | 0.6 | -1.1 | 15.6 | 8.3 | 16.1 | -7.3 | 20 | 9.9 | 22.8 | 3.3 | 13 | 2.3 | 15 | -2.8 | 17.4 | -4.5 | -3.3 | -13.9 | 5 | -10 | -15.9 | -26.7 | 7.8 | 2.2 | 0.2 | -8.9 | 0.2 | -5.7 | 9.1 | -8.8 | -3.9 | -8.3 | 7.8 | -10
-5 | -8 | 3.3 | -3.9 | 8.3 | 2.2 | 11.1 | 5.6 | 7.8 | -7.7 | 23.9 | -5.6 | 8 | 3 | 15.4 | 8.2 | 15.6 | -16.7 | 9.4 | 5 | 13.1 | 8 | 10 | 5 | 6.7 | -2.8 | 9.5 | -1.6 | 9 | 3 | 7.4 | -4.4 | 20.6 | 7.2 | 16.5 | 13.6 | 25 | 18.9 | 11.1 | 10 | 23.3 | 17.8 | 3.3 | -7.8 | 1.1 | -10.7 | 2.8 | -3.3 | 1.7 | -4.4 | 6.7 | 2.8 | 1.1 | -2.7 | 17.2 | 11.1 | 20 | 8.9 | 6.1 | -5 | -12 | -16 | -18.9 | -26.6 | 2.2 | -7.1 | 0.6 | -1.7 | -5.6 | -11.1 | -4.4 | -10.3 | 3.9 | -2.8 | 1.1 | -3.9 | 8.9 | -2.8 | 4.4 | -0.6 | 8.9 | -5.6 | 15 | -1.1 | -17.2 | -23.3 | 12.2 | -7.2 | 11.1 | 7.8 | 2.2 | -6.1 | 12.4 | 8.5 | 3.9 | -1.1 | 3.9 | -1.7 | 11.7 | -5.6 | -8.7 | -16.4 | 17.6 | -3.3 | -2.4 | -15 | -2.8 | -13.3 | -4.6 | -19.9 | -7.4 | -12.4 | -3.9 | -8.9 | 0 | -2.8 | 6.1 | 5.6 | 0 | -5 | 0.6 | -17.2 | 9.1 | 3.3 | 3.3 | 2.2 | -2.2 | -8.3 | -16 | -25 | 14.3 | -1.2 | 13.3 | 12.9 | -5.6 | -10 | 0 | -1.1 | 13.3 | 8.3 | 15.6 | -7.8 | 18.9 | 10 | 21.7 | 2.8 | 12.8 | 2.2 | 13.3 | -1.7 | 17.2 | -5 | -3.9 | -13.3 | 4.4 | -10.6 | -16.9 | -26.4 | 7.8 | 2.2 | -0.2 | -8.6 | -1.1 | -6.7 | 8.1 | -9.1 | -3.9 | -9.4 | 7.1 | -8.7
-6 | -9 | 3.3 | -4.4 | 7 | 2.1 | 10 | 5.8 | 5 | -7.8 | 22.2 | -5 | 7 | 3 | 13.9 | 8.3 | 13.9 | -12.2 | 7.8 | 5 | 12.2 | 7.8 | 7.8 | 4.4 | 3.9 | -2.2 | 6.1 | -1.1 | 8 | 3 | 6.7 | -5 | 18.9 | 7.8 | 15 | 13.3 | 23.3 | 20 | 13.9 | 12.2 | 22.2 | 17.2 | 2.2 | -6.3 | 0.6 | -9.4 | 2.2 | -3.9 | 0 | -5 | 5.9 | 2.9 | 0.6 | -3.3 | 16.7 | 11.2 | 19.6 | 9.5 | 5.6 | -5 | -12 | -15 | -20.6 | -28.3 | 1.1 | -8.3 | 0.6 | -1.7 | -7.2 | -12.8 | -5 | -11.1 | 3.5 | -2.2 | -0.6 | -4.4 | 7.8 | -2.5 | 3.3 | -1.1 | 8.5 | -4.7 | 12 | 0.4 | -17.8 | -23.9 | 11.7 | -8.3 | 10.6 | 7.8 | -0.6 | -3.3 | 11.7 | 8.9 | 1.7 | -0.6 | 3.2 | -2.2 | 10.6 | -5 | -10 | -17.2 | 16.1 | -3.3 | -4.4 | -16.7 | -3.3 | -12.8 | -5 | -21.7 | -8.3 | -12.8 | -4.4 | -9.4 | -0.6 | -3.3 | 6.1 | 5.5 | 0 | -5 | -2.2 | -12.8 | 8.9 | 3.3 | 3.3 | 0.6 | -3.9 | -8.9 | -16 | -24 | 12.8 | -1.7 | 13.3 | 12.8 | -4.4 | -8.3 | 0.6 | -1.1 | 12.2 | 8.3 | 13.2 | -5.7 | 18.3 | 10.7 | 20 | 2.8 | 11.1 | 2.7 | 10.6 | 1.1 | 16.1 | -3.9 | -5.6 | -12.8 | 2.8 | -11.7 | -17.8 | -27.2 | 7.2 | 2.8 | -0.6 | -9.4 | -1.5 | -5.9 | 7.2 | -10.6 | -3.9 | -8.3 | 6.3 | -8.9
-6 | -10 | 2.2 | -2.8 | 5.7 | 2 | 8.9 | 5.7 | 2.2 | -9.4 | 18.9 | -1.7 | 6 | 3 | 12.4 | 7.5 | 12.8 | -10 | 7.8 | 5 | 12 | 7.9 | 6.7 | 3.9 | 2.8 | -1.1 | 2.8 | -1.7 | 8 | 3 | 5.8 | -3.6 | 18.3 | 8.9 | 13.1 | 12 | 23.3 | 20 | 16.1 | 13.9 | 21.7 | 18.3 | 1.1 | -6.1 | 0 | -9.4 | 1.7 | -4.4 | -1.1 | -5 | 5.2 | 3.2 | 0.2 | -3.3 | 16.1 | 11.3 | 19.3 | 10.3 | 5 | -5 | -14 | -16 | -21 | -27.4 | -0.6 | -8.1 | 0 | -1.7 | -9.4 | -13.3 | -5 | -9.9 | 3.2 | -2.1 | -1.1 | -5 | 6.7 | -2.6 | 2.8 | -2.2 | 8.2 | -4.4 | 9.1 | 0.8 | -19.4 | -23.3 | 8.9 | -8.9 | 10 | 7.8 | -1.1 | -3.3 | 12.8 | 11.1 | 0.6 | -1.1 | 2.4 | -3.1 | 10 | -3.3 | -10.9 | -16.8 | 15.4 | -3.1 | -5.2 | -15.5 | -4.4 | -12.8 | -5 | -19.5 | -8.9 | -12.4 | -4.4 | -10.6 | -1.1 | -4.4 | 6.1 | 5.5 | 0 | -5 | -1.7 | -12.8 | 8.5 | 3.8 | 2.2 | -1.1 | -5.6 | -10 | -15 | -25 | 11.9 | -2 | 13.5 | 13.1 | -5.6 | -8.3 | 0.6 | -1.1 | 11.1 | 8.9 | 10.7 | -5.1 | 17.8 | 11.4 | 19.4 | 3.3 | 9.5 | 3 | 6.7 | 2.2 | 15 | -3.4 | -5 | -14.4 | 0.6 | -10.6 | -18.7 | -26.4 | 7.8 | 1.7 | -1 | -7.2 | -1.8 | -5.7 | 6.7 | -9 | -4.4 | -8.3 | 5.6 | -10
-4 | -8 | 2.2 | -2.8 | 4.4 | 1.7 | 7.8 | 5.6 | 0.5 | -8.2 | 17.2 | -3.3 | 6 | 2 | 10.9 | 6.5 | 11.7 | -10 | 8.3 | 5 | 11.9 | 7.8 | 6.1 | 3.3 | 3.9 | -2.2 | 2.6 | -1.9 | 8 | 3 | 4.8 | -3.3 | 17.2 | 8.3 | 11.3 | 10.9 | 22.2 | 20 | 16.1 | 13.9 | 21.7 | 17.8 | 0 | -6.7 | 0 | -8.6 | 1.7 | -3.9 | -2.2 | -5 | 4.4 | 3.3 | -0.2 | -3.6 | 15.6 | 11.1 | 18.9 | 10.6 | 4.4 | -5 | -16 | -19 | -21.3 | -27.3 | -2.2 | -9 | 0 | -1.7 | -11.1 | -13.9 | -5 | -9.8 | 2.8 | -2.2 | -1.7 | -5 | 5.6 | -3.3 | 2.8 | -2.2 | 7.8 | -5 | 6.1 | 0.6 | -20 | -23.9 | 5 | -8.3 | 10 | 7.8 | -2.2 | -3.9 | 13.9 | 13 | 0.6 | -1.1 | 1.7 | -4.4 | 6.7 | -3.3 | -11.9 | -17.6 | 14.6 | -2.8 | -5.9 | -15.4 | -3.9 | -9.4 | -5 | -18.7 | -9.4 | -12.6 | -5 | -11.1 | -0.6 | -5.6 | 6.1 | 5.6 | 0 | -3 | -5 | -11.1 | 8.2 | 4.2 | 1.7 | -3.3 | -7.2 | -10.6 | -15 | -25 | 10.9 | -3.2 | 13.7 | 13.6 | -4.4 | -8.3 | 0.6 | -0.6 | 10 | 8.9 | 8.3 | -5.6 | 17.2 | 11.7 | 16.1 | 2.8 | 7.8 | 2.8 | 8.9 | 2.8 | 13.9 | -3.9 | -4.4 | -14.4 | 0.6 | -9.4 | -19.7 | -26.8 | 7.2 | 3.3 | -1.3 | -6 | -2.2 | -6.1 | 6.1 | -8.7 | -5 | -8.3 | 5.8 | -8.2
-4 | -8 | 2.2 | -2.8 | 4 | 1.2 | 6.9 | 4.9 | -1.1 | -8.1 | 14.4 | -2.8 | 7 | 3 | 9.4 | 5.6 | 11.1 | -9.4 | 7.2 | 4.4 | 11.7 | 7.8 | 2.8 | 1.9 | 3.3 | -2.2 | 2.4 | -2.4 | 7 | 4 | 3.9 | -3.3 | 16.7 | 9.4 | 9.4 | 9.4 | 22.2 | 20 | 15.6 | 13.9 | 21.7 | 18.3 | -0.4 | -5.9 | 0 | -8.6 | 2.2 | -3.3 | -2.8 | -5 | 4.4 | 3.4 | -0.6 | -4.4 | 14.7 | 11.3 | 17.2 | 10.4 | 4.4 | -4.4 | -18 | -22 | -21.7 | -27.8 | -3.9 | -10.6 | 0.6 | -1.7 | -12.8 | -15 | -5 | -10 | 2.2 | -1.9 | -2.8 | -5 | 4.5 | -3.1 | 2.2 | -2.2 | 6.3 | -3.9 | 6.8 | 0.7 | -21.1 | -25 | 5 | -7.8 | 9.4 | 8.9 | -1.7 | -3.9 | 15 | 15 | 0 | -1.1 | 1.1 | -4.4 | 3.9 | -2.8 | -12.8 | -18.9 | 13.9 | -3.3 | -6.7 | -16.7 | -3.9 | -9.4 | -5 | -20 | -10 | -13.3 | -5.6 | -11.1 | -1.1 | -6.1 | 5.9 | 5.3 | 0 | -3 | -5 | -12.2 | 7.8 | 4.4 | 1.1 | -3.9 | -5.6 | -10.6 | -15 | -23 | 10 | -4.4 | 13.9 | 13.9 | -2.8 | -7.8 | 0.6 | -0.6 | 10 | 8.9 | 7.2 | -4.9 | 17.4 | 12.3 | 15 | 2.2 | 7.4 | 2.9 | 8.3 | 2.8 | 12.6 | -1.2 | -6.7 | -14.4 | 0 | -10 | -20.6 | -27.8 | 6.7 | 2.2 | -1.7 | -5.6 | -2.8 | -5.7 | 5.6 | -9.4 | -5.6 | -9.4 | 5.9 | -7.8
-4 | -7 | 2.2 | -5 | 3.7 | 0.9 | 5.9 | 4.1 | -2.8 | -9.4 | 12.8 | -0.6 | 6 | 2 | 8.7 | 6 | 10.6 | -8.3 | 6.1 | 4.4 | 11.1 | 7.4 | 1.1 | 1.1 | 3.3 | -2.2 | 2.2 | -3.3 | 6 | 3 | 3.3 | -2.2 | 16.7 | 8.3 | 8.7 | 8.6 | 22.2 | 19.4 | 15.6 | 13.3 | 21.1 | 18.3 | -0.7 | -6 | 0 | -10 | 2.2 | -3.3 | -3.9 | -5.6 | 4.4 | 3.7 | -0.8 | -4.2 | 13.7 | 11.3 | 15.6 | 10.2 | 3.3 | -4.4 | -20 | -24 | -23.4 | -28.2 | -4.5 | -9.6 | 0.6 | -1.7 | -13.9 | -16.1 | -5.2 | -9.8 | 1.7 | -1.8 | -3.3 | -5.6 | 3.3 | -3.5 | 2.2 | -2.8 | 4.8 | -4 | 7.6 | 0.5 | -20 | -23.9 | 2.8 | -7.2 | 8.3 | 7.8 | 1.1 | -6.1 | 15.6 | 15.5 | 0 | -1.1 | 0.6 | -4.8 | 3.9 | -2.8 | -13.5 | -18.5 | 13.3 | -3.4 | -7.6 | -15.3 | -3.3 | -9.4 | -4.6 | -17.3 | -10.4 | -13.4 | -5.6 | -11.1 | -2.2 | -6.7 | 5.8 | 5.2 | 0 | -3 | -6.1 | -12.8 | 7.1 | 3.7 | 0.6 | -5 | -5.6 | -10 | -15 | -22 | 8.7 | -4 | 14.5 | 14.5 | -1.7 | -6.7 | 1.1 | -0.6 | 10.6 | 9.4 | 6.1 | -5.2 | 17.6 | 12.7 | 15 | 2.2 | 7.1 | 2.8 | 6.7 | 2.8 | 11.3 | 0.7 | -4.4 | -11.7 | -1.7 | -8.3 | -19.5 | -26 | 6.1 | 1.7 | -2.1 | -5.3 | -3.3 | -5.6 | 4.3 | -7.8 | -6.7 | -10 | 6.1 | -8.3
-6 | -8 | 2.8 | -5 | 3.3 | 0.6 | 5 | 3.3 | -3.5 | -9 | 12.8 | -0.6 | 6 | 1 | 7.9 | 6.4 | 10.6 | -8.3 | 5 | 3.9 | 10.6 | 7.1 | 0.6 | 0.3 | 2.8 | -3.3 | 2.6 | -3.1 | 6 | 3 | 2.8 | -1.4 | 16.1 | 8.3 | 7.9 | 7.5 | 21.7 | 19.4 | 15.6 | 13.3 | 21.1 | 18.3 | -1.1 | -6.7 | 0 | -9.1 | 2.2 | -3.3 | -3.9 | -6.1 | 4.4 | 3.9 | -0.9 | -4.3 | 12.8 | 11.1 | 13.9 | 9.4 | 2.2 | -3.9 | -22 | -25 | -25 | -28.6 | -5 | -9.6 | 0.6 | -1.7 | -16.1 | -18.3 | -5.4 | -10.2 | 1.1 | -2.2 | -3.3 | -6.1 | 2.2 | -4.4 | 1.7 | -3.3 | 3.3 | -4.4 | 8.3 | 0.6 | -21.7 | -26.1 | 2.2 | -7.2 | 8.9 | 8.3 | 2.2 | -6.1 | 16.1 | 15.8 | 0.6 | -1.1 | 0 | -6.1 | 1.1 | -2.8 | -14.3 | -19.1 | 12.8 | -3.8 | -8.5 | -14.9 | -3.3 | -8.3 | -4.3 | -16.7 | -10.7 | -14 | -5.6 | -11.1 | -1.1 | -5.6 | 5.6 | 5 | -1 | -2 | -6.1 | -12.2 | 6.3 | 2.9 | 0 | -5.6 | -6.1 | -10.6 | -15 | -24 | 7.4 | -4.1 | 15 | 15 | -1.7 | -5 | 1.1 | -0.6 | 10.6 | 8.9 | 5 | -6.1 | 17.8 | 13.3 | 13.9 | 2.2 | 6.7 | 2.8 | 6.7 | 3.3 | 10 | 1.7 | -4.4 | -11.7 | -1.7 | -7.2 | -18.3 | -24.6 | 5.6 | 1.1 | -2.4 | -5.5 | -3.9 | -6.1 | 3 | -7.4 | -9.4 | -12.2 | 6.7 | -6.8
-5 | -7 | 2.8 | -4.4 | 3.5 | 0.4 | 4.6 | 2.9 | -4.3 | -9.4 | 11.7 | -0.6 | 6 | 0 | 7.2 | 6.7 | 9.4 | -8.9 | 3.9 | 2.8 | 10 | 6.7 | 0.6 | 0.5 | 2.8 | -3.9 | 2.9 | -3.6 | 6 | 0 | 2.2 | -1.1 | 15 | 8.9 | 7.2 | 6.7 | 21.1 | 18.9 | 15.6 | 13.3 | 21.1 | 17.8 | -1.5 | -5.7 | 0 | -9.1 | 2.2 | -3.3 | -3.9 | -7.2 | 4 | 3.6 | -1.1 | -5 | 11.7 | 10.5 | 13.3 | 9.8 | 2.2 | -3.9 | -22 | -26 | -26.7 | -29.9 | -5.6 | -10 | 0.6 | -1.7 | -15.6 | -17.8 | -5.6 | -11.1 | 0.2 | -2.5 | -3.3 | -6.1 | 2 | -4 | 1.1 | -3.3 | 3.3 | -3.3 | 7.6 | 1 | -21.1 | -26.7 | 1.1 | -7.2 | 7.8 | 7.2 | 3.3 | -6.7 | 16.7 | 16.1 | 0 | -1.1 | -0.7 | -6 | -0.6 | -3.3 | -15 | -20 | 12.2 | -5 | -9.4 | -15.6 | -3.9 | -7.2 | -3.9 | -17.2 | -11.1 | -15 | -5.6 | -11.1 | -1.1 | -6.1 | 5.4 | 5 | 0 | -2 | -7.8 | -11.7 | 5.6 | 2.2 | -0.6 | -6.7 | -6.7 | -11.7 | -14 | -23 | 6.1 | -5 | 15.6 | 15.6 | -1.1 | -2.8 | 1.1 | -0.6 | 9.4 | 6.7 | 3.9 | -5.2 | 17.8 | 13.3 | 14.4 | 2.8 | 6.3 | 2.8 | 5.6 | 3.9 | 8.3 | 1.7 | -8.3 | -13.3 | -2.2 | -6.1 | -17.2 | -24.4 | 6.1 | 0.6 | -2.8 | -6.1 | -4.3 | -6.1 | 1.7 | -8.3 | -10 | -13.3 | 7.2 | -6.1
-5 | -8 | 3.3 | -3.9 | 3.7 | 0.2 | 4.3 | 2.6 | -5 | -10.6 | 11.1 | 0.6 | 6 | 2 | 6.5 | 6.1 | 8.9 | -9.4 | 3.9 | 2.2 | 9.3 | 6.2 | 0 | -0.1 | 2.2 | -3.3 | 3.3 | -4.4 | 6 | 0 | 2 | -0.7 | 13.9 | 9.4 | 6.8 | 6.2 | 20.6 | 18.3 | 15.6 | 13.3 | 21.1 | 17.8 | -1.8 | -5.4 | 0 | -10.6 | 2.2 | -2.8 | -5 | -7.2 | 3.7 | 3.6 | -2 | -4.8 | 10.5 | 9.6 | 12.8 | 9.8 | 3.3 | -2.8 | -23 | -26 | -27.4 | -30.3 | -6.5 | -10.1 | 0.6 | -1.7 | -17.2 | -20.6 | -5.6 | -10.2 | -0.8 | -3.3 | -3.3 | -6.1 | 1.9 | -4.3 | 0.6 | -3.9 | 3.3 | -2.9 | 6.8 | 1.3 | -21.7 | -27.8 | 1.1 | -7.2 | 7.2 | 7.2 | 4.4 | -7.8 | 15.9 | 15.3 | 0 | -1.1 | -1.5 | -6.9 | 1.1 | -2.8 | -15.2 | -20.1 | 11.1 | -3.3 | -8.9 | -14.6 | -5 | -6.7 | -3.9 | -16 | -12.2 | -15.2 | -6.1 | -11.7 | -2.2 | -6.1 | 5.2 | 5.1 | 0 | -1 | -8.3 | -11.7 | 5.6 | 2.1 | -1.1 | -7.2 | -7.2 | -11.7 | -15 | -25 | 5.7 | -3.5 | 16.1 | 16 | -1.1 | -2.8 | 1.1 | -0.6 | 9.4 | 5.6 | 2.8 | -5.2 | 17.8 | 13.3 | 16.1 | 3.9 | 6 | 3 | 4.4 | 3.3 | 6.7 | 1.6 | -10 | -13.3 | -2.8 | -6.1 | -16.3 | -23.5 | 5.6 | 0.6 | -3.2 | -6.1 | -4.6 | -6.2 | 1.3 | -7.3 | -11.7 | -15 | 7.8 | -6.7
-5 | -8 | 3.3 | -3.9 | 3.9 | 0 | 3.9 | 2.2 | -4.6 | -9.7 | 9.4 | 0.6 | 6 | 1 | 5.7 | 5.6 | 8.3 | -9.4 | 3.9 | 1.7 | 8.5 | 5.6 | -0.6 | -0.6 | 2.2 | -3.9 | 2.2 | -3.6 | 6 | 0 | 1.9 | -0.3 | 13.3 | 9.4 | 6.5 | 5.9 | 20.6 | 18.9 | 16.1 | 13.9 | 21.1 | 17.8 | -2.2 | -5.6 | 0 | -9.1 | 2.8 | -2.2 | -5 | -6.7 | 3.3 | 3.3 | -3 | -5 | 9.4 | 8.9 | 12.2 | 10 | 2.8 | -1.7 | -24 | -30 | -28.2 | -30.8 | -7.4 | -10.7 | 0.6 | -1.7 | -18.3 | -21.7 | -5.6 | -9.9 | -1.7 | -4.4 | -4.4 | -6.7 | 1.7 | -5 | 0.6 | -3.9 | 3.3 | -2.8 | 6.1 | 1.7 | -22.8 | -27.8 | 0 | -7.2 | 7.2 | 6.7 | 5.6 | -7.8 | 15.2 | 14.3 | -0.6 | -1.7 | -2.2 | -8.3 | 2.2 | -2.8 | -15.4 | -20.8 | 10 | -2.3 | -8.3 | -14.4 | -5.6 | -6.7 | -3.9 | -16.4 | -13.3 | -15.7 | -6.1 | -12.2 | -2.2 | -6.1 | 5 | 5 | 0 | -1 | -8.9 | -11.7 | 5.6 | 1.9 | -1.1 | -7.8 | -7.8 | -12.2 | -15 | -25 | 5.4 | -2.6 | 16.7 | 16.4 | -1.1 | -3.3 | 1.1 | 0 | 7.8 | 5.6 | 1.7 | -6.1 | 17.8 | 13.3 | 15.6 | 4.4 | 5.6 | 2.8 | 3.3 | 2.8 | 5 | 1.1 | -10 | -13.3 | -1.7 | -4.4 | -15.3 | -23.6 | 5.6 | 1.1 | -3.5 | -6.4 | -5 | -6.7 | 1 | -7.1 | -12.8 | -16.7 | 5.9 | -5.6
-6 | -8 | 3.9 | -4.4 | 3.7 | -0.1 | 4.3 | 2.8 | -4.3 | -9.4 | 7.2 | -0.6 | 6 | 1 | 5 | 5 | 7.8 | -10.6 | 3.3 | 1.1 | 7.8 | 5 | 0 | -1.7 | 2.8 | -3.9 | 1.1 | -3.5 | 5 | 0 | 1.7 | 0 | 13.3 | 9.4 | 6.1 | 5.6 | 20.6 | 18.9 | 15.6 | 13.3 | 21.1 | 17.8 | -2.4 | -5.2 | 0 | -8.6 | 2.8 | -2.2 | -3.9 | -6.1 | 3.1 | 3.1 | -3.9 | -5.6 | 10 | 9.1 | 12.2 | 9.8 | 1.7 | -2.2 | -25 | -28 | -28.9 | -31.2 | -8.3 | -11.7 | 0.6 | -1.7 | -21.1 | -25.6 | -5.6 | -10 | -2.6 | -4.9 | -4.4 | -6.7 | 1.1 | -4.7 | 0.6 | -3.3 | 2 | -2.7 | 4.8 | 1.5 | -23.3 | -26.7 | 0 | -7.2 | 7.2 | 6.7 | 6.7 | -4.4 | 14.4 | 13.3 | -0.6 | -1.1 | -2.4 | -7.6 | 1.1 | -2.8 | -15.6 | -22.2 | 8.9 | -2.2 | -7.8 | -15 | -5.6 | -7.8 | -3.9 | -18.3 | -14.4 | -16.7 | -6.7 | -12.8 | -2.2 | -6.1 | 5 | 5 | 0 | 0 | -9.4 | -12.2 | 5.6 | 1.7 | -1.7 | -7.8 | -8.3 | -11.7 | -17 | -24 | 5 | -2.2 | 17.2 | 16.7 | -0.6 | -3.3 | 1.1 | -0.6 | 7.2 | 3.3 | 1.3 | -5.4 | 17.8 | 13.7 | 17.8 | 3.9 | 6.1 | 3.4 | 3.3 | 2.8 | 4.3 | 1.1 | -8.9 | -14.4 | -1.7 | -3.3 | -14.4 | -25 | 5 | 1.1 | -3.9 | -7.2 | -4.8 | -6.3 | 0.6 | -8.3 | -12.8 | -17.2 | 4.1 | -5.5
-11 | -13 | 4.4 | -5.6 | 3.5 | -0.3 | 4.6 | 3.3 | -3.9 | -10 | 7.2 | 0 | 6 | 1 | 5.2 | 4.9 | 6.1 | -8.9 | 3.9 | 1.7 | 7.6 | 4.9 | -0.6 | -1.7 | 2.2 | -3.9 | 0 | -3.9 | 4 | 0 | 1.9 | 0 | 13.3 | 9.4 | 5.5 | 4.9 | 20.6 | 19.4 | 14.4 | 12.8 | 21.1 | 17.8 | -2.6 | -5.2 | 0 | -9.4 | 2.8 | -2.2 | -4.4 | -6.1 | 3 | 3 | -3.7 | -5.3 | 10.5 | 9.3 | 12.2 | 9.6 | 2.2 | -1.7 | -26 | -30 | -28.5 | -31.8 | -9.8 | -12.3 | 0.6 | -1.7 | -21.1 | -26.1 | -5.8 | -9.6 | -3.5 | -6 | -5 | -7.2 | 0.6 | -5 | 0.6 | -3.3 | 0.7 | -3 | 3.5 | 1.4 | -25 | -28.9 | -0.6 | -7.2 | 7.2 | 6.1 | 7.2 | -4.4 | 14.4 | 13.3 | -0.6 | -1.1 | -2.6 | -7.6 | 1.7 | -2.2 | -16.3 | -22 | 9.1 | -2.2 | -6.5 | -13.2 | -5 | -7.8 | -3.5 | -14.8 | -14.4 | -16.5 | -7.2 | -12.8 | -2.2 | -6.1 | 5 | 5 | 0 | 0 | -10 | -12.8 | 6 | 1.9 | -2.2 | -7.8 | -9.4 | -12.2 | -18 | -24 | 5.6 | -1.2 | 17.2 | 16.7 | -1.1 | -3.3 | 1.1 | 0 | 6.7 | 3.3 | 1 | -5.2 | 17.8 | 14.1 | 17.2 | 6.1 | 6.7 | 4 | 3.3 | 2.8 | 3.5 | 1.2 | -8.9 | -15.6 | -1.7 | -4.4 | -15.2 | -24.5 | 3.9 | 1.7 | -4.6 | -7.6 | -4.6 | -6.1 | -0.2 | -7 | -13.3 | -17.8 | 2.2 | -6.7
-11 | -13 | 5 | -5.6 | 3.3 | -0.6 | 5 | 3.9 | -2.6 | -8.9 | 7.8 | -0.6 | 6 | 2 | 5.4 | 4.7 | 6.7 | -8.9 | 2.8 | 1.7 | 7.4 | 4.7 | -1.7 | -2.2 | -0.6 | -3.9 | 0.4 | -3.4 | 4 | 0 | 2 | 0 | 13.3 | 9.4 | 5 | 4.4 | 20 | 19.4 | 14.4 | 13.3 | 21.7 | 17.2 | -2.8 | -5.6 | 0 | -8.6 | 2.8 | -2.2 | -3.9 | -5.6 | 2.8 | 2.8 | -3.5 | -5.3 | 11.1 | 9.4 | 12.2 | 9.4 | 1.7 | -2.2 | -26 | -29 | -28.2 | -32.7 | -11.3 | -13.2 | 0.6 | -1.7 | -22.2 | -25.6 | -5.9 | -9.5 | -4.4 | -7.2 | -4.4 | -6.7 | 0 | -6.1 | 0.6 | -3.3 | -0.6 | -3.9 | 2.2 | 1.1 | -24.4 | -28.3 | -0.6 | -7.2 | 6.1 | 5.6 | 8.3 | -2.8 | 14.4 | 13.3 | -0.6 | -1.7 | -2.8 | -8.3 | 0.6 | -4.4 | -17.1 | -22.8 | 9.2 | -2.4 | -5.2 | -12.6 | -5 | -7.2 | -3.2 | -13.1 | -14.4 | -16.7 | -7.2 | -13.3 | -2.8 | -6.1 | 5 | 5 | 1 | 0 | -10 | -12.8 | 6.3 | 2 | -2.2 | -8.3 | -11.1 | -12.8 | -18 | -24 | 6.1 | -0.6 | 17.2 | 16.7 | -1.1 | -3.3 | 1.7 | -0.6 | 5.6 | 2.8 | 0.6 | -6.1 | 17.8 | 14.4 | 15 | 8.3 | 7.2 | 4.4 | 3.3 | 2.8 | 2.8 | 1.1 | -10 | -15.6 | -0.6 | -4.4 | -15.9 | -24.9 | 3.9 | 1.1 | -5.4 | -8.7 | -4.4 | -6.1 | -0.9 | -7.1 | -13.9 | -18.3 | 1.8 | -5.8
-11 | -13 | 5 | -5.6 | 5 | 0 | 5.9 | 4.6 | -1.3 | -8.5 | 7.2 | 0 | 6 | 2 | 5.6 | 4.4 | 7.2 | -10.6 | 3.9 | 1.7 | 7.2 | 4.4 | -1.1 | -2.2 | -1.1 | -3.3 | 0.7 | -3.5 | 4 | 0 | 2.2 | 0 | 13.3 | 10 | 4.4 | 3.9 | 20 | 19.4 | 14.4 | 13.3 | 21.7 | 17.2 | -2.2 | -4.8 | 0 | -9.1 | 3.3 | -2.2 | -3.9 | -5 | 2.8 | 2.7 | -3.3 | -5.6 | 11.5 | 9.3 | 12.6 | 9.5 | 1.7 | -1.7 | -26 | -28 | -27.8 | -33.3 | -12.8 | -14.4 | 0.6 | -1.7 | -22.8 | -27.8 | -6.1 | -10 | -5.2 | -7.8 | -5 | -7.2 | 1.7 | -4.4 | 0 | -3.9 | 1.6 | -3.1 | 5.4 | 2.7 | -23.9 | -27.8 | -1.7 | -7.2 | 6.1 | 5 | 8.9 | -1.1 | 14.4 | 13.3 | -0.6 | -1.1 | -2.2 | -7.4 | 1.1 | -2.8 | -17.8 | -23.9 | 9.4 | -3.3 | -3.9 | -12.8 | -5.6 | -6.7 | -2.8 | -12.8 | -14.4 | -17.2 | -8.3 | -13.9 | -3.3 | -6.1 | 5 | 4.9 | 0 | 0 | -10.6 | -12.8 | 6.7 | 2.2 | -2.8 | -8.3 | -12.8 | -13.9 | -19 | -25 | 6.7 | 0 | 17.2 | 16.7 | -0.6 | -3.3 | 1.7 | 0 | 3.9 | 1.1 | 2.6 | -4.5 | 18.9 | 14.8 | 13.9 | 8.9 | 8.1 | 5.1 | 3.9 | 3.3 | 5.2 | 2.9 | -9.4 | -15.6 | -0.6 | -4.4 | -16.7 | -26.7 | 5 | 1.7 | -6.1 | -10 | -3.5 | -5.1 | -1.7 | -7.8 | -13.3 | -17.8 | 1.5 | -5.4
-7 | -10 | 3.3 | -3.3 | 6.6 | 0.3 | 6.9 | 5.4 | 0 | -9.4 | 8.9 | 0 | 8 | 1 | 7.8 | 5.8 | 9.4 | -10 | 4.4 | 3.3 | 8.5 | 5.6 | 2.8 | 1.1 | 0 | -2.8 | 1.1 | -3.9 | 6 | 0 | 6.7 | 2.6 | 16.1 | 11.1 | 8.1 | 6.3 | 21.1 | 20 | 13.3 | 11.7 | 21.7 | 17.2 | -1.7 | -4.5 | 0 | -10.6 | 3.9 | -2.2 | -3.3 | -5 | 2.8 | 2.4 | -1.6 | -4 | 11.8 | 8.7 | 12.9 | 9.6 | 2.8 | -1.1 | -26 | -28 | -25.2 | -30.9 | -8.3 | -11.5 | 0.6 | -1.7 | -22.8 | -27.8 | -6.3 | -9.6 | -5.9 | -8.8 | -5 | -7.2 | 3.3 | -3.7 | 0.6 | -4.4 | 3.9 | -2.8 | 8.5 | 4.3 | -24.4 | -28.9 | 0.6 | -6.7 | 7.2 | 5.6 | 10.6 | 0 | 15 | 13.7 | 0 | -1.1 | -1.7 | -7.1 | 2.2 | -2.2 | -13.7 | -19.5 | 11.5 | -2.4 | -2.2 | -11.9 | -5.6 | -6.7 | -1.3 | -9.8 | -13.5 | -18 | -7.8 | -13.9 | -2.8 | -6.1 | 5 | 4.6 | 1 | 0 | -7.8 | -10.6 | 7.1 | 2.4 | -1.1 | -5 | -11.7 | -13.3 | -18 | -23 | 7.2 | 0.6 | 17.9 | 17.1 | -0.6 | -2.2 | 1.7 | 0 | 3.9 | 0.6 | 4.7 | -3.6 | 20 | 14.8 | 13.9 | 9.4 | 9.1 | 5.7 | 6.7 | 5.6 | 7.6 | 4.6 | -9.4 | -15 | -0.6 | -3.3 | -14.5 | -23.8 | 5 | 2.2 | -5.2 | -9 | -2.6 | -4.4 | -0.8 | -6.6 | -10.6 | -16.1 | 1.1 | -6.1
-6 | -7 | 2.8 | -2.2 | 8.3 | 0.6 | 7.8 | 6.1 | 3 | -7.7 | 14.4 | 0.6 | 8 | 1 | 10 | 6.9 | 11.1 | -7.8 | 6.1 | 3.3 | 9.8 | 6.7 | 7.8 | 1.1 | 0 | -2.8 | 3.3 | -3.5 | 6 | 0 | 11.1 | 4.6 | 21.1 | 13.3 | 11.9 | 8.6 | 23.3 | 20.6 | 14.4 | 11.1 | 21.7 | 17.8 | -1.1 | -4.4 | 0.2 | -9.2 | 4.4 | -1.7 | -2.2 | -3.9 | 2.8 | 2.2 | 0 | -2.8 | 12.2 | 8.3 | 13.3 | 9.4 | 3.9 | -0.6 | -23 | -26 | -22.6 | -28.9 | -3.9 | -9.2 | 0 | -1.7 | -18.9 | -21.7 | -6.5 | -9.6 | -6.7 | -10 | -3.9 | -6.1 | 5 | -3.3 | 1.7 | -3.9 | 6.1 | -3.3 | 11.7 | 5.6 | -23.9 | -27.8 | 2.8 | -6.1 | 8.9 | 6.7 | 11.7 | -1.7 | 15.5 | 14.1 | 0.6 | -0.6 | -1.1 | -7.8 | 6.1 | -1.7 | -9.7 | -15.7 | 13.5 | -2.5 | -0.6 | -12.4 | -4.4 | -6.1 | 0.2 | -8.2 | -12.6 | -19.6 | -6.1 | -12.8 | -2.8 | -6.1 | 5 | 4.4 | 1 | 0 | -6.1 | -10.6 | 7.4 | 2.7 | 1.7 | -4.4 | -9.4 | -12.2 | -17 | -22 | 7.8 | 1.2 | 18.7 | 17.4 | 0.6 | -1.1 | 2.2 | 1.1 | 3.9 | -1.1 | 6.7 | -3.3 | 21.1 | 15 | 13.9 | 10 | 10 | 6.1 | 11.1 | 7.8 | 10 | 6.1 | -5.6 | -12.8 | 0.6 | -2.8 | -12.2 | -21.7 | 5 | 1.7 | -4.2 | -8.2 | -1.7 | -3.9 | 0.2 | -6.1 | -5.6 | -13.9 | 2.4 | -4.2
-5 | -7 | 3.3 | -3.3 | 10.9 | 2.2 | 8.9 | 6.5 | 5.9 | -7.5 | 15.6 | 0 | 9 | 1 | 12.2 | 7.8 | 13.3 | -8.9 | 8.9 | 2.8 | 11.1 | 7.8 | 11.1 | 0 | 1.7 | -2.8 | 5.6 | -3.5 | 10 | 1 | 15.6 | 6.1 | 22.8 | 13.9 | 15.6 | 10.6 | 25 | 20 | 13.9 | 7.8 | 23.3 | 17.8 | 0.6 | -3.6 | 0.4 | -9.3 | 5 | -1.7 | -0.6 | -2.8 | 3 | 2.3 | 1.7 | -2.2 | 13.1 | 8.2 | 14.1 | 9.4 | 3.9 | -0.6 | -23 | -26 | -20 | -27.8 | 0.6 | -8.3 | 0 | -1.7 | -15.6 | -21.7 | -6.7 | -10 | -6.7 | -9.7 | -2.2 | -4.4 | 6.3 | -3 | 2.8 | -3.3 | 7.2 | -3.2 | 13.5 | 5.4 | -22.8 | -26.7 | 5.6 | -5 | 8.9 | 6.7 | 11.7 | 0 | 16.1 | 14.4 | 1.7 | 0 | 0 | -6.5 | 8.3 | -3.9 | -5.6 | -12.8 | 15.6 | -2.8 | 1.1 | -15 | -3.3 | -5.6 | 1.7 | -7.8 | -11.7 | -23.3 | -5 | -12.2 | -3.3 | -6.1 | 5.2 | 4.6 | 1 | 0 | -4.4 | -10 | 7.8 | 2.8 | 4.4 | -2.2 | -7.8 | -12.8 | -15 | -21 | 8.3 | 1.7 | 19.4 | 17.8 | 0 | -1.1 | 2.2 | 0.6 | 4.4 | -1.1 | 10.4 | -2.3 | 21.8 | 15 | 13.9 | 9.4 | 11.9 | 7 | 14.4 | 9.4 | 13 | 7.3 | -4.4 | -12.2 | 0.6 | -2.8 | -10 | -21.1 | 5 | 1.7 | -3.3 | -8.3 | 0.2 | -2.8 | 1.1 | -6.7 | -3.9 | -14.4 | 3.7 | -3.4
-3 | -6 | 3.9 | -2.8 | 13.5 | 3.6 | 10 | 6.9 | 8.9 | -8.9 | 17.8 | 0 | 10 | 1 | 13.9 | 8.3 | 15 | -7.8 | 10.6 | 3.9 | 12.6 | 7.5 | 13.9 | 2.2 | 3.9 | -2.8 | 7.8 | -5 | 12 | 0 | 16.1 | 6.3 | 23.3 | 13.9 | 17.6 | 10.5 | 26.1 | 20 | 15 | 5.6 | 23.9 | 17.2 | 2.2 | -3.4 | 0.6 | -10.6 | 5.6 | -1.1 | 2.2 | -1.7 | 3.1 | 2.1 | 3.7 | -1.3 | 14.1 | 8.1 | 14.8 | 8.8 | 4.4 | 0 | -19 | -25 | -17.4 | -25.4 | 1.7 | -6.3 | 0 | -2.2 | -10 | -17.2 | -6.5 | -9.5 | -6.7 | -9.7 | -1.1 | -3.9 | 7.6 | -2.9 | 3.9 | -3.3 | 8.3 | -4 | 15.4 | 4.8 | -21.7 | -26.1 | 10 | -4.4 | 8.3 | 6.7 | 12.8 | 2.2 | 17.6 | 14.7 | 2.8 | -0.6 | 1.1 | -6.1 | 10.6 | -5 | -4.7 | -13.3 | 17.4 | -2.5 | 1.7 | -11.5 | -2.2 | -4.4 | 1.9 | -6.1 | -10.4 | -20.8 | -2.8 | -11.7 | -2.2 | -5.6 | 5.4 | 4.8 | 1 | 0 | -2.2 | -12.8 | 8.2 | 3.3 | 4.4 | -3.3 | -6.7 | -13.3 | -13 | -19 | 9.1 | 3.5 | 20 | 17.6 | -1.1 | -2.8 | 2.8 | 1.1 | 6.1 | -1.1 | 14.1 | -2.1 | 22.6 | 14.7 | 12.8 | 9.4 | 13.7 | 7.7 | 17.8 | 10.6 | 15.9 | 7.7 | -2.8 | -12.8 | 2.2 | -3.3 | -8.3 | -18.3 | 5 | 1.7 | -2.8 | -7.1 | 2 | -2.4 | 2.4 | -5.9 | -1.1 | -14.4 | 5 | -2.8
0 | -3 | 3.3 | -2.8 | 16.1 | 5 | 11.1 | 7.2 | 9.5 | -7.6 | 20 | -1.1 | 10 | 2 | 15.5 | 8.3 | 15.6 | -7.2 | 11.7 | 4.4 | 14.1 | 7.2 | 15.6 | 2.2 | 3.3 | -3.3 | 8.9 | -3.8 | 13 | -1 | 16.7 | 6.5 | 23.3 | 13.9 | 19.7 | 9.9 | 26.7 | 20 | 16.1 | 2.8 | 24.4 | 16.7 | 3.9 | -3.9 | 0.8 | -8.2 | 6.7 | -1.1 | 4.4 | -0.6 | 3.3 | 2.2 | 5.8 | -1 | 15 | 7.8 | 15.6 | 8.3 | 4.4 | -0.6 | -18 | -22 | -14.8 | -23.6 | 2.8 | -5.2 | -0.6 | -3.3 | -5 | -14.4 | -6.3 | -9.1 | -6.7 | -10 | 0.6 | -2.8 | 8.9 | -3.9 | 5.6 | -2.2 | 9.4 | -5.6 | 17.2 | 3.9 | -21.7 | -26.7 | 13.9 | -5 | 10.6 | 6.1 | 13.3 | 4.4 | 19.1 | 14.6 | 4.4 | 0.6 | 2.2 | -6.7 | 10 | -4.4 | -3.7 | -14.9 | 19.3 | -3.1 | 2.2 | -9.5 | -1.7 | -3.9 | 2 | -5.8 | -9.1 | -19.3 | -2.8 | -10.6 | -2.8 | -5.6 | 5.6 | 5 | 1 | 0 | 0 | -11.7 | 8.5 | 3.6 | 3.9 | -3.9 | -6.1 | -13.9 | -10 | -17 | 9.8 | 5 | 20.5 | 17.5 | -1.7 | -3.3 | 3.3 | 1.7 | 7.2 | -1.1 | 17.8 | -3.9 | 23.3 | 14.4 | 12.8 | 10 | 15.6 | 8.3 | 19.4 | 9.4 | 18.9 | 7.8 | -2.2 | -12.8 | 3.9 | -4.4 | -6.7 | -16.9 | 5 | 2.2 | -2.2 | -6.6 | 3.9 | -2.2 | 3.7 | -6.6 | -0.6 | -15 | 7.8 | -2.5
1 | -1 | 3.3 | -2.8 | 16.7 | 5.1 | 12.6 | 8.3 | 10 | -7.7 | 22.2 | -0.6 | 11 | 3 | 17.2 | 8.3 | 15 | -3.9 | 13.3 | 5.6 | 15.6 | 6.1 | 16.1 | 4.4 | 5 | -2.8 | 10 | -3.5 | 14 | -1 | 17.2 | 6.7 | 24.4 | 14.4 | 21.7 | 8.9 | 27.2 | 20 | 17.2 | 2.8 | 23.9 | 17.2 | 4.1 | -3.2 | 0.9 | -7.6 | 7.2 | 0 | 5.6 | -2.8 | 3.5 | 2.3 | 7.8 | -1.1 | 16.1 | 8.1 | 16.7 | 8.4 | 4.4 | -0.6 | -16 | -20 | -12.2 | -23.3 | 3.9 | -4.4 | -0.6 | -5 | -4.4 | -13.9 | -6.1 | -9.4 | -6.9 | -10 | 2.2 | -1.7 | 9.6 | -3.2 | 7.8 | -1.1 | 10 | -4.2 | 17.8 | 3.7 | -21.1 | -26.7 | 17.8 | -5.6 | 11.1 | 6.1 | 13.9 | 4.4 | 20.6 | 14.4 | 4.4 | 0.6 | 2.4 | -5.9 | 10.6 | -5.6 | -2.8 | -19.4 | 21.1 | -3.9 | 2.8 | -8.9 | -1.7 | -3.9 | 2.2 | -6.1 | -7.8 | -19.4 | -2.2 | -10 | -1.7 | -5 | 6 | 5.4 | 1 | 1 | 1.7 | -11.7 | 8.9 | 3.9 | 3.3 | -3.9 | -5.6 | -13.3 | -9 | -17 | 10.6 | 6.7 | 21.1 | 17.2 | -2.2 | -5 | 3.9 | 2.2 | 8.3 | -1.1 | 18.9 | -3.4 | 22.9 | 14.2 | 13.9 | 10 | 16.1 | 8.9 | 20.6 | 6.7 | 20 | 7.4 | -1.1 | -12.8 | 5 | -5.6 | -5 | -16.7 | 5.6 | 2.2 | -1.7 | -6.7 | 4.1 | -2.2 | 5 | -8.3 | 0 | -11.7 | 10.5 | -3.2
2 | -2 | 2.8 | -2.8 | 17.2 | 5.2 | 14.1 | 9.2 | 10.6 | -8.9 | 23.9 | -2.2 | 9 | 5 | 17.9 | 8.5 | 13.9 | -0.6 | 13.9 | 5 | 16 | 6.7 | 16.1 | 5.6 | 3.9 | -2.8 | 11.1 | -3.3 | 14 | 0 | 17.2 | 6.4 | 23.9 | 14.4 | 22.1 | 8.3 | 27.8 | 18.9 | 17.8 | 2.2 | 23.9 | 17.2 | 4.2 | -3.1 | 1.1 | -7.8 | 7.8 | 0 | 7.2 | -1.7 | 3.7 | 2.5 | 8.2 | -1.2 | 17.2 | 8.1 | 17.8 | 8.1 | 3.9 | -1.1 | -15 | -19 | -11.3 | -21.9 | 3.7 | -3.8 | -0.6 | -5.6 | -2.8 | -12.2 | -5.7 | -8.7 | -7 | -10.3 | 3.3 | -1.1 | 10.4 | -2.9 | 8.9 | -0.6 | 10.5 | -3.8 | 18.3 | 3 | -20.6 | -26.1 | 18.3 | -6.1 | 11.7 | 4.4 | 14.4 | 6.1 | 21.3 | 14.2 | 5 | 0 | 2.6 | -5.8 | 11.1 | -4.4 | -3.2 | -15.7 | 21.3 | -4.2 | 2.8 | -8.4 | -1.7 | -3.9 | 2.8 | -4.5 | -7.8 | -16.9 | -2.2 | -10 | -1.1 | -4.4 | 6.3 | 5.7 | 3 | 2 | 2.8 | -11.7 | 8.9 | 4.5 | 5 | -5 | -5 | -13.3 | -7 | -15 | 10.2 | 7.3 | 22 | 16.5 | -3.3 | -5.6 | 4.4 | 2.2 | 8.3 | -2.8 | 20 | -3.2 | 22.6 | 14.2 | 14.4 | 10.6 | 16.7 | 9.7 | 21.1 | 6.7 | 21.1 | 7 | -0.6 | -14.4 | 4.4 | -3.3 | -4.4 | -14.5 | 5.6 | 2.2 | -1.7 | -6.2 | 4.2 | -2.7 | 5.4 | -8.2 | 0 | -12.2 | 13.3 | -6.1
2 | -1 | 2.8 | -2.8 | 17.8 | 5 | 15.6 | 10 | 10.4 | -7.4 | 25 | -2.2 | 9 | 5 | 18.7 | 8.4 | 13.9 | 0.6 | 13.9 | 1.7 | 16.3 | 7 | 14.4 | 7.8 | 4.4 | -3.3 | 11.3 | -2.8 | 14 | 0 | 17.2 | 6.4 | 23.9 | 15 | 22.4 | 7 | 28.3 | 18.3 | 18.3 | -0.6 | 25 | 18.3 | 4.4 | -3.3 | 0.4 | -6.3 | 7.8 | 0.6 | 8.3 | -1.7 | 3.9 | 2.8 | 8.5 | -1.9 | 18.3 | 8.3 | 18.9 | 7.8 | 3.9 | 0 | -13 | -17 | -10.3 | -21.9 | 3.5 | -3.7 | -0.6 | -5.6 | -0.6 | -10 | -5.4 | -8.7 | -7.2 | -11.1 | 3.3 | -1.1 | 11.1 | -3.3 | 8.9 | 0 | 11.1 | -3.9 | 18.9 | 2.8 | -21.1 | -26.7 | 19.4 | -6.1 | 11.7 | 3.9 | 14.4 | 6.7 | 22.1 | 13.8 | 6.1 | -1.1 | 2.8 | -6.7 | 12.2 | -3.9 | -3.5 | -13.9 | 21.5 | -4 | 2.8 | -9 | -1.1 | -2.8 | 3.3 | -4.1 | -7.8 | -15.7 | -1.7 | -9.4 | 0 | -4.4 | 6.7 | 6.1 | 3 | 2 | 3.9 | -12.2 | 8.9 | 4.9 | 5 | -4.4 | -3.9 | -12.8 | -6 | -13 | 9.8 | 7.9 | 23 | 15.4 | -3.9 | -6.1 | 4.4 | 2.8 | 8.3 | -2.8 | 21.1 | -4.4 | 22.2 | 13.9 | 15 | 11.1 | 17.2 | 10 | 21.7 | 5 | 22.2 | 6.1 | -0.6 | -13.9 | 3.3 | 0.6 | -3.9 | -14 | 1.7 | -0.6 | -1.7 | -6.4 | 4.4 | -3.3 | 5.7 | -9 | -0.6 | -12.8 | 13.1 | -3.6
1 | -1 | 2.8 | -2.8 | 16.9 | 5.5 | 15.6 | 10.2 | 10.2 | -7.5 | 25.6 | -3.3 | 10 | 4 | 19.4 | 8.3 | 13.3 | 2.2 | 13.9 | 1.7 | 16.7 | 7.2 | 13.3 | 7.8 | 3.9 | -2.8 | 11.5 | -2.7 | 13 | 2 | 17.2 | 6.1 | 23.9 | 16.1 | 22.8 | 6.1 | 27.2 | 18.9 | 18.3 | -3.9 | 23.9 | 16.1 | 4 | -3.1 | -0.4 | -6.3 | 8.3 | 1.1 | 9.4 | -3.9 | 4.1 | 2.9 | 8.9 | -2.8 | 17.9 | 8.5 | 18 | 7.8 | 3.9 | 0 | -13 | -16 | -9.4 | -23.3 | 3.3 | -3.9 | -1.1 | -6.7 | -0.6 | -10 | -5 | -8.9 | -7 | -10.4 | 2.8 | -1.7 | 9.8 | -2.8 | 10.6 | 0.6 | 9.3 | -3.5 | 18.2 | 2.9 | -21.1 | -26.7 | 19.4 | -5 | 11.7 | 3.9 | 13.9 | 6.1 | 22.8 | 13.3 | 6.1 | -2.2 | 2.4 | -5.9 | 10 | -3.9 | -3.9 | -13.9 | 21.7 | -5 | 2.8 | -11.1 | -1.7 | -3.3 | 3.9 | -3.9 | -7.8 | -15.6 | -1.7 | -9.4 | 1.1 | -3.3 | 6.7 | 6.3 | 2 | -1 | 3.9 | -12.8 | 8.9 | 5.6 | 3.9 | -5 | -3.9 | -12.8 | -5 | -11 | 9.4 | 8.3 | 23.9 | 13.9 | -4.4 | -6.7 | 5 | 2.8 | 8.9 | -3.3 | 20.9 | -4.5 | 21.7 | 14.9 | 16.1 | 11.1 | 16.5 | 9.7 | 21.1 | 7.2 | 22 | 5.5 | 0 | -13.9 | 5 | -0.6 | -3.3 | -14.4 | 1.7 | -1.1 | -1.7 | -7.2 | 3.5 | -2.7 | 6.1 | -11.7 | -1.1 | -12.8 | 13 | -2.5
0 | -2 | 2.2 | -2.8 | 15.9 | 5.5 | 15.6 | 10 | 10 | -8.3 | 25 | -2.8 | 10 | 4 | 18.1 | 9.2 | 13.3 | 3.3 | 13.9 | 1.7 | 15.2 | 7.8 | 12.2 | 7.8 | 1.1 | -3.3 | 11.7 | -2.8 | 12 | 1 | 16.1 | 6.3 | 22.8 | 17.2 | 21.3 | 6.4 | 25 | 19.4 | 18.3 | -3.3 | 23.3 | 16.7 | 3.7 | -3.4 | -1.1 | -6.7 | 7.8 | 1.7 | 8.9 | -3.9 | 4.2 | 3 | 8.2 | -1.9 | 17.6 | 8.8 | 17 | 7.7 | 3.9 | 2.8 | -13 | -16 | -10.9 | -21.9 | 1.6 | -3.1 | -1.7 | -7.2 | -0.6 | -13.3 | -5.4 | -8.7 | -6.9 | -10.3 | 2.8 | -1.1 | 8.5 | -2.4 | 11.1 | -1.7 | 7.4 | -3.9 | 17.4 | 3.3 | -21.7 | -26.1 | 18.9 | -5.6 | 10 | 3.9 | 13.3 | 6.1 | 21.1 | 12.6 | 5.6 | -3.9 | 2.1 | -6.2 | 10.6 | -2.8 | -4.6 | -11.6 | 20 | -4.4 | 1.1 | -7.7 | -1.1 | -3.3 | 3.7 | -3.1 | -8.3 | -13.6 | -2.2 | -9.4 | 2.2 | -1.7 | 6.7 | 6.6 | 0 | 0 | 3.9 | -12.8 | 8.7 | 5.1 | 3.9 | -6.1 | -3.9 | -13.3 | -4 | -10 | 9.6 | 8.7 | 22.6 | 13.4 | -4.4 | -6.7 | 5 | 3.3 | 7.8 | -3.3 | 20.8 | -5.2 | 21.1 | 15.4 | 16.1 | 10.6 | 15.7 | 9.4 | 22.2 | 5 | 21.9 | 5.4 | 0 | -13.9 | 4.4 | 0 | -3.7 | -12.6 | 2.2 | -0.6 | -2.1 | -6.5 | 2.6 | -2.6 | 5 | -10.7 | -1.7 | -14.4 | 12.8 | -1.7
-1 | -4 | 2.2 | -2.8 | 15 | 5.6 | 15.6 | 10 | 7.6 | -6.8 | 25 | -2.2 | 10 | 4 | 16.9 | 9.9 | 11.7 | 5 | 13.3 | 0.6 | 13.7 | 7.9 | 10 | 7.2 | -0.6 | -3.3 | 10.6 | -2.4 | 11 | 2 | 15 | 6.3 | 22.8 | 17.2 | 19.8 | 6.9 | 24.4 | 19.4 | 17.2 | -3.3 | 22.2 | 16.7 | 3.3 | -3.9 | -1.8 | -6.3 | 7.8 | 1.1 | 6.7 | -3.3 | 4.4 | 3.3 | 7.4 | -1.6 | 17.2 | 8.9 | 16.1 | 7.2 | 3.9 | 2.8 | -15 | -18 | -12.4 | -21.9 | 0 | -3 | -2.2 | -7.2 | -2.2 | -15.6 | -5.7 | -8.7 | -6.7 | -10.6 | 2.2 | -1.7 | 7.2 | -2.8 | 10 | -0.6 | 5.6 | -5 | 16.7 | 3.3 | -22.8 | -27.8 | 15 | -5.6 | 8.3 | 3.3 | 12.2 | 7.2 | 19.5 | 11.6 | 4.4 | -5.6 | 1.7 | -7.2 | 7.8 | -2.8 | -5.4 | -10.7 | 18.4 | -4.4 | -0.5 | -6.5 | -1.7 | -3.9 | 3.5 | -3.1 | -8.9 | -13 | -3.3 | -8.9 | 1.1 | -2.2 | 6.7 | 6.7 | -1 | -5 | 2.8 | -11.1 | 8.5 | 4.7 | 2.2 | -6.1 | -4.4 | -13.3 | -4 | -6 | 9.8 | 9.1 | 21.3 | 12.5 | -4.4 | -7.2 | 5 | 3.3 | 5.6 | -3.3 | 20.6 | -6.7 | 20.6 | 16.1 | 15 | 11.1 | 15 | 8.9 | 20.6 | 6.1 | 21.7 | 4.4 | -0.6 | -12.8 | 3.3 | 0.6 | -4 | -11.7 | 2.2 | -0.6 | -2.4 | -6.3 | 1.7 | -2.8 | 3.9 | -11.2 | -2.2 | -13.9 | 11.5 | -2
-1 | -3 | 2.2 | -2.8 | 13.7 | 5.9 | 14.1 | 10.2 | 5.2 | -7.1 | 24.4 | -1.7 | 8 | 6 | 15.6 | 10 | 11.7 | 6.1 | 12.8 | 2.8 | 12.2 | 7.8 | 7.8 | 6.1 | -1.7 | -3.9 | 9.4 | -2.5 | 11 | 3 | 13.9 | 6.1 | 22.8 | 17.8 | 18.3 | 6.7 | 23.3 | 19.4 | 13.3 | -3.3 | 21.7 | 16.7 | 2.4 | -2.6 | -2.6 | -6.8 | 7.8 | 2.2 | 5.6 | -3.3 | 4 | 3 | 6.7 | -1.7 | 15.2 | 9.2 | 15.4 | 7.5 | 3.3 | 3.3 | -16 | -21 | -13.9 | -23.3 | -1.7 | -3.3 | -2.2 | -6.7 | -3.3 | -12.2 | -6.1 | -9.4 | -7.1 | -10.7 | 2.2 | -2.2 | 6.1 | -3.1 | 8.9 | -1.7 | 4.8 | -4 | 14.8 | 4.2 | -23.3 | -28.3 | 13.3 | -6.1 | 6.7 | 3.3 | 10.6 | 7.2 | 17.8 | 10.6 | 3.3 | -5 | 0.8 | -7 | 6.7 | -2.8 | -6.1 | -10.6 | 16.7 | -5 | -2.2 | -6.7 | -2.2 | -3.3 | 3.3 | -3.3 | -9.4 | -12.8 | -4.4 | -9.4 | 1.1 | -2.8 | 6.5 | 6.4 | -1 | -5 | 1.7 | -10 | 8.3 | 4.4 | 2.2 | -6.7 | -5 | -13.9 | -6 | -7 | 10 | 9.4 | 20 | 11.7 | -4.4 | -7.8 | 5 | 3.3 | 3.3 | -3.9 | 17.4 | -5.1 | 20.4 | 16.3 | 14.4 | 11.1 | 13.9 | 10 | 17.8 | 7.8 | 20.2 | 4.7 | -1.1 | -13.9 | 2.8 | 1.1 | -4.4 | -12.2 | 2.2 | -0.6 | -2.8 | -6.7 | 0.9 | -2.5 | 2.8 | -13.3 | -2.8 | -15.6 | 10.2 | -2.5
0 | -4 | 2.2 | -2.8 | 12.4 | 5.8 | 12.6 | 10.2 | 2.8 | -8.3 | 21.7 | -1.1 | 8 | 6 | 14.5 | 10.2 | 11.7 | 5.6 | 10 | 2.8 | 12 | 7.9 | 7.2 | 6.7 | -2.2 | -3.9 | 8.3 | -2.8 | 10 | 2 | 13.2 | 6.1 | 22.8 | 18.3 | 16.5 | 7.2 | 23.3 | 19.4 | 11.7 | -2.8 | 21.7 | 16.1 | 1.5 | -2 | -3.3 | -7.8 | 7.8 | 2.8 | 5.6 | -2.2 | 3.7 | 3 | 6.7 | -1.1 | 13.1 | 9.2 | 14.6 | 7.2 | 3.9 | 3.3 | -18 | -21 | -14.6 | -22.1 | -2.1 | -4.4 | -2.8 | -7.2 | -3.9 | -12.2 | -6.5 | -9.2 | -7.4 | -11.1 | 3.3 | -1.1 | 5 | -3.8 | 7.2 | -1.7 | 4.1 | -3.4 | 13 | 4.4 | -23.3 | -28.3 | 7.2 | -6.1 | 7.2 | 3.9 | 10.6 | 6.1 | 16.9 | 8.9 | 1.7 | -5.6 | -0.2 | -8.1 | 5.6 | -2.8 | -6.5 | -9.9 | 15.2 | -3.7 | -2.8 | -7.8 | -2.2 | -4.4 | 3.3 | -2.5 | -9.6 | -12.4 | -4.4 | -9.4 | 0.6 | -3.3 | 6.3 | 5.9 | -1 | -5 | 1.1 | -8.3 | 8.1 | 4 | 1.7 | -5.6 | -6.1 | -13.9 | -6 | -7 | 10.7 | 10.1 | 18.1 | 8.4 | -5 | -7.8 | 5 | 3.9 | 3.3 | -2.8 | 14.3 | -4.8 | 20.2 | 16.1 | 14.4 | 11.1 | 12.8 | 10.6 | 17.2 | 6.1 | 18.7 | 4.9 | -1.1 | -13.9 | 2.2 | 0.6 | -4.8 | -10.7 | 2.2 | -0.6 | -3.5 | -6.6 | 0.2 | -2.4 | 1.5 | -11.3 | -2.8 | -15 | 8.9 | -3.9
1 | -3 | 1.7 | -2.8 | 11.1 | 5.6 | 11.1 | 10 | 2.6 | -8 | 18.9 | 0 | 8 | 7 | 13.3 | 10.1 | 11.7 | 4.4 | 8.9 | 2.8 | 11.9 | 7.8 | 6.7 | 6.1 | -2.8 | -3.9 | 7.9 | -1.9 | 9 | 2 | 12.4 | 5.8 | 22.8 | 18.9 | 14.6 | 7 | 22.8 | 20 | 10.6 | -3.9 | 21.1 | 16.1 | 0.6 | -1.7 | -4.1 | -7.6 | 7.8 | 2.2 | 5.6 | -1.7 | 3.3 | 2.8 | 6.7 | -1.1 | 11.1 | 8.9 | 13.9 | 7.2 | 3.9 | 3.3 | -20 | -22 | -15.4 | -22.1 | -2.4 | -5.5 | -2.8 | -7.2 | -3.9 | -12.8 | -6.8 | -9.3 | -7.8 | -12.2 | 4.4 | -1.7 | 3.9 | -5 | 7.2 | -1.7 | 3.3 | -3.9 | 11.1 | 4.4 | -23.9 | -28.3 | 11.1 | -3.3 | 6.7 | 3.3 | 10 | 7.2 | 15.9 | 6.9 | 0 | -7.2 | -1.1 | -10 | 5.6 | -2.8 | -6.8 | -9.6 | 13.7 | -3.5 | -3.3 | -9.8 | -2.8 | -5.6 | 3.3 | -2.3 | -9.8 | -12.4 | -5.6 | -9.4 | 0.6 | -3.9 | 6.1 | 5.6 | -2 | -6 | 1.1 | -8.3 | 8 | 3.9 | 1.1 | -4.4 | -7.2 | -13.9 | -6 | -8 | 11.5 | 10.9 | 16.3 | 5.3 | -4.4 | -7.8 | 5 | 3.9 | 2.2 | -3.3 | 11.1 | -6.1 | 20 | 16.1 | 13.9 | 11.1 | 11.7 | 11.1 | 15.6 | 10.6 | 17.2 | 4.4 | -2.2 | -13.3 | 2.2 | 0 | -5.2 | -10 | 2.2 | -0.6 | -4.3 | -7 | -0.6 | -2.8 | 0.2 | -10.8 | -1.1 | -15 | 9.6 | -2.9
-1 | -3 | 1.7 | -3.3 | 10 | 5.6 | 10.9 | 9.2 | 2.4 | -8.5 | 17.2 | 1.1 | 7 | 6 | 12.2 | 10 | 11.1 | 4.4 | 8.9 | 2.8 | 11.7 | 7.8 | 5 | 5 | -2.8 | -3.9 | 7.6 | -1 | 7 | 3 | 11.7 | 5.6 | 22.8 | 18.9 | 12.8 | 6.7 | 22.2 | 20 | 10 | -3.9 | 21.1 | 15.6 | 0.4 | -1.1 | -4.8 | -8 | 7.8 | 2.2 | 5.6 | -1.1 | 1.8 | 1.4 | 6.7 | -1.1 | 10.5 | 8.3 | 13 | 7 | 4.4 | 4.4 | -20 | -22 | -16.1 | -22.8 | -2.8 | -7.2 | -3.3 | -7.2 | -3.3 | -14.4 | -7.2 | -10 | -8.3 | -12.2 | 3.9 | -2.8 | 3.5 | -4.1 | 5.6 | -1.1 | 2.8 | -3.5 | 11.1 | 5.4 | -24.4 | -30 | 7.8 | -1.1 | 6.1 | 3.3 | 6.7 | 3.9 | 15 | 5 | -2.8 | -5 | -1.7 | -9.1 | 5 | -3.3 | -7.2 | -10 | 12.2 | -3.9 | -3.9 | -12.8 | -2.2 | -9.4 | 3.3 | -2.2 | -10 | -12.8 | -5.6 | -9.4 | 0.6 | -3.9 | 6.1 | 5.7 | -2 | -6 | 0.6 | -6.1 | 7.8 | 3.3 | 1.1 | -3.9 | -7.8 | -13.9 | -7 | -9 | 12.2 | 11.7 | 14.4 | 1.7 | -5 | -7.8 | 5 | 3.9 | 1.7 | -3.3 | 10.5 | -5.6 | 20 | 16.1 | 13.9 | 11.1 | 11.9 | 11.5 | 14.4 | 10 | 16.3 | 5.6 | -2.8 | -13.3 | 1.7 | -0.6 | -5.6 | -10 | 2.8 | 0 | -5 | -7.8 | -0.2 | -2.3 | -1.1 | -12.2 | -1.1 | -14.4 | 10.4 | -2.9
0 | -4 | 1.7 | -3.3 | 8.9 | 5.3 | 10.8 | 8.2 | 2.2 | -10.6 | 15.6 | 2.2 | 7 | 7 | 10.9 | 9.2 | 10.6 | 5 | 8.3 | 2.2 | 11.7 | 8 | 5 | 4.6 | -2.8 | -3.9 | 7.2 | -0.6 | 7 | 2 | 11.1 | 6.5 | 22.8 | 20 | 10.8 | 6.4 | 22.2 | 20 | 9.4 | -3.3 | 21.1 | 15 | 0.2 | -0.8 | -5.6 | -8.9 | 7.2 | 2.2 | 5 | -1.1 | 0.4 | 0.2 | 6.1 | -1.1 | 10 | 7.8 | 12 | 6.9 | 4.4 | 4.4 | -19 | -22 | -16.5 | -22.8 | -3.5 | -7.3 | -3.3 | -7.2 | -3.3 | -13.3 | -9.1 | -11.2 | -8.9 | -12.9 | 3.3 | -3.3 | 3.2 | -3.6 | 3.9 | -1.7 | 2.2 | -3.6 | 11.1 | 6.5 | -26.1 | -29.4 | 6.1 | -1.1 | 5.6 | 3.3 | 6.7 | 2.8 | 13.7 | 2 | -3.9 | -6.1 | -2.2 | -9 | 2.2 | -3.3 | -7.8 | -10.3 | 11.7 | -2.9 | -3.7 | -11.4 | -3.3 | -9.4 | 2.6 | -1.9 | -11.7 | -13.5 | -6.1 | -10 | 0 | -3.9 | 6.1 | 6 | -2 | -6 | 1.1 | -7.8 | 7.6 | 3.1 | 1.1 | -2.2 | -7.2 | -13.3 | -7 | -8 | 12.9 | 12.3 | 12.9 | 1.2 | -6.1 | -11.1 | 5 | 3.9 | 0.6 | -2.8 | 10 | -6 | 20 | 16.1 | 12.8 | 11.1 | 12 | 11.9 | 13.3 | 10 | 15.3 | 6.6 | -2.8 | -12.8 | 1.7 | -0.6 | -5.6 | -9.7 | 2.8 | 0.6 | -4.8 | -7.2 | 0.2 | -2.1 | -2 | -10.3 | -2.8 | -14.4 | 11.1 | -3.3
0 | -3 | 1.7 | -3.3 | 7.8 | 5 | 10.6 | 7.2 | 1.1 | -9 | 14.4 | 1.1 | 7 | 6 | 9.6 | 8.6 | 10 | 2.2 | 8.3 | 2.2 | 11.7 | 8.2 | 3.9 | 3.7 | -2.8 | -3.3 | 5.9 | 1 | 8 | 3 | 10.6 | 7.1 | 23.3 | 20.6 | 8.7 | 5.8 | 22.8 | 20 | 8.9 | -3.9 | 21.1 | 14.4 | 0 | -0.6 | -5 | -8.9 | 7.2 | 2.8 | 5 | 0 | -1.1 | -1.1 | 5.6 | -1.2 | 9.4 | 7.2 | 11.1 | 6.7 | 5 | 3.9 | -20 | -23 | -16.8 | -22.8 | -4.3 | -7.9 | -3.9 | -7.2 | -3.3 | -12.2 | -10.9 | -12.7 | -9.4 | -13.9 | 1.7 | -3.9 | 2.8 | -3.9 | 3.3 | -1.7 | 1.7 | -4.4 | 11.1 | 7.2 | -25.6 | -29.4 | 5.6 | -2.2 | 4.4 | 3.3 | 6.7 | 2.2 | 12.4 | -0.7 | -6.7 | -8.9 | -2.8 | -10 | 2.2 | -3.3 | -8.3 | -11.1 | 11.1 | -2.7 | -3.5 | -11 | -3.9 | -9.4 | 1.8 | -1.9 | -13.3 | -14.3 | -6.7 | -10.6 | -2.2 | -6.1 | 6.1 | 6.1 | -3 | -6 | 1.1 | -8.3 | 7.4 | 2.7 | 1.1 | -2.2 | -8.3 | -13.9 | -7 | -8 | 13.7 | 13.3 | 11.5 | 1.2 | -7.2 | -12.8 | 4.4 | 3.3 | 0 | -3.3 | 9.4 | -7.2 | 20 | 16.1 | 12.8 | 10.6 | 12.2 | 12.2 | 11.1 | 10 | 14.4 | 7.2 | -2.2 | -13.3 | 1.1 | 0 | -5.6 | -9.9 | 2.8 | 0.6 | -4.6 | -7 | 0.6 | -2.2 | -3 | -10.1 | -3.3 | -13.9 | 10.7 | -3
0 | -3 | 1.7 | -2.8 | 6.5 | 4.3 | 9.3 | 5.3 | 0 | -8.9 | 12.2 | 1.7 | 7 | 6 | 8.3 | 7.8 | 9.4 | 1.7 | 6.7 | 2.8 | 11.7 | 8.3 | 3.9 | 3.9 | -2.8 | -3.3 | 4.6 | 2 | 9 | 2 | 10 | 7.8 | 22.8 | 20 | 6.7 | 5 | 21.1 | 19.4 | 7.8 | -2.8 | 21.1 | 14.4 | 0 | -0.4 | -4.5 | -9.5 | 7.2 | 3.3 | 4.4 | 0 | -1.1 | -1.1 | 5 | -1.7 | 8.9 | 7 | 10.5 | 6.7 | 3.9 | 1.1 | -20 | -23 | -17.2 | -22.8 | -5 | -8.9 | -3.9 | -7.2 | -3.3 | -12.2 | -12.8 | -14.4 | -10.3 | -14.1 | 1.1 | -3.3 | 2.4 | -3.8 | 3.9 | -1.7 | 1.1 | -3.8 | 10.9 | 7.4 | -24.4 | -27.8 | 4.4 | -2.2 | 5 | 3.3 | 6.1 | 1.1 | 11.1 | -4.4 | -9.4 | -11.7 | -3.5 | -9.4 | 1.1 | -3.3 | -8.9 | -12.2 | 10.6 | -2.8 | -3.3 | -11.7 | -3.9 | -10 | 1.1 | -2.2 | -15 | -15.6 | -7.2 | -10.6 | -1.7 | -5.6 | 5.7 | 5.6 | -3 | -6 | 1.1 | -5.6 | 7.2 | 2.2 | 1.1 | -1.7 | -10.6 | -14.4 | -7 | -8 | 14.4 | 13.9 | 10 | 0.6 | -8.3 | -13.9 | 4.4 | 3.3 | -0.6 | -4.4 | 8.1 | -6 | 19.8 | 16.1 | 13.3 | 10.6 | 12.6 | 12.6 | 8.3 | 7.2 | 12.4 | 6.7 | -2.2 | -12.2 | 1.1 | 0 | -5.6 | -10.6 | 3.3 | 0.6 | -4.4 | -7.2 | 0.6 | -1.6 | -3.9 | -10.6 | -4.4 | -12.8 | 10.4 | -2.9
0 | -2 | 1.7 | -3.3 | 5.2 | 3.7 | 8 | 3.3 | -1.1 | -10 | 11.7 | 1.7 | 8 | 6 | 7.9 | 7.3 | 9.4 | 3.3 | 5 | 3.3 | 11.5 | 8.4 | 4.4 | 3.3 | -2.2 | -3.9 | 3.3 | 2.8 | 9 | 2 | 9.6 | 7.6 | 22.8 | 20 | 7.8 | 5.1 | 20.6 | 19.4 | 8.3 | -4.4 | 21.1 | 15 | 0 | -0.1 | -3.9 | -11.1 | 7.2 | 3.9 | 2.8 | 0 | -1.1 | -1.1 | 4.4 | -1.6 | 8.3 | 6.9 | 10 | 6.7 | 3.9 | 1.1 | -20 | -23 | -17.9 | -22.8 | -5.9 | -9 | -4.4 | -7.2 | -3.3 | -12.8 | -12.8 | -14.5 | -11.3 | -14.9 | 0.6 | -3.3 | 2.1 | -4.3 | 3.3 | -2.2 | 0.6 | -3.9 | 10.8 | 7.7 | -24.4 | -28.3 | 2.8 | -2.8 | 5 | 3.3 | 5.6 | 1.1 | 10.4 | -4.2 | -11.1 | -13.3 | -4.3 | -10 | -0.6 | -3.9 | -9.5 | -12.6 | 10.8 | -2 | -3.1 | -10.4 | -4.4 | -9.4 | 1.1 | -2.2 | -15.2 | -15.9 | -7.2 | -10 | -1.7 | -6.1 | 5.4 | 5 | -3 | -7 | -0.6 | -2.2 | 7 | 2.3 | 1.1 | -1.7 | -10.6 | -13.9 | -7 | -8 | 14.8 | 14.4 | 8.7 | 0.6 | -10 | -14.4 | 4.4 | 3.3 | -1.7 | -4.4 | 6.9 | -6 | 19.6 | 16.1 | 13.3 | 10.6 | 12.9 | 12.9 | 8.9 | 8.3 | 10.3 | 5.9 | -2.2 | -13.3 | 1.1 | 0 | -5.4 | -10 | 3.3 | 0.6 | -4.4 | -7.1 | 0.6 | -1.2 | -4.1 | -9.8 | -3.9 | -13.3 | 10 | -3.9
0 | -3 | 2.2 | -2.8 | 3.9 | 2.8 | 6.7 | 1.1 | -2.2 | -8.7 | 11.7 | 1.1 | 7 | 6 | 7.6 | 7 | 8.3 | 2.2 | 4.4 | 2.8 | 11.3 | 8.4 | 2.8 | 2.8 | -2.2 | -3.3 | 2.6 | 2.2 | 9 | 3 | 9.3 | 7.4 | 22.8 | 20 | 8.9 | 5.1 | 21.1 | 19.4 | 7.2 | -4.4 | 20.6 | 15 | 0 | 0 | -3.7 | -9 | 7.8 | 3.9 | 1.1 | -0.6 | -1.1 | -1.1 | 3.9 | -1.8 | 7.8 | 6.7 | 9.4 | 6.7 | 3.3 | 0.6 | -20 | -23 | -18.7 | -22.8 | -6.9 | -9.7 | -3.9 | -7.2 | -3.9 | -12.8 | -12.8 | -14.6 | -12.2 | -16.1 | 0.6 | -3.3 | 1.7 | -5.6 | 2.8 | -3.9 | 0 | -4.4 | 10.6 | 7.8 | -25 | -28.9 | 0.6 | -3.9 | 5 | 2.8 | 5.6 | 0.6 | 9.6 | -4.9 | -10 | -12.8 | -5 | -11.1 | -1.1 | -3.3 | -10 | -13.3 | 10.9 | -1.3 | -3 | -10.3 | -6.1 | -10 | 1.1 | -2.5 | -15.4 | -16.2 | -7.8 | -10.6 | -1.1 | -5.6 | 5 | 4.4 | -3 | -7 | -0.6 | -2.2 | 6.9 | 2.2 | 1.1 | -1.1 | -10.6 | -13.9 | -7 | -9 | 15.2 | 14.8 | 7.4 | 0.8 | -11.1 | -15 | 4.4 | 3.3 | -2.2 | -5 | 5.6 | -6.7 | 19.4 | 16.1 | 13.3 | 10.6 | 13.3 | 13.3 | 8.9 | 8.3 | 8.3 | 5 | -2.8 | -12.8 | 1.1 | 0 | -5.2 | -10 | 3.9 | 0.6 | -4.4 | -7.4 | 0.6 | -1.1 | -4.2 | -9.7 | -3.9 | -13.9 | 9.3 | -2.3
0 | -3 | 2.2 | -3.9 | 3.3 | 2.3 | 5.9 | 0.8 | -3.3 | -8.8 | 11.1 | 1.1 | 7 | 6 | 7.2 | 6.7 | 7.8 | 1.7 | 4.4 | 2.8 | 11.1 | 8.3 | 3.3 | 2.1 | -2.2 | -3.3 | 1.8 | 1.7 | 8 | 3 | 8.9 | 7.2 | 22.2 | 20 | 10 | 5 | 20.6 | 19.4 | 6.7 | -3.9 | 21.1 | 15 | 0 | 0 | -3.5 | -8.2 | 7.2 | 3.9 | 0 | -1.7 | -0.7 | -1.6 | 3.3 | -2.2 | 7.2 | 6.3 | 8.9 | 6.2 | 4.4 | 1.1 | -20 | -22 | -19.4 | -22.8 | -7.8 | -10.6 | -3.3 | -6.7 | -3.9 | -10 | -12.8 | -15 | -12.4 | -16.1 | 2.2 | -3.3 | 1.3 | -4.6 | 1.1 | -5 | -0.6 | -4.2 | 10.6 | 8 | -25 | -28.9 | -1.1 | -5.6 | 4.4 | 2.8 | 5.6 | 0.6 | 8.9 | -6.1 | -9.4 | -11.7 | -6.1 | -10.8 | -1.7 | -4.4 | -10.6 | -14.4 | 11.1 | -1.1 | -2.8 | -11.1 | -5.6 | -9.4 | 1.1 | -3.3 | -15.6 | -16.7 | -8.3 | -10.6 | -2.2 | -5.6 | 5 | 4.4 | -5 | -7 | -1.1 | -2.2 | 6.7 | 2.2 | 2.2 | -1.1 | -10 | -12.8 | -7 | -9 | 15.6 | 15 | 6.1 | 0.6 | -12.2 | -16.7 | 4.4 | 3.3 | -2.8 | -5.6 | 5.2 | -5.9 | 18.7 | 16.2 | 13.3 | 10.6 | 13.5 | 13.5 | 7.8 | 7.8 | 7.4 | 4.5 | -2.8 | -7.2 | 0.6 | -1.1 | -5 | -10.6 | 3.3 | -1.1 | -4.4 | -8.3 | 0.6 | -0.9 | -4.4 | -10.6 | -3.9 | -14.4 | 8.5 | -1.9
0 | -3 | 1.7 | -3.3 | 2.8 | 1.6 | 5.2 | 0.4 | -4.4 | -9.4 | 10 | 1.1 | 7 | 6 | 6.8 | 6.2 | 7.8 | -0.6 | 5 | 2.8 | 11.1 | 8.2 | 2.2 | 2.1 | -2.2 | -3.3 | 1.1 | 1.1 | 8 | 3 | 8.9 | 7.4 | 21.7 | 19.4 | 8.5 | 4.9 | 20 | 19.4 | 6.1 | -3.3 | 20.6 | 15 | 0 | 0 | -3.3 | -7.8 | 6.7 | 3.9 | 0.6 | -1.1 | -0.4 | -2.3 | 3.3 | -1.8 | 6.7 | 6 | 8.3 | 5.6 | 4.4 | 1.1 | -20 | -22 | -19.8 | -22.8 | -7.4 | -9.9 | -2.8 | -6.7 | -3.9 | -10.6 | -14.3 | -16.4 | -12.6 | -16.6 | 2.8 | -5 | 1 | -4.5 | 0 | -5.6 | -1.1 | -4.4 | 10.6 | 8.2 | -25.6 | -28.9 | -1.7 | -6.1 | 3.3 | 2.2 | 5 | 0.6 | 7.2 | -4 | -9.4 | -11.7 | -7.2 | -11.6 | -3.3 | -5.6 | -11.7 | -15 | 10.4 | -0.9 | -2.6 | -10.2 | -7.8 | -10.6 | 0.7 | -4 | -15.8 | -16.9 | -8.3 | -10.6 | -2.2 | -5 | 5 | 4.4 | -5 | -8 | -0.6 | -2.2 | 6.3 | 1.8 | 2.8 | 0.6 | -11.1 | -13.3 | -7 | -9 | 15.8 | 15.4 | 4.8 | 0.5 | -13.9 | -17.8 | 4.4 | 3.3 | -3.3 | -5.6 | 4.8 | -5.7 | 17.9 | 16.1 | 12.8 | 10 | 13.7 | 13.7 | 6.1 | 6.1 | 6.5 | 4 | -5 | -7.8 | 0.6 | -1.1 | -5.4 | -10.3 | 3.3 | -1.1 | -5 | -8.2 | 0.6 | -0.9 | -4.2 | -9.2 | -4.4 | -13.3 | 7.8 | -1.7
0 | -3 | 2.2 | -3.9 | 2.2 | 1.1 | 4.4 | 0 | -3.9 | -8.7 | 9.4 | 1.1 | 7 | 6 | 6.5 | 5.9 | 7.8 | -3.3 | 3.3 | 2.2 | 11.1 | 8 | 2.2 | 1.7 | -2.2 | -2.8 | 1.3 | 0 | 8 | 4 | 8.9 | 7.7 | 22.2 | 20 | 7.1 | 4.9 | 20.6 | 19.4 | 4.4 | -1.7 | 21.1 | 15 | 0 | 0 | -4.2 | -7.7 | 5.6 | 2.8 | 2.2 | 0.6 | 0 | -3.3 | 3.3 | -1.6 | 6.1 | 5.6 | 7.8 | 5 | 5.6 | 1.1 | -19 | -22 | -20.2 | -22.8 | -7.1 | -9.5 | -3.3 | -6.7 | -3.9 | -12.2 | -15.7 | -17.9 | -12.8 | -17.8 | 0 | -6.1 | 0.6 | -5 | -1.1 | -5.6 | -1.7 | -5 | 10.6 | 8.3 | -25.6 | -28.9 | -3.3 | -6.7 | 3.3 | 2.8 | 5 | 2.2 | 5.6 | -2.8 | -9.4 | -12.2 | -8.3 | -12.8 | -1.7 | -4.4 | -12.8 | -15.9 | 9.6 | -0.8 | -2.4 | -10.4 | -8.3 | -11.1 | 0.4 | -5 | -15.9 | -17.3 | -10 | -12.8 | -2.8 | -5.6 | 5 | 4.4 | -6 | -9 | -0.6 | -2.2 | 6 | 1.5 | 1.7 | 0 | -12.8 | -14.4 | -7 | -9 | 15.9 | 15.5 | 3.5 | 0.2 | -14.4 | -18.3 | 4.4 | 3.3 | -3.3 | -5.6 | 4.4 | -6.7 | 17.2 | 16.1 | 12.8 | 10 | 13.9 | 13.9 | 6.7 | 6.7 | 5.6 | 3.3 | -4.4 | -8.3 | 0.6 | -1.1 | -5.7 | -10.6 | 3.3 | -1.1 | -5.5 | -8.5 | 0.6 | -1.1 | -4.1 | -8.7 | -6.7 | -13.9 | 8 | -1.8
-3 | -5 | 1.7 | -5 | 5.9 | 3.6 | 4.8 | -0.3 | -3.3 | -8.3 | 9.4 | 0.6 | 7 | 6 | 6.1 | 5.6 | 7.8 | -3.9 | 3.9 | 2.2 | 11.1 | 7.8 | 3.3 | 2.8 | -2.2 | -2.8 | 1.5 | -1.2 | 8 | 4 | 8.9 | 7.8 | 22.2 | 20 | 5.6 | 4.4 | 20.6 | 20 | 5.6 | -1.7 | 20.6 | 15.6 | 0.4 | 0.4 | -5.2 | -8.4 | 4.4 | 1.7 | 2.8 | 1.1 | 1.1 | -2.7 | 3.3 | -1.7 | 6.7 | 5.8 | 8.3 | 5.3 | 5 | 0.6 | -20 | -23 | -20.6 | -22.8 | -6.7 | -9.4 | -3.3 | -7.2 | -3.9 | -12.8 | -17.2 | -20 | -13.2 | -17.4 | -1.1 | -6.7 | 1 | -4.5 | -0.6 | -5.6 | -0.2 | -4 | 11.7 | 9.1 | -26.1 | -29.4 | -3.3 | -7.2 | 3.3 | 2.8 | 6.1 | 3.3 | 3.9 | -2.8 | -10 | -12.2 | -7.2 | -11.2 | -1.1 | -4.4 | -13.9 | -17.2 | 8.9 | -1.1 | -2.2 | -11.7 | -9.4 | -11.7 | 0 | -7.2 | -16.1 | -17.8 | -10.6 | -13.3 | -2.8 | -5 | 5.4 | 4.5 | -6 | -8 | -0.6 | -2.2 | 5.6 | 1.1 | 1.7 | -0.6 | -10.6 | -12.8 | -7 | -9 | 16.1 | 15.6 | 2.2 | 0 | -15 | -17.8 | 4.4 | 3.3 | -2.2 | -5 | 6.3 | -5 | 18.7 | 16.3 | 12.8 | 10 | 14.3 | 14.3 | 7.2 | 7.2 | 8.4 | 5 | -3.9 | -10.6 | 0 | -2.8 | -6.1 | -11.7 | 3.3 | 0 | -6.1 | -9.4 | 0.8 | -0.7 | -3.9 | -8.9 | -6.7 | -13.9 | 8.1 | -2.2
-4 | -5 | 1.7 | -6.7 | 9.6 | 6.2 | 5.2 | -0.5 | -2.8 | -8.9 | 10.6 | 0.6 | 8 | 7 | 8.9 | 6.9 | 9.4 | -3.3 | 4.4 | 3.3 | 10.7 | 7.4 | 4.4 | 3.9 | -2.2 | -2.8 | 1.7 | -2.8 | 11 | 4 | 11.7 | 8.6 | 23.3 | 20 | 8 | 6.3 | 20.6 | 20 | 8.9 | -4.4 | 20.6 | 15.6 | 0.7 | 0.7 | -6.1 | -9.4 | 5 | 1.7 | 3.9 | 1.1 | 2.2 | -2.2 | 5.5 | -0.3 | 7.2 | 5.9 | 8.9 | 5.5 | 4.4 | -1.7 | -20 | -24 | -18 | -21.2 | -4.3 | -7.9 | -3.3 | -7.2 | -3.9 | -13.3 | -15 | -17 | -13.5 | -17.7 | -3.3 | -8.9 | 1.3 | -5 | 0.6 | -5 | 1.3 | -3.7 | 12.8 | 9.8 | -26.7 | -30.6 | -1.7 | -5.6 | 4.4 | 2.8 | 6.1 | 2.2 | 6.7 | -2.2 | -10 | -12.8 | -6.1 | -10.3 | 1.7 | -2.2 | -11.7 | -15.9 | 10.2 | -0.3 | -1.1 | -9.9 | -6.7 | -10.6 | 0.2 | -7.1 | -13.9 | -16.3 | -10 | -12.8 | -1.7 | -4.4 | 5.7 | 4.4 | -5 | -8 | -0.6 | -2.2 | 6 | 1.3 | 2.8 | 1.1 | -9.4 | -11.7 | -7 | -10 | 17 | 16.5 | 5.7 | 1.6 | -15.6 | -18.3 | 4.4 | 3.3 | -0.6 | -3.3 | 8.1 | -4.7 | 20.2 | 16.7 | 13.3 | 10.6 | 14.6 | 14.6 | 9.4 | 9.4 | 11.1 | 6.1 | -4.4 | -7.8 | 0 | -3.3 | -5.2 | -10.1 | 3.3 | -0.6 | -5.7 | -8.9 | 0.9 | -0.6 | -0.9 | -6.5 | -3.9 | -13.9 | 8.3 | -3.3
-6 | -7 | 2.2 | -6.1 | 13.3 | 8.3 | 5.6 | -1.1 | 1.8 | -6.2 | 15.6 | 1.7 | 8 | 7 | 11.6 | 8.1 | 11.1 | -2.8 | 8.3 | 3.9 | 10.4 | 7.1 | 7.8 | 6.1 | -1.7 | -2.8 | 3.2 | -3.2 | 13 | 6 | 14.4 | 9 | 25 | 20 | 10.4 | 7.8 | 21.1 | 20.6 | 9.4 | -2.8 | 23.9 | 16.1 | 1.1 | 1.1 | -4.4 | -8.7 | 7.2 | 2.2 | 4.4 | 1.7 | 3.3 | -2.2 | 7.8 | 1.2 | 7.8 | 6.1 | 9.4 | 5.6 | 4.4 | -2.8 | -18 | -21 | -15.4 | -20.2 | -1.8 | -6.7 | -2.8 | -6.1 | -3.3 | -10 | -12.8 | -14.2 | -13.9 | -18.3 | -5.6 | -10 | 1.7 | -6.1 | 1.7 | -5.6 | 2.8 | -3.9 | 13.9 | 10.6 | -26.1 | -30 | 0.6 | -3.3 | 4.4 | 3.3 | 6.1 | 1.7 | 9.4 | -2.2 | -10 | -12.8 | -5 | -10 | 5 | -2.2 | -9.4 | -15.1 | 11.5 | 0 | 0 | -9.1 | -4.4 | -10.6 | 0.4 | -7.8 | -11.6 | -14.9 | -8.9 | -11.7 | 0 | -3.3 | 6.1 | 4.4 | -5 | -8 | 0.6 | -1.7 | 6.3 | 1.6 | 3.9 | 0 | -7.8 | -11.1 | -7 | -9 | 18 | 17.5 | 9.3 | 3.1 | -13.9 | -18.9 | 5 | 3.9 | 1.1 | -2.8 | 10 | -5 | 21.7 | 16.7 | 15 | 11.1 | 15 | 15 | 12.2 | 12.2 | 13.9 | 7.2 | -4.4 | -7.8 | 0 | -2.2 | -4.2 | -9 | 3.9 | 0 | -5.4 | -9 | 1.1 | -0.6 | 2 | -5.2 | -2.2 | -12.8 | 9.8 | -2.2
-7 | -8 | 2.2 | -5.6 | 15.5 | 8.3 | 6.7 | -0.9 | 6.5 | -5.1 | 18.9 | 1.1 | 7 | 6 | 14.4 | 8.9 | 12.2 | -2.8 | 10 | 1.1 | 10 | 6.7 | 11.1 | 6.7 | -1.1 | -3.3 | 4.6 | -4.4 | 18 | 10 | 17.2 | 8.9 | 26.1 | 18.9 | 12.8 | 9.4 | 22.2 | 20.6 | 13.3 | -3.3 | 23.3 | 15.6 | 1.7 | 1.7 | -2.8 | -8.7 | 10 | 2.2 | 8.9 | 3.9 | 5.5 | -1.6 | 10 | 2.2 | 9.8 | 6.9 | 10.9 | 6.3 | 5 | -3.3 | -16 | -20 | -12.8 | -20 | 0.6 | -6.7 | -2.8 | -6.7 | -2.2 | -11.1 | -10.6 | -11.7 | -12.4 | -17.6 | -6.1 | -10.6 | 3.9 | -4 | 2.8 | -5 | 4.8 | -3.3 | 15.9 | 11.3 | -25 | -28.9 | 2.8 | -4.4 | 5 | 2.2 | 6.7 | 0.6 | 12.2 | -3.9 | -8.9 | -12.8 | -3.3 | -8.7 | 6.7 | -3.3 | -7.2 | -15.6 | 12.8 | 0.6 | 1.1 | -10 | -2.2 | -10.6 | 0.6 | -10 | -9.4 | -14.4 | -5 | -8.9 | 1.1 | -2.2 | 8 | 4.4 | -5 | -7 | 4.4 | -5.6 | 6.7 | 1.7 | 6.1 | -2.2 | -6.7 | -11.1 | -7 | -9 | 18.9 | 18.3 | 12.8 | 3.9 | -8.9 | -18.3 | 5 | 3.9 | 5 | -2.2 | 12.8 | -3.4 | 22.4 | 16.7 | 15.6 | 11.7 | 16.5 | 15.2 | 16.1 | 13.9 | 16.1 | 9.3 | -4.4 | -7.8 | 0.6 | -2.2 | -3.3 | -8.9 | 3.9 | 0 | -5 | -9.4 | 1.5 | -0.2 | 5 | -5 | -0.6 | -12.8 | 11.3 | -1.3
-8 | -10 | 3.3 | -5 | 17.8 | 7.6 | 7.8 | -0.8 | 11.1 | -6.1 | 21.1 | 1.1 | 7 | 6 | 15.9 | 9.6 | 12.2 | -0.6 | 10.6 | 2.8 | 10.9 | 6.1 | 14.4 | 6.7 | 0 | -2.8 | 6.1 | -6.7 | 20 | 12 | 18.3 | 8.9 | 26.7 | 18.9 | 14.6 | 9.9 | 25 | 20 | 15 | -4.4 | 23.9 | 15.6 | 2.2 | 2.2 | -1.1 | -10 | 11.7 | 1.1 | 11.7 | 4.4 | 7.8 | -1.7 | 12.8 | 2.9 | 11.9 | 7.4 | 12.4 | 6.7 | 5 | -3.9 | -14 | -19 | -10.2 | -17.8 | 1.9 | -4.7 | -2.8 | -6.7 | 0.6 | -11.1 | -8.9 | -11.4 | -10.9 | -17.2 | -5.6 | -10 | 6.1 | -2.9 | 4.4 | -4.4 | 6.9 | -3.7 | 18 | 12.3 | -24.4 | -28.9 | 4.4 | -4.4 | 7.2 | 2.2 | 5.6 | 0.6 | 14.6 | -3.3 | -8.3 | -12.2 | -1.7 | -8.3 | 7.8 | -4.4 | -7.4 | -13.3 | 14.1 | 2 | 1.3 | -8.8 | -1.1 | -10.6 | 1.5 | -8.6 | -7.4 | -13.5 | 0 | -10 | 2.2 | -1.1 | 9.8 | 4.2 | -3 | -7 | 5 | -4.4 | 6.3 | 2.2 | 7.8 | -1.7 | -5.6 | -9.4 | -6 | -9 | 18.9 | 18.3 | 14.6 | 2.8 | -6.1 | -15 | 5.6 | 3.9 | 6.7 | -3.3 | 15.5 | -2.6 | 23.2 | 16.8 | 16.7 | 11.1 | 17.9 | 15.2 | 20.6 | 14.4 | 18.4 | 11.3 | -3.9 | -7.8 | 1.7 | -3.3 | -3.1 | -8.1 | 4.4 | 0 | -4.6 | -9 | 1.8 | -0.3 | 6.7 | -3.9 | 0 | -13.3 | 12.8 | -1.1
-9 | -12 | 3.9 | -6.1 | 20 | 6.1 | 8.9 | -1.1 | 12 | -5.3 | 23.9 | 0.6 | 7 | 6 | 17.4 | 9.8 | 12.8 | 1.1 | 11.1 | 3.3 | 11.9 | 5.1 | 15 | 5 | 1.1 | -3.3 | 6.5 | -6 | 21 | 12 | 19.5 | 8.5 | 26.7 | 18.3 | 16.5 | 10.2 | 25.6 | 21.1 | 16.1 | -4.4 | 23.9 | 15 | 2.8 | 2.8 | -1.8 | -8.2 | 11.1 | 1.1 | 13.9 | 5 | 10 | -2.2 | 15.5 | 3.3 | 13.9 | 7.8 | 13.9 | 7.2 | 5 | -3.9 | -14 | -19 | -7.6 | -16.4 | 3.1 | -3.3 | -1.7 | -7.8 | 2.2 | -10.6 | -7.3 | -11.8 | -9.4 | -18.3 | -4.4 | -10 | 8.3 | -2.2 | 5.6 | -6.1 | 8.9 | -5 | 20 | 12.8 | -23.3 | -27.8 | 5.6 | -7.2 | 7.8 | 2.2 | 5.6 | -0.6 | 17 | -4.3 | -7.2 | -11.7 | 0 | -8.9 | 9.4 | -6.1 | -7.6 | -12.1 | 15.4 | 3.2 | 1.5 | -8.6 | -0.6 | -10.6 | 2.4 | -8.5 | -5.3 | -13.6 | 1.7 | -8.3 | 3.3 | -0.6 | 11.7 | 3.3 | -2 | -7 | 5 | -3.3 | 6 | 2.5 | 8.9 | -2.8 | -3.9 | -7.8 | -6 | -8 | 18.9 | 17.9 | 16.5 | 0.6 | -5.6 | -14.4 | 6.1 | 3.9 | 8.9 | -2.8 | 18.3 | -2.8 | 23.9 | 16.7 | 17.2 | 11.7 | 19.4 | 15 | 22.2 | 12.8 | 20.6 | 13.3 | -2.2 | -8.9 | 2.8 | -3.3 | -3 | -8.2 | 4.4 | -0.6 | -4.3 | -9.1 | 2.2 | 0 | 8.3 | -4 | 1.1 | -12.2 | 13.2 | -1
-8 | -11 | 4.4 | -5.6 | 21.1 | 6.6 | 9.6 | -0.8 | 13 | -4.9 | 25 | -1.1 | 7 | 5 | 18.9 | 10 | 13.3 | 2.8 | 12.2 | 4.4 | 12.8 | 3.9 | 16.1 | 8.3 | 1.1 | -3.3 | 6.8 | -6.4 | 19 | 12 | 20.6 | 8.3 | 27.2 | 18.3 | 18.3 | 10 | 27.2 | 20.6 | 16.1 | -5 | 26.1 | 15 | 5 | 3.3 | -2.6 | -7.6 | 10 | -0.6 | 15 | 6.1 | 10.9 | -3.2 | 18.3 | 2.8 | 15.2 | 8.2 | 15 | 7.3 | 5 | -3.9 | -13 | -18 | -5 | -16.7 | 4.4 | -2.2 | -1.7 | -7.8 | 3.3 | -8.9 | -5.6 | -13.3 | -8.5 | -17.1 | -3.9 | -9.4 | 9.6 | -0.8 | 5 | -7.8 | 9.5 | -3.6 | 18.7 | 13.6 | -22.8 | -27.8 | 6.7 | -7.2 | 8.9 | 1.1 | 5 | -0.6 | 19.4 | -6.1 | -5 | -10.6 | 0.6 | -7.9 | 11.7 | -6.1 | -7.8 | -11.7 | 16.7 | 4.4 | 1.7 | -10 | 1.1 | -10 | 3.3 | -9.4 | -3.3 | -15.6 | 3.3 | -7.2 | 4.4 | 0 | 12.8 | 3.2 | -2 | -9 | 3.9 | 0.6 | 5.6 | 2.8 | 10 | -2.2 | -3.3 | -7.8 | -6 | -8 | 18.9 | 17.8 | 18.3 | -2.8 | -3.3 | -12.2 | 6.1 | 3.9 | 10.6 | -3.9 | 20.3 | -2.4 | 23.7 | 17 | 16.1 | 11.7 | 20.7 | 14.4 | 23.3 | 12.2 | 21.9 | 13.3 | -1.7 | -8.3 | 3.3 | -3.9 | -2.8 | -8.9 | 3.9 | 0 | -3.9 | -10 | 2.2 | 0.1 | 10 | -4.4 | 1.1 | -12.8 | 13.5 | -1.1
-6 | -9 | 4.4 | -4.4 | 22.2 | 6.5 | 10.4 | -0.9 | 13.9 | -6.1 | 26.7 | -1.7 | 6 | 4 | 19.3 | 10.1 | 13.9 | 4.4 | 11.7 | 5.6 | 12.6 | 3.6 | 14.4 | 7.2 | 1.1 | -2.8 | 7.2 | -7.2 | 17 | 13 | 20.6 | 9.2 | 26.7 | 18.3 | 19.1 | 10.2 | 28.3 | 20 | 12.8 | 1.7 | 24.4 | 13.9 | 7.2 | 3.8 | -3.3 | -7.8 | 8.3 | 3.3 | 17.2 | 5.6 | 11.9 | -4.1 | 18.7 | 2.9 | 16.5 | 8.7 | 16.1 | 7.4 | 5.6 | -4.4 | -13 | -17 | -5 | -15 | 4.4 | -2 | -0.6 | -7.8 | 4.4 | -8.3 | -5.4 | -12.6 | -7.6 | -16.7 | -2.2 | -7.8 | 10.9 | 0.6 | 4.4 | 2.2 | 10 | -2.6 | 17.4 | 14.1 | -22.2 | -27.2 | 7.8 | -9.4 | 10 | 1.1 | 5 | -0.6 | 19.6 | -4.7 | -4.4 | -8.3 | 1.1 | -8 | 12.8 | -6.7 | -8 | -11.7 | 15.9 | 4.9 | 1.9 | -8.9 | 1.1 | -8.9 | 3.3 | -8.9 | -2.6 | -13.9 | 3.9 | -6.1 | 5 | 0 | 13.9 | 2.5 | -2 | -7 | 2.2 | 0.6 | 6.7 | 1.6 | 10 | -2.2 | -2.8 | -8.9 | -5 | -8 | 18.2 | 17.1 | 18.3 | -0.9 | -1.7 | -9.4 | 6.1 | 3.9 | 11.7 | -5 | 22.4 | -2.7 | 23.5 | 17 | 17.8 | 11.7 | 22 | 13.7 | 23.9 | 12.2 | 23.1 | 13 | -2.2 | -10 | 4.4 | -4.4 | -3 | -8.6 | 4.4 | 0 | -3.7 | -9 | 2.2 | 0.4 | 10.6 | -4.1 | 1.7 | -13.3 | 13.9 | -1.7
-7 | -10 | 4.4 | -5 | 23.3 | 6.7 | 11.1 | -1.1 | 13.7 | -5.3 | 27.2 | -2.8 | 7 | 4 | 19.6 | 9.8 | 13.3 | 5.6 | 10.6 | 6.1 | 12.4 | 2.8 | 13.9 | 8.3 | 1.7 | -2.2 | 6.8 | -7.4 | 17 | 13 | 20.6 | 10.4 | 26.1 | 18.3 | 19.8 | 9.7 | 28.3 | 18.9 | 13.9 | 1.1 | 23.9 | 15 | 9.4 | 3.9 | -3.3 | -7 | 6.1 | -1.7 | 18.3 | 6.1 | 12.8 | -6.7 | 19 | 2.8 | 17.8 | 8.9 | 17.2 | 7.2 | 6.1 | -5.6 | -13 | -17 | -5 | -15 | 4.4 | -2 | -0.6 | -7.8 | 4.4 | -6.1 | -5.2 | -13.1 | -6.7 | -17.8 | -1.7 | -7.8 | 12.2 | 1.7 | 4.4 | -5 | 10.6 | -2.2 | 16.1 | 14.4 | -21.7 | -26.7 | 8.3 | -10 | 11.1 | 1.1 | 4.4 | -1.1 | 19.8 | -4.6 | -3.3 | -7.8 | 1.7 | -9.4 | 13.9 | -7.8 | -8.1 | -12.1 | 15.2 | 4.9 | 2 | -8.8 | 1.7 | -10 | 3.3 | -9.2 | -1.8 | -13.8 | 5.6 | -6.1 | 4.4 | 0 | 15 | 1.7 | -2 | -7 | 5.6 | 2.2 | 7.8 | 0 | 10 | -2.2 | -1.1 | -10.6 | -5 | -8 | 17.4 | 16.3 | 18.3 | 0.4 | -1.1 | -8.3 | 6.1 | 3.9 | 12.2 | -5 | 24.4 | -3.9 | 23.3 | 17.2 | 18.3 | 11.1 | 23.3 | 12.2 | 24.4 | 12.2 | 24.4 | 12.8 | -3.3 | -8.3 | 5.6 | -4.4 | -3.1 | -8.8 | 3.3 | 0.6 | -3.5 | -8.9 | 2.2 | 0.6 | 11.1 | -4 | 1.7 | -14.4 | 12.6 | -1.2
-6 | -9 | 3.3 | -4.4 | 21.8 | 6.9 | 10.4 | -1.4 | 13.5 | -5 | 27.8 | -5 | 6 | 3 | 20 | 9.4 | 13.3 | 6.7 | 10 | 8.3 | 12.2 | 2.2 | 13.3 | 7.8 | 1.1 | -2.2 | 6.5 | -8.7 | 16 | 13 | 20.6 | 11.1 | 26.7 | 18.9 | 20.6 | 9.4 | 27.8 | 18.3 | 15.6 | 0.6 | 24.4 | 15 | 8.5 | 2.1 | -3.3 | -6.8 | 3.9 | -3.3 | 17.8 | 6.1 | 12.4 | -5.8 | 19.4 | 2.8 | 17.2 | 11.3 | 16.1 | 7.1 | 6.1 | -6.1 | -12 | -16 | -5 | -16.1 | 4.4 | -2.2 | -1.1 | -7.2 | 4.4 | -4.4 | -5 | -14.4 | -7.4 | -16.7 | -2.2 | -7.8 | 11.7 | 1.9 | 3.3 | -14.4 | 9.3 | 1.2 | 15.9 | 14.3 | -21.1 | -26.1 | 8.9 | -9.4 | 10.6 | 1.7 | 3.9 | -1.1 | 20 | -4.4 | -2.8 | -6.7 | 1.3 | -7.8 | 12.2 | -7.2 | -8.3 | -13.3 | 14.4 | 5 | 2.2 | -10 | 2.2 | -10.6 | 3.3 | -11.1 | -1.1 | -15.6 | 5.6 | -5 | 5 | 0.6 | 14.4 | 1.7 | -2 | -7 | 6.1 | 0 | 8.9 | -2.2 | 10 | -1.1 | -1.1 | -10 | -5 | -8 | 16.7 | 15.6 | 18.3 | 1.7 | 0 | -8.3 | 6.1 | 4.4 | 12.8 | -4.4 | 23.1 | -3.6 | 22.9 | 17.6 | 18.9 | 10.6 | 22.2 | 13.3 | 23.9 | 12.8 | 24 | 11.7 | -2.8 | -8.3 | 6.1 | -5.6 | -3.3 | -10 | 2.2 | -0.6 | -3.3 | -9.4 | 2.4 | 0.4 | 11.7 | -5 | 0.6 | -10.6 | 11.3 | -1
-8 | -12 | 2.8 | -4.4 | 20.4 | 6.7 | 9.6 | -1.8 | 13.3 | -6.1 | 27.8 | -6.1 | 7 | 4 | 18.5 | 9.9 | 12.8 | 6.7 | 11.7 | 8.3 | 11.3 | 2.6 | 12.8 | 7.2 | 1.1 | -2.2 | 6.1 | -11.1 | 17 | 13 | 19.8 | 11.3 | 25.6 | 17.8 | 19.3 | 9.2 | 26.7 | 18.3 | 15.6 | -1.1 | 23.9 | 15 | 7.6 | 0.1 | -3.3 | -7.2 | 3.3 | -2.8 | 17.8 | 6.7 | 12.1 | -6 | 18.1 | 3.2 | 16.7 | 13.5 | 15 | 7.1 | 5 | -7.2 | -12 | -16 | -6.1 | -14.8 | 4 | -1.9 | -0.6 | -7.8 | 3.3 | -3.3 | -5.6 | -13 | -8.2 | -17 | -2.8 | -9.4 | 11.1 | 1.6 | -0.6 | -16.7 | 8 | 3.5 | 15.8 | 14.2 | -21.1 | -26.1 | 8.3 | -10 | 10 | 1.7 | 4.4 | -2.8 | 18 | -2 | -1.7 | -6.7 | 1 | -7.1 | 13.3 | -6.7 | -8.3 | -12.5 | 13.5 | 6.4 | 1.5 | -8.9 | 1.1 | -12.2 | 2.6 | -9.8 | -1.1 | -12.3 | 1.7 | -5 | 5.6 | 1.1 | 13.9 | 1.9 | -2 | -6 | 5.6 | -1.1 | 7.2 | -0.4 | 10 | -1.7 | -0.6 | -11.1 | -5 | -8 | 16.3 | 15.2 | 16.6 | 5 | -1.1 | -11.1 | 6.7 | 4.4 | 11.1 | -8.3 | 21.9 | -3.7 | 22.6 | 18.2 | 18.9 | 11.1 | 21.1 | 14.1 | 23.3 | 12.8 | 23.7 | 11.1 | -3.9 | -7.2 | 5.6 | -5.6 | -4.1 | -10 | 2.8 | -1.1 | -6.1 | -10.5 | 2.6 | 0.1 | 10.8 | -4.3 | -0.6 | -12.2 | 10 | -1.1
-9 | -12 | 1.1 | -5.6 | 18.9 | 6.7 | 8.9 | -2.8 | 9.6 | -5.2 | 26.7 | -8.3 | 6 | 5 | 17.1 | 10.3 | 12.2 | 7.2 | 11.7 | 7.2 | 10.3 | 2.6 | 10.6 | 7.8 | 0.6 | -2.2 | 4.6 | -7.9 | 15 | 13 | 19.1 | 11.2 | 25.6 | 18.9 | 18 | 8.9 | 26.1 | 19.4 | 14.4 | -1.1 | 22.8 | 15 | 6.7 | -1.7 | -4.4 | -7.9 | 2.2 | -3.9 | 16.7 | 6.1 | 11.7 | -6.7 | 16.9 | 3.2 | 16.1 | 15 | 13.9 | 6.7 | 3.3 | -7.2 | -13 | -17 | -7.2 | -14.9 | 3.7 | -2 | -2.2 | -7.8 | 1.7 | -4.4 | -6.1 | -12.7 | -8.9 | -18.3 | -3.9 | -9.4 | 10.6 | 1.7 | -3.3 | -18.9 | 6.7 | 5 | 15.6 | 13.9 | -21.7 | -26.1 | 7.2 | -10.6 | 8.3 | 1.1 | 3.9 | -2.8 | 15.9 | -1.4 | -1.7 | -6.1 | 0.6 | -7.8 | 10.6 | -6.7 | -8.3 | -12.3 | 12.6 | 7.5 | 0.7 | -8.8 | 0 | -12.2 | 1.8 | -9.8 | -1.1 | -10.6 | 1.7 | -5.6 | 5 | 0.6 | 13.3 | 1.7 | -2 | -6 | 5 | -2.2 | 5.6 | 0.5 | 10 | -0.6 | -0.6 | -10.6 | -4 | -10 | 16 | 14.9 | 15 | 7.1 | -1.1 | -10.6 | 6.7 | 4.4 | 10 | -7.2 | 20.6 | -5 | 22.2 | 18.3 | 18.3 | 11.1 | 20 | 14.4 | 22.2 | 12.8 | 23.3 | 10 | -5 | -8.3 | 3.3 | -5 | -4.8 | -10.7 | 2.8 | -1.7 | -8.9 | -12.6 | 2.8 | 0 | 9.8 | -4.7 | -3.3 | -9.4 | 9.3 | -1.5
-12 | -15 | -0.5 | -6.7 | 16.2 | 8 | 7.2 | -2 | 5.2 | -5.5 | 23.3 | -6.4 | 4 | 3 | 14.9 | 9.8 | 11.5 | 6.7 | 10.2 | 6.1 | 9.4 | 3 | 8.1 | 7.2 | 0.2 | -2.7 | 2.6 | -6.6 | 16 | 12 | 17.6 | 11.1 | 23.6 | 18.3 | 16.4 | 8.7 | 23.3 | 19.8 | 12.6 | 1.4 | 21.5 | 16.2 | 4.6 | -2.1 | -4.7 | -8.7 | 0.7 | -4.1 | 12 | 4.8 | 7.4 | -5.2 | 15.1 | 3.6 | 14 | 12.6 | 13 | 7.4 | 2.3 | -7.6 | -15 | -18 | -8.6 | -15.8 | 1.8 | -4 | -2.8 | -7.8 | 1.4 | -5.2 | -8.2 | -14.3 | -10.7 | -17.7 | -4.7 | -10.4 | 8.2 | 3.1 | -5.3 | -12.4 | 6.2 | 3.9 | 14.2 | 12.4 | -20 | -25 | 3.8 | -10.9 | 6.9 | 1.2 | 3 | -2.8 | 12.8 | -1 | -3 | -5.4 | 0.1 | -6.5 | 6.6 | -5.7 | -9.1 | -13.5 | 11.5 | 6.8 | -0.3 | -9.6 | -1.4 | -10.7 | 0.7 | -10.8 | -2.1 | -10.9 | 1.3 | -4.8 | 2.8 | -1.3 | 9.6 | 1.4 | -2 | -6 | 3.2 | -0.9 | 4.2 | 1.5 | 9 | -1.9 | -2.2 | -9.9 | -3 | -8 | 15.2 | 13.9 | 12.9 | 8.5 | -2.2 | -8.8 | 6.9 | 4.7 | 7.6 | -5.8 | 14.9 | -2.3 | 20.7 | 17.2 | 15.5 | 10 | 17.8 | 13.5 | 20.1 | 14.1 | 20.4 | 10.6 | -4.3 | -7.7 | 1.5 | -3.7 | -5.5 | -11.7 | 2.2 | -1.2 | -10.6 | -13.9 | 0.7 | -1.9 | 7.7 | -5.9 | -4.5 | -10 | 6.8 | -3.5
-14 | -17 | -1 | -7.6 | 14 | 8.4 | 5.9 | -1.7 | 1.9 | -7.1 | 21 | -3.5 | 4 | 3 | 13.3 | 10 | 11.3 | 5 | 9.4 | 6.5 | 9.2 | 2.5 | 7 | 6.6 | -0.1 | -3.2 | 0.9 | -6.5 | 14 | 14 | 16.4 | 11.8 | 22 | 17.6 | 15.1 | 9.1 | 21.9 | 20 | 12 | 2.6 | 21.3 | 16.4 | 2.9 | -2.8 | -4.5 | -9.1 | 0.4 | -4.6 | 9.5 | 3.6 | 4 | -5.5 | 13.3 | 4 | 12.4 | 10.7 | 12.2 | 8 | 1 | -7.5 | -15 | -18 | -9.7 | -14.9 | -0.1 | -5.2 | -3.2 | -7.8 | 1.1 | -3.9 | -9.6 | -14.8 | -12.3 | -18.3 | -5.9 | -10.8 | 6.1 | 3.4 | -6 | -13 | 5.5 | 2.7 | 12.9 | 10.8 | -18.5 | -23.6 | 1.2 | -12.2 | 6.2 | 2.2 | 2.7 | -2.4 | 10.8 | 0 | -2.6 | -5.2 | -0.3 | -6.2 | 4.9 | -4.6 | -10.4 | -14 | 10.9 | 5 | -1.6 | -8.2 | -4.1 | -9.4 | -0.1 | -9.5 | -3.8 | -10.2 | 2.4 | -3.1 | 1.6 | -1.4 | 6.6 | 1 | -2 | -6 | 3.1 | -1.1 | 4.3 | 1.8 | 7.6 | -2.2 | -2 | -9.6 | -3 | -7 | 15 | 13.2 | 12.1 | 8.8 | -2.8 | -8.6 | 7.1 | 5 | 5.5 | -5.9 | 10.3 | -2.2 | 19.3 | 15.8 | 14.5 | 8.4 | 15.8 | 12.4 | 18.8 | 15 | 18.1 | 10.9 | -5.2 | -9.1 | 0.7 | -2.5 | -5.5 | -10.8 | 2.2 | -1.3 | -8.5 | -11.4 | -1.2 | -3.7 | 5.1 | -5.5 | -5.9 | -10.6 | 4.6 | -5.5
-16 | -18 | -1.4 | -8.1 | 12.6 | 8.6 | 4.9 | -1.9 | 1 | -6.3 | 18.8 | -2.8 | 5 | 3 | 12 | 9.6 | 10.7 | 4.7 | 9.2 | 6.7 | 9.1 | 2.6 | 5 | 5 | -0.5 | -3.7 | 0 | -5.9 | 13 | 13 | 15.3 | 11.9 | 21 | 17 | 14.2 | 9.3 | 21.2 | 19.6 | 10.7 | 4.3 | 20.8 | 16.5 | 1.6 | -3.4 | -3.7 | -8 | -0.3 | -4.8 | 6.4 | 2.5 | 1.3 | -6.1 | 12.1 | 4.2 | 11.2 | 9.3 | 11.8 | 8.7 | 0.7 | -7.6 | -16 | -20 | -10.5 | -14.7 | -1.9 | -6.9 | -3.8 | -7.2 | 0.7 | -3.6 | -11.1 | -15.9 | -13.6 | -19.4 | -6.7 | -11.8 | 4.4 | 3.1 | -4.9 | -9.8 | 4.8 | 1.6 | 11.5 | 9.3 | -15.8 | -21.5 | -3.2 | -13.1 | 5.6 | 2.5 | 2.7 | -2.6 | 9.2 | 0.4 | -2.3 | -4.6 | -0.6 | -6.6 | 4.2 | -4.4 | -11.5 | -14.9 | 10.5 | 3.3 | -2.5 | -7.8 | -4.6 | -7.9 | -0.6 | -9.3 | -5.3 | -10.5 | 2.4 | -1.8 | 1.6 | -1.6 | 4.2 | 0.4 | -3 | -6 | 2.7 | -1.2 | 4.5 | 2.2 | 6.4 | -2.4 | -1.1 | -8.2 | -2 | -6 | 14.7 | 12.3 | 11.4 | 8.9 | -3.3 | -8.1 | 7.3 | 5.4 | 3.4 | -5.4 | 6.9 | -2.7 | 18 | 14.5 | 13.2 | 7 | 14.2 | 11.1 | 18.2 | 15 | 16.1 | 10.7 | -4.6 | -8.7 | 1 | -1.9 | -5.4 | -10.5 | 2.2 | -1.5 | -6.8 | -9.8 | -2.8 | -5.5 | 3.1 | -6.1 | -7.3 | -11.6 | 3.3 | -6.3
-16 | -18 | -2.6 | -8.6 | 13.2 | 9 | 4.9 | -1.6 | 0.5 | -6 | 16 | -1.7 | 5 | 4 | 11.2 | 9.4 | 10.4 | 5.2 | 8.4 | 6.4 | 9 | 2.6 | 4.2 | 4.2 | -0.9 | -4.3 | -0.7 | -6 | 12 | 12 | 14.5 | 11.9 | 20.4 | 16.4 | 13.7 | 9.6 | 20.8 | 19.1 | 10.2 | 5.1 | 20.5 | 16.9 | 1.4 | -3.5 | -2.9 | -7.1 | -0.8 | -4.9 | 6.2 | 1.9 | 0.4 | -5.8 | 11.3 | 4.3 | 11.3 | 9.1 | 12 | 9.6 | 0.1 | -7.2 | -17 | -20 | -11 | -14.9 | -3.5 | -8.8 | -3.6 | -6.7 | 0.4 | -2.8 | -12.6 | -17.4 | -15.3 | -19.9 | -6.9 | -12 | 3.3 | 2.2 | -3.7 | -6.1 | 4 | 0.8 | 9.9 | 7.9 | -13.2 | -19.7 | -6.1 | -14.1 | 5.7 | 3.1 | 2.3 | -2.9 | 7.9 | 0.5 | -1.8 | -4.5 | -0.9 | -6.1 | 4.6 | -4.2 | -12.4 | -15.9 | 10.2 | 1.6 | -3 | -8 | -4.5 | -6.9 | -1.1 | -9.7 | -6.4 | -11.3 | 2 | -1.3 | 0.9 | -1.8 | 3.3 | 0.1 | -3 | -7 | 2.6 | -0.6 | 4.7 | 2.7 | 5.3 | -2.4 | -0.3 | -6.7 | -1 | -4 | 14.4 | 11.8 | 10.9 | 9 | -4.3 | -7.6 | 7.5 | 5.7 | 2.6 | -5.3 | 6.1 | -1.1 | 17 | 13 | 11.9 | 5.6 | 13.4 | 9.9 | 17.9 | 15.3 | 15.2 | 10.9 | -3.5 | -8.3 | 2 | -0.9 | -5.3 | -10.6 | 2.2 | -2.1 | -5.5 | -8.7 | -3.7 | -6.4 | 1.5 | -6.9 | -7.7 | -12.6 | 1.9 | -7.4
-17 | -19 | -3.3 | -9.4 | 13.6 | 9.2 | 4.9 | -1.5 | 0.3 | -6.1 | 16 | -1.2 | 6 | 5 | 10.8 | 9.1 | 10.2 | 5.7 | 8.1 | 6.3 | 9.1 | 3 | 3.8 | 3.8 | -1.3 | -4.8 | -1.1 | -6.2 | 10 | 10 | 14 | 11.6 | 19.8 | 15.7 | 13.6 | 9.9 | 20.1 | 19 | 9.5 | 5.7 | 20.5 | 17 | 1.2 | -3.7 | -1.8 | -6.3 | -1.2 | -5 | 5.6 | 1.3 | -0.3 | -5.9 | 11.4 | 4.6 | 11.3 | 8.8 | 12.2 | 10.5 | -0.3 | -6.8 | -18 | -21 | -11 | -14.3 | -4.9 | -10.6 | -3.8 | -6.3 | 0.1 | -2.4 | -14.8 | -18.4 | -16.3 | -20.5 | -6.8 | -12.5 | 2.4 | 1.3 | -2.1 | -4.8 | 3.2 | -0.1 | 8.5 | 6.6 | -11 | -18 | -7 | -14.5 | 6.7 | 3.9 | 1.9 | -3 | 7.4 | 0.2 | -1.5 | -4.5 | -1.1 | -6.2 | 3.8 | -3.8 | -13.2 | -16.7 | 10.2 | 0.2 | -2.9 | -7.8 | -4.3 | -6.3 | -1.4 | -9.1 | -7.1 | -11.7 | 2.6 | -0.6 | 0.2 | -2.4 | 2.6 | -0.1 | -2 | -6 | 2.6 | -0.3 | 4.9 | 3.1 | 4.6 | -2.2 | 0.3 | -5.8 | -1 | -3 | 13.4 | 11 | 10.5 | 9.3 | -4.8 | -7.7 | 7.5 | 6 | 1 | -5.9 | 5.4 | -0.6 | 16 | 11.5 | 11.8 | 4.9 | 12.5 | 8.7 | 17.5 | 15.2 | 14.5 | 10.8 | -2.1 | -7.7 | 2.3 | -0.3 | -5.1 | -9.7 | 2.2 | -2 | -5.5 | -8.6 | -4.6 | -7.5 | 0.8 | -7 | -7.8 | -13.3 | 0.3 | -8.8
-17 | -18 | -3.3 | -9.7 | 13.5 | 9.1 | 4.9 | -1.5 | 0.7 | -5.6 | 15.9 | -1.3 | 7 | 5 | 10.6 | 8.9 | 10.1 | 6.3 | 8 | 6.1 | 9.3 | 3.6 | 3.6 | 3.6 | -1.6 | -5.3 | -1.1 | -6 | 9 | 7 | 13.6 | 11.3 | 19.2 | 15.1 | 13.8 | 10.3 | 19.9 | 18.6 | 8.9 | 6.4 | 20.3 | 17.1 | 1 | -4 | -0.4 | -5.2 | -1.4 | -5.1 | 4.5 | 0.6 | -0.9 | -6.1 | 11.6 | 4.9 | 11.4 | 8.6 | 12.5 | 11 | -0.6 | -6.7 | -20 | -23 | -10.8 | -14 | -6.2 | -12.6 | -3.6 | -5.7 | -0.2 | -2.2 | -16.3 | -19.5 | -16.9 | -21 | -6.9 | -12.7 | 1.4 | 0.3 | -1.1 | -3.9 | 2.4 | -1.1 | 7.2 | 5.2 | -8.7 | -16.2 | -8.6 | -15.5 | 7.2 | 4.4 | 1.5 | -3 | 6.7 | -0.1 | -1.4 | -4.4 | -1.3 | -6.4 | 3 | -3.8 | -13.7 | -17.2 | 10.3 | -1.2 | -2.6 | -7.5 | -3.9 | -5.6 | -1.5 | -9.1 | -7.6 | -12.2 | 2.5 | -0.2 | 0.3 | -2 | 2.1 | -0.3 | -1 | -5 | 2.4 | 0.1 | 5.3 | 3.6 | 3.8 | -2.7 | 0.6 | -5.8 | -1 | -3 | 13 | 10.7 | 10.3 | 9.5 | -5.1 | -7.6 | 7.8 | 6.3 | 0.5 | -6.3 | 4.7 | -0.6 | 14.9 | 10.1 | 11.7 | 3.9 | 11.7 | 7.3 | 17.4 | 15 | 13.8 | 10.2 | -1.2 | -7.4 | 2.9 | 0.2 | -4.9 | -9.3 | 2.2 | -2 | -5.1 | -8.2 | -5.5 | -8.7 | 0.4 | -7.2 | -7.9 | -13.6 | -1.6 | -9.8
-17 | -18 | -3.4 | -10.3 | 12.6 | 8.7 | 4.6 | -1.3 | 1.6 | -4.9 | 16.8 | -1.5 | 7 | 4 | 10.9 | 8.9 | 10.4 | 7 | 8.1 | 6.1 | 9.8 | 4.7 | 3.6 | 3.6 | -2.4 | -6.3 | -1.1 | -6 | 6 | 4 | 12.9 | 10.5 | 18 | 13.8 | 15 | 11.7 | 19.6 | 18.1 | 8.4 | 6.4 | 20.6 | 17 | 0.6 | -4.4 | 2.1 | -3.1 | -1.4 | -5.4 | 3.2 | -0.6 | -1.9 | -6.1 | 12.1 | 5.8 | 11.4 | 8.1 | 13.1 | 11.6 | -0.6 | -6.7 | -21 | -24 | -10.1 | -14 | -8.6 | -16.6 | -2.5 | -4.3 | -0.9 | -2.8 | -17.6 | -20.7 | -17 | -20.9 | -6.4 | -12.8 | -0.3 | -1.9 | 0.5 | -3.4 | 0.9 | -3.3 | 4.8 | 2.6 | -4.2 | -12.8 | -11 | -17.2 | 8.4 | 5.6 | 0.7 | -3.1 | 5.2 | -0.6 | -0.6 | -3.8 | -1.5 | -6.4 | 3.1 | -3.4 | -13.8 | -17.5 | 10.3 | -3.9 | -2 | -6.4 | -2.7 | -4.4 | -1.5 | -9 | -8.1 | -13.2 | 3 | 0.7 | -0.3 | -2.5 | 1.3 | -0.6 | -1 | -5 | 2.6 | 0.4 | 6.3 | 4.8 | 2.3 | -3.9 | 1.6 | -5.9 | -1 | -4 | 13.1 | 10.5 | 10.3 | 9.7 | -5.8 | -8.2 | 8.3 | 7 | -0.7 | -7.2 | 3.6 | -1.6 | 12.9 | 7.1 | 11.7 | 2.2 | 10 | 4.3 | 17 | 15 | 12.7 | 8.5 | 0.6 | -6.5 | 4.9 | 1.5 | -4.4 | -8.5 | 2.2 | -1.9 | -3.2 | -6.4 | -7.6 | -11 | 0 | -7.7 | -8.2 | -13.8 | -5.1 | -12.5
-20 | -21 | -3.7 | -10.6 | 12.4 | 8.6 | 4.8 | -1.5 | 1.8 | -4.4 | 17.2 | -1.5 | 5 | 4 | 10.8 | 8.7 | 10.4 | 7.3 | 8.3 | 6.1 | 10 | 5.7 | 3.5 | 3.5 | -2.7 | -7.2 | -1.1 | -6.2 | 5 | 3 | 12.7 | 10.4 | 17.4 | 13.2 | 15.4 | 12.3 | 19.5 | 17.9 | 8.1 | 6.5 | 20.8 | 17 | 0.3 | -4.4 | 3.5 | -2 | -1.5 | -5.5 | 2.4 | -1.1 | -2.4 | -6.1 | 12.3 | 6.3 | 11.5 | 8 | 13.4 | 12 | -0.6 | -7 | -22 | -26 | -9.8 | -13.7 | -10.1 | -19.2 | -1.9 | -3.7 | -1.5 | -3.5 | -18.1 | -21.3 | -17.2 | -21 | -6.2 | -12.6 | -1.2 | -3.1 | 1.2 | -3.1 | -0.1 | -4.6 | 3.5 | 1.1 | -2.1 | -11.2 | -12.2 | -18.2 | 8.5 | 6 | 0.2 | -3.1 | 4.7 | -1.2 | -0.1 | -3.5 | -1.8 | -6.2 | 3.8 | -3.1 | -13.8 | -17.3 | 10.2 | -4.7 | -1.8 | -6 | -1.8 | -3.4 | -1.6 | -9 | -8.3 | -13.5 | 2.9 | 0.7 | -1.1 | -3.2 | 0.8 | -0.8 | 0 | -3 | 2.3 | 0.4 | 6.8 | 5.4 | 1.6 | -4 | 2 | -5.9 | -2 | -6 | 12.9 | 10.3 | 10.2 | 8.6 | -6.3 | -8.8 | 9.1 | 6.5 | -1.3 | -7.8 | 2.7 | -2.2 | 11.8 | 5.8 | 11 | 1.2 | 9.3 | 2.8 | 17.4 | 15.5 | 11.6 | 7.2 | 0.6 | -5.5 | 5.6 | 2.2 | -4.3 | -8.1 | 2.1 | -1.9 | -2.3 | -5.5 | -8.7 | -12.2 | -0.3 | -7.9 | -8.1 | -14.1 | -6.7 | -13.9
-20 | -20 | -3.6 | -10.9 | 12 | 8.4 | 5.1 | -1.3 | 1.8 | -3.6 | 15.8 | -1.5 | 6 | 3 | 10.5 | 8.4 | 10.4 | 7.6 | 8.4 | 5.9 | 10 | 6.7 | 3.3 | 3.3 | -3.2 | -7.3 | -1.5 | -6 | 5 | 2 | 12.5 | 10.5 | 16.6 | 12.5 | 15.9 | 12.5 | 19.4 | 17.6 | 7.8 | 6.5 | 20.5 | 17 | 0 | -4.1 | 4.7 | -1 | -1.5 | -5.9 | 1.9 | -1.4 | -2.9 | -6.1 | 12.3 | 6.8 | 11.5 | 7.6 | 13.7 | 12.2 | -0.8 | -6.9 | -23 | -27 | -9.4 | -13.1 | -11.4 | -21.5 | -1.3 | -3.1 | -2 | -4 | -19 | -22.5 | -17.5 | -21.3 | -5.7 | -12.3 | -2.6 | -4.3 | 2 | -2.6 | -1.2 | -5.8 | 2.2 | -0.6 | -0.3 | -9.1 | -13.4 | -18.7 | 8.2 | 6.2 | -0.3 | -3.2 | 4.1 | -1.4 | 0.4 | -3.3 | -2 | -5.8 | 3.4 | -3 | -13.6 | -17.1 | 9.8 | -5.6 | -1.8 | -5.9 | -0.6 | -2.2 | -1.8 | -9 | -8.5 | -13.4 | 2.4 | 0.4 | -1.4 | -3.4 | 0.2 | -1.2 | 0 | -3 | 2.4 | 0.4 | 7.3 | 6 | 0.3 | -4.5 | 2.3 | -5.7 | -3 | -7 | 12.4 | 9.9 | 10.2 | 7.6 | -7.1 | -9.7 | 9.4 | 6.9 | -1.9 | -8.6 | 1.4 | -3.2 | 10.1 | 5.4 | 11.7 | 0.1 | 8.8 | 0.9 | 17.5 | 15.7 | 10 | 5.3 | 0.6 | -4.7 | 6.3 | 2.9 | -4.1 | -7.7 | 2 | -2.1 | -1.2 | -5.1 | -9.9 | -13.7 | -1.1 | -7.8 | -8.2 | -14.3 | -8.3 | -15.1
-21 | -22 | -3.7 | -11.3 | 11.7 | 8.3 | 5.5 | -1.2 | 1.5 | -2.7 | 16.6 | -1.2 | 4 | 3 | 10 | 7.9 | 10.1 | 7.3 | 7.9 | 6.4 | 9.8 | 6.9 | 2.8 | 2.8 | -3.8 | -7.3 | -2.2 | -6.1 | 5 | 1 | 12.4 | 10.7 | 15.6 | 11.9 | 15.7 | 12.3 | 19.3 | 17.4 | 8.2 | 7.2 | 19.9 | 16.9 | -0.3 | -4 | 5.9 | -0.1 | -1.7 | -5.7 | 1 | -1.9 | -3.5 | -6.1 | 12.1 | 7.4 | 11.6 | 7.4 | 13.7 | 12 | -1.2 | -7 | -24 | -28 | -9 | -12.2 | -13 | -23.4 | -0.3 | -2.1 | -2.5 | -3.9 | -23.2 | -26.7 | -18.2 | -21.7 | -6.1 | -10.6 | -3.6 | -5.7 | 2.7 | -2.5 | -2.1 | -7.6 | 0.5 | -1.9 | 1.1 | -7.1 | -14.5 | -19.2 | 7.5 | 6.3 | -0.8 | -3.2 | 3.8 | -1.4 | 0.4 | -3 | -2.2 | -5.3 | 1.9 | -3.1 | -13.2 | -17 | 9.2 | -7.4 | -2 | -6.2 | 1.1 | -0.5 | -1.9 | -9.3 | -8.7 | -13.4 | 1.5 | -0.2 | -1.6 | -3.5 | -0.2 | -1.5 | 0 | -3 | 2 | 0.5 | 7.2 | 6.3 | -0.9 | -5.5 | 2.7 | -5.7 | -5 | -9 | 11.7 | 9.3 | 9.5 | 6.3 | -8.1 | -10.5 | 9.5 | 7.3 | -2.9 | -8.9 | 0.5 | -4.3 | 8.5 | 3.7 | 9.1 | -0.9 | 7.7 | -0.3 | 17.5 | 16 | 8.1 | 3.2 | 0.8 | -3.6 | 6.8 | 3.6 | -3.6 | -7.6 | 1.9 | -2.1 | -1.4 | -5 | -10.8 | -14.7 | -1.5 | -7.9 | -8.2 | -15.2 | -10 | -16.8
-25 | -26 | -4.1 | -11.2 | 11.3 | 7.7 | 5.7 | -0.4 | 1.1 | -1.9 | 15.4 | -1.2 | 3 | 2 | 9.5 | 7.5 | 9.3 | 6.7 | 7.4 | 6.5 | 9.1 | 6.8 | 2.6 | 2.6 | -4.6 | -7.6 | -3.1 | -6.5 | 5 | 1 | 12.1 | 10.8 | 14.8 | 11.7 | 15.3 | 10.7 | 19.1 | 17.2 | 8.4 | 7.8 | 18.9 | 16.8 | -0.6 | -4 | 7 | 0.8 | -1.8 | -5.8 | -0.1 | -3.1 | -4 | -6.1 | 11.8 | 7.5 | 11.6 | 7.2 | 13.6 | 11.8 | -1.4 | -7.1 | -25 | -29 | -8.6 | -11.1 | -15.2 | -24.8 | 0.7 | -1.4 | -2.5 | -4.3 | -27.5 | -31.5 | -19.3 | -22.8 | -5.9 | -10 | -4.6 | -6.9 | 3.5 | -2.3 | -3.1 | -9.3 | -1.6 | -3.5 | 2.2 | -5.4 | -15.5 | -19.7 | 6.3 | 5.5 | -0.9 | -2.4 | 3.7 | -0.9 | 0.2 | -3 | -2 | -4.6 | 2.4 | -2.6 | -13.7 | -17.4 | 8.2 | -7 | -2 | -5.8 | 2.2 | 0.6 | -2 | -9.3 | -8.2 | -13.1 | 1.4 | -0.2 | -1.2 | -3 | -0.7 | -1.7 | 0 | -2 | 2.7 | 0.9 | 8 | 7.1 | -1.9 | -6.5 | 2.3 | -6.5 | -5 | -8 | 10.7 | 8.1 | 8.1 | 5.1 | -9.1 | -11.5 | 9.4 | 7.5 | -4 | -9.6 | -1.2 | -5.5 | 6.3 | 2 | 7.3 | -1.5 | 6.4 | -2.1 | 17.6 | 16.2 | 5.9 | 0.5 | 2.7 | -4.3 | 7 | 2.3 | -2.9 | -8.1 | 1.8 | -2.1 | -0.8 | -5.2 | -11.4 | -15.9 | -2.3 | -8.1 | -8.2 | -17.4 | -11.7 | -19
-25 | -26 | -3.8 | -11.5 | 11 | 7.4 | 5.9 | 0.3 | 1.1 | -1.1 | 13.3 | -1.7 | 3 | 2 | 9 | 7.2 | 8.6 | 6.2 | 7.3 | 7 | 8.1 | 6.3 | 2.4 | 2.4 | -5.3 | -7.4 | -3.8 | -6.9 | 6 | 2 | 11.9 | 11 | 13.6 | 11.2 | 13.5 | 10.1 | 18.5 | 16.9 | 7.9 | 7.6 | 19.6 | 16.8 | -0.4 | -3 | 7.8 | 1.8 | -2.1 | -6.5 | -0.4 | -2.8 | -4.5 | -6.1 | 11.6 | 7.5 | 12.1 | 6.9 | 13.2 | 11.1 | -2 | -7.6 | -27 | -30 | -8.7 | -11 | -17.3 | -26.3 | 1 | -1.7 | -2.9 | -5.2 | -29.6 | -32.9 | -20.5 | -24.4 | -6.2 | -9.5 | -5.7 | -8.2 | 3.7 | -1.5 | -4.1 | -10.8 | -3.9 | -5.2 | 2.8 | -3.7 | -16.1 | -19.7 | 4.8 | 4.4 | 1.1 | -1.9 | 3.7 | -1 | -0.1 | -3.4 | -1.7 | -3.7 | 2.3 | -2.4 | -14.6 | -18.6 | 7 | -7.6 | -2 | -5.6 | 3.3 | 1.9 | -2.1 | -9.3 | -7.8 | -12.8 | 1.2 | -0.5 | -0.9 | -3.1 | -1.2 | -2 | 0 | -2 | 2.8 | 1.5 | 9.4 | 7.7 | -3.9 | -8.1 | 3.5 | -5.1 | -6 | -11 | 9.7 | 6.6 | 7.2 | 3.3 | -10.3 | -13 | 7.8 | 6.7 | -5.2 | -11 | -2.2 | -6.8 | 4.8 | 0.7 | 4.5 | -2.4 | 4.9 | -4.4 | 17.2 | 16.5 | 3.4 | -3.5 | 3.3 | -4.3 | 6.9 | -0.1 | -3.5 | -8 | 1.3 | -2.7 | -0.6 | -4.8 | -11.9 | -17.6 | -2.4 | -8.2 | -8.4 | -17 | -12.4 | -20.6
-26 | -26 | -3.9 | -10.6 | 11.1 | 7.8 | 7.8 | 1.7 | 1.1 | -0.4 | 13.3 | -1.7 | 3 | 2 | 8.3 | 6.7 | 8.3 | 6.1 | 8.3 | 7.2 | 8.9 | 7.8 | 2.2 | 1.7 | -5.9 | -7.4 | -4.6 | -7.8 | 7 | 3 | 11.7 | 11.1 | 12.8 | 11.1 | 12.8 | 10 | 18.9 | 17.8 | 7.8 | 7.8 | 20.6 | 17.2 | -0.6 | -2.8 | 8.7 | 2.7 | -1.8 | -5.8 | 0 | -3.3 | -5 | -6.1 | 11.1 | 7.2 | 11.7 | 6.7 | 13.1 | 11 | -2.2 | -7.8 | -28 | -32 | -8.9 | -11.7 | -19.4 | -27.8 | 1.1 | -1.1 | -3.3 | -5.6 | -29.4 | -32.8 | -20.5 | -24.6 | -6.1 | -8.9 | -5.6 | -10.6 | 3.3 | -1.1 | -5 | -11.7 | -3.2 | -5.5 | 3 | -2.2 | -16.3 | -19.6 | 2.8 | 2.8 | 3.3 | 2.2 | 3.3 | -1.1 | 0.6 | -2.9 | -0.6 | -2.2 | 1.7 | -2.2 | -15.6 | -20.6 | 5.6 | -8.9 | -2.2 | -6.1 | 4.4 | 3.3 | -2.8 | -9.4 | -7.2 | -12.2 | 1.1 | -0.6 | -0.6 | -3.3 | -0.9 | -1.3 | 0 | -1 | 3.3 | 1.7 | 10.6 | 9.4 | -5 | -9.4 | 3.3 | -6.1 | -8 | -11 | 8.3 | 4.4 | 2.2 | 2.2 | -11.5 | -14 | 6.7 | 6.1 | -4.6 | -10.6 | -3.9 | -7.8 | 3.3 | -0.6 | 2.8 | -3.9 | 6.1 | -4.1 | 17.2 | 17.2 | 1.3 | -5.6 | 1.7 | -3.3 | 6.7 | -3.9 | -2.2 | -8.3 | 0.6 | -3.3 | 1.1 | -5 | -10.9 | -16.5 | -3.9 | -8.3 | -8.7 | -17.7 | -15 | -22.8
-27 | -27 | -3.9 | -11.1 | 11.7 | 8.3 | 8.3 | 2.2 | 1.1 | -0.6 | 13.9 | -1.1 | 3 | 2 | 11.5 | 7.8 | 9.4 | 6.1 | 8.9 | 7.8 | 10.6 | 8.3 | 5 | 4.4 | -6.1 | -7.2 | -5 | -8.9 | 10 | 3 | 13.7 | 11.1 | 14.4 | 12.2 | 12.8 | 10 | 17.8 | 17.8 | 8.3 | 7.2 | 21.7 | 17.2 | 0 | -2.2 | 8.3 | 2.8 | -1.5 | -5.7 | 0.6 | -2.2 | -5 | -6.1 | 11.8 | 8.7 | 12.2 | 6.7 | 13 | 10.7 | -0.6 | -6.1 | -30 | -32 | -6.7 | -11.7 | -16.7 | -27.8 | 1.1 | -1.1 | -3.3 | -5.6 | -23.3 | -27.8 | -20 | -24.7 | -6.1 | -8.9 | -5 | -10.6 | 3.3 | -0.6 | -3.9 | -12.2 | -0.7 | -4.8 | 1.7 | -3.3 | -15.6 | -19.4 | 6.7 | 5.7 | 5 | 3.9 | 3.3 | -1.1 | 1.1 | -3.1 | 0 | -2.2 | 6.7 | -1.1 | -14.3 | -19.7 | 6.9 | -8.4 | 1.9 | -3.2 | 4.8 | 3.3 | -2.8 | -9.4 | -6.1 | -10 | 2 | -0.2 | -0.6 | -3.3 | -0.2 | -0.3 | 0 | -5 | 2.8 | 1.7 | 9.4 | 8.3 | -0.6 | -6.1 | 3.3 | -6.1 | -8 | -13 | 10.2 | 4.4 | 4.4 | 3.3 | -11.8 | -14.3 | 8.3 | 7.8 | -3.2 | -10.5 | -3.3 | -7.8 | 2.8 | 0.6 | 8.3 | -2.8 | 8.4 | -2.5 | 17.8 | 17.2 | 1 | -6.4 | 4.4 | -2.2 | 6.9 | -3.2 | -2.2 | -7.8 | 1.1 | -3.9 | 1.1 | -3.9 | -9.1 | -14.9 | -2.2 | -6.7 | -8.9 | -18.9 | -13.9 | -21.1
-24 | -25 | -3.3 | -10.6 | 12.2 | 12.2 | 10.6 | 3.9 | 2.2 | -0.3 | 17.2 | -2.2 | 4 | 3 | 14.6 | 8.6 | 12.2 | 4.4 | 10 | 7.8 | 13.3 | 8.9 | 8.9 | 6.7 | -4.6 | -7.8 | -3.5 | -8.5 | 13 | 5 | 15.8 | 11 | 17.2 | 12.8 | 15.6 | 9.4 | 17.8 | 17.2 | 9.4 | 6.1 | 23.2 | 17.2 | 0 | -2.2 | 8.5 | 2.5 | -1.1 | -6.1 | 2.8 | -1.1 | -4.4 | -5.6 | 12.6 | 10.4 | 11.7 | 6.7 | 12.8 | 10.6 | 1.7 | -6.7 | -32 | -36 | -3.3 | -8.3 | -13.9 | -26.7 | 2.2 | -1.1 | -3.3 | -5 | -22.8 | -26.1 | -19.4 | -25.6 | -5.6 | -9.4 | -3.9 | -11.7 | 4.4 | -0.6 | -2.8 | -13.9 | 1.7 | -5 | 2.4 | -2.9 | -12.6 | -16.8 | 10.5 | 8.1 | 6.7 | 3.3 | 5 | -1.1 | 1.7 | -3.9 | 0.6 | -1.7 | 10 | -1.7 | -13 | -19.6 | 8.1 | -9.1 | 5.9 | -1.1 | 5.2 | 3.4 | -2.8 | -10 | -1.1 | -7.2 | 3 | 0.2 | 2.2 | -0.6 | 0.6 | 0.6 | -1 | -3 | 3.9 | 2.2 | 8.9 | 7.8 | 1.1 | -6.1 | 3.9 | -4.4 | -9 | -13 | 12 | 3.5 | 10 | 3.3 | -12.2 | -15 | 9.4 | 8.3 | -1.7 | -11.7 | 0.6 | -6.1 | 3.9 | -0.6 | 12.2 | -2.8 | 10.6 | -1.7 | 18.3 | 17.2 | 0.6 | -8.3 | 8.9 | -2.8 | 7 | -3.4 | -1.1 | -7.2 | 2.8 | -3.3 | 2.2 | -3.9 | -7.2 | -13.9 | 1.7 | -5 | -8.2 | -17.2 | -11.7 | -19.4
-21 | -23 | -2.8 | -10 | 13.3 | 10.6 | 13.3 | 6.1 | 3.3 | -0.5 | 21.7 | -1.7 | 6 | 4 | 17.8 | 8.9 | 15.6 | 6.1 | 11.1 | 7.8 | 13.9 | 9.4 | 11.7 | 7.8 | -3.2 | -8.9 | -2.1 | -8.9 | 15 | 7 | 17.8 | 10 | 19.4 | 13.9 | 16.1 | 6.1 | 18.3 | 17.8 | 10.6 | 5.6 | 24.6 | 17.1 | 0 | -2.2 | 8.7 | 2.5 | 0.2 | -5.1 | 5.6 | 0 | -3.9 | -5 | 13.3 | 11.7 | 12.2 | 7.2 | 13 | 10.2 | 2.8 | -5.6 | -30 | -33 | 1.1 | -5 | -12.2 | -26.1 | 2.8 | -1.1 | -2.8 | -5 | -18.3 | -22.2 | -17.2 | -22.7 | -5 | -9.4 | -2.8 | -12.2 | 7.2 | -1.7 | -1.1 | -13.9 | 3.5 | -4.6 | 3.2 | -3.2 | -9.7 | -14.6 | 14.4 | 10.6 | 10.6 | 1.1 | 6.7 | -0.6 | 2.2 | -2.9 | 1.1 | -1.1 | 12.8 | -2.2 | -11.7 | -20.6 | 9.4 | -11.7 | 10 | 0.6 | 5.6 | 3.3 | -2.2 | -10 | 1.7 | -6.1 | 3.9 | 0.6 | 5.6 | 1.1 | 4.1 | 2 | -1 | -4 | 4.4 | 2.8 | 8.3 | 7.8 | 2.8 | -6.7 | 3.3 | -1.1 | -8 | -13 | 13.9 | 2.2 | 14.4 | 2.2 | -11.7 | -14.3 | 10 | 8.9 | 0.3 | -10.2 | 3.3 | -7.2 | 3.9 | -1.7 | 16.1 | -2.2 | 13 | -0.9 | 20 | 17.2 | 2.1 | -7.1 | 11.7 | -2.8 | 7.2 | -3.9 | 0 | -7.2 | 4.4 | -2.8 | 4.4 | -3.3 | -5.9 | -12.1 | 5.6 | -3.3 | -7.4 | -17 | -9.4 | -15.6
-19 | -21 | -2.8 | -9.4 | 15 | 11.7 | 15 | 8.3 | 4.4 | -0.6 | 23.9 | -2.2 | 7 | 4 | 19.5 | 8.5 | 16.1 | 7.8 | 12.2 | 7.8 | 14.4 | 10.6 | 13.3 | 6.7 | -1.7 | -12.2 | -0.6 | -10.6 | 17 | 9 | 18.3 | 9.9 | 20 | 13.3 | 16.7 | 5.6 | 20.6 | 17.8 | 12.2 | 5 | 26.1 | 16.7 | 0 | -1.7 | 8.9 | 2.2 | 1.5 | -5 | 7.2 | 0.6 | -3.9 | -4.4 | 14.2 | 11.9 | 12.8 | 7.8 | 13.1 | 9.9 | 2.8 | -5 | -27 | -31 | 2.8 | -4.4 | -10 | -21.7 | 3.3 | -1.1 | -2.2 | -5 | -16.7 | -21.7 | -15 | -20.8 | -4.4 | -9.4 | -2.2 | -13.3 | 9.4 | -1.7 | -1.1 | -15.6 | 5.4 | -4.9 | 3.9 | -3.9 | -6.7 | -13.3 | 15.7 | 11.3 | 11.1 | 3.3 | 7.8 | 0 | 2.8 | -2.4 | 1.7 | 0 | 15.6 | -2.8 | -11.1 | -17.8 | 10.3 | -11 | 11.9 | 0.3 | 5.6 | 1.7 | -2.2 | -10 | 2.8 | -5.6 | 3.9 | 0.2 | 7.2 | 1.1 | 7.6 | 3.1 | -1 | -3 | 5.6 | 3.3 | 8.9 | 7.8 | 4.4 | -7.2 | 2.8 | -0.6 | -8 | -13 | 15.4 | 2.2 | 15.6 | -1.1 | -11.1 | -13.8 | 11.1 | 8.9 | 2.4 | -10.2 | 5.6 | -7.8 | 5 | 0 | 18.9 | -1.7 | 15.4 | -1.1 | 21.1 | 17.2 | 3.5 | -7.6 | 15 | -2.2 | 8.1 | -3.3 | 0 | -9.4 | 3.9 | -4.4 | 6.1 | -2.2 | -4.6 | -10.8 | 11.1 | -3.3 | -6.7 | -17.8 | -6.7 | -14.4
-16 | -18 | -2.2 | -9.4 | 16.1 | 11.1 | 17.2 | 8.9 | 4.8 | -1.3 | 25.6 | -3.3 | 8 | 3 | 21.1 | 7.7 | 16.7 | 7.2 | 12.8 | 8.3 | 17.2 | 10.6 | 15 | 8.3 | -1.7 | -10.9 | 0 | -9.6 | 18 | 9 | 18.9 | 10 | 22.8 | 11.1 | 17.8 | 3.9 | 22.2 | 17.8 | 13.3 | 5.6 | 26.7 | 16.7 | 0.6 | -1.7 | 10.2 | 2.3 | 2.8 | -5.6 | 8.3 | 1.7 | -3.3 | -4.4 | 15.2 | 12.2 | 13.3 | 7.8 | 13.3 | 9.4 | 3.3 | -4.4 | -25 | -28 | 3.9 | -4.4 | -9.4 | -17.8 | 3.9 | -2.2 | -1.1 | -5 | -15.6 | -20.6 | -12.8 | -19.4 | -5 | -7.8 | -1.7 | -12.8 | 11.1 | -2.2 | 0.6 | -16.1 | 7.2 | -6.7 | 5.2 | -3.2 | -4.5 | -9.1 | 17 | 11.7 | 12.8 | 3.9 | 8.9 | -1.7 | 3.3 | -2.2 | 2.2 | 0.6 | 17.2 | -2.2 | -10.6 | -16 | 11.3 | -11.5 | 13.7 | 0 | 5.6 | 0 | -2.2 | -8.3 | 5.6 | -5 | 3.9 | -0.1 | 8.9 | 1.7 | 11.1 | 3.3 | 0 | -2 | 6.7 | 3.9 | 9.4 | 7.2 | 6.7 | -7.8 | 3.9 | -0.6 | -7 | -13 | 16.8 | 1.3 | 16.7 | 0 | -10.6 | -13.9 | 13.3 | 10 | 4.4 | -12.2 | 8.3 | -8.3 | 6.1 | 0 | 21.1 | -1.1 | 17.8 | -1.7 | 22.8 | 16.7 | 5 | -8.9 | 17.2 | -4.4 | 9.1 | -3 | 0 | -11.7 | 6.1 | -2.8 | 6.1 | -2.8 | -3.3 | -10.6 | 13.9 | -2.8 | -5.9 | -15.4 | -0.6 | -11.1
-14 | -16 | -1.7 | -10 | 17.8 | 10 | 18.9 | 8.9 | 5.2 | -1.9 | 27.2 | -2.2 | 7 | 3 | 22.8 | 6.7 | 16.1 | 8.9 | 13.3 | 8.3 | 18.3 | 11.7 | 15.6 | 8.9 | -1.7 | -10.9 | 0.5 | -10 | 18 | 10 | 19.4 | 9.4 | 23.3 | 10.6 | 18.9 | 3.3 | 22.8 | 17.8 | 13.9 | 5 | 27.2 | 16.2 | 0.6 | -1.7 | 11.5 | 2 | 2.6 | -5.5 | 9.4 | 2.2 | -2.8 | -3.9 | 16.1 | 12.2 | 12.8 | 8.3 | 14.1 | 9.8 | 2.8 | -3.3 | -23 | -27 | 5.6 | -3.3 | -8.3 | -17.2 | 4.4 | -2.2 | 0 | -5 | -13.9 | -18.9 | -11.5 | -17.6 | -5 | -7.2 | -1.1 | -12.8 | 13.3 | -3.3 | 2.2 | -16.7 | 8.5 | -5.7 | 6.5 | -3.3 | -2.2 | -5.6 | 18.3 | 12.2 | 12.8 | 5.6 | 11.1 | 1.1 | 3.3 | -2 | 2.2 | 0.6 | 18.3 | -2.2 | -10 | -15 | 12.2 | -13.3 | 15.6 | -1.1 | 5.6 | -2.2 | -2.8 | -7.2 | 5 | -3.9 | 3.9 | -0.6 | 9.4 | 1.7 | 12.6 | 3.6 | 0 | -3 | 8.3 | 4.4 | 10.6 | 7.2 | 7.2 | -5.6 | 4.4 | 1.7 | -7 | -14 | 18.3 | 0.6 | 17.2 | 0 | -10 | -13.1 | 15 | 9.4 | 5.7 | -10.6 | 10.6 | -8.3 | 8.3 | 1.7 | 22.2 | -1.7 | 18.2 | -1.4 | 22.2 | 15.6 | 5.7 | -8.3 | 17.8 | -4.4 | 10 | -3.9 | 0.6 | -11.7 | 6.1 | -2.8 | 5.6 | -4.4 | -2.8 | -9.5 | 16.7 | -2.2 | -5.2 | -14.5 | 0 | -11.1
-15 | -16 | -2.2 | -7.8 | 19.4 | 8.9 | 19.4 | 8.9 | 5.6 | -3.3 | 28.3 | -3.3 | 7 | 3 | 22.8 | 5.7 | 16.1 | 8.3 | 12.8 | 8.3 | 17.8 | 9.4 | 14.4 | 8.3 | -1.7 | -12.2 | 1.1 | -11.7 | 18 | 11 | 19.2 | 10 | 23.3 | 10.6 | 19.4 | 3.3 | 23.3 | 17.8 | 13.3 | 4.4 | 27.8 | 16.1 | 1.1 | -1.1 | 12.8 | 1.7 | 2.4 | -6.2 | 11.1 | 1.1 | -2.2 | -3.9 | 16.5 | 12.5 | 12.8 | 8.9 | 14.8 | 10 | 2.8 | -2.8 | -22 | -26 | 5.6 | -4.4 | -8.3 | -13.3 | 5 | -2.8 | 0 | -5.6 | -13.3 | -20 | -10.2 | -16.7 | -4.4 | -7.2 | 0 | -12.8 | 15.6 | -2.8 | 1.1 | -15.6 | 9.8 | -5.4 | 7.8 | -3.9 | 0 | -2.8 | 17.2 | 12.4 | 12.2 | 6.7 | 12.2 | -3.9 | 3.3 | -2 | 2.8 | 1.1 | 20 | -3.3 | -9.8 | -14.9 | 12.6 | -12.7 | 15.8 | -1.5 | 5.8 | -2.5 | -3.3 | -6.1 | 6.1 | -1.1 | 4.1 | -0.9 | 9.4 | 1.7 | 14.1 | 3.6 | 0 | -4 | 9.4 | 3.9 | 11.1 | 7.2 | 7.8 | -5 | 5.6 | 2.2 | -6 | -13 | 18.3 | 0.9 | 17.8 | 0.6 | -9.5 | -12.7 | 15.6 | 8.9 | 7 | -10.4 | 11.7 | -8.9 | 8.9 | 2.2 | 23.9 | -1.7 | 18.5 | -2.1 | 22.8 | 16.7 | 6.5 | -8.7 | 18.3 | -5.6 | 11.3 | -3.2 | -0.6 | -7.8 | 5 | -2.8 | 5 | -4.4 | -2.2 | -9 | 16.1 | -3.3 | -4.4 | -14.4 | 0 | -11.1
-13 | -16 | -2.2 | -7.2 | 20 | 8.3 | 21.7 | 8.9 | 5.4 | -2.8 | 28.9 | -1.7 | 7 | 4 | 22.8 | 5.3 | 15.6 | 9.4 | 13.3 | 8.9 | 16.7 | 6.7 | 12.8 | 7.8 | -2.4 | -9.3 | 0.5 | -10.9 | 17 | 11 | 19.1 | 10.4 | 24.4 | 10.6 | 21.1 | 1.1 | 23.3 | 17.8 | 13.3 | 4.4 | 27.4 | 16.4 | 1.1 | -0.6 | 11.5 | 2 | 2.2 | -7.8 | 11.7 | 0.6 | -2.2 | -3.9 | 16.8 | 12.6 | 12.8 | 9.4 | 15.6 | 10 | 2.2 | -2.8 | -20 | -28 | 5.6 | -3.3 | -7.2 | -11.7 | 5.6 | -2.2 | 0.6 | -4.4 | -13.3 | -20 | -8.9 | -16.7 | -4.4 | -7.2 | 0 | -12.8 | 15.6 | -3.3 | 1.1 | -14.4 | 11.1 | -6.1 | 7.2 | -2.5 | -0.2 | -3.5 | 16.1 | 12.5 | 12.2 | 6.1 | 12.8 | -2.2 | 3.3 | -2.2 | 2.8 | 1.1 | 20.6 | -3.3 | -9.6 | -15.2 | 12.9 | -14.2 | 15.9 | -1.9 | 5.9 | -2.8 | -3.3 | -6.1 | 6.7 | 0 | 4.2 | -1.4 | 9.4 | 0.6 | 15.6 | 3.3 | 0 | -2 | 8.9 | 4.4 | 11.7 | 6.1 | 8.3 | -3.3 | 6.7 | 3.7 | -5 | -13 | 18.3 | 1.8 | 18.9 | 1.1 | -8.9 | -12.8 | 16.1 | 8.3 | 8.3 | -11.7 | 13.3 | -7.8 | 8.9 | 2.8 | 24.4 | -2.8 | 18.9 | -2.8 | 22.2 | 16.1 | 7.2 | -10.6 | 18.9 | -5 | 12.6 | -3.6 | -0.6 | -8.3 | 5 | -1.7 | 5.6 | -3.3 | -1.7 | -9.4 | 16.1 | -2.8 | -5.3 | -13.6 | 0 | -11.1
-13 | -15 | -1.7 | -6.1 | 20.6 | 7.8 | 20.6 | 8.9 | 5.2 | -3 | 29.4 | -4.4 | 7 | 4 | 22.8 | 4.4 | 15.6 | 9.4 | 13.3 | 8.9 | 15 | 7.8 | 11.7 | 7.8 | -3.2 | -8.4 | 0 | -11 | 16 | 11 | 18.9 | 10.6 | 25 | 9.4 | 21.7 | 1.1 | 22.8 | 17.8 | 13.3 | 4.4 | 27.1 | 16.4 | 1.1 | -0.6 | 10.2 | 1.8 | 1.1 | -5.9 | 11.1 | 0.6 | -2.2 | -3.3 | 17.2 | 12.8 | 12.2 | 8.9 | 15.4 | 9.3 | 2.2 | -2.8 | -20 | -23 | 5 | -2.2 | -6.7 | -10.6 | 5 | -2.8 | 1.1 | -3.3 | -13.9 | -20 | -9.1 | -15.7 | -4.4 | -7.2 | 0 | -13.3 | 16.1 | -3.3 | 1.1 | -14.4 | 10.7 | -5.9 | 6.7 | -1.5 | -0.4 | -4.6 | 15 | 12.2 | 11.1 | 6.7 | 12.2 | -2.8 | 2.6 | -2 | 2.2 | 1.1 | 20.6 | -3.9 | -9.4 | -16.7 | 13.3 | -16.1 | 16.1 | -2.8 | 6.1 | -3.9 | -3.3 | -6.1 | 6.1 | -0.6 | 4.4 | -2.2 | 10 | 0 | 15.2 | 3.4 | 0 | -4 | 9.4 | 4.4 | 11.7 | 6.1 | 8.3 | -3.9 | 7.8 | 5 | -6 | -13 | 18.3 | 2.2 | 19.4 | 1.1 | -9.5 | -12.7 | 17.8 | 7.8 | 7.4 | -10.1 | 13.3 | -7.2 | 8.3 | 2.8 | 25 | -3.3 | 18 | -2 | 21.1 | 16.7 | 6.3 | -9.3 | 18.3 | -6.7 | 13.9 | -4.4 | -0.6 | -11.7 | 2.8 | -0.6 | 5.6 | -5 | -1.7 | -8.5 | 16.1 | -2.8 | -6.3 | -14.1 | -0.6 | -11.1
-13 | -16 | -1.7 | -5.6 | 20 | 6.7 | 20 | 8.3 | 5 | -3.3 | 28.9 | -1.1 | 6 | 4 | 20.8 | 7.1 | 15 | 8.9 | 12.8 | 8.3 | 13.3 | 6.7 | 11.7 | 6.7 | -3.9 | -7.8 | -0.6 | -12.8 | 16 | 11 | 18.2 | 11.3 | 24.4 | 9.4 | 20.6 | 0.6 | 22.8 | 17.2 | 11.7 | 3.9 | 26.7 | 16.7 | 1.1 | -0.6 | 8.9 | 1.7 | 0 | -5.3 | 10.6 | -0.6 | -2.8 | -3.3 | 16.5 | 13.1 | 12.2 | 7.8 | 15.2 | 8.7 | 2.2 | -2.2 | -21 | -26 | 4.4 | -2.8 | -6.7 | -9.4 | 4.4 | -3.3 | 0.6 | -4.4 | -14.4 | -20.6 | -9.2 | -15.8 | -4.4 | -7.2 | 0 | -11.7 | 16.1 | -3.9 | 0.6 | -13.9 | 10.4 | -5.7 | 6.1 | -1.1 | -0.6 | -6.7 | 14.6 | 12.8 | 10.6 | 6.1 | 11.7 | -2.2 | 1.8 | -2.2 | 2.2 | 1.1 | 20 | -3.9 | -11.1 | -16.9 | 11.6 | -15.1 | 14.4 | -2.6 | 5.4 | -2.6 | -3.3 | -5.6 | 4.4 | -0.6 | 3.9 | -2.6 | 8.3 | -1.7 | 14.8 | 3.6 | 0 | -5 | 8.9 | 4.4 | 11.7 | 6.1 | 7.8 | -2.8 | 7.2 | 6.1 | -7 | -13 | 16.6 | 3.7 | 18.3 | 1.7 | -10 | -13.1 | 18.3 | 6.1 | 6.5 | -10.4 | 12.8 | -6.7 | 7.8 | 2.8 | 24.4 | -3.9 | 17 | -1.4 | 20 | 16.7 | 5.3 | -9.7 | 17.2 | -4.4 | 11.5 | -3 | -1.1 | -12.8 | 2.2 | -1.1 | 4.4 | -3.3 | -1.7 | -8.3 | 16.1 | -2.8 | -7.2 | -15.6 | -1.7 | -10.6
-15 | -16 | -1.7 | -5 | 17.2 | 6.1 | 17.8 | 9.4 | 4.4 | -2.6 | 28.3 | -2.8 | 6 | 4 | 18.7 | 8.7 | 13.9 | 8.9 | 11.7 | 7.2 | 11.7 | 7.2 | 10 | 7.2 | -5.2 | -7.8 | -1.1 | -12 | 14 | 11 | 17.4 | 11.5 | 23.3 | 10 | 18.9 | 3.9 | 20.6 | 15.6 | 11.1 | 3.9 | 25.2 | 16.9 | 1.1 | -0.6 | 6.3 | 1 | -1.1 | -5.6 | 9.4 | 0 | -2.8 | -3.3 | 15.7 | 13.2 | 12.2 | 8.9 | 15 | 7.8 | 1.1 | 0 | -20 | -23 | 3.3 | -3.3 | -6.7 | -9.4 | 3.9 | -4.4 | -0.6 | -3.9 | -15.6 | -19.4 | -9.4 | -16.7 | -3.9 | -7.2 | 0 | -10.6 | 13.9 | -3.3 | 0.6 | -13.3 | 10 | -6.7 | 5.7 | -0.7 | -1.7 | -5.9 | 14.3 | 13.5 | 10 | 5.6 | 11.1 | -1.7 | 1.1 | -2.8 | 2.2 | 1.1 | 17.2 | -2.8 | -12.7 | -17.7 | 10 | -14.6 | 12.8 | -2.7 | 4.6 | -2 | -2.2 | -5 | 3.3 | -0.6 | 3.3 | -3.3 | 7.2 | -2.2 | 14.4 | 3.3 | -1 | -4 | 8.3 | 4.4 | 11.1 | 5.6 | 5.6 | -2.2 | 7.2 | 5.6 | -7 | -14 | 15 | 4.4 | 18.3 | 3.3 | -10.6 | -13.9 | 17.8 | 6.7 | 5.6 | -11.7 | 11.7 | -6.1 | 7.8 | 2.2 | 21.1 | -3.9 | 16.1 | -1.7 | 18.9 | 16.7 | 4.4 | -11.1 | 14.4 | -3.9 | 9.1 | -2.8 | -1.7 | -12.8 | 2.2 | -1.1 | 3.9 | -2.8 | -1.7 | -8.9 | 15.6 | -3.9 | -8.7 | -14.6 | -1.7 | -8.9
-20 | -20 | -1.7 | -5 | 12.2 | 6.1 | 16.1 | 9.4 | 3.9 | -2.2 | 26.7 | -2.2 | 4 | 4 | 16.7 | 9.4 | 13.3 | 9.4 | 10 | 5 | 11.1 | 6.7 | 9.4 | 6.7 | -6.5 | -8.4 | -1.7 | -12.5 | 14 | 11 | 16.7 | 11.7 | 21.1 | 11.7 | 17.2 | 4.4 | 16.1 | 15 | 10 | 2.8 | 23.7 | 17.2 | 1.1 | -0.6 | 3.7 | 0 | -1.8 | -5.8 | 6.1 | -0.6 | -2.8 | -2.8 | 15 | 13.3 | 11.7 | 8.9 | 14.4 | 7.7 | 0.6 | 0 | -21 | -24 | 3.3 | -2.8 | -6.7 | -9.4 | 2.2 | -5 | -1.1 | -5 | -18.3 | -21.7 | -10 | -15.6 | -4.4 | -7.2 | 0 | -11.7 | 13.3 | -3.9 | 0 | -12.2 | 9.4 | -5.7 | 5.4 | -0.6 | -2.8 | -6.2 | 13.9 | 13.9 | 10 | 5.6 | 9.4 | -1.1 | -0.6 | -4 | 2.2 | 1.1 | 14.4 | -1.1 | -14.4 | -19.4 | 8.3 | -16.7 | 11.1 | -3.3 | 3.9 | -1.7 | -1.1 | -3.9 | 3.9 | -0.6 | 2.8 | -4.4 | 6.1 | -2.2 | 12.9 | 3.8 | -1 | -5 | 8.3 | 4.4 | 10 | 6.1 | 5.6 | -1.1 | 7.2 | 5.6 | -7 | -13 | 13.3 | 5 | 15.6 | 7.2 | -11.7 | -14.3 | 16.1 | 6.1 | 5 | -9.2 | 6.1 | -4.4 | 7.8 | 1.1 | 18.3 | -2.8 | 15.5 | -0.6 | 17.8 | 16.7 | 3.1 | -10.3 | 11.7 | -3.3 | 6.7 | -3.3 | -2.2 | -12.2 | 1.7 | -1.1 | 2.8 | -3.3 | -1.5 | -7.7 | 14.4 | 3.3 | -10.2 | -14.8 | -1.4 | -8.4
-21 | -22 | -1.7 | -5.6 | 11.1 | 6.1 | 15.6 | 10 | 3.3 | -2.2 | 25 | -2.8 | 4 | 4 | 15.9 | 10.5 | 12.8 | 8.9 | 8.3 | 5 | 10.6 | 5.6 | 8.9 | 6.7 | -7.8 | -8.9 | -2.2 | -14.4 | 14 | 11 | 16.5 | 11.3 | 20.6 | 11.7 | 15 | 5.6 | 15.6 | 14.4 | 9.4 | 2.8 | 22.2 | 17.2 | 1.1 | 0 | 1.1 | -1.1 | -2.6 | -6.8 | 6.1 | -0.6 | -2.8 | -2.8 | 15 | 13.4 | 11.1 | 8.9 | 13.9 | 7.9 | 0.6 | 0.6 | -20 | -23 | 2.2 | -3.9 | -2.2 | -5.6 | 2.2 | -5.6 | -1.1 | -4.4 | -19.4 | -23.3 | -10.5 | -15.6 | -4.4 | -8.3 | -0.6 | -10 | 11.1 | -3.3 | 0 | -11.7 | 8.9 | -5.1 | 5 | -0.6 | -3.9 | -6.7 | 13.5 | 13.5 | 10 | 6.1 | 7.8 | 0.6 | -2.2 | -5.9 | 1.7 | 0.6 | 12.8 | -1.1 | -14.6 | -18.9 | 7.4 | -15 | 11.1 | -2.4 | 3.9 | -2 | -1.1 | -3.3 | 2.8 | -0.6 | 2.2 | -4.4 | 4.4 | -2.2 | 11.5 | 4 | -1 | -5 | 7.2 | 4.4 | 10 | 5.6 | 5 | -0.6 | 6.7 | 5 | -7 | -13 | 13.3 | 6 | 10 | 10 | -12.8 | -15.1 | 13.9 | 7.2 | 4.5 | -8.6 | 5.6 | -3.9 | 7.8 | 2.8 | 12.8 | -2.8 | 15 | 0 | 17.8 | 16.7 | 1.9 | -10.6 | 8.9 | -2.2 | 5.6 | -2.8 | -2.8 | -12.8 | 1.7 | -0.6 | 2.2 | -3.3 | -1.3 | -7.5 | 13.9 | -3.9 | -11.7 | -15.6 | -1.1 | -10
-21 | -22 | -1.7 | -5.6 | 10 | 6.1 | 13.9 | 10 | 3.1 | -2 | 24.4 | -1.1 | 4 | 4 | 15.2 | 11.2 | 13.3 | 9.4 | 8.9 | 5.6 | 10.6 | 6.1 | 8.3 | 6.7 | -7.8 | -9 | -2.6 | -12.8 | 13 | 11 | 16.3 | 10.6 | 19.4 | 12.8 | 13.9 | 6.7 | 15 | 14.4 | 8.9 | 2.8 | 21.5 | 17.1 | 1.1 | 0 | 1.3 | -1.1 | -3.3 | -8.3 | 4.4 | -0.6 | -2.2 | -2.2 | 15 | 13.4 | 10.6 | 8.9 | 13.3 | 7.8 | 0.6 | 0.6 | -20 | -23 | 1.1 | -4.4 | -2.2 | -3.3 | 2.2 | -6.1 | -1.7 | -4.4 | -24.4 | -31.7 | -11.1 | -16.1 | -4.4 | -8.9 | -0.6 | -11.1 | 8.9 | -3.3 | -0.6 | -11.7 | 8.3 | -5.6 | 3.5 | -0.6 | -4.6 | -6.9 | 13.2 | 13.2 | 10.6 | 5.6 | 7.2 | 0.6 | -3.9 | -8.3 | 1.7 | 0.6 | 11.1 | -1.1 | -14.8 | -18.9 | 6.5 | -15.7 | 11.1 | -2 | 3.9 | -2.8 | -0.6 | -2.8 | 2.2 | -1.1 | 1.7 | -4.8 | 3.3 | -1.7 | 10 | 3.9 | -2 | -5 | 7.2 | 4.4 | 9.4 | 6.1 | 4.4 | -0.6 | 6.7 | 4.4 | -7 | -13 | 13.3 | 6.9 | 9.4 | 9.4 | -13.9 | -16.1 | 11.1 | 7.8 | 3.9 | -8.9 | 5.6 | -3.9 | 7.8 | 3.3 | 10.6 | -3.3 | 14.4 | 0.6 | 17.8 | 16.1 | 0.6 | -12.8 | 8.3 | -2.2 | 4.4 | -2.8 | -3.3 | -14.4 | 1.7 | -0.6 | 1.7 | -3.3 | -1.1 | -7.8 | 12.8 | -3.3 | -12.2 | -15.6 | -1.3 | -9.2
-21 | -23 | -1.7 | -5.6 | 11.1 | 6.1 | 12.8 | 10 | 3 | -1.9 | 21.1 | -1.1 | 3 | 3 | 14.4 | 11.7 | 13.3 | 9.4 | 8.3 | 5 | 10.6 | 6.7 | 7.8 | 5.9 | -7.8 | -9.1 | -2.9 | -12.3 | 14 | 11 | 16.1 | 10 | 17.8 | 12.8 | 13.3 | 7.2 | 15 | 14.4 | 8.3 | 2.8 | 20.7 | 16.8 | 1.1 | 0 | 1.5 | -1.2 | -3.3 | -7.6 | 3.3 | -1.1 | -2.2 | -2.2 | 15 | 13.3 | 10.6 | 8.3 | 12.9 | 7.6 | 0.6 | 0 | -20 | -23 | 1.7 | -3.9 | -1.7 | -3.9 | 1.7 | -6.1 | -1.7 | -3.9 | -27.8 | -36.1 | -11.7 | -16.7 | -4.4 | -8.9 | -0.6 | -10.6 | 7.8 | -2.2 | -0.6 | -11.1 | 7.6 | -3.4 | 2.1 | -1 | -5.4 | -7.6 | 12.8 | 12.8 | 10 | 6.1 | 7.2 | 1.1 | -5.7 | -9.6 | 1.7 | 0.6 | 6.1 | -1.7 | -15 | -19.4 | 5.6 | -17.8 | 11.1 | -1.7 | 3.9 | -3.9 | -0.6 | -2.8 | 1.7 | -2.8 | 1.1 | -6.1 | 2.8 | -1.7 | 9.6 | 4 | -3 | -5 | 6.7 | 4.4 | 8.9 | 6.1 | 3.9 | -0.6 | 4.4 | 2.8 | -7 | -15 | 13.3 | 7.8 | 9.4 | 9.4 | -14.6 | -17.4 | 10 | 7.2 | 3.5 | -7 | 3.9 | -3.3 | 7.8 | 2.8 | 8.3 | -3.3 | 13.9 | 0.9 | 17.8 | 16.1 | -0.2 | -11.4 | 8.3 | -1.7 | 3.3 | -3.3 | -3.9 | -14.4 | 1.1 | -1.1 | 1.1 | -3.9 | -1.1 | -6.7 | 12.2 | -1.1 | -12.8 | -16.2 | -1.5 | -9.3
-20 | -22 | -1.7 | -5.6 | 10 | 6.1 | 11.7 | 10.6 | 2.8 | -2.2 | 19.4 | -1.1 | 4 | 4 | 13.9 | 11.6 | 13.9 | 9.4 | 8.3 | 5 | 10 | 6.7 | 7.2 | 5.6 | -7.8 | -9.4 | -3.3 | -13.3 | 14 | 11 | 16.1 | 11.5 | 16.7 | 12.8 | 12.2 | 7.8 | 15 | 14.4 | 7.8 | 2.8 | 20 | 16.7 | 1.7 | 0 | 1.7 | -1.7 | -3.3 | -7.6 | 3.3 | -1.1 | -1.7 | -1.7 | 14.4 | 12.8 | 10 | 8.9 | 12.6 | 7.5 | 0.6 | 0 | -19 | -22 | 1.1 | -3.9 | -1.7 | -2.8 | 0.6 | -5 | -1.7 | -3.9 | -28.3 | -34.4 | -12.2 | -17.9 | -5 | -8.3 | -1.1 | -10.6 | 7.2 | -2.2 | -0.6 | -10.6 | 6.8 | -2.3 | 0.6 | -1.7 | -6.1 | -8.3 | 13.2 | 12.9 | 10 | 6.1 | 7.8 | 0.6 | -7.6 | -11.5 | 1.7 | 0.6 | 4.4 | -1.7 | -17.2 | -21.7 | 5.2 | -16 | 8 | -1.6 | 3.5 | -3.5 | -0.6 | -2.8 | 0.6 | -2.2 | 0.9 | -5.1 | 2.8 | -1.7 | 9.3 | 3.9 | -5 | -6 | 6.1 | 3.3 | 8.3 | 5.6 | 3.9 | -0.6 | 4.4 | 2.2 | -8 | -17 | 12 | 7.3 | 8.9 | 8.3 | -15.4 | -18.9 | 10 | 6.7 | 3.2 | -6.5 | 3.3 | -3.3 | 7.2 | 1.7 | 8.3 | -2.2 | 13.3 | 1 | 18.3 | 16.7 | -0.9 | -11.8 | 8.3 | -2.2 | 2 | -2.7 | -4.4 | -14.4 | 1.1 | -1.7 | 0.6 | -3.9 | -1.1 | -6.4 | 12.8 | 1.7 | -13.3 | -17.2 | -1.7 | -10.6
-23 | -24 | -1.7 | -5 | 7.2 | 4.4 | 10.6 | 9.4 | 2.2 | -1.4 | 19.4 | -1.1 | 4 | 3 | 13.3 | 11.4 | 12.8 | 8.9 | 8.3 | 3.9 | 10 | 6.7 | 6.1 | 5 | -8.2 | -9.8 | -3.7 | -12.6 | 14 | 11 | 16.1 | 12.7 | 17.8 | 11.7 | 10 | 7.8 | 15.6 | 14.4 | 7.8 | 2.2 | 19.8 | 16.9 | 1.7 | 0 | 1.3 | -1.7 | -3.3 | -8.3 | 3.9 | -1.1 | -1.7 | -1.7 | 13.9 | 12.3 | 10 | 8.3 | 12.2 | 7.2 | 0.6 | 0 | -19 | -22 | 0.5 | -3.2 | -0.6 | -1.7 | 0.6 | -4.4 | -1.1 | -3.9 | -29.4 | -34.4 | -12.8 | -20 | -5 | -8.3 | -1.1 | -10 | 6.7 | -3.3 | -0.6 | -10 | 6.1 | -1.7 | 1 | -1.1 | -6.3 | -8.3 | 13.5 | 12.7 | 9.4 | 6.1 | 7.2 | 1.7 | -9.4 | -13.9 | 1.7 | 0.6 | 4.4 | -2.2 | -19.5 | -24.4 | 4.8 | -16.3 | 4.8 | -2.4 | 3.2 | -3.8 | -0.6 | -2.2 | 0 | -5 | 0.8 | -5 | 2.2 | -2.2 | 8.9 | 3.9 | -5 | -8 | 5.6 | 3.3 | 7.2 | 5.6 | 3.3 | -0.6 | 4.4 | 2.8 | -10 | -18 | 10.7 | 6.7 | 7.8 | 6.7 | -16.1 | -21.1 | 8.3 | 6.1 | 2.8 | -6.7 | 3.3 | -3.3 | 7.2 | 2.2 | 7.8 | -1.7 | 12.8 | 1.1 | 18.3 | 16.1 | -1.7 | -13.3 | 6.7 | -1.7 | 0.7 | -2.8 | -4.4 | -16.1 | 1.1 | -1.7 | 0 | -4.4 | -1.1 | -6.7 | 12.2 | 2.2 | -14.4 | -17.6 | -1.7 | -9.5
-20 | -20 | -1.7 | -5.6 | 6.7 | 3.9 | 10 | 9.4 | 1.7 | -0.8 | 19.4 | -1.1 | 4 | 3 | 12.8 | 11.1 | 12.8 | 8.9 | 8.3 | 3.3 | 10 | 4.4 | 4.4 | 4.4 | -8.5 | -10.3 | -4 | -12.8 | 14 | 11 | 16.1 | 13.9 | 16.7 | 11.7 | 10 | 7.8 | 16.1 | 14.4 | 7.2 | 1.7 | 19.6 | 17 | 1.7 | 0 | 1 | -2 | -3.5 | -8.2 | 3.9 | -1.1 | -1.1 | -1.1 | 13.3 | 11.7 | 10 | 8.9 | 12.2 | 7.3 | 0.6 | 0 | -20 | -23 | -0.2 | -3.3 | -0.6 | -1.1 | 0 | -3.9 | -1.7 | -3.3 | -29.4 | -34.4 | -13.5 | -19.9 | -5 | -7.8 | -1.1 | -9.4 | 6.7 | -3.3 | -0.6 | -9.4 | 5.9 | -0.9 | 1.3 | -0.8 | -6.5 | -8.5 | 13.9 | 12.8 | 9.4 | 6.1 | 7.8 | 3.3 | -10.2 | -14 | 1.7 | 0.6 | 6.1 | -1.7 | -21.7 | -27.8 | 4.4 | -18.3 | 1.7 | -3.9 | 2.8 | -4.4 | 0 | -2.2 | -0.6 | -5 | 0.6 | -5.6 | 2.8 | -1.1 | 9.1 | 3.9 | -6 | -8 | 4.4 | 2.8 | 7.8 | 5.6 | 2.8 | -1.1 | 3.9 | 2.2 | -11 | -18 | 9.4 | 6.1 | 6.7 | 4.4 | -16.7 | -21.1 | 6.7 | 5 | 3.3 | -5.2 | 1.1 | -3.9 | 7.2 | 2.8 | 7.8 | -2.2 | 12.6 | 2.2 | 18.3 | 16.1 | -2.4 | -12.4 | 6.7 | -1.7 | -0.6 | -3.3 | -5.6 | -16.1 | 0.6 | -1.7 | -1.1 | -4.4 | -1.3 | -6.2 | 11.7 | 2.2 | -15.6 | -18.7 | -1.7 | -9.5
-18 | -20 | -2.2 | -5.6 | 6.7 | 3.9 | 11.7 | 10.6 | 1.1 | -0.6 | 18.3 | -0.6 | 4 | 4 | 12.6 | 11.2 | 12.8 | 8.9 | 7.8 | 1.7 | 9.4 | 3.9 | 3.3 | 3.3 | -8.9 | -11.1 | -4.4 | -14.4 | 13 | 11 | 15.4 | 12.9 | 15 | 12.2 | 11.1 | 6.1 | 16.1 | 14.4 | 7.2 | 1.7 | 19.4 | 17.2 | 1.1 | 0 | 0.6 | -2.8 | -3.7 | -8.7 | 3.9 | -1.1 | -1.1 | -1.1 | 13.5 | 11.8 | 10.6 | 8.9 | 12.2 | 7.3 | 0.6 | 0 | -20 | -23 | -0.9 | -3.4 | -5.6 | -7.2 | 0.6 | -3.3 | -1.7 | -2.8 | -29.4 | -34.4 | -14.3 | -20.9 | -5 | -8.3 | -1.1 | -8.9 | 5 | -2.2 | -0.6 | -10 | 5.8 | -0.2 | 1.7 | -0.6 | -6.7 | -8.9 | 13.5 | 12.6 | 9.4 | 6.1 | 7.8 | 3.3 | -10.9 | -14.5 | 1.7 | 0.6 | 5 | -1.1 | -21.9 | -26.9 | 3.7 | -16.5 | 1.1 | -3.8 | 2.8 | -3.9 | 0 | -2.2 | -1.1 | -7.2 | -0.7 | -4.9 | 2.2 | -1.1 | 9.2 | 4 | -6 | -7 | 5 | 3.3 | 7.2 | 5 | 1.7 | -1.7 | 3.3 | 2.8 | -12 | -18 | 8.3 | 4 | 5.6 | 3.3 | -17.2 | -21.7 | 5.6 | 4.4 | 3.9 | -4.5 | 0 | -3.3 | 7.2 | 2.8 | 7.2 | -2.2 | 12.4 | 3.1 | 18.3 | 16.1 | -3.2 | -12.8 | 6.1 | -1.7 | 0 | -2.2 | -6.1 | -15.6 | 0 | -2.8 | -0.6 | -3.3 | -1.5 | -6.4 | 11.7 | 2.2 | -16.7 | -20 | -1.7 | -10.6
-21 | -22 | -2.2 | -5.6 | 7.2 | 5 | 12.2 | 11.1 | 1.1 | -0.4 | 17.8 | -0.6 | 4 | 3 | 12.4 | 11.2 | 12.8 | 8.9 | 7.8 | 2.2 | 9.4 | 3.3 | 2.2 | 2.2 | -9.8 | -11.8 | -5 | -14 | 14 | 11 | 14.6 | 11.6 | 15 | 12.2 | 10 | 6.1 | 14.4 | 13.3 | 6.7 | 1.1 | 19.6 | 17.4 | 1.1 | -0.6 | 0.6 | -3.2 | -3.9 | -10 | 3.9 | -1.7 | -1.1 | -1.1 | 13.7 | 11.8 | 10.6 | 8.9 | 12.2 | 7.2 | 0 | 0 | -20 | -23 | -1.5 | -3.4 | -5 | -6.7 | -0.6 | -3.9 | -1.7 | -2.2 | -31.1 | -37.2 | -15 | -22.2 | -4.4 | -8.3 | -1.1 | -9.4 | 6.7 | 0 | -0.6 | -9.4 | 5.6 | 0 | 1.5 | -1.8 | -8.5 | -10.5 | 13.2 | 12.4 | 10 | 5 | 7.2 | 3.3 | -11.7 | -15.6 | 1.7 | 0.6 | 5.6 | -1.7 | -22 | -26.5 | 2.9 | -16 | 0.6 | -4.4 | 2.8 | -3.9 | 0.6 | -2.2 | -1.7 | -8.9 | -2 | -5.4 | 2.2 | -1.1 | 9.4 | 3.9 | -6 | -8 | 5 | 3.3 | 7.2 | 5 | 0.6 | -2.8 | 3.3 | 2.2 | -12 | -22 | 7.2 | 1.9 | 5 | 1.7 | -17.8 | -22.8 | 6.1 | 5 | 4.4 | -4.4 | 1.7 | -3.9 | 6.7 | 2.2 | 4.4 | -2.8 | 12.2 | 3.9 | 18.3 | 16.1 | -3.9 | -14.4 | 4.4 | -2.2 | 0.5 | -1.7 | -6.7 | -15.6 | -0.6 | -3.3 | -1.1 | -3.9 | -1.7 | -7.2 | 11.1 | 2.2 | -16.5 | -20 | -1.7 | -10.9
-20 | -21 | -1.7 | -5.6 | 7.2 | 5 | 13.3 | 12.2 | 1.1 | -0.4 | 17.8 | -1.1 | 4 | 3 | 12.2 | 11.1 | 12.2 | 9.4 | 8.3 | -1.1 | 9.4 | 3.9 | 1.7 | 1.7 | -10.8 | -12.9 | -5.5 | -14.7 | 13 | 11 | 13.9 | 10.6 | 15 | 12.8 | 9.4 | 5.6 | 13.3 | 12.2 | 6.7 | 0.6 | 19.8 | 17.6 | 1.1 | -0.6 | 0.6 | -4.3 | -4.1 | -9.1 | 3.3 | -2.2 | -0.6 | -0.6 | 13.9 | 11.7 | 10 | 8.9 | 12.4 | 7.3 | 0 | 0 | -20 | -23 | -2.2 | -3.7 | -5.6 | -7.2 | -1.1 | -3.9 | -1.7 | -2.2 | -30.6 | -35 | -16.3 | -22.6 | -4.4 | -7.8 | -1.1 | -8.9 | 6.1 | -0.6 | -0.6 | -9.4 | 6 | 0.9 | 1.3 | -3.1 | -10.4 | -12.3 | 12.8 | 12.2 | 10.6 | 5.6 | 7.2 | 3.3 | -12.2 | -15.6 | 1.7 | 0.6 | 5 | -1.7 | -22.2 | -26.7 | 2.2 | -17.8 | 0 | -5.6 | 2.8 | -4.4 | 0 | -2.2 | -1.7 | -7.8 | -3.3 | -6.1 | 2.2 | -1.1 | 9 | 4 | -6 | -8 | 4.4 | 2.8 | 7.2 | 4.4 | -0.6 | -4.4 | 3.3 | 2.8 | -13 | -19 | 6.1 | -0.6 | 3.9 | -1.7 | -18.5 | -22.7 | 4.4 | 3.3 | 3.5 | -3.7 | 0 | -3.3 | 6.7 | 2.8 | 3.9 | -2.8 | 12 | 4.3 | 17.8 | 16.1 | -4.8 | -13.1 | 3.3 | -3.3 | 1.1 | -1.1 | -6.7 | -15 | -1.1 | -3.3 | -1.1 | -3.3 | -1.7 | -6.4 | 11.1 | 2.2 | -16.3 | -20.5 | -1.7 | -12.3
-21 | -21 | -1.7 | -5.6 | 7.8 | 5.6 | 13.3 | 12.2 | 1.1 | -0.6 | 17.8 | -1.7 | 4 | 3 | 11.7 | 10.6 | 11.7 | 8.9 | 7.2 | 2.2 | 9.4 | 3.9 | 2.2 | 2.2 | -11.7 | -13.9 | -6.1 | -16.7 | 14 | 11 | 13.3 | 10.3 | 14.4 | 12.8 | 6.1 | 5 | 12.8 | 11.7 | 5.6 | 0.6 | 20 | 17.8 | 1.1 | -0.6 | 0.6 | -6.1 | -4.2 | -8.8 | 3.9 | -1.7 | -0.6 | -0.6 | 13.7 | 11.6 | 10 | 8.9 | 12.6 | 7.3 | 0 | 0 | -20 | -23 | -2.8 | -3.9 | -6.1 | -8.3 | -1.7 | -4.4 | -1.7 | -2.2 | -31.7 | -36.1 | -17.6 | -23.8 | -4.4 | -7.8 | -1.1 | -8.9 | 5 | -0.6 | -1.1 | -8.3 | 6.3 | 1.4 | 1.1 | -5.6 | -12.2 | -14.4 | 12.4 | 12 | 11.1 | 5.6 | 6.7 | 3.3 | -12.8 | -16.2 | 1.7 | 0.6 | 1.7 | -1.7 | -22.2 | -26.7 | 2.2 | -16 | -0.7 | -5.3 | 2.8 | -3.9 | -0.6 | -2.8 | -1.7 | -7.8 | -3.3 | -5.8 | 2.2 | -1.1 | 8.7 | 3.9 | -6 | -7 | 4.4 | 2.8 | 7.2 | 5 | -0.6 | -3.9 | 2.8 | 2.2 | -14 | -23 | 5.2 | -1.3 | 2.8 | -2.8 | -19.3 | -23.1 | 4.4 | 3.9 | 2.6 | -3.9 | 0.6 | -3.9 | 7.2 | 3.9 | 2.8 | -2.8 | 11.9 | 4.4 | 17.8 | 16.1 | -5.8 | -13 | 5.6 | -2.8 | 1.5 | -0.4 | -7.2 | -14.4 | -1.1 | -3.9 | -1.1 | -2.2 | -1.7 | -6.2 | 10.6 | 2.8 | -16.1 | -21.7 | -1.7 | -15.6
-22 | -22 | -1.7 | -5.6 | 10.6 | 7.2 | 12.8 | 11.7 | 0.7 | -1.8 | 16.7 | -2.2 | 4 | 3 | 11.1 | 10 | 12.2 | 8.9 | 6.7 | 2.8 | 8.9 | 3.3 | 2.8 | 2.8 | -11.1 | -13.7 | -5.7 | -16.2 | 15 | 12 | 12.8 | 10.2 | 15 | 13.3 | 4.4 | 3.9 | 12.8 | 11.7 | 5.6 | 0 | 20 | 18 | 1.1 | -0.6 | -0.3 | -5.2 | -4.4 | -9.4 | 3.9 | -0.6 | -0.6 | -0.6 | 13.5 | 11.4 | 10.6 | 9.4 | 12.8 | 7.2 | 0 | 0 | -20 | -23 | -2.2 | -3.9 | -7.8 | -9.4 | -2.2 | -4.4 | -1.7 | -2.2 | -31.1 | -35.6 | -18.9 | -25.6 | -5 | -8.3 | -1.1 | -8.3 | 6.7 | 2.2 | -1.1 | -7.8 | 6.7 | 2.2 | 1.1 | -4.9 | -10.4 | -12.3 | 12.1 | 12 | 11.1 | 6.1 | 6.7 | 3.3 | -13.3 | -17.2 | 1.7 | 0.6 | 1.7 | -1.7 | -22.2 | -27.2 | 2.2 | -15.5 | -1.5 | -5.7 | 2.8 | -3.9 | -1.1 | -3.9 | -1.7 | -5.6 | -3.3 | -5.8 | 2.2 | -1.1 | 8.3 | 3.9 | -6 | -8 | 4.4 | 2.8 | 6.7 | 4.4 | 0.6 | -5.6 | 2.8 | 1.7 | -14 | -22 | 4.2 | -2.3 | 1.7 | -5 | -20 | -23.9 | 3.3 | 3.3 | 1.7 | -4.4 | 0.6 | -3.9 | 7.2 | 3.9 | 2.8 | -2.8 | 11.7 | 4.4 | 18.3 | 16.1 | -6.7 | -13.9 | 3.3 | -3.3 | 1.8 | 0.3 | -7.2 | -15.6 | -1.7 | -4.4 | -1.1 | -3.3 | -1.7 | -6.7 | 9.4 | 3.9 | -15 | -20.3 | -1.7 | -15.6
-24 | -25 | -1.7 | -6.1 | 10.6 | 7.2 | 12.2 | 11.1 | 0.4 | -3.3 | 17.2 | -1.7 | 3 | 2 | 10.6 | 9.4 | 12.2 | 8.9 | 6.7 | 3.9 | 8.9 | 3.3 | 2.2 | 2.2 | -10.6 | -13.9 | -5.4 | -17.1 | 14 | 12 | 12.2 | 10 | 15 | 12.8 | 5.6 | 4.4 | 12.2 | 11.7 | 5 | 0 | 20 | 18.2 | 1.1 | -0.6 | -1.3 | -5.5 | -3.9 | -8 | 4.4 | 1.1 | -1.1 | -1.1 | 13.3 | 11.1 | 11.1 | 10.6 | 13.9 | 9.4 | 0.6 | 0.6 | -20 | -23 | -3.3 | -3.9 | -7.8 | -9.4 | -2.2 | -4.4 | -1.1 | -1.7 | -31.1 | -34.4 | -18.2 | -24.5 | -5.6 | -8.9 | -1.1 | -8.9 | 7.2 | 3.9 | -1.1 | -7.8 | 7.6 | 3.1 | 1.1 | -5.1 | -8.5 | -10.5 | 11.7 | 11.7 | 10.6 | 6.7 | 6.1 | 3.3 | -13.1 | -17.1 | 1.7 | 0.6 | 1.7 | -1.1 | -22.2 | -28.3 | 2.2 | -17.2 | -2.2 | -6.7 | 2.8 | -4.4 | -1.1 | -3.9 | -1.7 | -5.6 | -3.3 | -6.1 | 1.7 | -1.1 | 8.5 | 4.1 | -6 | -7 | 4.4 | 2.8 | 7.2 | 5 | 0 | -6.1 | 2.8 | 1.7 | -15 | -21 | 3.3 | -3.9 | 1.1 | -4.4 | -19.8 | -23.6 | 3.3 | 2.8 | 4.5 | -2.5 | 0 | -3.3 | 7.2 | 4.4 | 3.9 | -2.2 | 11.9 | 5.6 | 18.3 | 16.1 | -5.8 | -12.8 | 3.9 | -2.2 | 2.2 | 1.1 | -8.3 | -16.7 | -1.1 | -4.4 | -2.2 | -3.3 | -0.8 | -5.5 | 8.3 | 4.4 | -13.9 | -19.3 | -1.7 | -12.8
-22 | -23 | -1.7 | -6.1 | 12.2 | 8.3 | 12.2 | 10.6 | 0 | -5.6 | 17.2 | -2.2 | 3 | 2 | 11 | 9.6 | 12.8 | 7.8 | 7.8 | -0.6 | 10 | 3.3 | 7.8 | 6.1 | -10 | -14.4 | -5 | -19.4 | 18 | 14 | 12.2 | 7.1 | 16.1 | 12.8 | 7.8 | 5.6 | 12.8 | 11.7 | 5.6 | 0 | 20 | 18.3 | 1.1 | -0.6 | -2.2 | -6.1 | -3.3 | -7.5 | 6.7 | 2.2 | -1.1 | -1.7 | 10.7 | 8.8 | 11.7 | 11.1 | 15 | 11.4 | 1.1 | 0 | -20 | -23 | -0.6 | -2.8 | -3.9 | -6.1 | -2.2 | -4.4 | -1.1 | -1.1 | -31.1 | -35 | -17.4 | -24 | -5.6 | -8.9 | -0.6 | -8.3 | 7.2 | 5 | -0.6 | -7.8 | 8.5 | 4.1 | 1.1 | -6.1 | -6.7 | -8.9 | 12.6 | 12.2 | 12.8 | 5.6 | 7.2 | 4.4 | -13 | -17.6 | 1.7 | 0.6 | 5.6 | -0.6 | -17.4 | -23.8 | 4.2 | -15 | 2.1 | -3.5 | 3.2 | -4 | -1.1 | -3.9 | -1.7 | -5.6 | -0.7 | -4.1 | 3.9 | 0 | 8.7 | 4.3 | -6 | -8 | 5 | 3.3 | 8.3 | 5 | 2.8 | -5 | 2.2 | 1.7 | -15 | -22 | 4.2 | -3.6 | 1.7 | -4.4 | -19.6 | -23.7 | 2.2 | 2.2 | 7.2 | -1.5 | 1.7 | -2.8 | 8.3 | 5 | 10 | -1.1 | 12 | 6.5 | 18.9 | 16.7 | -4.8 | -12.5 | 5.6 | -2.8 | 2.9 | 1.9 | -8.3 | -18.3 | -0.6 | -3.9 | -1.1 | -2.8 | 0.2 | -4.8 | 7.8 | 4.4 | -12.8 | -19.4 | -1.1 | -14.4
-20 | -23 | -1.1 | -6.1 | 15 | 9.4 | 12.2 | 11.1 | 0.4 | -4.3 | 18.3 | -1.7 | 5 | 2 | 11.3 | 9.4 | 13.9 | 6.7 | 8.9 | -1.1 | 11.1 | 2.8 | 10.6 | 7.2 | -9.1 | -13.1 | -3.7 | -18.3 | 19 | 15 | 12.2 | 3.4 | 22.2 | 13.9 | 10.6 | 5.6 | 15 | 11.7 | 6.7 | 0 | 22 | 18.2 | 1.1 | -0.6 | -1.1 | -5.2 | -2.8 | -7.2 | 7.8 | 2.8 | -2.2 | -2.2 | 8.2 | 6.4 | 11.7 | 11.1 | 16.1 | 13.3 | 1.1 | 0 | -18 | -22 | 1.7 | -1.7 | -1.7 | -6.1 | 1.7 | -2.2 | -0.6 | -0.6 | -21.1 | -24.4 | -16.7 | -24.4 | -5 | -8.9 | 0.6 | -9.4 | 9.4 | 7.2 | -0.6 | -7.2 | 9.4 | 5 | 1.7 | -5.6 | -5.6 | -7.7 | 13.5 | 12.4 | 13.9 | 5.6 | 10 | 5.6 | -12.8 | -18.9 | 2.2 | 0.6 | 8.9 | -1.7 | -12.6 | -19.8 | 6.3 | -15.2 | 6.3 | -1.6 | 3.5 | -4.4 | -0.6 | -4.4 | -2.2 | -5 | 1.8 | -2.7 | 4.4 | 0.6 | 8.9 | 4.4 | -6 | -8 | 6.7 | 3.9 | 8.9 | 5.6 | 5.6 | -5.6 | 2.2 | 1.7 | -15 | -21 | 5.2 | -3.9 | 2.8 | -6.7 | -19.4 | -24.4 | 5.6 | 5 | 10 | -0.6 | 4.4 | -2.2 | 9.4 | 5.6 | 12.8 | 0 | 12.2 | 7.2 | 18.9 | 17.2 | -3.9 | -13.3 | 8.3 | -2.2 | 3.7 | 3 | -7.2 | -19.4 | 0.6 | -4.4 | -1.1 | -2.8 | 1.1 | -5 | 7.8 | 4.4 | -10.8 | -18.1 | 0 | -12.8
-18 | -21 | -0.6 | -6.1 | 17.8 | 9.4 | 12.2 | 10.6 | 0.7 | -3.8 | 18.9 | -0.6 | 6 | 3 | 11.7 | 9.4 | 15 | 6.7 | 10.6 | -0.6 | 12.2 | 2.8 | 15 | 7.8 | -8.1 | -12 | -2.4 | -18.8 | 18 | 15 | 12.2 | -1.1 | 23.9 | 12.2 | 11.7 | 3.9 | 17.2 | 11.7 | 7.8 | -0.6 | 24.1 | 18.1 | 1.1 | -0.6 | 0 | -4.6 | -1.7 | -6.4 | 8.9 | 3.9 | -1.1 | -2.2 | 5.6 | 3.9 | 11.7 | 11.1 | 16.8 | 14.1 | 2.2 | -1.1 | -15 | -19 | 3.3 | -5.6 | 0.6 | -7.2 | 4.4 | -1.7 | 0 | 0 | -19.4 | -23.9 | -14.1 | -22.3 | -5 | -8.9 | 2.8 | -7.8 | 11.1 | 7.8 | 1.1 | -6.7 | 10.9 | 4.4 | 2.2 | -5.9 | -4.4 | -6.7 | 14.4 | 12.8 | 15.6 | 3.9 | 12.8 | 6.1 | -11.3 | -17.4 | 1.7 | 0.6 | 12.8 | -1.1 | -7.8 | -17.2 | 8.3 | -16.7 | 10.6 | 0 | 3.9 | -5 | 0 | -3.9 | -2.2 | -5 | 4.4 | -1.7 | 5 | 1.7 | 10.7 | 5.3 | -6 | -7 | 8.3 | 5 | 9.4 | 5.6 | 8.3 | -7.8 | 3.3 | 2.2 | -15 | -23 | 6.1 | -5 | 3.9 | -6.1 | -18.5 | -23 | 10 | 6.7 | 11.7 | 0.1 | 8.9 | -1.1 | 10.6 | 5.6 | 17.8 | 0 | 12.4 | 8.7 | 18.9 | 17.2 | -2.2 | -11.9 | 7.8 | 0 | 4.4 | 3.9 | -6.7 | -20 | 3.3 | -3.3 | 0 | -2.2 | 1.8 | -4.2 | 7.8 | 4.4 | -8.7 | -18 | 0.6 | -12.8
-16 | -17 | 0.6 | -5.6 | 20.6 | 10 | 12.2 | 10.6 | 1.1 | -3.9 | 20 | 0 | 7 | 3 | 13.7 | 10 | 16.7 | 6.1 | 12.2 | -1.7 | 12.8 | 3.9 | 16.7 | 6.7 | -7.2 | -11.7 | -1.1 | -21.7 | 18 | 15 | 13.7 | 0 | 24.4 | 11.7 | 13.3 | 3.9 | 20 | 12.8 | 9.4 | -0.6 | 26.1 | 17.2 | 1.7 | 0 | 1.1 | -5 | -0.5 | -6 | 10 | 4.4 | -1.7 | -2.8 | 4.3 | 3 | 11.7 | 10.6 | 17.6 | 14.9 | 2.8 | -1.1 | -15 | -20 | 5.6 | -1.7 | 1.7 | -7.2 | 6.1 | -2.2 | 1.1 | 0 | -15 | -20.6 | -11.5 | -20.8 | -4.4 | -8.3 | 5 | -7.8 | 15 | 9.4 | 3.3 | -6.7 | 12.4 | 3.4 | 2.8 | -7.2 | -3.3 | -6.1 | 15.5 | 13 | 16.7 | 3.9 | 15.6 | 6.1 | -9.8 | -16.8 | 1.7 | 0.6 | 15 | -2.2 | -5.4 | -15.7 | 9.2 | -14.4 | 12.8 | -0.4 | 4.3 | -4.4 | 0 | -3.9 | -1.7 | -5.6 | 6.3 | -2 | 7.8 | 3.9 | 12.6 | 6.2 | -6 | -8 | 10.6 | 5.6 | 10 | 6.1 | 8.3 | -8.3 | 3.9 | 2.2 | -14 | -22 | 6.8 | -4.3 | 4.4 | -6.1 | -17.6 | -21.9 | 12.2 | 7.8 | 13.3 | 0.6 | 11.7 | -2.8 | 13.3 | 6.1 | 22.2 | -2.8 | 12.6 | 10 | 18.9 | 17.2 | -0.6 | -11.5 | 8.9 | 0 | 6.1 | 4.4 | -5.6 | -21.1 | 5 | -4.4 | 3.3 | -2.2 | 2.6 | -3.7 | 9.4 | 3.9 | -6.7 | -19.4 | 0.6 | -12.8
-13 | -16 | 1.7 | -5.6 | 22.8 | 10.6 | 12.8 | 10 | 1.7 | -4.1 | 20.6 | 0 | 8 | 4 | 15.8 | 10.2 | 16.7 | 7.2 | 12.8 | -3.3 | 13.9 | 4.4 | 17.8 | 8.3 | -6.1 | -11.4 | -1.1 | -19.7 | 17 | 15 | 15.2 | 1.3 | 24.4 | 11.7 | 15 | 4.4 | 21.7 | 13.3 | 10.6 | -1.1 | 26.1 | 17.2 | 1.7 | 0 | 2.2 | -4 | 0.6 | -6.7 | 10.6 | 4.4 | -1.7 | -2.8 | 3 | 2.1 | 12.2 | 11.7 | 18.3 | 15.6 | 2.8 | -2.2 | -13 | -18 | 5 | -1.7 | 1.1 | -8.3 | 7.8 | -3.3 | 1.1 | 1.1 | -10.6 | -19.4 | -8.9 | -21.1 | -3.9 | -8.3 | 7.2 | -6.1 | 17.2 | 8.3 | 5 | -6.1 | 13.9 | 1.7 | 3.9 | -6.7 | -0.9 | -3.6 | 16.7 | 13.3 | 17.8 | 5 | 17.2 | 5 | -8.3 | -17.2 | 1.7 | 0.6 | 16.7 | -1.7 | -3 | -15.2 | 10.2 | -14.4 | 15 | -1 | 4.6 | -4.6 | 0.6 | -3.9 | -1.7 | -5 | 8.1 | -3.3 | 10 | 5 | 14.4 | 6.7 | -6 | -9 | 12.8 | 4.4 | 11.1 | 5 | 7.2 | -7.2 | 4.4 | 1.7 | -13 | -21 | 7.6 | -4.3 | 4.4 | -6.7 | -16.7 | -21.7 | 15 | 7.8 | 15 | 1.1 | 13.9 | -1.7 | 15 | 6.1 | 25.6 | -2.8 | 12.8 | 11.1 | 18.9 | 17.8 | 1.1 | -13.3 | 9.4 | -0.6 | 7.7 | 4.7 | -5 | -21.1 | 5.6 | -5 | 3.9 | -3.9 | 3.3 | -3.9 | 10.6 | 1.7 | -5.4 | -18.7 | 1.1 | -13.3
-12 | -15 | 2.2 | -5 | 23.9 | 11.1 | 13.3 | 10 | 2.2 | -5.2 | 21.7 | 1.1 | 7 | 4 | 17.8 | 10 | 16.1 | 7.2 | 13.9 | -3.3 | 13.9 | 5 | 16.7 | 10 | -5 | -11.6 | -1.1 | -19.7 | 17 | 14 | 16.7 | 2.2 | 25 | 11.1 | 16.1 | 4.4 | 24.4 | 15 | 11.7 | 0 | 26.1 | 17.2 | 2.2 | 0.6 | 3.3 | -3.7 | 0.6 | -6.1 | 11.7 | 4.4 | -2.8 | -4.4 | 1.7 | 1.1 | 15.6 | 13.3 | 17.9 | 15.2 | 3.3 | -3.3 | -12 | -17 | 5 | -1.1 | 2.2 | -10.6 | 7.8 | -5 | 2.2 | 1.1 | -8.9 | -17.8 | -7.6 | -18.8 | -3.9 | -8.3 | 8.3 | -5 | 19.4 | 8.3 | 7.2 | -5.6 | 13.5 | 3.9 | 5 | -6.9 | 1.5 | -1.4 | 17.8 | 13.3 | 16.7 | 4.4 | 18.3 | 5.6 | -7.2 | -15.6 | 1.7 | 0.6 | 20.6 | -3.9 | -0.6 | -17.2 | 11.1 | -15.6 | 17.2 | -2.8 | 5 | -5 | 0.6 | -3.9 | -2.2 | -5.6 | 10 | -5.6 | 11.7 | 5.6 | 13.5 | 7.7 | -6 | -8 | 14.4 | 5 | 11.1 | 5 | 6.7 | -5.6 | 4.4 | 1.1 | -13 | -20 | 8.3 | -5 | 6.1 | -5.6 | -15.6 | -20 | 17.2 | 8.3 | 15.6 | 1 | 15.6 | -1.1 | 16.7 | 5.6 | 27.2 | -3.3 | 13.7 | 12.1 | 18.9 | 17.8 | 2.8 | -11.3 | 10 | -1.7 | 9.4 | 5 | -4.4 | -20.6 | 6.7 | -3.3 | 4.4 | -3.9 | 4.1 | -3.2 | 11.7 | 1.7 | -4.1 | -19.5 | 1.7 | -13.3
-11 | -13 | 2.2 | -5.6 | 24.4 | 10 | 14.4 | 10.6 | 2.8 | -7.2 | 22.2 | 2.2 | 8 | 5 | 18.7 | 10 | 17.2 | 6.7 | 14.4 | -5 | 13.9 | 5 | 16.1 | 10 | -3.9 | -13.3 | -1.1 | -21.7 | 17 | 14 | 17.2 | 1.2 | 25.6 | 12.2 | 18.9 | 4.4 | 23.9 | 15.6 | 13.3 | -1.1 | 26.1 | 17.2 | 2.2 | 0.6 | 4.4 | -3.9 | 0.6 | -6.4 | 12.2 | 4.4 | -3.3 | -5.6 | 0.9 | 0.2 | 18.3 | 13.9 | 17.6 | 14.9 | 4.4 | -3.9 | -12 | -16 | 6.1 | -3.3 | 2.2 | -11.7 | 8.3 | -4.4 | 2.8 | 1.7 | -8.3 | -17.2 | -6.3 | -17.6 | -3.9 | -7.8 | 8.9 | -3.9 | 20.6 | 7.2 | 7.8 | -5.6 | 13.2 | 5.4 | 6.1 | -8.9 | 3.9 | 0.6 | 18 | 13.5 | 16.7 | 6.1 | 18.9 | 6.1 | -6.1 | -15.3 | 2.2 | 0 | 22.2 | -6.1 | 0 | -14.6 | 11.3 | -13.6 | 17.4 | -3.5 | 5.2 | -4.6 | 0.6 | -3.3 | -2.2 | -6.7 | 10.6 | -4.1 | 7.2 | 3.9 | 12.6 | 8.3 | -6 | -8 | 15 | 4.4 | 10 | 6.7 | 6.7 | -5.6 | 5 | 1.1 | -12 | -19 | 8.7 | -4.9 | 6.1 | -5.6 | -14.4 | -18.8 | 18.9 | 8.9 | 16.1 | 0.2 | 16.1 | -2.2 | 18.3 | 7.2 | 27.8 | -3.3 | 14.7 | 13.1 | 19.4 | 18.3 | 4.4 | -11.2 | 11.1 | -1.7 | 10.9 | 5.7 | -3.9 | -20.6 | 6.7 | -3.9 | 3.3 | -3.9 | 4.8 | -3.1 | 14.4 | 0 | -2.8 | -23.3 | 2.2 | -13.9
-11 | -13 | 2.8 | -5 | 23.9 | 10.6 | 16.1 | 10 | 3 | -7.4 | 25 | 2.2 | 8 | 4 | 19.7 | 9.9 | 16.1 | 6.1 | 14.4 | -5.6 | 13.3 | 5.6 | 17.8 | 8.9 | -3.9 | -12.1 | -1.5 | -20.1 | 16 | 14 | 17.8 | -0.4 | 24.4 | 12.2 | 19.4 | 3.9 | 24.4 | 15.6 | 15 | -1.1 | 25.7 | 17.1 | 2.2 | 0.6 | 4.2 | -3.1 | 0.6 | -7.8 | 11.7 | 4.4 | -3.9 | -6.1 | 0.2 | -0.7 | 19.4 | 13.9 | 17.2 | 14.4 | 5 | -3.9 | -12 | -16 | 5.6 | -2.2 | 1.1 | -11.7 | 7.8 | -3.9 | 3.3 | 2.2 | -7.8 | -17.2 | -5 | -18.3 | -3.9 | -7.2 | 8.3 | -3.9 | 21.7 | 7.8 | 8.3 | -5 | 12.8 | 6.7 | 5.7 | -7.9 | 4.5 | 0.2 | 18.1 | 13.6 | 15.6 | 7.2 | 18.3 | 7.8 | -5 | -16.1 | 1.7 | 0 | 22.8 | -14.4 | 0.5 | -14.2 | 11.5 | -14.3 | 17.6 | -3.9 | 5.4 | -4.7 | 0.6 | -3.3 | -2.2 | -7.8 | 11.1 | -3.3 | 6.1 | 3.3 | 11.7 | 8.9 | -6 | -8 | 15 | 3.9 | 10.6 | 6.1 | 6.1 | -5.6 | 6.1 | 1.1 | -12 | -18 | 9 | -6 | 6.1 | -5.6 | -13.3 | -18.3 | 20.6 | 8.3 | 16.7 | 0 | 16.7 | -1.7 | 17.8 | 6.7 | 27.8 | -3.3 | 15.6 | 13.9 | 18.9 | 18.3 | 6.1 | -12.8 | 11.7 | -2.2 | 12.4 | 6.3 | -3.9 | -20 | 6.7 | -5 | 2.2 | -1.1 | 5.6 | -3.3 | 15 | -1.7 | -3.7 | -20.5 | 2.2 | -11.1
-11 | -15 | 2.8 | -4.4 | 23.3 | 10.6 | 16.1 | 10 | 3.1 | -8.8 | 25.6 | -1.1 | 8 | 3 | 20.6 | 9.4 | 16.1 | 6.7 | 13.9 | -4.4 | 12.8 | 3.9 | 17.2 | 8.9 | -3.9 | -12.1 | -1.8 | -19.8 | 16 | 14 | 18.3 | -2.2 | 23.3 | 12.2 | 20 | 3.9 | 24.4 | 16.1 | 15 | -1.7 | 25.4 | 17.4 | 2.2 | 0.6 | 4.1 | -3 | -0.7 | -7.1 | 7.8 | 4.4 | -4.4 | -7.8 | -0.6 | -1.7 | 20.6 | 13.9 | 16.8 | 14.8 | 5.6 | -5 | -11 | -15 | 6.1 | -2.8 | 0.6 | -13.3 | 7.8 | -3.3 | 3.3 | 2.2 | -6.7 | -12.2 | -5.6 | -17.3 | -3.3 | -7.2 | 8.3 | -3.3 | 21.1 | 8.9 | 7.8 | -4.4 | 12.8 | 6.9 | 5.4 | -8.5 | 5 | 0 | 18.3 | 13.9 | 15.6 | 9.4 | 17.2 | 8.3 | -4.6 | -14.7 | 1.1 | -0.6 | 22.2 | -13.3 | 1.1 | -15 | 11.7 | -15.6 | 17.8 | -5.6 | 5.6 | -5.6 | 1.1 | -2.8 | -2.8 | -10 | 11.7 | -2.8 | 3.3 | 1.1 | 11.3 | 9.1 | -5 | -8 | 15 | 3.9 | 10 | 6.7 | 6.7 | -5 | 7.2 | 0.6 | -11 | -18 | 9.4 | -7.8 | 7.2 | -7.2 | -12.9 | -17.1 | 21.1 | 8.9 | 13.9 | -0.5 | 16.1 | -2.2 | 17.8 | 7.8 | 27.8 | -4.4 | 16.1 | 14 | 18.3 | 17.2 | 5.9 | -11.3 | 11.7 | -1.1 | 13.9 | 6.7 | -3.9 | -20 | 6.1 | -4.4 | 3.9 | -1.1 | 4.8 | -3.3 | 14.4 | -2.2 | -4.7 | -20.5 | 1.7 | -5.6
-12 | -15 | 2.2 | -4.4 | 22.8 | 10.6 | 16.1 | 10 | 3.3 | -11.7 | 25.6 | -1.7 | 8 | 4 | 19.1 | 9.6 | 15 | 7.8 | 12.8 | -4.4 | 11.7 | 5 | 13.9 | 8.9 | -3.9 | -12.8 | -2.2 | -22.2 | 18 | 14 | 16.8 | -1.6 | 23.3 | 11.7 | 18.9 | 3.9 | 24.4 | 16.1 | 15.6 | -1.1 | 25 | 17.2 | 1.1 | -0.6 | 3.9 | -3.3 | -2 | -7.6 | 6.1 | 2.8 | -5 | -7.8 | -1 | -2 | 17.8 | 13.3 | 16.5 | 15.4 | 5 | -6.1 | -11 | -15 | 4.4 | -2.8 | 0 | -12.2 | 7.2 | -1.1 | 4.4 | 2.8 | -6.7 | -17.8 | -6.1 | -18 | -3.3 | -6.7 | 7.8 | -2.8 | 19.4 | 8.3 | 7.8 | -4.4 | 12.8 | 6.9 | 5 | -10 | 5.6 | -0.6 | 16.5 | 13.6 | 14.4 | 10 | 16.1 | 8.9 | -4.3 | -14.9 | 0.6 | -1.1 | 21.1 | -13.3 | -1.7 | -12 | 9.7 | -14.8 | 15.6 | -4.3 | 5 | -5.5 | 1.1 | -2.8 | -4.4 | -11.1 | 10.4 | -2.3 | 2.8 | 0.6 | 11 | 9.5 | -5 | -7 | 14.4 | 3.9 | 9.4 | 7.8 | 5.6 | -2.8 | 7.2 | -1.1 | -11 | -20 | 7.9 | -7.3 | 6.1 | -7.8 | -12.6 | -16.3 | 21.7 | 7.8 | 11.1 | -0.9 | 16.7 | -1.7 | 16.7 | 7.8 | 26.1 | -5 | 16.7 | 14 | 17.2 | 16.7 | 5.8 | -11.8 | 11.1 | -1.1 | 12.6 | 7.1 | -4.4 | -18.9 | 6.7 | -5 | 2.8 | -1.7 | 4.1 | -3.4 | 13.9 | -1.7 | -5.6 | -21.7 | 0 | -6.7
-14 | -16 | 1.7 | -3.3 | 21.7 | 10.6 | 14.4 | 10.6 | 1.8 | -10.7 | 23.9 | -1.7 | 7 | 4 | 17.6 | 9.3 | 13.9 | 7.2 | 12.2 | -6.1 | 10.6 | 4.4 | 12.8 | 8.3 | -4.6 | -11.2 | -3.5 | -18.9 | 17 | 14 | 15.4 | -1.4 | 22.2 | 12.8 | 17.8 | 3.9 | 22.2 | 17.2 | 14.4 | -2.2 | 24.1 | 17.6 | 1.1 | -1.1 | 3.2 | -2.1 | -3.3 | -8.9 | 3.9 | 0.6 | -6.1 | -9.4 | -1.3 | -2.3 | 16.1 | 13.3 | 16.1 | 15.6 | 4.4 | -5.6 | -11 | -15 | 2.8 | -1.7 | -1.7 | -12.2 | 5.6 | -2.2 | 3.9 | 2.8 | -7.8 | -17.8 | -6.7 | -20 | -3.3 | -6.1 | 7.2 | -2.8 | 18.3 | 8.9 | 7.2 | -4.4 | 12.8 | 6.7 | 3.5 | -8.1 | 5 | -0.2 | 14.6 | 13.3 | 14.4 | 8.9 | 15.6 | 8.9 | -3.9 | -16.1 | 0.6 | -1.1 | 17.2 | -8.3 | -4.4 | -11.7 | 7.6 | -14.9 | 13.3 | -4.3 | 4.5 | -6.2 | 1.7 | -2.8 | -5.6 | -12.8 | 9.1 | -1.9 | 1.7 | -0.6 | 10.6 | 9.4 | -6 | -7 | 12.8 | 3.3 | 9.4 | 7.8 | 3.3 | -1.1 | 6.1 | -1.7 | -11 | -20 | 6.5 | -7.3 | 5.6 | -7.2 | -12.2 | -16.1 | 21.1 | 8.3 | 8.3 | -2.2 | 15 | -2.2 | 15 | 7.2 | 25 | -6.1 | 17.2 | 13.9 | 17.8 | 16.7 | 5.6 | -13.3 | 8.9 | -1.7 | 11.3 | 7.3 | -5.6 | -17.8 | 5.6 | -3.9 | 1.7 | -2.2 | 3.3 | -4.4 | 12.8 | -2.8 | -6.7 | -19.9 | -1.7 | -6.7
-15 | -17 | 0.6 | -3.3 | 21.1 | 10.6 | 12.2 | 9.4 | 0.4 | -11.5 | 23.3 | -1.7 | 7 | 4 | 16.1 | 8.9 | 13.9 | 7.8 | 10.6 | -5 | 9.4 | 3.9 | 10 | 8.3 | -5.4 | -10.9 | -4.8 | -18.5 | 17 | 15 | 13.9 | -1.7 | 21.7 | 13.9 | 14.4 | 5.6 | 21.1 | 17.2 | 12.2 | -1.7 | 23.1 | 17.6 | 0.6 | -1.7 | 2.4 | -1.4 | -4.1 | -8.9 | 1.7 | 0 | -7.2 | -11.7 | -1.7 | -2.8 | 15.6 | 12.8 | 16.3 | 15.8 | 3.3 | -5 | -10 | -14 | 2.2 | -2.2 | -2.8 | -12.2 | 4.4 | -2.2 | 3.3 | 2.2 | -11.1 | -19.4 | -8.4 | -19.5 | -3.9 | -6.1 | 5.6 | -2.8 | 16.7 | 8.9 | 6.7 | -3.3 | 11.7 | 7.6 | 2.1 | -7.4 | 4.5 | -0.1 | 12.8 | 12.8 | 14.4 | 10 | 13.3 | 11.7 | -5.4 | -13.7 | 0.6 | -1.1 | 15 | -8.3 | -7.2 | -12.8 | 5.6 | -17.8 | 11.1 | -5 | 3.9 | -7.8 | 1.7 | -2.8 | -5.6 | -12.8 | 7.8 | -2.2 | 1.1 | -1.1 | 10.8 | 9.7 | -6 | -8 | 12.2 | 3.9 | 10 | 7.8 | 3.3 | -0.6 | 5 | -1.7 | -10 | -21 | 5 | -8.9 | 3.9 | -7.2 | -12.4 | -15.7 | 19.4 | 8.3 | 7 | -1.7 | 11.7 | 0 | 12.8 | 8.3 | 22.2 | -7.8 | 16.8 | 14.1 | 17.8 | 16.7 | 4.5 | -11.5 | 5 | -1.7 | 10 | 7.2 | -5.6 | -16.7 | 3.9 | -1.7 | 0 | -2.8 | 2 | -4.4 | 11.1 | -2.8 | -7.8 | -20.3 | -2 | -6.4
-16 | -17 | 1.1 | -3.9 | 21.1 | 10.6 | 11.7 | 10 | -1.1 | -13.9 | 23.3 | -1.7 | 6 | 4 | 14.6 | 9.2 | 13.9 | 7.8 | 8.9 | -3.9 | 9.4 | 5.6 | 8.9 | 7.2 | -6.1 | -11.1 | -6.1 | -19.4 | 19 | 17 | 12.4 | -1.7 | 21.1 | 14.4 | 11.7 | 6.1 | 20.6 | 17.2 | 10.6 | -1.1 | 22.2 | 17.8 | 0.6 | -1.7 | 1.7 | -1.1 | -4.8 | -9.8 | 2.2 | 0 | -8.3 | -11.7 | -2.2 | -3.3 | 15 | 12.8 | 16.5 | 16 | 1.7 | -1.1 | -10 | -14 | 2.8 | -1.7 | -3.3 | -13.3 | 2.8 | -2.8 | 2.2 | 1.7 | -11.1 | -20.6 | -10 | -20.5 | -3.9 | -6.1 | 6.1 | -3.3 | 16.1 | 8.3 | 6.7 | -2.8 | 10.5 | 7.9 | 0.6 | -8.3 | 3.9 | 0 | 12.4 | 12.4 | 14.4 | 10.6 | 12.2 | 11.7 | -6.8 | -12.9 | -0.6 | -2.8 | 13.3 | -7.8 | -8.3 | -12.5 | 4.7 | -15.8 | 9.4 | -4 | 3.3 | -7.2 | 1.7 | -2.8 | -6.7 | -13.9 | 7.6 | -1.9 | -0.6 | -2.2 | 10.9 | 9.8 | -6 | -7 | 11.7 | 5 | 9.4 | 8.3 | 2.8 | -0.6 | 3.3 | -3.9 | -10 | -20 | 4.4 | -8.3 | 2.8 | -8.3 | -12.6 | -15.7 | 18.3 | 8.3 | 5.7 | -1.9 | 10 | -1.7 | 12.2 | 9.4 | 20.6 | -8.3 | 16.5 | 14.4 | 17.2 | 16.7 | 3.3 | -10.9 | 3.3 | -1.7 | 8.7 | 6.3 | -6.1 | -16.7 | 3.9 | -1.7 | 0.6 | -3.3 | 0.7 | -4.9 | 10 | -3.3 | -8.9 | -21.7 | -2.2 | -7.2
-17 | -18 | 1.7 | -1.1 | 20.6 | 11.1 | 11.1 | 10 | -0.9 | -11.2 | 22.2 | -1.7 | 4 | 3 | 13.2 | 9.1 | 13.9 | 8.9 | 8.9 | -4.4 | 9.4 | 5 | 8.3 | 7.2 | -6.8 | -10.9 | -6.5 | -17.2 | 18 | 17 | 10.9 | -1.6 | 21.1 | 14.4 | 8.3 | 5.6 | 20 | 17.2 | 8.9 | -1.1 | 21.5 | 17.9 | 0.6 | -1.7 | 0.9 | -1.5 | -5.6 | -11.1 | 0.6 | -1.7 | -8.9 | -12.8 | -2.8 | -4.2 | 13.9 | 11.1 | 16.7 | 16.1 | 1.7 | -2.8 | -11 | -15 | 2.2 | -1.7 | -3.9 | -14.4 | 2.2 | -3.3 | 2.2 | 2.2 | -11.7 | -21.7 | -11.7 | -22.8 | -3.9 | -6.1 | 6.1 | -2.8 | 16.1 | 8.3 | 6.1 | -2.2 | 9.4 | 8.3 | 0.2 | -7.3 | 2.8 | 0.2 | 12.1 | 12.1 | 14.4 | 11.7 | 12.2 | 11.7 | -8.3 | -13.3 | -0.6 | -3.3 | 8.3 | -6.7 | -9.5 | -13 | 3.7 | -15.4 | 7.8 | -3.8 | 2.8 | -7.1 | 1.7 | -3.3 | -6.7 | -13.9 | 7.4 | -2.1 | -2.2 | -3.9 | 11.1 | 10 | -6 | -8 | 11.1 | 5 | 10 | 8.3 | 2.8 | -0.6 | 2.8 | -2.2 | -10 | -19 | 3.9 | -8.4 | 1.7 | -10.6 | -12.8 | -16.1 | 17.8 | 8.3 | 4.4 | -2.2 | 8.3 | 1.1 | 11.7 | 9.4 | 18.9 | -8.3 | 16.1 | 14.4 | 17.2 | 16.7 | 2.2 | -12.2 | 3.3 | -1.7 | 7.4 | 5.4 | -6.1 | -14.4 | 3.3 | -1.1 | -1.7 | -4.4 | -0.6 | -6.1 | 8.9 | -3.3 | -9.5 | -19.2 | -2.9 | -8.5
-18 | -19 | 1.7 | -1.1 | 20.6 | 11.7 | 11.1 | 10 | -0.8 | -10.4 | 20.6 | -0.6 | 3 | 2 | 11.7 | 8.9 | 13.3 | 8.9 | 8.3 | -4.4 | 8.9 | 4.4 | 7.8 | 6.9 | -7.6 | -11.3 | -6.8 | -16.7 | 21 | 17 | 9.4 | -2.2 | 20.6 | 13.9 | 7.2 | 5 | 20 | 17.2 | 8.9 | -1.1 | 20.7 | 17.7 | 0.6 | -2.2 | 0.2 | -1.9 | -5.8 | -10.2 | -0.6 | -3.9 | -9.4 | -13.3 | -3.3 | -5 | 13.3 | 11.7 | 15.9 | 15.5 | 1.1 | -2.8 | -11 | -14 | 1.7 | -2.2 | -4.4 | -14.4 | 2.2 | -3.3 | 2.8 | 2.8 | -13.3 | -21.7 | -13.4 | -21.7 | -3.9 | -5.6 | 5.6 | -2.8 | 15 | 7.8 | 6.1 | -1.7 | 9.6 | 8.4 | -0.2 | -7.7 | 1.7 | 0.1 | 11.7 | 11.7 | 12.8 | 12.2 | 12.2 | 11.1 | -8.7 | -13 | -0.6 | -3.9 | 6.1 | -6.1 | -10.6 | -13.9 | 2.8 | -17.8 | 6.1 | -4.4 | 2.2 | -8.3 | 1.1 | -5 | -7.2 | -13.3 | 7.2 | -2.2 | -3.3 | -5 | 10.9 | 9.8 | -6 | -8 | 10 | 5 | 9.4 | 8.9 | 1.7 | -1.1 | 1.7 | -2.8 | -10 | -20 | 3.3 | -10 | 0.6 | -10.6 | -12.6 | -15 | 15.6 | 8.3 | 3.5 | -2.7 | 7.8 | 1.1 | 11.7 | 8.9 | 19.4 | -8.9 | 15 | 13.4 | 17.2 | 16.7 | 1.7 | -10.2 | 2.8 | -1.7 | 6.1 | 4.4 | -6.7 | -13.3 | 2.8 | -1.7 | -2.2 | -4.4 | 0 | -5.3 | 7.8 | -2.8 | -10 | -18.2 | -3.7 | -10.6
-18 | -20 | 2.2 | -1.7 | 20 | 12.2 | 10.6 | 9.4 | -0.6 | -10.6 | 20 | 1.1 | 3 | 0 | 11.3 | 8.7 | 13.3 | 9.4 | 7.2 | -4.4 | 8.9 | 4.4 | 7.2 | 6.8 | -8.3 | -12.2 | -7.2 | -17.2 | 18 | 17 | 8.5 | -1.7 | 21.1 | 13.9 | 5.6 | 3.9 | 19.4 | 17.2 | 7.8 | -1.7 | 20 | 17.8 | 0 | -2.8 | -0.6 | -2.8 | -5.9 | -9.8 | -1.7 | -3.9 | -10 | -14.4 | -3.5 | -4.9 | 13.3 | 12.2 | 15.2 | 14.6 | 1.1 | -4.4 | -11 | -14 | 1.7 | -2.2 | -5.6 | -15 | 2.2 | -2.8 | 2.8 | 2.8 | -16.1 | -21.7 | -15 | -21.7 | -3.9 | -6.1 | 5.6 | -2.2 | 14.4 | 7.2 | 6.1 | -1.7 | 9.8 | 8.3 | -0.6 | -8.9 | 0.6 | 0 | 11.1 | 11.1 | 13.3 | 13.3 | 12.2 | 11.1 | -9 | -13.5 | -1.1 | -4.4 | 6.1 | -5.6 | -11.1 | -14.1 | 2.6 | -15.2 | 3.9 | -4.2 | 2 | -7 | 1.1 | -6.1 | -7.8 | -13.3 | 6.5 | -1.9 | -3.9 | -5.6 | 10.8 | 9.7 | -6 | -9 | 10 | 5.6 | 8.3 | 6.1 | 1.7 | -1.1 | 1.1 | -1.7 | -10 | -18 | 2.4 | -9.3 | 0 | -10.6 | -12.4 | -14.3 | 13.9 | 8.9 | 2.6 | -3.5 | 5.6 | 0.6 | 11.7 | 8.9 | 19.4 | -8.9 | 13.9 | 12.3 | 16.1 | 15.6 | 1.1 | -10.1 | 0.6 | -2.8 | 5.4 | 3.9 | -6.7 | -13.3 | 2.2 | -0.6 | -3.3 | -5.6 | 0.5 | -5.4 | 6.1 | -2.8 | -10.6 | -18.3 | -4.4 | -13.9
-21 | -23 | 1.1 | -2.8 | 20 | 12.2 | 10 | 8.9 | -0.6 | -8.1 | 19.4 | 2.8 | 3 | -1 | 11 | 8.6 | 12.8 | 9.4 | 7.8 | -4.4 | 8.3 | 4.4 | 6.7 | 6.5 | -8.1 | -12 | -7.6 | -16.4 | 18 | 17 | 7.6 | -1.4 | 20.6 | 13.9 | 4.4 | 3.3 | 19.4 | 17.2 | 7.2 | -1.7 | 19.8 | 17.6 | 0 | -3.3 | -0.6 | -2.5 | -6.1 | -10 | -2.2 | -5 | -10.6 | -14.4 | -3.7 | -4.8 | 13.3 | 12.2 | 14.4 | 13.9 | 1.1 | -3.3 | -11 | -13 | 1.3 | -2 | -7.2 | -15.6 | 2.8 | -1.7 | 3.3 | 3.3 | -15 | -21.7 | -16.7 | -22.8 | -3.9 | -6.1 | 6.1 | -1.1 | 13.9 | 7.2 | 6.1 | -0.6 | 10 | 8.3 | -1.1 | -8.1 | 0 | -1 | 10.6 | 10.6 | 13.9 | 13.9 | 11.7 | 11.7 | -9.4 | -14.4 | -1.7 | -5 | 6.7 | -5 | -11.7 | -15 | 2.4 | -14.9 | 1.6 | -4.7 | 1.9 | -6.6 | 0.6 | -6.1 | -8.9 | -13.9 | 5.7 | -1.9 | -4.4 | -6.1 | 10.6 | 9.4 | -7 | -8 | 10 | 5.6 | 7.8 | 5 | 1.7 | -0.6 | 1.1 | -2.8 | -10 | -18 | 1.5 | -9.8 | -0.6 | -10.6 | -12.2 | -13.9 | 16.1 | 8.3 | 1.7 | -5 | 5 | 0.6 | 10.6 | 8.3 | 19.4 | -11.1 | 12.8 | 11.1 | 15.6 | 15 | 0.6 | -11.1 | 0.6 | -3.3 | 4.6 | 3.4 | -7.2 | -10 | 2.2 | -0.6 | -3.3 | -5.6 | 1.1 | -6.1 | 5.6 | -3.3 | -10.4 | -17.5 | -5.2 | -13.3
-20 | -22 | 0.6 | -2.2 | 19.4 | 13.3 | 9.4 | 8.9 | -0.6 | -7 | 18.3 | 2.8 | 1 | 0 | 10.6 | 8.3 | 12.2 | 8.9 | 7.2 | -4.4 | 8.3 | 4.4 | 6.1 | 6.1 | -8 | -12.5 | -7.9 | -17 | 18 | 17 | 6.7 | -1.7 | 20.6 | 13.9 | 3.9 | 3.3 | 19.4 | 17.2 | 6.1 | -1.7 | 19.6 | 17.4 | -0.6 | -4.4 | -0.6 | -2.5 | -6.3 | -9 | -2.2 | -5.6 | -10.6 | -15 | -3.9 | -5 | 13.3 | 12.2 | 14.2 | 13.6 | 1.1 | -2.8 | -10 | -12 | 0.9 | -2.2 | -7.8 | -16.1 | 2.8 | -1.7 | 4.4 | 4.4 | -16.1 | -22.8 | -17.8 | -22.9 | -3.9 | -6.1 | 6.7 | -1.1 | 13.9 | 7.2 | 6.1 | -0.6 | 9.4 | 7 | -1.7 | -8.7 | -0.5 | -1.9 | 10 | 10 | 15.6 | 15 | 12.2 | 11.7 | -8.9 | -14 | -2.2 | -5.6 | 2.8 | -5 | -12.2 | -16.1 | 2.2 | -16.1 | -0.6 | -6.1 | 1.7 | -7.2 | 0.6 | -6.7 | -9.4 | -13.3 | 5 | -2.2 | -5.6 | -7.8 | 10.2 | 9.2 | -7 | -8 | 8.9 | 5.6 | 7.8 | 3.9 | 1.1 | -1.1 | 0.6 | -1.1 | -10 | -18 | 0.6 | -11.7 | -1.1 | -10.6 | -11.3 | -12.7 | 16.1 | 8.9 | 0.4 | -5.7 | 4.4 | 0 | 11.7 | 10 | 20 | -7.8 | 12.1 | 10 | 15.6 | 15 | 0.2 | -9.7 | 0.6 | -3.9 | 3.9 | 2.8 | -7.8 | -10 | 2.2 | -0.6 | -3.3 | -5.6 | 0.9 | -5.3 | 5 | -3.3 | -10.2 | -17.8 | -5.9 | -13.9
-21 | -23 | 0 | -2.2 | 19.4 | 12.8 | 9.4 | 8.9 | -0.6 | -6.7 | 15.6 | 2.2 | 1 | 0 | 10 | 8 | 12.2 | 8.3 | 6.1 | -4.4 | 7.8 | 3.3 | 5.6 | 5.6 | -7.8 | -13.3 | -8.3 | -18.3 | 18 | 17 | 5.9 | -1.5 | 20.6 | 13.3 | 3.3 | 2.8 | 19.4 | 17.2 | 5 | -1.7 | 19.4 | 17.2 | -1.7 | -4.4 | -0.6 | -2.8 | -6.5 | -8.6 | -2.8 | -6.1 | -11.1 | -15.6 | -4.3 | -5.3 | 13.9 | 12.2 | 14.1 | 13.5 | 1.1 | -2.2 | -8 | -11 | 0.6 | -2.3 | -8.9 | -16.1 | 2.8 | -1.7 | 5 | 5 | -15.6 | -23.3 | -18.9 | -23.7 | -3.9 | -6.7 | 6.7 | -0.6 | 12.8 | 7.2 | 7.2 | 0 | 8.9 | 5.7 | -2.2 | -10 | -1.1 | -3.3 | 9.8 | 9.8 | 14.4 | 12.8 | 12.8 | 12.8 | -8.3 | -14.4 | -2.8 | -6.7 | 1.7 | -5 | -10.9 | -15.5 | 1.8 | -14.4 | -0.6 | -5.9 | 1.5 | -6.2 | 0 | -6.7 | -9.4 | -13.3 | 5 | -1.9 | -6.7 | -8.3 | 9.8 | 8.8 | -6 | -7 | 8.9 | 5 | 7.2 | 3.3 | 0.6 | -1.7 | 1.1 | 0 | -11 | -19 | 0 | -10.1 | -2.2 | -10.6 | -10.3 | -11.7 | 16.1 | 10.6 | -0.9 | -7.3 | 2.2 | -0.6 | 11.1 | 9.4 | 19.4 | -7.8 | 11.3 | 8.6 | 16.7 | 16.1 | -0.2 | -9.8 | 0 | -4.4 | 3.5 | 2.6 | -7.8 | -10 | 1.1 | -0.6 | -4.4 | -6.7 | 0.8 | -5.4 | 3.9 | -3.3 | -10 | -18.9 | -6.7 | -15.6
-22 | -25 | -0.6 | -3.3 | 18.3 | 12.8 | 6.7 | 6.7 | -1.1 | -5.7 | 13.9 | 2.2 | 1 | 0 | 9.5 | 7.6 | 11.7 | 7.8 | 5.6 | -3.9 | 7.8 | 3.9 | 5 | 5 | -7.8 | -12.8 | -9.1 | -17.2 | 17 | 17 | 5.2 | -1.7 | 20.6 | 12.8 | 3.3 | 2.8 | 20 | 17.2 | 5.6 | -2.8 | 19 | 17 | -1.1 | -5 | -0.6 | -2.5 | -6.7 | -8.3 | -3.3 | -7.2 | -11.7 | -16.1 | -4.6 | -5.6 | 13.3 | 11.7 | 13.9 | 13.3 | 1.7 | -2.2 | -8 | -10 | 0.2 | -2.5 | -10.6 | -16.7 | 1.7 | -1.7 | 5.6 | 5.6 | -14.4 | -22.2 | -20 | -25 | -3.9 | -6.7 | 7.2 | -1.1 | 11.7 | 7.2 | 7.2 | -0.6 | 8.3 | 4.4 | -1.8 | -8.8 | -1.1 | -2.9 | 9.6 | 9.6 | 13.9 | 12.8 | 13.3 | 12.8 | -7.8 | -15.6 | -3.3 | -6.7 | 1.7 | -5.6 | -9.6 | -15.6 | 1.5 | -14.2 | -0.6 | -6.1 | 1.3 | -6 | 0 | -7.8 | -9.4 | -14.4 | 5 | -1.9 | -7.8 | -9.4 | 9.4 | 8.3 | -6 | -7 | 8.3 | 5 | 5 | 2.2 | 0 | -3.9 | 1.1 | 0 | -11 | -19 | -0.5 | -10.3 | -2.8 | -10 | -9.4 | -11.1 | 15 | 10.6 | -2.2 | -10 | 2.2 | -0.6 | 12.2 | 10.6 | 11.1 | -7.2 | 10.6 | 7.2 | 16.7 | 16.1 | -0.6 | -11.1 | -1.1 | -4.4 | 3.2 | 2.5 | -8.3 | -11.1 | 0.6 | 0 | -3.3 | -5.6 | 0.6 | -6.1 | 1.7 | -3.9 | -8.3 | -17.6 | -6.7 | -15.9
-22 | -23 | -2.2 | -4.4 | 16.7 | 13.3 | 8.9 | 8.9 | -1.7 | -5.7 | 11.7 | 2.2 | 1 | -1 | 8.9 | 7.2 | 11.7 | 7.2 | 4.4 | -3.9 | 7.8 | 2.2 | 4.4 | 4.4 | -7.8 | -12.8 | -9.8 | -17.2 | 17 | 17 | 4.4 | -2.2 | 20.6 | 12.8 | 2.8 | 2.2 | 20.6 | 17.8 | 6.1 | -2.8 | 18.7 | 16.9 | -1.7 | -5.6 | -0.6 | -2.5 | -6.7 | -8.2 | -3.3 | -7.8 | -11.7 | -16.1 | -5 | -6.1 | 13.9 | 12.2 | 13.5 | 12.9 | 2.2 | -1.7 | -8 | -11 | -0.2 | -2.7 | -10 | -16.1 | 1.7 | -2.2 | 5 | 5 | -13.9 | -21.1 | -21.3 | -25.5 | -3.9 | -6.1 | 7.8 | -0.6 | 11.7 | 7.8 | 7.2 | 0 | 7 | 2.7 | -1.5 | -8.5 | -1.1 | -2.6 | 9.4 | 9.4 | 14.4 | 13.9 | 13.9 | 13.9 | -8 | -14.5 | -3.9 | -7.8 | 2.2 | -6.1 | -8.3 | -16.7 | 1.1 | -16.1 | -0.6 | -7.2 | 1.1 | -6.7 | 0 | -7.8 | -9.4 | -13.3 | 5 | -2.2 | -7.8 | -10 | 9 | 8.3 | -5 | -6 | 7.8 | 4.4 | 3.3 | 2.2 | -1.1 | -6.7 | 1.1 | 0 | -11 | -18 | -1.1 | -11.7 | -2.8 | -10 | -8.5 | -10.1 | 15 | 10 | -3.1 | -9.4 | 3.3 | -1.1 | 12.2 | 10.6 | 10.6 | -7.2 | 9.8 | 7.1 | 16.1 | 15.6 | -0.8 | -8.5 | -1.1 | -5 | 2.8 | 2.2 | -9.4 | -13.3 | 0.6 | -0.6 | -5 | -7.2 | -0.2 | -6.1 | 1.7 | -3.9 | -6.7 | -17.4 | -6.7 | -17.1
-22 | -25 | -2.2 | -3.9 | 15.6 | 12.8 | 8.9 | 8.3 | -2.2 | -6.1 | 12.8 | 1.7 | 1 | -1 | 8.7 | 6.9 | 11.1 | 6.7 | 2.8 | -3.9 | 7.2 | 1.7 | 5 | 5 | -7.8 | -13.3 | -10.6 | -17.8 | 17 | 17 | 4.2 | -3.1 | 21.1 | 14.4 | 2.2 | 1.7 | 20.6 | 17.8 | 3.3 | -2.2 | 18.3 | 16.7 | -2.2 | -6.1 | -0.6 | -2.8 | -6.7 | -8.2 | -3.9 | -8.3 | -11.7 | -16.1 | -5.2 | -6.3 | 13.9 | 12.8 | 13.2 | 12.6 | 2.2 | -0.6 | -8 | -12 | -0.6 | -3.3 | -10.6 | -16.7 | 1.1 | -2.2 | 5.6 | 5.6 | -14.4 | -21.1 | -22.6 | -26.8 | -3.9 | -6.1 | 8.3 | 0 | 11.7 | 7.8 | 7.8 | -0.6 | 5.7 | 1 | -1.1 | -9.4 | -1.1 | -2.8 | 7.7 | 7.7 | 15 | 14.4 | 14.4 | 14.4 | -8.1 | -14.4 | -4.4 | -8.3 | 2.8 | -6.7 | -8.5 | -14.9 | 0.9 | -13.9 | -1.1 | -6.9 | 0.4 | -6.1 | 0 | -8.3 | -8.3 | -13.9 | 5.7 | -1.5 | -8.3 | -11.1 | 8.7 | 8.4 | -5 | -6 | 7.8 | 5 | 2.2 | 2.2 | -2.8 | -8.9 | 0.6 | 0 | -11 | -19 | -1.7 | -10.2 | -2.8 | -10 | -7.6 | -9.4 | 14.4 | 9.4 | -4.1 | -9.8 | 2.8 | -1.1 | 12.2 | 10.6 | 8.3 | -5.6 | 9.1 | 6.9 | 16.7 | 15.6 | -0.9 | -7.1 | -1.1 | -3.9 | 2.6 | 2 | -9.4 | -13.3 | 0.6 | 0 | -5 | -6.7 | -0.9 | -6.9 | 1.1 | -3.9 | -5 | -19.4 | -6.7 | -20.6
-24 | -27 | -2.8 | -5 | 16.7 | 13.3 | 8.9 | 8.3 | -2.2 | -5.4 | 12.2 | 1.7 | 0 | -1 | 8.5 | 6.5 | 11.1 | 5.6 | 2.8 | -3.9 | 7.2 | 2.2 | 6.1 | 5.6 | -6.3 | -11.4 | -9.7 | -17.1 | 18 | 17 | 4.1 | -4.5 | 21.1 | 14.4 | 1.1 | 1.1 | 21.1 | 17.8 | 3.3 | -2.2 | 19.1 | 17.3 | -2.8 | -7.2 | -0.4 | -2.3 | -6.7 | -8.3 | -4.4 | -9.4 | -11.7 | -16.1 | -5.4 | -6.7 | 13.9 | 12.8 | 12.8 | 12.2 | 3.3 | -0.6 | -8 | -11 | -0.6 | -2.8 | -11.7 | -16.7 | 1.7 | -2.2 | 6.7 | 6.7 | -16.1 | -21.1 | -23.9 | -28.3 | -3.9 | -6.1 | 8.3 | 0 | 11.1 | 7.2 | 8.9 | -1.1 | 4.4 | -0.6 | -2.2 | -9.4 | -2.6 | -4.4 | 6.1 | 6.1 | 15 | 15 | 15 | 15 | -8.3 | -15 | -5.6 | -8.9 | 0 | -6.1 | -8.7 | -14 | 0.8 | -13.6 | -1.7 | -7.7 | -0.4 | -6.3 | -0.6 | -8.3 | -9.4 | -15 | 6.5 | -1.2 | -8.3 | -11.1 | 8.3 | 8.3 | -4 | -5 | 7.8 | 5.6 | 3.3 | 2.8 | -3.9 | -11.7 | 1.1 | 0 | -11 | -20 | -2.2 | -10.2 | -3.3 | -10.6 | -6.7 | -8.9 | 15 | 10.6 | -5 | -11.1 | 2.8 | -1.1 | 13.3 | 11.7 | 8.3 | -5.6 | 8.3 | 6.7 | 14.4 | 14.4 | -1.1 | -6.7 | -2.8 | -5.6 | 2.4 | 1.8 | -10.6 | -16.1 | 0.6 | -0.6 | -3.9 | -4.4 | -1.7 | -8.3 | -0.6 | -3.9 | -4.3 | -16.4 | -8.3 | -20.6
-27 | -30 | -3.3 | -5.6 | 16.7 | 13.3 | 8.9 | 8.3 | -2.2 | -5.3 | 11.1 | 1.7 | 0 | -1 | 8.3 | 6.1 | 11.7 | 6.1 | 3.9 | -5 | 7.8 | 2.2 | 6.1 | 5.6 | -4.8 | -10.1 | -8.7 | -17.2 | 18 | 17 | 3.9 | -6.7 | 21.1 | 15 | 1.7 | 1.1 | 21.1 | 17.8 | 3.9 | -2.8 | 19.8 | 17.8 | -2.8 | -7.8 | -0.2 | -2.2 | -6.5 | -8.1 | -5 | -10 | -12.8 | -16.1 | -5.6 | -7.2 | 14.4 | 13.3 | 12.8 | 12.1 | 3.9 | -1.7 | -9 | -11 | -0.6 | -2.8 | -11.7 | -16.7 | 1.7 | -1.7 | 6.7 | 6.7 | -14.4 | -18.3 | -21.9 | -26.3 | -3.9 | -6.7 | 9.4 | 0 | 10.6 | 7.2 | 9.4 | -0.6 | 4.6 | -1.1 | -3.3 | -10.2 | -4.1 | -6.1 | 4.4 | 4.4 | 17.2 | 16.7 | 15 | 15 | -7.4 | -13.7 | -6.1 | -9.4 | 1.1 | -6.1 | -8.9 | -13.9 | 0.6 | -15 | -2.2 | -8.9 | -1.1 | -7.2 | -0.6 | -8.3 | -10.6 | -15.6 | 7.2 | -1.1 | -7.8 | -10.6 | 6.8 | 5.9 | -3 | -6 | 7.8 | 5.6 | 3.9 | 2.2 | -4.4 | -11.7 | 1.1 | 0.6 | -11 | -19 | -2.8 | -11.1 | -3.9 | -10 | -5.9 | -8 | 15 | 9.4 | -4.4 | -10.3 | 1.7 | -1.1 | 13.3 | 11.7 | 11.1 | -6.1 | 8.1 | 6.6 | 11.1 | 10 | 0.7 | -4.5 | -3.3 | -5.6 | 2.2 | 1.7 | -12.2 | -16.7 | 0.6 | 0 | -2.8 | -2.8 | -1.7 | -7.9 | -1.1 | -4.4 | -3.5 | -15.4 | -7.2 | -18.3
-26 | -28 | -3.3 | -5.6 | 16.1 | 13.3 | 8.9 | 8.3 | -2.2 | -5.6 | 12.8 | 1.7 | 1 | 0 | 11.3 | 7.6 | 14.4 | 4.4 | 4.4 | -3.9 | 8.9 | 2.8 | 8.3 | 7.2 | -3.3 | -9.4 | -7.8 | -18.3 | 18 | 17 | 5.6 | -5.6 | 22.2 | 15.6 | 3.3 | 3.3 | 20.6 | 17.8 | 5 | -2.2 | 20.6 | 18.3 | -3.3 | -8.3 | 0 | -2.2 | -6.3 | -8.2 | -4.4 | -10.6 | -12.8 | -17.8 | -5.2 | -6.9 | 15 | 13.9 | 12.8 | 11.9 | 5 | -0.6 | -9 | -11 | 1.7 | -1.1 | -9.4 | -15.6 | 2.2 | 0 | 7.8 | 7.8 | -14.4 | -17.8 | -19.8 | -24.4 | -3.9 | -6.7 | 9.4 | -0.6 | 10.6 | 7.2 | 10 | -1.1 | 4.8 | -1.8 | -4.4 | -12.2 | -5.6 | -8.3 | 4.2 | 3.9 | 15.6 | 15.6 | 15.6 | 15 | -6.5 | -13.4 | -6.7 | -10.6 | 6.1 | -5.6 | -5.4 | -12 | 3 | -13.1 | 1.9 | -5.7 | 1.1 | -5.9 | -0.6 | -8.3 | -11.1 | -15.6 | 8.7 | 0.4 | -8.3 | -10.6 | 5.4 | 3.6 | -2 | -3 | 8.3 | 6.1 | 3.9 | 2.8 | -4.4 | -12.2 | 1.7 | 1.1 | -11 | -18 | -1.1 | -9.9 | -1.1 | -9.4 | -5.2 | -7.5 | 15 | 8.9 | -3.9 | -10.2 | 1.1 | -2.2 | 14.4 | 13.3 | 18.3 | -8.9 | 8 | 6.8 | 11.1 | 9.4 | 2.6 | -3.3 | -1.7 | -4.4 | 4.2 | 3.2 | -12.2 | -17.2 | 0.6 | 0 | -2.2 | -2.2 | -1.7 | -7.9 | 0.6 | -3.3 | -2.8 | -15.6 | -5.6 | -17.8
-23 | -26 | -0.6 | -2.8 | 16.7 | 13.3 | 11.7 | 10 | -2.4 | -5.2 | 15 | 1.1 | 4 | 0 | 14.2 | 9.1 | 16.1 | 4.4 | 7.8 | -2.2 | 10.6 | 2.8 | 11.1 | 8.9 | 0.6 | -7.2 | -6.7 | -17.4 | 19 | 17 | 7.2 | -5.8 | 23.9 | 16.7 | 11.7 | 7.2 | 20 | 18.3 | 8.9 | -3.3 | 22.3 | 18.5 | -3.3 | -8.3 | 1.3 | -2 | -6.1 | -8.3 | -5 | -10.6 | -12.8 | -18.3 | -4.8 | -7 | 15.6 | 14.4 | 12.8 | 11.7 | 7.2 | 1.1 | -9 | -11 | 4.4 | -0.6 | -6.7 | -15.6 | 3.3 | 0.6 | 8.3 | 8.3 | -12.8 | -17.2 | -17.8 | -23.3 | -3.3 | -6.7 | 10 | 7.8 | 12.2 | 7.8 | 10.6 | -1.1 | 5 | -2.8 | -2.7 | -11.6 | -6 | -8.6 | 4.1 | 3.4 | 15.6 | 15 | 16.1 | 15 | -5.6 | -13.9 | -5.6 | -10.6 | 9.4 | -4.4 | -1.8 | -10.8 | 5.4 | -12.6 | 5.9 | -4 | 3.4 | -5.8 | 0.6 | -7.8 | -10 | -12.8 | 10.2 | 2.1 | -8.3 | -10.6 | 3.9 | 1.1 | -2 | -3 | 8.3 | 6.1 | 6.1 | 3.3 | -3.9 | -12.2 | 5 | 1.7 | -11 | -17 | 0.5 | -10 | 0.6 | -10 | -4.4 | -7.2 | 15 | 11.1 | -3.3 | -11.1 | 6.7 | 0.6 | 18.3 | 15.6 | 17.2 | -6.7 | 7.8 | 6.7 | 10 | 6.7 | 4.4 | -2.2 | 0.6 | -3.9 | 6.3 | 4.6 | -10.6 | -17.8 | 1.1 | 0 | -2.2 | -2.8 | -1.7 | -8.9 | 3.3 | -2.8 | -0.8 | -12.6 | -5 | -14.4
-20 | -22 | -0.6 | -2.8 | 17.2 | 13.9 | 15.6 | 11.7 | -2.6 | -5.2 | 16.1 | -1.7 | 6 | 1 | 17.2 | 10 | 17.8 | 4.4 | 10.6 | -1.1 | 12.2 | 0.6 | 15 | 9.4 | 4.4 | -6.8 | -5.5 | -17.5 | 21 | 17 | 8.9 | -6.7 | 24.4 | 17.2 | 16.1 | 5.6 | 17.8 | 17.2 | 11.7 | -1.1 | 23.9 | 18.1 | -2.8 | -8.3 | 2.6 | -2.4 | -4.6 | -7.8 | -3.9 | -10 | -12.2 | -18.3 | -4.4 | -7.2 | 16.7 | 15 | 12.1 | 10.4 | 9.4 | -0.6 | -8 | -11 | 5.6 | 0 | -5.6 | -15.6 | 5 | 2.2 | 10 | 10 | -10.6 | -16.1 | -13.3 | -20.1 | -3.9 | -7.2 | 10.6 | 7.8 | 15.6 | 7.8 | 11.1 | -0.6 | 5.7 | -2.8 | -1.1 | -12.6 | -6.3 | -9.1 | 3.9 | 2.8 | 15.6 | 15 | 16.7 | 12.8 | -2.8 | -11.3 | -5 | -10.6 | 12.2 | -6.1 | 1.7 | -12.2 | 7.8 | -14.4 | 10 | -2.8 | 5.6 | -6.7 | 1.1 | -6.7 | -9.4 | -13.9 | 11.7 | 3.3 | -7.8 | -10.6 | 2.8 | -0.3 | -2 | -3 | 8.9 | 6.7 | 7.8 | 3.9 | -2.8 | -11.1 | 7.8 | 3.3 | -10 | -16 | 2.2 | -11.7 | 1.7 | -10 | -2.7 | -5.6 | 13.3 | 13.3 | -1.5 | -10 | 10 | 2.2 | 21.7 | 17.2 | 20 | -6.7 | 8.7 | 7.2 | 11.1 | 6.7 | 7 | -1.9 | 3.3 | -3.3 | 8.3 | 6.1 | -9.4 | -17.2 | 1.1 | 0 | -1.7 | -2.8 | -1.3 | -8.3 | 5.6 | -2.8 | 1.3 | -11.5 | -3.9 | -18.3
-17 | -20 | 0 | -2.2 | 17.8 | 14.4 | 17.8 | 12.8 | -2.8 | -5.6 | 16.7 | -1.7 | 7 | 1 | 18.9 | 10.2 | 18.9 | 6.7 | 12.2 | -2.8 | 13.9 | -0.6 | 17.2 | 8.9 | 8.3 | -8.3 | -4.4 | -19.4 | 21 | 18 | 9.6 | -5.2 | 25 | 17.2 | 17.2 | 3.9 | 16.7 | 16.7 | 15 | -1.1 | 25.6 | 17.8 | -2.2 | -8.9 | 3.9 | -3.3 | -3.2 | -7.5 | -3.3 | -9.4 | -11.7 | -17.2 | -4 | -6.6 | 17.8 | 15.6 | 11.3 | 8.7 | 11.7 | -1.1 | -8 | -11 | 6.7 | 0.6 | -4.4 | -16.7 | 7.8 | 3.9 | 10 | 10 | -7.8 | -13.9 | -8.9 | -17.9 | -4.4 | -8.9 | 11.7 | 8.3 | 18.9 | 6.7 | 12.8 | 0 | 6.5 | -3 | 0.6 | -16.1 | -6.7 | -10 | 5 | 2.7 | 17.2 | 15.6 | 17.8 | 12.2 | 0 | -9.4 | -5 | -10.6 | 15 | -7.2 | 3.4 | -9.8 | 8.9 | -12.6 | 12.8 | -2.3 | 6.5 | -6 | 1.7 | -6.7 | -10 | -13.3 | 13.5 | 3.3 | -7.2 | -10 | 1.7 | -1.7 | -2 | -3 | 8.9 | 6.7 | 10 | 1.7 | -1.7 | -10.6 | 10.6 | 4.4 | -10 | -13 | 3.7 | -9.9 | 3.3 | -10 | -1.1 | -4.5 | 12.8 | 12.8 | 0.4 | -9.8 | 13.3 | 3.3 | 22.8 | 16.7 | 21.1 | -6.7 | 9.7 | 7.5 | 12.2 | 6.1 | 9.6 | -2.1 | 5 | -3.9 | 11.5 | 7.3 | -8.9 | -16.7 | 2.2 | 0 | -0.6 | -3.3 | -1 | -8.7 | 8.9 | -2.2 | 3.3 | -11.7 | -3.9 | -14.4
-16 | -18 | 0 | -2.8 | 17.8 | 13.9 | 20 | 12.8 | -3.2 | -5.7 | 18.9 | -3.3 | 7 | 2 | 20.5 | 10.3 | 20.6 | 7.2 | 13.3 | -3.3 | 15 | -1.1 | 18.9 | 8.9 | 9.2 | -7.4 | -3.3 | -17.6 | 21 | 18 | 10.4 | -4.2 | 26.1 | 17.8 | 18.9 | 2.8 | 16.1 | 16.1 | 17.2 | -3.3 | 26.3 | 17.9 | -2.8 | -7.8 | 4.1 | -3 | -1.7 | -8.3 | -2.8 | -8.9 | -11.1 | -19.4 | -3.7 | -6.5 | 17.8 | 15 | 10.6 | 7.2 | 12.8 | 0.6 | -8 | -11 | 7.2 | 1.7 | -3.3 | -15.6 | 11.7 | 7.2 | 10.6 | 10.6 | -6.7 | -19.4 | -4.4 | -17.8 | -3.9 | -8.9 | 11.7 | 8.9 | 20 | 5.6 | 12.8 | -0.6 | 7.2 | -3.9 | 0.8 | -14.4 | -7.1 | -10.2 | 6.1 | 2.2 | 17.8 | 15.6 | 19.4 | 12.8 | 2.8 | -9.4 | -3.3 | -9.4 | 16.7 | -7.8 | 5 | -9.2 | 10 | -13.1 | 15.5 | -3.5 | 7.4 | -6.3 | 3.3 | -6.7 | -7.8 | -13.3 | 15.4 | 2.9 | -6.1 | -9.4 | 0.6 | -3.3 | -2 | -2 | 8.9 | 7.2 | 10 | 0.6 | -0.6 | -10 | 12.8 | 5.6 | -10 | -11 | 5.2 | -9 | 3.9 | -9.4 | 0.6 | -3.9 | 13.3 | 13.3 | 2.2 | -11.7 | 15 | 2.2 | 22.2 | 17.2 | 22.8 | -6.7 | 10.6 | 7.8 | 13.9 | 6.7 | 12.2 | -3.9 | 6.1 | -4.4 | 14.6 | 8.1 | -8.3 | -17.8 | 2.8 | -0.6 | 2.2 | -2.8 | -0.6 | -10 | 11.7 | -1.1 | 4.4 | -10 | -3.9 | -15
-15 | -17 | 0.6 | -3.3 | 17.2 | 13.9 | 21.1 | 11.7 | -3.5 | -6 | 20.6 | -3.3 | 8 | 2 | 22.2 | 10 | 21.1 | 8.3 | 15 | -3.9 | 15.6 | 1.7 | 18.9 | 10.6 | 10.2 | -7.1 | -2.2 | -17.4 | 19 | 19 | 11.1 | -4.4 | 26.1 | 18.3 | 20 | 1.7 | 16.7 | 16.7 | 17.2 | -3.3 | 27.1 | 18.1 | -2.2 | -8.3 | 4.2 | -3.6 | -1.9 | -7 | -2.2 | -8.3 | -10.6 | -16.7 | -3.3 | -6.7 | 19.4 | 16.1 | 10.4 | 6.8 | 14.4 | 0.6 | -7 | -10 | 8.3 | 1.1 | -2.8 | -16.1 | 12.8 | 6.1 | 11.7 | 11.1 | -5.6 | -19.4 | -3.3 | -15.5 | -3.9 | -9.4 | 12.2 | 10 | 21.1 | 3.3 | 13.9 | 8.3 | 7.6 | -3.2 | 0.9 | -15.1 | -7.4 | -10.7 | 7.2 | 1.7 | 18.3 | 15.6 | 20.6 | 11.1 | 4.6 | -7 | -2.2 | -8.9 | 18.3 | -8.9 | 6.7 | -9.4 | 11.1 | -14.4 | 18.3 | -5.6 | 8.3 | -7.2 | 5 | -8.9 | -7.2 | -12.8 | 17.2 | 2.2 | -5 | -9.4 | 0.6 | -3.2 | -1 | -2 | 10.6 | 7.2 | 10 | 0.6 | 0.6 | -10 | 15 | 5.6 | -9 | -11 | 6.7 | -10 | 5.6 | -9.4 | 0.2 | -2.5 | 13.3 | 12.2 | 3.3 | -10.5 | 17.2 | 2.8 | 23.3 | 17.8 | 25 | -7.2 | 11.9 | 7.4 | 13.3 | 5.6 | 13.9 | -2.2 | 6.7 | -3.3 | 17.8 | 8.3 | -7.8 | -18.3 | 3.3 | -1.1 | 3.3 | -3.3 | -0.2 | -9.3 | 13.9 | -1.1 | 5.6 | -9.4 | -2.8 | -18.9
-13 | -15 | 1.1 | -3.9 | 16.7 | 13.9 | 22.2 | 11.1 | -3.9 | -6.7 | 21.1 | -6.1 | 8 | 1 | 22.6 | 10.1 | 23.3 | 8.9 | 15.6 | -3.9 | 14.4 | 1.1 | 17.2 | 11.7 | 11.1 | -8.3 | -1.1 | -18.9 | 19 | 19 | 10.9 | -2.5 | 25.6 | 18.3 | 21.1 | 2.2 | 16.7 | 16.1 | 19.4 | -5 | 27.8 | 18.3 | -2.2 | -8.3 | 4.4 | -4.4 | -2 | -6.5 | -1.1 | -7.2 | -10 | -16.1 | -2.9 | -6.3 | 20.6 | 16.7 | 10.2 | 6.2 | 15 | 0.6 | -7 | -9 | 9.4 | 0 | -2.8 | -16.7 | 13.9 | 7.2 | 12.8 | 11.1 | -4.4 | -18.9 | -2.2 | -15.2 | -3.3 | -10 | 12.2 | 10 | 21.1 | 2.8 | 13.9 | 8.9 | 7.9 | -2.6 | 1.1 | -17.2 | -7.8 | -11.7 | 6.7 | 1.2 | 18.3 | 15.6 | 21.7 | 10 | 6.5 | -6 | -1.1 | -8.3 | 18.3 | -8.9 | 7.2 | -6.4 | 11.5 | -12.7 | 18.5 | -4.9 | 9.1 | -6.7 | 5.6 | -7.2 | -7.2 | -13.3 | 17.4 | 3.7 | -3.3 | -8.9 | 0.6 | -3.4 | -1 | -1 | 10.6 | 6.1 | 10.6 | 0 | 1.7 | -10.6 | 16.1 | 6.7 | -8 | -10 | 7.1 | -9.1 | 6.7 | -10.6 | -0.2 | -1.7 | 13.3 | 12.2 | 4.5 | -10.3 | 17.2 | 1.7 | 22.8 | 17.8 | 23.3 | -8.3 | 13.1 | 6.5 | 14.4 | 5.6 | 15.5 | -1.4 | 7.8 | -2.2 | 18.3 | 8.6 | -6.7 | -18.9 | 4.4 | -1.7 | 3.9 | -5 | 0.2 | -9.4 | 15.6 | -1.1 | 6.7 | -10.6 | -2.8 | -15
-11 | -14 | 2.2 | -0.6 | 16.1 | 13.3 | 22.2 | 8.9 | -4.6 | -6.9 | 21.7 | -6.1 | 7 | 1 | 22.9 | 10 | 19.4 | 8.9 | 15.6 | 1.7 | 14.4 | 0.6 | 16.7 | 11.7 | 10.9 | -7.4 | -1.1 | -16.8 | 19 | 19 | 10.8 | -1.7 | 25.6 | 18.3 | 22.2 | 2.8 | 17.8 | 16.1 | 20 | -7.8 | 27.4 | 17.3 | -2.2 | -7.8 | 4.8 | -4.2 | -2.2 | -6.7 | -0.6 | -7.2 | -9.4 | -14.4 | -2.6 | -6.5 | 20.6 | 16.7 | 10 | 5.6 | 15 | 0.6 | -6 | -8 | 10 | 1.1 | -2.8 | -17.2 | 13.9 | 6.1 | 15 | 10.6 | -3.9 | -16.1 | -1.1 | -16.1 | -3.9 | -10 | 12.2 | 10 | 22.2 | 1.7 | 12.2 | 10 | 8.3 | -2.8 | 0.7 | -14.9 | -8.2 | -11.4 | 6.1 | 0.6 | 18.9 | 15.6 | 22.8 | 10 | 8.3 | -5.6 | -2.2 | -8.9 | 18.3 | -16.1 | 7.8 | -5 | 11.8 | -12.5 | 18.7 | -5.4 | 9.8 | -6.6 | 5.6 | -7.2 | -7.2 | -13.3 | 17.6 | 4.9 | -2.8 | -8.9 | 0.6 | -4.4 | -1 | -1 | 8.3 | 5 | 10.6 | 0 | 2.2 | -10 | 17.2 | 6.7 | -8 | -10 | 7.4 | -9.2 | 7.8 | -10.6 | -0.6 | -1.1 | 12.8 | 12.8 | 5.6 | -12.2 | 16.7 | 0.6 | 21.1 | 17.8 | 27.2 | -10 | 14.4 | 5.6 | 14.4 | 6.1 | 17.2 | -0.6 | 8.3 | -3.3 | 18.9 | 8.9 | -6.7 | -20 | 5.6 | -3.3 | 4.4 | -5 | 0.6 | -11.1 | 16.7 | -1.1 | 6.3 | -9.7 | -2.8 | -19.4
-12 | -15 | 2.8 | -1.7 | 16.1 | 13.3 | 21.7 | 8.9 | -5.4 | -7.6 | 21.1 | -6.7 | 7 | 1 | 23.3 | 10 | 17.8 | 11.1 | 16.1 | -2.2 | 14.4 | -0.6 | 16.1 | 11.1 | 10.8 | -7.5 | -1.1 | -16 | 21 | 19 | 10.6 | -1.1 | 25.6 | 18.9 | 22.2 | 3.9 | 18.3 | 16.1 | 19.4 | -7.2 | 27.1 | 16.7 | -1.7 | -8.3 | 5.2 | -4.3 | -2.9 | -6.3 | 0 | -7.2 | -8.9 | -15 | -2.2 | -7.2 | 21.1 | 17.2 | 8.9 | 4.5 | 15 | 0.6 | -6 | -7 | 8.3 | 1.1 | -2.8 | -17.8 | 13.3 | 7.8 | 15.6 | 10 | -3.9 | -16.1 | -1.7 | -14.7 | -3.3 | -10.6 | 11.7 | 10.6 | 21.7 | 1.7 | 12.2 | 9.4 | 7.2 | -2.5 | 0.4 | -14.7 | -8.5 | -11.6 | 5.6 | 0 | 17.2 | 14.4 | 23.3 | 8.9 | 7.9 | -4 | -1.1 | -8.9 | 17.8 | -17.2 | 8.3 | -3.9 | 12.2 | -13.9 | 18.9 | -6.1 | 10.6 | -7.8 | 6.1 | -6.7 | -6.7 | -13.9 | 17.8 | 6.1 | -3.3 | -9.4 | 0.6 | -3.6 | -1 | -1 | 8.3 | 5.6 | 10 | 0 | 2.2 | -10.6 | 15.6 | 6.1 | -7 | -8 | 7.8 | -11.1 | 8.3 | -10 | -2.1 | -3 | 12.2 | 12.2 | 4.5 | -10.7 | 17.2 | 1.7 | 20.6 | 18.3 | 26.1 | -6.7 | 13.9 | 6.8 | 14.4 | 6.1 | 17 | 1.4 | 8.3 | -2.2 | 19.4 | 8.9 | -6.7 | -20 | 5.6 | -3.3 | 4.4 | -6.1 | -0.3 | -10.2 | 16.7 | -1.1 | 6 | -9.5 | -2.2 | -17.2
-12 | -15 | 2.2 | -0.6 | 16.1 | 13.3 | 21.1 | 10.6 | -6.1 | -8.3 | 21.1 | -6.7 | 8 | 1 | 21.3 | 10.8 | 17.2 | 11.7 | 15.6 | -2.8 | 13.9 | 0 | 13.3 | 10 | 10.6 | -8.9 | -1.1 | -17.2 | 19 | 19 | 9.8 | -0.9 | 24.4 | 19.4 | 22.8 | 5.6 | 18.3 | 16.1 | 18.9 | -3.9 | 26.7 | 15.6 | -2.2 | -7.8 | 5.6 | -5.6 | -3.7 | -6.6 | 0 | -7.8 | -9.4 | -15 | -2.8 | -6.6 | 20 | 17.2 | 7.8 | 3.5 | 14.4 | -0.6 | -6 | -8 | 6.7 | 0.6 | -4.4 | -18.3 | 12.2 | 7.2 | 15.6 | 10 | -3.9 | -16.1 | -2.2 | -14.5 | -4.4 | -11.1 | 11.7 | 10.6 | 20.6 | 1.7 | 11.1 | 10 | 6.1 | -2.7 | 0 | -16.1 | -8.9 | -12.2 | 4.1 | 0 | 16.1 | 13.9 | 22.2 | 8.9 | 7.6 | -3.2 | -1.7 | -8.3 | 16.1 | -12.2 | 5.5 | -3.4 | 10.5 | -12.7 | 15.9 | -3.6 | 7.8 | -5.3 | 6.1 | -6.7 | -6.1 | -13.3 | 16.7 | 5.7 | -2.8 | -8.9 | 0.6 | -3.6 | -1 | -1 | 8.9 | 5.6 | 10.6 | -0.6 | 2.2 | -10.6 | 13.3 | 1.7 | -6 | -8 | 6.5 | -9.1 | 7.2 | -10.6 | -3.5 | -4.6 | 12.2 | 12.2 | 3.3 | -11.3 | 17.2 | 1.1 | 20 | 18.3 | 24.4 | -7.2 | 13.3 | 7.6 | 15 | 6.7 | 16.9 | 3.2 | 7.8 | -2.8 | 18.5 | 9.3 | -7.2 | -20 | 5.6 | -5 | 3.9 | -6.1 | -1.3 | -10.3 | 16.1 | -1.7 | 5.6 | -11.1 | -3.9 | -18.3
-14 | -16 | 2.2 | -1.1 | 16.7 | 13.9 | 19.4 | 11.1 | -6.3 | -8.3 | 20 | -5.6 | 6 | 1 | 19.2 | 11.3 | 15.6 | 12.2 | 13.3 | -1.7 | 13.3 | 0.6 | 12.2 | 10 | 7.3 | -5.7 | -2.2 | -14.8 | 18 | 18 | 9.1 | -0.7 | 24.4 | 19.4 | 21.7 | 5.6 | 17.8 | 16.1 | 17.8 | -4.4 | 25.6 | 16.5 | -2.2 | -7.8 | 5 | -3.8 | -4.4 | -7.2 | -0.6 | -7.8 | -10 | -15 | -3.3 | -6.7 | 20 | 17.2 | 6.7 | 2.2 | 13.3 | -0.6 | -6 | -7 | 6.1 | 0 | -5.6 | -19.4 | 11.1 | 6.7 | 13.9 | 8.9 | -5 | -15.6 | -2.8 | -16.1 | -6.1 | -12.2 | 11.7 | 10.6 | 19.4 | 0.6 | 11.1 | 9.4 | 5 | -3.3 | -0.9 | -13.6 | -9.6 | -12.4 | 2.6 | -0.1 | 15 | 13.3 | 20 | 9.4 | 7.2 | -2.8 | -2.2 | -8.3 | 12.8 | -11.1 | 2.8 | -3.7 | 8.9 | -12.6 | 13 | -2.9 | 5 | -5 | 5.6 | -6.1 | -7.2 | -14.4 | 15.5 | 4.6 | -3.3 | -8.9 | 0.6 | -3.9 | 0 | -1 | 8.9 | 5.6 | 10 | 0 | 0.6 | -11.7 | 12.2 | 2.2 | -6 | -7 | 5.2 | -9 | 6.7 | -10 | -5 | -6.7 | 12.2 | 12.2 | 2.2 | -12.8 | 16.1 | 0.6 | 20 | 18.3 | 22.8 | -8.3 | 12.8 | 8.3 | 15.6 | 7.2 | 16.7 | 4.4 | 6.7 | -3.9 | 17.6 | 9.5 | -8.3 | -20 | 3.9 | -5.6 | 2.8 | -6.7 | -2.2 | -11.7 | 15.6 | -1.1 | 4.3 | -9.7 | -5 | -18.9
-15 | -16 | 1.1 | -1.7 | 16.7 | 13.9 | 18.3 | 11.7 | -6.5 | -8.5 | 18.3 | -3.9 | 6 | 1 | 17.2 | 11.1 | 15 | 12.2 | 10 | 0 | 11.1 | 3.9 | 10 | 8.9 | 3.9 | -5.2 | -3.3 | -14.6 | 18 | 18 | 8.3 | -1.1 | 23.9 | 19.4 | 16.7 | 6.1 | 17.2 | 16.1 | 16.1 | -3.3 | 24.4 | 16.9 | -2.2 | -7.8 | 4.5 | -3.1 | -4.8 | -7.7 | -0.6 | -7.8 | -10.6 | -15.6 | -3.9 | -7.2 | 19.4 | 16.7 | 6.3 | 1.8 | 12.8 | -0.6 | -6 | -7 | 5 | 0 | -6.7 | -20 | 10 | 5.6 | 11.1 | 5.6 | -6.1 | -16.7 | -3.9 | -14.3 | -7.8 | -13.3 | 11.7 | 10.6 | 18.3 | 0.6 | 11.1 | 9.4 | 3.9 | -3.2 | -1.9 | -13.3 | -10.4 | -13 | 1.1 | -0.6 | 14.4 | 13.3 | 18.3 | 10 | 4.6 | -2.8 | -2.2 | -7.8 | 10.6 | -10.6 | 0 | -5 | 7.2 | -15 | 10 | -3.3 | 2.2 | -5.6 | 5.6 | -6.1 | -9.4 | -14.4 | 14.4 | 3.9 | -3.3 | -8.9 | 0.6 | -3.4 | 0 | 0 | 8.3 | 5.6 | 9.4 | 0 | -0.6 | -12.2 | 11.1 | 5.6 | -6 | -7 | 3.9 | -10 | 4.4 | -8.9 | -6.3 | -8 | 12.8 | 12.8 | 1.1 | -11.3 | 11.7 | 2.2 | 19.4 | 18.9 | 21.7 | -9.4 | 12.4 | 6.7 | 13.3 | 6.7 | 15.4 | 5.9 | 3.3 | -3.3 | 16.7 | 9.4 | -9.4 | -20 | 2.2 | -5.6 | 1.1 | -7.2 | -2.6 | -11.1 | 15 | -2.2 | 3 | -9.8 | -5.6 | -19.6
-20 | -22 | 1.1 | -1.7 | 17.2 | 14.4 | 18.3 | 11.7 | -6.7 | -8.9 | 16.7 | -1.7 | 4 | 1 | 15.4 | 10.8 | 14.4 | 11.7 | 8.3 | 1.7 | 11.1 | 2.2 | 8.3 | 7.8 | 0.6 | -6.1 | -4.4 | -15.6 | 18 | 18 | 7.6 | -0.5 | 23.3 | 20 | 12.8 | 7.2 | 16.7 | 16.1 | 14.4 | -2.2 | 23.3 | 17.2 | -2.2 | -7.8 | 3.9 | -2.8 | -5.2 | -8.7 | -0.6 | -7.8 | -11.1 | -15 | -4.1 | -6.7 | 18.9 | 16.7 | 6 | 1.3 | 11.1 | -0.6 | -6 | -7 | 3.3 | -0.6 | -8.3 | -20.6 | 8.9 | 5 | 8.9 | 4.4 | -7.2 | -17.8 | -5 | -14 | -8.9 | -14.4 | 11.7 | 10.6 | 17.2 | 1.1 | 11.1 | 9.4 | 2.8 | -3.5 | -2.8 | -14.4 | -11.1 | -13.9 | 1.1 | -0.4 | 13.3 | 12.8 | 17.2 | 11.1 | 2 | -3.6 | -2.8 | -7.8 | 8.9 | -11.1 | 0 | -4.3 | 5.9 | -13.2 | 7 | -2.9 | 0.9 | -5.1 | 5.6 | -6.1 | -10.6 | -14.4 | 13.9 | 4.2 | -3.3 | -8.9 | 0.6 | -3.4 | 0 | 0 | 6.7 | 4.4 | 8.9 | 1.1 | -1.1 | -13.3 | 10 | 4.4 | -6 | -7 | 2.2 | -7.1 | 1.7 | -7.8 | -7.6 | -9.7 | 12.8 | 12.8 | 0 | -11.3 | 9.4 | 1.7 | 19.4 | 18.3 | 20 | -10 | 12.1 | 4.6 | 12.8 | 6.1 | 14.1 | 6.7 | 1.7 | -3.3 | 17.4 | 9.8 | -10 | -20.6 | 2.2 | -4.4 | -0.6 | -6.1 | -2.9 | -11.3 | 15 | -1.7 | 1.7 | -11.1 | -6.1 | -23.9
-19 | -21 | 1.1 | -2.2 | 16.1 | 15 | 17.8 | 12.8 | -7.1 | -9.2 | 16.1 | -1.1 | 3 | 0 | 13.5 | 10.2 | 14.4 | 11.7 | 8.3 | 2.8 | 9.4 | 2.2 | 8.9 | 8.3 | 0.6 | -5.6 | -5.3 | -13.8 | 18 | 18 | 6.8 | -0.6 | 23.3 | 20 | 11.1 | 6.1 | 17.2 | 16.1 | 13.3 | -1.1 | 23.1 | 17.1 | -2.8 | -7.8 | 3.5 | -2.3 | -5.6 | -10 | -1.1 | -7.8 | -11.7 | -14.4 | -4.2 | -6.4 | 18.9 | 16.1 | 5.6 | 0.6 | 11.1 | -2.2 | -6 | -7 | 2.2 | -0.6 | -10 | -21.1 | 8.3 | 3.9 | 5.6 | 3.3 | -8.3 | -17.8 | -6.1 | -15 | -9.4 | -15.6 | 11.7 | 10.6 | 17.2 | 1.7 | 11.7 | 9.4 | 1.7 | -4.4 | -2.8 | -13.3 | -11.8 | -14.1 | 1.1 | -0.4 | 10 | 10 | 15.6 | 11.1 | -0.6 | -5 | -2.8 | -7.8 | 8.3 | -12.8 | 0 | -4.1 | 4.6 | -13.2 | 4.1 | -3 | -0.4 | -5.2 | 5.6 | -5.6 | -10.6 | -14.4 | 13.3 | 4.2 | -3.3 | -8.3 | 0.6 | -3.9 | 0 | 0 | 5.6 | 3.3 | 8.3 | 2.2 | -2.2 | -13.3 | 8.9 | 2.8 | -5 | -6 | 0.6 | -5.9 | -1.7 | -7.2 | -8.9 | -11.7 | 13.9 | 13.9 | -1.1 | -12.8 | 8.9 | 1.1 | 20 | 18.3 | 16.1 | -11.1 | 11.7 | 2.2 | 10 | 5 | 12.8 | 7.2 | 1.1 | -3.9 | 18.2 | 10.1 | -10 | -21.1 | 1.1 | -3.9 | -2.2 | -5.6 | -3.3 | -12.8 | 14.4 | -2.2 | 1.7 | -9.9 | -6.5 | -21.6
-20 | -22 | 0.6 | -2.2 | 16.1 | 15 | 17.2 | 13.3 | -7.4 | -9.7 | 14.4 | 0.6 | 4 | 1 | 11.7 | 9.4 | 14.4 | 11.7 | 7.8 | 5 | 8.3 | 5.6 | 8.3 | 7.8 | 0.6 | -5.6 | -6.3 | -13.9 | 18 | 18 | 6.1 | -0.6 | 23.3 | 20 | 11.7 | 6.7 | 16.1 | 16.1 | 12.2 | -0.6 | 23 | 17 | -2.8 | -8.3 | 3.2 | -2.4 | -6.1 | -9.7 | -0.6 | -7.2 | -12.8 | -15.6 | -4.4 | -6.7 | 18.9 | 16.7 | 5 | 0.2 | 10 | -3.9 | -6 | -7 | 1.7 | 0 | -10 | -21.1 | 7.2 | 2.8 | 4.4 | 1.1 | -10 | -18.3 | -6.8 | -14.6 | -10.6 | -16.7 | 11.1 | 10.6 | 17.2 | 3.3 | 11.7 | 10 | 0.8 | -4.1 | -2.8 | -13.3 | -12.6 | -14.6 | 1.1 | -0.6 | 8.9 | 8.9 | 15 | 10.6 | -1.3 | -4.7 | -2.2 | -7.8 | 7.8 | -10.6 | 0 | -4.4 | 3.3 | -15 | 1.1 | -4.4 | -1.7 | -6.1 | 4.4 | -5 | -11.7 | -15 | 12.8 | 4.4 | -3.3 | -8.3 | 0.4 | -3.6 | 0 | 0 | 4.4 | 2.2 | 8.3 | 2.8 | -2.8 | -12.8 | 8.9 | 2.8 | -5 | -6 | -1.1 | -6.1 | -1.7 | -8.9 | -10.9 | -13.2 | 13.3 | 13.3 | -1.3 | -11.6 | 7.8 | 0.6 | 20.6 | 18.9 | 15 | -12.2 | 10.6 | 1.9 | 8.3 | 3.9 | 12.8 | 7.9 | 1.1 | -3.3 | 18.9 | 10 | -10 | -21.7 | 0.6 | -3.9 | -2.8 | -5.6 | -3.9 | -12.1 | 13.9 | -2.2 | 1.7 | -9.9 | -6.8 | -21.1
-19 | -21 | 1.7 | -2.8 | 16.1 | 15 | 15 | 13.9 | -7.8 | -10.6 | 13.3 | -0.6 | 2 | 1 | 11.3 | 9.2 | 14.4 | 11.7 | 7.2 | 5.6 | 8.3 | 3.9 | 7.8 | 7.5 | 0.6 | -6.7 | -7.2 | -14.4 | 18 | 18 | 5.9 | -1.5 | 23.3 | 20 | 10.6 | 6.7 | 16.1 | 16.1 | 10.6 | -0.6 | 22.8 | 16.7 | -2.8 | -8.3 | 2.8 | -2.8 | -6.7 | -10 | -0.6 | -7.2 | -13.9 | -16.7 | -4.8 | -6.6 | 18.3 | 17.2 | 4.5 | -0.4 | 10 | -5.6 | -6 | -7 | 1.7 | -0.6 | -11.1 | -22.2 | 6.7 | 1.7 | 3.9 | 1.1 | -11.7 | -19.4 | -7.6 | -15.1 | -11.7 | -17.8 | 11.1 | 10.6 | 15 | 0.6 | 11.7 | 10.6 | -0.2 | -4.6 | -2.8 | -15 | -13.3 | -15.6 | 1.1 | -0.3 | 8.3 | 8.3 | 13.9 | 10.6 | -2.1 | -5 | -2.2 | -7.2 | 6.7 | -8.3 | -0.9 | -4.6 | 2.4 | -13.1 | 0.9 | -4.2 | -2.1 | -5.6 | 4.4 | -3.9 | -12.2 | -15 | 13 | 4.7 | -3.3 | -8.3 | 0.2 | -3.8 | 0 | 0 | 5 | 3.3 | 8.3 | 3.3 | -3.9 | -13.9 | 8.3 | 2.2 | -4 | -5 | -1.3 | -5.4 | -2.8 | -7.2 | -13 | -15.4 | 13.3 | 13.3 | -1.5 | -11.8 | 6.7 | 0.6 | 20 | 18.9 | 15.6 | -13.3 | 9.4 | 1.1 | 7.8 | 2.8 | 12.8 | 8.3 | 1.1 | -3.9 | 19.1 | 10.2 | -10 | -21.7 | 0.6 | -3.9 | -2.2 | -6.1 | -4.4 | -12.1 | 13.9 | -2.2 | 1.7 | -11.1 | -7.2 | -22.2
-21 | -22 | 1.1 | -2.8 | 16.1 | 15 | 14.4 | 13.9 | -8.3 | -10.8 | 11.7 | -0.6 | 1 | 0 | 11 | 9.3 | 14.4 | 11.7 | 5.6 | 2.2 | 9.4 | -1.7 | 7.2 | 7.1 | -0.2 | -6.1 | -7.2 | -13.5 | 18 | 18 | 5.8 | -2.9 | 23.3 | 20 | 8.9 | 5.6 | 15.6 | 15 | 9.4 | -3.3 | 22.6 | 17.1 | -3.3 | -8.3 | 2.8 | -2.4 | -7.2 | -10.6 | -0.6 | -6.7 | -14.4 | -18.9 | -5.2 | -6.8 | 18.3 | 17.2 | 3.9 | -1.1 | 8.3 | -4.4 | -6 | -7 | 1.2 | -1.2 | -12.2 | -21.7 | 6.1 | 1.7 | 3.9 | 0 | -13.3 | -20.6 | -8.3 | -16.7 | -12.2 | -18.3 | 11.1 | 10.6 | 14.4 | 0.6 | 11.7 | 10.6 | -1.1 | -5.6 | -2.8 | -13.3 | -13.7 | -15.6 | 1.1 | -0.2 | 8.3 | 8.3 | 12.8 | 10.6 | -2.8 | -5.6 | -2.2 | -7.2 | 3.9 | -8.3 | -1.9 | -5.5 | 1.5 | -13.4 | 0.8 | -4.4 | -2.4 | -5.6 | 4.4 | -3.9 | -12.2 | -16.1 | 13.1 | 4.8 | -2.8 | -7.2 | 0 | -4.4 | 0 | 0 | 5.6 | 3.3 | 8.3 | 3.3 | -4.4 | -15 | 7.8 | 2.8 | -5 | -5 | -1.5 | -5.2 | -3.9 | -7.2 | -15 | -17.8 | 12.8 | 12.8 | -1.7 | -13.3 | 5.6 | 0 | 20.6 | 18.9 | 13.9 | -10.6 | 8.3 | 0.6 | 7.2 | 2.8 | 12.8 | 8.9 | 0 | -3.9 | 19.2 | 10.3 | -10.6 | -20 | 1.1 | -5 | -3.3 | -6.7 | -5 | -13.3 | 13.9 | -1.7 | 1.9 | -9.4 | -7.4 | -18.9
-21 | -23 | 0.6 | -2.8 | 16.7 | 15.6 | 14.4 | 13.3 | -8.9 | -11.7 | 11.1 | -0.6 | 1 | 0 | 10.6 | 8.9 | 15 | 9.4 | 7.2 | 5 | 7.2 | 2.2 | 6.7 | 6.7 | -0.9 | -6.5 | -7.2 | -13.3 | 18 | 18 | 5.6 | -5 | 23.3 | 20 | 9.4 | 4.4 | 15 | 14.4 | 8.3 | -5.6 | 22.4 | 17.6 | -3.3 | -8.3 | 2.8 | -2.4 | -7.2 | -10.2 | 0 | -4.4 | -15 | -18.9 | -5.6 | -7.2 | 18.3 | 17.2 | 3.9 | -1.1 | 7.8 | -5.6 | -7 | -8 | 0.8 | -1.8 | -12.8 | -21.7 | 5.6 | 1.7 | 3.9 | -1.1 | -15 | -23.3 | -7.9 | -15.4 | -11.7 | -18.3 | 10.6 | 10 | 12.2 | 0.6 | 11.1 | 10 | -2 | -5.2 | -2.8 | -12.7 | -14 | -16 | 1.1 | 0 | 8.9 | 8.3 | 12.2 | 10.6 | -3 | -5.5 | -2.2 | -7.2 | 2.8 | -8.3 | -2.8 | -6.7 | 0.6 | -15 | 0.6 | -5.6 | -2.8 | -6.1 | 5 | -3.9 | -12.8 | -16.7 | 13.3 | 5 | -3.9 | -6.1 | -0.4 | -4.3 | 0 | 0 | 5.6 | 3.3 | 6.7 | 6.7 | -4.4 | -15.6 | 6.7 | 2.2 | -5 | -6 | -1.7 | -5.6 | -3.9 | -8.9 | -15.9 | -18.9 | 12.8 | 12.8 | -3.7 | -11.4 | 3.9 | 0 | 20.6 | 18.9 | 12.2 | -8.9 | 7.6 | 0.1 | 6.7 | 2.2 | 13.3 | 9.6 | -0.6 | -4.4 | 19.4 | 10 | -10 | -20 | 0.6 | -5.6 | -3.9 | -6.7 | -5.2 | -12.6 | 14.4 | -1.7 | 2 | -8.8 | -7.6 | -17.4
-23 | -25 | 1.1 | -3.3 | 16.1 | 15.6 | 14.4 | 13.9 | -9.4 | -12.8 | 11.1 | -0.6 | 1 | 0 | 9.8 | 8.4 | 13.3 | 10 | 6.7 | 3.9 | 8.9 | -2.2 | 6.1 | 6.1 | -1.7 | -7.8 | -7.2 | -13.9 | 18 | 18 | 5 | -4.5 | 23.3 | 20 | 6.7 | 4.4 | 14.4 | 13.9 | 8.3 | -6.1 | 22.2 | 17.8 | -3.3 | -8.3 | 2.8 | -2.8 | -7.2 | -10.2 | -0.6 | -3.9 | -15 | -18.9 | -4.8 | -6.4 | 18.3 | 17.2 | 3.9 | -1.3 | 7.2 | -6.7 | -7 | -9 | 0.3 | -2.6 | -13.9 | -21.7 | 6.1 | 2.8 | 3.3 | -2.2 | -13.9 | -23.9 | -7.6 | -14.9 | -11.1 | -17.8 | 10 | 10 | 8.3 | -0.6 | 11.7 | 10.6 | -3 | -5.5 | -2.8 | -13.9 | -14.4 | -16.7 | 1.3 | 0.1 | 8.9 | 8.3 | 11.7 | 10.6 | -3.1 | -5.6 | -2.8 | -7.2 | 0 | -7.8 | -3 | -6.7 | 0.4 | -13.6 | -0.5 | -5.6 | -2.8 | -5.7 | 3.9 | -2.8 | -12.8 | -16.7 | 12.4 | 5.8 | -4.4 | -7.2 | -0.7 | -4.6 | 0 | 0 | 3.9 | 1.7 | 6.7 | 6.1 | -3.9 | -13.9 | 6.7 | 2.2 | -5 | -5 | -1.9 | -6.1 | -5 | -8.3 | -16.9 | -20.7 | 13.3 | 13.3 | -5.8 | -11.4 | 1.7 | -0.6 | 20 | 18.3 | 8.9 | -8.9 | 6.8 | -0.6 | 6.1 | 2.2 | 13.9 | 10.5 | -0.6 | -4.4 | 18.9 | 9.7 | -10 | -19.4 | 0.6 | -5.6 | -3.3 | -6.1 | -5.4 | -12.8 | 13.9 | -1.7 | 2.2 | -9.4 | -7.8 | -17.2
-22 | -24 | 1.7 | -3.9 | 16.1 | 15.6 | 14.4 | 13.3 | -9.2 | -12.1 | 10.6 | -2.2 | 2 | 0 | 9.1 | 7.9 | 13.3 | 7.2 | 7.2 | 5 | 8.3 | -2.8 | 4.4 | 4.4 | 0.5 | -6.4 | -7.2 | -13.3 | 18 | 18 | 4.5 | -4.4 | 22.8 | 20 | 5.6 | 3.3 | 13.9 | 12.8 | 7.2 | -6.7 | 21.8 | 18 | -3.3 | -7.8 | 2.6 | -2.4 | -7.2 | -10.6 | 0.6 | -2.8 | -15.6 | -19.4 | -4.1 | -5.9 | 17.8 | 17.2 | 3.9 | -1.7 | 8.3 | -8.9 | -6 | -8 | -0.2 | -3.5 | -15 | -22.8 | 5.6 | 3.3 | 2.8 | -2.8 | -13.9 | -23.9 | -7.2 | -15.6 | -11.1 | -17.8 | 3.3 | 2.8 | 7.2 | -1.7 | 12.2 | 10.6 | -3.9 | -6.1 | -2.8 | -12.5 | -15.2 | -17.3 | 1.5 | 0.3 | 7.8 | 7.2 | 11.1 | 10.6 | -3.3 | -6.1 | -3.3 | -7.8 | 0 | -7.8 | -3.1 | -7.1 | 0.2 | -13.4 | -1.7 | -6.8 | -2.8 | -5.7 | 4.4 | -2.8 | -12.8 | -16.7 | 11.5 | 6.2 | -3.9 | -6.1 | -1.1 | -5.6 | 0 | 0 | 3.9 | 2.2 | 6.7 | 5.6 | -3.9 | -14.4 | 6.7 | 3.9 | -5 | -5 | -2 | -6.9 | -5.6 | -8.3 | -17.8 | -22.8 | 13.9 | 13.9 | -7.8 | -12.2 | 1.7 | -1.1 | 18.3 | 17.8 | 8.9 | -8.3 | 6.1 | -1.1 | 5.6 | 1.7 | 14.4 | 11.1 | -1.1 | -5 | 18.3 | 9.4 | -10 | -18.9 | 0.6 | -5.6 | -4.4 | -7.2 | -5.6 | -13.9 | 13.9 | -1.1 | 1.8 | -8.4 | -8.9 | -15.1
-21 | -23 | 1.7 | -4.4 | 16.1 | 15 | 14.4 | 13.3 | -9.1 | -12 | 9.4 | -2.2 | 1 | 0 | 8.3 | 7.2 | 17.2 | 1.1 | 6.7 | 4.4 | 7.8 | -1.7 | 5.6 | 5.6 | 2.8 | -6.1 | -7.2 | -13.5 | 19 | 18 | 3.9 | -5.6 | 22.8 | 20 | 8.3 | 3.3 | 12.8 | 12.2 | 5.6 | -6.1 | 21.5 | 18.1 | -3.3 | -6.7 | 2.4 | -2.4 | -7.8 | -10.5 | 0.6 | -2.2 | -15 | -18.9 | -3.3 | -5.6 | 17.8 | 17.2 | 3.7 | -1.6 | 8.3 | -8.9 | -6 | -8 | -0.6 | -4.2 | -16.1 | -23.3 | 5.6 | 3.9 | 2.8 | -2.8 | -13.3 | -22.2 | -7.9 | -14.8 | -10.6 | -17.8 | 0.6 | 0 | 6.1 | -1.7 | 12.2 | 10.6 | -4.5 | -6.1 | -2.8 | -12.5 | -15.9 | -18.3 | 1.7 | 0.6 | 7.2 | 6.7 | 10.6 | 10 | -3.9 | -6.4 | -4.4 | -6.7 | 0.6 | -6.7 | -3.3 | -8.3 | 0 | -15 | -2.8 | -8.3 | -2.8 | -6.1 | 2.8 | -2.8 | -12.8 | -16.7 | 10.6 | 6.7 | -3.3 | -4.4 | -1.3 | -5.2 | 0 | 0 | 2.8 | 1.1 | 6.7 | 5.6 | -3.3 | -14.4 | 6.7 | 4.4 | -4 | -5 | -2.2 | -8.9 | -6.7 | -8.3 | -18.7 | -23 | 13.9 | 13.9 | -7.8 | -11.7 | 2.8 | -0.6 | 17.8 | 17.2 | 8.9 | -8.9 | 5.5 | -0.9 | 5.6 | 1.7 | 14 | 11.4 | -1.7 | -4.4 | 17.8 | 8.9 | -10 | -19.4 | 1.1 | -6.1 | -4.4 | -7.2 | -5.8 | -13 | 13.3 | -0.6 | 1.5 | -8.1 | -10 | -14.4
-21 | -23 | 1.7 | -5 | 15 | 13.3 | 14.4 | 13.3 | -8.9 | -12.2 | 8.9 | -2.2 | 1 | 0 | 8.3 | 6.9 | 15 | 1.7 | 6.7 | 4.4 | 5 | -2.2 | 6.7 | 5.8 | 5 | -7.2 | -7.2 | -14.4 | 19 | 18 | 3.7 | -4.9 | 22.8 | 20 | 6.7 | 3.9 | 12.2 | 10.6 | 3.9 | -5.6 | 21.1 | 18.3 | -3.3 | -6.1 | 2.2 | -2.8 | -8.3 | -10.5 | 1.1 | -1.1 | -15 | -18.9 | -3.1 | -5 | 18.3 | 17.8 | 3.5 | -1.8 | 7.2 | -8.3 | -6 | -8 | -1.1 | -5.6 | -17.2 | -23.3 | 6.7 | 5.6 | 1.7 | -2.2 | -13.3 | -20.6 | -8.7 | -14.9 | -10.6 | -17.2 | -1.1 | -1.1 | 6.1 | -2.2 | 11.7 | 10.6 | -5 | -6.2 | -2.8 | -13.9 | -16.7 | -19.4 | 1.7 | -0.3 | 6.7 | 6.1 | 10 | 10 | -4.4 | -6.8 | -3.9 | -6.7 | 0 | -6.1 | -3.5 | -7.5 | 0.2 | -13.4 | -3 | -7.8 | -2.8 | -5.7 | 3.9 | -2.8 | -12.8 | -16.7 | 11 | 7.3 | -2.2 | -2.8 | -1.5 | -5.4 | 1 | 0 | 1.7 | 0 | 6.7 | 6.1 | -2.8 | -12.2 | 6.1 | 5.6 | -3 | -3 | -2.4 | -8.2 | -6.7 | -8.9 | -19.7 | -23.8 | 13.3 | 13.3 | -7.8 | -11.7 | 2.2 | -1.1 | 17.8 | 17.2 | 8.3 | -9.4 | 5 | -0.9 | 5.6 | 1.7 | 13.7 | 11.6 | -2.8 | -5 | 17.1 | 9.1 | -10.6 | -19.4 | 1.7 | -6.1 | -4.4 | -6.7 | -5.9 | -13.1 | 12.8 | -0.6 | 1.1 | -9.4 | -11.1 | -14.4
-19 | -21 | 1.1 | -4.4 | 12.8 | 11.1 | 14.4 | 13.3 | -8.7 | -11.5 | 7.8 | -2.8 | 1 | 0 | 8.3 | 6.5 | 11.7 | 5.6 | 6.1 | 4.4 | 4.4 | -1.7 | 9.4 | 5.6 | 5.9 | -5.9 | -6.8 | -13.5 | 18 | 18 | 3.5 | -5.3 | 22.8 | 20 | 6.7 | 3.3 | 11.7 | 10.6 | 3.3 | -5.6 | 22 | 18.4 | -2.8 | -5.6 | 2 | -2.6 | -8.9 | -11.1 | 1.7 | -0.6 | -15.6 | -19.4 | -3 | -4.9 | 18.9 | 18.3 | 3.3 | -2.2 | 6.7 | -7.2 | -6 | -8 | -1.7 | -6.1 | -18.9 | -23.9 | 9.4 | 7.8 | 1.1 | -2.8 | -13.9 | -20 | -9.4 | -16.1 | -10 | -16.7 | -1.7 | -2.2 | 5.6 | -2.8 | 11.7 | 10.6 | -5.6 | -6.7 | -2.1 | -11.8 | -17.1 | -19.7 | 1.7 | -1.4 | 6.7 | 6.1 | 10 | 10 | -5 | -7.8 | -4.4 | -6.7 | -2.2 | -5.6 | -3.7 | -7.4 | 0.4 | -12.8 | -3.1 | -7.9 | -2.8 | -5.7 | 2.2 | -2.8 | -12.8 | -17.8 | 11.3 | 7.8 | -1.7 | -2.8 | -1.7 | -6.1 | 1 | 0 | 0.6 | -1.1 | 7.2 | 6.1 | -2.8 | -11.7 | 6.1 | 5 | -3 | -3 | -2.6 | -8.4 | -7.8 | -8.9 | -20.6 | -25 | 13.3 | 13.3 | -7.8 | -12.2 | 1.1 | -2.2 | 17.8 | 17.2 | 3.3 | -8.3 | 4.4 | -1.1 | 5.6 | 1.7 | 13.3 | 11.7 | -3.9 | -6.1 | 16.3 | 9 | -11.1 | -18.3 | 2.2 | -6.1 | -4.4 | -6.7 | -6.1 | -13.9 | 12.8 | 0 | 1.3 | -8 | -10.6 | -17.8
-16 | -17 | 0.6 | -4.4 | 13.3 | 12.2 | 15 | 13.9 | -8.5 | -11 | 6.7 | -2.8 | 1 | 0 | 8.3 | 6.1 | 16.1 | 1.1 | 6.7 | 5 | 5 | -2.2 | 7.8 | 5.6 | 6.9 | -5.7 | -6.5 | -13.6 | 19 | 18 | 3.3 | -6.1 | 22.8 | 20.6 | 10 | 2.2 | 12.8 | 10.6 | 2.8 | -5.6 | 23 | 18.4 | -2.2 | -4.4 | 1.9 | -2.6 | -6.9 | -9.9 | 2.2 | 0 | -15.6 | -18.9 | -2.8 | -5 | 18.9 | 18.9 | 3.5 | -2 | 7.2 | -7.8 | -6 | -9 | -1.1 | -6.7 | -17.8 | -27.8 | 8.9 | 7.2 | 1.7 | -3.3 | -16.7 | -21.1 | -8.9 | -14.9 | -9.4 | -16.1 | -2.8 | -3.9 | 1.1 | -3.3 | 10 | 8.9 | -2.1 | -5 | -1.3 | -11.1 | -17.4 | -20.3 | 1.7 | -2.8 | 6.7 | 6.1 | 10.6 | 10.6 | -3.3 | -6.2 | -5 | -7.8 | -2.8 | -7.2 | -3.9 | -7.8 | 0.6 | -14.4 | -3.3 | -8.9 | -2.8 | -6.1 | 1.7 | -2.8 | -12.2 | -17.8 | 11.7 | 8.3 | -1.1 | -2.2 | -1.3 | -5.7 | 1 | 1 | 0 | -1.1 | 7.2 | 6.1 | -2.2 | -11.1 | 6.1 | 5.6 | -2 | -2 | -2.8 | -9.4 | -7.8 | -9.4 | -20.2 | -24.4 | 13.9 | 13.9 | -3.7 | -10.2 | 0.6 | -2.2 | 17.2 | 16.7 | 3.9 | -1.1 | 5 | -0.7 | 5.6 | 1.7 | 14.1 | 12 | -4.4 | -6.1 | 15.6 | 8.9 | -11.7 | -16.7 | 2.8 | -6.7 | -5 | -7.2 | -5.5 | -12.5 | 12.2 | 0.6 | 1.5 | -7.9 | -9.4 | -20.6
-18 | -20 | 0 | -5 | 14.4 | 13.3 | 16.1 | 13.9 | -8.3 | -11.1 | 7.8 | -2.8 | 2 | 0 | 11.8 | 7.5 | 16.7 | 2.8 | 6.1 | 5 | 7.8 | 1.1 | 12.2 | 8.9 | 7.8 | -6.1 | -6.1 | -14.4 | 19 | 18 | 6.1 | -3.1 | 23.9 | 21.1 | 11.1 | 1.7 | 13.3 | 10.6 | 3.9 | -6.1 | 23.9 | 18.3 | -0.6 | -2.8 | 1.7 | -3.3 | -4.8 | -8.9 | 2.2 | 0.6 | -14.4 | -17.2 | -2.1 | -4 | 20 | 19.4 | 3.7 | -1.8 | 8.3 | -5.6 | -7 | -10 | 0 | -5.6 | -13.9 | -25 | 8.9 | 7.2 | 1.7 | -2.2 | -18.3 | -23.3 | -8.3 | -14.4 | -8.9 | -15.6 | -2.8 | -4.4 | 1.1 | -3.9 | 5 | 4.4 | 1.5 | -4.2 | -0.6 | -11.7 | -17.8 | -21.1 | 2.4 | -1.2 | 7.8 | 7.2 | 10.6 | 10.6 | -1.7 | -5.1 | -6.1 | -8.3 | 2.2 | -5.6 | -1.1 | -6.4 | 3.2 | -12.1 | 1.1 | -5.5 | -1.5 | -5.4 | 1.7 | -2.8 | -10.6 | -17.8 | 13.2 | 9.3 | -0.6 | -1.7 | -1 | -5.7 | 1 | 0 | 2.8 | 1.1 | 7.2 | 6.1 | -1.7 | -10 | 6.7 | 5.6 | -2 | -2 | -0.4 | -7.9 | -5.6 | -7.2 | -19.8 | -24.4 | 13.9 | 13.9 | 0.3 | -9.4 | 3.3 | -1.1 | 18.3 | 18.3 | 9.4 | -0.6 | 5.5 | -0.5 | 6.1 | 1.7 | 14.8 | 12.2 | -2.2 | -4.4 | 16.7 | 9.2 | -12.2 | -14.4 | 3.3 | -6.7 | -2.2 | -5 | -5 | -11.8 | 11.7 | 1.1 | 1.7 | -8.9 | -8.9 | -18.9
-13 | -15 | 0.6 | -4.4 | 17.8 | 14.4 | 15 | 13.9 | -7.6 | -10.4 | 10.6 | -2.8 | 3 | 1 | 15.4 | 8.9 | 19.4 | 1.1 | 8.3 | 7.2 | 11.7 | -4.4 | 13.9 | 10.6 | 9.6 | -5.6 | -4.4 | -13.2 | 19 | 18 | 8.9 | -0.6 | 24.4 | 21.1 | 13.3 | 0.6 | 12.8 | 10.6 | 6.1 | -6.7 | 25 | 18.5 | -0.6 | -2.8 | 2.6 | -2.7 | -2.8 | -8.9 | 3.3 | 1.1 | -12.2 | -17.2 | -1.3 | -3.2 | 21.1 | 20 | 3.9 | -2.2 | 8.9 | -4.4 | -8 | -11 | 1.1 | -6.1 | -10 | -23.9 | 12.2 | 10 | 2.2 | -3.3 | -14.4 | -21.7 | -7.8 | -15 | -8.3 | -14.4 | -3.3 | -5.6 | 1.1 | -3.3 | 3.3 | 2.2 | 5 | -5 | 0.5 | -10 | -17.2 | -21.1 | 3.2 | -0.1 | 8.3 | 7.8 | 10.6 | 10.6 | 0 | -4.4 | -6.7 | -8.9 | 3.9 | -5 | 1.6 | -5.9 | 5.7 | -12.3 | 5.6 | -3.3 | -0.2 | -5 | 3.9 | -2.8 | -8.9 | -17.8 | 14.6 | 10.3 | 1.1 | 0 | -0.6 | -6.7 | 1 | 0 | 3.3 | 2.2 | 7.8 | 6.7 | -1.1 | -9.4 | 7.2 | 5.6 | -1 | -2 | 2 | -7.5 | 0 | -5 | -19.4 | -25 | 13.9 | 13.9 | 4.4 | -11.7 | 8.3 | 0 | 20 | 20 | 8.9 | -0.6 | 6.1 | -0.6 | 6.7 | 2.2 | 15.6 | 12.2 | 0.6 | -3.3 | 17.8 | 9.5 | -12.2 | -14.4 | 4.4 | -6.1 | -0.6 | -3.9 | -4.4 | -12.2 | 15 | 2.8 | 3 | -7.7 | -6.7 | -14.4
-11 | -13 | 0.6 | -4.4 | 17.8 | 15.6 | 15 | 13.3 | -6.8 | -10.2 | 13.3 | -2.2 | 3 | 1 | 18.9 | 9.4 | 21.7 | 1.7 | 10.6 | 6.1 | 12.2 | -3.3 | 15 | 12.2 | 11.5 | -6.1 | -2.8 | -13.3 | 20 | 18 | 11.7 | 1.7 | 25.6 | 21.1 | 15.6 | 0.6 | 13.3 | 10.6 | 10 | -8.3 | 26.1 | 18.3 | -0.6 | -3.3 | 3.5 | -2.9 | -1.1 | -7.7 | 5.6 | 3.9 | -10.6 | -15 | -0.6 | -2.8 | 22.8 | 20.6 | 4.5 | -1.7 | 8.9 | -5 | -6 | -11 | 2.2 | -4.4 | -7.2 | -21.7 | 15 | 11.1 | 3.3 | -0.6 | -13.3 | -20 | -5.9 | -12.3 | -8.3 | -13.9 | -3.3 | -6.1 | 1.1 | -3.3 | 2.8 | 1.7 | 6.7 | -5 | 1.7 | -9.9 | -16.7 | -21.6 | 3.9 | 1.1 | 10 | 8.3 | 11.1 | 11.1 | 3.3 | -2.7 | -6.7 | -9.4 | 5.6 | -4.4 | 4.4 | -7.2 | 8.3 | -13.9 | 10 | -2.2 | 1.1 | -5.6 | 3.9 | -2.2 | -7.8 | -16.7 | 16.1 | 11.1 | 1.7 | 0.6 | 0.9 | -5.3 | 1 | 0 | 4.4 | 3.3 | 7.8 | 7.2 | -0.6 | -8.3 | 7.8 | 6.7 | -1 | -1 | 4.4 | -8.9 | 3.3 | -2.2 | -17.7 | -23 | 15 | 15 | 6.1 | -10.2 | 10 | -0.6 | 21.7 | 19.4 | 12.2 | -0.6 | 7.4 | 0.1 | 9.4 | 2.8 | 17.8 | 12.5 | 2.8 | -2.8 | 18.9 | 9.4 | -11.7 | -14.4 | 5 | -6.7 | 1.1 | -3.9 | -3.1 | -10.2 | 17.8 | 4.4 | 4.3 | -7.5 | -3.9 | -15
-9 | -12 | 0.6 | -4.4 | 17.2 | 15.6 | 11.1 | 7.8 | -6.1 | -10.6 | 15.6 | -3.3 | 6 | 2 | 20.4 | 10 | 25.6 | -0.6 | 12.2 | 3.3 | 13.9 | -2.8 | 17.2 | 11.7 | 13.3 | -7.8 | -1.1 | -15 | 19 | 18 | 12.8 | 2.4 | 26.7 | 21.1 | 17.8 | 1.7 | 12.8 | 10.6 | 12.2 | -8.9 | 27.2 | 18.3 | -0.6 | -2.8 | 4.4 | -3.3 | 0.5 | -7.7 | 8.3 | 7.2 | -7.8 | -12.8 | 0.9 | -1.6 | 25 | 21.7 | 5 | -1.5 | 7.8 | -3.3 | -6 | -10 | 3.3 | -3.3 | -6.1 | -21.1 | 11.7 | 5 | 1.7 | 0.6 | -10.6 | -17.2 | -4.1 | -10.8 | -7.8 | -12.2 | -3.3 | -6.7 | 1.1 | -2.8 | 2.2 | 0.6 | 8.3 | -6.6 | 2.8 | -11.1 | -16.1 | -22.8 | 5.4 | 1.5 | 11.7 | 9.4 | 12.2 | 12.2 | 6.7 | -1.5 | -6.1 | -8.9 | 8.9 | -5 | 5.2 | -7.1 | 9.4 | -12.3 | 12.8 | -1.7 | 1.5 | -3.7 | 6.7 | -1.7 | -6.1 | -13.9 | 16.8 | 9.3 | 4.4 | 3.3 | 2.4 | -4.6 | 1 | 0 | 7.8 | 4.4 | 8.9 | 8.9 | 0 | -8.3 | 9.4 | 7.8 | 0 | -1 | 5.3 | -7.6 | 4.4 | -5.6 | -16.1 | -21.7 | 16.7 | 15 | 7.7 | -10.8 | 13.3 | 0 | 24.4 | 19.4 | 13.9 | -1.7 | 8.7 | 0.6 | 11.1 | 2.8 | 20 | 12 | 3.3 | -3.3 | 20.6 | 9.9 | -11.1 | -14.4 | 5.6 | -6.1 | 3.3 | -3.3 | -1.9 | -9.5 | 19.4 | 4.4 | 5.6 | -8.9 | 0 | -13.3
-4 | -8 | 1.1 | -4.4 | 17.8 | 11.1 | 10.6 | 6.1 | -5.7 | -10.1 | 16.1 | -4.4 | 6 | 1 | 21.8 | 10.3 | 27.2 | -1.7 | 13.3 | 2.2 | 14.4 | -2.2 | 20 | 11.1 | 13.9 | -6.6 | -0.2 | -13.3 | 20 | 18 | 13.9 | 2.5 | 27.2 | 21.1 | 20 | 1.1 | 11.7 | 10.6 | 14.4 | -8.9 | 27.8 | 18.2 | 0 | -2.8 | 5.5 | -2.9 | 2.2 | -8.9 | 8.3 | 7.2 | -5.6 | -12.2 | 2.4 | -0.8 | 25 | 21.7 | 5.6 | -1.7 | 8.3 | -1.7 | -6 | -9 | 4.4 | -4.4 | -5.6 | -16.1 | 10 | -1.1 | 1.1 | 0.6 | -7.8 | -17.2 | -2.2 | -10 | -7.2 | -10.6 | -3.3 | -7.2 | 1.1 | -1.7 | 1.7 | 0 | 10 | -9.4 | 3.5 | -8.7 | -15.5 | -21.6 | 6.8 | 1.5 | 11.7 | 8.3 | 12.8 | 12.8 | 10 | -1.1 | -6.7 | -9.4 | 10.6 | -6.7 | 5.9 | -8.1 | 10.6 | -12.7 | 15.5 | -2.2 | 1.8 | -2.7 | 7.2 | -1.7 | -6.1 | -9.4 | 17.6 | 7.4 | 6.7 | 5 | 3.9 | -5 | 1 | 0 | 10 | 4.4 | 10 | 9.4 | 0.6 | -7.8 | 10 | 8.3 | 0 | 0 | 6.3 | -7.8 | 5.6 | -8.9 | -14.4 | -21.1 | 17.8 | 13.9 | 9.4 | -12.8 | 15.6 | 0.6 | 26.1 | 18.3 | 15 | -1.7 | 10 | 1.1 | 12.2 | 3.3 | 22.2 | 11.1 | 4.4 | -2.8 | 22.2 | 10.4 | -10.6 | -13.3 | 7.2 | -5 | 4.4 | -3.3 | -0.6 | -9.4 | 22.2 | 5 | 5.6 | -7.1 | 1.7 | -11.7
-3 | -6 | 1.7 | -4.4 | 18.9 | 11.1 | 12.2 | 7.8 | -5.4 | -10.2 | 17.2 | -4.4 | 7 | 1 | 23.3 | 10.6 | 27.2 | 1.1 | 11.1 | 0.6 | 15 | -2.8 | 21.7 | 4.4 | 14.4 | -6.8 | 0.8 | -12.9 | 19 | 18 | 15 | 2.8 | 26.7 | 21.1 | 20.6 | 1.7 | 10.6 | 10 | 15.6 | -9.4 | 28.3 | 18.4 | 0 | -2.8 | 6.7 | -3.1 | 2.8 | -7.3 | 8.3 | 7.2 | -4.4 | -11.1 | 3.9 | 0 | 26.1 | 22.2 | 6.1 | -1.6 | 8.9 | -5.6 | -5 | -10 | 5 | -3.9 | -5 | -13.3 | 10 | -0.6 | 0.6 | 0.6 | -5 | -17.2 | -0.9 | -7.9 | -6.7 | -10 | -3.3 | -7.2 | 1.1 | -1.1 | 1.7 | -0.6 | 10.7 | -8 | 4.3 | -8.1 | -15 | -21.1 | 8.3 | 1.7 | 13.9 | 10 | 13.3 | 13.3 | 10.4 | -0.6 | -5.6 | -8.9 | 12.2 | -9.4 | 6.7 | -10.6 | 11.7 | -14.4 | 18.3 | -3.9 | 2.2 | -1.7 | 6.7 | -1.7 | -5 | -7.8 | 18.3 | 4.4 | 10 | 7.8 | 5 | -4 | 1 | 0 | 12.2 | 5 | 9.4 | 8.3 | 0 | -5 | 10.6 | 8.9 | 0 | -1 | 7.2 | -8.9 | 6.7 | -8.9 | -13.5 | -19.3 | 20 | 12.8 | 10.2 | -11.1 | 17.2 | 1.1 | 26.1 | 18.3 | 16.7 | -1.7 | 10.9 | 0.9 | 15 | 4.4 | 24.2 | 10.5 | 5.6 | -2.8 | 23.9 | 10.6 | -9.4 | -12.2 | 7.2 | -5.6 | 5 | -3.9 | -0.2 | -7.7 | 23.9 | 4.4 | 5.6 | -6.4 | 3.3 | -11.1
-2 | -5 | 2.2 | -4.4 | 19.4 | 10 | 13.3 | 8.3 | -5 | -11.1 | 18.9 | -4.4 | 8 | 0 | 23.7 | 10.4 | 24.4 | 3.3 | 14.4 | 0 | 15.6 | -3.9 | 21.7 | 5 | 15 | -7.2 | 1.7 | -14.4 | 19 | 19 | 15 | 2.9 | 27.8 | 21.1 | 21.7 | -1.7 | 10.6 | 8.9 | 17.2 | -6.7 | 28.9 | 18.3 | 0 | -2.8 | 7.8 | -3.9 | 3.3 | -7.2 | 6.7 | 5.6 | -2.8 | -10 | 4.8 | 0.7 | 23.9 | 21.7 | 6.7 | -1.7 | 8.3 | -3.3 | -5 | -9 | 5.6 | -2.8 | -2.8 | -10 | 11.1 | 1.7 | 0.6 | 0.6 | -4.4 | -15.6 | 0.4 | -6.7 | -6.1 | -9.4 | -3.9 | -6.7 | 1.1 | -1.1 | 1.1 | -1.7 | 11.5 | -7 | 5 | -8.3 | -14.4 | -21.7 | 8.3 | 2.1 | 12.8 | 10.6 | 15 | 13.9 | 10.7 | -0.1 | -5 | -8.3 | 13.3 | -8.3 | 5.4 | -8.9 | 12.1 | -13 | 18.7 | -3.6 | 2.4 | -0.9 | 6.7 | -1.7 | -2.8 | -5 | 17.4 | 4 | 11.1 | 8.9 | 6.1 | -3.9 | 1 | 0 | 12.8 | 4.4 | 9.4 | 8.3 | 0 | -3.9 | 11.1 | 8.9 | 0 | -1 | 7.6 | -7.9 | 8.3 | -8.9 | -12.6 | -18.1 | 21.1 | 12.2 | 10.9 | -11.1 | 17.8 | 0.6 | 26.7 | 17.8 | 18.3 | -2.2 | 11.9 | 0.9 | 14.4 | 4.4 | 26.3 | 9.7 | 5 | -3.9 | 24.3 | 10.3 | -6.7 | -9.4 | 6.7 | -5.6 | 5.6 | -4.4 | 0.2 | -7.1 | 25 | 3.3 | 5.6 | -6.7 | 4.4 | -7.8
-2 | -6 | 1.7 | -2.8 | 19.4 | 10 | 13.3 | 8.3 | -5 | -9.4 | 18.9 | -4.4 | 8 | 1 | 24 | 10 | 24.4 | -1.1 | 14.4 | 0.6 | 15.6 | -5.6 | 22.8 | 3.3 | 13.3 | -5.1 | 2.6 | -12.6 | 21 | 19 | 15 | 2.9 | 27.8 | 20 | 22.8 | -1.1 | 10.6 | 7.2 | 17.8 | -7.8 | 28.2 | 18.3 | 0 | -2.2 | 8.2 | -3.5 | 3.9 | -7.8 | 5.6 | 3.3 | -1.1 | -9.4 | 5.8 | 1.7 | 23.9 | 21.7 | 7.2 | -2.2 | 6.7 | -2.2 | -5 | -8 | 5.6 | -2.8 | -1.7 | -8.9 | 11.7 | 1.7 | 1.1 | 0.6 | -4.4 | -14.4 | 1.7 | -6.7 | -6.1 | -10 | -3.3 | -7.2 | 0.6 | -1.7 | 0.6 | -2.8 | 12.2 | -7.2 | 5.2 | -7.1 | -14.8 | -20.6 | 8.3 | 2.3 | 19.4 | 16.7 | 15.6 | 14.4 | 11.1 | 0 | -3.9 | -7.2 | 13.9 | -10.6 | 4.1 | -8.3 | 12.4 | -13.6 | 19 | -3.4 | 2.6 | -0.1 | 7.2 | -1.7 | -0.6 | -3.3 | 16.5 | 3.9 | 12.2 | 10.6 | 7.2 | -4.4 | 0 | 0 | 12.8 | -0.6 | 10 | 7.8 | 2.2 | -1.7 | 12.2 | 9.4 | 1 | -1 | 7.9 | -7.6 | 8.3 | -9.4 | -11.7 | -17.8 | 21.7 | 11.7 | 11.7 | -12.8 | 18.3 | 0 | 26.1 | 17.8 | 19.4 | -5 | 12.8 | 0.6 | 15.6 | 4.4 | 28.3 | 7.8 | 3.9 | -4.4 | 24.6 | 9.4 | -6.1 | -7.8 | 6.7 | -5.6 | 5 | -5 | 0.6 | -7.2 | 26.1 | 3.3 | 3.9 | -5.4 | 5 | -11.7
-4 | -7 | 1.7 | -2.8 | 20 | 10 | 12.8 | 6.1 | -5 | -8.6 | 20 | -5 | 7 | 4 | 24.4 | 9.4 | 23.9 | -0.6 | 14.4 | 1.1 | 15.6 | -6.1 | 21.1 | 0 | 11.7 | -4.7 | 3.5 | -11.9 | 21 | 19 | 15 | 2.8 | 27.8 | 20 | 22.8 | -0.6 | 10 | 6.1 | 17.8 | -6.7 | 27.4 | 18.4 | 0 | -2.2 | 8.5 | -4.1 | 3 | -6.4 | 4.4 | 0.6 | -0.6 | -9.4 | 6.7 | 2.2 | 23.9 | 21.7 | 7 | -2.4 | 7.2 | -3.9 | -5 | -8 | 5 | -2.2 | -1.7 | -9.4 | 11.7 | 1.1 | 1.1 | 0.6 | -4.4 | -13.3 | 0.8 | -5.8 | -6.1 | -10 | -3.3 | -7.2 | 1.1 | -1.1 | 0.6 | -2.2 | 11.5 | -6.5 | 5.4 | -6.9 | -15.2 | -20.6 | 8.3 | 2.8 | 20 | 17.2 | 16.1 | 15 | 8.7 | 0.1 | -3.3 | -6.1 | 14.4 | -11.1 | 2.8 | -9.4 | 12.8 | -16.1 | 19.4 | -4.4 | 2.8 | 0.6 | 3.3 | -0.6 | 0.6 | -2.8 | 15.6 | 3.3 | 12.8 | 11.1 | 7.2 | -4.3 | 1 | 0 | 12.8 | 4.4 | 9.4 | 8.3 | 2.2 | -1.7 | 11.1 | 8.9 | 1 | -1 | 8.3 | -8.9 | 9.4 | -8.3 | -11.9 | -17.1 | 22.2 | 11.7 | 10.6 | -12 | 18.3 | -0.6 | 24.4 | 17.2 | 18.9 | -7.2 | 12.6 | 1.3 | 16.7 | 5 | 28.1 | 5.1 | 2.2 | -1.7 | 25 | 8.9 | -4.4 | -6.7 | 6.7 | -5.6 | 5.6 | -5 | 0 | -6.7 | 26.7 | 3.9 | 2.3 | -5.4 | 5 | -10.6
-5 | -7 | 1.1 | -1.7 | 18.3 | 9.4 | 10.6 | 5 | -5 | -8.3 | 20 | -6.7 | 7 | 3 | 22.6 | 10.4 | 20 | 6.7 | 12.2 | 1.7 | 14.4 | 1.1 | 20 | 0.6 | 10 | -5 | 4.4 | -12.8 | 21 | 19 | 14.3 | 3.7 | 26.1 | 20 | 21.7 | -0.6 | 9.4 | 5.6 | 16.7 | -7.2 | 26.7 | 18.3 | 0 | -2.2 | 8.9 | -5 | 2 | -6 | 2.8 | -1.1 | 0.6 | -8.9 | 5.2 | 2 | 23.3 | 21.1 | 6.9 | -3 | 7.2 | -2.8 | -6 | -8 | 4.4 | -2.2 | -1.7 | -8.3 | 10.6 | -2.2 | 1.7 | 1.1 | -4.4 | -12.8 | -0.2 | -5.9 | -6.7 | -10 | -3.3 | -7.2 | 1.1 | -0.6 | -0.6 | -2.8 | 10.7 | -6.3 | 5.6 | -7.8 | -15.6 | -21.1 | 7.6 | 2.7 | 18.3 | 16.7 | 17.2 | 16.7 | 6.3 | -0.4 | -3.3 | -5.6 | 13.3 | -11.7 | 1.3 | -6.6 | 10.9 | -13.9 | 17 | -2.3 | 2.4 | 0.3 | 3.3 | -0.6 | 1.1 | -2.8 | 13.4 | 3.2 | 7.8 | 7.2 | 7.2 | -4.6 | 0 | 0 | 12.8 | 2.2 | 10 | 7.8 | 2.2 | -1.1 | 10.6 | 7.2 | 0 | -2 | 7.4 | -5.9 | 8.3 | -9.4 | -12 | -17 | 21.7 | 11.7 | 9.4 | -12.3 | 18.3 | -0.6 | 22.8 | 16.1 | 18.3 | -7.8 | 12.4 | 1.7 | 16.1 | 5 | 28 | 1.5 | 2.8 | 0 | 24.1 | 8.1 | -3.3 | -6.7 | 6.1 | -6.1 | 4.4 | -4.4 | -0.5 | -7.1 | 25.6 | 4.4 | 0.6 | -6.1 | 5 | -10.6
-7 | -9 | 0.6 | -2.2 | 14.4 | 8.3 | 7.8 | 2.2 | -5.4 | -8 | 18.9 | -6.7 | 6 | 4 | 20.7 | 10.5 | 18.9 | 7.2 | 10 | 1.7 | 11.7 | 0 | 19.4 | -0.6 | 7.6 | -2.9 | 2 | -11.2 | 19 | 18 | 13.5 | 4.4 | 25.6 | 20.6 | 20.6 | -1.7 | 8.9 | 5 | 16.1 | -6.7 | 25.6 | 18.6 | 0 | -2.2 | 8.2 | -4.1 | 1.1 | -6.7 | 1.1 | -2.2 | 0.6 | -8.9 | 3.7 | 1.6 | 22.8 | 21.1 | 6.7 | -3.9 | 6.7 | -1.7 | -7 | -9 | 4.4 | -2.8 | -1.7 | -9.4 | 9.4 | -2.8 | 1.7 | 1.1 | -6.1 | -12.2 | -1.1 | -6.7 | -6.7 | -9.4 | -3.3 | -7.8 | 1.7 | -0.6 | -0.6 | -2.8 | 10 | -7.2 | 5.2 | -6.5 | -16.3 | -20.9 | 6.8 | 2.3 | 18.9 | 17.8 | 17.8 | 16.7 | 3.9 | -1.1 | -3.3 | -4.4 | 11.1 | -11.1 | -0.2 | -5.5 | 9.1 | -13.1 | 14.6 | -2.1 | 2.1 | 0.3 | 2.8 | 0 | 1.7 | -1.1 | 11.1 | 2.4 | 5.6 | 5 | 7.2 | -6.1 | 0 | 0 | 11.1 | 1.1 | 9.4 | 7.8 | 2.2 | -0.6 | 10 | 6.7 | 0 | -1 | 6.5 | -4.3 | 6.7 | -7.8 | -12.2 | -17.8 | 20.6 | 10.6 | 8.3 | -14.4 | 17.2 | -0.6 | 21.7 | 16.1 | 16.7 | -6.7 | 12.2 | 2.2 | 14.4 | 7.2 | 27.8 | -1.7 | 2.8 | -3.3 | 23.1 | 6.8 | -2.8 | -4.4 | 6.1 | -6.7 | 3.3 | -3.9 | -1.1 | -8.3 | 24.4 | 5 | -0.5 | -5.1 | 2.2 | -13.3
-6 | -8 | 0 | -2.8 | 11.7 | 9.4 | 6.1 | 0 | -5.7 | -8 | 17.8 | -5.6 | 6 | 3 | 18.9 | 10.6 | 18.9 | 5 | 7.8 | 1.7 | 11.7 | -2.2 | 17.8 | 2.8 | 5.2 | -2.1 | -0.4 | -11.1 | 19 | 18 | 12.8 | 5 | 23.9 | 21.1 | 15.6 | 0 | 7.2 | 4.4 | 14.4 | -5.6 | 24.4 | 18.8 | 0 | -1.7 | 7.4 | -4.1 | 0.9 | -5.3 | 0 | -2.8 | -1.7 | -7.8 | 2.2 | 1.1 | 22.2 | 20.6 | 6.1 | -3.6 | 6.7 | -2.8 | -7 | -10 | 3.9 | -2.2 | -3.3 | -5.6 | 7.2 | -3.9 | 1.1 | 1.1 | -6.7 | -12.8 | -0.9 | -6.2 | -6.1 | -9.4 | -3.9 | -7.8 | 1.7 | -0.6 | -1.7 | -2.8 | 6.7 | -4.4 | 4.8 | -6.5 | -17.1 | -21.5 | 6.1 | 2.2 | 18.3 | 17.8 | 18.3 | 17.2 | 3.2 | -1.4 | -4.4 | -6.1 | 9.4 | -11.1 | -1.7 | -5.6 | 7.2 | -15 | 12.2 | -2.2 | 1.7 | 0 | 3.3 | 1.1 | 2.8 | -0.6 | 8.9 | 1.7 | 3.3 | 2.8 | 5 | -4.5 | 0 | 0 | 9.4 | 2.2 | 8.3 | 7.2 | 2.8 | 0 | 9.4 | 7.2 | 0 | 0 | 5.6 | -3.9 | 4.4 | -6.1 | -14.1 | -18.4 | 18.3 | 10 | 7 | -12.4 | 12.8 | 0 | 20 | 13.9 | 14.4 | -6.7 | 11.3 | 1.5 | 12.2 | 7.8 | 24.5 | -1.2 | 2.8 | -3.9 | 22.2 | 6.1 | -1.7 | -3.9 | 5.6 | -3.9 | 2.2 | -3.3 | -1.5 | -8.3 | 23.3 | 5 | -1.7 | -5.3 | 0.6 | -10.8
-6 | -8 | 0.6 | -2.2 | 9.4 | 5.6 | 5.6 | -0.6 | -6.1 | -8.3 | 16.1 | -5.6 | 5 | 3 | 18.2 | 10.6 | 18.9 | 1.7 | 7.2 | 2.2 | 10.6 | -1.7 | 17.2 | 3.3 | 2.8 | -2.2 | -2.8 | -12.8 | 19 | 18 | 13 | 5.9 | 23.9 | 21.7 | 11.7 | 1.1 | 6.7 | 3.9 | 12.2 | -6.1 | 23.3 | 18.9 | 0.6 | -1.1 | 6.7 | -4.4 | 0.8 | -4.8 | -0.6 | -3.9 | -2.2 | -7.2 | 2.2 | 1 | 17.2 | 15.6 | 5.6 | -3.5 | 5.6 | -1.1 | -8 | -10 | 3.9 | -2.8 | -3.9 | -5 | 6.7 | -3.3 | 1.1 | 0.6 | -7.8 | -12.8 | -0.8 | -6.3 | -6.1 | -8.9 | -3.9 | -7.8 | 1.7 | -0.6 | -1.7 | -2.8 | 3.3 | -3.7 | 4.4 | -7.2 | -17.8 | -22.2 | 5.7 | 2.9 | 17.8 | 17.2 | 18.9 | 18.3 | 2.4 | -1.9 | -4.4 | -6.7 | 5 | -9.4 | -2.4 | -5.9 | 5.9 | -13.2 | 12.8 | -2.7 | 1.7 | 0.4 | 2.2 | 0.6 | 3.3 | 0 | 8.7 | 0.9 | 1.7 | 0.6 | 2.8 | -4.1 | 0 | 0 | 9.4 | 1.7 | 7.8 | 6.1 | 2.8 | 0 | 10.6 | 8.3 | 0 | 0 | 5.2 | -2.5 | 3.9 | -6.7 | -15.9 | -19.8 | 16.7 | 9.4 | 5.7 | -11.4 | 11.1 | -1.1 | 18.9 | 10 | 12.2 | -5.6 | 10.3 | 0.9 | 11.1 | 7.8 | 21.1 | -0.7 | 2.8 | -3.3 | 21.8 | 6.1 | -1.1 | -3.9 | 3.9 | -1.1 | 1.1 | -3.3 | -1.8 | -8.8 | 23.3 | 5.6 | -2.8 | -5.6 | -1.1 | -11.7
-7 | -8 | -1.7 | -8.3 | 8.9 | 2.8 | 5 | -1.7 | -6.1 | -8 | 13.9 | -5.6 | 5 | 3 | 17.4 | 10.3 | 18.9 | 2.2 | 6.7 | 2.8 | 10 | 1.1 | 17.2 | 3.9 | 1.5 | -1.5 | -2.2 | -10.9 | 18 | 18 | 13.1 | 6.9 | 23.3 | 21.7 | 8.9 | 1.7 | 6.1 | 4.4 | 11.1 | -6.7 | 23.1 | 18.7 | 0.6 | -1.7 | 5.4 | -3.2 | 0.6 | -5 | -0.6 | -4.4 | -3.3 | -7.8 | 2.2 | 1 | 10.6 | 8.9 | 5 | -4.4 | 5 | -0.6 | -9 | -12 | 3.3 | -2.2 | -2.2 | -3.9 | 3.9 | -2.2 | 0.6 | 0.6 | -8.3 | -12.8 | -0.6 | -7.2 | -5.6 | -8.3 | -3.9 | -7.8 | 2.2 | -3.3 | -2.2 | -3.9 | 0 | -4.4 | 4.4 | -6 | -17.6 | -21.6 | 5.4 | 3.4 | 18.3 | 17.2 | 18.9 | 17.8 | 1.7 | -2.8 | -5.6 | -8.3 | 3.9 | -9.4 | -3.2 | -6.9 | 4.6 | -13.7 | 13.3 | -3.4 | 1.7 | 0.8 | 2.2 | 0.6 | 3.9 | 1.1 | 8.5 | 0 | 0 | -1.1 | 0.6 | -5 | 0 | 0 | 9.4 | 0.6 | 7.2 | 4.4 | 2.8 | 0 | 11.1 | 8.9 | 0 | 0 | 4.8 | -2 | 2.2 | -5.6 | -17.8 | -21.7 | 16.1 | 8.9 | 4.4 | -12.8 | 9.4 | -0.6 | 18.3 | 10.6 | 11.7 | -5 | 9.4 | 0 | 10.6 | 7.2 | 17.8 | -1.7 | 2.8 | -3.9 | 21.5 | 6.6 | 0 | -2.8 | 2.8 | 0 | 1.7 | -3.9 | -2.2 | -10.6 | 15.6 | 10.6 | -2.8 | -5.3 | -1.8 | -11.3
-7 | -9 | -2.8 | -8.3 | 7.8 | 2.8 | 4.4 | -2.2 | -6.1 | -7.7 | 12.2 | -5.6 | 5 | 3 | 16.7 | 10 | 18.9 | 3.9 | 6.7 | 2.8 | 8.9 | 3.3 | 16.7 | 4 | 0.2 | -1.1 | -1.7 | -10.2 | 16 | 16 | 13.3 | 7.8 | 23.3 | 21.7 | 7.2 | 2.2 | 5.6 | 4.4 | 10 | -6.7 | 23 | 18.6 | 0 | -3.9 | 4.1 | -3 | 0.8 | -4.4 | -1.1 | -5.6 | -3.3 | -7.8 | 2.2 | 1.1 | 7.8 | 6.7 | 4.4 | -3.6 | 5 | -0.6 | -10 | -12 | 2.8 | -1.7 | -1.7 | -3.3 | 2.2 | -3.9 | 0.6 | 0.6 | -10 | -13.3 | -1 | -6.8 | -5.6 | -7.8 | -4.4 | -7.8 | 2.2 | -3.9 | -2.8 | -5.6 | -1.1 | -4.5 | 4.4 | -5.5 | -17.4 | -21.3 | 5 | 3.9 | 18.3 | 17.2 | 19.4 | 17.8 | 1.5 | -2.5 | -6.1 | -9.4 | 4.4 | -7.8 | -3.9 | -8.3 | 3.3 | -15.6 | 13.9 | -5.6 | 1.7 | 1.1 | 2.2 | 0.6 | 5 | 1.1 | 8.3 | -1.1 | -1.1 | -2.2 | 0.2 | -4.4 | 0 | 0 | 9.4 | 0.6 | 6.1 | 5 | 2.2 | 0 | 10.6 | 7.8 | 1 | 0 | 4.4 | -1.7 | 0.6 | -4.4 | -18.7 | -22.1 | 13.3 | 9.4 | 4 | -10.3 | 7.8 | -1.1 | 18.3 | 9.4 | 8.3 | -5 | 7.7 | 0.6 | 11.1 | 7.2 | 15.6 | -0.2 | 1.7 | -4.4 | 21.1 | 6.7 | 0.6 | -2.2 | 3.3 | 0 | 1.1 | -3.9 | -2.4 | -9.6 | 11.7 | 8.9 | -2.8 | -5.3 | -2.6 | -12.3
-6 | -8 | -3.3 | -9.4 | 6.1 | 2.2 | 4.4 | -1.7 | -6.1 | -7.8 | 9.4 | -5.6 | 5 | 3 | 15.4 | 9.8 | 17.2 | 8.3 | 6.7 | 3.3 | 9.4 | -2.8 | 15.6 | 5 | -1.1 | -1.1 | -1.1 | -10.6 | 14 | 13 | 12.8 | 8.7 | 23.3 | 21.7 | 6.1 | 1.1 | 5 | 3.9 | 9.4 | -6.1 | 22.8 | 18.3 | -1.1 | -4.4 | 2.8 | -3.3 | 0.9 | -4.7 | -1.7 | -6.1 | -3.9 | -7.8 | 1.3 | -0.3 | 7.2 | 6.1 | 3.9 | -3.4 | 4.4 | -1.1 | -12 | -16 | 2.8 | -1.7 | -0.6 | -2.2 | 1.7 | -5.6 | 0.6 | 0.6 | -11.7 | -14.4 | -1.3 | -7.1 | -5.6 | -7.8 | -5 | -8.3 | 2.2 | -5.6 | -3.3 | -5.6 | -2.2 | -5.1 | 4.4 | -6.1 | -17.2 | -21.7 | 5 | 4 | 16.7 | 16.1 | 20 | 17.2 | 1.3 | -2.6 | -6.7 | -10 | 1.7 | -8.9 | -4.6 | -8.1 | 2.9 | -13.6 | 13 | -4.5 | 1.9 | 1 | 2.8 | 0.6 | 5 | 1.7 | 6.3 | -1.4 | -1.7 | -2.8 | -0.2 | -4.8 | 0 | 0 | 9.4 | 0 | 5.6 | 3.9 | 2.2 | 0.6 | 11.1 | 8.9 | 1 | 0 | 4.2 | -1.8 | 0.6 | -2.2 | -19.7 | -23.2 | 11.1 | 7.8 | 3.7 | -9.5 | 7.2 | -1.1 | 17.8 | 7.8 | 8.9 | -2.8 | 6.1 | 1 | 10 | 7.8 | 13.3 | 0 | 2.2 | -3.9 | 20.7 | 7 | 0.6 | -2.2 | 3.3 | -0.6 | 1.1 | -3.9 | -2.6 | -9.3 | 11.7 | 9.4 | -2.8 | -5.6 | -3.3 | -14.4
-7 | -8 | -4.4 | -10 | 5 | 2.2 | 5 | -1.7 | -6.5 | -8.2 | 9.4 | -5.6 | 4 | 3 | 14.1 | 9.4 | 17.8 | 6.1 | 6.7 | 3.3 | 7.8 | -1.1 | 14.4 | 5.4 | -1.3 | -1.3 | -2.4 | -9.8 | 14 | 12 | 12.2 | 9.4 | 23.3 | 21.7 | 5.6 | 1.1 | 7.2 | 4.4 | 9.4 | -6.7 | 22.8 | 18.6 | -2.8 | -6.7 | 1.7 | -3 | 1.1 | -5.6 | -1.7 | -6.1 | -3.9 | -7.8 | 0.3 | -1.7 | 6.7 | 6.1 | 3.3 | -3.9 | 3.9 | 0 | -14 | -17 | 2.5 | -1 | 0.6 | -0.6 | 0.6 | -3.9 | 0.6 | 0 | -12.8 | -16.1 | -1.7 | -8.3 | -6.1 | -8.3 | -5 | -8.3 | 1.1 | -5.6 | -3.3 | -5.6 | -3.3 | -6.1 | 4.8 | -5.2 | -18.3 | -21.9 | 5 | 4 | 16.7 | 16.1 | 20 | 17.8 | 1.1 | -3.3 | -7.8 | -11.1 | 1.7 | -8.9 | -5.4 | -8.6 | 2.6 | -13.8 | 12 | -4.5 | 2 | 0.7 | 2.8 | 0.6 | 5.6 | 2.2 | 4.2 | -2.1 | -1.7 | -2.8 | -0.6 | -5.6 | 0 | -3 | 8.3 | 1.1 | 5.6 | 4.4 | 2.2 | 0.6 | 11.1 | 9.4 | 1 | 1 | 4.1 | -2 | 0.6 | -3.3 | -20.6 | -24.4 | 10 | 5.6 | 3.3 | -10 | 6.1 | -2.2 | 17.2 | 7.2 | 6.7 | -2.2 | 4.4 | 1.1 | 8.9 | 7.8 | 11.1 | 0 | 1.1 | -6.7 | 20.4 | 7.1 | 1.1 | -1.7 | 3.9 | -0.6 | 0.6 | -3.3 | -2.8 | -10 | 11.7 | 8.9 | -3 | -5.3 | -3.7 | -13.3
-8 | -10 | -5 | -11.1 | 3.9 | 1.7 | 4.4 | -1.7 | -6.8 | -8.9 | 8.9 | -5.6 | 4 | 2 | 12.8 | 8.9 | 17.2 | 6.7 | 6.1 | 3.3 | 7.8 | -0.6 | 14.4 | 6.1 | -1.5 | -1.5 | -3.7 | -10 | 16 | 14 | 11.7 | 10 | 22.8 | 21.1 | 5 | 1.1 | 6.7 | 3.9 | 8.9 | -7.2 | 22.8 | 18.8 | -3.9 | -7.8 | 0.5 | -3.2 | 1.1 | -4.6 | -1.7 | -6.1 | -3.9 | -7.8 | -0.6 | -3.3 | 5.6 | 4.4 | 2.8 | -3.1 | 3.3 | 0.6 | -12 | -15 | 2.2 | -0.6 | 1.1 | 0 | 0 | -3.3 | 1.1 | 0.6 | -13.9 | -16.7 | -2.2 | -6.7 | -7.2 | -8.9 | -5.6 | -8.3 | 0.6 | -5 | -3.3 | -6.1 | -3.5 | -5.4 | 5.2 | -5.4 | -19.5 | -22.7 | 5 | 3.9 | 16.1 | 15.6 | 19.4 | 17.8 | 0.4 | -2.9 | -9.4 | -12.8 | 2.8 | -8.3 | -6.1 | -9.4 | 2.2 | -15.6 | 11.1 | -5 | 2.2 | 0.6 | 3.9 | 1.1 | 6.1 | 2.8 | 2.2 | -3.3 | -2.8 | -4.4 | -1 | -5.1 | -1 | -5 | 8.3 | 0.6 | 3.9 | 3.3 | 2.8 | 1.1 | 11.1 | 10.6 | 1 | 0 | 3.9 | -2.8 | 1.1 | -3.3 | -21 | -24.3 | 8.3 | 3.9 | 2.4 | -8.7 | 4.4 | -2.8 | 16.1 | 8.9 | 5.6 | -2.8 | 4 | 0.8 | 8.3 | 6.7 | 10.4 | 0.4 | 0.6 | -5.6 | 20 | 7.2 | 1.1 | -1.1 | 3.9 | -0.6 | 0.6 | -3.3 | -3.3 | -9.2 | 11.7 | 6.7 | -3.1 | -5.1 | -4 | -13.1
-11 | -13 | -5.6 | -11.7 | 2.8 | 0.6 | 5 | -1.7 | -7.2 | -10 | 8.9 | -5.6 | 2 | 0 | 11.5 | 8 | 16.1 | 7.8 | 4.4 | 2.8 | 7.8 | 0.6 | 13.3 | 7.1 | -1.7 | -1.7 | -5 | -11.1 | 16 | 14 | 11.1 | 9.7 | 22.8 | 21.1 | 2.8 | 0.6 | 5.6 | 3.3 | 8.3 | -7.2 | 22.8 | 18.9 | -5.6 | -9.4 | -0.6 | -3.9 | 1.1 | -4.2 | -2.8 | -6.7 | -4.4 | -7.8 | -1.3 | -4.4 | 3.9 | 1.7 | 2.2 | -2.9 | 2.8 | 0 | -13 | -15 | 2 | -0.2 | 1.7 | 0 | -1.1 | -4.4 | 1.1 | 1.1 | -16.7 | -18.9 | -2.8 | -6.3 | -7.8 | -9.4 | -6.1 | -8.9 | 0 | -6.1 | -3.3 | -6.7 | -3.7 | -5.2 | 5.6 | -6.1 | -20.6 | -23.9 | 4.8 | 3.9 | 16.1 | 15 | 19.4 | 17.8 | -0.4 | -3.2 | -10 | -14.4 | 1.7 | -7.8 | -6.7 | -9.5 | 1.3 | -13.6 | 10.7 | -3.3 | 2 | 0.7 | 3.3 | 1.1 | 3.3 | 1.1 | 1.5 | -3.1 | -3.3 | -5.6 | -1.3 | -5 | -2 | -6 | 8.3 | 1.1 | 3.3 | 3.3 | 2.8 | 1.1 | 11.7 | 11.1 | 1 | 0 | 4.1 | -2 | 1.1 | -1.7 | -21.3 | -24.3 | 6.7 | 3.3 | 1.5 | -8.9 | 3.9 | -2.8 | 15.6 | 7.8 | 5.6 | -3.3 | 3.7 | 0.7 | 8.3 | 6.7 | 9.6 | 0.5 | -0.6 | -7.2 | 19.6 | 7.7 | 1.1 | -1.1 | 3.3 | 0.6 | 0.6 | -3.3 | -3.9 | -9.4 | 11.1 | 5 | -3.3 | -5.6 | -4.4 | -14.4
-15 | -16 | -6.1 | -12.2 | 2.8 | 0.6 | 4.4 | -2.2 | -9.8 | -12 | 7.8 | -5.6 | 1 | 0 | 10.2 | 7.1 | 15.6 | 10 | 3.9 | 2.8 | 7.8 | 0.6 | 12.8 | 8.3 | -2.1 | -2.1 | -5.4 | -10.5 | 16 | 13 | 10.6 | 9.4 | 22.8 | 21.1 | 2.2 | 0.6 | 5 | 3.3 | 7.2 | -7.2 | 23 | 18.8 | -6.7 | -11.1 | -0.8 | -3.8 | 1.1 | -4.4 | -2.2 | -6.1 | -5 | -8.3 | -2.1 | -6.1 | 2.8 | 1.1 | 1.7 | -3.3 | 2.8 | 0.6 | -15 | -17 | 1.7 | -0.1 | 1.7 | 0.6 | -1.7 | -5.6 | 1.1 | 1.1 | -16.7 | -18.3 | -3.3 | -6.1 | -7.8 | -10 | -6.7 | -9.4 | -1.1 | -6.7 | -3.3 | -6.7 | -3.9 | -5 | 5.2 | -5.1 | -21.7 | -24.6 | 4.6 | 3.9 | 15.6 | 15 | 20 | 17.8 | -1.1 | -3.9 | -11.1 | -15 | 1.1 | -7.8 | -7.2 | -10.2 | 0.3 | -13.3 | 10.4 | -2.6 | 1.9 | 1 | 3.9 | 1.7 | 2.8 | 0 | 0.7 | -3.7 | -3.9 | -6.1 | -1.7 | -5.6 | -2 | -5 | 7.2 | 1.7 | 3.9 | 3.3 | 2.8 | 0.6 | 11.1 | 10.6 | 1 | 0 | 4.2 | -1.8 | 1.1 | -1.7 | -21.7 | -25 | 5.6 | 2.8 | 0.6 | -10 | 3.9 | -2.2 | 15 | 7.2 | 4.4 | -3.3 | 3.3 | 0.6 | 7.8 | 6.1 | 8.9 | 0.6 | -0.6 | -7.8 | 19.3 | 7.7 | 1.1 | -1.1 | 3.3 | 0 | 1.1 | -3.3 | -4.4 | -10 | 11.1 | 4.4 | -3.3 | -5.2 | -4.6 | -12.1
-14 | -16 | -6.7 | -12.2 | 2.8 | 0 | 3.9 | -2.2 | -12.4 | -14.6 | 5.6 | -5 | 2 | 0 | 8.9 | 6.1 | 15.6 | 8.9 | 2.8 | 2.2 | 7.8 | 1.1 | 11.7 | 8.4 | -2.4 | -2.4 | -5.7 | -10.4 | 16 | 13 | 10 | 8.9 | 23.3 | 21.7 | 1.7 | 0 | 5 | 3.9 | 6.7 | -7.2 | 23.1 | 18.7 | -8.9 | -13.9 | -0.9 | -3.9 | 1.3 | -3.8 | -2.8 | -6.1 | -5 | -8.3 | -2.8 | -8.3 | 2.8 | 1.7 | 1.5 | -2.8 | 2.8 | 0 | -15 | -16 | 1.4 | 0.2 | 0.6 | -1.7 | -1.7 | -5 | 1.1 | 0 | -22.8 | -26.7 | -3.1 | -5.3 | -8.3 | -10.6 | -6.7 | -9.4 | -1.7 | -7.8 | -3.9 | -6.7 | -3.9 | -4.9 | 4.8 | -4.9 | -22.8 | -25.9 | 4.4 | 3.9 | 16.1 | 15 | 20 | 17.2 | -1.5 | -3.9 | -11.1 | -15 | 1.7 | -7.8 | -7.8 | -11.1 | -0.6 | -15 | 10 | -2.2 | 1.7 | 1.1 | 3.3 | 1.1 | 2.2 | -2.2 | 0 | -4.4 | -3.3 | -5.6 | -1.5 | -5.1 | -3 | -6 | 7.2 | 2.2 | 3.3 | 2.8 | 2.8 | 1.1 | 8.3 | 7.8 | 1 | 1 | 4.4 | -1.7 | 3.3 | -2.2 | -22.2 | -25.1 | 5.6 | 1.7 | 0.2 | -8.7 | 3.3 | -2.2 | 15 | 7.2 | 3.3 | -3.3 | 2.9 | 0.3 | 7.8 | 5.6 | 9.5 | 0.6 | -1.1 | -7.8 | 18.9 | 7.8 | 1.1 | -1.1 | 3.3 | 1.1 | 0.6 | -2.2 | -4.6 | -9.6 | 10.6 | 4.4 | -3.3 | -5.2 | -4.8 | -11.2
-16 | -18 | -7.2 | -13.3 | 2.2 | 0.6 | 3.3 | -2.2 | -15 | -17.2 | 4.4 | -5 | 3 | 1 | 9.3 | 6.2 | 16.1 | 5.6 | 3.3 | 2.2 | 7.2 | 1.1 | 12.2 | 9.6 | -2.8 | -2.8 | -6.1 | -11.1 | 15 | 13 | 10.2 | 9.2 | 23.3 | 21.7 | 1.7 | 0 | 4.4 | 3.3 | 5.6 | -6.7 | 23.3 | 18.3 | -10 | -14.4 | -1.1 | -4.4 | 1.5 | -3.9 | -2.2 | -6.1 | -4.4 | -8.3 | -3.5 | -8 | 2.8 | 1.1 | 1.3 | -2.8 | 2.8 | 0.6 | -15 | -17 | 1.1 | 0.6 | -0.6 | -2.8 | -2.2 | -5 | 0 | -1.1 | -20 | -23.9 | -3 | -4.8 | -8.9 | -11.7 | -6.7 | -9.4 | -2.8 | -8.9 | -3.9 | -6.7 | -3.9 | -4.9 | 4.4 | -5.6 | -23.9 | -27.2 | 3.9 | 3.2 | 16.1 | 15 | 20.6 | 17.2 | -1.8 | -4.2 | -11.7 | -15 | 2.8 | -7.2 | -8.3 | -12 | 0 | -13.2 | 9.4 | -2.5 | 1.9 | 1.2 | 2.8 | 1.1 | 0 | -5.6 | -0.4 | -4.2 | -3.3 | -5.6 | -1.3 | -5 | -4 | -7 | 6.7 | 2.8 | 3.3 | 3.3 | 3.3 | 1.1 | 8.3 | 7.2 | 1 | 1 | 4.4 | -1.6 | 2.8 | -1.7 | -22.8 | -25.9 | 4.4 | 1.7 | -0.2 | -8.6 | 3.3 | -2.8 | 14.4 | 7.8 | 3.3 | -4.4 | 2.6 | 0.1 | 7.2 | 6.1 | 10 | 0.6 | -1.7 | -8.9 | 18.5 | 8.2 | 1.1 | -0.6 | 3.3 | 1.7 | 0 | -1.7 | -4.8 | -9.8 | 10.6 | 3.3 | -3.3 | -5.6 | -5 | -11.1
-15 | -17 | -7.2 | -13.9 | 1.7 | 0.6 | 2.8 | -2.2 | -14.1 | -16.1 | 3.3 | -5 | 0 | -1 | 9.6 | 6.2 | 16.7 | 5 | 3.9 | 2.2 | 7.2 | 2.8 | 12.2 | 10.6 | -2.6 | -3 | -5 | -10.1 | 15 | 13 | 10.4 | 9.3 | 22.8 | 21.7 | 1.1 | 0 | 3.3 | 2.2 | 4.4 | -5.6 | 22.6 | 18.8 | -10 | -14.4 | -1.3 | -4.3 | 1.7 | -4.4 | -2.2 | -6.1 | -3.9 | -7.8 | -4.3 | -8.6 | 2.8 | 1.1 | 1.1 | -3.3 | 2.8 | 0.6 | -15 | -17 | 1.1 | 0.6 | -1.1 | -2.8 | -2.2 | -5.6 | -0.6 | -1.1 | -20 | -23.3 | -2.8 | -4.4 | -8.9 | -12.2 | -6.7 | -9.4 | -3.3 | -8.3 | -3.9 | -6.7 | -3.9 | -5 | 4.2 | -3.4 | -22.6 | -25.8 | 3.3 | 2.3 | 16.1 | 15 | 20 | 17.2 | -2.2 | -5 | -11.7 | -15.6 | 3.3 | -7.8 | -8.9 | -13.5 | 0.5 | -13.5 | 8.9 | -3.2 | 2 | 1 | 2.2 | 0.6 | -0.6 | -6.1 | -0.7 | -4.3 | -3.9 | -6.1 | -1.1 | -5.6 | -3 | -6 | 5.6 | 2.2 | 3.9 | 3.3 | 3.3 | 1.1 | 7.2 | 6.1 | 1 | 1 | 4.4 | -1.8 | 2.8 | -1.7 | -23.3 | -26.7 | 3.9 | 1.1 | -0.6 | -9.4 | 3.3 | -2.8 | 13.9 | 8.9 | 3.3 | -3.9 | 2.2 | 0 | 7.2 | 5.6 | 10.6 | 0.6 | -2.8 | -8.3 | 18.2 | 8.8 | 1.7 | -0.6 | 3.3 | 1.7 | -0.6 | -1.7 | -5 | -10.6 | 10.6 | 3.3 | -4.1 | -6.3 | -5 | -10.6
-13 | -14 | -7.8 | -13.9 | 1.7 | 0.6 | 2.2 | -2.2 | -13.1 | -15 | 3.9 | -5 | 2 | 0 | 10 | 6.1 | 17.2 | 6.1 | 4.4 | 2.2 | 7.2 | 2.8 | 12.2 | 10.6 | -2.4 | -3 | -3.9 | -10 | 15 | 12 | 10.6 | 9.4 | 22.8 | 21.7 | 0 | -1.1 | 2.8 | 1.7 | 3.9 | -5 | 21.8 | 19.2 | -10 | -14.4 | -1.5 | -4.4 | 1.9 | -3.7 | -1.7 | -5.6 | -3.9 | -7.8 | -5 | -9.4 | 2.8 | 1.1 | 1.1 | -2.8 | 2.2 | 1.1 | -15 | -17 | 1.7 | 1.7 | -0.6 | -2.2 | -2.2 | -8.9 | 0 | -1.1 | -17.2 | -20.6 | -2.4 | -4.2 | -9.4 | -12.8 | -6.7 | -10 | -3.9 | -8.9 | -3.9 | -6.7 | -0.2 | -2.9 | 4.1 | -2 | -21.3 | -24.6 | 2.8 | 1.7 | 16.1 | 15 | 16.7 | 15.6 | -1.1 | -3.8 | -11.1 | -15.6 | 2.2 | -7.2 | -9.4 | -15.6 | 1.1 | -15 | 8.3 | -4.4 | 2.2 | 1.1 | 2.2 | -0.6 | -2.2 | -7.8 | -1.1 | -5 | -3.3 | -6.1 | 0 | -3.8 | -2 | -4 | 3.9 | 0.6 | 4.4 | 3.9 | 3.3 | 1.1 | 6.1 | 5 | 0 | 0 | 4.4 | -2.2 | 1.7 | -1.7 | -21.6 | -24.9 | 3.3 | 0.6 | 2.4 | -7.1 | 5 | -2.2 | 13.3 | 8.9 | 6.1 | -2.2 | 3.5 | 0.4 | 6.7 | 5.6 | 10.8 | 0.2 | -3.3 | -8.9 | 17.8 | 8.9 | 1.7 | -0.6 | 3.9 | 2.2 | -1.1 | -2.2 | -3.9 | -9.2 | 7.2 | 0 | -4.8 | -7.4 | -4.4 | -10.6
-13 | -14 | -7.8 | -15 | 3.3 | 0.6 | 3.9 | -2.2 | -12.2 | -14.4 | 5.6 | -5 | 1 | 0 | 11.9 | 7.2 | 16.7 | 11.1 | 6.1 | 2.8 | 8.9 | 2.8 | 12.2 | 10.6 | -2.2 | -3.3 | -2.8 | -10.6 | 15 | 12 | 12.1 | 10 | 23.9 | 22.2 | 7.2 | 2.8 | 5 | 1.7 | 4.4 | -5 | 21.1 | 19.4 | -10 | -14.4 | -1.7 | -5 | 2 | -3.6 | -2.2 | -5.6 | -3.3 | -7.2 | -4.3 | -8.8 | 1.7 | 0.6 | 1.1 | -2.8 | 2.8 | 0.6 | -16 | -19 | 1.7 | 1.7 | -0.6 | -1.7 | -2.2 | -7.8 | 0 | -1.1 | -15 | -17.8 | -2.1 | -4.2 | -10 | -13.9 | -6.7 | -9.4 | -4.4 | -8.9 | -3.9 | -6.7 | 3.5 | -1.6 | 3.9 | -1.1 | -20 | -23.9 | 3.2 | -0.4 | 17.2 | 15.6 | 16.1 | 13.9 | 0 | -3 | -12.2 | -16.1 | 6.1 | -7.2 | -8.5 | -13.8 | 4.3 | -12.5 | 8.7 | -3.7 | 3.3 | 1.8 | 2.2 | -0.6 | -2.8 | -8.3 | -0.5 | -4.6 | -2.2 | -5 | 1.1 | -2.5 | -2 | -4 | 5 | 1.1 | 5 | 4.4 | 3.9 | 1.7 | 6.1 | 5 | 1 | 1 | 5.5 | -1.6 | 3.3 | -1.1 | -20 | -23.6 | 3.9 | 1.1 | 5.3 | -5.8 | 5 | -2.2 | 12.8 | 8.9 | 9.4 | -1.1 | 4.8 | 0.9 | 8.9 | 7.2 | 10.9 | -0.5 | -1.7 | -8.3 | 17.6 | 8.2 | 2.2 | 0 | 3.9 | 2.2 | -0.6 | -1.7 | -2.8 | -8.7 | 6.7 | -1.7 | -5.6 | -8.9 | -5 | -9.4
-10 | -11 | -8.3 | -15 | 5 | 1.1 | 6.7 | -2.8 | -9.1 | -12.2 | 9.4 | -5 | 3 | 1 | 13.7 | 8.2 | 16.7 | 8.3 | 8.3 | 3.3 | 10.6 | 3.9 | 13.3 | 12.2 | -1.8 | -2.7 | -1.1 | -9.4 | 15 | 11 | 13.5 | 10.3 | 24.4 | 22.2 | 12.8 | 2.8 | 7.2 | 1.1 | 6.1 | -5 | 21.8 | 19.6 | -10 | -13.9 | 0.5 | -3.7 | 2.2 | -3.9 | -2.8 | -6.1 | -1.1 | -6.1 | -3.5 | -8.7 | 1.7 | 0 | 1.1 | -3.3 | 3.3 | 0.6 | -15 | -17 | 1.7 | 1.7 | 0.6 | -0.6 | -0.6 | -8.3 | 0.6 | -1.1 | -11.1 | -12.8 | -1.7 | -4.4 | -9.4 | -13.9 | -6.7 | -9.4 | -2.8 | -8.9 | -3.3 | -5.6 | 7.2 | -1.1 | 5.2 | -1.5 | -17.4 | -21.8 | 3.5 | -2.9 | 18.3 | 16.1 | 16.1 | 13.9 | 1.1 | -2.8 | -11.1 | -15.6 | 9.4 | -7.2 | -7.6 | -12.6 | 7.4 | -12.6 | 9 | -3.1 | 4.5 | 2.7 | 2.2 | -0.6 | -2.8 | -7.2 | 0 | -4.6 | -2.2 | -5 | 2.2 | -1.7 | -1 | -4 | 6.7 | 2.8 | 5.6 | 4.4 | 4.4 | 2.2 | 5.6 | 5 | 1 | 1 | 6.7 | -1.5 | 7.2 | -3.3 | -18.3 | -22.8 | 5 | 1.1 | 8.3 | -5.6 | 7.2 | -1.1 | 18.3 | 6.1 | 12.8 | -2.2 | 6.1 | 1.1 | 12.2 | 8.3 | 11.1 | -1.1 | 0 | -9.4 | 17.4 | 7.5 | 2.2 | 0.6 | 5.6 | 2.8 | 0 | -1.1 | -1.7 | -8.9 | 6.7 | -3.3 | -5.6 | -8.9 | -3.3 | -8.9
-7 | -8 | -7.8 | -15 | 6.7 | 0.6 | 8.3 | -3.3 | -5.9 | -10.1 | 12.8 | -5 | 5 | 1 | 15.6 | 8.9 | 16.7 | 7.8 | 9.4 | 2.8 | 12.2 | 5 | 13.9 | 12.2 | -1.5 | -2.1 | 0.5 | -9.5 | 15 | 9 | 15 | 10.6 | 25 | 21.7 | 15 | 2.8 | 8.9 | 0 | 7.2 | -6.1 | 22.6 | 20 | -8.3 | -12.8 | 2.8 | -2.8 | 2.9 | -3.4 | -1.7 | -5.6 | 2.2 | -3.9 | -2.8 | -9.4 | 1.7 | -0.6 | 4.3 | -1.7 | 3.3 | 1.1 | -11 | -14 | 1.7 | 1.7 | 2.8 | 0.6 | 0 | -8.3 | 1.7 | -1.1 | -9.4 | -11.1 | -1.3 | -3.8 | -8.9 | -15 | -6.1 | -9.4 | -1.1 | -7.8 | -3.3 | -5.6 | 9.2 | -1.9 | 6.5 | -2.1 | -14.8 | -20.2 | 3.9 | -6.7 | 19.4 | 16.7 | 17.2 | 13.3 | 3 | -1.4 | -10 | -15.6 | 11.1 | -6.7 | -6.7 | -12.2 | 10.6 | -14.4 | 9.4 | -3.3 | 5.6 | 3.3 | 2.8 | -0.6 | -2.2 | -6.7 | 0.6 | -5.6 | -1.7 | -5 | 4.8 | -1.1 | -1 | -5 | 10 | 3.3 | 6.7 | 5 | 6.1 | 3.3 | 5.6 | 3.9 | 1 | 1 | 7.8 | -1.7 | 8.9 | -3.9 | -15 | -20.1 | 6.1 | 0.6 | 11.1 | -5.2 | 11.7 | -0.6 | 20 | 5.6 | 16.1 | -1.1 | 6.7 | 1.2 | 15.6 | 7.2 | 13 | -0.5 | 1.1 | -9.4 | 17.2 | 6.7 | 2.2 | 0.6 | 6.7 | 2.8 | 1.7 | -1.1 | -0.6 | -7.4 | 7.8 | -2.8 | -5.6 | -9.5 | -2.8 | -8.3
-4 | -5 | -7.8 | -15.6 | 7.8 | 2.2 | 11.1 | -1.7 | -2.8 | -9.4 | 16.1 | -4.4 | 7 | 2 | 16.3 | 8.8 | 17.8 | 6.1 | 10 | 3.3 | 12.8 | 5 | 13.9 | 12.8 | -1.1 | -1.7 | 2.2 | -11.1 | 15 | 8 | 15.6 | 10.6 | 26.7 | 21.7 | 17.2 | 1.7 | 11.1 | -0.6 | 8.3 | -5.6 | 23.3 | 20 | -7.8 | -12.2 | 5 | -2.8 | 3.7 | -3.4 | 0 | -5.6 | 5.6 | -2.2 | -2.1 | -8.3 | 2.2 | -1.1 | 7.4 | -0.9 | 2.8 | 1.7 | -11 | -15 | 2.2 | 2.2 | 5 | 1.7 | 1.1 | -8.9 | 2.8 | -1.1 | -8.3 | -10.6 | -1 | -3.8 | -8.9 | -15.6 | -6.1 | -8.9 | 0 | -6.7 | -2.8 | -5.6 | 11.3 | -3.2 | 7.8 | -3.9 | -12.2 | -19.4 | 4.5 | -6.8 | 18.9 | 16.1 | 19.4 | 10.6 | 4.8 | -0.7 | -8.9 | -15 | 13.9 | -7.8 | -5.8 | -12 | 12.1 | -13 | 10.7 | -3.7 | 6 | 3.7 | 3.3 | -0.6 | -1.7 | -6.1 | 0.4 | -5.2 | -1.1 | -4.4 | 7.4 | -0.9 | -1 | -6 | 12.8 | 2.8 | 7.2 | 5.6 | 9.4 | 3.9 | 5.6 | 2.2 | 1 | 1 | 9.1 | -0.7 | 10 | -6.7 | -11.6 | -17.7 | 7.2 | 0.6 | 13.9 | -6.6 | 15 | 0 | 20.6 | 2.8 | 18.9 | -2.2 | 7.2 | 1.3 | 17.8 | 6.7 | 14.8 | -0.4 | 2.8 | -10 | 18.1 | 7 | 2.2 | 1.1 | 8.3 | 3.9 | 2.8 | -2.2 | 0.6 | -6.8 | 7.8 | -4.4 | -5.6 | -10.6 | -2.8 | -7.2
0 | -5 | -7.2 | -15 | 9.4 | 5.6 | 12.8 | -1.7 | -2.1 | -8.5 | 18.3 | -4.4 | 7 | 2 | 17.1 | 8.3 | 17.8 | 7.8 | 10 | 3.3 | 12.2 | 4.4 | 13.9 | 12.2 | -2 | -2.6 | 3.9 | -9.4 | 15 | 8 | 16.1 | 10.2 | 28.3 | 21.7 | 18.9 | 0.6 | 12.2 | -0.6 | 10 | -5 | 23.7 | 19.7 | -7.2 | -12.2 | 6.3 | -2.5 | 4.4 | -3.9 | 0.6 | -5.6 | 7.8 | -1.1 | -1.3 | -8.1 | 2.8 | -1.1 | 10.6 | -0.6 | 2.8 | 1.7 | -11 | -13 | 2.8 | 2.8 | 7.8 | 1.1 | 1.1 | -10.6 | 3.9 | -1.1 | -6.7 | -9.4 | -0.6 | -3.9 | -8.3 | -15.6 | -5.6 | -8.9 | 2.8 | -6.7 | -3.3 | -6.1 | 13.3 | -6.7 | 8 | -3.4 | -11.5 | -18.2 | 5 | -7.8 | 17.2 | 16.1 | 19.4 | 7.8 | 6.7 | 0 | -8.3 | -14.4 | 16.1 | -8.3 | -4.8 | -12.5 | 13.5 | -13.7 | 12 | -5.3 | 6.3 | 3.6 | 3.3 | -0.6 | -1.1 | -6.1 | 0.2 | -5.5 | -0.6 | -5 | 10 | -1.7 | -1 | -4 | 13.9 | 1.1 | 8.3 | 5.6 | 9.4 | 2.2 | 6.1 | 3.3 | 1 | 1 | 10.4 | 0.1 | 11.1 | -6.7 | -8.3 | -16.7 | 8.9 | 1.1 | 16.7 | -10 | 16.7 | 0.6 | 20.6 | 2.8 | 21.7 | -2.8 | 7.8 | 1.1 | 18.9 | 6.7 | 16.7 | -0.6 | 3.9 | -8.3 | 19.1 | 7.2 | 2.2 | 1.1 | 9.4 | 1.7 | 4.4 | -3.3 | 1.7 | -7.2 | 9.4 | -4.4 | -6 | -10.1 | -1.1 | -6.1
0 | -5 | -7.2 | -16.1 | 10.6 | 0 | 13.9 | -3.3 | -1.3 | -8.5 | 20.6 | -4.4 | 7 | 1 | 17.8 | 7.8 | 16.1 | 8.9 | 9.4 | 3.9 | 13.3 | 3.3 | 13.9 | 12.2 | -3 | -3.9 | 5.5 | -9.2 | 16 | 9 | 16.7 | 10 | 27.8 | 21.7 | 20 | 0 | 13.9 | -0.6 | 12.2 | -4.4 | 24 | 19.3 | -7.2 | -12.8 | 7.6 | -3.2 | 5 | -3.1 | 1.7 | -5.6 | 10.6 | 0 | -0.6 | -8.9 | 2.8 | -1.1 | 11.3 | 0.1 | 2.8 | 1.7 | -11 | -13 | 3.3 | 3.3 | 8.9 | -0.6 | 1.7 | -10 | 5 | -1.1 | -5.6 | -8.3 | -0.4 | -3.7 | -8.3 | -15.6 | -5 | -8.9 | 3.9 | -6.7 | -2.8 | -6.7 | 13.7 | -5.3 | 8.1 | -3.3 | -10.7 | -17.4 | 5.6 | -10.6 | 16.7 | 15 | 21.1 | 5.6 | 7.6 | -0.1 | -7.2 | -15 | 18.3 | -8.3 | -3.9 | -14.4 | 15 | -16.7 | 13.3 | -7.8 | 6.7 | 3.9 | 3.9 | -0.6 | 0 | -6.1 | 0 | -6.7 | 0.6 | -5 | 11.3 | -1.6 | -1 | -7 | 14.4 | 1.7 | 9.4 | 5 | 9.4 | 0 | 6.1 | 3.3 | 1 | 1 | 11.7 | 0.6 | 12.8 | -6.1 | -7 | -13.7 | 9.4 | 0.6 | 17.2 | -9.4 | 18.9 | 1.7 | 21.1 | 1.7 | 23.9 | -4.4 | 8.5 | 1.4 | 20.6 | 7.8 | 17.4 | -0.3 | 4.4 | -10.6 | 20 | 7.2 | 1.7 | 0.6 | 10 | 2.2 | 5.6 | -3.9 | 1.7 | -6.3 | 10 | -4.4 | -6.3 | -10.1 | 0.6 | -7.2
0 | -5 | -6.7 | -16.1 | 12.2 | -0.6 | 14.4 | -3.3 | -0.6 | -9.4 | 21.7 | -4.4 | 8 | 2 | 17.4 | 7.2 | 16.7 | 11.1 | 8.9 | 3.9 | 12.8 | 4.4 | 13.9 | 11.7 | -3.9 | -5 | 7.2 | -10 | 15 | 8 | 16.5 | 9.9 | 28.3 | 21.7 | 20.6 | 0 | 14.4 | -0.6 | 12.8 | -4.4 | 24.4 | 18.9 | -6.1 | -11.1 | 8.9 | -4.4 | 5.5 | -3.2 | 2.8 | -5.6 | 15 | 2.8 | -0.2 | -8.1 | 2.2 | -2.8 | 12.1 | 0.5 | 2.8 | 1.7 | -10 | -13 | 3.9 | 3.9 | 8.3 | -1.1 | 2.2 | -8.9 | 6.7 | -3.3 | -5 | -8.3 | -0.2 | -3.8 | -7.8 | -16.7 | -5 | -8.9 | 5 | -6.1 | -2.8 | -6.7 | 14 | -5.1 | 8.3 | -3.9 | -10 | -17.8 | 6.1 | -9.4 | 17.2 | 15.6 | 21.1 | 2.2 | 8.5 | -0.5 | -6.7 | -13.9 | 19.4 | -12.8 | -4.3 | -13.1 | 15.4 | -13.3 | 13.1 | -6.7 | 6.5 | 3.8 | 3.9 | -0.6 | 0 | -6.1 | 0 | -6.5 | 0 | -5.6 | 12.6 | -1.8 | -2 | -7 | 12.8 | 1.7 | 10.6 | 4.4 | 9.4 | 0 | 5.6 | 3.3 | 2 | 2 | 12.2 | 0.9 | 13.9 | -6.1 | -5.7 | -11.7 | 10.6 | 0 | 17.8 | -8.9 | 21.7 | -0.6 | 21.1 | 2.8 | 23.3 | -5 | 9.3 | 1.7 | 21.7 | 7.2 | 18.2 | -0.5 | 6.7 | -10 | 18.5 | 7.6 | 1.1 | 0 | 10.6 | 1.7 | 6.7 | -2.8 | 1.7 | -6.3 | 10.6 | -4.4 | -6.7 | -10.6 | 2.2 | -6.1
0 | -4 | -5.6 | -16.1 | 12.2 | -1.1 | 15.6 | -2.8 | -1.1 | -7.9 | 22.8 | -5 | 8 | 3 | 17.1 | 6.9 | 17.2 | 11.7 | 8.9 | 4.4 | 13.9 | 6.1 | 13.3 | 10.6 | -4.5 | -5.6 | 7.9 | -8.8 | 16 | 7 | 16.3 | 9.7 | 27.8 | 21.7 | 21.1 | -0.6 | 15.6 | -1.1 | 14.4 | -4.4 | 24 | 19.3 | -6.1 | -12.2 | 9.1 | -3.6 | 6.1 | -3.3 | 3.3 | -5 | 15.6 | 2.2 | 0.2 | -8.5 | 2.8 | -2.8 | 12.8 | 1.1 | 2.8 | 2.2 | -10 | -13 | 5.6 | 5.6 | 9.4 | -2.8 | 2.8 | -10 | 7.2 | -3.3 | -3.9 | -6.7 | 0 | -4.4 | -8.9 | -16.1 | -4.4 | -9.4 | 6.1 | -5.6 | -3.3 | -6.7 | 14.4 | -5 | 7.9 | -4 | -10.2 | -15.8 | 6.7 | -10.2 | 18.3 | 15.6 | 21.7 | 2.2 | 9.4 | -1.1 | -6.1 | -14.4 | 18.3 | -10.6 | -4.6 | -12.9 | 15.7 | -13.1 | 13 | -6.8 | 6.3 | 4 | 3.9 | -0.6 | 0 | -6.7 | 0 | -7.1 | -1.1 | -5 | 13.9 | -2.8 | -2 | -6 | 11.1 | 3.3 | 10.6 | 3.9 | 9.4 | -0.6 | 5.6 | 3.3 | 3 | 2 | 12.8 | 1.2 | 14.4 | -6.7 | -4.4 | -10.6 | 11.1 | 0 | 18.3 | -10.6 | 22.8 | -3.9 | 20.6 | 5 | 24.4 | -8.3 | 10 | 1.7 | 22.2 | 7.2 | 18.9 | -0.6 | 6.7 | -12.2 | 17.1 | 7.5 | 1.1 | 0 | 10.6 | 1.1 | 6.1 | -3.3 | 1.7 | -7.2 | 10.6 | -4.4 | -7.2 | -10.3 | 3.3 | -6.7
0 | -4 | -5.6 | -15.6 | 12.2 | -1.7 | 15.6 | -3.3 | -1.7 | -7.5 | 22.8 | -7.2 | 7 | 4 | 16.7 | 6.1 | 17.8 | 12.2 | 7.8 | 5 | 13.9 | 3.9 | 13.3 | 11.1 | -5 | -6.4 | 8.7 | -8.2 | 15 | 7 | 16.1 | 9.4 | 27.2 | 22.2 | 21.1 | -0.6 | 16.1 | -1.1 | 15.6 | -3.9 | 23.7 | 19.7 | -5.6 | -10.6 | 9.2 | -3.9 | 5.7 | -2.3 | 3.9 | -5.6 | 15 | 2.8 | 0.6 | -10 | 2.8 | -3.9 | 12.2 | 2.1 | 3.3 | 2.2 | -10 | -13 | 7.2 | 7.2 | 8.9 | -3.3 | 2.2 | -8.9 | 7.8 | -3.3 | -3.9 | -6.7 | 0.2 | -3.8 | -10 | -17.2 | -4.4 | -9.4 | 6.7 | -5 | -3.9 | -6.1 | 14 | -4.2 | 7.6 | -4.5 | -10.4 | -15 | 7.2 | -12.2 | 18.3 | 13.9 | 21.1 | 0 | 8.5 | -1.4 | -5.6 | -13.9 | 18.3 | -8.9 | -5 | -13.9 | 16.1 | -13.3 | 12.8 | -7.2 | 6.1 | 3.9 | 3.3 | -1.1 | 0 | -7.2 | 0 | -8.9 | -1.1 | -4.4 | 13.7 | -2 | -2 | -7 | 11.7 | 2.8 | 10.6 | 3.9 | 9.4 | -0.6 | 5.6 | 2.8 | 8 | 5 | 13.3 | 1.1 | 15 | -7.2 | -5 | -9.4 | 11.1 | 0 | 17.2 | -9.4 | 22.8 | -4.4 | 20 | 5 | 23.9 | -8.9 | 10 | 1.1 | 22.8 | 6.7 | 18.5 | -0.7 | 6.7 | -13.9 | 15.6 | 7.2 | -1.1 | -2.8 | 11.1 | 0 | 6.1 | -3.3 | 0.9 | -7.2 | 10 | -4.4 | -7.8 | -10.5 | 3.3 | -7.8
-1 | -6 | -5.6 | -16.7 | 11.7 | -2.2 | 15.6 | -3.9 | -2.2 | -7.8 | 22.8 | -8.3 | 7 | 3 | 15.4 | 6.2 | 17.2 | 12.8 | 7.2 | 6.1 | 13.9 | 2.8 | 13.3 | 11.1 | -5.6 | -7.2 | 9.4 | -8.9 | 15 | 8 | 15 | 9.2 | 26.7 | 21.7 | 20.6 | -0.6 | 15 | -1.1 | 15 | -3.3 | 23.3 | 20 | -6.1 | -12.8 | 9.4 | -4.4 | 5.4 | -1.9 | 3.3 | -5.6 | 13.3 | 2.8 | -0.2 | -9.3 | 2.2 | -5 | 11.7 | 2.7 | 2.8 | 1.7 | -11 | -13 | 7.8 | 7.8 | 7.8 | -4.4 | 1.7 | -8.9 | 7.2 | -3.3 | -3.3 | -6.7 | 0.4 | -3.6 | -10 | -18.3 | -5 | -9.4 | 6.7 | -4.4 | -3.9 | -6.7 | 13.7 | -3.5 | 7.2 | -6.1 | -10.6 | -14.4 | 5.5 | -11.1 | 16.1 | 13.3 | 21.1 | -1.1 | 7.6 | -1.9 | -5.6 | -13.3 | 16.1 | -6.7 | -5.7 | -12.5 | 14.4 | -12.2 | 11.1 | -6.4 | 5.5 | 3.5 | 3.3 | -1.1 | -1.1 | -7.8 | -0.6 | -6.6 | -0.6 | -5 | 13.5 | -1.5 | -3 | -7 | 11.1 | 1.7 | 10 | 5 | 8.3 | -1.7 | 5.6 | 2.8 | 8 | 1 | 11.8 | 2 | 15 | -7.2 | -5.5 | -9.1 | 11.7 | -1.1 | 16.1 | -10.2 | 22.2 | -5.6 | 18.9 | 5.6 | 22.8 | -7.8 | 10 | 0.3 | 22.8 | 6.7 | 18.2 | -0.5 | 5.6 | -13.3 | 14.7 | 6.3 | -2.2 | -3.9 | 10 | 0.6 | 5.6 | -3.3 | 0.2 | -8 | 9.4 | -4.4 | -8.3 | -11.1 | 3.9 | -6.1
-3 | -6 | -6.1 | -15.6 | 10 | -2.2 | 12.8 | -3.3 | -2.9 | -7.2 | 22.2 | -6.7 | 6 | 3 | 14.1 | 6 | 16.1 | 12.8 | 5.6 | 5 | 12.2 | 0.6 | 12.8 | 11.7 | -5.8 | -7.1 | 7 | -8 | 15 | 3 | 13.9 | 9 | 25 | 21.7 | 20 | 0 | 13.3 | 0 | 13.9 | -3.9 | 23.1 | 19.9 | -6.7 | -12.8 | 7.2 | -3.2 | 5 | -1.7 | 2.2 | -5 | 12.8 | 3.3 | -0.9 | -10 | 1.1 | -6.7 | 11.1 | 3.3 | 2.8 | 1.7 | -12 | -15 | 7.2 | 7.2 | 6.1 | -5 | 1.7 | -10 | 6.1 | -2.2 | -3.3 | -5 | 0.6 | -3.9 | -11.7 | -19.4 | -5.6 | -9.4 | 5.6 | -4.4 | -3.3 | -6.7 | 13.3 | -3.9 | 3.9 | -4.5 | -10.8 | -14 | 3.9 | -11.2 | 16.1 | 13.3 | 18.9 | 2.2 | 6.7 | -2.8 | -6.1 | -13.3 | 15 | -6.1 | -6.5 | -12.3 | 12.8 | -12.5 | 9.5 | -6.8 | 5 | 3.2 | 2.8 | -1.1 | -1.7 | -8.3 | -1.1 | -5.8 | -1.1 | -5 | 13.3 | -1.7 | -3 | -8 | 10 | 2.8 | 9.4 | 6.1 | 6.1 | -2.2 | 5.6 | 2.8 | 7 | 2 | 10.4 | 2.7 | 13.9 | -6.7 | -6.1 | -9.4 | 11.1 | 0 | 15 | -11.7 | 21.1 | -6.7 | 18.3 | 4.4 | 22.2 | -4.4 | 10 | -0.6 | 21.1 | 9.4 | 17.8 | -1.1 | 3.9 | -11.1 | 13.7 | 5.1 | -3.3 | -5.6 | 7.8 | 0.6 | 5 | -2.8 | -0.6 | -10 | 7.8 | -5 | -8.7 | -10.8 | 0.6 | -6.7
-6 | -8 | -6.7 | -13.3 | 8.9 | -2.2 | 10.6 | -2.2 | -3.7 | -7.5 | 21.1 | -6.7 | 4 | 3 | 12.8 | 5.6 | 15.6 | 12.8 | 5.6 | 5.6 | 10.6 | 1.7 | 12.8 | 11.7 | -5.9 | -7 | 4.6 | -7.9 | 14 | 4 | 12.8 | 8.3 | 24.4 | 21.7 | 17.8 | 0 | 10 | 0 | 12.2 | -2.8 | 23 | 19.8 | -7.8 | -13.3 | 5 | -3.1 | 4.8 | -1.4 | 0.6 | -5.6 | 10 | 2.2 | -1.7 | -11.7 | 0 | -4.4 | 10.2 | 3.9 | 2.8 | 1.7 | -16 | -17 | 7.2 | 7.2 | 5 | -5.6 | 0 | -7.2 | 5.6 | -1.7 | -2.8 | -4.4 | 0.2 | -3.8 | -12.8 | -18.9 | -6.1 | -9.4 | 4.4 | -5 | -2.8 | -6.7 | 12.8 | -3.1 | 0.5 | -4.7 | -10.9 | -13.6 | 2.2 | -13.3 | 15 | 12.2 | 17.2 | -1.1 | 4.1 | -2.8 | -6.7 | -13.3 | 13.9 | -5 | -7.2 | -12.8 | 11.1 | -14.4 | 7.8 | -7.8 | 4.4 | 2.8 | 2.8 | -1.1 | -2.8 | -8.3 | -1.7 | -5.6 | -1.7 | -5.6 | 10.7 | -1.2 | -3 | -8 | 8.9 | 2.8 | 8.9 | 6.1 | 5 | -2.8 | 5.6 | 2.8 | 7 | 1 | 8.9 | 2.8 | 11.1 | -5 | -5.7 | -8.4 | 10 | 0.6 | 14.1 | -8.8 | 17.2 | -5 | 16.7 | 5 | 22.2 | -2.2 | 8.5 | -0.9 | 18.3 | 10.6 | 15.4 | -0.7 | 2.2 | -9.4 | 12.8 | 3.9 | -3.9 | -6.1 | 8.3 | -1.1 | 2.8 | -2.2 | -1.3 | -9.6 | 5.6 | -5 | -9 | -10.7 | 0.3 | -6
-11 | -12 | -7.2 | -12.8 | 7.8 | -1.7 | 7.8 | -1.7 | -4.4 | -8.3 | 20 | -6.7 | 4 | 4 | 11.5 | 5.6 | 15 | 12.8 | 5.6 | 5.6 | 10.6 | 0 | 12.8 | 11.7 | -6.1 | -7.2 | 2.2 | -9.4 | 13 | 3 | 12.1 | 8.6 | 23.9 | 21.7 | 15.6 | 0.6 | 8.3 | 0.6 | 11.1 | -2.8 | 22.8 | 19.4 | -7.8 | -13.9 | 2.8 | -3.9 | 4.6 | -1.6 | -0.6 | -5.6 | 8.9 | 1.1 | -2.6 | -10.2 | -1.1 | -7.8 | 9.2 | 4.2 | 2.8 | 1.7 | -16 | -17 | 6.7 | 6.7 | 3.3 | -6.7 | 0 | -8.3 | 5 | -0.6 | -2.8 | -4.4 | -0.2 | -4.1 | -13.9 | -20 | -6.1 | -9.4 | 4.4 | -3.9 | -2.8 | -6.1 | 12.2 | -2.8 | -2.8 | -6.1 | -11.1 | -13.9 | 1.7 | -11.5 | 14.4 | 11.1 | 15.6 | -1.1 | 1.5 | -3.5 | -7.8 | -13.9 | 12.8 | -3.9 | -7.8 | -12 | 9.3 | -13 | 6.1 | -6.3 | 3.9 | 2.1 | 2.8 | -1.1 | -3.3 | -8.3 | -2.6 | -5.5 | -2.2 | -6.1 | 8.2 | -1.2 | -2 | -6 | 6.7 | 2.8 | 9.4 | 5 | 4.4 | -3.9 | 5 | 2.2 | 6 | 0 | 7.6 | 2.5 | 8.3 | -3.9 | -5.4 | -8 | 8.3 | 0.6 | 13.1 | -7.2 | 12.8 | -3.9 | 14.4 | 4.4 | 18.9 | -1.1 | 7.1 | -1.2 | 16.7 | 11.1 | 13 | -0.9 | -1.1 | -9.4 | 12.8 | 3.5 | -4.4 | -6.7 | 7.8 | -1.1 | 2.2 | -3.3 | -2.1 | -10.1 | 3.3 | -6.7 | -9.4 | -11.1 | 0 | -7.2
-10 | -11 | -7.2 | -13.9 | 7.2 | -2.2 | 6.7 | -1.7 | -4.8 | -7.8 | 18.3 | -6.1 | 2 | 1 | 10.2 | 5.4 | 15 | 13.3 | 6.1 | 5.6 | 9.4 | 2.2 | 13.3 | 12.2 | -6.3 | -7.1 | 2 | -8.2 | 12 | 4 | 11.3 | 8.4 | 23.9 | 21.7 | 15 | 0.6 | 7.2 | 0.6 | 10 | -2.8 | 22.8 | 19.4 | -8.3 | -13.9 | 2.1 | -3.3 | 4.4 | -1.7 | -1.1 | -6.1 | 7.8 | 1.1 | -3.5 | -9.8 | -1.1 | -8.3 | 8.3 | 4.4 | 2.8 | 1.7 | -17 | -18 | 5.6 | 5.6 | 1.1 | -6.7 | -1.1 | -6.7 | 4.4 | -1.1 | -2.8 | -4.4 | -0.6 | -5 | -15 | -20.6 | -6.1 | -9.4 | 5 | -3.3 | -2.8 | -6.1 | 11.7 | -2.8 | -4.1 | -7.1 | -11.3 | -13.4 | 1.1 | -11 | 13.9 | 11.1 | 13.3 | 0 | -1.1 | -5 | -7.8 | -13.9 | 12.8 | -2.2 | -8.3 | -11.8 | 7.4 | -12.6 | 4.5 | -5.9 | 3.3 | 1.2 | 2.8 | -1.7 | -3.3 | -8.3 | -3.5 | -6 | -2.8 | -6.7 | 5.6 | -2.2 | -2 | -7 | 6.7 | 2.8 | 8.9 | 5.6 | 3.9 | -4.4 | 3.9 | 1.1 | 4 | -1 | 6.3 | 2.2 | 3.9 | -1.7 | -5 | -7.8 | 7.2 | 0.6 | 12.2 | -7.2 | 11.7 | -2.8 | 12.8 | 5 | 19.4 | -0.6 | 5.6 | -2.2 | 15.6 | 11.1 | 10.6 | -1.7 | -1.7 | -8.9 | 12.8 | 2.9 | -4.4 | -7.2 | 6.7 | 0 | -0.6 | -3.9 | -2.8 | -11.7 | 1.7 | -7.2 | -9.8 | -12 | -0.4 | -6.3
-12 | -13 | -7.8 | -13.9 | 6.7 | -2.2 | 5.6 | -1.7 | -5.2 | -7.9 | 15 | -6.1 | 3 | 1 | 8.9 | 5 | 15 | 13.3 | 6.1 | 5 | 10 | 0.6 | 13.3 | 12.2 | -6.5 | -7.1 | 1.9 | -8.1 | 11 | 4 | 10.6 | 8.3 | 23.3 | 21.7 | 13.9 | 2.8 | 7.2 | 1.1 | 8.9 | -2.2 | 22.8 | 19.2 | -8.9 | -13.3 | 1.3 | -3.7 | 4.2 | -1 | -1.1 | -6.7 | 6.7 | 1.1 | -4.4 | -10.6 | -2.2 | -8.9 | 8.1 | 4.5 | 2.8 | 1.7 | -18 | -20 | 5 | 5 | 0 | -5.6 | -1.1 | -3.3 | 4.4 | -1.1 | -2.8 | -4.4 | -1.5 | -5.4 | -17.8 | -22.2 | -6.7 | -9.4 | 6.1 | -2.8 | -2.8 | -6.1 | 11.5 | -2 | -5.4 | -8.7 | -11.5 | -13.3 | 0.6 | -12.2 | 13.9 | 10.6 | 11.1 | -1.1 | -1.3 | -4.4 | -8.9 | -13.9 | 12.2 | -0.6 | -8.9 | -12.2 | 5.6 | -14.4 | 2.8 | -6.7 | 2.8 | 0.6 | 2.8 | -1.7 | -3.9 | -8.3 | -4.4 | -6.7 | -3.3 | -7.2 | 5 | -1.5 | -1 | -6 | 6.1 | 2.8 | 6.7 | 5 | 2.8 | -5 | 3.3 | 0.6 | 3 | -2 | 5 | 1.7 | 3.9 | -1.7 | -3.9 | -6.2 | 6.1 | 0 | 11.3 | -4.6 | 6.7 | -1.7 | 12.2 | 6.1 | 19.4 | 0 | 4.5 | -2.1 | 13.3 | 10.6 | 9.5 | -1.4 | -2.2 | -9.4 | 12.8 | 2.2 | -4.4 | -8.3 | 7.2 | 0 | -0.6 | -3.9 | -3.7 | -11.2 | 0.6 | -8.3 | -10.2 | -13.2 | -0.7 | -6.3
-11 | -12 | -8.3 | -14.4 | 5 | -2.8 | 5.6 | -1.7 | -5.6 | -8.3 | 11.7 | -5.6 | 1 | 0 | 8.9 | 5.5 | 15.6 | 12.8 | 5.6 | 5 | 8.3 | 1.1 | 13.3 | 12.2 | -6.7 | -7.2 | 1.7 | -8.9 | 10 | 5 | 9.8 | 7.9 | 23.3 | 21.7 | 12.8 | 3.9 | 7.2 | 2.8 | 8.3 | -2.2 | 22.8 | 18.9 | -8.9 | -13.3 | 0.6 | -4.4 | 4.1 | -0.4 | -2.2 | -6.7 | 5 | 0.6 | -5.2 | -9.8 | -2.8 | -9.4 | 8 | 4.6 | 1.7 | 1.7 | -20 | -20 | 4.4 | 2.8 | -0.6 | -6.1 | -1.1 | -3.3 | 4.4 | -0.6 | -2.8 | -4.4 | -2.4 | -6.3 | -17.8 | -22.2 | -7.2 | -8.3 | 6.7 | -2.8 | -3.3 | -6.1 | 11.3 | -1.3 | -6.7 | -10.6 | -11.7 | -13.3 | 0 | -10.7 | 16.7 | 6.7 | 8.9 | -1.1 | -1.5 | -4.1 | -10 | -14.4 | 10.6 | 2.2 | -10 | -12.9 | 4.7 | -12.6 | 0.8 | -6.2 | 3 | 0.4 | 2.8 | -1.7 | -4.4 | -8.3 | -5 | -7.2 | -3.9 | -7.2 | 4.5 | -1.1 | -1 | -6 | 5 | 2.2 | 6.1 | 5 | 2.8 | -5 | 2.8 | 0 | 2 | -2 | 4.1 | 0.9 | 1.1 | -2.8 | -2.8 | -4.9 | 5.6 | -0.6 | 10.3 | -3.3 | 7.2 | -1.7 | 12.2 | 7.2 | 18.9 | -1.1 | 3.3 | -2.5 | 12.2 | 11.1 | 8.3 | -1.8 | -3.3 | -9.4 | 11.9 | 2.9 | -5 | -8.3 | 6.7 | -0.6 | 1.1 | -3.9 | -4.7 | -11.5 | 0 | -8.3 | -10.6 | -15 | -1.1 | -7.2
-12 | -14 | -8.3 | -13.9 | 3.3 | -2.2 | 5.6 | -1.7 | -5.2 | -8.2 | 10 | -5.6 | 0 | -1 | 8.9 | 5.8 | 15 | 12.8 | 5 | 4.4 | 7.8 | 2.2 | 13.3 | 12.2 | -7.6 | -8.1 | 1.1 | -8 | 10 | 4 | 9.1 | 7.7 | 22.8 | 20.6 | 11.7 | 3.9 | 6.7 | 4.4 | 7.2 | -2.2 | 22.6 | 19.2 | -8.9 | -13.9 | 1 | -3.9 | 3.9 | 0 | -2.2 | -6.7 | 6.7 | 1.1 | -5.9 | -10 | -2.8 | -8.9 | 7.8 | 4.4 | 1.1 | 1.1 | -19 | -21 | 3.8 | 2.3 | -1.1 | -6.1 | -1.7 | -3.9 | 4.4 | -1.1 | -2.8 | -4.4 | -3.3 | -7.8 | -17.2 | -22.8 | -7.2 | -8.3 | 7.8 | -3.3 | -3.9 | -5 | 11.1 | -1.1 | -7.2 | -10.6 | -12.1 | -13.9 | -0.5 | -10.9 | 15 | 6.7 | 7.8 | -1.7 | -1.7 | -4.4 | -10 | -13.9 | 8.9 | 2.2 | -11.1 | -14.1 | 3.7 | -13 | -1.3 | -6.7 | 3.1 | 0.1 | 2.8 | -1.7 | -5 | -8.3 | -5.5 | -7.8 | -3.9 | -7.2 | 3.9 | -1.1 | 0 | -3 | 4.4 | 2.2 | 5.6 | 4.4 | 1.7 | -5 | 3.3 | 0.6 | 2 | -2 | 3.1 | 0.1 | 0.6 | -2.8 | -1.7 | -3.9 | 5.6 | -0.6 | 9.4 | -2.8 | 6.1 | -1.1 | 11.7 | 6.1 | 17.8 | -1.1 | 2.2 | -3.3 | 12.2 | 10.6 | 7.2 | -2.2 | -2.8 | -10.6 | 10.9 | 3.2 | -6.1 | -11.1 | 6.7 | -1.1 | 0 | -3.9 | -5.6 | -12.8 | 0 | -8.3 | -10.6 | -14.7 | -1.3 | -6
-11 | -13 | -9.4 | -13.9 | 4.4 | -2.2 | 6.1 | -1.7 | -4.8 | -8.6 | 10.6 | -5 | 0 | 0 | 8.9 | 6.1 | 15 | 12.8 | 5 | 3.3 | 6.7 | 1.7 | 13.3 | 12.2 | -8.5 | -9 | 0.6 | -7.9 | 10 | 4 | 8.3 | 7.2 | 22.2 | 21.1 | 11.1 | 3.9 | 6.1 | 4.4 | 7.2 | -2.2 | 22.4 | 19.2 | -10 | -13.9 | 1.3 | -4 | 3.5 | 0.2 | -2.2 | -6.1 | 4.4 | 0 | -6.7 | -10.6 | -3.3 | -9.4 | 7.1 | 4.4 | 0.6 | 0.6 | -18 | -20 | 3.1 | 1.6 | -2.2 | -6.7 | -2.2 | -5 | 4.4 | -0.6 | -2.2 | -3.9 | -4.1 | -7.8 | -18.3 | -22.2 | -7.2 | -8.3 | 7.8 | -3.3 | -3.9 | -5 | 10.7 | -0.4 | -7.8 | -11.2 | -12.4 | -14.4 | -1.1 | -12.2 | 13.9 | 5.6 | 6.7 | -1.1 | -2.1 | -4.3 | -9.4 | -13.9 | 7.8 | 1.7 | -12.2 | -15.6 | 2.8 | -14.4 | -3.3 | -8.3 | 3.3 | 0 | 2.2 | -1.7 | -5.6 | -8.3 | -6.1 | -8.9 | -3.9 | -6.7 | 3.3 | -1.4 | -1 | -5 | 4.4 | 2.2 | 5.6 | 3.9 | 1.1 | -5 | 2.8 | 0 | 2 | -2 | 2.2 | -0.6 | 0 | -2.2 | -1.3 | -3.4 | 4.4 | -0.6 | 8.1 | -2.2 | 4.4 | -0.6 | 10 | 6.1 | 16.7 | 5.6 | 2.4 | -2.9 | 11.7 | 10.6 | 6.3 | -1.8 | -2.8 | -10.6 | 10 | 3.3 | -7.8 | -12.2 | 7.2 | -1.1 | 0 | -3.3 | -6.5 | -12.7 | 0 | -8.3 | -10.6 | -14.9 | -1.5 | -5.9
-10 | -12 | -7.8 | -12.8 | 3.9 | -3.3 | 5.6 | -1.1 | -4.4 | -9.4 | 8.3 | -5 | 0 | 0 | 8.2 | 5.7 | 15 | 12.2 | 4.4 | 2.8 | 6.7 | 1.7 | 12.8 | 12.2 | -9.4 | -10 | 0 | -8.9 | 9 | 4 | 7.9 | 7 | 22.8 | 21.7 | 10 | 3.9 | 5.6 | 3.9 | 6.1 | -2.2 | 22.2 | 19.4 | -10 | -13.9 | 1.7 | -5 | 3.2 | 0.6 | -2.2 | -6.1 | 0 | -1.1 | -6.9 | -10.2 | -3.3 | -8.9 | 6.3 | 4.1 | 0.6 | 0.6 | -20 | -21 | 2.5 | 1.2 | -2.8 | -7.2 | 3.3 | -5 | 3.3 | -0.6 | -2.2 | -3.3 | -4.8 | -8.4 | -18.3 | -22.2 | -7.2 | -8.3 | 7.2 | -3.3 | -3.9 | -5 | 10.4 | 0.1 | -8.3 | -12.2 | -12.8 | -15.6 | -1.7 | -10.7 | 12.8 | 5 | 5.6 | -1.1 | -2.4 | -4.5 | -10 | -13.3 | 7.2 | 1.1 | -12.4 | -15 | 1.9 | -12.7 | -3.7 | -8 | 2.9 | -0.3 | 2.8 | -1.1 | -6.7 | -8.3 | -6.3 | -8.6 | -2.8 | -5.6 | 2.8 | -1.9 | -2 | -6 | 5.6 | 2.8 | 5.6 | 3.9 | 1.7 | -5 | 2.2 | -0.6 | 1 | -5 | 2.2 | -0.5 | 0 | -1.7 | -1 | -3.2 | 3.3 | 1.1 | 6.9 | -2.2 | 5 | -0.6 | 10.6 | 7.2 | 17.8 | -0.6 | 2.6 | -2.7 | 10.6 | 10 | 5.3 | -2 | -2.2 | -11.1 | 8.1 | 3.2 | -8.3 | -12.8 | 7.2 | -1.1 | 1.1 | -3.3 | -7.4 | -13.5 | -0.6 | -8.9 | -10.6 | -15.6 | -1.7 | -6.1
-11 | -12 | -8.3 | -12.8 | 1.7 | -3.9 | 5 | -1.7 | -4.4 | -9 | 7.2 | -5 | 1 | 1 | 7.4 | 5.1 | 15.6 | 12.2 | 4.4 | 2.8 | 5.6 | 1.7 | 12.8 | 12.2 | -8.9 | -10.9 | -0.7 | -7.7 | 8 | 3 | 7.6 | 6.9 | 22.8 | 21.7 | 9.4 | 3.3 | 5 | 3.9 | 5.6 | -2.2 | 22 | 19.2 | -10 | -13.9 | 1.9 | -4.5 | 2.8 | 0.6 | -2.2 | -6.1 | -0.6 | -1.1 | -7 | -10.1 | -3.3 | -8.9 | 5.6 | 3.9 | 0 | 0 | -22 | -23 | 1.9 | 0.6 | -3.3 | -7.8 | -3.3 | -6.7 | 2.8 | -0.6 | -1.7 | -3.3 | -5.6 | -9.4 | -18.3 | -22.8 | -7.2 | -8.3 | 7.2 | -3.9 | -4.4 | -5 | 10 | 0.6 | -9.1 | -12.5 | -14.1 | -16.4 | -2.2 | -10.2 | 11.7 | 6.1 | 4.4 | -1.1 | -2.8 | -5 | -10 | -13.9 | 10 | 0.6 | -12.6 | -14.9 | 0.9 | -12.8 | -4 | -8.3 | 2.6 | -0.6 | 1.1 | -1.7 | -7.2 | -8.9 | -6.5 | -8.6 | -2.8 | -5.6 | 2.2 | -2.8 | -2 | -5 | 4.4 | 2.2 | 5 | 3.3 | 1.7 | -5 | 1.7 | -1.7 | 0 | -5 | 2.2 | -0.5 | 0 | -2.8 | -0.6 | -3.3 | 2.2 | 0 | 5.6 | -2.8 | 3.9 | -1.7 | 9.4 | 6.7 | 17.8 | -2.8 | 2.8 | -3.3 | 9.4 | 8.9 | 4.4 | -2.2 | -2.2 | -10 | 6.3 | 2.9 | -8.9 | -12.2 | 7.8 | -0.6 | -0.6 | -3.9 | -8.3 | -15 | -1.1 | -8.9 | -10.6 | -14.7 | -2.2 | -5.9
-13 | -15 | -8.9 | -12.8 | 1.1 | -3.3 | 5 | -1.1 | -4.4 | -9 | 6.7 | -5 | 0 | 0 | 6.7 | 4.4 | 15 | 12.8 | 5.6 | 4.4 | 5.6 | 1.7 | 13.3 | 12.2 | -8.3 | -12.2 | -1.5 | -7.7 | 8 | 4 | 7.2 | 6.7 | 22.2 | 21.7 | 8.9 | 3.3 | 5 | 3.9 | 4.4 | -2.2 | 21.9 | 19.1 | -10 | -13.9 | 2 | -4.6 | 2.6 | 0.5 | -1.7 | -6.1 | -1.1 | -1.7 | -7.2 | -10.6 | -3.3 | -8.3 | 6.9 | 5.1 | 0 | 0 | -20 | -21 | 1.2 | 0 | -3.9 | -8.3 | -3.3 | -6.7 | 2.2 | -0.6 | -1.7 | -2.8 | -6.3 | -9.6 | -18.3 | -22.2 | -7.2 | -8.3 | 7.2 | -3.3 | -4.4 | -5.6 | 9.8 | 1.9 | -9.8 | -13.3 | -15.4 | -17.5 | -2.8 | -11.1 | 11.7 | 5.6 | 3.9 | -2.2 | -2.6 | -4.5 | -8.3 | -13.9 | 8.3 | 1.7 | -12.8 | -15 | 0 | -14.4 | -4.4 | -9.4 | 2.2 | -1.1 | 1.1 | -1.7 | -7.8 | -8.9 | -6.7 | -8.9 | -2.2 | -5 | 1.7 | -2.3 | -3 | -6 | 4.4 | 2.2 | 5 | 2.8 | 1.7 | -5.6 | 1.7 | -1.7 | 0 | -4 | 2.2 | -0.6 | -0.6 | -2.2 | -0.4 | -3.1 | 1.7 | 0.6 | 4.8 | -2 | 2.2 | -1.7 | 10.6 | 7.8 | 16.1 | -2.8 | 2.4 | -3.1 | 10.6 | 9.4 | 4.2 | -1.9 | -3.3 | -10.6 | 4.4 | 2.2 | -10 | -13.9 | 7.8 | -0.6 | 0.6 | -3.3 | -8.9 | -14.6 | -1.1 | -7.8 | -10.6 | -14.4 | -2.8 | -6.3
-13 | -16 | -10 | -13.9 | 0.6 | -5.6 | 6.7 | -0.6 | -4.4 | -10 | 6.7 | -5 | 0 | 0 | 6.7 | 4.7 | 14.4 | 12.8 | 5 | 3.9 | 6.1 | 2.2 | 13.3 | 12.2 | -7.8 | -14.4 | -2.2 | -8.3 | 7 | 4 | 7.2 | 6.6 | 22.8 | 21.7 | 8.9 | 3.3 | 3.9 | 3.3 | 3.9 | -2.2 | 21.7 | 18.9 | -9.4 | -13.3 | 2.2 | -5.6 | 2.4 | 0.3 | -1.7 | -6.1 | -1.7 | -2.2 | -7.4 | -10.1 | -3.3 | -8.3 | 8.1 | 6.1 | 0 | 0 | -23 | -24 | 0.6 | -0.6 | -5.6 | -9.4 | -3.9 | -6.7 | 2.2 | -0.6 | -1.7 | -2.8 | -7.1 | -10.2 | -17.8 | -21.7 | -7.2 | -8.3 | 7.2 | -2.8 | -4.4 | -5.6 | 9.6 | 2.9 | -10.6 | -14.4 | -16.7 | -18.9 | -3 | -10.1 | 10 | 3.9 | 3.3 | -2.8 | -2.4 | -4.3 | -7.8 | -13.3 | 6.7 | 1.1 | -13.3 | -15.7 | 0.7 | -12.6 | -4.2 | -8.7 | 2 | -1.6 | 0.6 | -1.7 | -7.8 | -9.4 | -6.9 | -8.8 | -2.2 | -5 | 1.1 | -2.3 | -3 | -7 | 3.9 | 1.7 | 3.9 | 2.8 | 2.2 | -6.1 | 1.7 | -1.7 | -2 | -7 | 2.8 | 0 | -0.6 | -2.2 | -0.2 | -3.3 | 1.7 | 0.6 | 4.1 | -1.7 | 0.6 | -2.2 | 9.4 | 7.2 | 13.9 | -2.8 | 2.1 | -3.5 | 9.4 | 8.3 | 4.1 | -1.8 | -3.9 | -10.6 | 3.5 | 1.5 | -10.6 | -15 | 8.3 | 0 | 0.6 | -3.3 | -9.4 | -15.1 | -1.1 | -7.8 | -10.6 | -14.4 | -3.3 | -7.2
-13 | -15 | -11.1 | -15 | 0 | -2.8 | 6.1 | 0 | -3.7 | -9.2 | 4.4 | -5 | -1 | -1 | 6.7 | 4.9 | 17.2 | 10.6 | 4.4 | 3.9 | 5 | 2.2 | 12.8 | 12.2 | -7.6 | -13.9 | -1.8 | -7.6 | 7 | 4 | 7.2 | 6.6 | 22.8 | 21.7 | 8.9 | 3.9 | 4.4 | 3.3 | 3.3 | -2.2 | 22.2 | 18.8 | -8.3 | -12.8 | 2.6 | -4.7 | 2.2 | 0 | -1.7 | -5.6 | -1.1 | -1.7 | -7.6 | -9.9 | -3.3 | -7.8 | 9.4 | 7.2 | 0 | -1.1 | -22 | -24 | 0 | -0.6 | -5.6 | -8.9 | -4.4 | -7.2 | 2.8 | 0 | -1.7 | -2.8 | -7.8 | -11.1 | -12.8 | -15 | -7.2 | -7.8 | 7.2 | -2.8 | -4.4 | -5.6 | 9.4 | 3.9 | -11.3 | -14.5 | -16.9 | -19.1 | -3.1 | -10.2 | 10 | 2.2 | 2.2 | -3.9 | -2.2 | -4.4 | -9.4 | -13.3 | 6.7 | 1.1 | -13.9 | -16.7 | 1.5 | -12.7 | -4.1 | -8.7 | 1.9 | -2.3 | 0.6 | -1.7 | -8.3 | -10 | -7 | -8.6 | -2.2 | -5 | 0.6 | -2.8 | -2 | -6 | 2.2 | 0 | 3.9 | 2.8 | 1.7 | -7.8 | 1.7 | -2.8 | -3 | -8 | 3.3 | 0.5 | 0.6 | -1.1 | 0 | -3.9 | 0.6 | 0 | 3.3 | -1.7 | 1.7 | -2.2 | 8.9 | 7.2 | 12.2 | -1.7 | 1.7 | -4.4 | 8.9 | 7.2 | 3.9 | -2.2 | -2.8 | -10 | 2.6 | 0.8 | -11.7 | -15.6 | 7.8 | 2.8 | 1.1 | -3.9 | -10 | -16.1 | -1.7 | -6.1 | -10.6 | -14.2 | -3.9 | -6.7
-15 | -16 | -11.7 | -15 | 0.6 | -2.2 | 5.6 | 0.6 | -2.9 | -9.4 | 5.6 | -5 | 0 | 0 | 6.7 | 5 | 15 | 12.2 | 5 | 4.4 | 7.2 | 3.3 | 12.2 | 11.7 | -7.4 | -14.3 | -1.5 | -7.5 | 7 | 6 | 7.2 | 6.7 | 22.8 | 21.1 | 8.3 | 4.4 | 4.4 | 3.3 | 3.3 | -2.2 | 22.8 | 18.6 | -8.3 | -12.2 | 2.9 | -4.9 | 2 | 0 | -1.1 | -5.6 | -1.7 | -1.7 | -7.8 | -10 | -2.8 | -7.8 | 11.1 | 8.2 | 0 | 0 | -24 | -25 | -0.6 | -4.4 | -6.7 | -9.4 | -4.4 | -7.8 | 3.3 | -0.6 | -1.7 | -2.8 | -7.8 | -11.1 | -10.6 | -15 | -7.2 | -7.8 | 7.2 | -2.2 | -4.4 | -6.1 | 9.6 | 4.8 | -12.1 | -14.8 | -17 | -19.6 | -3.3 | -11.1 | 9.4 | 2.2 | 2.2 | -3.3 | -1.7 | -3.8 | -8.9 | -12.2 | 5 | 0.6 | -14.4 | -18.3 | 2.2 | -13.9 | -3.9 | -9.4 | 1.7 | -3.3 | 0.6 | -1.7 | -8.3 | -10 | -7.2 | -8.9 | -2.2 | -4.4 | 2.8 | -1.4 | -2 | -4 | 2.8 | 0.6 | 3.9 | 2.8 | 1.1 | -7.8 | 0.6 | -2.2 | -5 | -9 | 3.9 | 1.1 | 0 | -1.1 | 0.7 | -3 | 0 | 0 | 4.2 | -1 | 1.1 | -2.2 | 8.3 | 6.1 | 10 | -0.6 | 3.2 | -3.2 | 7.8 | 6.7 | 6.1 | -1.1 | -2.2 | -8.3 | 1.7 | 0 | -12.2 | -16.7 | 6.7 | 3.3 | 0 | -2.8 | -8.7 | -14.6 | -1.7 | -7.2 | -10.6 | -14.4 | -2.8 | -6.7
-17 | -18 | -12.2 | -16.1 | 4.4 | 0 | 8.3 | 1.7 | -2.2 | -10.6 | 7.2 | -5 | 0 | 0 | 8.5 | 5.6 | 14.4 | 12.8 | 5.6 | 4.4 | 8.3 | 3.3 | 13.3 | 12.8 | -7.2 | -15.6 | -1.1 | -8.3 | 11 | 6 | 10.4 | 8.5 | 23.3 | 21.1 | 8.9 | 3.9 | 6.1 | 5.6 | 3.9 | -2.2 | 23.3 | 18.3 | -6.7 | -11.1 | 3.3 | -5.6 | 1.9 | 0 | -1.1 | -5.6 | -1.7 | -2.2 | -4.6 | -7.9 | -1.1 | -7.8 | 12.7 | 9.2 | 0 | 0 | -23 | -25 | -1.7 | -6.7 | -1.7 | -8.3 | -3.9 | -7.8 | 3.9 | 1.7 | -1.1 | -2.2 | -7.8 | -11.4 | -8.3 | -13.3 | -6.7 | -7.8 | 8.3 | -0.6 | -5 | -6.1 | 9.8 | 5.4 | -12.8 | -15.6 | -17.2 | -20.6 | -1.3 | -9.6 | 10.6 | 1.7 | 3.9 | -2.2 | -1.1 | -3.3 | -7.8 | -12.2 | 7.8 | 1.7 | -10.5 | -15.8 | 5.4 | -12.1 | -1.3 | -7.3 | 1.3 | -2.6 | 0.6 | -1.7 | -7.8 | -9.4 | -6.7 | -8.2 | -1.7 | -3.9 | 5 | -0.7 | -1 | -4 | 4.4 | 1.7 | 5 | 3.3 | 1.7 | -8.3 | 0 | -2.2 | -5 | -10 | 6.7 | 2.4 | 1.7 | 0 | 1.5 | -2.3 | 0.6 | 0 | 5.2 | -0.7 | 2.8 | -1.7 | 10.6 | 8.9 | 15 | -0.6 | 4.6 | -2.4 | 10 | 7.2 | 8.4 | -0.3 | -1.1 | -8.9 | 4.7 | 1.7 | -12.2 | -16.1 | 6.7 | 3.3 | 0.6 | -2.8 | -7.4 | -13.9 | -1.7 | -8.3 | -10.6 | -15 | -2.2 | -8.9
-12 | -14 | -13.3 | -16.1 | 7.2 | -0.6 | 10.6 | 2.8 | -1.8 | -9.4 | 12.8 | -4.4 | 2 | 0 | 10.4 | 6 | 15.6 | 12.2 | 6.7 | 5 | 9.4 | 3.3 | 14.4 | 13.3 | -5.9 | -14.2 | 1.3 | -7.1 | 13 | 4 | 13.5 | 10.3 | 23.9 | 21.7 | 10.6 | 3.9 | 10.6 | 6.1 | 5.6 | -2.8 | 23.5 | 19 | -4.4 | -8.9 | 4.6 | -4.4 | 1.7 | 0 | -1.1 | -5 | -1.7 | -2.2 | -1.5 | -6.4 | 0 | -7.2 | 14.4 | 10 | 0 | -0.6 | -20 | -21 | -4.4 | -6.1 | -0.6 | -9.4 | -3.3 | -6.1 | 5.6 | 2.2 | -1.1 | -2.2 | -7.8 | -12.2 | -6.7 | -11.7 | -6.1 | -10.6 | 10.6 | 1.1 | -4.4 | -6.1 | 10 | 6.1 | -12.2 | -14.9 | -14.1 | -17.6 | 0.8 | -9.2 | 10.6 | 1.1 | 7.2 | -3.3 | -0.6 | -3.3 | -5 | -11.1 | 11.1 | 0.6 | -6.7 | -14 | 8.5 | -11.8 | 1.3 | -6 | 1 | -2.1 | 0.6 | -1.7 | -4.4 | -8.9 | -6.1 | -7.6 | -1.1 | -3.3 | 7.2 | 0 | -2 | -5 | 5 | 2.8 | 6.7 | 3.9 | 2.2 | -7.8 | 1.1 | -1.7 | -5 | -10 | 9.4 | 3.6 | 8.3 | 2.2 | 2.2 | -2.2 | 4.4 | 1.7 | 6.1 | -0.6 | 10.6 | 0 | 17.8 | 6.7 | 18.3 | -1.7 | 6.1 | -2.2 | 13.3 | 7.2 | 10.6 | 0 | 1.1 | -8.3 | 7.6 | 3.3 | -11.7 | -16.7 | 8.9 | 3.9 | 1.7 | -3.3 | -6.1 | -13.9 | -1.1 | -8.3 | -9.5 | -13.8 | 0.6 | -5.6
-7 | -11 | -11.7 | -18.3 | 10.6 | -1.7 | 12.8 | 3.9 | -1.5 | -9.1 | 16.7 | -4.4 | 4 | 2 | 12.2 | 6.1 | 16.1 | 12.2 | 8.3 | 5.6 | 9.4 | 3.9 | 15.6 | 13.3 | -4.6 | -13.9 | 3.7 | -6.9 | 14 | 4 | 16.7 | 11.7 | 24.4 | 21.7 | 11.7 | 4.4 | 13.3 | 5.6 | 8.3 | -3.9 | 23.7 | 19.4 | -2.8 | -8.3 | 5.9 | -4 | 1.7 | -0.2 | -1.1 | -4.4 | -1.1 | -2.8 | 1.7 | -6.1 | 1.7 | -6.1 | 15.7 | 10.1 | 0 | -0.6 | -17 | -18 | -3.9 | -9.4 | 0 | -10 | -1.7 | -5.6 | 7.8 | 2.8 | 0 | -2.2 | -6.9 | -10.8 | -2.8 | -9.4 | -5.6 | -8.3 | 12.8 | 3.3 | -4.4 | -6.7 | 11.7 | 6 | -11.7 | -14.9 | -10.9 | -15 | 2.8 | -10.6 | 11.1 | 0.6 | 8.9 | -3.3 | 2 | -2.6 | -3.3 | -10.6 | 13.9 | -3.3 | -2.8 | -14.4 | 11.7 | -13.9 | 3.9 | -6.1 | 0.6 | -2.2 | 0.6 | -1.7 | -1.1 | -7.8 | -5.6 | -7.2 | -2.8 | -3.9 | 10.2 | 1 | -1 | -5 | 7.2 | 3.3 | 7.2 | 3.3 | 2.2 | -7.2 | 1.7 | -1.1 | -5 | -10 | 12.2 | 4.4 | 13.3 | 2.8 | 3.7 | -1.1 | 6.7 | 0.6 | 7.2 | 0 | 15.6 | -0.6 | 19.4 | 4.4 | 20.6 | -5 | 8 | -1.3 | 16.7 | 6.1 | 13.5 | 3 | 5 | -9.4 | 10.6 | 4.4 | -10.6 | -17.2 | 8.3 | 2.8 | 3.3 | -2.8 | -5.2 | -12.8 | -0.6 | -9.4 | -8.3 | -12.8 | 2.8 | -5.6
-5 | -8 | -10 | -17.2 | 12.2 | -2.2 | 15.6 | 2.2 | -1.1 | -10 | 19.4 | -5 | 7 | 4 | 13.3 | 6.2 | 18.9 | 12.8 | 8.9 | 5.6 | 11.1 | 6.7 | 16.7 | 12.8 | -3.3 | -15 | 6.1 | -8.3 | 16 | 4 | 18.5 | 11.6 | 25 | 21.7 | 13.9 | 5 | 16.1 | 5 | 10.6 | -4.4 | 23.9 | 20 | -1.1 | -6.7 | 7.2 | -4.4 | 1.7 | -0.3 | -0.6 | -4.4 | 1.7 | -1.7 | 3.7 | -5.1 | 2.2 | -6.1 | 17 | 9.7 | 0.6 | 0 | -15 | -17 | -3.9 | -10 | 0.6 | -9.4 | -1.7 | -4.4 | 9.4 | 1.1 | 0.6 | -1.1 | -5.9 | -9.8 | -1.7 | -8.9 | -5 | -8.3 | 15.6 | 6.1 | -4.4 | -6.7 | 13.3 | 5.2 | -11.1 | -15 | -7.8 | -13.3 | 4.3 | -9.4 | 11.7 | 1.7 | 11.1 | -2.8 | 4.6 | -2.4 | -1.7 | -9.4 | 15 | -5.6 | -1.1 | -12 | 13 | -12.4 | 5.9 | -5.3 | 0.8 | -2 | 1.1 | -1.1 | 0.6 | -7.2 | -4.7 | -6.6 | -1.7 | -3.9 | 13.1 | 1.4 | -1 | -6 | 9.4 | 4.4 | 8.9 | 2.8 | 2.2 | -6.7 | 2.2 | -2.8 | -5 | -11 | 14.2 | 4.5 | 15.6 | 2.2 | 5.2 | -0.2 | 8.9 | -1.7 | 8.3 | 0.3 | 18.3 | -1.1 | 20 | 6.1 | 22.2 | -5 | 9.8 | -1.4 | 19.4 | 6.1 | 16.5 | 6.1 | 6.1 | -9.4 | 11.3 | 4.3 | -10 | -16.7 | 5.6 | 2.8 | 6.1 | -2.8 | -4.2 | -12.3 | 1.7 | -9.4 | -7.2 | -12.8 | 4.4 | -6.7
-2 | -6 | -8.9 | -16.1 | 13.3 | -3.3 | 18.3 | 0.6 | 0.6 | -8.4 | 21.1 | -5.6 | 7 | 4 | 14.5 | 6.1 | 19.4 | 10.6 | 10.6 | 5.6 | 10 | 2.2 | 16.1 | 13.9 | -2.6 | -13.6 | 7.6 | -7.1 | 17 | 3 | 20.4 | 11.1 | 24.4 | 22.2 | 15 | 5.6 | 18.9 | 5 | 12.8 | -5 | 25 | 19.8 | -0.6 | -6.1 | 8.5 | -3 | 1.7 | -0.6 | 0 | -3.9 | 3.3 | -0.6 | 5.8 | -5.1 | 4.4 | -5.6 | 18.3 | 9.4 | 1.1 | 1.1 | -13 | -15 | -3.9 | -8.9 | 1.1 | -8.9 | -2.2 | -5 | 11.1 | -1.1 | 0.6 | -1.1 | -5 | -9.4 | -1.1 | -8.3 | -5 | -7.8 | 16.7 | 6.7 | -3.3 | -6.1 | 15 | 4.4 | -10 | -13.1 | -6.1 | -11.2 | 5.7 | -9.8 | 11.1 | 0.6 | 12.8 | -3.3 | 7.2 | -3.3 | 0.6 | -8.3 | 16.1 | -7.8 | 0.5 | -11.5 | 14.3 | -13.2 | 8 | -5.5 | 0.9 | -2.4 | 1.1 | -1.1 | 1.1 | -7.2 | -3.7 | -6.2 | -1.1 | -2.8 | 16.1 | 1.7 | -1 | -4 | 10.6 | 3.9 | 10 | 1.7 | 1.1 | -4.4 | 3.3 | -2.8 | -5 | -8 | 16.3 | 4 | 16.7 | 1.7 | 6.7 | 0.6 | 10 | -3.9 | 9.4 | 0.6 | 21.1 | -1.7 | 21.1 | 6.1 | 22.8 | -4.4 | 11.7 | -1.7 | 20.6 | 5 | 19.4 | 8.9 | 7.2 | -9.4 | 12.1 | 4.4 | -8.9 | -15.6 | 5.6 | 2.8 | 7.2 | -3.9 | -3.3 | -13.3 | 2.2 | -9.4 | -7 | -12.6 | 4.4 | -5
-1 | -5 | -8.3 | -15.6 | 14.4 | -3.3 | 20 | 0.6 | 2.2 | -8.3 | 23.3 | -8.9 | 8 | 4 | 15.6 | 5.6 | 17.2 | 12.8 | 8.3 | 6.1 | 10 | 5.6 | 16.7 | 13.3 | -1.8 | -13.8 | 9.1 | -7.5 | 17 | 6 | 22.2 | 10 | 23.9 | 21.7 | 16.1 | 5.6 | 20 | 7.8 | 13.9 | -3.3 | 26.1 | 19.3 | 0 | -6.7 | 9.8 | -2.5 | 1.3 | -0.8 | 0 | -3.9 | 5 | -0.6 | 7.8 | -6.7 | 3.9 | -5 | 18.7 | 9.8 | 2.2 | 1.7 | -12 | -14 | -2.8 | -7.8 | 1.7 | -7.8 | -1.7 | -6.1 | 12.2 | -1.7 | 0.6 | -1.1 | -4.3 | -8.4 | -1.1 | -7.8 | -4.4 | -7.2 | 18.3 | 7.8 | -3.3 | -6.7 | 16.7 | 4.1 | -8.9 | -11.7 | -4.5 | -10 | 7.2 | -11.7 | 10.6 | 0.6 | 13.9 | -3.3 | 9.2 | -2.4 | 1.7 | -7.2 | 17.2 | -7.2 | 2.2 | -12.2 | 15.6 | -14.4 | 10 | -7.2 | 1.1 | -2.8 | 1.1 | -1.1 | 1.7 | -7.2 | -2.8 | -6.1 | 0 | -2.2 | 16.8 | 2.8 | -1 | -7 | 12.2 | 3.3 | 11.1 | 1.7 | 0.6 | -2.8 | 3.9 | -2.8 | -5 | -9 | 18.3 | 3.3 | 17.8 | 0.6 | 7.2 | 1.1 | 11.7 | -1.7 | 8.7 | 0.4 | 22.8 | -2.2 | 21.1 | 6.7 | 23.9 | -3.9 | 12.4 | -1 | 22.8 | 4.4 | 21.1 | 10 | 8.3 | -8.9 | 12.8 | 3.9 | -8.3 | -16.1 | 5.6 | 2.2 | 7.2 | -3.9 | -2.4 | -11.6 | 3.9 | -8.9 | -6.9 | -13.4 | 6.7 | -7.8
-1 | -5 | -7.2 | -15 | 15.6 | -3.3 | 20.6 | 0.6 | 3.9 | -9.4 | 24.4 | -9.4 | 7 | 4 | 16.1 | 5.1 | 16.1 | 12.2 | 10.6 | 5.6 | 10 | 5.6 | 15 | 13.9 | -1.1 | -15.6 | 10.6 | -8.9 | 16 | 8 | 21.3 | 11.4 | 25 | 21.1 | 16.7 | 5.6 | 20 | 8.3 | 15.6 | -2.2 | 27.2 | 18.9 | 1.1 | -6.1 | 11.1 | -2.2 | 1 | -1.1 | 0.6 | -3.9 | 6.7 | 0.6 | 8.2 | -5.6 | 4.4 | -5.6 | 19 | 10.3 | 2.8 | 2.8 | -11 | -13 | -1.7 | -6.1 | 1.7 | -6.1 | -1.1 | -7.2 | 13.9 | 0.6 | 1.1 | -1.1 | -3.5 | -7.7 | -1.7 | -7.2 | -2.8 | -7.8 | 20 | 3.3 | -2.8 | -6.7 | 18.3 | 3.4 | -7.8 | -10.6 | -2.8 | -9.4 | 8.3 | -9.4 | 10.6 | -1.1 | 15 | -3.3 | 11.3 | -2.2 | 3.3 | -6.1 | 17.2 | -7.2 | 2.6 | -10.4 | 16.3 | -12.7 | 10.4 | -7.8 | 1.7 | -3 | 2.8 | 0 | 1.7 | -6.7 | -2.8 | -5.4 | 0.6 | -2.2 | 17.6 | 3.5 | -2 | -7 | 13.3 | 2.2 | 8.3 | 3.3 | 0.6 | -2.8 | 4.4 | -2.2 | -5 | -10 | 19.1 | 3.3 | 18.3 | 0.6 | 7.8 | 1.8 | 12.2 | -2.8 | 7.9 | 0.1 | 22.8 | -3.3 | 21.1 | 7.2 | 22.2 | -7.8 | 13.2 | -1 | 22.8 | 2.2 | 22.7 | 10.9 | 8.3 | -8.3 | 11.9 | 6.2 | -8.9 | -17.2 | 5.6 | 3.3 | 6.7 | -3.9 | -1.5 | -11 | 4.4 | -8.3 | -6.7 | -15 | 6.7 | -5.6
0 | -3 | -6.1 | -14.4 | 16.1 | -2.8 | 21.1 | 1.7 | 3.5 | -7.6 | 25.6 | -8.9 | 8 | 3 | 16.7 | 4.7 | 16.1 | 12.2 | 9.4 | 5.6 | 10.6 | 5 | 13.9 | 12.8 | -2.6 | -11.5 | 11.3 | -8.1 | 16 | 8 | 20.3 | 12.6 | 24.4 | 20.6 | 17.2 | 6.1 | 20.6 | 10 | 16.1 | -2.2 | 26.7 | 18.6 | 1.7 | -6.1 | 11.5 | -1.7 | 0.6 | -1.7 | 0.6 | -3.9 | 5.6 | 0 | 8.5 | -5.7 | 5 | -5 | 19.4 | 10.6 | 2.8 | 2.2 | -10 | -13 | -0.6 | -6.1 | 2.2 | -4.4 | -1.1 | -6.7 | 13.3 | 1.7 | 1.7 | -1.1 | -2.8 | -7.8 | -1.7 | -8.9 | -2.2 | -7.8 | 18.3 | -0.6 | -2.2 | -6.7 | 20 | 2.2 | -7.2 | -10 | -2.8 | -9.5 | 9.5 | -8.5 | 10 | 1.7 | 15.6 | -4.4 | 13.3 | -2.2 | 3.9 | -5.6 | 17.2 | -7.8 | 2.9 | -10.5 | 17.1 | -12.1 | 10.7 | -9.6 | 2.2 | -3.6 | 5 | 1.7 | 1.1 | -6.7 | -2.8 | -5 | 0.6 | -2.2 | 18.3 | 4.4 | -2 | -6 | 13.3 | 1.1 | 7.2 | 2.8 | 0.6 | -2.8 | 5 | -2.2 | -4 | -9 | 19.8 | 2.6 | 19.4 | 1.1 | 8.3 | 2.2 | 13.3 | -3.3 | 7.2 | 0 | 23.3 | -2.8 | 21.1 | 7.2 | 24.4 | -7.2 | 13.9 | -1.1 | 23.9 | 2.8 | 24.4 | 11.7 | 9.4 | -8.3 | 10.9 | 7.6 | -10 | -18.9 | 5.6 | 2.8 | 6.7 | -4.4 | -0.6 | -11.7 | 6.1 | -8.3 | -6.7 | -13.6 | 6.1 | -6.1
0 | -3 | -5.6 | -15 | 16.1 | -3.3 | 20.6 | 2.2 | 3.2 | -6.7 | 25 | -8.3 | 8 | 3 | 17.2 | 3.9 | 15.6 | 12.8 | 8.9 | 5.6 | 11.7 | 6.7 | 13.9 | 12.8 | -4.1 | -10.4 | 12.1 | -8 | 16 | 8 | 19.4 | 13.3 | 25.6 | 20 | 17.2 | 6.7 | 21.1 | 10.6 | 15.6 | -1.7 | 26.1 | 18.5 | 2.2 | -5.6 | 11.8 | -1.8 | 0.8 | -1.4 | 0.6 | -3.3 | 4.4 | 0 | 8.9 | -6.7 | 5 | -5 | 18.3 | 11.2 | 2.2 | 2.2 | -10 | -13 | 0 | -4.4 | 2.2 | -5.6 | -2.2 | -4.4 | 13.3 | 1.7 | 1.7 | -1.1 | -3.3 | -7.5 | -1.7 | -9.4 | -1.1 | -7.2 | 14.4 | 0.6 | -2.2 | -6.1 | 18.3 | 2.2 | -6.7 | -10.1 | -2.8 | -10.4 | 10.6 | -8.9 | 9.4 | 2.2 | 16.1 | -4.4 | 12.9 | -2.3 | 4.4 | -5 | 16.7 | -7.2 | 3.3 | -11.7 | 17.8 | -12.8 | 11.1 | -13.3 | 2.8 | -5 | 6.7 | 1.1 | 1.7 | -6.1 | -2.8 | -5 | 0.6 | -2.2 | 17.4 | 4 | -2 | -7 | 13.9 | 1.7 | 8.3 | 2.8 | 0.6 | -2.2 | 5.6 | -2.2 | -3 | -9 | 20.6 | 2.2 | 20 | 1.1 | 7.6 | 2.5 | 14.4 | -1.7 | 7 | 0 | 22.8 | -3.9 | 20.6 | 7.2 | 23.9 | -8.9 | 13.7 | -0.3 | 24.4 | 2.2 | 23.7 | 12.7 | 9.4 | -7.8 | 10 | 8.9 | -10 | -19.4 | 5.6 | 3.3 | 7.2 | -4.4 | -1 | -10 | 5.6 | -8.3 | -6.7 | -13.4 | 7.2 | -5
0 | -3 | -5.6 | -14.4 | 15.6 | -3.3 | 19.4 | 2.2 | 2.8 | -7.2 | 25.6 | -8.9 | 8 | 4 | 15.9 | 4.3 | 15.6 | 12.2 | 7.8 | 5 | 11.1 | 5.6 | 13.9 | 12.8 | -5.6 | -10 | 12.8 | -9.4 | 15 | 8 | 18.7 | 13.4 | 25 | 20 | 17.2 | 6.1 | 21.7 | 10.6 | 16.1 | -1.7 | 25.6 | 18.3 | 1.7 | -4.4 | 12.2 | -2.2 | 0.9 | -1.6 | 0.6 | -3.3 | 3.3 | -0.6 | 8.5 | -6.1 | 4.4 | -4.4 | 17.2 | 11.5 | 2.2 | 1.1 | -8 | -12 | -0.6 | -4.4 | 1.7 | -3.3 | -2.2 | -7.8 | 11.7 | 5 | 1.1 | -1.1 | -3.9 | -8 | -1.1 | -9.4 | -1.1 | -7.2 | 12.8 | -0.6 | -2.2 | -6.1 | 16.7 | 1.6 | -6.1 | -10.6 | -2.8 | -12.8 | 9.5 | -8.5 | 8.3 | 2.2 | 15 | -3.3 | 12.6 | -2.2 | 4.4 | -5 | 16.1 | -6.7 | 1.5 | -8.9 | 15.9 | -12 | 10 | -9.6 | 1.9 | -3.9 | 6.7 | -2.2 | 1.7 | -5 | -3.2 | -5.1 | 0.6 | -2.2 | 16.5 | 3.9 | -3 | -7 | 12.2 | 1.1 | 7.8 | 3.3 | 0.6 | -2.2 | 6.1 | 0.6 | -3 | -10 | 18 | 4.6 | 20 | 1.7 | 6.8 | 2.7 | 14.4 | -2.2 | 6.9 | 0.1 | 22.8 | -2.8 | 20 | 8.9 | 23.3 | -11.1 | 13.5 | 0.1 | 24.4 | 1.7 | 22.9 | 13.1 | 9.4 | -7.8 | 9.6 | 8.9 | -11.1 | -20 | 3.9 | 1.1 | 6.7 | -3.3 | -1.3 | -9.8 | 5.6 | -8.9 | -6.7 | -13.9 | 6.7 | -7.2
-1 | -3 | -6.1 | -14.4 | 13.3 | -3.9 | 17.8 | 2.2 | 2.1 | -6.2 | 24.4 | -10 | 6 | 4 | 14.6 | 4.9 | 15 | 12.8 | 7.2 | 6.7 | 11.1 | 6.1 | 13.9 | 12.8 | -7.8 | -11.1 | 9.3 | -7.8 | 14 | 8 | 17.9 | 13.4 | 23.3 | 20 | 16.7 | 6.1 | 20 | 11.1 | 15.6 | -1.1 | 24.8 | 17.8 | 0.6 | -5.6 | 11.7 | -1.3 | 1.1 | -1.7 | -0.6 | -3.9 | 2.2 | -1.1 | 8.2 | -6 | 3.3 | -4.4 | 16.1 | 11.7 | 2.2 | 1.1 | -10 | -13 | -1.7 | -9.4 | 1.7 | -2.2 | -2.8 | -7.8 | 10.6 | 5 | 1.1 | -1.1 | -4.4 | -8.9 | -1.7 | -8.9 | -1.1 | -7.8 | 10 | -1.7 | -2.8 | -5 | 15 | 1.1 | -6.5 | -10.2 | -5.2 | -11.8 | 8.3 | -9.9 | 7.2 | 1.1 | 13.3 | -0.6 | 12.2 | -2.8 | 3.9 | -3.9 | 13.9 | -6.1 | -0.4 | -8.1 | 14.1 | -11.6 | 8.9 | -8.5 | 0.9 | -3.7 | 5.6 | -5.6 | 1.1 | -5 | -3.5 | -5.4 | 0 | -2.8 | 15.6 | 3.3 | -3 | -8 | 10 | 2.2 | 7.2 | 3.9 | 0.6 | -2.2 | 5.6 | -3.3 | -4 | -11 | 15.4 | 5.3 | 18.3 | 1.1 | 6.1 | 2.8 | 13.9 | -2.2 | 6.7 | 0 | 21.1 | -2.8 | 18.9 | 8.9 | 22.2 | -8.3 | 13.3 | 0.6 | 23.3 | 4.4 | 22.2 | 13.9 | 8.3 | -7.8 | 9.3 | 9 | -11.7 | -20.6 | 4.4 | 2.2 | 5 | -3.3 | -1.7 | -10.6 | 5 | -9.4 | -8.5 | -13.3 | 3.9 | -4.4
-1 | -3 | -7.8 | -15.6 | 8.9 | -2.2 | 14.4 | 3.3 | 1.3 | -6.4 | 23.9 | -8.9 | 5 | 3 | 13.3 | 5 | 14.4 | 12.8 | 7.2 | 6.1 | 10.6 | 5.6 | 13.3 | 12.2 | -10 | -12.6 | 5.7 | -7.6 | 12 | 8 | 17.2 | 13.3 | 22.8 | 19.4 | 16.1 | 5.6 | 16.1 | 8.9 | 13.9 | -0.6 | 24.1 | 17.1 | -0.6 | -5.6 | 11.1 | -1.2 | 0.7 | -2.2 | -1.1 | -3.9 | 1.1 | -1.7 | 7.8 | -7.2 | 2.2 | -4.4 | 15.5 | 11.5 | 1.7 | 1.7 | -12 | -15 | -2.8 | -11.1 | 1.7 | -2.2 | -3.3 | -7.2 | 9.4 | 5 | 1.1 | -1.1 | -4.8 | -8.8 | -1.7 | -7.8 | -4.4 | -8.9 | 5 | -3.3 | -2.8 | -6.1 | 13 | 1.3 | -6.8 | -10.4 | -7.6 | -12.5 | 7.2 | -12.2 | 7.2 | 1.1 | 10.6 | 0.6 | 8.7 | -2 | 2.2 | -3.9 | 11.1 | -6.1 | -2.2 | -8.9 | 12.2 | -13.9 | 7.8 | -8.3 | 0 | -3.9 | 5 | -6.1 | 1.1 | -4.4 | -3.9 | -6.1 | -0.6 | -2.8 | 13.9 | 3.9 | -3 | -8 | 7.8 | 1.1 | 6.7 | 2.8 | 1.1 | -1.7 | 4.4 | -3.9 | -5 | -11 | 12.8 | 5.6 | 15.6 | 0.6 | 4.8 | 2.5 | 12.2 | -2.8 | 5.9 | -0.1 | 17.2 | -1.7 | 18.3 | 8.9 | 20.6 | -10 | 11.3 | 0.4 | 17.8 | 5.6 | 21.5 | 14.9 | 7.2 | -8.3 | 8.9 | 8.9 | -12.2 | -21.7 | 4.4 | 2.2 | 5.6 | -4.4 | -2.4 | -9.8 | 3.9 | -10 | -10.4 | -14 | 2.8 | -3.9
-1 | -2 | -8.9 | -17.2 | 6.1 | -1.1 | 14.4 | 3.9 | 0.6 | -7.2 | 22.8 | -7.2 | 4 | 3 | 12.8 | 5.7 | 14.4 | 12.8 | 7.2 | 6.7 | 11.1 | 6.1 | 12.8 | 12.2 | -12.2 | -14.4 | 2.2 | -9.4 | 12 | 7 | 15.7 | 12.7 | 22.8 | 18.9 | 16.1 | 4.4 | 14.4 | 7.2 | 12.8 | -0.6 | 23.3 | 16.7 | -1.1 | -6.1 | 10.6 | -1.1 | 0.4 | -2.8 | -1.1 | -5 | 0.6 | -1.7 | 7.8 | -5.9 | 1.1 | -4.4 | 15 | 11.4 | 1.7 | 1.7 | -13 | -15 | -3.3 | -11.1 | 1.7 | -2.8 | -3.9 | -6.7 | 8.3 | 5 | 1.1 | -1.1 | -5.2 | -9.1 | -1.7 | -7.2 | -3.3 | -8.3 | 2.8 | -5 | -2.8 | -6.7 | 10.9 | 0.9 | -7.2 | -11.1 | -10 | -13.9 | 6.1 | -10.7 | 7.2 | 2.2 | 7.8 | 1.1 | 5.2 | -2.5 | 0.6 | -3.9 | 11.1 | -6.1 | -3.1 | -8.3 | 10.5 | -10.8 | 6.7 | -6.8 | -0.4 | -4.6 | 4.4 | -6.1 | 1.1 | -2.8 | -4.5 | -6.3 | -0.6 | -2.8 | 12.3 | 4 | -2 | -6 | 7.8 | 1.7 | 6.7 | 3.3 | 1.1 | -1.7 | 3.3 | -1.1 | -5 | -11 | 11.3 | 5.4 | 11.1 | 1.7 | 3.5 | 2 | 11.1 | -3.3 | 5.2 | -0.5 | 12.2 | 0 | 18.3 | 10 | 20 | -9.4 | 9.2 | -0.4 | 17.8 | 5.6 | 20.7 | 15.9 | 7.2 | -7.8 | 8.5 | 8.5 | -12.8 | -22.8 | 4.4 | 2.2 | 3.3 | -3.9 | -3.2 | -10.1 | 2.8 | -10 | -12.2 | -15 | 1.7 | -5
-1 | -3 | -8.9 | -20 | 5.6 | -1.1 | 13.9 | 3.3 | -1.6 | -6.8 | 21.1 | -5 | 4 | 4 | 12.2 | 6.3 | 14.4 | 13.3 | 7.2 | 6.7 | 10.6 | 6.1 | 12.8 | 12.2 | -12.2 | -14.9 | 2.8 | -7.9 | 12 | 4 | 14.3 | 12 | 22.8 | 19.4 | 16.1 | 2.8 | 13.3 | 6.1 | 11.7 | 0 | 22.9 | 16 | -1.7 | -6.1 | 10.2 | -0.5 | 0 | -3.9 | -1.1 | -5 | 0 | -2.2 | 7.8 | -5.9 | 1.1 | -4.4 | 14.4 | 11.1 | 1.7 | 1.7 | -13 | -16 | -4.4 | -11.1 | 1.7 | -1.7 | -4.4 | -8.3 | 7.8 | 5.6 | 1.1 | -1.1 | -5.6 | -10 | -1.7 | -7.8 | -4.4 | -8.9 | 1.1 | -5.6 | -2.8 | -6.7 | 8.9 | 0.6 | -7.2 | -10.3 | -10.9 | -13.8 | 5 | -10.7 | 7.8 | 3.9 | 8.3 | 0 | 1.7 | -3.9 | 1.1 | -3.3 | 7.2 | -5 | -4.1 | -8.6 | 8.9 | -9.9 | 5.5 | -6.2 | -0.7 | -5.8 | 4.4 | -6.7 | 1.1 | -1.7 | -5 | -6.6 | -1.1 | -2.8 | 10.6 | 3.9 | -2 | -7 | 7.2 | 2.2 | 5.6 | 3.9 | 1.1 | -1.7 | 1.1 | -2.2 | -5 | -11 | 9.8 | 5 | 8.9 | 1.7 | 2.2 | 1.7 | 9.4 | -2.8 | 4.4 | -1.1 | 11.7 | 1.7 | 18.3 | 10.6 | 20 | -8.9 | 7.2 | -1.1 | 16.7 | 8.9 | 20 | 16.7 | 6.7 | -7.2 | 8.2 | 8.2 | -13.3 | -22.2 | 3.9 | 2.2 | 1.7 | -3.3 | -3.9 | -11.1 | 1.7 | -10 | -12.6 | -15.7 | 1.3 | -4.8
-1 | -4 | -8.9 | -20.6 | 4.4 | -1.1 | 13.3 | 2.8 | -3.9 | -7.6 | 21.7 | -5 | 4 | 3 | 11.7 | 6.7 | 14.4 | 13.3 | 7.2 | 6.1 | 11.1 | 6.7 | 12.2 | 12 | -12.2 | -15.5 | 3.3 | -7.4 | 11 | 7 | 12.8 | 11.1 | 22.2 | 19.4 | 15.6 | 2.2 | 12.2 | 6.1 | 11.1 | 0 | 22.6 | 15.7 | -1.1 | -6.1 | 9.8 | -0.6 | -0.4 | -3.7 | -1.7 | -5.6 | -0.6 | -2.2 | 7.8 | -6.7 | 1.7 | -4.4 | 14.8 | 11.6 | 1.7 | 1.7 | -13 | -15 | -5 | -10.6 | 1.7 | -1.1 | -4.4 | -8.9 | 6.1 | 4.4 | 1.1 | -0.6 | -6.3 | -10.2 | -1.7 | -7.2 | -5.6 | -8.9 | 0.6 | -6.1 | -2.8 | -7.8 | 7.2 | 1.5 | -7.2 | -9.9 | -11.9 | -14.2 | 3.9 | -12.2 | 7.8 | 3.9 | 5 | 1.1 | 0.8 | -3.6 | 0 | -3.3 | 6.7 | -3.9 | -5 | -9.4 | 7.2 | -10.6 | 4.4 | -6.7 | -1.1 | -7.8 | 4.4 | -6.1 | 1.7 | -0.6 | -5.6 | -7.2 | -1.7 | -3.3 | 10.2 | 4.1 | -2 | -7 | 6.7 | 2.2 | 5 | 3.3 | 1.1 | -1.7 | 0 | -1.7 | -3 | -9 | 8.3 | 4.4 | 6.1 | 2.2 | 2.4 | 1.5 | 8.3 | -1.7 | 3.5 | -0.9 | 10.6 | 1.7 | 17.8 | 11.1 | 16.1 | -7.8 | 6.7 | -0.9 | 15.6 | 10.6 | 19.8 | 17 | 8.9 | -7.8 | 7.8 | 7.8 | -13.9 | -22.2 | 3.3 | 1.7 | 1.1 | -3.3 | -3.3 | -10 | -0.6 | -9.4 | -12.9 | -16.6 | 1 | -5.2
-2 | -2 | -10 | -20.6 | 3.9 | -1.1 | 10 | 3.9 | -6.1 | -8.9 | 19.4 | -4.4 | 2 | 2 | 11.1 | 6.7 | 14.4 | 12.8 | 6.7 | 5.6 | 11.1 | 7.8 | 12.2 | 11.9 | -12.2 | -16.7 | 3.9 | -7.8 | 9 | 7 | 12.6 | 11.4 | 22.2 | 19.4 | 15 | 2.2 | 12.2 | 5.6 | 10.6 | -0.6 | 22.2 | 15 | -1.7 | -6.1 | 9.4 | -0.6 | -0.7 | -3.8 | -2.2 | -6.7 | -1.1 | -2.2 | 7.4 | -5.6 | 1.1 | -5 | 15.2 | 12 | 1.7 | 1.7 | -11 | -13 | -6.1 | -10.6 | 1.7 | -1.1 | -5 | -8.9 | 6.7 | 5.6 | 1.1 | -0.6 | -7.1 | -11 | -2.2 | -7.2 | -5 | -8.3 | 0 | -6.7 | -2.8 | -8.3 | 5.6 | 2.1 | -7.2 | -10 | -12.8 | -15 | 4.5 | -9.9 | 8.3 | 6.1 | 7.8 | 1.7 | -0.2 | -4.1 | -1.1 | -5 | 5.6 | -3.9 | -5.7 | -9.3 | 7.2 | -9.4 | 4.2 | -5.7 | -1.5 | -7.1 | 4.4 | -6.1 | 1.7 | -0.6 | -6 | -7.3 | -2.2 | -3.3 | 9.8 | 4 | -1 | -6 | 5.6 | 1.7 | 3.3 | 2.8 | 0.6 | -2.2 | 0 | -2.2 | -4 | -6 | 8.3 | 4.9 | 6.1 | 1.1 | 2.6 | 1.3 | 5 | -0.6 | 2.6 | -1.2 | 8.3 | 1.1 | 15.6 | 10.6 | 15 | -7.8 | 6.1 | -0.7 | 12.2 | 9.4 | 19.6 | 17.4 | 8.3 | -3.9 | 8 | 8 | -15 | -23.9 | 3.9 | 1.7 | -1.1 | -3.9 | -2.8 | -9.5 | -0.6 | -9.4 | -13.3 | -18.3 | 0.6 | -6.7
-2 | -3 | -10 | -20 | 3.3 | -1.1 | 10 | 4.4 | -5.5 | -8.1 | 18.9 | -4.4 | 2 | 1 | 10.6 | 6.4 | 13.9 | 11.7 | 6.7 | 5 | 10.6 | 6.1 | 12.2 | 11.7 | -12.8 | -17 | 3.3 | -6.7 | 9 | 7 | 12.4 | 11.5 | 21.7 | 19.4 | 15 | 1.7 | 11.7 | 5.6 | 9.4 | -0.6 | 22.2 | 15.3 | -1.7 | -6.1 | 9 | -0.5 | -1.1 | -4.4 | -2.8 | -7.2 | -1.1 | -2.2 | 7.1 | -5.2 | 1.7 | -4.4 | 15.6 | 12.2 | 1.7 | 1.7 | -11 | -13 | -6.5 | -10.1 | 0.6 | -2.2 | -5 | -8.3 | 6.1 | 6.1 | 1.1 | -0.6 | -7.8 | -12.2 | -2.8 | -7.8 | -6.1 | -8.9 | -0.6 | -6.7 | -3.3 | -8.3 | 3.9 | 2.2 | -7.2 | -9.6 | -12.8 | -15.1 | 5 | -9.2 | 8.3 | 6.1 | 7.2 | 3.9 | -1.1 | -5 | -0.6 | -3.9 | 5.6 | -5 | -6.5 | -9.8 | 7.2 | -9.4 | 4.1 | -5.5 | -1.8 | -7 | 4.4 | -6.1 | 1.7 | -0.6 | -6.3 | -7.4 | -2.2 | -3.3 | 9.4 | 3.9 | 0 | -4 | 5 | 1.1 | 2.8 | 2.8 | 1.1 | -1.1 | -0.6 | -2.8 | -4 | -6 | 8.3 | 5.3 | 4.4 | 1.1 | 2.8 | 1.1 | 3.9 | 0 | 1.7 | -1.7 | 6.1 | 1.1 | 15 | 10.6 | 12.2 | -7.2 | 5.6 | -1.1 | 11.7 | 9.4 | 19.4 | 17.8 | 3.9 | -2.8 | 8.1 | 8.1 | -17.2 | -25 | 3.3 | 1.1 | -0.6 | -3.9 | -2.2 | -10 | -1.1 | -7.8 | -12.9 | -17.1 | 0.6 | -5
-2 | -4 | -10 | -20.6 | 2.8 | -1.1 | 9.4 | 4.4 | -5 | -7.7 | 18.3 | -4.4 | 1 | 1 | 10 | 6.1 | 13.9 | -0.6 | 6.1 | 6.1 | 11.1 | 5.6 | 12.2 | 11.6 | -13.3 | -17.6 | 2.8 | -6.6 | 8 | 7 | 12.2 | 11.7 | 21.1 | 19.4 | 13.3 | 5 | 12.8 | 6.1 | 8.9 | -1.1 | 22.2 | 15.3 | -2.2 | -6.1 | 8.7 | -0.3 | -1.3 | -4.1 | -3.9 | -8.9 | -1.7 | -2.8 | 6.7 | -6.1 | 1.7 | -4.4 | 15.8 | 12.8 | 1.7 | 1.7 | -11 | -13 | -6.8 | -10.2 | 0 | -1.7 | -5 | -8.9 | 6.1 | 6.1 | 0.6 | -1.1 | -8.5 | -12.7 | -2.8 | -7.2 | -7.2 | -10 | -1.7 | -8.3 | -5 | -9.4 | 3 | 1.4 | -7.2 | -9.6 | -12.8 | -15.4 | 5.6 | -9.4 | 8.3 | 6.7 | 6.1 | 3.9 | -1.5 | -4.8 | -3.9 | -6.7 | 7.2 | -5 | -7.2 | -10.6 | 7.2 | -10.6 | 3.9 | -6.1 | -2.2 | -7.8 | 4.4 | -6.1 | 1.7 | -0.6 | -6.7 | -7.8 | -2.8 | -3.9 | 9 | 4.2 | 0 | -3 | 4.4 | 1.1 | 1.7 | 1.7 | 0.6 | -1.7 | -1.7 | -5.6 | -5 | -5 | 8.3 | 5.6 | 4.4 | 1.1 | 1.1 | -1 | 2.8 | -0.6 | 0.8 | -1.7 | 7.2 | 1.1 | 15 | 11.1 | 8.9 | -7.2 | 5.2 | -0.5 | 10.6 | 8.9 | 19.4 | 17.4 | 0 | -3.3 | 8.3 | 8.3 | -18.9 | -27.2 | 3.3 | 1.7 | 0.6 | -3.3 | -2 | -9 | -0.6 | -8.3 | -12.6 | -16.3 | 0.6 | -4.1
-3 | -5 | -10.6 | -21.1 | 2.2 | -1.1 | 10 | 5 | -4.4 | -7.8 | 20.6 | -6.7 | 3 | 1 | 9.6 | 6.2 | 14.4 | 12.8 | 6.1 | 6.1 | 10.6 | 5.6 | 12.8 | 11.5 | -13.9 | -18.9 | 2.2 | -7.2 | 8 | 7 | 11.3 | 10.6 | 21.1 | 19.4 | 13.3 | 5.6 | 12.8 | 6.1 | 8.3 | -1.1 | 22.2 | 15.6 | -2.8 | -6.7 | 8.3 | -0.6 | -1.5 | -4.1 | -4.4 | -8.9 | -2.2 | -2.8 | 6.9 | -5.1 | 1.7 | -4.4 | 15.9 | 13 | 1.7 | 1.7 | -12 | -14 | -7.2 | -10.3 | 0 | -1.7 | -5 | -10.6 | 5 | 5 | 0.6 | -1.1 | -9.3 | -13.9 | -2.8 | -6.7 | -8.3 | -10.6 | -2.2 | -8.3 | -6.1 | -10 | 2 | 0.2 | -7.2 | -10 | -12.8 | -16.1 | 5.4 | -5.5 | 8.3 | 7.8 | 4.4 | 3.3 | -1.8 | -4.9 | -4.4 | -6.7 | 5.6 | -5 | -7.6 | -10.4 | 8.9 | -7.7 | 3.5 | -5 | -2.2 | -7.4 | 4.4 | -6.1 | 1.7 | 0 | -6.1 | -7.1 | -2.8 | -3.9 | 8.7 | 4.3 | -1 | -4 | 4.4 | 1.7 | 1.1 | 1.1 | 0.6 | -1.7 | -1.7 | -5.6 | -5 | -5 | 7.8 | 5.6 | 3.9 | 1.1 | -0.5 | -2.9 | 1.7 | 0 | -0.2 | -2 | 6.7 | 1.1 | 14.4 | 11.1 | 9.4 | -6.7 | 4.8 | -0.2 | 12.2 | 10.6 | 19.4 | 17 | 0 | -3.9 | 8.7 | 8.7 | -20.6 | -27.8 | 3.3 | 1.1 | -1.7 | -4.4 | -1.9 | -8.9 | 0 | -8.3 | -12.2 | -16.1 | 0.6 | -3.9
-3 | -5 | -12.2 | -20.6 | 2.2 | -1.1 | 11.7 | 6.7 | -4.2 | -6.8 | 19.4 | -6.7 | 1 | 1 | 9.3 | 6.2 | 13.9 | 12.2 | 5.6 | 5 | 11.1 | 6.1 | 12.2 | 11.5 | -14.1 | -18.2 | 2.4 | -7.1 | 9 | 8 | 10.3 | 9.4 | 20.6 | 18.9 | 12.2 | 5.6 | 12.2 | 7.2 | 7.8 | -2.2 | 22 | 15.9 | -3.3 | -7.2 | 8.3 | -0.2 | -1.7 | -4.4 | -4.4 | -9.4 | -2.2 | -2.8 | 7 | -5.3 | 1.1 | -4.4 | 16.1 | 13.3 | 1.7 | 1.1 | -12 | -14 | -7.6 | -10.4 | 0 | -2.2 | -5.6 | -10.6 | 5.6 | 5.6 | 0 | -1.1 | -10 | -15.6 | -3.3 | -6.7 | -8.9 | -11.1 | -2.8 | -8.3 | -6.7 | -10.6 | 1.1 | -0.6 | -7.4 | -9.8 | -14.5 | -17.2 | 5.2 | -3.4 | 9.4 | 8.3 | 4.4 | 3.3 | -2.2 | -5.6 | -4.4 | -6.7 | 3.3 | -5 | -7.9 | -10.4 | 10.5 | -6 | 3.2 | -5.1 | -2.2 | -7.8 | 3.9 | -6.1 | 0.6 | -0.6 | -5.6 | -6.6 | -2.8 | -3.9 | 8.3 | 4.4 | -2 | -5 | 4.4 | 1.7 | 2.8 | 2.8 | 1.1 | -1.7 | -2.8 | -5 | -5 | -6 | 7.2 | 5.7 | 3.3 | 0.6 | -2.2 | -5.6 | 1.1 | -1.1 | -1.1 | -2.8 | 6.1 | 1.1 | 15 | 11.7 | 12.2 | -2.8 | 4.4 | 0 | 12.8 | 11.7 | 19.4 | 16.7 | 0 | -5 | 9 | 9 | -22.2 | -29.4 | 3.3 | 1.1 | -2.2 | -4.4 | -1.7 | -9.4 | -0.6 | -8.3 | -12 | -16.5 | 0.6 | -3.4
-4 | -5 | -15.6 | -22.2 | 2.8 | 0 | 12.8 | 8.3 | -4.1 | -6.3 | 18.9 | -7.2 | 0 | 0 | 8.9 | 6.1 | 13.3 | 12.8 | 5 | 5 | 10.6 | 6.1 | 12.2 | 11.2 | -14.2 | -18 | 2.6 | -8.3 | 9 | 8 | 9.4 | 8.3 | 20.6 | 18.9 | 12.2 | 6.1 | 12.8 | 10.6 | 7.2 | -2.8 | 21.9 | 16.4 | -2.2 | -6.1 | 8.3 | -0.2 | -2.1 | -4.7 | -5 | -9.4 | -2.8 | -3.3 | 7.2 | -6.1 | 1.1 | -3.3 | 16.3 | 13.8 | 1.7 | 1.7 | -13 | -15 | -7.9 | -10.6 | 0 | -1.7 | -6.1 | -11.7 | 5.6 | 4.4 | 0 | -1.1 | -10.7 | -15.4 | -3.3 | -7.2 | -10.6 | -12.8 | -2.8 | -8.9 | -7.2 | -11.1 | 0.9 | -0.6 | -7.6 | -10 | -16.1 | -18.3 | 5 | -1.7 | 8.9 | 7.8 | 3.3 | 3.3 | -2.6 | -5.5 | -2.2 | -4.4 | 2.2 | -5 | -8.3 | -11.1 | 12.2 | -5 | 2.8 | -5.6 | -2.2 | -8.9 | 3.9 | -6.1 | 0.6 | -0.6 | -5 | -6.1 | -3.9 | -5 | 7.9 | 4.3 | -2 | -7 | 3.9 | 1.1 | 2.2 | 2.2 | 1.1 | -1.7 | -3.3 | -5.6 | -5 | -6 | 6.7 | 5.6 | 3.3 | 1.1 | -3.5 | -6.7 | 0 | -1.1 | -2.2 | -3.7 | 5.6 | 0.6 | 14.4 | 11.7 | 11.1 | -5.6 | 3.7 | -0.1 | 12.2 | 11.7 | 19.2 | 16.6 | -0.6 | -7.2 | 9.4 | 9.4 | -23.3 | -30.6 | 3.3 | 1.1 | -2.2 | -4.4 | -2.6 | -9.1 | -1.1 | -8.3 | -11.9 | -17.4 | 0.6 | -3.4
-6 | -7 | -16.7 | -22.2 | 5.6 | 1.7 | 13.9 | 8.9 | -3.9 | -6.1 | 17.2 | -7.2 | 0 | 0 | 8.9 | 6 | 13.3 | 12.8 | 5 | 3.9 | 9.4 | 6.7 | 11.7 | 11.2 | -14.4 | -18.3 | 2.8 | -10.6 | 9 | 8 | 9.2 | 8.2 | 20.6 | 18.3 | 12.2 | 6.1 | 14.4 | 12.2 | 7.2 | -3.9 | 21.7 | 16.7 | -2.2 | -6.1 | 8.3 | 0 | -2.4 | -5.2 | -5 | -9.4 | -2.8 | -3.9 | 7.6 | -4.8 | 1.1 | -3.9 | 16.5 | 14.2 | 1.1 | 1.1 | -13 | -15 | -8.3 | -11.1 | 0 | -1.7 | -7.2 | -11.7 | 3.9 | 2.8 | 0 | -1.1 | -11.5 | -16 | -5.6 | -9.4 | -9.4 | -11.1 | -2.8 | -8.9 | -7.8 | -11.1 | 0.8 | -0.4 | -7.8 | -10.6 | -17.8 | -20 | 3.1 | -2.1 | 8.9 | 7.8 | 2.8 | 2.2 | -2.9 | -5.8 | -3.9 | -6.7 | 0.6 | -5 | -8.5 | -11 | 11.5 | -3 | 2.1 | -5.3 | -2.6 | -7.8 | 3.9 | -6.1 | 0.6 | 0 | -5.2 | -6 | -4.4 | -6.1 | 7.6 | 4.2 | -3 | -7 | 3.9 | 0.6 | 2.2 | 2.2 | 1.1 | -1.1 | -3.3 | -5.6 | -5 | -6 | 7.2 | 6 | 3.9 | 2.2 | -4.8 | -8.4 | 0.6 | -1.1 | -3.3 | -5.1 | 5 | 0.6 | 15 | 12.8 | 10.6 | -5.6 | 2.9 | -0.3 | 9.4 | 8.9 | 19.1 | 16.7 | -2.2 | -8.3 | 9.2 | 9.2 | -24.4 | -32.8 | 3.3 | 0.6 | -3.3 | -5.6 | -3.5 | -9.8 | -1.1 | -7.2 | -11.7 | -19.4 | 0.6 | -3.9
-5 | -6 | -16.7 | -22.8 | 7.2 | 1.1 | 12.2 | 8.9 | -4.5 | -6.5 | 16.7 | -7.2 | 0 | 0 | 8.9 | 5.8 | 14.4 | 12.8 | 4.4 | 3.9 | 9.4 | 6.7 | 11.7 | 11.1 | -13.3 | -17.2 | 3.2 | -9.6 | 10 | 9 | 9.1 | 8.1 | 20 | 18.3 | 11.7 | 7.8 | 14.4 | 12.8 | 7.8 | -5 | 22.1 | 17.1 | -2.2 | -6.1 | 8.3 | 0.5 | -2.8 | -6.1 | -5 | -10 | -3.3 | -4.4 | 7.9 | -4.6 | 1.1 | -3.9 | 16.7 | 14.4 | 1.7 | 1.1 | -12 | -14 | -8.3 | -11.1 | -0.6 | -2.2 | -6.7 | -11.1 | 2.8 | 1.1 | -0.6 | -1.1 | -12.2 | -17.2 | -6.1 | -10.6 | -10.6 | -11.7 | -3.3 | -8.9 | -9.4 | -11.7 | 0.6 | -0.6 | -7.8 | -10.2 | -16.5 | -18.7 | 1.3 | -2.6 | 8.9 | 8.3 | 2.2 | 2.2 | -3.3 | -6.7 | -2.8 | -6.7 | 1.7 | -5 | -8.7 | -11.5 | 10.7 | -2.4 | 1.3 | -6 | -2.9 | -7.6 | 3.9 | -6.1 | 0.6 | -0.6 | -5.4 | -6 | -5.6 | -7.2 | 7.2 | 3.9 | -3 | -7 | 1.7 | -0.6 | 2.2 | 2.2 | 1.1 | -0.6 | -3.3 | -4.4 | -5 | -8 | 7.8 | 6.3 | 3.9 | 1.7 | -6.1 | -10.6 | 1.1 | -0.6 | -4.4 | -6.7 | 3.9 | 0.6 | 15 | 13.3 | 7.8 | -5 | 2.2 | -0.6 | 8.9 | 8.3 | 18.9 | 16.7 | -5 | -10.6 | 9.1 | 9.1 | -25.6 | -32.8 | 3.3 | 0.6 | -4.4 | -6.7 | -4.4 | -11.1 | -1.7 | -6.7 | -9.3 | -17.1 | -1.1 | -3.9
-5 | -6 | -17.2 | -22.8 | 8.3 | 0.6 | 12.2 | 8.3 | -5 | -7.3 | 13.3 | -1.1 | -2 | -2 | 8.9 | 5.6 | 15 | 12.2 | 5 | 3.3 | 10 | 6.7 | 11.7 | 11.1 | -12.2 | -16.2 | 3.5 | -9.7 | 12 | 11 | 8.9 | 7.8 | 20 | 18.3 | 11.1 | 8.9 | 13.9 | 12.8 | 6.1 | -4.4 | 22.4 | 17.6 | -1.1 | -6.1 | 8.3 | 1.2 | -2.8 | -5.6 | -5.6 | -10 | -3.3 | -4.4 | 8.3 | -5 | 1.1 | -3.9 | 16.9 | 14.6 | 2.2 | 1.7 | -12 | -13 | -7.8 | -10.6 | -0.6 | -2.2 | -6.7 | -10.6 | 1.7 | -3.3 | -0.6 | -1.1 | -12.2 | -16.7 | -6.7 | -10.6 | -11.7 | -12.8 | -3.3 | -9.4 | -9.4 | -12.2 | 3.2 | 0.7 | -7.8 | -10.2 | -15.2 | -17.9 | -0.6 | -3.9 | 7.2 | 6.7 | 2.8 | 2.8 | -2.4 | -5.5 | -3.9 | -6.7 | 1.7 | -5 | -8.9 | -12.2 | 10 | -1.7 | 0.6 | -7.2 | -3.3 | -7.8 | 3.9 | -6.1 | 0 | -1.7 | -5.6 | -6.1 | -6.7 | -8.3 | 7.8 | 3.8 | -3 | -7 | 1.7 | -0.6 | 2.2 | 2.2 | 1.1 | -1.1 | -3.9 | -5 | -5 | -6 | 8.3 | 6.7 | 5 | 2.8 | -5.7 | -9.9 | 1.7 | 1.1 | -1.3 | -4.1 | 3.9 | 0.6 | 16.1 | 13.3 | 7.8 | -4.4 | 4.4 | 0.7 | 10 | 10 | 18.9 | 17.1 | -4.4 | -11.1 | 8.9 | 8.9 | -25.6 | -32.8 | 3.9 | -0.6 | -3.9 | -5.6 | -6.1 | -12.5 | 2.8 | -7.8 | -6.8 | -15.9 | 0.6 | -3.9
-5 | -6 | -16.7 | -22.2 | 10.6 | 1.7 | 12.2 | 8.3 | -5.6 | -8.3 | 12.8 | 1.1 | 0 | 0 | 9.8 | 6.2 | 15 | 12.2 | 7.2 | 5 | 11.1 | 6.1 | 12.2 | 11.1 | -11.1 | -16.1 | 3.9 | -11.1 | 14 | 13 | 13 | 10.2 | 20.6 | 18.3 | 11.7 | 10 | 14.4 | 12.8 | 7.2 | -4.4 | 22.8 | 17.8 | 0 | -5.6 | 8.3 | 1.7 | -2.8 | -5.4 | -5.6 | -10 | -3.3 | -4.4 | 9.1 | -3.6 | 2.2 | -3.9 | 17 | 14.5 | 2.2 | 1.7 | -10 | -12 | -6.1 | -10 | -0.6 | -2.2 | -7.2 | -11.7 | 1.1 | -4.4 | -0.6 | -1.1 | -12.2 | -16.9 | -6.7 | -11.1 | -10 | -11.1 | -2.8 | -9.4 | -8.3 | -12.8 | 5.7 | 2 | -7.8 | -10.6 | -13.9 | -17.2 | 3.3 | -3.1 | 13.3 | 9.4 | 4.4 | 3.9 | -1.5 | -4.8 | -2.2 | -6.7 | 6.7 | -3.3 | -4.5 | -9 | 11.5 | -1.7 | 3 | -5.4 | -2.2 | -7.4 | 3.9 | -6.1 | 0 | -2.2 | -5.6 | -6.8 | -7.8 | -10 | 8.3 | 3.6 | -3 | -7 | 4.4 | 1.1 | 2.2 | 2.2 | 1.7 | 0 | -2.8 | -4.4 | -5 | -5 | 11.6 | 7.9 | 7.2 | 5 | -5.4 | -10 | 2.2 | 1.7 | 1.9 | -2 | 3.9 | 0.6 | 18.3 | 14.4 | 11.1 | -4.4 | 6.7 | 1.8 | 10.6 | 10.6 | 18.9 | 17.4 | -2.8 | -11.1 | 9.3 | 9.3 | -25 | -32.8 | 4.4 | -0.6 | -0.6 | -3.3 | -7.7 | -14.6 | 5 | -8.3 | -4.4 | -16.1 | 1.1 | -3.3
-5 | -6 | -13.3 | -19.4 | 12.8 | 1.7 | 13.9 | 10 | -3 | -7.2 | 15 | 2.2 | 2 | 1 | 10.8 | 6.8 | 15 | 11.7 | 7.8 | 5 | 11.7 | 6.1 | 12.2 | 11.1 | -6.8 | -12.4 | 5 | -9.9 | 18 | 16 | 17 | 12.4 | 21.1 | 18.3 | 12.2 | 10.6 | 17.2 | 13.9 | 9.4 | -3.9 | 23.9 | 18.1 | 1.7 | -5 | 8.9 | 2 | -2.8 | -5.6 | -4.4 | -8.9 | -3.3 | -4.4 | 9.8 | -3.4 | 2.8 | -3.9 | 17.2 | 14.4 | 3.3 | 2.2 | -10 | -12 | -3.9 | -10 | 0 | -1.7 | -7.2 | -12.2 | 3.3 | -4.4 | -0.6 | -1.1 | -12.2 | -17.8 | -5 | -10.6 | -6.7 | -11.1 | -1.7 | -9.4 | -6.7 | -12.2 | 8.3 | 2.8 | -7.1 | -9.8 | -10.4 | -13.7 | 7.2 | -3.5 | 16.1 | 9.4 | 6.7 | 4.4 | -0.6 | -4.4 | 0 | -6.1 | 10 | -3.3 | 0 | -6.5 | 12.9 | -1.9 | 5.4 | -4.4 | -1.1 | -7.9 | 5 | -5.6 | 0 | -1.7 | -5.6 | -7.7 | -7.8 | -10 | 8.9 | 3.3 | -3 | -6 | 6.1 | 2.2 | 1.7 | 1.7 | 1.7 | 0 | 1.1 | -2.2 | -6 | -7 | 15 | 9 | 11.1 | 7.2 | -5 | -10.6 | 4.4 | 1.7 | 5 | -0.6 | 8.9 | 1.7 | 20.6 | 13.9 | 13.3 | -4.4 | 8.9 | 2.8 | 12.2 | 12.2 | 18.9 | 17.8 | -1.7 | -11.1 | 9.6 | 9.6 | -23.9 | -32.2 | 5 | 0 | 1.1 | -2.8 | -9.4 | -17.8 | 7.2 | -7.2 | -2.4 | -13.2 | 0.6 | -2.8
-6 | -7 | -11.1 | -17.8 | 14.4 | 2.2 | 14.4 | 11.1 | -0.4 | -6.6 | 17.2 | 2.2 | 6 | 3 | 11.7 | 7.2 | 15 | 11.1 | 10 | 6.1 | 12.8 | 7.2 | 13.3 | 11.7 | -2.6 | -9.7 | 6.1 | -9.4 | 19 | 16 | 21.1 | 13.9 | 22.2 | 18.3 | 13.3 | 11.7 | 18.9 | 13.9 | 10.6 | -3.3 | 25 | 18.2 | 2.2 | -3.9 | 9.4 | 2.5 | -2.4 | -5.2 | -3.3 | -8.3 | -2.2 | -3.3 | 10.6 | -3.3 | 3.9 | -4.4 | 17.2 | 14.7 | 7.2 | 3.3 | -8 | -10 | -2.2 | -8.3 | 0.6 | -1.1 | -6.7 | -13.3 | 4.4 | -8.3 | 0.6 | -1.1 | -10.9 | -16.3 | -5 | -13.9 | -5 | -10 | -1.1 | -9.4 | -5 | -12.2 | 11.3 | 3.3 | -6.3 | -9.4 | -6.8 | -10.7 | 11.1 | -6.7 | 16.7 | 9.4 | 8.3 | 5.6 | 2.9 | -2.3 | 2.2 | -3.9 | 11.7 | -3.3 | 4.4 | -5.6 | 14.4 | -2.8 | 7.8 | -4.4 | 0 | -9.4 | 6.1 | -5 | 0 | -1.7 | -5.6 | -8.9 | -5.6 | -8.3 | 10.7 | 2.8 | -2 | -5 | 8.3 | 3.3 | 2.8 | 2.8 | 2.2 | 0.6 | 4.4 | -1.1 | -4 | -6 | 18.3 | 9.4 | 15 | 7.8 | -4.8 | -9.8 | 7.2 | 2.2 | 7.2 | -0.4 | 11.1 | 2.2 | 22.2 | 13.3 | 16.7 | -2.8 | 11.3 | 3.3 | 14.4 | 14.4 | 19.6 | 17.8 | -0.6 | -13.3 | 10 | 10 | -23.3 | -31.7 | 6.7 | 0.6 | 3.3 | -2.2 | -9.4 | -17.2 | 8.9 | -6.7 | -0.3 | -11.5 | 2.2 | -1.7
-7 | -8 | -10 | -14.4 | 13.3 | 1.7 | 15.6 | 12.2 | 2.2 | -7.8 | 18.3 | 2.2 | 7 | 3 | 12.1 | 7.8 | 15.6 | 11.7 | 10 | 3.3 | 13.3 | 7.2 | 14.4 | 12.2 | 1.7 | -8.3 | 7.2 | -10.6 | 21 | 17 | 22.6 | 14 | 22.8 | 18.9 | 13.3 | 12.2 | 22.2 | 14.4 | 12.8 | -5 | 26.1 | 18.3 | 2.8 | -3.9 | 10 | 2.8 | -2.1 | -5.2 | -2.8 | -7.2 | -0.6 | -3.3 | 11.7 | -1.9 | 5 | -4.4 | 17.2 | 14.9 | 9.4 | 4.4 | -6 | -8 | 0 | -9.4 | 0.6 | -1.1 | -6.7 | -13.9 | 5 | -9.4 | 2.2 | -2.2 | -9.6 | -15.8 | -5 | -13.9 | -3.9 | -10.6 | 0 | -8.9 | -3.9 | -11.7 | 14.2 | 2.8 | -5.6 | -9.4 | -3.3 | -8.3 | 12.4 | -5.4 | 17.2 | 9.4 | 11.7 | 6.1 | 6.5 | -1 | 2.2 | -3.3 | 12.8 | -3.3 | 6.3 | -5.6 | 15.3 | -3.2 | 8.5 | -4.1 | 0.4 | -8.3 | 7.2 | -3.9 | 0 | -2.2 | -6 | -8.7 | -3.3 | -6.1 | 12.6 | 1.6 | -2 | -5 | 10.6 | 3.9 | 4.4 | 3.3 | 2.8 | 0.6 | 6.1 | -2.2 | -3 | -7 | 19.6 | 9.2 | 19.4 | 7.8 | -4.6 | -9.4 | 10.6 | 2.2 | 9.5 | -0.8 | 14.4 | 3.3 | 23.3 | 13.9 | 19.4 | -3.3 | 13.7 | 3.8 | 17.2 | 15.6 | 20.4 | 17.8 | 1.1 | -13.3 | 13.5 | 12.3 | -22.8 | -29.4 | 8.3 | 1.1 | 6.1 | -1.7 | -9.4 | -17.4 | 12.8 | -5 | 1.7 | -11.7 | 0.6 | -0.6
-6 | -7 | -8.9 | -13.3 | 13.9 | 2.2 | 15.6 | 12.2 | 2 | -6 | 20 | 2.2 | 8 | 4 | 12.4 | 8.3 | 14.4 | 11.7 | 12.2 | 4.4 | 14.4 | 3.9 | 15.6 | 11.7 | 0.8 | -6.6 | 8.7 | -9.1 | 22 | 17 | 24.1 | 14 | 22.8 | 18.9 | 14.4 | 12.8 | 23.9 | 14.4 | 14.4 | -1.7 | 26.5 | 18.1 | 1.7 | -4.4 | 10.6 | 3.2 | -1.7 | -5.6 | -2.2 | -6.7 | 1.1 | -2.8 | 12.8 | -0.7 | 7.2 | -4.4 | 17.2 | 15 | 10 | 2.2 | -5 | -7 | 2.2 | -6.7 | 0.6 | -1.1 | -6.1 | -11.7 | 6.1 | -10.6 | 2.2 | -2.2 | -8.3 | -16.1 | -5 | -13.9 | -3.9 | -10.6 | 0.6 | -8.3 | -3.3 | -11.7 | 17.2 | 1.7 | -5.2 | -8.8 | -1.8 | -6.5 | 13.7 | -4.8 | 17.8 | 10 | 13.9 | 6.1 | 10 | 0 | 2.8 | -2.8 | 13.3 | -2.8 | 8.1 | -6.7 | 16.3 | -4.3 | 9.3 | -4.4 | 0.7 | -8 | 6.7 | -3.3 | 0 | -2.8 | -6.3 | -8.6 | -2.2 | -5.6 | 14.4 | 0 | -1 | -6 | 12.2 | 3.9 | 7.2 | 4.4 | 2.8 | 0.6 | 7.2 | -4.4 | -3 | -7 | 20.9 | 8.6 | 21.1 | 8.3 | -4.4 | -10 | 13.3 | 1.7 | 11.7 | -2.2 | 16.7 | 2.2 | 23.9 | 13.9 | 21.1 | -2.2 | 16.1 | 3.3 | 21.1 | 15 | 21.1 | 17.8 | 2.8 | -11.7 | 17.1 | 14.4 | -21.7 | -28.3 | 8.3 | 0.6 | 7.2 | -2.8 | -9.4 | -18.9 | 15.6 | -4.4 | 2.6 | -9.8 | 1.1 | 0
-6 | -7 | -7.8 | -13.3 | 14.4 | 5 | 16.1 | 12.8 | 1.9 | -5.5 | 20 | 2.2 | 8 | 4 | 12.8 | 8.9 | 15 | 11.1 | 12.2 | 6.1 | 15 | 5.6 | 17.2 | 12.2 | -0.2 | -6.3 | 10.2 | -8.9 | 23 | 16 | 25.6 | 13.3 | 24.4 | 18.3 | 14.4 | 13.3 | 25 | 14.4 | 15 | 0 | 26.8 | 17.9 | 1.7 | -4.4 | 11.1 | 3.2 | -1.5 | -5.2 | -2.2 | -6.7 | 2.8 | -2.2 | 13.9 | 0 | 8.3 | -3.3 | 17 | 14.8 | 10 | 1.7 | -4 | -6 | 2.8 | -5 | 0.6 | -0.6 | -5.6 | -11.7 | 6.1 | -10.6 | 2.8 | -3.9 | -7.4 | -14.7 | -5 | -14.4 | -2.8 | -9.4 | 1.7 | -7.8 | -2.8 | -11.7 | 18.1 | 0.7 | -4.8 | -8.6 | -0.4 | -5.3 | 15 | -5 | 17.8 | 9.4 | 16.7 | 5 | 11.3 | 0.1 | 3.3 | -2.8 | 15 | -3.9 | 10 | -10.6 | 17.2 | -6.1 | 10 | -5.6 | 1.1 | -8.9 | 6.7 | -2.8 | 0 | -3.3 | -6.7 | -8.9 | -1.7 | -5 | 14.8 | -0.4 | -1 | -6 | 13.9 | 3.3 | 9.4 | 4.4 | 3.3 | 1.1 | 8.3 | -3.9 | -2 | -8 | 22.2 | 7.8 | 23.9 | 5 | -4.6 | -9.2 | 14.4 | 0.6 | 13 | -2.5 | 17.2 | 1.7 | 24.4 | 14.4 | 21.7 | -2.2 | 17.4 | 2.6 | 22.2 | 13.3 | 22.4 | 17.8 | 3.3 | -11.7 | 20.6 | 16.1 | -21.1 | -27.8 | 8.9 | 1.1 | 8.3 | -2.8 | -9.2 | -17.9 | 17.8 | -3.9 | 3.5 | -9 | 2.2 | 0
-6 | -8 | -7.2 | -13.9 | 17.2 | 5 | 16.7 | 13.3 | 1.7 | -5.6 | 19.4 | 1.7 | 9 | 4 | 13.5 | 8.6 | 16.7 | 11.1 | 11.1 | 2.8 | 15.6 | 3.9 | 16.1 | 12.8 | -1.1 | -6.7 | 11.7 | -10 | 23 | 18 | 25.8 | 13.3 | 24.4 | 18.3 | 15.6 | 13.3 | 26.1 | 13.9 | 15.6 | 0.6 | 27.2 | 17.8 | 1.1 | -6.1 | 11.7 | 3.3 | -1.3 | -5.4 | -1.1 | -6.1 | 3.9 | -2.2 | 13.7 | 0.3 | 10 | -3.3 | 16.9 | 14.8 | 11.7 | 1.7 | -3 | -6 | 3.9 | -3.9 | 0.6 | -0.6 | -5 | -12.2 | 5 | -11.1 | 3.3 | -3.9 | -6.5 | -14.3 | -4.4 | -13.9 | -1.1 | -9.4 | 1.7 | -7.2 | -2.2 | -11.1 | 19.1 | 0.2 | -4.4 | -8.9 | 1.1 | -5 | 15.6 | -3.8 | 17.8 | 10 | 18.3 | 3.3 | 12.6 | -0.3 | 2.8 | -2.8 | 15.6 | -4.4 | 9.4 | -9 | 17.2 | -4.7 | 9.8 | -5.1 | 1.1 | -8.5 | 5.6 | -1.7 | 0 | -3.3 | -6.9 | -9.3 | -1.1 | -5 | 15.2 | -1.2 | -2 | -5 | 14.4 | 2.8 | 11.1 | 3.3 | 2.2 | 0 | 10 | -4.4 | -3 | -6 | 22.2 | 8 | 24.4 | 8.3 | -4.8 | -9.4 | 15.6 | 1.7 | 14.3 | -3.9 | 17.8 | 1.1 | 23.3 | 14.4 | 23.3 | -3.9 | 18.7 | 1.7 | 22.2 | 12.8 | 23.7 | 17.9 | 4.4 | -12.2 | 21 | 15.8 | -20 | -27.2 | 8.9 | 0.6 | 8.9 | -2.2 | -9.1 | -18.3 | 18.9 | -3.3 | 4.4 | -10 | 3.3 | -0.6
-6 | -7 | -6.7 | -15.6 | 18.9 | 2.2 | 16.1 | 12.8 | 1.5 | -4 | 21.1 | 1.7 | 9 | 4 | 14.3 | 8.3 | 16.7 | 11.7 | 10.6 | 5 | 15.6 | 6.1 | 12.8 | 11.1 | -1.8 | -6.3 | 11.5 | -7.9 | 22 | 20 | 25.9 | 13.1 | 25 | 17.8 | 14.4 | 13.3 | 26.7 | 13.9 | 16.1 | 1.1 | 27 | 17.5 | 1.1 | -6.7 | 11.1 | 3.6 | -1.1 | -6.1 | -1.1 | -6.1 | 3.3 | -2.2 | 13.5 | 0.5 | 10 | -2.8 | 16.7 | 14.4 | 11.7 | 0.6 | -2 | -5 | 4.4 | -2.8 | 0.6 | -0.6 | -3.9 | -11.1 | 6.1 | -11.1 | 3.3 | -3.9 | -5.6 | -15 | -3.9 | -15 | -0.6 | -8.9 | 1.7 | -6.1 | -2.2 | -11.1 | 20 | -1.1 | -4.4 | -8.4 | 0.2 | -5.1 | 16.1 | -3.9 | 17.8 | 10 | 18.9 | 2.8 | 13.9 | -0.6 | 2.2 | -2.8 | 16.7 | -5.6 | 8.9 | -9 | 17.2 | -3.6 | 9.6 | -5.2 | 1.1 | -9.2 | 6.1 | -1.1 | 0 | -3.3 | -7 | -10 | -1.1 | -5.6 | 15.6 | -2.2 | -2 | -6 | 15 | 1.7 | 13.3 | 3.9 | 2.8 | 0.6 | 10.6 | -5.6 | -2 | -7 | 22.2 | 8 | 18.3 | 13.9 | -5 | -10 | 15.6 | 3.3 | 15.6 | -6.1 | 17.8 | 0.6 | 23.3 | 15 | 23.3 | -5 | 20 | 0 | 21.7 | 13.9 | 25 | 17.8 | 4.4 | -13.3 | 21.3 | 15.2 | -18.3 | -26.7 | 9.4 | -1.1 | 8.9 | -2.2 | -8.9 | -19.4 | 18.9 | -3.3 | 4.4 | -9 | 3.9 | -1.1
-6 | -8 | -5.6 | -14.4 | 17.8 | 0.6 | 15.6 | 12.8 | 1.3 | -3.5 | 21.1 | 1.1 | 9 | 6 | 15 | 7.8 | 14.4 | 11.1 | 12.2 | 2.2 | 14.4 | 6.1 | 12.8 | 10.6 | -2.6 | -6.9 | 11.3 | -7.1 | 22 | 17 | 26.1 | 12.8 | 24.4 | 17.2 | 14.4 | 13.3 | 26.1 | 13.9 | 16.7 | 1.1 | 26.9 | 17.4 | 0.6 | -7.2 | 10.6 | 3.9 | -1.7 | -5.4 | -1.1 | -6.7 | 2.8 | -2.2 | 13.3 | 0.6 | 9.4 | -2.8 | 16.9 | 14.9 | 11.7 | 0.6 | -2 | -4 | 3.9 | -2.2 | 0.6 | -0.6 | -3.9 | -11.1 | 6.7 | -9.4 | 3.3 | -3.9 | -6 | -14.7 | -3.9 | -15 | -1.1 | -8.9 | 1.7 | -6.7 | -2.2 | -10.6 | 18.7 | 0.8 | -4.4 | -8.4 | -0.8 | -6.3 | 16.7 | -3.9 | 16.7 | 10.6 | 19.4 | 2.8 | 12.6 | -0.6 | 2.2 | -4.4 | 16.1 | -6.7 | 8.3 | -10 | 17.2 | -3.9 | 9.4 | -6.1 | 1.1 | -11.1 | 6.7 | -2.8 | -0.6 | -4.4 | -7.2 | -11.1 | -1.1 | -5.6 | 15.2 | -1.2 | -2 | -5 | 15 | 1.7 | 13.3 | 3.9 | 2.8 | 0.6 | 11.1 | -5.6 | -2 | -7 | 22.2 | 7.8 | 18.9 | 15.6 | -5.6 | -10.2 | 15.6 | 3.3 | 14.7 | -5 | 17.8 | 0.6 | 22.8 | 15 | 22.8 | -5 | 19.6 | -0.4 | 20.6 | 16.1 | 24.6 | 17.1 | 4.4 | -13.3 | 21.7 | 14.4 | -18.3 | -26.1 | 7.2 | 2.2 | 8.9 | -1.7 | -9.5 | -18.7 | 20 | -3.3 | 4.4 | -9.3 | 4.4 | -1.7
-7 | -9 | -5 | -14.4 | 17.8 | 0 | 13.9 | 12.2 | 1.1 | -3.3 | 21.7 | 1.1 | 8 | 5 | 13.5 | 8.4 | 15.6 | 11.7 | 12.2 | 2.8 | 14.4 | 5.6 | 13.3 | 10 | -3.3 | -7.8 | 11.1 | -7.2 | 21 | 17 | 24.8 | 13.1 | 24.4 | 17.2 | 14.4 | 13.3 | 25 | 13.9 | 16.7 | 1.7 | 26.7 | 17.2 | 0 | -7.8 | 10 | 3.9 | -2.2 | -5.3 | -1.7 | -6.7 | 1.7 | -2.8 | 12.6 | 2.7 | 8.3 | -2.8 | 17 | 15.2 | 11.1 | -1.7 | -3 | -5 | 3.3 | -3.3 | 0.6 | 0 | -4.4 | -11.1 | 6.1 | -10.6 | 2.8 | -2.8 | -6.3 | -15.7 | -4.4 | -15.6 | -2.2 | -10 | 1.7 | -6.1 | -2.8 | -11.1 | 17.4 | 1.8 | -4.4 | -8.9 | -1.7 | -7.8 | 15 | -3 | 16.7 | 11.1 | 18.9 | 5 | 11.3 | -0.7 | 1.7 | -4.4 | 16.7 | -6.7 | 6.1 | -7.3 | 15.2 | -2.8 | 7.6 | -3.4 | 0.2 | -9.7 | 6.7 | -4.4 | -0.6 | -5 | -7.4 | -11.3 | -2.8 | -5.6 | 14.8 | -1.1 | -2 | -5 | 12.8 | -0.6 | 13.3 | 3.9 | 2.8 | 0.6 | 10 | -6.7 | -3 | -10 | 20.9 | 8.9 | 18.9 | 15.6 | -6.1 | -10.8 | 16.1 | 2.2 | 13.7 | -5.3 | 17.2 | 0 | 22.2 | 15.6 | 23.3 | -4.4 | 19.3 | -0.1 | 20 | 16.1 | 24.3 | 16.8 | 4.4 | -14.4 | 20.6 | 14.7 | -18.9 | -25.6 | 6.7 | 2.8 | 8.3 | -1.7 | -10 | -19.2 | 19.4 | -3.9 | 4.4 | -11.1 | 3.9 | -1.1
-11 | -13 | -5.6 | -14.4 | 12.8 | -0.6 | 12.8 | 12.2 | 0 | -3 | 20 | 1.1 | 7 | 4 | 12.1 | 9 | 15 | 11.1 | 11.1 | 2.2 | 12.2 | 6.1 | 12.2 | 9.4 | -4.4 | -7.9 | 9.3 | -5.8 | 20 | 17 | 23.5 | 12.8 | 23.9 | 17.8 | 15 | 13.9 | 23.9 | 14.4 | 16.1 | 1.7 | 25.6 | 16.5 | -1.1 | -8.3 | 9.1 | 4.7 | -2.8 | -5.6 | -2.2 | -8.9 | 1.1 | -2.8 | 11.8 | 4.3 | 6.1 | -2.2 | 17.2 | 15.6 | 9.4 | -1.1 | -3 | -6 | 2.8 | -4.4 | 0.6 | -0.6 | -4.4 | -11.7 | 5 | -10 | 0.6 | -2.8 | -6.7 | -17.8 | -7.2 | -16.1 | -3.3 | -12.2 | 0.6 | -4.4 | -3.3 | -10 | 16.1 | 2.8 | -4.6 | -8.1 | -3.4 | -7.7 | 13.4 | -2.2 | 15.6 | 10.6 | 18.3 | 5.6 | 10 | -1.1 | 1.1 | -4.4 | 14.4 | -6.7 | 3.9 | -6.2 | 13.1 | -2.8 | 5.7 | -2.1 | -0.8 | -10.1 | 6.1 | -5 | -0.6 | -6.1 | -7.6 | -12.1 | -2.8 | -6.1 | 14.4 | -1.1 | -2 | -5 | 11.1 | 0.6 | 10.6 | 4.4 | 2.8 | 0.6 | 10 | -3.3 | -3 | -10 | 19.6 | 9.8 | 13.3 | 11.7 | -6.7 | -12.2 | 14.4 | 3.3 | 12.8 | -6.1 | 16.1 | -0.6 | 21.7 | 15.6 | 21.1 | -3.3 | 18.9 | -0.6 | 19.4 | 16.7 | 23.9 | 16.1 | 3.3 | -14.4 | 19.4 | 14.5 | -20 | -25.6 | 7.2 | 2.2 | 4.4 | -1.7 | -10.6 | -20.6 | 19.4 | -4.4 | 3.1 | -10 | 3.3 | -1.7
-14 | -16 | -6.1 | -15.6 | 10.6 | 4.4 | 12.8 | 12.2 | -1.1 | -3.2 | 18.3 | 2.2 | 6 | 4 | 10.6 | 8.9 | 15 | 11.1 | 10 | 2.2 | 11.1 | 6.7 | 11.7 | 8.9 | -5.6 | -8.5 | 7.4 | -5.9 | 19 | 17 | 22.2 | 12.8 | 23.3 | 17.8 | 15.6 | 14.4 | 21.1 | 14.4 | 16.1 | 0.6 | 24.4 | 15.4 | -2.2 | -8.3 | 8.1 | 5.1 | -3 | -5.5 | -2.8 | -8.9 | 0 | -3.3 | 11.1 | 5.6 | 3.9 | -2.2 | 16.8 | 15.4 | 8.3 | -1.1 | -5 | -7 | 2.8 | -4.4 | 0.6 | -0.6 | -5.6 | -12.2 | 2.8 | -8.3 | 0 | -3.9 | -8 | -16.6 | -7.8 | -16.7 | -6.7 | -13.3 | 0.6 | -2.2 | -5 | -10 | 13.5 | 3.6 | -4.8 | -7.7 | -5 | -8.3 | 11.7 | -2.8 | 15 | 11.1 | 15 | 6.7 | 8.5 | -0.5 | -0.6 | -5.6 | 10 | -5.6 | 1.7 | -6.7 | 11.1 | -3.3 | 3.9 | -1.7 | -1.7 | -11.1 | 3.9 | -2.8 | -1.1 | -7.2 | -7.8 | -13.3 | -3.3 | -6.1 | 12.2 | -0.3 | -3 | -6 | 9.4 | 0.6 | 10.6 | 3.9 | 2.8 | 0.6 | 8.9 | -2.2 | -4 | -10 | 18.3 | 10 | 12.8 | 11.7 | -7.1 | -11.6 | 13.3 | 1.7 | 10.6 | -4.1 | 12.8 | -0.6 | 21.1 | 15.6 | 20 | -4.4 | 15.6 | 2.1 | 18.9 | 16.7 | 22.6 | 16.2 | -0.6 | -11.7 | 18.3 | 14.4 | -20 | -25.6 | 7.2 | 1.1 | 3.9 | -2.2 | -11.1 | -19.9 | 18.3 | -4.4 | 1.9 | -10.3 | 2.5 | -0.8
-18 | -20 | -8.9 | -15.6 | 8.9 | 3.9 | 12.8 | 11.7 | -2.2 | -3.9 | 17.8 | 2.2 | 4 | 3 | 10.4 | 8.9 | 15 | 11.7 | 8.9 | 3.3 | 11.1 | 6.1 | 11.7 | 8.3 | -6.7 | -9.4 | 5.6 | -6.7 | 19 | 17 | 20.9 | 13.4 | 23.3 | 17.8 | 15.6 | 15 | 19.4 | 13.9 | 16.1 | 0.6 | 23.3 | 14.4 | -3.3 | -8.9 | 7.2 | 5.6 | -3.1 | -5.6 | -3.9 | -9.4 | -1.1 | -3.3 | 10.4 | 6.8 | 3.3 | -2.8 | 16.5 | 15.2 | 6.7 | -1.7 | -5 | -6 | 2.2 | -3.9 | 0.6 | -0.6 | -5.6 | -12.2 | 1.7 | -11.1 | -1.7 | -3.9 | -9.3 | -16.7 | -7.2 | -15 | -7.8 | -13.9 | 0 | -2.2 | -5.6 | -9.4 | 10.9 | 3.7 | -5 | -7.8 | -6.7 | -9.4 | 11.3 | -1.9 | 15 | 11.1 | 15 | 6.7 | 7.1 | 0.1 | -1.7 | -6.1 | 7.2 | -1.1 | 1.3 | -5.8 | 10.2 | -2.8 | 3 | -1.7 | -2.1 | -10.1 | 3.9 | -2.8 | -1.7 | -7.2 | -7.8 | -12.8 | -4.4 | -6.1 | 10 | -0.2 | -5 | -8 | 8.3 | 1.7 | 8.3 | 4.4 | 1.1 | -1.7 | 7.8 | -0.6 | -5 | -11 | 16.5 | 11 | 12.8 | 12.2 | -7.4 | -11.6 | 12.2 | 2.2 | 8.3 | -4 | 10.6 | -0.6 | 21.1 | 16.1 | 18.9 | -3.3 | 12.2 | 2.9 | 18.9 | 17.2 | 21.3 | 15.9 | -1.7 | -12.2 | 16.3 | 13.8 | -20.6 | -25.6 | 7.2 | 1.1 | 3.3 | -2.2 | -11.7 | -20.8 | 16.7 | -4.4 | 0.6 | -12.2 | 1.7 | -0.6
-15 | -17 | -8.9 | -16.7 | 9.4 | 5.6 | 12.8 | 12.2 | -2.6 | -4.1 | 14.4 | 2.2 | 3 | 3 | 10.2 | 8.5 | 15 | 11.7 | 6.7 | 3.3 | 11.1 | 5.6 | 11.1 | 8.3 | -8.4 | -10.4 | 4.7 | -5.5 | 18 | 16 | 19.6 | 13.6 | 23.3 | 17.8 | 15.6 | 14.4 | 18.9 | 13.9 | 15.6 | 1.1 | 22.9 | 15.3 | -3.3 | -8.9 | 6.7 | 5 | -3.3 | -6.1 | -5 | -9.4 | -1.1 | -3.3 | 9.6 | 7.6 | 2.2 | -2.8 | 16.1 | 15 | 6.1 | -2.2 | -5 | -6 | 2.8 | -2.2 | 0.6 | -0.6 | -6.7 | -12.2 | 1.1 | -9.4 | -2.2 | -3.9 | -10.6 | -17.8 | -7.2 | -14.4 | -7.2 | -13.9 | 0 | -0.6 | -6.1 | -9.4 | 8.3 | 3.3 | -5.4 | -7.8 | -7.1 | -9.9 | 11 | -1.5 | 14.4 | 11.1 | 13.9 | 8.3 | 5.6 | 0 | -1.7 | -6.1 | 8.3 | -1.7 | 1 | -5.4 | 9.2 | -3 | 2 | -2.1 | -2.4 | -10.2 | 3.9 | -2.8 | -1.7 | -7.2 | -7.8 | -12.8 | -4.4 | -6.1 | 7.8 | -0.6 | -4 | -9 | 6.7 | 1.1 | 7.2 | 4.4 | 0.6 | -2.8 | 5.6 | -3.9 | -5 | -12 | 14.6 | 11.6 | 13.9 | 11.7 | -7.8 | -12.2 | 11.1 | 2.8 | 6.1 | -4.4 | 8.3 | -0.6 | 20 | 16.1 | 18.9 | -3.9 | 8.9 | 2.8 | 18.9 | 17.2 | 20 | 15.6 | -2.2 | -11.7 | 14.2 | 13.1 | -20 | -25.6 | 7.2 | 0.6 | 2.8 | -2.2 | -12.2 | -22.2 | 15 | -3.9 | 0.2 | -10.8 | 1.5 | -0.5
-18 | -20 | -11.1 | -18.3 | 9.4 | 5 | 12.8 | 11.7 | -2.9 | -4.7 | 15.6 | 1.7 | 3 | 3 | 10 | 8.3 | 15 | 12.2 | 6.7 | 2.8 | 11.1 | 5.6 | 10 | 7.4 | -10 | -11.4 | 3.7 | -5.6 | 18 | 16 | 18.3 | 13.9 | 22.8 | 17.2 | 15.6 | 14.4 | 18.3 | 13.9 | 14.4 | 2.8 | 22.6 | 16.2 | -3.9 | -8.9 | 6.1 | 4.4 | -4.1 | -7.3 | -5 | -10 | -1.7 | -3.9 | 8.9 | 8.3 | 1.7 | -2.8 | 15.9 | 14.8 | 3.9 | -5.6 | -5 | -7 | 5 | -2.8 | 1.1 | 0 | -6.1 | -11.1 | 0.6 | -9.4 | -5.6 | -5.6 | -12.1 | -17.8 | -8.3 | -15 | -8.3 | -13.9 | 0 | -1.7 | -6.1 | -9.4 | 9.1 | 3.7 | -5.7 | -8.1 | -7.4 | -10.8 | 10.6 | -1.7 | 15 | 11.7 | 13.9 | 7.2 | 5 | 0 | -1.7 | -6.1 | 9.4 | -1.7 | 0.6 | -6.1 | 8.3 | -3.3 | 1.1 | -2.8 | -2.8 | -11.1 | 3.3 | -3.9 | -2.8 | -8.3 | -7.8 | -13.3 | -5 | -6.7 | 6.9 | -0.3 | -5 | -9 | 6.1 | 1.1 | 8.3 | 3.9 | 0.6 | -2.8 | 4.4 | -3.9 | -6 | -12 | 12.8 | 11.7 | 13.9 | 11.7 | -8.2 | -12.1 | 10 | 3.9 | 4.4 | -3.6 | 7.8 | -1.1 | 20 | 17.2 | 18.9 | -3.3 | 8.9 | 2.9 | 18.9 | 17.2 | 19.1 | 15.4 | -1.7 | -12.8 | 12.2 | 12.2 | -20 | -24.4 | 7.8 | 1.1 | 1.1 | -2.8 | -12.8 | -21.6 | 16.7 | -4.4 | -0.2 | -10.9 | 1.3 | -0.4
-20 | -22 | -11.7 | -18.9 | 8.3 | 5 | 12.2 | 11.7 | -3.3 | -5.6 | 15.6 | 1.7 | 3 | 3 | 10.6 | 8.6 | 15 | 12.2 | 6.1 | 2.8 | 10.6 | 6.1 | 9.4 | 7.1 | -11.7 | -12.8 | 2.8 | -6.1 | 17 | 16 | 18.1 | 14 | 22.8 | 17.2 | 15.6 | 15 | 18.9 | 14.4 | 13.3 | 5 | 22.2 | 16.7 | -4.4 | -9.4 | 5.6 | 3.9 | -4.8 | -8.9 | -5 | -10.6 | -1.7 | -3.9 | 7 | 5.2 | 1.1 | -2.8 | 15.8 | 14.7 | 2.2 | -7.2 | -5 | -7 | 4.4 | -3.3 | 1.1 | 0 | -6.7 | -11.7 | -0.6 | -8.9 | -5 | -5.6 | -13.5 | -18.5 | -9.4 | -15.6 | -8.3 | -13.3 | 0 | -1.7 | -6.7 | -10 | 9.8 | 3.8 | -6.1 | -8.9 | -7.8 | -12.2 | 11 | -0.7 | 14.4 | 11.7 | 13.3 | 6.7 | 4.5 | -0.3 | -1.7 | -6.7 | 8.9 | -0.6 | 0.6 | -5.7 | 7.9 | -3.4 | 1.1 | -2.5 | -3.5 | -9.8 | 3.3 | -3.9 | -3.3 | -8.9 | -7.6 | -12.6 | -5.6 | -7.8 | 5.9 | -0.3 | -6 | -8 | 4.4 | 0.6 | 7.8 | 2.8 | 0.6 | -2.8 | 5.6 | -5 | -7 | -12 | 13.2 | 11.8 | 14.4 | 11.7 | -8.5 | -12.3 | 8.3 | 5.6 | 2.8 | -3.7 | 6.7 | -1.1 | 20 | 16.7 | 16.7 | -3.3 | 8.9 | 2.9 | 18.9 | 17.8 | 18.1 | 14.8 | -1.1 | -13.3 | 11.3 | 11.3 | -20.6 | -24.4 | 6.7 | 1.1 | 0 | -2.8 | -13.3 | -21.6 | 16.7 | -4.4 | -0.6 | -12.2 | 1.1 | -0.6
-18 | -19 | -12.2 | -18.9 | 8.3 | 5 | 12.8 | 11.7 | -3.9 | -5.8 | 13.3 | 1.7 | 1 | 1 | 11.1 | 8.7 | 15 | 11.1 | 4.4 | 2.2 | 10.6 | 6.1 | 8.3 | 6.4 | -11.5 | -12.2 | 2.2 | -4.4 | 17 | 16 | 18 | 14.3 | 22.2 | 17.2 | 15.6 | 15 | 18.9 | 14.4 | 11.7 | 7.2 | 21.8 | 16.3 | -5 | -10 | 5.2 | 3.4 | -5.6 | -11.1 | -6.1 | -10.6 | -1.7 | -3.3 | 5.2 | 2.2 | 1.1 | -2.8 | 15.6 | 14.4 | 0.6 | -6.7 | -5 | -7 | 2.9 | -3.2 | 1.1 | 0 | -7.8 | -11.7 | -1.1 | -8.9 | -2.8 | -6.1 | -15 | -20 | -9.4 | -15 | -9.4 | -13.3 | 0 | -1.7 | -7.2 | -10 | 10.6 | 3.9 | -6.5 | -8.9 | -9.1 | -12.6 | 11.3 | 0.1 | 13.9 | 11.7 | 13.3 | 7.2 | 3.9 | -0.6 | -1.7 | -6.7 | 7.8 | -3.3 | 0.6 | -5.9 | 7.6 | -4.3 | 1.1 | -2.8 | -4.3 | -9.6 | 2.8 | -5 | -5 | -10.6 | -7.4 | -12.4 | -6.7 | -9.4 | 5 | -0.6 | -6 | -8 | 3.9 | 0.6 | 5.6 | 3.9 | 0.6 | -3.3 | 5 | -5 | -7 | -13 | 13.5 | 11.8 | 14.4 | 11.7 | -8.9 | -13.3 | 7.8 | 6.1 | 1.1 | -4.4 | 6.7 | -1.7 | 20 | 17.2 | 12.2 | -2.8 | 8.9 | 2.8 | 19.4 | 17.8 | 17.2 | 14.4 | -1.7 | -13.3 | 10.3 | 10.3 | -20.6 | -24.4 | 7.2 | 1.1 | 1.1 | -3.3 | -13.9 | -22.8 | 16.7 | -3.3 | -0.2 | -10.9 | 0.5 | -1
-22 | -23 | -11.7 | -17.8 | 7.2 | 4.4 | 13.3 | 12.8 | -4.4 | -6.3 | 12.8 | 1.7 | 1 | 1 | 11.7 | 8.9 | 13.9 | 11.1 | 3.9 | 2.2 | 9.4 | 5.6 | 7.8 | 5.8 | -11.3 | -11.6 | 1.7 | -3.7 | 16 | 15 | 17.8 | 14.4 | 22.2 | 17.8 | 15.6 | 15 | 18.3 | 14.4 | 11.7 | 8.3 | 21.5 | 16 | -5.6 | -10.6 | 4.8 | 2.8 | -6.1 | -11 | -6.7 | -11.7 | -1.7 | -3.3 | 3.3 | -1.1 | 0.6 | -2.8 | 15.4 | 14.5 | 0 | -5 | -5 | -7 | 1.5 | -3.5 | 1.1 | 0 | -7.8 | -11.1 | -1.7 | -10 | -2.8 | -6.7 | -16.7 | -20.8 | -8.9 | -15 | -10.6 | -13.9 | 0 | -2.2 | -7.2 | -10.6 | 9.8 | 5.4 | -6.8 | -9.2 | -10.4 | -13.6 | 11.7 | 0.6 | 14.4 | 11.7 | 13.3 | 4.4 | 3 | -0.9 | -1.7 | -6.7 | 8.3 | -3.9 | 0.6 | -7.2 | 7.2 | -5.6 | 1.1 | -3.3 | -5 | -10 | 2.2 | -6.1 | -5.6 | -11.7 | -7.2 | -12.8 | -7.8 | -10.6 | 4.1 | -0.4 | -6 | -7 | 4.4 | 1.7 | 5 | 3.9 | -0.6 | -5.6 | 4.4 | -4.4 | -8 | -13 | 13.9 | 11.7 | 12.8 | 9.4 | -9.6 | -13.1 | 6.1 | 6.1 | 1.8 | -3.4 | 5.6 | -1.7 | 20 | 16.7 | 13.3 | -2.2 | 8.9 | 2.5 | 19.4 | 18.3 | 17 | 14.5 | -2.8 | -12.8 | 9.4 | 9.4 | -21.1 | -24.4 | 6.7 | 1.7 | 1.1 | -3.3 | -14.6 | -22.3 | 16.7 | -3.3 | 0.2 | -10.8 | 0 | -1.4
-23 | -23 | -11.1 | -17.8 | 7.8 | 5 | 14.4 | 13.9 | -5 | -7.2 | 12.2 | 1.7 | 1 | 1 | 11.7 | 9.1 | 13.9 | 11.1 | 2.2 | 1.7 | 7.8 | 5 | 6.1 | 5.5 | -11.1 | -11.1 | 1.1 | -3.3 | 16 | 16 | 17.8 | 14.9 | 22.2 | 17.2 | 15.6 | 15 | 18.3 | 15 | 11.1 | 10 | 21.1 | 15.6 | -6.1 | -10.6 | 4.4 | 2.2 | -6.7 | -11.8 | -6.7 | -12.8 | -1.7 | -3.3 | 2.4 | -2.7 | 0 | -2.8 | 15.2 | 14.6 | -0.6 | -7.2 | -6 | -7 | 0 | -3.8 | 1.1 | -0.6 | -6.7 | -10.6 | -1.1 | -8.3 | -3.9 | -6.7 | -18.3 | -22.2 | -10.6 | -15 | -10 | -13.3 | 0 | -1.7 | -7.2 | -10.6 | 9.1 | 6.4 | -7.2 | -10 | -11.7 | -15 | 10.6 | 4.3 | 13.9 | 11.7 | 11.7 | 3.9 | 2 | -1.4 | -2.2 | -6.7 | 7.2 | -2.8 | 0.6 | -5.6 | 6.3 | -4.5 | 1.3 | -3 | -5.4 | -9.8 | 2.2 | -6.7 | -7.2 | -13.3 | -7.4 | -11.9 | -8.9 | -10.6 | 3.1 | -0.8 | -6 | -10 | 5 | 1.7 | 6.7 | 2.8 | -0.6 | -7.2 | 4.4 | -2.8 | -8 | -13 | 13.3 | 11 | 11.1 | 8.3 | -10.4 | -13.6 | 5.6 | 5.6 | 2.6 | -2.7 | 6.1 | -1.7 | 20 | 16.7 | 13.9 | -1.7 | 8.9 | 2.2 | 19.4 | 18.3 | 16.9 | 14.6 | -1.1 | -13.3 | 10 | 9.9 | -20.6 | -24.4 | 5.6 | 2.8 | 0 | -3.3 | -15.4 | -22.7 | 16.7 | -2.2 | 0.6 | -12.2 | -0.6 | -2.2
-23 | -23 | -13.3 | -19.4 | 7.2 | 4.4 | 15.6 | 14.4 | -6.1 | -8 | 13.3 | 1.7 | 2 | 1 | 11.7 | 9.3 | 13.3 | 10.6 | 1.7 | 1.7 | 7.8 | 6.1 | 5 | 5 | -8.3 | -9.5 | 0.2 | -3.4 | 16 | 14 | 17.8 | 15.3 | 21.7 | 17.2 | 15 | 15 | 18.3 | 15 | 11.1 | 10.6 | 21.1 | 15.4 | -6.1 | -10 | 4 | 1.9 | -7.2 | -12.8 | -7.2 | -12.8 | -1.7 | -3.3 | 1.5 | -4.4 | -0.6 | -2.8 | 15 | 14.4 | -1.1 | -7.2 | -6 | -7 | -1.5 | -4.4 | 1.7 | -0.6 | -6.1 | -10.6 | -1.1 | -7.8 | -4.4 | -6.7 | -20 | -23.9 | -11.1 | -15.6 | -10 | -12.8 | 1.7 | -0.6 | -7.8 | -10.6 | 8.3 | 7.2 | -7.2 | -9.7 | -12.4 | -15.1 | 9.4 | 6.5 | 13.3 | 12.2 | 10.6 | 5 | 1.1 | -2.2 | -2.2 | -6.7 | 7.2 | -3.3 | 0.6 | -5 | 5.3 | -4.5 | 1.5 | -3 | -5.7 | -10.1 | 1.7 | -7.2 | -8.3 | -13.3 | -7.6 | -11.5 | -9.4 | -11.1 | 2.2 | -1.1 | -6 | -11 | 4.4 | 1.7 | 6.7 | 3.9 | -1.7 | -8.3 | 3.9 | -2.2 | -8 | -13 | 12.8 | 10.2 | 10 | 5 | -11.1 | -14.4 | 5.6 | 5.6 | 3.3 | -2.8 | 5 | -2.2 | 20 | 17.8 | 13.9 | -1.7 | 8.9 | 1.7 | 19.4 | 18.9 | 16.7 | 14.4 | -2.2 | -12.8 | 10.5 | 10.1 | -20.6 | -24.4 | 5 | 2.8 | -0.6 | -3.3 | -16.1 | -23.9 | 15 | 0.6 | 0.4 | -10.6 | -0.6 | -3.1
-19 | -20 | -12.2 | -18.3 | 6.7 | 3.9 | 16.7 | 16.1 | -7.2 | -9.2 | 13.3 | 1.7 | 1 | 0 | 11.7 | 9.4 | 12.2 | 10.6 | 1.7 | 1.1 | 7.8 | 6.1 | 3.9 | 3.9 | -5.6 | -8 | -0.8 | -4.1 | 16 | 14 | 17.8 | 15.6 | 21.7 | 17.2 | 15 | 15 | 18.3 | 15 | 11.1 | 10 | 21.1 | 15.2 | -6.1 | -10.6 | 3.7 | 1.6 | -7 | -11.9 | -7.8 | -12.2 | -1.7 | -3.3 | 0.6 | -7.2 | -0.6 | -2.8 | 14.6 | 14.2 | -1.1 | -8.3 | -7 | -9 | -2.9 | -5.1 | 1.7 | -0.6 | -6.7 | -10.6 | -0.6 | -7.8 | -5 | -6.7 | -20 | -23.8 | -11.1 | -15 | -10 | -12.8 | 1.7 | -0.6 | -8.9 | -11.1 | 7.8 | 7.1 | -7.2 | -10 | -13.2 | -15.8 | 8.3 | 8.3 | 13.9 | 12.2 | 11.1 | 3.3 | 1.1 | -1.7 | -2.2 | -6.7 | 5 | -2.8 | 0.6 | -5 | 4.4 | -5 | 1.7 | -3.3 | -6.1 | -11.1 | 1.7 | -7.2 | -8.9 | -14.4 | -7.8 | -11.7 | -9.4 | -11.1 | 1.3 | -1.3 | -6 | -10 | 4.4 | 1.7 | 6.1 | 4.4 | -1.7 | -8.3 | 3.3 | -1.7 | -7 | -13 | 12.2 | 9.4 | 8.3 | 3.9 | -11.8 | -14.4 | 5 | 5 | 4.2 | -1.9 | 4.4 | -2.2 | 20 | 17.2 | 12.8 | -1.7 | 8.2 | 1.6 | 20 | 18.9 | 16.9 | 15.4 | -1.7 | -8.9 | 11.1 | 10.6 | -21.1 | -23.9 | 5 | 2.2 | -0.6 | -3.3 | -16.5 | -23.3 | 13.9 | 4.4 | 0.2 | -10.8 | -0.6 | -4.5
-17 | -18 | -13.3 | -18.9 | 5.6 | 3.3 | 18.3 | 17.2 | -8.3 | -10.6 | 12.2 | 1.7 | 0 | 0 | 11.7 | 9.5 | 12.8 | 10.6 | 1.7 | 1.1 | 8.3 | 5.6 | 3.9 | 3.9 | -2.8 | -7.2 | -1.7 | -5 | 16 | 14 | 18 | 16 | 21.7 | 16.7 | 15 | 15 | 17.8 | 15 | 11.1 | 10 | 21.1 | 15 | -6.1 | -10.6 | 3.3 | 1.1 | -6.9 | -11.4 | -7.8 | -12.2 | -1.7 | -3.3 | 0 | -6.7 | -1.7 | -3.3 | 14.3 | 13.7 | -1.7 | -6.7 | -8 | -10 | -4.4 | -6.1 | 1.7 | 0 | -8.3 | -11.1 | -0.6 | -2.2 | -5.6 | -6.7 | -20 | -24.1 | -12.8 | -16.7 | -10 | -12.8 | 1.1 | 0 | -8.9 | -10.6 | 7.2 | 6.9 | -7.2 | -10.6 | -13.9 | -16.7 | 8.1 | 8.1 | 13.3 | 12.2 | 10 | 3.9 | 1.1 | -1.6 | -2.2 | -6.1 | 6.1 | -3.9 | 0 | -3.6 | 5.2 | -4.1 | 1.7 | -3.2 | -6.1 | -10.7 | 1.7 | -6.7 | -9.4 | -14.4 | -8 | -11.4 | -10 | -11.7 | 0.3 | -1.6 | -6 | -10 | 4.4 | 1.7 | 6.7 | 4.4 | -2.2 | -8.9 | 2.8 | -1.7 | -7 | -13 | 11.1 | 7.8 | 7.2 | 2.2 | -12.6 | -14.8 | 5 | 5 | 5.2 | -1.3 | 4.4 | -2.2 | 20 | 17.8 | 12.8 | -2.2 | 7.4 | 1.5 | 20 | 18.9 | 17 | 16.4 | -1.7 | -10.6 | 10.4 | 10 | -21.7 | -23.9 | 5 | 3.3 | -0.6 | -3.3 | -16.8 | -23.6 | 12.8 | 4.4 | 0 | -12.2 | -0.6 | -6.7
-17 | -18 | -13.3 | -17.8 | 5.6 | 2.8 | 18.9 | 17.2 | -5.9 | -8.6 | 13.3 | 1.7 | 0 | 0 | 11.7 | 9.5 | 13.9 | 10.6 | 1.4 | 1.1 | 8.3 | 5.6 | 4.4 | 3.9 | -2.2 | -6.6 | -0.9 | -5 | 16 | 14 | 18.1 | 16.3 | 21.7 | 16.7 | 13.9 | 13.9 | 18.3 | 15 | 11.1 | 10 | 21.7 | 15.8 | -5.6 | -10.6 | 3.1 | 1 | -6.7 | -11.7 | -7.2 | -11.7 | -2.2 | -3.9 | -0.5 | -7.1 | -1.7 | -3.3 | 13.9 | 13.3 | -2.2 | -7.2 | -9 | -10 | -6.1 | -7.8 | 1.1 | -0.6 | -7.2 | -9.4 | -1.1 | -4.4 | -5.6 | -6.7 | -20 | -25 | -12.8 | -16.1 | -10 | -12.2 | 1.7 | 0.6 | -8.9 | -11.1 | 6.7 | 6.7 | -7 | -10 | -12.2 | -14.8 | 8 | 8 | 12.8 | 12.8 | 11.1 | 2.8 | 1.1 | -1.7 | -2.2 | -6.1 | 6.7 | -1.1 | -0.5 | -2.9 | 5.9 | -4 | 1.7 | -3.2 | -6.1 | -10.8 | 1.7 | -6.7 | -9.4 | -13.3 | -8.1 | -11.5 | -11.7 | -13.3 | -0.6 | -2.2 | -7 | -11 | 3.9 | 1.1 | 6.7 | 5 | -2.2 | -8.9 | 1.7 | -4.4 | -8 | -13 | 10 | 6.2 | 5 | 2.2 | -13.3 | -15.6 | 5.6 | 5.6 | 6.1 | -1.1 | 3.9 | -2.2 | 20 | 17.8 | 8.9 | -1.1 | 6.7 | 1.1 | 20 | 18.9 | 17.2 | 17.2 | -1.7 | -10 | 9.6 | 9.5 | -21.7 | -24.4 | 5 | 3.3 | -1.7 | -3.9 | -17.2 | -24.4 | 11.7 | 6.7 | 0.7 | -11.3 | -2.2 | -5
-17 | -17 | -13.3 | -17.8 | 5 | 2.2 | 18.9 | 17.2 | -3.5 | -7 | 13.9 | 1.7 | 0 | 0 | 11.7 | 9.4 | 13.9 | 10 | 1.1 | 1.1 | 8.9 | 6.7 | 6.1 | 5.6 | -1.7 | -6.6 | -0.2 | -5.7 | 16 | 16 | 18.3 | 16.7 | 21.7 | 16.1 | 14.4 | 14.4 | 18.3 | 15 | 11.1 | 10.6 | 22.2 | 16.5 | -5.6 | -11.1 | 3 | 0.7 | -6.1 | -10.8 | -7.8 | -11.7 | -2.2 | -3.9 | -1.1 | -8.3 | 0.6 | -2.2 | 14.3 | 13.4 | -2.2 | -6.7 | -9 | -10 | -7.8 | -10.6 | 1.1 | -2.2 | -8.3 | -10.6 | -1.1 | -4.4 | -5 | -6.7 | -19.3 | -23.9 | -11.1 | -15.6 | -9.4 | -11.7 | 1.7 | 0.6 | -8.3 | -10.6 | 9.1 | 8.2 | -6.9 | -9.9 | -10.6 | -13.4 | 7.8 | 7.8 | 12.8 | 12.8 | 10 | 2.8 | 1.7 | -0.9 | -1.7 | -5.6 | 7.2 | 0 | -1.1 | -2.8 | 6.7 | -4.4 | 1.7 | -3.9 | -6.1 | -11.7 | 1.7 | -6.1 | -9.4 | -13.3 | -8.3 | -12.2 | -11.1 | -12.8 | 0.5 | -1.4 | -7 | -11 | 3.9 | 1.1 | 6.7 | 4.4 | -2.8 | -9.4 | 0.6 | -5 | -7 | -13 | 8.9 | 4.4 | 4.4 | 2.2 | -12.2 | -14.5 | 5.6 | 5.6 | 8.1 | -0.1 | 1.7 | -2.2 | 19.4 | 17.2 | 12.2 | -1.1 | 7.8 | 2.1 | 20 | 18.9 | 17.6 | 17.6 | -2.2 | -10 | 8.9 | 8.9 | -21.7 | -23.9 | 5 | 3.3 | -0.6 | -3.3 | -16.1 | -23.3 | 12.2 | 6.7 | 1.5 | -12.3 | -1.7 | -8.3
-17 | -18 | -13.9 | -19.4 | 5 | 1.7 | 18.9 | 17.8 | -1.1 | -6.1 | 13.3 | 1.7 | 0 | -1 | 11.1 | 8.9 | 14.4 | 10 | 3.9 | 2.2 | 9.4 | 6.1 | 9.4 | 7.8 | -1.1 | -7.2 | 0.6 | -7.2 | 18 | 18 | 19.6 | 16.7 | 22.8 | 16.7 | 15 | 15 | 18.9 | 15 | 11.1 | 10.6 | 22.8 | 17.2 | -5 | -10.6 | 2.8 | 0.6 | -5.6 | -10.7 | -7.2 | -11.1 | -3.3 | -5 | -0.7 | -7.3 | 1.7 | -1.7 | 14.6 | 13.3 | -1.1 | -6.7 | -9 | -10 | -7.8 | -10.6 | 1.1 | -3.9 | -7.8 | -10 | -2.2 | -5 | -4.4 | -6.1 | -18.5 | -23.3 | -9.4 | -14.4 | -8.3 | -11.1 | 2.2 | 0.6 | -7.2 | -10 | 11.5 | 9.8 | -6.7 | -10 | -8.9 | -12.2 | 6.9 | 5.6 | 15 | 13.3 | 11.1 | 4.4 | 2.2 | -0.5 | -1.1 | -5 | 6.1 | 2.8 | 0.4 | -2.3 | 9.1 | -3.3 | 2.1 | -2.6 | -4.8 | -10.8 | 2.8 | -6.7 | -9.4 | -11.7 | -7.4 | -11.3 | -8.9 | -11.1 | 1.7 | -0.9 | -7 | -11 | 5 | 1.7 | 6.7 | 4.4 | -2.2 | -9.4 | 0.6 | -6.1 | -7 | -12 | 9.8 | 4.4 | 7.2 | 2.2 | -11.1 | -14 | 5.6 | 5 | 10.2 | 0.5 | 5.6 | -1.1 | 20.6 | 17.8 | 13.3 | -1.1 | 8.9 | 2.7 | 20.6 | 18.9 | 17.9 | 17.9 | -0.6 | -11.7 | 11.3 | 9.8 | -18.9 | -21.7 | 5.6 | 3.9 | 1.1 | -2.8 | -15 | -22.7 | 11.7 | 7.8 | 2.2 | -15 | -0.6 | -5.6
-17 | -17 | -12.8 | -17.8 | 6.1 | 1.7 | 20 | 18.3 | 0.9 | -5.7 | 13.3 | 4.4 | 2 | 1 | 10.6 | 8.4 | 15.6 | 10.6 | 6.1 | 3.3 | 11.7 | 7.8 | 12.2 | 6.7 | 0 | -5.1 | 3 | -6.6 | 20 | 19 | 20.9 | 16.3 | 23.3 | 16.7 | 15 | 15 | 20 | 15.6 | 11.7 | 11.1 | 23.3 | 17.5 | -4.4 | -10 | 3.7 | 0.7 | -5 | -11.1 | -5.6 | -10.6 | -2.2 | -3.9 | -0.4 | -7 | 3.3 | -1.7 | 15 | 13.3 | -0.6 | -6.1 | -8 | -9 | -7.2 | -14.4 | 1.1 | -4.4 | -5 | -8.3 | -1.7 | -3.9 | -3.3 | -5.6 | -17.8 | -23.3 | -8.3 | -13.3 | -6.1 | -10 | 2.8 | 0.6 | -3.9 | -8.9 | 13.9 | 11.1 | -6.1 | -9.2 | -6.1 | -9.7 | 5.9 | 3.1 | 18.3 | 12.2 | 13.9 | 3.9 | 2.8 | 0 | -0.6 | -5 | 9.4 | 0.6 | 1.8 | -2.6 | 11.5 | -3 | 2.4 | -2.2 | -3.5 | -11 | 3.9 | -5.6 | -8.9 | -10.6 | -6.5 | -10.9 | -6.1 | -8.9 | 2.8 | -0.6 | -6 | -11 | 5.6 | 2.2 | 6.7 | 5 | -2.2 | -12.2 | 3.3 | -4.4 | -6 | -12 | 10.8 | 4.3 | 8.9 | 1.1 | -10 | -13.9 | 6.7 | 5.6 | 12.2 | 1.1 | 6.1 | -0.6 | 22.2 | 17.8 | 14.4 | 0 | 10 | 3.3 | 21.1 | 19.4 | 18.3 | 18.3 | 2.8 | -9.4 | 13.7 | 10.3 | -15.6 | -22.8 | 7.2 | 5 | 3.9 | -1.7 | -13.9 | -23.3 | 11.7 | 8.3 | 2.9 | -12.3 | 1.1 | -2.8
-16 | -17 | -7.8 | -10.6 | 6.1 | 1.7 | 21.7 | 18.9 | 3 | -6.4 | 12.8 | 6.7 | 6 | 5 | 10 | 7.8 | 16.1 | 10.6 | 7.2 | 3.9 | 13.3 | 7.8 | 15 | 6.1 | 1.1 | -4 | 5.4 | -7.2 | 21 | 18 | 22.2 | 16.1 | 24.4 | 16.7 | 16.1 | 15.6 | 21.1 | 16.7 | 11.7 | 11.1 | 23.9 | 18.1 | -2.8 | -9.4 | 4.7 | 1 | -3.9 | -10.2 | -4.4 | -11.1 | -0.6 | -3.9 | 0 | -7.8 | 5 | -1.7 | 14.8 | 12.9 | -0.6 | -7.2 | -7 | -9 | -6.7 | -14.4 | 1.7 | -8.3 | -3.9 | -8.9 | -1.7 | -4.4 | -2.8 | -5.6 | -15 | -21.3 | -6.1 | -12.2 | -3.3 | -9.4 | 3.3 | 1.1 | -2.8 | -8.3 | 16.3 | 11.1 | -5.6 | -8.9 | -3.4 | -7.9 | 5 | 0.6 | 20 | 12.2 | 17.8 | 6.1 | 3 | 0.2 | 0 | -5 | 6.1 | 5 | 3.3 | -3.3 | 13.9 | -3.3 | 2.8 | -1.7 | -2.2 | -12.2 | 5.6 | -3.9 | -8.3 | -12.8 | -5.6 | -11.1 | -5 | -8.9 | 6.1 | 0.6 | -6 | -11 | 7.8 | 3.3 | 6.7 | 5 | -1.1 | -10.6 | 6.7 | -2.8 | -5 | -10 | 11.7 | 3.9 | 10 | 1.7 | -8.3 | -12.5 | 6.7 | 5 | 14.2 | 2.1 | 11.7 | 0 | 23.3 | 17.8 | 16.7 | -1.1 | 12.8 | 4 | 22.2 | 18.9 | 21.1 | 18.5 | 5 | -11.7 | 16.1 | 10.6 | -14.4 | -22.2 | 9.4 | 6.7 | 6.1 | -1.7 | -12 | -20.6 | 11.7 | 8.9 | 3.7 | -11.7 | 2.8 | -3.9
-15 | -17 | -6.7 | -10.6 | 8.3 | 1.1 | 23.3 | 19.4 | 5 | -8.9 | 12.8 | 7.2 | 7 | 5 | 10.9 | 8 | 16.1 | 10 | 9.4 | 3.9 | 14.4 | 6.7 | 16.7 | 5 | 2.2 | -3.3 | 7.8 | -10 | 21 | 18 | 22.2 | 15.6 | 23.9 | 17.2 | 17.2 | 15.6 | 22.8 | 17.8 | 12.2 | 11.7 | 24.4 | 18.3 | -1.1 | -8.9 | 5.6 | 1.1 | -2.8 | -9.7 | -2.8 | -10.6 | 1.1 | -3.3 | 0.6 | -6.6 | 7.8 | -1.1 | 14.6 | 12.3 | -0.6 | -7.2 | -6 | -8 | -5.6 | -15.6 | 1.7 | -6.7 | -2.8 | -8.3 | -1.7 | -3.9 | -2.2 | -5.6 | -12.2 | -20.3 | -4.4 | -11.1 | -1.7 | -8.3 | 3.3 | 1.7 | 0 | -7.2 | 18.7 | 10.3 | -5 | -8.9 | -0.6 | -6.7 | 5.9 | -0.7 | 20.6 | 12.8 | 19.4 | 8.9 | 3.1 | 0.3 | 0.6 | -4.4 | 7.2 | 7.2 | 4.1 | -3.9 | 15 | -3 | 3.7 | -0.9 | -1.7 | -11.2 | 6.1 | -3.3 | -7.2 | -12.8 | -5 | -9.9 | -3.3 | -8.3 | 9.5 | 1.2 | -5 | -12 | 10.6 | 3.3 | 7.8 | 5 | -0.6 | -10.6 | 9.4 | -1.1 | -4 | -10 | 12.6 | 3.8 | 11.1 | 2.2 | -6.7 | -11.6 | 6.7 | 3.9 | 16.3 | 3.4 | 13.9 | -1.7 | 24.4 | 18.3 | 19.4 | -0.6 | 15.5 | 4 | 22.8 | 18.3 | 23.9 | 18.3 | 7.2 | -10.6 | 17.2 | 10.8 | -11.1 | -20.6 | 10.6 | 7.2 | 7.8 | -1.7 | -10.2 | -18.6 | 12.2 | 10 | 4.4 | -12.2 | 4.4 | -6.1
-13 | -15 | -5.6 | -12.2 | 7.8 | 0 | 25 | 18.3 | 6.1 | -8 | 13.3 | 7.2 | 8 | 6 | 11.9 | 8.4 | 16.7 | 8.9 | 11.7 | 3.9 | 14.4 | 5.6 | 16.7 | 7.8 | 2.6 | -2.9 | 8.7 | -9.1 | 20 | 18 | 22.2 | 15.1 | 24.4 | 16.7 | 19.4 | 15 | 23.3 | 17.2 | 12.2 | 11.7 | 25.3 | 18.5 | 0 | -6.7 | 6.3 | 0.2 | -1.7 | -10.6 | -1.1 | -9.4 | 2.8 | -4.4 | 1.1 | -6.6 | 9.4 | -0.6 | 14.4 | 11.7 | -1.1 | -7.2 | -5 | -7 | -4.4 | -16.1 | 2.8 | -8.3 | -2.8 | -7.8 | -1.7 | -3.3 | -1.7 | -5.6 | -9.4 | -20.6 | -3.3 | -11.1 | 0 | -7.8 | 3.9 | 1.7 | 1.1 | -7.8 | 21.1 | 8.9 | -5 | -8.3 | 0.9 | -4.4 | 6.9 | -2.2 | 21.1 | 12.8 | 20.6 | 7.2 | 3.3 | 0.6 | 0.6 | -4.4 | 7.8 | 7.2 | 4.8 | -5.2 | 16.1 | -3 | 4.7 | -0.1 | -1.1 | -10.9 | 7.8 | -3.3 | -7.8 | -12.8 | -4.5 | -9.3 | -2.2 | -7.2 | 12.8 | 1.1 | -5 | -10 | 11.7 | 4.4 | 8.3 | 6.7 | 0.6 | -10 | 10.6 | -2.2 | -3 | -10 | 13.5 | 3.3 | 12.2 | 1.7 | -5 | -11.7 | 7.2 | 2.8 | 18.3 | 3.9 | 16.1 | -1.7 | 25.6 | 17.2 | 22.2 | 1.7 | 18.3 | 3.3 | 23.9 | 18.9 | 26.7 | 17.2 | 9.4 | -10 | 18.3 | 10.7 | -9.4 | -18.9 | 9.4 | 7.8 | 8.9 | -1.1 | -8.3 | -17.8 | 12.8 | 10.6 | 4.2 | -9.1 | 5 | -6.1
-11 | -12 | -4.4 | -14.4 | 8.9 | -0.6 | 25.6 | 17.8 | 7.2 | -7.8 | 14.4 | 7.2 | 8 | 6 | 12.8 | 8.3 | 16.7 | 10 | 12.8 | 4.4 | 14.4 | 5.6 | 17.2 | 6.7 | 2.9 | -2.9 | 9.7 | -9.3 | 20 | 18 | 22.2 | 14.4 | 24.4 | 16.1 | 20.6 | 12.8 | 21.7 | 17.8 | 12.8 | 11.7 | 26.3 | 18.7 | 1.1 | -6.7 | 7.1 | -0.5 | -1.1 | -9.4 | 0.6 | -8.9 | 4.4 | -3.9 | 1.7 | -7.2 | 11.1 | 0 | 14.4 | 11.4 | -0.6 | -7.2 | -4 | -9 | -4.4 | -12.8 | 2.2 | -8.9 | -1.1 | -7.2 | -1.1 | -2.8 | -0.6 | -5.6 | -8.3 | -19.4 | -2.2 | -11.1 | 3.3 | -7.2 | 3.3 | 1.7 | 1.1 | -7.8 | 21.8 | 9.4 | -5 | -8 | 2.4 | -2.9 | 7.8 | -5 | 21.1 | 12.8 | 22.2 | 6.7 | 3.3 | 0.3 | 1.7 | -3.9 | 7.8 | 5.6 | 5.6 | -7.8 | 17.2 | -3.3 | 5.6 | 0.6 | -0.6 | -12.2 | 7.2 | -1.7 | -7.8 | -12.8 | -3.9 | -9.4 | -0.6 | -7.2 | 14.5 | 1.7 | -3 | -8 | 13.9 | 3.9 | 8.3 | 7.2 | 0.6 | -10 | 11.1 | -7.8 | -3 | -10 | 14.4 | 2.8 | 13.3 | 1.7 | -4.4 | -10.1 | 7.8 | 2.8 | 19.1 | 4.1 | 17.2 | -1.7 | 26.7 | 18.3 | 22.2 | 2.2 | 19.4 | 3.6 | 20 | 15 | 26.7 | 14.8 | 10.6 | -10 | 19.4 | 10.6 | -7.8 | -17.8 | 8.9 | 7.2 | 10 | -0.6 | -7 | -16.1 | 12.8 | 10.6 | 4.1 | -7.4 | 6.7 | -6.1
-10 | -11 | -3.9 | -15.6 | 10 | 0 | 25.6 | 16.7 | 8.3 | -9.4 | 15.6 | 6.1 | 8 | 6 | 13.3 | 8 | 16.7 | 11.1 | 13.9 | 3.3 | 12.2 | 7.2 | 16.7 | 8.3 | 3.3 | -3.3 | 10.6 | -11.1 | 21 | 19 | 22.9 | 12 | 25 | 16.1 | 18.9 | 12.2 | 21.7 | 17.8 | 12.8 | 12.2 | 27.2 | 18.9 | 1.7 | -6.7 | 7.8 | -2.2 | -0.6 | -9.4 | 2.2 | -8.9 | 5.6 | -4.4 | 1.9 | -6.6 | 11.7 | -0.6 | 14.4 | 11 | -1.1 | -7.2 | -4 | -9 | -3.3 | -12.8 | 1.7 | -10 | -0.6 | -6.7 | -1.7 | -2.8 | 0 | -5.6 | -7.2 | -19.7 | -1.7 | -11.7 | 3.3 | -7.8 | 3.9 | 1.7 | 2.8 | -6.7 | 22.6 | 10.1 | -5 | -8.3 | 3.9 | -1.7 | 8.3 | -5.2 | 21.7 | 11.7 | 21.1 | 8.3 | 3.3 | 0.2 | 2.2 | -3.3 | 7.8 | 4.4 | 5.8 | -6.9 | 17.4 | -4 | 5.2 | 0.2 | -0.2 | -10.3 | 7.2 | -2.2 | -7.2 | -13.3 | -3.5 | -8.5 | 0.6 | -6.1 | 16.1 | 1.8 | -3 | -9 | 15 | 3.3 | 8.9 | 7.8 | 1.1 | -10.6 | 12.2 | -3.3 | -3 | -10 | 14.4 | 2.6 | 13.3 | 1.7 | -3.9 | -9.4 | 7.8 | 3.3 | 19.8 | 3.5 | 17.8 | -0.6 | 27.2 | 17.8 | 22.2 | 2.8 | 20.6 | 3.8 | 18.3 | 15.6 | 26.7 | 12.4 | 11.1 | -9.4 | 18.9 | 9.7 | -6.7 | -16.7 | 8.9 | 6.7 | 10.6 | -1.1 | -5.7 | -15.4 | 12.8 | 10.6 | 3.9 | -7.2 | 7.8 | -5.6
-8 | -10 | -3.9 | -14.4 | 10 | -0.6 | 25 | 16.7 | 7.8 | -6.3 | 13.9 | 6.1 | 8 | 6 | 13.9 | 7.5 | 16.1 | 8.3 | 15.6 | 3.9 | 12.2 | 6.7 | 16.7 | 9.4 | 2.9 | -2.3 | 11.1 | -9.8 | 21 | 18 | 23.7 | 9 | 25 | 16.1 | 20.6 | 10 | 17.8 | 15 | 13.3 | 12.8 | 26.7 | 18.6 | 2.2 | -7.2 | 8 | -2.3 | 0 | -10.6 | 3.3 | -8.9 | 7.2 | -4.4 | 2 | -7 | 12.8 | -0.6 | 14.4 | 10.6 | -1.1 | -7.2 | -3 | -7 | -3.3 | -12.2 | 1.1 | -11.7 | -1.1 | -6.7 | -1.7 | -2.8 | 1.1 | -5 | -6.1 | -21.7 | -1.1 | -10.6 | 5 | -7.8 | 3.9 | 1.7 | 2.8 | -6.7 | 23.3 | 10.6 | -3.9 | -8.2 | 3.7 | -1.6 | 8.9 | -6.1 | 20.6 | 13.3 | 22.2 | 8.9 | 3.3 | 0 | 2.2 | -3.3 | 8.9 | 5.6 | 5.9 | -7.1 | 17.6 | -5 | 4.8 | -0.2 | 0.2 | -10 | 7.2 | -2.2 | -6.7 | -12.2 | -3.2 | -8.4 | 1.7 | -6.1 | 17.8 | 2.2 | -3 | -8 | 14.4 | 1.7 | 8.9 | 7.8 | 1.1 | -9.4 | 13.3 | -2.2 | -2 | -7 | 14.4 | 2 | 12.8 | 1.7 | -3.3 | -9.4 | 8.3 | 2.8 | 20.6 | 3.3 | 18.9 | 0 | 27.2 | 17.8 | 22.2 | 4.4 | 21.7 | 3.9 | 20.6 | 15.6 | 26.7 | 8.9 | 12.2 | -8.9 | 18.3 | 8.3 | -6.1 | -17.2 | 8.9 | 6.7 | 11.7 | -1.1 | -4.4 | -16.1 | 12.8 | 10.6 | 3 | -5.4 | 8.9 | -7.8
-8 | -10 | -3.3 | -14.4 | 10 | -0.6 | 25 | 16.7 | 7.2 | -5.2 | 12.2 | 6.1 | 8 | 6 | 14.4 | 6.7 | 16.1 | 6.7 | 15.6 | 1.1 | 11.1 | 7.2 | 15.6 | 10 | 2.6 | -1.9 | 11.7 | -9.9 | 21 | 18 | 24.4 | 4.4 | 25 | 16.7 | 20 | 8.9 | 17.8 | 15 | 13.3 | 12.8 | 26.1 | 18.5 | 2.8 | -6.7 | 8.1 | -3 | -0.7 | -9.8 | 3.9 | -7.8 | 6.7 | -4.4 | 2.2 | -8.3 | 13.9 | -0.6 | 13.7 | 10.2 | -1.7 | -7.2 | -4 | -6 | -3.3 | -13.9 | 1.1 | -11.1 | -1.1 | -6.7 | -1.7 | -2.8 | 1.1 | -6.1 | -6.3 | -20.7 | -1.7 | -10.6 | 4.4 | -7.2 | 3.9 | 0.6 | 2.2 | -6.7 | 22.4 | 10.6 | -2.8 | -8.7 | 3.5 | -1.8 | 9.4 | -8.3 | 20 | 14.4 | 22.2 | 8.3 | 3.5 | 0.2 | 2.8 | -2.8 | 8.9 | 5.6 | 6.1 | -8.3 | 17.8 | -7.2 | 4.4 | -0.6 | 0.6 | -10.6 | 7.2 | -2.2 | -6.7 | -11.7 | -2.8 | -8.9 | 2.2 | -6.7 | 17.6 | 2.4 | -2 | -7 | 13.3 | 3.3 | 9.4 | 7.8 | 1.1 | -10 | 13.3 | -1.7 | -2 | -7 | 14.4 | 1.7 | 13.9 | 1.1 | -2.6 | -8.2 | 7.8 | 2.8 | 19.3 | 3.5 | 18.9 | -0.6 | 26.7 | 17.8 | 21.7 | 4.4 | 20.6 | 3.3 | 21.1 | 14.4 | 25.2 | 7.8 | 12.2 | -8.9 | 17.8 | 7.2 | -5.6 | -16.7 | 8.3 | 6.1 | 11.1 | -1.7 | -4.6 | -14.4 | 12.8 | 11.1 | 2 | -5.2 | 8.3 | -10
-8 | -10 | -2.8 | -15.6 | 9.4 | -0.6 | 23.9 | 17.2 | 6.7 | -4.4 | 12.8 | 6.7 | 8 | 6 | 13.7 | 7 | 15 | 8.3 | 15.6 | 2.2 | 11.7 | 7.2 | 13.3 | 10 | 2.2 | -1.7 | 12.2 | -11.7 | 21 | 18 | 22 | 8.2 | 24.4 | 17.2 | 19.4 | 9.4 | 17.8 | 15 | 13.9 | 12.8 | 25.6 | 18.3 | 2.8 | -6.1 | 8.3 | -4.4 | -1.5 | -10 | 3.9 | -7.8 | 6.7 | -4.4 | 1.1 | -8 | 14.4 | 0 | 12.9 | 9.4 | -1.7 | -5.6 | -4 | -8 | -4.4 | -15.6 | -0.6 | -11.7 | -1.7 | -6.7 | -1.7 | -3.9 | 0.6 | -5.6 | -6.5 | -21.2 | -1.7 | -10 | 3.9 | -6.7 | 2.8 | 0.6 | 1.1 | -6.7 | 21.5 | 10.4 | -1.7 | -10.6 | 3.3 | -2.2 | 7.9 | -8.4 | 18.9 | 13.9 | 22.2 | 8.9 | 3.7 | 0.4 | 2.8 | -2.2 | 10 | 5 | 4.1 | -7.1 | 16.1 | -5 | 3.9 | -0.9 | -0.5 | -9.3 | 7.2 | -2.8 | -7.2 | -12.8 | -3.3 | -8 | 2.2 | -6.7 | 17.4 | 2.6 | -2 | -9 | 12.8 | 3.3 | 8.9 | 7.2 | 1.1 | -10.6 | 12.2 | -1.7 | -1 | -7 | 13.7 | 1.7 | 14.4 | -0.6 | -1.8 | -7.4 | 6.7 | 2.2 | 18 | 3.5 | 18.9 | 0 | 25.6 | 18.3 | 21.1 | 3.3 | 19.4 | 2.3 | 21.1 | 14.4 | 23.7 | 6.5 | 12.2 | -8.9 | 15.4 | 4.8 | -6.1 | -15 | 8.3 | 6.1 | 10.6 | -1.1 | -4.8 | -14.3 | 12.8 | 10.6 | 1.1 | -5.6 | 8.3 | -6.7
-9 | -11 | -2.8 | -13.3 | 7.2 | -1.1 | 23.9 | 17.2 | 4.3 | -3.9 | 12.2 | 6.7 | 7 | 6 | 12.9 | 7.2 | 13.9 | 7.8 | 13.9 | 3.3 | 11.1 | 7.2 | 12.2 | 10 | 2.2 | -2 | 9.1 | -9.3 | 21 | 18 | 19.6 | 10.1 | 23.3 | 17.2 | 18.9 | 10 | 17.8 | 15 | 13.9 | 12.8 | 24.8 | 18 | 2.8 | -6.1 | 7.4 | -3.6 | -2.2 | -11.7 | 1.1 | -2.2 | 6.1 | -5 | 0 | -8.6 | 12.2 | 0 | 12.2 | 8.9 | -1.1 | -5.6 | -6 | -8 | -6.1 | -13.9 | -1.7 | -10 | -2.2 | -6.7 | -1.7 | -4.4 | 0 | -5.6 | -6.7 | -23.3 | -1.7 | -9.4 | 2.8 | -6.1 | 2.8 | 0 | 0.6 | -6.7 | 20.6 | 10.6 | -3.5 | -10.8 | 2.6 | -1.7 | 6.5 | -9.1 | 17.8 | 13.9 | 20 | 10.6 | 3.9 | 0.6 | 2.8 | -2.2 | 8.9 | 6.1 | 2 | -7 | 14.5 | -3.8 | 3.3 | -1.6 | -1.7 | -9.5 | 6.7 | -3.3 | -8.3 | -13.9 | -3.9 | -8 | 2.2 | -6.1 | 17.2 | 2.8 | -2 | -9 | 11.1 | 3.9 | 8.3 | 7.2 | -0.6 | -11.1 | 11.1 | -3.3 | -2 | -7 | 12.9 | 1.9 | 11.1 | -2.8 | -1.1 | -7.8 | 6.1 | 2.2 | 16.7 | 3.3 | 17.8 | 0 | 23.9 | 18.9 | 20 | 3.3 | 18.3 | 1.7 | 20 | 13.9 | 22.2 | 5 | 10.6 | -8.9 | 13 | 2 | -7.8 | -15.6 | 8.9 | 6.1 | 7.2 | -1.7 | -5 | -15 | 12.2 | 10 | 0.9 | -5.1 | 6.1 | -5
-11 | -13 | -3.9 | -13.9 | 5 | -1.1 | 22.8 | 17.8 | 1.8 | -4.3 | 11.7 | 7.2 | 6 | 5 | 12.2 | 7.2 | 13.9 | 9.4 | 11.7 | 4.4 | 11.1 | 6.1 | 11.1 | 10 | 2.2 | -2.7 | 5.9 | -8.8 | 19 | 18 | 17.2 | 11.1 | 22.8 | 16.7 | 16.7 | 12.2 | 17.8 | 15 | 13.3 | 12.8 | 24.1 | 17.6 | 1.7 | -5.6 | 6.5 | -3.3 | -3.3 | -10 | 1.1 | -1.1 | 1.1 | -4.4 | -1.1 | -10.6 | 9.4 | 0 | 11.8 | 8.9 | -1.7 | -2.8 | -6 | -8 | -7.2 | -14.4 | -2.2 | -10.6 | -2.8 | -6.7 | -2.2 | -3.9 | -1.1 | -5.6 | -9.5 | -22.1 | -2.2 | -7.8 | 1.1 | -6.1 | 2.2 | -0.6 | -0.6 | -6.7 | 18.9 | 10.8 | -5.4 | -12.2 | 1.8 | -1.6 | 5 | -11.7 | 17.2 | 14.4 | 18.3 | 11.1 | 3.2 | -0.1 | 0.6 | -2.8 | 7.8 | 6.7 | 0 | -8.3 | 12.8 | -3.9 | 2.8 | -2.2 | -2.8 | -10.6 | 6.7 | -3.3 | -8.9 | -13.3 | -4.4 | -8.3 | 1.7 | -5.6 | 15.5 | 2.7 | -3 | -8 | 9.4 | 3.3 | 8.9 | 7.8 | -1.7 | -11.1 | 10 | -1.1 | -3 | -10 | 12.2 | 1.7 | 8.9 | -6.7 | -1.5 | -6.8 | 5.6 | 2.2 | 15.6 | 3.4 | 12.2 | 0.6 | 22.2 | 19.4 | 19.4 | 3.3 | 17 | 2.2 | 18.9 | 12.2 | 20.5 | 5.3 | 7.8 | -8.9 | 10.6 | -0.6 | -9.4 | -15 | 8.9 | 6.1 | 5.6 | -1.7 | -5.6 | -13.4 | 11.7 | 9.4 | 0.8 | -5.4 | 4.5 | -4.2
-12 | -13 | -6.1 | -14.4 | 3.9 | -0.6 | 23.3 | 17.8 | -0.6 | -5.6 | 11.1 | 7.2 | 4 | 4 | 11.1 | 7.3 | 13.9 | 10.6 | 10.6 | 5 | 11.1 | 6.1 | 10.6 | 10 | 2.2 | -3.9 | 2.8 | -10.6 | 18 | 18 | 16.3 | 8.8 | 22.8 | 16.7 | 15.6 | 13.3 | 16.7 | 15 | 13.3 | 12.8 | 23.3 | 17.2 | 1.7 | -4.4 | 5.6 | -3.9 | -4.5 | -9.6 | 1.1 | -1.1 | -1.1 | -5 | -2 | -9.2 | 7.2 | 0 | 11.5 | 8.9 | -1.1 | -2.8 | -9 | -11 | -8.3 | -17.8 | -3.3 | -12.2 | -2.8 | -6.1 | -2.2 | -4.4 | -1.7 | -5.6 | -12.2 | -22.8 | -2.2 | -7.2 | 1.1 | -7.8 | 2.2 | -1.1 | -1.1 | -6.1 | 17.3 | 10.7 | -7.2 | -14.4 | 1.1 | -1.7 | 3.9 | -10.1 | 16.7 | 14.4 | 17.2 | 12.2 | 2.4 | -0.8 | -0.6 | -3.3 | 6.1 | 5 | -1.3 | -6.9 | 12.2 | -3.5 | 2.8 | -1.9 | -3.9 | -9.8 | 6.7 | -3.3 | -8.9 | -12.8 | -4.4 | -7.9 | 2.2 | -5 | 13.9 | 2.8 | -5 | -8 | 9.4 | 3.3 | 8.9 | 7.2 | -1.7 | -11.1 | 8.3 | -2.2 | -4 | -10 | 11.5 | 0.3 | 7.2 | -6.1 | -1.8 | -6.7 | 5 | 2.2 | 14.4 | 3.5 | 10 | 1.7 | 22.2 | 19.4 | 18.9 | 3.3 | 15.7 | 2.8 | 18.3 | 11.7 | 18.9 | 5.7 | 6.1 | -8.9 | 9.3 | -0.8 | -10.6 | -16.7 | 9.4 | 6.1 | 2.2 | -2.8 | -6.1 | -13.1 | 11.7 | 9.4 | 0.6 | -6.7 | 2.8 | -5
-11 | -13 | -6.1 | -15.6 | 3.3 | -1.1 | 22.8 | 17.8 | -1.3 | -5.4 | 11.1 | 7.2 | 4 | 3 | 10 | 6.9 | 13.3 | 11.1 | 8.9 | 5 | 10.6 | 5.6 | 9.4 | 9.4 | 1.8 | -2.6 | 2.1 | -9 | 18 | 17 | 15.3 | 5.8 | 22.8 | 16.7 | 15 | 13.9 | 16.1 | 15 | 13.9 | 12.8 | 23.1 | 17.1 | 1.7 | -5.6 | 3.9 | -3.2 | -5.6 | -10 | 1.7 | -0.6 | -1.1 | -5.6 | -3 | -9.3 | 6.7 | 0 | 11.1 | 8.9 | -1.1 | -1.7 | -9 | -11 | -8.9 | -18.9 | -4.4 | -13.9 | -2.2 | -5.6 | -2.2 | -3.9 | -2.2 | -5.6 | -15 | -25 | -2.2 | -6.7 | 0 | -7.2 | 1.7 | -1.7 | -1.7 | -6.7 | 15.6 | 10.6 | -7 | -13.7 | 0.2 | -1.8 | 2.8 | -9.9 | 16.7 | 13.9 | 16.7 | 11.7 | 1.7 | -1.7 | -1.7 | -3.9 | 6.7 | 5.6 | -2.6 | -6.8 | 11.7 | -3.2 | 2.8 | -1.7 | -5 | -9.8 | 6.7 | -3.3 | -10 | -12.2 | -4.4 | -7.9 | 0.6 | -3.9 | 12.2 | 2.2 | -5 | -8 | 8.9 | 3.9 | 8.3 | 6.7 | -1.7 | -11.1 | 6.1 | 0 | -4 | -10 | 10.7 | -1.5 | 5.6 | -6.7 | -2.2 | -7.2 | 3.3 | 1.7 | 13.3 | 3.3 | 5.6 | 0.6 | 21.7 | 18.9 | 17.8 | 3.3 | 14.4 | 2.8 | 17.2 | 10 | 17.2 | 5.6 | 6.7 | -8.9 | 8 | -0.9 | -11.1 | -15.6 | 9.4 | 6.7 | 2.2 | -2.8 | -6.7 | -13.3 | 10.6 | 8.9 | -0.9 | -6.7 | 2.8 | -4.7
-11 | -13 | -6.1 | -15 | 2.2 | -1.1 | 23.3 | 17.8 | -2.1 | -5.8 | 11.1 | 7.2 | 4 | 4 | 8.9 | 6.7 | 13.9 | 11.1 | 8.3 | 5 | 9.4 | 5.6 | 8.9 | 8.9 | 1.5 | -1.7 | 1.3 | -9.1 | 18 | 18 | 14.4 | 2.8 | 22.2 | 16.1 | 14.4 | 14.4 | 16.1 | 15 | 13.3 | 11.7 | 23 | 17 | 1.7 | -5.6 | 2.3 | -3.2 | -6.1 | -9.7 | 2.2 | -0.6 | -2.8 | -7.2 | -3.9 | -10 | 6.1 | 0 | 10.7 | 8.5 | -0.6 | -1.7 | -10 | -11 | -9.4 | -20 | -6.1 | -15.6 | -2.2 | -5 | -2.2 | -3.9 | -2.8 | -6.1 | -15.4 | -24.2 | -2.2 | -6.1 | -0.6 | -7.2 | 1.1 | -2.2 | -1.7 | -6.1 | 15.2 | 10.8 | -6.9 | -13.8 | -0.8 | -2.2 | 1.7 | -11.1 | 16.7 | 13.9 | 17.2 | 12.2 | 0.9 | -1.9 | -2.2 | -4.4 | 6.7 | 5.6 | -3.9 | -7.2 | 11.1 | -3.9 | 2.8 | -1.7 | -6.1 | -10.6 | 6.1 | -3.3 | -9.4 | -12.8 | -4.4 | -8.3 | 0.6 | -2.8 | 11.8 | 2 | -6 | -10 | 7.2 | 3.3 | 8.3 | 6.1 | -2.2 | -11.1 | 5 | -0.6 | -3 | -10 | 10 | -3.3 | 4.4 | -6.7 | -2.9 | -6.6 | 4.4 | 2.2 | 13.9 | 3.7 | 4.4 | 0 | 21.7 | 19.4 | 16.1 | 3.9 | 13.9 | 3.4 | 16.1 | 8.9 | 16.7 | 4.7 | 5 | -8.3 | 6.7 | -1.7 | -12.2 | -15.6 | 9.4 | 6.1 | 1.7 | -3.3 | -6.5 | -12.3 | 10.6 | 8.9 | -2.4 | -7.6 | 2.8 | -4.9
-11 | -13 | -5.6 | -12.8 | 1.1 | -1.7 | 22.2 | 17.8 | -2.8 | -6.7 | 10.6 | 7.2 | 4 | 4 | 8.5 | 6.3 | 13.9 | 10.6 | 7.2 | 4.4 | 8.3 | 5.6 | 8.9 | 8.9 | 1.1 | -1.1 | 0.6 | -10 | 18 | 18 | 13.1 | 2.9 | 22.2 | 17.2 | 15 | 14.4 | 16.1 | 15 | 12.8 | 11.7 | 22.8 | 16.7 | 0.6 | -5.6 | 0.6 | -3.9 | -6.7 | -10 | 2.8 | 0 | -3.3 | -6.7 | -4.6 | -9.4 | 5.6 | 1.1 | 10.4 | 8.2 | 0 | -1.1 | -10 | -11 | -10.6 | -17.8 | -6.7 | -15.6 | -1.7 | -4.4 | -2.2 | -3.9 | -2.8 | -6.1 | -15.7 | -24.7 | -2.2 | -6.1 | -1.1 | -6.7 | 0.6 | -3.3 | -2.2 | -7.2 | 14.8 | 10.8 | -6.7 | -15 | -1.7 | -2.8 | 0.8 | -9 | 17.2 | 14.4 | 16.7 | 12.2 | 0.2 | -2.4 | -3.3 | -5 | 7.2 | 5.6 | -4.3 | -7 | 10 | -3.5 | 2.6 | -1.9 | -6.5 | -10.2 | 5.6 | -3.3 | -10 | -12.8 | -4.2 | -7.7 | 0.6 | -1.7 | 11.5 | 1.4 | -6 | -11 | 5.6 | 2.2 | 7.2 | 5 | -2.8 | -8.9 | 3.3 | -1.7 | -3 | -10 | 8.3 | -4 | 3.3 | -6.7 | -3.7 | -6.7 | 4.4 | 2.2 | 14.4 | 3.8 | 3.3 | 0 | 21.7 | 19.4 | 15.6 | 3.3 | 13.3 | 3.7 | 15.6 | 7.2 | 16.1 | 3.9 | 6.1 | -8.9 | 6.9 | -1.3 | -12.8 | -15 | 9.4 | 6.1 | 2.2 | -3.3 | -6.3 | -11.9 | 10.6 | 8.3 | -3.9 | -9.4 | 2.8 | -6.1
-11 | -12 | -5 | -12.2 | 1.1 | -1.7 | 22.2 | 17.8 | -3.2 | -6.6 | 10.6 | 6.1 | 0 | 0 | 8.2 | 6 | 13.3 | 10 | 6.7 | 4.4 | 7.8 | 5 | 8.3 | 8.3 | -0.4 | -1.7 | 0.4 | -8.5 | 18 | 18 | 11.9 | 2.6 | 22.2 | 17.2 | 14.4 | 13.9 | 16.1 | 15 | 12.8 | 11.7 | 22.6 | 16.9 | 0 | -5.6 | -0.2 | -3.8 | -7.2 | -10.6 | 0.6 | -5 | -3.9 | -7.2 | -5.4 | -9.8 | 3.9 | 0.6 | 10 | 7.8 | -0.6 | -0.6 | -8 | -10 | -10.6 | -16.7 | -7.2 | -16.1 | -1.1 | -4.4 | -2.8 | -3.3 | -3.3 | -5.6 | -16.1 | -26.1 | -1.7 | -5.6 | -2.2 | -6.7 | 0.6 | -3.3 | -2.2 | -6.7 | 14.4 | 11.1 | -5.9 | -13.1 | -1.7 | -3.4 | -0.2 | -8.3 | 16.7 | 15 | 16.1 | 12.8 | -0.6 | -3.3 | -3.3 | -5 | 7.8 | 5 | -4.6 | -7.2 | 8.9 | -3.5 | 2.4 | -2.2 | -6.8 | -10.4 | 4.4 | -3.9 | -9.4 | -12.2 | -4.1 | -7.6 | 1.1 | -1.1 | 11.1 | 1.1 | -6 | -11 | 4.4 | 1.7 | 6.7 | 3.9 | -3.3 | -9.4 | 2.2 | -1.7 | -4 | -10 | 6.7 | -4.7 | 2.8 | -7.8 | -4.4 | -7.2 | 4.4 | 1.7 | 15 | 3.9 | 2.8 | 0 | 21.7 | 18.9 | 15 | 3.3 | 12.8 | 3.9 | 15 | 6.1 | 15.6 | 2.8 | 4.4 | -8.9 | 7 | -1.2 | -13.9 | -15.6 | 9.4 | 6.7 | 1.7 | -3.3 | -6.1 | -12.2 | 10 | 6.7 | -4.3 | -8.9 | 1.5 | -5.2
-11 | -12 | -5 | -10 | 1.1 | -1.1 | 21.7 | 18.3 | -3.5 | -6.9 | 10 | 6.1 | 0 | 0 | 7.8 | 5.6 | 13.9 | 11.1 | 5.6 | 3.3 | 7.2 | 5 | 8.3 | 8.3 | -1.8 | -2.4 | 0.2 | -8.2 | 18 | 17 | 10.6 | 2.2 | 22.2 | 17.8 | 14.4 | 13.9 | 16.7 | 15 | 12.2 | 10.6 | 22.4 | 16.7 | -1.1 | -6.1 | -0.9 | -4.2 | -7.4 | -10.2 | -1.7 | -7.2 | -3.9 | -7.2 | -6.1 | -10.6 | 3.3 | 0.6 | 9.1 | 7.4 | 0 | 0 | -13 | -15 | -10.6 | -16.6 | -8.9 | -16.1 | -1.1 | -4.4 | -2.8 | -3.3 | -3.3 | -5 | -17.8 | -26 | -2.2 | -5 | -3.3 | -6.7 | 0 | -3.3 | -2.8 | -6.1 | 14.2 | 11.4 | -5.2 | -12.2 | -1.7 | -3.9 | -1.1 | -8.9 | 16.1 | 15 | 15.6 | 13.9 | -0.6 | -3 | -2.8 | -5 | 6.7 | 5.6 | -5 | -7.8 | 7.8 | -4.4 | 2.2 | -2.8 | -7.2 | -11.1 | 3.9 | -3.9 | -8.9 | -14.4 | -3.9 | -7.8 | 1.7 | -0.6 | 10.2 | 1 | -5 | -10 | 3.3 | 1.1 | 6.1 | 4.4 | -4.4 | -10 | 1.1 | -2.2 | -3 | -10 | 5 | -6.7 | 1.1 | -7.8 | -5 | -7.3 | 4.4 | 1.7 | 14.4 | 4.4 | 2.8 | 0.6 | 21.1 | 18.9 | 14.4 | 2.8 | 12.1 | 4.4 | 15 | 5.6 | 14.5 | 3.3 | 3.9 | -8.3 | 7.2 | -1.7 | -14.4 | -16.7 | 9.4 | 6.7 | 1.1 | -2.8 | -6.3 | -11.5 | 9.4 | 6.1 | -4.6 | -9.2 | 0.2 | -5.3
-11 | -12 | -5.6 | -11.1 | 2.8 | 0 | 20 | 17.2 | -3.9 | -7.8 | 10 | 6.1 | 0 | 0 | 7.2 | 5.2 | 13.9 | 10.6 | 5 | 3.3 | 7.8 | 5.6 | 8.9 | 8.9 | -3.3 | -3.3 | 0 | -8.9 | 18 | 17 | 9.8 | 1.7 | 22.2 | 17.8 | 14.4 | 13.3 | 16.7 | 15 | 11.1 | 10 | 22.2 | 16.7 | -1.1 | -5.6 | -1.7 | -5 | -7.6 | -10.1 | -5.6 | -11.1 | -3.9 | -6.7 | -6.1 | -10 | 3.3 | 1.1 | 8.1 | 7.1 | 0 | 0 | -12 | -12 | -10.6 | -16.4 | -8.9 | -16.7 | -1.1 | -4.4 | -2.8 | -3.3 | -3.3 | -4.4 | -19.4 | -26.7 | -2.2 | -4.4 | -3.9 | -6.7 | 0 | -3.9 | -3.3 | -6.1 | 14.1 | 12 | -4.4 | -12.2 | -1.7 | -5 | -1.5 | -8.3 | 16.7 | 15.6 | 16.7 | 15 | -0.6 | -3 | -2.8 | -5 | 6.7 | 6.7 | -5.4 | -7.8 | 6.7 | -4.1 | 1.5 | -3 | -7.9 | -11.2 | 3.9 | -3.9 | -8.3 | -13.3 | -3.7 | -7.2 | 0 | -1.7 | 9.2 | 0.6 | -7 | -11 | 2.8 | 0 | 6.7 | 4.4 | -3.3 | -10 | 0 | -3.3 | -3 | -10 | 4.1 | -6.5 | 0.6 | -7.8 | -5.5 | -7.7 | 4.4 | 1.7 | 13.9 | 4.8 | 2.2 | 0 | 20.6 | 18.3 | 12.8 | 2.8 | 11.3 | 4.3 | 14.4 | 5 | 13.3 | 3.4 | 3.3 | -7.8 | 6.8 | -0.4 | -15 | -16.7 | 9.4 | 6.7 | 1.7 | -2.8 | -6.5 | -11.6 | 8.9 | 6.1 | -5 | -10 | -1.1 | -6.1
-12 | -13 | -6.7 | -11.1 | 3.3 | 0 | 19.4 | 16.7 | -4.6 | -7.6 | 9.4 | 6.1 | 0 | 0 | 6.7 | 4.9 | 13.9 | 10.6 | 3.9 | 3.3 | 8.9 | 7.2 | 9.4 | 9.1 | -4.4 | -4.4 | -0.2 | -7.9 | 18 | 18 | 9.1 | 0.8 | 22.2 | 18.9 | 13.9 | 13.3 | 17.2 | 15 | 11.1 | 9.4 | 21.8 | 16.8 | -1.7 | -5 | -2.1 | -5 | -7.8 | -10.6 | -6.1 | -11.1 | -3.3 | -6.7 | -6.1 | -10 | 2.2 | 0 | 7.2 | 6.7 | 0.6 | 0.6 | -12 | -13 | -10.6 | -16.4 | -9.4 | -17.2 | -1.7 | -5 | -2.2 | -2.8 | -2.8 | -3.9 | -21.1 | -28.3 | -2.2 | -4.4 | -3.9 | -6.7 | 0 | -3.9 | -3.3 | -5.6 | 13.9 | 12.2 | -4.4 | -11.2 | -1.5 | -4.3 | -1.8 | -8.6 | 16.7 | 15 | 16.7 | 15.6 | -0.6 | -3.3 | -3.3 | -5 | 4.4 | 3.3 | -5.7 | -8.1 | 5.5 | -4.3 | 0.7 | -3.5 | -8.7 | -11.8 | 3.9 | -3.9 | -8.9 | -12.2 | -3.5 | -7 | -2.8 | -4.4 | 8.3 | 0.6 | -8 | -11 | 1.7 | -0.6 | 6.1 | 3.9 | -3.9 | -10.6 | -0.6 | -3.3 | -3 | -10 | 3.1 | -7.1 | 0 | -8.9 | -6.1 | -8.3 | 3.9 | 1.7 | 13.3 | 5 | 1.1 | -0.6 | 20 | 18.3 | 12.2 | 2.2 | 10.6 | 4.4 | 13.9 | 3.9 | 12.2 | 3.3 | 5 | -7.8 | 6.5 | 0.8 | -14.4 | -16.1 | 8.9 | 6.7 | 1.7 | -2.8 | -6.7 | -12.2 | 7.8 | 4.4 | -5 | -9.8 | -1.7 | -5.6
-12 | -13 | -5.6 | -9.4 | 1.1 | -1.7 | 19.4 | 16.7 | -5.4 | -8.1 | 9.4 | 6.1 | 2 | 1 | 6.1 | 4.4 | 13.9 | 11.1 | 4.4 | 4.4 | 8.3 | 6.1 | 10 | 9 | -5.6 | -5.6 | -0.4 | -8.1 | 18 | 18 | 8.3 | 0 | 22.8 | 18.9 | 13.9 | 12.8 | 17.8 | 15 | 10.6 | 9.4 | 21.5 | 16.7 | -1.7 | -5 | -2.4 | -5.3 | -8.2 | -10.4 | -6.7 | -11.1 | -3.9 | -7.2 | -6.1 | -10.6 | 2.2 | 0 | 7.4 | 6.4 | 1.1 | 1.1 | -15 | -16 | -10.6 | -16.2 | -10.6 | -16.1 | -1.7 | -5 | -2.2 | -2.8 | -2.2 | -3.9 | -20.7 | -26.9 | -2.2 | -5 | -3.3 | -6.7 | 0 | -4.4 | -4.4 | -6.1 | 13.2 | 12.1 | -4.4 | -11.2 | -1.3 | -3.8 | -2.2 | -10 | 16.1 | 15 | 16.7 | 15 | -0.6 | -3.1 | -3.9 | -5 | 5 | 1.7 | -6.1 | -8.9 | 4.4 | -5.6 | 0 | -4.4 | -9.4 | -12.8 | 3.3 | -3.9 | -8.9 | -11.1 | -3.3 | -7.2 | -5.6 | -7.2 | 7.2 | 0.4 | -9 | -11 | 1.1 | -1.1 | 5.6 | 3.9 | -3.9 | -10.6 | -1.7 | -3.9 | -3 | -10 | 2.2 | -8.9 | 0 | -8.3 | -6.5 | -8.8 | 3.9 | 1.7 | 13.1 | 5.5 | 0.6 | -0.6 | 20 | 18.3 | 16.7 | 1.1 | 10 | 5 | 13.3 | 2.8 | 12.8 | 3.2 | 5.6 | -8.3 | 6.1 | 1.7 | -15 | -16.7 | 8.9 | 6.1 | 1.1 | -2.8 | -6.3 | -11.4 | 6.1 | 3.3 | -5 | -9.9 | -2.2 | -5.6
-13 | -14 | -6.7 | -11.7 | 1.1 | -1.7 | 11.1 | 9.4 | -6.1 | -8.9 | 8.9 | 5.6 | -1 | -1 | 5.7 | 4 | 13.9 | 11.1 | 3.9 | 3.3 | 6.7 | 5 | 10.6 | 8.9 | -6.7 | -6.7 | -0.6 | -8.9 | 18 | 17 | 7.4 | -0.5 | 22.8 | 18.9 | 13.9 | 12.2 | 17.2 | 15 | 10.6 | 10 | 21.1 | 16.7 | -2.2 | -5 | -2.8 | -6.1 | -8.5 | -10.6 | -7.8 | -12.8 | -3.3 | -7.2 | -6.7 | -10.3 | 1.7 | 0 | 7.6 | 5.9 | 1.7 | 1.7 | -15 | -16 | -10.6 | -16.7 | -10.6 | -16.7 | -1.7 | -5 | -2.2 | -2.8 | -2.2 | -3.9 | -20.4 | -26.3 | -2.2 | -5 | -4.4 | -6.7 | -0.6 | -4.4 | -4.4 | -6.1 | 12.4 | 12 | -4.4 | -12.2 | -1.1 | -3.9 | -2.6 | -9.3 | 16.1 | 15 | 16.7 | 15 | -0.6 | -3.4 | -3.9 | -5 | 4.4 | -0.6 | -5.9 | -8.5 | 5 | -4.5 | -0.4 | -4.6 | -9.2 | -12.1 | 3.3 | -4.4 | -7.8 | -10.6 | -3.1 | -6.8 | -7.2 | -9.4 | 6.1 | 0.2 | -8 | -11 | 0.6 | -1.7 | 5.6 | 3.3 | -2.8 | -9.4 | -1.7 | -3.9 | -5 | -10 | 1.7 | -8.2 | -1.1 | -8.3 | -6.8 | -9.5 | 3.9 | 1.7 | 13 | 6.4 | 0 | -1.7 | 20.6 | 18.9 | 12.2 | -1.1 | 9.5 | 5.3 | 12.8 | 1.7 | 13.3 | 3.1 | 6.1 | -8.9 | 5.5 | 2.3 | -14.4 | -16.7 | 8.3 | 5.6 | 0 | -3.3 | -6 | -11.3 | 5.6 | 3.9 | -5 | -11.1 | -2.8 | -6.1
-16 | -17 | -8.3 | -12.2 | 0.6 | -1.7 | 9.4 | 7.8 | -4.8 | -8.4 | 8.3 | 4.4 | -1 | -2 | 5.4 | 3.7 | 13.9 | 11.1 | 3.3 | 2.8 | 7.2 | 5.6 | 10.6 | 8.9 | -5.9 | -6.9 | -0.2 | -7.9 | 17 | 17 | 6.5 | -0.8 | 22.8 | 19.4 | 13.3 | 12.2 | 17.2 | 15 | 10.6 | 10 | 21.7 | 16.9 | -2.8 | -5.6 | -3 | -5.9 | -8.9 | -11.1 | -8.9 | -13.9 | -3.3 | -7.8 | -7.2 | -10.5 | 1.7 | -0.6 | 7.8 | 5.6 | 1.7 | 1.7 | -14 | -15 | -10.6 | -17.2 | -10.6 | -17.2 | -2.2 | -5.6 | -1.7 | -2.8 | -2.2 | -3.9 | -20 | -26.1 | -2.2 | -4.4 | -5 | -6.7 | -1.1 | -4.4 | -4.4 | -5.6 | 11.7 | 11.7 | -3.9 | -11 | -0.5 | -2.9 | -2.9 | -9.8 | 16.7 | 15.6 | 17.2 | 15.6 | -0.6 | -3.9 | -3.3 | -5 | 4.4 | 0 | -5.8 | -8.5 | 5.5 | -4.1 | -0.7 | -5.3 | -9.1 | -12 | 2.2 | -4.4 | -7.2 | -10 | -3 | -6.8 | -8.3 | -10.6 | 5 | 0 | -8 | -10 | 0.6 | -1.7 | 5.6 | 3.9 | -2.8 | -8.9 | -1.7 | -3.3 | -5 | -10 | 1.1 | -8.5 | -1.1 | -8.9 | -7.2 | -10.6 | 3.3 | 1.7 | 12.8 | 6.7 | -0.6 | -2.8 | 20.6 | 18.3 | 8.9 | 0 | 8.9 | 5.6 | 12.2 | 3.9 | 13.9 | 2.8 | 6.7 | -8.9 | 5 | 2.9 | -14.4 | -17.2 | 7.8 | 5 | 0.6 | -3.3 | -5.6 | -11.7 | 4.4 | 2.2 | -3.7 | -10 | -2.2 | -7.2
-18 | -19 | -8.3 | -14.4 | 1.7 | -1.1 | 8.3 | 6.7 | -3.5 | -8.3 | 7.2 | 4.4 | -1 | -2 | 5 | 3.3 | 13.9 | 10.6 | 3.9 | 2.8 | 8.3 | 6.1 | 9.4 | 8.3 | -5.2 | -7.1 | 0.2 | -7.5 | 18 | 18 | 5.6 | -1.7 | 22.8 | 18.9 | 12.8 | 11.7 | 17.2 | 15 | 10.6 | 10 | 22.2 | 16.7 | -2.2 | -5.6 | -3.1 | -6 | -7 | -10.3 | -10.6 | -15 | -3.3 | -8.3 | -7.8 | -11.1 | 1.1 | 0 | 7.8 | 4.8 | 1.7 | 1.7 | -15 | -16 | -11.1 | -12.8 | -11.1 | -16.7 | -2.2 | -5.6 | -1.7 | -2.2 | -2.2 | -3.9 | -17.8 | -24.5 | -1.7 | -4.4 | -5 | -6.7 | -0.6 | -5 | -4.4 | -5.6 | 13 | 12.2 | -3.3 | -10.8 | 0 | -2.4 | -3.3 | -11.1 | 16.7 | 15.6 | 17.8 | 15.6 | -0.6 | -4 | -3.3 | -5 | 4.4 | -0.6 | -5.6 | -8.9 | 6.1 | -4.4 | -1.1 | -6.7 | -8.9 | -12.2 | 3.3 | -3.9 | -6.7 | -9.4 | -2.8 | -7.2 | -9.4 | -11.7 | 5 | 0.4 | -8 | -11 | 0 | -2.2 | 5 | 3.9 | -1.7 | -7.8 | -1.1 | -2.8 | -7 | -10 | 0.6 | -10 | -1.7 | -8.9 | -7.2 | -10.3 | 3.3 | 1.7 | 13.9 | 7.7 | -1.1 | -3.3 | 19.4 | 17.8 | 8.9 | 0 | 9.6 | 6.3 | 12.2 | 1.7 | 14.5 | 3 | 6.1 | -8.9 | 4.4 | 3.3 | -13.9 | -16.7 | 7.8 | 5.6 | -0.6 | -3.3 | -4.7 | -10.4 | 3.3 | 1.7 | -2.4 | -9.6 | -1.7 | -8.3
-17 | -18 | -8.3 | -15 | 5.6 | 2.8 | 8.3 | 6.7 | -2.2 | -9.4 | 6.7 | 3.3 | -1 | -1 | 7.2 | 4.5 | 13.9 | 10.6 | 5.6 | 3.9 | 10 | 7.2 | 10 | 8.9 | -4.4 | -7.8 | 0.6 | -8.3 | 19 | 18 | 8.7 | 1.4 | 22.8 | 19.4 | 12.8 | 11.7 | 17.8 | 16.1 | 10.6 | 10 | 22.8 | 16.7 | -1.1 | -4.4 | -3.3 | -6.7 | -5.2 | -9.8 | -11.7 | -15.6 | -2.2 | -7.2 | -5.6 | -9.9 | 3.9 | 0 | 7.8 | 3.8 | 3.3 | 3.3 | -15 | -17 | -11.1 | -13.3 | -7.8 | -15.6 | -1.1 | -5 | -1.7 | -2.2 | -2.8 | -3.9 | -15.5 | -23.4 | -1.7 | -3.9 | -2.8 | -5.6 | -0.6 | -5.6 | -3.9 | -5 | 14.3 | 12.9 | -2.8 | -11.7 | 0.6 | -2.2 | -2.2 | -10.5 | 18.3 | 16.1 | 18.3 | 15.6 | -0.6 | -4.5 | -0.6 | -2.2 | 4.4 | -1.1 | -1.5 | -6.6 | 8.9 | -3.2 | 0.7 | -4.7 | -6.9 | -11.1 | 4.4 | -3.9 | -5 | -6.7 | -1.7 | -6.2 | -8.9 | -11.7 | 5 | 0.7 | -6 | -10 | 1.1 | -0.6 | 5.6 | 4.4 | -0.6 | -6.1 | -1.7 | -2.2 | -6 | -10 | 1.7 | -8.5 | 0.6 | -8.3 | -7.2 | -10.5 | 2.8 | 1.7 | 15 | 8.3 | -1.7 | -3.9 | 20.6 | 18.3 | 10.6 | 0 | 10.4 | 7.1 | 11.7 | 2.8 | 15 | 2.9 | 8.3 | -8.9 | 4.4 | 3.4 | -10.6 | -14.4 | 7.2 | 3.9 | 2.2 | -2.8 | -3.7 | -9.4 | 3.9 | 2.8 | -1.1 | -10.6 | 0 | -7.2
-15 | -17 | -8.3 | -15.6 | 7.2 | 2.8 | 8.3 | 6.7 | 0.9 | -7.6 | 7.8 | 3.9 | 0 | 0 | 9.5 | 5.9 | 14.4 | 9.4 | 7.8 | 5 | 10.6 | 7.2 | 11.7 | 10 | -1.6 | -6.5 | 3.2 | -7 | 19 | 18 | 11.9 | 4.4 | 23.9 | 20 | 14.4 | 11.1 | 18.3 | 16.7 | 11.1 | 10 | 24.1 | 16.9 | 0.6 | -3.3 | -1.1 | -5 | -3.3 | -10.6 | -8.9 | -13.9 | 1.7 | -5.6 | -3.3 | -8.8 | 5.6 | 1.7 | 7.8 | 2.8 | 2.8 | 2.8 | -14 | -16 | -11.1 | -12.8 | -6.7 | -15.6 | 0.6 | -4.4 | -1.7 | -2.2 | -2.8 | -3.9 | -13.3 | -23.9 | -1.1 | -3.3 | 0.6 | -5.6 | 0 | -5 | -2.2 | -4.4 | 15.6 | 13.3 | -1.3 | -9.2 | 1.7 | -1.7 | -1.1 | -11.2 | 19.4 | 16.7 | 19.4 | 16.1 | -0.6 | -5.6 | 2.2 | 0.6 | 5.6 | -0.6 | 2.6 | -5.8 | 11.6 | -2.6 | 2.6 | -3.5 | -4.8 | -10.5 | 6.1 | -3.3 | -1.7 | -3.3 | -0.5 | -5.8 | -7.8 | -10.6 | 5 | 1.1 | -5 | -7 | 3.3 | 1.1 | 6.7 | 4.4 | 1.1 | -5.6 | 1.1 | -1.7 | -4 | -9 | 2.8 | -8.4 | 2.2 | -8.9 | -7.2 | -11.1 | 3.3 | 1.7 | 16.1 | 8.9 | -1.1 | -5 | 23.3 | 20 | 11.7 | 0 | 11.1 | 7.8 | 14.4 | 2.2 | 15.6 | 2.8 | 11.1 | -8.3 | 4.4 | 3.4 | -7.8 | -14.4 | 6.7 | 3.9 | 4.4 | -1.7 | -2.8 | -9.4 | 5 | 3.3 | 0 | -9.9 | 1.7 | -7.2
-13 | -16 | -7.2 | -13.3 | 10 | 2.8 | 8.3 | 6.7 | 4.1 | -7.4 | 8.9 | 3.9 | 3 | 3 | 11.7 | 6.7 | 15.6 | 10.6 | 11.1 | 5.6 | 10.6 | 7.2 | 16.1 | 10.6 | 1.1 | -6.4 | 5.7 | -6.7 | 21 | 18 | 15 | 7.2 | 25 | 20 | 15.6 | 10.6 | 18.9 | 16.7 | 11.7 | 10 | 25.4 | 16.8 | 3.3 | -0.6 | 1.1 | -4 | -2 | -9.2 | -7.8 | -13.3 | 5.6 | -2.8 | -1.1 | -9.4 | 8.3 | 2.2 | 8 | 2.9 | 2.2 | 1.7 | -11 | -12 | -11.1 | -12.8 | -5.6 | -13.3 | 2.2 | -4.4 | -1.1 | -1.1 | -2.2 | -4.4 | -10.7 | -20.9 | -0.6 | -2.8 | 4.4 | -4.4 | 1.1 | -4.4 | -0.6 | -4.4 | 16.7 | 13.1 | 0.2 | -8 | 2.8 | -1.5 | 0 | -13.3 | 20 | 16.7 | 21.7 | 15.6 | -0.6 | -5 | 4.4 | 1.1 | 8.3 | 0 | 6.7 | -6.7 | 14.4 | -2.8 | 4.4 | -2.8 | -2.8 | -11.1 | 7.2 | -3.3 | -1.1 | -2.8 | 0.6 | -6.1 | -6.7 | -9.4 | 5.9 | 0.8 | -1 | -8 | 6.7 | 2.2 | 6.1 | 4.4 | 2.8 | -4.4 | 5 | -0.6 | -2 | -7 | 3.9 | -9.4 | 3.9 | -9.4 | -6.1 | -9.5 | 3.9 | 1.7 | 15.9 | 10 | -1.7 | -5.6 | 23.9 | 19.4 | 12.8 | 0 | 12.2 | 8.3 | 16.7 | 1.7 | 16.7 | 5.4 | 13.3 | -8.9 | 4.4 | 3.3 | -5 | -14.4 | 6.7 | 2.8 | 6.1 | -0.6 | -0.8 | -7.4 | 6.1 | 5 | 1.1 | -10.4 | 3.9 | -7.2
-11 | -12 | -7.8 | -11.7 | 13.3 | 2.2 | 8.9 | 6.7 | 7.2 | -8.9 | 9.4 | 3.3 | 8 | 4 | 13 | 7.5 | 18.3 | 11.1 | 12.2 | 7.2 | 12.2 | 7.8 | 17.8 | 10 | 3.9 | -7.8 | 8.3 | -7.8 | 21 | 19 | 15.7 | 7.7 | 25 | 21.1 | 16.1 | 9.4 | 17.8 | 16.7 | 12.2 | 10 | 26.7 | 16.7 | 6.1 | 1.1 | 3.3 | -3.9 | -0.7 | -9 | -6.1 | -12.2 | 9.4 | -2.2 | 0.4 | -8.3 | 11.7 | 2.2 | 8.1 | 2.8 | 2.2 | 1.1 | -8 | -11 | -10.6 | -11.7 | -3.9 | -10.6 | 3.3 | -3.3 | -0.6 | -0.6 | -1.7 | -5 | -8.2 | -18.8 | 0 | -2.2 | 7.2 | -5 | 3.3 | -3.3 | 1.1 | -3.9 | 17.8 | 12.7 | 1.7 | -7.8 | 3.9 | -1.7 | 2 | -11.9 | 21.1 | 16.7 | 22.8 | 15 | -0.6 | -5 | 6.1 | 1.7 | 10 | -1.1 | 7.8 | -6.3 | 16.1 | -3 | 5.9 | -3.1 | -0.9 | -9.5 | 7.8 | -2.8 | -2.2 | -5 | 1.7 | -5 | -6.1 | -8.9 | 6.9 | 0.5 | 0 | -8 | 9.4 | 3.9 | 8.3 | 3.9 | 3.3 | -3.3 | 8.3 | -4.4 | 0 | -5 | 5.4 | -7.5 | 5 | -10 | -5 | -8.3 | 6.7 | 2.8 | 15.8 | 11 | -2.8 | -4.4 | 25.6 | 19.4 | 13.9 | 0 | 13.3 | 8.6 | 18.3 | -3.3 | 17.8 | 7.3 | 13.9 | -8.9 | 5.2 | 3.9 | -2.8 | -10 | 8.3 | 3.9 | 7.8 | -1.1 | 1.3 | -6.4 | 9.4 | 3.9 | 2.2 | -12.8 | 3.9 | -7.2
-8 | -12 | -6.7 | -11.1 | 14.4 | 2.2 | 8.9 | 6.7 | 7.6 | -7.9 | 10.6 | 3.3 | 8 | 4 | 14.3 | 7.8 | 17.8 | 11.1 | 14.4 | 7.8 | 13.3 | 7.2 | 18.9 | 11.1 | 5.4 | -6.6 | 9.6 | -6.3 | 22 | 19 | 16.5 | 8 | 25.6 | 21.7 | 16.1 | 10 | 18.3 | 17.2 | 12.2 | 10 | 26.9 | 16.2 | 8.3 | 2.8 | 4.2 | -3.6 | 0.6 | -10 | -5 | -11.7 | 11.1 | -0.6 | 1.8 | -8.7 | 14.4 | 2.8 | 8.3 | 2.8 | -0.6 | -1.7 | -8 | -10 | -9.4 | -11.1 | -3.3 | -8.3 | 4.4 | -3.3 | -0.6 | -0.6 | -0.6 | -5 | -5.6 | -18.3 | 1.1 | -2.2 | 10 | -5 | 4.4 | -3.3 | 2.2 | -3.3 | 18.9 | 12.2 | 3.4 | -5.8 | 4.3 | -1.3 | 4.1 | -12.2 | 21.1 | 17.2 | 24.4 | 14.4 | -0.6 | -5.6 | 7.2 | 2.2 | 11.7 | -2.8 | 8.9 | -7.3 | 17.7 | -3.3 | 7.4 | -4.1 | 0.9 | -9.1 | 9.4 | -3.3 | -2.8 | -5.6 | 2.8 | -4.7 | -5 | -8.3 | 7.8 | 0 | 0 | -6 | 11.7 | 4.4 | 9.4 | 4.4 | 5.6 | -2.8 | 10.6 | -2.8 | 3 | -2 | 6.8 | -7.4 | 6.7 | -10 | -3.9 | -7.8 | 8.9 | 3.3 | 15.6 | 11.7 | -2.8 | -5 | 26.7 | 18.3 | 15.6 | -0.6 | 14.4 | 8.9 | 19.4 | -3.3 | 18.9 | 9.4 | 15 | -9.4 | 5.9 | 4.1 | 0 | -8.9 | 7.2 | 4.4 | 10 | -0.6 | 3.3 | -6.1 | 11.1 | 2.2 | 3.3 | -11.3 | 4.4 | -5
-8 | -12 | -5.6 | -10.6 | 17.2 | 1.7 | 8.9 | 6.7 | 7.9 | -7.6 | 11.7 | 3.3 | 9 | 4 | 15.6 | 8.3 | 16.1 | 11.7 | 15.6 | 7.8 | 13.9 | 8.3 | 19.4 | 10.6 | 6.8 | -6.7 | 10.9 | -6.1 | 22 | 19 | 17.2 | 8.3 | 25.6 | 20.6 | 16.7 | 10 | 18.3 | 17.2 | 12.2 | 10.6 | 27 | 16 | 10 | 3.3 | 5.2 | -3.9 | 1 | -8.5 | -3.9 | -11.1 | 13.3 | -0.6 | 3.3 | -10.6 | 17.2 | 2.8 | 8.3 | 3 | -1.7 | -3.3 | -6 | -8 | -9.4 | -11.1 | -2.2 | -6.7 | 5.6 | -2.8 | 1.1 | 0.6 | 0.6 | -5 | -4.7 | -16.5 | 1.1 | -1.7 | 10.6 | -7.8 | 5.6 | -3.9 | 5 | -2.8 | 18.5 | 13.6 | 5 | -5 | 4.6 | -1.1 | 6.1 | -15 | 21.1 | 16.7 | 24.4 | 12.8 | -0.6 | -5.5 | 7.2 | 2.2 | 13.3 | -2.8 | 10 | -9.4 | 19.4 | -5 | 8.9 | -6.7 | 2.8 | -10 | 9.4 | -3.3 | -2.8 | -5.6 | 3.9 | -5 | -3.9 | -7.8 | 8.5 | 0 | 0 | -8 | 13.3 | 4.4 | 8.3 | 2.8 | 7.2 | -2.2 | 11.7 | -3.9 | 4 | -1 | 8.3 | -7.8 | 7.8 | -10.6 | -3 | -6.8 | 11.7 | 3.3 | 15 | 12.4 | -2.2 | -3.9 | 26.1 | 18.3 | 16.7 | -0.6 | 15.5 | 9.2 | 20 | -2.2 | 19.8 | 10.8 | 16.1 | -8.3 | 6.7 | 4.4 | 0 | -14.4 | 7.8 | 5 | 11.1 | -1.1 | 4.6 | -4.8 | 12.8 | 1.7 | 4.5 | -10.7 | 5.6 | -5
-6 | -11 | -5 | -10 | 17.8 | 1.7 | 9.4 | 7.2 | 8.3 | -8.9 | 12.8 | 2.8 | 8 | 4 | 16 | 8.3 | 16.7 | 12.2 | 17.2 | 7.2 | 13.3 | 7.8 | 18.3 | 10.6 | 8.3 | -7.8 | 12.2 | -6.1 | 22 | 19 | 16.8 | 8.8 | 26.7 | 21.1 | 17.8 | 9.4 | 18.3 | 17.2 | 13.9 | 11.1 | 27.2 | 15.6 | 8.3 | 1.7 | 6.1 | -5 | 1.3 | -8 | -2.2 | -10.6 | 15.6 | -0.6 | 3.9 | -9.4 | 18.9 | 2.2 | 8.3 | 3.2 | -1.1 | -4.4 | -6 | -8 | -8.9 | -11.1 | -2.8 | -5 | 5.6 | -2.8 | 0.6 | 0.6 | 1.1 | -3.9 | -3.7 | -16.2 | 1.7 | -1.7 | 11.7 | -6.1 | 6.1 | -5 | 4.4 | -2.2 | 18.2 | 15.1 | 6.7 | -5 | 5 | -1.1 | 7.2 | -12.7 | 20.6 | 16.7 | 26.1 | 11.7 | -0.6 | -5.9 | 6.7 | 1.7 | 11.1 | -2.2 | 10.2 | -8.4 | 19.2 | -5 | 9.1 | -6 | 3.5 | -9 | 10 | -3.3 | -2.8 | -5.6 | 5.2 | -4.1 | -2.8 | -7.8 | 9.3 | 0.2 | 1 | -8 | 15 | 3.3 | 9.4 | 1.7 | 9.4 | -0.6 | 11.7 | -3.9 | 5 | -3 | 8.3 | -5.9 | 8.3 | -10 | -2 | -6.4 | 15.6 | 1.7 | 14.5 | 12.9 | -1.7 | -3.9 | 27.8 | 18.9 | 17.8 | -1.1 | 16.7 | 9.4 | 20.6 | -3.3 | 20.8 | 12 | 17.2 | -7.8 | 7.1 | 4.8 | 1.1 | -13.3 | 7.8 | 5 | 12.8 | -1.1 | 5.9 | -4 | 12.8 | 0 | 5.6 | -12.2 | 5.6 | -7.2
-6 | -11 | -4.4 | -9.4 | 19.4 | 1.7 | 9.4 | 7.8 | 8.5 | -7.6 | 13.9 | 1.7 | 10 | 4 | 16.3 | 8.1 | 16.7 | 12.2 | 18.3 | 7.8 | 13.9 | 8.3 | 16.7 | 9.4 | 7.6 | -6.8 | 12.6 | -6.1 | 22 | 19 | 16.5 | 9.2 | 26.7 | 21.1 | 17.8 | 8.9 | 16.1 | 15 | 13.3 | 10 | 26.8 | 15.2 | 6.1 | 0.6 | 6.8 | -4.3 | 1.7 | -8.9 | -1.7 | -9.4 | 17.2 | -1.1 | 4.4 | -9.7 | 20 | 1.1 | 8.3 | 3.3 | -0.6 | -4.4 | -5 | -7 | -8.3 | -11.7 | -2.2 | -4.4 | 6.1 | -2.8 | 0.6 | 0.6 | 2.2 | -3.9 | -2.8 | -17.2 | 1.7 | -1.1 | 12.2 | -5.6 | 6.1 | -5.6 | 5.6 | -2.2 | 17.8 | 16.1 | 7.1 | -4.4 | 4.8 | -0.7 | 8.3 | -12.5 | 21.1 | 16.7 | 25.6 | 10 | -0.6 | -7.2 | 7.2 | 1.7 | 12.8 | -3.9 | 10.4 | -8.8 | 19.1 | -6.5 | 9.2 | -5.9 | 4.3 | -9.4 | 10 | -2.2 | -3.3 | -7.2 | 6.5 | -4 | -1.7 | -7.8 | 10 | 0 | 0 | -5 | 16.7 | 0.6 | 10 | 0 | 7.8 | -1.1 | 12.2 | -2.8 | 6 | -2 | 8.3 | -5.2 | 9.4 | -10 | -1.1 | -6.7 | 16.7 | 0.6 | 13.9 | 13.3 | -1.1 | -3.9 | 26.7 | 17.8 | 18.3 | -1.7 | 17.8 | 9.4 | 21.1 | -2.2 | 21.7 | 13.3 | 17.8 | -7.8 | 7.4 | 4.9 | 0 | -12.2 | 8.3 | 6.7 | 12.8 | -0.6 | 7.2 | -3.9 | 12.8 | -2.2 | 4.7 | -9.4 | 5 | -6.1
-7 | -11 | -3.9 | -8.9 | 19.4 | 2.2 | 9.4 | 7.8 | 8.7 | -7.4 | 10.6 | 4.4 | 9 | 5 | 16.7 | 7.8 | 16.1 | 12.2 | 17.8 | 6.7 | 13.3 | 7.8 | 15.6 | 10 | 6.8 | -7.1 | 12.9 | -7.4 | 22 | 19 | 16.1 | 9.4 | 27.2 | 21.1 | 18.9 | 8.9 | 16.7 | 13.3 | 12.2 | 9.4 | 26.5 | 15 | 3.9 | -1.1 | 7.6 | -4.3 | 1.5 | -7.1 | 0 | -8.3 | 18.3 | -1.7 | 5 | -11.1 | 21.1 | 1.1 | 8.3 | 3 | 0 | -3.9 | -5 | -7 | -8.3 | -10.6 | -2.8 | -4.4 | 7.2 | -2.8 | 1.1 | 0.6 | 2.2 | -3.3 | -3.5 | -15.4 | 2.2 | -1.1 | 12.2 | -4.4 | 5.6 | -6.7 | 6.1 | -2.2 | 17.4 | 16.3 | 7.4 | -4.4 | 4.6 | -0.7 | 9.4 | -13.9 | 21.1 | 17.2 | 25.6 | 11.7 | -0.4 | -6.6 | 7.8 | 1.7 | 11.7 | -2.2 | 10.6 | -10.6 | 18.9 | -8.3 | 9.4 | -6.7 | 5 | -10.6 | 9.4 | -2.2 | -3.3 | -7.2 | 7.8 | -4.4 | -1.7 | -8.3 | 9.8 | -0.3 | 0 | -6 | 17.2 | -0.6 | 8.3 | 1.7 | 8.9 | -2.2 | 11.7 | -2.8 | 6 | -5 | 8.3 | -5 | 10 | -9.4 | -1.1 | -5.7 | 17.2 | 0 | 13.7 | 12.9 | -0.6 | -3.3 | 25.6 | 18.9 | 17.8 | -2.2 | 17.4 | 9.1 | 20.6 | -5 | 22.1 | 13.8 | 16.7 | -8.3 | 7.8 | 5 | -0.6 | -11.1 | 8.9 | 6.1 | 12.8 | 0 | 6.3 | -3.4 | 13.3 | -2.2 | 3.7 | -8.6 | 5.6 | -5
-8 | -13 | -3.3 | -8.3 | 18.9 | 1.7 | 9.4 | 8.3 | 8.9 | -8.3 | 7.8 | 3.9 | 9 | 3 | 15.4 | 8 | 15 | 11.7 | 16.7 | 6.7 | 11.7 | 7.8 | 13.9 | 9.4 | 6.1 | -7.8 | 13.3 | -8.9 | 21 | 19 | 15.5 | 9.7 | 26.7 | 20 | 18.9 | 8.9 | 16.7 | 13.3 | 14.4 | 7.8 | 26.1 | 14.4 | 3.9 | -0.6 | 8.3 | -5 | 1.3 | -6.4 | 0 | -7.2 | 17.8 | -1.1 | 4.4 | -9 | 20.6 | 1.1 | 8.3 | 2.7 | 0.6 | -3.9 | -5 | -6 | -8.3 | -10.6 | -2.8 | -5 | 7.2 | -2.8 | 1.7 | 0.6 | 2.2 | -2.8 | -4.3 | -14.9 | 2.8 | -1.7 | 11.7 | -3.3 | 5 | -6.1 | 5 | -2.2 | 17.1 | 16.6 | 7.8 | -5.6 | 4.4 | -0.6 | 7.7 | -11.3 | 19.4 | 16.7 | 24.4 | 13.3 | -0.2 | -7 | 7.8 | 1.1 | 11.1 | -1.7 | 7.6 | -6.4 | 17 | -6.6 | 8.1 | -5.4 | 3.1 | -8.2 | 9.4 | -1.1 | -3.3 | -7.2 | 6.9 | -4.3 | -1.1 | -8.9 | 9.6 | -1 | 0 | -4 | 16.7 | -2.2 | 7.8 | 1.1 | 6.7 | -8.9 | 11.1 | 0.6 | 4 | -6 | 7.4 | -4.1 | 10 | -9.4 | -1.1 | -5.3 | 17.8 | 1.1 | 13.5 | 12.6 | -1.1 | -3.3 | 24.4 | 18.3 | 17.2 | -1.1 | 17.1 | 8.8 | 20.6 | -5.6 | 22.4 | 14 | 17.2 | -8.9 | 7.6 | 5.3 | 0 | -12.2 | 8.3 | 4.4 | 11.7 | -0.6 | 5.3 | -3.3 | 13.3 | -3.9 | 2.8 | -8.9 | 4.4 | -3.3
-13 | -17 | -3.3 | -8.3 | 16.7 | 1.1 | 7.2 | 5.6 | 5.9 | -6.5 | 10.6 | 4.4 | 8 | 4 | 14.1 | 8.1 | 15 | 12.2 | 15.6 | 7.8 | 11.1 | 7.8 | 12.8 | 10 | 5.4 | -6.3 | 11.6 | -7.4 | 20 | 18 | 15 | 10 | 25.6 | 20.6 | 18.3 | 8.3 | 16.7 | 13.3 | 13.9 | 7.8 | 25 | 15.1 | 3.3 | -1.1 | 6.8 | -4.1 | 1.1 | -6.7 | 0 | -6.1 | 16.7 | -0.6 | 3.9 | -8.4 | 18.3 | 1.7 | 8.3 | 2.2 | 1.1 | -3.9 | -4 | -6 | -8.3 | -10.6 | -2.8 | -4.4 | 6.1 | -2.8 | 1.1 | 0 | 1.1 | -2.2 | -5 | -16.1 | 2.2 | -2.2 | 7.8 | -2.8 | 4.4 | -7.8 | 4.4 | -2.2 | 16.7 | 16.7 | 6.3 | -5.3 | 3.5 | -0.3 | 6.1 | -10.7 | 18.3 | 16.7 | 23.3 | 13.3 | 0 | -8.3 | 6.1 | 0.6 | 10.6 | -2.8 | 4.7 | -5.5 | 15.2 | -6.2 | 6.9 | -5.1 | 1.3 | -7.3 | 8.9 | -1.7 | -3.9 | -7.2 | 5.9 | -4.8 | -1.7 | -8.9 | 9.4 | -1.7 | 0 | -5 | 15 | -0.6 | 6.1 | 2.2 | 4.4 | -10 | 10 | -0.6 | 2 | -7 | 6.5 | -4.3 | 8.9 | -8.9 | -1.1 | -5.6 | 17.2 | 2.2 | 13.3 | 12.2 | -1.1 | -3.3 | 23.9 | 19.4 | 16.1 | -1.1 | 16.7 | 8.3 | 19.4 | -5 | 22.8 | 14.4 | 15 | -8.9 | 7.4 | 5.4 | -1.7 | -11.7 | 7.2 | 3.9 | 8.3 | -2.8 | 4.4 | -3.9 | 12.8 | -4.4 | 2.1 | -8.7 | 3.3 | -6.1
-12 | -15 | -3.9 | -9.4 | 15 | 1.7 | 7.2 | 5 | 3 | -6.4 | 10 | 3.9 | 8 | 3 | 12.8 | 7.8 | 14.4 | 11.7 | 14.4 | 8.9 | 11.1 | 8.3 | 11.7 | 10 | 4.6 | -6.1 | 10 | -6.8 | 20 | 18 | 14.4 | 10 | 24.4 | 21.1 | 17.8 | 8.3 | 15.6 | 13.3 | 12.8 | 8.3 | 23.9 | 15.4 | 2.8 | -1.1 | 5.4 | -3.7 | 0.5 | -4.5 | -1.1 | -6.1 | 10.6 | 0 | 3.3 | -8.9 | 14.4 | 0.6 | 7.9 | 2.2 | 1.1 | -3.3 | -4 | -5 | -8.3 | -10.6 | -3.3 | -5.6 | 4.4 | -2.8 | 0.6 | 0 | 0 | -2.2 | -5 | -14.5 | 2.2 | -2.2 | 6.7 | -4.4 | 3.3 | -8.3 | 2.8 | -2.2 | 16.7 | 16.7 | 4.8 | -6.2 | 2.6 | 0 | 4.4 | -11.7 | 18.3 | 16.7 | 22.2 | 13.3 | -1.3 | -7.3 | 4.4 | 0 | 8.3 | -1.1 | 1.7 | -6.1 | 13.3 | -6.7 | 5.6 | -5.6 | -0.6 | -7.8 | 7.8 | -1.7 | -3.9 | -7.2 | 5 | -6.1 | -2.2 | -8.9 | 8.3 | -1.3 | 0 | -5 | 10 | 1.7 | 5.6 | 2.2 | 2.8 | -10.6 | 10 | 0 | 0 | -8 | 5.6 | -5 | 6.7 | -6.7 | -1.5 | -5.1 | 16.1 | 2.2 | 12.9 | 12.2 | -1.1 | -3.3 | 23.3 | 21.1 | 13.3 | -1.7 | 15.8 | 8.6 | 15.6 | -1.7 | 21.5 | 14.4 | 13.3 | -9.4 | 7.2 | 5.6 | -1.7 | -12.2 | 7.2 | 3.9 | 8.3 | -3.9 | 3.9 | -3.2 | 11.1 | -5 | 1.3 | -9.3 | 1.1 | -4
-13 | -16 | -4.4 | -10 | 14.4 | 1.7 | 5 | 2.2 | 0 | -7.8 | 10 | 3.9 | 8 | 4 | 11.9 | 8 | 14.4 | 12.2 | 14.4 | 8.3 | 10.6 | 7.8 | 10.6 | 8.3 | 3.9 | -6.7 | 8.3 | -7.2 | 19 | 18 | 13.3 | 9.8 | 23.9 | 21.1 | 16.7 | 8.9 | 15.6 | 13.3 | 12.2 | 8.3 | 22.8 | 15.6 | 2.8 | -1.7 | 3.9 | -4.4 | 0 | -3.4 | -0.6 | -6.1 | 9.4 | -1.7 | 2.8 | -7.1 | 12.8 | 1.1 | 7.6 | 1.9 | 1.1 | -1.7 | -4 | -5 | -8.3 | -10.6 | -5 | -7.2 | 2.2 | -2.8 | 0.6 | 0 | 0 | -2.2 | -5 | -14.5 | 1.1 | -2.8 | 5.6 | -2.8 | 2.2 | -8.3 | 1.7 | -3.9 | 16.7 | 16.7 | 3.3 | -7.8 | 1.7 | 0 | 3.3 | -10.2 | 18.3 | 16.7 | 21.1 | 15.6 | -2.6 | -7.5 | 3.3 | -0.6 | 8.3 | -1.7 | 2.1 | -5.3 | 12.4 | -5.4 | 3.7 | -5.1 | -1.1 | -6.9 | 6.1 | -2.2 | -3.9 | -7.2 | 3.7 | -4.9 | -2.8 | -8.3 | 7.2 | -1.3 | -1 | -3 | 8.9 | 1.7 | 5.6 | 2.2 | 1.7 | -10.6 | 10 | 0 | -1 | -10 | 4.8 | -3.5 | 5.6 | -7.2 | -1.8 | -5 | 12.2 | 3.3 | 12.6 | 12.3 | -1.7 | -3.9 | 22.8 | 20.6 | 12.2 | -1.7 | 14.8 | 8.3 | 12.8 | 0.6 | 20.2 | 14.1 | 12.8 | -10 | 7.2 | 5.7 | -2.2 | -12.8 | 6.7 | 2.8 | 7.8 | -3.9 | 3.3 | -3.1 | 10 | -6.1 | 0.6 | -11.7 | -1.1 | -3.9
-12 | -15 | -5 | -10 | 13.9 | 1.7 | 4.4 | 1.7 | -1.3 | -7.1 | 9.4 | 4.4 | 6 | 2 | 10.9 | 7.8 | 13.9 | 11.7 | 13.9 | 10 | 10.6 | 7.8 | 10 | 7.8 | 2 | -5.6 | 7.4 | -5.6 | 19 | 18 | 12.2 | 9.3 | 23.9 | 21.7 | 16.1 | 8.9 | 15 | 12.2 | 11.7 | 7.8 | 22.4 | 15.5 | 2.8 | -1.1 | 2.6 | -3.5 | -0.6 | -2.8 | -0.6 | -6.1 | 8.9 | -2.2 | 2.2 | -6.8 | 11.1 | 2.2 | 7.2 | 1.7 | 1.1 | -4.4 | -4 | -5 | -8.9 | -11.7 | -6.1 | -7.8 | 0.6 | -3.3 | 0.6 | 0 | -1.1 | -2.8 | -5 | -15.6 | 0.6 | -2.8 | 4.4 | -3.9 | 0.6 | -7.2 | 2.2 | -1.1 | 16.7 | 16.7 | 2.8 | -7.1 | -0.7 | -2 | 2.2 | -9.8 | 17.8 | 16.1 | 19.4 | 16.1 | -3.9 | -8.3 | 3.3 | -0.6 | 4.4 | 0 | 2.4 | -5.7 | 11.5 | -5.2 | 1.9 | -5.3 | -1.7 | -7.1 | 5 | -1.7 | -4.4 | -7.2 | 2.4 | -4.4 | -2.8 | -8.3 | 6.1 | -1.7 | -1 | -3 | 7.8 | 0 | 3.9 | 1.7 | -0.6 | -10.6 | 8.9 | -2.2 | -3 | -10 | 4.1 | -2.8 | 5 | -6.7 | -2.2 | -5.6 | 12.2 | 2.2 | 12.2 | 12.2 | -1.7 | -4.4 | 22.8 | 21.1 | 11.1 | -1.7 | 13.9 | 8.3 | 10.6 | 1.7 | 18.9 | 13.9 | 11.1 | -10 | 7.2 | 6 | -3.3 | -13.3 | 5.6 | 2.8 | 7.2 | -3.9 | 2.8 | -3.3 | 9.4 | -6.1 | 0.8 | -10.3 | -2 | -4.1
-11 | -13 | -5.6 | -8.9 | 13.9 | 1.7 | 3.9 | 1.1 | -2.6 | -7.3 | 8.3 | 4.4 | 6 | 2 | 10 | 7.8 | 13.9 | 12.2 | 13.9 | 10 | 10.6 | 7.8 | 8.9 | 7.4 | 0.2 | -5.5 | 6.5 | -4.6 | 19 | 18 | 11.1 | 8.9 | 23.3 | 21.7 | 16.7 | 8.3 | 13.9 | 11.1 | 11.1 | 7.8 | 22.1 | 15.2 | 2.2 | -1.1 | 1.3 | -3.5 | -0.6 | -2.5 | 0 | -5.6 | 7.8 | -2.8 | 1.7 | -7.2 | 9.4 | 2.8 | 7 | 1.7 | 0.6 | -4.4 | -4 | -5 | -8.9 | -11.1 | -7.2 | -8.9 | 0 | -3.9 | 1.1 | 0 | -2.2 | -3.3 | -5 | -14 | 1.1 | -2.8 | 6.1 | -5.6 | -0.6 | -7.2 | 2.2 | -0.6 | 16.9 | 16.9 | 2.2 | -7.1 | -3.2 | -4.3 | 1.1 | -11.1 | 18.3 | 16.1 | 19.4 | 15.6 | -4.6 | -7.9 | 3.3 | 0 | 5 | -0.6 | 2.8 | -6.7 | 10.6 | -5.6 | 0 | -6.7 | -2.2 | -7.8 | 4.4 | -1.7 | -4.4 | -8.3 | 1.1 | -5 | -2.8 | -7.8 | 5.5 | -1.4 | -1 | -3 | 6.1 | 0.6 | 5 | 2.8 | -0.6 | -10 | 8.3 | 0 | -5 | -8 | 3.3 | -2.8 | 3.9 | -3.3 | -2.8 | -5.3 | 9.4 | 2.8 | 12.6 | 12.5 | -1.7 | -4.4 | 22.8 | 21.1 | 10.6 | -2.2 | 13.2 | 8.9 | 11.1 | 1.7 | 17.8 | 13.7 | 11.1 | -9.4 | 7.2 | 6.1 | -3.9 | -13.9 | 6.1 | 3.3 | 6.1 | -3.9 | 2.6 | -2.9 | 8.9 | -5.6 | 0.9 | -10.2 | -3 | -4.8
-11 | -14 | -5.6 | -9.4 | 12.8 | 2.2 | 3.9 | 0.6 | -3.9 | -8.3 | 8.3 | 3.9 | 6 | 2 | 9.1 | 7.1 | 13.3 | 11.7 | 12.2 | 11.1 | 10.6 | 7.8 | 7.8 | 7.2 | -1.7 | -6.7 | 5.6 | -4.4 | 18 | 16 | 10.7 | 8.7 | 23.3 | 21.7 | 12.8 | 8.3 | 13.3 | 11.1 | 11.1 | 7.2 | 21.7 | 15 | 2.2 | -1.1 | 0 | -3.9 | -0.6 | -2.5 | 0 | -5 | 6.7 | -2.8 | 1.5 | -5.6 | 7.2 | 2.8 | 6.9 | 1.8 | 0 | -3.3 | -3 | -5 | -9.4 | -10.6 | -8.3 | -10.6 | 0 | -2.8 | 0.6 | -0.6 | -3.9 | -4.4 | -5 | -14 | 1.1 | -2.2 | 5.6 | -4.4 | -1.1 | -7.2 | 1.7 | -1.1 | 17 | 17 | 1.7 | -8.3 | -5.6 | -6.7 | 0 | -9.1 | 18.9 | 16.7 | 18.9 | 16.1 | -5.4 | -8.3 | 3.3 | 0 | 3.3 | -1.1 | 2.4 | -5.5 | 10.2 | -5.5 | -0.7 | -6.3 | -2.9 | -7.1 | 3.3 | -1.7 | -5 | -9.4 | 0.4 | -4.8 | -2.2 | -7.2 | 5 | -1.3 | -1 | -4 | 4.4 | -0.6 | 4.4 | 2.8 | -1.1 | -10.6 | 8.3 | 0 | -6 | -9 | 3.9 | -1.6 | 5.6 | -3.9 | -3.3 | -5.2 | 10 | 2.8 | 12.9 | 12.5 | -2.2 | -4.4 | 22.8 | 21.1 | 8.3 | -2.2 | 12.4 | 9.1 | 9.4 | 2.8 | 16.7 | 13.3 | 10.6 | -10 | 7.2 | 6.3 | -5 | -13.9 | 5 | 2.2 | 6.1 | -4.4 | 2.4 | -2.9 | 7.2 | -4.4 | 1.1 | -11.7 | -3.9 | -5.6
-12 | -16 | -6.1 | -9.4 | 12.2 | 3.9 | 3.9 | 0.6 | -4.6 | -8.1 | 6.1 | 3.9 | 3 | 1 | 8.1 | 6.3 | 12.8 | 11.7 | 11.7 | 11.7 | 10 | 7.2 | 6.7 | 6.7 | -1.7 | -6.4 | 5.4 | -2.4 | 18 | 15 | 10.4 | 8.5 | 23.3 | 21.7 | 11.1 | 8.9 | 13.9 | 11.1 | 10.6 | 6.7 | 20.8 | 15.2 | 1.7 | -1.7 | 0 | -3.8 | -0.6 | -2.8 | 0.6 | -5 | 5.6 | -2.8 | 1.3 | -5 | 6.7 | 3.3 | 6.7 | 1.7 | -0.6 | -6.1 | -3 | -6 | -9.8 | -10.9 | -9.4 | -11.7 | -0.6 | -2.8 | 0.6 | -0.6 | -4.4 | -5 | -5 | -15 | 0.6 | -1.7 | 3.9 | -3.9 | -1.7 | -7.2 | 1.7 | -0.6 | 17.2 | 17.2 | 1.7 | -7.5 | -7.3 | -8.8 | -1.1 | -8.8 | 18.3 | 16.7 | 18.9 | 15.6 | -6.1 | -8.9 | 2.8 | -0.6 | 4.4 | -1.1 | 2.1 | -5.1 | 9.8 | -6.2 | -1.5 | -6.9 | -3.7 | -7.2 | 2.8 | -1.7 | -6.7 | -10.6 | -0.4 | -5.5 | -1.7 | -6.1 | 4.4 | -1.7 | -2 | -5 | 2.8 | -0.6 | 4.4 | 2.2 | -1.7 | -10.6 | 9.4 | -1.1 | -6 | -10 | 4.4 | -1 | 5.6 | -2.8 | -3.9 | -5.6 | 9.4 | 1.7 | 13.3 | 12.8 | -2.2 | -5 | 22.8 | 21.7 | 7.8 | -1.7 | 11.7 | 9.4 | 8.3 | 3.9 | 15.6 | 12.8 | 11.1 | -10 | 7.2 | 6.5 | -5.6 | -13.9 | 5 | 2.2 | 1.1 | -4.4 | 2.2 | -3.3 | 5 | -3.3 | 1.8 | -10.1 | -5 | -7.2
-14 | -16 | -5.6 | -8.9 | 12.2 | 5 | 3.9 | 0 | -5.4 | -8.6 | 6.7 | 3.9 | 3 | 2 | 7.2 | 5.6 | 12.8 | 12.2 | 11.7 | 11.1 | 10 | 6.7 | 6.1 | 6.1 | -1.7 | -6.6 | 5.2 | -0.7 | 18 | 15 | 10 | 8.3 | 23.3 | 21.7 | 12.2 | 10 | 13.3 | 11.7 | 10.6 | 6.7 | 19.8 | 15.1 | 1.1 | -1.7 | 0 | -4.1 | -0.2 | -2.3 | 1.1 | -5 | 5.6 | -2.8 | 1.1 | -5 | 6.1 | 2.8 | 6.5 | 1.6 | -1.7 | -9.4 | -4 | -6 | -10.2 | -11.5 | -10.6 | -12.2 | 0 | -2.2 | 0 | -5 | -5 | -6.1 | -5.6 | -13.2 | 0.6 | -3.3 | 3.9 | -3.3 | -2.2 | -7.2 | 2.2 | -0.6 | 17.2 | 17.2 | 1.7 | -8 | -8.9 | -10.9 | -2.2 | -9.4 | 18.3 | 17.2 | 18.3 | 15.6 | -6.3 | -8.7 | 2.2 | -0.6 | 3.9 | -1.1 | 1.7 | -5.6 | 9.4 | -7.8 | -2.2 | -8.3 | -4.4 | -7.8 | 2.2 | -1.7 | -7.2 | -10 | -1.1 | -6.7 | -1.1 | -5 | 3.9 | -0.9 | -2 | -5 | 2.8 | -1.1 | 2.8 | 2.8 | -1.7 | -10.6 | 11.7 | 2.8 | -8 | -10 | 5 | -0.6 | 5.6 | -2.2 | -3.9 | -5.7 | 7.8 | 3.9 | 13.3 | 12.5 | -2.2 | -4.4 | 22.2 | 21.1 | 8.3 | -1.1 | 11.7 | 9.8 | 6.7 | 3.9 | 14.5 | 12 | 11.1 | -9.4 | 7.2 | 6.7 | -6.7 | -12.8 | 4.4 | 1.7 | 5.6 | -6.7 | 2.2 | -2.7 | 3.3 | -5 | 2.6 | -10.1 | -5.6 | -7.2
-15 | -17 | -6.7 | -10 | 12.2 | 6.1 | 3.9 | 0 | -6.1 | -9.4 | 5.6 | 3.3 | 2 | 1 | 6.5 | 5.2 | 12.2 | 12.2 | 11.7 | 11.7 | 10 | 6.7 | 5 | 5 | -1.7 | -7.8 | 5 | 0.6 | 17 | 12 | 11.1 | 9.4 | 23.9 | 21.7 | 10 | 8.9 | 13.3 | 11.7 | 9.4 | 5.6 | 18.9 | 15 | 1.1 | -1.7 | 0 | -5 | 0.2 | -2.2 | 1.1 | -5 | 3.9 | -2.8 | 0.2 | -5.5 | 5.6 | 3.3 | 6.3 | 1.4 | -3.3 | -10.6 | -5 | -7 | -10.6 | -12 | -10.6 | -12.2 | -1.1 | -2.8 | -1.1 | -6.1 | -7.8 | -8.3 | -6.1 | -12.5 | -0.6 | -5 | 3.9 | -3.3 | -2.2 | -7.2 | 1.1 | -0.6 | 17.2 | 17.2 | 1.7 | -9.4 | -10.6 | -13.3 | -2.6 | -7.8 | 18.3 | 17.2 | 18.3 | 15.6 | -6.5 | -8.9 | 2.2 | -0.6 | 3.9 | -1.1 | 1.5 | -5 | 9 | -6.8 | -2.2 | -7.8 | -5.2 | -7.8 | 2.2 | -1.7 | -8.9 | -9.4 | -1.1 | -6 | 0 | -5 | 3.3 | -0.8 | -2 | -3 | 1.7 | -1.7 | 3.3 | 2.8 | -2.2 | -10.6 | 8.3 | 5.6 | -8 | -11 | 5.4 | 0.3 | 5.6 | -1.7 | -3.9 | -6.1 | 5.6 | 2.8 | 13.3 | 12.4 | -2.8 | -4.4 | 22.2 | 21.1 | 6.1 | -2.2 | 11.7 | 10.3 | 6.7 | 3.3 | 13.3 | 10.9 | 10.6 | -8.9 | 6.5 | 6.1 | -7.2 | -12.2 | 4.4 | 1.7 | 5.6 | -7.8 | 2.2 | -2.7 | 2.2 | -3.9 | 3.3 | -11.1 | -6.7 | -7.8
-12 | -15 | -6.7 | -10 | 11.1 | 6.7 | 3.3 | -0.6 | -6.7 | -9.4 | 5.6 | 2.8 | 3 | 2 | 5.7 | 4.8 | 11.1 | 11.1 | 11.1 | 11.1 | 10 | 6.7 | 4.4 | 4.4 | -0.9 | -7.1 | 4.3 | 1.3 | 16 | 10 | 12.2 | 10.6 | 23.3 | 21.7 | 10 | 9.4 | 12.2 | 10.6 | 8.3 | 5.6 | 18.5 | 15.2 | 1.7 | -1.7 | -0.6 | -4.7 | 0.6 | -2.2 | 1.7 | -5 | 3.9 | -2.2 | -0.8 | -6.8 | 3.3 | 2.2 | 6.1 | 1.1 | -3.9 | -12.2 | -5 | -7 | -10.9 | -12.4 | -11.1 | -13.3 | -1.1 | -2.8 | -2.2 | -8.3 | -8.3 | -8.9 | -6.7 | -12.8 | -2.2 | -6.7 | 4.4 | -3.3 | -3.9 | -8.3 | 1.1 | -0.6 | 17.2 | 17.2 | 1.7 | -8.2 | -11.1 | -13.4 | -2.9 | -7.2 | 18.3 | 16.7 | 19.4 | 15.6 | -6.7 | -9.4 | 2.2 | -0.6 | 2.2 | -1.1 | 1.3 | -5.2 | 8.7 | -7 | -2.2 | -8.2 | -5.9 | -8.2 | 2.2 | -1.7 | -9.4 | -10.6 | -1.1 | -6 | 0 | -4.4 | 2.8 | -0.6 | -2 | -5 | 1.7 | -1.7 | 3.3 | 2.8 | -2.8 | -10.6 | 6.7 | 5 | -9 | -11 | 5.7 | 0.8 | 5 | -1.1 | -3.9 | -6.7 | 5 | 2.8 | 13.3 | 12.2 | -3.9 | -4.4 | 22.2 | 21.1 | 5 | -1.7 | 11.7 | 10.6 | 5.6 | 2.2 | 12.2 | 10 | 10 | -8.9 | 5.7 | 5.6 | -8.3 | -11.7 | 3.9 | 1.1 | 3.3 | -10.6 | 2.2 | -2.8 | 1.7 | -3.3 | 3.1 | -10 | -7.1 | -8.4
-13 | -15 | -7.2 | -10.6 | 11.7 | 7.2 | 2.8 | -1.7 | -7.2 | -9.7 | 4.4 | 1.7 | 5 | 3 | 5 | 4.4 | 10.6 | 10.6 | 11.7 | 11.1 | 10 | 6.7 | 3.9 | 3.9 | -0.2 | -7.5 | 3.5 | 1.7 | 14 | 8 | 13.3 | 11.7 | 23.3 | 21.7 | 8.3 | 8.3 | 12.2 | 10.6 | 7.2 | 4.4 | 18.2 | 15.5 | 1.7 | -2.2 | -1.1 | -4.8 | 0.6 | -1.9 | 2.2 | -5.6 | 2.8 | -2.2 | -1.7 | -8.9 | 3.9 | 2.2 | 6.1 | 1 | -4.4 | -13.9 | -6 | -7 | -11.3 | -13.1 | -11.7 | -12.8 | -1.7 | -3.3 | -2.8 | -9.4 | -8.9 | -9.4 | -6.9 | -11.1 | -3.9 | -8.9 | 3.3 | -2.2 | -4.4 | -8.3 | 1.7 | -0.6 | 17.2 | 17.2 | 1.7 | -8.2 | -11.7 | -13.8 | -3.3 | -7.2 | 18.3 | 17.2 | 19.4 | 15 | -6.9 | -9.3 | 2.2 | -0.6 | 2.2 | -1.1 | 1.1 | -6.1 | 8.3 | -7.8 | -2.2 | -9.4 | -6.7 | -8.9 | 2.2 | -1.7 | -8.9 | -10.6 | -1.1 | -6.7 | 0 | -5 | 2.6 | -0.6 | -2 | -5 | 0.6 | -2.2 | 2.8 | 2.2 | -2.8 | -11.1 | 6.1 | 4.4 | -9 | -11 | 6.1 | 1.7 | 5.6 | 0 | -3.9 | -6.6 | 6.1 | 2.8 | 12.4 | 11.7 | -3.9 | -5 | 22.2 | 21.1 | 3.3 | -2.2 | 11.9 | 10.8 | 5.6 | 2.2 | 13.1 | 10.8 | 8.9 | -8.9 | 5 | 5 | -9.4 | -12.2 | 4.4 | 1.7 | 3.3 | -10 | 1.8 | -2.9 | 1.7 | -2.8 | 3 | -10.4 | -7.4 | -9
-16 | -18 | -6.7 | -10.6 | 11.7 | 8.3 | 2.2 | -2.2 | -7.8 | -10.6 | 4.4 | 1.7 | 5 | 3 | 4.4 | 3.8 | 12.2 | 11.7 | 11.1 | 11.1 | 9.4 | 5.6 | 4.4 | 4.4 | 0.6 | -8.9 | 2.8 | 2.2 | 14 | 8 | 14.1 | 12.3 | 23.3 | 21.7 | 7.2 | 7.2 | 12.2 | 8.9 | 6.7 | 4.4 | 17.8 | 15.6 | 1.1 | -2.2 | -1.7 | -5.6 | 0.6 | -1.6 | 2.2 | -5.6 | 2.8 | -2.2 | -2.4 | -7.8 | 2.8 | 1.1 | 6.1 | 0.8 | -5 | -15.6 | -6 | -7 | -11.7 | -13.9 | -12.8 | -15 | -2.2 | -3.3 | -3.9 | -8.3 | -9.4 | -10.6 | -7 | -10 | -6.1 | -10 | 3.3 | -2.2 | -3.9 | -7.2 | 1.7 | -0.6 | 17.2 | 17.2 | 1.7 | -9.4 | -12.2 | -14.4 | -3.5 | -6.4 | 18.9 | 17.2 | 19.4 | 15.6 | -7 | -9.4 | 2.8 | -0.6 | 1.7 | -1.1 | 0.7 | -4.9 | 7.4 | -6.6 | -2.8 | -8.6 | -5.8 | -8.2 | 1.7 | -1.7 | -7.8 | -10 | -0.9 | -6.2 | 0.6 | -6.1 | 2.4 | -0.8 | -2 | -5 | 0 | -2.8 | 2.2 | 1.7 | -2.8 | -11.1 | 6.7 | 5 | -9 | -11 | 6.5 | 2.2 | 5.6 | -1.1 | -3.9 | -6.9 | 6.7 | 3.9 | 11.5 | 11.2 | -3.9 | -6.1 | 22.2 | 21.1 | 1.1 | -2.8 | 12 | 10.9 | 5 | 2.8 | 14.1 | 12 | 8.9 | -8.9 | 5.7 | 5.6 | -10 | -12.2 | 3.9 | 1.1 | 2.8 | -9.4 | 1.5 | -3.1 | -0.6 | -3.9 | 2.8 | -12.2 | -7.8 | -10
-16 | -18 | -7.2 | -11.1 | 12.2 | 8.9 | 1.7 | -1.7 | -6.7 | -9.7 | 3.9 | 1.7 | 4 | 2 | 3.9 | 3.3 | 12.8 | 11.7 | 11.1 | 10.6 | 8.9 | 5.6 | 6.1 | 5.6 | 1.3 | -7.3 | 2.8 | 2.4 | 12 | 7 | 14.8 | 12.9 | 23.3 | 21.7 | 9.4 | 8.3 | 12.8 | 7.2 | 5.6 | 3.3 | 18 | 16 | 1.1 | -2.2 | -1.7 | -5.1 | 0.6 | -1.7 | 2.8 | -5.6 | 2.8 | -2.8 | -3.2 | -7.9 | 3.3 | 1.7 | 6.1 | 0.6 | -5 | -12.2 | -6 | -7 | -11.7 | -16.1 | -13.3 | -15 | -2.8 | -5 | -3.9 | -9.4 | -10.6 | -11.1 | -7.2 | -9.4 | -6.7 | -10.6 | 2.8 | -2.2 | -3.9 | -7.2 | 2.2 | -1.1 | 17.2 | 17.2 | 1.9 | -8.3 | -12.2 | -14.5 | -3.7 | -6 | 18.9 | 17.8 | 20 | 15 | -7.2 | -10 | 1.7 | -0.6 | 2.8 | -2.2 | 0.4 | -4.3 | 6.5 | -6 | -3.3 | -8.7 | -4.8 | -7.8 | 1.7 | -1.7 | -7.8 | -10 | -0.8 | -6.3 | 0.6 | -6.1 | 2.2 | -1.1 | -2 | -5 | 0 | -3.3 | 2.2 | 2.2 | -4.4 | -11.1 | 6.1 | 3.9 | -9 | -11 | 6.8 | 2.9 | 5 | -0.6 | -3.9 | -7.8 | 6.7 | 5 | 10.6 | 10.6 | -3.9 | -6.1 | 21.1 | 20.6 | 1.1 | -2.8 | 12.2 | 11.1 | 4.4 | 2.2 | 15 | 12.8 | 7.8 | -8.9 | 6.5 | 6.1 | -11.1 | -12.8 | 4.4 | 1.1 | 1.7 | -8.9 | 1.1 | -3.9 | -0.6 | -4.4 | 3.3 | -9.9 | -8.3 | -11.1
-14 | -17 | -7.2 | -11.7 | 11.7 | 8.9 | 1.7 | -1.7 | -5.5 | -9.3 | 3.3 | 1.1 | 3 | 2 | 3.3 | 2.8 | 12.8 | 11.1 | 10.6 | 10.6 | 7.2 | 5.6 | 6.1 | 5.6 | 2.1 | -6.9 | 2.8 | 2.7 | 12 | 6 | 15.6 | 13.3 | 23.3 | 21.7 | 10 | 8.3 | 12.2 | 7.2 | 5.6 | 2.8 | 18.1 | 16.3 | 0.6 | -2.8 | -1.7 | -5.1 | 0.8 | -1.4 | 3.3 | -5.6 | 2.8 | -2.8 | -3.9 | -8.3 | 3.9 | 1.7 | 7.2 | 1.3 | -4.4 | -12.8 | -6 | -7 | -12.2 | -15.6 | -13.3 | -15 | -2.8 | -3.9 | -4.4 | -11.1 | -11.1 | -12.2 | -7.2 | -9.6 | -7.2 | -10.6 | 2.8 | -2.2 | -3.9 | -7.8 | 2.2 | -1.1 | 18.1 | 17.1 | 2 | -8.2 | -12.2 | -14.8 | -3.9 | -6.1 | 19.4 | 17.8 | 20.6 | 14.4 | -6.3 | -9 | 2.2 | -0.6 | 1.7 | -1.7 | 0 | -4.4 | 5.6 | -6.7 | -3.9 | -9.4 | -3.9 | -7.8 | 1.7 | -1.7 | -6.7 | -10 | -0.6 | -7.2 | 1.1 | -5 | 3.5 | -0.6 | -2 | -5 | -0.6 | -3.3 | 3.3 | 2.2 | -5 | -10.6 | 6.1 | 3.9 | -9 | -11 | 7.2 | 3.3 | 5.6 | -1.1 | -3.2 | -7.2 | 7.2 | 3.3 | 11.7 | 11.4 | -4.4 | -6.1 | 21.7 | 20.6 | 2.8 | -2.2 | 12.4 | 11.5 | 4.4 | 2.8 | 16.1 | 13.2 | 7.8 | -8.9 | 7.2 | 6.7 | -9.4 | -12.2 | 3.9 | 1.7 | 1.7 | -8.9 | 3.3 | -2 | 0 | -3.3 | 3.9 | -9 | -8.3 | -10.6
-11 | -15 | -7.8 | -12.8 | 11.7 | 9.4 | 3.3 | -1.1 | -4.4 | -9.4 | 5 | 1.7 | 6 | 3 | 5.7 | 4.7 | 13.9 | 11.1 | 11.1 | 10.6 | 10 | 6.7 | 8.9 | 8.3 | 2.8 | -7.2 | 2.8 | 2.8 | 12 | 6 | 17.8 | 14.1 | 23.9 | 21.7 | 11.1 | 8.3 | 12.2 | 7.8 | 5 | 2.2 | 18.3 | 16.7 | 0.6 | -2.2 | -1.7 | -5.6 | 0.9 | -1.6 | 2.2 | -5 | 3.9 | -2.2 | -3.5 | -7.7 | 8.9 | 5 | 8.3 | 2.1 | -3.9 | -11.1 | -6 | -7 | -11.7 | -15 | -10.6 | -12.2 | -0.6 | -2.2 | -3.9 | -9.4 | -11.7 | -12.8 | -7.2 | -10.2 | -7.2 | -11.7 | 5.6 | -1.7 | -2.2 | -6.7 | 3.9 | -1.7 | 19.1 | 16.9 | 2.2 | -9.4 | -12.2 | -15.6 | 0 | -4.3 | 20 | 17.8 | 17.8 | 16.7 | -5.3 | -8.3 | 2.8 | -0.6 | 5.6 | -1.7 | 1.5 | -4 | 8.5 | -5.1 | -0.6 | -7 | -2 | -6.7 | 2.8 | -1.1 | -6.1 | -8.9 | 2.2 | -5 | 2.2 | -5 | 4.8 | -0.5 | -1 | -4 | 1.7 | -0.6 | 3.9 | 2.2 | -0.6 | -8.3 | 5 | 2.8 | -7 | -9 | 10.7 | 5.9 | 5.6 | -1.1 | -2.4 | -7.1 | 8.9 | 5.6 | 12.8 | 12.1 | -4.4 | -6.1 | 21.7 | 20.6 | 7.8 | -0.6 | 12.6 | 11.9 | 8.9 | 4.4 | 17.2 | 13.6 | 8.3 | -9.4 | 9.2 | 5.4 | -8.3 | -11.7 | 4.4 | 1.1 | 4.4 | -7.8 | 5.6 | -0.4 | 1.1 | -2.8 | 4.4 | -9.4 | -8.3 | -10
-16 | -18 | -7.2 | -12.2 | 13.3 | 10 | 5 | 0 | -0.3 | -7.6 | 7.8 | 2.8 | 4 | 2 | 8.2 | 6.5 | 15 | 11.1 | 11.1 | 11.1 | 11.1 | 6.1 | 12.8 | 10.6 | 4.3 | -5.3 | 4.5 | 2 | 12 | 6 | 20 | 14.4 | 24.4 | 21.7 | 14.4 | 8.3 | 12.8 | 8.3 | 5 | 1.7 | 20.9 | 16.7 | 0.6 | -2.2 | 0.3 | -4.3 | 1.1 | -1.7 | 2.8 | -1.1 | 5 | -1.1 | -3.2 | -7.7 | 12.2 | 5.6 | 9.4 | 2.8 | -2.8 | -13.3 | -6 | -7 | -10.6 | -13.9 | -6.7 | -8.9 | 1.1 | -0.6 | -2.2 | -7.2 | -8.3 | -10 | -7.2 | -11.1 | -6.7 | -11.1 | 8.3 | -0.6 | 0 | -6.1 | 7.2 | -2.8 | 20 | 16.7 | 4.1 | -7.4 | -10.7 | -14.2 | 3.9 | -3.8 | 20.6 | 17.8 | 18.9 | 10.6 | -4.4 | -8.3 | 3.3 | -1.1 | 8.3 | -1.7 | 2.9 | -4.6 | 11.5 | -4.5 | 2.8 | -6.1 | -0.2 | -6.1 | 3.9 | 0 | -3.9 | -8.3 | 5 | -3.8 | 4.4 | -3.9 | 6.1 | -0.6 | 0 | -2 | 5 | 0.6 | 5 | 2.2 | 0.6 | -8.9 | 5.6 | 3.3 | -5 | -7 | 14.3 | 8.5 | 6.1 | -0.6 | -1.7 | -7.8 | 10 | 6.7 | 13.9 | 12.8 | -4.4 | -6.7 | 22.2 | 20.6 | 11.1 | -1.1 | 12.8 | 12.2 | 15.6 | 7.2 | 18.3 | 13.9 | 11.1 | -8.9 | 11.3 | 3.6 | -5 | -11.7 | 5.6 | 1.7 | 6.1 | -8.3 | 7.8 | 1.1 | 5 | -0.6 | 4.8 | -7.7 | -7.8 | -10.6
-12 | -15 | -7.2 | -11.1 | 12.2 | 9.4 | 7.2 | -0.6 | 3.7 | -7.4 | 10.6 | 3.3 | 6 | 3 | 10.6 | 8.3 | 15.6 | 10.6 | 12.8 | 11.7 | 12.2 | 6.7 | 12.8 | 10 | 5.7 | -4.7 | 6.1 | 0.8 | 12 | 6 | 22.2 | 14.4 | 23.9 | 22.2 | 16.1 | 8.3 | 13.9 | 8.3 | 6.1 | 1.7 | 23.5 | 16.6 | 1.7 | -1.7 | 2.4 | -4 | 1.3 | -1.6 | 3.9 | 0 | 8.9 | -0.6 | -2.8 | -8.3 | 15.6 | 3.9 | 11.1 | 3.9 | -2.2 | -12.8 | -5 | -6 | -9.4 | -13.3 | -3.9 | -7.8 | 2.8 | -1.1 | -1.7 | -6.7 | -3.9 | -6.7 | -6.1 | -10.2 | -5 | -10.6 | 11.7 | 0.6 | 1.7 | -6.1 | 8.9 | -1.7 | 21.3 | 16.7 | 5.9 | -6.5 | -9.3 | -13.1 | 7.8 | -5 | 20.6 | 17.8 | 19.4 | 6.1 | -2.4 | -7.1 | 5.6 | -0.6 | 10 | -1.1 | 4.4 | -6.1 | 14.4 | -5 | 6.1 | -6.1 | 1.7 | -6.7 | 3.9 | 0 | -2.2 | -7.8 | 7.8 | -3.3 | 6.7 | -2.2 | 7.6 | -0.8 | 0 | -1 | 7.8 | 1.7 | 6.7 | 2.8 | 2.2 | -8.3 | 5 | 2.8 | -3 | -7 | 17.8 | 10.6 | 6.7 | 0.6 | -0.4 | -6.4 | 10.6 | 7.8 | 14.3 | 12.2 | -3.9 | -6.1 | 23.3 | 21.7 | 13.3 | -1.1 | 13.7 | 12.6 | 18.3 | 4.4 | 21.8 | 14.5 | 12.8 | -8.3 | 13.3 | 0 | -4.4 | -11.1 | 5.6 | 1.7 | 6.7 | -8.3 | 9.5 | 2.1 | 8.9 | -1.7 | 5.2 | -7.4 | -7.2 | -10
-10 | -13 | -7.2 | -11.1 | 11.7 | 9.4 | 8.3 | -1.1 | 7.8 | -10 | 11.7 | 3.3 | 8 | 3 | 12.1 | 8.4 | 16.1 | 11.1 | 13.3 | 11.7 | 12.8 | 7.2 | 13.9 | 10.6 | 7.2 | -4.4 | 7.8 | -1.1 | 16 | 4 | 23.5 | 14 | 22.2 | 20.6 | 17.8 | 7.8 | 14.4 | 8.3 | 6.7 | 1.1 | 26.1 | 15.6 | 2.2 | -2.2 | 4.4 | -4.4 | 1.5 | -1.4 | 5 | 2.2 | 11.7 | 0 | -1.3 | -7.5 | 18.3 | 2.2 | 12.7 | 5.2 | -1.7 | -11.1 | -3 | -4 | -8.3 | -12.2 | -2.2 | -7.2 | 4.4 | -1.1 | -0.6 | -7.8 | -0.6 | -5 | -5 | -9.6 | -3.9 | -10 | 14.4 | 2.2 | 2.8 | -7.2 | 10.6 | -1.7 | 22.6 | 16.4 | 7.8 | -6.7 | -7.8 | -12.8 | 9.3 | -3.8 | 20.6 | 17.8 | 20 | 2.2 | -0.3 | -6.3 | 6.1 | 0 | 10 | -2.2 | 5 | -5.3 | 15.7 | -3.8 | 7.2 | -5.8 | 4.3 | -5.3 | 7.2 | 1.7 | 0 | -7.2 | 8.7 | -2.3 | 7.8 | -1.7 | 9.1 | -1.7 | 1 | 0 | 10 | 2.2 | 7.2 | 2.2 | 3.3 | -8.3 | 5.6 | 1.1 | -2 | -7 | 18.9 | 11.5 | 6.1 | 2.8 | 0.9 | -5.7 | 10 | 8.9 | 14.6 | 11.4 | -3.3 | -6.7 | 24.4 | 21.1 | 16.1 | -0.6 | 14.7 | 13.1 | 21.7 | 3.9 | 25.4 | 14.3 | 13.3 | -7.8 | 13.1 | -0.8 | -3.3 | -10 | 6.7 | 2.8 | 7.2 | -7.2 | 11.1 | 2.7 | 11.7 | -1.7 | 5.6 | -7.8 | -5.6 | -9.4
-7 | -11 | -6.7 | -11.1 | 11.7 | 10 | 10 | -1.1 | 7.4 | -8 | 13.3 | 3.3 | 8 | 3 | 13.5 | 8.2 | 17.2 | 11.1 | 11.1 | 11.1 | 13.9 | 6.7 | 12.8 | 10 | 8.7 | -4 | 8.9 | -1.6 | 17 | 4 | 24.8 | 13.1 | 20 | 17.8 | 20 | 7.2 | 15 | 8.3 | 8.9 | 2.8 | 26.1 | 15.2 | 2.8 | -1.7 | 5.7 | -3.7 | 1.7 | -1.7 | 7.8 | 5 | 14.4 | 1.1 | 0.2 | -7.3 | 20.6 | 1.7 | 14.4 | 6.1 | -1.1 | -11.7 | -2 | -2 | -7.8 | -12.2 | -1.1 | -7.8 | 5.6 | -0.6 | 0 | -7.2 | 1.1 | -3.9 | -3.9 | -10 | -2.8 | -9.4 | 16.1 | 2.2 | 4.4 | -6.7 | 11.7 | -1.7 | 23.9 | 16.1 | 9.3 | -5.8 | -6.3 | -10.9 | 10.7 | -3.3 | 19.4 | 17.8 | 20.6 | 2.8 | 1.7 | -7.2 | 5.6 | 0 | 12.2 | -4.4 | 5.5 | -5.1 | 17 | -3.3 | 8.3 | -6.6 | 6.8 | -5.2 | 8.9 | 1.1 | 1.7 | -7.2 | 9.7 | -1.7 | 7.8 | 0 | 10.6 | -3.3 | 1 | 0 | 12.8 | 2.8 | 8.3 | 2.2 | 4.4 | -7.8 | 5.6 | 0.6 | -1 | -6 | 20 | 12.5 | 6.1 | 3.3 | 2.2 | -6.1 | 10 | 10 | 15 | 10.6 | -2.8 | -6.7 | 25.6 | 21.1 | 18.3 | -1.7 | 15.6 | 13.3 | 23.3 | 2.8 | 28.9 | 13.3 | 15 | -7.2 | 13 | -1.5 | -1.7 | -9.4 | 8.3 | 3.3 | 8.3 | -6.7 | 12.8 | 3.3 | 13.9 | -4.4 | 5.6 | -6.4 | -5.6 | -10
-4 | -8 | -6.1 | -10.6 | 12.2 | 10 | 11.7 | -1.1 | 7.1 | -6.8 | 14.4 | 2.8 | 8 | 1 | 15 | 7.8 | 17.8 | 11.7 | 11.1 | 10 | 14.4 | 6.1 | 14.4 | 10 | 10.2 | -4 | 10 | -2.3 | 18 | 4 | 26.1 | 11.7 | 19.4 | 17.8 | 21.1 | 6.1 | 15.6 | 8.3 | 10.6 | 2.8 | 26.1 | 14.9 | 3.9 | -1.7 | 7 | -3.4 | 1.7 | -1.5 | 8.9 | 6.1 | 17.2 | 1.7 | 1.7 | -8.9 | 22.8 | -0.6 | 15.2 | 6.8 | -0.6 | -11.1 | -1 | -1 | -6.7 | -11.1 | -0.6 | -7.8 | 7.2 | 0 | 1.7 | -5 | 1.7 | -3.3 | -3.5 | -8.5 | -1.7 | -9.4 | 18.3 | 2.8 | 6.7 | -7.8 | 13.3 | -1.7 | 24.6 | 15 | 10.7 | -6.7 | -4.8 | -9.4 | 12.2 | -3.3 | 20 | 13.9 | 20.6 | 1.7 | 1.9 | -7.1 | 5 | 0 | 12.8 | -4.4 | 6.1 | -6.1 | 18.3 | -3.3 | 9.4 | -8.3 | 9.4 | -6.1 | 9.4 | -0.6 | 3.3 | -6.7 | 10.6 | -1.7 | 8.3 | 1.1 | 11 | -2.4 | 1 | 0 | 14.4 | 3.9 | 9.4 | 1.1 | 5.6 | -6.7 | 6.1 | 0.6 | -1 | -6 | 21.1 | 13.3 | 6.7 | 4.4 | 3.1 | -4.3 | 10 | 10 | 14.8 | 10.4 | -2.2 | -6.1 | 27.2 | 20.6 | 19.4 | -2.8 | 16.3 | 13.6 | 25 | 3.3 | 29.6 | 10.2 | 15 | -8.3 | 12.8 | -2.8 | -0.6 | -8.9 | 8.3 | 2.2 | 10 | -6.1 | 13 | 3.9 | 15 | -5 | 5.6 | -6.1 | -4.4 | -10
-4 | -8 | -5 | -9.4 | 11.7 | 9.4 | 13.3 | -1.7 | 6.7 | -7.2 | 15.6 | 1.7 | 10 | 3 | 15.7 | 7.5 | 16.7 | 11.7 | 11.1 | 10.6 | 14.4 | 6.1 | 15 | 9.4 | 11.7 | -5.6 | 11.1 | -3.9 | 17 | 6 | 26.3 | 11.3 | 21.1 | 14.4 | 21.7 | 5.6 | 15 | 8.3 | 10.6 | 3.3 | 26.1 | 14.4 | 4.4 | -1.7 | 8.3 | -3.9 | 1.7 | -1.7 | 10 | 7.2 | 20 | 1.1 | 2.8 | -7.9 | 23.9 | 1.1 | 15.9 | 6.9 | -0.6 | -12.8 | 0 | 0 | -6.7 | -11.7 | 0 | -7.2 | 7.2 | 1.7 | 2.8 | -4.4 | 2.2 | -3.3 | -3.2 | -7.9 | -1.1 | -10 | 19.4 | 2.8 | 7.2 | -8.9 | 14.4 | -0.6 | 25.4 | 13.3 | 12.2 | -8.3 | -3.3 | -8.9 | 12.9 | -2.6 | 20 | 12.8 | 20 | 3.9 | 2 | -8 | 5 | 0 | 13.9 | -3.9 | 6.3 | -5.3 | 18.3 | -3.3 | 9.2 | -7.4 | 10.2 | -4.7 | 10 | -2.2 | 3.9 | -6.1 | 10.2 | -1.1 | 8.9 | 3.3 | 11.3 | -2.2 | 2 | 0 | 16.1 | 4.4 | 10 | 1.1 | 6.1 | -5.6 | 6.1 | -0.6 | 0 | -5 | 21.5 | 12.4 | 7.2 | 6.1 | 4.1 | -3.2 | 10 | 10 | 14.6 | 10.3 | -1.1 | -5.6 | 28.3 | 20 | 22.2 | -3.9 | 17.1 | 13.8 | 26.1 | 3.9 | 30.4 | 6.3 | 14.4 | -9.4 | 12.8 | -2.7 | 0 | -10 | 7.2 | 2.2 | 8.9 | -7.8 | 13.1 | 4 | 15.6 | -4.4 | 5.6 | -6.7 | -4.4 | -10
-3 | -6 | -3.9 | -10 | 11.1 | 9.4 | 13.9 | -2.2 | 5.6 | -6.4 | 16.1 | 1.1 | 9 | 1 | 16.5 | 7.2 | 16.7 | 12.2 | 11.7 | 10.6 | 13.9 | 6.7 | 16.7 | 10 | 10.6 | -3.4 | 10.7 | -4 | 15 | 9 | 26.5 | 10.7 | 22.8 | 10.6 | 21.7 | 6.1 | 13.3 | 8.3 | 10 | 3.3 | 25.7 | 15.1 | 4.4 | -1.7 | 8.5 | -3.2 | 1.7 | -2.2 | 10.6 | 7.8 | 22.2 | 1.1 | 3.9 | -8.4 | 24.4 | 1.7 | 16.7 | 7.2 | 0 | -11.7 | 1 | 0 | -6.7 | -11.7 | -0.6 | -5.6 | 7.2 | 2.8 | 3.3 | -5.6 | 2.2 | -3.3 | -2.8 | -7.8 | -0.6 | -10 | 20 | 2.8 | 7.2 | -8.3 | 15 | -0.6 | 26.1 | 11.7 | 12.4 | -7.7 | -2.6 | -7.1 | 13.7 | -2 | 19.4 | 11.7 | 20 | 3.9 | 2.2 | -10 | 5 | -0.6 | 14.4 | -3.9 | 6.5 | -5.7 | 18.3 | -3.9 | 9.1 | -7.5 | 10.9 | -4.6 | 10 | -3.3 | 3.3 | -5 | 9.8 | -0.6 | 8.9 | 5 | 11.7 | -2.2 | 2 | 0 | 17.8 | 2.8 | 10 | 0.6 | 6.1 | -5.6 | 6.1 | -1.1 | 0 | -3 | 21.8 | 11.3 | 8.9 | 7.2 | 5 | -2.8 | 10.6 | 10.6 | 14.4 | 10 | -1.1 | -5 | 27.8 | 21.1 | 22.8 | -5 | 17.8 | 13.9 | 26.1 | 5 | 31.1 | 0.6 | 15.6 | -8.9 | 12.8 | -3.4 | 1.1 | -10 | 8.3 | 2.8 | 7.8 | -6.7 | 13.3 | 4.4 | 16.7 | -3.9 | 5.6 | -6.1 | -2.8 | -9.4
-3 | -8 | -2.8 | -11.1 | 8.3 | 6.7 | 13.3 | -3.3 | 4.4 | -6.6 | 17.2 | 1.1 | 9 | 3 | 17.2 | 6.7 | 15.6 | 11.7 | 11.7 | 10.6 | 14.4 | 6.7 | 16.7 | 8.9 | 9.4 | -2.5 | 10.4 | -4.6 | 15 | 9 | 26.7 | 10 | 23.9 | 8.9 | 21.7 | 5.6 | 13.3 | 8.3 | 10 | 3.3 | 25.4 | 15.7 | 4.4 | -1.7 | 8.7 | -3.4 | 1.3 | -2.3 | 10.6 | 7.8 | 20.6 | 1.7 | 5 | -10 | 23.9 | 2.2 | 15.9 | 6.6 | -0.6 | -11.7 | 1 | 1 | -7.2 | -12.2 | -0.6 | -6.1 | 7.2 | 3.9 | 4.4 | -8.9 | 2.2 | -3.3 | -3 | -7.7 | -1.1 | -10.6 | 20 | 3.3 | 7.2 | -8.3 | 15 | 0 | 24.6 | 12.3 | 12.6 | -7.6 | -1.8 | -6 | 14.4 | -2.2 | 18.3 | 11.7 | 20 | 2.8 | 1.8 | -8.4 | 5 | -1.1 | 15.6 | -5 | 6.7 | -6.7 | 18.3 | -5 | 8.9 | -8.9 | 11.7 | -4.4 | 9.4 | -3.9 | 4.4 | -3.3 | 9.4 | -0.6 | 8.9 | 5.6 | 11.5 | -2.4 | 1 | 0 | 18.3 | 2.8 | 10 | 0 | 3.9 | -2.8 | 7.2 | -2.8 | -1 | -2 | 22.2 | 10 | 9.4 | 8.3 | 5.6 | -1.8 | 9.4 | 8.3 | 12.6 | 9.1 | -1.1 | -4.4 | 25.6 | 20 | 22.2 | -10 | 18.5 | 14 | 25 | 13.3 | 30 | -0.3 | 14.4 | -9.4 | 12.8 | -4.4 | 1.1 | -9.4 | 6.1 | 2.8 | 7.2 | -7.8 | 11.5 | 3.5 | 16.7 | -3.3 | 5.6 | -6.4 | -3.3 | -10.6
-4 | -8 | -2.2 | -11.1 | 8.3 | 6.1 | 12.8 | -1.7 | 3.3 | -7.8 | 17.2 | 1.7 | 8 | 2 | 15.9 | 6.9 | 15 | 12.2 | 12.2 | 9.4 | 12.8 | 6.7 | 15 | 7.8 | 8.3 | -2.2 | 10 | -6.1 | 14 | 9 | 25.2 | 10.3 | 22.8 | 6.7 | 21.1 | 6.7 | 13.3 | 8.3 | 9.4 | 2.8 | 25 | 16.1 | 3.9 | -2.2 | 8.9 | -3.9 | 1 | -2.9 | 11.1 | 7.8 | 19.4 | 1.7 | 3.9 | -9 | 22.8 | 4.4 | 15.2 | 6.3 | -1.1 | -11.7 | 1 | 0 | -7.8 | -12.8 | -0.6 | -5.6 | 7.2 | 3.3 | 3.3 | -5.6 | 2.2 | -3.3 | -3.1 | -8.1 | -1.7 | -11.7 | 18.9 | 2.8 | 7.2 | -7.2 | 15 | -0.6 | 23.2 | 13.1 | 12.8 | -8.9 | -1.1 | -5.6 | 12.4 | -1.7 | 17.2 | 12.2 | 18.3 | 2.8 | 1.5 | -8.1 | 5.6 | -1.1 | 15 | -5 | 4.3 | -4.8 | 17.4 | -5.1 | 6.3 | -7.1 | 10.2 | -3.7 | 8.9 | -3.9 | 6.1 | -2.2 | 8.5 | 0.2 | 8.9 | 5.6 | 11.3 | -2.8 | 0 | 0 | 16.7 | 3.3 | 10 | -1.1 | 5 | -2.8 | 6.7 | -2.8 | 0 | -1 | 21.1 | 10.6 | 10 | 8.9 | 6.1 | -1.4 | 8.3 | 7.2 | 10.7 | 7.8 | -0.6 | -3.9 | 24.4 | 20 | 21.1 | -8.9 | 19.3 | 13.9 | 25 | 9.4 | 28.9 | -0.3 | 16.1 | -9.4 | 11.3 | -4.2 | 1.7 | -10.6 | 7.2 | 2.8 | 7.8 | -7.2 | 9.6 | 2.7 | 16.7 | -4.4 | 5.6 | -7.8 | -4.4 | -10
-7 | -11 | -2.2 | -12.8 | 7.2 | 5 | 10.6 | 0 | 2.4 | -7.1 | 16.7 | 1.7 | 8 | 2 | 14.6 | 6.7 | 13.9 | 11.7 | 11.1 | 8.9 | 11.7 | 6.7 | 12.8 | 6.7 | 6.6 | -2.2 | 8 | -4.8 | 14 | 9 | 23.7 | 10.8 | 21.1 | 8.3 | 19.4 | 7.8 | 12.8 | 7.8 | 8.9 | 2.8 | 24.4 | 16.2 | 3.3 | -2.8 | 7.4 | -3.3 | 0.6 | -3.9 | 11.1 | 8.3 | 13.3 | 3.9 | 2.8 | -9 | 17.8 | 8.9 | 14.4 | 5.6 | -2.2 | -12.8 | 1 | 1 | -8.3 | -13.3 | -0.6 | -5.6 | 6.7 | 3.3 | 2.8 | -5.6 | 1.7 | -2.8 | -3.3 | -9.4 | -2.8 | -13.3 | 16.1 | 2.8 | 6.7 | -7.2 | 13.9 | 0 | 21.7 | 13.3 | 9.3 | -6.2 | -1.5 | -4.9 | 10.3 | -1.5 | 16.1 | 10.6 | 15.6 | 1.7 | 1.1 | -8.9 | 4.4 | -1.1 | 13.9 | -5 | 1.8 | -4.3 | 16.5 | -5.8 | 3.7 | -6.9 | 8.7 | -3.4 | 7.8 | -3.9 | 5.6 | -1.7 | 7.6 | 0.8 | 8.9 | 6.1 | 11.1 | -3.9 | 1 | 0 | 15 | 0 | 8.3 | 0 | 5 | -4.4 | 5.6 | -2.8 | 0 | -1 | 20 | 11 | 10 | 8.9 | 6.7 | -1.1 | 7.2 | 6.1 | 8.9 | 6.7 | -0.6 | -3.9 | 22.8 | 19.4 | 20 | -7.2 | 20 | 13.9 | 23.9 | 7.2 | 27.8 | -1.1 | 15 | -9.4 | 9.8 | -4.7 | 0.6 | -10 | 6.7 | 2.8 | 6.7 | -6.1 | 7.8 | 1.7 | 16.1 | -4.4 | 4.3 | -6.9 | -7.2 | -12.8
-12 | -15 | -2.8 | -13.3 | 6.7 | 4.4 | 8.3 | 1.7 | 1.5 | -7.4 | 16.1 | 2.2 | 7 | 2 | 13.3 | 6.7 | 13.3 | 11.7 | 10.6 | 7.8 | 10.6 | 7.2 | 10 | 6.1 | 5 | -2.9 | 5.9 | -4.8 | 13 | 9 | 22.2 | 10.6 | 19.4 | 8.9 | 17.2 | 7.8 | 12.2 | 8.3 | 8.9 | 2.8 | 23.9 | 16.2 | 2.8 | -2.8 | 5.9 | -3.5 | -0.9 | -4.2 | 9.4 | 7.2 | 8.9 | 4.4 | 1.7 | -10.6 | 13.3 | 8.9 | 13.3 | 6 | -2.8 | -11.7 | 1 | 0 | -9.4 | -13.3 | -0.6 | -5 | 5.6 | 3.3 | 0.6 | -8.3 | 0 | -3.3 | -4.4 | -9 | -4.4 | -13.9 | 12.2 | 2.2 | 6.1 | -6.7 | 12.2 | 0 | 20.2 | 13.7 | 5.7 | -6.1 | -1.8 | -4.6 | 8.3 | -2.2 | 15.6 | 10.6 | 13.3 | 3.3 | -1.1 | -7.7 | 3.9 | -1.1 | 13.3 | -6.1 | -0.6 | -5 | 15.6 | -7.2 | 1.1 | -8.3 | 7.2 | -3.9 | 6.7 | -4.4 | 5 | -2.8 | 6.7 | 1.1 | 8.9 | 6.1 | 9.1 | -2.5 | 1 | 0 | 13.3 | 1.1 | 6.7 | 0 | 3.9 | -3.3 | 5 | -3.3 | 0 | -1 | 18.9 | 11.1 | 10 | 9.4 | 6.3 | -0.8 | 6.7 | 5 | 8.5 | 6.5 | -1.1 | -3.9 | 21.1 | 19.4 | 19.4 | -7.8 | 19.6 | 14.4 | 21.1 | 8.9 | 25.6 | 0.3 | 13.3 | -9.4 | 8.3 | -6.1 | -1.7 | -8.9 | 6.1 | 2.2 | 6.1 | -4.4 | 5.8 | 0.3 | 14.4 | -5 | 3 | -6.9 | -7.2 | -11.1
-12 | -15 | -2.8 | -14.4 | 6.1 | 3.3 | 7.8 | 2.2 | 0.6 | -8.9 | 15.6 | 2.2 | 8 | 3 | 11.6 | 6.6 | 13.3 | 11.7 | 8.9 | 6.1 | 10.6 | 7.2 | 8.3 | 6.1 | 3.3 | -3.9 | 3.9 | -5.6 | 13 | 9 | 21.3 | 12.7 | 19.4 | 8.9 | 14.4 | 8.3 | 12.2 | 8.3 | 8.3 | 5 | 23.3 | 16.1 | 1.7 | -3.3 | 4.4 | -4.4 | -2.4 | -4.9 | 8.9 | 6.7 | 7.2 | 4.4 | 0.8 | -8.7 | 11.7 | 9.4 | 12.2 | 6.5 | -3.9 | -11.1 | 1 | 0 | -10 | -14.4 | -0.6 | -4.4 | 5 | 3.3 | -1.1 | -7.2 | -2.2 | -3.9 | -5.6 | -9.7 | -6.1 | -13.3 | 11.1 | 1.1 | 5 | -6.7 | 11.1 | 0 | 18.7 | 14 | 2.2 | -7.2 | -2.2 | -5 | 7 | -1.7 | 16.7 | 9.4 | 11.1 | 5.6 | -3.4 | -8.4 | 2.8 | -1.7 | 9.4 | -1.1 | -1.1 | -4.5 | 15.4 | -5.5 | 0.2 | -7.1 | 7 | -3.4 | 6.1 | -4.4 | 5 | -2.8 | 6.9 | 1.6 | 9.4 | 6.7 | 7 | -1.9 | 1 | 0 | 11.1 | 2.2 | 5 | 1.7 | 2.8 | -3.3 | 3.9 | -3.9 | 0 | 0 | 18.2 | 11.8 | 10 | 9.4 | 6 | -0.8 | 6.1 | 5 | 8.2 | 6.4 | -1.1 | -3.9 | 21.1 | 20 | 17.8 | -7.2 | 19.3 | 15.2 | 19.4 | 10.6 | 23.3 | 0.4 | 13.3 | -10.6 | 6.8 | -5.2 | -3.3 | -9.4 | 5.6 | 2.2 | 5.6 | -3.3 | 3.7 | -0.8 | 11.7 | -4.4 | 1.7 | -8.3 | -7.2 | -10.6
-14 | -17 | -3.3 | -13.3 | 5.6 | 2.8 | 7.2 | 2.2 | 0 | -6.7 | 14.4 | 2.8 | 8 | 5 | 10 | 6.6 | 13.9 | 11.7 | 7.8 | 7.2 | 10.6 | 7.2 | 7.2 | 5.6 | 2.2 | -3.4 | 3.3 | -5 | 13 | 11 | 20.3 | 14.2 | 18.3 | 10 | 13.9 | 7.8 | 12.2 | 8.3 | 7.8 | 4.4 | 22.2 | 16.3 | 0.6 | -3.3 | 2.7 | -4 | -3.9 | -6.1 | 8.3 | 6.7 | 5.6 | 4.4 | -0.2 | -8.6 | 11.1 | 7.8 | 11.1 | 6.7 | -5 | -15 | 1 | 0 | -10 | -13.9 | 0.6 | -3.3 | 4.4 | 3.3 | -1.1 | -6.7 | -2.8 | -4.4 | -6.7 | -10.6 | -5.6 | -12.2 | 12.2 | 0.6 | 4.4 | -6.7 | 10 | 0 | 17.2 | 13.9 | 1.3 | -6.6 | -2.4 | -4.5 | 5.7 | -1.9 | 16.1 | 9.4 | 8.9 | 0.6 | -5.6 | -9.4 | 1.1 | -1.7 | 8.9 | -1.1 | -1.7 | -4.5 | 15.2 | -5.1 | -0.8 | -7.4 | 6.9 | -3.5 | 5.6 | -5.6 | 4.4 | -2.8 | 7 | 1.9 | 10 | 7.2 | 5 | -2.2 | 0 | -3 | 10 | 2.8 | 4.4 | 1.1 | 2.8 | -2.8 | 2.2 | -4.4 | 0 | 0 | 17.4 | 11.9 | 10 | 9.4 | 5.6 | -1.1 | 5.6 | 4.4 | 7.8 | 6.1 | -1.1 | -3.9 | 21.7 | 20 | 17.2 | -6.7 | 18.9 | 15.6 | 18.3 | 12.8 | 21.1 | 0.6 | 12.8 | -8.9 | 5.4 | -5.2 | -4.4 | -8.9 | 5 | 1.1 | 5 | -3.3 | 1.7 | -2.2 | 10 | -3.9 | 1.5 | -7.1 | -7.4 | -10.2
-14 | -17 | -3.3 | -13.9 | 6.1 | 3.3 | 6.1 | 2.2 | -0.5 | -5.6 | 13.9 | 3.3 | 8 | 4 | 8.3 | 6.1 | 13.9 | 11.1 | 7.2 | 7.2 | 9.4 | 6.7 | 7.2 | 5.7 | 1.1 | -3.3 | 2.8 | -4.9 | 12 | 11 | 19.4 | 15.6 | 17.8 | 10 | 13.3 | 7.8 | 12.2 | 8.3 | 7.8 | 3.3 | 21.1 | 16.1 | -0.6 | -3.9 | 1.1 | -4 | -3 | -5.3 | 9.4 | 7.2 | 3.9 | 3.3 | -1.1 | -9.4 | 11.1 | 8.3 | 10.2 | 6.2 | -5.6 | -13.9 | 1 | 0 | -10.6 | -14.4 | 1.1 | -2.2 | 4.4 | 3.3 | -2.2 | -6.1 | 0 | -3.9 | -7.4 | -10.5 | -5.6 | -13.3 | 10.6 | 0.6 | 3.9 | -5.6 | 9.4 | 0 | 17 | 13.7 | 0.3 | -7 | -2.6 | -4.4 | 4.4 | -2.2 | 16.1 | 8.3 | 7.8 | 0 | -7.1 | -10.7 | 1.1 | -1.7 | 8.3 | -2.2 | -2.2 | -5 | 15 | -5 | -1.7 | -8.3 | 6.7 | -3.9 | 4.4 | -9.4 | 3.9 | -2.8 | 7.2 | 2.2 | 9.4 | 7.2 | 4.1 | -2 | 0 | -4 | 8.3 | 3.9 | 3.9 | 1.7 | 2.8 | -2.2 | 1.7 | -6.7 | 0 | 0 | 16.7 | 12.2 | 10 | 9.4 | 4.8 | -0.9 | 5.6 | 3.9 | 7.6 | 6.1 | -1.1 | -3.9 | 21.1 | 19.4 | 15.6 | -6.1 | 18.9 | 15.8 | 17.2 | 14.4 | 19.6 | 2.5 | 12.2 | -7.8 | 3.9 | -6.1 | -5 | -8.9 | 3.9 | 0.6 | 4.4 | -3.3 | 1.5 | -1.2 | 7.8 | -4.4 | 1.3 | -7.3 | -7.6 | -10.1
-10 | -15 | -3.3 | -14.4 | 5.6 | 2.8 | 6.1 | 2.2 | -1.1 | -5.6 | 12.8 | 3.9 | 6 | 2 | 7.6 | 5.6 | 13.3 | 11.7 | 6.7 | 6.7 | 9.4 | 7.2 | 6.7 | 6.2 | 0 | -3.9 | 2.2 | -5.6 | 13 | 11 | 18.7 | 15.6 | 17.2 | 10.6 | 12.8 | 7.8 | 12.2 | 8.3 | 7.2 | 3.3 | 20 | 16.1 | -1.1 | -4.4 | -0.6 | -5 | -2 | -4.9 | 11.1 | 8.3 | 2.8 | 1.1 | -0.7 | -8.4 | 10.6 | 8.3 | 9.2 | 5.6 | -6.1 | -13.9 | 0 | 0 | -11.1 | -13.9 | 1.1 | -3.3 | 4.4 | 3.3 | -2.8 | -6.7 | -1.1 | -3.9 | -8.2 | -10.9 | -5.6 | -13.3 | 10.6 | -0.6 | 2.8 | -5 | 10 | 1.7 | 16.9 | 13.7 | -0.6 | -8.3 | -2.8 | -4.4 | 3.3 | -1.8 | 15.6 | 6.7 | 7.2 | 0 | -8.5 | -12.3 | 0.6 | -2.2 | 7.2 | -1.1 | -2.2 | -4.5 | 13.5 | 0.5 | -1.9 | -7.7 | 6.1 | -3.1 | 3.3 | -12.2 | 3.3 | -2.8 | 7 | 2.3 | 9.4 | 7.8 | 3.1 | -2.1 | -1 | -5 | 8.3 | 3.9 | 1.7 | 0.6 | 2.8 | -1.7 | -1.7 | -9.4 | 0 | 0 | 16.7 | 12.1 | 10 | 9.4 | 4.1 | -0.8 | 5 | 2.8 | 7.4 | 6.2 | -2.8 | -4.4 | 21.1 | 20 | 13.9 | -6.7 | 18.9 | 16 | 16.7 | 14.4 | 18.2 | 3.3 | 12.2 | -7.2 | 3.2 | -5.7 | -5.6 | -8.9 | 4.4 | 0.6 | 3.9 | -3.3 | 1.3 | -0.7 | 6.7 | -3.9 | 1.1 | -8.3 | -7.8 | -10.6
-8 | -14 | -3.3 | -13.9 | 5 | 2.2 | 4.4 | 1.7 | -1.1 | -4.7 | 11.7 | 3.9 | 6 | 2 | 6.8 | 5 | 13.3 | 11.1 | 6.7 | 6.7 | 8.9 | 6.7 | 6.7 | 6.5 | 0 | -3.9 | 2.6 | -4.7 | 12 | 11 | 17.9 | 15.6 | 16.7 | 11.1 | 12.8 | 8.3 | 12.2 | 8.3 | 6.7 | 2.8 | 19.3 | 16.2 | -1.1 | -4.4 | -0.6 | -4.3 | -1.1 | -5 | 11.7 | 8.9 | 1.7 | 0.6 | -0.4 | -8.3 | 9.4 | 6.7 | 8.3 | 5 | -6.1 | -14.4 | 0 | -2 | -11.9 | -14.5 | 1.1 | -4.4 | 4.4 | 3.3 | -3.3 | -5.6 | 0 | -3.3 | -8.9 | -11.7 | -8.3 | -13.3 | 10 | -0.6 | 1.7 | -5 | 10 | 2.2 | 16.7 | 13.3 | -0.2 | -7.7 | -3.5 | -4.9 | 2.2 | -1.9 | 13.9 | 3.9 | 6.1 | 0 | -10 | -14.4 | 0 | -2.2 | 6.1 | 0 | -2.2 | -4.5 | 12.1 | 4.1 | -2 | -8 | 5.6 | -3.1 | 2.2 | -12.8 | 3.9 | -2.2 | 6.9 | 2.2 | 10 | 7.8 | 2.2 | -2.8 | -2 | -6 | 8.3 | 3.9 | 1.7 | 0.6 | 3.3 | -0.6 | -3.3 | -8.3 | 0 | 0 | 16.7 | 12.1 | 10 | 10 | 3.3 | -1.1 | 4.4 | 2.2 | 7.2 | 6.1 | -1.1 | -2.8 | 21.1 | 20.6 | 15.6 | -7.8 | 18.9 | 16.1 | 16.7 | 14.4 | 16.7 | 3.9 | 11.7 | -7.8 | 2.4 | -5.9 | -6.1 | -8.9 | 4.4 | 0.6 | 3.9 | -3.3 | 1.1 | 0 | 5.6 | -3.3 | 1.1 | -7 | -8.7 | -12.4
-8 | -12 | -3.3 | -14.4 | 4.4 | 2.2 | 5 | 1.1 | -1.1 | -4.4 | 10 | 3.9 | 6 | 3 | 6.1 | 4.4 | 12.8 | 11.1 | 6.7 | 5.6 | 8.9 | 6.1 | 7.2 | 6.8 | 0 | -4.4 | 2.9 | -4.2 | 12 | 11 | 17.2 | 15.6 | 16.1 | 10.6 | 12.2 | 8.3 | 12.2 | 8.3 | 6.1 | 2.2 | 18.5 | 16.1 | -1.1 | -4.4 | -0.6 | -4.2 | -1.3 | -4.6 | 11.7 | 9.4 | 1.7 | 0 | 0 | -9.4 | 8.3 | 6.7 | 8.5 | 5.4 | -6.7 | -15.6 | 0 | -2 | -12.8 | -15.4 | 1.1 | -4.4 | 4.4 | 2.8 | -4.4 | -5.6 | 0 | -3.3 | -8.7 | -11.1 | -7.8 | -12.8 | 8.3 | 0 | 2.2 | -4.4 | 8.9 | 1.7 | 16.1 | 13.2 | 0.2 | -7.8 | -4.3 | -5.4 | 1.1 | -2.2 | 13.3 | 3.9 | 5 | -1.7 | -11.1 | -15 | 0.6 | -2.2 | 5 | 0.6 | -2.2 | -5 | 10.6 | 6.1 | -2.2 | -8.9 | 5 | -3.3 | 1.1 | -12.2 | 3.3 | -0.6 | 6.7 | 2.2 | 10 | 7.8 | 1.7 | -2.5 | -2 | -4 | 7.2 | 3.9 | 1.1 | 0.6 | 3.3 | -0.6 | -5 | -8.9 | 0 | 0 | 16.7 | 11.7 | 10 | 10 | 2.8 | -0.9 | 4.4 | 1.7 | 7.2 | 6 | -3.3 | -4.4 | 21.1 | 20.6 | 11.1 | -7.2 | 16.7 | 14.6 | 16.7 | 15 | 16.3 | 4 | 11.1 | -6.7 | 1.7 | -7.2 | -6.7 | -9.4 | 3.3 | 0 | 2.8 | -3.9 | 0.4 | -0.3 | 5 | -2.8 | 1.1 | -7 | -9.7 | -15
-9 | -12 | -2.8 | -15 | 3.9 | 1.1 | 4.4 | 1.1 | -1.1 | -4.4 | 8.9 | 3.9 | 6 | 2 | 6.1 | 4.3 | 13.9 | 11.1 | 7.2 | 6.1 | 6.7 | 5 | 7.8 | 7.4 | 0 | -5.6 | 3.3 | -4.4 | 11 | 8 | 16.8 | 15.4 | 15 | 10 | 12.2 | 8.3 | 10 | 8.3 | 5.6 | 1.7 | 17.8 | 16.1 | -0.6 | -3.9 | -0.6 | -4.4 | -1.5 | -4.6 | 11.7 | 10 | 1.7 | 0 | -0.2 | -8.3 | 9.4 | 6.7 | 8.7 | 5.8 | -7.2 | -17.8 | -1 | -3 | -13.6 | -16.3 | 0.6 | -4.4 | 4.4 | 2.8 | -4.4 | -6.7 | 0.6 | -3.3 | -8.5 | -10.9 | -8.3 | -12.8 | 8.9 | 0 | 1.7 | -3.9 | 7.8 | 1.7 | 15.6 | 12.9 | 0.6 | -9.4 | -5 | -6.1 | 1.3 | -3.5 | 11.1 | 2.8 | 3.9 | -0.6 | -12.2 | -16.1 | 0.6 | -1.7 | 2.8 | 0 | -2 | -4.5 | 9.8 | 6.2 | -2.4 | -8.4 | 3.7 | -4 | 0.6 | -13.3 | 3.3 | -1.1 | 6.3 | 2.4 | 8.3 | 6.7 | 1.1 | -2.8 | -3 | -5 | 7.2 | 3.9 | 1.1 | 0.6 | 3.3 | -0.6 | -5.6 | -10 | 0 | 0 | 16.5 | 12.1 | 10 | 10 | 2.2 | -0.9 | 3.9 | 1.1 | 7.2 | 5.7 | -3.3 | -5 | 20.6 | 20 | 14.4 | -8.3 | 14.4 | 12.8 | 16.7 | 15 | 16 | 4.1 | 10.6 | -6.1 | 0.2 | -5.9 | -6.7 | -10 | 2.8 | -0.6 | 1.1 | -4.4 | -0.4 | -0.8 | 4.4 | -2.8 | 1.1 | -7.8 | -10.6 | -18.3
-8 | -12 | -3.9 | -14.4 | 3.3 | 0.6 | 4.4 | 1.7 | -1.5 | -4.4 | 10 | 3.9 | 7 | 3 | 6.1 | 4.1 | 13.3 | 11.1 | 7.2 | 6.7 | 7.8 | 5 | 8.3 | 8.1 | 0 | -5.3 | 2.9 | -4 | 11 | 8 | 16.5 | 15.2 | 14.4 | 9.4 | 11.7 | 7.8 | 8.9 | 8.3 | 4.4 | -0.6 | 17.6 | 16.1 | -0.6 | -3.9 | -0.2 | -4.3 | -1.7 | -5 | 12.2 | 10 | 1.7 | 0 | -0.4 | -8.5 | 10 | 7.2 | 8.9 | 6.1 | -7.2 | -17.2 | -1 | -3 | -14.4 | -17.2 | 0.6 | -3.3 | 3.9 | 2.2 | -4.4 | -7.8 | 0.6 | -3.3 | -8.3 | -11.1 | -7.2 | -11.7 | 8.9 | 1.1 | 1.1 | -3.9 | 7.8 | 1.7 | 15 | 12.8 | 0 | -8.2 | -5 | -5.8 | 1.5 | -5.4 | 9.4 | 1.7 | 3.3 | -1.1 | -13.3 | -17.8 | 0 | -2.2 | 2.8 | 0 | -1.9 | -4.7 | 9.1 | 6.2 | -2.6 | -8.5 | 2.4 | -5.3 | -0.6 | -12.8 | 3.9 | -1.1 | 6 | 2.6 | 8.9 | 7.2 | 0.6 | -3.3 | -3 | -6 | 6.7 | 3.3 | -0.6 | -0.6 | 3.3 | 0.6 | -6.1 | -10 | 0 | 0 | 16.3 | 12.1 | 10 | 10 | 1.7 | -1.1 | 2.8 | 0.6 | 7.2 | 5.6 | -3.9 | -5 | 20 | 19.4 | 11.7 | -7.8 | 12.2 | 11.1 | 16.1 | 15 | 15.6 | 3.9 | 10 | -5 | -1.3 | -6 | -7.2 | -10 | 2.2 | -0.6 | 0.6 | -4.4 | -1.1 | -1.1 | 5 | -2.2 | 1.3 | -6.9 | -11.3 | -17.6
-10 | -15 | -3.9 | -14.4 | 2.8 | 0 | 4.4 | 1.7 | -1.8 | -4.7 | 8.3 | 3.9 | 7 | 3 | 6.1 | 3.9 | 13.3 | 10.6 | 6.7 | 6.7 | 6.1 | 4.4 | 9.4 | 8.2 | 0 | -5.5 | 2.6 | -3.9 | 9 | 8 | 16.1 | 15 | 13.9 | 9.4 | 10 | 6.7 | 7.2 | 7.2 | 3.9 | -0.6 | 17.4 | 16.1 | -1.1 | -4.4 | 0.2 | -4.4 | -3 | -5.2 | 12.2 | 10 | 1.7 | 0 | -0.6 | -9.4 | 7.2 | 5.6 | 8 | 5.7 | -7.2 | -16.7 | -1 | -3 | -15.3 | -18.1 | 0 | -3.3 | 4.4 | 3.3 | -5.6 | -6.7 | 0.6 | -2.2 | -8.7 | -11.1 | -6.7 | -10.6 | 8.3 | 1.7 | 1.7 | -3.9 | 7.8 | 1.7 | 14.8 | 12.5 | -0.5 | -8.2 | -5 | -5.6 | 1.7 | -8.9 | 8.3 | 1.7 | 1.7 | -0.6 | -14.6 | -18.9 | 0.6 | -1.7 | 2.8 | 0 | -1.7 | -5 | 8.3 | 6.1 | -2.8 | -9.4 | 1.1 | -7.2 | -1.1 | -11.7 | 3.9 | -0.6 | 5.6 | 2.8 | 9.4 | 6.7 | 0.2 | -3.1 | -5 | -7 | 6.1 | 2.8 | -1.1 | -1.1 | 3.3 | 0.6 | -6.7 | -10.6 | 0 | 0 | 16.1 | 12.2 | 10.6 | 10.6 | 0.9 | -1.2 | 3.3 | -0.6 | 7 | 5.5 | -3.9 | -5.6 | 18.9 | 18.3 | 10 | -7.8 | 12 | 11.1 | 16.1 | 15 | 16 | 5.9 | 9.4 | -5 | -2.8 | -6.7 | -6.7 | -10 | 1.7 | -1.1 | 0.6 | -3.9 | -0.4 | -0.8 | 5 | -1.7 | 1.5 | -6.7 | -12.1 | -17.6
-11 | -15 | -3.9 | -15 | 2.2 | -0.6 | 3.3 | 1.1 | -2.2 | -5.6 | 7.2 | 3.3 | 7 | 3 | 6.3 | 4 | 12.8 | 10.6 | 6.1 | 6.1 | 10 | 6.1 | 10 | 8.9 | 0 | -6.7 | 2.2 | -4.4 | 9 | 7 | 15.9 | 14.8 | 13.3 | 8.9 | 10.6 | 6.1 | 6.7 | 6.7 | 2.8 | -1.7 | 17.2 | 16.1 | -1.7 | -5 | 0.6 | -5.6 | -4.3 | -5.9 | 13.9 | 11.1 | 1.7 | 0 | 0.3 | -7.7 | 6.7 | 5.6 | 7 | 5 | -7.2 | -16.1 | -2 | -5 | -16.1 | -19.4 | 0 | -2.8 | 4.4 | 3.3 | -6.1 | -7.2 | 0.6 | -2.2 | -9 | -11.5 | -6.1 | -10.6 | 8.9 | 1.7 | 2.2 | -3.9 | 6.7 | 1.7 | 14.6 | 12.3 | -1.1 | -9.4 | -5 | -5.6 | 0.6 | -6.4 | 8.3 | 1.1 | 1.1 | -1.1 | -15.9 | -20.5 | 0.6 | -1.7 | 2.8 | 0 | -1.1 | -3.9 | 8.1 | 5.9 | -2.6 | -8.5 | -0.4 | -7.9 | -1.1 | -11.7 | 3.9 | -0.6 | 5.6 | 2.9 | 8.9 | 6.7 | -0.2 | -3.3 | -5 | -7 | 5.6 | 1.7 | -1.7 | -1.7 | 2.8 | -0.6 | -7.8 | -11.1 | -2 | -2 | 15.2 | 12 | 11.1 | 11.1 | 0.2 | -1.2 | 2.8 | -1.7 | 6.9 | 5.7 | -3.9 | -5.6 | 18.3 | 18.3 | 13.9 | -8.3 | 11.9 | 11.2 | 16.1 | 14.4 | 16.3 | 7.3 | 7.8 | -4.4 | -3.3 | -6.2 | -6.7 | -8.9 | 0.6 | -1.7 | 0 | -3.9 | 0.4 | -0.3 | 5.6 | -1.7 | 1.7 | -7.8 | -12.8 | -18.3
-14 | -17 | -3.9 | -15 | 1.7 | -1.1 | 4.4 | 1.7 | -2 | -4.9 | 7.2 | 3.3 | 7 | 3 | 6.5 | 4 | 12.2 | 10.6 | 4.4 | 4.4 | 8.9 | 6.1 | 10.6 | 9.4 | 0.7 | -5.5 | 2.6 | -3.9 | 9 | 6 | 15.8 | 14.7 | 13.3 | 8.9 | 10 | 5.6 | 6.7 | 6.7 | 2.2 | -3.9 | 17.9 | 16.3 | -1.7 | -5 | 1 | -4.8 | -5.6 | -6.7 | 12.2 | 10.6 | 2.2 | 0 | 1.3 | -7.1 | 6.1 | 5 | 6.1 | 4.4 | -7.8 | -16.7 | -3 | -6 | -15.6 | -20.6 | 0.6 | -2.2 | 4.4 | 3.3 | -6.7 | -7.8 | 0.6 | -2.2 | -9.4 | -12.2 | -7.2 | -11.1 | 7.8 | 1.7 | 1.7 | -3.3 | 6.7 | 2.2 | 14.4 | 12.2 | 0 | -8.2 | -4.1 | -4.7 | -0.6 | -5.7 | 7.8 | 0.6 | 0.6 | -1.7 | -17.2 | -22.8 | 1.1 | -1.7 | 3.3 | 0.6 | -0.6 | -3.1 | 8 | 5.8 | -2.4 | -8.4 | -1.8 | -9.6 | -1.7 | -12.2 | 4.4 | -0.6 | 5.6 | 3.3 | 9.4 | 6.1 | -0.6 | -3.9 | -5 | -7 | 5 | 1.7 | 0 | 0 | 2.8 | -0.6 | -8.3 | -11.7 | -2 | -3 | 14.2 | 11.6 | 11.1 | 10 | -0.6 | -1.7 | 1.7 | -3.3 | 6.7 | 5.6 | -3.9 | -5.6 | 18.3 | 17.8 | 10 | -8.3 | 11.7 | 11.1 | 16.1 | 13.9 | 16.7 | 8.9 | 8.3 | -3.3 | -3.9 | -6.2 | -6.7 | -8.9 | 1.1 | -1.7 | -0.6 | -5 | 1.1 | 0 | 6.7 | -0.6 | 2.4 | -6.9 | -12.8 | -17.2
-16 | -20 | -3.9 | -15 | 1.1 | -1.7 | 4.4 | 1.7 | -1.9 | -4.8 | 7.2 | 3.3 | 6 | 2 | 6.7 | 3.9 | 12.8 | 10.6 | 6.1 | 5.6 | 9.4 | 6.1 | 11.1 | 10 | 1.5 | -5.2 | 2.9 | -3.6 | 9 | 7 | 15.6 | 14.4 | 12.8 | 8.3 | 9.4 | 5.6 | 6.7 | 6.7 | 2.2 | -6.1 | 18.7 | 16.5 | -1.7 | -5.6 | 1.3 | -5.2 | -3.2 | -4.8 | 10.6 | 10 | 1.7 | -0.6 | 2.2 | -7.2 | 6.1 | 5 | 9.1 | 6.7 | -7.2 | -16.7 | -3 | -6 | -15 | -19.4 | 1.1 | -1.1 | 5.6 | 3.3 | -6.7 | -7.8 | 0.6 | -2.2 | -8.7 | -11.2 | -6.7 | -10 | 7.8 | 1.7 | 2.2 | -3.3 | 6.7 | 2.2 | 14 | 12.4 | 1.1 | -8.2 | -3.1 | -4 | -1.7 | -5.6 | 8.3 | 0 | -0.6 | -2.2 | -16.8 | -22.1 | 1.1 | -1.1 | 2.8 | 0 | 0 | -2.8 | 7.8 | 5.6 | -2.2 | -8.9 | -3.3 | -12.2 | -1.7 | -12.8 | 5.6 | -0.6 | 5.6 | 3.3 | 10.6 | 6.1 | 2 | -2.4 | -5 | -9 | 5 | 0.6 | 0 | 0 | 2.8 | 0 | -8.9 | -12.8 | -2 | -3 | 13.3 | 11.1 | 10 | 9.4 | 0.2 | -1.2 | 0 | -6.1 | 7.1 | 5.8 | -3.9 | -5 | 17.8 | 17.2 | 9.4 | -7.2 | 11.9 | 9.7 | 16.1 | 13.9 | 17.2 | 11.1 | 7.8 | -2.8 | -4.4 | -6.7 | -6.7 | -8.3 | 1.1 | -1.7 | 0.6 | -4.4 | 0.4 | -0.3 | 6.7 | 0.6 | 3.2 | -7 | -13.3 | -17.2
-15 | -18 | -3.9 | -15.6 | 1.7 | -1.1 | 7.2 | 2.2 | -1.7 | -5 | 8.9 | 3.9 | 7 | 2 | 9.5 | 5.3 | 14.4 | 10.6 | 6.7 | 5 | 11.1 | 5.6 | 11.7 | 10 | 2.2 | -5.6 | 3.3 | -3.9 | 11 | 7 | 18.2 | 15.7 | 13.9 | 8.3 | 9.4 | 5.6 | 10.6 | 7.2 | 2.2 | -6.7 | 19.4 | 16.7 | -0.6 | -3.9 | 1.7 | -6.1 | -0.7 | -3.2 | 10 | 8.9 | 1.7 | -0.6 | 5.2 | -4.3 | 11.7 | 8.9 | 12 | 9.1 | -6.7 | -15.6 | -3 | -4 | -14.4 | -20 | 1.7 | -0.6 | 5.6 | 3.3 | -6.1 | -7.2 | 0.6 | -1.7 | -7.9 | -10.3 | -5 | -8.9 | 10.6 | 3.3 | 2.2 | -3.3 | 8.3 | 2.2 | 13.7 | 12.6 | 2.2 | -9.4 | -2.2 | -3.3 | 0.7 | -5.1 | 8.3 | 0.6 | 2.8 | -1.1 | -16.5 | -22 | 1.7 | -0.6 | 4.4 | 0.6 | 1.1 | -1.6 | 8.2 | 6 | 0.8 | -6.4 | -3.1 | -12 | -1.1 | -13.3 | 5 | -0.6 | 6.5 | 4 | 10 | 6.1 | 4.6 | -1.2 | -5 | -8 | 5.6 | 0.6 | 0.6 | 0.6 | 3.3 | 0.6 | -9.4 | -13.3 | -2 | -3 | 15.5 | 12.7 | 10 | 8.3 | 0.9 | -1.2 | -1.1 | -6.7 | 7.4 | 5.6 | -2.2 | -4.4 | 19.4 | 18.9 | 12.8 | -6.1 | 12 | 8.1 | 17.8 | 13.9 | 17.8 | 13.1 | 8.3 | -2.8 | -1.5 | -5.7 | -3.9 | -7.8 | 2.2 | -0.6 | 1.1 | -3.9 | -0.4 | -0.8 | 7.2 | 2.2 | 3.9 | -8.3 | -12.2 | -15.6
-12 | -16 | -4.4 | -15.6 | 2.8 | -2.2 | 9.4 | 3.3 | -1.5 | -4.3 | 12.2 | 3.9 | 8 | 2 | 12.2 | 6.5 | 16.1 | 10 | 8.9 | 7.8 | 12.2 | 5.6 | 13.9 | 10.6 | 4.4 | -4.1 | 5 | -3.8 | 13 | 7 | 20.7 | 16.5 | 15 | 6.7 | 10 | 5.6 | 13.3 | 7.8 | 2.2 | -6.7 | 21.5 | 17.1 | 1.1 | -2.8 | 3.5 | -5 | 1.7 | -2.2 | 10 | 8.9 | 3.3 | 0 | 8.1 | -2.2 | 16.1 | 10 | 15 | 11.1 | -5 | -15 | -3 | -4 | -13.3 | -20.6 | 1.7 | 0 | 6.1 | 3.9 | -3.3 | -5 | 1.1 | -1.7 | -7.2 | -10 | -2.8 | -7.8 | 12.8 | 3.9 | 2.8 | -2.8 | 13.9 | 2.8 | 13.3 | 12.8 | 4.8 | -7.1 | 0.8 | -1.3 | 3.2 | -6 | 9.4 | 1.1 | 6.1 | -3.9 | -16.1 | -22.8 | 1.7 | 0 | 6.7 | 0 | 2.2 | -0.8 | 8.5 | 6.3 | 3.7 | -5.1 | -3 | -12.9 | -0.6 | -12.8 | 6.7 | 0 | 7.4 | 4.4 | 8.3 | 5.6 | 7.2 | -0.6 | -3 | -7 | 6.1 | 0 | 0.6 | 0.6 | 3.3 | 1.7 | -8.9 | -14.4 | -3 | -5 | 17.8 | 14.3 | 10.6 | 8.9 | 1.7 | -1.1 | -0.6 | -7.8 | 7.8 | 5.6 | 2.2 | -1.7 | 22.2 | 19.4 | 14.4 | -4.4 | 12.2 | 6.1 | 19.4 | 14.4 | 18.3 | 15 | 8.9 | -2.8 | 1.5 | -6 | 0 | -7.2 | 4.4 | -0.6 | 3.3 | -5 | -1.1 | -1.1 | 6.7 | 3.9 | 4.3 | -7.5 | -10.6 | -16.1
-10 | -13 | -3.3 | -15.6 | 3.9 | -2.2 | 13.3 | 2.8 | -1.3 | -3.8 | 15 | 3.9 | 8 | 2 | 15 | 7.2 | 17.2 | 10.6 | 10.6 | 8.9 | 13.9 | 5 | 16.7 | 11.1 | 6.7 | -3.4 | 6.6 | -4.5 | 15 | 7 | 23.3 | 17.2 | 16.1 | 5.6 | 10 | 5.6 | 15 | 8.3 | 2.8 | -8.3 | 23.5 | 17.3 | 2.8 | -1.7 | 5.4 | -4.7 | 1.9 | -1.5 | 10.6 | 9.4 | 5 | -1.1 | 11.1 | -0.6 | 20 | 7.8 | 16.5 | 11.5 | -4.4 | -14.4 | -2 | -5 | -11.7 | -20 | 2.8 | 0.6 | 8.3 | 4.4 | 0 | -4.4 | 1.7 | -1.7 | -5.5 | -9.1 | -1.1 | -7.2 | 15.6 | 5.6 | 3.9 | -2.8 | 15 | 2.8 | 14.4 | 14 | 7.4 | -5.9 | 3.7 | 0.2 | 5.6 | -8.9 | 10 | 1.7 | 7.2 | -2.8 | -15 | -20.8 | 2.2 | 1.1 | 8.3 | -2.8 | 3.3 | 0 | 8.9 | 6.7 | 6.7 | -4.4 | -2.8 | -15 | -1.1 | -12.2 | 8.3 | 1.1 | 8.3 | 5 | 8.3 | 6.7 | 10.7 | -0.1 | -3 | -7 | 7.2 | -1.1 | 1.1 | 1.1 | 5 | 3.3 | -8.3 | -13.9 | -3 | -5 | 20 | 15.6 | 11.1 | 9.4 | 3.5 | -0.1 | 0 | -6.1 | 8.5 | 6 | 5.6 | -0.6 | 23.9 | 18.3 | 15.6 | -3.3 | 13.5 | 5.2 | 22.2 | 13.9 | 19.4 | 15.7 | 10.6 | -2.8 | 4.4 | -8.3 | 1.7 | -7.8 | 6.1 | 1.1 | 4.4 | -5 | -0.7 | -1.3 | 8.3 | 5.6 | 4.6 | -7.5 | -8.3 | -11.7
-6 | -11 | -2.2 | -15.6 | 5.6 | -2.8 | 16.1 | 2.8 | -1.1 | -3.9 | 17.2 | 3.9 | 8 | 2 | 16.1 | 6.8 | 17.8 | 10.6 | 13.3 | 10.6 | 14.4 | 5 | 18.9 | 12.2 | 8.9 | -3.3 | 8.3 | -6.1 | 16 | 7 | 24.1 | 17.6 | 17.8 | 6.7 | 10 | 5 | 16.1 | 8.3 | 3.3 | -8.9 | 25.6 | 17.2 | 4.4 | -0.6 | 7.2 | -5.6 | 2 | -1.3 | 11.7 | 10 | 6.1 | -3.3 | 14.3 | 0.9 | 22.2 | 3.9 | 17.9 | 11.3 | -2.2 | -13.3 | -2 | -5 | -9.4 | -18.3 | 3.3 | 1.1 | 10.6 | 5.6 | 1.1 | -3.9 | 2.2 | -2.2 | -3.9 | -8.7 | 0.6 | -6.7 | 17.8 | 6.7 | 4.4 | -2.2 | 16.1 | 3.9 | 15.6 | 15.2 | 10 | -5.6 | 6.7 | 1.7 | 7.6 | -6.8 | 10 | 1.1 | 8.9 | -3.3 | -13.9 | -19.3 | 3.3 | 2.2 | 8.9 | -3.9 | 4.4 | -0.5 | 9.3 | 6.2 | 8.2 | -4.4 | -1.7 | -13.4 | -0.6 | -12.2 | 8.9 | 1.7 | 9.6 | 4.8 | 9.4 | 7.8 | 14.3 | -0.5 | -3 | -7 | 7.2 | -0.6 | 3.9 | 2.2 | 6.7 | 4.4 | -8.9 | -13.3 | -3 | -6 | 20.6 | 15.8 | 12.2 | 11.1 | 5.4 | 0.9 | 1.1 | -5 | 9.3 | 6.4 | 9.4 | -2.2 | 23.3 | 16.7 | 16.1 | -4.4 | 14.8 | 3.3 | 23.3 | 13.9 | 20.6 | 16.7 | 10.6 | -3.3 | 5.7 | -7.6 | 2.2 | -8.3 | 7.8 | 1.1 | 7.2 | -7.8 | -0.4 | -1.7 | 9.4 | 7.2 | 5 | -8.9 | -6.7 | -12.2
-3 | -7 | -1.7 | -14.4 | 7.8 | -3.9 | 18.3 | 4.4 | 0 | -3.4 | 18.9 | 3.3 | 10 | 3 | 17.2 | 6.4 | 17.2 | 10.6 | 14.4 | 10.6 | 14.4 | 4.4 | 18.3 | 12.2 | 9.6 | -2.6 | 9.2 | -5.2 | 17 | 8 | 24.8 | 17.6 | 20 | 7.2 | 10.6 | 5 | 17.2 | 8.3 | 3.9 | -8.3 | 26 | 17.4 | 6.1 | 0.6 | 7.6 | -4.5 | 2.2 | -1.1 | 13.3 | 11.7 | 7.8 | -3.3 | 17.4 | 2.2 | 23.3 | 7.2 | 19.4 | 11.1 | -0.6 | -13.3 | -2 | -2 | -7.8 | -17.2 | 3.9 | 1.7 | 11.7 | 4.4 | 2.2 | -2.8 | 1.7 | -2.2 | -2.2 | -9.4 | 2.2 | -6.1 | 20 | 7.2 | 6.7 | -1.1 | 17.2 | 5 | 16.7 | 16.1 | 10.6 | -4.8 | 8 | 1.8 | 9.7 | -5.5 | 9.4 | 0.6 | 9.4 | -3.3 | -12.8 | -18.9 | 4.4 | 3.3 | 5.6 | 0 | 5.6 | -1.4 | 9.6 | 5.6 | 9.6 | -5.2 | -0.5 | -12.6 | 0.6 | -12.8 | 11.1 | 2.2 | 10.9 | 4.8 | 10.6 | 10 | 17.8 | -2.8 | -3 | -8 | 8.3 | 2.2 | 7.8 | 2.8 | 7.8 | 5 | -7.2 | -11.7 | -3 | -8 | 21.1 | 16.1 | 12.8 | 11.1 | 7.2 | 1.7 | 2.8 | -5.6 | 10 | 6.7 | 11.7 | -0.6 | 23.9 | 7.8 | 16.7 | -4.4 | 16.1 | 1.1 | 23.9 | 13.9 | 21.7 | 17.2 | 12.8 | -3.9 | 7 | -7.6 | 2.2 | -7.8 | 8.9 | 1.1 | 7.2 | -7.8 | 0 | -2.2 | 10 | 7.8 | 5.6 | -7.7 | -5.6 | -10.6
-1 | -6 | -1.1 | -14.4 | 9.4 | -3.9 | 20 | 3.9 | 1.1 | -3.5 | 20.6 | 2.8 | 9 | 2 | 18.3 | 5.6 | 17.2 | 10.6 | 15.6 | 10 | 15 | 6.1 | 20.6 | 13.3 | 10.4 | -2.6 | 10.2 | -4.7 | 19 | 8 | 25.6 | 17.8 | 21.7 | 8.3 | 11.7 | 5 | 18.3 | 8.3 | 5 | -7.8 | 26.3 | 17.7 | 7.2 | -1.1 | 7.9 | -4 | 2.4 | -0.8 | 12.2 | 9.4 | 7.8 | -2.8 | 20.6 | 2.8 | 24.4 | 8.3 | 20.2 | 11.7 | 0.6 | -12.8 | -1 | -3 | -7.2 | -16.1 | 3.9 | 1.7 | 13.3 | 5 | 3.9 | -3.9 | 3.9 | -2.2 | -1.5 | -8.3 | 3.3 | -4.4 | 22.2 | 8.3 | 8.9 | 0 | 18.3 | 6.7 | 17.2 | 16.7 | 11.1 | -4.8 | 9.3 | 1.9 | 11.7 | -5.6 | 10 | 0 | 11.7 | -2.8 | -11.5 | -18 | 6.7 | 5 | 8.3 | -3.9 | 6.7 | -2.8 | 10 | 5 | 11.1 | -7.2 | 0.6 | -13.9 | 1.7 | -10.6 | 10.6 | 2.8 | 12.2 | 4.4 | 10.6 | 9.4 | 18.9 | -2.9 | -3 | -8 | 6.1 | 1.1 | 10.6 | 1.7 | 10 | 6.1 | -6.1 | -11.1 | -2 | -8 | 21.7 | 16.1 | 12.8 | 11.1 | 7.9 | 2.6 | 4.4 | -4.4 | 10 | 7.5 | 13.3 | -1.1 | 23.3 | 4.4 | 16.1 | -3.3 | 16.7 | 1.2 | 24.4 | 13.9 | 22.6 | 16.9 | 13.9 | -3.9 | 8.3 | -9.4 | 2.2 | -7.8 | 10 | 0 | 8.3 | -8.3 | 1.1 | -1.6 | 10.6 | 8.3 | 6.1 | -7.3 | -4.4 | -10.6
-1 | -4 | 0 | -14.4 | 10.6 | -4.4 | 20.6 | 4.4 | 2.2 | -4.4 | 21.7 | 1.7 | 10 | 3 | 18.7 | 5.6 | 16.7 | 10.6 | 16.1 | 9.4 | 15 | 6.7 | 20 | 13.3 | 11.1 | -2.8 | 11.1 | -5 | 19 | 10 | 25.2 | 17.2 | 22.2 | 9.4 | 12.2 | 4.4 | 18.9 | 8.3 | 5 | -7.2 | 26.7 | 17.8 | 9.4 | 3.3 | 8.3 | -4.4 | 2.6 | -0.6 | 13.3 | 8.9 | 9.4 | -2.2 | 21.1 | 3.8 | 23.9 | 7.8 | 20.9 | 11.8 | 1.1 | -15.6 | -1 | -3 | -5.6 | -17.8 | 3.3 | 1.1 | 12.2 | 5 | 5 | -2.2 | 4.4 | -1.7 | -0.7 | -7.9 | 4.4 | -3.3 | 24.4 | 9.4 | 8.3 | 0.6 | 19.4 | 6.7 | 17.8 | 17.3 | 11.7 | -5.6 | 10.6 | 1.7 | 12.6 | -4 | 10.6 | 1.7 | 13.3 | -2.2 | -10.2 | -18 | 10.6 | 6.7 | 9.4 | -7.2 | 7.1 | -2.5 | 9.4 | 5.2 | 11.8 | -5.8 | 1.1 | -13 | 1.7 | -11.1 | 7.8 | 5 | 12.8 | 4.5 | 12.8 | 11.1 | 20 | -3.2 | -3 | -7 | 7.8 | 2.8 | 11.7 | 0.6 | 11.7 | 7.2 | -6.1 | -12.2 | -2 | -7 | 22.1 | 16.2 | 12.8 | 11.7 | 8.7 | 3.5 | 5.6 | -3.3 | 10 | 8.3 | 13.9 | -2.8 | 23.3 | 5 | 17.8 | -4.4 | 17.2 | 1.2 | 24.4 | 13.9 | 23.5 | 16.3 | 12.8 | -4.4 | 8.1 | -7.5 | 3.3 | -7.8 | 10.6 | 1.7 | 7.2 | -8.9 | 2.2 | -1.2 | 12.2 | 8.3 | 6.7 | -8.3 | -2.8 | -11.1
0 | -4 | 0.6 | -15 | 11.1 | -5 | 20.6 | 2.8 | 2.4 | -3.8 | 22.8 | 1.1 | 9 | 3 | 19 | 5.5 | 16.7 | 12.2 | 17.2 | 8.9 | 13.9 | 7.2 | 20 | 11.7 | 9.6 | -2.4 | 10.5 | -4.2 | 19 | 11 | 24.8 | 16.8 | 22.8 | 11.1 | 11.7 | 4.4 | 20 | 8.9 | 5.6 | -7.2 | 25.8 | 18 | 9.4 | 3.9 | 6.8 | -1.2 | 2.8 | -0.6 | 14.4 | 8.3 | 9.4 | -2.2 | 21.7 | 4.8 | 22.8 | 6.7 | 21.7 | 12.2 | 1.7 | -13.9 | -1 | -3 | -5.6 | -15.6 | 3.9 | 1.7 | 13.3 | 5.6 | 6.1 | -3.9 | 4.4 | -1.7 | 0 | -8.9 | 5 | -2.2 | 23.9 | 10 | 9.4 | -1.1 | 20.6 | 7.2 | 18.3 | 17.8 | 11.3 | -4.6 | 10.4 | 2.3 | 13.5 | -3.7 | 9.4 | 1.1 | 13.3 | -3.3 | -8.9 | -19.4 | 8.9 | 7.2 | 7.8 | -5.6 | 7.4 | -2.5 | 8.9 | 5.5 | 12.6 | -5.2 | 1.7 | -13.3 | 1.7 | -10 | 8.9 | 4.4 | 13.3 | 4.5 | 12.2 | 11.1 | 21.1 | -5 | -3 | -9 | 7.8 | 1.7 | 13.9 | -1.7 | 13.9 | 8.3 | -6.1 | -12.2 | -2 | -8 | 22.4 | 16.2 | 12.2 | 10.6 | 9.4 | 4.4 | 6.7 | -3.9 | 10 | 8.9 | 15 | -2.8 | 22.8 | 3.9 | 17.2 | -4.4 | 17.8 | 1.1 | 24.4 | 14.4 | 24.4 | 15.6 | 15.6 | -5 | 8 | -7.2 | 3.3 | -7.2 | 11.1 | 1.1 | 8.3 | -8.3 | 3.3 | -1.1 | 12.2 | 9.4 | 7.2 | -7.5 | -2.8 | -11.1
-1 | -4 | 0.6 | -14.4 | 11.7 | -5.6 | 21.1 | 2.8 | 2.6 | -3.9 | 23.3 | 1.1 | 9 | 2 | 19.4 | 5.6 | 16.7 | 12.8 | 16.7 | 7.8 | 13.9 | 7.2 | 18.9 | 11.1 | 8.2 | -2.1 | 10 | -4.2 | 17 | 11 | 24.4 | 16.1 | 22.8 | 11.7 | 11.7 | 5 | 19.4 | 8.9 | 5.6 | -6.7 | 24.8 | 18.3 | 9.4 | 3.3 | 5.4 | 0.5 | 2.6 | -0.7 | 12.2 | 7.8 | 9.4 | -3.3 | 22.2 | 5.6 | 22.2 | 7.8 | 20.8 | 12.8 | 1.1 | -13.3 | 0 | -3 | -5.6 | -16.7 | 4.4 | 1.7 | 13.3 | 5.6 | 5.6 | -8.3 | 4.4 | -1.7 | 0 | -7.5 | 4.4 | -1.7 | 23.3 | 8.9 | 10.6 | -2.8 | 21.7 | 8.3 | 19.4 | 18.6 | 11 | -4.5 | 10.2 | 3 | 14.4 | -3.3 | 7.8 | 1.1 | 15 | -3.3 | -8.3 | -18.3 | 9.4 | 7.8 | 8.9 | -6.7 | 7.8 | -3.3 | 8.3 | 5.6 | 13.3 | -5.6 | 2.2 | -15.6 | 1.7 | -10 | 8.3 | 5.6 | 13.9 | 4.4 | 12.8 | 11.7 | 20.7 | -3.9 | -3 | -10 | 7.2 | 1.1 | 13.9 | -2.2 | 18.3 | 10 | -6.1 | -12.8 | -3 | -11 | 22.8 | 16.1 | 12.8 | 11.7 | 8.7 | 4.3 | 7.2 | -5.6 | 9.8 | 8.8 | 15.6 | -2.8 | 22.8 | 4.4 | 16.1 | -4.4 | 16.9 | 0.5 | 22.8 | 15 | 24.2 | 16.5 | 13.3 | -6.7 | 7.8 | -7.8 | 3.3 | -7.2 | 10 | 1.1 | 7.2 | -5.6 | 2.4 | -1.4 | 13.3 | 8.9 | 7.8 | -7.3 | -2.8 | -11.1
-2 | -6 | 0.6 | -13.9 | 11.1 | -6.7 | 20 | 5 | 2.8 | -4.4 | 22.8 | 1.1 | 9 | 1 | 17.9 | 6.5 | 16.1 | 13.3 | 16.7 | 8.3 | 12.8 | 6.7 | 15 | 13.3 | 6.7 | -2.8 | 9.4 | -4.4 | 16 | 11 | 23.3 | 16.6 | 22.2 | 13.3 | 11.7 | 5 | 19.4 | 8.9 | 5 | -7.2 | 23.9 | 18.3 | 8.3 | 5 | 3.9 | 1.7 | 2.4 | -1.1 | 12.2 | 6.7 | 9.4 | -2.8 | 20.9 | 5.3 | 20.6 | 7.2 | 19.8 | 13.1 | 0.6 | -13.9 | 0 | -3 | -5.6 | -16.1 | 2.8 | 1.1 | 12.8 | 4.4 | 5 | -9.4 | 5 | -1.1 | 0 | -7.5 | 5 | -1.1 | 21.7 | 10.6 | 10 | -3.3 | 20 | 7.2 | 20.6 | 19.3 | 10.6 | -5 | 10 | 3.3 | 12.7 | -2.4 | 7.8 | 2.2 | 15.6 | 1.7 | -7.8 | -18.7 | 10.6 | 8.3 | 9.4 | -7.8 | 6.7 | -1.9 | 8.5 | 4.7 | 11.8 | -4.6 | 1.5 | -12.7 | 1.1 | -8.3 | 7.2 | 5.6 | 13 | 4.2 | 11.7 | 10 | 20.4 | -4.2 | -3 | -9 | 6.7 | 0.6 | 13.9 | -2.2 | 17.8 | 9.4 | -6.7 | -12.8 | -4 | -12 | 20.6 | 15.4 | 13.3 | 11.7 | 7.9 | 4.1 | 7.2 | -5 | 9.6 | 8.6 | 15.6 | -3.9 | 21.7 | 4.4 | 15 | -4.4 | 15.9 | -0.3 | 22.2 | 15.6 | 24.1 | 17.1 | 12.8 | -6.7 | 5.9 | -3.3 | 2.8 | -4.4 | 9.4 | 1.1 | 5.6 | -4.4 | 1.5 | -2 | 13.9 | 8.3 | 8.3 | -8.9 | -3.9 | -12.2
-5 | -7 | 0 | -14.4 | 9.4 | -6.7 | 17.8 | 3.3 | 2.4 | -4 | 22.8 | 0.6 | 8 | 3 | 16.5 | 6.9 | 15 | 13.3 | 15.6 | 8.9 | 11.7 | 6.1 | 13.3 | 12.8 | 5.4 | -2.1 | 8.3 | -2.1 | 15 | 11 | 22.2 | 17.2 | 21.7 | 12.8 | 11.7 | 5 | 18.3 | 8.9 | 4.4 | -6.7 | 23.7 | 18.6 | 8.3 | 5 | 4.1 | 1.8 | 2.2 | -1.7 | 11.1 | 6.1 | 8.3 | -2.8 | 19.6 | 4.9 | 18.9 | 9.4 | 18.9 | 13.3 | 0.6 | -13.9 | -1 | -3 | -7.8 | -17.2 | 2.2 | 1.1 | 10.6 | 5 | 4.4 | -6.1 | 4.4 | -1.1 | 0 | -8.3 | 4.4 | -1.7 | 21.1 | 7.8 | 10 | -3.9 | 19.4 | 7.8 | 21.7 | 20 | 8.5 | -4.4 | 8.5 | 3.4 | 11.1 | -2 | 7.2 | 1.7 | 14.4 | 0.6 | -7.2 | -20.6 | 10.6 | 8.9 | 6.7 | -6.7 | 5.5 | -1.2 | 8.7 | 3.9 | 10.4 | -4.6 | 0.7 | -11.9 | 0.6 | -7.8 | 7.2 | 6.7 | 12 | 3.8 | 9.4 | 6.1 | 20 | -4.4 | -4 | -10 | 3.3 | 0 | 12.8 | -2.2 | 15.6 | 8.9 | -7.2 | -12.2 | -5 | -14 | 18.3 | 14.4 | 12.8 | 12.2 | 7.2 | 3.9 | 6.7 | -6.7 | 9.4 | 8.3 | 14.4 | -3.9 | 20.6 | 7.2 | 13.9 | -3.9 | 15 | -1.1 | 21.7 | 16.1 | 23.9 | 17.8 | 12.8 | -6.1 | 4.1 | -1.1 | 1.7 | -2.2 | 8.3 | 1.7 | 3.9 | -3.9 | 0.6 | -2.8 | 14.4 | 8.3 | 7.2 | -7.8 | -5.6 | -9.4
-8 | -11 | -1.1 | -15 | 7.8 | -7.2 | 15 | 3.3 | 2.1 | -4.1 | 20.6 | 2.2 | 7 | 3 | 15 | 7.2 | 15 | 13.3 | 11.1 | 10 | 10.6 | 6.1 | 12.8 | 12.2 | 4.1 | -2 | 7.2 | -0.4 | 15 | 12 | 21.1 | 17.2 | 21.7 | 13.9 | 10.6 | 6.1 | 16.1 | 8.9 | 3.9 | -7.2 | 23.5 | 18.6 | 8.3 | 5.6 | 4.2 | 1.6 | 2.2 | -1.4 | 8.9 | 5 | 3.9 | -1.7 | 18.3 | 4.4 | 15 | 12.2 | 18.7 | 13.8 | 0.6 | -13.9 | 0 | -3 | -8.9 | -17.8 | 2.8 | 1.7 | 8.9 | 5 | 2.2 | -5 | 3.9 | -1.1 | 0 | -6.9 | 5 | -1.7 | 17.2 | 8.3 | 7.8 | -5 | 17.2 | 7.8 | 21.7 | 19.8 | 6.5 | -4.3 | 7.1 | 3.4 | 9.4 | -2.2 | 6.7 | 2.2 | 11.1 | 2.8 | -8.3 | -18.1 | 11.7 | 8.9 | 6.1 | -5.6 | 4.4 | -1.1 | 8.9 | 2.8 | 8.9 | -5.6 | 0 | -12.2 | 0.6 | -6.7 | 7.2 | 6.7 | 11.1 | 3.3 | 7.2 | 3.3 | 17 | -3.3 | -5 | -11 | 3.3 | -0.6 | 10 | 0 | 14.4 | 8.3 | -7.2 | -12.2 | -6 | -15 | 16.1 | 13.3 | 12.2 | 11.7 | 5.7 | 3.2 | 5.6 | -6.7 | 9.4 | 8.5 | 11.1 | -2.2 | 19.4 | 8.3 | 12.8 | -3.9 | 13.9 | -1.1 | 21.1 | 16.1 | 23.2 | 17.9 | 10.6 | -5.6 | 2.2 | 0 | 1.1 | -1.1 | 8.3 | 1.7 | 1.7 | -3.3 | 0 | -3.3 | 13.3 | 8.9 | 6.1 | -8 | -7.5 | -11.7
-12 | -14 | -2.2 | -16.1 | 6.1 | -6.7 | 13.3 | 1.1 | 1.7 | -5 | 20.6 | 2.2 | 3 | 1 | 14.6 | 7 | 15.6 | 12.8 | 11.7 | 9.4 | 10 | 5.6 | 12.8 | 12.2 | 2.8 | -2.2 | 6.1 | 0.6 | 15 | 12 | 21.1 | 17.9 | 21.7 | 11.7 | 9.4 | 7.2 | 14.4 | 8.9 | 3.3 | -6.1 | 23.3 | 18.9 | 7.8 | 5.6 | 4.4 | 1.7 | 2.2 | -1.4 | 6.7 | 4.4 | 1.7 | -1.7 | 17 | 4.7 | 14.4 | 12.8 | 18.5 | 14 | 0 | -12.8 | 0 | -3 | -9.4 | -17.8 | 1.7 | 0.6 | 6.7 | 3.9 | 1.1 | -5 | 2.8 | -1.1 | 0 | -6.3 | 4.4 | -1.7 | 15.6 | 8.9 | 5.6 | 0.6 | 14.4 | 7.8 | 21.7 | 19.6 | 4.4 | -5.6 | 5.6 | 2.8 | 8.3 | -1.6 | 6.7 | 1.7 | 9.4 | 2.2 | -9.5 | -17.3 | 11.1 | 8.9 | 4.4 | -5 | 3.9 | -1.3 | 8.5 | 3.4 | 7.4 | -4.7 | -1.1 | -11.4 | 0.6 | -6.7 | 6.7 | 5.6 | 10.7 | 3.3 | 5 | 2.2 | 14.1 | -2.8 | -6 | -10 | 2.2 | -1.1 | 7.2 | 0.6 | 13.3 | 8.3 | -7.8 | -12.8 | -7 | -16 | 15.7 | 13.2 | 11.7 | 11.7 | 4.3 | 2.5 | 5 | -7.2 | 9.4 | 8.7 | 8.9 | -2.8 | 17.2 | 8.9 | 11.1 | -3.3 | 12.8 | -1.7 | 20.6 | 17.2 | 22.4 | 18 | 9.4 | -6.1 | 1.7 | 0.1 | 0 | -1.7 | 8.3 | 1.7 | 1.7 | -2.8 | -0.5 | -4.1 | 11.7 | 9.4 | 5 | -9.4 | -9.4 | -15
-13 | -16 | -3.3 | -18.9 | 3.3 | -4.4 | 12.2 | 0 | 1.3 | -4 | 19.4 | 2.2 | 3 | 0 | 14.3 | 6.7 | 15 | 12.8 | 10.6 | 8.9 | 10 | 5.6 | 12.8 | 11.7 | 1.9 | -2.3 | 5.5 | 1 | 14 | 11 | 21.1 | 18.3 | 21.7 | 12.2 | 9.4 | 7.2 | 13.3 | 8.9 | 2.2 | -6.1 | 22.9 | 19.3 | 8.3 | 5.6 | 4.2 | 1.4 | 2.2 | -1.7 | 6.1 | 3.9 | 0.6 | -2.2 | 15.7 | 4.4 | 13.3 | 10.6 | 18.3 | 14.4 | 0 | -14.4 | 0 | -3 | -11.1 | -16.1 | 1.1 | 0.6 | 5.6 | 3.3 | 0.6 | -5 | 2.8 | -0.6 | 0 | -6.7 | 3.9 | -0.6 | 13.9 | 8.9 | 4.4 | 0.6 | 15 | 8.3 | 21.7 | 19.4 | 4.2 | -4.7 | 5.6 | 2.4 | 7.2 | -1.1 | 6.7 | 1.7 | 8.9 | 0.6 | -10.6 | -17.8 | 11.7 | 8.9 | 3.9 | -4.4 | 3.3 | -2 | 8.2 | 4 | 5.9 | -5.1 | -2.2 | -11.7 | 0.6 | -5.6 | 5.6 | 5 | 10.4 | 3 | 3.9 | 1.7 | 11.1 | -3.9 | -7 | -13 | 1.7 | -1.1 | 6.1 | 0 | 12.8 | 8.3 | -7.8 | -12.8 | -8 | -17 | 15.4 | 13.1 | 11.7 | 11.7 | 2.8 | 1.7 | 3.9 | -5 | 9.4 | 8.9 | 5.6 | 0 | 16.7 | 10.6 | 10 | -1.7 | 11.7 | -2.2 | 20 | 17.2 | 21.7 | 17.8 | 9.4 | -6.7 | 1.1 | 0 | -0.6 | -1.7 | 7.8 | 1.7 | 1.1 | -3.3 | -1.1 | -5.6 | 11.7 | 8.9 | 4.1 | -7.9 | -8.9 | -14
-13 | -15 | -3.9 | -20.6 | 4.4 | -3.9 | 11.1 | -1.1 | 1 | -3.6 | 17.8 | 3.9 | 5 | 1 | 13.9 | 6.1 | 14.4 | 12.2 | 9.4 | 8.3 | 10 | 6.1 | 12.2 | 11.4 | 0.9 | -2.7 | 5 | 1.3 | 14 | 11 | 21.1 | 18.9 | 21.7 | 12.2 | 8.9 | 7.8 | 13.3 | 8.9 | 2.2 | -5.6 | 22.6 | 19.6 | 8.3 | 5.6 | 4.1 | 1.3 | 2.2 | -1.4 | 6.7 | 3.9 | 0.6 | -2.2 | 14.4 | 4.4 | 13.3 | 12.2 | 18.1 | 14.6 | -0.6 | -13.9 | 0 | -3 | -13.9 | -18.9 | 1.1 | 0.6 | 4.4 | 2.8 | 0 | -6.1 | 2.8 | 0 | 0 | -5.9 | 3.9 | 1.1 | 13.3 | 8.9 | 4.4 | 0.6 | 13.9 | 8.9 | 20.8 | 18.2 | 4.1 | -4.8 | 5.6 | 1.7 | 6.1 | -1.1 | 7.2 | 2.2 | 6.7 | 1.7 | -10.8 | -16.6 | 11.1 | 8.9 | 3.3 | -4.4 | 2.8 | -2.8 | 7.8 | 4.4 | 4.4 | -6.1 | -3.3 | -13.3 | 0.6 | -3.9 | 5.6 | 5.6 | 10 | 2.8 | 3.3 | 0.6 | 10.4 | -2 | -8 | -13 | 1.7 | -0.6 | 5 | 1.7 | 13.3 | 8.3 | -7.8 | -12.8 | -11 | -18 | 15 | 12.8 | 11.7 | 11.7 | 2.1 | 0.9 | 2.8 | -3.9 | 9 | 8.4 | 5 | 0 | 16.1 | 10.6 | 9.4 | -0.6 | 10.8 | -1.7 | 20.6 | 17.8 | 21.5 | 17.7 | 10 | -6.7 | 0.6 | 0 | -0.6 | -1.7 | 7.2 | 1.7 | 1.1 | -3.3 | -1.3 | -4.7 | 11.1 | 8.9 | 3.1 | -7.9 | -8.3 | -13.5
-14 | -16 | -4.4 | -20.6 | 4.4 | -4.4 | 9.4 | -1.1 | 0.6 | -3.9 | 16.7 | 4.4 | 3 | 0 | 12.2 | 6.3 | 13.9 | 11.7 | 8.9 | 7.8 | 9.4 | 5.6 | 11.7 | 11.2 | 0 | -3.3 | 4.4 | 1.7 | 13 | 11 | 20.4 | 18.5 | 21.1 | 11.7 | 8.3 | 7.8 | 12.2 | 8.9 | 1.1 | -4.4 | 22.2 | 20 | 9.4 | 6.1 | 3.9 | 1.1 | 2.2 | -1.4 | 6.1 | 3.9 | -0.6 | -2.2 | 14.4 | 4.7 | 11.7 | 11.7 | 18 | 14.9 | 0 | -14.4 | 0 | -3 | -15 | -18.9 | 1.7 | 0.6 | 3.9 | 2.2 | -1.1 | -8.3 | 3.3 | 0.6 | 0 | -5.9 | 3.3 | 1.7 | 12.8 | 9.4 | 3.3 | -0.6 | 12.2 | 8.3 | 19.8 | 16.9 | 3.9 | -5.6 | 5.6 | 1.1 | 5.5 | -0.9 | 7.2 | 2.8 | 6.1 | 0.6 | -10.9 | -16.3 | 10.6 | 8.9 | 3.3 | -5 | 2.4 | -2.6 | 7.4 | 3.8 | 3.9 | -5.2 | -3.3 | -12 | 0.6 | -1.1 | 4.4 | 4.4 | 10 | 2.4 | 1.7 | -0.6 | 9.6 | -1.3 | -8 | -13 | 0.6 | -2.2 | 3.9 | 1.7 | 13.3 | 8.3 | -7.8 | -12.2 | -9 | -19 | 15 | 13.1 | 12.2 | 12.2 | 1.3 | 0.1 | 2.2 | -4.4 | 8.7 | 8.1 | 6.1 | -0.6 | 14.4 | 11.1 | 9.4 | 0 | 9.8 | -1.4 | 20 | 17.8 | 21.3 | 17.5 | 9.4 | -6.7 | 0.8 | 0.2 | 0 | -1.7 | 6.7 | 1.7 | 0 | -3.3 | -1.5 | -4.4 | 11.1 | 8.9 | 2.2 | -8.9 | -7.8 | -13.9
-16 | -17 | -5 | -18.9 | 2.8 | -3.9 | 7.2 | 0.6 | 0.6 | -3.4 | 15 | 4.4 | 1 | 0 | 10.6 | 6 | 13.3 | 11.7 | 8.3 | 7.8 | 8.9 | 5 | 11.7 | 11 | 0.6 | -3.2 | 3.9 | 1.9 | 14 | 12 | 19.6 | 18.1 | 21.1 | 12.8 | 8.3 | 7.8 | 11.1 | 8.9 | -0.6 | -1.1 | 22.8 | 20 | 9.4 | 6.7 | 3.3 | 0.8 | 2.2 | -1.7 | 6.1 | 3.3 | -1.1 | -3.3 | 14.4 | 4.7 | 11.7 | 11.7 | 17.8 | 15 | 0 | -14.4 | -1 | -3 | -16 | -19.6 | 1.7 | 0.6 | 3.9 | 2.2 | -1.1 | -6.7 | 2.8 | 0 | 0 | -6.7 | 3.9 | 1.7 | 12.2 | 9.4 | 3.9 | -1.1 | 11.1 | 8.3 | 18.9 | 15.6 | 4.3 | -4.8 | 5 | 0.4 | 5 | -0.9 | 8.3 | 3.9 | 6.7 | 0.6 | -11.1 | -16.7 | 10 | 8.3 | 3.3 | -3.9 | 2.1 | -2.6 | 7.1 | 3.4 | 3.3 | -5.4 | -3.3 | -12 | 0.6 | -1.1 | 3.9 | 3.9 | 10 | 1.6 | 2.2 | 0 | 8.9 | -0.6 | -8 | -12 | 0 | -2.8 | 3.3 | 1.1 | 13.3 | 8.9 | -7.2 | -12.2 | -10 | -25 | 15 | 13.2 | 12.2 | 12.2 | 0.6 | -0.6 | 1.1 | -3.3 | 8.3 | 7.8 | 7.2 | 0 | 13.9 | 11.1 | 8.3 | 1.1 | 8.9 | -1.7 | 20.6 | 17.8 | 21.1 | 17.2 | 8.3 | -6.7 | 0.9 | 0.3 | -0.6 | -1.7 | 6.7 | 2.8 | 0.6 | -2.8 | -1.7 | -4.4 | 16.7 | 12.2 | 2.6 | -7.5 | -8.9 | -14.8
-17 | -18 | -6.1 | -20.6 | 0.6 | -4.4 | 6.7 | 0 | 0.6 | -3.4 | 14.4 | 5 | 1 | 0 | 8.9 | 5.6 | 13.3 | 12.8 | 7.8 | 7.8 | 8.9 | 4.4 | 11.1 | 10.7 | 1.1 | -3.5 | 3.3 | 2 | 14 | 12 | 18.9 | 17.8 | 21.7 | 12.2 | 8.3 | 7.8 | 11.1 | 8.9 | -0.6 | -1.1 | 23.3 | 20.1 | 9.4 | 6.7 | 2.8 | 0.8 | 2.2 | -1.4 | 5.6 | 2.8 | -1.1 | -3.3 | 14.4 | 5 | 11.1 | 10.6 | 18 | 15.3 | -0.6 | -15 | -1 | -3 | -17 | -21.1 | 1.7 | 0.6 | 3.9 | 2.2 | -1.1 | -8.3 | 2.8 | 0 | -0.4 | -5.2 | 3.3 | 1.1 | 10 | 8.3 | 2.8 | -1.7 | 8.9 | 6.7 | 17.8 | 14.7 | 4.6 | -5.1 | 4.5 | -0.3 | 4.4 | -1.1 | 8.3 | 3.9 | 5.6 | 1.7 | -10.9 | -16 | 10 | 8.3 | 2.8 | -5 | 1.7 | -3.3 | 6.7 | 2.8 | 2.8 | -6.1 | -3.3 | -12.8 | 0.6 | -1.1 | 3.3 | 3.3 | 10 | 1.1 | 1.7 | -0.6 | 8.2 | -0.5 | -8 | -12 | -1.1 | -3.3 | 2.2 | 0.6 | 12.2 | 7.8 | -6.1 | -10 | -11 | -25 | 15 | 13.3 | 12.8 | 12.8 | 0.4 | -0.7 | -1.1 | -2.8 | 8.3 | 7.7 | 6.1 | 0.6 | 12.2 | 10 | 8.3 | 1.1 | 8.5 | -1.4 | 20 | 18.3 | 20.9 | 17.3 | 8.9 | -5.6 | 1.1 | 0.6 | -1.1 | -1.7 | 6.7 | 3.3 | 0.6 | -3.3 | -1.3 | -3.8 | 16.1 | 12.2 | 2.9 | -7.5 | -10 | -16.4
-18 | -19 | -7.8 | -19.4 | 0.6 | -3.9 | 6.7 | 0 | 0.6 | -3.9 | 12.2 | 5 | 2 | 0 | 9.6 | 5.6 | 13.3 | 12.2 | 8.9 | 8.3 | 8.3 | 3.9 | 11.1 | 10.6 | 1.7 | -4.4 | 2.8 | 2.2 | 14 | 12 | 18.3 | 17.2 | 21.1 | 12.2 | 8.9 | 7.8 | 10.6 | 8.9 | -1.1 | -1.7 | 23.9 | 20 | 10 | 6.7 | 2.2 | 0.6 | 2.2 | -1.4 | 5.6 | 2.8 | -1.7 | -3.3 | 13.7 | 5.1 | 10 | 10 | 18.1 | 15.4 | -0.6 | -15.6 | -1 | -3 | -18.1 | -22.4 | 2.8 | 1.1 | 3.9 | 2.8 | -2.2 | -6.7 | 1.1 | 0 | -0.7 | -4.6 | 2.8 | 0.6 | 8.9 | 7.8 | 1.7 | -2.2 | 7.8 | 5.6 | 16.7 | 13.6 | 5 | -6.1 | 3.9 | -1.1 | 2.7 | -1 | 8.3 | 4.4 | 5 | 3.3 | -10.8 | -16 | 10 | 8.3 | 2.2 | -3.9 | 2.1 | -3 | 6.9 | 2.6 | 5.4 | -6 | -3.5 | -11.7 | 2.8 | 0 | 3.3 | 3.3 | 9.6 | 2 | 0.6 | -1.1 | 7.4 | -0.7 | -8 | -11 | -1.1 | -3.3 | 1.7 | 0 | 10.6 | 7.8 | -6.1 | -10 | -15 | -26 | 15.2 | 13.8 | 12.8 | 12.8 | 0.2 | -0.8 | -1.1 | -2.2 | 8.3 | 7.7 | 5.6 | 2.2 | 12.8 | 11.1 | 8.3 | 1.7 | 8.2 | -1.6 | 20.6 | 17.2 | 20.8 | 17.2 | 8.3 | -5 | 1.1 | 0.5 | -0.6 | -2.2 | 7.2 | 2.8 | 0.6 | -3.3 | -1 | -3.5 | 16.7 | 13.3 | 3.3 | -8.3 | -11.1 | -18.9
-21 | -22 | -7.8 | -18.9 | 0.6 | -3.9 | 6.1 | 0.6 | -1.3 | -4.7 | 13.3 | 5.6 | 1 | 0 | 10.4 | 5.8 | 13.3 | 12.2 | 9.4 | 8.3 | 8.3 | 3.9 | 11.1 | 10.5 | 0.9 | -4 | 2.2 | 1.8 | 13 | 12 | 17.8 | 16.7 | 21.1 | 11.7 | 8.9 | 7.8 | 11.7 | 8.9 | -0.6 | -1.1 | 23.9 | 20.3 | 10 | 7.2 | 1.5 | -0.1 | 2.2 | -1.7 | 5.6 | 2.8 | -1.1 | -2.8 | 12.9 | 5.1 | 10 | 10 | 18.3 | 15.6 | -1.1 | -16.1 | -1 | -3 | -19.1 | -23.8 | 3.3 | 2.2 | 3.9 | 2.8 | -2.2 | -6.7 | 1.1 | 0.6 | -1.1 | -4.4 | 2.2 | 0.6 | 7.8 | 5.6 | 0.6 | -0.6 | 6.7 | 4.4 | 15.6 | 12.8 | 4.4 | -5.2 | 2.8 | -1.5 | 1.1 | -1.1 | 7.2 | 3.9 | 3.9 | 2.8 | -10.6 | -16.7 | 9.4 | 7.8 | 0 | -3.9 | 2.4 | -3.1 | 7 | 2.5 | 8 | -7.2 | -3.7 | -11.4 | 2.8 | 0 | 2.8 | 2.8 | 9.3 | 2.8 | -0.6 | -1.7 | 6.7 | -1.1 | -6 | -10 | -1.7 | -3.9 | 0.6 | -0.6 | 9.4 | 6.7 | -6.7 | -10.6 | -16 | -22 | 15.4 | 14.1 | 12.8 | 12.8 | 0 | -1.1 | -1.7 | -2.8 | 8.3 | 7.8 | 6.1 | 5 | 13.3 | 10 | 8.3 | 1.7 | 7.8 | -2.2 | 20 | 17.2 | 20.6 | 17.2 | 8.3 | -4.4 | 1.1 | 0.5 | -0.6 | -2.2 | 8.3 | 2.2 | 1.1 | -3.3 | -0.6 | -3.3 | 16.7 | 13.3 | 3.7 | -7.1 | -11.1 | -18.6
-20 | -21 | -10.6 | -18.9 | 0 | -3.3 | 5 | 0 | -3.1 | -6 | 12.2 | 5 | 0 | 0 | 11.1 | 5.6 | 13.3 | 12.2 | 8.9 | 7.8 | 7.8 | 3.3 | 10.6 | 10.2 | 0.2 | -4.3 | 1.7 | 1.5 | 14 | 12 | 17.2 | 16.1 | 21.1 | 12.2 | 8.9 | 7.8 | 12.2 | 8.9 | -0.6 | -1.1 | 23.9 | 20.5 | 10 | 7.2 | 0.7 | -0.8 | 2.2 | -1.2 | 5.6 | 2.8 | -1.1 | -2.8 | 12.2 | 5 | 10.6 | 10.6 | 17.9 | 15.2 | -1.7 | -13.3 | -2 | -5 | -20.1 | -25.1 | 3.9 | 2.8 | 3.9 | 2.8 | -2.8 | -8.3 | 1.7 | 0 | -0.7 | -3.7 | 2.2 | 0.6 | 7.2 | 5 | -0.6 | -1.7 | 6.7 | 3.3 | 13.7 | 11.3 | 3.9 | -5.4 | 1.7 | -2.3 | -0.6 | -1.7 | 6.1 | 4.4 | 3.9 | 3.3 | -10.4 | -15.8 | 9.4 | 7.8 | 0 | -3.9 | 2.8 | -3.9 | 7.2 | 2.2 | 10.6 | -11.7 | -3.9 | -12.2 | 3.3 | 0.6 | 2.2 | 2.2 | 8.9 | 3.3 | -0.6 | -1.7 | 5.8 | -1.2 | -3 | -9 | -0.6 | -2.8 | 0 | -0.6 | 10 | 7.2 | -6.7 | -10.6 | -17 | -23 | 15.6 | 14.4 | 13.3 | 13.3 | -0.2 | -1.2 | -1.7 | -3.3 | 8.3 | 7.9 | 5.6 | 4.4 | 11.7 | 9.4 | 8.3 | 1.1 | 7.6 | -1.9 | 20 | 17.8 | 20 | 17 | 7.8 | -4.4 | 1.1 | 0.6 | -0.6 | -2.8 | 7.8 | 2.2 | 0 | -3.9 | -0.6 | -2.8 | 16.1 | 13.3 | 4 | -7.4 | -11.1 | -19.3
-20 | -20 | -12.8 | -19.4 | 0 | -3.3 | 5 | 0 | -5 | -7.8 | 11.7 | 4.4 | 0 | -1 | 11.1 | 5.7 | 13.9 | 12.2 | 8.3 | 7.2 | 7.8 | 2.2 | 10.6 | 10.1 | -0.6 | -5 | 1.1 | 1.1 | 14 | 12 | 16.7 | 15.9 | 20.6 | 11.7 | 8.3 | 7.2 | 11.7 | 8.9 | 0 | -1.1 | 23.9 | 20.6 | 10 | 7.2 | 0 | -1.7 | 2.2 | -1.1 | 5 | 2.8 | -0.6 | -2.2 | 12.4 | 5.3 | 13.9 | 13.9 | 17.6 | 14.9 | -2.2 | -11.1 | -3 | -5 | -21.1 | -27.2 | 2.8 | 1.7 | 3.9 | 2.8 | -3.9 | -8.9 | 1.7 | 0 | -0.4 | -3.2 | 2.2 | 0.6 | 7.2 | 4.4 | -0.6 | -1.7 | 6.1 | 1.1 | 11.9 | 9.8 | 3.3 | -6.1 | 0.6 | -3.3 | -0.6 | -1.6 | 8.9 | 5.6 | 3.3 | 2.8 | -10.2 | -15.6 | 5 | 2.2 | 1.1 | -3.9 | 3 | -3.5 | 7.6 | 2.5 | 10.8 | -10.6 | -4.1 | -10.4 | 2.2 | 0 | 2.2 | 2.2 | 8.7 | 4.7 | -2.8 | -3.3 | 4.8 | -1.4 | -3 | -9 | -0.6 | -2.8 | 0 | -1.1 | 8.9 | 6.7 | -6.7 | -10.6 | -17 | -22 | 15.8 | 14.7 | 13.3 | 13.3 | -0.4 | -1.4 | -1.7 | -3.3 | 8.3 | 8.2 | 4.4 | 3.3 | 12.2 | 7.8 | 7.8 | 0.6 | 7.4 | -1.8 | 18.9 | 17.2 | 19.5 | 16.9 | 7.2 | -4.4 | 1.3 | 0.7 | -1.1 | -2.2 | 7.2 | 3.3 | -1.1 | -4.4 | -0.6 | -2.4 | 13.3 | 6.1 | 4.4 | -8.3 | -11.1 | -21.1
-20 | -22 | -10.6 | -22.8 | 0 | -3.3 | 2.2 | -0.6 | -5.6 | -8.5 | 10.6 | 4.4 | -1 | -1 | 11.1 | 5.7 | 13.9 | 12.2 | 7.8 | 7.2 | 7.2 | 1.7 | 10.6 | 10 | 0.7 | -4 | 1.7 | 1.3 | 14 | 12 | 16.1 | 15.8 | 18.9 | 12.2 | 8.3 | 7.8 | 8.9 | 8.9 | 0 | -1.7 | 23.7 | 20.8 | 9.4 | 6.7 | 0.2 | -1.5 | 2.2 | -1.1 | 4.4 | 2.2 | -0.6 | -2.2 | 12.6 | 5.5 | 13.9 | 13.9 | 17.2 | 14.4 | -2.2 | -10.6 | -3 | -6 | -21.1 | -27.8 | 2.8 | 1.7 | 4.4 | 3.3 | -4.4 | -8.9 | 0.6 | 0 | 0 | -3.3 | 2.2 | 0.6 | 6.7 | 3.9 | -1.7 | -3.3 | 5.6 | 1.1 | 10 | 8.3 | 4.4 | -5 | 0.2 | -3.1 | -0.6 | -1.6 | 10.6 | 6.1 | 3.3 | 2.8 | -10 | -16.1 | 1.7 | -1.1 | 0 | -3.3 | 3.1 | -4.1 | 7.9 | 2.8 | 10.9 | -10.5 | -4.2 | -9.2 | 1.7 | 0 | 1.7 | 1.7 | 8.5 | 5.6 | -2.2 | -3.3 | 3.9 | -2.2 | -3 | -8 | 0 | -2.8 | 0.6 | 0 | 8.3 | 6.1 | -6.7 | -11.1 | -16 | -21 | 15.9 | 14.8 | 13.9 | 13.9 | -0.6 | -1.7 | -2.2 | -3.3 | 8.3 | 8.3 | 3.3 | 2.8 | 11.7 | 7.2 | 7.2 | 1.7 | 7.2 | -2.2 | 19.4 | 17.2 | 18.9 | 16.7 | 7.8 | -4.4 | 1.5 | 0.9 | -1.1 | -2.8 | 6.1 | 3.9 | -1.1 | -3.9 | -0.6 | -2.2 | 9.4 | 2.2 | 4.4 | -7.4 | -9.4 | -18.3
-21 | -22 | -10.6 | -17.8 | 0.6 | -2.2 | 2.8 | 0.6 | -6.1 | -9.5 | 9.4 | 4.4 | 0 | -1 | 11.1 | 5.6 | 13.9 | 12.8 | 7.2 | 7.2 | 6.7 | 2.8 | 10.6 | 10 | 2 | -3.8 | 2.2 | 1.5 | 14 | 12 | 15.6 | 15.6 | 18.3 | 12.2 | 7.8 | 6.7 | 9.4 | 8.9 | 0 | -1.1 | 23.5 | 20.8 | 10 | 6.7 | 0.4 | -1.7 | 2.4 | -0.6 | 3.9 | 2.2 | -0.6 | -2.2 | 12.8 | 5.6 | 14.4 | 14.4 | 17 | 13.2 | -2.2 | -12.2 | -4 | -6 | -21.1 | -27.8 | 2.8 | 2.2 | 5 | 3.9 | -5 | -9.4 | 0.6 | 0 | 0.4 | -2.5 | 1.7 | 0 | 6.1 | 2.8 | -0.6 | -3.3 | 5 | 1.1 | 9.4 | 7.9 | 5.6 | -4.5 | -0.2 | -3.3 | -0.6 | -1.7 | 11.7 | 7.8 | 3.3 | 3.3 | -9.8 | -15.1 | 0 | -3.3 | 1.1 | -2.8 | 3.3 | -5 | 8.3 | 2.8 | 11.1 | -12.2 | -4.4 | -8.9 | 1.1 | 0 | 1.7 | 1.7 | 8.3 | 6.7 | -1.7 | -2.8 | 5.6 | -0.8 | -3 | -8 | 0 | -1.7 | -0.6 | -1.1 | 8.3 | 6.7 | -6.1 | -10.6 | -18 | -22 | 16.1 | 15 | 13.9 | 13.9 | -0.2 | -1.5 | -2.8 | -3.9 | 9.1 | 9.1 | 2.8 | 2.2 | 11.7 | 7.2 | 7.2 | 1.7 | 8.1 | -1.7 | 17.2 | 16.1 | 20.2 | 14.4 | 7.8 | -4.4 | 1.7 | 1.1 | -2.2 | -4.4 | 6.7 | 4.4 | -2.2 | -5 | -0.4 | -2.3 | 7.2 | -0.6 | 4.4 | -7.4 | -10 | -17.8
-20 | -22 | -8.9 | -15 | 7.2 | 1.7 | 7.2 | 2.2 | -6.7 | -11.1 | 11.1 | 4.4 | 2 | 0 | 11.7 | 5.8 | 14.4 | 12.8 | 8.3 | 8.3 | 9.4 | 1.7 | 11.1 | 10.6 | 3.3 | -3.9 | 2.8 | 1.7 | 16 | 12 | 18.7 | 17 | 21.1 | 13.9 | 7.2 | 6.1 | 12.8 | 8.9 | 0.6 | -1.1 | 23.3 | 21.1 | 10 | 6.7 | 0.6 | -2.2 | 2.6 | -0.3 | 3.3 | 1.7 | 0.6 | -1.7 | 14.5 | 6.6 | 15 | 15 | 16.9 | 11.6 | -1.7 | -13.9 | -5 | -8 | -18.9 | -24.4 | 3.3 | 1.7 | 5.6 | 4.4 | -5.6 | -10.6 | 0 | 0 | 0.7 | -2.2 | 1.1 | -1.1 | 6.1 | 2.2 | 2.2 | -0.6 | 4.4 | 1.1 | 8.9 | 7.7 | 6.7 | -5 | -0.6 | -3.9 | 3.9 | 0.4 | 13.3 | 7.8 | 5.6 | 4.4 | -9.6 | -14.7 | -1.7 | -4.4 | 1.7 | -1.1 | 5.5 | -3.9 | 8.9 | 2.9 | 13 | -10.9 | -4.2 | -7.8 | 1.1 | 0 | 1.7 | 1.7 | 8.5 | 6.7 | -0.6 | -2.2 | 7.2 | 0.2 | -2 | -6 | 1.1 | 0 | 2.2 | 0.6 | 8.9 | 6.1 | -6.1 | -11.1 | -13 | -16 | 18.3 | 16.3 | 14.4 | 14.4 | 0.2 | -1.5 | -0.6 | -2.8 | 9.8 | 9.8 | 2.2 | 1.7 | 13.3 | 7.8 | 5.6 | 2.2 | 9.1 | -1.7 | 19.4 | 17.8 | 21.5 | 11.3 | 8.9 | -3.9 | 2.6 | 1.6 | -5.6 | -10 | 7.2 | 4.4 | 1.1 | -3.9 | -0.2 | -2.7 | 6.7 | -1.1 | 4.4 | -8.3 | -9.4 | -13.3
-18 | -20 | -8.3 | -12.8 | 10 | 0.6 | 10 | 1.1 | -5.4 | -10.7 | 14.4 | 4.4 | 4 | 1 | 12.2 | 5.6 | 15 | 12.8 | 9.4 | 8.3 | 10.6 | 1.7 | 11.7 | 10.6 | 6.1 | -3.1 | 4.6 | 2.1 | 17 | 12 | 21.9 | 18.1 | 22.2 | 13.3 | 7.8 | 5.6 | 15.6 | 8.9 | 1.1 | -1.1 | 22.8 | 20.9 | 5 | 1.7 | 2.3 | -1 | 2.8 | 0 | 3.9 | 2.2 | 2.8 | -0.6 | 16.1 | 7.1 | 16.1 | 16.1 | 16.7 | 10 | -1.1 | -11.7 | -6 | -8 | -15.6 | -21.1 | 2.8 | 2.2 | 7.8 | 6.7 | -5 | -10.6 | 0 | 0 | 1.1 | -2.2 | -0.6 | -2.8 | 7.2 | 2.2 | 8.3 | -0.6 | 5.6 | 1.1 | 8.3 | 7.2 | 8 | -3.9 | -0.4 | -4.2 | 8.3 | 1.7 | 13.3 | 7.8 | 8.9 | 4.4 | -9.4 | -15 | -2.8 | -6.1 | 3.3 | -2.8 | 7.8 | -3.8 | 9.4 | 2.9 | 14.8 | -10.3 | -4.1 | -7.3 | 1.7 | 0 | 2.2 | 2.2 | 8.7 | 6.7 | 1.1 | 0.6 | 8.9 | 1.1 | -1 | -3 | 2.8 | 0 | 4.4 | 1.1 | 9.4 | 6.1 | -5 | -10.6 | -12 | -16 | 20.6 | 17.8 | 15 | 15 | 0.6 | -1.7 | 3.9 | -2.2 | 10.6 | 10.6 | 5 | 3.3 | 18.3 | 9.4 | 5 | 2.2 | 10 | -1.7 | 20.6 | 17.2 | 22.8 | 6.1 | 8.9 | -3.9 | 3.5 | 1.9 | -7.8 | -11.1 | 8.9 | 4.4 | 2.8 | -7.2 | 0 | -3.3 | 6.7 | -2.2 | 6.3 | -6.8 | -6.7 | -16.1
-14 | -16 | -7.2 | -12.2 | 12.8 | 1.1 | 12.2 | 1.7 | -4.1 | -11 | 16.7 | 4.4 | 6 | 2 | 12.8 | 5.6 | 14.4 | 11.7 | 10.6 | 8.9 | 11.7 | 1.7 | 12.8 | 10 | 8.9 | -3.2 | 6.5 | 2.6 | 19 | 11 | 25 | 18.9 | 22.8 | 13.9 | 8.3 | 6.1 | 17.2 | 8.9 | 2.2 | -0.6 | 22.2 | 20.7 | 3.3 | -0.6 | 3.9 | -0.1 | 3.9 | 0.6 | 5.6 | 2.8 | 4.4 | -0.6 | 17.8 | 7.8 | 18.3 | 16.7 | 17.6 | 10.3 | 0 | -10 | -5 | -8 | -10.6 | -17.2 | 3.9 | 3.3 | 10 | 8.9 | -3.3 | -9.4 | 0 | 0 | 1.5 | -1.7 | -0.6 | -3.3 | 8.9 | 2.2 | 10.6 | -2.2 | 5.6 | 1.7 | 7.6 | 6.7 | 9.3 | -3.8 | -0.2 | -4.8 | 12.8 | 2.2 | 14.4 | 9.4 | 12.2 | 4.4 | -7.4 | -13.5 | -3.3 | -7.2 | 5 | -3.3 | 10 | -4.4 | 10 | 2.8 | 16.7 | -12.2 | -3.9 | -7.2 | 1.7 | 0 | 2.8 | 2.2 | 8.9 | 6.7 | 3.9 | 3.3 | 12.2 | 2.1 | -1 | -4 | 5.6 | 0.6 | 6.1 | 1.1 | 12.2 | 7.2 | -4.4 | -10.6 | -7 | -17 | 22.8 | 18.9 | 15.6 | 15.6 | 1 | -1.1 | 7.8 | -1.1 | 11.9 | 10.8 | 8.3 | 4.4 | 21.7 | 10.6 | 5 | 2.2 | 11.5 | -1.4 | 21.7 | 10 | 25 | 5.8 | 9.4 | -3.9 | 4.4 | 2.2 | -8.9 | -13.3 | 9.4 | 5 | 3.9 | -7.2 | 0.7 | -3 | 6.1 | -2.8 | 8.1 | -6.7 | -5 | -15
-10 | -11 | -6.1 | -12.2 | 15 | 1.7 | 12.8 | 1.7 | -2.8 | -12.8 | 19.4 | 4.4 | 7 | 2 | 13.2 | 6.3 | 15 | 13.3 | 11.1 | 8.9 | 13.9 | 0 | 13.9 | 10.6 | 11.7 | -4.4 | 8.3 | 2.8 | 20 | 13 | 26.3 | 19 | 23.3 | 13.9 | 8.9 | 6.7 | 19.4 | 8.9 | 4.4 | 0 | 21.7 | 20.6 | 2.2 | -1.7 | 5.6 | 0.6 | 5 | 1.1 | 7.2 | 4.4 | 7.8 | 0 | 19.3 | 9 | 20.6 | 16.1 | 18.5 | 10.6 | 0.6 | -9.4 | -6 | -8 | -6.7 | -16.7 | 4.4 | 3.3 | 11.7 | 9.4 | -2.2 | -8.9 | 0 | 0 | 1.8 | -1.6 | 0 | -3.3 | 10 | 2.2 | 12.8 | -2.2 | 7.2 | 2.2 | 6.8 | 6.1 | 10.6 | -4.4 | 0 | -6.1 | 15.8 | 3.6 | 15.6 | 8.3 | 14.4 | 2.8 | -5.3 | -12.7 | -3.9 | -7.8 | 5 | -3.9 | 10.9 | -3.8 | 10.4 | 3 | 16.9 | -10.4 | -3.3 | -6.1 | 1.7 | 0 | 3.3 | 2.2 | 9.8 | 7.4 | 8.3 | 7.2 | 15.6 | 2.7 | 0 | -3 | 6.7 | 0 | 7.8 | 1.1 | 14.4 | 7.8 | -3.9 | -9.4 | -7 | -18 | 23.7 | 18.6 | 16.1 | 16.1 | 1.3 | -0.8 | 10 | 1.1 | 13.1 | 10.7 | 10 | 2.8 | 23.9 | 9.4 | 5.6 | 3.3 | 12.9 | -1.3 | 22.2 | 3.3 | 27.2 | 4.9 | 11.1 | -4.4 | 5.2 | 0.9 | -8.3 | -14.4 | 10.6 | 5.6 | 6.1 | -7.8 | 1.5 | -2.8 | 6.7 | -2.2 | 10 | -7.2 | -3.3 | -12.2
-7 | -10 | -5.6 | -11.1 | 16.7 | 2.2 | 15 | 1.7 | -2.2 | -11.7 | 22.2 | 3.9 | 8 | 2 | 13.5 | 6.6 | 16.1 | 13.9 | 11.7 | 9.4 | 13.9 | 2.8 | 15.6 | 10.6 | 13.2 | -3.5 | 7.8 | 2.9 | 21 | 13 | 27.6 | 18.6 | 23.9 | 13.9 | 9.4 | 6.7 | 20.6 | 8.9 | 4.4 | -0.6 | 22.8 | 20.9 | 1.1 | -2.2 | 6.5 | 0.4 | 6.1 | 1.7 | 7.8 | 6.1 | 8.9 | 0.6 | 20.7 | 9.6 | 22.2 | 15.6 | 19.4 | 10.6 | 1.1 | -8.3 | -6 | -9 | -5 | -14.4 | 5 | 3.9 | 12.8 | 10 | -1.1 | -7.8 | 0 | 0 | 2.2 | -1.7 | -1.1 | -4.4 | 10.6 | 2.2 | 15.6 | -3.3 | 8.9 | 2.8 | 6.1 | 5.6 | 11.7 | -2.9 | 0.7 | -5.1 | 18.7 | 4.5 | 17.8 | 7.2 | 16.7 | 2.8 | -3.3 | -13.3 | -3.3 | -7.8 | 5.6 | -5 | 11.9 | -3.4 | 10.7 | 2.8 | 17 | -11.2 | -2.8 | -5.4 | 2.8 | 0 | 3.3 | 2.2 | 10.8 | 8.2 | 11.7 | 9.4 | 18.9 | 2.2 | 0 | -3 | 7.8 | 0 | 10 | 1.7 | 15 | 7.8 | 0 | -6.7 | -6 | -18 | 24.7 | 17.9 | 18.9 | 18.3 | 1.7 | -0.6 | 11.7 | 1.1 | 14.4 | 10.6 | 11.1 | 1.7 | 23.9 | 8.9 | 6.7 | 4.4 | 14.4 | -1.7 | 23.9 | 3.3 | 29.4 | 3.3 | 13.3 | -3.9 | 5.9 | -0.9 | -7.8 | -15 | 10.6 | 6.1 | 6.7 | -7.8 | 2.2 | -3.3 | 7.8 | -2.8 | 10.6 | -6.3 | -5 | -12.8
-5 | -7 | -5 | -12.2 | 19.4 | 3.3 | 15 | -0.6 | -1.7 | -12 | 23.9 | 3.3 | 8 | 2 | 13.9 | 7.2 | 17.2 | 12.2 | 12.8 | 8.9 | 13.9 | 2.2 | 16.1 | 10.6 | 14.6 | -3.7 | 7.2 | 2.7 | 21 | 14 | 28.9 | 18.3 | 24.4 | 15 | 10 | 6.1 | 21.1 | 8.9 | 6.1 | -0.6 | 23.9 | 21.4 | 0 | -3.3 | 7.4 | 0.1 | 6.3 | 1.8 | 10 | 7.8 | 11.7 | 0.6 | 22.2 | 10.6 | 22.8 | 14.4 | 20 | 11 | 1.7 | -6.7 | -5 | -9 | -2.8 | -11.7 | 4.4 | 3.3 | 12.2 | 9.4 | -1.1 | -10 | 1.1 | 0 | 2.4 | -1.4 | -2.2 | -6.1 | 11.7 | 2.8 | 16.7 | -3.9 | 10 | 3.3 | 5.9 | 5 | 12.8 | -1.7 | 1.5 | -4.8 | 21.7 | 5 | 16.7 | 9.4 | 18.3 | 0.6 | -2.4 | -11.8 | -2.8 | -7.8 | 6.7 | -3.9 | 12.8 | -3.9 | 11.1 | 2.8 | 17.2 | -12.2 | -2.2 | -5 | 3.3 | 0 | 3.9 | 2.8 | 11.7 | 8.9 | 14.4 | 11.1 | 19.6 | 1.6 | 0 | -2 | 9.4 | -1.7 | 11.7 | 0.6 | 16.1 | 7.2 | 1.1 | -5 | -5 | -17 | 25.6 | 17.2 | 21.1 | 18.9 | 1.7 | -0.3 | 13.3 | 1.1 | 12.6 | 9.3 | 12.8 | 1.7 | 22.8 | 6.7 | 8.3 | 3.3 | 15.5 | -1.4 | 25 | 4.4 | 29.8 | 3 | 12.8 | -5 | 6.7 | -3.3 | -7.8 | -15.6 | 11.1 | 7.8 | 7.8 | -7.8 | 2.4 | -2.2 | 8.9 | -3.3 | 11.1 | -6 | -5 | -12.8
-3 | -6 | -4.4 | -12.2 | 20.6 | 3.3 | 16.7 | 2.2 | -1.1 | -13.9 | 25 | 2.2 | 8 | 1 | 14.5 | 6.1 | 15.6 | 12.2 | 13.9 | 9.4 | 14.4 | 2.2 | 17.2 | 10.6 | 16.1 | -3.9 | 6.7 | 2.8 | 22 | 13 | 28.3 | 19 | 25 | 14.4 | 11.1 | 6.1 | 22.8 | 8.9 | 7.2 | -0.6 | 25 | 21.7 | -0.6 | -4.4 | 8.3 | -0.6 | 6.5 | 2 | 10 | 8.3 | 13.3 | 0.6 | 22.6 | 10.8 | 23.9 | 15 | 20.5 | 10.9 | 2.2 | -6.1 | -5 | -8 | -2.2 | -11.1 | 5 | 3.3 | 12.2 | 10 | 0 | -12.8 | 1.1 | 0.6 | 2.6 | -1.4 | -2.8 | -7.2 | 11.1 | 3.3 | 18.3 | -5 | 10.6 | 3.3 | 5.8 | 4.5 | 13.9 | -1.1 | 2.2 | -5 | 22.4 | 5.4 | 18.3 | 10 | 18.9 | -3.3 | -1.5 | -11.3 | -2.8 | -7.8 | 5.6 | -3.3 | 13.2 | -3.5 | 11.3 | 2.6 | 16.1 | -11.9 | -1.7 | -4.1 | 2.8 | 0 | 3.3 | 2.8 | 11.9 | 9.3 | 16.1 | 12.2 | 20.4 | 1.3 | 0 | -2 | 9.4 | -2.2 | 13.9 | 1.7 | 15.6 | 6.7 | 2.2 | -10 | -4 | -17 | 25.6 | 17 | 23.3 | 19.4 | 1.7 | -0.1 | 15.6 | 1.1 | 10.7 | 7.6 | 13.9 | 1.7 | 23.9 | 6.7 | 9.4 | 2.8 | 16.7 | -1.2 | 25.6 | 3.3 | 30.2 | 1.6 | 12.8 | -5.6 | 6.1 | -2.7 | -6.7 | -15 | 11.7 | 7.8 | 8.3 | -7.2 | 2.6 | -1.5 | 9.4 | -2.8 | 11.7 | -6.7 | -4.4 | -12.8
-2 | -6 | -3.9 | -12.8 | 21.7 | 2.8 | 16.1 | -0.6 | -0.2 | -12.4 | 26.7 | 1.1 | 8 | 2 | 15 | 5 | 15.6 | 11.1 | 14.4 | 9.4 | 14.4 | 1.7 | 17.8 | 10.6 | 14.6 | -2.1 | 6.5 | 2.9 | 21 | 14 | 27.8 | 19.6 | 24.4 | 14.4 | 11.1 | 5.6 | 22.8 | 8.9 | 8.9 | 0 | 25 | 21.3 | -1.1 | -5.6 | 8.5 | -0.7 | 6.7 | 2.2 | 11.1 | 9.4 | 16.1 | 0.6 | 22.9 | 10.7 | 24.4 | 15.6 | 21.1 | 11.1 | 1.7 | -6.1 | -4 | -7 | -2.2 | -10 | 4.4 | 3.3 | 11.7 | 10 | 0 | -12.8 | 2.2 | 0.6 | 2.8 | -1.7 | -2.8 | -6.7 | 10.6 | 3.9 | 17.8 | -4.4 | 11.1 | 3.3 | 5.6 | 3.9 | 13.5 | -0.8 | 2.2 | -3.8 | 23.2 | 5.6 | 18.3 | 7.8 | 19.4 | -3.9 | -0.6 | -12.2 | -2.8 | -7.8 | 6.1 | -1.7 | 13.5 | -3.3 | 11.5 | 2.5 | 15 | -11.8 | -1.1 | -3.2 | 3.3 | 0 | 5 | 2.2 | 12 | 9.6 | 16.7 | 12.2 | 21.1 | 0 | 0 | -1 | 10 | -1.7 | 15 | 0.6 | 15.6 | 6.1 | 2.8 | -9.4 | -4 | -17 | 25.6 | 17 | 23.3 | 18.9 | 1.7 | 0 | 16.7 | 0.6 | 8.9 | 6.1 | 15 | 3.3 | 23.3 | 7.8 | 9.4 | 1.7 | 17.8 | -1.7 | 25.6 | 1.7 | 30.6 | 1.1 | 15 | -6.1 | 5.6 | -2.4 | -6.1 | -14.4 | 11.1 | 7.8 | 8.3 | -7.2 | 2.8 | -1.1 | 10 | -2.8 | 10.6 | -4.8 | -4.4 | -12.8
-3 | -6 | -3.3 | -12.8 | 22.2 | 2.8 | 16.1 | 0.6 | 0.8 | -12.5 | 26.7 | 0 | 8 | 2 | 15.6 | 3.3 | 15.6 | 12.2 | 14.4 | 10 | 14.4 | 2.2 | 16.1 | 11.1 | 13.2 | -1 | 6.3 | 3.1 | 19 | 13 | 27.2 | 20 | 24.4 | 15 | 10 | 5 | 22.8 | 8.9 | 8.9 | -1.1 | 25 | 20.9 | -1.7 | -7.2 | 8.7 | -1 | 5.4 | 1.7 | 13.3 | 11.7 | 15.6 | 0 | 23.3 | 10.6 | 22.8 | 16.1 | 20 | 10.5 | 1.7 | -5 | -3 | -6 | -2.2 | -8.3 | 4.4 | 3.3 | 11.7 | 10 | -0.6 | -6.1 | 2.2 | 0.6 | 2.6 | -1.4 | -2.8 | -7.8 | 10 | 3.9 | 18.9 | -3.9 | 10.6 | 3.3 | 5.2 | 3.1 | 13.2 | -0.7 | 2.2 | -3.4 | 23.9 | 5.6 | 17.8 | 8.3 | 18.9 | -6.7 | -0.6 | -10.7 | -2.2 | -7.2 | 5 | -2.8 | 13.9 | -3.9 | 11.7 | 2.2 | 13.9 | -14.4 | -0.6 | -2.8 | 2.8 | 0 | 4.4 | 2.2 | 12.2 | 10 | 15.6 | 12.2 | 20.7 | 1.5 | 0 | 0 | 9.4 | -1.7 | 15.6 | -0.6 | 15.6 | 6.1 | 3.3 | -11.1 | -3 | -17 | 25.6 | 16.7 | 23.9 | 17.8 | 1.5 | 0 | 18.3 | 1.7 | 6.5 | 4.2 | 14.4 | 5 | 22.8 | 7.8 | 10 | 1.1 | 17.6 | -1 | 25 | -1.1 | 30 | 0.5 | 15.6 | -5 | 5 | -2.8 | -6.1 | -15 | 10.6 | 8.3 | 8.3 | -7.2 | 2.2 | -1.1 | 10.6 | -2.8 | 9.4 | -4.3 | -3.9 | -12.2
-5 | -8 | -2.8 | -11.7 | 21.7 | 2.2 | 15.6 | 2.2 | 1.7 | -14.4 | 27.2 | -1.1 | 8 | 2 | 15 | 4.1 | 14.4 | 10.6 | 14.4 | 9.4 | 13.3 | 3.3 | 13.9 | 12.2 | 11.7 | -0.6 | 6.1 | 3.3 | 18 | 14 | 26.1 | 19.3 | 24.4 | 15.6 | 9.4 | 4.4 | 22.8 | 9.4 | 8.9 | -1.7 | 25 | 20.6 | -1.7 | -7.8 | 8.9 | -1.7 | 4.1 | 1.3 | 15 | 12.8 | 14.4 | 0.6 | 21.8 | 10.7 | 21.7 | 15.6 | 18.9 | 9.7 | 1.1 | -3.3 | -4 | -7 | -2.2 | -8.3 | 4.4 | 2.8 | 11.7 | 10 | -0.6 | -11.1 | 2.2 | 1.1 | 2.4 | -1.4 | -3.3 | -8.9 | 9.4 | 3.9 | 17.8 | -3.9 | 10 | 3.3 | 4.8 | 2 | 12.8 | -1.1 | 2.2 | -3.3 | 22.2 | 5.6 | 16.7 | 10 | 18.3 | -4.4 | -0.6 | -10.2 | -2.2 | -6.7 | 3.9 | 0 | 12.4 | -3.8 | 10.9 | 2.2 | 12.2 | -11.5 | -0.6 | -2.7 | 2.8 | 0 | 4.4 | 2.2 | 11.5 | 9.6 | 16.1 | 12.8 | 20.4 | 2.3 | 1 | 0 | 10 | -1.1 | 15 | 1.1 | 14.4 | 5.6 | 4.4 | -7.2 | -3 | -14 | 24.1 | 16.9 | 24.4 | 17.2 | 1.3 | 0 | 18.3 | 0.6 | 4.1 | 2.1 | 15 | 4.4 | 22.2 | 8.3 | 9.4 | 1.7 | 17.4 | -1.1 | 23.3 | -2.8 | 29.5 | -0.7 | 14.4 | -6.7 | 4.3 | -1.3 | -6.1 | -15.6 | 10 | 7.8 | 7.2 | -5.6 | 1.7 | -1.2 | 11.1 | -2.8 | 8.3 | -4.4 | -4.4 | -12.8
-7 | -11 | -3.3 | -13.3 | 18.9 | 2.2 | 13.9 | 2.2 | 0.4 | -12.5 | 25.6 | -0.6 | 7 | 2 | 14.5 | 5.1 | 14.4 | 11.1 | 13.3 | 9.4 | 11.1 | 4.4 | 13.3 | 11.7 | 10.2 | -0.8 | 5.4 | 2.7 | 17 | 14 | 25 | 18.7 | 22.8 | 16.7 | 9.4 | 3.9 | 21.1 | 8.9 | 8.3 | -1.1 | 24.4 | 20.9 | -2.2 | -7.8 | 8.2 | -0.9 | 2.8 | 0.6 | 16.1 | 13.3 | 12.8 | 0 | 20.4 | 10.5 | 20 | 15.6 | 17.8 | 8.9 | 1.1 | -4.4 | -5 | -7 | -2.8 | -7.8 | 3.9 | 2.8 | 10.6 | 9.4 | -1.7 | -12.8 | 1.7 | 0.6 | 2.2 | -1.7 | -2.8 | -8.9 | 8.3 | 3.9 | 16.7 | -3.9 | 9.4 | 3.3 | 4.4 | 1.1 | 11.5 | -1.1 | 0.9 | -2.8 | 20.6 | 5.4 | 14.4 | 10.6 | 15 | -3.3 | -0.6 | -11.1 | -2.2 | -6.7 | 1.1 | 0.6 | 10.9 | -4.2 | 10.2 | 2.3 | 10.6 | -10.2 | -0.6 | -3 | 2.8 | 0 | 4.4 | 1.7 | 10.7 | 9.3 | 16.1 | 12.8 | 20 | 3.3 | 1 | 1 | 9.4 | -2.8 | 13.9 | -0.6 | 12.2 | 5 | 4.4 | -7.2 | -2 | -13 | 22.6 | 16.9 | 23.9 | 17.2 | 1.1 | 0 | 18.3 | 1.7 | 1.7 | 0 | 13.3 | 5 | 20.6 | 10.6 | 8.9 | 2.2 | 17.2 | -1.1 | 22.2 | -6.1 | 28.9 | -1.1 | 12.2 | -6.1 | 3.5 | -0.6 | -7.2 | -17.2 | 10.6 | 7.8 | 3.9 | -2.8 | 1.1 | -1.7 | 10.6 | -2.8 | 6.8 | -3.3 | -5 | -12.8
-8 | -12 | -3.3 | -13.3 | 13.9 | 1.7 | 10.6 | 2.8 | -0.9 | -12.4 | 24.4 | 0 | 6 | 2 | 13.9 | 5.6 | 14.4 | 11.1 | 11.7 | 8.9 | 10.6 | 4.4 | 13.3 | 11.7 | 8.7 | -1 | 4.6 | 2.1 | 16 | 14 | 23.9 | 17.8 | 22.2 | 16.1 | 8.9 | 3.9 | 18.9 | 8.9 | 7.8 | -1.7 | 23.9 | 21.2 | -2.8 | -7.2 | 7.4 | -0.7 | 2.4 | 0.3 | 16.7 | 13.9 | 10 | -0.6 | 18.9 | 10 | 17.2 | 15.6 | 17.6 | 10 | 1.1 | -5 | -6 | -9 | -3.3 | -7.2 | 4.4 | 2.8 | 10 | 8.9 | -3.3 | -14.4 | 1.7 | 0.6 | 2.4 | -1.1 | -3.9 | -10.6 | 8.3 | 3.9 | 15.6 | -3.9 | 8.9 | 3.3 | 4 | 1 | 10.2 | -1.3 | -0.4 | -2.8 | 18.9 | 5 | 13.9 | 10.6 | 12.8 | -3.3 | -1.9 | -9.1 | -1.7 | -7.2 | 1.1 | 0 | 9.4 | -5.6 | 9.4 | 2.2 | 8.9 | -11.1 | -0.6 | -3.3 | 2.8 | 0 | 3.9 | 1.1 | 10 | 8.9 | 15.6 | 12.8 | 18.1 | 3.2 | 2 | 0 | 8.9 | -2.2 | 11.1 | 0 | 11.7 | 4.4 | 2.8 | -9.4 | -1 | -3 | 21.1 | 16.7 | 22.2 | 17.2 | 1.1 | 0 | 16.7 | 1.7 | 0.9 | -1.5 | 10.6 | 4.4 | 19.4 | 11.7 | 7.2 | 1.1 | 16.1 | -0.1 | 19.4 | -3.9 | 25.4 | 0.8 | 10.6 | -6.1 | 2.8 | 0 | -7.8 | -17.8 | 10.6 | 7.8 | 2.2 | -3.9 | 0.7 | -1.3 | 9.4 | -3.3 | 5.4 | -2.8 | -5.9 | -10.8
-8 | -13 | -3.3 | -14.4 | 10.6 | 2.8 | 10.6 | 2.8 | -2.2 | -13.9 | 22.2 | 2.8 | 5 | 2 | 13.3 | 4.5 | 14.4 | 10.6 | 10 | 8.3 | 9.4 | 4.4 | 13.3 | 11.7 | 7.2 | -1.7 | 3.9 | 1.7 | 16 | 14 | 23 | 17.9 | 22.2 | 16.1 | 6.7 | 3.9 | 18.3 | 8.9 | 7.2 | -1.7 | 23.3 | 21.7 | -3.3 | -7.2 | 6.7 | -0.6 | 2.1 | -0.1 | 16.7 | 13.9 | 10 | 0 | 17.4 | 9.8 | 16.7 | 15.6 | 17.4 | 10.8 | 0.6 | -3.9 | -7 | -10 | -3.9 | -7.8 | 3.9 | 2.8 | 9.4 | 8.3 | -4.4 | -15.6 | 1.1 | 0.6 | 2.6 | -0.7 | -4.4 | -10.6 | 7.8 | 3.9 | 15 | -2.8 | 8.9 | 3.9 | 3.7 | 1.2 | 8.9 | -2.2 | -1.7 | -3.3 | 16.5 | 5.8 | 14.4 | 8.9 | 11.1 | -2.8 | -3.1 | -8.7 | -2.2 | -9.4 | 0.6 | 0.6 | 8.7 | -4.9 | 9.2 | 1.8 | 7.6 | -6.4 | -0.6 | -3.3 | 2.8 | 0 | 3.3 | 1.7 | 10 | 9 | 16.1 | 13.3 | 16.3 | 3.4 | 2 | 1 | 8.3 | -1.1 | 10 | 0.6 | 9.4 | 3.9 | 1.7 | -10.6 | 0 | -8 | 20.9 | 16.9 | 20.6 | 16.7 | 1.1 | 0 | 11.7 | 3.9 | 0.2 | -2.8 | 8.3 | 4.4 | 18.9 | 11.1 | 7.2 | -2.8 | 15 | 0 | 17.8 | -1.1 | 21.8 | 1.5 | 10 | -5.6 | 1.7 | -0.6 | -8.9 | -18.9 | 10.6 | 7.8 | 2.8 | -4.4 | 0.4 | -1.1 | 8.9 | -3.9 | 3.9 | -3.3 | -6.7 | -10.6
-9 | -13 | -3.3 | -13.9 | 8.9 | 2.8 | 9.4 | 2.8 | -2.4 | -12.4 | 22.2 | 1.7 | 5 | 1 | 12.8 | 3.5 | 13.9 | 10.6 | 10 | 8.9 | 8.9 | 3.9 | 13.3 | 11.7 | 5.9 | -1.5 | 3.7 | 1.6 | 16 | 14 | 22 | 17.8 | 22.2 | 16.7 | 7.8 | 3.3 | 17.2 | 9.4 | 6.1 | -1.1 | 23.1 | 21.4 | -3.3 | -7.8 | 6.7 | -0.4 | 1.7 | -0.6 | 17.2 | 13.9 | 8.3 | 0.6 | 15.9 | 9.6 | 16.1 | 15 | 17.2 | 11.7 | 1.1 | -2.8 | -7 | -11 | -4.4 | -7.2 | 3.9 | 2.8 | 8.9 | 7.8 | -5.6 | -20.6 | 1.1 | 0.6 | 2.8 | -0.6 | -5.6 | -13.3 | 7.8 | 3.9 | 13.3 | -2.2 | 7.8 | 3.9 | 3.3 | 1.1 | 7.2 | -1.3 | -2.1 | -3.3 | 14.1 | 5.7 | 12.2 | 6.7 | 10.6 | -2.8 | -4.4 | -8.9 | -3.9 | -12.2 | 1.7 | 0.6 | 7.9 | -4.9 | 9.1 | 1.5 | 6.3 | -4.5 | -0.6 | -3.4 | 2.8 | 0 | 3.3 | 1.7 | 10 | 9 | 16.7 | 12.8 | 14.4 | 2.8 | 2 | 1 | 8.3 | -1.7 | 7.8 | 0.6 | 8.9 | 3.3 | 1.1 | -8.3 | 0 | -6 | 20.8 | 17 | 20 | 16.1 | 1.1 | 0 | 10 | 3.9 | -0.6 | -5 | 6.1 | 4.4 | 18.3 | 11.1 | 6.7 | 1.7 | 13.9 | 0.6 | 16.7 | 0.6 | 18.3 | 1.1 | 8.9 | -5 | 0.5 | -1.2 | -9.4 | -17.8 | 10.6 | 8.3 | 2.8 | -3.9 | 0 | -1.1 | 7.8 | -3.9 | 3 | -3.3 | -7.1 | -11
-11 | -14 | -3.3 | -13.9 | 7.2 | 2.8 | 10 | 2.8 | -2.6 | -12.3 | 20 | 2.2 | 3 | 1 | 12.2 | 2.2 | 13.3 | 10.6 | 8.9 | 7.2 | 8.3 | 5 | 13.3 | 11.1 | 4.6 | -1.8 | 3.5 | 1.7 | 14 | 13 | 21.1 | 17.8 | 21.7 | 16.7 | 6.7 | 2.8 | 15.6 | 9.4 | 5.6 | -1.7 | 23 | 21.3 | -3.9 | -8.9 | 6.7 | -0.4 | 1.5 | -0.5 | 18.3 | 13.9 | 7.8 | 0.6 | 14.4 | 8.9 | 16.1 | 15 | 17.2 | 13 | 2.2 | -3.3 | -8 | -11 | -5 | -6.7 | 3.9 | 2.8 | 8.9 | 7.8 | -6.7 | -17.2 | 1.1 | 0.6 | 2.4 | -0.6 | -6.1 | -15 | 7.8 | 3.9 | 12.2 | -2.2 | 7.8 | 3.9 | 2.9 | 1.3 | 5.6 | -1 | -2.4 | -3.5 | 11.7 | 5.6 | 10 | 3.9 | 8.9 | -1.7 | -4.8 | -8.9 | -4.4 | -12.2 | 0 | 0 | 7.2 | -6.1 | 8.9 | 1.1 | 5 | -3.3 | -0.6 | -3.9 | 2.8 | 0 | 3.3 | 1.7 | 10 | 8.9 | 16.7 | 12.2 | 14 | 2.3 | 2 | 1 | 8.9 | -1.1 | 6.7 | 1.1 | 7.2 | 2.2 | 0.6 | -10.6 | -1 | -2 | 20.6 | 17.2 | 15.6 | 15 | 0.9 | -0.1 | 6.1 | 3.9 | -1 | -4.9 | 5 | 4.4 | 18.3 | 11.1 | 6.1 | 1.1 | 13.2 | 0.6 | 15 | 0.6 | 17.8 | 0.9 | 9.4 | -5 | -0.6 | -2.2 | -11.1 | -16.1 | 10 | 7.8 | 2.8 | -3.3 | 0 | -0.9 | 7.2 | -3.9 | 2 | -3.8 | -7.4 | -11.8
-12 | -14 | -3.3 | -13.9 | 6.7 | 3.3 | 7.2 | 2.8 | -2.8 | -13.3 | 18.3 | 3.3 | 3 | 1 | 12.2 | 1.8 | 12.8 | 12.2 | 8.3 | 7.2 | 7.8 | 3.9 | 13.9 | 10.9 | 3.3 | -2.2 | 3.3 | 1.7 | 13 | 13 | 20.7 | 17.7 | 21.7 | 17.8 | 4.4 | 2.2 | 14.4 | 9.4 | 5.6 | -1.7 | 22.8 | 21.1 | -4.4 | -11.1 | 6.7 | -0.6 | 1.3 | -0.5 | 18.3 | 14.4 | 7.2 | 2.2 | 14.6 | 8.8 | 16.7 | 15.6 | 17.2 | 13.9 | 1.7 | -2.8 | -8 | -12 | -5 | -6.7 | 3.9 | 2.8 | 8.3 | 7.2 | -7.2 | -18.3 | 1.1 | 0.6 | 2.1 | -0.7 | -6.7 | -15.6 | 7.2 | 3.9 | 12.2 | -2.8 | 7.8 | 3.9 | 2.6 | 1.6 | 3.9 | -1.1 | -2.8 | -3.9 | 9.8 | 5.2 | 8.9 | 3.9 | 7.2 | -2.2 | -5.2 | -9.5 | -5 | -12.2 | 0 | -0.6 | 4.6 | -3 | 8.5 | 0.9 | 4.8 | -3.3 | -0.8 | -3.5 | 2.8 | 0 | 2.8 | 1.7 | 9.4 | 8.5 | 16.7 | 12.2 | 13.7 | 2 | 3 | 2 | 8.9 | -1.1 | 6.1 | 2.8 | 7.2 | 2.8 | -0.6 | -7.8 | -1 | -2 | 20.6 | 17.6 | 15.6 | 15 | 0.8 | 0.1 | 6.1 | 3.9 | -1.3 | -5.2 | 5 | 3.9 | 17.2 | 10.6 | 6.1 | 1.7 | 12.4 | 0.8 | 13.9 | 0 | 17.2 | 0.4 | 9.4 | -5 | -1 | -4.4 | -11.7 | -16.7 | 9.4 | 6.7 | 1.7 | -2.8 | 0 | -0.6 | 6.7 | -5 | 1.1 | -5 | -7.8 | -13.3
-13 | -15 | -4.4 | -13.3 | 7.2 | 2.8 | 6.7 | 2.2 | -3.2 | -12.3 | 14.4 | 3.3 | 1 | 0 | 12.2 | 1.2 | 12.8 | 10 | 7.2 | 7.2 | 7.2 | 1.7 | 12.8 | 10.5 | 3.7 | -2.2 | 3.5 | 1.5 | 12 | 12 | 20.4 | 17.8 | 21.7 | 17.8 | 2.2 | 1.1 | 14.4 | 9.4 | 5 | -2.2 | 22.4 | 20.7 | -5.6 | -12.2 | 6.9 | -0.5 | 1.1 | -0.6 | 18.9 | 14.4 | 6.7 | 1.1 | 14.8 | 8.8 | 16.7 | 15.6 | 17.2 | 15 | 1.7 | -3.3 | -9 | -12 | -5.7 | -7 | 3.9 | 2.8 | 7.8 | 6.1 | -7.2 | -17.2 | 1.7 | 0.6 | 1.7 | -1.1 | -6.7 | -15.6 | 6.7 | 3.9 | 12.2 | -2.2 | 7.2 | 3.9 | 2.2 | 1.7 | 3.5 | -1.1 | -3.2 | -5 | 8 | 4.6 | 8.3 | 3.9 | 6.1 | -1.7 | -5.6 | -10.6 | -5.6 | -11.7 | -0.6 | -1.1 | 2 | -2.2 | 8.2 | 0.7 | 4.6 | -3.9 | -0.9 | -3.1 | 2.8 | 0 | 2.8 | 1.7 | 8.9 | 8.2 | 16.7 | 12.2 | 13.3 | 1.1 | 3 | 2 | 8.9 | -0.6 | 5.6 | 2.8 | 4.4 | 1.1 | -0.6 | -7.8 | -1 | -2 | 20.6 | 18 | 15 | 15 | 0.6 | 0 | 5 | 3.9 | -1.7 | -6.1 | 4.4 | 3.3 | 16.7 | 10.6 | 5.6 | 0.6 | 11.7 | 0.6 | 12.8 | 0 | 16.7 | 0 | 8.9 | -5 | -1.3 | -7.1 | -13.3 | -16.7 | 9.4 | 6.7 | 1.7 | -2.2 | 0 | -0.6 | 6.1 | -5 | 1.1 | -4.7 | -8.3 | -14.8
-16 | -17 | -5 | -10.6 | 6.1 | 2.8 | 6.1 | 2.2 | -3.5 | -12.6 | 13.9 | 3.3 | 1 | 0 | 12.2 | 0.6 | 13.9 | 8.9 | 6.7 | 6.7 | 7.8 | 4.4 | 12.2 | 10.1 | 4 | -2.7 | 3.7 | 1.2 | 12 | 12 | 20 | 17.8 | 22.2 | 18.3 | 2.2 | 1.7 | 13.3 | 9.4 | 3.3 | -2.2 | 22.1 | 20.4 | -6.1 | -12.8 | 7 | -0.8 | 1.1 | -0.6 | 19.4 | 14.4 | 5.6 | 1.7 | 15 | 8.3 | 16.7 | 15.6 | 17.6 | 15.4 | 1.1 | -3.9 | -9 | -12 | -6.5 | -7.8 | 3.9 | 2.8 | 6.7 | 5.6 | -7.8 | -16.7 | 1.1 | 0.6 | 1.1 | -1.4 | -8.3 | -15.6 | 6.7 | 3.9 | 11.1 | -2.2 | 6.7 | 3.9 | 2 | 0.2 | 3.2 | -1.2 | -3.5 | -6 | 6.1 | 3.9 | 8.3 | 2.8 | 4.4 | -0.6 | -6.1 | -11.2 | -5.6 | -11.7 | -0.6 | -1.1 | -0.6 | -2.2 | 7.8 | 0.6 | 4.4 | -5 | -1.1 | -3.3 | 2.8 | 0 | 2.8 | 1.7 | 8.3 | 7.8 | 17.2 | 12.2 | 12.8 | 2.1 | 4 | 3 | 8.9 | 0.6 | 3.9 | 1.7 | 5 | 2.2 | -1.7 | -8.9 | -1 | -2 | 20.6 | 18.3 | 15.6 | 15 | 0.6 | 0 | 4.4 | 3.9 | -1.9 | -5.6 | 3.9 | 2.8 | 16.1 | 11.1 | 5 | 1.1 | 10.9 | 0.6 | 12.2 | -0.6 | 18.2 | -0.5 | 8.3 | -5 | -1.7 | -11.7 | -13.9 | -17.2 | 9.4 | 6.7 | 1.1 | -2.8 | 0 | -0.5 | 5.6 | -5.6 | 1.1 | -4.9 | -8.9 | -17.4
-15 | -17 | -5 | -8.9 | 8.3 | 3.3 | 7.2 | 2.8 | -3.9 | -13.9 | 12.8 | 3.9 | 1 | -1 | 11.3 | 3.3 | 13.3 | 10 | 5.6 | 5.6 | 7.2 | 1.7 | 11.7 | 9.9 | 4.4 | -3.3 | 3.9 | 1.1 | 11 | 11 | 19.4 | 17.6 | 21.7 | 18.3 | 0.6 | 0 | 13.3 | 9.4 | 2.8 | -2.2 | 21.7 | 20 | -6.1 | -13.3 | 7.2 | -1.1 | 1.1 | -0.6 | 13.9 | 11.7 | 5.6 | 1.7 | 14.1 | 8.1 | 16.7 | 16.1 | 17.9 | 15.7 | 0.6 | -3.9 | -11 | -13 | -7.2 | -8.4 | 3.9 | 2.8 | 6.1 | 3.9 | -8.3 | -15.6 | 1.1 | 0.6 | 0.6 | -1.9 | -8.9 | -16.1 | 6.1 | 4.4 | 10.6 | -1.7 | 6.1 | 3.9 | 1.9 | -1 | 2.8 | -1.7 | -3.9 | -7.8 | 4.8 | 3 | 7.8 | 2.8 | 3.9 | -1.1 | -6.7 | -12.3 | -6.1 | -12.2 | -0.6 | -1.7 | -1.5 | -3 | 7.8 | 0.5 | 3.3 | -3.7 | -1.1 | -2.9 | 2.8 | 0 | 3.9 | 2.2 | 6.5 | 5.9 | 17.2 | 12.2 | 12.2 | 2.4 | 5 | 4 | 8.3 | 1.1 | 3.3 | 1.7 | 4.4 | 1.7 | -2.2 | -7.8 | 0 | -2 | 20.4 | 18.2 | 15.6 | 15.6 | 0.6 | 0 | 3.9 | 3.3 | -2 | -5.6 | 3.3 | 2.8 | 16.1 | 11.1 | 5 | 0 | 10.2 | 0.8 | 11.1 | -1.1 | 19.6 | -1.8 | 8.3 | -4.4 | -2.8 | -11.5 | -15 | -17.2 | 8.9 | 6.7 | 0.6 | -3.3 | 0 | -0.5 | 3.9 | -5.6 | 1.1 | -6.1 | -9.4 | -21.7
-18 | -20 | -5 | -8.9 | 8.9 | 2.2 | 7.2 | 1.7 | -4.1 | -12.7 | 12.8 | 4.4 | 0 | -1 | 10.3 | 5.1 | 13.3 | 10.6 | 5 | 5 | 6.1 | 3.3 | 11.1 | 9.8 | 4.6 | -3 | 3.5 | 0.5 | 12 | 12 | 18.9 | 17.4 | 21.7 | 18.3 | -0.6 | -1.1 | 12.8 | 9.4 | 1.7 | -1.7 | 21.5 | 20 | -6.7 | -13.3 | 6.5 | -0.6 | 1.1 | -0.6 | 13.3 | 11.7 | 5 | 1.7 | 13.1 | 7.8 | 16.7 | 16.1 | 18.3 | 16.1 | 0 | -5 | -10 | -13 | -7.9 | -9 | 3.9 | 2.8 | 5.6 | 3.3 | -9.4 | -16.7 | 1.1 | 0.6 | 0 | -2.8 | -9.4 | -16.1 | 4.4 | 3.9 | 10 | -1.7 | 5.6 | 4.4 | 1.7 | -2.8 | 2.1 | -2.1 | -4.5 | -7.4 | 3.5 | 2 | 7.2 | 1.7 | 2.8 | -0.6 | -7.2 | -14.4 | -6.7 | -12.2 | -1.1 | -2.2 | -2.4 | -4.2 | 7.8 | 0.5 | 2.2 | -3.3 | -1.1 | -2.8 | 2.8 | 0 | 5 | 2.8 | 4.6 | 4 | 17.2 | 12.8 | 11.7 | 2.8 | 5 | 4 | 7.8 | 1.7 | 1.1 | 0 | 3.9 | 1.7 | -1.7 | -8.3 | 0 | -2 | 20.2 | 18 | 15 | 15 | 0.6 | 0 | 3.3 | 2.8 | -2.2 | -6.1 | 2.8 | 2.2 | 16.7 | 12.2 | 4.4 | 0 | 9.4 | 0.6 | 10 | -1.1 | 21.1 | -3.3 | 8.3 | -4.4 | -3.9 | -12.8 | -15.6 | -17.8 | 9.4 | 7.2 | -1.1 | -3.3 | 0 | -0.6 | 2.2 | -3.3 | 1.5 | -5.4 | -10.2 | -20.4
-17 | -18 | -5 | -8.9 | 6.1 | 1.1 | 5.6 | 1.7 | -4.2 | -12.8 | 12.8 | 3.9 | 1 | -1 | 9.4 | 6.7 | 12.8 | 10.6 | 4.4 | 4.4 | 5 | 1.7 | 11.1 | 9.2 | 4.8 | -2.9 | 3.2 | 0.1 | 11 | 11 | 18.3 | 17.2 | 21.7 | 18.9 | 0 | -0.6 | 12.2 | 9.4 | 1.7 | -1.7 | 21.3 | 20 | -7.2 | -13.9 | 5.7 | -0.5 | 1.1 | -0.6 | 8.3 | 4.4 | 4.4 | 1.7 | 12.2 | 7.2 | 16.7 | 16.1 | 18.3 | 15.9 | -0.6 | -5.6 | -10 | -12 | -8.7 | -9.8 | 3.9 | 2.8 | 5.6 | 3.3 | -10 | -17.2 | 1.1 | 0.6 | 0 | -2.5 | -9.4 | -16.1 | 3.9 | 3.3 | 10.6 | -1.7 | 5.6 | 4.4 | 1.7 | -2.5 | 1.3 | -3 | -5 | -7.3 | 2.2 | 1.1 | 6.7 | 0.6 | 1.7 | -1.1 | -7.2 | -14.1 | -7.2 | -12.2 | -1.1 | -1.7 | -3.3 | -5.6 | 7.8 | 0.6 | 1.1 | -3.3 | -1.1 | -2.8 | 2.8 | 0 | 8.3 | 3.3 | 2.8 | 2.2 | 14.4 | 11.7 | 11.9 | 3.9 | 3 | 2 | 6.7 | 2.8 | 2.2 | 1.1 | 3.3 | 0.6 | -2.2 | -7.8 | 0 | -1 | 20 | 17.8 | 17.8 | 16.7 | 0.6 | 0 | 3.3 | 2.8 | -2.8 | -6.3 | 2.8 | 2.2 | 17.2 | 12.2 | 5 | -0.6 | 8.3 | 1 | 9.4 | -1.7 | 19.4 | -0.5 | 8.3 | -4.4 | -5 | -15 | -16.1 | -18.3 | 8.9 | 7.2 | -1.1 | -3.9 | 0 | -0.5 | 1.1 | -3.3 | 1.8 | -5.8 | -10.9 | -20.3
-11 | -14 | -5 | -8.3 | 10.6 | 2.8 | 5 | 1.7 | -4.4 | -13.9 | 12.2 | 4.4 | 3 | 0 | 9.2 | 6.8 | 12.8 | 10.6 | 3.9 | 3.9 | 4.4 | 1.7 | 10 | 9.1 | 5 | -3.3 | 2.8 | -0.6 | 12 | 12 | 18.9 | 17.8 | 21.7 | 18.9 | 0.6 | 0 | 12.2 | 9.4 | 1.1 | -2.2 | 21.1 | 20 | -7.2 | -13.9 | 5 | -0.6 | 1.1 | -0.6 | 7.2 | 2.8 | 4.4 | 2.2 | 11.8 | 6.9 | 17.2 | 16.1 | 18.3 | 15.8 | -1.1 | -6.7 | -11 | -13 | -9.4 | -10.6 | 3.3 | 2.2 | 4.4 | 2.8 | -10.6 | -17.2 | 0.6 | 0.6 | 0 | -2.7 | -10.6 | -16.1 | 2.8 | 2.8 | 10 | -1.1 | 5.6 | 4.4 | 1.7 | -2.5 | 0.6 | -4.4 | -5.6 | -7.8 | 2.2 | 1 | 6.1 | 0.6 | 1.7 | -1.1 | -7.2 | -14.9 | -7.8 | -12.2 | -0.6 | -1.1 | -3.7 | -5.6 | 7.6 | 0.5 | 1.5 | -3.1 | -0.9 | -2.6 | 2.8 | 0.6 | 9.4 | 2.8 | 2.4 | 1.7 | 13.3 | 10 | 12 | 4.7 | 3 | 1 | 6.1 | 3.3 | 1.1 | 0 | 4.4 | 1.1 | -2.2 | -7.2 | 1 | 0 | 19.6 | 17.4 | 18.3 | 17.2 | 0.6 | 0 | 2.2 | 2.2 | -3.3 | -7 | 3.9 | 3.9 | 17.8 | 12.8 | 3.3 | 0 | 7.2 | 1.5 | 8.3 | -1.7 | 17.8 | 1.7 | 7.8 | -4.4 | -5.4 | -13.5 | -16.7 | -18.3 | 8.9 | 7.2 | -1.7 | -4.4 | 0 | -0.5 | 0 | -4.4 | 2.2 | -6.7 | -11.7 | -21.7
-9 | -12 | -5 | -8.3 | 10.6 | 1.1 | 5.6 | 1.7 | -3.9 | -12.8 | 10.6 | 3.9 | 3 | 0 | 9.1 | 7.1 | 13.3 | 10.6 | 5.6 | 5.6 | 5 | 2.2 | 8.9 | 8.9 | 6.7 | -2.6 | 3.3 | 0 | 12 | 12 | 19.4 | 18.3 | 22.2 | 20 | -0.6 | -0.6 | 12.2 | 9.4 | 1.1 | -2.2 | 21.3 | 20 | -7.8 | -13.9 | 4.8 | -0.2 | 1.1 | -0.6 | 6.1 | 1.7 | 4.4 | 3.3 | 11.5 | 6.7 | 17.8 | 16.1 | 18.3 | 15.6 | -1.7 | -6.7 | -11 | -13 | -8.9 | -10 | 3.3 | 2.2 | 3.9 | 1.7 | -11.1 | -17.8 | 0.6 | 0.6 | 0 | -3.3 | -11.1 | -16.7 | 2.2 | 2.2 | 10.6 | -1.1 | 5.6 | 4.4 | 1.7 | -2.8 | 0.6 | -4.6 | -4.8 | -7 | 2.2 | 1 | 5.6 | 1.1 | 1.7 | -1.7 | -7.2 | -16.7 | -8.3 | -12.8 | -0.6 | -1.1 | -4 | -5.9 | 7.4 | 0.6 | 1.8 | -3.2 | -0.8 | -2.6 | 3.3 | 0.6 | 11.7 | 3.3 | 2.1 | 1.1 | 10 | 8.3 | 12.2 | 5.6 | 2 | 1 | 6.1 | 2.8 | 1.1 | 0 | 4.4 | 2.2 | -1.7 | -7.2 | 2 | 0 | 19.3 | 17.1 | 18.3 | 17.2 | 0.6 | 0 | 2.2 | 2.2 | -3.9 | -8.3 | 4.4 | 4.4 | 18.3 | 12.8 | 4.4 | -0.6 | 6.1 | 1.7 | 8.3 | -2.8 | 16.1 | 2.8 | 7.2 | -3.9 | -5.7 | -13.1 | -17.2 | -18.9 | 8.9 | 7.2 | -2.2 | -5 | 0 | -0.6 | 0 | -3.9 | 4.4 | -5.8 | -12.8 | -20
-9 | -13 | -5.6 | -8.3 | 12.2 | 0.6 | 6.1 | 2.2 | -3.3 | -12.4 | 8.3 | 3.3 | 4 | 1 | 8.9 | 7.2 | 13.3 | 10 | 6.1 | 6.1 | 5 | 2.8 | 9.4 | 9.4 | 8.3 | -2.3 | 3.9 | 0.6 | 13 | 12 | 20 | 18.9 | 21.7 | 20.6 | 1.7 | 1.1 | 12.2 | 9.4 | 0.6 | -2.2 | 21.5 | 20 | -7.8 | -13.9 | 4.6 | -0.2 | 1.7 | 0.1 | 4.4 | 0.6 | 3.9 | 2.8 | 11.1 | 6.1 | 17.8 | 16.1 | 19.6 | 16.1 | -1.1 | -8.3 | -11 | -13 | -7.8 | -8.9 | 3.9 | 2.8 | 2.8 | -1.1 | -12.2 | -17.8 | 0.6 | 0 | 0.2 | -2.4 | -12.2 | -16.1 | 1.7 | 1.7 | 11.1 | -0.6 | 6.7 | 4.4 | 2.6 | -2.2 | 0.6 | -5.7 | -4.1 | -6.7 | 2.2 | 1.1 | 5.6 | -2.8 | 1.1 | -2.2 | -6.3 | -15.5 | -10 | -13.9 | -1.1 | -1.7 | -4.4 | -6.7 | 7.2 | 0.6 | 2.2 | -3.9 | -0.6 | -2.8 | 2.8 | 0.6 | 11.1 | 3.9 | 1.7 | 0.6 | 6.7 | 3.9 | 12.6 | 6.2 | 2 | 0 | 6.1 | 2.8 | 1.1 | 0.6 | 5 | 2.2 | -1.7 | -6.7 | 2 | 1 | 18.9 | 16.7 | 18.3 | 17.2 | 1 | -0.1 | 2.8 | 2.2 | -3.3 | -7.8 | 4.4 | 4.4 | 18.9 | 13.3 | 1.7 | -0.6 | 8 | 2.5 | 7.8 | -2.8 | 15.9 | 3 | 7.2 | -3.9 | -6.1 | -13.9 | -16.1 | -18.9 | 9.4 | 7.2 | -1.1 | -4.4 | 0 | -0.5 | -1.1 | -3.9 | 6.7 | -5.6 | -11.7 | -21.1
-7 | -11 | -5.6 | -8.3 | 14.4 | 2.2 | 10 | 3.9 | -2.8 | -13.9 | 11.7 | 3.3 | 4 | 2 | 10 | 7.5 | 14.4 | 10.6 | 7.8 | 7.8 | 7.8 | 4.4 | 11.7 | 11.1 | 10 | -2.8 | 4.4 | 1.1 | 16 | 14 | 22 | 19.2 | 23.3 | 20.6 | 3.3 | 2.2 | 15 | 9.4 | 1.7 | -2.2 | 21.7 | 20 | -6.7 | -13.3 | 4.4 | 0 | 2.2 | 0.9 | 5 | 0.6 | 4.4 | 3.3 | 13.5 | 6.9 | 18.3 | 16.1 | 20.9 | 16.7 | 0 | -8.9 | -11 | -12 | -5.6 | -10 | 3.3 | 2.2 | 2.8 | -1.7 | -11.7 | -18.9 | 0 | 0 | 0.4 | -1.9 | -10 | -15 | 3.3 | 3.3 | 12.2 | 0.6 | 7.2 | 5 | 3.5 | -2.2 | 0.6 | -7.8 | -3.3 | -6.7 | 6.1 | 3.3 | 6.1 | -2.2 | 2.8 | -1.7 | -5.3 | -15.6 | -6.7 | -11.7 | 0 | -0.6 | -2.9 | -6.6 | 8.7 | 0.9 | 3.7 | -3.1 | 0 | -2.5 | 2.8 | 0.6 | 11.7 | 4.4 | 1.7 | 0.4 | 5 | 2.2 | 12.9 | 6.7 | 2 | 0 | 6.1 | 3.3 | 3.3 | 2.8 | 7.8 | 5 | 0 | -7.2 | 2 | 1 | 20 | 16.9 | 18.9 | 17.8 | 1.3 | -0.3 | 3.9 | 3.3 | -2.8 | -7.8 | 5.6 | 5.6 | 19.4 | 12.2 | 5 | 1.1 | 9.8 | 3.3 | 8.9 | -2.8 | 15.8 | 2.9 | 7.8 | -3.3 | -4.4 | -12.5 | -12.8 | -16.7 | 9.4 | 7.2 | 1.1 | -3.9 | 0 | -0.5 | 1.7 | -2.2 | 8.9 | -7.2 | -9.4 | -18.3
-5 | -10 | -5 | -8.3 | 14.4 | 0 | 13.3 | 4.4 | -0.8 | -12.3 | 15.6 | 3.3 | 4 | 2 | 11.1 | 7.8 | 16.1 | 10.6 | 8.9 | 8.9 | 10.6 | 6.1 | 13.9 | 11.7 | 12.2 | -2.8 | 4.6 | 1.4 | 19 | 13 | 24.1 | 19.6 | 25 | 21.1 | 7.2 | 2.8 | 18.3 | 9.4 | 4.4 | -3.3 | 22.8 | 20.2 | -5.6 | -13.3 | 5.7 | 0.4 | 2.8 | 1.7 | 6.1 | 1.1 | 5.6 | 3.3 | 15.9 | 7.4 | 19.4 | 16.7 | 22.2 | 17.2 | 1.7 | -6.7 | -9 | -11 | -6.7 | -11.7 | 3.3 | 2.8 | 3.9 | -1.7 | -9.4 | -18.3 | 0 | 0 | 0.6 | -1.7 | -8.3 | -13.9 | 5 | 4.4 | 15.6 | 0.6 | 8.9 | 6.1 | 4.4 | -2.2 | 2.1 | -7.1 | -0.7 | -5.6 | 10 | 5.2 | 7.2 | -1.7 | 5.6 | -4.4 | -4.4 | -17.2 | -4.4 | -12.2 | 2.8 | 0 | -1.5 | -7.3 | 10.2 | 1.3 | 5.2 | -3 | 0.5 | -2.9 | 3.3 | 0.6 | 10.6 | 6.7 | 1.7 | 0.1 | 6.1 | 1.7 | 13.3 | 7.2 | 2 | 0 | 6.7 | 3.9 | 6.1 | 3.3 | 10.6 | 6.1 | 3.3 | -6.1 | 2 | 1 | 21.1 | 16.7 | 20 | 18.3 | 1.7 | -0.6 | 6.1 | 4.4 | -2.2 | -8.9 | 6.1 | 5.6 | 20 | 12.2 | 7.8 | 0 | 11.7 | 3.9 | 11.7 | -2.2 | 15.6 | 2.8 | 8.9 | -3.3 | -2.8 | -12.2 | -8.9 | -16.7 | 10.6 | 7.8 | 3.3 | -3.9 | 0 | -0.6 | 2.8 | -2.2 | 10 | -6.4 | -8.9 | -15.6
-3 | -7 | -5 | -8.3 | 17.2 | 1.1 | 17.8 | 7.2 | 1.3 | -12.5 | 18.9 | 2.8 | 6 | 3 | 12.2 | 7.8 | 16.7 | 10 | 12.2 | 9.4 | 11.1 | 5.6 | 15.6 | 10.6 | 14.5 | -3.3 | 4.8 | 1.8 | 19 | 11 | 26.1 | 19.4 | 23.3 | 22.2 | 10 | 2.8 | 21.1 | 9.4 | 7.2 | -3.3 | 23.9 | 20.5 | -4.4 | -12.2 | 7 | 0.9 | 3.5 | 2 | 7.2 | 1.1 | 8.3 | 3.9 | 18.3 | 7.2 | 21.7 | 17.2 | 22.8 | 17.3 | 3.9 | -7.2 | -9 | -12 | -7.2 | -12.8 | 3.3 | 2.2 | 4.4 | -1.1 | -8.3 | -18.3 | 1.1 | 0 | 1.1 | -1.6 | -6.7 | -12.8 | 5.6 | 4.4 | 17.2 | 2.2 | 10 | 6.1 | 5.7 | -1.9 | 3.5 | -7.8 | 1.8 | -6 | 13.9 | 6.7 | 7.2 | -2.2 | 7.2 | -5 | -3.1 | -15 | -2.2 | -11.1 | 6.1 | -2.2 | 0 | -9.4 | 11.7 | 1.1 | 6.7 | -3.3 | 1.1 | -3.3 | 3.3 | 0.6 | 11.7 | 8.3 | 1.7 | 0 | 7.8 | 2.2 | 15.2 | 6.5 | 1 | -1 | 7.2 | 4.4 | 8.3 | 2.8 | 15 | 8.3 | 8.3 | -3.9 | 3 | 2 | 22.2 | 16.7 | 21.1 | 18.9 | 3.5 | 0.2 | 10 | 5.6 | -0.9 | -7.9 | 8.9 | 6.7 | 20.6 | 11.1 | 9.4 | 0 | 15 | 4.7 | 13.9 | -1.7 | 16.7 | 1.6 | 10.6 | -3.3 | -1.1 | -13.9 | -7.2 | -16.7 | 11.1 | 7.8 | 5 | -3.9 | 0.4 | -0.4 | 6.1 | -2.8 | 11.1 | -7.3 | -6.7 | -15
-2 | -6 | -4.4 | -7.8 | 20.6 | 3.3 | 21.1 | 8.9 | 3.3 | -15 | 21.1 | 2.2 | 7 | 2 | 13.1 | 8.2 | 17.2 | 10.6 | 13.9 | 10 | 12.8 | 5.6 | 16.1 | 10 | 16.7 | -5.6 | 5 | 2.2 | 22 | 13 | 27.2 | 19.6 | 27.2 | 21.7 | 12.2 | 2.8 | 23.3 | 15 | 9.4 | -5.6 | 25 | 20.6 | -2.8 | -12.2 | 8.3 | 1.1 | 4.3 | 2.5 | 8.9 | 1.1 | 9.4 | 2.8 | 17.4 | 8.6 | 23.3 | 16.1 | 23.3 | 17.1 | 4.4 | -8.3 | -8 | -11 | -6.7 | -14.4 | 3.3 | 2.2 | 6.1 | -1.7 | -6.1 | -13.9 | 1.7 | 0.6 | 1.7 | -1.7 | -4.4 | -12.2 | 6.1 | 4.4 | 19.4 | 6.1 | 9.4 | 6.1 | 7 | -1.7 | 5 | -10 | 4.4 | -7.8 | 16.9 | 6.4 | 7.8 | -0.6 | 9.4 | -4.4 | -1.9 | -14.2 | -0.6 | -10 | 8.3 | -3.3 | 0.4 | -9 | 12.4 | 0.8 | 7.4 | -3.3 | 1.3 | -2.8 | 3.9 | 1.1 | 8.3 | 5.6 | 2.2 | 0 | 8.3 | 2.2 | 17 | 5 | -1 | -2 | 7.8 | 5 | 10 | 3.3 | 15 | 8.9 | 11.7 | -4.4 | 3 | 2 | 23.5 | 17.3 | 21.1 | 18.9 | 5.4 | 1.1 | 16.7 | 4.4 | 0.4 | -7.8 | 13.3 | 6.7 | 21.1 | 11.1 | 11.1 | -1.1 | 18.4 | 4.6 | 15.6 | -2.2 | 17.8 | -0.4 | 6.1 | -0.6 | 0.6 | -11.4 | -5 | -17.2 | 11.7 | 7.8 | 6.7 | -3.3 | 0.7 | -0.5 | 6.7 | -3.3 | 12.2 | -8.9 | -5.6 | -15
0 | -4 | -3.9 | -7.8 | 19.4 | 2.2 | 22.8 | 9.4 | 5 | -12.4 | 23.9 | 1.1 | 7 | 2 | 14.1 | 8.3 | 17.8 | 10.6 | 15.6 | 10 | 15.6 | -2.2 | 16.1 | 11.1 | 16.7 | -5.1 | 5.9 | 2 | 23 | 13 | 28.3 | 19.5 | 27.8 | 21.7 | 13.3 | 2.2 | 25 | 16.7 | 10.6 | -5.6 | 25.2 | 20.3 | -0.6 | -11.7 | 10 | 1.6 | 5 | 2.8 | 11.1 | 0.6 | 8.9 | 3.9 | 16.5 | 9.5 | 23.9 | 15 | 23.9 | 17.2 | 3.9 | -7.8 | -7 | -10 | -6.1 | -13.9 | 3.3 | 2.2 | 6.7 | -2.2 | -4.4 | -15.6 | 2.2 | 0.6 | 2.2 | -2.2 | -3.3 | -11.1 | 7.2 | 4.4 | 20.6 | 7.8 | 8.3 | 5.6 | 8.3 | -2.2 | 4.8 | -9.3 | 6.3 | -5.3 | 19.8 | 4.7 | 7.8 | -2.8 | 10 | -5.6 | -0.6 | -15.6 | 1.1 | -9.4 | 9.4 | -6.1 | 0.7 | -9.8 | 13.2 | -0.1 | 8.2 | -3.8 | 1.5 | -2.6 | 3.9 | 1.1 | 7.2 | 3.3 | 2.8 | 0 | 10 | 2.2 | 18.9 | 2.8 | -1 | -5 | 7.8 | 5 | 11.7 | 1.1 | 15.6 | 10 | 13.3 | -2.2 | 2 | 1 | 24.8 | 17.8 | 22.2 | 18.9 | 7.2 | 1.7 | 17.2 | 3.9 | 1.7 | -9.4 | 15.6 | 5.6 | 21.1 | 10 | 12.8 | -1.1 | 21.7 | 3.9 | 17.2 | -2.2 | 18.9 | -3.3 | 3.3 | 0.6 | 2.2 | -11.1 | -3.3 | -16.7 | 12.2 | 7.8 | 7.8 | -3.9 | 1.1 | -0.6 | 9.4 | -3.9 | 12 | -6.6 | -3.9 | -14.4
1 | -3 | -3.9 | -7.8 | 21.7 | 3.3 | 22.8 | 11.1 | 6.6 | -11.2 | 26.1 | 1.1 | 7 | 3 | 15 | 8.3 | 18.3 | 10.6 | 16.7 | 11.7 | 16.1 | -2.8 | 16.7 | 11.1 | 16.7 | -5.6 | 6.9 | 2 | 24 | 12 | 29.4 | 19.4 | 27.8 | 22.2 | 14.4 | 1.1 | 26.1 | 16.1 | 11.7 | -6.1 | 25.4 | 20.2 | 0.6 | -10.6 | 11.6 | 2.1 | 6.7 | 3.5 | 11.7 | 0 | 9.4 | 2.8 | 15.6 | 10 | 24.4 | 16.7 | 23.5 | 17.3 | 5.6 | -7.8 | -6 | -10 | -6.1 | -13.3 | 3.3 | 2.2 | 7.8 | -1.7 | -2.8 | -16.1 | 2.2 | 0.6 | 2.9 | -1.8 | -2.8 | -11.7 | 8.3 | 5 | 21.1 | 7.8 | 8.3 | 5 | 9.1 | -2.2 | 4.6 | -10.2 | 8.1 | -3.9 | 22.8 | 1.7 | 7.8 | -2.2 | 12.2 | -3.9 | 0.7 | -13.3 | 2.8 | -8.3 | 10.6 | -7.2 | 1.1 | -12.2 | 13.9 | -1.1 | 8.9 | -5 | 1.7 | -2.8 | 4.4 | 1.7 | 6.7 | 0.6 | 3.3 | 0 | 10.6 | 1.1 | 18.9 | 2.7 | -2 | -5 | 8.9 | 5.6 | 13.9 | 3.3 | 13.3 | 10 | 16.7 | -1.7 | 2 | 1 | 26.1 | 18.3 | 19.4 | 17.8 | 7.4 | 1.5 | 17.8 | 3.3 | 2.6 | -8.6 | 18.3 | 4.4 | 21.7 | 10.6 | 13.3 | -1.1 | 23.7 | 4.1 | 18.9 | -2.8 | 20.2 | -3.1 | 2.8 | 0.6 | 3.9 | -11.7 | -2.2 | -17.2 | 12.2 | 6.7 | 8.3 | -4.4 | 1.1 | -1.3 | 11.1 | -5 | 11.9 | -5.8 | -3.9 | -17.2
1 | -3 | -3.3 | -6.7 | 22.2 | 2.8 | 23.9 | 13.9 | 8.3 | -11.7 | 26.7 | -1.7 | 7 | 1 | 15.2 | 8.2 | 18.3 | 11.7 | 17.8 | 12.2 | 15 | 5 | 16.1 | 10 | 16.7 | -6.7 | 7.8 | 1.7 | 24 | 10 | 29.6 | 18.7 | 27.8 | 21.7 | 16.1 | 2.2 | 26.7 | 16.7 | 13.3 | -5.6 | 25.6 | 20 | 2.2 | -11.1 | 13.3 | 2.2 | 8.3 | 4.1 | 12.2 | 0.6 | 8.3 | 3.9 | 14.7 | 10.9 | 23.9 | 16.7 | 23.2 | 17.2 | 5 | -6.1 | -6 | -9 | -5.6 | -12.8 | 2.8 | 1.7 | 8.3 | -0.6 | -2.2 | -13.3 | 1.7 | -0.6 | 3.7 | -1.5 | -1.7 | -10.6 | 8.9 | 5 | 21.1 | 7.8 | 10 | 5.6 | 9.8 | -3.1 | 4.4 | -12.2 | 10 | -2.8 | 22.4 | 2 | 7.8 | -2.8 | 12.2 | -5.6 | 2 | -13 | 4.4 | -6.7 | 10.6 | -7.8 | 0.7 | -10.4 | 14.3 | -0.2 | 8.3 | -5.2 | 2.1 | -2.1 | 3.3 | 1.1 | 6.7 | -2.2 | 3.7 | -0.3 | 11.1 | 1.7 | 18.9 | 2.3 | -3 | -6 | 10 | 6.1 | 15 | 2.8 | 14.4 | 11.1 | 17.2 | 1.1 | 2 | 1 | 25.9 | 17.6 | 20.6 | 18.3 | 7.6 | 1 | 19.4 | 3.3 | 3.5 | -9 | 20 | 3.3 | 22.2 | 10.6 | 13.3 | -1.7 | 25.8 | 4.3 | 20 | -3.3 | 21.5 | -3.4 | 1.7 | 0 | 4.3 | -10.1 | -1.1 | -17.2 | 12.2 | 7.8 | 8.9 | -6.1 | 1.1 | -2 | 11.1 | -5 | 11.7 | -5.6 | -2.8 | -15
2 | -2 | -2.8 | -6.7 | 21.1 | 3.3 | 22.8 | 15 | 8.7 | -10 | 27.8 | -1.7 | 7 | 2 | 15.4 | 7.7 | 16.7 | 10.6 | 18.3 | 11.7 | 14.4 | 5.6 | 16.1 | 9.4 | 15.4 | -3.5 | 6.9 | 1.4 | 25 | 10 | 29.8 | 18 | 28.9 | 21.1 | 17.2 | 0.6 | 26.7 | 17.2 | 13.3 | -5 | 25.6 | 19.7 | 3.3 | -10 | 13.9 | 2.2 | 10 | 4.4 | 12.8 | 1.1 | 3.9 | 2.8 | 13.7 | 11.3 | 22.8 | 16.1 | 22.8 | 17.2 | 4.4 | -5.6 | -6 | -10 | -5.6 | -12.8 | 2.8 | 2.2 | 8.3 | -2.8 | -0.6 | -8.9 | 1.7 | 0.6 | 4.4 | -1.7 | -0.6 | -8.3 | 10 | 5.6 | 21.7 | 8.9 | 11.7 | 6.1 | 10.6 | -4.4 | 4.2 | -10.2 | 9.6 | -1.8 | 22.1 | 2.8 | 7.2 | -1.7 | 13.9 | -3.3 | 3.3 | -14.4 | 5.6 | -6.1 | 10.6 | -7.8 | 0.4 | -10.1 | 14.6 | 0.4 | 7.8 | -5.6 | 2.4 | -1.7 | 2.8 | 2.8 | 7.8 | -3.9 | 4 | -0.7 | 11.7 | 2.2 | 18.9 | 2.2 | -3 | -7 | 10.6 | 5.6 | 15 | 3.3 | 13.9 | 11.1 | 17.8 | 0.6 | 1 | 1 | 25.8 | 16.9 | 22.2 | 18.9 | 7.8 | 0.6 | 20 | 2.2 | 4.4 | -11.1 | 21.1 | 1.7 | 22.2 | 11.1 | 13.9 | -1.1 | 27.8 | 4.4 | 21.1 | -2.8 | 22.8 | -4.4 | 1.7 | 0 | 4.6 | -9.5 | 0 | -16.1 | 11.7 | 6.7 | 7.8 | -6.1 | 1.1 | -3.3 | 10.6 | -4.4 | 10.4 | -4.9 | -2.8 | -15
1 | -3 | -2.2 | -6.1 | 21.7 | 3.3 | 22.2 | 15 | 9 | -9.8 | 27.8 | -1.7 | 7 | 2 | 15.6 | 7.2 | 16.7 | 11.1 | 18.3 | 11.7 | 12.8 | 5.6 | 15 | 9.4 | 14.1 | -2.4 | 5.9 | 0.8 | 24 | 8 | 30 | 17.2 | 29.4 | 19.4 | 17.8 | 0.6 | 26.7 | 15.6 | 13.9 | -4.4 | 25.6 | 19.3 | 2.8 | -10 | 14.4 | 2.3 | 9.6 | 4.4 | 12.8 | 1.1 | 4.4 | 1.7 | 12.8 | 11.7 | 22.8 | 16.7 | 22.6 | 17.5 | 3.9 | -5.6 | -6 | -8 | -5.6 | -12.8 | 3.3 | 2.2 | 8.3 | -0.6 | 0.6 | -8.3 | 2.2 | 0.6 | 4.4 | -1.4 | 0 | -7.2 | 10 | 5.6 | 21.1 | 10 | 13.3 | 6.7 | 9.5 | -3 | 4.1 | -9.9 | 9.3 | -1.3 | 21.7 | 2.8 | 7.2 | -1.1 | 14.4 | -4.4 | 3.1 | -12.6 | 6.7 | -5 | 11.1 | -7.8 | 0 | -11.1 | 15 | 1.1 | 7.2 | -7.2 | 2.8 | -1.7 | 3.3 | 2.8 | 8.9 | -4.4 | 4.4 | -1.1 | 12.2 | 2.2 | 18.3 | 1.3 | -3 | -7 | 11.1 | 5.6 | 15.6 | 3.9 | 15 | 11.7 | 18.3 | 0.6 | 1 | 1 | 25.6 | 16.1 | 21.7 | 18.9 | 7.1 | 1.2 | 20 | 2.2 | 3.3 | -10.2 | 21.7 | 1.7 | 21.7 | 12.2 | 13.9 | -2.8 | 27.2 | 3.7 | 20.6 | -1.7 | 21.5 | -4 | 1.7 | 0 | 5 | -10.6 | 0 | -15.6 | 10 | 7.2 | 8.9 | -6.1 | 0.9 | -3.2 | 10 | -3.9 | 9.1 | -5.3 | -2.8 | -18.3
-1 | -5 | -2.2 | -6.7 | 20 | 3.3 | 21.7 | 15 | 9.4 | -10.6 | 27.8 | -1.7 | 6 | 2 | 13.7 | 7.7 | 15.6 | 10 | 17.8 | 10 | 11.7 | 6.7 | 13.9 | 9.4 | 12.8 | -1.7 | 5 | 0.6 | 22 | 7 | 28.5 | 18.6 | 28.9 | 18.9 | 17.8 | 1.1 | 26.7 | 15.6 | 13.9 | -3.9 | 25.6 | 18.9 | 3.3 | -8.9 | 15 | 2.2 | 9.3 | 4.1 | 12.2 | 0.6 | 4.4 | 1.7 | 12.6 | 11.4 | 21.7 | 17.2 | 22.4 | 17.6 | 2.8 | -4.4 | -6 | -8 | -6.7 | -17.2 | 3.3 | 1.7 | 7.8 | -2.2 | -0.6 | -12.8 | 2.2 | 0.6 | 4.4 | -1.4 | 0 | -7.2 | 8.9 | 5 | 20 | 10.6 | 12.2 | 6.7 | 8.3 | -2.9 | 3.9 | -10.6 | 8.9 | -1.1 | 20.4 | 3.6 | 6.7 | -1.1 | 13.3 | -3.9 | 3 | -11.9 | 7.2 | -5.6 | 11.1 | -8.3 | -1.3 | -10.8 | 13.5 | 1.8 | 5.9 | -6.2 | 2.4 | -1.7 | 2.2 | 1.1 | 7.8 | -5 | 3.1 | -1.8 | 11.1 | 0.6 | 17.8 | 0.9 | -3 | -7 | 10 | 6.1 | 15.6 | 2.8 | 15.6 | 11.1 | 17.8 | 3.9 | 1 | 1 | 24.3 | 17.1 | 22.2 | 19.4 | 6.3 | 1.4 | 20 | 1.7 | 2.2 | -11.1 | 22.2 | 1.7 | 21.1 | 13.3 | 13.9 | -2.8 | 26.7 | 2.6 | 20.6 | -2.2 | 20.2 | -4.3 | 2.2 | 0 | 4.1 | -9.2 | 0 | -16.7 | 10 | 7.2 | 7.8 | -6.1 | 0.8 | -3.2 | 9.4 | -1.1 | 7.8 | -6.7 | -2.8 | -18.3
-2 | -7 | -2.2 | -6.7 | 18.3 | 5 | 21.1 | 15.6 | 5.7 | -8.6 | 27.2 | -2.2 | 6 | 3 | 11.9 | 8 | 14.4 | 11.1 | 16.7 | 8.9 | 10 | 6.1 | 12.2 | 10 | 10.4 | -0.4 | 4.4 | 0.5 | 21 | 8 | 27.1 | 20 | 28.3 | 19.4 | 16.7 | 1.1 | 25 | 16.7 | 12.8 | -3.3 | 24.7 | 18.9 | 2.2 | -8.9 | 12.8 | 2.9 | 8.9 | 3.9 | 11.7 | 0.6 | 4.4 | 1.7 | 12.4 | 11 | 20.6 | 17.2 | 22.2 | 17.8 | 2.2 | -3.9 | -6 | -8 | -8.3 | -18.9 | 3.3 | 2.2 | 6.1 | 0.6 | -1.1 | -13.9 | 1.7 | 0.6 | 4.4 | -1.7 | 0 | -6.1 | 6.7 | 4.4 | 18.9 | 11.1 | 11.7 | 6.7 | 7.2 | -2.8 | 2.6 | -9.8 | 7.4 | -1.4 | 19.1 | 3.7 | 5.6 | 0.6 | 12.2 | -3.3 | 2.8 | -13.3 | 6.1 | -6.1 | 9.4 | -8.3 | -2.6 | -11.8 | 12.1 | 2 | 4.6 | -6.4 | 2.1 | -2.1 | 2.2 | 2.2 | 6.7 | -5 | 1.9 | -2.6 | 10.6 | 0 | 17.2 | 0 | -3 | -7 | 8.9 | 6.1 | 14.4 | 1.7 | 14.4 | 10 | 13.3 | 5 | 0 | -1 | 23 | 17.9 | 21.1 | 19.4 | 5.6 | 1.7 | 18.9 | 2.8 | 1.1 | -13.3 | 20.6 | 1.1 | 20.6 | 14.4 | 12.8 | -2.8 | 26.1 | 2.2 | 19.4 | -2.8 | 18.9 | -5 | 1.1 | -1.1 | 3.1 | -9.7 | 0 | -15.6 | 9.4 | 6.7 | 5 | -5.6 | 0.6 | -3.9 | 10 | -2.2 | 5.8 | -6.9 | -5 | -14.4
-3 | -8 | -2.8 | -6.7 | 18.3 | 5.6 | 18.9 | 16.1 | 2 | -8.5 | 26.1 | -2.8 | 6 | 3 | 10 | 7.8 | 13.9 | 11.1 | 13.9 | 8.9 | 9.4 | 6.1 | 11.7 | 9.4 | 8 | 0.2 | 3.9 | 0.6 | 19 | 10 | 25.6 | 20.6 | 26.1 | 21.1 | 13.3 | 2.2 | 24.4 | 17.2 | 11.7 | -3.3 | 23.7 | 18.6 | 1.1 | -8.3 | 10.5 | 2.8 | 7.8 | 4 | 10 | 0.6 | 3.9 | 1.7 | 12.2 | 10.6 | 18.9 | 17.2 | 22 | 17.8 | 2.2 | -3.9 | -7 | -10 | -8.9 | -18.3 | 3.3 | 2.2 | 3.9 | -0.6 | -2.2 | -12.8 | 1.7 | 0.6 | 4.4 | -1.2 | 0 | -6.1 | 4.4 | 3.3 | 17.8 | 11.1 | 11.1 | 6.7 | 5.7 | -2.3 | 1.3 | -10.2 | 5.9 | -1.7 | 17.8 | 3.9 | 5 | 0.6 | 9.4 | -3.3 | 2.2 | -11.1 | 3.3 | -6.1 | 7.8 | -7.8 | -3.9 | -13.9 | 10.6 | 2.2 | 3.3 | -7.2 | 1.7 | -2.8 | 2.2 | 1.7 | 6.1 | -3.3 | 0.6 | -3.9 | 8.9 | -1.1 | 15.2 | 0.6 | -3 | -8 | 8.9 | 6.1 | 12.8 | 2.2 | 13.3 | 9.4 | 11.7 | 3.9 | 0 | -1 | 21.7 | 18.3 | 20 | 18.9 | 4.1 | 1.1 | 18.9 | 2.2 | 0.4 | -11.2 | 17.2 | 1.7 | 20 | 14.4 | 11.7 | -2.8 | 24.1 | 2.9 | 16.7 | -1.7 | 17.6 | -3.9 | 0 | -1.1 | 2.2 | -11.1 | 0 | -15 | 8.9 | 6.7 | 4.4 | -5.6 | 0.4 | -3.3 | 8.9 | -1.7 | 3.7 | -8 | -6.7 | -14.7
-3 | -8 | -5 | -7.2 | 18.3 | 5.6 | 18.9 | 16.7 | -1.7 | -10.6 | 24.4 | -3.3 | 6 | 3 | 9.8 | 7.1 | 13.9 | 11.1 | 11.1 | 8.9 | 9.4 | 6.1 | 11.1 | 9.4 | 5.6 | 0 | 3.3 | 0.6 | 19 | 11 | 24.7 | 20.8 | 25.6 | 21.1 | 8.3 | 3.3 | 23.3 | 16.7 | 10 | -2.8 | 22.8 | 18.3 | -0.6 | -7.8 | 8.3 | 2.8 | 6.7 | 4 | 8.9 | 0.6 | 2.8 | 1.1 | 9.6 | 7.6 | 18.9 | 17.8 | 21.9 | 17.9 | 2.2 | -3.3 | -7 | -10 | -10 | -19.4 | 2.8 | 1.7 | 1.1 | -1.7 | -3.9 | -13.3 | 1.7 | 0.6 | 4.4 | -1 | 0.6 | -4.4 | 4.4 | 3.9 | 16.7 | 10.6 | 10 | 7.2 | 4.3 | -2.3 | 0 | -12.2 | 4.4 | -2.8 | 17.6 | 4.6 | 5 | 1.1 | 8.9 | -3.3 | 1.7 | -10.8 | 1.7 | -5.6 | 7.2 | -6.7 | -4.6 | -12.3 | 9.7 | 2.5 | 2.6 | -6.7 | 1.3 | -3 | 2.2 | 2.2 | 5.6 | -2.2 | 0.6 | -3.4 | 7.8 | -1.1 | 13.1 | 0.8 | -3 | -8 | 9.4 | 5 | 11.1 | 3.3 | 12.2 | 9.4 | 11.1 | 4.4 | -1 | -2 | 21.9 | 18.5 | 19.4 | 18.9 | 2.6 | 0.6 | 17.2 | 3.9 | -0.4 | -11.1 | 14.4 | 3.3 | 20 | 15 | 10 | -1.1 | 22 | 3.2 | 15 | -1.7 | 16.3 | -3.3 | 0 | -1.1 | 1.7 | -9.6 | 0 | -16.7 | 8.9 | 6.7 | 3.3 | -4.4 | 0.2 | -3.1 | 6.7 | 0.6 | 1.7 | -10.6 | -8.3 | -17.2
-5 | -9 | -7.2 | -9.4 | 18.3 | 6.7 | 18.3 | 16.1 | -2.4 | -9.6 | 22.2 | -0.6 | 4 | 3 | 9.6 | 6.3 | 13.9 | 10.6 | 11.1 | 8.9 | 8.9 | 5.6 | 9.4 | 8.3 | 5.2 | -0.5 | 2.9 | 0.6 | 19 | 11 | 23.7 | 21 | 25 | 21.1 | 6.1 | 3.3 | 23.3 | 16.1 | 8.9 | -2.8 | 22.4 | 18 | -0.6 | -7.8 | 8.5 | 2.5 | 5.6 | 3.9 | 7.8 | 0.6 | 2.8 | 1.7 | 7 | 4.7 | 18.9 | 17.2 | 21.7 | 17.8 | 1.7 | -2.2 | -7 | -9 | -11.7 | -20.6 | 2.8 | 1.7 | 0.6 | -1.7 | -4.4 | -15 | 1.7 | 0.6 | 4.4 | -1.1 | 0 | -4.4 | 3.9 | 3.3 | 16.1 | 11.1 | 10 | 7.2 | 2.8 | -2.8 | -0.4 | -11.1 | 4 | -2.3 | 17.4 | 5.1 | 2.8 | 0 | 8.3 | -3.3 | 1.1 | -11.7 | 1.1 | -5 | 5.6 | -6.7 | -5.4 | -12.2 | 8.7 | 2.7 | 1.8 | -6.9 | 1 | -3.4 | 2.2 | 2.2 | 5.6 | -1.7 | 0.6 | -3.4 | 7.2 | -0.6 | 11.1 | 0.6 | -4 | -8 | 10 | 3.3 | 10.6 | 3.3 | 10.6 | 8.3 | 10.6 | 6.1 | -1 | -3 | 22 | 18.8 | 19.4 | 18.9 | 1.1 | 0 | 15.6 | 5 | -1.1 | -12.2 | 13.3 | 3.9 | 20 | 14.4 | 8.9 | -1.1 | 20 | 3.3 | 12.2 | -1.7 | 15 | -3.3 | -0.6 | -1.7 | 1.1 | -9.2 | 0 | -15 | 8.3 | 6.1 | 1.7 | -5 | 0 | -3.3 | 6.1 | 1.7 | 1.3 | -9.3 | -7.9 | -17
-4 | -8 | -4.4 | -7.2 | 17.8 | 7.2 | 18.3 | 16.1 | -3.2 | -9.7 | 18.9 | 1.7 | 4 | 4 | 9.4 | 5.6 | 13.3 | 11.1 | 10.6 | 8.9 | 8.9 | 5 | 9.4 | 7.4 | 4.8 | -1.3 | 2.6 | 1 | 19 | 12 | 22.8 | 21.1 | 25 | 21.1 | 5 | 2.2 | 22.8 | 16.1 | 7.8 | -2.8 | 22.1 | 17.7 | -1.1 | -7.8 | 8.7 | 2.1 | 7.1 | 5.6 | 7.2 | 1.1 | 2.2 | 0 | 4.4 | 1.7 | 18.9 | 17.8 | 21.9 | 18.3 | 1.7 | -2.8 | -8 | -10 | -12.2 | -19.4 | 2.2 | 1.1 | 0 | -1.7 | -6.1 | -17.8 | 1.7 | 0 | 4 | -1.4 | 0 | -4.4 | 2.8 | 2.2 | 15.6 | 11.1 | 9.4 | 7.2 | 2.2 | -2 | -0.7 | -11.1 | 3.7 | -2 | 17.2 | 5.6 | 0.6 | 0 | 7.2 | -2.8 | 0.5 | -8.5 | 1.1 | -5.6 | 4.4 | -6.1 | -6.1 | -12.8 | 7.8 | 2.8 | 1.1 | -8.3 | 0.6 | -4.4 | 2.2 | 2.2 | 5 | -1.7 | 0.6 | -3.9 | 5 | -0.6 | 10.9 | 0.3 | -4 | -8 | 10 | 2.8 | 8.3 | 2.8 | 11.7 | 2.8 | 10.6 | 5.6 | -1 | -6 | 22.2 | 18.9 | 18.9 | 18.3 | 0.9 | -0.1 | 15.6 | 5.6 | -1.5 | -10.8 | 12.2 | 3.9 | 19.4 | 14.4 | 8.3 | -0.6 | 19.4 | 3.6 | 10.6 | -3.9 | 14.6 | -2.4 | -0.6 | -1.7 | 0.6 | -10.6 | 0 | -15 | 7.8 | 5 | 2.8 | -5 | 0 | -3.3 | 6.1 | 3.3 | 1 | -9.1 | -7.6 | -18
-6 | -10 | -5.6 | -7.8 | 16.7 | 8.3 | 18.9 | 16.7 | -3.9 | -10.6 | 16.7 | 2.2 | 4 | 4 | 8.3 | 5.3 | 13.3 | 10.6 | 8.9 | 8.3 | 8.9 | 4.4 | 8.9 | 7.1 | 4.4 | -2.2 | 2.2 | 1.1 | 19 | 13 | 22.4 | 20.5 | 24.4 | 22.2 | 3.9 | 1.7 | 21.1 | 16.1 | 6.7 | -2.8 | 21.7 | 17.2 | -1.1 | -7.8 | 8.9 | 1.7 | 8.5 | 7.3 | 5 | 1.1 | 0 | -1.7 | 3.9 | 0.9 | 18.9 | 17.8 | 22 | 18.6 | 1.7 | -2.8 | -8 | -11 | -12.8 | -20 | 2.2 | 1.1 | -0.6 | -2.2 | -6.7 | -18.3 | 1.7 | 0 | 3.7 | -1.8 | 0 | -3.9 | 2.8 | 2.8 | 10.6 | 8.3 | 8.9 | 6.7 | 1.7 | -1.8 | -1.1 | -12.8 | 3.3 | -2.2 | 15.2 | 8.2 | 1.7 | 0 | 6.7 | 0 | 0 | -7.1 | -0.6 | -6.1 | 2.8 | -5.6 | -6.7 | -11.8 | 7.1 | 2.6 | 0.7 | -7.1 | -0.5 | -4.9 | 3.9 | 3.9 | 5 | -1.7 | 0.2 | -3.6 | 5 | -0.6 | 10.8 | -0.3 | -4 | -8 | 9.4 | 2.8 | 7.8 | 2.2 | 10.6 | -2.2 | 12.2 | 5 | -1 | -6 | 21.8 | 19 | 20 | 18.3 | 0.8 | 0.1 | 15.6 | 5.6 | -1.8 | -10.6 | 10.6 | 3.9 | 19.4 | 14.4 | 6.7 | -1.1 | 18.9 | 3.9 | 8.9 | -5.6 | 14.3 | -2.3 | -0.6 | -1.7 | -0.2 | -9.5 | 0.6 | -13.9 | 7.2 | 5 | 2.8 | -5.6 | 0 | -3.6 | 5.6 | 2.8 | 0.6 | -10.6 | -7.2 | -20.6
-6 | -10 | -5.6 | -7.8 | 17.2 | 10.6 | 18.3 | 17.2 | -4.5 | -10.6 | 15.6 | 2.2 | 4 | 3 | 7.2 | 4.9 | 12.8 | 10.6 | 8.9 | 8.3 | 8.9 | 4.4 | 8.3 | 6.4 | 3.7 | -2.4 | 2.4 | 1.2 | 19 | 15 | 22.1 | 20 | 23.9 | 22.2 | 2.8 | 1.7 | 20.6 | 16.1 | 6.7 | -2.8 | 21.3 | 17.3 | -0.6 | -7.8 | 8.9 | 1.6 | 10 | 8.9 | 5.6 | 1.1 | 0 | -1.7 | 3.3 | 0.2 | 18.9 | 17.8 | 22.2 | 18.9 | 1.7 | -2.8 | -8 | -11 | -13.5 | -19.1 | 2.8 | 1.1 | 0 | -2.2 | -8.9 | -15 | 1.7 | 0 | 3.3 | -2.8 | -1.1 | -5 | 2.8 | 2.8 | 9.4 | 3.9 | 8.3 | 6.7 | 1.1 | -1.7 | -1.5 | -11.5 | 2.9 | -2.1 | 13.1 | 9.6 | 1.7 | 1.1 | 5.6 | 0.6 | -0.6 | -6.7 | -1.1 | -6.1 | 2.2 | -5 | -7.2 | -11.7 | 6.3 | 2 | 0.4 | -6.9 | -1.7 | -6.2 | 5 | 2.2 | 4.4 | -2.2 | -0.2 | -3.8 | 5 | 0.6 | 10.6 | -1.1 | -5 | -8 | 8.9 | 2.8 | 7.8 | 2.8 | 11.1 | -3.3 | 12.8 | 3.9 | -2 | -8 | 21.5 | 18.9 | 20 | 17.8 | 0.6 | 0 | 15.6 | 5.6 | -2.2 | -11.7 | 10.6 | 5 | 20 | 15.6 | 7.8 | -1.1 | 18.3 | 3.9 | 7.8 | -6.1 | 13.9 | -2.2 | -0.6 | -1.7 | -0.9 | -10 | 0.6 | -12.8 | 8.3 | 5 | 2.8 | -6.1 | 0 | -4.4 | 5.6 | 2.8 | 0 | -9.6 | -7.9 | -17.7
-4 | -8 | -5 | -7.8 | 16.7 | 11.1 | 18.9 | 17.2 | -5 | -11.2 | 12.8 | 2.2 | 4 | 3 | 6.1 | 4.4 | 11.7 | 10.6 | 8.9 | 8.3 | 8.9 | 2.2 | 8.3 | 5.8 | 2.9 | -3 | 2.6 | 1.4 | 18 | 16 | 21.7 | 19.4 | 23.9 | 22.2 | 1.7 | 1.1 | 20 | 16.1 | 6.7 | -2.8 | 21 | 17.2 | 0 | -7.8 | 8.9 | 1.6 | 10.2 | 8.8 | 5 | 0 | -1.1 | -2.8 | 2.8 | -0.6 | 19.4 | 18.3 | 22 | 18.8 | 1.7 | -2.8 | -9 | -11 | -14.3 | -19.4 | 2.2 | 0.6 | -0.6 | -2.8 | -10 | -16.1 | 1.1 | -0.6 | 2.8 | -1.9 | -2.2 | -5.6 | 2.8 | 2.8 | 8.9 | 1.7 | 8.3 | 6.7 | 1.1 | -2 | -1.8 | -11.8 | 2.6 | -2.2 | 11.1 | 10.6 | 0.6 | 0 | 5.6 | 2.2 | -0.4 | -6.3 | -1.1 | -5.6 | 0 | -5 | -7.8 | -12.2 | 5.6 | 1.7 | 0 | -7.8 | -2.8 | -7.8 | 5 | 2.8 | 3.9 | -2.2 | -0.6 | -4.4 | 5.6 | 0.6 | 9.5 | -0.6 | -5 | -8 | 9.4 | 3.3 | 5 | 3.3 | 11.1 | -4.4 | 13.3 | 3.3 | -4 | -9 | 21.1 | 18.9 | 19.4 | 17.8 | 0.6 | 0 | 15.6 | 6.1 | -3.5 | -9.4 | 9.4 | 5 | 20 | 15.6 | 3.9 | -0.6 | 17 | 4 | 6.1 | -7.8 | 13.2 | -1.7 | -0.6 | -1.7 | -1.7 | -11.7 | 0.6 | -11.7 | 7.8 | 5 | 3.3 | -6.7 | -0.2 | -4.1 | 5.6 | 3.3 | -0.5 | -10.3 | -8.7 | -16.6
-7 | -11 | -7.2 | -9.4 | 16.7 | 11.1 | 18.9 | 17.2 | -5.6 | -12.8 | 13.9 | 1.7 | 4 | 3 | 5.4 | 3.9 | 11.1 | 10.6 | 7.8 | 7.8 | 9.4 | 3.9 | 7.8 | 5.5 | 2.2 | -3.9 | 2.8 | 1.7 | 19 | 16 | 21.7 | 19.5 | 23.9 | 22.2 | 1.1 | 0.6 | 20 | 16.1 | 5 | -2.8 | 20.6 | 17.2 | 0.6 | -7.2 | 8.9 | 1.1 | 10.4 | 8.5 | 4.4 | 0 | -2.2 | -3.3 | 2.4 | -1.1 | 18.9 | 17.8 | 21.9 | 18.5 | 1.7 | -1.7 | -10 | -11 | -15 | -19.4 | 1.7 | 0 | -0.6 | -2.2 | -10 | -13.9 | 0.6 | -0.6 | 2.2 | -1.7 | -1.1 | -4.4 | 3.9 | 3.9 | 8.9 | 0.6 | 8.3 | 7.2 | 1.1 | -2.5 | -2.2 | -13.3 | 2.2 | -2.8 | 10.4 | 9.8 | 0 | -0.6 | 4.4 | 1.7 | -0.2 | -6.4 | -1.1 | -6.1 | 0.6 | -4.4 | -8.2 | -11.7 | 5 | 1.5 | 0.4 | -6.7 | -4.1 | -7.9 | 5.6 | 2.8 | 3.9 | -2.2 | -0.8 | -4.4 | 4.4 | -0.6 | 8.3 | -0.9 | -5 | -8 | 8.3 | 3.3 | 4.4 | 2.8 | 9.4 | -4.4 | 14.4 | 2.8 | -5 | -9 | 20.7 | 18.3 | 17.8 | 16.7 | 0.6 | 0 | 15.6 | 7.2 | -4.8 | -8.9 | 8.3 | 5.6 | 20 | 16.1 | 4.4 | -0.6 | 15.7 | 3.8 | 5.6 | -9.4 | 12.4 | -2 | -0.6 | -1.7 | -2.1 | -10.4 | 0.6 | -11.7 | 7.8 | 5 | 3.3 | -6.7 | -0.4 | -4.3 | 5.6 | 3.3 | -1.1 | -12.2 | -9.4 | -16.7
-7 | -10 | -7.2 | -10 | 16.7 | 11.7 | 19.4 | 17.2 | -5.6 | -11.6 | 13.3 | 1.7 | 4 | 3 | 4.6 | 3.4 | 11.1 | 10 | 6.1 | 6.1 | 9.4 | 2.8 | 6.7 | 5.3 | 1.3 | -3.3 | 2.8 | 1.8 | 18 | 16 | 21.7 | 19.5 | 23.9 | 21.7 | 0.6 | 0 | 20 | 16.1 | 5.6 | -2.8 | 20 | 17.2 | 0.6 | -8.3 | 9.1 | 1 | 10.6 | 8.3 | 3.9 | 0 | -2.2 | -3.3 | 2.1 | -1.6 | 18.9 | 17.8 | 21.7 | 18.3 | 1.1 | -3.9 | -9 | -11 | -15.7 | -19.6 | 2.2 | -0.6 | -2.8 | -4.4 | -11.1 | -15 | 0.6 | -0.6 | 1.7 | -1.7 | 0 | -3.3 | 5 | 4.4 | 8.3 | -0.6 | 8.3 | 7.8 | 1.1 | -3.3 | -2.8 | -12 | 1.5 | -2.3 | 9.6 | 9 | 0.6 | 0 | 4.4 | 2.8 | 0 | -7.8 | -1.1 | -6.1 | -1.7 | -5.6 | -8.5 | -11.7 | 4.5 | 1.3 | 0.7 | -6.9 | -5.4 | -8.4 | 5.6 | 0.6 | 3.3 | -1.7 | -0.9 | -4.6 | 3.3 | -0.6 | 7.2 | -1.1 | -5 | -8 | 7.2 | 3.9 | 3.3 | 2.8 | 7.8 | -4.4 | 12.8 | 5 | -6 | -10 | 20.4 | 17.8 | 17.2 | 16.7 | 0.6 | 0 | 15 | 8.3 | -6.1 | -8.9 | 8.3 | 5.6 | 20 | 16.7 | 2.8 | -1.1 | 14.4 | 3.3 | 5 | -7.8 | 11.7 | -2.2 | -0.6 | -2.2 | -2.4 | -10.2 | 0.6 | -11.1 | 7.8 | 5 | 3.3 | -6.7 | -0.6 | -5 | 5.6 | 3.3 | -1.5 | -11 | -9.4 | -16.8
-7 | -10 | -7.2 | -10.6 | 16.7 | 11.7 | 19.4 | 17.2 | -5.6 | -11.4 | 11.7 | 1.7 | 4 | 4 | 3.9 | 2.8 | 11.1 | 10 | 7.2 | 7.2 | 8.3 | 5.6 | 7.2 | 4.4 | 0.3 | -3.5 | 2.8 | 2.1 | 18 | 16 | 21.7 | 19.4 | 23.9 | 22.2 | 0 | -0.6 | 19.4 | 16.1 | 3.9 | -2.8 | 19.5 | 17.3 | 0 | -8.3 | 9.2 | 0.4 | 10.4 | 8.2 | 4.4 | -0.6 | -3.3 | -4.4 | 1.7 | -2.8 | 18.3 | 17.8 | 20.6 | 17.6 | 0 | -0.6 | -10 | -11 | -16.5 | -19.8 | 2.8 | -1.7 | -2.8 | -3.3 | -11.1 | -14.4 | 0.6 | -0.6 | 1.7 | -1.2 | 0.6 | -3.3 | 5 | 5 | 7.2 | 0 | 8.9 | 8.3 | 0.7 | -3.7 | -3.3 | -12.2 | 0.7 | -2.4 | 8.9 | 8.3 | 1.1 | 0.6 | 6.1 | 3.9 | -0.6 | -6.8 | -2.2 | -5.6 | -2.8 | -5.6 | -8.9 | -12.2 | 3.9 | 1.1 | 1.1 | -7.8 | -6.7 | -9.4 | 4.4 | -2.2 | 2.8 | -2.2 | -1.1 | -5.6 | 2.8 | -0.6 | 5.9 | -1.7 | -5 | -8 | 6.7 | 3.3 | 2.2 | 1.7 | 7.8 | -5 | 10.6 | 6.7 | -6 | -10 | 20 | 17.2 | 16.7 | 16.7 | 0.6 | -0.1 | 15.6 | 10.6 | -5.9 | -8.2 | 8.3 | 5 | 20.6 | 17.2 | 3.3 | -0.6 | 13.5 | 3.3 | 3.9 | -7.8 | 11.7 | -1.6 | -1.1 | -2.2 | -2.8 | -11.1 | 0 | -10 | 7.8 | 5 | 3.3 | -6.7 | -0.8 | -4.7 | 6.1 | 3.9 | -1.8 | -11.3 | -9.4 | -18.1
-6 | -11 | -7.8 | -10.6 | 16.1 | 12.2 | 19.4 | 17.2 | -5.6 | -11.7 | 9.4 | 1.7 | 4 | 3 | 4.3 | 3 | 10.6 | 10 | 5.6 | 5.6 | 7.8 | 4.4 | 6.1 | 4.3 | -0.6 | -3.9 | 2.8 | 2.2 | 18 | 16 | 21.7 | 19.6 | 23.3 | 21.7 | -0.6 | -1.1 | 19.4 | 16.1 | 5 | -3.9 | 18.9 | 17.2 | -0.6 | -8.3 | 9.4 | 0 | 10.2 | 8 | 3.3 | 0 | -2.8 | -3.9 | 1.5 | -2 | 18.9 | 17.8 | 19.4 | 16.8 | 0 | -0.6 | -10 | -11 | -17.2 | -20.6 | 2.2 | -2.2 | -2.8 | -3.3 | -12.2 | -13.9 | 0.6 | -0.6 | 1.7 | -1.1 | 0.6 | -2.8 | 6.7 | 6.1 | 7.2 | 0 | 8.9 | 8.3 | 0.4 | -4.3 | -3.9 | -13.3 | 0 | -2.8 | 8.7 | 8.3 | 5 | 4.4 | 6.1 | 3.9 | -1.1 | -6.5 | -2.8 | -5.6 | -2.2 | -5.6 | -8.5 | -11.6 | 4.3 | 1.3 | 1.1 | -6.1 | -7.2 | -9.6 | 3.3 | -3.3 | 2.8 | -2.8 | -1.3 | -5 | 2.2 | -1.1 | 4.6 | -2.4 | -4 | -7 | 6.7 | 3.3 | 2.2 | 1.7 | 7.8 | -5.6 | 11.1 | 7.8 | -8 | -11 | 20.4 | 17.2 | 17.2 | 16.7 | 0.6 | -0.3 | 15.6 | 11.7 | -5.8 | -7.8 | 7.2 | 3.9 | 20 | 17.8 | 3.3 | -0.6 | 12.6 | 3.3 | 2.8 | -8.9 | 11.7 | -1.6 | -1.7 | -2.8 | -3 | -9.9 | 0 | -9.4 | 7.8 | 4.4 | 3.9 | -6.7 | -0.9 | -4.8 | 6.1 | 3.3 | -2.2 | -12.8 | -9.4 | -20.6
-7 | -10 | -7.8 | -11.1 | 15.6 | 12.2 | 18.9 | 16.7 | -3.5 | -8 | 11.7 | 1.7 | 3 | 3 | 4.6 | 2.8 | 11.7 | 10 | 6.7 | 6.7 | 8.3 | 3.9 | 4.4 | 3.9 | -1.3 | -3.5 | 3.2 | 2.3 | 18 | 16 | 21.7 | 19.8 | 23.3 | 22.2 | -0.6 | -1.1 | 19.4 | 17.2 | 5 | -3.9 | 19.3 | 17.3 | -1.1 | -7.8 | 9.2 | 0.6 | 10 | 7.8 | 2.8 | 0 | -2.2 | -3.3 | 1.3 | -1.7 | 18.3 | 17.2 | 18.3 | 16.1 | 0 | 0 | -10 | -11 | -17.2 | -22.2 | 2.8 | -2.2 | -2.2 | -3.9 | -12.2 | -13.9 | 0.6 | -0.6 | 1.7 | -1.1 | 0.6 | -2.8 | 6.7 | 6.1 | 7.2 | 0 | 10 | 8.9 | 0 | -5.6 | -4.6 | -11 | 0.7 | -2.4 | 8.5 | 8.4 | 7.2 | 7.2 | 7.2 | 4.4 | -1.7 | -7.2 | -3.9 | -6.7 | -1.7 | -6.1 | -8.2 | -11.4 | 4.6 | 1.4 | 1.1 | -5.5 | -7.8 | -10.3 | 2.8 | -3.3 | 2.2 | -3.3 | -1.5 | -5.1 | 2.2 | -1.1 | 3.3 | -3.9 | -4 | -7 | 6.7 | 3.3 | 1.1 | 0.6 | 6.7 | -6.1 | 8.9 | 8.3 | -8 | -11 | 20.7 | 17.3 | 16.7 | 16.7 | 0.6 | -0.6 | 15 | 13.9 | -5.6 | -7.8 | 10 | 1.7 | 18.9 | 17.8 | 3.9 | 0 | 11.7 | 2.8 | 2.2 | -10 | 11.7 | -1.7 | -1.1 | -2.2 | -3.1 | -9.4 | 0.6 | -8.3 | 7.8 | 4.4 | 3.9 | -6.7 | -1.1 | -5.6 | 6.1 | 3.9 | -1.8 | -11.8 | -11.1 | -17.8
-8 | -11 | -6.7 | -9.4 | 15 | 12.8 | 19.4 | 17.2 | -1.5 | -5.2 | 11.7 | 1.1 | 5 | 3 | 5 | 2.8 | 11.7 | 10 | 7.2 | 7.2 | 8.3 | 4.4 | 5.6 | 5 | -2.1 | -3.7 | 3.5 | 2.2 | 19 | 17 | 21.7 | 20 | 23.3 | 22.2 | -1.1 | -1.7 | 19.4 | 17.2 | 3.9 | -3.9 | 19.6 | 17.2 | -1.7 | -7.8 | 9.1 | 1.3 | 10.7 | 8.1 | 2.2 | 0 | -0.6 | -2.2 | 1.1 | -1.7 | 18.3 | 17.8 | 19.4 | 16.3 | 0 | -0.6 | -11 | -13 | -16.7 | -22.8 | 2.8 | -2.2 | -3.3 | -5 | -12.2 | -13.9 | 0.6 | -0.6 | 1.7 | -0.9 | -0.6 | -4.4 | 7.2 | 6.7 | 7.2 | 0 | 11.1 | 8.9 | 2.6 | -4.5 | -5.4 | -10.3 | 1.5 | -2.3 | 8.3 | 8.3 | 8.3 | 7.2 | 7.2 | 5.6 | -1.9 | -5.9 | -4.4 | -6.7 | -0.6 | -5 | -7.8 | -11.7 | 5 | 1.7 | 1.1 | -5.6 | -8.3 | -11.1 | 2.8 | -3.9 | 2.2 | -2.8 | -1.7 | -5.6 | 3.3 | -0.6 | 4.2 | -3.8 | -4 | -7 | 6.1 | 3.3 | 2.2 | 2.2 | 6.7 | -5.6 | 7.2 | 5 | -8 | -12 | 21.1 | 17.2 | 20.6 | 17.8 | 1.5 | -0.1 | 14.4 | 12.8 | -3.2 | -6.6 | 8.3 | 1.7 | 18.9 | 18.3 | 0.6 | -1.1 | 12.4 | 5.1 | 1.7 | -9.4 | 13 | -1.8 | -0.6 | -1.7 | -3.3 | -10 | 0 | -7.8 | 8.9 | 5 | 3.3 | -5.6 | -1.1 | -5.2 | 6.1 | 3.9 | -1.5 | -12.4 | -10 | -18.3
-8 | -12 | -3.9 | -7.2 | 14.4 | 8.9 | 20 | 17.8 | 0.6 | -2.8 | 14.4 | 1.1 | 6 | 3 | 7.6 | 4.7 | 13.3 | 10.6 | 10 | 8.3 | 8.9 | 5 | 10 | 8.3 | -2.8 | -3.9 | 3.9 | 2.2 | 21 | 18 | 22.8 | 20.2 | 24.4 | 22.2 | 2.2 | 1.7 | 20 | 18.3 | 5 | -4.4 | 20 | 17.2 | 0.6 | -6.7 | 8.9 | 1.7 | 11.5 | 8.6 | 2.8 | -0.6 | -0.6 | -1.7 | 1.3 | -1.1 | 19.4 | 18.3 | 20.6 | 16.2 | 0 | -0.6 | -12 | -13 | -14.4 | -20.6 | 4.4 | -1.7 | -1.1 | -2.2 | -11.1 | -15.6 | 0.6 | -0.6 | 1.7 | -0.9 | 0 | -3.9 | 10 | 8.9 | 7.2 | -1.1 | 12.2 | 10 | 5.2 | -4.6 | -6.1 | -10 | 2.2 | -2.8 | 9.6 | 8.4 | 12.2 | 10 | 8.3 | 6.7 | -2 | -5.1 | 0.6 | -2.8 | 2.2 | -5 | -5.2 | -10.3 | 7 | 1.9 | 3 | -4.1 | -5 | -8.6 | 2.8 | -3.9 | 2.8 | -2.8 | 0.5 | -3.8 | 2.8 | -1.1 | 5.2 | -4.3 | -3 | -5 | 5.6 | 2.8 | 2.8 | 2.8 | 8.3 | -5 | 6.1 | 2.2 | -8 | -11 | 21.5 | 17.7 | 20.6 | 18.3 | 2.4 | 0.1 | 10 | 7.8 | -0.7 | -6 | 8.3 | 1.7 | 18.9 | 18.3 | 5 | -0.6 | 13.2 | 7 | 4.4 | -8.3 | 14.3 | -2.7 | -0.6 | -2.2 | -1.3 | -8.7 | 1.1 | -7.2 | 8.3 | 5 | 4.4 | -5 | -1.1 | -5.3 | 6.7 | 3.9 | -1.1 | -14.4 | -8.3 | -16.7
-6 | -10 | -3.9 | -7.2 | 13.3 | 7.2 | 21.7 | 18.3 | 3.2 | -3.2 | 17.8 | 1.7 | 6 | 3 | 10.2 | 6.7 | 13.9 | 10.6 | 11.1 | 8.3 | 11.1 | 5 | 12.2 | 9.4 | -0.6 | -4 | 4.8 | 2.3 | 21 | 18 | 23.9 | 20.1 | 25 | 22.8 | 10 | 5.6 | 21.7 | 19.4 | 6.1 | -5.6 | 21.5 | 17.5 | 3.9 | -3.3 | 9.5 | 2.4 | 12.2 | 8.9 | 4.4 | 1.1 | 1.1 | -1.1 | 1.5 | -0.8 | 20.6 | 18.3 | 21.7 | 16.1 | 0 | 0 | -11 | -12 | -12.8 | -18.9 | 2.8 | -2.2 | 2.2 | -1.7 | -6.1 | -12.2 | 0.6 | -0.6 | 1.7 | -1.1 | 0.6 | -4.4 | 14.4 | 11.7 | 7.8 | -5.6 | 14.4 | 11.7 | 7.8 | -5.6 | -5.4 | -9.7 | 4.4 | -1.8 | 10.9 | 8.2 | 16.1 | 10.6 | 9.4 | 8.3 | -2.2 | -5 | 3.9 | -0.6 | 3.3 | -3.9 | -2.6 | -10 | 9.1 | 2 | 4.8 | -3.5 | -1.6 | -6.5 | 3.9 | -3.9 | 3.3 | -2.8 | 2.8 | -2.8 | 4.4 | 1.1 | 6.1 | -6.1 | -1 | -4 | 6.7 | 2.8 | 3.3 | 3.3 | 9.4 | -5 | 2.2 | -1.7 | -7 | -10 | 21.8 | 18 | 20.6 | 13.3 | 3.3 | 0.6 | 9.4 | 6.1 | 1.7 | -6.7 | 12.8 | -0.6 | 17.8 | 16.7 | 8.9 | 0.6 | 13.9 | 8.9 | 5.6 | -9.4 | 15.6 | -4.4 | 0 | -1.7 | 0.8 | -8.5 | 2.2 | -6.1 | 10.6 | 5 | 4.4 | -2.8 | -1.1 | -6.1 | 6.1 | 3.3 | -0.2 | -11.7 | -6.1 | -16.1
-5 | -10 | -3.3 | -6.7 | 15 | 6.7 | 22.8 | 17.8 | 5.7 | -5.5 | 20.6 | 2.2 | 6 | 4 | 12.8 | 8.3 | 16.1 | 11.1 | 13.9 | 9.4 | 10.6 | 5 | 13.3 | 9.4 | 1.7 | -5 | 5.8 | 2.3 | 23 | 19 | 25 | 20 | 26.7 | 22.8 | 14.4 | 5 | 23.9 | 20 | 9.4 | -7.2 | 22.9 | 17.6 | 5.6 | -2.8 | 10 | 2.8 | 12.6 | 9.5 | 7.2 | 1.1 | 2.2 | -1.1 | 1.7 | -0.6 | 21.1 | 18.9 | 23.5 | 15.1 | 0 | 0 | -9 | -12 | -10.6 | -18.9 | 5 | -2.8 | 5.6 | -2.2 | -2.8 | -13.3 | 0.6 | -0.6 | 1.9 | -0.9 | 0.6 | -4.4 | 17.8 | 12.2 | 8.9 | -4.4 | 17.8 | 12.8 | 9.3 | -4.4 | -4.6 | -9.9 | 6.7 | -1.1 | 12.2 | 7.8 | 17.2 | 11.1 | 10 | 9.4 | -1.3 | -4.1 | 6.1 | -2.2 | 7.2 | -4.4 | 0 | -11.1 | 11.1 | 1.7 | 6.7 | -3.3 | 1.7 | -5.6 | 4.4 | -4.4 | 3.9 | -2.2 | 5 | -2.2 | 6.7 | 0 | 7.8 | -4.7 | 0 | -3 | 7.2 | 2.2 | 5.6 | 3.9 | 11.1 | -5.6 | 2.2 | -2.8 | -5 | -9 | 22.2 | 18.3 | 21.1 | 14.4 | 5.2 | 1.9 | 10 | 3.9 | 4.3 | -5.8 | 16.7 | -2.2 | 15.6 | 14.4 | 11.1 | 0.6 | 16.1 | 10.9 | 8.3 | -10 | 16.7 | -4 | 0 | -1.1 | 2.8 | -10 | 3.3 | -5.6 | 10.6 | 5.6 | 3.9 | -2.8 | -0.9 | -5.6 | 6.7 | 2.2 | 0.8 | -10.9 | -4.4 | -13.9
-3 | -9 | -2.2 | -6.1 | 15.6 | 4.4 | 23.9 | 17.2 | 8.3 | -11.1 | 22.8 | 1.1 | 6 | 4 | 13.7 | 7.7 | 16.1 | 10 | 15.6 | 11.1 | 11.7 | 8.3 | 14.4 | 9.4 | 3.9 | -8.3 | 6.7 | 2.2 | 24 | 21 | 24.4 | 20.3 | 26.7 | 22.2 | 17.2 | 1.7 | 26.7 | 20.6 | 11.1 | -7.2 | 24.4 | 17.8 | 6.7 | -5.6 | 10.6 | 3.3 | 12.9 | 9.9 | 10.6 | -0.6 | 2.8 | -0.6 | 3.5 | -0.1 | 22.2 | 18.3 | 25.4 | 13.3 | 0 | 0 | -7 | -10 | -9.4 | -19.4 | 6.1 | -7.2 | 7.2 | -3.3 | -1.7 | -11.7 | 1.1 | -0.6 | 2 | -1 | 0.6 | -7.2 | 17.8 | 12.2 | 10 | -5.6 | 20 | 13.3 | 10.7 | -4 | -3.9 | -11.1 | 8.9 | -1.1 | 13.5 | 7.1 | 18.3 | 11.1 | 11.1 | 10.6 | -0.3 | -3.7 | 6.1 | -2.2 | 9.4 | -5.6 | 1.3 | -9.3 | 12.2 | 1.2 | 8 | -3.1 | 3.2 | -5.1 | 5.6 | -3.9 | 5 | -1.7 | 6.5 | -1.9 | 7.8 | -0.6 | 9.4 | -4.7 | 0 | -2 | 6.7 | 2.2 | 6.7 | 4.4 | 12.8 | -4.4 | 2.2 | -2.2 | -5 | -9 | 22.8 | 16.6 | 20 | 9.4 | 7 | 3.3 | 10.6 | 3.3 | 6.8 | -6.1 | 19.4 | -6.1 | 12.2 | 11.7 | 14.4 | -1.7 | 18.4 | 12.6 | 10 | -10.6 | 17.8 | -4.3 | 0.6 | -1.1 | 4.5 | -8.2 | 5 | -4.4 | 11.1 | 5.6 | 4.4 | -2.8 | -0.8 | -5.9 | 6.7 | 0 | 1.7 | -11.1 | -2.8 | -15
-2 | -8 | -1.7 | -6.7 | 16.7 | 3.3 | 26.1 | 16.1 | 8.7 | -10 | 25 | 0 | 6 | 5 | 14.7 | 6.6 | 15.6 | 10.6 | 17.8 | 11.1 | 11.1 | 7.8 | 15 | 8.9 | 5 | -7.5 | 7.4 | 2.1 | 23 | 20 | 23.9 | 20.8 | 22.8 | 20.6 | 18.3 | 0.6 | 26.7 | 20.6 | 12.8 | -4.4 | 25 | 17.5 | 7.2 | -4.4 | 11.9 | 3.7 | 13.3 | 10.6 | 12.2 | -2.2 | 5.6 | -0.6 | 5.4 | 0 | 22.8 | 18.9 | 27.2 | 10.6 | 0.6 | 0 | -7 | -10 | -7.8 | -16.1 | 5.6 | -5.6 | 8.3 | -4.4 | 0 | -11.7 | 1.7 | -0.6 | 2.2 | -1.1 | 0 | -8.3 | 16.1 | 11.1 | 11.1 | -6.1 | 21.1 | 13.3 | 12.2 | -3.9 | -2.8 | -9.9 | 10.6 | -0.5 | 14.8 | 5.6 | 18.3 | 11.7 | 11.7 | 11.7 | 0.6 | -3.9 | 6.7 | -3.3 | 11.7 | -5.6 | 2.6 | -8.6 | 13.3 | 1 | 9.3 | -3.8 | 4.6 | -5.3 | 5.6 | -2.2 | 5.6 | -1.7 | 7.9 | -2.4 | 8.9 | -1.1 | 11.1 | -5 | 1 | -2 | 7.8 | 0.6 | 8.9 | 3.3 | 13.9 | -5.6 | 2.2 | -1.7 | -2 | -8 | 23.3 | 14.1 | 20.6 | 9.4 | 8.9 | 4.4 | 11.7 | 2.2 | 9.4 | -8.3 | 20 | -7.2 | 11.7 | 11.1 | 15.6 | -2.2 | 20.6 | 14.4 | 11.1 | -10.6 | 18.9 | -5 | 1.7 | -0.6 | 6.1 | -8.3 | 6.1 | -3.3 | 11.1 | 5 | 5 | -1.7 | -0.6 | -6.7 | 8.9 | 1.1 | 2.1 | -10.5 | -1.1 | -14.4
-2 | -7 | -1.7 | -7.2 | 17.2 | 1.1 | 26.1 | 14.4 | 9 | -10.3 | 26.7 | 0 | 7 | 5 | 15.6 | 5 | 15.6 | 10 | 19.4 | 10.6 | 10 | 3.9 | 15.6 | 8.9 | 6.1 | -8 | 8.2 | 1.8 | 22 | 20 | 23.3 | 21.1 | 23.3 | 18.3 | 19.4 | 1.1 | 26.7 | 20.6 | 13.9 | -3.9 | 25.5 | 17.5 | 6.7 | -3.9 | 13.1 | 3.8 | 14.1 | 11.1 | 12.8 | -3.9 | 7.8 | 0 | 7.2 | 0 | 23.9 | 18.9 | 27.4 | 10.2 | 1.1 | 1.1 | -6 | -8 | -6.7 | -14.4 | 6.1 | -6.7 | 10 | -4.4 | 1.7 | -11.7 | 1.7 | -1.1 | 1.8 | -0.8 | 0 | -8.9 | 17.8 | 10.6 | 12.2 | -7.8 | 20.6 | 13.3 | 13.3 | -3.4 | -1.7 | -10 | 12.2 | 0 | 16.1 | 3.9 | 20 | 12.2 | 12.8 | 12.2 | 2.4 | -2.6 | 7.2 | -3.3 | 12.8 | -6.1 | 3.9 | -9.4 | 14.4 | 0 | 10.6 | -5 | 6.1 | -6.7 | 6.1 | -2.2 | 6.7 | -2.8 | 9.4 | -3.3 | 10 | -1.7 | 12 | -4.5 | 1 | -1 | 11.1 | 1.1 | 11.1 | 3.3 | 14.4 | -5.6 | 2.2 | -2.2 | -1 | -7 | 23.9 | 11.1 | 19.4 | 7.2 | 9.5 | 4.9 | 12.8 | 1.7 | 10 | -7.2 | 20.6 | -7.8 | 12.2 | 10 | 17.2 | -2.8 | 22.1 | 15 | 12.2 | -10 | 19.5 | -3.6 | 3.9 | 0 | 7.8 | -9.4 | 7.8 | -3.3 | 12.2 | 4.4 | 6.1 | -2.2 | -0.4 | -5.7 | 10 | 0 | 2.4 | -11.6 | -0.6 | -15
-2 | -7 | -2.2 | -6.7 | 17.8 | 0 | 23.9 | 14.4 | 9.4 | -12.2 | 27.8 | -0.6 | 8 | 6 | 16.1 | 5.1 | 15.6 | 11.1 | 20.6 | 8.3 | 10.6 | 6.7 | 15 | 8.9 | 7.2 | -10 | 8.9 | 1.7 | 21 | 20 | 23.7 | 19.4 | 24.4 | 17.2 | 20.6 | 0.6 | 26.7 | 20.6 | 16.7 | -2.8 | 26.1 | 17.2 | 6.1 | -3.3 | 14.4 | 3.9 | 14.8 | 11.8 | 13.3 | -2.8 | 8.9 | 0.6 | 8.3 | -0.6 | 23.9 | 18.9 | 27.6 | 10.4 | 1.7 | 1.7 | -6 | -8 | -6.1 | -12.8 | 5.6 | -7.2 | 10.6 | -6.7 | 2.2 | -10.6 | 2.8 | -1.1 | 1.5 | -0.5 | 0 | -9.4 | 19.4 | 7.2 | 12.8 | -10 | 21.1 | 13.3 | 14.5 | -2.9 | -0.6 | -11.1 | 13.9 | 0 | 16.3 | 2.7 | 17.2 | 12.8 | 13.3 | 13.3 | 4.3 | -1.7 | 7.2 | -3.3 | 14.4 | -5.6 | 4.1 | -8.3 | 15 | -0.6 | 10.4 | -4.6 | 6.3 | -5.6 | 6.1 | -2.8 | 6.7 | -2.8 | 8.9 | -2.9 | 11.7 | -1.7 | 13 | -4.9 | 1 | -1 | 8.3 | 0 | 12.2 | 2.8 | 15.6 | -6.7 | 1.7 | -2.8 | 0 | -6 | 23.2 | 10.3 | 18.3 | 8.3 | 10 | 5.2 | 12.8 | 1.1 | 10.5 | -6.8 | 21.1 | -8.3 | 12.2 | 10.6 | 18.9 | -2.8 | 23.5 | 15.3 | 13.3 | -8.9 | 20 | -3.2 | 4.4 | -0.6 | 8.5 | -8.4 | 8.9 | -2.2 | 10.6 | 4.4 | 6.7 | -2.2 | -0.2 | -5.3 | 10.6 | -1.1 | 2.8 | -13.9 | 0 | -13.9
-2 | -7 | -2.2 | -7.2 | 17.8 | -1.7 | 18.3 | 12.2 | 9 | -9.8 | 28.9 | -0.6 | 7 | 4 | 16.7 | 5.4 | 15.6 | 10.6 | 21.1 | 7.8 | 7.8 | 5 | 13.9 | 8.9 | 6.7 | -9.4 | 9.3 | 0.2 | 21 | 20 | 24 | 17.3 | 25 | 14.4 | 21.1 | 2.2 | 25.6 | 21.1 | 16.7 | -3.9 | 25.4 | 17.4 | 5.6 | -3.9 | 12.4 | 4.4 | 15.6 | 12.2 | 13.3 | -2.8 | 11.1 | -0.6 | 9.5 | -1.6 | 23.3 | 18.3 | 27.8 | 10 | 1.7 | 1.7 | -5 | -7 | -5.6 | -10.6 | 5 | -7.8 | 11.1 | -6.1 | 3.3 | -10 | 2.8 | -1.1 | 1.1 | -0.6 | -0.6 | -10 | 20 | 2.8 | 13.9 | -8.9 | 21.7 | 13.3 | 15.6 | -3.3 | -0.8 | -10.1 | 14.3 | 0.2 | 16.5 | 1.4 | 17.2 | 12.8 | 13.9 | 13.9 | 6.1 | -1.1 | 7.2 | -2.8 | 15.6 | -6.1 | 4.2 | -8.2 | 15.5 | -2.2 | 10.2 | -5.1 | 6.5 | -5.4 | 6.1 | -2.8 | 7.2 | -4.4 | 8.3 | -3.1 | 12.2 | -2.2 | 13.9 | -6.1 | 1 | -1 | 8.3 | 1.1 | 12.8 | 1.1 | 15.6 | -6.7 | 2.2 | -3.9 | 0 | -5 | 22.4 | 9.6 | 17.2 | 8.3 | 10.6 | 5.6 | 13.3 | 1.1 | 11.1 | -7.8 | 21.7 | -8.3 | 12.2 | 10 | 19.4 | -2.8 | 25 | 15.6 | 14.4 | -8.9 | 20.6 | -2.8 | 5 | -1.7 | 9.3 | -9.1 | 10 | -1.7 | 10 | 6.1 | 6.1 | -1.1 | 0 | -5.6 | 10 | -1.7 | 2.4 | -12 | 0.6 | -12.2
-2 | -6 | -2.8 | -7.2 | 17.2 | -2.2 | 17.2 | 10.6 | 8.7 | -9.6 | 29.4 | -1.7 | 8 | 3 | 17.2 | 5 | 14.4 | 11.1 | 21.7 | 7.8 | 8.3 | 5 | 13.3 | 8.9 | 6.1 | -10.7 | 9.6 | -1.3 | 21 | 20 | 24.4 | 15 | 26.1 | 12.8 | 20.6 | 1.1 | 26.1 | 21.1 | 17.2 | -3.3 | 24.6 | 17.1 | 5 | -4.4 | 10.3 | 4.7 | 16 | 12.8 | 12.8 | -2.8 | 12.2 | 0 | 10.6 | -3.3 | 23.3 | 18.9 | 26.9 | 11.8 | 1.7 | 1.7 | -6 | -8 | -5 | -11.1 | 5 | -7.2 | 11.7 | -5.6 | 2.2 | -3.3 | 2.2 | -0.6 | 1.1 | -0.6 | -0.6 | -10 | 20 | -6.7 | 13.9 | -10.6 | 22.8 | 8.3 | 15.2 | -2 | -0.9 | -10.2 | 14.6 | 0.1 | 16.7 | 0 | 17.2 | 12.8 | 14.4 | 14.4 | 6.7 | -1.5 | 7.8 | -3.3 | 15.6 | -6.7 | 4.4 | -9.4 | 16.1 | -3.9 | 10 | -6.1 | 6.7 | -5.6 | 6.1 | -3.9 | 6.7 | -5 | 7.8 | -3.9 | 12.8 | -3.9 | 13.7 | -4.8 | 0 | 0 | 7.2 | 0 | 13.9 | 1.1 | 15.6 | -6.7 | 3.3 | -4.4 | 0 | -3 | 21.7 | 8.3 | 16.1 | 6.1 | 10.2 | 5.8 | 13.3 | 0 | 10.2 | -6.7 | 22.2 | -6.1 | 11.7 | 9.4 | 19.4 | -4.4 | 24.6 | 15.5 | 13.9 | -9.4 | 20.4 | -0.7 | 6.1 | -3.9 | 10 | -11.1 | 10.6 | -1.1 | 10 | 5 | 5.6 | -1.1 | -0.4 | -5 | 10 | -1.7 | 2.1 | -11.5 | 1.1 | -10.6
-3 | -7 | -2.2 | -6.1 | 16.1 | -3.9 | 16.7 | 7.8 | 8.3 | -10 | 29.4 | -2.8 | 7 | 4 | 15.7 | 6.2 | 13.9 | 10 | 21.1 | 5.6 | 8.9 | 4.4 | 12.8 | 8.3 | 5.6 | -12.8 | 10 | -3.3 | 20 | 19 | 22.7 | 13.8 | 25.6 | 11.1 | 19.4 | 1.1 | 24.4 | 21.1 | 17.2 | -2.8 | 23.9 | 17.2 | 4.4 | -4.4 | 8.3 | 4.4 | 16.3 | 13.1 | 12.2 | -3.3 | 12.2 | 0 | 9.3 | -2.6 | 22.2 | 18.9 | 25.9 | 13.4 | 1.7 | 1.7 | -6 | -8 | -3.9 | -10.6 | 4.4 | -7.2 | 11.1 | -7.8 | 2.2 | -9.4 | 2.2 | 0 | 1.1 | -0.9 | -1.1 | -10.6 | 18.9 | -7.2 | 13.3 | -11.7 | 21.7 | 2.8 | 14.8 | -1.1 | -1.1 | -11.7 | 15 | 0 | 14.8 | -0.1 | 16.7 | 12.8 | 15 | 14.4 | 7.2 | -2 | 6.1 | -3.9 | 15 | -6.7 | 3.1 | -7.9 | 15.2 | -2.8 | 8.1 | -4.7 | 5.4 | -5.5 | 5.6 | -4.4 | 5.6 | -5 | 6.1 | -4.4 | 11.7 | -5 | 13.5 | -4.5 | 0 | 0 | 9.4 | -1.7 | 12.8 | 0 | 14.4 | -8.3 | 3.3 | -5 | 0 | -3 | 20.2 | 7.6 | 12.8 | 3.3 | 9.8 | 6 | 12.8 | -1.1 | 9.2 | -6.2 | 21.7 | -8.9 | 11.7 | 10 | 18.3 | -2.8 | 24.3 | 15.8 | 13.9 | -9.4 | 20.2 | 0.1 | 6.1 | -5 | 8 | -9.6 | 10.6 | -0.6 | 8.9 | 3.9 | 4.4 | -1.1 | -0.7 | -4.9 | 10 | -2.8 | 1.7 | -12.8 | 0 | -12.8
-5 | -7 | -2.2 | -6.7 | 13.3 | -5 | 16.1 | 5 | 6.5 | -9.1 | 28.9 | -3.3 | 6 | 4 | 14.3 | 6.9 | 13.3 | 10 | 18.9 | 6.1 | 8.3 | 2.2 | 11.7 | 9.4 | 3.9 | -10.1 | 8.7 | -1.5 | 19 | 19 | 21.1 | 12.6 | 24.4 | 7.8 | 18.3 | 1.1 | 23.9 | 21.1 | 16.7 | -2.8 | 22.8 | 16.8 | 3.9 | -5.6 | 7.8 | 3.8 | 16.7 | 13.3 | 11.7 | -3.3 | 11.7 | -0.6 | 8 | -2.8 | 21.7 | 19.4 | 25 | 14.4 | 2.2 | 1.7 | -7 | -10 | -3.3 | -9.4 | 3.3 | -7.8 | 10 | -7.2 | 1.1 | -10 | 1.7 | -0.6 | 1.1 | -1.1 | -2.2 | -10.6 | 17.2 | -6.7 | 12.2 | -12.2 | 20 | -1.1 | 14.4 | -0.6 | -2.2 | -10.7 | 13.1 | 0.8 | 13 | -0.5 | 16.7 | 12.8 | 15 | 14.4 | 7.8 | -3.3 | 5.6 | -3.3 | 12.2 | -6.7 | 1.9 | -7.3 | 14.2 | -2.4 | 6.3 | -4.7 | 4.1 | -5.7 | 5 | -5.6 | 3.3 | -5.6 | 4.5 | -5.2 | 11.1 | -3.3 | 13.3 | -5 | 1 | 0 | 5.6 | -6.1 | 11.7 | 0 | 12.8 | -8.3 | 3.3 | -4.4 | 0 | -3 | 18.7 | 6.2 | 9.4 | 0.6 | 9.4 | 6.1 | 11.1 | -2.8 | 8.3 | -7.2 | 21.7 | -7.2 | 11.1 | 10 | 17.8 | -3.3 | 23.9 | 15.6 | 12.8 | -9.4 | 20 | 1.1 | 5 | -5.6 | 5.9 | -10 | 8.9 | -0.6 | 7.8 | 3.3 | 1.7 | -0.6 | -1.1 | -5.6 | 10 | -2.8 | 0.4 | -11.9 | -2.2 | -9.4
-5 | -7 | -2.2 | -6.7 | 11.1 | -4.4 | 14.4 | 3.3 | 4.6 | -9.2 | 27.2 | -1.1 | 6 | 3 | 12.8 | 7.2 | 13.3 | 10 | 15 | 6.1 | 7.8 | 2.2 | 10 | 9.4 | 2.3 | -9.4 | 7.4 | -0.7 | 19 | 19 | 19.4 | 11.1 | 22.8 | 5.6 | 14.4 | 2.8 | 22.8 | 20.6 | 15.6 | -2.8 | 21.7 | 16.7 | 2.2 | -6.1 | 7.2 | 3.1 | 16.9 | 13.5 | 10 | 0.6 | 8.3 | -0.6 | 6.7 | -3.3 | 21.1 | 19.4 | 23.1 | 15.7 | 1.7 | 1.7 | -9 | -12 | -5 | -6.1 | 3.3 | -8.3 | 6.7 | -5.6 | 0.6 | -11.1 | 1.1 | -0.6 | 1.1 | -1 | -3.3 | -10.6 | 14.4 | -3.9 | 10 | -12.2 | 18.9 | -3.3 | 13.3 | 1.3 | -3.3 | -11.3 | 11.3 | 1 | 11.1 | -1.1 | 16.1 | 13.3 | 15 | 14.4 | 5 | -2.9 | 3.3 | -3.9 | 10.6 | -7.2 | 0.6 | -8.3 | 13.3 | -2.2 | 4.4 | -5.6 | 2.8 | -7.2 | 4.4 | -6.7 | 2.2 | -5.6 | 2.8 | -7.2 | 8.9 | -0.6 | 11.5 | -3.7 | 1 | 0 | 4.4 | -5.6 | 10.6 | -0.6 | 10.6 | -8.9 | 3.9 | -3.3 | 0 | -2 | 17.2 | 5 | 7.2 | -0.6 | 8.9 | 6 | 9.4 | -2.8 | 7.9 | -6.2 | 18.3 | -5 | 12.2 | 11.1 | 15 | -2.2 | 22.4 | 15.8 | 10 | -8.3 | 19.1 | 3.3 | 1.7 | -5 | 3.9 | -11.7 | 8.9 | -1.1 | 7.2 | 3.3 | 1.1 | -0.6 | -1.3 | -5.5 | 8.3 | -4.4 | -0.9 | -12.7 | -3.9 | -10.2
-5 | -8 | -2.2 | -6.7 | 10 | -3.9 | 12.2 | 3.9 | 2.8 | -11.1 | 25.6 | -1.1 | 4 | 3 | 11.5 | 7.3 | 13.3 | 8.9 | 13.3 | 8.3 | 7.8 | 2.8 | 10 | 8.9 | 0.6 | -10 | 6.1 | 0 | 19 | 19 | 18.1 | 10.7 | 21.1 | 5.6 | 10.6 | 2.8 | 22.2 | 20.6 | 15 | -2.2 | 20.6 | 16.1 | 1.1 | -6.1 | 6.7 | 2.2 | 17 | 13.4 | 9.4 | 0 | 7.2 | -1.1 | 5.4 | -2.6 | 21.1 | 19.4 | 21.3 | 16.3 | 1.1 | 1.1 | -11 | -13 | -5 | -5.6 | 3.3 | -8.3 | 5 | -6.7 | -0.6 | -8.3 | 1.1 | -0.6 | 1.1 | -1 | -3.9 | -10 | 9.4 | -5.6 | 8.9 | -11.7 | 18.9 | -6.7 | 12.2 | 2.9 | -4.4 | -12.8 | 9.4 | 1.1 | 9.6 | -0.5 | 16.1 | 13.3 | 15 | 15 | 2.2 | -3.6 | 1.7 | -3.9 | 10.6 | -7.2 | 1 | -5.8 | 11.8 | -0.9 | 2.9 | -5.3 | 2.4 | -6.4 | 3.9 | -6.7 | 1.1 | -5.6 | 2.6 | -5.8 | 7.8 | 0 | 9.6 | -3.2 | 2 | -1 | 3.3 | -5 | 8.9 | -2.8 | 10 | -7.8 | -1.1 | -6.7 | 0 | -1 | 14.4 | 3.5 | 6.1 | -1.1 | 8.3 | 5.8 | 7.8 | -2.2 | 7.6 | -5.8 | 15.6 | -4.4 | 10.6 | 10 | 14.4 | -3.3 | 20.9 | 15.7 | 7.8 | -5.6 | 18.1 | 4.3 | 1.1 | -5.6 | 2 | -9.6 | 7.8 | -0.6 | 7.2 | 2.8 | 1.1 | -0.6 | -1.5 | -6 | 8.3 | -4.4 | -2.2 | -15 | -5.6 | -12.8
-5 | -7 | -2.2 | -6.7 | 8.9 | -3.3 | 11.7 | 2.8 | 1.1 | -9.5 | 22.2 | 0.6 | 3 | 2 | 10.2 | 6.9 | 13.3 | 8.9 | 11.7 | 10 | 7.2 | 2.8 | 10 | 7.8 | 1 | -9.1 | 5.2 | -0.4 | 19 | 19 | 16.9 | 10.1 | 20.6 | 6.7 | 8.3 | 2.8 | 21.7 | 20.6 | 13.3 | -1.7 | 20 | 16.1 | 0.6 | -4.4 | 5.9 | 2.2 | 17.2 | 13.3 | 10 | -0.6 | 5 | 2.2 | 4.1 | -2.4 | 20.6 | 18.9 | 19.4 | 16.7 | 0.6 | 0.6 | -11 | -13 | -5 | -5.6 | 2.8 | -8.3 | 2.2 | -7.8 | -0.6 | -9.4 | 0.6 | -0.6 | 1.1 | -1.1 | -4.4 | -10 | 3.9 | -6.7 | 6.7 | -6.7 | 17.2 | -3.9 | 11.1 | 3.9 | -4.6 | -11.8 | 8.7 | 1.1 | 8.2 | -0.5 | 16.7 | 13.3 | 15 | 15 | -0.6 | -5 | 2.2 | -3.9 | 10 | -7.2 | 1.3 | -4.6 | 10.4 | -0.4 | 1.5 | -5.6 | 2.1 | -6.2 | 2.8 | -7.2 | 1.1 | -4.4 | 2.4 | -5.3 | 7.8 | 0 | 7.8 | -3.9 | 2 | -1 | 3.9 | -3.9 | 8.3 | -5 | 9.4 | -8.3 | -1.1 | -6.7 | 0 | -1 | 11.7 | 1.9 | 5.6 | -1.1 | 7.8 | 5.6 | 6.7 | -2.2 | 7.2 | -6.7 | 13.9 | -4.4 | 10 | 8.9 | 14.4 | -4.4 | 19.4 | 15.6 | 5.6 | -3.3 | 17.2 | 5.6 | 0 | -4.4 | 0.2 | -9.4 | 8.3 | 0 | 7.8 | 2.8 | 1.1 | -0.6 | -1.7 | -7.2 | 7.2 | -3.9 | -2.4 | -13.2 | -6 | -11.6
-6 | -8 | -2.8 | -7.2 | 7.8 | -3.3 | 11.1 | 2.8 | -0.5 | -9.6 | 18.3 | 2.2 | 3 | 2 | 8.9 | 6.7 | 13.9 | 9.4 | 10.6 | 8.9 | 7.2 | 3.3 | 9.4 | 6.8 | 1.3 | -9.1 | 4.2 | -1 | 19 | 19 | 15.6 | 9.4 | 17.8 | 5 | 6.1 | 2.2 | 21.7 | 20.6 | 11.7 | -0.6 | 19.5 | 15.8 | 0 | -5.6 | 5.2 | 1.9 | 16.3 | 13.3 | 9.4 | 0 | 3.3 | 2.8 | 2.8 | -2.8 | 20.6 | 19.4 | 18.9 | 16.3 | 0 | 0 | -12 | -14 | -5 | -5.6 | 2.2 | -8.9 | 3.9 | -7.8 | -1.1 | -8.9 | 0.6 | -0.6 | 0.4 | -1.9 | -5 | -10 | 1.7 | -6.7 | 5.6 | -3.9 | 11.1 | -3.9 | 10.7 | 4.6 | -4.8 | -12.2 | 7.9 | 1.1 | 6.7 | -0.6 | 16.7 | 12.8 | 15 | 15 | -1.7 | -5.3 | 1.7 | -3.9 | 9.4 | -7.2 | 1.7 | -3.9 | 8.9 | 0 | 0 | -7.2 | 1.7 | -7.2 | 2.2 | -7.8 | 0 | -2.2 | 2.2 | -5.6 | 7.8 | 0 | 7.8 | -3 | 1 | -1 | 3.3 | -3.3 | 7.2 | -5 | 7.8 | -7.8 | -2.2 | -8.3 | 0 | 0 | 8.9 | 0 | 4.4 | -1.1 | 6.9 | 5.2 | 6.7 | -2.2 | 7.2 | -5.5 | 10.6 | -3.9 | 9.4 | 8.9 | 13.9 | -4.4 | 19 | 15.7 | 5 | -5 | 16.5 | 6.6 | 0 | -5 | -1.7 | -10.6 | 8.3 | -0.6 | 6.7 | 3.3 | 1.7 | 0 | -1.9 | -6.6 | 6.1 | -3.3 | -2.6 | -12.5 | -6.3 | -11.4
-7 | -8 | -3.3 | -6.7 | 7.2 | -3.3 | 10.6 | 0.6 | -2.2 | -11.1 | 17.2 | 2.2 | 4 | 3 | 8.3 | 6.3 | 12.2 | 11.1 | 10 | 8.3 | 7.2 | 2.8 | 8.9 | 6.4 | 1.7 | -10.6 | 3.3 | -1.7 | 19 | 19 | 14.5 | 10.2 | 16.1 | 6.7 | 4.4 | 1.7 | 21.7 | 20.6 | 11.1 | -0.6 | 18.9 | 15.6 | -0.6 | -6.1 | 4.4 | 1.7 | 15.3 | 13 | 7.8 | 1.7 | 3.9 | 3.3 | 2.4 | -2.6 | 20.6 | 19.4 | 18.3 | 15.9 | -1.1 | -2.8 | -11 | -14 | -5 | -5.6 | 2.2 | -9.4 | -0.6 | -3.9 | -1.1 | -8.9 | 0.6 | -1.1 | -0.4 | -3.1 | -5.6 | -10.6 | 0.6 | -6.7 | 3.9 | -4.4 | 7.2 | -6.1 | 10.4 | 5.6 | -5 | -13.3 | 7.2 | 1.1 | 4.5 | -0.3 | 16.7 | 13.3 | 15 | 15 | -2.8 | -6 | 1.1 | -3.9 | 8.9 | -6.7 | 0.6 | -2.6 | 8 | 0.5 | -1.1 | -6.9 | 1.1 | -6.4 | 1.7 | -8.3 | 0 | -2.2 | 1.7 | -4.4 | 7.2 | 0 | 7.8 | -2.5 | 1 | -2 | 3.3 | -2.2 | 4.4 | -2.2 | 5 | -7.8 | -3.9 | -9.4 | 0 | 0 | 7.6 | -0.5 | 4.4 | -1.1 | 5.9 | 4.9 | 5.6 | -2.8 | 7.2 | -5.2 | 10.6 | -1.7 | 9.4 | 8.9 | 13.3 | -3.9 | 18.7 | 16 | 5.6 | -6.1 | 15.7 | 7.7 | -0.6 | -5 | -2.8 | -9.5 | 8.9 | 1.1 | 7.2 | 2.8 | 1.7 | 0 | -2 | -6.5 | 5.6 | -2.2 | -2.8 | -13.3 | -6.7 | -11.7
-7 | -9 | -3.3 | -6.7 | 5.6 | -3.9 | 10 | -3.3 | -2.8 | -9.9 | 16.7 | 2.2 | 3 | 3 | 7.8 | 6 | 11.7 | 8.9 | 9.4 | 7.8 | 6.7 | 2.2 | 8.3 | 5.6 | 1.5 | -9.2 | 3.1 | -1.1 | 19 | 19 | 13.3 | 10.3 | 14.4 | 5.6 | 3.3 | 1.7 | 21.7 | 20.6 | 9.4 | -0.6 | 19.3 | 15.8 | -1.7 | -6.7 | 4.4 | 1.6 | 14.4 | 12.8 | 6.7 | 2.2 | 3.9 | 3.3 | 2.1 | -2.6 | 20 | 18.9 | 17.8 | 15.6 | -1.7 | -3.3 | -11 | -14 | -4.3 | -4.7 | 1.7 | -10.6 | -0.6 | -5.6 | -1.7 | -8.3 | 0 | -1.1 | -1.1 | -4.4 | -5.6 | -10.6 | 0 | -6.7 | 4.4 | -2.8 | 3.3 | -5.6 | 10 | 6.1 | -5.9 | -12.7 | 5.9 | 0.6 | 2.2 | -0.6 | 16.7 | 12.8 | 14.4 | 14.4 | -3.9 | -7.2 | 1.1 | -3.3 | 5.6 | -2.8 | -0.6 | -2.4 | 7 | 0.9 | -2.2 | -7.4 | 0.6 | -6.4 | 1.1 | -9.4 | -1.1 | -2.8 | 1.1 | -4.2 | 7.2 | 0 | 7.8 | -2.8 | 1 | -2 | 1.1 | -1.7 | 3.9 | -1.7 | 7.2 | -8.9 | -5 | -10 | 0 | -1 | 6.3 | -1.2 | 3.9 | -1.1 | 5 | 4.4 | 5 | -2.2 | 7.2 | -5.6 | 8.9 | 1.1 | 8.9 | 8.3 | 12.2 | -3.3 | 18.3 | 16.1 | 3.3 | -2.8 | 15 | 8.3 | -1.1 | -4.4 | -3.9 | -9.8 | 9.4 | 2.2 | 6.7 | 2.8 | 1.7 | 0 | -2.2 | -7.2 | 3.3 | -2.8 | -2.8 | -12.2 | -6.7 | -11.9
-7 | -10 | -3.3 | -6.7 | 4.4 | -3.9 | 9.4 | -3.9 | -3.3 | -9.8 | 15.6 | 2.8 | 3 | 3 | 7.2 | 5.6 | 11.7 | 8.3 | 8.3 | 6.7 | 7.2 | 2.8 | 7.2 | 5 | 1.3 | -9.3 | 3 | -0.7 | 19 | 19 | 12.2 | 10.6 | 13.9 | 5.6 | 2.2 | 1.1 | 21.7 | 20.6 | 8.3 | 0.6 | 19.6 | 15.9 | -1.7 | -7.8 | 4.4 | 1.6 | 11.3 | 9.6 | 6.1 | 2.8 | 1.7 | 1.1 | 1.7 | -3.3 | 20 | 18.3 | 16.7 | 14.6 | -1.7 | -3.3 | -13 | -16 | -3.5 | -3.9 | 1.1 | -11.7 | 0.6 | -5 | -1.7 | -6.7 | 0 | -1.1 | -1.7 | -4.6 | -5.6 | -11.1 | 0 | -6.7 | 3.9 | -3.9 | 2.8 | -5.6 | 9.1 | 6 | -6.9 | -12.8 | 4.6 | 0 | 0 | -1.1 | 17.2 | 13.3 | 14.4 | 14.4 | -3.2 | -6.6 | 1.1 | -2.8 | 3.3 | -5 | -1.7 | -2.2 | 6.1 | 1.1 | -3.3 | -8.9 | 0 | -7.2 | 0.6 | -9.4 | -1.7 | -3.9 | 0.6 | -4.4 | 6.1 | -0.6 | 6.7 | -2.2 | 0 | -1 | 0.6 | -1.7 | 2.8 | -2.2 | 6.7 | -10 | -4.4 | -11.7 | 0 | -1 | 5 | -2.2 | 3.3 | -1.1 | 4.8 | 4.2 | 3.3 | -1.1 | 7.4 | -4.4 | 6.7 | 2.2 | 8.3 | 7.2 | 9.4 | -2.2 | 17.8 | 16.2 | 1.7 | -2.2 | 14.6 | 8.4 | -1.1 | -4.4 | -5 | -10.6 | 8.9 | 2.8 | 6.7 | 2.2 | 1.7 | 0 | -2.8 | -7.3 | 4.4 | -2.2 | -2.8 | -12.2 | -6.7 | -13.9
-7 | -9 | -2.8 | -6.1 | 2.2 | -3.9 | 7.8 | -3.9 | -3.9 | -10.6 | 13.3 | 2.8 | 2 | 1 | 6.7 | 5 | 11.1 | 5.6 | 7.8 | 6.7 | 6.7 | 2.2 | 5.6 | 4.6 | 1.1 | -10.6 | 2.8 | -0.6 | 19 | 19 | 11.3 | 9.6 | 12.8 | 6.1 | 1.7 | 0.6 | 21.1 | 20.6 | 8.3 | 0 | 20 | 16.1 | -1.7 | -7.8 | 4.4 | 1.7 | 8.1 | 6.1 | 6.1 | 3.3 | 0.6 | 0 | 0.8 | -3.1 | 19.4 | 18.3 | 15.5 | 13.4 | -2.2 | -4.4 | -15 | -17 | -2.8 | -3 | 0.6 | -12.2 | 0.6 | -6.1 | -2.8 | -3.9 | -0.6 | -1.1 | -2.2 | -5.1 | -6.1 | -11.1 | -0.6 | -7.2 | 3.9 | -3.3 | 2.8 | -5.6 | 8.1 | 5.8 | -7.8 | -13.9 | 3.3 | -0.6 | 0.7 | -0.8 | 17.2 | 13.3 | 14.4 | 14.4 | -2.4 | -6.3 | 1.1 | -2.2 | 2.2 | -5.6 | -2.4 | -3 | 5.5 | 0.8 | -3.1 | -8.1 | -0.6 | -6.3 | 0.6 | -10 | -1.1 | -3.3 | -0.5 | -4.1 | 5.6 | 0.6 | 5.5 | -2.3 | 0 | -3 | 0.6 | -1.7 | 1.1 | -2.2 | 5.6 | -10 | -5.6 | -8.9 | 0 | -1 | 4.3 | -1.7 | 2.8 | -0.6 | 4.6 | 4 | 1.7 | -1.1 | 7.6 | -3.7 | 5.6 | 2.8 | 7.8 | 7.2 | 6.7 | -2.2 | 17.2 | 16.3 | 1.1 | -2.8 | 14.3 | 8.5 | -1.1 | -4.4 | -5.6 | -9.7 | 9.4 | 3.3 | 7.2 | 1.7 | 1.1 | -0.6 | -3.3 | -8.1 | 5 | -1.1 | -2.8 | -13.3 | -7.2 | -13.3
-7 | -9 | -2.8 | -6.1 | 1.7 | -3.3 | 7.8 | -4.4 | -3.7 | -10 | 13.3 | 2.8 | 3 | 2 | 6.1 | 4.4 | 10.6 | 5 | 7.2 | 6.7 | 6.7 | 1.7 | 3.9 | 3.9 | 1.3 | -9.3 | 2.2 | -0.5 | 19 | 19 | 10.3 | 8.3 | 12.2 | 5.6 | 2.2 | 1.7 | 21.1 | 20.6 | 7.8 | 0 | 19.6 | 15.9 | -1.7 | -8.3 | 3.9 | 1.3 | 5 | 2.8 | 6.1 | 3.3 | 0.6 | 0 | -0.2 | -3.6 | 18.9 | 17.8 | 14.4 | 12.2 | -1.7 | -3.9 | -15 | -18 | -2.1 | -2.2 | -0.6 | -14.4 | -1.7 | -5 | -2.8 | -3.3 | -0.6 | -1.1 | -2.8 | -6.1 | -6.7 | -11.1 | -1.7 | -7.2 | 3.9 | -2.8 | 2.2 | -5.6 | 7.2 | 5.6 | -8.2 | -13.2 | 2.6 | -0.3 | 1.5 | -0.7 | 17.2 | 14.4 | 13.9 | 13.9 | -1.7 | -6.7 | 0.6 | -3.3 | 0 | -5.6 | -3.2 | -4.1 | 5 | 0.7 | -3 | -8.2 | -1.1 | -6.2 | 0 | -9.4 | -1.7 | -3.9 | -1.7 | -4.3 | 5.6 | 1.7 | 4.4 | -2.8 | 0 | -2 | 0.6 | -1.1 | 1.1 | -1.1 | 5 | -11.1 | -6.7 | -11.7 | 0 | -1 | 3.5 | -1.4 | 2.2 | -0.6 | 4.4 | 3.9 | 0.6 | -1.1 | 7.8 | -3.9 | 3.9 | 2.2 | 7.2 | 6.1 | 4.4 | -2.8 | 16.7 | 16.1 | 1.1 | -3.3 | 13.9 | 8.3 | -1.1 | -4.4 | -6.1 | -9.2 | 8.3 | 3.3 | 7.8 | 1.1 | 1.1 | -0.6 | -3.9 | -9.4 | 4.4 | -0.6 | -2.8 | -12 | -7.2 | -14.4
-8 | -10 | -2.8 | -5.6 | 0.6 | -3.3 | 6.7 | -3.9 | -3.5 | -10 | 13.3 | 2.2 | 3 | 2 | 5.6 | 3.9 | 10 | 3.3 | 6.7 | 6.7 | 6.7 | 1.7 | 2.8 | 2.8 | 1.5 | -9.8 | 1.7 | -0.3 | 19 | 19 | 9.4 | 7.2 | 12.2 | 5.6 | 1.7 | 1.1 | 21.1 | 20.6 | 6.7 | 0 | 19.3 | 15.8 | -2.2 | -8.9 | 3.3 | 0.8 | 5 | 2.4 | 6.1 | 3.9 | 0.6 | 0 | -1.1 | -4.4 | 18.9 | 17.8 | 14.4 | 12.1 | -2.2 | -4.4 | -16 | -18 | -1.3 | -1.4 | -1.1 | -13.9 | -1.1 | -5 | -2.2 | -3.9 | -0.6 | -1.1 | -3.5 | -6.4 | -6.7 | -11.1 | -2.2 | -7.8 | 3.9 | -1.7 | 1.7 | -5.6 | 7.2 | 5.5 | -8.5 | -13.3 | 1.8 | -0.1 | 2.2 | -0.6 | 17.8 | 14.4 | 13.9 | 13.9 | -1.7 | -5.7 | 0 | -3.3 | 0 | -4.4 | -3.9 | -5 | 4.4 | 0.6 | -2.8 | -8.9 | -1.7 | -6.7 | -0.6 | -10 | -2.8 | -3.9 | -2.8 | -5 | 5 | 1.7 | 4.4 | -2.2 | -1 | -5 | 1.1 | -1.1 | 1.1 | -1.1 | 5 | -11.7 | -7.8 | -13.9 | 0 | -2 | 2.8 | -1.7 | 1.7 | -0.6 | 4.4 | 3.8 | 0 | -1.1 | 7.2 | -3.2 | 3.3 | 2.2 | 7.2 | 5.6 | 3.9 | -2.8 | 15.8 | 15.5 | 1.1 | -2.2 | 13.7 | 8.4 | 1.1 | -3.9 | -6.7 | -9.4 | 9.4 | 4.4 | 7.2 | 1.7 | 1.1 | 0 | -3.9 | -9.4 | 3.9 | -1.7 | -2.8 | -11.7 | -7.2 | -14.4
-10 | -12 | -2.8 | -5.6 | 0 | -3.3 | 5.6 | -3.9 | -3.3 | -11.1 | 12.8 | 2.2 | 3 | 3 | 5.2 | 3.5 | 9.4 | 3.3 | 6.7 | 6.1 | 6.7 | 1.7 | 2.8 | 2.8 | 1.7 | -11.1 | 1.1 | -0.6 | 19 | 19 | 8.5 | 6.3 | 12.2 | 5.6 | 0.6 | 0 | 21.1 | 20.6 | 6.1 | 0.6 | 18.9 | 15.6 | -2.2 | -8.9 | 2.8 | 0.6 | 5 | 1.7 | 5.6 | 3.3 | 0.6 | 0 | -1.1 | -3.9 | 18.9 | 17.8 | 14.4 | 11.9 | -1.7 | -4.4 | -16 | -18 | -0.6 | -0.6 | -2.2 | -14.4 | 1.7 | -6.1 | -2.2 | -3.3 | -1.1 | -1.7 | -4.3 | -7.2 | -8.3 | -11.7 | -2.8 | -7.2 | 3.9 | -2.8 | 0.6 | -7.2 | 7.2 | 5.5 | -8.9 | -13.9 | 1.1 | 0 | 2.4 | -0.5 | 18.3 | 15 | 15 | 15 | -1.7 | -5.4 | -0.6 | -3.9 | -1.1 | -2.2 | -5.6 | -6.9 | 5.5 | 0.4 | -3.3 | -8.5 | -1.5 | -7.1 | -1.1 | -10 | -2.8 | -3.9 | -2.4 | -4.5 | 4.4 | 1.1 | 4.4 | -2.2 | -3 | -6 | 1.1 | -1.7 | 0 | -1.7 | 5 | -11.1 | -8.3 | -17.8 | 0 | -2 | 2.4 | -1.4 | 1.1 | -0.6 | 4.4 | 3.8 | 2.8 | -2.2 | 6.7 | -3.4 | 2.2 | 1.7 | 7.2 | 5 | 3.9 | -3.9 | 14.8 | 14.7 | 0 | -2.8 | 13.5 | 8.4 | 0.6 | -4.4 | -6.9 | -9.2 | 8.9 | 5 | 7.2 | 1.1 | 1.1 | -0.6 | -3.9 | -10.2 | 3.3 | -3.3 | -2.8 | -12.8 | -7.8 | -13.3
-11 | -13 | -2.8 | -5 | -0.6 | -3.3 | 5 | -3.9 | -1.3 | -9.4 | 10.6 | 2.2 | 3 | 3 | 4.8 | 3.1 | 10 | 2.8 | 6.1 | 6.1 | 6.7 | 1.1 | 3.3 | 2.8 | 2.4 | -9.6 | 2 | -0.5 | 19 | 19 | 7.6 | 5.4 | 11.7 | 5 | -0.6 | -0.6 | 21.1 | 20.6 | 5.6 | 1.1 | 19.5 | 15.6 | -2.2 | -8.9 | 3 | 0.5 | 5 | 1.1 | 5.6 | 3.3 | 0.6 | 0 | -1.1 | -3.6 | 18.3 | 17.2 | 14.4 | 11.7 | -1.1 | -3.3 | -16 | -18 | 0 | 0 | -2.2 | -15 | -0.6 | -5 | -1.7 | -2.8 | -1.1 | -2.2 | -5 | -8.3 | -8.9 | -11.7 | -3.9 | -7.2 | 0.6 | -3.9 | 0 | -6.7 | 7.2 | 5.6 | -8.7 | -13.3 | 1.3 | 0 | 2.6 | -0.4 | 18.3 | 15.6 | 15.6 | 15.6 | -1.7 | -5.6 | -0.6 | -4.4 | -1.1 | -1.7 | -7.2 | -8.8 | 6.7 | 0.4 | -3.9 | -8.9 | -1.3 | -8.5 | -1.1 | -10 | -2.8 | -3.9 | -2.1 | -4.4 | 4.4 | 1.7 | 4.4 | -2.2 | -2 | -7 | 0.6 | -2.2 | -1.7 | -3.3 | 4.4 | -10.6 | -10 | -14.4 | -1 | -4 | 2.1 | -1.3 | -0.6 | -1.7 | 4.4 | 3.9 | 2.2 | -2.2 | 6.1 | -3.9 | 1.7 | 0.6 | 7.2 | 5 | 3.3 | -3.9 | 13.9 | 13.9 | 1.1 | -2.2 | 13.3 | 8.3 | 0.6 | -4.4 | -7 | -9.1 | 9.4 | 5.6 | 7.2 | 2.8 | 1.1 | -0.6 | -3.9 | -11.7 | 2.8 | -4.4 | -2.1 | -11.3 | -7.8 | -15
-10 | -12 | -2.8 | -4.4 | 2.8 | -1.1 | 5.6 | -2.2 | 0.8 | -9 | 11.1 | 2.2 | 4 | 3 | 4.4 | 2.8 | 10 | 2.8 | 6.1 | 6.1 | 6.7 | 1.7 | 4.4 | 3.9 | 3.2 | -9 | 3 | -0.7 | 19 | 19 | 6.7 | 4.4 | 11.1 | 4.4 | -0.6 | -0.6 | 21.1 | 20.6 | 6.1 | 2.2 | 20 | 15.3 | -2.2 | -8.3 | 3.1 | 0.5 | 5 | 0.4 | 5.6 | 3.3 | 1.1 | 0.6 | -1.1 | -3.9 | 16.7 | 16.1 | 16.1 | 12.1 | -0.6 | -3.3 | -17 | -19 | 0.6 | 0 | -1.1 | -13.9 | 1.1 | -2.8 | -1.7 | -2.2 | -0.6 | -1.7 | -5.7 | -9.2 | -8.3 | -11.1 | -3.3 | -7.2 | 0.6 | -3.3 | -0.6 | -6.7 | 9.2 | 6.3 | -8.5 | -13.1 | 1.5 | 0 | 2.8 | -0.6 | 18.3 | 15.6 | 16.1 | 15.6 | -0.2 | -4 | -0.6 | -5 | -2.2 | -2.2 | -8.9 | -11.1 | 7.8 | 0 | -4.4 | -10 | -1.1 | -11.1 | -1.1 | -10 | -2.2 | -3.3 | -1.7 | -4.4 | 3.9 | 1.7 | 5 | -1.5 | -4 | -7 | 0.6 | -2.2 | -1.7 | -2.8 | 4.4 | -9.4 | -10.6 | -15.6 | -2 | -3 | 1.7 | -1.7 | 0.6 | -0.6 | 4.4 | 3.7 | 2.8 | -1.7 | 7.4 | -2.3 | 2.8 | 2.2 | 7.2 | 5 | 3.9 | -3.9 | 15 | 13.4 | 1.7 | -3.3 | 15 | 9.6 | 0.6 | -3.9 | -7.2 | -9.4 | 9.4 | 6.1 | 6.7 | 2.8 | 1.1 | -0.6 | -4.3 | -9.8 | 1.7 | -3.9 | -1.3 | -11.3 | -8.3 | -13.3
-8 | -12 | -2.8 | -3.9 | 6.1 | 0 | 8.9 | -3.3 | 2.8 | -10 | 14.4 | 2.2 | 4 | 4 | 7.2 | 4.7 | 11.1 | 2.8 | 6.7 | 6.7 | 7.8 | 2.8 | 7.2 | 4.4 | 3.9 | -10 | 3.9 | -1.1 | 19 | 19 | 9.8 | 6.7 | 11.7 | -0.6 | 2.8 | 2.2 | 21.1 | 20.6 | 7.8 | 3.3 | 20.6 | 15 | -2.2 | -8.9 | 3.3 | 0.6 | 5 | -0.2 | 5.6 | 3.9 | 1.1 | 0.6 | 1.5 | -2 | 18.3 | 17.8 | 17.7 | 12.2 | 1.7 | -2.2 | -15 | -18 | 0.6 | 0 | 0.6 | -15 | 1.7 | -2.2 | -1.7 | -2.2 | -0.6 | -1.7 | -6.5 | -10.7 | -6.1 | -10 | -2.8 | -7.2 | 2.8 | -1.7 | 0.6 | -6.7 | 11.3 | 7.3 | -8.3 | -13.9 | 1.7 | 0 | 5.8 | 0 | 18.9 | 16.1 | 16.1 | 16.1 | 1.3 | -2.8 | -0.6 | -5 | -2.2 | -2.8 | -5.6 | -8.3 | 10 | 0.3 | -1.1 | -7.3 | -1.5 | -10.8 | -1.1 | -9.4 | 0 | -2.2 | 0.5 | -3 | 4.4 | 2.2 | 5.5 | -0.9 | -3 | -6 | 0.6 | -2.2 | 2.2 | 0.6 | 4.4 | -8.9 | -11.1 | -15.6 | -2 | -6 | 4.8 | -0.3 | 3.3 | 0.6 | 4.4 | 3.5 | 2.2 | -1.7 | 8.7 | -1 | 2.8 | 2.2 | 7.2 | 5 | 5.6 | -4.4 | 16.1 | 12.7 | 7.2 | -2.2 | 16.6 | 10.5 | 2.2 | -4.4 | -2.8 | -7.3 | 9.4 | 6.7 | 7.8 | 1.7 | 0.6 | -1.1 | -4.6 | -8.7 | 3.9 | -3.3 | -0.6 | -12.8 | -6.7 | -12.8
-8 | -10 | -2.8 | -5 | 7.2 | -2.2 | 11.7 | -2.8 | 4.5 | -8.2 | 18.3 | 2.8 | 4 | 3 | 10 | 6.7 | 12.8 | 3.9 | 7.8 | 7.8 | 8.9 | 1.7 | 10.6 | 5 | 5 | -8.5 | 5.7 | -1.1 | 19 | 19 | 13 | 9.1 | 12.2 | -1.7 | 11.7 | 6.7 | 21.7 | 20.6 | 10.6 | 5.6 | 21.9 | 15.5 | -1.7 | -8.9 | 4.6 | 1.1 | 5 | -1.1 | 5.6 | 3.9 | 1.1 | 0.6 | 4.1 | -0.6 | 21.1 | 18.3 | 19.4 | 12.2 | 3.3 | -1.1 | -15 | -17 | 1.1 | 0 | 1.7 | -16.1 | 3.9 | -1.1 | -1.1 | -1.7 | 0 | -1.7 | -7.2 | -12.8 | -3.9 | -8.3 | -2.2 | -8.3 | 6.7 | -2.2 | 1.1 | -7.2 | 13.3 | 7.8 | -7.4 | -13 | 3.2 | 0.4 | 8.7 | -0.3 | 18.9 | 16.7 | 16.7 | 13.9 | 2.8 | -2.2 | -0.6 | -5 | -1.7 | -2.8 | -2.2 | -5.6 | 12.2 | 0 | 2.3 | -5.8 | -1.8 | -11.8 | 0 | -9.4 | 2.2 | -3.9 | 2.8 | -2.2 | 2.8 | 1.1 | 6.1 | -0.6 | -2 | -7 | 2.2 | -1.7 | 4.4 | 0.6 | 5 | -8.3 | -10 | -17.2 | -2 | -6 | 8 | 0.7 | 7.2 | 1.7 | 4.4 | 3.3 | 4.4 | -0.6 | 10 | 0 | 3.9 | 2.8 | 7.2 | 4.4 | 7.2 | -4.4 | 17.2 | 11.7 | 10.6 | -1.7 | 18.3 | 11.7 | 3.3 | -3.3 | 1.7 | -6.1 | 10 | 7.2 | 8.9 | 2.2 | 0.6 | -1.1 | -5 | -8.3 | 5 | -4.4 | 0.7 | -11.3 | -4.4 | -11.1
-6 | -8 | -2.8 | -5 | 8.9 | -5.6 | 12.8 | -2.2 | 6.1 | -8.3 | 22.2 | 2.8 | 6 | 3 | 12.8 | 8.3 | 13.9 | 4.4 | 10.6 | 9.4 | 9.4 | 1.1 | 12.2 | 6.1 | 6.1 | -8.7 | 7.6 | -1.2 | 19 | 19 | 16.1 | 11.1 | 12.8 | -1.1 | 15 | 7.8 | 21.7 | 21.1 | 13.3 | 6.7 | 23.1 | 15.5 | -0.6 | -8.9 | 5.9 | 1.8 | 5.2 | -1.1 | 5.6 | 3.9 | 1.1 | 0.6 | 6.7 | 0.6 | 22.8 | 18.3 | 21.6 | 12.2 | 5.6 | 0 | -12 | -15 | 1.1 | 0.6 | 2.8 | -16.1 | 5 | -2.2 | 0 | -1.7 | 0.6 | -1.1 | -7 | -12.4 | -1.7 | -7.2 | -0.6 | -8.3 | 11.7 | -2.8 | 1.7 | -6.7 | 14.6 | 8.1 | -6.5 | -13 | 4.6 | 0.5 | 11.7 | -1.7 | 20 | 16.7 | 17.8 | 17.2 | 3.9 | -2.4 | 0.6 | -4.4 | -2.2 | -2.8 | 1.1 | -3.9 | 14.4 | -0.6 | 5.6 | -5.6 | -2.2 | -13.9 | 1.7 | -9.4 | 2.8 | -4.4 | 5 | -1.7 | 2.2 | 1.7 | 7.4 | -0.5 | -1 | -6 | 5 | -1.7 | 7.2 | 0 | 5.6 | -8.3 | -8.9 | -12.8 | -2 | -6 | 11.1 | 1.1 | 10 | 1.1 | 6.5 | 4.2 | 3.3 | -5.6 | 12.2 | 1.5 | 6.7 | 3.3 | 7.2 | 3.9 | 7.8 | -4.4 | 19.2 | 10.8 | 13.3 | -5.6 | 19.8 | 12.3 | 5 | -2.8 | 6.1 | -7.8 | 11.7 | 7.2 | 7.2 | 2.8 | 0.6 | -0.6 | -3.5 | -7.7 | 6.1 | -6.7 | 2 | -11.9 | -2.8 | -11.7
-4 | -6 | -2.8 | -5 | 10 | -6.1 | 14.4 | -3.3 | 7.8 | -9.4 | 24.4 | 1.1 | 7 | 4 | 14.3 | 8.3 | 14.4 | 5 | 12.2 | 10 | 10.6 | 0 | 11.7 | 6.1 | 7.2 | -10 | 9.4 | -2.2 | 18 | 18 | 16.8 | 11.3 | 13.3 | -0.6 | 18.3 | 7.8 | 22.8 | 21.1 | 15 | 5.6 | 24.4 | 15.6 | 0 | -8.9 | 7.2 | 2.2 | 5.4 | -1.1 | 6.1 | 4.4 | 3.3 | 1.7 | 7.4 | 1.5 | 24.4 | 17.8 | 23.9 | 11.6 | 6.7 | -0.6 | -9 | -12 | 2.8 | 1.1 | 3.3 | -15 | 5.6 | -1.7 | 1.1 | -1.7 | 1.1 | -1.1 | -6.9 | -12.7 | -0.6 | -6.7 | 1.7 | -7.8 | 13.9 | -6.1 | 3.3 | -6.1 | 15.9 | 8.7 | -5.6 | -13.9 | 6.1 | 0.6 | 13.9 | -1.1 | 20.6 | 17.2 | 18.9 | 17.2 | 5 | -2.9 | 1.7 | -4.4 | -1.7 | -2.8 | 2.4 | -3.7 | 15.3 | -0.8 | 8.2 | -4.7 | -1.3 | -12.7 | 2.8 | -8.3 | 3.3 | -5 | 4.8 | -1.6 | 2.8 | 1.7 | 8.7 | -0.5 | -1 | -5 | 6.1 | -1.7 | 10 | -1.1 | 5.6 | -8.3 | -6.7 | -17.2 | -1 | -7 | 12.6 | 1.6 | 11.7 | 1.7 | 8.5 | 4.7 | 3.9 | -5.6 | 14.5 | 3.3 | 7.8 | 3.3 | 8.9 | 5 | 9.4 | -5 | 21.3 | 9.3 | 15 | -5 | 21.3 | 12.7 | 7.8 | -1.7 | 8 | -6.5 | 12.2 | 7.2 | 7.2 | 2.8 | 0.6 | -0.6 | -2.1 | -7.5 | 7.2 | -7.8 | 3.3 | -13.9 | -1.1 | -8.3
-1 | -5 | -2.8 | -5.6 | 11.1 | -6.1 | 15.6 | -1.7 | 8.5 | -8 | 26.7 | 1.1 | 7 | 2 | 15.7 | 7.5 | 15 | 5.6 | 14.4 | 12.2 | 11.1 | 0 | 12.8 | 6.1 | 7 | -8.7 | 10.3 | -2.4 | 20 | 19 | 17.6 | 11.4 | 14.4 | -2.2 | 20 | 5 | 24.4 | 21.1 | 15.6 | 5 | 24.6 | 15.3 | 1.7 | -8.3 | 8.5 | 2.5 | 5.6 | -1.7 | 6.1 | 4.4 | 4.4 | 1.7 | 8.2 | 2.4 | 24.4 | 17.8 | 26.1 | 10.6 | 7.2 | -1.1 | -7 | -10 | 3.3 | 1.7 | 4.4 | -16.1 | 6.1 | -2.2 | 2.2 | -1.7 | 1.7 | -1.7 | -6.7 | -13.9 | 0 | -6.1 | 2.8 | -8.3 | 15 | -7.2 | 4.4 | -5.6 | 17.2 | 8.9 | -4.8 | -11.4 | 5.2 | 0.5 | 16.1 | -0.9 | 20.6 | 17.2 | 18.9 | 16.7 | 6.1 | -4.4 | 2.8 | -3.9 | -1.1 | -2.2 | 3.7 | -4 | 16.3 | -1.1 | 10.7 | -4.7 | -0.3 | -12.8 | 3.9 | -8.9 | 3.3 | -5 | 4.6 | -1.8 | 3.9 | 2.2 | 10 | -1.1 | -1 | -4 | 7.2 | -1.7 | 13.3 | 0.6 | 6.1 | -7.8 | -5 | -15.6 | -1 | -6 | 14.1 | 2 | 13.9 | 1.7 | 10.6 | 5 | 5 | -5.6 | 16.7 | 4.4 | 10.6 | 3.9 | 10.6 | 5 | 11.1 | -5 | 23.3 | 6.7 | 16.7 | -5 | 22.8 | 13.3 | 10 | -2.2 | 9.8 | -6.6 | 13.3 | 7.2 | 6.1 | 2.2 | 0.6 | -1.1 | -0.6 | -8.3 | 8.3 | -8.9 | 3.9 | -12 | 0.6 | -6.1
0 | -3 | -2.2 | -5 | 12.2 | -6.1 | 16.7 | -2.8 | 9.3 | -8.2 | 28.3 | 0 | 7 | 2 | 17.2 | 6.7 | 15.6 | 6.1 | 17.2 | 12.2 | 11.1 | 1.1 | 13.9 | 5.6 | 6.9 | -8.8 | 11.3 | -2.8 | 19 | 19 | 18.3 | 11.7 | 15.6 | 0 | 20.6 | 5.6 | 25 | 21.7 | 17.2 | 4.4 | 24.8 | 14.9 | 2.2 | -8.3 | 9.8 | 2.4 | 5.6 | -0.8 | 6.7 | 4.4 | 6.7 | 1.7 | 8.9 | 3.3 | 25 | 17.8 | 26.5 | 10.3 | 8.9 | -1.1 | -5 | -8 | 4.4 | 1.1 | 5 | -16.7 | 6.7 | -2.8 | 3.9 | -1.7 | 1.7 | -0.6 | -5.9 | -12.5 | 1.1 | -6.7 | 4.4 | -9.4 | 15.6 | -8.3 | 5.6 | -6.1 | 17.9 | 9 | -4.1 | -10.2 | 4.2 | 0.1 | 18.3 | -1.7 | 21.1 | 17.2 | 18.3 | 17.2 | 7.6 | -4 | 4.4 | -3.3 | 1.7 | -2.2 | 5 | -5.6 | 17.2 | -2.2 | 13.3 | -6.1 | 0.6 | -14.4 | 4.4 | -8.3 | 4.4 | -6.1 | 4.4 | -2.2 | 4.4 | 2.8 | 9.4 | -0.2 | -1 | -5 | 7.2 | -1.7 | 16.1 | -1.7 | 6.7 | -7.8 | -5 | -15.6 | -1 | -8 | 15.6 | 2.2 | 15 | 0.6 | 12.1 | 4.8 | 6.1 | -5.6 | 16.7 | 5.4 | 11.7 | 3.9 | 11.7 | 5.6 | 12.2 | -5.6 | 23.9 | 6.7 | 17.8 | -4.4 | 23 | 13.2 | 11.7 | -3.3 | 11.7 | -7.8 | 14.4 | 7.2 | 6.7 | 2.2 | 1.1 | -1.1 | 0.3 | -7.7 | 8.9 | -8.9 | 4.4 | -11.6 | 1.7 | -7.2
1 | -3 | -1.7 | -4.4 | 12.8 | -6.1 | 17.2 | -3.3 | 10 | -9.4 | 29.4 | 0 | 7 | 1 | 17 | 6.5 | 13.9 | 6.1 | 18.9 | 13.3 | 11.7 | 1.7 | 13.9 | 6.1 | 6.7 | -10 | 12.2 | -3.9 | 19 | 19 | 18.5 | 11.8 | 16.7 | -0.6 | 22.2 | 5 | 26.1 | 21.7 | 18.3 | 3.9 | 25 | 14.4 | 2.2 | -8.3 | 11.1 | 2.2 | 5.6 | -0.4 | 6.7 | 4.4 | 7.2 | 1.7 | 9.1 | 4.3 | 26.1 | 17.2 | 26.8 | 9.7 | 8.9 | -0.6 | -5 | -8 | 4.4 | -1.7 | 5 | -16.1 | 6.7 | -3.9 | 5 | -1.7 | 1.7 | -1.1 | -5.2 | -12.2 | 1.7 | -6.1 | 5.6 | -10.6 | 16.7 | -7.8 | 6.7 | -6.7 | 18.7 | 9 | -3.3 | -9.4 | 3.3 | 0 | 19.1 | -1.2 | 19.4 | 17.2 | 18.3 | 16.7 | 9.1 | -4.3 | 4.4 | -3.9 | 3.3 | -2.8 | 5.4 | -5.2 | 16.1 | -0.5 | 13.5 | -6.4 | 1.3 | -12.5 | 5 | -6.7 | 3.9 | -6.7 | 3.9 | -2.6 | 5 | 3.3 | 8.9 | 0.3 | 0 | -5 | 6.7 | -1.7 | 16.7 | -1.7 | 7.8 | -7.8 | -7.2 | -12.2 | 0 | -8 | 15.4 | 3.2 | 16.7 | 2.2 | 13.5 | 3.9 | 7.2 | -6.7 | 16.7 | 6.3 | 13.3 | 4.4 | 12.8 | 6.1 | 13.3 | -3.9 | 24.4 | 6.7 | 17.2 | -3.9 | 23.1 | 13 | 13.9 | -3.3 | 12.8 | -6.4 | 9.4 | 5.6 | 7.2 | 1.7 | 3.3 | -1.7 | 1.3 | -8.3 | 9.4 | -8.9 | 5 | -12.8 | 3.3 | -8.3
1 | -3 | -0.6 | -3.9 | 13.3 | -5.6 | 18.3 | -5.6 | 10.4 | -8.8 | 30 | -2.8 | 7 | 1 | 16.9 | 6.4 | 13.9 | 6.7 | 18.9 | 12.2 | 11.1 | 2.8 | 13.3 | 6.1 | 6.7 | -8.2 | 12.4 | -3 | 19 | 18 | 18.7 | 12 | 17.2 | -0.6 | 21.7 | 7.2 | 26.7 | 21.7 | 18.9 | 3.9 | 24.6 | 14.4 | 2.2 | -8.3 | 11.1 | 1.6 | 5.6 | 0 | 6.7 | 5 | 7.8 | 1.7 | 9.2 | 5.2 | 26.7 | 16.1 | 27.2 | 8.9 | 9.4 | -1.1 | -4 | -8 | 3.3 | -2.2 | 5 | -15 | 7.2 | -4.4 | 4.4 | -1.1 | 1.7 | -1.1 | -4.4 | -12.8 | 2.2 | -5.6 | 6.1 | -10 | 17.8 | -7.8 | 7.8 | -8.3 | 19.4 | 8.9 | -3.5 | -7.8 | 3.3 | -0.9 | 19.8 | -0.7 | 18.3 | 17.2 | 11.7 | 10 | 10.6 | -5.6 | 5.6 | -3.9 | 4.4 | -1.1 | 5.7 | -5.8 | 15 | 0.4 | 13.7 | -7.9 | 2.1 | -11.5 | 6.1 | -6.7 | 5 | -6.7 | 3.3 | -3.3 | 5 | 3.3 | 8.3 | 1.1 | 0 | -5 | 6.1 | -1.7 | 17.2 | -2.2 | 7.8 | -7.8 | -6.1 | -14.4 | -1 | -8 | 15.2 | 4 | 16.7 | 2.2 | 15 | 2.8 | 8.3 | -7.8 | 16.7 | 6.7 | 15.6 | 4.4 | 13.3 | 6.7 | 13.9 | -2.8 | 25 | 6.7 | 17.8 | -3.3 | 23.3 | 12.8 | 14.4 | -3.3 | 13.9 | -5.6 | 11.1 | 1.7 | 7.8 | 1.7 | 3.9 | -2.8 | 2.2 | -10 | 10.6 | -7.2 | 3.1 | -9.4 | 3.3 | -8.9
1 | -3 | 0 | -3.9 | 13.3 | -6.1 | 18.3 | -3.9 | 10.7 | -9.6 | 30.6 | -0.6 | 7 | 1 | 16.7 | 6.1 | 13.9 | 7.2 | 18.3 | 11.7 | 10.6 | 1.7 | 13.3 | 7.2 | 6.7 | -7.8 | 12.6 | -2.9 | 18 | 18 | 18.9 | 12.2 | 17.8 | -0.6 | 22.2 | 6.7 | 27.2 | 21.7 | 18.3 | 3.9 | 24.3 | 14.1 | 2.2 | -7.8 | 11.1 | 1.1 | 4.7 | -0.1 | 6.7 | 5 | 7.8 | 1.7 | 9.4 | 6.1 | 26.7 | 15 | 26.5 | 9 | 7.8 | 0 | -5 | -8 | 2.8 | -2.2 | 5 | -15.6 | 7.2 | -5 | 4.4 | -1.1 | 1.7 | -1.1 | -4.6 | -11.6 | 2.8 | -4.4 | 6.7 | -9.4 | 17.8 | -8.9 | 7.8 | -8.3 | 18.1 | 9 | -3.7 | -7.1 | 3.3 | -2.2 | 20.6 | -0.6 | 17.8 | 16.1 | 10 | 7.2 | 10.4 | -4.9 | 2.8 | -4.4 | 6.7 | -1.7 | 6.1 | -7.2 | 13.9 | 1.1 | 13.9 | -10 | 2.8 | -12.2 | 6.7 | -7.2 | 5 | -8.3 | 2.8 | -4.4 | 5 | 3.3 | 8.3 | 1.4 | -1 | -5 | 6.7 | -3.3 | 17.2 | -2.8 | 7.8 | -7.8 | -6.1 | -14.4 | -1 | -7 | 15 | 4.4 | 17.2 | 1.7 | 14.1 | 3.6 | 8.9 | -7.2 | 15.9 | 6.6 | 15.6 | 3.9 | 13.3 | 6.7 | 14.4 | -3.3 | 24.1 | 6 | 16.7 | -2.2 | 22.4 | 13.2 | 13.9 | -0.6 | 15 | -6.1 | 11.7 | 0.6 | 6.1 | 1.7 | 3.9 | -2.8 | 1.3 | -9.1 | 10 | -9.4 | 1.3 | -8.3 | 3.9 | -7.2
0 | -2 | 3.3 | -3.9 | 11.7 | -6.1 | 17.8 | -3.3 | 11.1 | -11.7 | 30.6 | -6.7 | 7 | 1 | 15.6 | 7.4 | 13.9 | 7.2 | 16.7 | 11.1 | 10 | 2.2 | 12.2 | 7.8 | 6.7 | -8.3 | 12.8 | -2.8 | 18 | 17 | 18.3 | 12.6 | 17.8 | 1.7 | 21.1 | 3.9 | 26.7 | 21.7 | 18.3 | 3.9 | 23.9 | 13.9 | 2.2 | -8.9 | 11.1 | 0 | 3.7 | -0.6 | 7.2 | 5 | 7.8 | 1.7 | 9.6 | 6.2 | 26.1 | 17.2 | 25.7 | 9.1 | 5 | 2.8 | -5 | -8 | 2.8 | 1.1 | 5 | -15.6 | 7.2 | -5 | 3.9 | -1.7 | 1.1 | -1.1 | -4.8 | -11.8 | 2.8 | -3.9 | 6.1 | -10.6 | 17.8 | -8.3 | 7.2 | -9.4 | 16.9 | 9.1 | -3.9 | -6.7 | 3.3 | -3.9 | 18.2 | 0.8 | 12.8 | 11.1 | 8.9 | 6.7 | 10.2 | -5.1 | 3.3 | -5 | 8.3 | -1.1 | 4.1 | -6.3 | 12.4 | 4.1 | 12.4 | -7.2 | 1.1 | -10.4 | 6.1 | -7.2 | 3.9 | -9.4 | 1.7 | -4.4 | 5 | 3.9 | 8.3 | 1.9 | -1 | -8 | 6.7 | -2.2 | 16.1 | -2.8 | 7.8 | -7.8 | -5 | -13.3 | -2 | -10 | 13.7 | 4.6 | 17.2 | 1.7 | 13.1 | 4 | 8.3 | -8.3 | 15.2 | 6.5 | 15 | 4.4 | 13.3 | 6.1 | 13.9 | -3.3 | 23.1 | 5.1 | 16.1 | -1.7 | 21.5 | 13.2 | 12.8 | 0.6 | 13.9 | -4.2 | 10.6 | 0 | 5 | 1.1 | 3.9 | -3.3 | 0.3 | -9.6 | 10 | -9.4 | -0.6 | -8.9 | 3.9 | -7.8
0 | -5 | 4.4 | -3.9 | 9.4 | -6.1 | 15 | -0.6 | 8.5 | -10.7 | 30 | -2.2 | 7 | 2 | 14.4 | 8.4 | 14.4 | 6.7 | 13.9 | 10 | 9.4 | 2.8 | 10.6 | 7.2 | 5.2 | -6.5 | 10.8 | -2 | 19 | 17 | 17.8 | 13.1 | 17.2 | 0.6 | 20 | 3.9 | 25 | 21.1 | 17.8 | 3.9 | 23.3 | 14.1 | 1.7 | -8.3 | 9.8 | 0.1 | 2.8 | -1.1 | 7.2 | 5 | 6.7 | 1.7 | 9.8 | 6.2 | 23.9 | 18.9 | 25 | 8.9 | 5 | 2.2 | -5 | -10 | 1.7 | -2.2 | 2.8 | -16.1 | 5 | -5.6 | 3.3 | -2.2 | 1.1 | -1.1 | -5 | -12.8 | 0.6 | -1.7 | 5 | -10 | 16.7 | -8.9 | 6.1 | -8.3 | 15.6 | 8.9 | -3.7 | -6.3 | 2.4 | -3.5 | 15.7 | 1 | 10.6 | 9.4 | 8.3 | 7.2 | 10 | -6.1 | 2.8 | -5.6 | 7.8 | -0.6 | 2 | -6.5 | 10.9 | 5.9 | 10.9 | -6.1 | -0.5 | -9.8 | 5 | -7.8 | 2.2 | -8.3 | 0.5 | -4.9 | 5 | 3.9 | 8.3 | 2.2 | -2 | -7 | 5.6 | -2.8 | 15 | -3.9 | 7.2 | -8.3 | -5 | -12.8 | -4 | -13 | 12.4 | 4.1 | 15.6 | 1.7 | 12.2 | 4.4 | 7.8 | -7.8 | 14.4 | 6.1 | 13.3 | 5.6 | 12.8 | 6.7 | 12.8 | -2.8 | 22.2 | 4.4 | 14.4 | -1.1 | 20.6 | 13.3 | 11.1 | 0.6 | 12.8 | -3.4 | 8.3 | -0.6 | 4.4 | 0 | 2.8 | -2.2 | -0.6 | -11.1 | 9.4 | -9.4 | -1.3 | -7.1 | 1.7 | -9.4
-2 | -3 | 3.3 | -3.3 | 7.2 | -6.7 | 12.8 | -1.1 | 5.9 | -11.7 | 28.3 | -2.2 | 7 | 3 | 13.3 | 8.9 | 13.9 | 6.1 | 11.1 | 8.3 | 8.9 | 2.8 | 10 | 7.2 | 3.7 | -6.1 | 8.7 | -2.3 | 19 | 14 | 17.2 | 13.3 | 16.1 | 0.6 | 16.1 | 6.7 | 22.8 | 20.6 | 16.1 | 5 | 22.8 | 13.9 | 0.6 | -8.3 | 8.5 | 0.2 | 1.9 | -1.2 | 7.2 | 5 | 2.2 | 1.7 | 10 | 6.1 | 20 | 18.3 | 23.3 | 9 | 4.4 | 1.1 | -7 | -10 | 1.1 | -3.3 | 1.7 | -15.6 | 2.8 | -4.4 | 2.2 | -2.2 | 0 | -1.1 | -5.4 | -11.8 | 0.6 | -3.3 | 2.8 | -9.4 | 14.4 | -6.7 | 4.4 | -7.8 | 15 | 9.6 | -3.5 | -6.3 | 1.5 | -3.5 | 13.3 | 1.1 | 8.3 | 7.2 | 8.3 | 7.2 | 6.9 | -4.5 | 1.1 | -5.6 | 5.6 | -1.7 | 0 | -7.8 | 9.4 | 7.2 | 9.4 | -6.1 | -2.2 | -11.1 | 4.4 | -8.3 | 0.6 | -8.9 | -0.6 | -6.1 | 5.6 | 4.4 | 7.9 | 2.4 | -2 | -9 | 3.3 | -1.7 | 11.7 | -1.1 | 6.7 | -6.1 | -5.6 | -13.3 | -7 | -16 | 11.1 | 3.9 | 13.9 | 2.8 | 10.5 | 4 | 6.7 | -8.3 | 13.9 | 6.8 | 11.1 | 5 | 11.7 | 6.7 | 11.7 | -2.8 | 19.4 | 5.1 | 12.8 | -0.6 | 19.7 | 14.1 | 6.1 | 1.7 | 11.7 | -3.3 | 7.2 | -1.1 | 3.9 | 0.6 | 2.2 | -2.8 | -1.7 | -10.2 | 7.8 | -11.7 | -2.1 | -6.6 | -0.6 | -7.2
-1 | -4 | 2.8 | -2.8 | 7.2 | -5.6 | 10.6 | -1.1 | 3.3 | -13.9 | 25 | -0.6 | 6 | 2 | 12.9 | 9 | 13.3 | 5 | 10 | 8.9 | 8.3 | 2.2 | 8.9 | 6.7 | 2.2 | -6.7 | 6.7 | -2.8 | 18 | 13 | 16.5 | 13.3 | 15 | 0.6 | 12.2 | 8.9 | 22.2 | 20.6 | 15.6 | 5 | 22.2 | 13.9 | 0 | -8.9 | 7.2 | 0 | 0.9 | -1.6 | 6.7 | 5.6 | 1.1 | 0 | 9.8 | 6 | 18.9 | 18.3 | 21.7 | 8.6 | 3.9 | 1.7 | -8 | -11 | 1.1 | -3.9 | 0 | -14.4 | 2.2 | -3.9 | 1.1 | -3.3 | 0 | -1.1 | -5.7 | -11.9 | 0 | -3.9 | 1.1 | -7.8 | 13.9 | -6.1 | 3.9 | -8.3 | 14.5 | 10.6 | -3.3 | -6.7 | 0.6 | -4.4 | 11.6 | 1.5 | 7.2 | 5.6 | 7.2 | 6.1 | 3.7 | -4.9 | 0 | -4.4 | 1.7 | -1.1 | -1.1 | -6.9 | 9.4 | 6.5 | 9 | -6 | -3.7 | -10.8 | 4.4 | -8.3 | 0 | -8.3 | -0.8 | -5.9 | 5.6 | 4.4 | 7.6 | 2.3 | -3 | -7 | 3.9 | -1.1 | 11.7 | -2.8 | 5.6 | -5.6 | -5.6 | -12.2 | -8 | -18 | 10.4 | 4.1 | 12.8 | 3.9 | 8.9 | 3.5 | 5 | -7.8 | 13.3 | 6.9 | 9.4 | 5.6 | 10.6 | 7.8 | 11.1 | -2.8 | 16.7 | 5.4 | 12.8 | -0.6 | 18.7 | 14.6 | 3.9 | 1.1 | 11.1 | -1.7 | 7.2 | -2.8 | 3.9 | 0.6 | 1.7 | -2.8 | -2.8 | -10.4 | 6.7 | -10.6 | -2.8 | -6.7 | -2.2 | -7.2
-2 | -5 | 2.2 | -1.1 | 6.1 | -5.6 | 10 | -0.6 | 1.6 | -12.2 | 22.2 | 1.1 | 4 | 3 | 12.6 | 8.9 | 12.8 | 5 | 9.4 | 7.8 | 9.4 | 2.8 | 10 | 6.7 | 1.5 | -5.8 | 5.4 | -2.4 | 17 | 13 | 15.7 | 13 | 14.4 | 1.1 | 11.7 | 10.6 | 21.1 | 20.6 | 14.4 | 5.6 | 21.7 | 14.1 | -1.1 | -7.8 | 6.1 | -0.4 | 0 | -2.2 | 6.7 | 5.6 | 1.1 | -1.7 | 9.6 | 5.8 | 18.3 | 17.2 | 20 | 8.3 | 3.3 | 0.6 | -9 | -11 | 0.6 | -3.3 | -2.2 | -14.4 | 2.2 | -5 | 1.1 | -3.3 | -0.6 | -1.1 | -6.1 | -12.8 | -1.1 | -8.3 | 0 | -7.2 | 13.3 | -6.1 | 3.3 | -8.3 | 13.9 | 11.1 | -3.3 | -6.2 | 0 | -3.9 | 10 | 1.9 | 7.2 | 5.6 | 6.7 | 5.6 | 0.6 | -6.1 | -1.7 | -5.6 | 3.3 | -1.1 | -2.2 | -6.9 | 9.4 | 5.8 | 8.7 | -6.6 | -5.2 | -11.8 | 3.9 | -8.3 | -0.6 | -7.8 | -0.9 | -6 | 5.6 | 4.4 | 7.2 | 2.2 | -3 | -9 | 3.3 | -0.6 | 8.9 | -1.7 | 5 | -4.4 | -5.6 | -12.2 | -9 | -18 | 9.6 | 4.4 | 11.7 | 3.9 | 7.2 | 2.8 | 3.3 | -6.1 | 12.8 | 7.2 | 7.8 | 5.6 | 9.4 | 7.8 | 10 | -2.8 | 13.9 | 5 | 12.8 | -0.6 | 17.8 | 15 | 3.3 | 0.6 | 10.6 | -0.7 | 7.2 | -2.8 | 3.9 | 0.6 | 1.7 | -2.8 | -3.9 | -11.7 | 4.4 | -11.1 | -4.1 | -7.6 | -2.8 | -8.9
-2 | -5 | 2.2 | -0.6 | 5 | -5.6 | 7.8 | 1.1 | 0 | -12.2 | 19.4 | 1.1 | 4 | 3 | 12.2 | 8.9 | 12.2 | 5 | 8.9 | 7.8 | 8.3 | 4.4 | 8.9 | 6 | 0.7 | -5.9 | 4.1 | -2.2 | 15 | 11 | 15 | 12.8 | 13.3 | 3.3 | 10 | 8.9 | 20.6 | 20 | 13.3 | 5.6 | 21.1 | 14.3 | -2.2 | -7.8 | 5 | -0.5 | -0.6 | -3.3 | 6.7 | 5.6 | 0 | -2.8 | 9.4 | 5.6 | 17.8 | 17.2 | 19.6 | 7.4 | 3.9 | -0.6 | -9 | -11 | 0 | -2.2 | -0.6 | -16.1 | 1.1 | -6.1 | 0.6 | -0.6 | -0.6 | -1.7 | -7 | -12.6 | -2.8 | -8.3 | 1.7 | -10 | 13.3 | -6.1 | 2.8 | -8.3 | 13.5 | 11.1 | -3.3 | -6.2 | -0.5 | -4.2 | 8.3 | 1.7 | 7.8 | 4.4 | 6.1 | 5.6 | -0.7 | -5.4 | -2.8 | -5.6 | 0.6 | -1.7 | -3.3 | -7.8 | 9.4 | 5 | 8.3 | -8.3 | -6.7 | -13.3 | 3.3 | -8.9 | -1.1 | -7.8 | -1.1 | -7.2 | 5.6 | 4.4 | 6.8 | 2.9 | -3 | -9 | 3.3 | -0.6 | 8.3 | -1.1 | 5 | -3.9 | -6.1 | -11.7 | -10 | -18 | 8.9 | 4.4 | 10.6 | 3.9 | 6.3 | 2.4 | 2.8 | -6.7 | 13 | 7.5 | 7.2 | 6.1 | 9.4 | 7.8 | 10.6 | -3.3 | 13 | 5.4 | 12.2 | 0 | 17.8 | 15.3 | 1.7 | -0.6 | 10 | 0 | 6.1 | -2.8 | 3.9 | -0.6 | 0 | -3.3 | -4.6 | -11.2 | 3.9 | -10 | -5.4 | -9.2 | -2.8 | -8.9
-3 | -6 | 2.2 | -2.2 | 3.9 | -5.6 | 9.4 | -1.1 | -1.7 | -13.9 | 17.8 | 1.1 | 4 | 2 | 11.8 | 8.9 | 12.8 | 5 | 8.3 | 7.8 | 8.3 | 3.3 | 7.8 | 5.7 | 0 | -6.7 | 2.8 | -2.8 | 13 | 11 | 16.1 | 13.8 | 11.7 | 1.1 | 8.3 | 7.2 | 21.1 | 20.6 | 12.8 | 5 | 20.6 | 14.4 | -2.8 | -7.2 | 3.9 | -1.1 | -1.1 | -4.7 | 7.2 | 5.6 | -0.6 | -2.2 | 9.6 | 6 | 18.9 | 18.3 | 19.3 | 6.8 | 3.9 | -1.7 | -10 | -12 | -0.6 | -3.3 | -1.7 | -15.6 | 0 | -8.9 | -0.6 | -1.1 | -0.6 | -1.7 | -8 | -13.5 | -3.3 | -9.4 | -2.8 | -6.7 | 13.3 | -6.1 | 2.2 | -7.8 | 13.2 | 11.3 | -3.3 | -6.7 | -1.1 | -5 | 7.8 | 2.5 | 7.8 | 2.8 | 5.6 | 4.4 | -2 | -5.9 | -3.3 | -5.6 | 0.6 | -1.7 | -3.9 | -7.1 | 9.2 | 5.2 | 7 | -6.9 | -7.4 | -13 | 2.8 | -10 | -0.6 | -7.8 | -1.5 | -6.2 | 5.6 | 4.4 | 6.5 | 3.5 | -4 | -9 | 2.8 | -1.1 | 5.6 | -1.1 | 5 | -2.8 | -6.7 | -11.7 | -10 | -17 | 8.7 | 4.9 | 11.1 | 3.9 | 5.3 | 1.6 | 1.1 | -6.7 | 13.1 | 7.6 | 6.7 | 5.6 | 8.9 | 7.2 | 10 | -3.3 | 12 | 5.4 | 11.7 | 0 | 17.8 | 15.5 | 2.2 | -0.6 | 10.6 | -0.2 | 5 | -3.9 | 3.9 | 0.6 | -0.6 | -3.9 | -5.4 | -11.6 | 1.1 | -10 | -6.7 | -11.1 | -3.3 | -9.4
-5 | -7 | 2.8 | -2.8 | 3.9 | -5.6 | 7.8 | -2.8 | -2.4 | -11.8 | 17.2 | 1.7 | 4 | 2 | 11.5 | 8.9 | 11.7 | 5.6 | 8.3 | 7.2 | 8.3 | 3.9 | 6.1 | 5.2 | -0.6 | -5.7 | 2.4 | -2.9 | 13 | 11 | 17.2 | 14.7 | 10.6 | 0.6 | 8.3 | 7.8 | 21.7 | 21.1 | 13.9 | 5.6 | 19.7 | 14.8 | -3.3 | -7.8 | 3 | -1.2 | -1.7 | -6.7 | 7.2 | 6.1 | -1.1 | -2.8 | 9.8 | 6.4 | 18.9 | 18.9 | 18.9 | 5.6 | 3.3 | -2.2 | -12 | -15 | -2.2 | -4.7 | -1.7 | -15 | -1.1 | -7.2 | -0.6 | -1.1 | -0.6 | -1.7 | -8.9 | -15 | -4.4 | -10 | -2.2 | -7.8 | 11.7 | -6.7 | 1.1 | -7.2 | 12.8 | 11.1 | -3.3 | -6.1 | -1.8 | -4.7 | 7.2 | 2.9 | 8.3 | 2.8 | 4.4 | 4.4 | -3.3 | -6.7 | -1.1 | -5 | -0.6 | -2.2 | -4.4 | -6.8 | 9.1 | 5.3 | 5.7 | -7 | -8.2 | -13.5 | 2.2 | -9.4 | -0.6 | -7.8 | -1.8 | -6.2 | 5.6 | 5 | 6.1 | 3.9 | -3 | -8 | 2.2 | -1.1 | 5 | 0 | 4.4 | -2.2 | -7.8 | -12.2 | -10 | -18 | 8.5 | 5.3 | 10 | 4.4 | 4.4 | 1.1 | 0.6 | -6.7 | 13.3 | 7.8 | 6.7 | 5.6 | 8.9 | 7.2 | 11.1 | -4.4 | 11.1 | 5.6 | 11.7 | 2.2 | 17.8 | 15.6 | 3.9 | 0 | 11.1 | -0.9 | 4.4 | -4.4 | 4.4 | 0.6 | 0.6 | -3.3 | -6.1 | -12.8 | 0 | -9.4 | -5.9 | -10.5 | -3.3 | -8.3
-5 | -8 | 2.8 | -2.8 | 3.3 | -5.6 | 8.9 | -4.4 | -3.2 | -11.2 | 14.4 | 2.2 | 4 | 2 | 11.1 | 8.9 | 11.7 | 4.4 | 8.3 | 7.2 | 7.2 | 5 | 4.4 | 4.4 | -1.1 | -5.7 | 2.1 | -3.3 | 12 | 10 | 18.3 | 15.6 | 9.4 | 0.6 | 9.4 | 9.4 | 21.1 | 20.6 | 13.9 | 5.6 | 18.7 | 15 | -2.2 | -6.7 | 2 | -1.6 | -2.2 | -6.4 | 7.2 | 6.1 | -1.1 | -2.8 | 10 | 6.7 | 16.7 | 15 | 18.5 | 7 | 3.3 | -3.3 | -13 | -16 | -3.7 | -6.5 | -1.1 | -15.6 | -1.1 | -7.2 | -0.6 | -1.7 | -0.6 | -1.7 | -10.7 | -15.3 | -5.6 | -10.6 | -3.9 | -7.8 | 11.7 | -6.7 | 1.1 | -7.8 | 12.8 | 11.4 | -3.3 | -5.9 | -2.6 | -4.9 | 6.7 | 3.3 | 8.3 | 2.2 | 3.9 | 3.9 | -3.7 | -6.5 | 1.1 | -2.2 | -0.6 | -2.8 | -5 | -7.2 | 8.9 | 5.6 | 4.4 | -7.8 | -8.9 | -14.4 | 2.2 | -9.4 | -0.6 | -8.3 | -2.2 | -6.7 | 6.1 | 5.6 | 6.1 | 3.9 | -3 | -8 | 1.1 | -1.7 | 4.4 | 2.2 | 4.4 | -1.7 | -8.3 | -12.2 | -10 | -23 | 8.3 | 5.6 | 9.4 | 5 | 3.7 | 0.9 | 0.6 | -8.3 | 13.1 | 8 | 7.2 | 6.7 | 7.2 | 6.7 | 8.3 | -3.9 | 10.4 | 6 | 11.7 | 2.8 | 18.5 | 16.3 | 5.6 | -2.2 | 11.7 | -1.7 | 2.8 | -5.6 | 3.3 | 0 | 0.6 | -3.3 | -6.3 | -11.9 | -0.6 | -8.9 | -5.2 | -10.7 | -3.3 | -11.1
-7 | -10 | 2.8 | -3.9 | 2.2 | -5.6 | 7.2 | -3.3 | -3.9 | -11.7 | 16.1 | 2.2 | 4 | 2 | 10.9 | 8.7 | 11.1 | 6.7 | 7.8 | 7.2 | 6.7 | 4.4 | 3.3 | 3.3 | -1.7 | -6.1 | 1.7 | -4.4 | 12 | 10 | 18.9 | 16.2 | 8.3 | 1.1 | 9.4 | 9.4 | 21.1 | 20.6 | 13.9 | 5.6 | 17.8 | 15 | -2.2 | -6.7 | 1.1 | -2.2 | -2.8 | -7 | 7.2 | 6.1 | -1.7 | -3.3 | 10 | 7.1 | 14.4 | 11.1 | 18.2 | 8.5 | 2.8 | -3.3 | -14 | -16 | -5.3 | -8.2 | -1.7 | -15.6 | -1.1 | -8.3 | -0.6 | -1.7 | -0.6 | -1.7 | -12.6 | -16.6 | -6.7 | -11.7 | -3.9 | -7.8 | 10.6 | -6.1 | 1.1 | -7.8 | 12.8 | 11.6 | -3.3 | -6.1 | -3.3 | -5.6 | 7.6 | 4.4 | 7.8 | 3.3 | 3.3 | 3.3 | -4 | -6.6 | 1.1 | -1.7 | -1.7 | -3.3 | -5.2 | -7.2 | 8 | 5.5 | 4.6 | -7 | -9.1 | -14.1 | 2.2 | -10.6 | -1.7 | -7.8 | -2 | -6.5 | 6.1 | 5.6 | 6.1 | 3.9 | -3 | -8 | 1.1 | -1.7 | 3.3 | 1.1 | 3.9 | -1.1 | -8.3 | -12.2 | -10 | -20 | 8.7 | 5.8 | 9.4 | 5.6 | 2.9 | 0.8 | 0 | -8.3 | 13 | 8.3 | 6.7 | 6.7 | 7.2 | 6.1 | 5.6 | -3.3 | 9.6 | 6 | 11.7 | 3.3 | 19.3 | 17.1 | 6.1 | -2.8 | 11.5 | -1.4 | 1.7 | -5.6 | 3.3 | -1.1 | 0.6 | -3.9 | -6.5 | -11.7 | -1.1 | -8.9 | -4.4 | -11.7 | -3.9 | -10.6
-7 | -10 | 2.2 | -2.8 | 1.7 | -4.4 | 6.1 | 0 | -4.6 | -11 | 13.9 | 2.2 | 5 | 3 | 10.8 | 8.6 | 10.6 | 6.1 | 7.8 | 7.2 | 7.2 | 4.4 | 2.8 | 2.8 | -1.1 | -6.4 | 2.4 | -3.7 | 12 | 9 | 19.4 | 16.7 | 7.8 | 1.7 | 10 | 10 | 21.1 | 20.6 | 13.9 | 5.6 | 17.2 | 15.2 | -0.6 | -5.6 | 1.3 | -1.7 | -3.3 | -7.8 | 7.8 | 6.1 | -1.7 | -3.3 | 10 | 7.5 | 13.3 | 8.9 | 17.8 | 9.4 | 2.2 | -3.3 | -15 | -16 | -6.9 | -9.9 | -2.2 | -15 | -1.1 | -7.8 | -0.6 | -1.1 | -0.6 | -1.7 | -14.4 | -18.3 | -7.2 | -12.2 | -3.9 | -7.8 | 10.6 | -5.6 | 1.1 | -7.8 | 12.8 | 11.7 | -0.9 | -3.9 | -3.7 | -5.7 | 8.5 | 5.3 | 7.2 | 3.3 | 1.7 | 1.7 | -4.4 | -7.2 | 0.6 | -2.8 | -1.7 | -3.3 | -5.4 | -7.7 | 7 | 5.2 | 4.8 | -6.8 | -9.2 | -14.2 | 1.1 | -8.9 | -1.1 | -7.8 | -1.9 | -7 | 6.1 | 5.6 | 6.1 | 3.9 | -4 | -7 | 0 | -2.8 | 2.2 | 0.6 | 4.4 | -2.2 | -8.9 | -12.2 | -10 | -21 | 9 | 5.9 | 8.9 | 6.1 | 2.2 | 0.6 | -1.1 | -7.8 | 12.8 | 8.3 | 7.2 | 7.2 | 6.1 | 5 | 4.4 | -2.8 | 8.9 | 6.1 | 11.1 | 3.9 | 20 | 17.8 | 6.7 | -2.8 | 11.3 | -1.6 | 0.6 | -5.6 | 2.8 | -0.6 | -0.6 | -3.9 | -6.7 | -12.2 | -2.2 | -8.9 | -4.8 | -11.2 | -5 | -9.4
-7 | -10 | 2.2 | -2.8 | 3.3 | -3.3 | 3.9 | 1.1 | -5.4 | -11.6 | 13.9 | 1.7 | 4 | 3 | 10.6 | 8.3 | 10.6 | 3.3 | 7.8 | 6.7 | 6.7 | 5 | 1.7 | 1.7 | -0.6 | -7.2 | 3.2 | -3.6 | 11 | 8 | 20 | 17.2 | 7.8 | 1.7 | 10.6 | 10.6 | 21.7 | 20.6 | 13.3 | 6.1 | 16.7 | 15.6 | -1.1 | -6.7 | 1.5 | -1.5 | -3.5 | -7.2 | 8.3 | 6.7 | -0.6 | -2.8 | 10 | 7.8 | 12.8 | 7.8 | 15.8 | 8.3 | 2.2 | -4.4 | -16 | -17 | -8.4 | -11.6 | -1.7 | -15.6 | -1.1 | -7.2 | -0.6 | -1.1 | -0.6 | -2.8 | -14.6 | -18 | -7.8 | -12.8 | -2.8 | -7.8 | 11.1 | -5 | 0.6 | -6.1 | 13.3 | 12.4 | 1.5 | -2 | -4 | -6.3 | 9.4 | 6.1 | 7.2 | 2.8 | 2.2 | 2.2 | -4.6 | -7.2 | -1.7 | -3.9 | -1.1 | -3.9 | -5.6 | -8.3 | 6.1 | 5 | 5 | -7.8 | -9.4 | -15 | 0 | -8.3 | -1.1 | -7.2 | -1.7 | -8.3 | 6.7 | 6.1 | 5.9 | 3.9 | -3 | -7 | 0 | -3.3 | 1.7 | 0 | 3.9 | -2.2 | -9.4 | -12.2 | -11 | -22 | 9.4 | 6.1 | 9.4 | 5.6 | 2.2 | 0.6 | -1.7 | -7.2 | 12.1 | 9 | 7.2 | 7.2 | 5.6 | 4.4 | 3.9 | -2.8 | 8.7 | 6.2 | 11.1 | 5 | 20.2 | 17.8 | 5.6 | -2.8 | 11.1 | -2.2 | -0.6 | -6.1 | 2.8 | -0.6 | -1.7 | -5 | -6.5 | -11.6 | -2.2 | -8.3 | -5.2 | -11.8 | -5.6 | -9.4
-5 | -7 | 2.2 | -2.2 | 3.9 | -6.7 | 3.3 | 0 | -6.1 | -12.8 | 12.8 | 1.7 | 4 | 3 | 10.8 | 8.6 | 9.4 | 2.8 | 7.2 | 6.1 | 6.7 | 5 | 2.8 | 2.8 | 0 | -9.4 | 3.9 | -3.9 | 12 | 6 | 20.2 | 17.6 | 6.7 | 1.7 | 11.1 | 11.1 | 21.7 | 20.6 | 13.3 | 7.8 | 16.1 | 15.6 | -2.8 | -9.4 | 1.7 | -1.7 | -3.7 | -7.1 | 8.9 | 7.2 | -0.6 | -2.8 | 10 | 8.1 | 12.8 | 7.8 | 13.7 | 6.8 | 1.7 | -3.9 | -16 | -17 | -10 | -13.9 | -2.8 | -15.6 | -1.1 | -6.7 | -0.6 | -1.7 | -3.3 | -4.4 | -14.8 | -18.3 | -8.3 | -14.4 | -2.8 | -7.2 | 9.4 | -4.4 | 0.6 | -6.1 | 13.9 | 13.3 | 3.9 | -0.6 | -4.4 | -7.2 | 10.7 | 8 | 7.2 | 3.3 | 1.7 | 1.7 | -4.8 | -7.5 | -3.9 | -6.1 | -3.3 | -4.4 | -5.2 | -7.4 | 6.1 | 4.8 | 6.1 | -6.3 | -9 | -14.3 | 0.6 | -6.7 | -1.7 | -7.8 | -1.9 | -8.3 | 6.7 | 6.1 | 5.8 | 4 | -3 | -7 | -1.1 | -3.3 | 2.2 | 1.1 | 3.9 | -2.8 | -9.4 | -12.2 | -11 | -22 | 9.6 | 6.3 | 8.9 | 5.6 | 2.2 | 0.6 | -1.1 | -7.8 | 11.3 | 9.2 | 7.8 | 7.8 | 6.7 | 3.9 | 1.7 | -3.3 | 8.5 | 6.1 | 11.1 | 4.4 | 20.4 | 17.8 | 6.7 | -3.3 | 10.7 | 0.4 | -1.1 | -6.7 | 2.8 | -1.1 | -2.2 | -5.6 | -6.3 | -11.5 | -3.9 | -8.3 | -5.6 | -13.3 | -5.6 | -11.7
-4 | -6 | 2.2 | -2.8 | 3.9 | -7.2 | 2.2 | 0 | -4.4 | -10.3 | 12.8 | 1.7 | 4 | 3 | 10.9 | 8.7 | 8.9 | 2.8 | 6.7 | 6.1 | 6.7 | 5 | 3.9 | 3.3 | 0.7 | -8.5 | 3.9 | -3 | 11 | 4 | 20.4 | 18 | 6.7 | 1.7 | 11.7 | 11.7 | 21.7 | 20.6 | 13.3 | 8.3 | 17.2 | 15.7 | -3.3 | -9.4 | 2.1 | -1 | -3.9 | -7.2 | 9.4 | 8.3 | -0.6 | -3.9 | 10 | 8.6 | 13.3 | 6.7 | 11.7 | 5.6 | 1.7 | -5 | -16 | -18 | -10.6 | -14.4 | -2.8 | -16.1 | -1.1 | -6.7 | -0.6 | -1.7 | -3.9 | -4.4 | -15 | -18.9 | -8.9 | -15 | -3.3 | -7.2 | 10.6 | -4.4 | 0.6 | -6.1 | 14.4 | 13.9 | 4.6 | -0.2 | -4 | -6.3 | 12 | 9.9 | 7.2 | 4.4 | 0.6 | 0.6 | -5 | -8.3 | -5 | -7.2 | -2.2 | -4.4 | -4.8 | -6.6 | 6.1 | 4.3 | 7.2 | -5.5 | -8.7 | -14.2 | -0.6 | -5.6 | -1.1 | -7.8 | -2 | -9.2 | 7.2 | 6.1 | 5.6 | 3.9 | -4 | -7 | -1.7 | -3.9 | 0.6 | -1.1 | 4.4 | -2.8 | -9.4 | -12.2 | -12 | -21 | 9.8 | 6.5 | 9.4 | 6.1 | 2.2 | 0.6 | -1.1 | -7.2 | 10.6 | 9.4 | 8.3 | 8.3 | 6.1 | 4.4 | 1.1 | -3.3 | 8.3 | 6.1 | 10.6 | 3.3 | 20.6 | 17.8 | 6.7 | -2.8 | 10.4 | 2.3 | -2.2 | -7.2 | 2.8 | -1.1 | -1.1 | -5 | -6.1 | -12.2 | -4.4 | -8.3 | -4.8 | -11.8 | -6.1 | -10.6
-5 | -6 | 2.2 | -2.2 | 4.4 | -7.2 | 2.2 | 0 | -2.8 | -8.6 | 11.1 | 1.7 | 4 | 4 | 11.1 | 8.9 | 10.6 | 2.8 | 6.7 | 6.1 | 6.7 | 5 | 2.8 | 2.2 | 1.5 | -8.6 | 3.9 | -2.4 | 12 | 4 | 20.6 | 18.3 | 6.7 | 1.1 | 11.7 | 11.7 | 21.7 | 20.6 | 12.8 | 8.3 | 18.3 | 15.6 | -3.3 | -8.9 | 2.4 | -0.8 | -3.2 | -6.7 | 10 | 8.3 | -1.1 | -4.4 | 10 | 8.9 | 13.3 | 6.7 | 11.7 | 5.4 | 1.7 | -5.6 | -15 | -17 | -11.1 | -15 | -1.1 | -16.7 | -1.1 | -6.7 | -1.1 | -2.2 | -5.6 | -5.6 | -13.5 | -17.5 | -8.9 | -15.6 | -3.3 | -7.2 | 9.4 | -3.9 | 1.7 | -5.6 | 15.3 | 14 | 5.4 | 0.3 | -3.7 | -5.7 | 13.3 | 11.7 | 7.8 | 4.4 | -0.6 | -0.6 | -2.6 | -6.5 | -5 | -7.2 | -0.6 | -4.4 | -4.4 | -6.1 | 6.1 | 3.9 | 8.3 | -5.6 | -8.3 | -15 | -0.6 | -6.7 | -1.7 | -7.8 | -2.2 | -11.1 | 7.8 | 6.7 | 5.8 | 3.8 | -5 | -7 | -1.1 | -3.3 | 1.7 | 0 | 5 | -5 | -10 | -12.2 | -12 | -21 | 10 | 6.7 | 9.4 | 6.1 | 2.6 | 1 | -1.1 | -6.7 | 10.6 | 9.7 | 8.9 | 8.9 | 6.1 | 4.4 | -0.6 | -3.9 | 10 | 6.7 | 11.1 | 3.3 | 21 | 18.2 | 6.1 | -2.8 | 10 | 3.9 | -3.9 | -7.8 | 2.8 | -1.1 | -0.6 | -4.4 | -4.6 | -10.5 | -3.9 | -7.8 | -4.1 | -11.6 | -5.6 | -10.6
-5 | -6 | 2.2 | -2.8 | 5 | -6.7 | 7.8 | 1.7 | -1.1 | -7.8 | 15.6 | 2.2 | 4 | 4 | 11.8 | 8.3 | 12.2 | 3.9 | 8.9 | 7.2 | 6.1 | 3.9 | 8.9 | 6.7 | 2.2 | -10 | 3.9 | -2.2 | 13 | 6 | 21.7 | 19.1 | 8.3 | 0.6 | 12.2 | 12.2 | 21.1 | 20.6 | 13.3 | 8.9 | 19.4 | 15.6 | -2.8 | -10 | 2.8 | -0.6 | -2.4 | -6.3 | 10.6 | 9.4 | -0.6 | -3.9 | 9.3 | 8.1 | 14.4 | 7.2 | 11.7 | 5.4 | 2.2 | -5 | -15 | -16 | -10 | -16.7 | 1.1 | -17.2 | 0 | -6.1 | -1.1 | -2.2 | -4.4 | -5 | -12.1 | -16.5 | -8.3 | -16.1 | 0 | -6.1 | 10 | -3.3 | 3.3 | -5 | 16.3 | 14.3 | 6.1 | 0.6 | -3.3 | -5.6 | 13.1 | 12 | 8.9 | 5.6 | 1.1 | 1.1 | -0.2 | -5.3 | -1.7 | -6.1 | 2.8 | -3.9 | -0.9 | -5.1 | 7.6 | 4.9 | 8.1 | -4.4 | -6.1 | -13.3 | 0.6 | -8.9 | 0.6 | -6.7 | -0.2 | -9.1 | 8.9 | 8.3 | 5.9 | 3.6 | -5 | -6 | 0 | -2.8 | 4.4 | 2.2 | 5.6 | -4.4 | -6.7 | -10 | -12 | -22 | 10 | 7.3 | 8.9 | 6.7 | 2.9 | 1.3 | -0.6 | -6.7 | 10.6 | 9.9 | 8.9 | 8.9 | 8.9 | 6.1 | 6.1 | -1.7 | 11.6 | 7 | 10.6 | 4.4 | 21.3 | 18.5 | 8.3 | -2.2 | 10.7 | 5.5 | -3.9 | -8.9 | 2.8 | -1.1 | 1.1 | -4.4 | -3.2 | -9.7 | -2.8 | -6.1 | -3.3 | -12.2 | -5.6 | -10.6
-1 | -3 | 2.2 | -2.2 | 8.3 | -4.4 | 13.3 | 1.7 | 2.4 | -6.4 | 20.6 | 2.8 | 4 | 3 | 12.6 | 7.5 | 15 | 3.3 | 8.3 | 7.8 | 6.7 | 5 | 11.7 | 6.1 | 3.3 | -9.2 | 5.7 | -1.5 | 15 | 7 | 22.8 | 20 | 10.6 | -1.7 | 12.8 | 12.8 | 21.7 | 20.6 | 15 | 9.4 | 21.3 | 15.9 | -1.7 | -10 | 4.3 | -0.1 | -1.7 | -6.7 | 12.8 | 11.1 | 2.2 | -4.4 | 8.5 | 7 | 16.1 | 7.8 | 11.7 | 5 | 3.3 | -6.1 | -13 | -16 | -10.6 | -15.6 | 2.2 | -16.1 | 1.7 | -5.6 | -1.1 | -2.8 | -5 | -5.6 | -10.6 | -16.1 | -7.8 | -15.6 | 3.9 | -6.1 | 11.1 | -0.6 | 5.6 | -5.6 | 17.2 | 14.4 | 7.4 | 1.7 | -1.8 | -4.4 | 13 | 12.6 | 10 | 5 | 4.4 | 3.9 | 2.2 | -5 | 0.6 | -6.7 | 5 | -3.9 | 2.6 | -5.5 | 9.1 | 5.9 | 8 | -3.6 | -3.9 | -12.3 | 1.7 | -8.3 | 2.2 | -6.1 | 1.9 | -8.6 | 8.9 | 8.3 | 6.1 | 3.3 | -5 | -6 | 2.8 | -1.7 | 7.8 | 2.8 | 7.2 | -6.7 | -4.4 | -9.4 | -11 | -21 | 10 | 7.8 | 8.9 | 7.8 | 3.3 | 1.7 | 0.6 | -7.2 | 10.6 | 10 | 8.9 | 8.9 | 12.2 | 7.2 | 9.4 | -1.1 | 13.3 | 7.2 | 11.7 | 3.3 | 21.7 | 18.9 | 10 | -1.7 | 11.5 | 6.9 | -1.7 | -8.3 | 4.4 | -0.6 | 1.7 | -3.9 | -1.7 | -9.4 | 0 | -5 | -1.6 | -10.9 | -2.8 | -8.3
1 | -1 | 2.8 | -2.2 | 10 | -3.9 | 17.2 | -2.8 | 5.9 | -6.8 | 22.8 | 1.7 | 5 | 3 | 13.3 | 6.7 | 16.1 | 4.4 | 8.3 | 7.8 | 6.7 | 3.9 | 13.3 | 6.7 | 4.5 | -9.6 | 7.6 | -1.2 | 17 | 8 | 23.9 | 20.6 | 12.8 | -5 | 13.9 | 13.3 | 21.7 | 20.6 | 17.2 | 10 | 23.1 | 15.7 | -1.1 | -10 | 5.7 | -0.1 | -1.5 | -5.7 | 15 | 13.9 | 4.4 | -6.1 | 7.8 | 6.1 | 18.3 | 8.9 | 12.2 | 4.9 | 3.9 | -6.7 | -11 | -13 | -9.4 | -16.1 | 3.9 | -16.1 | 3.3 | -5 | 0 | -5 | -2.8 | -4.4 | -8.5 | -14.8 | -7.2 | -15.6 | 7.8 | -5 | 12.8 | 1.7 | 7.8 | -6.1 | 18.1 | 14 | 8.7 | 2.9 | -0.4 | -3.8 | 12.8 | 12.8 | 11.1 | 3.9 | 10 | 3.3 | 5.4 | -3.9 | 1.7 | -6.1 | 6.7 | -2.8 | 6.1 | -8.9 | 10.6 | 6.7 | 7.8 | -3.9 | -1.7 | -12.8 | 2.8 | -6.7 | 3.3 | -6.1 | 3.9 | -9.4 | 10.6 | 10 | 6.5 | 3.7 | -4 | -6 | 3.9 | -1.1 | 11.7 | 0.6 | 8.9 | -7.2 | -2.2 | -8.9 | -10 | -19 | 10 | 8.3 | 9.4 | 8.3 | 5.7 | 2.3 | 2.2 | -6.1 | 11.7 | 10.8 | 10.6 | 10 | 15 | 6.7 | 12.8 | -2.2 | 14.6 | 6 | 12.2 | 4.4 | 22.1 | 18.9 | 13.3 | -1.1 | 12.2 | 8.3 | -1.1 | -8.9 | 5.6 | 1.7 | 5 | -5.6 | -0.4 | -7.9 | 5 | -3.9 | 0 | -10.7 | -1.1 | -8.9
1 | -1 | 3.3 | -2.8 | 12.8 | -3.3 | 18.9 | -2.2 | 9.4 | -10 | 25 | 0.6 | 6 | 4 | 12.9 | 7.8 | 17.2 | 4.4 | 10.6 | 8.3 | 5.6 | 3.9 | 15 | 7.2 | 5.6 | -11.7 | 9.4 | -1.1 | 18 | 9 | 25.6 | 20.6 | 14.4 | -5 | 14.4 | 13.3 | 23.3 | 21.1 | 19.4 | 10.6 | 25 | 15.6 | -1.7 | -10.6 | 7.2 | 0 | -1.3 | -5.4 | 20 | 17.8 | 5.6 | -6.1 | 8.2 | 6 | 21.1 | 10.6 | 12.8 | 4.8 | 5 | -5.6 | -9 | -12 | -8.9 | -14.4 | 5.6 | -15.6 | 5 | -5 | 1.7 | -8.3 | -0.6 | -3.9 | -6.5 | -14.5 | -6.1 | -14.4 | 10 | -3.9 | 12.8 | 1.7 | 10 | -5 | 19.1 | 14 | 10 | 3.9 | 1.1 | -3.9 | 13.3 | 12.9 | 11.7 | 0 | 12.2 | 1.1 | 8.5 | -4.1 | 2.8 | -6.1 | 8.3 | -2.8 | 7.2 | -7.5 | 12.4 | 7.1 | 7.6 | -2.1 | -0.6 | -11 | 3.3 | -6.1 | 5.6 | -5.6 | 5.6 | -7.4 | 13.9 | 13.3 | 6.8 | 3.8 | -4 | -6 | 6.1 | -0.6 | 14.4 | -3.9 | 8.3 | -7.8 | 0 | -7.2 | -10 | -19 | 10.9 | 9.4 | 10 | 8.3 | 8.2 | 2.9 | 5 | -4.4 | 12.8 | 11.6 | 12.2 | 10 | 16.7 | 6.7 | 14.4 | -1.1 | 15.9 | 4.3 | 14.4 | 4.4 | 22.4 | 19 | 15 | -1.7 | 11.7 | 8.9 | 0.6 | -8.3 | 6.7 | 0.6 | 5 | -5.6 | 0.9 | -7 | 9.4 | -3.3 | 1.7 | -12.8 | -0.6 | -7.8
1 | -1 | 3.3 | -2.8 | 14.4 | -3.3 | 20 | -1.1 | 10.3 | -8.8 | 27.2 | -0.6 | 7 | 4 | 12.6 | 9.1 | 16.7 | 4.4 | 12.2 | 7.8 | 6.7 | 3.9 | 15.6 | 7.2 | 7.1 | -9.9 | 10.7 | -2.1 | 21 | 10 | 27.2 | 20.1 | 15.6 | -2.2 | 19.4 | 12.2 | 25 | 21.1 | 19.4 | 10.6 | 25.2 | 15.8 | 0 | -10.6 | 7.8 | 1 | -1.1 | -5.6 | 22.8 | 17.8 | 6.7 | -7.2 | 8.5 | 5.8 | 23.9 | 13.9 | 13.3 | 4.4 | 5.6 | -5 | -7 | -10 | -7.8 | -13.3 | 6.7 | -14.4 | 5.6 | -3.9 | 2.2 | -6.7 | 0.6 | -3.9 | -4.4 | -15.6 | -6.1 | -13.9 | 13.3 | -3.3 | 13.3 | 0 | 11.1 | -3.9 | 20 | 13.3 | 11.7 | 4 | 2.6 | -4.1 | 13.9 | 12.8 | 12.2 | 0.6 | 13.3 | -0.6 | 11.7 | -6.1 | 3.9 | -6.1 | 10.6 | -1.1 | 8.3 | -7.7 | 14.3 | 7.4 | 7.4 | -1.4 | 0.6 | -10.5 | 4.4 | -5.6 | 5.6 | -5 | 7.2 | -7.1 | 18.3 | 17.2 | 7.2 | 3.9 | -3 | -6 | 8.3 | -0.6 | 16.1 | -5 | 8.3 | -7.8 | 1.7 | -8.9 | -10 | -18 | 11.9 | 10.7 | 10 | 8.9 | 10.6 | 2.8 | 7.2 | -5.6 | 13.9 | 12.2 | 14.4 | 9.4 | 17.8 | 6.1 | 16.1 | -2.2 | 17.2 | 1.7 | 14.4 | 5.6 | 22.8 | 18.9 | 16.1 | -2.2 | 11.1 | 9.6 | 2.2 | -9.4 | 7.8 | -0.6 | 5.6 | -5 | 2.2 | -7.2 | 12.2 | -5 | 2.6 | -11.8 | 1.1 | -6.7
1 | 0 | 4.4 | -2.8 | 16.7 | -2.2 | 20.6 | -0.6 | 11.3 | -9.1 | 28.9 | 0 | 7 | 4 | 12.2 | 10 | 16.7 | 5 | 14.4 | 10 | 8.3 | 5 | 15.6 | 8.3 | 8.5 | -9.7 | 12 | -3.7 | 22 | 11 | 28.9 | 19.4 | 17.2 | -3.9 | 22.2 | 10 | 26.7 | 21.1 | 21.1 | 10 | 25.4 | 16 | 0.6 | -10 | 8.3 | 1.9 | -0.7 | -5.1 | 23.3 | 17.2 | 7.8 | -8.9 | 8.9 | 5.6 | 24.4 | 15 | 14.6 | 4 | 5.6 | -6.7 | -6 | -9 | -6.7 | -12.8 | 7.8 | -13.3 | 6.7 | -3.9 | 2.2 | -6.7 | 1.1 | -3.9 | -3.7 | -13.8 | -5.6 | -13.3 | 15.6 | -3.3 | 14.4 | -3.9 | 13.9 | -4.4 | 20.7 | 12.4 | 13.3 | 3.9 | 4.1 | -5 | 14.4 | 12.8 | 13.3 | -0.6 | 14.4 | 1.7 | 13.5 | -5.4 | 4.4 | -5.6 | 12.8 | -3.9 | 9.4 | -8.9 | 16.1 | 7.2 | 7.2 | -0.6 | 1.7 | -11.1 | 6.7 | -8.3 | 6.1 | -5.6 | 8.9 | -7.2 | 21.1 | 19.4 | 7.2 | 4.2 | -3 | -5 | 9.4 | 0.6 | 16.7 | -4.4 | 8.9 | -7.2 | 2.8 | -9.4 | -11 | -14 | 12.8 | 11.7 | 9.4 | 8.9 | 11.3 | 2.9 | 9.4 | -4.4 | 14.8 | 11.2 | 14.4 | 7.2 | 18.3 | 7.2 | 17.2 | -4.4 | 17.9 | 1.8 | 16.1 | 2.2 | 23.7 | 18.8 | 18.9 | -3.3 | 10.6 | 10 | 2.2 | -11.1 | 8.3 | 1.1 | 6.1 | -5.6 | 1.8 | -6 | 15.6 | -5 | 3.5 | -12.3 | 2.2 | -6.7
2 | 0 | 5 | -2.8 | 16.7 | -2.8 | 20.6 | 0.6 | 12.2 | -11.1 | 30.6 | -5.6 | 8 | 3 | 12 | 9.4 | 16.7 | 7.8 | 15.6 | 8.9 | 10.6 | 4.4 | 15.6 | 8.3 | 10 | -11.1 | 13.3 | -6.7 | 22 | 10 | 29.1 | 18.6 | 18.3 | -3.3 | 23.9 | 9.4 | 27.2 | 21.7 | 21.1 | 9.4 | 25.6 | 16.1 | 0.6 | -10 | 8.9 | 2.8 | -0.4 | -5.2 | 24.4 | 16.7 | 8.3 | -10 | 10.2 | 5.8 | 25.6 | 15.6 | 15.9 | 3.7 | 6.1 | -4.4 | -5 | -8 | -5.6 | -13.3 | 8.9 | -13.3 | 7.8 | -3.9 | 2.8 | -5.6 | 1.7 | -4.4 | -2.9 | -13.4 | -4.4 | -13.3 | 17.8 | -3.9 | 14.4 | -7.2 | 15 | -3.9 | 21.5 | 11.6 | 15 | 3.3 | 5.6 | -7.8 | 14.2 | 12.4 | 13.3 | -3.3 | 15.6 | 0.6 | 15.4 | -6.6 | 3.9 | -5 | 14.4 | -6.1 | 9.4 | -8.1 | 17.4 | 5.1 | 7 | -1.9 | 2.4 | -9.6 | 7.2 | -6.7 | 3.3 | -0.6 | 7.4 | -5.3 | 22.2 | 19.4 | 7.2 | 4.3 | -2 | -5 | 11.1 | 0 | 17.2 | -5 | 8.3 | -7.2 | 4.4 | -8.9 | -11 | -15 | 13.5 | 12.3 | 10 | 9.4 | 12.1 | 3.1 | 11.7 | -2.8 | 15.8 | 10.2 | 15.6 | -3.9 | 18.9 | 7.8 | 18.9 | -5 | 18.7 | 2.5 | 15.6 | 2.8 | 24.7 | 18.7 | 19.4 | -2.8 | 9.7 | 9.1 | 3.3 | -10.6 | 7.8 | 0.6 | 6.1 | -5 | 1.5 | -5.6 | 16.7 | -3.9 | 4.4 | -15 | 3.3 | -5.6
2 | 0 | 5 | -2.8 | 16.7 | -2.2 | 20.6 | -1.1 | 11.8 | -8.2 | 31.7 | -4.4 | 8 | 3 | 11.9 | 9 | 16.7 | 8.3 | 15.6 | 8.3 | 11.1 | 4.4 | 15 | 7.8 | 10.4 | -9.8 | 13.7 | -6.8 | 21 | 10 | 29.2 | 17.7 | 18.3 | -2.2 | 23.3 | 8.9 | 23.9 | 21.7 | 21.1 | 9.4 | 25.4 | 16 | 0.6 | -10.6 | 7.8 | 2.7 | 0 | -6.1 | 23.9 | 16.1 | 8.9 | -8.9 | 11.5 | 5.8 | 26.1 | 15.6 | 17.2 | 2.8 | 4.4 | -3.3 | -3 | -7 | -5.6 | -11.7 | 9.4 | -14.4 | 8.3 | -5 | 2.8 | -5.6 | 2.2 | -5.6 | -2.2 | -14.4 | -3.9 | -13.3 | 18.9 | -3.3 | 14.4 | -10 | 16.1 | -4.4 | 22.2 | 10 | 15.4 | 2.6 | 5 | -7.2 | 14.1 | 12.2 | 13.9 | 0.6 | 16.7 | 0.6 | 17.2 | -8.9 | 4.4 | -4.4 | 16.1 | -7.8 | 9.4 | -8.1 | 18.7 | 1.2 | 6.9 | -3.5 | 3.2 | -9.3 | 6.7 | -7.8 | 3.3 | 0 | 5.9 | -4.5 | 22.8 | 18.9 | 7.2 | 4.4 | -2 | -5 | 11.1 | 0 | 17.2 | -4.4 | 6.7 | -4.4 | 5.6 | -10 | -11 | -13 | 14.3 | 12.9 | 10 | 9.4 | 12.8 | 2.8 | 13.3 | -3.3 | 16.7 | 8.3 | 15 | -1.7 | 18.3 | 8.3 | 19.4 | -5.6 | 19.4 | 2.8 | 15 | 3.9 | 25.6 | 18.3 | 19.4 | 2.8 | 8.7 | 8.1 | 4.4 | -10.6 | 6.1 | 1.1 | 6.7 | -5 | 1.1 | -6.1 | 17.2 | -3.3 | 4.4 | -13.3 | 3.9 | -6.1
2 | 0 | 5 | -4.4 | 16.7 | -2.8 | 20.6 | -0.6 | 11.5 | -7 | 32.2 | -4.4 | 9 | 3 | 11.7 | 8.3 | 16.1 | 9.4 | 16.1 | 8.3 | 10 | 3.9 | 14.4 | 8.9 | 10.7 | -10.1 | 14 | -8.2 | 20 | 10 | 29.4 | 16.7 | 19.4 | 0 | 23.3 | 10.6 | 20.6 | 15.6 | 22.2 | 9.4 | 25.2 | 15.8 | 0.6 | -11.1 | 6.7 | 2.6 | -0.2 | -5.5 | 24.4 | 15 | 9.4 | -10 | 12.8 | 5.6 | 25.6 | 17.2 | 16.3 | 1.6 | 4.4 | -5.6 | -3 | -7 | -5.6 | -12.2 | 10 | -13.9 | 8.3 | -5 | 2.2 | -7.2 | 2.2 | -6.1 | -2.4 | -12.4 | -3.9 | -13.3 | 19.4 | -4.4 | 14.4 | -8.3 | 17.2 | -4.4 | 21.1 | 7.7 | 15.7 | 1.8 | 4.5 | -7.6 | 13.9 | 11.7 | 13.9 | -1.1 | 17.2 | -1.1 | 15.9 | -6.8 | 4.4 | -4.4 | 16.7 | -7.2 | 9.4 | -10 | 20 | -4.4 | 6.7 | -6.1 | 3.9 | -10 | 6.1 | -6.1 | 2.8 | 0.6 | 4.4 | -4.4 | 23.9 | 16.1 | 7 | 4.7 | -2 | -5 | 11.7 | -0.6 | 17.2 | -5.6 | 4.4 | -2.2 | 6.1 | -9.4 | -11 | -12 | 15 | 13.3 | 10 | 9.4 | 11.9 | 2.6 | 13.9 | -3.3 | 14.8 | 6.9 | 15 | -1.7 | 18.3 | 7.2 | 20 | -7.2 | 19 | 2.8 | 15.6 | 3.3 | 25.4 | 18.4 | 14.4 | 5 | 7.8 | 7.2 | 4.4 | -9.4 | 3.9 | 1.1 | 6.1 | -5.6 | -0.9 | -6.4 | 17.8 | -3.3 | 4.4 | -12.9 | 4.4 | -6.7
1 | 0 | 5 | -3.9 | 16.7 | -2.8 | 20 | 0 | 11.1 | -6.7 | 31.7 | -6.7 | 8 | 4 | 10.9 | 7.8 | 14.4 | 10.6 | 15 | 7.8 | 10 | 3.3 | 13.3 | 8.3 | 11.1 | -11.7 | 14.4 | -10 | 19 | 10 | 26.8 | 18.1 | 18.9 | 0 | 23.3 | 8.9 | 19.4 | 13.9 | 21.7 | 10 | 25 | 15.6 | 0 | -11.1 | 5.6 | 2.2 | -0.4 | -5.7 | 23.3 | 13.3 | 10 | -7.2 | 11.9 | 5.1 | 24.4 | 17.2 | 15.3 | 0.7 | 2.2 | -3.9 | -4 | -7 | -6.7 | -12.2 | 8.9 | -13.9 | 7.8 | -5.6 | 1.7 | -6.7 | 1.7 | -6.1 | -2.6 | -12 | -3.9 | -13.3 | 18.9 | -4.4 | 13.9 | -10.6 | 17.2 | -5 | 20 | 5.3 | 16.1 | 0.6 | 3.9 | -9.4 | 12.4 | 10.5 | 13.3 | -2.2 | 17.2 | -2.8 | 14.6 | -5.6 | 5 | -5 | 16.7 | -8.3 | 8.5 | -8.4 | 18.7 | -4.2 | 4.8 | -4.7 | 2.2 | -8.9 | 5.6 | -6.1 | 2.2 | 0.6 | 3.5 | -3.7 | 23.3 | 14.4 | 6.9 | 4.9 | -1 | -5 | 10.6 | -1.1 | 16.1 | -5 | 3.3 | -1.1 | 7.2 | -11.1 | -10 | -12 | 15.4 | 14 | 11.7 | 9.4 | 10.9 | 2.2 | 13.9 | -3.3 | 13 | 5.4 | 15 | -2.2 | 17.8 | 7.8 | 19.4 | -8.3 | 18.7 | 2.9 | 14.4 | 3.3 | 25.2 | 18.4 | 11.7 | 3.9 | 7.4 | 5.7 | 5.6 | -8.9 | 5.6 | -1.1 | 5.6 | -5 | -3 | -7.7 | 16.7 | -2.2 | 4.4 | -14.4 | 3.9 | -6.1
1 | 0 | 3.9 | -4.4 | 16.1 | -2.8 | 16.7 | 2.8 | 9.3 | -6.2 | 30.6 | -3.9 | 7 | 4 | 10.2 | 7.3 | 13.9 | 10.6 | 12.8 | 7.2 | 8.9 | 2.8 | 11.7 | 8.3 | 7.8 | -8.1 | 12.4 | -8.8 | 18 | 10 | 24.3 | 18.7 | 18.3 | -0.6 | 22.2 | 9.4 | 19.4 | 14.4 | 21.1 | 9.4 | 24.3 | 15.8 | -0.6 | -10.6 | 4.8 | 1.5 | -0.6 | -6.7 | 21.7 | 12.8 | 9.4 | -7.2 | 10.9 | 4.6 | 22.8 | 17.8 | 14.4 | -0.6 | 2.2 | -3.3 | -5 | -7 | -7.2 | -12.8 | 7.8 | -14.4 | 6.7 | -5.6 | 1.1 | -5.6 | 1.7 | -5.6 | -2.8 | -12.8 | -5 | -13.9 | 16.7 | -5.6 | 11.7 | -10.6 | 16.1 | -5.6 | 18.9 | 2.8 | 14.8 | 1 | 2.2 | -5.4 | 10.9 | 9 | 10.6 | -2.2 | 15.6 | -2.2 | 13.3 | -6.1 | 5 | -5 | 13.9 | -8.3 | 7.6 | -8.3 | 17.4 | -4.5 | 3 | -4.3 | 0.6 | -9.1 | 5 | -4.4 | 2.2 | 1.1 | 2.6 | -3.5 | 21.1 | 13.9 | 6.7 | 5 | -2 | -3 | 10.6 | -1.7 | 14.4 | -5 | 2.8 | -1.7 | 6.1 | -10 | -10 | -12 | 15.7 | 14.4 | 10 | 9.4 | 10 | 1.7 | 13.3 | -3.3 | 11.1 | 3.9 | 14.4 | -1.7 | 16.7 | 8.3 | 17.2 | -8.9 | 18.3 | 2.8 | 13.9 | 4.4 | 25 | 18.3 | 11.7 | 4.4 | 7.1 | 4.1 | 3.9 | -8.3 | 5 | -0.6 | 5 | -5 | -5 | -9.4 | 16.1 | -2.8 | 3.5 | -12.3 | 3.3 | -5.6
1 | 0 | 3.3 | -4.4 | 11.7 | -1.1 | 14.4 | 2.8 | 7.4 | -6.9 | 28.9 | -1.7 | 7 | 4 | 9.4 | 6.7 | 12.8 | 11.1 | 11.1 | 7.2 | 8.3 | 3.3 | 10.6 | 8.3 | 4.4 | -7.1 | 10.3 | -8.3 | 17 | 10 | 21.7 | 18.9 | 17.8 | 0.6 | 18.9 | 10.6 | 19.4 | 14.4 | 20 | 9.4 | 23.5 | 16.1 | -2.2 | -10.6 | 4.1 | 0.8 | -1.1 | -6 | 19.4 | 12.8 | 4.4 | -5 | 10 | 3.9 | 20 | 17.8 | 13.7 | -0.6 | 1.7 | -11.1 | -5 | -7 | -10.6 | -14.4 | 5.6 | -13.3 | 4.4 | -4.4 | 0.6 | -6.7 | -0.6 | -5.6 | -4.5 | -12.2 | -6.1 | -13.3 | 11.1 | -3.9 | 10 | -9.4 | 13.9 | -0.6 | 15.9 | 4.9 | 13.5 | 1.2 | 0.6 | -3.9 | 9.4 | 7.8 | 6.1 | 1.7 | 12.8 | -0.6 | 10.3 | -4.3 | 2.8 | -3.9 | 12.8 | -8.3 | 6.7 | -9.4 | 16.1 | -5.6 | 1.1 | -5 | -1.1 | -10.6 | 5 | -3.9 | 2.2 | 1.1 | 1.7 | -3.9 | 20 | 12.2 | 6.5 | 5 | -2 | -8 | 8.3 | -1.7 | 12.2 | -4.4 | 2.8 | -1.1 | 3.3 | -8.9 | -10 | -12 | 16.1 | 15 | 9.4 | 9.4 | 8.3 | 2.1 | 11.7 | -2.2 | 10.5 | 3.3 | 12.2 | -2.2 | 15.6 | 8.9 | 15.6 | -7.8 | 17.6 | 3.1 | 13.3 | 4.4 | 24.1 | 18.5 | 10.6 | 3.9 | 6.7 | 2.2 | 2.8 | -8.3 | 3.9 | -0.6 | 4.4 | -4.4 | -6.1 | -11 | 15.6 | -3.3 | 2.6 | -12.2 | 0.6 | -5.6
1 | 0 | 2.8 | -5.6 | 13.3 | 0.6 | 13.9 | 2.2 | 5.6 | -8.3 | 27.8 | -2.2 | 6 | 4 | 9 | 5.9 | 14.4 | 11.1 | 10 | 7.2 | 8.3 | 2.8 | 9.4 | 7.8 | 1.1 | -8.3 | 8.3 | -9.4 | 17 | 10 | 21.1 | 18.9 | 16.7 | 1.1 | 16.1 | 9.4 | 17.8 | 14.4 | 20 | 9.4 | 22.8 | 16.1 | -2.8 | -10.6 | 3.3 | 0 | -1.7 | -6.4 | 16.7 | 12.8 | 3.9 | -5 | 9.1 | 4.7 | 19.4 | 18.3 | 12.9 | -0.6 | 0 | -12.2 | -6 | -8 | -12.2 | -15.6 | 3.3 | -8.3 | 1.7 | -5 | 0.6 | -6.7 | -1.7 | -6.1 | -6.1 | -12.9 | -6.7 | -13.9 | 10 | -3.9 | 8.3 | -9.4 | 12.8 | -1.1 | 13 | 6.2 | 12.2 | 1.1 | -1.1 | -3.3 | 8.5 | 7.1 | 4.4 | 1.1 | 8.3 | 3.3 | 7.4 | -3.9 | 2.2 | -3.3 | 10.6 | -8.3 | 6.3 | -8.2 | 15.5 | -3 | 1.1 | -4.6 | -2.4 | -9.6 | 5.6 | -3.9 | 2.8 | 1.7 | 1.7 | -3.2 | 18.3 | 11.7 | 6.3 | 5.1 | -3 | -9 | 6.1 | 0 | 11.1 | -4.4 | 2.8 | -0.6 | 2.2 | -10 | -10 | -11 | 16.1 | 15 | 9.4 | 8.9 | 6.7 | 2.4 | 10 | -1.7 | 10 | 2.8 | 9.4 | -2.2 | 14.4 | 10 | 10.6 | -6.1 | 16.8 | 2.8 | 12.8 | 5.6 | 23.1 | 18.4 | 8.9 | 5.6 | 5.8 | 0.3 | 2.2 | -7.8 | 3.9 | 0 | 3.3 | -4.4 | -7.2 | -13.1 | 13.9 | -2.8 | 1.7 | -13.3 | -1.1 | -5.6
1 | -1 | 2.2 | -6.1 | 10 | 0 | 12.8 | 2.2 | 3.4 | -7.1 | 22.8 | -1.1 | 6 | 4 | 8.7 | 5.3 | 14.4 | 3.3 | 8.9 | 6.7 | 7.8 | 3.3 | 9.4 | 7.8 | 1.8 | -6.9 | 7.9 | -8.8 | 17 | 8 | 20.6 | 18.9 | 16.1 | 1.1 | 13.9 | 9.4 | 17.8 | 12.8 | 18.9 | 9.4 | 22.6 | 16.4 | -3.3 | -10.6 | 2.8 | -0.6 | -2.2 | -7.2 | 15.6 | 12.2 | 1.1 | -5 | 8.1 | 5.1 | 18.9 | 18.3 | 12.2 | -1.1 | -1.7 | -12.2 | -7 | -8 | -12.8 | -16.7 | 2.8 | -7.2 | 0.6 | -5.6 | 0 | -7.2 | -2.2 | -6.1 | -7.8 | -14.4 | -7.2 | -13.3 | 9.4 | -3.9 | 7.8 | -8.9 | 11.7 | -1.1 | 10 | 6.1 | 11.7 | 1.3 | -1.3 | -3.5 | 7.6 | 6.7 | 4.4 | 1.1 | 9.4 | 1.1 | 4.4 | -5 | -0.6 | -4.4 | 8.3 | -8.3 | 6 | -8.4 | 15 | -1 | 1.1 | -4.7 | -3.7 | -9.6 | 5 | -1.1 | 3.3 | 1.7 | 1.7 | -3.2 | 16.1 | 10.6 | 6.1 | 5 | -5 | -8 | 5 | 0 | 10.6 | -5.6 | 3.3 | 0 | 1.7 | -9.4 | -10 | -11 | 16.1 | 15 | 9.4 | 8.3 | 5 | 2.2 | 7.8 | 0 | 9.4 | 2.2 | 7.8 | -1.1 | 15 | 10 | 12.2 | -7.8 | 16.1 | 2.8 | 12.8 | 6.1 | 22.2 | 18.3 | 8.9 | 4.4 | 4.8 | -1.4 | 2.8 | -8.3 | 2.8 | 0 | 2.2 | -4.4 | -8.3 | -16.1 | 12.8 | -2.8 | 1.5 | -12 | -1.1 | -5.6
1 | -1 | 1.7 | -6.1 | 7.8 | 0.6 | 12.8 | 0.6 | 1.1 | -7.5 | 20.6 | -0.6 | 5 | 4 | 8.3 | 4.4 | 13.9 | 2.8 | 8.3 | 6.1 | 7.8 | 2.8 | 8.9 | 6.6 | 2.6 | -6.7 | 7.6 | -8.7 | 16 | 8 | 20 | 18.9 | 15.6 | 1.7 | 11.7 | 8.9 | 17.2 | 12.2 | 18.9 | 8.9 | 22.4 | 16.5 | -3.3 | -10 | 2.2 | -1.2 | -2.8 | -6.5 | 13.9 | 11.7 | 0.6 | -6.1 | 7.2 | 5.6 | 18.9 | 17.8 | 10.7 | -0.1 | -2.8 | -10.6 | -7 | -8 | -13.3 | -18.3 | 2.8 | -8.3 | 0 | -5.6 | -0.6 | -6.1 | -2.8 | -6.1 | -9.1 | -14.2 | -6.1 | -12.2 | 10 | -3.9 | 5 | -5.6 | 10 | -1.7 | 8.7 | 5.6 | 11.1 | 1.6 | -1.5 | -4.1 | 6.7 | 6.1 | 3.9 | 1.1 | 8.9 | 0.6 | 5 | -4.8 | -1.1 | -5 | 8.3 | -11.1 | 5.6 | -9.4 | 14.4 | 0 | 1.1 | -5.6 | -5 | -10.6 | 4.4 | -0.6 | 3.3 | 1.7 | 1.7 | -3.3 | 14.4 | 9.4 | 6.3 | 5.4 | -5 | -11 | 3.9 | 0 | 9.4 | -4.4 | 3.3 | 0 | 1.7 | -10 | -10 | -11 | 16.1 | 15 | 8.9 | 7.8 | 4.4 | 1.9 | 6.7 | 0 | 7.6 | 2.5 | 9.4 | 0 | 15 | 10 | 11.1 | -6.7 | 15.9 | 3.4 | 12.2 | 6.1 | 21.7 | 18.1 | 8.9 | 4.4 | 3.9 | -3.9 | 2.2 | -8.3 | 2.2 | 0 | 1.1 | -4.4 | -9.1 | -15.7 | 12.8 | -3.3 | 1.3 | -12.1 | -1.1 | -6.7
0 | -3 | 1.7 | -6.1 | 12.2 | 2.8 | 9.4 | 3.3 | -1.1 | -8.9 | 20.6 | 0 | 4 | 3 | 7.8 | 4.6 | 12.8 | 9.4 | 7.2 | 5.6 | 7.8 | 2.8 | 8.3 | 6.1 | 3.3 | -7.2 | 7.2 | -10 | 16 | 8 | 20.2 | 18.7 | 15.6 | 1.7 | 10.6 | 8.9 | 16.7 | 12.2 | 17.8 | 10 | 22.2 | 16.7 | -3.3 | -9.4 | 1.7 | -2.2 | -3.3 | -6.4 | 11.1 | 8.3 | 0.6 | -4.4 | 7 | 5.5 | 17.8 | 17.2 | 9.3 | 0.5 | -2.8 | -11.7 | -7 | -9 | -13.9 | -18.9 | 1.7 | -6.1 | -1.1 | -5.6 | -1.1 | -6.7 | -3.3 | -6.7 | -10.4 | -15 | -7.2 | -12.2 | 10 | -3.9 | 6.1 | -5 | 9.4 | -1.7 | 7.4 | 5.1 | 10.6 | 1.7 | -1.7 | -5 | 6.5 | 6.1 | 4.4 | 1.1 | 8.3 | 1.1 | 5.5 | -5.1 | 0.6 | -3.3 | 5.6 | -7.8 | 4.8 | -7.7 | 13.3 | 0.6 | 0.5 | -5.3 | -5.4 | -10 | 4.4 | 0 | 3.3 | 1.7 | 2.4 | -4.2 | 13.9 | 10 | 6.5 | 5.8 | -5 | -12 | 2.2 | -1.1 | 7.2 | -2.2 | 3.3 | 0 | 0.6 | -9.4 | -10 | -11 | 14.8 | 13.5 | 8.3 | 7.8 | 3.9 | 1.9 | 6.7 | -0.6 | 5.7 | 2.5 | 8.9 | 1.7 | 15.6 | 10 | 10 | -7.2 | 15.8 | 3.6 | 11.7 | 7.8 | 21.1 | 17.5 | 8.9 | 4.4 | 3.7 | -3.4 | 2.2 | -7.8 | 2.8 | 0 | 1.1 | -4.4 | -9.8 | -16.2 | 11.7 | -2.8 | 1.1 | -13.9 | -1.7 | -8.3
0 | -3 | 1.1 | -6.1 | 12.2 | 1.7 | 9.4 | 2.8 | -1.3 | -7.9 | 19.4 | 0 | 3 | 2 | 7.2 | 4.5 | 12.2 | 10 | 7.2 | 5 | 7.8 | 2.8 | 7.8 | 5.1 | 3.3 | -6.7 | 5.9 | -7.5 | 14 | 8 | 20.4 | 18.5 | 15 | 5 | 9.4 | 8.3 | 16.1 | 11.7 | 17.2 | 10.6 | 21.7 | 16.5 | -2.8 | -8.9 | 1.7 | -2.3 | -3.9 | -6.7 | 10.6 | 7.2 | 2.2 | -6.1 | 6.9 | 5.7 | 18.9 | 17.8 | 7.8 | 0.6 | -4.4 | -15 | -7 | -9 | -14.5 | -18.5 | 1.7 | -6.1 | -0.6 | -5 | -2.2 | -8.3 | -4.4 | -6.7 | -11.7 | -16.1 | -6.7 | -12.2 | 10.6 | -3.3 | 3.9 | -5 | 9.4 | -1.1 | 6.1 | 4.4 | 10.2 | 1.8 | -2.4 | -5.3 | 6.3 | 6.2 | 3.9 | 1.1 | 7.8 | 0 | 6.1 | -6.7 | -0.6 | -3.9 | 7.8 | -8.9 | 4.1 | -7.4 | 12.2 | 0.9 | 0 | -5.5 | -5.7 | -9.9 | 4.4 | 0.6 | 2.8 | 2.2 | 3.2 | -5.7 | 13.3 | 10.6 | 6.7 | 6.1 | -6 | -11 | 2.2 | -0.6 | 7.2 | 0.6 | 2.8 | 0 | 0.6 | -9.4 | -9 | -11 | 13.5 | 12.1 | 7.8 | 7.2 | 3.3 | 1.7 | 4.4 | 0 | 3.9 | 2.2 | 8.9 | 0 | 15.6 | 11.1 | 10.6 | -7.8 | 15.6 | 3.9 | 11.1 | 8.9 | 20.6 | 17.2 | 6.7 | 4.4 | 3.5 | -3.3 | 2.2 | -7.8 | 2.8 | 0 | 0.6 | -4.4 | -10.6 | -17.2 | 10.6 | -3.3 | 0.4 | -10.9 | -1.1 | -11.1
0 | -2 | 1.1 | -6.1 | 11.7 | 1.7 | 11.1 | 1.1 | -1.5 | -8.1 | 18.3 | 0.6 | 3 | 2 | 6.7 | 4.4 | 11.7 | 9.4 | 6.7 | 5 | 7.2 | 5 | 6.7 | 4.4 | 3.3 | -6.9 | 4.6 | -6.7 | 13 | 8 | 20.6 | 18.3 | 15 | 6.1 | 8.3 | 7.8 | 14.4 | 10 | 12.2 | 6.1 | 21.1 | 15.9 | -2.8 | -7.8 | 1.7 | -2.8 | -4.1 | -6.4 | 9.4 | 6.7 | 1.1 | -6.1 | 6.7 | 5.6 | 18.3 | 17.8 | 7.2 | 1.1 | -6.1 | -15.6 | -11 | -12 | -15 | -18.5 | 1.7 | -6.1 | -0.6 | -5 | -2.8 | -8.9 | -5.6 | -7.2 | -12.6 | -16.2 | -6.7 | -11.7 | 10 | -1.7 | 4.4 | -6.1 | 8.9 | -1.1 | 5.5 | 4 | 9.8 | 1.7 | -3.2 | -6.1 | 6.1 | 6.1 | 4.4 | 2.2 | 6.7 | 0 | 5.2 | -6.2 | 0.6 | -3.3 | 7.2 | -8.9 | 3.3 | -7.8 | 11.1 | 1.1 | -0.6 | -6.7 | -6.1 | -10.6 | 3.9 | 0.6 | 2.8 | 2.2 | 3.9 | -8.9 | 11.1 | 8.9 | 6.9 | 6.3 | -6 | -11 | 1.1 | -1.7 | 5 | 0.6 | 2.2 | -0.6 | -1.1 | -9.4 | -10 | -11 | 12.2 | 10.6 | 7.8 | 6.7 | 2.2 | 0.7 | 2.8 | 0 | 3.5 | 1.9 | 8.3 | 2.2 | 15.6 | 11.1 | 9.4 | -6.7 | 16 | 5 | 11.7 | 9.4 | 20.4 | 17.1 | 6.1 | 2.8 | 3.3 | -3.9 | 2.8 | -7.8 | 2.8 | 0 | 0.6 | -4.4 | -11.5 | -17.1 | 9.4 | -2.8 | -0.4 | -10.2 | -1.7 | -8.3
-1 | -2 | 1.1 | -6.1 | 10.6 | -1.1 | 10 | 1.7 | -1.7 | -8.9 | 17.2 | 1.7 | 2 | 2 | 6.5 | 4.7 | 12.2 | 8.3 | 5.6 | 4.4 | 6.7 | 2.8 | 4.4 | 3.9 | 3.3 | -8.3 | 3.3 | -6.7 | 13 | 8 | 20.4 | 18.2 | 14.4 | 5.6 | 7.8 | 7.2 | 13.9 | 7.8 | 10 | 4.4 | 20.6 | 15.6 | -2.8 | -8.9 | 1.7 | -3.9 | -4.2 | -6.4 | 9.4 | 6.1 | 1.1 | -6.7 | 6.3 | 5.1 | 18.3 | 17.8 | 6.7 | 1.4 | -6.7 | -15.6 | -11 | -13 | -15.6 | -18.7 | 1.1 | -6.1 | -1.1 | -3.9 | -3.3 | -9.4 | -5.6 | -8.3 | -13.5 | -16.8 | -6.7 | -11.7 | 9.4 | -1.1 | 6.7 | -8.3 | 10 | -1.1 | 5 | 3.7 | 9.4 | 1.7 | -3.9 | -7.2 | 5.9 | 5.8 | 3.9 | 2.2 | 6.1 | 0.6 | 4.2 | -6.4 | 0 | -3.3 | 6.7 | -7.8 | 1.5 | -6.5 | 10.4 | 1.5 | -0.4 | -5.9 | -6.8 | -10.2 | 4.4 | 1.1 | 2.8 | 2.8 | 3 | -7.7 | 9.4 | 7.2 | 7 | 6.4 | -6 | -10 | 2.2 | -1.1 | 3.3 | 0 | 3.3 | -0.6 | -1.1 | -8.9 | -10 | -11 | 11.5 | 9.8 | 7.8 | 6.7 | 1.1 | -0.2 | 2.8 | 0 | 3.2 | 1.6 | 7.8 | 2.2 | 15.6 | 11.1 | 8.9 | -6.1 | 16.3 | 5.9 | 11.7 | 10 | 20.2 | 16.9 | 5.6 | 2.8 | 2.9 | -3.4 | 3.3 | -6.7 | 2.8 | 0.6 | -1.1 | -5.6 | -12.4 | -17.7 | 9.4 | -3.3 | -1.1 | -10.6 | -2.8 | -8.3
-1 | -2 | 0.6 | -6.1 | 10 | -0.6 | 10.6 | 1.1 | -2.2 | -7.6 | 16.7 | 1.7 | 2 | 1 | 6.3 | 5 | 11.7 | 7.2 | 5.6 | 5 | 6.1 | 2.2 | 2.8 | 2.8 | 2.4 | -6.9 | 4.1 | -6.5 | 12 | 8 | 20.2 | 18 | 14.4 | 5 | 7.2 | 6.7 | 13.3 | 7.2 | 8.3 | 3.9 | 20.8 | 16.4 | -2.8 | -8.9 | 1.3 | -3.1 | -4.4 | -6.7 | 10 | 6.7 | -0.6 | -5.6 | 6 | 4.5 | 17.8 | 17.2 | 6.1 | 1.7 | -7.2 | -16.1 | -11 | -13 | -16.1 | -18.9 | 1.7 | -7.2 | -1.1 | -4.4 | -3.9 | -8.3 | -7.8 | -9.4 | -14.4 | -17.8 | -7.2 | -11.7 | 10 | -0.6 | 7.2 | -8.3 | 10 | -1.1 | 4.4 | 3.3 | 9.2 | 1.6 | -4.3 | -7.5 | 5.8 | 5.4 | 4.4 | 2.2 | 5.6 | 0 | 3.3 | -7.8 | -0.6 | -3.3 | 7.2 | -6.1 | -0.4 | -6.3 | 9.6 | 2 | -0.2 | -5.9 | -7.6 | -10.6 | 4.4 | 1.7 | 3.3 | 2.8 | 2 | -7.7 | 8.9 | 6.1 | 7.2 | 6.7 | -7 | -10 | 2.2 | -0.6 | 4.4 | -0.6 | 2.8 | 0 | -1.7 | -8.9 | -10 | -11 | 10.7 | 8.7 | 7.8 | 6.7 | 0 | -1.1 | 2.8 | -0.6 | 2.8 | 1.1 | 6.7 | 2.2 | 15.6 | 12.2 | 8.3 | -6.7 | 16.7 | 6.7 | 12.2 | 10 | 20 | 16.7 | 6.7 | 2.2 | 2.6 | -3.7 | 2.8 | -6.1 | 2.8 | -0.6 | -0.6 | -5 | -13.3 | -18.9 | 7.8 | -2.8 | -1.3 | -9.4 | -3.9 | -7.8
-1 | -2 | 0.6 | -6.1 | 10 | -0.6 | 8.9 | 2.2 | -2.8 | -7.5 | 15.6 | 1.7 | 2 | 2 | 6.1 | 5 | 11.7 | 7.2 | 7.2 | 6.1 | 6.1 | 2.8 | 1.7 | 1.7 | 1.5 | -6.9 | 4.8 | -7.1 | 12 | 8 | 20 | 17.8 | 14.4 | 4.4 | 6.7 | 6.1 | 12.8 | 5.6 | 7.2 | 2.8 | 20.9 | 16.9 | -2.8 | -8.3 | 1 | -3.1 | -4.8 | -6.8 | 9.4 | 6.7 | -1.7 | -6.1 | 5.6 | 3.9 | 17.8 | 17.2 | 6.3 | 1.8 | -7.8 | -16.1 | -11 | -13 | -16.7 | -19 | 1.7 | -6.1 | -1.1 | -3.9 | -4.4 | -8.9 | -8.3 | -9.4 | -15 | -17.8 | -6.7 | -11.7 | 10 | -0.6 | 6.7 | -8.3 | 10 | -1.1 | 4 | 3.3 | 9.1 | 1.5 | -4.6 | -8.2 | 5.6 | 5 | 3.9 | 2.2 | 4.4 | 1.7 | 2.6 | -6.7 | -1.7 | -4.4 | 6.1 | -4.4 | -2.2 | -7.2 | 8.9 | 2.2 | 0 | -6.7 | -8.3 | -11.1 | 3.3 | 1.1 | 2.8 | 2.8 | 1.1 | -8.9 | 8.3 | 6.1 | 7.4 | 6.7 | -8 | -12 | 2.2 | -0.6 | 5 | -2.8 | 2.8 | 0 | -1.1 | -8.9 | -10 | -11 | 10 | 7.8 | 7.8 | 6.7 | 0 | -1 | 0 | -0.6 | 1.7 | 0.2 | 5.6 | 2.2 | 15.6 | 11.7 | 12.8 | -9.4 | 16.7 | 10.1 | 12.8 | 10.6 | 19.8 | 16.9 | 6.7 | 2.2 | 2.2 | -4.4 | -1.7 | -2.8 | 2.2 | -0.6 | -0.6 | -4.4 | -13.7 | -18.5 | 6.7 | -1.7 | -1.5 | -9.1 | -3.9 | -9.4
-1 | -2 | 0 | -5.6 | 8.3 | 2.2 | 8.3 | 2.2 | -3.3 | -7.8 | 13.3 | 1.7 | 3 | 3 | 6.1 | 4.9 | 10.6 | 7.2 | 7.2 | 6.1 | 4.4 | 2.2 | 1.7 | 1.7 | 0.6 | -7.8 | 5.6 | -8.9 | 12 | 7 | 20 | 18.2 | 13.3 | 4.4 | 6.1 | 5 | 12.2 | 3.9 | 6.7 | 2.2 | 21.1 | 17.8 | -2.8 | -8.3 | 0.6 | -3.3 | -5.2 | -7.2 | 8.3 | 6.1 | -0.6 | -6.1 | 5 | 3.3 | 17.8 | 17.2 | 6.5 | 2.2 | -8.3 | -17.2 | -11 | -13 | -17.2 | -19.4 | 1.7 | -5 | -0.6 | -3.9 | -5 | -11.7 | -8.3 | -9.4 | -15.5 | -18.1 | -6.1 | -10 | 10.6 | -0.6 | 6.7 | -8.3 | 10 | -1.1 | 3.7 | 3.3 | 8.9 | 1.1 | -5 | -9.4 | 5.6 | 5 | 4.4 | 3.9 | 5 | 1.1 | 1.8 | -6.9 | -1.7 | -4.4 | 3.9 | -3.9 | -3.3 | -8.5 | 9.5 | 1.6 | -0.7 | -6.3 | -8.7 | -11.2 | 3.3 | 2.2 | 3.3 | 2.8 | 0.9 | -7.9 | 8.3 | 6.1 | 7.6 | 6.7 | -10 | -13 | 2.2 | 0 | 0.6 | -1.7 | 3.3 | 0.6 | -2.2 | -8.9 | -10 | -12 | 9.4 | 7 | 7.2 | 6.1 | 0 | -1 | 0 | -0.6 | 0.5 | -0.7 | 4.4 | 1.1 | 15.6 | 11.7 | 12.8 | -10.6 | 16.7 | 12.7 | 13.3 | 11.1 | 19.6 | 17 | 5.6 | 2.2 | 2 | -4.6 | -2.2 | -5.6 | 2.2 | -1.1 | -0.6 | -5 | -14 | -18.6 | 5 | -3.3 | -1.7 | -10 | -3.9 | -11.1
-1 | -2 | 0 | -6.1 | 8.3 | 2.2 | 8.3 | 1.7 | -2.6 | -6.6 | 15.6 | 1.1 | 2 | 2 | 6.1 | 4.6 | 8.9 | 6.1 | 7.2 | 6.1 | 4.4 | 2.8 | 2.2 | 1.7 | 3.2 | -6.2 | 4.8 | -8.7 | 11 | 7 | 20 | 18.5 | 13.3 | 4.4 | 6.1 | 5.6 | 11.7 | 4.4 | 6.1 | 1.1 | 21.5 | 17.5 | -3.3 | -7.8 | 0.4 | -2.3 | -5.6 | -7.8 | 7.2 | 5 | -0.6 | -6.1 | 4.5 | 2.8 | 17.8 | 17.2 | 6.7 | 2.2 | -8.3 | -17.2 | -11 | -12 | -17.2 | -20.6 | 2.8 | -10 | -1.1 | -3.9 | -5 | -12.2 | -7.8 | -9.4 | -16.1 | -18.9 | -7.2 | -10 | 10.6 | -0.6 | 6.7 | -7.8 | 10.6 | -1.7 | 3.3 | 3.3 | 8.9 | 1.3 | -3.9 | -8 | 5.6 | 5 | 4.4 | 3.3 | 4.4 | 0 | 1.1 | -7.8 | -2.8 | -5 | 3.3 | -3.9 | -4.5 | -10.4 | 10 | 0.6 | -1.5 | -6.9 | -9 | -11.5 | 3.3 | 2.2 | 3.3 | 2.8 | 0.8 | -7.7 | 8.3 | 6.1 | 7.8 | 6.7 | -10 | -13 | 2.8 | 0 | 2.2 | 0.6 | 3.3 | 1.1 | -2.2 | -8.9 | -10 | -12 | 8.9 | 6.4 | 7.8 | 6.1 | 0 | -1.1 | -0.6 | -0.6 | -0.6 | -1.7 | 1.7 | -1.1 | 15.6 | 12.2 | 11.1 | -10.6 | 16.7 | 15 | 13.9 | 11.7 | 19.4 | 17.2 | 2.8 | 0.6 | 1.9 | -5.1 | -2.8 | -7.8 | 2.2 | -1.1 | -1.1 | -4.4 | -14.4 | -19.4 | 4.4 | -4.4 | -1.7 | -9.1 | -4.4 | -10
-2 | -3 | 0 | -6.1 | 8.3 | 2.2 | 7.8 | 3.3 | -1.8 | -6 | 14.4 | 1.1 | 2 | 2 | 6.1 | 4.4 | 10.6 | 5.6 | 8.3 | 6.7 | 4.4 | 2.8 | 4.4 | 3.3 | 5.7 | -6.1 | 4.1 | -8.9 | 12 | 7 | 20 | 18.9 | 13.3 | 3.9 | 5.6 | 5 | 10.6 | 4.4 | 5.6 | 1.1 | 21.8 | 17.4 | -3.3 | -6.7 | 0.2 | -1.9 | -3.7 | -6.9 | 7.2 | 5 | -0.6 | -6.1 | 3.9 | 2.2 | 18.3 | 17.2 | 8.7 | 2.3 | -8.9 | -17.2 | -10 | -11 | -16.7 | -21.1 | 2.8 | -9.4 | -2.2 | -3.9 | -6.1 | -10.6 | -10.6 | -11.7 | -13.1 | -16.4 | -6.1 | -9.4 | 11.1 | 0 | 6.7 | -6.7 | 11.1 | -2.2 | 7.8 | 5.8 | 8.9 | 1.3 | -2.8 | -7 | 5.6 | 5 | 5 | 3.9 | 4.4 | 0 | 1.5 | -6 | -1.7 | -4.4 | 2.8 | -4.4 | -5.6 | -13.3 | 10.6 | -0.6 | -2.2 | -8.3 | -9.4 | -12.2 | 2.8 | 2.2 | 2.8 | 2.8 | 0.6 | -8.9 | 7.8 | 5.6 | 8 | 7 | -11 | -15 | 3.3 | 0.6 | 1.1 | -0.6 | 3.3 | 1.1 | -3.3 | -8.9 | -10 | -12 | 8.3 | 5.6 | 7.2 | 5.6 | 1.7 | 0.1 | -0.6 | -1.1 | 2.9 | 0.6 | 3.3 | 2.8 | 16.1 | 12.2 | 10 | -5.6 | 17.6 | 16.1 | 14.4 | 11.7 | 16.8 | 12.2 | 3.3 | 1.7 | 1.7 | -6.7 | -3.3 | -8.3 | 1.7 | -1.7 | 1.1 | -4.4 | -13.3 | -18.4 | 2.8 | -5 | -1.7 | -9.1 | -5 | -11.7
-2 | -3 | -1.1 | -6.1 | 11.1 | 4.4 | 11.1 | 2.2 | -1.1 | -6.1 | 17.2 | 1.1 | 3 | 3 | 8 | 5 | 12.8 | 6.7 | 9.4 | 6.7 | 7.8 | 3.9 | 10 | 7.2 | 8.3 | -7.2 | 3.3 | -10.6 | 14 | 8 | 19.8 | 18.3 | 14.4 | -2.2 | 9.4 | 8.3 | 11.1 | 2.8 | 6.1 | 0.6 | 22.2 | 17.2 | -2.8 | -6.7 | 0 | -1.7 | -1.9 | -6.3 | 7.2 | 4.4 | 1.7 | -4.4 | 3.5 | 2.2 | 18.9 | 18.3 | 10.8 | 2.1 | -8.3 | -19.4 | -9 | -11 | -14.4 | -19.4 | 2.8 | -11.1 | 1.1 | -2.2 | -6.1 | -8.9 | -8.3 | -9.4 | -10.2 | -14.1 | -3.9 | -8.3 | 12.8 | -1.7 | 7.8 | -6.7 | 12.8 | -2.2 | 12.2 | 7.5 | 8.9 | 1.1 | -1.7 | -6.7 | 6.1 | 4.9 | 10.6 | 9.4 | 6.7 | 0.6 | 1.8 | -5.6 | 0.6 | -3.3 | 2.8 | -7.2 | -5 | -13.5 | 13 | -1.2 | -0.2 | -6.6 | -5.7 | -9.8 | 3.3 | 2.2 | 3.9 | 3.9 | 3.9 | -6.2 | 7.2 | 5.6 | 8.1 | 7.1 | -11 | -14 | 3.9 | 0.6 | 4.4 | 1.1 | 3.9 | 1.1 | -0.6 | -6.1 | -10 | -12 | 9.1 | 5.9 | 7.2 | 6.1 | 3.3 | 1 | 0 | 0 | 6.5 | 2.9 | 4.4 | 3.3 | 17.2 | 12.8 | 10.6 | -3.9 | 18.5 | 17.2 | 15 | 11.7 | 14.3 | 7.2 | 5 | 2.8 | 2.8 | -5.4 | -3.3 | -8.9 | 3.3 | -1.1 | 2.2 | -4.4 | -12.2 | -18.3 | 3.3 | -5 | -1.7 | -10 | -3.9 | -9.4
-2 | -2 | -1.7 | -6.1 | 14.4 | 5.6 | 13.9 | 1.1 | 3.7 | -4.6 | 22.8 | 1.7 | 4 | 4 | 9.8 | 5.4 | 14.4 | 8.9 | 10.6 | 7.8 | 9.4 | 2.2 | 12.8 | 7.8 | 11.1 | -6 | 4.2 | -9.5 | 17 | 10 | 19.6 | 17.8 | 16.7 | 3.3 | 17.2 | 10 | 10.6 | 0.6 | 7.2 | 1.1 | 22.9 | 17.6 | -0.6 | -6.1 | 1.3 | -1 | 0 | -6.7 | 6.7 | 3.9 | 5 | -2.8 | 3.2 | 2.3 | 19.4 | 18.9 | 12.8 | 1.1 | -7.8 | -17.8 | -8 | -10 | -12.8 | -19.4 | 2.8 | -11.1 | 4.4 | -0.6 | -5 | -11.1 | -3.3 | -6.1 | -7.2 | -12.8 | -1.7 | -6.7 | 16.1 | 4.4 | 8.9 | -6.7 | 15.6 | -1.7 | 16.7 | 8.9 | 10.2 | 0.5 | 0.3 | -5.8 | 6.7 | 4.7 | 13.3 | 7.2 | 10 | 2.8 | 2.2 | -5.6 | 2.2 | -2.2 | 3.3 | -8.3 | -4.5 | -14.8 | 15.4 | -3.1 | 1.9 | -5.9 | -2 | -8.2 | 3.3 | 2.2 | 3.3 | 3.3 | 7.3 | -4.2 | 7.2 | 4.4 | 8.3 | 7.2 | -10 | -16 | 5 | 1.1 | 7.8 | 0.6 | 3.9 | 1.7 | 2.8 | -5.6 | -9 | -12 | 9.8 | 6 | 8.3 | 6.1 | 5 | 2.2 | 4.4 | 2.2 | 10 | 5 | 3.9 | 2.8 | 20 | 12.8 | 11.1 | -4.4 | 19.4 | 18.3 | 16.7 | 12.8 | 11.7 | 1.1 | 6.7 | 3.9 | 3.9 | -4.7 | -3.3 | -9.4 | 5 | -1.1 | 3.9 | -4.4 | -11.1 | -18.9 | 3.9 | -5 | 1.6 | -8.3 | -1.7 | -7.8
-2 | -3 | 0 | -5.6 | 15.6 | 6.7 | 15 | 0.6 | 8.5 | -5.1 | 25 | 0.6 | 6 | 5 | 11.7 | 5.6 | 16.1 | 8.9 | 12.2 | 7.2 | 9.4 | 4.4 | 16.7 | 7.8 | 13.9 | -6.6 | 5.2 | -9.8 | 19 | 12 | 19.4 | 17.2 | 19.4 | 3.3 | 20 | 9.4 | 12.2 | 0 | 8.9 | 1.1 | 23.7 | 17.9 | 1.1 | -6.1 | 2.6 | -0.7 | 1.1 | -5.5 | 6.1 | 3.9 | 9.4 | -4.4 | 2.8 | 2.2 | 20.6 | 18.9 | 14.1 | 0.7 | -7.8 | -17.8 | -5 | -8 | -10.6 | -17.2 | 3.9 | -12.2 | 8.9 | -1.7 | -3.9 | -10.6 | -0.6 | -5.6 | -5.2 | -10.1 | 0 | -6.1 | 18.3 | 6.7 | 9.4 | -6.7 | 18.9 | 0 | 18.5 | 7.6 | 11.5 | -0.8 | 2.4 | -6.2 | 7.2 | 4.4 | 13.9 | 3.9 | 13.3 | 2.8 | 5 | -4.3 | 4.4 | -2.2 | 3.9 | -6.7 | -3.9 | -18.3 | 17.8 | -7.8 | 3.9 | -6.7 | 1.7 | -7.8 | 3.9 | 3.9 | 2.2 | 2.2 | 10.6 | -3.3 | 6.7 | 4.4 | 8.7 | 7.8 | -10 | -15 | 6.1 | 1.7 | 10 | 0 | 4.4 | 2.2 | 6.7 | -6.7 | -8 | -12 | 10.6 | 6.1 | 10 | 7.2 | 4.6 | 2.6 | 8.3 | 0.6 | 11.9 | 5.1 | 4.4 | 2.8 | 20 | 12.2 | 10.6 | -3.3 | 20.2 | 18.3 | 17.8 | 12.8 | 13.5 | 1.5 | 10 | 4.4 | 5 | -5 | -2.2 | -10 | 6.1 | -1.7 | 5.6 | -3.9 | -9.8 | -17.2 | 5.6 | -6.1 | 5 | -8.5 | 0 | -7.8
-2 | -3 | 0 | -6.1 | 16.1 | 7.8 | 17.2 | 0.6 | 13.3 | -10 | 27.2 | 0.6 | 7 | 5 | 12.4 | 5.3 | 17.2 | 7.8 | 12.8 | 6.1 | 9.4 | 3.9 | 18.3 | 8.9 | 16.7 | -8.3 | 6.1 | -11.1 | 21 | 10 | 19.2 | 16.5 | 21.1 | 10 | 21.7 | 10.6 | 12.8 | -1.7 | 10.6 | 1.1 | 24.4 | 18.3 | 2.8 | -5.6 | 3.9 | -0.6 | 2.2 | -5.2 | 5.6 | 2.8 | 10.6 | -3.3 | 3.3 | 1.8 | 21.7 | 18.9 | 15.4 | 0 | -6.1 | -17.2 | -5 | -7 | -9.4 | -15.6 | 3.9 | -10.6 | 12.2 | -1.1 | -2.2 | -12.2 | 1.1 | -6.1 | -3.1 | -8.3 | 1.7 | -5 | 21.7 | 10 | 8.9 | -5 | 22.2 | 0 | 20.4 | 6 | 12.8 | -2.8 | 4.4 | -7.8 | 7 | 3.6 | 15 | 3.3 | 16.1 | 3.3 | 7.8 | -4.4 | 7.2 | -1.1 | 5 | -8.3 | -3.2 | -15.4 | 18.5 | -6.9 | 5 | -5.5 | 3.4 | -6.6 | 5.6 | 5 | 1.7 | 1.7 | 13 | -0.9 | 7.2 | 3.9 | 9 | 8.3 | -9 | -14 | 7.8 | 2.2 | 12.8 | -1.7 | 5 | 2.8 | 8.9 | -7.2 | -8 | -12 | 12.3 | 6.6 | 12.2 | 8.3 | 4.3 | 3 | 11.1 | 2.2 | 13.7 | 5.1 | 2.8 | 1.1 | 20.6 | 12.2 | 12.2 | -6.1 | 20.9 | 18.3 | 17.2 | 13.3 | 15.4 | 1.2 | 11.7 | 4.4 | 5.9 | -4.5 | -1.7 | -9.4 | 6.7 | -2.2 | 6.7 | -5 | -8.5 | -16.4 | 6.7 | -7.2 | 8.3 | -10.6 | 2.2 | -9.4
-2 | -3 | 2.2 | -7.8 | 18.3 | 8.9 | 18.9 | 1.7 | 14.2 | -8.1 | 28.3 | 0.6 | 8 | 4 | 13.2 | 5.4 | 18.9 | 10.6 | 13.3 | 7.2 | 10 | 3.3 | 17.8 | 8.3 | 15.2 | -4.6 | 6.5 | -9.1 | 23 | 8 | 19.1 | 15.8 | 21.1 | 10.6 | 23.3 | 11.1 | 15 | -1.1 | 12.2 | 1.7 | 24.2 | 17.9 | 4.4 | -4.4 | 4.8 | -1.3 | 3.3 | -5.6 | 6.7 | 3.3 | 14.4 | -3.9 | 3.9 | 1.6 | 23.3 | 18.9 | 16.7 | -1.1 | -4.4 | -17.2 | -3 | -6 | -7.2 | -13.9 | 4.4 | -12.2 | 15 | 1.7 | -1.7 | -7.2 | 2.2 | -6.1 | -1.1 | -7.2 | 2.2 | -5 | 22.8 | 11.1 | 10 | -3.9 | 23.3 | 10 | 22.2 | 2.8 | 13.2 | -3.1 | 5.7 | -6.4 | 6.9 | 2.8 | 16.1 | 3.3 | 18.3 | 2.8 | 10.6 | -5.6 | 9.4 | -0.6 | 5 | -7.2 | -2.4 | -13.8 | 19.3 | -6.3 | 6.1 | -5.5 | 5 | -6.1 | 6.1 | 4.4 | 1.7 | 1.7 | 15.4 | 1.2 | 7.2 | 3.9 | 9.4 | 8.9 | -8 | -13 | 8.3 | 2.2 | 15 | -0.6 | 5.6 | 2.8 | 11.1 | -8.9 | -8 | -11 | 13.9 | 6.8 | 12.8 | 8.3 | 3.9 | 3.3 | 13.9 | 3.9 | 15.6 | 4.4 | 2.8 | 0.6 | 20.6 | 12.2 | 13.3 | -11.1 | 21.7 | 18.3 | 17.8 | 13.3 | 17.2 | 0.6 | 12.2 | 5 | 6.9 | -4.8 | -1.1 | -9.4 | 7.2 | -2.8 | 9.4 | -4.4 | -7.2 | -16.7 | 8.3 | -8.3 | 5.7 | -8.3 | 3.3 | -8.9
-2 | -4 | 2.2 | -9.4 | 20 | 9.4 | 19.4 | 0.6 | 15.2 | -8 | 31.1 | 1.1 | 9 | 3 | 13.9 | 5 | 17.8 | 10 | 14.4 | 7.8 | 11.1 | 2.2 | 17.2 | 10 | 13.7 | -3.1 | 6.8 | -8.1 | 23 | 6 | 18.9 | 15 | 21.1 | 10.6 | 23.3 | 11.7 | 16.7 | -5 | 13.9 | 2.2 | 24.1 | 17.6 | 6.7 | -3.9 | 5.8 | -2 | 3.9 | -4.9 | 7.2 | 3.9 | 16.7 | -4.4 | 4.4 | 1.1 | 25 | 19.4 | 17.4 | -0.7 | -3.9 | -16.7 | -1 | -5 | -6.1 | -12.8 | 5.6 | -13.3 | 17.8 | 2.2 | -1.1 | -8.3 | 2.8 | -6.7 | -0.5 | -5.8 | 3.3 | -3.9 | 23.3 | 13.3 | 10.6 | -3.3 | 24.4 | 10 | 22.4 | 3 | 13.5 | -3.7 | 7 | -5.6 | 6.7 | 1.7 | 15 | 5 | 19.4 | 1.7 | 12.3 | -4.6 | 11.7 | 0 | 6.7 | -7.2 | -1.7 | -13.9 | 20 | -7.2 | 7.2 | -6.1 | 6.7 | -6.7 | 7.2 | 4.4 | 1.7 | 1.7 | 17.8 | 3.3 | 7.8 | 4.4 | 10.3 | 9.7 | -8 | -16 | 6.1 | 2.8 | 17.2 | 0 | 5.6 | 2.2 | 12.8 | -7.8 | -7 | -11 | 15.6 | 6.7 | 13.9 | 8.3 | 3.3 | 2.7 | 16.1 | 5.6 | 16.5 | 3.9 | 2.2 | 0 | 21.7 | 13.3 | 14.4 | -10.6 | 22.8 | 18.4 | 16.7 | 14.4 | 18.1 | 0.2 | 13.3 | 4.4 | 7.8 | -6.1 | -1.1 | -7.8 | 8.3 | -3.9 | 9.4 | -4.4 | -6.5 | -15.2 | 7.8 | -8.9 | 3.2 | -7.5 | 4.4 | -7.2
-3 | -5 | 2.8 | -10.6 | 21.1 | 9.4 | 21.1 | 1.1 | 16.1 | -8.3 | 31.7 | -1.7 | 10 | 4 | 14.1 | 5 | 17.2 | 11.7 | 13.9 | 7.8 | 11.1 | 3.3 | 16.1 | 9.4 | 12.2 | -2.2 | 7.2 | -8.3 | 21 | 11 | 19.3 | 15 | 21.7 | 10 | 24.4 | 11.7 | 16.7 | -2.2 | 15 | 2.2 | 23.9 | 17.2 | 7.8 | -3.9 | 6.7 | -3.9 | 4.4 | -5.2 | 9.4 | 4.4 | 17.8 | -3.3 | 4.8 | 1.1 | 25 | 19.4 | 18.2 | -1 | -2.8 | -14.4 | -1 | -5 | -5.6 | -12.2 | 6.1 | -13.3 | 18.9 | 3.3 | -1.7 | -5 | 3.9 | -7.2 | 0 | -5.3 | 3.3 | -2.2 | 23.9 | 13.3 | 12.2 | -3.3 | 26.1 | 10.6 | 22.6 | 3.2 | 13.9 | -5.6 | 8.3 | -6.1 | 7.1 | 1.4 | 16.1 | 3.9 | 21.1 | 2.8 | 13.9 | -4.2 | 13.9 | 1.7 | 7.2 | -8.9 | -1.3 | -12.7 | 20.9 | -6.7 | 7.2 | -6.1 | 7.1 | -5.5 | 10 | 5.6 | 1.7 | 1.1 | 18.3 | 3 | 8.3 | 4.4 | 11.3 | 10.7 | -7 | -14 | 7.2 | 2.2 | 17.8 | -1.1 | 6.7 | 3.3 | 13.3 | -7.8 | -6 | -11 | 16 | 7 | 15.6 | 8.3 | 2.8 | 2.2 | 17.2 | 6.1 | 17.4 | 3.3 | 0.6 | 0 | 21.7 | 12.8 | 15.6 | -10.6 | 23.9 | 18.6 | 16.7 | 15 | 19.1 | -0.3 | 16.7 | 4.4 | 7.8 | -5.6 | -1.7 | -6.7 | 8.3 | -2.8 | 10.6 | -3.9 | -5.7 | -14.9 | 7.2 | -8.9 | 0.6 | -8.9 | 5.6 | -6.7
-3 | -5 | 0.6 | -6.7 | 21.7 | 8.9 | 21.7 | 1.7 | 15.2 | -6.2 | 32.8 | -0.6 | 10 | 3 | 14.2 | 4.5 | 17.2 | 11.7 | 14.4 | 8.3 | 12.2 | 2.8 | 15.6 | 10 | 9.1 | -2.2 | 6.8 | -7.1 | 21 | 11 | 19.6 | 14.7 | 21.7 | 10 | 25.6 | 11.7 | 16.7 | -2.2 | 15.6 | 2.8 | 23.5 | 17.3 | 10 | -2.8 | 7.1 | -4.4 | 5 | -6.1 | 10.6 | 5.6 | 18.3 | -2.8 | 5.2 | 1.1 | 25.6 | 18.9 | 18.9 | -1.1 | -2.2 | -14.4 | -1 | -5 | -5 | -11.1 | 6.7 | -13.9 | 18.9 | 4.4 | -0.6 | -3.9 | 3.9 | -8.9 | 0.6 | -5.6 | 2.8 | -1.7 | 22.2 | 13.3 | 12.2 | -3.9 | 26.7 | 10.6 | 22.8 | 3.3 | 11.9 | -4.1 | 9.1 | -4.9 | 7.4 | 0.6 | 17.8 | 0 | 21.1 | -1.1 | 15.6 | -5 | 15.6 | 2.2 | 8.9 | -10 | -1 | -13.1 | 21.9 | -7.8 | 7.2 | -6.8 | 7.4 | -5.3 | 11.1 | 6.1 | 1.7 | 1.7 | 18.9 | 3.1 | 8.9 | 4.4 | 12.2 | 11.7 | -8 | -15 | 8.3 | 2.2 | 18.3 | -0.6 | 6.7 | 2.8 | 14.4 | -9.4 | -6 | -11 | 16.3 | 7.3 | 16.7 | 7.8 | 2.2 | 1.7 | 18.3 | 6.1 | 18.3 | 2.2 | 0 | 0 | 21.1 | 11.7 | 15.6 | -10.6 | 25 | 18.3 | 16.7 | 15 | 20 | -1.1 | 16.7 | 5 | 7.8 | -6.3 | -2.2 | -5 | 8.3 | -2.8 | 9.4 | -3.3 | -5 | -15.6 | 7.8 | -7.8 | -1.3 | -7.5 | 5.6 | -7.2
-3 | -5 | 1.1 | -10.6 | 21.1 | 8.9 | 22.2 | 1.7 | 14.2 | -5.9 | 32.8 | -0.6 | 11 | 3 | 14.4 | 4.4 | 16.7 | 10.6 | 14.4 | 8.3 | 11.7 | 2.8 | 15 | 10 | 5.9 | -2.8 | 6.5 | -6.6 | 19 | 10 | 20 | 14.4 | 21.1 | 10 | 25 | 12.8 | 15 | -2.2 | 16.1 | 3.3 | 23.2 | 17.2 | 10 | -2.2 | 7.4 | -5.3 | 4.6 | -5.1 | 11.1 | 5.6 | 19.4 | -1.7 | 5.6 | 1.1 | 23.9 | 19.4 | 18.2 | -0.5 | -1.7 | -15 | -2 | -4 | -6.1 | -10 | 7.2 | -14.4 | 18.9 | 3.9 | 0 | -5 | 3.9 | -7.2 | 0.4 | -5 | 2.8 | -1.7 | 23.9 | 13.9 | 12.8 | -3.9 | 26.1 | 10.6 | 21.5 | 3.7 | 9.8 | -3.7 | 9.8 | -5.1 | 7.8 | 0 | 17.2 | 3.9 | 21.1 | 0 | 15.8 | -4.7 | 16.7 | 2.2 | 11.1 | -7.8 | -0.6 | -15 | 22.8 | -8.9 | 7.2 | -8.3 | 7.8 | -5.6 | 11.1 | 5.6 | 1.7 | 1.1 | 19.4 | 2.8 | 9.4 | 4.4 | 12.8 | 12.1 | -8 | -15 | 8.3 | 1.7 | 17.8 | -0.6 | 7.2 | 2.2 | 14.4 | -10 | -6 | -11 | 16.7 | 7.2 | 17.8 | 7.8 | 2.2 | 1.6 | 18.9 | 4.4 | 17.2 | 2 | 0.6 | 0 | 21.1 | 12.2 | 15 | -10.6 | 25 | 18 | 16.7 | 15.6 | 19.3 | -2.1 | 17.8 | 6.1 | 7.8 | -7.8 | -1.7 | -5.6 | 8.3 | -2.2 | 9.4 | -2.8 | -5.7 | -15.4 | 8.9 | -6.1 | -3.1 | -7.4 | 6.7 | -7.8
-3 | -6 | 0.6 | -10 | 20.6 | 8.9 | 21.7 | 0.6 | 13.3 | -6.1 | 32.2 | -0.6 | 9 | 2 | 12.9 | 4.9 | 15.6 | 10.6 | 13.9 | 8.9 | 11.1 | 2.8 | 13.3 | 10 | 2.8 | -4.4 | 6.1 | -7.2 | 18 | 11 | 19.3 | 14.4 | 20.6 | 11.1 | 23.3 | 12.8 | 14.4 | -0.6 | 15.6 | 3.9 | 22.8 | 17.2 | 10 | -1.7 | 7.8 | -7.8 | 4.3 | -4.6 | 11.1 | 5.6 | 20 | -0.6 | 5.8 | 1.5 | 23.3 | 18.9 | 17.4 | -0.7 | -2.2 | -16.1 | -1 | -4 | -5.6 | -11.1 | 7.2 | -15 | 17.8 | 4.4 | -1.7 | -9.4 | 3.9 | -7.2 | 0.2 | -5.1 | 2.8 | -1.1 | 23.9 | 13.3 | 13.3 | -3.3 | 25.6 | 10.6 | 20.2 | 3.9 | 7.8 | -4.4 | 10.6 | -5.6 | 7.2 | 0 | 16.7 | 7.2 | 20.6 | -2.2 | 15.9 | -4.6 | 17.2 | 3.3 | 10.6 | -8.3 | -1.9 | -12.4 | 21.3 | -7.3 | 5.7 | -6.4 | 6.7 | -4.1 | 11.1 | 6.1 | 1.7 | 0.6 | 17.9 | 1.8 | 8.3 | 3.9 | 13.3 | 12.4 | -8 | -15 | 7.8 | 1.7 | 18.3 | -1.1 | 6.7 | 2.2 | 13.9 | -10.6 | -6 | -12 | 15.6 | 7.7 | 17.8 | 7.2 | 2.2 | 1.6 | 18.9 | 5 | 16.1 | 1.4 | 0 | 0 | 21.1 | 13.3 | 15 | -10 | 25 | 17.7 | 16.7 | 16.1 | 18.5 | -2.7 | 15 | 6.1 | 7.1 | -7.5 | -1.7 | -6.1 | 8.3 | -2.8 | 8.3 | -3.3 | -6.5 | -16.2 | 2.8 | -2.2 | -5 | -8.3 | 7.2 | -6.7
-4 | -6 | 0.6 | -7.8 | 19.4 | 8.9 | 20 | 0.6 | 10.3 | -4.3 | 31.7 | 0.6 | 9 | 3 | 11.5 | 5 | 13.9 | 12.2 | 13.9 | 7.8 | 10 | 3.9 | 11.7 | 10 | 1.1 | -5.1 | 5.4 | -6.9 | 17 | 11 | 18.5 | 14.2 | 20 | 10.6 | 21.7 | 12.8 | 13.3 | 0.6 | 15 | 3.3 | 22.4 | 17.6 | 9.4 | -1.1 | 6.1 | -5.5 | 3.9 | -5 | 11.1 | 6.1 | 19.4 | -1.1 | 5.9 | 1.8 | 22.8 | 18.9 | 16.7 | -0.6 | -3.9 | -17.8 | -2 | -5 | -6.7 | -7.8 | 6.1 | -14.4 | 14.4 | 3.3 | -2.2 | -9.4 | 2.8 | -6.7 | 0 | -6.1 | 2.8 | -1.1 | 11.7 | 4.4 | 11.7 | -3.3 | 18.9 | 15.6 | 18.9 | 3.9 | 4.6 | -5.1 | 9.1 | -4.6 | 6.7 | -0.2 | 15 | 8.3 | 18.9 | -3.3 | 16.1 | -5.6 | 16.1 | 1.1 | 9.4 | -10 | -3.1 | -11.5 | 19.8 | -6 | 4.3 | -5.8 | 5.5 | -3.9 | 10.6 | 6.1 | 1.7 | 0.6 | 16.5 | 1 | 7.2 | 2.8 | 13.9 | 12.8 | -9 | -14 | 7.2 | 2.8 | 16.1 | 0.6 | 6.1 | 1.1 | 12.8 | -11.1 | -8 | -14 | 14.4 | 7.7 | 16.7 | 7.2 | 2.2 | 1.7 | 18.3 | 5.6 | 15 | 1.1 | 0 | 0 | 20 | 13.3 | 13.9 | -10 | 25 | 17.2 | 14.4 | 13.3 | 17.8 | -4.4 | 12.8 | 5.6 | 6.3 | -8.2 | -2.2 | -6.1 | 7.8 | -2.2 | 5.6 | -3.3 | -7.2 | -18.3 | 2.8 | -2.2 | -5.7 | -8.4 | 5.6 | -6.7
-4 | -6 | 0 | -8.9 | 18.3 | 8.9 | 15.6 | 0.6 | 7.4 | -3.9 | 30 | 0.6 | 8 | 4 | 10 | 5 | 13.3 | 11.7 | 12.8 | 11.1 | 9.4 | 3.9 | 10.6 | 10 | -0.5 | -6.2 | 4.6 | -7.9 | 16 | 11 | 17.8 | 13.9 | 19.4 | 10.6 | 20.6 | 12.8 | 12.2 | 1.1 | 13.9 | 3.3 | 22.1 | 17.7 | 7.2 | -1.7 | 4.5 | -4.7 | 2.8 | -3.9 | 8.9 | 5 | 15 | -0.6 | 6.1 | 2.2 | 20.6 | 18.9 | 14.8 | 1 | -4.4 | -17.8 | -5 | -7 | -7.2 | -8.3 | 5 | -15.6 | 11.1 | 3.3 | -3.3 | -10 | 1.1 | -7.2 | 0.2 | -4.6 | 2.8 | -0.6 | 5.6 | 2.2 | 9.4 | -5.6 | 17.8 | 15.6 | 16.1 | 5.1 | 1.5 | -6.2 | 7.6 | -4.3 | 6.1 | -0.6 | 14.4 | 8.3 | 17.2 | -4.4 | 12.6 | -1.8 | 10.6 | 1.7 | 7.2 | -10.6 | -4.4 | -12.2 | 18.3 | -6.7 | 2.8 | -6.1 | 4.4 | -3.9 | 8.9 | 5.6 | 1.7 | 0.6 | 15 | 0 | 6.1 | 2.8 | 14.3 | 13 | -9 | -16 | 5.6 | 1.1 | 13.9 | -0.6 | 5.6 | 0.6 | 11.7 | -10.6 | -9 | -16 | 13.3 | 7.8 | 15 | 6.7 | 1.8 | 0.6 | 17.8 | 5.6 | 12.8 | 2.1 | 0 | 0 | 19.4 | 13.9 | 12.8 | -10 | 24.6 | 17.1 | 15 | 13.9 | 15.9 | -4.1 | 11.1 | 6.1 | 5.6 | -10.6 | -2.2 | -6.1 | 7.2 | -1.1 | 3.9 | -3.3 | -8.1 | -17.2 | 3.3 | -3.3 | -6.5 | -9.1 | 2.2 | -4.4
-5 | -6 | -2.2 | -10 | 17.2 | 8.3 | 15.6 | 2.8 | 4.4 | -5 | 29.4 | 0 | 8 | 3 | 9.1 | 5.1 | 12.8 | 11.7 | 12.2 | 10.6 | 8.9 | 4.4 | 10 | 9.4 | -2.2 | -8.3 | 3.9 | -9.4 | 16 | 11 | 18 | 14.3 | 19.4 | 10.6 | 19.4 | 12.8 | 11.7 | 2.2 | 13.3 | 3.3 | 21.7 | 17.8 | 5.6 | -1.7 | 2.8 | -5 | 1.7 | -3.7 | 6.7 | 3.9 | 11.1 | 0.6 | 5.4 | 2 | 19.4 | 18.9 | 13 | 2 | -5.6 | -21.7 | -6 | -7 | -7.8 | -8.9 | 1.1 | -11.7 | 8.9 | 2.8 | -3.9 | -10.6 | 0 | -7.2 | 0.4 | -4.1 | 2.8 | -0.6 | 3.3 | 1.7 | 8.9 | -8.3 | 12.8 | 9.4 | 13.4 | 5.3 | -1.7 | -8.9 | 6.1 | -5 | 5.4 | 0 | 14.4 | 8.9 | 15.6 | -3.9 | 9.1 | -0.4 | 10.6 | 2.2 | 6.7 | -12.2 | -5.2 | -12 | 17.2 | -4.1 | 2.2 | -5.4 | 3.9 | -3.4 | 7.8 | 5 | 1.7 | 0.6 | 14.6 | 1.8 | 5.6 | 2.2 | 14.6 | 13.2 | -10 | -15 | 5.6 | 1.7 | 10 | 1.1 | 5 | 0.6 | 10.6 | -10 | -10 | -17 | 12.8 | 7.3 | 13.3 | 6.7 | 1.5 | -0.1 | 15.6 | 6.7 | 10.5 | 2.3 | 0.6 | 0 | 18.9 | 13.9 | 12.8 | -10 | 24.3 | 16.8 | 15 | 13.9 | 14.1 | -4.5 | 10 | 5 | 5.2 | -8.7 | -2.8 | -6.7 | 7.8 | -2.2 | 3.9 | -2.8 | -9.1 | -17.2 | 0.6 | -1.7 | -7.2 | -10 | 2.8 | -7.8
-5 | -7 | -2.2 | -10.6 | 16.7 | 8.3 | 14.4 | 3.3 | 2.7 | -4.6 | 25 | 1.7 | 7 | 3 | 8.1 | 5.1 | 12.8 | 11.7 | 11.1 | 8.3 | 8.9 | 5 | 10 | 10 | -2.8 | -7.6 | 3.2 | -8.4 | 14 | 12 | 18.1 | 14.6 | 19.4 | 10.6 | 17.8 | 12.2 | 10 | 2.2 | 11.7 | 2.2 | 21.1 | 18.1 | 5.6 | -1.1 | 2.1 | -4.5 | 0.6 | -3.9 | 6.1 | 3.3 | 10.6 | 0 | 4.6 | 2 | 19.4 | 18.9 | 11.1 | 2.2 | -7.2 | -21.1 | -7 | -8 | -7.2 | -8.3 | 1.7 | -11.7 | 8.9 | 3.3 | -4.4 | -10.6 | -0.6 | -7.2 | 0.6 | -3.9 | 2.8 | 0 | 2.2 | 0 | 6.1 | -10 | 8.3 | 4.4 | 10.6 | 5 | -2.6 | -7.8 | 4.8 | -4.2 | 4.6 | 0.3 | 13.9 | 8.3 | 15 | -5.6 | 5.6 | -0.6 | 10.6 | 2.2 | 5 | -10 | -5.9 | -12.9 | 16.1 | -3.5 | 1.7 | -5.2 | 3.3 | -3.5 | 7.8 | 5 | 1.1 | 0.6 | 14.3 | 3.2 | 5 | 1.7 | 15 | 13.3 | -10 | -13 | 5.6 | 1.1 | 8.3 | 1.7 | 4.4 | 0 | 7.8 | -7.2 | -10 | -18 | 12.2 | 6.7 | 12.8 | 6.7 | 1.1 | -1.1 | 10.6 | 7.2 | 8.3 | 2.2 | 0 | 0 | 19.4 | 14.4 | 11.1 | -9.4 | 23.9 | 16.7 | 13.9 | 12.8 | 12.2 | -6.1 | 9.4 | 5 | 4.8 | -8 | -3.3 | -7.2 | 7.8 | -2.8 | 3.3 | -2.8 | -10 | -18.3 | 0.6 | -1.7 | -7.2 | -9.7 | 3.3 | -6.7
-6 | -7 | -5.6 | -11.1 | 15.6 | 8.3 | 12.8 | 3.9 | 1.1 | -4.9 | 21.7 | 1.7 | 7 | 3 | 7.2 | 5 | 12.8 | 11.1 | 11.1 | 8.3 | 8.9 | 5 | 9.4 | 9.4 | -3.3 | -7.6 | 2.4 | -8.7 | 16 | 12 | 18.3 | 15 | 18.9 | 11.1 | 16.1 | 12.2 | 9.4 | 2.8 | 11.1 | 1.7 | 20.6 | 18.2 | 5.6 | -0.6 | 1.3 | -4.6 | 0.8 | -3.1 | 5.6 | 2.8 | 8.9 | 0 | 3.9 | 1.7 | 19.4 | 18.9 | 10.9 | 2.5 | -8.3 | -19.4 | -7 | -8 | -7.2 | -8.3 | 1.7 | -10.6 | 10.6 | 4.4 | -5 | -9.4 | -1.1 | -6.7 | 0 | -3.6 | 2.8 | 0 | 1.1 | -0.6 | 5 | -11.7 | 7.2 | 3.9 | 11.3 | 5 | -3.5 | -7.8 | 3.5 | -4.4 | 3.9 | 0.6 | 13.9 | 8.9 | 13.3 | -5 | 3.9 | -0.9 | 10 | 1.7 | 4.4 | -10.6 | -6.7 | -14.4 | 15 | -2.8 | 1.1 | -6.1 | 2.8 | -3.9 | 6.1 | 3.9 | 1.1 | 0.6 | 13.9 | 4.4 | 4.4 | 1.7 | 15.2 | 13.6 | -11 | -14 | 5.6 | 1.1 | 8.3 | 2.2 | 4.4 | 0 | 5.6 | -6.7 | -11 | -18 | 11.7 | 6.1 | 12.2 | 7.2 | 0.5 | -1.2 | 9.4 | 7.2 | 7.6 | 2.5 | 0.6 | 0 | 18.9 | 13.9 | 11.1 | -9.4 | 23.9 | 12.9 | 12.8 | 11.7 | 9.6 | -4.5 | 6.7 | 3.9 | 4.4 | -8.9 | -3.3 | -7.2 | 7.2 | -1.7 | 3.3 | -2.8 | -10.7 | -17.6 | 0.6 | -2.2 | -7.2 | -10 | 3.3 | -9.4
-6 | -7 | -5.6 | -11.1 | 15 | 8.3 | 10.6 | 5 | -0.6 | -6.1 | 22.8 | 2.8 | 7 | 3 | 7 | 4.8 | 13.3 | 11.7 | 10.6 | 7.8 | 8.3 | 5.6 | 9.4 | 9.2 | -3.9 | -8.3 | 1.7 | -10 | 14 | 12 | 18.7 | 14.8 | 18.9 | 11.7 | 15 | 11.7 | 9.4 | 3.3 | 10 | 1.1 | 20 | 18.3 | 6.1 | 0 | 0.6 | -5.6 | 0.9 | -2.7 | 4.4 | 2.8 | 8.9 | 0.6 | 3.7 | 1.6 | 17.8 | 17.8 | 10.8 | 2.9 | -8.3 | -20.6 | -10 | -11 | -8.3 | -9.4 | 0.6 | -11.7 | 10.6 | 6.7 | -5.6 | -8.9 | -1.1 | -6.1 | -0.5 | -3.8 | 3.3 | 0 | -0.6 | -2.2 | 3.9 | -10.6 | 5 | 2.2 | 12.1 | 4.8 | -4.4 | -8.3 | 2.2 | -5 | 3.3 | 0.5 | 13.9 | 9.4 | 12.8 | -4.4 | 2.3 | -1.6 | 9.4 | 1.7 | 2.8 | -10 | -7.4 | -13.7 | 14.1 | -3.2 | 0.2 | -5.9 | 3 | -3.9 | 8.3 | 4.4 | 1.1 | 0.6 | 13.5 | 5.2 | 4.4 | 1.7 | 15.4 | 13.8 | -11 | -14 | 5.6 | 1.1 | 7.8 | 2.2 | 3.9 | -0.6 | 6.1 | -8.9 | -12 | -18 | 11.1 | 5.9 | 11.7 | 7.8 | 0 | -1.3 | 8.3 | 7.8 | 6.8 | 2.7 | 0.6 | 0 | 18.9 | 14.4 | 9.4 | -9.4 | 23.9 | 8 | 11.7 | 10 | 7 | -4.5 | 6.7 | 3.3 | 4.2 | -7 | -3.3 | -7.2 | 7.2 | -0.6 | 2.2 | -3.3 | -11.5 | -17.8 | 0 | -2.8 | -7.2 | -10.6 | 3.3 | -10.6
-6 | -7 | -6.1 | -11.1 | 14.4 | 7.8 | 7.8 | 5 | -1.1 | -5.7 | 20 | 2.8 | 5 | 3 | 6.9 | 4.7 | 13.9 | 11.1 | 10.6 | 8.3 | 7.2 | 4.4 | 8.9 | 8.8 | -3.9 | -8.4 | 0.4 | -9 | 13 | 12 | 19 | 14.7 | 18.9 | 12.2 | 13.9 | 11.7 | 8.9 | 3.9 | 10 | 0.6 | 20.2 | 18.2 | 5.6 | -0.6 | 0.2 | -5.1 | 1.1 | -2.8 | 5 | 2.8 | 7.8 | 0 | 3.5 | 1.4 | 17.8 | 17.8 | 10.6 | 2.8 | -8.9 | -20 | -10 | -11 | -9.1 | -10.2 | 0.6 | -10.6 | 12.8 | 7.8 | -6.1 | -9.4 | -1.7 | -6.1 | -1.1 | -4.4 | 3.3 | 0 | -1.1 | -2.8 | 3.9 | -11.1 | 3.3 | 1.1 | 12.8 | 4.4 | -4.8 | -8 | 2 | -4.6 | 2.8 | 0.7 | 14.4 | 7.2 | 12.8 | -5 | 0.6 | -2.8 | 7.8 | 1.1 | 2.2 | -10 | -8.2 | -13.7 | 13.1 | -4 | -0.8 | -6.8 | 3.1 | -4.5 | 8.9 | 3.9 | 0.6 | 0 | 13.2 | 5.6 | 3.9 | 1.7 | 15.6 | 13.9 | -10 | -15 | 3.9 | 0 | 6.7 | 2.2 | 3.9 | -0.6 | 4.4 | -7.2 | -11 | -18 | 10.6 | 5.4 | 10.6 | 6.7 | -0.6 | -1.7 | 8.3 | 7.8 | 6.1 | 2.8 | 0.6 | 0 | 18.3 | 13.9 | 8.3 | -8.9 | 23.9 | 1.1 | 10.6 | 9.4 | 4.4 | -5.6 | 5.6 | 2.8 | 4.1 | -6.5 | -3.9 | -6.1 | 7.2 | -0.6 | 1.1 | -3.9 | -12.2 | -18.9 | -1.1 | -6.7 | -7.6 | -10.4 | 2.8 | -10
-6 | -7 | -5 | -11.7 | 13.3 | 7.8 | 7.8 | 3.3 | -1.7 | -5.9 | 20.6 | 2.8 | 4 | 2 | 6.7 | 4.4 | 13.9 | 11.1 | 10.6 | 8.3 | 7.8 | 5.6 | 8.3 | 8.3 | -3.9 | -9.1 | -0.9 | -9.5 | 13 | 12 | 19.4 | 14.4 | 18.9 | 12.8 | 13.9 | 11.7 | 8.9 | 4.4 | 9.4 | 0.6 | 20.4 | 18 | 5.6 | -0.6 | -0.2 | -5.5 | 1.1 | -2.3 | 5 | 2.8 | 7.2 | -0.6 | 3.3 | 1.1 | 18.3 | 17.8 | 10 | 3.5 | -8.9 | -20 | -11 | -12 | -10 | -11.3 | -1.7 | -10 | 10.6 | 7.2 | -6.7 | -10 | -2.2 | -6.1 | -1.8 | -5 | 2.8 | 0 | -1.7 | -4.4 | 2.2 | -11.7 | 2.2 | 0 | 12.6 | 4.6 | -5.2 | -8.2 | 1.9 | -4.7 | 2.2 | 0.6 | 13.9 | 6.1 | 11.7 | -3.9 | 0.4 | -2.3 | 8.3 | 1.1 | 1.7 | -9.4 | -8.9 | -14.4 | 12.2 | -5.6 | -1.7 | -8.3 | 3.3 | -5.6 | 9.4 | 0.6 | 0 | -0.6 | 12.8 | 6.1 | 3.9 | 1.7 | 15.6 | 14 | -10 | -13 | 3.9 | 0 | 6.1 | 2.8 | 3.3 | -1.1 | 3.3 | -6.7 | -11 | -19 | 10 | 5 | 10 | 6.1 | -1.1 | -2.1 | 6.7 | 6.7 | 5 | 2 | 1.1 | -0.6 | 18.3 | 14.4 | 6.1 | -8.9 | 22 | -1.2 | 9.4 | 7.8 | 3.5 | -5.3 | 5 | 2.8 | 3.9 | -6.7 | -3.9 | -6.1 | 5.6 | 2.2 | 0.6 | -4.4 | -12.9 | -18.6 | -1.7 | -6.7 | -7.9 | -10.4 | 2.2 | -8.3
-6 | -7 | -6.7 | -12.2 | 11.7 | 6.7 | 6.7 | 2.2 | -2.2 | -6.7 | 17.8 | 2.8 | 3 | 2 | 6.1 | 4.3 | 12.8 | 11.1 | 10 | 6.1 | 7.8 | 5 | 7.8 | 7.8 | -3.9 | -10.6 | -2.2 | -11.1 | 12 | 11 | 19.6 | 14.4 | 18.9 | 13.3 | 13.9 | 11.7 | 8.3 | 4.4 | 10 | 0.6 | 20.6 | 17.8 | 6.1 | -0.6 | -0.6 | -6.7 | 1.1 | -2.3 | 4.4 | 2.8 | 7.8 | -1.1 | 3.1 | 1.1 | 17.8 | 17.2 | 9.5 | 4.1 | -8.9 | -20 | -12 | -13 | -10.8 | -12.2 | -3.3 | -8.3 | 8.9 | 6.1 | -7.2 | -9.4 | -3.3 | -6.7 | -2.6 | -6.1 | 2.2 | 0 | -2.2 | -4.4 | 1.1 | -11.7 | 1.1 | -1.1 | 12.4 | 4.4 | -5.6 | -8.9 | 1.7 | -5.6 | 1.3 | 0 | 13.3 | 7.2 | 10.6 | -3.9 | 0.2 | -2.4 | 7.2 | 1.1 | 0.6 | -8.9 | -9.1 | -13.9 | 11.5 | -5.6 | -1.3 | -7.7 | 2.9 | -5.1 | 8.9 | 0.6 | -2.2 | -2.2 | 12.2 | 6.1 | 3.3 | 1.1 | 15.6 | 14 | -11 | -13 | 3.9 | 0 | 4.4 | 1.1 | 3.9 | -1.1 | 4.4 | -5.6 | -11 | -18 | 10 | 5.2 | 9.4 | 5.6 | -1.7 | -2.7 | 6.1 | 6.1 | 3.9 | 1.3 | 1.1 | -1.1 | 18.3 | 15 | 5.6 | -8.3 | 20.2 | -3.1 | 8.3 | 6.1 | 2.6 | -5.8 | 4.4 | 2.2 | 3.9 | -5.4 | -3.9 | -6.1 | 5.6 | 1.7 | 0 | -5.6 | -13.7 | -19.3 | -2.2 | -8.9 | -8.3 | -11.1 | 1.7 | -10
-8 | -9 | -7.2 | -11.7 | 13.3 | 7.8 | 6.1 | 2.2 | -2.4 | -6.1 | 17.8 | 2.8 | 3 | 2 | 5.6 | 4.3 | 12.8 | 11.1 | 8.9 | 6.7 | 7.8 | 5 | 6.7 | 6.7 | -3.9 | -10.4 | -3.3 | -10.4 | 12 | 9 | 19.8 | 14.6 | 18.9 | 13.3 | 13.9 | 11.7 | 7.8 | 4.4 | 10 | 0.6 | 20.4 | 17.6 | 6.7 | -0.6 | -0.4 | -6.4 | 1.1 | -2.8 | 4.4 | 2.2 | 7.8 | -1.1 | 3 | 1.2 | 18.9 | 17.8 | 8.9 | 4.4 | -8.9 | -20.6 | -13 | -14 | -11.6 | -13.1 | -2.8 | -9.4 | 11.1 | 7.8 | -6.1 | -8.3 | -6.1 | -7.2 | -3.3 | -7.8 | 2.2 | -0.6 | -2.8 | -6.1 | 0.6 | -12.8 | 0 | -2.2 | 12.2 | 4.4 | -5.4 | -8.3 | 0.8 | -4.4 | 0.3 | -0.5 | 13.9 | 4.4 | 9.4 | -4.4 | 0 | -2.8 | 7.2 | 1.1 | -0.6 | -8.9 | -9.2 | -13.8 | 10.7 | -6.7 | -1 | -7.8 | 2.6 | -4.9 | 8.9 | 0.6 | -2.2 | -2.2 | 11.7 | 5.8 | 3.3 | 1.1 | 15.6 | 13.9 | -10 | -12 | 3.9 | 0.6 | 3.9 | 3.3 | 3.9 | -1.1 | 2.8 | -4.4 | -12 | -21 | 10 | 5.4 | 9.4 | 5.6 | -2.2 | -3.3 | 5.6 | 5.6 | 2.8 | 0.6 | 1.1 | -0.6 | 18.9 | 15.6 | 6.1 | -10 | 18.3 | -5.6 | 7.2 | 5.6 | 1.7 | -7.2 | 3.9 | 2.2 | 3.9 | -4.7 | -4.4 | -6.1 | 5.6 | 1.7 | -0.6 | -5.6 | -14.4 | -20.6 | -2.8 | -9.4 | -8.3 | -10.7 | 0.6 | -10
-8 | -10 | -7.2 | -11.7 | 11.1 | 7.2 | 6.1 | 1.7 | -2.6 | -6.1 | 16.7 | 2.8 | 4 | 3 | 5 | 3.9 | 11.1 | 10 | 8.3 | 7.8 | 6.7 | 4.4 | 5.6 | 5.6 | -3.9 | -11.2 | -4.5 | -11.1 | 12 | 9 | 20 | 14.4 | 18.9 | 13.3 | 13.9 | 12.2 | 7.8 | 4.4 | 10 | 0 | 20.2 | 17.4 | 6.7 | -0.6 | -0.2 | -7 | 1.7 | -2.1 | 3.9 | 2.2 | 6.7 | -1.7 | 2.8 | 1.1 | 18.3 | 17.8 | 8.7 | 4.9 | -8.9 | -20.6 | -13 | -14 | -12.5 | -14.3 | -2.8 | -8.9 | 11.7 | 7.2 | -6.1 | -8.9 | -5.6 | -6.7 | -3.7 | -7.2 | 2.2 | -0.6 | -3.3 | -6.7 | 0 | -11.7 | -0.6 | -3.3 | 11.8 | 4.5 | -5.2 | -8.1 | -0.2 | -4.1 | -0.6 | -1.1 | 13.3 | 4.4 | 9.4 | -3.3 | -0.2 | -2.7 | 7.8 | 1.7 | 1.1 | -9.4 | -9.4 | -14.4 | 10 | -8.9 | -0.6 | -8.9 | 2.2 | -5.6 | 8.3 | 0.6 | -2.8 | -2.8 | 11.1 | 5.6 | 3.3 | 1.7 | 15.8 | 14.4 | -10 | -12 | 2.8 | 0.6 | 2.8 | 1.1 | 3.9 | -1.1 | 3.3 | -2.2 | -12 | -18 | 10 | 5.6 | 9.4 | 6.1 | -2.4 | -3.3 | 5 | 5 | 2.8 | 0.7 | 1.1 | -1.1 | 18.9 | 15.6 | 3.9 | -10 | 17 | -4.3 | 7.2 | 3.9 | 1.3 | -6.2 | 3.9 | 2.2 | 3.9 | -5 | -3.9 | -5 | 5.6 | 1.7 | -1.1 | -6.1 | -15 | -20.1 | -3.9 | -10.6 | -8.3 | -10.7 | 0 | -8.3
-6 | -7 | -8.9 | -12.2 | 8.9 | 5.6 | 6.7 | 0.6 | -2.8 | -6.7 | 15.6 | 2.8 | 6 | 3 | 5 | 3.8 | 11.1 | 10 | 8.3 | 7.8 | 7.2 | 3.9 | 6.7 | 6.7 | -3.9 | -12.8 | -5.6 | -12.2 | 12 | 7 | 20 | 15 | 19.4 | 13.3 | 14.4 | 12.2 | 8.3 | 4.4 | 10 | 0 | 20 | 17.2 | 6.1 | -1.1 | 0 | -8.9 | 2.2 | -2.2 | 4.4 | 2.8 | 6.7 | -1.7 | 2.6 | 1.1 | 19.4 | 18.9 | 8.5 | 5.3 | -8.9 | -21.1 | -12 | -13 | -13.3 | -15.6 | -3.9 | -8.9 | 10.6 | 7.2 | -7.8 | -10 | -7.8 | -8.9 | -4 | -7.2 | 2.8 | 0 | -3.9 | -7.2 | -0.6 | -10.6 | -0.6 | -4.4 | 11.5 | 4.5 | -5 | -8.3 | -1.1 | -4.4 | -0.8 | -1.4 | 12.8 | 3.3 | 8.3 | -6.7 | -0.4 | -3.2 | 7.2 | 1.7 | 1.1 | -10 | -9.4 | -13.5 | 9.4 | -8.1 | -0.4 | -7.9 | 2.6 | -4.9 | 7.8 | 0 | -2.2 | -2.2 | 11.3 | 5.8 | 3.3 | 1.7 | 15.9 | 14.6 | -10 | -13 | 3.3 | 0.6 | 2.8 | 1.7 | 3.9 | -1.1 | 5.6 | -5 | -12 | -19 | 9.6 | 5.4 | 9.4 | 6.1 | -2.6 | -3.2 | 4.4 | 4.4 | 2.8 | 1 | 1.1 | -1.7 | 18.9 | 16.1 | 1.7 | -9.4 | 15.7 | -4.2 | 7.2 | 3.9 | 1 | -5.8 | 3.9 | 1.7 | 3.3 | -5 | -4.4 | -5.6 | 5.6 | 2.2 | -1.1 | -6.1 | -15.5 | -20.4 | -4.4 | -10.6 | -8.3 | -11.1 | -1.1 | -9.4
-6 | -7 | -10.6 | -14.4 | 8.3 | 5.6 | 6.1 | 1.1 | -1.3 | -5.4 | 15 | 2.8 | 6 | 5 | 5 | 3.5 | 10.6 | 9.4 | 7.8 | 7.8 | 7.2 | 3.9 | 7.2 | 7.2 | -3.2 | -12.1 | -4.7 | -12.6 | 13 | 7 | 20 | 15.3 | 19.4 | 13.3 | 15 | 12.2 | 7.2 | 2.8 | 10 | 2.2 | 20.6 | 17.8 | 6.1 | -0.6 | -0.2 | -7 | 2.8 | -2.2 | 4.4 | 3.3 | 6.7 | -2.2 | 2.4 | 1.1 | 20 | 19.4 | 8.3 | 5.6 | -8.9 | -20 | -13 | -15 | -13.3 | -15.6 | -1.7 | -8.9 | 10.6 | 7.2 | -7.8 | -10 | -6.1 | -7.2 | -4.4 | -7.8 | 1.7 | -1.1 | -3.9 | -7.2 | -0.6 | -10 | -1.1 | -4.4 | 11.1 | 4.4 | -4.8 | -8.1 | -0.4 | -4 | -0.9 | -1.8 | 12.8 | 2.8 | 6.1 | -6.7 | -0.6 | -3.9 | 7.2 | 1.7 | 1.1 | -10.6 | -9.4 | -13.1 | 8.9 | -8.1 | -0.2 | -7.9 | 2.9 | -5.1 | 7.2 | -0.6 | -2.2 | -2.8 | 11.5 | 6 | 3.3 | 1.7 | 16.1 | 15 | -9 | -12 | 2.8 | 0 | 3.9 | 2.8 | 2.2 | -1.7 | 5 | -3.3 | -12 | -19 | 9.3 | 5.3 | 8.3 | 6.7 | -2.8 | -3.3 | 4.4 | 4.4 | 2.8 | 1.1 | 1.1 | -2.2 | 18.9 | 16.1 | 3.9 | -9.4 | 14.4 | -4.4 | 6.7 | 3.3 | 0.6 | -6.7 | 3.9 | 1.7 | 2.8 | -5.6 | -5 | -6.1 | 6.1 | 3.3 | -1.1 | -5.6 | -16.1 | -21.1 | -5 | -11.1 | -8.3 | -11.4 | -1.7 | -7.8
-6 | -7 | -10 | -12.8 | 10.6 | 7.8 | 7.2 | 1.7 | 0.2 | -4.8 | 15 | 2.8 | 6 | 5 | 5 | 3.3 | 11.1 | 9.4 | 8.3 | 7.8 | 7.2 | 3.9 | 8.3 | 8.3 | -2.4 | -12.1 | -3.7 | -13.8 | 13 | 8 | 20 | 15.6 | 20 | 13.9 | 15 | 12.8 | 6.7 | 2.2 | 10 | 0.6 | 21.1 | 18.3 | 5.6 | -0.6 | -0.4 | -6.4 | 2.4 | -1.5 | 4.4 | 3.3 | 6.7 | -2.8 | 2.2 | 1.1 | 20 | 19.4 | 10.7 | 7.1 | -8.3 | -18.9 | -14 | -15 | -12.2 | -14.4 | 0.6 | -8.3 | 12.8 | 8.3 | -6.7 | -7.8 | -6.7 | -7.8 | -3.9 | -7.1 | 1.7 | -0.6 | -4.4 | -7.8 | -0.6 | -10 | -1.7 | -5 | 12.8 | 5.3 | -4.6 | -8.6 | 0.4 | -3.7 | -1.1 | -2.2 | 10 | 4.4 | 5 | -10.6 | -0.4 | -3.2 | 8.3 | 1.7 | 2.2 | -10 | -9.4 | -13.3 | 8.3 | -9.4 | 0 | -8.9 | 3.3 | -5.6 | 7.2 | -0.6 | -2.2 | -2.8 | 11.7 | 6.1 | 3.3 | 2.2 | 16.7 | 15.4 | -8 | -11 | 1.7 | -0.6 | 1.7 | 0.6 | 2.2 | -1.1 | 5 | -3.3 | -13 | -18 | 8.9 | 5 | 7.8 | 6.7 | -1.9 | -2.5 | 4.4 | 4.4 | 5.6 | 2.6 | 0.6 | -2.2 | 19.4 | 16.1 | 3.3 | -7.8 | 14.8 | -1.9 | 6.1 | 2.8 | 4.3 | -4.8 | 3.9 | 1.7 | 2.2 | -7.2 | -4.4 | -5.6 | 5 | 2.8 | -1.1 | -5 | -13.5 | -19.1 | -5.6 | -11.1 | -8.3 | -12.3 | -1.1 | -8.3
-5 | -6 | -8.9 | -12.8 | 15.6 | 10.6 | 8.9 | 1.7 | 1.7 | -5 | 16.1 | 2.8 | 7 | 5 | 6.7 | 4.4 | 12.8 | 10 | 8.9 | 8.9 | 8.9 | 3.9 | 9.4 | 9.4 | -1.7 | -13.9 | -2.8 | -17.2 | 17 | 8 | 21.1 | 16.3 | 21.1 | 15 | 15.6 | 12.8 | 10 | 2.2 | 8.3 | 3.3 | 21.7 | 18.9 | 8.3 | 0 | -0.6 | -6.7 | 2.1 | -0.9 | 5 | 3.9 | 7.8 | -2.8 | 4.2 | 2.1 | 20.6 | 20 | 13.2 | 8.3 | -6.7 | -17.8 | -12 | -13 | -12.2 | -13.9 | 3.9 | -6.7 | 12.8 | 8.3 | -5 | -7.2 | -5.6 | -7.8 | -3.3 | -6.8 | 2.8 | 0.6 | -4.4 | -7.8 | 0 | -10 | -1.7 | -5 | 14.4 | 5.8 | -4.4 | -9.4 | 1.1 | -4.4 | 1.7 | -0.5 | 9.4 | 2.2 | 5.6 | -12.2 | -0.2 | -2.7 | 9.4 | 2.2 | 3.9 | -9.4 | -7.4 | -12.4 | 9.6 | -8.4 | 0.7 | -7.8 | 5 | -4.3 | 7.2 | -0.6 | 0.6 | 0.6 | 13.4 | 7.2 | 3.9 | 2.8 | 17.2 | 15.7 | -8 | -11 | 3.9 | 0.6 | 4.4 | 3.3 | 5 | 0 | 6.1 | -2.8 | -11 | -18 | 8.7 | 5.1 | 7.8 | 6.1 | -0.9 | -1.8 | 5.6 | 5.6 | 8.3 | 3.6 | 0.6 | -2.2 | 20 | 16.7 | 9.4 | -7.2 | 15.2 | -0.5 | 6.1 | 1.7 | 8 | -4.2 | 5 | 2.8 | 3.5 | -6 | -3.9 | -5 | 5 | 2.2 | 1.1 | -3.9 | -10.9 | -18 | -5 | -11.1 | -8.3 | -13.9 | -1.1 | -8.3
-5 | -6 | -7.8 | -12.8 | 17.2 | 9.4 | 10.6 | 1.7 | 6.3 | -3.4 | 20.6 | 3.3 | 7 | 4 | 8.3 | 5.3 | 13.9 | 11.1 | 9.4 | 8.9 | 10 | 5 | 11.1 | 10.6 | -0.9 | -12.4 | -1.9 | -16.3 | 20 | 7 | 22.2 | 16.7 | 22.2 | 15 | 16.1 | 13.3 | 13.9 | 1.1 | 6.7 | 4.4 | 21.3 | 18.9 | 12.2 | 1.1 | 1.5 | -6.5 | 1.7 | -0.6 | 6.1 | 3.9 | 11.7 | -2.8 | 6.3 | 3.1 | 22.2 | 19.4 | 15.6 | 9.4 | -5 | -18.9 | -10 | -11 | -11.1 | -13.3 | 6.1 | -6.7 | 15.6 | 9.4 | -2.2 | -6.1 | -2.8 | -5.6 | -2.8 | -7.2 | 4.4 | 1.7 | -4.4 | -7.8 | 2.2 | -8.9 | -1.1 | -5 | 16.1 | 6.1 | -2 | -7.1 | 4.1 | -3 | 4.4 | 0.9 | 9.4 | 0.6 | 6.1 | -11.7 | 0 | -2.8 | 13.3 | 2.8 | 7.2 | -9.4 | -5.3 | -12.3 | 10.9 | -8.4 | 1.5 | -8.1 | 6.6 | -4 | 6.7 | -1.7 | 1.7 | 1.1 | 15 | 8.1 | 4.4 | 3.3 | 17.8 | 16.1 | -6 | -10 | 6.1 | 1.1 | 8.3 | 3.3 | 6.7 | -0.6 | 8.3 | -1.7 | -8 | -15 | 8.5 | 5.1 | 7.2 | 6.7 | 0 | -1.1 | 7.8 | 7.8 | 11.1 | 4.4 | 2.2 | -1.1 | 21.1 | 16.1 | 11.7 | -7.8 | 15.6 | 1.1 | 6.1 | 1.7 | 11.7 | -5.6 | 10 | 3.9 | 4.8 | -6 | -5.6 | -6.7 | 5.6 | 2.8 | 2.8 | -3.3 | -8.3 | -17.8 | -4.4 | -11.1 | -7.6 | -12.6 | 1.7 | -7.2
-4 | -5 | -4.4 | -12.8 | 18.9 | 9.4 | 11.7 | 2.8 | 11 | -3.8 | 23.9 | 2.8 | 8 | 6 | 10 | 6.1 | 14.4 | 10.6 | 10 | 8.9 | 10.6 | 4.4 | 13.9 | 10 | -0.2 | -12.4 | -0.9 | -17.1 | 22 | 4 | 23.3 | 17.2 | 22.8 | 16.1 | 16.7 | 13.9 | 16.1 | -1.1 | 6.1 | 4.4 | 21 | 19 | 14.4 | 1.1 | 3.5 | -7.8 | 1.9 | -0.3 | 7.8 | 5 | 15 | -2.2 | 8.3 | 3.9 | 22.8 | 19.4 | 17.3 | 8.7 | -2.2 | -16.1 | -8 | -10 | -7.8 | -10 | 6.7 | -6.7 | 16.7 | 10 | -0.6 | -6.1 | -0.6 | -3.9 | -2.2 | -6.9 | 6.1 | 1.7 | -3.3 | -7.8 | 3.9 | -8.9 | -1.1 | -5.6 | 18.1 | 6.3 | 0.4 | -5.3 | 7 | -2.4 | 7.2 | 2.2 | 7.2 | 0 | 6.7 | -11.1 | 0 | -2.2 | 16.7 | 3.3 | 8.9 | -10 | -3.3 | -13.9 | 12.2 | -9.4 | 2.2 | -9.4 | 8.3 | -3.9 | 6.7 | -1.7 | 2.8 | 1.7 | 16.7 | 8.9 | 5 | 3.9 | 18.7 | 16.3 | -4 | -7 | 7.2 | 1.7 | 10 | 2.8 | 7.8 | -1.1 | 10.6 | 0.6 | -6 | -13 | 8.3 | 5 | 7.2 | 5 | 0.6 | -0.3 | 11.1 | 8.9 | 13.7 | 4.6 | 3.3 | -0.6 | 22.2 | 16.1 | 12.8 | -7.8 | 16.7 | 2.7 | 6.1 | 1.1 | 13.4 | -5.1 | 11.7 | 4.4 | 6.1 | -6.7 | -5.6 | -6.7 | 6.7 | 2.8 | 4.4 | -2.8 | -6.5 | -16.4 | -2.2 | -11.1 | -6.8 | -12 | 3.3 | -9.4
-3 | -4 | -3.3 | -13.3 | 21.1 | 10 | 13.3 | 3.3 | 15.6 | -7.2 | 26.7 | 2.2 | 8 | 3 | 11.1 | 5.9 | 15 | 10.6 | 11.7 | 8.9 | 11.1 | 5 | 14.4 | 9.4 | 0.6 | -13.9 | 0 | -20.6 | 23 | 5 | 23.3 | 17.8 | 22.8 | 17.2 | 16.1 | 14.4 | 17.2 | -2.2 | 6.1 | 5 | 20.6 | 18.9 | 17.2 | 1.7 | 5.6 | -11.7 | 2 | -0.1 | 8.9 | 6.1 | 19.4 | -1.7 | 9.4 | 4 | 23.9 | 18.9 | 18.9 | 7.7 | 0 | -15 | -8 | -9 | -6.7 | -8.9 | 7.8 | -6.7 | 17.2 | 10.6 | -0.6 | -5.6 | 1.1 | -3.3 | -1.7 | -7.5 | 7.8 | 2.8 | -1.7 | -8.3 | 7.2 | -7.2 | -1.1 | -6.1 | 20.2 | 5.8 | 2.8 | -4.4 | 10 | -2.8 | 8.7 | 2.5 | 6.7 | -1.1 | 7.2 | -9.4 | 0 | -2.1 | 17.8 | 3.3 | 11.7 | -7.8 | -1.8 | -13.2 | 12.8 | -8.5 | 3.5 | -8.1 | 10.2 | -2.5 | 6.1 | -2.2 | 3.9 | 2.2 | 18 | 9.4 | 7.8 | 6.1 | 19.7 | 16.8 | -3 | -6 | 7.8 | 0 | 13.3 | 2.2 | 8.9 | -0.6 | 10.6 | 0.6 | -5 | -8 | 9.4 | 6 | 7.8 | 5 | 1.1 | 0.4 | 14.4 | 9.4 | 16.3 | 4 | 5 | -0.6 | 22.8 | 16.1 | 14.4 | -7.8 | 17.8 | 3.7 | 6.7 | 1.1 | 15 | -5.8 | 10.6 | 7.8 | 7.2 | -5.8 | -5.6 | -6.7 | 7.2 | 3.9 | 6.1 | -3.3 | -4.6 | -15.8 | -1.7 | -10 | -6.1 | -12.2 | 5 | -7.8
-2 | -3 | -2.8 | -12.8 | 22.8 | 10 | 15 | 4.4 | 15.6 | -5.9 | 28.3 | 1.7 | 8 | 3 | 12.2 | 5.6 | 15 | 10.6 | 11.7 | 8.9 | 11.7 | 5 | 15.6 | 9.4 | 1.1 | -12.3 | 1.1 | -18.5 | 23 | 7 | 23.3 | 18.4 | 23.3 | 17.8 | 15.6 | 15 | 17.8 | -2.2 | 6.7 | 5.6 | 22.1 | 19.5 | 17.8 | 2.2 | 6.5 | -10.4 | 2.2 | 0 | 12.2 | 7.8 | 22.8 | -1.1 | 10.6 | 4.1 | 25.6 | 18.9 | 20.6 | 5.6 | 1.1 | -13.3 | -6 | -8 | -2.8 | -8.9 | 8.3 | -8.3 | 17.8 | 11.1 | 1.1 | -5.6 | 2.8 | -3.3 | -1.1 | -8.9 | 10 | 3.9 | -0.6 | -7.8 | 8.9 | -6.1 | 0 | -6.1 | 22.2 | 5 | 5 | -3.6 | 10.6 | -2.1 | 10.2 | 2.6 | 6.7 | -0.6 | 8.3 | -9.4 | 0 | -2.2 | 18.9 | 3.9 | 13.3 | -7.2 | -0.4 | -14.2 | 13.3 | -8.7 | 4.8 | -8.3 | 12 | -1.3 | 6.7 | -2.2 | 5 | 2.8 | 19.3 | 9.8 | 11.1 | 8.9 | 20.6 | 16.7 | -2 | -5 | 8.9 | 0.6 | 15.6 | 1.7 | 10 | 0 | 11.7 | 1.1 | -3 | -8 | 10.6 | 7 | 7.8 | 6.1 | 1.7 | 1.1 | 17.2 | 10.6 | 18.9 | 2.8 | 6.7 | 1.1 | 22.8 | 16.7 | 15.6 | -7.2 | 18.9 | 5 | 7.2 | 0.6 | 16.7 | -7.8 | 10.6 | 7.2 | 8.3 | -5.5 | -5.6 | -6.7 | 7.8 | 3.9 | 6.7 | -4.4 | -2.8 | -17.2 | -0.6 | -9.4 | -5.5 | -11.3 | 6.7 | -9.4
-1 | -3 | -2.2 | -13.9 | 22.8 | 10 | 15 | 3.9 | 15.6 | -4.8 | 28.3 | 1.1 | 8 | 3 | 13.3 | 5 | 16.1 | 10 | 13.3 | 9.4 | 13.3 | 6.7 | 15.6 | 7.8 | 1.7 | -11.8 | 2.2 | -18.9 | 23 | 8 | 23.3 | 18.9 | 23.3 | 18.3 | 15.6 | 15.6 | 18.9 | -2.8 | 6.7 | 5.6 | 23.5 | 19.7 | 18.9 | 2.8 | 7.4 | -10.6 | 2.4 | 0.1 | 14.4 | 10 | 26.1 | -1.7 | 11.7 | 3.9 | 25.6 | 18.9 | 21.1 | 6.3 | 1.7 | -14.4 | -5 | -6 | -2.2 | -8.3 | 6.7 | -5 | 14.4 | 11.1 | 1.7 | -5 | 3.3 | -3.3 | -0.7 | -7.9 | 11.7 | 4.4 | 1.1 | -7.8 | 11.7 | -4.4 | 1.1 | -6.1 | 22.9 | 4.9 | 7.2 | -3.2 | 11.1 | -2 | 11.7 | 2.2 | 7.8 | -1.1 | 8.9 | -10 | -0.4 | -2.5 | 20.6 | 3.9 | 15.6 | -7.2 | 1.1 | -17.8 | 13.9 | -10 | 6.1 | -9.4 | 13.9 | -0.6 | 6.7 | -2.2 | 5.6 | 2.2 | 20.6 | 10 | 13.9 | 10 | 21.7 | 14.4 | -1 | -3 | 11.1 | 1.1 | 18.3 | 1.7 | 11.7 | 0.6 | 13.3 | 2.8 | -2 | -8 | 11.7 | 7.8 | 8.9 | 7.2 | 2.6 | 1.6 | 18.9 | 11.1 | 19.5 | 2.4 | 8.3 | 1.7 | 22.2 | 16.1 | 17.2 | -7.2 | 20.2 | 4.7 | 7.8 | 0.6 | 17.4 | -7 | 7.2 | 5 | 9.4 | -6.7 | -5 | -6.1 | 8.3 | 3.9 | 7.2 | -5 | -2.1 | -15.1 | 1.7 | -10 | -5 | -11.4 | 7.8 | -9.4
-1 | -3 | -1.7 | -12.2 | 22.8 | 10 | 16.1 | 3.9 | 15.6 | -5 | 28.9 | 0.6 | 8 | 3 | 14.1 | 5 | 16.7 | 10 | 13.3 | 10 | 14.4 | 5 | 14.4 | 7.2 | 2.2 | -13.3 | 3.3 | -21.7 | 22 | 9 | 23.1 | 18.9 | 23.9 | 18.9 | 16.1 | 15 | 19.4 | -3.9 | 6.7 | 5.6 | 25 | 20 | 20 | 3.3 | 8.3 | -12.2 | 2.6 | 0 | 18.3 | 12.2 | 26.7 | -1.7 | 12.2 | 3.2 | 26.7 | 18.3 | 21.7 | 6.8 | 2.2 | -12.2 | -5 | -6 | -0.6 | -7.8 | 5.6 | -5.6 | 9.4 | 7.2 | 1.7 | -4.4 | 3.9 | -3.3 | -0.4 | -8.3 | 12.8 | 4.4 | 2.2 | -7.8 | 13.3 | -3.3 | 2.8 | -6.1 | 23.7 | 4.6 | 9.4 | -3.9 | 11.7 | -2.2 | 11.1 | 2.9 | 8.3 | -2.8 | 11.1 | -10 | -0.7 | -2.9 | 21.7 | 4.4 | 17.2 | -6.7 | 1.8 | -11.1 | 14.5 | -8.5 | 6.1 | -8.7 | 15.2 | 0.2 | 6.7 | -2.8 | 5.6 | 2.8 | 16.9 | 9.1 | 16.7 | 11.1 | 22.8 | 10.9 | 0 | -3 | 11.1 | 0.6 | 20 | 2.2 | 11.7 | 0.6 | 15 | 3.9 | -1 | -6 | 11.5 | 8.6 | 8.9 | 7.2 | 3.5 | 1.9 | 20.6 | 10.6 | 20 | 2.4 | 10 | 1.7 | 22.2 | 16.7 | 18.3 | -7.2 | 21.5 | 4.6 | 9.4 | 0.6 | 18.2 | -7.1 | 8.3 | 7.2 | 10.2 | -5.9 | -5.6 | -6.7 | 7.8 | 4.4 | 8.3 | -5.6 | -1.3 | -14 | 2.8 | -10 | -4.4 | -12.2 | 8.9 | -10
-1 | -3 | 0.6 | -12.2 | 23.9 | 9.4 | 16.1 | 4.4 | 15 | -4.8 | 29.4 | 1.1 | 8 | 4 | 14.8 | 4.8 | 15.6 | 10.6 | 13.9 | 9.4 | 13.3 | 4.4 | 14.4 | 6.1 | 2 | -12.3 | 2.9 | -19.1 | 20 | 13 | 23 | 19 | 24.4 | 19.4 | 16.1 | 14.4 | 20 | -3.3 | 7.2 | 6.1 | 24.3 | 20 | 19.4 | 3.3 | 8.5 | -9.7 | 2.8 | 0 | 20 | 12.8 | 27.2 | -0.6 | 12.8 | 2.6 | 27.2 | 18.9 | 22.2 | 7.2 | 3.9 | -10 | -3 | -5 | 0 | -8.9 | 5.6 | -3.9 | 8.3 | 7.2 | 1.1 | -4.4 | 4.4 | -3.9 | 0 | -9.4 | 14.4 | 5 | 2.8 | -7.8 | 15 | -2.8 | 2.8 | -6.1 | 24.4 | 4.4 | 8.9 | -3.5 | 11.7 | -1.6 | 10.6 | 3.6 | 7.2 | -3.3 | 11.1 | -9.4 | -1.1 | -3.9 | 22.8 | 5.6 | 17.2 | -6.7 | 2.6 | -7 | 15 | -8.8 | 6.1 | -9.4 | 16.5 | 1.4 | 7.2 | -2.8 | 5.6 | 2.8 | 13.1 | 7.8 | 17.2 | 11.1 | 23.9 | 5.6 | 0 | -3 | 12.2 | 0.6 | 21.1 | 1.1 | 12.2 | 0.6 | 15.6 | 3.3 | 0 | -8 | 11.3 | 9.4 | 8.3 | 7.8 | 4.4 | 2.2 | 21.1 | 9.4 | 20.6 | 1.7 | 11.7 | 1.7 | 22.2 | 16.7 | 20 | -7.2 | 22.8 | 3.9 | 10 | 0.6 | 18.9 | -8.3 | 10 | 5 | 10.9 | -5.7 | -5 | -6.7 | 7.2 | 5 | 7.8 | -5.6 | -0.6 | -15 | 3.3 | -9.4 | -4.6 | -11.6 | 9.4 | -9.4
-1 | -3 | 1.1 | -12.2 | 24.4 | 10 | 16.7 | 4.4 | 14.5 | -5.7 | 30.6 | 1.1 | 8 | 3 | 15.6 | 4.4 | 15.6 | 10.6 | 15 | 9.4 | 13.3 | 4.4 | 13.3 | 7.2 | 1.9 | -12.7 | 2.6 | -19.3 | 19 | 13 | 22.8 | 18.9 | 25 | 20.6 | 16.1 | 15 | 20.6 | -2.8 | 8.3 | 7.2 | 23.5 | 20.1 | 18.9 | 3.3 | 8.7 | -9.1 | 2.6 | 0 | 20.6 | 13.3 | 27.8 | -2.8 | 13.3 | 1.7 | 26.7 | 18.9 | 21.1 | 7 | 2.2 | -11.1 | -3 | -4 | -1.1 | -10.6 | 4.4 | -3.9 | 7.8 | 5 | 0 | -1.7 | 3.9 | -3.9 | -0.2 | -8.8 | 15 | 5.6 | 3.3 | -7.8 | 15.6 | -2.8 | 2.8 | -6.7 | 23.1 | 4.6 | 8.3 | -3.7 | 11.7 | -1.6 | 10 | 3.9 | 6.7 | -4.4 | 11.7 | -10.6 | -1.3 | -3.7 | 22.8 | 4.4 | 17.2 | -6.7 | 3.3 | -4.4 | 15.6 | -9.4 | 6.1 | -11.1 | 17.8 | 2.2 | 6.7 | -3.9 | 5.6 | 2.8 | 9.4 | 6.1 | 17.8 | 11.7 | 23.2 | 5.2 | 0 | -3 | 12.2 | 0.6 | 21.1 | 1.1 | 11.7 | 1.1 | 16.1 | 3.9 | 0 | -7 | 11.1 | 10 | 8.3 | 8.3 | 5.3 | 3 | 21.7 | 8.9 | 19.8 | 1.3 | 12.2 | 0 | 21.7 | 16.7 | 20.6 | -7.2 | 22.4 | 3.5 | 10 | -0.6 | 18.3 | -7.1 | 9.4 | 3.9 | 11.7 | -6.7 | -4.4 | -7.2 | 6.1 | 3.3 | 7.2 | -5 | -1.1 | -13.2 | 4.4 | -10.6 | -4.8 | -12 | 8.3 | -12.8
-1 | -3 | 0.6 | -11.1 | 23.3 | 9.4 | 16.1 | 3.9 | 13.9 | -7.2 | 30.6 | 1.1 | 8 | 3 | 13.9 | 5 | 15 | 10.6 | 15 | 10 | 12.2 | 3.9 | 12.2 | 6.1 | 1.7 | -15 | 2.2 | -21.1 | 18 | 12 | 22.4 | 19.2 | 25 | 20.6 | 16.7 | 15.6 | 19.4 | -3.9 | 8.9 | 8.3 | 22.8 | 20 | 18.9 | 3.3 | 8.9 | -9.4 | 2.4 | 0.1 | 18.3 | 13.3 | 27.8 | -4.4 | 11.8 | 1.1 | 23.9 | 18.3 | 20 | 7.1 | 1.7 | -6.7 | -2 | -3 | -2.2 | -11.1 | 3.9 | -3.3 | 7.8 | 5 | -0.6 | -1.1 | 3.9 | -4.4 | -0.4 | -9.5 | 15 | 5.6 | 3.3 | -9.4 | 16.1 | -2.8 | 2.8 | -6.7 | 21.9 | 4.5 | 7.8 | -4.4 | 11.7 | -1.7 | 9.4 | 4.2 | 6.1 | -3.9 | 11.7 | -10.6 | -1.5 | -3.9 | 22.2 | 3.3 | 17.8 | -6.7 | 1.6 | -6.4 | 14.3 | -7.4 | 5.2 | -9.8 | 16.3 | 2.3 | 6.1 | -4.4 | 5 | 2.8 | 8.5 | 5.3 | 18.3 | 11.7 | 22.4 | 4 | 0 | -2 | 11.1 | 0 | 20 | 1.1 | 11.7 | 1.1 | 15.6 | 4.4 | 0 | -8 | 11.1 | 10 | 8.3 | 8.3 | 6.3 | 3.8 | 21.1 | 8.9 | 19.1 | 1.1 | 13.3 | 0.6 | 21.7 | 17.2 | 20 | -7.8 | 22.1 | 2.8 | 10 | -0.6 | 17.8 | -7.4 | 7.2 | 5 | 9.8 | -5.8 | -5 | -6.7 | 5 | 3.3 | 6.7 | -4.4 | -1.7 | -13.1 | 4.4 | -11.7 | -5 | -13.3 | 7.2 | -6.7
-1 | -2 | 0 | -12.2 | 22.2 | 3.3 | 14.4 | 3.3 | 12 | -6.6 | 29.4 | 0 | 8 | 3 | 12.3 | 5.3 | 13.9 | 8.9 | 13.3 | 9.4 | 11.1 | 6.1 | 11.1 | 6.1 | 0.6 | -14.1 | 1.3 | -17.8 | 17 | 12 | 22.1 | 19.3 | 24.4 | 21.1 | 16.1 | 16.1 | 18.3 | -3.3 | 9.4 | 8.9 | 22.6 | 19.8 | 18.3 | 3.9 | 7.8 | -7.7 | 2.2 | 0 | 16.1 | 11.7 | 26.1 | 0 | 10.4 | 0.7 | 22.8 | 18.9 | 18.9 | 6.7 | 1.1 | -5.6 | -2 | -3 | -3.3 | -11.7 | 3.3 | -2.2 | 8.3 | 5 | -0.6 | -1.1 | 2.8 | -6.1 | -0.6 | -11.1 | 13.3 | 5 | 2.2 | -8.9 | 15 | -3.3 | 2.2 | -6.7 | 20.6 | 4.4 | 7.1 | -3.8 | 10.4 | -1.4 | 8.9 | 4.3 | 5 | -3.9 | 10.6 | -10.6 | -1.7 | -4.4 | 19.4 | 2.8 | 16.1 | -6.7 | 0 | -8.6 | 13 | -6.3 | 4.2 | -9.5 | 14.8 | 2.4 | 5 | -5 | 4.4 | 2.8 | 7.6 | 4.6 | 17.2 | 10.6 | 21.7 | 3.3 | 0 | -2 | 9.4 | 0 | 19.4 | 0.6 | 9.4 | 1.1 | 14.4 | 3.3 | 0 | -8 | 11.1 | 10 | 8.9 | 8.3 | 7.2 | 4.4 | 21.1 | 10 | 18.3 | 0.6 | 12.8 | 1.1 | 21.1 | 16.7 | 18.9 | -7.8 | 21.7 | 2.2 | 10 | -1.1 | 17.2 | -8.3 | 7.2 | 4.4 | 8 | -5.5 | -5 | -6.7 | 5 | 3.9 | 6.1 | -3.9 | -2.2 | -14.4 | 4.4 | -13.3 | -6.3 | -13.5 | 4.4 | -9.4
-2 | -3 | -0.6 | -11.7 | 20.6 | 8.9 | 13.3 | 3.9 | 10.2 | -6.7 | 27.8 | 0 | 7 | 3 | 10.6 | 5 | 13.3 | 8.9 | 12.8 | 8.9 | 10.6 | 6.7 | 10 | 6.7 | -0.6 | -15.2 | 0.3 | -16.5 | 16 | 12 | 21.7 | 19.4 | 24.4 | 20.6 | 15.6 | 15 | 15 | -2.8 | 9.4 | 8.9 | 22.4 | 19.6 | 15 | 3.3 | 6.7 | -7.5 | 2.4 | 0.1 | 13.3 | 10.6 | 21.1 | 1.1 | 8.9 | 0 | 20.6 | 18.3 | 17 | 7.4 | 2.8 | -9.4 | -2 | -3 | -4.4 | -12.8 | 3.3 | -1.7 | 8.3 | 1.1 | -0.6 | -0.6 | 0.6 | -6.1 | -1.5 | -9.3 | 11.7 | 5 | 0 | -8.9 | 14.4 | -2.2 | 1.1 | -7.2 | 18.2 | 5.1 | 6.3 | -3.7 | 9.1 | -1.4 | 8.3 | 4.4 | 5 | -1.7 | 7.8 | -7.8 | -2.6 | -4.9 | 16.7 | 3.9 | 12.8 | -6.7 | -1.7 | -12.8 | 11.7 | -6.7 | 3.3 | -10.6 | 13.3 | 2.2 | 3.9 | -5.6 | 3.3 | 2.2 | 6.7 | 3.9 | 12.8 | 7.8 | 19.7 | 4.6 | 0 | -2 | 8.3 | 0 | 15.6 | 1.1 | 8.3 | 0.6 | 13.3 | 3.3 | -2 | -8 | 11.1 | 10 | 8.9 | 8.3 | 6.3 | 4 | 20.6 | 9.4 | 16.3 | 2 | 9.4 | 2.8 | 20.6 | 16.7 | 16.7 | -7.2 | 20.2 | 3 | 8.3 | -1.1 | 16.1 | -5 | 6.7 | 4.4 | 6.1 | -6.7 | -5.6 | -6.7 | 4.4 | 3.3 | 6.1 | -3.9 | -3.3 | -12.7 | 3.3 | -15 | -7.6 | -14.3 | 2.8 | -12.8
-1 | -2 | -1.1 | -10 | 16.1 | 8.9 | 12.8 | 3.9 | 8.3 | -8.3 | 25 | 0.6 | 7 | 3 | 10 | 5 | 13.3 | 9.4 | 10.6 | 8.3 | 10 | 6.7 | 8.3 | 6.1 | -1.7 | -17.8 | -0.6 | -17.8 | 14 | 12 | 21.7 | 19.5 | 23.3 | 21.1 | 15.6 | 15 | 12.8 | 3.3 | 10 | 9.4 | 22.2 | 19.4 | 13.3 | 2.8 | 5.6 | -8.3 | 2.6 | 0 | 12.2 | 9.4 | 16.1 | 0.6 | 6.9 | -0.1 | 19.4 | 17.8 | 15.2 | 7.8 | 0.6 | -9.4 | -2 | -3 | -5.6 | -11.1 | 2.8 | -1.7 | 7.8 | 0.6 | -0.6 | -0.6 | -1.1 | -6.1 | -2.4 | -8.9 | 9.4 | 5 | -1.1 | -8.3 | 11.1 | -2.2 | 0 | -6.7 | 15.7 | 4.7 | 5.6 | -4.4 | 7.8 | -2.2 | 7.6 | 4.6 | 5.6 | -1.1 | 5.6 | -7.8 | -3.5 | -6 | 13.3 | 3.3 | 11.1 | -5.6 | -2.4 | -9.3 | 11.1 | -6.8 | 2.6 | -9.5 | 12.8 | 2.4 | 2.8 | -6.1 | 3.3 | 2.8 | 6.7 | 4 | 10 | 6.7 | 17.6 | 5.6 | 0 | -2 | 6.7 | 0 | 12.8 | 3.9 | 7.2 | -1.7 | 12.8 | 3.3 | -3 | -8 | 12.4 | 11.3 | 9.4 | 8.3 | 5.3 | 3.3 | 16.1 | 10.6 | 14.2 | 2.4 | 7.2 | 2.8 | 20.6 | 17.2 | 15 | -6.7 | 18.7 | 3.7 | 6.7 | -0.6 | 15 | -3.4 | 6.1 | 3.9 | 4.3 | -4.1 | -5.6 | -8.3 | 4.4 | 2.8 | 5 | -2.2 | -4.5 | -12.6 | 2.8 | -15 | -8.9 | -16.1 | 2.8 | -11.7
-1 | -2 | -1.7 | -11.7 | 13.3 | 8.9 | 12.2 | 3.3 | 7.8 | -7.3 | 25 | 1.1 | 7 | 2 | 9.5 | 4.7 | 12.8 | 9.4 | 9.4 | 8.3 | 10 | 6.7 | 8.3 | 6.1 | -3.5 | -14.5 | -1.9 | -15.6 | 14 | 12 | 21.7 | 19.5 | 23.3 | 21.1 | 16.1 | 15.6 | 12.2 | 3.9 | 10 | 10 | 22 | 19.2 | 12.2 | 3.3 | 5.4 | -8.5 | 2.8 | 0 | 11.7 | 8.3 | 14.4 | 2.2 | 4.8 | -0.3 | 19.4 | 17.8 | 13.3 | 7.8 | 0 | -8.3 | -2 | -3 | -6.7 | -12.2 | 2.8 | -1.7 | 6.7 | 0 | -0.6 | -0.6 | -2.8 | -6.7 | -3.3 | -9.4 | 7.2 | 4.4 | -1.7 | -7.8 | 10.6 | -2.8 | -0.6 | -7.2 | 13.3 | 4.4 | 2.6 | -4.3 | 6.1 | -1.4 | 6.8 | 4.5 | 5 | -1.1 | 5 | -6.7 | -4.4 | -7.2 | 11.1 | 2.2 | 7.2 | -5 | -3.2 | -8 | 10.6 | -7.6 | 1.8 | -9.2 | 12.2 | 2.1 | 2.8 | -6.1 | 3.3 | 3.3 | 6.7 | 4.4 | 10.6 | 7.2 | 15.6 | 5.6 | 0 | -1 | 5.6 | -0.6 | 13.9 | 2.2 | 5.6 | -1.1 | 12.2 | 3.3 | -5 | -11 | 13.7 | 12.6 | 10 | 9.4 | 4.4 | 2.8 | 13.3 | 10.6 | 12.2 | 2.8 | 6.7 | 1.7 | 20 | 16.7 | 13.9 | -6.1 | 17.2 | 3.9 | 5.6 | -0.6 | 13.9 | -2.8 | 6.1 | 3.3 | 2.4 | -3.5 | -5.6 | -8.3 | 4.4 | 2.8 | 5 | -3.3 | -5.6 | -13.3 | 0.6 | -14.4 | -8.9 | -15.7 | -0.6 | -10.6
-1 | -3 | -1.7 | -11.7 | 12.8 | 8.9 | 12.2 | 2.8 | 7.2 | -7.8 | 22.8 | 1.7 | 6 | 3 | 8.9 | 4.4 | 12.8 | 10 | 9.4 | 7.8 | 9.4 | 7.2 | 6.7 | 5 | -5.4 | -13.9 | -3.1 | -15.3 | 14 | 12 | 21.7 | 19.4 | 23.3 | 21.7 | 16.1 | 15 | 11.1 | 4.4 | 9.4 | 8.9 | 21.9 | 19.1 | 10.6 | 2.8 | 5.2 | -9.4 | 3.2 | 0.6 | 11.1 | 7.8 | 11.1 | 2.2 | 2.8 | -1.1 | 18.9 | 17.8 | 12.4 | 7.5 | 0 | -8.9 | -1 | -2 | -7.2 | -12.8 | 2.8 | -1.7 | 6.1 | 0 | -0.6 | -0.6 | -3.3 | -6.7 | -5.2 | -10 | 6.1 | 4.4 | -2.8 | -7.2 | 10 | -2.8 | -1.1 | -6.7 | 12.8 | 5.3 | -0.3 | -5.2 | 4.5 | -1.3 | 6.1 | 4.4 | 5 | -0.6 | 3.9 | -7.2 | -4.6 | -7.3 | 8.3 | 2.8 | 6.7 | -5 | -3.9 | -7.2 | 10 | -9.4 | 1.1 | -10.6 | 11.7 | 2.2 | 2.2 | -6.1 | 3.3 | 3.3 | 6.7 | 4.4 | 9.4 | 6.7 | 14.5 | 8.3 | 0 | 0 | 2.8 | -0.6 | 10 | 3.3 | 5.6 | -1.1 | 11.1 | 2.8 | -7 | -15 | 15 | 13.9 | 10.6 | 10 | 3.9 | 2.4 | 11.1 | 10 | 12 | 2.5 | 5.6 | 1.7 | 20 | 16.7 | 14.4 | -6.1 | 16.1 | 4.5 | 5 | -0.6 | 13.5 | -2.5 | 6.1 | 3.3 | 0.6 | -3.3 | -6.1 | -8.9 | 4.4 | 2.8 | 3.3 | -3.9 | -5.4 | -12.2 | 0.6 | -14.4 | -8.9 | -15.9 | -0.6 | -11.1
-1 | -2 | -1.7 | -12.8 | 12.2 | 8.9 | 11.1 | 5 | 6.7 | -8.9 | 21.7 | 2.8 | 6 | 3 | 7.8 | 4.2 | 12.2 | 9.4 | 8.3 | 7.8 | 8.9 | 7.2 | 6.1 | 4.6 | -7.2 | -14.4 | -4.4 | -16.7 | 13 | 11 | 21.9 | 18.5 | 23.3 | 21.7 | 16.7 | 15.6 | 11.7 | 2.8 | 8.3 | 8.3 | 21.7 | 18.9 | 9.4 | 2.8 | 5 | -12.2 | 3.5 | 1.2 | 10 | 7.2 | 10.6 | 3.3 | 1.9 | -1.2 | 18.3 | 17.2 | 11.5 | 7.1 | -0.6 | -9.4 | -1 | -2 | -7.2 | -12.2 | 3.3 | -1.7 | 5.6 | 0 | 0 | 0 | -4.4 | -6.7 | -7 | -11.4 | 5 | 3.3 | -3.3 | -6.7 | 10 | -2.8 | -1.1 | -7.2 | 12.2 | 6.1 | -3.3 | -7.2 | 2.8 | -1.7 | 5 | 3.7 | 1.1 | -1.7 | 3.3 | -7.8 | -4.8 | -8 | 8.3 | 2.8 | 6.7 | -4.4 | -5.4 | -8.4 | 9.1 | -8.4 | -0.2 | -9.5 | 11.3 | 2.1 | 1.7 | -6.1 | 3.3 | 2.8 | 6.3 | 3.8 | 8.3 | 5.6 | 13.3 | 9.8 | 0 | 0 | 2.8 | -0.6 | 9.4 | 3.9 | 5.6 | 0 | 10 | 0.6 | -8 | -14 | 15.9 | 14.6 | 10.6 | 10.6 | 3.3 | 2 | 10.6 | 10 | 11.9 | 2.4 | 6.1 | 1.1 | 20 | 17.2 | 9.4 | -6.1 | 15 | 5.3 | 4.4 | -1.1 | 13.2 | -3.1 | 6.1 | 3.3 | 0.2 | -3.1 | -6.7 | -10 | 5 | 3.3 | 1.7 | -4.4 | -5.2 | -11.8 | -1.7 | -13.3 | -8.9 | -17.2 | 0 | -11.1
-4 | -5 | -1.7 | -12.2 | 11.7 | 8.9 | 10 | 5.6 | 6.5 | -7.7 | 18.9 | 2.2 | 7 | 4 | 6.7 | 3.9 | 11.7 | 8.9 | 7.8 | 7.8 | 7.8 | 6.7 | 5 | 3.7 | -6.1 | -13.5 | -4.4 | -14.7 | 12 | 11 | 22 | 17.2 | 23.3 | 21.7 | 16.1 | 15.6 | 10.6 | 1.1 | 8.3 | 7.2 | 21.1 | 18.9 | 7.2 | 2.2 | 3.1 | -8.5 | 3.9 | 1.7 | 9.4 | 6.7 | 10 | 3.3 | 0.9 | -1.6 | 16.7 | 16.7 | 10.6 | 6.7 | -0.6 | -7.8 | -1 | -2 | -7.2 | -11.2 | 2.8 | -2.8 | 5.6 | 0.6 | 0 | -0.6 | -5 | -6.7 | -8.9 | -13.3 | 3.9 | 3.3 | -3.9 | -7.2 | 10 | -1.7 | -1.7 | -7.2 | 11.7 | 6.7 | -3.9 | -7.2 | 3 | -1.5 | 3.9 | 3 | 0 | -2.8 | 1.7 | -7.2 | -5 | -8.9 | 8.3 | 2.8 | 5 | -3.9 | -6.8 | -10.1 | 8.1 | -8.7 | -1.5 | -10 | 11 | 2.3 | 1.7 | -6.1 | 2.8 | 2.2 | 6 | 3 | 7.8 | 5.6 | 12.2 | 11.1 | 0 | 0 | 2.2 | -1.1 | 8.9 | 3.3 | 6.1 | 0.6 | 10 | 1.7 | -8 | -13 | 16.9 | 15.4 | 11.7 | 11.1 | 2.8 | 1.7 | 10 | 9.4 | 11.7 | 1.7 | 6.1 | 0.6 | 20 | 17.2 | 5 | -6.1 | 13.9 | 5.6 | 2.8 | -0.6 | 12.8 | -3.9 | 6.1 | 3.3 | -0.2 | -3.3 | -7.2 | -10 | 5 | 3.3 | 1.7 | -4.4 | -5 | -12.2 | -1.7 | -12.2 | -8.9 | -16.3 | -0.6 | -11.1
-3 | -4 | -2.2 | -11.7 | 11.1 | 8.3 | 10 | 5.6 | 6.3 | -7.5 | 17.2 | 2.2 | 7 | 4 | 5.6 | 3.3 | 11.7 | 8.9 | 7.8 | 7.8 | 7.2 | 5 | 4.4 | 3 | -5 | -13.5 | -4.4 | -14.5 | 12 | 11 | 22.2 | 16.1 | 23.3 | 21.7 | 16.1 | 15.6 | 10 | 1.7 | 7.8 | 7.2 | 20.6 | 18.9 | 6.7 | 1.7 | 1.3 | -7.1 | 3.7 | 1.6 | 9.4 | 6.7 | 8.9 | 3.3 | 0 | -2.2 | 16.7 | 16.1 | 11 | 7.3 | -1.1 | -7.8 | -1 | -2 | -7.2 | -11.1 | 2.8 | -3.3 | 5 | 0.6 | 0 | -1.1 | -3.9 | -6.1 | -9.5 | -13.2 | 4.4 | 2.8 | -3.9 | -7.2 | 10.6 | -2.2 | -2.2 | -7.2 | 11.7 | 7.3 | -4.4 | -7.9 | 3.1 | -1.8 | 2.8 | 2.2 | 6.1 | -5 | 1.1 | -7.8 | -5.7 | -9 | 8.9 | 2.8 | 3.3 | -3.9 | -8.3 | -12.2 | 7.2 | -10 | -2.8 | -11.7 | 10.6 | 2.2 | 1.1 | -6.7 | 2.8 | 1.7 | 5.6 | 2.2 | 7.2 | 5 | 12.4 | 11.7 | 1 | 0 | 1.1 | -1.7 | 7.2 | 3.9 | 6.1 | 1.1 | 8.9 | -2.2 | -7 | -15 | 17.8 | 16.1 | 11.7 | 11.7 | 2.8 | 1.6 | 8.9 | 8.9 | 11.1 | 1.9 | 5.6 | 0.6 | 19.4 | 17.2 | 5.6 | -6.1 | 13.9 | 5.3 | 2.8 | -0.6 | 12.2 | 0.6 | 6.1 | 2.8 | -0.6 | -3.9 | -6.7 | -9.4 | 4.4 | 2.8 | 1.1 | -4.4 | -4.4 | -11 | -2.2 | -11.1 | -8.9 | -16.3 | -2.2 | -10
-6 | -7 | -2.8 | -12.2 | 13.9 | 10 | 10 | 6.1 | 6.1 | -8.3 | 17.2 | 2.8 | 6 | 4 | 5.2 | 3.2 | 11.7 | 8.9 | 7.2 | 6.7 | 6.1 | 3.9 | 3.3 | 2.6 | -3.9 | -15 | -4.4 | -15 | 12 | 12 | 21.3 | 16.9 | 23.3 | 21.7 | 15.6 | 15.6 | 8.9 | 2.2 | 7.2 | 6.7 | 20 | 18.9 | 6.1 | 1.1 | -0.6 | -7.2 | 3.5 | 1.4 | 8.9 | 6.1 | 7.2 | 3.9 | -0.4 | -2.2 | 16.7 | 16.7 | 11.3 | 7.8 | -1.1 | -7.2 | 0 | -2 | -7.2 | -10.8 | 3.9 | -1.7 | 4.4 | 0.6 | -1.7 | -3.9 | -1.7 | -5.6 | -10 | -13.6 | 3.3 | 2.2 | -3.3 | -7.2 | 11.1 | -1.1 | -2.2 | -7.2 | 11.7 | 7.8 | -5 | -8.9 | 3.3 | -2.2 | 2.8 | 2.2 | 3.3 | -4.4 | 0.6 | -9.4 | -6.5 | -9.6 | 8.3 | 2.8 | 2.8 | -3.9 | -9.1 | -12.2 | 6.7 | -9 | -4.3 | -11.1 | 9.1 | 2.7 | 1.1 | -6.7 | 2.2 | 1.1 | 5.2 | 1.7 | 6.1 | 3.9 | 12.6 | 12.3 | 0 | 0 | 2.2 | -0.6 | 5.6 | 3.3 | 5.6 | 1.1 | 7.2 | -2.2 | -6 | -13 | 17.8 | 16.2 | 14.4 | 13.9 | 2.8 | 1.6 | 8.3 | 8.3 | 10.6 | 1.9 | 5 | 0.6 | 19.4 | 17.2 | 4.4 | -6.1 | 13.9 | 5.3 | 1.7 | -1.1 | 11.7 | 3.7 | 5.6 | 3.3 | 1.1 | -2.5 | -6.1 | -8.9 | 4.4 | 2.8 | 1.7 | -4.4 | -3.9 | -10.6 | -3.3 | -11.1 | -8.9 | -17.2 | -2.8 | -8.3
-6 | -7 | -2.8 | -11.1 | 10 | 7.2 | 10 | 6.1 | 5.4 | -7.2 | 16.7 | 2.8 | 5 | 4 | 4.8 | 3 | 11.7 | 8.9 | 7.2 | 6.7 | 6.1 | 3.9 | 2.2 | 2.2 | -3.5 | -14.2 | -4.6 | -14.9 | 13 | 12 | 20.3 | 17.7 | 23.3 | 21.7 | 15.6 | 15.6 | 8.3 | 2.2 | 7.2 | 6.7 | 19.6 | 18.6 | 6.1 | 1.1 | -1.5 | -6.6 | 3.3 | 1.1 | 8.3 | 5.6 | 6.7 | 3.9 | -0.7 | -2.2 | 18.9 | 17.8 | 11.7 | 8.3 | -1.1 | -6.1 | 0 | -1 | -7.2 | -10.6 | 3.3 | -1.1 | 4.4 | 0 | -1.7 | -3.9 | -1.7 | -5 | -10.6 | -14.4 | 3.3 | 2.2 | -3.9 | -7.2 | 8.9 | 3.3 | -2.8 | -6.7 | 11.7 | 8.3 | -5.7 | -9.3 | 3.5 | -2.2 | 2.8 | 2.2 | 6.1 | -4.4 | 0.6 | -10 | -7.2 | -10.6 | 7.8 | 2.8 | 2.8 | -3.9 | -9.8 | -12.6 | 6.1 | -9.4 | -5.7 | -11.9 | 7.6 | 2.7 | 0.6 | -7.2 | 2.2 | 1.1 | 4.8 | 1.1 | 5 | 3.3 | 12.8 | 12.8 | 0 | 0 | 2.8 | 0 | 6.1 | 3.9 | 5 | 1.1 | 6.7 | -2.2 | -5 | -11 | 17.8 | 16.2 | 15.6 | 15 | 2.8 | 1.7 | 7.2 | 7.2 | 10 | 1.7 | 5 | 0 | 19.4 | 17.2 | 6.7 | -5 | 13.9 | 5 | 1.7 | -1.7 | 11.1 | 6.1 | 5.6 | 3.3 | 2.7 | -1.8 | -6.1 | -8.9 | 4.4 | 2.2 | 1.7 | -3.9 | -3.3 | -11.1 | -4.4 | -11.1 | -8.7 | -16.4 | -2.2 | -11.7
-7 | -8 | -3.3 | -10.6 | 9.4 | 7.2 | 9.4 | 6.1 | 4.6 | -7.2 | 16.1 | 2.2 | 5 | 4 | 4.4 | 2.8 | 11.1 | 8.9 | 6.7 | 6.7 | 6.1 | 3.9 | 1.1 | 1.1 | -3.2 | -15.1 | -4.8 | -16 | 13 | 12 | 19.4 | 18.3 | 23.9 | 21.7 | 15.6 | 15 | 8.3 | 2.2 | 6.7 | 6.7 | 19.3 | 18.7 | 6.7 | 1.7 | -2.4 | -6.9 | 3.3 | 1.2 | 7.8 | 5 | 5.6 | 2.8 | -1.1 | -2.8 | 18.9 | 18.3 | 10.9 | 8.2 | -0.6 | -5.6 | 0 | -1 | -7.2 | -10.3 | 2.2 | 0 | 4.4 | -0.6 | -2.2 | -6.1 | -1.1 | -3.9 | -10.2 | -13.7 | 4.4 | 1.7 | -3.3 | -6.7 | 7.8 | 4.4 | -2.8 | -6.7 | 11.9 | 9.8 | -6.5 | -10.2 | 3.7 | -2.2 | 2.8 | 2.2 | 6.1 | -1.7 | -0.6 | -8.9 | -7.2 | -10.2 | 6.7 | 2.2 | 2.2 | -3.9 | -10.6 | -13.3 | 5.6 | -11.1 | -7.2 | -13.3 | 6.1 | 2.8 | 0.6 | -7.8 | 2.2 | 1.1 | 4.4 | 0.6 | 5 | 2.8 | 11.3 | 11 | 0 | 0 | 2.8 | -0.6 | 4.4 | 2.8 | 5 | 1.1 | 7.2 | -1.7 | -5 | -8 | 17.8 | 16.1 | 15.6 | 15 | 1.7 | 0.5 | 6.7 | 6.7 | 9.4 | 2 | 5 | 0 | 20 | 17.8 | 5 | -4.4 | 13.7 | 5.4 | 1.1 | -1.7 | 10.7 | 6.5 | 5 | 2.2 | 4.4 | -1.1 | -7.2 | -8.9 | 3.3 | 1.7 | 1.1 | -2.8 | -3.1 | -9.8 | -5 | -11.1 | -8.5 | -16.2 | -2.8 | -11.1
-4 | -5 | -4.4 | -9.4 | 8.9 | 6.7 | 10 | 6.1 | 3.9 | -8.3 | 16.1 | 1.7 | 6 | 5 | 4.4 | 2.7 | 10 | 8.3 | 7.8 | 7.8 | 5 | 2.8 | 1.1 | 1 | -2.8 | -17.2 | -5 | -18.3 | 13 | 11 | 19 | 17.5 | 23.9 | 21.7 | 16.1 | 15.6 | 7.2 | 2.2 | 6.7 | 6.7 | 18.9 | 18.3 | 6.7 | 1.7 | -3.3 | -7.8 | 3.3 | 1.2 | 6.7 | 4.4 | 3.3 | 1.7 | -1.7 | -3 | 17.8 | 17.8 | 10.2 | 8 | 0 | -5 | 0 | -1 | -7.2 | -10.6 | 1.7 | 0 | 3.9 | -0.6 | -2.2 | -6.1 | -0.6 | -2.2 | -9.8 | -13.2 | 4.4 | 1.7 | -3.9 | -6.7 | 7.2 | 5 | -3.3 | -6.7 | 12 | 10.9 | -7.2 | -11.7 | 3.9 | -2.8 | 3.3 | 2.9 | 5 | -3.3 | -1.1 | -8.9 | -7.2 | -10.2 | 7.2 | 3.3 | 2.8 | -3.9 | -9.8 | -12.4 | 5.4 | -8.2 | -6.7 | -12.3 | 6.3 | 2.6 | 0 | -7.8 | 1.7 | 0.6 | 4.6 | 0.9 | 5 | 2.8 | 9.8 | 9.1 | 0 | 0 | 2.8 | -0.6 | 3.9 | 3.3 | 4.4 | 0.6 | 6.7 | -1.1 | -5 | -8 | 17.2 | 15.4 | 15 | 13.9 | 0.5 | -0.6 | 7.2 | 7.2 | 8.9 | 2.2 | 5 | -0.6 | 20 | 17.2 | 4.4 | -4.4 | 13.5 | 5.9 | 1.1 | -2.2 | 10.4 | 6.6 | 4.4 | 2.8 | 4.8 | 0.2 | -7.2 | -8.9 | 2.8 | 1.1 | 1.1 | -2.8 | -3 | -9.7 | -4.4 | -10.6 | -8.3 | -17.2 | -3.3 | -11.1
-3 | -3 | -5 | -11.1 | 8.9 | 6.7 | 10.6 | 6.1 | 4.3 | -6.9 | 15 | 1.7 | 6 | 5 | 4.4 | 2.7 | 11.1 | -0.6 | 7.8 | 7.8 | 5 | 2.8 | 1.1 | 0.6 | -1.9 | -15.2 | -4.3 | -17.4 | 13 | 10 | 18.7 | 16.9 | 23.9 | 21.7 | 16.1 | 15.6 | 8.3 | 2.2 | 6.7 | 6.7 | 20 | 18.7 | 6.1 | 2.2 | -2.6 | -6.5 | 3.3 | 1.1 | 6.7 | 4.4 | 2.8 | 1.1 | -2.2 | -3.3 | 17.2 | 17.2 | 9.4 | 7.8 | 0 | -1.1 | 0 | -1 | -6.7 | -10 | 2.2 | 0.6 | 3.9 | -0.6 | -3.9 | -6.7 | 0 | -1.7 | -9.4 | -13.3 | 3.3 | 1.7 | -3.3 | -6.7 | 7.2 | 5 | -2.8 | -6.7 | 12.2 | 12.2 | -7.6 | -11.2 | 3.7 | -1.5 | 3.9 | 3.8 | 4.4 | -2.2 | -2.8 | -8.9 | -7.2 | -10.6 | 7.8 | 3.9 | 2.2 | -3.9 | -9.1 | -11.9 | 5.2 | -7.1 | -6.1 | -11.7 | 6.5 | 2.4 | 0 | -7.8 | 1.7 | 0.6 | 4.8 | 1.3 | 4.4 | 2.8 | 8.3 | 7.2 | 0 | 0 | 2.8 | -0.6 | 3.9 | 2.8 | 3.9 | 0 | 6.7 | -1.1 | -4 | -6 | 16.7 | 14.7 | 13.9 | 12.2 | -0.6 | -1.7 | 7.2 | 7.2 | 8.3 | 2.2 | 5 | -0.6 | 20 | 17.8 | 1.7 | -6.7 | 13.3 | 6.1 | 0 | -2.2 | 10 | 6.7 | 3.9 | 2.2 | 5.2 | 1.1 | -7.2 | -8.3 | 2.8 | 1.1 | 1.1 | -2.8 | -2.8 | -10 | -5.6 | -10.6 | -7.2 | -15.6 | -4.4 | -9.4
-4 | -5 | -5.6 | -11.7 | 10 | 7.8 | 10 | 6.1 | 4.6 | -7 | 13.9 | 1.7 | 5 | 4 | 4.4 | 2.8 | 11.7 | -0.6 | 7.2 | 7.2 | 6.1 | 3.9 | 1.7 | 1.1 | -0.9 | -14.7 | -3.5 | -17.8 | 14 | 10 | 18.3 | 16.1 | 23.9 | 21.7 | 16.1 | 15.6 | 7.8 | 2.2 | 6.7 | 6.1 | 21.1 | 18.9 | 7.8 | 3.3 | -1.8 | -5.7 | 3.1 | 1 | 6.1 | 4.4 | 1.7 | 0.6 | -2.8 | -3.9 | 16.7 | 15 | 12.6 | 9.3 | -0.6 | -1.7 | 0 | -1 | -6.1 | -8.9 | 1.7 | 0.6 | 3.9 | -1.1 | -5 | -8.3 | 1.1 | -1.1 | -8.1 | -12.3 | 3.3 | 1.1 | -2.8 | -6.1 | 6.7 | 4.4 | -2.2 | -6.7 | 14.4 | 13.3 | -7.9 | -11.2 | 3.5 | -0.8 | 4.4 | 4.4 | 5 | -2.2 | -1.1 | -10.6 | -7 | -10 | 8.3 | 5 | 3.3 | -2.8 | -8.3 | -11.7 | 5 | -6.7 | -5.6 | -12.2 | 6.7 | 2.2 | -0.6 | -7.8 | 1.7 | 0.6 | 5 | 1.7 | 4.4 | 2.8 | 8.3 | 7.1 | 2 | 0 | 3.3 | -0.6 | 4.4 | 3.3 | 3.9 | 0.6 | 6.1 | -0.6 | -7 | -8 | 16.1 | 13.9 | 12.8 | 10.6 | 1.3 | -0.3 | 5.6 | 5.6 | 11.1 | 3.4 | 3.3 | -0.6 | 20.6 | 17.8 | 3.3 | -5.6 | 13.7 | 6.6 | 1.1 | -2.2 | 10.6 | 7.3 | 4.4 | 2.2 | 5.6 | 2.2 | -8.3 | -9.4 | 2.8 | 1.1 | 1.1 | -1.7 | -2.1 | -9.1 | -5.6 | -10 | -6.1 | -14.8 | -2.8 | -9.4
-3 | -4 | -5.6 | -10.6 | 16.1 | 12.2 | 10 | 6.7 | 5 | -7.8 | 16.1 | 2.8 | 4 | 4 | 7 | 4 | 13.3 | 0 | 7.2 | 7.2 | 8.9 | 3.3 | 7.2 | 3.9 | 0 | -16.1 | -2.8 | -20 | 16 | 9 | 19.2 | 15.3 | 21.1 | 20.6 | 16.7 | 15.6 | 10 | 3.9 | 6.7 | 6.1 | 22.2 | 18.9 | 10 | 5 | -1.1 | -5.6 | 3 | 0.9 | 6.1 | 4.4 | 1.7 | -0.6 | 0 | -2.2 | 16.1 | 13.9 | 15.7 | 10.3 | -0.6 | -0.6 | 0 | -1 | -5 | -7.2 | 2.8 | 2.8 | 5.6 | -1.1 | -5 | -8.3 | 1.1 | -0.6 | -6.9 | -11.8 | 5.6 | 2.8 | -1.7 | -5.6 | 6.1 | 4.4 | -1.7 | -7.2 | 16.7 | 14.2 | -8.3 | -11.7 | 3.3 | 0 | 6.6 | 5.1 | 6.1 | -2.8 | 0 | -9.4 | -6.9 | -9.9 | 8.9 | 5.6 | 6.7 | -3.3 | -5.5 | -11 | 7 | -6.6 | -2.6 | -10 | 7.8 | 2.7 | 0.6 | -8.3 | 1.7 | 0.6 | 6.7 | 2.4 | 4.4 | 2.2 | 8.3 | 6.8 | 5 | 1 | 3.9 | 0.6 | 6.7 | 3.9 | 6.7 | 1.7 | 6.7 | -1.1 | -7 | -11 | 16.7 | 12.7 | 12.8 | 10 | 3.1 | 0.8 | 7.2 | 7.2 | 13.9 | 4.2 | 4.4 | 0 | 20.6 | 17.8 | 8.9 | -4.4 | 14 | 6.9 | 4.4 | -1.1 | 11.1 | 7.8 | 5.6 | 3.3 | 6.5 | 2.8 | -7.2 | -9.4 | 2.8 | 1.1 | 2.8 | -1.1 | -1.3 | -8.7 | -2.2 | -7.8 | -5 | -15.6 | -1.1 | -8.9
-3 | -4 | -5 | -10 | 19.4 | 10.6 | 10 | 6.7 | 6.3 | -6.5 | 17.8 | 2.8 | 5 | 4 | 9.6 | 4.8 | 15 | 1.1 | 8.9 | 8.9 | 10 | 6.1 | 10 | 4.4 | 2 | -14.3 | -1.9 | -18.4 | 18 | 11 | 20.2 | 14.1 | 21.1 | 20 | 18.3 | 15.6 | 13.3 | 6.7 | 6.7 | 6.7 | 23.3 | 19.3 | 13.3 | 6.7 | 0.9 | -5.3 | 2.8 | 0.6 | 6.1 | 4.4 | 3.9 | -2.2 | 2.8 | -1.2 | 16.7 | 13.3 | 18.9 | 11.1 | 0 | 0 | 0 | -1 | -3.3 | -6.7 | 2.8 | 0.6 | 6.7 | -1.1 | -5.6 | -9.4 | 1.7 | -0.6 | -5.6 | -12.2 | 8.3 | 4.4 | 0 | -6.1 | 6.1 | 3.9 | -0.6 | -6.7 | 18.9 | 15 | -8.3 | -11.8 | 5.2 | -0.5 | 8.9 | 5.5 | 6.7 | -2.2 | 3.3 | -5.6 | -6.7 | -10 | 12.2 | 6.7 | 9.4 | -3.9 | -2.8 | -11.5 | 9.1 | -7.9 | 0.3 | -8.9 | 8.9 | 2.9 | 1.7 | -8.3 | 1.7 | 1.1 | 8.3 | 3 | 4.4 | 2.8 | 8.3 | 6.7 | 5 | 1 | 6.1 | 1.1 | 8.9 | 5 | 8.3 | 0.6 | 6.7 | -1.7 | -8 | -9 | 17.2 | 11.3 | 13.3 | 10 | 5 | 2.2 | 9.4 | 9.4 | 16.7 | 4.4 | 8.9 | 1.7 | 21.7 | 17.8 | 13.3 | -3.3 | 14.4 | 7.2 | 7.8 | -1.7 | 11.7 | 8.3 | 5 | 3.3 | 7.4 | 3.5 | -7.2 | -8.3 | 3.3 | 1.1 | 3.3 | -0.6 | -0.6 | -9.4 | 2.2 | -8.9 | -4.1 | -13.9 | 1.7 | -8.3
-2 | -5 | -3.9 | -10 | 21.1 | 8.9 | 10 | 7.2 | 7.6 | -6.8 | 17.8 | 6.7 | 5 | 4 | 12.2 | 5.6 | 15 | 3.9 | 10.6 | 10 | 10.6 | 7.2 | 12.8 | 3.9 | 4.1 | -14.1 | -0.9 | -18.5 | 19 | 12 | 21.1 | 12.8 | 18.9 | 16.7 | 20 | 15.6 | 16.7 | 8.3 | 7.2 | 7.2 | 24.5 | 19.4 | 16.7 | 7.2 | 3 | -6.1 | 2.4 | 0 | 6.1 | 5 | 6.7 | -3.9 | 5.6 | -0.6 | 17.8 | 13.3 | 20 | 10.7 | 0 | 0 | -1 | -1 | -2.8 | -5.6 | 2.8 | 0.6 | 7.8 | -1.1 | -5 | -8.9 | 1.7 | -0.6 | -3.9 | -10.8 | 13.9 | 5 | 2.2 | -6.1 | 5 | 3.9 | 1.7 | -6.1 | 20.7 | 15.5 | -8.3 | -12.5 | 7 | -1.5 | 11.1 | 5.6 | 7.2 | -4.4 | 5 | -11.1 | -6.1 | -9.1 | 15.6 | 7.2 | 11.7 | -3.9 | 0 | -15 | 11.1 | -11.7 | 3.3 | -9.4 | 10 | 3.3 | 2.8 | -7.8 | 1.7 | 1.1 | 10 | 3.3 | 4.4 | 2.8 | 8.5 | 6.3 | 6 | 2 | 8.9 | 1.7 | 10 | 5.6 | 8.9 | -0.6 | 7.8 | -1.7 | -8 | -9 | 17.8 | 9.4 | 13.9 | 9.4 | 7.6 | 3.5 | 14.4 | 10 | 18.4 | 5.6 | 11.7 | 1.1 | 22.8 | 17.8 | 16.1 | -2.8 | 15.9 | 6.6 | 10 | -3.3 | 13.5 | 9 | 3.3 | 2.2 | 8.3 | 3.9 | -6.1 | -8.3 | 4.4 | 0.6 | 4.4 | 0 | 0.2 | -8.2 | 6.1 | -9.4 | -3.1 | -13.3 | 4.4 | -10.6
-2 | -5 | -2.8 | -9.4 | 22.8 | 10.6 | 12.2 | 8.9 | 8.9 | -7.8 | 21.7 | 6.7 | 6 | 5 | 13.3 | 5.7 | 16.1 | 4.4 | 13.3 | 11.7 | 11.7 | 7.2 | 12.8 | 3.9 | 6.1 | -16.7 | 0 | -21.1 | 22 | 13 | 21.8 | 12.4 | 18.3 | 16.7 | 22.2 | 13.9 | 19.4 | 8.9 | 8.3 | 7.8 | 25.6 | 19.4 | 19.4 | 7.8 | 5 | -8.9 | 2.1 | -0.7 | 6.1 | 5 | 8.9 | -4.4 | 7.3 | -0.2 | 19.4 | 13.3 | 21.1 | 10 | 0 | 0 | -1 | -2 | -1.7 | -6.1 | 3.3 | 0.6 | 6.7 | -2.2 | -5 | -8.3 | 1.7 | -1.1 | -2.3 | -10.3 | 13.9 | 5.6 | 4.4 | -6.1 | 5 | 3.9 | 3.3 | -5.6 | 22.6 | 16 | -8.3 | -13.9 | 8.9 | -3.9 | 12.6 | 5.1 | 8.3 | -2.8 | 7.8 | -11.7 | -5.6 | -8.5 | 18.3 | 7.8 | 15 | -3.9 | 2.6 | -12.2 | 12.4 | -10 | 4.8 | -8.3 | 10.2 | 3.3 | 3.3 | -7.8 | 2.8 | 1.7 | 10.4 | 2 | 5 | 2.8 | 8.7 | 6 | 6 | 2 | 9.4 | 1.7 | 13.3 | 5 | 10 | 0 | 8.9 | -3.9 | -8 | -9 | 17.6 | 9.3 | 13.9 | 9.4 | 10.2 | 4.8 | 18.3 | 7.8 | 20 | 6 | 16.1 | 2.2 | 24.4 | 19.4 | 19.4 | -2.2 | 17.4 | 6 | 11.1 | -3.3 | 15.4 | 9.8 | 5.6 | 3.3 | 10 | 4.8 | -5 | -8.9 | 3.9 | 0.6 | 5.6 | 0 | 0.9 | -8.1 | 9.4 | -9.4 | -2.2 | -14.4 | 5.6 | -10
-1 | -5 | -1.7 | -8.9 | 24.4 | 10.6 | 11.7 | 7.8 | 9.6 | -6.7 | 22.8 | 6.7 | 6 | 5 | 14.5 | 5.9 | 15.6 | 5.6 | 13.9 | 11.7 | 13.3 | 7.2 | 13.3 | 3.3 | 6.8 | -14.8 | 0.6 | -18.9 | 24 | 14 | 22.6 | 12.3 | 16.7 | 16.1 | 22.8 | 13.3 | 20 | 8.9 | 10 | 7.8 | 25.8 | 19.7 | 21.7 | 8.3 | 6.1 | -7.6 | 1.7 | -1.7 | 6.7 | 5 | 10.6 | -3.9 | 8.9 | -0.4 | 21.7 | 13.9 | 22.2 | 8.9 | 0.6 | -0.6 | -1 | -2 | -1.7 | -5 | 4.4 | 0.6 | 4.4 | -1.1 | -4.4 | -8.9 | 2.8 | -0.6 | -0.6 | -11.1 | 16.7 | 7.8 | 6.1 | -6.1 | 5 | 3.9 | 3.9 | -6.1 | 24.4 | 16.1 | -8.1 | -13.3 | 9.3 | -3.8 | 14.1 | 4.4 | 8.3 | -4.4 | 8.3 | -12.2 | -5 | -8.3 | 23.9 | 9.4 | 16.1 | -3.9 | 5.2 | -11.8 | 13.7 | -10.4 | 6.3 | -8.5 | 10.4 | 3.4 | 4.4 | -7.2 | 2.8 | 1.1 | 10.7 | -0.1 | 5 | 3.3 | 8.9 | 5.6 | 7 | 2 | 11.1 | 2.8 | 16.1 | 5 | 11.1 | 0 | 11.1 | -3.9 | -7 | -8 | 17.4 | 9.1 | 14.4 | 9.4 | 12.8 | 5.6 | 21.1 | 11.1 | 21.7 | 6.7 | 15.6 | 1.7 | 25 | 17.8 | 21.7 | -2.8 | 18.9 | 4.4 | 12.2 | -2.8 | 17.2 | 10 | 8.3 | 3.3 | 11.6 | 5.5 | -5 | -9.4 | 5.6 | 1.1 | 6.7 | 0.6 | 1.7 | -8.9 | 12.2 | -11.1 | -0.9 | -11.8 | 6.1 | -10
-1 | -4 | -0.6 | -8.3 | 25 | 10.6 | 11.7 | 7.8 | 10.4 | -6.1 | 23.3 | 7.8 | 6 | 6 | 15.6 | 5.6 | 15.6 | 6.1 | 15.6 | 11.1 | 15.6 | 3.9 | 13.3 | 2.8 | 7.6 | -14.2 | 1.1 | -18.5 | 23 | 14 | 23.3 | 11.7 | 15.6 | 14.4 | 23.9 | 11.1 | 20.6 | 7.8 | 10.6 | 8.3 | 25.9 | 19.8 | 23.3 | 8.3 | 7.2 | -7.5 | 1.5 | -1.7 | 6.7 | 5 | 11.7 | -3.3 | 10.6 | -0.6 | 22.8 | 15.6 | 22.4 | 8.5 | 0.6 | -0.6 | -1 | -3 | -1.1 | -5 | 6.1 | 1.1 | 2.2 | 0.6 | -4.4 | -9.4 | 3.9 | -0.6 | 0.2 | -9.7 | 15.6 | 7.8 | 6.7 | -5.6 | 5.6 | 4.4 | 6.1 | -5 | 25 | 15.6 | -8 | -13.5 | 9.6 | -4.2 | 15.6 | 2.8 | 8.9 | -3.3 | 11.1 | -10.6 | -4.6 | -7.6 | 27.2 | 9.4 | 17.8 | -3.9 | 7.8 | -12.8 | 15 | -11.7 | 7.8 | -10 | 10.6 | 3.3 | 5.6 | -7.2 | 3.3 | 1.1 | 11.1 | -2.2 | 4.4 | 3.3 | 8.9 | 5.7 | 8 | 3 | 11.7 | 3.3 | 17.8 | 4.4 | 11.7 | 0 | 13.3 | -4.4 | -6 | -7 | 17.2 | 8.9 | 15.6 | 10 | 14.1 | 6.7 | 22.2 | 10.6 | 21.9 | 7.7 | 17.8 | 0.6 | 25 | 17.2 | 23.3 | -2.8 | 19.8 | 2.2 | 13.3 | -2.8 | 18.1 | 10.7 | 7.8 | 1.1 | 13.3 | 6.1 | -3.9 | -9.4 | 4.4 | 2.2 | 7.2 | 0.6 | 1.9 | -7.8 | 13.9 | -10.6 | 0.4 | -10.9 | 6.7 | -8.9
-1 | -4 | 0 | -8.3 | 26.1 | 11.1 | 12.2 | 8.9 | 11.1 | -6.7 | 23.3 | 7.8 | 7 | 6 | 16.1 | 5.7 | 15 | 5.6 | 17.2 | 11.7 | 16.7 | 8.9 | 12.8 | 3.9 | 8.3 | -16.1 | 1.7 | -20.6 | 21 | 15 | 23.7 | 11.4 | 16.1 | 12.8 | 25 | 11.1 | 21.7 | 7.8 | 11.7 | 8.3 | 26.1 | 20 | 25 | 7.8 | 8.3 | -8.3 | 1.3 | -2 | 7.2 | 5 | 13.3 | -2.8 | 11.5 | -0.3 | 23.9 | 16.1 | 22.6 | 8.4 | 0.6 | 0.6 | -2 | -4 | -1.1 | -4.4 | 6.7 | 0 | 1.7 | 0 | -3.9 | -8.9 | 4.4 | 0 | 0.9 | -9.4 | 16.7 | 8.9 | 8.9 | -5 | 6.1 | 5 | 6.1 | -4.4 | 25.5 | 15.3 | -7.8 | -14.4 | 10 | -5.6 | 16.3 | 2.7 | 8.9 | -3.3 | 12.2 | -12.2 | -4.3 | -7.5 | 28.9 | 5.6 | 18.3 | -3.9 | 9.1 | -11.9 | 15.7 | -10.4 | 8.2 | -9.5 | 11 | 3.1 | 6.7 | -7.2 | 3.3 | 1.1 | 8.7 | -1.2 | 4.4 | 3.3 | 8.9 | 5.7 | 10 | 5 | 13.3 | 2.8 | 18.9 | 4.4 | 11.7 | 0 | 14.4 | -5.6 | -6 | -7 | 16.8 | 8.8 | 15.6 | 10.6 | 15.4 | 8 | 23.3 | 10.6 | 22 | 8.2 | 18.9 | -1.1 | 24.4 | 17.8 | 25 | -3.3 | 20.8 | -0.4 | 15 | -2.8 | 19.1 | 11.2 | 8.3 | -0.6 | 13.3 | 6.9 | -3.3 | -10.6 | 5.6 | 0.6 | 7.2 | 1.7 | 2 | -7.5 | 16.1 | -6.1 | 1.7 | -11.1 | 7.8 | -10
-1 | -4 | 0.6 | -7.2 | 26.7 | 10.6 | 15 | 11.7 | 10.9 | -7.9 | 23.9 | 7.8 | 7 | 7 | 16.7 | 5.7 | 15.6 | 6.7 | 17.8 | 12.2 | 15 | 7.2 | 13.3 | 5 | 8.3 | -14.4 | 1.9 | -18.5 | 21 | 14 | 24 | 11 | 16.7 | 13.3 | 25 | 8.3 | 21.7 | 7.8 | 12.2 | 8.3 | 25.9 | 19.8 | 24.4 | 7.2 | 8.7 | -7.4 | 1.1 | -2.8 | 7.2 | 5.6 | 13.9 | -2.2 | 12.4 | -0.1 | 23.9 | 16.7 | 22.8 | 7.8 | 0.6 | 0 | -1 | -4 | -0.6 | -3.9 | 7.2 | -0.6 | 3.9 | 0 | -3.3 | -8.9 | 5.6 | 0 | 1.7 | -10.6 | 18.3 | 10 | 8.9 | -4.4 | 6.7 | 5.6 | 7.2 | -3.3 | 26.1 | 14.4 | -8 | -13.7 | 9.1 | -4.6 | 17.1 | 2.7 | 8.3 | -3.3 | 12.8 | -10.6 | -3.9 | -7.8 | 27.8 | 7.2 | 20 | -5 | 10.4 | -13.5 | 16.5 | -9.9 | 8.5 | -10.2 | 11.3 | 2.6 | 5.6 | -6.1 | 3.3 | 1.1 | 6.3 | -0.8 | 4.4 | 3.3 | 8.9 | 5.6 | 10 | 6 | 15 | 3.9 | 21.1 | 5.6 | 11.7 | 0 | 14.4 | -4.4 | -6 | -7 | 16.5 | 8.5 | 15.6 | 10.6 | 16.7 | 8.9 | 23.9 | 10 | 22.2 | 8.9 | 18.9 | 0 | 24.4 | 18.3 | 25 | -3.3 | 21.7 | -5 | 16.7 | -2.8 | 20 | 11.7 | 8.9 | 0.6 | 13.3 | 7.8 | -2.8 | -12.2 | 5.6 | -1.1 | 7.2 | 1.7 | 2.2 | -8.3 | 16.7 | -5 | 2.2 | -10.7 | 8.3 | -10.6
0 | -5 | 0.6 | -7.2 | 25 | 10 | 15.6 | 12.2 | 10.8 | -10 | 23.9 | 7.8 | 7 | 6 | 17.2 | 5.6 | 15 | 6.1 | 17.8 | 11.7 | 14.4 | 7.8 | 12.2 | 3.3 | 8.3 | -13.7 | 2 | -19 | 17 | 17 | 24.4 | 10.6 | 17.2 | 13.3 | 25 | 8.9 | 22.8 | 7.8 | 12.8 | 8.3 | 25.8 | 19.7 | 25 | 8.3 | 9 | -7.6 | 1.1 | -2.2 | 6.1 | 5 | 14.4 | -1.1 | 13.3 | 0 | 23.3 | 16.7 | 21.5 | 8.1 | 0.6 | 0 | -1 | -3 | -0.6 | -3.9 | 6.7 | -1.1 | 2.8 | -2.2 | -3.3 | -9.4 | 5 | 0.6 | 1.1 | -9 | 18.3 | 11.1 | 9.4 | -4.4 | 5.6 | 4.4 | 7.2 | -3.3 | 24.8 | 14.9 | -8.1 | -13.6 | 8.1 | -4.4 | 17.8 | 2.2 | 6.7 | -3.9 | 12.2 | -10 | -4.3 | -7.8 | 26.7 | 11.1 | 20 | -5.6 | 11.7 | -16.7 | 17.2 | -11.1 | 8.9 | -12.2 | 11.7 | 2.2 | 3.9 | -6.7 | 3.9 | 0.6 | 3.9 | -1.1 | 4.4 | 2.8 | 8.9 | 5.8 | 11 | 6 | 15.6 | 2.8 | 20.6 | 5.6 | 10 | -1.1 | 14.4 | -5 | -5 | -5 | 16.1 | 8.3 | 17.8 | 11.1 | 15.8 | 9 | 23.9 | 9.4 | 21.7 | 9.6 | 18.3 | 0.6 | 23.9 | 17.2 | 23.9 | -4.4 | 20.8 | -5.2 | 16.1 | -2.2 | 20.2 | 12.2 | 8.3 | -1.1 | 13.3 | 8.3 | -2.8 | -12.2 | 4.4 | 1.1 | 7.2 | 2.2 | 1.8 | -7.1 | 17.2 | -4.4 | 2.8 | -11.3 | 8.3 | -9.4
-3 | -6 | 0.6 | -6.1 | 22.8 | 12.2 | 17.2 | 12.2 | 10.6 | -14.4 | 23.9 | 7.8 | 7 | 7 | 15.9 | 6.1 | 13.3 | 6.7 | 17.8 | 12.2 | 13.3 | 7.2 | 11.1 | 4.4 | 8.3 | -15.6 | 2.2 | -21.1 | 16 | 16 | 22.9 | 10.7 | 18.3 | 13.3 | 25 | 7.8 | 22.2 | 7.8 | 13.9 | 8.3 | 25.6 | 19.4 | 23.9 | 10 | 9.4 | -8.9 | 1.1 | -2 | 6.7 | 4.4 | 14.4 | -0.6 | 12.4 | -0.1 | 22.8 | 16.7 | 20.2 | 8.6 | 0 | 0 | -3 | -6 | -0.6 | -3.9 | 6.1 | 0 | 3.3 | -2.2 | -3.3 | -8.9 | 5.6 | 0.6 | 0.6 | -8.6 | 16.7 | 10.6 | 9.4 | -5 | 5 | 3.9 | 7.2 | -3.3 | 23.5 | 15.1 | -8.3 | -14.4 | 7.2 | -5 | 15.8 | 2.6 | 6.7 | -2.8 | 12.2 | -7.8 | -4.6 | -8.4 | 25.6 | 12.2 | 20 | -5 | 8.2 | -10.4 | 16.5 | -9.9 | 6.7 | -10.6 | 10.4 | 2 | 3.3 | -2.2 | 3.3 | 0 | 3.7 | -0.8 | 3.9 | 2.8 | 8.9 | 6 | 11 | 7 | 16.1 | 1.7 | 19.4 | 2.8 | 9.4 | -1.7 | 13.3 | -5.6 | -4 | -5 | 15.9 | 8.2 | 17.8 | 10.6 | 14.8 | 9 | 23.3 | 10 | 21.1 | 9.7 | 20 | 0.6 | 23.3 | 18.3 | 23.3 | -4.4 | 19.8 | -6 | 16.7 | -1.7 | 20.4 | 12.4 | 10 | -1.7 | 12.9 | 7.4 | -3.3 | -12.2 | 3.3 | 1.1 | 6.7 | 2.8 | 1.5 | -7.1 | 17.2 | -3.9 | 3.3 | -13.9 | 8.3 | -9.4
-3 | -7 | 0.6 | -7.2 | 22.2 | 11.7 | 17.8 | 12.2 | 8.5 | -12.9 | 22.8 | 7.8 | 7 | 7 | 14.6 | 6.5 | 12.2 | 7.2 | 15.6 | 11.7 | 11.7 | 7.2 | 10 | 4.4 | 5.9 | -10.8 | 0.7 | -17.7 | 16 | 16 | 21.5 | 11 | 18.9 | 12.2 | 24.4 | 8.3 | 20 | 9.4 | 14.4 | 7.8 | 24.5 | 19.4 | 22.2 | 11.1 | 8.3 | -7.7 | 1.1 | -2.2 | 6.1 | 3.9 | 12.8 | -0.6 | 11.5 | -0.6 | 21.7 | 17.8 | 18.9 | 8.3 | 0 | 0 | -3 | -6 | -1.7 | -2.2 | 5 | 0 | 2.8 | -3.9 | -4.4 | -11.1 | 4.4 | 0.6 | 0 | -9.4 | 16.7 | 10 | 9.4 | -5 | 3.9 | 2.8 | 7.2 | -3.3 | 22.2 | 15 | -9.1 | -14.1 | 4.8 | -4.7 | 13.7 | 2.6 | 6.1 | -2.2 | 11.1 | -6.7 | -5 | -9.4 | 24.4 | 10 | 18.3 | -4.4 | 4.6 | -8.5 | 15.7 | -10.4 | 4.4 | -11.2 | 9.1 | 2 | 2.8 | -1.1 | 2.2 | 0 | 3.5 | -0.6 | 3.9 | 2.8 | 8.9 | 6.1 | 11 | 6 | 13.9 | 1.1 | 17.8 | 1.1 | 8.3 | -1.7 | 12.8 | -3.9 | -4 | -5 | 15.8 | 8.1 | 16.7 | 8.9 | 13.9 | 8.9 | 18.3 | 14.4 | 20.6 | 10 | 18.3 | 1.1 | 22.8 | 17.8 | 23.3 | -4.4 | 18.9 | -7.8 | 15.6 | -1.1 | 20.6 | 12.8 | 8.9 | -1.7 | 12.6 | 6.7 | -4.4 | -12.8 | 2.2 | 0.6 | 6.1 | 3.3 | 1.1 | -7.8 | 17.2 | -3.9 | 2.2 | -12.5 | 7.8 | -8.9
-7 | -10 | 0.6 | -6.1 | 19.4 | 12.2 | 16.7 | 10.6 | 6.5 | -12.7 | 21.7 | 8.3 | 7 | 7 | 13.3 | 6.7 | 12.2 | 7.2 | 13.9 | 11.1 | 10.6 | 7.8 | 8.3 | 5 | 3.5 | -9.4 | -0.7 | -17.4 | 17 | 17 | 20 | 10.6 | 17.8 | 11.1 | 21.7 | 8.3 | 17.8 | 9.4 | 12.8 | 8.3 | 23.3 | 19.3 | 21.1 | 11.1 | 7.2 | -7.5 | 1.1 | -2 | 6.1 | 3.9 | 8.3 | -0.6 | 10.6 | -1.1 | 20 | 17.2 | 17.8 | 9.2 | 0 | 0 | -6 | -8 | -2.2 | -2.2 | 3.9 | 0 | 2.2 | -3.9 | -6.1 | -12.8 | 3.9 | 0.6 | -1.1 | -9 | 15 | 9.4 | 8.3 | -4.4 | 3.3 | 2.2 | 6.7 | -2.8 | 21.5 | 15.4 | -9.8 | -14.6 | 2.4 | -5.1 | 11.7 | 2.2 | 5.6 | -1.1 | 9.4 | -1.7 | -5 | -9.1 | 23.3 | 10 | 14.4 | -3.3 | 1.1 | -9.4 | 15 | -11.7 | 2.2 | -12.8 | 7.8 | 1.7 | 2.2 | -1.1 | 2.2 | 0 | 3.3 | -0.6 | 4.4 | 2.8 | 8.5 | 6.1 | 9 | 6 | 10.6 | 3.9 | 15.6 | 2.8 | 7.8 | -2.2 | 11.7 | -4.4 | -4 | -5 | 15.6 | 7.8 | 15.6 | 8.3 | 12 | 8.3 | 16.7 | 14.4 | 19.5 | 10 | 15.6 | 0 | 21.1 | 18.3 | 20 | -3.9 | 16.1 | -6.1 | 12.2 | 0.6 | 19.8 | 13.5 | 6.7 | -3.3 | 12.2 | 5.6 | -5.6 | -12.2 | 2.2 | 0.6 | 6.1 | 3.3 | 0.5 | -6 | 16.1 | -3.9 | 1.1 | -13 | 3.9 | -7.8
-5 | -7 | 0 | -6.1 | 19.4 | 12.2 | 16.7 | 10.6 | 4.4 | -15 | 20.6 | 8.3 | 7 | 6 | 11.6 | 6.6 | 12.2 | 5.6 | 12.2 | 10 | 10 | 7.2 | 7.2 | 4.4 | 1.1 | -10 | -2.2 | -18.9 | 18 | 17 | 18.9 | 11.3 | 16.7 | 11.1 | 16.7 | 8.3 | 16.7 | 9.4 | 12.2 | 7.8 | 22.2 | 18.9 | 20 | 11.1 | 6.1 | -8.9 | 1.1 | -2.2 | 6.1 | 3.9 | 6.7 | 0 | 9.5 | -0.8 | 18.9 | 17.2 | 16.7 | 9.9 | -0.6 | -1.7 | -8 | -11 | -1.7 | -3.9 | 3.3 | 0.6 | 2.2 | -3.3 | -7.8 | -13.3 | 3.3 | 0.6 | -2.2 | -9.6 | 15 | 9.4 | 7.8 | -3.9 | 3.3 | 2.2 | 6.7 | -1.7 | 20.7 | 15.5 | -10.6 | -15.6 | 0 | -6.7 | 10.4 | 2.5 | 6.1 | -1.1 | 8.9 | -3.3 | -5 | -9.3 | 21.1 | 10 | 11.1 | -2.8 | -0.2 | -8.3 | 13 | -9 | 0.4 | -11.2 | 7.4 | 1.5 | 2.2 | -1.1 | 1.1 | -0.6 | 3.1 | -0.8 | 4.4 | 2.8 | 8.2 | 6.2 | 9 | 7 | 10 | 3.9 | 14.4 | 5 | 7.2 | -2.2 | 11.7 | -4.4 | -4 | -5 | 14.8 | 7.4 | 15 | 7.8 | 10.2 | 7.5 | 15.6 | 15.6 | 18.3 | 9.7 | 13.3 | -0.6 | 20.6 | 18.3 | 18.9 | -2.8 | 13.4 | -6.5 | 10.6 | 1.7 | 19.1 | 14 | 5.6 | -1.1 | 11.1 | 4.1 | -6.7 | -12.8 | 2.2 | 1.1 | 6.1 | 3.3 | 0 | -5.1 | 15 | -3.9 | 0 | -15 | 3.3 | -9.4
-6 | -8 | 0 | -6.1 | 18.3 | 11.7 | 16.1 | 10.6 | 3.1 | -13.4 | 18.3 | 10.6 | 7 | 7 | 10 | 6.6 | 13.3 | 0.6 | 11.7 | 9.4 | 9.4 | 7.2 | 5.6 | 3.3 | 0.4 | -8.5 | -3.3 | -16.5 | 18 | 17 | 17.8 | 11.6 | 16.1 | 11.1 | 13.9 | 8.9 | 15 | 9.4 | 10.6 | 7.8 | 21.7 | 19.1 | 18.9 | 10.6 | 3.9 | -5.9 | 1.1 | -2.8 | 6.1 | 4.4 | 6.7 | 0.6 | 8.3 | -1.1 | 18.9 | 17.2 | 15.6 | 10 | -0.6 | -1.1 | -8 | -12 | -1.7 | -3.3 | 2.8 | 0 | 1.7 | -2.8 | -8.9 | -12.8 | 2.8 | 1.1 | -3.3 | -11.1 | 15.6 | 9.4 | 6.1 | -0.6 | 3.3 | 2.2 | 6.7 | -1.7 | 20 | 15.6 | -11.7 | -15.9 | -1.1 | -6.2 | 9.1 | 2.4 | 5 | 0.6 | 8.3 | -5 | -5 | -10 | 21.1 | 10 | 11.1 | -2.2 | -1.5 | -8.7 | 10.9 | -8.9 | -1.5 | -11.3 | 7.1 | 1.4 | 2.2 | -1.1 | 1.1 | -0.6 | 3 | -1.2 | 4.4 | 2.8 | 7.8 | 6.1 | 8 | 6 | 8.9 | 3.3 | 13.9 | 5.6 | 6.7 | -2.2 | 10.6 | -3.3 | -5 | -5 | 14.1 | 7.2 | 11.1 | 7.2 | 8.3 | 6.7 | 15.6 | 15 | 17.2 | 9.4 | 12.2 | 0 | 20.6 | 18.3 | 15.6 | -2.2 | 10.6 | -7.8 | 8.9 | 2.8 | 18.3 | 14.4 | 4.4 | -1.1 | 10 | 2.8 | -8.3 | -12.8 | 2.2 | 0.6 | 6.1 | 3.3 | -0.6 | -5 | 13.3 | -3.3 | -0.6 | -13 | 2.2 | -9.4
-8 | -9 | -0.6 | -6.7 | 17.2 | 11.7 | 15 | 10.6 | 1.9 | -13.9 | 17.8 | 10.6 | 7 | 7 | 8.3 | 6.1 | 12.8 | -1.7 | 10.6 | 9.4 | 9.4 | 7.8 | 4.4 | 2.6 | -0.4 | -8.5 | -4.5 | -16.3 | 18 | 17 | 16.7 | 11.7 | 15.6 | 10 | 13.9 | 8.9 | 13.9 | 9.4 | 10 | 7.8 | 21.1 | 18.9 | 18.9 | 10.6 | 1.6 | -5.3 | 0.7 | -3 | 6.1 | 4.4 | 4.4 | 0.6 | 7.2 | -1.7 | 18.9 | 17.8 | 15 | 10 | -0.6 | -2.8 | -10 | -13 | -1.7 | -3.3 | 2.8 | 0.6 | 1.7 | -2.8 | -8.9 | -12.8 | 2.8 | 1.7 | -3.5 | -9.4 | 13.3 | 10 | 5 | 0.6 | 3.3 | 2.2 | 5.6 | 2.2 | 19.8 | 16.1 | -12.8 | -17 | -2.2 | -6.7 | 7.8 | 2.2 | 5 | 0 | 7.8 | -3.3 | -5.7 | -10.8 | 18.9 | 9.4 | 10 | -1.7 | -2.8 | -10 | 8.9 | -9.4 | -3.3 | -12.8 | 6.7 | 1.1 | 2.2 | -1.1 | 0.6 | -1.1 | 2.8 | -1.7 | 4.4 | 3.3 | 7.8 | 6 | 8 | 6 | 7.2 | 2.8 | 12.8 | 6.1 | 6.7 | -2.8 | 9.4 | -2.8 | -3 | -4 | 13.3 | 6.7 | 12.8 | 6.7 | 7.6 | 6.2 | 13.9 | 13.9 | 16.5 | 9.2 | 10.6 | 1.1 | 20 | 18.3 | 15 | -2.8 | 9.5 | -6.4 | 8.9 | 2.8 | 18.7 | 15 | 3.9 | -1.7 | 8.9 | 1.1 | -8.9 | -11.1 | 2.2 | 0.6 | 5.6 | 2.8 | -0.6 | -4.3 | 12.2 | -3.3 | -1.1 | -12.6 | 2.8 | -10.6
-6 | -7 | -1.1 | -6.7 | 15 | 11.1 | 12.2 | 10 | 0.6 | -16.1 | 17.2 | 10.6 | 7 | 7 | 7.6 | 5.4 | 13.3 | -1.1 | 9.4 | 8.3 | 8.9 | 7.2 | 4.4 | 2.4 | -1.1 | -9.4 | -5.6 | -17.2 | 19 | 18 | 15.8 | 12 | 15 | 9.4 | 16.7 | 11.1 | 13.3 | 9.4 | 10 | 7.8 | 20.6 | 18.9 | 18.9 | 11.1 | -0.6 | -5.6 | 0.4 | -3.7 | 6.1 | 4.4 | 5.6 | 0.6 | 6.8 | -1.6 | 18.3 | 17.2 | 14.5 | 9.8 | -0.6 | -3.9 | -11 | -13 | -2.2 | -3.9 | 2.8 | 0.6 | 1.7 | -2.8 | -10.6 | -14.4 | 2.2 | 1.7 | -3.7 | -8.9 | 13.9 | 10 | 4.4 | 1.1 | 2.8 | 1.7 | 5.6 | 2.2 | 19.6 | 16.3 | -13.9 | -18.3 | -3.3 | -7.8 | 6.5 | 2.2 | 5 | 1.1 | 7.2 | -1.1 | -6.5 | -12.1 | 18.3 | 8.3 | 11.1 | -3.3 | -3.3 | -9.4 | 8 | -7.6 | -3.9 | -12.1 | 5.4 | 1.1 | 2.2 | -1.1 | -0.6 | -1.1 | 2.4 | -1.9 | 3.9 | 2.8 | 7.8 | 5.8 | 7 | 6 | 5.6 | 2.2 | 12.2 | 6.1 | 6.1 | -1.7 | 8.9 | -2.8 | -3 | -3 | 12.8 | 6.4 | 12.2 | 6.1 | 6.8 | 5.9 | 12.2 | 12.2 | 15.7 | 9.2 | 11.1 | 4.4 | 20 | 18.3 | 14.4 | -2.8 | 8.3 | -5.9 | 7.8 | 2.8 | 19 | 15.5 | 3.9 | -2.2 | 8.3 | 0.7 | -8.9 | -11.1 | 1.7 | 0.6 | 5 | 2.2 | -0.6 | -4.2 | 11.7 | -2.8 | -1.7 | -13.9 | 1.7 | -11.7
-7 | -9 | -1.7 | -7.2 | 14.4 | 11.1 | 10.6 | 9.4 | -0.5 | -14 | 16.7 | 10.6 | 8 | 7 | 6.8 | 4.6 | 12.8 | -2.2 | 8.9 | 8.3 | 8.9 | 7.2 | 3.3 | 1.8 | -0.7 | -8.8 | -6.1 | -16.1 | 18 | 17 | 14.8 | 11.8 | 13.9 | 10 | 15.6 | 9.4 | 13.3 | 8.9 | 10.6 | 7.2 | 20.4 | 18.9 | 18.3 | 11.1 | -0.2 | -5.1 | 0 | -5 | 6.1 | 4.4 | 6.1 | 0.6 | 6.5 | -2.1 | 17.8 | 17.2 | 13.9 | 9.4 | -0.6 | -3.9 | -12 | -15 | -2.3 | -3.8 | 2.2 | 0.6 | 1.7 | -2.2 | -11.7 | -15.6 | 1.7 | 1.7 | -3.9 | -8.9 | 12.8 | 9.4 | 3.9 | 2.2 | 2.2 | 1.1 | 4.4 | -1.1 | 19.4 | 16.7 | -13.5 | -17.7 | -3.9 | -7.1 | 5.2 | 2 | 4.4 | 1.7 | 7.8 | -3.3 | -7.2 | -14.4 | 15 | 5.6 | 10 | -2.8 | -3.9 | -10 | 7 | -6.9 | -4.4 | -12.1 | 4.1 | 0.8 | 1.7 | -0.6 | -2.2 | -2.8 | 2.1 | -2.1 | 3.9 | 3.3 | 7.8 | 5.6 | 8 | 6 | 7.2 | 0.6 | 13.3 | 6.7 | 5.6 | -2.2 | 6.7 | -3.3 | -4 | -4 | 12.2 | 5.8 | 12.2 | 6.1 | 6.1 | 5.6 | 11.1 | 11.1 | 15 | 8.9 | 9.4 | 4.4 | 20 | 18.3 | 17.2 | -3.3 | 7.2 | -6.7 | 7.8 | 2.2 | 19.4 | 16.1 | 2.8 | -2.2 | 7.8 | 0 | -10 | -11.7 | 1.1 | 0 | 5 | 2.2 | -0.6 | -4.4 | 11.7 | -2.8 | -1.1 | -13.2 | 0 | -9.4
-6 | -8 | -2.2 | -7.8 | 12.8 | 10.6 | 8.9 | 8.3 | -1.7 | -14 | 17.2 | 10.6 | 8 | 8 | 6.1 | 3.9 | 12.2 | -2.8 | 7.8 | 7.8 | 8.9 | 7.2 | 2.2 | 1.5 | -0.4 | -9.5 | -6.7 | -16.1 | 16 | 16 | 13.9 | 11.7 | 13.3 | 7.2 | 15 | 9.4 | 12.8 | 8.9 | 8.9 | 7.2 | 20.2 | 18.9 | 17.8 | 11.1 | 0.2 | -5.1 | -0.4 | -5 | 6.7 | 5 | 5.6 | 0.6 | 6.1 | -2.8 | 18.3 | 17.8 | 13.2 | 9.5 | -1.1 | -4.4 | -14 | -16 | -2.4 | -4.2 | 1.7 | 0 | 1.1 | -2.8 | -11.7 | -15 | 1.7 | 1.7 | -4.1 | -8.1 | 10 | 5 | 3.9 | 2.8 | 2.2 | 1.1 | 4.4 | 0 | 19.2 | 16.8 | -13.2 | -17.4 | -4.4 | -6.8 | 3.9 | 1.7 | 4.4 | 1.7 | 7.8 | -3.9 | -7.9 | -14.2 | 12.2 | 3.9 | 10 | -2.8 | -4.4 | -11.1 | 6.1 | -7.2 | -5 | -13.3 | 2.8 | 0.6 | 1.1 | -0.6 | -2.2 | -2.8 | 1.7 | -2.8 | 4.4 | 3.3 | 7.8 | 5.6 | 8 | 7 | 7.2 | 1.1 | 13.3 | 6.7 | 5.6 | -2.2 | 6.1 | -3.9 | -4 | -4 | 11.7 | 5.6 | 11.1 | 6.1 | 5.5 | 5.1 | 10 | 10 | 14.4 | 9.2 | 8.9 | 4.4 | 20.6 | 18.9 | 17.8 | -3.9 | 6.3 | -4.2 | 8.9 | 1.7 | 19.4 | 16.1 | 1.7 | -2.8 | 7.2 | -0.6 | -10 | -12.2 | 1.7 | 0 | 5 | 1.7 | -0.6 | -3.9 | 11.1 | -2.2 | -0.6 | -14.4 | 0.6 | -10
-6 | -8 | -2.8 | -7.8 | 13.9 | 11.1 | 10 | 8.9 | -2.8 | -15.6 | 16.7 | 11.1 | 9 | 8 | 5.7 | 3.7 | 11.7 | -2.2 | 8.3 | 7.8 | 7.8 | 5 | 1.7 | 1.2 | 0 | -11.1 | -7.2 | -17.2 | 14 | 14 | 13.5 | 11.6 | 12.8 | 7.2 | 14.4 | 8.9 | 12.8 | 8.9 | 8.9 | 6.7 | 20 | 18.9 | 17.8 | 11.1 | 0.6 | -6.1 | -0.7 | -5.4 | 6.7 | 5 | 4.4 | 0 | 5.5 | -2.7 | 18.9 | 18.3 | 12.4 | 9.1 | -1.1 | -5 | -15 | -16 | -2.5 | -4.4 | 1.7 | 0.6 | 1.7 | -2.2 | -13.9 | -15.6 | 1.7 | 1.1 | -4.2 | -7.8 | 7.2 | 3.3 | 3.9 | 2.8 | 1.7 | 1.1 | 3.9 | 3.3 | 19.1 | 17.1 | -12.8 | -17.8 | -5 | -7.2 | 3 | 1.7 | 5 | 2.8 | 7.2 | 0.6 | -8.7 | -15.1 | 11.1 | 3.9 | 10.6 | -3.3 | -4.4 | -10.7 | 5.4 | -6.9 | -5.6 | -12.6 | 2.8 | 0.5 | 1.1 | 0 | -3.3 | -3.3 | 1.5 | -2.6 | 4.4 | 3.3 | 7.8 | 5.6 | 9 | 7 | 6.7 | 1.1 | 13.9 | 6.7 | 5.6 | -2.2 | 3.3 | -5 | -3 | -3 | 10.9 | 5.5 | 10.6 | 6.7 | 5 | 4.9 | 10.6 | 10.6 | 13.9 | 9.4 | 8.9 | 3.9 | 20.6 | 18.3 | 15.6 | -4.4 | 5.3 | -3.3 | 7.8 | 2.2 | 19.4 | 16.1 | 1.7 | -2.8 | 6.8 | -1.2 | -10 | -11.7 | 1.7 | -0.6 | 4.4 | 1.7 | -0.6 | -3.7 | 10.6 | -2.8 | 0 | -17.2 | 0 | -13.9
-8 | -10 | -2.8 | -7.8 | 11.7 | 9.4 | 10 | 8.9 | -3.9 | -13.5 | 16.1 | 11.1 | 9 | 7 | 5.4 | 3.6 | 10 | -0.6 | 7.8 | 7.2 | 7.8 | 3.3 | 0.6 | 0.6 | -0.6 | -10.2 | -7.6 | -15.8 | 15 | 15 | 13.2 | 11.5 | 12.8 | 6.7 | 13.9 | 9.4 | 12.2 | 8.9 | 9.4 | 7.2 | 19.6 | 18.6 | 13.9 | 5 | 0.2 | -5.5 | -1.1 | -6.7 | 6.7 | 5 | 3.9 | 0.6 | 5 | -2.7 | 20 | 19.4 | 11.7 | 8.9 | -1.1 | -6.7 | -16 | -17 | -2.6 | -4.7 | 2.2 | 0.6 | 1.7 | -2.2 | -13.9 | -15.6 | 1.1 | 0.6 | -4.4 | -8.3 | 7.2 | 3.3 | 3.3 | 3.3 | 1.7 | 1.1 | 3.9 | 3.9 | 18.9 | 17.2 | -12.8 | -17.5 | -4.8 | -6.7 | 2 | 1.3 | 5.6 | 2.8 | 6.1 | 2.8 | -9.4 | -16.7 | 10 | 2.8 | 8.9 | -3.3 | -4.4 | -10.8 | 4.6 | -7.2 | -6.1 | -12.9 | 2.8 | 0.5 | 1.1 | 0 | -2.8 | -2.8 | 1.3 | -2.8 | 5 | 3.9 | 7.8 | 5.6 | 9 | 7 | 5.6 | 0 | 13.3 | 7.2 | 4.4 | -2.8 | 4.4 | -6.1 | -2 | -3 | 10.2 | 5.2 | 10 | 5.6 | 4.4 | 4.4 | 10.6 | 10.6 | 13.3 | 9.4 | 7.8 | 3.9 | 20.6 | 19.4 | 16.1 | -3.9 | 4.4 | -2.8 | 7.2 | 2.8 | 19.4 | 16.1 | 1.7 | -3.3 | 6.5 | -1.7 | -10.6 | -12.8 | 1.1 | -0.6 | 4.4 | 1.7 | -0.6 | -3.9 | 11.7 | -3.3 | -0.2 | -15.2 | 0 | -12.8
-9 | -10 | -3.3 | -8.3 | 11.1 | 9.4 | 10.6 | 8.9 | -5 | -13.1 | 16.7 | 11.1 | 9 | 7 | 5 | 3.3 | 8.3 | 4.4 | 7.2 | 7.2 | 6.1 | 3.9 | 0 | 0 | -1.1 | -10.6 | -7.9 | -15.6 | 14 | 14 | 12.8 | 11.1 | 12.2 | 6.7 | 13.3 | 9.4 | 12.8 | 8.9 | 8.3 | 6.7 | 19.3 | 18.7 | 10.6 | 3.9 | -0.2 | -5.7 | -1.5 | -6.4 | 6.7 | 5 | 2.8 | 0 | 4.4 | -3.3 | 20.6 | 19.4 | 12.2 | 9.4 | -1.7 | -6.1 | -15 | -16 | -2.7 | -5 | 2.2 | 1.1 | 1.7 | -2.2 | -13.3 | -17.8 | 1.7 | 0.6 | -5 | -8.5 | 5.6 | 1.1 | 3.3 | 3.3 | 1.7 | 0.6 | 4.4 | 3.3 | 18.7 | 17.4 | -12.8 | -17.8 | -4.6 | -6.5 | 1.1 | 1.1 | 5.6 | 3.3 | 5.6 | 2.8 | -10.3 | -15.7 | 9.4 | 2.8 | 8.3 | -3.3 | -4.4 | -12.2 | 3.9 | -8.9 | -6.7 | -13.9 | 2.8 | 0.6 | 1.1 | 0 | -2.2 | -2.2 | 1.1 | -3.3 | 5 | 3.9 | 7.8 | 5.6 | 7 | 6 | 6.1 | 0.6 | 12.8 | 7.8 | 3.9 | -2.8 | 3.9 | -6.1 | -2 | -2 | 9.4 | 5 | 9.4 | 5.6 | 4.2 | 4.2 | 10.6 | 10.6 | 14.1 | 10.2 | 6.1 | 3.9 | 20.6 | 18.9 | 12.2 | -3.3 | 3.9 | -3.2 | 6.7 | 3.3 | 19.6 | 16.3 | 0.6 | -2.8 | 6.1 | -2.8 | -10.6 | -12.8 | 1.1 | -1.1 | 4.4 | 1.7 | -0.4 | -2.5 | 8.9 | -3.3 | -0.4 | -15 | 0 | -10.6
-11 | -12 | -3.9 | -8.9 | 10.6 | 9.4 | 8.9 | 8.3 | -6.1 | -13.9 | 16.1 | 11.1 | 9 | 7 | 5 | 3 | 7.8 | 4.4 | 6.7 | 6.7 | 6.7 | 3.9 | 0 | 0 | -1.7 | -12.2 | -8.3 | -16.1 | 15 | 15 | 12.2 | 10.6 | 12.2 | 6.1 | 11.7 | 9.4 | 12.8 | 8.9 | 8.3 | 7.2 | 18.9 | 18.3 | 9.4 | 1.1 | -0.6 | -6.7 | -1.8 | -6.7 | 7.2 | 5.6 | 3.3 | 0 | 4 | -2.7 | 20.6 | 19.4 | 12.8 | 10 | -0.6 | -7.2 | -15 | -17 | -2.8 | -5.6 | 1.7 | 0 | 1.7 | -2.8 | -14.4 | -17.2 | 1.7 | 0 | -5.5 | -9.3 | 4.4 | 0.6 | 3.3 | 3.3 | 1.7 | 0.6 | 4.4 | 3.9 | 18.5 | 17.7 | -12.8 | -18.9 | -4.4 | -6.7 | 0.5 | 0.5 | 7.8 | 1.7 | 5.6 | 2.8 | -11.3 | -16 | 9.4 | 3.3 | 6.1 | -3.9 | -4.2 | -10.7 | 4.5 | -7.6 | -6.5 | -13 | 2.8 | 0.5 | 1.1 | 0 | -1.7 | -1.7 | 0.9 | -2.8 | 5.6 | 4.4 | 7.8 | 5.6 | 7 | 6 | 5 | 1.7 | 12.8 | 8.3 | 3.3 | -2.8 | 2.8 | -6.1 | -1 | -1 | 9 | 5 | 8.3 | 5 | 4.1 | 4.1 | 10.6 | 10.6 | 14.8 | 10.6 | 5 | 2.8 | 20.6 | 18.9 | 11.1 | -3.3 | 3.3 | -3.9 | 6.1 | 3.3 | 19.8 | 16.5 | 0.6 | -2.8 | 5.7 | -3 | -9.4 | -11.7 | 1.1 | -1.1 | 4.4 | 1.7 | -0.2 | -1.5 | 11.1 | -2.8 | -0.6 | -16.7 | 0 | -9.4
-11 | -12 | -4.4 | -9.4 | 10.6 | 8.9 | 8.9 | 7.8 | -5 | -12.9 | 16.1 | 11.1 | 9 | 7 | 5 | 2.5 | 8.3 | 4.4 | 7.8 | 7.8 | 5 | 2.8 | 1.1 | 0 | 1.1 | -10.1 | -7.4 | -15.1 | 15 | 15 | 11.7 | 10.1 | 10.6 | 6.7 | 12.2 | 9.4 | 12.2 | 8.9 | 7.2 | 6.7 | 19.5 | 18.7 | 8.3 | 1.1 | -0.2 | -5.7 | -2.2 | -7.8 | 7.2 | 5.6 | 2.2 | 0 | 3.7 | -2.2 | 20 | 19.4 | 13.3 | 10.6 | -1.7 | -6.1 | -15 | -17 | -2.8 | -6.7 | 0.6 | 0 | 1.1 | -2.8 | -13.9 | -16.1 | 0.6 | -0.6 | -6.1 | -10.6 | 3.9 | 1.1 | 3.3 | 3.3 | 1.7 | 0.6 | 5 | 4.4 | 18.3 | 17.8 | -11.9 | -17.4 | -2.9 | -5 | 0 | 0 | 8.3 | 1.1 | 5 | 3.3 | -12.2 | -16.7 | 8.9 | 3.3 | 3.3 | -3.3 | -4.1 | -10.4 | 5 | -7.5 | -6.3 | -13 | 2.8 | 0.5 | 2.2 | 1.7 | -1.1 | -1.1 | 0.8 | -2.6 | 5.6 | 3.9 | 7.8 | 5.6 | 7 | 7 | 4.4 | 1.1 | 12.2 | 8.3 | 3.9 | -2.2 | 1.1 | -6.1 | -1 | -1 | 8.7 | 5.1 | 8.3 | 5 | 3.9 | 3.9 | 10 | 10 | 15.6 | 11.1 | 4.4 | 2.2 | 20.6 | 19.4 | 10.6 | -3.3 | 2.8 | -5.6 | 5.6 | 3.3 | 20 | 16.7 | 1.7 | -2.2 | 5.4 | -3.2 | -9.4 | -11.7 | 0.6 | -0.6 | 3.9 | 1.1 | 0 | -0.6 | 11.1 | -2.8 | 1.1 | -15 | -2.8 | -8.3
-12 | -13 | -4.4 | -9.4 | 11.7 | 10 | 9.4 | 8.9 | -3.9 | -12.8 | 14.4 | 10.6 | 9 | 8 | 5 | 2.2 | 9.4 | 5 | 7.8 | 7.8 | 8.9 | 7.2 | 1.1 | 0 | 3.9 | -9.4 | -6.5 | -14.7 | 16 | 15 | 11.1 | 9.4 | 10 | 6.7 | 11.1 | 9.4 | 11.1 | 8.9 | 7.2 | 6.7 | 20 | 18.7 | 7.2 | 1.1 | 0.2 | -5.5 | -1.7 | -7.1 | 7.2 | 5.6 | 2.8 | 0 | 3.3 | -2.2 | 19.4 | 18.9 | 15.3 | 11.9 | -1.1 | -6.7 | -14 | -16 | -3.3 | -6.7 | 0.6 | -0.6 | 1.1 | -3.3 | -16.1 | -18.9 | -0.6 | -1.7 | -5.9 | -9.8 | 4.4 | 1.1 | 3.3 | 3.3 | 1.7 | 0.6 | 5 | 4.4 | 18.7 | 17.7 | -10.9 | -16.5 | -1.5 | -3.7 | -0.6 | -0.6 | 7.8 | 0.6 | 5 | 3.3 | -11.5 | -15.7 | 8.9 | 3.3 | 5.6 | -2.8 | -3.9 | -10.6 | 5.6 | -8.3 | -6.1 | -13.9 | 2.8 | 0.6 | 2.2 | 1.7 | -1.7 | -1.7 | 0.6 | -2.8 | 5 | 4.4 | 8.2 | 5.7 | 7 | 6 | 3.9 | 0.6 | 12.2 | 8.9 | 4.4 | -2.2 | 1.1 | -5.6 | -1 | -1 | 8.3 | 5 | 7.8 | 4.4 | 4.3 | 4 | 10 | 10 | 16.1 | 11.5 | 2.8 | 1.7 | 21.1 | 19.4 | 12.8 | -3.3 | 5.4 | -3.9 | 6.1 | 3.9 | 21.1 | 16.1 | 2.2 | -2.2 | 5 | -4.4 | -8.9 | -11.1 | 0.6 | -0.6 | 4.4 | 1.7 | 0.4 | -0.3 | 12.2 | -2.8 | 2.7 | -15.6 | -1.1 | -11.7
-13 | -14 | -5 | -9.4 | 15.6 | 13.3 | 10 | 7.2 | -2.8 | -14.4 | 13.9 | 10.6 | 9 | 8 | 8.1 | 4 | 12.2 | 5 | 9.4 | 9.4 | 9.4 | 8.3 | 5.6 | 3.9 | 6.7 | -10.6 | -5.6 | -15.6 | 18 | 15 | 13.5 | 9.6 | 11.1 | 6.7 | 12.8 | 10 | 13.3 | 9.4 | 8.3 | 7.2 | 20.6 | 18.9 | 9.4 | 1.7 | 0.6 | -6.1 | -1.1 | -7.3 | 7.2 | 5.6 | 3.9 | 0.6 | 6.6 | -0.1 | 20.6 | 19.4 | 17.4 | 13.2 | 0 | -5.6 | -15 | -17 | -2.2 | -7.2 | 1.1 | 0 | 1.1 | -5.6 | -13.9 | -17.2 | 0.6 | -1.7 | -5.8 | -9.7 | 5.6 | 1.7 | 3.3 | 2.8 | 2.2 | 0.6 | 5 | 4.4 | 19 | 17.3 | -10 | -16.7 | 0 | -2.8 | 3.1 | 1.6 | 7.2 | 0 | 5 | 2.8 | -10.7 | -15.3 | 8.9 | 2.2 | 10 | -2.8 | 0.5 | -6.6 | 8 | -7.6 | -1.8 | -10.6 | 3.3 | 0 | 1.1 | 1.1 | -1.1 | -1.1 | 0.8 | -2.3 | 4.4 | 3.9 | 8.5 | 5.6 | 9 | 7 | 5 | 1.7 | 12.8 | 8.3 | 5.6 | -1.7 | 3.3 | -4.4 | 0 | 0 | 10.9 | 5.9 | 11.1 | 6.1 | 4.6 | 3.9 | 10 | 10 | 16.7 | 12.1 | 5.6 | 3.3 | 21.1 | 18.9 | 18.9 | -3.9 | 8 | -3.6 | 10.6 | 7.8 | 22.2 | 15.6 | 3.9 | -1.1 | 5.4 | -3.7 | -5 | -9.4 | 0.6 | -0.6 | 5.6 | 2.2 | 0.7 | -0.3 | 12.8 | -2.2 | 4.4 | -18.3 | 1.1 | -10.6
-8 | -11 | -4.4 | -8.9 | 18.3 | 13.9 | 10.6 | 5.6 | -0.9 | -11 | 14.4 | 10 | 9 | 7 | 11.3 | 5.4 | 13.9 | 5 | 10.6 | 10 | 10.6 | 8.3 | 10.6 | 2.8 | 9.7 | -10.9 | -3.7 | -14.4 | 18 | 16 | 15.9 | 8.9 | 12.2 | 5.6 | 15 | 10 | 18.3 | 12.8 | 10 | 7.8 | 22.3 | 19.5 | 11.7 | 1.1 | 3 | -5.7 | -0.6 | -8.3 | 7.8 | 6.1 | 7.8 | 1.7 | 10 | 2.1 | 21.7 | 20 | 19.4 | 14.4 | 1.7 | -6.1 | -13 | -15 | -1.7 | -5.6 | 1.1 | 0 | 1.1 | -5 | -9.4 | -13.9 | 1.1 | -1.1 | -5.6 | -10 | 6.7 | 2.2 | 3.9 | 3.3 | 2.8 | 1.1 | 5 | 4.4 | 19.4 | 17.2 | -8.3 | -14.4 | 1.9 | -3.2 | 6.9 | 3.5 | 8.3 | -0.6 | 5.6 | 4.4 | -10 | -15.6 | 10.6 | -1.1 | 13.3 | -3.3 | 5 | -4.3 | 10.4 | -7.8 | 2.4 | -9 | 3.9 | -0.4 | 1.7 | 0.6 | -0.6 | -0.6 | 0.9 | -2 | 5 | 4.4 | 8.9 | 5.6 | 11 | 8 | 5.6 | 1.7 | 13.3 | 8.3 | 6.1 | -1.7 | 5.6 | -3.9 | 1 | 0 | 13.5 | 6.6 | 13.9 | 6.1 | 5 | 3.9 | 10.6 | 10.6 | 17.2 | 12.2 | 8.9 | 3.3 | 22.8 | 19.4 | 19.4 | -6.7 | 10.6 | -3.9 | 13.9 | 5.6 | 23.3 | 14.4 | 6.1 | -0.6 | 5.7 | -3.9 | -3.9 | -8.9 | 2.2 | 0.6 | 7.2 | 2.2 | 1.1 | 0 | 14.4 | -2.2 | 5.7 | -15.6 | 3.3 | -7.8
-5 | -8 | -3.9 | -8.9 | 20 | 15 | 11.7 | 2.2 | 0.9 | -9.1 | 15 | 10 | 9 | 7 | 14.4 | 6.7 | 15 | 5.6 | 12.2 | 11.1 | 11.1 | 8.9 | 13.3 | 1.7 | 12.6 | -13.5 | -1.9 | -14.5 | 19 | 15 | 18.3 | 7.8 | 13.9 | 5 | 16.7 | 8.9 | 21.1 | 12.8 | 12.2 | 7.8 | 23.9 | 19.6 | 12.2 | -1.7 | 5.4 | -6.3 | 0.2 | -7.1 | 8.3 | 6.7 | 12.8 | 2.2 | 13.3 | 3.9 | 22.8 | 20 | 20 | 14.2 | 2.8 | -6.7 | -11 | -13 | -0.6 | -5.6 | 2.8 | 0.6 | 1.1 | -5 | -9.4 | -12.8 | 2.2 | -1.1 | -4.3 | -8.8 | 9.4 | 2.8 | 4.4 | 3.9 | 2.8 | 0.6 | 5 | 4.4 | 21.6 | 17.8 | -6.7 | -13.2 | 3.7 | -4.4 | 10.6 | 5 | 7.8 | 1.1 | 5.6 | 3.9 | -8.7 | -13.9 | 12.2 | -3.3 | 14.4 | -4.4 | 9.4 | -2.2 | 12.8 | -10.6 | 6.7 | -8.9 | 4.4 | -1.1 | 1.1 | 0.6 | 2.2 | 1.7 | 1.1 | -2.2 | 6.1 | 5.6 | 10.6 | 6.6 | 13 | 8 | 6.7 | 1.7 | 13.9 | 7.8 | 7.8 | -1.7 | 8.3 | -2.8 | 2 | 0 | 16.1 | 6.7 | 16.1 | 6.7 | 7 | 5 | 12.2 | 12.2 | 17.8 | 13.3 | 12.8 | 1.7 | 23.3 | 18.9 | 21.7 | -5.6 | 13 | -3.3 | 16.7 | 5 | 25.5 | 12 | 7.2 | -0.6 | 6.1 | -4.4 | -3.3 | -8.3 | 3.9 | 2.2 | 9.4 | 2.8 | 1.1 | 0 | 15.6 | -2.2 | 7 | -15.3 | 4.4 | -8.3
-2 | -6 | -2.2 | -8.9 | 22.2 | 14.4 | 13.3 | 2.2 | 2.8 | -8.3 | 16.1 | 10 | 11 | 7 | 15.7 | 6.2 | 16.1 | 3.9 | 15 | 12.2 | 12.2 | 8.9 | 13.3 | 0.6 | 15.6 | -22.8 | 0 | -16.7 | 21 | 16 | 19.8 | 7.9 | 15.6 | 3.3 | 17.2 | 8.9 | 22.8 | 12.8 | 14.4 | 7.2 | 25.6 | 20 | 13.3 | -1.1 | 7.8 | -9.4 | 0.9 | -7 | 10 | 8.3 | 16.1 | 2.2 | 15.3 | 4.1 | 21.7 | 18.9 | 20.5 | 13.7 | 2.8 | -7.2 | -11 | -13 | 0.6 | -5 | 6.1 | -1.7 | 1.7 | -5 | -5 | -12.2 | 2.2 | -1.1 | -3 | -8.2 | 9.4 | 2.2 | 5 | 3.9 | 2.8 | 0.6 | 4.4 | 3.9 | 23.9 | 18.6 | -5 | -12.8 | 5.6 | -7.8 | 13.5 | 6.2 | 7.8 | 1.1 | 5 | 3.9 | -7.4 | -12.6 | 13.9 | -3.9 | 16.7 | -4.4 | 10.5 | -3.5 | 14.1 | -10.1 | 8.5 | -7.6 | 5.2 | -1.3 | 1.1 | 1.1 | 3.9 | 2.2 | 1.3 | -1.6 | 7.8 | 6.7 | 12.2 | 7.1 | 14 | 9 | 8.3 | 1.1 | 15 | 7.2 | 8.3 | -1.1 | 11.1 | -2.8 | 5 | 3 | 18 | 7.2 | 18.3 | 4.4 | 9.1 | 5.9 | 13.9 | 13.9 | 18.3 | 14 | 16.7 | 0.6 | 25.6 | 18.3 | 22.2 | -3.9 | 15.4 | -4 | 18.9 | 2.8 | 27.8 | 7.1 | 8.9 | -0.6 | 6.8 | -4.1 | -2.2 | -7.8 | 3.3 | 1.7 | 12.2 | 3.9 | 1.1 | 0 | 16.7 | -0.6 | 8.3 | -16.1 | 5 | -7.8
0 | -3 | -1.1 | -8.3 | 25 | 13.3 | 14.4 | 1.1 | 3.9 | -8.4 | 17.8 | 10 | 12 | 8 | 17 | 5.3 | 16.7 | 6.7 | 15.6 | 11.1 | 13.9 | 6.7 | 15 | 0.6 | 16.9 | -20.7 | 1.7 | -15 | 22 | 17 | 21.3 | 7.6 | 16.7 | 3.3 | 18.9 | 8.9 | 23.3 | 12.8 | 17.2 | 6.7 | 25.6 | 20 | 14.4 | -2.2 | 8.9 | -8.1 | 1.7 | -7.8 | 11.7 | 10 | 18.3 | 2.2 | 17.4 | 4.4 | 22.2 | 19.4 | 21.1 | 13.3 | 3.9 | -7.2 | -10 | -12 | -0.6 | -5.6 | 7.2 | -4.4 | 1.7 | -4.4 | -5 | -10 | 3.3 | -1.7 | -1.7 | -8.3 | 8.9 | 1.7 | 4.4 | 2.8 | 2.8 | 0 | 5 | 3.9 | 26.1 | 18.9 | -4.1 | -11.2 | 6.5 | -6.6 | 16.5 | 6.6 | 6.7 | 2.2 | 5 | 3.9 | -6.1 | -12.2 | 15 | -5 | 18.3 | -5 | 11.7 | -5.9 | 15.4 | -11.5 | 10.4 | -6.9 | 5.9 | -1.9 | 1.1 | 1.1 | 6.7 | 2.2 | 1.5 | -1.2 | 8.9 | 7.8 | 13.9 | 7.8 | 16 | 10 | 10.6 | 2.8 | 15 | 6.7 | 10 | -0.6 | 13.3 | -4.4 | 7 | 4 | 19.8 | 6.9 | 20.6 | 2.8 | 11.1 | 6.7 | 18.3 | 14.4 | 18.9 | 15 | 18.9 | -2.2 | 26.7 | 19.4 | 23.9 | -4.4 | 17.8 | -5.6 | 19.4 | 3.3 | 30 | -2.8 | 10.6 | 0 | 7.6 | -4 | -1.1 | -8.3 | 3.9 | 1.7 | 14.4 | 2.8 | 1.1 | 0 | 16.7 | 0.6 | 8.9 | -13.3 | 7.2 | -8.3
1 | -2 | 0 | -9.4 | 26.1 | 12.8 | 15 | 2.8 | 5 | -9.5 | 17.8 | 10 | 11 | 8 | 18.3 | 3.9 | 16.1 | 7.8 | 15.6 | 11.1 | 15 | 7.2 | 14.4 | 2.8 | 18.1 | -22.2 | 3.3 | -15.2 | 21 | 17 | 22.8 | 7.2 | 18.3 | 2.8 | 20.6 | 8.9 | 25 | 12.8 | 18.3 | 6.7 | 25.6 | 20 | 14.4 | -2.2 | 10 | -7.7 | 2.2 | -6.3 | 13.3 | 12.2 | 20 | 2.2 | 19.4 | 3.9 | 22.8 | 20 | 21.7 | 13.6 | 4.4 | -8.9 | -8 | -10 | 0 | -4.4 | 7.8 | -1.7 | 2.2 | -4.4 | -3.3 | -9.4 | 2.8 | -2.2 | -1.1 | -8.1 | 8.3 | 1.1 | 4.4 | 2.8 | 2.8 | 0 | 5 | 3.9 | 26.5 | 18.1 | -3.1 | -10.6 | 7.4 | -6.9 | 19.4 | 6.7 | 7.2 | 1.1 | 5 | 3.9 | -5.4 | -11 | 15.6 | -5.6 | 20 | -5.6 | 12.8 | -10.6 | 16.7 | -15 | 12.2 | -7.8 | 6.7 | -2.8 | 1.7 | 0.6 | 7.2 | 0 | 1.7 | -1.1 | 10.6 | 9.4 | 14.8 | 8.3 | 17 | 11 | 8.3 | 1.7 | 15 | 6.1 | 11.7 | -1.1 | 15 | -5.6 | 10 | 6 | 21.7 | 6.7 | 22.2 | 2.8 | 10.7 | 6.9 | 20.6 | 13.9 | 19.3 | 15 | 20.6 | -3.9 | 26.7 | 19.4 | 25 | -3.9 | 18.9 | -4.6 | 21.1 | 3.3 | 30.2 | -2 | 12.8 | 1.7 | 8.3 | -5 | 1.1 | -7.2 | 4.4 | 0 | 15.6 | 1.7 | 1.1 | 0 | 16.7 | 1.1 | 9.4 | -12.9 | 7.8 | -10
3 | -3 | 1.1 | -8.9 | 25.6 | 12.2 | 16.1 | 1.7 | 6.1 | -13.3 | 19.4 | 9.4 | 11 | 8 | 19.1 | 4.1 | 16.1 | 6.7 | 16.7 | 10.6 | 18.3 | 6.7 | 14.4 | 2.8 | 19.4 | -24.4 | 5 | -17.2 | 21 | 17 | 23.5 | 7.6 | 18.9 | 2.8 | 20.6 | 8.3 | 25.6 | 12.8 | 18.9 | 7.2 | 25.6 | 20 | 15 | -3.3 | 11.1 | -8.9 | 2.8 | -5.8 | 15 | 13.9 | 18.3 | 2.2 | 20 | 4.1 | 23.9 | 21.1 | 22.2 | 13.6 | 5.6 | -8.9 | -6 | -8 | 0 | -3.9 | 7.2 | -1.1 | 3.3 | -3.9 | -2.2 | -7.8 | 2.8 | -1.7 | -0.6 | -9 | 7.8 | 0.6 | 2.8 | 1.7 | 2.8 | -0.6 | 5 | 3.3 | 26.8 | 17.3 | -2.2 | -11.1 | 8.3 | -7.8 | 20.2 | 6.6 | 6.7 | 1.1 | 4.4 | 4.4 | -4.6 | -10.6 | 16.1 | -6.7 | 20.6 | -5.6 | 13.2 | -7.7 | 17.6 | -14 | 12.6 | -7.1 | 6.7 | -2.4 | 1.7 | 1.1 | 7.8 | 0.6 | 1.7 | -1.4 | 11.7 | 10.6 | 15.8 | 8.6 | 17 | 10 | 8.9 | 0.6 | 14.4 | 6.7 | 12.2 | -1.7 | 17.2 | -6.1 | 11 | 6 | 22.4 | 5.8 | 23.3 | 2.8 | 10.4 | 7.1 | 22.8 | 13.9 | 19.6 | 15.1 | 20.6 | -2.8 | 26.7 | 20 | 24.4 | -6.7 | 20 | -3.8 | 22.2 | 2.2 | 30.4 | -2.9 | 12.2 | 1.7 | 9.1 | -3.9 | 1.1 | -6.7 | 4.4 | 0 | 16.7 | 1.1 | 1.1 | 0 | 17.8 | 2.2 | 10 | -13.3 | 8.9 | -10
3 | -2 | 1.7 | -7.8 | 25.6 | 11.7 | 13.3 | 2.8 | 6.7 | -12.1 | 20 | 8.9 | 12 | 8 | 19.8 | 3.5 | 16.1 | 6.1 | 18.3 | 11.7 | 18.9 | 7.2 | 13.9 | 0.6 | 18.1 | -16.4 | 5.7 | -15.6 | 20 | 16 | 24.3 | 7.5 | 19.4 | 0.6 | 22.2 | 7.2 | 26.7 | 12.2 | 18.9 | 7.2 | 25.4 | 20.2 | 14.4 | -5 | 11.5 | -7.9 | 3.3 | -6.1 | 17.8 | 15 | 18.9 | 0.6 | 20.5 | 3.7 | 22.8 | 20 | 22.8 | 13.9 | 5 | -10.6 | -6 | -9 | -0.6 | -3.3 | 6.7 | -1.1 | 3.9 | -3.3 | -1.7 | -8.9 | 3.3 | -2.2 | 0 | -11.1 | 5.6 | 0.6 | 1.7 | 1.1 | 2.8 | -0.6 | 5 | 3.3 | 27.2 | 16.7 | -1.7 | -10 | 8.1 | -6.7 | 20.9 | 6.1 | 5.6 | 2.8 | 4.4 | 3.9 | -3.9 | -11.1 | 16.7 | -6.7 | 20.6 | -7.2 | 13.5 | -6.4 | 18.5 | -13.4 | 12.9 | -7.4 | 6.7 | -2.4 | 1.7 | 0.6 | 7.8 | 0 | 1.7 | -2 | 13.3 | 12.2 | 16.7 | 8.9 | 18 | 11 | 8.3 | 1.1 | 14.4 | 6.7 | 12.2 | -1.7 | 17.8 | -7.2 | 9 | 4 | 23.2 | 4.7 | 24.4 | 2.8 | 10 | 7.2 | 24.4 | 13.9 | 20 | 15 | 21.1 | -2.8 | 27.2 | 20.6 | 26.1 | -6.1 | 21.1 | -4.4 | 22.8 | 3.3 | 30.6 | -3.3 | 11.1 | 0 | 9.8 | -4 | 1.7 | -7.2 | 3.3 | 0.6 | 16.7 | 1.7 | 1.1 | 0 | 18.3 | 2.2 | 10 | -11.8 | 9.4 | -10
3 | -2 | 2.8 | -7.2 | 25 | 11.1 | 12.2 | 2.2 | 7.2 | -13.3 | 20 | 9.4 | 12 | 9 | 20.6 | 3.3 | 16.1 | 6.1 | 18.3 | 11.7 | 17.8 | 9.4 | 13.3 | 0 | 16.9 | -14.5 | 6.5 | -15 | 19 | 16 | 25 | 7.8 | 19.4 | 0.6 | 22.2 | 7.2 | 26.7 | 12.2 | 20 | 7.2 | 25.2 | 20.3 | 14.4 | -6.7 | 11.8 | -8.2 | 2.9 | -5.5 | 20 | 14.4 | 19.4 | 0.6 | 21.1 | 3.9 | 22.8 | 19.4 | 21.7 | 13.9 | 5.6 | -12.2 | -6 | -8 | -1.7 | -3.3 | 6.1 | -2.2 | 5.6 | -2.8 | -1.1 | -9.4 | 2.8 | -2.2 | -0.4 | -10 | 4.4 | -2.8 | 0.6 | 0 | 2.8 | -0.6 | 5 | 2.8 | 26.3 | 17.1 | -1.1 | -9.9 | 8 | -6.8 | 21.7 | 5.6 | 6.1 | 2.8 | 3.9 | 3.9 | -4.1 | -10.4 | 16.1 | -7.8 | 20.6 | -7.2 | 13.9 | -6.1 | 19.4 | -15 | 13.3 | -8.9 | 6.7 | -2.8 | 1.7 | 0.6 | 6.1 | 2.2 | 1.7 | -2.8 | 15.6 | 13.9 | 16.3 | 8.8 | 17 | 10 | 7.2 | 0.6 | 13.9 | 6.1 | 11.7 | -1.7 | 18.3 | -6.7 | 10 | 6 | 23.9 | 3.3 | 25 | 2.2 | 9.6 | 7.2 | 24.4 | 13.9 | 18.7 | 14.6 | 21.1 | -2.8 | 26.7 | 20 | 25.6 | -7.8 | 20.5 | -3.4 | 22.8 | 2.8 | 29.1 | -2.8 | 11.1 | -1.1 | 10.6 | -4.4 | 1.7 | -7.2 | 2.8 | 0.6 | 16.7 | 1.7 | 0.9 | -0.1 | 19.4 | 0 | 10 | -12.4 | 10.6 | -8.9
2 | -2 | 2.8 | -6.7 | 23.3 | 11.7 | 8.9 | 1.1 | 7.8 | -15.6 | 20.6 | 9.4 | 12 | 9 | 19.3 | 3.5 | 17.2 | 7.8 | 17.8 | 11.7 | 15 | 9.4 | 11.7 | 0.6 | 15.6 | -13.9 | 7.2 | -17.2 | 18 | 16 | 22.8 | 10.3 | 20.6 | 3.3 | 23.3 | 7.8 | 26.1 | 12.2 | 20 | 6.7 | 25 | 20.6 | 13.9 | -7.8 | 12.2 | -9.4 | 2.6 | -5.3 | 22.8 | 13.9 | 19.4 | 0 | 19.8 | 3.9 | 22.8 | 20 | 20.5 | 14 | 4.4 | -11.1 | -6 | -8 | -1.7 | -3.3 | 5 | -1.1 | 6.1 | -2.2 | -0.6 | -9.4 | 2.8 | -1.7 | -0.7 | -9.8 | 2.2 | -4.4 | 0 | 0 | 1.7 | 0 | 3.9 | 2.2 | 25.3 | 17.3 | -0.6 | -11.1 | 7.8 | -7.8 | 19.7 | 6.1 | 6.7 | 1.7 | 3.9 | 3.3 | -4.2 | -10.5 | 14.4 | -7.8 | 21.1 | -6.7 | 10.7 | -4.7 | 18.1 | -11.4 | 11.5 | -7.4 | 6.1 | -2.7 | 2.2 | 0.6 | 5 | 1.1 | 1.1 | -2.7 | 17.8 | 14.4 | 16 | 8.5 | 17 | 11 | 7.2 | -0.6 | 13.3 | 6.1 | 10.6 | 0 | 16.7 | -6.1 | 8 | 5 | 22.2 | 4.3 | 25 | 1.7 | 9.3 | 7.3 | 25 | 13.3 | 17.4 | 13.9 | 20 | -2.8 | 26.1 | 20 | 23.9 | -7.2 | 20 | -3.2 | 22.2 | 3.9 | 27.6 | -2 | 11.1 | -0.6 | 8.9 | -2.9 | 2.2 | -7.2 | 2.2 | 0.6 | 16.1 | 0.6 | 0.8 | 0.1 | 19.4 | 0 | 10 | -13.9 | 8.9 | -8.3
1 | -3 | 2.2 | -6.7 | 21.7 | 12.8 | 7.2 | 0.6 | 4.6 | -12.7 | 20 | 8.9 | 11 | 8 | 18 | 3.5 | 13.3 | 9.4 | 16.7 | 11.7 | 13.9 | 8.3 | 10.6 | 2.8 | 13.2 | -10.8 | 5.4 | -15.3 | 18 | 16 | 20.5 | 12 | 18.9 | 6.7 | 20.6 | 7.8 | 25.6 | 12.2 | 19.4 | 6.1 | 24.6 | 20.3 | 12.8 | -6.7 | 10.9 | -4.6 | 2.2 | -6.1 | 22.2 | 13.9 | 17.8 | 0 | 18.5 | 3.6 | 22.8 | 20 | 19.4 | 13.9 | 3.3 | -12.8 | -6 | -9 | -2.8 | -5 | 4.4 | -1.7 | 6.7 | -2.2 | -2.2 | -8.3 | 2.2 | -1.7 | -1.1 | -11.1 | 1.1 | -6.1 | 0.6 | 0.6 | 1.7 | -0.6 | 2.8 | 1.7 | 24.4 | 17.8 | -1.3 | -9.6 | 6.3 | -5.9 | 17.6 | 5.9 | 6.1 | 2.2 | 3.9 | 3.3 | -4.4 | -11.7 | 12.2 | -3.3 | 18.3 | -7.8 | 7.6 | -4.5 | 16.9 | -9.6 | 9.6 | -7.5 | 5.6 | -3.1 | 2.2 | 0.6 | 3.9 | 0.6 | 0.6 | -2.8 | 17.8 | 12.8 | 15.6 | 8.3 | 17 | 11 | 7.2 | -1.1 | 12.2 | 5 | 8.9 | -0.6 | 16.7 | -6.1 | 8 | 4 | 20.6 | 4.6 | 23.9 | 2.2 | 8.9 | 7.2 | 24.4 | 13.3 | 16.1 | 13.3 | 18.3 | -2.8 | 24.4 | 20 | 23.9 | -6.7 | 19.4 | -3.3 | 21.1 | 4.4 | 26.1 | -2.2 | 10 | 1.1 | 7.3 | -2.6 | 1.7 | -7.2 | 1.7 | 0.6 | 14.4 | 1.1 | 0.6 | 0 | 18.9 | 0 | 8.3 | -12.5 | 6.7 | -10
-1 | -5 | 1.7 | -6.7 | 19.4 | 12.8 | 6.7 | 0 | 1.5 | -12.7 | 18.3 | 8.9 | 10 | 8 | 16.7 | 3.3 | 12.2 | 8.3 | 15 | 11.1 | 10.6 | 7.8 | 8.9 | 3.3 | 10.7 | -10.7 | 3.5 | -15 | 17 | 16 | 18.3 | 12.8 | 17.8 | 6.7 | 17.2 | 7.8 | 23.9 | 12.2 | 17.8 | 6.7 | 24.3 | 20.2 | 10 | -3.3 | 9.6 | -2.1 | 1.3 | -5.4 | 19.4 | 13.9 | 12.2 | 0.6 | 17.2 | 3.3 | 21.7 | 20 | 19.2 | 14.1 | 1.7 | -12.8 | -7 | -10 | -3.9 | -6.1 | 3.3 | -2.2 | 3.3 | -1.7 | -2.8 | -6.7 | 1.7 | -2.2 | -1.1 | -9.4 | -1.7 | -7.2 | 1.1 | 0 | 1.7 | -0.6 | 1.1 | 0.6 | 23.5 | 18 | -2.1 | -9.3 | 4.8 | -5.7 | 15.6 | 5.6 | 6.1 | 3.9 | 3.3 | 2.8 | -6.6 | -11.8 | 8.9 | -0.6 | 16.1 | -6.1 | 4.4 | -6.1 | 15.6 | -9.4 | 7.8 | -8.9 | 5 | -3.9 | 2.2 | 0.6 | 2.8 | 0 | 0 | -3.3 | 14.4 | 11.1 | 14.3 | 8.5 | 14 | 9 | 5.6 | -1.7 | 11.7 | 4.4 | 8.3 | -1.1 | 15 | -6.1 | 8 | 5 | 18.9 | 5 | 20 | 2.8 | 8.3 | 6.9 | 23.9 | 12.8 | 15.5 | 13.4 | 14.4 | -1.1 | 23.3 | 20.6 | 22.8 | -5 | 17.9 | -2.1 | 18.3 | 3.9 | 23.9 | -1 | 8.9 | 1.1 | 5.6 | -2.8 | 1.7 | -7.8 | 1.1 | 0 | 11.7 | 1.7 | 0.6 | -0.1 | 16.7 | -1.7 | 6.7 | -12.1 | 5.6 | -9.4
-2 | -5 | 0.6 | -7.8 | 17.2 | 14.4 | 6.1 | 0 | -1.7 | -14.4 | 18.3 | 8.9 | 11 | 8 | 14.5 | 3.9 | 12.2 | 7.2 | 13.3 | 10 | 8.3 | 7.2 | 7.8 | 3.9 | 8.3 | -11.7 | 1.7 | -17.2 | 17 | 16 | 17.4 | 12.5 | 17.2 | 7.2 | 13.3 | 7.8 | 20.6 | 12.2 | 16.1 | 6.7 | 23.9 | 20 | 7.2 | -1.1 | 8.3 | -0.6 | 0.3 | -5.4 | 16.1 | 12.8 | 11.1 | 0.6 | 15.9 | 4 | 21.1 | 19.4 | 19.1 | 14.4 | 0.6 | -14.4 | -7 | -10 | -5 | -6.1 | 3.3 | -2.8 | 1.1 | -2.8 | -3.9 | -5.6 | 0 | -1.7 | -1.1 | -8.8 | -3.3 | -8.3 | 1.1 | -1.1 | 0.6 | -2.8 | 1.7 | 1.1 | 22.6 | 18.2 | -2.8 | -10 | 3.3 | -6.1 | 14.3 | 6.4 | 6.1 | 4.4 | 3.3 | 2.8 | -8.9 | -13.2 | 5.6 | -0.6 | 13.3 | -5 | 2.6 | -5.3 | 13.4 | -7.5 | 5.4 | -6.9 | 4.1 | -3.2 | 2.2 | 0.6 | 2.8 | -0.6 | -0.7 | -3.4 | 12.2 | 10 | 13 | 8.5 | 16 | 10 | 5 | -1.1 | 11.7 | 5.6 | 7.2 | 0 | 13.9 | -6.1 | 8 | 5 | 16.9 | 7 | 16.1 | 4.4 | 7.8 | 6.9 | 21.1 | 14.4 | 15 | 13.4 | 11.1 | -1.1 | 22.2 | 20 | 23.9 | -4.4 | 16.5 | -1.8 | 16.7 | 3.3 | 21.6 | 0.2 | 7.2 | 0.6 | 5.4 | -1.5 | 1.7 | -8.9 | 1.1 | 0 | 9.4 | 1.7 | 0.6 | -0.3 | 15 | -1.7 | 5 | -13.9 | 4.4 | -8.9
-6 | -9 | 0 | -7.8 | 17.2 | 15 | 6.1 | 0 | -2.8 | -13 | 16.7 | 8.9 | 11 | 8 | 12.2 | 4.2 | 11.7 | 6.1 | 11.1 | 9.4 | 8.3 | 7.2 | 5.6 | 3.3 | 6.1 | -8.3 | 1.5 | -15.1 | 17 | 16 | 16.5 | 12.1 | 16.1 | 8.3 | 11.7 | 7.8 | 20 | 12.8 | 13.9 | 6.7 | 23.9 | 20.5 | 6.1 | -1.1 | 7.8 | -0.8 | -0.6 | -6.1 | 14.4 | 12.8 | 9.4 | 0.6 | 14.6 | 4.3 | 20.6 | 19.4 | 18.9 | 14.4 | 0 | -15 | -7 | -10 | -5 | -7.8 | 0.6 | -3.3 | 0 | -2.8 | -4.4 | -6.7 | 0.6 | -1.7 | -1.1 | -9.4 | -3.9 | -10 | 0.6 | -2.2 | 0.6 | -3.3 | 2.8 | 1.1 | 21.7 | 18.3 | -2.6 | -8.9 | 2.8 | -5.8 | 13 | 6.6 | 6.7 | 5.6 | 3.3 | 2.8 | -11.1 | -15 | 5.6 | -0.6 | 13.3 | -5 | 0.7 | -5.9 | 11.1 | -7.3 | 3 | -6.6 | 3.1 | -3.5 | 2.2 | 0.6 | 2.8 | 0 | -1.5 | -3.7 | 11.7 | 9.4 | 11.7 | 8.3 | 17 | 11 | 5.6 | -1.1 | 11.1 | 4.4 | 7.2 | 0.6 | 12.8 | -6.1 | 7 | 4 | 14.8 | 7.9 | 14.4 | 6.7 | 7.2 | 6.7 | 19.4 | 15 | 14.4 | 13.3 | 7.8 | -1.1 | 21.7 | 20.6 | 21.1 | -5.6 | 15 | -1.7 | 16.1 | 2.2 | 19.4 | 0.6 | 5.6 | 0 | 5.2 | -0.7 | 0.6 | -5 | 1.1 | 0 | 8.9 | 2.8 | 0.6 | -0.6 | 13.9 | -1.7 | 4.3 | -12.1 | 3.9 | -8.3
-6 | -9 | -0.6 | -7.8 | 17.2 | 14.4 | 5.6 | -0.6 | -3.9 | -12.8 | 16.7 | 8.9 | 11 | 8 | 10 | 3.9 | 11.1 | 7.2 | 9.4 | 4.4 | 8.3 | 7.8 | 5 | 3.4 | 3.9 | -7.2 | 1.3 | -14.8 | 18 | 16 | 15.6 | 11.7 | 15 | 6.1 | 12.8 | 8.9 | 20.6 | 12.8 | 12.8 | 6.7 | 23.9 | 20.8 | 5.6 | -2.2 | 7.2 | -1.5 | -0.4 | -5.2 | 13.3 | 11.7 | 8.9 | 1.1 | 13.3 | 4.4 | 20 | 19.4 | 18.5 | 14.6 | -1.1 | -15 | -7 | -10 | -6.1 | -8.9 | 0 | -3.9 | 1.1 | -2.2 | -5 | -6.7 | -1.1 | -1.7 | -2 | -8.8 | -5 | -11.1 | 0.6 | -2.8 | 0.6 | -3.3 | 2.8 | 0.6 | 21.5 | 18.3 | -2.4 | -8.7 | 2.2 | -6.3 | 11.7 | 6.7 | 7.2 | 6.7 | 3.3 | 2.8 | -10.5 | -13.7 | 5.6 | -1.1 | 11.7 | -4.4 | -1.1 | -7.2 | 8.9 | -8.3 | 0.6 | -7.8 | 2.2 | -3.9 | 2.8 | 0.6 | 2.8 | -0.6 | -2.2 | -4.4 | 11.1 | 10 | 11.3 | 8.6 | 16 | 11 | 3.9 | 0 | 10 | 7.2 | 6.7 | -0.6 | 10.6 | -3.9 | 8 | 4 | 12.8 | 8.3 | 12.2 | 6.7 | 7 | 6.3 | 18.3 | 15 | 17 | 13.9 | 7.8 | -2.2 | 21.7 | 20.6 | 20 | -5 | 14.6 | -0.6 | 14.4 | 1.7 | 18.3 | 0.9 | 3.3 | 0.6 | 5 | 0 | -1.1 | -2.2 | 1.7 | -0.6 | 8.9 | 2.8 | 0.6 | -0.5 | 11.7 | -1.1 | 3.5 | -11.5 | 3.9 | -8.3
-3 | -8 | -1.1 | -7.8 | 17.2 | 14.4 | 5.6 | -0.6 | -5 | -13.9 | 17.8 | 8.9 | 11 | 7 | 8.9 | 3.5 | 11.1 | 6.1 | 8.9 | 7.8 | 8.3 | 7.2 | 4.4 | 3.7 | 1.7 | -7.8 | 1.1 | -16.1 | 18 | 16 | 14.7 | 11.3 | 14.4 | 6.1 | 10.6 | 8.3 | 20 | 12.8 | 12.2 | 7.2 | 23.9 | 21.1 | 4.4 | -4.4 | 6.7 | -2.2 | -0.2 | -4.8 | 12.8 | 11.1 | 8.3 | 0.6 | 12.8 | 4.5 | 20 | 19.4 | 18.2 | 14.5 | -2.2 | -16.1 | -7 | -11 | -6.1 | -8.9 | -1.1 | -3.9 | 0 | -2.2 | -5 | -7.2 | -1.7 | -2.2 | -3 | -9.3 | -5.6 | -11.7 | 0 | -3.3 | 0 | -3.9 | 2.2 | -1.1 | 21.3 | 18.3 | -2.2 | -9.4 | 1.7 | -7.8 | 10.8 | 7.1 | 8.3 | 7.8 | 2.8 | 2.8 | -10 | -12.8 | 4.4 | -2.2 | 8.3 | -3.9 | -1.7 | -6.2 | 8 | -7.2 | -0.9 | -7.1 | 2.4 | -3.3 | 3.3 | 0.6 | 2.8 | -0.6 | -1.8 | -3.9 | 11.1 | 10.6 | 11 | 9 | 16 | 12 | 3.9 | 0.6 | 9.4 | 7.8 | 6.7 | -0.6 | 8.9 | -2.8 | 7 | 4 | 13.2 | 7.9 | 11.1 | 6.1 | 6.9 | 6 | 17.2 | 15 | 19.6 | 14 | 7.2 | -2.8 | 21.7 | 21.1 | 22.8 | -5 | 14.3 | -0.2 | 12.8 | 3.3 | 17.2 | 0.8 | 3.3 | 0 | 5.2 | 0.2 | -1.1 | -2.2 | 2.2 | 0 | 8.3 | 2.8 | 0.6 | -0.5 | 11.1 | -1.7 | 2.8 | -12.8 | 3.9 | -7.8
-1 | -5 | -1.1 | -7.8 | 17.2 | 14.4 | 5.6 | -1.7 | -6.1 | -12.7 | 17.2 | 9.4 | 10 | 8 | 7.8 | 2.9 | 10.6 | 5.6 | 7.2 | 7.2 | 8.3 | 6.7 | 4.4 | 3.8 | 1.7 | -7 | 0.9 | -12.8 | 18 | 17 | 13.7 | 10.5 | 13.3 | 6.1 | 9.4 | 8.3 | 19.4 | 13.3 | 11.1 | 7.2 | 23.9 | 21.4 | 3.9 | -3.9 | 6.3 | -2.3 | 0 | -5 | 11.1 | 8.9 | 5.6 | 0.6 | 12.2 | 4.7 | 20 | 19.4 | 17.8 | 14.4 | -3.3 | -16.7 | -8 | -12 | -6.6 | -9 | -2.2 | -4.4 | 0.6 | -1.7 | -5 | -6.7 | 0 | -1.7 | -3.9 | -10.6 | -6.7 | -11.7 | -0.6 | -4.4 | -0.6 | -3.9 | 1.7 | -1.7 | 21.1 | 18.3 | -1.8 | -8.4 | 1.1 | -7 | 9.8 | 7.1 | 8.9 | 8.3 | 3.3 | 2.8 | -9.4 | -12.2 | 3.9 | -2.8 | 8.3 | -3.3 | -2.2 | -6.2 | 7 | -6.9 | -2.4 | -7.6 | 2.6 | -3.1 | 3.3 | 0 | 2.2 | -0.6 | -1.5 | -3.9 | 11.1 | 10.6 | 10.6 | 8.9 | 16 | 12 | 3.3 | 0.6 | 9.4 | 7.8 | 6.7 | -0.6 | 7.2 | -2.8 | 6 | 3 | 13.5 | 7.1 | 10.6 | 6.7 | 6.7 | 5.6 | 16.7 | 15.6 | 22.2 | 13.9 | 5 | -1.7 | 21.7 | 21.1 | 21.1 | -5 | 13.9 | 0.6 | 12.2 | 5.6 | 16.1 | 1.1 | 2.2 | -0.6 | 5.4 | 0.5 | -1.1 | -2.2 | 2.2 | -0.6 | 7.2 | 2.8 | 0.6 | -0.6 | 8.9 | -3.9 | 2.2 | -10.4 | 3.3 | -13.9
-4 | -7 | -1.7 | -8.3 | 16.7 | 14.4 | 4.4 | -1.7 | -7.2 | -12.6 | 16.1 | 10 | 9 | 7 | 6.7 | 2.2 | 10.6 | 6.7 | 6.7 | 6.7 | 8.3 | 6.7 | 4.4 | 4.1 | 1.7 | -7 | 0.8 | -11.2 | 18 | 17 | 12.8 | 10 | 12.8 | 6.1 | 8.9 | 7.8 | 18.9 | 13.3 | 11.1 | 7.2 | 23.9 | 21.4 | 2.8 | -5.6 | 6 | -2.5 | 0.2 | -4.3 | 9.4 | 6.7 | 6.1 | 0.6 | 11.7 | 4.4 | 20.6 | 20 | 17.6 | 14.5 | -4.4 | -16.1 | -10 | -12 | -7 | -9.4 | -2.2 | -5 | 0.6 | -1.1 | -5.6 | -7.8 | 0 | -1.7 | -4.3 | -9.6 | -6.7 | -11.1 | -1.7 | -5.6 | -1.1 | -4.4 | 1.1 | -4.4 | 20.4 | 18.4 | -1.5 | -8.1 | 0.6 | -7 | 8.9 | 7.2 | 11.7 | 10.6 | 2.8 | 2.8 | -9.2 | -11.7 | 2.8 | -4.4 | 7.2 | -2.2 | -2.8 | -6.7 | 6.1 | -7.8 | -3.9 | -8.9 | 2.8 | -3.3 | 2.2 | -2.8 | 2.2 | -0.6 | -1.1 | -3.9 | 10.6 | 10 | 10.6 | 8.9 | 15 | 12 | 3.3 | 0.6 | 10 | 7.2 | 6.7 | 0 | 6.7 | -3.3 | 6 | 3 | 13.9 | 6.1 | 7.8 | 5.6 | 6.5 | 5.5 | 16.1 | 15.6 | 21.1 | 14.3 | 4.4 | -3.3 | 21.1 | 21.1 | 21.1 | -4.4 | 12.8 | 1.2 | 12.2 | 7.2 | 14.8 | 2 | 1.1 | -1.1 | 5.6 | 0.6 | -0.6 | -1.7 | 2.2 | -0.6 | 6.7 | 2.8 | 0.6 | -0.6 | 7.8 | -4.4 | 1.7 | -9.9 | 3.3 | -8.3
-2 | -6 | -2.8 | -8.9 | 16.7 | 13.9 | 5.6 | -1.7 | -8.3 | -13.3 | 15.6 | 10 | 8 | 7 | 5.8 | 2.3 | 10.6 | 6.7 | 5 | 5 | 7.8 | 6.1 | 5 | 4.4 | 1.7 | -8.3 | 0.6 | -11.1 | 18 | 17 | 12.4 | 10 | 12.2 | 6.7 | 7.8 | 7.2 | 18.9 | 13.9 | 10 | 6.7 | 23.9 | 21.7 | 1.1 | -6.1 | 5.6 | -3.3 | 0.4 | -4.1 | 8.3 | 6.1 | 5.6 | 1.1 | 11.7 | 4.9 | 20.6 | 20 | 17.4 | 14.5 | -5 | -15.6 | -11 | -13 | -7.5 | -9.9 | -1.1 | -3.9 | 1.7 | 0 | -5.6 | -8.3 | 0 | -1.7 | -4.6 | -9.6 | -6.1 | -12.2 | -2.2 | -6.1 | -2.2 | -5.6 | 0 | -4.4 | 19.6 | 18.5 | -1.1 | -8.9 | 0 | -8.3 | 8.7 | 7.2 | 12.2 | 11.1 | 2.8 | 2.8 | -9.1 | -11.5 | 2.2 | -6.7 | 7.8 | -2.2 | -3.3 | -6.5 | 5.4 | -6.6 | -5.2 | -9 | 2.2 | -2.9 | 1.7 | -3.3 | 2.2 | 0 | -0.5 | -3.2 | 10 | 9.4 | 10.6 | 8.6 | 14 | 12 | 2.8 | 0 | 10 | 7.2 | 6.7 | 0.6 | 6.1 | -3.3 | 9 | 4 | 12.8 | 5.7 | 9.4 | 6.7 | 6.3 | 5.3 | 16.1 | 15.6 | 20 | 14.4 | 3.3 | -4.4 | 21.1 | 21.1 | 21.1 | -4.4 | 11.7 | 1.3 | 11.1 | 7.2 | 13.5 | 2.4 | 0.6 | -1.7 | 5.4 | 1.1 | -0.6 | -1.7 | 2.2 | -1.7 | 5.6 | 2.2 | 0.6 | -0.7 | 7.2 | -5 | 1.1 | -10.6 | 3.9 | -8.3
-1 | -6 | -3.3 | -9.4 | 16.1 | 13.9 | 5 | -1.7 | -8.1 | -12.3 | 15.6 | 10 | 9 | 7 | 4.8 | 2 | 10 | 6.7 | 6.1 | 3.9 | 8.3 | 5.6 | 3.9 | 3.9 | 1.9 | -7.1 | -0.2 | -10.1 | 18 | 17 | 12.1 | 10.2 | 11.7 | 7.2 | 7.2 | 6.7 | 18.3 | 13.9 | 8.9 | 6.7 | 23.9 | 21.4 | 0.6 | -6.7 | 5.2 | -2.5 | 0.6 | -4.4 | 7.2 | 5.6 | 5 | 1.1 | 11.7 | 4.9 | 21.1 | 20 | 17.2 | 14.4 | -5.6 | -17.2 | -12 | -15 | -8 | -10.4 | -0.6 | -4.4 | 2.2 | 0.6 | -5.6 | -7.8 | -1.1 | -2.2 | -5 | -10 | -6.1 | -12.2 | -3.3 | -6.7 | -2.8 | -6.1 | -0.6 | -5 | 18.9 | 18.3 | -1.5 | -8.1 | -0.2 | -7.5 | 8.5 | 7.3 | 12.8 | 11.7 | 3.3 | 2.8 | -8.9 | -11.7 | 1.1 | -6.7 | 6.7 | -2.2 | -3.9 | -6.9 | 4.6 | -6.7 | -6.5 | -9.9 | 1.7 | -3 | 1.7 | -3.3 | 2.8 | 0.6 | 0 | -2.8 | 8.3 | 7.8 | 10.6 | 8.3 | 13 | 10 | 2.2 | 0 | 9.4 | 7.8 | 6.7 | 0.6 | 5.6 | -3.3 | 7 | 3 | 11.7 | 5.1 | 8.3 | 6.1 | 6.1 | 5 | 16.1 | 15.6 | 18.9 | 14.4 | 2.8 | -4.4 | 20.6 | 20.6 | 20.6 | -4.4 | 10.6 | 1.7 | 11.7 | 7.8 | 12.2 | 2.8 | 1.1 | -1.7 | 5.2 | 1.3 | -0.6 | -1.7 | 2.2 | -2.2 | 5.6 | 2.2 | 0.6 | -1.1 | 6.1 | -5 | -0.7 | -8.6 | 4.4 | -9.4
-2 | -6 | -3.9 | -10 | 16.1 | 13.9 | 5 | -1.7 | -8 | -12 | 15.6 | 10 | 9 | 7 | 3.9 | 1.7 | 10 | 6.1 | 6.7 | 4.4 | 8.9 | 6.1 | 5.6 | 4.9 | 2 | -7 | -0.9 | -10.5 | 18 | 16 | 11.7 | 10 | 12.2 | 7.2 | 6.7 | 6.1 | 18.3 | 13.9 | 8.3 | 6.1 | 23.9 | 21.4 | 0.6 | -7.8 | 4.8 | -2.2 | 0.6 | -3.7 | 7.2 | 5.6 | 5.6 | 0.6 | 11.7 | 5 | 18.9 | 16.7 | 17.4 | 14.9 | -5.6 | -16.7 | -13 | -15 | -8.4 | -10.8 | -1.1 | -4.4 | 1.7 | 0 | -5.6 | -7.8 | -1.1 | -2.8 | -5.9 | -10.1 | -6.7 | -13.3 | -3.9 | -7.2 | -3.3 | -6.7 | -0.6 | -5 | 16.7 | 16.4 | -1.8 | -8.4 | -0.4 | -7.7 | 8.3 | 7.2 | 12.8 | 11.1 | 3.3 | 3.3 | -9.6 | -12.1 | 0.6 | -6.7 | 6.7 | -2.8 | -4.4 | -7.8 | 3.9 | -7.2 | -7.8 | -11.1 | 1.1 | -3.3 | 1.7 | -3.9 | 2.8 | 1.1 | 0.6 | -2.8 | 7.2 | 6.7 | 10.6 | 8.4 | 12 | 11 | 2.8 | 0.6 | 8.9 | 7.8 | 6.7 | 0.6 | 5 | -3.3 | 5 | 2 | 10.6 | 4.4 | 7.2 | 5.6 | 6.1 | 4.9 | 16.1 | 15.6 | 17.2 | 14.1 | 0.6 | -3.3 | 20 | 20 | 20 | -5 | 10.8 | 3.1 | 9.4 | 7.2 | 10.5 | 1.3 | 1.1 | -1.7 | 5 | 1.7 | -0.6 | -1.7 | 1.1 | -1.1 | 5 | 1.7 | 0.6 | -1 | 5.6 | -5 | -2.6 | -8.7 | 4.4 | -11.1
-2 | -7 | -3.9 | -10.6 | 16.1 | 13.9 | 4.4 | -1.7 | -7.8 | -12.2 | 15.6 | 10 | 8 | 7 | 4.3 | 2 | 10 | 6.1 | 6.1 | 5.6 | 8.3 | 5 | 7.2 | 5.3 | 2.2 | -7.8 | -1.7 | -11.7 | 17 | 16 | 10.8 | 9.4 | 11.7 | 7.2 | 6.1 | 5.6 | 18.3 | 13.9 | 7.8 | 5.6 | 23.9 | 21.1 | 0.6 | -8.3 | 4.4 | -2.2 | 0.6 | -3.6 | 6.7 | 5.6 | 5.6 | 1.1 | 12.1 | 5.5 | 16.7 | 15.6 | 17.6 | 15.3 | -6.1 | -17.8 | -13 | -15 | -8.9 | -11.7 | 0 | -4.4 | 2.2 | 0.6 | -6.1 | -7.2 | -0.6 | -1.7 | -6.9 | -10.9 | -7.2 | -13.9 | -4.4 | -7.8 | -3.9 | -7.2 | -1.1 | -5 | 14.4 | 14.3 | -2.2 | -9.4 | -0.6 | -8.9 | 9.1 | 7.9 | 13.3 | 11.7 | 2.8 | 2.8 | -10.4 | -13.2 | 0 | -6.7 | 6.1 | -3.3 | -3.5 | -6.9 | 5 | -6.3 | -6.7 | -10.1 | 1.7 | -3 | 1.1 | -4.4 | 2.8 | 1.1 | 0.6 | -2.3 | 6.7 | 6.1 | 10.6 | 8.4 | 11 | 9 | 2.2 | 0 | 8.9 | 7.2 | 6.7 | 0.6 | 3.9 | -3.3 | 7 | 3 | 10.2 | 4.6 | 7.2 | 5.6 | 6.1 | 4.6 | 15.6 | 15.6 | 15.6 | 13.5 | 1.1 | -3.3 | 20.6 | 20.6 | 20 | -5.6 | 10.9 | 4.4 | 8.3 | 6.7 | 8.9 | 0.1 | 1.7 | -1.7 | 4.6 | 2.3 | -0.6 | -1.1 | 0.6 | -0.6 | 4.4 | 1.7 | 0.6 | -1.3 | 5.6 | -5.6 | -4.4 | -9.4 | 2.2 | -6.7
-2 | -5 | -5 | -11.1 | 16.1 | 13.9 | 4.4 | -1.7 | -5.6 | -10.9 | 15 | 10 | 9 | 7 | 4.6 | 2 | 10 | 6.1 | 5.6 | 5.6 | 8.3 | 5 | 7.2 | 5.6 | 2.8 | -6.3 | -0.4 | -10 | 17 | 15 | 9.8 | 8.6 | 10.6 | 7.2 | 5.6 | 5.6 | 18.9 | 14.4 | 8.3 | 4.4 | 23.9 | 21 | -0.6 | -8.9 | 4 | -2.1 | 0.6 | -3.9 | 6.7 | 5 | 5 | 0.6 | 12.4 | 5.8 | 16.1 | 13.3 | 17.8 | 15.6 | -6.1 | -19.4 | -12 | -15 | -9.4 | -12.2 | 0 | -3.3 | 2.2 | 0.6 | -7.2 | -8.3 | -0.6 | -1.7 | -7.8 | -12.2 | -7.2 | -13.3 | -5 | -8.9 | -4.4 | -7.2 | -1.1 | -6.1 | 12.2 | 12.2 | -1.8 | -8.4 | 0 | -7.5 | 9.8 | 8.4 | 13.3 | 12.2 | 2.8 | 2.8 | -11.1 | -14.4 | -1.1 | -6.7 | 8.3 | -3.9 | -2.6 | -6.5 | 6.1 | -6.3 | -5.5 | -9.3 | 2.2 | -2.9 | 0 | -2.8 | 3.3 | 2.2 | 0.6 | -2.2 | 5.6 | 4.4 | 10.6 | 8.3 | 11 | 7 | 2.2 | 0 | 8.3 | 7.2 | 6.7 | 0.6 | 3.9 | -3.3 | 6 | 3 | 9.8 | 4.4 | 6.1 | 5 | 6.1 | 4.4 | 15 | 15 | 13.9 | 12.8 | 0 | -3.9 | 20.6 | 20 | 20 | -6.1 | 11.1 | 5.6 | 7.2 | 6.7 | 7.2 | -1.7 | 0 | -2.8 | 4.3 | 2.8 | -0.6 | -1.1 | 0 | -1.1 | 4.4 | 1.7 | 0.6 | -1.7 | 5.6 | -7.8 | -3.5 | -8.5 | 2.8 | -9.4
-1 | -5 | -5 | -11.1 | 16.1 | 14.4 | 4.4 | -1.7 | -3.3 | -10.2 | 15 | 10 | 12 | 6 | 5 | 2.2 | 10.6 | 6.1 | 5.6 | -0.6 | 9.4 | 5.6 | 7.2 | 6.7 | 3.3 | -6.1 | 0.9 | -9.4 | 14 | 7 | 8.9 | 7.8 | 10.6 | 6.1 | 7.8 | 7.8 | 18.9 | 14.4 | 7.2 | 3.9 | 23.9 | 20.8 | -1.1 | -8.9 | 3.7 | -2.2 | 2.3 | -3 | 6.7 | 5.6 | 4.4 | 0.6 | 12.8 | 6.1 | 15 | 12.2 | 18.7 | 16.3 | -5.6 | -17.2 | -12 | -15 | -9.4 | -12.2 | 1.1 | -3.3 | 1.7 | 0 | -8.3 | -9.4 | 0 | -1.1 | -6.9 | -10.8 | -7.2 | -13.9 | -5 | -7.8 | -4.4 | -7.2 | -1.1 | -7.2 | 10.9 | 10.9 | -1.5 | -8.1 | 0.5 | -7.1 | 10.6 | 8.9 | 14.4 | 12.8 | 2.8 | 2.8 | -10.5 | -13.5 | -1.1 | -6.7 | 9.4 | -3.3 | -1.7 | -6.7 | 7.2 | -7.2 | -4.4 | -9.4 | 2.8 | -3.3 | 0 | -2.8 | 3.9 | 2.8 | 0.6 | -2.2 | 4.4 | 3.3 | 11.3 | 9.4 | 9 | 5 | 1.7 | 0 | 8.9 | 7.8 | 6.7 | 1.1 | 3.3 | -3.3 | 6 | 3 | 9.4 | 4.4 | 5.6 | 4.4 | 5.9 | 4.2 | 14.4 | 14.4 | 11.5 | 10.3 | -1.7 | -4.4 | 20.6 | 20 | 18.3 | -5.6 | 10.9 | 3.7 | 7.8 | 6.7 | 9.2 | -0.6 | -1.1 | -3.3 | 3.9 | 3.3 | -0.6 | -1.1 | 0 | -1.1 | 4.4 | 1.7 | 0.6 | -1.7 | 4.4 | -9.4 | -2.6 | -8.4 | 0.6 | -8.9
0 | -3 | -5.6 | -11.7 | 16.7 | 14.4 | 4.4 | -1.7 | -1.1 | -11.1 | 15.6 | 10 | 11 | 7 | 8.7 | 3.7 | 10.6 | 7.2 | 7.8 | -1.1 | 10 | 6.1 | 8.3 | 7.2 | 3.9 | -6.7 | 2.2 | -10 | 14 | 7 | 13 | 9.7 | 12.2 | 7.8 | 10 | 10 | 19.4 | 15 | 10 | 2.8 | 23.9 | 20.6 | -0.6 | -10 | 3.3 | -2.8 | 3.9 | -2.6 | 7.8 | 5.6 | 7.2 | 1.7 | 14.6 | 7.2 | 15.6 | 13.3 | 19.7 | 17.1 | -3.9 | -17.8 | -12 | -14 | -7.2 | -10 | 2.8 | -2.8 | 4.4 | 1.1 | -7.2 | -8.3 | 0 | -1.1 | -5.9 | -9.8 | -6.7 | -15.6 | -4.4 | -8.3 | -3.9 | -7.8 | -0.6 | -5 | 9.6 | 9.6 | -1.1 | -8.9 | 1.1 | -7.8 | 11.9 | 9.5 | 14.4 | 13.3 | 2.8 | 2.8 | -10 | -13.2 | 0 | -6.7 | 11.1 | -2.8 | 2.6 | -5.1 | 10.2 | -6.7 | -1.1 | -7.1 | 3.7 | -2.9 | 0 | -2.8 | 5 | 3.3 | 2.8 | -1.4 | 6.7 | 5 | 12.1 | 10.7 | 8 | 5 | 2.8 | 0.6 | 9.4 | 7.8 | 6.7 | 1.1 | 6.1 | -1.7 | 8 | 5 | 13.7 | 6.1 | 10.6 | 7.8 | 5.8 | 4.1 | 15 | 14.4 | 9.1 | 7.6 | 1.1 | -3.3 | 21.7 | 17.8 | 18.9 | -4.4 | 10.8 | 1.6 | 12.2 | 9.4 | 11.3 | 0.1 | 4.4 | -1.1 | 3.9 | 3.5 | 0 | -1.1 | 0.6 | -0.6 | 5.6 | 1.7 | 0.6 | -2.2 | 4.4 | -10 | -1.7 | -8.9 | 0.6 | -8.9
2 | -2 | -4.4 | -10.6 | 17.2 | 15 | 4.4 | -2.2 | 2.2 | -9.5 | 17.2 | 10 | 9 | 8 | 12.4 | 4.6 | 12.2 | 6.7 | 10 | 0.6 | 11.7 | 7.2 | 8.9 | 8.3 | 5.7 | -5.2 | 4.4 | -9 | 15 | 6 | 17 | 11.1 | 14.4 | 8.3 | 13.9 | 12.2 | 21.1 | 15.6 | 12.8 | 1.7 | 24.8 | 20.9 | 0 | -9.4 | 5 | -2.1 | 5.6 | -2.8 | 7.8 | 0 | 11.7 | 3.3 | 16.5 | 8.5 | 16.1 | 13.9 | 20.6 | 17.8 | -2.8 | -17.2 | -9 | -11 | -4.4 | -8.3 | 3.9 | -3.3 | 5.6 | 1.1 | -6.1 | -8.9 | 0.6 | -1.1 | -5 | -9.4 | -5.6 | -16.1 | -3.3 | -7.8 | -2.8 | -7.2 | -0.6 | -6.1 | 8.3 | 8.3 | 0 | -7.3 | 3.3 | -6.1 | 13.1 | 9.8 | 16.1 | 14.4 | 2.8 | 2.8 | -9.4 | -13.3 | 1.1 | -6.7 | 12.2 | -2.2 | 6.8 | -5.8 | 13.1 | -7.8 | 2.3 | -6.3 | 4.7 | -2.7 | 0 | -2.2 | 5.6 | 3.9 | 5 | -0.7 | 8.3 | 6.7 | 12.8 | 11.7 | 8 | 4 | 2.8 | 0.6 | 9.4 | 7.2 | 7.2 | 1.7 | 7.8 | -2.8 | 5 | 4 | 17.9 | 7.1 | 15.6 | 8.9 | 5.6 | 3.9 | 16.7 | 15.6 | 6.7 | 5 | 5.6 | -5 | 24.4 | 10.6 | 20.6 | -4.4 | 10.6 | -1.1 | 16.1 | 10.6 | 13.3 | 0.6 | 7.2 | 0.6 | 3.9 | 3.8 | 0.6 | -1.1 | 2.2 | 0 | 7.8 | 2.2 | 0.6 | -2.8 | 5 | -8.9 | 0.3 | -7.7 | 3.3 | -7.2
2 | -2 | -3.9 | -10.6 | 18.3 | 15 | 5.6 | -2.2 | 5.6 | -10.2 | 18.9 | 10 | 11 | 8 | 16.1 | 5 | 12.2 | 7.8 | 11.1 | -0.6 | 12.2 | 6.7 | 9.4 | 7.8 | 7.6 | -4.8 | 6.7 | -9 | 15 | 7 | 21.1 | 11.7 | 17.2 | 8.3 | 18.9 | 11.7 | 23.3 | 16.7 | 15 | 0.6 | 25.8 | 21 | 1.1 | -9.4 | 6.6 | -1.8 | 6.5 | -1.7 | 7.8 | 0.6 | 14.4 | 3.9 | 18.3 | 9.4 | 15 | 12.8 | 21.9 | 17.3 | -1.7 | -15.6 | -7 | -10 | -2.2 | -7.2 | 3.3 | -3.3 | 8.3 | 1.7 | -4.4 | -7.2 | 1.1 | -1.1 | -3.3 | -8.8 | -5 | -15.6 | -2.2 | -6.7 | -0.6 | -6.1 | 0.6 | -6.1 | 8.1 | 8.1 | 1.1 | -6.8 | 5.6 | -5.6 | 14.4 | 10 | 16.1 | 15.6 | 3.3 | 2.8 | -8.7 | -12.9 | 2.2 | -6.1 | 12.2 | -0.6 | 11.1 | -9.4 | 16.1 | -11.7 | 5.6 | -6.7 | 5.6 | -3.3 | 1.1 | -2.8 | 5.6 | 4.4 | 7.2 | -0.6 | 8.9 | 7.8 | 14.5 | 12.6 | 8 | 3 | 4.4 | 1.1 | 9.4 | 7.8 | 7.8 | 2.8 | 9.4 | -2.2 | 8 | 7 | 22.2 | 7.2 | 18.9 | 8.9 | 6.1 | 3.3 | 18.9 | 16.1 | 6.5 | 5 | 8.3 | -5 | 25.6 | 13.9 | 21.7 | -5 | 12.1 | -0.1 | 17.8 | 10.6 | 15.2 | 0.2 | 9.4 | 0.6 | 3.9 | 3.9 | 1.1 | -1.7 | 3.3 | 0.6 | 10.6 | 2.2 | 0.8 | -2.3 | 5.6 | -8.9 | 2.4 | -7.9 | 3.9 | -6.7
2 | -3 | -2.8 | -11.1 | 19.4 | 14.4 | 6.1 | -1.7 | 8.9 | -13.3 | 19.4 | 9.4 | 10 | 8 | 17.6 | 4.9 | 10.6 | 8.3 | 12.8 | 0.6 | 13.9 | 6.1 | 8.3 | 6.7 | 9.4 | -5.6 | 8.9 | -11.1 | 15 | 7 | 22.2 | 11.6 | 18.9 | 7.2 | 21.7 | 9.4 | 24.4 | 16.7 | 17.2 | 1.1 | 26.7 | 21.1 | 2.2 | -9.4 | 8.3 | -2.2 | 7.4 | -0.7 | 7.2 | 0 | 16.7 | 2.2 | 18.7 | 10 | 14.4 | 11.7 | 23.1 | 16.7 | -0.6 | -15.6 | -5 | -7 | -1.1 | -7.2 | 3.3 | -2.2 | 10 | 2.2 | -3.9 | -10 | 1.7 | -0.6 | -1.7 | -9.3 | -3.9 | -16.1 | -1.1 | -6.1 | -0.6 | -5.6 | 2.2 | -6.1 | 8 | 8 | 2.2 | -7.2 | 7.8 | -6.1 | 15.3 | 10.5 | 13.9 | 11.7 | 3.9 | 3.9 | -7.9 | -12.9 | 3.9 | -6.1 | 15.6 | -1.1 | 12.6 | -8.7 | 17.6 | -10.8 | 8.7 | -5.2 | 6 | -2.7 | 2.2 | -3.3 | 5.6 | 5 | 8.7 | -0.1 | 8.9 | 5.6 | 16.1 | 13.2 | 9 | 3 | 6.1 | 1.7 | 10 | 6.7 | 8.3 | 3.3 | 12.2 | -1.7 | 8 | 8 | 23.1 | 6.8 | 22.2 | 8.9 | 6.7 | 2.6 | 21.1 | 16.7 | 6.3 | 5.1 | 10.6 | -4.4 | 26.7 | 14.4 | 23.9 | -4.4 | 13.5 | 0.5 | 19.4 | 10 | 17 | -0.2 | 11.1 | 0.6 | 6.1 | 5.7 | 2.8 | -2.2 | 6.1 | 1.1 | 14.4 | 1.1 | 0.9 | -2.2 | 6.7 | -8.9 | 4.4 | -9.4 | 5.6 | -6.7
4 | -3 | -2.2 | -10.6 | 19.4 | 13.9 | 7.2 | -1.7 | 9.6 | -11.5 | 21.1 | 9.4 | 12 | 9 | 19.1 | 4.9 | 10 | 9.4 | 14.4 | 0.6 | 13.9 | 6.1 | 12.2 | 7.8 | 10.7 | -5.1 | 10.9 | -9.4 | 16 | 6 | 23.3 | 11.1 | 21.1 | 6.7 | 23.3 | 8.3 | 26.1 | 15.6 | 18.9 | -1.7 | 26.9 | 21.2 | 2.8 | -10 | 9.2 | -2.4 | 8.3 | 0 | 7.2 | -0.6 | 18.9 | 1.7 | 19 | 10.6 | 12.2 | 11.1 | 24.4 | 15.6 | 1.1 | -11.1 | -4 | -7 | -1.1 | -6.1 | 2.8 | -2.2 | 11.7 | 2.8 | -3.3 | -7.8 | 1.7 | -0.6 | 0 | -11.1 | -3.3 | -16.1 | 1.1 | -4.4 | 1.1 | -4.4 | 2.8 | -7.2 | 7.8 | 7.8 | 2 | -5.4 | 8.5 | -5.4 | 16.3 | 11.3 | 12.2 | 10.6 | 5 | 4.4 | -7.2 | -13.9 | 5 | -6.1 | 17.2 | -3.9 | 14.1 | -9.4 | 19.1 | -10.7 | 11.9 | -4.5 | 6.3 | -3 | 2.8 | -2.8 | 5.6 | 5.6 | 10.2 | 0.5 | 9.4 | 6.1 | 17.8 | 13.9 | 8 | 3 | 7.2 | 1.7 | 10.6 | 4.4 | 7.8 | 5 | 15 | -1.1 | 6 | 6 | 24.1 | 6.4 | 25 | 7.2 | 7.2 | 1.7 | 21.7 | 15 | 6.1 | 5 | 12.2 | -5 | 28.3 | 5 | 24.4 | -3.9 | 15 | 1.1 | 21.1 | 8.9 | 18.9 | -1.7 | 13.3 | -1.1 | 8.4 | 7.4 | 0.6 | -1.1 | 5 | -0.6 | 15.6 | 1.1 | 1.1 | -2.2 | 7.8 | -8.3 | 5.7 | -8.3 | 6.7 | -8.3
4 | -3 | -1.7 | -10 | 20.6 | 15 | 8.3 | -1.1 | 10.4 | -11.5 | 21.7 | 8.3 | 12 | 9 | 20.6 | 3.9 | 12.2 | 0 | 15.6 | 1.7 | 13.9 | 6.7 | 9.4 | 5 | 12 | -6.1 | 13 | -9.6 | 17 | 5 | 24.4 | 10.6 | 22.2 | 7.2 | 24.4 | 7.8 | 26.7 | 15.6 | 20 | -3.3 | 27 | 21.1 | 3.9 | -10 | 10.2 | -2.8 | 8.1 | 0.1 | 6.7 | 0 | 20.6 | 1.1 | 19.4 | 11.1 | 11.7 | 8.3 | 23.1 | 15.7 | 0.6 | -11.1 | -3 | -6 | 0 | -5 | 2.8 | -1.1 | 12.8 | 3.3 | -3.3 | -9.4 | 1.7 | -0.6 | 0 | -9.4 | -2.8 | -15 | 2.2 | -4.4 | 2.2 | -4.4 | 3.9 | -7.2 | 7.8 | 7.7 | 1.9 | -4.7 | 9.3 | -5.4 | 17.2 | 11.7 | 11.7 | 9.4 | 6.1 | 5 | -7 | -13.5 | 6.7 | -7.2 | 18.3 | -6.7 | 15.6 | -11.7 | 20.6 | -13.3 | 15 | -5.6 | 6.7 | -3.3 | 4.4 | -1.7 | 10 | 7.2 | 11.7 | 0.6 | 9.4 | 3.9 | 18.5 | 14 | 5 | 0 | 7.8 | 0.6 | 11.1 | 4.4 | 8.9 | 6.1 | 16.1 | -2.2 | 6 | 6 | 25 | 5.6 | 26.7 | 7.2 | 7.9 | 1.9 | 21.7 | 15.6 | 5.7 | 4.5 | 14.4 | -6.1 | 28.3 | 4.4 | 21.1 | -3.9 | 15.9 | 1.2 | 22.2 | 8.3 | 19.8 | -1.7 | 13.9 | -0.6 | 10.6 | 8.9 | 1.7 | -4.4 | 7.2 | -1.7 | 16.7 | 0.6 | 1.3 | -2.2 | 8.3 | -7.8 | 7 | -8.7 | 5.6 | -9.4
4 | -2 | -0.6 | -10 | 22.2 | 14.4 | 9.4 | -0.6 | 11.1 | -12.8 | 21.7 | 8.3 | 11 | 8 | 21 | 3.7 | 12.2 | -0.6 | 16.1 | -1.1 | 14.4 | 6.1 | 10.6 | 5 | 13.3 | -7.8 | 15 | -10.6 | 17 | 6 | 24.4 | 10.7 | 22.8 | 8.9 | 25 | 6.1 | 26.7 | 15 | 21.1 | -5.6 | 27.2 | 21.1 | 4.4 | -10 | 11.1 | -4.4 | 8 | 0 | 4.4 | -1.7 | 22.2 | 0.6 | 17.9 | 10.8 | 11.1 | 7.2 | 21.9 | 15.8 | 2.2 | -12.8 | -2 | -5 | 1.7 | -6.1 | 3.3 | 0 | 13.9 | 3.3 | -2.8 | -6.7 | 1.7 | -0.6 | 0 | -8.9 | -2.2 | -15 | 2.8 | -5 | 3.3 | -3.9 | 4.4 | -6.7 | 7.8 | 7.4 | 1.7 | -4.4 | 10 | -6.7 | 17 | 12 | 12.2 | 8.3 | 7.2 | 5 | -6.9 | -14 | 7.8 | -7.2 | 19.4 | -8.3 | 15.6 | -8.3 | 21 | -11.7 | 15.6 | -5.9 | 6.9 | -2.7 | 4.4 | -1.7 | 5.6 | 3.9 | 11.9 | 0.3 | 8.3 | 1.7 | 19.3 | 13.9 | 4 | 0 | 8.3 | 0.6 | 11.7 | 3.3 | 9.4 | 6.7 | 17.8 | -2.8 | 5 | 4 | 24.4 | 7.6 | 27.2 | 5.6 | 8.7 | 2.1 | 22.2 | 15 | 5.4 | 3.9 | 15.6 | -5.6 | 27.2 | 3.9 | 21.1 | -5 | 16.9 | 0.9 | 23.3 | 8.3 | 20.8 | -1.5 | 15 | -2.2 | 10.2 | 6.7 | 1.1 | -6.1 | 7.8 | -1.7 | 17.2 | 0.6 | 1.5 | -2.3 | 10 | -6.7 | 8.3 | -10 | 6.1 | -8.9
4 | -3 | 0 | -9.4 | 22.8 | 13.9 | 10.6 | 0 | 11.3 | -11.5 | 22.2 | 7.2 | 13 | 9 | 21.3 | 3.5 | 12.2 | 0 | 16.7 | -1.1 | 15 | 6.1 | 7.8 | 5 | 13.7 | -6.8 | 15.2 | -9.3 | 17 | 6 | 24.4 | 10.7 | 22.8 | 9.4 | 25.6 | 5.6 | 26.1 | 15.6 | 22.2 | -7.8 | 26.8 | 21.1 | 4.4 | -10.6 | 11.1 | -3.7 | 7.8 | 0 | 4.4 | -1.7 | 23.3 | -0.6 | 16.5 | 10.6 | 8.9 | 6.1 | 20.6 | 15.6 | 2.8 | -8.9 | -2 | -5 | 2.2 | -5 | 3.3 | 1.1 | 14.4 | 3.9 | -1.7 | -7.2 | 1.7 | -1.1 | 0 | -9.4 | -1.7 | -14.4 | 3.3 | -6.1 | 3.9 | -3.9 | 5 | -6.7 | 7.8 | 7.2 | 0.8 | -3.6 | 10 | -5.3 | 16.9 | 12.1 | 11.1 | 7.8 | 8.3 | 5 | -6.7 | -15.6 | 8.9 | -7.2 | 20 | -13.3 | 15.6 | -7 | 21.3 | -11.5 | 16.1 | -6.7 | 7 | -2.6 | 5 | -1.7 | 5.6 | 3.3 | 12 | -0.2 | 7.8 | 0.6 | 20 | 13.9 | 2 | -1 | 8.9 | 0.6 | 12.2 | 2.8 | 9.4 | 6.1 | 17.8 | -2.2 | 5 | 4 | 23.9 | 8.8 | 27.8 | 4.4 | 9.4 | 2.2 | 21.7 | 15.6 | 5 | 3.3 | 16.7 | -5 | 26.7 | 5 | 23.3 | -3.9 | 17.8 | 0.6 | 24.4 | 8.3 | 21.7 | -2.2 | 15.6 | -2.2 | 9.8 | 4 | 0.6 | -5.6 | 8.3 | -0.6 | 17.8 | 1.7 | 1.7 | -2.8 | 10.6 | -6.1 | 8.5 | -8.8 | 6.1 | -16.1
3 | -2 | 0.6 | -8.3 | 22.8 | 13.9 | 10.6 | 0 | 11.5 | -12.7 | 22.8 | 7.2 | 16 | 9 | 21.7 | 2.8 | 9.4 | -0.6 | 16.7 | -2.8 | 15 | 5.6 | 9.4 | 6.1 | 14 | -7.1 | 15.4 | -9.2 | 16 | 6 | 24.4 | 10.6 | 22.8 | 10.6 | 26.1 | 7.2 | 26.1 | 15.6 | 22.2 | -3.9 | 26.5 | 21.1 | 4.4 | -11.1 | 11.1 | -3.7 | 6.5 | -0.8 | 4.4 | -2.2 | 23.9 | -0.6 | 15 | 10 | 8.3 | 7.2 | 20.8 | 15.8 | 2.8 | -8.9 | -1 | -5 | 1.7 | -2.8 | 2.8 | 1.1 | 12.2 | 2.2 | -0.6 | -7.2 | 1.7 | -1.7 | -0.6 | -8.7 | -2.2 | -13.9 | 3.9 | -5.6 | 4.4 | -3.9 | 4.4 | -7.2 | 7.2 | 6.8 | -0.2 | -3.5 | 10 | -5.3 | 16.7 | 12.2 | 10.6 | 8.3 | 10 | 5.6 | -6.9 | -13.6 | 8.9 | -7.2 | 19.4 | -12.2 | 15.6 | -6.1 | 21.7 | -12.2 | 16.7 | -9.4 | 7.2 | -2.8 | 4.4 | -2.2 | 5 | 2.8 | 12.2 | -0.6 | 5 | -1.1 | 19.1 | 14 | 1 | -3 | 8.9 | 0.6 | 12.8 | 2.8 | 8.9 | 6.7 | 18.3 | -2.2 | 4 | 3 | 23.3 | 10 | 28.3 | 4.4 | 9.2 | 1.8 | 21.7 | 15 | 4.6 | 2.8 | 17.2 | -4.4 | 25 | 7.8 | 23.9 | -2.8 | 17.1 | -0.5 | 24.4 | 9.4 | 21.5 | -2.1 | 15 | -2.8 | 9.4 | 1.1 | -0.6 | -7.8 | 7.8 | -3.3 | 17.2 | 0 | 1.5 | -2.6 | 11.1 | -5 | 8.7 | -8.2 | 6.1 | -18.3
2 | -2 | 0.6 | -8.3 | 22.8 | 13.3 | 10 | -0.6 | 11.7 | -15 | 22.8 | 7.2 | 14 | 7 | 19.8 | 4.7 | 11.7 | 0 | 16.1 | -4.4 | 13.3 | 5.6 | 10 | 5 | 14.4 | -7.8 | 15.6 | -10 | 15 | 5 | 23.1 | 12.2 | 22.2 | 11.7 | 26.1 | 7.2 | 25.6 | 15.6 | 22.2 | -3.9 | 26.1 | 21.1 | 4.4 | -11.7 | 11.1 | -4.4 | 5.2 | -1.5 | 4.4 | -2.2 | 24.4 | -0.6 | 14.3 | 10.9 | 7.8 | 6.7 | 20.9 | 15.9 | 2.2 | -8.3 | -1 | -5 | 1.1 | -1.7 | 2.2 | 0.6 | 10.6 | 5 | -1.1 | -10 | 1.7 | -1.7 | -1.1 | -8.8 | -2.2 | -15 | 3.9 | -7.2 | 3.9 | -4.4 | 4.4 | -7.8 | 6.7 | 6.6 | -1.1 | -3.9 | 10 | -5.6 | 16.1 | 12.5 | 11.1 | 7.8 | 10.6 | 5.6 | -7 | -12.8 | 8.3 | -7.8 | 18.3 | -13.3 | 12.6 | -5.2 | 20.6 | -9.7 | 14.1 | -5.5 | 6.5 | -2.6 | 4.4 | -2.8 | 4.4 | 2.2 | 11.5 | 0 | 3.3 | -2.2 | 18.1 | 14 | -1 | -3 | 8.9 | 0.6 | 12.2 | 2.8 | 8.9 | 6.7 | 18.9 | -2.2 | 4 | 3 | 21.6 | 9.2 | 27.8 | 3.9 | 9.1 | 1.7 | 21.7 | 15.6 | 4.3 | 2.3 | 16.7 | -3.9 | 23.3 | 11.7 | 23.3 | -4.4 | 16.3 | -2.4 | 24.4 | 9.4 | 21.3 | -2.9 | 14.4 | -1.1 | 7.9 | -0.1 | -1.1 | -7.8 | 7.8 | -3.9 | 15 | 1.1 | 1.3 | -2.8 | 11.7 | -5 | 8.9 | -9.4 | 4.4 | -12.2
1 | -1 | 0.6 | -6.7 | 21.7 | 13.3 | 8.9 | -0.6 | 9.3 | -13.6 | 22.2 | 7.2 | 10 | 7 | 18 | 6.2 | 11.1 | 0 | 14.4 | -3.9 | 12.8 | 5.6 | 8.9 | 5.6 | 11.5 | -4.1 | 12.6 | -8.7 | 13 | 5 | 21.9 | 13.3 | 21.1 | 12.2 | 25 | 7.2 | 23.9 | 15.6 | 21.1 | -5 | 25.5 | 21.2 | 3.3 | -11.1 | 10.2 | -3.7 | 3.9 | -2.8 | 5 | -2.2 | 23.3 | -1.1 | 13.5 | 11.6 | 7.8 | 6.7 | 21.1 | 16.1 | 0.6 | -6.7 | -1 | -5 | 0.6 | -6.1 | 1.7 | 0.6 | 10.6 | 2.2 | -3.3 | -10 | 1.1 | -1.7 | -1.7 | -10 | -2.8 | -15 | 2.8 | -6.1 | 2.8 | -4.4 | 3.9 | -7.8 | 6.1 | 6.1 | -3.5 | -6.3 | 8.7 | -4.3 | 15.6 | 12.8 | 10 | 6.1 | 11.1 | 3.3 | -7.2 | -12.8 | 7.2 | -8.9 | 17.8 | -13.9 | 9.7 | -5.1 | 19.4 | -7.8 | 11.5 | -4.5 | 5.7 | -2.8 | 4.4 | -3.3 | 3.9 | 2.2 | 10.7 | 0.1 | 3.3 | -1.7 | 17.2 | 13.9 | -2 | -6 | 7.8 | 0.6 | 10.6 | 4.4 | 9.4 | 6.7 | 17.8 | -2.8 | 4 | 3 | 20 | 8.7 | 26.1 | 5.6 | 8.9 | 1.1 | 21.1 | 15.6 | 3.9 | 1.7 | 16.1 | -2.2 | 21.7 | 12.8 | 22.8 | -5.6 | 15.6 | -4.4 | 23.9 | 8.3 | 21.1 | -3.3 | 13.3 | 0 | 6.5 | -1.2 | -1.7 | -9.4 | 7.2 | -3.9 | 13.3 | 0 | 1.1 | -3.3 | 12.2 | -5 | 5 | -5.5 | 2.2 | -14.4
1 | -3 | -0.6 | -6.7 | 17.2 | 13.3 | 7.8 | -0.6 | 6.8 | -14.8 | 21.7 | 7.2 | 9 | 7 | 16.1 | 6.7 | 10.6 | 0 | 13.9 | -4.4 | 11.7 | 6.1 | 7.2 | 4.4 | 8.5 | -3.2 | 9.7 | -8.8 | 12 | 4 | 20.6 | 13.9 | 20.6 | 11.7 | 20 | 8.9 | 21.1 | 15.6 | 18.9 | -3.9 | 25 | 21.1 | 2.2 | -11.1 | 9.2 | -3.6 | 3.3 | -2 | 5 | -2.2 | 19.4 | 0 | 12.8 | 12.2 | 7.8 | 6.7 | 19.3 | 15.2 | 0 | -7.2 | -2 | -5 | -1.1 | -5.6 | 1.1 | 0 | 10 | 2.2 | -3.9 | -10 | 0.6 | -2.2 | -3.2 | -10.3 | -5 | -14.4 | 0.6 | -6.7 | 0.6 | -5 | 2.8 | -6.7 | 5.7 | 5.7 | -5.9 | -8.9 | 7.4 | -3.6 | 15 | 12.8 | 9.4 | 6.1 | 10 | 4.4 | -8.3 | -13.3 | 4.4 | -8.3 | 14.4 | -10.6 | 6.7 | -6.7 | 18.3 | -8.3 | 8.9 | -4.4 | 5 | -3.3 | 3.9 | -3.9 | 3.3 | 1.7 | 10 | 0.6 | 3.3 | -1.7 | 17 | 13.9 | -4 | -7 | 6.7 | 0.6 | 10 | 2.2 | 9.4 | 5.6 | 16.1 | -3.9 | 4 | 3 | 18.3 | 7.8 | 22.8 | 6.7 | 7.2 | 1.3 | 20.6 | 16.1 | 3.5 | 1.5 | 12.2 | -1.1 | 20.6 | 14.4 | 21.7 | -6.1 | 14.1 | -3.6 | 21.1 | 10 | 19.3 | -2.1 | 7.8 | 0 | 5 | -2.8 | -2.8 | -11.7 | 5.6 | -1.1 | 12.2 | 1.7 | 0.4 | -3.4 | 11.7 | -5.6 | 1.1 | -4.9 | -0.6 | -11.7
0 | -5 | -1.7 | -6.1 | 15.6 | 12.8 | 6.7 | -0.6 | 4.4 | -17.2 | 21.1 | 7.2 | 8 | 6 | 14.6 | 7.7 | 10 | 0 | 11.1 | -1.7 | 11.7 | 6.7 | 6.1 | 4.4 | 5.6 | -3.3 | 6.7 | -10.6 | 11 | 4 | 19.8 | 14.4 | 19.4 | 11.7 | 15.6 | 8.9 | 20 | 16.1 | 17.2 | -3.3 | 24.4 | 21.1 | 0.6 | -11.1 | 8.3 | -4.4 | 2.8 | -1.7 | 5 | -1.7 | 16.7 | -0.6 | 12.8 | 12.2 | 7.2 | 5.6 | 17.4 | 13.9 | 0 | -7.2 | -2 | -5 | -1.1 | -6.1 | 1.7 | 0.6 | 9.4 | 2.8 | -5 | -7.2 | 0 | -2.8 | -4.6 | -11.2 | -6.1 | -13.9 | -0.6 | -7.2 | 0.6 | -4.4 | 2.8 | -6.7 | 5.4 | 5.4 | -8.3 | -12.2 | 6.1 | -3.9 | 14.6 | 12.7 | 10 | 6.7 | 8.9 | 5.6 | -9.5 | -14.8 | 2.8 | -8.3 | 11.1 | -9.4 | 5.8 | -6 | 16.3 | -6.5 | 8.2 | -3.5 | 3.1 | -3.1 | 3.9 | -3.9 | 3.3 | 1.7 | 10.2 | 2.8 | 3.3 | -1.7 | 16.9 | 14 | -5 | -7 | 5 | 0.6 | 8.9 | 2.8 | 9.4 | 5.6 | 15.6 | -3.9 | 2 | 0 | 16.6 | 8.8 | 20.6 | 6.7 | 5.6 | 0.9 | 20 | 15.6 | 3.2 | 1.4 | 10 | 0 | 20.6 | 15 | 20.6 | -6.1 | 12.6 | -3.6 | 18.3 | 10 | 17.4 | -2 | 5.6 | -1.1 | 4.3 | -2.9 | -2.8 | -15 | 5.6 | -1.1 | 10.6 | 2.2 | -0.4 | -4 | 11.1 | -6.1 | -2.8 | -6.1 | -1.1 | -15
-1 | -5 | -1.1 | -6.1 | 15 | 12.8 | 5.6 | 0 | 2.2 | -14.1 | 18.9 | 7.2 | 9 | 6 | 13.2 | 8.1 | 10 | 0.6 | 9.4 | 1.1 | 11.7 | 5 | 6.1 | 5 | 3.9 | -2.6 | 6.7 | -9.4 | 10 | 3 | 19.1 | 14.8 | 18.3 | 12.8 | 12.8 | 8.3 | 18.3 | 16.1 | 15 | -1.1 | 24.4 | 21.1 | -1.1 | -11.1 | 6.3 | -3 | 2.2 | -1.7 | 5 | -1.1 | 15 | -1.1 | 12.8 | 12.2 | 7.2 | 5.6 | 15.6 | 12.8 | 0.6 | -8.9 | -2 | -5 | -1.7 | -6.1 | 2.2 | 0.6 | 9.4 | 2.8 | -5.6 | -7.8 | 0 | -2.8 | -6.1 | -13.3 | -5 | -13.9 | 0 | -8.3 | 0.6 | -5 | 2.2 | -6.7 | 5 | 5 | -9.4 | -12.8 | 5 | -2.3 | 14.3 | 12.5 | 9.4 | 6.7 | 8.3 | 2.2 | -10.6 | -16.7 | 2.2 | -7.8 | 11.7 | -8.9 | 4.8 | -6 | 14.2 | -6.4 | 7.4 | -3.6 | 1.3 | -3.5 | 3.3 | -3.9 | 2.2 | 0.6 | 10.4 | 5 | 2.8 | -2.2 | 16.7 | 13.9 | -6 | -8 | 4.4 | 0.6 | 8.9 | 2.8 | 7.2 | 3.9 | 13.3 | -3.9 | 0 | -3 | 15 | 9.6 | 18.9 | 7.2 | 3.9 | 0.6 | 16.1 | 15 | 2.8 | 1.1 | 8.3 | 0.6 | 20 | 15.6 | 18.9 | -5.6 | 11.1 | -4.4 | 17.2 | 11.7 | 15.6 | -2.2 | 6.7 | 0 | 3.5 | -3.3 | -3.3 | -15.6 | 4.4 | -1.1 | 11.7 | 0.6 | -1.1 | -5 | 11.1 | -6.7 | -3.5 | -6 | -1.7 | -14.4
-2 | -5 | -2.2 | -6.7 | 13.9 | 12.2 | 5 | -0.6 | 0 | -13.9 | 17.8 | 8.3 | 9 | 5 | 11.7 | 8.3 | 10 | 0 | 7.2 | 5 | 11.7 | 5.6 | 5.6 | 3.8 | 2.3 | -2.3 | 6.7 | -9 | 9 | 3 | 18.3 | 15 | 18.3 | 11.7 | 13.9 | 9.4 | 18.3 | 16.1 | 13.9 | -0.6 | 24.4 | 21.1 | -1.1 | -10.6 | 4.2 | -2.9 | 1.7 | -1.7 | 5 | -1.1 | 13.9 | -1.7 | 12.8 | 12.2 | 6.7 | 5 | 15.6 | 13.1 | 0 | -8.9 | -2 | -5 | -2.8 | -6.7 | 1.7 | 0.6 | 9.4 | 3.9 | -5.6 | -7.8 | -0.6 | -2.8 | -7.2 | -13.1 | -6.1 | -14.4 | -0.6 | -6.7 | 0 | -5 | 1.1 | -6.1 | 4.6 | 4.6 | -10.6 | -14.1 | 3.9 | -1.5 | 13.9 | 12.2 | 9.4 | 6.1 | 6.1 | -0.6 | -11.3 | -16.3 | 2.2 | -6.7 | 10 | -9.4 | 3.9 | -7.2 | 12.2 | -7.2 | 6.7 | -3.9 | -0.6 | -4.4 | 2.8 | -3.3 | 1.7 | 0 | 10.6 | 6.7 | 3.3 | -1.7 | 16.5 | 14 | -6 | -10 | 3.3 | 0 | 8.3 | 3.3 | 6.1 | 3.3 | 12.8 | -3.9 | -3 | -6 | 13.3 | 10 | 18.9 | 7.8 | 2.8 | -0.1 | 15 | 14.4 | 2.6 | 1.1 | 6.7 | 1.1 | 19.4 | 16.1 | 18.9 | -5.6 | 9.3 | -3.2 | 15.6 | 11.7 | 14.8 | -0.4 | 5 | 0.6 | 2.8 | -4.4 | -3.9 | -13.3 | 3.3 | 0 | 15 | -2.2 | -1.7 | -4.9 | 10.6 | -7.8 | -4.3 | -6.2 | -2.8 | -12.8
-3 | -7 | -3.3 | -7.2 | 14.4 | 12.2 | 3.3 | -2.8 | -2.2 | -15.6 | 16.7 | 8.3 | 8 | 4 | 10.8 | 7.1 | 8.9 | 0 | 6.7 | 5.6 | 11.7 | 6.1 | 5 | 3.3 | 0.6 | -2.8 | 6.7 | -10 | 8 | 3 | 17.2 | 14.5 | 17.8 | 11.7 | 11.7 | 8.9 | 17.8 | 16.1 | 13.3 | -0.6 | 24.4 | 21.1 | -2.2 | -10.6 | 2.2 | -3.3 | 1.1 | -2.2 | 4.4 | -1.1 | 12.2 | -1.1 | 11.9 | 11.2 | 6.7 | 5 | 15.6 | 13.3 | 0 | -8.9 | -2 | -6 | -3.3 | -7.2 | 0.6 | -0.6 | 7.8 | 5.6 | -7.2 | -9.4 | -1.1 | -3.3 | -8.3 | -13.6 | -7.2 | -13.3 | -1.1 | -7.2 | -0.6 | -5 | 1.1 | -5.6 | 4.3 | 4.3 | -11.7 | -15.6 | 2.8 | -1.1 | 13 | 11.8 | 8.9 | 4.4 | 5 | -1.1 | -12.1 | -16.8 | 1.7 | -6.1 | 8.9 | -8.9 | 2.4 | -5.5 | 12.8 | -6.9 | 5.6 | -3.1 | -1.1 | -4.2 | 2.8 | -3.9 | 1.7 | 0 | 10.4 | 5.8 | 3.9 | -0.6 | 16.3 | 14 | -6 | -10 | 1.7 | -1.1 | 8.9 | 3.3 | 6.1 | 3.9 | 10.6 | -2.2 | -7 | -10 | 13.9 | 11.1 | 18.3 | 6.7 | 1.7 | -0.8 | 15 | 14.4 | 2.4 | 1.1 | 6.7 | 2.2 | 19.4 | 16.1 | 19.4 | -5.6 | 7.4 | -3.3 | 15 | 11.7 | 14.1 | 0.3 | 5 | 0.6 | 2.6 | -4.3 | -4.4 | -13.3 | 2.2 | -0.6 | 13.3 | -1.1 | -2.2 | -5.3 | 8.9 | -4.4 | -5 | -6.7 | -3.3 | -11.7
-3 | -6 | -2.2 | -8.3 | 14.4 | 12.2 | 2.2 | -2.8 | -1.8 | -14.5 | 15.6 | 8.3 | 7 | 2 | 9.8 | 5.8 | 8.3 | 0 | 4.4 | 3.9 | 11.7 | 6.1 | 4.4 | 2.3 | -0.3 | -2.8 | 6.9 | -8.4 | 8 | 2 | 16.1 | 14 | 16.7 | 11.7 | 10 | 8.3 | 16.7 | 15.6 | 11.7 | 0 | 24.2 | 20.9 | -2.8 | -10.6 | 1.5 | -3.1 | 0.6 | -2.8 | 4.4 | -1.7 | 12.2 | -1.1 | 10.9 | 10 | 6.7 | 5 | 15.6 | 13.3 | 0 | -8.9 | -2 | -6 | -3.6 | -6.7 | 0.6 | -0.6 | 7.2 | 6.1 | -7.8 | -11.1 | -2.2 | -3.9 | -9.4 | -15 | -6.1 | -12.2 | -1.1 | -7.2 | -0.6 | -4.4 | 0.6 | -5.6 | 3.9 | 3.9 | -12.1 | -15.5 | 1.7 | -1.4 | 12 | 11.1 | 7.8 | 3.9 | 4.4 | -1.1 | -12.8 | -17.8 | 1.1 | -6.1 | 8.9 | -8.3 | 0.9 | -5.1 | 13.3 | -7.6 | 4.4 | -3 | -1.7 | -4.5 | 2.2 | -4.4 | 1.7 | 0 | 10.2 | 5 | 3.3 | -0.6 | 16.1 | 13.9 | -7 | -11 | 1.1 | -1.7 | 8.3 | 3.3 | 7.2 | 2.8 | 9.4 | -1.7 | -8 | -12 | 14.4 | 12.3 | 17.2 | 6.1 | 0.6 | -1.7 | 13.9 | 13.9 | 2.2 | 1.1 | 6.1 | 2.8 | 19.4 | 16.1 | 18.9 | -6.1 | 5.6 | -3.9 | 14.4 | 11.7 | 13.3 | 1.1 | 5 | 0 | 2.4 | -4.4 | -7.2 | -13.9 | 1.7 | -1.1 | 12.2 | -1.1 | -2.8 | -6.1 | 6.1 | -0.6 | -5.6 | -7.3 | -3.3 | -11.7
-2 | -5 | -2.8 | -9.4 | 13.3 | 11.7 | 1.7 | -3.3 | -1.5 | -15.6 | 15.6 | 8.9 | 7 | 3 | 8.9 | 4.4 | 7.8 | 0 | 6.1 | 5 | 11.1 | 6.1 | 3.3 | 1.6 | -1.3 | -3.2 | 7 | -8.3 | 7 | 2 | 15 | 13.3 | 15.6 | 11.7 | 10 | 8.3 | 16.7 | 15.6 | 11.7 | -0.6 | 24.1 | 20.8 | -3.3 | -11.1 | 0.7 | -3.7 | 0.4 | -2.8 | 4.4 | -1.1 | 12.2 | 0 | 10 | 8.9 | 6.1 | 5 | 14.3 | 12.4 | -0.6 | -7.8 | -1 | -5 | -3.9 | -6.8 | 1.1 | 0 | 7.2 | 6.7 | -10 | -13.3 | -3.3 | -4.4 | -10.2 | -14.8 | -6.1 | -12.2 | -1.1 | -7.8 | -1.1 | -4.4 | -0.6 | -5.6 | 3.5 | 3.5 | -12.4 | -15.8 | 0.5 | -1.9 | 11.1 | 10.6 | 7.8 | 3.9 | 3.9 | -0.6 | -14.3 | -18.1 | 1.1 | -5.6 | 3.9 | -7.8 | -0.6 | -5.6 | 13.9 | -9.4 | 3.3 | -3.3 | -2.2 | -5 | 2.2 | -4.4 | 1.7 | 0.6 | 10 | 3.9 | 3.9 | -0.6 | 15.7 | 13.9 | -8 | -10 | 0 | -2.2 | 7.8 | 4.4 | 7.2 | -1.7 | 7.8 | -1.1 | -10 | -13 | 15 | 13.3 | 17.2 | 6.1 | 0 | -1.8 | 13.9 | 13.3 | 1.8 | 0.6 | 9.4 | 3.9 | 20 | 17.2 | 18.9 | -6.1 | 5 | -3.3 | 15 | 11.7 | 12.4 | 2.6 | 4.4 | -1.1 | 2.2 | -5.6 | -6.1 | -14.4 | 2.2 | -1.1 | 11.1 | -1.1 | -3.5 | -5.7 | 5 | 1.1 | -6.1 | -8.2 | -4.4 | -13.9
-2 | -6 | -3.3 | -9.4 | 13.9 | 12.2 | 1.7 | -3.9 | -1.1 | -18.3 | 15.6 | 8.9 | 7 | 2 | 8.5 | 3.8 | 8.3 | 0 | 7.8 | 0 | 11.1 | 5.6 | 1.7 | 1.1 | -2.2 | -3.9 | 7.2 | -8.9 | 7 | 2 | 14.1 | 12.7 | 15.6 | 12.2 | 9.4 | 8.3 | 15.6 | 15.6 | 10 | 0 | 23.9 | 20.6 | -3.3 | -11.1 | 0 | -4.4 | 0.2 | -3.1 | 3.9 | -1.1 | 12.2 | 0.6 | 8.9 | 7.2 | 6.1 | 4.4 | 13 | 11.3 | -1.7 | -7.8 | 0 | -1 | -4.2 | -6.8 | 1.7 | 0.6 | 7.8 | 6.7 | -10 | -12.8 | -3.9 | -4.4 | -10.9 | -15.1 | -7.2 | -12.2 | -1.7 | -7.8 | -1.7 | -4.4 | 0 | -5 | 3.2 | 3.2 | -12.8 | -16.7 | -0.6 | -2.8 | 11.1 | 10.5 | 7.2 | 2.2 | 3.3 | -1.1 | -15.7 | -19 | 0.6 | -6.1 | 3.9 | -7.8 | -0.8 | -5.4 | 12.2 | -6.9 | 2.9 | -2.9 | -2.4 | -4.9 | 2.2 | -4.4 | 1.7 | 0 | 10.7 | 4.2 | 3.9 | -0.6 | 15.4 | 14 | -9 | -13 | 0 | -2.2 | 8.3 | 3.3 | 6.7 | -3.3 | 7.2 | -1.7 | -10 | -14 | 15.2 | 13.6 | 16.7 | 6.1 | -0.5 | -2 | 14.4 | 13.9 | 1.5 | 0.3 | 8.9 | 2.8 | 20.6 | 17.2 | 17.2 | -5.6 | 4.5 | -3.3 | 14.4 | 11.7 | 11.5 | 3.8 | 3.3 | -1.1 | 1.5 | -5.2 | -8.3 | -12.2 | 1.7 | -1.1 | 10 | -0.6 | -4.3 | -5.9 | 4.4 | 1.7 | -6.7 | -9.4 | -4.4 | -12.2
-3 | -7 | -5 | -11.1 | 14.4 | 12.8 | 0.6 | -3.3 | -1.5 | -17.2 | 15 | 8.9 | 6 | 2 | 8.2 | 3.1 | 7.8 | 0 | 4.4 | 1.7 | 10 | 5.6 | 0.6 | 0.6 | -2.6 | -3.7 | 6.7 | -7.5 | 6 | 1 | 13.1 | 11.9 | 14.4 | 11.7 | 8.3 | 7.2 | 15.6 | 15 | 8.3 | 1.1 | 23.9 | 20.8 | -3.3 | -11.1 | -0.2 | -4.1 | 0 | -3.9 | 3.3 | -1.1 | 11.1 | 0.6 | 7.8 | 5.3 | 5.6 | 5 | 11.7 | 10 | -1.1 | -10 | 0 | -1 | -4.4 | -6.7 | 1.1 | 0 | 6.1 | 5 | -9.4 | -11.7 | -3.3 | -4.4 | -11.7 | -16.1 | -6.7 | -12.2 | -2.2 | -7.8 | -2.2 | -4.4 | -1.7 | -5 | 2.8 | 2.8 | -13.3 | -16.7 | -1.3 | -3 | 11.1 | 10.5 | 6.7 | 1.7 | 3.3 | -0.6 | -17.2 | -20.6 | 0 | -6.1 | 4.4 | -7.2 | -0.9 | -5.6 | 10.6 | -6.3 | 2.6 | -2.9 | -2.6 | -5.1 | 2.2 | -4.4 | 1.7 | 0 | 11.5 | 4.7 | 3.3 | -1.1 | 15 | 13.9 | -10 | -13 | -1.1 | -3.3 | 7.2 | 4.4 | 6.1 | -5.6 | 5 | -1.7 | -11 | -16 | 15.4 | 13.8 | 16.1 | 6.7 | -1.1 | -2.8 | 14.4 | 13.9 | 1.1 | 0 | 8.9 | 4.4 | 20.6 | 18.3 | 14.4 | -5.6 | 3.9 | -3.9 | 13.9 | 11.7 | 10.6 | 4.4 | 3.3 | -1.7 | 0.7 | -5.9 | -10.6 | -12.8 | 1.1 | -1.7 | 8.9 | 0.6 | -5 | -6.1 | 4.4 | 1.7 | -6.9 | -9.2 | -5 | -11.7
-5 | -9 | -5.6 | -12.2 | 13.3 | 11.7 | 0.6 | -3.3 | -1.8 | -17.4 | 14.4 | 8.9 | 5 | 2 | 7.8 | 2.2 | 6.7 | -0.6 | 4.4 | 2.2 | 10.6 | 6.1 | 0 | -0.4 | -2.9 | -3.8 | 6.1 | -7.6 | 6 | 1 | 12.2 | 11.1 | 13.9 | 11.7 | 7.8 | 7.2 | 13.9 | 13.9 | 9.4 | -0.6 | 23.9 | 21 | -4.4 | -10.6 | -0.4 | -4.3 | -0.6 | -3.7 | 3.3 | -1.1 | 11.1 | 0 | 6.7 | 3.3 | 5.6 | 4.4 | 12.2 | 10.6 | -1.7 | -9.4 | 0 | -1 | -4.7 | -6.9 | 1.1 | 0 | 6.1 | 4.4 | -10.6 | -12.8 | -2.2 | -4.4 | -12.6 | -16.2 | -8.3 | -12.2 | -2.8 | -7.2 | -2.2 | -4.4 | -1.1 | -5.6 | 2.2 | 2.2 | -13.9 | -17.3 | -2.1 | -3.3 | 11.1 | 10.6 | 6.1 | 2.2 | 2.8 | -0.6 | -17.8 | -20.4 | 1.1 | -6.1 | 2.2 | -6.7 | -1.1 | -6.7 | 8.9 | -6.7 | 2.2 | -3.3 | -2.8 | -5.6 | 2.2 | -3.9 | 1.7 | 0 | 12.2 | 5 | 3.3 | -1.1 | 14.6 | 13.5 | -10 | -13 | -1.7 | -3.9 | 7.2 | 5 | 5 | -5.6 | 5.6 | -1.7 | -12 | -17 | 15.6 | 13.9 | 16.1 | 7.2 | -0.9 | -2.3 | 13.9 | 13.3 | 1.1 | 0 | 9.4 | 6.7 | 21.1 | 19.4 | 13.9 | -4.4 | 3.7 | -2.9 | 13.3 | 11.7 | 9.1 | 3.5 | 2.2 | -1.7 | 0 | -7.2 | -11.7 | -13.3 | 1.7 | -1.7 | 7.2 | 1.7 | -5.6 | -6.2 | 5 | 0.6 | -7 | -9.1 | -5.6 | -11.1
-6 | -10 | -6.1 | -12.8 | 15.6 | 12.8 | -0.6 | -3.3 | -2.2 | -20 | 13.3 | 8.9 | 5 | 1 | 8.3 | 2.3 | 7.2 | 0 | 4.4 | 1.1 | 11.1 | 6.7 | 0.6 | -0.6 | -3.3 | -3.9 | 5.6 | -8.3 | 6 | 1 | 12.6 | 11.4 | 13.9 | 11.7 | 7.2 | 6.7 | 14.4 | 14.4 | 8.3 | 0 | 23.9 | 21.1 | -3.9 | -11.1 | -0.6 | -5 | -1.1 | -3.9 | 2.8 | -1.1 | 10.6 | 0 | 6.3 | 3.1 | 5.6 | 3.9 | 12.8 | 11.2 | -2.2 | -8.3 | 0 | 0 | -5 | -7.2 | 1.1 | 0 | 6.1 | 5 | -10.6 | -12.8 | -2.2 | -4.4 | -13.5 | -16.8 | -7.2 | -11.1 | -3.3 | -7.2 | -0.6 | -5 | -1.1 | -5.6 | 1.7 | 1.7 | -14.4 | -18.3 | -2.8 | -3.9 | 10.7 | 8.8 | 6.1 | 1.7 | 2.8 | -1.1 | -18.3 | -20.5 | -0.6 | -6.7 | 2.2 | -6.1 | -0.2 | -5.7 | 9.6 | -5.9 | 1.8 | -2.9 | -2.2 | -4.7 | 2.2 | -3.3 | 1.1 | -0.6 | 12.6 | 5.3 | 3.3 | -0.6 | 14.3 | 13.2 | -10 | -13 | -1.1 | -3.3 | 7.2 | 3.9 | 3.9 | -5.6 | 4.4 | -1.7 | -14 | -19 | 15.2 | 13.4 | 15.6 | 7.8 | -0.8 | -2.2 | 13.3 | 13.3 | 1.1 | 0 | 10.6 | 8.3 | 20.6 | 19.4 | 13.3 | -4.4 | 3.5 | -2.7 | 11.1 | 10 | 7.6 | 2.7 | 2.2 | -2.2 | 0.2 | -6.5 | -12.8 | -14.4 | -0.6 | -2.2 | 6.7 | 1.7 | -6.1 | -6.4 | 5 | 1.1 | -7.2 | -9.4 | -5.6 | -11.7
-8 | -13 | -6.7 | -13.3 | 14.4 | 12.2 | -0.6 | -3.3 | 0 | -17.2 | 12.8 | 8.9 | 3 | 1 | 8.9 | 2.7 | 7.8 | 0 | 3.9 | 0 | 11.7 | 6.1 | 1.1 | -1.1 | -2.9 | -3.4 | 6 | -7 | 6 | 1 | 12.9 | 11.5 | 13.3 | 12.2 | 8.9 | 7.8 | 13.3 | 13.3 | 7.2 | 0 | 24.3 | 21.4 | -4.4 | -11.1 | -0.2 | -4 | -1.7 | -4.4 | 2.8 | -1.1 | 10.6 | 0 | 6 | 2.6 | 5.6 | 3.9 | 13.3 | 11.7 | -2.8 | -8.9 | 0 | -1 | -5 | -7.8 | 1.1 | -0.6 | 5.6 | 4.4 | -12.2 | -13.9 | -3.3 | -4.4 | -14.4 | -17.8 | -7.2 | -11.1 | -3.3 | -7.2 | -0.6 | -5 | -1.1 | -5 | 1.1 | 1.1 | -14.2 | -17.4 | -1.7 | -3.1 | 10.4 | 6.9 | 5.6 | 1.7 | 2.2 | -0.6 | -18.9 | -21.1 | 0.6 | -6.1 | 2.2 | -5.6 | 0.8 | -5.4 | 10.4 | -5.7 | 1.5 | -3 | -1.7 | -4.2 | 2.2 | -3.3 | 1.1 | -0.6 | 12.9 | 5.8 | 3.3 | -0.6 | 13.9 | 12.8 | -10 | -15 | 0 | -2.2 | 6.1 | 4.4 | 3.9 | -5.6 | 4.4 | -1.7 | -15 | -20 | 14.8 | 12.9 | 15.6 | 8.3 | -0.6 | -2.2 | 12.8 | 12.8 | 1.1 | 0 | 9.4 | 8.3 | 20.6 | 19.4 | 12.8 | -3.9 | 3.3 | -2.8 | 11.1 | 10.6 | 6.1 | 1.7 | 3.3 | -1.7 | 0.4 | -6.5 | -13.3 | -15.6 | 0.6 | -2.8 | 5.6 | 1.7 | -6.7 | -6.7 | 5 | 1.1 | -7 | -8.9 | -5.6 | -11.1
-7 | -12 | -6.7 | -13.3 | 15.6 | 12.8 | 0 | -2.8 | 2.2 | -17.1 | 12.8 | 8.9 | 3 | 1 | 9.4 | 2.8 | 8.9 | -1.1 | 4.4 | 0.6 | 11.7 | 6.1 | 2.2 | 0 | -2.6 | -3.1 | 6.3 | -6.8 | 7 | 1 | 13.3 | 11.7 | 13.3 | 10.6 | 8.3 | 7.8 | 13.3 | 13.3 | 7.2 | 0 | 24.6 | 21.5 | -3.9 | -10.6 | 0.2 | -3.4 | -0.6 | -3.9 | 2.8 | -1.1 | 11.7 | 0 | 5.6 | 2.2 | 5.6 | 3.9 | 15.3 | 13 | -2.2 | -7.8 | -1 | -3 | -5 | -7.8 | 1.7 | -0.6 | 6.1 | 5 | -14.4 | -16.1 | -2.8 | -4.4 | -13.7 | -17.2 | -6.1 | -10.6 | -2.8 | -6.7 | 0 | -5 | -0.6 | -3.9 | 0.9 | 0.9 | -14.1 | -17.2 | -0.5 | -2.4 | 10 | 5 | 6.1 | 2.2 | 2.2 | -0.6 | -16.9 | -19.4 | 0.6 | -5.6 | 5.6 | -5 | 1.7 | -6.1 | 11.1 | -6.7 | 1.1 | -3.3 | -1.1 | -3.9 | 2.8 | -3.3 | 1.1 | -1.1 | 13.3 | 6.1 | 2.8 | -1.1 | 13.9 | 12.8 | -10 | -15 | 1.1 | -1.1 | 7.2 | 5 | 4.4 | -4.4 | 3.3 | -1.7 | -15 | -20 | 14.4 | 12.2 | 15.6 | 8.3 | 0 | -2 | 14.4 | 14.4 | 0.9 | -0.3 | 10 | 8.3 | 20.6 | 20 | 12.8 | -3.9 | 5.5 | -1.9 | 11.1 | 10 | 8.5 | 3.4 | 3.3 | -1.7 | 0.6 | -7.8 | -12.8 | -15 | 0.6 | -2.8 | 5.6 | 1.7 | -4.1 | -4.9 | 5 | 0.6 | -6.9 | -8.5 | -5 | -12.2
-4 | -8 | -6.7 | -11.7 | 17.2 | 13.9 | 2.8 | -2.2 | 4.4 | -18.9 | 15 | 8.9 | 3 | 1 | 11.8 | 4.1 | 11.1 | 0 | 7.2 | 1.7 | 12.2 | 6.1 | 6.1 | 3.9 | -2.2 | -2.8 | 6.7 | -7.2 | 8 | 2 | 15.9 | 12.9 | 15.6 | 11.1 | 13.3 | 11.1 | 16.1 | 13.9 | 11.7 | -2.2 | 25 | 21.7 | -1.7 | -10 | 0.6 | -3.3 | 0.6 | -3.4 | 2.8 | -2.2 | 12.8 | 0.6 | 5.8 | 1.5 | 5.6 | 3.9 | 17.4 | 14.3 | 0 | -6.7 | -3 | -6 | -4.4 | -7.8 | 2.2 | -0.6 | 6.7 | 5.6 | -12.2 | -13.9 | -2.2 | -3.9 | -12.9 | -17.1 | -2.2 | -7.2 | -0.6 | -5 | 1.1 | -3.9 | 1.1 | -4.4 | 0.8 | 0.8 | -13.9 | -17.2 | 0.6 | -2.2 | 10.6 | 4.5 | 6.1 | 1.7 | 6.1 | -0.6 | -14.8 | -18 | 1.7 | -5 | 8.9 | -5 | 5.4 | -4.9 | 12.6 | -6.1 | 3.5 | -2.3 | 0.2 | -3 | 3.3 | -3.3 | 1.7 | -1.1 | 14.4 | 7.7 | 2.2 | -1.1 | 13.9 | 12.8 | -9 | -15 | 1.7 | -1.1 | 7.8 | 4.4 | 6.1 | -3.9 | 7.2 | 1.7 | -15 | -21 | 16.1 | 12.7 | 15.6 | 10 | 0.5 | -2.2 | 15.6 | 14.4 | 0.8 | -0.6 | 10.6 | 8.9 | 21.1 | 20.6 | 13.3 | -3.3 | 7.8 | -1.5 | 15 | 12.8 | 10.9 | 5 | 6.1 | -0.6 | 1.9 | -6.6 | -8.9 | -13.9 | 2.2 | -2.8 | 5.6 | 2.2 | -1.5 | -3.4 | 5.6 | 1.7 | -6.7 | -8.3 | -2.8 | -11.7
-3 | -6 | -5 | -13.9 | 18.3 | 15 | 5 | -1.7 | 6.6 | -15.6 | 16.7 | 8.9 | 6 | 2 | 14.3 | 5.1 | 12.2 | 0 | 10.6 | 2.2 | 13.9 | 5.6 | 10 | 4.4 | -1.7 | -2.7 | 8.5 | -6.1 | 9 | 2 | 18.5 | 13.8 | 18.3 | 10.6 | 18.9 | 5.6 | 18.3 | 17.2 | 12.2 | -1.1 | 25.7 | 21.8 | 1.1 | -9.4 | 3.2 | -2.4 | 1.7 | -3.9 | 2.8 | -2.2 | 15.6 | 1.1 | 5.9 | 0.8 | 5.6 | 4.4 | 19.4 | 15.6 | 3.3 | -3.9 | -4 | -6 | -4.4 | -7.2 | 2.2 | -0.6 | 8.9 | 7.8 | -9.4 | -15 | -1.7 | -3.9 | -12.2 | -17.8 | 1.1 | -5 | 1.7 | -4.4 | 2.8 | -2.8 | 2.2 | -6.7 | 0.6 | 0.6 | -12.6 | -16.8 | 2.1 | -2.3 | 11.1 | 3.6 | 6.1 | 2.2 | 7.8 | 1.7 | -12.8 | -17.2 | 3.9 | -5 | 11.1 | -6.1 | 9.1 | -6 | 14.1 | -6 | 5.9 | -1.9 | 1.5 | -2.3 | 3.9 | -3.9 | 2.8 | -0.6 | 15.6 | 9.1 | 2.8 | -0.6 | 13.9 | 12.8 | -9 | -13 | 3.3 | 0 | 8.3 | 5 | 6.7 | -3.9 | 11.1 | 2.2 | -15 | -20 | 17.7 | 12.8 | 17.2 | 11.7 | 1.1 | -2.8 | 16.1 | 15 | 0.6 | -1.1 | 11.7 | 9.4 | 22.8 | 21.1 | 17.8 | -3.9 | 10 | -1.7 | 17.2 | 13.9 | 13.3 | 6.7 | 10.6 | 0.6 | 3.1 | -6.8 | -5.6 | -13.3 | 3.3 | -2.2 | 9.4 | 2.2 | 1.1 | -2.2 | 6.1 | 1.7 | -6.3 | -7.9 | 0 | -10.6
-2 | -6 | -4.4 | -12.2 | 20 | 14.4 | 6.7 | -0.6 | 8.9 | -15.4 | 18.9 | 8.9 | 9 | 1 | 16.7 | 6.1 | 13.9 | 0 | 12.8 | 3.3 | 15 | 7.2 | 12.2 | 3.3 | -1.1 | -2.5 | 10.4 | -6.1 | 11 | 3 | 21.1 | 14.4 | 21.1 | 12.8 | 21.7 | 1.1 | 21.7 | 17.2 | 15 | -3.9 | 26.5 | 21.7 | 3.9 | -8.9 | 5.7 | -2.1 | 2.4 | -3.1 | 2.8 | -2.2 | 18.9 | 1.1 | 6.1 | 0 | 6.1 | 4.4 | 20.5 | 15.5 | 3.3 | -5 | -4 | -7 | -3.3 | -6.7 | 3.3 | 0 | 11.1 | 10 | -7.2 | -12.8 | -0.6 | -3.9 | -10.9 | -16.3 | 2.8 | -5.6 | 3.3 | -3.9 | 5 | -2.2 | 3.9 | -6.7 | 0.6 | 0.4 | -11.3 | -17 | 3.5 | -3.1 | 11.7 | 2.8 | 6.7 | 2.8 | 8.9 | 0 | -11.1 | -15.8 | 6.7 | -3.3 | 13.3 | -6.1 | 12.8 | -10 | 15.6 | -7.2 | 8.3 | -2.2 | 2.8 | -2.2 | 3.9 | -3.9 | 2.8 | -0.6 | 16.7 | 10.6 | 2.2 | -1.1 | 15 | 12.2 | -8 | -13 | 6.1 | 1.7 | 10.6 | 4.4 | 7.8 | -3.3 | 15.6 | 2.2 | -14 | -27 | 19.4 | 12.8 | 17.8 | 12.8 | 2.2 | -2.2 | 17.2 | 15.6 | 0.4 | -0.8 | 15 | 8.9 | 24.4 | 21.1 | 21.1 | -6.7 | 11.5 | -1.7 | 19.4 | 12.8 | 15.9 | 7.9 | 12.8 | -0.6 | 4.4 | -7.8 | -2.8 | -15.6 | 4.4 | -2.2 | 11.1 | 2.2 | 1.3 | -1.9 | 6.7 | 2.2 | -6 | -7.7 | 1.7 | -10
0 | -6 | -3.3 | -12.2 | 21.7 | 14.4 | 8.9 | 0 | 11.1 | -16.7 | 20.6 | 7.8 | 8 | 3 | 18 | 6.6 | 15 | 0 | 14.4 | 3.3 | 14.4 | 7.8 | 13.3 | 4.4 | -0.6 | -2.8 | 12.2 | -6.7 | 12 | 3 | 22.8 | 14.9 | 22.2 | 13.3 | 23.9 | 0.6 | 23.3 | 16.1 | 16.7 | -5.6 | 27.2 | 21.7 | 6.7 | -7.2 | 8.3 | -2.8 | 3.2 | -3 | 2.8 | -1.1 | 21.1 | 0.6 | 5.7 | 0 | 6.1 | 5 | 21.7 | 15.3 | 5.6 | -7.2 | -3 | -6 | -2.2 | -7.2 | 3.9 | -0.6 | 12.2 | 11.1 | -6.1 | -11.1 | 0 | -4.4 | -9.6 | -15.4 | 5 | -3.9 | 4.4 | -4.4 | 6.7 | -1.1 | 5 | -6.7 | 0.6 | 0.2 | -10 | -18.3 | 5 | -5 | 13.2 | 1.8 | 6.7 | 3.3 | 10 | 1.7 | -9.5 | -15.3 | 10 | -1.1 | 15.6 | -6.1 | 13.5 | -8.6 | 18.2 | -5.8 | 10.2 | -1.9 | 3.5 | -1.1 | 4.4 | -3.9 | 4.4 | 0.6 | 17.2 | 10.1 | 2.2 | -1.1 | 16.1 | 11.3 | -6 | -12 | 8.9 | 2.8 | 11.7 | 4.4 | 9.4 | -2.2 | 18.3 | 1.1 | -13 | -21 | 19.4 | 13.4 | 18.3 | 13.9 | 3.3 | -2.3 | 18.9 | 15 | 0.2 | -0.6 | 17.8 | 8.3 | 25 | 20 | 22.8 | -5 | 12.9 | -2.3 | 20.6 | 12.8 | 18.5 | 9.1 | 15 | 1.1 | 5.3 | -7 | -0.6 | -15.6 | 6.7 | -1.1 | 12.8 | 1.1 | 1.5 | -1.7 | 7.8 | 3.3 | -5.6 | -7.8 | 2.8 | -10
1 | -2 | -2.8 | -12.2 | 22.2 | 13.9 | 10 | 1.1 | 12.6 | -13.5 | 21.7 | 6.7 | 8 | 2 | 19.3 | 6.8 | 14.4 | -0.6 | 15.6 | 3.3 | 14.4 | 8.3 | 14.4 | 5.6 | 0.5 | -2.1 | 13.7 | -6.3 | 14 | 3 | 24.4 | 15.4 | 23.3 | 12.2 | 25.6 | 0.6 | 23.3 | 16.7 | 19.4 | -5 | 27.4 | 21.7 | 7.8 | -7.2 | 9.2 | -2.4 | 3.9 | -3.3 | 3.3 | -1.7 | 22.2 | 0.6 | 5.4 | 0 | 6.1 | 5 | 22.8 | 15 | 6.1 | -7.8 | -2 | -5 | -1.7 | -5.6 | 3.9 | -1.7 | 12.8 | 11.7 | -4.4 | -8.9 | 0 | -3.9 | -8.3 | -15.6 | 6.7 | -3.3 | 6.7 | -3.3 | 7.8 | -1.1 | 5.6 | -6.1 | 0.6 | 0 | -8.9 | -17.2 | 5.9 | -4.5 | 14.6 | -0.3 | 6.7 | 2.8 | 10 | 1.7 | -7.8 | -15.6 | 12.8 | -0.6 | 17.8 | -6.7 | 14.3 | -8.6 | 20.7 | -4.6 | 12 | -2.6 | 4.3 | -0.3 | 5.6 | -3.9 | 5.6 | 0.6 | 17.8 | 10 | 2.2 | -1.1 | 17.2 | 10 | -4 | -10 | 10.6 | 1.7 | 12.2 | 4.4 | 10 | -2.2 | 20.6 | 1.1 | -12 | -19 | 19.4 | 14 | 19.4 | 14.4 | 4.4 | -2.8 | 21.1 | 15 | 0 | -0.6 | 20 | 5.6 | 26.7 | 19.4 | 23.3 | -11.1 | 14.4 | -3.3 | 21.7 | 12.8 | 21.1 | 10 | 17.8 | -0.6 | 6.3 | -7.1 | -0.6 | -17.8 | 8.3 | -0.6 | 14.4 | 2.2 | 1.7 | -1.7 | 10.6 | 3.3 | -5 | -6.9 | 4.4 | -8.3
2 | -2 | -2.2 | -11.7 | 22.2 | 13.3 | 11.7 | 1.1 | 14.1 | -11.6 | 22.8 | 5.6 | 9 | 1 | 20.6 | 6.7 | 15.6 | -1.7 | 17.2 | 3.3 | 10.6 | 7.8 | 15 | 5 | 1.7 | -1.8 | 15.2 | -6.7 | 14 | 6 | 26.1 | 15.6 | 23.3 | 12.2 | 26.7 | 2.8 | 25.6 | 15.6 | 20 | -5 | 27.6 | 21.6 | 9.4 | -5 | 10.2 | -2.5 | 3.7 | -3.6 | 3.3 | -1.7 | 24.4 | -0.6 | 5 | 0 | 6.1 | 5 | 23.5 | 15.3 | 6.1 | -11.7 | -1 | -5 | -0.6 | -5 | 3.9 | -2.2 | 13.3 | 12.8 | -4.4 | -11.7 | 0.6 | -3.9 | -8.1 | -14.4 | 6.7 | -2.8 | 8.3 | -2.8 | 9.4 | -1.1 | 7.2 | -5 | 1 | 0 | -7.8 | -17.4 | 6.9 | -5.1 | 16.1 | -2.8 | 7.2 | 3.3 | 10.6 | 1.1 | -7.1 | -14.4 | 13.9 | -1.7 | 18.3 | -7.8 | 15 | -10 | 23.3 | -4.4 | 13.9 | -3.9 | 5 | 0.6 | 6.1 | -3.9 | 6.1 | 0 | 18.3 | 9.4 | 1.7 | -1.1 | 17.8 | 8.7 | -4 | -8 | 11.1 | 2.8 | 12.2 | 5.6 | 11.1 | -2.2 | 21.7 | 0.6 | -12 | -19 | 19.4 | 14.4 | 19.4 | 16.1 | 4.8 | -2.2 | 21.7 | 13.9 | -0.2 | -0.8 | 21.1 | 2.2 | 27.8 | 16.7 | 25 | -7.8 | 15.7 | -2.9 | 22.2 | 12.8 | 22.2 | 10.1 | 18.9 | -1.7 | 7.2 | -8.3 | -0.6 | -16.7 | 10 | -0.6 | 16.1 | 2.2 | 2.4 | -0.8 | 11.7 | 2.8 | -4.5 | -6.4 | 6.7 | -10
2 | -2 | -2.2 | -11.7 | 22.8 | 13.3 | 11.7 | 1.7 | 15.6 | -12.2 | 23.9 | 5.6 | 9 | 3 | 20.6 | 6.6 | 15.6 | 0 | 18.3 | 3.3 | 9.4 | 6.7 | 13.9 | 4.4 | 2.8 | -1.7 | 16.7 | -8.3 | 13 | 6 | 26.1 | 16.1 | 23.3 | 14.4 | 27.2 | 1.7 | 26.7 | 14.4 | 21.7 | -6.1 | 27.8 | 21.7 | 10.6 | -3.3 | 11.1 | -3.3 | 3.5 | -4.1 | 4.4 | -1.7 | 24.4 | -0.6 | 5.2 | 0 | 6.1 | 3.3 | 24.3 | 15.5 | 6.1 | -11.1 | -1 | -5 | 0.6 | -5.6 | 4.4 | -1.7 | 14.4 | 13.9 | -3.3 | -11.1 | 1.1 | -3.9 | -8 | -14.1 | 8.9 | -1.1 | 8.9 | -2.8 | 10 | -0.6 | 8.3 | -3.9 | 1.3 | 0 | -6.7 | -18.9 | 7.8 | -6.7 | 16.3 | -3.8 | 8.3 | 3.3 | 11.7 | 0.6 | -6.3 | -14.1 | 15 | -2.2 | 18.9 | -8.3 | 15.2 | -8.6 | 22.9 | -4.5 | 14.5 | -3.8 | 5.4 | 0.7 | 6.7 | -3.3 | 7.2 | -4.4 | 18.1 | 9.7 | 2.2 | -1.1 | 18.3 | 7.1 | -4 | -8 | 13.3 | 4.4 | 12.8 | 5 | 10.6 | -2.8 | 22.2 | 0 | -10 | -17 | 19.2 | 14.9 | 19.4 | 16.1 | 5.2 | -1.9 | 20.6 | 13.9 | -0.4 | -1.3 | 22.8 | -6.7 | 29.4 | 16.1 | 23.9 | -10 | 17 | -2.3 | 22.2 | 13.3 | 23.3 | 10.1 | 20 | -1.7 | 7.9 | -7.3 | 1.1 | -15.6 | 10.6 | -0.6 | 15 | 1.1 | 3.2 | 0.2 | 11.7 | 2.8 | -3.9 | -6.1 | 8.3 | -8.3
1 | -1 | -2.2 | -11.7 | 22.2 | 12.8 | 12.8 | 1.1 | 15.8 | -10.4 | 23.9 | 6.1 | 9 | 3 | 20.6 | 6.2 | 15.6 | 0 | 18.3 | 2.8 | 10 | 6.1 | 13.3 | 5.6 | 2.8 | -1.7 | 16.7 | -7.5 | 14 | 7 | 26.1 | 16.7 | 22.8 | 14.4 | 27.2 | 1.1 | 26.7 | 13.9 | 21.7 | -4.4 | 27.2 | 21.7 | 11.7 | -3.3 | 11.3 | -3.5 | 3.3 | -5.6 | 5.6 | -0.6 | 25 | -1.1 | 5.4 | 0.1 | 6.1 | 5 | 25 | 15.6 | 6.1 | -10.6 | -1 | -5 | 1.1 | -5 | 4.4 | -1.1 | 15 | 13.3 | -4.4 | -8.3 | 1.7 | -3.3 | -7.8 | -14.4 | 7.2 | -0.6 | 10 | -3.3 | 11.1 | -0.6 | 8.9 | -3.9 | 1.7 | 0 | -6.5 | -16.2 | 8 | -6.1 | 16.5 | -5.8 | 9.4 | 4.4 | 12.8 | 1.7 | -5.6 | -15 | 15.6 | -3.9 | 18.3 | -14.4 | 15.4 | -9.2 | 22.6 | -4 | 15 | -3.8 | 5.7 | 0.8 | 7.2 | -4.4 | 6.7 | -3.3 | 18 | 10.4 | 2.2 | -1.1 | 18.9 | 5 | -3 | -7 | 13.3 | 3.3 | 10.6 | 6.7 | 10 | -3.3 | 22.2 | 0.6 | -10 | -17 | 19.1 | 15.2 | 18.3 | 16.1 | 5.6 | -2.2 | 20 | 12.8 | -0.6 | -1.7 | 22.8 | -7.8 | 29.4 | 13.9 | 26.7 | -10.6 | 18.3 | -2.8 | 22.8 | 13.9 | 24.4 | 10 | 20.6 | -3.3 | 8.7 | -7.4 | 0.6 | -15 | 10.6 | -2.2 | 15.6 | 0.6 | 3.9 | 1.1 | 10 | 4.4 | -3.5 | -5.4 | 7.8 | -7.8
2 | -2 | -0.6 | -11.7 | 20 | 13.9 | 12.8 | 2.2 | 15.9 | -11.1 | 25 | 4.4 | 9 | 2 | 20.6 | 5.6 | 15 | 0.6 | 18.9 | 1.7 | 10 | 6.7 | 12.8 | 6.7 | 2.8 | -1.9 | 16.7 | -8.2 | 14 | 7 | 26.1 | 17.2 | 23.3 | 12.8 | 27.8 | 1.1 | 26.7 | 13.3 | 23.3 | -5.6 | 26.7 | 21.7 | 12.8 | -2.8 | 11.5 | -4.1 | 2 | -6 | 7.2 | 0.6 | 25 | -0.6 | 5.6 | 0 | 6.7 | 5 | 24.1 | 14.8 | 6.7 | -6.1 | -1 | -6 | 1.1 | -5 | 4.4 | -2.2 | 15.6 | 13.9 | -5 | -6.7 | 1.7 | -2.8 | -8.2 | -13.9 | 7.2 | -1.1 | 10 | -2.8 | 12.2 | -0.6 | 9.4 | -3.3 | 1.7 | -0.5 | -6.3 | -15 | 8.1 | -7.1 | 16.7 | -8.3 | 8.9 | 3.3 | 12.8 | 0.6 | -5.4 | -13.5 | 15.6 | -4.4 | 18.9 | -11.7 | 15.6 | -10 | 22.2 | -4.4 | 15.6 | -5 | 6.1 | 1.1 | 6.7 | -6.7 | 5.6 | -3.9 | 17.8 | 10.6 | 2.8 | -1.1 | 18.3 | 4.5 | -2 | -5 | 13.9 | 3.3 | 13.3 | 6.7 | 9.4 | -3.3 | 22.8 | 0.6 | -10 | -16 | 18.9 | 15.6 | 21.1 | 15.6 | 4.7 | -1.7 | 19.4 | 12.8 | -0.8 | -1.9 | 22.2 | -5.6 | 27.8 | 16.7 | 26.1 | -10 | 18.1 | -2.4 | 21.7 | 13.3 | 23.3 | 10.4 | 19.4 | -2.8 | 9.4 | -8.3 | 0.6 | -15.6 | 11.1 | -2.2 | 15.6 | -0.6 | 3.3 | 1 | 8.9 | 5.6 | -3.2 | -5.1 | 7.2 | -7.8
2 | -2 | -0.6 | -9.4 | 19.4 | 14.4 | 12.2 | 1.7 | 16.1 | -12.2 | 24.4 | 3.3 | 8 | 1 | 19.3 | 6.8 | 13.9 | -1.7 | 18.9 | 3.3 | 11.7 | 7.8 | 12.2 | 6.7 | 2.8 | -2.2 | 16.7 | -9.4 | 14 | 7 | 25.5 | 17.5 | 23.3 | 13.3 | 27.8 | 1.7 | 25 | 15.6 | 23.9 | -6.1 | 26.1 | 21.7 | 12.2 | -3.9 | 11.7 | -6.1 | 0.7 | -7.4 | 7.8 | -0.6 | 24.4 | 0 | 5.6 | -0.2 | 7.2 | 5 | 23.1 | 14.2 | 4.4 | -6.1 | -2 | -5 | 0.6 | -5 | 4.4 | -1.7 | 15.6 | 13.3 | -5 | -6.7 | 1.7 | -2.8 | -8.5 | -14 | 7.2 | -0.6 | 10 | -2.8 | 12.2 | -1.1 | 8.9 | -2.8 | 1.7 | -0.9 | -6.1 | -15 | 8.3 | -8.9 | 15 | -6.3 | 9.4 | 2.8 | 12.8 | 1.7 | -5.2 | -12.8 | 15 | -5 | 17.8 | -13.3 | 13.7 | -6.8 | 21.3 | -4.9 | 14.1 | -4.5 | 5.5 | 0.8 | 6.1 | -7.2 | 4.4 | -3.9 | 17.2 | 10.6 | 3.3 | -0.6 | 17.8 | 4.4 | -2 | -6 | 15 | 3.9 | 13.3 | 7.2 | 8.9 | -3.9 | 21.7 | 0.6 | -9 | -16 | 18.5 | 15.8 | 22.2 | 16.1 | 3.7 | -1.8 | 18.3 | 12.2 | -0.9 | -2.2 | 20.6 | -4.4 | 25.6 | 17.8 | 23.9 | -9.4 | 18 | -2.5 | 21.1 | 13.3 | 22.2 | 10.4 | 18.9 | -2.2 | 7.7 | -6.7 | 0.6 | -15.6 | 10.6 | -1.7 | 15 | -2.2 | 2.8 | 1.2 | 7.8 | 5 | -2.8 | -5 | 6.1 | -6.1
1 | -2 | -0.6 | -8.9 | 19.4 | 14.4 | 11.1 | 0.6 | 11.7 | -9.4 | 23.9 | 2.8 | 8 | 2 | 18 | 7.5 | 13.3 | 0 | 17.2 | 3.3 | 10.6 | 7.2 | 10.6 | 6.1 | 1.3 | -2.2 | 15.4 | -7.8 | 12 | 7 | 25 | 17.5 | 22.2 | 12.8 | 25.6 | 2.8 | 22.2 | 15.6 | 21.7 | -6.1 | 25.7 | 21.8 | 10.6 | -3.9 | 10.6 | -4.8 | -0.6 | -9.4 | 7.8 | -1.1 | 22.8 | 3.3 | 5.6 | -0.4 | 6.7 | 5 | 22.2 | 13.3 | 3.9 | -4.4 | -2 | -6 | 0.6 | -5 | 2.8 | -2.2 | 14.4 | 13.3 | -5 | -6.1 | 1.7 | -2.8 | -8.9 | -15 | 6.7 | -0.6 | 8.3 | -2.8 | 11.7 | -1.7 | 7.8 | -3.3 | 1.7 | -1.7 | -7 | -14.1 | 6.5 | -7.3 | 13.4 | -5.1 | 8.3 | 3.3 | 12.2 | 1.7 | -5 | -13.3 | 13.9 | -5 | 15.6 | -8.3 | 11.9 | -4.9 | 20.3 | -5.6 | 12.6 | -4.4 | 5 | 0.7 | 5 | -8.3 | 2.2 | -1.7 | 16.7 | 10.6 | 3.3 | -0.6 | 17.2 | 3.9 | -1 | -6 | 12.8 | 2.2 | 11.7 | 8.9 | 7.8 | -4.4 | 21.1 | 0 | -9 | -17 | 18.2 | 16 | 22.8 | 16.7 | 2.8 | -2.2 | 17.2 | 12.2 | -1.1 | -2.8 | 20 | -5.6 | 23.9 | 17.8 | 23.9 | -8.3 | 17.8 | -3.3 | 20.6 | 13.3 | 21.1 | 10.6 | 18.9 | -2.2 | 6.1 | -6.3 | -1.1 | -15 | 10 | -2.2 | 12.8 | 0 | 2.2 | 1.1 | 7.2 | 4.4 | -3 | -4.9 | 5.6 | -5
0 | -2 | -1.7 | -8.9 | 18.9 | 14.4 | 8.3 | 1.7 | 7.2 | -9.8 | 22.8 | 3.3 | 7 | 3 | 16.7 | 7.8 | 12.8 | -1.1 | 12.8 | 7.8 | 11.7 | 8.3 | 8.9 | 6.1 | -0.2 | -2.6 | 14.1 | -8.2 | 11 | 7 | 24.4 | 17.8 | 22.2 | 12.8 | 22.2 | 6.1 | 17.8 | 15.6 | 20 | -3.9 | 25.4 | 21.7 | 7.8 | -4.4 | 9.4 | -5 | -1.3 | -8.9 | 7.2 | -0.6 | 16.1 | 4.4 | 5.6 | -1.1 | 6.7 | 4.4 | 21.1 | 14.1 | 4.4 | -6.1 | -4 | -7 | -0.6 | -4.4 | 1.1 | -1.7 | 13.3 | 13.3 | -4.4 | -6.7 | 1.1 | -2.2 | -9.3 | -14.3 | 3.3 | -1.1 | 5 | -2.2 | 10.6 | -1.7 | 6.1 | -2.8 | 0.6 | -1.4 | -8 | -14.5 | 4.6 | -7.2 | 11.7 | -5.6 | 7.8 | 2.8 | 10 | 3.3 | -6.7 | -12.8 | 11.1 | -5.6 | 14.4 | -8.3 | 10 | -5 | 19.4 | -7.2 | 11.1 | -5.6 | 4.4 | 0.6 | 4.4 | -9.4 | 2.2 | 0 | 16.1 | 10.6 | 3.3 | 0 | 15.7 | 4.1 | -1 | -5 | 9.4 | 1.1 | 11.7 | 9.4 | 6.7 | -4.4 | 20 | -1.7 | -9 | -17 | 17.8 | 16.1 | 21.1 | 15.6 | 1.7 | -2.3 | 16.7 | 11.7 | -1.5 | -2.9 | 19.4 | -7.8 | 22.2 | 16.7 | 22.2 | -7.2 | 15.4 | -2.2 | 18.3 | 13.3 | 20.4 | 11.6 | 13.9 | -1.1 | 4.4 | -7.2 | -2.2 | -15 | 9.4 | -2.2 | 10.6 | -1.1 | 2 | 0.7 | 7.2 | 4.4 | -3.1 | -5 | 4.4 | -6.7
1 | -2 | -2.8 | -7.8 | 18.9 | 14.4 | 7.2 | 1.7 | 2.8 | -12.2 | 22.2 | 3.9 | 7 | 4 | 15.4 | 7.7 | 12.8 | -1.1 | 11.1 | 7.8 | 11.7 | 7.2 | 7.2 | 5.6 | -1.7 | -3.3 | 12.8 | -8.9 | 11 | 8 | 23.5 | 17.7 | 21.1 | 13.9 | 17.8 | 6.7 | 17.2 | 16.1 | 18.9 | -3.3 | 25 | 21.7 | 5.6 | -4.4 | 8.3 | -5.6 | -2.1 | -9.3 | 6.7 | 0.6 | 13.3 | 4.4 | 5.2 | -0.7 | 6.7 | 4.4 | 20 | 14.6 | 4.4 | -4.4 | -6 | -10 | -0.6 | -5 | 2.2 | -1.1 | 11.1 | 10.6 | -3.9 | -4.4 | 0.6 | -2.2 | -9.6 | -14.4 | 3.9 | -0.6 | 5 | -2.8 | 9.4 | -1.1 | 5.6 | -2.2 | -0.6 | -1.9 | -8.9 | -15.6 | 2.8 | -8.3 | 11.3 | -5 | 7.8 | 3.9 | 8.3 | 2.2 | -8.3 | -13.3 | 7.2 | -5 | 12.2 | -6.7 | 8.7 | -3.7 | 18.5 | -3.7 | 8.7 | -3.4 | 4.4 | 0.7 | 3.3 | -9.4 | 1.7 | 0 | 15.5 | 10.5 | 2.8 | -1.1 | 14.3 | 4 | -2 | -5 | 7.8 | 0.6 | 10.6 | 7.8 | 6.7 | -4.4 | 17.8 | -1.7 | -10 | -16 | 17.2 | 15.7 | 19.4 | 15 | 0.5 | -3 | 16.1 | 11.7 | -1.8 | -3.2 | 15.6 | -2.8 | 20.6 | 16.7 | 21.1 | -6.7 | 13 | -2.2 | 17.2 | 13.9 | 19.6 | 12.2 | 12.2 | -1.7 | 4.2 | -5.7 | -3.3 | -17.8 | 8.3 | -2.2 | 7.8 | 0 | 1.9 | 0.4 | 7.2 | 3.3 | -3.3 | -5.6 | 3.9 | -7.2
1 | -3 | -1.7 | -12.8 | 18.3 | 14.4 | 7.2 | 1.1 | 1.3 | -10.8 | 20 | 6.1 | 7 | 4 | 14.1 | 7.7 | 12.2 | -1.1 | 10 | 7.8 | 11.1 | 8.3 | 6.7 | 5 | -2.1 | -3.3 | 12.2 | -5.1 | 11 | 8 | 22.6 | 18 | 21.1 | 13.9 | 16.7 | 7.2 | 16.7 | 15.6 | 17.2 | -3.3 | 25 | 21.7 | 5 | -3.9 | 6.3 | -4.5 | -2.8 | -10.6 | 6.7 | 1.1 | 11.1 | 4.4 | 4.8 | -0.5 | 7.2 | 4.4 | 18.9 | 15 | 3.3 | -2.8 | -6 | -10 | -1.1 | -5 | 1.7 | -1.1 | 8.3 | 7.8 | -2.2 | -2.8 | 0 | -1.7 | -10 | -15 | 1.7 | -1.7 | 3.9 | -2.8 | 8.9 | -1.7 | 5 | -2.2 | -1.7 | -2.2 | -9.8 | -14.9 | 2.1 | -8.2 | 11 | -4.8 | 7.2 | 2.8 | 7.2 | 2.8 | -10 | -14.4 | 5.6 | -4.4 | 10.6 | -6.1 | 7.4 | -3.6 | 17.6 | -1.9 | 6.3 | -3 | 4.4 | 0.9 | 2.8 | -8.9 | 1.1 | -0.6 | 15 | 10.4 | 2.8 | -1.1 | 12.8 | 3.9 | -3 | -6 | 6.1 | -0.6 | 9.4 | 7.2 | 5 | -4.4 | 16.1 | -1.1 | -9 | -16 | 16.7 | 15.4 | 17.8 | 13.9 | -0.6 | -3.9 | 15.6 | 11.7 | -2.2 | -3.9 | 13.9 | -2.2 | 20 | 16.1 | 20 | -6.7 | 10.6 | -2.8 | 17.2 | 14.4 | 18.9 | 12.8 | 9.4 | -0.6 | 4.1 | -4.8 | -4.4 | -14.4 | 8.3 | -3.3 | 9.4 | -1.1 | 1.7 | 0 | 6.7 | 3.3 | -3.3 | -5.3 | 2.8 | -7.2
1 | -3 | -3.3 | -15 | 18.3 | 13.9 | 6.1 | 1.1 | -0.2 | -10.9 | 17.8 | 6.7 | 6 | 3 | 12.8 | 7.2 | 13.3 | -2.8 | 9.4 | 7.8 | 11.1 | 8.3 | 5.6 | 5 | -2.4 | -3.5 | 11.7 | -2.5 | 11 | 8 | 21.7 | 17.8 | 21.1 | 14.4 | 13.3 | 7.8 | 16.7 | 15.6 | 16.7 | -3.9 | 25 | 21.7 | 5 | -1.1 | 4.2 | -4.2 | -3.3 | -9.8 | 6.7 | 0.6 | 9.4 | 4.4 | 4.4 | -0.6 | 7.2 | 4.4 | 18.5 | 15 | 2.2 | -2.8 | -6 | -10 | -1.1 | -5 | 2.2 | -0.6 | 7.2 | 6.7 | -1.7 | -3.3 | 0 | -1.7 | -10.6 | -14.9 | 1.7 | -1.7 | 3.3 | -2.8 | 8.9 | -2.8 | 4.4 | -2.2 | -1.5 | -2.1 | -10.8 | -15.4 | 1.3 | -8.8 | 10.6 | -6.1 | 7.2 | 2.8 | 5.6 | 1.7 | -10.4 | -14.2 | 5 | -3.9 | 9.4 | -5 | 6.1 | -3.9 | 16.7 | -0.6 | 3.9 | -3.3 | 4.4 | 1.1 | 2.2 | -8.9 | 1.1 | -0.6 | 14.4 | 10.6 | 1.1 | -2.2 | 10.9 | 3.5 | -3 | -6 | 4.4 | -0.6 | 9.4 | 6.7 | 3.3 | -5 | 14.4 | 0.6 | -9 | -13 | 16.1 | 15 | 15 | 12.8 | -1 | -3.7 | 16.1 | 11.7 | -2.9 | -4.4 | 11.7 | -4.4 | 19.4 | 16.7 | 19.4 | -7.2 | 10 | -2.3 | 17.2 | 14.4 | 18.9 | 13.3 | 12.2 | -2.2 | 3.9 | -5 | -6.1 | -12.2 | 7.8 | -3.3 | 6.1 | -1.1 | 1.3 | -0.3 | 6.1 | 3.3 | -3.3 | -5.6 | 1.1 | -6.7
2 | -4 | -4.4 | -13.9 | 17.2 | 13.3 | 5 | 1.1 | -1.7 | -12.8 | 17.2 | 7.2 | 6 | 3 | 12.1 | 7.4 | 12.2 | -0.6 | 8.3 | 7.8 | 11.7 | 8.9 | 5 | 5 | -2.8 | -3.9 | 11.1 | -1.1 | 11 | 8 | 21.5 | 17.7 | 21.1 | 14.4 | 11.1 | 6.7 | 16.7 | 15.6 | 15 | -4.4 | 25 | 21.7 | 5 | -0.6 | 2.2 | -5 | -3.9 | -10.2 | 5.6 | 0.6 | 8.3 | 3.9 | 3.9 | -1.1 | 7.2 | 4.4 | 18.2 | 15.1 | 2.8 | -3.9 | -8 | -10 | -1.7 | -3.9 | 0.6 | -1.7 | 6.7 | 6.1 | -2.8 | -3.9 | 0 | -1.7 | -11.1 | -15.2 | 1.1 | -1.7 | 2.2 | -2.8 | 8.9 | -2.8 | 3.9 | -2.2 | -1.3 | -2.2 | -11.7 | -16.1 | 0.6 | -11.1 | 9.3 | -3.2 | 7.2 | 2.8 | 6.1 | 1.7 | -10.7 | -14.3 | 4.4 | -3.9 | 2.8 | -3.3 | 6.5 | -4 | 16.1 | 0.2 | 3.5 | -2.9 | 4.6 | 1.4 | 2.2 | -8.9 | 0.6 | -1.1 | 12.9 | 9.6 | 0.6 | -2.8 | 9.1 | 3.1 | -3 | -5 | 4.4 | -0.6 | 8.9 | 7.2 | 2.8 | -4.4 | 13.3 | 0.6 | -8 | -11 | 16.1 | 15.2 | 13.9 | 12.2 | -1.3 | -3.5 | 16.1 | 12.2 | -3.7 | -5.5 | 9.4 | 0.6 | 18.9 | 16.7 | 18.9 | -7.2 | 9.5 | -2.4 | 17.2 | 15 | 18.9 | 13.6 | 12.2 | -1.7 | 3.5 | -4.1 | -7.8 | -12.2 | 7.8 | -3.3 | 7.2 | 0 | 1 | -0.5 | 6.1 | 3.3 | -3.3 | -6.1 | 2.2 | -5
1 | -3 | -5 | -16.7 | 16.1 | 13.3 | 5 | 1.1 | -1.9 | -11.6 | 15.6 | 6.7 | 6 | 2 | 11.3 | 7.3 | 10.6 | -1.1 | 7.8 | 7.2 | 11.1 | 8.3 | 4.4 | 4.4 | -3.2 | -4.2 | 9.8 | 0.4 | 11 | 9 | 21.3 | 17.5 | 21.1 | 14.4 | 9.4 | 6.1 | 16.7 | 15.6 | 13.9 | -3.9 | 24.3 | 21.8 | 4.4 | -0.6 | 1.5 | -4.4 | -4.4 | -11.1 | 4.4 | 0 | 8.3 | 2.8 | 3.3 | -1.8 | 7.8 | 4.4 | 17.8 | 15 | 2.2 | -3.3 | -7 | -10 | -2.3 | -4.4 | 0 | -2.2 | 6.1 | 5.6 | -4.4 | -8.3 | 0 | -1.7 | -11.7 | -16.1 | 1.7 | -2.2 | 2.2 | -2.8 | 8.9 | -2.8 | 3.3 | -2.8 | -1.1 | -2.2 | -12.2 | -17.2 | 0 | -9.9 | 8 | -1.8 | 7.2 | 2.8 | 5 | 1.7 | -11.1 | -15 | 5 | -3.9 | 2.8 | -3.9 | 6.8 | -4.9 | 15.6 | 0.6 | 3.2 | -3.2 | 4.8 | 1.8 | 1.7 | -8.3 | 1.1 | -1.1 | 11.5 | 8.7 | 0.6 | -2.2 | 7.2 | 2.2 | -3 | -6 | 2.2 | -1.1 | 8.3 | 6.1 | 2.2 | -3.9 | 12.8 | 0.6 | -8 | -11 | 16.1 | 15.5 | 12.2 | 10.6 | -1.7 | -3.9 | 16.7 | 12.2 | -4.4 | -6.7 | 8.9 | 0.6 | 18.3 | 16.1 | 17.8 | -7.8 | 8.9 | -2.8 | 17.2 | 15 | 18.9 | 13.9 | 13.3 | -2.8 | 3.2 | -4 | -7.2 | -11.1 | 6.7 | -3.3 | 6.7 | 0 | 0.6 | -1.1 | 5.6 | 3.3 | -0.9 | -4.5 | 2.2 | -5.6
0 | -3 | -6.1 | -17.2 | 15.6 | 12.8 | 3.9 | 0.6 | -2 | -11.7 | 15.6 | 6.7 | 6 | 2 | 10.6 | 7.2 | 10.6 | -1.1 | 7.8 | 7.2 | 10.6 | 6.7 | 3.9 | 3.9 | -3.5 | -4.5 | 8.5 | 1.4 | 11 | 9 | 21.1 | 17.2 | 20.6 | 14.4 | 15 | 9.4 | 16.7 | 15 | 12.8 | -3.9 | 23.5 | 21.6 | 3.3 | -1.1 | 0.7 | -4.4 | -5 | -10.5 | 4.4 | 0 | 7.8 | 2.2 | 2.8 | -2.8 | 7.8 | 4.4 | 17.8 | 14.9 | 1.7 | -2.8 | -8 | -10 | -2.8 | -4.9 | -0.6 | -2.8 | 5.6 | 5.6 | -5.6 | -9.4 | 0 | -1.7 | -11.7 | -15.4 | 1.1 | -2.8 | 1.1 | -3.3 | 8.9 | -2.2 | 3.3 | -3.3 | -0.5 | -1.4 | -12.8 | -18.8 | -0.5 | -10.1 | 6.7 | -1.1 | 7.2 | 2.8 | 3.9 | 1.7 | -11.3 | -14.9 | 4.4 | -3.3 | 2.8 | -4.4 | 7.2 | -6.7 | 15 | 1.1 | 2.8 | -3.9 | 5 | 2.2 | 1.1 | -7.8 | 0.6 | -1.7 | 10 | 7.8 | 1.1 | -2.8 | 6.5 | 2.2 | -3 | -6 | 2.2 | -0.6 | 8.3 | 6.1 | 3.3 | -3.9 | 12.8 | 1.1 | -8 | -11 | 16.1 | 15.6 | 10.6 | 9.4 | -2.4 | -4 | 16.7 | 12.8 | -5 | -6.7 | 6.7 | 1.7 | 17.8 | 15.6 | 17.2 | -7.8 | 8.5 | -1.9 | 17.2 | 15.6 | 18.5 | 14.6 | 12.2 | -1.7 | 2.8 | -4.4 | -8.9 | -11.7 | 6.1 | -3.3 | 4.4 | -1.1 | 0.4 | -1.2 | 6.1 | 3.3 | 1.5 | -3.5 | 3.3 | -3.9
0 | -2 | -7.2 | -17.8 | 15.6 | 12.8 | 2.2 | 0 | -2.2 | -13.3 | 13.3 | 6.7 | 7 | 3 | 10.4 | 7.3 | 10 | 6.1 | 7.2 | 6.7 | 10.6 | 7.2 | 3.3 | 3.3 | -3.9 | -5 | 7.2 | 2.2 | 10 | 9 | 20.9 | 16.9 | 20.6 | 14.4 | 15 | 8.9 | 16.1 | 14.4 | 11.7 | -3.9 | 22.8 | 21.7 | 3.3 | -1.1 | 0 | -5 | -5.5 | -10.8 | 4.4 | 0.6 | 7.2 | 1.1 | 1.9 | -3.2 | 7.8 | 4.4 | 17.8 | 14.7 | 1.1 | -2.2 | -10 | -12 | -3.4 | -5.6 | -0.6 | -2.8 | 5.6 | 5.6 | -6.1 | -8.9 | 0 | -1.7 | -11.7 | -15.3 | 1.1 | -2.8 | 0 | -3.3 | 7.8 | -1.7 | 2.2 | -2.8 | 0 | -0.6 | -13.3 | -21.7 | -1.1 | -11.7 | 6.1 | -1.1 | 7.2 | 2.8 | 2.2 | 0.6 | -11.5 | -15.3 | 3.9 | -3.3 | 2.8 | -5 | 7.2 | -5.5 | 14.1 | 1 | 2.1 | -3.9 | 5 | 2.2 | 0.6 | -7.2 | 0.6 | -1.7 | 9.8 | 7.8 | 1.7 | -2.2 | 5.7 | 1.8 | -3 | -6 | 1.1 | -1.7 | 8.3 | 6.1 | 2.2 | -3.9 | 11.7 | 1.1 | -7 | -10 | 15.7 | 15.3 | 10 | 8.9 | -3.2 | -4.4 | 16.1 | 13.3 | -5.5 | -7.1 | 6.1 | 3.9 | 17.8 | 15 | 16.1 | -7.8 | 8.2 | -1.6 | 17.2 | 15.6 | 18.2 | 15.1 | 12.2 | -2.2 | 1.9 | -3.9 | -8.9 | -12.2 | 7.2 | -5 | 4.4 | -1.1 | 0.2 | -1.6 | 6.1 | 3.9 | 3.9 | -3.3 | 1.1 | -5.6
0 | -1 | -7.8 | -17.8 | 16.1 | 13.3 | 5 | 1.1 | -2.4 | -11.6 | 12.8 | 6.7 | 6 | 3 | 10.2 | 7.3 | 9.4 | 6.1 | 6.7 | 6.1 | 10.6 | 7.8 | 3.3 | 3.3 | -3.5 | -4.6 | 6.8 | 1.7 | 10 | 9 | 20.8 | 16.6 | 21.1 | 13.9 | 15.6 | 10.6 | 15.6 | 14.4 | 10.6 | -2.8 | 22.2 | 21 | 3.3 | -1.1 | -0.2 | -4.5 | -6.1 | -11.7 | 4.4 | 1.1 | 6.1 | 1.1 | 0.9 | -4 | 7.8 | 4.4 | 17.8 | 14.4 | 2.2 | -3.3 | -11 | -12 | -3.9 | -6.2 | -0.6 | -4.4 | 6.1 | 6.1 | -6.7 | -12.2 | 0 | -1.7 | -11.7 | -15.6 | 4.4 | -2.8 | 0 | -3.3 | 7.8 | -1.1 | 2.2 | -2.2 | 0.6 | 0 | -13.9 | -20.5 | -1.5 | -9.8 | 5.6 | -1.6 | 7.2 | 2.8 | 2.8 | 0.6 | -11.7 | -16.1 | 3.9 | -3.3 | 1.1 | -5.6 | 7.2 | -5.5 | 13.1 | 0.8 | 1.3 | -4.8 | 5 | 2.2 | 0.6 | -7.2 | -0.6 | -2.8 | 9.6 | 7.7 | 1.7 | -1.7 | 5 | 1.7 | -3 | -6 | 1.1 | -2.2 | 7.8 | 5.6 | 0.6 | -3.9 | 10.6 | 1.1 | -6 | -10 | 15.4 | 15 | 9.4 | 8.3 | -3.9 | -5 | 16.1 | 13.9 | -6.1 | -7.8 | 5.6 | 4.4 | 17.2 | 15.6 | 14.4 | -7.2 | 7.8 | -1.7 | 17.2 | 16.1 | 17.8 | 15.6 | 12.2 | -3.3 | 0.9 | -3.8 | -10 | -12.2 | 5.6 | -4.4 | 6.1 | -1.1 | 0 | -2.2 | 6.1 | 3.9 | 3.9 | -2.4 | 0 | -4.4
-1 | -3 | -7.8 | -22.2 | 15.6 | 12.2 | 4.4 | 0.6 | -2.6 | -11.3 | 12.2 | 6.7 | 6 | 3 | 10 | 7.2 | 9.4 | 6.1 | 6.7 | 6.1 | 10.6 | 6.7 | 3.9 | 3.9 | -3.2 | -4.6 | 6.5 | 1.4 | 9 | 9 | 20.6 | 16.1 | 21.1 | 14.4 | 13.9 | 10.6 | 15.6 | 14.4 | 9.4 | -2.2 | 21.7 | 20.5 | 2.8 | -1.1 | -0.4 | -4.5 | -6.3 | -11.2 | 4.4 | 1.1 | 5.6 | -0.6 | 0 | -5.6 | 7.8 | 4.4 | 17.8 | 14.5 | 1.1 | -3.3 | -9 | -11 | -4.5 | -6.8 | -0.6 | -5 | 5.6 | 5.6 | -8.9 | -12.2 | -0.6 | -1.7 | -12.2 | -15.6 | 4.4 | -2.8 | 0 | -3.9 | 7.2 | -0.6 | 2.2 | -2.8 | 1 | 0.4 | -14.4 | -20 | -1.8 | -9.4 | 5 | -2.2 | 6.7 | 2.8 | 0.6 | 0 | -11.9 | -15.5 | 4.4 | -3.3 | 0.6 | -6.7 | 7.2 | -6.1 | 12.2 | 0.6 | 0.6 | -6.1 | 5 | 2.2 | 0 | -7.8 | -2.8 | -3.9 | 9.4 | 7.8 | 2.2 | -1.7 | 4.4 | 1.4 | -2 | -5 | 1.7 | -1.1 | 7.8 | 6.1 | 0 | -4.4 | 10 | 0.6 | -6 | -10 | 15 | 14.4 | 8.9 | 8.3 | -4.1 | -5.1 | 16.1 | 13.3 | -6.7 | -8.3 | 1.1 | 0 | 16.7 | 15 | 13.3 | -2.2 | 7.1 | -0.9 | 17.2 | 16.1 | 18.3 | 16.1 | 13.3 | -4.4 | 0 | -4.4 | -10.6 | -12.8 | 6.7 | -4.4 | 7.2 | -1.7 | -0.2 | -2.4 | 6.1 | 3.9 | 3.9 | -1.8 | 0.6 | -5
-2 | -5 | -8.3 | -21.7 | 16.1 | 13.3 | 3.3 | 0.6 | -2.8 | -12.2 | 11.7 | 6.7 | 5 | 2 | 9.4 | 6.7 | 10 | 4.4 | 6.7 | 6.1 | 10.6 | 7.2 | 5 | 5 | -2.8 | -4.4 | 6.1 | 1.1 | 10 | 8 | 20.2 | 16.1 | 21.1 | 14.4 | 13.9 | 10 | 15.6 | 14.4 | 9.4 | -2.2 | 21.1 | 20 | 2.8 | -1.7 | -0.6 | -5 | -6.5 | -11.4 | 4.4 | 1.1 | 5 | -0.6 | -0.7 | -5.3 | 8.3 | 5 | 17.8 | 14.5 | 0.6 | -4.4 | -11 | -12 | -5 | -7.8 | -1.7 | -5.6 | 6.1 | 6.1 | -10.6 | -14.4 | -0.6 | -1.7 | -12.8 | -16.2 | 5 | -2.8 | 0 | -3.9 | 7.2 | -0.6 | 1.1 | -2.8 | 1.3 | 0.7 | -15 | -20.6 | -2.2 | -10 | 5.6 | -2.4 | 6.7 | 3.3 | 0 | -1.1 | -12 | -15.3 | 5 | -3.3 | -0.6 | -5 | 7.8 | -5 | 12 | 1 | 0.6 | -5 | 5.4 | 2.4 | -0.6 | -7.8 | -2.2 | -3.3 | 11.1 | 8.2 | 2.2 | -1.1 | 3.9 | 1.4 | -2 | -5 | 0.6 | -1.7 | 7.8 | 5.6 | 0 | -4.4 | 10 | 0.6 | -6 | -9 | 15 | 14.7 | 7.8 | 7.2 | -4.2 | -5.2 | 15.6 | 12.8 | -7.2 | -9.1 | 1.7 | 0 | 15 | 13.9 | 12.8 | -1.1 | 6.3 | -0.6 | 17.8 | 16.1 | 18.9 | 16.7 | 13.3 | -5 | 0.4 | -3.7 | -11.1 | -13.3 | 5.6 | -3.9 | 7.2 | -1.7 | -0.4 | -3.1 | 6.1 | 3.9 | 3.9 | -1.7 | 0 | -4.4
-3 | -5 | -8.9 | -22.2 | 15.6 | 13.3 | 2.8 | 0 | -2.1 | -9.7 | 11.1 | 6.7 | 5 | 3 | 8.9 | 6.2 | 8.9 | 4.4 | 6.7 | 6.1 | 10 | 7.2 | 6.1 | 5.6 | -0.9 | -3.1 | 6.5 | 0.8 | 10 | 8 | 19.8 | 15.7 | 21.7 | 13.9 | 13.3 | 8.9 | 15.6 | 14.4 | 7.8 | -1.1 | 21.7 | 20 | 2.8 | -1.7 | 0 | -4.1 | -6.7 | -12.2 | 4.4 | 1.1 | 3.9 | 0.6 | -1.5 | -6 | 8.3 | 5 | 17.8 | 14.4 | 0 | -5 | -15 | -16 | -6.1 | -10 | -2.2 | -5 | 7.2 | 7.2 | -13.3 | -16.1 | -0.6 | -1.7 | -13.3 | -17.2 | 5.6 | -2.8 | -0.6 | -3.9 | 7.2 | 0 | 1.1 | -3.3 | 1.7 | 1.1 | -14.4 | -19 | -1.3 | -7.5 | 6.1 | -3.4 | 6.1 | 3.9 | -0.6 | -1.1 | -12.2 | -15.6 | 4.4 | -2.8 | 0 | -8.9 | 8.3 | -4.9 | 11.9 | 1.2 | 0.6 | -4.6 | 5.7 | 2.5 | -1.1 | -7.8 | -3.9 | -5 | 12.7 | 8.2 | 2.2 | -1.7 | 3.3 | 1.1 | -2 | -3 | 0.6 | -1.1 | 7.8 | 5 | -0.6 | -4.4 | 8.9 | 0.6 | -5 | -8 | 15 | 14.9 | 7.8 | 7.2 | -4.4 | -5.6 | 15 | 12.8 | -7.8 | -10 | 2.2 | 0 | 14.4 | 13.3 | 12.2 | -2.2 | 5.6 | -0.6 | 17.8 | 16.7 | 19.4 | 17.2 | 11.7 | -3.9 | 0.7 | -3.5 | -11.1 | -13.3 | 5.6 | -3.9 | 7.2 | 1.7 | -0.6 | -3.9 | 6.7 | 3.9 | 2.6 | -1.5 | 1.1 | -5
-3 | -5 | -8.9 | -21.7 | 16.1 | 13.3 | 3.3 | 0.6 | -1.3 | -8.1 | 11.7 | 6.7 | 5 | 3 | 8.3 | 5.6 | 9.4 | 3.9 | 7.2 | 6.1 | 10 | 7.2 | 7.8 | 6.7 | 0.9 | -2.4 | 6.8 | 0.2 | 12 | 9 | 19.4 | 15.6 | 21.7 | 13.9 | 13.3 | 8.3 | 15 | 14.4 | 8.3 | 0 | 22.2 | 19.9 | 3.9 | -1.1 | 0.5 | -3.7 | -5.8 | -11.2 | 3.3 | 0.6 | 2.8 | 1.7 | -2.2 | -7.2 | 8.3 | 4.4 | 18.2 | 14.5 | 0.6 | -3.9 | -12 | -13 | -7.2 | -10.6 | -0.6 | -4.4 | 7.2 | 6.1 | -15.6 | -17.8 | -0.6 | -1.7 | -12.8 | -16.7 | 6.7 | -2.2 | 0 | -3.3 | 7.2 | 0 | 1.7 | -3.3 | 1.7 | 0.7 | -13.9 | -18 | -0.3 | -6.2 | 6.7 | -5 | 6.7 | 2.8 | -0.6 | -1.1 | -10.4 | -14.2 | 4.4 | -2.2 | 0.6 | -10.6 | 8.9 | -5.6 | 11.7 | 1.7 | 0.6 | -5 | 6.1 | 2.8 | -0.6 | -8.3 | -2.8 | -3.9 | 14.4 | 8.3 | 2.8 | -1.1 | 3.9 | 0.7 | -1 | -3 | 1.7 | -1.1 | 7.2 | 5 | 0.6 | -3.9 | 9.4 | 1.1 | -5 | -8 | 15 | 15 | 7.8 | 7.2 | -3.3 | -4.5 | 14.4 | 12.8 | -5.9 | -8.2 | 0 | 0 | 14.4 | 13.9 | 12.2 | -1.1 | 8.4 | 0.4 | 17.8 | 16.7 | 19.6 | 17.4 | 12.2 | -4.4 | 1.1 | -3.9 | -10 | -12.8 | 5.6 | -3.9 | 6.1 | 2.8 | 0.3 | -2.1 | 6.7 | 4.4 | 1.3 | -1.7 | 1.7 | -3.3
-3 | -7 | -7.8 | -21.1 | 15.6 | 13.9 | 7.8 | 2.8 | -0.6 | -7.8 | 13.9 | 6.7 | 6 | 1 | 10.7 | 6.7 | 12.8 | 3.9 | 9.4 | 7.2 | 11.1 | 7.2 | 9.4 | 7.2 | 2.8 | -1.7 | 7.2 | 0 | 13 | 11 | 21.3 | 16.7 | 22.2 | 13.3 | 15 | 8.9 | 16.1 | 15 | 8.9 | 1.1 | 22.8 | 20 | 6.1 | -0.6 | 1.1 | -3.9 | -4.8 | -11 | 3.9 | 0.6 | 2.2 | 1.1 | -1.7 | -6.8 | 9.4 | 4.4 | 18.5 | 14.6 | 2.8 | -2.2 | -12 | -13 | -7.2 | -11.1 | 2.8 | -4.4 | 7.8 | 6.7 | -15.6 | -17.8 | -0.6 | -1.1 | -12.2 | -16.6 | 8.9 | -2.2 | 2.8 | -2.2 | 8.9 | 1.7 | 4.4 | -3.3 | 1.7 | 0.4 | -13.3 | -17.8 | 0.6 | -5.6 | 7.2 | -4 | 7.8 | 3.9 | 2.8 | 0.6 | -8.5 | -13.3 | 6.7 | -1.1 | 2.8 | -7.8 | 10.9 | -5.3 | 13.5 | 1.8 | 3.7 | -3.4 | 7.2 | 2.9 | 0.6 | -7.8 | 0.6 | -1.7 | 15.5 | 8.5 | 2.8 | -1.7 | 4.4 | 0.2 | 0 | -2 | 5.6 | 0 | 7.2 | 5 | 4.4 | -2.2 | 12.2 | 2.2 | -3 | -7 | 16.1 | 15.8 | 11.7 | 10 | -2.2 | -3.8 | 15 | 13.3 | -4.1 | -6.7 | 0 | 0 | 17.2 | 15 | 12.8 | 0 | 11.1 | 0.5 | 18.3 | 16.7 | 19.8 | 17.6 | 12.2 | -3.9 | 3.5 | -2.9 | -6.1 | -11.1 | 8.3 | -3.9 | 6.1 | 2.8 | 1.3 | -0.8 | 7.2 | 4.4 | 0 | -2.2 | 2.2 | -2.8
-3 | -6 | -7.2 | -21.1 | 17.8 | 15 | 11.7 | 3.3 | 4 | -6.1 | 16.7 | 6.7 | 6 | 2 | 13.2 | 7.7 | 13.9 | 5 | 12.2 | 10 | 9.4 | 4.4 | 11.1 | 7.2 | 5.2 | -0.7 | 6.7 | 1.8 | 16 | 12 | 23.1 | 17.8 | 22.8 | 13.9 | 17.8 | 10 | 18.9 | 15.6 | 10.6 | 3.3 | 24.1 | 20 | 9.4 | -0.6 | 3.7 | -2.8 | -3.9 | -11.7 | 5.6 | 1.1 | 2.2 | 1.1 | -1.1 | -7.1 | 12.2 | 5.6 | 18.9 | 14.4 | 5.6 | -1.7 | -10 | -11 | -6.7 | -11.7 | 4.4 | -3.9 | 10.6 | 8.3 | -11.7 | -16.1 | 0.6 | -1.1 | -11.7 | -17.2 | 8.9 | -2.2 | 6.1 | -1.1 | 9.4 | 2.2 | 7.2 | -3.3 | 1.7 | 0 | -11.8 | -16.2 | 3.9 | -3.8 | 7.8 | -3.8 | 8.9 | 4.4 | 7.2 | -0.6 | -6.7 | -13.3 | 11.1 | -3.3 | 5 | -8.9 | 13 | -6.3 | 15.4 | 2.2 | 6.9 | -2.5 | 8.3 | 2.7 | 0.6 | -7.8 | 1.7 | -2.2 | 16.7 | 8.9 | 3.3 | -1.7 | 5 | -0.6 | 3 | 0 | 7.2 | -1.7 | 8.3 | 5 | 7.2 | -2.8 | 16.1 | 2.2 | -2 | -6 | 17.2 | 16.4 | 14.4 | 11.7 | -1.1 | -3.3 | 14.4 | 13.9 | -2.2 | -5.6 | -0.6 | -0.6 | 19.4 | 16.1 | 13.3 | 0.6 | 13.9 | 0.6 | 19.4 | 17.2 | 20 | 17.8 | 13.9 | -5.6 | 5.9 | -3.1 | -2.2 | -9.4 | 10 | -3.9 | 7.2 | 3.9 | 2.2 | 0.6 | 7.8 | 5 | -0.9 | -3.3 | 3.9 | -3.9
-1 | -4 | -6.7 | -21.1 | 20 | 14.4 | 14.4 | 4.4 | 8.7 | -6.6 | 18.3 | 6.7 | 6 | 3 | 15.6 | 8.3 | 15 | 7.8 | 14.4 | 10 | 11.1 | 6.7 | 11.7 | 7.2 | 7.6 | 0.1 | 6.1 | 3.3 | 17 | 12 | 25 | 18.9 | 23.9 | 14.4 | 20.6 | 10.6 | 20 | 15.6 | 13.3 | 5.6 | 25.4 | 19.8 | 12.8 | -1.1 | 6.3 | -2.3 | -3.2 | -10.3 | 7.8 | 1.7 | 2.2 | 1.1 | -0.6 | -8.3 | 14.4 | 7.2 | 20 | 14.8 | 6.1 | -5 | -8 | -10 | -5.6 | -10.6 | 5.6 | -5 | 12.8 | 10.6 | -8.9 | -15 | 1.7 | -1.1 | -10.4 | -16.2 | 11.1 | -1.1 | 8.9 | -2.2 | 10.6 | 3.3 | 8.9 | -3.3 | 2.2 | -1.1 | -10.4 | -15.1 | 7.3 | -2.9 | 8.3 | -4.4 | 10 | 5 | 8.9 | -1.7 | -3.9 | -10.6 | 16.1 | -3.3 | 5 | -10.6 | 15 | -9.4 | 17.2 | 2.2 | 10 | -2.8 | 9.4 | 2.8 | 1.7 | -6.7 | 3.3 | -2.2 | 17.8 | 8.9 | 4.4 | -1.7 | 5.9 | -0.1 | 4 | -2 | 8.3 | -2.2 | 7.8 | 5.6 | 8.9 | -4.4 | 17.8 | 2.8 | 0 | -5 | 18.3 | 17.2 | 18.3 | 11.1 | 0.7 | -3.2 | 15 | 13.9 | -1.8 | -5.2 | -1.1 | -1.1 | 22.8 | 16.1 | 15 | 0 | 15.6 | 0.6 | 21.1 | 16.7 | 20.6 | 18.4 | 13.9 | -4.4 | 8.3 | -3.9 | -0.6 | -10 | 11.7 | -2.8 | 7.8 | 2.2 | 3.9 | 1.6 | 8.3 | 5.6 | -1.9 | -4.8 | 3.9 | -4.4
0 | -3 | -6.1 | -19.4 | 21.7 | 11.7 | 16.7 | 5.6 | 13.3 | -11.7 | 20.6 | 6.7 | 7 | 3 | 16.9 | 8.9 | 15 | 8.9 | 15.6 | 11.1 | 12.2 | 6.7 | 11.1 | 10 | 10 | 0.6 | 5.6 | 4.4 | 19 | 12 | 26.5 | 18.6 | 23.9 | 14.4 | 22.8 | 11.1 | 20.6 | 16.1 | 15.6 | 6.1 | 26.7 | 19.4 | 16.1 | -2.2 | 8.9 | -2.8 | -2.4 | -10 | 10 | 1.7 | 1.1 | 0 | -0.4 | -7 | 16.1 | 8.3 | 21.1 | 15 | 7.2 | -2.8 | -7 | -9 | -4.4 | -10 | 6.7 | -7.8 | 12.8 | 11.1 | -8.3 | -14.4 | 3.3 | -2.2 | -9.1 | -15.9 | 12.8 | -0.6 | 11.1 | -1.1 | 11.7 | 5 | 11.1 | -3.9 | 2.8 | -2 | -8.9 | -15 | 10.6 | -3.3 | 9.1 | -3.3 | 10 | 4.4 | 10 | -1.1 | -1.1 | -8.8 | 18.3 | -3.9 | 5.6 | -10.6 | 15.2 | -7.3 | 18.3 | 1.8 | 11.5 | -2.4 | 10 | 3.1 | 3.3 | -7.2 | 3.9 | -2.8 | 20 | 9.9 | 5.6 | -1.7 | 6.9 | -0.1 | 6 | -1 | 9.4 | -1.7 | 8.3 | 6.7 | 8.9 | -4.4 | 20 | 2.8 | 1 | -5 | 20.2 | 17.6 | 22.2 | 12.2 | 2.6 | -3.7 | 15.6 | 14.4 | -1.5 | -5.4 | -1.7 | -1.7 | 23.9 | 13.9 | 16.7 | -1.7 | 17.2 | 0.4 | 21.7 | 16.7 | 21.1 | 18.9 | 15.6 | -3.3 | 10 | -2.6 | 1.7 | -12.2 | 12.2 | 0.6 | 5.6 | 2.8 | 5.5 | 2.3 | 8.9 | 6.7 | -2.8 | -6.7 | 3.3 | -5
0 | -2 | -5 | -18.9 | 22.8 | 10.6 | 17.8 | 6.1 | 14.1 | -9.4 | 21.7 | 6.1 | 8 | 5 | 18.1 | 9.2 | 15.6 | 9.4 | 17.8 | 11.7 | 12.8 | 5 | 11.7 | 9.4 | 9.4 | 0.8 | 6 | 5 | 18 | 13 | 27.9 | 18 | 23.9 | 15 | 23.9 | 10 | 22.8 | 16.1 | 17.2 | 5.6 | 27.1 | 19.2 | 17.2 | -2.8 | 10.4 | -2.3 | -1.7 | -10.6 | 11.1 | 1.1 | 1.1 | 0 | -0.2 | -6.6 | 17.2 | 8.3 | 22.2 | 15 | 7.8 | -3.9 | -5 | -7 | -2.8 | -8.3 | 7.2 | -6.1 | 13.3 | 11.7 | -8.3 | -14.4 | 3.9 | -2.2 | -7.8 | -16.7 | 14.4 | 1.1 | 12.2 | -1.1 | 13.3 | 6.7 | 12.2 | -4.4 | 3.3 | -3.9 | -7.6 | -14.1 | 11.7 | -3.2 | 9.8 | -3.1 | 10 | 3.3 | 11.1 | 0 | 1.7 | -8.3 | 21.1 | -3.3 | 7.2 | -8.3 | 15.4 | -6.6 | 19.5 | 1 | 12.9 | -2.6 | 10.5 | 3.5 | 5 | -6.1 | 4.4 | -2.8 | 22.2 | 11 | 7.2 | -1.7 | 7.8 | 0 | 7 | -1 | 10 | -2.8 | 9.4 | 5.6 | 9.4 | -3.9 | 22.2 | 2.8 | 2 | -3 | 22 | 17.8 | 25 | 11.7 | 4.4 | -5.6 | 18.3 | 16.1 | -1.1 | -6.1 | -1.7 | -1.7 | 25.6 | 11.7 | 17.8 | -3.3 | 18.9 | 0 | 22.8 | 16.7 | 21.7 | 19.4 | 17.8 | -6.1 | 11.6 | -1.7 | 3.3 | -11.1 | 13.3 | 0.6 | 4.4 | 1.1 | 7.2 | 3.3 | 9.4 | 7.2 | -2.2 | -5.3 | 5 | -5.6
0 | -3 | -4.4 | -18.9 | 24.4 | 9.4 | 18.9 | 6.1 | 14.8 | -9.6 | 22.8 | 5.6 | 7 | 3 | 19.4 | 9.4 | 15.6 | 8.3 | 18.9 | 10.6 | 12.8 | 5 | 13.9 | 11.1 | 8.9 | 1.1 | 6.3 | 5.3 | 18 | 13 | 29.4 | 17.2 | 25 | 13.3 | 24.4 | 8.9 | 24.4 | 16.1 | 18.9 | 4.4 | 27.4 | 18.4 | 18.9 | -2.2 | 11.8 | -2.5 | -1.3 | -8.9 | 11.7 | 0.6 | 0 | -1.7 | 0 | -7.2 | 18.9 | 8.9 | 23.1 | 15.5 | 7.8 | -1.7 | -3 | -6 | -1.7 | -7.8 | 7.2 | -6.7 | 14.4 | 12.8 | -7.8 | -13.9 | 3.3 | -1.1 | -7.6 | -15.8 | 16.1 | 2.2 | 14.4 | -1.7 | 15.6 | 7.8 | 13.9 | -4.4 | 4.1 | -3 | -6.3 | -14.1 | 12.8 | -4.2 | 10.6 | -3.3 | 10 | 2.8 | 12.8 | 0.6 | 2.6 | -5.8 | 21.7 | -2.8 | 6.7 | -9.4 | 15.6 | -6.7 | 20.6 | 0.6 | 14.4 | -3.3 | 11.1 | 3.9 | 5 | -5 | 5.6 | -2.8 | 24.4 | 11.7 | 7.2 | -1.7 | 8.9 | 0.3 | 8 | 0 | 11.1 | -2.8 | 8.9 | 5.6 | 11.1 | -3.9 | 22.8 | 2.2 | 2 | -3 | 23.9 | 17.8 | 27.2 | 13.3 | 5.2 | -5.1 | 20 | 16.1 | -0.5 | -6 | -1.7 | -2.2 | 25.6 | 13.9 | 17.8 | -5 | 19.8 | 0.3 | 22.8 | 16.7 | 23.7 | 17.5 | 18.3 | -7.2 | 13.3 | -1.1 | 3.9 | -11.1 | 13.9 | 0 | 4.4 | 2.2 | 7 | 1.9 | 10 | 7.8 | -1.7 | -4.3 | 5.6 | -7.8
0 | -2 | -4.4 | -20 | 23.3 | 7.2 | 20 | 7.8 | 15.6 | -10 | 22.8 | 4.4 | 8 | 3 | 19.6 | 8.9 | 13.9 | 8.3 | 19.4 | 9.4 | 14.4 | 6.1 | 13.3 | 7.2 | 8.3 | 1.1 | 6.7 | 5.6 | 18 | 11 | 28.9 | 17.8 | 25 | 15.6 | 25 | 7.8 | 26.1 | 16.1 | 20 | 4.4 | 27.8 | 17.8 | 20 | -3.3 | 13.3 | -3.3 | -1 | -8.7 | 12.2 | 1.7 | 0 | -1.7 | 0.6 | -6.1 | 20 | 8.3 | 24.1 | 15.9 | 7.8 | -1.7 | -3 | -6 | -0.6 | -8.9 | 7.2 | -6.1 | 16.7 | 13.9 | -8.3 | -15 | 3.9 | -2.2 | -7.4 | -15.6 | 17.2 | 2.8 | 15 | -2.8 | 18.3 | 8.9 | 14.4 | -4.4 | 4.8 | -2.9 | -5 | -15.6 | 13.9 | -6.1 | 10.8 | -2.6 | 9.4 | 3.3 | 13.3 | 0 | 3.5 | -4.4 | 22.8 | -2.8 | 6.1 | -9.4 | 14.3 | -4.4 | 20.8 | 0 | 14.8 | -3.1 | 11.1 | 3.9 | 5.6 | -5 | 7.2 | -2.8 | 20.9 | 11.3 | 8.9 | 0.6 | 10 | 0.6 | 8 | 0 | 11.7 | -3.3 | 10.6 | 3.9 | 11.7 | -3.3 | 22.8 | 2.8 | 3 | -2 | 24.5 | 17.5 | 27.2 | 13.3 | 5.9 | -5.6 | 22.2 | 11.7 | 0 | -6.5 | -1.7 | -1.7 | 25.6 | 10.6 | 18.9 | -5.6 | 20.8 | 0 | 23.9 | 16.7 | 25.8 | 14 | 17.8 | -6.1 | 14.2 | -0.9 | 4.4 | -10 | 15 | -0.6 | 4.4 | 2.2 | 6.9 | 0.5 | 10 | 7.8 | -1.1 | -3.9 | 5 | -4.4
1 | -1 | -3.9 | -20 | 19.4 | 7.2 | 20.6 | 8.3 | 15.2 | -9.3 | 23.3 | 3.9 | 8 | 3 | 19.8 | 8.5 | 13.3 | 8.9 | 19.4 | 8.9 | 13.9 | 4.4 | 13.9 | 6.1 | 7.4 | 0.8 | 6.5 | 5.5 | 18 | 10 | 28.3 | 18.4 | 25.6 | 14.4 | 26.7 | 6.7 | 26.7 | 15.6 | 21.1 | 4.4 | 27.4 | 17.6 | 21.1 | -2.2 | 13.5 | -2.9 | -0.6 | -8.9 | 12.8 | 1.1 | 0 | -1.7 | 1.1 | -6.4 | 21.1 | 8.9 | 25 | 16.1 | 6.7 | 0.6 | -2 | -5 | -0.6 | -8.9 | 7.8 | -8.3 | 17.2 | 12.2 | -8.9 | -15.6 | 3.9 | -3.3 | -7.2 | -16.7 | 17.8 | 2.8 | 16.7 | -2.2 | 18.9 | 9.4 | 15.6 | -3.3 | 5.6 | -2.8 | -4.4 | -14 | 13.3 | -4.3 | 10.9 | -2.8 | 9.4 | 3.3 | 13.9 | 0 | 4.4 | -3.3 | 23.9 | -2.8 | 5.6 | -13.3 | 13 | -3.7 | 20.9 | 0.1 | 15.2 | -3.7 | 11.1 | 3.9 | 5.6 | -5 | 8.3 | -2.8 | 17.4 | 10.3 | 8.3 | -0.6 | 11.1 | 0.6 | 9 | 1 | 12.2 | -3.3 | 10.6 | 2.8 | 11.7 | -3.9 | 21.7 | 2.8 | 3 | -1 | 25 | 17.2 | 26.7 | 14.4 | 6.7 | -7.2 | 22.8 | 10.6 | 0.6 | -8.3 | -1.7 | -2.2 | 25 | 12.8 | 18.9 | -7.8 | 21.7 | 0 | 23.3 | 17.8 | 27.8 | 8.3 | 18.3 | -6.7 | 15.2 | -1.2 | 5.6 | -10.6 | 14.4 | -1.7 | 5 | 2.8 | 6.7 | -1.1 | 10.6 | 8.3 | -1.5 | -3.9 | 5 | -2.8
1 | -1 | -3.3 | -20 | 19.4 | 12.2 | 19.4 | 7.8 | 14.8 | -10.3 | 23.9 | 3.3 | 9 | 2 | 20 | 7.8 | 13.3 | 8.9 | 19.4 | 10 | 13.9 | 3.9 | 12.8 | 6.7 | 6.5 | 0.6 | 6.3 | 5.3 | 17 | 11 | 27.8 | 18.9 | 25 | 14.4 | 26.1 | 7.2 | 24.4 | 17.8 | 21.7 | 3.9 | 27.1 | 17 | 20.6 | -2.2 | 13.7 | -3.1 | -1.1 | -8.1 | 12.2 | -0.6 | 0 | -1.7 | 1.7 | -7.2 | 21.7 | 8.3 | 24.3 | 16.1 | 5 | 1.1 | -2 | -6 | -1.1 | -9.4 | 7.8 | -7.8 | 13.3 | 10.6 | -8.9 | -13.3 | 3.3 | -3.3 | -7.6 | -15.8 | 18.3 | 3.3 | 16.1 | -4.4 | 19.4 | 9.4 | 15 | -3.3 | 4.8 | -2.9 | -3.9 | -13.5 | 12.8 | -3.4 | 11.1 | -3.3 | 8.3 | 3.3 | 13.9 | 2.2 | 4.6 | -2.6 | 22.8 | -2.8 | 4.4 | -9.4 | 11.7 | -3.3 | 21.1 | 0 | 15.6 | -4.4 | 11.1 | 3.9 | 6.1 | -5.6 | 7.8 | -3.9 | 13.9 | 8.9 | 7.8 | -1.1 | 10.5 | 0.2 | 8 | 1 | 13.3 | -4.4 | 8.9 | 5 | 11.7 | -3.3 | 21.1 | 2.8 | 4 | -1 | 25.6 | 16.7 | 27.2 | 15.6 | 6.1 | -5.7 | 22.2 | 8.3 | -0.2 | -7.3 | -0.6 | -1.7 | 24.4 | 11.7 | 18.9 | -11.7 | 20.9 | 0.1 | 23.3 | 18.3 | 27.4 | 5.7 | 18.3 | -6.7 | 16.1 | -1.7 | 6.7 | -11.1 | 14.4 | -2.8 | 6.1 | 3.9 | 5.9 | -0.7 | 10.6 | 8.9 | -1.8 | -4.2 | 3.9 | -3.9
1 | -2 | -3.3 | -17.2 | 18.9 | 10 | 20 | 7.8 | 14.4 | -11.7 | 23.9 | 3.3 | 8 | 2 | 18 | 8.9 | 12.8 | 9.4 | 17.2 | 7.8 | 13.3 | 6.1 | 12.2 | 6.7 | 5.6 | 0 | 6.1 | 5 | 17 | 12 | 26.5 | 18.6 | 24.4 | 13.9 | 25 | 9.4 | 24.4 | 16.7 | 21.1 | 2.8 | 26.7 | 16.7 | 19.4 | -2.8 | 13.9 | -3.9 | -1.7 | -8.5 | 13.3 | 0 | -0.6 | -2.2 | 1.3 | -6.2 | 21.7 | 8.9 | 23.5 | 15.8 | 5 | 1.7 | -2 | -6 | -2.2 | -12.2 | 7.2 | -8.3 | 10.6 | 6.1 | -10 | -17.8 | 3.3 | -3.3 | -7.9 | -16 | 17.8 | 3.3 | 16.1 | -3.3 | 16.1 | 11.1 | 15 | -1.7 | 4.1 | -3 | -3.3 | -14.4 | 12.2 | -3.3 | 8.3 | -2.3 | 8.3 | 3.9 | 14.4 | 1.7 | 4.8 | -2.2 | 22.2 | -2.2 | 6.1 | -10.6 | 9.5 | -0.3 | 19.4 | 1.8 | 13.7 | -3.5 | 11.1 | 3.6 | 7.2 | -5.6 | 6.7 | -5.6 | 13.9 | 9.8 | 8.3 | -1.1 | 10 | 0 | 8 | 0 | 12.2 | -2.2 | 10 | 1.7 | 11.7 | -3.3 | 18.9 | 2.2 | 4 | -1 | 23.7 | 17.2 | 27.2 | 15 | 5.6 | -5 | 22.8 | 6.7 | -0.9 | -7.3 | 0 | -0.6 | 23.3 | 11.7 | 17.2 | -12.8 | 20.2 | -0.4 | 22.2 | 17.8 | 27.1 | 2.9 | 17.2 | -6.1 | 14.4 | 1 | 5.6 | -9.4 | 14.4 | -1.7 | 7.2 | 4.4 | 5.2 | -0.5 | 10.6 | 8.3 | -2.2 | -5 | 1.1 | -1.1
0 | 0 | -2.8 | -13.9 | 17.2 | 7.8 | 18.9 | 7.8 | 12.4 | -11.3 | 23.9 | 3.3 | 7 | 3 | 15.9 | 9.4 | 12.8 | 10 | 15 | 7.8 | 12.2 | 6.1 | 10.6 | 6.7 | 4.8 | 0.2 | 5.7 | 4.5 | 16 | 10 | 25.2 | 18.7 | 23.9 | 15 | 23.9 | 10 | 22.2 | 16.7 | 20.6 | 2.8 | 25.2 | 16.1 | 18.9 | -2.8 | 13.3 | -3.1 | -2.2 | -9.4 | 12.8 | 0 | -1.1 | -2.2 | 1 | -5.8 | 20 | 8.9 | 22.8 | 15.6 | 4.4 | 2.2 | -2 | -6 | -3.3 | -11.7 | 5.6 | -8.9 | 8.3 | 2.2 | -10.6 | -17.8 | 2.2 | -2.2 | -8.3 | -17.2 | 16.1 | 3.9 | 13.9 | -2.2 | 15 | 11.7 | 13.9 | -1.1 | 3.3 | -3.9 | -4.1 | -13.4 | 10.7 | -3 | 5.6 | -2.2 | 7.2 | 3.9 | 13.9 | 1.7 | 5 | -2.2 | 21.7 | -2.2 | 5 | -12.8 | 7.2 | 0.8 | 17.8 | 2.9 | 11.9 | -3.8 | 11.1 | 3.6 | 6.7 | -7.2 | 5.6 | -4.4 | 13.9 | 10.4 | 8.3 | -0.6 | 9.4 | -0.6 | 6 | 0 | 9.4 | -2.2 | 8.9 | 2.8 | 9.4 | -4.4 | 13.3 | 8.9 | 4 | -1 | 21.9 | 17.3 | 26.7 | 15 | 5 | -5.6 | 21.1 | 7.8 | -1.7 | -8.3 | 0.6 | -0.6 | 22.2 | 12.8 | 16.1 | -12.2 | 19.4 | -0.6 | 21.7 | 18.3 | 26.7 | 0 | 16.7 | -6.7 | 12.8 | 2.9 | 2.8 | -6.7 | 12.8 | -1.7 | 6.7 | 3.3 | 4.4 | -0.6 | 11.1 | 8.9 | -2.4 | -4.6 | 1.1 | -1.1
0 | -2 | -3.3 | -16.7 | 15.6 | 6.7 | 18.3 | 7.8 | 10.3 | -11.6 | 22.8 | 3.3 | 6 | 3 | 13.9 | 9.4 | 12.8 | 8.3 | 12.8 | 7.8 | 10.6 | 5.6 | 9.4 | 6.1 | 4.1 | 0 | 5.4 | 3.9 | 15 | 11 | 23.9 | 18.3 | 23.3 | 16.1 | 21.7 | 11.1 | 20 | 14.4 | 18.9 | 2.2 | 23.7 | 15.8 | 16.7 | -2.2 | 12.8 | -3.1 | -2.8 | -8.4 | 11.1 | 1.7 | -1.1 | -2.2 | 0.6 | -6.7 | 14.4 | 11.1 | 21.5 | 15.6 | 3.3 | 1.1 | -5 | -7 | -4.4 | -12.2 | 4.4 | -8.9 | 5.6 | 0.6 | -11.7 | -17.2 | 1.7 | -1.7 | -8.9 | -16.3 | 11.7 | 2.8 | 12.2 | -4.4 | 11.7 | 6.7 | 12.2 | -0.6 | 2.2 | -3.3 | -4.8 | -13.6 | 9.3 | -3.5 | 2.8 | -3.3 | 5.6 | 2.8 | 11.7 | 2.2 | 4.4 | -2.4 | 20 | -1.7 | 3.9 | -16.1 | 5 | 1.7 | 16.1 | 3.9 | 10 | -4.4 | 11.1 | 3.3 | 6.7 | -7.2 | 2.2 | -2.8 | 13.9 | 11.1 | 6.7 | -1.7 | 8.3 | -0.4 | 5 | -1 | 7.8 | -2.8 | 7.2 | 2.2 | 7.8 | -4.4 | 12.8 | 7.8 | 4 | -1 | 20 | 17.2 | 23.9 | 14.4 | 3.5 | -4.1 | 17.2 | 10.6 | -2.2 | -7.8 | 0.6 | -5 | 20.6 | 13.9 | 15.6 | -10 | 17.9 | 0.1 | 20 | 17.8 | 23.4 | 0.5 | 15.6 | -5 | 11.1 | 3.9 | 1.1 | -7.8 | 11.7 | -0.6 | 5 | 2.2 | 4 | -0.5 | 10.6 | 8.3 | -2.6 | -4.7 | 0.6 | 0
-1 | -5 | -4.4 | -20.6 | 13.3 | 6.7 | 17.2 | 6.7 | 8.3 | -13.9 | 21.1 | 3.9 | 5 | 2 | 13 | 8.7 | 12.8 | 8.9 | 11.1 | 7.8 | 9.4 | 6.7 | 8.3 | 6.1 | 3.3 | 0 | 5 | 3.3 | 15 | 9 | 23.3 | 18 | 22.8 | 16.1 | 20 | 12.2 | 17.2 | 14.4 | 17.8 | 2.8 | 22.2 | 15 | 15.6 | -1.1 | 12.2 | -3.3 | -3.3 | -8 | 8.3 | 1.7 | -1.1 | -2.2 | -0.3 | -5.8 | 12.8 | 11.1 | 20.2 | 15.2 | 3.3 | 1.1 | -5 | -8 | -5.6 | -11.1 | 2.2 | -8.3 | 3.9 | -0.6 | -12.2 | -17.8 | 1.1 | -1.1 | -9.4 | -16.2 | 12.2 | 3.3 | 8.9 | -1.7 | 11.7 | 4.4 | 11.1 | -0.6 | 1.1 | -3 | -5.6 | -15 | 7.8 | -4.4 | 2.1 | -3.3 | 5.6 | 3.9 | 10 | 3.3 | 3.9 | -2.8 | 19.4 | -1.1 | 2.8 | -16.1 | 3.9 | 0.9 | 15.2 | 3.7 | 8.5 | -3.2 | 10.7 | 3 | 6.1 | -5.6 | 1.1 | -3.9 | 10.7 | 7.6 | 4.4 | -2.8 | 7.2 | -0.2 | 4 | 0 | 5.6 | -2.8 | 6.7 | 2.2 | 6.7 | -2.2 | 13.3 | 5.6 | 4 | -1 | 19.8 | 17.6 | 23.3 | 15 | 2.1 | -3.9 | 16.1 | 12.2 | -2.8 | -8.4 | 0 | -3.9 | 18.9 | 14.4 | 14.4 | -10.6 | 16.5 | 0.6 | 19.4 | 17.8 | 20 | 0.4 | 13.9 | -3.9 | 10.4 | 4.8 | -0.6 | -8.3 | 10 | 0 | 5 | 2.2 | 3.7 | -0.4 | 10.6 | 7.8 | -2.8 | -5 | 1.1 | -2.2
-2 | -5 | -5.6 | -20 | 10.6 | 5 | 17.2 | 6.7 | 7.4 | -12.6 | 19.4 | 5 | 5 | 3 | 12 | 7.5 | 12.2 | 8.9 | 10 | 7.8 | 9.4 | 6.1 | 7.2 | 5 | 2.4 | -0.3 | 4.3 | 3 | 14 | 9 | 22.8 | 17.5 | 22.8 | 16.7 | 20 | 10.6 | 17.2 | 14.4 | 16.7 | 2.8 | 21.8 | 15.2 | 15 | -1.1 | 10.9 | -1.6 | -3.9 | -8.3 | 7.8 | 0.6 | -1.1 | -2.2 | -1.3 | -5.9 | 12.2 | 10.6 | 18.9 | 15 | 2.8 | 1.7 | -5 | -8 | -6.7 | -11.7 | -0.6 | -7.2 | 2.2 | -2.2 | -13.9 | -23.3 | 1.1 | -1.1 | -10 | -17.2 | 10 | 2.8 | 7.2 | -1.7 | 11.7 | 1.1 | 10.6 | -0.6 | 0 | -3.3 | -5 | -12.9 | 6.7 | -0.6 | 1.3 | -4.2 | 5.6 | 3.9 | 8.3 | 2.8 | 3.3 | -3.9 | 18.9 | -1.1 | 2.8 | -15.6 | 2.8 | 0.2 | 14.2 | 3.7 | 7.1 | -2.5 | 10.4 | 2.5 | 5 | -5.6 | 0.6 | -4.4 | 7.6 | 4 | 2.8 | -3.3 | 6.1 | -0.6 | 4 | 0 | 3.9 | -3.3 | 7.2 | 3.3 | 6.1 | -3.3 | 14.4 | 4.4 | 3 | 0 | 19.6 | 17.9 | 23.9 | 16.7 | 0.6 | -4.4 | 15.6 | 12.2 | -3.3 | -9.4 | 0 | -4.4 | 18.9 | 15 | 13.9 | -10.6 | 15 | 0.6 | 20 | 18.3 | 16.7 | 0 | 14.4 | -6.7 | 9.6 | 5.6 | -1.7 | -8.9 | 9.4 | 0.6 | 5.6 | 2.8 | 3.3 | -0.6 | 10.6 | 7.8 | -3 | -5 | 0.6 | -2.2
-5 | -7 | -6.7 | -21.1 | 9.4 | 5 | 16.1 | 7.8 | 6.5 | -12.2 | 19.4 | 5.6 | 5 | 2 | 11.1 | 6.7 | 12.2 | 8.9 | 9.4 | 7.2 | 9.4 | 6.1 | 6.1 | 3.9 | 1.5 | -0.7 | 3.5 | 2.6 | 14 | 9 | 22.2 | 17.2 | 22.8 | 16.1 | 20 | 8.3 | 17.2 | 14.4 | 16.1 | 3.3 | 21.5 | 15.6 | 14.4 | -1.1 | 9.6 | -0.5 | -4.3 | -8.1 | 6.1 | -0.6 | -1.1 | -2.2 | -2.2 | -6.7 | 11.7 | 10 | 18.7 | 14.4 | 2.8 | 1.7 | -5 | -8 | -8.3 | -12.2 | -1.7 | -7.2 | 1.7 | -3.3 | -15.6 | -20.6 | 1.1 | -1.1 | -11.9 | -17.4 | 8.3 | 2.8 | 9.4 | -2.8 | 11.7 | 0.6 | 10 | -0.6 | -0.4 | -3.2 | -4.5 | -12.2 | 5.5 | 1.6 | 0.6 | -5.6 | 5.6 | 3.9 | 7.8 | 1.7 | 2 | -3.6 | 17.2 | -0.6 | 1.1 | -14.4 | 1.7 | -0.6 | 13.3 | 3.3 | 5.6 | -2.8 | 10 | 2.2 | 5 | -6.7 | 0.6 | -3.3 | 4.4 | 0.6 | 2.8 | -2.8 | 5.2 | -0.5 | 3 | 0 | 3.3 | -3.3 | 6.1 | 3.9 | 4.4 | -2.8 | 14.4 | 6.1 | 3 | -1 | 19.4 | 18.3 | 21.1 | 18.3 | 0 | -3.8 | 15 | 12.2 | -4.1 | -8.7 | 0 | -5 | 18.9 | 16.1 | 10 | -11.1 | 13.7 | 1 | 19.4 | 17.8 | 15 | 0.4 | 13.9 | -6.7 | 8.9 | 6.1 | -3.3 | -7.8 | 8.9 | 0 | 5 | 2.2 | 2.6 | -0.6 | 9.4 | 7.2 | -3.1 | -5.4 | -0.6 | -1.1
-7 | -8 | -7.8 | -21.1 | 9.4 | 4.4 | 16.1 | 8.3 | 5.6 | -13.9 | 18.9 | 5.6 | 4 | 2 | 9.8 | 6 | 12.8 | 3.3 | 9.4 | 6.7 | 8.3 | 5.6 | 5 | 3.4 | 0.6 | -1.1 | 2.8 | 2.2 | 14 | 9 | 22.2 | 17.8 | 22.8 | 17.2 | 18.9 | 8.9 | 17.8 | 14.4 | 15 | 3.9 | 21.1 | 15.6 | 14.4 | -1.7 | 8.3 | 0 | -4.6 | -8.2 | 5.6 | -1.1 | -0.6 | -2.2 | -2.8 | -6.6 | 11.1 | 10 | 18.5 | 14 | 2.8 | 1.1 | -5 | -9 | -7.8 | -12.8 | -1.1 | -6.7 | 1.1 | -3.3 | -15.6 | -18.9 | 1.1 | -1.1 | -13.7 | -18.3 | 7.8 | 2.8 | 8.3 | -1.7 | 7.2 | 0.6 | 9.4 | -0.6 | -0.7 | -3.4 | -3.9 | -12.2 | 4.4 | 3.3 | 0.2 | -5.1 | 6.1 | 2.8 | 7.2 | 1.7 | 0.7 | -4 | 16.1 | -1.1 | 1.1 | -15.6 | 1.5 | -0.7 | 12.8 | 2.1 | 3.7 | -2.8 | 9.4 | 0.5 | 3.3 | -3.9 | 0 | -2.8 | 3.5 | -0.6 | 2.2 | -2.2 | 4.2 | -0.7 | 3 | -1 | 2.8 | -3.3 | 6.7 | 3.9 | 3.9 | -3.3 | 14.4 | 8.3 | 3 | -1 | 19.6 | 18.1 | 21.1 | 18.9 | -0.5 | -3.9 | 13.9 | 10.6 | -4.8 | -8.9 | 0 | -5 | 18.9 | 16.1 | 7.8 | -10.6 | 12.4 | 1.1 | 18.9 | 18.3 | 13.4 | 0.7 | 12.2 | 1.1 | 9.5 | 7.3 | -3.9 | -7.8 | 7.2 | 0 | 4.4 | 2.2 | 1.8 | -0.8 | 8.9 | 7.2 | -3.3 | -6.1 | -1.7 | -2.2
-3 | -6 | -8.3 | -22.8 | 7.8 | 3.3 | 15.6 | 8.3 | 4.1 | -11 | 16.7 | 5.6 | 3 | 1 | 8.5 | 5.3 | 12.8 | 2.8 | 9.4 | 6.7 | 7.8 | 5.6 | 4.4 | 2.5 | 0.2 | -0.8 | 3 | 2.1 | 14 | 10 | 22.2 | 18.4 | 22.2 | 16.7 | 17.8 | 8.9 | 17.8 | 14.4 | 14.4 | 4.4 | 20.7 | 15.3 | 13.9 | -2.2 | 7.9 | -0.1 | -5 | -8.9 | 5.6 | -1.1 | -0.6 | -2.2 | -3.3 | -7.1 | 10.6 | 10 | 18.3 | 13.3 | 2.8 | 1.1 | -5 | -7 | -8.4 | -13.1 | -0.6 | -6.1 | 0.6 | -4.4 | -16.7 | -19.4 | -0.6 | -1.7 | -15.6 | -20 | 10 | 3.3 | 8.3 | -1.7 | 7.2 | -0.6 | 8.3 | -0.6 | -1.1 | -3.9 | -3 | -10.3 | 3.9 | 2.7 | -0.2 | -5.5 | 3.9 | 1.7 | 6.7 | 1.1 | -0.6 | -5 | 15 | -0.6 | 1.1 | -15.6 | 1.3 | -0.8 | 12.2 | 0.9 | 1.9 | -3.3 | 8.9 | -1.1 | 2.2 | -3.3 | 0 | -2.8 | 2.6 | -1.9 | 2.2 | -2.2 | 3.3 | -1.1 | 1 | 0 | 2.8 | -2.8 | 6.1 | 4.4 | 2.8 | -3.3 | 13.9 | 10 | 3 | -2 | 19.8 | 18 | 20.6 | 18.9 | -1.1 | -4.4 | 12.8 | 8.9 | -5.6 | -9.4 | -0.6 | -5 | 18.9 | 16.1 | 5.6 | -10 | 11.1 | 1.1 | 18.9 | 18.3 | 11.7 | 0.6 | 8.3 | 2.8 | 10 | 8.5 | -4.4 | -7.8 | 7.2 | 0.6 | 4.4 | 2.2 | 1.1 | -1.1 | 8.3 | 6.1 | -3.3 | -5.6 | -1.7 | -3.3
-5 | -8 | -9.4 | -22.8 | 7.2 | 3.3 | 15 | 8.9 | 2.6 | -10.4 | 16.7 | 4.4 | 2 | 1 | 7.2 | 4.4 | 12.8 | 3.3 | 7.8 | 6.1 | 7.8 | 5.6 | 4.4 | 1.9 | -0.2 | -0.7 | 3.1 | 1.8 | 14 | 11 | 22.2 | 18.9 | 22.2 | 17.8 | 17.2 | 9.4 | 16.7 | 14.4 | 13.9 | 4.4 | 20.4 | 15 | 13.3 | -2.2 | 7.6 | -0.3 | -5.4 | -8.9 | 5 | -1.1 | -0.6 | -1.7 | -3.9 | -8.3 | 8.9 | 8.3 | 18.3 | 13.4 | 2.2 | 1.1 | -6 | -10 | -8.9 | -13.9 | -3.3 | -7.2 | 0 | -5 | -18.9 | -22.8 | -2.2 | -3.3 | -15.8 | -19.3 | 7.8 | 1.7 | 7.8 | -1.1 | 4.4 | -1.1 | 8.3 | -0.6 | -1.8 | -3.7 | -2 | -9.2 | 3.3 | 1.8 | -0.6 | -6.7 | 1.1 | 0 | 6.7 | 2.2 | -0.8 | -4.5 | 15 | 0 | -0.6 | -15 | 1.1 | -1.1 | 11.7 | -0.6 | 0 | -4.4 | 8.3 | -2.8 | 1.7 | -2.8 | 0 | -3.9 | 1.7 | -3.3 | 1.7 | -2.8 | 3.1 | -0.9 | 1 | 0 | 1.1 | -3.3 | 6.7 | 4.4 | 2.2 | -3.9 | 12.2 | 11.1 | 3 | -3 | 20 | 17.8 | 19.4 | 18.3 | -1.3 | -4.4 | 12.2 | 7.8 | -6 | -9.1 | -0.6 | -5.6 | 18.9 | 16.1 | 5 | -9.4 | 11.3 | 1.5 | 19.4 | 18.9 | 11.9 | 1.2 | 7.2 | 0.6 | 10.6 | 9.4 | -5 | -7.8 | 5.6 | 0.6 | 3.9 | 1.7 | 1.1 | -1.1 | 7.8 | 6.1 | -3.3 | -5.3 | -2.2 | -8.3
-5 | -7 | -10 | -22.8 | 7.2 | 3.3 | 14.4 | 10 | 1.1 | -11.1 | 16.7 | 3.9 | 1 | 1 | 6.7 | 4.5 | 11.7 | 6.1 | 8.3 | 6.7 | 7.8 | 5 | 3.3 | 1.4 | -0.6 | -0.6 | 3.3 | 1.7 | 14 | 11 | 22 | 19.2 | 22.2 | 17.8 | 17.2 | 9.4 | 16.1 | 14.4 | 13.3 | 5.6 | 20 | 14.4 | 13.3 | -1.7 | 7.2 | -0.6 | -5.7 | -9.2 | 4.4 | -1.1 | -0.6 | -1.7 | -4.1 | -7.4 | 8.3 | 7.8 | 18.3 | 13.4 | 1.1 | 1.1 | -8 | -12 | -9.5 | -14.8 | -3.3 | -6.7 | -0.6 | -6.7 | -18.3 | -23.9 | -3.3 | -3.9 | -15.9 | -18.8 | 6.7 | 1.7 | 7.8 | 0 | 3.9 | -2.2 | 7.2 | -0.6 | -2.6 | -4.1 | -1.1 | -9.4 | 2.8 | 1.1 | -1 | -5.7 | 0 | -1.7 | 5 | 2.2 | -0.9 | -4.5 | 15 | 1.1 | -2.8 | -15 | 0.5 | -1.4 | 11.1 | -0.1 | -0.7 | -4.3 | 8.1 | -1.7 | 1.7 | -2.2 | -1.1 | -3.9 | 0.9 | -3.7 | 1.1 | -2.8 | 3 | -0.9 | 0 | 0 | 0 | -3.9 | 6.7 | 4.4 | 2.2 | -3.3 | 11.7 | 10.6 | 3 | -2 | 19.4 | 17.4 | 18.9 | 18.3 | -1.5 | -4.8 | 10.6 | 6.1 | -6.3 | -9 | -0.6 | -5.6 | 18.9 | 16.7 | 3.9 | -9.4 | 11.5 | 2 | 19.4 | 18.9 | 12 | 1.3 | 5 | 1.7 | 10.4 | 9.3 | -5.6 | -7.2 | 3.9 | 0.6 | 3.3 | 0 | 1.1 | -1.3 | 8.3 | 6.1 | -3.3 | -5.6 | -2.8 | -8.9
-5 | -8 | -10.6 | -22.8 | 6.1 | 2.8 | 14.4 | 9.4 | 0.2 | -9.2 | 13.9 | 5 | 1 | 0 | 6.1 | 4.6 | 11.1 | 6.7 | 7.2 | 6.1 | 6.1 | 4.4 | 2.2 | 1.2 | -0.6 | -0.6 | 2.6 | 1.6 | 14 | 11 | 21.9 | 19.3 | 22.2 | 17.2 | 16.7 | 10 | 15.6 | 14.4 | 12.2 | 6.7 | 18.5 | 14.6 | 13.3 | -1.1 | 7.6 | -0.3 | -6.1 | -10 | 5 | -0.6 | -0.6 | -2.8 | -4.2 | -7.1 | 8.3 | 7.8 | 18.3 | 13.3 | 0.6 | 0.6 | -11 | -14 | -10 | -15.6 | -3.3 | -6.7 | -0.6 | -6.1 | -17.2 | -22.2 | -3.9 | -4.4 | -16.1 | -18.9 | 6.1 | 1.1 | 7.2 | -0.6 | 3.9 | -2.2 | 6.1 | -2.2 | -3.3 | -4.4 | -1.1 | -7.3 | 2.4 | 0.8 | -1.3 | -5.7 | 0 | -1.7 | 3.9 | 1.7 | -1.1 | -5 | 16.1 | 1.7 | -2.8 | -15 | 0 | -1.5 | 10.6 | 0.3 | -1.5 | -4.8 | 8 | -0.6 | 1.1 | -2.8 | -1.1 | -3.9 | 0.2 | -4.3 | 0.6 | -3.3 | 2.8 | -1.1 | 0 | 0 | 1.1 | -2.8 | 6.7 | 4.4 | 0.6 | -3.9 | 11.7 | 11.1 | 2 | -2 | 18.9 | 17.1 | 18.9 | 17.8 | -1.7 | -5.6 | 10 | 6.1 | -6.7 | -9.4 | -0.6 | -5 | 18.9 | 16.1 | 3.9 | -8.9 | 11.7 | 2.2 | 19.4 | 18.9 | 12.2 | 1.7 | 2.8 | 1.1 | 10.2 | 9.2 | -5.6 | -7.8 | 3.9 | -0.6 | 2.2 | -1.1 | 1.1 | -1.7 | 9.4 | 7.2 | -3.7 | -5.6 | -3.3 | -10
-9 | -12 | -11.1 | -22.2 | 6.7 | 2.8 | 14.4 | 9.4 | -0.8 | -8.7 | 13.3 | 5 | 1 | 0 | 5.6 | 4.4 | 12.2 | 3.3 | 6.7 | 6.1 | 6.1 | 3.9 | 1.1 | 0.1 | -0.6 | -0.6 | 1.8 | 1.2 | 14 | 11 | 21.7 | 19.4 | 21.7 | 17.2 | 16.7 | 10.6 | 16.7 | 15 | 12.2 | 6.1 | 17.1 | 14.8 | 13.3 | 0 | 7.9 | -0.5 | -6.7 | -9.8 | 5.6 | 0 | -0.6 | -3.3 | -4.4 | -7.2 | 7.8 | 7.2 | 18.3 | 14 | 0.6 | 0.6 | -11 | -13 | -10.6 | -16.6 | -3.9 | -6.7 | -0.6 | -6.7 | -19.4 | -23.3 | -4.4 | -5.6 | -16.5 | -19.1 | 6.7 | 1.1 | 5.6 | -1.1 | 3.3 | -3.3 | 6.7 | 0 | -3.5 | -4.6 | -1.1 | -6.4 | 2.1 | 0.5 | -1.7 | -6.1 | 0 | -1.7 | 4.4 | 3.3 | -1.5 | -4.8 | 17.2 | 2.2 | -4.4 | -13.9 | -0.6 | -2.2 | 10 | 0.6 | -2.2 | -5.6 | 7.8 | 0 | 1.7 | -3.3 | -2.2 | -5 | -0.6 | -5.6 | 0.6 | -3.3 | 2.8 | -1.4 | 0 | -1 | 1.7 | -2.2 | 6.1 | 4.4 | 1.7 | -3.3 | 11.7 | 10.6 | 2 | -2 | 18.3 | 16.7 | 20 | 17.2 | -1.9 | -5.5 | 9.4 | 3.9 | -7.4 | -9.3 | -1.1 | -5 | 18.9 | 16.7 | 6.7 | -9.4 | 12.1 | 2.8 | 20 | 19.4 | 12 | 0.4 | 2.2 | 0.6 | 10 | 8.9 | -5.6 | -7.8 | 3.3 | 0.6 | 1.7 | -1.1 | 0.9 | -0.8 | 8.9 | 6.7 | -4 | -5.9 | -4.4 | -10
-10 | -12 | -12.2 | -22.8 | 6.7 | 2.8 | 15 | 10 | -1.7 | -9.4 | 11.7 | 5 | 1 | 0 | 5.8 | 4.6 | 12.2 | 2.8 | 8.9 | 6.7 | 5.6 | 3.9 | 2.2 | -0.2 | -0.6 | -0.6 | 1.1 | 1.1 | 14 | 12 | 21.1 | 19.2 | 21.7 | 17.2 | 15 | 12.2 | 17.2 | 15.6 | 11.7 | 6.7 | 15.6 | 14.4 | 13.3 | 1.1 | 8.3 | -0.6 | -7.2 | -9.9 | 5.6 | 0 | -0.6 | -3.9 | -4.2 | -6.7 | 7.2 | 5.6 | 18.3 | 14.4 | 1.1 | 0.6 | -8 | -11 | -11.1 | -18.3 | -3.3 | -7.2 | -1.1 | -7.2 | -20 | -23.9 | -5 | -6.1 | -16.8 | -19.5 | 4.4 | 1.1 | 5.6 | -1.1 | 2.8 | -3.9 | 7.2 | 0 | -3.7 | -5.1 | -1.1 | -6.1 | 1.7 | 0 | -1.7 | -5.6 | 0.6 | 0 | 2.8 | 2.8 | -1.8 | -4.9 | 14.4 | 2.8 | -5.6 | -12.8 | -0.4 | -1.8 | 10 | 0.6 | -1.7 | -4.8 | 7.4 | 0.8 | 1.1 | -3.3 | 0 | -3.3 | -1 | -5.4 | 0.6 | -3.3 | 2.8 | -1.9 | -1 | -2 | 0 | -3.3 | 6.1 | 4.4 | 1.1 | -3.9 | 11.1 | 10.6 | 2 | -2 | 18.5 | 16.7 | 19.4 | 17.2 | -2 | -5.7 | 8.3 | 3.3 | -8.2 | -9.6 | -1.7 | -5.6 | 19.4 | 17.2 | 5 | -8.3 | 12.4 | 3.1 | 20 | 19.4 | 11.9 | -0.8 | 2.8 | 0 | 9.3 | 7.8 | -5.6 | -7.8 | 1.7 | 0 | 1.7 | 0 | 0.8 | 0 | 8.9 | 6.7 | -4.4 | -6.7 | -4.4 | -12.2
-10 | -12 | -12.8 | -22.2 | 6.7 | 1.7 | 15.6 | 11.7 | 1.5 | -7.4 | 12.2 | 5 | 2 | 0 | 5.9 | 4.4 | 12.2 | 2.8 | 8.3 | 6.7 | 5 | 3.3 | 3.3 | -0.6 | -0.6 | -0.6 | 1.5 | 1.5 | 15 | 12 | 20.6 | 19.1 | 22.2 | 16.7 | 15.6 | 12.2 | 17.2 | 15.6 | 11.1 | 6.7 | 16.9 | 14.8 | 13.3 | 1.7 | 8.3 | -0.6 | -7.8 | -10.6 | 5 | 0 | -0.6 | -3.3 | -4.1 | -6.6 | 7.8 | 7.8 | 18.3 | 15 | 1.1 | 0.6 | -6 | -11 | -12.2 | -15.6 | -3.9 | -7.2 | -1.1 | -6.7 | -20 | -23.3 | -6.7 | -7.2 | -17.2 | -20.6 | 6.1 | 1.7 | 5 | -0.6 | -0.6 | -2.8 | 6.7 | 0 | -3.9 | -5.6 | -0.5 | -5.3 | 1.7 | -0.2 | -1.7 | -5.6 | 0.6 | 0 | 3.3 | 2.8 | -2.2 | -5.6 | 11.1 | 1.1 | -4.4 | -13.3 | -0.2 | -1.6 | 10 | 0.6 | -1.1 | -4.4 | 7.1 | 1.6 | 1.1 | -3.3 | -0.6 | -2.8 | -1.3 | -5.7 | 1.7 | -2.8 | 2.8 | -2.8 | 0 | -2 | -1.1 | -3.9 | 6.1 | 4.4 | 0.6 | -3.9 | 11.1 | 10.6 | 1 | -2 | 18.7 | 16.7 | 18.3 | 17.2 | -2.2 | -6.7 | 8.3 | 3.3 | -8.9 | -10 | -2.2 | -6.1 | 19.4 | 17.2 | 7.2 | -8.9 | 12.8 | 3.3 | 20 | 19.4 | 11.7 | -2.8 | 2.8 | 0.6 | 8.5 | 6.3 | -2.8 | -8.3 | 1.7 | 0 | 1.1 | -0.6 | 0.6 | 0.6 | 8.9 | 5.6 | -4 | -5.9 | -4.4 | -12.2
-10 | -12 | -12.2 | -21.7 | 6.7 | 0.6 | 15.6 | 12.8 | 4.6 | -6.7 | 11.1 | 5 | 2 | 1 | 6.1 | 4.4 | 11.1 | 6.7 | 8.9 | 7.2 | 5.6 | 3.9 | 2.8 | -1.7 | -0.6 | -0.6 | 1.8 | 1.8 | 15 | 13 | 20 | 18.9 | 22.2 | 16.1 | 15 | 12.8 | 17.8 | 16.7 | 11.1 | 7.2 | 18.1 | 15 | 15 | 1.7 | 8.3 | -1.1 | -5.8 | -9.1 | 5 | 0 | -0.6 | -3.3 | -3.9 | -6.7 | 8.3 | 8.3 | 18.7 | 15.6 | 1.1 | 1.1 | -6 | -11 | -10.6 | -15.6 | -2.2 | -5 | -1.7 | -6.7 | -20.6 | -23.9 | -6.7 | -7.8 | -16.3 | -19.2 | 7.2 | 0.6 | 5.6 | 0.6 | -0.6 | -3.3 | 7.8 | 0 | -1.1 | -3.9 | 0 | -4.9 | 1.7 | -0.6 | -1.7 | -6.1 | 5.6 | 2.8 | 3.9 | 3.9 | -1.3 | -4.6 | 10 | 1.7 | -1.1 | -12.2 | 0 | -1.7 | 10 | 0.6 | -0.6 | -4.4 | 6.7 | 2.2 | 1.7 | -2.2 | 0 | -2.8 | -1.7 | -6.7 | 1.1 | -2.8 | 3.2 | -3 | 0 | -1 | -1.1 | -3.3 | 6.1 | 5 | 0.6 | -3.3 | 11.7 | 9.4 | 2 | -2 | 18.9 | 16.7 | 18.3 | 16.7 | -1.8 | -6 | 7.8 | 4.4 | -6.1 | -8.2 | -1.7 | -6.1 | 19.4 | 18.3 | 5.6 | -7.8 | 12.8 | 4.8 | 20.6 | 20 | 12.4 | -2.3 | 3.3 | 0 | 7.8 | 5 | -1.1 | -7.8 | 2.8 | 1.1 | 0.6 | -1.1 | 1.1 | 0.2 | 8.3 | 5 | -3.7 | -5.6 | -4.4 | -12.8
-11 | -13 | -11.7 | -20 | 6.7 | 0.6 | 15.6 | 12.8 | 7.8 | -7.8 | 14.4 | 5 | 5 | 2 | 9.1 | 6.2 | 12.2 | 7.2 | 9.4 | 7.2 | 8.3 | 5 | 7.8 | -1.1 | -0.6 | -0.6 | 2.2 | 2.2 | 15 | 14 | 22.2 | 19.4 | 23.3 | 17.2 | 16.1 | 12.8 | 19.4 | 18.3 | 11.7 | 7.2 | 19.4 | 15 | 16.1 | 1.7 | 8.3 | -1.7 | -3.7 | -7.8 | 6.1 | 0 | -0.6 | -3.3 | -3.2 | -6.4 | 12.2 | 12.2 | 19 | 16.1 | 1.7 | 0.6 | -7 | -12 | -7.8 | -13.3 | 0.6 | -4.4 | -1.7 | -6.1 | -17.2 | -20 | -5 | -6.1 | -15.3 | -18.2 | 9.4 | -2.2 | 8.9 | 2.8 | -0.6 | -2.2 | 10.6 | 1.1 | 1.6 | -2.7 | 0.6 | -5.6 | 1.7 | -1.1 | -0.2 | -5.3 | 8.3 | 3.3 | 5.6 | 5.6 | -0.3 | -3.9 | 8.9 | 1.7 | 2.8 | -11.7 | 2.4 | -1.2 | 11.5 | 0.6 | 2.4 | -2.9 | 7.4 | 2.7 | 3.3 | -1.1 | 1.1 | -2.2 | -1.9 | -5.8 | 4.4 | -0.6 | 3.5 | -3.9 | 2 | 0 | 2.2 | -1.7 | 6.1 | 4.4 | 3.9 | -0.6 | 12.8 | 8.9 | 4 | -1 | 20.9 | 17.1 | 19.4 | 17.2 | -1.5 | -6 | 7.2 | 5 | -3.4 | -6.8 | -1.1 | -5.6 | 21.1 | 18.3 | 9.4 | -8.3 | 12.8 | 5.7 | 20.6 | 20 | 13.2 | -2 | 3.9 | 0 | 7.2 | 2.9 | 2.2 | -7.2 | 5 | 1.7 | 0.6 | -0.6 | 1.7 | -0.1 | 8.3 | 4.4 | -3.3 | -5.6 | -2.2 | -10
-6 | -10 | -11.1 | -20.6 | 7.2 | 0.6 | 16.1 | 13.3 | 10.2 | -6.7 | 17.2 | 5 | 7 | 3 | 12 | 7.5 | 14.4 | 6.1 | 10.6 | 8.3 | 9.4 | 5.6 | 11.1 | 1.9 | 1.3 | 0 | 2.9 | 1.9 | 17 | 15 | 24.5 | 20 | 23.3 | 17.2 | 17.2 | 13.3 | 21.7 | 18.9 | 11.1 | 7.2 | 21.5 | 14.9 | 10.6 | 1.7 | 8.9 | -2.1 | -1.7 | -7.8 | 7.8 | 0.6 | -0.6 | -3.3 | -2.4 | -6.4 | 14.4 | 12.8 | 19.4 | 16.7 | 1.7 | 1.1 | -4 | -10 | -6.1 | -11.7 | 2.8 | -2.8 | -1.7 | -6.7 | -15 | -17.2 | -2.2 | -3.9 | -14.4 | -17.8 | 7.8 | 0 | 12.2 | 3.3 | -0.6 | -2.2 | 13.3 | 0.6 | 4.4 | -2.2 | 1.9 | -4.5 | 3.4 | -1.4 | 1.3 | -5.6 | 10.6 | 2.8 | 7.2 | 6.7 | 0.6 | -3.9 | 10.6 | 2.8 | 4.4 | -12.8 | 4.8 | -1.6 | 12.9 | 0.6 | 5.3 | -2.2 | 8.2 | 3.5 | 5 | -1.7 | 3.9 | -0.6 | -2 | -5.4 | 6.1 | 0.6 | 3.9 | -5.6 | 5 | -1 | 4.4 | -1.1 | 6.1 | 5 | 6.7 | 0.6 | 13.9 | 8.9 | 5 | 0 | 23 | 17.7 | 21.1 | 17.2 | -1.1 | -6.7 | 6.7 | 3.9 | -0.6 | -6.1 | 0 | -5 | 22.2 | 17.2 | 12.8 | -9.4 | 12.8 | 6.7 | 21.1 | 20 | 13.9 | -2.8 | 5 | -0.6 | 6.7 | 0.6 | 3.3 | -6.1 | 6.7 | 2.2 | 1.7 | 0 | 2.2 | -0.6 | 8.9 | 4.4 | -1.3 | -4 | -0.6 | -9.4
-3 | -8 | -10 | -19.4 | 7.8 | 0.6 | 16.7 | 13.9 | 12.6 | -7.1 | 19.4 | 5 | 8 | 3 | 15 | 8.9 | 16.7 | 4.4 | 12.2 | 10 | 11.1 | 5 | 13.4 | 4 | 3.1 | 0.3 | 3.7 | 1.6 | 17 | 15 | 26.7 | 20 | 23.9 | 17.2 | 18.9 | 14.4 | 23.9 | 18.9 | 10.6 | 7.2 | 23.5 | 14 | 10.6 | -0.6 | 9.4 | -2.8 | -0.4 | -7 | 11.7 | 1.7 | -0.6 | -4.4 | -1.7 | -7.2 | 17.2 | 13.9 | 19.4 | 16.1 | 2.2 | 1.1 | -2 | -9 | -3.9 | -9.4 | 5.6 | 0 | -1.7 | -7.2 | -15 | -20.6 | 1.1 | -2.8 | -12 | -16.4 | 6.1 | 2.8 | 15.6 | 3.3 | -0.6 | -2.2 | 15.6 | 2.2 | 6.3 | -2 | 3.1 | -4.5 | 5 | -2.5 | 2.8 | -6.7 | 11.7 | 4.4 | 11.7 | 6.7 | 2.6 | -2.7 | 12.8 | 2.2 | 6.1 | -11.1 | 7.2 | -2.8 | 14.4 | 0 | 8.3 | -2.2 | 8.9 | 3.9 | 8.9 | -2.8 | 7.8 | -0.6 | -2.2 | -5.6 | 9.4 | 1.1 | 5.6 | -4.5 | 6 | 0 | 7.2 | -0.6 | 6.1 | 5 | 9.4 | -0.6 | 15 | 9.4 | 7 | 0 | 25 | 17.8 | 23.9 | 17.2 | -0.4 | -6.1 | 6.7 | 2.8 | 0.7 | -5.1 | 0.6 | -4.4 | 24.4 | 17.2 | 14.4 | -9.4 | 12.4 | 8.3 | 21.7 | 20.6 | 16.3 | -1.5 | 5 | -1.1 | 6.1 | -2.2 | 3.9 | -6.7 | 8.9 | 2.8 | 2.2 | 0.6 | 3.9 | 0.9 | 11.1 | 3.9 | 0.8 | -2.8 | 1.1 | -7.8
-1 | -5 | -9.4 | -20 | 7.8 | 1.1 | 17.2 | 14.4 | 15 | -9.4 | 21.1 | 3.3 | 8 | 2 | 16.3 | 8.8 | 16.7 | 5 | 13.3 | 10.6 | 11.7 | 4.4 | 15.6 | 5.6 | 5 | 0.6 | 4.4 | 1.1 | 17 | 16 | 28.4 | 19.9 | 25.6 | 17.2 | 20.6 | 15.6 | 26.1 | 18.3 | 10.6 | 8.3 | 25.6 | 12.8 | 13.3 | 0 | 10 | -4.4 | 0.9 | -7.2 | 13.9 | 2.8 | 0 | -3.9 | -0.9 | -6 | 18.9 | 12.2 | 19.4 | 15.7 | 2.2 | 1.1 | -1 | -7 | -2.2 | -10 | 6.1 | 1.1 | -0.6 | -8.3 | -13.9 | -19.4 | 3.3 | -3.3 | -9.6 | -15.6 | 8.9 | 3.9 | 18.3 | 3.3 | -0.6 | -3.9 | 17.2 | 2.2 | 8.1 | -2.2 | 4.4 | -5 | 6.7 | -4.4 | 4.6 | -5.6 | 14.4 | 2.8 | 15 | 5.6 | 4.7 | -2.3 | 15 | 2.8 | 7.8 | -10.6 | 8.3 | -2.9 | 15.3 | -0.1 | 10.7 | -1.5 | 9.6 | 4.4 | 10.6 | -2.2 | 10 | -0.6 | -1.7 | -5.3 | 12.8 | 2.2 | 7.2 | -4.6 | 7 | 0 | 8.9 | -0.6 | 6.7 | 5 | 11.7 | -0.6 | 17.2 | 8.3 | 8 | 0 | 25.6 | 17.5 | 26.1 | 18.3 | 0.4 | -6.1 | 6.1 | 1.7 | 2 | -5 | 1.1 | -3.9 | 24.4 | 15 | 15 | -9.4 | 12.1 | 9.5 | 23.9 | 20.6 | 18.7 | -1 | 6.1 | -2.2 | 6.1 | -2.7 | 5.6 | -6.7 | 11.1 | 3.9 | 2.8 | 0.6 | 5.5 | 2.3 | 11.7 | 1.7 | 2.8 | -2.2 | 3.3 | -8.9
0 | -5 | -8.9 | -19.4 | 8.9 | 1.7 | 18.9 | 15 | 15.6 | -8.3 | 22.2 | 2.8 | 9 | 2 | 17.6 | 8.5 | 16.1 | 7.8 | 13.3 | 8.9 | 13.3 | 3.9 | 15 | 5.6 | 8.7 | 0.9 | 3.7 | 0.9 | 18 | 16 | 30 | 19.1 | 26.1 | 17.2 | 22.8 | 15.6 | 27.2 | 17.8 | 10.6 | 9.4 | 25.8 | 13.7 | 15 | 0.6 | 10.2 | -4.4 | 2.2 | -8.9 | 15 | 5 | 0.6 | -3.3 | -0.2 | -5.3 | 18.9 | 11.7 | 19.4 | 15 | 2.8 | 1.1 | -1 | -6 | -1.7 | -10 | 6.7 | 1.1 | -0.6 | -8.3 | -15 | -20.6 | 3.9 | -3.3 | -7.2 | -16.1 | 11.7 | 1.1 | 20 | 1.7 | -0.6 | -3.9 | 18.3 | 1.1 | 10 | -3.3 | 4.6 | -4.4 | 7.2 | -4.3 | 6.5 | -5.7 | 13.3 | 3.9 | 17.2 | 6.7 | 6.7 | -2.2 | 16.7 | 0 | 9.4 | -10 | 9.5 | -3.6 | 16.3 | 0 | 13.2 | -1 | 10.4 | 5.2 | 11.1 | -3.3 | 10.6 | -1.1 | -1.1 | -5.3 | 14.4 | 2.8 | 8.9 | -5.6 | 8 | 0 | 10 | -1.1 | 6.7 | 5 | 13.3 | -0.6 | 17.2 | 8.3 | 9 | 0 | 26.1 | 16.9 | 27.2 | 18.9 | 1.1 | -7.2 | 6.1 | 0.6 | 3.3 | -5.6 | 2.2 | -3.3 | 25.6 | 15.6 | 17.8 | -8.3 | 11.7 | 10.6 | 25.6 | 20 | 21.1 | -1.1 | 7.8 | -2.8 | 6.1 | -3.4 | 6.1 | -6.7 | 11.7 | 4.4 | 5 | 0.6 | 7.2 | 3.9 | 13.3 | 0 | 2.6 | -2 | 5 | -7.8
1 | -5 | -8.3 | -17.8 | 11.1 | 1.7 | 19.4 | 15.6 | 16.1 | -8 | 23.9 | 3.3 | 11 | 4 | 18.9 | 7.8 | 16.7 | 7.2 | 14.4 | 5 | 15 | 3.3 | 13.9 | 2.8 | 12.4 | 0.5 | 2.9 | 0.8 | 19 | 17 | 31.7 | 18.3 | 26.1 | 16.7 | 23.9 | 15 | 28.3 | 17.8 | 11.1 | 10 | 25.9 | 14.7 | 16.1 | 1.1 | 10.4 | -4.6 | 2.2 | -8.3 | 15.6 | 5.6 | 1.1 | -3.3 | 0.6 | -5.6 | 20 | 11.7 | 20.9 | 15.9 | 3.9 | 1.1 | 0 | -2 | 0 | -9.4 | 7.2 | 0 | 0 | -7.8 | -14.4 | -20.6 | 4.4 | -3.3 | -6.3 | -14.8 | 11.1 | -1.7 | 21.7 | 2.8 | 0 | -3.3 | 20 | 2.2 | 11.1 | -3 | 4.8 | -4.2 | 7.8 | -4.4 | 8.3 | -6.7 | 13.9 | 3.3 | 18.3 | 8.3 | 8.5 | -1.2 | 17.2 | -3.3 | 12.8 | -9.4 | 10.6 | -5 | 17.2 | -0.6 | 15.6 | -1.7 | 11.1 | 5.6 | 11.1 | -1.7 | 11.7 | 0 | -0.6 | -6.1 | 15 | 3.3 | 9.5 | -4.9 | 9 | 0 | 11.1 | -1.7 | 7.2 | 5 | 14.4 | -1.1 | 12.2 | 9.4 | 10 | 1 | 26.7 | 16.7 | 17.2 | 15 | 1.5 | -6.5 | 7.2 | 1.1 | 4.2 | -4.2 | 3.3 | -2.8 | 27.2 | 13.9 | 20.6 | -12.8 | 11.9 | 10.8 | 26.1 | 18.3 | 22.2 | -0.4 | 8.9 | -3.9 | 6.1 | -5 | 7.2 | -7.8 | 12.8 | 4.4 | 6.7 | -0.6 | 7.8 | 3.8 | 13.9 | 0.6 | 2.4 | -2.2 | 6.7 | -9.4
2 | -2 | -7.8 | -12.8 | 12.2 | 1.1 | 20 | 16.1 | 16.7 | -9.4 | 24.4 | 3.3 | 10 | 1 | 19.1 | 7.6 | 16.1 | 7.8 | 15 | 4.4 | 15.6 | 3.3 | 14.4 | 6.7 | 16.1 | -2.2 | 2.2 | 0.6 | 19 | 17 | 31.7 | 17.6 | 26.1 | 16.7 | 23.9 | 15.6 | 28.9 | 16.1 | 11.7 | 10.6 | 26.1 | 15.6 | 16.1 | 0 | 10.6 | -6.1 | 2.2 | -8.9 | 16.7 | 5.6 | 1.7 | -2.2 | 1 | -4.8 | 21.7 | 12.2 | 22.4 | 16.5 | 3.9 | 1.1 | 0 | -1 | -0.6 | -8.9 | 7.2 | 1.1 | 0 | -8.3 | -15 | -20 | 5 | -3.9 | -5.3 | -14.5 | 9.4 | -1.1 | 22.8 | 3.3 | -0.6 | -2.8 | 21.1 | 2.8 | 12.2 | -2.8 | 5 | -5 | 8.3 | -5.6 | 8.7 | -6.3 | 15 | 1.7 | 19.4 | 8.3 | 10.4 | -0.1 | 18.3 | -4.4 | 15.6 | -7.8 | 10.8 | -5.4 | 16.5 | 1 | 16.1 | -1.7 | 11.5 | 6 | 11.1 | -0.6 | 11.7 | 0 | -1.1 | -5.7 | 16.7 | 4.4 | 10 | -4.9 | 9 | 1 | 11.7 | -3.3 | 7.2 | 5.6 | 15 | -0.6 | 10.6 | 7.8 | 11 | 0 | 25.4 | 16.8 | 16.7 | 15 | 1.8 | -6.7 | 6.7 | 1.7 | 5.2 | -3.9 | 4.4 | -2.2 | 27.2 | 10.6 | 20.6 | -11.1 | 12 | 10.9 | 26.7 | 18.3 | 23.3 | -0.8 | 8.9 | -3.9 | 5.7 | -5 | 7.2 | -7.8 | 13.9 | 4.4 | 7.8 | -1.1 | 8.3 | 4 | 13.3 | -1.7 | 2.2 | -2.8 | 8.3 | -9.4
2 | -2 | -7.2 | -12.2 | 12.8 | 0.6 | 20 | 16.1 | 16.1 | -7.3 | 25 | 3.3 | 11 | 2 | 19.2 | 6.7 | 16.7 | 7.2 | 15 | 5 | 15.6 | 4.4 | 15 | 6.1 | 13.1 | -0.5 | 3.1 | 0.8 | 19 | 16 | 31.7 | 16.9 | 25 | 17.2 | 23.9 | 15 | 28.9 | 15.6 | 12.2 | 11.1 | 25.7 | 15.4 | 17.8 | -3.9 | 10.6 | -5.9 | 2.2 | -10.6 | 17.2 | 4.4 | 3.3 | -3.3 | 1.3 | -5.2 | 20.6 | 12.2 | 23.9 | 17.2 | 4.4 | 0.6 | 1 | -1 | 0 | -8.9 | 7.2 | 1.1 | -0.6 | -8.3 | -13.9 | -18.9 | 5.6 | -3.9 | -4.4 | -15.6 | 7.8 | -1.7 | 23.9 | 2.2 | 0 | -1.7 | 22.2 | 1.7 | 13.3 | -3.3 | 4.8 | -4.4 | 7.9 | -4.3 | 9 | -6.4 | 13.9 | 1.7 | 20.6 | 7.8 | 12.2 | 0.6 | 18.9 | -5.6 | 16.7 | -7.2 | 10.9 | -6.5 | 15.7 | 1.8 | 16.7 | -2.1 | 11.8 | 6.3 | 11.1 | -3.3 | 12.8 | 0.6 | -1.7 | -5.9 | 16.1 | 4.4 | 10.6 | -6.1 | 9 | 2 | 12.8 | -4.4 | 7.8 | 5.6 | 13.3 | -1.7 | 10.6 | 8.3 | 11 | 0 | 24.1 | 16.9 | 16.1 | 15.6 | 2.2 | -7.8 | 7.2 | 2.2 | 6.1 | -3.9 | 5.6 | -3.3 | 26.7 | 10.6 | 22.8 | -12.2 | 12.2 | 11.1 | 26.1 | 18.3 | 24.4 | -0.6 | 8.3 | -3.9 | 5.4 | -5.7 | 6.7 | -5.6 | 13.9 | 4.4 | 8.3 | -2.2 | 8.9 | 3.9 | 14.4 | -1.1 | 2 | -2.6 | 9.4 | -11.7
2 | -3 | -6.7 | -12.2 | 12.8 | -1.1 | 19.4 | 16.1 | 15.6 | -7 | 25 | 3.3 | 11 | 2 | 19.4 | 6.1 | 15 | 8.3 | 15 | 5 | 15.6 | 6.1 | 15 | 5 | 10.2 | -0.3 | 4.1 | 0.9 | 20 | 16 | 31.7 | 16.1 | 25 | 17.8 | 21.7 | 17.2 | 27.8 | 18.9 | 12.8 | 11.1 | 25.4 | 15.2 | 17.2 | -6.7 | 10.6 | -6.8 | 1.3 | -9.1 | 17.2 | 3.3 | 4.4 | -5 | 1.7 | -6.1 | 20.6 | 12.2 | 23.3 | 15.9 | 4.4 | 1.7 | 1 | -1 | 0 | -8.3 | 6.7 | 1.7 | -0.6 | -8.9 | -14.4 | -20 | 5 | -3.3 | -4.4 | -14.2 | 8.3 | -1.7 | 24.4 | 3.9 | -1.1 | -2.2 | 22.8 | 1.1 | 12.8 | -2.3 | 4.6 | -4.6 | 7.6 | -3.4 | 9.4 | -7.8 | 14.4 | 1.7 | 20 | 7.8 | 11.8 | 0.5 | 18.3 | -5.6 | 16.7 | -6.7 | 11.1 | -8.9 | 15 | 2.8 | 17.2 | -2.8 | 12.2 | 6.7 | 11.1 | -2.2 | 13.3 | 0 | -2.2 | -6.7 | 15.6 | 4.4 | 10.4 | -5.3 | 10 | 2 | 13.3 | -5 | 7.8 | 6.1 | 13.9 | -1.7 | 10 | 6.7 | 11 | 1 | 22.8 | 16.7 | 16.1 | 15.6 | 2 | -6.5 | 7.8 | 2.2 | 5.5 | -3.2 | 6.1 | -2.8 | 26.7 | 11.1 | 22.8 | -8.3 | 12 | 11.1 | 26.1 | 18.9 | 23.5 | -0.1 | 8.3 | -4.4 | 5 | -7.2 | 5.6 | -4.4 | 13.9 | 4.4 | 8.9 | -3.3 | 7.6 | 3.5 | 12.8 | -1.7 | 1.9 | -2.6 | 10 | -8.3
2 | -2 | -6.1 | -11.1 | 12.2 | -1.1 | 18.3 | 16.7 | 15 | -7.2 | 25 | 2.8 | 11 | 1 | 18.5 | 7.3 | 16.7 | 7.2 | 16.1 | 3.9 | 14.4 | 4.4 | 13.3 | 5.6 | 7.2 | -0.6 | 5 | 1.1 | 19 | 15 | 30.6 | 15.9 | 24.4 | 18.3 | 21.7 | 17.2 | 26.1 | 18.9 | 12.8 | 11.7 | 25 | 15 | 16.7 | -7.8 | 10.6 | -8.9 | 0.3 | -8.6 | 17.2 | 4.4 | 3.9 | -6.7 | 1.1 | -5.5 | 20.6 | 12.2 | 22.8 | 14.7 | 4.4 | 1.1 | 1 | -1 | -0.6 | -9.4 | 5.6 | 0.6 | -2.2 | -8.9 | -13.9 | -21.7 | 3.9 | -2.2 | -4.4 | -14.2 | 6.7 | -2.8 | 22.8 | 3.9 | -1.1 | -2.2 | 22.2 | 2.2 | 12.2 | -1.5 | 4.4 | -5.6 | 7.2 | -3.3 | 7.9 | -6.5 | 13.3 | 0.6 | 19.4 | 7.2 | 11.5 | 0.9 | 17.8 | -6.7 | 16.7 | -5.6 | 9.8 | -6.6 | 13.3 | 3.7 | 15.7 | -2.4 | 12.4 | 7.5 | 10 | -1.1 | 12.2 | -1.1 | -2.9 | -6.6 | 16.1 | 4.4 | 10.2 | -5.5 | 10 | 4 | 12.8 | -7.2 | 7.8 | 6.7 | 12.2 | -0.6 | 10 | 6.1 | 10 | 0 | 20.9 | 16.5 | 16.1 | 15.6 | 1.9 | -6.1 | 8.3 | 2.2 | 5 | -3.1 | 6.1 | -4.4 | 26.1 | 9.4 | 22.2 | -7.8 | 11.9 | 11.2 | 24.4 | 19.4 | 22.6 | -0.2 | 8.3 | -5.6 | 4.3 | -7.2 | 5.6 | -5 | 13.3 | 3.9 | 8.9 | -3.3 | 6.3 | 2.8 | 10.6 | 0.6 | 1.7 | -3.3 | 10.6 | -9.4
1 | -2 | -5.6 | -11.1 | 10.6 | -1.1 | 17.8 | 16.1 | 12.4 | -6.3 | 24.4 | 1.7 | 10 | 3 | 17.6 | 8.2 | 17.2 | 4.4 | 12.8 | 3.9 | 13.3 | 5 | 11.1 | 6.7 | 5.4 | -0.6 | 3.9 | 0.7 | 18 | 14 | 29.4 | 15.2 | 23.9 | 17.8 | 18.9 | 17.8 | 24.4 | 18.3 | 12.8 | 11.7 | 24.1 | 14.8 | 15.6 | -7.8 | 9.5 | -7.6 | -0.6 | -9.4 | 15.6 | 3.9 | 2.8 | -5 | 0.6 | -5.6 | 18.3 | 11.7 | 22.2 | 13.3 | 4.4 | 1.7 | 1 | -1 | 0 | -8.9 | 3.9 | 1.1 | -3.3 | -8.3 | -15 | -22.2 | 2.8 | -2.2 | -4.4 | -15.6 | 5 | -3.3 | 21.1 | 3.9 | -1.7 | -2.2 | 21.1 | 3.9 | 11.7 | -1.1 | 3.5 | -4.8 | 6.7 | -2.4 | 6.5 | -6.6 | 12.2 | 1.7 | 18.3 | 8.3 | 11.1 | 0.6 | 16.7 | -7.8 | 15 | -6.7 | 8.5 | -5.4 | 11.7 | 4.5 | 14.3 | -1.9 | 12.6 | 8.1 | 8.3 | -0.6 | 9.4 | -0.6 | -3.7 | -7.4 | 15 | 3.9 | 10 | -6.7 | 10 | 4 | 11.1 | -3.9 | 8.3 | 6.7 | 11.7 | -0.6 | 8.9 | 6.1 | 11 | 1 | 19.1 | 16.2 | 16.7 | 15.6 | 1.7 | -6.7 | 8.3 | 1.7 | 4.4 | -3.3 | 6.1 | -3.9 | 24.4 | 14.4 | 21.1 | -8.9 | 11.7 | 11.1 | 23.9 | 19.4 | 21.7 | 0 | 7.8 | -5.6 | 3.5 | -7.8 | 4.4 | -2.2 | 12.2 | 3.3 | 6.7 | -3.3 | 5 | 2.2 | 11.1 | 1.1 | 0.9 | -3 | 8.3 | -11.1
2 | -2 | -6.7 | -11.1 | 10 | -1.7 | 17.2 | 15.6 | 9.8 | -7 | 23.3 | 1.7 | 9 | 4 | 16.7 | 8.9 | 15 | 5.6 | 10.6 | 2.2 | 11.7 | 5.6 | 8.3 | 6.7 | 3.5 | -0.9 | 2.8 | 0.5 | 18 | 15 | 28.3 | 15 | 23.3 | 18.3 | 18.3 | 17.2 | 22.2 | 17.8 | 12.8 | 12.2 | 23.1 | 14.2 | 11.7 | -8.3 | 8.3 | -7.7 | -1.3 | -8.3 | 13.9 | 4.4 | 0 | -3.9 | 0 | -6.7 | 15 | 12.2 | 21.1 | 13.8 | 4.4 | 1.7 | 1 | 0 | -0.6 | -7.8 | 3.3 | 0.6 | -4.4 | -8.3 | -16.7 | -25 | 1.7 | -2.2 | -6.1 | -14.6 | 3.9 | -3.9 | 16.7 | 3.9 | -1.7 | -2.8 | 19.4 | 5.6 | 8.7 | 0.4 | 2.6 | -5.1 | 6.1 | -2.2 | 5 | -7.8 | 10 | 3.9 | 17.2 | 8.9 | 9.3 | 0 | 13.9 | -7.8 | 12.2 | -6.7 | 7.2 | -5.6 | 10 | 4.4 | 12.8 | -2.2 | 12.8 | 8.9 | 7.8 | 0 | 7.8 | -0.6 | -4.4 | -8.3 | 11.7 | 2.8 | 8.1 | -4.4 | 8 | 5 | 10 | -3.9 | 8.9 | 7.2 | 8.9 | -1.1 | 7.8 | 5.6 | 9 | 1 | 17.2 | 15.6 | 16.7 | 15.6 | 1.1 | -4.9 | 8.3 | 1.7 | 3.1 | -2.7 | 3.9 | -3.3 | 22.2 | 16.7 | 20 | -7.2 | 11.7 | 11.1 | 22.8 | 19.4 | 20.4 | 0.8 | 7.2 | -4.4 | 2.8 | -10 | 3.9 | -2.8 | 10 | 2.8 | 4.4 | -3.3 | 4.3 | 1.8 | 10 | 0.6 | 0.2 | -3.3 | 5.6 | -6.7
1 | -2 | -6.7 | -11.1 | 8.3 | -3.9 | 16.7 | 15 | 7.2 | -8.3 | 22.2 | 1.7 | 8 | 5 | 15.4 | 9.1 | 13.9 | 6.1 | 9.4 | 2.8 | 11.1 | 3.9 | 7.8 | 6.7 | 1.7 | -1.7 | 1.7 | 0 | 17 | 15 | 27 | 15.7 | 23.3 | 17.8 | 17.8 | 17.2 | 20.6 | 17.8 | 12.8 | 12.2 | 22.2 | 13.9 | 11.7 | -8.3 | 7.2 | -8.9 | -2.1 | -8.3 | 12.2 | 4.4 | -1.7 | -4.4 | -0.7 | -5.6 | 15 | 12.8 | 20 | 14.4 | 3.3 | 1.7 | 1 | -1 | -1.1 | -7.8 | 3.3 | -1.7 | -5.6 | -10 | -19.4 | -25 | 0 | -2.8 | -7.7 | -15.2 | 3.3 | -3.3 | 15 | 4.4 | -2.2 | -2.8 | 18.3 | 5.6 | 5.8 | 0.9 | 1.7 | -6.1 | 5.6 | -2.2 | 3.7 | -6.1 | 10 | 5 | 16.7 | 8.9 | 7.4 | -0.9 | 10.6 | -7.8 | 10.6 | -6.7 | 5.4 | -5.2 | 9.6 | 4.6 | 10.2 | -1.6 | 9.3 | 5.9 | 6.7 | 0 | 7.2 | 0 | -5 | -8.9 | 10.6 | 3.9 | 6.3 | -3.7 | 6 | 2 | 7.2 | -2.2 | 8.9 | 7.8 | 7.8 | 0 | 7.8 | 6.1 | 7 | 0 | 17.6 | 15.8 | 17.2 | 16.1 | 0.6 | -4.1 | 7.8 | 1.7 | 1.9 | -2.3 | 2.2 | -3.9 | 20 | 16.7 | 20.6 | -6.7 | 11.7 | 11.1 | 22.2 | 19.4 | 19.1 | 1.1 | 3.9 | -2.8 | 2.2 | -9.5 | 3.9 | -5.6 | 9.4 | 2.8 | 3.9 | -2.8 | 3.5 | 1.5 | 8.3 | 1.7 | -0.6 | -3.9 | 6.1 | -6.1
1 | -3 | -6.7 | -11.1 | 4.4 | -3.9 | 16.7 | 15.6 | 5.9 | -7.5 | 21.1 | 2.8 | 7 | 5 | 14.1 | 9 | 12.2 | 8.9 | 7.2 | 3.3 | 10.6 | 3.9 | 6.7 | 5.6 | 1.3 | -1.6 | 1.3 | -1.6 | 17 | 15 | 25.7 | 16.3 | 22.8 | 18.3 | 18.3 | 17.8 | 20 | 17.2 | 13.3 | 12.2 | 21.1 | 14.3 | 10 | -8.3 | 5.9 | -7.8 | -2.8 | -8.9 | 10.6 | 4.4 | -1.1 | -3.9 | -1.5 | -5.7 | 14.4 | 13.3 | 18.9 | 14.4 | 3.3 | 1.7 | 1 | -1 | -0.6 | -9.4 | 3.3 | -1.1 | -5.6 | -11.1 | -20.6 | -28.9 | -1.7 | -3.3 | -9.4 | -16.7 | 2.2 | -3.9 | 16.1 | 5 | -2.2 | -2.8 | 17.2 | 5.6 | 2.8 | 0.6 | 0.9 | -4.9 | 4.8 | -1.8 | 2.4 | -5.5 | 11.7 | 5.6 | 16.7 | 9.4 | 5.6 | -2.2 | 6.7 | -3.3 | 8.9 | -6.7 | 3.5 | -5.7 | 9.3 | 4.5 | 7.6 | -1.4 | 5.7 | 2.5 | 5.6 | 0.6 | 6.1 | 0 | -5.5 | -9.9 | 10 | 3.9 | 4.4 | -3.9 | 4 | 2 | 6.1 | -2.2 | 9.4 | 8.3 | 5.6 | 0.6 | 5.6 | 3.3 | 6 | 0 | 17.9 | 15.9 | 17.2 | 16.1 | 0 | -3.9 | 6.7 | 1.7 | 0.6 | -2.8 | 0.6 | -3.9 | 18.9 | 16.7 | 17.8 | -6.7 | 11.7 | 11.1 | 22.2 | 20 | 17.8 | 1.1 | 2.2 | -2.8 | 1.7 | -10.5 | 1.1 | -1.1 | 9.4 | 2.8 | 1.7 | -2.8 | 2.8 | 1.1 | 8.3 | 1.7 | -0.6 | -3.3 | 3.9 | -7.8
1 | -2 | -6.7 | -11.1 | 5.6 | -3.3 | 17.2 | 15.6 | 4.6 | -7.5 | 18.3 | 3.9 | 7 | 5 | 12.8 | 8.9 | 12.8 | 8.3 | 7.2 | 3.3 | 11.1 | 2.2 | 5.6 | 4.5 | 1 | -1.8 | 1 | -3.4 | 17 | 15 | 24.4 | 16.7 | 22.8 | 17.8 | 18.3 | 17.8 | 20.6 | 17.8 | 13.3 | 12.2 | 20 | 14.4 | 8.9 | -8.3 | 4.6 | -7.5 | -3 | -8.2 | 10.6 | 2.8 | -1.7 | -4.4 | -2.2 | -6.1 | 13.9 | 12.8 | 18.2 | 14.7 | 3.3 | 1.7 | 1 | -1 | -1.1 | -8.3 | 3.3 | 0 | -5.6 | -11.1 | -21.7 | -26.1 | -2.8 | -3.9 | -10.5 | -16.5 | 1.1 | -3.9 | 12.8 | 5 | -2.8 | -3.9 | 16.1 | 7.2 | 2.6 | 0.3 | 0.2 | -4.6 | 4.1 | -1.8 | 1.1 | -6.1 | 12.8 | 7.2 | 15 | 10.6 | 5.2 | -1.9 | 3.3 | -3.9 | 7.8 | -6.1 | 1.7 | -7.2 | 8.9 | 4.4 | 5 | -2.2 | 2.2 | -0.6 | 5.6 | 0.6 | 6.1 | -0.6 | -6.1 | -11.7 | 7.2 | 2.8 | 3.5 | -3.1 | 4 | 2 | 6.7 | -2.2 | 9.4 | 8.3 | 4.4 | -0.6 | 5 | 1.7 | 6 | 0 | 18.3 | 16.1 | 16.7 | 15.6 | -0.2 | -3.3 | 5.6 | 1.1 | 0 | -2.5 | 1.1 | -3.9 | 18.3 | 16.7 | 16.7 | -6.1 | 11.9 | 11.3 | 21.7 | 20 | 17.2 | 2 | 2.8 | -2.8 | 1.1 | -12.8 | 0.6 | -0.6 | 8.9 | 1.7 | 1.7 | -2.8 | 3.3 | 1.5 | 7.8 | 2.8 | -0.6 | -2.8 | 2.2 | -6.1
1 | -3 | -6.7 | -11.1 | 5 | -3.3 | 16.7 | 16.1 | 3.3 | -8.9 | 17.2 | 4.4 | 7 | 4 | 11.3 | 8 | 13.9 | 3.9 | 7.2 | 2.2 | 10.6 | 2.2 | 4.4 | 4 | 0.6 | -2.2 | 0.6 | -6.1 | 17 | 15 | 22.9 | 16.7 | 22.8 | 17.8 | 18.9 | 17.8 | 20.6 | 18.3 | 13.3 | 12.8 | 18.9 | 14.4 | 6.7 | -7.8 | 3.3 | -8.9 | -3.1 | -8.1 | 8.3 | 2.8 | -1.7 | -4.4 | -2.4 | -5.8 | 13.3 | 12.8 | 17.4 | 14.5 | 3.3 | 1.1 | 1 | -1 | -1.1 | -7.2 | 3.3 | 1.1 | -6.1 | -11.1 | -22.8 | -27.2 | -2.8 | -3.9 | -11.7 | -17.4 | 0 | -4.4 | 12.2 | 4.4 | -2.8 | -3.9 | 15 | 8.3 | 2.4 | -0.2 | -0.6 | -5 | 3.3 | -2.2 | 0.9 | -4.7 | 12.8 | 8.3 | 13.9 | 10.6 | 4.8 | -2.2 | 5 | -3.9 | 6.7 | -6.1 | 1.1 | -5.7 | 8.9 | 4.3 | 3.3 | -2.3 | 1.8 | -1.4 | 5 | 0.6 | 3.9 | -0.6 | -6.7 | -11.1 | 6.7 | 2.8 | 2.6 | -2.9 | 4 | 2 | 5.6 | -1.7 | 9.4 | 8.3 | 2.8 | -1.1 | 4.4 | 0.6 | 7 | 0 | 17.9 | 15.9 | 16.7 | 15.6 | -0.4 | -3.1 | 4.4 | 1.1 | -0.5 | -2.7 | 0.6 | -3.9 | 17.8 | 17.8 | 16.1 | -6.1 | 12 | 11.4 | 21.7 | 20 | 16.7 | 2.3 | 0.6 | -2.8 | 0.4 | -11.9 | 0.6 | -0.6 | 8.3 | 1.1 | 1.7 | -2.2 | 3.9 | 1.8 | 6.7 | 2.8 | -0.6 | -2.8 | 2.2 | -6.7
1 | 0 | -6.7 | -11.1 | 4.4 | -3.3 | 16.7 | 16.7 | 3.5 | -7.8 | 15.6 | 5 | 7 | 5 | 9.8 | 7.1 | 14.4 | 3.3 | 6.1 | 2.2 | 10.6 | 2.2 | 3.9 | 3.1 | 0.2 | -2.2 | -0.2 | -6.6 | 18 | 15 | 21.5 | 16.9 | 22.2 | 17.8 | 18.9 | 17.8 | 20 | 17.8 | 13.3 | 12.8 | 18 | 14.9 | 3.9 | -7.2 | 2 | -7.5 | -3.3 | -8.9 | 7.2 | 2.8 | -2.2 | -5 | -2.6 | -6 | 13.3 | 12.8 | 16.7 | 14.4 | 3.3 | 1.1 | 0 | -1 | -1.5 | -6 | 3.3 | 1.1 | -6.7 | -11.1 | -19.4 | -22.8 | -3.3 | -4.4 | -12.8 | -18.9 | 0 | -3.9 | 12.8 | 4.4 | -2.8 | -4.4 | 15 | 8.9 | 2.2 | -0.6 | -0.4 | -4.6 | 2.8 | -1.9 | 0.8 | -3.9 | 12.8 | 10 | 13.9 | 11.1 | 4.4 | -2.8 | 3.9 | -4.4 | 3.9 | -6.1 | 0.6 | -5.2 | 8.9 | 4.1 | 1.7 | -2.8 | 1.5 | -2.5 | 5 | 0.6 | 2.2 | -1.1 | -7.2 | -11.1 | 7.8 | 3.3 | 1.7 | -3.3 | 2 | 1 | 5 | -0.6 | 9.4 | 8.3 | 2.2 | -1.1 | 3.9 | 0 | 4 | 0 | 17.6 | 15.8 | 16.1 | 15 | -0.6 | -3.3 | 3.9 | 1.1 | -1.1 | -3.3 | -0.6 | -3.3 | 18.3 | 17.8 | 15 | -5.6 | 12.2 | 11.7 | 21.1 | 20.6 | 16.1 | 2.8 | 1.1 | -3.9 | -0.4 | -12.9 | 0.6 | -1.1 | 7.2 | 1.7 | 1.7 | -1.7 | 4.4 | 2.2 | 6.7 | 2.8 | -1.3 | -3.4 | 1.7 | -7.8
1 | -2 | -6.7 | -10.6 | 4.4 | -3.3 | 16.7 | 16.1 | 3.7 | -8 | 13.3 | 5 | 7 | 5 | 8.3 | 6.1 | 13.9 | 0.6 | 5.6 | 2.8 | 8.3 | 3.3 | 3.3 | 2.4 | -0.2 | -2.3 | -0.9 | -7.7 | 17 | 16 | 20 | 16.7 | 22.2 | 17.8 | 18.9 | 18.3 | 20 | 17.8 | 13.3 | 12.8 | 17 | 14.8 | 2.8 | -7.2 | 0.7 | -7.4 | -3.9 | -8 | 7.2 | 2.8 | -2.8 | -5.6 | -2.8 | -6.7 | 14.4 | 13.9 | 16.9 | 14.2 | 2.8 | 1.1 | 0 | -1 | -1.8 | -5.7 | 2.2 | 0.6 | -7.2 | -11.1 | -20.6 | -25 | -3.9 | -4.4 | -13.2 | -18.3 | -1.1 | -4.4 | 12.8 | 3.9 | -2.8 | -4.4 | 13.9 | 8.9 | 1.8 | -0.7 | -0.2 | -4.6 | 2.2 | -1.9 | 0.6 | -3.9 | 12.8 | 10 | 15 | 11.1 | 3.3 | -3.1 | 5 | -5 | 4.4 | -6.1 | 0 | -5.6 | 8.9 | 3.9 | 0 | -3.9 | 1.1 | -3.9 | 4.4 | 0.6 | 2.2 | -2.2 | -7.8 | -11.7 | 7.2 | 2.8 | 1.3 | -3 | 1 | 0 | 4.4 | -0.6 | 9.4 | 8.3 | 3.3 | -0.6 | 3.3 | -1.7 | 4 | 0 | 17.2 | 15.6 | 15.6 | 15 | -0.6 | -3 | 3.9 | -1.7 | -0.9 | -3 | 0 | -3.9 | 17.2 | 16.7 | 11.7 | -4.4 | 12.2 | 11.6 | 21.7 | 20.6 | 15.7 | 3.2 | -0.6 | -3.9 | -1.1 | -15 | 0 | -1.1 | 7.2 | 1.7 | 1.1 | -1.7 | 4.6 | 2.1 | 6.1 | 2.8 | -2.1 | -4.4 | 1.1 | -7.8
1 | -2 | -7.2 | -11.1 | 3.3 | -3.3 | 20 | 18.9 | 3.9 | -9.4 | 14.4 | 5 | 7 | 6 | 7.9 | 5.9 | 13.3 | 1.1 | 3.9 | 0.6 | 9.4 | 1.7 | 2.8 | 2 | -0.6 | -2.8 | -1.7 | -10 | 17 | 16 | 20.6 | 17.2 | 22.2 | 17.8 | 18.9 | 18.3 | 20.6 | 17.2 | 13.3 | 12.8 | 16.1 | 15 | 3.9 | -7.8 | -0.6 | -8.3 | -4.4 | -8 | 6.1 | 2.2 | -3.3 | -6.1 | -2.6 | -6.1 | 15 | 14.4 | 17 | 13.7 | 2.8 | 0.6 | 0 | -1 | -2.2 | -5.4 | 1.1 | -0.6 | -7.2 | -11.1 | -23.9 | -28.9 | -4.4 | -5.6 | -13.5 | -18.6 | -2.8 | -5.6 | 11.7 | 3.9 | -2.8 | -5 | 13.3 | 8.9 | 1.5 | -0.8 | 0 | -5.6 | 1.7 | -2.2 | 1 | -3.6 | 13.3 | 10.6 | 14.4 | 11.7 | 2.2 | -3.6 | 5.6 | -4.4 | 2.2 | -6.1 | -0.4 | -4.8 | 8.7 | 4.1 | -0.7 | -4 | 0.9 | -4.4 | 3.3 | 0.6 | 1.7 | -2.2 | -8 | -11.4 | 6.1 | 2.8 | 1 | -3.2 | 0 | 0 | 4.4 | -0.6 | 9.4 | 8.3 | 2.8 | -0.6 | 2.8 | -1.1 | 5 | 0 | 17 | 15.5 | 15 | 14.4 | -0.6 | -3 | 3.9 | -2.8 | -0.8 | -3 | 0 | -3.9 | 16.1 | 16.1 | 10.6 | -4.4 | 12.2 | 11.6 | 21.7 | 20.6 | 15.4 | 3.2 | 0 | -3.3 | -1.7 | -13.4 | 0 | -0.6 | 6.7 | 2.2 | 1.1 | -1.7 | 4.8 | 2.2 | 5.6 | 2.2 | -2.8 | -5.6 | -1.1 | -6.1
0 | -2 | -7.2 | -11.1 | 2.2 | -3.9 | 19.4 | 18.3 | 4.3 | -8.1 | 13.3 | 5 | 7 | 5 | 7.6 | 5.8 | 10.6 | 6.1 | 3.3 | 0.6 | 8.9 | 2.8 | 2.2 | 1.8 | -0.8 | -2.9 | -2.8 | -9.1 | 17 | 16 | 21.1 | 17.7 | 22.2 | 17.8 | 18.9 | 17.8 | 20 | 17.2 | 12.8 | 12.8 | 15.9 | 15 | 4.4 | -7.2 | -1.1 | -7.3 | -5 | -8.3 | 7.8 | 3.3 | -3.9 | -6.7 | -2.4 | -6.1 | 15 | 14.4 | 17.2 | 13.3 | 2.2 | 0.6 | 0 | -2 | -2.6 | -5.2 | 0.6 | -0.6 | -6.7 | -11.1 | -25 | -28.9 | -4.4 | -5.6 | -13.9 | -19.4 | -1.1 | -4.4 | 11.1 | 3.9 | -2.2 | -3.9 | 12.8 | 8.9 | 1.1 | -1.1 | -0.2 | -4.8 | 0.9 | -1.8 | 1.3 | -3.7 | 13.3 | 10.6 | 13.9 | 11.1 | 1.1 | -5 | 7.8 | -3.9 | 1.7 | -6.1 | -0.7 | -4.9 | 8.5 | 4.1 | -1.5 | -4.6 | 0.8 | -5 | 3.3 | 0.6 | 1.1 | -2.2 | -8.1 | -11.5 | 5 | 2.2 | 0.6 | -3.9 | 0 | 0 | 4.4 | -0.6 | 9.4 | 8.3 | 3.9 | 1.7 | 2.8 | -1.7 | 5 | 0 | 16.9 | 15.6 | 14.4 | 13.3 | -0.6 | -3.3 | 3.9 | -2.2 | -0.6 | -3.3 | 0 | -4.4 | 15.6 | 15 | 8.3 | -5 | 12.2 | 11.7 | 21.7 | 20 | 15 | 3.3 | 0 | -3.9 | -2.2 | -13 | 0 | -0.6 | 5.6 | 2.8 | 0.6 | -2.2 | 5 | 2.2 | 5.6 | 1.7 | -3.5 | -6.3 | 0.6 | -7.8
0 | -2 | -7.2 | -11.1 | 2.2 | -3.9 | 19.4 | 18.3 | 4.6 | -8.2 | 13.3 | 5 | 6 | 5 | 7.2 | 5.6 | 8.9 | 6.7 | 2.8 | 0.6 | 8.3 | 3.3 | 1.7 | 0.6 | -0.9 | -3.3 | -3.9 | -9.2 | 17 | 16 | 21.7 | 18.3 | 21.7 | 17.8 | 18.9 | 18.3 | 19.4 | 17.2 | 12.8 | 12.8 | 15.8 | 15.2 | 5.6 | -6.7 | -1.7 | -7.1 | -5.2 | -8.1 | 7.8 | 3.9 | -3.9 | -6.1 | -2.2 | -6.7 | 15 | 14.4 | 16.5 | 12.7 | 2.2 | 0.6 | 0 | -1 | -2.9 | -5 | 0.6 | -0.6 | -6.7 | -11.1 | -26.1 | -29.4 | -4.4 | -5.6 | -14.6 | -19.2 | -1.1 | -3.9 | 9.4 | 5 | -2.2 | -3.9 | 12.8 | 8.9 | 1.3 | -1 | -0.4 | -5 | 0.2 | -1.5 | 1.7 | -4.4 | 13.9 | 10.6 | 13.3 | 11.7 | 0.9 | -4.4 | 8.3 | -3.3 | 2.2 | -5.6 | -1.1 | -5.6 | 8.3 | 4.4 | -2.2 | -5.6 | 0.6 | -6.7 | 2.8 | 0.6 | 0.6 | -2.2 | -8.3 | -12.2 | 5.6 | 2.2 | 0 | -3.4 | -2 | -2 | 4.4 | -0.6 | 8.3 | 7.8 | 4.4 | 2.2 | 2.8 | -1.7 | 6 | 0 | 16.7 | 15.6 | 13.9 | 8.3 | -0.8 | -2.9 | 2.2 | -1.1 | -0.8 | -3 | 0.6 | -5 | 15 | 14.4 | 8.9 | -5 | 12.2 | 11.6 | 21.7 | 20.6 | 13.9 | 5 | -1.1 | -3.9 | -2.8 | -14.4 | 0 | -0.6 | 5.6 | 2.8 | 0.6 | -2.2 | 5.2 | 2.2 | 5.6 | 2.2 | -4.3 | -7.5 | -1.1 | -7.8
1 | -2 | -7.2 | -11.1 | 1.1 | -3.9 | 20 | 18.3 | 5 | -9.4 | 11.7 | 5 | 6 | 5 | 7.6 | 5.9 | 10 | 6.1 | 4.4 | -0.6 | 8.3 | 3.9 | 1.7 | 0.4 | -1.1 | -3.9 | -5 | -10 | 17 | 16 | 21.7 | 18.7 | 21.7 | 17.8 | 18.9 | 18.3 | 19.4 | 17.2 | 12.8 | 12.8 | 15.6 | 15 | 5.6 | -6.7 | -2.2 | -7.8 | -5.4 | -8 | 6.7 | 3.9 | -3.3 | -5.6 | -2 | -6.2 | 15 | 14.4 | 15.7 | 11.9 | 2.8 | 0 | 0 | -1 | -3.3 | -5 | 0.6 | 0 | -6.7 | -10.6 | -23.9 | -27.2 | -5.6 | -6.1 | -15.4 | -19.6 | -1.1 | -3.9 | 6.1 | 3.9 | -2.2 | -3.3 | 12.2 | 8.9 | 1.5 | -0.9 | -0.6 | -5.6 | -0.6 | -1.7 | 1.9 | -3.5 | 13.9 | 11.1 | 13.9 | 12.2 | 0.8 | -4.3 | 7.8 | -2.8 | 1.7 | -5.6 | -0.5 | -4.7 | 8.1 | 3.6 | 1.3 | -3.5 | 0.4 | -5.9 | 3.3 | 0.6 | 1.7 | -1.1 | -7.9 | -11.2 | 5 | 2.2 | -0.5 | -3.3 | -3 | -5 | 4.4 | -1.1 | 8.3 | 7.8 | 4.4 | 2.2 | 2.2 | -2.2 | 5 | 1 | 15.9 | 12.5 | 12.2 | 4.4 | -0.9 | -2.6 | 1.7 | -2.2 | -0.9 | -3 | 1.1 | -6.7 | 15.6 | 13.3 | 4.4 | -6.1 | 12.2 | 11.6 | 21.7 | 20 | 12.8 | 6 | -2.2 | -4.4 | -3.3 | -12.9 | 0 | -0.6 | 5 | 2.8 | 0.6 | -2.2 | 5.4 | 2.2 | 5 | 2.2 | -5 | -8.9 | -0.6 | -7.2
1 | -2 | -7.2 | -10.6 | 0.6 | -3.9 | 20 | 18.3 | 5.7 | -7.6 | 10.6 | 5 | 6 | 5 | 7.9 | 6.2 | 9.4 | 6.1 | 2.2 | -0.6 | 9.4 | 5 | 1.7 | 0 | 0.9 | -2.8 | -4.4 | -8.9 | 18 | 16 | 21.7 | 19.1 | 21.7 | 17.8 | 19.4 | 18.3 | 18.9 | 17.2 | 12.8 | 12.8 | 17.1 | 15.8 | 5 | -7.2 | -1.5 | -6.8 | -5.6 | -8.3 | 6.7 | 3.9 | -2.8 | -5 | -1.9 | -6.4 | 14.4 | 13.9 | 15 | 11.1 | 2.8 | 0 | 0 | -1 | -3.3 | -5.6 | 0.6 | 0 | -6.1 | -10.6 | -20.6 | -27.2 | -6.1 | -7.2 | -16.1 | -20.6 | 0 | -3.3 | 5.6 | 4.4 | -2.2 | -4.4 | 10.6 | 8.3 | 1.7 | -1.1 | 0.2 | -4.6 | -0.4 | -1.8 | 2 | -3.2 | 13.9 | 11.1 | 13.9 | 12.2 | 0.6 | -5 | 8.9 | -0.6 | 0.6 | -6.1 | 0 | -4.4 | 8 | 2.7 | 4.8 | -2.2 | 0.2 | -5.9 | 2.8 | 0.6 | 0 | -1.7 | -7.6 | -10.7 | 5 | 2.2 | -1.1 | -3.9 | -2 | -7 | 4.4 | -1.7 | 8.9 | 7.8 | 4.4 | 2.2 | 2.2 | -2.2 | 5 | 1 | 15.2 | 8.9 | 11.7 | 0.6 | -1.1 | -2.8 | 1.1 | -2.2 | -1.1 | -3.3 | 0 | -5.6 | 15 | 9.4 | 5.6 | -5 | 12.2 | 11.7 | 21.1 | 20 | 11.7 | 6.7 | -2.2 | -5 | -3.9 | -13.2 | 0.6 | -1.1 | 5 | 2.8 | 0.6 | -2.2 | 5.6 | 2.2 | 5 | 2.2 | -3.1 | -7.1 | -2.2 | -7.2
2 | -2 | -7.2 | -11.1 | 2.2 | -3.9 | 20 | 17.8 | 6.5 | -7.3 | 11.7 | 5 | 7 | 6 | 8.3 | 6.7 | 11.1 | 6.1 | 3.3 | -1.1 | 9.4 | 6.7 | 3.9 | 1.1 | 3 | -2.2 | -3.9 | -8.4 | 18 | 16 | 21.7 | 19.4 | 22.2 | 17.8 | 20 | 18.9 | 18.9 | 17.2 | 12.8 | 12.8 | 18.5 | 16.1 | 7.2 | -5 | -0.7 | -6.5 | -3.9 | -7.4 | 6.7 | 3.9 | -2.2 | -5 | -1.7 | -7.2 | 15 | 14.4 | 15 | 11 | 2.8 | 0 | 0 | -1 | -2.2 | -5 | 1.1 | 0 | -6.1 | -10 | -18.3 | -23.3 | -6.7 | -7.8 | -13.1 | -17.7 | 1.1 | -2.8 | 5.6 | 4.4 | -4.4 | -6.7 | 10 | 7.8 | 4.8 | 1.1 | 0.9 | -4.2 | -0.2 | -2.2 | 2.2 | -3.3 | 13.9 | 12.2 | 13.3 | 12.2 | 1.9 | -4.1 | 8.9 | 1.1 | 2.2 | -4.4 | 0.6 | -5 | 7.8 | 1.7 | 8.3 | -1.7 | 0 | -6.7 | 3.3 | 0.6 | 0 | -1.1 | -7.2 | -10.6 | 5.6 | 3.3 | 1.9 | -2 | -4 | -7 | 4.4 | -1.1 | 9.4 | 8.3 | 4.4 | 2.2 | 1.1 | -3.3 | 6 | 1 | 14.4 | 5 | 11.1 | -0.6 | -0.7 | -2.5 | 1.7 | -3.3 | 0.9 | -1.8 | 0.6 | -5 | 13.9 | 7.8 | 8.9 | -3.3 | 12.4 | 12 | 21.1 | 20 | 11.5 | 7.4 | -2.2 | -5 | -4.4 | -14.4 | 1.1 | -1.1 | 5 | 2.8 | 1.1 | -2.2 | 7.8 | 3.7 | 5 | 2.8 | -1.3 | -6 | -1.1 | -6.1
2 | 0 | -7.2 | -10.6 | 3.9 | -3.9 | 20 | 18.3 | 7.2 | -7.8 | 13.3 | 5 | 7 | 6 | 11.1 | 8 | 15.6 | 4.4 | 5.6 | 0 | 10.6 | 8.3 | 9.4 | 5.6 | 5 | -2.2 | -3.3 | -8.3 | 21 | 17 | 22.6 | 19.8 | 23.3 | 17.8 | 20 | 18.9 | 20.6 | 18.3 | 12.2 | 12.2 | 20 | 16.7 | 8.3 | -1.7 | 0 | -7.2 | -2.3 | -6.8 | 6.7 | 4.4 | 0 | -3.3 | -1.5 | -6.4 | 16.7 | 16.1 | 15 | 10.8 | 3.3 | 1.1 | 0 | 0 | 0 | -5 | 1.7 | 1.1 | -5.6 | -8.9 | -15.6 | -19.4 | -5 | -6.1 | -10.2 | -15.6 | 2.2 | -1.7 | 8.3 | 5.6 | -5.6 | -7.2 | 13.9 | 9.4 | 8 | 3.1 | 1.7 | -4.4 | 0 | -2.8 | 1.5 | -1.8 | 14.4 | 11.7 | 15 | 12.8 | 3.1 | -4.3 | 12.2 | 5 | 6.1 | -5 | 4.1 | -4.3 | 8.7 | 1.6 | 8.9 | -1.1 | 0.7 | -5.9 | 6.1 | 1.7 | 3.3 | 0.6 | -6.1 | -9.9 | 5.6 | 3.9 | 4.8 | -0.9 | -3 | -6 | 4.4 | 0 | 9.4 | 8.3 | 5 | 3.3 | 1.7 | -3.3 | 9 | 1 | 15.5 | 3.6 | 13.3 | 1.7 | -0.4 | -2.8 | 1.7 | -3.3 | 3 | -0.6 | 0.6 | -5 | 16.7 | 6.1 | 12.8 | -5 | 12.6 | 12.5 | 22.2 | 20.6 | 11.3 | 7.8 | 1.1 | -3.3 | -4 | -13.3 | 1.1 | -0.6 | 6.7 | 3.3 | 2.8 | -1.7 | 10 | 4.8 | 5.6 | 2.8 | 0.6 | -5.6 | 0.6 | -5
1 | 1 | -6.1 | -10.6 | 5.6 | -3.9 | 21.1 | 18.9 | 8.7 | -5.9 | 17.2 | 5 | 7 | 6 | 13.9 | 9.2 | 18.9 | 3.3 | 7.8 | 0 | 11.1 | 8.3 | 13.3 | 6.1 | 7.4 | -2.3 | -1.8 | -7.8 | 21 | 17 | 23.5 | 20.3 | 24.4 | 18.3 | 20 | 18.9 | 22.8 | 18.9 | 12.8 | 12.2 | 22 | 16.5 | 13.9 | 2.2 | 2.8 | -6.1 | -0.6 | -7.2 | 6.1 | 5 | 2.2 | -2.2 | -1.3 | -6.2 | 20 | 17.2 | 15 | 10.6 | 3.9 | 0.6 | 1 | 0 | 2.2 | -3.9 | 2.8 | 2.2 | -5 | -8.3 | -13.9 | -18.3 | -2.8 | -4.4 | -7.2 | -14.4 | 4.4 | -1.1 | 11.1 | 6.1 | -6.7 | -8.3 | 15.6 | 7.8 | 11.1 | 5 | 3.9 | -3.4 | 0.7 | -2.7 | 0.7 | -1.2 | 16.7 | 11.7 | 15.6 | 12.8 | 4.4 | -5 | 14.4 | 8.9 | 8.3 | -3.9 | 7.6 | -5.1 | 9.7 | 1.1 | 9.4 | -0.9 | 1.5 | -5.8 | 8.9 | 2.8 | 6.7 | 3.3 | -5 | -9.4 | 5 | 3.9 | 7.8 | 0 | -2 | -7 | 7.2 | 0.6 | 9.4 | 8.9 | 6.1 | 4.4 | 2.8 | -3.3 | 6 | 4 | 16.7 | 2.3 | 15.6 | 0 | 0 | -3.3 | 1.1 | -1.7 | 5 | 0.6 | 2.2 | -4.4 | 20.6 | 3.3 | 15 | -6.1 | 12.8 | 12.8 | 23.9 | 20 | 11.1 | 8.3 | 3.9 | -2.8 | -3.7 | -13.8 | 1.7 | -0.6 | 8.3 | 3.9 | 5 | -0.6 | 12.2 | 6.1 | 5.6 | 2.8 | 1.9 | -4.9 | 5.6 | -6.1
1 | 0 | -4.4 | -10.6 | 6.1 | -3.9 | 21.1 | 18.9 | 10.2 | -5.1 | 20.6 | 6.1 | 8 | 7 | 16.7 | 10 | 21.1 | 5 | 10.6 | -0.6 | 11.7 | 8.3 | 15 | 7.2 | 9.8 | -3.4 | -0.4 | -7.9 | 22 | 17 | 24.4 | 20.6 | 25 | 17.8 | 20.6 | 19.4 | 24.4 | 18.9 | 13.3 | 12.8 | 24.1 | 15.9 | 16.7 | 2.8 | 5.5 | -6.5 | 0.3 | -6.6 | 5.6 | 3.9 | 3.9 | -3.9 | -1.1 | -6.7 | 22.2 | 15.6 | 15.4 | 10.4 | 4.4 | 0.6 | 1 | 0 | 5 | -2.2 | 3.9 | 2.2 | -3.9 | -8.9 | -11.1 | -15.6 | 0.6 | -3.3 | -6.1 | -11.7 | 6.7 | -1.1 | 14.4 | 6.7 | -7.2 | -8.3 | 16.7 | 8.3 | 13 | 5 | 6.1 | -2.9 | 1.5 | -3 | 0 | -0.6 | 17.2 | 12.8 | 17.2 | 12.8 | 7.4 | -3.6 | 12.2 | 8.3 | 11.7 | -4.4 | 11.1 | -9.4 | 10.6 | 0.6 | 10 | -0.6 | 2.2 | -6.7 | 15.6 | 4.4 | 8.9 | 3.9 | -3.9 | -10 | 5.6 | 4.4 | 10.2 | 0.5 | -1 | -6 | 8.3 | 1.1 | 9.4 | 9.4 | 7.8 | 4.4 | 3.9 | -3.9 | 6 | 5 | 17.8 | 0 | 17.2 | -1.1 | 0.9 | -2.7 | 1.7 | -2.8 | 7 | 0.4 | 2.8 | -5 | 21.7 | 2.8 | 19.4 | -4.4 | 13.3 | 13 | 25 | 20 | 11.8 | 8.9 | 6.7 | -5.6 | -3.3 | -15.6 | 2.8 | -0.6 | 10.6 | 3.9 | 8.3 | 0.6 | 14.2 | 6.8 | 5 | 1.7 | 3.1 | -5.4 | 7.2 | -5.6
2 | 0 | -2.8 | -10.6 | 6.7 | -3.9 | 22.2 | 18.9 | 11.7 | -5 | 22.2 | 6.1 | 9 | 7 | 18 | 10.4 | 20.6 | 6.7 | 12.2 | 1.1 | 12.8 | 8.3 | 17.8 | 10 | 12.2 | -6.1 | 1.1 | -9.4 | 22 | 17 | 22.7 | 17.4 | 25 | 18.3 | 21.1 | 19.4 | 26.1 | 18.3 | 14.4 | 13.3 | 26.1 | 15 | 17.8 | 6.1 | 8.3 | -8.9 | 1.3 | -6.9 | 5 | 3.3 | 5 | -4.4 | -0.2 | -5.5 | 23.3 | 15 | 15.7 | 10.3 | 5 | 0 | 1 | 0 | 4.4 | -2.2 | 5.6 | 2.8 | -3.3 | -8.9 | -12.2 | -14.4 | 1.7 | -3.3 | -5 | -9.9 | 10 | -1.1 | 16.1 | 6.7 | -7.2 | -8.9 | 18.3 | 7.8 | 14.8 | 4.8 | 8.3 | -3.3 | 2.2 | -3.9 | 0 | -0.5 | 18.3 | 13.9 | 17.8 | 12.8 | 10.3 | -3.3 | 12.2 | 10 | 13.9 | -4.4 | 12.2 | -6.9 | 12.4 | 0.2 | 11.3 | 1 | 2 | -6.3 | 19.4 | 2.2 | 10 | 4.4 | -3.7 | -9 | 7.2 | 5.6 | 12.6 | 1 | 0 | -3 | 9.4 | 1.1 | 12.2 | 10 | 11.1 | 4.4 | 4.4 | -4.4 | 5 | 5 | 18.9 | 0 | 18.3 | -2.2 | 1.9 | -2.5 | 1.7 | -3.9 | 9.1 | 0 | 3.9 | -4.4 | 23.3 | 4.4 | 21.7 | -3.9 | 13.9 | 13.1 | 26.1 | 20 | 12.6 | 9.5 | 7.8 | -6.7 | -2 | -13.4 | 5 | 0 | 12.2 | 5 | 11.7 | -0.6 | 16.3 | 7.8 | 6.1 | 1.1 | 4.4 | -6.7 | 8.9 | -5
2 | 1 | -1.7 | -11.1 | 7.2 | -3.9 | 23.9 | 19.4 | 12.4 | -4.5 | 23.3 | 3.3 | 11 | 7 | 19.3 | 10.6 | 20 | 4.4 | 12.8 | -0.6 | 13.9 | 7.8 | 17.8 | 10 | 12.4 | -5.8 | 2 | -7.2 | 22 | 18 | 21.1 | 14.5 | 25.6 | 18.9 | 22.8 | 20 | 27.2 | 18.3 | 16.7 | 13.9 | 26.3 | 15.4 | 18.3 | 7.8 | 9.1 | -7.9 | 2.2 | -8.3 | 4.4 | 1.7 | 6.7 | -3.9 | 0.8 | -5.2 | 23.9 | 13.9 | 16.1 | 10 | 8.3 | 0 | 1 | 0 | 5.6 | -1.7 | 7.2 | 3.9 | -2.2 | -8.3 | -10 | -13.3 | 3.3 | -2.8 | -3.9 | -8.9 | 12.2 | -0.6 | 18.9 | 7.2 | -7.2 | -8.9 | 21.1 | 7.8 | 16.7 | 3.9 | 8.3 | -2.3 | 3.5 | -3.5 | 0 | -0.5 | 18.9 | 13.3 | 19.4 | 13.3 | 13.3 | -3.9 | 12.8 | 11.7 | 17.2 | -4.4 | 13.3 | -5.1 | 14.3 | -0.2 | 12.6 | 2.5 | 1.9 | -6.6 | 22.2 | 2.2 | 11.1 | 3.9 | -3.5 | -8.9 | 8.3 | 6.1 | 15 | 0.6 | 1 | -2 | 10 | 2.2 | 13.9 | 10 | 12.8 | 6.1 | 5 | -3.9 | 6 | 6 | 20 | -0.5 | 19.4 | -2.2 | 2.8 | -2.8 | 2.2 | -4.4 | 11.1 | -1.1 | 6.7 | -2.8 | 25.6 | 2.8 | 25 | -5.6 | 14.4 | 13.3 | 27.8 | 20.6 | 13.3 | 10 | 9.4 | -7.2 | -0.7 | -12.8 | 5.6 | 0.6 | 13.9 | 5.6 | 13.3 | 0.6 | 18.3 | 8.3 | 7.2 | 0.6 | 4.8 | -5.2 | 9.4 | -5
3 | 0 | -0.6 | -10 | 7.2 | -3.9 | 23.3 | 18.9 | 13.2 | -4.8 | 24.4 | 2.8 | 11 | 9 | 20.6 | 10.6 | 20 | 4.4 | 13.9 | -0.6 | 15 | 6.1 | 17.8 | 10 | 12.6 | -6.6 | 3 | -6.1 | 22 | 18 | 19.4 | 11.1 | 25.6 | 18.9 | 22.8 | 20 | 27.8 | 18.3 | 19.4 | 13.9 | 26.5 | 15.6 | 18.9 | 8.9 | 9.8 | -8.3 | 2 | -8.2 | 4.4 | 2.2 | 7.2 | -0.6 | 1.7 | -5.6 | 24.4 | 14.4 | 16.8 | 10 | 9.4 | -0.6 | 1 | 0 | 6.7 | -1.1 | 6.7 | 3.9 | -2.2 | -7.8 | -8.9 | -12.2 | 3.3 | -2.2 | -3.3 | -7.5 | 13.3 | 0 | 21.1 | 6.7 | -7.8 | -9.4 | 22.2 | 7.8 | 17.6 | 3.5 | 8.3 | -1.8 | 4.8 | -4 | 0 | -0.6 | 18.3 | 13.3 | 18.9 | 13.3 | 13.7 | -4 | 13.3 | 12.2 | 20.6 | -5.6 | 14.4 | -4.4 | 16.1 | -1.7 | 13.9 | 3.9 | 1.7 | -7.8 | 23.9 | 2.8 | 9.4 | 3.3 | -3.3 | -9.4 | 6.1 | 5 | 16.5 | 0.6 | 1 | -1 | 11.1 | 1.1 | 13.9 | 10 | 15 | 6.7 | 5 | -5.6 | 5 | 5 | 21.1 | -1.1 | 20 | -2.8 | 2.8 | -2.2 | 1.7 | -5 | 12 | -0.2 | 7.2 | -2.2 | 27.2 | 3.9 | 28.9 | -5.6 | 14.6 | 13.5 | 27.8 | 18.9 | 14.4 | 10.1 | 10 | -6.1 | 0.6 | -13.9 | 6.7 | 1.1 | 15 | 5 | 15 | -1.1 | 18.3 | 7.7 | 7.2 | 0.6 | 5.2 | -4.8 | 11.7 | -5
3 | 1 | 0 | -10 | 8.9 | -3.3 | 12.8 | 10 | 13.9 | -6.1 | 26.1 | 1.1 | 11 | 8 | 20.8 | 10.6 | 20.6 | 3.3 | 13.9 | -2.2 | 15.6 | 5 | 16.7 | 7.8 | 12.8 | -7.8 | 3.9 | -5.6 | 21 | 18 | 19.6 | 10.4 | 25.6 | 18.9 | 22.8 | 20 | 28.3 | 17.8 | 20.6 | 13.3 | 26.7 | 16.1 | 18.3 | 8.9 | 10.6 | -10 | 1.9 | -8.9 | 3.3 | 1.1 | 8.3 | -1.7 | 2.8 | -4.5 | 24.4 | 13.3 | 17.6 | 10.3 | 10.6 | -1.1 | 1 | 0 | 6.1 | -0.6 | 7.8 | 4.4 | -1.7 | -8.3 | -7.8 | -11.1 | 4.4 | -1.7 | -2.8 | -6.8 | 15 | 1.1 | 22.8 | 7.8 | -7.2 | -10.6 | 23.3 | 7.8 | 18.5 | 2.8 | 8.3 | -1.7 | 6.1 | -5 | 0.9 | -0.3 | 18.3 | 13.9 | 19.4 | 13.3 | 14 | -4.2 | 15 | 12.8 | 21.7 | -6.1 | 13.7 | -3.1 | 16.8 | -2.5 | 13 | 1.7 | 1.1 | -7.7 | 24.4 | 3.3 | 11.1 | 3.3 | -3.1 | -8.3 | 5.6 | 4.4 | 17.9 | -0.3 | 1 | -1 | 13.9 | 2.2 | 13.3 | 9.4 | 16.7 | 6.1 | 6.7 | -2.8 | 6 | 6 | 21.5 | -0.4 | 21.1 | -2.8 | 2.8 | -2 | 1.7 | -5 | 13 | 1 | 8.9 | -3.3 | 28.9 | 2.2 | 26.1 | -3.9 | 14.8 | 13.7 | 26.7 | 18.9 | 15.6 | 10.2 | 10.6 | -5.6 | 1.3 | -12.5 | 7.2 | 1.1 | 16.7 | 5 | 15.6 | -3.3 | 18.3 | 7.1 | 8.3 | 1.7 | 5.6 | -5 | 13.3 | -3.9
4 | 0 | 0.6 | -9.4 | 8.9 | -3.3 | 15.6 | 11.1 | 13.3 | -6.1 | 26.7 | -1.7 | 12 | 6 | 20.9 | 10.7 | 18.9 | 10 | 13.9 | -2.2 | 17.2 | 6.1 | 16.1 | 7.8 | 12.2 | -6.4 | 4.5 | -5.9 | 21 | 18 | 19.8 | 9.4 | 26.7 | 18.3 | 23.9 | 20 | 28.3 | 18.9 | 22.8 | 11.7 | 26.3 | 16 | 16.7 | 9.4 | 10.2 | -8.4 | 1.7 | -11.1 | 2.2 | 0 | 8.3 | -1.7 | 3.9 | -4 | 23.3 | 15.6 | 18.3 | 10 | 10 | 0 | 1 | 0 | 6.1 | -0.6 | 6.7 | 4.4 | -1.7 | -8.3 | -6.7 | -10 | 5 | -2.2 | -2.2 | -6.7 | 16.7 | 3.3 | 23.3 | 7.2 | -6.7 | -10 | 23.9 | 7.8 | 19.4 | 1.7 | 7.9 | -1.4 | 5.9 | -4.8 | 1.9 | 0 | 17.2 | 13.3 | 17.2 | 16.1 | 14.4 | -5.6 | 17.8 | 13.3 | 22.8 | -10.6 | 12.9 | -3 | 17.6 | -3.3 | 12 | -0.7 | 0.6 | -8.6 | 25 | 2.2 | 10.6 | 3.3 | -3 | -8 | 2.2 | 1.7 | 19.4 | -1.1 | 1 | -1 | 13.9 | 2.2 | 12.8 | 10 | 17.8 | 5.6 | 5 | -5 | 7 | 6 | 21.8 | -0.7 | 22.2 | -3.9 | 2.8 | -2.2 | 1.7 | -3.3 | 13.9 | 1.7 | 10 | -2.2 | 28.9 | 1.1 | 28.9 | -4.4 | 15 | 13.9 | 27.2 | 18.9 | 16.7 | 10 | 11.1 | -7.2 | 2.1 | -13 | 6.1 | 1.7 | 17.8 | 5 | 15.6 | -4.4 | 18.3 | 6.7 | 9.4 | 0.6 | 5.4 | -4.7 | 12.8 | -1.1
6 | -1 | 1.1 | -9.4 | 8.3 | -3.9 | 15 | 7.2 | 12.8 | -7.4 | 27.2 | -3.3 | 12 | 7 | 21.1 | 10.6 | 18.9 | 7.2 | 13.9 | -3.9 | 16.1 | 5 | 15 | 8.9 | 11.7 | -5.9 | 5 | -6.9 | 20 | 18 | 20 | 8.3 | 25.6 | 17.8 | 25 | 19.4 | 27.2 | 18.9 | 23.3 | 11.1 | 26 | 16.3 | 16.7 | 10 | 9.8 | -8.7 | 1.1 | -8.7 | 1.1 | 0 | 7.8 | 0 | 5 | -4.4 | 22.2 | 14.4 | 17.9 | 9.8 | 10.6 | 1.1 | 1 | 0 | 4.4 | 0 | 5.6 | 3.9 | -1.7 | -7.2 | -5 | -9.4 | 6.1 | -2.2 | -2.2 | -5.7 | 17.2 | 4.4 | 23.9 | 8.3 | -6.7 | -10 | 24.4 | 8.3 | 18.7 | 1.7 | 7.6 | -1.2 | 5.8 | -4.9 | 2.8 | 0 | 16.1 | 13.3 | 17.8 | 15 | 14.4 | -4.3 | 18.9 | 13.3 | 22.8 | -12.2 | 12.2 | -2.8 | 18.3 | -5.6 | 11.1 | -3.3 | 0 | -10.6 | 24.4 | 1.1 | 8.3 | 3.3 | -2.8 | -8.3 | 1.7 | 1.1 | 19.4 | -0.1 | 0 | 0 | 14.4 | 0 | 13.3 | 10.6 | 18.3 | 3.9 | 5.6 | -5.6 | 7 | 6 | 22.2 | -0.6 | 22.2 | -4.4 | 2.6 | -1.9 | 1.7 | -3.9 | 13.2 | 1.2 | 9.4 | -1.7 | 28.9 | 0 | 28.9 | -12.8 | 15.2 | 13.9 | 27.2 | 19.4 | 16.5 | 9.9 | 11.1 | -6.7 | 2.8 | -15 | 3.9 | 2.2 | 17.8 | 5 | 16.1 | -5.6 | 15.9 | 6.6 | 8.9 | 0.6 | 5.2 | -4.8 | 12.8 | -6.7
6 | -2 | 1.7 | -8.3 | 7.8 | -3.9 | 11.7 | 5 | 12.2 | -9.4 | 26.7 | -2.2 | 11 | 8 | 19.1 | 10.4 | 18.9 | 6.7 | 13.9 | -4.4 | 16.1 | 6.1 | 15 | 8.3 | 11.1 | -6.1 | 5.6 | -9.4 | 19 | 18 | 19.6 | 9.2 | 25.6 | 18.3 | 25 | 19.4 | 26.7 | 16.7 | 23.9 | 5.6 | 25.6 | 16.1 | 17.2 | 10 | 9.4 | -10 | 0.6 | -7.7 | 3.3 | 0.6 | 8.3 | -3.3 | 3.7 | -4.6 | 21.7 | 15 | 17.6 | 9.3 | 8.9 | -0.6 | 1 | 0 | 2.8 | 0 | 5 | 3.9 | -1.1 | -7.2 | -4.4 | -10 | 5.6 | -1.7 | -2.2 | -5.4 | 17.2 | 5 | 22.8 | 8.9 | -6.7 | -9.4 | 23.3 | 8.9 | 17.9 | 1.8 | 7.2 | -1.7 | 5.6 | -6.1 | 2.4 | 0 | 15.6 | 13.3 | 17.2 | 14.4 | 14.4 | -3.4 | 21.1 | 13.9 | 21.1 | -14.4 | 10.7 | -0.7 | 17.2 | -4.7 | 9.3 | -3.5 | -0.4 | -9.5 | 23.9 | 2.8 | 4.4 | 2.2 | -2.6 | -7.8 | 1.7 | 0.6 | 19.4 | 1.4 | 0 | 0 | 14.4 | 0.6 | 13.3 | 10.6 | 17.8 | 0 | 5 | -5.6 | 9 | 7 | 21.1 | -1.3 | 21.1 | -5 | 2.4 | -1.9 | 2.2 | -3.9 | 12.4 | 0.8 | 8.9 | -1.7 | 28.3 | -1.1 | 27.2 | -13.3 | 15.4 | 14 | 27.8 | 19.4 | 16.3 | 9.7 | 10 | -6.7 | 2.2 | -12.9 | 3.9 | 2.8 | 17.2 | 4.4 | 15 | -5 | 13.5 | 6.2 | 10 | 0.6 | 5 | -6.1 | 12.2 | -4.4
5 | 0 | 1.7 | -6.7 | 6.7 | -3.9 | 7.8 | 2.2 | 9.1 | -11.3 | 26.1 | -1.7 | 9 | 8 | 17 | 10.2 | 16.7 | 7.8 | 11.7 | 2.8 | 14.4 | 6.1 | 13.9 | 8.3 | 9.4 | -5 | 4.8 | -7.1 | 19 | 18 | 19.3 | 10.1 | 24.4 | 18.9 | 24.4 | 20 | 25 | 16.1 | 23.3 | 0 | 24.5 | 16.3 | 17.2 | 10 | 8.7 | -7.8 | 0 | -7.8 | 3.9 | 0.6 | 7.2 | -2.2 | 2.4 | -5.5 | 21.1 | 16.1 | 17.2 | 8.9 | 7.2 | -1.1 | 1 | 0 | 1.7 | -1.1 | 4.4 | 3.3 | -1.1 | -7.2 | -4.4 | -8.3 | 3.9 | -2.2 | -2.2 | -5.6 | 16.7 | 7.8 | 21.1 | 10.6 | -7.8 | -11.1 | 22.2 | 10 | 17.2 | 1.7 | 4.8 | -2.2 | 4.5 | -3.8 | 2.1 | 0.1 | 15 | 12.8 | 16.1 | 14.4 | 14.4 | -3.3 | 20.6 | 13.9 | 20.6 | -12.2 | 9.3 | 1 | 16.1 | -5 | 7.4 | -4.1 | -0.7 | -9.8 | 20 | 3.3 | 4.4 | 2.8 | -2.4 | -7.8 | 1.1 | 0 | 19.4 | 2.2 | 0 | 0 | 12.8 | 1.1 | 13.3 | 9.4 | 15.6 | 2.2 | 4.4 | -5.6 | 7 | 5 | 20 | -1.5 | 21.1 | -6.1 | 2.2 | -2.2 | 2.2 | -3.9 | 11.7 | 0 | 8.3 | -2.2 | 27.2 | -1.1 | 26.1 | -15 | 15.6 | 13.9 | 27.2 | 19.4 | 16.1 | 9.4 | 8.9 | -6.1 | 1.7 | -12.9 | 3.9 | 2.8 | 15.6 | 3.9 | 10.6 | -1.1 | 11.1 | 5.6 | 9.4 | 0 | 4.6 | -5.1 | 10.6 | -1.1
3 | 0 | 0.6 | -7.8 | 5.6 | -4.4 | 6.1 | 1.1 | 5.9 | -14.9 | 24.4 | -1.7 | 9 | 8 | 15 | 9.4 | 17.8 | 5.6 | 8.9 | 3.3 | 12.2 | 5.6 | 12.8 | 7.2 | 7.8 | -5 | 4.1 | -5.7 | 19 | 18 | 18.9 | 10.6 | 23.9 | 19.4 | 22.2 | 20 | 23.3 | 17.8 | 20.6 | 0.6 | 23.3 | 16.1 | 16.1 | 10 | 7.9 | -6.9 | -0.2 | -6.3 | 3.9 | 0 | 6.1 | -1.1 | 1.1 | -7.2 | 20.6 | 16.1 | 16.5 | 8.7 | 6.7 | -0.6 | 1 | 0 | 1.1 | -1.7 | 3.9 | 2.8 | -1.7 | -7.2 | -3.9 | -6.7 | 2.2 | -1.7 | -2 | -5.1 | 15.6 | 9.4 | 18.3 | 8.9 | -8.3 | -10 | 21.1 | 10.6 | 14.4 | 2.6 | 2.4 | -3.3 | 3.3 | -2.7 | 1.7 | 0 | 15.6 | 12.8 | 16.1 | 14.4 | 11.3 | -1.9 | 18.9 | 13.3 | 18.9 | -15.6 | 7.8 | 1.7 | 15 | -5.6 | 5.6 | -5.6 | -1.1 | -11.1 | 17.8 | 2.8 | 4.4 | 3.3 | -2.2 | -8.9 | 0.6 | 0 | 17.2 | 2.8 | 0 | 0 | 11.7 | 1.1 | 12.8 | 8.3 | 13.3 | 5.6 | 2.8 | -6.1 | 6 | 4 | 18.9 | -2.8 | 19.4 | -5.6 | 2.2 | -1.9 | 1.7 | -3.9 | 9.7 | 0.8 | 6.7 | -0.6 | 20.6 | 8.3 | 23.9 | -12.8 | 15.6 | 14.3 | 24.4 | 18.9 | 15.2 | 9.6 | 6.7 | -4.4 | 1.1 | -14.4 | 3.9 | 2.8 | 13.3 | 2.8 | 8.3 | -1.1 | 9.3 | 4.3 | 8.3 | 0 | 4.3 | -4.8 | 8.3 | 0.6
3 | -1 | 0.6 | -7.8 | 3.3 | -3.9 | 6.1 | 0 | 2.8 | -20 | 23.9 | -1.1 | 9 | 8 | 14.1 | 8.5 | 17.8 | 3.9 | 7.2 | 2.8 | 11.1 | 5.6 | 12.2 | 7.8 | 6.1 | -5.6 | 3.3 | -5.6 | 19 | 18 | 18.5 | 11.1 | 23.3 | 19.4 | 20 | 18.9 | 22.2 | 17.8 | 19.4 | 0.6 | 22.2 | 16.1 | 16.1 | 10 | 7.2 | -7.2 | -0.4 | -5.5 | 3.3 | -2.2 | 2.2 | -1.1 | -0.2 | -6.3 | 20 | 16.7 | 15.7 | 8.7 | 5.6 | -0.6 | 1 | 1 | 0.6 | -2.2 | 2.8 | 2.2 | -1.7 | -6.7 | -3.9 | -10 | 0 | -2.2 | -1.9 | -5.1 | 14.4 | 10 | 17.8 | 8.9 | -9.4 | -12.8 | 20 | 10 | 11.7 | 3.2 | 0 | -5 | 2.2 | -2.2 | 1.3 | -0.4 | 15.6 | 13.9 | 16.1 | 14.4 | 8.1 | -2 | 17.8 | 13.3 | 15.6 | -13.9 | 8.7 | 1.8 | 13.7 | -4 | 3.4 | -4.9 | -1.5 | -9.6 | 15.6 | 2.8 | 3.9 | 3.3 | -2.4 | -7.6 | 0.6 | -0.6 | 15 | 3.2 | 0 | 0 | 10 | 1.7 | 12.2 | 8.3 | 10.6 | 5.6 | 1.7 | -5 | 5 | 3 | 17.6 | -1.9 | 18.3 | -5 | 2.2 | -1.9 | 1.7 | -3.9 | 7.6 | 0.8 | 5.6 | -1.7 | 18.9 | 8.9 | 21.7 | -12.2 | 15.6 | 14.8 | 24.4 | 18.9 | 14.2 | 9.7 | 5.6 | -4.4 | -0.4 | -10.8 | 3.3 | 2.2 | 12.2 | 3.9 | 5.6 | 0 | 7.4 | 3.1 | 7.2 | 0 | 3.9 | -5.6 | 6.7 | -5.6
2 | 0 | -0.6 | -7.8 | 2.2 | -3.9 | 4.4 | -1.7 | 1.3 | -15.7 | 22.2 | -0.6 | 8 | 8 | 13.1 | 7.4 | 17.2 | 4.4 | 5 | 2.8 | 11.1 | 3.9 | 10.6 | 7.2 | 6.7 | -4.4 | 2.9 | -4 | 19 | 17 | 18.2 | 11.6 | 23.3 | 20 | 18.9 | 18.9 | 20 | 17.8 | 17.2 | 1.1 | 21.8 | 16.1 | 15.6 | 10 | 7 | -6.6 | -0.6 | -5.6 | 3.3 | -3.3 | 1.1 | -1.1 | -1.5 | -6.4 | 18.9 | 16.7 | 15 | 8.3 | 4.4 | -1.7 | 1 | 1 | 0.6 | -3.3 | 2.8 | 1.7 | -2.2 | -6.7 | -3.9 | -8.9 | -1.1 | -3.3 | -1.7 | -5.6 | 13.9 | 10 | 16.7 | 8.9 | -10 | -12.8 | 18.9 | 9.4 | 8.9 | 2.8 | -0.9 | -5 | 1.7 | -1.1 | 1 | -0.9 | 13.9 | 12.8 | 15.6 | 14.4 | 5 | -2.8 | 17.8 | 13.3 | 16.1 | -13.9 | 9.7 | 1.8 | 12.4 | -3.4 | 1.1 | -5.3 | -1.8 | -9.4 | 13.9 | 3.3 | 3.9 | 3.3 | -2.6 | -7.1 | 0 | -1.7 | 12.8 | 2.8 | 0 | 0 | 9.4 | 0.6 | 11.7 | 7.8 | 11.1 | 7.2 | 1.1 | -3.9 | 4 | 2 | 16.3 | -1.1 | 17.2 | -8.9 | 2.2 | -2.2 | 1.7 | -4.4 | 5.6 | 0.6 | 3.3 | -0.6 | 17.2 | 8.3 | 22.2 | -12.2 | 15.6 | 15 | 22.8 | 19.4 | 13.3 | 9.4 | 5.6 | -3.3 | -1.8 | -9.9 | 2.8 | 2.2 | 11.7 | 3.9 | 5 | -1.7 | 5.6 | 1.7 | 6.1 | -0.6 | 3.2 | -4.4 | 5.6 | -5.6
2 | 0 | -0.6 | -7.8 | 1.7 | -3.3 | 3.3 | -2.8 | -0.2 | -14.8 | 21.1 | 1.7 | 8 | 7 | 12.2 | 6.1 | 16.7 | 5.6 | 4.4 | 2.2 | 10 | 3.3 | 7.8 | 5.6 | 7.2 | -4.3 | 2.6 | -3.3 | 19 | 18 | 17.8 | 11.7 | 23.3 | 20 | 20 | 19.4 | 20 | 17.8 | 16.7 | 2.2 | 21.5 | 16 | 15.6 | 10 | 6.9 | -6.7 | -1 | -4.9 | 2.8 | -3.9 | 0.6 | -1.1 | -2.8 | -7.2 | 18.3 | 16.7 | 15 | 7.8 | 3.9 | -2.2 | 1 | 1 | 0 | -3.9 | 2.8 | 2.2 | -2.2 | -6.1 | -2.8 | -6.7 | -1.7 | -3.9 | -1.5 | -5.5 | 12.2 | 9.4 | 15.6 | 8.9 | -10 | -13.3 | 17.8 | 10 | 8.3 | 2.7 | -1.9 | -5.6 | 1.1 | -0.6 | 0.6 | -1.7 | 13.3 | 12.8 | 15.6 | 14.4 | 3.5 | -2.5 | 18.3 | 13.9 | 12.8 | -11.7 | 10.6 | 1.7 | 11.1 | -3.3 | -1.1 | -6.7 | -2.2 | -10 | 15 | 3.3 | 2.2 | 1.7 | -2.8 | -7.2 | -0.6 | -2.8 | 12.2 | 2.9 | 0 | 0 | 5.6 | 0.6 | 11.1 | 8.3 | 10.6 | 7.2 | 0 | -4.4 | 3 | 1 | 15 | -1.1 | 16.1 | -8.9 | 2 | -1.7 | 1.7 | -3.9 | 4.7 | 0.4 | 1.7 | -1.7 | 17.2 | 10.6 | 20.6 | -10.6 | 15.6 | 15.2 | 21.7 | 19.4 | 13.1 | 9.8 | 5 | -3.3 | -3.3 | -10 | 2.8 | 2.2 | 10.6 | 4.4 | 3.3 | -2.2 | 5 | 1.5 | 5.6 | -0.6 | 2.4 | -4 | 5 | -6.1
1 | -1 | -0.6 | -7.8 | 0.6 | -3.9 | 2.2 | -4.4 | -1.7 | -15.6 | 18.9 | 2.2 | 7 | 6 | 11.1 | 5.7 | 15.6 | 7.2 | 4.4 | 2.8 | 10 | 3.3 | 6.1 | 5 | 7.8 | -4.4 | 2.2 | -2.8 | 19 | 18 | 16.5 | 12.1 | 23.3 | 20 | 20 | 20 | 19.4 | 17.8 | 15 | 8.3 | 21.1 | 16.1 | 15.6 | 10.6 | 6.7 | -7.8 | -1.3 | -4.7 | 1.7 | -5 | 0.6 | -1.1 | -3 | -6.5 | 18.3 | 16.7 | 15 | 7.1 | 3.3 | -2.2 | 1 | 0 | -0.6 | -3.9 | 2.8 | 2.8 | -2.8 | -6.7 | -2.2 | -7.8 | -2.2 | -3.9 | -1.3 | -5.9 | 12.2 | 9.4 | 16.7 | 8.3 | -10 | -13.3 | 17.2 | 10 | 7.8 | 2.5 | -2.8 | -6.7 | 0.6 | 0 | 0.4 | -1.7 | 13.9 | 13.3 | 15.6 | 14.4 | 2.1 | -3 | 19.4 | 14.4 | 12.8 | -12.2 | 10.4 | 0.1 | 11.3 | -2.2 | -1.5 | -6.2 | -2.4 | -8.9 | 16.1 | 3.3 | 1.7 | 1.1 | -2.8 | -6.6 | -0.6 | -2.2 | 11.7 | 3 | 0 | 0 | 6.7 | 1.1 | 11.1 | 8.3 | 10 | 7.2 | 0 | -5 | 3 | 1 | 14.1 | -1 | 15 | -7.8 | 1.9 | -1.5 | 1.7 | -3.9 | 3.7 | -0.1 | 1.1 | -1.7 | 15 | 10 | 20 | -7.8 | 15.6 | 15.2 | 20.6 | 18.9 | 13 | 9.9 | 5 | -3.9 | -4.1 | -9.1 | 2.8 | 2.2 | 10 | 4.4 | 5 | -2.2 | 4.5 | 1.3 | 4.4 | -0.6 | 1.7 | -4.4 | 3.3 | -4.4
-1 | -2 | -1.1 | -7.8 | 0.6 | -3.3 | 1.7 | -5.6 | -2.4 | -15.3 | 18.3 | 2.2 | 8 | 7 | 10 | 5.2 | 13.9 | 8.3 | 3.9 | 1.7 | 9.4 | 2.8 | 5 | 3.8 | 5.8 | -3.6 | 2 | -2.4 | 19 | 18 | 15.2 | 12.4 | 23.3 | 20 | 20 | 19.4 | 20 | 17.8 | 13.9 | 13.3 | 20.4 | 16.5 | 16.1 | 11.1 | 6.3 | -6.2 | -1.7 | -5 | 1.1 | -4.4 | 0.6 | -1.1 | -3.1 | -6.3 | 18.3 | 17.2 | 15 | 6.1 | 2.8 | -2.2 | 1 | 0 | -0.9 | -3.9 | 2.8 | 2.2 | -2.8 | -6.7 | -2.2 | -7.8 | -3.9 | -5 | -1.1 | -7.2 | 10 | 8.3 | 16.7 | 8.9 | -10 | -13.9 | 16.1 | 10.6 | 7.2 | 2.2 | -3 | -6.2 | 0.4 | -0.1 | 0.2 | -2.1 | 14.4 | 13.3 | 15.6 | 15 | 0.6 | -3.9 | 20 | 14.4 | 12.8 | -12.8 | 10.2 | -1.3 | 11.5 | -1.7 | -1.8 | -6.3 | -2.6 | -8.9 | 15 | 3.3 | 1.1 | 0.6 | -2.8 | -6.3 | 0 | -1.1 | 11.1 | 2.8 | 1 | 0 | 6.7 | 0.6 | 11.7 | 8.3 | 9.4 | 7.2 | 0 | -6.1 | 2 | 0 | 13.1 | -0.8 | 13.9 | -7.2 | 1.7 | -1.7 | 1.7 | -4.4 | 2.8 | -0.6 | 0.6 | -1.1 | 13.3 | 10 | 20.6 | -4.4 | 15.6 | 15 | 20 | 18.9 | 12.8 | 10 | 5 | -3.9 | -4.8 | -9.1 | 2.8 | 2.2 | 9.4 | 4.4 | 3.3 | -2.2 | 3.9 | 1.1 | 2.8 | -1.1 | 1.5 | -4.4 | 2.8 | -5
-1 | -3 | -1.1 | -8.3 | -0.6 | -3.9 | 0.6 | -6.1 | -3.2 | -16.7 | 16.1 | 2.8 | 8 | 7 | 8.9 | 4.4 | 12.8 | 7.8 | 3.9 | 2.2 | 10 | 2.8 | 5 | 2.8 | 3.7 | -3.6 | 1.9 | -2.1 | 19 | 18 | 13.9 | 12.2 | 23.3 | 20 | 20 | 19.4 | 17.8 | 17.2 | 13.3 | 12.8 | 19.6 | 16.5 | 17.2 | 12.2 | 6 | -5.8 | -2.1 | -4.7 | 0.6 | -5 | 1.7 | -0.6 | -3.3 | -6.7 | 18.9 | 17.8 | 14.4 | 5.2 | 2.8 | -2.8 | 1 | 0 | -1.1 | -4.1 | 2.8 | 2.2 | -3.3 | -6.7 | -2.2 | -7.2 | -3.9 | -5.6 | -1.3 | -5.9 | 11.1 | 8.9 | 15.6 | 10 | -11.7 | -14.4 | 15.6 | 11.1 | 6.3 | 2.2 | -3.1 | -6.2 | 0.2 | -0.3 | 0 | -2.8 | 14.4 | 12.8 | 15.6 | 15 | 0 | -3.6 | 21.1 | 15 | 12.8 | -12.8 | 10 | -3.3 | 11.7 | -1.1 | -2.2 | -7.2 | -2.8 | -9.4 | 15 | 3.3 | 1.1 | 0.6 | -2.8 | -6.7 | 0 | -1.1 | 11.1 | 2.7 | 1 | 0 | 5.6 | 0.6 | 11.7 | 8.3 | 9.4 | 7.2 | 0 | -6.7 | 2 | 0 | 12.2 | -1.1 | 11.7 | -5 | 1.5 | -1.4 | 1.1 | -5 | 2.6 | -0.7 | 0 | -1.7 | 13.3 | 10 | 18.9 | -5.6 | 15.8 | 15.5 | 20 | 18.9 | 12.8 | 10.2 | 6.1 | -5.6 | -5.6 | -9.4 | 2.8 | 2.2 | 8.9 | 3.9 | 2.2 | -2.8 | 4.1 | 0.9 | 2.2 | -0.6 | 1.3 | -4.8 | 1.7 | -5.6
-1 | -3 | -1.1 | -8.9 | -1.1 | -3.9 | 0 | -6.1 | -3.9 | -20 | 16.7 | 2.8 | 8 | 7 | 8.2 | 4.4 | 11.7 | 8.9 | 3.3 | 2.2 | 10.6 | 1.1 | 4.4 | 2.2 | 1.7 | -4.4 | 1.7 | -2.2 | 20 | 18 | 13.5 | 11.8 | 22.8 | 20 | 20 | 19.4 | 18.9 | 17.8 | 12.2 | 12.2 | 18.9 | 16.7 | 17.2 | 12.8 | 5.6 | -6.1 | -2.4 | -4.6 | 0.6 | -5 | 0.6 | -1.7 | -4.1 | -6.6 | 18.3 | 17.2 | 13.9 | 4.5 | 2.2 | -3.9 | 1 | 0 | -1.4 | -4.3 | 3.3 | 2.2 | -3.3 | -6.7 | -1.7 | -6.1 | -5 | -6.1 | -1.5 | -5.5 | 11.7 | 9.4 | 14.4 | 10.6 | -11.7 | -15 | 15 | 11.1 | 5.3 | 1.8 | -3.3 | -6.7 | 0 | -0.6 | -0.4 | -2.8 | 15 | 13.3 | 15 | 14.4 | -0.5 | -3.8 | 19.4 | 13.3 | 10.6 | -13.3 | 9.6 | -2.9 | 11.1 | -0.9 | -3.3 | -7.3 | -2.8 | -8.7 | 14.4 | 3.3 | 0.6 | 0 | -2.6 | -6 | 0 | -1.7 | 11.1 | 2.1 | 0 | 0 | 4.4 | 0.6 | 11.1 | 8.3 | 10 | 7.8 | -1.7 | -5 | 2 | 0 | 11.3 | -1.6 | 10.6 | -4.4 | 1.3 | -1.4 | 1.1 | -5 | 2.4 | -1.1 | 0 | -1.7 | 13.3 | 11.1 | 18.3 | -11.7 | 15.9 | 15.8 | 20.6 | 18.9 | 12.8 | 10.4 | 6.7 | -5 | -5.4 | -8.3 | 3.3 | 2.2 | 7.2 | 3.9 | 0 | -3.9 | 4.2 | 0.7 | 0.6 | -1.7 | 1.1 | -6.1 | 0.6 | -6.1
-2 | -3 | -1.7 | -8.3 | -1.7 | -4.4 | -0.6 | -6.7 | -4.3 | -17.7 | 15.6 | 2.8 | 7 | 6 | 7.4 | 4.2 | 11.1 | 7.8 | 3.3 | 2.2 | 8.9 | 0.6 | 3.3 | 1.9 | 0.6 | -3.7 | 1.9 | -1.8 | 19 | 18 | 13.2 | 11.1 | 22.8 | 20 | 20 | 19.4 | 18.9 | 17.8 | 11.1 | 11.1 | 18.5 | 16.5 | 17.8 | 12.8 | 5.2 | -3.4 | -2.8 | -5 | 0 | -5 | 0 | -1.7 | -4.8 | -6.7 | 18.9 | 18.3 | 13.3 | 3.3 | 2.2 | -3.9 | 1 | 0 | -1.7 | -4.6 | 3.3 | 2.8 | -3.3 | -7.2 | -1.7 | -5.6 | -7.2 | -7.2 | -1.7 | -5.6 | 10.6 | 8.9 | 12.8 | 10 | -11.7 | -14.4 | 14.4 | 11.7 | 4.4 | 1.7 | -3.5 | -6.4 | -0.2 | -0.7 | -0.7 | -3.1 | 14.4 | 13.3 | 15 | 14.4 | -1.1 | -4.4 | 13.3 | 9.4 | 10.6 | -13.9 | 9.3 | -2.9 | 10.6 | -1 | -4.5 | -8.3 | -2.8 | -8.7 | 10.6 | 3.3 | 0.6 | -0.6 | -2.4 | -5.8 | -0.6 | -2.2 | 11.1 | 1.7 | 0 | 0 | 3.3 | 0 | 11.1 | 8.3 | 10 | 7.8 | -2.2 | -4.4 | 1 | -1 | 10.3 | -2.7 | 8.9 | -2.8 | 1.1 | -1.7 | 1.1 | -3.9 | 2.2 | -1.7 | 0 | -1.1 | 13.9 | 11.1 | 15.6 | -8.3 | 16.1 | 16.1 | 20 | 19.4 | 12.8 | 10.6 | 6.1 | -5 | -5.2 | -7.6 | 3.3 | 1.7 | 6.7 | 2.8 | 0 | -3.3 | 4.4 | 0.6 | 0.6 | -2.2 | 0.5 | -5.4 | -1.1 | -6.7
-3 | -5 | -2.8 | -8.3 | -2.2 | -4.4 | -1.1 | -7.2 | -4.6 | -17 | 14.4 | 2.8 | 7 | 6 | 6.7 | 3.9 | 10.6 | 7.8 | 3.9 | 2.8 | 8.9 | 1.1 | 2.8 | 0.3 | -0.6 | -4 | 2 | -1.7 | 19 | 18 | 12.8 | 10.6 | 22.8 | 20 | 20 | 19.4 | 17.8 | 16.7 | 10.6 | 10.6 | 18.2 | 16.4 | 17.2 | 13.3 | 4.8 | -1.8 | -2.4 | -4.6 | -0.6 | -4.4 | 0 | -1.7 | -5.6 | -7.2 | 19.4 | 17.8 | 11.6 | 2.6 | 1.7 | -4.4 | 1 | 0 | -1.9 | -4.8 | 3.3 | 2.8 | -3.9 | -7.2 | -1.7 | -2.2 | -6.7 | -7.8 | -1.7 | -4.9 | 10.6 | 9.4 | 12.8 | 10.6 | -11.7 | -14.4 | 14.4 | 11.7 | 3.9 | 1.4 | -3.7 | -6.6 | -0.4 | -0.9 | -1.1 | -3.9 | 14.4 | 13.3 | 15 | 14.4 | -0.9 | -3.9 | 11.1 | 7.8 | 11.1 | -11.1 | 8.9 | -3.3 | 10 | -1.1 | -5.6 | -9.4 | -2.8 | -9.4 | 9.4 | 3.3 | 0 | -1.1 | -2.2 | -6.1 | -1.1 | -2.2 | 10.5 | 2.1 | 1 | 0 | 4.4 | 0.6 | 11.1 | 8.3 | 10 | 6.7 | -2.8 | -4.4 | 0 | 0 | 9.4 | -3.9 | 7.2 | -2.8 | 1.1 | -1.3 | 1.1 | -4.4 | 2.4 | -1.4 | 0 | -1.1 | 12.2 | 10.6 | 15.6 | -7.2 | 16.1 | 16.1 | 20 | 19.4 | 12.6 | 10.4 | 7.2 | -6.7 | -5 | -7.2 | 3.3 | 1.7 | 6.1 | 3.3 | 1.7 | -3.3 | 3.9 | 0.4 | 0 | -2.2 | 0 | -5.3 | 0 | -6.1
-3 | -5 | -3.3 | -8.3 | -2.2 | -4.4 | -1.1 | -6.7 | -5 | -18.3 | 14.4 | 2.8 | 7 | 6 | 6.5 | 4 | 10 | 7.2 | 4.4 | 2.8 | 7.8 | 2.2 | 2.8 | 0 | -1.7 | -4.4 | 2.2 | -1.7 | 19 | 18 | 12.4 | 9.4 | 22.2 | 20 | 20 | 19.4 | 17.8 | 16.7 | 10 | 10 | 17.8 | 16.1 | 16.7 | 12.8 | 4.4 | -0.6 | -2.1 | -4.7 | -0.6 | -4.4 | 0 | -1.7 | -5.8 | -7.3 | 18.9 | 16.7 | 10 | 2.1 | 1.7 | -4.4 | 0 | 0 | -2.2 | -5.6 | 3.3 | 2.8 | -3.9 | -6.7 | -1.7 | -2.2 | -7.2 | -8.3 | -1.7 | -4.8 | 6.1 | 4.4 | 13.3 | 11.1 | -11.7 | -14.4 | 14.4 | 12.2 | 3.3 | 1.2 | -3.9 | -7.2 | -0.6 | -1.1 | -1.5 | -3.4 | 14.4 | 13.3 | 15 | 14.4 | -0.8 | -3.8 | 11.1 | 5.6 | 10.6 | -9.4 | 9.1 | -1.7 | 10 | -0.7 | -4.7 | -8.8 | -2.4 | -8.4 | 8.3 | 3.3 | 0.6 | -1.1 | -2.4 | -5.5 | -1.1 | -2.8 | 10 | 2.6 | 0 | -1 | 3.9 | 1.1 | 11.1 | 8.3 | 8.9 | 6.1 | -3.3 | -5.6 | 0 | 0 | 8.7 | -2.3 | 6.1 | -2.8 | 1.1 | -1.1 | 0.6 | -3.9 | 2.6 | -1.4 | 0.6 | -0.6 | 11.7 | 10.6 | 12.8 | -6.7 | 16.1 | 16.1 | 20 | 19.4 | 12.4 | 10.2 | 6.1 | -5 | -4.3 | -6.9 | 3.3 | 1.7 | 5.6 | 2.8 | 2.2 | -2.8 | 3.3 | 0.2 | -1.7 | -3.3 | -0.6 | -6.1 | 0 | -5.6
-3 | -5 | -3.3 | -8.3 | -2.8 | -4.4 | -1.1 | -7.8 | -4.1 | -16.2 | 14.4 | 2.8 | 6 | 6 | 6.3 | 4 | 11.7 | 4.4 | 5 | 2.8 | 8.9 | 2.8 | 3.3 | -0.6 | 0.7 | -3 | 2.2 | -1.7 | 19 | 19 | 12.1 | 8.4 | 22.2 | 20 | 19.4 | 19.4 | 17.8 | 17.2 | 9.4 | 9.4 | 18.9 | 16.3 | 16.7 | 12.8 | 4.2 | -0.3 | -1.7 | -5 | -0.6 | -4.4 | 0 | -2.2 | -5.9 | -7.4 | 18.3 | 16.7 | 8.3 | 1.1 | 1.1 | -5 | 0 | 0 | -2.8 | -6.1 | 3.3 | 2.2 | -4.4 | -6.1 | -1.7 | -2.2 | -8.3 | -8.9 | -1.7 | -5 | 6.1 | 3.9 | 13.9 | 11.7 | -12.2 | -15 | 14.4 | 11.7 | 2.8 | 1.1 | -2.6 | -5.7 | -0.6 | -1.2 | -1.8 | -3.2 | 13.9 | 13.9 | 15 | 15 | -0.6 | -3.9 | 10 | 2.8 | 10.6 | -6.7 | 9.2 | -0.6 | 10 | -0.2 | -3.7 | -8.3 | -2.1 | -8.1 | 7.2 | 2.8 | 0 | -1.1 | -2.6 | -5.4 | -2.2 | -3.3 | 9.4 | 2.8 | 0 | -2 | 4.4 | 1.1 | 10.6 | 8.3 | 8.3 | 3.9 | -3.9 | -5.6 | 0 | 0 | 7.9 | -1.7 | 5 | -3.3 | 1.1 | -1.1 | 0 | -3.9 | 2.8 | -1.7 | 1.1 | -0.6 | 11.7 | 10 | 13.3 | -7.8 | 16.1 | 16.1 | 20 | 19.4 | 12.2 | 10 | 5.6 | -4.4 | -3.5 | -7 | 3.3 | 1.1 | 5 | 2.8 | 1.7 | -2.8 | 2.8 | 0 | -1.7 | -3.3 | 0.7 | -5.1 | 0.6 | -6.1
-2 | -3 | -2.2 | -9.4 | -0.6 | -2.8 | -1.1 | -7.8 | -3.1 | -15.6 | 13.9 | 2.8 | 7 | 7 | 6.1 | 3.9 | 12.8 | 5.6 | 5.6 | 2.8 | 10 | 4.4 | 4.4 | -1.1 | 3.2 | -2.1 | 2.2 | -1.9 | 19 | 18 | 11.7 | 7.2 | 22.8 | 19.4 | 19.4 | 19.4 | 18.3 | 17.2 | 9.4 | 9.4 | 20 | 16.7 | 11.7 | 8.3 | 4.1 | -0.1 | -0.2 | -5 | -1.1 | -5 | 0 | -1.7 | -6.1 | -7.8 | 18.9 | 16.1 | 9.4 | 2 | 1.7 | -5 | 1 | 0 | -2.2 | -5.6 | 3.3 | 2.2 | -4.4 | -6.1 | -3.3 | -3.9 | -7.8 | -9.4 | -1.3 | -4.3 | 5.6 | 3.3 | 14.4 | 11.7 | -11.7 | -14.4 | 14.4 | 11.7 | 6.5 | 3.1 | -1.3 | -4.6 | -0.6 | -1.5 | -2.2 | -3.3 | 15.6 | 15 | 15.6 | 15.6 | 1.8 | -2.7 | 10 | 1.7 | 10.6 | -3.3 | 9.4 | 0.6 | 10 | 0 | -2.8 | -8.9 | -1.7 | -8.3 | 8.3 | 3.9 | 0 | -1.7 | -2.8 | -5.6 | -2.2 | -3.3 | 10.5 | 3.5 | 0 | -1 | 5 | 1.7 | 10 | 8.9 | 5.6 | 0.6 | -3.9 | -5.6 | 1 | -1 | 7.2 | -1.1 | 5.6 | -2.8 | 1.3 | -1 | 0.6 | -3.9 | 6.9 | 0.8 | 1.1 | 0 | 12.2 | 10.6 | 14.4 | -6.7 | 16.3 | 16.2 | 20.6 | 19.4 | 12.4 | 10.2 | 5 | -3.9 | -2.8 | -7.8 | 2.8 | 1.1 | 5 | 3.3 | 2.8 | -2.2 | 3.5 | 0.4 | -2.2 | -3.9 | 2 | -5 | 0.6 | -5.6
-1 | -3 | -2.8 | -6.1 | 3.3 | -2.8 | 0.6 | -7.8 | -2.2 | -16.7 | 15.6 | 3.3 | 8 | 7 | 7 | 4.3 | 16.1 | 3.9 | 5.6 | 2.8 | 10.6 | 5.6 | 10.6 | 7.2 | 5.6 | -1.7 | 2.2 | -2.2 | 19 | 18 | 14.8 | 8.5 | 23.9 | 20 | 19.4 | 19.4 | 20.6 | 19.4 | 12.8 | 8.9 | 21.1 | 16.7 | 8.9 | 5.6 | 3.9 | 0 | 1.3 | -5.6 | -1.1 | -5.6 | 2.2 | 0 | -3.1 | -6.2 | 19.4 | 17.8 | 10.6 | 2.7 | 3.3 | -6.7 | 1 | 0 | -2.8 | -6.7 | 3.3 | 2.8 | -5 | -7.2 | -3.3 | -5.6 | -6.7 | -8.3 | -1 | -4 | 5.6 | 2.2 | 16.1 | 12.2 | -10 | -13.9 | 15.6 | 12.2 | 10.2 | 5.2 | 0 | -3.9 | -0.6 | -1.7 | -0.4 | -3.1 | 15.6 | 15 | 15.6 | 15.6 | 4.3 | -2.3 | 10.6 | 1.1 | 11.1 | -2.8 | 11.3 | 0.4 | 11.5 | 0.3 | 0.2 | -6.7 | 0.2 | -7.1 | 10.6 | 4.4 | 0 | -2.2 | -2.6 | -4.8 | -1.1 | -3.3 | 11.7 | 4.2 | 2 | 0 | 5 | 2.2 | 10 | 8.9 | 3.3 | -0.6 | -3.9 | -9.4 | 2 | 0 | 9.1 | -0.7 | 7.2 | -3.3 | 1.5 | -0.9 | 1.1 | -3.3 | 10.9 | 2.5 | 1.7 | 0 | 17.2 | 12.8 | 17.2 | -6.1 | 16.5 | 16.2 | 21.1 | 18.9 | 12.6 | 10.4 | 5.6 | -2.2 | 0.2 | -6.3 | 3.3 | 1.1 | 7.2 | 5 | 6.1 | -1.1 | 4.3 | 0.8 | -0.6 | -2.2 | 3.3 | -5.6 | 3.3 | -2.2
0 | -2 | -2.2 | -5 | 6.1 | 0 | 1.1 | -7.8 | -0.2 | -14.4 | 18.3 | 3.3 | 9 | 7 | 8 | 4.8 | 19.4 | 3.3 | 6.1 | 3.9 | 11.7 | 7.2 | 15 | 4.4 | 9.3 | 0 | 3.7 | -1.8 | 19 | 18 | 18 | 9.4 | 24.4 | 20 | 19.4 | 19.4 | 22.2 | 19.4 | 15.6 | 5.6 | 23 | 17 | 8.3 | 5 | 5.6 | -0.6 | 2.8 | -7.8 | 0 | -6.7 | 5.6 | 1.7 | -0.2 | -5.1 | 21.7 | 18.3 | 11.7 | 3.3 | 5 | -3.9 | 1 | 1 | -3.3 | -6.7 | 3.3 | 2.8 | -5 | -7.2 | -4.4 | -7.2 | -2.2 | -6.1 | -0.6 | -3.9 | 5.6 | 2.2 | 19.4 | 12.8 | -8.9 | -13.3 | 16.7 | 12.2 | 13.9 | 6.7 | 3.7 | -2.4 | -0.4 | -1.8 | 1.5 | -3.1 | 15.6 | 14.4 | 16.7 | 15.6 | 6.7 | -2.2 | 11.7 | 1.1 | 11.1 | -2.2 | 13.1 | -0.5 | 12.9 | 0.3 | 3.1 | -5.6 | 2 | -7 | 13.9 | 5 | 0 | -1.7 | -2.4 | -4.2 | -0.6 | -3.3 | 12.8 | 5 | 5 | -1 | 6.1 | 2.8 | 10.6 | 9.4 | 4.4 | 0.6 | -3.9 | -7.8 | 2 | 0 | 10.9 | -1 | 9.4 | -3.3 | 1.7 | -1.1 | 1.7 | -3.3 | 15 | 3.9 | 2.8 | 0 | 21.1 | 9.4 | 20 | -5 | 16.7 | 16.1 | 22.2 | 19.4 | 12.8 | 10.6 | 7.2 | 0 | 3.1 | -6.1 | 4.4 | 1.1 | 9.4 | 5.6 | 8.3 | 0 | 5 | 1.1 | 1.7 | 0 | 4.8 | -3.5 | 3.9 | -3.3
0 | -2 | -1.7 | -3.9 | 8.3 | -1.1 | 2.8 | -7.2 | 1.9 | -14.4 | 21.1 | 3.3 | 10 | 7 | 8.9 | 5 | 22.2 | 1.1 | 6.7 | 3.3 | 12.2 | 7.2 | 17.2 | 8.3 | 13 | 0.7 | 5.2 | -1.9 | 19 | 18 | 21.1 | 10 | 25.6 | 19.4 | 20 | 20 | 23.9 | 19.4 | 17.8 | 3.9 | 24.8 | 16.8 | 8.3 | 3.3 | 7.2 | -1.5 | 3.9 | -7 | 0 | -6.7 | 9.4 | 2.8 | 2.8 | -5.6 | 21.1 | 18.3 | 13 | 4.7 | 7.2 | -4.4 | 1 | 1 | -2.2 | -6.1 | 3.3 | 2.8 | -4.4 | -7.8 | -3.3 | -6.1 | 1.7 | -6.1 | -0.4 | -3.7 | 6.1 | 2.2 | 21.1 | 13.3 | -7.2 | -12.2 | 18.3 | 12.2 | 16.5 | 6.6 | 7.4 | -1.6 | -0.2 | -2.2 | 3.3 | -4.4 | 16.1 | 15.6 | 17.2 | 15.6 | 8.9 | -1.6 | 11.7 | 2.2 | 12.8 | -5 | 15 | -1.7 | 14.4 | 0 | 6.1 | -5.6 | 3.9 | -7.8 | 14.4 | 5.6 | 0.6 | -1.1 | -2.2 | -3.9 | 0 | -2.8 | 14.6 | 6 | 6 | 0 | 7.2 | 3.3 | 10.6 | 9.4 | 5.6 | -0.6 | -3.9 | -6.7 | 3 | 0 | 12.8 | -1.7 | 11.1 | -3.9 | 1.9 | -0.7 | 3.3 | -2.2 | 16.7 | 4.4 | 3.9 | 0.6 | 23.3 | 10.6 | 21.1 | -3.9 | 16.9 | 16.4 | 23.3 | 19.4 | 13.7 | 11.3 | 8.3 | -1.7 | 6.1 | -7.8 | 5.6 | 0.6 | 8.9 | 5 | 11.7 | 1.1 | 6.3 | 2.2 | 8.3 | 1.7 | 6.3 | -2.5 | 8.3 | -5.6
1 | -2 | 0 | -4.4 | 11.1 | -1.7 | 4.4 | -7.2 | 3.9 | -16.1 | 22.2 | 3.3 | 10 | 7 | 11.1 | 6.1 | 22.2 | 3.9 | 6.7 | 3.9 | 12.8 | 7.2 | 18.9 | 7.2 | 16.7 | 1.1 | 6.7 | -2.2 | 19 | 18 | 21.1 | 9.4 | 25.6 | 19.4 | 20.6 | 20.6 | 25 | 19.4 | 20 | 1.1 | 26.7 | 16.7 | 8.9 | 2.8 | 8.9 | -3.9 | 5 | -6.9 | 0 | -6.1 | 11.7 | 2.2 | 4.1 | -4.5 | 23.3 | 18.9 | 14.3 | 5.7 | 7.8 | -4.4 | 1 | 1 | -1.7 | -6.1 | 4.4 | 3.9 | -2.8 | -8.3 | -2.8 | -8.3 | 3.9 | -7.2 | -0.2 | -3.8 | 8.3 | 3.3 | 22.8 | 13.9 | -6.1 | -12.2 | 21.1 | 12.8 | 19.1 | 5.9 | 11.1 | -2.2 | 0 | -2.8 | 4.8 | -4 | 17.2 | 15.6 | 18.3 | 15.6 | 11.1 | -1.7 | 11.7 | 1.1 | 15.6 | -5.6 | 15.9 | -1.4 | 16.3 | 0.4 | 8.1 | -4.4 | 4.5 | -6.5 | 15 | 5.6 | 0.6 | -1.1 | -2.8 | -4.2 | 0 | -3.3 | 16.5 | 6.6 | 7 | 0 | 8.9 | 2.8 | 11.1 | 10 | 6.7 | -2.2 | -2.8 | -6.7 | 4 | 0 | 13.7 | -1.3 | 12.2 | -3.3 | 2 | -0.7 | 5 | -1.7 | 18.3 | 4.5 | 4.4 | 0 | 24.4 | 8.9 | 22.8 | -5 | 17 | 16.5 | 25 | 19.4 | 14.7 | 12.2 | 9.4 | -2.8 | 8.1 | -5.7 | 6.7 | 2.2 | 13.3 | 4.4 | 12.2 | 1.1 | 7.6 | 3.5 | 11.7 | 1.7 | 7.8 | -1.7 | 10 | -5.6
2 | -2 | 0.6 | -9.4 | 12.2 | -2.2 | 5.6 | -6.1 | 5.2 | -14.3 | 23.3 | 3.3 | 11 | 8 | 13.4 | 6.8 | 20 | 10 | 6.7 | 4.4 | 13.9 | 7.2 | 19.4 | 8.3 | 20.2 | 1.6 | 7.4 | -1.1 | 19 | 13 | 21.1 | 9.1 | 26.1 | 20.6 | 20.6 | 20 | 25.6 | 19.4 | 21.7 | 0 | 26.9 | 17.1 | 9.4 | 1.1 | 10 | -3.9 | 6.1 | -8.3 | 1.1 | -5 | 14.4 | 1.1 | 5.4 | -4.7 | 23.9 | 18.9 | 15.6 | 6.7 | 8.9 | -3.9 | 1 | 1 | -1.7 | -3.3 | 6.7 | 5.6 | -1.7 | -8.3 | -2.2 | -8.3 | 5.6 | -10.6 | 0 | -4.4 | 9.4 | 2.8 | 24.4 | 14.4 | -4.4 | -11.1 | 22.2 | 13.3 | 21.7 | 4.4 | 12.4 | -2 | 1.3 | -2.2 | 6.3 | -4.2 | 17.2 | 15.6 | 20 | 15.6 | 13.3 | -2.2 | 12.2 | 1.1 | 14.4 | -6.1 | 16.9 | -1.5 | 18.1 | -0.2 | 10.2 | -3.7 | 5 | -6.3 | 15 | 6.1 | 1.1 | -2.2 | -3.3 | -4.4 | 0 | -3.3 | 18.3 | 7.2 | 8 | 0 | 9.4 | 3.3 | 11.1 | 10 | 8.3 | -4.4 | -2.8 | -5 | 5 | 0 | 14.7 | -1.6 | 13.3 | -2.8 | 2.2 | -0.6 | 6.1 | -1.7 | 20 | 4.4 | 5 | 0 | 26.1 | 8.9 | 25.6 | -7.2 | 17.2 | 16.7 | 26.7 | 19.4 | 15.6 | 12.8 | 10 | -5.6 | 10.2 | -4.7 | 8.3 | -1.1 | 14.4 | 5 | 12.8 | 1.7 | 8.9 | 4.4 | 13.3 | -1.1 | 9.5 | -0.3 | 12.2 | -5.6
3 | -2 | 1.1 | -8.9 | 13.9 | -1.7 | 7.2 | -5 | 6.5 | -13.8 | 23.9 | 3.3 | 11 | 7 | 15.6 | 7.2 | 18.9 | 12.8 | 7.2 | 5.6 | 15.6 | 8.3 | 19.4 | 10 | 23.7 | 0.7 | 8.2 | -0.3 | 17 | 8 | 21.1 | 8.3 | 27.2 | 20 | 21.1 | 20.6 | 26.7 | 19.4 | 22.8 | 0 | 27 | 17.2 | 9.4 | 2.2 | 11.1 | -5.2 | 6.3 | -7.1 | 1.1 | -4.4 | 15.6 | -1.1 | 6.7 | -5.6 | 23.9 | 17.2 | 16.5 | 7.2 | 9.4 | -5 | 2 | 1 | -1.7 | -2.8 | 6.7 | 6.1 | -1.1 | -7.2 | -2.2 | -7.8 | 6.7 | -10 | 0.2 | -3.9 | 10 | 3.3 | 25.6 | 14.4 | -2.8 | -10.6 | 23.9 | 13.3 | 22.1 | 3.7 | 13.7 | -2 | 2.6 | -1.9 | 7.8 | -5.6 | 16.1 | 13.9 | 21.1 | 15 | 14.2 | -1.3 | 13.3 | -1.1 | 6.1 | 1.1 | 17.8 | -2.2 | 20 | -0.6 | 12.2 | -3.9 | 5.6 | -6.7 | 15.6 | 6.1 | 1.1 | -2.2 | -3.9 | -5 | 0 | -2.8 | 19.1 | 7.2 | 9 | 0 | 10.6 | 3.9 | 8.3 | 7.2 | 8.3 | -5.6 | -1.7 | -6.1 | 6 | 0 | 15.6 | -2.2 | 15 | -2.8 | 1.8 | -0.1 | 8.3 | 0 | 20 | 3.7 | 6.1 | 0 | 25.6 | 6.7 | 25.6 | -10 | 17.2 | 16.9 | 28.3 | 20 | 16 | 13.1 | 11.1 | -4.4 | 12.2 | -4.4 | 8.9 | 0 | 16.1 | 5.6 | 13.9 | 1.7 | 9.1 | 5.9 | 15 | -1.1 | 11.1 | 0.8 | 13.3 | -6.1
3 | -1 | 1.1 | -5 | 15.6 | -1.7 | 9.4 | -3.3 | 7.8 | -15.6 | 25 | 3.3 | 10 | 8 | 16.7 | 7.9 | 19.4 | 8.9 | 7.2 | 5.6 | 16.1 | 6.1 | 18.3 | 8.9 | 27.2 | -1.1 | 8.9 | 0.6 | 17 | 10 | 20.7 | 8.4 | 27.8 | 20 | 21.1 | 20.6 | 26.7 | 18.3 | 22.8 | -1.1 | 27.2 | 17.8 | 10.6 | 2.8 | 12.2 | -7.2 | 6.5 | -7.3 | 1.7 | -5 | 16.7 | -1.7 | 7.8 | -4.4 | 26.1 | 16.7 | 17.4 | 7.2 | 11.7 | -4.4 | 3 | 2 | -2.2 | -2.8 | 7.2 | 6.1 | -0.6 | -7.2 | -2.8 | -11.1 | 6.7 | -8.9 | 0.4 | -3.7 | 11.1 | 2.8 | 26.1 | 14.4 | -1.7 | -8.9 | 25.6 | 13.3 | 22.4 | 3 | 15 | -2.8 | 3.9 | -2.2 | 9.5 | -4.3 | 16.1 | 13.3 | 22.2 | 11.7 | 15.2 | -0.1 | 12.8 | -1.7 | 3.9 | -1.1 | 16.5 | -2.2 | 20.4 | -0.7 | 12.4 | -4.1 | 5.8 | -5.1 | 16.1 | 6.1 | 1.1 | -2.2 | -3.7 | -5.3 | 0 | -3.3 | 19.8 | 7.2 | 9 | 1 | 12.8 | 3.3 | 8.9 | 5.6 | 9.4 | -5 | -1.7 | -6.1 | 6 | 1 | 16.1 | -1.3 | 16.1 | -2.8 | 1.5 | 0.2 | 10 | -1.1 | 20 | 3.3 | 6.1 | 0 | 26.7 | 5.6 | 25.6 | -10.6 | 17.2 | 17.1 | 29.4 | 19.4 | 16.3 | 13.3 | 10.6 | -3.3 | 13.3 | -2.7 | 10 | 0 | 17.2 | 5.6 | 14.4 | 1.7 | 9.2 | 7.2 | 16.1 | -2.2 | 12.8 | 1.7 | 16.7 | -7.8
4 | 0 | 1.1 | -5 | 16.1 | -2.2 | 10.6 | -4.4 | 8.9 | -13.3 | 26.1 | 2.2 | 9 | 7 | 17.8 | 8.4 | 18.9 | 10.6 | 7.2 | 5.6 | 16.1 | 6.1 | 16.1 | 8.3 | 27 | -3.3 | 8.2 | 1.8 | 16 | 8 | 20.4 | 8.4 | 27.8 | 18.9 | 22.2 | 20.6 | 26.7 | 18.3 | 22.8 | -0.6 | 27 | 17.8 | 10 | 2.8 | 12.6 | -7.6 | 6.7 | -8.3 | 0.6 | -5.6 | 17.2 | -2.8 | 8.9 | -4.4 | 26.1 | 16.7 | 18.3 | 7.2 | 11.7 | -5.6 | 1 | 1 | -2.8 | -3.9 | 6.7 | 5.6 | -0.6 | -7.8 | -2.8 | -11.1 | 6.7 | -8.9 | 0.6 | -4.4 | 10 | 2.2 | 26.7 | 14.4 | -1.1 | -8.3 | 26.7 | 13.3 | 22.8 | 2.2 | 14.8 | -2.3 | 4.3 | -2.4 | 11.1 | -3.7 | 16.7 | 13.9 | 18.3 | 12.8 | 16.1 | 0.6 | 12.8 | -1.1 | 5.6 | -1.7 | 15.2 | -2.8 | 20.7 | -1 | 12.6 | -5.2 | 5.9 | -4.5 | 15 | 6.7 | 0 | -2.8 | -3.5 | -5.8 | 1.1 | -1.7 | 20.6 | 6.7 | 9 | 2 | 12.8 | 2.8 | 8.3 | 3.9 | 7.8 | -7.2 | -1.1 | -5.6 | 7 | 0 | 16.7 | -1.2 | 17.2 | -2.8 | 1.1 | 0.6 | 11.7 | -1.1 | 20 | 2.2 | 6.7 | 1.7 | 26.7 | 5 | 25.6 | -12.8 | 17.2 | 17.2 | 28.3 | 18.9 | 16.7 | 13.3 | 10.6 | -3.9 | 14.5 | -1 | 10.6 | -1.1 | 17.8 | 5 | 14.4 | 1.1 | 9.4 | 8.3 | 17.8 | -2.2 | 14.3 | 0.9 | 17.2 | -8.3
3 | -1 | 1.7 | -6.1 | 16.7 | -2.8 | 11.7 | -3.9 | 10 | -13.1 | 26.1 | -0.6 | 9 | 7 | 18.9 | 8.9 | 17.8 | 8.3 | 7.2 | 6.1 | 16.1 | 7.8 | 15.6 | 8.3 | 26.9 | -5.3 | 7.4 | 2.5 | 16 | 6 | 20 | 8.3 | 25.6 | 19.4 | 22.2 | 20.6 | 26.1 | 18.3 | 22.8 | -0.6 | 26.9 | 17.7 | 9.4 | 3.3 | 12.9 | -8.5 | 5.6 | -7.4 | 0.6 | -5 | 18.3 | -3.3 | 10 | -5 | 24.4 | 16.7 | 17.8 | 6.7 | 12.2 | -6.1 | 2 | 1 | -3.3 | -5.6 | 6.7 | 6.1 | 0 | -7.2 | -2.8 | -11.1 | 6.7 | -7.2 | 0.4 | -3.9 | 7.8 | 0 | 27.2 | 13.9 | 0 | -6.7 | 26.1 | 13.3 | 21.5 | 3.2 | 14.6 | -2.4 | 4.6 | -3 | 12.8 | -3.9 | 15.6 | 14.4 | 18.3 | 12.8 | 14.8 | 1 | 13.9 | -2.2 | 5.6 | -2.8 | 13.9 | -3.9 | 21.1 | -1.7 | 12.8 | -6.7 | 6.1 | -4.4 | 12.8 | 7.2 | -1.1 | -3.3 | -3.3 | -6.7 | -1.1 | -3.3 | 19.7 | 6.1 | 10 | 2 | 12.2 | 3.3 | 8.3 | 2.8 | 7.8 | -7.8 | -0.6 | -6.1 | 6 | 1 | 17.2 | -1.1 | 18.3 | -3.9 | 1.1 | 0.4 | 12.8 | -1.1 | 18.9 | 2.3 | 7.8 | 1.7 | 25.6 | 5 | 23.3 | -8.3 | 17.4 | 17.4 | 28.9 | 18.3 | 16.1 | 13.4 | 10 | -2.8 | 15.6 | 0 | 10.6 | -1.1 | 18.3 | 6.1 | 12.8 | 1.7 | 8.3 | 7.1 | 18.3 | -3.9 | 15.7 | -0.5 | 16.7 | -10.6
3 | -1 | 1.1 | -6.1 | 16.7 | -2.2 | 11.1 | -3.9 | 11.1 | -13.9 | 26.1 | -1.7 | 10 | 8 | 17 | 9 | 17.2 | 6.7 | 7.2 | 6.1 | 15.6 | 8.3 | 14.4 | 9.4 | 26.7 | -10.6 | 6.7 | 3.3 | 15 | 6 | 19.1 | 8.2 | 25 | 20 | 22.2 | 21.1 | 25 | 18.3 | 21.7 | 1.7 | 26.7 | 17.8 | 10 | 3.3 | 13.3 | -11.1 | 4.4 | -8 | 0 | -5 | 17.8 | -3.9 | 9.1 | -4.3 | 22.2 | 16.7 | 17.2 | 5.8 | 12.2 | -8.3 | 3 | 1 | -5 | -5.6 | 6.1 | 1.7 | 0 | -7.2 | -2.8 | -11.7 | 6.7 | -7.8 | 0.2 | -4.3 | 6.7 | -1.1 | 26.7 | 13.3 | 0.6 | -6.1 | 26.1 | 12.8 | 20.2 | 3.9 | 14.4 | -2.8 | 5 | -4.4 | 11.3 | -3.5 | 15.6 | 13.9 | 18.9 | -2.8 | 13.5 | 1.2 | 13.9 | -2.8 | 5.6 | -2.8 | 12 | -1.6 | 20 | -1 | 10.6 | -6.3 | 5.2 | -2.5 | 13.3 | 7.8 | -1.1 | -3.9 | -3.5 | -6.7 | 0.6 | -1.7 | 18.7 | 4.9 | 10 | 4 | 11.7 | 1.7 | 9.4 | 0.6 | 7.2 | -9.4 | -1.1 | -6.1 | 7 | 1 | 15.5 | 1.2 | 18.3 | -3.3 | 1.1 | 0.1 | 13.9 | -1.1 | 17.8 | 2.1 | 7.8 | 1.1 | 23.9 | 6.1 | 22.2 | -8.3 | 17.6 | 17.6 | 27.8 | 17.2 | 15.6 | 13.5 | 10 | -2.8 | 15 | 0 | 9.4 | -0.6 | 17.8 | 5 | 12.2 | 2.2 | 7.2 | 5.7 | 18.9 | -3.9 | 17.2 | -2.8 | 16.1 | -8.9
3 | 0 | 1.1 | -8.3 | 15 | -2.2 | 9.4 | -2.8 | 7.6 | -11.4 | 25.6 | -2.8 | 9 | 8 | 15.2 | 8.7 | 16.1 | 8.9 | 7.2 | 6.7 | 15 | 8.3 | 12.8 | 9.4 | 23.4 | -6.7 | 5.9 | 2.5 | 14 | 7 | 18.1 | 7.6 | 24.4 | 20.6 | 21.7 | 20.6 | 20.6 | 17.8 | 21.7 | 1.7 | 25.8 | 18 | 10 | 1.7 | 11.6 | -8.4 | 3.3 | -9.4 | 0.6 | -6.1 | 16.1 | -3.3 | 8.1 | -4.7 | 21.1 | 17.8 | 16.7 | 5 | 10.6 | -10.6 | 2 | 0 | -5.6 | -6.7 | 4.4 | -0.6 | -0.6 | -8.9 | -3.3 | -14.4 | 5 | -7.2 | 0 | -5 | 6.1 | -1.1 | 25 | 12.8 | 0 | -5.6 | 24.4 | 13.3 | 18.9 | 4.4 | 12.9 | -2.3 | 3.7 | -3.8 | 9.8 | -4 | 15 | 14.4 | 16.7 | -5.6 | 12.2 | 1.1 | 13.9 | -3.9 | 5.6 | -5 | 10.2 | -0.5 | 18.9 | -1.4 | 8.3 | -7.3 | 4.2 | -1.8 | 10.6 | 8.9 | -2.2 | -5 | -3.7 | -7.1 | -1.1 | -3.3 | 17.8 | 3.9 | 10 | 4 | 10 | 0.6 | 6.7 | 1.7 | 5.6 | -10 | -1.1 | -6.7 | 6 | 1 | 13.9 | 2.5 | 17.8 | -2.8 | 1.1 | 0 | 14.4 | -1.1 | 16.7 | 1.7 | 7.8 | 1.1 | 22.8 | 8.9 | 19.4 | -3.9 | 17.8 | 17.8 | 27.2 | 17.2 | 15 | 13.3 | 8.9 | -2.8 | 14.5 | 0.3 | 8.3 | -1.1 | 16.1 | 6.1 | 10.6 | 1.1 | 6.1 | 4.4 | 18.3 | -4.4 | 14.2 | -2 | 12.8 | -9.4
2 | 0 | 0 | -12.8 | 10.6 | -0.6 | 6.7 | -2.2 | 4.1 | -11.8 | 23.9 | -2.8 | 9 | 8 | 13.3 | 8.3 | 14.4 | 12.2 | 8.3 | 8.3 | 15 | 8.3 | 11.1 | 8.9 | 20 | -5.8 | 5.2 | 1.9 | 14 | 7 | 17.2 | 7.2 | 24.4 | 20.6 | 21.7 | 20 | 19.4 | 16.7 | 20.6 | 1.7 | 24.8 | 18.3 | 8.3 | 0.6 | 10 | -6.8 | 3.1 | -6.8 | -1.1 | -5 | 14.4 | -2.2 | 7.2 | -5.6 | 20 | 17.8 | 15.4 | 5.1 | 8.9 | -8.3 | 2 | 0 | -5.6 | -7.8 | 3.3 | -1.7 | -1.7 | -8.9 | -5 | -15 | 2.8 | -5 | -0.4 | -4.6 | 5.6 | -2.2 | 22.2 | 12.2 | -0.6 | -5.6 | 22.8 | 13.3 | 16.3 | 5 | 11.5 | -2 | 2.4 | -3.7 | 8.3 | -5 | 15 | 13.9 | 15 | -6.7 | 9.6 | 0.7 | 11.7 | -3.3 | 4.4 | -7.2 | 8.3 | 0 | 17.8 | -1.7 | 6.1 | -8.9 | 3.3 | -1.1 | 10 | 8.9 | -3.3 | -7.2 | -3.9 | -7.8 | -1.7 | -3.9 | 15 | 3.2 | 8 | 5 | 8.9 | 0.6 | 5 | 1.7 | 4.4 | -8.9 | -1.1 | -6.7 | 7 | 0 | 12.2 | 3.3 | 13.3 | 1.7 | 0.7 | -0.3 | 13.3 | -0.6 | 15 | 2.2 | 7.2 | 1.7 | 20 | 11.1 | 8.3 | 0 | 18.2 | 18.1 | 25.6 | 16.1 | 15.4 | 13.5 | 6.7 | -2.2 | 13.9 | 0 | 6.1 | -1.7 | 13.9 | 6.1 | 8.9 | 1.1 | 5 | 3.2 | 17.2 | -5 | 11.3 | -2.2 | 11.1 | -9.4
2 | 0 | -1.1 | -13.3 | 8.3 | 0.6 | 5.6 | -1.1 | 0.6 | -13.9 | 22.8 | -1.1 | 9 | 8 | 12.4 | 7.9 | 13.9 | 11.1 | 8.9 | 8.9 | 14.4 | 8.3 | 10.6 | 8.9 | 16.7 | -6.7 | 4.4 | 1.1 | 13 | 6 | 17.2 | 7.6 | 23.9 | 21.1 | 21.1 | 18.9 | 18.3 | 15 | 18.3 | 3.9 | 23.9 | 18.3 | 6.7 | 0 | 8.3 | -7.2 | 3 | -5.4 | -1.1 | -5 | 9.4 | 0.6 | 6.7 | -4.7 | 19.4 | 18.3 | 14.1 | 5.2 | 8.3 | -10.6 | 2 | 0 | -5.6 | -7.2 | 2.8 | -2.2 | -2.8 | -8.9 | -7.8 | -15.6 | 1.1 | -5.6 | -0.7 | -4.8 | 5.6 | -1.1 | 21.7 | 12.2 | -0.6 | -6.1 | 21.7 | 13.3 | 13.7 | 5.4 | 10 | -2.8 | 1.1 | -4.4 | 6.8 | -3 | 15.6 | 14.4 | 13.3 | -10 | 7 | 0 | 8.3 | -3.3 | 3.3 | -8.3 | 8.9 | -0.8 | 16.9 | -0.7 | 4.6 | -7.5 | 3.1 | -0.9 | 9.4 | 8.9 | -4.4 | -7.2 | -4.6 | -7.6 | -1.7 | -5 | 12.2 | 1.8 | 6 | 2 | 7.2 | 1.1 | 3.3 | 1.1 | 3.3 | -6.7 | -1.1 | -6.7 | 6 | 0 | 10.9 | 3.9 | 10.6 | 2.8 | 0.4 | -0.3 | 12.2 | 0 | 13.4 | 2.6 | 4.4 | 1.7 | 18.3 | 13.3 | 5.6 | -2.8 | 18.5 | 18.2 | 24.4 | 18.9 | 15.7 | 13.4 | 6.1 | -1.1 | 12.8 | -0.1 | 2.8 | -1.7 | 12.8 | 5.6 | 8.9 | 1.1 | 3.9 | 1.8 | 13.9 | -4.4 | 8.3 | -3.3 | 9.4 | -11.7
2 | 0 | -2.2 | -13.9 | 7.8 | 1.1 | 5.6 | 0 | -0.5 | -12.3 | 20.6 | -1.1 | 9 | 8 | 11.5 | 7.3 | 13.3 | 11.1 | 10 | 9.4 | 13.9 | 7.8 | 10.6 | 9.4 | 16.3 | -4.8 | 4.4 | 1.2 | 13 | 6 | 17.2 | 7.6 | 23.3 | 21.7 | 20.6 | 18.9 | 18.3 | 14.4 | 17.2 | 3.3 | 23.2 | 18.3 | 6.1 | -0.6 | 6.8 | -6.1 | 2.8 | -5 | -0.6 | -6.7 | 8.3 | 0.6 | 6.1 | -4.9 | 19.4 | 18.3 | 12.8 | 5 | 7.2 | -10.6 | 2 | 0 | -5.6 | -6.1 | 2.2 | -2.8 | -1.7 | -8.3 | -10 | -16.7 | -1.7 | -5 | -1.1 | -5.6 | 5 | -0.6 | 21.7 | 12.8 | -1.1 | -5.6 | 21.1 | 12.8 | 11.1 | 5 | 8.7 | -2.3 | 0.4 | -3.9 | 5.4 | -2.4 | 17.8 | 14.4 | 12.2 | -6.1 | 4.4 | -1.1 | 6.1 | -3.9 | 2.2 | -10.6 | 9.4 | -2 | 15.9 | -0.7 | 3.2 | -7.3 | 3 | -0.9 | 9.4 | 8.3 | -5 | -8.3 | -5.4 | -7.8 | -2.2 | -6.1 | 9.4 | 0.6 | 4 | 2 | 7.2 | 0.6 | 4.4 | 0.6 | 1.7 | -7.2 | -1.1 | -6.7 | 6 | 0 | 9.6 | 4.4 | 7.8 | 2.2 | 0 | -0.6 | 9.4 | 1.7 | 11.7 | 2.2 | 3.3 | 1.1 | 16.7 | 12.8 | 3.9 | -3.3 | 18.9 | 18.3 | 23.3 | 20 | 16.1 | 13.3 | 5.6 | -1.1 | 11.7 | -0.4 | 2.2 | -1.1 | 11.1 | 5.6 | 6.7 | 1.1 | 2.8 | 0.6 | 11.1 | -4.4 | 8.1 | -3 | 9.4 | -9.4
2 | 0 | -2.8 | -13.9 | 6.1 | 0.6 | 3.9 | -0.6 | -1.7 | -12.3 | 18.9 | 0 | 8 | 8 | 10.6 | 6.7 | 13.3 | 11.1 | 10 | 6.1 | 14.4 | 8.3 | 8.9 | 8.9 | 16 | -3.5 | 4.4 | 1.4 | 13 | 6 | 17.2 | 7.8 | 22.8 | 21.7 | 19.4 | 18.3 | 16.7 | 13.3 | 17.2 | 3.9 | 22.4 | 18.4 | 6.1 | -1.1 | 5.4 | -6 | 2.4 | -3.8 | -1.1 | -6.1 | 7.2 | 1.1 | 5.6 | -5.6 | 19.4 | 18.3 | 12.1 | 4.8 | 6.1 | -9.4 | 1 | 1 | -5.6 | -6.1 | 1.7 | -3.9 | -1.7 | -7.8 | -8.9 | -15.6 | -2.8 | -5.6 | -0.9 | -4.3 | 4.4 | -0.6 | 21.1 | 13.3 | -0.6 | -5.6 | 20.6 | 13.3 | 10.2 | 5.6 | 7.4 | -2.3 | -0.4 | -4.3 | 3.9 | -2.2 | 16.1 | 13.3 | 10.6 | -4.4 | 4 | -1 | 5 | -3.3 | 0.6 | -11.1 | 10 | -3.9 | 15 | -0.6 | 1.7 | -8.3 | 2.8 | -1.1 | 8.9 | 8.3 | -5.6 | -8.3 | -6.1 | -8.3 | -2.8 | -6.7 | 7.7 | 0.4 | 4 | 2 | 6.1 | -0.6 | 3.3 | 1.1 | 1.1 | -7.2 | -1.1 | -5.6 | 6 | 0 | 8.3 | 4.4 | 5.6 | 2.2 | 0.2 | -0.6 | 7.2 | 2.2 | 10.4 | 2 | 2.8 | 1.1 | 16.7 | 13.3 | 3.9 | -4.4 | 18.9 | 18.6 | 21.1 | 18.9 | 16.1 | 13.4 | 5 | -0.6 | 10.6 | -1.1 | 1.1 | -1.7 | 9.4 | 5 | 6.7 | 1.1 | 2.6 | 0.5 | 10 | -3.9 | 8 | -3.1 | 8.9 | -7.2
1 | -1 | -3.3 | -15.6 | 6.7 | 1.1 | 3.9 | -0.6 | -2.8 | -13.9 | 17.2 | 0.6 | 9 | 8 | 10.2 | 6.4 | 12.8 | 11.1 | 8.3 | 7.2 | 13.9 | 8.3 | 7.2 | 7.2 | 15.6 | -3.3 | 4.4 | 1.7 | 12 | 6 | 17.2 | 8.1 | 22.2 | 21.7 | 19.4 | 18.3 | 16.1 | 12.8 | 15.6 | 4.4 | 21.7 | 18.3 | 5.6 | -1.1 | 3.9 | -7.2 | 2.1 | -3.3 | -2.8 | -5.6 | 5.6 | 0.6 | 5.6 | -3.8 | 19.4 | 18.3 | 11.3 | 4.8 | 5.6 | -8.9 | 0 | 0 | -6.1 | -7.2 | 1.7 | -4.4 | -2.2 | -8.9 | -8.9 | -15 | -2.2 | -5.6 | -0.8 | -3.6 | 3.9 | -1.1 | 20 | 13.9 | 0 | -5.6 | 19.4 | 13.9 | 9.2 | 5.8 | 6.1 | -2.8 | -1.1 | -5 | 4.1 | -1.7 | 15.6 | 6.1 | 9.4 | -4.4 | 3.7 | -1.3 | 3.9 | -3.3 | -1.1 | -12.2 | 9.4 | -5 | 13.9 | 0.2 | 0 | -7.7 | 0.9 | -3 | 10 | 8.9 | -6.1 | -8.3 | -5.4 | -7.6 | -3.3 | -7.2 | 6.1 | 0.4 | 4 | 2 | 4.4 | -1.7 | 3.9 | 1.7 | 0.6 | -7.8 | -1.1 | -5.6 | 6 | 0 | 7.6 | 4.6 | 4.4 | 2.2 | 0.4 | -0.8 | 6.7 | 3.3 | 9.1 | 1.7 | 2.8 | 0.6 | 15.6 | 13.3 | 3.9 | -5.6 | 18.9 | 18.8 | 19.4 | 18.3 | 16.1 | 13.4 | 5 | 0 | 8.5 | -0.5 | 0.6 | -1.7 | 7.2 | 5 | 6.1 | 1.1 | 2.4 | 0.6 | 8.9 | -3.3 | 7.8 | -3.9 | 7.8 | -7.8
0 | -1 | -3.9 | -16.1 | 6.1 | 0.6 | 3.9 | 0 | -2.4 | -12.9 | 16.7 | 1.7 | 8 | 8 | 9.8 | 6 | 12.2 | 10.6 | 7.8 | 7.2 | 12.8 | 8.9 | 7.2 | 7.2 | 13 | -2.2 | 4.6 | 1.3 | 11 | 6 | 17.2 | 8.6 | 22.2 | 21.1 | 19.4 | 18.3 | 16.1 | 12.8 | 15.6 | 4.4 | 20.9 | 17.9 | 3.9 | -2.8 | 3.3 | -6.4 | 1.7 | -3.3 | -2.8 | -6.7 | 5.6 | 0.6 | 5.6 | -2.6 | 18.9 | 18.3 | 10.6 | 4.4 | 5 | -10 | 0 | 0 | -6.6 | -7.8 | 1.1 | -5.6 | -3.9 | -10.6 | -7.8 | -15 | -3.3 | -5.6 | -0.6 | -3.3 | 3.3 | -1.7 | 19.4 | 13.9 | -0.6 | -5.6 | 19.4 | 13.9 | 8.3 | 6.1 | 4.6 | -2.8 | -1.7 | -4.9 | 4.2 | -1.6 | 13.9 | 7.8 | 7.8 | -4.4 | 3.3 | -1.7 | 2.2 | -3.3 | -2.2 | -10.6 | 8.9 | -6.9 | 12.8 | 0.5 | -1.6 | -8.4 | -0.9 | -5 | 9.4 | 8.3 | -6.7 | -8.3 | -4.6 | -6.9 | -3.3 | -7.8 | 4.4 | 0 | 3 | 2 | 3.9 | -2.2 | 3.3 | 1.7 | 0.6 | -8.9 | -1.1 | -5 | 6 | 0 | 6.8 | 4.5 | 3.9 | 1.7 | 0.6 | -1.1 | 7.8 | 3.9 | 7.8 | 1.1 | 2.2 | 0.6 | 15 | 12.2 | 3.9 | -6.1 | 18.9 | 18.9 | 19.4 | 18.3 | 16.1 | 13.3 | 4.4 | 0 | 6.5 | -0.6 | -1.1 | -2.8 | 7.2 | 5.6 | 6.7 | 1.1 | 2.2 | 0.6 | 7.2 | -3.3 | 6.7 | -2.2 | 6.1 | -6.1
-1 | -2 | -4.4 | -16.1 | 6.1 | -2.8 | 2.8 | 0 | -2.1 | -13.5 | 15 | 1.7 | 8 | 8 | 9.4 | 5.6 | 12.2 | 11.1 | 6.7 | 6.1 | 13.3 | 10 | 7.2 | 7.2 | 10.4 | -1.7 | 4.8 | 0.9 | 10 | 5 | 17.2 | 8.9 | 21.7 | 21.1 | 20 | 17.8 | 16.1 | 12.2 | 15 | 5.6 | 20.2 | 17.6 | 2.8 | -3.3 | 2.8 | -6.6 | 2.1 | -3 | -2.2 | -7.8 | 5 | 0.6 | 5.6 | -2.2 | 18.9 | 17.8 | 9.8 | 3.8 | 4.4 | -8.9 | 1 | 0 | -7 | -8.6 | 0.6 | -5.6 | -5 | -10.6 | -8.3 | -16.1 | -2.2 | -6.1 | -0.6 | -2.5 | 2.8 | -1.7 | 17.8 | 13.9 | 0 | -5.6 | 18.9 | 13.9 | 7.9 | 6.2 | 3.2 | -3.4 | -2.2 | -5.3 | 4.4 | -1.7 | 13.9 | 6.7 | 6.7 | -5.6 | 2.4 | -1.9 | 1.1 | -3.3 | -1.7 | -11.7 | 8.3 | -10 | 11.7 | 0.6 | -3.3 | -10 | -2.8 | -7.8 | 11.7 | 8.9 | -6.7 | -8.9 | -3.9 | -6.7 | -3.9 | -8.3 | 3.7 | 0 | 3 | 2 | 3.9 | -2.2 | 3.9 | 2.2 | 0 | -8.9 | -2.2 | -5.6 | 6 | 0 | 6.1 | 4.4 | 3.3 | 1.7 | 0.4 | -0.9 | 7.8 | 3.9 | 7.6 | 1 | 1.7 | 0.6 | 14.4 | 11.7 | 4.4 | -6.1 | 18.9 | 18.9 | 18.9 | 17.8 | 15.9 | 13.2 | 4.4 | -0.6 | 4.4 | -1.1 | -0.6 | -2.2 | 6.7 | 5 | 5.6 | 1.7 | 2.2 | 0.4 | 6.1 | -2.8 | 5.5 | -1.4 | 4.4 | -8.3
-2 | -3 | -5 | -16.1 | 5.6 | -2.8 | 2.8 | -0.6 | -1.7 | -15.6 | 15.6 | 2.2 | 8 | 7 | 8.7 | 5.6 | 11.7 | 11.7 | 6.7 | 6.1 | 12.8 | 10.6 | 7.8 | 7.8 | 7.8 | -2.2 | 5 | 0.6 | 9 | 4 | 17 | 9.2 | 21.7 | 21.1 | 19.4 | 17.8 | 15 | 11.7 | 15 | 5.6 | 19.4 | 17.2 | 2.2 | -3.3 | 2.2 | -7.8 | 2.4 | -2.9 | -2.8 | -9.4 | 4.4 | 0 | 4.7 | -0.8 | 18.3 | 17.8 | 9.1 | 3.1 | 3.9 | -8.3 | 1 | 0 | -7.5 | -9.4 | 0 | -6.1 | -5 | -10 | -8.3 | -16.1 | -2.8 | -6.7 | -0.6 | -2 | 2.8 | -1.7 | 17.2 | 14.4 | 0 | -6.1 | 17.8 | 14.4 | 7.6 | 6.6 | 1.7 | -4.4 | -2.8 | -6.1 | 4.4 | -0.9 | 13.3 | 5 | 5 | -3.9 | 1.5 | -2.5 | 0 | -3.3 | -1.7 | -11.7 | 5.9 | -6.5 | 11.3 | 0.4 | -3.9 | -9.6 | -3.5 | -8.5 | 11.7 | 8.3 | -7.8 | -10 | -4.1 | -7.1 | -4.4 | -6.7 | 2.9 | 0 | 3 | 1 | 2.8 | -2.2 | 3.3 | 1.7 | -0.6 | -9.4 | -2.2 | -5.6 | 6 | 0 | 5.7 | 4 | 2.2 | 0.6 | 0.2 | -1 | 6.7 | 2.8 | 7.4 | 0.8 | 1.7 | 0.6 | 13.9 | 11.7 | 4.4 | -6.1 | 18.9 | 18.9 | 18.3 | 17.2 | 15.8 | 13.1 | 3.3 | -0.6 | 4 | -0.9 | -1.1 | -3.3 | 5.6 | 5 | 5.6 | 1.7 | 2.2 | 0.1 | 5 | -2.2 | 4.4 | -1.1 | 4.4 | -8.3
-2 | -3 | -5 | -16.7 | 4.4 | -3.3 | 2.2 | -0.6 | -1.7 | -14.4 | 14.4 | 2.2 | 8 | 7 | 7.9 | 5.6 | 11.7 | 11.1 | 6.1 | 5.6 | 12.8 | 10 | 7.8 | 7.8 | 7.8 | -0.8 | 4.4 | 0.3 | 8 | 4 | 16.9 | 9.4 | 21.7 | 21.1 | 20 | 18.3 | 13.9 | 11.1 | 15 | 6.1 | 19 | 17 | 2.8 | -3.9 | 1.8 | -7.1 | 2.8 | -3.3 | -3.9 | -9.4 | 5.6 | 0 | 3.7 | -0.1 | 18.3 | 17.2 | 8.3 | 2.2 | 3.9 | -8.9 | 1 | 0 | -8 | -10.2 | -0.6 | -7.8 | -6.1 | -10.6 | -8.3 | -13.9 | -1.7 | -6.1 | -0.6 | -1.7 | 2.8 | -3.3 | 16.7 | 14.4 | 0 | -6.1 | 17.2 | 14.4 | 7.2 | 6.7 | 1.3 | -3.7 | -3.7 | -5.9 | 4.4 | -0.5 | 12.8 | 3.9 | 3.9 | -3.9 | 0.6 | -3.3 | -1.1 | -3.3 | -1.1 | -11.7 | 3.5 | -5.3 | 11 | 0.4 | -4.4 | -10.1 | -4.3 | -9.8 | 10.6 | 8.3 | -8.3 | -11.1 | -4.2 | -7.8 | -4.4 | -8.9 | 2.2 | 0 | 6 | 2 | 2.2 | -1.7 | 2.2 | 0.6 | -1.1 | -9.4 | -1.7 | -6.1 | 5 | 0 | 5.4 | 3.7 | 2.2 | 1.1 | 0 | -1.1 | 6.7 | 3.3 | 7.2 | 0.6 | 1.7 | 0.6 | 12.8 | 11.7 | 4.4 | -6.1 | 18.9 | 18.9 | 17.2 | 13.9 | 15.6 | 12.8 | 3.9 | -0.6 | 3.7 | -0.9 | 0 | -2.2 | 6.1 | 5.6 | 5.6 | 2.2 | 2.2 | 0 | 4.4 | -2.2 | 4.4 | -1.4 | 4.4 | -8.3
-4 | -5 | -5 | -16.7 | 3.9 | -3.3 | 1.7 | -0.6 | -1.7 | -14.7 | 13.3 | 2.2 | 8 | 7 | 7.2 | 5.6 | 10.6 | 10.6 | 5 | 5 | 12.8 | 8.9 | 7.2 | 7.2 | 7.8 | 0 | 3.9 | 0.2 | 7 | 4 | 16.7 | 9.4 | 20.6 | 20 | 19.4 | 18.3 | 12.8 | 10.6 | 13.9 | 6.7 | 18.7 | 16.9 | 2.2 | -3.9 | 1.5 | -7.4 | 3 | -3.1 | -4.4 | -8.9 | 5.6 | -0.6 | 2.8 | 0.6 | 18.3 | 17.2 | 7.2 | 1.9 | 3.3 | -8.9 | 1 | 0 | -8.4 | -10.9 | -1.1 | -7.8 | -7.2 | -11.1 | -7.8 | -13.3 | -2.2 | -5.6 | -0.6 | -1.6 | 2.8 | -3.3 | 16.1 | 13.9 | 0 | -6.1 | 17.8 | 15 | 6.3 | 5.9 | 1 | -3.6 | -4.7 | -6.3 | 4.4 | 0 | 12.2 | 1.7 | 2.8 | -5 | 1.3 | -2.6 | 0.6 | -3.3 | -1.7 | -9.4 | 1.1 | -5.6 | 10.6 | 0 | -5 | -11.1 | -5 | -11.7 | 10 | 8.3 | -8.9 | -11.1 | -4.4 | -9.4 | -5 | -8.9 | 2 | -0.2 | 6 | 3 | 1.7 | -2.2 | 3.3 | 2.2 | -1.7 | -10 | -2.2 | -6.7 | 5 | 0 | 5 | 3.3 | 1.1 | 0.6 | 0 | -1 | 5 | 3.3 | 6.1 | 0.6 | 2.2 | 0.6 | 13.3 | 12.2 | 5 | -5.6 | 18 | 18 | 16.1 | 11.1 | 15.6 | 13.1 | 3.3 | 0 | 3.3 | -1.1 | 0 | -2.2 | 5.6 | 5.6 | 4.4 | 2.2 | 2.2 | 0 | 4.4 | -2.2 | 4.4 | -1.8 | 3.9 | -8.9
-10 | -11 | -5.6 | -18.3 | 3.9 | -3.3 | 2.2 | -0.6 | -1.7 | -16.7 | 11.7 | 1.1 | 8 | 7 | 7.4 | 5.6 | 10.6 | 10.6 | 5 | 4.4 | 12.8 | 9.4 | 7.2 | 7.2 | 7.8 | 1.1 | 3.3 | 0 | 7 | 4 | 17.4 | 10.6 | 20.6 | 20 | 19.4 | 18.9 | 12.2 | 10 | 14.4 | 7.2 | 18.3 | 16.7 | 1.7 | -3.9 | 1.1 | -8.9 | 3.1 | -3.7 | -3.3 | -8.3 | 3.9 | -1.1 | 2.8 | 1.2 | 18.3 | 17.8 | 6.1 | 1.6 | 3.3 | -10 | 1 | 0 | -8.9 | -12.2 | -2.2 | -11.1 | -7.8 | -11.1 | -7.2 | -12.2 | -1.7 | -6.1 | -0.6 | -1.6 | 2.2 | -3.3 | 15.6 | 12.8 | 0 | -6.7 | 17.8 | 15 | 5.3 | 5.2 | 0.6 | -3.9 | -5.6 | -6.7 | 4.2 | 0.7 | 11.1 | 0 | 1.7 | -4.4 | 2.1 | -2.1 | -0.6 | -3.9 | -1.7 | -9.4 | 1.1 | -4.9 | 10.4 | 0.4 | -4.4 | -9.9 | -5 | -11.2 | 10 | 7.8 | -8.9 | -10 | -4.6 | -9.2 | -5.6 | -10 | 1.9 | -0.3 | 7 | 4 | 2.2 | -1.7 | 3.9 | 2.2 | -1.7 | -11.7 | -1.7 | -6.1 | 6 | 0 | 5.9 | 3.4 | 4.4 | 0 | 0 | -1 | 4.4 | 2.8 | 5 | 0.7 | 1.7 | 0 | 12.8 | 11.7 | 5.6 | -6.1 | 17 | 17 | 15 | 9.4 | 15.6 | 13.3 | 3.3 | 0 | 3.3 | -1.6 | 0.6 | -1.7 | 5.6 | 5.6 | 3.9 | 1.1 | 2.2 | 0 | 3.3 | -2.8 | 4.4 | -2.8 | 2.8 | -6.7
-12 | -13 | -6.7 | -19.4 | 3.3 | -3.3 | 2.2 | 0 | 0.2 | -14.5 | 12.2 | 1.1 | 8 | 7 | 7.6 | 5.6 | 11.1 | 11.1 | 5 | 4.4 | 12.2 | 9.4 | 7.2 | 7.2 | 9.5 | 1.6 | 4.1 | 0.2 | 7 | 4 | 18.2 | 11.3 | 20 | 19.4 | 19.4 | 18.9 | 11.7 | 9.4 | 14.4 | 8.9 | 19.6 | 17.2 | 1.7 | -4.4 | 1.3 | -7.6 | 3.3 | -4.4 | -2.8 | -8.9 | 3.9 | -1.7 | 2.8 | 1.6 | 18.3 | 17.8 | 5 | 1.1 | 3.3 | -8.9 | 1 | 0 | -8.3 | -11.7 | -2.2 | -11.7 | -8.3 | -11.1 | -7.2 | -11.1 | -2.8 | -6.1 | -0.6 | -1.7 | 1.7 | -4.4 | 16.1 | 12.2 | 0 | -6.1 | 17.8 | 15 | 4.4 | 4.4 | 3 | -2.2 | -4.1 | -5.5 | 4.1 | 1.6 | 10 | 1.1 | 1.1 | -5 | 2.8 | -2.2 | -1.1 | -4.4 | -3.3 | -6.7 | 1.1 | -5.1 | 10.2 | 0.8 | -3.9 | -9.2 | -5 | -11.2 | 9.4 | 7.8 | -8.9 | -10 | -4.8 | -9.9 | -6.1 | -10.6 | 1.7 | -0.6 | 8 | 5 | 2.2 | -1.7 | 3.3 | 2.2 | -1.7 | -12.2 | -1.7 | -5.6 | 6 | 0 | 6.9 | 3.5 | 5.6 | -0.6 | 0 | -1.1 | 4.4 | 2.8 | 3.9 | 0.6 | -0.6 | -1.7 | 12.8 | 11.1 | 5 | -10 | 16.1 | 16.1 | 15.6 | 8.3 | 15.6 | 13.3 | 3.3 | -0.6 | 3.3 | -2.2 | 6.1 | -1.1 | 5.6 | 5 | 3.9 | 0.6 | 2.2 | 0 | 4.4 | -2.2 | 5.3 | -1.4 | 1.7 | -7.8
-13 | -14 | -5.6 | -19.4 | 10 | 3.9 | 2.8 | 0.6 | 2 | -14.3 | 11.1 | 1.1 | 8 | 7 | 7.8 | 5.6 | 11.7 | 11.7 | 6.7 | 6.1 | 12.2 | 10 | 7.2 | 7.2 | 11.1 | 1.6 | 4.8 | 0.4 | 8 | 4 | 18.9 | 12.2 | 20.6 | 17.2 | 19.4 | 19.4 | 12.8 | 9.4 | 13.9 | 11.7 | 20.9 | 17.9 | 1.7 | -3.9 | 1.5 | -7.4 | 4.1 | -3.4 | -3.9 | -10.6 | 3.9 | -2.2 | 2.8 | 2.2 | 20 | 18.9 | 7.6 | 2.3 | 4.4 | -6.7 | 1 | 0 | -7.8 | -10 | -2.2 | -11.1 | -8.3 | -11.1 | -6.7 | -12.2 | -2.8 | -6.1 | -0.4 | -1.5 | 1.7 | -4.4 | 16.1 | 13.3 | 0 | -6.7 | 17.8 | 15 | 8.5 | 7.6 | 5.4 | -0.9 | -2.6 | -4.5 | 3.9 | 2.2 | 10 | 1.1 | 0.6 | -2.8 | 2.8 | -1.2 | 0 | -4.4 | -3.3 | -5.6 | 1.1 | -6.1 | 10 | 1.1 | -3.3 | -9.4 | -5 | -12.2 | 10 | 7.8 | -8.9 | -10.6 | -5 | -11.1 | -6.1 | -10.6 | 2.6 | -0.3 | 9 | 6 | 2.8 | -0.6 | 3.9 | 2.8 | -1.1 | -13.3 | -1.1 | -5.6 | 7 | 0 | 7.8 | 3.3 | 5.6 | -0.6 | 0 | -1 | 4.4 | 2.8 | 8.3 | 3 | -0.6 | -1.7 | 12.2 | 11.1 | 5.6 | -12.8 | 16.5 | 16.5 | 15.6 | 6.7 | 15.6 | 13.7 | 2.8 | -0.6 | 3.3 | -3.3 | 7.2 | -1.1 | 5 | 5 | 3.3 | 1.1 | 3.1 | 0.6 | 3.9 | -2.2 | 6.3 | -0.4 | 2.2 | -6.7
-13 | -15 | -5.6 | -19.4 | 13.3 | 3.3 | 6.1 | 2.2 | 3.9 | -16.1 | 14.4 | 1.1 | 9 | 7 | 10.8 | 7 | 13.3 | 11.7 | 7.8 | 6.7 | 12.8 | 10 | 7.8 | 7.2 | 12.8 | 1.7 | 5.6 | 0.6 | 11 | 4 | 20.2 | 13 | 21.7 | 18.9 | 19.4 | 19.4 | 15 | 9.4 | 13.3 | 12.8 | 22.2 | 18.3 | 2.8 | -4.4 | 1.7 | -8.3 | 4.8 | -3.3 | -2.8 | -10.6 | 7.2 | -1.7 | 4.3 | 3.6 | 21.1 | 20 | 10.2 | 3.3 | 6.7 | -7.8 | 2 | 1 | -5 | -8.9 | -2.2 | -11.1 | -6.1 | -11.1 | -6.1 | -12.8 | -1.7 | -5.6 | -0.2 | -1.5 | 1.7 | -4.4 | 16.1 | 13.9 | 1.1 | -6.1 | 18.3 | 15 | 12.6 | 10.5 | 7.8 | 0 | -1.1 | -3.9 | 4.5 | 2.8 | 11.1 | 1.7 | 3.9 | -3.9 | 2.8 | -0.6 | 3.9 | -1.7 | -2.8 | -5.6 | 3.9 | -5.4 | 12.4 | 1.4 | 0.9 | -7 | -5.2 | -12 | 10.6 | 8.3 | -8.9 | -11.1 | -4.8 | -10.3 | -6.1 | -10 | 3.5 | -0.1 | 11 | 7 | 5.6 | -0.6 | 4.4 | 2.8 | -0.6 | -13.3 | -1.7 | -5 | 7 | 1 | 10 | 4 | 6.1 | -1.1 | 0 | -1 | 5 | 3.3 | 12.8 | 5.3 | 1.1 | -1.1 | 16.7 | 14.4 | 6.7 | -12.2 | 16.8 | 16.8 | 17.8 | 6.1 | 15.6 | 13.8 | 4.4 | 0.6 | 4.4 | -3.2 | 8.3 | -1.1 | 5.6 | 5 | 4.4 | 1.7 | 4.1 | 1.5 | 11.1 | 1.1 | 7.2 | 0.6 | 2.8 | -6.7
-13 | -15 | -5.6 | -19.4 | 15 | 3.3 | 8.3 | 1.1 | 4.6 | -14.2 | 17.2 | 1.1 | 9 | 7 | 13.7 | 8.2 | 14.4 | 11.7 | 9.4 | 7.8 | 12.8 | 10 | 13.9 | 8.9 | 15.6 | 1 | 7.3 | 1.8 | 13 | 5 | 21.5 | 13.7 | 23.9 | 20.6 | 20 | 19.4 | 16.1 | 9.4 | 13.9 | 12.8 | 23.5 | 18.6 | 4.4 | -3.9 | 3.9 | -7.2 | 5.6 | -3.3 | -1.1 | -9.4 | 11.1 | 0 | 5.7 | 4.8 | 22.8 | 20.6 | 12.8 | 3.9 | 8.9 | -10.6 | 2 | 1 | -3.3 | -8.3 | -2.8 | -13.3 | -4.4 | -11.1 | -4.4 | -11.1 | 0.6 | -3.9 | 0 | -1.7 | 2.8 | -3.9 | 16.7 | 14.4 | 2.2 | -4.4 | 20 | 14.4 | 16.7 | 13.3 | 9.8 | 0.4 | 1.7 | -2.3 | 5 | 3.3 | 10.6 | 3.3 | 6.1 | -8.3 | 2.8 | 0 | 6.1 | -1.7 | 0.6 | -8.3 | 6.6 | -5.9 | 14.8 | 1 | 5.2 | -5.9 | -5.4 | -12.4 | 10 | 6.1 | -8.9 | -12.2 | -4.6 | -10.1 | -5.6 | -9.4 | 4.4 | 0 | 12 | 8 | 6.7 | -0.6 | 5.6 | 3.9 | 0 | -13.3 | -1.7 | -5 | 9 | 1 | 12.2 | 4 | 8.3 | -1.1 | 0 | -1.1 | 7.8 | 4.4 | 17.2 | 6.7 | 6.1 | -1.1 | 21.1 | 11.7 | 9.4 | -7.2 | 17.2 | 17.2 | 20 | 8.3 | 15.6 | 13.9 | 6.1 | 0.6 | 5.6 | -3.3 | 10.6 | -0.6 | 5 | 5 | 6.1 | 2.2 | 5 | 2.2 | 16.1 | 0.6 | 8.1 | -0.1 | 6.1 | -6.1
-13 | -16 | -4.4 | -18.3 | 17.2 | 6.1 | 10.6 | 2.2 | 5.4 | -14.1 | 20 | -1.1 | 10 | 7 | 16.7 | 8.9 | 16.7 | 11.1 | 10.6 | 8.9 | 12.8 | 10.6 | 19.4 | 5 | 18.3 | -0.4 | 8.9 | 2.7 | 15 | 6 | 22.8 | 14.4 | 25 | 20 | 21.7 | 20 | 16.7 | 8.3 | 15 | 13.9 | 24.8 | 19 | 6.1 | -4.4 | 6.1 | -7.3 | 5.4 | -1.5 | -1.7 | -9.4 | 17.2 | 1.7 | 7.2 | 6.1 | 25 | 19.4 | 13.7 | 4.6 | 10.6 | -10.6 | 3 | 1 | -3.3 | -7.2 | -2.2 | -13.9 | -2.8 | -11.1 | -4.4 | -9.4 | 2.8 | -2.8 | 0.4 | -1.2 | 2.8 | -3.9 | 18.9 | 14.4 | 4.4 | -3.9 | 21.1 | 13.9 | 18.4 | 13.3 | 11.9 | 0.6 | 4.4 | -1.8 | 5.6 | 3.9 | 10.6 | 2.8 | 7.2 | -8.9 | 3.5 | 0.4 | 8.9 | -1.7 | 1.1 | -12.2 | 9.4 | -8.9 | 17.2 | 0.6 | 9.4 | -6.7 | -5.6 | -13.9 | 10.6 | 4.4 | -8.3 | -12.2 | -4.4 | -10.6 | -3.3 | -9.4 | 6.5 | 1 | 13 | 8 | 7.8 | -1.1 | 7.8 | 3.9 | 0 | -13.3 | -0.6 | -6.1 | 11 | 3 | 14.4 | 3.9 | 11.7 | 0 | 0.6 | -0.6 | 9.4 | 3.9 | 18.9 | 7.4 | 11.7 | -1.7 | 22.8 | 8.3 | 11.1 | -4.4 | 17.6 | 17.6 | 22.8 | 8.3 | 15.6 | 13.8 | 7.8 | -0.6 | 6.7 | -4.4 | 11.7 | 0 | 5.6 | 5.6 | 7.8 | 1.7 | 5.9 | 2 | 19.4 | 1.1 | 9.1 | -0.7 | 8.3 | -6.7
-14 | -16 | -4.4 | -15.6 | 19.4 | 7.2 | 12.2 | 3.3 | 6.1 | -16.1 | 21.1 | -1.7 | 11 | 5 | 18.4 | 9.2 | 17.2 | 12.2 | 12.8 | 9.4 | 12.8 | 9.4 | 21.1 | 4.4 | 21.1 | -4.4 | 10.6 | 3.9 | 17 | 5 | 23.3 | 14.3 | 26.7 | 19.4 | 22.2 | 19.4 | 16.1 | 8.9 | 15 | 14.4 | 26.1 | 18.9 | 7.2 | -3.9 | 8.3 | -9.4 | 5.2 | -0.5 | -0.6 | -10 | 21.1 | 0.6 | 8.1 | 6.9 | 26.1 | 20.6 | 14.7 | 5.2 | 12.8 | -10 | 3 | 1 | -3.9 | -8.3 | -1.7 | -13.9 | -2.8 | -10.6 | -2.2 | -8.3 | 3.9 | -1.7 | 0.7 | -1.2 | 3.9 | -3.9 | 21.7 | 15 | 6.1 | -2.2 | 21.1 | 13.9 | 20 | 12.5 | 13.9 | 0.6 | 7.2 | -1.7 | 7.4 | 5.6 | 10.6 | 2.2 | 9.4 | -6.7 | 4.3 | 0.8 | 11.7 | -2.2 | 0.6 | -12.8 | 9.6 | -8.4 | 18.9 | 0.9 | 12.2 | -5.5 | -4.7 | -12.8 | 11.7 | 2.2 | -7.8 | -12.2 | -4.6 | -9.9 | -2.8 | -8.9 | 8.5 | 1.6 | 14 | 8 | 10 | -1.7 | 9.4 | 4.4 | 1.7 | -12.2 | 1.1 | -6.1 | 11 | 4 | 15.3 | 4.7 | 13.3 | 0.6 | 1.1 | -0.3 | 10.6 | 3.3 | 20.5 | 7.5 | 13.9 | 0 | 24.4 | 6.7 | 12.2 | -3.3 | 17.9 | 17.9 | 24.4 | 8.9 | 15.6 | 13.7 | 10 | 0 | 8.2 | -2.9 | 13.9 | 1.7 | 6.1 | 5.6 | 7.8 | 2.2 | 6.9 | 2 | 21.1 | 3.3 | 10 | -2.2 | 11.1 | -4.4
-14 | -17 | -3.9 | -18.9 | 20.6 | 6.7 | 13.3 | 3.9 | 7.2 | -12.7 | 22.2 | -1.1 | 12 | 6 | 20 | 9 | 17.8 | 11.7 | 11.7 | 7.2 | 13.3 | 10 | 22.2 | 3.3 | 21.7 | -3.9 | 11.9 | 3.7 | 18 | 4 | 23.9 | 14.6 | 26.1 | 20 | 21.1 | 20 | 17.8 | 8.9 | 17.2 | 15.6 | 26.3 | 18.7 | 8.9 | -3.3 | 8.9 | -7.7 | 5 | 0.6 | 0.6 | -9.4 | 22.2 | -1.7 | 9.1 | 7.6 | 26.1 | 20.6 | 15.6 | 5.6 | 13.9 | -10.6 | 3 | 1 | -3.9 | -6.7 | -1.7 | -14.4 | -1.7 | -11.1 | -0.6 | -7.8 | 5 | -1.1 | 1.1 | -1.1 | 4.4 | -3.9 | 22.2 | 14.4 | 8.3 | -0.6 | 22.8 | 14.4 | 21.7 | 11.7 | 15 | 0.4 | 8.7 | -2 | 9.3 | 7.3 | 10 | 1.7 | 11.1 | -6.7 | 5 | 1.1 | 12.8 | -3.3 | 1.7 | -9.4 | 9.8 | -9.2 | 20.5 | 0.9 | 15 | -4.8 | -3.7 | -12.8 | 11.1 | 1.1 | -7.8 | -12.8 | -4.8 | -9.9 | -2.2 | -8.9 | 10.6 | 2.2 | 16 | 11 | 10.6 | -1.7 | 10 | 2.2 | 2.8 | -11.7 | 1.7 | -6.1 | 13 | 5 | 16.3 | 5.3 | 14.4 | 1.1 | 1.7 | 0 | 12.8 | 3.3 | 22.2 | 7.8 | 15.6 | -3.3 | 25.6 | 6.1 | 13.3 | -2.2 | 18.3 | 18.3 | 25.6 | 9.4 | 15.6 | 13.3 | 11.1 | 0 | 9.6 | -1.8 | 16.1 | 2.8 | 6.1 | 6.1 | 8.9 | 2.2 | 7.8 | 1.7 | 22.2 | 3.3 | 10.7 | -2.4 | 15.6 | -10.6
-14 | -17 | -3.3 | -15 | 22.8 | 6.7 | 15.6 | 5 | 8.3 | -11.4 | 24.4 | -1.1 | 12 | 4 | 21.7 | 8.9 | 17.2 | 11.7 | 12.2 | 7.2 | 13.9 | 11.1 | 22.8 | 7.8 | 22.2 | -5 | 13.1 | 2.9 | 19 | 4 | 24.4 | 14.4 | 27.8 | 20 | 20.6 | 20 | 17.8 | 8.9 | 18.3 | 16.1 | 26.5 | 18.6 | 11.1 | -2.8 | 9.4 | -7.3 | 6.3 | 0.6 | 1.7 | -8.9 | 22.8 | -2.2 | 10 | 8.3 | 27.2 | 20 | 16.7 | 6 | 14.4 | -5.6 | 4 | 2 | -3.9 | -7.8 | -1.7 | -14.4 | -1.1 | -9.4 | 0.6 | -7.8 | 5.6 | -0.6 | 1.3 | -1 | 6.1 | -3.3 | 23.3 | 14.4 | 9.4 | -1.1 | 24.4 | 15 | 22.2 | 11.9 | 16.1 | -0.1 | 10.2 | -3.4 | 11.1 | 8.9 | 10.6 | 1.1 | 11.7 | -7.2 | 6.9 | 0.5 | 14.4 | -3.9 | 3.9 | -15 | 10 | -11.7 | 22.2 | 1.1 | 17.8 | -5.6 | -2.8 | -13.9 | 11.1 | 1.1 | -7.2 | -12.8 | -5 | -10.6 | -1.1 | -8.3 | 12.1 | 3.6 | 14 | 11 | 11.1 | -1.7 | 10 | 2.8 | 3.9 | -11.7 | 2.8 | -7.2 | 13 | 5 | 17.2 | 6.1 | 15 | 1.1 | 3.4 | 0.8 | 13.3 | 3.3 | 22.4 | 7.8 | 17.2 | -7.8 | 25.6 | 6.7 | 14.4 | -2.8 | 18.9 | 18.6 | 26.7 | 10.6 | 16 | 13.7 | 12.8 | 0 | 11.1 | -1.1 | 16.7 | 3.9 | 7.2 | 6.7 | 7.8 | 2.8 | 8.7 | 1.8 | 22.8 | 3.9 | 11.5 | -3 | 16.7 | -8.3
-15 | -18 | -3.3 | -14.4 | 23.3 | 5.6 | 16.7 | 5 | 9.4 | -11.1 | 25.6 | -1.7 | 13 | 4 | 22.2 | 9.1 | 17.2 | 12.2 | 11.7 | 7.2 | 13.9 | 11.7 | 20 | 11.1 | 22.8 | -6.1 | 14.4 | 2.2 | 18 | 4 | 24.2 | 14.6 | 26.7 | 19.4 | 20.6 | 20 | 16.7 | 8.9 | 18.9 | 16.1 | 26.7 | 18.3 | 11.1 | -3.9 | 10 | -7.8 | 7.6 | 0.8 | 2.8 | -8.3 | 23.9 | -2.2 | 9.1 | 7.6 | 26.7 | 20 | 17.8 | 6.1 | 15.6 | -6.7 | 4 | 2 | -3.9 | -8.3 | -1.1 | -15 | -0.6 | -11.7 | 1.1 | -5 | 5.6 | -0.6 | 1.5 | -0.9 | 6.1 | -3.3 | 23.9 | 15 | 10.6 | -0.6 | 22.8 | 15 | 22.8 | 12.2 | 17.2 | -0.6 | 11.7 | -6.1 | 11.8 | 9 | 10.6 | 2.8 | 12.8 | -7.2 | 8.7 | -0.8 | 15.6 | -4.4 | 4.4 | -16.7 | 10.2 | -10.5 | 21.8 | 0.9 | 18.3 | -5.1 | -3 | -12.7 | 12.8 | 1.7 | -6.7 | -12.8 | -4.6 | -9.9 | -0.6 | -8.3 | 13.5 | 4.7 | 13 | 11 | 10.6 | -2.8 | 11.1 | 1.7 | 3.9 | -12.2 | 2.8 | -7.8 | 14 | 6 | 16.7 | 6.5 | 16.1 | 0.6 | 5 | 1.3 | 15 | 3.3 | 22.6 | 7.6 | 17.8 | -9.4 | 25.6 | 6.1 | 12.8 | -4.4 | 19.4 | 18.6 | 26.1 | 10.6 | 16.3 | 13.8 | 13.3 | 1.1 | 12.2 | -0.3 | 18.3 | 4.4 | 10.6 | 7.8 | 7.2 | 5 | 9.7 | 2.1 | 22.8 | 3.3 | 12.2 | -4.4 | 16.7 | -8.3
-14 | -17 | -3.3 | -12.8 | 23.9 | 4.4 | 17.8 | 5 | 8.7 | -9.6 | 26.1 | -1.7 | 12 | 4 | 22.8 | 8.9 | 16.1 | 12.2 | 11.7 | 7.2 | 13.9 | 11.1 | 17.2 | 11.1 | 21.1 | -2.4 | 14 | 0.9 | 17 | 5 | 24.1 | 14.5 | 27.8 | 20 | 20 | 18.9 | 17.2 | 8.9 | 17.2 | 16.7 | 26.7 | 18 | 12.8 | -3.3 | 10.6 | -6.8 | 8.9 | 0.6 | 2.2 | -9.4 | 24.4 | -3.3 | 8.1 | 6.9 | 26.7 | 18.3 | 18.9 | 6.1 | 15 | -8.3 | 4 | 2 | -4.4 | -8.9 | -1.7 | -14.4 | 0 | -11.1 | 1.7 | -6.7 | 6.1 | -1.1 | 1.7 | -1.1 | 7.8 | -2.8 | 22.2 | 15 | 10 | -0.6 | 21.7 | 15 | 23.3 | 12.2 | 16.8 | -0.8 | 11.7 | -5.9 | 12.6 | 9.5 | 10.6 | 3.9 | 14.4 | -6.1 | 10.6 | -2.8 | 16.7 | -4.4 | 3.3 | -14.4 | 10.4 | -11.5 | 21.5 | 0.1 | 18.9 | -4.6 | -3.1 | -12.3 | 13.9 | 2.8 | -6.7 | -13.3 | -4.3 | -10.2 | 0 | -7.8 | 15 | 5.6 | 12 | 9 | 11.1 | -2.8 | 11.7 | 0 | 4.4 | -12.2 | 2.8 | -8.3 | 16 | 7 | 16.1 | 7.1 | 17.2 | 0.6 | 6.7 | 1.7 | 13.3 | 7.2 | 22.8 | 7.2 | 16.7 | -7.8 | 25.6 | 6.7 | 13.3 | -5 | 20 | 18.9 | 26.1 | 12.8 | 16.7 | 13.9 | 13.9 | 1.7 | 13.3 | 0.6 | 18.9 | 5 | 12.8 | 7.8 | 6.7 | 5.6 | 10.6 | 2.2 | 21.1 | 5 | 11.7 | -3.9 | 17.2 | -6.7
-14 | -17 | -3.3 | -13.3 | 23.3 | 4.4 | 18.3 | 5.6 | 7.9 | -9.7 | 25.6 | -0.6 | 13 | 4 | 23.3 | 8.9 | 15.6 | 12.2 | 10 | 7.8 | 13.3 | 11.1 | 18.3 | 10 | 19.5 | 0 | 13.7 | -0.3 | 19 | 7 | 23.9 | 14.4 | 27.2 | 20 | 20 | 18.3 | 14.4 | 6.7 | 16.1 | 15.6 | 26.7 | 18 | 12.8 | -5 | 11.1 | -6.4 | 8.9 | 0.3 | 2.2 | -8.3 | 24.4 | -3.9 | 7.2 | 6.1 | 25.6 | 20.6 | 18.5 | 6.1 | 17.2 | -3.9 | 4 | 2 | -5 | -8.3 | -2.2 | -15 | 0 | -11.1 | 1.7 | -6.1 | 6.1 | -1.1 | 1.5 | -0.8 | 7.8 | -3.3 | 23.9 | 15.6 | 7.8 | 1.7 | 22.2 | 15.6 | 22.6 | 12.3 | 16.5 | -1.4 | 11.7 | -6.4 | 13.3 | 9.4 | 10 | 3.9 | 13.9 | -6.1 | 11.3 | -1.6 | 17.2 | -5 | 3.9 | -13.9 | 10.6 | -13.9 | 21.1 | -0.6 | 19.4 | -5.6 | -3.3 | -13.3 | 15 | 3.3 | -6.7 | -13.3 | -3.9 | -11.1 | -1.1 | -8.9 | 15 | 5.8 | 11 | 8 | 12.8 | -2.2 | 10 | 1.1 | 3.9 | -12.8 | 2.8 | -7.8 | 13 | 7 | 15.6 | 7.2 | 18.3 | 1.7 | 6.7 | 0.4 | 12.8 | 6.7 | 21.7 | 7.2 | 16.7 | -9.4 | 24.4 | 6.1 | 13.9 | -4.4 | 20.4 | 17.4 | 25 | 12.8 | 16.7 | 13.8 | 13.9 | 1.7 | 14.4 | 1.1 | 18.9 | 5.6 | 13.3 | 7.2 | 6.7 | 5.6 | 10 | 2.1 | 19.4 | 4.4 | 11.1 | -3.7 | 16.7 | -6.7
-14 | -18 | -2.8 | -12.8 | 22.8 | 5 | 18.9 | 5 | 7.2 | -10.6 | 25.6 | 0 | 11 | 6 | 21.5 | 10.1 | 15 | 12.2 | 8.9 | 8.3 | 12.8 | 10.6 | 18.9 | 10 | 17.8 | 1.1 | 13.3 | -1.7 | 17 | 10 | 23.2 | 14.8 | 26.7 | 20 | 20 | 18.3 | 14.4 | 6.7 | 16.1 | 15 | 26.7 | 17.8 | 13.3 | -4.4 | 11.7 | -7.2 | 8.9 | -0.1 | 1.1 | -9.4 | 24.4 | -3.9 | 7 | 6 | 25 | 21.1 | 18.2 | 5.8 | 17.8 | -4.4 | 4 | 2 | -5.6 | -9.4 | -3.3 | -16.1 | -0.6 | -11.1 | 1.1 | -9.4 | 6.1 | -1.1 | 1.3 | -0.5 | 7.2 | -2.8 | 22.8 | 15.6 | 7.2 | 2.8 | 22.2 | 15.6 | 21.8 | 11.8 | 16.1 | -2.2 | 11.7 | -8.3 | 12.8 | 9.7 | 9.4 | 3.3 | 14.4 | -6.1 | 12.1 | -0.4 | 16.7 | -3.9 | 3.3 | -13.9 | 7.6 | -10.9 | 20 | -0.1 | 18.1 | -3.5 | -4.4 | -12.5 | 15 | 2.8 | -6.1 | -12.8 | -4.3 | -10.6 | -1.1 | -8.9 | 15 | 5.8 | 9 | 8 | 12.2 | -2.8 | 10 | -1.1 | 3.9 | -13.3 | 3.3 | -7.2 | 13 | 6 | 14.7 | 7.5 | 18.3 | 2.2 | 6.7 | -1.3 | 12.8 | 6.1 | 20.5 | 6.5 | 16.1 | -10.6 | 23.9 | 6.7 | 13.9 | -3.3 | 20.7 | 15.9 | 23.9 | 14.4 | 16.7 | 13.6 | 13.3 | 0.6 | 12.9 | 1.2 | 18.9 | 6.1 | 13.3 | 6.1 | 7.2 | 5.6 | 9.5 | 2.4 | 20 | 3.3 | 10.6 | -4.4 | 14.4 | -6.7
-14 | -18 | -2.2 | -12.2 | 21.7 | 3.9 | 16.7 | 5.6 | 6.5 | -9.5 | 25 | 0 | 10 | 6 | 19.6 | 10.4 | 13.3 | 12.2 | 8.3 | 7.8 | 12.8 | 11.1 | 15.6 | 8.9 | 15.8 | -0.4 | 12.6 | -0.6 | 16 | 8 | 22.4 | 15 | 25.6 | 19.4 | 19.4 | 18.9 | 13.3 | 7.8 | 17.2 | 15.6 | 25.6 | 18.1 | 12.2 | -4.4 | 9.7 | -5.1 | 8.9 | -0.6 | 1.1 | -9.4 | 23.3 | -2.8 | 6.9 | 5.9 | 23.9 | 21.1 | 17.8 | 5.6 | 15.6 | -2.2 | 3 | 2 | -6.7 | -8.9 | -4.4 | -18.3 | -1.1 | -11.7 | 0.6 | -7.8 | 6.1 | -1.1 | 1.1 | -0.6 | 5.6 | -3.3 | 21.7 | 15.6 | 6.1 | 3.9 | 21.7 | 15.6 | 21.1 | 11.7 | 14.8 | -0.4 | 9.3 | -5.1 | 12.2 | 9.4 | 8.9 | 2.8 | 13.9 | -5 | 12.8 | 0.6 | 15.6 | -3.9 | 1.1 | -14.4 | 4.7 | -10.5 | 18.9 | -0.4 | 16.9 | -1.9 | -5.6 | -13.2 | 14.4 | 2.8 | -7.2 | -13.3 | -4.6 | -11 | -0.6 | -8.3 | 15 | 5.6 | 11 | 7 | 10.6 | -2.2 | 8.9 | 0 | 2.2 | -13.9 | 2.2 | -7.8 | 13 | 6 | 13.7 | 7.3 | 16.7 | 2.2 | 6.7 | -3.3 | 12.8 | 6.1 | 19.4 | 6.1 | 11.7 | 0.6 | 21.7 | 8.9 | 12.2 | -3.9 | 21.1 | 13.9 | 22.2 | 16.1 | 16.7 | 13.3 | 12.2 | 1.1 | 11.5 | 0.9 | 17.8 | 6.1 | 12.8 | 6.7 | 7.2 | 5.6 | 8.9 | 2.2 | 19.4 | 5 | 8.7 | -4.6 | 11.7 | -5
-14 | -18 | -2.2 | -13.3 | 19.4 | 3.9 | 13.9 | 3.3 | 5.7 | -10.1 | 23.9 | 0.6 | 9 | 6 | 17.8 | 10.6 | 12.8 | 12.2 | 8.3 | 7.8 | 11.7 | 10 | 11.1 | 5.6 | 13.7 | -1.6 | 11.8 | 0.2 | 16 | 8 | 21.7 | 15 | 25.6 | 19.4 | 19.4 | 18.9 | 12.8 | 7.8 | 16.7 | 15.6 | 24.4 | 18.4 | 9.4 | -5 | 7.6 | -4.5 | 8.9 | 0.1 | 0.6 | -9.4 | 19.4 | -1.1 | 6.7 | 5.6 | 23.9 | 21.1 | 15.8 | 6 | 13.9 | 0 | 2 | 1 | -6.7 | -11.1 | -5.6 | -17.8 | -1.1 | -11.7 | 0.6 | -10 | 4.4 | -1.1 | 1.1 | -0.4 | 4.4 | -1.7 | 20 | 15.6 | 5 | 3.9 | 20.6 | 15.6 | 18.9 | 11.7 | 13.5 | 0.5 | 6.8 | -4.3 | 11.7 | 9.4 | 8.3 | 2.2 | 12.2 | -3.3 | 10.8 | 0 | 12.8 | -3.3 | -0.6 | -15 | 1.7 | -12.2 | 17.8 | -0.6 | 15.6 | -1.7 | -6.7 | -14.4 | 13.3 | 1.7 | -7.8 | -14.4 | -5 | -12.2 | -2.2 | -10 | 15 | 6.6 | 5 | 2 | 7.2 | -2.2 | 7.8 | 0.6 | 1.7 | -15 | 1.1 | -8.9 | 12 | 7 | 12.8 | 7.2 | 14.4 | 2.8 | 4.5 | -2.9 | 11.1 | 5.6 | 18.1 | 6.3 | 10 | -0.6 | 20 | 11.1 | 10.6 | -5.6 | 19.4 | 12.5 | 20 | 16.1 | 16.3 | 13.3 | 10 | 0 | 10 | 0.6 | 16.7 | 6.1 | 10.6 | 5 | 7.2 | 5 | 6.9 | 1.6 | 17.8 | 5 | 6.9 | -5.4 | 11.1 | -7.8
-15 | -18 | -2.8 | -13.9 | 13.3 | 4.4 | 10.6 | 5 | 5 | -11.7 | 22.8 | 0.6 | 8 | 6 | 16.3 | 10.4 | 12.8 | 12.2 | 8.3 | 6.7 | 11.1 | 8.9 | 9.4 | 5 | 11.7 | -3.9 | 11.1 | 1.1 | 16 | 8 | 21.3 | 15.2 | 24.4 | 19.4 | 19.4 | 18.9 | 12.2 | 7.8 | 15.6 | 15.6 | 23.3 | 18.3 | 9.4 | -3.9 | 5.6 | -5 | 8.9 | 0.6 | 0 | -9.4 | 16.1 | -0.6 | 6.7 | 5.7 | 23.3 | 21.1 | 13.7 | 5.9 | 13.3 | -0.6 | 2 | 2 | -7.2 | -10.6 | -6.7 | -16.7 | -1.1 | -11.1 | -1.7 | -9.4 | 1.7 | -1.7 | 1.1 | -0.4 | 2.8 | -2.2 | 18.9 | 15.6 | 5 | 3.9 | 20 | 15.6 | 16.6 | 11.6 | 12.2 | 1.1 | 4.4 | -4.4 | 10.6 | 9.2 | 8.3 | 1.1 | 9.4 | 0 | 8.7 | -0.5 | 11.7 | -3.3 | -1.1 | -13.9 | 0.6 | -10.2 | 17.1 | -0.5 | 13 | -0.9 | -7.1 | -13.8 | 12.8 | 1.7 | -8.3 | -15 | -5.4 | -10.9 | -3.3 | -10 | 15 | 7.1 | 3 | 0 | 5.6 | -2.2 | 6.1 | 0.6 | 0.6 | -15.6 | 0 | -8.9 | 12 | 7 | 12.8 | 7.3 | 14.4 | 3.3 | 2.2 | -3.4 | 10.6 | 5.6 | 16.9 | 6.4 | 8.9 | -0.6 | 17.8 | 11.1 | 8.9 | -5.6 | 17.8 | 11.2 | 19.4 | 16.1 | 16 | 13.1 | 8.3 | 1.7 | 9.1 | 0.8 | 16.7 | 6.1 | 10.6 | 3.9 | 7.2 | 5 | 4.8 | 0.9 | 16.7 | 5 | 5 | -7.2 | 11.1 | -7.8
-15 | -18 | -3.3 | -15 | 12.2 | 5 | 10.6 | 4.4 | 4.3 | -9.1 | 21.1 | 0.6 | 7 | 7 | 14.8 | 10 | 12.2 | 12.2 | 8.3 | 6.1 | 10.6 | 8.3 | 8.9 | 6.7 | 11.3 | -3.5 | 10.9 | 0.6 | 16 | 8 | 21 | 15.1 | 25 | 20.6 | 19.4 | 18.3 | 11.7 | 7.8 | 15.6 | 15 | 22.8 | 18.4 | 7.2 | -2.8 | 5.6 | -4 | 8.9 | 1.1 | -1.7 | -9.4 | 14.4 | 0.6 | 6.7 | 5.7 | 22.8 | 20.6 | 11.7 | 5.6 | 12.2 | -0.6 | 2 | 2 | -7.8 | -11.1 | -7.8 | -17.2 | -2.2 | -9.4 | -2.2 | -9.4 | 0.6 | -1.7 | 1.1 | -0.6 | 2.2 | -2.2 | 18.3 | 15.6 | 5 | 2.2 | 19.4 | 15.6 | 14.4 | 11.1 | 11.7 | 0.8 | 3.5 | -3.7 | 9.4 | 8.7 | 8.9 | 2.8 | 8.3 | -2.8 | 6.7 | -1.7 | 11.1 | -3.3 | -1.1 | -13.3 | -0.6 | -9.7 | 16.3 | -0.4 | 10.4 | -0.9 | -7.4 | -14.1 | 12.8 | 1.7 | -8.3 | -15.6 | -5.7 | -10.4 | -3.9 | -8.9 | 15 | 7.8 | 2 | 0 | 5 | -2.2 | 5.6 | 1.1 | -0.6 | -14.4 | -0.6 | -8.9 | 11 | 7 | 12.8 | 7.3 | 13.9 | 1.7 | 0 | -4.4 | 9.4 | 6.1 | 15.6 | 6.1 | 7.8 | -0.6 | 16.7 | 10 | 7.2 | -5.6 | 16.1 | 9.4 | 20.6 | 17.2 | 15.6 | 12.8 | 6.7 | 0.6 | 8.1 | 1 | 16.1 | 5.6 | 10 | 3.9 | 7.2 | 5 | 2.8 | 0 | 16.7 | 3.9 | 5.4 | -6 | 10.6 | -3.3
-14 | -17 | -5 | -13.3 | 12.2 | 6.1 | 10.6 | 4.4 | 3.5 | -8.1 | 20.6 | 1.7 | 7 | 6 | 13.3 | 9.4 | 12.8 | 11.7 | 7.8 | 5.6 | 10 | 8.3 | 7.2 | 5.1 | 11 | -3.4 | 10.8 | 0.5 | 16 | 8 | 20.6 | 15 | 24.4 | 20.6 | 18.9 | 18.9 | 11.7 | 7.8 | 15.6 | 15 | 22.2 | 18.4 | 6.7 | -2.2 | 5.6 | -4 | 9.1 | 1.3 | -1.7 | -9.4 | 13.9 | 0 | 6.7 | 5.6 | 22.8 | 20.6 | 12.2 | 5.8 | 11.7 | -1.7 | 2 | 2 | -7.8 | -11.1 | -7.2 | -19.4 | -3.3 | -9.4 | -2.8 | -11.7 | -0.6 | -1.7 | 0.9 | -0.6 | 2.2 | -1.7 | 17.8 | 15.6 | 5 | 3.9 | 18.9 | 15.6 | 13.9 | 10.9 | 11.1 | 0.5 | 2.6 | -3.9 | 8.3 | 8.3 | 8.9 | 3.9 | 7.8 | -2.2 | 6.3 | -1.4 | 10 | -3.3 | -2.8 | -13.9 | -1.7 | -10.6 | 15.6 | -0.6 | 7.8 | -1.7 | -7.8 | -15 | 11.7 | 1.1 | -8.3 | -15 | -6.1 | -10.6 | -3.9 | -8.9 | 14.8 | 8.8 | 2 | -1 | 3.9 | -2.2 | 4.4 | 1.7 | -1.1 | -15.6 | -1.7 | -11.7 | 7 | 7 | 12.8 | 7.2 | 12.2 | 2.2 | -0.6 | -4.5 | 8.3 | 5.6 | 14.7 | 6.6 | 5.6 | -1.1 | 16.7 | 12.2 | 6.7 | -5 | 14.4 | 9.9 | 20 | 17.8 | 14.7 | 12.4 | 5.6 | 1.1 | 7.2 | 1.1 | 15.6 | 5.6 | 9.4 | 4.4 | 8.3 | 2.8 | 2.8 | 0.2 | 16.7 | 4.4 | 5.7 | -5.5 | 10.6 | -8.3
-15 | -18 | -8.3 | -14.4 | 11.7 | 6.7 | 10 | 3.9 | 2.8 | -8.3 | 18.9 | 1.7 | 7 | 6 | 12 | 8.9 | 12.8 | 12.2 | 7.2 | 5.6 | 10 | 8.3 | 7.8 | 4.5 | 10.6 | -4.4 | 10.6 | 0 | 17 | 8 | 20 | 14.8 | 23.9 | 20 | 19.4 | 18.3 | 11.7 | 7.8 | 15.6 | 15 | 21.7 | 18.3 | 6.1 | -2.2 | 5.6 | -4.4 | 9.2 | 1.6 | -2.8 | -9.4 | 10 | -0.6 | 6.5 | 5.6 | 22.2 | 20.6 | 12.8 | 6.4 | 11.1 | -1.7 | 2 | 2 | -7.8 | -11.1 | -8.3 | -16.7 | -2.2 | -9.4 | -3.9 | -12.8 | -1.1 | -2.8 | 0.8 | -0.7 | 1.7 | -1.7 | 17.8 | 15 | 2.8 | -0.6 | 18.9 | 15.6 | 13.3 | 10.7 | 10.6 | 0 | 1.7 | -4.4 | 8.3 | 8.3 | 9.4 | 4.4 | 7.2 | -2.2 | 6 | -1.2 | 9.4 | -2.8 | -3.3 | -13.3 | -3 | -9.7 | 14.5 | -0.3 | 5.8 | -1.8 | -8.2 | -13.9 | 11.7 | 1.7 | -8.9 | -14.4 | -6.7 | -10.3 | -4.4 | -8.9 | 14.6 | 9.9 | 2 | -1 | 2.8 | -2.8 | 5.6 | 2.2 | -1.7 | -15 | -2.8 | -12.2 | 7 | 7 | 12.1 | 7.6 | 12.2 | 2.8 | -1.1 | -5 | 8.3 | 5.6 | 13.7 | 6.8 | 3.9 | -0.6 | 16.7 | 12.2 | 7.2 | -5.6 | 12.8 | 10.2 | 20 | 17.2 | 13.7 | 11.8 | 6.1 | 1.1 | 6.1 | 1.4 | 15 | 5.6 | 8.9 | 5.6 | 7.2 | 3.3 | 2.8 | 0.3 | 16.7 | 5 | 6.1 | -6.1 | 10 | -7.8
-15 | -17 | -6.7 | -13.9 | 12.8 | 7.2 | 10 | 2.8 | 1.5 | -5.4 | 18.3 | 3.3 | 7 | 6 | 10.7 | 8 | 13.3 | 12.2 | 6.7 | 5.6 | 10 | 7.2 | 5.6 | 3.3 | 9.3 | -2.3 | 10.2 | 0 | 16 | 9 | 19.5 | 14.4 | 23.3 | 19.4 | 19.4 | 18.9 | 11.1 | 7.8 | 13.9 | 13.9 | 21.1 | 18.1 | 6.1 | -2.2 | 5.6 | -3.1 | 9.4 | 1.7 | -2.8 | -8.9 | 11.1 | 0.6 | 6.3 | 5.6 | 22.8 | 21.1 | 13.3 | 6.7 | 8.9 | 0 | 1 | 1 | -8.1 | -11.1 | -8.9 | -16.7 | -1.7 | -9.4 | -5.6 | -12.2 | 0 | -2.2 | 0.6 | -1.1 | 1.1 | -2.2 | 17.8 | 14.4 | 2.2 | -1.1 | 18.3 | 15 | 12.8 | 10.6 | 9.7 | -0.2 | 1.7 | -3.2 | 8.3 | 8.3 | 10 | 5 | 5 | -0.6 | 5.6 | -1.7 | 9.4 | -2.2 | -3.3 | -12.8 | -4.3 | -10.2 | 13.3 | -0.6 | 3.7 | -2.6 | -8.5 | -13.7 | 11.7 | 1.7 | -8.9 | -14.4 | -7.2 | -10.5 | -5 | -8.9 | 14.4 | 10.6 | 1 | -1 | 2.2 | -2.8 | 3.9 | 1.7 | -2.2 | -17.8 | -3.9 | -12.8 | 8 | 8 | 11.3 | 7.6 | 12.2 | 2.8 | -1.7 | -6.1 | 7.8 | 6.1 | 12.8 | 6.7 | 2.8 | -0.6 | 16.7 | 12.8 | 6.7 | -6.7 | 11.1 | 10 | 20 | 17.8 | 12.8 | 11.1 | 6.7 | 1.1 | 5 | 1.7 | 13.9 | 5.6 | 8.3 | 5 | 7.2 | 3.3 | 2.8 | 0.6 | 17.2 | 6.1 | 4.6 | -6.4 | 10 | -8.3
-15 | -17 | -7.2 | -13.3 | 12.8 | 6.7 | 7.8 | 2.8 | 0.2 | -4.3 | 17.8 | 2.2 | 7 | 6 | 9.4 | 7.2 | 13.3 | 11.7 | 5.6 | 4.4 | 9.4 | 7.2 | 6.1 | 2.3 | 8 | -1.6 | 9.8 | 0.1 | 16 | 11 | 18.9 | 13.9 | 23.3 | 19.4 | 18.9 | 18.9 | 10.6 | 7.8 | 14.4 | 14.4 | 20.6 | 18 | 5.6 | -2.2 | 5.6 | -2.4 | 8.7 | 2.1 | -2.8 | -8.3 | 10.6 | 0.6 | 6.1 | 5.6 | 22.2 | 20.6 | 12.9 | 6.7 | 7.8 | 1.1 | 1 | 1 | -8.3 | -11.2 | -8.9 | -18.9 | -3.3 | -12.2 | -6.1 | -13.3 | -0.6 | -2.8 | 0.6 | -0.7 | 1.1 | -1.7 | 17.2 | 15 | 1.1 | -1.1 | 18.3 | 15 | 12.6 | 10.7 | 8.7 | -0.5 | 1.7 | -2.5 | 8.3 | 8.3 | 10.6 | 5 | 4.4 | 0.6 | 5.4 | -1.3 | 8.9 | -1.7 | -2.8 | -13.3 | -5.6 | -11.1 | 12.2 | -0.6 | 1.7 | -3.9 | -8.9 | -13.9 | 11.7 | 1.7 | -10 | -13.9 | -7.8 | -11.1 | -5 | -9.4 | 15 | 11.8 | 1 | -1 | 0.6 | -3.3 | 3.9 | 2.2 | -2.8 | -19.4 | -4.4 | -12.8 | 7 | 3 | 10.6 | 7.8 | 12.2 | 3.9 | -2.6 | -5.8 | 7.8 | 6.1 | 12.8 | 6.9 | 0.6 | -3.3 | 16.7 | 13.9 | 5.6 | -6.1 | 10.9 | 9.7 | 20 | 17.8 | 12.8 | 11.1 | 6.1 | 1.1 | 3.9 | 1.7 | 13.3 | 6.1 | 7.8 | 5 | 7.2 | 0 | 2.6 | 0.3 | 17.2 | 7.2 | 3.2 | -7.5 | 10.6 | -11.1
-15 | -17 | -7.2 | -14.4 | 10.6 | 5.6 | 8.3 | 2.2 | -1.1 | -3.9 | 16.7 | 2.2 | 7 | 6 | 9.2 | 7 | 13.3 | 11.1 | 4.4 | 3.3 | 9.4 | 7.8 | 4.4 | 1.7 | 6.7 | -1.1 | 9.4 | 0 | 16 | 13 | 18.5 | 14.6 | 22.8 | 19.4 | 19.4 | 18.9 | 10 | 7.8 | 13.9 | 13.9 | 20 | 17.8 | 5.6 | -2.2 | 5.6 | -2.2 | 7.9 | 2.2 | -3.3 | -7.2 | 10.6 | 0 | 5.9 | 5.2 | 22.2 | 20.6 | 12.6 | 6.7 | 8.9 | 0 | 1 | 1 | -8.6 | -11.5 | -9.4 | -21.7 | -4.4 | -11.1 | -6.7 | -14.4 | -1.1 | -2.8 | 0.6 | -0.6 | 1.1 | -1.7 | 17.2 | 16.1 | 0.6 | -1.1 | 17.8 | 15.6 | 12.4 | 11 | 7.8 | -1.1 | 1.7 | -2.2 | 8.7 | 8.7 | 10.6 | 5.6 | 4.4 | 0 | 5.2 | -1.5 | 9.4 | -0.6 | -2.8 | -12.8 | -5.6 | -10.2 | 10.9 | 0 | 1.3 | -3.7 | -8.9 | -13.2 | 11.1 | 1.7 | -8.9 | -12.8 | -6.7 | -9.8 | -6.1 | -9.4 | 15.5 | 12.8 | 1 | -1 | -0.6 | -3.3 | 3.9 | 2.8 | -3.3 | -18.9 | -4.4 | -12.8 | 5 | 1 | 10.4 | 7.7 | 12.2 | 4.4 | -3.5 | -6 | 7.8 | 6.1 | 12.8 | 6.9 | 0 | -3.9 | 17.8 | 14.4 | 5.6 | -6.1 | 10.8 | 9.4 | 20 | 17.8 | 12.8 | 10.7 | 6.7 | 1.1 | 3.2 | 1.2 | 13.3 | 6.1 | 6.1 | 5 | 5.6 | -1.1 | 2.4 | 0.1 | 16.7 | 7.8 | 1.7 | -10 | 10 | -12.8
-15 | -17 | -7.2 | -14.4 | 8.3 | 5 | 8.3 | 2.2 | -2.4 | -4.5 | 15 | 2.8 | 7 | 5 | 9.1 | 6.9 | 12.2 | 11.1 | 3.3 | 2.8 | 10.6 | 8.3 | 2.8 | 1.4 | 4.5 | -1 | 8.3 | 0.7 | 16 | 13 | 18.2 | 15.1 | 22.8 | 19.4 | 18.9 | 18.3 | 9.4 | 7.8 | 13.3 | 13.3 | 19.8 | 17.8 | 5.6 | -1.7 | 6 | -1.4 | 7.2 | 2.2 | -3.3 | -7.8 | 10.6 | 0 | 5.8 | 4.9 | 22.2 | 20.6 | 12.2 | 6.7 | 7.2 | 0.6 | 1 | 1 | -8.9 | -11.8 | -10 | -21.7 | -5.6 | -11.1 | -5.6 | -14.4 | -0.6 | -2.8 | 0.6 | -0.6 | 1.7 | -1.1 | 17.2 | 16.1 | 0 | -1.7 | 17.8 | 15.6 | 12.2 | 11.1 | 7.8 | -0.6 | 0.9 | -2.5 | 9 | 9 | 10 | 6.1 | 4.4 | 0 | 5 | -1.7 | 8.9 | -0.6 | -2.8 | -12.2 | -5.6 | -9.9 | 9.6 | 0.2 | 1 | -3.9 | -8.9 | -13 | 11.1 | 1.7 | -9.4 | -12.8 | -5.5 | -8.8 | -5.6 | -9.4 | 16.1 | 13.9 | 1 | -1 | 0 | -3.3 | 3.9 | 3.3 | -3.9 | -18.9 | -5 | -12.2 | 4 | 1 | 10.2 | 7.5 | 12.2 | 5 | -4.4 | -6.7 | 7.8 | 6.1 | 12.8 | 6.7 | -1.1 | -5.6 | 18.3 | 15 | 3.3 | -6.1 | 10.6 | 8.9 | 20.6 | 18.3 | 12.8 | 10.6 | 10 | 0.6 | 2.4 | 0.6 | 13.3 | 6.7 | 5.6 | 5 | 4.4 | -1.1 | 2.2 | 0 | 16.7 | 8.3 | 1.5 | -8.6 | 7.2 | -12.8
-15 | -17 | -7.2 | -15.6 | 7.2 | 5 | 8.3 | 3.9 | -3.7 | -5.5 | 12.8 | 2.8 | 7 | 4 | 8.9 | 6.7 | 11.7 | 10.6 | 2.2 | 1.7 | 11.1 | 8.3 | 2.2 | -0.2 | 2.2 | -1.4 | 7.2 | 1.3 | 17 | 13 | 17.8 | 15.6 | 22.8 | 19.4 | 19.4 | 18.3 | 8.3 | 7.2 | 13.9 | 13.9 | 19.6 | 17.8 | 5 | -1.7 | 6.3 | -1.2 | 6.7 | 1.6 | -4.4 | -8.3 | 11.1 | 0 | 5.6 | 4.4 | 22.2 | 20.6 | 11.3 | 6.1 | 6.1 | 0.6 | 1 | 1 | -9.1 | -12 | -10.6 | -21.7 | -5.6 | -11.1 | -6.1 | -14.4 | 1.7 | -2.2 | 0.4 | -0.7 | 1.7 | -1.1 | 17.2 | 16.7 | -0.6 | -3.3 | 17.8 | 15.6 | 12.4 | 11.7 | 7.8 | -0.2 | 0.2 | -3.3 | 9.4 | 9.4 | 10 | 6.7 | 3.9 | 1.1 | 4.8 | -1.4 | 8.3 | -0.6 | -3.3 | -11.7 | -5.6 | -10 | 8.3 | 0.6 | 0.6 | -5 | -8.9 | -13.3 | 11.7 | 1.1 | -9.4 | -12.8 | -4.4 | -8.3 | -6.1 | -9.4 | 16.5 | 14.4 | 1 | -2 | -1.1 | -4.4 | 3.9 | 2.8 | -5 | -17.8 | -6.1 | -11.1 | 3 | 0 | 10 | 7.2 | 12.2 | 5.6 | -4.4 | -6.2 | 7.2 | 6.1 | 11.9 | 7 | -2.2 | -6.7 | 18.3 | 14.4 | 5.6 | -5.6 | 10.4 | 8.7 | 20 | 18.3 | 12.2 | 10.3 | 12.8 | 0.6 | 1.7 | 0 | 13.9 | 7.2 | 4.4 | 3.3 | 3.9 | -1.7 | 2 | -0.2 | 16.7 | 8.3 | 1.3 | -8.8 | 4.4 | -7.2
-15 | -17 | -7.2 | -14.4 | 7.2 | 4.4 | 8.9 | 6.1 | -5 | -6.7 | 12.2 | 2.8 | 7 | 5 | 9.1 | 6.7 | 11.1 | 10 | 1.7 | 1.1 | 10.6 | 7.8 | 2.8 | -0.5 | 0 | -2.2 | 6.1 | 1.7 | 17 | 14 | 17.4 | 15.2 | 21.7 | 18.9 | 19.4 | 18.3 | 9.4 | 7.2 | 13.9 | 13.9 | 19.4 | 17.8 | 5.6 | -1.1 | 6.7 | -1.1 | 6.1 | 0.8 | -4.4 | -8.3 | 10 | 0 | 5.6 | 4.4 | 22.2 | 20.6 | 10.3 | 5.1 | 5 | 0 | 1 | 1 | -9.4 | -12.8 | -11.1 | -21.7 | -6.1 | -11.1 | -6.1 | -14.4 | 2.8 | -1.1 | 0.2 | -0.8 | 1.7 | -1.1 | 16.7 | 16.1 | -0.6 | -4.4 | 17.8 | 15.6 | 12.6 | 12.3 | 7.8 | 0 | -0.6 | -4.4 | 10.2 | 10.2 | 10 | 7.2 | 3.3 | 1.7 | 4.6 | -1.4 | 8.3 | -1.1 | -2.8 | -12.2 | -4.5 | -8.6 | 9.6 | -0.5 | 0.6 | -4.3 | -8.3 | -12.8 | 11.1 | 0.6 | -9.4 | -12.2 | -4.6 | -8.4 | -6.7 | -9.4 | 16.8 | 14.7 | 0 | -3 | -2.2 | -5 | 2.2 | 1.1 | -5.6 | -17.2 | -6.7 | -11.1 | 3 | 0 | 10.2 | 7.3 | 12.2 | 6.7 | -4.4 | -6 | 6.7 | 5.6 | 10.9 | 7.2 | -2.2 | -6.7 | 18.9 | 14.4 | 4.4 | -3.9 | 10.2 | 8.2 | 20.6 | 18.9 | 11.7 | 10.3 | 12.2 | 1.1 | 1.7 | 0.1 | 13.9 | 7.2 | 3.9 | 3.3 | 3.9 | -1.1 | 1.9 | -0.3 | 16.7 | 8.9 | 1.1 | -10 | 3.9 | -6.1
-15 | -17 | -7.2 | -15.6 | 8.3 | 5 | 8.3 | 6.1 | -2.8 | -6.2 | 12.2 | 2.8 | 7 | 6 | 9.2 | 6.7 | 11.1 | 10.6 | 1.1 | 1.1 | 10 | 7.8 | 2.8 | -1.1 | 2.6 | -1.1 | 6.1 | 1.8 | 16 | 14 | 17.1 | 14.9 | 21.1 | 19.4 | 19.4 | 18.3 | 9.4 | 7.8 | 13.9 | 13.9 | 20.7 | 18.1 | 5.6 | -1.1 | 5.9 | -0.9 | 5.6 | 0 | -4.4 | -8.3 | 8.3 | 0 | 5.6 | 4.1 | 22.2 | 20.6 | 9.4 | 4.4 | 4.4 | 0.6 | 1 | 1 | -10 | -13.9 | -10.6 | -22.2 | -6.7 | -11.1 | -6.7 | -10.6 | 3.3 | -0.6 | 0 | -1.1 | 2.2 | -1.1 | 16.1 | 15.6 | -1.7 | -5.6 | 18.3 | 15.6 | 12.8 | 12.8 | 8 | -0.2 | 0 | -3.4 | 10.9 | 10.9 | 9.4 | 7.8 | 3.3 | 2.2 | 4.4 | -1.7 | 8.3 | -1.1 | -2.8 | -12.2 | -3.3 | -7.5 | 10.9 | -1.6 | 0.6 | -4.3 | -7.8 | -12.6 | 10.6 | 0.6 | -10 | -12.8 | -4.8 | -8.8 | -6.1 | -9.4 | 17.2 | 15 | 0 | -3 | -1.7 | -4.4 | 2.2 | 1.1 | -5.6 | -17.2 | -5.6 | -10 | 2 | 0 | 10.4 | 7.3 | 12.2 | 6.7 | -4.4 | -6.1 | 5.6 | 5 | 10 | 7.2 | -4.4 | -7.2 | 18.9 | 14.4 | 4.4 | -3.3 | 10 | 7.8 | 20.6 | 18.3 | 11.1 | 10 | 8.9 | 2.2 | 1.7 | 0.1 | 14.4 | 7.8 | 5 | 3.3 | 3.9 | -1.1 | 1.7 | -0.6 | 16.7 | 8.9 | 1.7 | -8.5 | 2.8 | -3.9
-15 | -17 | -7.2 | -14.4 | 11.7 | 6.7 | 10 | 7.2 | -0.5 | -6 | 11.7 | 2.8 | 7 | 6 | 9.4 | 6.7 | 11.7 | 11.1 | 2.8 | 2.2 | 11.7 | 7.8 | 7.2 | 2.8 | 5.2 | -0.4 | 6.1 | 2 | 17 | 15 | 16.7 | 14.4 | 20.6 | 18.9 | 19.4 | 18.3 | 8.9 | 7.8 | 13.9 | 13.9 | 22 | 18.6 | 6.1 | -1.1 | 5.2 | -0.7 | 6.3 | 0.6 | -4.4 | -8.3 | 10 | 0 | 5.6 | 3.9 | 22.8 | 20.6 | 11.6 | 5.5 | 4.4 | 0.6 | 1 | 0 | -7.8 | -13.9 | -9.4 | -21.1 | -6.7 | -10.6 | -6.7 | -11.7 | 3.9 | 0 | -0.6 | -2 | 2.8 | -0.6 | 16.1 | 15.6 | -1.7 | -5.6 | 19.4 | 16.1 | 15 | 13.4 | 8.1 | -0.6 | 0.5 | -2.9 | 11.7 | 11.7 | 10.6 | 8.3 | 3.3 | 2.2 | 6.6 | -0.9 | 8.9 | -1.1 | -2.8 | -11.7 | -2.2 | -7.2 | 12.2 | -3.9 | 0.6 | -5 | -7.2 | -13.3 | 11.1 | 1.7 | -10 | -11.7 | -5 | -10 | -6.7 | -9.4 | 17.6 | 15.1 | 0 | -3 | -0.6 | -3.3 | 3.9 | 2.2 | -5 | -16.7 | -5.6 | -9.4 | 1 | 0 | 10.6 | 7.2 | 12.2 | 7.2 | -3.1 | -5.6 | 5.6 | 5 | 13 | 8.5 | -4.4 | -7.8 | 18.9 | 15 | 5.6 | -2.8 | 11.7 | 7.8 | 20.6 | 18.3 | 13.5 | 11.4 | 8.9 | 2.8 | 1.7 | 0 | 13.9 | 7.8 | 5 | 3.9 | 3.9 | -1.1 | 2.8 | 0.5 | 16.7 | 10 | 2.2 | -8.1 | 1.1 | -2.8
-15 | -17 | -6.7 | -14.4 | 13.9 | 7.2 | 11.1 | 5 | 1.7 | -7.8 | 14.4 | 2.8 | 8 | 5 | 12.9 | 8.2 | 15 | 11.1 | 7.2 | 3.9 | 12.8 | 8.9 | 12.8 | 4.4 | 7.8 | 0 | 6.1 | 2.2 | 18 | 15 | 18.9 | 15.6 | 22.8 | 19.4 | 19.4 | 18.3 | 12.2 | 8.9 | 14.4 | 14.4 | 23.3 | 18.9 | 8.9 | -0.6 | 4.4 | -1.1 | 7.1 | 1.4 | -2.8 | -6.7 | 12.2 | 1.1 | 6.3 | 4.1 | 22.8 | 21.1 | 13.9 | 6.5 | 5 | 1.1 | 1 | 0 | -6.1 | -12.2 | -8.9 | -23.3 | -5.6 | -11.7 | -6.1 | -10 | 5.6 | 0 | -1.1 | -3 | 5 | 0 | 16.1 | 15 | -1.1 | -4.4 | 18.9 | 16.1 | 17.2 | 13.8 | 8.3 | -1.1 | 1.1 | -2.8 | 12.1 | 12.1 | 14.4 | 11.1 | 4.4 | 3.3 | 8.9 | -0.8 | 11.1 | -0.6 | -2.8 | -8.3 | 0.9 | -5.9 | 13.9 | -3.4 | 5.2 | -2.3 | -5.7 | -12.5 | 12.2 | 1.1 | -7.2 | -10 | -5 | -9.6 | -4.4 | -7.8 | 17.9 | 15 | 0 | -2 | 2.8 | -1.7 | 5.6 | 2.8 | -2.8 | -15.6 | -1.7 | -7.2 | 0 | 0 | 13.5 | 9 | 12.8 | 6.1 | -1.9 | -5.6 | 6.7 | 6.1 | 15.9 | 9.6 | -3.9 | -8.3 | 20.6 | 15.6 | 5.6 | -2.8 | 13.3 | 7.8 | 21.1 | 18.3 | 15.9 | 12.7 | 12.8 | 0.6 | 5 | 1.1 | 14.4 | 8.3 | 6.1 | 4.4 | 4.4 | -1.1 | 3.9 | 1.8 | 18.3 | 10 | 2.8 | -8.9 | 3.3 | -5
-15 | -17 | -5.6 | -14.4 | 17.2 | 7.8 | 12.2 | 3.9 | 2.2 | -6.6 | 16.7 | 3.3 | 8 | 5 | 16.5 | 9.5 | 18.3 | 5.6 | 8.9 | 5 | 13.9 | 8.9 | 16.7 | 5.6 | 9.1 | 0.3 | 6.8 | 2.3 | 18 | 16 | 21.1 | 16.5 | 24.4 | 18.9 | 20 | 17.8 | 15.6 | 8.3 | 14.4 | 14.4 | 24.1 | 19 | 12.2 | 0 | 5.9 | -1.1 | 7.8 | 1.7 | -0.6 | -6.1 | 16.7 | 1.7 | 7.1 | 4.4 | 23.9 | 21.1 | 16.1 | 7.2 | 5.6 | 1.7 | 1 | 1 | -4.4 | -12.2 | -7.2 | -22.2 | -3.9 | -11.7 | -5 | -10 | 6.7 | 0.6 | -1.7 | -4.4 | 7.2 | 1.1 | 17.8 | 15.6 | -0.6 | -5 | 18.3 | 15.6 | 19.4 | 13.9 | 9.1 | -1.4 | 3.3 | -1.6 | 12.4 | 12.4 | 15 | 11.1 | 9.4 | 3.9 | 11.1 | -1.1 | 13.3 | 0 | -1.1 | -9.4 | 4.1 | -6.3 | 15.5 | -3.9 | 9.8 | -0.6 | -4.3 | -12.4 | 14.4 | 1.7 | -5 | -9.4 | -5 | -10.1 | -2.2 | -6.1 | 18.3 | 15 | 1 | -2 | 4.4 | -1.1 | 6.1 | 3.3 | -1.7 | -15.6 | 1.1 | -6.7 | 0 | 0 | 16.5 | 10.8 | 13.9 | 6.7 | -0.6 | -6.1 | 8.9 | 6.7 | 18.9 | 10 | -2.8 | -9.4 | 20.6 | 13.9 | 6.1 | -2.8 | 15 | 7.2 | 21.7 | 18.3 | 18.3 | 13.9 | 13.3 | 0 | 8.4 | 2 | 13.9 | 8.9 | 8.9 | 6.1 | 5.6 | -0.6 | 5 | 2.8 | 20 | 11.1 | 3.5 | -7.6 | 4.4 | -15
-15 | -17 | -5.6 | -13.3 | 21.1 | 8.3 | 12.2 | 3.3 | 2.8 | -6.6 | 20 | 3.9 | 8 | 4 | 20 | 10 | 19.4 | 2.8 | 10 | 4.4 | 13.3 | 8.9 | 18.9 | 3.9 | 10.4 | 0.1 | 7.6 | 2.7 | 21 | 18 | 23.3 | 17.2 | 26.1 | 18.9 | 20.6 | 18.3 | 18.3 | 7.2 | 16.1 | 13.9 | 24.8 | 19 | 15 | 1.1 | 7.4 | -1.6 | 8.3 | 1.9 | 1.1 | -7.2 | 20.6 | 1.7 | 7.8 | 4.4 | 25 | 20.6 | 17 | 7.7 | 8.3 | 1.7 | 1 | 1 | -3.3 | -9.4 | -6.7 | -22.8 | -2.8 | -11.1 | -3.9 | -10 | 10 | 0.6 | -2.1 | -4.7 | 10.6 | 2.2 | 18.3 | 14.4 | 0.6 | -8.9 | 18.9 | 15.6 | 21.3 | 13.3 | 9.8 | -1.9 | 5.6 | -0.8 | 12.8 | 12.8 | 16.1 | 11.7 | 13.3 | 1.7 | 13.1 | -0.8 | 15 | 1.1 | 0 | -9.4 | 7.2 | -8.3 | 17.2 | -5 | 14.4 | 0 | -2.8 | -13.9 | 16.1 | 2.2 | -4.4 | -11.1 | -5 | -11.1 | -0.6 | -6.1 | 18.5 | 15 | 2 | -1 | 7.2 | 0 | 7.8 | 2.2 | 0 | -15.6 | 4.4 | -4.4 | 0 | 0 | 19.4 | 12.2 | 14.4 | 7.2 | 0.5 | -5.4 | 11.1 | 7.2 | 19.6 | 10.4 | -2.2 | -10 | 22.2 | 13.3 | 7.2 | -2.8 | 17.4 | 8 | 22.8 | 18.3 | 20.9 | 12.1 | 15 | -1.1 | 11.7 | 1.7 | 16.7 | 9.4 | 10 | 6.1 | 6.7 | -1.1 | 6.9 | 3.2 | 20.6 | 11.1 | 4.3 | -7.5 | 3.3 | -14.4
-14 | -17 | -5 | -12.8 | 22.8 | 6.1 | 10.6 | 5.6 | 3.3 | -7.2 | 21.7 | 3.9 | 8 | 6 | 21.5 | 9.4 | 22.2 | 0.6 | 11.1 | 5 | 13.9 | 8.3 | 22.2 | 1.7 | 11.7 | 0 | 8.3 | 2.8 | 22 | 16 | 23.9 | 17.4 | 26.1 | 18.3 | 22.2 | 17.8 | 19.4 | 6.7 | 18.9 | 13.9 | 25.6 | 18.9 | 16.7 | 0.6 | 8.9 | -2.8 | 8.9 | 1.8 | 2.2 | -8.3 | 22.8 | 1.7 | 8.3 | 3.8 | 26.7 | 21.7 | 18 | 8.3 | 9.4 | 2.2 | 1 | 0 | -2.2 | -10.6 | -5.6 | -22.2 | -1.7 | -11.1 | -3.3 | -7.8 | 11.7 | 0.6 | -2.4 | -5.5 | 13.3 | 2.2 | 20 | 15 | 1.1 | -9.4 | 18.3 | 15.6 | 23.1 | 11.8 | 10.6 | -3.3 | 7.8 | -0.6 | 13.7 | 13.4 | 16.1 | 11.7 | 15.6 | -0.6 | 15.2 | -0.5 | 17.8 | 3.9 | 1.1 | -9.4 | 8.5 | -6.8 | 17.8 | -3.7 | 16.1 | 0.2 | -2.8 | -13 | 17.8 | 3.3 | -2.8 | -9.4 | -4.6 | -10.3 | 0.6 | -6.7 | 18.7 | 15 | 3 | -2 | 8.9 | 0 | 8.3 | 2.8 | 1.7 | -15 | 6.7 | -3.9 | 1 | 0 | 20 | 12.5 | 16.7 | 8.9 | 1.7 | -5.6 | 15.6 | 7.8 | 20.4 | 10.5 | -1.1 | -10 | 23.9 | 13.9 | 8.9 | -2.2 | 19.8 | 8.2 | 24.4 | 17.8 | 23.5 | 9.2 | 15.6 | -2.2 | 13.2 | 1.8 | 18.3 | 10 | 12.2 | 6.7 | 8.9 | -1.1 | 8.7 | 3.1 | 21.7 | 11.7 | 5 | -8.3 | 1.7 | -4.4
-13 | -17 | -3.9 | -11.1 | 25 | 5.6 | 14.4 | 6.1 | 3.5 | -6.7 | 23.3 | 3.3 | 8 | 4 | 22.9 | 8.3 | 22.8 | 5 | 12.8 | 6.7 | 15.6 | 8.3 | 22.2 | 0 | 12.8 | -1.7 | 9.8 | 2.2 | 23 | 18 | 24.4 | 17.2 | 27.2 | 18.3 | 23.9 | 17.8 | 20 | 6.7 | 22.2 | 11.1 | 26 | 18.9 | 18.3 | 1.7 | 8.9 | -2.4 | 9.4 | 1.7 | 3.3 | -6.7 | 24.4 | 1.1 | 8.9 | 2.9 | 26.7 | 21.1 | 18.9 | 8.3 | 11.7 | 3.3 | 1 | 1 | -1.1 | -9.4 | -3.9 | -20.6 | -1.1 | -11.1 | -3.3 | -9.4 | 12.8 | 0.6 | -2.8 | -6.7 | 13.9 | 2.2 | 20.6 | 14.4 | 1.7 | -10.6 | 18.3 | 15.6 | 25 | 10 | 11.1 | -3.3 | 8.3 | -0.6 | 14.7 | 13.9 | 16.1 | 12.2 | 16.7 | -1.7 | 17.2 | -1.1 | 18.3 | 3.9 | 2.8 | -11.7 | 9.8 | -5.8 | 18.3 | -3.3 | 17.7 | -0.5 | -2.8 | -13 | 18.3 | 3.3 | -1.7 | -8.9 | -4.3 | -10 | 1.7 | -7.2 | 18.9 | 15 | 4 | -2 | 11.1 | 0 | 8.9 | 2.2 | 3.3 | -13.9 | 8.9 | -4.4 | 1 | 0 | 20.5 | 13 | 18.3 | 10 | 2.8 | -6.7 | 20 | 7.2 | 21.1 | 10.6 | -0.6 | -10 | 25 | 13.9 | 9.4 | -1.1 | 22.2 | 8.3 | 23.9 | 17.8 | 26.1 | 2.8 | 15.6 | -2.2 | 14.6 | 1.5 | 20.6 | 10.6 | 13.9 | 7.2 | 8.3 | -3.3 | 10.6 | 2.8 | 22.8 | 12.2 | 5.2 | -7.7 | 1.1 | -2.2
-13 | -16 | -3.3 | -9.4 | 26.7 | 5.6 | 15.6 | 4.4 | 3.7 | -7.4 | 24.4 | 3.3 | 8 | 2 | 24.4 | 6.7 | 19.4 | 10.6 | 13.3 | 5 | 16.1 | 8.3 | 20 | -0.6 | 13.9 | -3.8 | 11.3 | 1 | 23 | 18 | 25 | 17.2 | 27.2 | 17.2 | 25.6 | 17.8 | 21.1 | 6.7 | 23.9 | 7.2 | 26.3 | 19 | 20 | 1.1 | 8.9 | -2.4 | 9.6 | 1.7 | 4.4 | -5.6 | 27.2 | 0.6 | 9.4 | 1.7 | 26.1 | 21.1 | 19.6 | 8 | 9.4 | 1.7 | 1 | 1 | 0 | -6.7 | -2.8 | -21.1 | 0.6 | -10.6 | -2.8 | -8.9 | 14.4 | 1.7 | -2.6 | -6.1 | 15 | 3.3 | 22.2 | 15 | 2.8 | -10 | 20 | 16.1 | 25.4 | 9.7 | 11.7 | -3.9 | 8.9 | -1.1 | 15.6 | 14.4 | 16.1 | 12.8 | 17.8 | 0.6 | 17.2 | -1.7 | 18.9 | 3.3 | 3.9 | -11.7 | 11.1 | -6.1 | 18.9 | -3.3 | 19.4 | -1.1 | -2.8 | -14.4 | 19.4 | 3.9 | -1.1 | -8.9 | -3.9 | -10.6 | 2.8 | -6.7 | 20.2 | 15.4 | 5 | -1 | 12.8 | 0 | 9.4 | 2.2 | 5 | -13.3 | 10.6 | -5 | 2 | -1 | 21.1 | 13.3 | 20.6 | 11.7 | 2.8 | -5.6 | 21.7 | 9.4 | 21.3 | 10.5 | 0 | -10.6 | 25 | 14.4 | 11.1 | -1.1 | 23.3 | 9 | 24.4 | 17.8 | 26.8 | 2.7 | 16.1 | -3.3 | 16.1 | 1.1 | 21.1 | 10.6 | 15.6 | 7.2 | 8.9 | -3.3 | 10.8 | 3.1 | 22.8 | 12.8 | 5.4 | -8.2 | 0 | -4.4
-12 | -16 | -3.3 | -8.9 | 26.7 | 5 | 16.7 | 2.8 | 3.9 | -8.9 | 25 | 3.3 | 6 | 2 | 25.2 | 7.4 | 19.4 | 11.1 | 13.9 | 5 | 15.6 | 6.7 | 20 | -0.6 | 15 | -8.3 | 12.8 | -0.6 | 22 | 18 | 24.8 | 17.3 | 27.2 | 17.8 | 26.7 | 17.2 | 22.2 | 7.2 | 24.4 | 6.1 | 26.7 | 18.9 | 19.4 | 0.6 | 8.9 | -2.8 | 9.8 | 1.7 | 5 | -6.1 | 28.3 | -0.6 | 10.2 | 2.1 | 26.7 | 21.7 | 20.4 | 7.4 | 9.4 | 1.1 | 0 | 0 | 0.6 | -6.1 | -2.2 | -21.7 | 1.1 | -10 | -3.3 | -9.4 | 15 | 1.7 | -2.4 | -6.1 | 16.1 | 3.9 | 21.1 | 14.4 | 3.9 | -10 | 22.2 | 14.4 | 25.7 | 9.6 | 12.2 | -5.6 | 9.4 | -1.7 | 17.4 | 14.3 | 15.6 | 13.9 | 18.3 | -1.1 | 17.2 | -2.2 | 19.4 | 2.8 | 5 | -12.2 | 11.3 | -5.4 | 19.5 | -3 | 20 | -0.5 | -2.8 | -12.7 | 20.6 | 3.9 | 0 | -7.8 | -3.3 | -9.6 | 3.9 | -6.1 | 21.5 | 15.8 | 6 | -2 | 15.6 | 0.6 | 10 | 1.7 | 6.1 | -12.8 | 12.8 | -5 | 3 | -1 | 21.3 | 13.3 | 22.2 | 12.2 | 2.8 | -5.6 | 22.8 | 10 | 21.5 | 10.7 | 0 | -10 | 25.6 | 14.4 | 12.2 | -1.1 | 24.5 | 9.7 | 25 | 18.3 | 27.6 | 2.6 | 16.1 | -4.4 | 16.5 | 1.8 | 18.9 | 10.6 | 17.2 | 7.2 | 9.4 | -3.3 | 10.9 | 3.2 | 23.3 | 13.3 | 5.6 | -10 | 0.6 | -6.7
-12 | -16 | -1.7 | -8.3 | 27.2 | 5 | 17.2 | 2.2 | 3.9 | -8.4 | 25.6 | 3.3 | 8 | 0 | 25.9 | 7.5 | 17.2 | 12.8 | 15 | 5 | 15.6 | 7.8 | 20.6 | -2.2 | 12.8 | -6.9 | 13.2 | -0.1 | 21 | 18 | 24.6 | 17.1 | 26.7 | 17.8 | 27.8 | 16.7 | 22.2 | 7.8 | 25 | 6.1 | 26.5 | 19.2 | 17.8 | 0 | 9.5 | -3 | 10 | 1.7 | 6.7 | -5.6 | 28.3 | -1.1 | 10.9 | 2.2 | 25.6 | 21.1 | 21.1 | 6.7 | 9.4 | 2.8 | 0 | 0 | 0.6 | -6.1 | -1.7 | -22.2 | 1.7 | -9.4 | -3.3 | -8.9 | 15.6 | 1.7 | -2.2 | -6.7 | 16.1 | 3.9 | 20 | 14.4 | 4.4 | -8.9 | 22.2 | 14.4 | 26.1 | 8.9 | 11.7 | -4.3 | 9.8 | -1.9 | 19.3 | 14.2 | 15.6 | 13.9 | 18.9 | -1.7 | 17.2 | -3.9 | 18.3 | 3.3 | 5 | -12.2 | 11.5 | -6.1 | 20 | -3.8 | 20.5 | -0.7 | -2.8 | -12.2 | 20.6 | 3.3 | 0 | -6.7 | -2.8 | -9.3 | 4.4 | -6.1 | 22.8 | 16.1 | 7 | -2 | 16.1 | 1.7 | 11.1 | 0.6 | 6.1 | -12.8 | 13.3 | -5.6 | 3 | -1 | 21.5 | 12.9 | 24.4 | 12.8 | 2.8 | -6.1 | 24.4 | 9.4 | 21.7 | 10.6 | 0 | -10 | 25 | 15 | 12.2 | -1.7 | 25.6 | 10 | 25.6 | 17.8 | 28.3 | 2.2 | 16.1 | -2.8 | 16.8 | 2 | 18.9 | 11.7 | 17.8 | 6.7 | 11.1 | -2.8 | 11.1 | 3.3 | 23.9 | 12.8 | 5.2 | -8.3 | -1.1 | -5
-12 | -16 | -1.1 | -7.8 | 26.7 | 4.4 | 17.2 | 2.8 | 3.9 | -8.7 | 26.7 | 3.3 | 7 | 1 | 26.7 | 8.3 | 16.7 | 12.8 | 13.9 | 5 | 14.4 | 7.2 | 20.6 | -2.8 | 10.5 | -6.8 | 13.5 | -0.2 | 21 | 18 | 24.4 | 17.2 | 26.1 | 18.3 | 28.3 | 16.7 | 21.1 | 8.3 | 25 | 5 | 26.3 | 19.2 | 16.7 | 0.6 | 10 | -3.9 | 9.4 | 1.6 | 8.9 | -6.1 | 28.3 | -0.6 | 11.7 | 2.2 | 25.6 | 21.7 | 20.7 | 6.3 | 8.9 | 2.8 | 1 | 0 | 1.1 | -3.9 | -1.1 | -22.2 | 2.2 | -10 | -3.9 | -10.6 | 16.7 | 1.7 | -2.4 | -6.3 | 16.1 | 4.4 | 19.4 | 14.4 | 5 | -8.9 | 22.8 | 14.4 | 25.4 | 9.7 | 11.1 | -3.7 | 10.2 | -2.8 | 21.1 | 13.3 | 16.7 | 14.4 | 19.4 | -1.1 | 15 | -2.1 | 12.8 | 8.9 | 4.4 | -12.2 | 11.7 | -7.2 | 20.6 | -4.4 | 21.1 | 0 | -2.8 | -12.8 | 18.9 | 3.3 | 0 | -6.7 | -2.2 | -10 | 6.1 | -6.1 | 22.2 | 16 | 7 | -4 | 16.7 | 2.2 | 11.1 | 0 | 6.1 | -12.8 | 14.4 | -5 | 4 | -1 | 21.7 | 12.8 | 25 | 12.2 | 1.9 | -5.7 | 25 | 10.6 | 20.9 | 10.7 | -0.6 | -10 | 24.4 | 14.4 | 9.4 | -1.7 | 25.2 | 10.3 | 25 | 17.8 | 27.6 | 4.6 | 17.8 | -3.9 | 17.2 | 2.8 | 20.6 | 11.7 | 17.8 | 6.1 | 11.7 | -2.8 | 10.5 | 3.1 | 23.9 | 13.3 | 4.8 | -7.7 | -3.3 | -5.6
-12 | -16 | 0 | -8.3 | 25 | 4.4 | 16.7 | 1.1 | 3.9 | -10.6 | 25.6 | 3.3 | 7 | 0 | 24.3 | 9.9 | 16.1 | 10 | 13.3 | 5.6 | 15 | 7.2 | 17.2 | 8.9 | 8.3 | -7.8 | 13.9 | 0 | 20 | 17 | 23.5 | 17.3 | 26.1 | 18.3 | 27.8 | 16.1 | 20 | 8.3 | 24.4 | 5 | 26.1 | 19.4 | 16.1 | 1.1 | 10.6 | -5.6 | 8.9 | 1.3 | 7.8 | -6.1 | 27.2 | -0.6 | 11.1 | 1.9 | 24.4 | 21.1 | 20.4 | 6 | 8.3 | 2.2 | 1 | 0 | 0 | -5 | -1.1 | -22.2 | 2.8 | -10.6 | -3.9 | -10.6 | 16.7 | 1.7 | -2.6 | -6.5 | 15.6 | 5.6 | 20.6 | 14.4 | 4.4 | -8.9 | 21.7 | 13.3 | 24.6 | 10.1 | 10.6 | -3.9 | 10.6 | -3.9 | 19.4 | 13.4 | 16.7 | 15 | 18.9 | 1.7 | 12.8 | -2 | 11.7 | 9.4 | 4.4 | -12.2 | 9.5 | -5.6 | 19.3 | -3.7 | 19.4 | 0.4 | -3.3 | -12 | 18.3 | 2.8 | 0 | -7.2 | -2.4 | -9.6 | 6.1 | -7.2 | 21.7 | 15.8 | 7 | -2 | 17.2 | 1.7 | 10.6 | -0.6 | 5.6 | -12.2 | 15 | -5.6 | 4 | -2 | 20 | 13.3 | 23.9 | 11.7 | 0.9 | -5.9 | 23.9 | 7.8 | 20.2 | 10.6 | -1.1 | -10.6 | 23.3 | 14.4 | 8.9 | -1.1 | 24.8 | 10 | 25 | 17.8 | 26.8 | 5.7 | 20.6 | -7.2 | 14.8 | 1.7 | 19.4 | 12.2 | 17.2 | 6.1 | 7.8 | 0.6 | 10 | 2.6 | 25 | 13.3 | 4.4 | -8.3 | -3.3 | -5
-12 | -16 | 0 | -8.9 | 23.9 | 4.4 | 14.4 | 0.6 | 2.8 | -9.3 | 25.6 | 3.3 | 6 | 0 | 21.8 | 10.3 | 15 | 8.3 | 11.7 | 6.7 | 13.3 | 7.8 | 15 | 7.8 | 6.5 | -6 | 12.6 | 0.7 | 19 | 17 | 22.6 | 17.3 | 25 | 18.9 | 26.7 | 16.1 | 18.9 | 7.8 | 23.9 | 5 | 25.5 | 19.6 | 13.9 | 2.8 | 9.7 | -4.8 | 8.3 | 1.1 | 6.1 | -6.1 | 25 | -0.6 | 10.6 | 1.1 | 23.9 | 21.1 | 20 | 5.6 | 7.2 | 2.8 | 1 | 0 | -1.1 | -7.2 | -2.2 | -21.7 | 2.2 | -10.6 | -4.4 | -11.1 | 15 | 1.7 | -2.8 | -7.2 | 15 | 6.1 | 19.4 | 13.9 | 3.9 | -10 | 21.1 | 13.3 | 23.9 | 10.6 | 9.3 | -3.5 | 8.7 | -3.1 | 17.8 | 13.1 | 16.1 | 14.4 | 18.9 | -3.3 | 10.6 | -2.2 | 11.1 | 8.9 | 3.9 | -12.2 | 7.2 | -5.2 | 18 | -3 | 17.8 | 0.9 | -3.9 | -12.5 | 15.6 | 1.1 | -1.1 | -11.7 | -2.6 | -9.7 | 6.1 | -7.8 | 21.1 | 15.6 | 6 | -2 | 16.1 | 1.7 | 9.4 | 1.7 | 4.4 | -12.8 | 15 | -3.3 | 3 | -2 | 18.4 | 13.5 | 23.3 | 12.2 | 0 | -7.2 | 23.9 | 12.2 | 19.4 | 10.6 | -3.3 | -11.1 | 22.2 | 15 | 6.1 | -0.6 | 24.4 | 10 | 23.9 | 18.3 | 26.1 | 7.2 | 18.9 | -7.8 | 12.4 | 0.8 | 17.8 | 12.2 | 16.7 | 7.2 | 8.3 | -0.6 | 9.4 | 2.2 | 24.4 | 12.8 | 2.2 | -6.6 | -3.9 | -6.1
-12 | -15 | 0 | -8.3 | 22.2 | 3.9 | 11.7 | 0.6 | 1.7 | -9.6 | 24.4 | 3.3 | 6 | -1 | 19.4 | 10.6 | 14.4 | 7.2 | 9.4 | 5 | 12.8 | 8.3 | 13.3 | 7.8 | 4.6 | -5.6 | 11.3 | 1 | 18 | 17 | 21.7 | 17.2 | 24.4 | 18.9 | 23.9 | 18.9 | 16.1 | 8.3 | 22.8 | 7.8 | 25 | 19.8 | 10.6 | 5.6 | 8.7 | -5.2 | 7.8 | 1 | 6.1 | -6.1 | 21.1 | 0.6 | 10 | 0.6 | 23.9 | 21.1 | 18.5 | 7.6 | 8.9 | 3.3 | 0 | 0 | -2.8 | -11.7 | -2.8 | -20.6 | 0.6 | -10 | -4.4 | -11.1 | 15 | 2.2 | -3.5 | -7.2 | 13.3 | 7.2 | 17.2 | 13.3 | 2.8 | -8.9 | 20.6 | 13.3 | 22.2 | 11 | 8 | -3.6 | 6.9 | -3.2 | 16.1 | 12.8 | 15.6 | 12.8 | 15.6 | 1.1 | 8.2 | -1.6 | 11.1 | 8.3 | 2.2 | -6.1 | 5 | -6.1 | 16.7 | -3.3 | 16.1 | 1.1 | -4.4 | -13.9 | 14.4 | -0.6 | -2.2 | -11.7 | -2.8 | -11.1 | 5 | -8.3 | 20.7 | 15.9 | 3 | -2 | 11.7 | 1.1 | 6.7 | 4.4 | 1.7 | -12.8 | 14.4 | -2.8 | 2 | -2 | 16.7 | 13.3 | 21.1 | 12.2 | -0.4 | -6.4 | 21.7 | 10 | 18.1 | 10.3 | -5 | -11.7 | 21.7 | 16.1 | 5.6 | -0.6 | 22.4 | 10.3 | 22.8 | 19.4 | 24.1 | 9.3 | 17.8 | -8.3 | 10 | -0.6 | 18.9 | 12.2 | 14.4 | 6.7 | 6.1 | -2.8 | 7 | 1.5 | 23.9 | 12.8 | 0 | -6.3 | -5 | -6.7
-12 | -15 | -0.6 | -7.8 | 21.7 | 3.3 | 11.1 | -0.6 | 0.6 | -11.1 | 22.8 | 3.3 | 4 | 1 | 17.6 | 10.7 | 14.4 | 8.3 | 7.8 | 5 | 12.2 | 8.3 | 12.2 | 7.8 | 2.8 | -6.1 | 10 | 1.1 | 18 | 17 | 21.3 | 17.3 | 23.9 | 19.4 | 21.7 | 18.3 | 14.4 | 8.3 | 22.2 | 8.9 | 24.4 | 20 | 9.4 | 5 | 7.8 | -6.1 | 7.2 | 0.8 | 4.4 | -6.1 | 17.8 | 1.1 | 8.9 | 0.1 | 23.3 | 21.1 | 17.1 | 9.3 | 10 | 2.8 | 0 | 0 | -3.3 | -12.2 | -3.9 | -20 | -1.1 | -8.3 | -4.4 | -10.6 | 14.4 | 2.2 | -4.3 | -7.9 | 13.9 | 6.7 | 15.6 | 13.3 | 3.3 | -8.9 | 20 | 14.4 | 20.6 | 11.3 | 6.7 | -4.4 | 5 | -3.9 | 15 | 12.5 | 15.6 | 13.3 | 13.9 | 2.2 | 5.7 | -1.9 | 11.1 | 8.3 | 1.1 | -6.1 | 3.3 | -5.4 | 15.4 | -3.5 | 13 | 1.7 | -4.8 | -12.5 | 11.7 | 0 | -3.3 | -12.8 | -3.3 | -10 | 2.2 | -8.3 | 20.4 | 16.5 | 2 | -2 | 10 | 1.1 | 6.1 | 5 | 0.6 | -12.2 | 13.3 | -0.6 | 1 | -2 | 15.9 | 13.2 | 18.3 | 12.2 | -0.7 | -6.7 | 20.6 | 11.7 | 16.9 | 10.1 | -6.1 | -12.2 | 21.1 | 16.7 | 5.6 | 0 | 20.3 | 10.4 | 22.8 | 19.4 | 22 | 10.5 | 17.2 | -8.3 | 9.4 | -1.2 | 19.4 | 11.7 | 13.9 | 6.7 | 5 | -3.3 | 4.6 | 0.5 | 23.3 | 12.2 | -2.2 | -7.2 | -6.1 | -9.4
-13 | -16 | -1.7 | -6.7 | 20.6 | 3.3 | 9.4 | -0.6 | -0.7 | -10.5 | 20.6 | 3.3 | 5 | 1 | 15.7 | 10.5 | 13.9 | 10.6 | 7.8 | 5 | 11.1 | 8.3 | 11.1 | 7.2 | 2.2 | -5.4 | 9.6 | 1.2 | 18 | 17 | 21 | 17.2 | 24.4 | 19.4 | 19.4 | 17.8 | 12.2 | 8.3 | 20.6 | 9.4 | 24 | 19.5 | 9.4 | 5 | 6.7 | -4.7 | 6.7 | 0.6 | 2.8 | -6.1 | 17.2 | 1.7 | 7.8 | -0.4 | 23.3 | 21.1 | 15.6 | 10 | 10.6 | 2.8 | 0 | 0 | -3.9 | -13.9 | -4.4 | -20 | -2.2 | -7.8 | -4.4 | -8.9 | 13.9 | 2.2 | -5 | -8.9 | 12.2 | 6.7 | 15.6 | 13.3 | 1.1 | -6.7 | 18.9 | 15 | 18.9 | 11.1 | 6.3 | -3.9 | 3.7 | -3.8 | 13.9 | 12.1 | 15.6 | 13.3 | 13.3 | 6.1 | 3.3 | -2.8 | 10.6 | 7.8 | 0.6 | -6.1 | 1.7 | -5.9 | 14.1 | -4.1 | 9.8 | 1.2 | -5.2 | -12.2 | 11.7 | -2.8 | -4.4 | -11.7 | -3.9 | -10 | 0.6 | -8.3 | 20 | 16.7 | 1 | -3 | 8.3 | 1.1 | 6.1 | 4.4 | 0 | -12.2 | 13.3 | 0 | 0 | -3 | 15.2 | 13.1 | 17.8 | 12.2 | -1.1 | -7.8 | 18.3 | 9.4 | 15.6 | 9.4 | -7.2 | -11.7 | 20.6 | 16.7 | 5 | 0 | 18.3 | 10 | 22.8 | 19.4 | 20 | 11.1 | 17.2 | -8.3 | 8.9 | -1.6 | 17.8 | 12.8 | 12.8 | 6.7 | 4.4 | -3.3 | 2.2 | -0.6 | 22.8 | 12.8 | -2.2 | -6.6 | -5.6 | -8.3
-13 | -16 | -1.7 | -5 | 19.4 | 3.3 | 8.9 | -0.6 | -2 | -11.7 | 18.9 | 3.3 | 6 | 2 | 13.9 | 10 | 15 | 5 | 7.2 | 4.4 | 11.1 | 8.9 | 10 | 5.4 | 1.7 | -5.2 | 9.3 | 1.5 | 18 | 17 | 20.6 | 17.2 | 23.9 | 18.3 | 18.3 | 17.2 | 11.7 | 8.3 | 18.9 | 9.4 | 23.7 | 19.2 | 10 | 4.4 | 5.5 | -4.1 | 5.9 | -0.1 | 2.8 | -6.1 | 17.8 | 0.6 | 6.7 | -1.1 | 22.8 | 21.1 | 14.8 | 9.8 | 10 | 3.3 | 0 | 0 | -5 | -12.8 | -5.6 | -16.7 | -1.1 | -8.3 | -4.4 | -8.9 | 13.3 | 2.8 | -5.6 | -9.1 | 11.1 | 7.2 | 15.6 | 13.3 | 1.7 | -7.2 | 17.8 | 14.4 | 17.8 | 11.4 | 6 | -4.2 | 2.4 | -4.2 | 12.8 | 11.7 | 15 | 13.3 | 12.2 | 6.7 | 2.9 | -2.3 | 10 | 6.7 | -0.6 | -6.7 | 0 | -7.2 | 12.8 | -5.6 | 6.7 | 0.6 | -5.6 | -12.8 | 8.9 | 0.6 | -4.4 | -11.7 | -4.4 | -10.6 | 0 | -8.3 | 19.6 | 16.7 | 0 | -2 | 6.7 | 0.6 | 5.6 | 4.4 | 0.6 | -8.3 | 11.7 | 4.4 | 0 | -3 | 14.4 | 12.8 | 18.3 | 13.9 | -2 | -6.7 | 15 | 10.6 | 15.4 | 9.6 | -7.2 | -11.7 | 20.6 | 16.7 | 5.6 | -3.3 | 16.8 | 9.8 | 22.8 | 19.4 | 19.4 | 12 | 16.7 | -8.9 | 8.3 | -2.8 | 17.2 | 12.8 | 12.8 | 7.2 | 3.9 | -3.3 | 1.3 | -1 | 22.8 | 12.8 | -2.2 | -6.6 | -6.7 | -9.4
-13 | -16 | -2.2 | -5 | 18.3 | 3.3 | 8.3 | -1.7 | -3.3 | -13.9 | 18.3 | 3.3 | 6 | 2 | 13 | 9.5 | 13.9 | 7.8 | 5.6 | 3.9 | 11.1 | 8.3 | 8.3 | 4.7 | 1.1 | -6.1 | 8.9 | 1.7 | 17 | 16 | 20 | 17 | 23.3 | 18.3 | 18.3 | 17.2 | 12.2 | 8.3 | 17.2 | 9.4 | 23.3 | 18.9 | 9.4 | 4.4 | 4.4 | -4.4 | 5.2 | -0.9 | 2.2 | -6.1 | 17.2 | 0.6 | 6.5 | -0.6 | 22.8 | 21.1 | 14.1 | 9.4 | 7.2 | 3.3 | 0 | -1 | -6.7 | -13.3 | -5.6 | -17.8 | -3.3 | -8.3 | -4.4 | -8.3 | 12.8 | 3.3 | -6.1 | -9.5 | 10.6 | 7.2 | 15 | 13.3 | 0.6 | -6.7 | 16.1 | 14.4 | 16.7 | 11.2 | 5.6 | -5 | 1.1 | -5.6 | 12.8 | 11.9 | 13.9 | 12.8 | 11.1 | 7.2 | 2.6 | -2.4 | 8.9 | 6.7 | -0.6 | -6.7 | -1.1 | -6.5 | 12.2 | -4.7 | 5.2 | 0 | -5.6 | -11.6 | 7.8 | 1.1 | -3.9 | -11.1 | -5 | -9.9 | -0.6 | -7.2 | 19.3 | 16.7 | 0 | -3 | 5 | 0 | 5.6 | 4.4 | -0.6 | -8.9 | 8.9 | 6.1 | -1 | -4 | 13.9 | 12.7 | 18.3 | 13.9 | -3 | -6.8 | 14.4 | 10.6 | 15.2 | 9.6 | -7.8 | -11.7 | 20.6 | 17.2 | 5 | -3.9 | 15.4 | 9.6 | 22.2 | 19.4 | 18.9 | 12.9 | 16.1 | -8.9 | 7.4 | -1.6 | 17.8 | 13.3 | 11.7 | 6.7 | 3.9 | -2.2 | 0.3 | -1.6 | 22.8 | 12.8 | -2.2 | -7.2 | -7.2 | -11.7
-13 | -16 | 1.1 | -3.9 | 16.7 | 3.9 | 9.4 | -3.3 | -2.9 | -11.6 | 17.2 | 3.3 | 5 | 2 | 12 | 8.5 | 13.3 | 10 | 5 | 4.4 | 11.7 | 7.8 | 6.7 | 3.3 | 0.4 | -5.2 | 8.2 | 1.6 | 17 | 17 | 19.5 | 16.9 | 23.3 | 18.3 | 18.3 | 17.2 | 11.7 | 8.9 | 17.2 | 10 | 22.9 | 19.1 | 9.4 | 4.4 | 3.7 | -3.6 | 4.4 | -1.7 | 2.2 | -6.1 | 15.6 | 1.7 | 6.3 | -0.2 | 22.2 | 20 | 13.3 | 8.9 | 6.1 | 2.8 | 0 | -1 | -6.3 | -11.7 | -5.6 | -17.8 | -3.3 | -8.3 | -3.9 | -7.8 | 12.8 | 3.3 | -6.7 | -10.6 | 10 | 7.2 | 13.3 | 12.2 | 2.2 | -7.8 | 16.7 | 14.4 | 15.6 | 11.1 | 4.8 | -4.2 | 0.4 | -4.4 | 12.8 | 12.1 | 15 | 12.8 | 10.6 | 7.8 | 2.2 | -2.8 | 10 | 7.2 | 0 | -7.2 | -2.2 | -6.7 | 11.7 | -4.7 | 3.7 | -0.8 | -5.6 | -11.4 | 7.2 | 0 | -3.9 | -11.1 | -5.5 | -9.9 | -1.1 | -7.8 | 18.9 | 16.7 | -1 | -3 | 5.6 | 0 | 5.6 | 4.4 | 0 | -9.4 | 8.3 | 6.1 | -1 | -3 | 13.3 | 12.4 | 17.2 | 13.9 | -3.9 | -7.2 | 12.2 | 8.9 | 15 | 9.4 | -7.8 | -11.1 | 20.6 | 17.8 | 5 | -4.4 | 13.9 | 8.9 | 22.2 | 20 | 18.3 | 13.3 | 15 | -8.9 | 6.5 | -1.2 | 18.9 | 13.3 | 10 | 6.1 | 3.9 | -2.2 | -0.6 | -2.2 | 22.8 | 13.3 | -2.4 | -6.8 | -8.9 | -12.2
-13 | -16 | 1.7 | -3.3 | 16.1 | 4.4 | 6.1 | -3.9 | -2.6 | -10.6 | 17.2 | 3.3 | 6 | 2 | 11.1 | 7.8 | 11.7 | 8.9 | 4.4 | 3.3 | 11.7 | 8.9 | 4.4 | 2.2 | -0.4 | -5 | 7.4 | 1.2 | 17 | 16 | 18.9 | 16.7 | 23.3 | 17.8 | 19.4 | 18.3 | 11.7 | 9.4 | 15.6 | 10.6 | 22.6 | 19.2 | 9.4 | 4.4 | 2.9 | -3.6 | 3.5 | -1.6 | 0.6 | -6.7 | 13.9 | 1.7 | 6.1 | 0 | 22.8 | 20.6 | 12.8 | 8.7 | 6.1 | 2.8 | 0 | -1 | -5.9 | -11 | -5.6 | -17.8 | -4.4 | -8.9 | -3.9 | -7.8 | 12.8 | 4.4 | -7.6 | -10.7 | 9.4 | 6.7 | 15 | 13.3 | 2.2 | -7.2 | 15.6 | 13.9 | 14.8 | 11.2 | 4.1 | -4.3 | -0.4 | -4.2 | 12.8 | 12.2 | 15.6 | 13.3 | 10 | 8.3 | 2 | -2.6 | 10 | 7.8 | -2.2 | -6.7 | -3.3 | -7.8 | 11.1 | -5.6 | 2.2 | -1.7 | -5.6 | -11.7 | 6.7 | -0.6 | -4.4 | -10.6 | -6.1 | -10.6 | -1.1 | -7.2 | 18.7 | 16.3 | -1 | -3 | 2.8 | -0.6 | 5.6 | 3.9 | -0.6 | -8.9 | 8.9 | 6.7 | -1 | -4 | 12.8 | 12.2 | 16.1 | 13.9 | -4.3 | -7 | 11.7 | 7.8 | 14.8 | 9.8 | -7.8 | -11.7 | 20 | 17.2 | 4.4 | -5 | 14.3 | 8.9 | 21.7 | 20 | 18.1 | 13.8 | 15 | -8.9 | 5.6 | -1.1 | 18.9 | 13.3 | 10 | 6.1 | 3.9 | -1.7 | -1.5 | -3 | 22.2 | 13.9 | -2.6 | -6.9 | -9.4 | -12.2
-15 | -17 | -1.1 | -3.9 | 15.6 | 4.4 | 5 | -4.4 | -2.2 | -10.6 | 16.7 | 3.3 | 4 | 2 | 10.5 | 7.4 | 11.1 | 8.9 | 5 | 2.8 | 11.7 | 8.3 | 3.3 | 1.5 | -1.1 | -5.6 | 6.7 | 1.1 | 17 | 16 | 18.3 | 16.3 | 22.8 | 17.2 | 19.4 | 18.9 | 11.7 | 9.4 | 16.1 | 11.1 | 22.2 | 19.4 | 8.3 | 6.1 | 2.2 | -3.9 | 2.6 | -1.7 | 0 | -6.7 | 13.9 | 2.8 | 6.1 | 0 | 22.8 | 20.6 | 12.2 | 8.1 | 6.1 | 2.8 | -1 | -1 | -5.6 | -10.4 | -6.7 | -17.2 | -5.6 | -8.9 | -3.9 | -7.8 | 12.2 | 5 | -8.5 | -11.3 | 8.9 | 6.1 | 14.4 | 13.3 | 1.7 | -6.1 | 15 | 13.9 | 14.1 | 11.1 | 3.3 | -5 | -1.1 | -4.4 | 12.6 | 12.2 | 15.6 | 13.9 | 7.2 | 6.7 | 1.9 | -2.6 | 10 | 8.3 | -2.8 | -8.3 | -3.9 | -7.6 | 10.2 | -3.1 | 1.8 | -1.9 | -5.8 | -11.1 | 5 | 0 | -3.9 | -9.4 | -6.1 | -9.9 | -1.1 | -7.8 | 18.5 | 16 | -1 | -3 | 1.7 | -1.1 | 6.1 | 4.4 | -0.6 | -7.8 | 9.4 | 7.2 | -2 | -5 | 12.4 | 11.8 | 15.6 | 13.9 | -4.6 | -7.2 | 11.1 | 8.3 | 14.6 | 9.9 | -8.3 | -11.7 | 20.6 | 17.2 | 3.3 | -5 | 14.6 | 8.6 | 22.2 | 19.4 | 18 | 14.1 | 15 | -6.7 | 5.4 | -0.9 | 18.3 | 12.2 | 9.4 | 6.1 | 2.8 | -0.6 | -2.4 | -3.9 | 22.2 | 13.9 | -2.8 | -7.8 | -9.4 | -15
-14 | -16 | -1.1 | -3.9 | 15 | 3.9 | 3.9 | -4.4 | -2.8 | -8.6 | 15 | 3.3 | 5 | 4 | 10 | 7.1 | 11.7 | 6.7 | 4.4 | 2.2 | 11.1 | 7.8 | 2.8 | 1.1 | -1.1 | -4.8 | 6.3 | 1 | 16 | 10 | 17.8 | 16 | 22.8 | 17.2 | 18.9 | 18.3 | 11.7 | 10 | 15.6 | 11.1 | 21.8 | 19 | 8.3 | 6.1 | 1.8 | -3.6 | 1.7 | -2.2 | -0.6 | -7.8 | 12.8 | 2.8 | 6.1 | 0 | 22.2 | 20.6 | 11.7 | 7.8 | 5 | 3.9 | -1 | -2 | -5.2 | -9.8 | -5.6 | -17.8 | -8.9 | -8.9 | -3.9 | -6.7 | 11.7 | 5.6 | -9.4 | -12.2 | 8.9 | 6.1 | 13.3 | 12.2 | 2.2 | -6.1 | 15.6 | 14.4 | 13.3 | 11.1 | 3.3 | -4.7 | -1.3 | -4.3 | 12.4 | 12.3 | 15 | 13.9 | 7.2 | 3.9 | 1.7 | -3.3 | 10 | 8.3 | -3.3 | -7.8 | -4.4 | -8 | 9.2 | -1.9 | 1.5 | -2.5 | -5.9 | -11 | 5 | -1.7 | -3.9 | -8.3 | -6.1 | -9.7 | -1.1 | -7.8 | 18.3 | 15.6 | -2 | -3 | 0.6 | -2.2 | 6.1 | 4.4 | -0.6 | -7.8 | 10 | 7.2 | -2 | -5 | 12.1 | 11.5 | 13.9 | 13.3 | -5 | -7.8 | 12.8 | 6.7 | 14.4 | 10 | -8.3 | -13.9 | 20 | 17.8 | 3.3 | -4.4 | 15 | 8.3 | 22.2 | 18.9 | 17.8 | 14.4 | 13.9 | -4.4 | 5.2 | -1.3 | 16.1 | 11.7 | 8.9 | 5.6 | 2.2 | -0.6 | -3.3 | -5 | 22.2 | 13.9 | -2.4 | -7.8 | -9.4 | -16.7
-13 | -15 | -3.3 | -6.1 | 14.4 | 3.9 | 3.3 | -5.6 | -3.3 | -7.5 | 14.4 | 3.3 | 4 | 3 | 9.4 | 6.7 | 11.7 | 2.8 | 3.9 | 1.7 | 10.6 | 8.9 | 2.2 | -0.6 | -1.1 | -4.7 | 6 | 0.7 | 15 | 11 | 17.2 | 15.6 | 22.8 | 17.2 | 19.4 | 18.9 | 10.6 | 9.4 | 14.4 | 11.1 | 21.5 | 18.7 | 8.3 | 6.7 | 1.5 | -3.7 | 1.5 | -2.8 | -1.7 | -7.8 | 11.7 | 3.3 | 6.1 | 0 | 22.2 | 20.6 | 11.5 | 8.4 | 3.9 | 2.8 | -2 | -2 | -4.8 | -9.1 | -6.7 | -16.7 | -5.6 | -8.3 | -3.9 | -6.7 | 9.4 | 5.6 | -10.2 | -12.3 | 8.9 | 6.1 | 13.3 | 12.2 | 2.2 | -3.9 | 15 | 13.9 | 13.3 | 11.2 | 3.3 | -5 | -1.5 | -4.4 | 12.2 | 12.2 | 14.4 | 13.3 | 6.1 | 3.3 | 0.9 | -3 | 9.4 | 8.9 | -3.3 | -9.4 | -5 | -8.9 | 8.3 | -1.1 | 1.1 | -3.3 | -6.1 | -11.7 | 4.4 | -3.3 | -2.8 | -8.3 | -6.1 | -10 | -2.2 | -8.3 | 17.9 | 15.6 | -1 | -3 | 1.7 | -1.1 | 6.1 | 4.4 | -2.2 | -8.3 | 11.7 | 7.2 | -2 | -5 | 11.7 | 11.1 | 13.9 | 12.8 | -5.6 | -7.9 | 13.9 | 7.2 | 14.4 | 10.3 | -8.9 | -12.2 | 20.6 | 17.8 | 2.2 | -1.1 | 14.3 | 8.7 | 21.7 | 19.4 | 17.8 | 15.1 | 12.8 | -3.3 | 5 | -1.7 | 16.1 | 10.6 | 8.3 | 5 | 2.8 | 0.6 | -2.6 | -4.2 | 21.7 | 14.4 | -2.1 | -8.7 | -10.6 | -16.7
-13 | -15 | -3.3 | -6.1 | 13.9 | 3.9 | 1.7 | -5.6 | -3.9 | -7.2 | 14.4 | 3.3 | 3 | 2 | 9.8 | 6.7 | 11.1 | 2.2 | 3.9 | 1.7 | 10 | 8.9 | 2.8 | -1 | -1.1 | -5 | 5.6 | 0.6 | 14 | 9 | 17.4 | 15.9 | 22.8 | 16.7 | 19.4 | 18.9 | 11.1 | 9.4 | 15 | 11.1 | 21.1 | 18.3 | 8.9 | 6.7 | 1.1 | -4.4 | 1.3 | -3.8 | -0.6 | -7.8 | 11.7 | 3.3 | 5.7 | 0.8 | 20.6 | 19.4 | 11.3 | 9.1 | 3.9 | 3.3 | -2 | -2 | -4.4 | -8.9 | -7.8 | -15.6 | -5.9 | -8 | -3.9 | -6.7 | 6.7 | 3.9 | -10.9 | -12.7 | 8.9 | 6.7 | 12.8 | 12.2 | 1.7 | -5.6 | 15 | 13.3 | 13.3 | 11.6 | 3.3 | -6.1 | -1.7 | -5 | 12.2 | 12.2 | 13.9 | 13.3 | 6.1 | 3.3 | 0.2 | -3.3 | 10 | 8.9 | -3.9 | -9.4 | -3.3 | -7.5 | 9.2 | -0.4 | 1.7 | -2.6 | -5.7 | -11.3 | 3.9 | -3.9 | -2.2 | -8.3 | -5.9 | -9.4 | -2.2 | -8.3 | 17.6 | 15.6 | 0 | -3 | 0 | -2.2 | 6.1 | 5 | -2.8 | -7.8 | 12.8 | 6.1 | -2 | -5 | 12.2 | 11.5 | 14.4 | 13.3 | -6.1 | -8.2 | 13.9 | 6.7 | 14.4 | 10.5 | -9.4 | -11.1 | 20.6 | 18.3 | 1.7 | -1.7 | 13.5 | 8.8 | 21.7 | 18.9 | 17.8 | 15.6 | 12.2 | -2.2 | 4.8 | -1.3 | 10.6 | 7.8 | 8.3 | 4.4 | 3.3 | 0.6 | -1.8 | -3.6 | 21.7 | 14.4 | -1.7 | -10.6 | -10.6 | -13.9
-13 | -16 | -3.3 | -5.6 | 14.4 | 5.6 | 2.2 | -5 | -3.7 | -6.9 | 14.4 | 3.3 | 4 | 2 | 10.2 | 6.7 | 11.1 | 1.7 | 4.4 | 2.2 | 9.4 | 8.3 | 3.9 | -1.7 | 0.4 | -3.9 | 6.1 | 0.6 | 14 | 8 | 17.6 | 16.3 | 22.2 | 17.2 | 20 | 18.9 | 11.1 | 9.4 | 14.4 | 10.6 | 22 | 18.4 | 8.9 | 6.7 | 1.5 | -3.1 | 1.1 | -5.6 | -1.1 | -7.2 | 9.4 | 3.3 | 5.4 | 1.5 | 19.4 | 18.3 | 11.1 | 9.4 | 4.4 | 4.4 | -2 | -3 | -4.4 | -8.9 | -7.2 | -15 | -6.1 | -8.3 | -3.9 | -6.7 | 5 | 3.3 | -11.7 | -13.3 | 8.9 | 6.7 | 12.8 | 12.2 | 1.7 | -6.7 | 14.4 | 13.3 | 13.3 | 11.7 | 4.2 | -5.2 | -1.1 | -4.4 | 12.2 | 12.2 | 13.3 | 12.8 | 5 | 3.3 | -0.6 | -3.9 | 10 | 8.9 | -4.4 | -11.1 | -1.7 | -6.8 | 10.2 | 0.2 | 2.2 | -2.4 | -5.4 | -11.6 | 4.4 | -6.1 | -2.2 | -8.3 | -5.8 | -9.3 | -1.7 | -8.3 | 17.2 | 15.6 | 1 | -2 | -0.6 | -2.8 | 5 | 3.3 | -3.3 | -7.8 | 12.8 | 5.6 | -3 | -5 | 12.8 | 11.9 | 15.6 | 13.9 | -6.7 | -8.9 | 12.2 | 7.2 | 14.4 | 10.6 | -9.4 | -12.2 | 20.6 | 18.3 | 1.1 | -0.6 | 12.8 | 8.9 | 21.7 | 18.9 | 17.8 | 16.1 | 8.9 | 2.2 | 4.6 | -1.1 | 5 | 3.3 | 7.8 | 3.9 | 3.9 | 1.1 | -1.1 | -3.3 | 21.7 | 15 | 0.3 | -8.6 | -11.1 | -18.3
-13 | -15 | -2.8 | -5 | 15 | 4.4 | 2.8 | -1.7 | -3.5 | -7 | 13.9 | 3.3 | 4 | 2 | 10.6 | 6.7 | 13.3 | 1.7 | 5.6 | 2.2 | 10.6 | 8.9 | 6.1 | 2.2 | 1.8 | -3.8 | 6.7 | 1 | 14 | 8 | 17.8 | 16.7 | 22.8 | 17.8 | 20 | 18.3 | 10.6 | 8.9 | 15 | 10.6 | 23 | 18.4 | 8.9 | 6.7 | 1.8 | -2.6 | 1.5 | -5 | -1.7 | -7.8 | 11.7 | 3.3 | 5 | 2.2 | 18.9 | 17.8 | 13.7 | 10 | 5 | 3.9 | -2 | -3 | -2.8 | -6.1 | -2.8 | -12.8 | -6.1 | -8.9 | -3.3 | -6.7 | 3.9 | 2.8 | -10.2 | -12.4 | 8.3 | 6.7 | 12.2 | 12.2 | 1.1 | -7.8 | 14.4 | 12.8 | 14.8 | 12.9 | 5.2 | -5.1 | -0.6 | -4.2 | 12.2 | 12.2 | 13.9 | 12.8 | 5 | 3.3 | 1.3 | -3 | 10 | 8.9 | -4.4 | -11.1 | 0 | -6.7 | 11.1 | 0.6 | 2.8 | -2.2 | -5 | -12.8 | 4.4 | -4.4 | -1.7 | -7.8 | -5.6 | -9.4 | -2.2 | -8.3 | 17.4 | 15.9 | 1 | -1 | 1.7 | -1.7 | 5.6 | 3.9 | -1.7 | -5.6 | 13.9 | 6.1 | -1 | -3 | 13.3 | 12.2 | 15.6 | 14.4 | -4.8 | -7.7 | 12.2 | 7.8 | 16.3 | 11.5 | -10 | -12.2 | 20.6 | 18.9 | 0 | -0.6 | 13.7 | 9.4 | 21.7 | 18.9 | 18.2 | 13.1 | 8.9 | 1.1 | 4.4 | -1.1 | 3.9 | 2.2 | 8.3 | 4.4 | 5 | 0.6 | 1.7 | -0.8 | 20.6 | 15.6 | 2.4 | -7.9 | -10.6 | -16.1
-13 | -15 | -2.8 | -5.6 | 15.6 | 4.4 | 6.7 | -5 | -3.3 | -7.8 | 17.2 | 3.3 | 6 | 3 | 14.1 | 8.7 | 17.8 | 1.1 | 7.2 | 3.3 | 12.2 | 9.4 | 12.2 | 5.6 | 3.3 | -3.9 | 7.2 | 1.1 | 14 | 6 | 20.4 | 17.4 | 23.9 | 17.2 | 20 | 18.3 | 12.2 | 9.4 | 15.6 | 11.7 | 23.9 | 18.3 | 8.9 | 6.7 | 2.2 | -2.2 | 1.8 | -5.4 | 1.7 | -6.1 | 13.3 | 5.6 | 6.7 | 4.5 | 18.9 | 17.8 | 16.3 | 10 | 5.6 | 4.4 | -3 | -4 | -2.2 | -5.6 | -1.1 | -11.7 | -2.8 | -7.2 | -3.3 | -6.7 | 4.4 | 2.8 | -8.7 | -11.6 | 8.9 | 6.7 | 12.2 | 12.2 | 2.2 | -5.6 | 15 | 12.8 | 16.3 | 13.8 | 6.1 | -5.6 | 0 | -4.4 | 12 | 12 | 11.7 | 10.6 | 8.3 | 3.3 | 3.1 | -2.5 | 10 | 8.9 | -3.9 | -11.7 | 4.4 | -5 | 13.1 | 0.8 | 6.9 | -0.3 | -3.1 | -11.3 | 5.6 | -3.3 | 0.6 | -7.2 | -3.2 | -8 | 1.1 | -5.6 | 17.6 | 16.3 | 2 | -2 | 4.4 | 0.6 | 6.1 | 3.9 | 2.8 | -3.9 | 16.1 | 6.1 | 0 | -4 | 16.5 | 14 | 16.1 | 15 | -3 | -6.8 | 14.4 | 7.2 | 18.1 | 12.1 | -9.4 | -11.7 | 21.7 | 19.4 | -0.6 | -0.6 | 14.7 | 9.7 | 22.2 | 18.9 | 18.5 | 9.3 | 9.4 | 1.1 | 4.4 | -0.7 | 3.3 | 0.6 | 9.4 | 6.1 | 4.4 | 1.7 | 4.4 | 1.4 | 19.4 | 15.6 | 4.4 | -8.3 | -9.4 | -17.8
-12 | -13 | -2.2 | -5 | 18.9 | 7.2 | 7.8 | -6.1 | -1.6 | -7 | 19.4 | 6.1 | 6 | 3 | 17.6 | 10.3 | 19.4 | -2.8 | 10 | 3.9 | 13.3 | 9.4 | 17.8 | 6.1 | 7 | -3.1 | 9.1 | 1.7 | 16 | 5 | 23 | 17.7 | 24.4 | 17.8 | 20.6 | 18.9 | 16.7 | 10.6 | 16.1 | 12.8 | 24.6 | 19.2 | 10 | 7.2 | 2 | -1.3 | 2.2 | -6.1 | 4.4 | -5.6 | 16.7 | 5.6 | 8.3 | 6.6 | 19.4 | 18.3 | 18.9 | 9.4 | 7.8 | 5 | -3 | -4 | -1.7 | -5.6 | 1.7 | -11.1 | -0.6 | -6.7 | -2.8 | -6.7 | 5.6 | 1.1 | -7.2 | -11.7 | 8.9 | 6.7 | 12.8 | 12.2 | 2.8 | -6.1 | 15.6 | 12.8 | 17.8 | 15 | 7.4 | -5.3 | 3.3 | -3.1 | 11.9 | 11.9 | 12.8 | 8.3 | 10 | 0 | 5 | -2.8 | 10.6 | 8.9 | -1.7 | -10 | 8.9 | -5.4 | 15.2 | 1 | 10.9 | 1.2 | -1.3 | -10.8 | 6.1 | -2.2 | 2.2 | -6.7 | -0.7 | -7.1 | 4.4 | -4.4 | 17.8 | 16.7 | 2 | -1 | 7.2 | 1.1 | 7.2 | 3.3 | 5 | -3.9 | 18.3 | 6.1 | 1 | -4 | 19.6 | 15.5 | 20 | 16.1 | -1.1 | -6.7 | 17.8 | 7.2 | 20 | 12.8 | -9.4 | -12.2 | 23.3 | 18.9 | -0.6 | -1.7 | 15.6 | 10 | 22.8 | 18.9 | 18.9 | 3.9 | 9.4 | 1.7 | 4.4 | -0.7 | 2.8 | -0.6 | 12.2 | 5.6 | 5.6 | 1.7 | 7.2 | 3.9 | 19.4 | 16.1 | 5.9 | -6.8 | -5.6 | -15
-12 | -14 | -2.2 | -5.6 | 21.1 | 10 | 10.6 | -3.9 | 0 | -7.1 | 22.2 | 5.6 | 4 | 2 | 21.1 | 11.7 | 21.1 | -3.3 | 13.3 | 3.3 | 13.9 | 8.3 | 21.7 | 3.9 | 10.7 | -4 | 10.9 | 2.5 | 17 | 3 | 25.6 | 17.8 | 25.6 | 17.8 | 22.2 | 18.3 | 20.6 | 11.7 | 16.7 | 14.4 | 25.4 | 20.2 | 10.6 | 7.2 | 1.9 | -0.4 | 2.9 | -5.1 | 7.2 | -4.4 | 17.8 | 6.1 | 10 | 8.9 | 20.6 | 17.2 | 20.2 | 9.5 | 9.4 | 3.9 | -3 | -5 | -1.7 | -3.3 | 4.4 | -11.1 | 2.8 | -6.1 | -2.2 | -6.1 | 7.8 | 2.8 | -5.5 | -10.1 | 8.9 | 7.2 | 14.4 | 12.8 | 2.2 | -7.2 | 15.6 | 12.2 | 19.3 | 15.8 | 8.7 | -5.6 | 6.7 | -2.6 | 11.7 | 11.7 | 12.8 | 7.8 | 11.1 | -0.6 | 7.2 | -2 | 11.1 | 9.4 | -1.1 | -8.3 | 13.3 | -8.9 | 17.2 | 0.6 | 15 | 2.2 | 0.6 | -11.7 | 6.7 | -2.8 | 3.3 | -5 | 1.7 | -7.8 | 6.7 | -3.9 | 20 | 17 | 2 | -1 | 8.9 | 1.7 | 6.7 | 4.4 | 7.2 | -3.9 | 19.4 | 6.7 | 2 | -4 | 22.8 | 16.7 | 20 | 16.7 | -0.4 | -6.4 | 18.9 | 8.3 | 20.9 | 12.9 | -7.8 | -11.7 | 24.4 | 18.9 | 0 | -2.2 | 17.8 | 10.9 | 23.9 | 18.9 | 20.6 | 3.8 | 4.4 | 1.7 | 4.4 | -0.6 | 2.8 | -2.2 | 13.9 | 5 | 6.1 | 2.8 | 9.1 | 4.3 | 21.1 | 16.1 | 7.4 | -6.3 | -4.4 | -11.1
-10 | -12 | -1.7 | -5 | 23.3 | 11.1 | 12.8 | -3.9 | 1.7 | -8.9 | 23.9 | 5 | 7 | 4 | 23 | 11.4 | 22.8 | -3.9 | 14.4 | 1.1 | 13.9 | 8.9 | 21.7 | 5.6 | 14.4 | -7.2 | 12.8 | 2.8 | 18 | 4 | 25.8 | 18 | 25.6 | 18.9 | 23.3 | 18.9 | 23.3 | 11.7 | 17.2 | 15 | 26.1 | 21.1 | 10 | 7.2 | 1.7 | 0 | 3.7 | -4.6 | 8.3 | -2.8 | 20.6 | 5.6 | 11.5 | 9.6 | 21.7 | 17.2 | 21.5 | 9.1 | 11.1 | 2.8 | -3 | -5 | -1.1 | -2.2 | 5.6 | -10.6 | 4.4 | -5 | -1.1 | -5 | 9.4 | 3.3 | -3.9 | -9.4 | 9.4 | 7.2 | 15.6 | 13.3 | 0 | -7.2 | 16.1 | 12.2 | 20.7 | 16.3 | 10 | -7.2 | 10 | -3.3 | 11.1 | 11.1 | 12.8 | 7.2 | 12.8 | -3.3 | 9.5 | -1.9 | 11.1 | 10 | 0.6 | -8.3 | 15.3 | -7.3 | 18.9 | 0.5 | 17.4 | 1.8 | 1.7 | -10.2 | 7.2 | -3.3 | 5 | -5 | 2.8 | -6.3 | 10 | -2.2 | 22.2 | 17.4 | 2 | -1 | 12.2 | 2.8 | 8.3 | 4.4 | 9.4 | -3.9 | 21.1 | 8.3 | 2 | -3 | 23.2 | 16.8 | 21.7 | 17.2 | 0.4 | -6.9 | 19.4 | 8.9 | 21.9 | 12.8 | -6.7 | -12.2 | 25 | 18.3 | 1.1 | -2.2 | 20 | 11.3 | 25 | 18.9 | 22.2 | 3.3 | 1.1 | -1.1 | 3.9 | 0.2 | 1.7 | -3.3 | 16.7 | 3.9 | 7.2 | 4.4 | 10.9 | 4.4 | 21.7 | 16.1 | 8.9 | -6.7 | -2.2 | -11.7
-10 | -13 | -1.7 | -4.4 | 25 | 11.1 | 15 | -2.2 | 2.6 | -8.6 | 26.1 | 5 | 8 | 3 | 24.8 | 11.1 | 22.2 | 2.8 | 15.6 | 3.9 | 15 | 8.9 | 23.9 | 3.9 | 14.4 | -6.8 | 13.7 | 2.3 | 19 | 4 | 25.9 | 18.1 | 25 | 18.3 | 22.2 | 19.4 | 24.4 | 10.6 | 18.3 | 15.6 | 26.3 | 20.9 | 10 | 7.2 | 3 | 0.5 | 4.4 | -5 | 13.9 | -1.7 | 22.8 | 5.6 | 12.9 | 10.1 | 23.3 | 20 | 22.8 | 8.9 | 11.1 | 2.8 | -2 | -4 | -1.1 | -1.7 | 6.7 | -9.4 | 6.1 | -4.4 | -1.1 | -4.4 | 10 | 3.3 | -2.2 | -9.4 | 9.4 | 6.7 | 16.1 | 13.3 | -0.6 | -10 | 16.7 | 13.3 | 22.2 | 17.2 | 10.2 | -6.7 | 11.1 | -2.7 | 10.6 | 10.6 | 13.9 | 6.7 | 13.3 | -10 | 11.7 | -2.8 | 11.1 | 10 | 2.8 | -6.7 | 17.4 | -7 | 20.5 | 0.3 | 19.8 | 1.3 | 2.8 | -9.6 | 7.2 | -2.2 | 6.1 | -5 | 3.9 | -5.7 | 11.7 | -2.2 | 24.4 | 17.2 | 3 | -1 | 14.4 | 3.9 | 9.4 | 3.9 | 11.7 | -5.6 | 22.2 | 10 | 3 | -4 | 23.5 | 16.3 | 20.6 | 18.3 | 1.1 | -8.9 | 20 | 10 | 22.8 | 12.8 | -5.6 | -12.2 | 25.6 | 17.8 | 2.2 | -2.2 | 22.2 | 11.7 | 27.2 | 18.3 | 23.9 | 2.8 | 0.6 | -1.1 | 3.3 | 1 | 2.8 | -3.9 | 18.3 | 4.4 | 8.9 | 3.3 | 12.8 | 4.4 | 20 | 16.7 | 10.4 | -6.9 | -1.1 | -6.1
-10 | -13 | -1.1 | -3.9 | 25.6 | 9.4 | 16.1 | -1.1 | 3.5 | -9.4 | 27.2 | 3.3 | 9 | 2 | 26.7 | 10 | 22.2 | 2.2 | 16.1 | 1.1 | 15.6 | 9.4 | 25.6 | 5 | 14.4 | -6.8 | 14.7 | 1.6 | 19 | 2 | 26.1 | 18.3 | 25.6 | 18.3 | 19.4 | 18.9 | 25 | 9.4 | 18.9 | 15.6 | 26.5 | 20.8 | 10 | 7.8 | 4.3 | 0.8 | 5.2 | -4.3 | 16.1 | -1.7 | 25 | 4.4 | 14.4 | 10.6 | 26.1 | 16.1 | 23.3 | 8.2 | 11.7 | 2.2 | -2 | -3 | -2.2 | -2.8 | 7.8 | -9.4 | 6.7 | -3.9 | -1.1 | -4.4 | 8.9 | 3.3 | -1.3 | -8.3 | 10 | 7.2 | 16.1 | 13.3 | -1.1 | -15 | 16.7 | 13.9 | 23.3 | 16.6 | 10.4 | -6.5 | 12.2 | -2.5 | 10 | 10 | 13.9 | 6.1 | 13.3 | -11.1 | 12.8 | -2 | 11.1 | 10 | 1.7 | -7.2 | 19.4 | -8.3 | 22.2 | 0 | 22.2 | -0.6 | 3.9 | -10.6 | 8.3 | -1.7 | 6.7 | -4.4 | 5 | -6.1 | 12.8 | -1.7 | 25.9 | 14.4 | 5 | -1 | 16.1 | 2.2 | 10 | 5.6 | 12.8 | -6.7 | 23.3 | 10.6 | 5 | -3 | 23.9 | 16.1 | 24.4 | 17.8 | 1.3 | -7.8 | 19.4 | 8.9 | 23.3 | 12.9 | -4.4 | -12.2 | 26.1 | 17.2 | 3.9 | -1.1 | 23.7 | 12.7 | 26.1 | 17.8 | 23.7 | 1.3 | 0.6 | -1.1 | 2.8 | 1.7 | 2.8 | -5.6 | 19.4 | 5 | 7.2 | 1.7 | 13.2 | 5.6 | 20 | 16.7 | 11.8 | -8.7 | -0.6 | -10
-8 | -14 | -0.6 | -3.3 | 26.7 | 10.6 | 16.1 | -0.6 | 4.4 | -12.2 | 28.9 | 3.3 | 9 | 3 | 27.1 | 9.9 | 20 | 10.6 | 16.7 | 1.7 | 15.6 | 10 | 25.6 | 3.3 | 14.4 | -8.3 | 15.6 | 0.6 | 20 | 3 | 26.1 | 18.3 | 26.7 | 17.8 | 18.3 | 17.8 | 26.1 | 8.9 | 18.9 | 16.1 | 26.7 | 20.6 | 10.6 | 8.3 | 5.6 | 1.1 | 5.9 | -4.3 | 16.1 | -2.2 | 25.6 | 3.9 | 12.7 | 8.6 | 26.7 | 10.6 | 23.9 | 7.6 | 12.8 | 2.2 | -2 | -4 | -2.2 | -2.2 | 8.9 | -10.6 | 7.8 | -2.8 | -0.6 | -3.9 | 7.8 | 2.8 | -0.3 | -7.8 | 7.8 | 5.6 | 16.7 | 13.3 | -0.6 | -12.8 | 16.1 | 13.3 | 24.5 | 16 | 10.6 | -7.8 | 13.3 | -2.8 | 10 | 10 | 14.4 | 4.4 | 14.4 | -11.1 | 13.9 | -1.8 | 11.7 | 10 | 3.9 | -7.2 | 19.2 | -8.8 | 22.2 | -0.4 | 22.4 | -0.9 | 4.3 | -9.1 | 6.7 | -1.1 | 7.8 | -4.4 | 5.9 | -4.5 | 13.9 | -1.7 | 27.4 | 10.2 | 6 | -3 | 16.1 | 1.1 | 10.6 | 6.1 | 13.3 | -6.1 | 22.8 | 10 | 6 | -2 | 23.7 | 16.3 | 25 | 17.2 | 1.5 | -7.6 | 22.2 | 10 | 23.9 | 13.2 | -2.8 | -13.3 | 27.8 | 17.8 | 6.1 | -0.6 | 25.2 | 14.1 | 25 | 20 | 23.5 | 0.6 | 0.6 | -1.1 | 2.6 | 1.6 | 2.2 | -6.1 | 20.6 | 1.7 | 7.2 | 3.9 | 13.5 | 6.9 | 20.6 | 16.7 | 13.3 | -12.8 | -0.6 | -10
-7 | -13 | 0.6 | -2.8 | 26.1 | 10 | 17.2 | -1.1 | 3.7 | -9.9 | 29.4 | 3.9 | 9 | 1 | 27.4 | 9.3 | 20.6 | 5.6 | 16.7 | 1.7 | 16.1 | 9.4 | 25.6 | -5.6 | 15.2 | -7.3 | 16 | 0.5 | 20 | 2 | 26.1 | 18.3 | 26.7 | 17.8 | 18.3 | 17.2 | 26.1 | 9.4 | 19.4 | 16.7 | 26.3 | 20.6 | 10.6 | 7.8 | 6 | 0.5 | 6.7 | -5 | 17.2 | -2.8 | 24.4 | 3.3 | 11.1 | 6.5 | 26.1 | 11.7 | 24.4 | 6.7 | 12.2 | 1.7 | -1 | -3 | -1.7 | -2.2 | 9.4 | -12.2 | 7.8 | -1.1 | -0.6 | -3.9 | 7.8 | 2.8 | 0.6 | -8.9 | 7.2 | 5.6 | 16.7 | 12.8 | -1.7 | -13.3 | 14.4 | 12.2 | 25.6 | 15 | 9.8 | -5.1 | 13.9 | -3 | 10 | 10 | 12.8 | 2.8 | 14.4 | -10 | 15 | -2.2 | 11.1 | 10 | 3.3 | -6.7 | 19.1 | -9.8 | 22.2 | -0.4 | 22.6 | -0.7 | 4.6 | -8.8 | 8.9 | 0 | 8.3 | -5 | 6.9 | -4 | 14.4 | -1.1 | 28.9 | 2.8 | 6 | -4 | 16.7 | 1.1 | 8.9 | 4.4 | 13.9 | -7.2 | 23.3 | 10 | 6 | -2 | 23.5 | 16.1 | 25 | 16.7 | 1.7 | -8.9 | 23.3 | 10 | 24.4 | 13.3 | -2.2 | -12.8 | 27.2 | 17.8 | 6.7 | 0 | 26.7 | 15 | 13.9 | 12.8 | 23.3 | -1.1 | 0.6 | -1.1 | 2.4 | 1.7 | 1.7 | -6.7 | 20.6 | 2.8 | 9.4 | 2.2 | 13.9 | 7.8 | 21.1 | 17.8 | 13.1 | -11.6 | 0 | -10
-9 | -15 | 0 | -2.2 | 26.1 | 10 | 16.1 | -2.2 | 2.9 | -8.9 | 29.4 | 3.9 | 8 | 2 | 27.8 | 8.9 | 18.9 | 7.2 | 16.7 | 1.7 | 15.6 | 9.4 | 22.2 | 5 | 15.9 | -7.4 | 16.3 | 0 | 19 | 5 | 26.1 | 18.3 | 26.1 | 17.8 | 17.8 | 16.7 | 25.6 | 9.4 | 19.4 | 16.1 | 26 | 20.6 | 10 | 7.8 | 6.3 | -0.2 | 6.1 | -4.6 | 17.8 | -1.7 | 26.1 | 2.8 | 9.4 | 4.4 | 25.6 | 12.8 | 23.7 | 7.4 | 7.8 | 3.3 | -1 | -3 | -1.7 | -2.2 | 9.4 | -12.2 | 5.6 | 0.6 | -0.6 | -3.9 | 7.8 | 2.8 | 0.4 | -7.8 | 7.2 | 5 | 16.7 | 12.8 | -1.1 | -14.4 | 13.9 | 12.2 | 24.7 | 15.1 | 9.1 | -3.9 | 14.4 | -4.3 | 10 | 10 | 11.7 | 2.2 | 12.8 | -11.7 | 15.2 | -1.6 | 10.6 | 10 | 2.8 | -6.1 | 18.9 | -13.3 | 22.2 | -1.1 | 22.8 | -1.7 | 5 | -9.4 | 11.1 | -5 | 8.3 | -5 | 7.8 | -3.9 | 15 | -1.7 | 27 | 9.8 | 5 | -5 | 17.8 | 1.1 | 9.4 | 4.4 | 13.3 | -8.3 | 18.9 | 10.6 | 6 | -2 | 23.3 | 16.1 | 26.1 | 17.2 | 1.5 | -7.9 | 24.4 | 11.1 | 23.5 | 13.1 | -1.7 | -13.3 | 26.1 | 17.8 | 5.6 | -0.6 | 25.9 | 15.6 | 12.2 | 10 | 22.8 | -1.2 | 0 | -1.1 | 2.2 | 1.7 | 2.2 | -6.1 | 21.1 | 2.8 | 7.8 | 0.6 | 12.8 | 7.1 | 21.7 | 16.7 | 13 | -10.9 | -0.6 | -10
-10 | -16 | 0 | -2.2 | 25 | 8.3 | 16.1 | -1.1 | 2.2 | -9.4 | 28.9 | 3.3 | 7 | 3 | 25.4 | 10.1 | 18.3 | 3.9 | 16.7 | 0.6 | 15 | 8.3 | 18.3 | 4.4 | 16.7 | -8.9 | 16.7 | 0 | 18 | 9 | 25 | 18.5 | 25.6 | 18.3 | 17.8 | 16.1 | 24.4 | 9.4 | 18.9 | 16.1 | 25.6 | 20.6 | 10 | 7.8 | 6.7 | -1.1 | 5.6 | -5 | 16.7 | -2.8 | 25.6 | 2.8 | 7.4 | 3.1 | 25 | 13.3 | 22.9 | 7.9 | 6.1 | 2.2 | -1 | -3 | -1.7 | -2.2 | 9.4 | -11.1 | 4.4 | 1.7 | -1.1 | -3.9 | 6.7 | 3.3 | 0.2 | -8.2 | 6.7 | 4.4 | 15.6 | 12.2 | -1.7 | -14.4 | 13.3 | 11.7 | 23.7 | 15 | 8.3 | -3.3 | 15 | -6.1 | 10.2 | 10.2 | 11.1 | 3.9 | 12.8 | -11.7 | 15.4 | -1.1 | 8.9 | 7.8 | 3.9 | -6.7 | 15.7 | -9.7 | 21.1 | -1.8 | 20.9 | 0.7 | 3.9 | -8.7 | 9.4 | -5.6 | 8.9 | -6.1 | 7.1 | -3 | 15 | -2.8 | 25.2 | 13.8 | 4 | -3 | 14.4 | 2.8 | 8.9 | 3.3 | 12.8 | -6.7 | 17.8 | 9.4 | 7 | -2 | 22 | 16.3 | 25.6 | 17.2 | 1.3 | -8 | 25 | 10 | 22.6 | 12.6 | -2.8 | -14.4 | 25.6 | 18.3 | 6.1 | -1.1 | 25.2 | 16.4 | 11.1 | 9.4 | 22.2 | -2.2 | 0 | -2.2 | 2 | 1.4 | 2.2 | -5 | 20 | 4.4 | 7.8 | 1.1 | 11.7 | 6.4 | 21.1 | 16.7 | 12.8 | -12.2 | -1.1 | -10
-10 | -17 | 0 | -2.8 | 23.9 | 8.3 | 14.4 | -1.7 | 1.1 | -8.5 | 28.3 | 4.4 | 6 | 3 | 23 | 10.1 | 17.2 | 1.7 | 15.6 | 0.6 | 13.9 | 8.3 | 15 | 8.9 | 13.2 | -6.1 | 14.3 | 1.6 | 16 | 9 | 23.9 | 18.3 | 25 | 18.3 | 17.2 | 16.7 | 22.2 | 9.4 | 18.3 | 16.7 | 25.4 | 20.2 | 10 | 7.8 | 6.5 | -1.4 | 5 | -6.1 | 15.6 | -2.8 | 23.9 | 3.3 | 5.3 | 1.4 | 23.9 | 14.4 | 22.2 | 8.3 | 5.6 | 1.7 | -2 | -4 | -1.7 | -2.2 | 7.2 | -10 | 3.9 | 1.7 | -1.1 | -3.9 | 5 | 3.3 | 0 | -9.4 | 6.7 | 4.4 | 14.4 | 12.2 | -2.2 | -15 | 12.8 | 11.7 | 22.8 | 15 | 7.6 | -2.6 | 12.8 | -4.6 | 10.4 | 10.4 | 10 | 5.6 | 12.2 | -12.8 | 15.6 | -1.1 | 7.2 | 6.1 | 3.3 | -6.7 | 12.6 | -8.7 | 20 | -2.6 | 19.1 | 2 | 2.8 | -9 | 7.8 | -3.9 | 8.3 | -6.7 | 6.3 | -3 | 13.9 | -3.3 | 23.3 | 16.1 | 4 | -2 | 12.2 | 2.2 | 8.3 | 3.3 | 11.7 | -7.8 | 16.7 | 9.4 | 6 | -2 | 20.7 | 16.1 | 24.4 | 17.8 | 1.1 | -9.4 | 24.4 | 10 | 21.7 | 12.2 | -3.9 | -15 | 23.9 | 19.4 | 6.1 | -0.6 | 24.4 | 16.7 | 11.1 | 8.9 | 21.7 | -2.8 | -0.6 | -2.8 | 1.9 | 1.3 | 2.2 | -5 | 18.3 | 6.1 | 5.6 | 1.7 | 10.6 | 5.6 | 20 | 16.7 | 10.6 | -10.8 | -1.7 | -10
-12 | -16 | 0 | -3.3 | 22.8 | 8.9 | 12.8 | -2.8 | 0 | -8.6 | 27.2 | 4.4 | 6 | 4 | 20.6 | 10 | 17.2 | 0.6 | 12.8 | 1.7 | 12.8 | 9.4 | 11.7 | 7.8 | 9.6 | -5.9 | 11.8 | 2.5 | 15 | 10 | 22.8 | 18.3 | 24.4 | 18.3 | 17.8 | 16.1 | 19.4 | 8.9 | 17.8 | 16.7 | 25.2 | 19.8 | 10 | 7.2 | 6.3 | -2.3 | 3.5 | -5.3 | 14.4 | -2.8 | 18.3 | 5 | 3.3 | 0 | 21.7 | 15 | 20.9 | 8.6 | 4.4 | 1.7 | -2 | -5 | -2.2 | -2.8 | 5.6 | -9.4 | 2.8 | 1.7 | -1.7 | -2.8 | 4.4 | 3.3 | -1.5 | -8.9 | 6.1 | 4.4 | 14.4 | 11.7 | -3.9 | -15 | 12.8 | 11.7 | 21.9 | 15.1 | 6.8 | -2.6 | 10.5 | -4.2 | 10.6 | 10.6 | 8.3 | 6.1 | 10 | -8.9 | 13.2 | 0.6 | 6.7 | 5 | 1.1 | -6.7 | 9.4 | -10 | 18.9 | -3.9 | 17.2 | 2.8 | 1.7 | -10.6 | 7.2 | -3.3 | 3.3 | -3.9 | 5.6 | -3.3 | 11.7 | -4.4 | 22 | 16.3 | 4 | -2 | 8.9 | 0 | 7.8 | 2.8 | 7.8 | -6.1 | 14.4 | 11.1 | 6 | -1 | 19.4 | 16.1 | 23.3 | 17.2 | -0.7 | -7.5 | 22.8 | 10 | 20.8 | 12.3 | -5.6 | -14.4 | 22.8 | 20.6 | 5.6 | 0 | 22.7 | 16.7 | 10.6 | 8.3 | 19.7 | -1.8 | -1.1 | -3.3 | 1.7 | 1.1 | 1.7 | -5 | 17.2 | 6.1 | 5.6 | 1.1 | 10.2 | 5.6 | 19.4 | 17.2 | 8.3 | -10.9 | -2.8 | -10
-14 | -18 | 0 | -2.8 | 22.2 | 8.9 | 11.1 | -3.9 | -1.1 | -10 | 26.7 | 4.4 | 6 | 2 | 18.9 | 10.5 | 17.2 | 0.6 | 11.7 | 1.7 | 12.8 | 8.9 | 10 | 7.8 | 6.1 | -7.2 | 9.4 | 2.8 | 15 | 11 | 22.8 | 18.8 | 23.9 | 18.9 | 17.8 | 15.6 | 17.2 | 8.9 | 17.8 | 16.1 | 25 | 19.4 | 10 | 7.8 | 6.1 | -3.3 | 2.1 | -5.1 | 12.2 | -2.8 | 16.7 | 5 | 3.3 | -0.5 | 20.6 | 16.1 | 19.6 | 8.3 | 5.6 | 1.7 | -5 | -7 | -2.2 | -2.8 | 5.6 | -9.4 | 2.2 | 1.1 | -1.7 | -2.2 | 3.9 | 3.3 | -2.9 | -9.6 | 6.1 | 4.4 | 13.3 | 11.1 | -4.4 | -14.4 | 12.8 | 11.1 | 20.9 | 15 | 6.1 | -2.8 | 8.3 | -5 | 10.4 | 10.4 | 8.3 | 5.6 | 8.3 | -7.2 | 10.7 | 1 | 5.6 | 3.9 | 1.1 | -13.3 | 8.5 | -8.4 | 17 | -2.3 | 15.9 | 3.7 | 0.4 | -8.8 | 6.1 | -2.2 | 1.1 | -5 | 4.3 | -1.9 | 8.9 | -4.4 | 20.7 | 16.1 | 4 | -1 | 8.3 | -0.6 | 6.7 | 2.8 | 5.6 | -6.7 | 13.3 | 11.1 | 6 | 0 | 19.6 | 16.1 | 22.2 | 17.2 | -2.6 | -7.6 | 21.1 | 8.9 | 19.8 | 11.9 | -6.7 | -13.3 | 22.2 | 20.6 | 5.6 | -0.6 | 21.1 | 16.9 | 11.1 | 7.8 | 17.6 | -1 | -1.7 | -3.3 | 1.7 | 1.1 | 1.7 | -5 | 16.7 | 9.4 | 5 | 1.1 | 9.8 | 5.6 | 18.9 | 17.2 | 6.1 | -12.8 | -2.8 | -10
-14 | -18 | 0 | -2.8 | 21.1 | 7.8 | 8.9 | -6.1 | -2.2 | -9.4 | 22.8 | 5.6 | 6 | 2 | 17.3 | 10.7 | 15.6 | 1.7 | 11.1 | 2.2 | 12.2 | 8.9 | 8.9 | 7.2 | 6.5 | -6 | 8.9 | 2.5 | 13 | 11 | 22.8 | 19.2 | 23.9 | 18.9 | 17.2 | 15.6 | 16.7 | 9.4 | 17.2 | 15.6 | 25 | 19.2 | 10 | 7.8 | 5.4 | -2.6 | 0.6 | -6.1 | 11.7 | -3.9 | 16.7 | 5 | 3.3 | -0.9 | 19.4 | 16.1 | 18.3 | 8.3 | 6.7 | 1.1 | -5 | -7 | -2.2 | -3.3 | 4.4 | -8.9 | 2.2 | 0.6 | -1.7 | -2.8 | 3.3 | 2.8 | -4.4 | -11.1 | 5.6 | 3.9 | 12.2 | 10.6 | -5.6 | -13.9 | 12.8 | 11.1 | 20 | 15 | 5.7 | -3 | 7.4 | -4.7 | 10.2 | 10.2 | 12.2 | 0.6 | 5 | -6.1 | 8.3 | 1.1 | 5.6 | 3.9 | 1.1 | -16.1 | 7.6 | -7.9 | 15.2 | -2 | 14.6 | 4 | -0.9 | -8.6 | 5.6 | -1.1 | 1.7 | -5 | 3 | -1.4 | 7.2 | -3.9 | 19.4 | 16.1 | 6 | -1 | 6.7 | -1.1 | 6.7 | 2.8 | 4.4 | -6.7 | 14.4 | 9.4 | 3 | -1 | 19.8 | 16.1 | 22.2 | 17.2 | -4.4 | -8.3 | 20.6 | 8.3 | 18.9 | 11.7 | -7.2 | -13.3 | 21.7 | 20.6 | 4.4 | -0.6 | 19.4 | 16.7 | 10.6 | 8.3 | 15.6 | -1.1 | -1.7 | -3.9 | 1.7 | 1.1 | 0.6 | -3.3 | 15 | 10 | 4.4 | 0.6 | 9.4 | 5.6 | 18.3 | 16.7 | 5.5 | -9.9 | -3.3 | -8.9
-14 | -17 | 0 | -2.8 | 20.6 | 7.2 | 6.1 | -8.9 | -3.3 | -9.8 | 20.6 | 7.2 | 5 | 2 | 15.6 | 10.6 | 16.7 | 1.7 | 8.3 | 3.3 | 11.7 | 9.4 | 7.8 | 5.8 | 6.8 | -5.8 | 8.3 | 1.9 | 13 | 11 | 22.8 | 19.4 | 23.9 | 18.9 | 17.2 | 15.6 | 15.6 | 9.4 | 17.2 | 15.6 | 25 | 19.2 | 10 | 7.2 | 4.6 | -2.6 | -0.2 | -5.1 | 10.6 | -3.9 | 15.6 | 5 | 3.3 | -1.7 | 18.9 | 15.6 | 17.6 | 8.2 | 6.1 | -2.2 | -6 | -8 | -2.8 | -3.3 | 3.3 | -8.9 | 1.7 | 0.6 | -1.1 | -1.7 | 1.7 | 1.1 | -6.5 | -10.9 | 5.6 | 3.3 | 11.7 | 10.6 | -6.1 | -13.3 | 12.8 | 11.1 | 18.9 | 15.4 | 5.4 | -3.2 | 6.5 | -4.9 | 10 | 10 | 12.2 | 0 | 4.4 | -5.6 | 9.1 | 1.3 | 5.6 | 3.9 | 0.6 | -13.9 | 6.7 | -8.9 | 13.3 | -1.7 | 13.3 | 4.4 | -2.2 | -9.4 | 5 | -0.6 | 1.1 | -3.9 | 1.7 | -1.1 | 6.7 | -3.3 | 19 | 16.1 | 6 | -1 | 5.6 | -1.1 | 6.1 | 2.8 | 3.3 | -4.4 | 14.4 | 8.9 | 4 | -2 | 20 | 16.1 | 22.2 | 18.9 | -4.8 | -7.8 | 17.8 | 8.3 | 18.9 | 12 | -7.8 | -12.8 | 21.7 | 20.6 | 2.2 | -1.7 | 18.1 | 14 | 10.6 | 7.2 | 14.3 | 0.2 | -2.2 | -3.9 | 1.7 | 1.1 | 0 | -6.1 | 13.9 | 10 | 3.9 | -1.1 | 10 | 6.2 | 18.3 | 16.7 | 5 | -9.2 | -4.4 | -6.7
-15 | -17 | -0.6 | -2.8 | 18.9 | 7.8 | 3.9 | -12.2 | -4.4 | -11.1 | 20 | 6.7 | 5 | 2 | 14.3 | 10.2 | 16.7 | 1.1 | 7.8 | 2.8 | 12.2 | 8.9 | 6.7 | 5.2 | 7.2 | -6.1 | 7.8 | 1.7 | 13 | 8 | 22.2 | 19.6 | 23.3 | 18.9 | 17.2 | 16.1 | 16.1 | 10 | 16.1 | 15.6 | 25 | 18.9 | 9.4 | 6.7 | 3.9 | -2.8 | -0.9 | -5.1 | 10 | -2.8 | 14.4 | 4.4 | 2.9 | -1.6 | 17.8 | 15.6 | 16.8 | 8 | 6.1 | -2.2 | -7 | -10 | -3.3 | -4.4 | 2.8 | -8.9 | 1.7 | 0.6 | -1.1 | -1.7 | 1.7 | 1.1 | -8.5 | -11.6 | 5 | 2.8 | 11.7 | 10.6 | -6.1 | -13.3 | 12.2 | 11.1 | 17.8 | 15.5 | 5 | -4.4 | 5.6 | -6.1 | 9.4 | 8.8 | 11.7 | -1.1 | 3.9 | -6.1 | 9.8 | 1.2 | 3.9 | 2.2 | -0.6 | -13.3 | 6.9 | -8.4 | 12.8 | -1.7 | 10.9 | 3.2 | -2 | -8.6 | 5.6 | 1.1 | 0.6 | -4.4 | 1.3 | -1 | 8.9 | -1.7 | 18.7 | 16.2 | 6 | -1 | 3.9 | -2.8 | 6.1 | 2.8 | 2.2 | -5 | 14.4 | 8.3 | 2 | -2 | 20 | 16.1 | 21.1 | 17.8 | -5.2 | -7.9 | 15.6 | 9.4 | 18.9 | 12 | -8.3 | -12.2 | 21.7 | 20.6 | 2.2 | -1.7 | 16.9 | 11.2 | 10 | 6.7 | 13 | 0.7 | -3.3 | -5 | 1.5 | 0.9 | -0.6 | -5 | 13.9 | 10.6 | 3.3 | 0 | 10.5 | 6.7 | 18.3 | 16.1 | 4.4 | -9.4 | -5 | -7.2
-16 | -18 | -0.6 | -2.8 | 18.9 | 7.8 | 1.7 | -12.8 | -5.2 | -11 | 18.3 | 6.7 | 5 | 3 | 13 | 9.5 | 15.6 | 0.6 | 7.8 | 2.2 | 11.7 | 8.9 | 5.6 | 4 | 6.7 | -5.3 | 7.6 | 1 | 12 | 9 | 21.7 | 19.5 | 23.3 | 18.3 | 17.2 | 16.7 | 15.6 | 10.6 | 15.6 | 15 | 24.4 | 18.8 | 9.4 | 6.7 | 3.2 | -2.2 | -1.7 | -5.6 | 9.4 | -1.7 | 12.8 | 4.4 | 2.6 | -1.7 | 17.8 | 15.6 | 16.1 | 7.8 | 4.4 | -2.2 | -8 | -11 | -3.7 | -4.8 | -0.6 | -8.3 | 1.7 | 1.1 | -1.1 | -1.1 | 1.7 | 1.1 | -10.6 | -12.8 | 5 | 2.8 | 11.1 | 10.6 | -5.6 | -13.3 | 11.1 | 10 | 16.7 | 15.6 | 5 | -3.8 | 4.8 | -5.4 | 8.9 | 7.9 | 10 | 2.8 | 4.4 | -7.2 | 10.6 | 1.1 | 1.7 | 0.6 | -1.7 | -12.8 | 7 | -8.7 | 12.2 | -1.5 | 8.5 | 2.1 | -1.9 | -8.7 | 6.1 | 1.7 | 0.6 | -3.9 | 1 | -0.9 | 9.4 | -1.7 | 18.3 | 16.1 | 6 | 0 | 3.9 | -3.9 | 6.7 | 2.8 | 2.2 | -3.9 | 12.8 | 8.3 | 1 | -2 | 20 | 16.1 | 19.4 | 18.9 | -5.6 | -8.3 | 15.6 | 9.4 | 18.9 | 12.2 | -8.3 | -12.2 | 21.7 | 20.6 | 1.1 | -2.2 | 15.6 | 8.3 | 10 | 6.7 | 11.7 | 1.1 | -2.2 | -5 | 1.3 | 0.7 | -0.6 | -5 | 12.8 | 10 | 2.8 | 0.6 | 11.1 | 7.2 | 17.8 | 15.6 | 5.3 | -8.3 | -5.6 | -8.3
-16 | -18 | 0 | -2.2 | 18.3 | 7.8 | 0 | -13.3 | -5.9 | -11.7 | 18.3 | 6.1 | 5 | 3 | 11.7 | 8.9 | 14.4 | 1.1 | 7.8 | 2.2 | 11.7 | 8.3 | 5.6 | 3.2 | 6.1 | -4.9 | 7.4 | 0.1 | 13 | 4 | 21.1 | 19.4 | 23.3 | 18.3 | 17.2 | 16.7 | 13.9 | 11.1 | 15.6 | 15 | 23.9 | 19 | 8.9 | 6.1 | 2.4 | -2.4 | -1.7 | -4.9 | 11.1 | 2.2 | 12.8 | 4.4 | 2.2 | -2.2 | 15.6 | 14.4 | 15.9 | 8.4 | 4.4 | -2.8 | -9 | -12 | -4.1 | -5.2 | 1.7 | -8.3 | 1.7 | 0 | -1.1 | -1.1 | 1.7 | 1.1 | -11.5 | -13.4 | 4.4 | 2.2 | 11.1 | 10 | -7.8 | -13.3 | 10 | 8.9 | 16.9 | 16 | 5 | -3.8 | 4.1 | -5.2 | 8.3 | 6.7 | 7.8 | 2.8 | 0.6 | -2.2 | 9.8 | 0.7 | 1.1 | 0.6 | -1.7 | -12.2 | 7.2 | -10.6 | 11.7 | -1.7 | 6.1 | 0.6 | -1.7 | -9.4 | 5 | 2.2 | -0.6 | -3.9 | 0.6 | -1.1 | 9.4 | -1.1 | 17.9 | 15.9 | 6 | 0 | 2.8 | -5 | 6.1 | 2.8 | 1.7 | -5 | 13.9 | 8.3 | 2 | -1 | 20 | 16.1 | 19.4 | 17.8 | -5.2 | -7.5 | 13.3 | 10 | 17.4 | 11.7 | -8.9 | -12.8 | 21.7 | 20.6 | 1.7 | -2.2 | 15 | 7.8 | 10 | 6.1 | 10.8 | 1.1 | -2.2 | -7.8 | 1.1 | 0.6 | -0.6 | -5.6 | 12.2 | 9.4 | 2.8 | 0 | 11.1 | 6.7 | 21.1 | 14.4 | 6.3 | -8.5 | -6.7 | -9.4
-15 | -17 | 0 | -2.2 | 17.2 | 8.3 | -1.1 | -13.3 | -6.7 | -13.3 | 16.7 | 6.1 | 5 | 2 | 11.9 | 8.8 | 13.9 | 1.1 | 6.7 | 2.8 | 11.7 | 8.3 | 5 | 2.6 | 5.6 | -5.6 | 7.2 | -0.6 | 12 | 2 | 20.9 | 19.4 | 22.8 | 18.3 | 17.2 | 16.7 | 13.9 | 11.1 | 15.6 | 14.4 | 23.3 | 18.9 | 8.9 | 6.7 | 1.7 | -2.8 | -1.7 | -4.8 | 10 | 2.2 | 11.1 | 3.9 | 1.8 | -2.4 | 16.7 | 16.1 | 15.8 | 9 | 3.9 | -1.7 | -10 | -12 | -4.5 | -5.7 | -0.6 | -7.8 | 0.6 | -0.6 | -1.1 | -1.1 | 1.7 | 0.6 | -12.4 | -14.3 | 4.4 | 1.7 | 11.1 | 10 | -7.8 | -12.2 | 10 | 8.3 | 17 | 16.4 | 5 | -4.4 | 3.3 | -6.1 | 7.4 | 5.6 | 7.8 | 3.9 | 1.7 | -3.3 | 9.1 | 0.5 | 1.1 | 0.6 | -3.3 | -12.2 | 5.2 | -8.3 | 10.8 | -1.4 | 5 | -0.4 | -1.1 | -8.5 | 5 | 2.2 | -1.7 | -3.9 | 0.8 | -0.8 | 11.1 | 0 | 17.6 | 15.8 | 5 | -1 | 0.6 | -5 | 6.1 | 2.8 | 2.2 | -6.1 | 12.8 | 7.2 | 1 | -2 | 19.6 | 16.3 | 20 | 17.2 | -4.8 | -6.8 | 15.6 | 8.9 | 15.9 | 11.3 | -9.4 | -12.8 | 22.2 | 21.1 | 1.7 | -2.2 | 14.5 | 7.3 | 9.4 | 5.6 | 9.8 | 0.9 | -3.3 | -10.6 | 1.1 | 0.5 | -0.6 | -5 | 12.2 | 9.4 | 3.3 | 0.6 | 11.1 | 6.3 | 21.7 | 13.3 | 7.2 | -10 | -7.8 | -12.8
-16 | -18 | 0 | -2.2 | 16.1 | 8.3 | -2.2 | -13.9 | -5.9 | -12.1 | 16.1 | 6.1 | 4 | 2 | 12 | 8.5 | 13.9 | 0.6 | 5.6 | 2.2 | 11.1 | 8.9 | 4.4 | 2.3 | 4.8 | -5.4 | 6.5 | -0.6 | 12 | 2 | 20.8 | 19.5 | 22.8 | 17.8 | 17.2 | 16.7 | 13.3 | 11.1 | 14.4 | 14.4 | 23.5 | 18.6 | 8.3 | 5.6 | 0.8 | -2.8 | -1.7 | -5 | 10 | 2.2 | 11.1 | 3.9 | 1.5 | -2.8 | 16.7 | 15.6 | 15.6 | 9.4 | 3.9 | -3.3 | -11 | -14 | -4.8 | -6.2 | -2.2 | -7.8 | 0.6 | -0.6 | -1.1 | -1.1 | 1.7 | -0.6 | -13.3 | -15.6 | 3.9 | 1.7 | 10.6 | 10 | -7.8 | -13.3 | 9.4 | 8.3 | 17.2 | 16.7 | 5.2 | -3.9 | 3.1 | -5.8 | 6.5 | 4.5 | 8.9 | 3.3 | 1.7 | -3.9 | 8.3 | 0 | 2.2 | 0.6 | -6.7 | -12.8 | 3.1 | -7.9 | 9.8 | -1.4 | 3.9 | -1.1 | -0.6 | -8.5 | 5 | 2.2 | -1.7 | -3.3 | 0.9 | -0.8 | 11.7 | 2.2 | 17.2 | 15.6 | 5 | 0 | 0.6 | -5 | 6.1 | 3.9 | 0.6 | -6.7 | 14.4 | 5.6 | 1 | -2 | 19.3 | 16.6 | 20.6 | 17.2 | -4.4 | -6.7 | 12.8 | 8.9 | 14.4 | 10.6 | -10 | -13.9 | 22.2 | 20.6 | 1.1 | -2.2 | 13.9 | 6.7 | 9.4 | 5.6 | 8.9 | 0.6 | -2.8 | -10.6 | 1.1 | 0.5 | -0.6 | -5.6 | 11.7 | 10 | 3.3 | 0.6 | 11.1 | 5.6 | 22.8 | 13.3 | 7.4 | -9.2 | -7.8 | -12.8
-13 | -15 | 0 | -1.7 | 15.6 | 8.3 | -2.8 | -13.9 | -5.2 | -11.6 | 16.1 | 5.6 | 4 | 3 | 12.2 | 8.3 | 15 | -1.7 | 5.6 | 2.8 | 10 | 8.3 | 3.9 | 0.9 | 4.1 | -6.3 | 5.7 | -0.7 | 12 | 2 | 20.6 | 19.4 | 22.8 | 17.8 | 16.7 | 15.6 | 12.2 | 11.1 | 14.4 | 14.4 | 23.7 | 18.6 | 6.1 | 2.8 | -0.2 | -3.5 | -1.7 | -4.6 | 11.1 | 5 | 10 | 3.3 | 1.1 | -3.9 | 15.6 | 15.6 | 14.7 | 9.5 | 4.4 | -2.8 | -11 | -13 | -5.2 | -6.5 | -1.1 | -7.8 | 0 | -1.1 | -1.1 | -1.1 | 1.1 | -1.1 | -12 | -14 | 4.4 | 1.7 | 10.6 | 10 | -7.2 | -13.3 | 8.9 | 7.8 | 17.2 | 16.7 | 5.4 | -4.2 | 3 | -5.9 | 5.6 | 3.3 | 11.7 | 0.6 | 5 | -1.7 | 6.1 | -0.4 | 2.8 | 1.1 | -7.2 | -12.8 | 1.1 | -8.9 | 8.9 | -1.7 | 2.8 | -2.2 | 0 | -9.4 | 4.4 | 2.8 | -1.7 | -3.3 | 1.1 | -0.6 | 11.7 | 3.9 | 15.5 | 11.7 | 5 | 0 | 0.6 | -4.4 | 5.6 | 3.9 | 0 | -6.7 | 15 | 5.6 | 1 | -2 | 18.9 | 16.7 | 20 | 17.2 | -5.2 | -6.9 | 11.7 | 9.4 | 13.3 | 10.3 | -10.6 | -13.3 | 22.2 | 20.6 | 0.6 | -2.2 | 13.5 | 6.6 | 9.4 | 5 | 8.2 | 0.7 | -3.9 | -10 | 1.1 | 0.6 | -0.6 | -6.1 | 12.2 | 10 | 3.3 | 0.6 | 11.3 | 5.8 | 20 | 15 | 7.6 | -10 | -7.8 | -14.4
-12 | -14 | 0 | -2.2 | 15.6 | 8.9 | -3.3 | -13.9 | -4.4 | -12.2 | 15 | 6.1 | 4 | 3 | 12.2 | 8.1 | 14.4 | -3.9 | 6.1 | 2.8 | 9.4 | 8.3 | 3.9 | 0.6 | 3.3 | -7.8 | 5 | -1.1 | 11 | 1 | 20.6 | 19.3 | 22.8 | 17.8 | 16.1 | 15.6 | 12.8 | 11.1 | 14.4 | 13.9 | 23.9 | 18.3 | 3.3 | -0.6 | -1.1 | -4.4 | -1.7 | -4.6 | 12.2 | 6.1 | 8.9 | 3.3 | 0.9 | -3.7 | 15.6 | 14.4 | 13.7 | 9.6 | 4.4 | -3.9 | -12 | -14 | -5.6 | -7.2 | 0 | -7.2 | 0 | -1.1 | -1.1 | -1.1 | 1.1 | -1.7 | -10.7 | -13 | 4.4 | 1.1 | 10.6 | 9.4 | -8.3 | -12.2 | 8.3 | 7.2 | 17.2 | 16.7 | 5.6 | -5 | 2.8 | -7.2 | 5.2 | 3.2 | 11.1 | -0.6 | 0 | -0.6 | 3.9 | -1.1 | 3.3 | 0 | -5.6 | -12.2 | 3.7 | -6.6 | 10 | -0.9 | 2.8 | -2 | 0.6 | -8.4 | 3.9 | 3.3 | -2.2 | -3.3 | 1.1 | -0.4 | 12.2 | 5 | 13.9 | 7.5 | 5 | 0 | 1.1 | -3.9 | 5.6 | 3.9 | 0 | -6.7 | 14.4 | 5.6 | 0 | -2 | 19.3 | 16.9 | 20 | 17.2 | -5.9 | -7.5 | 12.8 | 9.4 | 12.2 | 10 | -10.6 | -13.3 | 21.7 | 20.6 | 0.6 | -2.8 | 13.2 | 6.3 | 8.9 | 5 | 7.4 | 0.6 | -3.9 | -11.1 | 1.3 | 0.7 | -0.6 | -6.7 | 11.7 | 10 | 2.8 | 0.6 | 11.5 | 6 | 17.8 | 15 | 7.8 | -12.2 | -7.8 | -13.3
-11 | -12 | 0 | -2.2 | 15.6 | 9.4 | -4.4 | -13.3 | -3.1 | -11.1 | 13.3 | 5.6 | 6 | 2 | 12.2 | 8.1 | 12.8 | -3.3 | 4.4 | 2.8 | 8.9 | 7.8 | 3.9 | 0 | 6.8 | -6.4 | 6.3 | -0.6 | 10 | 1 | 20.6 | 19.1 | 22.8 | 17.8 | 16.1 | 15 | 12.8 | 11.1 | 14.4 | 13.9 | 24.1 | 18.1 | 1.7 | -1.1 | -0.5 | -3.6 | -1.7 | -5 | 11.7 | 6.7 | 8.3 | 2.8 | 0.8 | -3.9 | 16.7 | 15.6 | 12.8 | 9.4 | 3.9 | -3.3 | -12 | -15 | -3.9 | -5.6 | -1.1 | -5.6 | -0.6 | -1.7 | -0.6 | -1.1 | 1.1 | -2.2 | -9.4 | -12.2 | 3.3 | 1.1 | 10 | 8.9 | -7.2 | -12.8 | 7.8 | 6.7 | 17.2 | 16.7 | 5.6 | -4 | 3.3 | -5 | 4.8 | 3 | 10.6 | -1.7 | -0.6 | -6.7 | 1.7 | -2.2 | 3.9 | -0.6 | -5.6 | -12.2 | 6.3 | -5.6 | 11.1 | -0.9 | 2.8 | -2 | 1.1 | -8.5 | 4.4 | 3.3 | -1.7 | -3.3 | 1.1 | -0.2 | 12.2 | 5.6 | 12.2 | 2.8 | 5 | 0 | 0.6 | -3.9 | 5.6 | 4.4 | 1.1 | -4.4 | 16.7 | 6.1 | 0 | -2 | 19.6 | 17 | 21.1 | 17.8 | -6.7 | -8.3 | 11.1 | 9.4 | 11.1 | 9.4 | -11.1 | -13.3 | 21.1 | 20.6 | 0 | -2.8 | 12.8 | 6.1 | 8.9 | 5 | 6.7 | 0.6 | -6.7 | -11.7 | 1.5 | 0.9 | -0.6 | -6.7 | 11.1 | 10 | 2.8 | 0.6 | 11.7 | 6.1 | 17.2 | 14.4 | 8.5 | -10.7 | -8.9 | -15
-10 | -12 | 0 | -1.7 | 16.1 | 10 | -2.8 | -13.3 | -1.9 | -11.1 | 16.1 | 5.6 | 4 | 3 | 12.2 | 7.8 | 15.6 | -3.9 | 5 | 3.9 | 11.1 | 9.4 | 8.9 | 2.8 | 10.4 | -6.1 | 7.6 | -0.1 | 11 | 1 | 20.6 | 18.9 | 23.3 | 17.2 | 16.1 | 14.4 | 12.8 | 11.1 | 14.4 | 13.9 | 24.2 | 17.9 | 2.2 | -1.1 | 0 | -3.3 | -0.2 | -4.5 | 12.2 | 7.2 | 8.9 | 3.3 | 0.6 | -5 | 17.8 | 16.7 | 15 | 10 | 4.4 | -4.4 | -11 | -13 | -3.3 | -5 | 1.1 | -5.6 | 0 | -1.1 | -0.6 | -0.6 | 1.1 | -2.8 | -7.6 | -10.9 | 2.2 | 0 | 8.9 | 7.8 | -6.7 | -13.3 | 7.8 | 7.2 | 18.1 | 17.1 | 5.6 | -4 | 3.9 | -3.6 | 4.4 | 2.8 | 10.6 | -2.2 | -2.8 | -10.6 | 3.2 | -1 | 4.4 | -0.6 | -3.3 | -11.1 | 8.9 | -5.6 | 12.2 | -0.6 | 2.8 | -2.2 | 1.7 | -9.4 | 6.7 | 5 | -1.1 | -2.8 | 1.1 | 0 | 12.2 | 5.6 | 12.4 | 2.6 | 4 | 0 | 1.1 | -3.3 | 5.6 | 4.4 | 2.8 | -2.8 | 16.7 | 6.1 | 1 | -2 | 20 | 17.2 | 20 | 18.9 | -4.3 | -6.9 | 12.8 | 10 | 14.1 | 11.3 | -10.6 | -13.3 | 21.1 | 20 | 0.6 | -2.8 | 14.1 | 5 | 8.9 | 5.6 | 9.8 | 1.2 | -5 | -10 | 1.7 | 1.1 | 0 | -5.6 | 11.1 | 10 | 1.7 | 0 | 12.4 | 6.5 | 17.2 | 14.4 | 9.3 | -10.1 | -8.3 | -15.6
-10 | -12 | 0 | -1.7 | 17.8 | 10 | -1.1 | -13.9 | -0.6 | -12.8 | 18.3 | 5.6 | 4 | 2 | 15.5 | 9 | 17.8 | -5 | 8.9 | 5 | 12.2 | 9.4 | 13.9 | 3.9 | 13.9 | -8.3 | 8.9 | 0 | 11 | 0 | 22.3 | 19.5 | 23.9 | 18.3 | 16.1 | 15 | 15.6 | 11.7 | 15 | 13.9 | 24.4 | 17.8 | 3.3 | -1.1 | 0.6 | -3.3 | 1.3 | -4.6 | 13.3 | 8.3 | 11.7 | 3.3 | 1.3 | -4.2 | 21.7 | 18.3 | 17.2 | 10.1 | 5 | -5.6 | -10 | -11 | -2.2 | -5.6 | 5 | -4.4 | 0.6 | 0 | 0 | -0.6 | 1.1 | -3.3 | -5.7 | -9.6 | 2.2 | 0 | 8.3 | 7.2 | -5 | -13.3 | 7.2 | 6.7 | 19.1 | 17.4 | 5.6 | -4.4 | 4.4 | -2.8 | 5.7 | 3 | 8.9 | -0.6 | -2.2 | -9.4 | 4.6 | -0.2 | 5.6 | -1.1 | -1.1 | -11.1 | 11.1 | -5.2 | 14.4 | -0.4 | 6.9 | -0.1 | 2.4 | -7.6 | 7.2 | 5.6 | 4.4 | -1.7 | 1.7 | 0.5 | 11.7 | 5 | 12.6 | 2.2 | 5 | 0 | 3.3 | -3.3 | 6.7 | 5 | 5 | -1.7 | 17.8 | 7.2 | 2 | -1 | 20.7 | 17.3 | 20 | 18.9 | -1.8 | -5.7 | 13.3 | 11.1 | 17 | 12.6 | -8.3 | -12.2 | 22.2 | 20.6 | 2.8 | -2.8 | 15.4 | 3.5 | 8.3 | 6.7 | 13 | 1.7 | -5.6 | -11.1 | 2.1 | 1.5 | 2.2 | -4.4 | 11.1 | 10 | 3.3 | 1.7 | 13.2 | 7 | 16.1 | 13.9 | 10 | -11.7 | -6.1 | -13.3
-9 | -11 | 0.6 | -1.7 | 18.3 | 11.1 | -0.6 | -13.3 | 1.3 | -11.1 | 20.6 | 6.7 | 4 | 3 | 18.9 | 9.4 | 20.6 | -8.3 | 12.2 | 4.4 | 13.3 | 9.4 | 17.8 | 8.9 | 16.3 | -7.2 | 10.7 | -0.1 | 11 | -4 | 23.9 | 19.6 | 24.4 | 17.8 | 16.7 | 15.6 | 20 | 12.8 | 15 | 13.9 | 25.7 | 17.4 | 4.4 | -1.7 | 2.6 | -2.7 | 2.8 | -5.6 | 15 | 9.4 | 17.2 | 2.8 | 2.1 | -4.3 | 23.3 | 16.7 | 19.4 | 10 | 5 | -6.7 | -8 | -10 | -1.1 | -4.4 | 8.3 | -6.1 | 2.2 | 1.1 | 0 | 0 | 1.1 | -4.4 | -3.9 | -9.4 | 2.2 | 0 | 8.3 | 6.7 | -3.3 | -13.3 | 7.8 | 6.7 | 20 | 17.8 | 5.8 | -1.4 | 7.2 | -2 | 7 | 3.3 | 5 | 0.6 | -1.1 | -11.1 | 6.1 | 0.6 | 5.6 | -0.6 | 1.1 | -11.7 | 13.4 | -5.5 | 16.7 | -0.8 | 10.9 | 2 | 3.2 | -6.7 | 7.8 | 6.1 | 8.3 | -2.2 | 2.2 | 1 | 12.8 | 5.6 | 12.8 | 1.7 | 5 | 1 | 6.1 | -1.7 | 7.2 | 4.4 | 7.2 | 0 | 17.8 | 8.9 | 3 | -1 | 21.5 | 17.7 | 18.9 | 16.1 | 0.6 | -5.6 | 16.7 | 11.1 | 20 | 13.9 | -5.6 | -12.2 | 23.9 | 20 | 4.4 | -2.8 | 16.7 | 1.1 | 8.3 | 7.2 | 16.1 | 1.1 | -4.4 | -10.6 | 2.4 | 1.8 | 3.9 | -6.1 | 11.1 | 10.6 | 4.4 | 2.8 | 13.9 | 7.2 | 13.9 | 12.2 | 12.8 | -10.4 | -3.3 | -11.1
-8 | -11 | 1.1 | -1.7 | 20.6 | 12.8 | 1.1 | -12.8 | 3.1 | -11.8 | 23.3 | 7.2 | 4 | 3 | 22.2 | 9.4 | 22.2 | -8.3 | 13.9 | 5 | 15 | 10 | 21.7 | 0 | 18.7 | -7.5 | 12.6 | -0.6 | 11 | -5 | 25.6 | 20 | 25 | 17.2 | 18.3 | 15.6 | 22.2 | 12.8 | 15.6 | 13.9 | 27 | 17.2 | 5.6 | -2.2 | 4.7 | -2.5 | 4.5 | -4.4 | 15.6 | 10 | 19.4 | 3.9 | 2.8 | -5 | 25 | 13.3 | 21.1 | 10.6 | 5 | -7.2 | -5 | -8 | -0.6 | -5 | 10 | -6.7 | 3.9 | 1.7 | 0.6 | 0.6 | 1.1 | -3.9 | -2.2 | -7.2 | 2.8 | 0 | 8.9 | 6.7 | -1.7 | -12.8 | 8.3 | 6.7 | 21.7 | 17.9 | 5.9 | 0.6 | 10 | -1.8 | 8.3 | 3.3 | 4.4 | -1.1 | 0 | -8.9 | 9.3 | 0.5 | 7.8 | 0 | 2.2 | -12.2 | 15.6 | -8.3 | 18.9 | -1.7 | 15 | 3.3 | 3.9 | -6.7 | 10 | 6.1 | 11.7 | -1.7 | 2.8 | 1.7 | 13.9 | 6.1 | 14.8 | 3 | 7 | 1 | 7.2 | -3.3 | 8.3 | 3.9 | 10 | 1.7 | 18.9 | 9.4 | 4 | 0 | 22.2 | 17.8 | 19.4 | 16.1 | 1.3 | -5.6 | 18.3 | 11.1 | 21.5 | 14.4 | -3.3 | -12.8 | 25.6 | 18.9 | 6.7 | -2.2 | 17.8 | 1.3 | 8.9 | 7.8 | 18.1 | 1.1 | -1.1 | -9.4 | 2.8 | 2.2 | 3.3 | -2.8 | 11.7 | 10.6 | 5 | 2.8 | 16.9 | 8.9 | 13.3 | 11.7 | 15.5 | -10.6 | -1.1 | -7.8
-7 | -10 | 1.1 | -2.2 | 23.3 | 12.8 | 1.7 | -11.7 | 5 | -13.9 | 25.6 | 7.8 | 5 | 4 | 23.9 | 9.9 | 23.3 | -6.1 | 15.6 | 5.6 | 16.1 | 7.2 | 23.3 | 7.2 | 21.1 | -8.9 | 14.4 | -1.7 | 11 | -6 | 27.1 | 20 | 26.1 | 17.8 | 19.4 | 15.6 | 23.3 | 12.8 | 17.2 | 13.9 | 28.3 | 16.7 | 6.7 | -2.2 | 6.7 | -3.3 | 6.1 | -4.1 | 16.1 | 11.1 | 22.2 | 3.9 | 4.1 | -3.9 | 26.7 | 15.6 | 22.7 | 10.5 | 5.6 | -8.3 | -2 | -7 | 0.6 | -2.8 | 10.6 | -6.7 | 4.4 | 1.7 | 0.6 | 0.6 | 1.1 | -3.9 | -0.6 | -6.1 | 3.3 | 0.6 | 8.9 | 6.1 | -0.6 | -12.8 | 8.9 | 7.2 | 23.3 | 17.5 | 6.1 | 2.8 | 12.8 | -2.8 | 9.1 | 3.3 | 5 | -7.8 | 1.7 | -11.7 | 12.4 | -0.7 | 8.9 | 0 | 4.4 | -11.1 | 16.1 | -7.3 | 20.2 | -1.9 | 16.9 | 2.5 | 4.8 | -4.9 | 12.2 | 6.1 | 13.3 | -0.6 | 2.4 | 1.1 | 15.6 | 7.2 | 16.9 | 4.6 | 7 | 2 | 9.4 | -2.2 | 8.3 | 4.4 | 12.8 | 2.8 | 19.4 | 8.3 | 4 | 0 | 21.8 | 18 | 22.2 | 15.6 | 2.1 | -6.7 | 19.4 | 11.7 | 22.9 | 14.8 | -0.6 | -13.3 | 26.1 | 20 | 8.3 | -2.8 | 18.9 | 1.4 | 9.4 | 8.3 | 20.2 | 0.6 | -1.1 | -8.3 | 2.8 | 2.2 | 1.7 | 0 | 11.1 | 10.6 | 5 | 2.8 | 19.8 | 10.3 | 12.8 | 10.6 | 18.3 | -13.3 | 1.1 | -7.8
-7 | -10 | 0.6 | -2.2 | 23.9 | 12.2 | 3.3 | -10 | 6.9 | -11.9 | 28.3 | 6.7 | 8 | 4 | 25.5 | 10.2 | 25.6 | -3.9 | 16.7 | 7.2 | 16.7 | 7.8 | 24.4 | -0.6 | 21.8 | -11.1 | 16.1 | -1.7 | 12 | -6 | 28.5 | 19.7 | 26.1 | 17.2 | 20.6 | 16.7 | 25.6 | 12.8 | 17.8 | 13.9 | 28.5 | 17.1 | 8.3 | -1.7 | 8.4 | -3.3 | 7.8 | -4.4 | 18.3 | 11.1 | 23.9 | 3.9 | 5.4 | -3.2 | 26.7 | 15.6 | 24.4 | 10.6 | 6.1 | -9.4 | -2 | -7 | 0 | -2.2 | 10.6 | -6.1 | 6.7 | 1.7 | 1.1 | 0 | 0.6 | -3.3 | 1.1 | -5.6 | 3.9 | 0.6 | 8.9 | 6.1 | 1.1 | -12.2 | 8.9 | 7.2 | 25 | 17.2 | 7.4 | 3.3 | 13.2 | -3.1 | 9.8 | 3.1 | 5 | -8.9 | 3.3 | -8.3 | 15.6 | -3.9 | 10.6 | -0.6 | 6.1 | -11.1 | 16.7 | -6.9 | 21.5 | -2.1 | 18.7 | 0.3 | 5.8 | -3.9 | 13.3 | 6.7 | 14.4 | -0.6 | 2.1 | 0.5 | 17.8 | 9.4 | 18.9 | 5.6 | 8 | 2 | 10 | -1.7 | 10.6 | 3.3 | 14.4 | 3.3 | 20 | 8.3 | 6 | 1 | 21.5 | 18.1 | 23.3 | 13.9 | 2.8 | -8.9 | 21.7 | 12.2 | 24.4 | 15 | 2.2 | -13.3 | 26.1 | 20 | 10 | -3.9 | 20 | 1.1 | 10 | 8.9 | 22.2 | 0 | 0.6 | -10.6 | 2.8 | 2.2 | 1.7 | 0.6 | 11.1 | 10 | 4.4 | 2.2 | 22.8 | 11.7 | 12.8 | 10.6 | 18.9 | -11.9 | 1.7 | -5.6
-6 | -8 | 0 | -2.8 | 23.9 | 12.2 | 4.4 | -8.3 | 8.7 | -12.2 | 29.4 | 3.9 | 9 | 3 | 27.2 | 10.6 | 25 | -2.8 | 17.8 | 8.3 | 16.7 | 7.8 | 25 | -3.9 | 22.6 | -13.4 | 17.7 | -1.8 | 12 | -6 | 30 | 19.4 | 26.7 | 16.7 | 20.6 | 17.2 | 27.2 | 9.4 | 18.9 | 13.9 | 28.7 | 17.3 | 9.4 | -2.8 | 10 | -4.5 | 8.9 | -3.2 | 18.9 | 12.2 | 25.6 | 3.3 | 6.7 | -3.3 | 27.8 | 16.1 | 25.3 | 10 | 6.1 | -8.3 | -3 | -7 | 0 | -1.7 | 10.6 | -7.8 | 6.1 | -1.1 | 1.1 | 0 | 1.7 | -5.6 | 2.2 | -4 | 4.4 | 0.6 | 8.3 | 6.7 | 2.8 | -10 | 9.4 | 6.7 | 24.4 | 16.9 | 8.7 | 3.5 | 13.5 | -4.5 | 10.6 | 2.8 | 4.4 | -8.3 | 3.9 | -10.6 | 13.7 | -4 | 11.7 | -0.6 | 8.3 | -12.2 | 17.2 | -8.3 | 22.8 | -3.9 | 20.6 | -2.8 | 6.7 | -3.3 | 15 | 6.7 | 13.9 | -1.7 | 1.7 | 0 | 19.4 | 10 | 19.6 | 5.7 | 10 | 3 | 10.6 | -3.3 | 11.1 | 3.3 | 15 | 3.9 | 20.6 | 6.7 | 6 | 1 | 21.1 | 18.3 | 23.3 | 12.2 | 3 | -8.2 | 22.8 | 12.2 | 24.2 | 14.6 | 3.9 | -15.6 | 26.1 | 19.4 | 11.7 | -5 | 20.7 | 2 | 10 | 10 | 22.8 | -0.6 | 1.1 | -9.4 | 2.8 | 2.2 | 2.2 | -1.1 | 11.7 | 10.6 | 7.8 | 2.2 | 23 | 11.8 | 13.3 | 10 | 19.4 | -10.5 | 3.3 | -14.4
-4 | -6 | 0.6 | -3.3 | 26.1 | 12.2 | 6.1 | -7.8 | 10.6 | -13.3 | 31.1 | -3.3 | 8 | 1 | 27.8 | 10.5 | 23.3 | -4.4 | 18.9 | 7.8 | 16.7 | 8.9 | 25.6 | -1.1 | 23.3 | -19.4 | 19.4 | -2.8 | 13 | -6 | 30.4 | 19.1 | 26.7 | 17.8 | 20.6 | 17.2 | 27.2 | 9.4 | 19.4 | 13.9 | 28.9 | 17.8 | 10 | -3.3 | 11.7 | -6.7 | 10 | -2.9 | 20 | 12.2 | 27.2 | 2.8 | 7.6 | -3.2 | 27.8 | 16.7 | 26.3 | 9.2 | 6.7 | -7.8 | -2 | -6 | 0.6 | -2.2 | 10.6 | -8.9 | 6.7 | -1.7 | 1.7 | 0 | 2.8 | -5 | 3.3 | -3.1 | 5 | 0.6 | 7.8 | 6.7 | 4.4 | -10 | 8.9 | 7.2 | 23.9 | 16.9 | 10 | 3.9 | 13.9 | -6.7 | 11.3 | 1.2 | 4.4 | -6.7 | 4.4 | -12.8 | 11.9 | -4.5 | 12.2 | -2.2 | 8.9 | -13.3 | 17.4 | -7.7 | 23.2 | -3.5 | 20.6 | -2.2 | 6.3 | -1.6 | 15 | 6.7 | 14.4 | -1.7 | 1.5 | -0.4 | 20 | 10.6 | 20.4 | 5.6 | 12 | 4 | 11.7 | -1.7 | 11.7 | 3.3 | 17.2 | 4.4 | 22.8 | 7.8 | 7 | 1 | 21.7 | 18.3 | 23.3 | 10 | 3.1 | -8.5 | 23.9 | 12.8 | 24.1 | 14.5 | 5.6 | -16.1 | 26.7 | 20.6 | 12.8 | -4.4 | 21.5 | 2.2 | 10 | 9.4 | 23.3 | -0.8 | 1.7 | -11.7 | 3 | 2.6 | 1.1 | 0 | 11.7 | 9.4 | 5 | 1.7 | 23.1 | 11.5 | 14.4 | 10.6 | 20 | -11.7 | 4.4 | -14.4
-3 | -5 | 0.6 | -4.4 | 25.6 | 11.7 | 7.2 | -7.2 | 10.8 | -11.2 | 31.1 | -7.8 | 7 | 1 | 28.3 | 10.1 | 20.6 | 1.1 | 20 | 9.4 | 17.2 | 9.4 | 24.4 | 0 | 23.5 | -16.4 | 19.6 | -2.4 | 13 | -6 | 30.7 | 18.8 | 26.1 | 17.8 | 18.3 | 17.2 | 27.2 | 9.4 | 19.4 | 14.4 | 28.5 | 17.7 | 10 | -2.2 | 12.1 | -7.5 | 11.1 | -2.8 | 20.6 | 12.2 | 27.2 | 2.2 | 8.5 | -3.2 | 27.2 | 17.8 | 27.2 | 8.3 | 6.7 | -7.8 | -2 | -6 | 0.6 | -2.2 | 9.4 | -8.9 | 7.2 | -2.8 | 1.1 | 0 | 2.2 | -6.1 | 4.4 | -2.8 | 5 | 0 | 7.8 | 6.7 | 6.1 | -8.9 | 8.9 | 7.8 | 23.3 | 16.7 | 9.3 | 4.1 | 13.5 | -5 | 12.1 | -1 | 4.4 | -3.3 | 5 | -16.1 | 10 | -6.1 | 12.2 | -3.3 | 10.6 | -12.8 | 17.6 | -8.3 | 23.5 | -3.3 | 20.6 | -1.6 | 6 | -0.4 | 14.4 | 6.7 | 15.6 | 2.2 | 1.3 | -0.7 | 20 | 10 | 21.1 | 5.6 | 13 | 6 | 12.8 | -2.8 | 12.2 | 2.8 | 17.2 | 3.9 | 23.3 | 7.2 | 7 | 2 | 22.2 | 18.4 | 23.9 | 9.4 | 3.3 | -10 | 23.9 | 11.7 | 23.9 | 13.9 | 7.8 | -15 | 26.7 | 19.4 | 12.8 | -4.4 | 22.2 | 2.8 | 10 | 9.4 | 23.9 | -2.2 | 2.2 | -10 | 3.1 | 3 | 1.1 | 0.6 | 13.3 | 10.6 | 6.1 | 2.2 | 23.3 | 11.7 | 13.9 | 10 | 20 | -10.1 | 4.4 | -15
-2 | -5 | 1.7 | -6.7 | 24.4 | 12.2 | 7.2 | -7.2 | 10.9 | -10.5 | 31.1 | -10 | 8 | 2 | 28.9 | 10 | 20 | 1.7 | 21.1 | 10.6 | 16.7 | 8.9 | 22.8 | 1.1 | 23.7 | -14.3 | 19.8 | -2.8 | 13 | -6 | 31.1 | 18.3 | 26.1 | 16.1 | 18.9 | 17.2 | 26.7 | 10.6 | 17.8 | 15.6 | 28.2 | 17.4 | 10.6 | -2.8 | 12.4 | -10 | 10.4 | -2 | 16.7 | 12.8 | 27.8 | 2.8 | 9.4 | -4.4 | 26.7 | 18.9 | 26.7 | 8.2 | 5.6 | -9.4 | -1 | -4 | 1.1 | -2.8 | 8.9 | -7.2 | 5 | -2.8 | 1.1 | 0.6 | 1.7 | -6.7 | 4 | -2.1 | 6.1 | -0.6 | 7.2 | 5.6 | 7.2 | -9.4 | 8.9 | 6.7 | 23.1 | 17.1 | 8.5 | 4 | 13.2 | -4.3 | 12.8 | -3.9 | 3.9 | -2.8 | 5 | -15.6 | 8.5 | -4.4 | 12.8 | -4.4 | 10.6 | -12.8 | 17.8 | -10.6 | 23.9 | -3.9 | 20.6 | -2.2 | 5.6 | 0.6 | 14.4 | 7.2 | 16.1 | 0.6 | 1.1 | -1.1 | 20 | 10 | 19.3 | 6.4 | 13 | 6 | 12.8 | -2.8 | 13.3 | 3.3 | 17.2 | 2.8 | 23.3 | 7.2 | 7 | 1 | 22.8 | 18.3 | 23.9 | 8.3 | 3.3 | -8.3 | 25 | 12.2 | 21.9 | 13.8 | 8.9 | -17.8 | 26.7 | 20 | 12.8 | -4.4 | 21.7 | 2.9 | 10 | 10 | 23.7 | -1.8 | 2.8 | -10.6 | 3.3 | 3.3 | 1.1 | 0 | 13.3 | 10 | 5.6 | 2.2 | 22.6 | 11.7 | 12.8 | 9.4 | 20 | -10.1 | 4.4 | -13.9
-2 | -5 | 1.7 | -7.8 | 23.9 | 11.7 | 7.2 | -6.7 | 11.1 | -11.1 | 30.6 | -4.4 | 8 | 2 | 26.5 | 11.5 | 18.9 | 2.2 | 21.1 | 10.6 | 15 | 10 | 20.6 | 5.6 | 23.9 | -13.9 | 20 | -2.8 | 12 | -6 | 30 | 18.5 | 25 | 17.8 | 18.3 | 17.2 | 26.7 | 11.1 | 15.6 | 14.4 | 27.8 | 17.2 | 10 | -3.9 | 12.8 | -13.9 | 9.6 | -2.1 | 16.1 | 13.3 | 27.2 | 2.2 | 8.9 | -4.1 | 25 | 18.9 | 26.1 | 7.7 | 5 | -10.6 | -1 | -5 | 0 | -3.9 | 6.7 | -5.6 | 3.9 | -1.7 | 0.6 | 0 | 1.1 | -6.7 | 3.7 | -1.6 | 6.7 | -2.8 | 6.7 | 5.6 | 7.8 | -8.9 | 8.3 | 6.7 | 23 | 17.9 | 7.8 | 3.9 | 12.8 | -4.4 | 11.7 | -2.9 | 3.3 | -2.8 | 4.4 | -15 | 7.1 | -3.6 | 12.2 | -4.4 | 11.1 | -12.8 | 16.1 | -10.2 | 22.6 | -4.7 | 19.1 | -0.7 | 4.3 | 0.2 | 14.4 | 7.2 | 17.2 | 0.6 | 0.7 | -0.8 | 20.6 | 9.4 | 17.4 | 7.2 | 13 | 6 | 11.7 | -3.3 | 12.2 | 2.8 | 16.7 | 2.2 | 22.8 | 7.2 | 6 | 1 | 21.3 | 17.5 | 21.7 | 5 | 3.3 | -7.7 | 24.4 | 11.7 | 19.8 | 13.5 | 9.4 | -17.2 | 26.1 | 20.6 | 13.3 | -4.4 | 21.1 | 3.3 | 10.6 | 10.6 | 23.5 | -2.6 | 3.3 | -8.9 | 3.5 | 3.2 | 1.1 | 0 | 13.3 | 10 | 5.6 | 1.1 | 21.8 | 11.3 | 12.8 | 8.9 | 20 | -11.1 | 4.4 | -15
-2 | -5 | 1.1 | -6.7 | 23.3 | 11.7 | 7.2 | -5 | 7.6 | -9.1 | 30 | -10 | 7 | 2 | 24.1 | 12.1 | 16.7 | 3.9 | 18.9 | 10.6 | 13.9 | 9.4 | 16.1 | -0.6 | 20.7 | -9.6 | 17.6 | -1 | 11 | -5 | 28.9 | 18.4 | 25 | 16.7 | 18.3 | 17.2 | 23.9 | 11.1 | 12.8 | 11.7 | 26.9 | 17.7 | 9.4 | -3.3 | 11.1 | -11 | 8.9 | -2.2 | 16.7 | 13.3 | 26.1 | 2.2 | 8.3 | -4.3 | 23.9 | 18.3 | 25.6 | 7.8 | 4.4 | -8.9 | -2 | -6 | -1.1 | -5 | 4.4 | -3.9 | 3.9 | -2.8 | 0.6 | 0 | 1.1 | -6.7 | 3.3 | -1.7 | 7.2 | -3.3 | 6.7 | 5 | 7.2 | -8.9 | 7.8 | 6.7 | 22.8 | 18.3 | 7.1 | 3.5 | 11.5 | -4.1 | 10.5 | -2.2 | 4.4 | -4.4 | 3.3 | -14.4 | 5.6 | -3.9 | 10.6 | -5.6 | 9.4 | -12.8 | 14.5 | -10.5 | 21.3 | -4.9 | 17.6 | -0.1 | 3 | -0.1 | 13.9 | 7.2 | 17.8 | 1.7 | 0.4 | -0.7 | 19.4 | 9.4 | 15.6 | 7.2 | 12 | 6 | 10 | -3.9 | 11.7 | 3.9 | 13.9 | 1.7 | 22.8 | 7.8 | 5 | 1 | 19.8 | 16.5 | 18.9 | 2.2 | 3.3 | -8.3 | 23.9 | 11.1 | 17.8 | 12.8 | 10 | -15 | 25 | 20.6 | 12.8 | -3.9 | 20.6 | 3.3 | 11.7 | 11.1 | 23.3 | -3.3 | 2.2 | -6.1 | 3.7 | 3 | 1.1 | 0 | 12.8 | 9.4 | 5 | -0.6 | 21.1 | 11.1 | 12.2 | 8.9 | 16.9 | -8.1 | 4.4 | -14.4
-3 | -5 | 0.6 | -6.7 | 22.8 | 11.7 | 6.7 | -3.9 | 4.1 | -8.9 | 27.8 | -10 | 6 | 0 | 21.7 | 12.2 | 16.7 | 2.2 | 17.2 | 11.7 | 12.8 | 10 | 12.8 | 3.3 | 17.6 | -8.3 | 15.2 | 0.2 | 9 | -5 | 27.8 | 18.3 | 23.9 | 17.2 | 16.1 | 15 | 21.1 | 12.2 | 10 | 8.9 | 25.9 | 17.6 | 7.2 | -3.3 | 9.5 | -9.4 | 7.8 | -1.5 | 16.1 | 13.3 | 22.2 | 4.4 | 7.8 | -5.6 | 21.7 | 19.4 | 22.3 | 8.5 | 3.9 | -7.8 | -2 | -3 | -2.8 | -5.6 | 4.4 | -2.2 | 2.8 | -3.3 | 0.6 | 0.6 | 0.6 | -6.7 | 2.8 | -1.4 | 7.2 | -3.9 | 6.1 | 5 | 5.6 | -7.8 | 7.2 | 6.1 | 21.5 | 18.3 | 6.3 | 2.8 | 10.2 | -4.4 | 9.4 | -2.2 | 4.4 | -6.7 | 2.2 | -13.9 | 3.5 | -4.1 | 9.4 | -5.6 | 6.1 | -12.8 | 12.8 | -13.3 | 20 | -6.7 | 16.1 | 0 | 1.7 | -0.6 | 14.4 | 7.8 | 15 | 1.7 | 0 | -0.6 | 17.2 | 10 | 13.9 | 6.8 | 11 | 7 | 6.7 | -3.9 | 10 | 3.9 | 12.2 | 1.7 | 21.1 | 7.2 | 4 | 1 | 18.3 | 15.6 | 16.7 | 2.2 | 0.9 | -5.5 | 23.3 | 11.1 | 17.1 | 13.1 | 7.8 | -11.1 | 23.9 | 21.1 | 10.6 | -2.8 | 18 | 4.2 | 11.7 | 11.7 | 19.8 | 1.3 | 0.6 | -6.7 | 3.9 | 2.8 | 1.1 | -0.6 | 11.7 | 8.3 | 3.9 | -3.3 | 20.4 | 11.4 | 12.2 | 8.3 | 13.7 | -7.9 | 1.7 | -12.2
-4 | -6 | -0.6 | -6.1 | 21.7 | 11.7 | 5.6 | -0.6 | 0.6 | -11.1 | 25.6 | -8.9 | 6 | 2 | 20 | 12.5 | 15.6 | 6.7 | 15 | 11.1 | 12.8 | 10 | 10 | 2.8 | 14.4 | -8.9 | 12.8 | 0.6 | 8 | -3 | 26.9 | 18.8 | 23.9 | 17.8 | 13.9 | 12.8 | 19.4 | 11.7 | 8.3 | 7.2 | 25 | 17.8 | 5.6 | -3.3 | 7.8 | -10 | 6.7 | -1.1 | 16.1 | 13.3 | 20 | 2.2 | 6.9 | -4 | 21.7 | 18.9 | 18.9 | 8.6 | 3.9 | -8.9 | -2 | -4 | -3.3 | -6.1 | 3.3 | -2.2 | 1.7 | -2.8 | 0.6 | -0.6 | 0 | -6.1 | 2.2 | -1.4 | 6.7 | -3.9 | 5.6 | 4.4 | 5 | -7.2 | 7.2 | 5.6 | 20.2 | 18 | 5.6 | 2.2 | 8.9 | -5.6 | 9 | -1.5 | 5 | -6.1 | 1.1 | -13.3 | 1.5 | -4.8 | 7.8 | -5 | 5.6 | -12.2 | 11.5 | -14.3 | 18 | -4.7 | 12.6 | 0.7 | 1.3 | -1 | 14.4 | 7.8 | 13.3 | 1.1 | -0.2 | -0.8 | 16.7 | 11.1 | 12.3 | 5.9 | 9 | 7 | 5 | -3.3 | 9.4 | 4.4 | 10.6 | 1.1 | 20 | 7.2 | 3 | 0 | 17.4 | 12.5 | 15.6 | 1.7 | -1.5 | -4.8 | 22.2 | 11.7 | 16.3 | 12.9 | 2.8 | -10 | 23.3 | 21.1 | 9.4 | -2.2 | 15.4 | 4.2 | 12.2 | 11.7 | 16.3 | 3 | -1.1 | -7.2 | 3.7 | 2.8 | 1.1 | -1.1 | 11.1 | 8.3 | 2.2 | -3.9 | 19.6 | 11.2 | 12.2 | 8.3 | 10.6 | -8.9 | 0.6 | -11.7
-4 | -6 | -2.2 | -6.1 | 21.1 | 12.2 | 6.1 | -0.6 | -0.7 | -9.8 | 25.6 | -9.4 | 2 | 1 | 18.4 | 12.4 | 15.6 | 6.7 | 13.3 | 10.6 | 12.2 | 8.9 | 10 | 2.2 | 12.2 | -6.9 | 12.2 | 0 | 8 | -3 | 25.9 | 19.1 | 23.9 | 17.8 | 12.2 | 10.6 | 19.4 | 11.7 | 6.7 | 4.4 | 25 | 18 | 4.4 | -3.3 | 5.9 | -8.1 | 5.6 | -1.1 | 16.7 | 13.9 | 18.3 | 2.2 | 5.9 | -3.8 | 22.2 | 17.2 | 15.6 | 7.8 | 3.3 | -7.8 | -2 | -4 | -3.9 | -6.7 | 2.8 | -2.2 | 1.7 | -3.3 | 0.6 | -0.6 | -0.6 | -5.6 | 1.7 | -1.7 | 6.7 | -3.3 | 5 | 2.8 | 4.4 | -6.7 | 6.7 | 5.6 | 18.9 | 17.8 | 5.2 | 1.5 | 8.2 | -3.2 | 8.7 | -0.8 | 5 | -7.2 | 0 | -13.3 | -0.6 | -6.7 | 6.7 | -3.9 | 3.9 | -8.9 | 10.2 | -17 | 15.9 | -3.6 | 9.1 | 0.5 | 1 | -1.4 | 13.9 | 7.8 | 13.9 | 0.6 | -0.4 | -1.3 | 16.1 | 11.7 | 10.6 | 5 | 9 | 7 | 4.4 | -3.9 | 8.3 | 4.4 | 10 | 0.6 | 19.4 | 7.2 | 3 | 0 | 16.5 | 9.5 | 14.4 | 1.7 | -3.9 | -5 | 19.4 | 11.7 | 15.6 | 12.8 | 1.7 | -10 | 22.2 | 20.6 | 7.2 | -1.1 | 12.8 | 3.9 | 13.3 | 12.8 | 12.8 | 3.3 | -1.1 | -7.8 | 3.5 | 2.8 | 1.1 | -1.1 | 11.1 | 8.9 | 1.7 | -3.3 | 18.9 | 11.1 | 12.2 | 8.3 | 8.7 | -7 | -0.6 | -8.9
-3 | -5 | -2.8 | -6.7 | 20.6 | 12.2 | 6.1 | -1.1 | -2 | -10.3 | 25 | -2.2 | 3 | 1 | 16.7 | 12.2 | 15.6 | 5 | 12.8 | 10 | 12.2 | 9.4 | 8.9 | 2.2 | 10 | -6.4 | 11.7 | -0.1 | 7 | -2 | 25 | 19.4 | 23.9 | 18.3 | 11.1 | 8.3 | 18.9 | 11.7 | 5.6 | 3.3 | 25 | 18.2 | 3.9 | -3.3 | 4.1 | -7.9 | 5.8 | -1.2 | 16.7 | 13.9 | 17.2 | 2.8 | 5 | -3.9 | 20.6 | 15 | 16.1 | 8.4 | 2.2 | -6.1 | -2 | -4 | -5.6 | -7.8 | 1.1 | -2.2 | 0.6 | -3.3 | 0 | 0 | -1.7 | -5.6 | 1.3 | -2.3 | 6.7 | -2.8 | 4.4 | 1.7 | 3.3 | -5.6 | 6.7 | 4.4 | 18.9 | 17.1 | 4.8 | 0.7 | 7.4 | -2.3 | 8.3 | -0.6 | 5 | -9.4 | -0.6 | -13.9 | -1 | -6.3 | 3.3 | -2.8 | 3.3 | -6.7 | 8.9 | -22.2 | 13.9 | -3.9 | 5.6 | -0.6 | 0.6 | -2.2 | 12.8 | 7.8 | 13.9 | 1.1 | -0.6 | -1.7 | 15.6 | 11.7 | 9.7 | 4.7 | 8 | 7 | 2.2 | -3.9 | 7.8 | 3.9 | 10 | 0.6 | 18.3 | 7.2 | 2 | 0 | 15.6 | 5.6 | 13.3 | 1.1 | -3.5 | -4.5 | 18.3 | 12.8 | 15.4 | 12.9 | 1.1 | -10 | 22.2 | 21.1 | 6.7 | -1.1 | 11.9 | 4.2 | 13.3 | 12.8 | 11.9 | 3.2 | -1.1 | -8.3 | 3.3 | 2.8 | 1.1 | -1.1 | 10 | 8.3 | 1.1 | -3.9 | 18.9 | 11.3 | 11.7 | 8.3 | 6.9 | -6.7 | -1.7 | -10.6
-3 | -5 | -3.3 | -7.8 | 20 | 12.2 | 6.1 | -2.2 | -3.3 | -11.7 | 23.9 | 3.3 | 2 | 1 | 15.9 | 12.3 | 15 | 2.8 | 10.6 | 8.9 | 12.2 | 9.4 | 7.8 | 2.2 | 7.8 | -7.2 | 11.1 | -0.6 | 7 | -2 | 24.3 | 19.8 | 23.3 | 17.8 | 10 | 7.2 | 18.9 | 11.1 | 4.4 | 1.1 | 25 | 18.3 | 3.3 | -3.3 | 2.2 | -8.9 | 5.9 | -1.7 | 17.2 | 14.4 | 17.2 | 2.8 | 4.1 | -3.2 | 21.1 | 13.3 | 16.7 | 8.9 | 2.2 | -7.2 | -2 | -5 | -7.8 | -10 | 2.2 | -1.1 | 0.6 | -3.3 | -0.6 | -1.7 | -1.7 | -5.6 | 1 | -3.2 | 5 | -3.3 | 3.9 | 1.1 | 2.8 | -5.6 | 6.7 | 3.9 | 18.9 | 16.3 | 4.4 | 0 | 6.7 | -1.7 | 6.8 | 0.9 | 4.4 | -7.2 | -1.7 | -12.8 | -1.3 | -6.7 | 3.9 | -3.3 | 2.2 | -5.6 | 6.5 | -12.7 | 13 | -3.3 | 4.8 | -0.9 | -0.3 | -2.7 | 12.8 | 7.8 | 12.8 | 0.6 | -1 | -2 | 15 | 12.2 | 8.7 | 3.9 | 8 | 7 | 2.8 | -3.3 | 8.3 | 3.9 | 8.9 | 1.1 | 17.8 | 7.2 | 2 | 0 | 14.5 | 4.8 | 12.2 | 0.6 | -3.2 | -4.2 | 17.2 | 12.2 | 15.2 | 12.9 | 2.2 | -9.4 | 22.8 | 21.1 | 5.6 | 0 | 10.9 | 3.9 | 13.9 | 12.8 | 10.9 | 2.7 | -0.6 | -9.4 | 3.5 | 2.8 | 1.1 | -1.1 | 9.4 | 8.3 | 1.1 | -3.9 | 18.9 | 11.3 | 11.7 | 8.9 | 5 | -7.8 | -1.1 | -7.8
-4 | -5 | -2.8 | -8.3 | 19.4 | 12.2 | 6.1 | -2.2 | -4.1 | -11.2 | 23.9 | 6.1 | 3 | 2 | 15.2 | 12.4 | 15.6 | 0 | 10.6 | 9.4 | 12.2 | 9.4 | 7.2 | 2.2 | 7.8 | -6.6 | 10 | -0.7 | 6 | -3 | 23.5 | 20.3 | 23.3 | 17.2 | 9.4 | 6.7 | 17.8 | 11.7 | 3.3 | 0 | 24.6 | 18.3 | 2.2 | -3.9 | 2 | -7.7 | 6.1 | -2.2 | 16.1 | 14.4 | 15.6 | 4.4 | 3.1 | -3.5 | 20 | 12.8 | 17.2 | 9.4 | 1.7 | -5.6 | -2 | -4 | -8.5 | -10.5 | 0 | -2.2 | -0.6 | -5.6 | -0.6 | -2.2 | -2.2 | -5.6 | 0.6 | -5 | 5 | -3.9 | 3.3 | -0.6 | 2.2 | -5.6 | 6.1 | 2.2 | 18.9 | 15.6 | 4.4 | -0.5 | 4.8 | -1.3 | 5.4 | 1.7 | 3.9 | -7.8 | -2.2 | -13.3 | -1.7 | -7.8 | 3.9 | -3.3 | -0.6 | -5.6 | 4.1 | -9.2 | 12 | -3.3 | 4.1 | -1.5 | -1.3 | -3.8 | 12.8 | 7.2 | 14.4 | 3.3 | -1.3 | -2.3 | 14.4 | 12.2 | 7.8 | 3.3 | 7 | 6 | 1.7 | -3.9 | 8.3 | 3.9 | 8.3 | 1.7 | 17.8 | 7.8 | 2 | 0 | 13.3 | 3.4 | 11.1 | 0.6 | -2.8 | -3.9 | 16.7 | 12.8 | 15 | 12.8 | 0.6 | -8.3 | 22.8 | 21.1 | 5.6 | -0.6 | 10 | 3.9 | 13.9 | 13.3 | 10 | 2.2 | -0.6 | -9.4 | 3.7 | 2.8 | 1.1 | -1.1 | 10 | 8.3 | 0.6 | -3.9 | 18.9 | 11.1 | 11.7 | 8.9 | 4.6 | -6.4 | -2.8 | -8.3
-5 | -6 | -3.3 | -8.3 | 18.3 | 12.2 | 4.4 | -2.8 | -4.8 | -11.4 | 23.3 | 7.2 | 4 | 2 | 14.4 | 12.2 | 15 | -0.6 | 9.4 | 8.9 | 12.2 | 9.4 | 7.2 | 2.2 | 7.8 | -6.6 | 8.9 | -0.8 | 6 | -3 | 22.8 | 20.6 | 23.3 | 16.7 | 8.9 | 5.6 | 16.1 | 12.2 | 2.8 | -0.6 | 24.3 | 18.5 | 2.2 | -3.9 | 1.9 | -7.3 | 6.1 | -1.6 | 15 | 13.3 | 15.6 | 5.6 | 2.2 | -3.9 | 18.3 | 11.7 | 16.5 | 9.7 | 1.1 | -6.1 | -2 | -4 | -9.3 | -11.3 | 0.6 | -2.2 | -1.7 | -6.7 | -0.6 | -2.2 | -3.9 | -5.6 | 0.2 | -4.4 | 3.9 | -3.9 | 1.7 | -1.1 | 1.7 | -5 | 5 | 1.1 | 18.3 | 14.8 | 4.4 | -0.9 | 3 | -1.5 | 3.9 | 2.2 | 3.3 | -7.8 | -2.2 | -12.8 | -2.6 | -7.3 | 0.6 | -2.8 | -1.7 | -5.6 | 1.7 | -8.9 | 11.1 | -3.9 | 3.3 | -2.2 | -2.2 | -5 | 13.3 | 6.1 | 13.9 | 5 | -1.7 | -2.8 | 12.8 | 11.1 | 7.2 | 3.3 | 7 | 6 | 1.1 | -3.9 | 8.3 | 3.9 | 7.8 | 2.8 | 17.2 | 7.8 | 2 | 1 | 12.2 | 2.2 | 10 | 0.6 | -3.2 | -4.3 | 17.2 | 12.2 | 15.2 | 13.1 | -1.1 | -8.3 | 22.8 | 21.7 | 5 | -0.6 | 9.3 | 3.5 | 13.9 | 13.3 | 9.6 | 2.7 | -1.1 | -9.4 | 3.9 | 2.8 | 1.1 | -0.6 | 10 | 8.3 | 0.6 | -4.4 | 17.8 | 10 | 11.1 | 8.9 | 4.3 | -6.4 | -3.9 | -8.3
-5 | -6 | -3.9 | -13.3 | 17.8 | 12.2 | 3.9 | -2.2 | -5.6 | -12.8 | 22.8 | 7.8 | 4 | 2 | 13.5 | 11.6 | 13.9 | -1.1 | 8.9 | 8.3 | 12.2 | 9.4 | 6.7 | 2.2 | 7.8 | -7.8 | 7.8 | -1.1 | 6 | -3 | 22.1 | 19.8 | 22.8 | 17.2 | 8.3 | 4.4 | 16.1 | 13.3 | 2.2 | -1.1 | 23.9 | 18.3 | 1.7 | -4.4 | 1.7 | -8.3 | 6.1 | -1.4 | 13.3 | 10.6 | 14.4 | 6.1 | 1.7 | -3.9 | 16.7 | 11.1 | 15.7 | 9.8 | 1.1 | -6.7 | -6 | -8 | -10 | -11.9 | 0 | -2.2 | -2.2 | -6.1 | -0.6 | -2.2 | -4.4 | -6.1 | -0.2 | -4.8 | 4.4 | -3.9 | 1.1 | -1.1 | 1.1 | -4.4 | 4.4 | 0.6 | 17.8 | 14.1 | 4.4 | -1.7 | 1.1 | -2.2 | 3 | 2 | 3.3 | -6.1 | -1.7 | -12.2 | -3.5 | -7.5 | 1.1 | -2.8 | -2.2 | -5.6 | -0.2 | -7.3 | 10.9 | -3.2 | 2 | -2.6 | -1.8 | -4 | 12.8 | 4.4 | 12.2 | 6.7 | -1.9 | -3.4 | 13.3 | 11.7 | 6.7 | 3 | 8 | 6 | 0.6 | -3.9 | 7.2 | 5.6 | 8.9 | 4.4 | 18.9 | 7.8 | 2 | 0 | 11.3 | 2.3 | 8.3 | 0 | -3.5 | -4.9 | 16.1 | 12.2 | 15.4 | 13.3 | 2.2 | -7.2 | 22.8 | 21.7 | 5.6 | 0.6 | 8.5 | 2.7 | 13.9 | 13.3 | 9.3 | 3.1 | -1.1 | -8.3 | 4.1 | 2.8 | 1.1 | -1.1 | 8.9 | 7.8 | 0 | -3.9 | 16.7 | 8.7 | 11.1 | 8.3 | 3.9 | -7.2 | -3.9 | -10
-7 | -8 | -3.9 | -13.3 | 17.2 | 12.2 | 3.3 | -2.2 | -5.8 | -12.2 | 21.1 | 7.8 | 4 | 2 | 12.6 | 10.9 | 14.4 | -2.2 | 7.8 | 7.8 | 12.2 | 9.4 | 6.1 | 2.2 | 7.4 | -6.9 | 7.2 | -1.1 | 6 | -3 | 21.3 | 19.1 | 22.8 | 17.2 | 7.2 | 2.8 | 13.3 | 12.2 | 2.2 | -1.1 | 23.5 | 17.7 | 1.7 | -3.9 | 1.3 | -5.4 | 6.1 | -1.1 | 10.6 | 10 | 13.9 | 6.1 | 1.1 | -4.4 | 15 | 10 | 15 | 10 | 1.1 | -6.7 | -7 | -8 | -10.7 | -12.6 | 0.6 | -2.2 | -3.3 | -6.7 | 0 | -1.7 | -4.4 | -6.1 | -0.6 | -5.6 | 3.3 | -4.4 | 1.1 | -1.1 | 0.6 | -4.4 | 3.9 | 0.6 | 17.2 | 13.3 | 3.9 | -1.6 | 0.7 | -1.8 | 2 | 1.4 | 2.8 | -7.8 | -2.2 | -9.4 | -4.4 | -8.3 | 1.1 | -2.8 | -2.8 | -5.6 | -2 | -7.4 | 10.8 | -2.6 | 0.7 | -3.3 | -1.5 | -3.3 | 12.2 | 2.8 | 9.4 | 6.1 | -2 | -3.9 | 13.3 | 11.1 | 6.1 | 2.8 | 10 | 5 | 1.1 | -3.3 | 6.1 | 4.4 | 8.3 | 4.4 | 18.9 | 7.8 | 2 | 1 | 10.3 | 1.9 | 8.3 | -1.1 | -3.9 | -5.6 | 17.2 | 12.2 | 15.6 | 13.3 | 0 | -9.4 | 22.2 | 21.1 | 7.2 | 0 | 7.8 | 2.2 | 14.4 | 13.9 | 8.9 | 3.3 | 0.6 | -8.9 | 4.2 | 2.4 | 1.1 | -1.1 | 8.9 | 6.7 | -0.6 | -4.4 | 15.6 | 7.2 | 11.1 | 8.9 | 5.6 | -6.7 | -3.9 | -10
-6 | -6 | -4.4 | -12.8 | 17.2 | 12.8 | 2.8 | -1.7 | -5.9 | -12.3 | 20 | 7.8 | 4 | 2 | 11.7 | 10 | 14.4 | -2.8 | 6.1 | 6.1 | 11.7 | 9.4 | 5.6 | 2.2 | 7.1 | -6.8 | 6.7 | -0.9 | 6 | -3 | 20.6 | 18.3 | 22.8 | 17.2 | 6.7 | 1.1 | 12.8 | 12.2 | 1.7 | -1.7 | 23.2 | 17.5 | 2.2 | -3.9 | 1 | -3.6 | 6.3 | -0.6 | 11.7 | 10 | 13.9 | 6.7 | 0.6 | -5.6 | 13.9 | 9.4 | 13.9 | 9.8 | 0 | -8.3 | -6 | -8 | -11.5 | -13.4 | -0.6 | -2.8 | -3.3 | -6.1 | 0.6 | -2.2 | -3.9 | -5.6 | -0.6 | -4.5 | 2.2 | -4.4 | 0.6 | -2.2 | 0.6 | -4.4 | 3.3 | 0 | 16.8 | 13.6 | 3.3 | -2.2 | 0.4 | -1.5 | 1.1 | 1.1 | 2.2 | -7.2 | -3.3 | -9.4 | -4.6 | -7.9 | 1.7 | -2.8 | -3.9 | -6.1 | -3.9 | -8.3 | 10.6 | -2.8 | -0.6 | -4.4 | -1.1 | -2.8 | 12.2 | 2.2 | 7.8 | 6.7 | -2.2 | -5 | 12.2 | 10 | 5.7 | 2.5 | 9 | 5 | 1.7 | -2.8 | 5 | 4.4 | 8.3 | 4.4 | 18.3 | 8.9 | 2 | 1 | 9.4 | 1.7 | 7.2 | -2.8 | -4.1 | -5.7 | 17.8 | 12.2 | 15.6 | 13.7 | -1.1 | -7.8 | 22.2 | 21.1 | 6.7 | -1.1 | 7.6 | 1.9 | 15 | 15 | 9.1 | 3.5 | -0.6 | -7.8 | 4.4 | 2.2 | 1.1 | -1.1 | 8.9 | 6.1 | 0 | -4.4 | 15.2 | 8.5 | 11.1 | 8.9 | 7.2 | -7.8 | -2.2 | -11.1
-7 | -8 | -4.4 | -15.6 | 16.7 | 13.3 | -0.6 | -2.2 | -6.1 | -13.3 | 19.4 | 6.7 | 4 | 2 | 11.3 | 9.8 | 13.3 | -5.6 | 6.7 | 6.7 | 11.1 | 8.9 | 6.1 | 2.2 | 6.7 | -7.8 | 6.1 | -1.1 | 6 | -3 | 20 | 17 | 22.2 | 17.2 | 5.6 | 0.6 | 12.2 | 11.7 | 1.1 | -3.3 | 22.8 | 16.7 | 2.2 | -3.9 | 0.6 | -2.8 | 6.5 | -0.2 | 11.7 | 10 | 13.9 | 6.7 | 0.6 | -4.8 | 13.3 | 8.9 | 12.8 | 9.3 | 0 | -9.4 | -6 | -7 | -12.2 | -14.4 | 0 | -2.2 | -3.9 | -6.1 | 0 | -3.3 | -3.3 | -5.6 | -0.6 | -4 | 2.2 | -4.4 | 0 | -1.7 | 0.6 | -4.4 | 3.3 | -0.6 | 16.5 | 13.6 | 2.8 | -2.8 | 0 | -1.7 | 1.3 | 1.3 | 1.7 | -7.8 | -3.9 | -8.9 | -4.8 | -8.3 | 1.7 | -2.8 | -3.9 | -6.7 | -4.1 | -8.2 | 11.3 | -2.2 | 0 | -3.6 | -1.5 | -3.3 | 11.7 | -1.1 | 8.3 | 7.2 | -2.4 | -4.9 | 12.2 | 10.6 | 5.4 | 2.4 | 8 | 5 | 1.1 | -2.8 | 4.4 | 3.9 | 8.3 | 5 | 17.8 | 10 | 2 | 1 | 8.5 | 2.3 | 6.7 | -3.3 | -4.2 | -6 | 17.2 | 12.2 | 15.6 | 13.8 | -1.7 | -7.2 | 22.2 | 20.6 | 5.6 | -2.2 | 7.4 | 1.5 | 16.1 | 15.6 | 9.2 | 3.8 | 0 | -7.8 | 4.8 | 2.2 | 1.1 | -1.1 | 8.3 | 5.6 | -1.7 | -4.4 | 14.8 | 9.6 | 11.1 | 8.3 | 8.9 | -10.6 | -4.4 | -9.4
-8 | -9 | -5.6 | -15 | 17.2 | 13.9 | 0.6 | -1.7 | -2.2 | -10.2 | 18.3 | 1.1 | 4 | 1 | 11 | 9.5 | 12.8 | -5 | 6.7 | 6.7 | 11.1 | 8.3 | 6.1 | 2.2 | 10.2 | -5.9 | 7.6 | -0.5 | 6 | -3 | 19.5 | 16 | 22.2 | 17.2 | 5 | -0.6 | 11.7 | 11.7 | 0.6 | -3.9 | 23.7 | 16.8 | 2.2 | -3.9 | 0.4 | -2.9 | 6.7 | 0 | 12.2 | 10.6 | 13.3 | 6.1 | 0.6 | -4.8 | 12.8 | 8.3 | 11.7 | 8.9 | 0 | -10.6 | -6 | -7 | -12.2 | -15 | -1.1 | -3.3 | -2.8 | -5 | 0 | -2.8 | -3.9 | -5.6 | -0.6 | -3.9 | 1.7 | -4.4 | 1.1 | -2.8 | 0 | -4.4 | 2.2 | -1.1 | 16.1 | 13.9 | 3.2 | -2.4 | 1.1 | -1.1 | 1.5 | 1.5 | 1.7 | -8.3 | -4.4 | -7.8 | -5 | -8.9 | 1.1 | -2.2 | -4.4 | -7.2 | -4.2 | -8.7 | 12.1 | -2.2 | 0.5 | -3.3 | -1.8 | -4 | 11.1 | -2.8 | 8.9 | 7.8 | -2.6 | -5.1 | 12.2 | 10.6 | 5 | 2.2 | 8 | 4 | 1.7 | -2.8 | 4.4 | 4.4 | 10.6 | 6.7 | 16.1 | 11.1 | 4 | 2 | 7.6 | 2.5 | 5.6 | -3.3 | -4.4 | -6.7 | 16.1 | 12.2 | 15.6 | 13.9 | -0.6 | -7.8 | 17.2 | 15.6 | 6.1 | -1.7 | 7.2 | 1.1 | 17.2 | 17.2 | 9.4 | 3.9 | 0.6 | -7.8 | 5.2 | 1.9 | 1.1 | -1.1 | 7.8 | 5.6 | -1.1 | -3.9 | 14.4 | 10.6 | 15 | 10 | 9.6 | -8.4 | -2.2 | -10
-9 | -10 | -6.1 | -15.6 | 17.8 | 13.9 | 2.8 | 0 | 1.7 | -8.5 | 17.2 | -1.1 | 4 | 2 | 10.6 | 8.9 | 17.8 | -6.7 | 7.8 | 6.7 | 11.1 | 8.9 | 7.2 | 0.6 | 13.7 | -4.8 | 9.1 | -0.2 | 7 | -2 | 18.9 | 14.4 | 22.8 | 17.2 | 5 | -1.1 | 12.2 | 12.2 | 0 | -4.4 | 24.7 | 16.4 | 2.2 | -3.3 | 0.2 | -3.8 | 8.5 | 0.9 | 11.1 | 9.4 | 13.9 | 6.1 | 0.6 | -5.6 | 12.8 | 8.3 | 15.6 | 10.8 | 0.6 | -10 | -7 | -8 | -11.7 | -14.4 | 1.7 | -0.6 | -3.3 | -5.6 | 0 | -2.8 | -5 | -6.1 | 0.7 | -2.8 | 2.2 | -3.9 | 0.6 | -3.3 | -0.6 | -3.9 | 2.8 | -1.7 | 17 | 14.1 | 3.5 | -2.3 | 2.2 | -1.1 | 1.7 | 1.7 | 1.7 | -9.4 | -3.9 | -8.3 | -3.7 | -7.8 | 1.7 | -1.7 | -1.1 | -6.7 | -4.4 | -10 | 12.8 | -2.2 | 1.1 | -3.3 | -2.2 | -5 | 10.6 | -2.2 | 9.4 | 7.8 | -2.8 | -5.6 | 11.7 | 10.6 | 6.1 | 2.6 | 7 | 4 | 2.2 | -2.2 | 5.6 | 5 | 11.7 | 7.8 | 15 | 11.7 | 6 | 3 | 6.7 | 2.8 | 6.1 | -2.8 | -3.9 | -6.4 | 16.7 | 12.2 | 16 | 14.4 | -0.6 | -7.2 | 17.2 | 15 | 7.8 | -1.1 | 8.9 | 1.6 | 18.3 | 17.2 | 11.8 | 5.9 | 1.7 | -7.8 | 5.6 | 1.7 | 1.1 | -1.1 | 7.8 | 6.1 | 0 | -3.3 | 15.2 | 10.6 | 16.7 | 10 | 10.4 | -6.9 | -2.8 | -10
-8 | -9 | -5.6 | -15.6 | 18.9 | 14.4 | 6.7 | -0.6 | 5.6 | -8.3 | 17.8 | -0.6 | 5 | 2 | 14.3 | 10.2 | 20 | -4.4 | 10.6 | 8.9 | 12.2 | 7.8 | 11.1 | 2.8 | 17.2 | -5.6 | 10.6 | 0 | 9 | -3 | 19.5 | 14.8 | 23.3 | 17.8 | 4.4 | -2.2 | 14.4 | 13.9 | 0 | -5 | 25.6 | 16.1 | 3.3 | -2.2 | 0 | -5 | 10.4 | 1.7 | 12.8 | 10 | 16.7 | 6.1 | 3.2 | -3.6 | 14.4 | 8.3 | 19.4 | 12 | 1.1 | -10.6 | -5 | -7 | -10.6 | -12.8 | 6.7 | 1.7 | -1.7 | -5.6 | 0 | -2.2 | -2.8 | -4.4 | 2 | -2.1 | 4.4 | -4.4 | 2.2 | -2.2 | 1.7 | -3.3 | 2.8 | -2.2 | 18 | 14.3 | 3.9 | -2.8 | 3.3 | -1.1 | 2.1 | 2.1 | 2.8 | -8.9 | -1.1 | -7.2 | -2.4 | -7.4 | 3.3 | -1.1 | 3.3 | -7.2 | -3.7 | -9.6 | 15.2 | -2 | 5.5 | -1.1 | -0.5 | -3.6 | 11.1 | -1.7 | 11.1 | 7.2 | -2.1 | -4.9 | 13.3 | 11.7 | 7.2 | 3.1 | 7 | 6 | 1.1 | -2.2 | 7.2 | 5 | 14.4 | 7.8 | 15 | 12.2 | 6 | 4 | 8.5 | 2.1 | 8.9 | -3.9 | -3.3 | -6.5 | 16.1 | 12.8 | 16.3 | 14.7 | 4.4 | -6.1 | 17.2 | 15 | 10.6 | -0.6 | 10.5 | 1.6 | 18.9 | 15.6 | 14.3 | 7.8 | 2.2 | -8.3 | 6.1 | 1.6 | 1.7 | -1.1 | 8.3 | 6.1 | 1.7 | -3.3 | 15.9 | 10.5 | 17.2 | 10.6 | 11.1 | -6.7 | 0 | -7.8
-5 | -6 | -5 | -15.6 | 18.9 | 15 | 10.6 | -0.6 | 7.8 | -7.7 | 20 | 0 | 5 | 2 | 18 | 10.9 | 22.2 | -3.9 | 13.9 | 10 | 13.3 | 7.8 | 18.3 | 1.7 | 18.5 | -6.9 | 13 | 0 | 11 | -5 | 20 | 15 | 23.9 | 17.8 | 4.4 | -2.8 | 19.4 | 15 | 0 | -5.6 | 26.7 | 16.1 | 5 | -1.7 | 1.5 | -4 | 12.2 | 2.2 | 15 | 12.2 | 19.4 | 5.6 | 5.7 | -2.8 | 16.1 | 8.9 | 23.3 | 12.8 | 2.8 | -10.6 | -4 | -6 | -8.9 | -12.2 | 7.2 | 2.2 | 0 | -5 | 0 | -3.3 | 0.6 | -4.4 | 3.3 | -1.7 | 5.6 | -5 | 2.8 | -2.8 | 3.9 | -1.7 | 2.8 | -2.8 | 18.9 | 14.4 | 5.6 | -2.8 | 3.9 | -0.9 | 2.4 | 2.4 | 3.3 | -9.4 | 1.7 | -8.9 | -1.1 | -7.8 | 5.6 | 0 | 7.2 | -8.3 | -2.9 | -9.8 | 17.6 | -1.9 | 10 | 0.6 | 1.1 | -2.7 | 11.7 | -2.2 | 13.3 | 9.4 | -1.3 | -4.4 | 15 | 12.8 | 8.3 | 3.3 | 6 | 4 | 1.7 | -0.6 | 9.4 | 5.6 | 12.8 | 8.9 | 14.4 | 12.8 | 6 | 4 | 10.4 | 1 | 10.6 | -3.3 | -2.8 | -7.2 | 17.2 | 12.8 | 16.7 | 15 | 7.8 | -7.2 | 14.4 | 12.8 | 12.8 | -1.1 | 12.2 | 1.7 | 19.4 | 18.3 | 16.7 | 9.4 | 3.3 | -6.1 | 6.7 | 1.8 | 2.2 | -1.1 | 8.9 | 6.7 | 2.8 | -3.3 | 16.7 | 10.6 | 16.1 | 11.1 | 10.4 | -6.1 | 0.6 | -6.1
-3 | -5 | -3.9 | -12.2 | 20.6 | 15.6 | 13.3 | 0 | 10 | -8.6 | 20.6 | -0.6 | 5 | 2 | 21.7 | 10.6 | 25 | -5 | 16.7 | 10 | 11.1 | 7.8 | 22.8 | 2.2 | 19.8 | -11.3 | 15.4 | -0.7 | 12 | -5 | 20.6 | 15 | 24.4 | 16.1 | 6.1 | -3.3 | 22.2 | 13.9 | 1.1 | -5.6 | 27.8 | 15.8 | 6.1 | -1.1 | 2.9 | -3.6 | 14.4 | 2.9 | 12.8 | 5 | 21.7 | 3.3 | 8.3 | -2.2 | 17.2 | 8.9 | 25 | 12.6 | 3.9 | -8.9 | -3 | -6 | -7.8 | -11.1 | 7.8 | 2.8 | 1.1 | -5 | 0.6 | -3.3 | 1.7 | -6.7 | 4.4 | -1 | 7.2 | -5.6 | 4.4 | -1.1 | 6.7 | -1.1 | 3.3 | -2.8 | 20 | 14.6 | 7.2 | -3.5 | 4.4 | -0.9 | 2.8 | 2.8 | 2.8 | -11.7 | 3.9 | -7.8 | 0.2 | -7.3 | 7.2 | -0.6 | 8.9 | -7.8 | -2.2 | -11.7 | 20 | -2.8 | 14.4 | 1.7 | 2.8 | -2.2 | 12.8 | -2.2 | 15 | 10 | -0.6 | -4.4 | 15.6 | 12.8 | 10.3 | 4.2 | 6 | 5 | 2.8 | 0.6 | 10 | 5.6 | 12.8 | 9.4 | 15 | 12.8 | 6 | 4 | 12.2 | -1.1 | 11.7 | -4.4 | -2.1 | -6.5 | 18.9 | 13.3 | 16.5 | 15.1 | 10.6 | -5.6 | 15 | 10.6 | 13.9 | -1.1 | 13.5 | 2.1 | 19.4 | 18.3 | 18.7 | 10 | 3.9 | -4.4 | 7.2 | 1.7 | 2.8 | -0.6 | 11.1 | 7.2 | 3.9 | -3.3 | 17.4 | 10.8 | 15 | 11.7 | 9.6 | -6.7 | 1.7 | -3.3
-3 | -6 | -2.8 | -13.9 | 20 | 15 | 16.1 | 2.8 | 12.2 | -11.7 | 21.7 | -0.6 | 5 | 2 | 23.4 | 11.2 | 25.6 | -3.9 | 17.8 | 10.6 | 11.1 | 8.3 | 24.4 | 0.6 | 21.1 | -19.4 | 17.8 | -2.2 | 12 | -1 | 20.6 | 15 | 25 | 15.6 | 8.9 | -1.7 | 24.4 | 12.8 | 1.7 | -5.6 | 28.9 | 15.6 | 7.8 | -0.6 | 4.4 | -3.9 | 16.7 | 3.7 | 15 | 5 | 25 | 1.7 | 9.1 | -1.9 | 18.3 | 8.9 | 26.6 | 11.6 | 6.1 | -8.9 | -2 | -5 | -6.7 | -10 | 6.7 | 4.4 | 2.8 | -5 | 1.1 | -3.3 | 1.7 | -6.7 | 5.6 | -0.8 | 8.3 | -0.6 | 6.7 | -1.1 | 9.4 | 0 | 3.9 | -2.8 | 21.1 | 14.5 | 8.9 | -5.6 | 5 | -1.1 | 3.5 | 2.8 | 3.9 | -9.4 | 4.4 | -11.1 | 1.5 | -8.1 | 10 | -2.2 | 11.7 | -7.2 | -0.4 | -8.8 | 21.7 | -2.6 | 16.5 | 0.2 | 4.3 | -2.1 | 13.3 | -3.3 | 17.8 | 10.6 | 0.5 | -4 | 16.7 | 12.8 | 12.4 | 4.9 | 6 | 5 | 6.1 | 1.7 | 11.7 | 5.6 | 13.3 | 9.4 | 15.6 | 12.8 | 7 | 4 | 13.3 | 0 | 12.8 | -4.4 | -1.3 | -6 | 20 | 14.4 | 16.3 | 15 | 12.2 | -5 | 15.6 | 9.4 | 16.1 | -1.7 | 14.8 | 2.7 | 20.6 | 18.3 | 20.8 | 10 | 4.4 | -4.4 | 7.8 | 1.6 | 3.3 | 0 | 13.3 | 6.7 | 6.1 | -3.9 | 18.2 | 11.1 | 16.1 | 11.7 | 8.9 | -7.8 | 2.8 | -3.9
-3 | -6 | -1.7 | -12.2 | 17.8 | 15 | 18.3 | 2.8 | 13.5 | -9.9 | 22.8 | 0.6 | 6 | 3 | 25 | 11.9 | 25 | 1.7 | 19.4 | 11.1 | 10.6 | 6.7 | 25.6 | -1.1 | 19.8 | -12.5 | 19.5 | -1.9 | 13 | -1 | 20.6 | 14.7 | 25 | 16.7 | 9.4 | -2.2 | 26.7 | 10.6 | 2.2 | -5.6 | 28.9 | 15.8 | 8.3 | -1.7 | 5.5 | -4.6 | 18.9 | 3.9 | 15 | 3.9 | 27.8 | 1.1 | 9.8 | -2.5 | 19.4 | 8.3 | 28.3 | 10.6 | 7.8 | -9.4 | -1 | -5 | -6.1 | -10.6 | 6.7 | 5.6 | 3.9 | -5.6 | 2.2 | -2.2 | 1.7 | -6.1 | 6.7 | -0.6 | 10 | -6.7 | 7.8 | -1.1 | 12.2 | 0.6 | 3.9 | -2.8 | 22.2 | 14.4 | 9.1 | -5.6 | 5 | 0 | 4.3 | 3 | 5 | -8.3 | 6.7 | -16.1 | 2.8 | -10.6 | 10.6 | -2.2 | 13.3 | -7.2 | 1.5 | -6.9 | 23.3 | -2.7 | 18.5 | -2.1 | 5.7 | -2.3 | 13.3 | -3.9 | 18.9 | 9.4 | 1.7 | -4.1 | 12.8 | 10 | 14.4 | 5.6 | 6 | 5 | 6.7 | 2.2 | 12.8 | 1.7 | 13.3 | 10 | 16.7 | 14.4 | 9 | 5 | 14.5 | 0.7 | 12.8 | -4.4 | -0.6 | -6.7 | 20.6 | 14.4 | 16.1 | 15 | 13.9 | -5 | 16.1 | 8.3 | 17.2 | -1.7 | 16.1 | 2.8 | 20.6 | 17.8 | 22.8 | 10 | 6.7 | -3.9 | 8.3 | 1.4 | 4.4 | 0 | 15 | 6.7 | 5 | -5 | 18.9 | 11.1 | 17.8 | 11.1 | 8.5 | -7.6 | 3.9 | -4.4
-3 | -5 | -1.1 | -12.2 | 16.7 | 16.1 | 20.6 | 3.3 | 14.8 | -9.6 | 23.9 | 0.6 | 6 | 2 | 26.7 | 12.2 | 22.8 | 5 | 21.1 | 12.2 | 12.2 | 6.1 | 27.2 | -2.2 | 18.5 | -8.4 | 21.1 | -3 | 13 | 0 | 20.6 | 14.4 | 25.6 | 16.1 | 10.6 | -3.3 | 27.8 | 10.6 | 3.3 | -5.6 | 28.9 | 15.8 | 9.4 | -3.3 | 6.7 | -6.5 | 20.4 | 4 | 16.1 | 2.8 | 28.9 | 0.6 | 10.6 | -3.3 | 21.7 | 6.7 | 28.5 | 10.7 | 8.9 | -8.9 | 0 | -3 | -5.6 | -9.4 | 7.2 | 5 | 5 | -5.6 | 2.2 | -2.8 | 3.3 | -4.4 | 7.1 | -0.3 | 10.6 | -6.7 | 9.4 | -0.6 | 14.4 | -0.6 | 5.6 | -2.8 | 22.9 | 14 | 9.2 | -6.6 | 5 | 0.7 | 5 | 2.8 | 4.4 | -9.4 | 7.8 | -13.9 | 3.7 | -9.2 | 11.7 | -2.8 | 16.7 | -8.3 | 3.3 | -6.1 | 25 | -3.3 | 20.6 | -6.7 | 7.2 | -3.3 | 13.9 | -4.4 | 20 | 7.8 | 2.8 | -5 | 13.9 | 8.3 | 15.9 | 5.8 | 7 | 6 | 8.3 | 1.1 | 13.9 | 2.2 | 13.9 | 10.6 | 16.7 | 13.3 | 8 | 5 | 15.6 | 1.7 | 14.4 | -3.3 | 0 | -5.5 | 20.6 | 15 | 16.1 | 14.7 | 15.6 | -5 | 15.6 | 7.8 | 18.9 | -1.7 | 16.5 | 3.2 | 22.2 | 17.2 | 23.5 | 8.8 | 6.7 | -3.3 | 8.9 | 1.1 | 4.4 | 0 | 15.6 | 5 | 5 | -5 | 18.9 | 11 | 18.3 | 10.6 | 8.2 | -8.6 | 3.9 | -4.4
-3 | -5 | -1.1 | -11.1 | 17.2 | 17.2 | 21.1 | 2.8 | 16.1 | -10.6 | 25.6 | -1.7 | 7 | 2 | 26.9 | 11.8 | 24.4 | -0.6 | 22.8 | 14.4 | 12.2 | 5 | 25 | -2.2 | 17.2 | -7.2 | 22.8 | -4.4 | 14 | 1 | 20.6 | 14.5 | 25 | 14.4 | 11.7 | -3.9 | 28.3 | 9.4 | 3.3 | -5 | 28.9 | 16.1 | 10 | -3.9 | 7.8 | -10 | 21.8 | 3.9 | 16.7 | 2.2 | 30.6 | 1.1 | 11.7 | -2.9 | 22.8 | 6.7 | 28.7 | 10.4 | 11.1 | -8.9 | 1 | -5 | -5 | -11.1 | 7.2 | 5 | 6.7 | -4.4 | 2.2 | -1.7 | 3.3 | -4.4 | 7.4 | -0.5 | 10.6 | -6.7 | 10 | -0.6 | 16.1 | 0.6 | 7.2 | -1.7 | 23.7 | 13.9 | 9.4 | -8.9 | 5 | 1.7 | 4.8 | 3.1 | 6.1 | -10 | 8.9 | -13.9 | 4.7 | -8.7 | 12.2 | -3.3 | 17.8 | -8.3 | 3.3 | -7.4 | 25.4 | -2.7 | 20.2 | -5.7 | 7 | -3.4 | 15.6 | -4.4 | 21.1 | 8.3 | 3.5 | -4.1 | 14.4 | 5 | 17.4 | 6 | 6 | 5 | 6.1 | 2.2 | 15.6 | 4.4 | 13.9 | 10.6 | 16.1 | 13.9 | 11 | 6 | 15.8 | 2.2 | 15 | -2.2 | 0.5 | -5.1 | 21.1 | 15.6 | 16.1 | 14.3 | 16.1 | -6.7 | 14.4 | 8.3 | 19.4 | -3.3 | 16.8 | 3.1 | 22.8 | 16.1 | 24.3 | 7.9 | 7.8 | -4.4 | 8.9 | 1.3 | 2.8 | 0.6 | 16.1 | 6.1 | 5.6 | -3.9 | 18.9 | 10.8 | 16.7 | 12.8 | 7.8 | -10.6 | 4.4 | -6.1
-2 | -5 | 0 | -11.7 | 20 | 16.1 | 23.3 | 4.4 | 15.7 | -9.7 | 26.1 | -2.8 | 8 | 2 | 27 | 10.7 | 23.9 | -1.7 | 23.9 | 12.2 | 12.2 | 5 | 21.7 | 0.6 | 14.8 | -7.6 | 22.8 | -3.8 | 14 | 2 | 20.6 | 14.5 | 25.6 | 13.9 | 11.1 | -5.6 | 28.9 | 8.9 | 2.8 | -5.6 | 28.5 | 16.5 | 8.9 | -5 | 8.5 | -9.7 | 23.3 | 3.9 | 16.7 | 2.2 | 31.7 | 1.1 | 12.8 | -3.4 | 22.8 | 5.6 | 28.9 | 10.6 | 11.1 | -7.2 | 1 | -3 | -4.4 | -10.6 | 7.2 | 5.6 | 7.8 | -4.4 | 1.7 | -1.1 | 2.8 | -5 | 7.8 | -0.6 | 11.1 | -6.7 | 9.4 | -1.1 | 17.2 | -0.6 | 8.9 | -1.7 | 24.4 | 13.3 | 9 | -8 | 5.4 | 1.1 | 4.6 | 3.6 | 5.6 | -7.8 | 9.4 | -13.3 | 5.6 | -10 | 12.8 | -3.9 | 17.8 | -8.9 | 3.3 | -10.2 | 25.7 | -1.7 | 19.8 | -6 | 6.9 | -3.5 | 15.6 | -5 | 21.1 | 7.2 | 4.3 | -3.9 | 15 | 4.4 | 18.9 | 6.1 | 6 | 5 | 6.1 | 3.3 | 17.2 | 6.1 | 13.9 | 11.1 | 15.6 | 13.3 | 13 | 7 | 15.9 | 2.3 | 16.1 | -2.2 | 1.1 | -5.6 | 20.6 | 15.6 | 16.1 | 13.9 | 17.2 | -6.7 | 14.4 | 8.3 | 20 | -2.8 | 17.2 | 3.3 | 22.8 | 16.1 | 25 | 6.1 | 6.1 | -2.2 | 8.9 | 1.3 | 2.2 | 1.1 | 16.7 | 6.1 | 6.1 | -3.3 | 18.9 | 10.6 | 15.6 | 13.3 | 6.1 | -9.1 | 4.4 | -6.7
-2 | -4 | 0.6 | -11.7 | 20 | 16.7 | 23.3 | 4.4 | 15.4 | -9.9 | 26.1 | -2.8 | 7 | 1 | 27.2 | 10 | 22.8 | -5 | 24.4 | 12.8 | 12.2 | 4.4 | 22.2 | 1.1 | 12.4 | -9.4 | 22.8 | -3.8 | 13 | 3 | 20.6 | 14.4 | 26.7 | 15 | 11.7 | -5.6 | 27.8 | 8.3 | 4.4 | -6.1 | 28.2 | 16.5 | 8.9 | -5 | 9.3 | -11.2 | 22.2 | 3.3 | 16.7 | 1.1 | 31.7 | 1.1 | 13.9 | -4.4 | 22.8 | 4.4 | 27.6 | 9.5 | 9.4 | -5 | 1 | -3 | -4.4 | -9.4 | 7.8 | 6.1 | 7.8 | -4.4 | 2.2 | -3.3 | 2.8 | -5 | 7.4 | -0.5 | 11.7 | -7.2 | 10 | -1.1 | 16.7 | 1.7 | 8.9 | -2.8 | 23.7 | 14.2 | 8.7 | -8.7 | 5.7 | 0.6 | 4.4 | 3.9 | 6.1 | -6.1 | 10 | -12.2 | 6 | -8.8 | 13.3 | -5 | 18.3 | -13.3 | 3.3 | -15 | 26.1 | -1.7 | 19.4 | -6.7 | 6.7 | -4.4 | 16.1 | -5.6 | 20 | 7.2 | 5 | -4.4 | 14.4 | 2.8 | 18.5 | 6.4 | 5 | 4 | 7.8 | 2.2 | 17.8 | 6.7 | 13.9 | 11.1 | 15.6 | 13.3 | 12 | 6 | 16.1 | 2.8 | 16.1 | -2.2 | 0.7 | -3.8 | 21.1 | 15 | 15.9 | 13.8 | 17.8 | -6.7 | 14.4 | 8.3 | 20 | -5.6 | 17.2 | 3.9 | 22.2 | 16.1 | 24.3 | 5.2 | 4.4 | 0 | 8.9 | 1.1 | 2.2 | 1.1 | 16.7 | 5.6 | 6.7 | -3.9 | 17 | 10.6 | 15.6 | 12.8 | 4.5 | -8.6 | 4.4 | -6.1
-3 | -6 | 0.6 | -11.1 | 19.4 | 18.9 | 22.8 | 6.1 | 15 | -11.1 | 26.7 | -8.9 | 7 | 3 | 24.8 | 11.1 | 20 | -3.3 | 24.4 | 10 | 11.7 | 3.9 | 20.6 | 1.1 | 10 | -12.2 | 22.8 | -4.4 | 13 | 4 | 20.2 | 14.8 | 24.4 | 16.1 | 11.7 | -6.1 | 27.2 | 8.3 | 4.4 | -6.7 | 27.8 | 16.7 | 8.9 | -5 | 10 | -13.9 | 21.1 | 2.9 | 16.1 | 0.6 | 30.6 | 0 | 13.2 | -3.5 | 22.2 | 5 | 26.3 | 8.3 | 7.8 | -1.7 | 1 | -3 | -5 | -10.6 | 7.8 | 6.1 | 7.2 | -3.3 | 1.7 | -3.3 | 1.7 | -6.1 | 7.1 | -0.7 | 10.6 | -7.2 | 10 | -1.7 | 16.7 | 0.6 | 9.4 | -2.2 | 22.9 | 15 | 8.3 | -10 | 6.1 | 0 | 4.4 | 3.8 | 6.7 | -4.4 | 10 | -11.1 | 6.3 | -8.5 | 12.2 | -6.1 | 16.1 | -7.8 | 1.3 | -13.6 | 23.5 | -0.6 | 17.6 | -4.4 | 4.8 | -4.7 | 16.1 | -5.6 | 10.6 | 7.8 | 4.6 | -3.9 | 14.4 | 1.7 | 18.2 | 7 | 6 | 5 | 6.7 | 1.1 | 17.2 | 6.1 | 13.9 | 10.6 | 14.4 | 11.1 | 12 | 4 | 14.8 | 4.5 | 16.1 | -1.1 | 0.4 | -3.1 | 20.6 | 15 | 15.8 | 13.7 | 18.3 | -6.7 | 15 | 8.3 | 20 | -5.6 | 17.2 | 4.2 | 21.1 | 16.1 | 23.5 | 4.5 | 2.8 | 1.1 | 8.2 | 0.9 | 2.2 | 1.1 | 16.1 | 5.6 | 6.1 | -5 | 15.2 | 10.8 | 16.7 | 12.8 | 2.8 | -10 | 4.4 | -6.1
-3 | -5 | 0 | -11.7 | 19.4 | 18.3 | 20.6 | 6.1 | 11.1 | -8.2 | 25.6 | -10 | 6 | 2 | 22.4 | 11.2 | 17.2 | 1.1 | 22.8 | 10.6 | 10 | 3.3 | 17.8 | 3.9 | 8.1 | -10.5 | 20.8 | -3.2 | 13 | 6 | 19.8 | 15.3 | 23.9 | 16.1 | 11.1 | -6.7 | 26.7 | 7.2 | 3.9 | -6.7 | 26.7 | 16.9 | 8.3 | -5 | 8.9 | -11.5 | 20 | 2.2 | 16.1 | 0 | 30 | 1.1 | 12.4 | -3.4 | 20.6 | 3.9 | 25 | 7.2 | 7.8 | -1.7 | 0 | -1 | -5 | -11.7 | 7.2 | 5.6 | 6.7 | -3.3 | 1.7 | -2.2 | 1.1 | -6.1 | 6.7 | -1.1 | 10 | -8.3 | 9.4 | -0.6 | 15.6 | 0.6 | 8.9 | -2.2 | 22.2 | 15.6 | 6.5 | -8 | 5.7 | 0 | 4.4 | 3.8 | 6.7 | -5 | 10 | -11.1 | 6.7 | -10 | 11.1 | -5.6 | 16.1 | -7.2 | -0.8 | -14.2 | 20.9 | -0.9 | 15.7 | -4.2 | 3 | -5.4 | 15.6 | -6.1 | 10.6 | 7.2 | 4.3 | -3.7 | 13.9 | 0 | 17.8 | 7.2 | 6 | 4 | 6.7 | 0.6 | 16.7 | 6.7 | 14.4 | 10.6 | 12.8 | 10 | 11 | 4 | 13.5 | 5.4 | 15.6 | 0 | 0 | -2.8 | 20 | 15.6 | 15.6 | 13.3 | 17.8 | -6.7 | 16.1 | 7.8 | 18.3 | -4.4 | 17.2 | 4.4 | 21.1 | 16.1 | 22.8 | 3.3 | 3.3 | 1.1 | 7.4 | 0.6 | 1.7 | 1.1 | 13.9 | 5.6 | 4.4 | -2.8 | 13.3 | 10.6 | 16.7 | 11.1 | 0.4 | -7.6 | 2.2 | -5.6
-3 | -6 | -0.3 | -11.3 | 18.2 | 15.1 | 16.6 | 6.9 | 6.5 | -7.3 | 23.4 | -9.9 | 5 | 2 | 18.5 | 10.4 | 15.2 | 8.1 | 20.3 | 9.9 | 9.5 | 3.8 | 12.5 | 5.2 | 5.7 | -10 | 17.3 | -3.3 | 14 | 8 | 19.5 | 15.6 | 23.2 | 15.7 | 8.9 | -4 | 24.5 | 8.5 | 3.6 | -6 | 25 | 17 | 6.3 | -4.8 | 7.1 | -10 | 18.3 | 2.9 | 13.7 | -0.1 | 24.6 | 3.1 | 10.9 | -3.1 | 16.2 | 6.3 | 21.7 | 8.7 | 6.4 | -1.5 | -2 | -6 | -6.8 | -11.7 | 7 | 5.5 | 5.5 | -2.6 | 0.8 | -4 | -0.5 | -5.6 | 5 | -1.4 | 7.5 | -7.2 | 7 | -1 | 13.2 | 0.6 | 7.9 | -1.9 | 20.3 | 15.8 | 3.5 | -7.6 | 5 | 0 | 5 | 4.4 | 7.5 | -2.9 | 8.4 | -7.8 | 3.9 | -7 | 8.5 | -3.8 | 14.4 | -7.6 | -3.6 | -16.5 | 18.7 | -0.5 | 13.1 | -3.6 | 1.3 | -6.7 | 11.5 | -4.5 | 9 | 3.9 | 4.4 | -3.4 | 11.1 | -0.3 | 16.1 | 7.7 | 6 | 5 | 5.8 | 0.2 | 13.7 | 6.9 | 13.2 | 8.6 | 11 | 7.8 | 9 | 4 | 12 | 6.4 | 14 | 1.8 | 0 | -2.4 | 17.5 | 14.4 | 14.6 | 12.8 | 12.9 | -4.9 | 14.5 | 7.9 | 16.1 | -5.5 | 15.2 | 6.3 | 20.4 | 16.7 | 20.7 | 6.8 | 3.4 | 0.2 | 6.4 | 0 | 0.9 | 0.3 | 12 | 5.3 | 2.5 | -2.4 | 12.1 | 8.5 | 15.5 | 9.3 | -2.4 | -7.6 | 1 | -7.3
-3 | -6 | -1.1 | -11.3 | 16.2 | 14.5 | 14.9 | 6.6 | 3 | -7.9 | 21.3 | -7.7 | 4 | 2 | 15.4 | 9 | 14.8 | 9.5 | 16.8 | 10.3 | 9.6 | 4 | 12.1 | 3.2 | 3.8 | -10.7 | 14.5 | -3.7 | 15 | 8 | 19.7 | 15.8 | 23.2 | 16.2 | 6.5 | -1.3 | 21.7 | 9.6 | 2.5 | -5.6 | 23.7 | 16.8 | 4.7 | -4.8 | 5.7 | -9.5 | 17.1 | 3 | 11.8 | 1.2 | 21.9 | 0.6 | 8.5 | -1.2 | 14.4 | 8.2 | 19.1 | 9.3 | 5.5 | -3.5 | -2 | -5 | -7.9 | -10.5 | 7.2 | 5.4 | 2.9 | -0.3 | 0.6 | -3.7 | -1.1 | -5.2 | 3.5 | -2.1 | 4.7 | -2.7 | 5.1 | -0.9 | 9.5 | 1.4 | 6.3 | -1.2 | 18.7 | 15.6 | 1.2 | -8.2 | 4.4 | 0 | 5.2 | 4.7 | 8.6 | -1 | 6.7 | -3.9 | 1.6 | -6.7 | 7.8 | -2 | 11.8 | -6.5 | -4.7 | -15.1 | 18.9 | 0.6 | 11.1 | -2 | 1.2 | -5.6 | 8.2 | -3.9 | 6.4 | 2.3 | 4.6 | -1.5 | 8.5 | -1.1 | 14.5 | 7.8 | 5 | 4 | 5.5 | 0.8 | 12.2 | 7.1 | 12.9 | 7.7 | 9.4 | 6.2 | 7 | 2 | 11.9 | 7.5 | 12.8 | 3.3 | 0.1 | -2.5 | 14.9 | 13.1 | 13.9 | 12.3 | 6.2 | -3.3 | 13.4 | 8.3 | 14.3 | -6.3 | 13.6 | 7 | 19.7 | 16.8 | 18.9 | 8.7 | 4.1 | 0.1 | 6 | 0.2 | 0.4 | -0.4 | 9.1 | 5 | 1.4 | -3 | 10.7 | 6.7 | 13.4 | 6.8 | -4.5 | -8.4 | 0.1 | -6.5
-3 | -6 | -1.6 | -10.3 | 14.9 | 13.4 | 13.4 | 6.7 | 1.9 | -6.8 | 19.6 | -2.6 | 4 | 2 | 12.9 | 7.7 | 14.1 | 11.2 | 14.2 | 10.1 | 9.8 | 4.6 | 9.6 | 3.5 | 2.5 | -7.6 | 12.5 | -3.4 | 15 | 9 | 19.9 | 16 | 23.1 | 15.6 | 4.2 | 1.6 | 20.3 | 10.6 | 2 | -4.6 | 23.3 | 16.5 | 3.7 | -4.9 | 4.5 | -6.9 | 16.3 | 3.4 | 10.1 | 2.2 | 20 | 0.6 | 6.6 | -0.5 | 13.5 | 8 | 17.2 | 9.9 | 4.1 | -3.5 | -4 | -8 | -8.8 | -10.5 | 6.8 | 5.5 | 2.7 | -0.1 | 0.6 | -3.3 | -1.1 | -4.7 | 2 | -2.9 | 3.7 | 0 | 4.3 | -1.3 | 8.5 | 0.9 | 5.4 | -0.6 | 17.5 | 15.6 | -0.3 | -7.8 | 3.9 | 0.2 | 5.7 | 5.3 | 9.3 | 2 | 6.7 | -3.4 | 0 | -7.1 | 7.3 | 0.1 | 10.3 | -5.9 | -5.7 | -15.1 | 19.2 | 1.1 | 9.7 | -1.3 | 1.2 | -5.1 | 6.7 | -3.5 | 5.1 | 1.7 | 5 | -0.4 | 6.5 | -1.3 | 13.3 | 7.6 | 6 | 5 | 5.4 | 0.9 | 10.4 | 6.7 | 10.2 | 6.2 | 7.3 | 4.2 | 4 | 0 | 11.7 | 8 | 12.6 | 4.5 | 0.3 | -2.6 | 13.1 | 11.9 | 13.2 | 11.7 | 5.7 | -2.8 | 13.4 | 9.7 | 13.1 | -7.5 | 12.2 | 7.4 | 19.5 | 16.2 | 17.5 | 9.9 | 4.3 | -0.6 | 5.7 | 0.1 | 0.2 | -0.6 | 9.3 | 4.4 | -0.1 | -3.8 | 9.3 | 4.8 | 12.4 | 4.7 | -4.8 | -8.6 | -0.3 | -7.4
-3 | -6 | -1.7 | -10.3 | 14 | 12.3 | 12.1 | 6.3 | 1.4 | -6.2 | 18.6 | -1.8 | 3 | 2 | 11.1 | 6.8 | 13.5 | 11.1 | 12.8 | 10.2 | 9.7 | 4.9 | 8.6 | 3.1 | 1.8 | -6.9 | 11 | -3.4 | 15 | 10 | 20.1 | 16.1 | 22.8 | 16.1 | 4.2 | 2.6 | 19.2 | 11.9 | 1.4 | -3.8 | 23 | 16.3 | 2.6 | -5.4 | 3.6 | -5.9 | 16.5 | 3.8 | 9.4 | 2.9 | 18.2 | 1.7 | 5.5 | -0.2 | 13.4 | 8.6 | 16.5 | 10.9 | 3.2 | -4.1 | -3 | -8 | -9.6 | -11.3 | 6.3 | 5.6 | 2.5 | -0.4 | 0.8 | -3.2 | -0.8 | -4.2 | 0.5 | -3.4 | 3.9 | 0.8 | 3.1 | -1.8 | 6.8 | 1 | 5.1 | -0.7 | 16.7 | 15.3 | -1.4 | -7.9 | 3.5 | 0.5 | 6.1 | 5.7 | 10.1 | 3.2 | 6.6 | -1.5 | 0.4 | -6.7 | 6.6 | 2.3 | 10.6 | -4.8 | -6.5 | -15.8 | 19.5 | 1.9 | 8.6 | -0.8 | 1.3 | -5.1 | 5.4 | -3.3 | 4.1 | 1.8 | 5.4 | 0.5 | 6.3 | -0.8 | 12.5 | 7.7 | 5 | 4 | 5.5 | 1.1 | 9.9 | 6.1 | 9 | 4 | 5.9 | 2.6 | 3 | -2 | 11.5 | 8.4 | 12.4 | 4.4 | 0.5 | -2.1 | 11.9 | 10.6 | 12.7 | 10.9 | 4.5 | -2.2 | 12.9 | 10.3 | 12 | -8.6 | 11.3 | 6.9 | 19.4 | 16.4 | 16.9 | 10.6 | 4.8 | -1.3 | 5.4 | 0.1 | 0.1 | -0.8 | 8.2 | 4.2 | 0.1 | -3.7 | 6.9 | 2.8 | 10.6 | 2.5 | -5 | -9.1 | -0.1 | -7.4
-2 | -5 | -1.9 | -10.1 | 12.7 | 11.2 | 10.6 | 6.1 | 1.2 | -6 | 17.7 | -0.8 | 2 | 1 | 10.5 | 6.7 | 13.1 | 10.3 | 12.4 | 9.8 | 9.9 | 5.3 | 7.9 | 3 | 1.4 | -6.8 | 9.8 | -3.9 | 16 | 11 | 20 | 16 | 22.8 | 16.2 | 4.5 | 3.5 | 18.2 | 12.6 | 1.4 | -3.1 | 22.6 | 16.1 | 1.8 | -6 | 3.1 | -5.2 | 16.8 | 4.3 | 9.3 | 4 | 15.7 | 2.4 | 5.6 | 1.1 | 13 | 9.1 | 16.1 | 11.7 | 2.4 | -4.9 | -3 | -7 | -10.3 | -11.6 | 6.2 | 5.3 | 2.8 | -1 | 1.3 | -2.8 | -0.4 | -3.6 | -0.8 | -4 | 4.5 | 1.4 | 2.7 | -2.4 | 6.6 | 0.6 | 5.1 | -0.6 | 16.1 | 15.2 | -2.2 | -8.3 | 3.2 | 0.4 | 6.9 | 6.3 | 11.1 | 4.4 | 5.4 | 1.8 | 0.5 | -6.9 | 7.6 | 3.9 | 10 | -4.2 | -7.5 | -15.3 | 20.7 | 2.3 | 8.5 | 0.3 | 1.4 | -4.3 | 4.7 | -3.8 | 3.4 | 1.6 | 6.1 | 1.2 | 5.6 | -1.3 | 11.9 | 7.6 | 3 | 2 | 5.9 | 1.2 | 9.6 | 5.8 | 8.1 | 1.2 | 4.8 | 1.9 | 2 | -6 | 11.2 | 8.6 | 12 | 5.8 | 0.8 | -1.6 | 10.8 | 9.2 | 12.3 | 10.3 | 4.2 | -1.5 | 13.6 | 10.9 | 11 | -10.1 | 10.6 | 6.4 | 19 | 16.7 | 16.4 | 11 | 5.8 | -1.6 | 5.1 | 0.1 | 0 | -1 | 8 | 3.9 | 0.2 | -3.7 | 5 | 0.9 | 9.2 | 1.3 | -5.1 | -9.4 | 0 | -7.5
-2 | -6 | -2 | -9.6 | 12 | 10.2 | 9.7 | 5.6 | 1.6 | -5 | 17.6 | -0.1 | 2 | 1 | 10 | 6.6 | 13 | 10 | 11.9 | 9.6 | 10 | 6.4 | 7.5 | 2.9 | 1.8 | -6.7 | 9.4 | -4.3 | 16 | 12 | 20 | 15.9 | 22.8 | 16.3 | 5.2 | 4.4 | 17.8 | 12.8 | 1.4 | -2.4 | 22.3 | 15.9 | 1.3 | -6.5 | 2.9 | -3.7 | 17 | 4.9 | 9.1 | 5 | 15.9 | 2 | 5.7 | 1.6 | 12.8 | 9.9 | 16.1 | 12.2 | 1.9 | -5.7 | -4 | -8 | -10.8 | -11.9 | 5.9 | 5 | 2.3 | -0.9 | 1.8 | -2.3 | -0.1 | -3.2 | -1.9 | -4.7 | 4.9 | 2.2 | 2.6 | -2.7 | 6.1 | 0.5 | 5.3 | -0.3 | 15.7 | 15.1 | -2.6 | -8 | 2.9 | 0.1 | 7.6 | 6.9 | 11.8 | 5.4 | 5.3 | 1.4 | 0.4 | -7.1 | 8.3 | 5.7 | 10.4 | -3.8 | -8 | -15.4 | 21.2 | 2.6 | 8.4 | 0.9 | 1.8 | -3.9 | 4.1 | -4.4 | 3.2 | 1.3 | 6.8 | 1.8 | 5.2 | -1.6 | 11.4 | 7.2 | 2 | 0 | 6.3 | 1.2 | 9.4 | 5.5 | 6.9 | 0.5 | 4.1 | 1.3 | 0 | -6 | 10.9 | 8.5 | 11.7 | 6.3 | 1.1 | -1.3 | 9.9 | 8 | 12.2 | 10.1 | 3.8 | -0.9 | 14.4 | 11.6 | 10.5 | -11.3 | 10.2 | 6.2 | 18.9 | 16.9 | 16 | 10.9 | 6.5 | -2 | 5 | 0.1 | -0.1 | -1.2 | 7.3 | 3.9 | 0.2 | -3.7 | 3.5 | -0.8 | 8.5 | 1.3 | -5 | -8.9 | 0.1 | -7.5
-1 | -4 | -2.4 | -8.8 | 10.2 | 7.9 | 8.4 | 4.8 | 2.6 | -3.4 | 17.4 | 1.4 | 2 | 1 | 9.5 | 6.3 | 12.6 | 9.5 | 11.4 | 9.3 | 10.5 | 7.5 | 7.5 | 2.8 | 2.7 | -7.1 | 8.4 | -5.2 | 15 | 13 | 20.2 | 15.5 | 22.8 | 16.5 | 7 | 6.2 | 17.7 | 12.8 | 1.9 | -1 | 21.5 | 15.4 | 1.1 | -7.6 | 3.5 | -2 | 17.5 | 6.3 | 9.8 | 6.7 | 15.2 | 2.4 | 6 | 1.9 | 13.3 | 11.2 | 16.6 | 13.4 | 0.9 | -7.6 | -5 | -7 | -11 | -11.8 | 5.2 | 4.5 | 1.5 | -1.3 | 2.7 | -1.5 | 0.7 | -2.4 | -3.7 | -5.8 | 6.3 | 3.9 | 2.4 | -3.5 | 5.2 | 0.6 | 5.1 | 0.4 | 15.4 | 14.9 | -3.1 | -7.7 | 2.8 | -0.3 | 8.9 | 8.1 | 12.6 | 6.8 | 5.3 | 1.9 | -0.4 | -6.8 | 10.6 | 8.2 | 10.9 | -3 | -8.3 | -15.6 | 21.4 | 3 | 8.4 | 1.4 | 2.8 | -3 | 3.2 | -6.1 | 2.9 | 0.9 | 7.8 | 3.1 | 4.3 | -2.8 | 10.8 | 6.3 | 0 | -5 | 7 | 1.6 | 9.4 | 5 | 5.4 | 0.1 | 3.2 | 0.4 | -1 | -6 | 10.2 | 8.4 | 11.7 | 5.9 | 1.9 | -0.5 | 8.4 | 5.8 | 12.3 | 10.5 | 3.4 | -0.2 | 15.6 | 12.8 | 8.9 | -13.1 | 9.8 | 6.1 | 18.9 | 17 | 15.3 | 10.3 | 7.9 | -2.5 | 4.8 | 0.3 | -0.4 | -1.6 | 6.5 | 3.4 | 0.9 | -3.5 | 1.5 | -3.6 | 7.6 | 1.5 | -4.7 | -8.4 | 0.3 | -7.7
0 | -3 | -2.7 | -8.5 | 9.4 | 6.7 | 7.6 | 4.3 | 2.9 | -2.8 | 17 | 1.9 | 2 | 1 | 9 | 6.1 | 12.3 | 8.9 | 11.2 | 9.2 | 11 | 8.3 | 7.2 | 2.8 | 3 | -7.6 | 8 | -6.1 | 15 | 14 | 20.2 | 15.3 | 22.5 | 16.8 | 7.9 | 7.2 | 16.8 | 12.6 | 2.1 | -0.3 | 21.2 | 15.2 | 0.6 | -8.2 | 3.4 | -1.7 | 17.1 | 7.2 | 10.2 | 7.5 | 14 | 2.8 | 6.1 | 2.1 | 13.1 | 11.3 | 16.9 | 14.1 | 0.2 | -8.6 | -5 | -8 | -11.4 | -12.1 | 4.7 | 4.1 | 1.2 | -1.4 | 3.2 | -1.1 | 1 | -2 | -4.9 | -6.8 | 7.2 | 4.9 | 2.3 | -4 | 4.8 | 0.7 | 5 | 0.8 | 15.4 | 15 | -3.5 | -8 | 2.5 | -1 | 9.1 | 7.9 | 12.9 | 7.6 | 5.2 | 2.1 | -0.9 | -6.6 | 11.7 | 9.4 | 11.3 | -2.6 | -8.4 | -15.4 | 20.9 | 3.4 | 8.2 | 1.6 | 3.2 | -2.5 | 2.7 | -6.4 | 2.6 | 0.6 | 8.4 | 4 | 4.2 | -3.2 | 10.3 | 6 | -1 | -7 | 7.3 | 1.2 | 9.4 | 4.9 | 4.9 | 0 | 2.8 | 0.1 | -2 | -7 | 10.1 | 8.3 | 11.4 | 5.6 | 2 | -0.3 | 7.7 | 4.9 | 12.2 | 10.5 | 3.1 | -0.1 | 16.1 | 13.3 | 7.4 | -14.1 | 10 | 5.8 | 18.9 | 17 | 14.5 | 9.9 | 8.5 | -3 | 4.4 | 0.1 | -0.5 | -1.9 | 6 | 3.1 | 1.2 | -3.4 | 0.5 | -5.1 | 7.3 | 1.6 | -4.6 | -8.2 | 0.3 | -8.3
1 | -1 | -2.9 | -8.3 | 8.5 | 5.4 | 6.8 | 3.7 | 3.1 | -2.1 | 16.2 | 2.4 | 2 | 1 | 8.4 | 5.8 | 12.1 | 8.4 | 10.9 | 9.2 | 11.3 | 9 | 6.8 | 2.7 | 3.2 | -8.2 | 7.3 | -6.3 | 15 | 14 | 20.1 | 15.1 | 22.1 | 17.2 | 8.9 | 8.4 | 16.3 | 12.5 | 2.1 | 0.2 | 20.8 | 14.6 | 0 | -9 | 3.5 | -1.2 | 16.3 | 7.7 | 10.2 | 7.9 | 13.2 | 3.1 | 6.2 | 2.4 | 12.7 | 11.3 | 17 | 14.7 | -0.6 | -10 | -5 | -8 | -12 | -12.6 | 4.1 | 3.6 | 0.8 | -2 | 3.7 | -0.7 | 1.2 | -1.7 | -5.6 | -7.5 | 8 | 6 | 1.9 | -4.2 | 4.4 | 0.8 | 4.9 | 1.4 | 15.6 | 15.3 | -4 | -8.1 | 2.1 | -1.5 | 9 | 8.1 | 13.2 | 8.3 | 4.9 | 2.1 | -1.7 | -6.8 | 12.3 | 10.4 | 11.2 | -2 | -8.5 | -15.4 | 21.2 | 3 | 7.4 | 1.6 | 3.3 | -2.1 | 2.2 | -6.8 | 2.3 | 0.2 | 8.9 | 4.7 | 3.2 | -3.9 | 9.7 | 5.7 | -3 | -7 | 6.7 | 1.3 | 9.2 | 5.1 | 4 | -0.3 | 2.1 | -0.5 | -2 | -7 | 9.8 | 8.2 | 10.2 | 5.9 | 1.8 | -0.3 | 7 | 4 | 12 | 10.6 | 2.1 | -0.3 | 16.9 | 13.9 | 5.8 | -15.5 | 10 | 5.7 | 18.6 | 17.1 | 13 | 9.4 | 9.3 | -3.4 | 3.7 | 0.4 | -0.6 | -2.2 | 5.8 | 2.8 | 1.5 | -3.5 | -0.5 | -6.3 | 7 | 1.7 | -4.4 | -7.9 | 0.2 | -8.1
2 | 1 | -3.5 | -8.4 | 7.5 | 4.1 | 6 | 3.3 | 3.1 | -1.2 | 15.1 | 3 | 2 | 1 | 7.7 | 5.3 | 11.8 | 8.3 | 10.7 | 9.1 | 11.7 | 9.7 | 6.2 | 2.4 | 2.9 | -9 | 6.6 | -6.8 | 14 | 14 | 20 | 15 | 21.8 | 17.5 | 9.9 | 9.6 | 15.2 | 12.5 | 2.3 | 0.9 | 20.8 | 14 | -1.1 | -9.2 | 2.6 | -1.6 | 15.6 | 8.1 | 10.1 | 8.2 | 11.8 | 4.1 | 6.3 | 2.6 | 13.5 | 12.5 | 16.6 | 15 | -1.6 | -10.8 | -6 | -8 | -12.9 | -13.3 | 3.4 | 3 | 0.2 | -2.4 | 4.2 | -0.2 | 1.4 | -1.5 | -5.9 | -8 | 8.5 | 7 | 1.1 | -5.2 | 3.9 | 0.8 | 4.6 | 1.9 | 14.9 | 14.7 | -4.7 | -8.6 | 1.6 | -2.3 | 9.3 | 8.3 | 13.5 | 9 | 4.8 | 2.3 | -2.2 | -6.2 | 13.6 | 11.2 | 10.8 | -1.7 | -8.6 | -15.8 | 20.9 | 3.1 | 6.1 | 1.5 | 3.2 | -1.8 | 1.6 | -7.6 | 1.9 | -0.5 | 9.5 | 5.8 | 2 | -4.8 | 9 | 5.6 | -4 | -7 | 6.1 | 1.2 | 8.8 | 5.1 | 3.6 | -0.5 | 1.6 | -0.3 | -1 | -6 | 9.6 | 8.1 | 9.8 | 5.8 | 1.7 | -0.1 | 6.4 | 3.3 | 11.9 | 10.5 | 1.5 | -0.2 | 17.5 | 14.4 | 3.8 | -16.3 | 9.7 | 5.5 | 18.3 | 17.1 | 12 | 8.8 | 10.1 | -4.5 | 2.7 | -0.5 | -1.1 | -2.5 | 5.2 | 2.5 | 1.8 | -3.4 | -1.8 | -8.3 | 6.9 | 1.9 | -4.3 | -7.6 | 0 | -8.2
1 | 0 | -3.4 | -7.8 | 6.5 | 2.7 | 5.1 | 2.9 | 3 | -0.4 | 13.7 | 3.3 | 2 | 1 | 7.3 | 5.1 | 11.2 | 7.1 | 10.5 | 9.2 | 12.1 | 10.3 | 5.4 | 2.2 | 3 | -9.9 | 5.7 | -8.1 | 14 | 14 | 20 | 15.2 | 21.6 | 18.2 | 11.2 | 11 | 14.6 | 12.4 | 1.7 | 0.7 | 20.5 | 12.8 | -2.4 | -9.7 | 1.7 | -1.6 | 13.6 | 7.5 | 10.6 | 9.2 | 10.8 | 5 | 6 | 2.7 | 14.4 | 13.7 | 15.4 | 14.4 | -2.4 | -11.8 | -6 | -9 | -12.9 | -14.4 | 3.2 | 2.2 | 0.1 | -2.7 | 4.9 | 0.1 | 1.7 | -1.2 | -6.7 | -8.2 | 9.2 | 8 | 0.3 | -6.5 | 3.3 | 0.7 | 4.4 | 2.4 | 13.9 | 13.8 | -5.6 | -9.4 | 1.6 | -3.2 | 9.5 | 8.5 | 13.9 | 10.3 | 3.9 | 2 | -2 | -5.6 | 14.6 | 11.5 | 10.2 | -1.4 | -8 | -14.9 | 20.4 | 3.2 | 7.5 | 1.9 | 3.9 | -1.1 | 1 | -7.4 | 1.5 | -0.6 | 10 | 6.6 | 2.6 | -4.6 | 8.2 | 5.4 | -2 | -5 | 6.3 | 2 | 8.6 | 5.1 | 2.2 | -0.7 | 1 | -0.5 | -2 | -8 | 9.4 | 8 | 7.7 | 4.9 | 1.5 | 0.2 | 5.1 | 2.3 | 11.1 | 9.7 | 1 | -0.2 | 18.1 | 15.4 | 4 | -15 | 8.8 | 5.3 | 18.5 | 17.1 | 11 | 8.3 | 9.6 | -4.2 | 1 | -1.5 | -0.9 | -2.8 | 4.3 | 2.3 | 1.7 | -3.4 | -3.6 | -10.9 | 6.8 | 2.1 | -4.2 | -7.6 | -0.4 | -8.9
1 | 0 | -4.1 | -7.5 | 5.4 | 1.3 | 4.1 | 2.6 | 2.4 | 0.1 | 14.4 | 4.4 | 2 | 1 | 7 | 5 | 10.9 | 7.1 | 10.2 | 9.3 | 12.9 | 11 | 4.5 | 2 | 3.1 | -12 | 6 | -7.6 | 13 | 13 | 19.5 | 15.1 | 21.3 | 18.5 | 12.8 | 12.7 | 12.6 | 11.3 | 1.7 | 1.2 | 19.8 | 10.8 | -4.1 | -11 | 1.4 | -0.9 | 12 | 4.6 | 10.9 | 9.9 | 9.8 | 5.5 | 5.6 | 2.5 | 14.2 | 13.9 | 15.7 | 15.2 | -3.1 | -11.4 | -6 | -9 | -12.6 | -16.2 | 3.2 | 1.3 | -0.2 | -3 | 5.7 | 0.4 | 1.9 | -0.8 | -7.1 | -8.8 | 9.9 | 9.5 | -1.5 | -6.6 | 2.7 | 0.6 | 4.1 | 2.8 | 13.6 | 13.5 | -5.2 | -8.9 | 1.9 | -2.8 | 9.8 | 8.7 | 14.4 | 11.8 | 2.2 | 1.2 | -4.3 | -6.2 | 16.1 | 12 | 10.3 | 1.3 | -7.2 | -14.3 | 19.2 | 3.7 | 6 | 2.1 | 4.6 | -0.3 | 0.5 | -7.5 | 1.1 | -0.7 | 11.1 | 7.5 | 2.6 | -6.1 | 7.3 | 5.3 | -1 | -5 | 8.6 | -0.3 | 8 | 6 | 1.8 | -1.4 | 0.5 | -1.8 | -3 | -8 | 8.6 | 7.4 | 6 | 4.6 | 1.2 | 0.4 | 3.5 | 1.1 | 10.8 | 9.5 | 0.5 | -0.1 | 18.3 | 15.5 | -0.1 | -17 | 9.1 | 5.2 | 17.4 | 16.7 | 9.9 | 7.7 | 10.1 | -5.1 | -1.2 | -2.4 | -1 | -2.6 | 4.3 | 2 | 2 | -2.9 | -3.9 | -7.9 | 6.7 | 2.4 | -3.9 | -7 | 0.6 | -7.9
2 | 1 | -4.4 | -7.8 | 8.3 | 1.2 | 6.3 | 4 | 1.5 | 0.5 | 15.5 | 5.4 | 1 | 0 | 6.7 | 5 | 12.2 | 2.8 | 10 | 9.4 | 13.3 | 12.2 | 5 | 2.2 | 3.3 | -8.9 | 6.7 | -8.2 | 16 | 13 | 20 | 13.9 | 21.7 | 19.4 | 14.4 | 14.4 | 12.2 | 12.2 | 2.2 | 2.2 | 20 | 11.7 | -1.5 | -9.6 | 1.7 | 0 | 9.4 | 3.9 | 11.7 | 10.6 | 10 | 6.1 | 5 | 2.2 | 15 | 15 | 18.3 | 18.3 | -2.8 | -12.8 | -6 | -9 | -12.2 | -17.2 | 3.3 | 0 | -0.6 | -3.9 | 6.7 | 0.6 | 2.2 | -0.6 | -6.7 | -8.3 | 10.6 | 10 | 1.1 | -8.3 | 2 | 0.4 | 4.3 | 3.4 | 16.1 | 16.1 | -4.4 | -8.2 | 2.8 | -3.9 | 9.4 | 7.8 | 15 | 13.3 | 1.1 | 0.6 | -2.8 | -5 | 17.8 | 11.7 | 10.4 | 4.1 | -6.1 | -14.4 | 20.6 | 3.9 | 8.9 | 2.8 | 5.6 | 0.6 | 0 | -8.9 | 0.6 | -1.1 | 12.2 | 8.3 | 2.8 | -3.3 | 8.7 | 5.8 | 0 | -4 | 8.9 | -0.6 | 7.2 | 6.1 | 1.7 | -0.6 | 0 | -2.2 | -2 | -6 | 8.3 | 7.2 | 3.9 | 3.9 | 1.5 | 0.9 | 1.7 | 0 | 12.2 | 11.1 | 0 | 0 | 20 | 16.7 | 3.9 | -14.4 | 7.2 | 5 | 17.8 | 17.2 | 12.2 | 9.4 | 8.9 | -3.9 | 0 | -1.1 | -1.1 | -3.3 | 4.4 | 2.2 | 2.8 | -2.2 | -3.9 | -8.9 | 6.7 | 2.8 | -3.5 | -6.7 | 2 | -7.5
2 | 1 | -3.9 | -7.8 | 12.2 | 1.5 | 9.2 | 5.6 | 0.6 | 0 | 17.2 | 5.6 | 2 | 1 | 10.2 | 6.2 | 12.8 | 2.8 | 10 | 9.3 | 13.9 | 12.2 | 7.6 | 2.7 | 6.1 | -9.4 | 7.8 | -9.4 | 18 | 14 | 22.2 | 14.4 | 23.9 | 19.4 | 17.2 | 14.9 | 16.1 | 13.9 | 3.3 | 3.3 | 21.7 | 12.2 | 2.1 | -8.4 | 4.4 | 2.8 | 8.9 | 3.3 | 13.3 | 11.7 | 12.2 | 7.2 | 6.9 | 3.3 | 17.8 | 17.2 | 21.1 | 19.4 | -1.1 | -13.9 | -4 | -7 | -10 | -14.8 | 5.3 | 0.5 | -0.6 | -3.9 | 7.4 | 0.8 | 1.8 | -0.5 | -4.4 | -7.8 | 10.6 | 10 | 3.9 | -9.4 | 1.9 | 0.3 | 4.6 | 3.3 | 18.9 | 17.8 | -3.3 | -8.3 | 5.6 | -2.2 | 12.2 | 7.8 | 16.1 | 13.4 | 3.9 | 3.9 | -0.6 | -3.3 | 17.8 | 11.1 | 10.6 | 6.1 | -3 | -10.8 | 22.2 | 5 | 12.8 | 0.6 | 7.8 | 1.2 | 1.1 | -7.7 | 1 | -1.2 | 12.8 | 8.9 | 1.7 | -1.1 | 10.8 | 6.4 | 0 | -5 | 8.3 | 0 | 6.1 | 4.4 | 3.9 | -1.1 | 0 | -2.2 | -1 | -6 | 8.9 | 6.7 | 10 | 6.1 | 1.8 | 1.2 | 5 | 0 | 15.6 | 13.3 | 0 | -0.6 | 22.2 | 17.2 | 7.8 | -16.1 | 12.2 | 5 | 18.9 | 17.8 | 15.6 | 11.4 | 10 | -2.8 | 5.6 | 2.8 | -1.1 | -2.8 | 5 | 2.8 | 3.3 | -2.2 | -2.2 | -7.8 | 12.4 | 5.6 | -3.3 | -7.2 | 3.3 | -8.3
1 | 1 | -3.9 | -7.2 | 16.1 | 1.1 | 12.2 | 7.2 | 1.1 | 0.7 | 20.2 | 6.6 | 3 | 2 | 13.7 | 6.8 | 13.9 | 0.6 | 10 | 9.1 | 13.9 | 12.8 | 10.2 | 2.8 | 8.9 | -10.6 | 11.1 | -7.7 | 21 | 14 | 22.8 | 14.4 | 25.6 | 19.4 | 20 | 14.6 | 20.6 | 14.4 | 5 | 5 | 22.8 | 12.2 | 5.6 | -9.4 | 6.7 | 3.9 | 10 | 3.3 | 15 | 12.8 | 13.9 | 7.8 | 8.7 | 4.5 | 21.1 | 18.3 | 23.3 | 20 | 0 | -15 | -3 | -7 | -7.8 | -13.2 | 7.4 | 1 | 0.6 | -3.3 | 8.2 | 1.1 | 1.5 | -0.4 | -1.7 | -6.1 | 11.7 | 10.6 | 6.7 | -9.4 | 1.7 | 0 | 5 | 3.3 | 21.1 | 17.8 | -1.1 | -6.4 | 8.9 | -3.9 | 13.9 | 7.2 | 17.2 | 13.6 | 6.1 | 3.9 | 1.7 | -2.2 | 18.3 | 16.7 | 13 | 6.6 | 0.2 | -8.2 | 23.3 | 5 | 15.6 | -0.6 | 10 | 1.9 | 2.2 | -7.6 | 1.3 | -1.9 | 14.4 | 10 | 1.1 | -1.7 | 12.8 | 6.7 | 1 | -3 | 10 | 1.1 | 6.7 | 3.9 | 6.1 | 0.6 | 0.6 | -2.2 | 0 | -6 | 11.1 | 7.2 | 13.9 | 5.6 | 2.2 | 1.7 | 8.4 | -0.5 | 17.2 | 13.3 | 0 | -0.6 | 23.9 | 17.2 | 9.4 | -16.7 | 15 | 5 | 20 | 18.3 | 18.9 | 13.3 | 12.8 | -2.8 | 10 | 2.2 | -1.1 | -2.2 | 5.6 | 2.8 | 4.4 | -2.2 | 0 | -6.7 | 18.2 | 7.6 | -2.6 | -6.3 | 5.7 | -7.3
2 | 0 | -3.3 | -6.7 | 18.3 | 3 | 16.3 | 8.6 | 1.7 | 1.5 | 23.1 | 6.4 | 4 | 2 | 17.2 | 6.7 | 15.6 | 1.7 | 10 | 8.9 | 13.9 | 12.8 | 12.8 | 2.2 | 10.6 | -8.9 | 14.5 | -7.3 | 23 | 14 | 23.9 | 13.9 | 27.2 | 19.4 | 22.8 | 13.9 | 22.8 | 14.4 | 6.1 | 6.1 | 24.4 | 12.2 | 7.4 | -8.4 | 8.9 | 3.3 | 11.1 | 2.8 | 16.1 | 12.8 | 16.1 | 8.9 | 10.6 | 5.6 | 22.8 | 17.2 | 25 | 20.6 | 1.1 | -12.8 | -2 | -6 | -5.6 | -12.2 | 9.4 | 1.1 | 1.7 | -3.3 | 8.9 | 1.1 | 1.1 | -0.6 | 0.6 | -5.6 | 12.2 | 11.7 | 8.3 | -11.1 | 1.9 | 0.1 | 6.1 | 3.9 | 22.8 | 18.3 | 1.1 | -5.5 | 11.1 | -2.8 | 15.6 | 4.4 | 18.3 | 13.3 | 7.8 | 3.9 | 5 | -1.7 | 16.7 | 12.8 | 15.4 | 6.4 | 3.3 | -6.7 | 24.4 | 4.4 | 16.1 | -4.4 | 12.2 | 2.2 | 3.3 | -8.9 | 1.7 | -2.8 | 16.1 | 11.1 | 0.6 | -2.2 | 15.6 | 6.6 | 2 | -2 | 7.8 | 4.4 | 6.1 | 4.4 | 7.2 | -1.7 | 1.1 | -2.2 | 1 | -5 | 12.2 | 6.7 | 15.6 | 5 | 3.5 | 1.7 | 11.7 | -3.3 | 21.7 | 13.3 | 0.6 | -0.6 | 26.1 | 17.2 | 12.2 | -16.7 | 16.7 | 5 | 22.2 | 18.3 | 21.7 | 13.9 | 15.6 | -3.3 | 12.2 | 0.6 | -0.6 | -2.8 | 7.8 | 3.3 | 5.6 | -1.7 | 0.6 | -3.3 | 23.9 | 8.3 | -1.8 | -5.8 | 8.2 | -7.4
2 | 0 | -2.8 | -5.6 | 20.6 | 5.4 | 20.3 | 9 | 2.2 | 2.2 | 26.1 | 6.1 | 6 | 2 | 19.1 | 6.3 | 15 | 5 | 10.6 | 9.7 | 13.9 | 12.8 | 13 | 3.1 | 11.7 | -9.4 | 17.8 | -8.9 | 24 | 10 | 24.4 | 13.3 | 28.3 | 19.4 | 24.5 | 13.4 | 24.4 | 13.9 | 7.2 | 6.1 | 25 | 12.2 | 9.3 | -9.1 | 10.6 | 2.8 | 11.7 | 2.8 | 18.3 | 13.3 | 18.9 | 9.4 | 12.1 | 6.4 | 23.3 | 17.2 | 25.6 | 20.6 | 1.7 | -11.1 | -1 | -5 | -4.1 | -10.8 | 9.8 | 0.7 | 3.3 | -2.8 | 9.1 | 1.7 | 1.1 | -0.4 | 2.2 | -5.6 | 12.8 | 12.2 | 10 | -9.4 | 2 | -0.1 | 7.2 | 4.5 | 23.9 | 17.2 | 3.3 | -5.6 | 12.8 | -4.4 | 17.2 | 3.9 | 18.7 | 13.6 | 8.3 | 3.3 | 7.8 | -1.1 | 20.6 | 12.2 | 17.8 | 6.1 | 5 | -7.2 | 25 | 4.4 | 16.7 | -4.4 | 13.7 | 2.9 | 4.4 | -8 | 2.2 | -1.9 | 18.9 | 14.4 | 1.1 | -3.9 | 18.3 | 5.9 | 3 | -5 | 8.3 | 3.9 | 6.7 | 5 | 7.8 | -5 | 1.1 | -2.8 | 2 | -3 | 13.3 | 6.7 | 16.1 | 5 | 4.8 | 1.8 | 14.3 | -1.2 | 22.2 | 12.8 | 0.6 | -0.6 | 26.7 | 17.8 | 16.7 | -13.9 | 18.9 | 5.6 | 22.2 | 17.8 | 24.4 | 14.2 | 17.2 | -6.1 | 13.9 | 1.1 | -0.6 | -2.8 | 7.8 | 2.8 | 7.2 | -0.6 | 1.7 | -5.6 | 26.1 | 7.7 | -1.1 | -6.1 | 10.6 | -10
2 | -1 | -2.2 | -5 | 22.8 | 7.2 | 24.4 | 8.9 | 2.8 | 2.8 | 28.5 | 6.6 | 8 | 2 | 20.9 | 4.9 | 15.6 | 8.3 | 11.1 | 10.4 | 14.4 | 12.8 | 13.1 | 3.8 | 13.3 | -9.4 | 18.9 | -9 | 24 | 11 | 25 | 13.9 | 28.9 | 20.6 | 26.1 | 12.2 | 26.1 | 13.9 | 8.9 | 6.1 | 25.6 | 11.7 | 11.1 | -11.1 | 12.2 | 3.3 | 12.8 | 2.2 | 20 | 13.9 | 20 | 10 | 13.5 | 7.1 | 25 | 16.7 | 25.6 | 21.1 | 2.2 | -11.7 | -1 | -4 | -2.6 | -10.4 | 10.2 | 0.5 | 5.6 | -1.7 | 9.2 | 1.8 | 1.1 | -0.4 | 3.9 | -5.6 | 14.4 | 12.8 | 11.7 | -8.9 | 2.2 | 0 | 8.3 | 5 | 24.4 | 17.2 | 4.4 | -4.8 | 15 | -5.6 | 18.9 | -3.3 | 19 | 13.7 | 8.9 | 3.9 | 9.4 | -1.7 | 22.8 | 12.8 | 19.3 | 5.4 | 6.6 | -9.4 | 26.1 | 3.9 | 15.6 | -7.2 | 15.2 | 3.7 | 5.6 | -8.4 | 2.8 | -1.4 | 17.8 | 13.3 | 2.2 | -3.3 | 21.1 | 3.9 | 3 | -5 | 9.4 | 3.3 | 8.9 | 5 | 8.3 | -2.2 | 1.7 | -2.8 | 3 | -3 | 14.4 | 5.6 | 17.2 | 5 | 6.1 | 1.7 | 16.8 | 0 | 23.3 | 10 | 0.6 | -1.1 | 27.8 | 17.2 | 18.9 | -11.7 | 20.6 | 5 | 23.3 | 17.8 | 27.2 | 13.9 | 17.2 | -6.7 | 14.4 | 1.1 | -0.6 | -2.8 | 9.4 | 2.2 | 7.8 | -1.1 | 2.2 | -5.6 | 28.4 | 6.5 | -1.1 | -5.5 | 12.4 | -6.7
2 | -1 | -2.2 | -4.4 | 23.7 | 7.8 | 25.3 | 8.8 | 3.3 | 3.3 | 30.9 | 6.1 | 8 | 3 | 22.8 | 3.3 | 16.1 | 6.7 | 11.7 | 11.1 | 13.9 | 12.8 | 13.3 | 4.4 | 13.3 | -8.9 | 20 | -11.2 | 24 | 11 | 23.3 | 14.4 | 29.4 | 21.1 | 27.8 | 11.1 | 27.2 | 12.2 | 11.7 | 5 | 25 | 12.2 | 12 | -9.7 | 13.3 | 3.3 | 13.9 | 2.2 | 22.8 | 13.3 | 21.7 | 10.6 | 15 | 7.8 | 25.6 | 17.8 | 26.7 | 21.7 | 3.3 | -11.1 | 0 | -4 | -1.1 | -11.1 | 10.6 | 0 | 6.7 | -3.3 | 9.4 | 2.2 | 1.1 | -0.6 | 5 | -3.9 | 16.7 | 15 | 12.8 | -10.6 | 2.2 | 0 | 7.2 | 5.2 | 23.3 | 18.3 | 5.6 | -5 | 16.7 | -6.7 | 20 | -0.6 | 19.4 | 13.9 | 10 | 2.8 | 10.6 | -2.2 | 24.4 | 13.3 | 20.7 | 3.9 | 8.3 | -15 | 26.1 | 3.9 | 17.2 | -7.2 | 16.7 | 4.4 | 6.7 | -10 | 3.3 | -1.1 | 18.3 | 14.4 | 2.8 | -3.3 | 20.5 | 5.3 | 3 | -5 | 8.9 | 1.7 | 10.6 | 4.4 | 9.4 | -1.1 | 2.2 | -2.2 | 3 | -3 | 15 | 6.1 | 18.3 | 5.6 | 7.6 | 1.9 | 19.4 | 1.7 | 24.4 | 10 | 0 | -0.6 | 27.2 | 17.8 | 21.1 | -11.1 | 21.1 | 4.4 | 23.3 | 17.8 | 27.9 | 13.5 | 18.3 | -7.2 | 15 | 0.6 | -0.6 | -2.2 | 10 | 1.1 | 7.8 | 0 | 3.3 | -5 | 30.6 | 4.4 | -1.1 | -5.5 | 14.3 | -4.8
3 | -1 | -1.7 | -4.4 | 24.7 | 8.3 | 26.3 | 8.8 | 3.9 | 3.9 | 33.3 | 5.6 | 9 | 3 | 23.3 | 2.7 | 16.7 | 4.4 | 11.9 | 11.3 | 13.9 | 12.2 | 12.9 | 4.9 | 13.9 | -8.9 | 21.1 | -13.9 | 23 | 12 | 23.9 | 15 | 29.4 | 21.7 | 27.4 | 10.6 | 27.8 | 11.7 | 15.6 | 4.4 | 25.6 | 12.2 | 13 | -10.2 | 15 | 3.9 | 15 | 1.7 | 25 | 13.9 | 20.6 | 11.1 | 14.3 | 9.1 | 25.6 | 17.8 | 26.7 | 21.7 | 4.4 | -11.1 | 0 | -3 | -1.3 | -9.6 | 10.4 | -0.4 | 7.8 | -2.2 | 9 | 4.2 | 1.1 | -0.4 | 5 | -3.3 | 18.3 | 15 | 13.9 | -11.1 | 2.2 | 0 | 6.1 | 5.1 | 16.7 | 15.6 | 6.7 | -6.1 | 17.2 | -6.7 | 21.1 | -0.6 | 19 | 14.1 | 12.2 | 2.8 | 12.8 | -2.2 | 27.2 | 12.8 | 22.2 | 2.2 | 8.7 | -13.4 | 26.7 | 4.4 | 16.1 | -7.2 | 18.4 | 5.3 | 6.5 | -7.3 | 3.9 | -1.1 | 20.6 | 15.6 | 3.3 | -2.2 | 20 | 6.7 | 4 | -5 | 10.6 | 0.6 | 9.4 | 5 | 10 | -0.6 | 2.2 | -2.8 | 4 | -3 | 16.7 | 6.1 | 18.9 | 5 | 9.1 | 1.7 | 21.3 | 4 | 25 | 10 | 0 | -0.6 | 26.7 | 17.2 | 23.3 | -8.3 | 20 | 4.4 | 23.9 | 18.3 | 28.7 | 13 | 20 | -7.8 | 15.6 | 1.1 | 0 | -2.2 | 10.6 | 0.6 | 7.8 | -0.6 | 4.4 | -3.9 | 31.1 | 4 | -1.1 | -6.1 | 16.1 | -3.3
3 | -2 | -1.1 | -3.9 | 25.6 | 8.3 | 27.2 | 8.9 | 3.5 | 3.4 | 33.7 | 4.4 | 8 | 2 | 23.9 | 2.7 | 16.1 | 7.2 | 12 | 11.4 | 13.3 | 12.2 | 12.6 | 5.3 | 12.8 | -8.9 | 21.1 | -12.9 | 24 | 13 | 23.9 | 15.6 | 29.4 | 21.7 | 27.1 | 10.8 | 27.8 | 12.8 | 13.9 | 2.2 | 25.6 | 12.2 | 13.9 | -11.7 | 15.6 | 4.4 | 15 | 1.1 | 26.1 | 12.8 | 16.1 | 12.2 | 13.5 | 10.3 | 25 | 16.7 | 25.6 | 21.1 | 4.4 | -11.1 | 0 | -3 | -1.5 | -9.3 | 10.2 | -1.1 | 8.3 | -2.8 | 8.7 | 5.8 | 1.1 | -0.4 | 5 | -3.9 | 20.6 | 15.6 | 14.4 | -8.3 | 2.2 | 0 | 5 | 5 | 18.3 | 16.1 | 7.4 | -5.3 | 17.8 | -2.8 | 22.2 | -0.6 | 18.7 | 14.2 | 15 | 3.9 | 13.9 | -3.9 | 27.2 | 12.8 | 22.6 | -0.7 | 9 | -14.6 | 26.7 | 3.3 | 14.4 | -5.6 | 20 | 6.4 | 6.3 | -5.6 | 4.4 | -1.2 | 18.9 | 16.1 | 3.9 | -3.9 | 19.4 | 7.8 | 5 | -5 | 8.9 | 1.7 | 10 | 2.8 | 10.6 | 1.1 | 3.3 | -2.2 | 3 | -3 | 17.8 | 5.6 | 20.6 | 5.6 | 10.6 | 1.7 | 23.1 | 5.5 | 24.4 | 9.4 | 0 | -0.6 | 26.7 | 16.7 | 23.9 | -9.4 | 18.9 | 3.9 | 23.9 | 18.3 | 29.4 | 12.2 | 18.9 | -13.3 | 15.6 | 1.1 | 0 | -2.2 | 11.7 | 0.6 | 7.8 | -0.6 | 5 | -2.8 | 31.7 | 2.8 | -1.5 | -5.7 | 15 | -4.3
2 | -1 | -1.1 | -3.9 | 24.8 | 8.3 | 26.5 | 9 | 3.2 | 2.8 | 34 | 3.7 | 9 | 1 | 24.4 | 2.2 | 15.6 | 8.9 | 12.2 | 11.7 | 12.8 | 12.2 | 12.2 | 5.6 | 12.8 | -9.4 | 21.1 | -12.9 | 23 | 13 | 23.3 | 16.7 | 29.4 | 21.7 | 26.7 | 10.6 | 26.1 | 14.4 | 15.6 | 0.6 | 25 | 12.2 | 13.5 | -10.5 | 15.6 | 3.9 | 15.6 | 0 | 26.7 | 9.4 | 18.9 | 14.4 | 12.8 | 11.1 | 24.4 | 15.6 | 25 | 21.1 | 4.4 | -11.1 | 1 | -3 | -1.7 | -10 | 10 | -1.7 | 8.3 | -2.8 | 8.3 | 7.2 | 1.1 | -0.6 | 3.9 | -1.7 | 23.3 | 15.6 | 15.6 | -6.7 | 2 | -0.1 | 4.8 | 4.8 | 20 | 16.1 | 8.2 | -5.6 | 18.9 | -3.3 | 22.8 | -1.7 | 18.3 | 14.4 | 14.4 | 2.8 | 14.4 | -3.9 | 27.8 | 12.2 | 22.9 | -3.7 | 9.4 | -16.7 | 26.1 | 3.3 | 11.7 | -4.4 | 21.7 | 7.2 | 6.1 | -5 | 5 | -1.7 | 20 | 16.1 | 2.8 | -1.1 | 16.5 | 6.9 | 5 | -4 | 10 | 1.1 | 10 | 3.3 | 10.6 | 0.6 | 2.8 | -2.8 | 3 | -5 | 17.2 | 4.4 | 21.1 | 6.1 | 10 | 1.4 | 25 | 7.8 | 24.4 | 8.9 | 0 | -0.6 | 26.1 | 16.7 | 26.1 | -8.9 | 18.9 | 5 | 23.9 | 18.9 | 27.9 | 10.6 | 18.3 | -8.9 | 15.6 | 1.7 | 0 | -2.2 | 10.6 | 1.1 | 8.3 | -0.6 | 5.6 | -2.8 | 32.2 | 2.2 | -1.8 | -5.8 | 13.9 | -5.6
2 | -2 | -1.1 | -3.3 | 24.1 | 8.1 | 25.7 | 8.7 | 2.8 | 2.2 | 34.4 | 2.8 | 8 | 1 | 22.6 | 4.2 | 15 | 7.2 | 12.2 | 11.1 | 12.2 | 11.7 | 10.9 | 5.7 | 12.8 | -7.2 | 21.1 | -15 | 22 | 13 | 23.3 | 16.7 | 28.9 | 21.7 | 25 | 11.2 | 26.7 | 14.4 | 14.4 | 0 | 23.9 | 12.8 | 13.2 | -10.8 | 15.6 | 4.4 | 14.4 | -0.6 | 25 | 9.4 | 19.4 | 13.9 | 13.2 | 11.8 | 23.3 | 17.2 | 25 | 20.6 | 4.4 | -11.7 | 1 | -3 | -1.9 | -8.7 | 8 | -2.1 | 8.3 | -3.3 | 7.8 | 6.8 | 1.1 | -0.4 | 0.6 | 0 | 23.9 | 15.6 | 15 | -11.1 | 1.9 | 0.1 | 4.6 | 4.6 | 20 | 16.1 | 8.9 | -6.7 | 18.3 | -3.3 | 22.8 | -3.9 | 17.8 | 14.7 | 14.4 | 2.8 | 14.4 | -2.2 | 27.2 | 12.2 | 23.3 | -10.6 | 7.4 | -14.4 | 25 | 4.4 | 8.9 | -2.8 | 19.5 | 7.6 | 5.5 | -3.9 | 3.9 | -0.8 | 20 | 16.1 | 2.2 | -0.6 | 13.5 | 5.9 | 6 | -3 | 10 | 0 | 9.4 | 4.4 | 8.9 | 3.3 | 3.3 | -3.3 | 3 | -7 | 15.6 | 8.9 | 20.6 | 6.1 | 9.5 | 0.9 | 24.3 | 7.9 | 23.3 | 8.9 | 0 | -1.1 | 25.6 | 16.1 | 26.7 | -6.7 | 18.9 | 5 | 21.7 | 20 | 26.5 | 9 | 11.1 | 0 | 14.4 | 1.7 | -0.6 | -2.2 | 10 | 1.7 | 7.8 | -0.6 | 5.6 | -2.2 | 30.9 | 3.9 | -2.2 | -6.7 | 12.8 | -7.8
1 | -2 | -1.1 | -3.3 | 23.3 | 7.8 | 25 | 8.9 | 2.1 | 1.7 | 31.8 | 2 | 7 | 2 | 20.7 | 5.1 | 13.9 | 7.2 | 12.2 | 10.5 | 12.2 | 11.1 | 9.6 | 5.8 | 13.3 | -8.3 | 18.3 | -13.5 | 21 | 13 | 22.2 | 16.7 | 28.3 | 21.7 | 23.4 | 12.1 | 25.6 | 13.3 | 13.3 | 0.6 | 22.8 | 12.2 | 12.8 | -12.8 | 15.6 | 3.9 | 7.8 | -1.7 | 23.9 | 10 | 18.9 | 13.9 | 13.5 | 12.3 | 21.7 | 17.2 | 23.3 | 22.2 | 3.3 | -11.7 | 0 | -3 | -2 | -8.4 | 5.9 | -2.6 | 7.8 | -2.8 | 7.2 | 6.2 | 1.1 | -0.4 | 0 | 0 | 21.7 | 15 | 13.9 | -9.4 | 1.7 | 0 | 4.4 | 4.4 | 18.9 | 16.7 | 7 | -5.9 | 17.2 | 0.6 | 21.1 | -3.3 | 17.2 | 14.9 | 13.3 | 3.3 | 15 | -0.6 | 27.2 | 12.8 | 21.6 | -7.1 | 5.3 | -14.2 | 23.3 | 5.6 | 1.1 | 0 | 17.2 | 7.6 | 5 | -3.3 | 2.8 | -0.3 | 20 | 15.6 | 2.2 | -1.1 | 10.6 | 4.4 | 6 | -3 | 8.9 | -0.6 | 9.4 | 3.3 | 8.9 | 0.6 | 2.8 | -3.3 | 2 | -6 | 14.4 | 8.3 | 20 | 6.1 | 8.9 | 0.6 | 23.5 | 8 | 22.2 | 8.9 | 0 | -1.1 | 23.9 | 16.7 | 24.4 | -7.2 | 17.8 | 3.9 | 21.7 | 19.4 | 25 | 7.2 | 10.6 | -1.7 | 12.8 | 1.7 | -0.6 | -2.8 | 9.4 | 1.1 | 5.6 | 0 | 3.9 | -2.8 | 29.6 | 5 | -2.6 | -6.1 | 11.9 | -6.2
1 | -2 | -1.1 | -2.8 | 22 | 8.2 | 23.9 | 8.8 | 1.3 | 1.1 | 29.3 | 2.5 | 7 | 2 | 18.9 | 6.1 | 12.8 | 7.8 | 12.2 | 10 | 11.7 | 10 | 8.3 | 5.6 | 11.1 | -7.8 | 15.6 | -13.2 | 18 | 13 | 21.1 | 16.7 | 27.2 | 21.7 | 21.7 | 12.2 | 22.8 | 12.2 | 11.7 | -0.6 | 21.7 | 12.8 | 11.1 | -9.8 | 15.6 | 3.9 | 6.1 | -2.2 | 22.2 | 10 | 17.8 | 13.3 | 13.9 | 12.8 | 18.9 | 17.2 | 22.8 | 21.7 | 2.2 | -11.1 | -1 | -4 | -2.2 | -8.9 | 3.9 | -3.9 | 7.8 | -2.2 | 6.7 | 5.6 | 1.1 | -0.6 | 0 | 0 | 19.4 | 14.4 | 11.7 | -7.2 | 1.5 | -0.1 | 4.2 | 4.2 | 16.7 | 16.7 | 5.2 | -5.9 | 15.6 | -0.6 | 17.2 | -2.8 | 16.7 | 15 | 10 | 3.9 | 11.1 | 0 | 25.6 | 12.2 | 20 | -6.6 | 3.3 | -16.1 | 21.7 | 5.6 | 1.7 | -0.6 | 15 | 7.2 | 4.4 | -3.3 | 1.7 | 0 | 19.4 | 15.6 | 1.7 | -1.1 | 8.5 | 3.6 | 6 | -1 | 7.2 | 0 | 8.3 | 3.3 | 7.8 | 1.1 | 2.2 | -3.3 | 1 | -6 | 13.3 | 8.3 | 17.2 | 6.7 | 8.3 | 0.5 | 22.8 | 8.3 | 21.1 | 8.9 | 0 | -2.2 | 22.2 | 16.7 | 22.8 | -6.1 | 16.7 | 3.9 | 21.1 | 20 | 22.4 | 7 | 8.3 | -2.8 | 11.1 | 1.7 | -0.6 | -2.8 | 7.8 | 1.7 | 5 | 0 | 2.8 | -3.3 | 28.3 | 5.6 | -2.9 | -6.1 | 10.9 | -5.3
0 | -4 | -1.1 | -2.8 | 20.7 | 8.4 | 22.8 | 8.9 | 0.6 | 0.6 | 26.7 | 1.7 | 7 | 3 | 16.9 | 6.7 | 12.2 | 7.8 | 10.9 | 9 | 10.6 | 8.3 | 7.6 | 5.1 | 6.1 | -6.7 | 12.8 | -15.6 | 18 | 13 | 21.1 | 16.7 | 26.7 | 21.7 | 20.8 | 13.3 | 20.6 | 12.8 | 10 | 1.1 | 21.1 | 12.8 | 9.5 | -9.4 | 14.4 | 5.6 | 3.9 | -2.2 | 21.7 | 8.9 | 16.7 | 13.3 | 14.6 | 13.2 | 18.3 | 17.2 | 18.9 | 18.9 | 1.7 | -11.1 | -1 | -5 | -2.8 | -6.8 | 3 | -3.5 | 6.7 | -0.6 | 4.7 | 3.7 | 1.1 | -0.4 | 0 | 0 | 18.3 | 14.4 | 10 | -7.2 | 1.3 | -0.3 | 4.1 | 4.1 | 17.2 | 16.1 | 3.3 | -7.2 | 14.4 | 1.1 | 15.6 | -3.3 | 16.7 | 15.1 | 9.4 | 3.3 | 8.9 | 0 | 24.4 | 11.7 | 18.3 | -6.7 | 2.4 | -13.5 | 20.6 | 5.6 | 1.7 | -4.4 | 14.8 | 8.8 | 4.4 | -2.4 | 1.9 | 0.1 | 19.4 | 15 | 0.6 | -4.4 | 6.5 | 2.8 | 5 | 1 | 5 | 0 | 7.2 | 2.8 | 6.1 | -0.6 | 1.1 | -3.9 | 1 | -6 | 12.2 | 8.3 | 15 | 7.2 | 7.8 | 0.7 | 20.9 | 9.2 | 18.3 | 9.4 | 0 | -1.7 | 21.7 | 16.7 | 21.1 | -4.4 | 10 | 2.2 | 21.1 | 19.4 | 19.8 | 6.6 | 6.1 | -0.6 | 10.6 | 3.3 | -0.6 | -2.2 | 7.8 | 2.8 | 4.4 | -0.6 | 3.9 | -2.8 | 26.3 | 7.9 | -3.3 | -6.7 | 10 | -5.6
0 | -3 | -1.7 | -3.3 | 19.4 | 8.3 | 21.7 | 8.3 | 1 | 0.8 | 24.7 | 3.4 | 5 | 3 | 14.8 | 6.9 | 12.2 | 8.3 | 9.6 | 8.2 | 10.6 | 7.2 | 6.8 | 4.5 | 6.1 | -5.6 | 12.4 | -14.5 | 18 | 13 | 21.1 | 16.1 | 25.6 | 21.7 | 19.8 | 14 | 19.4 | 13.3 | 8.3 | 1.1 | 21.1 | 12.8 | 7.8 | -10 | 10.6 | 5 | 3.3 | -2.8 | 18.9 | 9.4 | 16.1 | 12.8 | 15.4 | 13.6 | 17.2 | 16.1 | 20 | 20 | 1.1 | -10.6 | -1 | -5 | -3.3 | -5.6 | 2 | -3.6 | 5.6 | 0 | 2.6 | 1.4 | 1.1 | -0.4 | 0 | -0.6 | 17.8 | 14.4 | 9.4 | -4.4 | 1.1 | -0.6 | 3.9 | 3.9 | 16.1 | 16.1 | 2.4 | -6.4 | 13.3 | 0.6 | 11.7 | -1.1 | 16.7 | 15.1 | 8.9 | 3.3 | 6.1 | 0.6 | 23.3 | 10.6 | 16.8 | -6.2 | 1.5 | -12.7 | 18.9 | 5.6 | 2.2 | -5.6 | 14.6 | 9.9 | 4.4 | -1.6 | 2 | -0.1 | 18.9 | 15 | 0 | -3.9 | 4.4 | 1.7 | 5 | 1 | 6.1 | 0 | 7.2 | 3.3 | 5.6 | 0 | 1.1 | -3.9 | 0 | -5 | 11.7 | 8.3 | 14.4 | 6.7 | 7.2 | 0.6 | 19.1 | 9.6 | 16.1 | 10.6 | 0 | -1.7 | 21.7 | 17.2 | 19.4 | -2.2 | 12.8 | 3.9 | 20.6 | 19.4 | 17.2 | 5.6 | 3.9 | 0 | 6.1 | 5.6 | -0.6 | -2.2 | 7.2 | 3.3 | 4.4 | -0.6 | 4.4 | -2.2 | 24.2 | 8.6 | -3.5 | -6.4 | 8.9 | -5.1
-1 | -5 | -1.7 | -3.3 | 19 | 8.4 | 21.7 | 9.9 | 1.3 | 0.9 | 22.6 | 4.2 | 4 | 2 | 12.8 | 6.7 | 11.7 | 7.8 | 8.3 | 7.2 | 10.6 | 7.2 | 6.1 | 3.9 | 3.3 | -5 | 12.1 | -13.9 | 18 | 13 | 20.6 | 16.7 | 25.6 | 22.2 | 18.9 | 14.4 | 18.3 | 13.9 | 6.1 | 0.6 | 21.1 | 12.8 | 7.2 | -8.2 | 10 | 4.4 | 1.7 | -3.9 | 18.9 | 9.4 | 16.1 | 12.8 | 16.1 | 13.9 | 17.2 | 16.7 | 19.4 | 17.8 | 0.6 | -10.6 | -2 | -5 | -3.9 | -5 | 1.1 | -4.4 | 5.6 | 0.6 | 0.6 | -0.6 | 1.1 | -0.6 | 0 | -0.6 | 17.2 | 13.9 | 9.4 | -3.3 | 0.9 | -1 | 3.3 | 3.3 | 16.1 | 15.6 | 1.5 | -6.2 | 12.2 | 0.6 | 8.3 | 0.6 | 16.7 | 15 | 8.3 | 5 | 5.6 | 0.6 | 22.8 | 10.6 | 15.4 | -6.6 | 0.6 | -13.9 | 17.8 | 5 | 1.7 | -6.7 | 14.4 | 11.1 | 4.4 | -1.1 | 2.2 | 0 | 17.2 | 14.4 | 0 | -4.4 | 3.5 | 0.7 | 4 | 3 | 5.6 | 0 | 6.1 | 2.8 | 5 | 1.1 | 0 | -3.3 | 0 | -5 | 11.1 | 8.9 | 13.3 | 6.7 | 6.1 | 1.6 | 17.2 | 10 | 14.4 | 10.6 | 0.6 | -1.7 | 21.1 | 17.2 | 18.3 | -5 | 11.7 | 5 | 20.6 | 18.9 | 16.5 | 5.5 | 2.2 | -0.6 | 5 | 3.9 | -0.6 | -2.2 | 6.7 | 2.8 | 4.4 | -1.1 | 4.4 | -2.2 | 22.2 | 9.4 | -3.7 | -6.6 | 7.8 | -5.6
-2 | -6 | -1.7 | -3.3 | 18.7 | 8.4 | 21.7 | 11.2 | 1.7 | 1.1 | 20.6 | 4.4 | 4 | 2 | 11.3 | 6.5 | 11.7 | 7.2 | 7.9 | 6.4 | 10.6 | 7.2 | 5.5 | 3.8 | 6.1 | -5 | 11.7 | -15.6 | 17 | 13 | 20.6 | 16.1 | 25.6 | 21.1 | 18.5 | 14.6 | 17.8 | 13.9 | 5 | -0.6 | 21.1 | 12.8 | 6.7 | -7.8 | 9.4 | 5 | 1.1 | -3.3 | 17.8 | 8.9 | 16.1 | 12.8 | 15.9 | 13.9 | 16.7 | 16.1 | 19.4 | 18.3 | 0 | -10.6 | -2 | -5 | -3.9 | -4.6 | 0.4 | -3.6 | 5 | 1.1 | 0.2 | -1.5 | 1.3 | -0.4 | 0 | -0.6 | 16.7 | 13.9 | 8.9 | -3.3 | 0.8 | -1.7 | 2.8 | 2.8 | 15.6 | 15.6 | 0.6 | -7.2 | 5.6 | -0.6 | 8.3 | 0 | 16.7 | 15.1 | 6.7 | 4.4 | 4.4 | 1.1 | 20.6 | 10.6 | 13.9 | -7.8 | -0.9 | -12.1 | 17.2 | 3.3 | 0.6 | -5 | 14 | 11 | 4.4 | -1.4 | 2.9 | 0.3 | 18.3 | 13.3 | 0 | -3.3 | 2.6 | -0.1 | 4 | 3 | 5 | 1.1 | 5 | 2.2 | 4.4 | 2.8 | -0.6 | -3.3 | 1 | -6 | 11.1 | 8.9 | 12.2 | 7.2 | 5 | 2.4 | 15.9 | 9.6 | 14.4 | 10.6 | 0.6 | -2.2 | 21.1 | 17.2 | 17.2 | -5 | 10 | 4.4 | 20 | 18.9 | 15.7 | 5.3 | 3.9 | -2.8 | 4.4 | 3.9 | -0.6 | -2.8 | 5.6 | 2.8 | 3.9 | -1.1 | 4.4 | -1.7 | 20 | 11.5 | -3.9 | -7.2 | 6.7 | -6.7
-3 | -6 | -1.7 | -3.3 | 18.3 | 8.3 | 21.7 | 12.2 | 1.5 | 0.8 | 19.5 | 4.8 | 3 | 1 | 9.8 | 6.2 | 11.7 | 7.2 | 7.6 | 5.4 | 10 | 6.7 | 4.5 | 3.7 | 1.7 | -5 | 10 | -14.6 | 18 | 13 | 20 | 16.1 | 25.6 | 21.1 | 18.2 | 14.9 | 17.2 | 13.9 | 5 | -0.6 | 21.7 | 12.2 | 6.1 | -8.3 | 10 | 4.4 | 0 | -3.3 | 16.1 | 8.3 | 16.1 | 12.8 | 15.8 | 14 | 16.1 | 16.1 | 20 | 20 | 0 | -10 | -2 | -5 | -3.9 | -4.1 | -0.4 | -3.5 | 5 | 1.1 | -0.2 | -2.4 | 1.5 | -0.5 | 0 | 0 | 17.2 | 13.9 | 8.9 | -3.3 | 0.6 | -2.8 | 2.2 | 2.2 | 16.1 | 15 | 1.5 | -6.2 | 5 | 1.7 | 6.7 | 1.7 | 16.7 | 15.1 | 5.6 | 3.9 | 4.4 | 1.1 | 20.6 | 9.4 | 13.2 | -6.1 | -2.4 | -12.1 | 17.8 | 1.7 | 0.6 | -5 | 13.7 | 11.1 | 4.4 | -1.6 | 3.7 | 0.7 | 16.7 | 13.3 | 0 | -2.2 | 1.7 | -1.1 | 4 | 3 | 4.4 | 1.7 | 6.1 | 2.8 | 4.4 | 2.8 | -1.1 | -3.3 | 1 | -6 | 9.4 | 8.3 | 11.7 | 7.8 | 3.9 | 2.8 | 14.6 | 9.2 | 12.8 | 10 | 0 | -2.2 | 21.1 | 17.8 | 15.6 | -11.1 | 10 | 4.4 | 19.4 | 18.9 | 15 | 5 | 2.8 | -2.8 | 4.4 | 3.3 | -0.6 | -2.8 | 5.6 | 2.8 | 3.3 | -3.3 | 4.4 | -1.1 | 17.8 | 12.9 | -4.1 | -6.8 | 7.1 | -5.2
-3 | -6 | -1.1 | -3.3 | 17.9 | 8.5 | 20.8 | 12.5 | 1.3 | 0.3 | 18.3 | 4.9 | 2 | 1 | 8.3 | 5.6 | 11.7 | 8.3 | 7.2 | 4.4 | 10 | 6.1 | 4.1 | 3.5 | 6.1 | -5 | 8.4 | -15 | 17 | 13 | 19.4 | 16.1 | 25 | 21.1 | 17.8 | 15 | 17.2 | 13.3 | 3.9 | -2.8 | 21.1 | 11.1 | 5.5 | -6.8 | 10.6 | 5 | 0 | -3.9 | 16.1 | 8.3 | 15.6 | 13.3 | 15.6 | 13.9 | 15.6 | 15.6 | 20 | 20 | 0 | -10 | -2 | -5 | -3.9 | -3.9 | -1.1 | -3.9 | 4.4 | 1.7 | -0.6 | -3.9 | 1.7 | -0.6 | 0 | 0 | 15 | 12.8 | 8.3 | -2.8 | 0 | -2.8 | 1.7 | 1.7 | 16.1 | 14.4 | 2.4 | -6.4 | 3.9 | -1.1 | 5.6 | 0.6 | 16.7 | 15 | 4.4 | 3.9 | 3.3 | 1.1 | 20 | 10 | 12.4 | -5.8 | -3.9 | -13.3 | 16.7 | 2.2 | 0 | -6.7 | 13.3 | 11.1 | 4.4 | -2.2 | 4.4 | 1.1 | 16.7 | 12.8 | 0.6 | -2.2 | 0.9 | -1.9 | 4 | 4 | 3.9 | 1.1 | 7.2 | 3.3 | 4.4 | 3.3 | -1.1 | -3.3 | 2 | -6 | 9.4 | 8.3 | 8.9 | 7.2 | 3.5 | 2.5 | 13.3 | 8.9 | 11.7 | 9.4 | -0.6 | -3.3 | 21.7 | 17.8 | 16.7 | -10 | 8.3 | 4.4 | 18.9 | 18.3 | 14.3 | 5.1 | 2.2 | -5 | 3.9 | 3.3 | -0.6 | -2.8 | 6.1 | 3.3 | 0.6 | -2.2 | 3.9 | -1.1 | 15.6 | 13.3 | -4.2 | -6.8 | 7.4 | -5
-3 | -6 | -1.1 | -3.3 | 17.6 | 8.8 | 19.8 | 12.8 | 1.1 | 0 | 17.2 | 5 | 2 | 1 | 7.6 | 5.1 | 12.2 | 7.2 | 6.3 | 4.1 | 10 | 7.2 | 3.6 | 3.4 | 6.1 | -4.4 | 6.7 | -17.2 | 17 | 13 | 18.3 | 16.1 | 25 | 21.1 | 17.2 | 15.2 | 17.8 | 13.9 | 3.9 | -2.8 | 21.7 | 13.3 | 5 | -6.3 | 10.6 | 5.6 | 0 | -3.9 | 15.6 | 8.3 | 14.4 | 12.8 | 15.8 | 14 | 13.9 | 13.9 | 20.6 | 20.6 | -0.6 | -10 | -1 | -5 | -3.2 | -3.3 | -1.3 | -3.5 | 5 | 2.2 | -1.1 | -3.9 | 1.7 | -0.5 | 0.6 | 0.6 | 16.7 | 13.3 | 8.3 | -2.8 | -0.5 | -3.5 | 1.1 | 1.1 | 14.4 | 14.4 | 3.3 | -7.2 | 4.4 | -1.7 | 5 | 0 | 16.5 | 14.9 | 3.9 | 2.8 | 1.7 | 0 | 19.4 | 10 | 11.7 | -5.6 | -4.5 | -12 | 14.4 | -2.2 | 0 | -6.7 | 12.4 | 10.7 | 3.7 | -0.8 | 4.2 | 1.4 | 16.1 | 12.2 | 0.6 | -2.2 | 0.2 | -3 | 4 | 3 | 4.4 | 0.6 | 7.2 | 3.9 | 4.4 | 3.9 | -1.1 | -2.8 | 1 | -6 | 8.9 | 8.3 | 8.9 | 7.2 | 3.2 | 2 | 12.8 | 8.7 | 10.6 | 8.9 | -1.1 | -4.4 | 21.7 | 18.3 | 12.8 | -8.9 | 7.8 | 4.4 | 18.9 | 18.3 | 13.5 | 4.9 | 0.6 | -5 | 3.3 | 2.8 | -0.6 | -2.8 | 5 | 2.8 | 0.6 | -1.1 | 3.9 | -1.1 | 15.2 | 13.4 | -4.4 | -7.2 | 7.8 | -5
-3 | -6 | -1.1 | -3.3 | 17.2 | 8.9 | 18.9 | 12.8 | 0.9 | -0.2 | 16.3 | 4.7 | 2 | 1 | 6.8 | 4.5 | 11.7 | 6.1 | 5.3 | 3.8 | 9.4 | 6.7 | 3.2 | 3.2 | 4.4 | -4.4 | 4.8 | -15.1 | 17 | 13 | 18.9 | 16.7 | 25 | 21.1 | 16.7 | 15.4 | 17.8 | 13.9 | 3.3 | -3.3 | 21.1 | 13.3 | 4.4 | -6.7 | 10.6 | 5.6 | -0.6 | -3.9 | 14.4 | 7.8 | 12.8 | 8.9 | 15.9 | 13.9 | 13.9 | 13.9 | 21.1 | 19.4 | -1.1 | -10 | -1 | -5 | -2.4 | -2.8 | -1.5 | -3.6 | 5 | 1.7 | -1.7 | -4.2 | 1.7 | -0.5 | 0.6 | 0 | 19.4 | 12.8 | 8.3 | -2.2 | -1.1 | -4.4 | 0.6 | 0.6 | 13.9 | 13.9 | 3.3 | -6.7 | 3.9 | -1.7 | 2.8 | 0.6 | 16.3 | 14.7 | 3.9 | 0.6 | 3.3 | 1.1 | 19.4 | 10.6 | 11.1 | -3.3 | -5 | -11.6 | 13.3 | -3.9 | -1.7 | -6.1 | 11.5 | 10.4 | 2.9 | 0.1 | 4.1 | 2 | 16.1 | 11.7 | 1.1 | -2.2 | -0.6 | -4.4 | 4 | 4 | 2.8 | 0.6 | 6.7 | 4.4 | 5 | 4.4 | -0.6 | -2.2 | 1 | -6 | 10 | 8.3 | 9.4 | 7.8 | 2.8 | 1.7 | 12.2 | 8.5 | 12.8 | 8.9 | -0.6 | -4.4 | 21.1 | 17.8 | 11.1 | -6.7 | 7.2 | 4.4 | 18.9 | 18.3 | 12.8 | 5 | -1.7 | -5 | 1.7 | 1.7 | -0.6 | -2.8 | 4.4 | 2.2 | -0.6 | -0.6 | 2.2 | -2.2 | 14.8 | 13.4 | -4.4 | -7 | 6.7 | -4.1
-5 | -7 | -0.6 | -2.8 | 15 | 9 | 18.3 | 13.4 | 0.8 | -0.3 | 15.3 | 4.7 | 2 | 1 | 6.1 | 3.9 | 11.7 | 6.1 | 4.4 | 3.3 | 9.4 | 6.7 | 2.6 | 2.6 | 5.6 | -4.4 | 3 | -14.9 | 16 | 13 | 17.8 | 16.1 | 25 | 21.7 | 16.1 | 15.6 | 16.1 | 13.3 | 3.3 | -3.3 | 20.6 | 12.2 | 4.4 | -5.2 | 10 | 5 | 0 | -5 | 14.4 | 7.8 | 8.9 | 7.2 | 16.1 | 13.9 | 13.9 | 13.9 | 21.7 | 21.1 | -2.2 | -9.4 | -2 | -4 | -1.7 | -2.4 | -1.7 | -3.9 | 5 | 2.2 | -2.2 | -5 | 1.7 | -0.6 | 0 | 0 | 19.4 | 11.7 | 7.2 | 0.6 | -2 | -4.9 | 0.6 | 0.2 | 13.9 | 13.9 | 3.3 | -6.7 | 2.8 | -2.2 | 2.2 | 0 | 16.1 | 14.4 | 3.9 | 0 | 6.1 | 2.2 | 18.9 | 11.1 | 10.6 | -2.1 | -5.6 | -12.2 | 13.9 | -10.6 | -1.1 | -6.7 | 10.6 | 10 | 2.2 | 1.1 | 3.9 | 2.2 | 16.7 | 11.1 | 1.1 | -2.2 | -1.5 | -4.3 | 3 | 3 | 1.7 | 0 | 7.2 | 5 | 5.6 | 5 | -0.6 | -2.8 | 2 | -7 | 8.9 | 7.8 | 9.4 | 7.8 | 2.2 | 1 | 11.7 | 8.3 | 12.8 | 9.4 | 0 | -3.9 | 21.1 | 17.8 | 9.4 | -6.7 | 6.7 | 3.3 | 18.3 | 18.3 | 11.5 | 4.5 | 0 | -6.7 | -0.6 | -0.6 | 0 | -3.3 | 5 | 1.7 | 0 | -1.1 | 0.6 | -2.8 | 14.4 | 13.3 | -4.4 | -7.1 | 5.5 | -3.9
-5 | -8 | -0.6 | -2.8 | 12.8 | 8.9 | 17.8 | 13.9 | 0.6 | -0.6 | 14.4 | 4.4 | 3 | 2 | 6.7 | 4.2 | 10.6 | 3.3 | 4.8 | 3.8 | 8.9 | 6.1 | 2.2 | 2.2 | 5 | -4.4 | 1.1 | -16.7 | 16 | 13 | 16.7 | 15.6 | 25 | 21.1 | 15.7 | 13.9 | 13.3 | 12.8 | 1.7 | -3.3 | 20.6 | 12.8 | 4.4 | -4.8 | 10 | 5.6 | -0.6 | -5 | 13.9 | 7.8 | 8.3 | 6.1 | 13.7 | 11.3 | 13.3 | 13.3 | 22.2 | 22.2 | -2.2 | -9.4 | -2 | -5 | -1.1 | -2 | -0.6 | -2.8 | 5.6 | 2.2 | -2.6 | -5.8 | 1.3 | -0.5 | 0 | -0.6 | 17.8 | 12.2 | 5.6 | 2.8 | -3 | -5.9 | 0.6 | -0.1 | 14.4 | 14.4 | 3.3 | -7.8 | 2.8 | -2.8 | 1.7 | 0 | 16.3 | 14.3 | 3.3 | -0.6 | 6.7 | 1.7 | 18.9 | 11.7 | 10 | -1.1 | -4.3 | -11.4 | 11.7 | -12.2 | -0.6 | -6.7 | 10.4 | 10 | 2 | 0.8 | 6.3 | 4.3 | 15.6 | 10.6 | 1.1 | -2.2 | -2.4 | -4.5 | 4 | 3 | 0 | -1.1 | 6.7 | 4.4 | 6.7 | 6.1 | -0.6 | -2.2 | 2 | -6 | 8.3 | 6.7 | 7.8 | 6.7 | 1.7 | 0.5 | 11.5 | 8 | 13.9 | 10 | -0.6 | -3.3 | 21.7 | 18.3 | 8.9 | -6.7 | 7.2 | 3.9 | 18.9 | 18.9 | 10.2 | 4.1 | -0.6 | -6.1 | -1.1 | -1.1 | 0 | -3.3 | 5.6 | 1.7 | -0.6 | -1.7 | 2.2 | -1.7 | 14.8 | 13 | -4.4 | -7.8 | 4.4 | -4.4
-7 | -10 | 0 | -2.2 | 10.6 | 8.3 | 17.2 | 14.4 | 1 | -0.1 | 15.5 | 5.1 | 4 | 2 | 7.2 | 4.3 | 10.6 | 2.2 | 5.2 | 4.2 | 8.3 | 5.6 | 2 | 2 | 5.6 | -4.4 | 3.7 | -13.4 | 16 | 13 | 15.6 | 15 | 25 | 21.1 | 15.4 | 12 | 12.8 | 12.8 | -0.6 | -3.9 | 21.1 | 13.3 | 4.4 | -4.4 | 8.3 | 5 | -0.6 | -5 | 12.8 | 7.8 | 6.7 | 4.4 | 11.3 | 8.4 | 14.4 | 14.4 | 18.9 | 18.9 | -2.2 | -8.9 | -2 | -5 | -0.6 | -1.5 | 0.6 | -2 | 5.6 | 2.8 | -2.9 | -7.2 | 1 | -0.4 | -2.2 | -2.2 | 17.8 | 11.7 | 5 | 3.3 | -3.9 | -7.2 | 0.6 | -0.6 | 14.4 | 14.4 | 3.7 | -6.6 | 2.2 | -2.8 | 1.7 | 0 | 16.5 | 14.2 | 1.7 | -1.7 | 6.7 | 1.1 | 18.9 | 12.8 | 10.6 | -1.3 | -3 | -11.2 | 10 | -10 | -1.1 | -7.8 | 10.2 | 10.1 | 1.9 | 0.7 | 8.7 | 6.3 | 15.6 | 10 | 0 | -2.8 | -3.3 | -5 | 2 | 2 | -0.6 | -1.7 | 5 | 2.8 | 6.7 | 6.7 | -0.6 | -2.2 | 0 | -2 | 8.3 | 5.6 | 7.8 | 7.2 | 1.1 | 0 | 11.3 | 7.6 | 11.7 | 6.7 | 0 | -3.9 | 21.1 | 17.8 | 7.2 | -6.1 | 7.2 | 3.9 | 18.9 | 18.9 | 8.9 | 3.3 | -1.1 | -6.1 | -1.7 | -1.7 | 0 | -3.9 | 5.6 | 1.7 | -0.6 | -1.7 | 2.8 | -1.7 | 15.2 | 12.7 | -4.2 | -7.1 | 5.3 | -3.5
-7 | -9 | 0.6 | -1.7 | 14.5 | 9.5 | 17.6 | 14.7 | 1.3 | 0.1 | 16.7 | 5.7 | 6 | 3 | 7.8 | 4.4 | 11.1 | 2.2 | 5.6 | 4.4 | 10 | 6.1 | 3.9 | 2.8 | 10.6 | -4.4 | 6.3 | -12.4 | 17 | 13 | 16.1 | 15.6 | 25 | 21.1 | 15 | 10 | 13.3 | 12.2 | -1.1 | -3.9 | 21.1 | 12.2 | 5.7 | -3.5 | 8.9 | 5.6 | 0 | -5 | 12.8 | 7.8 | 6.1 | 3.3 | 8.9 | 5.6 | 15.6 | 15.6 | 18.3 | 18.3 | 0 | -8.3 | -2 | -4 | 0 | -1.1 | 1.7 | -1.7 | 5.6 | 2.8 | -3.3 | -9.4 | 0.6 | -0.6 | -2.2 | -2.2 | 15.6 | 12.2 | 5 | 3.9 | -2.4 | -5.6 | 1.3 | 0 | 15 | 15 | 4 | -6.6 | 3.3 | -2.2 | 1.7 | 0.6 | 16.7 | 13.9 | 2.2 | -1.7 | 7.2 | 1.1 | 18.9 | 12.8 | 11.1 | -2 | -1.7 | -12.8 | 11.1 | -10 | 0 | -6.7 | 10 | 10 | 1.7 | 0.6 | 11.1 | 8.3 | 17.2 | 10 | -1.1 | -4.4 | -3.1 | -5.3 | 1 | 1 | 1.7 | 0 | 6.1 | 3.3 | 7.2 | 7.2 | 0 | -2.2 | 0 | -1 | 8.3 | 5 | 8.3 | 7.8 | 2.4 | 0.6 | 11.1 | 7.2 | 10 | 2.8 | 1.1 | -3.9 | 21.1 | 18.3 | 8.3 | -6.1 | 8.3 | 4.4 | 18.9 | 18.9 | 11.7 | 3.5 | -0.6 | -5 | -0.6 | -0.6 | -1.1 | -6.1 | 6.1 | 1.7 | 1.7 | -0.6 | 2.8 | -1.1 | 15.6 | 12.2 | -4.1 | -7 | 6.3 | -3.2
-5 | -8 | 4.4 | 0 | 18.3 | 9.9 | 17.9 | 15 | 1.7 | 0.6 | 17.8 | 6.1 | 6 | 3 | 11.3 | 5.6 | 12.2 | 2.8 | 8 | 5.3 | 11.1 | 6.7 | 7.4 | 3.8 | 11.7 | -3.9 | 8.9 | -12.2 | 20 | 13 | 20.6 | 17.8 | 26.1 | 21.1 | 16.9 | 7.6 | 17.2 | 13.9 | 2.8 | -3.3 | 22.8 | 13.9 | 7 | -2.6 | 10.6 | 6.7 | 0 | -3.3 | 16.1 | 9.4 | 7.8 | 3.9 | 7 | 3.4 | 18.3 | 17.8 | 18.9 | 18.9 | 0.6 | -7.2 | -1 | -3 | 0.6 | -0.6 | 2.6 | -1.4 | 6.1 | 2.8 | -3.3 | -8.1 | 1.9 | -0.3 | 0 | -2.2 | 17.2 | 12.8 | 5.6 | 4.4 | -0.9 | -4.5 | 2.1 | 0.6 | 16.7 | 15.6 | 4.4 | -7.2 | 5.6 | -1.1 | 3.9 | 3.3 | 18.4 | 13.7 | 4.4 | -1.1 | 7.8 | 1.1 | 18.3 | 13.3 | 11.7 | -2.8 | 2.6 | -10.4 | 11.7 | -9.4 | 1.1 | -6.1 | 11.3 | 11 | 1.9 | 0.7 | 10.4 | 7.7 | 18.9 | 9.4 | -0.6 | -2.8 | -3 | -6.1 | 1 | 1 | 3.9 | 1.7 | 7.2 | 5 | 8.3 | 8.3 | 1.7 | -1.7 | 0 | -1 | 9.4 | 3.9 | 10.6 | 10.6 | 3.7 | 1.1 | 14.3 | 8.5 | 10 | 1.1 | 3.9 | -2.2 | 23.3 | 18.3 | 10 | -6.7 | 11.1 | 5.6 | 19.4 | 18.9 | 14.4 | 2.9 | 2.8 | -5.6 | 2.8 | 2.2 | -0.6 | -6.7 | 6.7 | 1.1 | 3.9 | 0 | 3.9 | -0.6 | 15.8 | 11 | -3.9 | -7.2 | 7.2 | -3.3
-3 | -7 | 5.6 | 0 | 22.2 | 9.4 | 18.3 | 15.6 | 2.4 | 1.2 | 20.6 | 6.9 | 7 | 3 | 14.8 | 5.9 | 13.3 | 3.3 | 10.4 | 5.6 | 12.2 | 6.1 | 10.9 | 4.2 | 13.3 | -4.4 | 11.5 | -10.1 | 23 | 14 | 23.3 | 17.2 | 27.2 | 21.1 | 18.7 | 3.3 | 21.1 | 15 | 6.1 | -5.6 | 22.8 | 13.9 | 8.3 | -2.2 | 12.2 | 7.2 | 0 | -2.8 | 19.4 | 10.6 | 10.6 | 5.6 | 5.2 | 1.1 | 21.1 | 17.8 | 18.9 | 18.9 | 1.1 | -7.8 | 0 | -2 | 1.1 | -0.3 | 3.5 | -1.3 | 7.2 | 2.8 | -3.3 | -7.6 | 3.1 | -0.5 | 1.1 | -1.1 | 20.6 | 13.9 | 6.1 | 5 | 0.6 | -3.9 | 2.8 | 1.1 | 20 | 16.7 | 6.5 | -5.7 | 6.7 | -2.8 | 7.2 | 3.9 | 20 | 12.8 | 6.7 | -1.1 | 10 | 1.1 | 19.4 | 13.3 | 14.1 | -2.1 | 6.8 | -11 | 12.8 | -9.4 | 2.2 | -5.6 | 12.6 | 11.9 | 2 | 0.8 | 9.6 | 6.9 | 20.6 | 10.6 | 0.6 | -2.8 | -2.8 | -7.2 | 2 | 1 | 6.7 | 2.2 | 8.3 | 5.6 | 8.3 | 8.3 | 5 | -1.1 | 0 | -1 | 12.2 | 1.7 | 12.8 | 12.2 | 5 | 1.7 | 17.4 | 9.1 | 12.2 | 1.1 | 4.4 | -1.7 | 24.4 | 18.3 | 11.1 | -6.1 | 13.9 | 5.6 | 20 | 17.8 | 17.2 | 1.1 | 6.1 | -9.4 | 6.1 | 1.1 | 0 | -6.1 | 6.1 | 2.8 | 6.7 | 0 | 5 | 0 | 15.9 | 9.1 | -2.6 | -4.9 | 8.7 | -3.1
-2 | -6 | 3.9 | 1.1 | 23.7 | 9 | 19.2 | 15.7 | 3.2 | 2.2 | 23.3 | 6.6 | 8 | 4 | 18.3 | 5.6 | 14.4 | 4.4 | 12.8 | 5.6 | 12.2 | 6.1 | 14.4 | 3.3 | 12.2 | -1.1 | 14.1 | -10.1 | 24 | 14 | 24.4 | 16.7 | 27.2 | 20.6 | 20.6 | -4.4 | 22.8 | 15 | 7.8 | -5 | 25.6 | 12.8 | 7.6 | 0.1 | 15.6 | 7.2 | 0 | -2.2 | 21.1 | 10 | 15.6 | 5.6 | 3.3 | -1.1 | 22.8 | 17.2 | 20 | 19.4 | 2.8 | -8.9 | 0 | -2 | 1.7 | 0 | 4.4 | -1.7 | 7.8 | 3.3 | -3.3 | -7.8 | 4.4 | -0.6 | 3.3 | 0 | 21.7 | 13.9 | 6.1 | 5.6 | 1.9 | -3 | 4.3 | 0.6 | 22.2 | 16.1 | 8.5 | -5.1 | 7.8 | -2.2 | 10 | 4.4 | 21.7 | 11.7 | 8.3 | -3.3 | 10 | 1.1 | 20.6 | 13.9 | 16.5 | -2.2 | 11.1 | -15 | 13.9 | -8.9 | 3.3 | -5 | 13.9 | 12.8 | 2.2 | 1.1 | 8.9 | 6.1 | 22.2 | 11.1 | 1.7 | -3.9 | -0.9 | -6.4 | 2 | 1 | 8.9 | 0.6 | 9.4 | 3.9 | 11.7 | 11.1 | 7.8 | -0.6 | 0 | -1 | 13.3 | -0.6 | 16.7 | 11.7 | 6.3 | -0.2 | 20.6 | 9.4 | 13.3 | -0.6 | 3.3 | -0.6 | 26.1 | 17.8 | 12.8 | -6.1 | 17.2 | 5 | 21.7 | 17.2 | 18.9 | 1.4 | 6.7 | -8.9 | 6.1 | -1.1 | 0 | -6.1 | 6.1 | 3.9 | 7.2 | -0.6 | 5.6 | 0 | 16.1 | 7.2 | -1.3 | -3.2 | 10.2 | -3.4
-2 | -6 | 5 | 1.1 | 25.2 | 8.3 | 20.2 | 15.9 | 3.9 | 2.8 | 26.1 | 6.1 | 8 | 4 | 20.2 | 5.5 | 15.6 | 2.8 | 13.7 | 5.9 | 13.9 | 6.1 | 15.2 | 4 | 11.7 | -1.1 | 16.7 | -11.1 | 24 | 14 | 24.4 | 17.2 | 28.3 | 21.1 | 21.5 | -4 | 24.4 | 14.4 | 10 | -5.6 | 26.7 | 14.4 | 6.8 | 1.7 | 17.8 | 6.7 | 0 | -1.7 | 23.3 | 11.1 | 18.9 | 5 | 2.9 | -1 | 22.2 | 16.1 | 21.1 | 19.4 | 3.9 | -10.6 | 1 | -1 | 1.1 | -0.4 | 4 | -0.5 | 10 | 5 | -3.5 | -7.3 | 6.1 | -0.4 | 5 | 0.6 | 19.4 | 13.9 | 7.8 | 6.1 | 3.1 | -2.7 | 5.7 | -0.1 | 20.6 | 16.7 | 10.6 | -5.6 | 9.4 | -1.7 | 15 | 3.3 | 20.2 | 10.9 | 9.4 | -3.3 | 11.1 | -1.7 | 21.1 | 13.9 | 18.9 | -2.8 | 12.2 | -13 | 15.6 | -9.4 | 4.4 | -6.1 | 14.8 | 12.9 | 2.8 | 1.2 | 9.1 | 5.7 | 25 | 11.7 | 2.8 | -1.7 | 0.9 | -6.7 | 2 | 1 | 10 | 0 | 9.4 | 2.8 | 16.7 | 16.1 | 8.9 | -0.6 | 0 | -1 | 15 | -1.7 | 18.3 | 11.7 | 7.6 | -2.4 | 22.1 | 9.3 | 15 | 0 | 3.3 | 0 | 26.7 | 17.2 | 14.4 | -6.1 | 20 | 4.4 | 24.4 | 18.3 | 20.5 | 0.9 | 7.2 | -8.3 | 7.8 | -1.1 | 0.6 | -6.1 | 6.1 | 3.3 | 8.3 | -1.1 | 6.7 | 1.7 | 17.2 | 6.1 | 0 | -1.7 | 11.7 | -4.4
-1 | -6 | 5.6 | 1.1 | 26.7 | 7.2 | 21.1 | 16.1 | 4.1 | 3.2 | 28 | 6.2 | 9 | 4 | 22 | 4.6 | 15 | 6.1 | 14.7 | 6.3 | 13.9 | 6.1 | 15.9 | 4.3 | 11.7 | -1.1 | 17.8 | -10.7 | 24 | 16 | 25 | 16.7 | 28.9 | 21.1 | 22.4 | -4.1 | 25 | 15 | 11.7 | -4.4 | 26.7 | 15 | 6.1 | 3.3 | 20 | 8.3 | 0 | -1.1 | 24.4 | 11.7 | 20 | 4.4 | 2.6 | -0.9 | 22.8 | 16.1 | 21.1 | 19.4 | 6.1 | -11.1 | 2 | -2 | 0.6 | -0.9 | 3.7 | 0.4 | 8.9 | 7.2 | -3.7 | -7.5 | 7.7 | -0.7 | 6.7 | 0.6 | 20 | 14.4 | 8.3 | 6.1 | 4.4 | -2.8 | 7.2 | -1.7 | 20.6 | 15 | 10.4 | -4.6 | 10.6 | -1.7 | 16.1 | 1.7 | 18.7 | 9.8 | 10.6 | -3.3 | 12.8 | -1.7 | 22.2 | 14.4 | 19.8 | -2.8 | 13.3 | -13 | 16.7 | -10 | 5.6 | -6.7 | 15.8 | 13 | 3.3 | 1 | 9.2 | 5 | 26.1 | 11.7 | 3.3 | -2.2 | 2.8 | -8.3 | 2 | 0 | 10 | -0.6 | 11.1 | 3.3 | 17.2 | 16.1 | 10 | -0.6 | 0 | -1 | 15.6 | -1.1 | 19.4 | 12.2 | 8.9 | -7.2 | 23.5 | 8.4 | 16.7 | -1.7 | 6.7 | 1.1 | 26.7 | 17.2 | 16.1 | -6.1 | 21.1 | 5.6 | 25.6 | 17.2 | 22.2 | 0.6 | 7.8 | -7.2 | 8.3 | -2.8 | 1.1 | -6.7 | 6.1 | 4.4 | 10 | -0.6 | 7.2 | 2.2 | 18.3 | 4.1 | -0.6 | -2 | 13.2 | -3.5
-1 | -6 | 5.6 | 0.6 | 26.5 | 7.1 | 21.5 | 16 | 4.2 | 3.5 | 29.8 | 5.8 | 9 | 5 | 23.9 | 3.9 | 15.6 | 6.7 | 15.6 | 6.1 | 13.9 | 6.1 | 16.7 | 4.4 | 12.8 | -1.1 | 18.9 | -10.9 | 24 | 16 | 25 | 16.1 | 29.4 | 20 | 23.3 | -4.4 | 26.1 | 15 | 12.8 | -5 | 26.7 | 13.9 | 6.5 | 3.5 | 20.6 | 8.9 | 0.6 | -1.1 | 24.4 | 11.7 | 21.1 | 4.4 | 2.2 | -1.1 | 24.4 | 15.6 | 21.7 | 19.4 | 7.2 | -8.3 | 2 | -1 | 0 | -1.7 | 3.3 | 1.1 | 9.4 | 7.8 | -3.9 | -8.3 | 9.4 | -1.1 | 8.3 | -2.2 | 21.7 | 14.4 | 8.9 | 6.7 | 5.2 | -1.9 | 8.1 | -1.7 | 21.1 | 13.3 | 10.2 | -4 | 12.2 | -0.6 | 17.2 | 5.6 | 17.2 | 8.9 | 12.8 | -3.3 | 13.3 | -1.7 | 23.3 | 14.4 | 20.8 | -2.6 | 14.4 | -15 | 17.8 | -10 | 6.7 | -8.3 | 16.7 | 12.8 | 3.9 | 1.1 | 9.4 | 4.4 | 26.7 | 12.2 | 2.8 | -2.2 | 3.7 | -7.4 | 2 | 0 | 11.1 | -0.6 | 12.2 | 2.2 | 16.7 | 15.6 | 11.7 | -0.6 | 1 | 0 | 15.6 | -1.1 | 21.1 | 12.2 | 9.5 | -5.6 | 25 | 7.8 | 17.2 | -2.2 | 9.4 | 1.7 | 27.8 | 17.2 | 17.2 | -6.1 | 23.3 | 5.6 | 26.7 | 15.6 | 22.9 | 2.4 | 8.9 | -6.1 | 8.3 | -2.8 | 0.6 | -7.2 | 7.2 | 3.3 | 10 | -0.6 | 8.3 | 3.3 | 19.4 | 1.7 | -1.1 | -2.5 | 14.6 | -2.8
0 | -5 | 5.6 | 0.6 | 26.3 | 6.9 | 21.8 | 15.7 | 4.4 | 3.9 | 31.7 | 5.6 | 10 | 4 | 24.5 | 3.2 | 15 | 6.7 | 15.4 | 7 | 13.9 | 6.7 | 16.7 | 4.1 | 13.3 | -1.7 | 20 | -13.9 | 24 | 16 | 25 | 16.1 | 30 | 20 | 23.7 | -3.9 | 26.7 | 15 | 13.9 | -4.4 | 27.2 | 13.3 | 6.8 | 3.6 | 21.1 | 8.9 | 0.6 | -0.6 | 26.1 | 11.7 | 23.9 | 4.4 | 2.4 | -0.9 | 24.4 | 15.6 | 21.1 | 20 | 8.3 | -8.9 | 2 | -1 | -0.2 | -3.3 | 2.8 | 1 | 10.6 | 6.1 | -3.5 | -7.8 | 10.3 | -1 | 9.4 | -2.8 | 22.8 | 15 | 10.6 | 7.2 | 5.9 | -1.7 | 9.1 | -2.5 | 20 | 11.7 | 10 | -4.4 | 12.2 | -0.6 | 16.7 | 5.6 | 16.1 | 7.6 | 10.6 | -5 | 13.9 | -1.7 | 22.8 | 15 | 21.7 | -3.9 | 14.2 | -13.2 | 18.3 | -10 | 8.3 | -6.7 | 17.6 | 13.2 | 4.8 | -0.2 | 9.4 | 4.2 | 26.7 | 10.6 | 3.3 | -3.9 | 4.7 | -7.5 | 2 | 0 | 12.2 | -0.6 | 12.2 | 2.8 | 17.2 | 15.6 | 11.7 | -0.6 | 1 | 0 | 16.1 | -0.6 | 21.7 | 11.7 | 10 | -5.6 | 24.8 | 7.5 | 18.3 | -0.6 | 11.7 | 1.1 | 27.2 | 17.2 | 19.4 | -6.7 | 23.9 | 6.1 | 26.7 | 16.1 | 23.7 | 4.6 | 10.6 | -3.9 | 8.9 | -3.3 | 1.7 | -7.2 | 6.7 | 4.4 | 11.1 | -0.6 | 7.2 | 3.9 | 20 | 1.4 | -1.7 | -3.3 | 16.1 | -2.8
0 | -3 | 5.6 | 0 | 26.1 | 6.7 | 22.2 | 15.6 | 3.5 | 2.9 | 32.1 | 5.6 | 10 | 4 | 25 | 2.4 | 14.4 | 6.7 | 15.2 | 7.3 | 13.3 | 6.1 | 16.7 | 3.1 | 12.2 | -3.3 | 20 | -12.4 | 23 | 16 | 25 | 16.1 | 30 | 18.3 | 24 | -4.5 | 27.2 | 16.1 | 15 | -3.9 | 26.7 | 12.8 | 7.2 | 3.9 | 21.7 | 8.9 | 1.1 | 0 | 26.1 | 11.7 | 24.4 | 3.3 | 2.6 | -0.9 | 24.4 | 15 | 20 | 19.4 | 8.3 | -8.3 | 1 | 0 | -0.4 | -5.3 | 2.2 | 0.7 | 11.1 | 6.1 | -3.2 | -8 | 11.3 | -1.3 | 10 | -3.9 | 23.9 | 16.1 | 11.7 | 8.3 | 6.7 | -1.7 | 10 | -3.9 | 20.6 | 11.1 | 9.8 | -4.7 | 12.8 | 1.1 | 14.4 | 10 | 15 | 6.3 | 11.1 | -5.6 | 14.4 | -1.7 | 22.8 | 14.4 | 19.3 | -1.1 | 14.1 | -14.3 | 18.9 | -9.4 | 8.3 | -8.9 | 18.5 | 13.2 | 5.8 | -1.4 | 9.4 | 4.2 | 27.2 | 11.1 | 3.9 | -4.4 | 5.6 | -8.9 | 2 | 0 | 13.9 | 0.6 | 13.9 | 1.7 | 15 | 13.9 | 10.6 | 0 | 1 | 0 | 16.1 | -1.1 | 22.2 | 10 | 10.6 | -6.1 | 24.6 | 6.9 | 17.8 | -0.6 | 12.8 | 0 | 27.8 | 17.8 | 22.2 | -9.4 | 25 | 5.6 | 26.1 | 15.6 | 24.4 | 6.1 | 11.1 | -3.3 | 9.4 | -2.8 | 2.2 | -7.8 | 7.2 | 4.4 | 10.6 | -1.1 | 6.1 | 3.3 | 20.5 | 1.4 | -2.6 | -3.8 | 15.2 | -5.1
0 | -3 | 5.6 | 0 | 25.2 | 6.9 | 21.8 | 15.4 | 2.6 | 2 | 32.4 | 5.1 | 9 | 4 | 25.6 | 1.7 | 14.4 | 6.1 | 15 | 7.8 | 12.8 | 6.1 | 16.7 | 2.2 | 10 | -0.6 | 20 | -13.6 | 23 | 16 | 24.4 | 16.1 | 29.4 | 18.9 | 24.4 | -4.4 | 27.2 | 16.1 | 14.4 | -5.6 | 25.6 | 13.3 | 7.4 | 4.2 | 22.2 | 8.9 | 1.1 | -0.6 | 26.1 | 12.8 | 25 | 0 | 2.8 | -1.1 | 23.9 | 16.7 | 19.4 | 18.9 | 8.3 | -5 | 1 | 0 | -0.6 | -8.9 | 1.7 | 0.6 | 9.4 | 7.8 | -2.8 | -8.9 | 12.2 | -1.7 | 11.1 | -5 | 24.4 | 15.6 | 11.7 | 8.3 | 6.7 | -1.1 | 9.8 | -2.5 | 19.4 | 6.1 | 9.6 | -5.6 | 12.8 | 0 | 14.4 | 10 | 13.9 | 5 | 10.6 | -5.6 | 13.3 | -1.7 | 23.3 | 13.9 | 16.8 | 0 | 13.9 | -16.1 | 18.9 | -11.1 | 8.9 | -8.9 | 19.4 | 13.3 | 6.7 | -3.9 | 9.4 | 3.9 | 26.7 | 11.1 | 3.3 | -3.3 | 5.6 | -8 | 2 | -1 | 14.4 | 0 | 13.3 | 1.7 | 13.9 | 8.9 | 8.9 | 0 | 1 | 0 | 16.1 | -1.1 | 22.2 | 11.1 | 10 | -5.3 | 24.4 | 6.7 | 16.1 | -2.2 | 13.3 | -2.2 | 27.2 | 18.3 | 22.2 | -9.4 | 26.1 | 5 | 27.2 | 15 | 24.6 | 7.3 | 11.7 | -3.3 | 8.3 | -1.1 | 1.1 | -7.8 | 7.8 | 4.4 | 11.1 | -2.2 | 5 | 2.2 | 21.1 | 0.6 | -3.5 | -4.6 | 14.2 | -8.7
0 | -4 | 5.6 | -0.6 | 24.2 | 6.5 | 21.5 | 15.1 | 1.7 | 1.1 | 32.8 | 5.6 | 10 | 4 | 23.4 | 3.4 | 14.4 | 5.6 | 13.5 | 8 | 12.2 | 5 | 14.5 | 3.3 | 7.2 | 2.2 | 20 | -15 | 22 | 13 | 23.3 | 16.1 | 28.9 | 19.4 | 23.1 | -3.6 | 27.2 | 16.1 | 15 | -5.6 | 25 | 13.9 | 7.6 | 4.7 | 22.2 | 8.9 | 1.1 | 0 | 25 | 11.7 | 25 | -2.2 | 3 | -1.4 | 22.8 | 17.2 | 20 | 19.4 | 6.1 | -2.2 | 0 | -2 | -2.1 | -8.9 | 1.7 | 0.5 | 8.3 | 7.2 | -3.3 | -7.5 | 10.4 | -1.2 | 8.9 | -4.4 | 23.3 | 15.6 | 11.7 | 8.3 | 6.7 | -1.1 | 9.6 | -2.1 | 18.9 | 2.8 | 9.4 | -7.2 | 12.2 | -0.6 | 13.9 | 10 | 13.2 | 5.1 | 10.6 | -5 | 12.8 | -2.2 | 23.3 | 13.3 | 14.4 | 0.6 | 12 | -12.4 | 18.3 | -11.1 | 8.9 | -8.9 | 19 | 13.4 | 6.7 | -4.4 | 8.9 | 3.9 | 26.1 | 10 | 2.8 | -2.2 | 5.6 | -8 | 1 | -4 | 13.9 | -1.1 | 12.8 | 0.6 | 14.4 | 10 | 8.9 | 0 | 1 | 0 | 15.6 | -2.2 | 21.1 | 10.6 | 9.5 | -5.6 | 24 | 6.3 | 14.4 | -3.3 | 13.9 | -3.3 | 25.6 | 17.8 | 20 | -7.8 | 26.1 | 5 | 25.6 | 14.4 | 24.8 | 7.9 | 11.7 | -2.8 | 7.8 | -1.7 | 1.1 | -7.8 | 7.2 | 3.3 | 11.1 | -0.6 | 3.9 | 1.7 | 20.5 | -0.2 | -4.4 | -5.6 | 13.3 | -13.3
0 | -3 | 5.6 | -1.1 | 23.3 | 6.7 | 21.1 | 15 | 1.5 | 1.1 | 30.9 | 5.4 | 8 | 4 | 21.1 | 4.7 | 13.3 | 4.4 | 12.1 | 8 | 11.1 | 3.9 | 12.2 | 4 | 5 | 2.2 | 16.1 | -13.9 | 21 | 14 | 22.2 | 16.7 | 28.3 | 19.4 | 21.9 | -2.4 | 25.6 | 15.6 | 15 | -5.6 | 23.3 | 14.4 | 7.8 | 5 | 21.1 | 8.3 | 1.1 | 0 | 24.4 | 11.7 | 25 | -1.7 | 3.1 | -1.8 | 22.2 | 17.8 | 20 | 19.4 | 5.6 | -3.3 | 0 | -2 | -3.5 | -9.8 | 1.7 | 0.5 | 7.8 | 6.7 | -3.9 | -6.8 | 8.5 | -1.2 | 7.8 | -3.3 | 21.7 | 15 | 11.1 | 8.3 | 6.7 | -1.1 | 9.4 | -1.7 | 16.1 | 2.8 | 7.4 | -6.3 | 11.1 | -0.6 | 13.9 | 10 | 12.4 | 5.1 | 10 | -5 | 12.2 | -3.3 | 22.8 | 13.3 | 13.7 | 0 | 10.2 | -11.7 | 17.2 | -11.1 | 7.8 | -9.4 | 18.7 | 13.4 | 6.7 | -5.9 | 8.3 | 3.6 | 25 | 10.6 | 2.8 | -1.1 | 5.6 | -9.4 | 0 | -3 | 12.8 | -1.7 | 11.7 | 2.2 | 13.3 | 3.3 | 8.3 | 0 | 1 | 0 | 14.4 | -2.2 | 20.6 | 11.7 | 8.9 | -6.7 | 23.7 | 5.6 | 11.1 | 2.2 | 13.3 | -3.9 | 24.4 | 18.3 | 17.2 | -8.9 | 25 | 4.4 | 25.6 | 14.4 | 25 | 8.9 | 10.6 | -3.3 | 7.2 | -2.2 | 0.6 | -7.2 | 7.2 | 3.9 | 10 | -0.6 | 2.2 | 0 | 20 | -1 | -4.6 | -5.6 | 9.1 | -4.3
-1 | -4 | 5 | -0.6 | 20.7 | 8.1 | 19.4 | 14.9 | 1.3 | 1.1 | 29.1 | 5.9 | 8 | 4 | 18.9 | 5 | 12.8 | 4.4 | 10.6 | 7.8 | 10.6 | 4.4 | 10 | 3.9 | 1.7 | 0 | 12.2 | -15.6 | 20 | 14 | 21.7 | 17.2 | 27.8 | 19.4 | 20.6 | -2.8 | 21.7 | 15 | 12.2 | -3.9 | 22.2 | 14.4 | 8 | 5.3 | 19.4 | 7.8 | 1.7 | 0 | 21.7 | 11.7 | 21.7 | 0.6 | 3.3 | -2.8 | 20.6 | 17.8 | 20 | 19.4 | 4.4 | -1.7 | -1 | -2 | -5 | -11.7 | 1.7 | 0.6 | 7.8 | 6.7 | -4.4 | -6.7 | 6.7 | -1.7 | 7.2 | -2.2 | 20.6 | 14.4 | 10 | 7.8 | 5.9 | -0.9 | 8.7 | -1.5 | 14.4 | 3.9 | 5.3 | -6.7 | 9.4 | -1.7 | 13.9 | 10 | 11.7 | 5 | 8.9 | -5.6 | 10 | -2.2 | 21.7 | 12.8 | 12.9 | -0.3 | 8.3 | -12.2 | 16.1 | -10.6 | 6.1 | -9.4 | 18.3 | 13.3 | 6.7 | -8.3 | 7.8 | 3.3 | 21.7 | 10.6 | 2.2 | -1.7 | 4.1 | -7.7 | -1 | -6 | 10 | 0.6 | 10.6 | 2.8 | 10 | 0.6 | 7.2 | 0 | 1 | 0 | 12.8 | -2.8 | 18.9 | 11.7 | 7.8 | -4.4 | 23.3 | 5.6 | 7.8 | 0.6 | 10.6 | 0.6 | 22.8 | 18.9 | 14.4 | -10.6 | 20.6 | 7.8 | 22.2 | 15 | 23.7 | 11.1 | 7.8 | -1.7 | 4.4 | -1.1 | 0 | -8.3 | 7.2 | 3.9 | 7.8 | 0 | 1.7 | -0.6 | 19.4 | -2.2 | -4.8 | -5.8 | 4.8 | -2.2
-1 | -4 | 5 | -0.6 | 18.2 | 9.1 | 17.8 | 14.9 | 1.1 | 1.1 | 27.2 | 5.6 | 8 | 3 | 17 | 6.5 | 12.8 | 5 | 9.7 | 7.5 | 10.6 | 4.4 | 8.7 | 3.5 | 1.7 | 0 | 8.3 | -18.3 | 19 | 14 | 21.1 | 17.2 | 26.7 | 20 | 17.3 | 0 | 21.1 | 15 | 9.4 | -1.7 | 22.2 | 13.9 | 8.1 | 5.4 | 18.3 | 7.8 | 1.7 | 0 | 18.9 | 11.7 | 16.1 | 2.8 | 2.8 | -1.9 | 20 | 17.8 | 20 | 18.9 | 3.9 | -1.1 | -5 | -8 | -6.1 | -11.7 | 1.5 | 0.5 | 7.2 | 6.1 | -4.8 | -6.6 | 4.5 | -1 | 3.9 | -2.2 | 20 | 15 | 9.4 | 7.2 | 5.2 | -0.7 | 7.9 | -1.9 | 13.3 | 2.8 | 3.3 | -7.8 | 6.7 | -2.8 | 12.8 | 10 | 11.7 | 4.7 | 8.3 | -4.4 | 7.8 | -1.7 | 20.6 | 13.3 | 12.2 | -1.1 | 7.4 | -10.1 | 15.6 | -8.9 | 3.9 | -7.8 | 17.4 | 13.2 | 5.9 | -6.8 | 8 | 3.3 | 19.4 | 10.6 | 1.1 | -2.2 | 2.6 | -7.5 | -2 | -5 | 8.3 | 0.6 | 9.4 | 4.4 | 8.3 | -1.1 | 7.2 | 0 | 1 | 0 | 10.6 | -1.7 | 16.1 | 12.8 | 6.7 | -3.1 | 21.8 | 8 | 6.1 | -0.6 | 7.2 | -1.1 | 22.8 | 19.4 | 12.8 | -11.1 | 19.4 | 6.1 | 20.6 | 14.4 | 22.4 | 13 | 5 | -1.1 | 3.9 | -1.1 | -0.6 | -8.3 | 6.7 | 3.9 | 6.7 | 0 | 1.7 | -0.6 | 16.8 | 0 | -5 | -6.1 | 0.6 | -2.2
-1 | -5 | 5.6 | -1.1 | 15.6 | 8.9 | 16.1 | 14.4 | 0.7 | 0.7 | 26.1 | 5.7 | 5 | 2 | 15.2 | 7.3 | 13.3 | 5 | 8.7 | 7.2 | 10 | 4.4 | 7.4 | 3.3 | 1.7 | 0 | 7.6 | -15.6 | 18 | 14 | 21.1 | 17.2 | 26.1 | 20.6 | 13.9 | 1.2 | 19.4 | 15 | 7.8 | 0.6 | 22.2 | 13.9 | 8.3 | 5.6 | 15.6 | 7.8 | 2.2 | 0.6 | 18.9 | 11.7 | 13.3 | 2.8 | 2.2 | -1.7 | 19.4 | 17.8 | 20 | 18.3 | 3.9 | 0 | -6 | -9 | -7.2 | -12.8 | 1.3 | 0.6 | 7.2 | 6.1 | -5.2 | -6.8 | 2.2 | -1.1 | 3.9 | -2.2 | 20 | 14.4 | 10.6 | 8.3 | 4.4 | -1.1 | 7.2 | -2.2 | 11.7 | 2.8 | 2.2 | -6.3 | 5.6 | -1.7 | 13.3 | 10.6 | 11.7 | 4 | 7.8 | -3.9 | 6.1 | -1.7 | 20 | 13.3 | 11.8 | -0.6 | 6.5 | -9.1 | 14.4 | -7.8 | 5 | -9.4 | 16.5 | 12.7 | 5.2 | -6.5 | 8.1 | 3 | 20 | 10.6 | 0 | -2.8 | 1.1 | -8.3 | -2 | -6 | 7.2 | 0.6 | 9.4 | 3.3 | 7.2 | -2.2 | 6.7 | 0 | 1 | 0 | 10.6 | -1.1 | 15 | 12.2 | 5.6 | -2.8 | 20.4 | 10 | 5 | -0.6 | 6.7 | -1.7 | 22.2 | 19.4 | 11.1 | -11.7 | 18.9 | 7.8 | 19.4 | 12.8 | 21.1 | 13.9 | 3.3 | -2.2 | 4.4 | -1.1 | -1.1 | -8.9 | 6.7 | 3.9 | 5 | 0 | 2.2 | -0.6 | 14.3 | 1.6 | -5.4 | -6.5 | -0.9 | -3.1
-4 | -7 | 5.6 | -1.1 | 14.8 | 9.4 | 15.9 | 14.5 | 0.4 | 0.4 | 25 | 6.3 | 4 | 2 | 13.3 | 7.8 | 12.8 | 3.9 | 7.8 | 6.7 | 10 | 3.9 | 6.1 | 2.8 | 1.7 | 0 | 6.8 | -14.2 | 17 | 14 | 20.6 | 17.2 | 25.6 | 21.1 | 10.6 | 1.1 | 18.3 | 15.6 | 7.8 | 0.6 | 21.7 | 13.9 | 8.3 | 5.8 | 11.7 | 7.2 | 2.8 | 1.1 | 18.9 | 11.1 | 13.3 | 4.4 | 1.7 | -1.7 | 18.9 | 17.8 | 19.4 | 18.3 | 3.9 | 1.1 | -7 | -12 | -8.3 | -14.4 | 1.1 | 0.6 | 7.8 | 7.2 | -5.6 | -7.2 | 0 | -1.7 | 5 | -2.2 | 18.9 | 14.4 | 11.1 | 8.9 | 3.9 | -0.6 | 6.7 | -1.9 | 10.6 | 3.3 | 1.1 | -6.1 | 2.8 | -2.8 | 12.2 | 11.7 | 11.7 | 3.3 | 6.1 | -3.9 | 5 | -3.3 | 16.7 | 15 | 11.5 | -0.3 | 5.6 | -10 | 13.3 | -7.8 | 3.9 | -7.8 | 15.6 | 12.2 | 4.4 | -7.2 | 8.3 | 2.8 | 20 | 10 | -1.1 | -4.4 | 0.2 | -7.1 | -3 | -6 | 5 | 0.6 | 7.8 | 3.9 | 6.1 | -3.3 | 6.7 | 0 | 1 | 0 | 7.2 | 2.8 | 13.3 | 12.2 | 4.5 | -1.5 | 18.9 | 11.1 | 5.6 | -0.6 | 6.1 | -1.7 | 22.8 | 19.4 | 11.1 | -12.8 | 17.8 | 7.8 | 18.3 | 12.8 | 20.2 | 15.2 | 3.3 | -1.7 | 3.3 | -1.1 | -2.8 | -9.4 | 7.2 | 4.4 | 3.3 | 0 | 1.7 | -1.1 | 11.7 | 1.7 | -5.7 | -7 | -2.4 | -4.5
-6 | -7 | 5.6 | -0.6 | 14.1 | 9.8 | 15.8 | 14.5 | 0 | 0 | 23.9 | 6.1 | 3 | 2 | 12.2 | 7.7 | 13.3 | 3.9 | 7.4 | 6.4 | 9.4 | 4.4 | 5.8 | 2.8 | 1.1 | 0 | 6.1 | -15.6 | 16 | 14 | 20.6 | 16.7 | 25.6 | 21.1 | 9.1 | 1.5 | 18.3 | 15.6 | 7.2 | 0 | 21.7 | 13.9 | 8.3 | 6 | 12.2 | 7.2 | 2.8 | 1.7 | 16.7 | 10.6 | 11.1 | 6.1 | 1.3 | -1.7 | 18.3 | 17.8 | 19.4 | 17.8 | 3.9 | 2.2 | -8 | -14 | -9.2 | -15.1 | 1.3 | 0.6 | 7.2 | 6.7 | -6 | -8 | -0.4 | -2.1 | 4.4 | -1.1 | 18.3 | 13.9 | 11.1 | 8.9 | 3.3 | -0.6 | 6.1 | -1.8 | 7.8 | 5 | 0 | -6.7 | 2.8 | -2.8 | 12.2 | 12.2 | 11.3 | 4.1 | 5 | -3.9 | 4.4 | -3.9 | 18.3 | 12.2 | 11.1 | 0 | 3.9 | -8.4 | 12.8 | -7.2 | 1.7 | -6.7 | 15.4 | 12 | 3.9 | -6.7 | 8.7 | 2.5 | 20 | 10 | -1.1 | -4.4 | -0.8 | -7 | -4 | -7 | 3.9 | 0.6 | 7.8 | 3.9 | 5.6 | -3.9 | 6.7 | 0 | 0 | -1 | 5.6 | 2.8 | 13.3 | 12.2 | 3.3 | -0.9 | 18.7 | 12 | 5.6 | -0.6 | 7.8 | -2.2 | 22.2 | 19.4 | 8.9 | -12.8 | 16.7 | 7.8 | 17.2 | 10 | 19.2 | 15.9 | 3.3 | -2.2 | 1.7 | -2.8 | -4.4 | -8.9 | 6.7 | 3.9 | 3.3 | 0 | 1.7 | -1.1 | 11.3 | 1.5 | -6.1 | -7.8 | -3.9 | -6.1
-5 | -7 | 5.6 | -0.6 | 13.3 | 10 | 15.6 | 14.4 | -0.6 | -0.7 | 22.2 | 6.5 | 4 | 2 | 11.1 | 7.4 | 12.8 | 5 | 7.1 | 6.1 | 9.4 | 4.4 | 5.3 | 2.8 | -0.6 | -1.7 | 5 | -12.4 | 16 | 15 | 20.6 | 16.7 | 25.6 | 21.1 | 7.6 | 1.7 | 19.4 | 15 | 5.6 | 1.1 | 21.7 | 14.4 | 8.3 | 6.1 | 10.6 | 6.7 | 3.3 | 1.7 | 17.8 | 10.6 | 12.8 | 2.8 | 1 | -2 | 18.3 | 17.8 | 19.4 | 17.8 | 3.9 | 2.8 | -9 | -14 | -10.2 | -15.8 | 1.5 | 0.5 | 6.7 | 6.7 | -6.3 | -8.7 | -0.7 | -2.8 | 3.3 | -1.1 | 17.8 | 13.3 | 10.6 | 8.9 | 2.8 | -0.6 | 5.6 | -2.2 | 6.7 | 5 | -0.2 | -5.7 | 2.2 | -1.1 | 12.8 | 12.2 | 11 | 4.7 | 4.4 | -3.3 | 3.3 | -3.9 | 17.2 | 6.7 | 10.7 | 0.1 | 2.3 | -8 | 12.8 | -7.2 | 0 | -6.7 | 15.2 | 11.6 | 3.3 | -7.4 | 9 | 2.1 | 19.4 | 10 | -0.6 | -5 | -1.7 | -7.8 | -5 | -7 | 3.3 | 0 | 6.1 | 4.4 | 5.6 | -3.9 | 6.7 | -0.6 | 0 | -1 | 6.1 | 2.8 | 12.8 | 11.7 | 2.2 | -0.6 | 18.5 | 12.5 | 5.6 | -0.6 | 7.8 | -2.8 | 22.2 | 19.4 | 8.3 | -12.2 | 16.7 | 7.8 | 16.7 | 7.8 | 18.3 | 16.7 | 2.2 | -2.2 | 0.6 | -3.3 | -2.8 | -7.8 | 6.7 | 2.8 | 2.8 | 0 | 1.1 | -1.1 | 11 | 1.5 | -6.8 | -8.3 | -4.5 | -6.3
-6 | -7 | 5.6 | -0.6 | 12.6 | 9.8 | 15 | 14.2 | -1.1 | -1.5 | 20.6 | 6.2 | 4 | 2 | 10 | 7.2 | 10.6 | 5.6 | 6.7 | 5.6 | 9.4 | 4.4 | 5.1 | 2.8 | -1.1 | -2.2 | 3.9 | -11.2 | 16 | 15 | 20 | 17.2 | 25.6 | 21.1 | 6.1 | 1.7 | 19.4 | 15 | 5.6 | 0.6 | 21.7 | 13.9 | 8.1 | 5.9 | 10.6 | 6.7 | 2.8 | 1.7 | 18.3 | 10 | 12.8 | -1.1 | 0.6 | -2.8 | 18.3 | 17.8 | 18.3 | 17.2 | 3.9 | 2.8 | -10 | -13 | -11.1 | -16.5 | 1.7 | 0.6 | 6.7 | 6.1 | -6.7 | -10 | -1.1 | -3.9 | 3.3 | -1.1 | 17.2 | 13.3 | 10.6 | 8.3 | 2.6 | -0.4 | 4.7 | -1.3 | 5.6 | 4.4 | -0.4 | -5.7 | 2.2 | -0.6 | 13.9 | 13.3 | 10.6 | 5 | 4.4 | -3.3 | 2.8 | -3.3 | 7.8 | 4.4 | 10.4 | 0.4 | 0.6 | -9.4 | 12.8 | -6.7 | 0 | -6.7 | 15 | 11.1 | 2.8 | -8.9 | 9.4 | 1.7 | 18.9 | 10 | -3.3 | -5 | -2.4 | -7.3 | -4 | -6 | 2.8 | 0 | 6.1 | 4.4 | 5.6 | -4.4 | 6.7 | 3.3 | 0 | -1 | 4.4 | 2.8 | 12.8 | 11.7 | 2.2 | -0.3 | 18.3 | 13.3 | 5 | -1.1 | 6.1 | -3.3 | 22.8 | 20 | 8.3 | -11.1 | 15 | 8.3 | 15.6 | 5.6 | 18.3 | 17 | 1.1 | -2.8 | 0.6 | -3.3 | -2.2 | -6.7 | 5.6 | 2.8 | 1.7 | 0 | 1.1 | -2.2 | 10.6 | 1.1 | -7.6 | -9.1 | -5 | -6.6
-6 | -7 | 5.6 | -0.6 | 11.8 | 9.7 | 14.5 | 14.2 | -1.7 | -2.2 | 18.9 | 6.1 | 4 | 2 | 9.3 | 7.1 | 11.1 | 5.6 | 6.9 | 5.4 | 9.4 | 5 | 4.8 | 2.8 | -1.7 | -2.8 | 2.8 | -12.2 | 16 | 15 | 19.4 | 17.2 | 25.6 | 21.1 | 5.4 | 1.9 | 17.8 | 15 | 5.6 | 0.6 | 21.1 | 15 | 8 | 5.8 | 11.1 | 6.1 | 2.8 | 1.1 | 18.3 | 10 | 11.1 | -1.1 | 0.2 | -2.8 | 18.3 | 17.2 | 18.9 | 17.2 | 4.4 | 3.3 | -10 | -15 | -11.8 | -17.2 | 1.1 | 0.1 | 6.7 | 6.1 | -7.4 | -10.4 | -1.5 | -3.6 | 2.8 | 0.6 | 16.7 | 12.8 | 10.6 | 8.9 | 2.4 | -0.5 | 3.7 | -1.1 | 4.4 | 4.4 | -0.6 | -6.1 | 1.7 | -1.1 | 15.6 | 15 | 10.4 | 5.2 | 3.9 | -3.3 | 3.9 | -3.3 | 5 | 0.6 | 10 | 0.6 | -0.5 | -8.6 | 12.8 | -6.1 | -2.2 | -6.1 | 14.3 | 11.5 | 2.6 | -8.3 | 7.9 | 1.5 | 16.7 | 10 | -1.1 | -3.9 | -3.2 | -7.5 | -5 | -7 | 1.1 | -0.6 | 5 | 3.9 | 5.6 | -3.9 | 6.7 | 3.3 | 0 | -1 | 5 | 2.8 | 12.8 | 12.2 | 2.2 | -0.2 | 17.4 | 13.4 | 5 | -1.1 | 5.6 | -3.9 | 22.8 | 19.4 | 7.2 | -10.6 | 13.3 | 7.8 | 13.9 | 5.6 | 18.3 | 17.5 | 0.6 | -3.3 | 0 | -3.3 | -2.2 | -6.7 | 4.4 | 2.8 | 1.1 | -0.6 | 0.6 | -2.8 | 9.5 | 1.9 | -8.3 | -10 | -5.6 | -7.2
-6 | -7 | 5.6 | -0.6 | 11.1 | 9.4 | 13.9 | 13.9 | -2.8 | -3.3 | 17.8 | 6.7 | 4 | 3 | 8.5 | 7 | 10 | 5.6 | 7 | 4.8 | 8.9 | 5 | 4.6 | 2.8 | -1.7 | -2.8 | 1.5 | -10.7 | 16 | 15 | 17.2 | 16.1 | 25.6 | 20 | 4.6 | 2.1 | 13.3 | 12.8 | 5.6 | 0.6 | 21.7 | 15.6 | 7.8 | 5.6 | 9.4 | 6.1 | 3.3 | 2.2 | 17.8 | 10 | 12.2 | -0.6 | -0.2 | -3.5 | 18.3 | 17.2 | 19.4 | 17.8 | 5 | 3.9 | -11 | -15 | -12.6 | -17.8 | 0.6 | -0.1 | 6.7 | 6.7 | -8.2 | -11.2 | -1.8 | -3.5 | 2.2 | 1.7 | 17.2 | 12.2 | 11.1 | 9.4 | 2.2 | -0.6 | 2.8 | -1.1 | 7.2 | 2.8 | -0.6 | -5.5 | 1.7 | -1.1 | 16.7 | 15 | 10.2 | 5 | 1.1 | -3.3 | 3.3 | -5 | 4.4 | -1.1 | 9.3 | 0.5 | -1.7 | -9.5 | 12.2 | -6.1 | -2.2 | -5.6 | 13.5 | 11.6 | 2.4 | -9 | 6.5 | 1 | 17.2 | 10 | -1.7 | -5 | -3.9 | -8.3 | -5 | -7 | 0.6 | -0.6 | 4.4 | 2.8 | 5 | -3.9 | 6.1 | 4.4 | 0 | -1 | 3.9 | 2.2 | 12.8 | 12.2 | 2.2 | 0 | 16.5 | 13.3 | 5 | -0.6 | 6.1 | -3.3 | 22.2 | 19.4 | 5.6 | -11.1 | 13.9 | 7.2 | 12.8 | 4.4 | 18.3 | 17.8 | 0 | -3.3 | -0.6 | -3.9 | -2.2 | -7.2 | 4.4 | 2.8 | 0.6 | -0.6 | 0.6 | -3.3 | 8.3 | 2.5 | -8.9 | -10.3 | -6.5 | -8
-6 | -7 | 5 | -0.6 | 10.9 | 9.4 | 13.9 | 13.9 | -3.9 | -4.4 | 16.7 | 7.1 | 2 | 1 | 7.8 | 6.7 | 10 | 5.6 | 7.2 | 4.4 | 7.8 | 4.4 | 4.3 | 2.8 | -1.7 | -2.8 | 0.2 | -11.1 | 16 | 15 | 16.1 | 15.6 | 25 | 19.4 | 3.9 | 2.2 | 13.9 | 12.8 | 4.4 | 0.6 | 21.1 | 15.6 | 8 | 6 | 9.4 | 6.1 | 3.3 | 2.2 | 16.7 | 10 | 12.2 | -2.2 | -0.6 | -4.4 | 17.8 | 17.2 | 19.4 | 18.9 | 5 | 4.4 | -11 | -15 | -13.3 | -18.5 | 0 | -0.6 | 6.7 | 6.1 | -8.9 | -12.2 | -2.2 | -3.9 | 2.2 | 1.7 | 17.2 | 8.9 | 11.1 | 10.6 | 1.8 | -0.5 | 1.9 | -0.9 | 8.3 | 2.2 | -0.6 | -5.5 | 1.7 | -0.6 | 16.7 | 15.6 | 10 | 5 | 1.7 | -4.4 | 2.2 | -3.9 | 3.9 | -2.2 | 8.5 | 0.2 | -2.8 | -11.1 | 12.2 | -6.1 | -2.8 | -6.1 | 12.8 | 11.7 | 2.2 | -10.6 | 5 | 0.6 | 16.7 | 10 | -3.9 | -6.1 | -4.3 | -7.8 | -5 | -7 | 0 | -1.7 | 4.4 | 3.3 | 4.4 | -4.4 | 6.1 | 5 | 0 | -2 | 4.4 | 2.2 | 13.3 | 12.2 | 1.5 | -0.8 | 15.6 | 13.3 | 5 | -1.1 | 5.6 | -2.8 | 22.2 | 19.4 | 3.9 | -11.7 | 12.8 | 7.2 | 11.7 | 4.4 | 18.1 | 17.6 | 0 | -3.9 | -1.7 | -3.9 | -2.2 | -7.8 | 4.4 | 2.8 | 0 | -1.1 | 0 | -3.9 | 7.2 | 2.8 | -9.4 | -10.8 | -7.4 | -8.9
-7 | -8 | 4.4 | -0.6 | 10.8 | 9.3 | 13.9 | 13.9 | -5 | -5.6 | 15.6 | 7.2 | 1 | 0 | 8.2 | 7 | 10 | 5.6 | 7.2 | 4.9 | 7.8 | 3.9 | 4.1 | 2.8 | -1.1 | -2.2 | -1.1 | -12.8 | 16 | 15 | 16.1 | 16.1 | 25 | 18.9 | 4.1 | 2.8 | 12.8 | 12.2 | 4.4 | 1.1 | 21.1 | 16.1 | 8.1 | 6.3 | 8.9 | 5.6 | 3.3 | 1.7 | 17.2 | 10.6 | 11.1 | -1.1 | -0.6 | -3.9 | 17.8 | 17.2 | 20 | 18.3 | 5.6 | 5 | -11 | -15 | -12.9 | -19.2 | 0.9 | 0.2 | 6.7 | 6.1 | -9.3 | -12.2 | -2.4 | -3.6 | 2.2 | 1.7 | 8.3 | 1.7 | 12.2 | 11.1 | 1.5 | -0.4 | 0.9 | -0.9 | 7.8 | 2.2 | -0.6 | -6.1 | 1.1 | -1.1 | 15.6 | 15 | 10 | 5.2 | 1.7 | -4.4 | 1.7 | -3.9 | 2.8 | -3.3 | 7.8 | 0 | -1.5 | -9.6 | 12.2 | -6.1 | -3.3 | -6.7 | 12.8 | 11.6 | 2 | -9.6 | 5.6 | 0.5 | 16.7 | 10 | -3.9 | -5.6 | -4.6 | -7.8 | -6 | -8 | 0 | -1.1 | 3.9 | 2.8 | 4.4 | -4.4 | 6.7 | 5.6 | 0 | -3 | 3.3 | 2.2 | 13.3 | 12.8 | 0.7 | -1.6 | 14.8 | 13.2 | 5 | -0.6 | 5 | -2.2 | 22.2 | 19.4 | 2.2 | -11.7 | 10.6 | 6.1 | 11.1 | 3.9 | 18 | 17.5 | -1.1 | -4.4 | -2.2 | -3.9 | -2.8 | -8.3 | 3.9 | 2.8 | -0.6 | -1.1 | -1.1 | -5.6 | 9.6 | 4.4 | -10 | -11.7 | -8.3 | -10
-7 | -8 | 4.4 | 0 | 10.6 | 8.9 | 13.9 | 13.9 | -3.3 | -3.9 | 16.7 | 7.7 | 1 | 1 | 8.5 | 7 | 10.6 | 5.6 | 7.2 | 5.2 | 7.8 | 3.9 | 4 | 2.8 | -1.1 | -2.2 | 1.7 | -10.2 | 16 | 15 | 15.6 | 15.6 | 25 | 18.9 | 4.2 | 3.3 | 12.8 | 12.2 | 7.8 | 1.1 | 20.6 | 15.6 | 8.3 | 6.7 | 8.9 | 5.6 | 3.3 | 2.2 | 19.4 | 10.6 | 10.6 | 1.7 | -0.6 | -3.7 | 17.8 | 17.2 | 19.4 | 18.9 | 5.6 | 5 | -12 | -16 | -12.6 | -19.9 | 1.9 | 0.9 | 6.1 | 6.1 | -9.6 | -12.5 | -2.6 | -3.7 | 2.2 | 1.7 | 5.6 | -1.1 | 12.8 | 11.7 | 1.1 | -0.6 | 0 | -1.1 | 7.2 | 2.2 | 0.2 | -5.1 | 1.1 | -1.1 | 15.6 | 15 | 10 | 5.4 | -1.1 | -4.4 | 1.7 | -3.9 | 2.8 | -2.8 | 8.7 | 0.1 | -0.2 | -9.1 | 12.2 | -6.1 | -3.9 | -6.1 | 12.8 | 11.4 | 1.9 | -9.7 | 6.1 | 0.6 | 16.7 | 9.4 | -5 | -5.6 | -5 | -8.3 | -6 | -7 | 0.6 | -0.6 | 3.9 | 2.8 | 3.9 | -4.4 | 7.8 | 6.1 | -1 | -3 | 3.3 | 2.2 | 13.9 | 13.3 | 0 | -2.8 | 14.1 | 13 | 4.4 | 0 | 5.6 | -1.7 | 21.7 | 19.4 | 1.7 | -11.7 | 11.1 | 6.1 | 11.1 | 3.3 | 17.8 | 17.2 | -1.1 | -4.4 | -2.2 | -4.4 | -4.4 | -11.7 | 3.9 | 2.2 | -0.6 | -0.6 | -1.7 | -6.7 | 12 | 5.9 | -8.5 | -10.6 | -7.9 | -8.8
-5 | -7 | 3.9 | 0 | 14.5 | 10.6 | 15.6 | 14.7 | -1.7 | -2.6 | 17.8 | 8.1 | 3 | 1 | 8.9 | 7.2 | 11.7 | 6.1 | 7.2 | 5.6 | 8.9 | 3.9 | 5.6 | 2.8 | -1.1 | -2.8 | 4.4 | -9 | 18 | 15 | 17.2 | 16.7 | 25 | 18.9 | 4.4 | 3.9 | 13.3 | 13.3 | 7.2 | 6.1 | 21.1 | 16.1 | 9.2 | 7.3 | 8.3 | 5 | 5.6 | 3.9 | 19.4 | 10.6 | 15.6 | 2.2 | -0.6 | -3.9 | 18.9 | 17.8 | 20 | 18.9 | 6.1 | 6.1 | -12 | -16 | -12.2 | -20.6 | 2.8 | 1.7 | 6.7 | 6.1 | -10 | -13.3 | -2.8 | -3.9 | 2.2 | 1.7 | 3.3 | -3.9 | 13.9 | 12.2 | 2.4 | 0.3 | 3.3 | 0 | 8.3 | 2.2 | 0.9 | -5.1 | 0.6 | -1.1 | 15.6 | 15 | 10 | 5.6 | 3.9 | -3.3 | 2.2 | -3.9 | 2.8 | -2.8 | 9.7 | 0 | 1.1 | -10 | 13.3 | -5.6 | -1.7 | -5.6 | 12.8 | 11.1 | 1.7 | -11.1 | 6.7 | 0.6 | 17.2 | 10 | -2.8 | -3.9 | -3 | -7.3 | -5 | -6 | 0 | -0.6 | 4.4 | 3.3 | 4.4 | -3.9 | 8.9 | 7.2 | -1 | -3 | 5.6 | 2.2 | 14.4 | 13.3 | 1.5 | -2.8 | 13.3 | 12.8 | 5 | -0.6 | 5 | -1.7 | 22.2 | 19.4 | 6.1 | -10.6 | 11.7 | 6.7 | 11.1 | 2.8 | 18.3 | 17.7 | 0 | -3.9 | -0.6 | -2.8 | -5 | -11.7 | 4.4 | 2.2 | 0 | 0 | -1.7 | -7.2 | 14.4 | 7.2 | -7.1 | -9.8 | -7.6 | -8.1
-5 | -7 | 2.8 | 0 | 18.3 | 11.2 | 17.2 | 15 | 0 | -1.1 | 18.9 | 8.3 | 6 | 2 | 11.5 | 7.8 | 13.3 | 6.7 | 9.1 | 5.7 | 10.6 | 3.9 | 9.1 | 4.5 | -1.1 | -3.3 | 7.2 | -9.4 | 21 | 15 | 21.1 | 17.8 | 26.1 | 18.3 | 9.8 | 6.7 | 18.3 | 16.1 | 8.3 | 6.7 | 23.3 | 16.1 | 10.2 | 8.2 | 11.1 | 6.7 | 7.2 | 5 | 20 | 11.7 | 15.6 | 2.2 | 2.4 | -2 | 21.1 | 18.9 | 19.4 | 18.3 | 7.8 | 7.2 | -11 | -17 | -10.7 | -18.7 | 6.1 | 3.6 | 6.7 | 6.1 | -8.9 | -12.3 | -0.2 | -2.7 | 2.8 | 2.2 | 2.8 | -4.4 | 16.1 | 13.9 | 3.7 | 0.9 | 6.7 | 1 | 8.9 | 1.1 | 1.7 | -5.6 | 1.1 | -1.1 | 15 | 15 | 10.6 | 5.4 | 3.9 | -2.2 | 2.8 | -3.3 | 4.4 | -3.3 | 10.6 | 0 | 3 | -8.5 | 15 | -5 | 2.8 | -5.6 | 11.3 | 7.3 | 2.4 | -9.6 | 10.2 | 2.3 | 18.3 | 10.6 | 0 | -1.1 | -0.9 | -7.1 | -3 | -6 | 2.8 | 0.6 | 5 | 3.9 | 5.6 | -3.9 | 10.6 | 7.8 | 0 | -3 | 11.7 | 6.7 | 15.6 | 14.4 | 2.9 | -3.6 | 15.7 | 13.9 | 5 | -0.6 | 8.3 | -0.6 | 22.8 | 19.4 | 8.9 | -10 | 13.9 | 6.7 | 13.3 | 2.8 | 18.9 | 17.9 | 3.9 | -2.2 | 1.7 | -0.6 | -3.3 | -12.8 | 5.6 | 2.2 | 3.9 | 1.7 | -2.2 | -7.8 | 17.4 | 8.6 | -5.6 | -9.4 | -7.2 | -7.2
-2 | -5 | 2.8 | 0.6 | 22.2 | 11.1 | 18.9 | 15.6 | 2.2 | -0.6 | 21.1 | 8.4 | 8 | 5 | 14.1 | 8.1 | 15 | 6.7 | 10.9 | 5.5 | 11.7 | 3.3 | 12.6 | 5.5 | -1.1 | -2.8 | 10.2 | -8 | 23 | 15 | 23.3 | 16.7 | 27.2 | 17.8 | 15.2 | 8.9 | 21.7 | 17.2 | 11.7 | 8.3 | 25 | 16.1 | 11.1 | 8.9 | 13.9 | 7.8 | 9.4 | 6.7 | 21.1 | 11.7 | 16.1 | 0.6 | 5.3 | -1 | 21.7 | 18.3 | 19.4 | 17.8 | 8.9 | 8.3 | -11 | -16 | -9.3 | -18 | 9.5 | 5.3 | 7.8 | 7.2 | -7.8 | -11.7 | 2.4 | -2.4 | 3.9 | 2.8 | 2.2 | -5 | 18.3 | 14.4 | 5 | 1.7 | 10 | 1.1 | 10.6 | 1.7 | 3.2 | -4.8 | 1.1 | -1.7 | 15.6 | 15.6 | 11.1 | 5 | 7.8 | -3.3 | 3.9 | -3.9 | 6.1 | -3.9 | 12.1 | -0.7 | 4.8 | -8.3 | 16.1 | -4.4 | 6.7 | -5.6 | 9.8 | 2.6 | 3.2 | -9.6 | 13.7 | 3.5 | 21.1 | 11.7 | 2.2 | 0.6 | 1.1 | -8.3 | -1 | -9 | 6.7 | 1.7 | 7.2 | 4.4 | 6.1 | -4.4 | 12.2 | 8.3 | 0 | -3 | 15.6 | 7.8 | 15.6 | 15 | 4.4 | -5.6 | 18.2 | 14.9 | 5.6 | -0.6 | 12.2 | 0.6 | 24.4 | 19.4 | 10.6 | -10 | 16.7 | 6.7 | 15.6 | 0.6 | 19.4 | 18.3 | 7.8 | -0.6 | 6.1 | -0.6 | -2.8 | -12.8 | 6.7 | 2.2 | 5.6 | 2.2 | -1.7 | -8.3 | 20.3 | 9.3 | -4.1 | -7.9 | -5.4 | -7
0 | -3 | 2.8 | 0.6 | 23.3 | 11.7 | 21.1 | 15.9 | 4.5 | -0.6 | 23.4 | 8.3 | 8 | 4 | 16.7 | 7.8 | 15.6 | 7.8 | 12.8 | 5 | 12.2 | 3.9 | 16.1 | 6.1 | 1.1 | -2.2 | 13.1 | -8.3 | 23 | 15 | 25.6 | 16.1 | 28.3 | 18.9 | 20.6 | 10 | 23.9 | 16.7 | 12.8 | 8.3 | 26.1 | 16.1 | 13 | 10 | 16.1 | 8.9 | 12.2 | 7.8 | 21.1 | 12.2 | 19.4 | -0.6 | 8.3 | 0 | 22.8 | 17.8 | 19.4 | 17.2 | 10.6 | 9.4 | -10 | -18 | -7.8 | -18.3 | 12.8 | 6.7 | 8.3 | 7.2 | -6.7 | -11.7 | 5 | -2.8 | 5.6 | 1.1 | 1.7 | -5.6 | 18.3 | 14.4 | 5.6 | 1.7 | 12 | 1 | 12.2 | 1.7 | 4.6 | -4.8 | 1.7 | 0.6 | 18.3 | 15.6 | 11.7 | 4.4 | 10 | -2.8 | 5 | -4.4 | 6.7 | -4.4 | 13.5 | -1.8 | 6.7 | -10 | 17.8 | -3.3 | 8.9 | -6.7 | 8.3 | -2.2 | 3.9 | -10.6 | 17.2 | 4.4 | 22.8 | 11.7 | 3.3 | -0.6 | 3.1 | -6.8 | 0 | -6 | 8.3 | 2.2 | 7.8 | 4.4 | 7.2 | -5 | 13.3 | 8.9 | 0 | -3 | 17.8 | 3.9 | 16.1 | 15.6 | 6.3 | -5 | 20.6 | 15.6 | 6.1 | 0 | 16.1 | -0.6 | 26.7 | 18.3 | 13.9 | -10.6 | 19.4 | 7.8 | 17.2 | 1.7 | 21.5 | 18.7 | 10 | -1.7 | 7.8 | -2.2 | -1.7 | -12.8 | 8.3 | 1.7 | 8.3 | 2.2 | -0.6 | -8.3 | 23.3 | 10 | -2.6 | -6.6 | -3.5 | -7
1 | -1 | 2.8 | 0.6 | 24.5 | 12.5 | 23.4 | 16 | 6.7 | -1.1 | 25.6 | 7.8 | 9 | 5 | 18.9 | 8.3 | 16.1 | 8.3 | 13.9 | 5.3 | 13.3 | 5 | 18 | 5.6 | 1.1 | -2.8 | 16.1 | -10.6 | 23 | 15 | 25 | 16.7 | 28.9 | 19.4 | 22.3 | 10.8 | 25.6 | 17.2 | 15 | 8.9 | 25.6 | 16.7 | 14.8 | 11.2 | 17.8 | 9.4 | 14.4 | 9.4 | 21.1 | 12.8 | 20.6 | -1.7 | 10 | 1.1 | 23.3 | 17.2 | 20 | 17.2 | 11.1 | 10 | -10 | -17 | -6.5 | -16.2 | 13 | 6.8 | 8.9 | 7.2 | -5.9 | -10.6 | 7.4 | -1.6 | 6.1 | -0.6 | 1.1 | -5 | 20 | 15 | 6.1 | 1.8 | 14.1 | 0.3 | 13.3 | 1.7 | 6.1 | -6.1 | 1.7 | 0 | 18.9 | 13.9 | 11.9 | 5.6 | 12.2 | -2.8 | 5.6 | -3.9 | 7.2 | -3.3 | 15 | -3.9 | 8.2 | -9.5 | 18.9 | -2.8 | 9.4 | -7.8 | 8.1 | -2.5 | 5.2 | -8.7 | 18.9 | 5 | 23.3 | 12.2 | 5 | -0.6 | 5.2 | -6.8 | 1 | -7 | 11.7 | 2.2 | 10 | 5.6 | 8.3 | -5 | 14.4 | 8.9 | 1 | -4 | 19.4 | 2.8 | 16.7 | 16.1 | 8.1 | -5.7 | 21.5 | 15.1 | 7.8 | -0.6 | 17.2 | 0.6 | 27.2 | 19.4 | 15 | -10.6 | 21.1 | 8.3 | 19.4 | 1.1 | 23.5 | 19 | 11.1 | -1.7 | 7.2 | -2.8 | -1.1 | -13.9 | 9.4 | 1.1 | 10 | 1.7 | 0 | -6.7 | 24.8 | 10.7 | -1.1 | -6.1 | -1.7 | -8.3
2 | -2 | 2.8 | 1.1 | 25.6 | 12.8 | 25.6 | 15.6 | 7.8 | -1 | 26.9 | 7.9 | 10 | 6 | 21.1 | 8.1 | 16.1 | 7.8 | 15 | 5.5 | 14.4 | 4.4 | 19.8 | 3.9 | 1.7 | -3.3 | 17.8 | -9.8 | 23 | 15 | 24.4 | 17.8 | 28.9 | 18.9 | 23.9 | 11.6 | 27.2 | 16.1 | 16.7 | 10 | 26.7 | 16.1 | 16.7 | 12.2 | 19.4 | 9.4 | 16.7 | 10.6 | 21.1 | 12.8 | 21.1 | -1.1 | 11.6 | 1.8 | 22.2 | 17.8 | 20.6 | 18.3 | 11.1 | 10 | -9 | -16 | -5.2 | -15.2 | 13.1 | 6.7 | 9.4 | 6.7 | -5.2 | -10.1 | 9.8 | -1.1 | 6.1 | -0.6 | 0 | -3.3 | 21.7 | 15.6 | 6.7 | 1.7 | 16.1 | -0.6 | 15 | 2.8 | 6.1 | -5.2 | 1.7 | 0.6 | 21.7 | 3.3 | 12 | 6.5 | 13.9 | -2.8 | 6.1 | -4.4 | 6.7 | -4.4 | 15.9 | -3.6 | 9.6 | -10.9 | 20 | -2.8 | 11.1 | -6.7 | 8 | -3.1 | 6.5 | -7.7 | 20.5 | 4.9 | 23.9 | 12.8 | 6.7 | -0.6 | 7.2 | -7.8 | 2 | -4 | 13.3 | 2.2 | 10.6 | 5 | 9.4 | -4.4 | 15.6 | 8.3 | 1 | -4 | 21.1 | 4.4 | 17.2 | 16.7 | 10 | -7.8 | 22.4 | 14.5 | 10 | -0.6 | 18.9 | 0.6 | 28.3 | 19.4 | 16.7 | -9.4 | 23.3 | 9.4 | 20 | 2.2 | 25.6 | 18.9 | 13.3 | 0 | 8.9 | -2.8 | -0.6 | -12.8 | 10.6 | 0.6 | 11.1 | 1.1 | 1.1 | -6.1 | 26.3 | 11.7 | -0.7 | -5.6 | 0.2 | -6.3
2 | -2 | 3.3 | 1.1 | 26.3 | 13.1 | 26.3 | 15.7 | 8.9 | -1.3 | 28.1 | 7.4 | 11 | 4 | 23.3 | 7.8 | 16.1 | 8.3 | 16.1 | 5.6 | 14.4 | 5.6 | 21.7 | 1.7 | 2.2 | -3.3 | 19.4 | -11.6 | 23 | 15 | 24.4 | 17.8 | 29.4 | 19.4 | 25.6 | 12.2 | 28.9 | 15 | 20 | 10.6 | 27.2 | 16.1 | 18.4 | 13.1 | 20.6 | 8.9 | 18.3 | 12.8 | 18.3 | 13.9 | 21.7 | 0 | 13.3 | 2.8 | 24.4 | 17.2 | 21.1 | 17.8 | 15.6 | 10.6 | -10 | -17 | -3.9 | -15.6 | 13.3 | 6.7 | 10 | 6.7 | -4.4 | -10.6 | 12.2 | -1.1 | 7.8 | -0.6 | 0 | -5 | 19.4 | 16.1 | 6.3 | 0.8 | 16.5 | 1.4 | 15.6 | 2.2 | 6.1 | -4.9 | 2.2 | 1.1 | 22.2 | 0 | 12.2 | 7.2 | 15.6 | -2.2 | 7.2 | -5.6 | 6.7 | -5 | 16.9 | -3.3 | 11.1 | -14.4 | 20.6 | -2.2 | 13.3 | -5.6 | 7.8 | -3.9 | 7.8 | -7.8 | 22.2 | 5 | 24.4 | 13.9 | 8.3 | -0.6 | 8.7 | -6.3 | 3 | -2 | 15.6 | 1.7 | 11.7 | 4.4 | 10.6 | -3.9 | 15.6 | 8.3 | 1 | -3 | 21.7 | 5 | 17.2 | 16.7 | 10.4 | -6.5 | 23.3 | 13.9 | 10 | -0.6 | 20 | 0.6 | 28.3 | 19.4 | 17.2 | -9.4 | 26.1 | 9.4 | 21.7 | 2.8 | 27.3 | 17.8 | 15 | 0.6 | 10 | -2.8 | 0 | -12.2 | 10 | -1.1 | 12.8 | 1.1 | 2.2 | -6.1 | 27.8 | 12.2 | -0.4 | -5.7 | 2 | -5.6
3 | -2 | 3.3 | 1.1 | 27.1 | 13.8 | 27.1 | 15.5 | 10 | -2.2 | 29.4 | 7.2 | 10 | 4 | 24.2 | 7 | 16.1 | 9.4 | 16.7 | 5.1 | 15 | 5.6 | 21.3 | 4 | 2.2 | -3.9 | 21.1 | -14.4 | 23 | 17 | 26.7 | 18.3 | 29.4 | 21.7 | 24.5 | 14 | 30 | 13.3 | 21.7 | 8.9 | 27.8 | 16.1 | 20 | 13.7 | 21.1 | 8.9 | 21.1 | 13.9 | 18.9 | 15 | 21.1 | 1.7 | 13.9 | 2.5 | 22.8 | 17.8 | 21.1 | 18.3 | 16.7 | 10 | -9 | -16 | -3.2 | -13.9 | 12.4 | 6.3 | 10.6 | 7.2 | -4.6 | -9.6 | 10.9 | -0.5 | 7.8 | -0.6 | 0 | -6.1 | 18.3 | 15.6 | 6 | 0.1 | 16.8 | 2.8 | 16.7 | 3.9 | 6.1 | -5.6 | 2.2 | 0.6 | 22.2 | -2.8 | 11.8 | 7.5 | 17.2 | -2.2 | 7.8 | -6.1 | 6.7 | -2.8 | 17.8 | -4.4 | 10.9 | -13.2 | 21.1 | -2.2 | 13.9 | -7.2 | 7.1 | -4.4 | 8.5 | -7.2 | 22.2 | 5.6 | 23.9 | 13.9 | 8.9 | -1.1 | 10.2 | -5.5 | 4 | -2 | 17.2 | 0 | 12.2 | 5 | 11.7 | -2.8 | 16.7 | 7.8 | 2 | -3 | 21.7 | 6.1 | 17.8 | 16.7 | 10.7 | -6.3 | 24.4 | 13.6 | 11.1 | 0 | 21.7 | 1.1 | 28.9 | 19.4 | 18.3 | -9.4 | 27.2 | 10 | 22.8 | 3.3 | 28.9 | 16.2 | 16.7 | 0.6 | 10.6 | -2.8 | 0.6 | -11.7 | 12.2 | -1.7 | 12.8 | 0 | 2.8 | -7.2 | 28.3 | 12.3 | 0 | -6.7 | 3.9 | -5.6
3 | -1 | 3.3 | 1.1 | 27.8 | 13.9 | 27.8 | 15.6 | 10 | -0.7 | 29.4 | 6.8 | 11 | 5 | 25.2 | 5.4 | 16.1 | 9.4 | 17.2 | 4.2 | 15 | 4.4 | 21 | 5.4 | 2.2 | -4.4 | 21.1 | -12.9 | 23 | 17 | 25.6 | 17.8 | 29.4 | 20 | 23.3 | 15.6 | 30.6 | 9.4 | 22.2 | 8.9 | 25.6 | 15.6 | 21.7 | 14.4 | 21.7 | 8.3 | 18.9 | 9.4 | 18.3 | 15 | 23.9 | 0.6 | 14.4 | 1.7 | 23.3 | 17.8 | 21.7 | 18.9 | 16.7 | 10 | -9 | -16 | -2.4 | -13.5 | 11.5 | 5.6 | 11.7 | 7.8 | -4.8 | -9.6 | 9.6 | -0.5 | 7.8 | -1.7 | 0 | -6.1 | 18.3 | 15.6 | 5.6 | -1.1 | 17.2 | 4.4 | 16.7 | 2.8 | 6.8 | -5.8 | 2.8 | 0.6 | 23.3 | -3.3 | 11.5 | 7.6 | 18.3 | -1.7 | 8.3 | -6.1 | 3.9 | -2.8 | 18.5 | -3.7 | 10.8 | -14 | 21.1 | -2.2 | 14.4 | -7.8 | 6.3 | -5 | 9.3 | -6.9 | 22.2 | 5.6 | 23.3 | 13.9 | 8.9 | 0 | 11.7 | -6.1 | 4 | -1 | 17.8 | 0.6 | 13.3 | 4.4 | 11.7 | -2.8 | 16.7 | 8.3 | 3 | -3 | 21.7 | 6.7 | 17.8 | 17.2 | 11.1 | -6.7 | 25.6 | 13.2 | 10.6 | -0.6 | 22.8 | 1.7 | 28.9 | 19.4 | 18.9 | -8.9 | 28.3 | 10.6 | 23.3 | 2.8 | 30.6 | 13.3 | 17.2 | 3.3 | 11.7 | -2.8 | 0.6 | -11.7 | 11.7 | -2.2 | 12.8 | 0 | 2.8 | -7.2 | 28.9 | 12.4 | 0.2 | -5.9 | 5.4 | -4.7
3 | -1 | 4.4 | 1.7 | 26.7 | 13.8 | 26.9 | 15 | 10 | 0 | 29.4 | 6.1 | 11 | 4 | 26.1 | 3.9 | 15.6 | 9.4 | 17.8 | 3.3 | 13.9 | 5.6 | 20.6 | 6.7 | 1.7 | -3.9 | 21.1 | -12.9 | 22 | 17 | 25 | 17.8 | 28.9 | 20.6 | 22.2 | 16.7 | 31.1 | 7.8 | 22.2 | 7.8 | 25.6 | 15 | 21.3 | 11.7 | 22.2 | 7.8 | 16.7 | 8.3 | 18.3 | 15 | 26.1 | 0 | 15 | 1.1 | 23.9 | 17.8 | 21.7 | 18.9 | 15 | 10 | -9 | -15 | -1.7 | -14.4 | 10.6 | 5 | 11.1 | 7.8 | -5 | -10 | 8.3 | -0.6 | 8.9 | -2.2 | -0.6 | -7.2 | 18.9 | 15.6 | 5.8 | -1 | 14.8 | 4.8 | 16.7 | 3.3 | 7.6 | -6.8 | 2.8 | 0.6 | 23.3 | -3.9 | 11.1 | 7.8 | 19.4 | -0.6 | 8.3 | -6.7 | 3.9 | -2.8 | 19.3 | -4.3 | 10.6 | -16.1 | 21.7 | -1.7 | 15 | -7.8 | 5.6 | -6.7 | 10 | -8.3 | 22.2 | 6.1 | 21.7 | 13.9 | 9.4 | 1.1 | 11.5 | -5.2 | 5 | -1 | 18.3 | -0.6 | 13.3 | 4.4 | 12.2 | -3.3 | 17.2 | 7.8 | 3 | -3 | 21.1 | 7.2 | 18.3 | 17.2 | 10.5 | -6 | 26.7 | 12.8 | 10 | -0.6 | 22.8 | 1.1 | 28.3 | 19.4 | 20 | -8.9 | 28.9 | 10.6 | 23.9 | 3.9 | 29.1 | 13.8 | 16.1 | 1.7 | 12.2 | -2.8 | 0.6 | -11.7 | 11.7 | -1.1 | 12.2 | 0 | 2.8 | -7.2 | 29.4 | 12.2 | 0.4 | -5.7 | 6.8 | -4.6
3 | -2 | 4.4 | 1.7 | 25.5 | 13.1 | 25.9 | 14.4 | 10 | 1.1 | 29.4 | 5.6 | 11 | 6 | 24.3 | 6.1 | 14.4 | 8.9 | 16.7 | 2.7 | 12.8 | 5.6 | 19.5 | 5.9 | 1.7 | -3.9 | 21.1 | -14.4 | 21 | 16 | 24.4 | 18.3 | 28.9 | 20.6 | 21.5 | 17.3 | 27.8 | 17.2 | 22.2 | 6.7 | 25.6 | 16.1 | 21 | 8.7 | 21.7 | 6.7 | 14.4 | 7.2 | 16.7 | 14.4 | 26.1 | 0 | 13.9 | 0.9 | 23.3 | 18.3 | 22.2 | 18.9 | 7.2 | 6.1 | -10 | -15 | -3.2 | -14.2 | 9.7 | 4.9 | 11.7 | 7.8 | -5.4 | -10 | 7.4 | -0.3 | 8.9 | -2.8 | -1.1 | -7.2 | 18.9 | 15.6 | 5.9 | -1.1 | 12.4 | 4.4 | 16.1 | 3.9 | 8.3 | -9.4 | 3.3 | 0 | 22.2 | -2.8 | 11.3 | 7.8 | 18.9 | -0.6 | 7.2 | -6.1 | 5 | -2.2 | 20 | -5 | 9.1 | -13.1 | 21.7 | -1.7 | 14.4 | -7.2 | 4.5 | -6.2 | 9.4 | -7.7 | 21.5 | 6.2 | 17.8 | 15.6 | 8.3 | 5 | 11.3 | -5 | 5 | 0 | 17.8 | -2.8 | 13.3 | 4.4 | 12.2 | -2.8 | 16.7 | 7.8 | 3 | -3 | 20 | 7.8 | 17.2 | 16.7 | 10 | -5.6 | 25.6 | 13.2 | 10 | -0.6 | 23.3 | -2.2 | 27.8 | 20 | 21.1 | -12.2 | 28.9 | 10.6 | 23.3 | 3.9 | 27.6 | 13.9 | 12.8 | 3.9 | 12.2 | -3.3 | 0.6 | -11.1 | 11.1 | -2.2 | 11.1 | 0.6 | 1.7 | -8.3 | 28.9 | 11.5 | 0.6 | -6.7 | 8.3 | -5.6
3 | -2 | 3.9 | 2.2 | 24.4 | 12.8 | 25 | 13.9 | 7.6 | 1.2 | 27.4 | 5.7 | 9 | 5 | 22.4 | 7 | 13.3 | 9.4 | 15.5 | 2 | 11.7 | 5.6 | 18.3 | 4.5 | 1.1 | -4.4 | 17.4 | -11.9 | 20 | 16 | 23.3 | 18.3 | 28.3 | 21.1 | 20.7 | 17.9 | 25.6 | 16.1 | 22.2 | 5.6 | 24.4 | 15.6 | 20.6 | 5 | 19.4 | 6.1 | 12.2 | 6.7 | 13.9 | 11.1 | 23.3 | 0.6 | 12.8 | 0.5 | 22.8 | 17.8 | 21.7 | 18.3 | 6.1 | 5.6 | -10 | -13 | -4.6 | -14.9 | 8.7 | 4.3 | 10.6 | 8.3 | -5.7 | -10.4 | 6.5 | -0.4 | 7.8 | -2.8 | -0.6 | -7.2 | 18.9 | 14.4 | 6.1 | -1.7 | 10 | 3.9 | 14.4 | 3.9 | 6.5 | -8 | 2.8 | 0.6 | 19.4 | -4.4 | 11.5 | 7.8 | 18.3 | -0.6 | 6.1 | -6.1 | 6.7 | -2.8 | 18.3 | -3.9 | 7.6 | -13 | 20.6 | -2.2 | 13.9 | -6.1 | 3.3 | -6.9 | 8.9 | -8.1 | 20.7 | 6.7 | 18.3 | 15 | 7.8 | 5.6 | 11.1 | -6.1 | 4 | 0 | 17.2 | -1.1 | 12.8 | 4.4 | 11.1 | -3.3 | 16.1 | 7.8 | 2 | -4 | 18.3 | 8.9 | 17.2 | 16.7 | 9.4 | -6.7 | 24.4 | 13 | 7.8 | -0.6 | 22.8 | -1.7 | 25 | 20 | 20 | -13.3 | 26.7 | 11.7 | 22.2 | 6.1 | 26.1 | 13.9 | 10.6 | 2.8 | 10.6 | -1.7 | 0 | -11.1 | 10.6 | -2.2 | 10 | 1.1 | 0.6 | -9.4 | 28.3 | 11 | -0.9 | -6.2 | 6.5 | -4
1 | -3 | 3.3 | 2.2 | 22 | 13.7 | 23.7 | 13.9 | 5.2 | 1.1 | 25.3 | 5.5 | 8 | 4 | 20.6 | 7.8 | 12.8 | 8.9 | 14.4 | 1.1 | 10.6 | 5.6 | 17.2 | 3.3 | 0 | -5.6 | 13.7 | -11.1 | 19 | 16 | 22.8 | 18.3 | 27.2 | 21.1 | 20 | 18.3 | 22.8 | 17.2 | 19.4 | 5.6 | 22.8 | 15.6 | 18.2 | 5.1 | 15.6 | 3.3 | 10 | 7.2 | 13.3 | 9.4 | 20.6 | 1.7 | 11.7 | 0 | 21.7 | 18.3 | 20.6 | 18.9 | 5.6 | 4.4 | -10 | -14 | -6.1 | -17.2 | 7.8 | 3.9 | 10 | 8.9 | -6.1 | -11.7 | 5.6 | -0.6 | 6.7 | -3.9 | -0.6 | -7.8 | 17.8 | 14.4 | 5.7 | -1.1 | 8.7 | 2.7 | 12.2 | 4.4 | 4.6 | -8.5 | 2.8 | 0 | 16.7 | -8.3 | 11.7 | 7.8 | 14.4 | 0 | 5.6 | -4.4 | 6.7 | -2.2 | 16.7 | -3 | 6.1 | -14.4 | 18.9 | -2.2 | 10.6 | -6.7 | 2.2 | -8.3 | 8.3 | -9.4 | 20 | 6.7 | 18.3 | 14.4 | 8.3 | 5 | 8.7 | -4 | 3 | 0 | 15.6 | 0 | 12.2 | 5.6 | 10 | -3.3 | 15.6 | 7.2 | 1 | -5 | 16.7 | 9.4 | 16.7 | 16.7 | 8.3 | -4.9 | 23.3 | 13.3 | 5.6 | -0.6 | 20 | 2.2 | 23.9 | 20.6 | 16.7 | -11.1 | 23.9 | 11.1 | 17.2 | 8.9 | 24.4 | 11.4 | 9.4 | 1.1 | 7.2 | -1.7 | -1.7 | -11.1 | 8.3 | -2.8 | 8.3 | 1.1 | -1.1 | -10.6 | 27.8 | 10 | -2.4 | -6.6 | 4.6 | -3.4
1 | -3 | 3.3 | 1.7 | 19.6 | 14 | 22.4 | 13.5 | 2.8 | 0.6 | 23.3 | 5.6 | 8 | 4 | 18.4 | 8.4 | 12.8 | 8.9 | 12.4 | 3.9 | 10 | 5.6 | 15.4 | 4.2 | -1.7 | -4.4 | 10 | -13.3 | 19 | 16 | 22.8 | 17.2 | 27.2 | 21.1 | 20 | 18.9 | 20.6 | 16.1 | 17.2 | 6.1 | 22.8 | 15 | 15.7 | 5 | 14.4 | 1.1 | 7.2 | 4.4 | 13.3 | 9.4 | 16.7 | 4.4 | 10 | -0.2 | 21.1 | 18.3 | 19.4 | 18.3 | 5.6 | 3.3 | -10 | -15 | -6.7 | -16.1 | 6.7 | 3.7 | 9.4 | 8.3 | -6.8 | -11 | 5.2 | -0.4 | 3.9 | -1.7 | -0.6 | -7.8 | 16.7 | 13.3 | 5.4 | -0.6 | 7.4 | 1.2 | 8.3 | 6.1 | 2.8 | -10 | 1.7 | 0.6 | 15 | -8.3 | 11.7 | 8.4 | 11.7 | 0.6 | 4.4 | -3.3 | 6.7 | -3.9 | 15 | -3.3 | 4.3 | -12.1 | 17.8 | -1.1 | 8.9 | -7.2 | 1.5 | -6.5 | 7.4 | -8.4 | 18.7 | 9 | 18.3 | 15 | 8.3 | 6.7 | 6.3 | -3.4 | 3 | -1 | 12.2 | 2.2 | 12.2 | 5 | 8.3 | -3.3 | 13.9 | 7.8 | 1 | -5 | 15.6 | 10.6 | 16.7 | 16.7 | 7.2 | -4.3 | 22.6 | 14.2 | 5 | -1.1 | 12.2 | 3.9 | 23.3 | 20.6 | 12.8 | -12.2 | 23.3 | 11.1 | 16.1 | 7.2 | 22.8 | 8.9 | 8.9 | 0 | 5 | -1.1 | -3.3 | -11.1 | 7.8 | -2.2 | 7.2 | 1.7 | -2.8 | -10 | 25 | 13.3 | -3.9 | -7.8 | 2.8 | -3.9
1 | -2 | 3.3 | 1.7 | 17.2 | 13.9 | 21.1 | 13.3 | 1.5 | -0.5 | 22.6 | 6 | 7 | 4 | 16.1 | 8.1 | 12.8 | 9.4 | 10.3 | 5.3 | 10 | 6.1 | 13.5 | 4.7 | -1.1 | -4.4 | 9.8 | -11.4 | 19 | 16 | 22.2 | 17.2 | 26.7 | 21.7 | 20 | 19.5 | 20 | 16.1 | 16.1 | 5.6 | 21.7 | 15 | 13.3 | 4.4 | 12.8 | -4.4 | 8.9 | 7.8 | 13.3 | 8.3 | 15.6 | 6.7 | 8.4 | -0.3 | 20.6 | 18.9 | 19.4 | 18.3 | 5.6 | 1.1 | -11 | -15 | -7.2 | -16.1 | 5.5 | 3.2 | 8.9 | 7.8 | -7.6 | -11.2 | 4.8 | -0.5 | 5 | 0.6 | 0 | -6.7 | 16.1 | 14.4 | 5 | -0.6 | 6.1 | 0 | 7.2 | 5.6 | 2.1 | -7.9 | 1.7 | 0.6 | 14.4 | -8.3 | 11.7 | 8.9 | 11.7 | 1.1 | 3.9 | -2.8 | 5.6 | -3.9 | 13.5 | -2.9 | 2.4 | -12.3 | 16.7 | -2.2 | 7.2 | -5 | 0.7 | -6.1 | 6.5 | -8.7 | 17.4 | 10.6 | 16.1 | 12.2 | 8.3 | 7.2 | 3.9 | -3.9 | 3 | -2 | 11.7 | 3.3 | 11.1 | 5.6 | 6.7 | -3.3 | 13.3 | 7.2 | 0 | -6 | 14.4 | 11.1 | 16.7 | 16.7 | 6.1 | -4.4 | 21.8 | 15 | 3.9 | -1.7 | 11.1 | 2.8 | 23.3 | 20 | 11.1 | -11.7 | 22.8 | 10.6 | 15.6 | 6.7 | 21.1 | 6.1 | 8.3 | 0.6 | 5 | -1.1 | -4.4 | -11.1 | 6.7 | 0 | 7.8 | 1.1 | -3.3 | -10 | 22.2 | 14.9 | -5 | -8.2 | 1.7 | -3.7
0 | -3 | 2.8 | 1.7 | 15.9 | 13.4 | 19.8 | 13.8 | 0.2 | -1.4 | 21.8 | 6.9 | 5 | 3 | 13.9 | 7.8 | 12.8 | 8.9 | 8.3 | 6.1 | 9.4 | 6.7 | 11.7 | 4.4 | -2.8 | -6.1 | 9.6 | -10.9 | 16 | 14 | 22.2 | 17.8 | 26.1 | 21.7 | 20 | 20 | 19.4 | 16.1 | 17.2 | 6.1 | 21.7 | 15 | 12.2 | 4.4 | 10.6 | -8.9 | 8.3 | 7.8 | 12.8 | 6.7 | 14.4 | 11.1 | 6.7 | -1.1 | 20.6 | 18.9 | 17.2 | 16.7 | 3.9 | -1.7 | -12 | -16 | -7.8 | -17.2 | 4.4 | 2.8 | 8.9 | 7.8 | -8.3 | -11.7 | 4.4 | -0.6 | 3.9 | 0.6 | 0 | -7.2 | 14.4 | 13.3 | 4.8 | -0.7 | 5.7 | -0.3 | 6.7 | 5.6 | 1.3 | -7.3 | 2.2 | 0 | 12.8 | -10.6 | 11.7 | 9.4 | 11.7 | 1.7 | 3.3 | -2.8 | 5 | -5.6 | 12.1 | -3.3 | 0.6 | -13.9 | 15 | -3.9 | 6.1 | -4.4 | 0 | -6.1 | 5.6 | -10 | 16.1 | 11.7 | 16.7 | 7.8 | 8.3 | 7.8 | 3.5 | -3.1 | 3 | -2 | 11.1 | -2.2 | 11.1 | 6.7 | 7.2 | -2.8 | 12.8 | 7.2 | 0 | -7 | 15 | 11.7 | 18.3 | 16.7 | 5.4 | -3.5 | 21.1 | 15.6 | 2.8 | -1.7 | 11.1 | 1.1 | 22.8 | 20 | 9.4 | -12.2 | 21.7 | 10.6 | 15 | 8.3 | 20.2 | 5.5 | 8.9 | 0.6 | 4.4 | -1.1 | -5.6 | -11.1 | 6.1 | 0.6 | 6.7 | 1.1 | -3.9 | -10 | 19.4 | 15.6 | -6.1 | -9.2 | 0.5 | -4
0 | -2 | 2.8 | 1.7 | 14.6 | 12.8 | 18.5 | 13.8 | -1.1 | -2.8 | 21.1 | 7.2 | 6 | 3 | 12.6 | 7.7 | 11.7 | 8.3 | 7.4 | 5.7 | 8.9 | 6.1 | 10.7 | 4.4 | -3.3 | -6.1 | 9.4 | -12.2 | 15 | 14 | 21.7 | 17.8 | 26.1 | 21.7 | 20 | 20 | 20 | 16.1 | 16.1 | 5 | 21.1 | 14.4 | 11.1 | 4.6 | 8.9 | -9.4 | 7.8 | 7.2 | 11.1 | 2.2 | 14.4 | 12.2 | 6.9 | -0.9 | 20 | 18.9 | 16.7 | 16.7 | 2.8 | -2.8 | -12 | -17 | -9.1 | -16.7 | 4.6 | 2.9 | 8.3 | 7.8 | -8.9 | -11.3 | 4.2 | -0.9 | 2.8 | 0.6 | 0 | -7.8 | 13.9 | 8.9 | 4.6 | -1.1 | 5.4 | -0.6 | 5.6 | 5 | 0.6 | -7.8 | 2.2 | 0.6 | 12.2 | -9.4 | 11.5 | 9.6 | 11.1 | 3.3 | 2.8 | -2.8 | 4.4 | -5 | 10.6 | -3.9 | -1.3 | -11.3 | 13.9 | -2.8 | 4.4 | -3.3 | -0.6 | -6.6 | 5 | -8.5 | 17 | 12.2 | 15.6 | 4.4 | 8.9 | 8.3 | 3.2 | -3 | 3 | -1 | 9.4 | 3.9 | 9.4 | 6.7 | 5.6 | -0.6 | 13.3 | 7.2 | 0 | -8 | 15 | 11.7 | 17.2 | 17.2 | 4.6 | -3 | 20 | 15.7 | 3.3 | -1.7 | 9.4 | 1.7 | 22.8 | 20 | 8.9 | -12.2 | 20.6 | 11.7 | 13.3 | 8.9 | 19.2 | 4.6 | 6.7 | 1.1 | 7.2 | -0.6 | -5 | -11.1 | 5 | 0.6 | 6.1 | 1.1 | -4.4 | -10 | 19.6 | 15.7 | -7.2 | -10.6 | -0.6 | -5
0 | -2 | 3.3 | 1.7 | 13.3 | 12.2 | 17.2 | 13.9 | -1.5 | -2.9 | 20.9 | 7.5 | 3 | 2 | 11.3 | 7.6 | 12.8 | 8.3 | 6.5 | 5.5 | 6.7 | 3.3 | 9 | 4.4 | -4.4 | -7.2 | 8.1 | -10 | 15 | 14 | 21.7 | 18.3 | 26.1 | 22.2 | 20 | 20 | 20.6 | 15.6 | 15.6 | 4.4 | 21.1 | 15 | 10 | 4.4 | 6.7 | -5.6 | 7.2 | 7.2 | 10.6 | 2.2 | 11.7 | 10 | 7 | -0.8 | 20 | 18.9 | 15.6 | 15.6 | 1.7 | -4.4 | -13 | -17 | -10.4 | -16.2 | 4.8 | 3.1 | 7.8 | 7.2 | -9.4 | -11.4 | 4.1 | -1.1 | 2.2 | 0.6 | -0.6 | -7.2 | 13.9 | 6.7 | 4.4 | -1.7 | 5 | -1.1 | 5 | 4.4 | -0.5 | -6.7 | 2.2 | 0.6 | 11.7 | -9.4 | 11.3 | 9.9 | 11.1 | 3.9 | 1.7 | -2.8 | 3.3 | -3.9 | 10.4 | -3.9 | -3.1 | -10.9 | 12.8 | -1.7 | 2.8 | -3.9 | -1.1 | -7.9 | 4.5 | -8.2 | 18 | 12.5 | 14.4 | 5.6 | 9.4 | 8.9 | 2.8 | -3.3 | 2 | -1 | 9.4 | 4.4 | 9.4 | 6.7 | 5.6 | -0.6 | 13.3 | 7.2 | -1 | -8 | 15 | 11.7 | 17.2 | 16.7 | 3.9 | -3.3 | 18.9 | 15.8 | 3.3 | -1.1 | 7.2 | 1.7 | 22.8 | 20 | 6.7 | -12.2 | 19.4 | 12.2 | 11.7 | 8.9 | 18.3 | 3.9 | 6.1 | 0.6 | 7.2 | -0.6 | -6.1 | -11.1 | 4.4 | 0.6 | 3.3 | 0.6 | -4.4 | -10 | 19.8 | 15.9 | -6.8 | -9.2 | -0.6 | -4.8
1 | -3 | 2.2 | 1.1 | 14.1 | 12.5 | 17.4 | 14.1 | -1.8 | -3.2 | 20.8 | 8.1 | 4 | 2 | 10 | 7.2 | 12.2 | 8.3 | 5.6 | 5 | 7.8 | 5 | 8.4 | 4.4 | -3.9 | -6.7 | 6.9 | -9.2 | 14 | 13 | 21.1 | 18.3 | 26.1 | 21.7 | 20 | 20 | 20 | 15.6 | 14.4 | 5.6 | 21.7 | 15.6 | 8.3 | 4 | 5.6 | -3.3 | 7.2 | 7.2 | 8.9 | 1.7 | 13.3 | 7.8 | 7.2 | -1.1 | 20.6 | 18.9 | 15.6 | 15.6 | 1.1 | -5 | -14 | -19 | -11.7 | -15.7 | 5 | 3.3 | 7.8 | 7.8 | -10 | -11.7 | 3.9 | -1.7 | 1.7 | 0.6 | -0.6 | -7.2 | 12.8 | 6.1 | 3.7 | -1.5 | 3.5 | -0.1 | 3.9 | 3.9 | -1.7 | -6.9 | 2.8 | 0.6 | 10.6 | -10.6 | 11.1 | 10 | 11.1 | 4.4 | 0 | -1.7 | 2.8 | -5 | 10.2 | -4 | -5 | -11.7 | 11.7 | -1.1 | 2.8 | -3.9 | -1.7 | -10 | 3.9 | -9.4 | 18.9 | 12.8 | 11.7 | 2.8 | 8.3 | 8.3 | 2.1 | -3 | 2 | 0 | 10 | 3.3 | 8.9 | 6.7 | 5 | -2.8 | 13.3 | 7.8 | 0 | -8 | 16.1 | 11.7 | 17.2 | 16.7 | 3 | -3 | 17.8 | 15.6 | 1.7 | -1.7 | 7.8 | 1.7 | 22.8 | 20.6 | 6.1 | -12.8 | 18.3 | 12.8 | 12.2 | 9.4 | 17.2 | 3.1 | 4.4 | 0 | 6.7 | -0.6 | -7.2 | -11.7 | 4.4 | 0.6 | 4.4 | 1.1 | -4.4 | -10.6 | 20 | 16.1 | -6.5 | -8.5 | -0.6 | -5.2
1 | -3 | 2.2 | 0.6 | 14.8 | 12.7 | 17.6 | 14.3 | -2.2 | -3.9 | 20.6 | 8.3 | 3 | 2 | 9.6 | 7.2 | 11.1 | 8.3 | 5.4 | 4.8 | 6.1 | 4.4 | 7.7 | 4.4 | -5 | -7.8 | 5.6 | -10.6 | 14 | 13 | 21.1 | 18.3 | 25 | 21.7 | 19.8 | 19.8 | 18.9 | 15.6 | 14.4 | 5.6 | 21.7 | 15 | 6.7 | 3.5 | 5 | -2.8 | 7.2 | 6.7 | 5.6 | -2.2 | 12.2 | 6.7 | 6.3 | 0 | 20 | 18.9 | 15 | 15 | 1.1 | -5 | -15 | -20 | -11.1 | -15.2 | 5.4 | 3.9 | 7.2 | 6.1 | -9.3 | -11 | 3.3 | -1.6 | 1.1 | 0 | -0.6 | -8.3 | 8.3 | 3.3 | 2.9 | -1.8 | 2.1 | 0.3 | 3.3 | 3.3 | -2.8 | -7.8 | 2.8 | 0.6 | 10 | -11.1 | 12.6 | 11.4 | 11.7 | 5.6 | 1.1 | -0.6 | 1.7 | -3.9 | 10 | -5 | -5.6 | -10.5 | 11.1 | -2.2 | 1.1 | -2.8 | -2.2 | -10.2 | 3.2 | -8.7 | 18.7 | 13.2 | 10.6 | 1.7 | 7.2 | 6.1 | 1.3 | -3.5 | 2 | 0 | 7.8 | 2.8 | 8.9 | 4.4 | 3.9 | -0.6 | 13.9 | 7.2 | -2 | -9 | 16.1 | 11.7 | 17.2 | 16.7 | 2 | -3.1 | 16.7 | 14.9 | 1.7 | -1.1 | 9.4 | 1.7 | 22.2 | 20 | 6.1 | -12.2 | 17.2 | 12.8 | 11.1 | 8.9 | 16.1 | 2.9 | 3.9 | 0 | 7.2 | 0.6 | -7.2 | -11.1 | 4.4 | 0.6 | 4.4 | 0.6 | -5.6 | -12.2 | 19.6 | 15.9 | -6.1 | -7.8 | -0.6 | -6.1
0 | -3 | 2.2 | 0.6 | 15.6 | 12.8 | 17.8 | 14.4 | -2.2 | -3.6 | 18 | 6.6 | 3 | 1 | 9.3 | 7.3 | 11.1 | 8.3 | 5.2 | 4.6 | 7.8 | 5 | 7 | 4.4 | -5.6 | -7.8 | 6 | -8.8 | 13 | 13 | 20.6 | 18.3 | 25 | 21.7 | 19.6 | 19.6 | 18.3 | 15.6 | 14.4 | 5.6 | 20.6 | 15 | 5 | 2.8 | 3.9 | -3.3 | 7.2 | 6.7 | 3.9 | -2.8 | 10 | 6.7 | 5.3 | 0.5 | 20 | 18.9 | 13.9 | 13.9 | 0.6 | -6.1 | -15 | -20 | -10.6 | -14.8 | 5.7 | 4.5 | 7.8 | 7.2 | -8.5 | -10.6 | 2.8 | -1.7 | 1.1 | 0 | -1.7 | -8.3 | 5 | 0 | 2.2 | -2.2 | 0.6 | 0.6 | 3.3 | 2.8 | -3.2 | -7.5 | 2.8 | 0 | 10 | -11.7 | 14.1 | 12.7 | 11.7 | 6.1 | 1.1 | -0.6 | 1.1 | -3.9 | 9.4 | -4.7 | -6.1 | -10.3 | 10 | -2.2 | 0.6 | -3.9 | -2.8 | -11.5 | 2.4 | -9.3 | 18.5 | 13.6 | 10 | 0.6 | 5 | 4.4 | 0.6 | -4.4 | 2 | 0 | 6.1 | 1.7 | 8.9 | 5.6 | 3.3 | -1.7 | 12.8 | 8.9 | -3 | -9 | 15.6 | 10.6 | 17.2 | 16.7 | 1.1 | -3.9 | 15.5 | 14.1 | 1.7 | -1.1 | 7.2 | 0.6 | 21.7 | 19.4 | 3.9 | -13.3 | 16.7 | 12.8 | 11.1 | 8.9 | 15 | 2.2 | 2.8 | -1.1 | 7.2 | 0.6 | -7.8 | -11.1 | 4.4 | 1.1 | 5 | 1.1 | -5.6 | -12.2 | 19.3 | 15.8 | -5 | -7.3 | -1 | -6.1
0 | -3 | 2.2 | 0.6 | 14.5 | 12.4 | 18 | 14.9 | -2.2 | -3.6 | 15.4 | 4.8 | 2 | 0 | 8.9 | 7.2 | 11.7 | 8.9 | 5 | 4.4 | 6.1 | 4.4 | 6 | 4.4 | -5 | -7.8 | 6.3 | -8.5 | 16 | 14 | 20.6 | 18.3 | 25 | 21.7 | 19.4 | 19.4 | 17.8 | 15.6 | 11.7 | 10.6 | 20.6 | 15 | 3.5 | 1.4 | 3.3 | -3.9 | 7.2 | 6.7 | 3.9 | -2.2 | 8.9 | 6.1 | 4.4 | 1.1 | 20 | 18.9 | 13.3 | 13.3 | 0.6 | -7.2 | -14 | -21 | -10 | -14.3 | 6.1 | 5 | 8.3 | 8.3 | -7.8 | -10.6 | 2.2 | -2.2 | 1.1 | -0.6 | -1.7 | -8.3 | 4.4 | -0.6 | 1.5 | -2.3 | 0.6 | 0.6 | 2.8 | 2.8 | -3.5 | -7.8 | 2.8 | 0 | 9.4 | -12.2 | 15.6 | 13.9 | 11.7 | 6.7 | 1.1 | -1.1 | 1.1 | -4.4 | 8.9 | -4.4 | -6.7 | -10.6 | 10 | -1.1 | 0 | -3.9 | -3.3 | -13.9 | 1.7 | -11.1 | 18.3 | 13.9 | 8.9 | 0.6 | 4.4 | 2.2 | 0.4 | -3.6 | 2 | 0 | 6.1 | 2.2 | 8.3 | 6.7 | 3.9 | -1.1 | 12.2 | 8.9 | -3 | -9 | 15 | 9.4 | 17.2 | 16.7 | 0.5 | -3.7 | 14.4 | 13.3 | 1.1 | -1.7 | 7.2 | -0.6 | 21.7 | 20 | 4.4 | -12.2 | 16.1 | 12.8 | 12.2 | 10 | 14.4 | 2 | 2.2 | -1.1 | 6.7 | 2.8 | -7.2 | -11.1 | 4.4 | 1.1 | 4.4 | 0.6 | -6.1 | -12.2 | 18.9 | 15.6 | -3.9 | -7.2 | -1.3 | -6.6
0 | -4 | 2.2 | 1.1 | 13.3 | 11.7 | 18.1 | 15 | -2.2 | -3.9 | 12.8 | 2.8 | 3 | 0 | 10 | 7.5 | 10.6 | 7.2 | 5.4 | 4.5 | 5.6 | 4.4 | 5.3 | 4.4 | -5 | -7.8 | 6.7 | -9.4 | 14 | 14 | 20.6 | 18.3 | 25 | 21.7 | 19.4 | 19.4 | 17.2 | 15 | 11.1 | 10.6 | 20 | 15.6 | 2.1 | -0.1 | 2.2 | -5 | 7.2 | 7.2 | 3.9 | -1.1 | 7.8 | 5.6 | 4 | 0.8 | 20 | 18.9 | 13.3 | 13.3 | 0 | -7.2 | -14 | -21 | -8.9 | -13.8 | 6.3 | 5.4 | 8.3 | 8.3 | -8.7 | -10.9 | 1.7 | -2.3 | 1.1 | -0.6 | -2.2 | -8.3 | 3.3 | -1.7 | 0.7 | -3 | 0.6 | 0.6 | 2.8 | 2.2 | -3.9 | -8.9 | 2.8 | 0 | 9.4 | -13.3 | 16.1 | 14.5 | 11.7 | 7.2 | 0.6 | -1.7 | 0 | -4.4 | 8.3 | -5 | -5.4 | -9.5 | 10 | -0.6 | -0.6 | -3.9 | -2.9 | -13.1 | 1.9 | -9.4 | 17.6 | 14.1 | 6.1 | -0.6 | 3.3 | 0.6 | 0.2 | -3.6 | 2 | 0 | 6.1 | 3.3 | 7.8 | 6.7 | 2.8 | -1.7 | 13.9 | 9.4 | -3 | -9 | 14.4 | 9.4 | 17.8 | 17.2 | 0 | -4.1 | 13.9 | 13 | -0.6 | -2.8 | 7.8 | -1.1 | 22.2 | 20.6 | 4.4 | -12.2 | 15.6 | 13.3 | 11.7 | 10 | 13.9 | 1.9 | 2.2 | -1.7 | 6.1 | 4.4 | -7.2 | -11.1 | 5.6 | 1.7 | 4.4 | 1.7 | -7.2 | -12.8 | 18.9 | 15.2 | -2.8 | -7.8 | -1.7 | -7.8
0 | -3 | 2.2 | 1.1 | 12.2 | 11.1 | 18.3 | 15.6 | 0.2 | -1.6 | 13.9 | 3.1 | 2 | 0 | 11.1 | 7.8 | 10.6 | 6.7 | 5.7 | 4.4 | 5.6 | 4.4 | 5 | 4.4 | -5 | -7.8 | 8.2 | -7.8 | 16 | 14 | 20 | 18.3 | 25 | 21.7 | 19.4 | 19.4 | 13.3 | 12.2 | 11.1 | 10.6 | 20 | 15 | 0.6 | -1.7 | 1.1 | -6.1 | 7.2 | 6.7 | 3.9 | -1.7 | 6.1 | 4.4 | 3.7 | 0.7 | 20 | 19.4 | 13.3 | 13.3 | 0 | -6.7 | -14 | -21 | -7.8 | -13.3 | 6.5 | 5.8 | 8.3 | 7.8 | -9.7 | -11.8 | 1.1 | -3 | 1.7 | 0 | -2.8 | -7.8 | 3.3 | -2.2 | 0 | -3.9 | 0.6 | 0.6 | 2.2 | 2.2 | -2.4 | -7.3 | 2.8 | 0 | 8.9 | -12.2 | 16.7 | 15.1 | 12.8 | 7.8 | 0 | -1.7 | -0.6 | -3.9 | 9.2 | -3.9 | -4.1 | -9.1 | 8.9 | -0.6 | -1.7 | -3.9 | -2.6 | -13.6 | 2 | -9.3 | 16.8 | 14.3 | 5 | -2.2 | 2.8 | 0.6 | 0 | -3.9 | 2 | 0 | 6.1 | 3.3 | 8.3 | 7.2 | 2.8 | -2.8 | 16.1 | 11.7 | -4 | -9 | 14.4 | 9.4 | 18.3 | 17.2 | -0.6 | -5 | 13.3 | 12.7 | 1.7 | -3.9 | 6.7 | -1.7 | 22.2 | 20 | 4.4 | -12.2 | 15.6 | 13.3 | 12.8 | 8.9 | 13.3 | 1.7 | 1.7 | -2.2 | 6.1 | 5.6 | -7.2 | -11.1 | 5.6 | 1.7 | 3.9 | 1.7 | -6.1 | -11.1 | 18.9 | 15 | -2.6 | -6.8 | -0.6 | -5.9
0 | -3 | 2.2 | 0.6 | 15.7 | 12.9 | 19.1 | 16.2 | 2.6 | -0.1 | 15 | 2.9 | 3 | 1 | 12.2 | 7.8 | 12.2 | 7.8 | 6.1 | 4.4 | 8.9 | 5.6 | 7.2 | 4.4 | -4.4 | -7.8 | 9.6 | -7.1 | 17 | 16 | 20 | 18.9 | 24.4 | 22.8 | 19.4 | 19.4 | 15 | 14.4 | 11.1 | 10.6 | 21.7 | 16.1 | 0.2 | -2.4 | 0 | -5.6 | 7.8 | 6.7 | 2.8 | -2.8 | 5.6 | 4.4 | 3.3 | 0.6 | 20.6 | 20 | 15.6 | 15.6 | 0.6 | -7.2 | -14 | -19 | -6.7 | -12.8 | 6.7 | 6.1 | 7.8 | 7.8 | -10.6 | -12.8 | 0.6 | -3.9 | 1.7 | -1.1 | -2.2 | -7.2 | 3.3 | -1.1 | 1.1 | -3.1 | 1.3 | 0.6 | 6.1 | 5 | -0.9 | -6.2 | 2.8 | 0 | 8.3 | -11.1 | 17.2 | 15.6 | 13.3 | 7.2 | 0 | -2.2 | -0.6 | -3.3 | 10.2 | -2.8 | -2.8 | -9.4 | 11.7 | 0 | 2.2 | -2.8 | -2.2 | -15.6 | 2.2 | -10 | 16.1 | 14.4 | 4.4 | -2.8 | 1.7 | 0 | 3 | -2.6 | 2 | 0 | 6.7 | 3.9 | 8.3 | 7.2 | 5 | -1.1 | 16.7 | 11.7 | -3 | -9 | 15 | 9.4 | 18.3 | 17.2 | 1.1 | -4 | 12.8 | 12.2 | 3.9 | 0 | 5.6 | -1.1 | 22.2 | 20 | 7.8 | -12.2 | 15.6 | 12.8 | 12.8 | 9.4 | 14.1 | 2 | 2.2 | -1.7 | 6.1 | 5.6 | -4.4 | -11.1 | 6.1 | 1.7 | 5 | 2.2 | -3.9 | -9.4 | 18.9 | 14.4 | -2.4 | -6.4 | 0.6 | -4.4
1 | -3 | 2.2 | 0.6 | 19.3 | 14.2 | 19.8 | 17 | 5 | 1.7 | 16.1 | 2.8 | 7 | 2 | 15.4 | 8.7 | 14.4 | 7.8 | 8.7 | 6 | 10.6 | 6.1 | 11.5 | 6.7 | -1.7 | -6.1 | 11.1 | -7.8 | 19 | 16 | 21.7 | 18.9 | 25.6 | 22.8 | 20 | 19.9 | 19.4 | 18.3 | 12.2 | 11.1 | 22.2 | 16.1 | -0.2 | -3.5 | 2.2 | -5.6 | 10 | 8.3 | 2.8 | -3.3 | 8.9 | 6.1 | 4.4 | 0.5 | 22.2 | 20.6 | 20.6 | 12.8 | 1.1 | -7.2 | -12 | -16 | -4.1 | -10 | 7.1 | 6.7 | 8.3 | 7.8 | -8.7 | -11.6 | 1.3 | -3.7 | 2.8 | -1.1 | 0 | -7.8 | 3.3 | -0.6 | 2.2 | -3.1 | 2.1 | 0.6 | 10.6 | 6.1 | 0.6 | -6.1 | 3.3 | 0.6 | 10.6 | -10.6 | 18.3 | 15.8 | 15 | 7.2 | -0.6 | -2.2 | 1.7 | -3.9 | 11.1 | -2.2 | 0.7 | -7.8 | 15.6 | 0.6 | 5.6 | -2.2 | -1.5 | -14.5 | 3.7 | -8.3 | 18.7 | 15.4 | 3.3 | -1.7 | 0.6 | -2.2 | 5.9 | -1.9 | 3 | 0 | 7.2 | 3.9 | 8.9 | 6.7 | 6.1 | -1.1 | 16.7 | 11.7 | -1 | -9 | 17.8 | 9.4 | 18.9 | 17.2 | 2.7 | -3.6 | 14.5 | 13.6 | 6.7 | 0 | 11.1 | -0.6 | 23.3 | 20 | 10 | -10.6 | 17.2 | 13.3 | 15 | 9.4 | 14.8 | 2.7 | 6.7 | 0 | 6.7 | 6.1 | -1.7 | -11.7 | 7.2 | 2.2 | 7.2 | 2.8 | -2.2 | -8.9 | 19.5 | 14.6 | -2.2 | -6.7 | 1.7 | -3.9
2 | -2 | 2.8 | 1.1 | 22.8 | 15 | 20.6 | 17.8 | 6.7 | 1.2 | 19.3 | 1.8 | 9 | 4 | 18.5 | 8.5 | 16.1 | 7.8 | 11.3 | 7.6 | 11.7 | 5.6 | 15.7 | 8 | 0.6 | -5 | 13.5 | -5 | 21 | 16 | 22.2 | 19.4 | 26.7 | 21.1 | 20.5 | 20.2 | 22.2 | 18.9 | 13.3 | 11.7 | 22.2 | 17.2 | -0.6 | -5 | 5.6 | -6.7 | 15 | 13.9 | 3.9 | -3.3 | 11.1 | 4.4 | 5.6 | 0.3 | 23.3 | 20.6 | 21.7 | 18.3 | 2.8 | -7.8 | -12 | -16 | -1.5 | -7.7 | 7.4 | 7.3 | 9.4 | 8.9 | -6.9 | -10.9 | 2.1 | -3.9 | 3.3 | -1.1 | 1.7 | -8.9 | 3.3 | -0.6 | 3.3 | -3.3 | 2.8 | 0.6 | 15 | 4.4 | 3 | -5.2 | 3.3 | 0.6 | 13.9 | -11.1 | 19.5 | 16.2 | 15.6 | 6.7 | 0 | -3.9 | 2.2 | -5.6 | 12.2 | -2.5 | 4.3 | -7.8 | 17.2 | 0.6 | 8.9 | -2.2 | -0.7 | -14.5 | 5.2 | -7.7 | 21.3 | 15.9 | 2.2 | -1.7 | 1.1 | -2.8 | 8.9 | -2.2 | 6 | 0 | 7.8 | 4.4 | 10 | 6.7 | 7.8 | -0.6 | 16.7 | 11.7 | 0 | -8 | 20 | 10.6 | 21.1 | 18.9 | 4.4 | -3.9 | 16.1 | 14.5 | 9.4 | 1.1 | 18.3 | -1.7 | 25 | 20 | 14.4 | -9.4 | 18.9 | 14.4 | 19.4 | 6.1 | 15.6 | 2.8 | 11.1 | -0.6 | 7.2 | 6.7 | 0 | -11.1 | 6.7 | 3.3 | 8.9 | 3.3 | -1.1 | -8.3 | 20 | 14.6 | 0.9 | -4.7 | 4.1 | -3.6
3 | -2 | 3.3 | 1.1 | 24.1 | 14.2 | 21.3 | 17.7 | 8.3 | 0.3 | 22.4 | -1.4 | 11 | 5 | 21.7 | 7.8 | 16.1 | 10.6 | 13.9 | 8.9 | 12.2 | 7.2 | 20 | 8.9 | 2.2 | -4.4 | 15.9 | -2.7 | 23 | 17 | 24.4 | 19.4 | 26.7 | 22.2 | 21.1 | 20.6 | 23.9 | 18.9 | 15.6 | 12.8 | 25 | 17.2 | -0.6 | -4.7 | 7.2 | -8.3 | 14.4 | 12.8 | 2.8 | -4.4 | 13.9 | 3.3 | 6.7 | 0 | 25 | 20.6 | 23.3 | 18.9 | 3.3 | -7.2 | -12 | -15 | 1.1 | -6.7 | 7.8 | 7.8 | 12.2 | 8.3 | -5 | -11.1 | 2.8 | -5 | 3.9 | -1.1 | 2.8 | -8.3 | 2.8 | -1.1 | 5 | -2.7 | 4.5 | 0.8 | 17.2 | 3.9 | 5.4 | -5.5 | 3.9 | 1.7 | 14.4 | -11.1 | 20.6 | 16.1 | 18.3 | 7.8 | 1.1 | -5 | 3.9 | -5 | 13.3 | -2.7 | 7.8 | -10.6 | 19.4 | 0.6 | 10.6 | -1.7 | 0 | -16.7 | 6.7 | -8.3 | 23.9 | 16.1 | 1.1 | -5 | 1.1 | -3.3 | 11.5 | -1.4 | 8 | 2 | 10 | 4.4 | 10.6 | 5.6 | 9.4 | -0.6 | 16.7 | 12.8 | 0 | -7 | 21.1 | 11.1 | 21.7 | 18.3 | 6.3 | -3.2 | 17.8 | 15.6 | 11.7 | 0.6 | 20.6 | -0.6 | 26.1 | 19.4 | 17.2 | -8.9 | 20.6 | 14.4 | 21.1 | 5 | 16.7 | 3.4 | 15 | -0.6 | 7.2 | 6.7 | 1.1 | -7.2 | 7.2 | 3.3 | 11.1 | 3.3 | 0.6 | -7.2 | 20.6 | 14.4 | 4.1 | -3.6 | 6.5 | -4.9
2 | -1 | 5.6 | 1.1 | 25.4 | 13.3 | 22.1 | 17.9 | 10 | -1.1 | 25.6 | -8.3 | 9 | 3 | 23.5 | 7.2 | 16.1 | 10.6 | 15.6 | 9.1 | 13.3 | 7.8 | 21.1 | 8.7 | 3.9 | -5.6 | 18.3 | -1.1 | 22 | 17 | 27.2 | 19.4 | 27.8 | 21.7 | 21.7 | 20.7 | 26.1 | 18.3 | 16.7 | 12.8 | 26.7 | 16.1 | -0.6 | -4.8 | 8.9 | -8.9 | 12.2 | 11.1 | 3.9 | -4.4 | 16.7 | 3.3 | 7.6 | 0.5 | 25.6 | 20.6 | 24.4 | 18.3 | 2.8 | -8.3 | -10 | -12 | 2.2 | -5.2 | 7.8 | 7.8 | 14.4 | 7.2 | -4.3 | -9.3 | 3.7 | -4.2 | 3.3 | 0 | 4.4 | -9.4 | 2.8 | -2.8 | 6.6 | -2.7 | 6.1 | 0.8 | 19.4 | 2.8 | 7.8 | -7.2 | 4.4 | 1.7 | 15.6 | -9.4 | 21.1 | 16.3 | 20.6 | 8.9 | 1.7 | -4.4 | 6.1 | -5 | 14.4 | -3.9 | 8.7 | -11.1 | 20.6 | 0.6 | 14.4 | -3.3 | 1.3 | -14.4 | 8.2 | -7 | 24.6 | 15.3 | 0.6 | -5 | 3.9 | -2.8 | 14.1 | -1 | 9 | 3 | 11.1 | 4.4 | 10.6 | 4.4 | 10 | -1.7 | 16.7 | 12.2 | 1 | -8 | 22.2 | 11.7 | 23.3 | 18.3 | 8.1 | -3.6 | 21.3 | 15.9 | 13.9 | 0 | 22.2 | 1.7 | 27.8 | 19.4 | 18.3 | -8.9 | 22.8 | 14.4 | 22.8 | 5.6 | 17.8 | 4 | 16.7 | 0.6 | 8.9 | 7.2 | 2.2 | -6.1 | 8.3 | 3.3 | 11.7 | 2.2 | 0.6 | -6.7 | 21.3 | 14 | 7.2 | -3.9 | 8.9 | -7.8
4 | 1 | 7.8 | 0.6 | 26.7 | 11.7 | 22.8 | 17.8 | 10.2 | -0.5 | 26.3 | -6.9 | 9 | 5 | 25.4 | 6.1 | 16.1 | 8.3 | 17.2 | 8.9 | 15 | 7.8 | 22.2 | 8 | 2.8 | -6.1 | 18.7 | -1 | 22 | 17 | 26.1 | 18.3 | 28.3 | 21.7 | 22.2 | 20.5 | 27.2 | 16.7 | 17.8 | 13.3 | 28.3 | 15.6 | -0.6 | -5.6 | 10 | -9.4 | 11.1 | 9.4 | 5.6 | -3.3 | 18.9 | 2.2 | 8.5 | 0.7 | 25.6 | 19.4 | 25 | 20 | 3.9 | -8.3 | -9 | -12 | 3.3 | -4.7 | 7.8 | 7.8 | 15.6 | 7.8 | -3.5 | -8.2 | 4.7 | -4.3 | 3.9 | 0.6 | 6.7 | -7.8 | 3.3 | -2.2 | 8.3 | -3.3 | 7.8 | 0.6 | 21.1 | 2.2 | 8.9 | -6.5 | 4.4 | 2.2 | 16.7 | -7.8 | 21.7 | 16.7 | 20 | 7.8 | 4.4 | -5 | 7.8 | -5.6 | 15 | -3.8 | 9.7 | -13.3 | 22.2 | -1.1 | 16.1 | -1.7 | 2.6 | -13.4 | 9.6 | -6.7 | 25.4 | 14.6 | 1.1 | -7.2 | 4.4 | -3.9 | 16.7 | -1.7 | 11 | 5 | 12.2 | 4.4 | 11.1 | 3.3 | 10.6 | -1.7 | 17.2 | 12.2 | 1 | -8 | 22.8 | 11.7 | 25 | 17.2 | 10 | -4.4 | 24.8 | 15.2 | 15 | 0 | 25 | 0 | 28.9 | 19.4 | 21.1 | -2.2 | 25 | 15.6 | 23.9 | 6.7 | 18.9 | 4.4 | 18.9 | 2.8 | 10.6 | 7.8 | 3.3 | -6.1 | 8.9 | 3.3 | 12.2 | 1.7 | 2.8 | -6.1 | 22.1 | 13.5 | 6.3 | -2.5 | 11.5 | -5.6
7 | 0 | 8.3 | -1.1 | 27.1 | 11.2 | 22.8 | 17.9 | 10.4 | -0.4 | 27.1 | -7.5 | 11 | 6 | 27.2 | 4.4 | 16.7 | 8.9 | 18.9 | 8.3 | 16.1 | 7.8 | 23.3 | 7.2 | 3.3 | -6.1 | 19 | -0.8 | 22 | 17 | 27.8 | 18.3 | 28.9 | 20.6 | 22.8 | 20.6 | 28.3 | 15 | 15.6 | 12.8 | 28.3 | 16.1 | -0.6 | -5.2 | 11.7 | -8.9 | 11.1 | 8.3 | 6.1 | -3.3 | 20 | 2.2 | 9.4 | 1.1 | 25.6 | 19.4 | 26.1 | 20.6 | 4.4 | -9.4 | -8 | -13 | 4.4 | -5 | 7.8 | 7.8 | 16.1 | 7.2 | -2.8 | -7.8 | 5.6 | -5 | 5.6 | -1.1 | 7.2 | -7.8 | 2.8 | -2.8 | 9.2 | -2.4 | 8.3 | 0 | 21.7 | 2.8 | 10 | -6.4 | 5.6 | 1.7 | 17.8 | -6.1 | 22.2 | 16.7 | 21.7 | 8.3 | 5.6 | -5.6 | 10 | -8.3 | 15.5 | -3.9 | 10.6 | -18.3 | 23.9 | -1.1 | 15.6 | -2.2 | 3.9 | -14.4 | 11.1 | -7.8 | 26.1 | 13.3 | 3.3 | -5.6 | 5 | -3.3 | 17.6 | -1.4 | 11 | 4 | 12.8 | 4.4 | 11.1 | 5.6 | 11.1 | -3.3 | 17.8 | 12.2 | 2 | -8 | 22.2 | 12.8 | 26.1 | 13.9 | 10.7 | -4.7 | 28.3 | 13.3 | 17.2 | -0.6 | 26.7 | -2.2 | 28.9 | 18.9 | 22.2 | -5 | 26.1 | 15.6 | 25 | 6.7 | 19.6 | 4.5 | 19.4 | 3.9 | 11.1 | 6.7 | 4.4 | -6.7 | 8.9 | 5 | 13.3 | 2.2 | 3.3 | -6.1 | 22.8 | 12.8 | 5.3 | -1.8 | 14.1 | -5
6 | 1 | 7.2 | -0.6 | 27.4 | 11.1 | 22.8 | 18.2 | 10.6 | 0 | 27.8 | -7.8 | 10 | 5 | 27.9 | 3.6 | 16.1 | 8.9 | 18.9 | 8.6 | 17.8 | 7.8 | 22.2 | 7.6 | 5.6 | -5 | 19.4 | -1.1 | 22 | 17 | 27.8 | 17.8 | 29.4 | 20.6 | 23 | 19.8 | 29.4 | 14.4 | 13.9 | 10.6 | 26.7 | 15 | -0.6 | -5.4 | 12.2 | -9.4 | 11.7 | 7.8 | 7.2 | -2.8 | 21.7 | 3.9 | 9.2 | 1.1 | 25.6 | 19.4 | 26.7 | 18.3 | 5 | -8.9 | -7 | -12 | 4.8 | -4 | 8.3 | 8.3 | 16.1 | 5 | -2.6 | -7.6 | 6 | -4.7 | 3.9 | -1.7 | 8.3 | -7.2 | 2.2 | -3.9 | 10.2 | -2.2 | 8.9 | -0.6 | 22.8 | 4.4 | 11.1 | -7.8 | 5.6 | 1.7 | 18.3 | -4.4 | 21.7 | 16.7 | 21.7 | 8.3 | 4.4 | -6.1 | 11.1 | -10 | 16.1 | -5 | 11.3 | -15.3 | 23.9 | -1.1 | 16.1 | -1.7 | 5 | -12 | 11.7 | -6.8 | 26.7 | 11.6 | 3.9 | -5.6 | 5.6 | -1.7 | 18.5 | -1.7 | 12 | 5 | 13.3 | 4.4 | 12.2 | 4.4 | 11.1 | -3.3 | 14.4 | 12.2 | 2 | -10 | 21.7 | 11.7 | 27.2 | 13.3 | 11.5 | -5.2 | 28.9 | 12.8 | 17.8 | -2.2 | 25.6 | -3.9 | 28.9 | 19.4 | 22.8 | -2.8 | 26.1 | 15.6 | 25.6 | 6.7 | 20.4 | 4.9 | 19.4 | 2.8 | 13.3 | 6.1 | 5 | -6.1 | 8.9 | 3.9 | 12.2 | 1.1 | 5 | -5.6 | 23.3 | 12 | 4.4 | -1.7 | 16.7 | -4.4
4 | 1 | 7.8 | 0 | 27.8 | 10.6 | 22.8 | 18.3 | 10.4 | -0.9 | 28 | -6.9 | 9 | 6 | 28.7 | 2.1 | 15.6 | 8.3 | 18.9 | 8.9 | 18.3 | 7.8 | 21.1 | 7.7 | 3.3 | -4.4 | 19.2 | -1.1 | 22 | 17 | 29.4 | 17.2 | 28.3 | 20 | 23.1 | 18.7 | 28.9 | 16.1 | 13.3 | 10 | 27.8 | 15.6 | -0.6 | -6.1 | 12.8 | -8.9 | 11.1 | 6.7 | 8.3 | -2.8 | 22.8 | 5.6 | 9.1 | 1.3 | 25.6 | 19.4 | 26.7 | 18.9 | 5 | -10 | -7 | -12 | 5.2 | -3.6 | 8.9 | 8.9 | 16.7 | 6.7 | -2.4 | -8 | 6.3 | -5.3 | 5 | -2.8 | 9.4 | -7.2 | 2.2 | -3.9 | 11.1 | -2.2 | 9.4 | -1.7 | 22.8 | 3.9 | 11.1 | -6.8 | 6.1 | 2.2 | 19.4 | -3.3 | 21.1 | 16.3 | 22.8 | 7.8 | 6.7 | -6.1 | 11.7 | -8.9 | 14.8 | -3.5 | 12.1 | -14.7 | 24.4 | -1.7 | 16.1 | -2.2 | 6.1 | -11.6 | 12.2 | -6.4 | 27.2 | 9.6 | 5.6 | -5 | 6.7 | -3.3 | 19.4 | -2.2 | 9 | 3 | 13.3 | 3.9 | 12.2 | 4.4 | 11.1 | -2.8 | 15 | 12.2 | 2 | -8 | 21.7 | 12.2 | 26.7 | 8.3 | 12.2 | -7.2 | 29.4 | 11.9 | 18.9 | -1.7 | 26.7 | -3.3 | 28.9 | 19.4 | 23.9 | -2.2 | 26.1 | 16.1 | 26.1 | 7.8 | 21.1 | 5 | 20.6 | 1.1 | 11.7 | 3.3 | 6.7 | -6.7 | 9.4 | 4.4 | 13.3 | 0.6 | 5 | -7.2 | 23.9 | 10.9 | 4.6 | -2 | 16.3 | -4.3
4 | 1 | 7.2 | -0.6 | 26.7 | 10.8 | 21.9 | 18.3 | 10.2 | -2.2 | 28.1 | -5.6 | 9 | 6 | 29.4 | 1.1 | 15.6 | 8.3 | 18.9 | 8.9 | 18.9 | 6.1 | 20 | 7.8 | 3.3 | -3.9 | 19.1 | -1.7 | 21 | 17 | 28.9 | 17.8 | 28.9 | 20.6 | 23.3 | 17.8 | 28.9 | 17.2 | 15.6 | 10 | 27.8 | 15.6 | -0.6 | -5.5 | 12.8 | -8.3 | 11.1 | 6.1 | 8.9 | -2.8 | 22.2 | 6.1 | 8.9 | 1.1 | 25 | 20.6 | 26.7 | 17.8 | 5 | -9.4 | -6 | -11 | 5.6 | -3.9 | 9.4 | 9.4 | 15.6 | 3.9 | -2.2 | -9.4 | 6.7 | -6.7 | 5 | -3.3 | 10 | -7.8 | 2.2 | -3.9 | 10.5 | -2.5 | 9 | -2.3 | 22.8 | 5.6 | 11.1 | -6.4 | 6.1 | 1.7 | 19.4 | -3.3 | 20.6 | 16.1 | 14.4 | 11.7 | 5.6 | -6.1 | 12.2 | -9.4 | 13.5 | -3.3 | 12.8 | -15 | 23.9 | -3.3 | 16.1 | -1.1 | 7.2 | -12.2 | 12.8 | -7.2 | 27.8 | 7.2 | 6.7 | -5.6 | 7.8 | -3.9 | 18.3 | -1.3 | 8 | 3 | 13.3 | 3.3 | 12.8 | 2.8 | 11.1 | -2.8 | 15 | 11.7 | 2 | -8 | 21.1 | 12.2 | 26.1 | 3.9 | 11.7 | -6.8 | 30 | 11.7 | 19.4 | -1.7 | 26.7 | -3.9 | 28.3 | 19.4 | 25 | -2.8 | 25 | 15 | 25.6 | 8.9 | 20.4 | 4.9 | 21.7 | -0.6 | 10.6 | 1.7 | 6.7 | -6.1 | 8.9 | 5 | 12.8 | 1.1 | 5.6 | -6.1 | 24.4 | 10 | 4.8 | -2.6 | 16 | -4.5
4 | 1 | 6.7 | -2.8 | 25.5 | 11 | 20.9 | 17.9 | 10 | -3.9 | 28.3 | -6.7 | 9 | 5 | 27.4 | 2.5 | 14.4 | 8.3 | 17.8 | 8.9 | 18.9 | 4.4 | 17.6 | 6.5 | 5 | -4.4 | 18.9 | -2.2 | 22 | 18 | 28.3 | 17.8 | 28.9 | 21.1 | 22.8 | 17.3 | 27.8 | 17.8 | 14.4 | 8.3 | 26.7 | 16.1 | -0.6 | -5.5 | 12.8 | -8.3 | 11.1 | 5.6 | 8.9 | -4.4 | 21.7 | 6.7 | 7.6 | 0.1 | 24.4 | 20 | 26.1 | 17.8 | 4.4 | -10 | -6 | -11 | 4.8 | -3.7 | 8.9 | 8.9 | 15 | 6.7 | -2.4 | -8.5 | 5.9 | -7.1 | 5.6 | -4.4 | 10 | -7.2 | 2.2 | -3.9 | 10 | -2.9 | 8.7 | -2.8 | 22.8 | 5.6 | 11.1 | -7.2 | 6.1 | 1.7 | 18.3 | -2.8 | 19.8 | 16.5 | 15.6 | 12.2 | 4.4 | -6.1 | 12.8 | -8.3 | 12.2 | -3.3 | 10.6 | -10.8 | 23.3 | -3.9 | 15 | -0.6 | 6.3 | -9.7 | 12.2 | -6.9 | 23.7 | 7.8 | 6.7 | -5.6 | 7.8 | -5 | 17.2 | -0.9 | 7 | 3 | 12.8 | 3.9 | 12.2 | 3.9 | 10.6 | -1.1 | 15 | 11.7 | 2 | -8 | 19.4 | 11.7 | 24.4 | 0.6 | 11.1 | -7.7 | 28.7 | 11.3 | 18.9 | -0.6 | 26.1 | -5.6 | 27.8 | 20 | 23.9 | -2.8 | 25.6 | 15.6 | 25.6 | 10 | 19.6 | 4.1 | 18.9 | 4.4 | 10.6 | 0 | 7.2 | -7.2 | 10 | 5 | 12.2 | 0 | 4.4 | -6.1 | 22 | 11.1 | 5 | -3.9 | 15.6 | -5.6
5 | 1 | 5.6 | -2.8 | 24.4 | 11.1 | 20 | 17.8 | 8.7 | -2.8 | 26.1 | -4.9 | 9 | 5 | 25.3 | 3.9 | 13.9 | 8.9 | 16.7 | 9.2 | 18.3 | 4.4 | 15.2 | 5.4 | 3.3 | -4.4 | 16.1 | -2.6 | 21 | 19 | 25 | 17.8 | 28.3 | 21.1 | 22.2 | 16.7 | 25.6 | 16.7 | 12.2 | 6.7 | 24.4 | 16.1 | -0.6 | -6.1 | 12.2 | -8.3 | 10.6 | 5.6 | 8.3 | -3.9 | 20.6 | 8.3 | 6.3 | -0.8 | 23.9 | 20 | 25 | 17.8 | 2.8 | -11.1 | -6 | -12 | 4.1 | -4.3 | 8.3 | 8.3 | 13.9 | 7.2 | -2.6 | -8.5 | 5.2 | -8.3 | 5 | -5 | 8.9 | -7.2 | 2.2 | -3.3 | 9.4 | -4.4 | 8.3 | -4.4 | 21.1 | 6.1 | 9.4 | -5.7 | 6.1 | 1.7 | 15.6 | -3.9 | 19.1 | 16.5 | 15 | 10.6 | 3.9 | -5.6 | 12.2 | -7.8 | 10.5 | -2.8 | 8.3 | -9 | 22.2 | -4.4 | 13.9 | 0 | 5.3 | -9 | 11.7 | -6.8 | 19.7 | 7.5 | 6.7 | -6.1 | 7.2 | -4.4 | 16.1 | -0.6 | 7 | 3 | 11.7 | 3.3 | 11.7 | 5 | 9.4 | -1.7 | 13.3 | 11.7 | 1 | -8 | 17.2 | 13.9 | 22.8 | 0 | 10.6 | -9.4 | 27.4 | 11.1 | 17.8 | -1.1 | 25.6 | -6.1 | 25 | 20.6 | 22.8 | -1.7 | 25 | 15.6 | 24.4 | 9.4 | 18.9 | 3.9 | 16.7 | 3.9 | 8.9 | -0.6 | 6.1 | -7.2 | 9.4 | 5.6 | 11.1 | 1.1 | 2.2 | -7.8 | 19.6 | 11.7 | 3.7 | -4 | 13.7 | -4.4
3 | 0 | 4.4 | -1.7 | 23.7 | 12.4 | 19.8 | 18 | 7.4 | -2.5 | 23.9 | -5.5 | 8 | 4 | 23.3 | 4.4 | 13.3 | 9.4 | 15.6 | 8.9 | 17.2 | 4.4 | 12.8 | 3.9 | 2.2 | -3.9 | 13.4 | -3.4 | 21 | 19 | 25 | 17.8 | 27.2 | 21.1 | 21.7 | 16.1 | 22.8 | 16.7 | 10.6 | 5 | 23.3 | 16.7 | -0.6 | -5.7 | 10.6 | -9.4 | 9.4 | 5 | 7.8 | -3.9 | 17.8 | 10.6 | 5 | -2.2 | 22.8 | 20 | 22.8 | 17.2 | 2.2 | -11.1 | -6 | -12 | 3.3 | -5.6 | 7.8 | 7.8 | 12.8 | 5.6 | -2.8 | -9.4 | 4.4 | -11.1 | 2.2 | -3.9 | 7.2 | -7.8 | 2.2 | -3.3 | 8.3 | -2.9 | 6.3 | -3.2 | 16.1 | 7.2 | 7.8 | -5.3 | 5.6 | 1.1 | 14.4 | -3.9 | 18.3 | 16.7 | 12.8 | 3.9 | 3.3 | -5.6 | 11.1 | -7.2 | 8.9 | -2.6 | 6.1 | -9.4 | 21.1 | -4.4 | 9.4 | 4.4 | 4.4 | -9.4 | 11.1 | -8.3 | 15.6 | 6.1 | 5.6 | -5 | 5 | -3.3 | 14.4 | -0.1 | 7 | 2 | 11.1 | 3.3 | 9.4 | 4.4 | 9.4 | -1.7 | 12.2 | 11.1 | 0 | -8 | 17.2 | 13.3 | 21.1 | 0 | 7.4 | -6.6 | 26.1 | 10.6 | 15 | -0.6 | 23.3 | -7.8 | 24.4 | 20.6 | 20 | -7.8 | 23.9 | 15 | 22.8 | 13.9 | 16.7 | 4.1 | 12.8 | 3.9 | 7.2 | -1.7 | 3.9 | -7.2 | 9.4 | 5.6 | 9.4 | 1.1 | 0.6 | -8.9 | 17.2 | 11.7 | 2.4 | -4.6 | 11.9 | -3.8
0 | -1 | 3.9 | -2.2 | 22.9 | 13.7 | 19.6 | 18.1 | 6.1 | -2.8 | 21.7 | -6.1 | 8 | 4 | 20.3 | 6.3 | 13.3 | 9.4 | 14.7 | 9.1 | 16.1 | 6.1 | 11.1 | 3.9 | 1.7 | -3.9 | 10.6 | -5 | 19 | 19 | 22.8 | 18.3 | 26.7 | 21.1 | 20.4 | 15 | 21.1 | 16.7 | 8.9 | 4.4 | 22.8 | 16.1 | -0.6 | -5.9 | 8.3 | -8.9 | 8.3 | 4.4 | 6.1 | -3.3 | 15.6 | 11.1 | 4.3 | -2.1 | 22.2 | 20.6 | 21.1 | 17.8 | 1.7 | -11.1 | -8 | -12 | 2.9 | -4 | 7.6 | 7.6 | 8.9 | 7.8 | -3.9 | -8.9 | 2.2 | -8.6 | 0.6 | -4.4 | 4.4 | -7.2 | 2.2 | -3.3 | 7.2 | -2.2 | 4.2 | -3.4 | 12.2 | 9.4 | 6.1 | -6.1 | 5 | 1.1 | 13.3 | -3.3 | 18.1 | 16.5 | 10.6 | 1.1 | 2.2 | -5.6 | 10 | -6.7 | 7.2 | -3.3 | 4.1 | -9.6 | 20 | -5 | 9.4 | 5 | 3.7 | -7.4 | 10.4 | -6.5 | 14.5 | 5.9 | 5 | -4.4 | 2.8 | -2.2 | 12.8 | 0.2 | 4 | 3 | 10 | 3.3 | 10 | 3.9 | 7.8 | 2.2 | 11.7 | 9.4 | 0 | -7 | 17.2 | 13.3 | 19.4 | 0 | 4.3 | -6.1 | 24.4 | 11.7 | 15 | -0.6 | 20 | -6.1 | 23.9 | 20.6 | 16.1 | -7.8 | 22.2 | 15.6 | 21.1 | 12.2 | 14.4 | 3.8 | 11.7 | 3.3 | 6.1 | -1.7 | 3.9 | -7.8 | 10 | 5 | 10 | 1.7 | -0.6 | -8.3 | 16.8 | 12.4 | 1.1 | -6.1 | 10 | -4.4
0 | -2 | 4.4 | -2.8 | 22.2 | 14.4 | 19.4 | 18.3 | 5.4 | -2.6 | 20.9 | -6.7 | 8 | 6 | 17.4 | 7.2 | 13.3 | 8.9 | 13.7 | 9 | 13.9 | 8.3 | 9.5 | 3.9 | -0.6 | -5 | 11.1 | -3.7 | 21 | 19 | 22.8 | 18.3 | 26.7 | 21.7 | 19.1 | 14 | 20.6 | 17.2 | 7.8 | 3.9 | 22.8 | 16.1 | -0.6 | -6.7 | 4.4 | -8.9 | 5 | 3.9 | 5.6 | -3.9 | 15 | 12.2 | 3.5 | -2.5 | 21.7 | 20.6 | 20.6 | 18.3 | 1.1 | -11.1 | -9 | -13 | 2.6 | -3.5 | 7.4 | 7.4 | 8.3 | 7.8 | -5 | -9.1 | 0 | -8.4 | 0.6 | -6.7 | 3.3 | -7.2 | 2.2 | -3.3 | 6.1 | -2.2 | 2.2 | -3.9 | 11.1 | 8.9 | 5.5 | -5.7 | 3.3 | 0 | 12.2 | -3.3 | 18 | 16.4 | 9.4 | -0.6 | 1.7 | -5.6 | 8.3 | -5 | 6.3 | -3 | 2 | -10.6 | 18.3 | -5.6 | 8.3 | 4.4 | 2.9 | -6.5 | 9.6 | -6.3 | 13.3 | 5 | 4.4 | -3.9 | 0.6 | -3.9 | 11.1 | 0 | 5 | 3 | 8.9 | 3.3 | 8.9 | 3.3 | 7.8 | -2.8 | 10.6 | 9.4 | 0 | -8 | 16.7 | 12.8 | 18.3 | 0.6 | 1.1 | -7.2 | 22.8 | 12.5 | 13.3 | -0.6 | 16.7 | -3.9 | 23.9 | 21.1 | 15.6 | -7.8 | 21.7 | 15.6 | 20 | 12.8 | 12.2 | 3.3 | 9.4 | 3.3 | 5.6 | -2.8 | 2.2 | -7.8 | 10.6 | 4.4 | 9.4 | 2.2 | -1.1 | -8.3 | 16.5 | 12.9 | 0.9 | -4.5 | 8.7 | -3.1
0 | -2 | 4.4 | -3.3 | 21.8 | 15.2 | 19.2 | 17.9 | 4.6 | -2.6 | 20.2 | -9 | 8 | 6 | 14.4 | 7.2 | 12.8 | 10 | 12.8 | 8.9 | 14.4 | 7.8 | 7.8 | 3.3 | 2.8 | -8.9 | 11.7 | -3.2 | 20 | 19 | 21.7 | 18.3 | 26.1 | 21.7 | 17.8 | 12.8 | 20.6 | 17.2 | 7.2 | 3.3 | 22.8 | 16.1 | -0.8 | -6.6 | 4.4 | -10 | 4.4 | 3.3 | 3.9 | -3.3 | 15.6 | 13.3 | 2.8 | -3.3 | 21.1 | 20 | 20 | 18.9 | 0.6 | -11.1 | -10 | -13 | 2.2 | -3.3 | 7.2 | 7.2 | 7.8 | 7.8 | -6.1 | -10 | -2.2 | -9.4 | -0.6 | -7.2 | 2.8 | -6.7 | 2.2 | -3.3 | 5.2 | -2.5 | 1.7 | -3 | 11.1 | 8.3 | 5 | -5.8 | 2.2 | 0 | 9.4 | -1.1 | 17.8 | 16.1 | 8.3 | -1.1 | 1.7 | -5.6 | 7.2 | -5 | 5.3 | -2.9 | 0 | -13.3 | 17.8 | -5.6 | 8.3 | 5.6 | 2.2 | -6.7 | 8.9 | -6.7 | 12.2 | 4.4 | 3.9 | -4.4 | 0 | -4.4 | 10.7 | 0.4 | 5 | 4 | 8.9 | 2.8 | 8.3 | 3.9 | 6.7 | -3.9 | 10.6 | 10 | -2 | -10 | 16.1 | 12.8 | 16.7 | 1.1 | 0.5 | -6 | 21.1 | 12.8 | 13.3 | -0.6 | 14.4 | -2.2 | 23.3 | 21.1 | 14.4 | -7.8 | 20.6 | 15.6 | 18.3 | 12.8 | 11.7 | 3.5 | 8.3 | 2.2 | 4.4 | -2.2 | 2.8 | -7.8 | 10.6 | 4.4 | 8.9 | 2.2 | -1.1 | -8.3 | 16.1 | 13.3 | 0.8 | -3.6 | 7.4 | -2.8
0 | -3 | 3.9 | -2.2 | 21.5 | 15.6 | 19.1 | 17.6 | 3.9 | -3.3 | 19.4 | -11.7 | 8 | 6 | 13.3 | 6.4 | 12.8 | 9.4 | 12.2 | 8.7 | 14.4 | 7.8 | 7.7 | 3.6 | -0.6 | -6.7 | 12.2 | -2.8 | 19 | 18 | 20.6 | 18.3 | 26.1 | 21.7 | 16.1 | 11.1 | 20 | 17.2 | 6.1 | 2.8 | 22.2 | 16.1 | -0.9 | -6.9 | 3.9 | -8.9 | 3.3 | 2.8 | 3.3 | -3.3 | 16.1 | 14.4 | 1.7 | -3 | 21.1 | 20 | 18.9 | 18.3 | 0 | -12.2 | -11 | -14 | 2 | -2.7 | 6.7 | 6.7 | 7.8 | 7.8 | -7 | -10.1 | -2 | -8.6 | -2.2 | -7.2 | 3.3 | -6.1 | 2.2 | -3.9 | 4.2 | -3.1 | 1.1 | -2.7 | 13.3 | 7.8 | 4.4 | -7.2 | 1.1 | -1.1 | 6.1 | -1.1 | 17.8 | 16.2 | 5.6 | -1.1 | 0 | -5.6 | 6.7 | -4.4 | 4.4 | -3.3 | -0.7 | -10 | 17.2 | -5.6 | 7.2 | 4.4 | 2 | -5.2 | 8.2 | -7 | 11.3 | 3.8 | 3.3 | -4.4 | 1.7 | -3.9 | 10.4 | 0.4 | 4 | 4 | 8.3 | 2.8 | 7.8 | 3.9 | 6.1 | -3.3 | 10 | 8.9 | -2 | -10 | 15 | 12.8 | 15 | 1.1 | 0 | -5.7 | 21.3 | 12.7 | 12.2 | -0.6 | 12.2 | -2.2 | 22.8 | 20.6 | 13.9 | -7.8 | 20.6 | 16.1 | 17.2 | 12.8 | 11.1 | 3.4 | 7.2 | 2.2 | 2.8 | -2.8 | 2.8 | -7.8 | 10.6 | 4.4 | 7.2 | 2.8 | -1.1 | -7.8 | 14.8 | 11.8 | 0.6 | -3.3 | 6.1 | -2.8
1 | -3 | 4.4 | -3.9 | 21.1 | 16.1 | 18.9 | 17.2 | 3.2 | -2.4 | 16.8 | -8.1 | 7 | 3 | 12.2 | 5.8 | 12.2 | 10 | 11.7 | 8.6 | 12.8 | 7.8 | 7.5 | 3.9 | -1.1 | -7.8 | 10.4 | -2.3 | 18 | 18 | 20 | 18.3 | 26.1 | 21.7 | 14.5 | 9.5 | 19.4 | 17.2 | 5.6 | 2.2 | 21.1 | 17.2 | -1.1 | -8.3 | 1.7 | -8.3 | 3.3 | 2.8 | 3.3 | -3.9 | 16.7 | 14.4 | 0.5 | -3.2 | 21.1 | 20 | 18.9 | 17.8 | -1.1 | -13.3 | -11 | -15 | 1.9 | -2.2 | 6.1 | 6.1 | 7.2 | 6.1 | -8 | -10.7 | -1.9 | -8.5 | -2.2 | -7.8 | 3.3 | -6.1 | 1.7 | -3.9 | 3.3 | -4.4 | 0.6 | -2.8 | 13.9 | 7.8 | 4.2 | -6.4 | 2.2 | 0.6 | 5 | -0.6 | 17.8 | 16.2 | 5.6 | -2.2 | 0 | -5.6 | 6.7 | -3.3 | 3.7 | -3.1 | -1.5 | -8.7 | 15.6 | -5.6 | 6.7 | 5 | 1.9 | -4.5 | 7.4 | -8 | 10.3 | 3.4 | 2.8 | -5 | 0 | -3.9 | 10 | 0.6 | 4 | 3 | 6.7 | 3.3 | 7.2 | 3.9 | 5 | -3.3 | 10 | 9.4 | -1 | -9 | 13.3 | 11.7 | 12.2 | 2.2 | -0.6 | -6.1 | 21.5 | 12.9 | 12.2 | 1.1 | 8.9 | -0.6 | 23.3 | 21.1 | 11.7 | -7.8 | 20.6 | 16.7 | 17.2 | 13.3 | 10.6 | 3.3 | 7.2 | 1.1 | 1.1 | -3.3 | 1.1 | -7.8 | 10.6 | 4.4 | 6.7 | 3.3 | -1.1 | -7.2 | 13.5 | 10 | 0 | -3.1 | 5 | -2.1
0 | -3 | 4.4 | -3.9 | 20.7 | 16.5 | 18.9 | 17.1 | 2.4 | -2 | 14.3 | -6.3 | 7 | 4 | 11.1 | 5 | 12.8 | 10.6 | 11.1 | 8.3 | 11.7 | 7.2 | 7.4 | 4.2 | -1.7 | -7.8 | 8.5 | -2.7 | 19 | 19 | 21.1 | 18.9 | 26.1 | 21.7 | 12.8 | 7.8 | 19.4 | 16.7 | 4.4 | 1.7 | 21.7 | 16.1 | -1.8 | -7.8 | 1.1 | -8.9 | 2.8 | 2.2 | 3.3 | -4.4 | 16.1 | 14.4 | -0.6 | -3.9 | 20.6 | 20 | 18.3 | 17.8 | -2.2 | -14.4 | -11 | -15 | 1.7 | -1.6 | 5.6 | 5.6 | 7.2 | 5 | -8.9 | -11.7 | -1.7 | -9.4 | -3.3 | -7.8 | 2.8 | -5.6 | 1.1 | -3.9 | 3.1 | -3.7 | 0.4 | -2.5 | 13.9 | 8.3 | 4.1 | -6.5 | 1.7 | 0.6 | 3.3 | -1.1 | 17.8 | 16.1 | 5 | -2.2 | -2.2 | -5.6 | 6.1 | -3.3 | 2.9 | -3.2 | -2.2 | -8.3 | 13.9 | -5.6 | 5.6 | 3.3 | 1.7 | -4.4 | 6.7 | -10.6 | 9.4 | 2.8 | 2.2 | -5 | 0 | -3.9 | 9.4 | 0.5 | 4 | 4 | 7.2 | 3.9 | 6.7 | 3.9 | 4.4 | -3.3 | 10 | 8.9 | -1 | -8 | 13.9 | 12.2 | 11.7 | 1.1 | -0.8 | -5.4 | 21.7 | 12.8 | 10.6 | 2.8 | 10.6 | -1.7 | 23.3 | 20.6 | 12.8 | -7.8 | 20.6 | 16.7 | 16.7 | 13.3 | 9.7 | 3 | 10.6 | -0.6 | -1.1 | -2.8 | 1.1 | -7.8 | 10.6 | 4.4 | 5.6 | 2.8 | -1.1 | -6.1 | 12.2 | 8.3 | -0.5 | -3.2 | 3.9 | -2
0 | -3 | 3.9 | -3.3 | 20.4 | 16.9 | 18.9 | 16.9 | 1.7 | -2.2 | 11.7 | -6.7 | 7 | 3 | 10.7 | 4.8 | 11.7 | 8.9 | 10.7 | 8.1 | 12.8 | 2.8 | 7.3 | 4.5 | -2.8 | -7.8 | 6.7 | -3.3 | 18 | 17 | 20.6 | 19.4 | 26.1 | 21.1 | 11.9 | 7.2 | 18.9 | 16.1 | 3.9 | 1.1 | 21.1 | 16.7 | -2.6 | -8 | -0.6 | -8.3 | 2.2 | 1.7 | 2.2 | -3.9 | 15.6 | 13.3 | -0.8 | -3.8 | 20.6 | 20 | 18.3 | 18.3 | -2.2 | -15 | -12 | -16 | 1.7 | -1.1 | 5.4 | 5.4 | 6.1 | 3.9 | -9.5 | -11.6 | -1.9 | -8.5 | -2.8 | -7.8 | 2.8 | -5 | 0.6 | -4.4 | 3 | -3.5 | 0.2 | -2.7 | 13.3 | 9.4 | 3.9 | -7.8 | 1.1 | 0 | 3.9 | 1.1 | 17.6 | 16.1 | 2.8 | -1.7 | -3.3 | -6.1 | 5.6 | -2.8 | 2.2 | -3.9 | -3.1 | -8.7 | 12.2 | -6.7 | 5 | 2.8 | 1.9 | -3.9 | 6.3 | -8.5 | 8.9 | 2.7 | 1.1 | -4.4 | 0 | -5.6 | 8.9 | 0.6 | 4 | 4 | 7.2 | 3.3 | 6.1 | 3.9 | 3.3 | -3.3 | 9.4 | 8.9 | -1 | -8 | 15 | 12.8 | 10.6 | 1.1 | -0.9 | -5.1 | 22.1 | 13.8 | 10 | 3.3 | 12.2 | -3.9 | 23.3 | 20.6 | 10.6 | -7.8 | 20 | 17.2 | 16.1 | 13.3 | 8.7 | 2.3 | 10.6 | 0 | -1.7 | -3.3 | -1.7 | -7.2 | 10.6 | 4.4 | 5 | 2.2 | -1.7 | -6.1 | 11.3 | 7.3 | -1.1 | -3.9 | 2.8 | -2.2
0 | -3 | 3.9 | -3.3 | 20 | 17.2 | 18.9 | 16.7 | 0.2 | -3.4 | 11.5 | -5.6 | 7 | 3 | 10.4 | 4.8 | 10.6 | 8.3 | 10.4 | 8 | 12.8 | 8.3 | 7.2 | 4.9 | -2.2 | -8.9 | 7.6 | -2.6 | 18 | 14 | 20.6 | 19.4 | 26.1 | 21.1 | 10.9 | 6.3 | 18.3 | 15 | 3.3 | 1.1 | 21.7 | 16.1 | -3.3 | -8.9 | -1.1 | -8.3 | 1.1 | 0.6 | 1.7 | -3.3 | 15 | 12.8 | -0.9 | -3.9 | 20.6 | 20 | 17.8 | 17.8 | -2.2 | -14.4 | -12 | -15 | 1.7 | -0.5 | 5.2 | 5.2 | 4.4 | 2.2 | -10 | -11.7 | -2 | -8.6 | -3.3 | -7.8 | 2.2 | -5 | 0.6 | -4.4 | 2.8 | -3.9 | 0 | -3.3 | 12.8 | 10 | 3.3 | -6.7 | 1.1 | 0.6 | 4.4 | 0 | 17.4 | 16.1 | 1.1 | -2.2 | -3.9 | -6.1 | 5.6 | -3.3 | 2 | -3.8 | -4.1 | -9.8 | 11.1 | -6.7 | 4.4 | 3.3 | 2 | -4 | 6 | -7.4 | 8.3 | 2.3 | 1.7 | -5.6 | 0.6 | -5 | 8.3 | 0.6 | 4 | 4 | 5.6 | 3.9 | 4.4 | 3.3 | 2.8 | -3.9 | 10 | 8.3 | -2 | -8 | 15 | 11.7 | 9.4 | 0.6 | -1.1 | -5.6 | 22.4 | 14.8 | 8.3 | 3.3 | 11.7 | -4.4 | 23.3 | 20 | 10 | -7.2 | 19.4 | 16.7 | 16.7 | 13.9 | 7.8 | 1.7 | 9.4 | -0.6 | -1.7 | -3.3 | -3.3 | -7.2 | 9.4 | 6.1 | 4.4 | 2.2 | -0.6 | -4.4 | 10.3 | 6.1 | -1.7 | -4.1 | 2.8 | -2.2
0 | -2 | 3.9 | -3.3 | 19.6 | 17.4 | 18.7 | 16.7 | -1.3 | -5.4 | 11.3 | -5 | 7 | 3 | 10 | 4.4 | 11.7 | 8.3 | 10 | 7.8 | 11.7 | 5.6 | 7.1 | 5.2 | -2.2 | -8.9 | 8.5 | -2.2 | 17 | 11 | 21.1 | 19.4 | 25.6 | 20.6 | 10 | 5.6 | 17.8 | 15 | 2.8 | 1.1 | 20.6 | 16.7 | -4.2 | -8.5 | -2.2 | -7.8 | 1.7 | 1.1 | 0.6 | -2.2 | 15 | 11.7 | -1.1 | -4.4 | 19.4 | 18.9 | 17.8 | 17.8 | -2.8 | -14.4 | -13 | -17 | 1.7 | 0 | 5 | 5 | 5 | 2.2 | -10.6 | -12.2 | -2.2 | -9.4 | -4.4 | -7.8 | 0.6 | -5 | 0 | -5 | 2.2 | -3.3 | -0.4 | -2.9 | 12.2 | 10.6 | 2.8 | -6.8 | 1.1 | 0 | 4.4 | 1.7 | 17.2 | 16.1 | 0.6 | -2.8 | -4.4 | -6.1 | 5 | -2.8 | 1.9 | -4.1 | -5 | -11.7 | 11.1 | -5.6 | 5 | 2.8 | 2.2 | -4.4 | 5.6 | -7.8 | 7.8 | 2.2 | 1.7 | -7.8 | 0.6 | -5 | 8.3 | 0.7 | 4 | 4 | 4.4 | 2.8 | 4.4 | 3.9 | 1.7 | -4.4 | 9.4 | 7.8 | -3 | -8 | 13.9 | 10 | 8.9 | 0.6 | -0.2 | -4.6 | 22.8 | 15.6 | 7.2 | 3.3 | 13.3 | -5.6 | 23.3 | 20 | 8.9 | -6.7 | 20 | 16.7 | 15 | 13.3 | 8.2 | 1.8 | 11.7 | -1.1 | -3.3 | -3.3 | -3.3 | -7.2 | 10 | 5.6 | 2.2 | 0 | 0 | -5 | 9.4 | 5 | -2.2 | -4.7 | 2.8 | -2.4
0 | -3 | 3.9 | -3.3 | 19.3 | 17.6 | 18.5 | 16.7 | -2.8 | -7.8 | 11.1 | -5.6 | 7 | 3 | 10.9 | 5 | 10.6 | 7.2 | 10 | 8.1 | 11.7 | 7.2 | 7 | 5.5 | -2.2 | -8.9 | 9.4 | -2.2 | 17 | 8 | 18.9 | 18.3 | 25.6 | 22.2 | 9.1 | 5.1 | 17.8 | 15.6 | 5 | 1.7 | 21.1 | 16.7 | -5.2 | -8.8 | -3.9 | -8.9 | 1.7 | 1.7 | 0 | -2.8 | 15 | 11.1 | -1.3 | -4.1 | 18.9 | 18.9 | 17.8 | 17.8 | -3.3 | -14.4 | -13 | -17 | 1.7 | 0.6 | 5.9 | 5.9 | 5.6 | 2.2 | -10.6 | -12.4 | -1.3 | -8.3 | -3.9 | -7.2 | 1.1 | -4.4 | 0.6 | -5.6 | 1.7 | -3.3 | -0.7 | -2.9 | 11.7 | 10.6 | 2.2 | -7.8 | -1.7 | -2.2 | 4.4 | 1.7 | 17 | 15.5 | 0.6 | -3.3 | -5 | -6.7 | 5 | -2.2 | 1.7 | -5 | -3.5 | -9.6 | 10 | -5 | 5 | 2.8 | 2.6 | -3.5 | 5.2 | -7.1 | 7.6 | 2.5 | 0.6 | -6.7 | 0.6 | -4.4 | 8.3 | 1 | 4 | 4 | 3.9 | 2.8 | 2.8 | 2.8 | 1.7 | -4.4 | 7.8 | 6.1 | -3 | -9 | 12.2 | 2.8 | 7.8 | 0.6 | 0.8 | -4.4 | 21.5 | 15.8 | 7.8 | 3.3 | 8.9 | -2.8 | 23.3 | 20 | 8.9 | -6.7 | 14.4 | 7.2 | 15.6 | 13.9 | 8.5 | 1.9 | 8.9 | -0.6 | -3.9 | -4.4 | -3.9 | -7.2 | 9.4 | 5.6 | 2.2 | 1.7 | 0 | -5 | 8.7 | 4.9 | -2.8 | -5.6 | 2.8 | -3.3
-1 | -4 | 3.3 | -2.8 | 18.9 | 17.8 | 18.3 | 16.7 | -1.5 | -6.2 | 13.1 | -4.4 | 6 | 2 | 11.9 | 5.8 | 11.1 | 7.2 | 10 | 8.6 | 13.9 | 1.7 | 7 | 5.8 | -2.8 | -8.9 | 9.8 | -1.6 | 17 | 7 | 18.9 | 18.3 | 25.6 | 21.1 | 8.1 | 4.3 | 17.2 | 15.6 | 5 | 1.1 | 21.7 | 16.7 | -6.1 | -9.4 | -5 | -9.4 | 1.1 | 1.1 | 0 | -3.3 | 15 | 11.1 | -1.5 | -4 | 20 | 19.4 | 17.8 | 17.8 | -3.3 | -14.4 | -13 | -17 | 1.7 | 1.1 | 6.9 | 6.9 | 5.6 | 2.8 | -10.6 | -12.7 | -0.3 | -8.2 | -6.1 | -7.2 | 1.7 | -4.4 | 0 | -5.6 | 1.1 | -3.9 | -1.1 | -3.3 | 12.2 | 10.6 | 3.5 | -6.7 | -2.2 | -3.9 | 4.4 | 2.2 | 16.9 | 15.1 | 0 | -3.3 | -4.4 | -6.1 | 5 | -2.2 | 2.6 | -3.7 | -2.1 | -8.7 | 10.6 | -4.4 | 5.6 | 2.2 | 2.9 | -3 | 4.8 | -7.1 | 7.4 | 2.7 | -1.1 | -8.3 | 0.6 | -4.4 | 8.3 | 1.1 | 4 | 4 | 3.9 | 2.8 | 2.2 | 2.2 | 1.1 | -4.4 | 8.3 | 7.2 | -3 | -10 | 11.1 | 2.2 | 7.2 | 0.6 | 1.7 | -5 | 20.2 | 16.1 | 6.1 | 3.3 | 7.8 | -1.1 | 23.3 | 20 | 5.6 | -7.8 | 13.9 | 6.7 | 16.1 | 13.9 | 8.9 | 1.7 | 12.2 | -0.6 | -3.9 | -4.4 | 0.6 | -6.1 | 8.9 | 6.1 | 1.7 | 1.1 | 0.6 | -5 | 7.9 | 4.7 | -1.1 | -4.7 | 4.3 | -2.4
0 | -3 | 3.3 | -2.8 | 19.1 | 17.6 | 19.1 | 17.1 | -0.2 | -5.1 | 15.2 | -4.1 | 6 | 2 | 12.8 | 6.1 | 12.2 | 8.9 | 10 | 8.9 | 13.3 | 3.3 | 9.4 | 6.1 | -0.6 | -8.3 | 10.2 | -1.6 | 18 | 6 | 19.4 | 18.3 | 25.6 | 21.7 | 7.2 | 3.9 | 17.8 | 15.6 | 5.6 | 1.1 | 21.7 | 15.6 | -4.4 | -8.4 | -3.3 | -7.8 | 3.3 | 3.3 | 0.6 | -4.4 | 15 | 11.7 | -1.7 | -4.4 | 20.6 | 20 | 20.6 | 20 | -2.2 | -13.9 | -11 | -15 | 1.7 | 1.7 | 7.8 | 7.8 | 5 | 2.8 | -10.6 | -13.3 | 0.6 | -9.4 | -4.4 | -6.7 | 2.8 | -3.3 | 0 | -5.6 | 3.5 | -2.2 | 1.7 | -2.1 | 13.9 | 11.7 | 4.8 | -6.5 | -0.6 | -2.2 | 5.6 | 1.7 | 16.7 | 14.4 | 1.7 | -1.7 | -4.4 | -6.1 | 4.4 | -1.7 | 3.5 | -2.7 | -0.6 | -8.3 | 13.9 | -4.4 | 6.1 | 3.3 | 3.3 | -2.8 | 4.4 | -8.3 | 7.2 | 2.8 | 0 | -7.8 | 0.6 | -3.9 | 9.6 | 2.7 | 4 | 4 | 4.4 | 2.2 | 3.3 | 3.3 | 2.8 | -4.4 | 8.3 | 4.4 | -3 | -10 | 10.6 | 1.1 | 7.2 | 0.6 | 3.5 | -3.7 | 18.9 | 16.1 | 10 | 5 | 8.3 | 2.2 | 23.3 | 19.4 | 8.9 | -6.7 | 13.3 | 6.7 | 16.7 | 14.4 | 9.8 | 1.4 | 15.6 | -1.1 | -1.7 | -2.8 | 1.7 | -5.6 | 6.1 | 2.8 | 4.4 | 2.8 | 0.6 | -5 | 7.2 | 4.4 | 0.5 | -4.5 | 5.7 | -2.1
0 | -2 | 3.3 | -2.8 | 19.2 | 17.4 | 19.8 | 17.4 | 1.1 | -5 | 17.2 | -5 | 6 | 2 | 17.2 | 7 | 13.3 | 10 | 11.7 | 9.1 | 13.9 | 2.2 | 13.1 | 7.8 | 2.8 | -7.8 | 10.6 | -1.7 | 20 | 6 | 20 | 18.9 | 25.6 | 21.7 | 9.4 | 3.4 | 20.6 | 17.8 | 7.2 | 1.1 | 23.3 | 16.1 | -2.8 | -8 | -0.6 | -6.7 | 8.9 | 6.1 | 2.8 | -2.8 | 16.7 | 12.8 | 0.7 | -3.3 | 21.7 | 20 | 22.8 | 21.1 | -1.1 | -13.3 | -10 | -17 | 1.7 | 1.7 | 8 | 8 | 6.7 | 5 | -8.2 | -11.2 | 2.8 | -6.8 | -1.7 | -5.6 | 7.8 | -3.3 | 1.1 | -5 | 5.9 | -1.3 | 4.4 | -2 | 16.1 | 12.8 | 6.1 | -7.8 | 1.7 | 1.7 | 6.1 | 3.3 | 18.9 | 14 | 6.7 | -0.6 | -3.3 | -5 | 6.7 | -2.8 | 4.4 | -2.2 | 3.1 | -6.8 | 16.7 | -2.2 | 6.7 | 2.2 | 4.8 | -1.6 | 6.1 | -8 | 7 | 2.7 | 1.1 | -7.8 | 2.8 | -2.2 | 10.9 | 4.2 | 7 | 6 | 6.7 | 3.3 | 4.4 | 4.4 | 4.4 | -5.6 | 8.3 | 3.9 | -2 | -10 | 11.7 | 1.7 | 10 | 0.6 | 5.4 | -3.2 | 19.6 | 16.3 | 11.7 | 5 | 10 | 3.3 | 23.9 | 19.4 | 13.3 | -6.1 | 14.4 | 7.2 | 18.3 | 16.1 | 10.8 | 0.8 | 15.6 | -1.1 | 2.8 | 0 | 2.2 | -5 | 6.1 | 3.9 | 6.1 | 2.8 | 1.1 | -4.4 | 6.8 | 3.2 | 2.2 | -5 | 7.2 | -2.2
1 | -2 | 3.9 | -2.8 | 19.4 | 17.2 | 20.6 | 17.8 | 3.7 | -4.4 | 20 | -5.1 | 7 | 3 | 21.7 | 6.4 | 15 | 10.6 | 13.3 | 8.8 | 16.1 | 0 | 16.9 | 8.9 | 5.6 | -7.2 | 12.6 | -1.5 | 23 | 7 | 22.2 | 18.9 | 26.7 | 21.1 | 11.7 | 2.2 | 22.8 | 18.9 | 9.4 | 0.6 | 24.4 | 16.1 | -1.1 | -8.3 | 2.8 | -5.6 | 11.7 | 3.9 | 5 | -3.9 | 18.9 | 12.8 | 3.2 | -2.8 | 22.8 | 20.6 | 25 | 22.2 | 0.6 | -11.7 | -8 | -19 | 1.7 | 1.7 | 8.1 | 8.1 | 7.8 | 5 | -5.7 | -9 | 5 | -5.5 | 2.2 | -4.4 | 11.1 | -3.3 | 1.7 | -6.1 | 8.3 | -0.6 | 7.2 | -2.2 | 20 | 13.9 | 8.7 | -6.6 | 4.4 | 1.7 | 7.8 | 1.7 | 21.1 | 13.1 | 9.4 | -0.6 | 0 | -4.4 | 9.4 | -3.9 | 6.6 | -2.7 | 6.9 | -7 | 18.9 | -2.8 | 7.8 | 3.3 | 6.3 | -0.8 | 7.7 | -8.6 | 6.9 | 2.6 | 2.8 | -7.8 | 5.6 | -0.6 | 12.2 | 5.6 | 9 | 8 | 8.9 | 3.9 | 6.7 | 4.4 | 5 | -7.2 | 8.3 | 3.3 | -2 | -7 | 12.8 | 2.2 | 11.1 | 0.6 | 7.2 | -3.3 | 20.4 | 16.9 | 13.9 | 3.3 | 12.8 | 3.9 | 24.4 | 19.4 | 17.8 | -6.1 | 15.6 | 7.8 | 21.7 | 17.2 | 11.7 | 0 | 15.6 | 0 | 7.2 | -0.6 | 3.9 | -3.9 | 6.7 | 4.4 | 8.3 | 1.1 | 1.1 | -3.3 | 6.5 | 2 | 4.6 | -4.1 | 10 | -1.5
3 | -1 | 3.9 | -1.7 | 19 | 16.8 | 21.5 | 17.3 | 6.3 | -4.7 | 22.8 | -8.2 | 8 | 2 | 26.1 | 3.9 | 16.7 | 10 | 15 | 8.3 | 17.2 | -3.9 | 20.6 | 9.4 | 7.8 | -6.7 | 14.7 | -2.4 | 25 | 8 | 26.1 | 18.9 | 26.7 | 21.1 | 13.9 | 0 | 24.4 | 18.9 | 12.2 | -0.6 | 27.2 | 16.1 | 0 | -7.3 | 5.6 | -7.2 | 12.8 | 3.3 | 7.8 | -3.9 | 21.7 | 14.4 | 5.6 | -3.3 | 24.4 | 20 | 24.4 | 22.2 | 2.8 | -11.1 | -7 | -20 | 1.7 | 1.7 | 8.3 | 8.3 | 8.3 | 4.4 | -3.3 | -7.8 | 7.2 | -5 | 3.9 | -4.4 | 12.8 | -2.2 | 2.8 | -6.1 | 10 | -0.2 | 8.7 | -1.7 | 22.8 | 13.9 | 11.3 | -7.1 | 7.8 | 3.3 | 7.8 | 6.1 | 23.3 | 11.1 | 11.1 | -0.6 | 1.1 | -5 | 11.7 | -4.4 | 8.9 | -4.4 | 10.6 | -10 | 20.6 | -2.2 | 9.4 | 2.8 | 7.8 | 0 | 9.4 | -11.1 | 6.7 | 2.2 | 3.9 | -6.7 | 8.3 | 0.6 | 14.2 | 7.3 | 11 | 9 | 11.7 | 5 | 9.4 | 4.4 | 6.1 | -6.1 | 8.9 | 3.3 | -1 | -7 | 15 | 3.3 | 12.8 | 0.6 | 9.8 | -2.2 | 21.1 | 17.2 | 15.6 | 3.3 | 13.9 | 0.6 | 25 | 18.9 | 19.4 | -6.1 | 16.7 | 7.8 | 22.8 | 16.1 | 13 | 0.7 | 17.2 | 0 | 10.6 | -1.1 | 6.7 | -2.8 | 7.8 | 3.3 | 10 | 1.7 | 1.1 | -3.3 | 6.1 | 0.6 | 7 | -3.9 | 12.8 | -1.3
4 | -1 | 4.4 | -2.8 | 18.7 | 16.5 | 22.4 | 16.9 | 8.9 | -7.2 | 25.6 | -13.9 | 8 | 3 | 27.6 | 3.3 | 17.2 | 10.6 | 15.2 | 7.8 | 14.4 | 3.9 | 21.3 | 8.6 | 9.4 | -7.2 | 16.7 | -3.9 | 26 | 9 | 28.3 | 14.4 | 27.2 | 21.7 | 15.4 | 0.4 | 26.1 | 18.3 | 14.4 | 0 | 27.8 | 14.4 | 1.1 | -7.2 | 7.2 | -6.7 | 13.3 | 2.2 | 9.4 | -3.9 | 25 | 13.9 | 6.9 | -3 | 25.6 | 20 | 26.7 | 22.2 | 3.9 | -11.1 | -5 | -16 | 1.9 | 1.9 | 9.2 | 9.2 | 8.3 | 5 | -1.8 | -6.7 | 8.5 | -4.1 | 5.6 | -4.4 | 13.3 | -2.2 | 3.9 | -6.7 | 11.6 | 0.1 | 10.2 | -1.9 | 24.4 | 13.9 | 13.9 | -9.4 | 11.7 | 4.4 | 8.9 | 8.9 | 23.9 | 11.3 | 12.8 | -2.2 | 2.8 | -4.4 | 13.9 | -4.4 | 11.1 | -8.3 | 12.4 | -8.8 | 22.2 | -3.9 | 12.2 | 4.4 | 10.2 | 1 | 11.3 | -9.1 | 6.3 | 2 | 5.6 | -7.2 | 10.6 | 0.6 | 16.3 | 9 | 11 | 9 | 12.8 | 5 | 11.7 | 6.1 | 7.2 | -7.2 | 8.9 | 2.8 | -1 | -7 | 17.2 | 5 | 13.3 | 0 | 12.4 | -1.3 | 20.9 | 17.7 | 16.7 | 2.2 | 14.4 | -2.8 | 25.6 | 18.3 | 22.8 | -7.2 | 17.2 | 6.1 | 24.4 | 15 | 14.3 | 1.2 | 17.8 | 1.1 | 11.7 | -1.7 | 8.3 | -2.2 | 8.9 | 2.8 | 11.7 | 1.7 | 1.7 | -2.2 | 6.3 | 0.2 | 9.4 | -5 | 15.6 | -2.2
6 | 0 | 4.4 | -3.9 | 18.3 | 16.1 | 23.3 | 16.1 | 10.6 | -4.4 | 26.9 | -10.5 | 8 | 2 | 29.1 | 2.4 | 17.2 | 11.1 | 15.4 | 6.7 | 12.8 | 10.6 | 22.1 | 7.5 | 10 | -3.9 | 16.9 | -2.9 | 25 | 11 | 29.4 | 10.6 | 28.3 | 22.2 | 16.8 | 0 | 26.7 | 17.8 | 15.6 | 0 | 29.4 | 12.2 | 2.2 | -8.3 | 9.4 | -8.3 | 15.6 | 2.8 | 11.1 | -3.9 | 26.7 | 11.1 | 8.1 | -3 | 26.7 | 20 | 27.8 | 22.2 | 6.1 | -10.6 | -5 | -16 | 2 | 2 | 10.2 | 10.2 | 7.8 | 5 | -0.4 | -6.4 | 9.8 | -3.7 | 6.7 | -4.4 | 15 | -0.6 | 5.6 | -6.7 | 13.3 | 0 | 11.7 | -2.2 | 25.6 | 12.8 | 15.2 | -8 | 15.6 | 2.8 | 10 | 10 | 24.4 | 11.1 | 13.9 | -2.2 | 2.8 | -5 | 15.6 | -3.9 | 12 | -7 | 14.3 | -10 | 22.8 | -3.9 | 12.8 | 3.3 | 12.6 | 2.2 | 13.1 | -8.9 | 6 | 1.5 | 7.2 | -4.4 | 11.1 | 1.1 | 18.3 | 10.6 | 11 | 9 | 14.4 | 5 | 13.3 | 5.6 | 7.8 | -6.7 | 8.9 | 3.3 | -1 | -7 | 17.8 | 8.9 | 14.4 | 0 | 15 | -1.1 | 20.8 | 18.4 | 18.3 | 1.7 | 15.6 | 0 | 27.8 | 18.9 | 25 | -11.1 | 18.3 | 6.1 | 25.6 | 14.4 | 15.6 | 1.7 | 15 | 3.9 | 13.3 | -2.8 | 10 | -3.9 | 10 | 2.8 | 12.2 | -0.6 | 1.7 | -2.2 | 6.5 | 0 | 10 | -3.5 | 16.5 | -2.2
5 | -2 | 5.6 | -5.6 | 18.5 | 16.3 | 22.6 | 15.5 | 12.2 | -3.2 | 28.1 | -9.7 | 9 | 3 | 30.6 | 1.1 | 17.2 | 11.7 | 15.6 | 5.6 | 13.9 | 12.2 | 22.8 | 6.1 | 11.7 | -3.3 | 17 | -1.9 | 25 | 16 | 28.3 | 10 | 28.3 | 22.2 | 18.3 | 0 | 27.8 | 17.8 | 17.2 | 2.2 | 28.9 | 12.8 | 3.3 | -6.9 | 11.1 | -10.6 | 15 | 2.8 | 11.7 | -4.4 | 27.8 | 7.8 | 9.4 | -3.9 | 25.6 | 20 | 27.2 | 22.2 | 6.7 | -10.6 | -3 | -15 | 2.2 | 2.2 | 11.1 | 11.1 | 7.8 | 2.8 | 1.1 | -7.2 | 11.1 | -4.4 | 8.3 | -3.9 | 15 | -0.6 | 5 | -4.4 | 14.1 | 0 | 12.8 | -2.3 | 26.1 | 12.8 | 16.5 | -7 | 16.7 | 3.3 | 10.6 | 10 | 25 | 11.1 | 15 | -1.7 | 3.3 | -2.2 | 16.7 | -3.3 | 13 | -6.8 | 16.1 | -12.2 | 23.9 | -3.3 | 13.3 | 3.3 | 15 | 2.8 | 15 | -9.4 | 5.6 | 1.1 | 7.2 | -2.2 | 12.2 | 1.7 | 18.3 | 10.4 | 9 | 8 | 17.2 | 4.4 | 15.6 | 5.6 | 8.3 | -7.2 | 10 | 1.7 | 0 | -8 | 18.9 | 9.4 | 15.6 | 0 | 16.5 | -0.6 | 20.6 | 18.9 | 19.4 | 0.6 | 15 | -2.2 | 28.9 | 17.2 | 25.6 | -8.3 | 18.9 | 5.6 | 27.2 | 14.4 | 16 | 1.3 | 15 | 3.9 | 15.6 | -2.2 | 11.1 | -3.3 | 10 | 2.8 | 12.8 | -1.1 | 1.7 | -2.2 | 6.7 | -0.6 | 10.5 | -3.2 | 17.4 | -3
4 | -1 | 5.6 | -5.6 | 18.7 | 16.5 | 21.8 | 14.7 | 13.9 | -1.7 | 29.4 | -8.3 | 8 | 1 | 31.1 | 0.5 | 17.2 | 11.7 | 16 | 8.3 | 13.9 | 12.2 | 21.3 | 8.6 | 12.2 | -5 | 17.2 | -1.7 | 24 | 16 | 28.9 | 10 | 27.8 | 18.3 | 18.7 | -0.1 | 28.3 | 17.8 | 17.8 | 1.7 | 28.9 | 13.3 | 4.5 | -6.2 | 12.2 | -8.3 | 14.4 | 4.4 | 12.8 | -4.4 | 29.4 | -3.3 | 10 | -3.2 | 26.7 | 20.6 | 26.7 | 21.7 | 8.3 | -11.1 | -4 | -13 | 2.2 | 2.1 | 10.7 | 10.7 | 7.8 | 1.7 | 2 | -6.5 | 12 | -3.7 | 7.2 | -3.9 | 16.7 | 0.6 | 7.2 | -3.9 | 14.8 | 0.2 | 13.9 | -3.4 | 27.2 | 11.1 | 17.8 | -7.8 | 18.9 | 0.6 | 10.6 | 9.4 | 24.4 | 11.1 | 16.1 | -1.1 | 3.9 | -2.8 | 17.8 | -3.9 | 13.9 | -7.2 | 16.7 | -10.6 | 24.4 | -2.8 | 15.6 | 2.8 | 15.9 | 3.4 | 15.4 | -7.2 | 5.8 | 0.7 | 6.7 | -4.4 | 13.3 | 0.6 | 18.3 | 10.4 | 8 | 7 | 18.3 | 4.4 | 16.1 | 5 | 8.9 | -6.1 | 10.6 | 1.1 | 0 | -10 | 18.3 | 8.9 | 16.7 | -0.6 | 17.9 | 0.1 | 19.8 | 18 | 19.4 | 0 | 15.6 | 0 | 27.8 | 17.8 | 25.6 | -11.1 | 19.4 | 2.8 | 27.8 | 14.4 | 16.3 | 0.4 | 15 | 4.4 | 17.2 | -2.2 | 11.7 | -2.8 | 10.6 | 3.9 | 13.3 | -2.2 | 1.7 | -2.2 | 6.7 | -0.2 | 11.1 | -2.8 | 18.3 | -4.4
4 | -1 | 2.8 | -1.7 | 18.9 | 16.7 | 21.1 | 13.9 | 13.3 | -2 | 29 | -6.2 | 9 | 2 | 31.7 | -1 | 17.2 | 11.7 | 16.3 | 10.2 | 13.9 | 11.1 | 19.8 | 10.5 | 12.2 | -4.4 | 14.1 | 2.7 | 23 | 17 | 28.3 | 9.4 | 27.2 | 18.9 | 19 | 0.1 | 28.9 | 17.2 | 18.3 | 0.6 | 28.9 | 15.6 | 5.6 | -6.7 | 12.8 | -9.4 | 13.9 | 4.4 | 13.3 | -5 | 28.3 | -3.9 | 10.5 | -2.8 | 26.1 | 20 | 26.1 | 21.7 | 8.3 | -7.2 | -3 | -12 | 2.2 | 1.8 | 10.4 | 10.4 | 7.8 | 1.7 | 3 | -6.4 | 13 | -3.7 | 6.7 | -3.3 | 17.8 | 0 | 7.2 | -3.9 | 15.6 | 0 | 15 | -5 | 26.1 | 12.2 | 18.2 | -6.4 | 19.4 | 1.1 | 10 | 10 | 23.9 | 11.3 | 17.2 | -1.1 | 5.6 | -3.9 | 18.9 | -3.9 | 13.3 | -5.6 | 17.2 | -9.4 | 24.4 | -3.3 | 15.6 | 1.1 | 16.9 | 3.9 | 15.7 | -6.4 | 5.9 | 0 | 7.8 | -6.7 | 13.9 | -1.1 | 18.3 | 10 | 8 | 6 | 19.4 | 3.9 | 16.7 | 4.4 | 9.4 | -6.7 | 10 | 1.1 | 0 | -11 | 18.9 | 9.4 | 17.2 | -1.1 | 19.4 | 0.6 | 19.1 | 17.1 | 21.1 | 0.6 | 16.1 | -3.9 | 27.8 | 17.8 | 26.7 | -10.6 | 19.4 | 2.8 | 27.8 | 13.9 | 16.7 | 0 | 14.4 | 2.8 | 17.2 | -1.7 | 12.2 | -3.9 | 11.1 | 2.8 | 13.3 | -1.1 | 1.1 | -1.7 | 6.7 | 0 | 10.4 | -1.4 | 18.3 | -3.9
4 | -1 | 3.3 | -2.8 | 18.9 | 16.5 | 20.2 | 13.2 | 12.8 | -2.3 | 28.7 | -6.5 | 9 | 3 | 32.2 | -1.7 | 16.7 | 12.2 | 16.7 | 12.2 | 14.4 | 10.6 | 18.3 | 11.7 | 10.6 | -1.7 | 10.9 | 4.6 | 22 | 17 | 28.3 | 8.3 | 27.2 | 18.9 | 19.4 | 0 | 28.3 | 18.3 | 18.9 | 0 | 27.8 | 15 | 5.8 | -6 | 13.3 | -7.8 | 13.9 | 5 | 13.9 | -4.4 | 28.3 | -4.4 | 11.1 | -3.3 | 26.1 | 20.6 | 26.7 | 21.7 | 8.3 | -7.8 | -2 | -11 | 2.2 | 1.7 | 10 | 10 | 6.7 | 1.1 | 3.9 | -7.8 | 13.9 | -4.4 | 6.7 | -0.6 | 18.3 | 0.6 | 8.3 | -4.4 | 16.1 | 1 | 14.6 | -4.1 | 27.2 | 11.1 | 18.5 | -5.5 | 20.6 | -2.2 | 9.4 | 8.9 | 23.3 | 11.1 | 17.2 | -0.6 | 6.1 | -7.2 | 19.4 | -3.3 | 12.8 | -5.1 | 17.8 | -10 | 23.9 | -2.2 | 15.6 | 1.1 | 17.8 | 4.4 | 16.1 | -6.1 | 6.1 | -0.6 | 8.9 | -6.7 | 14.4 | -0.6 | 17.4 | 9.8 | 7 | 6 | 21.1 | 5.6 | 17.2 | 3.9 | 9.4 | -7.8 | 10 | 0.6 | 0 | -11 | 18.9 | 8.9 | 17.8 | -1.7 | 18.5 | 1.1 | 18.3 | 16.1 | 20.6 | -1.1 | 16.1 | -2.2 | 26.7 | 17.2 | 26.7 | -10 | 19.4 | 0.6 | 27.8 | 13.9 | 16.7 | -0.1 | 10 | 4.4 | 17.8 | -1.7 | 12.8 | -3.9 | 11.1 | 2.2 | 13.9 | -0.6 | 1.7 | -1.7 | 6.7 | 0 | 9.6 | -1 | 18.3 | -3.9
4 | -1 | 3.3 | -4.4 | 18.9 | 16.3 | 19.2 | 12.5 | 12.2 | -3.3 | 28.3 | -6.1 | 8 | 2 | 29.2 | -0.1 | 16.7 | 12.8 | 15.4 | 11.6 | 13.3 | 10 | 15.7 | 11.3 | 10.6 | -0.6 | 7.8 | 5 | 21 | 18 | 27.2 | 9.4 | 26.7 | 21.1 | 18.7 | 0.3 | 27.2 | 18.3 | 18.9 | 1.1 | 26.7 | 13.3 | 5.9 | -5.9 | 13.3 | -8.3 | 13.3 | 5 | 13.3 | -5.6 | 27.8 | -5.6 | 10.2 | -3.4 | 23.9 | 20.6 | 26.7 | 21.7 | 9.4 | -11.1 | -3 | -11 | 2 | 1.1 | 9.6 | 9.6 | 6.1 | 1.1 | 3.2 | -4.8 | 13.2 | -3.9 | 6.1 | -1.1 | 17.8 | 0.6 | 7.8 | -5 | 16.7 | 1.6 | 14.3 | -4.4 | 26.7 | 10.6 | 18.9 | -6.1 | 19.4 | -2.2 | 9.4 | 9.4 | 20.9 | 11 | 16.1 | -1.1 | 6.1 | -9.4 | 20 | -2.8 | 12.2 | -5 | 14.8 | -8.3 | 24.4 | -3.3 | 13.3 | 1.7 | 16.1 | 4.5 | 14.4 | -3 | 5.2 | -0.2 | 8.3 | -8.3 | 15 | 0 | 16.5 | 9.5 | 6 | 4 | 20.6 | 6.1 | 16.7 | 3.3 | 9.4 | -7.2 | 8.9 | 0.6 | 0 | -12 | 17.2 | 8.9 | 17.2 | -1.7 | 17.6 | 1.6 | 18.7 | 16.9 | 17.8 | 0 | 15 | -4.4 | 25 | 17.8 | 26.7 | -10.6 | 19.4 | 0.6 | 26.1 | 15 | 16.7 | -0.4 | 10 | 5.6 | 17.2 | -1.7 | 11.1 | -3.9 | 10 | 1.1 | 13.3 | -2.2 | 2.2 | -1.1 | 6.1 | 0.2 | 8.9 | -0.6 | 18.3 | -4.4
4 | 0 | 3.3 | -5 | 18.9 | 16.1 | 18.3 | 11.7 | 9.6 | -2.9 | 25.9 | -5 | 8 | 3 | 26.3 | 0.1 | 15.6 | 13.3 | 14.1 | 10.7 | 12.2 | 9.4 | 13.2 | 10.9 | 8.3 | -1.1 | 7.1 | 3 | 21 | 18 | 25 | 13.3 | 26.1 | 19.4 | 17.9 | 1 | 25.6 | 17.2 | 17.8 | 3.3 | 25 | 15.6 | 6.1 | -6.7 | 12.8 | -6.7 | 11.7 | 4.4 | 12.8 | -3.9 | 22.8 | -5 | 9.2 | -4.2 | 23.3 | 20.6 | 25 | 21.1 | 8.3 | -8.3 | -3 | -10 | 1.9 | 0.6 | 9.3 | 9.3 | 6.1 | 1.1 | 2.4 | -3.5 | 12.4 | -3.8 | 5.6 | -1.1 | 16.7 | 0.6 | 7.2 | -3.3 | 17.2 | 2.2 | 13.9 | -5 | 25 | 11.1 | 17 | -4.8 | 17.8 | -0.6 | 9.4 | 9.4 | 18.5 | 10.6 | 15 | 0 | 5 | -10 | 19.4 | -1.7 | 11.1 | -4 | 11.9 | -7.6 | 22.8 | -3.9 | 12.2 | 2.2 | 14.5 | 4.2 | 12.8 | -1.7 | 4.2 | 0 | 7.8 | -8.9 | 13.9 | -0.6 | 15.6 | 8.9 | 4 | 2 | 18.9 | 5.6 | 15.6 | 3.3 | 8.9 | -6.7 | 8.9 | 1.1 | -1 | -10 | 16.1 | 9.4 | 17.2 | -1.7 | 16.7 | 1.7 | 19 | 17.5 | 16.7 | -0.6 | 14.4 | -2.2 | 24.4 | 18.3 | 25.6 | -11.1 | 18.9 | 2.2 | 24.4 | 15.6 | 16.7 | -0.6 | 8.3 | 5 | 16.7 | -1.7 | 8.9 | -3.3 | 8.9 | 2.2 | 11.1 | -1.1 | 2.8 | -0.6 | 5.6 | 0.5 | 7.2 | -0.4 | 17.2 | -3.6
3 | 0 | 3.3 | -5 | 18.7 | 16.2 | 16.6 | 10.9 | 7 | -3.1 | 23.5 | -5.8 | 7 | 3 | 23.3 | 0.6 | 15 | 12.8 | 12.8 | 10 | 11.7 | 8.9 | 10.6 | 10 | 7.2 | 0 | 6.3 | 0.4 | 19 | 18 | 20 | 13.9 | 25.6 | 20 | 17.2 | 1.1 | 23.3 | 17.2 | 16.1 | 5 | 23.3 | 16.1 | 4.4 | -5.5 | 11.1 | -6.1 | 10.6 | 5 | 10.6 | -3.3 | 21.7 | -4.4 | 8.3 | -5.6 | 22.8 | 20.6 | 24.4 | 21.7 | 6.1 | -10.6 | -4 | -12 | 1.7 | 0 | 8.9 | 8.9 | 5.6 | 1.7 | 1.7 | -2.8 | 11.7 | -4.4 | 3.9 | -3.3 | 13.3 | 0.6 | 5.6 | -3.9 | 16.1 | 3.2 | 13.7 | -4 | 22.2 | 10.6 | 15.2 | -5.1 | 15 | -1.7 | 8.9 | 8.9 | 16.1 | 10 | 11.1 | -0.6 | 4.4 | -9.4 | 18.3 | -2.8 | 10 | -3.5 | 8.9 | -9.4 | 21.1 | -5 | 12.2 | 2.2 | 12.8 | 3.9 | 11.1 | -0.6 | 3.3 | 0 | 5.6 | -8.3 | 11.1 | 1.1 | 15 | 8.7 | 3 | 1 | 15.6 | 5.6 | 13.9 | 2.8 | 7.2 | -6.1 | 8.3 | 1.1 | -1 | -10 | 15 | 8.9 | 14.4 | -0.6 | 14.3 | 2.8 | 19.4 | 18.3 | 16.1 | 0.6 | 12.2 | -3.3 | 22.8 | 18.3 | 23.3 | -12.2 | 16.7 | 3.9 | 22.8 | 14.4 | 14.7 | 0.1 | 8.3 | 4.4 | 12.2 | -1.7 | 6.7 | -3.9 | 7.2 | 1.7 | 7.8 | -1.7 | 3.3 | 0.6 | 5 | 0.6 | 5.6 | -0.6 | 16.1 | -3
3 | 0 | 2.2 | -5 | 18.5 | 16.1 | 15 | 10.2 | 4.4 | -4.4 | 21.1 | -6.1 | 7 | 3 | 21.1 | 4.7 | 15 | 13.3 | 11.9 | 9.7 | 11.7 | 8.3 | 10.2 | 9.8 | 5 | 1.1 | 5.6 | -2.2 | 19 | 18 | 16.1 | 13.9 | 25 | 20.6 | 15.4 | 3.9 | 23.3 | 17.2 | 14.4 | 3.9 | 23.3 | 16.1 | 2.8 | -4.9 | 8.3 | -6.1 | 8.3 | 5.6 | 7.8 | -2.2 | 20 | 0 | 7.8 | -3.8 | 22.2 | 20.6 | 23.9 | 21.7 | 3.9 | -1.7 | -5 | -12 | 1.5 | 0.2 | 8.5 | 8.2 | 5 | 2.2 | 0.2 | -3.4 | 9.7 | -3.5 | 2.8 | -3.9 | 11.7 | 0 | 3.9 | -3.3 | 15 | 3.5 | 13.5 | -3.7 | 21.1 | 10 | 13.3 | -6.1 | 14.4 | -2.8 | 8.9 | 8.9 | 15.7 | 10.3 | 9.4 | -0.6 | 1.7 | -7.2 | 16.7 | -2.2 | 8.9 | -3.9 | 6.5 | -8.7 | 18.9 | -5.6 | 12.2 | 2.8 | 10.6 | 4.1 | 11.3 | -2.2 | 2.8 | -0.1 | 4.4 | -7.8 | 8.3 | 1.1 | 14.5 | 8.3 | 3 | 1 | 13.9 | 5.6 | 12.8 | 1.1 | 6.1 | -3.9 | 7.8 | 0 | -2 | -11 | 13.3 | 8.9 | 12.8 | 0.6 | 11.8 | 2.8 | 19.2 | 17.9 | 15 | 1.7 | 7.8 | -2.2 | 22.8 | 18.9 | 22.2 | -8.9 | 16.7 | 1.7 | 21.1 | 16.7 | 12.6 | 0.7 | 7.8 | 3.3 | 11.1 | -1.7 | 5 | -3.3 | 6.7 | 0.6 | 7.8 | -2.2 | 3.9 | 1.1 | 5 | 0.5 | 3.9 | -1.1 | 15 | -3.3
2 | 0 | 0 | -5 | 18.3 | 16.1 | 13.3 | 9.4 | 2.4 | -3.3 | 19.3 | -3.7 | 7 | 3 | 18.9 | 7.1 | 14.4 | 12.8 | 10.9 | 9.4 | 11.1 | 7.8 | 9.8 | 9.7 | 6.1 | -0.6 | 5.2 | -3 | 18 | 18 | 16.1 | 13.9 | 25 | 21.1 | 13.5 | 5.2 | 22.8 | 17.2 | 13.3 | 3.9 | 23.3 | 16.1 | 1.1 | -5.6 | 5.6 | -6.7 | 9.4 | 5.6 | 7.2 | -2.8 | 18.3 | -0.6 | 7.2 | -3.2 | 21.1 | 20.6 | 23.3 | 22.2 | 4.4 | -3.9 | -6 | -13 | 1.3 | 0.4 | 8.2 | 7.5 | 5 | 2.2 | -1.3 | -4.9 | 7.6 | -3.2 | 1.7 | -5.6 | 7.8 | -1.1 | 3.3 | -4.4 | 13.9 | 3.9 | 13.3 | -3.9 | 20 | 10.6 | 12.8 | -5.5 | 13.3 | -2.2 | 8.9 | 8.9 | 15.4 | 10.4 | 10 | -0.6 | 1.1 | -6.7 | 13.9 | -1.1 | 8.5 | -3 | 4.1 | -9.9 | 17.8 | -5.6 | 11.1 | 3.3 | 8.3 | 3.8 | 11.5 | -3.7 | 2.2 | -0.3 | 4.4 | -7.2 | 8.9 | -2.2 | 13.9 | 7.8 | 3 | 1 | 11.1 | 5.6 | 10 | 2.2 | 5 | -5 | 6.7 | 0 | -4 | -11 | 12.8 | 8.3 | 7.8 | 2.8 | 9.4 | 2.8 | 19.1 | 17.6 | 12.2 | 3.3 | 6.1 | -2.2 | 22.2 | 18.9 | 21.7 | -8.9 | 16.1 | 1.1 | 20.6 | 17.2 | 10.6 | 0.6 | 7.8 | 2.8 | 8.3 | -1.7 | 2.8 | -3.9 | 6.1 | 1.7 | 7.2 | -3.3 | 4.4 | 1.7 | 5 | 0.5 | 4.1 | -1.8 | 14.6 | -2.1
2 | 0 | 0.6 | -5 | 18.1 | 15.9 | 12.9 | 9 | 0.3 | -3.3 | 17.4 | -3 | 6 | 3 | 16.7 | 8.3 | 14.4 | 12.2 | 10 | 8.9 | 10.6 | 7.8 | 9.4 | 9.4 | 4.4 | 0 | 4.8 | -4 | 19 | 18 | 15 | 13.9 | 25 | 21.1 | 11.7 | 6.1 | 20 | 17.8 | 12.2 | 4.4 | 22.8 | 16.1 | 0.7 | -4.7 | 6.1 | -7.2 | 9.4 | 5.6 | 6.1 | -3.9 | 15.6 | -1.1 | 6.7 | -2.8 | 21.1 | 20.6 | 23.3 | 22.2 | 3.3 | -4.4 | -6 | -12 | 1.1 | 0.6 | 7.8 | 6.7 | 5 | 1.7 | -2.8 | -6.7 | 5.6 | -3.9 | -0.6 | -5 | 7.8 | -1.1 | 2.2 | -3.3 | 12.8 | 4.3 | 11.8 | 0.8 | 19.4 | 11.7 | 12.2 | -5.5 | 10.6 | -0.6 | 8.9 | 8.9 | 15 | 10.6 | 10.6 | 1.1 | -3.3 | -7.2 | 13.3 | -1.7 | 8.2 | -2.4 | 1.7 | -12.2 | 15.6 | -5 | 11.1 | 3.3 | 6.1 | 3.3 | 11.7 | -6.7 | 1.7 | -0.6 | 3.9 | -7.8 | 8.3 | -1.1 | 13.7 | 7.5 | 2 | 0 | 10 | 5 | 10 | 2.2 | 4.4 | -5.6 | 6.7 | 0.6 | -3 | -11 | 11.1 | 7.8 | 6.7 | 2.2 | 8.5 | 2.7 | 18.9 | 17.2 | 11.1 | 3.9 | 5.6 | -1.7 | 21.1 | 18.9 | 20.6 | -8.3 | 12.2 | 1.7 | 20.6 | 17.2 | 8.5 | 1.4 | 6.7 | 3.3 | 5 | -0.6 | 1.7 | -3.9 | 5.6 | 0.6 | 6.7 | -3.9 | 5 | 2.8 | 5 | 0.6 | 4.2 | -2.7 | 14.3 | -1.2
2 | 0 | -0.6 | -5 | 18 | 15.8 | 12.6 | 8.7 | -1.7 | -3.9 | 15.6 | -2.8 | 6 | 3 | 15.2 | 8.5 | 14.4 | 11.7 | 9.4 | 8.4 | 11.1 | 7.8 | 9.2 | 9.2 | 3.3 | -0.6 | 4.4 | -6.1 | 19 | 19 | 15.6 | 13.9 | 24.4 | 20 | 10.6 | 7.1 | 18.9 | 17.2 | 12.2 | 4.4 | 22.8 | 15.6 | 0.4 | -4.6 | 3.9 | -7.2 | 8.9 | 6.1 | 5.6 | -3.9 | 14.4 | -1.7 | 5.8 | -2.2 | 20 | 20 | 22.8 | 21.7 | 2.2 | -1.7 | -7 | -12 | 0.7 | 0.2 | 7.2 | 6.2 | 4.4 | 1.7 | -3.9 | -6.6 | 5.2 | -3 | 0 | -5 | 7.8 | -1.1 | 1.7 | -3.3 | 11.7 | 4.5 | 10.4 | 3.7 | 18.9 | 12.8 | 11.7 | -6.7 | 9.4 | -1.1 | 8.9 | 8.9 | 14.6 | 10.6 | 8.3 | 2.2 | -2.2 | -7.2 | 12.2 | 0 | 7.8 | -2.2 | 1.5 | -10.7 | 15.6 | -3.9 | 10 | 2.8 | 5.5 | 2.7 | 11.1 | -4.8 | 1.1 | -0.4 | 2.8 | -7.2 | 7.8 | 0.6 | 13.5 | 7.1 | 2 | 0 | 10 | 5 | 9.4 | 1.7 | 3.3 | -4.4 | 6.1 | 1.1 | -3 | -10 | 11.1 | 7.8 | 5 | 2.8 | 7.6 | 2.9 | 18.7 | 17 | 10.6 | 4.4 | 5.6 | -2.8 | 21.1 | 19.4 | 20.6 | -10.6 | 11.1 | 3.9 | 20.6 | 17.8 | 6.5 | 1.6 | 6.7 | 3.3 | 5 | -0.6 | 0 | -3.9 | 4.4 | 0.6 | 5.6 | -3.9 | 4.4 | 2.8 | 4.1 | 0.8 | 4.4 | -4.4 | 13.9 | -0.6
3 | -1 | -1.1 | -5 | 17.8 | 15.6 | 12.2 | 8.3 | -2.1 | -3.9 | 14.3 | -2.3 | 6 | 3 | 13.7 | 8.2 | 14.4 | 11.7 | 8.9 | 7.9 | 11.1 | 8.3 | 8.8 | 8.8 | 2.2 | -2.2 | 3.9 | -4.9 | 18 | 18 | 13.9 | 13.3 | 23.3 | 20.6 | 9.4 | 7.9 | 20.6 | 18.3 | 12.2 | 3.9 | 23.3 | 15.6 | 0 | -5 | 1.7 | -7.2 | 8.3 | 6.7 | 5 | -3.9 | 14.4 | -1.7 | 4.8 | -2.4 | 20 | 20 | 22.8 | 21.7 | 1.7 | -1.7 | -7 | -12 | 0.4 | -0.2 | 6.7 | 5.7 | 3.3 | 1.1 | -5 | -7 | 4.8 | -2.6 | -1.7 | -5.6 | 3.3 | -2.8 | 1.1 | -3.9 | 10.6 | 4.4 | 8.9 | 5.6 | 18.3 | 11.7 | 11.1 | -6.4 | 8.3 | 0 | 8.9 | 8.9 | 14.3 | 10.6 | 8.3 | 2.2 | -3.3 | -7.2 | 12.8 | 0.6 | 6.3 | -2.5 | 1.3 | -10.8 | 13.9 | -3.9 | 10.6 | 2.2 | 5 | 2.2 | 10.6 | -4.1 | 0.6 | -0.5 | 2.8 | -7.2 | 7.2 | 0 | 13.3 | 6.7 | 1 | -1 | 9.4 | 4.4 | 8.3 | 1.1 | 2.8 | -4.4 | 5 | 0.6 | -5 | -11 | 10 | 7.8 | 3.3 | 2.2 | 6.7 | 2.8 | 18.5 | 16.9 | 8.9 | 6.1 | 4.4 | -2.8 | 20.6 | 19.4 | 20 | -10.6 | 11.1 | 4.4 | 21.1 | 17.8 | 4.4 | 1.7 | 6.7 | 3.9 | 6.1 | -1.1 | 0.6 | -3.9 | 3.9 | 1.1 | 3.3 | -2.8 | 5 | 3.3 | 3.1 | 1 | 4 | -3.5 | 12.8 | -0.4
2 | -1 | -1.1 | -4.4 | 17.1 | 15.1 | 11.8 | 8.3 | -2.4 | -4 | 13 | -2.2 | 5 | 2 | 12.2 | 7.8 | 13.9 | 12.2 | 8.3 | 7.2 | 10.6 | 8.3 | 8.7 | 8.7 | 1.7 | -3.3 | 3.3 | -5 | 18 | 18 | 12.8 | 12.2 | 21.7 | 20 | 8.3 | 8.3 | 19.4 | 17.8 | 10.6 | 5 | 22.8 | 15 | -0.2 | -4.5 | 1.7 | -7.2 | 8.3 | 7.2 | 5 | -4.4 | 11.1 | -2.8 | 3.9 | -2.8 | 20 | 20 | 22.8 | 21.7 | 2.2 | -2.8 | -7 | -12 | 0 | -0.5 | 6.1 | 5 | 2.8 | 1.1 | -6.1 | -7.8 | 4.4 | -2.8 | -2.2 | -6.1 | 1.7 | -2.8 | 1.1 | -3.9 | 9.3 | 4.7 | 8.3 | 5.3 | 16.7 | 11.7 | 10.6 | -6.3 | 7.8 | 0.6 | 8.9 | 8.3 | 13.9 | 10.6 | 7.2 | 1.1 | -5 | -7.2 | 11.1 | 0 | 4.8 | -2.9 | 1.1 | -12.2 | 11.7 | -4.4 | 9.4 | 3.3 | 4.4 | 1.7 | 10 | -3.9 | 0 | -0.6 | 2.2 | -6.7 | 6.1 | -0.6 | 13.5 | 6.4 | 1 | -1 | 7.8 | 4.4 | 8.3 | 1.7 | 2.2 | -3.9 | 4.4 | 0.6 | -5 | -11 | 8.9 | 7.2 | 3.3 | 2.2 | 6.9 | 2.8 | 18.3 | 16.7 | 8.3 | 6.1 | 3.3 | -3.3 | 22.2 | 20.6 | 18.9 | -12.8 | 10 | 4.4 | 21.1 | 17.8 | 4 | 1.4 | 6.7 | 1.1 | 5.6 | -1.1 | -1.1 | -4.4 | 3.3 | 0.6 | 4.4 | -3.3 | 5.6 | 4.4 | 2.2 | 1.1 | 3.7 | -3.1 | 11.7 | -0.4
1 | 0 | 0 | -3.3 | 16.3 | 14.5 | 11.5 | 8.4 | -2.8 | -4.4 | 11.7 | -2.8 | 5 | 2 | 12.2 | 8.5 | 12.8 | 10.6 | 7.4 | 6.5 | 10.6 | 7.8 | 8.6 | 8.6 | 2.8 | -4.4 | 2.8 | -5.6 | 18 | 18 | 13.3 | 12.2 | 21.1 | 19.4 | 7.4 | 7.4 | 18.3 | 16.7 | 11.7 | 3.3 | 22.8 | 15.6 | -0.4 | -4.5 | 0.6 | -6.7 | 7.8 | 6.7 | 5 | -4.4 | 11.1 | -3.3 | 3.9 | -2 | 20.6 | 20 | 22.8 | 21.7 | 1.1 | -2.8 | -7 | -13 | -1.1 | -1.1 | 5.5 | 4.5 | 1.7 | 0.6 | -6.8 | -8.3 | 2.7 | -2 | -3.9 | -6.7 | 1.1 | -2.8 | 0.6 | -3.9 | 8 | 4.6 | 7.8 | 4.9 | 15 | 11.7 | 10 | -7.8 | 3.9 | -0.6 | 8.9 | 8.3 | 13.7 | 10.5 | 6.1 | 0.6 | -3.9 | -6.7 | 8.9 | 0.6 | 3.3 | -3.9 | 0.4 | -10.9 | 13.3 | -5.6 | 7.2 | 3.9 | 4.6 | 1.6 | 9.3 | -4.1 | 0 | -0.5 | 2.2 | -6.7 | 8.3 | 0.6 | 13.7 | 5.9 | 1 | -2 | 5.6 | 3.3 | 7.8 | 2.2 | 1.7 | -3.9 | 3.9 | 1.1 | -3 | -11 | 8.3 | 7.2 | 2.8 | 1.7 | 7 | 2.9 | 17.9 | 16.3 | 7.8 | 6.7 | 1.7 | -3.3 | 22.2 | 20.6 | 18.3 | -11.7 | 10 | 3.9 | 20.6 | 17.8 | 3.7 | 1.4 | 6.1 | 1.1 | 5 | -0.6 | -1.7 | -4.4 | 2.8 | 0 | 2.2 | -2.2 | 5 | 3.9 | 1.8 | 0.6 | 3.3 | -3.3 | 10.6 | -0.6
3 | -1 | 0 | -5.6 | 15.6 | 13.9 | 11.1 | 8.3 | -3 | -4.4 | 10.9 | -2.5 | 5 | 2 | 12.2 | 8.9 | 12.2 | 10.6 | 6.5 | 5.8 | 9.4 | 7.2 | 8.4 | 8.4 | 1.1 | -4.4 | 2.4 | -4.8 | 19 | 18 | 12.2 | 11.1 | 19.4 | 13.3 | 6.5 | 6.5 | 18.3 | 16.7 | 10 | 5 | 22.2 | 13.9 | -0.6 | -5 | 0 | -6.1 | 7.2 | 6.7 | 4.4 | -4.4 | 8.9 | -3.9 | 3.9 | -1.8 | 20.6 | 20.6 | 22.2 | 21.7 | 1.1 | -2.8 | -7 | -13 | -2.2 | -2.2 | 5 | 4 | 1.1 | 0 | -7.6 | -9.1 | 1.1 | -1.9 | -5.6 | -8.9 | -1.1 | -3.9 | -0.6 | -3.9 | 6.7 | 4.4 | 7.2 | 4.4 | 15 | 11.7 | 9.6 | -7.1 | 5 | -1.1 | 12.2 | 3.9 | 13.5 | 10.5 | 5.6 | 1.1 | -3.9 | -6.7 | 8.9 | -0.6 | 2.8 | -3.3 | -0.4 | -11.6 | 12.8 | -6.1 | 8.3 | 3.3 | 4.8 | 1.6 | 8.5 | -5.1 | 0 | -0.5 | 2.2 | -6.7 | 7.2 | 3.3 | 13.9 | 5.6 | 0 | -3 | 5 | 2.8 | 5 | 3.3 | 1.1 | -3.3 | 3.9 | 0.6 | -4 | -10 | 7.8 | 7.2 | 1.7 | 1.1 | 7.2 | 2.8 | 17.6 | 16 | 7.8 | 6.7 | 1.1 | -3.3 | 21.7 | 20 | 17.8 | -11.1 | 8.9 | 3.3 | 20.6 | 18.3 | 3.3 | 1.1 | 5.6 | 1.1 | 5.6 | 0.6 | -1.7 | -5 | 2.2 | 0.6 | 2.2 | -2.2 | 5.6 | 4.4 | 1.5 | 0.3 | 3.3 | -2.5 | 10.2 | 0.5
1 | 0 | -0.6 | -5.6 | 15.4 | 13.8 | 10.9 | 8.3 | -3.1 | -4.2 | 10.2 | -2.2 | 4 | 2 | 12.2 | 9.4 | 12.2 | 10 | 5.6 | 5 | 9.4 | 7.2 | 8.2 | 8.2 | 1.7 | -4.4 | 2.1 | -4.7 | 19 | 18 | 11.7 | 10.6 | 18.3 | 12.2 | 5.6 | 5.6 | 17.2 | 16.1 | 10 | 5 | 22.8 | 13.9 | -1 | -4.6 | -2.2 | -6.7 | 7.2 | 6.1 | 4.4 | -3.9 | 8.9 | -3.9 | 3.9 | -1.7 | 20.6 | 20.6 | 22.8 | 21.7 | 0.6 | -2.8 | -8 | -13 | -3.3 | -3.3 | 4.4 | 3.3 | 1.1 | 0 | -8.3 | -10 | -0.6 | -2.2 | -5.6 | -6.7 | 1.1 | -2.8 | -0.6 | -3.9 | 5.8 | 3.8 | 7.4 | 4.2 | 15 | 11.7 | 9.3 | -6.9 | 5.6 | -1.1 | 7.8 | 2.8 | 13.3 | 10.6 | 5.6 | 1.1 | -2.8 | -5.6 | 7.2 | 0.6 | 2.2 | -3.4 | -1.1 | -13.3 | 12.8 | -6.7 | 6.7 | 3.9 | 5 | 1.7 | 7.8 | -6.7 | 0 | -0.6 | 1.7 | -6.7 | 6.7 | 1.1 | 13.9 | 5.6 | 0 | -4 | 5 | 3.3 | 5 | 2.8 | 1.1 | -3.3 | 1.7 | 0 | -3 | -10 | 6.7 | 6.1 | 1.7 | 1.1 | 6.7 | 2.8 | 17.2 | 15.6 | 7.2 | 6.1 | 1.7 | -3.9 | 22.2 | 20.6 | 15.6 | -11.1 | 10 | 3.3 | 17.8 | 16.7 | 2.6 | 0.8 | 4.4 | 1.1 | 3.9 | 0 | -1.7 | -4.4 | 2.8 | 0.6 | 2.2 | -1.7 | 5.6 | 4.4 | 1.1 | 0 | 3.3 | -2.3 | 9.8 | 1.4
0 | -1 | -1.1 | -5.6 | 15.2 | 13.6 | 10.8 | 8.4 | -3.3 | -4.4 | 9.4 | -2.8 | 2 | 1 | 12.2 | 9.4 | 12.2 | 10 | 5.8 | 5.4 | 9.4 | 7.2 | 8.1 | 8.1 | 0.6 | -3.3 | 1.7 | -5.6 | 19 | 18 | 11.1 | 11.1 | 17.8 | 11.1 | 5.2 | 5.2 | 17.8 | 16.7 | 10 | 3.9 | 21.7 | 13.3 | -1.3 | -4.6 | -2.8 | -7.2 | 7.8 | 6.7 | 3.3 | -3.9 | 8.3 | -3.9 | 4.1 | -1.3 | 20.6 | 20.6 | 22.8 | 21.7 | 1.1 | -3.3 | -7 | -13 | -2.8 | -2.8 | 4.8 | 3.6 | 0 | -1.1 | -8.5 | -9.9 | -0.8 | -2.2 | -6.7 | -7.8 | -2.2 | -5 | -0.6 | -3.9 | 4.8 | 3 | 7.6 | 3.8 | 16.1 | 11.7 | 8.9 | -8.3 | 3.3 | -1.7 | 4.4 | -1.1 | 13.3 | 10.7 | 5 | 1.1 | -3.9 | -6.7 | 6.1 | 0.6 | 1.7 | -3.9 | 0.2 | -11.4 | 11.7 | -6.7 | 7.2 | 3.3 | 4.6 | 1.3 | 7.6 | -6.4 | -0.4 | -0.9 | 1.1 | -6.7 | 6.1 | 1.1 | 13.9 | 5.6 | -1 | -5 | 3.3 | 2.2 | 4.4 | 2.8 | 0.6 | -3.3 | 2.2 | 0 | -4 | -10 | 6.1 | 5 | 0.6 | 0.6 | 6.1 | 2.4 | 16.8 | 15.2 | 6.7 | 5.6 | 1.7 | -4.4 | 22.2 | 20 | 14.4 | -11.1 | 8.9 | 3.3 | 17.8 | 16.7 | 1.8 | 0.3 | 4.4 | 1.1 | 3.9 | 0.6 | -2.8 | -5 | 2.8 | 0.6 | 2.2 | -1.1 | 5.6 | 3.9 | 0.9 | -0.1 | 3.3 | -2.2 | 9.4 | 2.2
-1 | -2 | -1.1 | -7.2 | 15 | 13.3 | 10.6 | 8.3 | -1.1 | -2.6 | 10.9 | -1.9 | 2 | 1 | 12.2 | 9.4 | 11.7 | 10 | 5.9 | 5.8 | 9.4 | 7.2 | 8 | 8 | -0.6 | -4.4 | 2.6 | -4.5 | 19 | 18 | 11.7 | 10.6 | 17.2 | 11.1 | 4.8 | 4.8 | 18.3 | 16.7 | 9.4 | 3.9 | 22.2 | 14.4 | -1.7 | -5 | -2.8 | -7.2 | 7.8 | 7.2 | 1.7 | -3.9 | 7.2 | -2.8 | 4.2 | -1 | 21.1 | 20.6 | 20 | 16.7 | 1.1 | -1.7 | -7 | -12 | -2.2 | -2.4 | 5.2 | 3.7 | 1.1 | 0 | -8.7 | -10.1 | -0.9 | -2.3 | -6.7 | -7.8 | -1.7 | -3.9 | -1.1 | -4.4 | 3.9 | 2.2 | 7.8 | 3.3 | 15.6 | 12.8 | 10 | -6.8 | 3.9 | -1.1 | 2.8 | -3.9 | 13.3 | 11 | 3.9 | 0.6 | -2.2 | -5.6 | 5 | 1.1 | 3.5 | -2.7 | 1.5 | -10.7 | 12.2 | -5.6 | 6.7 | 3.3 | 4.3 | 1 | 7.4 | -6.9 | -0.7 | -1.2 | 1.1 | -6.7 | 5 | 0 | 13.9 | 5.6 | -1 | -4 | 3.9 | 2.8 | 4.4 | 2.2 | 0 | -3.3 | 2.8 | 0.6 | -2 | -10 | 7.2 | 6.1 | 0.6 | 0.6 | 5.6 | 2.2 | 16.5 | 14.9 | 6.1 | 4.4 | 0 | -3.9 | 21.7 | 19.4 | 15 | -10.6 | 8.9 | 3.9 | 17.2 | 16.7 | 1.1 | 0 | 4.4 | 1.1 | 4.4 | 1.1 | -1.7 | -4.4 | 2.8 | 0.6 | 1.1 | -0.6 | 5 | 3.3 | 0.8 | 0.1 | 3.7 | -2.4 | 9.2 | 1.8
-1 | -2 | -1.7 | -7.2 | 15.2 | 13.4 | 10.8 | 8.4 | 1.1 | -1.3 | 12.4 | -2 | 3 | 1 | 12.2 | 9.4 | 12.8 | 11.1 | 6.1 | 6.1 | 10 | 6.1 | 7.8 | 7.8 | 5 | -2.8 | 3.5 | -4.1 | 19 | 18 | 12.2 | 11.1 | 16.1 | 10.6 | 4.4 | 4.4 | 18.3 | 16.7 | 8.3 | 3.9 | 22.2 | 13.3 | 0 | -3.8 | -1.1 | -7.2 | 8.3 | 7.8 | 2.8 | -4.4 | 6.7 | -1.1 | 4.4 | -1.1 | 21.1 | 20.6 | 19.4 | 15 | 2.2 | -1.1 | -7 | -12 | -1.7 | -2.8 | 5.6 | 3.9 | 1.1 | 0 | -8.9 | -10.6 | -1.1 | -2.8 | -5.6 | -7.2 | 2.8 | -1.1 | 0 | -3.9 | 7.2 | 2.5 | 9.3 | 3.5 | 15 | 13.9 | 11.1 | -6.8 | 6.1 | -1.7 | 0.6 | -5 | 13.3 | 11.1 | 6.7 | 2.8 | -1.1 | -5 | 5 | 1.1 | 5.4 | -1.9 | 2.8 | -11.7 | 13.9 | -3.3 | 7.2 | 3.9 | 3.9 | 0.6 | 7.2 | -8.3 | -1.1 | -1.7 | 2.8 | -6.1 | 6.1 | 2.2 | 13.9 | 5.8 | 0 | -5 | 5 | 3.9 | 6.1 | 3.9 | 1.1 | -2.8 | 2.8 | 0.6 | -2 | -11 | 8.3 | 7.2 | 1.1 | 0.6 | 6.5 | 2.6 | 16.1 | 14.4 | 5.6 | 3.9 | 1.1 | -2.8 | 22.2 | 20 | 15.6 | -10.6 | 8.3 | 3.9 | 17.2 | 16.1 | 5.7 | 2.3 | 4.4 | 1.1 | 6.1 | 2.8 | 1.1 | -3.9 | 3.3 | 0.6 | 5 | 0 | 5.6 | 3.9 | 0.6 | 0 | 4 | -2.9 | 9.1 | 1.7
-1 | -1 | -1.1 | -7.8 | 15.4 | 13.5 | 10.9 | 8.3 | 3.3 | 0 | 13.9 | -2.2 | 5 | 2 | 14.1 | 9.6 | 15 | 11.7 | 8.1 | 7.2 | 11.7 | 5.6 | 8.5 | 7.9 | 10.6 | -2.8 | 4.4 | -4.4 | 21 | 18 | 18.3 | 13.9 | 16.1 | 4.4 | 9 | 5 | 20.6 | 18.3 | 11.7 | 5 | 23.9 | 14.4 | 1.6 | -3.4 | 3.3 | -5.6 | 10 | 8.9 | 5.6 | -2.2 | 12.2 | 3.3 | 5.2 | 0.5 | 21.7 | 21.1 | 18.9 | 10 | 3.3 | 0 | -6 | -12 | -0.9 | -2.8 | 6.1 | 3.1 | 2.8 | 0.6 | -6.3 | -8.7 | 2.4 | -1.2 | -1.7 | -7.2 | 7.2 | 1.7 | 2.2 | -3.3 | 10.6 | 1.7 | 10.7 | 3.3 | 15 | 14.4 | 12.2 | -7.2 | 10 | 0.6 | 0.6 | -5 | 14.2 | 11.6 | 8.9 | 3.9 | 1.7 | -3.9 | 8.3 | 0 | 7.2 | -1.7 | 7.1 | -9.5 | 17.8 | 1.1 | 8.3 | 2.2 | 3.3 | 1.2 | 9.1 | -7.5 | -1.1 | -2.8 | 6.7 | -4.4 | 9.4 | 2.8 | 13.9 | 6.1 | 1 | -4 | 7.8 | 5 | 7.8 | 3.9 | 3.9 | -1.1 | 3.3 | 0.6 | -2 | -10 | 11.1 | 8.9 | 6.7 | 5 | 7.4 | 3.1 | 15.9 | 13.4 | 5.6 | 3.3 | 6.1 | -0.6 | 23.9 | 20.6 | 17.8 | -11.1 | 13.3 | 6.1 | 17.2 | 16.7 | 10.4 | 4.3 | 4.4 | 1.1 | 7.8 | 2.8 | 5.6 | -1.7 | 4.4 | 1.7 | 7.2 | 0.6 | 6.1 | 3.9 | 1.5 | 0 | 4.4 | -3.9 | 8.9 | 1.1
0 | 0 | 0 | -7.8 | 15.6 | 13.3 | 11.1 | 8.3 | 5.7 | -0.9 | 17.4 | -1.6 | 6 | 2 | 15.9 | 9.4 | 16.1 | 10.6 | 10.2 | 8.5 | 13.3 | 6.1 | 9.3 | 8.3 | 13.9 | -0.6 | 5.7 | -3.9 | 22 | 18 | 23.3 | 16.1 | 17.8 | 1.7 | 13.7 | 4.3 | 22.8 | 18.3 | 15.6 | 4.4 | 26.7 | 13.9 | 3.3 | -3.3 | 6.7 | -4.4 | 10.6 | 10 | 8.3 | -1.7 | 15 | 5.6 | 5.9 | 2 | 22.8 | 20.6 | 18.3 | 10 | 5 | 0.6 | -5 | -10 | -0.2 | -3 | 6.7 | 2.2 | 4.4 | 1.1 | -3.7 | -7.4 | 5.9 | -0.5 | 0.6 | -6.1 | 9.4 | 2.2 | 5.6 | -1.7 | 13.9 | -0.6 | 12.2 | 2.8 | 16.7 | 15.6 | 14.6 | -6.1 | 10.6 | 0 | 0.6 | -6.7 | 15.2 | 12 | 13.9 | 6.7 | 1.7 | -3.9 | 12.8 | 1.7 | 8.7 | -1.7 | 11.3 | -9.7 | 18.3 | 1.7 | 10 | 2.2 | 2.8 | 1.8 | 10.9 | -7.4 | -1.1 | -4.1 | 10.6 | -5 | 10.6 | 2.8 | 13.9 | 6.1 | 2 | -3 | 10.6 | 6.1 | 10.6 | 4.4 | 6.7 | -5.6 | 4.4 | 0 | -1 | -11 | 15 | 10.6 | 12.8 | 2.8 | 8.3 | 3.3 | 15.8 | 12.4 | 5 | 3.3 | 10 | -1.7 | 25 | 19.4 | 18.9 | -7.2 | 16.7 | 5.6 | 15.6 | 14.4 | 15 | 5.6 | 5.6 | 1.7 | 11.1 | 3.3 | 8.3 | -1.1 | 6.1 | 1.7 | 10 | 0.6 | 7.2 | 4.4 | 2.4 | 0.1 | 5 | -3.6 | 11.1 | 0.5
2 | -2 | 1.1 | -6.7 | 16.3 | 13.4 | 12.4 | 8.9 | 8.2 | -2.4 | 20.9 | -1.4 | 6 | 2 | 17.8 | 8.9 | 18.3 | 10 | 12.2 | 9.4 | 14.4 | 5 | 10 | 8.3 | 17.2 | -4.4 | 7 | -4.5 | 21 | 18 | 26.7 | 15 | 18.3 | 2.8 | 18.3 | 0 | 25 | 18.9 | 18.3 | 3.3 | 25.6 | 15 | 6.3 | -1.8 | 8.9 | -6.1 | 11.7 | 11.1 | 10.6 | -2.8 | 17.8 | 5.6 | 6.7 | 3.3 | 23.3 | 20 | 20 | 8.9 | 5.6 | 1.1 | -3 | -10 | 0.6 | -3.9 | 7.2 | 1.1 | 5.6 | 1.1 | -1.1 | -6.7 | 9.4 | -0.6 | 1.7 | -5.6 | 12.2 | 2.8 | 7.2 | -0.6 | 15.7 | -0.5 | 13.3 | 2.5 | 16.1 | 15 | 17 | -5.4 | 15 | -0.6 | 0.6 | -6.7 | 16.1 | 12.2 | 14.4 | 5 | 2.2 | -2.8 | 16.1 | 2.2 | 10.2 | -1.9 | 15.6 | -12.8 | 19.4 | 2.2 | 12.8 | 1.7 | 2.2 | 2.2 | 12.8 | -8.9 | -1.1 | -6.1 | 12.2 | -3.9 | 13.9 | 4.4 | 14.5 | 6.6 | 4 | -3 | 12.8 | 6.7 | 12.2 | 5 | 7.8 | -6.1 | 5.6 | -0.6 | 1 | -10 | 17.2 | 10.6 | 15.6 | 2.2 | 10.5 | 3.8 | 15.6 | 11.1 | 5 | 3.3 | 13.3 | -3.3 | 26.7 | 19.4 | 20.6 | -7.8 | 19.4 | 6.1 | 13.9 | 12.2 | 17 | 6.2 | 6.1 | 1.7 | 15 | 3.3 | 10.6 | -0.6 | 7.2 | 1.7 | 11.7 | 0 | 8.3 | 4.4 | 3.3 | 0 | 5.5 | -3.6 | 13.4 | -0.9
2 | 0 | 1.7 | -7.2 | 17.1 | 13.5 | 13.7 | 9.6 | 10.6 | -6.7 | 24.4 | -3.3 | 7 | 3 | 17.6 | 9 | 17.2 | 12.2 | 14.1 | 9.4 | 14.4 | 6.1 | 11.7 | 9.3 | 17.8 | -3.9 | 8.3 | -5.6 | 21 | 18 | 28.3 | 12.8 | 18.9 | 4.4 | 19.2 | -1.1 | 26.7 | 19.4 | 20 | 3.9 | 28.3 | 13.3 | 9.2 | -1.3 | 10 | -5.6 | 13.3 | 12.2 | 12.8 | -1.7 | 20 | 6.1 | 8.9 | 3.3 | 25 | 20 | 20.6 | 7.2 | 6.1 | 0.6 | -3 | -9 | 1 | -3.7 | 7.6 | 1.4 | 6.7 | 0.6 | 0.7 | -6.1 | 10.3 | -0.4 | 2.8 | -8.9 | 13.3 | 2.8 | 10 | 0 | 17.6 | -0.6 | 14.5 | 2.1 | 15 | 12.8 | 19.4 | -6.1 | 17.2 | -1.1 | 1.7 | -6.7 | 17.4 | 12.8 | 17.8 | 5.6 | 2.2 | -3.3 | 20 | 0.6 | 11.7 | -2.8 | 16.1 | -11 | 20 | 2.2 | 13.9 | 1.1 | 2.4 | 2.4 | 14.1 | -7 | -0.5 | -5.4 | 13.3 | -4.4 | 16.7 | 5 | 15 | 6.6 | 6 | -3 | 15.6 | 7.2 | 14.4 | 6.1 | 8.9 | -3.9 | 5.6 | -1.1 | 2 | -8 | 20.6 | 11.1 | 17.8 | 0.6 | 12.8 | 3.7 | 16 | 11.2 | 3.3 | 2.2 | 16.1 | -2.2 | 27.2 | 19.4 | 22.2 | -5.6 | 21.1 | 5 | 13.3 | 11.7 | 19.1 | 6.9 | 6.7 | 1.7 | 19.4 | 1.1 | 12.2 | -0.6 | 8.3 | 0.6 | 13.3 | -1.1 | 9.4 | 5 | 4.2 | -0.5 | 6.1 | -4.4 | 15.6 | -3.9
4 | 0 | 1.7 | -7.8 | 17.8 | 13.3 | 15 | 10 | 11.3 | -4.6 | 26.3 | -2.9 | 8 | 2 | 17.4 | 9.3 | 17.2 | 11.7 | 15.9 | 8.7 | 15 | 7.2 | 13.3 | 10.3 | 17.8 | -3.9 | 9.1 | -4.9 | 21 | 19 | 30.6 | 11.1 | 20 | 5.6 | 20.2 | -1.9 | 27.2 | 19.4 | 22.2 | 3.3 | 26.7 | 14.4 | 12.2 | -1.1 | 11.1 | -5.6 | 16.1 | 15 | 14.4 | -5.6 | 22.2 | 5.6 | 11.1 | 2.7 | 25.6 | 19.4 | 20.6 | 6.7 | 5.6 | 1.7 | -2 | -8 | 1.3 | -4.4 | 7.9 | 1.9 | 6.7 | -1.1 | 2.6 | -6.5 | 11.3 | -0.2 | 3.3 | -8.9 | 15.6 | 2.2 | 11.7 | 0.6 | 19.4 | -1.1 | 15.6 | 1.1 | 13.9 | 11.7 | 20.5 | -5.5 | 19.4 | -1.7 | 2.8 | -6.7 | 18.7 | 13.2 | 20.6 | 5.6 | 3.3 | -3.9 | 20.6 | -2.8 | 13.5 | -3.3 | 16.7 | -11.5 | 20.6 | 1.7 | 13.9 | 0.6 | 2.6 | 2.6 | 15.4 | -6.6 | 0 | -5.7 | 14.4 | -3.9 | 18.9 | 5.6 | 15.6 | 6.7 | 7 | -2 | 17.8 | 7.8 | 16.7 | 5.6 | 9.4 | -5 | 6.1 | -2.2 | 3 | -8 | 21.7 | 10 | 18.3 | 0.6 | 15 | 3.3 | 16.3 | 11.1 | 3.9 | 2.2 | 17.8 | -1.1 | 28.3 | 19.4 | 23.9 | -6.1 | 23.3 | 1.1 | 13.9 | 11.1 | 21.1 | 7.2 | 6.1 | 2.2 | 20 | -1.1 | 12.2 | 0 | 9.4 | -1.7 | 13.9 | -1.1 | 11.1 | 5.6 | 5.2 | -0.9 | 6.5 | -4.3 | 15.6 | -5.9
5 | 0 | 2.2 | -7.8 | 18.7 | 13.6 | 16.7 | 10.4 | 12.1 | -3.6 | 28.1 | -3.5 | 8 | 1 | 17.2 | 9.4 | 17.2 | 11.1 | 17.8 | 7.8 | 16.1 | 7.2 | 15 | 11.1 | 18.3 | -1.7 | 9.8 | -5.1 | 24 | 18 | 30.6 | 9.4 | 21.1 | 3.9 | 21.1 | -4.4 | 28.9 | 17.2 | 23.3 | 3.3 | 28.3 | 12.8 | 13.5 | -0.5 | 13.3 | -6.1 | 15.6 | 13.3 | 16.1 | -5.6 | 23.9 | 3.3 | 13.3 | 1.1 | 25.6 | 20.6 | 21.7 | 6.7 | 6.1 | 2.8 | -2 | -7 | 1.7 | -5.6 | 8.3 | 2.2 | 8.3 | -1.7 | 4.4 | -8.3 | 12.2 | -0.6 | 3.9 | -10 | 16.1 | 2.2 | 13.9 | 1.1 | 20.2 | -0.9 | 16.3 | 0.8 | 12.2 | 11.1 | 21.7 | -4.6 | 20 | -3.3 | 4.4 | -6.7 | 20 | 13.3 | 21.7 | 3.3 | 3.3 | -3.3 | 21.1 | -3.3 | 15.4 | -5 | 17.2 | -12.8 | 18.9 | 5 | 13.9 | -0.6 | 2.8 | 2.8 | 16.7 | -6.7 | 0.6 | -6.7 | 15.6 | -4.4 | 21.1 | 6.1 | 16.1 | 7.1 | 8 | -3 | 20 | 6.7 | 18.9 | 6.1 | 10.6 | -3.3 | 6.7 | -2.8 | 4 | -8 | 22.8 | 8.3 | 19.4 | 0 | 14.6 | 3.7 | 16.7 | 11.1 | 4.4 | 1.7 | 19.4 | -0.6 | 27.2 | 18.9 | 23.9 | -7.8 | 24.4 | 1.7 | 13.9 | 10.6 | 22.2 | 7.2 | 7.2 | 2.2 | 21.7 | -0.6 | 13.9 | 0 | 10 | 0 | 15 | -1.1 | 13.3 | 6.1 | 6.1 | -2.2 | 6.8 | -4.6 | 15.6 | -8.3
6 | 0 | 2.8 | -7.8 | 19.7 | 13.9 | 18.3 | 10.4 | 12.8 | -2.8 | 30 | -5 | 8 | 1 | 17.8 | 9.7 | 17.2 | 10 | 18.3 | 7.1 | 16.1 | 7.8 | 14.4 | 10.8 | 18.3 | -2.2 | 10.6 | -6.1 | 23 | 18 | 31.1 | 8.9 | 21.7 | 2.2 | 21.5 | -3.4 | 29.4 | 14.4 | 23.9 | 4.4 | 27.2 | 14.4 | 14.8 | -0.4 | 13.9 | -6.7 | 15 | 13.3 | 17.8 | -3.9 | 24.4 | 3.3 | 12.8 | 0.8 | 25 | 21.1 | 22.2 | 6.1 | 10 | -3.9 | -1 | -7 | 1.7 | -5.6 | 7.4 | 3.3 | 7.8 | -2.2 | 5.5 | -7.4 | 12.8 | -0.7 | 3.3 | -10.6 | 17.2 | 1.1 | 15 | 0 | 20.9 | -1.4 | 17.1 | 0.3 | 10.6 | 9.4 | 22.8 | -5.6 | 21.1 | -3.3 | 4.4 | -7.8 | 20.4 | 14.6 | 22.2 | 3.3 | 5.6 | -8.9 | 21.7 | -3.9 | 17.2 | -7.8 | 17.2 | -11.1 | 20 | 3.9 | 15.6 | -1.1 | 2.8 | 2.8 | 15.9 | -5.7 | 1.9 | -5.1 | 16.1 | -3.9 | 22.2 | 6.1 | 16.7 | 7.1 | 9 | -3 | 22.8 | 6.1 | 20 | 5.6 | 8.9 | -3.9 | 6.7 | -1.7 | 5 | -7 | 22.8 | 12.2 | 20 | 0.6 | 14.3 | 4.3 | 18.2 | 10.8 | 5.6 | 2.2 | 20.6 | -0.6 | 28.3 | 18.9 | 25 | -7.2 | 24.4 | 4.4 | 13.9 | 10.6 | 23.3 | 7 | 7.2 | 2.2 | 22.2 | 0 | 13.9 | 1.1 | 10 | -1.1 | 16.1 | -0.6 | 15.6 | 7.2 | 7.6 | -2.4 | 7.2 | -6.1 | 15.6 | -13.9
4 | 0 | 3.3 | -5 | 20.6 | 13.9 | 20 | 10.6 | 13 | -3.3 | 30.2 | -3.1 | 9 | 2 | 18.3 | 9.9 | 17.2 | 7.8 | 18.9 | 6.1 | 15.6 | 7.2 | 13.9 | 10.4 | 18.3 | -2.8 | 10.6 | -5.5 | 22 | 19 | 28.9 | 10 | 23.3 | 3.3 | 21.8 | -3.1 | 29.4 | 13.9 | 25 | 5.6 | 27.8 | 16.1 | 16.1 | 0 | 14.4 | -8.3 | 15 | 12.2 | 18.3 | -6.7 | 25 | 3.3 | 12.2 | 0.6 | 23.3 | 21.7 | 22.8 | 4.4 | 8.3 | -5 | -2 | -7 | 1.7 | -6.7 | 6.5 | 4 | 8.3 | -2.2 | 6.7 | -7.5 | 13.3 | -1.6 | 3.9 | -9.4 | 18.3 | 1.1 | 16.1 | 0.6 | 21.7 | -1.7 | 17.8 | -0.6 | 10 | 8.9 | 22.4 | -4.9 | 20.6 | -2.8 | 4.4 | -7.8 | 20.7 | 15.7 | 23.3 | 2.8 | 5.6 | -8.9 | 22.8 | -4.4 | 17 | -7.3 | 17.2 | -11.1 | 20 | 6.7 | 16.1 | -2.2 | 2.8 | 2.8 | 15.2 | -6.2 | 3.1 | -4.5 | 16.7 | -4.4 | 22.8 | 6.7 | 17.2 | 7.2 | 10 | 0 | 25 | 7.8 | 20.6 | 6.1 | 7.2 | -2.8 | 6.7 | -0.6 | 6 | -6 | 22.8 | 12.2 | 20 | 0 | 13.9 | 4.4 | 19.6 | 10.6 | 6.7 | 1.1 | 21.1 | -0.6 | 28.9 | 18.3 | 25.6 | -6.7 | 25 | 4.4 | 14.4 | 10 | 24.4 | 6.7 | 7.2 | 2.8 | 22.8 | 0.6 | 15 | 2.2 | 7.8 | 1.1 | 16.7 | 0 | 16.1 | 8.3 | 9.1 | -3.3 | 5.7 | -3.2 | 15 | -11.8
6 | 0 | 3.9 | -4.4 | 19.8 | 13.5 | 19.1 | 10.4 | 13.1 | -4 | 30.4 | -2.9 | 8 | 3 | 18.9 | 10 | 17.2 | 7.8 | 19.4 | 5 | 15 | 6.7 | 13.3 | 10 | 16.7 | -2.8 | 10.6 | -5.5 | 21 | 21 | 28.3 | 10.6 | 23.3 | 2.2 | 22.2 | -3.3 | 28.9 | 15 | 25 | 6.7 | 27.2 | 15.6 | 15.7 | 0.3 | 15 | -9.4 | 13.9 | 10.6 | 18.3 | -7.2 | 25.6 | 3.3 | 11.7 | 0 | 24.4 | 21.1 | 22.8 | 3.3 | 7.2 | -5 | -1 | -6 | 1.7 | -8.9 | 5.6 | 4.4 | 8.9 | -2.8 | 7.8 | -8.9 | 13.9 | -2.8 | 3.3 | -8.9 | 17.8 | -0.6 | 17.2 | 0.6 | 20.9 | -2 | 16.7 | -0.8 | 9.4 | 8.3 | 22.1 | -5.1 | 21.7 | -3.3 | 4.4 | -7.8 | 21.1 | 16.7 | 23.9 | 1.7 | 6.1 | -9.4 | 22.8 | -2.8 | 16.9 | -8.1 | 17.2 | -12.8 | 17.2 | 5.6 | 16.1 | -1.7 | 2.8 | 2.8 | 14.4 | -7.2 | 4.4 | -4.4 | 17.2 | -5.6 | 22.8 | 7.8 | 16.8 | 6.9 | 10 | 0 | 25.6 | 6.7 | 20.6 | 6.7 | 6.7 | -1.1 | 8.3 | -2.2 | 6 | -6 | 22.2 | 11.7 | 20 | 0 | 12.4 | 3.9 | 21.1 | 10 | 6.7 | -2.2 | 21.1 | -1.7 | 28.3 | 17.8 | 26.1 | -9.4 | 25 | 5 | 13.9 | 8.9 | 24.4 | 5.7 | 7.2 | 2.2 | 22.2 | 1.1 | 16.1 | 1.7 | 7.8 | 2.2 | 16.1 | -1.1 | 15.6 | 8.9 | 10.6 | -5.6 | 4.3 | -1.7 | 14.5 | -11.3
5 | 0 | 4.4 | -5 | 19.1 | 12.9 | 18.1 | 10 | 13.3 | -6.1 | 30.6 | -2.2 | 8 | 3 | 17.4 | 8.6 | 16.1 | 10.6 | 17.9 | 4.5 | 14.4 | 6.7 | 12.2 | 9.8 | 14.4 | -2.8 | 10.6 | -6.7 | 17 | 16 | 26.7 | 11.7 | 23.3 | 2.8 | 20.7 | -1.6 | 27.2 | 18.3 | 24.4 | 7.2 | 27.2 | 16.1 | 15.4 | 1.2 | 15 | -10.6 | 12.8 | 9.4 | 18.3 | -8.3 | 24.4 | 2.8 | 11.1 | -0.1 | 23.9 | 21.1 | 22.2 | 3.9 | 5 | -2.2 | -2 | -6 | 0.6 | -7.9 | 5 | 3.3 | 7.8 | -2.2 | 6.5 | -6.6 | 12.8 | -2.3 | 3.3 | -9.4 | 17.8 | -0.6 | 17.2 | 1.7 | 20.2 | -1.9 | 15.5 | -1 | 8.3 | 7.2 | 21.7 | -6.1 | 20.6 | -5 | 4.4 | -7.2 | 20.5 | 17.2 | 23.9 | 2.2 | 4.4 | -6.7 | 22.2 | 0.6 | 16.7 | -9.4 | 15.4 | -11.5 | 18.3 | 5 | 13.9 | -1.7 | 2.6 | 2.6 | 13.7 | -5.3 | 3.7 | -4.6 | 16.7 | -3.3 | 22.2 | 8.9 | 16.5 | 6.6 | 10 | -1 | 25.6 | 7.2 | 20 | 6.1 | 5.6 | 0 | 8.3 | -3.3 | 6 | -6 | 21.1 | 11.1 | 20.6 | 0.6 | 10.9 | 3.5 | 20.5 | 8.8 | 7.2 | -3.3 | 21.7 | -1.1 | 26.7 | 17.8 | 26.1 | -5.6 | 25 | 7.2 | 13.3 | 8.3 | 24.4 | 5.3 | 7.2 | 2.8 | 22.2 | 1.7 | 15 | 0 | 7.8 | 1.1 | 16.1 | 0 | 16.1 | 8.9 | 9.8 | -4.7 | 2.8 | -1.1 | 13.9 | -12.2
4 | 0 | 4.4 | -5 | 18.3 | 12.2 | 17.2 | 10 | 11.6 | -4.8 | 28.7 | -2.1 | 7 | 3 | 15.9 | 7.2 | 14.4 | 10 | 16.5 | 3.6 | 12.8 | 7.2 | 11.1 | 9.7 | 13.3 | -3.3 | 9.8 | -5.1 | 16 | 16 | 26.7 | 8.9 | 21.1 | 0 | 19.3 | -0.6 | 25 | 18.9 | 22.8 | 6.7 | 25.6 | 16.7 | 15 | 1.7 | 13.9 | -12.2 | 12.2 | 8.3 | 17.8 | -7.8 | 23.3 | 4.4 | 10.6 | -0.2 | 22.8 | 20.6 | 20 | 4.4 | 4.4 | 0.6 | -2 | -7 | -0.6 | -8.1 | 4.5 | 2.4 | 7.2 | -2.8 | 5.2 | -5.9 | 11.7 | -2.5 | 2.2 | -9.4 | 16.7 | 0.6 | 16.7 | 0.6 | 19.4 | -2.8 | 14.4 | -1.7 | 8.9 | 6.7 | 19.8 | -5.3 | 18.9 | -3.3 | 2.8 | -7.8 | 20 | 17.4 | 22.2 | 2.8 | 1.7 | -2.2 | 22.2 | 0.6 | 16.3 | -8.5 | 13.5 | -12 | 15 | 8.3 | 12.8 | -1.1 | 2.4 | 2.4 | 12.9 | -4.6 | 2.9 | -5.5 | 16.1 | -3.3 | 21.7 | 10 | 16.1 | 6.1 | 10 | -1 | 24.4 | 7.8 | 18.9 | 6.1 | 5.6 | 0 | 6.7 | -1.1 | 5 | -6 | 19.4 | 10.6 | 19.4 | 1.1 | 9.4 | 2.8 | 20 | 7.4 | 6.7 | -3.3 | 21.1 | -2.2 | 25 | 19.4 | 24.4 | -8.9 | 23.9 | 7.2 | 12.8 | 8.9 | 24.4 | 4.4 | 6.7 | 3.9 | 20.6 | 2.2 | 12.2 | 1.7 | 7.8 | 2.2 | 14.4 | 0.6 | 13.9 | 10 | 9.1 | -4.9 | 2.6 | -2.4 | 12 | -9.1
2 | 0 | 3.9 | -5 | 16.8 | 11.5 | 15.2 | 10 | 10 | -4.2 | 26.9 | -1.7 | 7 | 2 | 14.4 | 5.6 | 13.9 | 10 | 15 | 2.8 | 11.7 | 7.2 | 10 | 9.4 | 11.1 | -1.1 | 9.1 | -4.3 | 16 | 16 | 23.9 | 11.1 | 20 | 0 | 17.8 | 0 | 23.3 | 18.9 | 20 | 7.8 | 23.9 | 17.8 | 13.5 | 1.5 | 11.7 | -11.1 | 11.1 | 7.8 | 16.7 | -2.8 | 20.6 | 5.6 | 10 | -0.6 | 21.7 | 20.6 | 19.4 | 4.4 | 3.9 | 1.1 | -2 | -8 | -1.7 | -9.4 | 3.9 | 1.1 | 6.7 | -2.8 | 3.9 | -6.1 | 10.6 | -3.3 | 0 | -10.6 | 14.4 | 0.6 | 15 | -0.6 | 18.1 | -2.4 | 12.4 | -0.4 | 8.3 | 5.6 | 18 | -5.9 | 15.6 | -3.9 | 0.6 | -8.3 | 19.4 | 17.8 | 18.9 | 2.8 | 2.2 | -3.9 | 20.6 | -0.6 | 16 | -9.5 | 11.7 | -14.4 | 11.7 | 6.7 | 11.7 | 1.1 | 2.2 | 2.2 | 12.2 | -4.4 | 2.2 | -7.2 | 13.3 | -2.8 | 20 | 10.6 | 15.5 | 7.3 | 7 | 0 | 21.1 | 5 | 16.7 | 5.6 | 5 | -0.6 | 3.3 | 1.1 | 4 | -5 | 17.2 | 10 | 16.7 | 1.7 | 8.1 | 2.3 | 19.4 | 6.1 | 5.6 | -7.2 | 18.3 | -0.6 | 23.3 | 20 | 22.8 | -6.1 | 21.7 | 7.8 | 12.8 | 8.3 | 22.9 | 4.9 | 6.1 | 3.9 | 17.2 | 2.2 | 11.7 | 3.9 | 7.2 | 2.2 | 12.8 | 1.1 | 11.7 | 8.3 | 8.3 | -5.6 | 2.4 | -4 | 10.2 | -8.4
2 | 0 | 3.9 | -6.1 | 15.4 | 11 | 13.1 | 9.8 | 8.3 | -5 | 25 | -2.8 | 4 | 3 | 14.6 | 6.7 | 13.3 | 10.6 | 13.1 | 4 | 11.1 | 7.2 | 10 | 9.4 | 11.1 | -3.3 | 8.3 | -4.4 | 16 | 15 | 23.3 | 12.2 | 18.9 | 2.8 | 15.9 | 2 | 22.2 | 18.9 | 16.7 | 8.9 | 23.3 | 17.8 | 12.1 | 1.4 | 8.9 | -5 | 9.4 | 7.8 | 14.4 | -3.3 | 17.2 | 6.1 | 8.7 | -0.3 | 20.6 | 20 | 18.9 | 5 | 3.3 | 2.2 | -2 | -9 | -2.2 | -8.6 | 3.5 | 0.2 | 6.1 | -2.8 | 3 | -6.9 | 8.7 | -2.5 | -0.6 | -11.7 | 12.2 | 0.6 | 12.8 | 0.6 | 16.9 | -2.4 | 10.3 | 0.3 | 7.2 | 5.6 | 16.1 | -6.7 | 12.2 | -2.8 | 0 | -8.3 | 19.4 | 17.9 | 17.2 | 3.9 | 0 | -2.8 | 17.8 | 1.7 | 15.6 | -11.1 | 11.5 | -13.5 | 10.6 | 7.2 | 10 | 3.9 | 2 | 2 | 10.9 | -2.5 | 0.9 | -5.7 | 11.7 | -2.8 | 18.9 | 10.6 | 15 | 8.3 | 6 | 0 | 17.8 | 5.6 | 15 | 5.6 | 4.4 | 0 | 2.8 | 1.1 | 4 | -3 | 15 | 10 | 15 | 1.7 | 6.9 | 2.2 | 17.9 | 6.8 | 3.3 | -6.7 | 13.9 | 0.6 | 22.8 | 20 | 21.1 | -8.3 | 19.4 | 8.3 | 11.7 | 7.8 | 21.5 | 5 | 6.1 | 4.4 | 15.6 | 2.2 | 10.6 | 5 | 6.7 | 2.8 | 10.6 | 2.2 | 11.1 | 7.8 | 6.8 | -4.3 | 2.2 | -6.7 | 8.3 | -8.9
1 | 0 | 3.9 | -6.1 | 13.9 | 10 | 11.1 | 9.4 | 8.1 | -3.9 | 22.8 | -0.6 | 4 | 3 | 14.8 | 7.9 | 13.3 | 10.6 | 11.3 | 4.8 | 11.1 | 7.2 | 10 | 9.4 | 9.4 | -2.2 | 7.8 | -2.5 | 17 | 15 | 23.3 | 12.2 | 18.3 | 4.4 | 14.1 | 3.3 | 21.1 | 18.9 | 17.2 | 7.8 | 22.8 | 18.3 | 10.6 | 1.1 | 3.9 | -8.9 | 8.3 | 7.2 | 12.8 | -1.7 | 16.7 | 8.9 | 7.4 | -0.3 | 20 | 19.4 | 17.8 | 4.4 | 3.3 | 2.8 | -3 | -8 | -2.8 | -8.6 | 3.2 | -0.5 | 5.6 | -2.8 | 2 | -8.2 | 6.9 | -2.7 | -1.1 | -12.2 | 12.2 | 0 | 13.3 | 0 | 15.6 | -2.8 | 8.3 | 0.6 | 6.7 | 5.6 | 15.2 | -5.6 | 12.2 | -3.3 | -0.6 | -7.8 | 19.4 | 18.1 | 16.1 | 3.9 | 0 | -2.8 | 16.1 | 1.1 | 15.2 | -10 | 11.3 | -13.6 | 10.6 | 7.2 | 8.9 | 3.3 | 1.9 | 1.9 | 9.6 | -1.5 | -0.4 | -5.2 | 10 | -2.2 | 18.9 | 10 | 14.4 | 8.9 | 4 | -1 | 13.9 | 6.7 | 14.4 | 5.6 | 3.9 | 0 | 1.7 | 0.6 | 3 | -2 | 13.9 | 10.6 | 13.9 | 1.7 | 5.6 | 1.7 | 16.5 | 7.2 | 3.3 | -6.7 | 11.1 | 0 | 22.8 | 20.6 | 19.4 | -8.3 | 18.3 | 7.8 | 10.6 | 7.8 | 20 | 5 | 6.1 | 3.9 | 14.4 | 2.8 | 9.4 | 6.1 | 5.6 | 2.8 | 9.4 | 2.2 | 10.6 | 6.7 | 5.4 | -3.9 | 1.7 | -6.1 | 7.4 | -6.6
1 | 0 | 3.9 | -6.1 | 12.4 | 9.6 | 10.9 | 9.5 | 8 | -3.6 | 20.5 | -0.2 | 4 | 3 | 15 | 8.9 | 13.9 | 10 | 9.4 | 5 | 10.6 | 7.2 | 10 | 9.4 | 9.4 | -5 | 7.2 | -1.3 | 18 | 16 | 22.2 | 13.9 | 17.2 | 5.6 | 12.2 | 3.9 | 20 | 18.9 | 16.1 | 7.2 | 22.8 | 17.8 | 10.2 | 1 | 3.3 | -8.3 | 7.2 | 6.1 | 12.2 | -2.2 | 16.1 | 10 | 6.1 | -0.6 | 20 | 19.4 | 16.7 | 5 | 3.3 | 3.3 | -3 | -10 | -3.3 | -9.4 | 2.8 | -1.7 | 3.3 | 1.1 | 1.1 | -11.1 | 5 | -3.3 | -1.7 | -11.7 | 10 | 0 | 12.8 | -0.6 | 14.8 | -2.3 | 7.6 | 1 | 6.1 | 3.9 | 14.2 | -4.9 | 11.7 | -3.9 | -1.1 | -8.3 | 19.4 | 18.3 | 16.1 | 5.6 | -1.7 | -3.9 | 14.4 | 0.6 | 14.8 | -10.3 | 11.1 | -16.7 | 10.6 | 6.7 | 7.8 | 5 | 1.7 | 1.7 | 8.3 | -1.1 | -1.7 | -5.6 | 8.9 | -2.2 | 7.8 | 5.6 | 14 | 9.1 | 4 | 0 | 13.3 | 6.7 | 12.8 | 6.1 | 3.9 | 0 | 1.1 | 0.6 | 1 | -3 | 13.9 | 11.1 | 12.2 | 4.4 | 4.3 | 0.8 | 15 | 7.2 | 2.2 | -6.7 | 10.6 | -0.6 | 23.3 | 20.6 | 18.9 | -7.2 | 17.8 | 10 | 10 | 7.8 | 19.3 | 5 | 6.1 | 3.9 | 12.8 | 3.3 | 8.9 | 6.1 | 5.6 | 2.2 | 6.7 | 1.7 | 11.1 | 6.7 | 3.9 | -4.4 | 1.1 | -6.6 | 6.5 | -6
1 | 0 | 1.7 | -1.1 | 10.9 | 9 | 10.8 | 9.9 | 7.8 | -3.9 | 18.3 | 0.6 | 5 | 3 | 13.5 | 8.4 | 17.8 | 0.6 | 9.4 | 5.4 | 11.1 | 7.2 | 9.6 | 9.3 | 7.2 | -5 | 6.7 | -0.6 | 19 | 17 | 22.2 | 15.6 | 17.8 | 5 | 11.7 | 5.1 | 20 | 18.3 | 17.2 | 6.7 | 22.8 | 17.2 | 9.8 | 0.7 | 5 | -5.6 | 8.3 | 6.1 | 10.6 | -1.7 | 15.6 | 10.6 | 5 | -0.5 | 19.4 | 19.4 | 16.1 | 4.4 | 3.9 | 3.9 | -3 | -10 | -4.1 | -9.4 | 2.4 | -2.2 | 2.8 | 1.1 | -0.4 | -7.9 | 4.1 | -2.6 | -3.3 | -11.7 | 8.9 | 0 | 11.1 | -0.6 | 14.1 | -2.1 | 6.8 | 1.3 | 5 | 2.2 | 13.3 | -5.6 | 10 | -3.3 | -1.7 | -7.8 | 18.9 | 17.2 | 16.1 | 6.7 | -1.7 | -4.4 | 14.4 | 0.6 | 14.4 | -12.2 | 11.1 | -14.6 | 10 | 7.8 | 7.8 | 5 | 1.7 | 1.7 | 8.1 | -0.3 | -0.9 | -4.2 | 9.4 | -2.2 | 7.2 | 5.6 | 13.7 | 9 | 3 | 0 | 15.6 | 6.7 | 11.7 | 6.1 | 3.9 | 0 | 1.7 | 0.6 | 1 | -3 | 13.9 | 11.7 | 12.2 | 5.6 | 3 | -0.1 | 14.3 | 6.9 | 2.2 | -6.7 | 8.3 | -1.1 | 22.8 | 20.6 | 16.7 | -10.6 | 17.2 | 8.3 | 8.9 | 7.2 | 18.5 | 4.3 | 6.1 | 3.9 | 12.8 | 3.3 | 8.9 | 6.1 | 5.6 | 2.2 | 5 | 1.7 | 9.4 | 6.1 | 3.3 | -3.5 | 0.6 | -7.8 | 5.6 | -6.1
1 | 0 | 1.1 | -2.8 | 9.4 | 8.3 | 10.6 | 10 | 7.4 | -3.6 | 16.6 | 0.7 | 4 | 3 | 12.1 | 8 | 17.8 | 2.2 | 9.4 | 5.8 | 10 | 7.8 | 8.8 | 8.8 | 7.2 | -6.7 | 6.1 | -0.4 | 19 | 17 | 21.1 | 13.9 | 17.2 | 4.4 | 11.1 | 5.9 | 20 | 18.3 | 14.4 | 7.8 | 23.3 | 17.2 | 9.4 | 0.6 | 3.9 | -5.6 | 8.3 | 5.6 | 8.9 | -0.6 | 14.4 | 10 | 3.9 | -0.6 | 17.8 | 17.8 | 15.6 | 5.6 | 4.4 | 4.4 | -4 | -9 | -4.8 | -9.4 | 2.1 | -3 | 2.8 | 1.1 | -1.8 | -6.9 | 3.1 | -2.5 | -5 | -12.2 | 8.9 | 0 | 10.6 | 1.1 | 13.3 | -2.2 | 6.1 | 1.7 | 3.3 | 2.2 | 12.9 | -4.6 | 7.2 | -3.3 | -2.2 | -8.9 | 18.3 | 16.1 | 15.6 | 6.7 | -2.2 | -4.4 | 14.4 | 1.1 | 14.4 | -9.9 | 11.1 | -15.4 | 10.6 | 5.6 | 7.8 | 4.4 | 1.7 | 1.7 | 8 | 0 | -0.2 | -3.2 | 7.8 | -2.2 | 7.2 | 5.6 | 13.3 | 8.9 | 2 | -1 | 11.1 | 6.7 | 10.6 | 6.1 | 3.9 | 0 | 2.2 | 0.6 | 1 | -4 | 14.4 | 11.7 | 12.2 | 6.1 | 1.7 | -1.1 | 13.5 | 6.2 | 0 | -4.4 | 7.8 | -1.1 | 22.8 | 20.6 | 18.3 | -10.6 | 15.6 | 8.9 | 8.3 | 6.7 | 17.8 | 3.9 | 6.1 | 3.9 | 12.2 | 3.9 | 8.3 | 6.1 | 5.6 | 2.2 | 5 | 1.1 | 10 | 6.7 | 2.8 | -3.1 | -0.2 | -6.4 | 5.6 | -5.6
1 | 0 | 0.6 | -3.9 | 11.1 | 8 | 9.1 | 8.7 | 7.1 | -3.6 | 15 | 0.8 | 4 | 2 | 10.6 | 7.2 | 17.2 | 2.8 | 9.4 | 6.1 | 10 | 7.8 | 8.5 | 8.5 | 7.2 | -7.8 | 5.6 | 0 | 18 | 15 | 20 | 5 | 16.7 | 3.3 | 10.6 | 6.7 | 19.4 | 18.3 | 12.8 | 7.8 | 23.3 | 16.7 | 9.2 | 0.6 | 2.2 | -4.4 | 8.9 | 5 | 8.9 | -0.6 | 14.4 | 8.3 | 2.8 | -1.1 | 17.2 | 17.2 | 13.3 | 8.9 | 6.1 | 6.1 | -5 | -11 | -5.6 | -9.4 | 1.7 | -4.4 | 2.2 | 0.6 | -3.3 | -6.7 | 2.2 | -2.8 | -5 | -11.7 | 9.4 | 0.6 | 9.4 | 2.2 | 12.6 | -1.8 | 5 | 1.3 | 2.2 | 1.7 | 12.6 | -4.8 | 5 | -1.7 | -2.2 | -8.9 | 17.8 | 15 | 14.4 | 7.8 | -5.6 | -7.2 | 13.9 | 2.2 | 14.4 | -9.2 | 11.1 | -17.2 | 8.3 | 6.7 | 7.2 | 3.9 | 1.7 | 1.7 | 7.8 | 0.6 | 0.6 | -2.8 | 8.3 | 0.6 | 6.7 | 4.4 | 13.1 | 8.8 | 2 | -1 | 12.8 | 6.7 | 9.4 | 5 | 5 | 0.6 | 1.1 | -0.6 | 1 | -4 | 15 | 12.2 | 11.7 | 6.1 | 1.3 | -1.6 | 12.8 | 5.6 | 0 | -4.4 | 6.7 | -2.2 | 22.8 | 21.1 | 17.8 | -10.6 | 14.4 | 7.2 | 7.2 | 6.1 | 16.9 | 5.5 | 6.1 | 3.9 | 11.1 | 3.9 | 7.8 | 5.6 | 5 | 2.2 | 5 | 0.6 | 8.9 | 6.7 | 2.2 | -3.3 | -0.9 | -6.2 | 5.6 | -5.9
1 | 0 | 0.6 | -2.8 | 12.7 | 7.4 | 7.6 | 7.5 | 6.7 | -4.4 | 13.3 | 0.6 | 5 | 3 | 10 | 7.3 | 17.2 | 2.2 | 8.9 | 5.7 | 8.3 | 6.1 | 8.2 | 8.2 | 6.7 | -8.9 | 5 | 0 | 17 | 15 | 18.3 | 4.4 | 16.7 | 2.8 | 10 | 7.1 | 18.9 | 17.8 | 12.8 | 7.8 | 23.3 | 16.1 | 9.1 | 0.5 | 0 | -5 | 8.3 | 4.4 | 6.1 | 0 | 15 | 8.3 | 2.6 | -0.9 | 17.2 | 17.2 | 12.2 | 9.4 | 6.1 | 6.1 | -5 | -11 | -5.6 | -9.4 | 0.6 | -3.6 | 1.7 | 0 | -4.1 | -6.7 | 1.1 | -2.3 | -6.1 | -11.1 | 9.4 | 0.6 | 8.9 | 2.2 | 11.8 | -1.8 | 3.9 | 0.9 | 1.1 | 0.6 | 12.2 | -5.6 | 3.3 | -1.1 | -2.8 | -9.4 | 17.4 | 14.7 | 13.9 | 8.9 | -4.4 | -6.7 | 13.3 | 3.3 | 14.4 | -9.4 | 9.8 | -14 | 8.3 | 6.1 | 7.2 | 3.3 | 1.5 | 1.5 | 7.6 | 1 | 0.6 | -2.6 | 6.7 | 0.6 | 5 | 2.2 | 13 | 8.7 | 2 | -2 | 11.1 | 6.1 | 8.3 | 6.7 | 4.4 | 0 | 0.6 | -0.6 | 1 | -3 | 15.6 | 12.8 | 10.6 | 6.7 | 1 | -2.3 | 11.7 | 6 | 0 | -7.2 | 8.3 | -2.8 | 23.3 | 21.1 | 18.3 | -10.6 | 13.3 | 5.6 | 7.2 | 6.1 | 15.9 | 6.4 | 5.6 | 3.3 | 12.8 | 5 | 7.8 | 6.1 | 5 | 2.2 | 5 | 1.1 | 8.3 | 6.1 | 2 | -2.9 | -1.7 | -6.7 | 5.6 | -7.2
1 | -1 | 0.6 | -2.8 | 14.4 | 6.1 | 6.1 | 6.1 | 6.1 | -4.1 | 12.4 | 0.5 | 5 | 2 | 9.5 | 7.3 | 13.3 | 8.3 | 8.3 | 5.1 | 8.9 | 6.7 | 7.9 | 7.9 | 6.7 | -8.9 | 5 | 0 | 17 | 14 | 15.6 | 2.8 | 16.1 | 2.8 | 9.5 | 7.6 | 18.9 | 18.3 | 13.9 | 7.8 | 22.8 | 17.2 | 8.9 | 0.6 | 0 | -5 | 8.3 | 3.9 | 7.8 | 0 | 15 | 8.3 | 2.4 | -0.9 | 17.8 | 17.8 | 12.2 | 7.8 | 6.7 | 6.7 | -5 | -11 | -5.6 | -9.4 | -0.6 | -3.6 | 1.1 | -0.6 | -4.8 | -7 | 0 | -2.2 | -6.7 | -11.7 | 10 | 0.6 | 8.3 | 2.2 | 11.1 | -2.2 | 2.8 | 0.6 | 0.6 | 0 | 11.5 | -4.5 | 3.9 | -1.1 | -2.8 | -9.4 | 17.1 | 14.4 | 13.3 | 8.9 | -4.4 | -6.1 | 12.8 | 3.9 | 13.9 | -7.7 | 8.5 | -13.6 | 8.3 | 6.1 | 6.7 | 4.4 | 1.3 | 1.3 | 7.4 | 1.2 | 0.6 | -3.1 | 5.6 | 1.1 | 3.9 | 1.1 | 12.8 | 8.3 | 2 | -2 | 11.1 | 6.1 | 7.8 | 5.6 | 4.4 | 0 | 0.6 | 0 | 1 | -2 | 16.1 | 12.2 | 9.4 | 6.1 | 0.6 | -3.3 | 10.5 | 5.9 | 0 | -7.2 | 8.3 | -3.3 | 23.3 | 21.1 | 17.8 | -10.6 | 12.8 | 5.6 | 7.2 | 6.1 | 15 | 7.2 | 3.9 | 2.2 | 12.2 | 5 | 7.8 | 5.6 | 5 | 2.2 | 3.3 | 0.6 | 6.1 | 3.9 | 1.9 | -2.8 | -1.3 | -6.6 | 4.5 | -4.7
1 | -2 | 0.6 | -3.9 | 14.4 | 6.8 | 6.5 | 6.5 | 5.6 | -4.5 | 11.5 | 0 | 4 | 3 | 8.9 | 7.2 | 12.8 | 8.3 | 7.8 | 4.4 | 8.9 | 5.6 | 7.5 | 7.5 | 6.7 | -8.9 | 5 | 0 | 17 | 14 | 14.4 | 3.3 | 15.6 | 2.8 | 8.9 | 7.8 | 18.9 | 18.3 | 13.3 | 9.4 | 22.8 | 17.2 | 8.9 | 0.3 | 0 | -5 | 8.9 | 3.9 | 7.2 | 0.6 | 15 | 10 | 2.2 | -1.1 | 18.3 | 18.3 | 13.3 | 9.4 | 5.6 | 5.6 | -5 | -10 | -5.6 | -9.4 | -1.7 | -3.9 | 0 | -0.6 | -5.6 | -7.8 | -1.1 | -2.8 | -8.3 | -11.1 | 8.9 | 0 | 8.9 | 1.7 | 10.7 | -1.8 | 3.3 | 1 | 0 | -0.6 | 10.7 | -4 | 3.9 | -1.1 | -3.3 | -10 | 16.7 | 13.9 | 13.3 | 8.9 | -5 | -6.7 | 13.3 | 4.4 | 13.3 | -7.1 | 7.2 | -14.4 | 7.8 | 6.1 | 5.6 | 2.8 | 1.1 | 1.1 | 7.2 | 1.7 | 0.6 | -3.9 | 3.9 | 0.6 | 3.9 | 1.7 | 12.4 | 8.5 | 2 | -1 | 9.4 | 6.1 | 7.2 | 5 | 4.4 | 0 | 1.1 | 0 | 1 | -2 | 15.6 | 11.7 | 7.8 | 6.1 | 0 | -3.1 | 9.4 | 6.1 | -1.1 | -7.8 | 8.9 | -4.4 | 22.8 | 21.1 | 16.1 | -10 | 13.3 | 5.6 | 6.7 | 5.6 | 14.4 | 7 | 4.4 | 2.2 | 11.7 | 4.4 | 7.2 | 5.6 | 5 | 2.2 | 3.3 | 0.6 | 5.6 | 2.8 | 1.7 | -3.3 | -1 | -7.2 | 3.3 | -3.7
1 | -2 | 0 | -3.3 | 14.4 | 7.5 | 6.8 | 6.8 | 5 | -5.6 | 10.6 | -0.6 | 3 | 1 | 9.3 | 7.4 | 12.8 | 7.8 | 8 | 4.6 | 7.2 | 5.6 | 7.2 | 7.2 | 6.1 | -8.9 | 5 | 0 | 16 | 13 | 11.1 | 3.9 | 15 | 4.4 | 8.9 | 8.2 | 18.3 | 17.8 | 15 | 12.2 | 22.8 | 17.2 | 8.9 | 0.3 | 0 | -5 | 8.3 | 3.9 | 6.7 | 0.6 | 15 | 11.7 | 1.5 | -1.2 | 18.3 | 18.3 | 12.2 | 9.4 | 4.4 | 4.4 | -6 | -11 | -4.8 | -9.4 | -0.4 | -3.7 | 0 | -1.1 | -5.4 | -7.4 | -1.7 | -2.6 | -10 | -10.6 | 9.4 | 0 | 8.3 | 1.7 | 10.4 | -1.7 | 3.9 | 1.8 | 0 | -0.6 | 10 | -4.4 | 3.3 | -1.1 | -3.9 | -9.4 | 17.4 | 13.8 | 12.8 | 8.9 | -5 | -7.2 | 12.8 | 4.4 | 12.8 | -7.2 | 7.4 | -12.6 | 7.8 | 6.1 | 5 | 2.2 | 1.1 | 0.9 | 6.8 | 1.9 | 1.5 | -3.1 | 2.8 | 0.6 | 4.4 | 1.7 | 12.1 | 8.4 | 2 | -2 | 8.3 | 5.6 | 7.2 | 6.1 | 4.4 | 0 | 1.7 | 0.6 | 1 | -2 | 16.1 | 12.8 | 8.9 | 6.7 | -0.5 | -3.2 | 8.3 | 5.4 | -1.7 | -7.2 | 6.7 | -3.3 | 23.3 | 21.1 | 16.1 | -10.6 | 11.7 | 3.9 | 6.1 | 5 | 13.9 | 7 | 4.4 | 2.8 | 10.6 | 5.6 | 8.3 | 6.1 | 5 | 1.7 | 2.2 | 0 | 4.4 | 1.7 | 2.6 | -2.7 | -0.6 | -8.9 | 2.2 | -3.3
0 | -2 | 0 | -3.3 | 14.4 | 7.8 | 7.2 | 7.2 | 5.6 | -4 | 12.8 | -0.4 | 2 | 1 | 9.6 | 7.6 | 11.7 | 7.8 | 8.1 | 4.5 | 8.3 | 6.7 | 7 | 7 | 5.6 | -8.9 | 5.2 | 0.2 | 16 | 14 | 10 | 3.9 | 14.4 | 6.1 | 8.9 | 8.6 | 18.3 | 17.8 | 15 | 12.8 | 21.7 | 16.1 | 8.9 | 0 | -0.6 | -4.4 | 7.8 | 3.9 | 6.1 | 0.6 | 15 | 12.8 | 0.7 | -1.6 | 18.3 | 18.3 | 13.9 | 5.6 | 4.4 | 4.4 | -6 | -11 | -4.1 | -9.4 | 0.9 | -3.8 | 0 | -1.1 | -5.2 | -7.5 | -2.2 | -2.7 | -10.6 | -11.1 | 8.9 | 0 | 8.3 | 2.2 | 10 | -2.2 | 4.4 | 2.2 | -0.6 | -0.6 | 10.4 | -3.6 | 1.1 | -1.7 | -3.9 | -10 | 18.2 | 13.3 | 12.8 | 8.9 | -5 | -6.7 | 12.2 | 5.6 | 13 | -4.9 | 7.6 | -13 | 7.8 | 6.1 | 4.4 | 2.2 | 1.1 | 0.7 | 6.5 | 2 | 2.4 | -3.1 | 1.7 | 0 | 3.9 | 1.1 | 11.7 | 8.3 | 2 | -2 | 6.7 | 5 | 6.1 | 5 | 4.4 | 0 | 1.7 | 0 | 2 | -3 | 16.1 | 13.3 | 8.9 | 7.2 | -1.1 | -3.9 | 7.2 | 5 | -1.7 | -8.3 | 7.2 | -4.4 | 23.3 | 21.1 | 15.6 | -10 | 11.1 | 3.3 | 5.6 | 5 | 13.3 | 6.7 | 3.9 | 1.7 | 9.4 | 5 | 8.9 | 6.7 | 5 | 2.2 | 2.8 | 0 | 5 | 1.7 | 3.5 | -2.9 | -0.6 | -8.1 | 4.4 | -3.2
0 | -2 | 0 | -4.4 | 15.5 | 7.3 | 9.8 | 9.1 | 6.1 | -3.6 | 15 | -0.6 | 4 | 3 | 10 | 7.8 | 13.9 | 8.3 | 8.3 | 4.4 | 10.6 | 7.2 | 8.3 | 8.3 | 6.1 | -8.9 | 5.4 | 0.5 | 16 | 15 | 11.1 | 5 | 15 | 6.7 | 8.9 | 8.9 | 18.9 | 17.8 | 15.6 | 13.9 | 22.8 | 16.1 | 10.4 | 1 | -0.6 | -5 | 10 | 5 | 6.1 | 0.6 | 15.6 | 13.9 | 0 | -2.2 | 18.3 | 18.3 | 16.1 | 6.1 | 4.4 | 3.9 | -7 | -12 | -3.3 | -9.4 | 2.2 | -5 | 0 | -1.1 | -5 | -7.8 | -2.8 | -2.8 | -8.9 | -10 | 7.8 | 0.6 | 8.9 | 2.2 | 12.6 | -1.2 | 7 | 2.9 | 2.8 | 2.2 | 10.7 | -3 | 2.8 | -2.2 | -3.3 | -10 | 18.9 | 12.8 | 12.8 | 8.9 | -4.4 | -6.1 | 12.8 | 5.6 | 13.1 | -3.2 | 7.8 | -14.4 | 10 | 6.1 | 4.4 | 2.8 | 1.1 | 0.6 | 6.1 | 2.2 | 3.3 | -3.3 | 1.7 | 0 | 3.9 | 0 | 11.7 | 8.4 | 2 | -2 | 7.8 | 6.1 | 7.2 | 6.7 | 4.4 | -0.6 | 1.7 | 0 | 1 | -2 | 16.1 | 12.8 | 10.6 | 7.8 | -0.5 | -3.3 | 6.1 | 4.4 | 1.7 | -8.3 | 7.2 | -4.4 | 23.3 | 21.1 | 17.2 | -9.4 | 11.1 | 3.3 | 6.7 | 5 | 14.2 | 8.8 | 3.9 | 1.7 | 9.4 | 5 | 8.9 | 7.2 | 5 | 2.2 | 6.1 | 1.7 | 5 | 1.1 | 4.4 | -3.3 | -0.6 | -8.3 | 6.7 | -3.9
1 | -3 | 1.1 | -4.4 | 16.7 | 6.3 | 12.4 | 10.7 | 6.7 | -3.3 | 17.2 | -2.2 | 5 | 3 | 11.9 | 7.4 | 15.6 | 9.4 | 10.7 | 5.5 | 12.8 | 8.3 | 10.5 | 9.4 | 8.3 | -8.9 | 5.6 | 0.6 | 17 | 13 | 15.6 | 3.3 | 16.1 | 6.7 | 13.2 | 10.2 | 20 | 18.9 | 15.6 | 14.4 | 24.4 | 16.7 | 11.8 | 1.4 | 1.1 | -4.4 | 13.3 | 6.1 | 7.8 | 1.1 | 16.7 | 15 | 2 | -1.1 | 20 | 20 | 17.8 | 6.1 | 4.4 | 3.9 | -6 | -11 | -1.6 | -7.4 | 4.4 | -4.5 | 2.2 | -0.6 | -2.4 | -6.1 | 0 | -2 | -6.1 | -9.4 | 7.8 | 0.6 | 12.2 | 2.2 | 15.2 | -0.5 | 9.6 | 3.1 | 7.8 | -1.7 | 11.1 | -3.3 | 7.2 | -1.1 | -1.7 | -10.6 | 20 | 13 | 14.4 | 9.4 | -1.7 | -4.4 | 13.3 | 6.1 | 13.3 | -2.2 | 7.6 | -8.7 | 12.2 | 5.6 | 5 | 2.8 | 1.3 | 0.7 | 6.1 | 2 | 5.9 | -1.9 | 2.8 | 1.1 | 0 | -1.7 | 11.7 | 8.4 | 4 | 0 | 11.1 | 7.2 | 10.6 | 7.2 | 5.6 | -1.1 | 2.8 | 0 | 2 | -2 | 17.2 | 12.8 | 12.2 | 9.4 | 0 | -3.4 | 9.8 | 6 | 3.9 | -10 | 12.2 | -4.4 | 23.9 | 21.1 | 17.8 | -8.9 | 12.8 | 2.8 | 9.4 | 4.4 | 15.2 | 10.8 | 6.7 | 3.9 | 8.3 | 6.1 | 8.3 | 6.1 | 5.6 | 2.2 | 8.3 | 1.1 | 6.1 | 1.7 | 6.8 | -2.6 | -0.6 | -9.4 | 8.9 | -6.1
1 | -3 | 1.7 | -3.9 | 17.8 | 5 | 15 | 12.2 | 7.6 | -2.9 | 20 | -1 | 7 | 3 | 13.7 | 6.6 | 17.2 | 9.4 | 13.2 | 6.3 | 14.4 | 7.8 | 12.8 | 10.4 | 10 | -8.3 | 7.8 | 1 | 17 | 13 | 18.3 | 1.1 | 18.9 | 10 | 17.4 | 10.8 | 21.7 | 18.9 | 16.7 | 14.4 | 25.6 | 16.1 | 13.3 | 2.2 | 5.6 | -3.3 | 16.1 | 7.2 | 10.6 | 1.7 | 20 | 15.6 | 4.1 | -0.1 | 22.8 | 20 | 18.9 | 5.6 | 4.4 | 4.4 | -4 | -13 | 0 | -6.3 | 6.7 | -4.7 | 3.9 | 0 | 0.2 | -5 | 2.8 | -1.9 | -2.2 | -9.4 | 6.7 | 1.7 | 15.6 | 4.4 | 17.8 | -0.6 | 12.2 | 2.8 | 10 | -3.3 | 11.8 | -1.8 | 11.1 | -1.1 | 0.6 | -11.1 | 21.1 | 12.8 | 17.2 | 9.4 | 1.1 | -2.8 | 15 | 7.2 | 15.2 | -1.6 | 7.4 | -5.3 | 15 | 4.4 | 6.7 | 2.2 | 1.5 | 0.9 | 6.1 | 1.8 | 8.5 | -0.9 | 3.3 | 1.1 | -0.6 | -2.2 | 11.7 | 8.3 | 7 | 1 | 14.4 | 7.8 | 12.2 | 7.8 | 7.2 | -1.7 | 3.9 | -0.6 | 4 | -1 | 20.6 | 12.8 | 15 | 10.6 | 0.6 | -3.9 | 13.5 | 7.3 | 5 | -9.4 | 15.6 | -3.3 | 25 | 21.1 | 19.4 | -7.8 | 15 | 4.4 | 11.7 | 0.6 | 16.1 | 12.8 | 8.9 | 4.4 | 6.7 | 6.1 | 8.3 | 6.1 | 6.7 | 2.2 | 10 | 1.1 | 7.2 | 1.1 | 9.3 | -2 | 0 | -8.4 | 10 | -6.4
2 | -2 | 2.8 | -2.2 | 19.3 | 5 | 17.4 | 13.2 | 8.5 | -3.2 | 22.8 | -1.2 | 8 | 3 | 15.6 | 5 | 19.4 | 8.9 | 15.6 | 6.7 | 15 | 6.7 | 15 | 11.1 | 11.1 | -9.4 | 10 | 0.6 | 18 | 12 | 18.9 | -1.7 | 22.2 | 10.6 | 21.7 | 10 | 24.4 | 18.9 | 17.8 | 15 | 27.8 | 15 | 14.4 | 3.2 | 11.1 | -6.7 | 18.3 | 7.2 | 13.3 | 2.2 | 23.3 | 15 | 6.1 | 0.6 | 25 | 20 | 19.4 | 5 | 4.4 | 4.4 | -2 | -14 | 1.7 | -6.1 | 8.9 | -6.7 | 5 | 0 | 2.8 | -5 | 5.6 | -2.8 | -1.7 | -10 | 6.1 | 2.8 | 17.8 | 6.7 | 20 | 0.4 | 13.9 | 2.8 | 11.7 | -3.9 | 12.6 | -0.9 | 13.3 | -1.1 | 1.7 | -11.7 | 22.2 | 12.8 | 20.6 | 10 | 2.8 | -3.3 | 15.6 | 7.8 | 17 | -1.9 | 7.2 | -3.3 | 16.1 | 3.3 | 8.9 | 2.8 | 1.7 | 1.1 | 6.1 | 1.7 | 11.1 | -0.6 | 3.9 | 1.1 | -1.1 | -3.9 | 11.9 | 8.6 | 9 | 2 | 16.7 | 8.3 | 13.9 | 7.8 | 8.3 | -2.2 | 5.6 | -0.6 | 5 | -1 | 23.3 | 12.8 | 17.8 | 12.2 | 1.7 | -3 | 17.2 | 7.8 | 6.1 | -10 | 18.9 | -2.8 | 26.1 | 20.6 | 21.1 | -3.9 | 16.7 | 4.4 | 13.3 | -1.1 | 18 | 13.5 | 11.1 | 3.9 | 6.1 | 5.6 | 8.9 | 6.7 | 7.8 | 2.2 | 12.8 | 2.8 | 5.6 | 0 | 11.7 | -2.8 | 0.5 | -8.7 | 11.1 | -7.7
3 | -3 | 3.3 | -2.2 | 20.7 | 4.7 | 19.8 | 14 | 9.4 | -3.9 | 25.6 | -1.7 | 8 | 3 | 16.3 | 5.3 | 19.4 | 11.1 | 16.7 | 7.1 | 16.1 | 5.6 | 16.7 | 12.1 | 11.1 | -8.9 | 12.2 | 0 | 18 | 12 | 21.1 | -0.6 | 23.3 | 12.2 | 22.8 | 9.3 | 26.1 | 16.7 | 16.7 | 16.1 | 28.3 | 15.6 | 15.6 | 4.7 | 12.2 | -7.2 | 19.4 | 7.8 | 14.4 | 0 | 26.7 | 15 | 7.8 | 1 | 26.1 | 19.4 | 20 | 4.4 | 5 | 5 | -2 | -11 | 2.8 | -4.5 | 9.3 | -4.4 | 6.1 | -1.1 | 4.8 | -4.2 | 6.3 | -2.3 | -1.1 | -10.6 | 5.6 | 3.3 | 19.4 | 7.8 | 22.2 | 1.8 | 15.5 | 2 | 12.8 | -4.4 | 13.3 | 0 | 15.6 | 0 | 4.4 | -7.8 | 23.3 | 12.3 | 23.3 | 11.1 | 2.2 | -1.7 | 17.8 | 7.8 | 18.9 | -2.2 | 8.1 | -3.3 | 17.2 | 1.1 | 11.1 | 3.3 | 1.1 | 0.7 | 6.3 | 0.8 | 9.8 | 1.4 | 3.3 | 1.1 | -1.7 | -3.9 | 12 | 8.7 | 11 | 3 | 17.8 | 8.3 | 17.2 | 8.3 | 10 | -1.1 | 5.6 | -1.1 | 6 | 0 | 25.6 | 11.1 | 19.4 | 13.3 | 2.8 | -2.8 | 18.7 | 8.4 | 7.2 | -10 | 22.8 | -3.3 | 27.8 | 20 | 22.2 | -5.6 | 18.3 | 3.3 | 15 | -0.6 | 19.8 | 14.2 | 12.8 | 3.9 | 6.1 | 5.6 | 8.9 | 6.7 | 7.8 | 2.8 | 16.1 | 1.7 | 5.6 | 0 | 13 | -2.5 | 1.1 | -10 | 12.2 | -10.6
4 | -2 | 3.9 | -1.7 | 22.2 | 4.4 | 22.2 | 14.4 | 9.6 | -3.5 | 27.8 | -1.9 | 7 | 3 | 17.1 | 5.1 | 19.4 | 10 | 17.8 | 7.3 | 17.2 | 5 | 18.3 | 12.8 | 10.6 | -7.8 | 13.1 | -0.5 | 18 | 12 | 22.8 | -1.7 | 23.3 | 11.1 | 23.9 | 8.4 | 27.8 | 15 | 18.3 | 17.2 | 28.9 | 17.8 | 16.7 | 5.6 | 13.3 | -7.8 | 21.1 | 8.3 | 16.1 | 0 | 28.3 | 13.9 | 9.4 | 0.8 | 26.7 | 19.4 | 20.6 | 6.7 | 5 | 5 | -1 | -10 | 3.9 | -4 | 9.6 | -2.9 | 6.1 | -0.6 | 6.9 | -4 | 7.1 | -1.8 | -1.1 | -10 | 5.6 | 3.3 | 22.2 | 8.9 | 24.4 | 2.8 | 17.2 | 1.1 | 13.9 | -3.3 | 14.2 | -0.6 | 17.2 | -0.6 | 6.1 | -8.3 | 24.5 | 11.8 | 25.6 | 11.7 | 2.8 | -3.9 | 20 | 7.2 | 18.9 | -3.4 | 9.1 | -3.6 | 16.7 | 2.8 | 11.7 | 1.7 | 0.6 | 0.4 | 6.5 | 0 | 8.5 | 2.5 | 2.8 | 1.1 | -1.7 | -4.4 | 12.2 | 8.9 | 13 | 4 | 19.4 | 7.8 | 18.9 | 8.9 | 11.1 | -1.1 | 7.2 | -1.1 | 6 | -2 | 26.1 | 13.3 | 21.1 | 12.8 | 3.9 | -2.8 | 20.2 | 8.6 | 8.3 | -9.4 | 25 | -2.8 | 28.9 | 18.9 | 23.9 | -6.1 | 20 | 3.3 | 15.6 | 0 | 21.7 | 14.4 | 13.9 | 2.8 | 5.6 | 5 | 9.4 | 7.8 | 8.9 | 1.7 | 17.8 | 1.1 | 6.1 | 0 | 14.3 | -2.7 | 1.7 | -8 | 12.8 | -10.4
4 | -2 | 3.9 | -2.2 | 22.9 | 4.9 | 22.9 | 14.2 | 9.8 | -4 | 30 | -2.2 | 8 | 2 | 17.8 | 5 | 18.9 | 11.1 | 18.9 | 7.2 | 18.3 | 5.6 | 20 | 13.3 | 12.2 | -9.4 | 14.1 | -0.6 | 18 | 12 | 23.3 | -1.7 | 22.2 | 12.2 | 25 | 7.2 | 28.9 | 14.4 | 19.4 | 16.1 | 28.9 | 16.1 | 17.1 | 6.3 | 14.4 | -6.7 | 21.7 | 7.8 | 17.2 | -0.6 | 30 | 14.4 | 11.1 | 0.6 | 26.7 | 19.4 | 21.1 | 5.6 | 5 | 5 | -1 | -10 | 5 | -3.9 | 10 | -2.2 | 6.1 | -1.1 | 8.9 | -5 | 7.8 | -2.2 | -2.2 | -5 | 5.6 | 4.4 | 22.8 | 9.4 | 25 | 3.1 | 18.5 | 1.1 | 15 | -3.3 | 15.2 | -0.8 | 18.9 | -1.7 | 8.3 | -12.2 | 25.6 | 11.1 | 26.7 | 11.1 | 1.1 | -1.7 | 20 | 6.1 | 18.9 | -5.9 | 10 | -5 | 20 | 2.2 | 12.8 | 1.7 | 0 | 0 | 6.7 | -1.1 | 7.2 | 3.3 | 3.9 | 1.1 | -2.2 | -4.4 | 12.2 | 9.3 | 14 | 5 | 20.6 | 7.8 | 20.6 | 8.9 | 12.8 | 0 | 6.7 | -2.2 | 6 | -1 | 27.8 | 12.8 | 21.7 | 12.2 | 3.7 | -2 | 21.7 | 8.9 | 9.4 | -9.4 | 26.7 | -3.9 | 30.6 | 17.8 | 25.6 | -5.6 | 19.4 | 2.8 | 16.1 | 0.6 | 22.8 | 14.7 | 14.4 | 0.6 | 3.9 | 3.3 | 9.4 | 7.2 | 11.1 | 2.2 | 19.4 | 1.7 | 6.1 | -0.6 | 15.6 | -3.9 | 2.2 | -7.6 | 13.3 | -11.4
6 | -3 | 4.4 | -2.2 | 23.7 | 5.1 | 23.7 | 14.4 | 10 | -5 | 32.2 | -3.9 | 8 | 1 | 18 | 5.6 | 18.3 | 10.6 | 19.3 | 7.1 | 18.9 | 5.6 | 19.1 | 12.9 | 11.1 | -8.9 | 15 | -1.7 | 19 | 13 | 25 | -1.1 | 24.4 | 10.6 | 25.4 | 6.6 | 28.3 | 15.6 | 21.1 | 16.1 | 28.3 | 17.8 | 17.4 | 7.2 | 14.4 | -7.2 | 22.8 | 7.2 | 17.2 | -1.1 | 30 | 13.9 | 12.2 | 0.9 | 26.7 | 19.4 | 22.2 | 6.7 | 5.6 | 5.6 | -1 | -10 | 5 | -2.7 | 9.8 | -0.3 | 7.2 | -1.1 | 9.5 | -4.3 | 7.8 | -2.7 | -2.8 | -3.9 | 6.1 | 4.4 | 24.4 | 6.7 | 25.5 | 4.1 | 19.8 | 0.3 | 15.6 | -1.7 | 16.1 | -2.2 | 18.9 | -2.2 | 10.6 | -13.3 | 23.2 | 10.7 | 27.8 | 11.7 | 2.8 | -2.2 | 21.7 | 7.2 | 18.9 | -9.4 | 10 | -4.9 | 21.1 | 0.6 | 12.8 | 0 | 0.2 | 0.2 | 6.9 | -1.1 | 5.2 | 2.4 | 6.7 | 2.2 | -2.2 | -5 | 12.2 | 9.6 | 15 | 4 | 22.2 | 9.4 | 21.7 | 7.8 | 13.9 | -0.6 | 6.7 | -3.3 | 6 | -2 | 26.1 | 16.1 | 20.6 | 13.3 | 3.5 | -1.8 | 22.8 | 8.5 | 10 | -8.9 | 27.2 | -4.4 | 30 | 18.9 | 26.7 | -2.8 | 20 | 3.3 | 16.7 | 0.6 | 23.9 | 14.6 | 16.1 | 3.3 | 2.8 | 2.2 | 9.4 | 7.2 | 9.4 | 3.3 | 20 | 1.1 | 5 | -0.6 | 15.6 | -3.4 | 2.8 | -7.8 | 13.9 | -14.4
6 | -3 | 5.6 | -2.2 | 24.4 | 5.6 | 24.4 | 14.4 | 8.9 | -2.6 | 31.7 | -4.4 | 8 | 1 | 18.1 | 6.3 | 19.4 | 6.1 | 19.6 | 6.7 | 19.4 | 2.8 | 18.1 | 12.4 | 11.1 | -10 | 14.4 | -1.1 | 19 | 12 | 25 | 0.6 | 23.9 | 11.7 | 25.7 | 6.4 | 29.4 | 14.4 | 21.7 | 15.6 | 27.8 | 17.2 | 17.8 | 7.8 | 14.4 | -7.2 | 22.8 | 6.7 | 17.8 | -1.1 | 30.6 | 12.8 | 13.3 | 0.6 | 26.7 | 18.9 | 22.8 | 6.1 | 5.6 | 5 | 0 | -8 | 5 | -2.1 | 9.6 | 1 | 7.2 | -2.2 | 10 | -3.9 | 7.8 | -4.1 | -2.8 | -3.9 | 6.1 | 4.4 | 23.3 | 5 | 26.1 | 4.4 | 21.1 | -0.6 | 16.1 | -3.3 | 14.3 | -1.2 | 20 | -5.6 | 12.2 | -12.8 | 20.7 | 9.6 | 27.8 | 11.7 | 4.4 | -5.6 | 23.9 | 8.9 | 18.5 | -8.4 | 10 | -5.6 | 21.7 | -2.2 | 12.8 | 0 | 0.4 | 0.4 | 7 | -1.2 | 3.1 | 1.1 | 7.2 | 1.1 | -2.2 | -5.6 | 12.2 | 10 | 16 | 4 | 22.8 | 8.3 | 22.2 | 9.4 | 14.4 | -0.6 | 7.2 | -3.3 | 6 | -3 | 26.1 | 16.7 | 16.7 | 15 | 3.3 | -1.7 | 23.9 | 7.6 | 10.6 | -8.3 | 27.8 | -3.9 | 28.3 | 20 | 27.2 | -5.6 | 20 | 2.8 | 17.8 | 0.6 | 25 | 14.4 | 16.1 | 3.3 | 1.7 | 1.1 | 9.4 | 7.8 | 8.3 | 4.4 | 21.1 | 0.6 | 5 | -1.1 | 15.6 | -3.8 | 1.7 | -5.6 | 13.7 | -13.6
5 | -5 | 5.6 | -2.2 | 23.7 | 5.6 | 23.9 | 14.1 | 7.8 | -1.3 | 31.1 | -3.6 | 9 | 2 | 18.3 | 6.7 | 19.4 | 6.1 | 20 | 6.1 | 20 | 5 | 17.2 | 11.7 | 11.1 | -9.4 | 13.9 | -1.1 | 19 | 12 | 23.9 | 1.1 | 23.9 | 11.1 | 26.1 | 5.6 | 29.4 | 16.1 | 24.4 | 15.6 | 28.3 | 17.2 | 14.8 | 5.9 | 15 | -7.2 | 17.8 | 6.7 | 17.2 | 0 | 30.6 | 12.8 | 14.4 | 0.6 | 26.1 | 18.3 | 23.9 | 7.2 | 5 | 5 | 0 | -8 | 5 | -1.7 | 9.4 | 2.2 | 7.2 | -2.8 | 10.6 | -4.4 | 7.8 | -6.1 | -2.8 | -3.3 | 6.1 | 4.4 | 23.3 | 1.7 | 25.7 | 4.2 | 20 | 0.9 | 16.1 | -3.3 | 12.4 | -1.3 | 18.9 | -2.8 | 13.9 | -12.2 | 18.3 | 8.9 | 26.7 | 12.2 | 4.4 | -9.4 | 23.9 | 7.8 | 18.2 | -9.5 | 10 | -7.2 | 21.7 | -1.1 | 11.7 | 0.6 | 0.6 | 0.6 | 7.2 | -1.7 | 1.1 | 0 | 7.8 | 0.6 | -3.3 | -6.1 | 12.2 | 10.3 | 16 | 4 | 22.2 | 8.3 | 21.7 | 9.4 | 13.3 | -1.1 | 7.8 | -2.8 | 6 | -2 | 26.7 | 14.4 | 17.2 | 16.1 | 3.3 | -1.3 | 25 | 6.7 | 10.6 | -8.3 | 27.2 | -3.9 | 27.8 | 20 | 27.2 | -5.6 | 19.4 | 2.2 | 17.8 | 0.6 | 24.8 | 14 | 16.1 | 1.1 | 1.1 | 0.6 | 11.7 | 9.4 | 8.3 | 3.3 | 21.1 | 1.1 | 4.4 | -1.1 | 15.6 | -4.4 | 0.5 | -5.1 | 13.5 | -15.7
4 | -5 | 5.6 | -2.2 | 22.9 | 5.8 | 23.3 | 14.1 | 6.7 | -0.6 | 30.6 | -3.9 | 8 | 1 | 16.8 | 6.4 | 18.3 | 7.2 | 19.1 | 6.9 | 19.4 | 4.4 | 15.2 | 11.2 | 12.2 | -9.4 | 13.3 | -1.1 | 19 | 12 | 22.8 | 2.8 | 23.3 | 12.2 | 24.4 | 7.1 | 29.4 | 13.9 | 24.4 | 15.6 | 27.8 | 17.2 | 11.9 | 3.7 | 14.4 | -8.3 | 15.6 | 5 | 17.2 | 0.6 | 30 | 12.2 | 14 | -0.7 | 25.6 | 17.8 | 22.8 | 7.2 | 5 | 5 | 0 | -6 | 4.4 | -1.6 | 9.6 | 1.7 | 7.2 | -2.8 | 9.5 | -4.9 | 6.1 | -5.2 | -2.8 | -3.9 | 6.1 | 4.4 | 20 | 5 | 25.4 | 4.5 | 18.9 | 2.3 | 16.1 | -2.2 | 10.6 | -1.7 | 17.8 | -2.8 | 12.8 | -12.2 | 17 | 9.7 | 22.8 | 14.4 | 3.9 | -7.2 | 24.4 | 3.9 | 17.8 | -10.6 | 8.3 | -5.9 | 21.1 | 0.6 | 11.1 | 0.6 | 0.4 | 0.4 | 7 | -1.2 | 0.9 | 0.2 | 8.9 | 1.7 | -3.9 | -7.2 | 12.2 | 10.8 | 15 | 4 | 20 | 8.3 | 21.7 | 8.9 | 13.3 | -1.1 | 7.8 | -4.4 | 5 | -3 | 25 | 13.9 | 17.2 | 15.6 | 3.3 | -1.1 | 24.4 | 6.2 | 10.6 | -8.3 | 27.2 | -4.4 | 26.7 | 20 | 26.1 | -6.1 | 18.3 | 1.1 | 17.8 | 2.2 | 24.6 | 13.8 | 16.7 | -1.1 | 1.1 | 0.6 | 11.7 | 9.4 | 8.9 | 2.8 | 20.6 | -0.6 | 3.3 | -1.7 | 15.4 | -3.5 | -0.6 | -5 | 13.3 | -18.3
3 | -3 | 5 | -1.7 | 22.2 | 5.6 | 22.8 | 13.9 | 5.9 | -0.5 | 28 | -3.6 | 7 | 2 | 15.4 | 5.6 | 18.3 | 6.1 | 18.1 | 7.6 | 16.7 | 5 | 13.1 | 10.3 | 11.1 | -9.4 | 12.2 | -1.2 | 18 | 12 | 21.7 | 3.3 | 22.8 | 12.2 | 22.8 | 7.8 | 27.2 | 13.3 | 23.3 | 15 | 25.6 | 16.7 | 8.9 | 1.7 | 13.9 | -9.4 | 14.4 | 3.9 | 16.1 | 1.1 | 27.8 | 12.8 | 13.7 | -2 | 23.9 | 18.9 | 22.2 | 9.4 | 4.4 | 4.4 | 0 | -3 | 3.9 | -1.8 | 9.8 | 1.2 | 8.3 | -2.8 | 8.3 | -6.2 | 4.5 | -5.2 | -1.1 | -3.9 | 6.1 | 4.4 | 17.8 | 5 | 25 | 3.9 | 17.8 | 2.8 | 15 | -2.2 | 9.3 | -3.5 | 16.1 | -3.3 | 10 | -12.2 | 15.7 | 10.3 | 22.2 | 13.9 | 3.9 | -10 | 23.3 | 7.2 | 15.9 | -5.1 | 6.7 | -5.3 | 20 | 0.6 | 10 | 1.1 | 0.2 | 0.2 | 6.9 | -0.7 | 0.8 | 0.4 | 8.3 | 0 | -5 | -8.3 | 12.2 | 11.1 | 14 | 4 | 17.8 | 7.8 | 20 | 9.4 | 12.2 | -1.1 | 7.2 | -2.2 | 4 | -4 | 24.4 | 14.4 | 17.2 | 15.6 | 3.3 | -1.1 | 23.9 | 5.3 | 8.3 | -8.3 | 26.1 | -5.6 | 25.6 | 20.6 | 25 | -5 | 17.8 | 0.6 | 17.2 | 1.7 | 24.4 | 13.3 | 15.6 | 0 | 0 | -0.6 | 11.7 | 8.3 | 7.8 | 3.3 | 18.3 | 1.1 | 2.8 | -2.8 | 15.2 | -3.7 | -1 | -5.1 | 10.9 | -14.7
2 | -4 | 3.9 | -2.2 | 20.9 | 6.5 | 21.3 | 14 | 5.2 | -0.7 | 25.4 | -3.5 | 7 | 3 | 13.9 | 5 | 16.1 | 8.3 | 17.2 | 7.8 | 15 | 1.7 | 11.1 | 9.4 | 8.9 | -10.6 | 11.1 | -1.2 | 18 | 12 | 18.9 | 6.1 | 21.7 | 11.1 | 21.1 | 8.3 | 24.4 | 12.8 | 22.2 | 15 | 24.4 | 16.7 | 8 | 1.2 | 11.7 | -9.4 | 13.9 | 2.8 | 14.4 | 1.7 | 25 | 13.3 | 13.3 | -3.9 | 21.7 | 19.4 | 20.6 | 7.8 | 4.4 | 4.4 | 0 | -5 | 3.3 | -2.2 | 10 | 0.6 | 6.7 | -3.3 | 7.2 | -8.3 | 2.8 | -6.1 | -4.4 | -5.6 | 6.7 | 4.4 | 15 | 3.9 | 23.7 | 3.6 | 16.5 | 2.5 | 8.9 | 3.9 | 8 | -5.8 | 13.3 | -3.3 | 7.8 | -9.4 | 14.4 | 10.6 | 21.7 | 14.4 | 2.2 | -8.9 | 22.8 | 8.3 | 14.1 | -2.4 | 5 | -6.1 | 18.3 | 1.1 | 8.9 | 1.7 | 0 | 0 | 6.7 | -0.6 | 0.6 | 0.6 | 4.4 | 0.6 | -6.1 | -8.3 | 12 | 10.8 | 11 | 3 | 15 | 7.2 | 17.8 | 10 | 11.1 | -1.7 | 6.1 | -2.2 | 3 | -4 | 22.8 | 14.4 | 16.1 | 14.4 | 2.9 | -0.8 | 23.3 | 5 | 6.1 | -7.8 | 22.2 | -4.4 | 24.4 | 20.6 | 23.3 | -7.8 | 16.7 | -1.1 | 16.1 | 1.7 | 23.1 | 13.9 | 11.7 | 2.8 | -1.1 | -1.7 | 11.7 | 8.3 | 7.8 | 3.9 | 15.6 | 0.6 | 2.2 | -4.4 | 15 | -3.9 | -1.3 | -5.5 | 8.5 | -14.2
0 | -3 | 3.3 | -3.3 | 19.6 | 7.1 | 19.8 | 14 | 4.4 | -1.1 | 22.8 | -4.4 | 7 | 2 | 12.6 | 5.1 | 17.2 | 8.9 | 15.5 | 7.6 | 14.4 | 2.8 | 10.5 | 9 | 6.1 | -8.9 | 10 | -1.7 | 18 | 12 | 17.8 | 6.1 | 21.7 | 11.7 | 19.6 | 10.4 | 21.1 | 13.3 | 21.7 | 15 | 23.9 | 17.8 | 7 | 0.4 | 9.4 | -8.3 | 12.2 | 0.6 | 13.3 | 0 | 23.9 | 14.4 | 11.5 | -2.4 | 20.6 | 19.4 | 18.3 | 10 | 5 | 5 | -1 | -5 | 2.8 | -0.7 | 10 | 1.4 | 4.4 | 0.6 | 4.6 | -5.6 | 1.9 | -5.3 | -5 | -7.2 | 6.7 | 4.4 | 13.9 | 3.9 | 22.4 | 3.5 | 15.2 | 2.4 | 6.7 | 3.3 | 6.7 | -9.4 | 11.7 | -3.9 | 6.1 | -9.4 | 14.6 | 11 | 21.7 | 13.3 | 0.6 | -8.9 | 21.7 | 2.2 | 12.2 | -1.1 | 4.1 | -4.8 | 17.8 | 1.1 | 8.3 | 1.7 | 0 | 0 | 6.5 | 0.4 | 0.6 | 0.4 | 3.3 | 1.1 | -5.6 | -8.9 | 11.9 | 10.5 | 8 | 3 | 13.9 | 6.7 | 16.1 | 9.4 | 10 | -2.2 | 5 | -1.1 | 2 | -3 | 19.4 | 15 | 16.1 | 14.4 | 2.6 | -0.6 | 20.2 | 7.3 | 5 | -7.2 | 18.3 | -1.7 | 23.9 | 21.1 | 22.8 | -6.7 | 15.6 | -0.6 | 11.7 | 6.1 | 21.9 | 14.3 | 7.8 | 1.1 | -2.2 | -2.2 | 11.7 | 8.3 | 6.7 | 5 | 13.3 | 0 | 1.1 | -5.6 | 13.5 | -1.8 | -1.7 | -6.7 | 6.1 | -15.6
-1 | -5 | 1.1 | -3.3 | 18.3 | 7.2 | 18.3 | 13.9 | 3.5 | -0.9 | 21.5 | -2.1 | 6 | 3 | 11.3 | 4.8 | 18.3 | 5.6 | 13.9 | 7.2 | 12.8 | 1.7 | 10 | 8.3 | 1.7 | -5.6 | 9.1 | -1.2 | 17 | 12 | 16.7 | 7.2 | 21.7 | 12.2 | 18.2 | 11.8 | 20.6 | 15 | 21.7 | 15.6 | 23.3 | 18.3 | 6.1 | 0 | 7.2 | -7.8 | 11.1 | 0.6 | 12.8 | 1.1 | 22.8 | 14.4 | 9.6 | -1.5 | 20 | 19.4 | 17.8 | 10 | 4.4 | 4.4 | -1 | -6 | 2.2 | 0.1 | 10 | 2.1 | 4.4 | 1.7 | 2 | -4.6 | 0.9 | -5.3 | -5 | -6.7 | 6.7 | 4.4 | 12.8 | 3.3 | 21.1 | 2.8 | 13.9 | 1.7 | 5.6 | 3.3 | 5.2 | -8.7 | 10.6 | -4.4 | 5.6 | -8.9 | 14.8 | 11.4 | 21.1 | 13.3 | 0 | -8.9 | 18.9 | 1.1 | 10.9 | -1.3 | 3.1 | -4.7 | 17.2 | 0.6 | 7.2 | 1.7 | 0 | 0 | 6.3 | 1.4 | 0.6 | 0.2 | 2.2 | 0.6 | -6.1 | -9.4 | 11.7 | 10 | 8 | 3 | 13.3 | 6.1 | 14.4 | 9.4 | 8.3 | -2.2 | 3.9 | -1.1 | 2 | -3 | 19.4 | 15 | 16.1 | 15 | 2.2 | -0.6 | 17 | 8.2 | 5.6 | -8.3 | 16.7 | -0.6 | 23.9 | 21.1 | 19.4 | -9.4 | 15 | -0.6 | 11.1 | 6.1 | 20.6 | 14.4 | 8.9 | 0.6 | -2.2 | -2.8 | 12.2 | 8.9 | 6.1 | 4.4 | 12.8 | 0 | 0.6 | -5.6 | 12.1 | -0.7 | -2.2 | -6.4 | 5.5 | -13.5
-1 | -5 | 0.6 | -3.3 | 18.1 | 6 | 16.6 | 13.4 | 2.6 | -1.2 | 20.2 | -0.9 | 6 | 4 | 10 | 4.4 | 20.6 | -1.1 | 12.2 | 6.7 | 13.9 | 2.2 | 9.4 | 7.8 | -1.1 | -4.4 | 8.1 | -1 | 15 | 11 | 15 | 9.4 | 21.7 | 12.2 | 16.7 | 12.8 | 20 | 16.1 | 21.1 | 15.6 | 22.8 | 17.8 | 7 | -1 | 6.7 | -7.8 | 9.4 | 0 | 12.2 | 2.2 | 21.1 | 15 | 7.8 | -1.7 | 20 | 19.4 | 17.2 | 10.6 | 5.6 | 5.6 | -2 | -7 | 1.7 | 1.1 | 10 | 2.8 | 3.9 | 1.1 | -0.6 | -5 | 0 | -6.1 | -5.6 | -8.3 | 6.7 | 4.4 | 11.7 | 3.3 | 20.5 | 3.3 | 13.2 | 1.8 | 5 | 3.3 | 3.7 | -9.2 | 9.4 | -6.7 | 5 | -7.8 | 15 | 11.7 | 13.3 | 9.4 | -1.7 | -9.4 | 17.2 | 2.8 | 9.6 | -2.1 | 2.2 | -5 | 15.6 | 0.6 | 6.1 | 1.7 | 0 | 0 | 6.1 | 2.2 | 0.6 | 0 | 2.8 | 1.7 | -6.1 | -10 | 11.5 | 9.9 | 6 | 3 | 12.8 | 6.1 | 12.8 | 9.4 | 7.8 | -2.8 | 2.8 | -1.7 | 2 | -4 | 18.9 | 15 | 16.1 | 15 | 1.7 | -0.8 | 13.9 | 8.3 | 3.9 | -5.6 | 16.1 | -0.6 | 23.9 | 21.1 | 16.1 | -13.9 | 14.4 | 0.6 | 10.6 | 6.7 | 19.5 | 14.8 | 6.7 | 2.2 | -2.2 | -2.8 | 12.2 | 9.4 | 6.1 | 4.4 | 11.1 | 0.6 | 0 | -6.7 | 10.6 | 0 | -2.8 | -6.8 | 5 | -13.4
-2 | -6 | 1.7 | -3.3 | 18 | 4.9 | 15 | 12.9 | 1.7 | -1.7 | 18.9 | 0 | 7 | 4 | 9.4 | 4.2 | 16.7 | 6.7 | 11.8 | 6.9 | 12.2 | 7.2 | 9.5 | 7.7 | 0.6 | -3.9 | 7.2 | -1.1 | 14 | 11 | 13.9 | 10 | 21.7 | 12.2 | 16.1 | 13.6 | 19.4 | 16.7 | 15 | 13.9 | 21.7 | 19.4 | 8 | -2.1 | 5 | -8.3 | 8.9 | 0.6 | 12.2 | 1.1 | 20 | 13.9 | 7.1 | -1.2 | 20 | 19.4 | 17.8 | 10 | 6.1 | 6.1 | -2 | -6 | 1.3 | 0.2 | 8.7 | 3.5 | 3.3 | 1.1 | -1 | -4.6 | -0.4 | -5.3 | -6.1 | -10.6 | 6.7 | 4.4 | 11.7 | 2.8 | 20 | 3.3 | 12.4 | 1.4 | 3.9 | 2.8 | 2.2 | -11.1 | 7.2 | -8.3 | 5 | -8.3 | 14.3 | 11.8 | 6.7 | 3.3 | -1.7 | -9.4 | 16.1 | 1.7 | 8.3 | -2.8 | 2.8 | -4.3 | 13.3 | 1.1 | 6.1 | 1.1 | 0.2 | 0 | 5.9 | 2.5 | -0.3 | -1.3 | 2.2 | 1.1 | -6.7 | -10 | 11.3 | 9.8 | 3 | 2 | 12.8 | 6.1 | 13.3 | 9.4 | 7.2 | -2.8 | 2.8 | -2.2 | 2 | -3 | 18.3 | 15.6 | 16.1 | 14.4 | 1.1 | -1.1 | 12.6 | 8.3 | 2.8 | -5 | 14.4 | 1.1 | 23.9 | 21.1 | 11.7 | -14.4 | 14.4 | 0 | 11.7 | 5.6 | 18.3 | 15 | 6.1 | 1.7 | -2.2 | -3.3 | 12.2 | 9.4 | 6.1 | 4.4 | 7.8 | 1.1 | -0.6 | -6.7 | 11 | -0.1 | -3.3 | -7.8 | 4.4 | -15
-2 | -5 | 2.2 | -3.3 | 17.8 | 3.3 | 13.3 | 12.2 | 1.3 | -1.3 | 17.6 | -0.1 | 5 | 2 | 8.9 | 3.7 | 17.2 | 6.1 | 11.5 | 7.1 | 11.7 | 8.9 | 9.5 | 7.6 | 1.1 | -3.9 | 5.9 | -0.9 | 13 | 11 | 12.2 | 10 | 21.1 | 11.7 | 15.6 | 14.3 | 18.9 | 17.2 | 15 | 13.3 | 22.2 | 19.4 | 8.9 | -4.4 | 3.3 | -7.8 | 7.2 | 0.6 | 11.1 | 2.2 | 20 | 13.9 | 6.3 | -1.4 | 20.6 | 19.4 | 16.7 | 9.4 | 6.7 | 6.7 | -2 | -7 | 1 | -0.6 | 7.4 | 4.2 | 2.8 | 1.1 | -1.3 | -4.6 | -0.7 | -5.4 | -7.2 | -13.3 | 6.7 | 4.4 | 11.7 | 1.1 | 19.4 | 3.3 | 11.7 | 1.1 | 3.3 | 2.8 | 1.8 | -9.5 | 5.6 | -7.2 | 5 | -4.4 | 13.5 | 11.8 | 5 | 2.8 | -3.9 | -8.9 | 14.4 | 2.2 | 7.2 | -1.8 | 3.3 | -4.3 | 13.9 | 0 | 4.4 | 1.1 | 0.4 | 0 | 5.8 | 3.1 | -1.3 | -2.7 | 1.7 | 0 | -6.7 | -10.6 | 11.1 | 9.4 | 2 | 1 | 12.8 | 6.1 | 13.3 | 8.9 | 5 | -3.3 | 1.7 | -2.2 | 2 | -4 | 19.4 | 15.6 | 16.1 | 14.4 | 0.6 | -1.7 | 11.3 | 8 | 0 | -3.9 | 15 | 3.3 | 23.3 | 21.1 | 11.7 | -8.9 | 14.4 | 0 | 8.9 | 6.7 | 17.2 | 15 | 6.7 | 2.2 | -2.2 | -3.9 | 12.2 | 9.4 | 6.1 | 4.4 | 8.3 | 0 | -1.1 | -6.7 | 11.3 | -0.7 | -3.3 | -8 | 3.3 | -13.3
-3 | -6 | 2.2 | -3.3 | 17.4 | 3.7 | 13.3 | 12.2 | 1 | -0.9 | 16.3 | -0.7 | 6 | 3 | 8.3 | 3.3 | 15.6 | 6.7 | 11.1 | 7.2 | 11.1 | 7.2 | 9.6 | 7.4 | -0.6 | -4.4 | 4.6 | -1.2 | 13 | 12 | 11.1 | 10 | 20 | 12.8 | 15 | 15 | 18.3 | 16.7 | 14.4 | 13.3 | 21.1 | 18.3 | 8.2 | -3.5 | 2.2 | -7.2 | 6.7 | 0 | 10 | 3.3 | 20 | 13.9 | 5.6 | -1.7 | 20 | 19.4 | 17.8 | 8.3 | 6.7 | 6.7 | -2 | -6 | 0.6 | -1.5 | 6.1 | 4.4 | 2.2 | 1.1 | -1.7 | -5 | -1.1 | -6.1 | -8.9 | -15 | 6.7 | 4.4 | 11.7 | 1.7 | 18.5 | 3.9 | 11.5 | 1.2 | 2.8 | 2.2 | 1.5 | -8.9 | 4.4 | -5 | 4.4 | -1.7 | 12.8 | 11.7 | 5 | 3.3 | -5.6 | -9.4 | 12.8 | 4.4 | 6.1 | -0.9 | 3.9 | -5 | 12.8 | 0 | 3.9 | 1.7 | 0.6 | 0 | 5.6 | 3.3 | -2.2 | -4.4 | 1.1 | -1.1 | -7.2 | -10.6 | 10.7 | 9.2 | 2 | 1 | 12.2 | 7.2 | 13.3 | 8.3 | 5.6 | -1.1 | 1.7 | -2.2 | 1 | -4 | 20 | 16.1 | 16.1 | 14.4 | 0.4 | -1.7 | 10 | 7.8 | -0.6 | -3.9 | 14.4 | 3.3 | 23.3 | 21.1 | 11.7 | -17.2 | 13.9 | -1.1 | 8.3 | 6.7 | 16.8 | 15.2 | 5.6 | 0.6 | -2.2 | -3.9 | 11.7 | 10 | 6.1 | 4.4 | 11.1 | 0.6 | -1.7 | -6.7 | 11.7 | -1.1 | -3.3 | -8.7 | 2.2 | -13.7
-2 | -7 | 1.7 | -3.3 | 17.1 | 3.8 | 13.3 | 12.2 | 0.6 | -1.1 | 15 | -1.1 | 3 | 1 | 7.4 | 3.5 | 16.7 | 2.8 | 10.4 | 7.1 | 10.6 | 5 | 9.6 | 7.3 | -1.1 | -4.4 | 3.3 | -1.7 | 13 | 11 | 10.6 | 9.4 | 20 | 12.8 | 14.4 | 14.4 | 18.3 | 16.7 | 14.4 | 12.8 | 21.1 | 18.3 | 7.4 | -3.6 | 1.1 | -6.7 | 5.6 | -0.6 | 9.4 | 3.3 | 18.9 | 12.8 | 5 | -1.9 | 20 | 18.9 | 17.2 | 7.2 | 6.7 | 6.7 | -2 | -6 | -0.3 | -2.4 | 5 | 3.5 | 1.7 | 0.6 | -2.4 | -5 | -1.8 | -5.5 | -11.1 | -17.2 | 6.1 | 3.9 | 11.1 | 1.1 | 17.6 | 3.9 | 11.3 | 1 | 2.2 | 1.7 | 1.1 | -10 | 2.8 | -3.9 | 4.4 | -1.1 | 12.4 | 11.5 | 4.4 | 2.2 | -6.1 | -9.4 | 12.8 | 2.8 | 5 | -0.6 | 3.5 | -3.7 | 13.3 | -0.6 | 3.9 | 0.6 | 0.6 | 0 | 5.8 | 3.8 | -2 | -4.1 | 1.1 | -1.1 | -7.8 | -12.2 | 10.4 | 8.7 | 3 | 1 | 11.7 | 8.3 | 12.2 | 8.9 | 4.4 | -1.7 | -0.6 | -4.4 | 2 | -4 | 21.1 | 15.6 | 15.6 | 14.4 | 0.2 | -2.1 | 9.4 | 7.2 | -0.6 | -3.3 | 14.4 | 3.3 | 23.9 | 21.1 | 10 | -17.8 | 13.9 | -0.6 | 8.3 | 6.7 | 16.5 | 15.6 | 5 | 0.6 | -2.2 | -3.3 | 11.7 | 9.4 | 6.1 | 4.4 | 9.4 | 0 | -1.7 | -6.7 | 11.5 | 0 | -3.3 | -10.6 | 1.1 | -15.6
-2 | -7 | 1.1 | -2.2 | 16.7 | 3.9 | 13.3 | 12.2 | 0.4 | -1.1 | 14.4 | -1.1 | 4 | 1 | 6.5 | 3.5 | 15 | 2.8 | 9.6 | 6.9 | 10.6 | 8.9 | 9.7 | 7.2 | -1.7 | -5 | 3.3 | -1.6 | 13 | 10 | 11.7 | 8.9 | 20 | 12.8 | 13.9 | 13.9 | 18.9 | 17.2 | 13.9 | 12.2 | 21.1 | 18.3 | 6.7 | -3.9 | 1.7 | -6.7 | 4.4 | -0.6 | 9.4 | 3.3 | 18.3 | 12.8 | 4.5 | -2.3 | 19.4 | 18.9 | 16.7 | 7.8 | 6.1 | 6.1 | -3 | -5 | -1.3 | -3.2 | 3.9 | 2.6 | 1.7 | 0.6 | -3.2 | -5.4 | -2.6 | -5.7 | -12.2 | -18.3 | 6.1 | 3.9 | 10.6 | 1.1 | 16.7 | 3.9 | 11.1 | 0.6 | 1.1 | 0.6 | -0.6 | -8.5 | 2.8 | -3.9 | 4.4 | -0.6 | 12.1 | 11.4 | 3.3 | 1.1 | -6.7 | -9.4 | 10.6 | 4.4 | 4.6 | -1.2 | 3.2 | -3.2 | 11.1 | 0 | 2.8 | 0.6 | 0.6 | 0 | 5.9 | 4.1 | -1.9 | -4.1 | 0.6 | -1.7 | -8.3 | -12.2 | 10 | 8.3 | 2 | 1 | 11.7 | 6.7 | 12.2 | 8.9 | 3.3 | -2.8 | -1.7 | -4.4 | 2 | -2 | 21.7 | 15.6 | 15.6 | 15 | 0 | -2.8 | 8.9 | 6.7 | -0.6 | -3.3 | 12.8 | 3.3 | 23.3 | 21.1 | 6.7 | -18.3 | 13.9 | -1.7 | 8.9 | 6.7 | 16.1 | 15.6 | 5.6 | 0.6 | -2.8 | -3.3 | 11.1 | 8.3 | 6.1 | 4.4 | 8.3 | 0 | -2.2 | -7.2 | 11.3 | 1 | -3.9 | -9.8 | 1.1 | -13.8
-2 | -7 | 0.6 | -2.8 | 15.8 | 3.6 | 12.9 | 12 | 0.2 | -1.2 | 13.9 | -0.8 | 5 | 2 | 5.6 | 3.3 | 13.9 | 2.8 | 8.9 | 6.7 | 10.6 | 8.3 | 9.8 | 7.1 | -2.2 | -6.1 | 3.3 | -1.8 | 12 | 11 | 11.7 | 6.7 | 19.4 | 13.9 | 13.3 | 13.3 | 17.2 | 16.7 | 14.4 | 12.8 | 20.6 | 18.3 | 5.9 | -3.1 | -1.1 | -7.2 | 4.4 | 0 | 8.9 | 2.8 | 17.8 | 12.8 | 3.9 | -3.3 | 20.6 | 19.4 | 16.7 | 8.3 | 6.7 | 6.7 | -3 | -5 | -2.2 | -4.1 | 2.8 | 1.7 | 1.1 | 0 | -3.9 | -6.1 | -3.3 | -6.1 | -13.3 | -20 | 6.1 | 3.9 | 10 | 1.7 | 16.3 | 4.4 | 11.1 | 0.8 | 1.1 | 0.6 | -2.2 | -8.4 | 2.2 | -3.3 | 4.4 | -1.1 | 11.7 | 11.1 | 2.2 | 0 | -7.8 | -10 | 11.1 | 3.3 | 4.3 | -1.7 | 2.8 | -3.3 | 11.1 | 0.6 | 1.7 | 0.6 | 0.6 | 0 | 6.1 | 4.4 | -1.7 | -4.4 | 0.6 | -1.1 | -8.3 | -12.8 | 10.4 | 9 | 2 | 1 | 11.7 | 6.7 | 12.8 | 9.4 | 3.3 | -2.8 | -1.1 | -2.8 | 2 | -2 | 21.1 | 15.6 | 15 | 15 | -0.2 | -2.4 | 8.3 | 6.1 | 0 | -3.9 | 12.2 | 2.8 | 23.3 | 20.6 | 7.2 | -17.8 | 13.3 | -1.1 | 9.4 | 7.2 | 16.3 | 15.7 | 4.4 | 0 | -2.8 | -3.3 | 8.9 | 6.1 | 6.1 | 4.4 | 6.1 | 1.1 | -2.2 | -7.8 | 11.1 | 1.7 | -4.4 | -10.1 | 1.1 | -14.2
-2 | -7 | 0.6 | -2.8 | 14.8 | 3.3 | 12.6 | 11.9 | 0 | -1.7 | 13.3 | -1.1 | 4 | 2 | 5.6 | 3.5 | 12.8 | 4.4 | 9.3 | 7.1 | 10.6 | 8.9 | 9.9 | 6.9 | -1.1 | -6.7 | 3.3 | -2.2 | 12 | 12 | 12.2 | 4.4 | 20 | 13.3 | 12.4 | 12.4 | 14.4 | 14.4 | 14.4 | 12.8 | 21.1 | 18.3 | 5.2 | -2.7 | -0.6 | -6.7 | 4.4 | 0 | 8.3 | 3.3 | 16.7 | 13.3 | 4.1 | -2.4 | 20.6 | 19.4 | 15.6 | 8.3 | 6.7 | 6.7 | -3 | -5 | -2.6 | -5 | 3.5 | 2.2 | 1.1 | 0 | -2.8 | -5.4 | -3.7 | -5.9 | -15.6 | -20 | 5.6 | 3.3 | 9.4 | 1.1 | 16 | 4.4 | 11.1 | 0.8 | 1.1 | 0.6 | -3.9 | -9.4 | 2.8 | -3.9 | 3.9 | 0 | 12.8 | 12.1 | 1.7 | 0 | -7.2 | -9.4 | 11.1 | 4.4 | 3.9 | -2.8 | 2.8 | -3.1 | 12.2 | 0.6 | 1.7 | 0.6 | 0.6 | -0.1 | 6.1 | 4.6 | -2.1 | -4.6 | -0.6 | -1.7 | -9.4 | -12.8 | 10.7 | 9.8 | 3 | 1 | 11.7 | 7.2 | 12.2 | 9.4 | 1.7 | -3.3 | -1.1 | -2.2 | 2 | -2 | 18.9 | 15 | 15.6 | 14.4 | -0.4 | -2.5 | 7.8 | 6.1 | -0.6 | -3.9 | 11.7 | 2.2 | 23.3 | 20.6 | 7.2 | -17.8 | 12.8 | -0.6 | 9.4 | 6.7 | 16.5 | 15.6 | 6.7 | 0 | -2.8 | -3.9 | 8.3 | 2.2 | 6.1 | 3.9 | 6.1 | 2.2 | -2.2 | -7.8 | 10.2 | 3.9 | -5 | -11.1 | 1.1 | -16.1
-3 | -7 | -0.6 | -2.8 | 13.9 | 2.8 | 12.2 | 11.7 | -0.2 | -1.6 | 14.4 | -0.8 | 6 | 2 | 5.6 | 3.5 | 13.3 | 1.1 | 9.6 | 7.4 | 10.6 | 8.3 | 10 | 6.8 | -1.1 | -6.7 | 4.8 | -1.8 | 12 | 11 | 10.6 | 5 | 20 | 13.3 | 11.5 | 11.5 | 15.6 | 15 | 12.8 | 10.6 | 21.7 | 18.3 | 4.4 | -2.8 | 0.6 | -7.2 | 4.4 | -1.1 | 7.8 | 3.3 | 16.1 | 13.3 | 4.2 | -2.3 | 20.6 | 19.4 | 15 | 7.8 | 6.7 | 6.7 | -3 | -5 | -2.9 | -5.8 | 4.3 | 2.8 | 1.1 | 0 | -1.7 | -5.3 | -4 | -5.8 | -15.6 | -20.6 | 5.6 | 3.3 | 8.9 | 0.6 | 15.6 | 4.4 | 11.1 | 0.6 | 1.1 | 0.6 | -1.7 | -7.9 | 4.4 | -4.4 | 2.2 | 1.1 | 13.9 | 13 | 1.1 | -1.1 | -8.3 | -10.6 | 10 | 5.6 | 4.8 | -2.4 | 2.8 | -3.5 | 12.2 | 1.1 | 1.1 | 0.6 | 0.6 | -0.3 | 6.1 | 4.9 | -2.4 | -5.2 | -1.1 | -1.7 | -9.4 | -13.3 | 11.1 | 10.6 | 2 | 1 | 11.7 | 6.7 | 12.2 | 10 | 1.1 | -3.9 | -1.1 | -2.2 | 2 | -2 | 18.9 | 15 | 15 | 15 | -0.6 | -2.8 | 7.2 | 6.2 | -2.2 | -4.4 | 10.6 | 1.7 | 23.3 | 20.6 | 7.8 | -17.2 | 12.8 | 2.8 | 9.4 | 6.7 | 16.7 | 15.6 | 7.2 | 0 | -3.3 | -4.4 | 7.8 | 2.2 | 6.1 | 3.9 | 4.4 | 1.1 | -2.2 | -7.2 | 9.2 | 5.4 | -3.7 | -10 | 2 | -12.3
-2 | -7 | 0 | -2.8 | 15.7 | 4.7 | 14.2 | 13.1 | -0.4 | -1.8 | 15.6 | -0.5 | 7 | 1 | 5.6 | 3.3 | 17.2 | 0.6 | 10 | 7.8 | 11.1 | 8.3 | 11.7 | 6.7 | 2.2 | -5.6 | 6.3 | -1.6 | 13 | 13 | 12.2 | 5 | 18.9 | 13.9 | 10.6 | 10.6 | 15.6 | 14.4 | 9.4 | 6.1 | 22.8 | 18.3 | 5.3 | -1.6 | 2.2 | -6.7 | 4.4 | -0.6 | 7.8 | 3.3 | 16.1 | 13.3 | 4.4 | -2.2 | 21.1 | 19.4 | 17.2 | 7.2 | 7.2 | 7.2 | -3 | -5 | -3.3 | -6.7 | 5 | 3.3 | 1.1 | 0 | -0.6 | -5.6 | -4.4 | -6.1 | -15 | -21.7 | 5 | 3.3 | 10 | 0 | 16.7 | 5.4 | 13.7 | 1.3 | 5.6 | 1.7 | 0.6 | -7 | 7.2 | -5 | 1.7 | 1.7 | 15 | 13.9 | 0.6 | -1.7 | -7.2 | -10 | 10.6 | 3.9 | 5.8 | -2.7 | 2.8 | -4.4 | 13.9 | 2.2 | 3.9 | 1.7 | 0.6 | -0.6 | 6.1 | 5 | -2.8 | -6.1 | -1.1 | -1.7 | -8.9 | -12.2 | 11.7 | 10.5 | 6 | -1 | 11.7 | 7.2 | 12.2 | 10 | 5 | -2.2 | 0 | -2.2 | 1 | -1 | 18.9 | 13.3 | 15.6 | 14.4 | -0.4 | -2.6 | 6.7 | 6.1 | 1.1 | -2.8 | 10 | 1.7 | 23.3 | 20.6 | 7.8 | -17.2 | 12.2 | 2.2 | 10.6 | 4.4 | 17.2 | 15.7 | 10 | 0.6 | -3.3 | -4.4 | 7.2 | 3.3 | 6.1 | 3.3 | 8.9 | 2.8 | -1.7 | -8.3 | 8.3 | 6.7 | -2.4 | -9.6 | 3 | -10.4
-1 | -6 | 1.1 | -2.2 | 17.6 | 7.1 | 16.3 | 14.7 | -0.6 | -2.2 | 16.7 | -0.6 | 8 | 4 | 8.4 | 4.4 | 20 | 1.7 | 12.2 | 8.5 | 11.7 | 8.3 | 14.7 | 7.5 | 5.6 | -6.1 | 7.8 | -2.2 | 14 | 11 | 15 | 4.4 | 22.8 | 13.9 | 14.5 | 12.2 | 20.6 | 16.7 | 7.2 | 5 | 23.9 | 17.8 | 6.3 | -0.4 | 4.4 | -5 | 3.9 | -1.1 | 8.3 | 3.3 | 18.3 | 14.4 | 8.1 | -0.6 | 22.2 | 19.4 | 18.3 | 6.7 | 7.8 | 7.8 | -3 | -5 | -2.4 | -5.8 | 5.7 | 1.8 | 3.3 | 2.2 | 2 | -4 | -1.8 | -5 | -14.4 | -22.2 | 5 | 2.8 | 11.7 | -0.6 | 17.8 | 6.1 | 16.3 | 2 | 10 | 1.1 | 2.8 | -7.8 | 8.3 | -2.2 | 1.1 | 1.1 | 17 | 13 | 0.6 | -1.7 | -5 | -8.9 | 12.2 | 3.9 | 6.7 | -3.3 | 4.6 | -3.4 | 16.1 | 1.7 | 6.1 | 2.2 | 1.7 | 0.2 | 6.8 | 5.6 | -3 | -5.8 | 1.7 | 0 | -7.8 | -11.7 | 12.2 | 10.1 | 5 | -2 | 11.7 | 7.2 | 12.8 | 10 | 7.8 | -1.7 | 1.1 | -1.1 | 1 | 0 | 19.4 | 13.3 | 16.1 | 15 | -0.2 | -2.7 | 10 | 6.6 | 6.7 | -1.7 | 13.3 | 2.2 | 24.4 | 20.6 | 11.7 | -14.4 | 12.8 | 2.2 | 11.7 | 4.4 | 17.8 | 16 | 12.8 | 1.7 | -2.8 | -5 | 8.9 | 1.7 | 6.1 | 3.9 | 11.1 | 3.9 | -1.1 | -7.2 | 8.9 | 7 | -1.1 | -10.6 | 3.9 | -10
0 | -3 | 2.8 | -1.7 | 19.4 | 8.9 | 18.3 | 16.1 | -0.2 | -2.3 | 19.7 | 0.2 | 9 | 3 | 11.1 | 5.2 | 22.8 | 1.7 | 14.5 | 9.3 | 12.8 | 8.9 | 17.6 | 7.7 | 10.6 | -8.3 | 9.8 | -1.6 | 21 | 12 | 17.2 | 5.6 | 25 | 13.3 | 18.3 | 13.4 | 23.3 | 17.2 | 7.2 | 4.4 | 23.9 | 17.2 | 7.2 | 0.6 | 7.2 | -5 | 3.9 | -1.1 | 8.3 | 3.3 | 20 | 14.4 | 11.9 | 0.6 | 23.9 | 20 | 18.9 | 7.2 | 10 | 10 | -2 | -3 | -1.5 | -5.4 | 6.5 | 0.2 | 4.4 | 1.7 | 4.6 | -3.4 | 0.7 | -4.5 | -13.9 | -21.1 | 5.6 | 2.8 | 13.3 | -0.6 | 18.9 | 6.7 | 18.9 | 1.7 | 13.3 | 0 | 4.5 | -7 | 11.7 | -3.9 | 1.1 | 1.1 | 19.1 | 11.2 | 0 | -2.2 | -2.2 | -9.4 | 13.9 | 5 | 9.5 | -2.7 | 6.5 | -3 | 17.8 | 1.7 | 7.2 | 1.7 | 2.8 | 0.8 | 7.6 | 6.1 | -3.1 | -5.7 | 3.3 | 0 | -6.1 | -10.6 | 12.8 | 10 | 6 | -2 | 12.8 | 6.7 | 12.8 | 10 | 8.9 | -0.6 | 2.2 | -1.1 | 3 | 0 | 21.1 | 13.9 | 18.9 | 15.6 | 0 | -3.3 | 13.4 | 6.5 | 10 | -5.6 | 16.1 | 2.8 | 25.6 | 19.4 | 15 | -13.9 | 13.9 | 2.8 | 12.8 | 5 | 18.3 | 16.1 | 15 | 2.8 | -2.2 | -5 | 10 | 3.9 | 6.7 | 4.4 | 12.8 | 5 | -0.6 | -8.3 | 9.4 | 7.4 | 0.2 | -8.7 | 7.4 | -8.8
1 | -2 | 2.8 | -2.2 | 21.1 | 10 | 20 | 16.3 | 0.2 | -2.5 | 22.6 | -0.2 | 10 | 4 | 13.9 | 5.6 | 24.4 | 1.7 | 16.7 | 9.4 | 13.3 | 8.9 | 20.6 | 7.2 | 11.7 | -8.3 | 11.9 | -1.4 | 22 | 12 | 18.3 | 5.6 | 25.6 | 13.9 | 22.2 | 13.9 | 26.1 | 17.2 | 7.2 | 3.3 | 26.1 | 18.3 | 9.1 | 0.3 | 9.4 | -6.1 | 3.3 | -0.6 | 9.4 | 3.9 | 22.8 | 14.4 | 15.6 | 1.1 | 25.6 | 20 | 19.4 | 7.2 | 11.1 | 11.1 | -2 | -3 | -0.6 | -5.6 | 7.2 | -2.2 | 6.1 | 1.7 | 7.2 | -3.3 | 3.3 | -5.6 | -13.3 | -20 | 5.6 | 2.8 | 15 | 1.1 | 20.2 | 6.9 | 21.1 | 2.4 | 15 | -2.2 | 6.1 | -7.3 | 13.9 | -3.3 | 1.7 | 1.7 | 21.1 | 8.3 | 0.6 | -2.2 | -0.6 | -10 | 14.4 | 6.1 | 12.2 | -3.2 | 8.3 | -3.3 | 19.4 | 1.1 | 8.9 | 1.7 | 3.9 | 1.7 | 8.3 | 6.7 | -3.3 | -6.1 | 5.6 | 0.6 | -5 | -10 | 14.3 | 8.5 | 6 | -5 | 13.3 | 6.1 | 13.3 | 10.6 | 11.1 | 0 | 3.3 | -1.1 | 4 | 0 | 22.2 | 13.9 | 22.2 | 15.6 | 1.1 | -3.8 | 16.7 | 5 | 11.1 | -5.6 | 20.6 | 4.4 | 26.7 | 19.4 | 17.2 | -18.3 | 15.6 | 1.7 | 15.6 | 6.1 | 18.9 | 16.3 | 16.7 | 2.2 | -1.7 | -4.4 | 10.6 | 1.1 | 6.7 | 5 | 14.4 | 6.1 | 0 | -7.8 | 10 | 7.8 | 1.5 | -8.4 | 10.9 | -10.5
3 | -2 | 2.8 | -2.2 | 22.7 | 10.9 | 21.6 | 15.9 | 0.6 | -3.3 | 25.6 | -0.6 | 11 | 6 | 15.4 | 5.6 | 26.7 | 2.8 | 17.2 | 9.4 | 15 | 8.3 | 21.3 | 7.6 | 13.3 | -8.9 | 13.9 | -2.2 | 20 | 10 | 20 | 5 | 26.1 | 14.4 | 24.1 | 13.4 | 27.8 | 17.2 | 7.8 | 2.8 | 27.8 | 17.8 | 10.9 | -0.2 | 10 | -5.6 | 3.9 | -0.6 | 11.1 | 5.6 | 22.8 | 14.4 | 17.6 | 1.1 | 27.2 | 20 | 20 | 7.8 | 12.2 | 11.7 | 0 | -2 | 0.2 | -4.6 | 7.9 | -2.6 | 6.1 | 1.1 | 8.9 | -2.4 | 4.4 | -4.8 | -12.2 | -19.4 | 5.6 | 2.8 | 15.6 | -1.7 | 21.5 | 7.4 | 23.4 | 3.4 | 16.7 | -2.8 | 7.8 | -9.4 | 16.1 | -2.2 | 1.7 | 1.7 | 22.2 | 7.6 | 1.7 | -2.2 | 0 | -11.1 | 16.1 | 5 | 15 | -5 | 9.2 | -3.9 | 20 | 1.1 | 9.4 | 0.6 | 4.8 | 1.1 | 9.2 | 6.8 | -3.1 | -6 | 7.8 | -0.6 | -3.9 | -8.3 | 15.7 | 6.2 | 6 | -4 | 13.3 | 6.7 | 13.3 | 10.6 | 12.8 | 1.1 | 2.8 | -0.6 | 4 | 0 | 21.1 | 13.9 | 22.8 | 15 | 2.2 | -5 | 18.9 | 5.7 | 13.3 | -6.1 | 21.7 | 4.4 | 27.2 | 20 | 19.4 | -12.8 | 15.6 | 1.1 | 16.7 | 7.8 | 19.4 | 16.5 | 18.3 | 2.8 | -1.7 | -5 | 11.1 | 1.7 | 7.2 | 5 | 15.6 | 5.6 | 1.7 | -6.7 | 11.5 | 8.6 | 2.8 | -8.9 | 14.4 | -15.6
4 | -2 | 3.3 | -1.7 | 24.4 | 11.7 | 23.3 | 15.6 | -0.3 | -3.3 | 27.3 | -0.6 | 11 | 6 | 16.8 | 5.8 | 24.4 | 7.2 | 17.8 | 9.2 | 15 | 8.9 | 22.1 | 7.5 | 14.4 | -8.9 | 15.2 | -2.4 | 20 | 11 | 20.6 | 7.2 | 27.2 | 14.4 | 25.9 | 12.4 | 28.3 | 17.8 | 8.9 | 2.8 | 27.8 | 18.3 | 12.8 | -1.7 | 11.1 | -5 | 3.9 | -1.1 | 12.2 | 5.6 | 25 | 14.4 | 19.7 | 1.2 | 27.2 | 19.4 | 21.7 | 6.1 | 13.3 | 12.2 | 0 | -2 | 0.9 | -4.5 | 8.7 | -3.4 | 3.9 | 2.8 | 10.5 | -2.2 | 5.6 | -4.5 | -11.7 | -18.9 | 5.6 | 2.8 | 16.1 | -0.6 | 22.8 | 7.2 | 25.6 | 3.3 | 17.8 | -1.7 | 9.6 | -8 | 16.7 | -2.2 | 1.7 | 1.7 | 23.3 | 7 | 1.7 | -2.8 | 2.2 | -12.2 | 16.7 | 5.6 | 16.3 | -4.8 | 10.2 | -5.1 | 20.6 | 0 | 10.6 | 0.6 | 5.8 | 0.3 | 10.2 | 7.1 | -3 | -6.4 | 8.3 | -2.2 | -2.8 | -8.3 | 17.2 | 2.8 | 7 | -5 | 13.9 | 7.2 | 15 | 11.1 | 15 | 0 | 3.3 | 0 | 6 | 1 | 13.3 | 10 | 23.3 | 15 | 3.3 | -7.8 | 21.1 | 6.3 | 13.9 | -6.7 | 22.8 | 4.4 | 28.3 | 19.4 | 20.6 | -11.7 | 17.2 | 1.7 | 18.9 | 10 | 20 | 16.7 | 20 | 1.7 | 0 | -4.4 | 12.8 | 2.2 | 7.8 | 4.4 | 16.7 | 6.1 | 3.3 | -6.7 | 12.9 | 9.4 | 3.2 | -7.3 | 14.8 | -14.8
4 | -1 | 3.9 | -1.7 | 24.6 | 11.6 | 24.1 | 15.4 | -1.3 | -3.7 | 28.9 | -0.3 | 12 | 7 | 18.3 | 5.6 | 23.3 | 3.3 | 18.3 | 8.9 | 13.9 | 8.3 | 22.8 | 7.8 | 15 | -10.6 | 16.5 | -2.7 | 20 | 12 | 20 | 8.3 | 27.8 | 15 | 27.8 | 11.1 | 29.4 | 14.4 | 10.6 | 3.9 | 28.3 | 17.8 | 13.3 | -2 | 10.6 | 0 | 3.9 | -0.6 | 12.8 | 6.1 | 26.1 | 15 | 21.7 | 0 | 27.8 | 20.6 | 22.8 | 7.8 | 13.3 | 12.2 | 1 | -1 | 1.7 | -5 | 9.4 | -5 | 4.4 | 1.1 | 12.2 | -2.2 | 6.7 | -5.6 | -10.6 | -17.8 | 5.6 | 2.2 | 17.2 | -0.6 | 22.2 | 5.6 | 26.3 | 2.3 | 19.4 | -1.7 | 11.5 | -7.9 | 18.3 | 1.7 | 1.7 | 1.7 | 24.4 | 5.6 | 3.3 | -2.2 | 3.9 | -11.7 | 19.4 | 3.9 | 17.6 | -5 | 11.1 | -7.8 | 22.8 | 0.6 | 11.1 | 1.1 | 6.7 | -0.6 | 11.1 | 7.2 | -2.8 | -7.2 | 10 | -3.3 | -1.7 | -7.2 | 17.8 | 2.5 | 7 | -5 | 15.6 | 7.2 | 14.4 | 10.6 | 16.7 | -1.1 | 5 | 0 | 7 | 1 | 10 | 7.2 | 23.9 | 15.6 | 3.1 | -7.1 | 23.3 | 6.7 | 15.6 | -5.6 | 25.6 | 5 | 28.9 | 19.4 | 21.1 | -11.7 | 18.3 | 2.2 | 18.9 | 10.6 | 20.6 | 16.7 | 20.6 | 1.7 | -0.6 | -5 | 12.2 | 1.1 | 8.3 | 4.4 | 17.8 | 6.7 | 5 | -6.1 | 14.4 | 10 | 3.5 | -6.5 | 15.2 | -15.7
6 | -1 | 4.4 | -2.2 | 24.8 | 11.8 | 24.8 | 14.9 | -2.2 | -4.4 | 30.6 | -1.1 | 11 | 6 | 19.1 | 5.9 | 23.3 | 3.3 | 17.8 | 8.4 | 13.9 | 7.8 | 21.9 | 8.1 | 15.6 | -8.9 | 17.8 | -4.4 | 20 | 12 | 20.6 | 9.4 | 27.2 | 15.6 | 27.6 | 10.8 | 30 | 15 | 11.7 | 3.3 | 27.8 | 18.9 | 13.9 | -3 | 7.2 | 2.8 | 3.3 | -1.1 | 12.8 | 8.3 | 27.8 | 14.4 | 22.1 | 1.2 | 27.2 | 20.6 | 23.3 | 7.2 | 13.9 | 12.8 | 2 | 0 | 2.1 | -4.7 | 8.7 | -3.4 | 6.1 | 0 | 13.1 | -0.5 | 6.7 | -4.7 | -10 | -18.3 | 5.6 | 2.2 | 17.2 | -0.6 | 21.7 | 3.9 | 27.1 | 0 | 19.4 | -1.1 | 13.3 | -9.4 | 18.9 | 1.7 | 1.7 | 1.7 | 23.9 | 7.1 | 3.3 | -2.8 | 4.4 | -12.2 | 20.6 | 3.3 | 18.9 | -6.7 | 11.8 | -6.3 | 22.8 | -2.2 | 12.2 | 1.1 | 7.8 | -0.6 | 12.6 | 7.5 | -2.6 | -6.6 | 9.4 | 1.7 | -1.7 | -7.8 | 18.3 | 2.2 | 8 | -3 | 16.1 | 7.2 | 13.3 | 9.4 | 16.7 | 0.6 | 5.6 | 0 | 7 | 0 | 9.4 | 5.6 | 23.9 | 15.6 | 3 | -7.2 | 24.2 | 7.4 | 16.1 | -6.7 | 26.7 | 5.6 | 30 | 18.9 | 22.2 | -10 | 18.3 | 2.8 | 18.9 | 10.6 | 21.1 | 16.3 | 21.1 | 0 | 0.6 | -5 | 12.8 | 0.6 | 8.3 | 5.6 | 18.9 | 6.1 | 6.7 | -7.2 | 14 | 10.6 | 3.9 | -6.7 | 15.6 | -18.3
6 | 0 | 5 | -0.6 | 25 | 11.7 | 25.6 | 14.4 | -1.5 | -3.7 | 30.8 | -0.7 | 10 | 5 | 19.8 | 5.8 | 23.3 | 2.2 | 17.2 | 7.8 | 15 | 8.3 | 20.9 | 8.2 | 17.8 | -11.7 | 18.5 | -3.7 | 19 | 12 | 20.6 | 10 | 27.2 | 16.1 | 27.4 | 10.6 | 30 | 15 | 11.7 | 1.7 | 28.3 | 17.8 | 14.4 | -4.4 | 7.2 | 3.3 | 4.4 | -1.1 | 16.1 | 9.4 | 27.8 | 13.3 | 22.4 | 2.5 | 26.7 | 20.6 | 25 | 7.2 | 13.9 | 13.3 | 2 | 0 | 2.4 | -5.3 | 7.9 | -2.6 | 7.2 | 0 | 14.1 | 1.4 | 6.7 | -4.7 | -9.4 | -15.6 | 6.7 | 2.8 | 17.8 | 0.6 | 21.1 | 1.7 | 27.8 | -1.7 | 21.1 | -1.1 | 13.7 | -8.5 | 20 | -0.6 | 1.7 | 1.7 | 23.3 | 7.8 | 4.4 | -2.8 | 6.1 | -11.1 | 20.6 | 0.6 | 19.8 | -6.7 | 12.6 | -6.1 | 23.3 | -1.1 | 13.3 | 1.1 | 8.9 | -1.1 | 14.1 | 7.9 | -2.4 | -6.6 | 7.2 | 0.6 | -1.7 | -7.8 | 18.9 | 1.7 | 8 | -5 | 15.6 | 6.7 | 14.4 | 9.4 | 16.7 | 0 | 5.6 | 0 | 8 | 1 | 10.6 | 5.6 | 24.4 | 15.6 | 2.8 | -8.3 | 25.2 | 8.3 | 16.7 | -5 | 27.8 | 5 | 28.3 | 19.4 | 23.9 | -10.6 | 18.9 | 3.3 | 19.4 | 10.6 | 21.7 | 16.1 | 21.7 | -1.1 | 1.7 | 0.6 | 12.8 | 0.6 | 7.8 | 5 | 20 | 5.6 | 7.8 | -8.9 | 13.7 | 11.3 | 4.3 | -5.6 | 15.4 | -15.5
7 | 0 | 5 | -2.2 | 24.3 | 12 | 25.4 | 14.6 | -0.7 | -3.2 | 30.9 | -0.6 | 11 | 6 | 20.6 | 6.1 | 22.2 | 6.1 | 16.7 | 7.2 | 13.9 | 7.8 | 20 | 8.3 | 18.9 | -8.3 | 19.3 | -4.3 | 21 | 14 | 20.6 | 10 | 27.2 | 16.7 | 27.2 | 10.6 | 29.4 | 15 | 11.7 | 1.1 | 28.3 | 16.7 | 13.9 | -4.2 | 8.3 | 3.9 | 5.6 | -1.1 | 20.6 | 11.1 | 27.8 | 13.3 | 22.8 | 3.3 | 25.6 | 20 | 25.6 | 6.1 | 13.3 | 12.8 | 3 | 0 | 2.8 | -6.7 | 7.2 | -2.2 | 7.2 | -1.1 | 15 | 2.8 | 6.7 | -5.6 | -8.9 | -15 | 7.2 | 3.3 | 18.3 | 1.1 | 20.4 | 0.2 | 26.7 | -0.3 | 21.1 | -0.6 | 14 | -9.5 | 19.4 | 1.7 | 1.7 | 1.7 | 22.8 | 8.9 | 5 | -4.4 | 6.1 | -11.7 | 20.6 | 1.7 | 20.8 | -7.7 | 13.3 | -6.7 | 23.3 | -1.1 | 12.8 | 1.1 | 10 | -1.7 | 15.6 | 7.8 | -2.2 | -7.2 | 6.1 | -0.6 | -1.1 | -7.2 | 18.5 | 1.9 | 9 | -3 | 16.1 | 6.1 | 15.6 | 8.3 | 16.1 | -0.6 | 4.4 | 0 | 8 | 1 | 11.1 | 4.4 | 22.8 | 15.6 | 2.4 | -7.4 | 26.1 | 8.9 | 17.2 | -5.6 | 27.8 | 4.4 | 27.2 | 19.4 | 23.9 | -12.8 | 19.4 | 2.8 | 18.9 | 10.6 | 21.5 | 16.5 | 21.1 | -0.6 | 2.2 | -5 | 11.7 | 1.1 | 7.2 | 5 | 20.6 | 3.3 | 7.8 | -10 | 13.3 | 11.7 | 4.6 | -5.1 | 15.2 | -13.5
7 | 0 | 4.4 | -1.7 | 23.5 | 11.9 | 25.2 | 14.4 | 0 | -3.3 | 31.1 | 0 | 9 | 6 | 19.3 | 4.7 | 21.1 | 5.6 | 15.2 | 6.8 | 12.8 | 8.3 | 17.6 | 9 | 17.8 | -8.9 | 20 | -5 | 18 | 14 | 20.6 | 10.6 | 26.7 | 17.2 | 25.9 | 10.1 | 29.4 | 15 | 11.1 | 0 | 26.1 | 16.7 | 13.3 | -5.1 | 8.9 | 2.8 | 5 | -1.7 | 20.6 | 10 | 27.2 | 12.8 | 22.1 | 3.7 | 25.6 | 20.6 | 25.6 | 6.7 | 12.8 | 12.2 | 3 | 0 | 1.5 | -6.5 | 6.1 | -3.6 | 6.1 | -0.6 | 15.2 | 0.2 | 5.9 | -5.1 | -8.9 | -15 | 7.8 | 3.3 | 17.2 | -0.6 | 19.6 | -1.8 | 25.5 | 0.2 | 18.9 | 0 | 14.4 | -11.1 | 18.9 | 2.2 | 1.7 | 1.7 | 20.9 | 9.2 | 5 | -3.3 | 6.7 | -12.2 | 18.9 | 3.3 | 21.7 | -10.6 | 10.9 | -4.6 | 22.8 | -1.7 | 12.2 | 1.1 | 8.5 | -1.7 | 14.3 | 7.8 | -2 | -6.5 | 6.7 | -3.3 | -0.6 | -7.2 | 18.2 | 1.7 | 9 | -7 | 15.6 | 6.7 | 15 | 8.3 | 15.6 | -1.1 | 4.4 | 0 | 9 | 2 | 10.6 | 3.3 | 18.3 | 17.2 | 2.1 | -7.1 | 25.5 | 9 | 16.1 | -5.6 | 27.2 | 3.9 | 26.1 | 19.4 | 23.9 | -10 | 18.9 | 3.3 | 18.9 | 11.1 | 21.3 | 16.9 | 21.1 | -0.6 | 2.8 | -5.6 | 10.6 | 1.1 | 7.2 | 4.4 | 20 | 3.3 | 6.7 | -10 | 12.9 | 11.3 | 5 | -5.6 | 15 | -14.4
6 | 0 | 5.6 | -2.2 | 22.8 | 12.2 | 25 | 14.4 | -1.1 | -3.5 | 28.9 | -1.1 | 9 | 5 | 18 | 3.5 | 19.4 | 5.6 | 13.7 | 6.3 | 10 | 8.9 | 15.2 | 9.2 | 15.6 | -6.1 | 17.8 | -4.3 | 18 | 14 | 19.4 | 10.6 | 25.6 | 17.8 | 24.6 | 9.8 | 27.8 | 12.8 | 10 | -1.1 | 25.6 | 16.7 | 12.8 | -6.1 | 8.9 | 2.2 | 4.4 | -1.7 | 20 | 10.6 | 25.6 | 12.8 | 21.3 | 4.4 | 23.9 | 20.6 | 22.2 | 9.4 | 12.8 | 12.2 | 2 | 0 | 0.2 | -7.1 | 5 | -5.5 | 5.6 | 0.6 | 15.4 | -3.1 | 5.2 | -5.4 | -9.4 | -13.9 | 7.8 | 2.2 | 17.2 | 1.7 | 18.9 | -3.9 | 24.4 | 1.1 | 16.7 | 5.6 | 12.4 | -7.7 | 17.8 | 2.2 | 1.7 | 1.7 | 19.1 | 9.6 | 4.4 | -3.9 | 5.6 | -11.7 | 17.2 | 5.6 | 19.8 | -7.5 | 8.5 | -3.8 | 22.2 | -2.2 | 11.1 | 1.1 | 7.1 | -1.6 | 13 | 7.5 | -1.9 | -6.6 | 6.7 | -4.4 | -2.8 | -7.8 | 17.8 | 1.7 | 7 | -1 | 15 | 6.7 | 13.3 | 9.4 | 13.9 | -1.1 | 3.9 | 0 | 7 | 1 | 10 | 2.8 | 18.3 | 17.8 | 1.7 | -8.3 | 25 | 8.9 | 15 | -5.6 | 26.1 | 4.4 | 25 | 20 | 23.3 | -10.6 | 18.3 | 3.3 | 17.8 | 11.7 | 21.1 | 17.2 | 19.4 | -1.7 | 2.8 | -5.6 | 8.9 | 0.6 | 7.8 | 3.9 | 17.8 | 3.9 | 5 | -10 | 12.6 | 11 | 3.5 | -4.6 | 13.7 | -11.9
6 | -2 | 5 | -2.2 | 21.7 | 13.6 | 24.1 | 15.1 | -2.2 | -4.1 | 26.6 | -1.1 | 10 | 6 | 16.7 | 1.7 | 19.4 | 3.3 | 12.2 | 5.6 | 9.4 | 7.8 | 12.8 | 8.9 | 16.1 | -9.4 | 15.5 | -4.4 | 18 | 14 | 16.7 | 11.1 | 24.4 | 17.8 | 23.3 | 9.4 | 25 | 13.9 | 7.8 | -1.7 | 23.9 | 17.2 | 11.1 | -4.8 | 8.3 | 2.8 | 3.9 | -1.7 | 18.9 | 10.6 | 23.3 | 12.2 | 20.6 | 4.4 | 22.8 | 20 | 17.2 | 9.4 | 12.8 | 12.2 | 1 | 0 | -1.1 | -8.9 | 3.9 | -8.3 | 4.4 | 2.2 | 15.6 | -8.3 | 4.4 | -6.7 | -10 | -12.8 | 6.1 | 1.1 | 15 | -0.6 | 17 | -3.8 | 20.9 | 3.6 | 13.3 | 6.1 | 10.3 | -7 | 15.6 | 2.2 | 1.7 | 1.7 | 17.2 | 9.4 | 3.3 | -5 | 5 | -9.4 | 15 | 7.2 | 18 | -5.9 | 6.1 | -4.4 | 20 | -1.7 | 9.4 | 1.7 | 5.6 | -2.2 | 11.7 | 7.2 | -1.7 | -7.2 | 6.1 | -2.8 | -2.8 | -8.3 | 15.4 | 2.6 | 6 | -1 | 14.4 | 6.7 | 11.7 | 10.6 | 12.8 | 0 | 3.3 | 0 | 7 | 1 | 8.9 | 1.7 | 17.8 | 17.2 | 0.9 | -6.5 | 24.4 | 8.9 | 13.3 | -5 | 23.9 | 5 | 24.4 | 20.6 | 20 | -11.1 | 15.6 | 4.4 | 17.2 | 12.2 | 20.5 | 17 | 18.3 | -2.2 | 1.7 | -6.7 | 7.8 | 1.7 | 6.7 | 1.7 | 13.9 | 4.4 | 2.8 | -10 | 12.2 | 10.6 | 2.1 | -4.7 | 12.4 | -11.3
4 | -2 | 4.4 | -2.2 | 20.5 | 14.7 | 23.1 | 15.2 | -3.3 | -5 | 24.4 | -2.2 | 9 | 6 | 15.2 | 4 | 20.6 | 5 | 11.1 | 5.9 | 9.4 | 6.7 | 11.3 | 8 | 12.8 | -7.2 | 13.3 | -5.6 | 17 | 14 | 15.6 | 11.1 | 23.3 | 17.8 | 20.9 | 11 | 22.2 | 15 | 6.1 | -3.3 | 23.9 | 17.2 | 9.5 | -3.9 | 5.6 | 3.3 | 3.3 | -1.7 | 17.2 | 10 | 22.2 | 13.3 | 19.1 | 4.9 | 22.8 | 20 | 16.1 | 8.3 | 11.7 | 11.1 | 1 | 0 | -1.3 | -8.5 | 3.2 | -7.5 | 3.3 | 2.8 | 14.1 | -5 | 2.4 | -5.5 | -10 | -12.2 | 5.6 | 0.6 | 13.3 | 1.7 | 15.2 | -3.7 | 17.4 | 4.7 | 10.6 | 7.2 | 8.3 | -7.2 | 13.9 | 1.1 | 1.7 | 1.7 | 15.7 | 10.1 | 2.8 | -5.6 | 1.1 | -8.9 | 13.9 | 7.2 | 16.1 | -6.1 | 4.6 | -4.6 | 19.4 | -0.6 | 9.4 | 1.7 | 4.5 | -1.7 | 10.8 | 7.1 | -1.7 | -6.2 | 5.6 | -1.1 | -2.8 | -8.3 | 13 | 3.1 | 4 | 0 | 13.3 | 7.2 | 11.7 | 10.6 | 12.8 | 0 | 3.9 | 0 | 5 | 1 | 7.8 | 0.6 | 17.2 | 17.2 | 0.2 | -5.9 | 22.4 | 11.2 | 13.3 | -4.4 | 16.1 | 8.9 | 24.4 | 21.1 | 15.6 | -10.6 | 13.9 | 5 | 17.2 | 12.8 | 20 | 16.9 | 16.7 | 0 | 0.6 | -6.7 | 6.1 | 1.1 | 6.7 | 2.8 | 13.9 | 5 | 1.7 | -10 | 10 | 8.6 | 0.6 | -5.6 | 11.1 | -12.8
2 | -1 | 5 | -2.2 | 19.4 | 15.6 | 22.2 | 15.6 | -3.7 | -5.1 | 22.2 | 0.1 | 8 | 5 | 13.7 | 5.4 | 17.2 | 8.3 | 10 | 6.2 | 9.4 | 6.1 | 9.8 | 7.1 | 11.7 | -6.1 | 12.4 | -4.5 | 17 | 14 | 13.3 | 11.1 | 23.3 | 16.1 | 18.5 | 11.8 | 21.7 | 15 | 5 | -3.9 | 23.3 | 17.8 | 7.8 | -4.4 | 4.4 | 1.7 | 4.4 | -1.1 | 15.6 | 10 | 20.6 | 13.9 | 17.6 | 4.6 | 22.8 | 20.6 | 16.1 | 8.9 | 9.4 | 8.3 | 1 | 0 | -1.5 | -9.3 | 2.4 | -7.9 | 2.8 | 2.2 | 12.6 | -3.6 | 0.3 | -5.6 | -8.9 | -11.1 | 4.4 | 0 | 12.8 | 1.1 | 13.3 | -5 | 13.9 | 4.4 | 9.4 | 6.1 | 7.8 | -6.3 | 12.8 | 0.6 | 1.7 | 1.7 | 14.3 | 10.4 | 1.1 | -5.6 | -0.6 | -9.4 | 12.8 | 7.2 | 14.8 | -5.4 | 3.2 | -5.5 | 16.7 | -1.1 | 9.4 | 1.1 | 3.3 | -1.6 | 9.8 | 6.9 | -1.7 | -5.9 | 5 | 2.8 | -3.3 | -9.4 | 10.6 | 2.8 | 4 | -1 | 12.8 | 7.2 | 11.7 | 8.9 | 11.1 | 1.1 | 3.3 | -0.6 | 6 | 1 | 6.7 | 0.6 | 17.8 | 17.8 | -0.6 | -6.1 | 20.3 | 12.3 | 11.1 | -3.9 | 16.1 | 8.9 | 23.9 | 21.1 | 13.3 | -10.6 | 12.8 | 4.4 | 17.2 | 12.8 | 19.4 | 16.7 | 16.1 | 1.1 | 0.6 | -6.7 | 5.6 | 0.6 | 5.6 | 2.2 | 12.2 | 5 | 0 | -10 | 7.8 | 6.6 | 0.2 | -4.8 | 10.2 | -11.1
2 | -2 | 4.4 | -2.8 | 19.6 | 14 | 21.8 | 15.7 | -4 | -5.1 | 20 | 0.9 | 9 | 4 | 12.2 | 6.1 | 17.2 | 8.9 | 8.9 | 6.1 | 9.4 | 5.6 | 8.3 | 6.1 | 10 | -7.2 | 11.5 | -4.5 | 17 | 14 | 12.2 | 9.4 | 22.8 | 15.6 | 16.1 | 12.2 | 21.1 | 15.6 | 4.4 | -3.3 | 22.8 | 17.8 | 6.9 | -3.7 | 2.8 | 0.6 | 5.6 | -1.1 | 15.6 | 9.4 | 20 | 14.4 | 16.1 | 4.4 | 22.8 | 20.6 | 16.1 | 11.1 | 8.9 | 8.3 | 1 | 0 | -1.7 | -11.1 | 1.7 | -9.4 | 2.2 | 1.7 | 11.1 | -3.3 | -1.7 | -6.7 | -8.3 | -10 | 3.9 | 0 | 12.8 | -0.6 | 12.2 | -3.5 | 13.5 | 3.6 | 8.9 | 5.6 | 7.2 | -6.8 | 11.1 | 0.6 | 1.7 | 1.7 | 12.8 | 10.6 | 0 | -6.7 | -1.1 | -9.4 | 11.7 | 7.2 | 13.5 | -5 | 1.7 | -7.2 | 16.7 | -1.1 | 8.9 | 1.7 | 2.2 | -1.7 | 8.9 | 6.7 | -1.7 | -6.1 | 5 | 3.3 | -3.9 | -9.4 | 10 | 2.6 | 2 | 0 | 11.7 | 7.2 | 11.7 | 8.3 | 10.6 | 1.7 | 3.3 | 0 | 3 | 0 | 6.7 | 0 | 18.3 | 18.3 | -0.8 | -5.7 | 18.3 | 13.3 | 8.9 | -1.1 | 17.2 | 7.8 | 24.4 | 21.1 | 12.2 | -13.9 | 13.3 | 4.4 | 16.7 | 13.3 | 18.9 | 16.5 | 12.8 | 4.4 | 0.6 | -7.2 | 4.4 | 0.6 | 5.6 | 2.2 | 11.7 | 5 | 0 | -10 | 5.6 | 4.4 | -0.2 | -5 | 9.2 | -10.7
1 | -3 | 5 | -3.3 | 19.8 | 12.6 | 21.5 | 16 | -4.4 | -5.6 | 17.8 | 1.7 | 8 | 5 | 11.3 | 6.7 | 16.1 | 8.9 | 8.5 | 6 | 8.9 | 6.1 | 8.1 | 6.1 | 7.8 | -6.1 | 10.6 | -5 | 17 | 14 | 11.1 | 10 | 21.7 | 15.6 | 15.5 | 13 | 20 | 16.1 | 4.4 | -2.8 | 22.8 | 17.8 | 5.9 | -4 | 2.2 | 0.6 | 6.7 | -0.6 | 11.1 | 6.1 | 18.9 | 13.9 | 15.7 | 5 | 22.8 | 21.1 | 15.6 | 11.7 | 8.3 | 5.6 | 1 | 0 | -2.1 | -10.9 | 1.3 | -8.5 | 2.2 | 1.7 | 10 | -2.6 | -2.4 | -6.1 | -8.3 | -10 | 0.6 | -2.2 | 10.6 | 1.1 | 11.1 | -2.7 | 13.2 | 2.7 | 9.4 | 6.1 | 6.7 | -7.8 | 10.6 | 0.6 | 1.7 | 1.7 | 13.9 | 10 | -1.1 | -6.7 | -3.3 | -10 | 10.6 | 6.7 | 12.2 | -5.6 | 0.6 | -6.4 | 15.6 | -2.2 | 9.4 | 1.1 | 1.1 | -1.6 | 8.7 | 6.7 | -2.1 | -5.2 | 4.4 | 3.3 | -3.9 | -9.4 | 9.5 | 2.6 | 4 | -2 | 11.7 | 7.2 | 11.7 | 8.9 | 9.4 | 1.7 | 3.3 | 0 | 2 | 0 | 6.1 | -2.2 | 18.3 | 18.3 | -0.9 | -5.8 | 17.8 | 13.1 | 8.9 | -2.2 | 16.1 | 9.4 | 24.4 | 21.1 | 13.3 | -12.2 | 12.8 | 3.9 | 16.7 | 13.9 | 18.3 | 16.3 | 11.7 | 6.7 | 0 | -7.2 | 2.8 | -0.6 | 5.6 | 1.7 | 10.6 | 5.6 | -1.1 | -10 | 4.5 | 3.5 | -0.6 | -5.6 | 8.3 | -12.2
1 | -3 | 3.9 | -2.2 | 20 | 10.6 | 21.1 | 16.1 | -4.6 | -5.8 | 16.5 | 2.1 | 8 | 6 | 10.3 | 7 | 16.1 | 10 | 8.2 | 5.9 | 9.4 | 6.7 | 7.8 | 6.1 | 7.2 | -5.6 | 10 | -4.9 | 17 | 14 | 13.9 | 10.6 | 20 | 15.6 | 15 | 13.7 | 18.9 | 16.7 | 6.1 | -2.2 | 22.2 | 19.4 | 5 | -4.4 | 1.7 | 0 | 7.2 | -0.6 | 9.4 | 4.4 | 18.3 | 14.4 | 15.4 | 5.3 | 21.7 | 20 | 15 | 13.9 | 8.3 | 4.4 | 0 | 0 | -2.4 | -10.9 | 1 | -8.5 | 1.7 | 1.1 | 8.9 | -2.6 | -3.2 | -6.3 | -8.3 | -10 | 1.7 | -1.1 | 10.6 | 2.2 | 10 | -2.8 | 12.8 | 1.7 | 9.4 | 6.1 | 7.1 | -6.5 | 10 | 0.6 | 1.7 | 1.7 | 15 | 9.4 | -1.7 | -7.2 | -4.4 | -9.4 | 10 | 6.1 | 11.5 | -5.2 | -0.6 | -6.8 | 14.4 | -1.7 | 9.4 | 1.7 | 0 | -1.8 | 8.5 | 6.7 | -2.4 | -4.6 | 5 | 2.8 | -5 | -7.8 | 8.9 | 2.2 | 2 | -1 | 11.1 | 7.2 | 11.1 | 8.3 | 8.9 | 1.7 | 3.3 | 0 | 2 | 0 | 5 | -3.3 | 18.3 | 17.8 | -1.1 | -6.7 | 17.2 | 12.8 | 7.2 | -0.6 | 11.7 | 3.3 | 24.4 | 21.1 | 12.2 | -13.9 | 12.2 | 3.3 | 16.7 | 13.9 | 17.8 | 16.1 | 9.4 | 5.6 | -0.6 | -7.2 | 2.8 | -0.6 | 5 | 1.7 | 9.4 | 6.1 | -1.7 | -10 | 3.3 | 2.1 | -0.8 | -5.4 | 6.8 | -9.7
1 | -4 | 2.8 | -1.1 | 18.5 | 11.4 | 20.9 | 16.9 | -4.8 | -6.4 | 15.2 | 2 | 8 | 5 | 9.4 | 7.2 | 15 | 10.6 | 7.8 | 5.6 | 9.4 | 6.7 | 7.7 | 6.1 | 5.6 | -4.4 | 9.5 | -5.3 | 17 | 16 | 10.6 | 9.4 | 19.4 | 15.6 | 14.4 | 14.4 | 20 | 16.7 | 7.2 | -1.1 | 21.7 | 18.9 | 3.9 | -3.8 | 0.6 | -1.1 | 6.7 | 1.1 | 8.9 | 3.9 | 17.8 | 14.4 | 15 | 5.6 | 21.1 | 20 | 14.4 | 13.9 | 7.8 | 4.4 | 0 | 0 | -2.8 | -11.7 | 0.6 | -10 | 0.6 | -0.6 | 7.8 | -3.3 | -3.9 | -6.7 | -7.8 | -10.6 | 1.7 | -1.1 | 8.3 | 1.1 | 8.5 | -1.7 | 12.1 | 0.8 | 8.3 | 5 | 7.4 | -5.9 | 8.9 | 0 | 2.2 | 2.2 | 16.1 | 8.3 | -2.2 | -6.7 | -4.4 | -10 | 9.4 | 6.1 | 10.7 | -5.9 | -1.7 | -7.8 | 13.9 | -1.7 | 8.3 | 2.8 | -1.1 | -2.2 | 8.3 | 6.7 | -2.8 | -4.4 | 4.4 | 2.8 | -5.6 | -8.3 | 9.5 | 2.6 | 1 | -1 | 10.6 | 7.2 | 10.6 | 7.8 | 8.3 | 1.7 | 2.8 | 0 | 2 | 0 | 4.4 | -3.3 | 18.3 | 17.8 | -1.3 | -7.5 | 16.7 | 12.8 | 7.2 | -1.7 | 8.3 | 5 | 23.9 | 21.1 | 7.2 | -17.2 | 10.6 | 3.9 | 16.7 | 14.4 | 17.4 | 16.1 | 8.3 | 5.6 | -1.1 | -7.2 | 2.2 | 0 | 5 | 1.7 | 7.8 | 4.4 | -2.2 | -10 | 2.2 | 1.1 | -0.9 | -5.6 | 5.4 | -9.2
0 | -3 | 2.8 | -1.7 | 17.1 | 11.6 | 20.8 | 17.6 | -5 | -7.2 | 13.9 | 2.2 | 9 | 5 | 8.9 | 6.9 | 15 | 10.6 | 7.8 | 6 | 8.9 | 7.2 | 7.5 | 6.1 | 5.6 | -5 | 8.9 | -6.7 | 17 | 16 | 11.1 | 9.4 | 18.9 | 15.6 | 14.4 | 14.4 | 19.4 | 16.7 | 7.2 | -2.2 | 21.7 | 18.9 | 2.8 | -3.9 | 0 | -1.7 | 6.7 | 1.7 | 7.2 | 3.9 | 17.8 | 14.4 | 14.4 | 6 | 21.1 | 18.9 | 14.4 | 14.4 | 7.2 | 1.7 | 0 | 0 | -3 | -11.8 | 0.4 | -8.8 | -1.1 | -3.9 | 8.2 | -2.1 | -4.3 | -6.5 | -7.8 | -10.6 | 1.1 | -1.7 | 5.6 | 1.1 | 7.1 | -0.9 | 11.3 | -0.4 | 7.2 | 5.6 | 7.8 | -6.7 | 8.3 | 0 | 2.8 | 2.8 | 15.4 | 8.9 | -3.3 | -7.2 | -5.6 | -10 | 8.9 | 5.6 | 10 | -6.7 | -3 | -7.5 | 11.7 | -1.1 | 8.3 | 2.2 | -1.1 | -2.4 | 8.1 | 6.4 | -2.6 | -3.7 | 4.4 | 2.8 | -5.6 | -7.8 | 10 | 3.1 | 0 | -3 | 10.6 | 7.2 | 10 | 7.2 | 7.8 | 1.7 | 2.8 | 2.2 | 2 | 0 | 3.9 | -3.3 | 17.8 | 17.2 | -1.5 | -9.1 | 15.9 | 12.3 | 6.1 | -0.6 | 7.8 | 3.3 | 23.3 | 21.1 | 10 | -15.6 | 11.1 | 4.4 | 16.1 | 14.4 | 17.1 | 16.3 | 7.8 | 5.6 | -2.2 | -7.2 | 0 | -1.7 | 4.4 | 1.7 | 7.2 | 4.4 | -2.2 | -9.4 | 1.7 | 0.5 | -1.1 | -6.7 | 3.9 | -10
0 | -4 | 2.2 | -1.7 | 15.6 | 11.7 | 20.6 | 18.3 | -6.5 | -8.2 | 13 | 2 | 8 | 6 | 8.3 | 6.5 | 13.9 | 10 | 7.8 | 6.4 | 9.4 | 9.4 | 7.4 | 6.1 | 5 | -3.9 | 9.1 | -5.6 | 18 | 16 | 11.1 | 10 | 18.9 | 15.6 | 14.4 | 14.4 | 17.2 | 16.7 | 6.1 | -4.4 | 22.2 | 18.9 | 1.7 | -4.4 | -0.6 | -2.2 | 6.1 | 1.1 | 6.7 | 3.3 | 17.2 | 14.4 | 13.9 | 6.1 | 20.6 | 18.3 | 13.9 | 13.9 | 6.1 | 1.1 | 0 | 0 | -3.1 | -11.8 | 0.2 | -8.5 | -2.2 | -4.4 | 8.5 | -1.9 | -4.6 | -6.4 | -7.8 | -10.6 | 0.6 | -1.7 | 6.1 | 0.6 | 5.6 | -1.1 | 10.6 | -1.7 | 7.8 | 6.1 | 7.4 | -5.6 | 7.8 | 0.6 | 2.8 | 2.8 | 14.6 | 9.2 | -3.3 | -7.2 | -6.1 | -10 | 8.3 | 5 | 9.3 | -6.6 | -4.3 | -7.9 | 11.1 | -0.6 | 8.3 | 3.3 | -1.1 | -2.8 | 8 | 6.3 | -2.4 | -3.3 | 3.9 | 2.8 | -5 | -7.8 | 10.6 | 3.3 | -1 | -6 | 10.6 | 7.2 | 9.4 | 6.1 | 7.2 | 2.2 | 2.8 | 1.7 | 2 | 0 | 2.8 | -3.3 | 17.8 | 16.7 | -1.7 | -12.2 | 15.2 | 12 | 6.1 | -0.6 | 6.7 | 2.8 | 23.3 | 20.6 | 5.6 | -16.7 | 11.1 | 4.4 | 16.7 | 15 | 16.7 | 16.1 | 7.8 | 5.6 | -2.2 | -7.8 | -0.6 | -2.8 | 4.4 | 1.7 | 6.7 | 4.4 | -1.7 | -8.9 | 1.1 | 0 | -1.3 | -6 | 3.2 | -8.7
0 | -3 | 1.7 | -1.1 | 15.2 | 11.6 | 20.2 | 18.3 | -7.9 | -9.5 | 12 | 1.3 | 8 | 6 | 7.8 | 6.1 | 13.9 | 10 | 7.8 | 6.7 | 9.4 | 7.2 | 7.2 | 6.1 | 4.4 | -3.9 | 9.2 | -5.5 | 18 | 16 | 10.6 | 9.4 | 18.3 | 15.6 | 14.4 | 14.4 | 16.1 | 16.1 | 5 | -5.6 | 22.2 | 17.2 | 1.5 | -4 | -0.6 | -2.2 | 5.6 | 0 | 6.1 | 3.3 | 17.2 | 14.4 | 13.3 | 6.1 | 20 | 16.1 | 14.4 | 13.3 | 5.6 | -0.6 | 0 | -1 | -3.3 | -11.6 | 0 | -9.4 | -2.8 | -5 | 8.9 | -1.7 | -5 | -6.7 | -7.8 | -10.6 | -3.3 | -3.9 | 4.4 | 1.1 | 5.4 | -0.6 | 9.1 | -0.7 | 7.8 | 6.1 | 7.1 | -5.9 | 7.2 | 0 | 2.8 | 2.8 | 13.9 | 9.4 | -3.9 | -7.8 | -5.6 | -10 | 8.3 | 5 | 8.5 | -7.2 | -5.6 | -8.9 | 10.6 | -1.1 | 6.7 | 2.8 | -1.1 | -3.3 | 7.8 | 6.1 | -2.2 | -2.8 | 3.9 | 2.8 | -3.9 | -7.8 | 9.8 | 3.3 | -2 | -5 | 10 | 7.2 | 9.4 | 5.6 | 8.3 | 2.8 | 2.8 | 1.7 | 1 | 0 | 1.7 | -3.9 | 17.8 | 16.7 | -1.9 | -10.9 | 14.4 | 11.7 | 4.4 | -1.1 | 5.6 | 2.2 | 23.3 | 20.6 | 2.8 | -17.2 | 11.1 | 5 | 17.8 | 15.6 | 16.1 | 14.8 | 7.2 | 4.4 | -2.8 | -7.8 | -1.1 | -3.3 | 4.4 | 1.7 | 5.6 | 3.9 | -1.7 | -8.9 | 0.6 | -0.6 | -1.5 | -6 | 2.4 | -8.7
0 | -4 | 1.7 | -1.1 | 14.8 | 11.4 | 19.8 | 18.3 | -9.4 | -11.1 | 11.1 | 1.1 | 7 | 6 | 7.8 | 6.3 | 13.9 | 9.4 | 7.6 | 6.4 | 8.9 | 5.6 | 7.1 | 6.1 | 5.6 | -5 | 9.4 | -6.1 | 18 | 17 | 11.1 | 9.4 | 18.3 | 15.6 | 14.4 | 14.4 | 17.2 | 16.1 | 2.8 | -5.6 | 21.7 | 17.8 | 1.3 | -4.2 | -1.1 | -2.2 | 4.4 | 0 | 5.6 | 3.3 | 17.2 | 14.4 | 13.3 | 6.2 | 19.4 | 14.4 | 15 | 13.3 | 4.4 | -1.7 | 0 | -1 | -3.5 | -11.6 | -0.9 | -6.5 | -3.3 | -5.6 | 8.5 | -1.4 | -4.8 | -6.4 | -8.3 | -11.1 | -4.4 | -5.6 | 3.9 | 0 | 5.2 | -0.5 | 7.6 | -0.1 | 7.8 | 6.7 | 6.7 | -6.7 | 7.2 | 0 | 2.8 | 2.8 | 13.5 | 9 | -3.9 | -7.8 | -3.9 | -10 | 7.8 | 4.4 | 7.8 | -8.9 | -3 | -6.5 | 10.6 | -0.6 | 5 | 2.2 | -0.4 | -2.3 | 7.4 | 5.9 | -2.2 | -2.8 | 3.9 | 2.8 | -3.9 | -7.8 | 9.1 | 3.5 | -3 | -5 | 9.4 | 7.2 | 8.3 | 4.4 | 8.9 | 2.8 | 2.8 | 1.1 | 1 | -1 | 1.7 | -4.4 | 16.7 | 16.1 | -2 | -11 | 14.6 | 11.2 | 5.6 | -1.1 | 4.4 | 1.7 | 22.8 | 20.6 | 2.8 | -16.1 | 11.1 | 0.6 | 17.8 | 16.1 | 15.6 | 13.7 | 6.1 | 2.2 | -4.4 | -8.3 | 0.6 | -1.7 | 4.4 | 1.7 | 4.4 | 3.3 | -1.7 | -8.9 | 0.4 | -0.7 | -1.7 | -6.7 | 1.7 | -10
0 | -3 | 1.7 | -0.6 | 14.4 | 11.1 | 19.4 | 18.3 | -7.6 | -9.1 | 13.1 | 1.4 | 7 | 6 | 7.8 | 6.6 | 14.4 | 7.8 | 7.4 | 5.9 | 8.3 | 5 | 7 | 6.1 | 5 | -5.6 | 8.9 | -5.1 | 19 | 17 | 10.6 | 8.9 | 17.8 | 15.6 | 14.4 | 14.4 | 17.2 | 16.1 | 2.2 | -5.6 | 21.7 | 17.2 | 1.1 | -5 | -1.1 | -2.8 | 4.4 | -1.1 | 5 | 2.8 | 16.7 | 14.4 | 13.3 | 6.2 | 18.3 | 11.1 | 14.4 | 13.3 | 4.4 | -2.2 | 0 | -1 | -3.7 | -11.1 | -1.9 | -5.3 | -3.9 | -6.1 | 8.2 | -1.2 | -4.6 | -6.4 | -8.9 | -12.2 | -4.4 | -4.4 | 3.3 | -0.6 | 5 | -0.6 | 6.1 | 0 | 7.8 | 6.1 | 8 | -5.5 | 7.2 | 0 | 2.8 | 2.8 | 13.2 | 8.5 | -4.4 | -8.3 | -3.9 | -10 | 7.8 | 4.4 | 8.3 | -7.7 | -0.4 | -4.5 | 10 | -0.6 | 3.9 | 2.2 | 0.4 | -1.6 | 7.1 | 5.9 | -2.2 | -3.1 | 3.9 | 2.8 | -4.4 | -8.3 | 8.3 | 3.3 | -4 | -7 | 9.4 | 7.2 | 8.3 | 3.3 | 8.9 | 3.3 | 2.2 | 1.1 | 1 | -1 | 0.6 | -3.9 | 16.7 | 16.1 | -2.2 | -12.2 | 14.8 | 11 | 3.9 | -0.6 | 3.9 | 2.2 | 22.8 | 20.6 | 3.3 | -16.1 | 11.1 | 2.2 | 17.2 | 16.1 | 15 | 12.2 | 5 | 1.1 | -4.4 | -7.8 | 0.6 | -1.7 | 3.9 | 0.6 | 5 | 3.9 | -2.8 | -8.9 | 0.2 | -0.8 | 0.5 | -5.6 | 3.4 | -7.9
1 | -3 | 1.7 | -1.1 | 16.5 | 12.7 | 19.6 | 18.1 | -5.7 | -7.2 | 15.2 | 1.3 | 8 | 7 | 7.8 | 6.7 | 15 | 7.8 | 7.2 | 5.6 | 9.4 | 5 | 8.9 | 6.1 | 5.6 | -2.2 | 8.3 | -4.9 | 20 | 18 | 12.8 | 10 | 19.4 | 15.6 | 14.4 | 14.4 | 16.7 | 15.6 | 1.7 | -5.6 | 21.7 | 17.8 | 4.4 | -3 | -1.1 | -2.2 | 4.4 | -2.2 | 4.4 | 2.8 | 16.7 | 14.4 | 13.3 | 6.1 | 17.8 | 6.7 | 17.8 | 15.6 | 3.9 | -2.8 | 0 | -1 | -3.9 | -10 | -2.8 | -4.4 | -3.3 | -5.6 | 7.8 | -1.7 | -4.4 | -6.7 | -7.8 | -12.2 | -2.2 | -3.9 | 6.7 | -0.6 | 8 | -0.2 | 9.3 | 0.7 | 11.7 | 6.1 | 9.3 | -4.8 | 8.9 | 0.6 | 2.8 | 2.8 | 12.8 | 7.8 | -2.2 | -7.2 | -3.3 | -8.9 | 7.2 | 3.9 | 8.9 | -8.1 | 2.2 | -3.3 | 14.4 | -0.6 | 6.1 | 2.8 | 1.1 | -1.1 | 6.7 | 5.6 | -2.2 | -3.3 | 3.3 | 2.2 | -6.1 | -7.8 | 10.5 | 3.3 | -2 | -6 | 9.4 | 7.2 | 7.8 | 2.2 | 9.4 | 3.3 | 2.8 | 0 | 1 | -1 | 1.7 | -5.6 | 16.1 | 15.6 | -2.2 | -10.5 | 15 | 10.6 | 10.6 | -1.1 | 3.9 | 1.7 | 22.8 | 20.6 | 7.2 | -15 | 11.7 | 1.1 | 17.2 | 16.1 | 16.3 | 11.9 | 7.8 | 1.7 | -2.8 | -7.8 | 2.2 | 0 | 4.4 | 1.7 | 6.7 | 5 | 1.7 | -6.1 | 0 | -1.1 | 2.8 | -5.4 | 5 | -6.9
2 | -3 | 1.7 | -1.1 | 18.5 | 13.8 | 19.8 | 18 | -3.9 | -5.6 | 17.2 | 1.1 | 8 | 7 | 11.3 | 8 | 18.3 | 8.3 | 8.5 | 5.8 | 10 | 5 | 11.7 | 7.3 | 8.3 | -3.3 | 7.8 | -5.6 | 21 | 18 | 16.7 | 11.1 | 22.8 | 15.6 | 16.8 | 15.7 | 20.6 | 16.7 | 2.8 | -6.7 | 23.9 | 18.3 | 7.8 | -1.7 | 3.3 | 1.7 | 5.6 | -3.3 | 6.1 | 2.8 | 16.7 | 15.6 | 13.3 | 4.2 | 17.8 | 6.1 | 20.6 | 15.6 | 5 | -2.8 | 1 | 0 | -1.9 | -8.7 | -2.8 | -4.2 | -2.8 | -5.6 | 8.2 | -0.7 | -1.3 | -5.2 | -7.8 | -11.7 | 0 | -1.1 | 10 | 0.6 | 10.9 | -0.8 | 12.4 | 0.5 | 15 | 5.6 | 10.6 | -5 | 11.1 | 1.7 | 4.4 | 4.4 | 12.8 | 7.1 | 0 | -6.7 | 0.6 | -7.8 | 7.2 | 3.9 | 9.4 | -8.9 | 6.1 | -2.9 | 17.8 | 0 | 8.9 | 3.3 | 3.5 | -0.1 | 6.9 | 5.7 | -2.2 | -3.4 | 3.3 | 0.6 | -2.8 | -5.6 | 12.8 | 2.9 | -1 | -6 | 10.6 | 7.2 | 7.8 | 2.2 | 10.6 | 3.3 | 2.8 | 0 | 2 | 0 | 3.9 | -6.7 | 17.2 | 14.4 | -2.2 | -10 | 16.7 | 11.7 | 14.4 | -1.1 | 3.9 | 1.1 | 23.9 | 21.1 | 10 | -13.9 | 12.2 | 2.2 | 18.9 | 17.2 | 17.6 | 11.2 | 8.9 | 2.2 | -0.6 | -7.2 | 5.6 | 1.7 | 5 | 1.7 | 8.3 | 5 | 3.3 | -4.4 | -0.2 | -1.3 | 5 | -6.7 | 6.7 | -7.2
3 | -2 | 2.2 | -1.1 | 20.6 | 15 | 20 | 17.8 | -2.4 | -4.6 | 19.6 | 1.6 | 8 | 6 | 14.8 | 8.8 | 20.6 | 8.9 | 9.8 | 6.2 | 11.1 | 6.1 | 14.4 | 7.9 | 10.6 | -4.4 | 11.1 | -4.4 | 22 | 18 | 18.3 | 11.1 | 24.4 | 15.6 | 19.3 | 16.7 | 23.9 | 17.2 | 4.4 | -6.1 | 27.2 | 17.8 | 11.1 | -1.1 | 6.7 | 3.3 | 6.1 | -2.8 | 7.8 | 2.8 | 17.2 | 15.6 | 13.3 | 2.2 | 18.9 | 3.9 | 21.1 | 15 | 6.1 | -2.2 | 2 | 0 | 0.2 | -8.2 | -2.8 | -3.9 | -1.1 | -3.9 | 8.5 | 0 | 1.9 | -4.9 | -7.2 | -11.7 | 2.2 | -1.1 | 13.9 | 2.2 | 13.9 | -2.8 | 15.6 | -0.6 | 18.3 | 3.9 | 12.8 | -3.8 | 13.3 | 3.3 | 7.8 | 5 | 12.8 | 6 | 2.8 | -8.9 | 4.4 | -7.8 | 7.2 | 3.9 | 12 | -7.5 | 10 | -4.5 | 19.4 | 0 | 10.6 | 3.3 | 5.9 | 0.4 | 7 | 5.5 | -2.2 | -3.8 | 3.9 | -0.6 | -1.7 | -5 | 15 | 1.7 | 0 | -5 | 12.2 | 7.2 | 8.3 | 2.8 | 13.3 | 4.4 | 2.8 | -3.3 | 4 | 0 | 5.6 | -7.2 | 17.8 | 9.4 | -2.2 | -10.6 | 18.3 | 12.6 | 16.7 | -1.1 | 3.3 | 1.1 | 25 | 20.6 | 17.2 | -12.8 | 13.9 | 1.1 | 21.1 | 17.2 | 18.9 | 10.6 | 8.3 | 0.6 | 0.6 | -6.7 | 8.3 | 1.1 | 6.1 | 1.7 | 10.6 | 5 | 6.1 | -3.9 | -0.4 | -1.7 | 6.1 | -5.5 | 8.9 | -6.1
4 | 0 | 2.8 | -1.1 | 22.4 | 15.8 | 21.3 | 18.5 | -0.9 | -4 | 22 | 2.2 | 9 | 7 | 18.3 | 8.9 | 22.2 | 11.7 | 11.1 | 6.1 | 10 | 6.7 | 17.2 | 8.3 | 12.8 | -3.3 | 14.5 | -4.7 | 22 | 19 | 20.6 | 11.1 | 26.1 | 16.7 | 21.7 | 17.8 | 26.7 | 17.2 | 5.6 | -5.6 | 26.7 | 17.8 | 13 | -1.2 | 7.2 | 1.1 | 7.2 | -2.8 | 8.3 | 1.1 | 16.7 | 15.6 | 13.3 | -0.6 | 19.4 | 3.3 | 21.7 | 15 | 6.7 | -2.8 | 3 | 0 | 2.2 | -9.4 | -2.8 | -3.9 | 0.6 | -6.1 | 8.9 | 0.6 | 5 | -6.1 | -6.7 | -12.2 | 5 | -1.1 | 16.7 | 0.6 | 15.9 | -2.7 | 17.1 | -1.4 | 20.6 | 3.3 | 15 | -3.4 | 15 | 3.9 | 9.4 | 1.1 | 12.8 | 5 | 3.9 | -9.4 | 6.7 | -7.2 | 7.8 | 3.9 | 14.6 | -7.2 | 13.9 | -10 | 22.2 | 0 | 11.7 | 2.2 | 8.3 | 1.1 | 7.2 | 5.6 | -2.2 | -4.4 | 3.3 | -1.7 | -0.6 | -5.6 | 16.3 | 2 | 2 | -6 | 13.9 | 6.7 | 9.4 | 2.2 | 15.6 | 5 | 3.3 | -7.2 | 5 | 1 | 7.2 | -8.3 | 19.4 | 8.9 | -1.5 | -10 | 20 | 13.3 | 19.4 | -1.1 | 3.3 | 1.1 | 25.6 | 20 | 19.4 | -7.8 | 15.6 | 0 | 21.7 | 17.2 | 20.7 | 11.9 | 9.4 | 0.6 | 1.7 | -5.6 | 10 | 1.7 | 6.7 | 1.7 | 11.1 | 5 | 8.3 | -3.9 | -0.6 | -2.2 | 7.2 | -5.5 | 11.1 | -6.8
4 | -1 | 3.3 | -1.1 | 24.3 | 16.3 | 22.6 | 19.4 | 0.6 | -3.9 | 24.4 | 2.2 | 9 | 7 | 20 | 8.7 | 20 | 12.8 | 12.4 | 6.3 | 11.7 | 7.2 | 18.7 | 9 | 15 | -2.8 | 17.8 | -6.7 | 23 | 19 | 24.4 | 10.6 | 28.3 | 17.2 | 21.5 | 17.1 | 28.9 | 16.1 | 7.8 | -5 | 27.8 | 18.9 | 14.8 | -1.9 | 8.9 | 1.1 | 8.9 | -1.1 | 10.6 | 1.1 | 17.8 | 16.1 | 14.2 | -0.6 | 20.6 | 5 | 21.7 | 16.1 | 6.7 | -3.3 | 3 | 0 | 3.3 | -8.3 | -2.6 | -3.5 | -1.1 | -2.2 | 7 | 0.9 | 7.2 | -5.2 | -5.6 | -12.8 | 7.2 | -3.9 | 17.2 | 1.1 | 18 | -3 | 18.5 | -2.7 | 21.1 | 3.9 | 17.2 | -3.9 | 16.7 | 4.4 | 10.6 | 1.1 | 12.8 | 4.3 | 5.6 | -10.6 | 8.9 | -6.1 | 8.3 | 2.8 | 17.2 | -8.3 | 14.8 | -8.3 | 22.8 | 0 | 13.9 | 4.4 | 10.5 | 1.6 | 8.3 | 5.4 | -2.2 | -4.3 | 4.4 | 2.2 | 0.6 | -5 | 17.6 | 2.4 | 3 | -4 | 14.4 | 6.7 | 10.6 | 1.1 | 19.4 | 6.7 | 4.4 | -6.7 | 7 | 2 | 10 | -7.8 | 20.6 | 7.2 | -0.7 | -10.5 | 22 | 13.9 | 21.1 | -1.1 | 3.9 | 1.1 | 28.9 | 19.4 | 21.7 | -11.1 | 17.2 | 1.7 | 22.8 | 17.2 | 22.6 | 13.7 | 10 | 0 | 3.3 | -4.4 | 11.7 | 2.8 | 7.2 | 1.7 | 12.8 | 5 | 10.6 | -4.4 | -0.6 | -2 | 8.3 | -6.1 | 13.3 | -8.9
5 | -1 | 4.4 | -1.7 | 26.1 | 16.7 | 23.9 | 20 | 1 | -3.2 | 26.1 | 1.4 | 9 | 7 | 21.6 | 8.2 | 19.4 | 10.6 | 13.7 | 6.1 | 12.8 | 6.7 | 20.2 | 9.8 | 16.7 | 0.6 | 18.2 | -6.4 | 23 | 19 | 25.6 | 10.6 | 29.4 | 16.7 | 21.3 | 16.3 | 29.4 | 16.7 | 9.4 | -5 | 27.8 | 17.8 | 16.7 | -3.3 | 10.6 | 0 | 11.1 | -0.6 | 11.1 | -0.6 | 19.4 | 16.7 | 15.2 | -0.8 | 21.1 | 4.4 | 23.3 | 16.1 | 6.7 | -3.9 | 4 | 0 | 4.5 | -8.2 | -2.4 | -3 | 0.6 | -3.3 | 5.2 | 0.7 | 9.5 | -5.6 | -3.9 | -11.7 | 8.9 | -5 | 19.4 | -0.6 | 20 | -5 | 20 | -5.6 | 22.8 | 3.9 | 17.9 | -3.6 | 18.3 | 5 | 11.1 | -1.1 | 12.8 | 3.2 | 6.1 | -10 | 10 | -6.1 | 9.4 | 3.3 | 15.7 | -4.7 | 15.8 | -7.5 | 23.9 | -1.1 | 15.6 | 4.4 | 12.8 | 2.1 | 9.5 | 5.5 | -2.2 | -4.4 | 3.9 | 1.1 | 2.2 | -5 | 18.9 | 2.2 | 4 | -3 | 15.6 | 6.7 | 11.7 | 2.2 | 22.2 | 6.7 | 5.6 | -6.7 | 12 | 4 | 10.6 | -7.2 | 21.7 | 6.7 | 0 | -12.8 | 24.1 | 14.5 | 21.7 | -0.6 | 5 | 0.6 | 29.4 | 20 | 23.9 | -8.3 | 18.3 | 1.7 | 23.9 | 17.2 | 24.4 | 15 | 11.1 | -0.6 | 5 | -3.9 | 13.3 | 3.3 | 7.2 | 1.7 | 13.3 | 5 | 11.7 | -4.4 | -0.6 | -2 | 8.9 | -5.4 | 14.2 | -9.3
5 | 0 | 5 | -1.7 | 25.9 | 16.2 | 24.8 | 20.1 | 1.3 | -3 | 27.7 | 1.2 | 9 | 7 | 23.3 | 7.2 | 18.9 | 11.1 | 15 | 5.6 | 13.3 | 6.1 | 21.7 | 10 | 20 | 0.6 | 18.5 | -6.2 | 23 | 19 | 23.9 | 13.9 | 30 | 16.7 | 21.1 | 15.6 | 28.9 | 16.1 | 10.6 | -4.4 | 29.4 | 16.1 | 16.9 | -3.8 | 11.7 | 0 | 12.8 | 1.1 | 11.7 | -2.2 | 21.7 | 16.1 | 16.1 | -1.7 | 21.1 | 5 | 23.9 | 15 | 6.7 | -3.3 | 6 | 1 | 5.6 | -9.4 | -2.2 | -2.8 | 0 | -3.3 | 3.3 | 0.6 | 11.7 | -7.2 | -3.3 | -11.1 | 8.9 | -5.6 | 20.6 | -1.7 | 21.3 | -4.2 | 20.2 | -4.3 | 24.4 | 5 | 18.7 | -3.6 | 19.4 | 4.4 | 11.1 | -1.7 | 12.8 | 2.2 | 8.3 | -8.9 | 12.8 | -5 | 10.6 | 3.3 | 14.3 | -3.5 | 16.7 | -7.8 | 25 | -0.6 | 16.7 | 3.3 | 15 | 2.2 | 10.6 | 5 | -2.2 | -5 | 3.3 | -1.1 | 4.4 | -3.9 | 19.6 | 1.1 | 6 | -5 | 16.7 | 6.1 | 12.8 | 2.2 | 23.3 | 6.7 | 5.6 | -7.2 | 13 | 3 | 11.1 | -8.3 | 22.2 | 6.1 | 0.6 | -11.4 | 26.1 | 14.4 | 22.8 | -0.6 | 6.1 | 1.1 | 28.9 | 20 | 25 | -7.2 | 19.4 | 4.4 | 24.4 | 17.2 | 25.3 | 15.4 | 10.6 | 0 | 5.6 | -3.9 | 15 | 2.2 | 8.3 | 2.2 | 15 | 5 | 13.3 | -4.4 | -0.6 | -2.2 | 9.4 | -5.4 | 15.2 | -10.8
6 | 0 | 4.4 | -1.1 | 25.8 | 16.1 | 25.8 | 20.2 | 1.7 | -3.3 | 29.4 | 0 | 9 | 7 | 23.7 | 7 | 18.9 | 10.6 | 14.3 | 6.2 | 13.3 | 5.6 | 21.1 | 9.4 | 21.7 | -5.6 | 18.9 | -7.2 | 23 | 19 | 22.2 | 14.4 | 27.8 | 17.8 | 20.9 | 14.3 | 30 | 16.1 | 11.7 | -3.9 | 30 | 15 | 17 | -4.3 | 12.8 | -2.2 | 15.6 | 2.8 | 11.7 | -1.7 | 26.1 | 15 | 16.5 | -1.4 | 21.1 | 5 | 25 | 14.4 | 7.2 | -4.4 | 5 | 1 | 6.5 | -7.3 | -2 | -2.6 | 0.6 | -3.3 | 3.3 | 0.2 | 12.2 | -6.4 | -2.2 | -11.1 | 9.4 | -5 | 20 | -3.3 | 22.6 | -4 | 20.4 | -4.2 | 25.6 | 6.1 | 19.4 | -5 | 20 | 3.3 | 11.7 | -2.2 | 12.2 | 2.6 | 9.4 | -8.9 | 14.4 | -3.3 | 12.2 | 3.9 | 12.8 | -2.8 | 16.7 | -6.9 | 25.6 | -0.6 | 17.8 | 2.2 | 14.3 | 1.6 | 11.5 | 4.7 | -2.2 | -4.4 | 5.6 | -4.4 | 5 | -3.9 | 20.4 | -0.7 | 8 | -6 | 16.1 | 6.1 | 13.3 | 2.2 | 23.3 | 6.7 | 6.7 | -6.1 | 12 | 0 | 12.2 | -7.8 | 23.3 | 4.4 | 1.1 | -11.9 | 26.7 | 13.5 | 22.8 | 0 | 7.8 | 0.6 | 30 | 21.1 | 26.7 | -6.1 | 20.6 | 4.4 | 23.3 | 18.9 | 26.3 | 15.4 | 11.1 | -1.1 | 7.8 | -3.3 | 14.4 | 0.6 | 8.3 | 2.2 | 14.4 | 3.9 | 14.4 | -2.8 | -0.2 | -1.7 | 10 | -6.7 | 16.1 | -15
7 | 1 | 5 | -1.7 | 25.6 | 15.6 | 26.7 | 20 | 2.2 | -2.7 | 29.6 | 1.1 | 9 | 7 | 24 | 6.8 | 18.9 | 8.9 | 13.5 | 6.6 | 13.3 | 5.6 | 20.6 | 8.3 | 23.3 | -5 | 18.5 | -6.9 | 22 | 19 | 21.7 | 14.4 | 30 | 17.2 | 20.8 | 13.3 | 30.6 | 14.4 | 13.3 | -3.3 | 29.4 | 15.6 | 17.2 | -6.1 | 12.8 | -2.8 | 16.1 | 4.4 | 11.7 | -1.1 | 25.6 | 15.6 | 16.8 | -2 | 21.1 | 4.4 | 24.4 | 13.3 | 6.1 | -3.9 | 6 | 2 | 7.4 | -6.3 | -1.9 | -2.8 | 1.7 | -5.6 | 3.3 | -0.1 | 12.8 | -6.4 | -1.7 | -11.1 | 10 | -5 | 20 | -3.3 | 23.9 | -3.9 | 20.6 | -3.9 | 26.1 | 6.7 | 19.2 | -4.4 | 20.6 | 4.4 | 11.7 | -2.2 | 11.7 | 2.7 | 10.6 | -8.9 | 16.1 | -3.3 | 13.9 | 3.9 | 13.3 | -3.1 | 16.7 | -7.5 | 25.6 | -1.1 | 18.3 | 1.1 | 13.5 | 1.2 | 12.4 | 4.1 | -2.2 | -4.3 | 6.7 | -7.8 | 6.1 | -3.3 | 21.1 | -2.8 | 8 | -5 | 17.2 | 6.1 | 13.9 | 2.8 | 22.2 | 6.1 | 6.7 | -6.7 | 13 | 0 | 12.8 | -8.3 | 23.3 | 6.1 | 1.7 | -13.9 | 27.2 | 12.5 | 23.9 | 0 | 8.3 | 0 | 28.9 | 21.1 | 27.2 | -2.2 | 21.1 | 5.6 | 23.3 | 19.4 | 27.2 | 15.6 | 13.3 | -0.6 | 8.9 | -3.3 | 13.9 | 1.1 | 8.3 | 2.2 | 14.4 | 4.4 | 15.6 | -2.2 | 0.2 | -1.6 | 10.2 | -5.1 | 15.9 | -13
8 | 2 | 5 | -1.7 | 24.7 | 15.9 | 24.7 | 19.3 | 2.8 | -2.4 | 29.8 | 1.3 | 9 | 7 | 24.4 | 6.1 | 18.9 | 9.4 | 12.8 | 6.7 | 12.8 | 4.4 | 20 | 7.2 | 22.2 | 1.1 | 18.2 | -7.9 | 22 | 19 | 21.1 | 13.3 | 29.4 | 17.2 | 20.6 | 11.7 | 30.6 | 14.4 | 13.3 | -3.3 | 28.3 | 16.7 | 16.7 | -5.1 | 12.2 | -2.2 | 18.3 | 7.2 | 11.7 | -1.1 | 25.6 | 16.1 | 17.2 | -2.8 | 20 | 5 | 23.3 | 12.2 | 5.6 | -3.9 | 6 | 2 | 8.3 | -6.1 | -1.7 | -2.8 | 2.2 | -8.3 | 3.3 | -0.6 | 13.3 | -7.2 | -1.1 | -10.6 | 9.4 | -5 | 21.1 | -2.8 | 23.3 | -4.2 | 19.7 | -2.8 | 26.1 | 6.7 | 19.1 | -3.9 | 21.1 | 4.4 | 11.7 | -2.8 | 11.1 | 2.8 | 10.6 | -9.4 | 16.1 | -2.8 | 15 | 3.9 | 13.9 | -3.4 | 16.7 | -8.3 | 26.1 | -1.7 | 18.3 | 0.6 | 12.8 | 0.6 | 13.3 | 3.3 | -2.2 | -4.4 | 6.7 | -6.7 | 7.2 | -5 | 20.4 | -0.7 | 8 | -5 | 17.8 | 5.6 | 13.3 | 2.2 | 17.2 | 10 | 6.7 | -6.1 | 13 | 0 | 12.8 | -3.9 | 22.8 | 5.6 | 1.9 | -12 | 27.8 | 11.1 | 23.3 | 0 | 9.4 | -0.6 | 28.3 | 20.6 | 27.8 | -3.3 | 21.7 | 5 | 23.3 | 19.4 | 26.7 | 15.1 | 13.3 | 0 | 8.9 | -3.9 | 13.3 | 0.6 | 8.3 | 2.2 | 14.4 | 4.4 | 15 | -1.7 | 0.6 | -1.7 | 10.4 | -4.2 | 15.8 | -13.1
8 | 3 | 5 | -1.7 | 23.7 | 16 | 22.6 | 18.2 | 3.3 | -2.8 | 30 | 2.2 | 9 | 7 | 23.1 | 6.4 | 17.8 | 9.4 | 12.2 | 6.7 | 12.2 | 3.9 | 17.8 | 7.6 | 18.9 | 0.6 | 17.8 | -8.9 | 22 | 19 | 20 | 12.8 | 30 | 16.1 | 19.5 | 11.6 | 29.4 | 15 | 13.3 | -4.4 | 27.2 | 16.7 | 16.1 | -4.4 | 12.2 | -2.8 | 18.3 | 8.3 | 10.6 | -2.8 | 13.3 | 8.3 | 16.3 | -2.4 | 20 | 6.1 | 22.2 | 12.2 | 5.6 | -2.8 | 4 | 1 | 7.4 | -5.3 | -2.1 | -3.2 | 1.7 | -7.8 | 3.3 | -1.3 | 12.4 | -6.3 | -1.7 | -11.1 | 9.4 | -3.9 | 20.6 | -3.9 | 22.8 | -3.8 | 18.7 | -3 | 25 | 8.3 | 18.9 | -4.4 | 21.1 | 2.2 | 10 | -3.3 | 10.5 | 2.3 | 11.1 | -10 | 17.8 | -3.3 | 15.6 | 5 | 14.4 | -5 | 14.5 | -8.5 | 25.6 | -1.7 | 17.2 | 0 | 12.1 | 1.7 | 12.9 | 2.7 | -2.4 | -4.3 | 5 | -3.9 | 7.8 | -3.9 | 19.6 | 0.1 | 7 | -5 | 16.1 | 6.7 | 12.2 | 1.7 | 18.3 | 10 | 6.7 | -6.1 | 12 | 0 | 12.2 | -2.8 | 22.2 | 4.4 | 2 | -11.9 | 25.8 | 10.1 | 21.7 | 0 | 7.8 | -1.7 | 26.7 | 21.1 | 27.2 | 0.6 | 21.7 | 5 | 22.8 | 19.4 | 26.1 | 14.6 | 12.8 | -0.6 | 8.9 | -3.9 | 12.2 | 1.7 | 8.3 | 1.1 | 13.9 | 5 | 14.4 | -1.7 | 1 | -1.7 | 10.6 | -4.4 | 15.6 | -13.9
9 | 3 | 5 | -0.6 | 22.8 | 16.1 | 20.6 | 17.2 | 2.2 | -2.7 | 28.1 | 3.1 | 9 | 7 | 21.9 | 6.2 | 16.7 | 10.6 | 11.7 | 6.9 | 11.1 | 4.4 | 15.5 | 7.1 | 19.4 | -6.1 | 15.6 | -9 | 21 | 19 | 19.4 | 12.8 | 27.8 | 16.1 | 18.3 | 11.4 | 28.3 | 15 | 12.8 | -2.8 | 26.1 | 17.2 | 15.6 | -5 | 12.8 | -2.2 | 16.7 | 9.4 | 8.9 | -3.3 | 10 | 6.7 | 15.3 | -2.7 | 18.3 | 7.2 | 21.1 | 13.9 | 5.6 | -2.8 | 3 | 2 | 6.5 | -5.7 | -2.4 | -3.8 | -1.1 | -2.2 | 3.3 | -2.3 | 11.5 | -6.5 | -1.1 | -11.7 | 8.3 | -5 | 18.9 | -3.3 | 22.2 | -4.4 | 17.8 | -3.3 | 23.9 | 10.6 | 16.9 | -3.3 | 20 | 1.7 | 8.9 | -3.9 | 10 | 1.6 | 10.6 | -10 | 17.2 | -3.9 | 14.4 | 5.6 | 12.2 | -1.8 | 12.2 | -9 | 25 | -2.2 | 16.1 | -0.6 | 11.3 | 2.6 | 12.6 | 1.9 | -2.6 | -4.5 | 3.9 | -2.8 | 6.7 | -5 | 18.9 | 1.1 | 6 | -4 | 13.9 | 6.1 | 11.1 | 1.1 | 16.7 | 9.4 | 6.1 | -6.7 | 10 | -1 | 11.1 | -3.3 | 21.1 | 2.8 | 2.2 | -13.3 | 23.7 | 9 | 20.6 | 0 | 6.1 | -1.1 | 25.6 | 21.1 | 27.2 | -3.3 | 21.1 | 5 | 22.8 | 19.4 | 25.6 | 13.9 | 13.3 | -1.7 | 8.3 | -3.9 | 11.1 | 2.8 | 7.8 | 1.1 | 12.8 | 5 | 13.9 | -1.1 | 1.3 | -2 | 9.1 | -2.8 | 13.9 | -11
7 | 2 | 4.4 | 0 | 22.4 | 16.2 | 19.8 | 16.9 | 1.1 | -3 | 26.3 | 3.5 | 8 | 6 | 20.6 | 6.1 | 15.6 | 11.1 | 11.1 | 6.7 | 10.6 | 4.4 | 13.3 | 6.7 | 16.1 | -3.9 | 13.3 | -10 | 20 | 19 | 18.3 | 12.2 | 26.7 | 15.6 | 17.2 | 11.1 | 25 | 14.4 | 11.1 | -2.2 | 24.4 | 17.8 | 13.7 | -4 | 11.1 | -2.8 | 15 | 8.9 | 6.1 | -3.3 | 8.3 | 5 | 14.4 | -3.3 | 17.2 | 10 | 18.9 | 13.9 | 4.4 | -2.2 | 2 | 1 | 5.6 | -6.7 | -2.8 | -4.4 | -2.2 | -4.4 | 3.3 | -3.9 | 10.6 | -7.2 | -2.8 | -12.2 | 6.7 | -5 | 17.2 | -1.1 | 20.7 | -2.7 | 16.5 | -2.2 | 19.4 | 12.2 | 14.8 | -2.7 | 17.8 | 2.8 | 5.6 | -3.9 | 9.4 | 1.1 | 8.9 | -10 | 15.6 | -2.8 | 13.9 | 5.6 | 10 | -0.2 | 10 | -11.7 | 23.3 | -2.2 | 14.4 | 2.8 | 10.6 | 3.3 | 12.2 | 1.1 | -2.8 | -5 | 1.7 | -3.3 | 5.6 | -4.4 | 16.9 | 2.5 | 4 | -4 | 12.2 | 6.1 | 10 | 0 | 17.8 | 3.3 | 5 | -6.1 | 8 | -1 | 9.4 | -2.2 | 19.4 | 2.8 | 1.1 | -11.3 | 21.7 | 7.8 | 19.4 | 0 | 6.1 | -2.8 | 25 | 21.1 | 23.3 | -4.4 | 18.9 | 5 | 21.7 | 20 | 23.7 | 14.2 | 10.6 | -1.7 | 5.6 | -4.4 | 10 | 3.3 | 6.1 | 1.1 | 11.1 | 5 | 12.2 | -1.1 | 1.7 | -2.8 | 7.6 | -2.1 | 12.3 | -10.7
3 | 1 | 3.9 | 0 | 22.1 | 16.2 | 19.1 | 16.5 | 0 | -3.9 | 24.4 | 3.9 | 8 | 7 | 18.7 | 7.5 | 15 | 11.1 | 10 | 6.6 | 10 | 5 | 12.4 | 6.9 | 15 | -3.9 | 11.1 | -12.2 | 20 | 19 | 18.3 | 11.7 | 24.4 | 13.9 | 15.2 | 11.4 | 22.2 | 14.4 | 9.4 | -1.7 | 24.4 | 17.8 | 11.9 | -3.8 | 8.9 | -2.8 | 14.4 | 8.3 | 3.9 | -3.9 | 6.7 | 3.3 | 13.3 | -2.7 | 17.8 | 6.7 | 17.2 | 12.2 | 3.9 | -1.7 | 2 | 1 | 4.5 | -5.2 | -2.6 | -4.1 | -2.8 | -6.7 | 2.6 | -3.5 | 9.5 | -6.4 | -4.4 | -13.3 | 5.6 | -5.6 | 16.7 | -1.7 | 19.3 | -1.5 | 15.2 | -2.4 | 18.9 | 12.8 | 12.8 | -3.3 | 16.1 | 4.4 | 4.4 | -4.4 | 9.6 | 1.7 | 2.8 | -3.9 | 11.7 | -2.8 | 12.2 | 5.6 | 7.8 | 0.6 | 9.4 | -10.5 | 20.6 | -0.6 | 14.4 | 1.1 | 9.8 | 3.1 | 11.7 | 1.6 | -2.6 | -4.5 | 1.1 | -3.9 | 4.4 | -3.9 | 14.8 | 3.3 | 3 | -3 | 11.7 | 6.1 | 8.9 | 0 | 16.1 | 2.8 | 4.4 | -6.1 | 5 | -1 | 7.2 | -1.1 | 17.2 | 3.3 | 0 | -11 | 18.7 | 9.5 | 19.4 | 0 | 5.6 | -2.8 | 25 | 21.1 | 21.1 | -4.4 | 17.2 | 6.1 | 21.1 | 20 | 21.9 | 13.8 | 9.4 | -1.1 | 3.3 | -3.9 | 5 | 0.6 | 6.1 | 2.2 | 10 | 3.9 | 7.8 | -1.1 | 1.3 | -2.3 | 6.1 | -2.2 | 10.6 | -11.7
3 | 1 | 3.3 | 0 | 21.7 | 16.1 | 18.3 | 16.1 | -1.3 | -3.8 | 21.6 | 4.7 | 7 | 6 | 16.9 | 8.1 | 14.4 | 11.1 | 8.9 | 6.4 | 10 | 5 | 11.5 | 7.3 | 16.7 | -7.8 | 9.6 | -10.9 | 20 | 19 | 17.8 | 11.7 | 22.2 | 10.6 | 13.1 | 11.4 | 21.1 | 14.4 | 7.8 | -2.2 | 24.4 | 17.2 | 10 | -4.4 | 7.2 | -1.7 | 13.3 | 7.8 | 2.8 | -3.9 | 6.7 | 2.2 | 12.2 | -2.8 | 16.7 | 9.4 | 16.7 | 12.8 | 3.9 | -1.7 | 2 | 1 | 3.3 | -4.7 | -2.4 | -3.8 | -3.3 | -6.7 | 1.8 | -3.6 | 8.3 | -6.2 | -5.6 | -14.4 | 4.4 | -5.6 | 14.4 | -1.7 | 17.8 | -1.1 | 13.9 | -2.8 | 18.3 | 13.3 | 12.8 | -3.1 | 14.4 | 5 | 3.9 | -4.4 | 9.8 | 2.2 | 1.7 | -3.3 | 6.1 | -2.8 | 11.7 | 6.1 | 7.2 | 0.2 | 8.9 | -10.4 | 19.4 | -1.1 | 13.9 | 3.9 | 9.1 | 3.1 | 11.1 | 1.9 | -2.4 | -4.3 | 0.6 | -1.7 | 3.3 | -3.9 | 12.8 | 3.3 | 2 | -3 | 10.6 | 5.6 | 7.8 | 0.6 | 13.9 | 1.7 | 2.8 | -4.4 | 5 | -1 | 7.2 | -0.6 | 15.6 | 4.4 | -1.1 | -12.2 | 15.8 | 10.2 | 18.9 | 0 | 3.9 | -1.7 | 24.4 | 21.1 | 17.2 | -5 | 16.7 | 5.6 | 21.1 | 20 | 20 | 13.3 | 5 | 0 | 1.1 | -3.3 | 4.4 | -1.7 | 5.6 | 1.1 | 8.9 | 3.9 | 7.8 | 0.6 | 1 | -2.3 | 5.4 | -2.1 | 8.9 | -9.4
3 | 1 | 2.8 | -0.6 | 20.2 | 16.3 | 17.4 | 15.6 | -2.6 | -4.4 | 18.9 | 4.7 | 7 | 6 | 15 | 8.3 | 15 | 11.1 | 7.8 | 6.1 | 9.4 | 5 | 10.6 | 7.2 | 17.2 | -8.3 | 8.2 | -10.4 | 21 | 20 | 18.9 | 11.7 | 20 | 10 | 11.1 | 11.1 | 20.6 | 15 | 8.3 | -2.2 | 23.9 | 16.7 | 8.9 | -4.1 | 6.7 | -2.8 | 13.3 | 8.3 | 1.7 | -3.9 | 6.1 | 1.7 | 11.1 | -3.3 | 16.7 | 7.2 | 16.7 | 13.3 | 3.9 | -1.7 | 2 | 1 | 2.2 | -5 | -2.2 | -3.9 | -3.9 | -8.3 | 1.1 | -4.4 | 7.2 | -7.2 | -6.1 | -13.9 | 2.8 | -6.1 | 14.4 | -1.7 | 16.7 | 0.8 | 12.6 | -1.2 | 18.3 | 13.3 | 12.8 | -3.1 | 12.8 | 4.4 | 3.3 | -4.4 | 10 | 2.8 | 1.7 | -5.6 | 3.9 | -2.8 | 10.6 | 5.6 | 6.7 | -0.2 | 8.3 | -12.2 | 18.9 | -1.1 | 13.3 | 4.4 | 8.3 | 2.8 | 10.6 | 2.2 | -2.2 | -4.4 | 0 | -2.2 | 3.9 | -2.8 | 11.9 | 3.7 | 1 | -3 | 9.4 | 5.6 | 6.7 | 0.6 | 12.8 | -2.2 | 1.7 | -4.4 | 4 | -1 | 5.6 | 0.6 | 15 | 3.9 | -1.7 | -11.2 | 12.8 | 10 | 18.3 | -0.6 | 3.3 | -1.7 | 25 | 21.1 | 16.1 | -1.7 | 16.7 | 6.1 | 21.1 | 20 | 19.4 | 14.7 | 5.6 | -0.6 | -0.6 | -3.3 | 4.4 | -1.7 | 5 | 1.1 | 8.3 | 3.9 | 8.3 | 0.6 | 0.6 | -2.8 | 4.6 | -2.4 | 7.3 | -8.9
2 | 0 | 2.2 | -1.1 | 18.7 | 16.3 | 16.5 | 15.1 | -3.9 | -5 | 16.1 | 4.4 | 7 | 6 | 13.7 | 8.6 | 14.4 | 11.1 | 7.2 | 5.9 | 9.4 | 3.9 | 10.5 | 6.7 | 15 | -8.3 | 6.7 | -12.2 | 21 | 20 | 18.3 | 11.1 | 18.3 | 10 | 10.4 | 10.1 | 20 | 15 | 6.7 | -2.2 | 23.9 | 17.2 | 7.8 | -4.7 | 2.8 | -2.2 | 13.9 | 9.4 | 0.6 | -4.4 | 5.6 | 1.1 | 10.2 | -2.8 | 16.1 | 7.2 | 16.7 | 15 | 3.9 | -1.7 | 2 | 1 | 2.4 | -4.1 | -2.4 | -3.8 | -4.4 | -8.3 | 0.5 | -3.7 | 6.8 | -6.4 | -7.2 | -15 | 2.2 | -7.2 | 12.8 | -0.6 | 15.5 | 2 | 11.3 | -0.4 | 18.3 | 11.1 | 12.8 | -3.9 | 10.6 | 4.4 | 2.2 | -2.8 | 9.6 | 3.8 | 2.2 | -6.1 | 3.3 | -2.8 | 10 | 3.9 | 6.1 | -0.6 | 7.8 | -8.1 | 16.7 | -0.6 | 11.7 | 3.9 | 7.9 | 2.8 | 10 | 2.4 | -2.4 | -4.2 | 0 | -2.2 | 3.3 | -3.3 | 10.9 | 3.5 | 0 | -3 | 8.9 | 5 | 6.1 | 0.6 | 13.3 | -4.4 | 1.7 | -4.4 | 3 | -2 | 3.9 | 0.6 | 12.8 | 5 | -2.2 | -11.2 | 12.8 | 10.2 | 18.9 | -1.1 | 1.1 | -2.2 | 25 | 21.1 | 15 | -11.7 | 15.6 | 6.1 | 21.1 | 20 | 18.9 | 15.8 | 5 | -1.7 | 0 | -3.3 | 3.9 | -1.7 | 4.4 | 1.1 | 8.3 | 3.9 | 4.4 | 0.6 | -0.2 | -2.6 | 3.9 | -3.3 | 5.6 | -10
2 | 1 | 1.7 | -1.1 | 17.2 | 16.1 | 15.6 | 14.4 | -4.1 | -5.2 | 15.4 | 4.5 | 7 | 6 | 12.4 | 8.5 | 15 | 11.1 | 6.7 | 5.8 | 9.4 | 4.4 | 10.4 | 6 | 10 | -7.2 | 5.6 | -9.8 | 21 | 20 | 18.9 | 11.7 | 17.2 | 9.4 | 9.6 | 8.9 | 19.4 | 15.6 | 6.1 | -2.2 | 23.3 | 17.2 | 6.7 | -5.6 | 2.8 | -2.2 | 14.4 | 11.7 | -0.6 | -4.4 | 5.6 | 1.1 | 9.2 | -2.7 | 15.6 | 8.3 | 16.1 | 16.1 | 3.9 | -1.1 | 2 | 1 | 2.6 | -3.3 | -2.6 | -4.1 | -4.4 | -9.4 | 0 | -3.6 | 6.5 | -6.6 | -7.8 | -15.6 | 1.7 | -7.8 | 12.2 | 0 | 14.4 | 2.8 | 10 | 0 | 17.2 | 13.3 | 13 | -3.3 | 9.4 | 5 | 2.2 | -2.8 | 9.3 | 4.9 | 2.2 | -7.8 | 1.7 | -2.8 | 9.4 | 1.1 | 5.4 | -0.2 | 7.2 | -6.4 | 15.6 | 0 | 9.4 | 3.9 | 7.6 | 2.7 | 9.5 | 2.8 | -2.6 | -4.2 | -1.1 | -3.3 | 3.9 | -2.8 | 10 | 3.3 | 0 | -3 | 8.9 | 5.6 | 5.6 | 0.6 | 12.8 | -5.6 | 0 | -3.3 | 3 | -2 | 2.2 | 0 | 10.6 | 5 | -2.8 | -12.8 | 12.8 | 10.4 | 18.9 | -3.3 | 2.8 | -1.7 | 25 | 21.1 | 11.7 | -13.3 | 16.1 | 6.7 | 21.1 | 20 | 18.3 | 16.7 | 5 | -1.1 | -0.6 | -3.9 | 4.4 | -3.3 | 4.4 | 1.1 | 7.8 | 3.9 | 3.3 | -1.7 | -0.9 | -2.7 | 3.9 | -1.5 | 4.7 | -8.4
1 | 0 | 2.8 | -0.6 | 17 | 15.7 | 15.8 | 14.7 | -4.2 | -5.6 | 14.6 | 4.6 | 7 | 4 | 11.1 | 8.3 | 14.4 | 11.1 | 6.1 | 5.6 | 8.9 | 3.9 | 10.3 | 5.8 | 8.9 | -3.3 | 4.4 | -9.7 | 21 | 20 | 18.3 | 11.7 | 16.7 | 8.3 | 8.9 | 7.8 | 18.9 | 15.6 | 6.1 | -2.8 | 23.3 | 16.7 | 5.4 | -4.2 | 0.6 | -2.8 | 14.4 | 13.9 | -1.7 | -4.4 | 5 | 1.7 | 8.3 | -3.3 | 15 | 9.4 | 16.7 | 16.7 | 3.9 | -1.1 | 1 | 0 | 2.8 | -2.4 | -2.8 | -4.4 | -5 | -10.6 | -0.6 | -3.9 | 6.1 | -7.8 | -8.9 | -16.7 | 0.6 | -8.3 | 11.7 | -0.6 | 12.7 | 2.3 | 10.4 | -0.6 | 16.7 | 14.4 | 13.1 | -3.6 | 8.3 | 3.9 | 2.2 | -3.3 | 8.9 | 5.6 | 2.2 | -7.2 | -0.6 | -3.3 | 8.9 | 3.3 | 4.6 | -0.2 | 6.7 | -5.6 | 16.1 | -0.6 | 8.9 | 2.8 | 7.2 | 2.8 | 8.9 | 2.8 | -2.8 | -4.4 | -0.6 | -7.2 | 4.4 | -2.2 | 10.7 | 3.5 | -1 | -3 | 8.9 | 5.6 | 5 | 0.6 | 8.9 | -5 | -0.6 | -2.2 | 3 | -2 | 1.7 | 0 | 11.1 | 5 | -3.3 | -11 | 12.8 | 10.6 | 18.9 | -1.1 | -0.6 | -3.3 | 24.4 | 21.1 | 10.6 | -15 | 16.1 | 6.1 | 21.1 | 20 | 17.8 | 16.7 | 3.9 | -0.6 | -1.7 | -3.9 | 3.3 | -2.8 | 3.3 | 0.6 | 7.2 | 3.3 | 3.3 | -2.8 | -1.7 | -3.3 | 3.9 | -0.1 | 3.7 | -8.3
3 | 0 | 2.8 | 0 | 16.9 | 15.4 | 15.9 | 14.8 | -4.4 | -6.1 | 13.9 | 4.4 | 7 | 4 | 10.9 | 8 | 13.9 | 10.6 | 5.9 | 5 | 8.3 | 3.3 | 10.2 | 5.6 | 14.4 | -12.2 | 3.3 | -10.6 | 20 | 20 | 16.1 | 12.8 | 15 | 8.9 | 8.7 | 6.9 | 18.3 | 15.6 | 5 | -2.2 | 23.3 | 17.8 | 4.1 | -3.9 | -0.6 | -4.4 | 13.9 | 13.3 | -1.7 | -4.4 | 5 | 2.2 | 7.4 | -2.8 | 15 | 8.9 | 16.1 | 15.6 | 3.9 | -1.7 | 1 | 0 | 2.8 | -1.5 | -2.4 | -4.2 | -5.6 | -10 | -1.5 | -4 | 5.7 | -6.7 | -9.4 | -15.6 | 0 | -8.3 | 10.6 | -0.6 | 11.1 | 1.9 | 10.7 | -1.5 | 16.7 | 15.6 | 13.3 | -3.9 | 7.2 | 3.3 | 1.7 | -3.9 | 9.6 | 5.6 | 0.6 | -6.7 | 0.6 | -3.3 | 8.3 | 3.9 | 3.9 | 0 | 6.3 | -5.6 | 16.1 | -1.1 | 7.2 | 3.9 | 6.5 | 3.3 | 8.7 | 2.7 | -3.9 | -5.3 | -0.6 | -7.2 | 3.9 | -4.4 | 11.5 | 3.5 | -1 | -3 | 9.4 | 6.1 | 4.4 | 0.6 | 8.9 | -3.3 | -0.6 | -2.8 | 2 | -2 | 1.1 | -0.6 | 8.3 | 5.6 | -3.9 | -10.6 | 12.8 | 10.4 | 18.9 | -1.1 | 0 | -3.3 | 24.4 | 21.1 | 8.3 | -15 | 15 | 7.2 | 21.7 | 20 | 17.2 | 16.7 | 3.3 | -1.1 | -2.2 | -3.9 | 3.9 | -3.9 | 4.4 | 1.1 | 6.1 | 2.8 | 3.3 | -2.8 | -1.9 | -3.2 | 3.9 | 1.1 | 2.8 | -9.4
2 | 1 | 2.8 | 0 | 16.7 | 15 | 16.1 | 15 | -2.7 | -4.9 | 12.8 | 3.5 | 7 | 4 | 10.8 | 7.7 | 13.3 | 11.1 | 5.8 | 4.5 | 8.3 | 3.3 | 10.2 | 5.2 | 12.8 | -13.3 | 3.3 | -8.6 | 21 | 19 | 15 | 12.8 | 13.9 | 9.4 | 8.5 | 6 | 17.2 | 15.6 | 5 | -2.8 | 23.3 | 17.2 | 2.8 | -3.9 | 0 | -3.9 | 13.9 | 13.3 | -1.7 | -5 | 5 | 2.2 | 6.5 | -2.8 | 13.9 | 11.7 | 15.6 | 15.6 | 3.3 | -2.8 | 1 | -1 | 2.8 | -0.7 | -2.1 | -4.2 | -5.6 | -10 | -2.4 | -4.3 | 5.4 | -6.3 | -10.6 | -15.6 | 0 | -8.3 | 7.8 | 0.6 | 9.4 | 1.1 | 11.1 | -2.8 | 17.8 | 16.1 | 12 | -3.3 | 6.7 | 3.3 | 1.1 | -2.8 | 10.4 | 5.8 | 0.6 | -7.2 | -1.1 | -3.3 | 8.9 | 3.3 | 3.5 | -0.1 | 6 | -6.7 | 13.9 | 0 | 7.8 | 3.3 | 5.7 | 3.6 | 8.5 | 2.5 | -5 | -6.1 | -1.1 | -7.8 | 3.3 | -5 | 12.2 | 3.3 | -2 | -4 | 9.4 | 5.6 | 3.3 | 0.6 | 7.8 | -3.9 | -1.7 | -3.3 | 2 | -2 | 0.6 | -1.1 | 10 | 3.9 | -4.4 | -11.1 | 12.8 | 10.2 | 18.3 | -0.6 | 0.6 | -2.2 | 23.9 | 21.1 | 8.3 | -15.6 | 14.4 | 7.2 | 21.7 | 20 | 16.7 | 16.7 | 2.8 | -2.2 | -3.3 | -3.9 | 3.9 | -2.8 | 4.4 | 1.1 | 4.4 | 1.1 | 1.7 | -5 | -2 | -3.1 | 3.9 | 0.6 | 2.8 | -7.9
2 | 1 | 3.9 | -1.7 | 16.3 | 14.9 | 15.9 | 14.8 | -1.1 | -4.2 | 11.7 | 2.7 | 7 | 3 | 10.6 | 7.2 | 13.3 | 11.7 | 5.6 | 3.9 | 8.3 | 3.3 | 10.1 | 4.1 | 9.4 | -11.7 | 3.3 | -8.3 | 20 | 19 | 15.6 | 12.8 | 13.3 | 9.4 | 8.3 | 5 | 16.1 | 15 | 4.4 | -2.8 | 22.8 | 16.7 | 2.2 | -3.8 | 1.1 | -2.8 | 14.4 | 13.9 | -2.2 | -5 | 5 | 1.7 | 5.6 | -3.3 | 13.9 | 10.6 | 16.1 | 15.6 | 3.3 | -4.4 | 1 | -1 | 2.8 | 0.2 | -1.7 | -4.4 | -6.7 | -10.6 | -3.3 | -5 | 5 | -7.2 | -12.8 | -16.1 | -3.9 | -8.9 | 7.2 | -0.6 | 9 | 1.6 | 10 | -1.8 | 17.8 | 16.1 | 10.7 | -3.7 | 6.7 | 3.3 | 0.6 | -2.8 | 11.1 | 5.6 | 1.1 | -7.2 | 0 | -3.9 | 8.3 | 3.9 | 3.2 | -0.2 | 5.6 | -8.9 | 15 | -0.6 | 6.7 | 3.3 | 5 | 3.9 | 8.3 | 2.2 | -6.1 | -7.2 | -1.7 | -8.3 | 3.3 | -5 | 11.8 | 3.3 | -2 | -6 | 9.4 | 5 | 2.8 | 0.6 | 8.3 | -4.4 | -1.7 | -3.3 | 1 | -1 | 0.6 | -1.1 | 8.9 | 3.9 | -5.2 | -10.5 | 12.8 | 10 | 16.7 | 11.1 | 0 | -2.2 | 23.9 | 21.1 | 6.7 | -15 | 13.3 | 7.8 | 21.1 | 20 | 16.7 | 16.4 | 1.7 | -2.2 | -3.3 | -4.4 | 3.9 | -2.8 | 4.4 | 1.1 | 4.4 | 0 | 0.6 | -5.6 | -2.2 | -3.3 | 3.9 | 0 | 2.8 | -7.6
1 | 0 | 3.3 | -0.6 | 16 | 14.7 | 15.8 | 14.7 | 0.6 | -3.9 | 10.6 | 1.7 | 7 | 3 | 11.5 | 7.6 | 12.8 | 10.6 | 6.1 | 3.8 | 7.8 | 3.3 | 10 | 4.2 | 8.9 | -11.1 | 3.3 | -8.9 | 21 | 20 | 16.1 | 12.8 | 12.8 | 9.4 | 8.1 | 4.3 | 15.6 | 14.4 | 3.9 | -1.7 | 23.3 | 16.1 | 1.7 | -4.1 | -0.6 | -3.9 | 15.6 | 15 | -2.2 | -5.6 | 5 | 1.7 | 5.2 | -2.7 | 13.3 | 8.9 | 15 | 15 | 2.8 | -5 | 1 | -2 | 3.2 | 1.1 | -1.7 | -3.8 | -6.7 | -11.7 | -3.3 | -4.8 | 4.6 | -6.1 | -13.3 | -16.7 | -1.1 | -8.3 | 5.6 | 0.6 | 8.7 | 2.3 | 8.9 | -1.1 | 17.8 | 15.6 | 9.4 | -4.4 | 5 | 2.2 | 0.6 | -2.8 | 11.7 | 5.1 | 1.1 | -6.7 | -0.6 | -3.9 | 8.3 | 3.9 | 2.8 | -0.6 | 7.1 | -8.3 | 13.9 | 0 | 4.4 | 2.8 | 5.2 | 4.2 | 8.3 | 2.3 | -5.7 | -6.9 | -1.1 | -7.8 | 2.2 | -5.6 | 11.5 | 3.5 | -2 | -6 | 9.4 | 5 | 3.3 | 0.6 | 8.3 | -5.6 | -3.3 | -7.8 | 1 | -2 | 1.1 | 1.1 | 7.8 | 3.9 | -5.9 | -10.8 | 12.8 | 10 | 17.2 | 10 | -0.6 | -2.8 | 23.3 | 21.1 | 7.8 | -14.4 | 11.1 | 7.2 | 21.7 | 20.6 | 16.7 | 15.9 | -0.6 | -3.3 | -3.9 | -4.4 | 4.4 | -3.3 | 3.9 | 1.1 | 2.8 | -2.2 | 0.6 | -5.6 | -2.4 | -3.3 | 3.9 | -0.6 | 2.8 | -8.3
1 | 0 | 2.2 | -1.1 | 15.6 | 14.4 | 15.6 | 14.4 | 1.9 | -3 | 12.3 | 2.2 | 7 | 3 | 12.4 | 8.1 | 13.3 | 11.1 | 6.7 | 3.7 | 6.1 | 2.8 | 10 | 4.4 | 5 | -6.1 | 5.2 | -7.1 | 21 | 20 | 15.6 | 12.8 | 12.8 | 9.4 | 8 | 4 | 15.6 | 13.9 | 3.3 | -2.2 | 21.7 | 16.7 | 1.1 | -5 | -1.1 | -3.3 | 15 | 14.4 | -2.8 | -6.1 | 5.6 | 1.1 | 4.8 | -2.4 | 12.8 | 9.4 | 15 | 15 | 3.3 | -5.6 | 1 | 0 | 3.5 | 1.9 | -1.7 | -3.4 | -6.7 | -11.7 | -3.3 | -4.8 | 4.3 | -6.1 | -13.3 | -16.7 | -1.1 | -8.3 | 6.7 | 0.6 | 8.3 | 2.8 | 7.8 | -1.1 | 17.2 | 15.6 | 7.9 | -3.4 | 5 | 2.8 | -0.6 | -2.8 | 12.2 | 4.7 | 0.6 | -5.6 | -1.1 | -4.4 | 7.2 | 2.8 | 3.9 | -0.4 | 8.5 | -8.8 | 14.4 | 0.6 | 4.4 | 2.2 | 5.4 | 4.4 | 8.3 | 2.3 | -5.4 | -7 | -1.7 | -8.3 | 1.7 | -5 | 11.1 | 3.3 | -1 | -5 | 8.9 | 5 | 2.8 | 0.6 | 6.1 | -3.3 | -4.4 | -11.7 | 1 | -3 | 0.6 | -1.7 | 6.1 | 4.4 | -6.7 | -11.7 | 12.8 | 10 | 17.2 | 10.6 | -1.1 | -2.8 | 23.3 | 21.1 | 6.1 | -15.6 | 11.7 | 7.8 | 21.7 | 20.6 | 16.7 | 15.6 | 1.1 | -2.8 | -2.2 | -2.8 | 3.9 | -3.9 | 3.9 | 1.7 | 2.8 | -2.2 | 0.6 | -6.1 | -2.6 | -3.2 | 4.8 | -0.2 | 3.9 | -5.4
2 | 0 | 3.3 | -1.7 | 16 | 14.7 | 17.1 | 14.6 | 3.1 | -2.7 | 13.9 | 2.2 | 7 | 4 | 13.3 | 8.3 | 14.4 | 12.2 | 7.2 | 3.3 | 8.9 | 3.3 | 11.7 | 7.8 | 7.2 | -4.4 | 7 | -6.6 | 21 | 20 | 16.7 | 13.3 | 12.8 | 9.4 | 7.8 | 3.3 | 18.3 | 15 | 3.3 | -0.6 | 22.8 | 17.2 | 4.3 | -3.1 | -0.6 | -3.3 | 15 | 15 | -2.2 | -6.1 | 5.6 | 0.6 | 4.4 | -2.8 | 12.8 | 10 | 18.9 | 17.8 | 4.4 | -5.6 | 1 | 0 | 3.9 | 2.8 | -1.7 | -3.3 | -6.1 | -11.1 | -3.3 | -5 | 3.9 | -6.7 | -12.2 | -16.7 | -0.6 | -7.2 | 8.9 | 1.7 | 11.3 | 3.6 | 9.8 | -0.6 | 18.3 | 16.7 | 6.5 | -3.3 | 6.1 | 2.8 | 0.6 | -2.2 | 12.8 | 3.9 | 1.1 | -5 | -2.8 | -5.6 | 7.2 | 3.9 | 5 | -0.7 | 10 | -11.7 | 16.1 | 0.6 | 6.1 | 3.3 | 5.6 | 4.4 | 8.3 | 2.2 | -5 | -7.2 | -1.1 | -7.2 | 1.7 | -4.4 | 11.7 | 3.5 | -1 | -3 | 8.9 | 5 | 3.9 | 0.6 | 8.9 | -2.2 | -4.4 | -11.7 | 1 | -2 | 2.8 | 0.6 | 8.3 | 6.1 | -4.3 | -10.6 | 12.8 | 10 | 18.3 | 12.2 | -1.1 | -3.3 | 23.9 | 21.1 | 13.3 | -12.8 | 12.2 | 8.3 | 21.7 | 20.6 | 17.6 | 15.4 | 1.7 | -2.2 | 0 | -1.1 | 5 | -3.9 | 4.4 | 1.1 | 3.3 | -2.8 | 3.3 | -3.9 | -2.8 | -3.3 | 5.8 | 0 | 5 | -3.6
3 | 0 | 4.4 | -1.7 | 16.3 | 14.9 | 18.5 | 14.2 | 4.4 | -2.8 | 15.6 | 2.2 | 8 | 3 | 15.3 | 8.8 | 16.1 | 12.2 | 9.4 | 4 | 10.6 | 3.3 | 14.5 | 8.9 | 10.6 | -5 | 8.9 | -7.2 | 22 | 20 | 20.6 | 12.8 | 16.1 | 11.1 | 10.2 | 3 | 20.6 | 15.6 | 5.6 | 0.6 | 25.6 | 18.3 | 7.4 | -2.3 | 2.8 | -1.7 | 16.7 | 16.1 | -0.6 | -5.6 | 6.1 | 0 | 7.6 | -1.4 | 12.8 | 10 | 21.1 | 16.7 | 6.1 | -4.4 | 1 | 0 | 4.3 | 3.6 | -1.5 | -2.9 | -4.4 | -10.6 | -0.9 | -3.7 | 6.1 | -5.5 | -10.6 | -16.1 | 0.6 | -7.2 | 11.7 | 0 | 14.2 | 3.9 | 11.9 | -0.2 | 20.6 | 16.7 | 5 | -3.9 | 8.3 | 3.9 | 2.8 | -2.8 | 14.6 | 5.2 | 5.6 | -3.3 | 3.9 | -1.7 | 7.2 | 3.9 | 6.1 | -1.1 | 11.9 | -9.8 | 17.8 | 1.7 | 10 | 3.9 | 7.1 | 5.6 | 8.7 | 2.5 | -2.8 | -6.5 | 0 | -6.1 | 4.4 | -3.9 | 12.2 | 3.4 | 0 | -1 | 10 | 5.6 | 5 | 1.7 | 11.1 | -3.9 | -3.9 | -12.2 | 2 | -2 | 10 | 2.8 | 13.3 | 6.1 | -1.8 | -10.3 | 13.2 | 10 | 20 | 12.8 | 1.7 | -2.2 | 25 | 21.1 | 16.7 | -12.8 | 13.9 | 8.9 | 21.7 | 20.6 | 18.5 | 15.4 | 6.7 | -0.6 | 2.2 | -2.2 | 5 | -3.3 | 5 | 1.7 | 5 | -2.2 | 7.8 | -2.2 | 0 | -2 | 6.7 | 0 | 6.1 | -2.2
5 | 0 | 5 | -2.8 | 16.7 | 15 | 20 | 13.9 | 5.7 | -2.1 | 18.5 | 2.4 | 8 | 4 | 17.4 | 9.1 | 17.8 | 12.2 | 11.7 | 4.5 | 11.7 | 3.9 | 17.2 | 9.7 | 12.2 | -8.3 | 11.3 | -5.8 | 23 | 21 | 22.8 | 12.2 | 19.4 | 12.2 | 12.6 | 2.2 | 22.8 | 15.6 | 8.9 | 0.6 | 27.2 | 16.7 | 10.6 | -1.7 | 6.7 | -0.6 | 16.7 | 16.1 | 0 | -5.6 | 7.2 | -0.6 | 10.7 | -0.7 | 12.2 | 10.6 | 22.2 | 16.1 | 7.2 | -4.4 | 1 | 0 | 4.6 | 4.3 | -1.3 | -2.7 | -2.8 | -9.4 | 1.5 | -3.1 | 8.4 | -5.1 | -7.2 | -15.6 | 2.2 | -7.2 | 14.4 | 0 | 17.2 | 3.9 | 13.9 | -0.6 | 21.1 | 16.7 | 4.8 | -4.9 | 11.7 | 4.4 | 4.4 | -2.2 | 16.5 | 6.6 | 7.8 | -4.4 | 7.8 | -3.3 | 6.7 | 5 | 8.1 | -1.7 | 13.7 | -10.4 | 18.9 | 2.8 | 12.2 | 3.3 | 8.5 | 6.3 | 9 | 2.8 | -0.5 | -6.5 | 0.6 | -6.1 | 6.7 | 0 | 12.8 | 3.3 | 1 | 0 | 10 | 5 | 8.3 | 2.2 | 12.8 | -3.9 | -2.8 | -11.1 | 3 | -1 | 13.3 | 2.8 | 17.2 | 5 | 0.6 | -12.2 | 13.5 | 10 | 21.1 | 12.8 | 4.4 | -2.8 | 26.7 | 21.1 | 20 | -10 | 14.4 | 10.6 | 21.7 | 21.1 | 19.4 | 15 | 10.6 | -1.7 | 3.9 | -1.1 | 5.6 | -3.9 | 6.7 | 1.1 | 7.2 | -1.7 | 10 | -3.3 | 2.8 | -1.2 | 7.1 | -1.4 | 7 | -1.9
6 | -1 | 5.6 | -2.2 | 18 | 16 | 20.9 | 13.4 | 7 | -1.9 | 21.5 | 2.2 | 8 | 3 | 19.4 | 8.9 | 19.4 | 13.3 | 13.9 | 4.4 | 12.8 | 3.9 | 20 | 10 | 12.2 | -10.6 | 13.7 | -6.3 | 23 | 21 | 23.3 | 11.7 | 23.3 | 14.4 | 15 | 0 | 23.9 | 16.1 | 11.7 | 0 | 29.4 | 16.7 | 12.3 | -1.4 | 8.3 | 0 | 16.7 | 15.6 | 1.7 | -5 | 9.4 | -2.2 | 13.9 | -0.6 | 12.2 | 10.6 | 23.9 | 13.3 | 8.3 | -3.9 | 1 | 0 | 5 | 5 | -1.1 | -2.8 | -1.1 | -8.3 | 3.9 | -3.3 | 10.6 | -6.1 | -4.4 | -14.4 | 3.3 | -6.1 | 17.2 | 0.6 | 19.8 | 3.5 | 15.9 | 0 | 19.4 | 15 | 4.6 | -6.7 | 13.3 | 5 | 5.6 | -1.7 | 18.3 | 7.8 | 11.1 | -4.4 | 10 | -4.4 | 7.2 | 4.4 | 10.2 | -2.8 | 15.6 | -11.7 | 21.1 | 2.8 | 15.6 | 3.9 | 10 | 7.2 | 9.4 | 2.8 | 1.7 | -8.3 | 2.2 | -5 | 7.8 | 2.2 | 13.5 | 2.7 | 2 | 1 | 11.1 | 5 | 8.9 | 3.3 | 15 | -5 | -2.2 | -13.3 | 4 | 0 | 14.4 | 1.7 | 18.3 | 3.3 | 1.5 | -11 | 13.9 | 10 | 20.6 | 13.3 | 7.2 | -5 | 28.3 | 21.7 | 25 | -8.3 | 14.4 | 11.7 | 21.7 | 21.1 | 21.1 | 15.7 | 13.3 | -3.3 | 7.2 | -1.1 | 5 | -5 | 6.7 | 1.1 | 8.3 | -1.1 | 12.2 | -5 | 5.6 | -1.1 | 7.4 | -3.3 | 8 | -2.1
7 | 0 | 6.7 | -5 | 19.3 | 16.9 | 21.9 | 13 | 8.3 | -2.2 | 24.4 | 0.6 | 9 | 5 | 20.2 | 8.9 | 21.7 | 12.8 | 15.4 | 5.1 | 13.9 | 5.6 | 19.4 | 9.9 | 12.2 | -10.6 | 16.1 | -7.8 | 24 | 21 | 23.9 | 12.8 | 26.1 | 16.1 | 16.3 | -0.4 | 26.7 | 13.9 | 14.4 | 1.1 | 27.2 | 17.2 | 13.9 | -1.8 | 10.6 | -1.7 | 16.1 | 15.6 | 3.9 | -4.4 | 10 | -4.4 | 14.8 | -0.4 | 12.2 | 10.6 | 25 | 13.9 | 10 | -5 | 2 | -1 | 6.3 | 5.6 | -0.7 | -2.4 | 0 | -8.3 | 5.6 | -3.1 | 9.7 | -2 | -2.8 | -13.3 | 5 | -7.2 | 20 | 0.6 | 22.4 | 2 | 18 | 0.2 | 15.6 | 15 | 4.4 | -10 | 15 | 5.6 | 6.1 | -2.2 | 19.4 | 11 | 13.9 | -3.9 | 12.8 | -6.7 | 7.8 | 3.9 | 12.2 | -5.6 | 16.5 | -9.9 | 22.2 | 2.8 | 17.2 | 2.8 | 8.7 | 5.6 | 10.9 | 3.5 | 2.1 | -7.4 | 2.8 | -4.4 | 10 | 4.4 | 14.3 | 2.2 | 3 | 2 | 12.2 | 4.4 | 11.1 | 3.3 | 13.9 | -5.6 | -1.1 | -13.9 | 4 | 0 | 16.1 | 1.7 | 19.4 | 3.3 | 2.4 | -11.3 | 15.4 | 12.2 | 18.3 | 15 | 9.4 | -8.9 | 30 | 21.7 | 27.2 | -9.4 | 14.4 | 11.7 | 21.7 | 21.1 | 22.7 | 15.8 | 14.4 | -3.9 | 10.6 | 0 | 5 | -5.6 | 7.8 | 1.7 | 10 | -1.1 | 12.8 | -5 | 7.3 | -0.6 | 7.8 | -6.7 | 8.9 | -2.8
8 | -1 | 6.7 | -2.2 | 20.6 | 17.8 | 22.8 | 12.2 | 9.6 | -2.4 | 26.1 | 0.7 | 9 | 3 | 20.9 | 8.9 | 18.3 | 13.3 | 16.8 | 5.8 | 14.4 | 5 | 18.9 | 9.7 | 12.2 | -12.8 | 17 | -7.3 | 24 | 20 | 25 | 12.8 | 27.2 | 15.6 | 17.6 | -1 | 27.8 | 12.2 | 15.6 | -1.1 | 27.8 | 18.3 | 15.6 | -2.2 | 11.1 | -3.3 | 16.1 | 15.6 | 4.4 | -5 | 11.1 | -6.1 | 15.8 | 0 | 12.8 | 11.1 | 25 | 14.4 | 11.1 | -3.9 | 2 | -2 | 7.6 | 6.2 | -0.4 | -2.5 | 1.1 | -8.3 | 7.2 | -3.7 | 8.7 | 0.4 | -1.1 | -13.9 | 6.7 | -8.3 | 21.7 | -2.2 | 25 | -0.6 | 20 | 0.6 | 15.6 | 15.6 | 5 | -9.5 | 16.1 | 5 | 8.9 | -2.2 | 20.6 | 13.8 | 13.9 | -3.9 | 13.9 | -6.1 | 8.3 | 3.3 | 13.1 | -5.7 | 17.4 | -9.2 | 23.3 | 2.2 | 18.3 | 1.7 | 7.4 | 3.8 | 12.4 | 3.6 | 2.4 | -7.9 | 3.9 | -6.7 | 11.7 | 5.6 | 15 | 1.1 | 4 | 3 | 14.4 | 5 | 12.8 | 1.1 | 15 | -5.6 | -0.6 | -15 | 5 | 0 | 17.2 | 1.7 | 21.1 | 2.8 | 3.3 | -13.3 | 16.8 | 14.5 | 18.3 | 15.6 | 9.4 | -7.2 | 30 | 21.7 | 27.8 | -5.6 | 15.6 | 11.7 | 25.6 | 22.2 | 24.4 | 16.1 | 16.1 | -5 | 13.3 | -1.1 | 5 | -5.6 | 9.4 | 0.6 | 10 | -0.6 | 13.9 | -5 | 8.9 | -0.4 | 8.3 | -5.2 | 10.2 | -2.5
9 | -2 | 7.8 | -2.8 | 21.5 | 17.5 | 23.3 | 11.7 | 10.9 | -3.5 | 27.7 | 0.4 | 10 | 3 | 21.7 | 8.3 | 18.3 | 13.3 | 18.3 | 6.1 | 14.4 | 6.1 | 18.3 | 9.4 | 13.9 | -11.1 | 18 | -7.3 | 24 | 21 | 24.4 | 12.2 | 27.8 | 15.6 | 18.9 | -2.2 | 29.4 | 12.2 | 16.7 | 0 | 28.3 | 17.2 | 16.7 | -2.5 | 11.7 | -2.2 | 13.9 | 13.3 | 5.6 | -5.6 | 11.7 | -4.4 | 16.7 | 0 | 12.2 | 10 | 23.9 | 13.9 | 12.8 | -3.9 | 2 | -1 | 8.9 | 6.7 | 0 | -2.8 | 2.2 | -7.8 | 8.9 | -5.6 | 7.8 | 2.2 | 0 | -12.8 | 6.7 | -7.8 | 21.1 | -5.6 | 25.6 | -0.4 | 21.1 | 0.3 | 15.6 | 15.6 | 5.5 | -10.7 | 18.3 | 5.6 | 10 | -3.9 | 21.7 | 16.7 | 16.1 | -5 | 14.4 | -6.1 | 8.3 | 3.9 | 14.1 | -7 | 18.3 | -10 | 24.4 | 5 | 19.4 | 1.7 | 6.1 | 2.2 | 13.9 | 3.9 | 2.8 | -9.4 | 5 | -7.2 | 12.8 | 6.7 | 14.8 | 2 | 7 | 3 | 15.6 | 3.9 | 13.9 | 1.7 | 15 | -5.6 | 0.6 | -13.3 | 5 | 0 | 20.6 | 3.3 | 21.1 | 2.2 | 4.4 | -11.6 | 18.3 | 16.7 | 19.4 | 14.4 | 10.6 | -7.2 | 30 | 21.7 | 29.4 | -4.4 | 16.7 | 13.3 | 26.7 | 21.7 | 25.3 | 15.9 | 17.2 | -4.4 | 14.4 | -3.9 | 5 | -5.6 | 10.6 | 0 | 10.6 | -1.7 | 15.6 | -5.6 | 10.6 | -0.6 | 8.9 | -5.1 | 11.5 | -2.4
8 | -2 | 8.3 | -2.2 | 22.4 | 17.1 | 23.9 | 11.6 | 12.2 | -5.6 | 29.4 | 0.6 | 11 | 4 | 21.5 | 8.1 | 18.3 | 13.9 | 18.7 | 5.2 | 14.4 | 6.1 | 17.9 | 9.8 | 12.8 | -11.1 | 18.9 | -9.4 | 23 | 20 | 24.4 | 12.8 | 27.8 | 15.6 | 19.6 | -1.8 | 28.9 | 17.2 | 18.3 | -0.6 | 27.8 | 18.9 | 17.8 | -3.7 | 12.8 | -2.8 | 12.8 | 12.2 | 6.7 | -5 | 13.9 | -4.4 | 17.2 | -0.4 | 12.2 | 10.6 | 25 | 13.9 | 13.9 | -2.8 | 3 | -2 | 8.5 | 6.7 | 0.6 | -2.8 | 1.7 | -7.8 | 9.8 | -4.7 | 7.6 | 2.9 | 1.1 | -10 | 7.8 | -7.8 | 21.7 | -1.1 | 26.1 | -0.7 | 22.2 | 0.1 | 15.6 | 15.6 | 6.1 | -13.9 | 18.9 | 5 | 11.7 | -1.1 | 22.1 | 16.8 | 15.6 | -5 | 16.1 | -5 | 8.3 | 3.3 | 15 | -9.4 | 18.5 | -9.3 | 26.1 | 8.3 | 18.9 | 0.6 | 6.5 | 2 | 14.8 | 3 | 4.1 | -7.1 | 6.1 | -5 | 15 | 8.3 | 14.6 | 3.1 | 8 | 4 | 17.2 | 3.9 | 14.4 | 1.1 | 15.6 | -4.4 | 1.7 | -13.3 | 4 | -1 | 21.1 | 2.8 | 22.2 | 2.2 | 5.6 | -11.1 | 18.7 | 16.5 | 19.4 | 12.8 | 11.7 | -6.1 | 31.1 | 21.1 | 30 | -5.6 | 17.8 | 13.3 | 25.6 | 21.7 | 26.3 | 15.4 | 18.3 | -3.3 | 15.6 | -2.2 | 5 | -5.6 | 10 | -1.1 | 12.8 | -5.6 | 16.7 | -5.6 | 11.5 | -0.6 | 9.4 | -5.6 | 12.8 | -3.3
7 | -2 | 7.2 | -2.2 | 23.3 | 16.7 | 24.4 | 11.1 | 12.6 | -5.2 | 29 | -0.2 | 11 | 4 | 21.3 | 7.2 | 18.9 | 13.3 | 19 | 4 | 15 | 6.7 | 17.6 | 10.3 | 8.9 | -6.1 | 19.5 | -8.6 | 23 | 21 | 23.3 | 12.2 | 26.7 | 15 | 20.4 | -1.8 | 28.3 | 17.2 | 19.4 | 1.1 | 28.9 | 17.2 | 18.9 | -5 | 13.3 | -3.9 | 10.6 | 9.4 | 7.2 | -5 | 12.8 | -3.9 | 17.8 | -0.8 | 12.8 | 9.4 | 25.6 | 12.8 | 14.4 | -1.1 | 3 | -1 | 8.2 | 6.8 | 1.1 | -3.3 | 2.2 | -7.8 | 10.8 | -5 | 7.4 | 3.5 | 1.1 | -8.9 | 8.3 | -8.3 | 21.7 | -3.9 | 26.7 | -1.1 | 23.3 | -0.6 | 16.1 | 15.6 | 6.3 | -12.4 | 20.6 | 5 | 12.8 | -1.1 | 22.4 | 17.1 | 16.7 | -3.3 | 16.1 | -5.6 | 8.3 | 3.3 | 13.7 | -4.8 | 18.7 | -11 | 26.1 | -2.2 | 20 | -1.1 | 6.8 | 1.9 | 15.8 | 2.2 | 5.4 | -5.7 | 6.7 | -6.7 | 15 | 7.8 | 14.4 | 3.9 | 9 | 4 | 17.2 | 3.3 | 15 | -0.6 | 15 | -3.9 | 2.2 | -12.8 | 4 | -1 | 20 | 7.2 | 22.2 | 2.2 | 6.7 | -12.8 | 19 | 16.3 | 18.9 | 12.2 | 11.1 | -7.2 | 29.4 | 20 | 30.6 | -5.6 | 18.3 | 12.8 | 21.7 | 19.4 | 27.2 | 15 | 18.9 | -0.6 | 16.7 | -2.2 | 5 | -6.1 | 6.1 | 3.3 | 12.2 | -6.1 | 16.1 | -6.1 | 12.4 | -1 | 8.1 | -4.1 | 11.9 | -1.1
7 | -3 | 7.2 | -2.2 | 22.9 | 16.5 | 23.5 | 11.3 | 12.9 | -6.4 | 28.7 | 0.4 | 11 | 3 | 21.1 | 6.7 | 18.9 | 10.6 | 19.4 | 2.8 | 14.4 | 7.2 | 17.2 | 10.6 | 10 | -3.3 | 20 | -10.1 | 22 | 21 | 22.2 | 12.8 | 25.6 | 15 | 21.1 | -2.2 | 27.8 | 17.2 | 20.6 | 1.1 | 28.3 | 16.7 | 18.7 | -4.8 | 13.9 | -3.9 | 9.4 | 8.9 | 7.8 | -5 | 13.3 | -5.6 | 18.3 | -1.7 | 15 | 10 | 25.6 | 8.3 | 15.6 | -1.7 | 3 | -2 | 7.8 | 6.7 | 1.7 | -4.4 | 2.2 | -7.2 | 11.7 | -6.1 | 7.2 | 3.9 | 1.7 | -8.3 | 7.8 | -7.2 | 22.8 | -3.3 | 26.3 | -1.3 | 21.8 | 0.9 | 16.7 | 15.6 | 6.5 | -12.7 | 19.4 | 4.4 | 14.4 | -1.7 | 22.8 | 17.2 | 18.9 | -1.7 | 16.1 | -5 | 8.3 | 4.4 | 12.4 | -3 | 18.9 | -13.3 | 26.1 | 1.7 | 20 | -2.8 | 7.2 | 1.7 | 16.7 | 0.6 | 6.7 | -5.6 | 6.1 | -5.6 | 15.6 | 7.8 | 14.2 | 3.9 | 7 | 3 | 17.8 | 2.8 | 15 | 1.1 | 13.9 | -4.4 | 2.8 | -15 | 3 | -2 | 20 | 7.8 | 22.2 | 2.8 | 6.5 | -11.3 | 19.4 | 16.1 | 18.9 | 12.2 | 11.7 | -6.7 | 27.2 | 20.6 | 30.6 | -6.1 | 18.3 | 13.3 | 21.1 | 18.9 | 26.1 | 14.9 | 19.4 | 2.2 | 16.7 | -2.2 | 5 | -5 | 6.7 | 2.8 | 12.8 | -6.1 | 16.1 | -6.1 | 13.3 | -1.7 | 6.9 | -3.5 | 10.9 | 0
7 | -3 | 6.1 | -1.7 | 22.6 | 16.2 | 22.6 | 11.7 | 13.3 | -8.3 | 28.3 | 0 | 11 | 3 | 19.3 | 5.8 | 18.3 | 10 | 18.1 | 3.2 | 13.3 | 7.2 | 15.4 | 10.6 | 8.9 | -2.8 | 20.6 | -11.7 | 22 | 21 | 21.1 | 13.9 | 25 | 15 | 20 | -1.5 | 27.8 | 17.2 | 20.6 | 1.1 | 26.7 | 16.7 | 18.5 | -4.9 | 14.4 | -3.3 | 9.4 | 8.9 | 7.2 | -5.6 | 11.1 | -6.7 | 17 | -1.4 | 15.6 | 10.6 | 24.4 | 7.8 | 15 | -4.4 | 2 | -2 | 7.4 | 6.7 | 1.5 | -4.4 | 1.7 | -7.2 | 10.6 | -4.4 | 7 | 4 | -0.6 | -4.4 | 7.8 | -7.2 | 21.7 | -3.9 | 26 | -2.3 | 20.4 | 1.3 | 17.2 | 16.1 | 6.7 | -15 | 19.4 | 4.4 | 14.4 | -1.1 | 21.7 | 17.5 | 17.8 | -0.6 | 16.1 | -5 | 7.8 | 3.9 | 11.1 | -1.7 | 16.1 | -11.9 | 25 | -0.6 | 18.9 | -1.1 | 6.1 | 0.8 | 16.1 | -0.1 | 5.8 | -3.4 | 6.7 | -8.3 | 15.6 | 6.7 | 14.1 | 4.4 | 6 | 2 | 17.2 | 2.8 | 14.4 | 0.6 | 12.8 | -6.1 | 2.8 | -13.9 | 3 | -2 | 19.4 | 8.3 | 22.2 | 2.8 | 6.3 | -11.4 | 19.6 | 16.1 | 16.1 | 13.9 | 10.6 | -5.6 | 26.7 | 20.6 | 30 | -5 | 17.8 | 12.8 | 20 | 17.2 | 25 | 15.1 | 19.4 | 2.8 | 16.1 | -1.7 | 5.6 | -5 | 7.2 | 2.8 | 11.7 | -6.7 | 16.1 | -5.6 | 12.9 | -1.9 | 5.6 | -3.9 | 10 | 1.1
6 | -1 | 6.1 | -2.2 | 22.2 | 16.1 | 21.7 | 11.7 | 10.5 | -5.6 | 27 | 0.7 | 9 | 3 | 17.4 | 5.1 | 16.7 | 11.1 | 16.9 | 3.9 | 12.2 | 6.7 | 13.5 | 10.5 | 7.2 | -2.2 | 17.6 | -9.9 | 21 | 20 | 18.3 | 16.7 | 23.9 | 15 | 18.9 | -0.9 | 26.7 | 17.2 | 20 | 1.7 | 26.1 | 18.3 | 18.3 | -5.6 | 13.3 | -3.9 | 8.9 | 7.8 | 7.2 | -5.6 | 11.1 | -6.1 | 15.7 | -1.2 | 14.4 | 10.6 | 22.2 | 8.9 | 13.9 | -4.4 | 2 | -1 | 7.1 | 6.8 | 1.3 | -4.8 | 1.1 | -7.2 | 9.4 | -4 | 6.9 | 4.1 | -0.6 | -3.3 | 7.8 | -7.2 | 20.6 | -1.7 | 25.6 | -2.8 | 18.9 | 1.7 | 16.1 | 15.6 | 4.8 | -12.6 | 16.7 | 6.7 | 11.7 | -0.6 | 20.5 | 17.7 | 16.7 | -0.6 | 15.6 | -4.4 | 7.8 | 3.9 | 9.1 | -2.5 | 13.4 | -11.3 | 25 | -0.6 | 17.8 | -2.2 | 5 | -0.2 | 15.6 | -0.5 | 4.8 | -2.6 | 6.1 | -6.7 | 13.3 | 6.7 | 13.9 | 4.4 | 6 | 3 | 14.4 | 1.1 | 13.9 | 2.8 | 11.1 | -6.7 | 2.8 | -13.9 | 2 | -2 | 18.3 | 8.3 | 21.7 | 2.2 | 6.1 | -13.3 | 19.8 | 16.1 | 15 | 11.7 | 10.6 | -4.4 | 25.6 | 20 | 28.3 | -1.7 | 17.8 | 11.7 | 18.9 | 15.6 | 23.9 | 15 | 17.2 | 2.2 | 13.9 | 0.6 | 5.6 | -7.2 | 7.8 | 1.7 | 10 | -6.7 | 14.4 | -5 | 12.6 | -2.5 | 4.3 | -2.4 | 9.6 | 1.2
3 | -1 | 0.6 | -0.6 | 21.3 | 16.3 | 20.2 | 11.5 | 7.8 | -5.3 | 25.7 | 1.7 | 8 | 3 | 15.6 | 3.9 | 16.1 | 12.2 | 15.6 | 3.9 | 11.1 | 6.7 | 11.7 | 10 | 6.1 | -2.2 | 14.7 | -9.7 | 21 | 19 | 18.3 | 16.7 | 23.9 | 15 | 17.8 | -1.1 | 25 | 17.2 | 17.8 | 2.2 | 23.9 | 17.8 | 16.1 | -4.4 | 12.2 | -3.3 | 8.3 | 7.2 | 6.7 | -5 | 8.9 | -6.1 | 14.4 | -1.7 | 13.9 | 11.1 | 20 | 10 | 12.8 | -3.9 | 1 | -1 | 6.7 | 6.7 | 1.1 | -6.1 | 0.6 | -6.7 | 8.3 | -4.4 | 6.7 | 3.9 | -0.6 | -3.9 | 7.2 | -7.2 | 18.9 | -2.8 | 23.5 | -0.1 | 16.5 | 2.9 | 15 | 15 | 3 | -12.3 | 15.6 | 6.7 | 10.6 | -2.2 | 19.4 | 17.8 | 15 | -0.6 | 13.3 | -3.3 | 7.8 | 4.4 | 7 | -3.4 | 10.6 | -13.3 | 23.3 | -2.2 | 15.6 | -1.1 | 3.9 | -1.1 | 15 | -1.7 | 3.9 | -2.2 | 5 | -2.8 | 12.8 | 8.9 | 13 | 5 | 6 | 1 | 12.2 | 1.1 | 12.8 | 3.3 | 10 | -6.7 | 2.2 | -13.3 | 2 | -2 | 15.6 | 8.3 | 19.4 | 1.7 | 3.9 | -10.8 | 20 | 16.1 | 13.3 | 9.4 | 8.9 | -5 | 24.4 | 19.4 | 26.7 | -11.1 | 17.8 | 11.1 | 17.8 | 13.9 | 22.6 | 15 | 14.4 | 6.1 | 11.1 | 1.1 | 5 | -6.7 | 7.2 | 1.7 | 7.2 | -6.1 | 9.4 | -3.3 | 12.2 | -3.9 | 3 | -1.7 | 9.3 | 1.2
2 | -1 | -0.6 | -2.2 | 20.3 | 16.6 | 18.7 | 11.1 | 5 | -6.1 | 24.4 | 2.2 | 8 | 2 | 14.7 | 3.8 | 16.1 | 12.2 | 13.9 | 6.1 | 11.1 | 7.2 | 10.6 | 9.5 | 6.1 | -1.1 | 11.7 | -11.1 | 21 | 19 | 18.3 | 16.1 | 23.3 | 15 | 14.5 | 1.7 | 23.3 | 17.2 | 14.4 | 2.8 | 23.3 | 17.8 | 13.9 | -3.8 | 10 | -2.8 | 7.2 | 6.7 | 6.1 | -3.9 | 5.6 | -6.1 | 12.7 | -2.1 | 13.3 | 11.7 | 18.3 | 14.4 | 11.1 | -3.9 | 0 | -2 | 6.7 | 6.7 | 0.7 | -5.5 | 0.6 | -7.2 | 7.9 | -4.3 | 5 | 3.3 | -1.1 | -2.8 | 6.1 | -6.7 | 15.6 | 0 | 21.5 | 1.2 | 14.1 | 3 | 14.4 | 14.4 | 1.1 | -13.9 | 15 | 7.2 | 8.3 | -2.8 | 19.2 | 17.7 | 15 | -1.1 | 10.6 | -3.9 | 7.2 | 3.9 | 5 | -5 | 8.7 | -8.7 | 21.1 | -1.7 | 14.4 | 1.1 | 3 | -2.8 | 14.3 | -0.8 | 3 | -2.2 | 5 | -2.8 | 12.2 | 7.8 | 12 | 5.4 | 4 | 1 | 10.6 | 0.6 | 11.1 | 3.9 | 8.3 | -6.7 | 1.1 | -12.8 | 1 | -3 | 13.9 | 8.9 | 15 | 2.8 | 1.6 | -10.9 | 18.3 | 15.4 | 12.2 | 8.9 | 5.6 | -4.4 | 24.4 | 19.4 | 25.6 | -4.4 | 17.8 | 11.1 | 17.2 | 13.9 | 21.3 | 15.2 | 10.6 | 4.4 | 9.4 | 0 | 5 | -6.7 | 7.2 | 1.1 | 6.1 | -6.1 | 8.3 | -3.9 | 10.2 | -2.2 | 1.7 | -1.7 | 8.9 | 1.1
2 | -1 | -1.1 | -3.3 | 19.4 | 16.7 | 17.2 | 10.6 | 3.1 | -4.9 | 23.7 | 1.9 | 6 | 3 | 13.7 | 3.8 | 16.1 | 12.2 | 12.3 | 7.6 | 11.1 | 7.2 | 9.4 | 9 | 6.1 | -1.1 | 10.8 | -9.5 | 21 | 20 | 18.3 | 16.7 | 23.3 | 15 | 11.1 | 2.9 | 22.8 | 17.2 | 12.8 | 3.3 | 23.3 | 17.8 | 11.7 | -4.4 | 9.4 | -3.3 | 7.2 | 6.7 | 5 | -3.3 | 3.3 | -6.7 | 11.1 | -2.7 | 13.3 | 11.7 | 17.8 | 13.9 | 10.6 | 0 | 0 | -2 | 6.7 | 6.7 | 0.4 | -5.7 | 0 | -6.1 | 7.6 | -4.5 | 3.4 | 2.5 | -1.7 | -2.2 | 5 | -6.1 | 13.9 | 0 | 19.4 | 2.2 | 11.7 | 2.8 | 14.4 | 14.4 | 0.4 | -11.2 | 13.9 | 6.7 | 7.2 | -1.7 | 19.1 | 17.8 | 12.2 | -1.1 | 8.3 | -2.8 | 6.7 | 3.3 | 3.5 | -5 | 6.9 | -6.3 | 20 | -1.1 | 13.9 | 1.7 | 2 | -5 | 13.5 | -0.8 | 2 | -2.9 | 5.6 | -1.1 | 11.7 | 7.2 | 11.1 | 5.6 | 4 | 1 | 9.4 | 0 | 9.4 | 3.3 | 7.2 | -7.2 | 0.6 | -11.7 | 1 | -2 | 12.8 | 9.4 | 11.7 | 3.9 | -0.6 | -12.2 | 16.7 | 14.7 | 11.7 | 6.7 | 3.9 | -3.3 | 23.9 | 20 | 25 | -5 | 17.2 | 11.1 | 16.7 | 13.3 | 20 | 15 | 8.9 | 4.4 | 8.3 | 1.1 | 5 | -6.7 | 7.2 | 1.1 | 5.6 | -6.1 | 6.7 | -2.8 | 8.1 | -1.5 | 1.1 | -1.4 | 8.3 | 0.7
1 | -1 | -2.2 | -4.4 | 18.5 | 16.3 | 16.3 | 10.6 | 1.3 | -4.8 | 22.9 | 1.3 | 7 | 4 | 12.8 | 3.3 | 16.7 | 12.2 | 10.6 | 8.3 | 10.6 | 7.2 | 8.3 | 8.3 | 5 | -1.1 | 9.8 | -9.2 | 21 | 20 | 17.8 | 16.1 | 23.3 | 14.4 | 7.8 | 2.8 | 21.7 | 17.2 | 11.1 | 3.9 | 23.3 | 18.3 | 10.8 | -3.9 | 8.3 | -3.3 | 7.2 | 6.7 | 3.9 | -5.6 | 2.2 | -6.7 | 9.4 | -3.9 | 13.3 | 11.7 | 15.6 | 13.9 | 11.1 | -1.1 | 0 | -1 | 6.7 | 6.7 | 0 | -6.7 | -1.1 | -6.7 | 7.2 | -6.1 | 1.7 | 1.7 | -2.2 | -2.8 | 2.8 | -4.4 | 12.8 | 0.6 | 18.7 | 2.5 | 12.4 | 2.3 | 16.1 | 15.6 | -0.4 | -10.5 | 12.2 | 7.2 | 5 | -1.1 | 18.9 | 17.8 | 12.2 | -1.7 | 7.2 | -5.6 | 6.7 | 2.8 | 2.1 | -5.7 | 5 | -6.1 | 18.3 | -1.1 | 10.6 | 2.2 | 1.1 | -7.8 | 12.8 | -0.6 | 1.1 | -3.9 | 5.6 | -1.7 | 11.1 | 6.7 | 10 | 5 | 4 | 1 | 7.2 | 0.6 | 9.4 | 2.8 | 5.6 | -7.8 | 0 | -11.1 | 0 | -3 | 11.7 | 9.4 | 10.6 | 4.4 | -2.1 | -10.4 | 15 | 13.9 | 10.6 | 5.6 | 2.8 | -4.4 | 23.9 | 18.9 | 24.4 | -4.4 | 17.2 | 11.1 | 16.7 | 13.3 | 19.4 | 15.1 | 8.9 | 3.9 | 5.6 | 1.7 | 3.9 | -6.1 | 6.7 | 1.7 | 3.9 | -5.6 | 7.8 | 0 | 6.1 | -1.7 | 0.6 | -1.3 | 7.8 | 0.5
1 | -1 | -1.1 | -6.7 | 17.6 | 16 | 15.3 | 10.5 | -0.6 | -5.6 | 22.2 | 1.1 | 7 | 5 | 11.7 | 3.5 | 15.6 | 12.2 | 10.6 | 7.7 | 10.6 | 7.2 | 8.1 | 8.1 | 3.3 | -1.7 | 8.9 | -10 | 20 | 20 | 17.2 | 16.7 | 22.8 | 13.9 | 6.7 | 3 | 21.7 | 17.2 | 10.6 | 3.9 | 22.8 | 18.3 | 9.8 | -4.4 | 5 | -3.3 | 6.7 | 5.6 | 2.2 | -5.6 | 3.9 | -7.2 | 8.5 | -3.8 | 13.3 | 11.7 | 15.6 | 13.3 | 8.9 | 2.8 | 0 | -2 | 6.3 | 5.6 | -0.6 | -5.5 | -1.7 | -6.7 | 6.5 | -4.6 | 0.9 | 0.2 | -1.1 | -2.2 | 4.4 | -5 | 12.8 | 0.6 | 17.9 | 2.2 | 13.2 | 1.2 | 15 | 12.8 | -1.1 | -11.1 | 12.2 | 7.2 | 5 | -2.2 | 19.1 | 18.3 | 11.1 | -1.7 | 6.1 | -2.8 | 6.1 | 2.2 | 0.6 | -7.2 | 3.3 | -5.7 | 17.2 | -1.1 | 10.6 | 2.8 | 0.4 | -8.3 | 11.9 | -0.5 | 0.5 | -3.3 | 5 | -3.3 | 10.6 | 6.7 | 8.9 | 4.1 | 4 | 1 | 7.2 | 0 | 8.3 | 2.8 | 3.9 | -8.9 | -0.6 | -10 | 0 | -6 | 11.7 | 10 | 8.9 | 5 | -3.5 | -10 | 13.7 | 12.9 | 10 | 5.6 | 2.2 | -5 | 22.8 | 16.7 | 23.3 | -4.4 | 16.7 | 11.1 | 16.1 | 11.1 | 18.9 | 15.4 | 7.8 | 1.1 | 7.2 | 0.6 | 3.9 | -5.6 | 6.1 | 2.2 | 4.4 | -6.1 | 7.2 | 0 | 5.2 | -1.1 | 0 | -1.7 | 7.2 | 0
1 | -3 | -2.2 | -6.7 | 16.7 | 15.6 | 14.4 | 10.6 | -1 | -4.7 | 20.5 | 1.4 | 6 | 3 | 10.5 | 3.5 | 15.6 | 11.7 | 10.6 | 7 | 10 | 7.8 | 7.8 | 7.8 | 2.2 | -1.7 | 8.2 | -8.6 | 21 | 21 | 17.8 | 16.7 | 22.8 | 13.3 | 5.5 | 2.8 | 21.7 | 17.2 | 10.6 | 3.3 | 22.8 | 18.3 | 8.9 | -5 | 2.8 | -3.3 | 6.7 | 5.6 | 1.7 | -5.6 | 2.2 | -7.2 | 7.6 | -4.3 | 13.9 | 11.7 | 15 | 12.8 | 8.9 | 2.2 | 0 | -2 | 6 | 4.6 | -1.1 | -5.3 | -2.2 | -6.7 | 5.7 | -4.2 | 0.2 | -1.1 | -2.2 | -2.8 | 2.8 | -3.3 | 13.3 | -1.1 | 17.2 | 2.2 | 13.9 | 0 | 13.9 | 11.7 | -1.3 | -10.3 | 11.1 | 7.8 | 3.9 | -1.7 | 19.2 | 18.9 | 10 | -2.2 | 3.9 | -2.2 | 6.1 | 1.1 | 0.8 | -6 | 1.7 | -6.3 | 18.3 | -2.8 | 7.8 | 1.7 | -0.4 | -10 | 10.9 | -0.8 | 0 | -3.4 | 4.4 | -2.2 | 10 | 6.7 | 7.8 | 3.3 | 3 | 0 | 6.1 | 0.6 | 7.2 | 2.8 | 2.8 | -9.4 | -1.1 | -10 | 0 | -7 | 11.1 | 10 | 8.3 | 4.4 | -5 | -10.6 | 12.4 | 12.1 | 9.4 | 7.2 | 1.1 | -6.1 | 21.1 | 17.8 | 22.8 | -5 | 16.7 | 11.1 | 15.6 | 10 | 18.3 | 15.6 | 7.8 | 0 | 5.6 | 1.1 | 2.2 | -7.8 | 5.6 | 2.8 | 2.2 | -5.6 | 6.1 | -1.1 | 4.2 | -1 | 0 | -1.5 | 6.3 | 0
0 | -2 | -2.8 | -8.3 | 15.8 | 14.7 | 13.5 | 9.8 | -1.3 | -4.3 | 18.9 | 1.9 | 6 | 3 | 9.4 | 3.3 | 15 | 11.1 | 10.6 | 6.1 | 9.4 | 7.8 | 7.7 | 7.7 | 2.8 | -1.1 | 7.4 | -8 | 20 | 20 | 16.7 | 16.1 | 22.8 | 12.2 | 4.4 | 2.8 | 21.1 | 17.2 | 10 | 4.4 | 21.7 | 18.3 | 8.2 | -4.1 | 1.1 | -3.9 | 6.7 | 5 | 1.7 | -5 | 1.1 | -7.2 | 6.7 | -5.6 | 13.9 | 12.2 | 14.4 | 12.2 | 8.3 | 1.1 | -1 | -2 | 5.6 | 3.5 | -1.7 | -5.6 | -2.8 | -6.7 | 5 | -4.4 | -0.6 | -2.8 | -2.2 | -2.8 | 4.4 | -3.9 | 12.2 | -2.2 | 17.2 | 3.1 | 13.5 | 0.1 | 13.3 | 11.7 | -1.5 | -10.5 | 10.6 | 7.2 | 1.7 | -1.1 | 19.4 | 19.4 | 11.1 | -1.7 | 4.4 | -2.2 | 6.1 | 0.6 | 0.9 | -5.7 | 0 | -7.8 | 16.7 | -3.3 | 7.2 | 1.1 | -1.1 | -12.8 | 10 | -1.1 | -0.6 | -3.9 | 3.9 | -1.7 | 10.6 | 7.8 | 6.9 | 2.8 | 2 | 0 | 2.8 | 0 | 6.7 | 2.8 | 1.7 | -10 | -2.8 | -8.3 | -1 | -8 | 12.2 | 10.6 | 11.7 | 2.2 | -3.5 | -9.6 | 11.1 | 11.1 | 8.3 | 5 | 0 | -6.1 | 20.6 | 17.8 | 21.7 | -5 | 15.6 | 10.6 | 14.4 | 10 | 18.3 | 15.4 | 7.2 | 0 | 4.4 | 1.7 | 2.2 | -8.3 | 5.6 | 3.3 | 1.1 | -5 | 6.1 | -2.2 | 3.3 | -1.1 | 0 | -1.8 | 5.3 | 0.1
0 | -2 | -2.8 | -8.9 | 14.8 | 13.7 | 12.6 | 9.1 | -1.7 | -4.4 | 17.2 | 1.7 | 4 | 2 | 8.9 | 3.7 | 14.4 | 11.7 | 10.4 | 6.2 | 9.4 | 7.2 | 7.5 | 7.5 | 2.8 | -0.6 | 6.7 | -8.9 | 20 | 20 | 15.6 | 15.6 | 22.8 | 13.3 | 3.9 | 2.6 | 21.1 | 17.2 | 9.4 | 4.4 | 20.6 | 17.8 | 7.4 | -3.6 | 1.7 | -2.8 | 6.7 | 4.4 | 0.6 | -5.6 | 0 | -7.8 | 5.6 | -4.5 | 13.9 | 12.2 | 11.7 | 10.6 | 7.8 | 1.1 | -1 | -2 | 4.7 | 2.5 | -1.7 | -5.6 | -2.8 | -6.7 | 5.4 | -3.5 | -1.1 | -3.2 | -2.2 | -3.3 | 4.4 | -4.4 | 10.6 | -1.1 | 17.2 | 3.9 | 13.2 | 0.6 | 12.8 | 10 | -1.7 | -12.2 | 10.6 | 6.1 | 0 | -1.7 | 18.9 | 18.6 | 11.7 | -2.2 | 3.3 | -2.8 | 6.1 | 0 | 1.1 | -6.1 | -0.7 | -7.1 | 15 | -3.3 | 5 | 1.7 | -1.5 | -11.8 | 9.4 | -0.7 | -0.4 | -3.7 | 3.9 | -1.7 | 13.9 | 8.3 | 5.9 | 1.8 | 2 | 0 | 4.4 | 1.1 | 5 | 2.2 | 1.1 | -11.1 | -3.9 | -8.9 | -1 | -8 | 12.2 | 10.6 | 8.9 | 6.1 | -2.1 | -9.5 | 11.7 | 10.8 | 7.8 | 4.4 | -1.1 | -6.1 | 20 | 16.7 | 19.4 | -3.3 | 15 | 10.6 | 13.9 | 8.9 | 18.3 | 15.4 | 8.9 | 0 | 5.6 | 2.8 | 1.7 | -8.9 | 5 | 3.3 | -0.6 | -5 | 7.2 | -2.8 | 2.6 | -1.1 | 0 | -2.2 | 4.4 | 0
0 | -2 | -3.9 | -9.4 | 13.9 | 12.8 | 11.7 | 8.3 | -2.2 | -4.4 | 15.4 | 2.6 | 3 | 1 | 8.3 | 3.8 | 13.9 | 11.7 | 10.2 | 6.2 | 9.4 | 7.8 | 7.4 | 7.4 | 2.2 | -1.1 | 6.1 | -8 | 20 | 20 | 16.7 | 16.1 | 22.8 | 14.4 | 3.3 | 2.4 | 21.1 | 17.2 | 9.4 | 5 | 20.6 | 18.3 | 6.7 | -3.9 | 2.8 | -3.3 | 6.1 | 5 | 0 | -5.6 | -1.1 | -7.8 | 4.4 | -4.3 | 13.9 | 12.8 | 10.6 | 8.3 | 6.7 | 0.6 | -1 | -2 | 3.7 | 1.4 | -1.7 | -6.1 | -4.4 | -6.7 | 5.7 | -3.2 | -1.7 | -3.9 | -2.8 | -3.9 | 3.9 | -5 | 10.6 | -1.1 | 17.2 | 4.4 | 12.8 | 0.6 | 11.7 | 8.9 | -1.7 | -10.9 | 10 | 5 | 1.1 | -1.1 | 18.3 | 17.5 | 11.7 | -1.7 | 3.3 | -3.9 | 6.1 | 0 | 0 | -5.5 | -1.5 | -7.7 | 14.4 | -3.3 | 4.4 | 1.1 | -1.8 | -12.3 | 8.9 | -0.1 | -0.2 | -3.8 | 3.3 | -1.1 | 11.7 | 10.6 | 5 | 1.1 | 0 | -1 | 1.7 | 0 | 3.9 | 2.2 | -0.6 | -11.1 | -5 | -8.3 | -2 | -8 | 12.8 | 11.1 | 9.4 | 2.8 | -0.6 | -10.6 | 12.2 | 10.5 | 7.2 | 3.3 | -2.8 | -6.1 | 17.8 | 13.3 | 17.2 | -1.7 | 15 | 10.6 | 12.8 | 7.8 | 18.3 | 15.6 | 8.9 | -1.1 | 5 | 3.3 | 1.1 | -8.9 | 5 | 2.8 | -0.6 | -5 | 6.1 | -2.8 | 1.8 | -1.3 | -0.4 | -2.3 | 4.8 | 0.9
0 | -2 | -4.4 | -10.6 | 13.7 | 12.6 | 11.1 | 8.4 | -2.8 | -4.9 | 13.5 | 2.7 | 4 | 2 | 7.8 | 3.9 | 13.9 | 12.2 | 10 | 6.1 | 9.4 | 7.8 | 7.2 | 7.2 | 2.8 | -1.1 | 5.6 | -8 | 20 | 20 | 17.2 | 16.7 | 22.8 | 13.9 | 2.8 | 2.2 | 21.1 | 17.2 | 10 | 7.2 | 21.1 | 18.3 | 6.5 | -3.3 | 1.1 | -3.3 | 6.1 | 5 | 0.6 | -5.6 | -1.7 | -7.8 | 3.3 | -5 | 13.3 | 12.8 | 9.4 | 8.3 | 5.6 | 0 | -1 | -2 | 2.8 | 0.4 | -1.7 | -7.2 | -4.4 | -6.7 | 6.1 | -3.3 | -2.2 | -5 | -2.8 | -3.9 | -0.6 | -5.6 | 10 | -0.6 | 16.7 | 5.4 | 12.4 | 0.8 | 10.6 | 8.9 | -1.7 | -10.9 | 7.8 | 2.2 | -0.6 | -2.2 | 17.8 | 16.7 | 11.1 | -1.1 | 1.7 | -3.9 | 6.1 | 0 | -1.1 | -5.7 | -2.2 | -8.9 | 13.9 | -3.3 | 5.6 | 0.6 | -2.2 | -13.9 | 8.3 | 0 | 0 | -4.4 | 3.3 | -1.1 | 11.7 | 11.1 | 4.6 | 1.1 | 0 | -1 | 2.2 | 0 | 5 | 2.8 | 0 | -10.6 | -4.4 | -8.9 | -3 | -9 | 13.3 | 11.7 | 8.3 | 2.8 | -1.5 | -9.1 | 12.8 | 10 | 7.2 | 2.8 | -2.8 | -6.1 | 16.1 | 13.3 | 17.8 | -5 | 13.9 | 11.1 | 12.2 | 7.8 | 18.3 | 15.4 | 9.4 | -1.7 | 5.6 | 3.9 | 0 | -9.4 | 5 | 2.8 | -1.1 | -5 | 7.2 | -2.8 | 1.1 | -1.7 | -0.7 | -2.6 | 5.2 | 2
0 | -2 | -5 | -10.6 | 13.5 | 12.4 | 10.6 | 8.4 | -3.3 | -5.6 | 11.7 | 2.8 | 3 | 1 | 8.2 | 4.2 | 13.3 | 12.8 | 10.7 | 6.3 | 8.9 | 7.2 | 7.1 | 7.1 | 2.2 | 0 | 5 | -9.4 | 19 | 19 | 17.2 | 16.7 | 22.8 | 13.9 | 4.3 | 3.7 | 20.6 | 17.2 | 10 | 7.8 | 21.1 | 18.3 | 6.3 | -3 | 1.1 | -3.3 | 6.1 | 5 | 0.6 | -5.6 | -1.7 | -8.3 | 2.9 | -4.4 | 12.8 | 12.2 | 8.9 | 6.7 | 5 | -0.6 | -2 | -2 | 2.4 | -0.7 | -0.9 | -6.7 | -4.4 | -6.1 | 5.5 | -2.7 | -2.4 | -4.9 | -3.9 | -5 | -0.6 | -5.6 | 8.3 | -0.6 | 16.1 | 6.3 | 12.1 | 1.1 | 9.4 | 7.8 | -1.7 | -12.2 | 6.1 | 1.1 | 1.1 | -1.7 | 18 | 16.5 | 11.1 | 0.6 | 0.6 | -3.9 | 6.1 | 1.1 | -2.2 | -6.7 | -1.5 | -6.6 | 12.8 | -3.3 | 2.8 | 0 | -2.4 | -13.2 | 8.3 | 0 | 1.1 | -3.7 | 3.3 | -1.1 | 12.2 | 11.1 | 4.3 | 1.1 | -1 | -5 | 0.6 | -1.1 | 4.4 | 3.3 | 0.6 | -10 | -5 | -8.9 | -3 | -9 | 13.9 | 12.2 | 8.3 | 2.8 | -2.4 | -8.7 | 12.6 | 10.4 | 5.6 | 2.8 | -1.7 | -5.6 | 15 | 12.8 | 15.6 | -11.1 | 12.8 | 11.1 | 11.7 | 7.8 | 18.3 | 15.4 | 10.6 | -2.8 | 6.1 | 3.3 | -0.6 | -9.4 | 4.4 | 2.2 | 0 | -4.4 | 7.8 | -2.2 | 1.3 | -1.3 | -1.1 | -3.3 | 5.6 | 2.8
0 | -2 | -5.6 | -11.1 | 13.3 | 12.2 | 10 | 8.3 | 0.2 | -3.1 | 13.4 | 3.2 | 2 | 1 | 8.5 | 4.3 | 13.3 | 12.8 | 11.5 | 6.2 | 9.4 | 7.8 | 7 | 7 | 2.2 | 0.6 | 7.2 | -7.5 | 19 | 19 | 17.2 | 16.7 | 22.8 | 13.3 | 5.7 | 5.1 | 20.6 | 17.2 | 11.7 | 9.4 | 21.7 | 17.8 | 6.1 | -3.3 | 1.1 | -3.9 | 6.1 | 5.6 | 0.6 | -5.6 | -2.2 | -8.3 | 2.6 | -4.3 | 12.8 | 12.2 | 8.9 | 6.1 | 5 | -0.6 | -2 | -3 | 2.1 | -1.7 | -0.2 | -6.8 | -4.4 | -6.1 | 5 | -2.5 | -2.6 | -5.4 | -5 | -5.6 | 0 | -5.6 | 8.9 | 0 | 15.6 | 6.7 | 11.7 | 1.1 | 8.9 | 6.7 | 0.2 | -10.2 | 4.4 | 1.1 | 1.1 | -2.2 | 18.1 | 16.3 | 11.1 | 2.8 | 0 | -4.4 | 5.6 | 1.7 | -1.3 | -6 | -0.7 | -5.3 | 13.3 | -2.8 | 4.4 | 0 | -2.6 | -13.6 | 8.3 | 0 | 2.2 | -3.4 | 2.8 | -1.1 | 12.2 | 11.1 | 3.9 | 1.1 | 0 | -2 | 0.6 | -1.1 | 5 | 3.9 | 0.6 | -10 | -5.6 | -8.9 | -3 | -9 | 13.3 | 11.7 | 6.1 | 2.2 | -3.3 | -9.4 | 12.4 | 10.8 | 5 | 1.1 | -2.2 | -6.1 | 14.4 | 13.3 | 15 | -10.6 | 13.9 | 11.7 | 11.1 | 7.2 | 18.3 | 15.6 | 11.7 | -3.3 | 7.2 | 2.8 | 0 | -9.4 | 3.9 | 1.7 | 0.6 | -4.4 | 7.8 | -1.7 | 1.5 | -1.1 | -0.9 | -2.8 | 6.5 | 3.3
1 | -1 | -5.6 | -11.1 | 14.2 | 13 | 12.2 | 9.1 | 3.7 | -1.6 | 15 | 3.5 | 4 | 2 | 8.9 | 4.4 | 13.9 | 13.3 | 12.2 | 6.1 | 11.1 | 7.8 | 8.9 | 8.3 | 2.2 | 0.6 | 9.5 | -7.2 | 21 | 21 | 16.1 | 15.6 | 22.8 | 15.6 | 7.2 | 6.7 | 20.6 | 17.2 | 12.2 | 10.6 | 22.2 | 18.3 | 9.8 | -1.6 | 1.7 | -2.8 | 6.1 | 5 | 0.6 | -5 | -0.6 | -7.8 | 2.2 | -5 | 14.4 | 12.8 | 8.3 | 4.4 | 5.6 | -0.6 | -1 | -2 | 1.7 | -2.8 | 0.6 | -8.3 | -3.3 | -5 | 4.4 | -2.8 | -2.8 | -6.1 | -5 | -6.1 | 3.9 | -5.6 | 11.7 | 0.6 | 17.6 | 7.9 | 14.7 | 2.3 | 10 | 6.7 | 2 | -9.9 | 1.7 | 0.6 | 1.1 | -1.1 | 18.3 | 16.1 | 11.1 | 3.3 | 0 | -3.9 | 6.1 | 0 | -0.3 | -5.8 | 0 | -4.4 | 15.6 | -2.8 | 5 | 1.1 | -2.8 | -15.6 | 8.3 | 0 | 3.3 | -3.9 | 3.3 | -1.1 | 11.1 | 10.6 | 4.8 | 0.9 | 0 | -1 | 2.8 | 0.6 | 5.6 | 3.3 | 2.2 | -8.9 | -3.9 | -7.8 | -3 | -8 | 13.9 | 12.2 | 7.2 | 3.9 | 0.2 | -6.7 | 12.2 | 11.1 | 6.1 | 1.7 | -0.6 | -5.6 | 14.4 | 12.8 | 20 | -10 | 14.4 | 11.7 | 11.7 | 7.2 | 18.5 | 15.4 | 10 | -3.3 | 7.2 | 2.8 | 0.6 | -8.9 | 2.8 | 1.1 | 1.7 | -3.3 | 9.4 | -0.6 | 1.7 | -1.1 | -0.8 | -2.7 | 7.4 | 3.6
1 | -3 | -5 | -11.1 | 15.2 | 13.8 | 14.5 | 9.8 | 7.2 | -0.6 | 16.7 | 3.3 | 7 | 3 | 11.5 | 5.2 | 14.4 | 13.9 | 14.1 | 7.2 | 12.8 | 8.3 | 12 | 9.9 | 1.7 | 0.6 | 11.7 | -7.8 | 22 | 21 | 18.3 | 16.7 | 23.9 | 17.2 | 10.9 | 7.4 | 21.7 | 17.2 | 13.3 | 11.7 | 23.9 | 17.8 | 13.5 | -0.8 | 6.7 | -1.1 | 7.2 | 5 | 2.2 | -3.9 | 3.3 | -6.7 | 5.2 | -3.4 | 15.6 | 12.8 | 10 | 3.9 | 7.2 | 0 | 0 | -1 | 2.1 | -2.8 | 3 | -6.9 | -1.1 | -3.9 | 6.6 | -1.4 | -2.4 | -6.3 | -3.3 | -6.1 | 5.6 | -5 | 13.9 | 0.6 | 19.7 | 9.3 | 17.6 | 2.4 | 10.6 | 6.7 | 3.9 | -11.1 | 1.7 | 0.6 | 5 | -1.1 | 19.1 | 16.4 | 12.8 | 2.8 | 4.4 | -3.3 | 7.2 | 1.1 | 0.6 | -6.7 | 2.8 | -4.1 | 19.4 | -1.1 | 9.4 | 1.7 | -1.9 | -13.9 | 9.4 | 0 | 5.7 | -2.1 | 3.9 | -0.6 | 11.7 | 11.1 | 5.8 | 0.5 | 2 | -3 | 5.6 | 1.7 | 6.1 | 3.9 | 2.8 | -10 | -0.6 | -7.2 | -1 | -7 | 16.1 | 12.2 | 12.2 | 5.6 | 3.7 | -5.3 | 14.1 | 11.8 | 8.3 | 0 | 2.8 | -2.2 | 14.4 | 13.3 | 21.7 | -6.7 | 15 | 11.7 | 13.3 | 7.2 | 18.7 | 15.6 | 13.3 | -1.7 | 8.3 | 3.3 | 2.2 | -8.3 | 3.9 | 1.7 | 3.3 | -2.8 | 11.7 | 1.1 | 6.1 | 0.4 | -0.6 | -2.8 | 8.3 | 3.9
3 | -1 | -3.9 | -11.1 | 16.1 | 14.4 | 16.7 | 10 | 10.2 | -0.3 | 19.3 | 3.5 | 8 | 4 | 14.1 | 5.7 | 16.1 | 13.9 | 15.9 | 8.2 | 14.4 | 8.9 | 15.2 | 11.6 | 2.2 | 0.6 | 14.3 | -6.3 | 22 | 21 | 20 | 16.7 | 25 | 16.7 | 14.6 | 7.4 | 23.3 | 17.2 | 15.6 | 12.8 | 25.6 | 17.8 | 17.2 | -0.6 | 9.4 | -0.6 | 8.3 | 3.9 | 3.9 | -3.3 | 10 | -4.4 | 8.1 | -2.7 | 16.7 | 13.3 | 11.1 | 3.9 | 8.3 | 0.6 | 1 | -1 | 2.4 | -3.3 | 5.4 | -7.2 | 1.1 | -3.9 | 8.9 | -0.1 | -2.1 | -6.8 | -3.3 | -7.2 | 8.3 | -5 | 16.1 | 2.2 | 21.7 | 10 | 20.6 | 2.2 | 12.8 | 6.1 | 5.4 | -9.6 | 2.2 | 0 | 8.3 | -1.7 | 19.8 | 16.7 | 13.9 | 3.3 | 8.3 | -5 | 8.9 | -2.2 | 3.2 | -6 | 5.5 | -4.9 | 21.7 | -0.6 | 12.2 | 1.1 | -0.9 | -13.6 | 10.6 | -0.2 | 8.2 | -0.9 | 3.9 | 0 | 12.8 | 10.6 | 6.7 | 0 | 3 | -3 | 7.2 | 1.7 | 6.7 | 4.4 | 3.9 | -10 | 1.1 | -7.8 | -1 | -7 | 17.2 | 11.7 | 16.1 | 6.7 | 7.2 | -5 | 15.9 | 12.3 | 10 | -2.2 | 7.2 | -2.8 | 14.4 | 13.3 | 22.2 | 1.1 | 16.7 | 12.8 | 15 | 5.6 | 18.9 | 15.6 | 16.7 | -3.3 | 10 | 5 | 3.3 | -7.8 | 4.4 | 2.2 | 5.6 | -2.8 | 13.9 | 2.2 | 10.6 | 1.4 | 0 | -2.2 | 10 | 3.3
4 | -1 | -3.3 | -10.6 | 18.5 | 14.6 | 17.8 | 10.7 | 13.1 | -0.5 | 21.8 | 3.5 | 9 | 5 | 16.7 | 5.6 | 21.1 | 13.9 | 17.8 | 8.9 | 15.6 | 10 | 18.3 | 12.8 | 1.7 | 0.6 | 16.8 | -6.8 | 24 | 21 | 20.6 | 15.6 | 25.6 | 17.2 | 18.3 | 6.1 | 25.6 | 17.2 | 16.7 | 13.9 | 26.1 | 17.2 | 20.4 | 0.2 | 11.7 | 0.6 | 8.9 | 3.3 | 6.1 | -2.8 | 13.3 | -6.7 | 11.1 | -2.8 | 17.8 | 13.9 | 12.8 | 2.8 | 9.4 | 0 | 2 | -2 | 2.8 | -4.4 | 7.8 | -8.9 | 2.2 | -5 | 11.1 | 0.6 | -1.7 | -8.3 | -3.9 | -8.3 | 8.9 | -5 | 18.9 | 2.2 | 23.4 | 10.5 | 22.4 | 3.5 | 13.9 | 3.9 | 6.8 | -10.1 | 2.8 | 0.6 | 10.6 | -1.1 | 20.6 | 16.7 | 13.3 | 3.9 | 11.1 | -5.6 | 10.6 | -1.7 | 5.7 | -6.7 | 8.3 | -7.8 | 23.9 | -1.1 | 15 | 2.2 | 0 | -15 | 11.7 | -0.6 | 10.6 | 0 | 5 | 0 | 13.9 | 8.3 | 8.2 | 0.7 | 4 | -5 | 8.9 | 2.2 | 7.2 | 5 | 3.9 | -10.6 | 2.2 | -10 | 0 | -6 | 18.9 | 11.7 | 20 | 4.4 | 10.2 | -3.4 | 17.8 | 12.8 | 11.7 | -1.7 | 9.4 | -3.3 | 14.4 | 13.3 | 24.4 | 3.9 | 19.4 | 14.4 | 16.7 | 6.1 | 20.4 | 16.3 | 17.8 | -2.8 | 13.3 | 6.1 | 4.4 | -8.9 | 5 | 1.7 | 7.2 | -3.3 | 17.2 | 3.9 | 15 | 0.6 | 0.5 | -2.1 | 11.6 | 1.8
6 | 0 | -2.8 | -10.6 | 20.9 | 14.3 | 18.9 | 11.3 | 16.1 | -2.2 | 24.4 | 2.8 | 9 | 6 | 18 | 5.6 | 18.9 | 14.4 | 19.5 | 9.4 | 17.2 | 10.6 | 18.9 | 12.7 | 2.8 | -0.6 | 19.4 | -7.8 | 23 | 20 | 22.8 | 16.1 | 26.1 | 17.2 | 19.6 | 6 | 26.7 | 18.3 | 16.7 | 14.4 | 25.6 | 17.2 | 23.5 | 1.2 | 12.8 | 1.1 | 9.4 | 2.2 | 7.8 | -1.7 | 15.6 | -2.8 | 13 | -1.5 | 17.8 | 14.4 | 13.9 | 0.6 | 10 | 1.7 | 2 | -2 | 3.2 | -4 | 8.2 | -7 | 3.3 | -6.7 | 12.8 | 0.8 | -0.9 | -7.3 | -2.8 | -8.3 | 8.9 | -5.6 | 22.2 | 2.8 | 25 | 10.1 | 24.3 | 4.1 | 15 | 3.9 | 8.3 | -11.7 | 2.2 | -3.3 | 12.8 | -2.8 | 20.6 | 16.7 | 16.7 | 5.6 | 13.9 | -3.9 | 10.6 | -3.9 | 8.3 | -8.9 | 11.5 | -6.5 | 26.1 | -2.8 | 16.7 | -0.6 | 1.5 | -13.1 | 12.2 | -1.2 | 11.9 | 0.9 | 6.1 | 0 | 15 | 7.8 | 9.6 | 0.7 | 6 | -5 | 11.1 | 2.2 | 7.2 | 5.6 | 5 | -10 | 2.8 | -8.9 | 0 | -6 | 20 | 12.2 | 21.1 | 1.7 | 13.1 | -3.2 | 19.3 | 12.8 | 11.1 | -2.8 | 12.2 | -7.2 | 13.9 | 12.8 | 26.1 | -4.4 | 20.6 | 15 | 18.3 | 6.7 | 21.8 | 16.8 | 20 | -3.3 | 19.4 | 8.9 | 5 | -7.8 | 4.4 | 2.2 | 7.2 | -3.3 | 20 | 3.9 | 17 | 0.6 | 1.1 | -2.2 | 13.3 | 0
8 | 0 | -3.9 | -7.8 | 23.3 | 13.3 | 20 | 11.7 | 16.5 | -0.6 | 25.3 | 2.7 | 10 | 6 | 19.3 | 5 | 19.4 | 14.4 | 21.1 | 9.7 | 16.1 | 10 | 19.4 | 12.5 | 4.4 | 1.1 | 21.1 | -6.6 | 24 | 21 | 23.9 | 15.6 | 26.1 | 17.8 | 20.9 | 5.7 | 28.9 | 18.3 | 17.8 | 14.4 | 24.4 | 17.8 | 26.7 | 1.1 | 15 | 1.7 | 10 | 2.8 | 8.9 | -1.1 | 17.8 | -1.7 | 14.8 | -0.8 | 18.9 | 15 | 13.9 | 0 | 10 | 2.8 | 3 | -2 | 3.5 | -4.1 | 8.5 | -6.1 | 3.9 | -5.6 | 14.4 | 1 | -0.2 | -7.3 | -2.8 | -8.3 | 9.4 | -6.1 | 24.4 | 2.2 | 26.7 | 10 | 26.1 | 5 | 15.6 | 2.2 | 8.3 | -10.4 | 1.7 | -1.1 | 13.9 | -4.4 | 20.6 | 16.5 | 18.9 | 7.8 | 15.6 | -3.3 | 11.7 | -1.7 | 9.6 | -7.5 | 14.6 | -6.6 | 27.2 | -2.8 | 18.3 | -3.3 | 2.9 | -13.2 | 12.8 | -2 | 13.1 | 2 | 5.6 | -0.6 | 17.2 | 5.6 | 11.1 | 1.1 | 7 | -5 | 12.2 | 2.2 | 7.2 | 5.6 | 6.7 | -9.4 | 3.3 | -8.9 | 1 | -5 | 21.1 | 12.2 | 22.2 | 0.6 | 16.1 | -3.3 | 20.7 | 12.9 | 13.3 | -2.2 | 12.8 | -10.6 | 15 | 13.3 | 26.7 | -2.2 | 21.1 | 15 | 20 | 7.8 | 23.3 | 17.2 | 21.7 | -4.4 | 20.6 | 9.4 | 6.7 | -8.3 | 6.1 | 2.8 | 6.7 | -2.2 | 21.1 | 3.9 | 19.1 | -0.3 | 2.2 | -2.2 | 12.6 | 0.7
8 | -3 | -3.3 | -8.3 | 23.9 | 12.9 | 20.2 | 11.7 | 16.8 | 0.4 | 26.3 | 2.9 | 11 | 6 | 20.6 | 4.4 | 20.6 | 14.4 | 22.8 | 10 | 17.2 | 10 | 20 | 12.2 | 5 | 0 | 22.7 | -7.2 | 24 | 21 | 25.6 | 15 | 26.7 | 17.8 | 22.2 | 5 | 29.4 | 18.9 | 17.2 | 15 | 25 | 16.7 | 27.6 | 1.2 | 15.6 | 1.1 | 10.6 | 1.7 | 10.6 | -0.6 | 20 | -2.2 | 16.7 | 0 | 20 | 15.6 | 12.2 | 1.1 | 9.4 | 2.2 | 3 | -1 | 3.9 | -5 | 8.9 | -6.1 | 4.4 | -6.7 | 16.1 | 0.6 | 0.6 | -8.3 | -0.6 | -8.3 | 10.6 | -6.1 | 25.6 | 2.2 | 26.7 | 10 | 26.8 | 4.6 | 16.7 | 1.1 | 8.3 | -10.9 | 1.7 | -2.2 | 15 | -3.9 | 20.6 | 16.1 | 21.1 | 10.6 | 16.7 | -2.2 | 12.8 | -0.6 | 10.9 | -7.4 | 17.8 | -8.3 | 27.8 | -2.2 | 19.4 | -3.9 | 4.4 | -14.4 | 13.3 | -3.3 | 14.4 | 2.8 | 6.1 | -0.6 | 16.7 | 5.6 | 12 | 1.3 | 8 | -4 | 12.8 | 2.2 | 7.8 | 5.6 | 8.3 | -7.8 | 4.4 | -9.4 | 1 | -5 | 20.6 | 12.2 | 23.9 | -0.6 | 16.7 | -2.1 | 22.2 | 12.8 | 13.9 | -0.6 | 13.9 | -10 | 16.1 | 12.8 | 27.2 | -5 | 21.7 | 15.6 | 21.1 | 7.2 | 24.2 | 17.2 | 23.3 | -3.9 | 21.7 | 8.9 | 6.7 | -7.8 | 5.6 | 1.1 | 6.7 | -1.1 | 21.1 | 4.4 | 21.1 | -1.7 | 3.3 | -2.7 | 11.8 | 1.4
8 | -6 | -2.8 | -7.8 | 24.4 | 12.1 | 20.4 | 11.9 | 17.2 | 1.7 | 27.2 | 2.8 | 11 | 6 | 21.1 | 4.2 | 22.8 | 15 | 23.2 | 9.6 | 16.1 | 10 | 18.9 | 12.2 | 5.6 | 0 | 24.4 | -7.8 | 24 | 20 | 26.1 | 13.3 | 26.7 | 17.8 | 22.4 | 4.5 | 28.3 | 19.4 | 17.8 | 15.6 | 22.2 | 20 | 28.5 | 0.2 | 17.2 | 2.8 | 10.6 | 1.1 | 11.7 | 0.6 | 21.7 | -2.2 | 18.4 | 0.5 | 19.4 | 15.6 | 13.9 | 2.2 | 9.4 | 2.2 | 3 | -2 | 4.3 | -4.4 | 9.3 | -4.4 | 5 | -6.1 | 16.8 | 1.3 | 1 | -7.1 | -1.1 | -8.9 | 11.1 | -5.6 | 26.7 | 1.1 | 26.7 | 10 | 27.6 | 3.3 | 17.2 | 2.2 | 8.3 | -12.2 | 1.7 | -3.3 | 15.6 | -3.3 | 20.8 | 16.2 | 21.1 | 11.7 | 18.3 | -2.2 | 14.4 | -1.7 | 12.2 | -7.8 | 18 | -6.6 | 28.9 | -1.1 | 20 | -2.8 | 4.4 | -12.9 | 12.6 | -2.2 | 14.2 | 2.4 | 6.7 | -0.6 | 16.7 | 6.1 | 13 | 1.7 | 9 | -3 | 12.8 | 1.1 | 8.3 | 5.6 | 9.4 | -7.8 | 5 | -9.4 | 2 | -5 | 20.6 | 12.8 | 23.9 | 0.6 | 17.2 | -1.3 | 22.8 | 11.3 | 12.2 | -1.1 | 15.6 | -11.1 | 15.6 | 12.8 | 28.3 | -3.9 | 22.8 | 15.6 | 21.7 | 7.2 | 25.2 | 16.9 | 23.9 | -3.9 | 21.7 | 7.8 | 8.9 | -8.3 | 6.1 | 0.6 | 5.6 | -0.6 | 22.2 | 4.4 | 22 | -0.6 | 4.4 | -3.9 | 11.1 | 1.7
9 | -6 | -2.8 | -6.7 | 25 | 11.1 | 20.6 | 11.7 | 17.6 | 0.7 | 27.2 | 1.6 | 12 | 6 | 21.7 | 3.4 | 22.2 | 14.4 | 23.5 | 9.5 | 16.1 | 10 | 17.8 | 12.1 | 7.8 | -2.2 | 24.4 | -8.2 | 24 | 20 | 26.1 | 14.4 | 26.1 | 18.3 | 22.6 | 4.2 | 28.3 | 19.4 | 18.3 | 15.6 | 23.3 | 20 | 29.4 | 0 | 17.8 | 2.8 | 12.8 | -0.6 | 12.2 | 1.1 | 22.8 | -2.2 | 20 | 1.4 | 19.4 | 15.6 | 12.8 | 1.1 | 8.9 | 2.2 | 3 | -2 | 4.6 | -4.6 | 9.6 | -3.9 | 5.6 | -5.6 | 17.6 | 2.4 | 1.3 | -7.3 | -0.6 | -8.3 | 12.2 | -4.4 | 27.2 | 3.9 | 26.7 | 10 | 28.3 | 2.2 | 16.7 | 1.7 | 8.5 | -9.7 | 1.7 | -3.9 | 16.7 | -1.1 | 20.9 | 16.1 | 21.1 | 10.6 | 17.8 | -1.7 | 15 | -0.6 | 12.6 | -7.1 | 18.1 | -6.5 | 28.9 | -1.1 | 21.1 | -2.8 | 4.4 | -12.9 | 11.8 | -1.5 | 14.1 | 1.7 | 7.2 | -1.7 | 17.2 | 6.1 | 13.9 | 1.7 | 8 | -5 | 12.8 | 2.2 | 9.4 | 6.1 | 10.6 | -7.2 | 5.6 | -9.4 | 3 | -3 | 20 | 13.3 | 25 | 1.1 | 17.8 | -0.6 | 23.3 | 9.4 | 13.9 | -3.3 | 15.6 | -10.6 | 15 | 12.2 | 28.3 | -7.2 | 22.2 | 14.4 | 22.2 | 7.8 | 26.1 | 16.7 | 23.9 | -4.4 | 22.8 | 6.1 | 9.4 | -8.3 | 7.2 | 0.6 | 5 | -0.6 | 22.2 | 3.9 | 23 | -0.4 | 2.6 | -2.9 | 10.4 | 3.2
9 | -7 | -2.2 | -5.6 | 23.7 | 11.4 | 19.8 | 11.6 | 17.9 | -0.7 | 27.2 | 0.8 | 11 | 5 | 22.2 | 2.8 | 29.4 | -10.6 | 23.9 | 8.9 | 16.1 | 10 | 16.7 | 11.7 | 8.3 | -0.6 | 24.4 | -10.7 | 23 | 20 | 25.6 | 13.9 | 26.1 | 18.3 | 22.8 | 3.3 | 27.2 | 19.4 | 18.9 | 16.1 | 27.2 | 18.3 | 28.1 | 0 | 17.2 | 1.1 | 12.2 | -0.6 | 12.2 | 0.6 | 24.4 | -2.2 | 21.7 | 1.7 | 20 | 16.1 | 13.3 | 2.2 | 8.3 | 2.2 | 3 | -2 | 5 | -5.6 | 10 | -3.3 | 6.1 | -5 | 18.3 | 2.8 | 1.7 | -8.3 | -0.6 | -7.8 | 12.2 | -4.4 | 27.2 | 2.8 | 26.1 | 9.5 | 27.2 | 2.3 | 16.7 | 1.1 | 8.7 | -8.7 | 1.7 | -4.4 | 16.1 | -2.2 | 21.1 | 16.1 | 21.7 | 11.7 | 18.9 | -1.7 | 16.7 | 0 | 12.9 | -6.9 | 18.3 | -6.7 | 28.9 | -1.7 | 20 | 0 | 4.4 | -14.4 | 11.1 | -1.1 | 13.9 | 1.1 | 7.8 | -1.7 | 18.3 | 5 | 13.5 | 1.2 | 9 | -3 | 11.7 | 2.8 | 9.4 | 6.1 | 11.1 | -7.2 | 5.6 | -10 | 2 | -3 | 19.4 | 13.3 | 25.6 | 3.3 | 16.3 | -1.5 | 23.9 | 7.2 | 14.4 | -3.9 | 16.1 | -10 | 15 | 12.2 | 27.2 | -5.6 | 23.9 | 14.4 | 22.8 | 7.8 | 26.1 | 16.4 | 22.2 | 1.7 | 21.1 | 5.6 | 9.4 | -8.3 | 7.2 | 1.1 | 5 | -0.6 | 21.1 | 3.3 | 23.9 | 0 | 0.7 | -2.8 | 9.6 | 4.2
9 | -6 | -2.2 | -5 | 22.4 | 11.8 | 19.1 | 11.4 | 18.3 | -2.2 | 27.2 | -1.1 | 11 | 6 | 20.5 | 2.3 | 28.9 | -12.8 | 22.4 | 8.9 | 16.1 | 9.4 | 15 | 11.6 | 7.2 | 2.2 | 24.4 | -13.3 | 23 | 20 | 22.8 | 16.1 | 26.1 | 18.9 | 21.7 | 4.8 | 26.7 | 19.4 | 18.9 | 16.1 | 26.1 | 18.3 | 26.9 | -0.9 | 17.2 | 2.2 | 12.2 | -0.6 | 12.8 | 1.1 | 23.9 | -3.3 | 21.3 | 1 | 20 | 16.7 | 12.2 | 1.1 | 8.3 | 2.8 | 3 | -2 | 3.9 | -5.4 | 9.1 | -2.8 | 5.6 | -5 | 17 | 3.7 | 1.1 | -7.7 | 0 | -8.3 | 12.2 | -5 | 25.6 | 2.2 | 25.6 | 9.5 | 26.1 | 2.1 | 16.1 | 0.6 | 8.9 | -8.9 | 1.7 | -3.9 | 15 | -3.3 | 20.5 | 16.2 | 21.1 | 11.1 | 17.8 | -1.7 | 16.7 | 0 | 13.3 | -7.8 | 16.3 | -7.2 | 27.8 | -2.2 | 17.8 | 0.6 | 2.9 | -12.7 | 10.5 | 0 | 13.2 | 1.2 | 8.3 | -2.2 | 16.7 | 5 | 13.2 | 0.2 | 8 | -3 | 12.2 | 3.3 | 10 | 6.7 | 11.1 | -7.8 | 5.6 | -9.4 | 3 | -3 | 18.9 | 13.3 | 25 | 1.7 | 14.8 | -2.7 | 22.6 | 7.6 | 13.3 | -2.8 | 15.6 | -11.1 | 14.4 | 12.8 | 27.2 | -5 | 21.7 | 15.6 | 22.2 | 7.8 | 26.1 | 15.8 | 19.4 | 1.1 | 21.1 | 5 | 9.4 | -10 | 4.4 | 1.1 | 3.9 | -0.6 | 21.7 | 3.3 | 23 | 0.1 | -1.1 | -3.3 | 8.9 | 5
9 | -4 | -1.7 | -5 | 21.1 | 11.7 | 18.3 | 11.1 | 15.7 | -0.5 | 25.2 | -0.7 | 10 | 6 | 18.9 | 1.9 | 27.2 | -13.9 | 20.9 | 8.9 | 14.4 | 8.9 | 13.4 | 11.1 | 8.3 | -2.2 | 22 | -9.8 | 21 | 20 | 22.8 | 14.4 | 25.6 | 19.4 | 20.5 | 5.7 | 26.1 | 19.4 | 18.9 | 16.1 | 25 | 18.3 | 25.6 | -1.1 | 17.2 | 1.1 | 12.2 | 0 | 12.2 | 0.6 | 23.3 | -1.1 | 21 | 0.8 | 19.4 | 16.7 | 11.1 | 1.7 | 8.3 | 3.3 | 3 | -2 | 2.8 | -6.1 | 8.1 | -3 | 6.1 | -5.6 | 15.7 | 4.1 | 0.6 | -8.4 | -0.6 | -7.8 | 11.7 | -5 | 25 | 2.2 | 25 | 8.9 | 25 | 1.7 | 14.4 | 1.7 | 7 | -8 | 1.1 | -4.4 | 13.9 | -2.2 | 20 | 16.1 | 20.6 | 11.7 | 16.7 | -1.7 | 16.1 | 0 | 11.8 | -6.7 | 14.2 | -8.1 | 27.2 | -2.2 | 16.1 | -2.8 | 1.5 | -12.7 | 10 | 1.1 | 12.4 | 0.8 | 8.9 | -2.2 | 16.1 | 5 | 12.8 | -0.6 | 6 | -4 | 12.2 | 3.9 | 9.4 | 7.2 | 10 | -7.8 | 5 | -9.4 | 2 | -3 | 18.3 | 13.3 | 23.3 | 2.2 | 13.3 | -4.4 | 21.3 | 8.3 | 11.1 | -2.2 | 15.6 | -10 | 13.9 | 12.8 | 26.1 | -6.1 | 21.7 | 15 | 21.7 | 7.8 | 26.1 | 15.6 | 17.8 | 5 | 19.4 | 4.4 | 6.7 | -7.8 | 3.9 | 1.1 | 3.3 | -0.6 | 19.4 | 2.8 | 22 | 0.5 | -1.7 | -4.2 | 8.9 | 4.1
7 | -3 | -1.7 | -5 | 19.4 | 11.5 | 16.8 | 10.9 | 13.2 | 0.6 | 23.1 | -0.9 | 8 | 5 | 17.2 | 1.1 | 24.4 | -9.4 | 19.4 | 8.3 | 14.4 | 8.9 | 11.7 | 10.6 | 8.9 | -3.9 | 19.6 | -9.4 | 21 | 21 | 21.7 | 14.4 | 25.6 | 19.4 | 19.4 | 6.7 | 24.4 | 19.4 | 18.3 | 10.6 | 23.3 | 18.3 | 23.5 | -0.6 | 16.1 | 1.7 | 10 | 0.6 | 11.7 | 0.6 | 20.6 | -0.6 | 20.6 | 0 | 19.4 | 17.2 | 10.6 | 2.2 | 7.8 | 3.3 | 2 | 0 | 1.7 | -7.8 | 7.2 | -3.3 | 5 | -4.4 | 14.4 | 4.4 | 0 | -10 | -1.7 | -8.3 | 8.3 | -3.9 | 23.3 | 3.3 | 24.1 | 8.5 | 23.3 | 2.2 | 11.7 | 2.8 | 5.2 | -8.7 | 0.6 | -4.4 | 12.8 | -2.2 | 19.4 | 16.1 | 17.2 | 11.1 | 15.6 | -1.7 | 14.4 | 1.7 | 10.4 | -6.9 | 12.2 | -10.6 | 25.6 | -1.1 | 14.4 | -6.7 | 0 | -14.4 | 9.4 | 1.7 | 11.7 | 0.6 | 7.8 | -1.1 | 15.6 | 4.4 | 10.8 | 0.2 | 4 | -4 | 10.6 | 4.4 | 8.3 | 5.6 | 8.9 | -8.3 | 4.4 | -8.3 | 1 | -3 | 17.2 | 13.3 | 21.7 | 3.3 | 10.9 | -3.8 | 20 | 8.3 | 9.4 | -1.7 | 13.9 | -8.9 | 13.3 | 12.8 | 24.4 | -9.4 | 20 | 14.4 | 18.3 | 8.9 | 24.6 | 17.1 | 15.6 | 3.3 | 17.2 | 3.9 | 5 | -7.8 | 3.9 | 1.7 | 2.8 | -1.7 | 17.2 | 2.2 | 21.1 | 0 | -2.2 | -5.4 | 8.9 | 3.3
5 | -5 | -2.2 | -4.4 | 17.8 | 11.2 | 15.4 | 10.4 | 10.6 | 0.6 | 21.1 | -1.7 | 9 | 6 | 15.4 | 1.5 | 22.8 | -9.4 | 18.7 | 8.4 | 13.3 | 8.9 | 10.8 | 10.1 | 6.7 | -1.1 | 17.2 | -9.4 | 21 | 21 | 20.6 | 13.9 | 25 | 19.4 | 16.3 | 7.8 | 23.9 | 19.4 | 17.8 | 15.6 | 21.7 | 18.3 | 21.5 | -1 | 15 | 0.6 | 8.3 | 0.6 | 10 | 0.6 | 16.7 | 0.6 | 17.8 | 0.9 | 18.9 | 17.2 | 10.6 | 2.8 | 6.7 | 3.3 | 2 | 0 | 1.1 | -6.6 | 5.4 | -2.4 | 3.3 | -4.4 | 14.4 | 4.4 | -0.4 | -9 | -3.3 | -8.9 | 7.2 | -3.9 | 21.1 | 3.3 | 23.1 | 8.4 | 21.7 | 1.9 | 8.9 | 5 | 3.3 | -10.6 | 0.6 | -3.9 | 10 | -1.1 | 19.4 | 16.5 | 16.1 | 11.1 | 13.3 | -1.7 | 12.2 | 2.8 | 8.9 | -7.8 | 10.4 | -6.9 | 23.9 | -1.1 | 13.3 | -7.2 | -0.6 | -13 | 9.2 | 2.1 | 11.1 | 1.1 | 6.7 | 0 | 13.3 | 4.4 | 8.7 | 0.1 | 3 | -3 | 9.4 | 4.4 | 7.8 | 5.6 | 8.3 | -7.8 | 3.9 | -8.3 | 0 | -3 | 17.8 | 13.9 | 19.4 | 3.9 | 8.5 | -3.8 | 17.8 | 6.7 | 8.3 | -1.1 | 8.9 | -7.8 | 13.3 | 12.8 | 23.9 | -5.6 | 18.3 | 13.9 | 15 | 10 | 23.2 | 18.1 | 15.6 | 6.1 | 13.3 | 5 | 3.3 | -7.2 | 2.8 | 0 | 2.2 | -1.1 | 14.4 | 2.2 | 19.8 | 0.8 | -2.8 | -7.2 | 8.9 | 2.2
2 | -1 | -2.2 | -5 | 16.1 | 10.6 | 13.9 | 10 | 9.1 | 0 | 19.4 | -1 | 8 | 6 | 13.5 | 1.5 | 23.9 | -13.9 | 17.9 | 8.5 | 14.4 | 8.9 | 9.8 | 9.5 | 6.1 | -1.1 | 15.5 | -9.1 | 21 | 21 | 19.4 | 13.3 | 25 | 18.9 | 13.1 | 8.2 | 23.9 | 19.4 | 17.2 | 15.6 | 22.8 | 18.9 | 19.4 | -1.1 | 15 | 0 | 6.1 | 0.6 | 7.8 | 1.1 | 15 | 0.6 | 15 | 1.5 | 18.9 | 17.8 | 9.4 | 3.3 | 7.2 | 2.2 | 2 | 0 | 0.6 | -6.4 | 3.5 | -2.3 | 2.8 | -2.8 | 14.4 | 4.4 | -0.7 | -8.8 | -3.9 | -8.9 | 7.8 | -2.2 | 20 | 3.9 | 22.2 | 7.8 | 20 | 1.7 | 7.2 | 6.1 | 2.2 | -8.6 | 0.6 | -3.3 | 6.1 | 0 | 19.4 | 16.8 | 15.6 | 11.7 | 11.1 | -1.1 | 11.1 | 2.2 | 7.6 | -7.1 | 8.5 | -5.1 | 21.7 | -1.7 | 12.2 | -6.1 | -1.1 | -12.9 | 9.1 | 2.7 | 10.6 | 1.7 | 6.1 | 0.6 | 12.8 | 5 | 6.7 | 0 | 2 | -3 | 8.9 | 1.1 | 7.2 | 5.6 | 7.8 | -8.3 | 2.2 | -8.3 | 1 | -3 | 17.2 | 14.4 | 16.7 | 7.2 | 6.1 | -5 | 15.5 | 5.1 | 7.2 | -0.6 | 7.2 | -7.8 | 13.3 | 12.8 | 23.3 | -7.2 | 16.7 | 13.9 | 14.4 | 10 | 21.7 | 18.9 | 13.9 | 3.9 | 10.6 | 5.6 | 1.7 | -6.7 | 2.8 | 0 | 2.8 | -3.3 | 14.4 | 2.2 | 18.5 | 0.6 | -3.2 | -6.9 | 7.4 | 2.5
1 | -1 | -2.8 | -5.6 | 15.2 | 10.4 | 13.3 | 9.8 | 7.6 | -0.3 | 17.8 | -0.4 | 7 | 5 | 11.7 | 1.1 | 23.3 | -11.7 | 17.2 | 8.3 | 12.8 | 8.9 | 8.9 | 8.9 | 5 | -1.1 | 13.9 | -10.3 | 21 | 21 | 18.3 | 11.7 | 25 | 18.9 | 10 | 7.8 | 23.3 | 19.4 | 17.2 | 15.6 | 22.8 | 18.9 | 19 | -0.8 | 13.9 | 0.6 | 5 | 1.1 | 7.2 | 0.6 | 14.4 | 0 | 12.2 | 1.1 | 18.9 | 17.8 | 9.4 | 3.9 | 6.7 | 1.1 | 2 | 0 | 0 | -7.2 | 1.7 | -2.8 | 2.8 | -3.3 | 14.4 | 4.4 | -1.1 | -10 | -3.9 | -9.4 | 8.3 | -2.8 | 18.9 | 3.9 | 21.5 | 8.1 | 18.9 | 1.9 | 6.1 | 5.6 | 1.1 | -8 | 0.6 | -3.3 | 6.1 | 0 | 19.4 | 17.2 | 14.4 | 11.7 | 10.6 | -1.1 | 9.4 | 3.9 | 6.3 | -7.1 | 6.7 | -5 | 21.7 | -2.2 | 12.2 | -7.2 | -1.7 | -14.4 | 8.9 | 2.8 | 10 | 1.7 | 6.1 | 0.6 | 13.3 | 5.6 | 6.5 | 0.6 | 1 | -3 | 8.9 | 0 | 7.2 | 5.6 | 7.2 | -7.2 | 1.1 | -8.3 | 1 | -3 | 17.2 | 14.4 | 18.9 | 4.4 | 4.3 | -4.4 | 13.3 | 3.3 | 6.7 | -1.1 | 2.8 | -6.7 | 13.3 | 12.8 | 22.2 | -3.9 | 16.1 | 13.9 | 13.3 | 10.6 | 21.1 | 18.9 | 12.8 | -0.6 | 9.4 | 5 | -0.6 | -6.7 | 2.8 | 0.6 | 3.3 | -4.4 | 15 | 2.8 | 17.2 | 0.6 | -3.5 | -7 | 5.9 | 2.4
1 | -1 | -3.3 | -6.1 | 14.2 | 9.9 | 12.8 | 9.7 | 6.1 | -1.1 | 16.1 | -0.6 | 6 | 4 | 10.9 | 2.5 | 22.2 | -12.8 | 15.7 | 8 | 13.3 | 8.9 | 8.9 | 8.5 | 3.3 | -2.2 | 12.2 | -12.2 | 21 | 21 | 16.1 | 6.1 | 25 | 18.9 | 9.6 | 8.2 | 23.3 | 19.4 | 17.2 | 15.6 | 22.8 | 18.9 | 18.7 | -0.1 | 13.3 | 0.6 | 4.4 | 0.6 | 5.6 | -0.6 | 13.3 | -1.1 | 12.4 | 0.5 | 18.9 | 17.8 | 9.4 | 4.4 | 5 | 1.7 | 2 | 0 | -1.1 | -7.6 | 1.1 | -2.3 | 2.2 | -4.4 | 13.9 | 3.7 | -1.5 | -8.9 | -5.6 | -9.4 | 7.8 | -1.7 | 17.8 | 5 | 20.7 | 7.7 | 17.8 | 2.1 | 5.6 | 5 | 0 | -8.9 | 0 | -5 | 5.6 | 0 | 19.4 | 17.2 | 13.3 | 11.1 | 9.4 | -1.7 | 8.3 | 4.4 | 5 | -8.3 | 3.9 | -5.9 | 20.6 | -5.6 | 12.2 | -7.2 | -1.9 | -13.6 | 8.9 | 3.7 | 9.6 | 1.7 | 6.1 | 0 | 13.3 | 4.4 | 6.3 | 0.8 | 0 | -3 | 8.9 | 0 | 6.1 | 5 | 6.1 | -7.2 | -0.6 | -8.3 | 1 | -3 | 16.7 | 14.4 | 17.8 | 5.6 | 2.4 | -4.4 | 12.4 | 3.6 | 5 | -0.6 | 5.6 | -7.8 | 12.8 | 12.2 | 10 | -6.1 | 16.1 | 13.3 | 13.3 | 9.4 | 20.6 | 18.9 | 12.2 | -2.8 | 8.9 | 4.4 | -0.6 | -6.7 | 2.8 | 0.6 | 2.8 | -1.7 | 15 | 3.3 | 16.5 | 1 | -3.9 | -7.8 | 4.4 | 2.2
2 | -1 | -3.3 | -7.8 | 13.3 | 9.4 | 12.2 | 9.4 | 4.4 | -1.2 | 14.4 | -0.1 | 4 | 3 | 10.2 | 3.3 | 22.2 | -13.3 | 14.3 | 7.4 | 12.8 | 8.9 | 8.9 | 7.9 | 3.9 | -2.2 | 12 | -10.3 | 21 | 21 | 15 | 5 | 25 | 18.9 | 9.3 | 8.6 | 23.3 | 19.4 | 16.7 | 15 | 22.8 | 18.9 | 18.3 | 0 | 12.8 | 0.6 | 3.3 | 0.6 | 4.4 | -1.1 | 12.2 | -1.1 | 12.6 | 0 | 19.4 | 18.3 | 9.4 | 5.6 | 5.6 | 1.7 | 1 | 0 | -2.2 | -8 | 0.6 | -2.3 | 2.2 | -3.3 | 13.3 | 3.1 | -1.8 | -8.6 | -6.7 | -10.6 | 7.8 | -2.2 | 18.3 | 3.3 | 20 | 7.8 | 16.7 | 1.7 | 5 | 5 | 0.2 | -7.8 | 0 | -4.4 | 2.8 | -0.6 | 19.4 | 17.2 | 12.8 | 11.1 | 9.4 | -2.2 | 7.8 | 2.8 | 4.4 | -7.7 | 1.1 | -7.5 | 18.9 | -5 | 12.2 | -4.4 | -2 | -13.7 | 8.9 | 4.7 | 9.3 | 1.9 | 6.1 | -0.6 | 11.7 | 7.8 | 6.1 | 1.1 | 0 | -3 | 6.1 | 3.3 | 6.7 | 5.6 | 5 | -7.8 | -1.1 | -7.8 | 1 | -3 | 16.7 | 14.4 | 16.7 | 6.1 | 0.6 | -5.6 | 11.5 | 4 | 4.4 | -1.7 | 4.4 | -7.8 | 13.9 | 13.3 | 9.4 | -7.2 | 16.7 | 13.3 | 13.3 | 9.4 | 20 | 18.9 | 10.6 | -3.9 | 8.9 | 3.9 | -1.1 | -6.1 | 1.7 | -0.6 | 2.8 | 1.7 | 14.4 | 3.3 | 15.7 | 0.7 | -4.3 | -7.6 | 5.5 | 1.8
0 | -1 | -3.9 | -8.3 | 12.8 | 9.1 | 12.4 | 9.6 | 2.8 | -1.4 | 12.8 | 0.2 | 4 | 3 | 9.4 | 3.9 | 20.6 | -11.7 | 12.8 | 6.7 | 11.1 | 8.9 | 8.9 | 7.7 | 6.7 | -4.4 | 11.9 | -9.2 | 21 | 21 | 13.3 | 5.6 | 25 | 18.9 | 8.9 | 8.9 | 22.8 | 19.4 | 16.7 | 15 | 22.8 | 17.8 | 16.8 | 0.4 | 15 | 0 | 3.3 | 1.1 | 3.3 | -1.7 | 11.7 | -1.1 | 12.8 | -1.1 | 19.4 | 18.3 | 9.4 | 5.6 | 4.4 | 2.2 | 1 | 0 | -3.3 | -8.3 | 0 | -2.8 | 2.2 | -3.3 | 12.8 | 2.2 | -2.2 | -9.4 | -8.3 | -11.7 | 6.7 | -2.2 | 17.2 | 2.8 | 19.4 | 6.5 | 15.8 | 2.2 | 4.4 | 3.9 | 0.4 | -7.6 | -0.6 | -4.4 | 2.8 | -0.6 | 19.4 | 17.2 | 11.7 | 10.6 | 10 | -2.2 | 7.8 | 5 | 3.9 | -8.1 | -1.7 | -10.6 | 18.9 | -1.1 | 12.2 | -5.6 | -2.2 | -15.6 | 8.9 | 5.6 | 8.9 | 1.7 | 3.9 | 1.1 | 11.7 | 8.3 | 5.5 | 1 | -1 | -3 | 5 | 2.8 | 6.7 | 5 | 3.9 | -7.8 | -1.7 | -7.8 | 1 | -3 | 16.7 | 13.9 | 16.1 | 6.1 | -0.9 | -5.1 | 10.6 | 3.9 | 3.9 | -2.2 | 3.3 | -7.8 | 13.9 | 13.3 | 7.8 | -8.3 | 16.1 | 13.3 | 12.2 | 8.3 | 20 | 19 | 11.1 | -2.8 | 11.7 | 5.6 | -1.7 | -6.1 | 2.8 | 0 | 2.8 | 2.2 | 14.4 | 3.9 | 15 | 0.6 | -4.6 | -8.1 | 6.7 | 1
0 | -1 | -5 | -7.8 | 12.2 | 8.3 | 12.6 | 9.8 | 1.1 | -2.2 | 11.1 | 0 | 3 | 3 | 8.5 | 4 | 18.9 | -6.1 | 12.6 | 6.4 | 11.7 | 8.3 | 8.9 | 7.6 | 7.8 | -4.4 | 11.7 | -10 | 21 | 21 | 11.7 | 6.1 | 24.4 | 18.3 | 8.3 | 8.3 | 21.7 | 19.4 | 16.7 | 15.6 | 21.1 | 16.1 | 15.4 | 0.4 | 13.9 | 0.6 | 3.9 | 1.7 | 2.2 | -1.7 | 10.6 | -0.6 | 11.3 | -1.3 | 18.9 | 17.8 | 10 | 6.1 | 4.4 | 2.2 | 2 | 0 | -4.2 | -8.7 | -0.2 | -2.4 | 2.8 | -2.8 | 11.7 | 4.7 | -3.5 | -8.3 | -8.9 | -11.7 | 6.7 | -0.6 | 15 | 3.9 | 18.9 | 5.7 | 14.8 | 2.7 | 3.9 | 3.9 | 0.6 | -8.9 | -0.6 | -4.4 | 1.1 | -1.1 | 17.2 | 15.7 | 12.2 | 11.1 | 10 | -2.8 | 8.3 | 4.4 | 3.3 | -9.4 | -1.9 | -9.5 | 18.9 | 0 | 11.7 | -5 | -2.8 | -13.8 | 8.7 | 5.6 | 8.5 | 1.6 | 3.9 | -1.1 | 11.7 | 8.3 | 5 | 0.7 | -2 | -4 | 5.6 | 0.6 | 5.6 | 4.4 | 2.8 | -7.8 | -2.2 | -7.8 | 1 | -2 | 17.2 | 13.9 | 15 | 5.6 | -2.4 | -5.8 | 9.1 | 3.9 | 2.2 | -3.3 | 1.7 | -7.8 | 12.8 | 12.2 | 5 | -6.1 | 15.6 | 13.3 | 12.2 | 7.8 | 20 | 19.4 | 10.6 | -1.7 | 11.1 | 2.8 | -1.7 | -6.1 | 2.2 | 0.6 | 3.3 | 2.8 | 12.2 | 3.3 | 14.4 | 0.6 | -5 | -8.9 | 7.8 | 0
0 | -1 | -5.6 | -7.8 | 11.7 | 7.8 | 12.8 | 10 | 0.4 | -2.2 | 10.4 | 0.7 | 3 | 3 | 7.6 | 3.7 | 16.1 | -5.6 | 12.4 | 6 | 10 | 8.3 | 9 | 7.2 | 7.8 | -5.6 | 11.7 | -8.3 | 21 | 21 | 12.8 | 6.7 | 24.4 | 18.3 | 7.8 | 7.8 | 21.1 | 19.4 | 17.2 | 15 | 20 | 16.7 | 13.9 | 0.6 | 13.3 | 0.6 | 7.2 | 2.2 | 1.1 | -2.2 | 12.2 | -1.1 | 9.8 | -1.6 | 18.3 | 17.8 | 10.6 | 6.1 | 4.4 | 2.2 | 1 | 0 | -5.2 | -9.1 | -0.4 | -2.5 | 2.8 | -2.8 | 10.5 | 6.5 | -4.8 | -8.4 | -11.1 | -13.3 | 5.6 | 1.1 | 15 | 3.9 | 18.3 | 4.4 | 13.9 | 2.8 | 6.1 | 4.4 | 0.6 | -7.4 | 0 | -4.4 | 1.1 | -0.6 | 15 | 14.4 | 11.7 | 11.1 | 8.3 | -4.4 | 9.4 | 6.1 | 2.6 | -8 | -2 | -9.6 | 17.8 | 2.2 | 11.1 | -2.8 | -3.3 | -13.5 | 8.5 | 6 | 8.2 | 1.3 | 3.3 | -1.1 | 11.7 | 7.2 | 4.4 | 0.6 | -1 | -3 | 3.3 | 1.7 | 5 | 3.3 | 2.8 | -7.8 | -2.2 | -7.8 | 2 | -2 | 16.1 | 13.3 | 14.4 | 6.1 | -3.9 | -6.7 | 7.6 | 3.7 | 1.1 | -3.9 | 0.6 | -8.3 | 12.8 | 12.2 | 3.3 | 1.7 | 13.9 | 12.2 | 12.2 | 7.2 | 20 | 19.4 | 11.1 | -2.2 | 11.1 | 2.8 | -1.7 | -6.1 | 2.8 | 0 | 3.3 | 2.8 | 10 | 2.2 | 13.9 | 0.2 | -5.6 | -8.8 | 6.9 | -1.3
-1 | -2 | -5.6 | -7.8 | 11.9 | 7 | 12.8 | 9.8 | -0.4 | -2.6 | 9.6 | 0.7 | 3 | 3 | 6.7 | 3.3 | 16.1 | -6.1 | 12.2 | 5.6 | 10 | 8.3 | 9 | 6.3 | 7.8 | -5.6 | 11.7 | -8.3 | 21 | 21 | 12.8 | 7.2 | 24.4 | 18.3 | 7.2 | 7.2 | 21.1 | 20 | 17.2 | 15 | 20 | 17.2 | 13.9 | 1.2 | 13.3 | -0.6 | 7.2 | 2.2 | 0.6 | -2.8 | 11.1 | -1.1 | 8.3 | -2.8 | 17.2 | 17.2 | 10.6 | 6.1 | 4.4 | 1.7 | 1 | 0 | -6.1 | -9.5 | -0.6 | -2.8 | 3.3 | -2.8 | 9.4 | 7.8 | -6.1 | -8.9 | -11.1 | -12.8 | 5.6 | 2.2 | 14.4 | 3.9 | 17 | 6.8 | 12.6 | 3.6 | 6.7 | 4.4 | 0.6 | -7 | -0.6 | -3.9 | 0.6 | -1.1 | 12.8 | 12.8 | 11.1 | 10.6 | 7.2 | -4.4 | 8.3 | 2.2 | 1.8 | -8.1 | -2.2 | -10.6 | 17.2 | 4.4 | 10.6 | -5 | -3.9 | -14.4 | 8.3 | 6.1 | 7.8 | 1.1 | 3.9 | -0.6 | 11.1 | 5.6 | 3.7 | 0.2 | -2 | -6 | 3.3 | 1.7 | 5 | 3.3 | 0.6 | -7.8 | -3.3 | -7.8 | 1 | -2 | 15 | 13.3 | 13.9 | 7.2 | -4.6 | -6.9 | 6.1 | 3.3 | 1.1 | -4.4 | -1.7 | -7.8 | 12.8 | 12.2 | 3.9 | 1.7 | 14.4 | 12.8 | 11.7 | 7.2 | 19.8 | 19.3 | 10.6 | -2.2 | 10.6 | 3.9 | -2.2 | -6.1 | 3.3 | 0 | 3.9 | 2.8 | 10 | 3.3 | 13.3 | 0 | -6.1 | -8.8 | 5.9 | -2.8
-1 | -2 | -5 | -7.2 | 12 | 6.1 | 12.8 | 9.7 | -1.1 | -3.3 | 8.9 | 1.1 | 2 | 2 | 7.4 | 3.8 | 15.6 | -5.6 | 12 | 5 | 10 | 8.3 | 9 | 6.4 | 7.8 | -5.6 | 11.7 | -8.9 | 21 | 21 | 12.8 | 8.9 | 24.4 | 18.3 | 7.4 | 7.4 | 21.1 | 20 | 17.8 | 15.6 | 18.9 | 16.7 | 13.9 | 1.5 | 14.4 | -1.1 | 7.2 | 2.2 | 0 | -2.8 | 10.6 | -1.7 | 8.1 | -2.2 | 18.9 | 17.8 | 11.7 | 5.6 | 3.9 | 1.7 | 1 | 0 | -5.5 | -9.8 | 0.5 | -2.1 | 2.8 | -3.3 | 9.2 | 8.2 | -6.1 | -8.5 | -11.1 | -12.8 | 5.6 | 2.8 | 13.9 | 3.9 | 15.7 | 8.2 | 11.3 | 4.3 | 6.1 | 4.4 | 0.6 | -7.8 | -0.6 | -5 | 0 | -1.7 | 12.2 | 12.1 | 11.7 | 11.1 | 6.1 | -4.4 | 6.7 | 1.7 | 1.1 | -8.9 | -0.5 | -8.4 | 17.8 | 4.4 | 10 | -3.9 | -3.5 | -13.1 | 8.3 | 6.5 | 7.6 | 0.8 | 4.4 | -0.6 | 10.6 | 4.4 | 2.9 | -0.2 | -2 | -6 | 3.3 | 1.1 | 4.4 | 3.3 | 1.1 | -8.3 | -3.3 | -7.8 | 2 | -2 | 15 | 13.3 | 13.9 | 7.2 | -5.4 | -7.6 | 6.5 | 4.3 | 0 | -5 | -1.1 | -7.8 | 12.8 | 12.2 | 2.2 | 1.1 | 13.3 | 12.2 | 10 | 7.2 | 19.6 | 19.1 | 11.1 | -2.2 | 10 | 4.4 | -1.7 | -6.1 | 2.8 | 0 | 2.8 | 2.2 | 7.8 | 2.8 | 12.4 | 1.1 | -6.7 | -9.4 | 5 | -5
-1 | -2 | -5 | -8.9 | 12.2 | 5 | 12.8 | 9.4 | 1.5 | -1.4 | 11.1 | 1.3 | 3 | 3 | 8.2 | 4.2 | 13.3 | -2.8 | 11.9 | 4.6 | 10 | 7.8 | 9 | 6.5 | 5 | -4.4 | 12.2 | -6.4 | 21 | 21 | 12.2 | 8.9 | 24.4 | 17.8 | 7.6 | 7.6 | 20.6 | 19.4 | 17.2 | 15.6 | 19.4 | 17.2 | 13.9 | 2.2 | 13.3 | -0.6 | 7.8 | 2.2 | -0.6 | -2.8 | 10 | 3.9 | 8 | -1.8 | 18.9 | 18.3 | 11.7 | 5.6 | 4.4 | 1.1 | 1 | 0 | -5 | -10.2 | 1.7 | -1.7 | 2.8 | -2.8 | 9.1 | 8.5 | -6.1 | -8.5 | -10 | -11.7 | 5.6 | 2.8 | 13.3 | 3.9 | 14.4 | 9.4 | 10 | 4.4 | 4.4 | 3.9 | 0.8 | -6 | -0.6 | -5 | 0 | -0.6 | 11.7 | 11.3 | 11.7 | 11.1 | 5.6 | -4.4 | 5 | 1.1 | 4.3 | -7.8 | 1.1 | -7.2 | 17.2 | 4.4 | 9.4 | -5 | -3.2 | -12.8 | 8.3 | 6.9 | 7.4 | 0.4 | 4.4 | -0.6 | 10 | 3.9 | 2.2 | -0.6 | -2 | -5 | 2.8 | 0.6 | 3.9 | 3.3 | 1.1 | -8.3 | -2.8 | -7.8 | 2 | -2 | 15 | 13.3 | 13.3 | 7.8 | -6.1 | -8.3 | 6.8 | 5.1 | 1.1 | -5 | -0.6 | -7.8 | 12.8 | 11.7 | 1.1 | 0.6 | 13.3 | 12.2 | 10 | 6.7 | 19.4 | 18.9 | 12.2 | -2.8 | 9.4 | 4.4 | -0.6 | -6.1 | 3.3 | -0.6 | 2.8 | 2.2 | 8.3 | 3.3 | 11.5 | 1.7 | -4.8 | -8.4 | 5.7 | -5
-1 | -2 | -5.6 | -8.3 | 14.4 | 6.3 | 14.1 | 9.8 | 4.1 | 0.2 | 13.4 | 1.1 | 5 | 4 | 8.9 | 4.4 | 17.8 | -0.6 | 11.7 | 3.9 | 11.1 | 8.3 | 9.4 | 9.4 | 3.9 | -3.9 | 12.8 | -5.5 | 21 | 21 | 12.8 | 9.4 | 24.4 | 18.3 | 7.8 | 7.8 | 21.1 | 20 | 17.2 | 15.6 | 20 | 17.8 | 15.6 | 4 | 13.3 | -1.1 | 10 | 1.7 | -0.6 | -2.2 | 8.9 | 2.8 | 7.8 | -2.2 | 20.6 | 20 | 12.2 | 5.6 | 6.1 | 1.1 | 2 | 0 | -4.4 | -10.6 | 2.8 | -1.7 | 3.3 | -2.8 | 8.9 | 8.9 | -6.1 | -8.9 | -9.4 | -11.7 | 5 | 2.2 | 14.4 | 4.4 | 14.8 | 9.6 | 12.4 | 6 | 8.3 | 3.3 | 0.9 | -5.5 | -0.6 | -5.6 | 0.6 | 0.6 | 11.1 | 10.6 | 11.7 | 11.1 | 5.6 | -3.3 | 4.4 | 0.6 | 7.4 | -8.4 | 2.8 | -7.2 | 18.3 | 3.9 | 10.6 | -5.6 | -2.8 | -13.9 | 8.3 | 7.2 | 7.2 | 0 | 4.4 | -0.6 | 10.6 | 3.9 | 4.6 | 0.2 | 0 | -2 | 3.3 | 1.1 | 5.6 | 4.4 | 2.8 | -7.8 | -1.7 | -7.2 | 2 | -2 | 16.7 | 14.4 | 13.3 | 10.6 | -2.2 | -6.1 | 7.2 | 6.1 | 3.9 | -4.4 | -0.6 | -7.8 | 12.2 | 11.7 | 0.6 | 0 | 12.8 | 12.2 | 10.6 | 7.8 | 20.3 | 19.3 | 12.2 | -2.2 | 10 | 3.3 | 0 | -5.6 | 5 | 0 | 3.3 | 2.2 | 10.6 | 4.4 | 10.6 | 2.2 | -3 | -8.2 | 6.5 | -5.4
0 | -1 | -5 | -8.3 | 16.7 | 7.1 | 15.4 | 10 | 6.7 | 1.7 | 15.6 | 0.6 | 7 | 6 | 11.9 | 5.3 | 21.1 | -1.7 | 13.7 | 3.5 | 14.4 | 10 | 10.5 | 10.1 | 11.1 | -3.9 | 13.3 | -5 | 22 | 21 | 15.6 | 10 | 25 | 18.3 | 12.2 | 10.3 | 21.7 | 20.6 | 17.2 | 15.6 | 22.8 | 18.3 | 17.2 | 5.5 | 13.3 | -0.6 | 12.8 | 2.8 | 2.2 | -0.6 | 10 | 1.7 | 10.6 | 0.3 | 21.7 | 19.4 | 14.4 | 6.1 | 7.8 | 1.1 | 2 | 0 | -3.5 | -9.4 | 4.5 | -1.3 | 4.4 | -2.8 | 9.6 | 9.3 | -3.3 | -7.6 | -2.2 | -9.4 | 5.6 | 2.2 | 17.2 | 6.7 | 15.2 | 10 | 14.8 | 7.6 | 10.6 | 3.3 | 1.1 | -5.6 | 0 | -5.6 | 5 | 2.2 | 12.4 | 10.7 | 11.7 | 10.6 | 7.2 | -3.3 | 6.1 | -0.6 | 10.6 | -11.7 | 5.9 | -5.9 | 18.3 | 3.9 | 11.1 | -8.9 | -1.7 | -12.8 | 8.7 | 7.8 | 8.7 | 0.9 | 5.6 | -0.6 | 11.1 | 3.9 | 7 | 0.4 | 3 | 1 | 5.6 | 1.7 | 6.1 | 3.3 | 4.4 | -7.8 | 1.7 | -6.1 | 3 | -2 | 18.3 | 15 | 15 | 10 | 1.7 | -4.4 | 10.2 | 7.1 | 6.1 | -7.2 | 5 | -4.4 | 12.8 | 12.2 | 0.6 | 0 | 15.6 | 14.4 | 13.3 | 8.3 | 21.3 | 19.6 | 14.4 | -1.7 | 10.6 | 3.3 | 2.8 | -6.1 | 5 | 0 | 4.4 | 1.7 | 12.8 | 5.6 | 13.4 | 4 | -1.1 | -8.9 | 7.2 | -7.2
2 | -1 | -4.4 | -9.4 | 18.9 | 7.8 | 16.7 | 10 | 9.8 | 1.7 | 18.5 | 1.1 | 7 | 5 | 14.8 | 5.9 | 23.3 | -3.3 | 15.8 | 2.9 | 15 | 10.6 | 11.7 | 10.6 | 12.2 | -6.1 | 15.2 | -3.2 | 22 | 21 | 17.2 | 10 | 25 | 18.3 | 16.7 | 12.5 | 24.4 | 20.6 | 17.8 | 15.6 | 24.4 | 18.3 | 18.9 | 7.2 | 10 | 3.3 | 13.3 | 3.3 | 3.3 | 0 | 11.7 | 0.6 | 13.3 | 2.2 | 17.2 | 16.7 | 16.1 | 7.2 | 9.4 | 2.8 | 3 | 0 | -2.6 | -9.3 | 6.1 | -1.8 | 5 | -2.8 | 10.4 | 9.7 | -0.6 | -7 | -0.6 | -8.3 | 5.6 | 3.3 | 18.9 | 6.1 | 15.6 | 10 | 17.2 | 8.9 | 11.7 | 2.8 | 3.1 | -5.4 | 0.6 | -7.2 | 9.4 | 2.2 | 13.7 | 10.7 | 11.7 | 10.6 | 7.8 | -3.3 | 6.7 | 0 | 11.7 | -9.4 | 9.1 | -6 | 19.4 | 3.3 | 10.6 | -7.2 | -0.5 | -13.3 | 9 | 8.3 | 10.2 | 1.6 | 5.6 | -0.6 | 11.7 | 5 | 9.4 | 0.6 | 4 | 0 | 6.1 | 0.6 | 6.7 | 3.9 | 6.7 | -6.7 | 5.6 | -7.2 | 4 | -2 | 20.6 | 15.6 | 18.9 | 13.3 | 5.6 | -4.4 | 13.1 | 7.4 | 7.2 | -7.2 | 9.4 | -7.8 | 12.8 | 11.7 | 0.6 | 0 | 18.3 | 14.4 | 16.7 | 8.3 | 22.2 | 20 | 16.7 | -3.3 | 11.1 | 3.3 | 5.6 | -6.7 | 5.6 | -0.6 | 5 | 1.7 | 16.7 | 6.7 | 16.1 | 5.4 | -0.7 | -7.5 | 8.3 | -6.6
2 | -1 | -4.4 | -9.4 | 20.7 | 9 | 17.4 | 9.6 | 13 | 0.7 | 21.5 | 1.7 | 8 | 6 | 17.8 | 5.6 | 24.4 | -8.9 | 17.8 | 1.1 | 17.2 | 5 | 12.8 | 11.1 | 13.9 | -4.4 | 17 | -2.8 | 23 | 21 | 19.4 | 10 | 26.7 | 18.9 | 21.1 | 13.9 | 26.7 | 20.6 | 19.4 | 16.7 | 24.4 | 18.9 | 20.4 | 8.1 | 8.9 | 5.6 | 15 | 5 | 5.6 | 0.6 | 13.9 | 0 | 16.1 | 4.4 | 17.2 | 16.1 | 17.2 | 7.8 | 11.1 | 2.8 | 4 | 0 | -1.7 | -10 | 7.8 | -2.8 | 3.3 | 1.7 | 11.1 | 10 | 2.2 | -8.3 | 0.6 | -8.9 | 6.7 | 4.4 | 20.6 | 5 | 15.8 | 9.3 | 17.2 | 10.1 | 15 | 3.9 | 5.2 | -6.2 | 3.3 | -7.2 | 12.2 | 3.3 | 15 | 10.6 | 12.2 | 10.6 | 8.3 | -3.3 | 8.3 | 1.1 | 12.8 | -9.1 | 12.2 | -7.8 | 22.8 | 2.2 | 8.9 | -7.8 | 0.6 | -15.6 | 9.4 | 8.9 | 11.7 | 2.2 | 6.1 | 0 | 13.3 | 7.8 | 10.7 | 0.7 | 8 | -2 | 7.2 | 2.8 | 7.2 | 3.9 | 7.8 | -6.7 | 7.2 | -7.2 | 6 | -2 | 23.3 | 16.1 | 20 | 13.9 | 6.7 | -3.6 | 16.1 | 7.2 | 7.8 | -7.2 | 12.2 | -7.8 | 13.9 | 12.8 | 1.1 | 0 | 19.4 | 15.6 | 18.3 | 6.1 | 23.7 | 20.3 | 17.8 | -3.3 | 13.3 | 2.8 | 9.4 | -6.7 | 4.4 | 1.7 | 5.6 | 2.2 | 16.7 | 7.2 | 18.9 | 6.7 | -0.4 | -7.2 | 9.5 | -6.8
4 | 0 | -4.4 | -10.6 | 22.6 | 9.8 | 18.2 | 9.1 | 16.1 | -2.2 | 24.4 | 1.1 | 8 | 6 | 19.6 | 5.3 | 24.4 | -8.9 | 18.7 | 1.7 | 18.3 | 5.6 | 13.7 | 11.3 | 13.9 | -4.4 | 18.9 | -2.2 | 23 | 21 | 20 | 10 | 26.7 | 18.9 | 23.1 | 14.2 | 26.7 | 21.1 | 21.7 | 16.7 | 23.9 | 20.6 | 21.8 | 8.4 | 8.9 | 4.4 | 15.6 | 6.1 | 7.8 | 2.2 | 15.6 | -1.7 | 18 | 4.9 | 18.3 | 16.7 | 18.9 | 7.2 | 12.8 | 3.3 | 4 | 1 | -0.4 | -9.2 | 8.2 | -1.9 | 3.9 | 2.2 | 12 | 10.6 | 3.9 | -7.2 | 1.7 | -10 | 6.7 | 4.4 | 23.3 | 5 | 15.9 | 8.4 | 17.2 | 11.3 | 16.1 | 1.7 | 7.2 | -9.4 | 5.6 | -6.1 | 15 | 2.2 | 15.7 | 9.8 | 12.2 | 11.1 | 9.4 | -2.2 | 8.9 | 1.1 | 13.9 | -9.4 | 13.5 | -6.9 | 25 | -3.3 | 6.7 | -7.2 | 1.9 | -13.9 | 12.2 | 10.5 | 13.9 | 3.4 | 7.8 | 0 | 14.4 | 10 | 12 | 0.7 | 9 | -3 | 8.3 | 2.2 | 8.3 | 4.4 | 10 | -6.1 | 8.3 | -7.8 | 6 | -1 | 24.4 | 16.1 | 22.2 | 14.4 | 7.8 | -3.8 | 18.1 | 8.1 | 8.9 | -6.7 | 14.4 | -6.7 | 15 | 13.9 | 0.6 | 0 | 20.6 | 14.4 | 20 | 7.2 | 25.2 | 20.5 | 19.4 | -4.4 | 14.4 | 2.8 | 11.1 | -5 | 5.6 | 1.7 | 5 | 1.7 | 15.6 | 7.2 | 19.8 | 6.9 | 0 | -7.8 | 10.6 | -8.3
4 | 0 | -3.3 | -10.6 | 24.4 | 10.6 | 18.9 | 8.3 | 16.8 | -2 | 25.9 | 1.2 | 11 | 7 | 21.5 | 4.6 | 25 | -13.3 | 19.7 | 2.1 | 20.6 | 4.4 | 14.7 | 11.3 | 13.3 | -5 | 18.3 | -0.9 | 23 | 21 | 20 | 9.4 | 26.7 | 19.4 | 25.2 | 14.4 | 27.8 | 21.1 | 23.3 | 16.7 | 23.9 | 20 | 23.3 | 8.9 | 7.8 | 3.9 | 16.1 | 7.8 | 10.6 | 2.8 | 16.1 | -2.8 | 19.8 | 5.5 | 20 | 16.7 | 20 | 6.7 | 10.6 | 5 | 6 | 1 | 0.9 | -10 | 8.5 | -1.7 | 3.9 | 3.9 | 13 | 11.3 | 5.5 | -7.1 | 1.7 | -9.4 | 7.8 | 3.3 | 24.4 | 5 | 16.1 | 7.2 | 17.2 | 12.2 | 17.2 | 1.1 | 7.9 | -8.8 | 7.8 | -8.9 | 16.7 | 1.7 | 16.5 | 9 | 12.8 | 11.7 | 10.6 | -1.7 | 10.6 | 0.6 | 15.7 | -7.6 | 14.8 | -6.5 | 25.6 | -4.4 | 7.8 | -7.8 | 3.1 | -13.9 | 15 | 12 | 16.1 | 4.5 | 8.3 | -1.1 | 16.7 | 11.1 | 13.3 | 0.6 | 11 | -1 | 8.9 | 2.2 | 9.4 | 4.4 | 11.1 | -6.1 | 9.4 | -7.2 | 7 | -1 | 25.6 | 15.6 | 22.2 | 15 | 8.9 | -4.4 | 20.2 | 8.9 | 10.6 | -6.7 | 17.2 | -7.2 | 15 | 13.9 | 1.7 | 0.6 | 21.7 | 15 | 21.1 | 7.8 | 26.7 | 20.6 | 18.9 | -6.7 | 15 | 3.3 | 11.1 | -5.6 | 5.6 | 2.2 | 3.3 | 1.7 | 17.2 | 7.8 | 20.8 | 7.1 | 0.6 | -6.8 | 10 | -7.7
4 | 0 | -3.3 | -11.1 | 24.8 | 11.4 | 18.9 | 8.9 | 17.6 | -2.3 | 27.4 | 1.8 | 12 | 7 | 23.3 | 3.3 | 25 | -7.2 | 20.6 | 2.2 | 21.7 | 2.2 | 15.6 | 11.1 | 13.3 | -5.6 | 17.8 | 0.4 | 24 | 22 | 21.1 | 8.9 | 27.2 | 20 | 27.2 | 13.9 | 28.3 | 21.1 | 25 | 16.1 | 25.6 | 19.4 | 23.1 | 9.2 | 7.8 | 3.9 | 17.2 | 8.3 | 12.2 | 2.8 | 17.8 | -3.9 | 21.7 | 5.6 | 20.6 | 17.2 | 21.1 | 6.7 | 11.7 | 4.4 | 6 | 2 | 2.2 | -12.2 | 8.9 | -1.7 | 3.3 | 3.3 | 13.9 | 11.7 | 7.2 | -8.3 | 1.7 | -9.4 | 9.4 | 3.3 | 25.6 | 4.4 | 16.5 | 6.6 | 17.4 | 12.8 | 17.2 | 2.8 | 8.7 | -9.1 | 8.3 | -5.6 | 20 | 0 | 17.2 | 7.8 | 13.3 | 11.7 | 10.6 | -1.1 | 10.6 | 0.6 | 17.6 | -6.9 | 16.1 | -7.8 | 25.6 | -3.9 | 7.8 | -7.8 | 4.4 | -16.1 | 17.8 | 13.3 | 18.3 | 5 | 8.9 | -1.7 | 17.2 | 11.7 | 13.9 | 0.9 | 10 | 4 | 8.9 | 2.8 | 7.8 | 5 | 12.8 | -5.6 | 10.6 | -7.8 | 7 | -1 | 26.1 | 16.1 | 23.9 | 15.6 | 9.8 | -4 | 22.2 | 9.4 | 11.7 | -5.6 | 18.9 | -6.1 | 16.1 | 13.9 | 4.4 | -1.1 | 22.8 | 15 | 21.7 | 7.8 | 28 | 20.3 | 18.9 | -6.1 | 16.7 | 4.4 | 12.8 | -5.6 | 6.7 | 2.2 | 3.3 | 1.7 | 17.2 | 7.8 | 21.7 | 7.2 | 1.1 | -6.8 | 9.5 | -8.5
4 | 0 | -3.3 | -12.2 | 25.2 | 12.1 | 18.9 | 9.4 | 18.3 | -3.3 | 28.9 | 1.1 | 13 | 6 | 23.9 | 3.8 | 23.3 | 2.8 | 20.8 | 1.6 | 20.6 | 7.8 | 15.4 | 11 | 11.7 | -5 | 17.2 | 1.1 | 25 | 22 | 19.4 | 8.3 | 27.2 | 20 | 26.8 | 13.2 | 28.9 | 21.1 | 25 | 16.1 | 27.2 | 17.2 | 23 | 9.4 | 8.3 | 3.9 | 17.2 | 9.4 | 12.2 | 1.7 | 18.9 | -3.3 | 22.1 | 5.5 | 21.1 | 17.8 | 22.2 | 7.2 | 11.1 | 3.9 | 6 | 2 | 2.6 | -10.1 | 8.3 | -1.8 | 4.4 | 4.4 | 13.3 | 11.7 | 7.9 | -7.3 | 2.8 | -10 | 11.7 | 2.8 | 25 | 5 | 16.8 | 5.5 | 17.6 | 12.9 | 18.3 | 3.9 | 9.4 | -11.1 | 8.3 | -7.2 | 21.1 | 1.1 | 17 | 7.7 | 14.4 | 12.2 | 7.2 | 0.6 | 11.7 | 0.6 | 19.4 | -7.2 | 16.3 | -6.5 | 26.7 | -3.9 | 7.8 | -8.3 | 5 | -13.4 | 19.3 | 11.6 | 17.8 | 5.1 | 8.3 | -2.8 | 20 | 13.3 | 14.4 | 1 | 11 | 1 | 8.9 | 4.4 | 10.6 | 3.9 | 13.3 | -5.6 | 11.7 | -7.8 | 9 | 0 | 27.2 | 15.6 | 23.9 | 14.4 | 10.8 | -3.9 | 23.5 | 9.5 | 12.2 | -6.1 | 20.6 | -6.1 | 17.8 | 14.4 | 3.9 | 0.6 | 23.3 | 14.4 | 21.7 | 7.8 | 29.3 | 19.9 | 18.9 | -6.1 | 17.8 | 4.4 | 13.3 | -6.7 | 8.9 | 2.8 | 2.8 | 1.1 | 16.1 | 7.8 | 22.2 | 7.6 | 1.7 | -7.8 | 8.9 | -10
6 | 1 | -2.8 | -11.7 | 25.6 | 12.8 | 18.9 | 10 | 17.8 | -1.7 | 28.7 | 0.4 | 13 | 4 | 24.4 | 4.2 | 23.3 | 1.7 | 20.9 | 0.7 | 20 | 7.8 | 15.2 | 10.8 | 8.9 | -0.6 | 15.5 | 3 | 27 | 17 | 20 | 7.8 | 27.8 | 20.6 | 26.5 | 12.2 | 29.4 | 21.1 | 24.4 | 15.6 | 28.9 | 17.2 | 22.8 | 9.4 | 8.9 | 5 | 18.9 | 7.2 | 13.9 | 1.7 | 18.9 | -3.3 | 22.4 | 5.4 | 21.1 | 17.8 | 22.2 | 7.2 | 13.9 | 4.4 | 7 | 2 | 2.9 | -9.5 | 7.8 | -2.5 | 4.4 | 3.9 | 12.8 | 11.7 | 8.7 | -7.4 | 3.3 | -11.7 | 11.1 | 1.7 | 24.4 | 5 | 17.2 | 4.4 | 17.8 | 13.3 | 17.8 | 3.9 | 10 | -10.6 | 9.4 | -7.8 | 22.2 | 2.2 | 16.9 | 7.6 | 13.9 | 11.7 | 10 | -0.6 | 11.7 | 0.6 | 17.7 | -4.9 | 16.5 | -5.8 | 27.2 | -3.3 | 7.2 | -6.7 | 5.5 | -13 | 20.7 | 9.3 | 17.2 | 5.2 | 9.4 | -0.6 | 20 | 13.9 | 15 | 1.1 | 10 | -3 | 11.1 | 1.1 | 8.9 | 3.3 | 14.4 | -5 | 12.2 | -8.3 | 9 | -1 | 28.9 | 15.6 | 23.9 | 15 | 11.7 | -5 | 24.8 | 9.6 | 13.3 | -5.6 | 22.2 | -4.4 | 18.9 | 15 | 3.9 | 0.6 | 23.9 | 15.6 | 21.1 | 7.8 | 30.6 | 19.4 | 18.3 | -6.7 | 18.3 | 5 | 11.7 | -6.7 | 10 | -0.6 | 3.3 | 1.7 | 16.1 | 7.8 | 22.8 | 7.8 | 1.5 | -7.1 | 9.3 | -8.2
5 | 0 | -3.3 | -12.2 | 24.7 | 13.6 | 18.3 | 9.9 | 17.2 | -0.9 | 28.5 | -0.5 | 12 | 6 | 25 | 4.4 | 22.8 | 4.4 | 21.1 | -0.6 | 18.3 | 7.8 | 15 | 10.6 | 8.9 | 2.2 | 13.9 | 4.5 | 24 | 22 | 18.9 | 9.4 | 27.8 | 20.6 | 26.1 | 11.7 | 29.4 | 21.1 | 24.4 | 16.1 | 28.3 | 16.1 | 21.5 | 9.8 | 10 | 3.9 | 17.2 | 6.7 | 14.4 | 1.1 | 18.9 | -3.3 | 22.8 | 5 | 21.1 | 17.8 | 22.2 | 7.2 | 15.6 | 0.6 | 7 | 2 | 3.3 | -10 | 7.2 | -3.3 | 5.6 | 5 | 12.2 | 11.7 | 9.4 | -8.3 | 3.3 | -11.7 | 12.2 | 2.2 | 24.4 | 5 | 16.1 | 3.2 | 17.4 | 13.4 | 18.3 | 3.9 | 10.5 | -12.1 | 10 | -8.3 | 22.2 | 1.1 | 16.7 | 7.2 | 14.4 | 12.2 | 7.2 | 1.1 | 12.2 | 0 | 16.1 | -4.4 | 16.7 | -6.7 | 26.1 | -4.4 | 7.8 | -8.3 | 6.1 | -13.3 | 22.2 | 5.6 | 16.7 | 5 | 8.9 | -3.3 | 20 | 13.9 | 14.8 | 1.3 | 10 | -1 | 10.6 | -0.6 | 11.1 | 2.8 | 14.4 | -5.6 | 12.8 | -7.8 | 9 | 0 | 28.9 | 16.1 | 21.1 | 15.6 | 11.7 | -4.3 | 26.1 | 9.4 | 12.2 | -5 | 22.8 | -5.6 | 20 | 15 | 3.3 | 0 | 24.4 | 15 | 21.1 | 6.7 | 30.4 | 19.1 | 18.9 | -7.8 | 17.8 | 6.1 | 11.1 | -7.2 | 10 | -0.6 | 3.3 | 1.7 | 16.1 | 8.3 | 23.3 | 8.3 | 1.3 | -7.3 | 9.6 | -7.1
6 | 1 | -2.8 | -13.3 | 23.7 | 13.9 | 17.8 | 10 | 16.7 | 0 | 28.3 | -1.1 | 11 | 6 | 23.7 | 5.1 | 21.7 | 5.6 | 19.6 | 0.6 | 17.2 | 6.1 | 13.5 | 10.3 | 6.1 | 1.7 | 12.2 | 5 | 23 | 21 | 18.9 | 9.4 | 27.2 | 20.6 | 24.8 | 12.8 | 28.9 | 20.6 | 25.6 | 16.1 | 26.7 | 16.7 | 20.2 | 9.5 | 9.4 | 4.4 | 16.7 | 5 | 14.4 | 0.6 | 17.8 | -4.4 | 22.1 | 5.1 | 21.1 | 17.2 | 22.2 | 8.3 | 13.3 | -1.1 | 6 | 1 | 2.8 | -9 | 6.5 | -1.4 | 5.6 | 4.4 | 10.5 | 10.1 | 8.9 | -6.9 | 3.9 | -11.7 | 11.7 | 1.7 | 23.9 | 2.8 | 15 | 1.5 | 17.1 | 13.5 | 18.3 | 3.9 | 11.1 | -15 | 10 | -6.1 | 21.7 | 1.7 | 15.9 | 7.7 | 14.4 | 11.7 | 4.4 | 3.9 | 13.9 | 1.7 | 14.4 | -4.4 | 14.3 | -4.4 | 24.4 | -6.1 | 6.7 | -7.8 | 4.6 | -11 | 21.1 | 5.1 | 16.5 | 5.5 | 8.9 | -3.3 | 19.4 | 15.6 | 14.6 | 1.1 | 10 | -1 | 10.6 | -0.6 | 10 | 3.9 | 15 | -5.6 | 12.2 | -9.4 | 9 | 0 | 28.3 | 16.1 | 20.6 | 15.6 | 11.7 | -4.7 | 24.8 | 11.1 | 12.2 | -5 | 22.8 | -6.1 | 20 | 15 | 3.9 | -3.9 | 23.9 | 13.3 | 20.6 | 6.7 | 30.2 | 19 | 17.8 | -6.7 | 17.2 | 6.1 | 10.6 | -6.7 | 8.3 | 0 | 3.3 | 2.2 | 16.1 | 8.3 | 22.8 | 8.5 | 1.1 | -8.9 | 10 | -7.2
5 | 1 | -2.8 | -13.9 | 22.8 | 14.4 | 17.2 | 10 | 14.1 | -0.3 | 26.6 | -2.7 | 10 | 6 | 22.4 | 5.4 | 20.6 | 2.8 | 18.2 | 0.8 | 16.1 | 6.1 | 12.1 | 10 | 5 | 1.7 | 11.3 | 4.8 | 23 | 21 | 14.4 | 13.3 | 26.7 | 20.6 | 23.5 | 13.7 | 27.2 | 20 | 23.9 | 15 | 25.6 | 17.2 | 18.9 | 9.4 | 10 | 3.9 | 15.6 | 2.2 | 14.4 | 0.6 | 16.7 | -5 | 21.3 | 5.3 | 21.1 | 17.8 | 20.6 | 8.9 | 11.7 | 0 | 6 | 1 | 2.2 | -9.2 | 5.7 | -0.5 | 5.6 | 3.9 | 8.9 | 8.8 | 8.3 | -6.6 | 4.4 | -11.7 | 11.1 | 0 | 23.3 | 3.3 | 13.9 | 0 | 16.7 | 13.3 | 16.7 | 3.9 | 8.9 | -11.5 | 8.9 | -5.6 | 19.4 | 1.7 | 15.2 | 8.2 | 14.4 | 11.7 | 4.4 | 4.4 | 13.3 | 0.6 | 14.6 | -2.8 | 11.8 | -3.5 | 22.8 | -7.8 | 5.6 | -7.8 | 3.2 | -10.3 | 20 | 4.9 | 16.3 | 5.9 | 8.3 | -2.8 | 18.3 | 15 | 14.4 | 1.1 | 9 | -1 | 9.4 | 0 | 10 | 3.9 | 13.9 | -6.1 | 11.7 | -10 | 8 | 0 | 26.7 | 16.1 | 20 | 14.4 | 11.7 | -5.6 | 23.5 | 12.5 | 10 | -5.6 | 22.8 | -6.1 | 20 | 15 | 3.9 | -3.9 | 23.9 | 13.3 | 18.9 | 7.8 | 30 | 18.9 | 17.2 | -6.7 | 15 | 5 | 10 | -6.1 | 7.8 | 0.6 | 3.3 | 2.2 | 15.6 | 8.3 | 22.2 | 8.7 | 0 | -6.7 | 8.7 | -6.6
4 | 1 | -3.9 | -15 | 22.2 | 14.4 | 16.5 | 10.4 | 11.5 | -1.1 | 25 | -3 | 10 | 7 | 21.1 | 5.6 | 18.3 | 6.1 | 16.7 | 1.1 | 15 | 7.2 | 10.6 | 9.4 | 4.4 | 1.1 | 10.3 | 4.5 | 23 | 19 | 12.2 | 10.6 | 26.1 | 20.6 | 22.2 | 14.4 | 26.1 | 20 | 22.8 | 15 | 23.9 | 17.2 | 17.6 | 9.8 | 8.9 | 3.3 | 13.9 | 2.2 | 12.8 | 1.7 | 14.4 | -3.9 | 20.6 | 5 | 21.1 | 18.3 | 16.7 | 9.4 | 10 | -1.7 | 6 | 1 | 1.7 | -10.6 | 5 | 0.6 | 5 | 1.7 | 7.2 | 7.2 | 7.8 | -7.2 | 1.7 | -12.8 | 10.6 | 0 | 21.7 | 6.1 | 12 | 0.4 | 14.7 | 12.1 | 11.1 | 7.2 | 6.6 | -10.7 | 7.8 | -6.1 | 17.8 | 1.7 | 14.4 | 8.3 | 13.9 | 11.7 | 5.6 | 5 | 12.8 | 2.2 | 14.8 | -1.5 | 9.4 | -3.9 | 20.6 | -5.6 | 1.7 | -0.6 | 1.7 | -11.1 | 18.9 | 4.4 | 16.1 | 6.1 | 6.7 | -2.2 | 17.8 | 15.6 | 13.7 | 2.3 | 8 | 0 | 7.2 | 1.1 | 9.4 | 4.4 | 12.8 | -6.1 | 10.6 | -10 | 5 | -1 | 21.7 | 16.1 | 20 | 14.4 | 9.3 | -3.8 | 22.2 | 13.3 | 7.2 | -4.4 | 20 | -4.4 | 17.8 | 15 | 3.9 | -4.4 | 21.1 | 14.4 | 17.2 | 9.4 | 28.5 | 18.9 | 12.8 | 3.9 | 14.4 | 4.4 | 9.4 | -5.6 | 7.8 | 1.1 | 3.3 | 2.2 | 15 | 8.3 | 21.7 | 8.9 | -1.1 | -6 | 7.4 | -6.9
3 | 1 | -3.9 | -11.1 | 21.7 | 14.6 | 15.7 | 10.7 | 8.9 | -2.2 | 23.3 | -4.4 | 9 | 8 | 18.9 | 7.1 | 16.1 | 8.3 | 15.8 | 1.1 | 13.9 | 7.8 | 10.6 | 9.5 | 5 | 1.7 | 9.4 | 3.9 | 22 | 18 | 11.7 | 10 | 26.1 | 21.1 | 20 | 14.6 | 25 | 21.1 | 19.4 | 15 | 23.3 | 17.2 | 16.3 | 10 | 7.2 | 2.2 | 13.3 | 2.2 | 11.1 | 1.7 | 12.2 | -3.3 | 18.9 | 5.4 | 20.6 | 18.3 | 16.1 | 10 | 8.3 | -0.6 | 5 | 1 | 0.8 | -9.2 | 5.2 | 0.5 | 3.9 | 1.1 | 7 | 6.9 | 6.7 | -6.2 | -1.1 | -11.1 | 8.3 | -0.6 | 21.1 | 3.9 | 10.2 | 0.8 | 12.6 | 10.5 | 9.4 | 7.8 | 4.4 | -11.7 | 6.1 | -7.2 | 15.6 | 1.7 | 13.9 | 9.2 | 13.3 | 11.7 | 5 | 4.4 | 11.1 | 2.8 | 15 | -0.6 | 8.1 | -4.1 | 17.8 | -3.9 | 0.6 | -0.6 | 0.6 | -9.6 | 18 | 4.9 | 15.5 | 6.5 | 6.1 | -1.7 | 18.3 | 16.1 | 12.9 | 3.3 | 8 | -1 | 7.2 | 0 | 6.7 | 3.9 | 9.4 | -1.1 | 9.4 | -9.4 | 4 | -1 | 19.4 | 16.1 | 18.9 | 14.4 | 6.8 | -3.8 | 20.4 | 12.9 | 7.8 | -3.9 | 15 | -2.8 | 16.7 | 14.4 | 3.3 | -5.6 | 19.4 | 13.9 | 16.7 | 10 | 27.1 | 19.2 | 11.7 | 3.3 | 12.8 | 5.6 | 8.9 | -6.1 | 7.2 | 0 | 3.9 | 0.6 | 15 | 8.9 | 20.9 | 9.8 | -2.2 | -6.1 | 6.1 | -8.3
2 | 1 | -5.6 | -8.3 | 21.1 | 14.4 | 15 | 11.1 | 7 | -1.7 | 22.2 | -3.5 | 8 | 7 | 16.6 | 7.6 | 16.1 | 8.3 | 14.8 | 0.6 | 12.8 | 7.2 | 10.6 | 9.5 | 4.4 | 1.7 | 8.9 | 3.9 | 23 | 18 | 11.1 | 8.3 | 25.6 | 21.1 | 17.8 | 14.3 | 24.4 | 21.1 | 18.9 | 15.6 | 23.3 | 17.2 | 15 | 10 | 5.6 | 1.7 | 12.2 | 1.1 | 10.6 | 2.2 | 11.1 | -2.8 | 17.3 | 5.9 | 20.6 | 17.2 | 14.4 | 8.3 | 7.2 | 0 | 4 | 1 | -0.2 | -9.3 | 5.4 | 0.7 | 2.8 | 0.6 | 6.9 | 6.5 | 5.5 | -6.2 | -1.7 | -11.7 | 7.8 | -1.7 | 20.6 | 3.9 | 8.3 | 0.6 | 10.6 | 8.9 | 8.3 | 6.7 | 2.7 | -10.3 | 5.6 | -7.2 | 14.4 | 1.7 | 13.3 | 10 | 12.8 | 11.7 | 4.4 | 4.4 | 7.8 | 3.3 | 14.4 | -0.4 | 6.9 | -4.5 | 15.6 | -3.3 | 1.1 | -2.8 | -0.6 | -9.4 | 17 | 5.3 | 15 | 7.1 | 5.6 | -1.1 | 17.8 | 16.7 | 12.2 | 3.9 | 6 | -1 | 6.7 | 0.6 | 6.7 | 3.9 | 10 | -3.3 | 7.8 | -8.9 | 4 | 0 | 18.3 | 15.6 | 17.2 | 14.4 | 4.4 | -4.4 | 18.5 | 12.3 | 7.2 | -3.3 | 10.6 | -2.2 | 16.1 | 14.4 | 2.8 | -5 | 19.4 | 13.9 | 15 | 10 | 25.6 | 18.9 | 11.1 | 2.8 | 12.2 | 5 | 8.3 | -6.7 | 6.7 | 0 | 3.3 | -0.6 | 15 | 8.9 | 20.2 | 10.6 | -2.6 | -6.1 | 5.4 | -6.6
2 | 0 | -5.6 | -9.4 | 20.9 | 14.8 | 14.8 | 11.4 | 5.2 | -1.7 | 21.1 | -3 | 8 | 7 | 14.4 | 7.8 | 17.2 | 7.8 | 13.9 | 0.6 | 13.9 | 6.1 | 10.6 | 9.4 | 4.4 | 1.1 | 8.3 | 3.6 | 22 | 17 | 10 | 7.2 | 25.6 | 21.1 | 15.6 | 13.9 | 24.4 | 21.1 | 18.9 | 15.6 | 22.8 | 17.2 | 15 | 8.7 | 4.4 | 2.2 | 11.1 | 0.6 | 10.6 | 2.2 | 9.4 | -2.8 | 15.6 | 5.6 | 19.4 | 18.3 | 12.8 | 10 | 7.2 | -1.1 | 4 | 0 | -1.1 | -10.6 | 5.6 | 0.6 | 2.2 | -1.1 | 6.7 | 6.1 | 4.4 | -7.2 | -2.2 | -9.4 | 6.7 | -2.2 | 19.4 | 7.2 | 7 | 0.9 | 11.1 | 9.4 | 7.8 | 6.7 | 1.1 | -10.7 | 3.3 | -5.6 | 13.3 | 2.2 | 12.8 | 10.6 | 12.8 | 11.7 | 5 | 3.9 | 7.8 | 1.7 | 13.9 | -0.1 | 5.6 | -6.1 | 15 | -3.9 | 2.8 | -3.9 | -1.7 | -10.6 | 16.1 | 5.6 | 14.4 | 7.2 | 4.4 | -1.1 | 18.3 | 17.2 | 11.5 | 4.3 | 3 | 0 | 6.7 | 1.1 | 7.2 | 5 | 8.9 | -2.8 | 7.2 | -8.9 | 4 | 0 | 18.9 | 15.6 | 16.7 | 14.4 | 4 | -3.9 | 16.7 | 11.7 | 6.7 | -3.3 | 11.7 | -3.9 | 15 | 13.9 | 1.7 | -3.9 | 18.3 | 13.9 | 13.9 | 10.6 | 24.3 | 19.4 | 8.3 | 3.3 | 11.7 | 5 | 7.8 | -6.1 | 6.1 | 0 | 2.8 | -1.7 | 15.6 | 9.4 | 19.4 | 11.1 | -2.9 | -6.6 | 4.6 | -6.4
2 | 0 | -5.6 | -13.9 | 20.8 | 15.4 | 14.6 | 11.8 | 3.3 | -2.2 | 20 | -2.8 | 7 | 6 | 13.7 | 7.7 | 16.1 | 7.8 | 13.3 | 1.3 | 13.3 | 3.3 | 10.5 | 8.9 | 3.9 | 1.1 | 7.8 | 3.3 | 22 | 16 | 8.9 | 6.7 | 25.6 | 21.1 | 15 | 13.7 | 24.4 | 21.1 | 17.8 | 15 | 22.8 | 17.2 | 15 | 7.1 | 3.9 | 0.6 | 9.4 | 0 | 10 | 3.9 | 8.3 | -2.2 | 15.4 | 7 | 18.3 | 17.8 | 11.7 | 10 | 6.7 | 0.6 | 3 | 1 | -2.2 | -10 | 5.2 | 1.3 | 1.1 | -2.8 | 6.3 | 5.9 | 4 | -6.1 | -4.4 | -11.1 | 5 | -2.8 | 18.9 | 6.1 | 5.7 | 1 | 11.7 | 9.6 | 6.7 | 6.1 | -0.6 | -12.2 | 0 | -3.3 | 15 | 1.7 | 13.7 | 12.1 | 12.8 | 11.7 | 4.4 | 3.3 | 7.8 | 1.1 | 13.3 | 0 | 4.3 | -5.6 | 13.9 | -6.7 | 0.6 | -3.3 | -2.2 | -9.2 | 15 | 5.3 | 14.8 | 7.4 | 3.3 | 0 | 19.4 | 17.8 | 10.7 | 4.4 | 3 | 0 | 6.1 | 1.7 | 7.2 | 5.6 | 9.4 | -6.1 | 6.7 | -8.9 | 4 | 0 | 17.8 | 15 | 15.6 | 14.4 | 3.7 | -3.8 | 16.3 | 11.3 | 5 | -1.7 | 10.6 | -3.3 | 13.3 | 12.8 | 1.7 | -5 | 17.2 | 13.3 | 13.3 | 10.6 | 23 | 19.4 | 8.3 | 3.3 | 11.7 | 5 | 7.2 | -7.2 | 5 | 0.6 | 2.2 | -3.9 | 16.1 | 10.6 | 19.4 | 11.2 | -3.3 | -7.8 | 3.9 | -6.7
1 | 0 | -5.6 | -14.4 | 20.6 | 15.6 | 14.4 | 12.2 | 3.5 | -2 | 18.7 | -2 | 6 | 5 | 12.9 | 7.6 | 16.7 | 7.2 | 12.8 | 1.8 | 12.8 | 2.8 | 10.4 | 8.2 | 3.9 | 1.1 | 8.3 | 2.5 | 21 | 14 | 8.3 | 6.1 | 25.6 | 20.6 | 14.5 | 13.7 | 24.4 | 21.1 | 18.9 | 15 | 22.2 | 17.8 | 15 | 5.6 | 4.4 | -1.1 | 7.8 | 0 | 9.4 | 3.9 | 8.9 | -1.7 | 15.2 | 8 | 19.4 | 17.8 | 11.7 | 10 | 5 | 1.1 | 3 | 1 | -3.3 | -9.4 | 4.8 | 1.8 | 0 | -2.8 | 6 | 5.9 | 3.7 | -6.1 | -4.4 | -11.7 | 3.3 | -2.8 | 17.8 | 5 | 4.4 | 1.1 | 12.2 | 10 | 6.1 | 5.6 | -0.6 | -10.7 | -1.1 | -6.1 | 15 | 1.7 | 14.7 | 13.6 | 13.3 | 11.7 | 4.4 | 3.3 | 6.7 | 1.1 | 12.4 | -1 | 3 | -5.9 | 13.3 | -6.7 | 0.6 | -3.3 | -2.8 | -8.9 | 13.9 | 4.5 | 15.2 | 7.3 | 3.3 | 0 | 20.6 | 17.8 | 10 | 4.4 | 1 | 0 | 5.6 | 1.7 | 7.2 | 5.6 | 7.8 | -5.6 | 6.7 | -8.3 | 3 | 0 | 17.8 | 15 | 14.4 | 13.9 | 3.3 | -4.4 | 16 | 11 | 4.4 | -1.7 | 9.4 | -3.3 | 13.9 | 13.3 | 1.1 | -3.9 | 18.3 | 13.3 | 13.3 | 10.6 | 21.7 | 19.4 | 7.8 | 3.9 | 11.1 | 6.1 | 5.6 | -4.4 | 4.4 | 0.6 | 1.1 | -3.9 | 16.1 | 11.1 | 19.4 | 11.2 | -3.9 | -7.6 | 3.2 | -5.7
1 | 0 | -6.1 | -11.7 | 19.7 | 15.8 | 14.4 | 12.1 | 3.7 | -1.8 | 17.4 | -1.1 | 6 | 5 | 12.2 | 7.2 | 16.1 | 6.7 | 12.2 | 2.2 | 12.8 | 1.1 | 10.3 | 8 | 2.8 | 0.6 | 8.9 | 1.8 | 19 | 13 | 8.3 | 6.1 | 25 | 20.6 | 13.9 | 13.3 | 24.4 | 21.1 | 18.9 | 15 | 22.2 | 17.2 | 13.9 | 6.5 | 2.2 | -1.7 | 6.1 | -0.6 | 8.3 | 4.4 | 8.3 | -1.1 | 15 | 8.9 | 18.3 | 17.8 | 10.6 | 10 | 4.4 | 1.7 | 2 | 1 | -4.4 | -8.7 | 4.4 | 2.2 | -0.6 | -3.3 | 5.6 | 5.6 | 3.3 | -6.7 | -6.1 | -11.7 | 2.8 | -2.8 | 17.8 | 7.2 | 4.6 | 1.1 | 11.8 | 8.3 | 5.6 | 5 | -0.6 | -10.7 | -2.2 | -5.6 | 15 | 2.2 | 15.6 | 15 | 13.3 | 12.2 | 4.4 | 2.8 | 5.6 | 0 | 11.5 | -1.7 | 1.7 | -7.2 | 12.8 | -7.2 | 0.6 | -3.3 | -3.3 | -9.4 | 12.8 | 3.9 | 15.6 | 7.2 | 3.3 | -0.6 | 20.6 | 17.8 | 10.2 | 4.4 | 1 | 0 | 6.1 | 1.7 | 7.2 | 5.6 | 7.8 | -6.1 | 6.1 | -8.3 | 3 | 0 | 17.8 | 15 | 15 | 14.4 | 2.8 | -3.5 | 15.6 | 10.6 | 3.9 | -1.1 | 8.9 | -3.9 | 13.9 | 13.3 | 0.6 | -3.3 | 16.7 | 13.3 | 12.8 | 11.1 | 21.5 | 19.1 | 7.8 | 3.3 | 10.6 | 6.1 | 2.2 | -1.7 | 3.9 | -0.6 | 0 | -3.3 | 16.1 | 11.1 | 19.4 | 11.1 | -4.4 | -8 | 2.4 | -5.9
1 | 0 | -6.7 | -12.2 | 18.7 | 15.6 | 14.4 | 12.1 | 3.9 | -2.2 | 16.1 | -1.1 | 6 | 5 | 11.1 | 7.1 | 15.6 | 5.6 | 11.5 | 1.7 | 14.4 | -1.1 | 10.2 | 7.8 | 1.7 | 0.6 | 9.4 | 0.6 | 18 | 10 | 6.7 | 5.6 | 25 | 20.6 | 13.7 | 13.3 | 23.9 | 21.1 | 17.8 | 15.6 | 22.2 | 17.2 | 12.8 | 7.3 | 2.8 | -1.7 | 4.4 | 0 | 6.7 | 1.7 | 8.3 | -0.6 | 14.8 | 8.8 | 17.8 | 17.2 | 10.6 | 9.4 | 4.4 | 2.2 | 3 | 0 | -3.5 | -8.1 | 4 | 2.4 | -1.1 | -3.3 | 5.2 | 5.1 | 2.8 | -5.8 | -6.1 | -11.7 | 3.3 | -2.2 | 16.7 | 6.7 | 4.8 | 1.1 | 11.5 | 6.5 | 5.6 | 5 | -0.6 | -11.7 | -2.8 | -6.1 | 14.4 | 2.2 | 15.8 | 15.2 | 13.3 | 12.2 | 4.4 | 2.8 | 5.6 | 0 | 10.6 | -3.3 | -0.2 | -6.6 | 12.8 | -7.2 | 1.1 | -5 | -4.1 | -8.6 | 11.7 | 3 | 14.8 | 7.4 | 3.3 | -0.6 | 20.6 | 17.8 | 10.4 | 4.3 | 0 | -1 | 5.6 | 1.7 | 7.2 | 5.6 | 6.1 | -5.6 | 6.7 | -0.6 | 3 | 0 | 17.8 | 15 | 15 | 14.4 | 2.2 | -3.1 | 16 | 9.9 | 3.9 | -1.7 | 6.7 | -3.3 | 11.7 | 11.7 | -0.6 | -3.9 | 16.7 | 13.3 | 12.8 | 11.7 | 21.3 | 18.7 | 8.9 | 3.3 | 8.3 | 6.7 | 1.7 | -1.7 | 3.3 | -0.6 | -1.7 | -3.3 | 15 | 11.7 | 18.3 | 12.1 | -5 | -8.9 | 1.7 | -6.7
0 | 0 | -7.2 | -12.2 | 17.8 | 15.6 | 14.4 | 12.2 | 3.7 | -2.2 | 14.1 | -0.3 | 6 | 5 | 10 | 6.6 | 14.4 | 5 | 10.7 | 0.7 | 15 | -2.8 | 10.2 | 7.4 | 1.1 | 0.6 | 9.2 | 0.1 | 18 | 8 | 6.7 | 5.6 | 25 | 20.6 | 13.5 | 13.1 | 23.3 | 21.1 | 18.9 | 16.7 | 22.2 | 17.2 | 11.7 | 7.8 | 2.2 | -1.1 | 5 | -0.6 | 6.1 | 1.1 | 8.3 | 0.6 | 14.6 | 8.6 | 18.3 | 17.2 | 10 | 8.9 | 3.9 | 1.7 | 2 | 1 | -2.6 | -7.5 | 3.7 | 2.7 | -1.7 | -3.3 | 4.8 | 4.4 | 2.2 | -5.9 | -5.6 | -12.2 | 1.7 | -3.9 | 16.7 | 6.7 | 5 | 1.1 | 11.1 | 4.4 | 4.4 | 4.4 | -0.6 | -10.2 | -3.3 | -7.2 | 13.9 | 2.8 | 15.9 | 15 | 13.3 | 12.8 | 3.9 | 2.8 | 5 | -0.6 | 9.7 | -2.3 | -2 | -7.4 | 12.2 | -10 | 1.1 | -6.7 | -4.8 | -8.6 | 10.5 | 1.6 | 14.1 | 7.4 | 2.8 | -0.6 | 20.6 | 17.8 | 10.6 | 3.9 | -1 | -3 | 5 | 2.2 | 6.7 | 5.6 | 5.6 | -6.1 | 5 | 1.1 | 2 | 0 | 17.8 | 15 | 15 | 14.4 | 1.7 | -3.3 | 16.3 | 9.3 | 3.9 | -0.6 | 7.2 | -3.9 | 11.1 | 11.1 | -0.6 | -3.3 | 16.7 | 13.3 | 14.4 | 12.2 | 21.1 | 18.3 | 8.3 | 4.4 | 8.3 | 7.8 | 1.1 | -1.7 | 2.8 | -1.1 | 0.6 | -3.3 | 15.6 | 12.2 | 17.2 | 13 | -4.8 | -8.6 | 1.7 | -5.4
0 | 0 | -7.2 | -12.2 | 17.4 | 15.6 | 14.6 | 12 | 3.5 | -2.5 | 12 | 0.1 | 6 | 4 | 8.9 | 6.1 | 14.4 | 3.3 | 10 | 0 | 14.4 | -2.2 | 10.1 | 6.3 | 1.1 | 0.6 | 9.1 | -0.4 | 16 | 6 | 6.1 | 5 | 25 | 20 | 13.3 | 12.8 | 23.3 | 21.7 | 18.9 | 16.7 | 21.7 | 17.8 | 11.5 | 8 | 2.8 | -1.1 | 4.4 | -1.7 | 5 | 1.1 | 8.9 | 0.6 | 14.4 | 8.3 | 18.9 | 18.3 | 10 | 8.9 | 3.9 | 1.7 | 2 | 1 | -1.7 | -6.9 | 3.3 | 2.8 | -2.2 | -3.9 | 4.4 | 3.9 | 1.7 | -6.7 | -4.4 | -11.7 | 0.6 | -3.9 | 16.1 | 7.8 | 5.2 | 1.5 | 10.2 | 3 | 4.4 | 3.9 | -0.6 | -10.2 | -3.9 | -6.7 | 13.3 | 2.8 | 16.1 | 15 | 13.3 | 12.8 | 3.3 | 2.2 | 4.4 | 0 | 8.7 | -1.7 | -3.9 | -8.9 | 11.1 | -9.4 | -0.6 | -5.6 | -5.6 | -8.9 | 9.4 | 0.6 | 13.3 | 7.2 | 1.7 | -0.6 | 20.6 | 17.8 | 10 | 5 | 0 | -2 | 5 | 2.2 | 6.7 | 5.6 | 6.7 | -6.1 | 2.2 | 1.1 | 2 | 0 | 18.3 | 15.6 | 15 | 15 | 1.5 | -2.3 | 16.7 | 8.3 | 3.9 | -1.1 | 6.1 | -3.9 | 11.1 | 10.6 | -1.7 | -1.7 | 16.7 | 13.9 | 15.6 | 12.8 | 20.9 | 18.3 | 8.3 | 4.4 | 8.3 | 7.8 | 0 | -2.2 | 2.2 | -0.6 | 0.6 | -4.4 | 16.1 | 12.2 | 16.1 | 13.3 | -4.6 | -8.7 | 1.7 | -5.2
0 | 0 | -8.3 | -11.7 | 17.1 | 15.6 | 14.8 | 11.8 | 3.3 | -3.3 | 10 | 0 | 6 | 4 | 10.2 | 6.9 | 13.9 | 2.8 | 10.4 | 0.7 | 10.6 | -0.6 | 10 | 6.4 | 0.6 | 0 | 8.9 | -1.1 | 16 | 5 | 7.2 | 5.6 | 25 | 20 | 14.1 | 13.5 | 23.3 | 21.1 | 18.3 | 16.7 | 21.7 | 17.8 | 11.3 | 8.2 | 2.8 | -0.6 | 3.9 | -1.7 | 5 | 2.8 | 7.8 | -1.7 | 14 | 9.1 | 19.4 | 18.3 | 9.4 | 8.3 | 3.3 | 2.2 | 2 | 1 | -0.6 | -6.2 | 3.5 | 2.9 | -1.7 | -3.3 | 4.2 | 2.7 | 1.7 | -5.9 | -3.3 | -11.1 | 2.8 | -2.2 | 13.3 | 12.2 | 5.4 | 1.9 | 9.2 | 1.1 | 3.9 | 3.9 | -0.6 | -11.1 | -3.9 | -6.1 | 11.1 | 2.8 | 16.5 | 15.4 | 13.3 | 12.8 | 3.9 | 2.2 | 3.3 | 0.6 | 7.8 | -1.7 | -2.2 | -7.6 | 11.7 | -12.2 | 0 | -7.8 | -4.1 | -7.8 | 9.4 | 0.5 | 13.7 | 7.5 | 0.6 | -1.7 | 21.7 | 18.3 | 9.5 | 6.1 | -1 | -2 | 5 | 1.1 | 6.7 | 5.6 | 5 | -5.6 | 1.7 | 0.6 | 1 | 0 | 18.3 | 15.6 | 15 | 14.4 | 1.3 | -1.9 | 16.5 | 8.2 | 3.9 | -0.6 | 4.4 | -3.9 | 12.2 | 11.7 | -1.1 | -2.8 | 16.1 | 13.9 | 15 | 13.3 | 20.8 | 18.4 | 8.9 | 5 | 8.3 | 8.3 | 0.6 | -1.7 | 2.2 | -0.6 | 0.6 | -4.4 | 14.4 | 11.1 | 15.7 | 13.6 | -4.4 | -9.4 | 1.7 | -5.6
0 | 0 | -7.8 | -11.1 | 16.7 | 15.6 | 15 | 11.7 | 5 | -2.5 | 12.4 | 0.8 | 6 | 3 | 11.5 | 7.8 | 13.3 | 1.7 | 10.7 | 1.2 | 10.6 | 0.6 | 10 | 6.6 | 0.6 | 0 | 8.9 | -0.6 | 15 | 6 | 6.7 | 5.6 | 25 | 20 | 14.8 | 13.9 | 23.3 | 21.1 | 18.3 | 16.7 | 21.1 | 18.3 | 11.1 | 8.3 | 3.3 | -1.7 | 2.8 | -3.3 | 4.4 | 2.8 | 5.6 | -2.2 | 13.7 | 10 | 19.4 | 18.3 | 8.9 | 8.3 | 3.9 | 2.8 | 2 | 1 | 0.6 | -5.6 | 3.7 | 3.1 | -1.7 | -2.8 | 4.1 | 1.8 | 1.7 | -5.9 | -3.3 | -11.1 | 2.8 | -1.7 | 13.3 | 12.2 | 5.6 | 2.2 | 8.3 | -0.6 | 4.4 | 3.9 | 1.6 | -9.1 | -5 | -6.1 | 12.2 | 2.2 | 16.8 | 15.7 | 13.3 | 12.8 | 3.3 | 2.2 | 2.8 | 0.6 | 8.2 | -2.1 | -0.6 | -7 | 11.1 | -12.2 | -2.2 | -6.7 | -2.6 | -6.8 | 9.4 | 0.5 | 14 | 7.8 | 0 | -1.7 | 19.4 | 15.6 | 8.9 | 6.7 | -1 | -2 | 4.4 | 1.7 | 6.7 | 5.6 | 4.4 | -6.1 | 1.1 | 0.6 | 2 | 0 | 17.8 | 15.6 | 15 | 15 | 1.1 | -1.7 | 16.3 | 8.1 | 4.4 | 0 | 2.8 | -3.9 | 11.7 | 11.1 | -2.2 | -3.3 | 16.7 | 14.4 | 14.4 | 12.8 | 20.6 | 18.3 | 7.2 | 4.4 | 8.3 | 8.3 | 1.1 | -2.2 | 1.7 | -1.1 | 0.6 | -5 | 11.7 | 6.7 | 15.4 | 13.8 | -2.2 | -8 | 1.7 | -3
0 | -1 | -7.2 | -12.2 | 16.5 | 15.2 | 15.6 | 12.4 | 6.6 | -2 | 14.8 | 1 | 6 | 3 | 12.8 | 8.3 | 16.1 | 2.8 | 11.1 | 1.7 | 13.3 | 3.3 | 11.1 | 10 | 0.6 | 0 | 8.9 | -0.1 | 16 | 5 | 8.3 | 6.1 | 25 | 20 | 15.6 | 14.4 | 23.3 | 21.7 | 18.9 | 16.7 | 21.7 | 18.3 | 11.1 | 8.5 | 2.8 | 0 | 2.8 | -3.9 | 6.1 | 3.3 | 5.6 | -1.7 | 13.3 | 10.6 | 19.4 | 18.3 | 14.4 | 12.2 | 5.6 | 3.3 | 2 | 0 | 1.7 | -5 | 3.9 | 3.3 | -1.1 | -2.2 | 3.9 | 0.6 | 1.7 | -6.7 | -1.1 | -10 | 5 | -0.6 | 12.8 | 12.2 | 6 | 2.6 | 8.1 | -0.1 | 10 | 2.8 | 3.9 | -8.7 | -6.1 | -7.8 | 12.2 | 2.8 | 17.2 | 16.1 | 13.9 | 13.3 | 3.9 | 2.8 | 3.3 | 1.1 | 8.5 | -2.7 | 1.1 | -7.8 | 12.8 | -10 | 0.6 | -6.7 | -1.1 | -6.7 | 9.4 | 0.6 | 14.4 | 7.8 | 1.7 | -1.1 | 20 | 16.7 | 8.7 | 7 | 1 | -1 | 5 | 1.7 | 7.2 | 5 | 6.7 | -5.6 | 2.2 | 1.1 | 3 | 0 | 18.3 | 16.1 | 15.6 | 15.6 | 2 | -1.1 | 16.1 | 7.8 | 5.6 | 1.7 | 6.7 | -5 | 12.8 | 12.2 | 0.6 | -2.2 | 17.2 | 15.6 | 15 | 13.9 | 20.8 | 18.9 | 7.2 | 3.9 | 8.3 | 8.3 | 1.7 | -1.7 | 3.3 | 0 | 0.6 | -5 | 10.6 | 5 | 15 | 13.9 | 0 | -7.5 | 1.7 | -1.4
1 | -1 | -6.7 | -12.8 | 16.3 | 14.9 | 16.1 | 13.1 | 8.3 | -2.2 | 17.2 | 1.1 | 7 | 3 | 14.1 | 8.5 | 19.4 | 2.2 | 13.5 | 3 | 16.7 | 2.8 | 12.4 | 10.2 | 0 | -0.6 | 8.9 | 0 | 17 | 4 | 10.6 | 7.2 | 25.6 | 20.6 | 17.4 | 15.9 | 24.4 | 21.7 | 20 | 16.7 | 23.3 | 18.9 | 11.1 | 8.7 | 4.4 | -1.7 | 3.3 | -4.4 | 6.7 | 2.8 | 10 | -0.6 | 15 | 11.2 | 20 | 18.3 | 17.8 | 10 | 7.2 | 3.3 | 3 | 1 | 3.5 | -3.5 | 3.9 | 3.5 | 0.6 | -1.7 | 4.1 | -0.3 | 4.7 | -4.8 | 1.7 | -7.8 | 7.2 | -1.1 | 13.3 | 12.2 | 6.3 | 3.1 | 8 | 0.5 | 13.9 | 2.2 | 6.1 | -9.4 | -6.7 | -7.8 | 13.9 | 2.2 | 17.4 | 16.3 | 14.4 | 13.9 | 5.6 | 3.3 | 7.2 | 0.6 | 8.9 | -3.9 | 4.6 | -5.6 | 14.4 | -9.4 | 2.8 | -6.1 | 1.3 | -5.8 | 9.4 | 0 | 14.8 | 9 | 5.6 | 0.6 | 18.9 | 16.1 | 8.5 | 7.5 | 6 | 0 | 6.1 | 1.7 | 7.8 | 4.4 | 8.9 | -3.9 | 2.2 | -0.6 | 5 | 0 | 20.6 | 16.7 | 16.1 | 15.6 | 3 | -0.7 | 15.9 | 8.7 | 7.2 | -1.7 | 11.7 | -2.2 | 16.7 | 15 | 3.3 | -2.8 | 15.6 | 13.9 | 16.1 | 14.4 | 20.9 | 19.6 | 6.7 | 4.4 | 8.3 | 8.3 | 2.2 | -1.7 | 5 | 1.1 | 0.6 | -4.4 | 8.3 | 3.9 | 16.5 | 14 | 2.2 | -8.3 | 1.7 | 0
1 | 0 | -6.7 | -12.2 | 16.1 | 14.4 | 16.7 | 13.9 | 9.8 | -1.9 | 19.8 | 1.3 | 7 | 3 | 15.4 | 8.2 | 22.8 | 1.1 | 15.9 | 3.7 | 17.8 | 3.9 | 13.7 | 10.2 | 0 | -0.6 | 9.5 | -0.1 | 19 | 4 | 12.8 | 6.7 | 26.7 | 20.6 | 19.3 | 17.5 | 26.1 | 22.2 | 20.6 | 16.1 | 25 | 17.8 | 11.1 | 8.9 | 7.2 | -0.6 | 5 | -3.3 | 7.2 | 3.3 | 13.3 | -1.1 | 16.6 | 11.8 | 20 | 18.3 | 19.4 | 10.6 | 7.8 | 4.4 | 3 | 1 | 5.4 | -3 | 3.9 | 3.8 | 2.2 | -1.1 | 4.2 | -1 | 7.6 | -4.3 | 2.2 | -6.1 | 10 | -2.2 | 14.4 | 13.3 | 6.7 | 3.3 | 7.8 | 0.6 | 16.7 | 1.7 | 8.5 | -8 | -6.7 | -7.8 | 15.6 | 3.3 | 17.6 | 16.5 | 15 | 14.4 | 7.2 | 2.2 | 10.6 | -1.7 | 10.9 | -3.2 | 8.2 | -4.7 | 15 | -10 | 3.9 | -6.7 | 3.7 | -6.3 | 9.4 | -0.4 | 15.2 | 10.2 | 7.8 | -0.6 | 18.9 | 15.6 | 8.3 | 7.8 | 9 | 0 | 8.3 | 1.7 | 8.9 | 4.4 | 10.6 | -3.3 | 3.9 | -1.1 | 7 | 1 | 20.6 | 16.7 | 16.1 | 16.1 | 3.9 | -0.6 | 15.8 | 9.5 | 9.4 | -1.7 | 16.1 | -3.9 | 20 | 17.2 | 5.6 | -1.1 | 15 | 13.9 | 17.8 | 14.4 | 21.1 | 20 | 7.2 | 4.4 | 8.9 | 8.9 | 3.3 | -1.7 | 6.7 | 0.6 | 1.1 | -5 | 7.8 | 2.8 | 17.9 | 13.6 | 2.9 | -7.2 | 3 | 0
2 | 0 | -6.1 | -12.8 | 15.5 | 14.1 | 16.9 | 14.4 | 11.3 | -2.2 | 22.4 | 0.8 | 8 | 3 | 16.7 | 7.8 | 24.4 | 2.8 | 18.3 | 4.4 | 18.9 | 1.7 | 15 | 10 | 0 | -1.7 | 10 | -0.2 | 22 | 3 | 14.4 | 5.6 | 27.2 | 20.6 | 21.1 | 18.9 | 28.9 | 22.8 | 20.6 | 16.1 | 26.7 | 18.3 | 11.7 | 9.5 | 8.9 | -2.2 | 6.1 | -3.9 | 10 | 3.9 | 15.6 | -1.7 | 18.3 | 12.2 | 20.6 | 17.8 | 21.1 | 10 | 7.8 | 5 | 4 | 1 | 7.2 | -2.8 | 3.9 | 3.9 | 3.9 | -1.1 | 4.4 | -2.2 | 10.6 | -4.4 | 3.3 | -5.6 | 11.7 | -2.8 | 16.1 | 13.9 | 7.1 | 3.5 | 7.6 | 1.2 | 18.3 | 3.3 | 10.9 | -7.4 | -6.7 | -7.8 | 18.3 | 8.3 | 17.8 | 16.7 | 16.7 | 15 | 8.9 | 1.1 | 12.2 | -2.2 | 13 | -3.3 | 11.7 | -5 | 16.7 | -11.1 | 5.6 | -6.1 | 6.1 | -8.3 | 9.4 | -1.1 | 15.6 | 11.1 | 7.8 | -1.7 | 20 | 15.6 | 8.9 | 7.7 | 11 | 1 | 10 | 0.6 | 10 | 3.3 | 11.7 | -3.9 | 4.4 | -3.3 | 7 | 1 | 22.8 | 16.7 | 16.7 | 16.1 | 6.3 | 0 | 15.6 | 10 | 12.2 | -2.8 | 19.4 | -3.9 | 22.2 | 17.8 | 6.7 | -4.4 | 15.6 | 15 | 20.6 | 14.4 | 21.7 | 20.5 | 10 | 3.9 | 10 | 10 | 3.9 | -1.7 | 8.3 | -0.6 | 2.2 | -2.8 | 7.8 | 2.2 | 19.4 | 13.3 | 3.7 | -7.4 | 4.3 | -0.1
4 | 2 | -5.6 | -13.3 | 15 | 13.7 | 17 | 15 | 12.8 | -3.3 | 25 | 0 | 8 | 3 | 17.6 | 7.9 | 26.1 | 2.8 | 19.6 | 4.1 | 20 | 1.1 | 15.4 | 9.3 | 0.6 | -1.7 | 10.6 | -0.6 | 22 | 2 | 16.7 | 6.1 | 27.8 | 20.6 | 23.3 | 18 | 29.4 | 22.8 | 23.9 | 16.1 | 28.3 | 16.7 | 12.2 | 10 | 10.6 | -3.9 | 7.2 | -2.8 | 10.6 | 4.4 | 17.8 | -1.1 | 19.8 | 11.1 | 21.1 | 18.3 | 22.2 | 9.4 | 7.2 | 5 | 4 | 1 | 8.3 | -2.3 | 3.9 | 3.9 | 5.6 | -1.7 | 4.2 | -2.5 | 12.3 | -3.5 | 2.8 | -3.9 | 12.8 | -2.2 | 16.7 | 13.9 | 7.4 | 3.5 | 7.4 | 1.9 | 20 | 4.4 | 13.3 | -8.9 | -6.1 | -8.3 | 18.9 | 10 | 17.2 | 16.3 | 18.3 | 15 | 9.4 | 2.2 | 12.2 | -3.3 | 15 | -3.9 | 14.3 | -4.4 | 17.2 | -11.7 | 6.7 | -7.2 | 8.3 | -6.6 | 9.4 | -0.7 | 16.9 | 11.4 | 8.3 | -1.7 | 21.1 | 16.1 | 9.4 | 7.4 | 12 | 0 | 11.1 | 0 | 10 | 2.2 | 13.9 | -3.3 | 5.6 | -3.9 | 9 | 1 | 25 | 16.1 | 17.8 | 16.7 | 8.7 | -0.1 | 15.8 | 10.6 | 15.6 | -3.3 | 21.7 | -2.8 | 24.4 | 17.8 | 8.3 | -8.9 | 17.2 | 15.6 | 21.1 | 14.4 | 22.2 | 20.7 | 11.7 | 3.3 | 10.6 | 10.6 | 3.9 | -1.1 | 9.4 | -0.6 | 3.9 | -1.7 | 8.9 | 2.2 | 20.3 | 12.8 | 4.4 | -8.3 | 5.6 | -0.6
5 | 1 | -5 | -12.8 | 14.4 | 13.3 | 17.2 | 15.6 | 13.7 | -2.4 | 26.3 | -0.6 | 8 | 3 | 18.5 | 7.9 | 27.2 | 0.6 | 20.9 | 4.1 | 20.6 | 1.7 | 15.7 | 8.2 | 0 | -2.8 | 12.3 | -0.5 | 23 | 2 | 18.3 | 6.1 | 28.3 | 20 | 25.6 | 16.2 | 29.4 | 22.2 | 25.6 | 16.1 | 28.9 | 16.7 | 12.8 | 10.6 | 11.7 | -3.9 | 8.3 | -3.3 | 11.7 | 3.3 | 17.8 | 0 | 21.3 | 9.3 | 23.3 | 18.9 | 23.3 | 8.3 | 7.8 | 5 | 5 | 0 | 9.5 | -1.9 | 3.9 | 3.9 | 6.7 | -1.1 | 4.1 | -3.2 | 13.9 | -3.8 | 4.4 | -3.9 | 13.9 | -1.7 | 17.2 | 14.4 | 7.8 | 3.3 | 7.2 | 2.2 | 21.1 | 4.4 | 15 | -8.8 | -6.7 | -9.4 | 20 | 10 | 16.7 | 16.1 | 20 | 15.6 | 11.7 | 2.8 | 12.2 | -3.3 | 16.1 | -3.5 | 16.8 | -4.4 | 19.4 | -12.2 | 8.9 | -6.7 | 10.6 | -6.3 | 9.4 | -0.2 | 18.1 | 11.7 | 10.6 | -1.7 | 22.2 | 15.6 | 10 | 7.2 | 14 | 0 | 11.7 | 0 | 10 | 2.2 | 14.4 | -3.3 | 6.1 | -4.4 | 10 | 1 | 27.2 | 16.7 | 20 | 17.8 | 11.1 | -0.6 | 15.9 | 10.7 | 16.1 | -3.3 | 23.9 | -2.8 | 25.6 | 17.2 | 8.3 | -10 | 18.3 | 16.1 | 21.7 | 15 | 22.8 | 21.1 | 12.2 | 5.6 | 11.1 | 11.1 | 4.4 | 0 | 11.1 | -1.1 | 4.4 | -1.1 | 9.4 | 1.7 | 21.3 | 12.5 | 5 | -7.2 | 5.8 | -0.8
6 | 0 | -5 | -12.8 | 14.4 | 13.1 | 17 | 15.5 | 14.7 | -2 | 27.6 | -0.4 | 8 | 3 | 19.4 | 7.8 | 25 | 10 | 22.2 | 3.3 | 20.6 | 1.7 | 16.1 | 7.2 | 2.8 | -3.9 | 13.9 | -1.1 | 24 | 1 | 19.4 | 6.7 | 28.9 | 20 | 27.8 | 13.3 | 30 | 22.2 | 25 | 16.1 | 28.3 | 16.1 | 13.7 | 10.9 | 11.1 | -5 | 9.4 | -3.3 | 12.2 | 2.2 | 19.4 | 1.7 | 22.8 | 6.7 | 24.4 | 18.9 | 24.4 | 8.3 | 10 | 6.7 | 5 | 1 | 10.6 | -2.2 | 3.9 | 3.9 | 8.3 | -2.2 | 3.9 | -4.4 | 15.6 | -4.4 | 2.8 | 0 | 15 | -2.2 | 19.4 | 15 | 8.3 | 3.2 | 6.8 | 3.2 | 22.2 | 5 | 16.6 | -10.6 | -7.8 | -9.4 | 20.6 | 10.6 | 16.1 | 15.6 | 22.2 | 16.1 | 13.9 | 1.7 | 12.8 | -3.9 | 17.2 | -3.1 | 19.4 | -6.7 | 20 | -11.7 | 8.9 | -8.9 | 12.8 | -6.7 | 9.4 | 0 | 19.4 | 11.7 | 11.1 | -1.7 | 22.8 | 15.6 | 9.6 | 7.4 | 13 | 2 | 12.8 | 0 | 10 | 2.2 | 16.1 | -3.9 | 7.2 | -5 | 12 | 1 | 28.3 | 16.7 | 22.2 | 18.3 | 12.8 | 0.2 | 16.1 | 11.1 | 16.7 | -2.8 | 26.1 | -2.8 | 26.1 | 18.9 | 9.4 | -7.8 | 20 | 17.2 | 21.7 | 15.6 | 23.2 | 20.7 | 11.7 | 5 | 12.2 | 12.2 | 3.3 | -0.6 | 12.8 | -1.1 | 5 | 0 | 7.8 | 1.7 | 22.2 | 11.7 | 5.5 | -7.4 | 5.9 | -1.3
8 | 1 | -3.9 | -11.7 | 14.4 | 13 | 16.9 | 15.6 | 15.6 | -2.2 | 28.9 | -1.1 | 8 | 3 | 20.2 | 7.6 | 22.8 | 8.9 | 22.6 | 3.2 | 22.2 | 1.7 | 15.4 | 7.7 | 3.9 | -6.1 | 15.6 | -2.2 | 24 | 2 | 20 | 6.7 | 28.9 | 19.4 | 28.2 | 13.4 | 28.9 | 22.8 | 26.7 | 16.1 | 27.8 | 17.2 | 14.7 | 11.5 | 12.2 | -7.2 | 10.6 | -2.8 | 11.7 | 1.7 | 21.7 | 3.3 | 22.4 | 4.9 | 25.6 | 18.3 | 24.4 | 9.4 | 11.7 | 6.1 | 5 | 0 | 10.4 | -2 | 4.1 | 4 | 8.3 | -3.9 | 3.5 | -4.8 | 16 | -4 | 3.3 | -1.1 | 15.6 | -1.7 | 19.4 | 13.3 | 8.9 | 2.7 | 6.5 | 4.3 | 23.3 | 5.6 | 18.3 | -15.6 | -7.8 | -10.6 | 21.1 | 11.7 | 16.5 | 16.2 | 22.8 | 16.7 | 14.4 | 2.2 | 13.3 | -2.8 | 18.3 | -3.9 | 19 | -5.8 | 20 | -11.1 | 11.1 | -8.9 | 13.5 | -5.4 | 9.2 | 0.1 | 20.3 | 12.3 | 10.6 | -1.1 | 23.3 | 14.4 | 9.3 | 7.8 | 13 | 1 | 13.3 | -0.6 | 11.7 | 2.8 | 16.1 | -2.8 | 7.8 | -5.6 | 12 | 0 | 30 | 16.7 | 23.9 | 19.4 | 14.4 | 0.2 | 15.7 | 11.1 | 20 | -1.1 | 27.2 | -3.3 | 26.1 | 17.8 | 9.4 | -8.3 | 22.2 | 16.1 | 21.1 | 15.6 | 23.5 | 20.5 | 11.1 | 3.9 | 13.9 | 10.6 | 2.8 | 0 | 12.8 | 0 | 7.2 | 0 | 9.4 | 2.8 | 23.1 | 11.2 | 6.1 | -8.3 | 6.1 | -2.2
7 | -1 | -3.3 | -11.7 | 14.4 | 12.8 | 16.7 | 15.6 | 15.2 | -2.4 | 29.1 | -0.1 | 8 | 2 | 20.9 | 7.2 | 20.6 | 10 | 22.9 | 2.9 | 22.8 | 1.7 | 14.6 | 8.1 | 5 | -5 | 14.7 | -1.6 | 25 | 2 | 20.6 | 6.1 | 28.9 | 19.4 | 28.5 | 13.6 | 27.2 | 22.8 | 27.2 | 15.6 | 28.3 | 17.8 | 15.6 | 11.7 | 12.8 | -7.2 | 11.1 | -1.7 | 11.7 | 0.6 | 22.8 | 4.4 | 22.1 | 3.3 | 25.6 | 17.8 | 26.1 | 8.9 | 13.9 | 6.1 | 5 | 2 | 10.2 | -2.2 | 4.2 | 3.8 | 9.4 | -3.3 | 3.2 | -5.7 | 16.3 | -3.8 | 3.9 | -0.6 | 15.6 | -1.7 | 20 | 13.9 | 9.4 | 2.2 | 6.1 | 5 | 23.3 | 6.7 | 18.7 | -12.1 | -7.2 | -10 | 21.7 | 11.7 | 16.8 | 16.7 | 26.1 | 17.2 | 15.6 | 1.7 | 13.3 | -2.8 | 18.7 | -3.6 | 18.7 | -5.4 | 20 | -11.1 | 10.6 | -8.3 | 14.3 | -5.3 | 9.1 | 0.5 | 21.3 | 12.7 | 11.1 | -0.6 | 24.4 | 14.4 | 8.9 | 7.8 | 13 | 1 | 14.4 | -2.2 | 12.2 | 1.7 | 15 | 0 | 8.3 | -5.6 | 13 | 0 | 30.6 | 16.1 | 24.4 | 19.4 | 16.1 | 0.6 | 15.4 | 11 | 19.4 | 0.6 | 27.8 | -4.4 | 25.6 | 17.2 | 10.6 | -9.4 | 22.2 | 15 | 21.1 | 15.6 | 23.9 | 20 | 12.2 | 3.9 | 17.2 | 16.7 | 2.2 | 0 | 12.2 | -0.6 | 4.4 | 0 | 11.7 | 2.2 | 24.1 | 11.1 | 6.5 | -6 | 4.4 | -0.7
7 | 0 | -2.8 | -10.6 | 14.6 | 12.8 | 16.3 | 15.2 | 14.8 | -3.5 | 29.2 | 0.8 | 8 | 2 | 21.7 | 6.7 | 20 | 10 | 23.3 | 2.8 | 21.1 | 0 | 13.9 | 8.3 | 4.4 | -2.8 | 13.7 | -1.3 | 24 | 2 | 20.6 | 5.6 | 28.9 | 19.4 | 28.9 | 13.9 | 26.7 | 22.8 | 27.8 | 14.4 | 27.8 | 17.2 | 15.4 | 11.8 | 12.8 | -7.8 | 12.2 | -1.1 | 10.6 | 2.8 | 22.8 | 4.4 | 21.7 | 1.1 | 25.6 | 18.3 | 25.6 | 10 | 15 | 3.3 | 5 | 2 | 10 | -2.8 | 4.4 | 3.9 | 10 | -3.3 | 2.8 | -7.8 | 16.7 | -4.4 | 5.6 | -1.7 | 15.6 | -2.2 | 20 | 13.3 | 8.9 | 2 | 6.5 | 5 | 22.8 | 6.7 | 19 | -11.9 | -7.8 | -12.2 | 23.3 | 12.8 | 17.2 | 17.2 | 27.2 | 17.2 | 16.1 | 1.7 | 15 | -1.7 | 19 | -4.5 | 18.3 | -6.7 | 20 | -11.1 | 11.7 | -7.8 | 15 | -5.6 | 8.9 | 0.6 | 22.2 | 13.3 | 10.6 | -0.6 | 24.4 | 15 | 8.9 | 7.9 | 14 | 2 | 13.9 | -2.2 | 11.7 | 1.7 | 15 | -0.6 | 8.3 | -6.1 | 13 | 0 | 30 | 16.1 | 21.1 | 16.7 | 16.1 | 0.6 | 15 | 11.1 | 18.9 | 0.6 | 27.2 | -5 | 25 | 16.7 | 11.1 | -10.6 | 23.3 | 14.4 | 20.6 | 15.6 | 22.8 | 19.6 | 11.1 | 3.9 | 21.1 | 17.8 | 1.7 | -0.6 | 13.3 | -0.6 | 5.6 | 0 | 12.8 | -2.2 | 25 | 10.6 | 6.8 | -4.9 | 2.8 | 0.2
7 | -1 | -1.7 | -10 | 14.8 | 12.9 | 16 | 14.9 | 14.4 | -5 | 29.4 | 1.7 | 8 | 3 | 20.4 | 6.7 | 19.4 | 11.1 | 21.8 | 3.5 | 18.9 | -0.6 | 12.6 | 8.5 | 4.4 | -2.2 | 12.8 | -1.7 | 24 | 3 | 20.6 | 6.1 | 28.3 | 19.4 | 27.4 | 13.8 | 24.4 | 22.8 | 26.7 | 13.9 | 26.7 | 16.7 | 15.2 | 11.6 | 12.2 | -6.1 | 12.2 | -1.1 | 10 | 2.2 | 20.6 | 5.6 | 19.7 | 2.6 | 25 | 17.8 | 25 | 10 | 13.9 | 5 | 4 | 3 | 8.7 | -0.3 | 4.2 | 3.6 | 9.4 | -1.1 | 2.2 | -7.6 | 15.9 | -4.1 | 6.1 | -0.6 | 15 | -2.2 | 18.9 | 13.3 | 8.3 | 1.4 | 6.8 | 4.6 | 21.7 | 7.2 | 19.4 | -12.2 | -7.8 | -11.1 | 22.8 | 12.2 | 17.2 | 17.1 | 27.8 | 16.7 | 16.1 | 1.7 | 15.6 | -2.2 | 19.4 | -5.6 | 16.8 | -5.6 | 20 | -11.7 | 11.1 | -10 | 13.7 | -4.4 | 8.7 | 0.6 | 20.5 | 11.7 | 11.1 | -0.6 | 23.9 | 13.9 | 8.9 | 7.9 | 16 | 0 | 13.9 | -2.2 | 11.1 | 2.2 | 13.9 | -3.3 | 8.3 | -5.6 | 13 | 0 | 29.4 | 15.6 | 21.7 | 20 | 16.1 | 1 | 15.2 | 10.8 | 17.8 | 0.6 | 27.8 | -4.4 | 22.8 | 17.2 | 10.6 | -10 | 22.8 | 15.6 | 20 | 16.1 | 21.7 | 18.9 | 7.2 | 3.9 | 22.8 | 17.8 | 1.7 | -0.6 | 14.4 | -1.1 | 5 | 0 | 12.8 | -3.3 | 24.6 | 9.4 | 7.2 | -4.4 | 1.1 | 0.6
6 | -1 | -1.1 | -8.9 | 15 | 12.8 | 15.6 | 14.4 | 12.7 | -4.3 | 27.6 | 0.4 | 8 | 4 | 19.1 | 6.9 | 17.8 | 11.1 | 20.4 | 3.6 | 17.8 | 1.1 | 11.3 | 8.4 | 3.3 | -2.8 | 11.9 | -1.1 | 22 | 2 | 19.4 | 5.6 | 27.8 | 19.4 | 25.9 | 14.1 | 24.4 | 22.8 | 26.7 | 13.3 | 25 | 16.7 | 15 | 11.7 | 10.6 | -5.6 | 11.1 | -1.7 | 8.9 | 2.2 | 21.7 | 6.1 | 17.6 | 2.8 | 24.4 | 18.3 | 23.3 | 10.6 | 12.8 | 5.6 | 4 | 3 | 7.4 | 1 | 4.1 | 3.5 | 8.9 | -2.2 | 1.7 | -8.5 | 15.2 | -3.7 | 6.1 | 1.1 | 14.4 | -2.2 | 18.3 | 13.9 | 7.8 | 1.1 | 7.2 | 4.4 | 20 | 10 | 16.6 | -9 | -7.8 | -11.1 | 21.1 | 12.2 | 17.2 | 16.9 | 27.2 | 16.1 | 15.6 | 1.7 | 15.6 | -2.8 | 18.1 | -5.2 | 15.4 | -5.5 | 18.9 | -12.2 | 10 | -12.8 | 12.4 | -4.1 | 8.5 | 0.5 | 18.9 | 10.5 | 10.6 | -0.6 | 23.3 | 13.3 | 8.9 | 7.8 | 16 | 2 | 13.9 | -2.2 | 10.6 | 3.3 | 12.8 | -3.3 | 7.8 | -6.7 | 12 | -1 | 24.4 | 16.7 | 21.7 | 20.6 | 16.1 | 1.1 | 15.4 | 10.8 | 16.1 | 1.1 | 26.7 | -4.4 | 21.1 | 16.7 | 10 | -10.6 | 22.2 | 15 | 20 | 16.1 | 20.6 | 18.3 | 6.7 | 3.9 | 22.2 | 17.8 | 1.1 | -1.1 | 13.3 | -1.1 | 5 | 0 | 11.7 | -3.3 | 24.3 | 8.3 | 5.7 | -4.2 | 0.7 | 0.3
6 | 1 | -0.6 | -7.8 | 15.6 | 12.6 | 15.4 | 14.3 | 11.1 | -4.4 | 25.7 | -0.3 | 8 | 6 | 17.8 | 6.7 | 16.1 | 10.6 | 18.9 | 3.9 | 16.7 | 1.1 | 10 | 8.3 | 2.8 | -3.3 | 10.9 | -1 | 19 | 4 | 17.2 | 5.6 | 26.7 | 20 | 24.4 | 13.9 | 25 | 22.8 | 25 | 13.9 | 23.9 | 17.2 | 14.8 | 11.8 | 7.8 | -4.4 | 9.4 | -1.1 | 8.9 | 2.8 | 19.4 | 6.7 | 15.6 | 2.8 | 21.1 | 18.3 | 21.7 | 10.6 | 11.7 | 6.1 | 4 | 3 | 6.1 | 2.2 | 3.9 | 3.3 | 7.8 | -4.4 | 1.1 | -10.6 | 14.4 | -4.4 | 5 | 0.6 | 12.2 | -2.2 | 17.8 | 13.3 | 7.4 | 1 | 7.2 | 4.5 | 17.2 | 11.7 | 13.9 | -8.9 | -8.3 | -11.7 | 17.8 | 12.2 | 17.2 | 16.7 | 23.9 | 15.6 | 15 | 1.7 | 14.4 | -0.6 | 16.9 | -6.1 | 13.9 | -6.7 | 18.9 | -13.3 | 8.3 | -11.1 | 11.1 | -4.4 | 8.3 | 0.6 | 17.2 | 8.9 | 9.4 | -1.7 | 22.2 | 14.4 | 8.9 | 7.9 | 12 | 2 | 12.2 | -4.4 | 8.9 | 3.9 | 11.7 | -2.2 | 6.7 | -6.1 | 9 | 1 | 21.7 | 15.6 | 21.7 | 14.4 | 14.8 | 1 | 15.6 | 10.6 | 14.4 | 0.6 | 22.8 | -2.8 | 20.6 | 16.7 | 8.3 | -7.8 | 19.4 | 15.6 | 18.9 | 16.7 | 20 | 17.4 | 6.1 | 3.3 | 20.6 | 17.2 | 0.6 | -1.7 | 12.8 | -3.9 | 3.9 | 0 | 10.6 | -1.7 | 23.9 | 7.2 | 4.3 | -4.8 | 0.4 | 0.2
3 | 0 | -1.7 | -9.4 | 16.1 | 12.3 | 15.2 | 14.1 | 9.4 | -5.6 | 23.9 | -1.7 | 7 | 5 | 16.3 | 7.3 | 16.1 | 10 | 16.7 | 5.1 | 16.7 | 0 | 9.6 | 8.2 | 1.7 | -3.3 | 10 | -1.1 | 17 | 4 | 15 | 6.7 | 26.1 | 20 | 22.7 | 15.6 | 23.9 | 22.2 | 22.2 | 13.9 | 22.2 | 17.8 | 14.6 | 12.1 | 6.7 | -5.6 | 8.3 | -0.6 | 8.3 | 1.7 | 17.8 | 7.2 | 14.1 | 3.3 | 20 | 18.9 | 19.4 | 12.2 | 10.6 | 6.7 | 4 | 3 | 5.9 | 2.5 | 3.7 | 3.3 | 5 | -3.9 | -0.2 | -7.9 | 11.3 | -3.2 | 4.4 | 0.6 | 5 | -2.8 | 17.2 | 13.9 | 7.1 | 0.7 | 7.2 | 4.5 | 16.7 | 11.7 | 11.1 | -10 | -8.9 | -12.2 | 15.6 | 13.3 | 17.4 | 16.8 | 22.8 | 15.6 | 9.4 | 2.8 | 11.7 | -0.6 | 15.6 | -7.2 | 13.7 | -5.8 | 15.6 | -12.8 | 6.7 | -9.4 | 10.5 | -3.2 | 8.3 | 0.5 | 15.5 | 8.3 | 8.3 | -1.7 | 19.4 | 13.3 | 8.9 | 7.9 | 9 | 1 | 8.3 | 1.7 | 8.3 | 3.9 | 10.6 | -2.8 | 6.1 | -6.1 | 6 | 1 | 20 | 15 | 21.7 | 15 | 13.5 | 0.8 | 14.7 | 9.7 | 13.9 | -1.1 | 19.4 | -2.8 | 19.4 | 16.1 | 8.3 | -8.3 | 18.9 | 15.6 | 19.4 | 16.1 | 19.5 | 16.6 | 7.2 | 2.8 | 20.6 | 17.2 | 0 | -2.2 | 12.2 | -4.4 | 3.3 | 0 | 9.4 | -0.6 | 21.7 | 8.3 | 2.8 | -6.1 | 0 | 0
2 | 0 | -2.2 | -10.6 | 16.7 | 11.7 | 15 | 13.9 | 8.9 | -4.4 | 22 | -0.6 | 7 | 5 | 14.8 | 7.6 | 16.1 | 9.4 | 14.4 | 5.5 | 15 | 0.6 | 9.3 | 8.4 | 0.6 | -4.4 | 9.4 | -0.9 | 19 | 2 | 12.2 | 6.7 | 25.6 | 20.6 | 21.1 | 16.5 | 23.3 | 21.7 | 20.6 | 14.4 | 22.8 | 18.3 | 14.4 | 12.2 | 6.1 | -6.7 | 7.2 | 0 | 7.2 | 1.1 | 15 | 6.7 | 12.6 | 3 | 20 | 18.9 | 18.9 | 11.7 | 9.4 | 7.2 | 4 | 3 | 5.8 | 3.1 | 3.5 | 3.4 | 5.6 | -4.4 | -1.5 | -7.1 | 8.1 | -3.3 | 3.3 | 0.6 | 7.2 | -2.2 | 17.2 | 13.9 | 6.7 | 0.6 | 7.2 | 4.4 | 17.8 | 9.4 | 10.9 | -8.4 | -8.9 | -12.2 | 15 | 13.3 | 17.6 | 16.6 | 22.8 | 16.1 | 6.7 | 2.2 | 10.6 | 0.6 | 14.8 | -6.5 | 13.5 | -5.4 | 13.3 | -12.2 | 6.7 | -10 | 10 | -2.6 | 8.3 | 0.5 | 13.9 | 7.5 | 6.7 | 0 | 18.9 | 12.8 | 8.9 | 7.8 | 7 | 1 | 8.3 | 0.6 | 7.2 | 3.3 | 10 | -1.1 | 6.1 | -6.1 | 7 | 1 | 19.4 | 15.6 | 21.1 | 16.7 | 12.2 | 0.6 | 13.7 | 8.8 | 13.3 | -1.1 | 17.8 | -2.8 | 18.9 | 16.7 | 7.2 | -7.8 | 15 | 12.8 | 18.9 | 16.7 | 18.9 | 15.6 | 6.1 | 2.8 | 19.4 | 16.7 | -0.6 | -2.2 | 11.1 | -6.1 | 3.3 | 0 | 9.4 | -1.7 | 19.4 | 8.8 | 1.5 | -5.4 | 0 | 0
0 | -1 | -2.8 | -10.6 | 16.9 | 11.2 | 15 | 13.9 | 8.3 | -4.6 | 20.2 | 0.6 | 7 | 6 | 13.3 | 7.8 | 14.4 | 10 | 12.2 | 5.6 | 16.1 | -2.8 | 8.9 | 8.3 | -0.6 | -5.6 | 8.9 | -0.8 | 18 | 3 | 12.8 | 7.2 | 25.6 | 20.6 | 19.4 | 17.2 | 23.3 | 21.7 | 19.4 | 14.4 | 22.8 | 17.2 | 14.4 | 12.5 | 4.4 | -7.8 | 7.2 | -0.6 | 6.7 | 0.6 | 13.9 | 7.2 | 11.1 | 2.8 | 20 | 18.9 | 17.2 | 11.1 | 8.9 | 7.2 | 4 | 3 | 5.6 | 3.3 | 3.3 | 3.3 | 3.9 | -3.9 | -2.8 | -7.2 | 5 | -4.4 | 3.3 | 0.6 | 2.8 | -2.2 | 17.2 | 13.9 | 6.5 | 0.4 | 7 | 5.3 | 17.2 | 10 | 10.8 | -8 | -9.4 | -12.2 | 14.4 | 12.8 | 17.8 | 16.7 | 23.3 | 16.1 | 6.1 | 2.2 | 8.9 | 1.1 | 14.1 | -6 | 13.3 | -6.7 | 15 | -10 | 6.1 | -10.6 | 9.4 | -2.2 | 8.3 | 0.6 | 12.2 | 6.7 | 5.6 | 0 | 17.2 | 11.1 | 8.9 | 7.9 | 7 | 1 | 7.2 | 1.1 | 6.1 | 3.3 | 9.4 | -0.6 | 2.8 | -5.6 | 4 | 1 | 19.4 | 15.6 | 21.1 | 17.2 | 11.8 | 0.8 | 12.8 | 7.8 | 12.8 | -1.7 | 16.7 | -2.8 | 18.9 | 16.1 | 7.2 | -7.8 | 15.6 | 12.2 | 18.9 | 17.2 | 18.7 | 15.4 | 5.6 | 2.2 | 17.2 | 16.1 | 0 | -2.2 | 10.6 | -5.6 | 2.2 | 0 | 8.9 | -1.7 | 17.2 | 8.9 | 0.2 | -5.7 | 0 | 0
0 | -1 | -2.8 | -10.6 | 17 | 10.2 | 15 | 13.9 | 7.8 | -5 | 18.3 | 1.1 | 8 | 6 | 13.5 | 8.6 | 15.6 | 11.1 | 11.1 | 5.7 | 13.3 | 0.6 | 8.6 | 8.2 | 0 | -5 | 8.3 | -1.1 | 18 | 2 | 12.2 | 7.2 | 25 | 20.6 | 19.2 | 17.4 | 23.3 | 21.7 | 17.8 | 14.4 | 22.8 | 16.7 | 14.4 | 12.6 | 5.6 | -7.8 | 6.1 | -0.6 | 5.6 | 0 | 15 | 6.7 | 10.5 | 2.6 | 20 | 18.9 | 16.7 | 10.6 | 8.9 | 7.8 | 4 | 3 | 5 | 3.3 | 3.1 | 3.1 | 2.2 | -0.6 | -3.2 | -7 | 5 | -3.8 | 3.3 | 0 | 3.9 | -1.7 | 16.7 | 13.9 | 6.3 | 0.2 | 6.9 | 6 | 16.7 | 10.6 | 10.6 | -8.9 | -9.4 | -12.2 | 13.3 | 12.8 | 17.6 | 16.5 | 20 | 12.8 | 5 | 1.1 | 7.2 | 1.1 | 13.3 | -6.7 | 11.8 | -4.6 | 13.9 | -10.6 | 5.6 | -9.4 | 8.5 | -1.7 | 8.1 | 0.6 | 11.7 | 6.9 | 5 | -0.6 | 16.7 | 9.4 | 8.9 | 7.9 | 6 | 0 | 6.1 | 1.1 | 6.1 | 4.4 | 9.4 | 0 | 3.3 | -5 | 5 | 1 | 19.4 | 15.6 | 21.1 | 17.8 | 11.5 | 0.9 | 12.8 | 8.1 | 11.7 | -1.1 | 16.1 | -3.3 | 17.2 | 15.6 | 6.7 | -7.8 | 15 | 12.8 | 18.9 | 17.2 | 18.5 | 15.2 | 6.1 | 2.2 | 17.2 | 15.6 | -0.6 | -2.2 | 8.3 | -4.4 | 2.2 | 0 | 8.3 | -2.8 | 16.3 | 8.8 | -1.1 | -6.7 | 0 | 0
0 | -1 | -2.8 | -11.1 | 17.2 | 9.4 | 15 | 13.9 | 7.4 | -4.4 | 16.6 | 1.5 | 8 | 6 | 13.7 | 9.4 | 14.4 | 10.6 | 10 | 5.8 | 13.9 | -0.6 | 8.1 | 8.1 | -2.2 | -5 | 8.5 | -1.4 | 17 | 2 | 11.1 | 7.8 | 25 | 20 | 19.1 | 17.6 | 23.3 | 21.1 | 19.4 | 14.4 | 22.8 | 16.7 | 14.4 | 12.8 | 3.9 | -7.8 | 5 | 0 | 5.6 | 0 | 15.6 | 6.7 | 10 | 2.6 | 19.4 | 18.3 | 15.6 | 11.1 | 10 | 8.3 | 4 | 3 | 4.5 | 3.2 | 3 | 3 | 1.1 | -1.7 | -3.5 | -7.3 | 5 | -3.8 | 2.8 | 0 | 4.4 | -2.2 | 16.7 | 13.9 | 6.1 | 0 | 6.7 | 6.7 | 16.1 | 10 | 9.3 | -7.8 | -9.4 | -12.2 | 11.1 | 11.1 | 17.4 | 16.3 | 16.1 | 12.8 | 4.4 | 0.6 | 6.1 | 2.2 | 12.4 | -6.3 | 10.4 | -4.2 | 13.3 | -10 | 4.4 | -8.3 | 7.6 | -1.7 | 8 | 0.5 | 11.1 | 6.7 | 4.4 | -1.1 | 13.9 | 8.3 | 8.9 | 7.8 | 4 | 1 | 5.6 | 1.7 | 6.1 | 3.9 | 8.9 | 0.6 | 1.7 | -4.4 | 4 | 1 | 20 | 15.6 | 21.1 | 18.3 | 11.1 | 1.1 | 12.8 | 8.1 | 13.3 | -0.6 | 15 | -3.3 | 16.7 | 15.6 | 6.7 | -8.3 | 15 | 12.8 | 19.4 | 17.2 | 18.3 | 15 | 5.6 | 2.8 | 16.1 | 15.6 | -0.6 | -2.2 | 8.9 | -5 | 2.2 | 0.6 | 8.3 | -2.8 | 15.3 | 8.6 | -1.7 | -5.9 | 0 | 0
0 | -1 | -3.3 | -11.7 | 16.8 | 9.8 | 14.6 | 13.7 | 7.1 | -4.1 | 15 | 2.2 | 7 | 6 | 13.9 | 10 | 14.4 | 11.1 | 8.9 | 5.6 | 12.2 | 0.6 | 8 | 7.9 | -1.7 | -5.6 | 8.7 | -2.3 | 16 | 2 | 10.6 | 8.9 | 25 | 21.1 | 18.9 | 17.8 | 21.7 | 20.6 | 18.9 | 13.9 | 21.7 | 17.2 | 12.2 | 10.6 | 4.4 | -8.3 | 3.9 | 0 | 4.4 | -0.6 | 14.4 | 6.1 | 9.4 | 2.2 | 19.4 | 18.9 | 15.6 | 11.1 | 10 | 8.9 | 3 | 2 | 3.9 | 2.7 | 2.8 | 2.8 | 1.1 | -2.2 | -3.9 | -8.3 | 5 | -4.4 | 2.8 | 0.6 | -1.1 | -3.9 | 16.7 | 14.4 | 5.7 | -0.1 | 6.7 | 6.7 | 16.1 | 10 | 8 | -8.4 | -9.4 | -11.1 | 11.1 | 11.1 | 17.2 | 16.1 | 16.7 | 13.3 | 4.4 | 1.1 | 5.6 | 2.8 | 11.5 | -6.1 | 8.9 | -4.4 | 13.3 | -10 | 5 | -8.3 | 6.7 | -1.7 | 7.8 | 0.6 | 10.6 | 6.7 | 3.9 | -0.6 | 12.2 | 10 | 8.9 | 8 | 5 | 1 | 3.9 | 0 | 6.7 | 4.4 | 8.3 | 0.6 | 0.6 | -4.4 | 2 | 0 | 20 | 15.6 | 21.1 | 17.8 | 10.5 | 1.1 | 12.8 | 8.3 | 13.9 | -1.1 | 14.4 | -3.9 | 16.7 | 15.6 | 5 | -7.8 | 13.9 | 12.2 | 18.9 | 17.2 | 18.3 | 14.8 | 5.6 | 2.2 | 15.6 | 15 | -0.6 | -2.8 | 8.3 | -5 | 1.7 | 0 | 7.8 | -2.2 | 14.4 | 8.3 | -2.2 | -5.7 | 0 | 0
-1 | -2 | -5 | -11.1 | 16.5 | 10.4 | 14.3 | 13.7 | 6.7 | -5 | 13.3 | 2.2 | 7 | 6 | 13.5 | 10.5 | 13.3 | 10 | 8.5 | 5.4 | 11.7 | 1.1 | 7.8 | 7.8 | -3.3 | -5.6 | 8.9 | -3.3 | 15 | 2 | 10 | 8.9 | 25 | 21.1 | 18.7 | 17.4 | 21.7 | 20 | 18.9 | 13.9 | 21.7 | 16.7 | 10 | 8.3 | 3.3 | -7.8 | 3.9 | -0.6 | 3.3 | -1.7 | 13.3 | 6.1 | 9 | 2.3 | 18.9 | 18.3 | 11.7 | 11.1 | 10 | 8.9 | 3 | 2 | 3.2 | 2.6 | 2.8 | 2.8 | 0.6 | -2.2 | -4.5 | -7.8 | 7 | -3.6 | 2.2 | 0 | 0 | -3.3 | 17.2 | 15 | 5.4 | -0.2 | 6.7 | 6.7 | 15 | 10.6 | 6.7 | -10 | -9.4 | -12.2 | 11.1 | 11.1 | 17 | 13.9 | 17.8 | 13.3 | 2.2 | 0.6 | 5 | 2.2 | 10.6 | -7.2 | 9.6 | -4.5 | 12.2 | -10 | 4.4 | -7.8 | 5.4 | -1.3 | 7.8 | 0.5 | 10.4 | 6.9 | 2.2 | -1.7 | 11.7 | 9.4 | 8.9 | 8.2 | 3 | 0 | 2.2 | -0.6 | 6.1 | 2.8 | 7.8 | 1.7 | 1.1 | -4.4 | 2 | 0 | 18.9 | 15.6 | 21.1 | 17.8 | 10 | 1.1 | 13.3 | 7.6 | 14.4 | -1.1 | 14.4 | -3.3 | 16.1 | 15 | 5.6 | -8.3 | 13.3 | 12.2 | 18.3 | 17.2 | 18.3 | 14.6 | 5.6 | 1.7 | 15 | 13.9 | -0.6 | -2.8 | 7.2 | -3.3 | 2.2 | 0 | 7.8 | -2.2 | 14.6 | 9 | -2.8 | -6.1 | 0 | 0
0 | -1 | -5.6 | -11.1 | 16.1 | 10.6 | 13.9 | 13.3 | 4.5 | -3.8 | 12.6 | 2.2 | 7 | 6 | 13.2 | 10.9 | 13.3 | 10.6 | 8.2 | 5.3 | 11.1 | 1.1 | 7.6 | 7.6 | -4.4 | -6.7 | 8.5 | -2.7 | 14 | 2 | 9.4 | 8.9 | 24.4 | 21.1 | 18.5 | 17 | 21.7 | 20 | 18.3 | 14.4 | 22.2 | 16.7 | 7.8 | 6.1 | 2.8 | -6.7 | 2.2 | -0.6 | 2.8 | -1.7 | 12.2 | 5.6 | 8.7 | 2.7 | 19.4 | 18.9 | 11.7 | 11.1 | 10.6 | 9.4 | 3 | 2 | 2.4 | 2.4 | 2.8 | 2.8 | 0.6 | -2.2 | -5 | -7.9 | 9.1 | -3.3 | 1.7 | -1.1 | -0.6 | -3.3 | 17.8 | 15 | 5 | -0.6 | 6.7 | 6.7 | 15 | 10.6 | 6.5 | -8.4 | -10 | -13.3 | 10.6 | 10.6 | 16.9 | 11.6 | 16.7 | 13.3 | 1.7 | 0 | 5.6 | 1.7 | 9.5 | -6.4 | 10.4 | -5.7 | 10.6 | -9.4 | 3.9 | -7.8 | 4.1 | -1.3 | 7.8 | 0.5 | 10.2 | 7.1 | 2.8 | -1.1 | 10 | 6.1 | 8.9 | 8.3 | 2 | 0 | 2.2 | 0 | 5 | 3.3 | 7.8 | 1.7 | -0.6 | -4.4 | 2 | 0 | 19.4 | 15.6 | 20.6 | 17.8 | 9.4 | 1.1 | 13.9 | 6.5 | 14.4 | 0 | 13.3 | -3.3 | 14.4 | 14.4 | 3.3 | -7.2 | 13.9 | 11.7 | 18.9 | 17.2 | 18.3 | 14.4 | 5 | 1.1 | 15 | 13.3 | -0.6 | -2.8 | 5.6 | -2.2 | 2.2 | 0 | 7.8 | -2.2 | 14.8 | 9.4 | -1.1 | -5.7 | 0.2 | -0.2
-1 | -2 | -5.6 | -11.7 | 16.1 | 11.3 | 13.3 | 13 | 2.2 | -3.6 | 11.8 | 2.3 | 6 | 4 | 12.8 | 11.1 | 13.3 | 10.6 | 7.8 | 5 | 10.6 | 0.6 | 7.3 | 7.3 | -3.9 | -6.7 | 8.2 | -2.4 | 13 | 3 | 9.4 | 9.4 | 24.4 | 21.1 | 18.3 | 16.7 | 20.6 | 19.4 | 17.8 | 14.4 | 22.2 | 16.7 | 6.7 | 4.7 | 0 | -6.7 | 2.2 | -0.6 | 1.7 | -2.8 | 11.1 | 5.6 | 8.3 | 2.8 | 19.4 | 18.9 | 11.1 | 11.1 | 10 | 9.4 | 2 | 2 | 1.7 | 1.7 | 2.8 | 2.8 | 0.6 | -2.2 | -5.6 | -8.3 | 11.1 | -4.4 | 1.1 | -3.3 | 0.6 | -2.8 | 17.8 | 15.6 | 4.8 | -0.3 | 6.7 | 6.1 | 13.3 | 11.1 | 6.3 | -8.5 | -10 | -12.8 | 10 | 10 | 16.7 | 8.9 | 16.7 | 13.3 | 1.7 | -0.6 | 4.4 | 1.7 | 8.3 | -6.2 | 11.1 | -7.8 | 8.9 | -11.1 | 2.8 | -5.6 | 2.8 | -1.7 | 7.8 | 0.6 | 10 | 7.2 | 1.1 | -1.7 | 9.4 | 6.1 | 8.5 | 7.9 | 2 | 0 | 2.8 | 0.6 | 5.6 | 3.9 | 7.8 | 1.7 | -1.1 | -4.4 | 1 | -1 | 18.9 | 15.6 | 19.4 | 18.3 | 8.9 | 1.3 | 14.4 | 5.6 | 13.9 | 1.1 | 15 | -3.9 | 13.9 | 13.9 | 2.2 | -7.2 | 12.8 | 11.7 | 18.3 | 17.2 | 17.8 | 13.9 | 5.6 | 1.7 | 15.6 | 13.3 | -1.1 | -3.3 | 4.4 | -1.7 | 0 | -1.1 | 7.8 | -2.2 | 15 | 10 | 0.5 | -6 | 0.4 | -0.3
0 | -2 | -6.1 | -12.2 | 16.1 | 11.7 | 12.8 | 12.7 | 0 | -4.4 | 11.1 | 2.2 | 6 | 4 | 12.8 | 11.2 | 12.2 | 10 | 8.7 | 5.8 | 10 | -1.1 | 7.1 | 7.1 | -6.1 | -8.9 | 7.8 | -2.8 | 12 | 3 | 10 | 10 | 24.4 | 21.1 | 18.5 | 17 | 20 | 18.9 | 17.8 | 15 | 22.2 | 17.2 | 5.5 | 3 | -0.6 | -6.7 | 2.2 | -0.6 | 1.7 | -3.3 | 10 | 5 | 7.8 | 3.3 | 20 | 19.4 | 11.7 | 11.7 | 10 | 9.4 | 2 | 1 | 2.6 | 2.3 | 3.2 | 3.1 | 0.6 | -2.2 | -5.4 | -7.8 | 10.7 | -3.7 | 0.6 | -3.3 | -1.7 | -3.9 | 16.1 | 13.3 | 4.6 | -0.5 | 6.7 | 5.7 | 12.2 | 11.1 | 6.1 | -9.4 | -10.6 | -14.4 | 10 | 10 | 15.9 | 8.4 | 16.1 | 13.3 | 1.7 | -0.6 | 4.4 | 0.6 | 7.2 | -7.2 | 11.1 | -5.5 | 8.9 | -10.6 | 3.3 | -6.7 | 3.5 | -0.8 | 7.6 | 0.5 | 10.2 | 7.5 | 2.2 | -1.1 | 9.4 | 6.1 | 8.2 | 7.6 | 1 | -1 | 2.8 | 0.6 | 5 | 3.9 | 7.8 | 1.1 | -2.8 | -5 | 0 | -2 | 18.9 | 15.6 | 19.4 | 18.3 | 8.3 | 1.7 | 14.4 | 7 | 15.6 | 1.1 | 12.2 | -0.6 | 15 | 15 | 2.8 | -7.8 | 12.8 | 11.1 | 18.9 | 17.8 | 17.2 | 13.2 | 5 | 1.7 | 16.7 | 12.8 | -1.1 | -3.3 | 5 | -3.3 | 1.7 | 0 | 7.8 | -2.2 | 15.9 | 10.7 | 2.2 | -7.8 | 0.6 | -0.6
0 | -1 | -6.1 | -12.8 | 16.1 | 12.2 | 12.2 | 12.2 | 2.6 | -3.1 | 12.8 | 2.4 | 6 | 4 | 12.8 | 11.2 | 12.8 | 10 | 9.7 | 6.6 | 8.9 | 2.2 | 7 | 7 | -3.3 | -6.7 | 8.2 | -1.6 | 12 | 3 | 10 | 10 | 24.4 | 21.1 | 18.7 | 17.4 | 20 | 19.4 | 18.3 | 15.6 | 20.6 | 16.7 | 4.4 | 1.7 | -1.1 | -6.7 | 2.2 | 0 | 1.1 | -3.3 | 10 | 5 | 7.2 | 3.6 | 20.6 | 20 | 11.1 | 11.1 | 10 | 9.4 | 1 | 1 | 3.5 | 2.4 | 3.5 | 3.1 | 1.7 | -1.1 | -5.2 | -7.6 | 10.4 | -3.2 | 0.6 | -2.2 | -0.6 | -3.3 | 15 | 12.8 | 4.4 | -0.6 | 6.7 | 5 | 13.9 | 12.2 | 7.2 | -7.5 | -11.7 | -13.3 | 9.4 | 9.4 | 15.2 | 7.8 | 16.1 | 13.9 | 1.1 | -0.6 | 4.4 | 2.2 | 8.9 | -5.8 | 11.1 | -4.8 | 10.6 | -10 | 2.2 | -3.3 | 4.3 | -0.1 | 7.4 | 0.6 | 10.4 | 7.7 | 2.8 | -1.1 | 9.4 | 6.1 | 7.8 | 7.2 | 1 | 0 | 2.8 | 1.1 | 4.4 | 3.9 | 7.8 | 0.6 | -2.2 | -5 | 1 | -1 | 16.7 | 15 | 19.4 | 18.9 | 7.8 | 1.7 | 14.4 | 8.6 | 15.6 | 2.2 | 7.8 | -0.6 | 15.6 | 15 | 2.8 | -7.8 | 10.6 | 9.4 | 18.9 | 17.8 | 16.7 | 12.8 | 4.4 | 1.1 | 18.3 | 12.8 | -1.1 | -3.9 | 3.9 | -2.8 | 1.7 | 0 | 7.8 | -2.8 | 16.9 | 11.6 | 3.9 | -6.4 | 1 | -0.7
0 | -1 | -5.6 | -13.3 | 16.3 | 12.9 | 13.5 | 13.1 | 5.2 | -2.5 | 14.4 | 2.3 | 8 | 6 | 12.8 | 11.1 | 15 | 11.1 | 10.6 | 7.2 | 13.3 | 8.3 | 7.8 | 7.2 | -1.7 | -5.6 | 8.5 | -0.9 | 13 | 3 | 12.2 | 12.2 | 24.4 | 21.1 | 18.9 | 17.8 | 20.6 | 20 | 17.8 | 16.1 | 21.7 | 17.2 | 3.9 | 0.7 | -1.1 | -6.1 | 5 | 0.6 | 2.2 | -3.3 | 10.6 | 5 | 6.7 | 3.9 | 21.1 | 20 | 15 | 14.4 | 10 | 10 | 2 | 1 | 4.4 | 2.8 | 3.9 | 3.3 | 2.8 | -0.6 | -5 | -7.8 | 10 | -3.9 | 1.1 | -3.3 | 3.9 | 0 | 12.2 | 8.9 | 5 | -0.2 | 6.5 | 4.7 | 15 | 12.8 | 8.3 | -6.6 | -11.7 | -15.6 | 9.4 | 9.4 | 14.4 | 7.2 | 16.7 | 14.4 | 2.8 | 0.6 | 5.6 | 0.6 | 10.5 | -4.9 | 11.1 | -4.4 | 12.8 | -8.9 | 3.9 | -5 | 5 | 0.6 | 7.2 | 0.6 | 10.6 | 7.8 | 1.7 | -1.1 | 9.4 | 6.1 | 8.9 | 7 | 4 | 2 | 3.3 | 1.1 | 5.6 | 3.3 | 8.3 | -0.6 | -0.6 | -3.9 | 3 | 0 | 18.9 | 15.6 | 20 | 18.9 | 9.8 | 3.5 | 14.4 | 10 | 15.6 | 3.3 | 7.2 | 0 | 15.6 | 15 | 5 | -7.8 | 11.7 | 11.1 | 18.9 | 17.8 | 16.7 | 12.3 | 5 | 2.2 | 16.1 | 12.8 | -1.1 | -3.9 | 6.7 | -1.7 | 2.8 | 0.6 | 8.3 | -3.9 | 17.8 | 12.2 | 5.5 | -5.9 | 1.3 | -1.1
1 | 0 | -5 | -13.3 | 16.5 | 13.4 | 14.8 | 13.7 | 7.8 | -2.8 | 16.1 | 2.2 | 9 | 7 | 13.5 | 10.9 | 17.8 | 8.3 | 13.5 | 8.2 | 15 | 8.3 | 9.8 | 7.6 | 0 | -6.7 | 8.9 | -0.6 | 16 | 4 | 15 | 13.3 | 25.6 | 21.1 | 20 | 17.8 | 21.1 | 20 | 18.9 | 16.7 | 22.8 | 17.2 | 3.3 | -0.1 | 1.1 | -5.6 | 6.1 | -1.7 | 4.4 | -2.2 | 14.4 | 5 | 6.7 | 4.2 | 21.7 | 20.6 | 20 | 14.4 | 10 | 10 | 3 | 2 | 6.5 | 2.6 | 4.5 | 3.9 | 5 | 0 | -3 | -7.3 | 13.1 | -1.4 | 1.7 | -4.4 | 7.8 | 0.6 | 10.6 | 7.2 | 5.5 | 0.2 | 6.3 | 4.3 | 15.6 | 13.9 | 9.4 | -6.7 | -11.1 | -15 | 10 | 10 | 14.8 | 6.9 | 17.8 | 15 | 6.7 | 2.8 | 9.4 | -0.6 | 12.2 | -5 | 11.5 | -3 | 14.4 | -9.4 | 5 | -6.7 | 7 | 0.9 | 8.1 | 0.3 | 14.8 | 9.6 | 5.6 | -1.1 | 9.4 | 6.1 | 10 | 6.7 | 8 | 2 | 5 | 1.1 | 6.7 | 3.9 | 8.3 | -1.7 | 3.9 | -1.7 | 7 | 0 | 20.6 | 16.1 | 20 | 18.9 | 11.9 | 5.6 | 14.4 | 10.8 | 15.6 | 4.4 | 7.2 | 0 | 19.4 | 17.8 | 7.2 | -7.8 | 15 | 12.2 | 15 | 13.9 | 16.7 | 12.1 | 6.7 | 2.8 | 17.2 | 13.3 | -1.1 | -3.9 | 9.4 | -1.7 | 4.4 | 0.6 | 9.4 | -4.4 | 19.5 | 13.7 | 7.2 | -6.7 | 1.7 | -1.7
3 | 0 | -4.4 | -13.3 | 16.7 | 13.9 | 16.1 | 14.4 | 9.3 | -2.6 | 20.4 | 2.7 | 10 | 7 | 14.3 | 10.6 | 20 | 8.3 | 16.5 | 8.5 | 16.7 | 8.9 | 11.9 | 8 | 1.7 | -6.1 | 9.1 | 0 | 17 | 3 | 18.9 | 12.8 | 26.7 | 20.6 | 21.1 | 17.9 | 21.7 | 20 | 20.6 | 16.1 | 22.8 | 19.4 | 2.8 | -1.1 | 3.9 | -5 | 7.2 | -2.8 | 7.8 | -1.7 | 15.6 | 4.4 | 6.7 | 4.4 | 22.8 | 20 | 22.2 | 11.7 | 11.7 | 11.1 | 4 | 2 | 8.5 | 1.9 | 5 | 4.4 | 7.8 | 0 | -0.9 | -7.3 | 16.3 | 0 | 2.8 | -4.4 | 12.2 | 1.1 | 8.9 | 5 | 6.1 | 0.6 | 6.1 | 3.9 | 17.2 | 15 | 12.6 | -5.2 | -10.6 | -14.4 | 12.8 | 12.2 | 15.2 | 6.3 | 20 | 14.4 | 12.2 | 2.2 | 12.8 | -1.7 | 13.3 | -5.6 | 11.8 | -2.5 | 16.7 | -8.3 | 6.1 | -6.1 | 9.1 | 0.8 | 9.1 | 0 | 19.1 | 11.2 | 6.7 | -2.8 | 10 | 6.1 | 11.1 | 6.1 | 13 | 2 | 6.7 | 2.2 | 7.8 | 5 | 8.9 | -1.7 | 7.2 | -2.8 | 9 | 0 | 23.3 | 16.7 | 20.6 | 18.9 | 13.9 | 7.2 | 14.4 | 11.9 | 16.1 | 6.1 | 8.3 | 0 | 23.3 | 17.8 | 10.6 | -8.9 | 16.1 | 12.2 | 15 | 13.9 | 16.7 | 11.7 | 9.4 | 2.8 | 18.3 | 11.7 | 0 | -3.9 | 11.1 | 0 | 7.2 | 0.6 | 10 | -5.6 | 21.1 | 14.8 | 8.9 | -5.1 | 2.6 | -1.4
4 | 1 | -2.2 | -12.8 | 16.7 | 14.6 | 17.2 | 14.5 | 10.7 | -3.3 | 24.6 | 2.1 | 10 | 7 | 15 | 10 | 20 | 11.7 | 19.4 | 8.3 | 18.9 | 4.4 | 13.9 | 7.8 | 3.3 | -5.6 | 9.2 | 0.6 | 19 | 3 | 22.2 | 8.3 | 27.2 | 20.6 | 22.2 | 17.8 | 23.9 | 20 | 21.1 | 15.6 | 25 | 17.2 | 3.7 | -0.9 | 5.6 | -5.6 | 8.3 | -2.2 | 9.4 | -2.2 | 17.2 | 5 | 6.7 | 4.4 | 24.4 | 20 | 24.4 | 9.4 | 12.8 | 11.1 | 7 | 2 | 10.6 | 0.6 | 5.6 | 5 | 8.3 | 0 | 1.1 | -9.4 | 19.4 | 1.7 | 4.4 | -5.6 | 16.1 | 2.2 | 8.3 | 3.9 | 6.7 | 0.8 | 7 | 4.3 | 16.7 | 15.6 | 15.7 | -5.8 | -8.9 | -13.3 | 17.2 | 13.3 | 15.6 | 5.6 | 21.7 | 13.9 | 16.1 | 2.2 | 15 | -1.1 | 14.5 | -7.3 | 12.2 | -2.2 | 17.2 | -8.3 | 8.3 | -5.6 | 11.1 | 0.6 | 10 | -0.6 | 23.3 | 11.7 | 7.2 | -3.3 | 10 | 7.2 | 12.2 | 6.1 | 14 | 1 | 8.3 | 2.2 | 9.4 | 4.4 | 7.8 | 0.6 | 9.4 | -5 | 11 | -1 | 25.6 | 17.2 | 16.7 | 14.4 | 15.7 | 8.2 | 14.4 | 12.8 | 16.7 | 7.2 | 11.1 | 0 | 25 | 17.2 | 13.3 | -8.9 | 18.3 | 13.9 | 15 | 13.9 | 16.7 | 11.9 | 11.7 | 5 | 18.3 | 11.1 | 1.1 | -3.9 | 13.3 | 0 | 8.9 | -0.6 | 11.7 | -7.8 | 22.8 | 16.1 | 10.5 | -4.9 | 3.5 | -1.3
4 | -1 | -0.6 | -10 | 16.7 | 15.1 | 18.3 | 14.4 | 12.2 | -5 | 28.9 | -0.6 | 11 | 6 | 16.5 | 10.2 | 20.6 | 12.2 | 20.5 | 8.5 | 21.1 | 5 | 14.5 | 8.3 | 3.9 | -6.7 | 9.4 | 1.1 | 19 | 2 | 23.9 | 6.7 | 27.8 | 20 | 22.9 | 17.8 | 25.6 | 20 | 22.8 | 16.1 | 25.6 | 17.2 | 4.7 | -1.2 | 6.7 | -5.6 | 8.9 | -2.8 | 11.1 | -1.1 | 18.9 | 6.1 | 7.1 | 4.9 | 25 | 20 | 25.6 | 12.8 | 12.8 | 11.1 | 7 | 1 | 10.2 | 0 | 5.8 | 5.2 | 10.6 | 1.1 | 2.2 | -7.8 | 21.1 | 3.3 | 5.6 | -7.2 | 17.2 | 1.1 | 10 | 2.8 | 7.2 | 0.6 | 8 | 4.8 | 17.2 | 17.2 | 18.9 | -7.2 | -7.8 | -13.3 | 17.8 | 12.2 | 15.6 | 5 | 22.2 | 13.3 | 19.4 | 2.2 | 17.2 | -0.6 | 15.6 | -11.1 | 12.9 | -1.6 | 17.8 | -8.9 | 10.6 | -6.1 | 11.5 | 1.2 | 11.3 | -0.7 | 24.1 | 10.8 | 8.3 | -1.7 | 11.7 | 8.3 | 13.3 | 6 | 14 | 0 | 11.7 | 2.8 | 12.2 | 5.6 | 7.8 | 1.1 | 11.1 | -6.1 | 11 | 0 | 27.2 | 17.2 | 17.2 | 12.8 | 17.6 | 9.3 | 14.6 | 13 | 15.6 | 8.3 | 12.8 | 0 | 25.6 | 17.2 | 15 | -8.9 | 21.1 | 14.4 | 15 | 13.9 | 16.7 | 12.1 | 11.7 | 4.4 | 18.3 | 10 | 1.7 | -3.9 | 14.4 | 0 | 10 | 1.1 | 12.8 | -7.8 | 24.5 | 15.7 | 12.2 | -5 | 4.4 | -1.7
4 | -1 | 1.1 | -11.1 | 16.7 | 15.6 | 19.4 | 14.4 | 12.8 | -3.8 | 30 | -0.3 | 11 | 7 | 17.9 | 10.3 | 19.4 | 10 | 21.7 | 9 | 21.1 | 5.6 | 15 | 8.7 | 3.9 | -6.1 | 10 | 1.1 | 21 | 1 | 23.9 | 6.7 | 28.3 | 20 | 23.7 | 17.7 | 26.1 | 20 | 25 | 16.1 | 28.3 | 16.1 | 5.6 | -1.7 | 7.8 | -6.1 | 10.6 | -1.1 | 12.2 | 0 | 18.9 | 6.7 | 7.4 | 5.2 | 26.1 | 20 | 26.1 | 11.7 | 13.9 | 12.8 | 9 | 2 | 9.8 | -0.3 | 5.9 | 5.3 | 12.8 | 1.7 | 3.3 | -7.7 | 22.7 | 4.3 | 5.6 | -6.1 | 18.9 | 1.7 | 11.1 | 2.8 | 7.8 | 0.6 | 8.9 | 5 | 17.8 | 17.2 | 20.2 | -7.2 | -6.1 | -15 | 20 | 12.8 | 15.6 | 4.4 | 23.9 | 13.3 | 22.2 | 1.7 | 19.4 | 0 | 16.3 | -10.8 | 13.7 | -1 | 18.3 | -9.4 | 11.1 | -6.7 | 11.8 | 2 | 12.6 | -0.9 | 24.8 | 9.2 | 8.9 | -2.8 | 13.3 | 8.9 | 14.4 | 5.6 | 16 | 1 | 13.3 | 3.3 | 15 | 4.4 | 7.2 | 1.1 | 12.2 | -6.1 | 12 | 0 | 28.9 | 17.8 | 17.8 | 12.8 | 19.4 | 10 | 14.8 | 13.2 | 15 | 11.1 | 14.4 | 0 | 26.7 | 18.3 | 15.6 | -8.9 | 22.8 | 13.3 | 16.1 | 14.4 | 16.7 | 12.2 | 12.2 | 5 | 18.9 | 8.9 | 1.1 | -3.9 | 15.6 | 0.6 | 11.1 | 1.7 | 13.9 | -7.2 | 26.1 | 14.6 | 12.9 | -3.8 | 5 | -1.3
5 | -3 | 2.8 | -12.8 | 17.2 | 15.9 | 19.8 | 14.4 | 13.3 | -3.8 | 31.1 | 0.5 | 11 | 6 | 19.4 | 10 | 18.9 | 11.7 | 22.8 | 8.9 | 21.7 | 5.6 | 15.6 | 8.9 | 5 | -5.6 | 10.5 | 1.1 | 22 | 2 | 24.4 | 6.1 | 28.3 | 20 | 24.4 | 17.8 | 27.8 | 20.6 | 27.2 | 15 | 28.3 | 15.6 | 5.8 | -1.4 | 8.3 | -7.2 | 11.1 | -1.7 | 12.8 | -1.1 | 21.1 | 7.2 | 7.8 | 5.6 | 26.7 | 19.4 | 26.7 | 10.6 | 15 | 13.3 | 9 | 2 | 9.4 | -1.1 | 6.1 | 5.6 | 14.4 | 5.6 | 4.4 | -8.3 | 24.4 | 5.6 | 5.6 | -5.6 | 20 | 2.8 | 11.7 | 1.7 | 9.5 | 1.2 | 9.5 | 5.3 | 16.1 | 16.1 | 21.5 | -8.1 | -5.6 | -13.9 | 20.6 | 11.7 | 15.6 | 3.3 | 22.2 | 13.9 | 24.4 | 0.6 | 20.6 | 1.1 | 17.1 | -13.2 | 14.4 | -1.1 | 18.9 | -8.9 | 13.9 | -5.6 | 12.2 | 2.8 | 13.9 | -1.7 | 25.6 | 7.8 | 10 | -2.2 | 16.1 | 10 | 15.3 | 5.8 | 17 | 0 | 16.1 | 2.2 | 16.7 | 4.4 | 7.2 | 1.1 | 13.3 | -6.7 | 13 | 0 | 29.4 | 17.8 | 18.9 | 11.7 | 20 | 10.5 | 15 | 13.3 | 13.9 | 11.7 | 17.2 | 0 | 27.2 | 17.8 | 16.7 | -8.3 | 25 | 12.8 | 19.4 | 15.6 | 17.2 | 12.1 | 12.8 | 5 | 19.4 | 8.9 | 1.1 | -3.3 | 17.8 | 1.1 | 12.2 | 1.7 | 13.9 | -6.7 | 27.8 | 13.3 | 13.7 | -3.5 | 5.5 | -1.4
5 | -2 | 3.3 | -12.8 | 17.8 | 16.3 | 20.2 | 14.8 | 13.9 | -3.9 | 32.2 | 0 | 11 | 7 | 18.9 | 10.2 | 19.4 | 12.2 | 23.2 | 8.9 | 21.7 | 11.1 | 15 | 9 | 5 | -4.4 | 11.1 | 1.1 | 19 | 8 | 23.9 | 5.6 | 28.3 | 20 | 24 | 18 | 28.3 | 20.6 | 27.2 | 13.9 | 27.2 | 16.1 | 5.9 | -1.5 | 8.9 | -7.2 | 11.1 | -1.1 | 13.9 | -0.6 | 21.1 | 7.2 | 8.3 | 5.4 | 26.7 | 19.4 | 26.1 | 11.7 | 15.6 | 12.8 | 10 | 3 | 10.3 | -1 | 6.1 | 5.5 | 15.6 | 6.7 | 5.2 | -6.8 | 25.2 | 5.9 | 5 | -4.4 | 21.1 | 3.3 | 13.9 | -0.6 | 11.1 | 1.6 | 10 | 5.4 | 15.6 | 15.6 | 22.8 | -10.6 | -5.6 | -10.6 | 23.3 | 11.7 | 15.2 | 3.7 | 24.4 | 13.3 | 25 | -1.7 | 21.7 | 1.7 | 17.8 | -17.2 | 15 | -1.7 | 19.4 | -9.4 | 16.1 | -5 | 12.6 | 2.7 | 14.5 | -1.8 | 24.8 | 10 | 10.6 | -3.3 | 16.7 | 11.1 | 16.3 | 5.9 | 18 | 0 | 20 | -1.1 | 17.2 | 5 | 6.7 | 6.1 | 15 | -6.7 | 14 | 0 | 30.6 | 16.7 | 19.4 | 9.4 | 20.5 | 10.3 | 15.2 | 13.3 | 13.9 | 12.2 | 19.4 | 0 | 27.2 | 17.8 | 18.3 | -8.9 | 25.6 | 12.2 | 21.1 | 15 | 17.8 | 12.3 | 12.8 | 3.9 | 20 | 9.4 | 2.8 | -3.3 | 18.9 | 1.7 | 12.8 | 0 | 12.8 | -7.2 | 27.6 | 13.6 | 14.4 | -3.3 | 6.1 | -1.7
7 | -1 | 3.9 | -12.2 | 18.3 | 16.7 | 20.6 | 15 | 13.5 | -3.3 | 32 | 0.1 | 12 | 7 | 18.3 | 10.2 | 18.3 | 10 | 23.5 | 9.2 | 17.8 | 10.6 | 14.5 | 9.1 | 5.6 | -6.1 | 10.9 | 1.2 | 19 | 10 | 23.9 | 6.1 | 28.3 | 20 | 23.7 | 18.6 | 27.8 | 20 | 27.8 | 12.8 | 28.3 | 15.6 | 6.1 | -1.7 | 8.9 | -7.8 | 11.7 | -1.1 | 15 | -0.6 | 21.1 | 7.2 | 8.9 | 5.3 | 26.7 | 19.4 | 26.7 | 11.1 | 12.8 | 12.8 | 11 | 4 | 11.3 | -1.3 | 6.1 | 5.5 | 16.1 | 5 | 5.9 | -6.5 | 25.9 | 6 | 3.9 | -4.4 | 22.2 | 2.8 | 14.4 | 0 | 12.8 | 1.7 | 10.6 | 5.6 | 15.6 | 15.6 | 22.6 | -7.3 | -4.4 | -10.6 | 20 | 12.2 | 14.8 | 3.6 | 23.9 | 12.2 | 25.6 | -1.1 | 22.2 | 1.1 | 17.4 | -14.1 | 15.5 | -3.5 | 20 | -8.9 | 16.1 | -6.7 | 12.9 | 2.7 | 15 | -1.7 | 24.1 | 12.1 | 10.6 | -4.4 | 17.8 | 12.8 | 17.2 | 6.1 | 19 | 0 | 20 | -1.1 | 16.7 | 5 | 6.1 | 5.6 | 15.6 | -7.8 | 14 | 0 | 31.7 | 15.6 | 19.4 | 8.3 | 21.1 | 10.6 | 15.4 | 12.9 | 13.9 | 12.2 | 20.6 | 0 | 26.7 | 17.8 | 19.4 | -5 | 26.1 | 12.8 | 22.8 | 14.4 | 18.3 | 12.2 | 11.7 | 3.3 | 21.7 | 9.4 | 2.8 | -3.9 | 18.9 | 1.7 | 12.8 | -1.7 | 12.8 | -6.7 | 27.4 | 13.8 | 14 | -1.4 | 6.3 | -1.8
6 | -2 | 4.4 | -12.8 | 18.5 | 16.9 | 20.4 | 14.6 | 13.2 | -3.5 | 31.9 | -0.9 | 11 | 7 | 17.8 | 10 | 17.8 | 10.6 | 23.9 | 8.9 | 16.1 | 10.6 | 13.9 | 8.9 | 6.1 | -8.3 | 10.8 | 1.1 | 19 | 10 | 23.3 | 5 | 28.3 | 20 | 23.3 | 18.9 | 27.8 | 20 | 28.3 | 13.9 | 28.3 | 15.6 | 6.5 | -1.7 | 10 | -7.8 | 12.2 | -1.7 | 15.6 | -1.7 | 21.1 | 7.2 | 9.4 | 5 | 26.1 | 19.4 | 25.6 | 10 | 12.2 | 12.2 | 10 | 6 | 12.2 | -1.7 | 6.1 | 5.6 | 16.7 | 5.6 | 6.7 | -6.7 | 26.7 | 6.1 | 4.4 | -4.4 | 22.8 | 3.3 | 15 | 0 | 13.2 | 2.1 | 10.8 | 5.6 | 16.1 | 15.6 | 22.4 | -6.5 | -4.4 | -11.1 | 19.4 | 15.6 | 14.4 | 3.9 | 24.4 | 13.3 | 25.6 | -2.2 | 22.2 | 1.1 | 17.1 | -12.1 | 16.1 | -5.6 | 20.6 | -8.9 | 16.1 | -8.3 | 13.3 | 2.8 | 15.6 | -2.8 | 23.3 | 13.3 | 11.1 | -4.4 | 18.9 | 13.9 | 17.4 | 6 | 19 | -1 | 19.4 | -0.6 | 16.7 | 5 | 6.1 | 5.6 | 16.7 | -8.3 | 13 | 0 | 31.7 | 15.6 | 18.9 | 7.2 | 19.4 | 11 | 15.6 | 12.8 | 13.9 | 11.1 | 21.7 | 0 | 25.6 | 17.8 | 18.9 | -5.6 | 26.7 | 12.2 | 23.9 | 14.4 | 18.1 | 11.9 | 13.3 | 4.4 | 21.7 | 10 | 3.3 | -4.4 | 18.3 | 2.2 | 13.3 | -1.1 | 12.2 | -6.1 | 27.2 | 13.9 | 13.7 | 0.3 | 6.5 | -2.3
6 | -5 | 5 | -15 | 18.7 | 17 | 20.2 | 13.9 | 12.8 | -3.9 | 31.7 | -1.1 | 11 | 7 | 17.2 | 10.4 | 17.2 | 11.1 | 21.7 | 9.3 | 15.6 | 8.3 | 12.6 | 8.9 | 6.1 | -7.2 | 10.6 | 1.1 | 19 | 11 | 22.8 | 6.1 | 28.3 | 19.4 | 22.4 | 19 | 27.8 | 20 | 27.8 | 15 | 26.7 | 16.1 | 6.8 | -1.9 | 10 | -7.2 | 12.2 | -1.7 | 14.4 | -2.8 | 19.4 | 7.8 | 9.4 | 5 | 25.6 | 19.4 | 24.4 | 11.1 | 11.7 | 11.7 | 11 | 4 | 11.3 | -1.9 | 5.9 | 5.5 | 16.1 | 5.6 | 5.9 | -6.5 | 25.4 | 7.1 | 3.9 | -3.9 | 21.7 | 3.3 | 13.3 | -1.7 | 13.5 | 2.4 | 10.9 | 5.7 | 16.1 | 15.6 | 22.2 | -5.6 | -4.4 | -11.1 | 17.8 | 15.6 | 13.9 | 5 | 25 | 13.3 | 23.9 | -2.8 | 21.7 | 1.1 | 16.7 | -13.3 | 14.1 | -4.1 | 21.1 | -8.9 | 16.7 | -8.9 | 12.8 | 3.2 | 15.2 | -2.4 | 20 | 13.3 | 11.1 | -2.8 | 19.4 | 14.4 | 17.6 | 5.9 | 17 | 2 | 17.8 | -1.7 | 16.1 | 5 | 6.7 | 5.6 | 17.2 | -8.3 | 13 | 0 | 31.1 | 13.9 | 18.9 | 6.7 | 17.8 | 11.2 | 15.6 | 13.1 | 13.9 | 11.7 | 21.1 | 0 | 24.4 | 17.2 | 20 | -5 | 26.7 | 11.1 | 24.4 | 13.9 | 18 | 11.8 | 12.2 | 3.9 | 20.6 | 10 | 3.9 | -5 | 20 | 1.7 | 11.7 | -0.6 | 11.1 | -6.7 | 25.9 | 13.1 | 13.3 | 1.7 | 6.7 | -3.3
5 | -3 | 5 | -12.2 | 18.9 | 17.2 | 20 | 13.3 | 11.1 | -3.3 | 30 | -1.2 | 11 | 7 | 16.7 | 10.6 | 16.7 | 11.1 | 19.4 | 9.3 | 15 | 5 | 11.3 | 8.6 | 3.9 | -3.3 | 9.5 | 2.6 | 18 | 10 | 21.7 | 8.3 | 27.8 | 19.4 | 21.5 | 18.9 | 26.7 | 19.4 | 26.7 | 15 | 25.6 | 16.7 | 7.2 | -2.2 | 10 | -7.2 | 11.1 | -1.7 | 13.3 | -3.3 | 18.3 | 7.8 | 9.4 | 5 | 23.9 | 19.4 | 22.8 | 9.4 | 12.2 | 12.2 | 10 | 5 | 10.3 | -2.4 | 5.8 | 5.7 | 12.8 | 7.2 | 5.2 | -7.1 | 24.1 | 7.3 | 3.9 | -3.9 | 21.7 | 3.3 | 12.8 | -0.6 | 13.9 | 2.8 | 11.1 | 5.6 | 16.7 | 15 | 19.6 | -3.5 | -4.4 | -11.1 | 16.1 | 15.6 | 13.3 | 6 | 23.9 | 13.3 | 22.8 | -2.8 | 21.1 | 1.7 | 15.2 | -11.6 | 12 | -3.3 | 20 | -10.6 | 15 | -7.8 | 12.2 | 3.2 | 14.8 | -2.3 | 16.6 | 12.4 | 9.4 | -3.3 | 18.9 | 14.4 | 17.8 | 5.6 | 16 | 3 | 17.8 | -4.4 | 15.6 | 3.9 | 6.7 | 6.1 | 16.1 | -7.8 | 12 | 0 | 30 | 13.3 | 17.2 | 6.1 | 16.1 | 11.1 | 15.6 | 13.7 | 12.8 | 11.1 | 19.4 | 0 | 23.3 | 17.2 | 19.4 | -7.8 | 26.1 | 12.2 | 23.3 | 13.3 | 17.8 | 11.7 | 11.7 | 3.3 | 19.4 | 10 | 3.3 | -5 | 18.9 | 1.1 | 10.6 | 1.7 | 10 | -4.4 | 24.6 | 11.9 | 11.3 | 0.1 | 5.2 | -2.7
5 | -1 | 3.3 | -13.3 | 18.5 | 17 | 17.8 | 13.3 | 9.5 | -3 | 28.4 | -0.6 | 10 | 7 | 16.1 | 10.6 | 15.6 | 11.7 | 17.2 | 8.9 | 15 | 1.1 | 10 | 8.3 | 2.8 | -4.4 | 8.3 | 3.8 | 16 | 11 | 19.4 | 9.4 | 26.7 | 20 | 20.6 | 18.9 | 25 | 18.9 | 25 | 14.4 | 23.9 | 17.2 | 6.1 | -2 | 7.8 | -6.7 | 8.9 | -1.1 | 11.7 | -5 | 17.2 | 8.3 | 9.4 | 5 | 22.8 | 19.4 | 20.6 | 9.4 | 12.2 | 12.2 | 9 | 5 | 9.4 | -3.3 | 5.6 | 5.6 | 12.2 | 7.8 | 4.4 | -8.9 | 22.8 | 7.8 | 2.8 | -5 | 17.8 | 3.9 | 11.7 | 0 | 12.8 | 3.2 | 9.6 | 5.6 | 15.6 | 14.4 | 17 | -3.3 | -7.2 | -11.7 | 15.6 | 15.6 | 12.8 | 6.7 | 22.8 | 12.8 | 21.1 | -1.1 | 20 | 2.2 | 13.7 | -11.9 | 10 | -3.9 | 18.9 | -10 | 13.9 | -8.3 | 11.7 | 3.3 | 14.4 | -2.8 | 13.3 | 11.1 | 8.3 | -3.3 | 19.4 | 15 | 15.6 | 6.1 | 13 | 0 | 16.1 | -0.6 | 15 | 3.9 | 6.7 | 6.1 | 15.6 | -7.8 | 8 | 0 | 23.9 | 17.8 | 15.6 | 6.1 | 15.5 | 11.3 | 15.6 | 13.9 | 12.2 | 11.1 | 17.8 | 0 | 21.7 | 17.2 | 15 | -9.4 | 23.3 | 12.2 | 18.9 | 15.6 | 17.2 | 11.5 | 9.4 | 4.4 | 17.8 | 8.9 | 2.8 | -4.4 | 17.2 | 2.2 | 10 | 1.7 | 8.9 | -4.4 | 23.3 | 11.1 | 9.2 | -1.1 | 3.7 | -2.8
2 | -2 | 2.2 | -13.3 | 18.2 | 16.9 | 15.5 | 12.8 | 7.8 | -3.9 | 26.7 | -1.1 | 9 | 7 | 15.9 | 10.9 | 15.6 | 11.1 | 15.2 | 8 | 12.2 | 6.1 | 9.4 | 8 | 2.8 | -4.4 | 7.2 | 4.4 | 14 | 12 | 17.8 | 10 | 26.1 | 20 | 20.2 | 18.2 | 23.9 | 18.9 | 22.2 | 15 | 23.3 | 16.7 | 5 | -1.9 | 6.1 | -6.7 | 8.3 | -0.6 | 8.3 | -3.9 | 15.6 | 7.8 | 9 | 5 | 22.2 | 20 | 18.9 | 12.2 | 11.7 | 11.7 | 8 | 6 | 8.3 | -2.9 | 5.8 | 5.8 | 11.7 | 7.2 | 2.7 | -6.4 | 22.4 | 8.2 | 1.7 | -6.1 | 16.1 | 3.3 | 10 | 0.6 | 11.7 | 3.2 | 8.2 | 5.3 | 13.9 | 13.3 | 14.4 | -3.3 | -9.4 | -13.9 | 15.6 | 15.6 | 13 | 7.9 | 20.6 | 13.9 | 18.3 | -2.8 | 17.8 | 2.2 | 12.2 | -13.9 | 7.8 | -3.8 | 18.3 | -8.3 | 11.1 | -5 | 10.8 | 4.3 | 13.9 | -2.2 | 12.6 | 9.1 | 6.7 | -3.3 | 17.8 | 14.4 | 13.3 | 6 | 12 | -1 | 11.7 | 1.7 | 13.9 | 5 | 7.2 | 6.7 | 13.9 | -6.7 | 8 | 0 | 20.6 | 17.8 | 13.3 | 5 | 15 | 11.6 | 14.8 | 13.4 | 12.2 | 11.1 | 16.7 | 0 | 20.6 | 17.8 | 13.3 | -7.8 | 21.1 | 12.8 | 17.2 | 15 | 16.7 | 11.2 | 7.8 | 3.9 | 17.2 | 8.9 | 2.2 | -3.9 | 14.4 | 2.2 | 9.4 | 2.2 | 6.7 | -4.4 | 21.5 | 8.4 | 7.2 | -2.8 | 2.2 | -3.3
1 | -1 | 1.1 | -13.3 | 17.8 | 16.7 | 13.3 | 12.2 | 7.2 | -3.7 | 25.6 | 0.3 | 9 | 6 | 15.8 | 11 | 15 | 11.7 | 13.1 | 6.7 | 11.1 | 8.3 | 8.9 | 8 | 0 | -3.9 | 5.7 | 3.2 | 14 | 12 | 16.1 | 10.6 | 26.1 | 20 | 19.8 | 17.4 | 23.3 | 18.9 | 20 | 13.9 | 23.9 | 16.7 | 3.9 | -2.2 | 3.3 | -6.7 | 7.8 | 0 | 7.2 | -3.9 | 13.3 | 7.2 | 8.7 | 5.1 | 20 | 18.3 | 18.3 | 14.4 | 11.7 | 11.7 | 8 | 6 | 7.2 | -2.7 | 5.9 | 5.9 | 11.7 | 7.2 | 1.1 | -5.3 | 22.1 | 8.3 | 0.6 | -6.7 | 15 | 2.8 | 8.9 | 1.1 | 10.6 | 3.3 | 6.7 | 5 | 13.3 | 13.3 | 14.8 | -2.7 | -10 | -13.3 | 14.4 | 14.4 | 13.1 | 8.6 | 19.4 | 13.9 | 14.4 | -0.6 | 16.1 | 2.8 | 10.5 | -12.1 | 5.5 | -4.6 | 16.7 | -8.3 | 10.6 | -3.3 | 9.8 | 4.6 | 13.3 | -1.6 | 11.8 | 6.9 | 6.1 | -2.2 | 17.8 | 14.4 | 11.1 | 5.6 | 12 | -1 | 10.6 | 1.1 | 13.9 | 4.4 | 7.8 | 6.7 | 12.8 | -6.1 | 8 | 1 | 20 | 17.8 | 12.2 | 3.9 | 14.4 | 11.7 | 14.1 | 12.9 | 12.2 | 11.7 | 13.3 | 0 | 20 | 17.2 | 11.7 | -6.7 | 20.6 | 12.2 | 16.7 | 14.4 | 16.1 | 11.1 | 7.2 | 3.9 | 16.7 | 8.3 | 2.2 | -3.9 | 15 | 2.2 | 8.3 | 2.2 | 6.1 | -5 | 19.6 | 5.7 | 6.8 | -2.8 | 2 | -3.1
0 | -1 | 0.6 | -13.3 | 17.8 | 16.7 | 13.1 | 12.2 | 6.7 | -3.9 | 24.4 | 1.3 | 9 | 6 | 15.6 | 11.1 | 15.6 | 11.1 | 11.1 | 5.6 | 10.6 | 8.3 | 8.3 | 7.8 | 0.6 | -3.9 | 4.3 | 1.8 | 14 | 11 | 16.1 | 10.6 | 26.1 | 20 | 19.4 | 16.7 | 22.8 | 18.9 | 20.6 | 13.9 | 23.3 | 16.7 | 2.4 | -2.2 | 3.3 | -6.7 | 6.7 | 0 | 6.1 | -3.3 | 11.1 | 6.1 | 8.3 | 5 | 18.9 | 16.7 | 17.2 | 15 | 11.7 | 11.7 | 7 | 5 | 6.1 | -3.3 | 6.1 | 6.1 | 11.1 | 8.3 | -0.6 | -5.6 | 21.7 | 8.3 | -0.6 | -7.2 | 13.3 | 2.8 | 8.9 | 0 | 10 | 3.3 | 6.1 | 5.1 | 11.7 | 11.7 | 15.2 | -2 | -10 | -13.3 | 15 | 15 | 13.3 | 9.4 | 18.9 | 13.9 | 15 | 0.6 | 15 | 2.2 | 8.9 | -12 | 3.3 | -6.1 | 16.7 | -8.3 | 11.1 | -4.4 | 8.9 | 5 | 12.8 | -1.7 | 11.1 | 4.4 | 5 | -1.7 | 17.8 | 15 | 10.4 | 5.8 | 8 | 3 | 10 | 0.6 | 12.8 | 6.1 | 7.8 | 6.7 | 12.2 | -5 | 6 | 0 | 20 | 17.8 | 10.6 | 2.8 | 14.4 | 11.9 | 13.3 | 12.2 | 11.1 | 10 | 12.2 | 10.6 | 19.4 | 17.2 | 10.6 | -6.7 | 18.9 | 12.2 | 15.6 | 14.4 | 15.5 | 11.1 | 6.1 | 2.8 | 15.6 | 8.3 | 1.7 | -3.3 | 15.6 | -0.6 | 6.7 | 2.2 | 5.6 | -5.6 | 17.8 | 2.8 | 6.5 | -3 | 1.9 | -3.2
0 | -1 | -0.6 | -12.8 | 17.8 | 16.7 | 13 | 12.4 | 6.1 | -5 | 23.3 | 2.2 | 9 | 6 | 15.6 | 11.6 | 15 | 11.7 | 10.9 | 5.5 | 10 | 7.8 | 8.1 | 7.2 | 0.6 | -4.4 | 2.8 | 0.6 | 16 | 9 | 16.1 | 10.6 | 25.6 | 20 | 19 | 16.6 | 22.2 | 18.3 | 18.9 | 13.9 | 22.8 | 17.2 | 0.9 | -2.7 | 2.2 | -6.1 | 4.4 | -0.6 | 5 | -3.9 | 9.4 | 6.1 | 8.1 | 5.1 | 20 | 15.6 | 16.1 | 15 | 11.7 | 11.7 | 7 | 4 | 5.5 | -3.1 | 6.1 | 6.1 | 10 | 7.8 | -1.1 | -4.4 | 21.7 | 9.3 | -1.7 | -6.7 | 12.2 | 2.8 | 7.8 | 0.6 | 9.5 | 3.5 | 5.6 | 5 | 11.1 | 11.1 | 15.6 | -2.2 | -11.1 | -13.9 | 14.4 | 14.4 | 14.1 | 10.2 | 18.3 | 13.9 | 13.3 | 5.6 | 13.9 | 2.2 | 7.2 | -13.9 | 2.8 | -5.2 | 16.1 | -8.3 | 10.6 | -2.8 | 8.5 | 6.1 | 11.9 | -1.1 | 9.8 | 3.3 | 3.9 | -1.1 | 17.2 | 14.4 | 9.6 | 5.6 | 9 | 1 | 9.4 | 0 | 11.1 | 8.3 | 7.8 | 7.2 | 11.1 | -4.4 | 4 | -1 | 20.6 | 17.8 | 9.4 | 2.8 | 14.4 | 12.1 | 13.7 | 12.3 | 10.6 | 9.4 | 12.2 | 9.4 | 18.9 | 16.7 | 10 | -7.2 | 16.7 | 12.8 | 14.4 | 13.3 | 15 | 11 | 5.6 | 2.8 | 16.1 | 8.3 | 2.2 | -2.8 | 13.9 | -0.6 | 5.6 | 1.7 | 5 | -5.6 | 15.6 | 3.4 | 6.1 | -3.9 | 1.7 | -3.9
0 | -2 | -1.7 | -12.2 | 17.8 | 16.7 | 12.8 | 12.2 | 5.4 | -3.7 | 23.5 | 2.9 | 9 | 6 | 15.6 | 12 | 15 | 12.8 | 10.8 | 5.4 | 10 | 7.2 | 7.8 | 6.3 | 0 | -4.4 | 2.8 | 0.7 | 13 | 8 | 14.4 | 10 | 25 | 20.6 | 18.7 | 16.7 | 21.1 | 18.3 | 18.9 | 14.4 | 22.8 | 17.2 | -0.6 | -3.3 | 2.8 | -5.6 | 3.3 | -1.1 | 2.8 | -2.8 | 8.3 | 5.6 | 8 | 5.1 | 20 | 13.9 | 15.6 | 15 | 12.2 | 11.7 | 6 | 4 | 5 | -3.1 | 6.1 | 6.1 | 9.4 | 7.8 | -1.7 | -4.1 | 21.7 | 9.6 | -1.7 | -6.7 | 11.7 | 2.8 | 6.1 | 1.1 | 8.9 | 3.3 | 5 | 5 | 12.8 | 12.8 | 14.8 | -1.1 | -12.2 | -15 | 13.3 | 13.3 | 14.8 | 10.6 | 18.3 | 13.9 | 11.1 | 4.4 | 13.3 | 1.7 | 6.1 | -11.1 | 2.2 | -5 | 13.9 | -8.3 | 10 | -2.2 | 8.2 | 7 | 10.9 | -1 | 8.5 | 2.3 | 2.2 | -1.7 | 17.8 | 15 | 8.9 | 5.6 | 7 | 2 | 7.8 | 1.1 | 10.6 | 7.8 | 7.8 | 6.7 | 12.8 | -1.7 | 4 | -1 | 20 | 17.8 | 8.3 | 2.2 | 14.4 | 12.2 | 14 | 12.1 | 10 | 8.3 | 11.7 | 10 | 18.3 | 16.7 | 8.3 | -7.2 | 17.8 | 12.2 | 14.4 | 13.3 | 14.4 | 11.1 | 5 | 2.2 | 15.6 | 7.8 | 1.1 | -1.7 | 12.2 | 1.7 | 5.6 | 1.1 | 3.3 | -5.6 | 13.3 | 3.7 | 5.7 | -3.5 | 1.5 | -3.9
-1 | -2 | -1.7 | -13.3 | 18 | 16.9 | 12.6 | 12.2 | 4.6 | -3.2 | 23.7 | 3.1 | 9 | 6 | 15.6 | 12.2 | 15 | 11.1 | 10.6 | 5 | 9.4 | 6.7 | 7.7 | 6 | -1.1 | -4.4 | 2.8 | 1 | 12 | 6 | 13.3 | 10.6 | 25 | 20.6 | 18.3 | 16.7 | 20.6 | 18.3 | 17.2 | 14.4 | 22.8 | 17.2 | -0.4 | -2.9 | 3.9 | -5.6 | 2.2 | -1.1 | 3.3 | -3.3 | 7.8 | 5.6 | 7.8 | 5 | 20 | 8.3 | 13.9 | 13.9 | 11.1 | 11.1 | 6 | 3 | 4.4 | -3.9 | 6.1 | 6.1 | 7.8 | 7.2 | -2.2 | -3.9 | 21.7 | 10 | -2.2 | -5.6 | 10 | 2.2 | 6.1 | 1.1 | 8.9 | 3.7 | 5.4 | 5.3 | 13.3 | 13.3 | 14.1 | -0.6 | -13.3 | -15 | 12.8 | 12.8 | 15.6 | 11.1 | 18.9 | 12.8 | 8.9 | 3.3 | 12.8 | 2.2 | 5 | -10.7 | 1.7 | -5.6 | 12.2 | -7.8 | 9.4 | -3.9 | 7.8 | 7.8 | 10 | -1.1 | 7.2 | 1.1 | 2.8 | -3.9 | 18.3 | 15.6 | 8.7 | 5.6 | 7 | 2 | 6.1 | 1.7 | 9.4 | 8.3 | 7.2 | 6.1 | 12.2 | 0 | 3 | -1 | 19.4 | 17.2 | 7.2 | 1.7 | 14 | 12.4 | 14.4 | 12.2 | 10 | 8.3 | 10.6 | 10 | 18.9 | 17.2 | 6.1 | -7.8 | 16.7 | 11.7 | 13.3 | 12.8 | 14.2 | 10.5 | 5 | 1.7 | 14.4 | 9.4 | 2.2 | -2.8 | 12.2 | 0.6 | 3.9 | 1.1 | 1.7 | -6.1 | 11.1 | 3.3 | 5.4 | -3.7 | 1.3 | -4.2
-1 | -2 | -2.8 | -13.9 | 18.1 | 17 | 12.4 | 11.8 | 3.9 | -3.3 | 23.9 | 3.9 | 9 | 7 | 15 | 12.2 | 14.4 | 11.1 | 9.7 | 5.3 | 9.4 | 6.7 | 7.5 | 5.7 | -1.7 | -5 | 2.8 | 1.1 | 12 | 4 | 11.7 | 10 | 24.4 | 21.1 | 18.1 | 16.6 | 19.4 | 17.8 | 17.2 | 14.4 | 22.2 | 16.7 | -0.2 | -2.6 | 3.9 | -5 | 1.7 | -1.7 | 2.8 | -3.9 | 7.2 | 5 | 7.6 | 5.3 | 19.4 | 8.9 | 13.9 | 13.9 | 11.1 | 11.1 | 4 | 2 | 4.4 | -4 | 6.3 | 6.3 | 7.2 | 6.1 | -2.8 | -4.3 | 21.3 | 10.5 | -3.3 | -5 | 10 | 2.8 | 5 | 1.1 | 8.9 | 4.1 | 5.7 | 5.3 | 13.3 | 13.3 | 13.3 | -0.6 | -13.9 | -15.6 | 12.8 | 12.8 | 15.4 | 11 | 18.3 | 12.8 | 7.2 | 2.8 | 11.7 | 2.2 | 3.9 | -11.1 | 0.8 | -5.2 | 11.7 | -7.8 | 8.9 | -5.6 | 7.6 | 7.6 | 9.4 | -0.2 | 6.7 | 1.4 | 2.2 | -5 | 18.3 | 15.6 | 8.5 | 5.6 | 6 | 0 | 6.7 | 1.7 | 9.4 | 8.9 | 7.2 | 6.1 | 11.7 | 3.3 | 2 | -2 | 18.9 | 17.2 | 7.2 | 1.7 | 13.7 | 12.6 | 14.4 | 12.3 | 8.3 | 6.7 | 10.6 | 9.4 | 18.3 | 16.7 | 6.7 | -7.2 | 16.1 | 12.2 | 12.8 | 12.2 | 14.1 | 10 | 5.6 | 2.2 | 12.2 | 7.2 | 1.7 | -3.3 | 11.7 | 1.1 | 4.4 | 1.1 | 0.6 | -6.7 | 10.5 | 3.1 | 5 | -4.4 | 1.1 | -5.6
-1 | -2 | -3.3 | -13.9 | 18.3 | 17.2 | 12.2 | 11.7 | 2.4 | -2.9 | 23.2 | 3.7 | 7 | 5 | 14.5 | 12 | 13.9 | 11.1 | 8.7 | 5.1 | 9.4 | 6.1 | 7.4 | 5.1 | -1.7 | -5.6 | 2.2 | 0.6 | 13 | 7 | 11.7 | 10.6 | 24.4 | 20 | 18 | 16.7 | 19.4 | 17.8 | 17.2 | 15 | 21.7 | 18.3 | 0 | -2.8 | 5.6 | -5.6 | 1.7 | -1.7 | 0.6 | -3.9 | 7.2 | 5 | 7.4 | 5.4 | 18.3 | 5.6 | 11.1 | 11.1 | 10.6 | 10.6 | 4 | 2 | 4.4 | -4 | 6.5 | 6.5 | 6.7 | 5.6 | -3.3 | -5.1 | 21 | 11.1 | -3.3 | -5 | 10 | 2.8 | 3.9 | 0.6 | 8.9 | 4.4 | 6.1 | 5.6 | 13.3 | 12.8 | 11.6 | -0.8 | -14.4 | -16.7 | 12.8 | 12.8 | 15.2 | 10.8 | 16.7 | 13.3 | 4.4 | 1.7 | 12.8 | 0.6 | 2.8 | -9.3 | -0.2 | -5.5 | 11.7 | -7.8 | 5.6 | -4.4 | 7.4 | 7.4 | 8.9 | 0.6 | 6.1 | 1.4 | 1.7 | -3.9 | 18.9 | 15.6 | 8.3 | 5.6 | 4 | -1 | 7.8 | 0.6 | 9.4 | 8.3 | 7.2 | 5.6 | 10 | 4.4 | 2 | -2 | 20 | 17.8 | 6.7 | 1.7 | 13.3 | 12.8 | 14.4 | 12.6 | 8.9 | 7.2 | 9.4 | 7.8 | 18.3 | 16.7 | 5 | -6.7 | 13.3 | 11.1 | 12.2 | 11.7 | 13.9 | 9.4 | 4.4 | 1.7 | 11.7 | 6.7 | 1.7 | -4.4 | 8.3 | 3.3 | 5 | 1.1 | -2.2 | -8.9 | 10 | 2.6 | 4.6 | -3.9 | 0.7 | -4.9
-1 | -2 | -3.3 | -14.4 | 18.3 | 17 | 11.3 | 10.9 | 0.9 | -3.2 | 22.4 | 4 | 7 | 5 | 13.9 | 11.7 | 13.9 | 11.1 | 7.8 | 5 | 9.4 | 6.1 | 7.2 | 3.9 | -1.1 | -6.7 | 1.7 | 0.1 | 12 | 4 | 11.1 | 10.6 | 24.4 | 20 | 17.8 | 16.7 | 18.9 | 17.8 | 17.8 | 15.6 | 21.1 | 18.3 | 0 | -2.4 | 4.4 | -5 | 0.6 | -3.3 | 0.6 | -3.3 | 6.7 | 4.4 | 7.2 | 5.6 | 17.8 | 4.4 | 11.1 | 11.1 | 10 | 10 | 4 | 1 | 4.4 | -3.8 | 6.7 | 6.7 | 6.7 | 5.6 | -3.9 | -6.1 | 20.6 | 11.1 | -3.9 | -6.1 | 8.3 | 1.7 | 3.3 | 0.6 | 9.6 | 4.6 | 5.9 | 5.5 | 13.3 | 12.2 | 10 | -1.2 | -15 | -17.2 | 12.8 | 12.8 | 15 | 10.6 | 15.6 | 13.3 | 2.2 | 0.6 | 12.2 | 0 | 1.7 | -8.7 | -1.1 | -6.7 | 11.1 | -10 | 5 | -3.9 | 7.2 | 7.2 | 8.3 | 1.1 | 5.6 | 1.7 | -1.7 | -2.8 | 18.9 | 15.6 | 8.1 | 5.9 | 4 | 1 | 7.8 | 1.1 | 9.4 | 7.2 | 7.2 | 5 | 9.4 | 5 | 3 | -2 | 20 | 17.2 | 6.1 | 2.2 | 13.3 | 12.7 | 14.4 | 12.8 | 8.9 | 7.2 | 7.8 | 5.6 | 18.3 | 16.7 | 6.1 | -7.8 | 13.9 | 11.7 | 12.2 | 11.1 | 13.2 | 9.5 | 5 | 2.2 | 10.6 | 7.8 | 1.7 | -5 | 8.9 | 3.9 | 5.6 | 0.6 | -2.2 | -7.8 | 9.4 | 2.2 | 4.3 | -3.7 | 0.4 | -5.2
-2 | -2 | -3.3 | -15 | 18.3 | 16.8 | 10.3 | 10.2 | -0.6 | -3.9 | 21.7 | 3.9 | 8 | 6 | 13.3 | 11.4 | 13.3 | 10.6 | 8 | 5.3 | 8.9 | 6.1 | 7.1 | 3.9 | -1.7 | -7.2 | 1.1 | -0.6 | 11 | 4 | 10.6 | 10.6 | 24.4 | 20 | 17.4 | 16.3 | 18.9 | 17.8 | 18.9 | 17.2 | 20 | 18.3 | 0 | -2.4 | 3.9 | -4.4 | 0.6 | -3.3 | 0.6 | -3.3 | 6.1 | 4.4 | 7 | 5.3 | 17.2 | 3.3 | 10.6 | 10.6 | 10.6 | 10.6 | 3 | 1 | 4.2 | -3.8 | 6.7 | 6.7 | 7.2 | 6.1 | -3.3 | -5.2 | 19.7 | 11.5 | -5 | -6.1 | 7.2 | 1.1 | 2.8 | 0 | 10.4 | 4.6 | 5.8 | 5.7 | 11.7 | 11.1 | 8.3 | -2.2 | -15 | -17.2 | 13.3 | 13.3 | 15 | 10.6 | 15 | 12.8 | 2.2 | 1.1 | 11.7 | -0.6 | 0.6 | -9.4 | 0.9 | -5.1 | 10 | -9.4 | 6.7 | -5 | 7.2 | 7.2 | 8.1 | 1.5 | 5.2 | 1.3 | -2.2 | -6.7 | 19.4 | 15.6 | 8 | 6.5 | 4 | 1 | 7.2 | 1.1 | 8.9 | 7.8 | 6.7 | 5 | 8.9 | 5.6 | 3 | -2 | 19.4 | 17.2 | 6.1 | 1.7 | 13.3 | 12.7 | 14.4 | 13 | 8.9 | 7.2 | 6.1 | 5 | 17.2 | 15.6 | 3.9 | -7.2 | 15 | 12.2 | 12.2 | 11.1 | 12.4 | 9.4 | 5.6 | 2.2 | 10.6 | 8.9 | 0.6 | -3.9 | 7.8 | 4.4 | 5.6 | 0.6 | -2.8 | -8.9 | 8.9 | 1.6 | 3.9 | -4.4 | 0 | -6.1
-1 | -2 | -3.9 | -15 | 18.3 | 16.7 | 9.4 | 9.4 | 1.8 | -2.6 | 22.8 | 3.9 | 9 | 7 | 12.8 | 11.1 | 13.9 | 11.1 | 8.1 | 5.4 | 8.9 | 6.1 | 7 | 3.9 | -1.1 | -7.2 | 2.8 | 0.7 | 11 | 5 | 11.1 | 11.1 | 24.4 | 19.4 | 17.1 | 16 | 18.9 | 17.8 | 19.4 | 17.2 | 20.6 | 18.3 | 0 | -2.8 | 3.3 | -4.4 | 1.7 | -2.2 | 0 | -3.3 | 6.7 | 4.4 | 6.9 | 5.2 | 16.1 | 2.8 | 10.6 | 10.6 | 11.7 | 11.1 | 2 | 1 | 4.1 | -3.3 | 6.7 | 6.7 | 6.7 | 6.1 | -2.8 | -4.7 | 18.7 | 11.8 | -5 | -6.1 | 8.3 | 2.2 | 3.3 | -0.6 | 11.1 | 4.4 | 5.6 | 5.6 | 10 | 10 | 8.9 | -1.3 | -14.4 | -17.2 | 13.3 | 13.3 | 15 | 10.6 | 13.9 | 11.7 | 2.8 | 1.1 | 11.7 | -0.6 | 2.3 | -8 | 3 | -4.3 | 10 | -9.4 | 5.6 | -4.4 | 7.2 | 7.2 | 8 | 2 | 4.8 | 0.9 | -1.7 | -3.3 | 20 | 15.6 | 7.8 | 6.7 | 5 | 3 | 6.7 | 1.7 | 8.9 | 7.2 | 7.2 | 3.9 | 8.9 | 5.6 | 3 | -3 | 18.9 | 17.2 | 6.1 | 1.1 | 13.3 | 12.8 | 14.4 | 13.1 | 8.9 | 6.7 | 4.4 | 3.3 | 17.2 | 16.1 | 5.6 | -7.8 | 13.3 | 11.1 | 11.7 | 11.1 | 11.7 | 9.4 | 4.4 | 1.7 | 10.6 | 8.9 | 0.6 | -4.4 | 8.9 | 3.3 | 5 | 0.6 | -2.2 | -5.6 | 8.3 | 0.7 | 6.3 | -3.2 | 1.5 | -5.2
0 | -2 | -5 | -14.4 | 19.2 | 17.2 | 12.7 | 11.6 | 4.3 | -1.5 | 23.9 | 3.8 | 8 | 6 | 12.2 | 10.6 | 15 | 11.7 | 8.3 | 5.6 | 10 | 7.2 | 8.3 | 7.2 | 1.7 | -7.2 | 4.4 | 1.6 | 14 | 4 | 12.8 | 12.8 | 23.9 | 19.4 | 16.7 | 15.6 | 18.9 | 17.8 | 19.4 | 17.2 | 20.6 | 18.3 | 3.7 | -0.8 | 3.9 | -4.4 | 3.9 | -1.1 | 0.6 | -2.8 | 6.7 | 4.4 | 6.7 | 5 | 16.1 | 2.8 | 14.4 | 14.4 | 11.7 | 10.6 | 4 | 1 | 3.9 | -2.2 | 6.7 | 6.7 | 6.7 | 6.1 | -2.2 | -4.4 | 17.8 | 11.7 | -2.8 | -5.6 | 12.8 | 3.9 | 6.1 | 1.1 | 11.8 | 4.8 | 7.1 | 6.2 | 12.8 | 12.8 | 9.4 | -0.9 | -12.8 | -15 | 13.9 | 13.9 | 15 | 10.6 | 16.1 | 14.4 | 4.4 | 2.8 | 12.2 | -2.2 | 3.9 | -8.1 | 5 | -4.4 | 13.3 | -7.8 | 10 | -3.3 | 7.2 | 7.2 | 7.8 | 2.2 | 4.4 | 0.6 | -0.6 | -3.9 | 20.6 | 15.6 | 10.2 | 8.3 | 6 | 3 | 6.1 | 2.8 | 8.9 | 7.2 | 7.2 | 4.4 | 8.9 | 6.1 | 3 | -3 | 20 | 17.8 | 7.2 | 1.7 | 10.2 | 9.3 | 14.4 | 13.3 | 8.9 | 6.7 | 4.4 | 2.8 | 18.3 | 16.7 | 7.8 | -6.1 | 12.8 | 11.1 | 13.9 | 13.3 | 13 | 9.9 | 6.7 | 2.2 | 10.6 | 8.9 | 0.6 | -5 | 9.4 | 2.8 | 6.7 | 0.6 | 3.3 | -2.8 | 7.8 | 0 | 8.7 | -2.8 | 2.9 | -5.1
1 | -1 | -3.9 | -14.4 | 20.2 | 17.8 | 16.1 | 13.6 | 6.7 | -1.1 | 25 | 3.9 | 12 | 7 | 14.6 | 11.2 | 16.7 | 12.8 | 10.9 | 6.7 | 11.1 | 7.2 | 10.2 | 8 | 5 | -6.7 | 6.1 | 2.8 | 16 | 3 | 16.1 | 15 | 25.6 | 19.4 | 16.7 | 15.4 | 20.6 | 18.3 | 21.1 | 17.2 | 21.1 | 17.8 | 7.4 | 0.6 | 5.6 | -3.9 | 6.7 | -2.8 | 3.9 | -1.1 | 6.7 | 5 | 8.4 | 5.4 | 17.2 | 2.8 | 19.4 | 16.7 | 10.6 | 10 | 6 | 1 | 5.2 | -1.5 | 9.1 | 8.1 | 6.1 | 6.1 | 0.8 | -3.7 | 18.5 | 11.8 | 1.1 | -4.4 | 14.4 | 3.3 | 8.3 | 1.7 | 12.6 | 4.8 | 8.5 | 6.8 | 14.4 | 11.7 | 10 | -0.6 | -11.1 | -13.3 | 13.9 | 13.9 | 15.2 | 9.6 | 20.6 | 15.6 | 6.7 | 2.8 | 13.9 | -1.1 | 5.6 | -8.9 | 7.8 | -3 | 16.7 | -7.2 | 12.2 | -3.9 | 9.1 | 8.4 | 9.6 | 2.2 | 4.4 | 0.7 | 4.4 | -2.2 | 19.4 | 16.7 | 12.6 | 9.8 | 9 | 3 | 7.2 | 2.8 | 8.9 | 6.7 | 7.2 | 5 | 9.4 | 6.1 | 5 | -2 | 23.3 | 18.9 | 10 | 2.8 | 7 | 5.7 | 14.6 | 13.5 | 10 | 7.2 | 7.2 | 2.2 | 21.7 | 18.3 | 11.7 | -7.8 | 16.7 | 13.9 | 17.8 | 15.6 | 14.3 | 10.4 | 8.3 | 2.8 | 11.1 | 8.9 | 2.2 | -4.4 | 10.6 | 2.8 | 8.3 | 1.1 | 7.8 | -3.9 | 8 | 0 | 11.1 | -3.3 | 4.4 | -6.1
2 | -2 | -1.1 | -14.4 | 21.1 | 18.3 | 19.4 | 15.6 | 8.2 | -0.7 | 26.1 | 4 | 13 | 7 | 17 | 11.7 | 18.9 | 12.2 | 13.5 | 7.3 | 12.2 | 6.7 | 12 | 8.5 | 7.2 | -6.1 | 8.1 | 1.7 | 18 | 3 | 20.6 | 15.6 | 27.2 | 19.4 | 16.7 | 15.3 | 22.8 | 17.8 | 22.8 | 17.2 | 22.8 | 17.8 | 11.1 | 1.7 | 6.1 | -5 | 7.8 | -3.3 | 8.9 | -1.1 | 7.8 | 5.6 | 10 | 5.6 | 19.4 | 1.7 | 21.1 | 16.7 | 10 | 9.4 | 7 | 1 | 6.5 | -1.4 | 11.5 | 9.1 | 10 | 7.2 | 3.7 | -4.2 | 19.3 | 11.9 | 3.9 | -3.3 | 16.7 | 3.3 | 12.2 | 1.1 | 13.3 | 5 | 10 | 7.2 | 16.7 | 12.8 | 10.4 | -0.9 | -8.3 | -11.7 | 14.4 | 14.4 | 15.4 | 8.2 | 22.2 | 15.6 | 12.2 | -5 | 16.7 | 0.6 | 8.4 | -7.6 | 10.5 | -2.8 | 18.9 | -7.8 | 12.8 | -4.4 | 10.9 | 9.5 | 11.5 | 2 | 4.4 | 0.9 | 7.2 | -3.9 | 20.6 | 17.2 | 15 | 11.1 | 10 | 4 | 8.3 | 2.8 | 9.4 | 6.7 | 7.8 | 5 | 9.4 | 6.7 | 7 | -1 | 25.6 | 18.9 | 12.2 | 1.7 | 3.9 | 2.2 | 14.8 | 13.7 | 11.1 | 7.2 | 9.4 | 2.8 | 24.4 | 17.8 | 15.6 | -9.4 | 20 | 14.4 | 20 | 16.1 | 15.6 | 10.6 | 10.6 | 2.8 | 11.7 | 9.4 | 2.2 | -4.4 | 11.7 | 2.8 | 10 | 1.7 | 9.4 | -3.9 | 8.1 | 0.1 | 12.4 | -3 | 6.5 | -4.3
3 | -3 | -1.1 | -13.9 | 22 | 17.8 | 20.5 | 15.3 | 9.6 | -0.8 | 27.2 | 3.7 | 13 | 8 | 19.4 | 11.7 | 18.9 | 12.8 | 16.1 | 7.8 | 13.3 | 6.7 | 13.9 | 8.9 | 9.4 | -7.2 | 10.2 | -0.3 | 20 | 2 | 23.3 | 13.9 | 27.8 | 18.9 | 16.7 | 15 | 25 | 18.3 | 24.4 | 16.7 | 24.4 | 17.8 | 13.1 | 1.7 | 7.2 | -3.3 | 8.3 | -5 | 11.7 | -1.7 | 7.8 | 5.6 | 11.7 | 5.6 | 21.1 | 0.6 | 22.2 | 16.1 | 8.9 | 8.9 | 6 | 2 | 7.8 | -1.7 | 13.9 | 10 | 11.7 | 6.7 | 6.7 | -6.7 | 20 | 11.7 | 6.1 | -3.3 | 20.6 | 4.4 | 14.4 | 1.1 | 13.7 | 6.1 | 12 | 7.7 | 18.3 | 10.6 | 10.7 | -1.2 | -5 | -9.4 | 15 | 15 | 15.6 | 6.7 | 23.9 | 15 | 13.9 | -4.4 | 18.3 | 1.7 | 11.1 | -8.2 | 13.3 | -3.3 | 21.1 | -7.8 | 14.4 | -7.2 | 12.8 | 10.6 | 13.3 | 1.1 | 4.4 | 1.1 | 8.3 | -4.4 | 20.6 | 16.7 | 17.4 | 11.2 | 11 | 6 | 8.9 | 2.8 | 10 | 5.6 | 8.3 | 5.6 | 10.6 | 6.1 | 8 | -1 | 27.8 | 18.9 | 12.8 | 1.7 | 3.5 | 2.2 | 15 | 13.9 | 13.9 | 8.3 | 11.1 | 3.3 | 25.6 | 17.2 | 18.3 | -8.9 | 22.8 | 14.4 | 21.7 | 15.6 | 17.3 | 10.7 | 11.1 | 1.7 | 12.2 | 10.6 | 0 | -3.3 | 12.8 | 3.3 | 11.7 | 2.2 | 11.7 | -3.9 | 8.3 | 0 | 13.7 | -3.1 | 8.5 | -3.5
3 | -3 | 0 | -14.4 | 23 | 17.5 | 21.7 | 15.3 | 11.1 | -1.1 | 28.3 | 3.9 | 14 | 8 | 20.3 | 11.8 | 18.9 | 12.8 | 17.8 | 6.7 | 14.4 | 6.1 | 14.5 | 9.1 | 10.6 | -8.9 | 12.2 | -3.9 | 21 | 2 | 25.6 | 11.7 | 28.3 | 18.9 | 17.1 | 15.1 | 26.1 | 18.3 | 25.6 | 15.6 | 26.1 | 17.2 | 15.2 | 2 | 8.9 | -1.7 | 8.9 | -5 | 13.3 | -3.3 | 8.9 | 6.1 | 13.2 | 6.3 | 22.2 | 1.7 | 23.3 | 16.1 | 8.3 | 8.3 | 6 | 1 | 9.1 | -1.2 | 14.5 | 9.3 | 12.8 | 3.3 | 8 | -4.8 | 21.9 | 11.9 | 7.8 | -3.9 | 22.8 | 3.3 | 16.7 | 2.2 | 14 | 6.9 | 14.1 | 8.3 | 19.4 | 10 | 11.1 | -2.2 | -3.3 | -6.7 | 15.6 | 15.6 | 16.5 | 7.2 | 27.2 | 15.6 | 15.6 | -3.9 | 20 | 3.9 | 13.9 | -10 | 14.6 | -4.1 | 22.8 | -6.7 | 15.6 | -6.7 | 12.6 | 9.3 | 12.9 | 2.7 | 4.6 | 1.1 | 8.3 | -6.1 | 21.7 | 16.7 | 19.8 | 11.1 | 11 | 7 | 12.2 | 0.6 | 12.2 | 5 | 9.4 | 6.1 | 10.6 | 6.1 | 9 | 0 | 30 | 18.9 | 15 | 1.1 | 3.2 | 2.3 | 15.9 | 14.8 | 15.6 | 6.1 | 13.9 | 4.4 | 26.7 | 17.2 | 20 | -8.9 | 25 | 13.9 | 23.3 | 15.6 | 18.9 | 10.8 | 12.2 | 1.7 | 13.3 | 11.1 | 0 | -1.7 | 12.8 | 3.3 | 13.9 | 2.8 | 13.3 | -3.3 | 8.9 | 0.3 | 15 | -4.4 | 10.6 | -3.3
3 | -3 | 0.6 | -12.8 | 23.9 | 16.7 | 22.8 | 15 | 12 | -0.7 | 29.6 | 3.6 | 13 | 8 | 21.3 | 11.7 | 19.4 | 12.8 | 19.4 | 5.1 | 14.4 | 7.2 | 15 | 9.4 | 12.2 | -7.2 | 12.2 | -3.2 | 21 | 6 | 26.7 | 9.4 | 28.9 | 18.9 | 17.4 | 14.9 | 27.8 | 18.3 | 26.7 | 15.6 | 26.7 | 16.7 | 17.2 | 1.7 | 11.1 | -2.8 | 8.9 | -5 | 15 | -3.3 | 10 | 6.1 | 14.6 | 7.2 | 22.8 | 2.8 | 24.4 | 15 | 8.3 | 8.3 | 7 | 3 | 10.4 | -0.9 | 15 | 8.1 | 13.9 | 2.2 | 9.3 | -3.8 | 23.7 | 12.1 | 8.9 | -5.6 | 23.3 | 2.2 | 17.8 | 1.7 | 14.4 | 7.8 | 16.1 | 8.3 | 21.1 | 10 | 11.1 | -2.7 | 0 | -6.1 | 16.1 | 15.6 | 17.4 | 7.2 | 28.3 | 15 | 15.6 | -3.9 | 21.1 | 5.6 | 15 | -10.2 | 15.9 | -6.8 | 24.4 | -2.8 | 15.6 | -9.4 | 12.4 | 8.1 | 12.6 | 3.8 | 4.8 | 1.1 | 9.4 | -5.6 | 21.7 | 17.2 | 22.2 | 10 | 12 | 8 | 13.3 | 1.1 | 13.3 | 5 | 10 | 6.7 | 11.1 | 5.6 | 9 | -1 | 31.7 | 18.9 | 15.6 | 1.7 | 2.8 | 2.2 | 16.9 | 15.8 | 16.7 | 5 | 15.6 | 5 | 26.7 | 17.2 | 23.9 | -4.4 | 26.1 | 13.3 | 24.4 | 16.1 | 20.6 | 10.6 | 12.8 | 0 | 13.9 | 11.1 | 1.1 | -1.7 | 14.4 | 3.9 | 14.4 | 1.7 | 12.8 | -2.2 | 9.4 | 0.8 | 15.7 | -4.2 | 12.1 | -3.3
3 | 0 | 1.1 | -12.2 | 25 | 16.7 | 23.3 | 15.4 | 13 | -0.9 | 30.9 | 3.9 | 14 | 9 | 22.2 | 11.7 | 20.6 | 12.8 | 21.1 | 2.2 | 14.4 | 6.1 | 15.6 | 9.4 | 11.7 | -3.9 | 12.2 | -2.8 | 21 | 4 | 27.8 | 8.9 | 29.4 | 19.4 | 17.8 | 15 | 28.3 | 18.3 | 27.8 | 13.9 | 27.8 | 16.1 | 18.3 | 1.8 | 13.3 | -2.2 | 10 | -2.2 | 16.7 | -1.7 | 10 | 6.1 | 16.1 | 7.8 | 24.4 | 2.8 | 25.6 | 15 | 8.9 | 8.3 | 8 | 4 | 11.7 | -1.1 | 15.6 | 6.7 | 13.3 | 1.1 | 10.6 | -3.3 | 25.6 | 11.7 | 9.4 | -5 | 23.3 | 0.6 | 19.4 | 3.3 | 15 | 9 | 17 | 8.5 | 21.7 | 10.6 | 11.1 | -3.7 | 1.7 | -5 | 16.7 | 15.6 | 18.3 | 7.2 | 30.6 | 15 | 15.6 | -2.8 | 21.7 | 7.2 | 16.1 | -11.9 | 17.2 | -11.1 | 26.7 | -1.1 | 14.4 | -7.8 | 12.2 | 6.7 | 12.2 | 5 | 5 | 1.1 | 10.6 | -6.1 | 21.7 | 17.2 | 23.3 | 10.4 | 12 | 9 | 14.4 | -0.6 | 13.9 | 3.3 | 10.6 | 7.2 | 11.1 | 5.6 | 10 | 0 | 32.2 | 17.2 | 16.1 | 1.7 | 2.6 | 1.4 | 17.8 | 16.7 | 16.7 | 4.4 | 17.8 | 6.1 | 27.2 | 16.7 | 25 | -2.2 | 26.7 | 15.6 | 25 | 16.7 | 21.5 | 10.4 | 12.2 | 0 | 14.4 | 12.2 | 1.1 | -2.2 | 15 | 5.6 | 13.9 | 2.2 | 12.8 | -2.2 | 10 | 1.1 | 16.5 | -5.2 | 13.5 | -3.7
3 | -1 | 2.2 | -11.7 | 26.1 | 16.9 | 23.9 | 15.7 | 13.9 | -1.1 | 32.2 | 3.3 | 14 | 7 | 22.8 | 11.6 | 20 | 13.3 | 21.1 | 3.8 | 15 | 7.2 | 14.7 | 9.3 | 13.9 | -7.2 | 12.2 | -3.3 | 21 | 6 | 27.2 | 9.4 | 30 | 20 | 17.4 | 14.7 | 28.3 | 18.3 | 29.4 | 12.8 | 27.2 | 15.6 | 19.5 | 2.4 | 13.9 | -1.7 | 10.6 | -5 | 17.2 | 1.1 | 10 | 7.2 | 16.7 | 7.7 | 25.6 | 3.9 | 26.1 | 15 | 8.3 | 7.8 | 8 | 2 | 12.8 | -0.7 | 14.3 | 5.7 | 11.7 | 5.6 | 11.1 | -2.7 | 23.7 | 12.1 | 10 | -4.4 | 22.2 | 0.6 | 20.6 | 3.3 | 15.5 | 9.7 | 18 | 8.6 | 22.8 | 10 | 11.1 | -5.6 | 4.4 | -2.2 | 16.1 | 16.1 | 18.5 | 7.6 | 32.2 | 14.4 | 16.7 | -2.2 | 21.7 | 7.8 | 17.2 | -16.1 | 17.6 | -9.1 | 27.8 | -2.8 | 13.9 | -7.2 | 10.4 | 6.6 | 11.7 | 5.4 | 5 | 1.1 | 11.1 | -6.1 | 22.2 | 17.2 | 24.5 | 10.8 | 12 | 10 | 14.4 | -6.1 | 14.4 | 1.7 | 10.6 | 6.7 | 11.1 | 6.1 | 11 | -1 | 31.7 | 18.3 | 16.7 | 1.7 | 2.4 | 0.8 | 19.1 | 16.9 | 18.3 | 5 | 18.3 | 5.6 | 27.8 | 18.9 | 25 | -5 | 27.8 | 13.9 | 26.1 | 17.2 | 22.4 | 10.6 | 7.8 | 2.2 | 16.1 | 12.2 | 2.2 | -0.6 | 16.1 | 1.1 | 13.3 | 2.8 | 13.9 | 0.6 | 10 | 1.4 | 17.2 | -6.7 | 15 | -5.6
4 | -2 | 1.7 | -8.3 | 27.2 | 16.7 | 24.4 | 16.1 | 13.2 | -0.7 | 32.2 | 3.2 | 14 | 7 | 23.3 | 11.7 | 19.4 | 12.8 | 21.1 | 5.5 | 13.9 | 7.8 | 13.7 | 9.2 | 13.9 | -6.7 | 12.2 | -3.9 | 21 | 9 | 26.7 | 8.9 | 29.4 | 20 | 17.1 | 14.8 | 28.9 | 17.2 | 30 | 11.7 | 27.2 | 15.6 | 20.6 | 2.2 | 15 | -1.1 | 10 | -5.6 | 19.4 | -2.8 | 10 | 7.2 | 17.2 | 7.6 | 26.1 | 4.4 | 25 | 14.4 | 8.9 | 8.3 | 9 | 3 | 13.9 | -0.5 | 13 | 4.2 | 11.7 | 5 | 11.7 | -2.9 | 21.9 | 11.9 | 10 | -4.4 | 22.2 | 1.1 | 22.2 | 1.7 | 16.1 | 10.6 | 18.9 | 8.3 | 23.3 | 8.9 | 10.9 | -5.7 | 7.2 | -5 | 15.6 | 15.6 | 18.7 | 7.8 | 32.2 | 13.3 | 16.1 | -2.2 | 22.8 | 9.4 | 17.4 | -13 | 17.9 | -8.1 | 27.8 | -3.9 | 13.3 | -5.6 | 8.5 | 6.1 | 11.1 | 5.9 | 5 | 1.1 | 11.1 | -7.2 | 21.7 | 17.2 | 25.6 | 11.1 | 11 | 9 | 14.4 | -3.3 | 15 | 3.3 | 11.7 | 6.7 | 10.6 | 5 | 11 | -2 | 31.1 | 18.3 | 16.1 | 1.7 | 2.2 | 0 | 20.4 | 17.2 | 17.2 | 4.4 | 19.4 | 6.1 | 27.8 | 18.3 | 25.6 | -7.2 | 28.3 | 14.4 | 26.1 | 16.7 | 23.3 | 10.6 | 7.8 | 3.3 | 16.7 | 12.8 | 3.9 | -2.8 | 13.3 | 5 | 13.3 | 2.8 | 14.4 | 0 | 10 | 1.6 | 16.7 | -5.6 | 15 | -4.8
4 | -2 | 2.2 | -8.3 | 26.3 | 16.6 | 23.7 | 16.5 | 12.4 | -1 | 32.2 | 2.3 | 14 | 6 | 23.9 | 11.7 | 18.9 | 12.2 | 21.1 | 6.7 | 13.9 | 7.8 | 12.8 | 8.9 | 15 | -5.6 | 12.2 | -5.1 | 20 | 9 | 27.8 | 8.9 | 29.4 | 20.6 | 16.7 | 14.4 | 28.9 | 16.7 | 30 | 12.2 | 27.2 | 15.6 | 20.2 | 2.1 | 15.6 | 0 | 8.9 | -6.1 | 19.4 | -2.2 | 11.1 | 7.8 | 17.8 | 7.2 | 26.1 | 0 | 24.4 | 15 | 9.4 | 8.3 | 10 | 4 | 15 | -0.6 | 11.7 | 2.8 | 11.7 | 3.9 | 12.2 | -3.3 | 20 | 11.7 | 10.6 | -4.4 | 21.7 | 1.1 | 21.7 | 1.1 | 16.8 | 10.2 | 18.3 | 8 | 23.9 | 7.8 | 10.8 | -6.2 | 7.8 | -2.2 | 16.7 | 15.6 | 18.9 | 7.8 | 31.7 | 13.9 | 15.6 | -1.7 | 23.9 | 10 | 17.6 | -12.8 | 18.3 | -7.8 | 27.2 | -3.9 | 12.2 | -7.2 | 6.7 | 5.6 | 10.6 | 6.1 | 5 | 1.1 | 11.1 | -5.6 | 21.7 | 17.2 | 25.4 | 10.9 | 11 | 9 | 15 | -3.3 | 15.6 | 1.7 | 11.7 | 6.1 | 10.6 | 3.9 | 12 | -2 | 30.6 | 17.8 | 16.7 | 1.1 | 2 | -0.5 | 21.7 | 17.2 | 17.8 | 4.4 | 20 | 5.6 | 27.2 | 17.8 | 26.1 | -10.6 | 28.9 | 12.8 | 26.1 | 16.7 | 23.1 | 9.5 | 6.1 | 3.9 | 17.2 | 12.8 | 1.7 | -3.9 | 14.4 | 3.9 | 8.9 | 6.7 | 15.6 | 0 | 10 | 1.7 | 16.1 | -5 | 15 | -4.8
4 | -3 | 2.2 | -8.3 | 25.3 | 16.5 | 22.9 | 16.5 | 11.7 | -1.1 | 32.2 | 2.2 | 14 | 7 | 22.6 | 11.1 | 18.3 | 12.2 | 18.9 | 8.6 | 12.8 | 7.8 | 11.9 | 9 | 13.9 | -5.6 | 12.2 | -7.2 | 19 | 10 | 27.2 | 8.9 | 28.9 | 20.6 | 16.5 | 14.4 | 29.4 | 16.7 | 28.3 | 12.8 | 26.1 | 16.1 | 19.8 | 2.2 | 15 | 0 | 7.8 | -6.7 | 18.9 | -1.1 | 11.7 | 8.3 | 17.1 | 7.2 | 25.6 | 0 | 25 | 13.9 | 9.4 | 8.3 | 10 | 3 | 13.1 | 0.1 | 10.6 | 2.4 | 12.2 | 3.9 | 12.2 | -2.8 | 18.7 | 11.8 | 11.1 | -4.4 | 21.1 | 1.7 | 21.7 | 2.2 | 17.6 | 9.5 | 17.8 | 7.9 | 22.8 | 7.8 | 10.6 | -8.3 | 7.2 | -1.7 | 16.1 | 15.6 | 18.2 | 9.6 | 31.7 | 12.8 | 15 | -2.2 | 23.3 | 12.2 | 17.8 | -12.8 | 15.5 | -7.7 | 26.7 | -5 | 10.6 | -6.7 | 6.3 | 5.4 | 9.8 | 6.4 | 4.8 | 0.7 | 11.7 | -4.4 | 20.6 | 17.2 | 25.2 | 10.3 | 11 | 9 | 12.8 | -3.3 | 14.4 | 1.7 | 11.1 | 7.2 | 10 | 3.3 | 11 | -2 | 28.3 | 17.2 | 15.6 | 1.1 | 1.9 | -0.9 | 21.5 | 17.3 | 17.2 | 5 | 19.4 | 5 | 27.8 | 18.3 | 26.1 | -11.7 | 27.8 | 13.9 | 26.1 | 16.7 | 23 | 8.7 | 6.7 | 3.9 | 17.2 | 13.3 | 2.2 | -2.8 | 11.7 | 7.8 | 8.9 | 6.7 | 16.1 | -2.2 | 9.8 | 1.7 | 15.6 | -5.6 | 15 | -5.6
4 | -3 | 1.7 | -9.4 | 24.4 | 16.1 | 22.2 | 16.7 | 10.4 | -1.7 | 30.2 | 4.1 | 14 | 7 | 21.3 | 10.8 | 16.7 | 12.8 | 16.6 | 9.6 | 11.7 | 7.2 | 10.9 | 9 | 12.2 | -2.8 | 11.1 | -6.4 | 18 | 11 | 25.6 | 10 | 27.8 | 20 | 16.3 | 14 | 27.8 | 16.7 | 27.8 | 13.9 | 23.9 | 16.1 | 19.4 | 1.7 | 14.4 | 0.6 | 5.6 | -6.7 | 18.3 | -0.6 | 12.2 | 8.9 | 16.3 | 7 | 23.9 | 1.1 | 22.8 | 13.9 | 9.4 | 8.3 | 9 | 4 | 11.3 | 0.1 | 9.4 | 1.8 | 11.7 | 4.4 | 12.2 | -3.2 | 17.4 | 11.9 | 10.6 | -3.3 | 19.4 | 3.3 | 21.1 | -0.6 | 18.3 | 8.9 | 17.2 | 7.2 | 20 | 11.7 | 8.9 | -6.1 | 7.2 | -1.7 | 15.6 | 15.6 | 17.4 | 10.8 | 30.6 | 13.3 | 13.9 | -3.3 | 22.8 | 11.7 | 16.1 | -11 | 12.8 | -8.5 | 25.6 | -6.7 | 9.4 | -6.7 | 6 | 5.3 | 9.1 | 6.6 | 4.6 | 0.3 | 11.1 | -6.1 | 18.9 | 16.7 | 25 | 10 | 12 | 10 | 11.7 | -2.2 | 12.8 | 2.8 | 10.6 | 6.1 | 8.9 | 2.8 | 11 | -2 | 26.7 | 17.2 | 15.6 | 1.7 | 1.7 | -1.7 | 21.3 | 17.1 | 16.7 | 5 | 18.9 | 4.4 | 23.9 | 16.7 | 25.6 | -12.2 | 27.2 | 13.9 | 24.4 | 17.8 | 22.8 | 7.8 | 7.8 | 3.3 | 16.7 | 13.3 | 1.7 | -4.4 | 12.2 | 6.7 | 9.4 | 7.2 | 14.4 | -2.8 | 9.6 | 1.2 | 13.5 | -3.3 | 12.6 | -4.4
3 | -2 | 1.1 | -8.3 | 22 | 16.3 | 21.1 | 16.5 | 9.1 | -2.5 | 28.1 | 5.7 | 12 | 7 | 20 | 10 | 15.6 | 11.1 | 14.4 | 10 | 11.1 | 7.2 | 10 | 8.9 | 6.7 | -0.6 | 10 | -6 | 18 | 12 | 22.8 | 10.6 | 27.2 | 20 | 16.1 | 13.9 | 26.7 | 15 | 25.6 | 14.4 | 23.3 | 16.1 | 17.4 | 1.8 | 13.3 | 1.1 | 4.4 | -7.2 | 16.7 | 1.7 | 11.7 | 10 | 15.6 | 6.7 | 21.1 | 2.8 | 21.1 | 14.4 | 8.3 | 7.8 | 8 | 3 | 9.4 | 0 | 8.3 | 1.1 | 10.6 | 3.3 | 12.2 | -3.9 | 16.1 | 11.7 | 9.4 | -2.8 | 17.8 | 3.3 | 18.3 | 0 | 17 | 9.9 | 16.7 | 7.4 | 16.1 | 12.2 | 7.3 | -5.7 | 5.6 | -1.1 | 15.6 | 15.6 | 16.7 | 11.7 | 26.7 | 12.8 | 12.8 | -7.2 | 20.6 | 9.4 | 14.5 | -11.3 | 10 | -11.1 | 24.4 | -6.1 | 7.8 | -4.4 | 5.6 | 5 | 8.3 | 6.7 | 4.4 | 0 | 9.4 | -3.9 | 17.8 | 16.7 | 22.8 | 11.3 | 11 | 9 | 9.4 | -0.6 | 9.4 | 5 | 10 | 5.6 | 8.9 | 2.8 | 7 | -1 | 23.9 | 16.7 | 13.9 | 1.7 | 1.7 | -1.4 | 21.1 | 17.2 | 15 | 6.1 | 16.7 | 3.9 | 21.7 | 16.7 | 20 | -8.9 | 26.1 | 13.3 | 22.2 | 17.8 | 20.6 | 8 | 7.2 | 2.8 | 16.1 | 13.3 | 1.1 | -3.9 | 11.1 | 7.2 | 8.3 | 7.2 | 10.6 | -0.6 | 9.4 | 1.1 | 11.5 | -2.7 | 10.2 | -4.4
2 | -2 | 0.6 | -7.8 | 19.6 | 16.1 | 20 | 16.3 | 7.8 | -3.9 | 26.1 | 6.1 | 13 | 6 | 18.5 | 10.4 | 15.6 | 12.8 | 13.3 | 9.4 | 10.6 | 7.2 | 9.6 | 8.7 | 4.4 | 0 | 8.9 | -7.2 | 17 | 13 | 21.7 | 10.6 | 26.7 | 20.6 | 15.9 | 13.4 | 25.6 | 15.6 | 22.2 | 14.4 | 23.3 | 16.1 | 15.3 | 1.4 | 10.6 | 0.6 | 2.8 | -7.2 | 12.2 | 1.7 | 11.7 | 10 | 14.7 | 6.6 | 18.3 | 6.1 | 19.4 | 13.9 | 8.9 | 8.3 | 6 | 2 | 8.3 | 0 | 8.1 | 1.3 | 8.3 | 3.9 | 9.4 | -1.2 | 15.4 | 11.8 | 8.9 | -2.2 | 16.7 | 3.9 | 16.7 | 0 | 15.7 | 10.7 | 16.1 | 7.4 | 13.9 | 11.7 | 5.6 | -6.1 | 4.4 | -2.2 | 15 | 15 | 16.5 | 11.9 | 24.4 | 11.7 | 11.7 | -6.7 | 19.4 | 8.9 | 12.8 | -12.2 | 9.1 | -8.8 | 22.8 | -5.6 | 7.2 | -6.1 | 5.2 | 4.6 | 8.3 | 6.6 | 4.2 | -0.2 | 8.9 | -2.8 | 16.1 | 15 | 20.5 | 11.5 | 12 | 10 | 8.9 | -2.2 | 8.9 | 5 | 10 | 5.6 | 8.3 | 3.3 | 6 | 0 | 21.7 | 16.7 | 12.8 | 0.6 | 1.7 | -1.4 | 19.3 | 16.4 | 13.9 | 6.7 | 13.9 | 3.9 | 20.6 | 16.7 | 20.6 | -9.4 | 23.3 | 13.9 | 20.6 | 17.2 | 18.3 | 7.7 | 6.7 | 2.2 | 15.6 | 13.9 | 0.6 | -2.8 | 10.6 | 7.8 | 8.3 | 6.7 | 10 | 0 | 9.2 | 1.1 | 9.4 | -2.8 | 7.8 | -5.6
1 | -1 | 0 | -7.8 | 17.2 | 15.6 | 18.9 | 16.1 | 7.2 | -3.5 | 25.5 | 5.7 | 11 | 7 | 17.1 | 10.7 | 16.1 | 13.3 | 12.2 | 8.5 | 10 | 7.2 | 9.3 | 8.6 | 3.3 | -1.1 | 8.3 | -5.9 | 17 | 13 | 18.9 | 10.6 | 26.1 | 20.6 | 15.8 | 13.1 | 25 | 15.6 | 21.1 | 14.4 | 23.3 | 16.1 | 13.3 | 1.1 | 8.3 | 0 | 1.1 | -6.7 | 11.1 | 1.7 | 11.7 | 9.4 | 13.7 | 6.1 | 15.6 | 7.8 | 18.3 | 13.9 | 8.9 | 8.3 | 4 | 1 | 7.2 | -0.2 | 8 | 1.2 | 7.8 | 4.4 | 6.7 | 0 | 14.6 | 11.8 | 8.9 | -1.7 | 17.2 | 2.2 | 15 | 2.2 | 14.4 | 11.1 | 15.6 | 7.2 | 12.8 | 11.1 | 5 | -6.1 | 3.9 | -1.7 | 15 | 15 | 16.3 | 11.7 | 24.4 | 13.3 | 10.6 | -5.6 | 18.9 | 7.8 | 12.2 | -11.5 | 8.1 | -7.9 | 21.7 | -1.1 | 6.1 | -6.7 | 4.8 | 4.2 | 8.3 | 6.6 | 4.1 | -0.3 | 5 | -3.3 | 16.1 | 15.6 | 18.3 | 11.7 | 12 | 10 | 6.7 | 1.1 | 8.3 | 3.9 | 9.4 | 4.4 | 7.8 | 2.8 | 6 | -2 | 20.6 | 17.2 | 11.1 | 1.7 | 1.7 | -1.7 | 17.4 | 15.4 | 12.8 | 7.8 | 12.2 | 3.3 | 19.4 | 16.7 | 15 | -7.8 | 24.4 | 11.7 | 20 | 16.1 | 16.1 | 7.2 | 6.7 | 2.8 | 14.4 | 13.3 | -0.6 | -3.9 | 9.4 | 7.2 | 7.8 | 5.6 | 9.4 | 0 | 9.1 | 1.3 | 7.2 | -0.9 | 6.7 | -4.1
0 | -2 | 0.6 | -10 | 16.7 | 15.3 | 17.6 | 15.8 | 6.7 | -3.6 | 25 | 4.7 | 12 | 6 | 15.6 | 10.6 | 16.1 | 12.8 | 11.1 | 7.8 | 10 | 6.7 | 8.9 | 8.3 | 1.7 | -1.7 | 7.8 | -5.3 | 17 | 14 | 18.9 | 11.1 | 25.6 | 20.6 | 15.6 | 12.8 | 23.3 | 15.6 | 19.4 | 15 | 22.8 | 16.1 | 13.3 | 1 | 7.2 | 0 | 1.1 | -6.1 | 11.1 | 1.1 | 11.1 | 8.9 | 12.8 | 5.6 | 16.1 | 7.2 | 17.8 | 14.4 | 8.9 | 8.3 | 4 | 1 | 6.1 | -0.6 | 7.8 | 1.1 | 6.7 | 3.9 | 3.9 | 0 | 13.9 | 11.7 | 9.4 | -1.7 | 17.8 | 2.2 | 15 | 1.1 | 13.9 | 11.1 | 15.6 | 7.7 | 11.7 | 10.6 | 4.5 | -6.5 | 3.3 | -2.2 | 14.4 | 14.4 | 16.1 | 11.7 | 22.8 | 13.3 | 6.7 | -2.2 | 18.9 | 6.7 | 11.7 | -12.6 | 7.2 | -8.3 | 20.6 | 2.2 | 5.6 | -6.7 | 4.4 | 3.9 | 8.3 | 6.7 | 3.9 | -0.6 | 5.6 | -4.4 | 16.1 | 15.6 | 17.8 | 11.6 | 11 | 9 | 5.6 | 1.1 | 8.3 | 4.4 | 8.9 | 3.9 | 7.2 | 2.8 | 4 | -1 | 21.1 | 17.2 | 9.4 | 2.2 | 1.5 | -1.4 | 15.6 | 14.4 | 12.2 | 7.2 | 10 | 3.3 | 18.9 | 16.7 | 14.4 | -7.8 | 20.6 | 13.3 | 18.9 | 15.6 | 14.1 | 7.7 | 3.9 | 2.2 | 13.3 | 12.8 | -0.6 | -3.9 | 9.4 | 6.7 | 8.3 | 5 | 10.6 | -0.6 | 8.9 | 1.1 | 5 | -0.2 | 5.5 | -4.1
1 | -2 | -0.6 | -12.2 | 16.1 | 14.8 | 16.3 | 15.4 | 6.1 | -4.4 | 24.4 | 4.4 | 13 | 2 | 14.5 | 10.7 | 16.1 | 12.8 | 10.2 | 7.5 | 8.9 | 7.2 | 8.8 | 8.3 | 0 | -2.2 | 7.2 | -6.1 | 14 | 13 | 17.8 | 11.7 | 25 | 20.6 | 15 | 12.5 | 22.2 | 15.6 | 20 | 15 | 22.8 | 15.6 | 13.3 | 1 | 5 | -0.6 | 1.1 | -5.6 | 10.6 | 1.1 | 10.6 | 8.3 | 12.4 | 5.3 | 15 | 6.7 | 16.1 | 15 | 8.9 | 8.3 | 3 | 1 | 5.4 | -0.5 | 7.4 | 0.8 | 6.1 | 3.9 | 3.3 | -0.5 | 14.8 | 11.8 | 9.4 | -1.1 | 17.8 | 2.2 | 15 | 1.1 | 13.3 | 10.7 | 15.6 | 7.7 | 11.7 | 11.1 | 3.9 | -8.3 | 2.8 | -1.7 | 14.4 | 14.4 | 15.2 | 10 | 21.1 | 13.3 | 7.2 | -1.7 | 20 | 7.8 | 11.1 | -14.4 | 5 | -6.6 | 20 | 3.3 | 5 | -5 | 4.4 | 4 | 8.5 | 7 | 3.5 | -0.6 | 3.9 | -5.6 | 16.1 | 15 | 17.2 | 11.3 | 11 | 9 | 6.7 | 1.1 | 8.3 | 3.9 | 8.9 | 3.9 | 6.7 | 2.2 | 4 | -1 | 21.1 | 17.8 | 7.8 | 2.8 | 1.3 | -1.4 | 15.6 | 14.5 | 12.2 | 7.2 | 8.9 | 3.3 | 19.4 | 17.2 | 13.9 | -6.7 | 18.9 | 14.4 | 17.8 | 15.6 | 12 | 7.5 | 3.3 | 1.7 | 12.8 | 12.2 | -1.1 | -3.9 | 8.9 | 6.7 | 6.7 | 5.6 | 9.4 | -0.6 | 8.7 | 1.4 | 2.8 | 0 | 4.4 | -4.4
0 | -2 | -1.1 | -12.8 | 15.6 | 14.4 | 15 | 15 | 5.7 | -2.8 | 22.7 | 6.1 | 13 | 3 | 13.3 | 10.7 | 16.7 | 12.2 | 9.2 | 7 | 8.9 | 6.1 | 8.5 | 8.3 | -0.6 | -3.3 | 6.8 | -4.1 | 13 | 12 | 15 | 11.1 | 25 | 20.6 | 14.5 | 12.6 | 21.1 | 15.6 | 20 | 14.4 | 22.2 | 15 | 13.3 | 1.1 | 4.4 | -0.6 | 0.6 | -4.4 | 10.6 | 0.6 | 10 | 8.3 | 12.1 | 5.1 | 13.9 | 7.2 | 16.7 | 15 | 9.4 | 6.7 | 4 | 1 | 4.6 | -0.5 | 7.1 | 0.5 | 6.1 | 3.3 | 2.8 | -0.9 | 15.8 | 12 | 9.4 | -1.1 | 17.2 | 3.3 | 13.9 | 2.8 | 12.8 | 10.6 | 15.6 | 7.8 | 11.1 | 11.1 | 3 | -8 | 2.2 | -1.7 | 13.9 | 13.9 | 14.2 | 8 | 18.3 | 13.3 | 6.1 | -1.1 | 21.1 | 8.9 | 9.8 | -12 | 2.8 | -6.3 | 18.9 | 1.7 | 3.9 | -6.1 | 4.4 | 4.3 | 8.7 | 7.5 | 3.2 | -0.7 | 2.8 | -5.6 | 16.7 | 15.6 | 16.7 | 11.1 | 11 | 9 | 5 | 1.1 | 7.8 | 4.4 | 8.3 | 3.9 | 6.7 | 2.2 | 4 | -1 | 20.6 | 17.8 | 7.2 | 2.8 | 1.1 | -1.7 | 15.6 | 14.5 | 10.6 | 7.2 | 8.3 | 2.8 | 18.3 | 16.7 | 8.9 | -6.7 | 17.8 | 15 | 17.8 | 16.1 | 10 | 7.2 | 2.2 | 0 | 12.2 | 12.2 | -1.1 | -4.4 | 8.3 | 6.7 | 6.7 | 5.6 | 10 | 0 | 8.5 | 1.2 | 2.6 | -0.7 | 3.9 | -4
-1 | -1 | -1.7 | -12.8 | 15 | 13.9 | 14.6 | 14.6 | 5.4 | -1.7 | 21.1 | 7 | 13 | 3 | 12.2 | 10.6 | 15.6 | 12.2 | 8.3 | 6.7 | 8.3 | 6.7 | 8.4 | 8.3 | 1.1 | -2.2 | 6.5 | -3.3 | 13 | 12 | 15.6 | 11.7 | 23.9 | 20.6 | 13.9 | 12.2 | 20.6 | 15.6 | 20 | 15 | 22.2 | 14.4 | 12.2 | 1.2 | 3.3 | 0 | 0 | -5 | 10 | 0.6 | 10 | 8.3 | 11.7 | 4.4 | 12.2 | 7.8 | 16.1 | 15 | 8.9 | 2.8 | 4 | 1 | 3.9 | -0.9 | 6.7 | 0 | 5.6 | 3.3 | 2.2 | -1.7 | 16.7 | 11.7 | 8.9 | -0.6 | 17.2 | 3.9 | 13.9 | 2.2 | 11.3 | 9.4 | 14.5 | 9.1 | 11.1 | 11.1 | 2 | -9.1 | 2.2 | -2.8 | 13.9 | 13.9 | 13.3 | 6.1 | 17.8 | 13.3 | 5.6 | -4.4 | 17.8 | 6.7 | 8.5 | -11.8 | 0.6 | -7.2 | 16.7 | 1.7 | 2.8 | -7.2 | 4.4 | 4.4 | 8.9 | 7.8 | 2.8 | -1.1 | 2.8 | -1.1 | 16.7 | 15.6 | 16.5 | 10.6 | 9 | 9 | 5 | 1.1 | 7.8 | 4.4 | 6.1 | 3.3 | 5.6 | 2.2 | 3 | -2 | 19.4 | 17.8 | 6.7 | 2.2 | 1.1 | -1.7 | 15.6 | 14.4 | 11.1 | 8.3 | 7.2 | 2.8 | 18.3 | 16.7 | 12.2 | -9.4 | 17.2 | 13.3 | 17.2 | 16.1 | 9.4 | 7 | 2.2 | -0.6 | 11.1 | 11.1 | -2.2 | -5 | 8.3 | 6.7 | 6.7 | 6.1 | 8.9 | 0.6 | 8.3 | 1.1 | 2.4 | -1.5 | 3.3 | -4.5
-2 | -3 | -2.8 | -12.8 | 14.5 | 13.4 | 14.3 | 14.3 | 5 | -1.1 | 19.4 | 7.8 | 14 | 1 | 11.5 | 10.1 | 15.6 | 12.8 | 7.9 | 6.2 | 7.8 | 6.7 | 8.4 | 8.3 | 1.1 | -2.2 | 6.1 | -2.8 | 13 | 12 | 14.4 | 11.7 | 23.3 | 20 | 13.7 | 12.1 | 20 | 15.6 | 19.4 | 15.6 | 22.2 | 14.4 | 11.1 | 1.1 | 4.4 | 0.6 | 0 | -5 | 9.4 | 0 | 8.9 | 7.8 | 11.1 | 4.6 | 13.3 | 5.6 | 13.3 | 13.3 | 7.8 | 1.1 | 2 | 1 | 3.5 | -1 | 6.5 | 0 | 6.1 | 3.3 | 1.5 | -1.5 | 17.2 | 12.4 | 7.2 | 0.6 | 15 | 6.7 | 13.3 | 1.7 | 9.8 | 8.4 | 13.3 | 10 | 11.1 | 11.1 | 1.1 | -11.1 | 1.7 | -2.2 | 13.9 | 13.9 | 12.4 | 4.4 | 18.3 | 13.3 | 4.4 | -4.4 | 16.1 | 6.1 | 7.2 | -12.8 | 0.2 | -6.9 | 15.6 | 0 | 2.2 | -7.8 | 4.4 | 4.3 | 8.9 | 8 | 2.2 | -1.2 | 3.3 | -5.6 | 17.2 | 15.6 | 16.3 | 9.7 | 9 | 8 | 4.4 | 1.7 | 7.8 | 5 | 6.1 | 3.9 | 5 | 2.2 | 2 | -2 | 18.9 | 17.2 | 5.6 | 2.2 | 1.1 | -2 | 14.8 | 13.7 | 11.1 | 8.3 | 6.1 | 2.2 | 17.8 | 16.7 | 7.8 | -7.8 | 15.6 | 12.2 | 17.2 | 16.1 | 8.9 | 6.9 | 2.8 | -1.1 | 11.1 | 11.1 | -2.2 | -5 | 8.3 | 6.7 | 6.7 | 5 | 8.9 | 0.6 | 8.1 | 1.3 | 2.2 | -2.8 | 2.8 | -5.6
-1 | -2 | -3.3 | -12.2 | 13.9 | 12.8 | 13.9 | 13.9 | 4.6 | -0.5 | 18.7 | 7.8 | 13 | 6 | 10.7 | 9.5 | 14.4 | 11.7 | 7.6 | 5.9 | 7.8 | 5.6 | 8.3 | 8.3 | 0 | -2.2 | 5.2 | -1.1 | 13 | 12 | 13.3 | 11.7 | 23.3 | 20 | 13.5 | 11.9 | 19.4 | 15.6 | 19.4 | 16.1 | 21.7 | 16.1 | 10 | 1.1 | 3.9 | 0.6 | -0.6 | -5 | 10 | 0 | 8.3 | 7.2 | 10.6 | 4.7 | 13.9 | 5 | 12.8 | 12.8 | 6.7 | 0 | 3 | 1 | 3.2 | -1 | 6.3 | -0.2 | 3.9 | 1.7 | 0.7 | -1.8 | 17.8 | 12.9 | 6.1 | 1.1 | 12.8 | 8.3 | 12.8 | 2.2 | 8.3 | 7.2 | 12.2 | 10.6 | 12.2 | 11.1 | 0 | -9.9 | 0.6 | -3.3 | 13.9 | 13.9 | 11.5 | 2.5 | 18.3 | 12.8 | 3.9 | -4.4 | 15.6 | 4.4 | 6.7 | -12.1 | -0.2 | -7.3 | 14.4 | 0.6 | 0 | -5.6 | 4.4 | 4 | 8.9 | 8.2 | 1.7 | -1.5 | 3.3 | -5.6 | 16.7 | 15.6 | 16.1 | 8.9 | 9 | 8 | 4.4 | 1.7 | 8.3 | 5 | 6.1 | 3.9 | 4.4 | 2.2 | 1 | -2 | 20 | 17.2 | 6.1 | 2.2 | 1.1 | -2.8 | 14.1 | 13 | 10.6 | 8.3 | 5 | 1.1 | 17.8 | 16.7 | 6.7 | -10.6 | 14.4 | 10.6 | 17.2 | 16.1 | 8.3 | 6.7 | 2.8 | -1.1 | 11.1 | 11.1 | -2.2 | -5 | 8.3 | 6.7 | 5 | 3.3 | 7.8 | 0 | 8 | 1.2 | 1.8 | -2.7 | 2.8 | -4.7
-2 | -2 | -3.3 | -12.8 | 14.6 | 13.3 | 13.5 | 13.5 | 4.3 | -0.3 | 17.9 | 7.4 | 11 | 7 | 10 | 8.9 | 15 | 12.8 | 7.2 | 5.6 | 8.3 | 5.6 | 8.1 | 8.1 | 0 | -2.8 | 4.2 | -0.3 | 12 | 12 | 12.8 | 11.7 | 23.3 | 20 | 13.3 | 11.7 | 19.4 | 15 | 18.9 | 16.7 | 21.7 | 15.6 | 10.7 | 1.2 | 3.3 | 0 | -0.6 | -3.9 | 9.4 | 0 | 7.8 | 6.7 | 10 | 4.4 | 13.3 | 5 | 11.7 | 11.7 | 6.1 | -1.7 | 3 | 1 | 2.8 | -0.8 | 6.1 | -0.6 | 3.3 | 1.7 | 0 | -2.2 | 18.3 | 13.3 | 5.6 | 1.7 | 13.9 | 9.4 | 12.2 | 2.2 | 8.1 | 7.2 | 11.8 | 10.6 | 11.7 | 10.6 | -1.1 | -10.1 | 0 | -3.3 | 13.9 | 13.9 | 10.6 | 0.6 | 15.6 | 12.8 | 3.9 | -3.3 | 15 | 3.9 | 6.1 | -13 | -0.6 | -8.9 | 13.3 | 0 | 0.6 | -6.7 | 4.4 | 3.9 | 8.9 | 8.3 | 1.1 | -2.2 | 3.9 | -5.6 | 17.2 | 15.6 | 15.9 | 9.1 | 8 | 7 | 4.4 | 1.7 | 8.3 | 5.6 | 5.6 | 2.8 | 2.2 | 1.1 | 2 | -2 | 20 | 16.7 | 4.4 | 2.2 | 0.4 | -2.5 | 13.3 | 12.2 | 10.6 | 8.3 | 5 | 0 | 17.8 | 16.7 | 6.7 | -9.4 | 13.9 | 10 | 17.2 | 16.1 | 7.9 | 6.5 | 2.2 | -0.6 | 11.1 | 11.1 | -1.7 | -5.6 | 8.3 | 6.7 | 3.3 | 1.1 | 6.1 | 0.6 | 7.8 | 1.1 | 1.5 | -3 | 2.8 | -4.7
-2 | -2 | -3.9 | -12.8 | 15.4 | 14 | 13.2 | 13.2 | 3.9 | 0 | 17.2 | 7.2 | 10 | 4 | 10.6 | 9.2 | 14.4 | 11.7 | 7.8 | 6.4 | 7.8 | 5 | 8 | 8 | -0.6 | -3.3 | 3.3 | 0.6 | 12 | 12 | 12.8 | 11.7 | 22.8 | 20 | 13.1 | 11.7 | 18.9 | 15 | 19.4 | 17.8 | 22.2 | 16.1 | 11.5 | 1.2 | 3.3 | 0 | -0.6 | -3.9 | 9.4 | 0 | 7.2 | 6.1 | 10 | 4.6 | 12.8 | 4.4 | 12.2 | 12.2 | 5 | -2.2 | 3 | 0 | 3.3 | -0.9 | 6.7 | -0.4 | 3.9 | 2.2 | 0 | -2.1 | 18.3 | 13.4 | 3.3 | 1.1 | 13.9 | 9.4 | 12.8 | 1.1 | 8 | 7.3 | 11.5 | 10.6 | 13.9 | 9.4 | -2.2 | -11.7 | 0 | -3.3 | 14.4 | 14.4 | 10.6 | 0.6 | 15 | 12.2 | 3.3 | -3.3 | 13.9 | 2.8 | 5.6 | -15.6 | 1.1 | -6.8 | 12.8 | -1.1 | -0.6 | -6.1 | 4.6 | 4 | 9.8 | 8.8 | 1.5 | -1.7 | 3.3 | -6.1 | 17.2 | 15.6 | 15.8 | 9.5 | 8 | 8 | 4.4 | 2.2 | 8.3 | 5 | 5.6 | 2.8 | 3.3 | 1.7 | 1 | -3 | 20 | 16.7 | 3.9 | 2.2 | -0.4 | -2.8 | 13.7 | 12.3 | 9.4 | 7.8 | 5.6 | -0.6 | 17.8 | 16.7 | 5 | -8.9 | 13.3 | 8.9 | 16.7 | 16.1 | 7.6 | 6.7 | 1.1 | -1.1 | 11.1 | 11.1 | -1.7 | -5.6 | 7.8 | 6.1 | 2.8 | 0.6 | 5.6 | 0 | 7.2 | 1.3 | 1.1 | -3.9 | 2.8 | -5.6
-2 | -2 | -3.9 | -12.8 | 16.1 | 14.4 | 12.8 | 12.8 | 4.1 | 0.2 | 18.7 | 7.2 | 7 | 5 | 11.1 | 9.2 | 14.4 | 11.1 | 8.3 | 7.4 | 7.2 | 5 | 8 | 8 | -0.6 | -2.8 | 3.9 | 0.6 | 12 | 12 | 13.3 | 12.2 | 22.8 | 20 | 13 | 11.8 | 17.2 | 15 | 19.4 | 17.8 | 21.7 | 16.1 | 12.2 | 1.1 | 3.9 | 0 | 0.6 | -2.2 | 10 | 0.6 | 7.2 | 6.7 | 10 | 4.6 | 11.7 | 4.4 | 11.1 | 11.1 | 4.4 | -2.2 | 2 | 1 | 3.9 | -0.6 | 7.2 | -0.7 | 4.4 | 2.8 | 0 | -2.2 | 18.3 | 13.4 | 2.2 | 0.6 | 13.3 | 8.9 | 12.8 | 1.7 | 7.8 | 7.2 | 11.1 | 10.6 | 12.2 | 10 | -0.4 | -9.7 | 1.7 | -4.4 | 13.9 | 13.9 | 10.6 | 0.6 | 17.8 | 12.2 | 2.8 | -3.9 | 12.8 | 1.7 | 8 | -12.7 | 2.7 | -5.7 | 12.2 | -1.1 | 0.6 | -6.1 | 4.8 | 4.2 | 10.8 | 9.1 | 1.8 | -1.6 | 3.3 | -6.7 | 16.7 | 15.6 | 15.6 | 9.4 | 8 | 8 | 5 | 2.2 | 7.8 | 5.6 | 6.1 | 2.2 | 0.6 | -1.1 | 2 | -3 | 19.4 | 16.7 | 3.9 | 2.2 | -1.1 | -3.3 | 14 | 12.1 | 10 | 7.8 | 6.1 | -1.1 | 17.8 | 16.7 | 5.6 | -8.3 | 12.2 | 8.9 | 17.2 | 16.1 | 7.2 | 6.7 | 1.1 | -1.1 | 11.1 | 11.1 | -1.1 | -5.6 | 7.8 | 5.6 | 2.8 | 0.6 | 3.9 | 0.6 | 6.7 | 1.6 | 2.2 | -3.4 | 4.1 | -3.9
-1 | -2 | -3.3 | -12.8 | 16.7 | 15.1 | 15.6 | 14.5 | 4.2 | 0.3 | 20.2 | 7.3 | 7 | 5 | 11.7 | 9.4 | 16.7 | 12.2 | 8.9 | 8.3 | 10.6 | 8.3 | 8.9 | 8.3 | 2.2 | -2.8 | 4.4 | 0.5 | 16 | 15 | 13.3 | 12.8 | 22.8 | 20.6 | 12.8 | 11.7 | 17.2 | 15 | 20 | 18.3 | 21.7 | 17.2 | 13.5 | 4.1 | 5 | 0.6 | 2.8 | -0.6 | 10 | 0.6 | 7.2 | 6.7 | 10 | 4.4 | 13.3 | 5 | 15.6 | 15.6 | 5 | -1.7 | 2 | 1 | 4.4 | 0 | 7.8 | -1.1 | 5 | 3.3 | 0 | -2.8 | 18.3 | 13.3 | 3.9 | 1.1 | 13.3 | 8.3 | 12.8 | 1.7 | 8.5 | 7.9 | 13.5 | 11.4 | 14.4 | 11.7 | 1.5 | -9.5 | 2.2 | -0.6 | 13.9 | 13.9 | 10.6 | 0.6 | 18.9 | 13.9 | 2.2 | -5 | 12.2 | 3.3 | 10.4 | -11.5 | 4.4 | -5.6 | 14.4 | -1.7 | 1.7 | -5 | 5 | 4.4 | 11.7 | 9.4 | 2.2 | -1.7 | 6.1 | -4.4 | 16.7 | 15.6 | 16.7 | 9.7 | 9 | 8 | 5.6 | 2.8 | 8.3 | 5.6 | 7.8 | 2.8 | 1.7 | 0 | 3 | -3 | 20 | 17.2 | 6.7 | 3.9 | 0.2 | -2.8 | 14.4 | 12.2 | 12.2 | 8.9 | 5.6 | -0.6 | 18.9 | 17.8 | 10 | -7.2 | 13.9 | 8.9 | 17.2 | 16.1 | 10.9 | 9 | 1.1 | -1.1 | 13.3 | 13.3 | -1.7 | -5.6 | 8.3 | 6.7 | 4.4 | 1.1 | 10.6 | 3.9 | 6.1 | 1.7 | 3.3 | -3.5 | 5.4 | -3.2
0 | -2 | -2.2 | -12.8 | 17.2 | 15.6 | 18.3 | 15.8 | 4.4 | 0.6 | 21.7 | 6.7 | 7 | 6 | 14.3 | 10.2 | 18.9 | 12.2 | 11.7 | 8.9 | 12.2 | 9.4 | 11.1 | 9.2 | 5 | -2.2 | 5 | 0.6 | 19 | 17 | 16.1 | 14.4 | 25 | 20.6 | 13.7 | 11.8 | 20.6 | 16.1 | 21.1 | 18.3 | 24.4 | 16.7 | 14.8 | 6.9 | 7.8 | 1.7 | 5 | -1.1 | 10.6 | 0.6 | 6.7 | 6.1 | 12.4 | 5.8 | 15.6 | 5.6 | 18.9 | 17.8 | 6.1 | -0.6 | 3 | 1 | 6.6 | 0.7 | 8.7 | -0.8 | 7.8 | 4.4 | 4.1 | -1.5 | 19.8 | 13.5 | 5 | 0 | 13.9 | 8.9 | 13.3 | 3.3 | 9.3 | 8.7 | 15.9 | 11.9 | 19.4 | 11.1 | 3.3 | -10.6 | 3.9 | -1.1 | 13.9 | 13.9 | 11 | 0.4 | 20.6 | 13.9 | 0 | -4.4 | 14.4 | 1.7 | 12.8 | -11.7 | 7.6 | -4.3 | 15.6 | -2.8 | 2.8 | -5.6 | 6.1 | 5.1 | 13.2 | 9.9 | 4.6 | -0.9 | 10.6 | -4.4 | 16.7 | 15.6 | 17.8 | 9.5 | 9 | 8 | 6.1 | 3.3 | 8.3 | 6.1 | 10 | 2.2 | 7.2 | 1.7 | 6 | -2 | 23.3 | 18.3 | 10.6 | 4.4 | 1.5 | -2.6 | 16.6 | 14.1 | 15.6 | 8.3 | 7.8 | 1.7 | 22.2 | 20 | 15 | -8.9 | 15.6 | 10 | 20 | 17.2 | 14.6 | 11.2 | 1.1 | -1.1 | 15 | 13.3 | -1.7 | -5 | 9.4 | 6.7 | 6.1 | 1.1 | 15 | 5 | 7.6 | 1.2 | 4.4 | -4.4 | 6.7 | -2.8
1 | -1 | -1.7 | -12.2 | 17.8 | 16.1 | 21.1 | 17.2 | 4.2 | 1 | 23.7 | 6.5 | 8 | 6 | 16.8 | 10.7 | 20.6 | 12.8 | 14.4 | 9.2 | 13.3 | 9.4 | 13.4 | 10.1 | 7.8 | -3.9 | 7.2 | 0.2 | 21 | 15 | 21.1 | 13.3 | 27.2 | 20.6 | 14.7 | 11.7 | 23.3 | 16.7 | 21.7 | 18.3 | 24.4 | 17.2 | 16.1 | 9.4 | 11.7 | 1.1 | 6.7 | -1.1 | 11.1 | -0.6 | 7.2 | 6.7 | 14.8 | 6.9 | 16.7 | 5.6 | 20 | 17.2 | 7.8 | 0 | 5 | 0 | 8.9 | 1.6 | 9.7 | -0.7 | 10 | 5.6 | 8.1 | -1.7 | 21.3 | 13.5 | 6.1 | -0.6 | 16.7 | 8.3 | 12.8 | 3.9 | 10 | 9.4 | 18.3 | 12.2 | 22.2 | 11.7 | 4.4 | -9.3 | 7.2 | 0 | 13.9 | 13.9 | 11.3 | 0.4 | 23.9 | 14.4 | 0 | -1.7 | 16.1 | 0 | 15.2 | -9.3 | 10.7 | -4 | 16.1 | -1.1 | 4.4 | -5 | 7.2 | 5.5 | 14.6 | 9.9 | 7 | -0.4 | 12.2 | -2.8 | 16.7 | 16.1 | 18.9 | 9.4 | 9 | 9 | 7.8 | 3.9 | 8.3 | 6.7 | 11.1 | 1.1 | 8.9 | 2.2 | 7 | -1 | 25.6 | 17.2 | 14.4 | 3.9 | 2.8 | -3.3 | 18.9 | 16.3 | 16.7 | 7.8 | 8.3 | 2.8 | 25 | 18.9 | 18.3 | -8.9 | 17.8 | 11.7 | 22.2 | 16.7 | 18.3 | 13.3 | 1.7 | -0.6 | 16.7 | 13.9 | -0.6 | -5 | 10.6 | 6.7 | 7.2 | 0.6 | 18.3 | 5 | 9.1 | 0.3 | 5.7 | -3.9 | 9.1 | -2.5
3 | -2 | -1.1 | -10.6 | 19.5 | 17.1 | 23 | 17.9 | 4.1 | 1.8 | 25.8 | 6.5 | 8 | 6 | 19.4 | 10.6 | 20.6 | 12.2 | 17.2 | 8.9 | 15 | 10 | 15.6 | 10.6 | 10.6 | 0 | 9.5 | -0.6 | 23 | 12 | 23.9 | 12.8 | 28.9 | 19.4 | 15.6 | 11.7 | 25 | 16.7 | 22.8 | 18.3 | 24.4 | 18.3 | 16.8 | 9.3 | 12.8 | 2.2 | 7.2 | -2.8 | 10.6 | 2.2 | 7.2 | 6.7 | 17.2 | 7.8 | 18.3 | 5.6 | 21.1 | 17.2 | 9.4 | 1.1 | 6 | -1 | 11.1 | 1.7 | 10.6 | -1.1 | 11.1 | 6.1 | 12.2 | -3.9 | 22.8 | 13.3 | 6.7 | -1.7 | 18.3 | 8.9 | 11.7 | 6.1 | 13.3 | 10.7 | 19.6 | 11.9 | 23.3 | 11.7 | 5.6 | -9.4 | 10 | 1.1 | 14.4 | 14.4 | 11.7 | 0 | 26.1 | 15.6 | 0.6 | -2.8 | 18.3 | 1.1 | 17.6 | -9.1 | 13.9 | -5.6 | 17.8 | -3.3 | 5.6 | -7.8 | 8.3 | 6.1 | 16.1 | 10 | 9.4 | -0.6 | 13.9 | -1.1 | 17.8 | 17.2 | 20.9 | 10.1 | 13 | 12 | 8.9 | 2.8 | 8.9 | 6.7 | 12.8 | 2.2 | 11.7 | -1.1 | 9 | -1 | 28.9 | 15 | 16.1 | 3.3 | 4.6 | -2.2 | 21.1 | 18.3 | 18.9 | 8.3 | 10.6 | 4.4 | 26.7 | 18.9 | 21.7 | -3.9 | 19.4 | 12.2 | 23.9 | 16.1 | 20 | 12.8 | 1.7 | -0.6 | 18.9 | 13.9 | 0.6 | -4.4 | 12.2 | 6.7 | 8.3 | 0.6 | 21.1 | 5.6 | 10.6 | -1.1 | 7 | -3.9 | 11.5 | -2.7
4 | -6 | 0.6 | -11.7 | 21.1 | 18.1 | 24.8 | 18.7 | 3.9 | 2.2 | 27.8 | 5.6 | 8 | 6 | 20.9 | 10.1 | 21.7 | 10.6 | 18.9 | 9.7 | 17.2 | 10 | 16.7 | 10.8 | 12.8 | -0.6 | 11.7 | -2.8 | 23 | 13 | 26.1 | 11.1 | 29.4 | 18.3 | 18 | 11.1 | 27.8 | 15 | 22.8 | 18.9 | 23.9 | 18.9 | 17.6 | 8.8 | 15 | 2.2 | 7.2 | -3.9 | 8.9 | 5 | 7.8 | 7.2 | 19.1 | 8.5 | 20 | 5.6 | 22.8 | 17.2 | 10 | 1.7 | 7 | -2 | 13 | 2.8 | 11 | -1.2 | 13.9 | 6.7 | 13.5 | -1.8 | 24.5 | 13.4 | 7.8 | -2.8 | 19.4 | 8.3 | 12.8 | 7.2 | 16.7 | 11.9 | 20.9 | 11.6 | 25 | 11.1 | 6.7 | -11.1 | 12.2 | 2.2 | 15.6 | 15.6 | 11.9 | 0.3 | 28.9 | 15 | 2.2 | -1.1 | 20.6 | 0 | 20 | -8.9 | 15.4 | -5 | 18.9 | -3.3 | 6.7 | -8.3 | 9.8 | 6.2 | 16.1 | 8.6 | 10.3 | -0.4 | 15.6 | -1.7 | 19.4 | 15 | 23 | 11.1 | 16 | 13 | 10.6 | 3.3 | 9.4 | 7.2 | 13.3 | 1.1 | 13.3 | -0.6 | 9 | -1 | 31.1 | 14.4 | 16.7 | 2.2 | 6.5 | -1.7 | 22.4 | 18.2 | 21.1 | 7.8 | 12.8 | 6.7 | 27.8 | 19.4 | 25 | -1.1 | 21.7 | 13.3 | 25.6 | 15 | 21.6 | 12.2 | 2.2 | 0 | 20 | 14.4 | 1.1 | -2.2 | 12.8 | 6.1 | 8.3 | 0.6 | 22.8 | 6.1 | 11.5 | -1.1 | 8.3 | -5 | 13.9 | -4.4
6 | -6 | 1.1 | -10.6 | 22.8 | 18.9 | 26.7 | 19.4 | 3.7 | 1.9 | 29.1 | 5.9 | 9 | 5 | 22.4 | 9.6 | 21.7 | 10.6 | 20.5 | 10.1 | 20 | 10 | 17.8 | 11.2 | 15.6 | 0 | 11.9 | -2.7 | 22 | 15 | 26.7 | 11.1 | 30 | 20.6 | 20.4 | 10 | 28.9 | 14.4 | 21.1 | 17.8 | 26.7 | 17.8 | 18.3 | 8.3 | 16.7 | 3.3 | 7.8 | -3.9 | 12.2 | 6.7 | 7.8 | 7.2 | 20.9 | 8.6 | 20.6 | 5.6 | 22.8 | 17.2 | 11.1 | 1.7 | 7 | -4 | 14.8 | 3.9 | 11.3 | -2.2 | 16.1 | 6.7 | 14.8 | -0.4 | 26.1 | 13.6 | 8.3 | -2.8 | 21.1 | 8.9 | 12.8 | 8.3 | 20 | 12.2 | 22.2 | 10.6 | 26.1 | 10 | 7.4 | -9.7 | 13.9 | 2.2 | 16.7 | 16.7 | 12 | 0.4 | 30 | 14.4 | 5.6 | -1.7 | 22.8 | 0.6 | 21.3 | -9.2 | 16.8 | -5.6 | 19.4 | -3.3 | 7.2 | -7.2 | 11.3 | 5.8 | 16.1 | 7.4 | 11.3 | -0.7 | 15.6 | -2.8 | 20.6 | 16.7 | 25 | 11.7 | 18 | 13 | 9.4 | 4.4 | 10.6 | 7.2 | 14.4 | 3.3 | 14.4 | -1.7 | 11 | -1 | 31.1 | 13.3 | 17.2 | 1.7 | 8.3 | -1.7 | 23.7 | 18.2 | 21.7 | 8.9 | 11.7 | 7.2 | 28.3 | 19.4 | 27.2 | -5.6 | 23.9 | 12.8 | 26.7 | 16.1 | 23.3 | 11.1 | 2.8 | 0.6 | 20 | 14.4 | 2.2 | -2.8 | 13.9 | 6.1 | 8.9 | 0.6 | 25.6 | 6.7 | 12.4 | -1.3 | 9.2 | -4.8 | 15 | -3.8
6 | -5 | 1.1 | -10 | 23 | 18.8 | 27.1 | 19 | 3.5 | 1.5 | 30.4 | 5.7 | 9 | 5 | 23.9 | 8.3 | 21.1 | 12.2 | 22.2 | 10.6 | 21.1 | 8.9 | 18.9 | 11.1 | 16.7 | -3.3 | 12 | -3.7 | 22 | 14 | 27.2 | 10.6 | 24.4 | 20 | 22.8 | 7.8 | 29.4 | 13.3 | 23.9 | 13.9 | 26.1 | 18.3 | 19.1 | 8.8 | 18.3 | 3.3 | 6.7 | -5 | 12.8 | 6.7 | 8.3 | 7.8 | 22.8 | 8.9 | 22.8 | 6.7 | 23.3 | 16.7 | 12.2 | -3.3 | 8 | -5 | 16.7 | 4.4 | 11.7 | -3.3 | 17.8 | 6.7 | 16.1 | 1.1 | 27.8 | 13.3 | 9.4 | -2.2 | 22.8 | 6.1 | 15 | 8.9 | 20.4 | 11.1 | 22.8 | 10.9 | 27.2 | 10.6 | 8.2 | -9 | 14.4 | 2.8 | 18.3 | 15.6 | 12.2 | 0.6 | 30.6 | 14.4 | 6.7 | -0.6 | 23.3 | -0.6 | 22.6 | -9.4 | 18.3 | -7.2 | 20 | -3.3 | 7.8 | -7.8 | 12.8 | 5.6 | 16.1 | 5.6 | 12.2 | -1.1 | 15.6 | -1.1 | 21.1 | 12.8 | 25.4 | 11.6 | 18 | 12 | 11.1 | 3.3 | 11.1 | 6.7 | 15.6 | 2.2 | 14.4 | -1.7 | 12 | -2 | 32.2 | 13.9 | 18.3 | 1.7 | 9.6 | -1 | 25 | 17.8 | 21.1 | 9.4 | 12.8 | 7.8 | 28.3 | 19.4 | 28.3 | -12.2 | 24.4 | 12.8 | 27.8 | 16.7 | 23.3 | 11.1 | 3.9 | 1.1 | 21.1 | 15 | 2.8 | -2.8 | 13.9 | 5 | 9.4 | 1.1 | 27.2 | 7.2 | 13.3 | -2.2 | 10.2 | -5.1 | 16.1 | -3.9
7 | -3 | 2.2 | -9.4 | 23.1 | 18.7 | 27.4 | 18.7 | 3.3 | 1.1 | 31.7 | 6.1 | 10 | 5 | 24.3 | 7.9 | 21.1 | 11.1 | 22.9 | 9 | 21.1 | 11.7 | 18 | 11.1 | 17.2 | -0.6 | 12.2 | -5 | 23 | 14 | 24.4 | 15.6 | 25 | 20.6 | 23.2 | 6.9 | 31.1 | 12.8 | 26.7 | 5.6 | 26.1 | 17.8 | 19.8 | 9.1 | 20 | 1.1 | 7.2 | -7.2 | 11.1 | 9.4 | 8.3 | 7.8 | 22.8 | 8.2 | 23.9 | 5 | 24.4 | 16.7 | 13.3 | -6.7 | 9 | -5 | 16.7 | 4.7 | 11.1 | -3 | 18.9 | 0.6 | 16.8 | 1.6 | 28.5 | 12.4 | 10 | -3.9 | 24.4 | 5 | 17.8 | 8.3 | 20.7 | 9.9 | 23.3 | 11.4 | 28.3 | 9.4 | 8.9 | -10 | 17.2 | 3.3 | 17.8 | 15.6 | 11.7 | 0.8 | 30.6 | 15.6 | 9.4 | 0.6 | 24.4 | 0.6 | 23.9 | -12.2 | 18.5 | -7.6 | 19.4 | -3.3 | 7.8 | -7.2 | 14.1 | 5.7 | 15.5 | 4.9 | 12.2 | -0.9 | 16.1 | -1.1 | 18.9 | 11.7 | 25.7 | 11.1 | 18 | 11 | 10.6 | 3.3 | 11.1 | 6.1 | 16.7 | 3.9 | 16.7 | -0.6 | 12 | -1 | 32.8 | 15.6 | 18.9 | 1.7 | 10.9 | -0.5 | 25.7 | 16.8 | 20.6 | 10 | 11.7 | 8.9 | 28.3 | 19.4 | 28.3 | -9.4 | 25.6 | 13.3 | 26.7 | 16.1 | 23.3 | 11.1 | 4.4 | 0.6 | 18.9 | 16.1 | 5.6 | -2.8 | 15 | 5.6 | 8.3 | 0.6 | 28.3 | 6.7 | 14.4 | -2.2 | 11.1 | -6.7 | 17.2 | -5
7 | -4 | 2.8 | -9.4 | 23.3 | 18.3 | 27.8 | 18.3 | 4.4 | 0 | 31.5 | 5.1 | 11 | 5 | 24.6 | 7.3 | 21.1 | 10 | 23.7 | 7 | 17.8 | 10 | 17 | 10.9 | 17.8 | -3.9 | 10.2 | -1.3 | 21 | 14 | 23.3 | 15.6 | 26.1 | 19.4 | 23.5 | 5.9 | 30.6 | 11.7 | 26.7 | 3.9 | 26.7 | 17.2 | 20.6 | 9.4 | 20.6 | 1.1 | 6.7 | -7.8 | 12.8 | 8.3 | 8.9 | 7.8 | 22.8 | 7 | 23.9 | 4.4 | 24.4 | 16.1 | 13.9 | -4.4 | 9 | -6 | 16.7 | 4.7 | 10.6 | -2.8 | 19.4 | 0 | 17.6 | 2.4 | 29.3 | 11.9 | 9.4 | -4.4 | 25 | 1.7 | 18.9 | 6.7 | 21.1 | 8.3 | 23.9 | 11.7 | 27.8 | 11.7 | 9.5 | -8.5 | 16.7 | 3.9 | 21.1 | 16.1 | 11.1 | 1.1 | 31.1 | 14.4 | 10 | -2.2 | 24.4 | -3.3 | 23.9 | -12.5 | 18.7 | -8.3 | 19.4 | -5.6 | 8.3 | -6.7 | 15.4 | 5.6 | 15 | 3.8 | 12.2 | -0.9 | 16.1 | -1.1 | 13.3 | 8.9 | 26.1 | 11.1 | 18 | 11 | 8.9 | 5.6 | 11.7 | 6.1 | 17.2 | 1.1 | 17.2 | -0.6 | 12 | -1 | 32.8 | 16.1 | 20 | 1.7 | 12.2 | -0.6 | 26.5 | 15.6 | 21.1 | 10 | 11.1 | 9.4 | 27.8 | 19.4 | 29.4 | -6.7 | 26.1 | 12.8 | 27.8 | 16.7 | 23.3 | 11.1 | 5.6 | 0 | 20 | 17.2 | 2.2 | -2.8 | 15 | 5 | 9.4 | 0 | 28.9 | 6.1 | 15.6 | -2.1 | 10.9 | -6.5 | 16.5 | -4.1
7 | -4 | 2.8 | -7.2 | 22.6 | 18 | 26.5 | 17.9 | 5.6 | -1.4 | 31.3 | 5 | 12 | 5 | 25 | 6.7 | 20 | 11.7 | 24.4 | 4.4 | 17.8 | 8.9 | 16.1 | 10.6 | 16.7 | -0.6 | 8.1 | 0.6 | 21 | 14 | 22.8 | 15 | 27.2 | 21.7 | 23.9 | 5 | 30.6 | 11.7 | 26.7 | 2.8 | 25 | 17.8 | 20 | 10.2 | 21.1 | 0.6 | 6.7 | -8.3 | 13.3 | 8.9 | 9.4 | 8.3 | 22.8 | 6.1 | 23.3 | 5.6 | 22.8 | 16.7 | 13.9 | -6.7 | 9 | -6 | 16.7 | 4.4 | 10 | -3.3 | 18.9 | -0.6 | 18.3 | 2.8 | 30 | 10.6 | 8.9 | -3.9 | 25 | 1.1 | 19.4 | 7.8 | 20.7 | 8.1 | 22.8 | 11.3 | 28.3 | 12.2 | 10 | -8.6 | 16.1 | 5.6 | 21.7 | 15 | 10.6 | 1.1 | 29.4 | 13.9 | 12.8 | -3.3 | 25 | -4.4 | 23.9 | -14.2 | 18.9 | -11.1 | 20 | -8.3 | 10 | -6.1 | 16.7 | 5.6 | 14.4 | 2.8 | 12.2 | -1.1 | 16.1 | -1.7 | 13.3 | 9.4 | 25.5 | 11 | 19 | 11 | 11.1 | 5.6 | 12.2 | 5 | 17.8 | 2.8 | 16.7 | -0.6 | 12 | -2 | 29.4 | 18.3 | 20.6 | 0.6 | 12.6 | -0.3 | 27.2 | 14.4 | 22.2 | 10 | 12.2 | 10.6 | 27.2 | 19.4 | 28.9 | -7.8 | 25.6 | 12.2 | 27.2 | 15.6 | 22.9 | 10.7 | 5.6 | 0 | 19.4 | 16.1 | 3.3 | -4.4 | 15.6 | 4.4 | 10.6 | 0 | 28.3 | 5.6 | 16.7 | -2.8 | 10.8 | -6.6 | 15.7 | -3.8
7 | -2 | 2.8 | -7.8 | 21.8 | 17.2 | 25.2 | 17.7 | 6.7 | -3.9 | 31.1 | 3.9 | 12 | 4 | 22.4 | 6.2 | 19.4 | 12.8 | 22.9 | 4.9 | 18.9 | 8.3 | 14.4 | 10.6 | 16.1 | 1.1 | 6.1 | 1.7 | 20 | 14 | 23.9 | 15 | 26.7 | 18.9 | 23.2 | 5.2 | 30.6 | 8.9 | 26.1 | 3.3 | 24.4 | 17.2 | 19.5 | 10.8 | 21.7 | 0.6 | 6.1 | -7.2 | 15 | 10.6 | 9.4 | 8.3 | 22.6 | 6.4 | 22.8 | 7.2 | 22.2 | 16.7 | 13.3 | -9.4 | 9 | -7 | 15.2 | 5.4 | 8.7 | -3.1 | 18.9 | -1.1 | 17.4 | 3 | 28.7 | 10.9 | 8.3 | -3.3 | 24.4 | -1.1 | 21.1 | 8.3 | 20.4 | 8.1 | 21.7 | 10.6 | 27.2 | 11.7 | 10.6 | -9.4 | 14.4 | 8.3 | 19.4 | 13.3 | 9.7 | 1.3 | 28.9 | 14.4 | 13.3 | -5 | 23.3 | -1.1 | 23.9 | -17.8 | 17.2 | -7.2 | 19.4 | -11.1 | 9.4 | -6.7 | 13.9 | 6.1 | 13.5 | 2.4 | 11.1 | -0.6 | 15.6 | -2.2 | 12.8 | 7.8 | 25 | 10.9 | 19 | 10 | 11.1 | 4.4 | 12.2 | 5.6 | 16.7 | 5 | 17.2 | -0.6 | 11 | -2 | 27.8 | 17.8 | 20.6 | 0.6 | 12.9 | 0 | 26.7 | 14.5 | 21.1 | 10 | 13.3 | 10 | 26.7 | 19.4 | 28.9 | -8.3 | 25 | 12.8 | 26.7 | 16.7 | 22.6 | 10.4 | 5.6 | -0.6 | 17.8 | 15.6 | 2.2 | -1.7 | 15.6 | 3.9 | 10.6 | -0.6 | 27.8 | 5 | 15.9 | -2.7 | 10.6 | -8.3 | 15 | -4.4
7 | -2 | 2.8 | -7.2 | 21.1 | 16.7 | 23.9 | 17.2 | 4.8 | -5.4 | 28.7 | 5.6 | 11 | 6 | 19.8 | 5.5 | 17.8 | 12.2 | 21.5 | 5 | 17.2 | 6.7 | 12.8 | 10.4 | 13.3 | 1.1 | 5.7 | 1 | 20 | 15 | 23.3 | 14.4 | 26.7 | 18.3 | 22.4 | 5.4 | 29.4 | 8.9 | 26.1 | 2.2 | 23.9 | 17.2 | 18.9 | 11.1 | 21.7 | -1.1 | 5 | -7.2 | 16.7 | 13.3 | 9.4 | 8.3 | 22.4 | 7 | 22.8 | 7.8 | 22.2 | 16.7 | 12.8 | -10.6 | 7 | -6 | 13.7 | 6.1 | 7.4 | -3.1 | 17.8 | 0 | 16.5 | 2.5 | 27.4 | 10.6 | 3.9 | -2.8 | 23.3 | -1.1 | 20.6 | 8.9 | 20 | 7.8 | 20.6 | 10 | 26.1 | 12.2 | 9.8 | -8.3 | 8.9 | 6.1 | 19.4 | 13.9 | 8.7 | 1.1 | 28.3 | 14.4 | 12.8 | -6.7 | 23.3 | -1.1 | 21.7 | -14 | 15.6 | -4.8 | 17.8 | -11.1 | 7.8 | -6.1 | 11.1 | 5.7 | 12.6 | 1.9 | 10 | -0.4 | 15.6 | -1.7 | 12.2 | 7.8 | 24.4 | 10.6 | 19 | 10 | 11.1 | 3.3 | 11.7 | 5 | 14.4 | 4.4 | 16.7 | -0.6 | 9 | 0 | 25.6 | 17.2 | 20 | 1.1 | 13.3 | 0 | 26.1 | 14.3 | 20.6 | 10.6 | 13.3 | 9.4 | 25 | 19.4 | 27.8 | -3.9 | 23.9 | 12.2 | 25.6 | 16.1 | 22.2 | 10 | 5 | -1.1 | 16.1 | 15.6 | 1.1 | -4.4 | 14.4 | 4.4 | 9.4 | 0.6 | 26.1 | 6.1 | 15.2 | -3.2 | 8.7 | -5.6 | 13.5 | -3.3
6 | -2 | 2.2 | -5.6 | 19.8 | 16.5 | 23 | 17.5 | 3 | -7.2 | 26.3 | 6.9 | 9 | 7 | 17.2 | 4.4 | 17.2 | 11.7 | 20 | 5 | 16.1 | 6.7 | 11.1 | 10 | 11.7 | 1.1 | 5.4 | 0.5 | 18 | 14 | 22.2 | 13.3 | 26.7 | 19.4 | 21.7 | 5.6 | 28.3 | 8.9 | 23.9 | 4.4 | 23.3 | 17.8 | 17.6 | 11.4 | 20.6 | -0.6 | 3.3 | -9.4 | 17.2 | 13.9 | 9.4 | 8.3 | 22.2 | 7.2 | 18.9 | 11.7 | 20 | 15.6 | 11.7 | -9.4 | 6 | -5 | 12.2 | 6.1 | 6.1 | -3.9 | 17.2 | 1.1 | 15.6 | 2.2 | 26.1 | 10.6 | -0.6 | -5 | 20.6 | -2.8 | 20 | 8.9 | 19.1 | 8.8 | 19.3 | 10.6 | 21.7 | 12.8 | 9.1 | -8.8 | 7.2 | 2.8 | 18.3 | 15.6 | 7.8 | 1.1 | 27.2 | 14.4 | 11.1 | -6.7 | 22.2 | 0 | 19.4 | -14.1 | 13.9 | -4.4 | 13.3 | 1.1 | 6.1 | -6.1 | 8.3 | 5 | 11.7 | 1.1 | 8.9 | -0.6 | 15 | -1.7 | 12.2 | 8.3 | 22.7 | 12.1 | 17 | 10 | 8.9 | 4.4 | 9.4 | 7.8 | 12.8 | 3.3 | 15 | -0.6 | 8 | -1 | 23.9 | 17.8 | 17.2 | 1.7 | 12 | 0.4 | 25.6 | 14.4 | 18.9 | 10 | 12.8 | 9.4 | 23.3 | 20 | 23.9 | -3.9 | 20.6 | 11.7 | 22.2 | 17.2 | 20.5 | 10.3 | 4.4 | -0.6 | 16.1 | 15.6 | 1.1 | -5 | 12.8 | 3.3 | 7.2 | 0.6 | 21.1 | 6.7 | 14.4 | -3.9 | 6.9 | -4.8 | 12.1 | -2.9
3 | -2 | 1.7 | -5.6 | 18.5 | 16 | 22 | 17.6 | 1.1 | -10.6 | 23.9 | 7.2 | 8 | 6 | 15.7 | 5 | 17.2 | 12.2 | 18.5 | 7.3 | 15.6 | 6.1 | 10.5 | 9.8 | 8.3 | 1.1 | 5 | 0 | 18 | 14 | 18.9 | 13.9 | 26.1 | 20 | 19.3 | 8.4 | 26.1 | 10 | 21.7 | 7.8 | 22.8 | 18.3 | 16.3 | 11.3 | 14.4 | 2.2 | 1.7 | -7.2 | 16.1 | 13.9 | 9.4 | 8.3 | 20.4 | 7.8 | 17.2 | 10.6 | 20.6 | 17.2 | 10 | -8.9 | 4 | -1 | 11.3 | 6.3 | 5.2 | -3.4 | 14.4 | 2.2 | 13.5 | 1.5 | 25.4 | 10.9 | -2.8 | -6.1 | 16.7 | -2.2 | 19.4 | 7.2 | 18.1 | 9.5 | 18 | 11.1 | 20.6 | 12.2 | 8.3 | -10 | 5.6 | 3.3 | 16.7 | 15 | 8 | 1.8 | 26.7 | 14.4 | 8.3 | -5 | 19.4 | 2.2 | 17.2 | -14.4 | 13.2 | -2.8 | 12.8 | 1.7 | 5.6 | -5.6 | 7 | 4.3 | 11.3 | 1 | 7.2 | -0.2 | 15 | -1.7 | 12.2 | 8.3 | 21.1 | 12.8 | 15 | 10 | 7.8 | 4.4 | 10 | 6.7 | 11.1 | 4.4 | 13.3 | -0.6 | 7 | 0 | 22.8 | 17.8 | 14.4 | 3.3 | 10.7 | 1 | 22.8 | 14.7 | 18.3 | 10 | 11.7 | 10.6 | 22.8 | 20.6 | 19.4 | -4.4 | 19.4 | 10.6 | 21.1 | 17.8 | 18.9 | 10.8 | 3.9 | 0 | 15 | 15 | 1.1 | -5.6 | 11.7 | 4.4 | 6.1 | 0.6 | 20 | 7.2 | 12.9 | -3.4 | 5 | -5 | 10.6 | -3.3
2 | -2 | 0.6 | -5.6 | 17.2 | 15.6 | 21.1 | 17.8 | 0.7 | -10.1 | 23.2 | 7.3 | 9 | 6 | 14.3 | 5.7 | 17.2 | 12.2 | 17.1 | 8.6 | 13.3 | 7.2 | 10 | 9.7 | 6.1 | 1.1 | 5 | -0.4 | 18 | 14 | 19.4 | 13.9 | 26.1 | 21.1 | 16.8 | 9.8 | 25.6 | 8.9 | 20.6 | 7.2 | 22.2 | 17.8 | 15 | 11.1 | 12.8 | 1.7 | 1.7 | -6.7 | 15.6 | 13.9 | 9.4 | 8.9 | 18.5 | 7.9 | 16.7 | 10 | 19.4 | 17.2 | 9.4 | -8.3 | 4 | 0 | 10.3 | 6.3 | 4.2 | -3.8 | 12.8 | 3.9 | 11.5 | 0.6 | 24.6 | 10.5 | -3.3 | -6.7 | 11.1 | -1.7 | 19.4 | 9.4 | 17.2 | 10 | 16.7 | 11.1 | 20 | 11.7 | 7.4 | -8.8 | 4.4 | 3.3 | 16.7 | 15.6 | 8.1 | 2.1 | 26.1 | 13.3 | 7.8 | -6.1 | 16.7 | 8.3 | 16.1 | -12.8 | 12.4 | -2 | 13.9 | -0.6 | 4.4 | -5 | 5.7 | 3.6 | 11 | 0.4 | 5.6 | -0.2 | 15 | -1.1 | 11.7 | 8.3 | 19.4 | 13.3 | 14 | 11 | 7.8 | 5 | 9.4 | 6.1 | 10.6 | 3.9 | 12.2 | -0.6 | 6 | 0 | 23.9 | 17.8 | 10 | 5 | 9.4 | 1.1 | 20 | 14.6 | 17.2 | 10 | 11.1 | 10.6 | 22.2 | 20.6 | 17.8 | -2.2 | 19.4 | 10.6 | 20.6 | 17.8 | 17.2 | 10.6 | 3.3 | 0.6 | 15 | 13.9 | 1.1 | -5.6 | 11.7 | 5 | 5.6 | 0.6 | 21.1 | 7.2 | 11.5 | -3 | 4.4 | -4.8 | 9.1 | -1.2
2 | -2 | -1.1 | -6.1 | 16.7 | 15.1 | 20 | 16.7 | 0.4 | -11.2 | 22.4 | 7 | 8 | 7 | 12.8 | 5.6 | 17.2 | 11.7 | 15.6 | 9.4 | 12.8 | 7.8 | 9.4 | 9.4 | 7.2 | 1.7 | 5 | -0.5 | 17 | 14 | 18.3 | 11.7 | 25 | 21.1 | 14.4 | 10.6 | 24.4 | 8.3 | 20 | 6.7 | 22.2 | 17.2 | 14.3 | 10.9 | 12.8 | 1.7 | 1.1 | -6.1 | 15 | 13.3 | 9.4 | 8.9 | 16.7 | 7.8 | 14.4 | 10.6 | 19.4 | 17.8 | 8.9 | -9.4 | 4 | 0 | 9.4 | 6.1 | 3.3 | -4.4 | 13.9 | 3.9 | 9.4 | -0.6 | 23.9 | 10.6 | -3.9 | -7.8 | 8.9 | -0.6 | 19.4 | 9.4 | 16.7 | 10.4 | 16.7 | 11.5 | 17.8 | 11.7 | 6.5 | -9.1 | 3.9 | 2.8 | 16.7 | 15.6 | 8.3 | 2.8 | 25 | 11.7 | 6.1 | -6.1 | 15.6 | 4.4 | 15 | -11.8 | 11.7 | -1.7 | 12.2 | 1.7 | 4.4 | -5.6 | 4.4 | 2.8 | 10.6 | 0 | 3.9 | -0.6 | 15 | -0.6 | 11.7 | 8.9 | 18.7 | 13.2 | 13 | 10 | 7.2 | 5 | 8.9 | 5.6 | 8.3 | 3.9 | 11.1 | -0.6 | 6 | 0 | 24.4 | 17.8 | 8.3 | 4.4 | 8.7 | 1.4 | 17.2 | 13.9 | 16.1 | 10 | 11.1 | 10 | 22.2 | 20.6 | 16.7 | -2.8 | 18.3 | 10.6 | 20 | 17.8 | 17.2 | 11.1 | 3.9 | 0 | 14.4 | 13.9 | 1.1 | -6.1 | 10.6 | 4.4 | 5 | 1.7 | 20 | 6.1 | 10 | -3.9 | 3.9 | -4.9 | 7.6 | -0.1
1 | -2 | -2.2 | -6.1 | 16.1 | 14.5 | 18.9 | 15.6 | 0 | -13.9 | 21.7 | 7.2 | 8 | 5 | 11.7 | 6.2 | 16.7 | 11.1 | 14.3 | 8.9 | 11.7 | 8.9 | 9.5 | 9.4 | 8.3 | 2.2 | 5 | -1.1 | 17 | 14 | 18.3 | 12.8 | 24.4 | 21.1 | 13.9 | 10.7 | 22.2 | 13.3 | 18.9 | 7.2 | 22.2 | 17.2 | 13.5 | 10.3 | 12.8 | 2.2 | 0.6 | -5.6 | 15 | 13.9 | 10 | 9.4 | 15.4 | 8 | 12.8 | 11.1 | 19.4 | 17.8 | 7.8 | -7.8 | 3 | 0 | 9 | 6.4 | 2.6 | -3.9 | 13.3 | 4.4 | 8.9 | 1.6 | 23 | 10.8 | -4.4 | -9.4 | 7.8 | -0.6 | 18.9 | 7.8 | 16.1 | 10.4 | 16.7 | 11.7 | 18.3 | 12.2 | 5.6 | -10.6 | 4.4 | 3.3 | 16.1 | 15 | 8.5 | 3.1 | 23.9 | 8.3 | 4.4 | -5.6 | 16.7 | 2.8 | 13.9 | -12.8 | 11.1 | -0.9 | 11.7 | 1.7 | 3.9 | -4.4 | 4.4 | 2.6 | 9.8 | -0.3 | 3.7 | -0.6 | 15 | 0.6 | 11.1 | 8.9 | 17.9 | 13 | 14 | 11 | 6.1 | 5 | 7.8 | 5.6 | 8.9 | 2.2 | 9.4 | 0 | 6 | 0 | 26.7 | 16.1 | 7.2 | 4.4 | 7.9 | 1.5 | 16.5 | 13.8 | 15.6 | 10.6 | 11.1 | 10.6 | 22.2 | 20.6 | 14.4 | -3.9 | 17.2 | 11.1 | 19.4 | 17.8 | 17.2 | 11.7 | 2.8 | 0 | 13.9 | 13.3 | 0.6 | -6.7 | 9.4 | 4.4 | 4.4 | 1.1 | 18.9 | 4.4 | 8.7 | -2.5 | 3.3 | -6.1 | 6.1 | 0.6
1 | -2 | -3.3 | -6.7 | 15.6 | 13.9 | 17.8 | 14.4 | -0.9 | -11.5 | 20.4 | 7.4 | 9 | 5 | 10.5 | 6.5 | 16.7 | 11.1 | 13 | 8.5 | 11.1 | 8.9 | 9.5 | 9.4 | 10 | -0.6 | 4.6 | -1.2 | 16 | 13 | 17.8 | 13.3 | 23.9 | 20.6 | 13.3 | 11 | 21.1 | 15 | 17.2 | 7.8 | 21.7 | 17.2 | 12.8 | 10 | 13.3 | 2.2 | 0.6 | -5.6 | 15.6 | 13.9 | 10.6 | 10 | 14.1 | 8.1 | 12.8 | 10.6 | 19.4 | 18.9 | 7.8 | -7.8 | 3 | -2 | 8.7 | 6.7 | 1.8 | -3.8 | 13.3 | 7.8 | 8.3 | 3.2 | 22 | 10.5 | -5 | -11.7 | 9.4 | -1.7 | 19.4 | 7.2 | 15.6 | 10.6 | 16.7 | 11.7 | 17.8 | 12.8 | 5 | -9.2 | 5 | 3.9 | 15.6 | 15.6 | 8.7 | 3.5 | 22.2 | 5.6 | 4.4 | -6.1 | 15 | 3.9 | 12.4 | -12.1 | 10.6 | -0.2 | 11.1 | 1.1 | 3.9 | -4.4 | 4.4 | 2.3 | 9.1 | -0.4 | 3.5 | -0.8 | 15 | -0.6 | 10 | 6.1 | 17.2 | 12.8 | 12 | 9 | 6.1 | 5 | 8.3 | 6.7 | 8.9 | 2.8 | 9.4 | 0 | 6 | -1 | 25 | 5.6 | 5.6 | 4.4 | 7.2 | 1.7 | 15.7 | 13.6 | 15.6 | 10 | 11.1 | 8.9 | 22.2 | 21.1 | 15 | -7.2 | 16.7 | 10.6 | 18.9 | 17.8 | 17.2 | 12.2 | 3.3 | 0.6 | 12.8 | 12.2 | 0.6 | -6.7 | 8.9 | 4.4 | 2.8 | 1.1 | 20.6 | 4.4 | 7.4 | -2.1 | 2.9 | -6 | 5.9 | 0.4
1 | -1 | -3.9 | -7.2 | 15.8 | 14.2 | 16.7 | 14 | -1.9 | -11.4 | 19.1 | 7.9 | 5 | 3 | 9.4 | 6.7 | 15.6 | 11.7 | 11.7 | 7.8 | 10.6 | 8.9 | 9.6 | 9.4 | 11.7 | -3.9 | 4.3 | -1.5 | 13 | 12 | 17.2 | 13.9 | 22.8 | 20 | 12.8 | 11.1 | 20.6 | 15.6 | 16.7 | 6.7 | 22.8 | 17.2 | 11.9 | 9.7 | 13.9 | 2.2 | -0.6 | -5 | 15.6 | 13.9 | 11.7 | 11.1 | 12.8 | 7.8 | 13.9 | 12.2 | 19.4 | 18.9 | 7.8 | -7.8 | 3 | -2 | 8.3 | 7 | 1.1 | -4.4 | 11.7 | 6.7 | 7.8 | 4.4 | 21.1 | 10.6 | -5.6 | -12.8 | 10 | -3.3 | 15 | 12.8 | 14.8 | 9.2 | 16.3 | 13.1 | 15.6 | 12.8 | 4.5 | -9.2 | 4.4 | 3.3 | 16.1 | 15 | 8.9 | 3.9 | 18.9 | 7.2 | 2.2 | -5.6 | 15.6 | 2.2 | 10.9 | -12.5 | 10 | 0 | 9.4 | 0 | 2.2 | -4.4 | 4.4 | 2.2 | 8.3 | -1.1 | 3.3 | -1.1 | 13.3 | 2.8 | 9.4 | 6.1 | 17.6 | 13.2 | 11 | 8 | 6.1 | 5 | 7.8 | 6.7 | 8.3 | 4.4 | 8.9 | 0 | 5 | 0 | 23.9 | 4.4 | 4.4 | 3.3 | 7 | 1.7 | 15 | 13.3 | 16.1 | 9.4 | 10.6 | 10 | 22.8 | 21.1 | 17.8 | -6.1 | 15.6 | 10.6 | 19.4 | 17.8 | 17 | 13 | 3.3 | 0.6 | 12.2 | 11.7 | 0.6 | -6.7 | 8.3 | 4.4 | 3.3 | 1.1 | 20.6 | 3.9 | 6.1 | -2.2 | 2.6 | -6.7 | 5.8 | 0.3
0 | -2 | -4.4 | -7.2 | 15.9 | 14.3 | 15.5 | 13.4 | -2.8 | -12.2 | 17.8 | 7.8 | 6 | 4 | 9.4 | 7.2 | 14.4 | 12.2 | 11.3 | 7.4 | 10.6 | 8.3 | 9.6 | 9.4 | 7.8 | -1.1 | 3.9 | -2.2 | 12 | 11 | 16.7 | 14.4 | 22.8 | 20 | 12.1 | 10.7 | 20 | 15.6 | 15.6 | 6.1 | 22.8 | 16.1 | 10.9 | 9.4 | 13.3 | 1.7 | 1.1 | -3.9 | 15 | 13.3 | 12.2 | 11.7 | 12.8 | 7.5 | 12.2 | 11.1 | 19.4 | 18.9 | 7.2 | -7.2 | 2 | -1 | 8.3 | 7.3 | 1.1 | -3.5 | 12.2 | 6.1 | 7.4 | 5.4 | 20.9 | 10.7 | -7.2 | -15 | 7.8 | -3.9 | 14.4 | 13.3 | 14.1 | 8.1 | 16 | 14.2 | 13.3 | 12.2 | 3.9 | -10.6 | 5 | 3.3 | 16.7 | 15.6 | 8.9 | 4.3 | 16.7 | 6.1 | 2.2 | -5 | 15 | 1.7 | 9.4 | -14.4 | 8.9 | 0.1 | 8.9 | 0.6 | -0.6 | -5 | 4.2 | 2.1 | 7.8 | -1.3 | 3.3 | -1.1 | 13.3 | 4.4 | 8.9 | 5.6 | 17.9 | 13.4 | 11 | 8 | 6.7 | 4.4 | 7.8 | 6.1 | 7.8 | 3.9 | 8.3 | 0 | 4 | -1 | 22.8 | 5 | 3.3 | 2.8 | 6.9 | 1.8 | 14.8 | 13.2 | 15.6 | 10.6 | 10.6 | 9.4 | 23.3 | 21.1 | 16.1 | -6.1 | 15.6 | 10.6 | 19.4 | 18.3 | 16.9 | 13.8 | 3.3 | 1.1 | 13.3 | 8.9 | 0.6 | -6.7 | 8.3 | 4.4 | 2.8 | 1.1 | 20 | 3.3 | 5.2 | -1.1 | 2.2 | -8.3 | 5.6 | 0
0 | -3 | -2.8 | -7.2 | 16.1 | 14.4 | 14.4 | 12.8 | -3.9 | -10.4 | 17.1 | 8 | 6 | 4 | 9.4 | 7.9 | 14.4 | 13.3 | 11 | 7.2 | 9.4 | 8.3 | 9.7 | 9.4 | 6.1 | -1.1 | 3.9 | -1.8 | 12 | 11 | 15.6 | 14.4 | 22.2 | 19.4 | 11.3 | 10.1 | 20 | 15.6 | 14.4 | 6.1 | 22.8 | 16.7 | 10 | 8.9 | 15.6 | 0.6 | 0.6 | -3.9 | 16.1 | 13.9 | 13.9 | 13.3 | 12.8 | 7.3 | 11.7 | 11.1 | 19.4 | 19.4 | 7.2 | -7.8 | 3 | -2 | 8.3 | 7.7 | 1.1 | -3.1 | 12.8 | 6.1 | 7.1 | 6.1 | 20.8 | 10.6 | -8.9 | -9.4 | 6.7 | -4.4 | 13.9 | 12.2 | 13.3 | 6.7 | 15.6 | 15 | 12.8 | 12.2 | 2.6 | -6.5 | 5.6 | 3.9 | 16.1 | 15.6 | 8.9 | 4.7 | 16.1 | 4.4 | 1.1 | -3.9 | 13.9 | 1.1 | 8.3 | -13.1 | 7.8 | 0.3 | 7.2 | -1.1 | 0.6 | -5 | 4.1 | 2.3 | 7.2 | -2 | 3.3 | -1.3 | 13.3 | 5.6 | 7.8 | 4.4 | 18.3 | 13.9 | 10 | 8 | 6.1 | 4.4 | 7.2 | 6.1 | 7.8 | 4.4 | 8.3 | 0 | 4 | -1 | 21.1 | 6.7 | 2.8 | 2.2 | 6.7 | 1.7 | 14.6 | 13 | 18.3 | 9.4 | 9.4 | 9.4 | 23.3 | 21.1 | 13.9 | -6.1 | 15 | 10 | 19.4 | 18.3 | 16.7 | 14.4 | 3.9 | 1.1 | 12.8 | 8.9 | 0 | -6.7 | 6.7 | 4.4 | 2.8 | 1.1 | 18.9 | 3.3 | 4.2 | -0.9 | 1.3 | -7.3 | 4.8 | 0
0 | -2 | -2.8 | -7.2 | 16.5 | 14.9 | 15.2 | 13.8 | -5 | -9.8 | 16.3 | 7.8 | 6 | 4 | 9.4 | 8.3 | 14.4 | 13.3 | 10.6 | 6.7 | 8.9 | 7.8 | 9.8 | 9.4 | 4.4 | -1.7 | 3.9 | -1.8 | 12 | 11 | 15 | 13.9 | 21.7 | 18.9 | 10.6 | 9.4 | 20 | 15.6 | 13.3 | 6.1 | 22.8 | 16.1 | 9.8 | 8.6 | 13.3 | 0.6 | -1.1 | -3.9 | 16.7 | 13.9 | 14.4 | 13.3 | 12.8 | 6.7 | 11.7 | 10.6 | 19.4 | 18.9 | 7.2 | -7.2 | 1 | 0 | 8.3 | 8 | 1.1 | -3.3 | 12.8 | 5.6 | 6.7 | 6.7 | 20.6 | 10.6 | -9.4 | -16.1 | 6.7 | -4.4 | 13.3 | 12.2 | 12.2 | 5.2 | 15 | 14.6 | 13.3 | 12.8 | 1.3 | -4.8 | 5.6 | 3.9 | 16.7 | 16.7 | 8.9 | 5 | 15.6 | 4.4 | 0.6 | -4.4 | 13.9 | -2.2 | 7.2 | -12.7 | 6.7 | 0 | 10 | -2.8 | 0.6 | -3.9 | 3.9 | 2.2 | 6.7 | -2.8 | 3.3 | -1.7 | 13.3 | 6.1 | 7.2 | 3.3 | 18.3 | 14 | 10 | 9 | 5.6 | 4.4 | 7.2 | 6.1 | 7.8 | 5 | 8.3 | 0 | 4 | -1 | 20 | 7.2 | 1.7 | 1.1 | 6.7 | 1.8 | 14.4 | 12.8 | 16.7 | 13.3 | 9.4 | 9.4 | 22.8 | 21.1 | 11.7 | -6.7 | 15 | 10 | 19.4 | 17.8 | 16.7 | 14.9 | 3.9 | 0.6 | 11.7 | 9.4 | 0 | -6.1 | 7.2 | 4.4 | 2.2 | 1.1 | 16.7 | 3.3 | 3.3 | -0.6 | 0.3 | -7.7 | 4.1 | -0.3
0 | -3 | -2.2 | -6.7 | 16.8 | 15.2 | 15.9 | 14.6 | -6.1 | -10 | 15.6 | 7.8 | 6 | 4 | 9.2 | 8 | 13.9 | 13.3 | 11 | 7.5 | 8.9 | 7.2 | 9.9 | 9.4 | 3.9 | -2.2 | 3.9 | -2.2 | 14 | 13 | 15 | 14.4 | 21.1 | 18.9 | 10.4 | 9.3 | 20 | 15.6 | 12.8 | 6.7 | 22.8 | 16.1 | 9.6 | 8.1 | 11.7 | 4.4 | 0 | -2.8 | 17.8 | 13.3 | 14.4 | 13.3 | 13 | 8.7 | 11.7 | 9.4 | 19.4 | 18.9 | 7.8 | -7.8 | 1 | 0 | 8.5 | 8.3 | 3 | -2.2 | 12.8 | 5.6 | 6.5 | 6.2 | 20.6 | 10.7 | -10 | -17.2 | 7.8 | -3.3 | 13.3 | 12.2 | 11.1 | 3.9 | 14.5 | 13.9 | 12.8 | 12.8 | 0 | -3.9 | 5.6 | 3.9 | 16.7 | 16.7 | 9.5 | 5.1 | 14.4 | 4.4 | 0 | -3.9 | 12.2 | -2.8 | 6.1 | -14.4 | 6.7 | -1.1 | 10.6 | -3.9 | 0.6 | -3.9 | 4.1 | 2.1 | 6.7 | -2.4 | 4.2 | -1.4 | 12.8 | 6.1 | 7.2 | 3.3 | 18.3 | 14.2 | 10 | 9 | 5.6 | 4.4 | 7.2 | 5.6 | 7.2 | 3.9 | 7.8 | 0.6 | 3 | -1 | 18.3 | 7.2 | 3.9 | 0 | 6.7 | 1.8 | 13.9 | 12.7 | 15.6 | 13.9 | 9.4 | 9.4 | 22.8 | 21.1 | 10 | -7.2 | 14.4 | 9.4 | 20 | 17.8 | 16.7 | 15.3 | 3.9 | 0.6 | 11.1 | 8.9 | 0 | -7.2 | 7.2 | 4.4 | 1.7 | 0 | 14.4 | 2.8 | 3.9 | -0.3 | -0.6 | -8.9 | 3.3 | -0.6
0 | -3 | -2.8 | -7.2 | 17.2 | 15.6 | 16.7 | 15.6 | -3.5 | -8.5 | 16.9 | 8.1 | 7 | 4 | 9.1 | 7.6 | 13.3 | 13.3 | 11.3 | 8.2 | 9.4 | 7.8 | 10 | 9.4 | 3.3 | -2.2 | 3.7 | -0.8 | 13 | 12 | 13.9 | 13.3 | 20.6 | 18.9 | 10.2 | 9.2 | 19.4 | 15.6 | 13.9 | 6.7 | 22.8 | 16.1 | 9.4 | 7.8 | 10.6 | 6.1 | 0.6 | -2.2 | 18.3 | 12.8 | 12.2 | 11.7 | 13.1 | 10.1 | 11.7 | 10 | 20 | 19.4 | 6.1 | -5.6 | 1 | 0 | 8.7 | 8.6 | 4.8 | -1.6 | 12.2 | 5.6 | 6.3 | 5.6 | 20.6 | 10.7 | -10.6 | -17.2 | 7.8 | -1.1 | 12.8 | 11.7 | 10 | 2.2 | 13.9 | 13.3 | 13.3 | 13.3 | 0 | -3.1 | 5.6 | 3.9 | 16.7 | 16.7 | 10 | 5.2 | 15 | 3.9 | -0.6 | -4.4 | 11.1 | -3.3 | 8.5 | -11.8 | 6.7 | -2.4 | 7.8 | -3.9 | 0.6 | -4.4 | 4.2 | 1.7 | 6.7 | -2.4 | 5.2 | -1.3 | 13.3 | 6.7 | 6.7 | 3.3 | 18.3 | 14.4 | 10 | 9 | 4.4 | 3.9 | 6.7 | 6.1 | 7.2 | 5 | 7.2 | 0.6 | 4 | -1 | 16.7 | 7.8 | 1.7 | 1.1 | 6.7 | 1.7 | 13.3 | 12.5 | 15.6 | 13.9 | 10 | 9.4 | 23.3 | 21.7 | 11.1 | -7.8 | 14.4 | 9.4 | 19.4 | 17.8 | 16.7 | 15.6 | 3.9 | 0 | 11.7 | 9.4 | 0 | -7.8 | 6.7 | 4.4 | 1.7 | 0.6 | 15.6 | 5 | 4.4 | -0.2 | 2.6 | -7.2 | 3.9 | 0.2
0 | -2 | -2.8 | -6.7 | 18.1 | 16.3 | 17.6 | 16 | -0.9 | -7.9 | 18.1 | 7.8 | 8 | 3 | 8.9 | 7.2 | 13.9 | 13.9 | 11.7 | 8.9 | 10.6 | 8.3 | 10.6 | 9.4 | 8.3 | -2.2 | 3.5 | 0.2 | 18 | 14 | 14.4 | 14.4 | 20.6 | 19.4 | 10 | 8.9 | 19.4 | 15.6 | 13.3 | 6.1 | 22.8 | 17.2 | 10.9 | 8.3 | 9.4 | 6.7 | 3.3 | -0.6 | 18.3 | 13.3 | 11.7 | 11.1 | 13.3 | 11.7 | 12.8 | 10 | 20 | 20 | 8.3 | -6.7 | 1 | 0 | 8.9 | 8.9 | 6.7 | -1.7 | 11.7 | 7.2 | 6.1 | 5 | 20.6 | 10.6 | -9.4 | -16.7 | 8.9 | 0.6 | 14.4 | 13.3 | 10.4 | 2.5 | 13.9 | 11.5 | 16.1 | 15 | 0 | -2.7 | 6.1 | 3.9 | 17.2 | 16.7 | 10.6 | 5 | 15.6 | 5 | 0.6 | -4.4 | 11.1 | -3.3 | 10.9 | -10.5 | 6.7 | -4.4 | 12.8 | -5.6 | 3.9 | -2.8 | 4.4 | 1.7 | 6.7 | -2.8 | 6.1 | -1.7 | 15 | 6.7 | 7.2 | 3.9 | 18.5 | 14.8 | 10 | 9 | 6.1 | 3.3 | 7.8 | 6.1 | 7.2 | 4.4 | 8.9 | 1.7 | 4 | 0 | 18.3 | 8.3 | 6.1 | 2.8 | 8 | 2.2 | 12.8 | 12.2 | 16.1 | 14.4 | 9.4 | 8.9 | 23.3 | 21.7 | 13.3 | -7.8 | 14.4 | 10.6 | 19.4 | 18.3 | 16.7 | 15.9 | 4.4 | -0.6 | 13.3 | 9.4 | 1.1 | -7.8 | 7.8 | 4.4 | 2.8 | 0.6 | 18.3 | 7.8 | 5 | 0 | 5.7 | -7 | 4.4 | 0.9
2 | -2 | -1.7 | -6.1 | 19.1 | 17.1 | 18.5 | 16.3 | 1.7 | -8.9 | 19.4 | 7.8 | 8 | 3 | 8.3 | 6.6 | 15 | 15 | 13.4 | 9.5 | 11.7 | 8.3 | 12.1 | 10.2 | 11.7 | -2.8 | 3.3 | 1.1 | 21 | 12 | 16.1 | 16.1 | 21.1 | 19.4 | 14.1 | 10.4 | 21.1 | 17.2 | 14.4 | 6.7 | 24.4 | 17.8 | 12.4 | 9.1 | 11.1 | 6.7 | 6.1 | -0.6 | 18.3 | 13.9 | 11.1 | 10.6 | 14.4 | 12.6 | 15.6 | 10 | 21.1 | 20 | 11.1 | -7.8 | 1 | 0 | 10 | 9.3 | 9.5 | -0.8 | 11.1 | 7.8 | 6.5 | 5.8 | 20.4 | 11.4 | -8.3 | -16.7 | 10 | 1.1 | 16.7 | 13.3 | 10.7 | 2.3 | 13.9 | 9.2 | 18.3 | 15.6 | 0 | -2.8 | 6.7 | 4.4 | 18.3 | 17.8 | 10.8 | 5.2 | 17.2 | 5 | 2.8 | -3.3 | 12.8 | -2.8 | 13.3 | -10.6 | 6.5 | -4.3 | 14.4 | -5.6 | 6.1 | -3.3 | 4.6 | 1.8 | 7.2 | -2 | 8.7 | -0.5 | 16.7 | 8.9 | 8.3 | 4.4 | 18.7 | 15.2 | 11 | 9 | 6.1 | 3.3 | 8.9 | 6.7 | 8.3 | 5 | 12.2 | 2.2 | 7 | 0 | 20.6 | 10 | 10 | -0.6 | 9.3 | 2.6 | 15.8 | 14.5 | 16.1 | 14.4 | 10 | 8.9 | 24.4 | 21.7 | 15.6 | -7.8 | 18.3 | 10.6 | 20 | 18.3 | 16.7 | 16.4 | 5 | -1.7 | 12.8 | 8.9 | 2.2 | -8.3 | 8.9 | 4.4 | 4.4 | 1.1 | 20.6 | 9.4 | 7.4 | 0.8 | 8.9 | -8.9 | 5 | 1.7
3 | -3 | 0 | -5 | 20 | 17.8 | 19.4 | 16.7 | 3.5 | -8.1 | 21.8 | 7.6 | 9 | 2 | 7.8 | 6.1 | 17.2 | 14.4 | 15 | 9.8 | 11.7 | 8.3 | 13.5 | 10.7 | 13.9 | -3.3 | 4.6 | 0.9 | 22 | 9 | 18.3 | 17.2 | 22.8 | 20.6 | 18.1 | 11 | 23.3 | 17.2 | 15.6 | 6.1 | 23.3 | 18.9 | 13.9 | 9.4 | 13.3 | 8.3 | 7.8 | -1.1 | 20.6 | 14.4 | 12.2 | 11.1 | 15.6 | 13.7 | 18.3 | 8.9 | 22.8 | 18.3 | 12.2 | -8.9 | 2 | 0 | 11.1 | 9.7 | 12.2 | -1.2 | 11.7 | 8.3 | 6.8 | 6.5 | 20.2 | 11.7 | -7.2 | -17.2 | 10.6 | 1.7 | 19.4 | 13.3 | 11.1 | 2.2 | 13.9 | 6.7 | 19.4 | 15.6 | 0.4 | -1.9 | 8.3 | 3.3 | 18.3 | 17.8 | 10.9 | 5 | 18.3 | 5.6 | 5.6 | -2.2 | 15 | -4.4 | 16.3 | -8.5 | 6.3 | -4.7 | 16.7 | -7.2 | 7.2 | -2.2 | 4.8 | 2 | 7.8 | -1.3 | 11.3 | -0.2 | 16.7 | 10.6 | 10 | 5 | 18.9 | 15.6 | 12 | 9 | 7.8 | 2.8 | 9.4 | 7.2 | 10.6 | 5 | 15.6 | 2.2 | 9 | 0 | 22.2 | 9.4 | 12.8 | -0.6 | 10.6 | 2.8 | 18.7 | 16.3 | 13.3 | 11.1 | 11.1 | 6.7 | 25.6 | 21.7 | 18.3 | -8.9 | 20.6 | 10.6 | 20.6 | 18.3 | 16.7 | 16.7 | 6.1 | -0.6 | 13.9 | 9.4 | 3.3 | -7.8 | 10 | 4.4 | 6.7 | 1.7 | 21.1 | 10.6 | 9.8 | 1.4 | 10.7 | -7.6 | 5.9 | 0.4
4 | -2 | 1.1 | -6.7 | 21.5 | 17.9 | 19.2 | 16.3 | 5.4 | -8.9 | 24.3 | 7.5 | 11 | 2 | 7.2 | 5.6 | 17.2 | 14.4 | 16.7 | 10 | 12.2 | 8.3 | 15 | 11.1 | 16.1 | -3.3 | 5.9 | 0.2 | 23 | 12 | 23.3 | 17.2 | 25.6 | 20.6 | 22.2 | 10.6 | 25 | 17.8 | 16.7 | 7.2 | 25 | 18.3 | 16.1 | 10.2 | 13.3 | 8.3 | 10 | -1.7 | 21.7 | 15 | 12.8 | 11.1 | 16.7 | 14.4 | 20.6 | 10.6 | 25 | 19.4 | 12.8 | -8.9 | 3 | 0 | 12.2 | 10 | 15 | -2.2 | 13.9 | 10 | 7.2 | 7.2 | 20 | 12.2 | -6.1 | -16.7 | 11.1 | 0.6 | 19.4 | 13.9 | 12.6 | 2.5 | 15.4 | 7.5 | 22.2 | 13.9 | 0.7 | -1.5 | 10 | 1.1 | 20.6 | 17.2 | 11.1 | 5 | 19.4 | 5.6 | 7.2 | -2.2 | 16.7 | -1.7 | 19.2 | -8.8 | 6.1 | -6.1 | 17.8 | -7.8 | 7.8 | 0 | 5 | 2.2 | 8.3 | -1.1 | 13.9 | 0 | 17.8 | 11.7 | 12.2 | 5.6 | 21.1 | 16.5 | 13 | 10 | 8.9 | 1.7 | 8.9 | 6.7 | 12.8 | 6.1 | 16.7 | 2.2 | 11 | 0 | 23.9 | 8.9 | 14.4 | -1.1 | 13 | 4.2 | 21.7 | 18.3 | 11.7 | 10 | 11.7 | 7.2 | 25.6 | 21.1 | 20.6 | -8.9 | 22.2 | 12.2 | 22.2 | 18.3 | 17.4 | 17.4 | 6.7 | -1.1 | 16.1 | 9.4 | 4.4 | -8.3 | 11.7 | 5 | 8.3 | 0.6 | 21.1 | 11.1 | 12.2 | 1.7 | 12.6 | -8.1 | 6.9 | -0.9
6 | -2 | 2.2 | -7.2 | 22.9 | 17.8 | 19.1 | 16 | 7.2 | -11.7 | 26.7 | 6.1 | 12 | 2 | 8.7 | 6.2 | 16.7 | 13.9 | 17.4 | 10.6 | 12.2 | 8.3 | 15.6 | 11 | 17.2 | -3.9 | 7.2 | -0.6 | 23 | 15 | 26.1 | 16.1 | 27.8 | 18.9 | 23.7 | 10.1 | 26.7 | 17.8 | 18.3 | 7.8 | 24.4 | 18.9 | 18.4 | 11 | 14.4 | 5.6 | 11.7 | -1.1 | 22.2 | 15 | 8.9 | 7.2 | 18.4 | 14.7 | 22.2 | 11.7 | 25 | 20 | 14.4 | -2.2 | 4 | 0 | 12.9 | 9.8 | 15.9 | -1.9 | 15.6 | 9.4 | 7.8 | 7.5 | 21.3 | 13 | -5 | -15.6 | 11.7 | 0.6 | 21.7 | 13.3 | 14.1 | 2.7 | 16.8 | 7.7 | 24.4 | 13.9 | 1.1 | -1.1 | 11.1 | 0.6 | 21.1 | 17.2 | 11.3 | 4.3 | 20.6 | 6.1 | 11.1 | -1.1 | 17.8 | -1.7 | 22.2 | -10 | 5.4 | -4.2 | 18.3 | -8.9 | 6.1 | 0 | 4.6 | 2.3 | 9.6 | -0.5 | 14.8 | -0.1 | 18.3 | 13.3 | 14.4 | 3.9 | 23.4 | 17.2 | 14 | 10 | 10 | 1.7 | 9.4 | 5.6 | 14.4 | 7.8 | 17.2 | 2.8 | 13 | 0 | 25.6 | 10 | 15.6 | -1.1 | 15.4 | 5.6 | 23.4 | 19.2 | 11.1 | 9.4 | 15 | 3.3 | 26.7 | 21.1 | 22.2 | -9.4 | 23.9 | 14.4 | 23.9 | 17.8 | 18.2 | 18.2 | 7.8 | -1.7 | 17.2 | 8.3 | 4.4 | -9.4 | 13.3 | 6.7 | 9.4 | 0 | 22.2 | 11.7 | 12.9 | 2.2 | 14.4 | -10 | 7.8 | -3.3
7 | -2 | 2.2 | -3.9 | 24.4 | 17.8 | 18.9 | 15.6 | 8.1 | -10 | 28.4 | 5.3 | 12 | 2 | 10.2 | 6.7 | 16.7 | 13.9 | 18.2 | 11.3 | 12.8 | 8.3 | 16.1 | 10.4 | 17.8 | -6.1 | 8.3 | -0.4 | 24 | 16 | 26.1 | 16.7 | 29.4 | 16.7 | 25.2 | 8.7 | 27.8 | 16.1 | 19.4 | 8.3 | 25.6 | 18.3 | 20.6 | 11.1 | 16.7 | 5 | 11.1 | -1.1 | 23.9 | 15.6 | 10.6 | 6.1 | 20 | 14.8 | 22.8 | 12.2 | 26.1 | 20 | 14.4 | -2.8 | 6 | -2 | 13.7 | 9.8 | 16.9 | -1.9 | 16.7 | 8.9 | 8.3 | 7.6 | 22.6 | 13.4 | -3.9 | -13.3 | 11.7 | 1.1 | 22.8 | 12.8 | 15.6 | 2.2 | 18.3 | 8.3 | 25.6 | 13.3 | 0.9 | -1.2 | 12.2 | 0.6 | 18.9 | 17.2 | 11.5 | 3.8 | 21.7 | 6.7 | 12.8 | -0.6 | 18.9 | -2.8 | 23.3 | -8.9 | 4.6 | -3.4 | 19.4 | -10.6 | 7.2 | 1.7 | 4.3 | 2.6 | 10.9 | -0.2 | 15.8 | -0.4 | 21.1 | 15 | 16.1 | 5 | 25.6 | 17.8 | 13 | 11 | 11.1 | 1.1 | 11.7 | 6.7 | 15.6 | 8.3 | 18.9 | 3.9 | 16 | 1 | 27.2 | 10 | 15.6 | -1.1 | 17.8 | 6.7 | 25 | 19.8 | 8.3 | 6.1 | 15 | 4.4 | 26.7 | 21.1 | 23.3 | -5.6 | 25 | 16.7 | 25.6 | 18.3 | 18.9 | 18.9 | 8.3 | -1.1 | 18.3 | 7.8 | 4.4 | -11.1 | 13.9 | 6.1 | 11.1 | -0.6 | 25 | 12.2 | 13.7 | 2.6 | 15.3 | -8.5 | 8.5 | -3.8
8 | -1 | 3.3 | -6.1 | 24.2 | 17.9 | 19.1 | 16.2 | 9.1 | -9.7 | 30 | 4.6 | 13 | 3 | 11.7 | 7.2 | 16.1 | 13.3 | 18.9 | 11.7 | 13.9 | 8.3 | 16.7 | 10 | 18.3 | -4.4 | 9.5 | -0.6 | 24 | 16 | 25.6 | 16.7 | 30.6 | 21.1 | 26.7 | 7.2 | 28.9 | 16.1 | 21.1 | 8.9 | 26.1 | 17.8 | 20.4 | 11.4 | 18.3 | 6.7 | 10.6 | -0.6 | 24.4 | 16.1 | 12.8 | 5 | 21.7 | 14.4 | 23.3 | 11.7 | 26.1 | 20.6 | 11.7 | -2.8 | 6 | -3 | 14.4 | 9.4 | 17.8 | -2.8 | 16.1 | 11.1 | 8.9 | 7.8 | 23.9 | 13.9 | -2.8 | -12.2 | 10.6 | 0 | 25.6 | 12.8 | 17.1 | 2.7 | 19.4 | 8.5 | 26.1 | 15 | 0.8 | -1.3 | 12.2 | 0.6 | 17.8 | 17.8 | 11.7 | 2.8 | 22.8 | 7.2 | 15.6 | 1.7 | 19.4 | -3.3 | 24.5 | -9.3 | 3.9 | -3.3 | 20.6 | -8.3 | 10 | -1.1 | 3.9 | 2.8 | 12.2 | 0 | 16.7 | -1.1 | 21.7 | 15 | 17.8 | 4.4 | 27.1 | 18.1 | 13 | 11 | 10 | 1.7 | 11.7 | 6.1 | 16.7 | 9.4 | 20.6 | 4.4 | 18 | 2 | 26.7 | 9.4 | 16.7 | -1.1 | 19.3 | 6.8 | 26.7 | 20.6 | 6.7 | 4.4 | 15 | 4.4 | 29.4 | 21.7 | 24.4 | -7.2 | 26.7 | 17.2 | 27.2 | 17.8 | 19.8 | 19 | 8.3 | -1.7 | 20 | 7.8 | 5.6 | -11.1 | 15 | 6.1 | 10.6 | -2.2 | 23.3 | 11.7 | 14.4 | 2.8 | 16.3 | -9.2 | 9.3 | -4.8
8 | 0 | 3.9 | -5.6 | 24.1 | 18.1 | 19.2 | 16.6 | 10 | -11.1 | 31.7 | 3.3 | 14 | 3 | 12.8 | 6.6 | 17.2 | 13.3 | 17.4 | 10.8 | 11.7 | 7.2 | 15.8 | 9 | 18.9 | -3.3 | 10.6 | -1.1 | 24 | 17 | 25 | 17.2 | 29.4 | 19.4 | 26.5 | 8 | 30 | 15 | 22.2 | 8.3 | 27.2 | 17.8 | 20.2 | 11.7 | 18.3 | 3.9 | 11.1 | -2.2 | 25 | 16.1 | 13.3 | 1.7 | 21.9 | 14.3 | 24.4 | 13.3 | 26.7 | 20 | 10.6 | -4.4 | 7 | -2 | 13.7 | 9 | 18.2 | -2.4 | 13.9 | 12.2 | 9.1 | 7.9 | 24.6 | 14.1 | -1.1 | -11.7 | 10 | 0 | 25 | 12.8 | 18.5 | 3.2 | 20.6 | 8.6 | 23.3 | 13.9 | 0.6 | -1.7 | 13.3 | 2.2 | 18.3 | 17.8 | 11.7 | 3.5 | 23.9 | 6.7 | 18.3 | 1.7 | 20.6 | -3.9 | 25.6 | -11.7 | 2.6 | -3.7 | 20.6 | -8.9 | 8.9 | -2.2 | 3.7 | 2.7 | 12.9 | 0.3 | 16.7 | -0.8 | 22.8 | 13.9 | 18.9 | 6.7 | 28.5 | 18.3 | 13 | 11 | 12.2 | 1.1 | 12.2 | 6.1 | 17.2 | 8.3 | 23.9 | 6.1 | 19 | 3 | 25.6 | 10 | 17.8 | 0 | 20.7 | 6.3 | 23.7 | 18.8 | 6.7 | 4.4 | 16.1 | 2.2 | 30 | 21.7 | 25.6 | -6.7 | 27.8 | 17.2 | 28.3 | 17.8 | 20.8 | 18.9 | 8.9 | -2.2 | 20.6 | 6.1 | 6.1 | -10.6 | 16.1 | 4.4 | 11.1 | -2.2 | 21.7 | 11.7 | 14.6 | 2.5 | 17.2 | -10.6 | 10 | -7.2
8 | -1 | 3.3 | -3.9 | 23.9 | 18.3 | 19.4 | 17.2 | 10.4 | -9.8 | 31.7 | 2.8 | 14 | 2 | 13.9 | 6.1 | 16.7 | 13.3 | 15.9 | 10 | 11.7 | 7.2 | 14.8 | 7.9 | 18.9 | -5 | 10.8 | -1.7 | 23 | 16 | 25 | 17.2 | 23.9 | 20 | 26.3 | 8.3 | 30.6 | 14.4 | 23.3 | 8.9 | 27.8 | 17.2 | 20 | 11.7 | 18.9 | 3.9 | 10 | -1.7 | 25 | 15.6 | 11.7 | -1.7 | 22 | 13.7 | 23.3 | 12.8 | 25 | 19.4 | 10.6 | -2.8 | 7 | -1 | 12.9 | 8.4 | 18.5 | -2.1 | 14.4 | 12.8 | 9.2 | 7.7 | 25.4 | 14.6 | 0 | -11.1 | 11.1 | 0.6 | 25 | 13.3 | 20 | 3.3 | 21.7 | 8.3 | 22.8 | 15 | 0.6 | -1.3 | 12.8 | 1.7 | 18.3 | 17.2 | 11.7 | 4.2 | 24.4 | 5.6 | 20 | 2.2 | 21.7 | -2.2 | 25.2 | -10.1 | 1.3 | -4.4 | 20.6 | -9.4 | 9.4 | -0.6 | 3.5 | 2.8 | 13.7 | 0.7 | 16.7 | -0.8 | 25 | 13.9 | 19.4 | 5 | 30 | 18.3 | 12 | 11 | 13.3 | 1.1 | 10 | 5.6 | 16.7 | 8.3 | 23.9 | 6.7 | 19 | 2 | 24.4 | 10 | 18.3 | 0.6 | 22.2 | 6.1 | 20.8 | 16.8 | 7.2 | 3.9 | 11.7 | 3.3 | 30 | 22.2 | 26.1 | -5.6 | 28.3 | 17.2 | 28.9 | 17.8 | 21.7 | 18.9 | 10 | -1.1 | 21.1 | 6.7 | 6.1 | -10 | 16.1 | 3.3 | 12.2 | -3.3 | 19.4 | 12.8 | 14.8 | 1.7 | 17.6 | -9.1 | 10.2 | -7.1
9 | 0 | 4.4 | -4.4 | 22.6 | 18 | 19.4 | 17 | 10.7 | -10.1 | 31.7 | 1.9 | 14 | 3 | 15 | 5 | 16.7 | 12.8 | 14.4 | 8.9 | 11.1 | 6.7 | 13.9 | 6.7 | 18.9 | -3.9 | 10.9 | -2.5 | 24 | 17 | 24.4 | 17.8 | 23.3 | 21.1 | 26.1 | 8.9 | 30.6 | 15.6 | 23.9 | 8.3 | 25 | 18.3 | 19.3 | 11.6 | 20 | 3.3 | 10 | -2.2 | 25.6 | 16.1 | 11.7 | -1.7 | 22.2 | 13.3 | 22.8 | 13.9 | 25 | 20 | 10 | -2.2 | 7 | -3 | 12.2 | 7.8 | 18.9 | -2.8 | 11.7 | 10.6 | 9.4 | 7.8 | 26.1 | 14.4 | 0.6 | -10 | 9.4 | -0.6 | 26.1 | 12.2 | 19.6 | 3.7 | 20.9 | 7.9 | 18.3 | 15 | 0.6 | -1 | 12.2 | 1.1 | 18.3 | 14.4 | 11.7 | 4.4 | 24.4 | 5 | 21.7 | 2.8 | 20.6 | -6.1 | 24.8 | -9.1 | 0 | -6.1 | 21.1 | -9.4 | 10.6 | -3.9 | 3.3 | 2.8 | 14.4 | 1.1 | 16.7 | -1.1 | 25.6 | 14.4 | 20 | 5.6 | 28.9 | 18.7 | 11 | 10 | 13.9 | 1.1 | 11.1 | 6.1 | 16.1 | 7.8 | 22.2 | 7.2 | 18 | 3 | 25 | 10.6 | 19.4 | 1.1 | 22 | 5 | 17.8 | 15 | 8.9 | 4.4 | 13.9 | 2.2 | 29.4 | 21.7 | 26.7 | -8.3 | 28.3 | 16.7 | 28.9 | 18.3 | 21.5 | 19.3 | 10.6 | -1.1 | 21.7 | 5.6 | 5 | -10 | 15.6 | 3.9 | 12.8 | -3.3 | 18.9 | 14.4 | 15 | 1.1 | 17.9 | -8.1 | 10.4 | -7.4
8 | -1 | 3.3 | -3.3 | 21.3 | 17.7 | 19.4 | 16.8 | 11.1 | -11.7 | 31.7 | 2.2 | 14 | 3 | 13.5 | 4.7 | 16.1 | 12.2 | 13.5 | 8.2 | 11.7 | 6.7 | 12.6 | 6.7 | 18.9 | -4.4 | 11.1 | -4.4 | 23 | 17 | 23.9 | 17.8 | 23.3 | 20 | 24.8 | 9.2 | 30 | 15 | 23.9 | 8.3 | 26.1 | 16.7 | 18.5 | 11.4 | 19.4 | 2.2 | 9.4 | -2.2 | 25 | 15.6 | 12.8 | -2.2 | 21.5 | 13.2 | 22.2 | 13.3 | 24.4 | 19.4 | 8.9 | 2.8 | 7 | -2 | 11.3 | 7.6 | 16.9 | -1.9 | 10 | 8.3 | 9.6 | 7.4 | 25.9 | 14.4 | 0.6 | -9.4 | 8.3 | -1.7 | 25 | 12.8 | 19.3 | 4.7 | 20.2 | 7.6 | 13.9 | 11.7 | 0.6 | -1.1 | 12.2 | 2.2 | 18.3 | 14.4 | 11.5 | 5.4 | 24.4 | 5 | 22.8 | 2.2 | 20.6 | -4.4 | 24.4 | -11.1 | -0.9 | -4.6 | 20.6 | -10 | 10.6 | -5 | 2.9 | 2.3 | 13.3 | 2.5 | 15.2 | -1.2 | 24.4 | 15 | 20 | 4.4 | 27.8 | 18.8 | 11 | 9 | 13.9 | 1.1 | 11.1 | 6.7 | 16.1 | 8.3 | 20.6 | 7.2 | 12 | 4 | 23.3 | 10.6 | 19.4 | 1.1 | 21.9 | 4.5 | 18.7 | 15.8 | 8.3 | 3.9 | 15.6 | 4.4 | 27.8 | 21.7 | 26.1 | -6.1 | 27.8 | 17.8 | 27.8 | 17.8 | 21.3 | 19.8 | 10.6 | -2.2 | 21.7 | 4.4 | 4.4 | -10 | 15 | 1.7 | 11.1 | -1.7 | 15.6 | 11.7 | 14.4 | 1.7 | 18.3 | -8.9 | 10.6 | -9.4
8 | -1 | 2.2 | -2.2 | 20 | 17.2 | 19.4 | 16.7 | 8.1 | -8.7 | 30.2 | 1.6 | 12 | 3 | 12.1 | 4.6 | 15.6 | 12.2 | 12.6 | 7.1 | 11.1 | 7.2 | 11.3 | 6.5 | 17.8 | -3.3 | 10.2 | -3.4 | 21 | 16 | 22.2 | 18.9 | 23.3 | 18.3 | 23.5 | 9.5 | 27.8 | 19.4 | 23.9 | 7.8 | 24.4 | 17.2 | 17.8 | 11.1 | 18.9 | 3.3 | 8.9 | -1.7 | 24.4 | 15 | 12.2 | -4.4 | 20.7 | 12.9 | 21.1 | 13.9 | 23.3 | 19.4 | 8.9 | 3.3 | 7 | -2 | 10.3 | 7 | 14.8 | -1.5 | 9.4 | 8.3 | 9.8 | 7.1 | 25.8 | 14.3 | 0 | -9.4 | 7.8 | -2.2 | 23.9 | 13.3 | 18.9 | 5 | 19.4 | 6.7 | 12.8 | 11.1 | 0.6 | -1 | 11.1 | 3.9 | 20.6 | 13.9 | 11.3 | 6.1 | 23.9 | 4.4 | 22.8 | 2.2 | 19.4 | -3.9 | 22.7 | -9.3 | -1.9 | -4.1 | 19.4 | -10 | 8.9 | -7.2 | 2.6 | 2 | 12.2 | 3.7 | 13.7 | -1.3 | 23.9 | 15 | 20 | 4.4 | 26.7 | 18.9 | 11 | 9 | 12.8 | 1.1 | 11.1 | 5.6 | 15 | 6.7 | 21.1 | 7.2 | 12 | 4 | 21.7 | 9.4 | 16.7 | 1.7 | 21.7 | 3.3 | 19.7 | 16.9 | 7.8 | 2.8 | 15.6 | 3.9 | 26.7 | 21.7 | 24.4 | -3.9 | 27.2 | 17.8 | 27.8 | 18.3 | 21.1 | 20 | 10 | -2.2 | 20.6 | 4.4 | 3.9 | -9.4 | 13.3 | 0.6 | 10.6 | -1.1 | 14.4 | 11.1 | 13.9 | 1.9 | 15.5 | -6.5 | 8.5 | -4.1
6 | -1 | 2.2 | -1.7 | 19.4 | 17 | 18.7 | 16.7 | 5.2 | -8.3 | 28.7 | 1.3 | 11 | 3 | 10.6 | 3.9 | 15.6 | 12.2 | 11.7 | 6.1 | 10.6 | 6.7 | 10 | 6.1 | 12.2 | 0 | 9.2 | -3 | 20 | 16 | 21.7 | 18.3 | 23.3 | 20.6 | 22.2 | 9.4 | 25 | 18.9 | 21.7 | 9.4 | 22.8 | 17.8 | 16.7 | 10.4 | 16.7 | 3.3 | 8.3 | -0.6 | 23.3 | 14.4 | 11.7 | -4.4 | 20 | 12.8 | 20 | 14.4 | 22.2 | 20 | 9.4 | 2.2 | 6 | -2 | 9.4 | 6.7 | 12.8 | -2.2 | 9.4 | 7.8 | 10 | 6.7 | 25.6 | 13.9 | -0.6 | -9.4 | 6.7 | -2.8 | 21.7 | 12.8 | 18.2 | 5.4 | 17.6 | 7.4 | 12.2 | 11.1 | 0.6 | -1.3 | 10 | 3.3 | 19.4 | 13.3 | 11.1 | 6.7 | 21.1 | 3.3 | 20.6 | 3.9 | 17.8 | -2.8 | 21.1 | -10.4 | -2.8 | -3.9 | 18.3 | -9.4 | 7.8 | -8.3 | 2.2 | 1.7 | 11.1 | 4.4 | 12.2 | -2.2 | 22.8 | 15 | 17.8 | 6.7 | 25 | 19.2 | 11 | 9 | 10 | 2.2 | 10 | 4.4 | 13.3 | 5 | 18.9 | 8.9 | 11 | 6 | 19.4 | 9.4 | 15.6 | 2.2 | 18.9 | 4.3 | 20.6 | 17.8 | 6.7 | 2.8 | 11.7 | 4.4 | 25 | 21.1 | 21.7 | -5 | 25.6 | 18.3 | 26.1 | 19.4 | 18.9 | 18.1 | 7.2 | -1.1 | 17.8 | 3.9 | 3.3 | -8.9 | 11.7 | 1.7 | 8.3 | -2.2 | 13.9 | 11.1 | 13.3 | 2.2 | 12.8 | -6.4 | 6.5 | -2.1
4 | 0 | 1.1 | -0.6 | 18.9 | 16.9 | 17.9 | 16.8 | 2.2 | -9.4 | 27.2 | 1.1 | 10 | 2 | 10.2 | 4.4 | 15.6 | 11.7 | 10.9 | 5.7 | 10.6 | 6.1 | 9.4 | 6 | 14.4 | -0.6 | 8.3 | -3.3 | 20 | 16 | 21.1 | 16.7 | 22.8 | 20 | 19.8 | 10.8 | 22.8 | 18.3 | 20.6 | 9.4 | 21.7 | 17.8 | 15.5 | 9.7 | 15.6 | 2.8 | 8.3 | 0.6 | 20 | 14.4 | 10.6 | -3.3 | 18.1 | 12.8 | 18.9 | 14.4 | 21.7 | 20 | 9.4 | -1.7 | 4 | -3 | 8.3 | 6.3 | 10.9 | -0.2 | 9.4 | 7.8 | 9.3 | 6.6 | 25 | 13.9 | -1.1 | -10.6 | 5.6 | -4.4 | 19.4 | 12.2 | 17.4 | 5.4 | 15.7 | 7.2 | 12.2 | 10.6 | 0.6 | -1.7 | 9.4 | 3.9 | 17.2 | 13.9 | 11.3 | 7.1 | 15.6 | 6.7 | 13.3 | 4.4 | 15.6 | -1.7 | 19.4 | -11.7 | -2.6 | -4.4 | 16.1 | -9.4 | 7.2 | -8.9 | 2.2 | 1.8 | 10.9 | 5 | 11.1 | -2 | 22.8 | 15 | 16.7 | 4.4 | 23.4 | 19.6 | 10 | 9 | 8.3 | 2.2 | 9.4 | 4.4 | 12.2 | 3.9 | 17.2 | 10.6 | 10 | 6 | 18.3 | 10 | 13.9 | 4.4 | 16.1 | 4.2 | 19.5 | 17.3 | 5.6 | 2.2 | 10.6 | 3.3 | 23.9 | 21.7 | 20.6 | -4.4 | 23.3 | 18.3 | 25 | 18.9 | 16.6 | 16 | 7.2 | -1.1 | 15.6 | 3.3 | 2.2 | -8.3 | 10.6 | 2.2 | 7.8 | -1.7 | 13.9 | 11.1 | 12.2 | 2.6 | 10 | -7.2 | 4.4 | -1.1
2 | -1 | 1.1 | -1.1 | 18.3 | 16.7 | 17.2 | 16.7 | 0.7 | -8.5 | 26.3 | 0.8 | 8 | 2 | 9.8 | 4.8 | 15.6 | 11.7 | 10.2 | 5 | 10.6 | 5.6 | 8.9 | 5.8 | 9.4 | -1.1 | 7.8 | -2.7 | 19 | 16 | 20 | 16.1 | 22.8 | 20.6 | 17.4 | 11.5 | 21.1 | 18.3 | 18.3 | 9.4 | 22.2 | 18.3 | 14.4 | 8.9 | 14.4 | 2.8 | 11.1 | 0 | 21.7 | 13.9 | 11.7 | -5 | 16.3 | 12.7 | 17.8 | 15 | 21.7 | 20 | 8.9 | -1.1 | 4 | -2 | 7.2 | 6 | 9.1 | 0.5 | 8.3 | 5.6 | 8.5 | 6.3 | 24.5 | 13.7 | -1.7 | -8.9 | 4.4 | -4.4 | 18.3 | 12.2 | 16.7 | 5.6 | 13.9 | 7.2 | 11.7 | 10 | 0.6 | -1.4 | 8.3 | 3.3 | 16.1 | 15 | 11.5 | 7.4 | 13.9 | 6.7 | 12.2 | 3.3 | 13.9 | -1.1 | 17.6 | -9.1 | -2.4 | -4.9 | 14.4 | -9.4 | 6.1 | -8.9 | 2.2 | 2.1 | 10.8 | 5.8 | 10 | -2.6 | 20.6 | 13.3 | 14.4 | 4.4 | 21.7 | 19.4 | 10 | 9 | 7.8 | 2.2 | 8.9 | 3.9 | 10.6 | 5 | 15 | 11.7 | 9 | 6 | 17.2 | 11.1 | 11.7 | 5.6 | 13.3 | 3.9 | 18.3 | 16.7 | 5 | 2.2 | 10.6 | 3.9 | 23.3 | 21.7 | 17.2 | -6.1 | 22.8 | 18.3 | 23.3 | 20 | 14.4 | 13.9 | 6.7 | 0.6 | 13.3 | 3.9 | 0.6 | -8.3 | 10.6 | 1.7 | 6.7 | -2.2 | 11.7 | 2.8 | 11.1 | 2.7 | 8.5 | -5.7 | 3.9 | -1.1
2 | -1 | 0.6 | -1.1 | 18.3 | 16.5 | 17.2 | 16.7 | -0.7 | -9 | 25.3 | 1.4 | 7 | 2 | 9.4 | 5 | 15 | 11.7 | 9.4 | 4.4 | 10 | 3.9 | 8.3 | 5.6 | 7.8 | 0 | 7.2 | -2.5 | 19 | 16 | 20 | 16.1 | 22.8 | 20.6 | 15 | 11.7 | 21.1 | 18.3 | 17.8 | 9.4 | 21.7 | 18.3 | 13.9 | 9 | 11.7 | 8.9 | 10.6 | 1.1 | 21.1 | 13.9 | 10 | -6.7 | 14.4 | 12.2 | 17.2 | 15 | 21.7 | 19.4 | 8.3 | 0.6 | 3 | -1 | 6.1 | 5.6 | 7.2 | 1.1 | 6.1 | 4.4 | 7.8 | 6.1 | 23.9 | 13.3 | -2.8 | -8.3 | 3.3 | -5.6 | 17.8 | 12.2 | 16.1 | 5.7 | 13.5 | 6.6 | 11.7 | 9.4 | 0.6 | -1.4 | 7.8 | 2.2 | 13.9 | 13.3 | 11.7 | 7.8 | 12.2 | 6.1 | 11.7 | 3.9 | 12.2 | -0.6 | 15.7 | -8.9 | -2.2 | -6.1 | 15 | -8.3 | 3.9 | -8.3 | 2.2 | 2.2 | 10.6 | 6.1 | 8.9 | -3.3 | 16.7 | 13.9 | 12.8 | 4.4 | 21.7 | 19.5 | 10 | 9 | 7.2 | 2.2 | 8.9 | 4.4 | 8.9 | 6.7 | 13.3 | 12.2 | 9 | 6 | 16.7 | 11.7 | 11.7 | 4.4 | 13.5 | 5.9 | 17.2 | 16.1 | 5 | 2.2 | 8.3 | 5 | 23.9 | 21.7 | 16.1 | -5.6 | 21.7 | 18.3 | 22.2 | 20 | 14.4 | 13.8 | 4.4 | -0.6 | 12.2 | 3.3 | -1.7 | -7.2 | 10 | 2.8 | 5 | -1.7 | 10.6 | 2.8 | 10 | 2.8 | 7.1 | -5.5 | 3.3 | -1.6
1 | -1 | 0 | -1.7 | 18.3 | 16.3 | 17.2 | 16.7 | -2.2 | -10.6 | 24.4 | 1.1 | 8 | 2 | 9 | 5 | 14.4 | 12.8 | 8.9 | 4.7 | 10 | 5 | 8.3 | 5.3 | 6.7 | 0 | 6.7 | -2.8 | 19 | 16 | 18.9 | 16.1 | 22.8 | 20.6 | 14.1 | 11.5 | 21.7 | 18.3 | 17.2 | 9.4 | 21.7 | 17.8 | 13.3 | 8.8 | 11.7 | 9.4 | 9.4 | 1.1 | 19.4 | 15.6 | 8.9 | -5.6 | 14.4 | 11.2 | 16.1 | 14.4 | 22.2 | 20 | 7.8 | 1.7 | 3 | -1 | 5.5 | 5.2 | 7.2 | 0 | 5 | 3.3 | 7.2 | 5.4 | 23.3 | 13.5 | -3.3 | -7.8 | 2.2 | -5.6 | 17.8 | 12.2 | 15.6 | 5.8 | 13.2 | 6.3 | 11.1 | 8.3 | 0.6 | -1.7 | 7.8 | 2.2 | 12.8 | 8.3 | 11.9 | 7.8 | 12.2 | 5.6 | 10 | 3.9 | 11.1 | -0.6 | 13.9 | -9.4 | -2.6 | -5.4 | 15 | -8.3 | 2.2 | -7.2 | 2.4 | 2.4 | 11.3 | 6.5 | 8.7 | -2.8 | 17.2 | 13.3 | 11.7 | 4.4 | 21.7 | 19.5 | 10 | 9 | 6.7 | 2.2 | 8.3 | 3.3 | 8.9 | 6.1 | 13.3 | 12.2 | 8 | 6 | 14.4 | 11.7 | 11.7 | 5 | 13.7 | 7.9 | 17.6 | 16.3 | 4.4 | 2.8 | 8.9 | 3.9 | 23.3 | 21.7 | 16.1 | -6.1 | 21.1 | 18.3 | 21.7 | 20 | 14.4 | 13.5 | 4.4 | -1.1 | 12.8 | 2.8 | -3.3 | -7.8 | 9.4 | 3.3 | 3.3 | -2.2 | 10 | 1.7 | 8.9 | 3.1 | 5.6 | -6.1 | 2.8 | -2.2
1 | -1 | -1.7 | -2.8 | 18.3 | 16.1 | 17.2 | 16.7 | -3.1 | -10 | 23.1 | 2 | 7 | 2 | 8.7 | 5.1 | 14.4 | 12.8 | 8.3 | 4.9 | 10 | 5.6 | 8.2 | 5.1 | 6.1 | -1.1 | 6.5 | -1 | 19 | 16 | 18.3 | 16.1 | 22.8 | 19.4 | 13.1 | 11.4 | 23.3 | 18.3 | 18.3 | 9.4 | 21.1 | 17.2 | 12.8 | 8.9 | 11.7 | 10 | 8.3 | 0 | 16.7 | 15.6 | 7.2 | -3.3 | 14.4 | 10.3 | 15.6 | 14.4 | 22.2 | 20.6 | 7.8 | 2.2 | 3 | -2 | 5 | 4.7 | 7.2 | -0.9 | 3.9 | 3.9 | 6.7 | 4.7 | 22.8 | 13.9 | -2.8 | -7.8 | 1.1 | -5.6 | 14.4 | 11.7 | 15 | 5.6 | 12.8 | 5.6 | 10 | 6.1 | 0.6 | -1.4 | 7.2 | 2.2 | 10.6 | 7.2 | 12 | 7.9 | 13.3 | 4.4 | 11.1 | 3.3 | 10 | -1.1 | 13.5 | -6.9 | -2.9 | -5 | 14.4 | -6.1 | 2.2 | -7.8 | 2.6 | 2.6 | 12.1 | 7 | 8.5 | -2.4 | 18.3 | 12.2 | 12.2 | 4.4 | 21.7 | 19.4 | 9 | 8 | 5 | 1.7 | 7.8 | 4.4 | 8.3 | 6.7 | 13.3 | 11.7 | 7 | 4 | 13.3 | 11.7 | 11.1 | 6.7 | 13.9 | 9.4 | 17.9 | 16.4 | 3.3 | 2.2 | 7.8 | 6.1 | 22.8 | 21.7 | 14.4 | -8.9 | 20.6 | 17.8 | 21.7 | 20 | 14.4 | 13.3 | 5 | -1.1 | 10 | 3.3 | -3.9 | -7.8 | 8.9 | 3.9 | 2.2 | -2.2 | 8.9 | 1.7 | 7.8 | 3.5 | 5 | -5.3 | 1.7 | -2.3
1 | -2 | -1.7 | -3.3 | 18.1 | 16.3 | 16.7 | 16.1 | -4.1 | -10.4 | 21.9 | 2.6 | 8 | 2 | 8.3 | 5 | 13.9 | 12.8 | 7.8 | 5 | 9.4 | 6.1 | 8.1 | 4.8 | 5 | -0.6 | 6.3 | 0 | 19 | 16 | 18.3 | 15.6 | 22.8 | 19.4 | 12.2 | 11.1 | 22.8 | 18.3 | 16.1 | 8.9 | 21.7 | 18.3 | 11.1 | 7.6 | 11.7 | 9.4 | 6.7 | 3.3 | 15.6 | 15 | 7.2 | -7.2 | 14.4 | 8.9 | 15 | 13.9 | 22.2 | 20.6 | 7.8 | 3.3 | 1 | -2 | 4.4 | 4.3 | 7.2 | -2.2 | 3.3 | 2.2 | 6.1 | 3.9 | 22.2 | 13.9 | -2.8 | -7.2 | 1.1 | -5.6 | 14.4 | 11.7 | 14.4 | 5.2 | 12.2 | 5.6 | 9.4 | 4.4 | 0.6 | -1.4 | 6.1 | 1.7 | 10 | 4.4 | 12.2 | 7.8 | 12.8 | 4.4 | 11.1 | 3.9 | 8.9 | -1.1 | 13.2 | -6.1 | -3.3 | -5 | 14.4 | -5.6 | -0.6 | -6.1 | 2.8 | 2.8 | 12.8 | 7.2 | 8.3 | -2.8 | 16.7 | 10.6 | 9.4 | 4.4 | 21.5 | 19.4 | 9 | 8 | 3.9 | 1.1 | 7.2 | 3.9 | 7.8 | 6.7 | 12.8 | 12.2 | 6 | 3 | 12.8 | 11.1 | 9.4 | 6.7 | 13 | 9.3 | 18.3 | 16.7 | 3.3 | 0.6 | 8.3 | 6.7 | 23.9 | 22.2 | 12.2 | -8.3 | 20.6 | 16.7 | 20 | 17.2 | 14.4 | 13.5 | 3.9 | -0.6 | 11.1 | 3.3 | -3.9 | -6.7 | 7.8 | 4.4 | 3.3 | -1.7 | 8.3 | 1.1 | 6.7 | 3.3 | 4.5 | -5.4 | 0.5 | -3
0 | -2 | -1.1 | -2.8 | 18 | 16.5 | 16.1 | 15.2 | -5 | -11.7 | 20.6 | 2.8 | 7 | 1 | 7.8 | 4.9 | 13.9 | 12.2 | 8 | 5.1 | 8.3 | 6.1 | 8.1 | 4.6 | 4.4 | -1.1 | 6.1 | 1.1 | 19 | 16 | 16.7 | 15.6 | 22.2 | 18.9 | 12.2 | 11.1 | 22.2 | 18.3 | 15.6 | 8.9 | 21.7 | 17.2 | 9.5 | 6.4 | 12.2 | 9.4 | 5.6 | 2.8 | 15.6 | 14.4 | 7.2 | -7.8 | 12.9 | 6.3 | 15.6 | 14.4 | 22.8 | 21.1 | 7.2 | 4.4 | 0 | -2 | 3.9 | 3.9 | 5.7 | -2.1 | 2.2 | 1.1 | 5.7 | 3.9 | 21.7 | 12.8 | -2.8 | -7.2 | 0 | -5.6 | 13.9 | 12.8 | 13.9 | 5 | 11.7 | 5.8 | 8.9 | 4.4 | 0.6 | -1.7 | 5.6 | 1.7 | 8.9 | 3.3 | 11.5 | 8.6 | 11.7 | 5 | 11.1 | 3.9 | 7.2 | -1.1 | 12.8 | -5.6 | -3.7 | -5.1 | 13.9 | -4.4 | 0 | -6.7 | 3 | 3 | 11.1 | 4.8 | 8.3 | -1.6 | 17.8 | 13.9 | 8.9 | 3.9 | 21.3 | 19.4 | 9 | 8 | 2.2 | 0.6 | 5 | 3.9 | 7.8 | 6.1 | 9.4 | 8.3 | 6 | 3 | 12.8 | 11.7 | 6.7 | 5.6 | 12 | 8.7 | 17.9 | 16.4 | 3.3 | -1.7 | 8.3 | 6.1 | 24.4 | 22.2 | 10.6 | -8.3 | 20.6 | 16.7 | 19.4 | 16.7 | 14.4 | 13.8 | 2.8 | -1.1 | 8.9 | 2.8 | -3.3 | -7.8 | 7.2 | 3.9 | 2.8 | -1.7 | 7.8 | -0.6 | 5.8 | 3.1 | 3.9 | -6.1 | -0.6 | -3.9
0 | -2 | -1.1 | -2.2 | 17.8 | 16.7 | 15.6 | 14.4 | -6.1 | -10.7 | 19.7 | 3.4 | 7 | 2 | 7.2 | 4.7 | 12.8 | 12.2 | 8.1 | 5.1 | 8.9 | 6.1 | 8.1 | 4.3 | 3.9 | -1.1 | 5.5 | 1.4 | 18 | 16 | 16.1 | 15 | 22.2 | 17.8 | 12.2 | 11.1 | 21.7 | 17.8 | 13.9 | 8.3 | 21.7 | 17.2 | 7.8 | 5 | 12.8 | 9.4 | 5 | 3.3 | 16.1 | 14.4 | 7.2 | -6.1 | 11.5 | 3.5 | 15.6 | 14.4 | 22.8 | 20.6 | 7.8 | 4.4 | -1 | -3 | 3.3 | 3.3 | 4.3 | -2.1 | 1.7 | 0 | 5.4 | 4.1 | 21.1 | 11.7 | -3.3 | -7.2 | 0 | -5.6 | 13.9 | 11.1 | 13.3 | 4.4 | 11.1 | 5.6 | 8.3 | 4.4 | 0.6 | -1.4 | 6.1 | 0 | 8.3 | 2.8 | 10.7 | 9 | 8.3 | 4.4 | 9.4 | 4.4 | 6.7 | -1.7 | 11.3 | -5 | -4 | -5.1 | 13.3 | -3.9 | -1.1 | -6.7 | 3.1 | 3.1 | 9.5 | 2.6 | 8.3 | -1.1 | 18.3 | 13.9 | 8.9 | 3.9 | 21.1 | 19.4 | 8 | 8 | 1.7 | 0.6 | 5.6 | 3.9 | 7.8 | 6.1 | 7.8 | 7.2 | 7 | 3 | 11.1 | 10 | 5.6 | 5 | 11.1 | 8.3 | 17.6 | 16.3 | 2.8 | -3.3 | 5.6 | 4.4 | 24.4 | 22.2 | 13.9 | -8.3 | 20 | 16.7 | 17.8 | 15.6 | 14.4 | 13.9 | 3.3 | -1.1 | 6.1 | 2.8 | -3.9 | -7.8 | 6.7 | 3.9 | 1.7 | -1.1 | 6.1 | -1.1 | 4.8 | 2.7 | 3.7 | -6.1 | -1 | -3.2
0 | -2 | -1.1 | -2.2 | 18.2 | 16.9 | 14.7 | 13.6 | -7.2 | -10.6 | 18.7 | 3.7 | 6 | 2 | 6.7 | 4.4 | 13.3 | 12.8 | 8.3 | 5 | 8.9 | 6.1 | 8 | 4.1 | 3.9 | -2.2 | 5 | 1.5 | 18 | 16 | 15.6 | 15 | 22.2 | 16.7 | 12.2 | 11.1 | 21.7 | 18.3 | 13.3 | 8.3 | 22.2 | 17.2 | 8 | 5.8 | 12.8 | 8.9 | 4.4 | 3.3 | 15 | 13.9 | 6.7 | -6.7 | 10 | 0.6 | 14.4 | 13.9 | 20.6 | 19.4 | 7.8 | 3.9 | -1 | -3 | 2.8 | 2.8 | 2.8 | -2.8 | 2.2 | -0.6 | 5 | 3.9 | 20.6 | 10.6 | -3.3 | -6.7 | 0 | -5.6 | 13.3 | 11.7 | 12.2 | 5.6 | 11.1 | 5.9 | 7.8 | 4.4 | 0.6 | -1.4 | 5.6 | -0.6 | 7.8 | 2.2 | 10 | 9.4 | 7.8 | 5 | 7.8 | 3.9 | 6.1 | -2.2 | 9.8 | -5.4 | -4.4 | -5.6 | 13.3 | -4.4 | -2.2 | -6.7 | 3.3 | 3.3 | 7.8 | 0 | 8.3 | -0.6 | 12.2 | 9.4 | 9.4 | 3.3 | 21.1 | 19.4 | 7 | 7 | 1.1 | 0.6 | 4.4 | 3.3 | 6.7 | 5.6 | 6.7 | 5 | 6 | 3 | 11.7 | 10.6 | 4.4 | 3.9 | 10.4 | 8 | 17.2 | 16.1 | 2.2 | -4.4 | 3.3 | 2.8 | 23.9 | 22.2 | 10 | -8.3 | 19.4 | 16.7 | 17.2 | 15 | 14.6 | 14.3 | 5 | 0.6 | 5.6 | 2.8 | -3.9 | -8.3 | 5.6 | 3.3 | 1.7 | -1.1 | 5 | -1.7 | 3.9 | 2.2 | 3.5 | -6.5 | -1.3 | -3
0 | -2 | -0.6 | -1.7 | 18.5 | 17 | 13.7 | 12.6 | -8.3 | -11.1 | 17.8 | 3.9 | 6 | 1 | 6.9 | 4.6 | 13.3 | 12.8 | 8.5 | 5.4 | 8.9 | 6.1 | 8 | 3.8 | 3.3 | -2.2 | 4.4 | 1.7 | 18 | 16 | 14.4 | 14.4 | 21.7 | 14.4 | 12.6 | 11.5 | 21.7 | 18.3 | 12.8 | 8.3 | 21.1 | 17.8 | 8.1 | 6.6 | 12.2 | 8.3 | 5 | 3.3 | 14.4 | 13.3 | 6.7 | -8.3 | 9.3 | 1.2 | 15 | 13.9 | 21.1 | 20.6 | 8.9 | 4.4 | -1 | -3 | 2.4 | 2.4 | 5.4 | -1.5 | 2.2 | -0.6 | 4.6 | 3.7 | 20.4 | 10.3 | -2.2 | -6.1 | -0.6 | -6.1 | 12.8 | 11.7 | 11.1 | 6.7 | 11.1 | 6.1 | 7.2 | 4.4 | 0.6 | -1.7 | 5.6 | -1.7 | 7.2 | 0.6 | 10.4 | 9.7 | 7.2 | 4.4 | 5.6 | 3.3 | 6.1 | -1.7 | 8.3 | -6.1 | -4.2 | -5 | 13.3 | -4.4 | -3.3 | -6.7 | 3.3 | 3.3 | 7.4 | -0.3 | 8.3 | 0 | 8.3 | 2.8 | 8.9 | 3.3 | 21.1 | 19.4 | 7 | 7 | 1.1 | 0 | 4.4 | 3.3 | 6.1 | 5.6 | 6.1 | 4.4 | 6 | 3 | 12.8 | 11.7 | 3.9 | 3.9 | 9.6 | 7.6 | 17.8 | 16.7 | 2.8 | -4.4 | 2.8 | 1.7 | 23.9 | 21.7 | 6.7 | -7.8 | 18.3 | 16.7 | 17.2 | 14.4 | 14.8 | 14.7 | 5 | 0.6 | 3.9 | 2.8 | -2.8 | -8.3 | 6.1 | 3.3 | 0.6 | -1.1 | 3.9 | -3.3 | 4.1 | 2.6 | 3.3 | -8.3 | -1.7 | -2.8
-1 | -2 | -1.1 | -1.7 | 18.9 | 17.2 | 12.8 | 11.7 | -4.2 | -8.8 | 18.7 | 4.5 | 6 | 2 | 7 | 4.5 | 12.8 | 12.8 | 8.7 | 5.8 | 8.3 | 5.6 | 8 | 3.6 | 3.9 | -2.2 | 4.2 | 1.6 | 19 | 17 | 15 | 14.4 | 21.7 | 15 | 12.9 | 11.8 | 21.7 | 18.9 | 12.2 | 7.8 | 21.7 | 16.7 | 8.3 | 7.2 | 11.7 | 8.3 | 4.4 | 3.9 | 12.2 | 7.2 | 5.6 | -8.9 | 8.5 | 1.4 | 15 | 14.4 | 21.1 | 20 | 10.6 | 5.6 | -1 | -3 | 2.1 | 2.1 | 8 | -0.9 | 1.7 | -2.2 | 4.3 | 3.6 | 20.2 | 10.1 | -1.7 | -5 | -1.7 | -7.2 | 12.8 | 11.7 | 10 | 7.2 | 11.1 | 6.1 | 7.2 | 4.4 | 0.6 | -1.4 | 5 | -2.2 | 6.7 | 0.6 | 10.7 | 9.8 | 7.2 | 4.4 | 3.3 | 2.2 | 6.7 | -1.1 | 9.1 | -4.9 | -4.1 | -4.7 | 13.3 | -4.4 | -3.3 | -6.7 | 3.3 | 3.3 | 7.1 | -0.5 | 8.3 | 0.7 | 7.2 | 2.2 | 7.2 | 2.8 | 21.1 | 19.4 | 7 | 6 | 1.1 | 0.6 | 5 | 3.3 | 6.7 | 5.6 | 6.1 | 2.8 | 6 | 2 | 12.2 | 11.1 | 4.4 | 3.9 | 8.9 | 7.2 | 18.3 | 17.2 | 2.8 | -4.4 | 1.7 | 1.1 | 23.3 | 21.1 | 6.7 | -8.3 | 17.8 | 16.1 | 16.7 | 13.3 | 15 | 15 | 4.4 | -0.6 | 4.4 | 2.8 | -1.1 | -7.8 | 5.6 | 3.3 | 0.6 | -1.1 | 3.3 | -2.8 | 4.2 | 3 | 7.2 | -6.4 | -1.9 | -2.9
0 | -1 | -1.1 | -2.2 | 19.6 | 17.4 | 13.7 | 12 | -0.2 | -7.7 | 19.7 | 5.4 | 7 | 3 | 7.2 | 4.4 | 13.3 | 12.8 | 8.9 | 6.1 | 10.6 | 6.1 | 8.9 | 3.3 | 8.3 | -1.7 | 4.1 | 1.8 | 20 | 17 | 16.1 | 15 | 21.7 | 15 | 13.3 | 12.2 | 21.7 | 18.9 | 12.8 | 8.3 | 21.7 | 17.2 | 8.7 | 7.5 | 11.7 | 4.4 | 5.6 | 5 | 11.1 | 6.7 | 7.2 | -9.4 | 7.8 | 1.7 | 16.7 | 15.6 | 21.7 | 20.6 | 13.3 | 6.1 | 0 | -2 | 1.7 | 1.7 | 10.6 | -0.6 | 2.2 | -1.7 | 3.9 | 3.3 | 20 | 9.4 | -0.6 | -3.9 | 1.1 | -6.1 | 13.3 | 11.1 | 10.2 | 7.5 | 11.5 | 6 | 8.9 | 3.9 | 0.6 | -1.4 | 5 | -1.7 | 7.8 | 0.6 | 11.1 | 10 | 10.6 | 7.8 | 7.2 | 4.4 | 6.7 | 0 | 9.8 | -4.4 | -3.9 | -4.4 | 13.9 | -5.6 | 0.6 | -5.6 | 3.3 | 3.3 | 6.7 | -1.1 | 8.3 | 1.1 | 7.2 | 1.7 | 9.4 | 4.4 | 20.9 | 16.7 | 6 | 5 | 1.7 | 0.6 | 5.6 | 4.4 | 8.9 | 6.7 | 5.6 | 2.8 | 6 | 2 | 15 | 13.3 | 6.1 | 5.6 | 11.3 | 8.4 | 18.9 | 17.8 | 4.4 | -3.3 | 1.7 | 1.1 | 23.9 | 21.1 | 10.6 | -8.3 | 17.8 | 16.1 | 16.1 | 12.8 | 15.6 | 15.6 | 6.1 | 0.6 | 9.4 | 6.1 | 0.6 | -7.2 | 7.2 | 3.9 | 2.8 | 0 | 3.3 | -2.8 | 4.4 | 3.3 | 11.1 | -6 | -2 | -3
1 | -1 | -1.1 | -2.2 | 20.4 | 17.6 | 14.7 | 12.2 | 3.9 | -8.9 | 20.6 | 5.6 | 8 | 3 | 8.7 | 4.9 | 14.4 | 13.9 | 10 | 6.4 | 10.6 | 6.7 | 10.6 | 3.2 | 11.7 | -1.7 | 3.9 | 1.7 | 22 | 17 | 20.6 | 15 | 21.7 | 15 | 16.6 | 13 | 22.2 | 18.9 | 15.6 | 10 | 23.3 | 17.2 | 9 | 7.5 | 10.6 | 3.3 | 6.7 | 5.6 | 12.8 | 6.7 | 10 | -8.9 | 10.8 | 3.1 | 20 | 17.8 | 22.2 | 21.1 | 17.8 | 7.2 | 2 | -2 | 1.7 | 1.7 | 13 | 0 | 2.8 | 0 | 5 | 3.7 | 21.5 | 9.8 | 1.1 | -3.9 | 3.3 | -5 | 13.9 | 11.1 | 10.4 | 7.7 | 11.8 | 5.9 | 10.6 | 3.9 | 0.6 | -1.7 | 6.7 | -1.1 | 9.4 | 1.1 | 11.8 | 11.1 | 15.6 | 9.4 | 11.1 | 5.6 | 6.1 | 3.9 | 10.6 | -4.4 | -3.7 | -4.3 | 15 | -6.1 | 4.4 | -5.6 | 4.1 | 3.8 | 7.1 | -0.9 | 10.7 | 1.8 | 7.8 | 1.1 | 12.8 | 6.7 | 20.8 | 13.8 | 5 | 4 | 3.9 | 1.1 | 7.2 | 5.6 | 11.7 | 4.4 | 6.7 | 1.7 | 7 | 1 | 18.9 | 14.4 | 10.6 | 8.3 | 13.7 | 9.2 | 19.3 | 18.2 | 6.7 | -3.9 | 2.8 | 1.7 | 23.9 | 21.1 | 16.1 | -7.8 | 18.9 | 15.6 | 16.7 | 11.7 | 16.1 | 16.1 | 7.2 | 0.6 | 15.6 | 6.7 | 2.2 | -7.2 | 8.3 | 4.4 | 3.9 | -0.6 | 3.9 | -3.3 | 7.7 | 4.1 | 15 | -7.8 | -2.2 | -3.3
4 | 0 | -1.7 | -2.8 | 21.1 | 17.8 | 15.6 | 12.2 | 5.6 | -8 | 21.7 | 6.4 | 9 | 3 | 10.2 | 5.4 | 15.6 | 14.4 | 11.1 | 6.3 | 11.7 | 7.8 | 12.2 | 2.6 | 13.3 | -2.8 | 4.8 | 1.8 | 23 | 17 | 23.3 | 16.1 | 23.3 | 15 | 20 | 13.5 | 24.4 | 20 | 18.9 | 10 | 25.6 | 16.7 | 9.4 | 7.8 | 10.6 | 3.9 | 7.2 | 6.1 | 15 | 6.7 | 12.2 | -8.9 | 13.7 | 4.3 | 22.2 | 17.8 | 22.8 | 20.6 | 21.1 | 8.9 | 4 | -4 | 1.7 | 1.7 | 15.4 | 0.8 | 3.3 | 0 | 6.1 | 3.8 | 22.9 | 10 | 2.8 | -2.8 | 6.7 | -4.4 | 15 | 11.1 | 10.6 | 7.8 | 12.2 | 5.6 | 12.8 | 3.9 | 0.8 | -1.4 | 8.3 | -0.6 | 10.6 | 1.7 | 12.6 | 12.3 | 17.8 | 8.3 | 16.1 | 4.4 | 6.7 | 4.4 | 14.1 | -2.8 | -3.5 | -4.4 | 16.7 | -6.7 | 7.8 | -5.6 | 4.8 | 4.1 | 7.4 | -0.9 | 13.2 | 1.8 | 8.3 | 2.8 | 16.1 | 6.7 | 20.6 | 10 | 4 | 3 | 7.2 | 2.2 | 8.3 | 4.4 | 12.8 | 3.3 | 7.8 | 2.2 | 8 | 0 | 22.2 | 10 | 14.4 | 8.9 | 16.1 | 10 | 19.6 | 18.5 | 8.3 | -3.3 | 3.9 | 1.1 | 25 | 21.1 | 20.6 | -7.2 | 20 | 15.6 | 16.7 | 12.2 | 16.7 | 16.7 | 6.7 | 2.8 | 17.8 | 2.2 | 3.9 | -6.1 | 10 | 5 | 5 | 0 | 4.4 | -2.2 | 11.1 | 4.6 | 16.7 | -7.5 | -1.8 | -2.9
6 | 0 | -0.6 | -1.7 | 22.2 | 17.2 | 16 | 12.2 | 7.2 | -8.2 | 22.8 | 6.6 | 10 | 2 | 11.7 | 5.6 | 17.8 | 12.8 | 12.2 | 6.1 | 12.8 | 8.3 | 13.9 | 1.7 | 16.7 | -2.2 | 5.8 | 1.9 | 23 | 17 | 25.6 | 16.1 | 25.6 | 16.1 | 23.3 | 12.8 | 26.7 | 20 | 21.1 | 10.6 | 27.2 | 16.1 | 10.3 | 8.1 | 12.2 | 4.4 | 7.8 | 6.7 | 17.2 | 8.9 | 13.9 | -8.9 | 16.7 | 5 | 24.4 | 16.7 | 25 | 21.7 | 23.3 | 9.4 | 6 | -4 | 1.7 | 1.7 | 17.8 | 0.6 | 5 | 1.1 | 7.2 | 3.9 | 24.4 | 10 | 3.9 | -3.3 | 6.1 | -4.4 | 16.7 | 11.7 | 10.6 | 8.4 | 12.6 | 6.9 | 15.6 | 5 | 0.9 | -1.5 | 10 | -1.1 | 11.7 | 1.1 | 13.3 | 13.3 | 21.7 | 7.2 | 18.9 | 4.4 | 11.1 | 7.2 | 17.6 | -2.8 | -3.3 | -4.4 | 17.2 | -6.7 | 10 | -7.2 | 5.6 | 4.4 | 7.8 | -1.1 | 15.6 | 1.7 | 7.8 | 0 | 19.4 | 6.7 | 21 | 8.3 | 4 | 3 | 9.4 | 2.8 | 10 | 5 | 13.9 | 1.7 | 8.3 | 2.8 | 9 | 0 | 23.3 | 11.1 | 17.8 | 8.9 | 18.3 | 9.4 | 20 | 18.9 | 10 | -3.3 | 6.1 | 0 | 25 | 21.7 | 22.2 | -6.7 | 22.2 | 15 | 17.2 | 11.7 | 18.7 | 17.9 | 6.1 | 3.3 | 19.4 | 1.7 | 6.1 | -5.6 | 12.2 | 5 | 7.2 | 0 | 6.1 | -2.2 | 14.4 | 3.9 | 18.3 | -8.6 | -1.5 | -2.8
7 | 0 | 1.1 | -1.7 | 23.3 | 16.1 | 16.3 | 11.9 | 8.9 | -10 | 23.9 | 7.2 | 10 | 2 | 12.8 | 5.7 | 20.6 | 13.3 | 11.3 | 6.9 | 11.7 | 7.8 | 14.3 | 3.5 | 19.4 | -1.1 | 6.7 | 1.7 | 23 | 17 | 27.2 | 15.6 | 26.7 | 16.1 | 23.7 | 12.7 | 27.8 | 20 | 22.2 | 11.1 | 27.8 | 16.1 | 11.3 | 8.6 | 12.2 | 5 | 8.3 | 7.8 | 18.3 | 8.3 | 15 | -8.9 | 18.4 | 6.3 | 25 | 16.1 | 26.1 | 21.7 | 26.1 | 9.4 | 7 | -4 | 1.7 | 1.5 | 18.5 | 0.6 | 4.4 | 1.1 | 9.1 | 4.5 | 25.2 | 10.3 | 3.9 | -5.6 | 8.9 | -3.3 | 18.3 | 12.8 | 10.6 | 9.1 | 12.9 | 7.8 | 17.8 | 5 | 1.1 | -1.7 | 12.2 | 0 | 12.8 | 1.1 | 14.4 | 14.4 | 22.8 | 5.6 | 20.6 | 5 | 14.4 | 8.3 | 21.1 | -3.3 | -2.6 | -3.8 | 18.3 | -6.7 | 10.6 | -9.4 | 5.6 | 4.7 | 8.5 | -0.9 | 14.3 | 1.9 | 7.8 | 1.7 | 21.7 | 6.7 | 21.3 | 5.7 | 3 | 2 | 11.7 | 3.3 | 11.1 | 2.2 | 13.9 | 2.8 | 9.4 | 2.2 | 8 | 0 | 24.4 | 11.1 | 20 | 9.4 | 20.6 | 8.3 | 21.9 | 18.9 | 11.7 | -3.3 | 7.2 | -1.1 | 27.8 | 21.1 | 23.9 | -7.2 | 23.9 | 15.6 | 19.4 | 13.3 | 20.8 | 18.9 | 6.1 | 3.3 | 21.7 | 3.3 | 7.2 | -6.7 | 14.4 | 3.3 | 8.9 | -0.6 | 6.7 | -1.7 | 15.9 | 3 | 20 | -11.1 | -1.1 | -2.8
8 | -1 | 2.8 | -2.2 | 24.4 | 15 | 16.7 | 11.7 | 10.6 | -8.6 | 25.4 | 6.1 | 11 | 3 | 13.9 | 5.8 | 18.3 | 12.8 | 10.3 | 7.4 | 11.1 | 7.8 | 14.6 | 4.9 | 20.6 | -2.8 | 6.1 | 2.2 | 24 | 17 | 28.9 | 13.9 | 26.7 | 15.6 | 24 | 12 | 28.9 | 21.1 | 23.9 | 10 | 28.3 | 15.6 | 12.2 | 8.9 | 11.7 | 7.8 | 10 | 8.9 | 19.4 | 9.4 | 15 | -8.9 | 20 | 7.7 | 24.4 | 16.7 | 27.2 | 21.1 | 27.2 | 8.9 | 8 | -4 | 1.7 | 1.3 | 19.3 | 0.8 | 5 | 1.1 | 10.9 | 4.8 | 25.9 | 10.9 | 4.4 | -8.3 | 8.9 | -3.9 | 19.4 | 13.3 | 10.6 | 9.4 | 13.3 | 8.9 | 18.9 | 5.6 | 1.8 | -1.1 | 12.2 | -1.7 | 15 | 0.6 | 15.6 | 15.6 | 24.4 | 6.1 | 22.2 | 5 | 17.8 | 11.1 | 22.2 | -5.8 | -1.8 | -3.5 | 19.4 | -7.8 | 12.2 | -8.9 | 5.6 | 4.9 | 9.3 | -0.5 | 13 | 2 | 8.9 | 1.7 | 22.8 | 7.8 | 21.7 | 2.8 | 3 | 3 | 13.3 | 3.3 | 11.7 | 2.2 | 15 | 2.2 | 10 | 2.8 | 8 | -1 | 24.4 | 11.1 | 21.7 | 7.8 | 22.8 | 6.1 | 23.7 | 18.4 | 12.8 | -2.2 | 8.9 | 0.6 | 28.9 | 21.1 | 25 | -8.3 | 25.6 | 15 | 20.6 | 13.9 | 22.8 | 20 | 7.8 | 3.9 | 22.2 | 2.8 | 7.2 | -7.8 | 15.6 | 3.9 | 10 | 0 | 8.3 | -1.7 | 17.4 | 1.8 | 20.6 | -9.7 | -1.3 | -2.6
9 | 0 | 4.4 | -3.9 | 23.7 | 14.2 | 16.9 | 12.9 | 12.2 | -8.4 | 26.8 | 4 | 11 | 5 | 15 | 5.6 | 19.4 | 13.3 | 9.4 | 7.8 | 11.7 | 7.2 | 15 | 6.1 | 22.2 | -3.3 | 5.6 | 2.6 | 24 | 17 | 31.1 | 12.2 | 27.2 | 15.6 | 24.4 | 11.7 | 29.4 | 21.7 | 24.4 | 10 | 28.9 | 15 | 12.9 | 9.2 | 13.9 | 7.2 | 12.8 | 10 | 21.1 | 11.1 | 15.6 | -8.9 | 21.7 | 8.9 | 25 | 16.1 | 25 | 20.6 | 27.8 | 8.3 | 8 | -5 | 1.7 | 1.1 | 20 | 0.6 | 5.6 | 1.7 | 12.8 | 5 | 26.7 | 11.1 | 5 | -8.3 | 8.9 | -2.8 | 21.1 | 12.8 | 11.9 | 10.3 | 14.6 | 10.3 | 20.6 | 4.4 | 2.6 | -0.7 | 13.9 | -1.1 | 16.1 | -0.6 | 16.7 | 16.7 | 25 | 5.6 | 22.8 | 4.4 | 19.4 | 11.1 | 23.3 | -8.9 | -1.1 | -3.3 | 19.4 | -9.4 | 13.3 | -8.3 | 5.6 | 5 | 10 | -0.6 | 11.7 | 1.7 | 8.9 | 2.2 | 23.3 | 7.8 | 21.1 | 5.5 | 4 | 3 | 16.1 | 2.2 | 13.3 | 3.9 | 16.1 | 2.8 | 11.1 | 3.3 | 9 | 0 | 25 | 11.1 | 22.2 | 7.8 | 23.3 | 6.2 | 25.6 | 17.8 | 15 | -2.2 | 10 | 0 | 30 | 21.1 | 26.1 | -9.4 | 26.7 | 14.4 | 21.1 | 13.9 | 24.3 | 19.8 | 8.9 | 2.2 | 23.3 | 3.3 | 8.3 | -7.8 | 16.7 | 5 | 10.6 | -0.6 | 8.9 | -0.6 | 18.9 | 0 | 21.1 | -9.3 | -1.5 | -2.6
10 | -2 | 5.6 | -3.9 | 22.9 | 13.1 | 17 | 13.9 | 13.9 | -9.4 | 28.3 | 2.2 | 11 | 3 | 15.6 | 6.1 | 18.9 | 13.3 | 10 | 7.5 | 12.2 | 8.3 | 14.6 | 6.7 | 22.2 | -2.8 | 5 | 2.8 | 24 | 17 | 31.1 | 11.7 | 27.2 | 15.6 | 24.4 | 12.1 | 28.9 | 21.7 | 25 | 10 | 28.9 | 14.4 | 13.7 | 9.8 | 13.9 | 4.4 | 15 | 10.6 | 22.2 | 12.8 | 16.1 | -8.9 | 21.9 | 8.8 | 25 | 15.6 | 26.1 | 21.7 | 26.7 | 8.3 | 8 | -6 | 2.1 | 1.2 | 18.9 | 1.4 | 5.6 | 2.2 | 13.9 | 5 | 26.9 | 11.4 | 4.4 | -9.4 | 8.3 | -0.6 | 21.7 | 12.8 | 13.1 | 11 | 15.9 | 11.5 | 21.7 | 5 | 3.3 | -0.6 | 14.4 | -1.7 | 17.8 | 0.6 | 16.3 | 16.2 | 25.6 | 4.4 | 23.9 | 5 | 21.7 | 12.8 | 24.4 | -17.2 | -1.1 | -2.9 | 20.6 | -9.4 | 13.9 | -8.3 | 6 | 5.1 | 9.6 | -0.3 | 11.5 | 2.3 | 10 | 1.7 | 23.9 | 7.8 | 20.6 | 7.3 | 3 | 2 | 17.2 | -4.4 | 12.2 | 2.8 | 16.7 | 3.3 | 12.2 | 3.9 | 10 | -4 | 23.9 | 12.2 | 22.8 | 7.8 | 23.9 | 6.2 | 26 | 15.7 | 16.7 | -1.1 | 11.1 | -1.1 | 31.1 | 21.7 | 26.7 | -10.6 | 27.2 | 15.6 | 23.9 | 16.1 | 25.7 | 19.4 | 8.9 | 2.8 | 24.4 | 3.9 | 8.9 | -7.2 | 17.8 | 5.6 | 11.1 | -1.1 | 8.9 | -1.1 | 19.3 | -0.1 | 21.7 | -10 | -1.7 | -2.8
10 | -4 | 6.1 | -3.3 | 22.2 | 12.2 | 17.2 | 15 | 14.5 | -8.5 | 27.9 | 1.4 | 11 | 5 | 16.1 | 6 | 18.3 | 13.3 | 10.5 | 7 | 13.3 | 8.3 | 14.3 | 6.9 | 22.8 | -3.3 | 5.6 | 2.4 | 23 | 17 | 31.1 | 13.3 | 27.2 | 15 | 24.4 | 12.1 | 28.9 | 21.7 | 23.9 | 9.4 | 27.8 | 16.1 | 14.4 | 10 | 15 | 0.6 | 17.2 | 11.1 | 23.3 | 12.8 | 16.1 | -8.9 | 22 | 8.5 | 26.7 | 15.6 | 26.1 | 21.7 | 26.1 | 9.4 | 9 | -10 | 2.4 | 1.1 | 17.8 | 1.7 | 5 | 2.2 | 15 | 4.7 | 27 | 11.5 | 3.9 | -11.7 | 6.7 | 1.1 | 21.1 | 12.8 | 14.4 | 11.7 | 17.2 | 12.8 | 22.8 | 5 | 3.9 | -0.3 | 15 | -2.2 | 18.9 | 0.6 | 16 | 15.7 | 27.2 | 3.9 | 24.4 | 6.1 | 24.4 | 11.7 | 23.1 | -11.6 | -1.1 | -2.6 | 21.7 | -9.4 | 15 | -7.8 | 6.3 | 5 | 9.3 | 0 | 11.3 | 2.6 | 10 | 0 | 23.9 | 7.2 | 20 | 8.9 | 3 | 2 | 18.9 | -10 | 12.2 | 2.8 | 17.2 | 2.8 | 12.2 | 3.3 | 11 | -4 | 23.3 | 11.7 | 23.3 | 7.2 | 24.4 | 6.1 | 26.3 | 13.5 | 16.7 | -2.2 | 12.8 | 0 | 31.1 | 20.6 | 27.8 | -12.2 | 28.3 | 13.9 | 22.8 | 15.6 | 27.2 | 18.9 | 7.8 | 3.9 | 25.6 | 4.4 | 10 | -6.7 | 17.8 | 5.6 | 11.1 | -1.1 | 10 | -1.1 | 19.6 | -0.8 | 21.1 | -8.4 | -1.9 | -2.9
11 | -1 | 6.7 | -2.8 | 20.7 | 11.6 | 16.7 | 13.6 | 15 | -8.8 | 27.6 | 0.4 | 9 | 6 | 16.7 | 6.1 | 18.3 | 12.2 | 11.1 | 6.7 | 13.3 | 8.3 | 13.9 | 7.2 | 22.2 | -3.3 | 6.1 | 1.8 | 23 | 16 | 30.6 | 13.3 | 27.2 | 14.4 | 24.4 | 12.2 | 28.3 | 22.2 | 25 | 9.4 | 26.7 | 16.1 | 14.8 | 10 | 14.4 | -3.9 | 15.6 | 10.6 | 24.4 | 13.9 | 16.1 | -8.9 | 22.2 | 8.3 | 26.1 | 16.1 | 25.6 | 21.7 | 25 | 10.6 | 9 | -10 | 2.8 | 1.1 | 16.7 | 2.2 | 5 | 2.8 | 16.1 | 4.4 | 27.2 | 11.7 | 3.9 | -12.2 | 6.1 | 1.7 | 21.1 | 12.8 | 14.8 | 12.2 | 15.9 | 12.9 | 22.8 | 5 | 4.4 | -0.2 | 15 | -2.2 | 20.6 | -1.7 | 15.6 | 15 | 26.7 | 4.4 | 23.9 | 5.6 | 26.1 | 1.1 | 21.9 | -7.8 | -1.1 | -2.8 | 20.6 | -10 | 15 | -8.9 | 6.7 | 5 | 8.9 | 0 | 11.1 | 2.8 | 10.6 | -2.2 | 23.9 | 7.8 | 18 | 6.9 | 3 | 0 | 19.4 | -1.7 | 12.8 | 3.9 | 16.7 | 2.8 | 11.7 | 2.8 | 11 | -4 | 23.9 | 12.2 | 23.9 | 7.2 | 24 | 6.8 | 26.7 | 10.6 | 16.7 | -3.9 | 13.9 | -1.1 | 30.6 | 20 | 27.8 | -10.6 | 28.3 | 12.8 | 23.3 | 16.1 | 27.4 | 18.4 | 8.9 | 3.9 | 25.6 | 5 | 9.4 | -7.2 | 17.8 | 6.1 | 11.7 | -1.7 | 9.4 | -3.3 | 20 | -1.1 | 20.6 | -6.9 | -2 | -3
10 | -1 | 6.7 | -2.2 | 19.3 | 11.4 | 16.1 | 12.1 | 15.6 | -10 | 27.2 | 0 | 9 | 6 | 15.6 | 6.9 | 17.8 | 11.7 | 11.1 | 6.9 | 12.8 | 8.3 | 12.6 | 7.3 | 21.7 | -3.9 | 6.7 | 1.1 | 22 | 17 | 30 | 13.9 | 27.2 | 14.4 | 23.7 | 12.4 | 27.2 | 22.2 | 23.9 | 9.4 | 26.7 | 15.6 | 15.2 | 10 | 14.4 | -4.4 | 14.4 | 10 | 24.4 | 14.4 | 13.9 | -8.9 | 21.5 | 7.7 | 25 | 15.6 | 25 | 21.1 | 23.3 | 10 | 9 | -8 | 2.6 | 1.1 | 14.7 | 1.6 | 5.6 | 2.8 | 15.4 | 5.1 | 25.4 | 12 | 3.9 | -12.2 | 6.1 | 3.3 | 20.6 | 12.8 | 15.2 | 12.5 | 14.6 | 12.8 | 22.2 | 5.6 | 5 | 0 | 14.4 | -6.1 | 20.6 | -2.2 | 15.6 | 15 | 26.7 | 5.6 | 23.9 | 5.6 | 26.1 | -1.7 | 20.6 | -6.7 | -1.3 | -2.7 | 21.1 | -10 | 14.4 | -10 | 5.9 | 4.9 | 8.3 | 0.3 | 10.4 | 3.9 | 10 | -2.8 | 23.9 | 8.3 | 15.9 | 4.6 | 3 | 0 | 18.9 | -1.1 | 13.3 | 3.9 | 16.1 | 2.2 | 10 | 3.9 | 11 | -4 | 23.3 | 12.2 | 22.2 | 6.7 | 23.7 | 7 | 25.2 | 10.3 | 16.1 | -3.3 | 13.9 | -1.7 | 28.3 | 20.6 | 27.2 | -11.7 | 27.8 | 13.3 | 22.8 | 16.1 | 27.6 | 18.1 | 8.9 | 3.3 | 23.9 | 6.7 | 8.9 | -7.8 | 16.7 | 5 | 11.1 | -2.2 | 8.9 | -5.6 | 19.1 | -1.2 | 20 | -7.2 | -2.2 | -3.3
9 | -1 | 6.1 | -2.2 | 17.8 | 10.6 | 15.6 | 10.6 | 12.6 | -8.7 | 25.9 | -0.2 | 9 | 7 | 14.4 | 7 | 16.7 | 11.1 | 11.1 | 7.1 | 11.7 | 7.8 | 11.3 | 7.4 | 19.4 | -3.3 | 6.3 | 1.6 | 21 | 17 | 28.9 | 14.4 | 25.6 | 14.4 | 22.9 | 12.3 | 26.7 | 22.2 | 23.3 | 9.4 | 24.4 | 15.6 | 15.6 | 10 | 11.7 | -5 | 11.1 | 7.2 | 23.3 | 15.6 | 12.8 | -8.9 | 20.7 | 7.4 | 23.9 | 15.6 | 23.9 | 21.7 | 22.8 | 10.6 | 8 | -6 | 2.4 | 1.1 | 12.6 | 0.3 | 5.6 | 2.2 | 14.6 | 5.2 | 23.5 | 11.9 | 3.3 | -12.2 | 6.1 | 2.8 | 20.6 | 12.2 | 15.6 | 12.8 | 13.3 | 12.8 | 20 | 8.9 | 4.1 | -0.4 | 12.2 | -2.8 | 20 | -2.2 | 15.6 | 14.7 | 25 | 4.4 | 23.3 | 5.6 | 25.6 | -8.9 | 18.9 | -5.2 | -1.5 | -2.9 | 20.6 | -10.6 | 13.3 | -7.8 | 5.2 | 4.6 | 7.8 | 0.5 | 9.6 | 4.4 | 10 | -1.1 | 23.3 | 9.4 | 13.9 | 2.2 | 3 | 0 | 18.3 | -1.1 | 12.8 | 3.9 | 15 | 1.7 | 7.2 | 4.4 | 8 | -6 | 21.7 | 12.8 | 21.1 | 7.2 | 23.3 | 7.2 | 23.7 | 9.7 | 14.4 | -2.2 | 13.9 | -1.7 | 27.2 | 20.6 | 26.7 | -10.6 | 26.7 | 13.3 | 21.7 | 16.1 | 27.8 | 17.8 | 8.9 | 2.8 | 21.7 | 7.2 | 6.7 | -6.7 | 16.1 | 4.4 | 10.6 | -2.8 | 7.8 | -5.6 | 18.1 | -1 | 16.9 | -4.4 | -2.6 | -3.7
8 | 0 | 5 | -2.8 | 16.5 | 10.4 | 15.2 | 10.2 | 9.7 | -8.8 | 24.6 | 0.1 | 9 | 6 | 13.3 | 7.2 | 15.6 | 11.1 | 11.1 | 7.2 | 11.1 | 7.8 | 10 | 7.2 | 19.4 | -4.4 | 6 | 1.9 | 20 | 16 | 26.7 | 14.4 | 25 | 13.9 | 22.2 | 12.2 | 26.1 | 22.2 | 21.7 | 9.4 | 23.3 | 15.6 | 15 | 9.6 | 10 | -5.6 | 11.7 | 6.1 | 22.2 | 16.1 | 10.6 | -8.9 | 20 | 6.7 | 21.7 | 16.7 | 22.8 | 21.1 | 21.1 | 11.1 | 7 | -4 | 2.2 | 1.1 | 10.6 | -0.6 | 5.6 | 2.8 | 13.9 | 5.6 | 21.7 | 11.7 | 2.2 | -12.2 | 6.1 | 2.8 | 20 | 12.8 | 15.2 | 12.4 | 12.4 | 12 | 15.6 | 11.1 | 3.1 | -0.9 | 10.6 | -2.2 | 17.8 | 0 | 15.6 | 14.4 | 22.2 | 3.9 | 21.1 | 4.4 | 23.3 | -12.2 | 17.3 | -4.1 | -1.7 | -3.3 | 18.3 | -10.6 | 10.6 | -8.9 | 4.4 | 4.4 | 7.2 | 0.6 | 8.9 | 5 | 8.9 | -1.1 | 22.2 | 10 | 12 | 2.5 | 2 | 0 | 17.2 | -0.6 | 11.7 | 3.9 | 13.3 | 0.6 | 6.1 | 4.4 | 7 | -7 | 20 | 12.8 | 20 | 7.8 | 21.3 | 10.2 | 22.2 | 9.4 | 12.2 | -2.2 | 12.8 | -1.1 | 24.4 | 20 | 22.2 | -7.2 | 25 | 11.7 | 20.6 | 16.1 | 25.8 | 19 | 7.2 | 2.8 | 20 | 7.8 | 5.6 | -6.7 | 13.9 | 5 | 8.3 | -1.1 | 4.4 | -6.7 | 17.2 | -1.7 | 13.7 | -4 | -2.9 | -4.3
4 | 0 | 3.9 | -2.2 | 15.2 | 10 | 14.8 | 9.8 | 6.7 | -10.6 | 23.3 | -0.6 | 8 | 6 | 12.4 | 7.1 | 16.1 | 11.1 | 10.7 | 7.2 | 10.6 | 7.8 | 9.8 | 7.4 | 18.3 | -5 | 5.6 | 2.2 | 19 | 17 | 23.9 | 16.1 | 24.4 | 13.9 | 21.1 | 12.8 | 25.6 | 22.2 | 20.6 | 9.4 | 22.8 | 16.1 | 14.5 | 9.3 | 8.3 | -6.7 | 10 | 7.8 | 21.1 | 16.1 | 10 | -8.9 | 19.3 | 5.4 | 20 | 17.2 | 22.8 | 21.1 | 20 | 11.1 | 4 | -2 | 2 | 1 | 9.5 | -0.6 | 3.9 | 1.1 | 11.3 | 5.4 | 20.4 | 11.9 | 1.1 | -12.2 | 6.1 | 3.3 | 19.4 | 12.2 | 14.8 | 11.8 | 11.5 | 11.4 | 13.3 | 11.1 | 2.2 | -1.7 | 10 | -2.2 | 14.4 | 2.8 | 16.5 | 15.2 | 19.4 | 4.4 | 17.8 | 4.4 | 21.7 | -11.1 | 15.6 | -4.4 | -2.4 | -3.6 | 16.7 | -10 | 8.9 | -7.8 | 3.7 | 3.7 | 6.5 | 1.6 | 8 | 4.8 | 8.9 | 1.7 | 20 | 9.4 | 10.2 | 2.1 | 2 | -1 | 13.9 | 3.9 | 11.1 | 5 | 12.2 | 0.6 | 6.7 | 3.9 | 4 | -6 | 18.9 | 13.3 | 17.8 | 8.9 | 19.2 | 11.8 | 20.4 | 9.1 | 11.7 | -2.2 | 9.4 | 0 | 22.8 | 20 | 19.4 | -8.9 | 22.8 | 12.8 | 20 | 16.7 | 23.7 | 19.7 | 6.1 | 2.8 | 18.9 | 7.8 | 3.9 | -3.9 | 12.8 | 4.4 | 7.2 | -0.6 | 3.3 | -6.1 | 16.1 | -0.5 | 10.6 | -4.4 | -3.3 | -5
1 | 0 | 3.3 | -2.2 | 13.9 | 9.4 | 14.4 | 9.4 | 4.1 | -8.6 | 21.5 | 0.6 | 6 | 4 | 11.5 | 7.1 | 15 | 11.7 | 10.4 | 7.3 | 10 | 7.8 | 9.6 | 7.6 | 16.7 | -3.3 | 5.4 | 2.2 | 19 | 17 | 22.2 | 16.1 | 24.4 | 14.4 | 20 | 13 | 25.6 | 22.2 | 19.4 | 9.4 | 22.8 | 16.7 | 13.9 | 8.9 | 7.2 | -6.7 | 8.3 | 6.1 | 22.2 | 15.6 | 9.4 | -8.9 | 18.5 | 3.6 | 19.4 | 17.2 | 21.7 | 20.6 | 17.8 | 10.6 | 2 | 0 | 1.9 | 1.2 | 8.3 | -1.1 | 2.8 | 1.1 | 8.7 | 4.7 | 19.1 | 11.9 | -0.6 | -12.2 | 5 | 2.8 | 18.9 | 11.7 | 14.4 | 11.1 | 10.6 | 10.6 | 13.3 | 9.4 | 1.5 | -2 | 6.7 | 0.6 | 12.8 | 2.8 | 17.4 | 15.9 | 17.8 | 3.3 | 15 | 5 | 19.4 | -8.3 | 14.5 | -3.8 | -3.2 | -4.3 | 15 | -13.9 | 8.3 | -7.8 | 2.9 | 2.9 | 5.7 | 2.2 | 7 | 4.3 | 9.4 | 2.8 | 18.3 | 9.4 | 8.3 | 1.7 | 2 | 0 | 12.8 | 3.3 | 11.1 | 5 | 11.1 | 0 | 4.4 | 1.7 | 3 | -6 | 17.8 | 13.9 | 15.6 | 9.4 | 17.2 | 12.8 | 18.5 | 8.5 | 11.1 | -2.2 | 6.7 | 1.7 | 22.8 | 20.6 | 17.8 | -10.6 | 21.7 | 13.3 | 19.4 | 16.1 | 21.7 | 20 | 6.7 | 2.8 | 18.3 | 7.8 | 3.9 | -2.2 | 13.3 | 4.4 | 6.1 | -1.1 | 2.2 | -5.6 | 15 | 0 | 9.8 | -3.7 | -3.5 | -4.9
0 | -1 | 3.9 | -2.2 | 13.7 | 9.8 | 13.9 | 9.2 | 1.5 | -8.6 | 19.6 | 1.1 | 6 | 4 | 10.6 | 6.7 | 15.6 | 12.2 | 10 | 7.2 | 10 | 7.8 | 9.4 | 7.8 | 15.6 | -2.2 | 5.2 | 2.2 | 19 | 17 | 22.8 | 15.6 | 24.4 | 13.9 | 18.9 | 13.3 | 25 | 22.2 | 18.3 | 9.4 | 22.2 | 17.2 | 13 | 8.9 | 6.7 | -5.6 | 7.8 | 6.7 | 21.7 | 15 | 8.9 | -8.9 | 17.8 | 2.2 | 19.4 | 17.8 | 21.1 | 20.6 | 16.7 | 8.3 | 4 | -3 | 1.7 | 1.1 | 7.2 | -1.7 | 2.8 | 1.1 | 6.1 | 3.9 | 17.8 | 11.7 | -1.1 | -10 | 5 | 3.9 | 18.3 | 11.7 | 14 | 11.2 | 11.5 | 11.5 | 12.8 | 8.9 | 0.7 | -2.8 | 6.7 | -1.1 | 11.7 | 3.3 | 18.3 | 16.7 | 18.3 | 5.6 | 10.6 | 5.6 | 18.3 | -8.3 | 13.3 | -3.8 | -3.9 | -5 | 13.3 | -14.4 | 5 | -5.6 | 2.2 | 2.2 | 5 | 2.8 | 6.1 | 3.9 | 10.6 | 2.2 | 17.8 | 10 | 7.4 | 1.5 | 3 | 0 | 12.2 | 4.4 | 10.6 | 5.6 | 10 | -0.6 | 3.9 | 1.7 | 3 | -6 | 17.2 | 13.9 | 16.1 | 9.4 | 16.5 | 12.9 | 16.7 | 7.8 | 9.4 | -2.2 | 7.8 | 1.1 | 21.7 | 20.6 | 17.2 | -11.7 | 22.2 | 13.3 | 19.4 | 16.1 | 21.7 | 20 | 5.6 | 2.8 | 17.2 | 7.8 | 3.9 | -2.2 | 12.2 | 3.9 | 5.6 | -1.1 | 2.2 | -6.7 | 13.9 | 0.6 | 9.1 | -3.6 | -3.7 | -4.8
0 | -1 | 3.9 | -2.8 | 13.5 | 9.8 | 13.3 | 8.6 | -1.1 | -10 | 17.8 | 1.1 | 5 | 3 | 9.3 | 6.4 | 15 | 12.8 | 10 | 7.5 | 9.4 | 7.2 | 9.3 | 7.7 | 14.4 | 0 | 5 | 2.2 | 19 | 17 | 21.1 | 15.6 | 23.9 | 13.9 | 19.1 | 13.1 | 24.4 | 22.2 | 16.7 | 10 | 22.2 | 16.7 | 12 | 8.5 | 6.1 | -5.6 | 7.8 | 7.2 | 21.7 | 15 | 8.9 | -8.9 | 17.8 | 1.7 | 18.9 | 17.8 | 21.1 | 20.6 | 15.6 | 7.2 | 3 | -4 | 1.1 | 0.5 | 6.3 | -1.4 | 3.3 | 2.2 | 5.2 | 3.4 | 16.7 | 11.7 | -3.3 | -8.3 | 5 | 3.9 | 17.2 | 10.6 | 13.7 | 11.3 | 12.4 | 12.4 | 11.7 | 8.9 | 0 | -3.9 | 8.3 | -1.7 | 11.7 | 3.9 | 17.8 | 16.5 | 17.2 | 6.7 | 8.3 | 5 | 17.8 | -8.9 | 12.2 | -4.4 | -4.5 | -5.6 | 11.7 | -13.9 | 3.9 | -5 | 2.2 | 2.2 | 5 | 2.9 | 5.7 | 1 | 11.7 | 2.8 | 17.8 | 10 | 6.5 | 1.4 | 3 | -1 | 10 | 3.3 | 8.9 | 6.7 | 8.9 | -1.1 | 3.3 | 1.1 | 2 | -6 | 17.2 | 13.9 | 13.3 | 9.4 | 15.7 | 12.9 | 16.1 | 8.4 | 8.9 | -2.2 | 7.2 | 1.7 | 21.1 | 20 | 16.7 | -10 | 21.1 | 13.9 | 19.4 | 16.1 | 21.7 | 20 | 5.6 | 3.3 | 14.4 | 7.2 | 3.3 | -2.8 | 11.1 | 3.3 | 5.6 | -1.1 | 1.7 | -5.6 | 12.2 | 1.2 | 8.3 | -4.4 | -3.9 | -5
1 | -1 | 3.3 | -3.3 | 13.3 | 10 | 12.8 | 8.3 | -2.2 | -9.4 | 16.9 | 1.3 | 4 | 3 | 8 | 6.2 | 15 | 12.2 | 10 | 7.6 | 9.4 | 7.2 | 9.2 | 7.6 | 12.8 | 2.8 | 4.4 | 1.9 | 19 | 17 | 19.4 | 15.6 | 23.3 | 14.4 | 19.2 | 12.5 | 24.4 | 22.2 | 16.7 | 11.1 | 21.7 | 17.2 | 11.1 | 8.3 | 5 | -5.6 | 7.2 | 6.7 | 21.1 | 15 | 7.2 | -1.1 | 17.8 | 1.3 | 18.9 | 17.8 | 21.1 | 19.4 | 15.6 | 6.7 | 3 | -5 | 0.6 | -0.1 | 5.3 | -1.8 | 3.9 | 2.8 | 4.2 | 2.9 | 15.5 | 11.5 | -3.9 | -8.9 | 5 | 3.3 | 16.7 | 10.6 | 13.3 | 11.1 | 13.3 | 13.3 | 12.2 | 8.9 | -0.7 | -4 | 7.2 | 0 | 8.9 | 5.6 | 17.2 | 16.4 | 15.6 | 7.8 | 8.3 | 5 | 15.6 | -3.3 | 10 | -3.2 | -5 | -6.4 | 13.3 | -10.6 | 4.4 | -5.6 | 2.2 | 2.2 | 5 | 2.9 | 5.4 | -1.7 | 11.1 | 3.9 | 16.7 | 10 | 5.6 | 1.1 | 3 | -1 | 8.3 | 3.3 | 8.9 | 6.1 | 8.3 | -1.1 | 3.3 | 1.7 | 1 | -7 | 14.4 | 12.8 | 12.2 | 8.9 | 15 | 12.8 | 15.6 | 8.6 | 8.3 | -1.1 | 5.6 | 2.2 | 21.1 | 20 | 15 | -11.7 | 21.1 | 13.3 | 20 | 16.1 | 21.7 | 20 | 6.1 | 2.8 | 13.3 | 7.2 | 0.6 | -3.3 | 11.1 | 3.3 | 5.6 | -1.1 | 1.7 | -5.6 | 10.6 | 1.7 | 7.8 | -4.1 | -3.9 | -4.9
1 | 0 | 3.3 | -3.3 | 13.3 | 10.1 | 12.2 | 7.5 | -3.3 | -9.8 | 15.9 | 1.2 | 4 | 3 | 6.7 | 5.6 | 15 | 11.7 | 10 | 7.8 | 8.9 | 6.7 | 9.2 | 7.4 | 12.2 | 3.9 | 3.9 | 1.9 | 19 | 17 | 17.8 | 15.6 | 23.3 | 13.9 | 19.4 | 12.2 | 24.4 | 22.2 | 16.1 | 12.2 | 21.7 | 16.7 | 10.9 | 8 | 4.4 | -5.6 | 7.8 | 6.7 | 21.7 | 14.4 | 6.1 | -1.7 | 17.8 | 0.6 | 18.9 | 17.8 | 20 | 18.3 | 11.1 | 9.4 | 2 | -3 | 0 | -0.7 | 4.4 | -2.2 | 3.3 | 1.1 | 3.3 | 2.2 | 14.4 | 11.1 | -3.9 | -9.4 | 5 | 3.9 | 15 | 11.1 | 13.7 | 11.6 | 12.8 | 12.8 | 12.2 | 8.9 | -1.5 | -4.6 | 6.7 | -0.6 | 8.9 | 5 | 16.7 | 16.1 | 14.4 | 8.3 | 8.3 | 5.6 | 13.9 | -3.9 | 7.8 | -2.7 | -5.6 | -7.2 | 12.2 | -8.3 | 3.9 | -6.1 | 2.2 | 2.2 | 5 | 2.8 | 5 | -6.1 | 12.8 | 5 | 16.7 | 10 | 5.2 | 0.9 | 3 | -2 | 7.2 | 3.9 | 8.3 | 6.7 | 6.7 | -1.1 | 2.8 | 0.6 | 0 | -6 | 13.9 | 12.8 | 11.7 | 8.9 | 15 | 12.9 | 15 | 8.9 | 7.8 | -1.7 | 6.1 | 1.7 | 20.6 | 20 | 15 | -11.7 | 20.6 | 13.9 | 18.9 | 16.1 | 21.3 | 20 | 5.6 | 2.8 | 13.3 | 7.2 | -1.1 | -3.9 | 10.6 | 3.3 | 6.1 | -1.1 | 1.7 | -5 | 8.9 | 1.7 | 7.2 | -4.9 | -3.9 | -4.9
0 | -1 | 3.3 | -3.9 | 13.3 | 10.3 | 11.7 | 6.9 | -4.4 | -11.1 | 15 | 1.1 | 6 | 5 | 6.5 | 5.5 | 15.6 | 11.7 | 9.1 | 7.1 | 8.9 | 6.7 | 9.2 | 7.3 | 11.7 | 4.4 | 3.3 | 1.7 | 19 | 17 | 17.8 | 16.1 | 23.3 | 14.4 | 19.4 | 12.7 | 24.4 | 22.2 | 15 | 12.2 | 21.1 | 16.7 | 10.8 | 7.7 | 3.9 | -5.6 | 7.2 | 6.7 | 21.1 | 13.9 | 5.6 | -1.7 | 17.1 | 0.7 | 18.9 | 18.3 | 18.3 | 15 | 11.1 | 9.4 | 2 | -2 | -0.4 | -1.3 | 3.3 | -2 | 2.2 | 1.1 | 2.4 | 1.7 | 13.9 | 11.1 | -4.4 | -8.3 | 5 | 3.9 | 13.9 | 11.1 | 14 | 11.9 | 12.2 | 12.2 | 11.1 | 9.4 | -2.2 | -5.6 | 6.7 | 1.1 | 7.2 | 5.6 | 16.9 | 16.3 | 13.3 | 8.9 | 7.2 | 5 | 12.8 | -4.4 | 5.6 | -3.3 | -5.6 | -7.2 | 11.7 | -7.8 | 2.8 | -5 | 2.2 | 2.2 | 5 | 2.9 | 3.9 | -5.4 | 13.3 | 5.6 | 16.7 | 10 | 4.8 | 0.7 | 3 | -2 | 6.7 | 3.9 | 8.3 | 6.7 | 6.7 | -1.1 | 1.7 | 0.6 | -1 | -7 | 13.9 | 12.8 | 9.4 | 8.3 | 15 | 12.9 | 14.6 | 9 | 6.7 | 0 | 5.6 | 1.7 | 20 | 18.9 | 13.9 | -11.7 | 19.4 | 15 | 18.9 | 16.7 | 21 | 20.2 | 6.1 | 2.8 | 10.6 | 6.7 | -1.7 | -3.9 | 8.9 | 2.8 | 6.1 | -0.6 | 2.2 | -4.4 | 8.7 | 2.3 | 6.7 | -6.1 | -3.9 | -5
0 | -1 | 3.3 | -4.4 | 13.3 | 10.6 | 11.1 | 6.1 | -4.8 | -10.5 | 14.3 | 1.6 | 7 | 6 | 6.3 | 5.3 | 13.9 | 11.1 | 8.1 | 6.3 | 8.3 | 6.1 | 9.1 | 7.2 | 11.7 | 4.4 | 3.3 | 1.7 | 19 | 17 | 20 | 15.6 | 22.8 | 15 | 19.4 | 12.9 | 23.9 | 22.2 | 14.4 | 12.2 | 21.1 | 16.7 | 10.6 | 7.2 | 3.3 | -5.6 | 6.7 | 6.1 | 21.7 | 13.9 | 5 | -1.7 | 16.3 | 0.8 | 18.9 | 18.9 | 17.2 | 13.3 | 11.1 | 10 | 1 | -2 | -0.7 | -2 | 2.2 | -2.2 | 1.1 | 0.6 | 1.5 | 1.2 | 13.3 | 10.7 | -3.9 | -9.4 | 5.6 | 4.4 | 13.3 | 10.6 | 14.4 | 12.2 | 11.7 | 11.7 | 11.1 | 9.4 | -1.8 | -4.7 | 6.7 | -1.1 | 7.8 | 5.6 | 17 | 16.1 | 12.2 | 8.9 | 6.7 | 4.4 | 11.7 | -5 | 5.6 | -2.6 | -5.6 | -7.3 | 10.6 | -7.8 | 0.6 | -5 | 2.2 | 2.2 | 5 | 2.9 | 2.8 | -5.6 | 13.9 | 7.2 | 16.1 | 10 | 4.4 | 0.6 | 3 | -2 | 6.7 | 3.3 | 7.8 | 6.1 | 5.6 | -0.6 | 1.1 | 0 | 0 | -6 | 13.9 | 12.8 | 8.9 | 8.3 | 15 | 12.8 | 14.3 | 8.9 | 6.1 | 0.6 | 6.1 | 1.7 | 21.7 | 21.1 | 13.3 | -11.1 | 19.4 | 15 | 17.2 | 16.1 | 20.6 | 20 | 4.4 | 3.3 | 10.6 | 6.7 | -2.8 | -5 | 8.9 | 2.8 | 5.6 | 0 | 2.8 | -3.3 | 8.5 | 2.9 | 6.7 | -5.9 | -4.1 | -5.1
0 | -1 | 3.3 | -1.1 | 13.1 | 10.3 | 10.7 | 5.5 | -5.2 | -10.9 | 13.5 | 1.5 | 6 | 4 | 6.1 | 5 | 13.9 | 11.1 | 7.2 | 5.6 | 8.3 | 6.1 | 9.1 | 7.1 | 11.1 | 3.9 | 3.3 | 1.7 | 19 | 17 | 20 | 16.1 | 22.8 | 15 | 19.4 | 13.3 | 23.3 | 22.2 | 13.9 | 12.2 | 21.1 | 17.2 | 10.4 | 7.5 | 2.8 | -6.1 | 5.6 | 5 | 21.7 | 14.4 | 3.9 | -1.7 | 15.6 | 0.6 | 18.9 | 18.9 | 16.1 | 13.9 | 10.6 | 10.6 | 3 | -7 | -1.1 | -2.6 | 1.1 | -2.8 | 1.1 | 0 | 0.6 | 0.6 | 12.8 | 10.6 | -5 | -7.8 | 5.6 | 4.4 | 12.8 | 10 | 14.4 | 12.5 | 12.1 | 12.1 | 12.8 | 10 | -1.5 | -4.4 | 6.1 | -1.7 | 7.8 | 6.1 | 17.2 | 16.1 | 11.7 | 8.9 | 6.7 | 4.4 | 10.6 | -4.4 | 5.6 | -2.2 | -5.6 | -7.8 | 10.6 | -8.3 | 0 | -4.4 | 2.2 | 2.2 | 5 | 2.8 | 1.7 | -6.7 | 16.1 | 9.4 | 15.6 | 10 | 4 | 0.5 | 2 | -1 | 5.6 | 3.3 | 7.2 | 6.7 | 6.1 | -1.7 | 1.1 | -0.6 | 0 | -7 | 13.3 | 12.8 | 8.3 | 7.8 | 14.8 | 12.7 | 13.9 | 8.9 | 6.1 | 2.2 | 5.6 | 1.7 | 22.8 | 21.7 | 12.8 | -11.1 | 18.9 | 15.6 | 17.2 | 16.1 | 20.6 | 20.1 | 3.9 | 1.7 | 11.1 | 7.2 | -2.2 | -4.4 | 7.8 | 3.9 | 5.6 | 0 | 2.8 | -3.3 | 8.3 | 3.3 | 6.7 | -6.2 | -4.2 | -5.2
0 | -1 | 2.8 | -1.1 | 13 | 10.2 | 10.4 | 5.2 | -5.6 | -11.7 | 12.8 | 1.7 | 6 | 5 | 7 | 5.7 | 13.3 | 10.6 | 7.6 | 6.2 | 8.3 | 5.6 | 9 | 6.9 | 10.6 | 3.3 | 3.3 | 1.7 | 19 | 17 | 20 | 16.1 | 22.8 | 15 | 18.9 | 13.3 | 23.3 | 22.2 | 13.3 | 12.2 | 20.6 | 17.2 | 10.2 | 7.6 | 2.2 | -6.7 | 5 | 5 | 20.6 | 14.4 | 3.9 | -1.1 | 15.2 | 3.7 | 19.4 | 18.9 | 15.6 | 13.3 | 8.9 | 7.8 | 2 | -4 | -0.9 | -3.2 | 2.4 | -2.7 | 0 | -0.6 | 0.8 | 0.8 | 12.1 | 9.9 | -5 | -8.3 | 6.1 | 5 | 12.2 | 10 | 14.4 | 12.6 | 12.4 | 12.4 | 14.4 | 10.6 | -1.1 | -4.4 | 5.6 | -2.2 | 7.8 | 6.1 | 17.4 | 16.3 | 10.6 | 8.3 | 7.2 | 4.4 | 8.9 | -4.4 | 5.6 | -2.2 | -4.8 | -6.8 | 8.9 | -8.3 | -1.7 | -5 | 2.2 | 1.8 | 5 | 2.9 | 1.7 | -5.9 | 16.7 | 10.6 | 15.6 | 10 | 3.7 | 0.6 | 2 | -3 | 5 | 2.8 | 5.6 | 5 | 5.6 | -1.1 | 0 | -1.1 | 0 | -6 | 12.2 | 11.1 | 8.3 | 7.8 | 14.6 | 12.5 | 14.1 | 10.2 | 6.7 | 1.7 | 5.6 | 2.2 | 22.8 | 21.7 | 8.9 | -10 | 18.3 | 16.1 | 17.2 | 16.7 | 20.6 | 20.1 | 3.3 | 1.7 | 11.7 | 6.7 | -3.3 | -5 | 7.2 | 3.9 | 5 | 0 | 2.2 | -2.8 | 9.1 | 3.7 | 6.7 | -7.8 | -4.4 | -5.6
-1 | -1 | 2.2 | -3.9 | 12.8 | 10 | 10 | 4.4 | -1.3 | -8.9 | 13.2 | 2.1 | 6 | 5 | 8 | 6.2 | 13.9 | 10.6 | 7.9 | 7 | 8.3 | 5.6 | 9 | 6.8 | 9.4 | 1.7 | 3.9 | 2.1 | 20 | 17 | 20.6 | 16.7 | 22.8 | 15 | 18.3 | 13.4 | 23.9 | 22.2 | 12.8 | 11.7 | 20 | 17.8 | 10 | 7.8 | 0 | -7.2 | 3.9 | 3.9 | 20.6 | 14.4 | 3.9 | -0.6 | 14.8 | 5.9 | 19.4 | 18.9 | 15 | 12.8 | 8.3 | 7.8 | 1 | -3 | -0.8 | -3.8 | 3.7 | -3.4 | 0 | 0 | 0.9 | 0.9 | 11.3 | 9.1 | -4.4 | -8.3 | 6.7 | 5 | 12.2 | 10 | 14.4 | 12.8 | 12.8 | 12.8 | 13.9 | 11.1 | -0.2 | -3.5 | 6.1 | -2.2 | 7.2 | 6.7 | 17.6 | 16.5 | 10.6 | 8.3 | 7.8 | 4.4 | 8.3 | -5.6 | 6.1 | -1.6 | -4.1 | -6.4 | 10 | -7.8 | 0 | -5.6 | 2.2 | 1.5 | 5 | 2.9 | 1.7 | -5.9 | 17.8 | 12.2 | 15.6 | 10 | 3.3 | 0.6 | 2 | -4 | 5 | 2.8 | 5.6 | 5 | 6.1 | -1.7 | 0 | -1.1 | 1 | -6 | 12.8 | 11.7 | 7.2 | 6.7 | 14.4 | 12.2 | 14.2 | 11 | 7.2 | 3.9 | 5 | 2.8 | 23.3 | 21.7 | 6.7 | -11.1 | 18.3 | 15.6 | 17.8 | 17.2 | 20.6 | 20 | 2.2 | 0.6 | 12.2 | 6.7 | -2.2 | -4.4 | 6.7 | 3.9 | 5 | 0 | 2.2 | -2.2 | 9.8 | 4.2 | 9.5 | -5.6 | -4.2 | -5.2
0 | -1 | 1.7 | -2.8 | 12.4 | 9.8 | 10.6 | 5.2 | 2.9 | -8 | 13.5 | 2.4 | 8 | 6 | 8.9 | 6.7 | 15 | 11.7 | 8.3 | 7.8 | 10 | 6.1 | 10 | 6.7 | 10 | 2.8 | 4.4 | 2.4 | 21 | 18 | 21.1 | 17.2 | 22.2 | 14.4 | 17.8 | 13.3 | 23.9 | 22.2 | 13.9 | 12.8 | 20.6 | 18.9 | 10.2 | 7.8 | 1.1 | -7.2 | 4.4 | 3.9 | 19.4 | 15 | 5 | -0.6 | 14.4 | 7.8 | 20.6 | 19.4 | 15.6 | 12.8 | 7.8 | 6.7 | 3 | -3 | -0.6 | -4.4 | 5 | -5 | 1.1 | 0.6 | 1.1 | 1.1 | 10.6 | 8.3 | -1.7 | -7.8 | 6.7 | 5.6 | 12.2 | 10.6 | 13.7 | 11.6 | 13.7 | 13.6 | 15.6 | 12.2 | 0.8 | -2.8 | 6.7 | -2.2 | 8.3 | 7.2 | 17.8 | 16.7 | 12.8 | 10 | 8.9 | 5 | 10 | -7.2 | 6.7 | -0.9 | -3.3 | -6.1 | 13.9 | -6.7 | 4.4 | -4.4 | 2.2 | 1.1 | 5 | 2.8 | 1.7 | -6.7 | 17.2 | 13.9 | 15.6 | 10 | 5.9 | 1.8 | 2 | 0 | 7.8 | 3.9 | 7.8 | 6.7 | 7.2 | -1.7 | 0 | -1.1 | 2 | -6 | 16.7 | 15 | 8.3 | 7.8 | 14.4 | 12.3 | 14.4 | 12.2 | 10 | 3.3 | 6.1 | 3.9 | 23.9 | 22.2 | 12.2 | -10.6 | 18.9 | 15.6 | 18.9 | 17.8 | 21 | 20.2 | 3.9 | 1.7 | 14.4 | 7.2 | 0 | -2.8 | 8.3 | 5 | 6.1 | 0.6 | 4.4 | -1.7 | 10.6 | 4.4 | 12.2 | -5.1 | -4.1 | -5.1
1 | 0 | 1.7 | -3.9 | 12.1 | 9.7 | 11.1 | 5.7 | 7.2 | -8.9 | 13.9 | 2.8 | 8 | 6 | 11.3 | 7.1 | 18.9 | 11.7 | 10.3 | 8.3 | 11.1 | 6.1 | 12 | 6.7 | 11.7 | 3.3 | 5 | 2.8 | 22 | 18 | 21.7 | 17.8 | 23.3 | 14.4 | 18.7 | 13.6 | 25 | 22.2 | 16.7 | 14.4 | 21.1 | 18.9 | 10.4 | 7.8 | 2.2 | -7.2 | 4.4 | 4.4 | 20 | 15 | 7.8 | 0.6 | 15.9 | 10.3 | 21.1 | 19.4 | 16.1 | 12.2 | 7.8 | 6.7 | 4 | -5 | -0.2 | -4 | 5.7 | -4.2 | 4.4 | 1.7 | 5.4 | 2.9 | 11.1 | 7.8 | 1.7 | -6.1 | 7.8 | 6.7 | 12.2 | 11.1 | 12.9 | 10.1 | 14.7 | 14.4 | 16.7 | 13.3 | 1.7 | -2.8 | 7.8 | -2.2 | 10 | 7.2 | 18.7 | 16.9 | 14.4 | 10 | 12.2 | 5 | 10.6 | -6.1 | 7.2 | -0.6 | -2.4 | -4.9 | 16.7 | -7.2 | 7.8 | -4.4 | 2.6 | 1.3 | 5.2 | 2.9 | 2.4 | -5.7 | 17.2 | 15 | 16.7 | 11.1 | 8.5 | 2.9 | 2 | -2 | 10 | 4.4 | 9.4 | 7.2 | 7.8 | -1.1 | 0.6 | -1.1 | 3 | -7 | 20.6 | 15.6 | 11.7 | 10 | 14.4 | 12.3 | 13.9 | 10.9 | 11.1 | 4.4 | 10.6 | 5 | 24.4 | 21.1 | 18.9 | -10 | 19.4 | 15.6 | 19.4 | 17.8 | 21.3 | 20 | 6.1 | 2.8 | 17.8 | 8.3 | 3.3 | -1.7 | 10 | 6.7 | 5.6 | 2.2 | 6.1 | -1.1 | 11.1 | 5.2 | 15 | -5 | -3.9 | -5
3 | 1 | 2.8 | -4.4 | 11.7 | 9.4 | 11.7 | 6.1 | 9.8 | -7.8 | 15.2 | 2.4 | 9 | 7 | 13.7 | 7.3 | 19.4 | 13.3 | 12.4 | 8.9 | 11.7 | 6.1 | 14.1 | 6.5 | 12.8 | 3.9 | 6.7 | 2.4 | 23 | 18 | 22.2 | 19.4 | 23.9 | 14.4 | 19.7 | 13.9 | 26.1 | 22.2 | 18.9 | 15.6 | 24.4 | 18.9 | 10.6 | 7.8 | 2.8 | -7.2 | 5.6 | 5 | 20 | 15.6 | 8.9 | 0.6 | 17.4 | 12.8 | 21.7 | 20 | 16.7 | 11.7 | 8.9 | 6.7 | 7 | -7 | 0.2 | -3.8 | 6.5 | -3.8 | 6.7 | 2.2 | 9.6 | 3.8 | 11.7 | 7.1 | 3.9 | -5 | 8.9 | 8.3 | 12.8 | 11.1 | 12.2 | 8.9 | 15.6 | 15 | 18.9 | 14.4 | 3.9 | -1.6 | 9.4 | -2.2 | 10.6 | 7.2 | 19.7 | 17.1 | 18.9 | 11.7 | 17.2 | 5.6 | 12.2 | -3.9 | 11.1 | 0.2 | -1.5 | -3.9 | 18.3 | -7.2 | 10.6 | -5 | 2.9 | 1.4 | 5.4 | 2.7 | 3.2 | -5.5 | 19.4 | 14.4 | 17.8 | 11.1 | 11.1 | 3.9 | 3 | -1 | 12.8 | 4.4 | 11.1 | 6.7 | 8.3 | -1.7 | 2.8 | -1.1 | 4 | -6 | 23.3 | 13.3 | 17.2 | 9.4 | 14.4 | 12.2 | 13.3 | 9.6 | 13.3 | 4.4 | 13.3 | 6.1 | 25.6 | 21.1 | 21.7 | -9.4 | 21.1 | 16.1 | 21.1 | 18.3 | 21.7 | 20 | 8.3 | 0.6 | 21.1 | 9.4 | 7.2 | 0.6 | 12.8 | 3.3 | 6.1 | 3.3 | 8.3 | 0 | 11.7 | 6 | 16.9 | -4.4 | -3.5 | -4.5
5 | 1 | 3.3 | -3.9 | 12.4 | 9.1 | 13.5 | 7.1 | 12.4 | -8.8 | 16.5 | 1.4 | 9 | 7 | 16.1 | 6.7 | 20.6 | 13.9 | 14.4 | 8.9 | 13.3 | 6.1 | 16.1 | 5.6 | 15.6 | 4.4 | 8.3 | 1.4 | 24 | 18 | 21.7 | 20.6 | 25 | 13.3 | 20.6 | 13.9 | 26.1 | 22.2 | 20.6 | 15.6 | 26.7 | 17.8 | 10.4 | 7.8 | 4.4 | -7.2 | 6.1 | 5.6 | 21.1 | 16.1 | 9.4 | 0 | 18.9 | 15 | 21.7 | 20 | 18.3 | 11.7 | 10 | 5.6 | 9 | -7 | 0.6 | -4.4 | 7.2 | -4.4 | 8.9 | 3.3 | 13.9 | 3.9 | 12.2 | 6.1 | 6.7 | -4.4 | 10 | 5.6 | 13.3 | 12.2 | 12.6 | 8.5 | 16.1 | 15.5 | 20.6 | 15 | 6.1 | -1.1 | 11.7 | -1.1 | 12.2 | 7.2 | 20.6 | 17.2 | 21.7 | 12.2 | 21.1 | 5 | 12.8 | -3.9 | 15 | 0 | -0.6 | -3.3 | 20 | -6.1 | 13.9 | -3.9 | 3.3 | 1.7 | 5.6 | 2.8 | 3.9 | -6.1 | 20.6 | 15 | 19.4 | 12.2 | 13.1 | 4 | 5 | -1 | 14.4 | 4.4 | 12.2 | 7.8 | 8.9 | -2.8 | 5.6 | 0.6 | 5 | -6 | 23.9 | 12.8 | 20.6 | 8.3 | 15.2 | 12.5 | 12.8 | 8.3 | 16.7 | 3.9 | 16.7 | 6.7 | 26.7 | 21.7 | 22.8 | -8.3 | 20.6 | 16.7 | 22.2 | 13.3 | 23.4 | 20.4 | 8.9 | 0.6 | 23.9 | 10.6 | 8.9 | -1.1 | 13.3 | 6.1 | 7.8 | 3.9 | 9.4 | 1.1 | 12.2 | 6.7 | 18.7 | -4.8 | -3.2 | -4.2
6 | 0 | 2.8 | -2.8 | 13.2 | 8.9 | 15.4 | 7.7 | 15 | -11.1 | 17.8 | 0.6 | 9 | 7 | 16.8 | 6.9 | 20.6 | 13.3 | 15.3 | 8.8 | 13.9 | 6.7 | 15.7 | 6.2 | 18.3 | 2.8 | 10 | 0 | 24 | 19 | 22.8 | 21.1 | 26.1 | 13.9 | 20.8 | 14 | 26.1 | 22.2 | 23.3 | 15 | 27.8 | 16.7 | 10.2 | 7.8 | 5.6 | -8.3 | 6.7 | 5.6 | 20.6 | 16.1 | 11.7 | 1.1 | 21.1 | 14.3 | 22.8 | 21.1 | 20 | 12.2 | 9.4 | 4.4 | 10 | -5 | 1.3 | -3.8 | 7.9 | -3.7 | 10.6 | 3.3 | 15 | 3.8 | 13.1 | 6.2 | 7.8 | -5.6 | 10.6 | 6.1 | 14.4 | 13.3 | 12.9 | 8.2 | 16.7 | 15.8 | 22.2 | 15.6 | 8.3 | -1.1 | 12.2 | -1.1 | 13.3 | 6.1 | 19.5 | 17.1 | 22.8 | 12.2 | 23.3 | 6.1 | 12.8 | -0.6 | 18.9 | -1.7 | 0.5 | -2.1 | 21.7 | -6.7 | 16.7 | -4.4 | 3.7 | 2.1 | 6.1 | 2.6 | 4.5 | -5.7 | 20.6 | 15 | 18.3 | 12.2 | 15.2 | 4 | 6 | -3 | 17.2 | 5.6 | 14.4 | 6.1 | 9.4 | -3.3 | 6.7 | -3.3 | 7 | -5 | 24.4 | 13.3 | 21.7 | 5.6 | 15.9 | 12.7 | 13.2 | 8.3 | 20 | 5.6 | 18.9 | 7.2 | 27.8 | 21.7 | 25 | -8.3 | 21.7 | 17.2 | 23.3 | 18.3 | 25 | 20.5 | 8.9 | -3.3 | 26.1 | 11.1 | 8.9 | -0.6 | 15 | 5 | 9.4 | 3.3 | 10 | 0.6 | 13.3 | 6.9 | 20.6 | -6.1 | -2.8 | -3.9
7 | 2 | 3.9 | -3.9 | 13.9 | 8.3 | 17.2 | 8.3 | 15.4 | -10.7 | 18.5 | 0.1 | 10 | 8 | 17.6 | 7.4 | 20.6 | 12.8 | 16.3 | 8.3 | 13.9 | 6.1 | 15.4 | 7 | 21.1 | -2.2 | 10.9 | 0.6 | 24 | 19 | 24.4 | 22.2 | 26.1 | 13.3 | 20.9 | 14.1 | 25.6 | 22.2 | 23.3 | 13.9 | 28.3 | 17.2 | 10 | 7.8 | 6.7 | -8.3 | 7.8 | 6.1 | 14.4 | 13.3 | 12.2 | 0 | 23.4 | 13 | 22.8 | 20.6 | 20.6 | 12.8 | 9.4 | 2.8 | 9 | -2 | 2.1 | -4.1 | 8.7 | -3.7 | 12.2 | 2.2 | 16.1 | 3.2 | 14.1 | 6 | 8.3 | -6.1 | 8.3 | 5.6 | 14.4 | 13.3 | 13.3 | 7.8 | 17.2 | 16.1 | 23.3 | 16.1 | 9.6 | -0.8 | 12.8 | -1.7 | 13.9 | 6.1 | 18.3 | 17 | 23.9 | 11.1 | 21.7 | 7.2 | 12.8 | 0 | 20.9 | -2.5 | 1.7 | -1.2 | 22.2 | -6.1 | 18.9 | -5 | 4 | 2.4 | 6.7 | 2.6 | 5 | -5.8 | 22.2 | 15.6 | 17.8 | 13.9 | 17.2 | 3.3 | 7 | -1 | 18.9 | 5 | 16.1 | 3.9 | 10 | -3.9 | 8.3 | -4.4 | 7 | -6 | 25 | 13.3 | 22.2 | 7.2 | 16.7 | 12.8 | 13.5 | 8 | 20.6 | 6.1 | 21.1 | 5.6 | 28.9 | 21.7 | 27.2 | -7.8 | 23.3 | 18.3 | 23.9 | 18.3 | 26.7 | 20.6 | 10 | -2.2 | 27.8 | 11.7 | 10.6 | -0.6 | 16.1 | 4.4 | 10.6 | 2.8 | 10 | 0 | 14.5 | 7.3 | 21.1 | -5.8 | -1.5 | -2.8
8 | 2 | 4.4 | -3.3 | 13.7 | 7.9 | 17.9 | 8.5 | 15.7 | -12.2 | 19.3 | 0.3 | 10 | 8 | 18.3 | 7.2 | 20 | 13.3 | 17.2 | 7.8 | 14.4 | 6.1 | 15 | 7.2 | 20 | -5 | 11.9 | 1.2 | 26 | 19 | 24.4 | 22.2 | 26.1 | 13.3 | 21.1 | 13.9 | 23.3 | 18.9 | 23.9 | 13.3 | 27.8 | 16.1 | 10.2 | 8 | 7.2 | -8.3 | 8.9 | 6.7 | 14.4 | 12.8 | 12.2 | 0.6 | 25.6 | 10.6 | 22.2 | 20 | 20.6 | 12.8 | 8.9 | 1.7 | 9 | -1 | 2.8 | -5 | 9.4 | -4.4 | 12.2 | 1.7 | 17.2 | 2.8 | 15 | 5.6 | 8.9 | -5 | 10 | 3.3 | 14.4 | 12.8 | 13.1 | 6.5 | 17.8 | 15.8 | 24.4 | 16.7 | 10.9 | -0.8 | 12.2 | -1.1 | 15 | 4.4 | 17.2 | 16.7 | 25.6 | 11.7 | 21.1 | 10 | 13.3 | -1.1 | 23 | -4.4 | 2.8 | -0.6 | 23.3 | -6.1 | 18.3 | -6.1 | 4.4 | 2.8 | 7.2 | 2.2 | 5.6 | -7.2 | 22.2 | 15.6 | 19.4 | 15.6 | 17.9 | 3 | 7 | -1 | 21.1 | 2.8 | 17.2 | 6.7 | 10.6 | -4.4 | 10 | -5 | 9 | -6 | 25 | 13.3 | 21.7 | 8.3 | 17.8 | 12.9 | 13.9 | 7.8 | 21.7 | 7.8 | 21.1 | 3.9 | 27.8 | 21.7 | 28.9 | -11.1 | 23.3 | 17.8 | 25 | 18.3 | 27.4 | 20.5 | 10.6 | -3.3 | 28.3 | 11.7 | 10 | -1.7 | 16.7 | 4.4 | 11.1 | 2.8 | 10.6 | -1.1 | 15.6 | 7.2 | 21.7 | -5.4 | -0.2 | -1.9
8 | 0 | 4.4 | -1.1 | 13.5 | 7.7 | 18.7 | 8.4 | 16.1 | -13.9 | 20 | 0 | 9 | 8 | 19.2 | 6.7 | 18.9 | 13.3 | 18.3 | 7.4 | 14.4 | 6.1 | 14.6 | 7.2 | 18.3 | -4.4 | 12.8 | 1.7 | 24 | 19 | 23.9 | 20.6 | 26.1 | 13.3 | 21.1 | 14.1 | 23.3 | 20 | 25.6 | 13.3 | 29.4 | 16.1 | 10.4 | 8.2 | 8.3 | -9.4 | 8.3 | 5 | 13.9 | 13.3 | 12.2 | 0 | 26.3 | 9.7 | 22.2 | 20 | 21.7 | 12.8 | 8.9 | 2.8 | 7 | 2 | 2.8 | -4.7 | 9 | -3.1 | 14.4 | 2.2 | 17.8 | 3.3 | 15 | 5.5 | 10 | -7.8 | 8.3 | 0.6 | 15 | 13.3 | 13 | 5 | 18.3 | 15.4 | 24.4 | 16.1 | 12.2 | -1.1 | 12.2 | -1.1 | 14.4 | 3.9 | 18.3 | 16.5 | 26.1 | 10.6 | 21.7 | 12.2 | 14.4 | -1.1 | 25 | -8.3 | 2.6 | -0.1 | 23.3 | -6.1 | 20 | -5 | 4.4 | 2.6 | 7.9 | 2.6 | 6.3 | -7.1 | 21.7 | 15.6 | 18.9 | 15.6 | 18.7 | 2.9 | 7 | -3 | 23.3 | 2.2 | 18.9 | 6.7 | 8.3 | 1.1 | 11.7 | -3.3 | 10 | -7 | 26.7 | 14.4 | 22.2 | 9.4 | 18.9 | 12.9 | 13.7 | 8.2 | 22.8 | 9.4 | 22.8 | 5 | 26.7 | 20.6 | 28.9 | -8.9 | 23.3 | 17.8 | 25.6 | 18.3 | 28.2 | 20.2 | 11.7 | -1.7 | 29.4 | 11.7 | 10 | -3.3 | 16.1 | 6.7 | 13.3 | 3.9 | 9.4 | -1.7 | 16.1 | 7.1 | 22.2 | -6.7 | 1.1 | -1.1
9 | 1 | 5 | -1.7 | 13.3 | 7.2 | 19.4 | 8.3 | 16.1 | -11 | 20 | -0.5 | 9 | 8 | 20.2 | 6.2 | 18.9 | 13.3 | 19.5 | 6.6 | 13.9 | 6.7 | 14.3 | 6.9 | 18.9 | -1.7 | 13.3 | 0 | 25 | 19 | 23.9 | 20.6 | 26.7 | 12.8 | 21.1 | 14.1 | 22.8 | 20.6 | 25 | 12.2 | 28.3 | 17.2 | 10.6 | 8.3 | 8.3 | -10.6 | 7.2 | 3.9 | 15.6 | 14.4 | 12.2 | 0 | 27.1 | 9 | 22.2 | 20 | 22.8 | 13.9 | 8.9 | 2.8 | 9 | 2 | 2.8 | -5.4 | 8.7 | -2.3 | 14.4 | 1.7 | 18.3 | 3.4 | 15 | 5.3 | 10 | -7.2 | 7.2 | 0.6 | 15.6 | 13.9 | 12.8 | 3.3 | 18.9 | 15 | 25 | 16.1 | 12.8 | -1.3 | 12.2 | -1.1 | 15.6 | 3.9 | 19.5 | 16.2 | 26.7 | 10.6 | 21.1 | 11.7 | 13.9 | -1.1 | 25.4 | -7.5 | 2.4 | 0.3 | 23.9 | -6.7 | 20 | -5.6 | 4.4 | 2.3 | 8.7 | 2.7 | 7.1 | -7.9 | 20.6 | 16.7 | 18.9 | 15 | 19.4 | 2.2 | 9 | -1 | 23.9 | 1.7 | 20 | 6.7 | 7.8 | 3.3 | 11.7 | -4.4 | 11 | -6 | 25.6 | 14.4 | 20 | 11.7 | 20 | 12.8 | 13.5 | 8.6 | 22.8 | 10 | 22.8 | 3.3 | 25 | 20 | 30 | -11.7 | 23.9 | 18.9 | 24.4 | 18.3 | 28.9 | 20 | 12.2 | -1.7 | 28.9 | 11.7 | 11.1 | -5 | 16.7 | 7.2 | 13.3 | 5 | 9.4 | 0 | 16.7 | 6.5 | 21.8 | -6.1 | 0.7 | -2.1
8 | 0 | 5 | -1.1 | 12.9 | 7.4 | 18.1 | 9 | 16.1 | -10.2 | 20 | -0.5 | 9 | 8 | 21.1 | 5 | 18.3 | 12.8 | 20.6 | 5.6 | 12.8 | 6.7 | 13.9 | 6.7 | 18.3 | -2.8 | 13.9 | -1.5 | 24 | 19 | 26.1 | 19.4 | 26.1 | 12.2 | 21.1 | 13.9 | 25 | 21.7 | 25.6 | 12.8 | 28.9 | 17.2 | 10.6 | 8.6 | 8.9 | -11.1 | 7.2 | 5 | 16.1 | 14.4 | 12.8 | -0.6 | 27.8 | 7.8 | 20.6 | 18.3 | 22.8 | 13.3 | 8.3 | 2.8 | 9 | 0 | 2.8 | -6.7 | 8.3 | -2.2 | 13.9 | 3.9 | 18.9 | 3.9 | 15 | 5 | 10.6 | -6.1 | 6.1 | 1.1 | 15.6 | 14.4 | 12.2 | 3.2 | 17.4 | 14.5 | 23.9 | 16.1 | 13.3 | -2.3 | 12.2 | -1.1 | 15 | 5.6 | 20.6 | 15.6 | 26.7 | 9.4 | 23.9 | 8.3 | 13.3 | -0.6 | 25.7 | -6.2 | 2.2 | 0.6 | 24.4 | -6.1 | 20 | -6.1 | 4.4 | 2.2 | 9.4 | 2.8 | 7.8 | -10.6 | 15 | 12.8 | 18.9 | 15 | 19.4 | 2.3 | 9 | -2 | 25 | 3.9 | 20 | 7.2 | 7.8 | 2.8 | 11.7 | -4.4 | 11 | -7 | 24.4 | 15 | 20 | 10.6 | 16.9 | 11.9 | 13.3 | 8.9 | 22.2 | 9.4 | 23.3 | 2.2 | 25.6 | 18.9 | 30 | -8.3 | 25 | 19.4 | 24.4 | 18.9 | 28.9 | 20.4 | 13.3 | -4.4 | 28.9 | 12.2 | 10 | -3.9 | 16.7 | 6.7 | 11.1 | 6.1 | 8.9 | 0.6 | 17.2 | 6.1 | 21.5 | -5.5 | 0.4 | -3.3
8 | -1 | 5.6 | -1.7 | 12.6 | 7.3 | 16.9 | 9.4 | 16.1 | -9.4 | 20 | -1.1 | 9 | 7 | 20 | 5.3 | 18.3 | 11.7 | 18.7 | 7.2 | 13.3 | 6.7 | 12.6 | 6.9 | 18.3 | -3.9 | 14.4 | -4.4 | 23 | 19 | 26.7 | 18.3 | 26.1 | 11.7 | 20 | 14.4 | 26.7 | 21.7 | 25 | 12.2 | 25 | 17.8 | 10.6 | 8.7 | 9.4 | -10.6 | 7.8 | 5 | 17.8 | 15.6 | 11.7 | -0.6 | 25.6 | 10.3 | 21.1 | 18.3 | 22.8 | 13.9 | 8.3 | 2.8 | 11 | 1 | 2.1 | -6.2 | 6.8 | -1.9 | 13.3 | 1.1 | 17.4 | 4 | 14.3 | 4.9 | 10.6 | -7.8 | 7.2 | 1.1 | 16.7 | 15 | 11.7 | 3.2 | 15.9 | 13.9 | 23.9 | 16.7 | 13.9 | -3.3 | 12.2 | -0.6 | 13.9 | 6.1 | 20.4 | 15.8 | 26.7 | 9.4 | 23.9 | 8.9 | 14.4 | -1.1 | 26.1 | -6.7 | 2 | 0.2 | 24.4 | -6.1 | 19.4 | -6.1 | 4.8 | 2 | 8.7 | 3.1 | 6.7 | -9.8 | 13.9 | 12.2 | 19.4 | 15.6 | 19.4 | 2.3 | 9 | -2 | 25.6 | 5 | 19.4 | 4.4 | 7.8 | 1.7 | 12.2 | -3.9 | 10 | -8 | 24.4 | 15.6 | 15.6 | 10 | 13.7 | 10.5 | 12.9 | 8.6 | 21.7 | 9.4 | 23.9 | 1.7 | 25.6 | 18.3 | 29.4 | -10 | 23.9 | 18.9 | 23.3 | 18.9 | 28.9 | 20.4 | 11.7 | -3.9 | 27.8 | 11.7 | 10 | -5 | 16.7 | 7.2 | 11.1 | 6.1 | 7.8 | 1.1 | 16.5 | 5.2 | 21.1 | -6.7 | 0 | -5
8 | 0 | 5 | -1.1 | 12.2 | 7.2 | 15.6 | 9.4 | 13 | -6.8 | 19.6 | -0.8 | 9 | 7 | 18.9 | 5.7 | 16.7 | 11.7 | 16.9 | 8.1 | 12.2 | 7.2 | 11.3 | 6.9 | 16.7 | -5 | 12.4 | -1.7 | 22 | 19 | 25.6 | 18.9 | 25 | 12.2 | 18.9 | 14.8 | 26.7 | 19.4 | 25 | 12.8 | 26.7 | 17.8 | 10.6 | 8.9 | 8.3 | -12.2 | 7.2 | 4.4 | 20 | 16.7 | 11.7 | -0.6 | 23.3 | 12 | 21.1 | 18.3 | 20.6 | 12.2 | 7.8 | 3.3 | 11 | -1 | 1.3 | -6.9 | 5.4 | -2.1 | 13.3 | 2.2 | 15.9 | 3.7 | 13.5 | 4.7 | 10 | -7.8 | 6.7 | 1.7 | 17.2 | 15.6 | 11.1 | 2.8 | 14.4 | 13.3 | 21.7 | 16.7 | 12.6 | -1.8 | 12.2 | 0.6 | 13.3 | 6.7 | 20.2 | 15.9 | 25.6 | 10 | 22.8 | 9.4 | 14.4 | -1.1 | 24.1 | -5.3 | 1.9 | -0.2 | 23.9 | -6.7 | 18.9 | -5 | 5.2 | 1.9 | 7.9 | 3.2 | 5.5 | -9.9 | 13.9 | 12.2 | 19.4 | 15.6 | 19.4 | 2.2 | 7 | -1 | 24.4 | 5 | 18.9 | 6.7 | 7.8 | 2.8 | 11.7 | -3.3 | 9 | -8 | 22.8 | 15.6 | 17.2 | 10.6 | 10.6 | 8.9 | 12.6 | 8.5 | 20 | 8.9 | 23.3 | 2.2 | 25 | 16.7 | 28.3 | -8.3 | 23.9 | 17.2 | 22.8 | 18.9 | 28.9 | 20.6 | 11.1 | -3.3 | 26.1 | 11.7 | 8.3 | -5.6 | 15.6 | 7.2 | 10 | 6.1 | 6.7 | 0.6 | 15.7 | 4.4 | 17.8 | -4.8 | -1.3 | -4.7
6 | -3 | 4.4 | -0.6 | 11.5 | 7.3 | 13.9 | 9 | 9.8 | -6.2 | 19.3 | -0.6 | 9 | 7 | 17.8 | 5.6 | 15.6 | 12.8 | 15 | 8.3 | 11.1 | 7.2 | 10 | 6.7 | 13.3 | -5.6 | 10.3 | -0.7 | 21 | 19 | 23.9 | 18.3 | 24.4 | 11.7 | 17.8 | 15 | 23.9 | 18.9 | 22.8 | 13.3 | 21.1 | 18.9 | 10.8 | 9.1 | 6.7 | -10.6 | 6.7 | 3.9 | 18.9 | 15 | 10 | -0.6 | 21.1 | 12.8 | 21.1 | 17.8 | 18.9 | 12.2 | 7.8 | 2.8 | 9 | -2 | 0.6 | -8.3 | 3.9 | -2.8 | 12.8 | -6.7 | 14.4 | 3.3 | 12.8 | 4.4 | 8.3 | -7.2 | 6.1 | 3.9 | 17.2 | 15.6 | 10.5 | 2.6 | 13.5 | 11.4 | 20 | 16.7 | 11.3 | -1 | 11.1 | 0.6 | 12.8 | 7.2 | 20 | 16.1 | 21.7 | 9.4 | 13.9 | 11.7 | 13.3 | -1.1 | 22 | -4.4 | 1.7 | -0.6 | 22.2 | -7.8 | 16.1 | -3.9 | 5.6 | 1.7 | 7.2 | 3.3 | 4.4 | -11.7 | 13.9 | 12.2 | 18.9 | 15.6 | 17.6 | 2.8 | 5 | -2 | 23.3 | 4.4 | 17.8 | 5.6 | 7.8 | 2.2 | 10.6 | -2.8 | 8 | -4 | 21.7 | 15.6 | 16.1 | 11.1 | 11 | 9 | 12.2 | 8.3 | 19.4 | 8.3 | 20 | 5.6 | 22.8 | 18.3 | 26.7 | -7.8 | 23.3 | 17.8 | 22.2 | 18.9 | 27.2 | 21.3 | 10.6 | -3.3 | 25.6 | 11.7 | 6.1 | -5 | 12.2 | 5.6 | 9.4 | 6.7 | 6.1 | 0 | 15 | 3.3 | 14.4 | -4.3 | -2.6 | -4.9
4 | -1 | 4.4 | -1.1 | 10.7 | 6.9 | 12.3 | 8.6 | 6.7 | -7.2 | 18.9 | -0.6 | 8 | 7 | 16.1 | 7.4 | 14.4 | 12.2 | 13.5 | 8.8 | 10.6 | 7.2 | 9.4 | 6.7 | 10 | -3.9 | 8.3 | 0 | 21 | 19 | 21.1 | 16.7 | 23.9 | 12.2 | 17.4 | 14.7 | 23.9 | 19.4 | 20.6 | 13.3 | 21.7 | 18.9 | 10.9 | 9.2 | 4.4 | -10 | 6.1 | 3.3 | 15 | 11.1 | 5.6 | -1.1 | 19.1 | 13.3 | 21.1 | 18.3 | 17.8 | 12.2 | 7.2 | 2.2 | 7 | 1 | -0.2 | -7 | 3 | -2.2 | 11.1 | -7.8 | 13.5 | 3.3 | 11.5 | 5 | 6.7 | -11.1 | 6.7 | 4.4 | 17.2 | 16.1 | 10 | 2.1 | 12.6 | 9.3 | 18.9 | 16.7 | 10 | -0.6 | 9.4 | 1.7 | 12.2 | 7.2 | 20 | 16.7 | 18.9 | 10 | 12.2 | 11.7 | 11.7 | -1.1 | 20 | -5 | 1.1 | -0.9 | 20 | -7.2 | 13.3 | -2.8 | 5.4 | 1.5 | 6.8 | 3.1 | 3.5 | -7.6 | 13.9 | 12.8 | 18.3 | 15 | 15.7 | 2.8 | 4 | -3 | 18.9 | 7.2 | 15 | 7.2 | 7.2 | 2.2 | 9.4 | -2.2 | 6 | -6 | 19.4 | 15 | 15 | 11.7 | 11.3 | 8.6 | 11.5 | 7.4 | 18.3 | 7.8 | 15 | 6.1 | 22.8 | 18.9 | 21.1 | -4.4 | 22.8 | 16.7 | 22.2 | 18.9 | 25.6 | 21.5 | 9.4 | -3.9 | 23.9 | 11.7 | 3.3 | -3.9 | 11.1 | 5 | 8.9 | 7.2 | 6.1 | 0.6 | 13.7 | 2.6 | 11.1 | -5.6 | -3.9 | -5.6
1 | -1 | 3.3 | -0.6 | 10 | 6.7 | 10.6 | 7.8 | 4.5 | -6.2 | 18.2 | -0.1 | 8 | 7 | 14.5 | 8.3 | 13.9 | 12.2 | 12.1 | 9.2 | 10.6 | 7.2 | 8.9 | 6.7 | 7.2 | -2.8 | 8.1 | 0.1 | 21 | 19 | 19.4 | 15 | 23.3 | 12.2 | 17.1 | 14.8 | 23.9 | 20 | 20.6 | 13.3 | 22.8 | 17.8 | 11.1 | 9.4 | 2.2 | -8.3 | 5.6 | 3.3 | 15 | 10 | 2.8 | -2.2 | 17 | 13.6 | 21.1 | 18.9 | 17.8 | 12.2 | 7.8 | 2.8 | 7 | 1 | -0.9 | -7.1 | 2 | -2.4 | 10 | -5.6 | 12.6 | 3.3 | 10.2 | 5 | 2.2 | -6.7 | 6.7 | 3.9 | 17.8 | 16.1 | 9.4 | 1.7 | 11.7 | 7.2 | 18.3 | 16.1 | 8.9 | -0.6 | 10 | 1.1 | 11.7 | 7.2 | 20 | 17.2 | 19.4 | 8.9 | 12.2 | 12.2 | 10 | -2.2 | 18.7 | -4.8 | 0.6 | -1 | 16.7 | -8.9 | 12.2 | -3.3 | 5.2 | 1.3 | 6.5 | 2.9 | 2.6 | -5.8 | 15 | 12.8 | 18.3 | 15.6 | 13.9 | 2.8 | 3 | -3 | 16.7 | 6.7 | 14.4 | 7.8 | 7.2 | 2.8 | 7.8 | -1.7 | 6 | -6 | 18.3 | 15.6 | 14.4 | 12.2 | 11.7 | 8.3 | 10.7 | 6.5 | 18.3 | 7.2 | 14.4 | 8.3 | 22.2 | 18.9 | 17.2 | -6.1 | 22.8 | 15.6 | 21.7 | 19.4 | 23.9 | 21.7 | 7.2 | -1.1 | 22.8 | 11.7 | 2.2 | -3.9 | 10 | 4.4 | 8.3 | 6.7 | 6.1 | 0.6 | 12.4 | 1.7 | 9.8 | -4 | -4.3 | -6.5
1 | 0 | 3.3 | -1.7 | 9.8 | 6.7 | 10 | 7.5 | 2.2 | -6.3 | 17.4 | 0.5 | 8 | 7 | 12.8 | 8.9 | 13.9 | 12.8 | 10.6 | 8.9 | 10.6 | 7.2 | 8.3 | 6.7 | 11.1 | -2.2 | 8 | 0 | 21 | 19 | 18.9 | 15.6 | 23.3 | 13.3 | 16.7 | 14.4 | 23.9 | 21.1 | 19.4 | 13.3 | 24.4 | 18.3 | 12.2 | 10.5 | 0.6 | -8.3 | 5.6 | 2.8 | 13.9 | 5 | 1.7 | -2.2 | 15 | 13.3 | 21.1 | 19.4 | 17.2 | 11.1 | 7.8 | 3.9 | 6 | 1 | -1.7 | -7.8 | 1.1 | -2.8 | 8.9 | -5.6 | 11.7 | 2.8 | 8.9 | 5 | 1.1 | -6.1 | 6.7 | 2.8 | 18.3 | 15.6 | 8.9 | 2 | 10.8 | 5.8 | 17.8 | 15.6 | 7.8 | -0.6 | 9.4 | 1.7 | 11.1 | 7.2 | 20 | 17.8 | 18.9 | 10 | 11.7 | 11.1 | 8.9 | -1.7 | 17.4 | -4.5 | 0 | -1.7 | 16.7 | -7.8 | 10.6 | -3.3 | 5 | 1.1 | 6.1 | 2.8 | 1.7 | -5 | 15.6 | 13.3 | 17.8 | 15.6 | 12.6 | 3.6 | 1 | -2 | 13.3 | 6.7 | 13.9 | 7.8 | 7.8 | 2.2 | 7.2 | -2.2 | 5 | -5 | 18.3 | 16.1 | 14.4 | 12.8 | 12.1 | 7.4 | 10 | 5.6 | 17.2 | 8.3 | 12.8 | 7.8 | 21.7 | 16.1 | 19.4 | -11.1 | 22.8 | 15.6 | 21.7 | 18.9 | 23 | 20.9 | 6.1 | -0.6 | 21.7 | 11.7 | 1.7 | -4.4 | 8.9 | 3.9 | 8.3 | 6.1 | 5.6 | 0.6 | 11.1 | 0.6 | 8.5 | -3.2 | -4.6 | -7.3
1 | 0 | 2.8 | -1.1 | 9.6 | 6.7 | 9.5 | 7.1 | 0 | -7.8 | 16.7 | 0.6 | 8 | 7 | 11.9 | 8 | 14.4 | 12.8 | 10 | 8.5 | 10 | 7.2 | 7.8 | 6.7 | 9.4 | -2.8 | 7.8 | 0 | 21 | 19 | 17.2 | 15.6 | 22.8 | 13.3 | 16.7 | 14.7 | 23.9 | 21.1 | 17.8 | 13.3 | 22.8 | 17.8 | 13.3 | 11.7 | 1.1 | -8.9 | 5.6 | 2.8 | 13.3 | 4.4 | 1.1 | -2.8 | 14.3 | 12 | 21.7 | 19.4 | 16.7 | 10 | 8.3 | 2.8 | 4 | 0 | -2.1 | -7.8 | 0.9 | -3.3 | 7.8 | -5 | 10.8 | 1.9 | 7.6 | 4.6 | 0 | -6.7 | 4.4 | 1.7 | 18.3 | 16.1 | 8.3 | 2.1 | 9.8 | 4.4 | 17.2 | 15.6 | 6.7 | -1.1 | 10 | 0.6 | 10 | 7.2 | 19.6 | 17 | 18.3 | 11.1 | 11.7 | 11.1 | 7.2 | -1.1 | 16.1 | -5.6 | -0.6 | -1.5 | 16.7 | -7.2 | 9.4 | -2.8 | 4.8 | 1.3 | 5.7 | 2.5 | 0.9 | -4.7 | 15.6 | 12.2 | 17.8 | 15.6 | 11.3 | 4.3 | 1 | -2 | 13.3 | 6.7 | 12.8 | 7.8 | 7.2 | 2.8 | 6.7 | -1.7 | 5 | -4 | 17.2 | 15.6 | 13.9 | 12.2 | 12.4 | 6.3 | 9.6 | 4.8 | 16.7 | 8.3 | 11.1 | 7.8 | 20.6 | 13.9 | 18.9 | -12.8 | 22.2 | 15.6 | 21.7 | 19.4 | 22 | 20.1 | 5.6 | 3.3 | 20.6 | 12.2 | 0 | -3.9 | 9.4 | 3.3 | 7.8 | 6.1 | 5 | 1.1 | 9.6 | 1 | 7.2 | -3.3 | -5 | -8.9
0 | -2 | 2.8 | 0.6 | 9.4 | 6.7 | 8.9 | 6.7 | -0.7 | -7.1 | 15.9 | 1.2 | 9 | 8 | 10.9 | 7.1 | 14.4 | 12.8 | 9.5 | 7.8 | 10 | 7.2 | 7 | 6.7 | 6.7 | -1.1 | 7.2 | -0.9 | 21 | 19 | 16.7 | 15 | 22.8 | 13.9 | 16.7 | 14.9 | 23.9 | 21.1 | 17.8 | 13.3 | 22.8 | 18.9 | 14.4 | 12.8 | -2.8 | -9.4 | 5 | 2.8 | 13.3 | 2.2 | 1.1 | -2.8 | 13.5 | 10.3 | 21.1 | 20 | 15.6 | 9.4 | 7.8 | 3.9 | 2 | 0 | -2.4 | -8.2 | 0.8 | -4.3 | 4.4 | -3.3 | 9.8 | 0.7 | 6.3 | 4 | -1.1 | -6.1 | 2.8 | 0.6 | 18.3 | 16.7 | 7.8 | 2.2 | 8.9 | 2.8 | 17.8 | 15.6 | 5.4 | -0.9 | 10 | 2.2 | 11.1 | 7.2 | 19.3 | 16.4 | 17.8 | 11.7 | 11.1 | 11.1 | 6.7 | 0 | 14.4 | -5.2 | -1.1 | -1.6 | 15 | -7.8 | 7.8 | -1.1 | 4.6 | 1.4 | 5.4 | 2.4 | 0.2 | -5.3 | 15 | 10.6 | 17.8 | 16.1 | 10 | 4.4 | 0 | -2 | 11.7 | 6.7 | 11.7 | 7.2 | 6.7 | 3.9 | 5.6 | -2.2 | 4 | -4 | 17.8 | 16.1 | 13.9 | 12.8 | 12.8 | 5 | 9.3 | 4.3 | 16.7 | 7.8 | 10 | 7.8 | 19.4 | 14.4 | 16.7 | -12.8 | 21.7 | 16.1 | 21.1 | 19.4 | 21.1 | 19.4 | 5 | -0.6 | 20 | 12.2 | -0.6 | -3.9 | 8.9 | 3.3 | 7.2 | 5.6 | 5 | 1.7 | 8.2 | 1.3 | 6.8 | -3.3 | -5.6 | -8.9
0 | -2 | 2.8 | 0.6 | 9 | 6.5 | 8.2 | 6.4 | -1.5 | -7.3 | 15.2 | 1.3 | 9 | 8 | 10 | 6.1 | 14.4 | 13.3 | 8.9 | 7.2 | 9.4 | 7.2 | 6.7 | 6.7 | 7.2 | -2.8 | 6.7 | -1.9 | 21 | 19 | 16.1 | 15 | 21.1 | 13.9 | 16.7 | 15 | 23.9 | 21.1 | 16.7 | 12.8 | 21.1 | 18.9 | 13.5 | 11.8 | -2.2 | -8.9 | 5 | 3.3 | 12.8 | 2.2 | 1.1 | -1.7 | 12.8 | 8.9 | 16.1 | 16.1 | 14.4 | 8.3 | 7.2 | 2.8 | 1 | 0 | -2.8 | -9.8 | 0.6 | -6.1 | 5 | -3.3 | 8.9 | -0.6 | 5 | 3.3 | -1.1 | -5.6 | 2.2 | -0.6 | 16.7 | 13.3 | 7.6 | 1.9 | 8.5 | 2.9 | 17.8 | 15.6 | 4.1 | -1.1 | 10.6 | 1.7 | 11.1 | 7.2 | 18.9 | 15.6 | 16.7 | 12.2 | 11.1 | 11.1 | 5.6 | -0.6 | 12.8 | -5.1 | -1.7 | -1.7 | 13.9 | -6.7 | 5.6 | -1.7 | 4.4 | 1.7 | 5 | 2.2 | -0.6 | -6.7 | 14.4 | 10.6 | 17.8 | 16.1 | 9.3 | 4.5 | 0 | -2 | 10.6 | 6.1 | 8.9 | 7.8 | 5.6 | 3.3 | 5 | -2.2 | 4 | -5 | 16.7 | 15 | 13.9 | 12.2 | 12.4 | 4.4 | 8.9 | 3.3 | 16.1 | 7.2 | 10 | 7.2 | 18.9 | 14.4 | 17.2 | -9.4 | 20.6 | 16.1 | 21.1 | 19.4 | 20.9 | 19.2 | 3.9 | -1.1 | 19.4 | 12.8 | 0 | -3.3 | 8.3 | 3.9 | 7.2 | 5.6 | 5 | 2.2 | 6.7 | 1.1 | 6.5 | -3.5 | -6.1 | -9.2
0 | -1 | 2.8 | 0.6 | 8.7 | 6.3 | 7.4 | 6.1 | -2.2 | -8.3 | 14.4 | 1.7 | 9 | 8 | 9.6 | 6.2 | 13.9 | 12.8 | 9.1 | 6.7 | 9.4 | 6.7 | 6.3 | 6.3 | 4.4 | -1.7 | 6.1 | -3.3 | 21 | 19 | 16.1 | 14.4 | 20 | 13.3 | 16.7 | 15.1 | 23.9 | 21.7 | 16.7 | 13.3 | 22.2 | 18.3 | 12.6 | 10.5 | -1.7 | -7.8 | 4.4 | 3.3 | 11.7 | 3.3 | 0 | -2.8 | 12.6 | 8.1 | 16.1 | 16.1 | 13.3 | 8.9 | 7.8 | 0.6 | 0 | 0 | -3.7 | -10.2 | 0 | -5.5 | 4.4 | -2.8 | 8.2 | -1.2 | 4.8 | 3.1 | 0 | -6.1 | 0.6 | -1.7 | 16.1 | 13.3 | 7.4 | 1.5 | 8.2 | 2.9 | 17.8 | 15.6 | 2.8 | -1.7 | 8.9 | 1.7 | 11.1 | 7.2 | 18.5 | 16 | 16.7 | 12.8 | 10.6 | 10.6 | 5 | 0 | 11.1 | -6.1 | -2.2 | -2.9 | 14.4 | -6.7 | 4.4 | -1.7 | 4.2 | 1.6 | 5 | 2 | -1.3 | -5.7 | 13.9 | 10 | 17.8 | 15.6 | 8.5 | 4.1 | 0 | -3 | 8.9 | 6.1 | 8.9 | 7.8 | 6.1 | 3.9 | 4.4 | -1.1 | 1 | -2 | 16.7 | 15.6 | 13.9 | 11.7 | 12.1 | 3.6 | 8.2 | 3.1 | 15.6 | 8.3 | 9.4 | 5.6 | 18.9 | 15.6 | 17.8 | -9.4 | 21.1 | 16.7 | 21.1 | 19.4 | 20.8 | 19.1 | 4.4 | -1.1 | 19.4 | 12.8 | -0.6 | -3.9 | 8.9 | 4.4 | 5.6 | 4.4 | 5 | 2.2 | 5.8 | 1.1 | 6.1 | -4.4 | -6.7 | -10
0 | -1 | 2.8 | 1.1 | 8.3 | 6.1 | 6.7 | 5.6 | -1.8 | -7.4 | 13.5 | 1.8 | 9 | 8 | 9.3 | 6.2 | 13.9 | 12.8 | 9.2 | 6.1 | 9.4 | 7.2 | 6 | 6 | 5 | -2.2 | 5.4 | -3.2 | 20 | 19 | 15 | 14.4 | 20 | 15.6 | 16.7 | 15.1 | 23.3 | 21.1 | 15.6 | 13.3 | 20 | 17.8 | 11.7 | 9.4 | -1.7 | -7.8 | 5 | 3.3 | 10.6 | 3.3 | -1.1 | -3.3 | 12.4 | 7.1 | 16.7 | 16.1 | 11.1 | 10 | 7.2 | 0 | 0 | -1 | -4.7 | -10.6 | -0.5 | -5.8 | 2.2 | -1.7 | 7.4 | -2.1 | 4.6 | 2.9 | 0 | -5.6 | 3.9 | 0.6 | 15.6 | 12.2 | 7.2 | 1.1 | 7.8 | 2.8 | 17.8 | 15.6 | 2.4 | -1.4 | 8.3 | 2.2 | 10.6 | 7.2 | 18.2 | 16.4 | 16.1 | 12.8 | 8.9 | 8.9 | 5 | 0 | 10.5 | -5.6 | -2.8 | -4.4 | 12.8 | -7.2 | 4.4 | -1.7 | 4.1 | 1.6 | 5 | 1.8 | -2.1 | -5.8 | 13.9 | 6.7 | 18.3 | 16.1 | 7.8 | 3.9 | 0 | -4 | 7.8 | 5 | 7.8 | 6.7 | 5.6 | 3.9 | 5 | -1.7 | 1 | -2 | 17.2 | 16.1 | 13.3 | 11.1 | 11.7 | 2.8 | 7.4 | 2.7 | 15.6 | 8.9 | 8.9 | 4.4 | 18.9 | 15.6 | 15.6 | -10 | 21.1 | 16.7 | 21.1 | 19.4 | 20.6 | 18.9 | 3.9 | -1.7 | 18.9 | 13.3 | -1.7 | -5 | 8.9 | 5 | 5.6 | 4.4 | 5.6 | 2.2 | 4.8 | 0.7 | 5.7 | -3.9 | -7.2 | -9.9
-1 | -1 | 2.8 | 1.1 | 8.3 | 6 | 6.5 | 5.5 | -1.5 | -7.1 | 12.6 | 1.6 | 9 | 8 | 8.9 | 6.1 | 14.4 | 12.8 | 9.4 | 5.6 | 9.4 | 6.7 | 5.5 | 5.5 | 3.9 | -2.2 | 4.6 | -3.4 | 20 | 19 | 13.9 | 13.3 | 19.4 | 15 | 16.7 | 15 | 22.8 | 20.6 | 15.6 | 13.9 | 20 | 17.8 | 11.1 | 8.5 | -2.8 | -7.8 | 4.4 | 3.3 | 10 | 2.8 | -1.7 | -3.9 | 12.2 | 6.1 | 17.2 | 16.7 | 10.6 | 10 | 6.7 | -1.1 | 0 | 0 | -5.6 | -10.6 | -1.1 | -6.7 | 1.1 | -2.2 | 6.7 | -3.3 | 4.4 | 2.8 | 0.6 | -7.2 | 3.9 | 0 | 15 | 10 | 7 | 0.4 | 7.8 | 2.9 | 17.2 | 15.6 | 2.1 | -1.3 | 8.3 | 1.1 | 10 | 8.3 | 17.8 | 16.7 | 15.6 | 13.3 | 7.8 | 7.2 | 3.9 | 0 | 10 | -5.3 | -3.3 | -6.1 | 12.8 | -7.2 | 3.3 | -2.2 | 3.9 | 1.7 | 5 | 1.7 | -2.8 | -6.1 | 13.3 | 5 | 17.8 | 15.6 | 7.2 | 3.8 | 0 | -4 | 7.8 | 5 | 7.8 | 7.2 | 6.1 | 2.8 | 2.2 | -1.7 | 1 | -3 | 16.1 | 15 | 13.3 | 10.6 | 10.8 | 2.9 | 6.7 | 2.2 | 13.9 | 8.9 | 10 | 4.4 | 17.2 | 15.6 | 14.4 | -11.1 | 20.6 | 16.7 | 20.6 | 19.4 | 20.6 | 19.1 | 4.4 | -2.2 | 17.8 | 13.9 | -2.2 | -5 | 8.9 | 5 | 5 | 3.9 | 5.6 | 3.3 | 3.9 | 0.6 | 5.4 | -3.7 | -7.8 | -10.1
-1 | -2 | 2.8 | 1.1 | 8.3 | 5.8 | 6.3 | 5.3 | -1.1 | -7.8 | 11.7 | 1.7 | 11 | 9 | 9.3 | 6.1 | 14.4 | 12.2 | 9.6 | 6 | 9.4 | 7.2 | 5.2 | 5.2 | 3.3 | -2.2 | 3.9 | -4.4 | 20 | 19 | 17.8 | 12.8 | 19.4 | 14.4 | 16.7 | 15.1 | 21.7 | 20 | 15.6 | 14.4 | 20.6 | 17.8 | 10.6 | 7.7 | -2.2 | -7.8 | 4.4 | 2.8 | 9.4 | 2.2 | -0.6 | -3.3 | 11.7 | 5.8 | 17.2 | 16.7 | 10 | 10 | 6.1 | 0 | -1 | -1 | -4.7 | -11 | 0.4 | -5.9 | 0 | -3.3 | 6.9 | -2 | 3.7 | 2.1 | 1.1 | -7.2 | 2.8 | -0.6 | 15.6 | 9.4 | 6.9 | 0.1 | 7.8 | 2.9 | 17.2 | 15.6 | 1.7 | -1.7 | 8.3 | 1.7 | 10 | 8.3 | 16.9 | 15.3 | 15.6 | 13.3 | 6.7 | 6.1 | 4.4 | 0 | 9.4 | -6.1 | -2.4 | -4.9 | 12.8 | -7.2 | 1.7 | -1.7 | 4.6 | 1.4 | 5 | 1.8 | -1.9 | -5.5 | 11.7 | 2.8 | 17.2 | 15 | 6.7 | 3.7 | -1 | -5 | 7.8 | 5 | 7.2 | 6.7 | 5 | 2.2 | 2.2 | -1.7 | 3 | -4 | 16.7 | 15.6 | 12.8 | 10.6 | 9.8 | 2.4 | 6.9 | 2.6 | 13.9 | 8.9 | 10.6 | 3.3 | 17.2 | 15 | 15 | -10.6 | 20.6 | 18.3 | 21.1 | 19.4 | 20.6 | 19.3 | 6.1 | -0.6 | 17.8 | 13.9 | -2.8 | -5 | 8.9 | 5.6 | 5.6 | 4.4 | 5 | 3.3 | 3.7 | 0.7 | 5 | -4.4 | -8.3 | -10.6
-1 | -2 | 2.8 | 1.1 | 8.3 | 5.6 | 6.1 | 5 | 2 | -5.8 | 12.8 | 0.2 | 11 | 8 | 9.6 | 5.8 | 14.4 | 11.7 | 9.8 | 6.4 | 9.4 | 6.7 | 5 | 5 | 5 | -1.1 | 5 | -2.9 | 21 | 19 | 17.8 | 15 | 19.4 | 14.4 | 16.7 | 15.1 | 20 | 18.3 | 15 | 13.9 | 20 | 17.8 | 10 | 6.7 | -2.8 | -8.3 | 4.4 | 2.2 | 8.9 | 2.2 | 0 | -2.8 | 11.1 | 5 | 17.2 | 17.2 | 10.6 | 10.6 | 6.1 | 1.7 | 0 | -1 | -3.7 | -10.6 | 1.8 | -6 | 0.6 | -2.8 | 7 | -1.2 | 2.9 | 1.3 | 2.2 | -7.2 | 2.8 | -1.1 | 15.6 | 8.3 | 6.7 | -0.6 | 7.8 | 2.8 | 17.2 | 15.6 | 3 | -0.9 | 8.3 | 1.7 | 10 | 8.9 | 15.9 | 13.8 | 15.6 | 13.9 | 6.1 | 5 | 3.9 | 0.6 | 11.1 | -4.8 | -1.5 | -3.9 | 11.7 | -6.7 | 2.2 | -2.2 | 5.4 | 1.3 | 5 | 2 | -0.9 | -5 | 10.6 | 1.1 | 17.2 | 15 | 6.1 | 3.3 | -1 | -5 | 6.7 | 5 | 6.7 | 6.1 | 5 | 2.2 | 1.1 | -1.7 | 3 | -5 | 16.1 | 15.6 | 12.2 | 10.6 | 8.9 | 2.2 | 7 | 2.9 | 14.4 | 9.4 | 12.2 | 2.8 | 17.2 | 15.6 | 14.4 | -11.1 | 20.6 | 17.8 | 21.7 | 19.4 | 20.6 | 19.4 | 6.7 | 0 | 17.8 | 13.9 | -2.2 | -4.4 | 8.9 | 5.6 | 7.2 | 5 | 5.6 | 3.9 | 3.5 | 1 | 9.1 | -2.8 | -7 | -9.1
0 | -1 | 2.8 | 1.7 | 9.6 | 6 | 8 | 5.7 | 5.2 | -5.4 | 13.9 | -1.5 | 11 | 7 | 10 | 5.6 | 14.4 | 11.7 | 10 | 6.7 | 10.6 | 7.2 | 6.7 | 6.7 | 7.2 | -2.8 | 6.1 | -2.2 | 21 | 19 | 20 | 16.7 | 21.7 | 15.6 | 16.7 | 15 | 20 | 17.8 | 16.1 | 14.4 | 20.6 | 18.3 | 10.2 | 6.7 | 0 | -7.8 | 3.9 | 2.2 | 8.9 | 2.8 | 0 | -2.8 | 10.6 | 4.4 | 18.3 | 17.8 | 16.1 | 12.8 | 5.6 | 1.1 | 3 | -2 | -2.8 | -9.4 | 3.3 | -7.2 | 2.2 | -3.3 | 7.2 | -0.6 | 2.2 | 0.6 | 2.2 | -6.1 | 4.4 | 0 | 15 | 5.6 | 8 | -0.2 | 9.3 | 3.5 | 17.2 | 15.6 | 4.3 | -0.3 | 8.3 | 2.8 | 10 | 10 | 15 | 12.2 | 16.7 | 15 | 6.1 | 3.3 | 5.6 | 1.1 | 12.7 | -4.3 | -0.6 | -3.3 | 15 | -5.6 | 7.2 | -1.1 | 6.1 | 1.1 | 5 | 2.2 | 0 | -5.6 | 10.6 | 0.6 | 17.2 | 15 | 9.6 | 5 | 1 | -1 | 10 | 6.7 | 8.9 | 7.2 | 4.4 | 2.8 | 2.8 | -0.6 | 4 | -5 | 17.8 | 17.2 | 12.8 | 10.6 | 10 | 2.6 | 7.2 | 3.3 | 15.6 | 10.6 | 12.8 | 2.8 | 18.9 | 17.2 | 15.6 | -10 | 20.6 | 18.3 | 21.7 | 20 | 21.5 | 19.8 | 7.2 | -0.6 | 18.9 | 13.9 | 1.1 | -3.3 | 8.9 | 6.1 | 8.9 | 5.6 | 6.1 | 3.3 | 3.3 | 1.1 | 13.1 | -2.1 | -5.7 | -8
0 | 0 | 2.8 | 1.7 | 10.9 | 6.5 | 9.8 | 6 | 8.3 | -6.1 | 15 | -4.4 | 12 | 7 | 11.5 | 5.8 | 15 | 11.1 | 12.8 | 7.5 | 12.2 | 7.8 | 10 | 7.1 | 10 | -4.4 | 7.2 | -1.7 | 22 | 20 | 22.2 | 17.8 | 22.2 | 14.4 | 19.1 | 15.4 | 20 | 12.8 | 18.9 | 15.6 | 23.3 | 18.9 | 10.4 | 6.8 | 3.9 | -8.3 | 4.4 | 2.2 | 10 | 2.8 | 2.2 | -2.2 | 12.6 | 4.8 | 18.9 | 17.8 | 18.3 | 12.2 | 5.6 | -1.1 | 6 | 0 | -1.3 | -8.3 | 4.6 | -7 | 6.1 | -1.7 | 8.9 | 0.8 | 5.2 | 1.3 | 3.9 | -6.1 | 6.1 | 1.1 | 14.4 | 5.6 | 9.3 | 0 | 10.7 | 4 | 18.3 | 16.1 | 5.6 | 0 | 8.9 | 3.3 | 11.1 | 11.1 | 15.6 | 10.8 | 18.9 | 15 | 6.1 | 1.1 | 9.4 | 1.1 | 14.4 | -4.4 | 2 | -2.1 | 20 | -3.9 | 10.6 | -1.1 | 7.2 | 0.8 | 5.6 | 2.6 | 3 | -4.8 | 10.6 | 1.1 | 16.7 | 15 | 13.2 | 6.1 | 3 | -4 | 12.8 | 7.2 | 10.6 | 7.8 | 5 | 3.3 | 8.3 | 0 | 6 | -4 | 21.1 | 18.9 | 14.4 | 10.6 | 11.1 | 2.7 | 8.5 | 4 | 18.3 | 11.7 | 16.1 | 5.6 | 21.7 | 17.2 | 21.1 | -8.3 | 20.6 | 18.9 | 23.3 | 20 | 22.4 | 20.1 | 8.3 | 0 | 18.3 | 13.9 | 4.4 | -2.2 | 8.3 | 6.1 | 12.2 | 6.1 | 6.7 | 2.2 | 7.9 | 3.4 | 17.2 | -3.3 | -4.4 | -7.2
3 | 1 | 3.3 | 1.7 | 12.2 | 6.7 | 11.7 | 6.1 | 10.2 | -5.5 | 16.1 | -3 | 11 | 6 | 12.9 | 5.6 | 15.6 | 11.7 | 15.5 | 7.8 | 13.9 | 7.8 | 13.4 | 6.8 | 9.4 | -1.7 | 9.1 | -1.7 | 24 | 20 | 23.3 | 17.8 | 24.4 | 15.6 | 21.5 | 15.4 | 21.1 | 11.7 | 22.2 | 15.6 | 25 | 18.3 | 10.6 | 6.7 | 6.7 | -7.8 | 4.4 | 2.8 | 10.6 | 2.8 | 3.9 | -2.2 | 14.7 | 5 | 18.9 | 16.7 | 20.6 | 12.8 | 5.6 | -2.2 | 9 | 0 | 0.2 | -8 | 5.9 | -7.5 | 8.9 | -1.7 | 10.5 | 2.1 | 8.1 | 1.5 | 5.6 | -6.1 | 7.2 | 2.8 | 15 | 6.7 | 10.6 | 0 | 12.2 | 4.4 | 20.6 | 16.7 | 6.3 | 0.4 | 8.9 | 4.4 | 11.7 | 10 | 16.1 | 9.1 | 21.7 | 15.6 | 8.3 | 1.1 | 13.3 | 2.2 | 17.2 | -3.1 | 4.6 | -1.2 | 23.9 | -1.7 | 13.9 | -0.6 | 8.3 | 0.5 | 6.1 | 2.9 | 5.9 | -5.6 | 10.6 | 1.1 | 16.1 | 14.4 | 16.7 | 6.7 | 4 | -7 | 15.6 | 7.8 | 11.7 | 8.9 | 5 | 3.9 | 10 | 0 | 7 | -4 | 23.3 | 18.9 | 18.3 | 11.7 | 12.2 | 2.8 | 9.8 | 4.4 | 20 | 13.3 | 20 | 3.9 | 23.9 | 17.2 | 23.3 | -7.8 | 21.7 | 19.4 | 23.9 | 19.4 | 23.3 | 20.6 | 11.7 | 0 | 18.3 | 14.4 | 6.1 | -3.9 | 8.9 | 6.7 | 14.4 | 6.1 | 7.8 | 1.7 | 12.6 | 4.8 | 19.1 | -3.9 | -2.7 | -6.2
6 | 0 | 3.9 | 1.7 | 14.1 | 7 | 13.2 | 6.8 | 12 | -6.1 | 17.2 | -2.6 | 11 | 7 | 14.4 | 5.6 | 16.7 | 12.2 | 18.3 | 7.8 | 15.6 | 7.8 | 16.7 | 5 | 11.7 | -1.7 | 10.9 | -2.5 | 24 | 19 | 23.9 | 17.2 | 26.1 | 16.7 | 23.9 | 15 | 22.8 | 12.2 | 23.9 | 15 | 26.1 | 18.3 | 12.3 | 7.6 | 8.9 | -8.9 | 3.9 | 3.3 | 12.2 | 3.3 | 6.1 | -2.2 | 16.7 | 4.4 | 19.4 | 15.6 | 21.7 | 11.7 | 5.6 | -1.7 | 11 | 1 | 1.7 | -9.4 | 7.2 | -10 | 11.1 | -4.4 | 12.2 | 3.3 | 11.1 | 1.1 | 7.8 | -5.6 | 7.8 | 1.7 | 15 | 6.7 | 11 | 0.1 | 12.4 | 5.3 | 22.2 | 17.8 | 7.1 | 1 | 9.4 | 5.6 | 11.7 | 10.6 | 16.7 | 6.7 | 24.4 | 16.1 | 9.4 | 0 | 16.1 | 1.1 | 20 | -2.6 | 7.2 | -1.1 | 24.4 | -2.2 | 18.3 | 0.6 | 9.4 | 0 | 6.7 | 3.3 | 8.9 | -8.9 | 11.1 | 2.2 | 13.9 | 12.2 | 18.5 | 6.1 | 6 | -5 | 18.3 | 8.3 | 14.4 | 8.9 | 5.6 | 4.4 | 12.8 | -5.6 | 7 | -3 | 26.7 | 18.9 | 20 | 11.7 | 13.9 | 3.4 | 11.1 | 5 | 21.1 | 14.4 | 22.8 | 3.9 | 23.9 | 15.6 | 25.6 | -8.3 | 22.2 | 19.4 | 25 | 18.3 | 24.2 | 20.5 | 13.9 | 0.6 | 20 | 14.4 | 7.8 | -3.3 | 10 | 6.1 | 15.6 | 6.7 | 9.4 | 2.8 | 17.2 | 5.6 | 20.9 | -5.2 | -1.1 | -6
8 | -2 | 3.9 | 1.7 | 15.9 | 6.9 | 14.6 | 7.4 | 13.9 | -8.3 | 18.3 | -2.2 | 12 | 8 | 15 | 5.5 | 20 | 12.8 | 19.6 | 7.1 | 15 | 8.3 | 16.7 | 6 | 11.1 | -0.6 | 12.8 | -4.4 | 26 | 19 | 24.4 | 17.2 | 26.7 | 16.7 | 24.6 | 14.7 | 22.8 | 14.4 | 25 | 15.6 | 27.2 | 17.8 | 13.9 | 8.1 | 10 | -10 | 3.9 | 3.3 | 13.9 | 3.3 | 7.2 | -1.7 | 17.6 | 4.9 | 18.9 | 15 | 22.8 | 13.3 | 5 | 1.1 | 13 | 0 | 2.2 | -8.1 | 7.9 | -8 | 14.4 | -5 | 14.4 | 4.7 | 10.9 | 1.2 | 8.9 | -6.7 | 9.4 | -1.7 | 16.1 | 7.2 | 11.3 | 0.1 | 12.6 | 6.4 | 23.3 | 18.3 | 7.8 | 1.1 | 9.4 | 2.8 | 12.2 | 11.7 | 17.2 | 6.7 | 26.1 | 16.1 | 11.1 | -0.6 | 18.9 | -0.6 | 22.8 | -2.8 | 8.7 | -1 | 26.7 | -1.1 | 19.4 | 0 | 10.7 | -1.2 | 7.6 | 3.7 | 10.9 | -7.9 | 11.7 | 3.9 | 12.8 | 11.1 | 20.4 | 4.5 | 6 | -3 | 21.1 | 8.9 | 17.8 | 10 | 6.1 | 5 | 13.9 | -5 | 8 | -2 | 27.2 | 17.8 | 21.1 | 8.9 | 15.5 | 3.3 | 12.8 | 5.7 | 20.6 | 14.4 | 24.4 | 3.9 | 23.9 | 16.1 | 27.2 | -5.6 | 22.2 | 19.4 | 26.1 | 18.9 | 25.2 | 20.5 | 15.6 | 0 | 21.1 | 14.4 | 11.1 | -3.9 | 11.1 | 5.6 | 16.1 | 6.7 | 10.6 | 2.8 | 18.9 | 5 | 22.8 | -8.9 | 0.6 | -6.7
8 | -2 | 4.4 | 2.2 | 17.8 | 6.7 | 16.1 | 7.8 | 14.8 | -7 | 19.2 | -3.2 | 12 | 8 | 15.5 | 5.7 | 18.3 | 12.2 | 20.9 | 6.5 | 16.1 | 7.8 | 16.7 | 6.5 | 13.9 | -1.7 | 13.7 | -4.4 | 26 | 20 | 25 | 17.2 | 26.7 | 16.7 | 25.4 | 14.9 | 23.3 | 12.8 | 25.6 | 15 | 28.3 | 19.4 | 15.6 | 8.9 | 10 | -11.7 | 3.9 | 3.3 | 15 | 5 | 10.6 | -0.6 | 18.5 | 5.4 | 20.6 | 13.9 | 23.3 | 13.9 | 3.9 | 1.7 | 13 | -1 | 2.8 | -7.9 | 8.7 | -7.4 | 16.7 | -3.3 | 16.7 | 5.7 | 10.8 | 1.1 | 8.3 | -5.6 | 11.1 | 1.1 | 17.8 | 8.3 | 11.7 | 0 | 12.8 | 7.2 | 23.9 | 18.3 | 7.8 | 2.5 | 10 | 3.9 | 12.8 | 10.6 | 17.8 | 7 | 27.2 | 16.1 | 12.2 | -1.1 | 21.1 | -1.1 | 23.7 | -3.2 | 10.2 | -1.6 | 28.3 | -0.6 | 21.7 | 0.6 | 12 | -3 | 8.5 | 4.1 | 13 | -7.8 | 11.7 | 3.9 | 12.8 | 10 | 22.2 | 2.2 | 7 | -2 | 23.3 | 8.3 | 20.6 | 12.2 | 6.1 | 5.6 | 16.1 | -5.6 | 5 | 0 | 28.3 | 18.3 | 22.2 | 8.3 | 17.2 | 3.3 | 14.4 | 6 | 20.6 | 13.9 | 25.6 | 4.4 | 23.9 | 15.6 | 29.4 | -6.1 | 22.2 | 20 | 27.8 | 17.8 | 26.1 | 20.6 | 16.7 | 1.1 | 22.8 | 15 | 13.9 | -7.2 | 12.8 | 5.6 | 16.1 | 6.1 | 12.8 | 3.9 | 20.5 | 4.1 | 23.2 | -7.9 | 2.6 | -5.3
8 | -3 | 5 | 3.3 | 18.7 | 6.6 | 16.8 | 8.3 | 15.8 | -6.3 | 20.2 | -5 | 13 | 8 | 16.1 | 5.6 | 18.3 | 12.8 | 22.2 | 5 | 16.1 | 8.3 | 16.7 | 7.2 | 13.9 | -1.7 | 14.7 | -4.5 | 26 | 19 | 25.6 | 17.8 | 26.7 | 16.1 | 26.1 | 14.4 | 23.9 | 12.2 | 26.7 | 14.4 | 28.3 | 18.9 | 14.7 | 8.5 | 11.7 | -10 | 3.9 | 2.8 | 16.7 | 4.4 | 11.1 | -1.1 | 19.4 | 5.6 | 21.7 | 14.4 | 24.4 | 13.9 | 4.4 | 1.7 | 13 | -1 | 3.3 | -8.9 | 9.4 | -7.8 | 17.8 | -3.3 | 18.9 | 6.7 | 10.6 | 1.1 | 10.6 | -5 | 11.7 | 0.6 | 18.3 | 8.3 | 10.9 | 1.7 | 14.8 | 8.3 | 25 | 18.9 | 7.8 | 3.5 | 12.2 | 4.4 | 15 | 10.6 | 18.3 | 6.7 | 28.9 | 15 | 13.9 | -1.1 | 22.2 | -2.8 | 24.7 | -3.2 | 11.7 | -2.8 | 28.9 | -0.6 | 22.8 | 0.6 | 13.3 | -6.1 | 9.4 | 4.4 | 15 | -10 | 12.8 | 5 | 12.2 | 9.4 | 22.8 | 1.8 | 7 | -1 | 25.6 | 9.4 | 22.8 | 10.6 | 7.2 | 6.1 | 16.7 | -3.9 | 4 | 1 | 28.9 | 18.9 | 22.2 | 6.7 | 18.3 | 3 | 16.1 | 6.7 | 20.6 | 14.4 | 26.1 | 1.7 | 24.4 | 16.1 | 31.1 | -3.9 | 24.4 | 20.6 | 27.8 | 17.8 | 26.8 | 20.2 | 17.2 | 1.1 | 24.4 | 13.9 | 13.9 | -10 | 12.2 | 4.4 | 16.7 | 6.1 | 13.9 | 4.4 | 22.2 | 2.8 | 23.5 | -7.7 | 4.7 | -4.8
9 | -2 | 6.1 | 3.3 | 19.7 | 6.1 | 17.6 | 8.5 | 16.7 | -7.2 | 21.1 | -8.3 | 12 | 8 | 15.2 | 7.5 | 17.8 | 12.2 | 22.8 | 5.3 | 16.1 | 8.9 | 16.7 | 7.1 | 16.7 | 0.6 | 15.6 | -6.1 | 26 | 19 | 25.6 | 17.2 | 26.7 | 15 | 26.3 | 14.5 | 25 | 12.2 | 27.2 | 13.9 | 27.8 | 19.4 | 13.7 | 7.7 | 12.2 | -10 | 3.9 | 2.2 | 17.8 | 5.6 | 12.8 | -1.1 | 20.3 | 5.6 | 22.8 | 13.9 | 24.4 | 13.3 | 5 | 1.7 | 14 | -1 | 3.5 | -7.3 | 9 | -6.4 | 19.4 | -2.2 | 19.5 | 7.9 | 10.8 | 1.1 | 11.1 | -5 | 11.1 | 0.6 | 19.4 | 7.8 | 10.2 | 3 | 16.9 | 9.4 | 26.7 | 18.9 | 7.8 | 4.4 | 13.9 | 3.3 | 16.7 | 11.1 | 18.5 | 7.3 | 28.9 | 15 | 12.8 | -2.8 | 22.8 | -2.2 | 25.6 | -5 | 11.3 | -2.2 | 28.9 | -0.6 | 23.3 | 1.1 | 13.3 | -4.7 | 9.8 | 4.6 | 15.9 | -8.1 | 12.8 | 5 | 11.1 | 8.3 | 23.3 | 0.4 | 8 | -1 | 28.3 | 9.4 | 23.9 | 7.8 | 7.2 | 6.1 | 17.8 | -3.3 | 4 | 2 | 28.9 | 18.3 | 23.3 | 6.1 | 19.5 | 2.4 | 17.2 | 6.7 | 21.7 | 15 | 27.2 | 1.7 | 25 | 15.6 | 31.7 | -2.2 | 24.4 | 20.6 | 27.2 | 20 | 27.6 | 20.2 | 18.3 | 1.7 | 25 | 13.9 | 14.4 | -11.1 | 12.2 | 3.3 | 16.7 | 6.1 | 13.3 | 4.4 | 22.8 | 2.3 | 23.9 | -7.8 | 6.7 | -5.6
9 | -3 | 5.6 | 3.9 | 20.6 | 5.6 | 18.3 | 8.9 | 16.1 | -6.7 | 21.3 | -4.9 | 13 | 8 | 14.2 | 8.8 | 17.8 | 12.2 | 23.3 | 5.3 | 15 | 8.9 | 16.7 | 6.5 | 15.6 | -2.8 | 16 | -5 | 24 | 19 | 25 | 17.8 | 26.7 | 14.4 | 26.5 | 14.6 | 25 | 11.7 | 27.2 | 13.9 | 27.2 | 19.4 | 12.8 | 7.2 | 11.1 | -11.7 | 2.8 | 1.7 | 18.3 | 5.6 | 11.7 | -1.1 | 21.3 | 6.1 | 22.2 | 12.8 | 24.4 | 14.4 | 4.4 | 2.2 | 13 | -1 | 3.7 | -6.6 | 8.7 | -6.3 | 19.4 | 0 | 20 | 9 | 10.9 | 1.2 | 10.6 | -4.4 | 11.1 | 0.6 | 20 | 8.3 | 9.4 | 3.9 | 18.9 | 10 | 27.8 | 18.3 | 7.6 | 4.2 | 13.9 | 3.9 | 21.1 | 10.6 | 18.7 | 7.5 | 29.4 | 14.4 | 13.3 | -2.8 | 25 | -2.8 | 26.1 | -3.1 | 11 | -2.4 | 30 | 0 | 25 | 0.6 | 13.3 | -3.8 | 10.2 | 5 | 16.9 | -6.7 | 12.8 | 5 | 10 | 7.2 | 23.9 | -0.6 | 8 | -2 | 30 | 8.9 | 25 | 8.9 | 7.8 | 6.1 | 17.2 | -3.3 | 4 | 2 | 30 | 18.9 | 24.4 | 5.6 | 20.6 | 1.1 | 18.3 | 7.1 | 22.2 | 15 | 27.2 | 1.7 | 24.4 | 15.6 | 31.7 | -4.4 | 26.1 | 19.4 | 27.2 | 20.6 | 28.3 | 20 | 19.4 | 3.3 | 22.8 | 13.9 | 13.9 | -10.6 | 11.7 | 2.8 | 17.8 | 6.1 | 13.9 | 4.4 | 23.3 | 1 | 22.8 | -7.2 | 7.2 | -4
9 | -2 | 8.3 | 1.7 | 19.8 | 6.6 | 18.1 | 9 | 15.6 | -6.5 | 21.5 | -3.4 | 13 | 9 | 13.3 | 10 | 17.2 | 13.3 | 23.9 | 5 | 14.4 | 8.9 | 16.7 | 6.1 | 16.7 | -7.2 | 16.3 | -4.3 | 24 | 19 | 24.4 | 18.3 | 26.7 | 14.4 | 26.7 | 14.4 | 24.4 | 9.4 | 27.2 | 14.4 | 27.2 | 18.9 | 12.6 | 7.1 | 12.2 | -10 | 2.8 | 1.7 | 18.9 | 5 | 13.9 | -0.6 | 22.2 | 6.1 | 22.2 | 11.7 | 24.4 | 14.4 | 4.4 | 2.8 | 14 | 0 | 3.9 | -7.2 | 8.3 | -6.7 | 19.4 | 2.2 | 20.6 | 10 | 11.1 | 1.1 | 10 | -5 | 10.6 | 0 | 20 | 7.8 | 10 | 3.7 | 16.7 | 10.4 | 27.8 | 17.8 | 7.4 | 3.8 | 13.9 | 3.9 | 21.7 | 10.6 | 18.9 | 7.8 | 29.4 | 13.9 | 13.3 | -6.1 | 23.9 | -2.2 | 26.7 | -1.8 | 10.6 | -2.8 | 30.6 | 0 | 25 | 0.6 | 13.3 | -3.3 | 10.6 | 5 | 17.8 | -6.7 | 13.3 | 4.4 | 10 | 6.7 | 23.2 | 0.3 | 9 | -1 | 30.6 | 8.9 | 25 | 8.3 | 8.3 | 6.7 | 17.8 | -3.3 | 4 | 3 | 28.9 | 18.3 | 23.9 | 5 | 19.5 | 1 | 19.4 | 7.2 | 22.2 | 15 | 27.8 | 1.1 | 23.9 | 15.6 | 31.7 | -6.1 | 27.2 | 19.4 | 26.1 | 18.9 | 26.3 | 17.7 | 18.9 | 2.8 | 19.4 | 15.6 | 13.9 | -12.2 | 11.7 | 2.8 | 17.8 | 6.7 | 13.9 | 4.4 | 23.9 | 0 | 21.7 | -6.2 | 7.8 | -3.5
9 | -1 | 8.9 | 1.7 | 19.1 | 7.2 | 18 | 8.9 | 15 | -7.8 | 21.7 | -1.7 | 12 | 8 | 12.6 | 9.6 | 16.1 | 12.8 | 22.2 | 5.6 | 13.3 | 8.3 | 14.7 | 6.6 | 16.7 | -6.1 | 16.7 | -4.4 | 23 | 19 | 23.9 | 18.3 | 26.7 | 14.4 | 25.8 | 14.3 | 24.4 | 9.4 | 26.7 | 13.3 | 26.7 | 17.8 | 12.4 | 6.9 | 12.8 | -10 | 2.8 | 1.7 | 19.4 | 4.4 | 13.9 | -0.6 | 21.8 | 5.7 | 22.2 | 11.7 | 23.9 | 15 | 4.4 | 2.2 | 13 | 0 | 2.6 | -7 | 7 | -5 | 18.9 | 2.8 | 19.7 | 10.2 | 9.8 | 1.2 | 10 | -4.4 | 8.9 | -1.7 | 19.4 | 8.9 | 10.5 | 3.3 | 14.4 | 9.9 | 27.8 | 17.8 | 7.2 | 3.3 | 14.4 | 5 | 23.3 | 10.6 | 18 | 9.4 | 28.3 | 13.9 | 12.8 | -5.6 | 23.3 | -5 | 27.2 | -1.1 | 9.5 | -2.2 | 30 | 0 | 24.4 | 1.1 | 11.6 | -3.6 | 10.2 | 5 | 15.8 | -4.7 | 13.3 | 3.9 | 9.4 | 6.7 | 22.4 | 1.4 | 8 | -1 | 31.1 | 6.7 | 25 | 8.9 | 8.3 | 6.7 | 17.8 | -3.9 | 4 | 2 | 27.8 | 18.3 | 24.4 | 5 | 18.3 | 0.4 | 19 | 6.8 | 22.2 | 15 | 27.2 | 0.6 | 22.8 | 15 | 31.1 | -5.6 | 27.2 | 18.9 | 26.1 | 19.4 | 24.2 | 15.4 | 18.3 | 0 | 20 | 15 | 13.3 | -9.4 | 10.6 | 3.3 | 17.2 | 6.7 | 12.2 | 3.9 | 23.5 | -0.1 | 20.6 | -7.2 | 8.3 | -3.3
9 | -2 | 7.8 | 1.7 | 18.3 | 7.8 | 17.8 | 8.9 | 13 | -6.8 | 20.6 | -1.1 | 12 | 8 | 11.8 | 9.2 | 15.6 | 12.2 | 20.6 | 5.8 | 12.8 | 8.3 | 12.6 | 6.4 | 15 | -5 | 14.3 | -2.3 | 22 | 19 | 22.8 | 18.3 | 25.6 | 14.4 | 24.8 | 14.3 | 22.2 | 7.8 | 25.6 | 13.3 | 25.6 | 18.3 | 12.2 | 6.7 | 12.2 | -10 | 2.2 | 1.7 | 18.9 | 6.1 | 13.9 | -0.6 | 21.5 | 5 | 21.7 | 12.2 | 21.7 | 15.6 | 4.4 | 2.2 | 12 | 1 | 1.3 | -7.6 | 5.7 | -4.2 | 18.9 | 0.6 | 18.7 | 10.3 | 8.5 | 1.2 | 8.9 | -4.4 | 7.2 | -2.2 | 19.4 | 8.9 | 11.1 | 2.8 | 12.2 | 9.4 | 25.6 | 18.3 | 7 | 3.3 | 13.3 | 5 | 20 | 11.1 | 17 | 10.2 | 27.8 | 14.4 | 11.7 | -1.1 | 23.3 | -7.2 | 24.6 | -2.5 | 8.3 | -2.1 | 29.4 | 0 | 23.3 | 1.1 | 10 | -3.9 | 9.8 | 4.6 | 13.7 | -3.5 | 13.9 | 3.3 | 9.4 | 6.1 | 21.7 | 1.7 | 7 | -2 | 30.6 | 7.2 | 22.2 | 5 | 8.3 | 6.7 | 17.2 | -2.8 | 3 | 2 | 26.1 | 17.8 | 22.8 | 5.6 | 17.2 | 0 | 18.7 | 6.6 | 22.2 | 15 | 26.1 | 1.7 | 21.7 | 15.6 | 28.9 | -6.7 | 26.1 | 18.3 | 24.4 | 20 | 22.2 | 13.3 | 18.9 | 0.6 | 21.1 | 15.6 | 11.7 | -7.8 | 10 | 3.9 | 16.7 | 7.8 | 10 | 2.2 | 23.2 | -0.9 | 18.4 | -5.6 | 6.5 | -2.1
8 | -2 | 7.8 | 1.1 | 15.9 | 8.2 | 16.1 | 9.1 | 10.9 | -6.5 | 19.4 | -1.5 | 12 | 7 | 11.1 | 8.9 | 15 | 12.8 | 18.9 | 5.6 | 11.7 | 7.8 | 10.6 | 6.1 | 13.3 | -4.4 | 11.8 | -1.8 | 21 | 19 | 21.7 | 18.3 | 25 | 14.4 | 23.9 | 13.9 | 19.4 | 8.3 | 23.9 | 13.9 | 23.9 | 17.2 | 11.5 | 6.2 | 11.1 | -8.9 | 1.7 | 1.1 | 17.8 | 8.3 | 10.6 | -0.6 | 21.1 | 4.4 | 18.9 | 11.7 | 21.7 | 15.6 | 3.9 | 2.8 | 11 | 2 | 0 | -9.4 | 4.4 | -4.4 | 17.8 | 0.6 | 17.8 | 10 | 7.2 | 1.1 | 7.8 | -2.8 | 5.6 | -3.9 | 17.2 | 9.4 | 10.7 | 2.5 | 10.7 | 7.8 | 22.8 | 18.3 | 6.9 | 3 | 12.2 | 5 | 18.3 | 11.1 | 16.1 | 11.1 | 26.7 | 14.4 | 10 | 1.7 | 21.1 | -2.8 | 22 | -4.4 | 7.2 | -2.2 | 27.2 | -0.6 | 20.6 | 1.1 | 8.3 | -5 | 9.4 | 4.4 | 11.7 | -3.9 | 12.8 | 2.8 | 8.9 | 6.1 | 19.1 | 2.9 | 6 | -2 | 27.2 | 8.9 | 20.6 | 6.1 | 8.3 | 6.7 | 16.7 | -3.3 | 3 | 2 | 23.3 | 17.2 | 20 | 6.7 | 15.4 | 1.5 | 18.3 | 6.1 | 20.6 | 15 | 22.8 | 3.9 | 21.1 | 15.6 | 27.2 | -6.1 | 24.4 | 17.2 | 23.3 | 20 | 20.9 | 11.6 | 15.6 | 3.3 | 19.4 | 12.2 | 8.3 | -7.2 | 9.4 | 5 | 15.6 | 7.8 | 9.4 | 2.2 | 22.8 | -1.1 | 16.1 | -6.1 | 4.6 | -2
6 | 0 | 7.2 | 1.1 | 13.5 | 8.2 | 14.5 | 9.1 | 8.9 | -7.8 | 18.3 | -1.7 | 11 | 8 | 10.7 | 7.2 | 15.6 | 12.8 | 16.3 | 8.1 | 11.1 | 8.3 | 9.1 | 5.5 | 12.8 | -4.4 | 9.4 | -1.7 | 21 | 19 | 21.1 | 18.3 | 24.4 | 13.3 | 21.9 | 15.1 | 16.7 | 8.9 | 20.6 | 14.4 | 23.9 | 17.8 | 10.7 | 5.5 | 8.9 | -8.9 | 1.7 | 1.1 | 16.7 | 5.6 | 7.8 | -1.1 | 20.4 | 4.9 | 17.2 | 11.1 | 20.6 | 16.7 | 3.9 | 2.8 | 10 | 2 | -0.6 | -8.7 | 3.9 | -2.8 | 16.7 | 0.6 | 15.2 | 8.5 | 7.2 | 1.3 | 6.7 | -0.6 | 4.4 | -6.1 | 16.1 | 9.4 | 10.4 | 2.3 | 9.3 | 6.2 | 21.1 | 18.3 | 6.7 | 2.8 | 10.6 | 5 | 17.2 | 11.7 | 15.9 | 11.3 | 25 | 14.4 | 7.8 | 2.2 | 18.3 | -1.1 | 19.4 | -7.2 | 6.3 | -1.6 | 24.4 | 0 | 17.8 | 1.7 | 7 | -4.7 | 9 | 4.2 | 10.2 | -2.2 | 10.6 | 3.3 | 8.3 | 4.4 | 16.5 | 3.6 | 5 | -2 | 21.7 | 9.4 | 17.8 | 7.2 | 8.3 | 7.2 | 15.6 | -3.3 | 4 | 2 | 21.7 | 17.8 | 16.7 | 7.8 | 13.5 | 2.4 | 15.3 | 7.1 | 19.4 | 15 | 18.3 | 3.3 | 19.4 | 15.6 | 25.6 | -6.1 | 22.8 | 17.8 | 22.2 | 20 | 19.6 | 10.1 | 12.8 | 2.8 | 15 | 10.6 | 7.8 | -8.3 | 8.9 | 4.4 | 14.4 | 7.8 | 9.4 | 1.7 | 20.2 | 0.1 | 13.9 | -7.2 | 2.8 | -2.2
4 | -1 | 6.7 | 1.1 | 11.1 | 7.8 | 12.8 | 8.9 | 8.2 | -6.7 | 17 | -2.8 | 11 | 8 | 10.4 | 5.4 | 15 | 12.8 | 13.7 | 9.2 | 10.6 | 8.3 | 7.6 | 4.7 | 9.4 | -1.1 | 9 | -1.8 | 21 | 19 | 20.6 | 18.9 | 24.4 | 13.3 | 19.8 | 15.5 | 15.6 | 9.4 | 20 | 14.4 | 22.8 | 17.2 | 10 | 5 | 3.9 | -6.7 | 1.7 | 1.1 | 13.9 | 7.2 | 5.6 | -1.7 | 19.6 | 4.5 | 17.2 | 11.1 | 20 | 16.7 | 3.9 | 2.8 | 10 | 2 | -1.1 | -9.2 | 3.3 | -2.2 | 15 | 1.1 | 12.6 | 6.9 | 7.2 | 1.5 | 6.1 | -0.6 | 2.8 | -6.7 | 15.6 | 8.3 | 10 | 1.7 | 7.8 | 4.4 | 21.7 | 18.3 | 6.7 | 2.8 | 10 | 4.4 | 16.7 | 11.7 | 15.8 | 11.6 | 22.2 | 14.4 | 5.6 | 2.2 | 17.2 | 0.6 | 17.9 | -6 | 5.3 | -1.6 | 22.2 | -0.6 | 15.6 | 2.2 | 5.7 | -4.7 | 8.7 | 4.1 | 8.7 | -1.7 | 9.4 | 3.3 | 8.3 | 4.4 | 13.9 | 3.3 | 4 | -1 | 20 | 10 | 18.9 | 6.7 | 8.3 | 7.2 | 13.3 | -2.2 | 4 | 2 | 20.6 | 18.3 | 13.3 | 8.3 | 11.7 | 2.8 | 12.4 | 7.1 | 18.9 | 15 | 16.7 | 2.8 | 18.3 | 15.6 | 24.4 | -6.7 | 22.2 | 17.8 | 22.2 | 20 | 18.3 | 8.3 | 12.2 | 3.3 | 12.2 | 7.2 | 1.7 | -7.2 | 8.3 | 5 | 13.3 | 7.8 | 8.3 | 2.8 | 17.6 | 0.7 | 11.9 | -3.8 | 2.6 | -2.9
3 | -2 | 6.7 | 1.1 | 10.2 | 7.3 | 12.1 | 8.8 | 7.4 | -6.3 | 15.7 | -4.7 | 10 | 8 | 10 | 3.3 | 15 | 13.3 | 11.1 | 9.4 | 10 | 8.3 | 6.1 | 3.9 | 9.4 | -1.1 | 8.7 | -2 | 21 | 19 | 20 | 18.9 | 24.4 | 15 | 17.8 | 15.6 | 15.6 | 10 | 20 | 13.9 | 22.2 | 17.8 | 8.9 | 4.7 | 5.6 | -6.7 | 1.1 | 0.6 | 12.8 | 7.2 | 4.4 | -1.7 | 18.9 | 4.4 | 16.7 | 10.6 | 18.9 | 17.2 | 3.9 | 2.8 | 9 | 3 | -1.7 | -10.6 | 2.8 | -1.7 | 13.3 | 0.6 | 10 | 5 | 7.2 | 1.7 | 5.6 | -1.1 | 1.7 | -6.1 | 15 | 7.8 | 9.4 | 2 | 7.6 | 4.6 | 21.1 | 18.3 | 6.7 | 2.8 | 9.4 | 4.4 | 16.1 | 11.7 | 15.6 | 11.7 | 21.1 | 15 | 5 | 1.7 | 15 | 0.6 | 16.5 | -6.4 | 4.4 | -1.7 | 21.7 | -0.6 | 15 | 1.7 | 4.4 | -5.6 | 8.3 | 3.9 | 7.2 | -1.7 | 8.3 | 3.3 | 7.8 | 3.9 | 13.3 | 3.7 | 4 | 0 | 18.3 | 10.6 | 15 | 7.8 | 7.8 | 7.2 | 10.6 | -1.1 | 4 | 2 | 20 | 18.3 | 11.7 | 8.9 | 10.2 | 2.8 | 9.4 | 6.7 | 18.9 | 15 | 14.4 | 3.9 | 17.2 | 15 | 23.3 | -7.2 | 21.7 | 18.3 | 21.7 | 20 | 17.8 | 7 | 14.4 | 1.1 | 10.6 | 6.1 | 1.7 | -5 | 8.3 | 4.4 | 12.8 | 7.8 | 7.8 | 3.3 | 15 | 0.6 | 9.8 | -2.5 | 2.4 | -4
2 | -1 | 6.7 | 1.1 | 9.2 | 6.7 | 11.3 | 8.6 | 6.7 | -7.2 | 14.4 | -7.2 | 10 | 8 | 9.1 | 2.7 | 14.4 | 12.8 | 10.9 | 9.2 | 10 | 8.3 | 6.3 | 3.9 | 8.9 | -1.7 | 8.3 | -2.8 | 21 | 19 | 18.9 | 17.8 | 24.4 | 15.6 | 18.2 | 15.5 | 15.6 | 10.6 | 18.9 | 13.3 | 22.2 | 17.8 | 7.8 | 4.2 | 5.6 | -8.9 | 1.1 | 0 | 11.1 | 7.2 | 3.3 | -1.7 | 18.9 | 5 | 15.6 | 10.6 | 18.3 | 17.2 | 3.9 | 1.7 | 8 | 2 | -2.8 | -10.3 | 1.7 | -1.7 | 11.7 | 2.2 | 8 | 3.5 | 7.6 | 2.1 | 5 | -0.6 | 0.6 | -6.1 | 13.3 | 7.2 | 8.9 | 2.2 | 7.4 | 4.5 | 20.6 | 18.9 | 6.7 | 2.8 | 8.3 | 3.9 | 16.1 | 11.7 | 15.4 | 10.6 | 20.6 | 13.9 | 4.4 | 2.2 | 13.3 | 0 | 15 | -7.2 | 3.5 | -1.6 | 19.4 | -0.6 | 13.9 | 2.2 | 3.1 | -4.7 | 8.1 | 4.1 | 6.5 | -1.2 | 8.3 | 3.3 | 7.2 | 3.9 | 12.8 | 3.7 | 4 | 0 | 17.2 | 10 | 14.4 | 8.3 | 7.8 | 6.7 | 11.7 | -2.2 | 4 | 3 | 19.4 | 17.8 | 10 | 8.3 | 8.7 | 2.7 | 8.9 | 6.4 | 20 | 15.6 | 11.7 | 4.4 | 16.7 | 15 | 21.1 | -3.3 | 21.7 | 18.9 | 21.1 | 20 | 17.2 | 5.5 | 15.6 | -1.1 | 10 | 5 | 0.6 | -5.6 | 8.3 | 3.9 | 10.6 | 7.2 | 7.8 | 4.4 | 15.2 | 2.4 | 7.8 | -2.2 | 2.2 | -6.1
2 | 0 | 7.2 | 1.1 | 8.3 | 6.1 | 10.6 | 8.3 | 6.1 | -7.3 | 12.7 | -5.1 | 9 | 8 | 8.1 | 1.9 | 13.9 | 12.2 | 10.8 | 8.8 | 9.4 | 7.8 | 6.3 | 3.9 | 5.6 | -1.1 | 7.9 | -2.4 | 20 | 18 | 17.2 | 17.2 | 24.4 | 15.6 | 18.5 | 15.2 | 15 | 11.1 | 18.3 | 13.3 | 21.7 | 17.8 | 6.7 | 3.9 | 5 | -7.2 | 1.7 | 0 | 13.3 | 5.6 | 2.2 | -2.2 | 18.9 | 5.4 | 16.1 | 10.6 | 18.3 | 17.2 | 3.9 | 2.2 | 8 | 2 | -3.9 | -10 | 0.5 | -2.1 | 8.9 | 5.6 | 5.9 | 1.6 | 7.9 | 2.4 | 5 | -1.1 | 0.6 | -6.1 | 11.1 | 7.2 | 8.3 | 2.2 | 7.2 | 4.4 | 19.4 | 18.3 | 6.3 | 2.8 | 7.8 | 4.4 | 15.6 | 12.2 | 15.2 | 9.2 | 20 | 13.3 | 3.3 | 1.7 | 11.7 | 0.6 | 13.7 | -5.8 | 2.6 | -2 | 19.4 | -0.6 | 10.6 | 3.3 | 1.9 | -4.5 | 8 | 4.2 | 5.7 | -1.5 | 8.3 | 3.9 | 7.2 | 3.3 | 12.2 | 3.9 | 3 | -1 | 13.9 | 9.4 | 13.9 | 9.4 | 7.2 | 6.7 | 11.7 | -0.6 | 4 | 2 | 18.9 | 17.2 | 10 | 8.3 | 7.2 | 2.2 | 8.3 | 6 | 17.8 | 16.1 | 11.1 | 4.4 | 16.1 | 15 | 21.1 | 2.8 | 20.6 | 18.3 | 21.1 | 20 | 16.7 | 3.9 | 13.9 | 2.8 | 8.9 | 4.4 | 0 | -5.6 | 7.8 | 4.4 | 10 | 7.2 | 8.9 | 6.1 | 15.4 | 3.9 | 7.8 | -2.5 | 1.8 | -5.4
2 | 0 | 7.8 | -0.6 | 7.6 | 5.8 | 10.4 | 8.5 | 5.6 | -8.7 | 11.1 | -4 | 9 | 8 | 7.2 | 1.1 | 13.3 | 10 | 10.6 | 8.3 | 8.9 | 7.8 | 6.6 | 3.9 | 5.6 | 0 | 7.6 | -2.4 | 20 | 19 | 17.2 | 17.2 | 24.4 | 15.6 | 18.9 | 15 | 17.2 | 12.2 | 17.8 | 13.3 | 21.7 | 17.8 | 6.7 | 3.7 | 5 | -5.6 | 1.7 | -1.1 | 13.3 | 5.6 | 3.3 | -1.7 | 18.9 | 5.6 | 15 | 10.6 | 17.8 | 17.2 | 3.9 | 2.2 | 8 | 2 | -5 | -9.7 | -0.6 | -2.8 | 9.4 | 5.6 | 3.9 | 0 | 8.3 | 2.8 | 2.2 | -1.7 | 1.1 | -6.7 | 11.1 | 6.7 | 7.8 | 0.7 | 7 | 4.2 | 20 | 18.3 | 6 | 3 | 8.3 | 4.4 | 15 | 11.1 | 15 | 7.8 | 18.9 | 13.3 | 2.2 | 1.7 | 9.4 | 0 | 12.4 | -5.8 | 1.7 | -2.8 | 18.3 | -0.6 | 8.9 | 2.8 | 0.6 | -5 | 7.8 | 4.4 | 5 | -1.7 | 7.8 | 3.9 | 6.7 | 2.8 | 12 | 4.3 | 2 | -1 | 13.3 | 9.4 | 10.6 | 8.9 | 6.7 | 6.1 | 10.6 | -1.1 | 3 | 1 | 18.9 | 18.3 | 8.9 | 7.8 | 7.2 | 2.7 | 7.8 | 5.6 | 16.7 | 15.6 | 12.8 | 3.3 | 16.1 | 15 | 20.6 | -5 | 21.1 | 17.8 | 21.1 | 19.4 | 15.9 | 3.7 | 12.2 | 3.3 | 8.9 | 3.3 | -1.1 | -5.6 | 7.2 | 4.4 | 8.9 | 7.2 | 8.9 | 6.7 | 15.6 | 5 | 7.8 | -3 | 1.5 | -5.6
1 | 0 | 7.8 | 0.6 | 6.8 | 5.5 | 10.2 | 8.8 | 5 | -11.1 | 9.4 | -4.4 | 9 | 8 | 6.3 | 1 | 13.3 | 10 | 9.7 | 8 | 8.9 | 7.8 | 6.9 | 3.9 | 6.1 | -1.1 | 7.2 | -2.8 | 19 | 18 | 16.1 | 16.1 | 23.9 | 15 | 18.5 | 15 | 17.8 | 12.8 | 17.2 | 13.3 | 21.1 | 17.8 | 6.7 | 3.5 | 3.3 | -5.6 | 1.1 | -1.7 | 12.8 | 6.1 | 3.3 | -2.2 | 17 | 6.2 | 13.9 | 10.6 | 16.7 | 16.7 | 3.9 | 2.2 | 7 | 2 | -5.6 | -9.4 | -0.2 | -2.3 | 7.2 | 5 | 2.8 | -0.6 | 7.9 | 2.6 | 0.6 | -1.7 | 0 | -7.2 | 11.7 | 5.6 | 7.2 | -0.9 | 6.9 | 3.9 | 20 | 18.3 | 5.6 | 2.8 | 7.2 | 3.9 | 14.4 | 11.1 | 14.4 | 7 | 18.9 | 13.3 | 1.7 | 1.7 | 6.7 | -1.1 | 11.1 | -6.1 | 1.7 | -2.3 | 17.8 | 0 | 7.8 | 2.8 | 0.4 | -4.3 | 7.6 | 4.6 | 6.1 | -1.6 | 7.8 | 3.9 | 6.1 | 1.1 | 11.9 | 4.4 | 3 | 0 | 12.8 | 9.4 | 10.6 | 9.4 | 6.7 | 6.1 | 11.1 | -1.1 | 3 | 2 | 17.2 | 16.7 | 8.3 | 7.2 | 7.2 | 3.1 | 7.4 | 5.6 | 16.7 | 15.6 | 11.7 | 3.9 | 15.6 | 14.4 | 20 | -4.4 | 20 | 16.7 | 20.6 | 19.4 | 15.2 | 3.7 | 11.1 | 3.9 | 8.3 | 2.8 | -2.2 | -6.1 | 7.2 | 4.4 | 9.4 | 7.2 | 8.9 | 7.2 | 15 | 5.3 | 7.8 | -4.4 | 1.1 | -6.7
1 | 0 | 7.2 | 1.1 | 6.1 | 5 | 10 | 8.9 | 4.1 | -10.6 | 9.4 | -4 | 9 | 8 | 5.3 | 0.6 | 12.8 | 8.9 | 8.7 | 7.7 | 8.9 | 7.8 | 7.1 | 3.9 | 4.4 | -1.1 | 6.8 | -2.6 | 19 | 18 | 16.1 | 16.1 | 23.9 | 15.6 | 18.2 | 14.9 | 17.8 | 13.3 | 16.1 | 13.3 | 19.4 | 17.2 | 6.7 | 3.3 | 2.8 | -5.6 | 1.1 | -2.8 | 11.7 | 6.1 | 2.2 | -2.2 | 15.2 | 6.3 | 13.9 | 11.1 | 17.2 | 16.7 | 3.9 | 2.8 | 7 | 2 | -6.1 | -9 | 0.2 | -2.1 | 6.1 | 4.4 | 1.7 | -1.2 | 7.6 | 2.5 | 0.6 | -2.2 | -0.6 | -7.2 | 9.4 | 5 | 6.7 | -2.8 | 6.7 | 3.3 | 20 | 18.3 | 4.7 | 2.2 | 12.2 | 3.9 | 13.3 | 10.6 | 13.9 | 6.5 | 17.8 | 12.2 | 1.1 | 1.1 | 5.6 | -4.4 | 10.5 | -6 | 1.7 | -2.3 | 17.2 | 0 | 7.2 | 2.8 | 0.2 | -4.1 | 7.4 | 4.9 | 7.2 | -1.5 | 8.3 | 4.4 | 5.6 | 0 | 11.7 | 4.4 | 2 | -2 | 11.1 | 7.8 | 10 | 9.4 | 6.7 | 6.1 | 8.9 | 1.7 | 4 | 3 | 18.9 | 17.2 | 8.3 | 7.2 | 7.2 | 3.3 | 7.1 | 5.8 | 17.8 | 16.1 | 15.6 | 1.7 | 14.4 | 13.9 | 18.3 | -4.4 | 19.4 | 16.7 | 20.6 | 19.4 | 14.4 | 3.3 | 10.6 | 4.4 | 6.7 | 2.8 | -2.8 | -6.7 | 7.2 | 5 | 8.9 | 7.8 | 8.9 | 7.2 | 14.5 | 5.1 | 7.4 | -3.9 | 0.4 | -5.5
0 | -1 | 7.2 | 0 | 7.6 | 5.6 | 9.6 | 8.7 | 3.1 | -11.4 | 9.4 | -4.3 | 9 | 7 | 4.4 | 0.6 | 13.3 | 9.4 | 7.8 | 7.2 | 8.9 | 5.6 | 7.3 | 3.9 | 5 | -1.1 | 6.5 | -2.8 | 20 | 19 | 15 | 15 | 23.9 | 16.1 | 17.8 | 15 | 17.8 | 13.9 | 17.2 | 13.9 | 19.4 | 17.2 | 6.1 | 3.1 | 1.7 | -5.6 | 1.1 | -2.8 | 11.1 | 5.6 | 2.2 | -1.7 | 13.3 | 6.1 | 13.3 | 11.7 | 16.7 | 16.7 | 3.9 | 2.2 | 7 | 3 | -6.7 | -8.7 | 0.6 | -2.2 | 6.1 | 5 | 0.6 | -2.2 | 7.2 | 2.2 | 0 | -2.2 | 0 | -6.7 | 7.8 | 5.6 | 6.1 | -2.4 | 6.5 | 3.5 | 20 | 17.8 | 3.7 | 1.2 | 12.2 | 3.9 | 12.8 | 11.1 | 13.3 | 5.6 | 13.9 | 10.6 | 1.1 | 0.6 | 5 | -6.1 | 10 | -6 | 1.7 | -2.8 | 15.6 | 0 | 6.7 | 2.2 | 0 | -4.4 | 7.2 | 5 | 8.3 | -2.2 | 9.4 | 3.9 | 5.6 | 0 | 10.8 | 5.2 | 2 | 0 | 10 | 7.2 | 10 | 8.9 | 6.1 | 6.1 | 10.6 | 0 | 4 | 3 | 18.3 | 17.2 | 7.8 | 7.2 | 7 | 3.3 | 6.7 | 5.6 | 17.8 | 16.1 | 15.6 | 1.7 | 15 | 14.4 | 17.8 | -4.4 | 19.4 | 16.7 | 20 | 18.9 | 13.7 | 2.9 | 8.9 | 4.4 | 6.7 | 2.8 | -2.8 | -6.1 | 7.2 | 5 | 8.9 | 7.8 | 9.4 | 7.2 | 13.9 | 5 | 7.1 | -3.8 | -0.4 | -5.5
0 | -1 | 7.8 | 0 | 9.1 | 5.9 | 9.3 | 8.6 | 2.2 | -13.9 | 9.4 | -5.6 | 8 | 6 | 4.8 | 0.7 | 12.2 | 9.4 | 8.5 | 7.6 | 8.9 | 6.7 | 7.6 | 3.9 | 4.4 | -1.7 | 6.1 | -3.3 | 19 | 18 | 13.9 | 13.9 | 23.3 | 16.1 | 18.2 | 15.5 | 17.8 | 13.9 | 17.2 | 13.9 | 21.1 | 17.8 | 5.6 | 3.1 | 2.8 | -5 | 1.1 | -4.4 | 11.7 | 4.4 | 1.7 | -1.7 | 12 | 5.2 | 13.9 | 12.8 | 16.7 | 16.1 | 3.9 | 1.7 | 6 | 4 | -4.8 | -8.4 | 2.4 | -1.2 | 6.1 | 5 | 0.8 | -1.8 | 7.6 | 2.5 | -0.6 | -2.2 | -0.6 | -7.2 | 8.9 | 5.6 | 5.6 | -2.2 | 6.3 | 3.5 | 20 | 17.8 | 2.8 | 0.6 | 7.8 | 4.4 | 12.8 | 11.1 | 13.3 | 5.2 | 12.8 | 8.3 | 1.7 | 1.1 | 3.9 | -6.1 | 9.4 | -7.2 | 2.1 | -2.1 | 15.6 | 0.6 | 5.6 | 2.2 | 0.7 | -3.3 | 7.4 | 5.2 | 9.4 | -1.4 | 9.4 | 3.9 | 5.6 | 0 | 9.8 | 5.4 | 3 | 0 | 10 | 7.8 | 8.9 | 7.8 | 6.1 | 6.1 | 10.6 | -0.6 | 4 | 3 | 16.1 | 15.6 | 7.2 | 6.7 | 6.9 | 3 | 6.7 | 5.8 | 17.2 | 15.6 | 14.4 | 2.2 | 13.9 | 13.3 | 16.1 | -4.4 | 18.9 | 16.7 | 18.9 | 18.3 | 12.9 | 2.2 | 8.9 | 5 | 6.1 | 2.8 | -3.3 | -6.7 | 7.2 | 5 | 8.9 | 7.8 | 9.4 | 7.8 | 14.6 | 5.7 | 6.7 | -4.4 | -1.1 | -6.1
0 | -1 | 7.2 | 0.6 | 10.6 | 6.1 | 8.9 | 8.3 | 3.9 | -12 | 10.7 | -4.3 | 8 | 6 | 5.2 | 0.9 | 12.8 | 10 | 9.3 | 7.9 | 8.3 | 6.7 | 8 | 3.9 | 5 | -0.6 | 7.6 | -2.6 | 19 | 18 | 14.4 | 14.4 | 23.3 | 15.6 | 18.5 | 16.1 | 16.7 | 13.9 | 16.7 | 13.9 | 21.1 | 17.8 | 5 | 2.8 | 3.3 | -5.6 | 0.6 | -5 | 10 | 5 | 1.7 | -1.7 | 10.7 | 4.4 | 14.4 | 13.3 | 16.7 | 16.7 | 4.4 | 1.7 | 7 | 4 | -3 | -8.1 | 4.3 | -0.8 | 6.1 | 5.6 | 0.9 | -1.9 | 7.9 | 2.6 | 0 | -2.2 | 0 | -6.7 | 8.3 | 5 | 5 | -2.8 | 6.1 | 3.3 | 19.4 | 17.2 | 3.5 | 1 | 8.3 | 5 | 12.8 | 11.7 | 13.3 | 5 | 11.7 | 7.2 | 2.2 | 1.7 | 3.3 | -5.6 | 11.5 | -5.6 | 2.4 | -2 | 16.1 | 1.1 | 5.6 | 2.2 | 1.5 | -2.6 | 7.6 | 5.4 | 10.6 | -1.3 | 10.6 | 5 | 5 | -1.7 | 8.9 | 5.6 | 2 | 0 | 10.6 | 7.8 | 8.3 | 7.2 | 6.1 | 6.1 | 10.6 | 0 | 4 | 3 | 17.2 | 17.2 | 6.1 | 5.6 | 6.7 | 2.8 | 6.7 | 6 | 17.2 | 16.1 | 18.3 | 0 | 15.6 | 14.4 | 13.9 | -4.4 | 18.9 | 16.7 | 18.3 | 17.8 | 12.2 | 1.7 | 8.9 | 4.4 | 5.6 | 2.8 | -2.2 | -6.1 | 7.8 | 5 | 9.4 | 7.8 | 10.6 | 8.3 | 15.4 | 6.2 | 11.1 | -2.4 | 0.7 | -5.1
1 | -1 | 6.1 | 1.7 | 12.6 | 7.7 | 11.5 | 9.8 | 5.5 | -12 | 12 | -4.1 | 9 | 6 | 5.6 | 1.1 | 13.3 | 9.4 | 10 | 8.3 | 10.6 | 8.3 | 10 | 3.9 | 6.1 | -0.6 | 9.1 | -2.5 | 21 | 20 | 14.4 | 14.4 | 23.9 | 15 | 18.9 | 16.7 | 17.2 | 13.9 | 16.7 | 15 | 21.1 | 18.9 | 8.1 | 3.8 | 3.3 | -5 | 1.1 | -5 | 12.8 | 6.7 | 2.2 | -1.7 | 9.4 | 3.3 | 17.2 | 14.4 | 18.3 | 17.8 | 5.6 | 2.2 | 6 | 5 | -1.1 | -7.8 | 6.1 | -0.6 | 6.7 | 6.1 | 1.1 | -2.2 | 8.3 | 2.8 | 3.3 | -2.8 | 1.7 | -6.1 | 10 | 7.2 | 6.9 | -1.5 | 8.1 | 3.6 | 21.1 | 18.3 | 4.3 | 1.7 | 9.4 | 6.1 | 13.9 | 11.1 | 13.3 | 4.4 | 11.1 | 5.6 | 4.4 | 2.8 | 3.9 | -5.6 | 13.5 | -4.5 | 2.8 | -2.2 | 21.1 | 1.7 | 10 | 3.9 | 2.2 | -2.2 | 7.8 | 5.6 | 11.7 | -1.1 | 10.6 | 6.1 | 5.6 | -1.1 | 11.5 | 6.7 | 4 | 1 | 12.2 | 9.4 | 10.6 | 8.9 | 6.1 | 6.1 | 10.6 | 1.1 | 4 | 3 | 18.3 | 17.8 | 8.9 | 7.8 | 7.8 | 3.3 | 6.7 | 6.1 | 18.3 | 16.1 | 15.6 | 1.7 | 17.8 | 16.1 | 17.2 | -4.4 | 19.4 | 16.7 | 19.4 | 18.9 | 12.4 | 1.7 | 9.4 | 5.6 | 7.2 | 2.8 | 0.6 | -4.4 | 8.3 | 5 | 10.6 | 8.3 | 13.9 | 11.7 | 16.1 | 6.7 | 15.6 | -1.3 | 2.6 | -4.7
2 | 0 | 6.7 | 1.1 | 14.7 | 9.1 | 14.1 | 11.1 | 7.2 | -13.9 | 13.3 | -4.4 | 10 | 7 | 7.4 | 1.9 | 14.4 | 10 | 12.8 | 9.5 | 12.2 | 8.9 | 13.7 | 4.6 | 7.8 | -0.6 | 10.6 | -2.8 | 22 | 21 | 18.3 | 17.2 | 24.4 | 14.4 | 20.7 | 17.3 | 18.9 | 13.9 | 18.3 | 14.4 | 22.2 | 18.9 | 11.3 | 4.5 | 7.2 | -4.4 | 2.8 | -3.9 | 15 | 7.8 | 5 | -1.7 | 10.5 | 3.1 | 20.6 | 14.4 | 20.6 | 18.9 | 5.6 | 1.7 | 8 | 4 | 0.7 | -6.7 | 9.6 | -0.5 | 7.2 | 6.1 | 2 | -1.6 | 9.2 | 3.6 | 6.1 | -0.6 | 3.3 | -5 | 13.9 | 8.3 | 8.7 | -1.2 | 10.2 | 3.5 | 22.2 | 18.9 | 5 | 2.2 | 11.1 | 6.1 | 11.7 | 9.4 | 14.6 | 5.2 | 10.6 | 6.1 | 6.1 | 3.3 | 5.6 | -5.6 | 15.6 | -4.4 | 3.5 | -2 | 24.4 | 1.7 | 13.9 | 3.9 | 4.4 | -2.8 | 9.1 | 5.7 | 15 | 0.4 | 10.6 | 6.7 | 6.1 | -0.6 | 14.1 | 7.4 | 5 | 1 | 15.6 | 10 | 13.3 | 10 | 6.1 | 6.1 | 10.6 | 1.7 | 6 | 4 | 21.1 | 18.9 | 13.3 | 10 | 8.9 | 3.5 | 9.7 | 7.7 | 19.4 | 16.7 | 16.7 | 3.9 | 20.6 | 17.8 | 20 | -4.4 | 20 | 16.7 | 21.7 | 20.6 | 12.6 | 1.9 | 11.7 | 3.3 | 9.4 | 2.2 | 6.1 | -3.3 | 8.9 | 6.1 | 11.7 | 8.3 | 17.2 | 12.8 | 18.5 | 7.6 | 20 | -1.1 | 4.4 | -5.6
5 | 1 | 7.2 | 1.1 | 16.7 | 10.6 | 16.7 | 12.2 | 8.5 | -10.7 | 15.9 | -3.6 | 10 | 7 | 9.3 | 2.8 | 16.1 | 7.8 | 15.5 | 10.5 | 13.9 | 10 | 17.4 | 4 | 11.7 | -0.6 | 13 | -2.2 | 22 | 21 | 21.7 | 17.2 | 25.6 | 13.9 | 22.6 | 18 | 20 | 12.8 | 20 | 15.6 | 22.8 | 19.4 | 14.4 | 4.4 | 9.4 | -4.4 | 4.4 | -3.3 | 16.7 | 8.9 | 7.8 | -1.1 | 11.7 | 2.4 | 22.2 | 12.8 | 22.2 | 18.3 | 6.1 | 2.8 | 9 | 6 | 2.6 | -6.5 | 13.2 | -1.7 | 8.3 | 6.7 | 3 | -1.2 | 10.2 | 4.8 | 8.9 | 0.6 | 5 | -4.4 | 16.7 | 7.8 | 10.6 | -1.1 | 12.2 | 2.8 | 23.9 | 18.3 | 7.2 | 2.5 | 13.9 | 6.7 | 11.1 | 8.9 | 15.9 | 5.5 | 9.4 | 6.7 | 6.1 | 3.9 | 7.2 | -6.7 | 18.2 | -4 | 4.3 | -2.1 | 26.7 | 2.2 | 17.2 | 5 | 6.7 | -4.4 | 10.4 | 5.8 | 18.4 | 2.3 | 14.4 | 6.1 | 7.2 | 0 | 16.7 | 7.8 | 7 | 1 | 19.4 | 11.1 | 16.7 | 11.7 | 7.2 | 6.7 | 12.2 | 2.2 | 8 | 6 | 23.9 | 16.1 | 20 | 8.3 | 10 | 3.9 | 12.6 | 8.9 | 18.9 | 16.7 | 15.6 | 6.1 | 23.9 | 17.8 | 22.8 | -4.4 | 21.1 | 17.2 | 24.4 | 20 | 12.8 | 1.7 | 13.3 | 2.2 | 10.6 | 0.6 | 10.6 | -5.6 | 10 | 5.6 | 13.9 | 8.9 | 18.3 | 12.8 | 20.9 | 7.9 | 21.1 | -1.3 | 6.3 | -3.9
7 | -1 | 7.8 | 1.7 | 18.9 | 9.7 | 19.1 | 13.1 | 9.8 | -8.7 | 18.5 | -4.3 | 11 | 7 | 11.1 | 3.3 | 15 | 8.9 | 18.3 | 11.1 | 13.9 | 10 | 21.1 | 2.2 | 11.7 | -0.6 | 15.4 | -1.8 | 29 | 21 | 25 | 16.7 | 26.7 | 13.9 | 24.4 | 18.3 | 21.1 | 11.7 | 22.2 | 16.1 | 26.1 | 18.9 | 15.5 | 4.3 | 12.2 | -3.9 | 6.7 | -2.8 | 18.9 | 9.4 | 8.9 | -2.2 | 12.8 | 1.7 | 23.3 | 11.7 | 24.4 | 18.3 | 6.1 | 2.8 | 11 | 4 | 4.4 | -7.8 | 16.7 | -6.1 | 10 | 6.1 | 3.9 | -1.1 | 11.1 | 5.6 | 12.8 | 1.1 | 6.1 | -3.9 | 18.3 | 7.2 | 12.6 | -0.3 | 13.7 | 3.2 | 25.6 | 18.9 | 9.5 | 2.8 | 15.6 | 6.7 | 11.7 | 8.3 | 17.2 | 6.1 | 9.4 | 6.7 | 8.3 | 3.9 | 8.9 | -6.7 | 20.7 | -3.9 | 5 | -2.8 | 28.3 | 2.2 | 20.6 | 3.9 | 8.9 | -8.3 | 11.7 | 5.6 | 21.7 | 3.3 | 17.2 | 5.6 | 8.3 | 0 | 18.4 | 8.1 | 9 | 2 | 21.1 | 10.6 | 18.3 | 12.2 | 7.8 | 7.2 | 13.3 | 2.2 | 8 | 4 | 20.6 | 16.7 | 22.2 | 8.3 | 10.4 | 4.3 | 15.6 | 10 | 19.4 | 17.2 | 18.9 | 5.6 | 25.6 | 17.2 | 20 | -4.4 | 22.2 | 17.8 | 25.6 | 18.9 | 14.8 | 2.7 | 13.9 | 1.1 | 12.8 | -2.8 | 13.9 | -5.6 | 11.1 | 6.1 | 16.7 | 10 | 18.9 | 11.7 | 23.3 | 8.3 | 22.2 | -1.6 | 8.1 | -3.6
8 | -1 | 8.3 | 1.1 | 21.1 | 8.4 | 21.5 | 13.4 | 11.1 | -8.3 | 21.1 | -5.6 | 12 | 7 | 12.8 | 2.6 | 15 | 8.9 | 19.8 | 11.3 | 13.9 | 10 | 21.7 | 1.9 | 13.9 | -1.7 | 17.8 | -2.8 | 26 | 21 | 27.2 | 13.9 | 27.2 | 14.4 | 25.7 | 18.2 | 22.8 | 12.2 | 23.3 | 15.6 | 28.3 | 18.3 | 16.7 | 4.4 | 13.9 | -4.4 | 6.7 | -3.3 | 20 | 10 | 11.7 | -1.1 | 14.1 | 2.7 | 23.9 | 11.1 | 26.1 | 16.7 | 6.7 | 1.7 | 11 | 3 | 5.3 | -7.3 | 16.9 | -1.9 | 12.2 | 5 | 5.4 | -0.9 | 11.8 | 6.5 | 12.8 | 1.1 | 7.8 | -3.3 | 18.3 | 7.2 | 14.7 | -0.2 | 15.2 | 3 | 26.1 | 18.9 | 11.7 | 2.2 | 17.8 | 6.7 | 13.9 | 5.6 | 17.4 | 5.4 | 8.9 | 6.7 | 9.4 | 3.9 | 11.1 | -6.7 | 23.3 | -6.1 | 4.6 | -1.8 | 30 | 1.7 | 23.3 | 5.6 | 10.7 | -6.3 | 12.8 | 5.7 | 23.5 | 4 | 18.3 | 7.2 | 10 | 0 | 20 | 8.1 | 11 | 3 | 23.9 | 11.1 | 20 | 12.8 | 8.3 | 8.3 | 12.8 | 2.8 | 8 | 4 | 19.4 | 15.6 | 24.4 | 7.8 | 10.7 | 4.6 | 17.3 | 10.2 | 20.6 | 16.7 | 22.2 | 5 | 26.7 | 17.2 | 20 | -4.4 | 25 | 18.3 | 27.2 | 17.8 | 16.9 | 3.2 | 15 | 1.1 | 14.4 | -3.9 | 15 | -7.2 | 11.1 | 6.1 | 17.8 | 9.4 | 21.1 | 12.2 | 24.2 | 7.4 | 23.3 | -2.2 | 10 | -3.3
8 | -1 | 8.3 | 2.2 | 23.3 | 5.6 | 23.9 | 13.9 | 11.7 | -7.3 | 23 | -4.4 | 12 | 6 | 14.4 | 1 | 14.4 | 7.8 | 21.3 | 11.4 | 15 | 10 | 22.2 | 0.7 | 15.6 | -6.7 | 18.5 | -2.7 | 24 | 21 | 28.3 | 12.8 | 27.2 | 15.6 | 27 | 17.8 | 23.9 | 12.2 | 25.6 | 15.6 | 28.3 | 18.9 | 17.8 | 3.9 | 14.4 | -5.6 | 8.3 | -1.1 | 21.1 | 11.1 | 13.3 | -1.7 | 15.4 | 3.2 | 25.6 | 11.7 | 27.2 | 19.4 | 6.7 | 0.6 | 13 | 3 | 6.3 | -7.5 | 17 | 1 | 12.8 | 4.4 | 6.8 | -1.4 | 12.6 | 7.5 | 13.9 | 0.6 | 8.9 | -2.8 | 19.4 | 10 | 16.7 | 0 | 16.7 | 2.8 | 27.8 | 18.3 | 12.1 | 2.3 | 18.9 | 7.2 | 15.6 | 4.4 | 17.6 | 4.9 | 9.4 | 7.2 | 10.6 | 3.9 | 13.3 | -6.7 | 24.6 | -5.9 | 4.3 | -1.3 | 31.7 | 1.7 | 25 | 3.9 | 12.6 | -5.7 | 13.9 | 5.6 | 25.4 | 5.1 | 20 | 8.9 | 10.6 | 0.6 | 21.7 | 7.8 | 13 | 4 | 26.7 | 12.2 | 22.2 | 13.9 | 8.9 | 8.3 | 12.8 | 2.8 | 9 | 4 | 18.3 | 13.9 | 26.1 | 7.2 | 11.1 | 5 | 18.9 | 10.5 | 18.9 | 17.2 | 23.9 | 5 | 26.7 | 18.3 | 21.1 | 6.1 | 26.1 | 18.3 | 27.8 | 17.8 | 18.9 | 3.9 | 15 | 0.6 | 15 | -3.3 | 16.1 | -7.8 | 12.2 | 6.1 | 19.4 | 8.9 | 23.3 | 10 | 25.2 | 6.9 | 23.3 | -3.5 | 11.1 | -2.7
8 | 0 | 9.4 | 1.7 | 23.9 | 5.3 | 24.8 | 13.7 | 12.2 | -7.4 | 24.8 | -3.2 | 13 | 7 | 16.1 | -1.1 | 15.6 | 6.1 | 22.8 | 11.1 | 15 | 10 | 22.8 | 0 | 12.2 | 0 | 19.3 | -2.6 | 24 | 19 | 26.7 | 16.1 | 25.6 | 16.1 | 28.3 | 17.2 | 23.9 | 13.3 | 25.6 | 15.6 | 25.6 | 18.9 | 18.3 | 4.5 | 15.6 | -5.6 | 8.3 | -0.6 | 20.6 | 11.1 | 13.9 | -0.6 | 16.7 | 3.9 | 26.7 | 10.6 | 28.3 | 18.9 | 7.2 | -1.7 | 13 | 2 | 7.2 | -9.4 | 17.2 | 3.3 | 13.3 | 2.8 | 8.3 | -2.2 | 13.3 | 8.3 | 15 | 0.6 | 10.6 | -2.8 | 19.4 | 7.2 | 17.6 | 0.3 | 17.6 | 2.8 | 28.9 | 18.3 | 12.4 | 2 | 20.6 | 6.7 | 17.2 | 2.8 | 17.8 | 3.9 | 8.9 | 6.7 | 12.2 | 4.4 | 15 | -7.2 | 25.9 | -8.3 | 3.9 | -1.1 | 32.2 | 1.7 | 26.7 | 1.7 | 14.4 | -5.6 | 15 | 5.6 | 27.2 | 5.6 | 18.9 | 8.3 | 8.3 | 4.4 | 22.2 | 8 | 14 | 4 | 28.3 | 11.7 | 22.8 | 15 | 9.4 | 8.3 | 13.3 | 2.8 | 9 | 6 | 18.3 | 13.9 | 26.1 | 6.7 | 11.7 | 4.9 | 20.6 | 10.6 | 21.1 | 16.7 | 25 | 0 | 26.1 | 17.2 | 24.4 | 5 | 26.7 | 18.9 | 28.3 | 18.3 | 20.4 | 4.5 | 16.1 | 2.2 | 15.6 | -2.2 | 17.2 | -7.8 | 13.3 | 6.7 | 21.1 | 7.2 | 23.9 | 7.2 | 26.1 | 5.6 | 23.3 | -5 | 12.2 | -2.1
8 | -2 | 10 | 2.8 | 24.4 | 5.3 | 25.8 | 14 | 12.8 | -8.3 | 26.7 | -2.8 | 13 | 7 | 16.5 | -1 | 15 | 7.2 | 23.3 | 11.1 | 15 | 10 | 21.5 | 4.6 | 11.7 | 0 | 20 | -3.9 | 23 | 21 | 26.1 | 14.4 | 27.2 | 16.1 | 28.3 | 16.6 | 25 | 12.2 | 26.1 | 16.1 | 25 | 20 | 18.9 | 5 | 15.6 | -5 | 9.4 | -0.6 | 20.6 | 11.7 | 15 | 0 | 17.2 | 3.5 | 26.7 | 11.7 | 27.8 | 16.7 | 7.2 | -2.2 | 13 | 1 | 7.4 | -8 | 17.6 | 2.8 | 14.4 | 2.2 | 8.5 | -1.2 | 13.1 | 9 | 15.6 | 1.7 | 10.6 | -2.8 | 20 | 7.8 | 18.5 | 1.1 | 18.5 | 1.9 | 29.4 | 17.8 | 12.8 | 1.7 | 22.2 | 3.9 | 18.3 | 2.8 | 17.2 | 4.5 | 8.9 | 6.7 | 13.3 | 3.9 | 16.1 | -5.6 | 27.2 | -12.2 | 2.6 | -0.9 | 32.2 | 2.2 | 27.8 | 1.1 | 14.6 | -3.7 | 14.1 | 5.7 | 27 | 5.9 | 18.3 | 9.4 | 8.9 | 5.6 | 22.8 | 7.8 | 16 | 4 | 30 | 10.6 | 23.3 | 15 | 10 | 8.9 | 13.3 | 2.8 | 9 | 6 | 17.8 | 13.3 | 26.7 | 6.1 | 12.2 | 4.7 | 21.9 | 9.5 | 20.6 | 17.8 | 25 | 0 | 26.1 | 17.8 | 25 | 4.4 | 27.2 | 19.4 | 28.3 | 18.3 | 21.8 | 4.8 | 16.7 | 2.8 | 16.7 | -3.9 | 17.8 | -6.7 | 13.9 | 7.2 | 21.7 | 6.1 | 23.3 | 6.1 | 26.3 | 5.3 | 23.3 | -7.8 | 13.3 | -2.2
8 | -2 | 10 | 2.2 | 25 | 4.4 | 26.7 | 13.9 | 12.6 | -7.1 | 26.5 | -2.8 | 13 | 4 | 16.8 | -0.8 | 15.6 | 7.2 | 23.9 | 10.9 | 14.4 | 10 | 20.2 | 7.3 | 11.7 | -1.7 | 20.7 | -4.6 | 22 | 21 | 25.6 | 13.3 | 26.7 | 15.6 | 28.3 | 15.6 | 25.6 | 11.7 | 26.1 | 15 | 26.1 | 19.4 | 19.4 | 5.6 | 15.6 | -6.1 | 10.6 | -1.1 | 21.1 | 12.8 | 16.7 | 0.6 | 17.8 | 2.5 | 26.1 | 12.8 | 28.3 | 13.9 | 7.2 | -0.6 | 12 | 0 | 7.6 | -7.9 | 17.9 | 2.2 | 15.6 | 1.1 | 8.7 | -0.5 | 13 | 9.5 | 16.1 | 1.7 | 11.1 | -2.8 | 20 | 7.2 | 19.4 | 1.1 | 19.4 | 1.1 | 30 | 17.2 | 12.2 | 2.6 | 21.7 | 4.4 | 19.4 | 4.4 | 16.7 | 4.7 | 10.6 | 7.2 | 15 | 3.9 | 17.8 | -3.3 | 27.6 | -11.8 | 1.3 | -0.8 | 33.3 | 2.8 | 27.2 | -1.1 | 14.8 | -3.1 | 13.1 | 5.5 | 26.9 | 6.4 | 17.2 | 8.9 | 8.9 | 6.7 | 23.3 | 7.8 | 17 | 2 | 31.1 | 10.6 | 23.3 | 15 | 10.6 | 8.9 | 12.8 | 2.8 | 8 | 6 | 16.7 | 12.8 | 24.4 | 4.4 | 12.8 | 4.4 | 23.1 | 8.1 | 20.6 | 17.8 | 27.2 | -0.6 | 25 | 17.8 | 26.1 | 3.3 | 27.8 | 19.4 | 28.9 | 18.3 | 23.3 | 5.6 | 17.2 | 2.2 | 17.2 | -3.3 | 18.3 | -7.8 | 13.3 | 7.2 | 22.8 | 6.7 | 22.8 | 6.7 | 26.5 | 5.5 | 23.7 | -5.6 | 12.8 | -1.7
8 | -2 | 11.1 | 2.2 | 23.9 | 5.8 | 26.3 | 13.8 | 12.4 | -6.7 | 26.3 | -2.1 | 13 | 6 | 17.2 | -1.1 | 15 | 6.7 | 24.4 | 10.6 | 13.3 | 9.4 | 18.9 | 9.4 | 10 | -2.8 | 21.5 | -5.5 | 22 | 20 | 25.6 | 13.9 | 26.1 | 15 | 28.3 | 15 | 25 | 11.1 | 26.1 | 15 | 24.4 | 20 | 18.9 | 5.7 | 16.7 | -6.7 | 8.9 | -1.1 | 21.7 | 13.3 | 16.1 | 1.1 | 18.3 | 1.7 | 26.1 | 12.2 | 27.8 | 14.4 | 7.2 | -2.2 | 12 | 1 | 7.8 | -8.9 | 18.3 | 1.1 | 13.3 | 3.3 | 8.9 | 0 | 12.8 | 10 | 16.7 | 1.1 | 10.6 | -2.8 | 20.6 | 6.7 | 19 | 1.5 | 19.2 | 0.7 | 24.4 | 18.9 | 11.7 | 3.2 | 22.2 | 4.4 | 18.9 | 4.4 | 16.1 | 5 | 10 | 6.1 | 14.4 | 3.9 | 16.7 | -4.4 | 27.9 | -13.6 | 0 | -1.1 | 33.3 | 2.2 | 26.7 | 0.6 | 15 | -2.2 | 12.2 | 5.6 | 26.7 | 6.7 | 17.2 | 6.1 | 10 | 8.3 | 22.6 | 8 | 16 | 3 | 30.6 | 10 | 21.7 | 13.3 | 10.6 | 8.9 | 13.9 | 3.9 | 8 | 6 | 15.6 | 12.2 | 26.1 | 7.2 | 12.6 | 4.1 | 24.4 | 6.1 | 21.1 | 17.2 | 27.8 | -3.3 | 25.6 | 18.3 | 26.7 | 2.8 | 27.2 | 18.9 | 27.8 | 17.8 | 22.2 | 7.2 | 18.3 | 2.8 | 16.1 | -3.9 | 18.3 | -8.3 | 13.3 | 7.2 | 22.2 | 6.1 | 21.1 | 6.7 | 26.7 | 5 | 24 | -4.5 | 12.2 | -1.5
8 | -2 | 11.1 | 1.7 | 22.8 | 6.2 | 26 | 14.2 | 12.2 | -7.2 | 26.1 | -2.8 | 13 | 7 | 15.9 | -1.1 | 14.4 | 6.7 | 22.2 | 11.6 | 12.2 | 8.9 | 16.3 | 9.3 | 8.3 | -1.7 | 22.2 | -8.9 | 22 | 20 | 25.6 | 14.4 | 25.6 | 15 | 27.4 | 15.8 | 24.4 | 9.4 | 25 | 15.6 | 22.8 | 19.4 | 18.3 | 5.9 | 16.1 | -7.2 | 7.8 | -3.9 | 20 | 11.1 | 15 | 1.7 | 17.8 | 1.3 | 25 | 11.1 | 25.6 | 16.7 | 7.2 | -2.2 | 12 | 1 | 6.9 | -6.3 | 15.7 | 2.8 | 13.9 | 0.6 | 8 | 0 | 12.1 | 10 | 16.7 | 1.7 | 11.1 | -2.8 | 20 | 8.3 | 18.7 | 1.2 | 19.1 | 0.6 | 22.8 | 18.3 | 11.1 | 3.9 | 21.1 | 5 | 20 | 3.3 | 14.4 | 7.2 | 10 | 5 | 14.4 | 3.9 | 17.2 | -3.3 | 28.3 | -16.7 | 0.2 | -0.8 | 33.3 | 2.2 | 25.6 | -0.6 | 14.1 | -2.4 | 11.7 | 6 | 24.8 | 7.5 | 17.8 | 6.1 | 11.1 | 9.4 | 21.8 | 7.6 | 12 | 9 | 30 | 8.9 | 19.4 | 12.2 | 11.1 | 8.3 | 13.9 | 4.4 | 8 | 6 | 16.1 | 12.2 | 23.9 | 7.8 | 12.4 | 3.4 | 23.7 | 6.1 | 21.1 | 17.2 | 27.2 | -3.3 | 25 | 18.9 | 26.7 | 2.2 | 27.8 | 19.4 | 27.2 | 17.8 | 21.1 | 8.7 | 18.3 | 1.7 | 15.6 | -4.4 | 17.2 | -8.3 | 12.8 | 7.2 | 22.2 | 7.2 | 20 | 6.1 | 25.8 | 5.4 | 24.4 | -3.9 | 11.7 | -1.7
8 | -1 | 11.1 | 2.2 | 21.7 | 6.7 | 25.6 | 13.9 | 9.8 | -5.1 | 24.3 | -3.5 | 13 | 7 | 14.6 | -0.9 | 13.3 | 7.2 | 20 | 12.3 | 11.1 | 8.3 | 13.7 | 8.6 | 7.8 | -4.4 | 19.8 | -7.5 | 21 | 19 | 25 | 16.1 | 25.6 | 15 | 26.5 | 16.2 | 22.8 | 9.4 | 24.4 | 16.1 | 22.2 | 17.8 | 17.8 | 6.1 | 14.4 | -5.6 | 6.1 | -6.7 | 18.3 | 10 | 15.6 | 1.7 | 17.2 | 1.2 | 23.9 | 10 | 23.9 | 18.9 | 6.1 | -1.1 | 11 | 0 | 5.9 | -5.1 | 13.2 | 3.3 | 11.7 | 0 | 7 | -0.2 | 11.3 | 10.1 | 15.6 | 1.1 | 10.6 | -3.3 | 18.9 | 7.8 | 18.3 | 1.1 | 18.9 | 0 | 23.3 | 18.3 | 10.4 | 3.9 | 20 | 6.7 | 17.2 | 4.4 | 12.8 | 8.7 | 10 | 6.1 | 14.4 | 3.9 | 16.7 | -2.2 | 25.5 | -13.1 | 0.4 | -0.7 | 31.7 | 1.1 | 23.9 | -0.6 | 13.1 | -2.5 | 11.1 | 6.5 | 23 | 8.3 | 16.7 | 3.3 | 11.7 | 10 | 21.1 | 7.8 | 11 | 9 | 27.8 | 12.2 | 16.7 | 10.6 | 10.6 | 8.3 | 13.3 | 3.3 | 8 | 7 | 15.6 | 12.2 | 24.4 | 7.2 | 12.2 | 2.8 | 22.9 | 5.4 | 20.6 | 16.7 | 27.2 | -2.2 | 23.9 | 18.3 | 24.4 | 1.1 | 26.7 | 20 | 26.7 | 18.3 | 20 | 10 | 16.1 | 3.9 | 15 | -3.9 | 16.1 | -10 | 12.2 | 7.8 | 21.1 | 8.3 | 17.2 | 6.7 | 24.8 | 6.1 | 20.9 | -2 | 10.6 | -2.4
7 | -2 | 10 | 2.2 | 20.2 | 7.3 | 24.1 | 14.5 | 7.4 | -4.4 | 22.4 | -4.1 | 12 | 8 | 13.3 | -1.7 | 12.2 | 7.8 | 17.8 | 12.2 | 10 | 8.3 | 11.1 | 7.8 | 7.2 | -3.3 | 17.4 | -7 | 21 | 19 | 23.3 | 16.7 | 24.4 | 16.7 | 25.6 | 16.7 | 19.4 | 10.6 | 20 | 15.6 | 21.1 | 20 | 17.2 | 6.1 | 14.4 | -6.1 | 3.9 | -9.4 | 17.8 | 9.4 | 13.3 | 1.7 | 16.7 | 0.6 | 20.6 | 12.2 | 22.2 | 18.9 | 6.1 | -1.7 | 8 | -1 | 5 | -5 | 10.6 | 3.3 | 10 | -2.8 | 6.1 | -0.6 | 10.6 | 10 | 13.3 | 1.1 | 10 | -2.8 | 18.3 | 7.8 | 17.4 | 2.2 | 16.5 | 2.1 | 20.6 | 18.3 | 9.6 | 4 | 18.3 | 8.9 | 15 | 3.3 | 11.1 | 9.4 | 10 | 6.1 | 13.9 | 4.4 | 15 | -2.8 | 22.8 | -13.2 | 0.6 | -0.6 | 29.4 | -0.6 | 21.7 | 0 | 12.2 | -3.3 | 10.6 | 6.7 | 21.1 | 8.3 | 14.4 | 0.6 | 12.2 | 10.6 | 19.4 | 7.8 | 11 | 9 | 25.6 | 11.7 | 15 | 9.4 | 10 | 8.3 | 12.8 | 2.8 | 9 | 5 | 15.6 | 12.2 | 21.7 | 7.2 | 10 | 0.6 | 22.2 | 5 | 19.4 | 17.2 | 23.9 | -3.9 | 23.3 | 18.9 | 22.8 | 1.1 | 25.6 | 20 | 24.4 | 19.4 | 18.9 | 11 | 14.4 | 4.4 | 13.9 | -3.3 | 13.3 | -8.9 | 11.7 | 7.8 | 18.9 | 7.8 | 15 | 5 | 23.9 | 6.1 | 17.4 | -2 | 9.4 | -3.7
3 | -1 | 8.3 | 2.2 | 18.7 | 7.8 | 22.6 | 14.5 | 5 | -5 | 20.6 | -6.1 | 10 | 7 | 12.2 | -0.6 | 12.2 | 7.8 | 16.3 | 11.5 | 9.4 | 8.3 | 9.6 | 6.7 | 6.1 | -3.3 | 15 | -8.3 | 21 | 19 | 21.7 | 17.2 | 23.3 | 17.8 | 24.3 | 17.3 | 17.2 | 10.6 | 16.7 | 13.9 | 20 | 18.3 | 16.7 | 6.5 | 13.9 | -5.6 | 1.7 | -8.3 | 16.7 | 7.8 | 11.7 | 1.7 | 15.4 | 0.8 | 17.8 | 13.3 | 21.1 | 18.9 | 6.1 | -1.1 | 7 | 0 | 4.1 | -4.5 | 9.8 | 3.8 | 8.9 | -2.8 | 5.5 | -0.5 | 10.8 | 10.1 | 10 | 0.6 | 8.9 | -3.9 | 16.7 | 8.9 | 16.5 | 2.9 | 14.1 | 3.6 | 19.4 | 17.8 | 8.9 | 3.9 | 17.8 | 7.2 | 13.9 | 3.9 | 10.7 | 8.5 | 9.4 | 6.7 | 12.2 | 4.4 | 13.3 | -2.2 | 20 | -13.3 | 0.6 | -0.5 | 28.3 | -1.1 | 20 | 0 | 11.3 | -2.8 | 10.6 | 7 | 20.2 | 8.6 | 12.2 | -3.3 | 12.8 | 11.7 | 17.8 | 8.1 | 10 | 8 | 22.8 | 11.1 | 13.9 | 6.1 | 10 | 7.8 | 11.7 | 3.3 | 9 | 3 | 15 | 12.2 | 16.1 | 9.4 | 7.8 | -1.7 | 20 | 4.9 | 18.9 | 17.2 | 20.6 | -1.7 | 23.3 | 19.4 | 22.2 | 1.1 | 23.3 | 18.3 | 22.8 | 19.4 | 17.8 | 12.1 | 13.3 | 4.4 | 12.8 | -1.7 | 10 | -7.8 | 11.7 | 8.3 | 16.1 | 8.3 | 13.3 | 3.3 | 23 | 5.9 | 13.9 | -2.8 | 8.3 | -5.6
1 | -1 | 7.2 | 1.1 | 17.2 | 7.8 | 21.1 | 14.4 | 3.9 | -6.4 | 18.4 | -4.4 | 8 | 7 | 11.1 | 0.2 | 12.8 | 6.7 | 14.8 | 10.8 | 8.9 | 7.8 | 8.2 | 5.7 | 6.1 | -2.2 | 13.5 | -6.9 | 21 | 19 | 21.1 | 16.7 | 23.3 | 17.8 | 23 | 17.5 | 15.6 | 11.1 | 15 | 13.3 | 20.6 | 18.3 | 16.1 | 6.7 | 14.4 | -6.7 | 1.7 | -7.8 | 15.6 | 6.1 | 11.1 | 1.7 | 14.1 | 0.7 | 18.3 | 10.6 | 20.6 | 18.9 | 6.1 | -0.6 | 6 | 1 | 3.1 | -4.9 | 9.1 | 4.3 | 7.2 | -2.8 | 5 | -0.4 | 10.9 | 10 | 8.9 | 0.6 | 7.8 | -3.9 | 16.7 | 8.3 | 15.6 | 3.3 | 11.7 | 3.9 | 18.9 | 17.8 | 8.5 | 4.1 | 17.2 | 6.1 | 13.3 | 3.9 | 10.4 | 7.3 | 9.4 | 6.7 | 7.2 | 3.9 | 12.8 | -2.8 | 17.4 | -11.9 | 0.6 | -0.5 | 24.4 | -1.1 | 17.2 | 1.1 | 10.3 | -3.3 | 10.6 | 7.1 | 19.2 | 8.3 | 11.1 | -3.3 | 13.3 | 12.2 | 16.1 | 7.8 | 9 | 7 | 19.4 | 11.1 | 13.3 | 5 | 9.4 | 7.8 | 11.1 | -3.3 | 8 | 3 | 15 | 12.2 | 14.4 | 9.4 | 5.6 | -4.4 | 17.8 | 4 | 18.3 | 17.2 | 17.2 | 0 | 22.8 | 19.4 | 21.1 | 1.1 | 22.8 | 19.4 | 22.2 | 19.4 | 16.7 | 12.8 | 12.2 | 4.4 | 12.8 | -2.2 | 10 | -8.3 | 11.7 | 8.3 | 14.4 | 7.8 | 12.2 | 3.9 | 22 | 5.9 | 12.2 | -1.2 | 7.6 | -4.5
1 | -1 | 5 | 0.6 | 15.2 | 8.9 | 20.4 | 14.1 | 2.8 | -8.4 | 16.1 | -3.5 | 8 | 6 | 10 | 0.6 | 11.7 | 7.2 | 13.3 | 10 | 8.9 | 7.8 | 6.7 | 4.4 | 5.6 | -2.2 | 12.1 | -7 | 21 | 19 | 18.3 | 15 | 23.3 | 17.2 | 21.7 | 17.8 | 14.4 | 11.1 | 13.3 | 12.2 | 21.1 | 17.2 | 15.4 | 7.5 | 13.3 | -5 | 1.7 | -8.9 | 14.4 | 6.1 | 10 | 1.7 | 12.8 | 0.6 | 17.8 | 8.9 | 20.6 | 18.9 | 5.6 | -0.6 | 4 | 1 | 2.2 | -6.1 | 8.3 | 4.4 | 6.1 | -3.3 | 4.4 | -0.6 | 11.1 | 10 | 7.2 | 0 | 7.2 | -3.3 | 16.7 | 8.3 | 14.8 | 3.6 | 12.1 | 5.1 | 18.3 | 17.8 | 8.2 | 4.4 | 14.4 | 6.7 | 11.7 | 3.9 | 10 | 6.1 | 9.4 | 5.6 | 7.8 | 4.4 | 12.2 | -3.9 | 14.8 | -12.8 | 0.6 | -0.6 | 23.3 | -1.7 | 17.2 | 1.7 | 9.4 | -3.9 | 10.6 | 7.2 | 18.3 | 8.3 | 10 | -2.2 | 13.9 | 12.2 | 15.5 | 7.8 | 8 | 7 | 18.9 | 11.1 | 12.8 | 5.6 | 8.9 | 7.2 | 10 | -4.4 | 8 | 3 | 15 | 12.8 | 12.2 | 9.4 | 5 | -2.3 | 15.6 | 3.3 | 17.2 | 16.1 | 14.4 | 0 | 22.8 | 19.4 | 20 | 1.7 | 22.8 | 19.4 | 21.7 | 19.4 | 16.1 | 13.4 | 12.8 | 4.4 | 12.8 | -0.6 | 4.4 | -5 | 11.7 | 8.3 | 16.1 | 7.2 | 11.7 | 3.3 | 21.1 | 5.6 | 10.6 | -0.2 | 6.8 | -4.1
1 | 0 | 3.9 | 1.1 | 13.1 | 9.4 | 19.6 | 13.8 | 1.7 | -12.2 | 13.9 | -3.9 | 8 | 7 | 8.7 | 1.4 | 11.7 | 6.7 | 12.4 | 9.4 | 8.9 | 7.2 | 6.9 | 4.7 | 5.6 | -1.7 | 10.6 | -7.8 | 21 | 19 | 17.8 | 12.8 | 22.8 | 17.2 | 21.3 | 17.9 | 14.4 | 11.7 | 12.2 | 11.7 | 20.6 | 16.1 | 14.6 | 8.4 | 11.7 | -4.4 | 1.7 | -8.3 | 11.1 | 6.1 | 9.4 | 1.7 | 12.2 | 0.6 | 16.7 | 8.3 | 20 | 18.9 | 5.6 | -2.2 | 4 | 1 | 2 | -5.5 | 8.3 | 4.3 | 5.6 | -4.4 | 4.6 | -0.5 | 11.7 | 10.3 | 6.1 | 0 | 7.2 | -3.3 | 15.6 | 9.4 | 14.1 | 3.9 | 12.4 | 6.3 | 17.8 | 17.2 | 7.8 | 4.4 | 13.3 | 6.1 | 12.2 | 2.2 | 10.2 | 5.6 | 9.4 | 5.6 | 6.7 | 4.4 | 10.6 | -2.2 | 12.2 | -14.4 | 0.6 | -0.6 | 23.9 | -1.1 | 14.4 | 2.2 | 9 | -2.3 | 10.6 | 7.3 | 17.9 | 7.9 | 6.7 | -1.7 | 13.9 | 12.2 | 15 | 8.1 | 8 | 7 | 16.1 | 10 | 11.7 | 5.6 | 7.8 | 7.2 | 8.3 | -4.4 | 7 | 3 | 15 | 13.3 | 11.1 | 8.9 | 4.5 | -1 | 14.7 | 4.4 | 15.6 | 15.6 | 18.3 | -3.3 | 22.8 | 20 | 21.1 | 1.7 | 22.8 | 20 | 21.1 | 19.4 | 15.6 | 14 | 10.6 | 5.6 | 9.4 | 5.6 | 5.6 | -7.2 | 11.1 | 8.9 | 14.4 | 7.8 | 10.6 | 3.9 | 20.5 | 5.7 | 8.9 | 0 | 6.1 | -4.4
0 | -1 | 3.9 | 1.7 | 11.1 | 9.4 | 18.9 | 13.3 | 0.4 | -10.4 | 12.8 | -3.4 | 8 | 7 | 7.4 | 1.9 | 12.2 | 6.7 | 11.5 | 8.9 | 9.4 | 7.2 | 6.9 | 5 | 3.9 | -0.6 | 10.6 | -6.8 | 21 | 18 | 15.6 | 12.2 | 22.8 | 15.6 | 21 | 18.2 | 14.4 | 11.7 | 12.2 | 11.7 | 20 | 14.4 | 13.9 | 8.9 | 10 | -2.8 | -0.6 | -5.6 | 10 | 4.4 | 9.4 | 1.7 | 11.7 | 1 | 15 | 8.3 | 21.7 | 20 | 5.6 | -1.7 | 4 | 1 | 1.9 | -5 | 8.3 | 4.1 | 5 | -7.8 | 4.8 | -0.3 | 12.2 | 10.3 | 5.6 | -0.6 | 7.2 | -3.3 | 15.6 | 8.9 | 13.3 | 3.9 | 12.8 | 7.2 | 17.8 | 17.2 | 7.2 | 3.8 | 12.8 | 6.7 | 10.6 | 2.2 | 10.4 | 4.8 | 8.9 | 6.7 | 4.4 | 3.3 | 9.4 | 0.6 | 11.5 | -12.7 | 0.6 | -0.7 | 21.7 | -1.1 | 12.2 | 2.2 | 8.7 | -1.5 | 10.6 | 7.3 | 17.6 | 7.7 | 5.6 | -1.7 | 13.9 | 12.2 | 14.4 | 7.8 | 7 | 6 | 16.1 | 8.3 | 11.1 | 3.3 | 7.2 | 6.7 | 7.2 | -4.4 | 7 | 3 | 15 | 13.3 | 10.6 | 8.9 | 3.9 | 0 | 13.7 | 5.1 | 15 | 15 | 16.7 | 0 | 22.8 | 20 | 18.3 | 1.1 | 22.8 | 18.9 | 21.7 | 19.4 | 15 | 14.4 | 13.3 | -0.6 | 6.7 | 5 | 4.4 | -5.6 | 10.6 | 8.9 | 14.4 | 7.8 | 9.4 | 2.8 | 20 | 6 | 8.5 | 0 | 5.9 | -3.8
0 | -1 | 5 | 1.7 | 11.7 | 10 | 17.4 | 11.7 | -0.9 | -10.5 | 11.7 | -3.2 | 7 | 6 | 6.1 | 2.2 | 11.7 | 6.7 | 10.6 | 8.3 | 9.4 | 7.2 | 7.3 | 5.3 | 2.8 | -2.2 | 10.6 | -6.8 | 21 | 19 | 15 | 12.2 | 22.8 | 13.9 | 20.6 | 18.3 | 13.3 | 11.7 | 11.7 | 11.1 | 20 | 15.6 | 13.5 | 8.8 | 11.1 | -3.3 | -0.6 | -6.1 | 8.3 | 5 | 8.9 | 1.7 | 11.1 | 1.1 | 13.9 | 8.9 | 21.7 | 20.6 | 5 | 0 | 4 | 1 | 1.7 | -4.4 | 8.3 | 3.9 | 3.9 | -6.7 | 5 | -0.6 | 12.8 | 10.6 | 4.4 | -1.1 | 6.1 | -3.3 | 15.6 | 7.8 | 13.7 | 3.8 | 13 | 7.3 | 18.3 | 17.8 | 6.7 | 3 | 12.2 | 4.4 | 11.1 | 1.7 | 10.6 | 3.9 | 8.9 | 7.2 | 6.1 | 3.9 | 7.2 | 3.9 | 10.7 | -13.3 | 0.6 | -1.1 | 21.1 | -1.1 | 11.1 | 2.8 | 8.3 | -0.6 | 10.6 | 7.2 | 17.2 | 7.2 | 5.6 | -2.8 | 13.9 | 12.2 | 14 | 8 | 7 | 6 | 15.6 | 8.9 | 10 | 3.3 | 7.2 | 6.7 | 6.7 | -4.4 | 7 | 3 | 15.6 | 14.4 | 10 | 8.3 | 3.3 | 0 | 12.8 | 5.6 | 14.4 | 14.4 | 15.6 | -0.6 | 23.3 | 20 | 17.2 | 2.8 | 22.8 | 17.8 | 21.7 | 19.4 | 15 | 14.6 | 13.9 | -2.2 | 5.6 | 3.9 | 8.9 | -5 | 10.6 | 9.4 | 14.4 | 8.3 | 8.9 | 3.3 | 19.4 | 6.1 | 8.2 | -0.3 | 5.8 | -3.4
0 | -1 | 3.3 | 1.1 | 12.2 | 10.1 | 15.9 | 10 | -2.2 | -11.7 | 10.6 | -3.9 | 8 | 7 | 5.4 | 2.6 | 11.1 | 6.1 | 10 | 8 | 9.4 | 7.2 | 7.6 | 5.6 | 2.2 | -2.8 | 10.6 | -7.8 | 21 | 19 | 15.6 | 12.8 | 22.2 | 15 | 20.8 | 18.2 | 13.3 | 11.7 | 11.1 | 10.6 | 18.9 | 15 | 13.2 | 8.5 | 9.4 | -2.2 | -1.7 | -4.4 | 7.2 | 5.6 | 8.3 | 2.8 | 10.9 | 1.7 | 12.8 | 8.9 | 22.2 | 21.1 | 5.6 | 0 | 4 | 1 | 1.5 | -3.9 | 9.6 | 4.6 | 3.9 | -7.2 | 4.3 | -0.9 | 10.9 | 9.5 | 5 | -1.7 | 5 | -3.3 | 15 | 7.8 | 14 | 3.8 | 13.1 | 7.4 | 17.2 | 17.2 | 6.1 | 2.2 | 11.7 | 5.6 | 10.6 | 1.7 | 10.2 | 4.4 | 8.3 | 7.2 | 5 | 3.9 | 6.7 | 3.3 | 10 | -15 | 0.6 | -1.2 | 21.7 | -2.2 | 10.6 | 2.8 | 8.1 | 0.1 | 10.8 | 7 | 16.8 | 7.2 | 4.4 | -3.3 | 14.4 | 12.8 | 13.7 | 8.4 | 6 | 4 | 14.4 | 9.4 | 9.4 | 5 | 7.2 | 6.7 | 5.6 | -3.9 | 6 | 3 | 16.1 | 15 | 9.4 | 8.3 | 2.8 | 0 | 12.4 | 7.5 | 14.4 | 14.4 | 14.4 | -3.3 | 23.3 | 20 | 17.2 | 2.8 | 21.7 | 18.3 | 21.7 | 18.9 | 15 | 14.6 | 15.6 | -3.3 | 4.4 | 3.9 | 10 | -3.9 | 11.1 | 9.4 | 12.8 | 8.3 | 8.3 | 3.3 | 19.2 | 6.7 | 7.8 | -0.6 | 5.6 | -3.9
0 | -1 | 4.4 | 1.7 | 12.8 | 10.6 | 14.4 | 8.3 | -3.5 | -10.8 | 9.1 | -3.3 | 8 | 7 | 4.6 | 2.6 | 11.1 | 5.6 | 9.5 | 7.6 | 8.9 | 7.2 | 8 | 6 | 1.1 | -2.8 | 10.4 | -6.5 | 21 | 19 | 13.9 | 12.8 | 22.8 | 15 | 20.9 | 17.9 | 13.3 | 11.7 | 11.1 | 10.6 | 17.8 | 15.6 | 12.8 | 8.3 | 9.4 | -3.3 | -1.1 | -4.4 | 6.1 | 5 | 7.8 | 2.8 | 10.8 | 2.4 | 12.2 | 9.4 | 22.2 | 21.1 | 5.6 | 0 | 2 | 1 | 1.3 | -3.3 | 10.9 | 5 | 1.7 | -4.4 | 3.5 | -1.8 | 9.1 | 8.4 | 3.9 | -1.7 | 4.4 | -3.3 | 13.3 | 7.8 | 14.4 | 3.3 | 13.3 | 7.2 | 17.2 | 17.2 | 5.7 | 1.8 | 11.7 | 5.6 | 10 | 1.7 | 9.8 | 4.8 | 8.3 | 7.2 | 6.1 | 3.9 | 6.7 | 2.8 | 9.4 | -11.7 | 0.6 | -1.6 | 20 | -2.2 | 8.9 | 2.8 | 8 | 0.9 | 10.9 | 6.5 | 16.5 | 7.5 | 4.4 | -1.7 | 14.4 | 12.8 | 13.3 | 8.3 | 6 | 4 | 14.4 | 9.4 | 8.9 | 6.1 | 6.7 | 6.7 | 4.4 | -3.9 | 6 | 3 | 15.6 | 15 | 8.9 | 7.8 | 2.2 | 0 | 12.1 | 9.3 | 13.3 | 13.3 | 13.3 | -3.9 | 23.3 | 20 | 17.2 | 2.8 | 22.2 | 18.9 | 21.1 | 18.9 | 15 | 14.4 | 15 | -2.8 | 5 | 3.9 | 9.4 | -2.2 | 11.1 | 9.4 | 12.8 | 8.3 | 7.2 | 3.3 | 19.1 | 6.9 | 7.8 | -0.4 | 4.3 | -3.5
-1 | -2 | 3.3 | 1.7 | 13.2 | 10.8 | 14.2 | 9.5 | -4.8 | -11 | 7.6 | -3.2 | 8 | 7 | 3.9 | 2.8 | 11.1 | 5.6 | 8.9 | 7.2 | 8.9 | 7.2 | 8.2 | 6.3 | 1.7 | -2.8 | 10.2 | -6.7 | 21 | 19 | 14.4 | 13.9 | 22.8 | 16.1 | 21.1 | 17.8 | 12.8 | 11.7 | 10.6 | 10.6 | 18.9 | 16.1 | 12.6 | 8.5 | 6.7 | -2.8 | -2.2 | -4.4 | 6.7 | 3.9 | 6.7 | 2.8 | 10.6 | 2.8 | 11.1 | 8.9 | 22.8 | 21.7 | 5 | 0.6 | 2 | 0 | 1.1 | -2.8 | 12.2 | 5.6 | 1.7 | -3.9 | 2.8 | -2.8 | 7.2 | 7.2 | 3.9 | -2.2 | 3.3 | -4.4 | 12.8 | 7.8 | 14.8 | 5.1 | 13.3 | 7.3 | 17.2 | 17.2 | 5.4 | 1.5 | 11.1 | 5.6 | 10 | 1.7 | 9.4 | 5 | 8.9 | 7.2 | 5 | 3.9 | 6.7 | 2.8 | 8.9 | -10.9 | 0.6 | -2.2 | 20.6 | -1.1 | 7.8 | 2.2 | 7.8 | 1.7 | 11.1 | 6.1 | 16.1 | 7.2 | 4.4 | -2.2 | 15.6 | 14.4 | 13.5 | 9.8 | 5 | 3 | 13.3 | 7.2 | 8.9 | 6.1 | 7.2 | 7.2 | 3.3 | -3.3 | 6 | 3 | 15.6 | 15 | 8.3 | 7.2 | 1.8 | -0.3 | 11.7 | 10.6 | 12.8 | 12.8 | 11.7 | -3.3 | 22.8 | 20.6 | 15.6 | 6.1 | 21.7 | 20 | 20 | 18.3 | 15 | 14.7 | 15 | -3.3 | 5 | 3.9 | 7.2 | -1.1 | 11.1 | 9.4 | 11.7 | 7.2 | 7.2 | 2.8 | 18.9 | 7.2 | 7.8 | -0.4 | 3 | -3.9
-2 | -3 | 2.2 | 1.1 | 13.5 | 10.9 | 14.1 | 10.7 | -6.1 | -12.2 | 6.1 | -3.9 | 8 | 6 | 5 | 3.2 | 11.1 | 6.1 | 9.5 | 7.6 | 8.9 | 7.2 | 8.5 | 6.6 | 1.7 | -3.3 | 10 | -7.2 | 21 | 19 | 12.8 | 12.2 | 22.2 | 16.1 | 20.9 | 18.1 | 13.3 | 11.7 | 10.6 | 10.6 | 18.3 | 15.6 | 12.4 | 8.7 | 8.3 | -1.7 | -1.1 | -5 | 6.1 | 3.3 | 6.1 | 2.8 | 11 | 3.1 | 10.6 | 8.9 | 22.2 | 22.2 | 4.4 | 1.1 | 3 | 0 | 1.7 | -2.2 | 13.9 | 6.3 | 2.2 | -6.7 | 2.6 | -3.1 | 7.2 | 7.1 | 4.4 | -2.2 | 3.3 | -4.4 | 12.8 | 7.8 | 15.2 | 6.5 | 13.3 | 7.3 | 17.2 | 17.2 | 5 | 1.1 | 10 | 5.6 | 9.4 | 1.1 | 9.8 | 5 | 8.9 | 7.2 | 5 | 3.9 | 6.7 | 3.3 | 8.3 | -11.1 | 1.3 | -1.7 | 18.9 | -1.1 | 6.1 | 1.7 | 7.4 | 3.1 | 11.7 | 6.6 | 17.4 | 8.3 | 3.9 | -2.2 | 15 | 12.8 | 13.7 | 11.1 | 4 | 2 | 12.2 | 6.1 | 8.3 | 6.7 | 7.2 | 7.2 | 2.2 | -3.3 | 6 | 3 | 13.9 | 13.3 | 7.8 | 7.2 | 1.5 | -0.2 | 11.7 | 10.8 | 12.2 | 12.2 | 11.1 | -3.3 | 22.8 | 20.6 | 15 | 7.8 | 22.2 | 20 | 20 | 18.9 | 15 | 14.9 | 12.8 | 3.3 | 4.4 | 3.9 | 8.3 | 1.7 | 11.7 | 8.9 | 11.1 | 6.7 | 6.1 | 1.7 | 19.1 | 7.9 | 7.8 | -0.6 | 1.7 | -5
-2 | -3 | 2.8 | 1.1 | 13.9 | 11.1 | 13.9 | 11.7 | -3 | -9.7 | 8.9 | -2.9 | 7 | 6 | 6.1 | 3.3 | 11.1 | 5.6 | 10 | 8 | 8.9 | 7.2 | 9 | 6.9 | 2.8 | -3.3 | 10.7 | -5.9 | 21 | 20 | 13.3 | 12.8 | 22.2 | 17.2 | 20.8 | 18.6 | 13.9 | 11.7 | 11.1 | 10.6 | 17.8 | 15 | 12.2 | 8.9 | 8.9 | -1.7 | 0 | -5.6 | 6.1 | 3.9 | 5.6 | 2.8 | 11.3 | 3.3 | 10 | 8.9 | 22.8 | 22.8 | 3.9 | -0.6 | 4 | 0 | 2.2 | -1.7 | 15.5 | 6.8 | 2.2 | -6.7 | 2.4 | -3.7 | 7.2 | 6.8 | 4.4 | -2.2 | 3.3 | -4.4 | 12.8 | 8.3 | 15.6 | 7.8 | 13.3 | 7.2 | 16.1 | 16.1 | 5.6 | 1.7 | 10.6 | 4.4 | 9.4 | 0.6 | 10.2 | 5.2 | 8.9 | 7.2 | 3.9 | 3.9 | 6.7 | 3.3 | 9.6 | -9.9 | 2.1 | -1.5 | 18.3 | -1.1 | 6.1 | 1.1 | 7.1 | 4.6 | 12.2 | 7.3 | 18.7 | 9.2 | 2.8 | -2.2 | 12.8 | 10 | 13.9 | 12.2 | 4 | 2 | 11.7 | 5 | 8.9 | 5.6 | 6.1 | 6.1 | 2.8 | -3.3 | 6 | 3 | 13.9 | 13.3 | 6.7 | 6.1 | 1.1 | -0.6 | 11.7 | 11 | 12.8 | 12.8 | 10.6 | -3.9 | 23.3 | 21.1 | 14.4 | 7.8 | 22.2 | 20 | 19.4 | 18.9 | 15 | 15 | 11.7 | 3.9 | 4.4 | 3.9 | 8.3 | 2.8 | 11.7 | 8.9 | 11.1 | 5.6 | 5.6 | 1.1 | 19.2 | 8 | 11.1 | 1.1 | 3 | -3.7
0 | -1 | 3.3 | 2.2 | 15.7 | 10.1 | 16.5 | 10.6 | 0.2 | -8.2 | 11.6 | -2.9 | 9 | 7 | 7.2 | 3.3 | 12.2 | 5.6 | 10.6 | 8.3 | 9.4 | 7.2 | 11.1 | 7.2 | 6.1 | -2.8 | 11.5 | -5.6 | 22 | 20 | 15 | 15 | 23.3 | 17.2 | 20.6 | 18.9 | 15 | 13.3 | 11.1 | 10.6 | 18.9 | 16.1 | 12.4 | 8.7 | 8.3 | -1.1 | 1.7 | -3.3 | 6.1 | 3.9 | 6.7 | 2.2 | 11.7 | 3.3 | 12.8 | 10 | 23.3 | 22.8 | 3.3 | 0 | 4 | 0 | 2.8 | -1.1 | 17.2 | 7.2 | 3.3 | -6.7 | 2.2 | -5 | 7.2 | 6.7 | 5.6 | -1.7 | 3.9 | -3.9 | 14.4 | 9.4 | 17.6 | 9.8 | 15.5 | 8.3 | 20 | 19.4 | 6.1 | 2.2 | 12.2 | 6.1 | 8.9 | 1.1 | 10.6 | 5 | 8.9 | 7.8 | 6.1 | 3.9 | 6.7 | 3.9 | 10.9 | -9.4 | 2.8 | -1.7 | 21.7 | -0.6 | 10 | 3.3 | 6.7 | 5.6 | 12.8 | 7.8 | 20 | 10 | 3.3 | -2.2 | 11.1 | 7.8 | 14.6 | 13.2 | 5 | 3 | 11.1 | 5 | 8.3 | 5 | 8.3 | 5.6 | 3.3 | -2.8 | 6 | 3 | 14.4 | 13.9 | 8.3 | 7.8 | 3.5 | 0.2 | 11.7 | 11.1 | 14.4 | 14.4 | 11.7 | -3.9 | 23.9 | 21.1 | 17.8 | 7.8 | 22.2 | 20 | 20.6 | 19.4 | 15.4 | 15.4 | 12.8 | 2.8 | 4.4 | 4.4 | 6.7 | 4.4 | 11.7 | 9.4 | 11.7 | 3.9 | 5.6 | 0.6 | 19.4 | 8.3 | 14.5 | 2.4 | 4.3 | -3.3
2 | 0 | 2.8 | 2.2 | 17.6 | 8.8 | 19.1 | 8.5 | 3.3 | -8.3 | 14.4 | -3.9 | 10 | 8 | 9.4 | 3.6 | 12.8 | 4.4 | 12.4 | 9.1 | 10 | 7.2 | 14.6 | 7.9 | 8.9 | -2.2 | 12.2 | -6.1 | 23 | 21 | 18.9 | 16.7 | 24.4 | 16.7 | 21.7 | 18.5 | 19.4 | 14.4 | 11.1 | 10.6 | 22.8 | 16.1 | 12.6 | 8.5 | 7.2 | -1.1 | 5.6 | -2.8 | 5.6 | 5 | 8.9 | 2.2 | 13.4 | 3.8 | 16.1 | 9.4 | 23.9 | 22.8 | 3.9 | 1.7 | 4 | 1 | 3.2 | -0.1 | 19.8 | 7.9 | 6.7 | -2.8 | 3.5 | -5 | 7.4 | 6.7 | 7.8 | -1.1 | 3.9 | -3.9 | 14.4 | 11.1 | 19.7 | 11.5 | 17.8 | 8.9 | 23.3 | 20.6 | 6.7 | 2.8 | 15 | 6.7 | 9.4 | 0.6 | 11.5 | 5 | 8.9 | 7.8 | 8.3 | 3.9 | 6.7 | 4.4 | 12.2 | -10.6 | 4.1 | -0.9 | 24.4 | 0 | 13.9 | 1.7 | 7.4 | 6.5 | 14.3 | 8.3 | 19.1 | 11.4 | 3.9 | -2.8 | 11.7 | 7.2 | 15.4 | 14.1 | 6 | 4 | 11.1 | 5 | 8.9 | 4.4 | 10.6 | 6.1 | 6.1 | -3.9 | 7 | 4 | 16.1 | 15 | 15.6 | 10 | 5.9 | 0.4 | 14.1 | 10.4 | 15.6 | 15 | 13.3 | -3.3 | 24.4 | 21.1 | 18.9 | 5.6 | 15.6 | 13.9 | 22.8 | 20.6 | 15.7 | 15.7 | 13.3 | 3.3 | 5 | 5 | 7.8 | 4.4 | 12.2 | 9.4 | 11.7 | 5.6 | 6.1 | 0 | 19.8 | 8.8 | 17.8 | 3.3 | 5.6 | -3.3
6 | 0 | 3.3 | 2.2 | 19.4 | 6.1 | 21.7 | 4.4 | 4.4 | -7.7 | 16.8 | -3.4 | 9 | 8 | 11.7 | 3.5 | 13.3 | 5 | 14.3 | 9.6 | 10 | 7.2 | 18.2 | 7.9 | 11.7 | -1.7 | 15.2 | -4.6 | 24 | 21 | 23.9 | 13.9 | 26.1 | 17.2 | 22.8 | 17.9 | 22.2 | 15.6 | 12.2 | 11.1 | 24.4 | 16.1 | 12.8 | 8.3 | 10.6 | -1.1 | 7.8 | -2.2 | 6.7 | 5 | 12.2 | 0.6 | 15 | 4.1 | 18.3 | 7.8 | 25.6 | 23.3 | 4.4 | 2.8 | 4 | 2 | 3.5 | 0.9 | 22.4 | 8.5 | 8.9 | -5 | 4.8 | -6 | 7.6 | 6.7 | 10 | 0 | 5 | -3.3 | 15.6 | 11.7 | 21.7 | 13.3 | 20 | 9.4 | 24.4 | 20 | 8.5 | 3.4 | 18.3 | 7.8 | 10 | 0.6 | 12.4 | 4.9 | 8.9 | 7.8 | 9.4 | 4.4 | 5.6 | 5 | 16.3 | -9.2 | 5.4 | -0.8 | 27.2 | 2.2 | 18.9 | 2.2 | 8.2 | 7.5 | 15.7 | 8.7 | 18.1 | 12.6 | 4.4 | -2.8 | 12.2 | 8.3 | 16.1 | 15 | 8 | 5 | 10.6 | 5 | 10 | 2.2 | 13.3 | 3.9 | 8.9 | -5.6 | 7 | 2 | 17.8 | 15.6 | 20 | 8.3 | 8.3 | 0.6 | 16.5 | 8.7 | 16.7 | 16.1 | 15.6 | -3.3 | 25.6 | 21.7 | 20 | 6.7 | 15.6 | 13.9 | 24.4 | 19.4 | 16.1 | 16.1 | 15.6 | 3.3 | 6.1 | 6.1 | 8.3 | 4.4 | 12.8 | 10 | 11.1 | 4.4 | 7.2 | -0.6 | 20.2 | 9.2 | 18 | 2.7 | 6.9 | -3.7
7 | -2 | 3.3 | 2.2 | 20.3 | 5.6 | 22.4 | 5.8 | 5.6 | -8.4 | 19.3 | -3.7 | 11 | 8 | 13.9 | 2.8 | 13.3 | 6.1 | 16.1 | 10 | 11.1 | 7.8 | 21.7 | 6.7 | 13.9 | -2.2 | 18.1 | -4.6 | 24 | 21 | 27.2 | 12.2 | 25.6 | 17.8 | 23.9 | 17.2 | 23.3 | 11.1 | 12.8 | 11.7 | 25 | 15 | 13.7 | 9 | 7.8 | -1.1 | 10 | -3.3 | 7.8 | 6.1 | 14.4 | -3.9 | 16.7 | 3.9 | 20.6 | 6.7 | 25.6 | 23.3 | 4.4 | 2.8 | 4 | 2 | 3.9 | 1.7 | 25 | 8.3 | 11.1 | -3.9 | 6.1 | -8.3 | 7.8 | 6.7 | 12.2 | 0 | 5.6 | -2.8 | 16.7 | 12.2 | 23.5 | 14 | 22.4 | 11.8 | 25.6 | 20.6 | 10.4 | 3.7 | 21.7 | 8.9 | 9.4 | 0.6 | 13.3 | 4.4 | 8.9 | 7.8 | 10.6 | 4.4 | 5.6 | 5 | 20.3 | -9.9 | 6.7 | -0.6 | 28.9 | 0 | 20.6 | -1.1 | 8.9 | 8.3 | 17.2 | 8.9 | 17.2 | 13.3 | 5 | -1.7 | 12.2 | 8.9 | 16.5 | 15.4 | 10 | 4 | 10.6 | 5 | 10.6 | 2.8 | 15 | 2.2 | 10.6 | -7.8 | 7 | 2 | 21.1 | 17.2 | 22.8 | 7.2 | 10.3 | 0.9 | 18.9 | 5.6 | 17.8 | 16.1 | 17.2 | -5 | 27.2 | 21.7 | 23.3 | 6.1 | 15.6 | 14.4 | 26.1 | 18.3 | 16.3 | 16.3 | 15.6 | 3.3 | 6.7 | 6.7 | 11.1 | 5.6 | 13.3 | 10.6 | 11.1 | 5 | 8.9 | 0 | 20.6 | 9.4 | 18.1 | 2.4 | 8.1 | -5.4
9 | -1 | 3.3 | 2.2 | 21.3 | 4.4 | 23.2 | 6.9 | 6.7 | -10.6 | 21.7 | -5 | 13 | 8 | 15.2 | 3 | 11.1 | 7.8 | 17.2 | 9.9 | 12.8 | 7.8 | 23 | 6.8 | 15 | -3.3 | 21.1 | -6.1 | 25 | 21 | 28.9 | 13.3 | 27.2 | 18.3 | 24.5 | 16.5 | 25 | 11.7 | 15 | 13.3 | 25.6 | 15.6 | 14.7 | 9.9 | 6.1 | 0 | 12.8 | -3.3 | 10 | 8.3 | 16.1 | -6.7 | 18.7 | 5.2 | 21.7 | 6.7 | 27.8 | 23.9 | 5 | 3.3 | 5 | 3 | 5.4 | 2 | 25.7 | 8.7 | 12.2 | -3.3 | 7.4 | -6.9 | 8.9 | 6.5 | 14.4 | 0.6 | 5 | -3.3 | 17.2 | 11.7 | 25.4 | 14.3 | 24.8 | 14 | 26.7 | 20.6 | 12.2 | 3.9 | 23.3 | 6.7 | 10 | 0.6 | 13.5 | 4.4 | 8.9 | 7.8 | 12.8 | 4.4 | 5 | 4.4 | 24.4 | -13.9 | 7.6 | -0.3 | 31.1 | 0.6 | 22.8 | -3.3 | 10.2 | 9 | 17.9 | 8.5 | 17.4 | 13.4 | 5.6 | -1.1 | 13.3 | 7.8 | 16.8 | 15.7 | 11 | 6 | 11.1 | 5 | 11.1 | 2.2 | 16.1 | 2.2 | 11.1 | -8.3 | 7 | 3 | 24.4 | 17.8 | 24.4 | 3.9 | 12.4 | 0.8 | 19.6 | 4.9 | 21.1 | 16.7 | 18.3 | -4.4 | 27.8 | 21.7 | 25 | 5 | 15 | 14.4 | 27.8 | 18.3 | 16.5 | 16.5 | 16.1 | 2.2 | 7.2 | 6.7 | 12.2 | 6.1 | 12.8 | 10 | 9.4 | 6.1 | 11.1 | 1.1 | 21.1 | 9.7 | 18.3 | 1.7 | 9.4 | -8.3
9 | -3 | 5.6 | 2.8 | 22.2 | 3.3 | 23.9 | 8.3 | 9.3 | -9.6 | 23.2 | -4.3 | 11 | 7 | 16.5 | 3.2 | 13.3 | 7.8 | 18.3 | 9.9 | 13.9 | 7.8 | 24.3 | 6.1 | 16.1 | -1.7 | 21.3 | -4.9 | 26 | 21 | 30.6 | 10.6 | 27.2 | 18.3 | 25 | 15.4 | 26.1 | 11.1 | 16.7 | 13.9 | 27.8 | 15 | 15.6 | 10.6 | 5.6 | -0.6 | 12.8 | -4.4 | 9.4 | 7.8 | 17.8 | -8.9 | 20.8 | 6.4 | 22.2 | 6.7 | 27.8 | 23.9 | 4.4 | 4.4 | 4 | 3 | 6.8 | 2.3 | 26.5 | 9 | 11.7 | -3.9 | 8.7 | -7 | 10 | 6.2 | 14.4 | 0.6 | 2.2 | 0 | 18.9 | 12.8 | 27.2 | 14.4 | 27.2 | 16.1 | 26.7 | 20 | 12.6 | 4.1 | 25 | 7.2 | 10 | 0 | 13.7 | 4.6 | 9.4 | 8.3 | 14.4 | 4.4 | 5.6 | 4.4 | 26.5 | -12.5 | 8.5 | -0.5 | 31.7 | 1.7 | 23.3 | -3.3 | 11.5 | 9.4 | 18.7 | 7.8 | 17.6 | 13.4 | 4.4 | -1.7 | 13.3 | 7.8 | 17.2 | 16.1 | 12 | 6 | 10 | 6.1 | 12.8 | 1.1 | 17.2 | 2.2 | 12.2 | -7.2 | 7 | 3 | 26.7 | 16.7 | 25.6 | 3.9 | 14.4 | 0.6 | 20.4 | 3.6 | 24.4 | 15.6 | 18.9 | -3.9 | 28.3 | 22.2 | 27.2 | 0.6 | 15.6 | 14.4 | 28.3 | 17.2 | 16.7 | 16.7 | 16.7 | 2.2 | 6.7 | 6.7 | 12.8 | 5.6 | 13.9 | 10 | 8.9 | 6.1 | 12.2 | 1.7 | 21.7 | 9.9 | 18.9 | 0.9 | 10.7 | -7.6
11 | -1 | 4.4 | 2.2 | 22.9 | 3.4 | 24.8 | 8.3 | 11.8 | -11.1 | 24.6 | -4.1 | 12 | 6 | 17.8 | 3.3 | 12.2 | 5.6 | 19.4 | 9.4 | 13.9 | 7.2 | 25.6 | 5.6 | 17.8 | -1.1 | 21.5 | -4 | 26 | 21 | 31.7 | 11.7 | 27.8 | 18.9 | 25.6 | 14.4 | 26.7 | 10.6 | 19.4 | 14.4 | 27.8 | 16.1 | 15.6 | 11 | 4.4 | 1.1 | 13.3 | -1.7 | 10.6 | 8.3 | 18.3 | -8.3 | 22.8 | 7.2 | 23.3 | 6.1 | 27.2 | 23.9 | 5.6 | 5 | 6 | 3 | 8.3 | 2.2 | 27.2 | 8.9 | 12.2 | -2.8 | 10 | -7.8 | 11.1 | 5.6 | 15.6 | 1.1 | 1.1 | -0.6 | 22.2 | 13.3 | 27.8 | 11.8 | 27.4 | 16.7 | 25.6 | 20.6 | 12.9 | 4.4 | 26.1 | 6.1 | 11.7 | 0.6 | 13.9 | 4.4 | 9.4 | 8.3 | 15 | 4.4 | 5.6 | 3.3 | 28.5 | -11.2 | 9.4 | -0.6 | 32.2 | 1.7 | 24.4 | -4.4 | 12.8 | 10 | 19.4 | 7.2 | 17.8 | 13.3 | 4.4 | -0.6 | 15 | 8.9 | 18.7 | 16.3 | 12 | 3 | 9.4 | 6.7 | 12.8 | 2.2 | 18.3 | 2.8 | 13.3 | -7.2 | 7 | 3 | 25.6 | 16.1 | 26.1 | 2.8 | 15.7 | 1 | 21.1 | 2.2 | 25 | 13.9 | 20 | -2.8 | 28.3 | 21.7 | 27.8 | -0.6 | 15.6 | 14.4 | 28.9 | 17.2 | 17.2 | 17.2 | 17.8 | 5 | 7.2 | 6.7 | 13.3 | 5 | 12.8 | 10.6 | 8.9 | 4.4 | 13.9 | 2.2 | 22.2 | 10 | 19.4 | -0.1 | 12 | -8.6
11 | -3 | 6.7 | 2.8 | 23.7 | 3.6 | 25.8 | 8.4 | 14.4 | -14.4 | 26.1 | -4.4 | 14 | 7 | 18.2 | 2.9 | 13.9 | 7.8 | 18.7 | 9.2 | 13.9 | 6.1 | 23.7 | 7 | 18.3 | -2.2 | 21.7 | -4.4 | 25 | 21 | 32.8 | 10.6 | 27.2 | 18.9 | 26 | 14.2 | 27.8 | 10 | 20.6 | 14.4 | 28.3 | 15.6 | 15.6 | 11.4 | 5.6 | 0.6 | 13.9 | -1.7 | 12.2 | 10 | 19.4 | -7.2 | 23.2 | 8.9 | 23.9 | 6.7 | 27.2 | 23.9 | 5.6 | 4.4 | 5 | 3 | 8.9 | 2 | 26.8 | 8.8 | 13.3 | -1.7 | 10.2 | -5.5 | 10.9 | 5.7 | 16.1 | 1.1 | 0.6 | -0.6 | 22.8 | 13.9 | 28.3 | 8.6 | 27.6 | 16.9 | 23.9 | 20 | 13.3 | 4.4 | 28.9 | 5 | 12.8 | 0 | 14.3 | 4.3 | 10 | 9.4 | 16.1 | 4.4 | 7.2 | 2.2 | 30.6 | -12.8 | 10.2 | -1.1 | 32.8 | 1.7 | 23.9 | -3.3 | 13.7 | 10 | 19.8 | 6.6 | 17.4 | 13.6 | 4.4 | 0 | 15.6 | 9.4 | 20.2 | 16.3 | 11 | 2 | 9.4 | 6.7 | 11.1 | 0.6 | 19.4 | 3.3 | 13.9 | -6.1 | 7 | 4 | 24.4 | 17.2 | 26.7 | 1.1 | 17 | 1 | 21.1 | 2.4 | 26.1 | 13.3 | 21.1 | -2.8 | 26.7 | 22.2 | 28.3 | -0.6 | 15.6 | 15 | 28.3 | 18.3 | 17.8 | 17.8 | 18.9 | 2.8 | 7.2 | 6.7 | 13.9 | 5 | 14.4 | 11.1 | 9.4 | 4.4 | 15.6 | 2.2 | 20.9 | 11.8 | 20 | -1.1 | 13.3 | -10.6
11 | -3 | 7.8 | 3.3 | 24.4 | 3.9 | 26.7 | 8.3 | 14.4 | -11.4 | 25.9 | -5 | 14 | 7 | 18.5 | 2.8 | 13.9 | 5 | 17.9 | 8.8 | 13.9 | 6.7 | 21.9 | 8.1 | 19.4 | -1.7 | 21.7 | -3.9 | 24 | 21 | 33.3 | 8.9 | 27.2 | 19.4 | 26.3 | 13.8 | 28.3 | 10.6 | 22.2 | 14.4 | 27.8 | 16.1 | 15.6 | 11.7 | 7.2 | -2.8 | 15 | -1.1 | 14.4 | 11.7 | 20 | -7.2 | 23.5 | 10.2 | 23.9 | 4.4 | 27.2 | 23.9 | 6.1 | 5.6 | 5 | 3 | 9.4 | 1.6 | 26.5 | 8.5 | 12.8 | -1.7 | 10.4 | -3.9 | 10.8 | 5.6 | 16.1 | 1.1 | 0.6 | -0.6 | 22.2 | 12.8 | 28.9 | 3.9 | 27.8 | 17.2 | 23.3 | 18.9 | 12 | 3.5 | 28.9 | 7.2 | 14.4 | -1.1 | 14.6 | 3.7 | 10.6 | 9.4 | 15.6 | 4.4 | 6.1 | 2.8 | 29.5 | -7.3 | 10.9 | -1.9 | 31.7 | 0.6 | 21.7 | -5 | 14.7 | 10.2 | 20.2 | 5.5 | 17.1 | 13.8 | 4.4 | 0.6 | 15.6 | 7.2 | 21.7 | 16.1 | 11 | 4 | 10.6 | 5 | 12.2 | -0.6 | 20 | 3.3 | 13.9 | -5.6 | 7 | 5 | 23.9 | 18.3 | 27.8 | 1.1 | 18.3 | 1.1 | 21.1 | 2.9 | 26.1 | 12.8 | 21.7 | -2.8 | 26.1 | 22.8 | 28.9 | -6.1 | 16.1 | 15 | 27.2 | 20 | 18.3 | 18.3 | 19.4 | 3.3 | 7.8 | 7.2 | 16.1 | 3.9 | 13.9 | 11.1 | 8.9 | 3.9 | 16.7 | 2.2 | 19.6 | 12.9 | 19.6 | -0.8 | 12.9 | -9
12 | -3 | 8.9 | 3.9 | 22.9 | 2.9 | 26.3 | 7.9 | 14.4 | -9.9 | 25.8 | -5.1 | 14 | 8 | 18.9 | 2.2 | 13.3 | 6.7 | 17.2 | 8.3 | 13.9 | 6.1 | 20 | 8.3 | 20 | -1.7 | 21.7 | -4.6 | 24 | 21 | 33.3 | 5.6 | 27.2 | 19.4 | 26.7 | 13.3 | 28.9 | 10.6 | 22.8 | 11.7 | 27.8 | 16.7 | 15.2 | 12 | 8.3 | -6.7 | 14.4 | -2.2 | 16.1 | 12.8 | 19.4 | -7.2 | 23.9 | 11.7 | 24.4 | 3.3 | 27.2 | 23.9 | 6.7 | 6.1 | 5 | 4 | 10 | 1.1 | 26.1 | 8.3 | 10.6 | -2.8 | 10.6 | -3.3 | 10.6 | 5.6 | 16.1 | 1.1 | 0.6 | -0.6 | 22.2 | 12.8 | 27.6 | 1.2 | 27.4 | 17.6 | 21.7 | 19.4 | 10.7 | 2.8 | 28.3 | 8.3 | 14.4 | -1.1 | 15 | 3.3 | 10.6 | 9.4 | 15.6 | 3.9 | 5 | 2.8 | 28.3 | -5.5 | 11.7 | -3.3 | 31.7 | 0.6 | 22.2 | -5 | 15.6 | 10 | 20.6 | 4.4 | 16.7 | 13.9 | 5.6 | 0 | 16.1 | 6.7 | 20.6 | 16.7 | 12 | 4 | 11.1 | 3.3 | 12.8 | 0.6 | 20.6 | 3.3 | 13.3 | -5.6 | 7 | 4 | 21.1 | 18.9 | 28.3 | 0.6 | 18.1 | 0.7 | 21.1 | 2.8 | 26.7 | 12.2 | 21.7 | -5 | 26.7 | 22.2 | 28.9 | -3.3 | 16.7 | 15.6 | 27.8 | 18.3 | 19.1 | 18.8 | 18.9 | 3.3 | 7.2 | 6.7 | 17.8 | 4.4 | 14.4 | 11.7 | 8.3 | 3.9 | 17.2 | 2.2 | 18.3 | 13.9 | 19.3 | -0.1 | 12.6 | -8.1
11 | -3 | 8.9 | 3.3 | 21.5 | 2.7 | 26 | 8.1 | 14.4 | -10 | 25.6 | -7.2 | 14 | 5 | 17.6 | 2 | 13.3 | 5.6 | 15.7 | 8.2 | 12.2 | 7.8 | 17.8 | 8.4 | 20 | -1.7 | 21.7 | -5 | 23 | 21 | 32.8 | 6.1 | 27.2 | 20 | 25.8 | 13.7 | 28.3 | 10.6 | 22.8 | 8.3 | 25 | 17.8 | 14.8 | 12.2 | 7.8 | -7.8 | 12.8 | -0.6 | 16.7 | 13.9 | 17.8 | -6.7 | 23.3 | 13.2 | 23.3 | 4.4 | 26.1 | 23.9 | 6.1 | 6.1 | 5 | 2 | 8.9 | 0.8 | 23 | 9.1 | 10 | -2.8 | 9.7 | -3.2 | 9.7 | 5.9 | 15 | 0.6 | 0.6 | -0.6 | 22.2 | 12.8 | 26.3 | -0.6 | 27.1 | 18.1 | 23.3 | 18.9 | 9.4 | 1.7 | 28.3 | 8.3 | 14.4 | -1.1 | 13.5 | 4.1 | 10.6 | 8.9 | 15 | 3.9 | 5 | 2.8 | 27.2 | -3.9 | 10.2 | -1.6 | 30.6 | 0 | 21.1 | -5 | 14.1 | 8.3 | 19.7 | 4.6 | 15.9 | 13.8 | 5.6 | 1.1 | 16.7 | 6.7 | 19.4 | 17 | 10 | 3 | 10.6 | 1.7 | 11.1 | -0.6 | 20.6 | 2.8 | 12.2 | -5.6 | 6 | 4 | 20.6 | 17.8 | 27.8 | 0 | 18 | 0.6 | 20.2 | 1.6 | 25 | 11.1 | 21.7 | -5 | 27.2 | 22.2 | 28.9 | -4.4 | 17.8 | 16.1 | 27.2 | 18.3 | 19.8 | 19 | 20 | 3.3 | 7.8 | 7.2 | 17.2 | 5 | 13.9 | 11.7 | 8.3 | 2.8 | 17.2 | 2.2 | 17.9 | 13.8 | 18.9 | 0 | 12.2 | -8.9
11 | -5 | 8.3 | 2.8 | 20 | 1.7 | 25.6 | 7.8 | 11.5 | -7.9 | 24.1 | -6.3 | 13 | 6 | 16.3 | 1.6 | 12.2 | 6.1 | 14.3 | 8.3 | 12.2 | 8.3 | 15.5 | 8.3 | 18.3 | 0.6 | 20.2 | -4.3 | 23 | 21 | 31.1 | 7.2 | 26.1 | 20 | 24.8 | 13.7 | 27.2 | 8.9 | 22.2 | 7.8 | 25 | 17.2 | 14.4 | 12.2 | 7.8 | -8.9 | 11.1 | -0.6 | 17.2 | 13.9 | 15.6 | -7.8 | 22.8 | 14.4 | 22.2 | 4.4 | 25 | 23.9 | 6.1 | 6.1 | 5 | 3 | 7.8 | 0.5 | 19.8 | 9.4 | 8.3 | -5 | 8.7 | -3.4 | 8.7 | 6 | 13.9 | -0.6 | 0.6 | -0.6 | 21.1 | 12.2 | 25 | -3.3 | 26.7 | 18.3 | 22.8 | 18.3 | 8.7 | 1.6 | 26.1 | 6.1 | 13.3 | -2.8 | 12.1 | 4.4 | 10 | 8.9 | 13.9 | 3.3 | 5 | 2.2 | 25.9 | -2.4 | 8.7 | -0.5 | 30 | -1.1 | 19.4 | -6.7 | 12.6 | 6.7 | 18.7 | 4.1 | 15.2 | 13.6 | 5.6 | 0.6 | 15.6 | 6.1 | 18.3 | 17.2 | 11 | 3 | 10.6 | 0.6 | 10.6 | 0 | 19.4 | 2.8 | 11.1 | -7.8 | 7 | 4 | 21.7 | 18.9 | 26.7 | -0.6 | 17.8 | 0 | 19.2 | -0.2 | 23.3 | 11.1 | 21.1 | -5 | 26.1 | 22.2 | 26.7 | -3.3 | 18.3 | 16.1 | 26.1 | 18.3 | 20.6 | 19.4 | 17.2 | 3.3 | 7.8 | 7.2 | 13.3 | 5.6 | 13.9 | 11.7 | 6.7 | 2.8 | 15.6 | 1.7 | 17.6 | 13.9 | 17 | 1.8 | 9.8 | -5.4
10 | 0 | 7.8 | 2.2 | 18 | 1.5 | 23.4 | 7.9 | 8.5 | -8.4 | 22.6 | -6.4 | 12 | 6 | 15 | 1.1 | 11.7 | 7.2 | 12.8 | 7.8 | 11.7 | 8.3 | 13.3 | 7.8 | 15.6 | -1.7 | 18.7 | -3.6 | 23 | 21 | 27.8 | 8.9 | 26.1 | 20.6 | 23.9 | 13.9 | 24.4 | 8.3 | 20 | 8.9 | 23.3 | 16.7 | 14 | 11.9 | 7.2 | -8.3 | 8.3 | -2.2 | 16.1 | 13.9 | 13.3 | -6.7 | 22.2 | 15.6 | 18.9 | 7.2 | 24.4 | 23.3 | 6.1 | 6.1 | 4 | 3 | 6.7 | 0 | 16.7 | 8.9 | 7.2 | -6.1 | 7.8 | -4.4 | 7.8 | 6.1 | 11.7 | -2.2 | 0.6 | -0.6 | 20.6 | 11.1 | 20.2 | 1.1 | 26.1 | 18.3 | 20 | 18.9 | 7.9 | 1.3 | 23.9 | 5 | 11.7 | -3.9 | 10.6 | 4.4 | 10 | 8.9 | 12.8 | 3.3 | 5 | 1.7 | 24.6 | -2.5 | 7.2 | 0 | 27.2 | -3.9 | 16.7 | -3.9 | 11.1 | 5 | 17.8 | 3.9 | 14.4 | 13.3 | 6.7 | -0.6 | 15 | 6.1 | 18.5 | 17.5 | 10 | 3 | 9.4 | 1.1 | 9.4 | -0.6 | 16.1 | 7.8 | 9.4 | -8.9 | 6 | 4 | 21.1 | 18.3 | 23.9 | 1.1 | 14.1 | 2.4 | 18.3 | -1.7 | 22.2 | 10.6 | 18.9 | -5 | 25 | 22.2 | 25 | -3.3 | 17.2 | 15.6 | 24.4 | 18.3 | 20.4 | 19.6 | 14.4 | 6.1 | 7.2 | 7.2 | 11.1 | 5.6 | 13.9 | 11.1 | 5.6 | 2.2 | 12.8 | 2.2 | 17.2 | 13.9 | 15.2 | 3.4 | 7.4 | -3.9
7 | 0 | 6.1 | 1.7 | 15.9 | 1.2 | 21.1 | 7.7 | 5.6 | -10 | 21.1 | -7.2 | 10 | 6 | 13.7 | 2 | 12.2 | 7.8 | 12.1 | 8 | 11.7 | 8.3 | 11.8 | 7.5 | 13.9 | -2.2 | 17.2 | -4.4 | 22 | 21 | 23.3 | 12.2 | 25.6 | 20.6 | 23 | 14.6 | 22.2 | 10 | 16.1 | 8.9 | 22.8 | 16.7 | 13.7 | 11.4 | 6.7 | -7.8 | 7.8 | -2.2 | 15 | 13.9 | 11.1 | -6.1 | 21.8 | 15.4 | 16.1 | 8.3 | 24.4 | 23.3 | 6.1 | 6.1 | 3 | 2 | 5.6 | -1.2 | 17.6 | 9.3 | 5.6 | -7.8 | 6.5 | -3.8 | 6.9 | 5.6 | 10 | -3.3 | 0.6 | -1.1 | 19.4 | 11.7 | 15.4 | 2.2 | 25.6 | 18.6 | 18.3 | 18.3 | 7.2 | 1.1 | 21.7 | 5.6 | 10 | -4.4 | 9.1 | 4.7 | 9.4 | 8.3 | 11.7 | 3.3 | 4.4 | 1.1 | 23.3 | -2.2 | 6.7 | 0.4 | 26.7 | -5 | 16.1 | -7.2 | 10.4 | 4.3 | 16.5 | 3.6 | 14.2 | 12.8 | 5 | 0.6 | 13.3 | 6.7 | 18.7 | 18.1 | 8 | 3 | 8.3 | 1.7 | 8.3 | 1.1 | 15.6 | 8.3 | 8.3 | -9.4 | 6 | 4 | 21.1 | 18.3 | 17.2 | 5 | 10.4 | 2.7 | 15 | 0.4 | 20 | 11.7 | 17.2 | -3.3 | 25 | 22.2 | 25 | -2.8 | 16.1 | 14.4 | 23.3 | 18.9 | 20.2 | 19.9 | 13.3 | 3.9 | 7.2 | 7.2 | 10.6 | 6.7 | 13.3 | 11.1 | 5.6 | 1.1 | 10 | 1.7 | 16.8 | 14.3 | 13.3 | 3.9 | 5 | -3.9
3 | 0 | 5 | 1.1 | 13.9 | 0.6 | 18.9 | 7.2 | 3.7 | -8 | 19.3 | -3.7 | 10 | 7 | 12.4 | 2.6 | 12.2 | 7.8 | 11.3 | 7.8 | 11.1 | 8.3 | 10.4 | 7.1 | 12.8 | -2.2 | 16.1 | -3.5 | 22 | 21 | 23.3 | 11.1 | 25.6 | 20 | 22 | 15.2 | 22.2 | 10 | 14.4 | 9.4 | 22.2 | 16.7 | 13.3 | 11.1 | 4.4 | -5.6 | 7.8 | -1.7 | 15 | 13.3 | 9.4 | -5.6 | 21.5 | 15.1 | 15.6 | 8.3 | 23.9 | 23.3 | 6.1 | 6.1 | 3 | 2 | 4.4 | -2.6 | 18.5 | 9.9 | 5 | -11.7 | 5.2 | -4.1 | 5.9 | 5 | 8.3 | -3.3 | 0.6 | -1.1 | 18.3 | 12.8 | 10.6 | 1.7 | 25 | 18.3 | 20 | 19.4 | 6.1 | 0.8 | 20 | 5.6 | 8.9 | -5 | 7.6 | 4.6 | 9.4 | 8.9 | 10.6 | 3.3 | 3.3 | 1.1 | 21.1 | -5 | 6.1 | 0.4 | 25 | -6.7 | 13.3 | -3.3 | 9.6 | 3.4 | 15.2 | 2.7 | 14.1 | 12.3 | 3.3 | -1.7 | 13.3 | 6.7 | 18.9 | 18.3 | 9 | 4 | 7.2 | 1.7 | 6.1 | 1.1 | 16.1 | 7.8 | 7.2 | -7.8 | 6 | 4 | 21.1 | 18.3 | 15.6 | 5.6 | 6.7 | 2.2 | 11.6 | 0.7 | 18.9 | 12.2 | 16.1 | -3.9 | 24.4 | 22.2 | 22.8 | -2.2 | 15 | 14.4 | 22.8 | 19.4 | 20 | 20 | 12.2 | 3.9 | 7.2 | 7.2 | 8.9 | 6.7 | 12.8 | 11.1 | 5.6 | -2.8 | 7.2 | 1.7 | 16.5 | 14.7 | 12.2 | 4.2 | 3.3 | -3.7
4 | 0 | 3.3 | 0.6 | 11.9 | 2.6 | 18 | 5.6 | 1.9 | -7.3 | 17.4 | -2.5 | 9 | 7 | 11.1 | 2.8 | 12.2 | 7.8 | 10.6 | 7.8 | 10.6 | 7.2 | 8.9 | 6.7 | 12.2 | -2.8 | 15 | -3.8 | 22 | 21 | 21.7 | 10 | 25.6 | 20.6 | 21.1 | 15.6 | 21.7 | 10 | 12.8 | 8.3 | 21.7 | 16.7 | 12.9 | 10.6 | 4.4 | -6.1 | 7.2 | -0.6 | 16.7 | 15 | 7.8 | -5 | 21.1 | 15 | 13.9 | 8.3 | 23.9 | 22.8 | 6.1 | 6.1 | 3 | 2 | 3.3 | -4.4 | 19.4 | 10 | 3.3 | -10 | 3.9 | -5 | 5 | 4.4 | 7.2 | -3.3 | 0.6 | -1.1 | 13.3 | 11.7 | 9.7 | 1.1 | 21.9 | 14.8 | 18.3 | 17.8 | 5 | 0.4 | 18.3 | 5 | 7.8 | -4.4 | 6.1 | 4.4 | 10 | 9.4 | 8.3 | 3.3 | 2.8 | 0 | 18.9 | -7.4 | 5.6 | 0.6 | 23.3 | -7.8 | 13.9 | -4.4 | 8.9 | 2.8 | 13.9 | 2.2 | 13.9 | 11.7 | 2.8 | 0.6 | 13.3 | 6.7 | 19.1 | 18.5 | 9 | 4 | 6.7 | 1.1 | 5.6 | 0.6 | 15 | 7.2 | 6.1 | -7.2 | 6 | 4 | 20.6 | 17.8 | 14.4 | 7.2 | 5.8 | 2.1 | 8.3 | 0.6 | 17.2 | 12.8 | 15 | -3.9 | 24.4 | 22.2 | 22.8 | -2.2 | 15.6 | 15 | 22.8 | 20 | 20.2 | 20.1 | 11.7 | 2.8 | 7.2 | 7.2 | 9.4 | 7.8 | 12.8 | 11.1 | 4.4 | -5 | 5.6 | 1.7 | 16.1 | 15 | 11.1 | 4.6 | 1.7 | -3.9
5 | -1 | 2.2 | 0.6 | 9.8 | 4 | 17 | 4 | 0 | -8.3 | 15.6 | -1.7 | 9 | 7 | 10.9 | 4.6 | 12.2 | 7.8 | 10.6 | 7.5 | 10 | 7.2 | 8.9 | 6.9 | 11.7 | -2.8 | 13.9 | -4.4 | 22 | 21 | 20.6 | 10 | 25 | 20.6 | 20.7 | 15.3 | 20 | 11.1 | 12.8 | 9.4 | 22.2 | 17.2 | 12.6 | 10.4 | 3.3 | -6.1 | 8.3 | 1.1 | 16.1 | 15 | 7.8 | -5 | 21.1 | 15.2 | 12.2 | 8.9 | 23.9 | 23.3 | 6.1 | 6.1 | 3 | 2 | 2.6 | -4.1 | 17.6 | 10.7 | 1.7 | -11.7 | 3.7 | -4.4 | 4.6 | 4.2 | 6.7 | -4.4 | 0.6 | -1.1 | 12.2 | 11.1 | 8.7 | 0.6 | 18.7 | 11.1 | 18.3 | 17.8 | 3.9 | 0 | 18.3 | 6.1 | 6.7 | -4.4 | 5.5 | 4.2 | 10 | 9.4 | 6.1 | 3.3 | 2.2 | 0 | 16.7 | -12.2 | 5.2 | 0.5 | 22.2 | -8.9 | 10.6 | 0.6 | 7.6 | 2.5 | 13.2 | 1.8 | 13.9 | 11.6 | 3.9 | 1.7 | 12.8 | 6.7 | 19.2 | 18.2 | 8 | 6 | 3.9 | 1.1 | 4.4 | 0.6 | 14.4 | 10 | 5 | -7.2 | 6 | 4 | 20.6 | 17.8 | 17.2 | 5 | 4.8 | 1.5 | 7.8 | 1.4 | 14.4 | 11.7 | 13.3 | -2.2 | 24.4 | 22.2 | 22.2 | -1.7 | 15.6 | 15 | 22.2 | 20 | 20.4 | 20.1 | 11.1 | 1.7 | 7.2 | 7.2 | 10.6 | 8.3 | 12.2 | 10.6 | 3.3 | -6.1 | 3.9 | 1.1 | 15.7 | 14.4 | 10 | 4.4 | 0 | -5
4 | 0 | 1.1 | -0.6 | 7.8 | 4.4 | 16.1 | 2.2 | -0.9 | -7.7 | 14.1 | -1.3 | 9 | 7 | 10.8 | 6 | 12.2 | 7.2 | 10.6 | 7.1 | 10 | 7.2 | 8.9 | 7.2 | 10.6 | -2.8 | 12.8 | -3.4 | 22 | 21 | 19.4 | 11.1 | 25 | 20.6 | 20.4 | 14.8 | 19.4 | 12.8 | 12.2 | 9.4 | 21.1 | 17.2 | 12.2 | 10 | 2.8 | -4.4 | 10 | 1.1 | 14.4 | 12.8 | 7.8 | -3.3 | 21.1 | 15.4 | 12.2 | 9.4 | 23.9 | 22.8 | 6.1 | 6.1 | 3 | 2 | 1.8 | -3.8 | 15.7 | 11.1 | 1.1 | -11.1 | 3.5 | -4.6 | 4.3 | 4.2 | 5.6 | -5.6 | 0.6 | -1.1 | 12.2 | 11.1 | 7.8 | 0 | 15.6 | 7.2 | 17.8 | 17.8 | 4.5 | -0.1 | 15.6 | 6.7 | 6.1 | -5 | 5 | 4.1 | 10 | 9.4 | 4.4 | 2.2 | 2.8 | 0 | 15.8 | -9.6 | 4.8 | 0.2 | 20 | -7.8 | 10 | 2.2 | 6.3 | 2 | 12.4 | 1.1 | 13.9 | 11.3 | 3.9 | 1.1 | 13.3 | 6.7 | 19.4 | 18.3 | 7 | 6 | 3.9 | 0.6 | 3.9 | 0.6 | 14.4 | 7.8 | 3.9 | -7.8 | 5 | 3 | 20 | 17.8 | 17.8 | 3.9 | 3.9 | 1.1 | 7.2 | 2.1 | 13.9 | 11.7 | 13.3 | -2.8 | 23.9 | 22.2 | 21.7 | -1.1 | 16.1 | 15 | 21.7 | 20 | 20.6 | 20 | 11.1 | 1.1 | 7.2 | 7.2 | 15 | 10 | 11.7 | 10 | 2.8 | -6.7 | 3.3 | 1.1 | 15.4 | 14 | 9.4 | 5.6 | -0.7 | -4.3
4 | 0 | 1.1 | -0.6 | 7.2 | 4.5 | 15 | 2.2 | -1.9 | -8.1 | 12.6 | -1.8 | 9 | 6 | 10.6 | 7.2 | 11.1 | 6.1 | 10.6 | 6.7 | 10 | 6.7 | 8.9 | 7.4 | 8.9 | -2.2 | 11.7 | -3.6 | 22 | 21 | 20 | 15.6 | 25 | 21.1 | 20 | 14.4 | 18.9 | 13.3 | 11.7 | 8.9 | 21.1 | 17.2 | 11.8 | 9.7 | 1.1 | -4.4 | 10 | 3.3 | 11.1 | 8.9 | 6.7 | -3.3 | 21.1 | 15.6 | 11.7 | 9.4 | 23.9 | 22.8 | 6.1 | 6.1 | 2 | 2 | 1.1 | -3.5 | 13.9 | 11.1 | 0 | -8.9 | 3.3 | -5.6 | 3.9 | 3.9 | 3.9 | -6.7 | 0.6 | -1.1 | 12.2 | 11.1 | 7.2 | 0.2 | 13.7 | 6.1 | 17.2 | 17.2 | 5 | -0.5 | 16.1 | 7.8 | 4.4 | -3.3 | 4.4 | 3.9 | 10.6 | 9.4 | 5 | 2.2 | 2.2 | 0 | 14.8 | -8.9 | 4.4 | 0 | 20 | -7.8 | 8.9 | 2.8 | 5 | 1.7 | 11.7 | 0.6 | 13.9 | 11.1 | 4.4 | 1.7 | 12.2 | 9.4 | 19.6 | 17.8 | 7 | 5 | 2.2 | 0 | 5 | 1.7 | 12.8 | 8.3 | 2.8 | -7.8 | 4 | 3 | 19.4 | 17.8 | 17.2 | 4.4 | 4.1 | 1.1 | 6.7 | 2.8 | 14.4 | 12.2 | 12.8 | -3.3 | 23.9 | 22.2 | 20.6 | -1.1 | 16.1 | 16.1 | 21.7 | 19.4 | 20.4 | 19.9 | 10 | 1.7 | 7.8 | 7.2 | 16.7 | 12.2 | 12.2 | 10.6 | 0.6 | -5.6 | 3.3 | 1.1 | 15 | 13.3 | 8.9 | 6.5 | -1.5 | -4.1
4 | 0 | 1.1 | 0 | 6.7 | 4.5 | 13.9 | 2.5 | -2.8 | -9.4 | 11.1 | -2.2 | 9 | 6 | 9.7 | 7.3 | 10.6 | 6.1 | 10.4 | 6.9 | 10 | 6.7 | 8.9 | 7.7 | 6.7 | -2.2 | 10.6 | -3.9 | 22 | 21 | 20 | 17.2 | 25 | 20.6 | 19.3 | 14.6 | 17.8 | 13.9 | 11.7 | 8.9 | 21.7 | 17.8 | 11.5 | 9.6 | 0.6 | -5 | 8.9 | 5 | 10 | 8.3 | 6.7 | -3.3 | 21.7 | 16 | 11.1 | 9.4 | 23.9 | 22.8 | 6.1 | 6.1 | 2 | 1 | 0.5 | -3.2 | 13.3 | 10.7 | -1.1 | -7.2 | 3.3 | -4.7 | 3.5 | 3.5 | 3.3 | -6.7 | 0.6 | -1.1 | 12.8 | 10.6 | 6.7 | 0.6 | 11.9 | 4.9 | 17.8 | 17.2 | 5.6 | -1.1 | 15.6 | 7.8 | 4.4 | -4.4 | 4.4 | 4 | 10.6 | 9.4 | 3.3 | 2.2 | 1.7 | -0.6 | 13.9 | -9.4 | 3.7 | 0.4 | 20 | -7.8 | 7.8 | 2.8 | 5.2 | 0.7 | 11.1 | -0.1 | 12 | 8.9 | 4.4 | 1.7 | 12.2 | 9.4 | 19.8 | 17.2 | 7 | 6 | 1.7 | -0.6 | 5 | 1.1 | 11.7 | 6.1 | 2.2 | -7.8 | 5 | 4 | 17.8 | 16.1 | 17.8 | 4.4 | 4.2 | 1 | 5.8 | 2.4 | 13.9 | 11.7 | 11.1 | -2.8 | 23.9 | 22.2 | 17.2 | -0.6 | 17.2 | 17.2 | 20.6 | 19.4 | 20.2 | 19.7 | 7.8 | 0.6 | 7.8 | 7.2 | 15.6 | 12.2 | 12.2 | 10.6 | 1.1 | -5.6 | 3.3 | 0.6 | 14.1 | 11.1 | 8.3 | 7.2 | -2.2 | -4.4
3 | 0 | 1.1 | -0.6 | 6.1 | 4.4 | 12.8 | 2.2 | -3.3 | -8.7 | 10.4 | -2.3 | 9 | 6 | 8.7 | 7.3 | 10 | 6.1 | 10.2 | 7.1 | 9.4 | 8.3 | 9 | 7.9 | 5 | -1.7 | 10 | -2.9 | 22 | 21 | 20 | 17.8 | 25 | 20.6 | 18.5 | 14.4 | 17.2 | 14.4 | 11.1 | 8.3 | 20.6 | 17.2 | 11.1 | 9.4 | 0 | -3.3 | 8.3 | 5.6 | 8.3 | 5.6 | 6.1 | -3.9 | 22.2 | 16.5 | 11.1 | 8.9 | 23.3 | 22.8 | 6.1 | 6.1 | 2 | 1 | 0 | -2.9 | 12.8 | 10.4 | -1.1 | -6.1 | 3.3 | -4.7 | 3.2 | 3.2 | 2.8 | -6.7 | 0.6 | -1.1 | 12.8 | 9.4 | 6.1 | 0.6 | 10 | 3.3 | 17.8 | 17.8 | 4.5 | -1.3 | 13.3 | 8.3 | 5.6 | -5 | 4.4 | 4.3 | 10.6 | 9.4 | 2.2 | 0.6 | 1.1 | -1.1 | 13.3 | -8.2 | 2.9 | 0.8 | 20 | -6.7 | 7.2 | 3.3 | 5.4 | 0 | 10.6 | -0.7 | 10.2 | 6.7 | 5 | 1.7 | 12.2 | 9.4 | 20 | 16.7 | 8 | 5 | 1.7 | 0 | 5 | 2.2 | 11.1 | 6.7 | 1.1 | -7.2 | 5 | 4 | 16.1 | 14.4 | 16.1 | 4.4 | 4.4 | 1.1 | 4.8 | 2.2 | 12.2 | 11.1 | 10 | -2.2 | 23.9 | 22.2 | 14.4 | -0.6 | 18.9 | 18.3 | 21.1 | 19.4 | 20 | 19.4 | 6.7 | -1.1 | 8.3 | 7.8 | 15.6 | 12.2 | 11.7 | 10.6 | 0 | -6.1 | 6.1 | 2.2 | 13.1 | 8.8 | 7.6 | 6.4 | -2.6 | -4.5
1 | 0 | 1.7 | -0.6 | 6.1 | 4.6 | 12.1 | 2.3 | -3.9 | -9.1 | 9.6 | -2.6 | 7 | 6 | 7.8 | 7.2 | 10 | 6.1 | 10 | 7.2 | 9.4 | 7.2 | 9 | 8.2 | 5 | -1.7 | 9.5 | -2.7 | 23 | 21 | 20.6 | 18.9 | 25 | 20 | 17.8 | 14.4 | 17.8 | 15 | 10.6 | 8.3 | 20.6 | 17.2 | 9.3 | 7.3 | 0 | -3.9 | 8.3 | 6.1 | 6.1 | 3.3 | 5 | -4.4 | 22.8 | 16.7 | 10 | 8.3 | 23.3 | 22.8 | 6.1 | 6.1 | 2 | 1 | -0.6 | -2.6 | 12.2 | 10 | -1.7 | -6.1 | 3.3 | -5.6 | 2.8 | 2.8 | 2.2 | -6.7 | 0.6 | -1.7 | 10 | 7.8 | 6.3 | 0.8 | 8.9 | 3.3 | 17.2 | 16.7 | 3.3 | -1.8 | 11.1 | 7.8 | 5.6 | -5 | 4.4 | 4.4 | 10.6 | 9.4 | 1.7 | 0 | 0.6 | -1.1 | 12.8 | -8.5 | 2.2 | 1.1 | 18.3 | -2.2 | 7.8 | 3.3 | 5.6 | -1.1 | 10 | -1.7 | 8.3 | 4.4 | 5 | 1.7 | 12.2 | 9.4 | 19.8 | 16.5 | 7 | 4 | 2.2 | 0 | 5 | 2.8 | 10 | 6.7 | 0.6 | -7.8 | 4 | 3 | 15.6 | 13.9 | 14.4 | 5 | 4 | 1 | 3.9 | 1.7 | 12.8 | 11.1 | 3.3 | 0.6 | 21.7 | 20.6 | 13.3 | -0.6 | 18.3 | 18.3 | 20.6 | 18.9 | 20 | 19.5 | 5.6 | -1.1 | 7.8 | 7.8 | 16.1 | 11.1 | 11.1 | 10.6 | -0.6 | -6.7 | 6.1 | 2.2 | 12.2 | 6.1 | 6.8 | 5.3 | -2.9 | -4.8
0 | -1 | 1.1 | -1.1 | 6.1 | 4.9 | 11.3 | 2.3 | -4.4 | -10 | 8.9 | -3.3 | 7 | 6 | 8.2 | 7.5 | 10 | 6.1 | 10.4 | 7.5 | 8.9 | 7.8 | 9 | 8.4 | 5.6 | -2.2 | 8.9 | -2.8 | 22 | 21 | 20 | 18.9 | 24.4 | 20 | 17.4 | 14.5 | 17.2 | 15 | 10.6 | 8.3 | 20 | 17.2 | 7.4 | 4.9 | 0 | -4.4 | 8.3 | 6.1 | 5 | 1.7 | 4.4 | -4.4 | 21.3 | 16.5 | 10 | 7.8 | 22.8 | 22.8 | 6.1 | 6.1 | 1 | 1 | 0.5 | -2.3 | 13.7 | 10.7 | -2.2 | -5 | 3.1 | -3.9 | 2.1 | 2.1 | 2.2 | -6.7 | 0 | -2.2 | 8.3 | 6.1 | 6.5 | 1 | 7.8 | 3.1 | 16.1 | 16.1 | 2.2 | -2.8 | 10.6 | 7.8 | 3.9 | -5 | 6.3 | 6 | 10.6 | 9.4 | 1.7 | -0.6 | 0.6 | -1.1 | 12.2 | -9.4 | 2.4 | 0.9 | 17.2 | -0.6 | 7.2 | 3.3 | 5.4 | -0.9 | 10 | -0.9 | 7.9 | 4.3 | 5 | 3.3 | 12.2 | 10 | 19.6 | 16.3 | 7 | 4 | 2.2 | 0 | 5.6 | 2.8 | 10 | 6.7 | -1.7 | -7.2 | 4 | 3 | 15 | 13.3 | 13.3 | 6.1 | 3.7 | 1.2 | 4.1 | 2.3 | 11.1 | 9.4 | 2.2 | 0 | 22.2 | 20.6 | 11.1 | -0.6 | 17.8 | 17.2 | 20.6 | 19.4 | 20 | 19.5 | 6.1 | -1.7 | 7.2 | 7.2 | 15 | 8.3 | 11.1 | 10 | -1.1 | -6.1 | 6.1 | 1.7 | 11.8 | 6.3 | 6.1 | 4.4 | -3.3 | -5.6
1 | -1 | 1.1 | -1.7 | 6.1 | 5 | 10.6 | 2.2 | -0.3 | -7.4 | 11.3 | -2.8 | 8 | 7 | 8.5 | 7.6 | 9.4 | 5.6 | 10.7 | 7.6 | 8.9 | 7.8 | 9 | 8.7 | 5 | -1.1 | 10.2 | -1.3 | 23 | 21 | 19.4 | 18.9 | 24.4 | 20.6 | 17.1 | 14.6 | 17.8 | 15.6 | 11.7 | 7.8 | 19.4 | 17.2 | 5.6 | 2.8 | -1.1 | -5.6 | 8.3 | 6.1 | 4.4 | 1.1 | 2.2 | -5 | 19.8 | 16.1 | 9.4 | 7.8 | 22.8 | 22.8 | 6.1 | 6.1 | 2 | 1 | 1.7 | -2 | 15.2 | 11.2 | -2.8 | -5 | 3 | -3.1 | 1.3 | 1.3 | 2.2 | -6.1 | 0.6 | -2.2 | 7.2 | 3.9 | 6.7 | 1.1 | 6.7 | 2.8 | 15.6 | 15.6 | 3.9 | -1.1 | 11.1 | 7.8 | 3.3 | -5 | 8.1 | 7.4 | 10.6 | 9.4 | 0 | -1.7 | 0.6 | -1.1 | 13.3 | -8.7 | 2.6 | 0.6 | 17.8 | -0.6 | 7.2 | 3.3 | 5.2 | -0.9 | 10 | -0.4 | 7.6 | 4.2 | 5 | 3.3 | 10 | 6.1 | 19.4 | 16.1 | 6 | 4 | 1.7 | 0 | 5 | 2.8 | 10 | 6.7 | 0 | -8.3 | 6 | 3 | 14.4 | 12.8 | 12.2 | 6.7 | 3.3 | 1.1 | 4.2 | 2.7 | 12.8 | 11.1 | 0.6 | -1.1 | 22.2 | 20.6 | 11.1 | -0.6 | 18.3 | 17.8 | 20.6 | 18.9 | 20 | 19.4 | 4.4 | -2.2 | 7.2 | 7.2 | 13.3 | 7.2 | 11.1 | 10 | -1.1 | -5 | 6.1 | 1.7 | 11.5 | 6.2 | 5.4 | 3.7 | -1.8 | -4
3 | -1 | 2.2 | -0.6 | 9.8 | 5.8 | 12.8 | 3.5 | 3.7 | -6.3 | 13.7 | -2.7 | 9 | 7 | 8.9 | 7.8 | 10.6 | 6.7 | 11.1 | 7.8 | 8.3 | 7.2 | 10 | 8.9 | 9.4 | 0 | 11.5 | 0 | 23 | 21 | 20.6 | 20 | 24.4 | 20.6 | 16.7 | 14.4 | 18.9 | 16.1 | 12.8 | 7.8 | 21.1 | 17.8 | 4.7 | 1.9 | 0.6 | -4.4 | 7.8 | 5.6 | 3.9 | 1.1 | 6.1 | -5 | 18.3 | 15.6 | 11.7 | 8.3 | 22.8 | 22.8 | 6.7 | 6.7 | 2 | 1 | 2.8 | -1.7 | 16.7 | 11.7 | -0.6 | -4.4 | 2.8 | -2.8 | 0.6 | 0.6 | 3.3 | -5 | 0.6 | -2.2 | 6.1 | 3.3 | 7.6 | 1.4 | 8 | 2.9 | 18.9 | 17.8 | 5.5 | 0.2 | 12.2 | 6.1 | 5 | -3.3 | 10 | 8.9 | 10.6 | 9.4 | 3.3 | 1.7 | 1.1 | -1.7 | 14.5 | -8.5 | 2.8 | 0.6 | 20 | -2.2 | 7.8 | 3.9 | 5 | -1.1 | 10 | 0 | 7.2 | 3.9 | 5 | 3.3 | 9.4 | 5 | 19.8 | 16.5 | 6 | 5 | 2.2 | 0.6 | 5.6 | 2.8 | 10.6 | 6.1 | 1.1 | -7.2 | 7 | 4 | 14.4 | 13.3 | 13.9 | 7.8 | 5.5 | 1.6 | 4.4 | 3.3 | 15.6 | 12.8 | 0.6 | -1.1 | 22.8 | 20.6 | 15.6 | 0 | 18.9 | 18.3 | 21.7 | 19.4 | 20.7 | 19.7 | 7.8 | -1.7 | 7.8 | 7.8 | 9.4 | 6.7 | 11.1 | 10 | 1.1 | -4.4 | 5.6 | 1.7 | 11.1 | 6.1 | 4.6 | 2.9 | -0.4 | -2.9
6 | -1 | 3.9 | 1.1 | 13.5 | 5.4 | 15 | 4.7 | 7.8 | -7.2 | 16.1 | -3.9 | 11 | 7 | 11.7 | 8.6 | 12.2 | 7.2 | 10.7 | 7.6 | 9.4 | 7.2 | 10.9 | 9.2 | 13.3 | -0.6 | 12.8 | 1.1 | 25 | 22 | 22.8 | 20.6 | 25.6 | 20.6 | 19.1 | 15 | 20.6 | 16.7 | 15.6 | 8.3 | 23.9 | 17.8 | 3.7 | 0.9 | 4.4 | -4.4 | 7.8 | 6.1 | 3.9 | 0.6 | 10.6 | -4.4 | 18.3 | 15.8 | 14.4 | 8.9 | 23.9 | 22.8 | 6.7 | 6.7 | 3 | 0 | 3.9 | -1.5 | 17.6 | 11.4 | 2.8 | -4.4 | 5 | -2.3 | 3 | 1.4 | 3.3 | -4.4 | 1.1 | -2.2 | 6.1 | 2.2 | 8.5 | 1.6 | 9.3 | 3.1 | 22.2 | 18.3 | 7.2 | 1.7 | 12.2 | 6.1 | 8.3 | -5 | 12.8 | 9.3 | 10.6 | 9.4 | 5.6 | 2.2 | 1.7 | -2.8 | 15.6 | -10 | 3.7 | 0.7 | 22.8 | -2.2 | 9.4 | 3.3 | 5.6 | -0.8 | 10 | 0.8 | 7.4 | 3.8 | 5 | 3.9 | 9.4 | 3.3 | 20.2 | 16.9 | 6 | 4 | 3.9 | 0.6 | 6.7 | 2.2 | 10.6 | 7.8 | 3.3 | -7.8 | 9 | 4 | 16.7 | 13.9 | 18.3 | 8.3 | 7.8 | 2.1 | 7.9 | 4.3 | 20 | 13.9 | 2.8 | -2.2 | 23.9 | 21.1 | 18.9 | -0.6 | 20.6 | 18.9 | 22.8 | 20 | 21.5 | 19.8 | 10.6 | -1.7 | 8.3 | 8.3 | 9.4 | 5.6 | 12.2 | 11.1 | 2.8 | -3.3 | 6.1 | 1.1 | 12.4 | 4.9 | 3.9 | 2.2 | 1.1 | -2.2
9 | -3 | 6.1 | 1.1 | 17.2 | 3.9 | 17.2 | 5.6 | 10.4 | -6.9 | 19.1 | -2.7 | 12 | 7 | 14.4 | 9 | 12.2 | 7.8 | 10.4 | 7.5 | 8.9 | 6.7 | 11.9 | 9.3 | 16.7 | -1.7 | 13.3 | 0.6 | 25 | 22 | 25 | 20.6 | 26.1 | 20.6 | 21.5 | 15.1 | 22.2 | 17.2 | 18.3 | 7.8 | 26.1 | 17.8 | 2.8 | 0 | 5.6 | -6.7 | 7.2 | 6.7 | 4.4 | 0.6 | 14.4 | -3.9 | 18.3 | 15.9 | 17.2 | 8.3 | 24.4 | 22.8 | 6.7 | 6.7 | 4 | 1 | 5 | -1.5 | 18.5 | 10.9 | 4.4 | -5.6 | 7.2 | -2.7 | 5.4 | 1.7 | 5 | -3.9 | 2.2 | -2.2 | 6.7 | 2.2 | 9.4 | 1.7 | 10.6 | 2.8 | 23.9 | 18.9 | 9.4 | 2.3 | 11.1 | 6.1 | 10 | -6.7 | 15.5 | 9.2 | 11.7 | 10 | 8.9 | 1.1 | 2.2 | -2.2 | 18.5 | -9.3 | 4.7 | 1 | 24.4 | 0.6 | 11.7 | 3.9 | 6.1 | -0.9 | 10 | 1.6 | 7.6 | 3.7 | 4.4 | 3.3 | 10 | 4.4 | 20.6 | 17.2 | 6 | 4 | 6.1 | 0 | 7.2 | 2.8 | 11.1 | 8.3 | 5.6 | -7.8 | 11 | 4 | 18.9 | 13.9 | 25.6 | 9.4 | 10 | 1.7 | 11.5 | 4.7 | 23.9 | 13.3 | 4.4 | -2.2 | 24.4 | 21.7 | 22.2 | -0.6 | 21.7 | 17.8 | 24.4 | 18.3 | 22.2 | 20 | 11.1 | -1.1 | 8.9 | 8.9 | 9.4 | 5 | 13.9 | 11.7 | 4.4 | -2.2 | 7.2 | 1.1 | 13.7 | 2.9 | 4.1 | 2.5 | 2.8 | -2.2
11 | -5 | 7.2 | 2.2 | 18.3 | 3.8 | 18.1 | 6 | 13 | -7.8 | 22 | -3 | 12 | 7 | 17.2 | 8.9 | 12.8 | 7.8 | 10 | 7.2 | 9.4 | 5.6 | 12.8 | 9.4 | 18.3 | -2.2 | 13.9 | 0.2 | 26 | 22 | 27.2 | 20.6 | 27.2 | 20.6 | 23.9 | 15 | 25.6 | 15.6 | 20 | 7.2 | 28.3 | 17.2 | 3.2 | 0.4 | 6.1 | -6.7 | 7.8 | 7.2 | 5 | 0.6 | 17.2 | -7.2 | 18.3 | 16.1 | 18.9 | 8.3 | 26.1 | 22.8 | 7.8 | 7.8 | 5 | 1 | 6.1 | -2.2 | 19.4 | 10 | 6.1 | -6.1 | 9.4 | -3.9 | 7.8 | 1.7 | 6.1 | -3.3 | 2.8 | -2.2 | 6.7 | 3.3 | 11.1 | 2.1 | 11.9 | 3.2 | 26.1 | 19.4 | 11.7 | 2.7 | 10.6 | 5.6 | 11.7 | -6.1 | 18.3 | 8.3 | 13.9 | 11.1 | 12.2 | -1.1 | 2.2 | -2.8 | 21.5 | -10.1 | 5.6 | 1.1 | 26.1 | 1.7 | 13.3 | 3.3 | 6.7 | -1.1 | 10 | 2.2 | 7.8 | 3.3 | 3.9 | 2.8 | 11.7 | 4.4 | 21.3 | 17.5 | 7 | 5 | 8.9 | -1.1 | 8.9 | 2.8 | 11.1 | 9.4 | 6.7 | -8.3 | 11 | 4 | 21.1 | 13.9 | 28.3 | 10 | 10.9 | 2.5 | 15 | 4.4 | 26.7 | 12.8 | 6.7 | -1.7 | 25.6 | 21.7 | 23.9 | -1.1 | 23.3 | 16.7 | 25.6 | 17.8 | 22.4 | 20.5 | 11.7 | -1.1 | 11.1 | 10.6 | 8.3 | 3.9 | 15 | 10.6 | 6.1 | -2.8 | 8.3 | 1.7 | 15 | 0 | 4.2 | 2.6 | 4.4 | -2.8
12 | -4 | 8.9 | 1.7 | 19.5 | 3.7 | 19.1 | 5.9 | 15.6 | -12.2 | 25 | -3.3 | 13 | 7 | 17.9 | 8.8 | 12.8 | 7.8 | 10.6 | 7.9 | 11.7 | 6.1 | 13.7 | 9.4 | 19.4 | -1.7 | 14.4 | -0.6 | 25 | 21 | 28.9 | 21.1 | 27.2 | 20.6 | 24.5 | 14.9 | 26.7 | 15.6 | 21.7 | 7.8 | 27.8 | 18.3 | 3.5 | 0.7 | 7.2 | -6.7 | 8.3 | 7.8 | 4.4 | 0.6 | 18.3 | -7.8 | 17.4 | 15.6 | 21.1 | 7.8 | 25.6 | 22.8 | 8.3 | 8.3 | 6 | 1 | 5.7 | -1.1 | 17.9 | 11.5 | 7.2 | -5.6 | 10.7 | -3.3 | 8.3 | 1.9 | 7.2 | -2.8 | 4.4 | -2.2 | 6.7 | 4.4 | 12.7 | 2.3 | 13.1 | 3.5 | 27.2 | 19.4 | 13.9 | 2.8 | 10 | 7.2 | 13.3 | -5.6 | 17.8 | 8.1 | 16.7 | 11.7 | 13.3 | -3.9 | 3.9 | -2.2 | 24.4 | -12.8 | 4.8 | 1.1 | 26.7 | -1.1 | 14.4 | 2.8 | 7.1 | -0.9 | 9.6 | 4.2 | 7.8 | 3.5 | 3.9 | 2.2 | 13.3 | 6.1 | 22.1 | 17.7 | 7 | 5 | 10.6 | -1.7 | 10 | 1.1 | 11.7 | 10 | 8.9 | -7.8 | 11 | 4 | 23.3 | 13.9 | 30.6 | 8.9 | 11.9 | 2.9 | 15.2 | 4.6 | 27.8 | 11.7 | 8.3 | -1.1 | 27.2 | 22.2 | 25 | -1.1 | 25 | 13.3 | 26.7 | 18.3 | 22.6 | 21.2 | 12.2 | -0.6 | 15 | 12.2 | 6.7 | 0 | 16.7 | 10.6 | 6.7 | -5 | 9.4 | 2.2 | 15.6 | 0.2 | 4.4 | 2.8 | 6.1 | -4.4
13 | -2 | 10.6 | 1.7 | 20.6 | 3.3 | 20 | 6.1 | 16.7 | -8.9 | 26.5 | -3.7 | 14 | 6 | 18.7 | 8.7 | 12.8 | 7.8 | 11.1 | 8.4 | 11.7 | 5.6 | 14.7 | 9.3 | 21.1 | -0.6 | 15.7 | -1.6 | 26 | 22 | 30.6 | 20.6 | 28.3 | 20.6 | 25 | 14.5 | 27.2 | 15.6 | 23.3 | 6.7 | 27.8 | 18.3 | 3.9 | 1.1 | 8.3 | -6.1 | 10 | 8.9 | 5 | 0 | 20.6 | -6.7 | 16.5 | 15.1 | 21.7 | 8.3 | 27.2 | 23.3 | 10 | 9.4 | 6 | 1 | 5.4 | -0.6 | 16.5 | 12.3 | 8.3 | -4.4 | 12 | -3.3 | 8.9 | 2.2 | 6.7 | 0 | 5 | -3.9 | 6.7 | 4.4 | 14.4 | 2.2 | 14.4 | 3.3 | 27.8 | 18.9 | 14.5 | 2.7 | 10.6 | 3.9 | 14.4 | -6.7 | 17.2 | 8.1 | 20.6 | 11.7 | 14.4 | -3.9 | 6.1 | -2.8 | 25 | -13.5 | 4.1 | 1.3 | 27.8 | -2.8 | 14.4 | 3.9 | 7.4 | -0.9 | 9.3 | 5.9 | 7.8 | 3.5 | 2.8 | 1.1 | 13.9 | 5.6 | 22.8 | 17.8 | 7 | 5 | 11.1 | -1.7 | 11.7 | 1.1 | 11.7 | 10 | 10.6 | -7.2 | 12 | 3 | 26.1 | 13.9 | 30.6 | 9.4 | 12.8 | 3.3 | 15.4 | 4.5 | 28.9 | 12.2 | 10 | 0 | 29.4 | 22.2 | 25.6 | -1.1 | 26.7 | 10 | 27.2 | 17.2 | 22.8 | 21.7 | 12.2 | -1.1 | 18.9 | 12.2 | 6.7 | -0.6 | 18.3 | 11.7 | 8.3 | -3.3 | 10.6 | 2.8 | 16.1 | 0.6 | 4.8 | 3.1 | 7.8 | -3.3
14 | -2 | 11.7 | 2.2 | 20.6 | 4.2 | 20.2 | 6.9 | 17.8 | -8.2 | 27.9 | -4.7 | 12 | 7 | 19.4 | 8.3 | 13.9 | 7.8 | 11.7 | 8.9 | 12.2 | 5 | 15.6 | 8.9 | 21.7 | -2.2 | 17 | -3.3 | 26 | 21 | 32.2 | 20 | 28.9 | 20.6 | 25.6 | 14.4 | 28.3 | 15.6 | 24.4 | 7.2 | 27.8 | 18.3 | 5.4 | 0.9 | 8.9 | -6.1 | 12.8 | 10.6 | 6.1 | 0.6 | 21.1 | -6.7 | 15.6 | 14.4 | 22.8 | 7.8 | 28.9 | 23.3 | 10.6 | 8.9 | 7 | 0 | 5 | 0 | 15 | 12.8 | 8.9 | -4.4 | 13.3 | -3.9 | 9.4 | 2.2 | 9.4 | -0.6 | 5.6 | -3.3 | 7.8 | 3.9 | 15.7 | 2.5 | 13.1 | 5.8 | 28.9 | 18.9 | 15 | 2.5 | 12.2 | 2.2 | 15.6 | -6.7 | 16.7 | 7.8 | 21.7 | 11.1 | 15.6 | -3.3 | 7.8 | -4.4 | 25.5 | -13.1 | 3.3 | 1.1 | 28.3 | -2.2 | 15.6 | 3.3 | 7.8 | -1.1 | 8.9 | 7.2 | 7.8 | 3.3 | 4.4 | 1.1 | 14.4 | 6.7 | 23.5 | 18.2 | 7 | 5 | 12.8 | -0.6 | 11.7 | 0.6 | 11.7 | 10 | 11.7 | -8.3 | 12 | 3 | 26.1 | 15 | 31.7 | 9.4 | 14.6 | 4 | 15.6 | 4.4 | 29.4 | 10.6 | 12.2 | 0.6 | 31.1 | 22.2 | 26.7 | -0.6 | 26.7 | 8.3 | 26.7 | 18.3 | 24.1 | 21.8 | 12.8 | -2.8 | 21.7 | 12.2 | 6.7 | -0.6 | 20 | 11.7 | 9.4 | -6.7 | 12.2 | 3.9 | 16.7 | 0.6 | 5.2 | 3.5 | 9.4 | -2.8
14 | -3 | 11.7 | 2.2 | 20.6 | 5.4 | 20.4 | 7.4 | 18.9 | -7.2 | 29.4 | -6.1 | 12 | 6 | 19.8 | 7.9 | 15.6 | 8.9 | 11.5 | 8 | 10.6 | 7.8 | 15.2 | 9.2 | 22.2 | 1.7 | 18.3 | -6.7 | 26 | 22 | 32.8 | 19.4 | 28.3 | 20.6 | 25.8 | 14.3 | 28.3 | 15.6 | 25.6 | 5 | 26.7 | 19.4 | 6.8 | 0.7 | 8.3 | -6.7 | 13.9 | 10 | 5.6 | 0 | 22.8 | -5.6 | 17.3 | 15.5 | 23.3 | 4.4 | 28.3 | 23.9 | 9.4 | 8.3 | 7 | 0 | 3.9 | 0.7 | 14.8 | 13 | 9.4 | -6.1 | 13.1 | -3.2 | 9.4 | 1.8 | 11.7 | 1.1 | 6.1 | -2.8 | 8.3 | 3.3 | 17 | 2.2 | 11.9 | 7.2 | 30 | 19.4 | 15.6 | 2.2 | 13.3 | -1.7 | 16.7 | -7.2 | 17.6 | 7.4 | 22.8 | 10 | 15.6 | -4.4 | 9.4 | -5 | 26.1 | -15.6 | 4.1 | 1.5 | 28.9 | -2.2 | 15 | 2.8 | 7.2 | -1.1 | 8.9 | 7.4 | 7.6 | 3.5 | 4.4 | 0.6 | 15 | 7.2 | 24.3 | 18.3 | 8 | 5 | 13.3 | -1.1 | 11.1 | 1.1 | 11.7 | 9.4 | 12.8 | -6.7 | 11 | 3 | 26.1 | 15.6 | 32.2 | 9.4 | 16.5 | 4.2 | 15 | 4.7 | 29.4 | 10.6 | 13.9 | 0.6 | 32.8 | 21.7 | 26.7 | -2.2 | 26.1 | 10 | 27.8 | 18.9 | 25.4 | 21.9 | 13.9 | -2.8 | 22.8 | 11.1 | 7.2 | -0.6 | 20.6 | 12.8 | 10 | -6.1 | 13.3 | 3.3 | 14.8 | 1 | 5.6 | 3.9 | 11.1 | -2.8
13 | -4 | 11.1 | 2.8 | 20.6 | 6.1 | 20.6 | 8.3 | 18.5 | -6.9 | 29.2 | -6.1 | 11 | 7 | 20.2 | 7.6 | 13.9 | 7.8 | 11.3 | 7.3 | 11.7 | 6.1 | 14.8 | 9 | 22.8 | 1.7 | 18.3 | -6.4 | 26 | 22 | 32.8 | 20 | 28.3 | 20.6 | 25.9 | 14.1 | 27.8 | 15.6 | 25.6 | 5.6 | 23.9 | 20.6 | 8.3 | 0 | 8.9 | -6.7 | 15 | 8.9 | 5.6 | 1.1 | 22.8 | -5.6 | 18.9 | 16.3 | 23.9 | 6.1 | 27.2 | 23.9 | 8.3 | 7.8 | 8 | 0 | 2.8 | 1.3 | 14.6 | 13.2 | 10 | -6.7 | 13 | -2.5 | 9.4 | 1.6 | 13.9 | 2.2 | 6.1 | -3.9 | 10.6 | 0.6 | 18.3 | 2.2 | 10.6 | 8.3 | 30 | 17.8 | 15.8 | 2.6 | 13.3 | -1.1 | 18.3 | -6.1 | 18.5 | 7 | 23.9 | 10.6 | 16.7 | -3.3 | 10 | -3.9 | 25.7 | -13 | 4.8 | 1.5 | 28.3 | -2.2 | 14.4 | 2.8 | 6.7 | -0.9 | 8.9 | 7.7 | 7.4 | 3.5 | 3.9 | 1.7 | 15.6 | 7.2 | 25 | 18.3 | 8 | 4 | 14.4 | -1.7 | 12.8 | 1.1 | 12.2 | 9.4 | 13.3 | -7.8 | 12 | 4 | 24.4 | 15.6 | 32.8 | 9.4 | 18.3 | 4.4 | 14.5 | 5.1 | 30 | 10.6 | 16.1 | -0.6 | 31.1 | 22.2 | 29.4 | -3.9 | 26.1 | 10 | 26.7 | 17.2 | 26.7 | 21.7 | 13.9 | -4.4 | 23.9 | 11.1 | 6.7 | -1.1 | 16.7 | 10.6 | 8.9 | -6.7 | 14.4 | 1.1 | 13 | 1 | 5.4 | 3.9 | 11.7 | -2.5
13 | -2 | 11.1 | 2.2 | 18.5 | 6.1 | 19.5 | 8.8 | 18.2 | -7.9 | 29.1 | -7.5 | 11 | 7 | 20.6 | 6.7 | 15 | 8.3 | 11.1 | 6.1 | 11.7 | 5 | 14.4 | 8.9 | 22.2 | -2.2 | 18.3 | -7.8 | 26 | 22 | 32.2 | 20 | 27.2 | 20.6 | 26.1 | 13.9 | 27.8 | 15.6 | 26.1 | 5.6 | 27.2 | 20 | 7.4 | -0.7 | 9.4 | -7.2 | 15.6 | 9.4 | 5.6 | 1.1 | 22.8 | -5.6 | 20.6 | 17.2 | 22.8 | 12.2 | 27.8 | 23.9 | 8.3 | 7.8 | 9 | 0 | 1.7 | 1.7 | 14.4 | 13.3 | 10.6 | -5 | 12.8 | -2.8 | 9.4 | 1.1 | 15.6 | 3.9 | 6.7 | -2.8 | 12.2 | -1.7 | 17.4 | 2.6 | 10.2 | 8.8 | 27.2 | 18.3 | 15.9 | 2.7 | 13.3 | -2.2 | 18.3 | -6.1 | 19.4 | 6.1 | 23.9 | 10 | 16.7 | -3.3 | 10 | -2.2 | 25.4 | -11.5 | 5.6 | 1.7 | 28.9 | -2.2 | 12.2 | 2.2 | 6.1 | -1.1 | 8.9 | 7.8 | 7.2 | 3.3 | 3.9 | 1.7 | 13.9 | 6.1 | 24.4 | 18.4 | 8 | 4 | 14.4 | -1.1 | 12.8 | 0.6 | 12.2 | 9.4 | 13.9 | -7.8 | 13 | 4 | 23.3 | 15 | 32.8 | 9.4 | 18.1 | 5 | 13.9 | 5 | 29.4 | 9.4 | 16.7 | 0.6 | 29.4 | 21.1 | 28.9 | -2.2 | 25 | 9.4 | 26.7 | 18.3 | 25.9 | 21.4 | 14.4 | -5.6 | 23.9 | 11.1 | 5.6 | -1.7 | 15 | 8.3 | 8.3 | -6.7 | 14.4 | 2.2 | 11.1 | 0.6 | 5.2 | 4 | 12.2 | -3.2
13 | -3 | 11.7 | 2.2 | 16.5 | 6.1 | 18.3 | 9.1 | 17.8 | -8.9 | 28.9 | -8.3 | 10 | 8 | 19.1 | 5.2 | 13.3 | 7.2 | 10.4 | 6.4 | 10.6 | 5 | 12.9 | 9.2 | 23.3 | -2.2 | 18.3 | -9.4 | 25 | 22 | 31.1 | 20 | 27.2 | 21.1 | 25.2 | 13.1 | 27.2 | 15.6 | 26.1 | 5.6 | 25 | 19.4 | 6.5 | -1.2 | 9.4 | -7.2 | 15 | 9.4 | 5.6 | 1.1 | 22.8 | -5.6 | 20.6 | 17.2 | 22.8 | 12.2 | 26.7 | 23.3 | 8.3 | 7.2 | 9 | -1 | 1.7 | 1.7 | 14.2 | 13.1 | 10.6 | -3.3 | 11.1 | -1.2 | 9 | 0.9 | 16.1 | 3.9 | 6.7 | -2.8 | 12.8 | -3.9 | 16.5 | 2.9 | 9.8 | 9.1 | 25.6 | 17.8 | 16.1 | 2.8 | 14.4 | -2.8 | 18.9 | -6.1 | 18.1 | 7.3 | 24.4 | 10 | 16.1 | -3.9 | 10.6 | -3.9 | 25 | -11.7 | 4.3 | 1.1 | 28.3 | -3.3 | 11.1 | 1.7 | 5.7 | -0.9 | 8.7 | 7.5 | 6.3 | 3.3 | 4.4 | 1.7 | 12.8 | 3.9 | 23.9 | 18.6 | 7 | 4 | 13.9 | -1.1 | 12.2 | 2.2 | 12.8 | 10 | 13.9 | -8.9 | 13 | 5 | 21.1 | 15 | 32.2 | 8.9 | 18 | 5.3 | 13.7 | 4 | 28.3 | 9.4 | 17.8 | 0.6 | 28.3 | 21.1 | 25.6 | -3.9 | 24.4 | 10 | 26.1 | 17.8 | 25.2 | 21.3 | 14.4 | -6.1 | 22.8 | 10.6 | 3.9 | -0.6 | 13.9 | 8.3 | 8.3 | -7.2 | 14.4 | 1.7 | 10.4 | 0.7 | 5 | 3.9 | 12.8 | -3.9
12 | -1 | 13.9 | 0.6 | 14.4 | 5.6 | 17.2 | 9.4 | 14.5 | -6.2 | 27.4 | -6.1 | 10 | 8 | 17.6 | 3.5 | 12.8 | 7.8 | 9.6 | 6.2 | 10 | 3.9 | 11.5 | 9.1 | 20.6 | 3.9 | 15.9 | -10.3 | 24 | 22 | 30.6 | 20.6 | 24.4 | 20.6 | 24.2 | 12.5 | 27.2 | 15.6 | 25 | 6.1 | 24.4 | 19.4 | 5.6 | -2.2 | 8.9 | -7.8 | 11.7 | 8.9 | 5.6 | 0.6 | 22.2 | -5.6 | 20.6 | 17.2 | 21.1 | 11.1 | 25.6 | 22.8 | 7.8 | 6.7 | 8 | -1 | 1.7 | 1.7 | 14.1 | 13 | 10 | -2.8 | 9.5 | -0.3 | 8.7 | 0.6 | 15 | 3.3 | 5.6 | -3.3 | 12.8 | -2.2 | 15.6 | 2.8 | 9.4 | 9.4 | 21.7 | 21.1 | 15.2 | 2.4 | 11.7 | -1.7 | 16.7 | -7.2 | 16.9 | 7.8 | 23.9 | 7.2 | 17.2 | -5 | 10.6 | -2.8 | 23.1 | -11.6 | 3 | 0.7 | 27.2 | -5 | 11.1 | 1.1 | 5.4 | -0.9 | 8.5 | 7 | 5.3 | 3 | 2.8 | 1.7 | 12.2 | 3.3 | 23.3 | 18.3 | 6 | 4 | 12.8 | -1.7 | 11.1 | 1.1 | 12.8 | 10 | 13.3 | -8.9 | 12 | 6 | 19.4 | 14.4 | 31.1 | 9.4 | 17.8 | 5.6 | 13.5 | 3.3 | 26.1 | 10 | 17.2 | 0 | 26.1 | 18.9 | 24.4 | -4.4 | 23.3 | 12.8 | 24.4 | 17.2 | 24.4 | 21.1 | 13.9 | -6.1 | 17.8 | 10.6 | 5.6 | -3.3 | 13.3 | 8.3 | 7.8 | -7.2 | 12.8 | 0.6 | 9.6 | 0.2 | 5 | 4 | 11.1 | -2.4
11 | 1 | 12.8 | 0 | 12.9 | 5.3 | 16.1 | 8.9 | 11.1 | -5.5 | 25.9 | -6 | 10 | 8 | 16.1 | 1.7 | 12.8 | 7.2 | 8.9 | 6.1 | 8.3 | 5 | 10 | 8.9 | 18.9 | 2.8 | 13.5 | -12.9 | 23 | 22 | 29.4 | 20 | 24.4 | 20 | 23.3 | 11.7 | 26.7 | 15.6 | 22.8 | 7.8 | 23.9 | 17.8 | 4.8 | -2.6 | 8.3 | -7.2 | 11.1 | 6.7 | 5.6 | 0.6 | 19.4 | -6.1 | 20.6 | 17.2 | 18.9 | 11.7 | 25 | 22.8 | 7.2 | 6.7 | 7 | 0 | 1.7 | 1.7 | 13.9 | 12.8 | 8.3 | -3.3 | 7.8 | 0 | 8.3 | 0.6 | 13.3 | 2.2 | 4.4 | -3.3 | 11.7 | 0.6 | 14.5 | 3.6 | 9.6 | 9.6 | 21.1 | 21.1 | 14.2 | 2.1 | 11.1 | -1.7 | 14.4 | -6.1 | 15.6 | 8.3 | 18.9 | 8.3 | 15 | -3.3 | 8.9 | -2.2 | 21.3 | -11.5 | 1.7 | 0 | 25 | -6.7 | 8.9 | 1.7 | 5 | -1.1 | 8.3 | 6.7 | 4.4 | 2.8 | 3.9 | 1.7 | 11.7 | 3.3 | 22.9 | 18.7 | 7 | 4 | 10.6 | -2.2 | 10.6 | 1.1 | 12.2 | 10 | 12.2 | -9.4 | 10 | 5 | 17.8 | 14.4 | 28.9 | 9.4 | 15.2 | 4.6 | 13.3 | 2.2 | 24.4 | 8.9 | 16.1 | 0.6 | 25 | 16.1 | 21.7 | -6.1 | 21.7 | 11.1 | 23.3 | 17.2 | 24 | 20.9 | 12.2 | -7.2 | 16.7 | 13.9 | 4.4 | -3.9 | 12.8 | 8.3 | 5.6 | -5.6 | 9.4 | 0 | 8.9 | 0 | 5 | 4 | 9.5 | -1.6
8 | 0 | 12.2 | 0 | 11.5 | 5 | 15 | 8.5 | 7.8 | -6.7 | 24.4 | -6.1 | 9 | 8 | 14.4 | 1.7 | 12.8 | 8.3 | 8.3 | 5.8 | 7.8 | 4.4 | 9.8 | 8.9 | 15.6 | 2.8 | 11.1 | -16.1 | 23 | 22 | 27.2 | 20.6 | 24.4 | 20 | 21.1 | 12.6 | 26.1 | 15.6 | 18.9 | 10 | 23.3 | 18.3 | 4.1 | -3.2 | 7.2 | -5.6 | 10 | 7.2 | 5 | 0.6 | 15.6 | -6.7 | 19.8 | 16.7 | 17.2 | 12.8 | 25 | 22.8 | 7.2 | 6.1 | 6 | 0 | 1.5 | 1.5 | 11.7 | 10.5 | 7.2 | -2.8 | 4.6 | -0.2 | 7.4 | 0.4 | 10 | 1.7 | 1.7 | -3.3 | 11.1 | -1.7 | 13.3 | 4.2 | 9.8 | 9.8 | 20.6 | 20.6 | 13.3 | 1.7 | 9.4 | -1.7 | 11.1 | -5 | 15.8 | 9.3 | 17.2 | 8.3 | 10.6 | -1.7 | 7.2 | -2.2 | 19.4 | -13.9 | 1.1 | -0.3 | 24.4 | -7.2 | 7.8 | 1.7 | 4.8 | -0.9 | 8.3 | 6.5 | 4.2 | 2.6 | 3.9 | 1.7 | 10.6 | 3.3 | 22.6 | 18.8 | 7 | 4 | 8.3 | -2.2 | 8.9 | 1.7 | 12.2 | 10 | 11.1 | -8.3 | 8 | 4 | 16.7 | 14.4 | 26.1 | 8.9 | 12.6 | 3.3 | 11.3 | 1.8 | 23.3 | 9.4 | 12.8 | 1.1 | 22.8 | 17.8 | 15.6 | -5 | 18.9 | 12.2 | 22.2 | 17.8 | 23.7 | 21 | 11.1 | -6.7 | 16.1 | 12.8 | 3.9 | -5 | 11.7 | 8.9 | 4.4 | -7.2 | 6.1 | -2.2 | 8.2 | -0.3 | 5 | 3.9 | 7.8 | -1.7
6 | 0 | 11.7 | 0 | 10 | 4.4 | 13.9 | 7.8 | 5.8 | -5.1 | 22.6 | -4 | 9 | 7 | 12.8 | 1.5 | 12.2 | 10 | 7.8 | 5.5 | 8.3 | 5.6 | 9.6 | 8.9 | 14.4 | 3.3 | 10.4 | -10.9 | 23 | 21 | 26.7 | 20 | 24.4 | 20.6 | 18.9 | 12.7 | 25 | 16.7 | 18.3 | 9.4 | 22.8 | 19.4 | 3.3 | -4.4 | 6.1 | -5.6 | 9.4 | 7.8 | 4.4 | 0.6 | 13.9 | -6.7 | 19.1 | 16.2 | 16.7 | 13.3 | 24.4 | 22.2 | 6.7 | 6.1 | 5 | 0 | 1.3 | 1.3 | 9.4 | 7.9 | 6.1 | -2.2 | 1.5 | -0.9 | 6.5 | 0.4 | 10 | 1.1 | -0.6 | -3.9 | 8.3 | -0.6 | 12.2 | 4.4 | 10 | 10 | 19.4 | 19.4 | 12 | 3 | 8.3 | 0 | 10.6 | -6.7 | 15.9 | 10.3 | 18.3 | 7.8 | 8.3 | -0.6 | 6.7 | -1.1 | 18.3 | -12.4 | 0.6 | -0.6 | 23.3 | -7.8 | 6.1 | 1.1 | 4.6 | -1.1 | 8.3 | 6.3 | 4.1 | 2.5 | 3.9 | 1.1 | 9.4 | 4.4 | 22.2 | 18.9 | 6 | 4 | 7.2 | -2.2 | 8.3 | 2.2 | 11.1 | 8.9 | 8.9 | -8.3 | 8 | 5 | 16.1 | 15 | 25 | 8.3 | 10 | 1.7 | 9.2 | 1.4 | 18.9 | 11.7 | 11.1 | 1.7 | 21.7 | 18.3 | 14.4 | -4.4 | 19.4 | 12.2 | 22.2 | 17.8 | 23.3 | 21.1 | 8.3 | -5.6 | 16.7 | 12.2 | 3.9 | -6.1 | 10 | 7.2 | 3.9 | -6.7 | 6.1 | -3.3 | 7.4 | -0.5 | 5 | 4.1 | 6.5 | -2.3
5 | -2 | 11.1 | 0.6 | 8.9 | 4.3 | 12.8 | 7.3 | 3.7 | -5.1 | 20.7 | -3.3 | 9 | 8 | 11.1 | 1.1 | 12.2 | 9.4 | 7.2 | 5 | 8.3 | 5.6 | 9.4 | 8.9 | 11.7 | 3.3 | 9.6 | -8.9 | 23 | 22 | 25.6 | 20.6 | 24.4 | 20.6 | 16.7 | 12.8 | 23.9 | 16.7 | 16.7 | 10 | 22.8 | 18.9 | 2.8 | -4.1 | 5.6 | -3.9 | 8.3 | 6.1 | 4.4 | 0.6 | 13.3 | -6.7 | 18.3 | 15.6 | 16.1 | 13.9 | 23.9 | 22.8 | 6.7 | 6.1 | 4 | 1 | 1.1 | 1.1 | 7.2 | 5.6 | 5 | -1.1 | -1.7 | -2.2 | 5.6 | 0 | 9.4 | 1.1 | -0.6 | -3.3 | 7.2 | -2.2 | 11.5 | 4.3 | 10.6 | 10.5 | 19.4 | 18.9 | 10.7 | 3.7 | 7.8 | 0 | 6.7 | -3.3 | 16.1 | 11.1 | 16.7 | 7.8 | 8.3 | -1.7 | 5.6 | -1.1 | 17.2 | -13.1 | 0 | -1.1 | 21.7 | -7.8 | 5 | 1.1 | 4.4 | -1.1 | 8.3 | 6.1 | 3.9 | 2.2 | 4.4 | 0.6 | 9.4 | 3.9 | 21.7 | 18.9 | 6 | 3 | 5 | -2.2 | 7.2 | 2.2 | 10.6 | 8.9 | 7.2 | -8.3 | 8 | 4 | 15.6 | 14.4 | 23.3 | 7.8 | 8.5 | 1.6 | 7.2 | 0.6 | 17.8 | 11.7 | 8.9 | 1.7 | 21.1 | 18.3 | 12.2 | -3.3 | 19.4 | 12.2 | 21.7 | 17.8 | 23.1 | 21 | 6.7 | -4.4 | 16.1 | 13.3 | 2.8 | -6.1 | 9.4 | 6.7 | 2.8 | -6.1 | 5 | -2.8 | 6.7 | -1.1 | 5 | 4.3 | 5.2 | -3.6
3 | -3 | 10 | 1.1 | 7.8 | 3.8 | 11.7 | 6.9 | 1.7 | -6.1 | 18.9 | -3.3 | 9 | 8 | 10 | 1.9 | 12.2 | 8.9 | 7.2 | 5.5 | 7.8 | 5.6 | 9.2 | 8.3 | 12.8 | 3.9 | 8.9 | -7.8 | 23 | 22 | 24.4 | 20.6 | 23.9 | 20.6 | 15.8 | 12.4 | 23.3 | 16.7 | 15.6 | 9.4 | 22.2 | 18.9 | 2.2 | -4.6 | 4.4 | -3.9 | 7.8 | 7.2 | 4.4 | 1.1 | 13.9 | -7.2 | 18.3 | 15.6 | 16.1 | 14.4 | 23.3 | 22.8 | 6.1 | 5.6 | 3 | 1 | 1.1 | 1.1 | 6.8 | 5.8 | 4.4 | -3.3 | -2.1 | -3.1 | 5.6 | 0.5 | 8.9 | 0 | -0.6 | -3.3 | 6.7 | -2.8 | 10.7 | 3.7 | 11.1 | 10.7 | 18.9 | 18.9 | 9.4 | 4.4 | 7.2 | 1.1 | 6.1 | 0 | 16.3 | 11.5 | 14.4 | 7.8 | 6.7 | -1.7 | 5 | -1.1 | 16.1 | -14.4 | 0 | -1 | 21.1 | -3.9 | 5 | 1.1 | 4 | -1.4 | 7.9 | 5.6 | 3.7 | 2.4 | 4.4 | 0.6 | 9.4 | 3.9 | 21.1 | 18.5 | 6 | 3 | 3.3 | -1.1 | 6.7 | 1.7 | 10 | 8.3 | 6.7 | -7.8 | 8 | 4 | 15.6 | 14.4 | 22.2 | 7.8 | 7.1 | 1.6 | 6.3 | 0.8 | 18.3 | 10 | 8.9 | 2.2 | 20 | 18.3 | 11.7 | -2.8 | 17.8 | 12.2 | 21.1 | 18.3 | 23 | 21.1 | 6.7 | -6.1 | 14.4 | 13.9 | 3.9 | -6.7 | 8.9 | 6.1 | 1.1 | -6.1 | 3.3 | -2.2 | 6.5 | -0.8 | 5 | 4.4 | 3.9 | -5.6
3 | -3 | 6.7 | 1.1 | 6.7 | 3.3 | 10.6 | 6.1 | 1.1 | -5.7 | 17.2 | -2.2 | 9 | 8 | 8.9 | 2.5 | 12.8 | 9.4 | 7.2 | 6.2 | 7.8 | 5 | 8.8 | 7.4 | 11.1 | 3.9 | 8.2 | -8.2 | 23 | 22 | 22.8 | 20.6 | 23.9 | 21.1 | 14.8 | 12 | 22.2 | 16.7 | 15 | 9.4 | 22.2 | 18.9 | 1.7 | -5.6 | 4.4 | -3.9 | 7.8 | 6.7 | 3.9 | 1.1 | 8.3 | -6.7 | 18.3 | 15.6 | 15.6 | 14.4 | 23.3 | 22.8 | 6.1 | 6.1 | 2 | 0 | 1.1 | 1 | 6.5 | 5.9 | 3.9 | -2.8 | -2.4 | -3.8 | 5.6 | 0.7 | 8.9 | -1.7 | -1.1 | -4.4 | 5.6 | -2.8 | 10 | 3.3 | 11.7 | 11.1 | 18.9 | 18.3 | 9 | 3.8 | 6.7 | 1.7 | 4.4 | -2.8 | 16.5 | 11.9 | 15 | 8.9 | 6.1 | -1.7 | 4.4 | -0.6 | 14.1 | -10.1 | 0 | -1 | 20 | -2.8 | 5 | 1.1 | 3.7 | -1.6 | 7.6 | 5.1 | 3.5 | 2.6 | 4.4 | 0.6 | 8.3 | 4.4 | 20.6 | 18.3 | 6 | 4 | 2.2 | -2.2 | 6.1 | 1.7 | 9.4 | 8.3 | 5 | -7.2 | 7 | 4 | 15 | 13.9 | 21.7 | 7.8 | 5.6 | 1.1 | 5.3 | 1 | 17.8 | 10 | 7.2 | 2.2 | 20 | 17.8 | 10.6 | -3.3 | 17.2 | 11.7 | 21.1 | 18.3 | 22.8 | 21.1 | 6.1 | -5.6 | 14.4 | 13.9 | 1.7 | -7.2 | 8.3 | 5.6 | 1.1 | -6.7 | 2.2 | -2.8 | 6.3 | -1 | 5.2 | 4.3 | 3.2 | -4.6
1 | -3 | 6.1 | 1.7 | 6.3 | 3.3 | 9.3 | 5.7 | 0.6 | -6.4 | 15.6 | -1.7 | 9 | 7 | 7.8 | 2.8 | 11.1 | 8.9 | 7.2 | 6.7 | 7.2 | 5.6 | 8.7 | 7.1 | 9.4 | 2.8 | 7.4 | -9.2 | 23 | 20 | 21.7 | 20.6 | 23.9 | 21.1 | 13.9 | 11.7 | 21.7 | 16.7 | 14.4 | 9.4 | 21.7 | 18.9 | 1.3 | -5.2 | 3.9 | -2.8 | 8.3 | 6.7 | 3.3 | 1.1 | 8.3 | -6.7 | 18.3 | 15.6 | 15 | 13.9 | 23.3 | 22.8 | 6.1 | 5.6 | 2 | -1 | 1.1 | 0.5 | 6.1 | 6.1 | 3.3 | -2.8 | -2.8 | -5 | 5.6 | 1.1 | 7.8 | -1.7 | -2.2 | -3.9 | 5 | -5.6 | 8.9 | 3.3 | 11.1 | 10.7 | 18.3 | 17.8 | 8.7 | 3.3 | 6.7 | 2.2 | 2.8 | -2.8 | 16.7 | 12.2 | 13.3 | 8.3 | 6.1 | -1.7 | 3.9 | -0.6 | 12 | -9.1 | 0 | -1.1 | 19.4 | -3.3 | 3.9 | 0.6 | 3.3 | -2.2 | 7.2 | 4.4 | 3.3 | 2.8 | 4.4 | 0.6 | 8.3 | 4.4 | 20.6 | 18.4 | 6 | 4 | 1.7 | -2.2 | 5.6 | 1.7 | 8.9 | 8.3 | 4.4 | -6.7 | 5 | 3 | 15 | 13.9 | 21.1 | 7.8 | 4.8 | 0.5 | 4.4 | 1.1 | 16.7 | 10.6 | 7.2 | 2.2 | 19.4 | 18.3 | 10 | -2.8 | 15 | 11.7 | 20.6 | 18.3 | 22.6 | 20.9 | 3.9 | -3.9 | 13.9 | 13.9 | 2.8 | -7.8 | 8.3 | 5 | -0.6 | -5.6 | 1.1 | -3.9 | 6.1 | -1.1 | 5.4 | 4.1 | 2.4 | -4.8
0 | -2 | 5.6 | 1.7 | 6 | 3.2 | 8 | 5.1 | 0 | -7.8 | 13.9 | -1.7 | 8 | 7 | 6.9 | 3.2 | 10.6 | 8.9 | 7.2 | 6.6 | 7.8 | 6.1 | 8.6 | 6.8 | 8.9 | 1.7 | 6.7 | -12.2 | 20 | 18 | 21.7 | 21.1 | 23.3 | 21.1 | 14.6 | 12 | 21.7 | 16.7 | 14.4 | 9.4 | 21.7 | 18.3 | 1 | -5.6 | 3.3 | -1.1 | 8.3 | 6.7 | 2.2 | 0.6 | 6.7 | -6.1 | 18.5 | 15.6 | 15 | 13.9 | 23.3 | 22.8 | 6.1 | 5.6 | 1 | -1 | 0.9 | 0.4 | 4.8 | 4.8 | 3.3 | -2.8 | -2.8 | -4.2 | 5.8 | 1.5 | 6.7 | -2.2 | -1.1 | -3.9 | 4.4 | -5.6 | 7.8 | 3.1 | 10.6 | 10.5 | 18.9 | 18.3 | 8.3 | 2.8 | 5 | 1.1 | 0.6 | -2.2 | 16.5 | 12.5 | 13.3 | 8.3 | 5 | -2.2 | 3.3 | -0.6 | 10 | -8.9 | -0.7 | -1.6 | 18.3 | -2.8 | 3.9 | 0.6 | 3.3 | -2 | 7.2 | 3.4 | 3.3 | 2.6 | 3.9 | 0 | 8.3 | 3.9 | 20.6 | 18.4 | 5 | 2 | 0.6 | -1.7 | 3.9 | 2.2 | 8.9 | 8.3 | 3.9 | -7.8 | 6 | 4 | 15.6 | 14.4 | 20 | 7.8 | 4.1 | 0 | 4.8 | 1.5 | 17.2 | 10.6 | 7.2 | 2.8 | 18.9 | 17.8 | 9.4 | -2.2 | 14.4 | 11.7 | 20.6 | 18.9 | 22.4 | 20.7 | 4.4 | -5 | 12.8 | 12.8 | 4.4 | -8.3 | 7.8 | 4.4 | -0.6 | -5.6 | 1.1 | -3.9 | 5.7 | -0.9 | 5.6 | 3.9 | 1.7 | -5.6
0 | -2 | 5.6 | 1.7 | 5.6 | 2.8 | 6.7 | 4.4 | -0.4 | -6.8 | 12.6 | -1.5 | 8 | 7 | 5.9 | 3.2 | 10 | 8.3 | 7.2 | 6.6 | 5.6 | 3.9 | 8.4 | 6.2 | 6.7 | 1.1 | 6.3 | -10.5 | 21 | 10 | 21.7 | 21.1 | 22.8 | 21.1 | 15.4 | 12.6 | 21.7 | 16.7 | 12.8 | 8.9 | 21.7 | 18.9 | 0.6 | -6.7 | 3.3 | -0.6 | 7.8 | 6.1 | 1.7 | 0 | 5.6 | -5.6 | 18.7 | 15.6 | 15 | 13.9 | 22.8 | 22.2 | 6.7 | 5.6 | 1 | -2 | 0.8 | 0.2 | 3.5 | 3.5 | 2.8 | -2.8 | -2.8 | -3.8 | 5.9 | 1.8 | 6.7 | -2.2 | -1.7 | -3.9 | 3.3 | -4.4 | 6.7 | 2.8 | 10 | 10 | 18.3 | 18.3 | 7.8 | 2.7 | 3.9 | 0.6 | 0 | -2.2 | 16.3 | 12.7 | 13.3 | 8.9 | 5 | -2.2 | 2.8 | -1.1 | 9.4 | -8.1 | -1.5 | -2.1 | 17.8 | -6.1 | 2.2 | 0 | 3.3 | -2 | 7.2 | 2.3 | 3.3 | 2.4 | 3.9 | 0 | 7.8 | 3.9 | 20.6 | 18.3 | 4 | 2 | 1.1 | -1.1 | 2.8 | 1.1 | 8.3 | 8.3 | 3.3 | -6.1 | 5 | 3 | 15.6 | 15 | 18.3 | 8.3 | 3.3 | -0.6 | 5.2 | 1.9 | 15.6 | 11.1 | 6.7 | 2.8 | 18.9 | 17.8 | 7.2 | -0.6 | 13.9 | 11.1 | 21.1 | 19.4 | 22.2 | 20.6 | 4.4 | -6.1 | 12.8 | 12.8 | 3.3 | -7.2 | 7.2 | 3.9 | -1.1 | -5.6 | 1.1 | -3.3 | 5.4 | -0.9 | 5.2 | 3.2 | 1.1 | -4.7
0 | -2 | 5 | 1.7 | 5 | 2.9 | 6.3 | 4.3 | -0.7 | -6.9 | 11.3 | -1.3 | 8 | 8 | 5 | 3.3 | 9.4 | 7.8 | 7.2 | 6.7 | 5.6 | 3.9 | 8.2 | 5 | 5.6 | 1.1 | 6 | -9.9 | 21 | 9 | 22.2 | 21.7 | 22.8 | 21.1 | 16.1 | 12.8 | 21.7 | 16.7 | 12.8 | 9.4 | 21.1 | 18.9 | 0.2 | -5.7 | 2.2 | -1.1 | 6.7 | 5 | 1.1 | 0 | 3.9 | -5.6 | 18.9 | 15.6 | 15 | 13.9 | 22.8 | 22.8 | 6.7 | 5.6 | 1 | -3 | 0.6 | 0.2 | 2.2 | 2.2 | 2.2 | -2.8 | -2.8 | -3.3 | 6.1 | 2.2 | 6.1 | -2.2 | -2.2 | -3.9 | 2.8 | -4.4 | 6.7 | 2.6 | 10 | 9.9 | 17.2 | 17.2 | 7.2 | 2.5 | 5 | 1.7 | -0.6 | -3.3 | 16.1 | 12.8 | 12.8 | 10 | 3.9 | -2.2 | 2.8 | -1.1 | 8.9 | -8.1 | -2.2 | -2.8 | 17.2 | -8.9 | 2.2 | 0 | 3.3 | -2.2 | 7.2 | 1.1 | 3.3 | 2.2 | 3.9 | 0 | 7.8 | 4.4 | 20.4 | 18 | 3 | 0 | 0 | -2.2 | 1.7 | 0.6 | 8.3 | 8.3 | -0.6 | -5.6 | 4 | 3 | 14.4 | 13.9 | 17.2 | 8.3 | 3.1 | -0.3 | 5.6 | 2.2 | 14.4 | 11.1 | 5.6 | 2.8 | 18.9 | 17.8 | 7.2 | -1.1 | 12.2 | 10 | 21.1 | 19.4 | 22 | 20.7 | 3.9 | -5.6 | 12.2 | 12.2 | 3.3 | -5.6 | 6.7 | 3.3 | -1.7 | -4.4 | 0.6 | -3.3 | 5 | -1.1 | 4.8 | 2.3 | 0.6 | -4.8
0 | -1 | 4.4 | 1.7 | 4.5 | 3 | 6 | 4.2 | -1.1 | -7.8 | 10 | -1.7 | 8 | 7 | 5.7 | 3.4 | 10 | 7.8 | 7.6 | 6.6 | 5.6 | 4.4 | 8.1 | 5 | 4.4 | 1.1 | 5.6 | -11.1 | 17 | 5 | 22.2 | 21.7 | 22.2 | 21.1 | 16.3 | 13.3 | 21.7 | 16.7 | 12.2 | 8.9 | 22.2 | 18.9 | -0.2 | -5.7 | 2.8 | -1.1 | 5.6 | 4.4 | 0.6 | -0.6 | 5 | -5.6 | 18.2 | 15.1 | 13.3 | 12.8 | 22.2 | 22.2 | 6.7 | 5.6 | 0 | -4 | 0.8 | 0.1 | 2.2 | 1.8 | 1.7 | -2.2 | -2.4 | -3.1 | 6.1 | 2.4 | 6.1 | -2.2 | -2.2 | -3.9 | 2.2 | -3.9 | 6.7 | 2.6 | 10 | 9.6 | 16.7 | 16.7 | 6.7 | 2.2 | 5 | 1.7 | -1.7 | -3.3 | 16.5 | 13.1 | 12.2 | 10 | 3.3 | -2.2 | 3.9 | -1.7 | 8.3 | -8.9 | -2.2 | -2.8 | 18.3 | -8.9 | 1.7 | -0.6 | 2.6 | -1.2 | 6.8 | 0 | 3.1 | 2.1 | 2.2 | -2.8 | 7.2 | 3.9 | 20.2 | 17.6 | 3 | -1 | 0 | -2.2 | 1.7 | 0 | 8.3 | 8.3 | 0 | -6.1 | 4 | 3 | 15 | 14.4 | 16.1 | 8.3 | 3 | -0.1 | 6.1 | 2.9 | 13.9 | 11.1 | 5 | 2.8 | 19.4 | 17.8 | 8.9 | -2.8 | 13.9 | 11.1 | 21.7 | 19.4 | 21.9 | 21.1 | 2.8 | -5 | 12.2 | 12.2 | 1.7 | -2.8 | 6.1 | 3.3 | -2.2 | -4.4 | 0 | -3.3 | 4.8 | -0.3 | 4.4 | 1.7 | 0 | -5.6
1 | -1 | 5 | 2.2 | 3.9 | 2.8 | 5.6 | 3.9 | 3.2 | -4.6 | 11.9 | -1.1 | 8 | 7 | 6.5 | 3.5 | 10.6 | 7.8 | 7.9 | 6.2 | 5.6 | 4.4 | 8 | 5 | 7.2 | 1.7 | 7.3 | -8.9 | 18 | 8 | 22.2 | 21.7 | 21.7 | 21.1 | 16.5 | 13.4 | 21.1 | 16.7 | 12.8 | 8.9 | 21.7 | 18.9 | -0.6 | -6.1 | 2.8 | -1.1 | 7.2 | 6.7 | 0.6 | -0.6 | 5 | -5 | 17.4 | 14.5 | 13.3 | 12.8 | 21.7 | 21.7 | 6.7 | 5 | 0 | -3 | 0.9 | 0.2 | 2.2 | 1.5 | 0.6 | -1.7 | -2.1 | -3.2 | 6.1 | 2.6 | 6.7 | -2.2 | -0.6 | -2.8 | 2.2 | -3.9 | 6.7 | 2.2 | 10 | 9.4 | 16.7 | 16.7 | 7.6 | 2.7 | 5 | 1.7 | -1.7 | -3.3 | 16.8 | 13.2 | 12.8 | 11.1 | 2.8 | -1.7 | 3.9 | 0 | 9.4 | -6.9 | -2.2 | -3.1 | 18.3 | -7.2 | 1.7 | 0 | 1.8 | -0.5 | 6.5 | -1 | 3 | 1.8 | 2.2 | -2.8 | 7.2 | 3.9 | 20 | 17.2 | 3 | -1 | 0 | -2.2 | 2.2 | 0.6 | 8.3 | 8.3 | 0.6 | -5.6 | 6 | 4 | 14.4 | 14.4 | 15 | 8.9 | 2.8 | 0 | 6.7 | 3.9 | 15.6 | 12.8 | 5 | 2.8 | 19.4 | 18.3 | 6.7 | -0.6 | 12.8 | 10 | 22.2 | 19.4 | 21.7 | 21.1 | 3.9 | -2.8 | 12.2 | 11.7 | 1.1 | -2.2 | 6.7 | 3.9 | -0.6 | -3.9 | 1.1 | -2.8 | 4.6 | 0 | 4.4 | 0.3 | 1.5 | -4.8
2 | -1 | 5 | 3.3 | 6.7 | 4.4 | 8.2 | 5 | 7.4 | -2.5 | 13.7 | -1.3 | 8 | 7 | 7.2 | 3.3 | 12.2 | 8.9 | 8.3 | 6.1 | 7.2 | 4.4 | 8.9 | 8.3 | 10.6 | 5.6 | 8.9 | -7.7 | 18 | 7 | 22.2 | 21.1 | 21.7 | 21.7 | 16.7 | 13.9 | 21.1 | 16.7 | 13.3 | 10 | 22.2 | 19.4 | 0.5 | -5.4 | 2.8 | -1.1 | 11.7 | 6.7 | 1.1 | 0 | 7.8 | -2.8 | 16.7 | 13.9 | 16.1 | 15 | 22.8 | 22.2 | 6.1 | 5 | 2 | -3 | 1.1 | 0.6 | 2.2 | 1.1 | 2.8 | -0.6 | -1.7 | -3.3 | 6.1 | 2.8 | 7.2 | -1.7 | 1.7 | -1.1 | 3.9 | -3.3 | 10.2 | 3.3 | 11.3 | 9.4 | 20 | 18.9 | 8.5 | 3.1 | 5.6 | 1.1 | 0 | -1.1 | 17.2 | 13.3 | 14.4 | 11.7 | 5.6 | 0.6 | 3.9 | 1.1 | 10.6 | -5.5 | -2.2 | -3.3 | 20 | -7.8 | 4.4 | 0 | 1.1 | 0 | 6.1 | -2.2 | 2.8 | 1.7 | 3.9 | -3.9 | 8.3 | 4.4 | 20.6 | 17.4 | 4 | -1 | 1.1 | -1.1 | 3.9 | 1.7 | 8.3 | 8.3 | 2.2 | -3.9 | 7 | 5 | 15 | 14.4 | 15.6 | 10 | 5.4 | 0.9 | 7.2 | 4.4 | 19.4 | 14.4 | 6.1 | 2.8 | 21.1 | 20 | 7.8 | -1.1 | 14.4 | 12.8 | 22.2 | 19.4 | 21.7 | 21.2 | 6.7 | -1.7 | 12.8 | 11.7 | 2.2 | -2.2 | 7.8 | 3.9 | 1.7 | -3.3 | 2.8 | -1.7 | 4.4 | 0.6 | 4.4 | -0.7 | 2.9 | -4.9
4 | -3 | 5 | 3.3 | 9.4 | 5.6 | 10.7 | 5.7 | 11.7 | -1.1 | 15.6 | -1.7 | 9 | 8 | 9.4 | 3.2 | 13.3 | 9.4 | 9.4 | 6.2 | 7.8 | 5 | 10.7 | 9.3 | 14.4 | 4.4 | 10.6 | -7.8 | 20 | 6 | 23.9 | 21.1 | 22.2 | 21.7 | 19.3 | 14.2 | 21.7 | 17.2 | 16.1 | 10 | 25 | 18.9 | 1.7 | -5.6 | 4.4 | -0.6 | 13.3 | 7.2 | 3.3 | 1.7 | 10 | -2.8 | 16.7 | 14.2 | 19.4 | 16.1 | 24.4 | 21.7 | 6.7 | 5 | 4 | -6 | 1.7 | 0.5 | 2.2 | 1.2 | 5 | -1.1 | -1.3 | -3 | 6.1 | 2.4 | 10 | 0 | 4.4 | 0.6 | 6.1 | -6.1 | 13.7 | 3.5 | 12.6 | 9.3 | 22.2 | 19.4 | 9.4 | 3.3 | 6.1 | 2.2 | 5.6 | 0.6 | 18.7 | 12.9 | 16.7 | 13.3 | 7.2 | 2.2 | 5 | 0.6 | 11.7 | -5 | -1.8 | -2.9 | 20.6 | -10 | 6.1 | 0.6 | 0.7 | 0 | 6.8 | -1.9 | 3.2 | 1.9 | 5 | -3.3 | 8.9 | 5 | 21.1 | 17.7 | 5 | -1 | 3.9 | -0.6 | 6.1 | 2.2 | 8.9 | 8.9 | 5.6 | -3.9 | 7 | 5 | 16.1 | 15.6 | 19.4 | 11.1 | 8 | 1.4 | 9.1 | 5.1 | 23.3 | 16.1 | 9.4 | 3.9 | 23.9 | 21.7 | 9.4 | -1.1 | 17.2 | 12.2 | 23.3 | 20 | 21.7 | 21.2 | 10.6 | -2.8 | 13.3 | 8.3 | 3.3 | -6.1 | 8.3 | 3.3 | 4.4 | -2.8 | 5 | -1.1 | 5.3 | 0.6 | 4.4 | -2.2 | 4.4 | -6.1
7 | -3 | 5 | 3.3 | 12.2 | 6.7 | 13.3 | 6.1 | 14.1 | -2.1 | 19.1 | -0.7 | 9 | 8 | 11.7 | 2.7 | 15 | 10 | 10.6 | 6.4 | 9.4 | 5.6 | 12.6 | 10.4 | 18.9 | 1.1 | 12.1 | -7 | 22 | 9 | 25 | 21.1 | 23.9 | 21.7 | 21.8 | 14 | 22.8 | 17.2 | 17.8 | 10.6 | 26.1 | 19.4 | 2.8 | -6.7 | 7.2 | 0 | 16.1 | 7.8 | 5.6 | 2.2 | 13.3 | -1.7 | 16.7 | 14.4 | 22.2 | 16.1 | 25.6 | 19.4 | 6.7 | 5 | 6 | -10 | 2.2 | 0.6 | 2.2 | 1.5 | 7.8 | -2.8 | -1 | -3.1 | 6.1 | 2 | 12.2 | 1.7 | 8.3 | 1.7 | 7.2 | -6.1 | 17.2 | 2.8 | 13.9 | 8.9 | 24.4 | 19.4 | 10.9 | 3.9 | 6.1 | 1.7 | 10.6 | -1.1 | 20.2 | 12.2 | 18.9 | 12.2 | 7.2 | 1.7 | 4.4 | 1.7 | 13.5 | -4.5 | -1.5 | -2.8 | 22.2 | -8.9 | 8.3 | -1.1 | 0.4 | 0 | 7.6 | -1.9 | 3.5 | 2 | 5.6 | -1.7 | 10.6 | 4.4 | 21.7 | 17.8 | 7 | 0 | 7.2 | 0 | 7.2 | 2.2 | 8.9 | 8.9 | 8.3 | -3.3 | 8 | 6 | 18.3 | 17.2 | 24.4 | 12.8 | 10.6 | 1.7 | 10.9 | 5.5 | 25.6 | 16.7 | 11.1 | 4.4 | 26.7 | 20 | 10 | -1.7 | 18.3 | 11.7 | 23.9 | 19.4 | 21.7 | 21.1 | 13.3 | -5 | 13.3 | 8.3 | 3.3 | -9.4 | 9.4 | 3.9 | 7.2 | -3.3 | 7.2 | -0.6 | 6.3 | 0.6 | 5.3 | -2 | 6.1 | -4.6
8 | -2 | 5.6 | 3.9 | 13.9 | 6.5 | 14.6 | 6.7 | 16.5 | -4.1 | 22.6 | -1.3 | 9 | 8 | 13.9 | 1.1 | 16.1 | 8.3 | 11.7 | 6.1 | 11.1 | 7.2 | 14.4 | 11.1 | 21.7 | -1.7 | 13.5 | -7.5 | 23 | 9 | 27.8 | 20 | 26.1 | 20 | 24.4 | 13.3 | 24.4 | 17.2 | 18.3 | 11.1 | 26.7 | 20.6 | 3.9 | -5.4 | 8.9 | -1.1 | 17.2 | 8.3 | 7.8 | 1.1 | 15 | -1.7 | 16.7 | 14.4 | 22.8 | 14.4 | 27.2 | 20 | 6.7 | 5 | 7 | -7 | 2.8 | 0.6 | 2.2 | 1.7 | 10 | -4.4 | -0.6 | -3.3 | 6.1 | 1.7 | 15.6 | 3.3 | 10 | 1.7 | 8.9 | -5.6 | 19.1 | 2.9 | 15.7 | 8.9 | 26.1 | 16.7 | 12.4 | 4.6 | 5.6 | 0.6 | 15 | -1.1 | 21.7 | 11.1 | 20.6 | 12.2 | 8.3 | 2.2 | 5.6 | 1.7 | 15.4 | -5 | -1.1 | -2.8 | 22.8 | -8.3 | 10 | -0.6 | 0 | 0 | 8.3 | -2.2 | 3.9 | 2.2 | 6.7 | -0.6 | 10.6 | 3.9 | 23.5 | 18 | 8 | 2 | 8.9 | -0.6 | 7.8 | 2.8 | 9.4 | 9.4 | 10 | -5.6 | 8 | 7 | 23.3 | 15 | 27.2 | 12.8 | 11.1 | 2.1 | 12.8 | 5.6 | 27.2 | 16.7 | 13.9 | 4.4 | 28.9 | 20 | 11.1 | -3.3 | 19.4 | 10 | 26.1 | 18.9 | 21.1 | 20.6 | 15.6 | -2.8 | 13.3 | 6.1 | 3.9 | -12.8 | 10 | 3.3 | 8.9 | -4.4 | 8.9 | 0.6 | 7.2 | 0.6 | 6.3 | -1.8 | 7.7 | -4.2
9 | -3 | 6.1 | 4.4 | 15.5 | 6.3 | 15.9 | 6.9 | 18.9 | -8.9 | 26.1 | -2.2 | 10 | 8 | 14.8 | 0.6 | 16.1 | 8.9 | 12.1 | 6.2 | 12.8 | 6.1 | 15.2 | 11.4 | 24.4 | -2.2 | 15 | -9.4 | 24 | 7 | 29.4 | 18.9 | 27.8 | 17.8 | 25.2 | 13.1 | 26.1 | 17.8 | 19.4 | 10.6 | 27.2 | 20.6 | 5 | -5.3 | 11.1 | -1.7 | 18.3 | 6.7 | 8.3 | -0.6 | 17.2 | -2.8 | 16.9 | 14.9 | 23.9 | 15 | 28.3 | 17.2 | 7.8 | 5.6 | 9 | -5 | 2.8 | 0.5 | 2.6 | 1.7 | 11.7 | -3.9 | 0.3 | -2.9 | 6.5 | 1.8 | 18.3 | 6.7 | 11.1 | 0.6 | 9.4 | -6.1 | 20.9 | 2.2 | 17.6 | 8.5 | 27.8 | 15 | 13.9 | 5 | 5 | 2.8 | 17.2 | -2.8 | 22.2 | 11 | 22.2 | 12.2 | 7.8 | 2.2 | 7.2 | 2.2 | 17.2 | -6.7 | 0.2 | -3.3 | 23.9 | -6.7 | 12.2 | -0.6 | 1.5 | 0.8 | 9.1 | -1.7 | 4.1 | 2.3 | 6.7 | -1.7 | 10 | 2.2 | 25.4 | 17.6 | 10 | 1 | 11.7 | -0.6 | 8.3 | 2.2 | 11.1 | 10.6 | 11.7 | -4.4 | 8 | 7 | 23.3 | 15 | 30 | 11.7 | 11.7 | 2.4 | 14.3 | 5.9 | 27.2 | 16.1 | 16.1 | 5 | 29.4 | 20 | 12.8 | -3.9 | 21.1 | 11.1 | 23.9 | 20.6 | 20.6 | 20.1 | 17.8 | -2.8 | 12.8 | 5.6 | 3.9 | -12.2 | 10.6 | 3.3 | 8.9 | -6.7 | 10.6 | 1.1 | 8.1 | 0.3 | 7.2 | -2.2 | 9.4 | -4.4
10 | -3 | 6.1 | 4.4 | 17.2 | 5.6 | 17.2 | 7.2 | 19.5 | -8.6 | 28 | -1.7 | 11 | 9 | 15.8 | -0.4 | 16.7 | 8.3 | 12.4 | 6.3 | 12.8 | 4.4 | 15.9 | 11.7 | 25 | -3.3 | 16.3 | -8.5 | 26 | 1 | 31.1 | 18.9 | 29.4 | 17.8 | 25.9 | 13.1 | 27.8 | 16.1 | 20.6 | 10.6 | 28.3 | 20.6 | 6.1 | -5.6 | 13.3 | -2.2 | 18.3 | 6.1 | 8.9 | 0.6 | 18.3 | -3.9 | 17 | 15.2 | 24.4 | 13.9 | 30.6 | 12.8 | 7.2 | 5.6 | 9 | -5 | 2.8 | 0.5 | 2.9 | 1.6 | 13.3 | -3.9 | 1.3 | -2.8 | 6.8 | 2.1 | 20 | 7.8 | 13.3 | 2.2 | 10 | -7.2 | 22.8 | 1.7 | 19.4 | 7.8 | 28.3 | 15.6 | 14.6 | 5.2 | 5.6 | 3.3 | 17.8 | -3.3 | 22.8 | 11.3 | 22.8 | 10.6 | 6.1 | 5 | 8.3 | 1.7 | 18.5 | -5.5 | 1.5 | -4.4 | 24.4 | -6.1 | 13.9 | -0.6 | 2.9 | 1.4 | 9.8 | -1.4 | 4.2 | 2.2 | 6.7 | -1.7 | 10 | 1.7 | 27.2 | 17.2 | 11 | 1 | 11.7 | -0.6 | 10 | 3.3 | 12.2 | 12.2 | 13.3 | -4.4 | 9 | 7 | 21.1 | 13.9 | 31.1 | 12.8 | 12.2 | 2.8 | 15.7 | 6.2 | 28.3 | 16.1 | 17.8 | 5.6 | 30.6 | 18.9 | 15 | -3.9 | 22.2 | 10 | 26.1 | 20 | 20 | 19.4 | 19.4 | -2.8 | 12.8 | 5 | 3.9 | -12.2 | 11.7 | 3.3 | 9.4 | -6.7 | 12.2 | 0.6 | 9.1 | 0 | 8.9 | -1.8 | 11.3 | -2.8
11 | -1 | 6.1 | 5 | 17.9 | 5.2 | 17.9 | 7.4 | 20 | -9.1 | 29.8 | -0.5 | 12 | 9 | 16.7 | -1.7 | 16.7 | 10.6 | 12.8 | 6.1 | 13.3 | 4.4 | 16.7 | 11.7 | 23.9 | -2.2 | 17.6 | -9.1 | 26 | 1 | 31.7 | 19.4 | 30.6 | 17.2 | 26.7 | 12.8 | 28.3 | 16.7 | 21.7 | 10 | 28.3 | 20 | 7 | -4.7 | 14.4 | -2.8 | 16.7 | 5 | 8.9 | 0 | 18.9 | -5 | 17.2 | 15.6 | 24.4 | 8.9 | 31.1 | 10 | 7.2 | 5.6 | 11 | -5 | 2.8 | 0.6 | 3.3 | 1.7 | 15 | -2.8 | 2.2 | -3.3 | 7.2 | 2.2 | 18.3 | 5.6 | 14.4 | 2.2 | 11.7 | -4.4 | 23.5 | 2.4 | 20.3 | 7.4 | 28.9 | 15.6 | 15.4 | 5.6 | 6.1 | 2.8 | 19.4 | -2.2 | 23.3 | 11.1 | 23.9 | 11.1 | 3.3 | 2.8 | 9.4 | 1.7 | 19.8 | -6 | 2.8 | -7.2 | 25.6 | -5 | 16.1 | -3.9 | 4.4 | 2.2 | 10.6 | -1.7 | 4.4 | 2.2 | 6.7 | -1.7 | 11.1 | 2.2 | 28.1 | 17 | 12 | 1 | 12.2 | -2.2 | 10 | 1.1 | 13.9 | 13.9 | 15.6 | -3.3 | 9 | 7 | 21.1 | 16.7 | 31.7 | 9.4 | 10.7 | 4 | 17.2 | 6.1 | 29.4 | 15.6 | 20 | 6.7 | 31.1 | 18.3 | 15 | -4.4 | 23.9 | 8.9 | 26.1 | 19.4 | 21.3 | 20.3 | 20.6 | -2.8 | 12.2 | 4.4 | 4.4 | -11.7 | 11.7 | 3.3 | 10 | -6.7 | 13.9 | 1.1 | 10 | -0.6 | 10.5 | -1.6 | 13.1 | -1.8
11 | -4 | 6.7 | 5.6 | 18.7 | 4.9 | 18.7 | 7.2 | 20.6 | -10.6 | 31.7 | 0 | 12 | 8 | 15.9 | -1.4 | 15.6 | 10 | 13.5 | 5.7 | 13.9 | 3.9 | 16.3 | 11.5 | 25 | -0.6 | 18.9 | -11.7 | 28 | 0 | 32.2 | 18.3 | 30.6 | 17.2 | 26.5 | 12.2 | 29.4 | 15.6 | 22.8 | 10 | 28.9 | 20 | 8 | -4.5 | 13.9 | -3.3 | 16.1 | 7.2 | 10 | 0.6 | 20.6 | -3.9 | 17 | 14.5 | 25.6 | 11.1 | 31.1 | 10.6 | 6.7 | 5 | 11 | -5 | 3 | 0.5 | 3.3 | 1.2 | 15 | -1.7 | 2 | -2.7 | 7.2 | 2.5 | 16.7 | 5 | 14.4 | 2.8 | 12.8 | -3.9 | 24.3 | 3 | 21.3 | 6.8 | 28.9 | 16.1 | 16.1 | 5.6 | 6.1 | 2.8 | 20.6 | -2.8 | 22.6 | 12.6 | 23.9 | 10.6 | 2.8 | 2.2 | 11.1 | 1.1 | 21.1 | -6.7 | 2.4 | -4.6 | 26.7 | -4.4 | 16.1 | -3.9 | 4.8 | 1.6 | 10.8 | -2 | 5 | 2.2 | 8.3 | -2.2 | 10 | 1.7 | 29.1 | 17.3 | 12 | -3 | 12.8 | -3.3 | 10 | 1.7 | 13.9 | 13.9 | 16.7 | -5.6 | 9 | 7 | 25 | 14.4 | 30.6 | 8.9 | 9.3 | 4.7 | 17.9 | 5.8 | 28.9 | 15 | 19.4 | 6.7 | 31.1 | 18.9 | 16.1 | -4.4 | 25.6 | 8.3 | 26.1 | 18.3 | 22.6 | 20.9 | 21.1 | 1.7 | 11.7 | 3.9 | 5 | -11.7 | 12.8 | 2.8 | 11.1 | -5.6 | 15 | 1.7 | 10.7 | -0.9 | 12.2 | -2.2 | 15 | -1.1
12 | -5 | 7.2 | 5.6 | 19.4 | 4.4 | 19.4 | 7.2 | 19.5 | -9.5 | 31.9 | -0.9 | 14 | 9 | 15.2 | -2 | 16.1 | 10 | 14.3 | 5.4 | 13.9 | 4.4 | 16 | 11 | 24.4 | 0.6 | 19.3 | -9.6 | 28 | 1 | 32.2 | 18.9 | 28.3 | 20 | 26.3 | 12 | 29.4 | 15 | 23.3 | 9.4 | 28.3 | 19.4 | 8.9 | -5 | 14.4 | -3.3 | 11.7 | 8.3 | 10 | 0 | 20.6 | -3.9 | 16.9 | 13.5 | 25 | 13.3 | 30.6 | 8.3 | 7.2 | 3.9 | 12 | -3 | 3.1 | 0.5 | 3.3 | 0.5 | 15 | -1.7 | 1.9 | -2.5 | 7.2 | 2.7 | 18.3 | 6.1 | 15 | 3.3 | 13.9 | -2.8 | 25 | 3.3 | 22.2 | 6.1 | 28.3 | 16.1 | 15.7 | 4.1 | 5.6 | 2.2 | 21.1 | -1.7 | 21.8 | 14 | 25 | 11.7 | 4.4 | 3.9 | 12.2 | 1.7 | 20.9 | -7.6 | 2.1 | -3 | 26.1 | -4.4 | 15 | -3.3 | 5.2 | 1.1 | 10.9 | -2.5 | 5.5 | 1.8 | 7.2 | 0 | 9.4 | 2.2 | 30 | 17.2 | 13 | -1 | 12.2 | -3.9 | 11.7 | 1.1 | 14.4 | 14.4 | 18.9 | -4.4 | 7 | 6 | 26.1 | 15 | 31.7 | 7.8 | 7.8 | 5 | 18.7 | 5.6 | 30 | 13.9 | 18.3 | 7.2 | 31.7 | 19.4 | 16.1 | -5.6 | 26.1 | 7.8 | 26.1 | 18.3 | 23.9 | 21.7 | 21.1 | 0 | 11.7 | 3.9 | 5.6 | -11.7 | 13.3 | 1.7 | 10.6 | -6.1 | 15 | 2.2 | 11.5 | -1.1 | 11.7 | -2.2 | 15.6 | -0.5
10 | -3 | 7.8 | 6.1 | 18.3 | 4.9 | 18.5 | 7 | 18.3 | -8.6 | 32 | -0.8 | 13 | 9 | 14.4 | -2.8 | 15.6 | 10 | 15 | 4.4 | 12.8 | 5 | 15.6 | 10.6 | 23.9 | -1.7 | 19.6 | -10.4 | 28 | 1 | 31.1 | 17.8 | 27.8 | 21.1 | 26.1 | 11.7 | 29.4 | 14.4 | 23.3 | 9.4 | 28.3 | 19.4 | 8.7 | -5.2 | 14.4 | -3.3 | 12.2 | 5.6 | 10 | 0 | 21.1 | -4.4 | 16.7 | 12.2 | 25 | 14.4 | 31.1 | 8.3 | 6.7 | 4.4 | 12 | -3 | 3.3 | 0.6 | 3.3 | 0 | 15 | -1.7 | 1.7 | -2.8 | 7.2 | 2.8 | 17.2 | 6.7 | 14.4 | 4.4 | 14.4 | -2.2 | 24.8 | 1.6 | 21.8 | 4.8 | 27.8 | 16.1 | 15.4 | 2.9 | 5 | 1.7 | 21.7 | -2.2 | 21.1 | 15 | 23.3 | 10 | 6.7 | 4.4 | 11.1 | 2.2 | 20.8 | -9.6 | 1.7 | -2.2 | 26.1 | -5 | 13.9 | -3.3 | 5.6 | 0.6 | 11.1 | -3.9 | 6.1 | 1.7 | 7.2 | -1.7 | 10.6 | 2.8 | 29.3 | 16.5 | 13 | -2 | 12.8 | -3.9 | 11.7 | 0 | 14.4 | 14.4 | 18.9 | -6.7 | 7 | 6 | 26.1 | 16.1 | 31.1 | 7.8 | 7.2 | 4.9 | 19.4 | 5 | 29.4 | 12.8 | 17.2 | 7.8 | 30 | 19.4 | 15 | -6.1 | 26.1 | 9.4 | 25.6 | 18.9 | 23.5 | 21.4 | 22.2 | 1.7 | 12.2 | 3.3 | 5 | -11.7 | 12.8 | 2.8 | 10 | -7.2 | 15 | 1.7 | 12.2 | -2.2 | 11.1 | -3 | 16.1 | -0.5
9 | -4 | 7.8 | 6.1 | 17.2 | 4.9 | 17.6 | 6.5 | 17.2 | -9.4 | 32.2 | -1.7 | 12 | 8 | 13.3 | -0.3 | 15 | 10.6 | 14.1 | 4.7 | 12.2 | 3.9 | 14.1 | 10.5 | 21.7 | -1.7 | 20 | -11.1 | 27 | 10 | 30 | 18.9 | 27.2 | 21.1 | 24.8 | 12.1 | 29.4 | 15 | 23.3 | 7.2 | 27.8 | 20 | 8.5 | -5.7 | 15.6 | -3.3 | 13.9 | 6.1 | 10 | 0 | 20 | -5 | 16.5 | 11.3 | 23.3 | 13.9 | 29.4 | 7.2 | 6.1 | 3.9 | 12 | -3 | 3.1 | 0.8 | 3.1 | -0.3 | 15 | -1.7 | 1.7 | -2 | 6.5 | 2.8 | 18.3 | 7.2 | 12.8 | 4.4 | 13.3 | -3.9 | 24.6 | -1.1 | 21.5 | 4.1 | 26.7 | 18.9 | 15 | 1.1 | 5 | 1.7 | 21.1 | -3.9 | 20.2 | 15.2 | 22.2 | 10 | 7.2 | 2.8 | 11.1 | 3.3 | 20.6 | -13.9 | 0.9 | -2.2 | 25.6 | -5 | 13.9 | -2.8 | 4.8 | 0 | 10.4 | -2 | 6.3 | 1.2 | 7.8 | -2.2 | 10 | 1.7 | 28.5 | 15.8 | 13 | -2 | 12.2 | -0.6 | 11.1 | 1.1 | 13.9 | 13.9 | 18.9 | -7.2 | 7 | 6 | 23.9 | 16.1 | 30.6 | 10 | 6.7 | 4.7 | 18.5 | 5 | 28.9 | 12.2 | 17.2 | 8.9 | 28.3 | 20 | 15.6 | -5.6 | 25 | 8.3 | 24.4 | 19.4 | 23.2 | 21.3 | 22.2 | 0.6 | 11.7 | 3.9 | 5 | -11.7 | 12.8 | 1.7 | 10 | -6.7 | 15 | 1.1 | 11.8 | -2.1 | 10.6 | -3.9 | 16.7 | 0
9 | -3 | 7.8 | 6.1 | 16.1 | 5 | 16.7 | 6.1 | 14.2 | -5.4 | 30.2 | -2 | 12 | 9 | 12.2 | 1.2 | 15 | 10 | 13.1 | 4.5 | 11.1 | 4.4 | 12.6 | 10.4 | 20.6 | 2.8 | 17.2 | -9.4 | 22 | 14 | 28.9 | 19.4 | 26.7 | 19.4 | 23.5 | 12.5 | 28.9 | 13.9 | 21.7 | 6.7 | 26.7 | 20 | 8.3 | -7.2 | 13.3 | -3.9 | 11.7 | 6.7 | 10 | 0 | 18.9 | -8.3 | 16.3 | 10.2 | 22.2 | 12.8 | 27.8 | 11.7 | 5.6 | 4.4 | 11 | -2 | 3 | 1.4 | 3 | -0.6 | 13.9 | -2.8 | 1.7 | -1.7 | 5.7 | 2.3 | 16.7 | 6.1 | 12.2 | 4.4 | 13.3 | -3.9 | 24.4 | -3.9 | 21.1 | 2.8 | 26.1 | 17.2 | 13.5 | 2.1 | 5 | 1.7 | 19.4 | -2.2 | 19.2 | 15.5 | 19.4 | 8.9 | 7.8 | 1.7 | 11.1 | 2.8 | 19.1 | -9.8 | 0.2 | -2.5 | 25 | -5.6 | 12.2 | -4.4 | 4.1 | -0.4 | 9.6 | -1.3 | 6.5 | 1 | 7.2 | -3.3 | 8.9 | 1.7 | 27.8 | 15 | 12 | -1 | 11.1 | 0 | 9.4 | 3.9 | 14.4 | 14.4 | 18.9 | -6.1 | 7 | 6 | 22.8 | 16.1 | 29.4 | 10 | 6.1 | 4.4 | 17.6 | 4.6 | 26.7 | 12.2 | 18.3 | -3.3 | 25 | 20 | 13.9 | -5 | 23.3 | 10 | 23.9 | 19.4 | 22.8 | 21.1 | 21.1 | 1.1 | 12.8 | 3.9 | 4.4 | -11.7 | 11.7 | 1.7 | 9.4 | -5 | 13.3 | 2.8 | 11.5 | -2.4 | 8.9 | -2.4 | 15.2 | -0.1
5 | -1 | 7.8 | 6.1 | 13.9 | 6.1 | 14.7 | 6.6 | 11.3 | -4.2 | 28.1 | -2.5 | 11 | 8 | 11.1 | 2.2 | 13.3 | 10.6 | 12.2 | 4.4 | 10.6 | 4.4 | 11.1 | 10 | 18.3 | 2.8 | 14.5 | -9.8 | 22 | 11 | 27.2 | 19.4 | 26.1 | 20 | 22.2 | 12.8 | 26.7 | 13.9 | 20 | 6.7 | 25 | 19.4 | 7 | -6.3 | 12.8 | -2.2 | 11.1 | 7.8 | 9.4 | 0.6 | 15.6 | -8.3 | 16.1 | 8.9 | 19.4 | 12.8 | 26.1 | 22.2 | 5.6 | 4.4 | 10 | 0 | 2.8 | 1.7 | 2.8 | -1.1 | 13.3 | -3.3 | 1.7 | -1.7 | 5 | 2.2 | 15.6 | 6.1 | 11.7 | 5.6 | 11.7 | -4.4 | 22.4 | -0.3 | 19.1 | 4.9 | 23.9 | 17.8 | 12.1 | 2.5 | 5 | 2.2 | 15.6 | -3.9 | 18.3 | 15.6 | 17.8 | 8.3 | 7.2 | 1.7 | 10.6 | 3.3 | 17.6 | -9.1 | -0.6 | -3.3 | 23.3 | -7.2 | 11.1 | -3.9 | 3.3 | -1.1 | 8.9 | -0.6 | 6.7 | 0.6 | 5.6 | -1.7 | 7.8 | 1.7 | 25.4 | 16.3 | 9 | -1 | 10.6 | 0 | 8.3 | 6.1 | 14.4 | 14.4 | 17.8 | -6.7 | 6 | 5 | 20.6 | 16.1 | 27.8 | 10 | 5.4 | 3.9 | 16.7 | 4.4 | 24.4 | 11.1 | 13.9 | 5 | 23.3 | 19.4 | 12.8 | -5 | 21.1 | 10.6 | 23.3 | 20 | 22.2 | 20.7 | 17.8 | 3.3 | 10 | 3.9 | 2.2 | -11.7 | 10 | 2.2 | 8.3 | -7.8 | 10.6 | 2.2 | 11.1 | -3.3 | 7.3 | -1.7 | 13.7 | -0.6
4 | 0 | 6.7 | 5 | 11.6 | 6.1 | 12.6 | 6.4 | 8.3 | -4.4 | 26.1 | -3.3 | 11 | 8 | 10.4 | 2.7 | 13.9 | 10.6 | 10.5 | 4.7 | 10 | 4.4 | 10.7 | 10 | 17.8 | 1.7 | 11.7 | -11.1 | 22 | 12 | 25.6 | 20 | 25.6 | 21.1 | 19.6 | 12.9 | 25.6 | 13.3 | 17.8 | 5.6 | 24.4 | 19.4 | 5.7 | -6.1 | 10 | -1.7 | 10 | 8.3 | 7.2 | 1.1 | 9.4 | -6.7 | 14.8 | 8.8 | 17.8 | 12.2 | 25.6 | 22.2 | 4.4 | 3.3 | 8 | -1 | 2.6 | 1.6 | 2.8 | -0.9 | 11.1 | -3.3 | 0.9 | -1.2 | 4.1 | 1.8 | 15 | 6.7 | 11.7 | 6.7 | 9.4 | -2.2 | 20.3 | 2.2 | 17 | 5.6 | 23.3 | 17.8 | 10.6 | 2.8 | 4.4 | -3.3 | 13.9 | -3.9 | 17.9 | 15.4 | 13.9 | 11.7 | 5 | 2.2 | 10.6 | 3.3 | 16.1 | -8.9 | -0.6 | -3.1 | 21.1 | -7.8 | 10 | -2.8 | 2.8 | -0.1 | 8.5 | -0.2 | 4.8 | 0.2 | 5.6 | -1.7 | 5 | 1.1 | 23 | 16.8 | 8 | 0 | 10 | 0 | 7.8 | 6.1 | 14.4 | 14.4 | 16.7 | -7.2 | 6 | 4 | 20 | 16.1 | 25 | 10.6 | 4.6 | 3.4 | 14.7 | 3.8 | 22.8 | 11.7 | 11.1 | 4.4 | 22.2 | 19.4 | 11.7 | -3.9 | 18.3 | 11.1 | 23.3 | 20 | 21.7 | 20.4 | 14.4 | 5 | 7.2 | 3.9 | 0.6 | -11.1 | 9.4 | 3.3 | 7.2 | -5 | 6.1 | 0.6 | 9.8 | -2.8 | 5.6 | -1.7 | 12.2 | -1.1
2 | 1 | 7.2 | 5 | 9.4 | 6.1 | 10.6 | 6.1 | 7.6 | -3.7 | 23.7 | -1.1 | 10 | 8 | 9.6 | 2.7 | 13.9 | 10.6 | 8.9 | 4.7 | 9.4 | 4.4 | 10.4 | 10.1 | 17.8 | 1.1 | 10.8 | -9.5 | 21 | 12 | 24.4 | 20 | 24.4 | 19.4 | 17 | 12.8 | 23.9 | 13.3 | 16.7 | 4.4 | 24.4 | 20 | 4.4 | -6.7 | 8.3 | -1.7 | 10 | 6.1 | 7.2 | 1.7 | 9.4 | -2.8 | 13.5 | 8.4 | 16.1 | 12.8 | 24.4 | 22.8 | 5 | 3.9 | 7 | 0 | 2.4 | 1.7 | 2.8 | -0.9 | 10 | -3.9 | 0.2 | -1.1 | 3.1 | 1.5 | 12.8 | 3.9 | 10.6 | 7.2 | 8.3 | -3.9 | 18.3 | 3.3 | 15 | 6.1 | 22.8 | 17.2 | 9.7 | 2.5 | 4.4 | 2.2 | 13.3 | -3.9 | 17.6 | 15.3 | 12.2 | 11.1 | 2.2 | 1.7 | 10.6 | 3.3 | 15 | -3.8 | -0.6 | -3.4 | 20 | -7.8 | 9.4 | -1.1 | 2.2 | 0.4 | 8.2 | 0 | 3 | -0.4 | 5.6 | -1.1 | 5 | 1.1 | 20.6 | 16.7 | 7 | -1 | 10 | -0.6 | 7.2 | 6.1 | 16.7 | 16.1 | 14.4 | -5.6 | 6 | 4 | 19.4 | 13.9 | 22.8 | 11.1 | 3.9 | 2.8 | 12.6 | 3 | 20 | 12.2 | 10 | 7.8 | 21.7 | 19.4 | 11.7 | -3.3 | 18.9 | 10 | 22.8 | 20 | 21.1 | 20 | 12.2 | 4.4 | 7.2 | 3.3 | -0.6 | -10 | 8.3 | 3.3 | 4.4 | -0.6 | 5 | 0 | 8.5 | -3 | 4.8 | -2.2 | 10.5 | -0.8
1 | 1 | 7.2 | 4.4 | 8.5 | 6 | 9.7 | 6.3 | 6.8 | -3.8 | 21.3 | -0.1 | 9 | 8 | 8.9 | 2.8 | 14.4 | 10.6 | 7.2 | 4.4 | 9.4 | 4.4 | 10 | 10 | 16.7 | 1.1 | 9.8 | -9.7 | 21 | 13 | 23.9 | 20.6 | 24.4 | 20 | 14.4 | 12.2 | 22.8 | 13.3 | 16.1 | 1.7 | 23.9 | 20 | 3.3 | -5.7 | 5.6 | -2.2 | 7.2 | 5 | 7.8 | 1.7 | 7.8 | -1.7 | 12.2 | 7.8 | 15.6 | 12.8 | 24.4 | 23.3 | 5 | 3.3 | 6 | 1 | 2.2 | 1.7 | 2.8 | -1.1 | 8.9 | -2.2 | -0.6 | -1.1 | 2.2 | 1.1 | 10.6 | 3.9 | 10 | 4.4 | 7.8 | -3.3 | 16.8 | 4.2 | 15 | 7.3 | 21.7 | 16.7 | 8.7 | 2.3 | 4.4 | 2.2 | 10.6 | -1.7 | 17.2 | 15 | 11.1 | 9.4 | 1.7 | 1.1 | 9.4 | 3.3 | 13.9 | -0.8 | -0.6 | -3.9 | 21.1 | -3.9 | 9.4 | -0.6 | 1.7 | 1.1 | 7.8 | 0 | 1.1 | -1.1 | 4.4 | -1.7 | 4.4 | 1.7 | 19.7 | 16.6 | 7 | 0 | 8.9 | 2.2 | 7.2 | 6.1 | 16.7 | 15 | 12.2 | -3.9 | 6 | 4 | 18.3 | 13.3 | 22.2 | 11.7 | 3.5 | 2.5 | 10.6 | 2.2 | 19.4 | 12.2 | 8.9 | 7.2 | 21.1 | 19.4 | 11.1 | -3.3 | 17.8 | 10.6 | 23.3 | 20 | 20.9 | 19.6 | 13.9 | 2.2 | 6.1 | 3.3 | 0 | -8.3 | 7.8 | 2.8 | 3.9 | -0.6 | 2.8 | -1.1 | 7.2 | -3.9 | 4.1 | -3 | 8.9 | -1.1
2 | 1 | 7.2 | 4.4 | 7.6 | 5.9 | 8.7 | 6.2 | 6.1 | -4.4 | 18.9 | 0.6 | 9 | 8 | 7.8 | 3.3 | 13.9 | 10 | 6.7 | 4.4 | 9.4 | 4.4 | 9.9 | 9.4 | 13.9 | 1.1 | 8.9 | -10.6 | 21 | 12 | 22.8 | 21.1 | 23.3 | 20 | 13.7 | 11.6 | 21.7 | 13.3 | 14.4 | 1.7 | 23.3 | 20 | 2.2 | -5.4 | 5.6 | -2.2 | 7.2 | 5.6 | 6.7 | 2.2 | 5 | -2.2 | 11.7 | 8.4 | 15 | 13.3 | 23.3 | 22.8 | 5 | 3.3 | 4 | 1 | 1.8 | 1.4 | 2.6 | -0.7 | 8.3 | -1.1 | 0 | -0.7 | 2.8 | 1.2 | 9.4 | 4.4 | 8.9 | 5.6 | 6.1 | -2.8 | 15.4 | 4.8 | 15 | 8.1 | 21.1 | 16.7 | 7.8 | 1.7 | 5 | 2.8 | 7.8 | 0.6 | 17 | 15 | 11.1 | 8.9 | 1.7 | 1.1 | 8.9 | 3.3 | 12.8 | 1.1 | -0.8 | -3.5 | 18.9 | -3.3 | 8.9 | -0.6 | 1.5 | 0.3 | 7.4 | 0.1 | 0.9 | -1 | 2.8 | -1.7 | 6.1 | 1.7 | 18.7 | 16 | 6 | -1 | 7.2 | 4.4 | 7.2 | 5.6 | 15.6 | 12.8 | 12.8 | -4.4 | 6 | 4 | 17.8 | 14.4 | 21.1 | 11.7 | 3.2 | 2 | 9.1 | 2.4 | 18.9 | 11.7 | 7.2 | 5.6 | 20.6 | 18.9 | 10.6 | -3.3 | 17.2 | 10.6 | 23.3 | 20 | 20.8 | 19.3 | 11.7 | 1.1 | 4.4 | 2.8 | 0 | -7.8 | 7.8 | 2.8 | 3.9 | 0 | 2.2 | -1.7 | 6.3 | -2.7 | 3.3 | -4.4 | 7.2 | -1.7
1 | 0 | 8.3 | 3.3 | 6.7 | 5.6 | 7.8 | 6.1 | 5.9 | -4.5 | 17.6 | 0.7 | 8 | 7 | 6.7 | 3.3 | 13.9 | 9.4 | 6.1 | 4.1 | 7.2 | 4.4 | 9.6 | 8.5 | 13.3 | 1.7 | 8.3 | -9 | 19 | 13 | 22.8 | 21.7 | 22.2 | 15.6 | 12.9 | 11 | 20.6 | 15.6 | 12.8 | 1.1 | 22.8 | 21.1 | 1.1 | -6.1 | 3.9 | -1.7 | 7.2 | 5.6 | 7.2 | 2.8 | 3.3 | -2.8 | 11.1 | 8.7 | 15 | 13.3 | 23.9 | 22.8 | 5 | 3.9 | 4 | 0 | 1.5 | 1.2 | 2.4 | -0.6 | 7.8 | 2.2 | 0.5 | -0.7 | 3.3 | 1 | 8.9 | 5 | 8.3 | 6.1 | 5.6 | -3.9 | 13.9 | 5 | 15 | 8.9 | 20 | 17.2 | 7.1 | 1.8 | 5.6 | 3.3 | 6.7 | 1.1 | 16.9 | 15.1 | 10.6 | 8.9 | 1.7 | 0.6 | 8.9 | 4.4 | 12.2 | 1.5 | -0.9 | -3.1 | 18.9 | 0 | 8.3 | -2.8 | 1.3 | -0.3 | 7.1 | 0.1 | 0.8 | -0.8 | 1.7 | -2.2 | 5.6 | 2.2 | 17.8 | 15.6 | 5 | -1 | 6.7 | 5.6 | 7.2 | 5.6 | 12.8 | 7.2 | 11.7 | -5 | 4 | 3 | 17.2 | 14.4 | 20.6 | 11.7 | 2.8 | 1.7 | 7.6 | 2.3 | 17.8 | 12.2 | 5.6 | 4.4 | 20 | 18.9 | 11.1 | -3.3 | 15.6 | 10.6 | 23.3 | 20 | 20.6 | 18.9 | 12.8 | 0 | 3.9 | 2.8 | 0.6 | -8.3 | 7.8 | 2.8 | 3.9 | 1.7 | 1.7 | -2.2 | 5.3 | -2.7 | 2.6 | -3.5 | 7 | -1
1 | 0 | 6.1 | 3.9 | 5.9 | 5 | 7.2 | 5.7 | 5.8 | -5.1 | 16.3 | 1.2 | 8 | 7 | 5.6 | 3.3 | 12.2 | 9.4 | 5.6 | 3.9 | 7.2 | 4.4 | 9.5 | 8.2 | 13.3 | 0.6 | 7.8 | -8.9 | 18 | 14 | 22.2 | 21.7 | 21.1 | 13.3 | 12.2 | 10.6 | 18.9 | 16.7 | 11.7 | 1.7 | 22.2 | 20.6 | 0.5 | -5.4 | 2.8 | -2.2 | 7.2 | 5 | 6.1 | 3.9 | 3.3 | -2.2 | 10.6 | 8.9 | 14.4 | 13.3 | 23.3 | 22.8 | 5 | 3.9 | 2 | 0 | 1.1 | 0.9 | 2.2 | -0.6 | 7.2 | 3.3 | 1.1 | -0.6 | 3.9 | 1.1 | 8.3 | 5 | 7.8 | 5.6 | 5 | -3.3 | 13.9 | 4.5 | 13.5 | 9.4 | 18.9 | 17.2 | 6.3 | 1.8 | 4.4 | 2.2 | 5.6 | -3.3 | 16.7 | 15 | 8.3 | 5.6 | 2.2 | 0 | 8.3 | 3.9 | 11.7 | 1.9 | -1.1 | -3.3 | 17.8 | -1.1 | 7.8 | -2.8 | 1.1 | -1.1 | 6.7 | 0 | 0.6 | -1.1 | 1.7 | -2.2 | 5.6 | 1.7 | 16.5 | 14.9 | 6 | -2 | 6.7 | 5.6 | 6.7 | 5 | 11.7 | 6.7 | 10 | -6.1 | 6 | 3 | 17.8 | 15 | 18.9 | 11.1 | 2.2 | 1.2 | 6.1 | 2.2 | 18.3 | 11.1 | 5 | 3.9 | 20.6 | 19.4 | 11.1 | -3.3 | 14.4 | 9.4 | 22.8 | 20 | 20 | 18.5 | 13.9 | -0.6 | 3.9 | 2.8 | 1.1 | -8.9 | 6.7 | 2.2 | 3.9 | 2.2 | 1.7 | -2.2 | 4.4 | -2.8 | 1.8 | -3.1 | 6.9 | -0.7
1 | 0 | 7.8 | 3.9 | 5.2 | 4.5 | 6.7 | 5.5 | 5.6 | -6.7 | 15 | 1.1 | 7 | 6 | 5.4 | 3.4 | 11.7 | 10 | 5.2 | 3.7 | 6.7 | 4.4 | 9.4 | 7.9 | 13.9 | 0 | 7.2 | -10 | 18 | 10 | 21.7 | 21.1 | 20 | 12.8 | 11.5 | 9.8 | 18.3 | 16.7 | 10.6 | 1.7 | 21.1 | 18.9 | 0 | -5.3 | 2.2 | -2.2 | 8.3 | 5 | 6.7 | 3.3 | 1.1 | -2.8 | 10 | 8.6 | 14.4 | 12.8 | 23.9 | 22.8 | 5 | 3.9 | 2 | 0 | 0.7 | 0.7 | 1.7 | -0.8 | 6.1 | 3.9 | 1.1 | -0.4 | 4.5 | 0.4 | 7.8 | 5 | 7.8 | 5.6 | 4.4 | -3.9 | 13.9 | 3.9 | 12.1 | 9.5 | 17.8 | 16.7 | 5.6 | 1.7 | 4.4 | 1.7 | 5.6 | -3.9 | 16.3 | 15 | 8.3 | 5.6 | 1.1 | -1.1 | 6.7 | 3.9 | 11.1 | 2.2 | -1.3 | -3 | 17.2 | 0.6 | 7.2 | -1.7 | 0.9 | -1.6 | 6.5 | 0 | -0.2 | -1.5 | 1.7 | -2.2 | 4.4 | 0.6 | 15.2 | 14.1 | 5 | -1 | 6.7 | 4.4 | 5.6 | 4.4 | 11.1 | 6.7 | 7.2 | -3.3 | 5 | 4 | 16.7 | 14.4 | 17.8 | 10.6 | 1.7 | 1 | 5.4 | 2.2 | 18.9 | 10.6 | 6.1 | 3.9 | 20.6 | 18.9 | 10.6 | -1.1 | 14.4 | 10 | 22.8 | 20 | 19.5 | 18.2 | 15 | -0.6 | 5 | 3.3 | 0 | -4.4 | 7.2 | 2.8 | 3.3 | 2.2 | 1.1 | -2.8 | 3.5 | -2.3 | 1.1 | -3.3 | 6.7 | -0.6
0 | -2 | 8.9 | 2.8 | 4.4 | 3.9 | 6.1 | 5 | 5.4 | -5.5 | 14.1 | 0.3 | 7 | 6 | 5.2 | 3.4 | 11.7 | 10 | 4.8 | 3.6 | 6.7 | 3.9 | 9.3 | 7.3 | 12.8 | 0 | 6.7 | -7.8 | 18 | 9 | 21.1 | 20.6 | 19.4 | 14.4 | 10.7 | 9 | 18.3 | 16.7 | 10 | 1.7 | 21.7 | 20 | -0.6 | -6.1 | 1.1 | -2.2 | 7.2 | 4.4 | 6.1 | 2.8 | -0.6 | -3.3 | 9.5 | 8.3 | 13.9 | 13.3 | 23.9 | 22.8 | 5 | 3.9 | 2 | 0 | 0.4 | 0.4 | 1.1 | -1.1 | 6.1 | 3.9 | 1.1 | -0.4 | 5 | -0.5 | 6.7 | 4.4 | 7.8 | 5 | 3.9 | -2.2 | 13.9 | 3.3 | 10.6 | 9.4 | 17.2 | 17.2 | 4.7 | 0.8 | 4.4 | 2.2 | 5 | -3.3 | 16 | 15.2 | 7.8 | 5.6 | 3.3 | 0 | 6.7 | 4.4 | 10.2 | 2.6 | -1.5 | -2.8 | 17.2 | 0.6 | 7.2 | -1.7 | 0.8 | -2.3 | 6.3 | -0.4 | -0.9 | -2 | 1.1 | -1.7 | 3.9 | -1.1 | 13.9 | 13.3 | 6 | -1 | 7.2 | 2.8 | 6.7 | 5 | 10 | 6.7 | 8.3 | -3.9 | 5 | 4 | 16.1 | 13.3 | 17.2 | 10.6 | 1.1 | 0.6 | 4.6 | 2.3 | 16.1 | 11.1 | 5.6 | 3.3 | 20.6 | 18.9 | 11.1 | -1.1 | 14.4 | 10 | 22.8 | 20 | 18.9 | 17.8 | 16.1 | -2.2 | 5.6 | 4.4 | 0.6 | -4.4 | 7.2 | 2.8 | 3.3 | 2.2 | 1.1 | -2.8 | 2.6 | -2.2 | 0.5 | -3.5 | 6.3 | -0.6
0 | -2 | 8.3 | 3.3 | 5.3 | 4.1 | 5.7 | 4.8 | 5.2 | -5.1 | 13.1 | -0.2 | 8 | 7 | 5 | 3.3 | 12.2 | 10 | 4.4 | 3.3 | 6.1 | 3.9 | 9.1 | 6.1 | 11.7 | 0.6 | 6.1 | -7.3 | 18 | 9 | 21.7 | 21.7 | 18.9 | 15 | 10 | 8.3 | 17.2 | 16.7 | 8.9 | 1.7 | 22.2 | 20 | -1 | -5.4 | 1.1 | -2.2 | 7.2 | 2.2 | 5 | 2.2 | 0.6 | -2.8 | 8.9 | 7.8 | 12.8 | 12.2 | 23.3 | 22.2 | 5 | 3.9 | 1 | 0 | 0 | 0 | 0.6 | -1.7 | 6.1 | 3.9 | 1.1 | -0.6 | 5.6 | -1.7 | 6.7 | 4.4 | 7.2 | 5 | 3.3 | -2.2 | 13.2 | 3.6 | 10.6 | 9.7 | 18.3 | 17.8 | 3.7 | -0.1 | 4.4 | 2.2 | 5 | -2.2 | 15.6 | 15 | 7.8 | 5.6 | 3.3 | -1.1 | 8.9 | 5.6 | 9.2 | 2.5 | -1.7 | -2.8 | 16.7 | 0 | 7.2 | -1.7 | 0.6 | -3.3 | 6.1 | -0.6 | -1.7 | -2.8 | 0 | -2.2 | 2.8 | -2.2 | 14.1 | 13.5 | 6 | -1 | 6.1 | 2.8 | 6.1 | 3.9 | 10 | 6.7 | 7.8 | -4.4 | 6 | 6 | 16.1 | 13.3 | 17.2 | 10.6 | 0.7 | 0 | 3.9 | 2.2 | 16.7 | 11.1 | 5.6 | 2.8 | 19.4 | 17.8 | 10.6 | -0.6 | 15 | 10 | 22.8 | 20.6 | 18.9 | 17.9 | 13.9 | 6.7 | 4.4 | 3.3 | 2.2 | -4.4 | 6.7 | 2.2 | 2.8 | 2.2 | 0.6 | -3.3 | 1.7 | -2.8 | 0 | -4.3 | 6 | -0.6
0 | -1 | 8.3 | 3.3 | 6.3 | 4.3 | 5.4 | 4.7 | 5 | -5.6 | 12.2 | -1.1 | 9 | 7 | 6.1 | 3.6 | 12.2 | 10 | 5.2 | 3.9 | 5.6 | 3.9 | 9.1 | 6.1 | 11.1 | 1.1 | 5.6 | -7.8 | 17 | 8 | 22.2 | 22.2 | 18.3 | 16.7 | 11.1 | 9.4 | 16.7 | 16.7 | 7.8 | 1.7 | 22.8 | 19.4 | -1.3 | -5.2 | -2.2 | -5 | 6.1 | 1.7 | 5.6 | 1.7 | -0.6 | -3.3 | 8.9 | 7.9 | 12.8 | 12.2 | 23.3 | 22.2 | 5 | 3.9 | 1 | 0 | 0.6 | -0.1 | 1.5 | -1.8 | 6.7 | 4.4 | 1.1 | -0.4 | 5.6 | -2 | 6.1 | 3.9 | 7.2 | 5 | 2.2 | -1.1 | 12.4 | 3.9 | 10.6 | 9.9 | 17.8 | 17.8 | 2.8 | -1.1 | 4.4 | 3.3 | 5 | 2.2 | 15.4 | 15 | 7.8 | 5.6 | 3.3 | 0 | 8.9 | 5.6 | 8.3 | 2.8 | -2.1 | -3.7 | 15.6 | -0.6 | 6.7 | -1.7 | 1.1 | -3.3 | 6.1 | -0.6 | -0.4 | -1.7 | 0 | -2.2 | 1.1 | -3.3 | 14.2 | 13.6 | 5 | -1 | 5.6 | 2.8 | 6.1 | 4.4 | 9.4 | 6.1 | 6.1 | -3.3 | 7 | 6 | 15.6 | 13.3 | 17.2 | 10.6 | 0.4 | -0.5 | 3.5 | 1.9 | 16.1 | 11.1 | 4.4 | 2.2 | 20.6 | 18.9 | 10.6 | -0.6 | 14.4 | 9.4 | 22.2 | 20.6 | 18.9 | 18.3 | 12.8 | 6.1 | 3.9 | 3.3 | 4.4 | -8.3 | 6.1 | 2.2 | 3.3 | 2.2 | 0.6 | -3.3 | 1.7 | -2 | -0.6 | -5.6 | 5.6 | -1.1
0 | -3 | 6.1 | 4.4 | 7.2 | 4.4 | 5 | 4.4 | 6.5 | -3.5 | 14.8 | -0.4 | 9 | 7 | 7.2 | 3.8 | 12.8 | 10 | 5.9 | 4.1 | 5.6 | 3.9 | 9 | 6.1 | 11.7 | 1.1 | 7.4 | -6.6 | 17 | 9 | 22.2 | 21.7 | 18.3 | 17.2 | 12.2 | 10.6 | 17.2 | 16.7 | 7.2 | 1.7 | 23.3 | 19.4 | -1.7 | -5.6 | -3.3 | -6.7 | 5.6 | -2.2 | 5 | 1.7 | -0.6 | -3.3 | 8.9 | 7.9 | 12.8 | 12.2 | 23.3 | 22.2 | 5 | 3.9 | 1 | -1 | 1.1 | -0.3 | 2.4 | -2.2 | 7.2 | 3.9 | 1.1 | -0.4 | 5.6 | -2.6 | 6.7 | 3.9 | 7.2 | 5 | 2.2 | -1.1 | 11.7 | 3.9 | 10.6 | 10 | 18.3 | 17.8 | 2.6 | -1.9 | 5 | 3.9 | 6.1 | 5 | 15.2 | 14.8 | 7.8 | 5.6 | 4.4 | 0.6 | 8.9 | 6.7 | 8.5 | 2.7 | -2.4 | -4.6 | 15.6 | 0 | 7.2 | -1.7 | 1.7 | -3.9 | 6.1 | -0.6 | 0.9 | -0.9 | 0 | -2.2 | -1.1 | -3.9 | 14.4 | 13.9 | 6 | -1 | 5.6 | 2.8 | 6.1 | 3.9 | 8.9 | 6.1 | 6.1 | -3.9 | 6 | 4 | 14.4 | 13.3 | 16.1 | 10.6 | 0 | -1.1 | 3.2 | 1.4 | 16.7 | 11.7 | 3.9 | 2.2 | 20 | 18.3 | 7.8 | 0 | 14.4 | 9.4 | 22.8 | 20 | 18.9 | 18.3 | 10 | 7.2 | 4.4 | 3.3 | 5.6 | -7.2 | 6.7 | 2.2 | 3.3 | 2.2 | 2.2 | -1.7 | 1.7 | -1.7 | 1.5 | -4.6 | 6.9 | -0.9
1 | -2 | 6.7 | 4.4 | 10.2 | 5.4 | 8.9 | 6.2 | 7.9 | -2.6 | 17.4 | 0.1 | 9 | 7 | 8.3 | 3.9 | 13.3 | 10.6 | 6.7 | 4.4 | 9.4 | 5.6 | 9.4 | 9.4 | 15.6 | 2.2 | 9.3 | -6.9 | 18 | 9 | 22.8 | 22.2 | 23.3 | 18.3 | 13.3 | 11.7 | 17.8 | 17.2 | 7.8 | 2.2 | 23.9 | 18.9 | 0.9 | -4.2 | 0.6 | -2.2 | 6.7 | -3.3 | 6.1 | 1.7 | 2.8 | -1.7 | 8.9 | 7.8 | 15.6 | 14.4 | 23.9 | 22.2 | 5.6 | 3.9 | 3 | 1 | 1.7 | -0.6 | 3.3 | -3.3 | 8.3 | 5 | 1.1 | -0.6 | 5.6 | -3.9 | 6.1 | 4.4 | 8.3 | 5.6 | 5 | -0.6 | 14.8 | 5.3 | 13.5 | 10.9 | 18.9 | 18.3 | 2.4 | -2.7 | 5 | 4.4 | 7.8 | 6.1 | 15 | 14.4 | 7.8 | 5.6 | 5 | 0.6 | 8.9 | 6.1 | 8.7 | 2.7 | -2.8 | -6.1 | 17.2 | 1.1 | 8.3 | -2.2 | 2.2 | -5 | 6.1 | -0.6 | 2.2 | 0 | 2.2 | 0 | 0 | -3.9 | 15.3 | 14.9 | 8 | 0 | 5.6 | 2.8 | 6.7 | 4.4 | 10.6 | 7.2 | 8.9 | -1.7 | 7 | 5 | 13.9 | 12.8 | 17.2 | 11.1 | 2.2 | 0 | 2.8 | 1.1 | 20 | 13.3 | 5 | 2.8 | 21.1 | 19.4 | 9.4 | 0 | 16.1 | 10.6 | 22.8 | 20 | 18.9 | 18.6 | 10 | 6.1 | 7.2 | 4.4 | 6.7 | -6.1 | 7.8 | 2.2 | 4.4 | 2.8 | 5.6 | 1.7 | 1.7 | -1.7 | 3.5 | -4.6 | 8.1 | -1
2 | -2 | 6.7 | 4.4 | 13.1 | 5.8 | 12.8 | 7.3 | 9.4 | -1.7 | 20 | 0 | 11 | 7 | 10.2 | 3.9 | 15 | 11.7 | 8.7 | 4.5 | 11.1 | 4.4 | 10.3 | 9.6 | 18.9 | 3.9 | 11.1 | -8.3 | 19 | 8 | 23.3 | 22.2 | 24.4 | 16.1 | 17 | 13.4 | 20.6 | 18.3 | 10.6 | 2.8 | 25.6 | 19.4 | 3.5 | -3.5 | 3.3 | -0.6 | 7.8 | -2.2 | 7.8 | 2.8 | 6.7 | 0 | 11.3 | 8.7 | 18.9 | 15.6 | 24.4 | 22.2 | 6.1 | 3.3 | 6 | 1 | 2.4 | -0.6 | 4.8 | -2.4 | 7.2 | 5.6 | 1.8 | -0.4 | 5.6 | -3.3 | 7.2 | 4.4 | 10 | 6.1 | 7.8 | 0 | 18 | 6.6 | 16.5 | 11.3 | 21.1 | 19.4 | 2.2 | -4.4 | 5.6 | 4.4 | 10 | 7.8 | 16.7 | 14.2 | 9.4 | 6.1 | 5.6 | 1.7 | 10 | 6.7 | 8.9 | 2.8 | -1.5 | -4.9 | 18.9 | 1.1 | 9.4 | -3.3 | 3.3 | -4.7 | 7.4 | -0.9 | 5 | 0.4 | 6.1 | 1.1 | 2.2 | -2.8 | 16.3 | 16.2 | 11 | -1 | 6.1 | 2.8 | 6.7 | 5 | 12.8 | 7.2 | 11.1 | -1.1 | 7 | 5 | 12.8 | 11.7 | 20 | 11.7 | 4.5 | 1 | 6.9 | 3.3 | 22.8 | 14.4 | 9.4 | 2.8 | 23.9 | 20 | 10.6 | 0 | 18.9 | 11.1 | 23.3 | 20 | 18.9 | 18.8 | 10 | 4.4 | 9.4 | 4.4 | 7.8 | -4.4 | 8.9 | 1.7 | 5.6 | 2.2 | 8.9 | 3.9 | 4.5 | -0.8 | 5.6 | -5.6 | 9.4 | -1.7
4 | -2 | 7.2 | 4.4 | 16.1 | 5.6 | 16.7 | 7.8 | 12 | -2 | 22.4 | -0.3 | 12 | 8 | 12 | 3.5 | 17.2 | 11.1 | 10.8 | 4.3 | 11.1 | 3.9 | 11.3 | 9.9 | 21.1 | 2.2 | 13.9 | -7.2 | 19 | 12 | 24.4 | 22.2 | 25 | 16.1 | 20.7 | 14.8 | 23.3 | 19.4 | 13.3 | 1.7 | 25 | 19.4 | 6.1 | -3.9 | 5.6 | -0.6 | 10 | -1.1 | 8.9 | 2.2 | 8.3 | 0.6 | 13.7 | 9.6 | 21.7 | 14.4 | 25 | 21.1 | 7.2 | 3.9 | 8 | 1 | 3.2 | -0.7 | 6.3 | -2 | 7.2 | 5.6 | 2.6 | -0.4 | 5.6 | -3.3 | 8.3 | 4.4 | 11.1 | 6.7 | 10 | -3.9 | 21.1 | 7.2 | 19.4 | 11.1 | 23.3 | 18.3 | 4.1 | -3.4 | 5.6 | 5 | 11.7 | 9.4 | 18.3 | 13.4 | 10 | 5 | 6.1 | 1.1 | 11.7 | 7.2 | 10.7 | 2.5 | -0.2 | -4 | 21.1 | 1.7 | 10.6 | -2.8 | 4.5 | -5.2 | 8.7 | -1.5 | 7.8 | 0.3 | 8.3 | -1.1 | 4.4 | -3.3 | 17.2 | 17.2 | 11 | 0 | 6.7 | 1.7 | 8.3 | 5 | 14.4 | 7.8 | 14.4 | 0 | 9 | 6 | 12.8 | 11.7 | 22.8 | 12.2 | 6.7 | 1.7 | 10.9 | 5.3 | 26.1 | 16.7 | 12.2 | 2.8 | 26.1 | 19.4 | 12.8 | -0.6 | 20.6 | 11.7 | 25 | 20 | 18.9 | 18.9 | 9.4 | 6.7 | 11.1 | 5 | 11.1 | -2.8 | 9.4 | 1.7 | 6.7 | 1.1 | 11.1 | 5 | 7.2 | -0.7 | 6.5 | -4.3 | 10.5 | -1.6
7 | -2 | 6.1 | 3.9 | 17.8 | 5.7 | 18.4 | 8.1 | 14.6 | -2.8 | 24.8 | -0.3 | 12 | 8 | 13.9 | 2.8 | 16.7 | 11.1 | 12.8 | 3.3 | 12.2 | 2.2 | 12.2 | 10 | 22.8 | 1.1 | 16.6 | -7.6 | 21 | 13 | 26.1 | 22.2 | 25.6 | 16.7 | 24.4 | 15.6 | 24.4 | 19.4 | 15.6 | 1.1 | 26.1 | 19.4 | 6.8 | -3.8 | 7.8 | -1.7 | 10.6 | -0.6 | 11.7 | 2.8 | 10 | 0.6 | 16.1 | 10 | 22.8 | 15 | 27.2 | 21.1 | 7.2 | 3.9 | 9 | 1 | 3.9 | -1.1 | 7.8 | -2.2 | 10.6 | 6.7 | 3.3 | -0.6 | 5.6 | -3.9 | 9.4 | 3.9 | 12.2 | 6.7 | 11.7 | -2.8 | 22.4 | 8.2 | 20 | 12.3 | 25.6 | 16.7 | 5.9 | -3.3 | 6.1 | 5.6 | 13.3 | 11.7 | 20 | 12.2 | 11.7 | 5 | 6.1 | 1.1 | 12.2 | 7.2 | 12.6 | 2.5 | 1.1 | -3.9 | 22.2 | 1.7 | 11.7 | -4.4 | 5.6 | -6.7 | 10 | -2.8 | 10.6 | -0.6 | 10 | 0 | 6.1 | -4.4 | 19.6 | 18.1 | 11 | 0 | 8.9 | 1.1 | 8.9 | 5 | 15.6 | 6.1 | 15.6 | -2.2 | 10 | 2 | 12.8 | 11.1 | 25 | 13.3 | 8.5 | 1.9 | 15 | 6.7 | 27.2 | 16.7 | 15 | 3.3 | 27.2 | 18.9 | 12.2 | -0.6 | 22.2 | 13.3 | 25.6 | 20 | 19.5 | 19.2 | 8.3 | 6.1 | 12.2 | 4.4 | 12.2 | -1.7 | 10.6 | 2.2 | 7.8 | -0.6 | 13.3 | 4.4 | 10 | -1.1 | 7.4 | -3.9 | 11.7 | -1.9
8 | -3 | 5.6 | 3.3 | 19.4 | 5.8 | 20 | 8.1 | 17.2 | -6.1 | 27.2 | -1.7 | 13 | 9 | 15 | 2.5 | 16.7 | 11.1 | 13.9 | 3.7 | 12.2 | 3.9 | 14.2 | 11 | 23.3 | 1.7 | 19.4 | -9.4 | 26 | 16 | 26.7 | 21.1 | 26.1 | 16.7 | 25.3 | 14.8 | 25 | 18.9 | 16.7 | 1.1 | 27.8 | 19.4 | 7.6 | -4.3 | 10 | -1.1 | 11.1 | -0.6 | 12.8 | 2.2 | 11.1 | 0.6 | 17.4 | 9.6 | 23.3 | 13.9 | 27.8 | 21.7 | 6.7 | 4.4 | 11 | 1 | 4.5 | -0.6 | 8.5 | -2.2 | 12.8 | 7.2 | 3.9 | -0.3 | 6.1 | -3.4 | 12.2 | 3.9 | 13.9 | 7.8 | 14.4 | -1.7 | 23.7 | 9.3 | 20.5 | 13.5 | 26.7 | 17.8 | 7.8 | -3.9 | 7.2 | 6.1 | 13.9 | 11.7 | 19.6 | 13.3 | 13.9 | 4.4 | 7.2 | 1.1 | 14.4 | 6.7 | 14.4 | 1.7 | 0.2 | -3 | 23.9 | 1.1 | 12.8 | -5 | 6.5 | -6 | 10.4 | -2.6 | 11.3 | -0.7 | 10 | -2.8 | 6.7 | -4.4 | 22 | 19 | 13 | 2 | 10.6 | 0.6 | 8.3 | 5.6 | 18.3 | 5 | 16.1 | -2.8 | 11 | 2 | 13.3 | 10.6 | 26.7 | 13.9 | 10.4 | 1.7 | 16.7 | 6.5 | 27.8 | 16.7 | 17.2 | 2.2 | 28.9 | 19.4 | 13.3 | -0.6 | 23.3 | 12.2 | 24.4 | 20.6 | 20 | 19.2 | 12.8 | 6.7 | 12.2 | 3.9 | 12.2 | -0.6 | 11.7 | 1.7 | 8.9 | -0.6 | 15.6 | 4.4 | 11.7 | -0.7 | 8.3 | -3.9 | 12.8 | -2.8
8 | -3 | 5 | 3.3 | 21.1 | 5.6 | 21.7 | 7.8 | 17.6 | -5.6 | 29.2 | -1.8 | 13 | 10 | 16.1 | 1.8 | 17.2 | 13.9 | 15 | 3.8 | 14.4 | 4.4 | 16.3 | 11.9 | 23.9 | 2.8 | 20.7 | -7.7 | 26 | 16 | 28.3 | 20.6 | 25.6 | 16.1 | 26.3 | 14.1 | 27.2 | 18.9 | 16.7 | 0 | 27.8 | 19.4 | 8.3 | -5.6 | 12.8 | -2.2 | 12.2 | -0.6 | 12.2 | 2.2 | 13.3 | 1.1 | 18.7 | 9.2 | 24.4 | 11.7 | 27.8 | 21.7 | 7.2 | 4.4 | 11 | 1 | 5 | -0.2 | 9.3 | -2.3 | 13.9 | 7.8 | 4.4 | -0.2 | 6.7 | -3.1 | 13.9 | 4.4 | 15.6 | 8.3 | 15.6 | 0.6 | 25 | 10 | 21.1 | 14.4 | 27.8 | 17.2 | 7.1 | -3 | 7.2 | 5.6 | 12.8 | 12.8 | 19.3 | 14.2 | 13.9 | 3.9 | 8.3 | 1.1 | 16.7 | 6.7 | 14.8 | 1.3 | -0.8 | -2.7 | 26.1 | 1.1 | 13.3 | -4.4 | 7.4 | -6.3 | 10.7 | -2.7 | 12.1 | -1 | 10.6 | -4.4 | 7.8 | -2.8 | 24.4 | 19.4 | 16 | 3 | 8.9 | 1.7 | 9.4 | 6.1 | 19.4 | 3.9 | 11.7 | 0 | 12 | 2 | 13.9 | 10.6 | 28.3 | 13.3 | 12.2 | 1.1 | 18.3 | 5.5 | 29.4 | 15 | 19.4 | 1.1 | 27.8 | 18.9 | 14.4 | -0.6 | 24.4 | 12.8 | 26.1 | 20 | 20.6 | 19.4 | 14.4 | 6.7 | 13.3 | 3.9 | 11.1 | 0 | 12.2 | 1.1 | 8.9 | 0 | 16.7 | 5 | 13.3 | -0.3 | 8.5 | -3.2 | 11.9 | -0.5
8 | -2 | 5.6 | 3.9 | 22.2 | 5.2 | 22.4 | 8.2 | 17.9 | -6.6 | 31.3 | -1.3 | 13 | 9 | 17.2 | 1.1 | 17.2 | 11.7 | 16.1 | 3.9 | 14.4 | 4.4 | 18.3 | 12.8 | 24.4 | 2.8 | 22 | -5.9 | 26 | 16 | 27.2 | 20.6 | 26.1 | 16.1 | 27.2 | 12.8 | 27.8 | 17.8 | 17.2 | 0.6 | 27.8 | 19.4 | 7.9 | -3.7 | 14.4 | -2.2 | 13.3 | -1.1 | 13.9 | 3.3 | 13.9 | 0.6 | 20 | 8.3 | 25 | 12.8 | 28.3 | 21.7 | 6.7 | 3.9 | 13 | 1 | 5.6 | 0 | 10 | -3.3 | 15.6 | 8.9 | 5 | 0 | 7.2 | -3.9 | 16.1 | 5.6 | 16.1 | 8.3 | 16.1 | -0.6 | 25.9 | 10.1 | 21.1 | 14.5 | 28.9 | 17.2 | 6.3 | -3 | 7.8 | 6.1 | 12.8 | 12.8 | 18.9 | 15 | 16.1 | 4.4 | 8.9 | 1.1 | 18.3 | 4.4 | 15.2 | 0.6 | -1.7 | -2.8 | 25.6 | 2.2 | 12.8 | -5 | 8.3 | -7.2 | 11.1 | -3.3 | 12.8 | -1.7 | 10.6 | -6.1 | 9.4 | -1.7 | 25.9 | 20 | 17 | 2 | 11.7 | 0.6 | 8.9 | 6.1 | 20 | 5 | 11.7 | -0.6 | 13 | 1 | 15 | 10 | 28.3 | 13.3 | 12.6 | 1.3 | 20 | 4.4 | 27.8 | 15 | 20.6 | 0 | 27.8 | 18.9 | 14.4 | -0.6 | 25.6 | 13.3 | 25.6 | 20.6 | 22.1 | 19.5 | 5 | 2.8 | 13.3 | 3.3 | 10.6 | 0.6 | 12.8 | 2.2 | 8.9 | -0.6 | 17.8 | 5 | 15 | -0.6 | 8.7 | -3.4 | 10.9 | 0.6
8 | -3 | 5 | 3.9 | 23.3 | 4.3 | 23.2 | 8.1 | 18.3 | -8.3 | 33.3 | -2.2 | 14 | 8 | 17.8 | 0.9 | 17.8 | 11.7 | 15.9 | 3.7 | 14.4 | 4.4 | 17.8 | 12.5 | 25.6 | 1.7 | 23.3 | -6.1 | 26 | 19 | 27.8 | 20.6 | 26.1 | 15.6 | 27.4 | 13.8 | 30 | 15 | 17.2 | 0.6 | 26.7 | 19.4 | 7.6 | -2.4 | 14.4 | -4.4 | 14.4 | -1.1 | 13.9 | 2.8 | 15 | 1.1 | 20.4 | 8.8 | 25.6 | 13.3 | 28.9 | 21.7 | 6.7 | 3.3 | 13 | 1 | 5.6 | 0.9 | 9.3 | -1.5 | 16.7 | 10.6 | 5.2 | -0.2 | 7.6 | -3.2 | 17.2 | 6.7 | 18.9 | 8.9 | 17.8 | 0.6 | 26.9 | 10.2 | 21.1 | 14.5 | 28.3 | 17.2 | 5.6 | -3.3 | 8.3 | 6.1 | 12.8 | 12.8 | 18.5 | 15.2 | 15 | 2.8 | 10 | 0.6 | 20 | 3.9 | 15.6 | 0 | -0.9 | -2.4 | 26.7 | 1.7 | 12.8 | -4.4 | 8.3 | -6.2 | 10.5 | -2.8 | 12.6 | -0.9 | 10.6 | -4.4 | 10 | -1.7 | 27.4 | 20.3 | 18 | 3 | 12.2 | 0 | 10.6 | 5 | 21.1 | 6.1 | 14.4 | -1.1 | 12 | 0 | 16.1 | 9.4 | 28.9 | 11.7 | 12.9 | 1.2 | 20.9 | 4.5 | 30.6 | 13.3 | 21.1 | 0 | 27.8 | 17.2 | 16.1 | 0 | 26.7 | 12.8 | 26.7 | 20 | 23.5 | 19.3 | 1.7 | -0.6 | 11.7 | 3.3 | 10.6 | -0.6 | 13.3 | 0 | 7.8 | 0.6 | 18.3 | 4.4 | 15.4 | -0.7 | 8.9 | -3.9 | 10 | 1.7
9 | -4 | 5.6 | 4.4 | 24.4 | 3.9 | 23.9 | 8.3 | 17.9 | -6 | 33.3 | -2.1 | 14 | 9 | 18.3 | 0.4 | 16.7 | 11.7 | 15.8 | 3.6 | 13.9 | 3.9 | 17.2 | 12.1 | 26.1 | 1.7 | 23.7 | -5.6 | 26 | 19 | 27.8 | 20 | 26.1 | 15 | 27.6 | 14.3 | 30 | 14.4 | 17.2 | 0.6 | 27.8 | 20 | 7.2 | -1.7 | 14.4 | -3.9 | 14.4 | -2.2 | 14.4 | 2.2 | 16.7 | 0.6 | 20.7 | 8.7 | 25 | 15 | 28.3 | 21.7 | 7.2 | 2.2 | 13 | 1 | 5.6 | 1.5 | 8.5 | -0.2 | 17.2 | 11.7 | 5.4 | -0.2 | 7.9 | -3.4 | 17.8 | 6.1 | 18.9 | 8.3 | 18.3 | -2.8 | 27.8 | 10 | 21.1 | 14.4 | 27.8 | 17.2 | 6 | -2.7 | 7.8 | 5.6 | 12.8 | 12.8 | 18.2 | 15.5 | 15 | 3.3 | 10 | 0.6 | 20.6 | 5 | 13.4 | 3.5 | -0.2 | -2.4 | 26.7 | 1.7 | 11.7 | -6.1 | 8.3 | -6.2 | 10 | -2.9 | 12.4 | -0.4 | 10.6 | -5.6 | 11.1 | -1.7 | 28.9 | 20.6 | 19 | 4 | 11.1 | 0.6 | 10.6 | 4.4 | 21.1 | 6.7 | 16.1 | -0.6 | 12 | 0 | 17.8 | 9.4 | 29.4 | 12.8 | 13.3 | 1.1 | 21.9 | 4.5 | 28.9 | 12.8 | 22.8 | -0.6 | 27.8 | 18.9 | 16.1 | -0.6 | 26.7 | 12.2 | 26.1 | 20.6 | 25 | 18.9 | 1.7 | -0.6 | 12.8 | 2.2 | 10.6 | 7.8 | 13.3 | 0 | 10 | -0.6 | 18.3 | 4.4 | 15.7 | -0.8 | 8.3 | -3.4 | 8 | 2.2
8 | -2 | 5.6 | 3.9 | 23.5 | 4 | 23.3 | 7 | 17.6 | -5.6 | 33.3 | -2.1 | 14 | 8 | 18.9 | 0 | 16.1 | 12.2 | 15.6 | 3.3 | 13.3 | 4.4 | 16.7 | 11.7 | 22.2 | 5 | 24 | -5.4 | 26 | 19 | 27.8 | 19.4 | 25.6 | 14.4 | 27.8 | 15 | 29.4 | 13.9 | 16.7 | -0.6 | 28.3 | 17.8 | 7.6 | -1.2 | 15 | -3.9 | 13.3 | -2.2 | 15 | 1.7 | 17.2 | 1.1 | 21.1 | 8.9 | 24.4 | 14.4 | 27.8 | 22.2 | 7.2 | 1.1 | 14 | 2 | 5.6 | 2.2 | 7.8 | 0.6 | 17.8 | 12.2 | 5.6 | -0.6 | 8.3 | -3.9 | 18.3 | 6.1 | 18.3 | 7.2 | 17.2 | -2.8 | 27.1 | 11.2 | 20.2 | 14.8 | 28.3 | 17.2 | 6.3 | -2.5 | 7.8 | 5 | 12.8 | 12.8 | 17.8 | 15.6 | 15 | 2.8 | 10 | 1.1 | 20 | 4.4 | 11.1 | 5.2 | 0.6 | -2.8 | 26.7 | 1.1 | 11.1 | -6.7 | 8.3 | -6.7 | 9.4 | -3.3 | 12.2 | 0 | 10.6 | -6.1 | 11.1 | -2.8 | 28.3 | 20.3 | 19 | 1 | 11.1 | -0.6 | 10.6 | 3.9 | 21.1 | 6.1 | 16.7 | 0 | 12 | 0 | 17.8 | 8.3 | 28.9 | 12.2 | 12.6 | 1.3 | 22.8 | 4.4 | 29.4 | 12.8 | 23.3 | -0.6 | 27.2 | 16.7 | 16.7 | -0.6 | 27.2 | 12.2 | 26.1 | 20 | 25 | 18.7 | 2.8 | 0.6 | 12.2 | 1.7 | 9.4 | 0 | 12.8 | 0.6 | 8.3 | -1.1 | 17.8 | 3.9 | 16.1 | -1.7 | 7.8 | -3.5 | 5.9 | 2
8 | -2 | 5.6 | 3.9 | 22.6 | 3.7 | 22.8 | 5.7 | 17.2 | -5.6 | 33.3 | -2.2 | 14 | 9 | 18 | 0.6 | 15 | 11.1 | 14.3 | 4.3 | 12.2 | 5 | 14.8 | 11.4 | 21.1 | 6.1 | 24.4 | -6.7 | 23 | 19 | 27.8 | 20 | 25 | 14.4 | 26.3 | 15.7 | 28.3 | 15 | 16.7 | 0 | 27.2 | 18.3 | 7.9 | -1 | 15 | -5 | 12.2 | -1.7 | 15 | 2.2 | 17.2 | 1.1 | 20.5 | 9.2 | 22.8 | 15.6 | 27.2 | 21.7 | 7.2 | 1.1 | 14 | 0 | 4.8 | 2.5 | 6.5 | 0.6 | 17.8 | 11.7 | 5 | -0.2 | 7.8 | -3.3 | 17.2 | 6.7 | 17.2 | 6.7 | 17.2 | -0.6 | 26.3 | 12 | 19.2 | 14.9 | 27.2 | 17.2 | 6.7 | -2.8 | 8.3 | 5 | 12.2 | 12.2 | 17.1 | 15.1 | 11.7 | 4.4 | 11.7 | 0 | 20.6 | 4.4 | 8.9 | 6.1 | 0 | -1.8 | 26.1 | 0 | 10 | -7.8 | 7.6 | -6.1 | 8.5 | -0.9 | 11.3 | -0.4 | 10.6 | -4.4 | 11.1 | -2.8 | 27.8 | 19.9 | 18 | 1 | 11.7 | 0 | 10.6 | 4.4 | 21.1 | 6.1 | 17.8 | 0 | 14 | 0 | 17.8 | 6.7 | 29.4 | 12.8 | 11.8 | 1.1 | 22.6 | 4.2 | 28.9 | 12.2 | 23.9 | -2.2 | 26.7 | 16.7 | 16.7 | -0.6 | 26.7 | 12.8 | 26.1 | 20 | 25 | 18.5 | 3.3 | 1.7 | 12.2 | 1.1 | 8.3 | -0.6 | 12.2 | 1.1 | 8.3 | 0 | 16.7 | 3.3 | 15.5 | -2.2 | 7.2 | -4.4 | 3.9 | 1.7
7 | -1 | 5.6 | 3.9 | 21.7 | 3.9 | 22.2 | 4.4 | 15.5 | -3.9 | 30.9 | -1.6 | 14 | 8 | 17 | 1.4 | 14.4 | 11.1 | 13 | 5.2 | 11.7 | 5.6 | 13 | 10.7 | 21.7 | 7.2 | 20.5 | -4.1 | 22 | 19 | 27.8 | 20 | 25 | 15 | 24.8 | 16 | 26.7 | 16.7 | 16.1 | -0.6 | 23.9 | 18.9 | 8.3 | -0.6 | 15 | -3.9 | 10.6 | -1.7 | 14.4 | 2.8 | 16.1 | 0 | 20 | 9.6 | 22.2 | 16.1 | 26.7 | 21.1 | 6.7 | 1.7 | 13 | 2 | 4.1 | 2.6 | 5.2 | 0.4 | 17.2 | 11.1 | 4.5 | -0.1 | 7.2 | -3.5 | 17.2 | 6.7 | 14.4 | 6.1 | 16.7 | 0 | 25.6 | 12.8 | 18.3 | 15 | 26.1 | 17.2 | 6.3 | -2.5 | 7.2 | 6.7 | 12.2 | 12.2 | 16.3 | 14.5 | 12.2 | 3.3 | 10 | 1.1 | 19.4 | 4.4 | 8.5 | 5.6 | -0.5 | -1.4 | 25.6 | -1.1 | 9.4 | -7.8 | 6.8 | -6.1 | 7.6 | 0.5 | 10.3 | -1 | 10.6 | -3.9 | 10.6 | -3.3 | 27.2 | 19.4 | 17 | 2 | 10.6 | 0.6 | 9.4 | 5 | 19.4 | 8.9 | 17.2 | -0.6 | 12 | 1 | 16.7 | 7.2 | 27.2 | 11.7 | 11.1 | 1.1 | 22.4 | 3.5 | 26.1 | 12.2 | 23.9 | -4.4 | 25 | 17.2 | 16.7 | -0.6 | 25.6 | 12.8 | 24.4 | 20.6 | 25 | 18.3 | 3.9 | 1.7 | 11.7 | 1.7 | 7.2 | -1.7 | 11.1 | 1.1 | 7.2 | 0 | 13.9 | 2.2 | 15 | -2.5 | 6.3 | -3.4 | 2.8 | 1.2
6 | -3 | 5 | 3.9 | 18.2 | 6.4 | 20.2 | 5.1 | 13.9 | -3.4 | 28.5 | -1.4 | 13 | 8 | 16.1 | 1.7 | 13.9 | 11.1 | 11.7 | 5.6 | 11.1 | 6.1 | 11.1 | 10 | 20.6 | 5 | 16.7 | -3 | 22 | 17 | 26.1 | 20.6 | 23.9 | 15 | 23.3 | 16.1 | 23.9 | 17.8 | 14.4 | 0.6 | 23.3 | 17.8 | 7.8 | -0.6 | 13.9 | -5.6 | 8.3 | -1.7 | 13.9 | 1.1 | 13.9 | 0.6 | 19.4 | 9.4 | 20.6 | 16.1 | 24.4 | 21.1 | 6.1 | 1.1 | 12 | 3 | 3.3 | 2.8 | 3.9 | 0 | 15 | 8.3 | 3.9 | 0 | 6.7 | -3.9 | 15.6 | 6.1 | 12.8 | 5.6 | 14.4 | 1.7 | 24.1 | 14.2 | 17.6 | 15.1 | 23.9 | 17.8 | 6 | -2.3 | 7.2 | 5 | 11.7 | 11.7 | 15.6 | 13.9 | 11.7 | 3.3 | 8.9 | 1.1 | 15.6 | 9.4 | 8.2 | 5 | -1.1 | -1.1 | 23.9 | -2.2 | 8.9 | -7.8 | 6.1 | -7.2 | 6.7 | 1.7 | 9.4 | -1.7 | 10 | -3.9 | 8.9 | -3.3 | 26.3 | 19.7 | 16 | 2 | 8.9 | -0.6 | 8.9 | 5.6 | 16.7 | 10 | 16.1 | -0.6 | 11 | 1 | 15 | 7.8 | 25.6 | 12.2 | 9.8 | 1.2 | 22.2 | 3.3 | 25 | 11.7 | 22.2 | -4.4 | 22.8 | 17.2 | 16.1 | -0.6 | 24.4 | 12.2 | 23.9 | 20.6 | 23.5 | 17.7 | 1.7 | -2.8 | 9.4 | 1.1 | 6.1 | -1.1 | 10 | -0.6 | 5 | 1.1 | 11.7 | 2.2 | 14.4 | -3.9 | 5.3 | -3.1 | 1.7 | 0.7
3 | 0 | 4.4 | 3.3 | 14.6 | 7.4 | 18.1 | 5 | 12.2 | -3.9 | 26.1 | -1.7 | 12 | 9 | 14.8 | 2.7 | 13.9 | 11.1 | 11.3 | 5.8 | 11.1 | 6.1 | 10.9 | 10 | 20.6 | 5.6 | 12.8 | -3.9 | 22 | 15 | 25 | 21.1 | 22.8 | 13.3 | 22.2 | 16 | 22.2 | 17.8 | 12.8 | 1.1 | 22.8 | 18.3 | 7.2 | -0.4 | 12.2 | -6.1 | 7.8 | -1.7 | 12.8 | 4.4 | 11.1 | 0.6 | 18.7 | 10.6 | 18.3 | 16.1 | 23.9 | 21.7 | 6.7 | 1.1 | 11 | 3 | 2.9 | 2.5 | 3.5 | 0.2 | 12.8 | 7.2 | 3 | -0.4 | 5.9 | -3.3 | 13.3 | 5.6 | 12.2 | 6.1 | 13.3 | 1.7 | 22.6 | 15 | 16.8 | 15 | 23.3 | 17.2 | 5.6 | -2.8 | 6.7 | 4.4 | 11.1 | 11.1 | 16.1 | 14.1 | 9.4 | 3.3 | 5.6 | 1.7 | 13.3 | 8.3 | 7.8 | 4.4 | -1.3 | -1.7 | 22.2 | -2.2 | 7.2 | -7.2 | 5.4 | -6 | 6.5 | 2 | 8.7 | -1 | 8.9 | -4.4 | 6.7 | -3.3 | 25.3 | 19.5 | 13 | 2 | 6.7 | 0 | 8.3 | 5 | 16.1 | 8.9 | 14.4 | -0.6 | 11 | 0 | 13.3 | 7.2 | 24.4 | 12.8 | 8.5 | 1.2 | 17.8 | 5.7 | 23.3 | 12.8 | 17.2 | -2.8 | 21.1 | 17.2 | 15 | -0.6 | 23.3 | 12.8 | 23.9 | 20.6 | 22.1 | 17.3 | 1.7 | 0.6 | 8.3 | 2.2 | 4.4 | -1.1 | 8.9 | -1.1 | 3.9 | 0.6 | 8.9 | 1.7 | 12.7 | -2.4 | 4.4 | -3.3 | 0.6 | 0
3 | -1 | 3.9 | 2.8 | 11.1 | 7.2 | 16.1 | 5 | 11.5 | -3 | 23.9 | 0.2 | 11 | 9 | 13.5 | 3 | 13.3 | 11.1 | 11 | 6 | 11.1 | 5.6 | 10.8 | 10.1 | 19.4 | 5 | 12.2 | -2.8 | 21 | 13 | 23.9 | 20.6 | 22.2 | 11.7 | 21.1 | 15.9 | 21.7 | 19.4 | 12.2 | 1.1 | 22.8 | 18.3 | 6.7 | -0.6 | 6.7 | -5 | 7.2 | -1.7 | 11.7 | 3.3 | 10.6 | 0.6 | 17.9 | 11 | 17.8 | 16.1 | 22.8 | 21.7 | 6.7 | 1.1 | 9 | 3 | 2.6 | 2.5 | 3.2 | 0.4 | 12.2 | 6.7 | 2 | -1 | 5.2 | -3.4 | 11.7 | 5.6 | 11.7 | 6.1 | 13.9 | 0.6 | 21.1 | 15.6 | 16.1 | 15 | 22.2 | 17.8 | 5 | -2.5 | 5.6 | 4.4 | 11.1 | 11.1 | 16.7 | 14.4 | 7.8 | 3.9 | 3.9 | 0 | 13.3 | 8.3 | 7.4 | 4.9 | -1.5 | -2.1 | 21.7 | -2.2 | 6.7 | -5.6 | 4.6 | -5.6 | 6.3 | 2 | 7.9 | -0.7 | 8.3 | -2.8 | 5 | -3.3 | 24.4 | 19.4 | 11 | 3 | 5.6 | 0 | 8.3 | 5.6 | 14.4 | 8.9 | 13.9 | 10.6 | 8 | 0 | 12.2 | 6.1 | 23.3 | 12.2 | 7.2 | 1.1 | 13.3 | 6 | 20.6 | 13.3 | 15.6 | -3.3 | 20.6 | 17.8 | 12.8 | -0.6 | 23.3 | 11.1 | 23.9 | 20.6 | 20.6 | 16.7 | 1.7 | 0.6 | 6.1 | 2.2 | 3.3 | -1.7 | 9.4 | -1.7 | 3.9 | 1.1 | 8.3 | 1.7 | 11.1 | -1.7 | 3.9 | -2.8 | 0.6 | 0
3 | -1 | 3.9 | 2.8 | 10.4 | 7.3 | 14.8 | 5.9 | 10.7 | -3 | 21.6 | 1.8 | 11 | 9 | 12.2 | 3.3 | 12.8 | 11.1 | 10.6 | 6.1 | 11.1 | 5.6 | 10.6 | 10 | 17.8 | 5.6 | 11.7 | -1.9 | 21 | 13 | 24.4 | 21.1 | 22.2 | 12.2 | 20 | 15.6 | 22.2 | 20 | 10.6 | 0.6 | 22.2 | 17.8 | 5.9 | -0.5 | 7.8 | -3.9 | 6.1 | -0.6 | 11.1 | 2.8 | 10 | 0.6 | 17.2 | 11.7 | 17.2 | 16.1 | 22.2 | 21.7 | 6.7 | 0 | 9 | 3 | 2.2 | 2.2 | 2.8 | 0.6 | 11.7 | 4.4 | 1.1 | -1.7 | 4.4 | -3.9 | 10.6 | 5 | 11.1 | 5.6 | 12.8 | -0.6 | 20.4 | 15.4 | 15.9 | 14.8 | 21.1 | 17.2 | 4.5 | -2.7 | 5.6 | 4.4 | 11.7 | 11.7 | 17.2 | 14.4 | 7.8 | 3.9 | 1.7 | -1.1 | 12.8 | 8.9 | 7.1 | 5.3 | -1.7 | -2.8 | 20.6 | -1.7 | 6.1 | -5.6 | 3.9 | -6.1 | 6.1 | 2.2 | 7.2 | -0.6 | 6.1 | -2.2 | 3.9 | -3.3 | 23.9 | 19.4 | 8 | 2 | 5.6 | -0.6 | 7.8 | 5.6 | 14.4 | 8.3 | 12.8 | 10.6 | 9 | 0 | 12.2 | 6.7 | 22.8 | 11.7 | 6.3 | 1.2 | 8.9 | 5 | 19.4 | 13.3 | 12.2 | 0 | 19.4 | 17.2 | 12.2 | -0.6 | 22.2 | 11.7 | 23.9 | 20.6 | 19.5 | 15.8 | 1.7 | 0.6 | 6.7 | 2.8 | 3.3 | -1.1 | 8.9 | -0.6 | 3.3 | 1.1 | 6.7 | 1.7 | 9.4 | -1.7 | 3.3 | -2.5 | 0.6 | 0
3 | -2 | 3.3 | 1.7 | 9.6 | 7.2 | 13.5 | 6.4 | 10 | -3.3 | 19.4 | 2.2 | 11 | 10 | 12.2 | 3.2 | 13.3 | 11.1 | 10.2 | 6.4 | 11.1 | 6.7 | 10.4 | 9.4 | 17.2 | 6.7 | 11.1 | -1.7 | 19 | 14 | 23.9 | 20.6 | 22.2 | 12.2 | 18.5 | 15.2 | 21.7 | 20 | 10 | 0.6 | 22.2 | 17.8 | 5.2 | -0.4 | 7.8 | -3.3 | 5 | 0 | 10.6 | 2.8 | 9.4 | 1.1 | 16.5 | 12.7 | 17.2 | 16.1 | 22.2 | 21.7 | 6.7 | 2.2 | 9 | 3 | 1.7 | 1.7 | 2.1 | 0.1 | 11.1 | 3.3 | 0.7 | -1.1 | 4 | -3.3 | 8.3 | 5 | 8.3 | 5.6 | 11.1 | 1.1 | 19.6 | 14.9 | 15.8 | 14.7 | 20 | 17.2 | 3.9 | -3.3 | 5 | 4.4 | 11.7 | 11.7 | 17.4 | 14.5 | 7.8 | 5 | 1.7 | -1.7 | 12.8 | 7.8 | 6.7 | 5.6 | -1.9 | -3 | 21.1 | -10.6 | 5.6 | -6.1 | 3 | -5.2 | 6.1 | 2.7 | 6.7 | -0.2 | 5.6 | -1.7 | 2.8 | -4.4 | 23.3 | 19.1 | 10 | 3 | 3.3 | -0.6 | 7.8 | 5.6 | 12.8 | 8.9 | 12.2 | 9.4 | 9 | 0 | 11.1 | 6.7 | 21.7 | 11.7 | 5.3 | 1 | 8.3 | 5.1 | 18.3 | 13.9 | 11.1 | 3.9 | 18.9 | 17.8 | 11.7 | -0.6 | 21.7 | 12.8 | 23.9 | 20 | 18.3 | 14.8 | 1.7 | 0 | 6.7 | 2.2 | 3.9 | -1.1 | 8.3 | -0.6 | 2.8 | 0.6 | 5.6 | 1.7 | 8.7 | -0.8 | 2.8 | -2.8 | 0.6 | 0
0 | -2 | 3.3 | 2.2 | 8.9 | 7.2 | 12.2 | 6.7 | 9.6 | -2.6 | 18.1 | 2 | 12 | 11 | 12.2 | 3.2 | 13.3 | 11.1 | 9.8 | 6.5 | 10.6 | 6.7 | 10 | 8.5 | 13.9 | 7.8 | 9.6 | -2.6 | 19 | 14 | 22.2 | 20 | 21.7 | 11.7 | 17.1 | 14.6 | 21.7 | 20 | 9.4 | 1.1 | 21.7 | 17.8 | 4.4 | -0.6 | 6.1 | -3.9 | 2.8 | -1.1 | 9.4 | 3.3 | 8.9 | 1.7 | 15.7 | 13.2 | 16.7 | 16.1 | 21.7 | 21.1 | 6.7 | 1.7 | 8 | 2 | 1.1 | 1.1 | 1.3 | -0.1 | 10 | 3.3 | 0.4 | -0.8 | 3.7 | -3.4 | 7.2 | 4.4 | 7.8 | 5 | 10.6 | -1.1 | 18.9 | 14.4 | 15.6 | 14.4 | 18.3 | 16.7 | 2 | -2.1 | 5 | 4.4 | 11.7 | 11.7 | 17.6 | 14.5 | 7.2 | 4.4 | 0.6 | -2.2 | 12.2 | 8.3 | 6.9 | 5.6 | -2 | -3.2 | 19.4 | -9.4 | 5.6 | -7.2 | 2 | -5.4 | 6.1 | 3.4 | 6.1 | 0 | 4.4 | -1.7 | 2.8 | -5.6 | 22.8 | 18.9 | 7 | 2 | 3.3 | 0 | 7.8 | 5.6 | 13.3 | 8.3 | 11.7 | 9.4 | 6 | 1 | 10.6 | 5 | 18.3 | 12.2 | 4.4 | 1.1 | 7.8 | 5.1 | 18.3 | 13.3 | 10.6 | 2.2 | 18.9 | 16.7 | 11.7 | -0.6 | 21.1 | 12.8 | 23.9 | 20 | 17.2 | 13.9 | 1.7 | -0.6 | 5 | 1.7 | 3.9 | -1.1 | 7.8 | 0 | 1.1 | -1.1 | 5 | 1.1 | 7.9 | -0.5 | 1.9 | -2.5 | 1 | -0.1
0 | -3 | 3.3 | -5.6 | 8.3 | 6.9 | 12.4 | 6.9 | 9.3 | -2 | 16.9 | 1.7 | 11 | 10 | 12.2 | 2.8 | 12.8 | 11.1 | 9.4 | 6.7 | 10.6 | 6.7 | 9.8 | 8.2 | 14.4 | 7.2 | 8.2 | -4.1 | 18 | 15 | 22.2 | 20.6 | 21.7 | 11.1 | 15.6 | 13.9 | 21.7 | 18.9 | 8.9 | 1.1 | 21.7 | 17.8 | 3.7 | -0.4 | 5 | -4.4 | 3.3 | -0.6 | 8.9 | 3.3 | 8.3 | 1.7 | 15 | 13.9 | 16.7 | 16.1 | 21.7 | 20.6 | 7.2 | 0 | 8 | 2 | 0.6 | 0.6 | 0.6 | -0.6 | 10 | 4.4 | 0 | -0.6 | 3.3 | -3.9 | 5 | 3.3 | 6.1 | 2.8 | 9.4 | 1.1 | 18 | 14.5 | 15 | 14.2 | 17.8 | 15.6 | 0.2 | -1.5 | 5 | 3.9 | 11.7 | 11.7 | 17.8 | 14.4 | 7.2 | 5 | 0.6 | -2.8 | 12.2 | 7.2 | 7 | 5.2 | -2.2 | -3.9 | 17.2 | -5 | 3.9 | -6.7 | 1.1 | -6.1 | 6.1 | 3.9 | 5.6 | 0 | 3.9 | -1.7 | 1.7 | -6.1 | 22.1 | 18.7 | 7 | 2 | 3.3 | 0 | 7.8 | 5.6 | 13.3 | 8.3 | 10.6 | 8.3 | 5 | 0 | 10 | 5 | 18.3 | 12.8 | 4 | 0.7 | 7.2 | 5 | 16.1 | 13.3 | 13.3 | -2.8 | 17.2 | 15.6 | 11.1 | -0.6 | 20.6 | 13.3 | 23.9 | 20 | 16.1 | 13.6 | 2.2 | -0.6 | 5 | 1.1 | 2.8 | 0 | 7.2 | 1.1 | 0 | -1.7 | 5 | 0.6 | 7.2 | 0 | 0.9 | -2.7 | 1.3 | -0.3
-1 | -3 | 2.2 | -6.7 | 7.8 | 6.9 | 12.6 | 7.1 | 8.9 | -2.2 | 15.6 | 1.1 | 11 | 10 | 11.8 | 3.6 | 13.3 | 11.1 | 9 | 7 | 10 | 7.2 | 9.6 | 7.9 | 11.7 | 6.1 | 6.7 | -6.1 | 18 | 14 | 21.1 | 20 | 21.1 | 11.1 | 14.7 | 13.4 | 21.7 | 18.3 | 7.8 | 1.1 | 22.2 | 17.2 | 2.9 | -0.5 | 5 | -4.4 | 3.9 | -0.6 | 7.8 | 3.3 | 8.3 | 2.2 | 14.8 | 13.7 | 16.1 | 16.1 | 20.6 | 16.7 | 7.8 | 0.6 | 7 | 1 | 0.8 | 0.8 | 0.6 | -0.6 | 10.6 | 3.9 | 0 | -0.7 | 2.4 | -3.3 | 4.4 | 3.3 | 6.1 | 2.8 | 8.9 | 1.7 | 17 | 14.1 | 14.5 | 14.2 | 17.2 | 15.6 | -1.7 | -1.7 | 4.4 | 3.3 | 11.7 | 11.7 | 17.8 | 14.5 | 6.1 | 4.4 | -1.1 | -2.8 | 12.2 | 7.2 | 7.2 | 5 | -2.4 | -3.9 | 15.6 | -4.4 | 2.8 | -6.7 | -0.2 | -5.1 | 6.1 | 3.9 | 5.6 | 0.3 | 3.9 | -1.7 | 0.6 | -5 | 21.3 | 18.1 | 6 | 2 | 2.8 | 0.6 | 7.2 | 5.6 | 13.3 | 7.8 | 10.6 | 8.9 | 5 | 0 | 9.4 | 5 | 18.3 | 12.8 | 3.7 | 0.4 | 6.5 | 4.5 | 15.6 | 12.8 | 11.7 | -2.8 | 17.2 | 15.6 | 9.4 | -0.6 | 20 | 12.8 | 23.3 | 20 | 15 | 13.2 | 2.2 | -2.8 | 4.4 | -1.1 | 2.8 | 0 | 6.1 | 1.1 | -0.6 | -1.7 | 3.9 | 0.6 | 7 | 0 | 0 | -3.3 | 1.7 | -0.6
-1 | -3 | 1.7 | -8.3 | 7.2 | 6.7 | 12.8 | 7.2 | 8.5 | -0.9 | 14.5 | 1.1 | 11 | 10 | 11.5 | 4.5 | 13.3 | 10.6 | 8.7 | 7.5 | 9.4 | 6.1 | 9.5 | 7.3 | 11.7 | 6.1 | 5.6 | -4.5 | 18 | 15 | 21.1 | 20 | 21.1 | 11.1 | 13.7 | 12.9 | 22.2 | 18.3 | 7.2 | 1.1 | 20.6 | 16.7 | 2.2 | -0.6 | 2.2 | -4.4 | 3.3 | -0.6 | 6.7 | 3.3 | 8.3 | 2.2 | 14.6 | 13.5 | 16.1 | 16.1 | 19.4 | 16.1 | 7.8 | 1.7 | 7 | 1 | 0.9 | 0.9 | 0.6 | -0.7 | 11.1 | 4.4 | 0 | -1.1 | 1.5 | -3.3 | 3.9 | 3.3 | 3.9 | 1.1 | 8.3 | 2.2 | 16.1 | 13.9 | 13.9 | 13.9 | 15.6 | 15 | -0.9 | -1.8 | 4.4 | 3.3 | 12.2 | 12.2 | 17.8 | 14.5 | 5.6 | 3.9 | -1.1 | -3.3 | 11.7 | 7.2 | 6.3 | 4.6 | -2.6 | -4.4 | 15.6 | -5 | 0.6 | -5.6 | -1.5 | -5.1 | 6.1 | 3.9 | 5.6 | 0.5 | 2.8 | -2.2 | 0.6 | -3.9 | 20.6 | 17.8 | 6 | 1 | 2.2 | 0.6 | 7.2 | 5.6 | 12.8 | 8.3 | 10.6 | 8.9 | 4 | 0 | 9.4 | 5 | 18.9 | 13.3 | 3.3 | 0 | 5.7 | 3.9 | 16.1 | 12.8 | 11.1 | 3.9 | 16.7 | 15.6 | 8.3 | -1.1 | 19.4 | 13.3 | 23.3 | 19.4 | 13.9 | 12.8 | 2.2 | -2.8 | 2.8 | -2.2 | 2.8 | 0 | 7.2 | 1.7 | -0.6 | -1.7 | 3.3 | 0 | 6.9 | 0.1 | 0.4 | -2.8 | 1.7 | -1.1
-1 | -3 | 1.7 | -8.9 | 7.6 | 6.9 | 12.4 | 7.9 | 8.2 | 0 | 13.3 | 0.3 | 11 | 8 | 11.1 | 5 | 13.9 | 11.7 | 8.3 | 7.8 | 8.9 | 6.1 | 9.2 | 6.1 | 12.8 | 6.1 | 4.4 | -4.3 | 16 | 14 | 21.7 | 20.6 | 20.6 | 11.7 | 12.8 | 12.2 | 18.3 | 16.7 | 8.3 | 1.1 | 20.6 | 16.1 | 1.7 | -0.6 | 3.3 | -5 | 3.9 | -0.6 | 6.1 | 3.3 | 7.8 | 2.2 | 14.4 | 13.3 | 16.1 | 16.1 | 18.3 | 16.7 | 7.8 | 1.7 | 7 | 2 | 1.1 | 1.1 | 0.6 | -1.1 | 11.1 | 4.4 | 0 | -1.7 | 0.6 | -3.9 | 3.3 | 2.2 | 5.6 | 2.8 | 8.9 | 2.2 | 15.9 | 13.9 | 13.7 | 13.7 | 17.2 | 17.2 | -0.2 | -2 | 3.9 | 3.3 | 12.2 | 12.2 | 17.8 | 14.4 | 5 | 2.8 | -1.1 | -3.3 | 11.7 | 7.2 | 5.3 | 4.3 | -2.8 | -5 | 13.3 | -6.1 | 1.7 | -7.2 | -2.8 | -5.6 | 6.1 | 3.9 | 5.6 | 0.6 | 1.7 | -2.8 | 0.6 | -4.4 | 20.4 | 18 | 4 | 1 | 1.7 | 0.6 | 7.2 | 5.6 | 11.7 | 8.3 | 9.4 | 7.8 | 6 | 0 | 8.3 | 5 | 19.4 | 13.9 | 3.1 | 0 | 5 | 3.3 | 16.1 | 12.8 | 9.4 | 1.7 | 17.2 | 16.1 | 7.2 | -0.6 | 18.3 | 14.4 | 23.3 | 19.4 | 14.3 | 12.9 | 2.2 | -3.3 | 1.7 | -3.3 | 2.2 | 0.6 | 7.2 | 1.7 | -1.7 | -2.2 | 4.4 | 0 | 6.7 | 0 | 0.7 | -2.8 | 1.7 | -1.7
-2 | -4 | 1.7 | -9.4 | 7.9 | 7 | 12.1 | 8.4 | 7.8 | 0.6 | 12.2 | 0 | 10 | 9 | 10.7 | 5.5 | 13.9 | 11.1 | 8.7 | 7.7 | 9.4 | 6.7 | 9.1 | 6.1 | 11.1 | 5.6 | 3.3 | -4.4 | 16 | 14 | 21.1 | 20 | 20.6 | 11.1 | 13 | 12.4 | 18.3 | 16.1 | 6.7 | 1.1 | 21.1 | 16.7 | 1.1 | -0.7 | 3.3 | -4.4 | 3.9 | -1.1 | 5.6 | 3.3 | 6.7 | 2.2 | 14.4 | 13.5 | 15.6 | 15.6 | 17.2 | 16.1 | 7.8 | 3.3 | 6 | 2 | 2 | 1.2 | 1.3 | -0.4 | 11.1 | 4.4 | 0 | -2.1 | 0.6 | -3.4 | 3.9 | 3.3 | 5 | 2.8 | 8.3 | 3.3 | 15.8 | 14 | 13.5 | 13.5 | 17.2 | 17.2 | 0.6 | -2.8 | 2.8 | 1.1 | 11.7 | 11.7 | 17.2 | 14.5 | 3.9 | 1.7 | -1.1 | -2.8 | 11.7 | 7.2 | 4.4 | 3.9 | -2.8 | -5 | 13.3 | -6.1 | 1.1 | -6.7 | -0.8 | -4.4 | 6.1 | 4.1 | 6.5 | 1.2 | 1.7 | -2.8 | 0.6 | -5.6 | 20.2 | 18.2 | 2 | 0 | 1.7 | 0.6 | 7.2 | 5 | 11.7 | 8.9 | 11.1 | 10 | 3 | 0 | 7.2 | 4.4 | 18.3 | 14.4 | 3 | 0 | 5.4 | 3.9 | 15.6 | 12.2 | 8.9 | 0 | 17.2 | 16.1 | 6.7 | -0.6 | 18.3 | 15 | 23.3 | 19.4 | 14.6 | 12.7 | 1.7 | -3.3 | 0.6 | -3.9 | 2.2 | 0 | 6.7 | 1.7 | -1.7 | -2.2 | 3.3 | 0 | 6.9 | 0.8 | 1.1 | -3.3 | 1.7 | -2.8
-2 | -5 | 1.1 | -10 | 8.3 | 7.2 | 11.7 | 8.9 | 8.9 | 1.1 | 14.6 | 0.1 | 11 | 9 | 10.4 | 5.8 | 13.9 | 11.1 | 9 | 7.3 | 10 | 7.2 | 9 | 6.1 | 11.7 | 5 | 4.2 | -4 | 16 | 14 | 21.1 | 20.6 | 21.1 | 11.1 | 13.1 | 12.2 | 17.8 | 14.4 | 5.6 | 0.6 | 20 | 18.3 | 0.6 | -1.1 | 2.8 | -2.8 | 5.6 | -0.6 | 5 | 2.8 | 6.7 | 2.2 | 14.4 | 13.6 | 15.6 | 15.6 | 17.8 | 17.2 | 7.8 | 3.9 | 6 | 2 | 3 | 1.3 | 2.1 | 0 | 10.6 | 6.1 | 0 | -2.7 | 0.6 | -3.4 | 3.9 | 2.8 | 5 | 2.2 | 8.3 | 3.9 | 15.6 | 13.9 | 13.3 | 13.3 | 17.2 | 17.2 | 0.8 | -2.1 | 2.8 | 1.1 | 11.7 | 11.7 | 16.7 | 14.6 | 3.9 | 0.6 | -1.7 | -3.3 | 10 | 7.2 | 4.2 | 3.6 | -2.8 | -5.4 | 13.3 | -6.7 | 2.2 | -6.7 | 1.3 | -3.8 | 6.1 | 4.3 | 7.4 | 1.9 | 1.1 | -2.8 | 0.6 | -5 | 20 | 18.3 | 2 | 0 | 2.2 | 0.6 | 7.2 | 5 | 12.8 | 8.3 | 10 | 8.9 | 3 | 0 | 7.2 | 5 | 17.2 | 14.4 | 2.8 | 0 | 5.7 | 4.5 | 15.6 | 12.8 | 7.8 | -4.4 | 18.3 | 17.2 | 6.7 | -0.6 | 18.3 | 15.6 | 23.3 | 19.4 | 15 | 12.8 | 1.7 | -3.9 | 1.1 | -3.9 | 2.8 | 0.6 | 5.6 | 1.7 | 0 | -0.6 | 4.4 | 0.6 | 7 | 1.1 | 2.2 | -2.7 | 2.1 | -2.1
0 | -2 | 1.1 | -10 | 12.6 | 8.7 | 14.3 | 10.4 | 10 | 1.6 | 17 | -0.2 | 12 | 9 | 10 | 6.1 | 14.4 | 11.7 | 9.4 | 7.2 | 10.6 | 7.8 | 9.4 | 9.4 | 16.7 | 4.4 | 5.2 | -4.1 | 17 | 13 | 21.7 | 21.1 | 21.1 | 11.7 | 13.3 | 12.2 | 17.2 | 13.9 | 6.7 | 0.6 | 20.6 | 18.9 | 3.5 | 0.5 | 3.9 | -2.2 | 8.9 | -1.1 | 5.6 | 3.3 | 7.8 | 2.8 | 14.4 | 13.9 | 17.8 | 17.2 | 20.6 | 18.9 | 8.3 | 4.4 | 7 | 2 | 3.9 | 1.7 | 2.8 | 0.6 | 10.6 | 7.2 | 0 | -3.9 | 0.6 | -3.9 | 6.1 | 3.3 | 8.3 | 5 | 8.9 | 3.9 | 17.4 | 14.1 | 15 | 14.2 | 17.8 | 17.2 | 0.9 | -2 | 2.8 | 1.1 | 12.8 | 12.8 | 16.1 | 14.4 | 6.1 | 1.1 | -0.6 | -2.8 | 11.1 | 7.8 | 4.1 | 3.5 | -2.8 | -6.1 | 14.4 | -6.7 | 3.9 | -6.1 | 3.3 | -3.9 | 6.1 | 4.4 | 8.3 | 2.2 | 2.8 | -1.1 | 2.2 | -3.3 | 20.4 | 18.5 | 6 | 1 | 2.8 | 1.1 | 7.8 | 5 | 12.8 | 7.8 | 10.6 | 8.9 | 7 | 2 | 8.9 | 6.7 | 18.3 | 15 | 4.5 | 0.8 | 6.1 | 5 | 19.4 | 14.4 | 7.2 | -3.9 | 18.3 | 17.2 | 8.9 | -0.6 | 18.9 | 16.7 | 23.3 | 18.9 | 17 | 13.4 | 2.2 | -3.3 | 5 | -3.9 | 3.9 | 0 | 7.8 | 2.2 | 0.6 | 0 | 7.8 | 2.2 | 7.2 | 1.7 | 3.3 | -2.9 | 2.4 | -2
2 | -2 | 1.1 | -10 | 16.8 | 9 | 16.8 | 11.8 | 11.1 | 1.7 | 19.4 | -1.1 | 13 | 9 | 12 | 6.3 | 15 | 11.7 | 10.5 | 7.2 | 12.8 | 8.3 | 10.5 | 9.8 | 19.4 | 3.9 | 6.1 | -5 | 19 | 16 | 23.3 | 21.7 | 21.7 | 10.6 | 16.6 | 13.5 | 19.4 | 13.3 | 8.9 | 0.6 | 21.1 | 17.8 | 6.5 | 2.2 | 6.1 | -0.6 | 10.6 | -1.1 | 10 | 6.1 | 11.1 | 3.9 | 15.3 | 14 | 21.1 | 18.3 | 22.2 | 18.9 | 9.4 | 4.4 | 9 | 3 | 4.6 | 2 | 5.6 | 0.9 | 10.6 | 7.8 | 0.7 | -3.5 | 0.6 | -3.4 | 8.9 | 3.9 | 11.1 | 6.1 | 10 | 5 | 19.3 | 14.4 | 16.6 | 14.8 | 18.9 | 17.2 | 1.1 | -2.2 | 1.7 | 0.6 | 13.3 | 13.3 | 16.3 | 15 | 7.8 | -0.6 | 0 | -2.2 | 12.2 | 7.8 | 3.9 | 3.3 | -1.3 | -4.7 | 15.6 | -6.7 | 4.4 | -6.7 | 5.2 | -3.4 | 6.5 | 4.8 | 9.6 | 1.7 | 7.2 | 1.7 | 4.4 | -1.7 | 20.7 | 18.7 | 7 | 1 | 5 | 1.7 | 8.9 | 5.6 | 14.4 | 8.3 | 12.8 | 11.7 | 9 | 4 | 12.8 | 6.7 | 20.6 | 15.6 | 6.1 | 1.2 | 10.2 | 7.1 | 23.3 | 14.4 | 8.3 | -4.4 | 19.4 | 18.9 | 11.1 | -1.1 | 19.4 | 17.2 | 24.4 | 19.4 | 19.1 | 14.2 | 2.8 | -3.3 | 6.7 | -3.9 | 5 | 0.6 | 8.9 | 2.8 | 1.1 | 0 | 11.1 | 3.3 | 10.5 | 1.8 | 4.4 | -3.3 | 2.8 | -2.2
4 | -1 | 1.7 | -9.4 | 21.1 | 8.3 | 19.4 | 12.8 | 12.4 | 2.3 | 22.4 | 0.2 | 14 | 10 | 14.1 | 6.2 | 15 | 11.7 | 11.7 | 7.1 | 11.1 | 8.9 | 11.7 | 10.3 | 20.6 | 2.2 | 7 | -4.7 | 23 | 17 | 25.6 | 22.2 | 23.3 | 11.7 | 20 | 14.4 | 20 | 11.7 | 11.1 | 0 | 22.2 | 17.2 | 9.4 | 3.3 | 7.2 | -1.1 | 11.7 | -0.6 | 12.2 | 5 | 12.8 | 3.3 | 16.3 | 14.3 | 23.3 | 17.2 | 23.9 | 18.3 | 10.6 | 5 | 12 | 3 | 5.4 | 2 | 8.3 | 0.5 | 12.8 | 8.3 | 1.5 | -3.3 | 0.6 | -3.4 | 10 | 3.9 | 13.3 | 7.2 | 10.6 | 5 | 21.1 | 13.9 | 18.3 | 15.6 | 20 | 18.3 | 1.3 | -1.9 | 0.6 | 0 | 15 | 15 | 16.5 | 15.7 | 10 | -1.7 | 0.6 | -2.2 | 13.9 | 6.1 | 4.5 | 4.1 | 0.2 | -3.6 | 17.8 | -6.7 | 6.1 | -7.2 | 7 | -3.9 | 6.8 | 5.1 | 10.9 | 0.9 | 10.6 | 3.3 | 7.2 | -3.9 | 21.1 | 18.9 | 8 | 0 | 7.8 | 1.7 | 10 | 5 | 15.6 | 7.8 | 13.3 | 11.1 | 11 | 4 | 13.9 | 4.4 | 21.1 | 16.1 | 7.8 | 1.7 | 14.2 | 8.4 | 26.1 | 15 | 7.8 | -6.1 | 20.6 | 18.9 | 12.2 | -1.7 | 20 | 17.2 | 25.6 | 18.9 | 21.1 | 14.4 | 2.8 | -3.9 | 8.3 | -3.3 | 6.7 | 1.1 | 10 | 3.9 | 3.3 | 0 | 14.4 | 5.6 | 13.9 | 1.5 | 6.1 | -2.9 | 3.7 | -2.6
6 | -1 | 2.8 | -9.4 | 22.2 | 8.7 | 20.9 | 13.9 | 13.7 | 2.6 | 25.3 | 0.7 | 14 | 9 | 16.1 | 5.6 | 16.1 | 11.7 | 12.8 | 6.7 | 11.1 | 8.9 | 12.8 | 10.6 | 22.2 | 1.7 | 8 | -5.1 | 25 | 11 | 26.1 | 22.2 | 24.4 | 10.6 | 23.3 | 15 | 20.6 | 10 | 12.2 | -0.6 | 22.8 | 17.2 | 11.3 | 3.6 | 10 | -0.6 | 12.8 | 0.6 | 13.9 | 5 | 14.4 | 2.8 | 17.2 | 14.4 | 24.4 | 15.6 | 24.4 | 15 | 11.7 | 5.6 | 14 | 4 | 6.1 | 2.2 | 11.1 | -0.6 | 15 | 8.9 | 2.2 | -3.9 | 0.6 | -3.9 | 11.7 | 3.9 | 15.6 | 8.9 | 12.2 | 5.6 | 22.8 | 14.4 | 20.2 | 16.1 | 23.3 | 17.8 | 1.5 | -1.8 | 1.1 | 0 | 16.7 | 16.7 | 16.7 | 16.1 | 11.1 | -1.7 | 1.7 | -2.2 | 15.6 | 8.3 | 5 | 4.9 | 1.7 | -3.3 | 18.9 | -7.8 | 7.8 | -7.2 | 8.9 | -5 | 7.2 | 5.6 | 12.2 | -0.6 | 11.7 | 2.8 | 9.4 | -2.8 | 22 | 19.2 | 8 | 0 | 9.4 | 0.6 | 11.1 | 5 | 16.7 | 9.4 | 15 | 11.1 | 13 | 4 | 15 | 3.3 | 22.2 | 16.1 | 9.3 | 1.7 | 18.3 | 9.4 | 27.8 | 13.3 | 8.9 | -6.7 | 25.6 | 14.4 | 15 | -1.7 | 20.6 | 16.7 | 26.1 | 18.9 | 23 | 15.1 | 3.9 | -3.3 | 9.4 | -3.3 | 10 | 1.1 | 10.6 | 2.8 | 5.6 | 0 | 17.2 | 6.7 | 17.2 | -0.6 | 7.7 | -3.1 | 4.7 | -3.1
6 | -2 | 3.9 | -8.3 | 23.3 | 8.6 | 22.4 | 14.8 | 15 | 2.8 | 28.3 | 1.7 | 14 | 10 | 17 | 5.6 | 17.2 | 11.7 | 13.3 | 6.9 | 11.7 | 8.9 | 14.3 | 11.3 | 23.9 | -2.8 | 8.9 | -6.7 | 27 | 16 | 22.2 | 21.1 | 24.4 | 11.7 | 24.1 | 15.1 | 21.1 | 10 | 13.9 | 1.1 | 25 | 16.7 | 13.1 | 3.2 | 11.7 | -0.6 | 13.9 | 0 | 15 | 3.3 | 15 | 3.3 | 18.3 | 14.6 | 25 | 17.2 | 26.1 | 15 | 11.7 | 5 | 15 | 4 | 6.8 | 1.9 | 11.5 | 0.3 | 16.1 | 8.9 | 3.3 | -2.9 | 0.6 | -3.4 | 12.8 | 2.8 | 16.7 | 8.9 | 14.4 | 6.1 | 24.4 | 14.8 | 22 | 16.5 | 25.6 | 17.8 | 1.7 | -2.2 | 2.8 | 1.7 | 18.3 | 16.1 | 18.2 | 17.1 | 12.8 | -1.7 | 3.3 | -2.2 | 16.7 | 9.4 | 5.6 | 5.6 | 2.2 | -2.6 | 19.4 | -8.9 | 9.4 | -7.8 | 10.2 | -4.7 | 7.9 | 6.1 | 12.9 | -0.9 | 13.3 | 3.9 | 11.7 | -3.3 | 23 | 19.8 | 8 | 0 | 11.7 | 0.6 | 11.1 | 4.4 | 17.8 | 10 | 16.7 | 8.9 | 16 | 5 | 15.6 | 3.3 | 22.2 | 15.6 | 10.7 | 1.2 | 20.3 | 9.3 | 28.3 | 10 | 10 | -5.6 | 26.7 | 15.6 | 16.7 | -1.7 | 21.1 | 17.8 | 26.1 | 19.4 | 24.8 | 15.2 | 4.4 | -4.4 | 10.6 | -3.9 | 12.8 | 2.8 | 12.8 | 2.8 | 7.8 | 0 | 18.9 | 6.7 | 18.5 | -0.7 | 9.4 | -3.9 | 5.6 | -5
6 | -3 | 4.4 | -7.8 | 24.4 | 8.9 | 23.9 | 15.6 | 15.4 | 2.9 | 30.2 | 0.7 | 15 | 8 | 18 | 5.3 | 17.2 | 11.7 | 13.9 | 6.8 | 13.3 | 8.3 | 15.7 | 11.7 | 24.4 | -3.3 | 9.3 | -6.9 | 27 | 16 | 23.9 | 22.2 | 24.4 | 12.8 | 24.8 | 15.5 | 21.1 | 10 | 14.4 | 0.6 | 25 | 16.1 | 15 | 2.8 | 12.8 | 0 | 15 | -2.2 | 15 | 3.3 | 16.7 | 3.3 | 19.5 | 14.6 | 25.6 | 16.7 | 27.2 | 15 | 10.6 | 5.6 | 16 | 5 | 7.6 | 1.7 | 11.8 | 0.5 | 17.8 | 9.4 | 4.5 | -2.3 | 0.6 | -3.4 | 12.2 | 3.3 | 17.8 | 8.3 | 15 | 3.9 | 26.1 | 15 | 23.9 | 16.7 | 26.1 | 17.8 | 2.8 | -1.9 | 3.3 | 2.2 | 21.1 | 16.7 | 19.6 | 17.6 | 13.9 | -1.1 | 4.4 | -1.7 | 17.2 | 9.4 | 5.8 | 4.8 | 2.8 | -2.2 | 20.6 | -10 | 10.6 | -9.4 | 11.5 | -4.8 | 8.7 | 6.7 | 13.7 | -1.3 | 13.3 | 1.7 | 12.8 | -2.8 | 23.9 | 20 | 9 | 1 | 13.3 | 0 | 11.1 | 5 | 19.4 | 11.1 | 16.7 | 6.7 | 18 | 6 | 16.7 | 2.8 | 22.8 | 15.6 | 12.2 | 0.6 | 22.4 | 8.9 | 28.9 | 10 | 11.7 | -5 | 27.2 | 16.7 | 18.3 | -1.1 | 22.2 | 18.3 | 25.6 | 20 | 26.7 | 15.6 | 4.4 | -2.2 | 12.2 | -3.3 | 12.8 | 2.8 | 13.3 | 2.8 | 8.9 | 0 | 20 | 6.7 | 19.8 | -1.7 | 9.4 | -3.4 | 6.1 | -4.9
6 | -3 | 5 | -7.8 | 25.2 | 8.7 | 24.5 | 15.5 | 15.7 | 2.8 | 32 | 0.1 | 16 | 10 | 18.9 | 5 | 16.1 | 11.7 | 14.4 | 6.7 | 13.9 | 7.2 | 17.2 | 12.2 | 25 | -2.8 | 9.6 | -8 | 26 | 18 | 27.8 | 23.9 | 25.6 | 12.2 | 25.6 | 15.6 | 21.1 | 10.6 | 16.1 | 2.2 | 26.1 | 15.6 | 15.4 | 2.2 | 13.3 | -0.6 | 16.1 | -2.8 | 16.7 | 5.6 | 18.9 | 3.3 | 20.6 | 14.4 | 26.7 | 17.2 | 27.2 | 13.9 | 12.2 | 6.7 | 15 | 6 | 8.3 | 1.1 | 12.2 | 1.1 | 19.4 | 10 | 5.6 | -2.2 | 0.6 | -3.9 | 12.2 | 1.1 | 18.9 | 7.2 | 15 | 5 | 26.7 | 15.1 | 24.6 | 16.9 | 27.2 | 16.7 | 3.9 | -2 | 3.9 | 1.7 | 22.8 | 16.7 | 21.1 | 18.3 | 15 | -1.7 | 5 | -1.7 | 17.8 | 10 | 5.9 | 3.7 | 3.3 | -2.2 | 21.7 | -8.9 | 11.1 | -9.4 | 12.8 | -6.1 | 9.4 | 7.2 | 14.4 | -2.8 | 15 | 2.2 | 13.3 | -2.2 | 24.5 | 19.8 | 10 | 1 | 12.8 | -1.1 | 11.1 | 5 | 19.4 | 11.7 | 19.4 | 6.1 | 19 | 3 | 16.7 | 2.8 | 23.9 | 15 | 11.5 | 1.7 | 24.4 | 7.8 | 29.4 | 9.4 | 12.8 | -5 | 26.7 | 16.1 | 20.6 | -1.1 | 22.8 | 19.4 | 24.4 | 21.7 | 27.2 | 14.9 | 4.4 | -2.8 | 12.8 | -3.9 | 14.4 | 3.3 | 13.3 | 1.1 | 9.4 | -0.6 | 20 | 6.1 | 21.1 | -2.8 | 9.4 | -3.4 | 6.7 | -5.6
8 | -3 | 5.6 | -7.2 | 25.9 | 8 | 25 | 14.8 | 16.1 | 2.8 | 33.9 | -2.2 | 17 | 10 | 19.3 | 5 | 17.2 | 12.2 | 15.2 | 6.5 | 14.4 | 7.2 | 16.7 | 12.1 | 25.6 | -2.8 | 10 | -11.1 | 26 | 17 | 29.4 | 22.2 | 25.6 | 11.7 | 25.8 | 14.9 | 21.7 | 10.6 | 16.7 | 1.1 | 25.6 | 16.1 | 15.7 | 1.4 | 15.6 | 0.6 | 16.1 | -2.8 | 16.7 | 5 | 20.6 | 2.2 | 21 | 14.7 | 26.7 | 18.3 | 28.3 | 12.8 | 12.8 | 6.1 | 16 | 6 | 8.1 | 1.9 | 11.7 | 0.8 | 20 | 10.6 | 6.5 | -1.2 | 0.6 | -3.6 | 11.1 | -0.6 | 18.9 | 6.7 | 16.1 | 2.8 | 27.2 | 14.9 | 25.4 | 17.1 | 27.2 | 16.7 | 5 | -2.8 | 3.9 | 2.2 | 21.7 | 16.1 | 20.5 | 16.8 | 15.6 | -2.8 | 6.1 | -1.7 | 17.8 | 9.4 | 6.1 | 2.8 | 4.1 | -1.7 | 22.2 | -8.9 | 12.2 | -9.4 | 13.3 | -5.6 | 10 | 7.8 | 15.3 | -1.9 | 15.6 | 1.1 | 14.4 | -2.2 | 25 | 19.4 | 11 | 2 | 12.8 | 0 | 10 | 5.6 | 20 | 11.7 | 21.1 | 6.7 | 18 | 3 | 19.4 | 2.8 | 23.9 | 15 | 10.7 | 2.8 | 25.2 | 7.4 | 29.4 | 9.4 | 13.9 | -4.4 | 26.7 | 16.1 | 21.7 | 1.1 | 23.3 | 20 | 17.2 | 16.7 | 27.8 | 14.5 | 4.4 | 0.6 | 14.4 | -3.9 | 16.7 | 3.3 | 14.4 | 2.2 | 11.1 | -1.1 | 21.1 | 6.1 | 21.8 | -1.3 | 9.4 | -3.9 | 7.2 | -7.2
7 | -3 | 6.1 | -6.1 | 26.7 | 7.8 | 25.6 | 14.4 | 15.7 | 1.4 | 33.7 | -1.9 | 16 | 9 | 19.6 | 4.5 | 16.7 | 11.7 | 15.9 | 6.1 | 13.9 | 5 | 16.1 | 11.5 | 25 | -2.8 | 10 | -10.6 | 26 | 18 | 30 | 21.7 | 25.6 | 11.1 | 25.9 | 14.1 | 21.1 | 10.6 | 18.3 | 0.6 | 25.6 | 16.1 | 16.1 | 0.6 | 15.6 | 0 | 16.1 | -3.3 | 16.7 | 3.3 | 20.6 | 2.2 | 21.3 | 14.5 | 26.7 | 17.8 | 28.9 | 15 | 12.8 | 6.7 | 16 | 6 | 8 | 2.9 | 11.1 | 0.5 | 19.4 | 10.6 | 7.4 | -0.5 | 0.6 | -3.6 | 11.1 | 0 | 19.4 | 6.7 | 16.7 | 3.3 | 27.8 | 15 | 26.1 | 17.2 | 27.8 | 16.7 | 5.4 | -3 | 3.9 | 1.7 | 21.1 | 15.6 | 20 | 15 | 16.7 | -3.3 | 6.7 | -1.7 | 18.3 | 8.9 | 6.1 | 2.6 | 4.8 | -1.6 | 21.7 | -9.4 | 12.8 | -10 | 13.9 | -5.6 | 10.5 | 8.3 | 16.3 | -2 | 15.6 | 1.1 | 14.4 | -2.8 | 25.6 | 18.9 | 9 | 0 | 13.3 | 0 | 9.4 | 6.1 | 20.6 | 12.2 | 21.7 | 6.7 | 19 | 3 | 19.4 | 2.2 | 25 | 15.6 | 10 | 3.3 | 25.9 | 7 | 30 | 8.3 | 14.4 | -5.6 | 26.7 | 15.6 | 21.7 | -0.6 | 25 | 20 | 17.2 | 15.6 | 28.3 | 13.9 | 6.1 | 2.2 | 14.4 | -3.9 | 18.3 | 4.4 | 15.6 | 1.7 | 10.6 | -1.1 | 19.4 | 6.7 | 22.6 | -0.7 | 9.2 | -2.1 | 7.4 | -5.9
7 | -4 | 6.1 | -6.7 | 25.6 | 7.7 | 25 | 14.2 | 15.4 | 0.4 | 33.5 | -3.2 | 16 | 8 | 20 | 4.4 | 15.6 | 11.7 | 16.7 | 5.6 | 13.9 | 6.7 | 15.6 | 11.1 | 25 | -3.3 | 10 | -11.8 | 26 | 18 | 30.6 | 21.1 | 25 | 12.2 | 26.1 | 13.3 | 21.1 | 11.7 | 18.9 | 0.6 | 25 | 15.6 | 16.1 | -0.5 | 14.4 | -1.7 | 15.6 | -3.3 | 17.8 | 5 | 20.6 | 2.2 | 21.7 | 14.4 | 26.1 | 17.8 | 29.4 | 13.9 | 13.9 | 6.1 | 15 | 7 | 7.8 | 3.3 | 10.6 | 0 | 19.4 | 10.6 | 8.3 | 0 | 0.6 | -4.4 | 11.7 | 0 | 20 | 5.6 | 18.3 | 3.9 | 27.4 | 15.5 | 25.4 | 16.8 | 27.8 | 17.2 | 5.7 | -4.2 | 4.4 | 1.1 | 22.8 | 17.2 | 19.4 | 13.3 | 16.7 | -3.9 | 6.7 | -1.7 | 18.9 | 4.4 | 6.1 | 2.4 | 5.6 | -1.7 | 21.7 | -9.4 | 13.3 | -9.4 | 14.4 | -6.7 | 11.1 | 8.9 | 17.2 | -2.2 | 15 | 1.7 | 15 | -3.9 | 25.6 | 18.6 | 9 | 0 | 13.3 | 0.6 | 8.9 | 7.2 | 19.4 | 11.1 | 21.7 | 6.7 | 20 | 4 | 18.3 | 1.7 | 25 | 14.4 | 10 | 2.1 | 26.7 | 6.1 | 29.4 | 6.1 | 14.4 | -5 | 26.7 | 15.6 | 22.8 | -0.6 | 25.6 | 20 | 17.2 | 16.1 | 28.3 | 14.2 | 6.1 | -1.1 | 15 | -3.9 | 18.9 | 4.4 | 15.6 | 1.1 | 10 | -1.7 | 18.3 | 7.8 | 23.3 | 0.6 | 9.1 | -0.9 | 7.6 | -5.1
8 | -3 | 6.1 | -8.3 | 24.4 | 7.6 | 24.5 | 13.7 | 15 | -1.1 | 33.3 | -3.3 | 16 | 11 | 19.4 | 4.7 | 15 | 11.7 | 15.8 | 6 | 12.8 | 7.2 | 14.1 | 10.9 | 23.9 | -3.3 | 10 | -14.4 | 25 | 18 | 28.9 | 20.6 | 24.4 | 12.2 | 25 | 13.9 | 20.6 | 11.7 | 18.9 | 0 | 23.9 | 16.1 | 16.1 | -2.1 | 16.1 | -1.7 | 13.9 | -3.3 | 16.7 | 5.6 | 21.1 | 2.2 | 21.5 | 14.4 | 25 | 18.3 | 29.4 | 15 | 13.9 | 6.1 | 14 | 7 | 6.7 | 1.8 | 9.5 | -0.1 | 18.9 | 10.6 | 8.1 | -0.3 | 0.8 | -3.7 | 12.2 | -1.7 | 15.6 | 9.4 | 16.1 | 4.4 | 27.1 | 15.5 | 24.6 | 16.1 | 26.7 | 17.2 | 6.1 | -6.1 | 5 | 1.7 | 23.9 | 15.6 | 18.3 | 12.6 | 16.7 | -3.9 | 7.2 | -2.2 | 16.7 | 8.3 | 6.1 | 2.2 | 4.5 | -1.3 | 20.6 | -10 | 12.8 | -8.3 | 12.7 | -5.1 | 11.1 | 9.1 | 15.9 | -1.9 | 14.4 | 0 | 15.6 | -3.3 | 25.6 | 17.8 | 9 | 1 | 13.9 | 1.1 | 8.9 | 7.8 | 18.3 | 11.7 | 22.2 | 8.3 | 17 | 7 | 18.3 | 1.7 | 25 | 14.4 | 10 | 0.6 | 25.9 | 6.5 | 28.3 | 7.8 | 14.4 | -5.6 | 25.6 | 15.6 | 22.2 | -0.6 | 25.6 | 21.1 | 16.7 | 16.1 | 28.3 | 14.2 | 5.6 | -1.7 | 14.4 | -3.9 | 16.1 | 4.4 | 14.4 | 0 | 9.4 | -1.7 | 16.7 | 8.9 | 22.6 | 1 | 8.9 | 0 | 7.8 | -5.6
7 | -3 | 6.1 | -9.4 | 23.3 | 7.2 | 23.9 | 13.3 | 13.1 | -0.8 | 31.6 | -2.1 | 15 | 10 | 18.9 | 5.4 | 15 | 11.7 | 14.8 | 6.1 | 12.2 | 6.1 | 12.6 | 10.5 | 22.8 | -5.6 | 9.3 | -13 | 23 | 18 | 27.8 | 20.6 | 24.4 | 13.3 | 23.9 | 14.1 | 19.4 | 11.1 | 18.3 | 1.7 | 22.2 | 16.1 | 16.1 | -3.9 | 15.6 | -2.2 | 12.8 | -4.4 | 16.1 | 5.6 | 21.1 | 2.8 | 21.3 | 14.2 | 23.9 | 18.3 | 27.2 | 18.3 | 12.2 | 4.4 | 13 | 8 | 5.5 | 0 | 8.3 | -0.2 | 17.2 | 11.1 | 8 | -0.9 | 0.9 | -3.8 | 12.8 | -2.2 | 15 | 10 | 16.1 | 4.4 | 26.7 | 15.6 | 23.9 | 15.6 | 26.1 | 16.7 | 4.8 | -5.4 | 4.4 | 1.7 | 22.2 | 15 | 17.2 | 11.9 | 16.1 | -3.3 | 6.7 | -2.2 | 14.4 | 8.3 | 5.7 | 2 | 3.3 | -1.3 | 19.4 | -11.7 | 12.8 | -10.6 | 11.1 | -5.2 | 11.1 | 9.2 | 14.6 | -1.7 | 14.4 | 1.1 | 14.4 | -4.4 | 25.6 | 17.2 | 9 | 0 | 13.3 | 1.7 | 8.9 | 7.8 | 17.2 | 11.1 | 21.7 | 8.3 | 17 | 10 | 17.8 | 1.7 | 24.4 | 14.4 | 10 | -1.1 | 25.2 | 6.9 | 26.7 | 8.9 | 13.9 | -5 | 23.9 | 15.6 | 22.8 | -1.1 | 23.3 | 20 | 17.2 | 16.7 | 28.3 | 14.4 | 5.6 | -2.2 | 13.9 | -2.8 | 13.9 | 5 | 14.4 | 0 | 8.9 | -1.1 | 15 | 8.9 | 21.8 | 1.5 | 7.8 | 0.3 | 6.5 | -3.5
6 | -2 | 5.6 | -9.4 | 22 | 7.8 | 23.2 | 13.4 | 11.3 | -0.7 | 30 | -2.2 | 14 | 11 | 18.3 | 5.6 | 13.9 | 11.7 | 13.9 | 6.1 | 11.1 | 7.2 | 11.1 | 10 | 21.1 | -6.7 | 8.5 | -13.6 | 23 | 16 | 26.7 | 21.1 | 23.9 | 11.7 | 22.8 | 14.4 | 18.3 | 11.1 | 17.8 | -0.6 | 21.1 | 15.6 | 14.1 | -2.4 | 15 | -1.7 | 11.1 | -3.3 | 16.1 | 5 | 19.4 | 2.2 | 21.1 | 13.9 | 22.2 | 18.3 | 22.2 | 16.7 | 10 | 4.4 | 13 | 8 | 4.4 | -1.7 | 7.2 | -0.6 | 14.4 | 10.6 | 7.8 | -1.7 | 1.1 | -4.4 | 11.1 | -2.8 | 15 | 9.4 | 14.4 | 5.6 | 25.9 | 15.9 | 23.2 | 16 | 24.4 | 16.7 | 3.5 | -6 | 3.9 | 1.7 | 20.6 | 15.6 | 16.1 | 11.1 | 13.9 | -2.8 | 5.6 | -2.2 | 12.8 | 9.4 | 5.4 | 1.9 | 2.2 | -1.7 | 17.2 | -13.3 | 11.1 | -11.1 | 9.4 | -5.6 | 11.1 | 9.4 | 13.3 | -2.2 | 12.8 | 0.6 | 12.8 | -3.3 | 24.8 | 17.3 | 8 | 0 | 12.2 | 2.8 | 9.4 | 7.8 | 16.7 | 11.1 | 21.1 | 8.3 | 17 | 8 | 16.1 | 1.7 | 22.8 | 14.4 | 8 | -1.3 | 24.4 | 7.2 | 23.9 | 8.9 | 12.2 | -5 | 22.2 | 16.1 | 20.6 | -1.1 | 23.3 | 20.6 | 17.2 | 16.7 | 26.8 | 14.9 | 5.6 | -2.8 | 10 | -1.1 | 10.6 | 4.4 | 12.8 | 1.7 | 8.3 | -0.6 | 13.9 | 10 | 21.1 | 1.7 | 6.7 | 0.1 | 5.2 | -3
4 | -4 | 4.4 | -8.9 | 20.7 | 8.4 | 22.4 | 13.5 | 9.4 | -1.1 | 28.3 | -1.1 | 13 | 10 | 16.8 | 6.6 | 14.4 | 11.7 | 12.8 | 6.9 | 11.1 | 7.8 | 10.9 | 10 | 19.4 | -7.8 | 7.8 | -15 | 23 | 17 | 26.1 | 20.6 | 23.3 | 11.7 | 21.5 | 15.4 | 17.8 | 11.1 | 16.1 | 0.6 | 20.6 | 15.6 | 12 | -2.3 | 12.2 | -1.7 | 10 | -3.3 | 15.6 | 3.9 | 16.1 | 3.3 | 20 | 13.9 | 20.6 | 18.3 | 21.1 | 15.6 | 8.9 | 3.9 | 12 | 8 | 3.7 | -1.3 | 6.3 | -0.6 | 13.3 | 9.4 | 5.9 | -1.1 | 1.1 | -3.8 | 10 | -2.2 | 15 | 8.3 | 13.3 | 4.4 | 25.2 | 16.1 | 22.4 | 16 | 23.3 | 17.2 | 2.2 | -7.2 | 3.9 | 1.7 | 17.8 | 15.6 | 15.7 | 12.1 | 10 | 0 | 5 | -1.7 | 12.2 | 9.4 | 5 | 1.7 | 1.5 | -0.9 | 16.7 | -13.9 | 9.4 | -7.2 | 9 | -3.4 | 11.1 | 9.6 | 10.9 | -1.3 | 11.1 | 0.6 | 8.9 | -3.3 | 24.1 | 17.4 | 8 | 0 | 11.7 | 2.8 | 9.4 | 7.8 | 15.6 | 10.6 | 20 | 8.9 | 14 | 7 | 12.2 | 5.6 | 21.1 | 13.9 | 5.9 | -2.2 | 20.5 | 8.5 | 23.3 | 9.4 | 9.4 | -4.4 | 20.6 | 16.1 | 17.2 | -1.1 | 22.8 | 20.6 | 17.2 | 16.1 | 25.4 | 14.9 | 5 | -0.6 | 7.8 | 1.1 | 9.4 | 4.4 | 11.1 | 2.8 | 7.8 | 0 | 13.9 | 10 | 19.3 | 2.6 | 5.6 | 0 | 3.9 | -2.8
3 | -4 | 2.8 | -7.2 | 19.4 | 8.3 | 21.7 | 13.3 | 8.7 | -1.7 | 27 | -1.6 | 12 | 10 | 15.4 | 7.5 | 14.4 | 11.7 | 11.7 | 7.1 | 10.6 | 7.2 | 10.8 | 10.1 | 13.9 | -5.6 | 6.9 | -10.5 | 23 | 17 | 25 | 20.6 | 22.8 | 12.2 | 20.2 | 16.3 | 17.2 | 11.1 | 15.6 | -0.6 | 20.6 | 15.6 | 10 | -2.2 | 12.8 | -2.8 | 8.3 | -3.3 | 15 | 3.9 | 14.4 | 2.8 | 18.9 | 13.6 | 20 | 18.3 | 19.4 | 15.6 | 8.3 | 3.9 | 11 | 8 | 2.9 | -1.4 | 5.3 | -0.6 | 12.2 | 8.9 | 4.1 | -1.1 | 1.1 | -3.8 | 7.8 | -2.8 | 13.3 | 7.8 | 12.2 | 3.9 | 24.4 | 16.1 | 21.7 | 16.1 | 22.8 | 17.8 | 1.5 | -6 | 3.9 | 0.6 | 18.3 | 15 | 15.4 | 13.1 | 7.2 | 1.1 | 4.4 | -2.2 | 11.7 | 9.4 | 4.8 | 1.6 | 0.7 | -0.8 | 16.1 | -13.9 | 9.4 | -7.2 | 8.7 | -1.7 | 11.1 | 9.9 | 8.5 | -1.2 | 10.6 | 0 | 7.2 | -2.2 | 23.3 | 17.2 | 8 | 0 | 10 | 6.1 | 9.4 | 7.8 | 15.6 | 10 | 18.3 | 8.9 | 14 | 7 | 11.1 | 6.7 | 19.4 | 13.9 | 3.9 | -3.3 | 16.7 | 8.7 | 20.6 | 10.6 | 8.3 | -3.9 | 19.4 | 15.6 | 14.4 | -1.7 | 22.2 | 20.6 | 17.2 | 16.1 | 23.9 | 15 | 4.4 | 0 | 5.6 | 0 | 8.3 | 4.4 | 9.4 | 2.2 | 5 | 0 | 14.4 | 10.6 | 17.4 | 3 | 5.2 | 0.5 | 3.7 | -2.8
2 | -3 | 2.2 | -8.3 | 18.5 | 8.8 | 21.1 | 13.8 | 7.9 | -2.4 | 25.7 | -1.7 | 12 | 11 | 13.9 | 7.8 | 14.4 | 11.7 | 10.6 | 7.2 | 10.6 | 7.2 | 10.6 | 10 | 13.3 | -5.6 | 5.9 | -8.1 | 23 | 17 | 22.2 | 20.6 | 22.8 | 13.3 | 18.9 | 16.7 | 18.3 | 11.1 | 13.9 | 0 | 21.1 | 15.6 | 8.9 | -1.6 | 6.1 | -2.8 | 7.8 | -3.3 | 12.8 | 5.6 | 12.2 | 3.9 | 17.8 | 13.3 | 19.4 | 18.9 | 19.4 | 17.2 | 8.3 | 3.3 | 11 | 7 | 2.2 | -1.7 | 4.4 | -1.1 | 11.7 | 8.3 | 2.2 | -1.7 | 1.1 | -4.4 | 6.1 | -3.3 | 12.2 | 7.8 | 11.7 | 2.8 | 24.2 | 16 | 21.1 | 16.1 | 21.7 | 17.8 | 0.7 | -6.1 | 3.9 | 1.7 | 16.1 | 15.6 | 15 | 13.9 | 5.6 | 1.1 | 2.8 | -1.7 | 11.7 | 9.4 | 4.6 | 1.6 | 0 | -0.6 | 13.3 | -14.4 | 7.8 | -5 | 8.3 | -0.6 | 11.1 | 10 | 6.1 | -1.7 | 10 | 0.6 | 7.2 | -2.2 | 22.9 | 17.2 | 8 | 0 | 8.9 | 7.2 | 9.4 | 8.3 | 15.6 | 10 | 16.7 | 9.4 | 14 | 7 | 10.6 | 6.7 | 17.8 | 13.9 | 2.6 | -2.9 | 12.8 | 7.8 | 20 | 10.6 | 7.2 | -3.9 | 18.9 | 15.6 | 12.2 | -3.3 | 22.2 | 20 | 17.8 | 16.1 | 23 | 15.9 | 4.4 | -1.1 | 3.3 | 1.1 | 6.7 | 3.9 | 8.3 | 2.2 | 5 | 0 | 13.9 | 10.6 | 15.6 | 2.8 | 4.8 | 0.7 | 3.5 | -2.9
1 | -3 | 1.7 | -8.9 | 17.6 | 8.8 | 20.6 | 14.1 | 7.2 | -3.9 | 24.4 | -2.2 | 11 | 9 | 12.8 | 7.9 | 13.9 | 11.7 | 10 | 7.1 | 10 | 7.2 | 10.5 | 9.4 | 8.9 | -5.6 | 5 | -7.8 | 22 | 17 | 21.7 | 19.4 | 22.8 | 13.3 | 18.2 | 16.2 | 18.9 | 11.1 | 11.7 | 1.7 | 20.6 | 15.6 | 7.8 | -1 | 6.1 | -2.2 | 4.4 | -3.3 | 11.7 | 5 | 12.2 | 3.3 | 16.5 | 13.1 | 19.4 | 18.9 | 18.3 | 17.2 | 7.8 | 3.3 | 11 | 7 | 1.8 | -1.7 | 3.7 | -0.8 | 11.1 | 3.9 | 1.3 | -1.4 | 0.9 | -3.7 | 5 | -3.9 | 11.1 | 7.2 | 10.6 | 3.3 | 24.1 | 15.9 | 20.6 | 16.2 | 21.1 | 17.2 | 0 | -6.7 | 3.9 | 1.7 | 13.9 | 13.9 | 14.4 | 13 | 5 | 1.1 | 1.1 | -1.7 | 12.2 | 8.9 | 4.4 | 1.7 | 0.4 | -0.4 | 11.7 | -14.4 | 6.7 | -5.6 | 7.2 | 0.2 | 11.7 | 10 | 5.7 | -0.5 | 7.2 | 1.7 | 7.2 | -2.8 | 22.6 | 16.9 | 8 | 0 | 8.9 | 7.2 | 10 | 8.3 | 15 | 10 | 15.6 | 8.3 | 11 | 5 | 10.6 | 6.7 | 18.9 | 14.4 | 1.3 | -3.1 | 11.9 | 8 | 18.3 | 11.1 | 6.7 | -3.9 | 18.9 | 16.1 | 12.8 | -3.3 | 22.2 | 20.6 | 16.7 | 16.1 | 22 | 16.5 | 3.9 | -0.6 | 3.3 | 0 | 6.1 | 3.9 | 7.8 | 2.8 | 4.4 | 0 | 13.9 | 11.7 | 13.7 | 3.5 | 4.4 | 1.1 | 3.3 | -3.9
1 | -3 | 1.1 | -9.4 | 16.7 | 8.9 | 20 | 14.4 | 6.1 | -2.9 | 21.8 | -0.2 | 12 | 9 | 11.7 | 8 | 13.9 | 11.1 | 9.5 | 7 | 9.4 | 7.2 | 10.4 | 8.5 | 8.9 | -5.6 | 3.9 | -7 | 21 | 17 | 21.1 | 18.9 | 22.8 | 14.4 | 17.4 | 15.6 | 18.9 | 10 | 10.6 | 4.4 | 20.6 | 15.6 | 6.7 | -1.1 | 5.6 | -1.7 | 5 | -2.2 | 10.6 | 6.7 | 11.7 | 2.8 | 15.2 | 12.7 | 18.9 | 18.9 | 17.8 | 17.2 | 7.8 | 3.3 | 10 | 7 | 1.5 | -1.7 | 2.9 | -1 | 10 | 1.7 | 0.3 | -1.4 | 0.8 | -3.6 | 3.3 | -3.9 | 11.1 | 7.2 | 8.3 | 3.3 | 23.9 | 15.6 | 20 | 16.1 | 20.6 | 16.1 | -0.6 | -5.9 | 3.9 | 1.7 | 13.9 | 13.9 | 13.9 | 12.1 | 3.9 | 0 | -0.6 | -2.2 | 12.2 | 8.9 | 4.2 | 1 | 0.7 | -0.5 | 11.1 | -15 | 6.7 | -6.1 | 6.1 | 0.6 | 12.2 | 9.6 | 5.4 | 0.3 | 6.1 | 1.7 | 5.6 | -1.1 | 22.2 | 16.7 | 8 | 0 | 8.3 | 7.2 | 10 | 8.3 | 14.4 | 10.6 | 14.4 | 7.8 | 12 | 6 | 8.3 | 6.1 | 18.3 | 15 | 0 | -3.9 | 10.9 | 7.8 | 16.7 | 11.1 | 6.1 | -4.4 | 18.3 | 15.6 | 13.9 | -2.8 | 22.2 | 20.6 | 16.7 | 16.1 | 21.1 | 17.2 | 2.8 | -1.7 | 2.8 | 0 | 7.2 | 4.4 | 6.7 | 1.7 | 4.4 | 3.3 | 14.4 | 12.2 | 11.9 | 3.7 | 4.2 | 1 | 2.9 | -4
0 | -4 | 1.1 | -10 | 15.9 | 8.9 | 19.4 | 14.5 | 5 | -2.9 | 19.3 | 0.3 | 12 | 9 | 10.6 | 7.8 | 13.9 | 11.1 | 8.9 | 6.7 | 9.4 | 7.2 | 10.3 | 8.2 | 13.3 | -8.9 | 2.8 | -7.3 | 21 | 16 | 20.6 | 18.9 | 22.8 | 14.4 | 16.7 | 15 | 17.2 | 8.3 | 8.9 | 4.4 | 20.6 | 15 | 6.1 | -1.4 | 4.4 | -1.7 | 3.3 | -2.8 | 11.1 | 4.4 | 11.7 | 2.8 | 13.9 | 12.2 | 19.4 | 19.4 | 17.2 | 17.2 | 7.2 | 3.3 | 9 | 7 | 1.1 | -1.7 | 2.2 | -1.1 | 10 | 0.6 | -0.6 | -1.7 | 0.6 | -3.9 | 2.2 | -3.3 | 12.2 | 8.9 | 7.2 | 3.9 | 23 | 15.9 | 19.3 | 16.2 | 19.4 | 15.6 | -1.1 | -6 | 3.9 | 1.7 | 13.3 | 13.3 | 13.3 | 11.1 | 2.2 | -0.6 | -0.6 | -2.8 | 12.8 | 8.9 | 4.1 | 0.6 | 1.1 | -0.6 | 10.6 | -15.6 | 6.1 | -3.9 | 5 | 1.1 | 12.8 | 9.4 | 5 | 1.1 | 5.6 | 1.1 | 6.1 | -2.8 | 21.8 | 17.2 | 7 | 0 | 8.3 | 7.2 | 10 | 8.3 | 14.4 | 11.1 | 13.3 | 7.2 | 13 | 6 | 7.8 | 6.1 | 17.2 | 15 | -0.4 | -3.7 | 10 | 7.8 | 16.1 | 11.1 | 3.9 | -3.9 | 17.8 | 15.6 | 10.6 | -2.8 | 22.2 | 21.1 | 16.7 | 16.1 | 19.6 | 16.7 | 2.2 | -1.1 | 1.7 | -0.6 | 10 | 4.4 | 6.7 | 1.1 | 4.4 | 3.3 | 15 | 12.2 | 10 | 3.3 | 4.1 | 1.1 | 2.6 | -4.5
-1 | -4 | 0.6 | -10 | 15.2 | 9.2 | 18.9 | 14.4 | 3.9 | -3.3 | 16.7 | 0.6 | 11 | 8 | 9.8 | 7.6 | 14.4 | 11.1 | 8.3 | 6.5 | 9.4 | 7.2 | 10.2 | 7.9 | 12.2 | -6.7 | 1.7 | -8.9 | 20 | 16 | 20 | 18.3 | 21.1 | 14.4 | 16.7 | 15.3 | 17.2 | 8.3 | 8.3 | 2.8 | 20.6 | 15 | 5.6 | -2 | 4.4 | -1.7 | 3.9 | -2.2 | 8.9 | 6.1 | 11.7 | 2.8 | 13.9 | 12.5 | 20 | 20 | 16.1 | 16.1 | 7.2 | 2.8 | 8 | 7 | 1.1 | -1.7 | 1.7 | -1.2 | 9.4 | 0.6 | -1.3 | -2.4 | 0.4 | -3.4 | 1.1 | -2.8 | 11.7 | 8.3 | 7.2 | 3.3 | 22 | 16.1 | 18.5 | 16.1 | 18.9 | 16.1 | -1.7 | -6.7 | 3.9 | 1.7 | 12.8 | 12.8 | 12.8 | 11.2 | 4.4 | -1.1 | -1.1 | -2.8 | 12.2 | 8.9 | 3.9 | 0 | 0.4 | -1.1 | 10 | -15.6 | 4.4 | -3.3 | 4.8 | 0.9 | 12.2 | 8.1 | 4.8 | 0.9 | 4.4 | 1.7 | 6.1 | -2.2 | 21.5 | 17.9 | 4 | -1 | 8.3 | 7.2 | 10 | 8.9 | 14.4 | 10.6 | 12.8 | 6.1 | 11 | 5 | 6.7 | 5 | 17.8 | 15.6 | -0.7 | -3.8 | 9.1 | 7.2 | 16.7 | 10.6 | 3.3 | -3.9 | 17.2 | 15.6 | 11.1 | -2.8 | 22.8 | 21.1 | 17.2 | 16.1 | 18.2 | 16.2 | 2.2 | -1.7 | 1.1 | -1.1 | 15 | 6.7 | 6.7 | 1.1 | 4.4 | 3.3 | 14.4 | 11.7 | 9.3 | 3.5 | 3.9 | 1.1 | 2.2 | -6.1
-1 | -4 | 0.6 | -10.6 | 14.4 | 8.9 | 18.3 | 14.4 | 2.6 | -3.1 | 15.8 | 0.8 | 11 | 9 | 9.1 | 7.6 | 14.4 | 11.1 | 7.8 | 6.4 | 10 | 7.8 | 10.2 | 7.3 | 9.4 | -5.6 | 0 | -7.9 | 19 | 15 | 20 | 18.3 | 20.6 | 15 | 16.7 | 15.4 | 16.7 | 9.4 | 8.3 | 3.3 | 20 | 15 | 5 | -2.8 | 3.9 | -2.2 | 3.9 | -2.2 | 9.4 | 4.4 | 11.7 | 2.8 | 13.9 | 12.7 | 20 | 19.4 | 15.6 | 15.6 | 6.7 | 3.3 | 8 | 7 | 1.1 | -1.7 | 1.1 | -1.6 | 8.9 | 2.2 | -2.1 | -3.5 | 0.2 | -3.4 | 0.6 | -2.8 | 11.7 | 8.3 | 6.1 | 3.9 | 21.1 | 16.1 | 17.8 | 16.1 | 17.8 | 16.7 | -2.4 | -6.3 | 3.3 | 2.2 | 11.7 | 11.7 | 12.2 | 11.1 | 3.9 | -1.1 | -1.1 | -2.2 | 11.1 | 9.4 | 3.9 | 0.2 | -0.4 | -1.8 | 10 | -14.4 | 4.4 | -2.8 | 4.6 | 0.7 | 11.7 | 7.1 | 4.6 | 0.7 | 3.3 | 0 | 6.1 | -2.8 | 21.1 | 18.3 | 4 | 2 | 8.3 | 7.2 | 10.6 | 8.9 | 13.9 | 10.6 | 9.4 | 6.1 | 9 | 5 | 5.6 | 4.4 | 17.8 | 15.6 | -1.1 | -4.4 | 8.1 | 6.7 | 15.6 | 10.6 | 2.8 | -3.3 | 16.1 | 15 | 8.3 | -2.8 | 22.2 | 21.7 | 17.8 | 16.7 | 16.7 | 15.6 | 1.7 | -3.3 | 1.1 | -1.1 | 16.1 | 6.7 | 6.7 | 1.1 | 4.4 | 3.3 | 14.4 | 11.7 | 8.5 | 3.6 | 3.2 | 1.2 | 2.2 | -5.4
-1 | -4 | 0 | -10.6 | 13.1 | 9.2 | 18.1 | 14.2 | 1.3 | -3.5 | 14.8 | 0.6 | 11 | 8 | 8.3 | 7.2 | 14.4 | 11.1 | 7.2 | 6.1 | 9.4 | 7.8 | 10.1 | 6.1 | 6.1 | -3.3 | -1.6 | -8.6 | 18 | 14 | 18.3 | 17.8 | 20.6 | 14.4 | 16.7 | 15.6 | 16.1 | 9.4 | 8.3 | 3.3 | 20 | 15 | 4.6 | -2.4 | 3.9 | -2.2 | 2.8 | -1.7 | 7.8 | 5 | 11.1 | 2.8 | 13.9 | 12.8 | 19.4 | 19.4 | 16.7 | 16.7 | 6.7 | 3.3 | 8 | 7 | 1.1 | -1.7 | 0.6 | -2.2 | 8.9 | 1.7 | -2.8 | -4.4 | 0 | -3.9 | 0 | -2.2 | 11.1 | 7.8 | 6.7 | 3.9 | 20.9 | 15.9 | 18.2 | 16.6 | 18.3 | 17.2 | -3.2 | -6.6 | 3.3 | 2.2 | 11.7 | 11.7 | 11.7 | 11.1 | 3.3 | -0.6 | -1.7 | -2.8 | 10.6 | 10 | 3.9 | 0.4 | -1.1 | -2.8 | 9.4 | -13.9 | 5 | -3.3 | 4.4 | 0.6 | 11.1 | 5.6 | 4.4 | 0.6 | 3.9 | 0.6 | 6.1 | -2.8 | 21.1 | 18.5 | 6 | 2 | 8.3 | 7.2 | 10.6 | 8.9 | 13.9 | 10.6 | 9.4 | 6.1 | 12 | 6 | 6.1 | 4.4 | 17.8 | 16.1 | -1.7 | -4.3 | 7.2 | 6.1 | 15.6 | 10.6 | 2.2 | -2.8 | 16.7 | 15 | 10 | -2.8 | 22.2 | 21.7 | 17.8 | 17.2 | 17.4 | 16.4 | 1.1 | -3.3 | 2.2 | -1.7 | 16.7 | 6.1 | 6.7 | 1.7 | 4.4 | 3.9 | 13.9 | 11.7 | 7.8 | 3.3 | 2.4 | 1.1 | 2.2 | -5.7
-1 | -5 | -0.6 | -10.6 | 11.9 | 9.1 | 18 | 14.1 | 0 | -4.4 | 13.9 | 0.6 | 11 | 7 | 8.9 | 7.4 | 14.4 | 11.7 | 7.9 | 6.4 | 8.3 | 7.2 | 10 | 6.1 | 4.4 | -3.3 | -3.3 | -10 | 19 | 18 | 17.8 | 17.2 | 18.3 | 14.4 | 17.2 | 15.9 | 15.6 | 7.8 | 7.2 | 2.8 | 20 | 13.9 | 4.3 | -2.1 | 3.9 | -2.2 | 1.7 | -1.7 | 7.2 | 5 | 11.1 | 2.8 | 14.1 | 13.2 | 19.4 | 19.4 | 14.4 | 14.4 | 6.7 | 3.9 | 8 | 7 | 2 | -1.7 | 2.6 | -1.1 | 8.3 | 1.7 | -1.9 | -3.3 | 0.4 | -3.4 | -0.6 | -2.2 | 11.1 | 7.8 | 4.4 | 2.8 | 20.8 | 15.8 | 18.5 | 16.9 | 18.3 | 17.8 | -3.9 | -7.2 | 3.3 | 2.2 | 11.7 | 11.7 | 11.9 | 11.2 | 1.7 | -1.1 | -1.7 | -3.9 | 11.1 | 10 | 3.9 | 0.6 | -0.5 | -2.2 | 7.8 | -13.9 | 3.9 | -3.3 | 4.8 | 0.9 | 10.9 | 5.7 | 5.5 | 1 | 3.3 | 1.1 | 4.4 | -2.8 | 21.1 | 18.7 | 3 | 2 | 8.3 | 7.2 | 10 | 8.9 | 13.9 | 10.6 | 10 | 5.6 | 12 | 5 | 5 | 3.3 | 17.8 | 16.1 | -2.2 | -4.4 | 8.1 | 7.1 | 15.6 | 10.6 | 2.8 | -2.2 | 16.1 | 15 | 7.2 | -2.8 | 21.7 | 20.6 | 17.8 | 16.7 | 18.2 | 17.6 | 2.2 | -3.9 | -0.6 | -1.7 | 16.7 | 5.6 | 7.2 | 1.1 | 5 | 3.9 | 13.9 | 11.1 | 7.6 | 3.8 | 1.7 | 1.1 | 2.2 | -6.7
-1 | -5 | -0.6 | -11.1 | 10.6 | 8.9 | 17.8 | 13.9 | 2.6 | -3.5 | 15.6 | 1 | 11 | 7 | 9.4 | 7.2 | 15 | 11.1 | 8.7 | 6.5 | 8.9 | 7.2 | 10 | 6.1 | 7.2 | -2.8 | -0.3 | -8 | 19 | 18 | 18.9 | 17.8 | 17.8 | 14.4 | 17.8 | 16.3 | 14.4 | 7.8 | 7.8 | 2.8 | 20 | 13.9 | 3.9 | -2.2 | 3.9 | -2.8 | 4.4 | 0 | 6.7 | 5 | 11.1 | 2.8 | 14.2 | 13.4 | 19.4 | 19.4 | 16.1 | 16.1 | 7.8 | 4.4 | 8 | 7 | 3 | -1.7 | 4.7 | -0.4 | 8.3 | 1.1 | -0.9 | -2 | 0.7 | -3.3 | 1.1 | -1.1 | 11.7 | 7.2 | 5 | 2.8 | 20.6 | 15.6 | 18.9 | 17.2 | 19.4 | 18.3 | -2 | -5.6 | 2.8 | 1.1 | 11.7 | 11.7 | 12 | 11.1 | 1.7 | -1.1 | -1.1 | -2.8 | 10.6 | 10 | 4.6 | 0.2 | 0 | -2.1 | 10 | -12.8 | 3.3 | -2.8 | 5.2 | 1.3 | 10.8 | 5.6 | 6.7 | 1.8 | 3.3 | 0.6 | 2.2 | -2.2 | 21.1 | 18.9 | 4 | 2 | 8.9 | 7.8 | 10 | 8.9 | 13.9 | 10.6 | 8.9 | 5.6 | 13 | 6 | 5.6 | 3.9 | 17.8 | 15.6 | -2.8 | -5 | 9.1 | 8.1 | 17.2 | 11.1 | 2.2 | -2.2 | 17.2 | 15.6 | 9.4 | -2.8 | 21.7 | 21.1 | 18.3 | 17.8 | 18.9 | 18.3 | 0.6 | -2.8 | 0 | -1.7 | 17.2 | 5.6 | 7.2 | 1.1 | 5.6 | 4.4 | 13.3 | 10.6 | 7.4 | 4.2 | 3.4 | 1.8 | 2.8 | -5.4
0 | -4 | 0 | -11.1 | 13.9 | 10.5 | 18.2 | 14.9 | 5.2 | -3.4 | 17.2 | 0.8 | 13 | 9 | 10 | 7.2 | 15.6 | 11.7 | 9.4 | 6.7 | 10.6 | 8.3 | 10 | 9.4 | 12.2 | -2.8 | 2.6 | -7.5 | 21 | 18 | 19.4 | 18.3 | 18.3 | 14.4 | 18.3 | 16.7 | 14.4 | 7.8 | 8.9 | 3.3 | 20 | 13.3 | 7 | -0.8 | 4.4 | -1.7 | 7.8 | 1.1 | 6.7 | 6.1 | 11.1 | 2.8 | 14.4 | 13.9 | 20.6 | 20 | 20.6 | 20 | 8.9 | 5 | 8 | 7 | 3.9 | -1.7 | 6.7 | 0 | 9.4 | 2.2 | 0 | -1.1 | 1.1 | -3.9 | 3.3 | -0.6 | 11.7 | 7.8 | 8.9 | 5.6 | 21.7 | 16.2 | 19.1 | 17.4 | 21.1 | 18.9 | -0.2 | -4.3 | 3.9 | 2.8 | 12.2 | 12.2 | 12.2 | 11.1 | 5 | 1.7 | 0 | -1.7 | 10.6 | 10.6 | 5.4 | -0.4 | 0.6 | -2.2 | 13.9 | -13.3 | 5.6 | -1.7 | 5.6 | 1.7 | 10.6 | 5.6 | 7.8 | 2.2 | 5 | 2.2 | 6.1 | -0.6 | 21.3 | 18.9 | 6 | 2 | 8.9 | 7.2 | 10.6 | 8.9 | 13.9 | 10.6 | 11.7 | 5.6 | 13 | 7 | 8.3 | 7.2 | 18.3 | 15.6 | 0.2 | -3.8 | 10 | 8.9 | 20 | 12.2 | 2.8 | -1.1 | 19.4 | 16.7 | 11.7 | -1.7 | 21.7 | 21.1 | 18.9 | 17.8 | 20 | 19 | 2.8 | -2.8 | 5 | 0.6 | 18.9 | 6.1 | 8.3 | 2.2 | 5.6 | 4.4 | 14.4 | 11.7 | 7.2 | 4.4 | 5 | 2 | 3.3 | -5.2
1 | -3 | 1.7 | -12.2 | 17.3 | 12 | 18.5 | 15.8 | 7.8 | -4.4 | 18.9 | 1.1 | 16 | 9 | 12.4 | 7.7 | 16.1 | 12.2 | 12 | 7.7 | 12.2 | 7.8 | 10.6 | 9.7 | 15 | -5 | 5.6 | -8.3 | 23 | 18 | 22.8 | 18.3 | 23.3 | 15.6 | 20.9 | 17.1 | 14.4 | 7.8 | 13.3 | 3.9 | 22.2 | 13.9 | 10.2 | 0 | 6.7 | -1.1 | 11.1 | 0.6 | 11.1 | 7.2 | 12.8 | 3.3 | 17 | 14.8 | 22.8 | 21.1 | 25 | 20 | 11.7 | 5.6 | 9 | 8 | 5.6 | -1.4 | 8.9 | -0.1 | 10.6 | 2.2 | 1.9 | -0.3 | 1.7 | -3 | 4.4 | 0 | 12.2 | 8.3 | 11.7 | 6.1 | 22.8 | 16.6 | 19.2 | 17.5 | 21.7 | 18.9 | 1.7 | -3.9 | 4.4 | 2.8 | 13.3 | 13.3 | 11.7 | 10.6 | 8.3 | 3.3 | 3.9 | 1.1 | 11.1 | 10 | 6.1 | -1.1 | 3 | -1 | 16.1 | -11.7 | 9.4 | -3.3 | 7.1 | 1.2 | 10.8 | 6 | 10.9 | 3.2 | 8.3 | 3.3 | 7.8 | 0.6 | 21.5 | 18.9 | 8 | 3 | 9.4 | 7.8 | 10.6 | 9.4 | 14.4 | 10.6 | 13.9 | 5.6 | 14 | 8 | 14.4 | 8.9 | 18.9 | 15.6 | 3.1 | -3.5 | 13.9 | 10.7 | 23.3 | 13.9 | 6.7 | -1.1 | 21.7 | 17.8 | 14.4 | -1.1 | 23.9 | 22.8 | 20.6 | 18.3 | 21.1 | 19.4 | 5.6 | -1.1 | 10.6 | 1.7 | 21.7 | 7.2 | 8.9 | 2.2 | 6.1 | 4.4 | 15.6 | 12.8 | 11.8 | 6.1 | 6.7 | 2.2 | 3.9 | -5.6
2 | -2 | 2.2 | -11.7 | 20.6 | 12.8 | 18.9 | 16.7 | 9.3 | -3.5 | 21.7 | 1.4 | 16 | 11 | 14.8 | 8.1 | 17.2 | 12.2 | 14.6 | 8.4 | 12.8 | 8.3 | 11.1 | 9.9 | 16.7 | -5.6 | 7.3 | -7.7 | 24 | 17 | 25 | 18.3 | 24.4 | 15.6 | 23.5 | 17.5 | 15 | 8.3 | 15.6 | 2.8 | 23.9 | 12.8 | 13.3 | 0.6 | 12.2 | -0.6 | 13.9 | -1.7 | 13.3 | 7.2 | 13.3 | 3.9 | 19.6 | 15.5 | 23.3 | 20 | 27.8 | 17.2 | 15.6 | 6.1 | 11 | 7 | 7.2 | -1.5 | 11.1 | -0.9 | 13.9 | 3.3 | 3.7 | 0.2 | 2.2 | -2.7 | 4.4 | -0.6 | 13.9 | 9.4 | 14.4 | 6.1 | 23.9 | 17.2 | 19.4 | 17.8 | 22.2 | 19.4 | 3.4 | -3.4 | 6.7 | 3.3 | 14.4 | 14.4 | 11.1 | 10 | 12.8 | 2.2 | 6.7 | 1.1 | 10.6 | 10.6 | 7.4 | -1.1 | 5.4 | -0.4 | 18.3 | -8.3 | 12.8 | -4.4 | 8.5 | 0.2 | 10.9 | 6.3 | 14.1 | 3.6 | 12.2 | 5 | 10 | 0.6 | 21.7 | 18.9 | 9 | 4 | 10 | 7.8 | 12.2 | 9.4 | 15.6 | 11.7 | 16.1 | 6.7 | 15 | 8 | 17.8 | 8.9 | 20 | 16.1 | 6.1 | -4.4 | 17.8 | 12.1 | 25.6 | 15 | 10 | -3.3 | 25 | 17.2 | 16.7 | -1.1 | 24.4 | 22.2 | 21.7 | 19.4 | 22.2 | 20 | 6.7 | -2.8 | 12.2 | -1.1 | 23.3 | 7.8 | 10 | 1.7 | 7.2 | 4.4 | 15.6 | 11.7 | 16.5 | 7.2 | 7.8 | 2.1 | 5.2 | -4.8
4 | -4 | 3.3 | -11.7 | 21.9 | 13 | 18 | 16 | 10.7 | -3.3 | 24.4 | 1.3 | 14 | 11 | 17.2 | 7.8 | 17.2 | 11.7 | 17.2 | 8.9 | 14.4 | 9.4 | 11.7 | 10 | 16.7 | -7.2 | 8.9 | -8.1 | 24 | 17 | 24.4 | 18.9 | 24.4 | 15.6 | 26.1 | 17.2 | 17.8 | 9.4 | 17.2 | 3.3 | 23.9 | 12.2 | 14.6 | 0.8 | 13.3 | -1.1 | 15.6 | -1.1 | 16.1 | 6.7 | 12.8 | 5.6 | 22.2 | 16.1 | 23.9 | 20 | 25.6 | 17.2 | 16.7 | 4.4 | 13 | 8 | 8.9 | -2.2 | 13.3 | -2.8 | 15 | 5 | 5.6 | 0.6 | 2.8 | -2.8 | 6.1 | -0.6 | 14.4 | 8.9 | 16.1 | 5 | 25.2 | 17.7 | 21.8 | 18.8 | 22.2 | 20.6 | 5 | -3.6 | 8.9 | 1.1 | 18.3 | 12.8 | 10.6 | 9.4 | 15.6 | -0.6 | 10 | 1.7 | 11.1 | 10.6 | 8.7 | -1.5 | 7.8 | 0 | 19.4 | -8.9 | 17.2 | -1.1 | 10 | -1.1 | 11.1 | 6.7 | 17.2 | 3.3 | 13.9 | 5 | 12.2 | 0 | 22.2 | 18.6 | 13 | 6 | 11.7 | 8.9 | 13.9 | 10 | 16.7 | 13.3 | 18.3 | 6.7 | 19 | 10 | 19.4 | 7.2 | 21.1 | 16.1 | 7.4 | -4.1 | 21.7 | 12.8 | 27.2 | 13.3 | 11.7 | -3.9 | 25 | 16.7 | 20 | -1.1 | 26.1 | 21.7 | 23.3 | 19.4 | 24.2 | 20.1 | 8.3 | -1.7 | 13.3 | -1.7 | 23.9 | 8.3 | 8.9 | 2.8 | 8.9 | 3.9 | 16.1 | 11.7 | 21.1 | 6.7 | 8.9 | 1.8 | 6.5 | -5.1
4 | -4 | 3.9 | -10.6 | 23.1 | 13.3 | 17 | 15.2 | 12.2 | -3.9 | 27.2 | 0.6 | 15 | 11 | 18.9 | 8 | 17.2 | 11.7 | 18.5 | 8.8 | 15.6 | 8.9 | 13.2 | 10.8 | 19.4 | -5.6 | 10.6 | -10.6 | 25 | 17 | 25 | 18.9 | 25 | 15.6 | 26.7 | 17.2 | 19.4 | 9.4 | 17.8 | 2.8 | 25.6 | 12.2 | 15.9 | 0.4 | 15.6 | 0.6 | 16.7 | -1.1 | 17.2 | 7.2 | 16.1 | 6.7 | 22.9 | 16 | 25 | 20 | 25 | 17.2 | 18.9 | 3.9 | 13 | 7 | 9.3 | -2 | 13.5 | -1.5 | 16.7 | 5.6 | 6.5 | 0.8 | 3.2 | -1.5 | 6.1 | -0.6 | 16.7 | 10 | 17.8 | 5 | 26.5 | 17.9 | 24.3 | 19.8 | 23.3 | 20.6 | 6.7 | -5 | 10.6 | 0.6 | 20 | 14.4 | 10.4 | 9.2 | 17.2 | -2.2 | 12.8 | 1.7 | 11.1 | 11.1 | 10 | -2.2 | 8.3 | -1.1 | 21.1 | -8.3 | 20 | 0.6 | 11.3 | -1.9 | 11.1 | 7.3 | 18.5 | 3.2 | 15 | 5.6 | 13.9 | 0 | 22.8 | 18.2 | 21 | 9 | 12.8 | 9.4 | 14.4 | 8.9 | 18.9 | 15 | 20.6 | 6.1 | 21 | 11 | 20.6 | 3.3 | 23.9 | 15 | 8.7 | -4.9 | 23 | 12.4 | 28.9 | 12.8 | 13.3 | -5.6 | 25.6 | 16.1 | 21.7 | -1.1 | 22.2 | 18.3 | 24.4 | 20 | 26.3 | 20.2 | 8.9 | -2.8 | 14.4 | -1.1 | 25.6 | 9.4 | 9.4 | 1.7 | 10.6 | 4.4 | 17.8 | 11.1 | 22.4 | 6.2 | 10 | 1.1 | 7.8 | -6.7
5 | -5 | 4.4 | -8.9 | 24.4 | 13.3 | 16.1 | 14.4 | 13.3 | -3.4 | 28.7 | 0.4 | 16 | 11 | 20.5 | 7.5 | 17.2 | 12.2 | 19.8 | 8.2 | 16.1 | 9.4 | 14.6 | 11.2 | 20.6 | -6.1 | 11.5 | -9 | 24 | 17 | 24.4 | 18.9 | 25.6 | 15.6 | 27.2 | 17.1 | 20.6 | 7.2 | 19.4 | 3.3 | 25.6 | 12.8 | 17.2 | 0.6 | 16.7 | -0.6 | 18.3 | -1.1 | 17.8 | 6.7 | 21.1 | 6.7 | 23.7 | 15.8 | 25.6 | 20 | 26.1 | 16.7 | 20 | 3.3 | 14 | 7 | 9.6 | -2.1 | 13.7 | -0.6 | 17.2 | 6.1 | 7.4 | 0.6 | 3.5 | -0.8 | 7.8 | 0 | 18.3 | 8.9 | 17.8 | 3.9 | 27.8 | 18.3 | 26.7 | 20.6 | 23.9 | 20 | 7.4 | -4.1 | 11.7 | 1.1 | 18.9 | 11.7 | 10.2 | 8.7 | 17.8 | -2.2 | 14.4 | 1.1 | 11.1 | 11.1 | 10.4 | -1.7 | 8.9 | -2.1 | 22.2 | -7.8 | 22.8 | 2.8 | 12.6 | -3.6 | 11.1 | 7.8 | 19.8 | 2.6 | 15.6 | 2.2 | 15 | 0.6 | 23.3 | 17.8 | 20 | 9 | 13.9 | 9.4 | 12.2 | 9.4 | 19.4 | 15 | 21.7 | 6.7 | 23 | 11 | 21.7 | 3.3 | 26.1 | 14.4 | 10 | -6.7 | 24.3 | 12 | 28.9 | 12.2 | 14.4 | -5 | 26.1 | 16.1 | 23.9 | -1.1 | 25 | 21.1 | 26.1 | 19.4 | 28.3 | 20 | 9.4 | -3.9 | 15 | -0.6 | 28.9 | 9.4 | 8.3 | 3.3 | 9.4 | 4.4 | 18.3 | 11.7 | 23.7 | 6.1 | 11.3 | 1 | 9.1 | -3.9
5 | -6 | 4.4 | -8.9 | 25.2 | 13.4 | 16.1 | 14.5 | 14.5 | -3.8 | 30.2 | -1.1 | 17 | 13 | 22.2 | 7.2 | 17.8 | 12.2 | 21.1 | 7.8 | 15.6 | 8.9 | 16.1 | 11.7 | 20.6 | -10.6 | 12.4 | -9.4 | 26 | 16 | 24.4 | 18.9 | 26.7 | 15 | 27.8 | 17.2 | 21.1 | 8.3 | 20 | 3.3 | 26.1 | 12.2 | 17.8 | 0.4 | 17.2 | -1.1 | 18.3 | -1.7 | 18.3 | 6.1 | 23.9 | 6.7 | 24.4 | 15.6 | 26.7 | 19.4 | 26.7 | 15.6 | 21.1 | 2.2 | 14 | 6 | 10 | -2.8 | 13.9 | 0 | 17.8 | 6.7 | 8.3 | 0.6 | 3.9 | 0 | 8.9 | 0.6 | 20 | 7.8 | 18.3 | 4.4 | 29.3 | 17.8 | 26.9 | 20.5 | 21.7 | 19.4 | 8.2 | -3.8 | 12.2 | 1.1 | 15.6 | 12.8 | 10 | 8.3 | 18.9 | -2.2 | 17.2 | 2.2 | 11.1 | 11.1 | 10.7 | -1.8 | 9.4 | -4.4 | 23.9 | -6.7 | 20 | 2.2 | 13.9 | -6.1 | 11.1 | 8.3 | 21.1 | 1.7 | 15.6 | 2.2 | 16.1 | -1.7 | 23.5 | 17.5 | 23 | 11 | 14.4 | 8.3 | 14.4 | 10.6 | 20.6 | 14.4 | 22.8 | 6.7 | 25 | 12 | 22.8 | 2.8 | 27.2 | 13.3 | 10.9 | -5.3 | 25.6 | 11.1 | 29.4 | 11.7 | 16.7 | -6.1 | 26.7 | 16.7 | 24.4 | -1.7 | 26.7 | 21.1 | 27.2 | 18.3 | 29.1 | 20 | 11.1 | -2.8 | 15.6 | -1.7 | 26.7 | 8.9 | 8.3 | 4.4 | 9.4 | 5 | 16.1 | 12.2 | 25 | 5 | 12.6 | 1 | 10.4 | -2
7 | -7 | 5.6 | -9.4 | 25.9 | 13.4 | 16.1 | 14.5 | 15.6 | -5 | 31.7 | -1.7 | 18 | 11 | 22.8 | 7 | 17.2 | 11.1 | 21.5 | 6.6 | 15.6 | 8.3 | 15.5 | 11.5 | 22.2 | -4.4 | 13.3 | -10.6 | 26 | 15 | 25 | 18.9 | 26.1 | 14.4 | 27.6 | 16.9 | 21.1 | 8.3 | 21.1 | 3.9 | 26.1 | 11.7 | 18.3 | 0.4 | 18.9 | -0.6 | 17.8 | -2.8 | 18.3 | 5 | 24.4 | 6.7 | 22.9 | 16 | 26.7 | 18.9 | 27.2 | 15 | 21.7 | 2.2 | 16 | 7 | 9.3 | -0.8 | 13.3 | 0.3 | 16.1 | 6.1 | 7.9 | 0.1 | 4.8 | 0.2 | 10 | 0.6 | 21.1 | 8.3 | 18.9 | 4.4 | 30.7 | 17.1 | 27 | 20.6 | 20 | 19.4 | 8.9 | -4.4 | 12.8 | 1.1 | 13.9 | 13.9 | 10 | 8.1 | 20.6 | -1.7 | 18.9 | 1.7 | 11.7 | 11.1 | 11.1 | -1.7 | 10 | -3.2 | 24.4 | -6.1 | 19.4 | 2.8 | 13.5 | -5 | 11.5 | 8.4 | 21.1 | 2.9 | 15.6 | 2.8 | 16.7 | -1.7 | 23.7 | 17.5 | 24 | 11 | 15.6 | 7.8 | 15 | 7.8 | 20.6 | 13.9 | 23.3 | 6.7 | 25 | 10 | 22.2 | 2.8 | 28.3 | 12.8 | 11.9 | -4.5 | 26.1 | 11.1 | 28.9 | 12.2 | 17.8 | -5 | 26.7 | 16.7 | 25 | -1.7 | 27.2 | 21.7 | 28.9 | 17.8 | 29.8 | 20.4 | 12.2 | -2.2 | 16.1 | -1.1 | 26.7 | 9.4 | 7.8 | 5.6 | 13.3 | 5 | 16.7 | 12.8 | 25.7 | 4.8 | 13.9 | 0.6 | 11.7 | -0.6
7 | -6 | 5.6 | -8.9 | 26.7 | 13.3 | 16.1 | 14.4 | 15.6 | -4.3 | 32.1 | -1.8 | 17 | 11 | 23.3 | 6.6 | 16.7 | 10 | 21.8 | 4.8 | 15.6 | 7.8 | 15 | 11.4 | 22.2 | -4.4 | 13.7 | -9.7 | 26 | 16 | 25 | 18.3 | 25.6 | 12.8 | 27.4 | 16.7 | 21.7 | 8.3 | 21.1 | 3.3 | 25 | 11.7 | 18.9 | 0.6 | 19.4 | -0.6 | 18.3 | -2.8 | 19.4 | 7.2 | 25 | 6.1 | 21.5 | 16 | 26.7 | 17.8 | 27.2 | 15.6 | 22.2 | 1.7 | 17 | 7 | 8.5 | 0.7 | 12.8 | 0.5 | 13.9 | 8.3 | 7.6 | -0.1 | 5.8 | 0.1 | 10.6 | 0.6 | 20.6 | 7.8 | 18.3 | 1.7 | 32.2 | 16.1 | 27.2 | 20.6 | 17.8 | 17.2 | 9.3 | -3.2 | 13.9 | 2.8 | 13.9 | 13.9 | 10 | 8 | 21.1 | -1.7 | 20.6 | 1.7 | 11.7 | 11.1 | 11.1 | -1.2 | 10.5 | -2.8 | 25 | -5.6 | 21.1 | 2.8 | 13.2 | -4.3 | 11.8 | 8.3 | 21.1 | 4.2 | 15.6 | 2.2 | 16.7 | -1.1 | 23.9 | 17.2 | 23 | 11 | 15.6 | 4.4 | 12.8 | 8.9 | 21.1 | 13.3 | 23.9 | 7.2 | 24 | 10 | 21.1 | 7.8 | 27.8 | 11.7 | 12.8 | -5 | 26.7 | 10.8 | 28.9 | 12.8 | 18.3 | -3.9 | 26.7 | 16.7 | 26.1 | -1.7 | 27.2 | 21.7 | 28.3 | 17.2 | 30.6 | 20.6 | 12.8 | -0.6 | 16.1 | -0.6 | 24.4 | 8.3 | 8.9 | 7.2 | 13.9 | 2.2 | 15.6 | 12.2 | 26.5 | 3.7 | 13.9 | 0.2 | 11.9 | -1.1
8 | -7 | 6.1 | -8.9 | 25.8 | 13 | 16.5 | 14.9 | 15.6 | -4.3 | 32.4 | -1.6 | 17 | 12 | 23.9 | 6.1 | 16.1 | 12.2 | 22.2 | 3.3 | 14.4 | 7.8 | 14.4 | 11.1 | 21.7 | -1.7 | 14 | -10.2 | 26 | 16 | 23.9 | 18.9 | 25.6 | 14.4 | 27.2 | 16.7 | 21.1 | 8.3 | 21.7 | 3.3 | 25 | 11.1 | 18 | 0.6 | 19.4 | -0.6 | 17.8 | -3.3 | 19.4 | 5 | 25 | 6.1 | 20 | 16.1 | 26.7 | 17.8 | 27.2 | 15 | 21.7 | 2.2 | 16 | 6 | 7.8 | 1.7 | 12.2 | 0.6 | 15 | 7.8 | 7.2 | -0.6 | 6.7 | 0 | 10.6 | 0.6 | 19.4 | 7.2 | 18.3 | 1.7 | 31.5 | 16.3 | 26.1 | 20.7 | 16.7 | 16.7 | 9.6 | -2.9 | 12.8 | 2.8 | 13.3 | 13.3 | 10 | 7.8 | 21.1 | -2.2 | 21.1 | 1.1 | 11.7 | 11.1 | 11.1 | -0.9 | 11.1 | -2.8 | 26.1 | -4.4 | 20.6 | 3.3 | 12.8 | -4.4 | 12.2 | 8.3 | 21.1 | 5 | 15.6 | 0.6 | 16.7 | -1.1 | 21.9 | 16.4 | 24 | 13 | 15.6 | 5 | 12.2 | 10 | 22.2 | 13.9 | 23.3 | 6.7 | 23 | 10 | 21.1 | 6.7 | 26.1 | 11.1 | 12.4 | -5 | 27.2 | 11.1 | 27.8 | 12.8 | 18.9 | -2.8 | 26.1 | 16.7 | 25.6 | -2.2 | 26.7 | 21.1 | 28.3 | 18.3 | 30.2 | 21 | 12.8 | -2.8 | 16.1 | -1.1 | 24.4 | 9.4 | 10 | 7.8 | 13.9 | 1.7 | 16.7 | 13.3 | 27.2 | 2.8 | 13.9 | -0.1 | 12 | -2.3
7 | -6 | 6.1 | -8.9 | 24.8 | 12.8 | 16.8 | 15.2 | 15.6 | -5 | 32.8 | -1.7 | 16 | 12 | 22.6 | 6 | 15.6 | 11.7 | 20.9 | 3.6 | 13.3 | 7.8 | 13.3 | 10.9 | 21.7 | -3.9 | 14.4 | -11.7 | 25 | 14 | 23.9 | 18.9 | 25 | 13.3 | 26.3 | 17.4 | 21.1 | 8.3 | 21.7 | 3.3 | 24.4 | 11.7 | 17 | 1 | 20 | -0.6 | 16.7 | -5.6 | 19.4 | 5 | 25 | 6.7 | 19.6 | 15.9 | 25 | 18.3 | 26.7 | 13.3 | 21.7 | 2.2 | 17 | 6 | 6.7 | 2.6 | 10.9 | 0.9 | 14.4 | 5.6 | 6.7 | 0.4 | 6.3 | 0.2 | 10 | 0.6 | 19.4 | 7.2 | 18.3 | 1.7 | 30.7 | 16 | 25 | 20.7 | 16.1 | 16.1 | 10 | -2.8 | 12.8 | 2.8 | 12.8 | 12.8 | 9.6 | 7.4 | 21.1 | -2.2 | 21.7 | 0.6 | 12.2 | 11.7 | 11.1 | -0.6 | 9.3 | -1 | 25.6 | -5 | 20 | 3.3 | 11.7 | -2.9 | 12 | 8.5 | 20 | 4.9 | 15.6 | 0 | 16.1 | -1.7 | 19.8 | 15.5 | 23 | 13 | 16.1 | 3.3 | 12.8 | 8.9 | 21.7 | 13.3 | 22.8 | 5.6 | 23 | 9 | 20.6 | 5.6 | 25.6 | 11.7 | 12.1 | -5.2 | 26.5 | 10.3 | 27.2 | 12.8 | 18.9 | -2.8 | 24.4 | 16.7 | 26.1 | -2.2 | 25.6 | 21.1 | 27.8 | 18.3 | 29.8 | 21.2 | 11.7 | 0 | 16.1 | -1.1 | 24.4 | 10 | 10.6 | 8.3 | 8.3 | 3.9 | 16.7 | 12.8 | 26.5 | 3.1 | 13.9 | -0.6 | 12.2 | -3.9
7 | -6 | 6.7 | -8.9 | 23.9 | 12.2 | 17.2 | 15.6 | 13.2 | -2.8 | 30.9 | -0.6 | 12 | 11 | 21.3 | 6.1 | 15 | 11.7 | 19.6 | 4.1 | 12.8 | 7.2 | 12.2 | 10.5 | 20.6 | -2.2 | 12.6 | -10.5 | 23 | 17 | 23.3 | 18.3 | 24.4 | 12.8 | 25.3 | 17.8 | 20 | 8.3 | 21.1 | 4.4 | 22.8 | 11.7 | 16.1 | 1.1 | 19.4 | -3.9 | 15.6 | -6.1 | 18.3 | 4.4 | 23.9 | 6.1 | 19.3 | 15.8 | 23.9 | 20 | 25.6 | 15.6 | 17.2 | 5.6 | 16 | 7 | 5.5 | 3 | 9.6 | 1.2 | 13.9 | 5 | 6.1 | 1 | 6 | 0.1 | 9.4 | 0 | 18.9 | 7.2 | 18.3 | 3.3 | 30 | 16.1 | 23.9 | 20.6 | 16.7 | 16.7 | 9.1 | -1.7 | 12.8 | 3.9 | 14.4 | 13.9 | 9.3 | 7.1 | 20.6 | -3.3 | 21.1 | 1.7 | 12.2 | 11.7 | 9.3 | 2.2 | 7.4 | -0.3 | 24.4 | -6.1 | 18.9 | 3.9 | 10.5 | -2.5 | 11.9 | 8.8 | 18.9 | 5 | 15.6 | 0.6 | 15.6 | -0.6 | 17.8 | 14.4 | 23 | 13 | 14.4 | 2.8 | 9.4 | 7.8 | 21.1 | 12.8 | 20.6 | 4.4 | 23 | 9 | 18.9 | 5 | 24.4 | 11.1 | 11.7 | -6.7 | 25.7 | 10 | 26.1 | 12.8 | 18.3 | -4.4 | 23.9 | 16.7 | 25 | -2.2 | 25 | 21.1 | 27.2 | 19.4 | 29.4 | 21.7 | 11.1 | 0.6 | 15 | -2.2 | 21.7 | 8.9 | 11.7 | 8.3 | 8.9 | 5 | 15.6 | 12.2 | 25.7 | 3 | 12 | -0.2 | 10.4 | -3.6
7 | -5 | 5.6 | -8.9 | 23.2 | 12.2 | 16.5 | 15.2 | 10.7 | -2.1 | 29.1 | -0.1 | 14 | 11 | 20 | 5.6 | 15 | 12.2 | 18.3 | 3.9 | 11.7 | 7.2 | 11.1 | 10 | 17.2 | -1.1 | 10.7 | -11.3 | 23 | 14 | 21.7 | 18.3 | 23.9 | 12.8 | 24.4 | 18.3 | 18.3 | 8.3 | 18.9 | 5.6 | 22.2 | 11.7 | 15 | 1.5 | 18.3 | -0.6 | 13.9 | -7.2 | 17.8 | 4.4 | 22.2 | 6.1 | 18.9 | 15.6 | 22.8 | 20.6 | 23.9 | 15 | 13.9 | 5 | 16 | 7 | 4.4 | 3.3 | 8.3 | 1.1 | 12.8 | 5 | 5.6 | 1.7 | 5.6 | 0 | 8.3 | -0.6 | 18.3 | 6.7 | 16.1 | 2.8 | 28.9 | 17.1 | 23.5 | 20.7 | 16.7 | 16.7 | 8.1 | -1.3 | 11.1 | 4.4 | 13.9 | 13.3 | 8.9 | 6.7 | 18.3 | -2.2 | 20 | 2.2 | 11.7 | 11.7 | 7.4 | 4 | 5.6 | 0 | 22.2 | -6.7 | 16.1 | 3.9 | 9.4 | -2.2 | 11.7 | 8.9 | 17.8 | 4.4 | 13.9 | 0.6 | 13.9 | -1.1 | 17.4 | 14.3 | 22 | 13 | 12.2 | 5 | 10 | 6.1 | 20 | 14.4 | 18.9 | 3.9 | 21 | 10 | 16.7 | 4.4 | 22.8 | 10.6 | 9.8 | -5.4 | 25 | 9.4 | 25.6 | 12.2 | 16.1 | -3.3 | 22.8 | 16.7 | 23.3 | -2.8 | 24.4 | 21.1 | 25.6 | 19.4 | 27.7 | 21.7 | 10.6 | 0 | 11.1 | -1.1 | 18.3 | 8.9 | 11.7 | 7.8 | 7.8 | 3.3 | 15 | 11.7 | 25 | 2.8 | 10.2 | 0.2 | 8.5 | -4.1
3 | -5 | 5 | -9.4 | 22.4 | 12.4 | 15.7 | 14.9 | 8.3 | -2.2 | 27.2 | 0 | 13 | 11 | 18.5 | 7.3 | 15 | 11.7 | 16.1 | 6.6 | 11.1 | 7.2 | 10.9 | 10 | 16.1 | -0.6 | 8.9 | -12.8 | 23 | 14 | 21.1 | 18.3 | 23.9 | 13.9 | 23.3 | 18.9 | 15 | 10.6 | 16.1 | 6.7 | 21.1 | 12.2 | 13.9 | 1.5 | 15 | -0.6 | 11.7 | -5 | 16.1 | 5.6 | 20 | 5 | 18.5 | 15.4 | 22.8 | 20.6 | 23.9 | 13.3 | 11.7 | 3.9 | 14 | 9 | 3.7 | 3 | 8.1 | 1.3 | 12.8 | 5.6 | 5 | 1.1 | 4.7 | 0.3 | 6.1 | 0 | 15.6 | 7.2 | 15 | 1.7 | 27.8 | 17.7 | 23.2 | 20.6 | 16.7 | 16.7 | 7.2 | -1.1 | 8.9 | 4.4 | 13.9 | 13.3 | 9.3 | 6.4 | 12.8 | 1.7 | 16.7 | 2.8 | 11.7 | 11.7 | 5.6 | 5 | 4.7 | -0.1 | 21.7 | -7.2 | 15 | 4.4 | 9.2 | -2.4 | 11.5 | 8.7 | 16.3 | 5 | 12.8 | -0.6 | 10.6 | -0.6 | 17.1 | 14.2 | 21 | 13 | 10.6 | 7.2 | 8.9 | 6.1 | 17.8 | 13.3 | 17.2 | 3.9 | 19 | 9 | 13.9 | 5 | 20 | 10.6 | 8 | -5.1 | 22.8 | 8.9 | 24.4 | 12.2 | 12.8 | -4.4 | 21.7 | 16.7 | 20.6 | -2.8 | 24.4 | 21.1 | 23.3 | 21.1 | 26.1 | 21.8 | 10 | 1.1 | 8.3 | 0 | 13.9 | 7.8 | 11.7 | 7.8 | 7.2 | 3.3 | 14.4 | 11.7 | 22.6 | 4.2 | 8.3 | 0 | 6.7 | -5.6
1 | -5 | 3.9 | -9.4 | 21.7 | 12.2 | 15 | 14.4 | 6.8 | -1.6 | 25.5 | 0.2 | 11 | 10 | 17.1 | 8.3 | 15.6 | 11.7 | 13.9 | 7.7 | 10.6 | 7.8 | 10.8 | 10.1 | 12.8 | -5 | 8.5 | -10.7 | 21 | 15 | 19.4 | 18.3 | 23.9 | 14.4 | 22.2 | 19.2 | 15 | 10.6 | 15 | 6.7 | 20.6 | 13.3 | 12.8 | 1.7 | 11.7 | -0.6 | 11.1 | -5.6 | 15.6 | 6.1 | 19.4 | 4.4 | 18.2 | 15.3 | 22.8 | 21.1 | 23.3 | 7.2 | 11.7 | 2.8 | 10 | 7 | 2.9 | 2.6 | 8 | 1.2 | 12.2 | 2.2 | 4.5 | 0.6 | 3.7 | 0 | 5 | -0.6 | 16.7 | 7.2 | 13.9 | 2.2 | 26.7 | 18.3 | 22.8 | 20.6 | 16.7 | 16.7 | 6.5 | -1 | 8.3 | 3.9 | 12.8 | 12.2 | 9.6 | 6 | 11.1 | 1.7 | 11.7 | 3.9 | 11.7 | 11.1 | 5.6 | 4.6 | 3.7 | -0.6 | 20 | -7.8 | 14.4 | 3.9 | 9.1 | -3 | 11.3 | 8.6 | 14.8 | 5.1 | 12.2 | -1.1 | 9.4 | -2.8 | 16.7 | 13.9 | 17 | 13 | 9.4 | 8.3 | 8.3 | 5.6 | 16.1 | 13.3 | 15.6 | 4.4 | 17 | 7 | 13.3 | 6.1 | 18.3 | 10 | 6.1 | -6.1 | 20.5 | 8.2 | 23.9 | 11.7 | 10.6 | -6.7 | 21.1 | 16.7 | 18.9 | -1.1 | 17.8 | 15.6 | 20 | 16.7 | 24.4 | 21.7 | 10 | 0 | 6.7 | 0 | 12.2 | 7.8 | 10.6 | 8.9 | 6.1 | 1.7 | 14.4 | 11.7 | 20.2 | 4.7 | 7.4 | 0.1 | 6.1 | -4.6
1 | -6 | 2.8 | -10 | 20.9 | 12.9 | 15 | 14.6 | 5.4 | -1.7 | 23.9 | 0.9 | 11 | 9 | 15.6 | 8.9 | 15.6 | 10.6 | 11.7 | 8.3 | 10.6 | 8.3 | 10.6 | 10 | 11.7 | -5.6 | 8.2 | -10.4 | 21 | 15 | 19.4 | 18.3 | 23.9 | 15 | 21.1 | 19.4 | 13.3 | 10.6 | 13.3 | 7.2 | 21.1 | 13.9 | 12.1 | 2.3 | 10 | -0.6 | 10 | -3.3 | 15 | 5.6 | 18.3 | 4.4 | 17.8 | 15 | 22.8 | 21.1 | 22.8 | 7.2 | 11.7 | 2.2 | 11 | 7 | 2.2 | 2.2 | 7.8 | 1.1 | 11.1 | 0.6 | 3.9 | 0 | 2.8 | 0 | 4.4 | -0.6 | 16.1 | 6.7 | 13.9 | 2.2 | 25.9 | 18.8 | 22.4 | 20.1 | 16.7 | 16.7 | 5.7 | -1.3 | 7.2 | 5.6 | 12.8 | 12.2 | 10 | 5.6 | 10 | 3.3 | 10 | 3.3 | 11.7 | 11.1 | 5.6 | 3.9 | 2.8 | -1.1 | 16.7 | -8.9 | 13.9 | 3.9 | 8.9 | -3.9 | 11.1 | 8.3 | 13.3 | 5 | 10 | 2.2 | 8.3 | -3.3 | 15.8 | 12 | 16 | 13 | 9.4 | 7.8 | 8.3 | 4.4 | 14.4 | 12.8 | 14.4 | 3.9 | 16 | 6 | 11.7 | 6.7 | 17.8 | 8.9 | 4.4 | -4.3 | 18.3 | 7.2 | 22.8 | 11.7 | 8.3 | -2.2 | 21.1 | 17.2 | 17.2 | -1.1 | 18.9 | 17.8 | 18.9 | 17.2 | 23.7 | 21.2 | 8.9 | 1.1 | 3.9 | 0.6 | 11.1 | 7.8 | 10.6 | 8.9 | 6.7 | 1.1 | 14.4 | 12.2 | 17.8 | 4.4 | 6.5 | 0.2 | 5.6 | -4.3
0 | -4 | 1.7 | -10 | 20.2 | 13.4 | 15 | 14.6 | 3.9 | -2.2 | 22.2 | 0.6 | 11 | 9 | 14.5 | 9.1 | 15 | 10 | 11.3 | 8 | 10.6 | 8.3 | 10.5 | 9.9 | 10.6 | -5 | 7.8 | -11.1 | 20 | 16 | 18.9 | 18.3 | 23.9 | 15 | 20.5 | 18.8 | 12.8 | 10.6 | 12.2 | 6.7 | 20.6 | 13.9 | 11.3 | 2.6 | 10.6 | -1.1 | 7.2 | 0 | 13.9 | 5 | 18.3 | 4.4 | 17.8 | 15.3 | 22.2 | 21.1 | 21.1 | 7.2 | 11.1 | 2.2 | 8 | 6 | 1.8 | 1.8 | 8 | 1.6 | 10.6 | 0 | 3.5 | 0.5 | 2.1 | 0.1 | 3.9 | -1.1 | 15.6 | 7.2 | 13.3 | 2.2 | 25.2 | 19.1 | 22.1 | 19.8 | 16.7 | 16.7 | 5 | -1.7 | 6.1 | 3.9 | 12.8 | 11.7 | 10.2 | 5.4 | 9.4 | 1.7 | 8.3 | 3.3 | 11.1 | 11.1 | 5.6 | 3.3 | 2.2 | -0.8 | 16.7 | -8.3 | 13.9 | 3.9 | 7.8 | -3.5 | 10.9 | 8.3 | 13.1 | 5.3 | 8.9 | 1.7 | 7.2 | -3.9 | 14.8 | 10 | 16 | 14 | 9.4 | 7.8 | 6.7 | 4.4 | 12.8 | 12.8 | 13.3 | 3.9 | 15 | 5 | 10.6 | 6.7 | 16.7 | 8.3 | 2.8 | -3.5 | 16.3 | 8.3 | 23.9 | 10 | 8.3 | -2.8 | 22.2 | 17.2 | 16.1 | -1.1 | 20 | 18.9 | 18.3 | 16.7 | 22.9 | 20.8 | 8.3 | -1.1 | 3.9 | 0.6 | 10 | 7.8 | 11.1 | 8.9 | 6.1 | 0.6 | 15 | 12.8 | 16.1 | 5.1 | 5.6 | 0 | 5 | -5
0 | -5 | 0.6 | -10.6 | 19.4 | 13.9 | 15 | 14.4 | 3.5 | -2.2 | 20 | 1.4 | 11 | 8 | 13.3 | 9 | 15.6 | 10 | 11 | 7.7 | 10 | 8.3 | 10.4 | 9.8 | 6.1 | -4.4 | 7.4 | -9.2 | 19 | 16 | 18.3 | 17.8 | 23.3 | 14.4 | 20 | 18.3 | 12.8 | 10.6 | 11.7 | 6.1 | 20.6 | 13.9 | 10.6 | 2.8 | 10 | -0.6 | 5 | 0 | 12.8 | 5 | 16.7 | 5 | 17.8 | 15.5 | 21.7 | 21.1 | 20 | 9.4 | 11.1 | 2.8 | 7 | 6 | 1.5 | 1.5 | 8.1 | 1.9 | 10 | -0.6 | 3.2 | 1.2 | 1.3 | 0 | 2.8 | -1.1 | 13.9 | 9.4 | 13.3 | 2.2 | 24.4 | 19.4 | 21.7 | 19.4 | 17.2 | 16.1 | 4.8 | -1.3 | 5.6 | 3.3 | 12.2 | 11.7 | 10.4 | 5.4 | 9.4 | 1.7 | 8.3 | 2.8 | 11.7 | 10.6 | 5.6 | 3.6 | 1.7 | -0.5 | 16.7 | -8.3 | 12.8 | 3.3 | 6.7 | -3.9 | 10.8 | 8.4 | 13 | 5.4 | 7.8 | 2.2 | 5 | -3.9 | 13.9 | 7.8 | 15 | 13 | 8.9 | 7.2 | 6.1 | 4.4 | 12.8 | 12.8 | 12.2 | 3.3 | 14 | 5 | 11.1 | 6.1 | 15.6 | 8.9 | 1.1 | -3.9 | 14.2 | 8.8 | 24.4 | 9.4 | 7.8 | -2.8 | 22.2 | 17.2 | 16.1 | -1.1 | 20.6 | 19.4 | 17.2 | 13.9 | 22.2 | 20.6 | 7.8 | 0 | 2.2 | 0.6 | 10 | 7.2 | 11.1 | 8.9 | 5.6 | 1.1 | 12.8 | 8.3 | 14.5 | 5.1 | 5 | 0.2 | 3.3 | -4.3
-1 | -3 | 0.6 | -10.6 | 19 | 14.1 | 14.4 | 12.8 | 3.2 | -2.4 | 17.8 | 1.3 | 9 | 7 | 12.2 | 8.9 | 15.6 | 8.9 | 10.6 | 7.2 | 10 | 8.3 | 10.3 | 9.6 | 5 | -5 | 7.1 | -8.7 | 19 | 16 | 17.8 | 17.2 | 22.8 | 13.3 | 19.4 | 17.8 | 12.2 | 11.1 | 10 | 6.1 | 20 | 13.9 | 10.4 | 3.7 | 9.4 | -1.1 | 6.7 | -0.6 | 12.8 | 5 | 16.7 | 5 | 17.8 | 15.6 | 21.7 | 21.1 | 20 | 9.4 | 11.1 | 3.3 | 6 | 6 | 1.1 | 1.1 | 8.3 | 2.2 | 9.4 | -0.6 | 2.8 | 1.7 | 0.6 | 0 | 3.3 | -1.1 | 13.9 | 8.3 | 12.2 | 3.3 | 23.9 | 19.4 | 21.5 | 19.4 | 16.1 | 15.6 | 4.6 | -1.1 | 5 | 2.8 | 12.2 | 11.1 | 10.6 | 5 | 9.4 | 1.7 | 8.3 | 2.8 | 11.1 | 11.1 | 5.6 | 3.8 | 1.1 | -0.6 | 14.4 | -8.3 | 13.3 | 3.3 | 5.6 | -4.4 | 10.6 | 8.3 | 12.8 | 5.6 | 5.6 | 1.7 | 4.4 | -4.4 | 12.4 | 7.1 | 15 | 13 | 8.3 | 7.2 | 5.6 | 4.4 | 12.8 | 12.8 | 11.1 | 2.2 | 13 | 6 | 9.4 | 6.7 | 15 | 8.9 | 1.5 | -3.3 | 12.2 | 8.9 | 20.6 | 12.2 | 8.3 | -2.2 | 22.2 | 17.2 | 12.2 | -1.1 | 20.6 | 18.9 | 15 | 12.8 | 21.7 | 20.2 | 6.1 | -0.6 | 2.2 | 0.6 | 10.6 | 7.8 | 11.1 | 9.4 | 4.4 | 0.6 | 12.2 | 7.8 | 12.8 | 5 | 4.5 | 0.1 | 1.7 | -4.4
-1 | -3 | -0.6 | -10.6 | 18.7 | 14.2 | 13.9 | 11.3 | 2.8 | -3.3 | 15.6 | 1.1 | 9 | 5 | 11.3 | 8.7 | 15 | 9.4 | 10.4 | 7.3 | 9.4 | 7.8 | 10.2 | 9.5 | 5.6 | -5 | 6.7 | -9.4 | 19 | 16 | 17.2 | 16.7 | 22.8 | 12.8 | 19.6 | 18.3 | 13.3 | 11.7 | 11.1 | 5.6 | 20.6 | 14.4 | 10.2 | 4.4 | 7.8 | -1.7 | 7.2 | -1.7 | 11.7 | 5 | 15 | 5.6 | 17.2 | 15 | 21.7 | 21.1 | 19.4 | 8.3 | 11.1 | 3.3 | 6 | 4 | 1.1 | 1.1 | 7.6 | 2.1 | 8.9 | 0 | 2.8 | 1.6 | 0.4 | -0.1 | 2.2 | -1.7 | 13.9 | 8.3 | 11.1 | 3.3 | 23.3 | 19.1 | 21.3 | 19.4 | 15 | 14.4 | 4.4 | -1.1 | 3.9 | 2.8 | 11.7 | 10.6 | 10.4 | 5.4 | 8.9 | 1.7 | 6.7 | 2.2 | 11.1 | 11.1 | 5.6 | 3.9 | 1.1 | -0.4 | 13.9 | -7.2 | 12.8 | 3.9 | 5.2 | -4.1 | 10.6 | 8 | 14.5 | 5.6 | 5 | 1.1 | 4.4 | -3.3 | 10.9 | 6.5 | 14 | 12 | 7.8 | 6.7 | 5.6 | 3.3 | 12.8 | 12.8 | 10 | 2.2 | 9 | 6 | 10 | 7.2 | 14.4 | 8.9 | 1.8 | -3.4 | 12.4 | 9.1 | 16.1 | 13.9 | 8.3 | -1.7 | 21.7 | 17.8 | 13.3 | -1.1 | 20.6 | 18.9 | 14.4 | 12.2 | 21.1 | 19.8 | 5 | -0.6 | 1.1 | 0 | 11.1 | 7.8 | 11.1 | 9.4 | 3.9 | -2.2 | 9.4 | 7.2 | 12.6 | 5.3 | 3.9 | 0 | 0 | -5.6
-1 | -4 | -0.6 | -11.1 | 18.3 | 14.4 | 13.3 | 9.4 | 1.9 | -2.6 | 14.8 | 1 | 9 | 4 | 10.3 | 8.6 | 15 | 10 | 10.2 | 7.3 | 8.3 | 7.2 | 10.2 | 9.4 | 5 | -4.4 | 5.8 | -8.2 | 19 | 16 | 17.2 | 16.7 | 22.8 | 12.2 | 19.8 | 19 | 12.2 | 11.1 | 11.7 | 4.4 | 20 | 15 | 10 | 5 | 6.1 | -1.1 | 5 | -1.1 | 11.1 | 5 | 13.9 | 5.6 | 16.7 | 14.6 | 22.2 | 21.7 | 18.9 | 7.8 | 10.6 | 3.9 | 8 | 6 | 1.1 | 1.1 | 6.8 | 1.9 | 8.9 | 0.6 | 2.8 | 1.6 | 0.2 | -0.3 | 1.1 | -2.2 | 13.9 | 7.8 | 11.1 | 3.3 | 22.8 | 18.9 | 21.1 | 19.4 | 15 | 14.4 | 4.6 | -0.7 | 2.8 | 1.7 | 11.7 | 10.6 | 10.2 | 5.4 | 8.3 | 2.2 | 5 | 2.2 | 11.7 | 10.6 | 5 | 3.7 | 1.1 | -0.4 | 14.4 | -7.2 | 10 | 3.9 | 4.8 | -4.4 | 10.6 | 7.7 | 16.1 | 5.4 | 5 | 1.1 | 4.4 | -3.9 | 9.4 | 5.6 | 13 | 11 | 7.2 | 6.7 | 6.1 | 3.9 | 13.3 | 13.3 | 9.4 | 2.2 | 9 | 4 | 8.3 | 6.7 | 13.9 | 8.9 | 2.2 | -3.9 | 12.6 | 9.3 | 16.1 | 13.3 | 7.2 | -1.1 | 21.1 | 18.3 | 11.7 | -1.1 | 20.6 | 19.4 | 13.3 | 12.2 | 20.6 | 19.4 | 3.9 | -0.6 | 1.1 | 0.6 | 11.1 | 7.2 | 11.1 | 9.4 | 2.8 | -3.3 | 11.1 | 7.8 | 12.4 | 5.3 | 3.7 | 0 | 0.2 | -5.3
-1 | -4 | -1.1 | -10.6 | 18.3 | 14.4 | 12.6 | 8.7 | 0.9 | -2.8 | 14.1 | 0.3 | 9 | 5 | 9.4 | 8.3 | 15 | 10.6 | 10 | 7.2 | 7.8 | 6.7 | 10.1 | 9.3 | 2.2 | -5 | 4.8 | -8.7 | 19 | 16 | 16.7 | 16.1 | 22.8 | 11.1 | 20 | 19.4 | 12.2 | 11.1 | 11.1 | 5 | 20 | 15 | 9.6 | 5.2 | 6.7 | -1.1 | 3.9 | 0.6 | 10.6 | 5 | 12.2 | 5.6 | 16.1 | 13.9 | 22.2 | 21.7 | 18.3 | 7.2 | 8.9 | 5 | 6 | 4 | 1.1 | 1.1 | 6.1 | 1.7 | 8.3 | 0.6 | 2.8 | 1.7 | 0 | -0.6 | 0.6 | -2.2 | 13.9 | 7.8 | 10 | 3.3 | 22.4 | 18.8 | 21.1 | 19.6 | 15 | 14.4 | 4.8 | -0.5 | 2.8 | 1.7 | 10.6 | 10 | 10 | 5.6 | 7.2 | 2.2 | 5 | 2.2 | 11.7 | 11.7 | 4.5 | 3.6 | 1.1 | -0.6 | 13.3 | -7.2 | 11.7 | 2.8 | 4.4 | -5 | 10.6 | 7.2 | 17.8 | 4.4 | 2.8 | 0.6 | 4.4 | -3.9 | 8.7 | 4.1 | 13 | 12 | 7.2 | 6.1 | 5.6 | 4.4 | 13.3 | 13.3 | 8.9 | 1.1 | 10 | 4 | 8.3 | 6.7 | 13.3 | 9.4 | 2.9 | -3.6 | 12.8 | 9.4 | 15.6 | 13.3 | 6.1 | -1.1 | 21.1 | 18.3 | 10.6 | -1.1 | 20.6 | 18.3 | 12.8 | 12.2 | 20.6 | 19.6 | 3.3 | -1.7 | 0.6 | -0.6 | 11.7 | 7.8 | 11.7 | 9.4 | 1.7 | -3.3 | 10.6 | 7.8 | 12.2 | 5.6 | 3.5 | 0 | 0.4 | -6.1
-3 | -6 | -1.7 | -11.1 | 18.3 | 14.4 | 11.8 | 7.9 | 0 | -3.3 | 13.3 | 0 | 8 | 6 | 10.2 | 8.7 | 15 | 10.6 | 10.9 | 7.2 | 8.3 | 6.7 | 10 | 9.1 | 4.4 | -5 | 3.9 | -10 | 19 | 18 | 17.8 | 16.7 | 22.8 | 14.4 | 20 | 19.4 | 11.7 | 10.6 | 10.6 | 5 | 19.4 | 14.4 | 9.3 | 5.5 | 6.7 | -1.7 | 4.4 | -1.1 | 10.6 | 4.4 | 11.1 | 5.6 | 15.7 | 13.9 | 22.2 | 21.7 | 17.8 | 5 | 8.3 | 4.4 | 6 | 5 | 1.7 | 1.7 | 8 | 2.5 | 8.3 | 0.6 | 2.6 | 1.9 | 0.4 | -1.1 | 0 | -2.2 | 13.9 | 7.2 | 10.6 | 3.3 | 22.1 | 18.5 | 21.1 | 19.8 | 15 | 14.4 | 5 | -0.6 | 2.8 | 1.7 | 10 | 9.4 | 10.6 | 5.6 | 5 | 1.7 | 3.9 | 1.7 | 11.7 | 11.7 | 3.9 | 3.3 | 1.8 | -0.3 | 12.8 | -7.2 | 9.4 | 3.3 | 4.8 | -4.2 | 10.6 | 7.1 | 18.2 | 5.1 | 2.8 | 0.6 | 4.4 | -4.4 | 7.9 | 2.6 | 13 | 12 | 7.2 | 6.1 | 5.6 | 4.4 | 13.9 | 13.3 | 7.8 | 0.6 | 9 | 3 | 7.8 | 6.1 | 13.3 | 8.9 | 3.7 | -3.6 | 14.6 | 10.6 | 16.1 | 13.9 | 5.6 | -1.1 | 20.6 | 18.3 | 8.3 | -2.2 | 19.4 | 18.3 | 12.8 | 11.7 | 20.6 | 20 | 2.8 | -1.1 | 0.6 | 0 | 18.3 | 8.9 | 11.7 | 9.4 | 0.6 | -3.9 | 10.6 | 7.8 | 12.4 | 6.3 | 3.3 | 0 | 0.6 | -7.8
-2 | -4 | -1.7 | -11.7 | 18.3 | 14.4 | 11.1 | 7.2 | 3.7 | -1.8 | 15.5 | 0.5 | 9 | 4 | 10.9 | 8.7 | 15 | 10.6 | 11.9 | 7.4 | 8.9 | 6.7 | 10 | 9 | 4.4 | -3.9 | 6.3 | -8.2 | 20 | 18 | 17.2 | 16.1 | 22.2 | 14.4 | 20 | 19 | 8.9 | 8.9 | 8.9 | 5.6 | 20 | 14.4 | 8.9 | 5.6 | 3.9 | -1.7 | 6.1 | -1.1 | 10 | 4.4 | 10.6 | 5.6 | 15.4 | 14 | 22.2 | 21.7 | 17.8 | 4.4 | 8.3 | 5 | 6 | 4 | 2.2 | 2.2 | 9.8 | 3.3 | 8.3 | 1.1 | 2.4 | 2 | 0.7 | -1.6 | 0.6 | -2.2 | 13.9 | 7.8 | 9.4 | 3.9 | 21.7 | 18.3 | 21.1 | 20 | 15.6 | 14.4 | 6.1 | 0 | 3.3 | 1.7 | 9.4 | 9.4 | 11.1 | 5.7 | 5 | 1.7 | 3.9 | 1.7 | 11.7 | 11.7 | 4.8 | 3.5 | 2.6 | -0.1 | 14.4 | -7.2 | 9.4 | 3.9 | 5.2 | -3.6 | 10.6 | 7 | 18.5 | 5.4 | 2.8 | 0.6 | 5 | -4.4 | 7.2 | 1.1 | 11 | 10 | 7.2 | 6.1 | 6.1 | 5 | 13.3 | 13.3 | 8.3 | 1.1 | 9 | 4 | 8.3 | 6.7 | 12.8 | 8.3 | 4.4 | -4.4 | 16.5 | 11.7 | 16.1 | 13.9 | 4.4 | -1.1 | 20 | 17.8 | 7.8 | -2.2 | 18.9 | 17.2 | 12.8 | 11.7 | 20.6 | 20 | 2.2 | -1.1 | 0.6 | 0.6 | 19.4 | 8.9 | 11.7 | 9.4 | 1.7 | -4.4 | 11.1 | 7.8 | 12.6 | 6.7 | 6.5 | 0.8 | 2.1 | -5.5
0 | -2 | -0.6 | -11.1 | 17.9 | 15 | 12.4 | 7.9 | 7.4 | -1.4 | 17.8 | 1.3 | 9 | 3 | 11.7 | 8.9 | 15.6 | 11.1 | 12.8 | 7.2 | 11.1 | 8.3 | 10 | 8.9 | 7.8 | -3.9 | 8.7 | -7.4 | 21 | 19 | 18.3 | 15.6 | 22.2 | 15.6 | 20 | 18.9 | 12.8 | 11.7 | 11.7 | 8.3 | 20 | 14.4 | 10 | 5.8 | 7.2 | 0 | 10.6 | 1.1 | 10.6 | 3.3 | 11.7 | 5.6 | 15 | 13.9 | 22.2 | 22.2 | 18.3 | 3.9 | 10 | 3.9 | 8 | 6 | 2.8 | 2.2 | 11.7 | 3.9 | 8.3 | 1.7 | 2.2 | 2.2 | 1.1 | -2.8 | 3.3 | -2.2 | 12.2 | 8.3 | 10.6 | 3.9 | 23.4 | 18.7 | 22.8 | 20.2 | 15.6 | 13.9 | 7.2 | 0.2 | 6.7 | 3.3 | 10 | 9.4 | 11.7 | 5.6 | 7.2 | 3.3 | 7.8 | 5 | 11.7 | 11.7 | 5.8 | 3.8 | 3.3 | 0 | 18.3 | -6.7 | 12.8 | 3.9 | 5.6 | -3.9 | 10.6 | 6.7 | 18.9 | 5.6 | 6.1 | 2.2 | 5.6 | -3.9 | 10.5 | 2.3 | 9 | 8 | 7.2 | 5.6 | 6.7 | 5 | 14.4 | 12.8 | 9.4 | 1.1 | 11 | 4 | 11.7 | 9.4 | 14.4 | 8.9 | 6.6 | -3 | 18.3 | 12.8 | 16.7 | 15 | 5.6 | -1.1 | 21.7 | 18.9 | 13.9 | -0.6 | 18.3 | 16.7 | 14.4 | 12.8 | 21.3 | 20.5 | 6.7 | -1.1 | 3.9 | 2.8 | 20.6 | 9.4 | 11.7 | 10 | 2.2 | -2.8 | 13.3 | 8.9 | 12.8 | 7.2 | 9.6 | 0.7 | 3.5 | -4.6
3 | -1 | 0.6 | -11.7 | 17.6 | 15.6 | 13.7 | 8.4 | 11.1 | -2.2 | 20 | 1.7 | 10 | 4 | 14.3 | 9.1 | 16.1 | 11.1 | 15.6 | 7.9 | 13.3 | 9.4 | 10.7 | 9.2 | 11.1 | -4.4 | 11.1 | -8.3 | 23 | 19 | 20.6 | 15 | 23.9 | 15.6 | 21.9 | 19.1 | 17.8 | 13.9 | 12.8 | 9.4 | 22.2 | 14.4 | 11.1 | 6.1 | 11.1 | 0.6 | 14.4 | -0.6 | 13.3 | 3.3 | 16.1 | 5.6 | 15.2 | 14.1 | 23.3 | 22.2 | 19.4 | 5 | 10 | 2.2 | 10 | 6 | 2.4 | 2 | 14.5 | 5.3 | 8.3 | 1.7 | 2.6 | 2.5 | 3.3 | -1.6 | 5.6 | -2.2 | 13.3 | 8.9 | 14.4 | 5.6 | 25 | 18.7 | 24.4 | 20.1 | 17.2 | 13.9 | 8.3 | 0.6 | 9.4 | 3.9 | 11.7 | 9.4 | 13 | 5.7 | 11.1 | 4.4 | 11.7 | 5 | 11.7 | 11.7 | 6.7 | 3.9 | 4.4 | 0.3 | 21.7 | -4.4 | 15.6 | 2.8 | 7.4 | -3.1 | 10.8 | 6.8 | 21.5 | 7.7 | 12.2 | 3.3 | 6.1 | -2.2 | 13.9 | 3.1 | 8 | 8 | 8.3 | 6.1 | 8.3 | 5 | 15.6 | 14.4 | 10.6 | 1.1 | 13 | 5 | 18.3 | 11.1 | 13.3 | 7.2 | 8.9 | -2.4 | 17.6 | 12.9 | 19.4 | 16.7 | 10.6 | 0 | 24.4 | 18.9 | 17.2 | -1.1 | 18.3 | 16.1 | 16.7 | 13.3 | 22.1 | 20.8 | 10 | -1.1 | 8.3 | 5.6 | 22.2 | 10 | 11.7 | 10.6 | 4.4 | -2.8 | 15 | 7.2 | 17.1 | 9.1 | 12.8 | 0 | 5 | -3.9
6 | -1 | 1.1 | -11.1 | 17.2 | 16.1 | 15 | 8.9 | 12.6 | -2.2 | 22.6 | 1.6 | 11 | 3 | 16.8 | 8.8 | 17.2 | 11.1 | 18.3 | 7.7 | 15.6 | 9.4 | 11.5 | 9.3 | 12.2 | -3.9 | 13.1 | -7.2 | 24 | 19 | 22.8 | 11.1 | 23.9 | 15.6 | 23.7 | 19.2 | 20.6 | 12.2 | 15.6 | 10.6 | 23.9 | 14.4 | 12.2 | 6.1 | 13.3 | 0 | 16.7 | 0 | 13.9 | 3.9 | 19.4 | 5.6 | 15.4 | 14.3 | 24.4 | 22.2 | 20.6 | 5 | 11.1 | 2.2 | 13 | 6 | 2.1 | 2 | 17.2 | 6.4 | 7.8 | 1.7 | 2.9 | 2.5 | 5.6 | -0.8 | 7.8 | -2.8 | 12.8 | 7.8 | 17.2 | 6.1 | 26.7 | 18.9 | 26.1 | 20 | 18.3 | 13.3 | 10 | 1.1 | 11.7 | 3.3 | 12.2 | 8.9 | 14.3 | 5.9 | 13.9 | 5 | 15 | 5.6 | 12.2 | 12.2 | 8.2 | 3.5 | 5.6 | 0.9 | 22.8 | -3.3 | 17.2 | 2.2 | 9.3 | -3.2 | 10.9 | 6.7 | 24.1 | 9.3 | 14.4 | 3.3 | 8.9 | -1.1 | 17.2 | 3.3 | 9 | 9 | 10 | 4.4 | 8.9 | 3.9 | 17.2 | 15.6 | 12.2 | 1.1 | 14 | 4 | 20.6 | 8.9 | 14.4 | 7.8 | 11.1 | -2.2 | 16.8 | 13.2 | 17.8 | 14.4 | 13.3 | 0 | 26.1 | 18.3 | 20 | -1.1 | 18.9 | 16.1 | 20 | 11.7 | 22.8 | 21.1 | 11.7 | -1.7 | 10.6 | 4.4 | 23.9 | 10.6 | 12.2 | 10.6 | 5.6 | -2.8 | 16.7 | 3.9 | 21.3 | 9.9 | 14.5 | -0.3 | 7.4 | -2.8
7 | -4 | 1.7 | -11.1 | 17.9 | 16.6 | 15.9 | 9.1 | 14.1 | -2.8 | 25.2 | 2 | 11 | 2 | 19.4 | 7.8 | 17.2 | 10.6 | 21.1 | 7.2 | 16.7 | 10.6 | 12.2 | 9.4 | 13.9 | -2.8 | 15.2 | -7.3 | 24 | 19 | 22.8 | 10 | 26.1 | 13.3 | 25.6 | 18.9 | 21.7 | 7.2 | 18.3 | 10 | 24.4 | 14.4 | 13.7 | 6.3 | 16.1 | 0 | 18.3 | 1.1 | 16.7 | 5.6 | 21.7 | 4.4 | 15.6 | 14.4 | 24.4 | 22.2 | 22.2 | 5.6 | 11.1 | 2.2 | 15 | 5 | 1.7 | 1.7 | 20 | 7.2 | 7.8 | 2.2 | 3.3 | 2.8 | 7.8 | -0.6 | 8.9 | -3.3 | 13.9 | 7.8 | 18.3 | 6.1 | 28.2 | 18.3 | 28.1 | 19.6 | 20 | 12.8 | 11.6 | 1.2 | 13.9 | 1.7 | 13.3 | 8.3 | 15.6 | 5.6 | 16.7 | 5 | 19.4 | 5.6 | 13.3 | 12.8 | 9.6 | 2.7 | 6.7 | 1.1 | 23.9 | -5.6 | 16.1 | 1.1 | 11.1 | -3.9 | 11.1 | 6.7 | 26.7 | 11.1 | 15.6 | 2.8 | 10.6 | -1.7 | 18.9 | 3.5 | 11 | 11 | 11.7 | 2.8 | 7.8 | 4.4 | 18.3 | 15 | 12.2 | 1.1 | 16 | 4 | 22.8 | 8.9 | 16.1 | 5.6 | 11.8 | -0.9 | 16.1 | 13.3 | 18.3 | 15 | 16.7 | 0 | 27.2 | 18.3 | 21.7 | -1.1 | 19.4 | 17.2 | 22.2 | 10.6 | 23.9 | 21.2 | 13.3 | -1.7 | 11.7 | 2.2 | 23.9 | 10.6 | 12.8 | 11.1 | 6.1 | -5 | 16.1 | 5 | 25.6 | 10 | 16.1 | -0.9 | 9.8 | -2.8
8 | -4 | 1.7 | -10.6 | 18.7 | 17.2 | 16.9 | 9.4 | 15.6 | -4.4 | 27.8 | 1.7 | 12 | 0 | 20.7 | 7.7 | 19.4 | 11.1 | 22.4 | 7.4 | 19.4 | 10 | 13.1 | 9.6 | 15 | -2.2 | 17.2 | -8.9 | 25 | 20 | 23.9 | 8.9 | 26.1 | 13.9 | 26.5 | 18.6 | 22.2 | 9.4 | 19.4 | 9.4 | 25.6 | 13.9 | 15.2 | 6.3 | 18.3 | 0.6 | 19.4 | 1.1 | 18.3 | 6.1 | 23.3 | 5 | 16.1 | 14.8 | 24.4 | 21.7 | 23.3 | 6.1 | 11.7 | 2.8 | 17 | 4 | 1.7 | 1.7 | 19.4 | 7.5 | 8.3 | 2.2 | 3.7 | 2.8 | 8.7 | -0.5 | 10 | -2.8 | 14.4 | 7.8 | 20 | 4.4 | 29.6 | 17.8 | 30.2 | 19 | 21.7 | 11.7 | 13.3 | 1.7 | 15 | 2.2 | 15 | 7.2 | 17.1 | 6.3 | 20 | 3.9 | 22.2 | 5.6 | 14.4 | 13.9 | 11.1 | 1.7 | 7.1 | 0.7 | 26.7 | -3.9 | 18.9 | 1.1 | 12 | -4.1 | 11.8 | 6.7 | 27.4 | 11.5 | 16.7 | 2.2 | 12.8 | -2.8 | 20.5 | 2.8 | 14 | 13 | 12.2 | 2.2 | 8.3 | 4.4 | 19.4 | 14.4 | 14.4 | 1.7 | 17 | 3 | 23.9 | 7.8 | 17.2 | 4.4 | 12.6 | 0.3 | 17 | 14.5 | 17.8 | 12.2 | 18.9 | 0 | 27.8 | 18.3 | 24.4 | -0.6 | 21.7 | 18.3 | 24.4 | 10 | 25 | 21.5 | 15 | -2.2 | 14.4 | 2.2 | 26.1 | 11.1 | 13.3 | 11.1 | 6.1 | -6.1 | 17.2 | 4.4 | 26.7 | 10 | 17.8 | -2.8 | 12.2 | -3.3
9 | -4 | 2.8 | -10 | 19.4 | 17.8 | 17.8 | 9.4 | 16.3 | -3.3 | 29.5 | 0.1 | 12 | 1 | 22 | 7.1 | 18.3 | 11.1 | 23.7 | 7.4 | 21.7 | 9.4 | 14.1 | 9.6 | 16.7 | -2.2 | 18.1 | -7.9 | 25 | 19 | 22.8 | 7.8 | 26.1 | 15.6 | 27.4 | 17.9 | 22.8 | 8.3 | 20.6 | 7.8 | 25.6 | 13.3 | 16.7 | 6.1 | 19.4 | -0.6 | 19.4 | 1.7 | 19.4 | 6.1 | 24.4 | 4.4 | 16.7 | 15.3 | 25.6 | 21.1 | 23.9 | 3.9 | 11.1 | 3.3 | 18 | 2 | 1.7 | 1.7 | 18.9 | 7.7 | 8.9 | 2.2 | 4 | 2.7 | 9.7 | -0.9 | 10.6 | -3.9 | 15 | 8.3 | 20 | 4.4 | 31.1 | 16.7 | 32.2 | 17.8 | 22.2 | 10.6 | 14.4 | 1.3 | 16.1 | 1.1 | 17.2 | 6.1 | 18.5 | 6.4 | 21.7 | 5 | 23.3 | 4.4 | 17.8 | 15 | 12 | 1.3 | 7.4 | 0.1 | 28.9 | -1.7 | 18.9 | 1.1 | 13 | -4.5 | 12.6 | 6.7 | 28.2 | 12.2 | 17.2 | 1.1 | 14.4 | -2.8 | 22.2 | 2.2 | 13 | 13 | 14.4 | 2.8 | 11.1 | 4.4 | 22.2 | 13.9 | 13.3 | 1.1 | 17 | 3 | 24.4 | 7.2 | 17.8 | 4.4 | 13.3 | 1.1 | 18 | 16 | 18.9 | 10.6 | 19.4 | 0.6 | 28.3 | 18.3 | 26.7 | -0.6 | 23.3 | 18.3 | 26.1 | 10.6 | 26.1 | 21.7 | 15 | 2.8 | 15.6 | 2.2 | 27.8 | 11.1 | 13.9 | 11.1 | 6.7 | -5 | 17.2 | 4.4 | 27.8 | 10.1 | 17.8 | -1.7 | 13.3 | -4.3
10 | -4 | 3.3 | -9.4 | 20.2 | 17.4 | 18.7 | 9.8 | 17.1 | -2.7 | 31.1 | -0.5 | 13 | -1 | 23.3 | 6.7 | 16.1 | 11.1 | 25 | 7.2 | 21.1 | 8.9 | 15 | 9.4 | 18.3 | -2.8 | 19.1 | -8 | 25 | 19 | 22.8 | 8.3 | 26.7 | 14.4 | 28.3 | 17.2 | 23.3 | 8.3 | 21.7 | 6.1 | 26.1 | 13.3 | 17.2 | 5.8 | 20.6 | 0 | 20 | 1.7 | 21.1 | 6.7 | 25.6 | 3.3 | 17.2 | 15.6 | 26.7 | 22.2 | 24.4 | 5 | 10 | 4.4 | 19 | 3 | 1.7 | 1.7 | 18.3 | 7.8 | 9.4 | 2.8 | 4.4 | 2.8 | 10.6 | -1.7 | 11.1 | -3.9 | 15.6 | 8.9 | 21.1 | 3.3 | 31.5 | 15.9 | 32.6 | 18 | 23.3 | 10.6 | 15.6 | 1.3 | 16.1 | 0 | 17.8 | 5 | 20 | 6.7 | 22.8 | 5.6 | 23.9 | 3.9 | 20 | 15 | 13 | 1 | 7.8 | -0.6 | 30.6 | 0 | 20 | -0.6 | 13.9 | -6.1 | 13.3 | 6.7 | 28.9 | 12.2 | 18.3 | 2.2 | 16.1 | -2.8 | 22.8 | 3.9 | 9 | 8 | 13.9 | 1.7 | 8.3 | 5 | 22.2 | 13.9 | 12.8 | 2.8 | 17 | 4 | 23.9 | 8.3 | 19.4 | 5.6 | 14.6 | 2.2 | 18.9 | 17.2 | 18.3 | 9.4 | 20.6 | 3.3 | 28.9 | 18.3 | 27.8 | -0.6 | 24.4 | 19.4 | 27.2 | 8.9 | 26.5 | 21.1 | 15.6 | 2.2 | 16.7 | 1.7 | 29.4 | 11.1 | 14.4 | 11.1 | 8.3 | -4.4 | 17.2 | 4.4 | 28.9 | 9.4 | 17.8 | -1.3 | 14.5 | -6.2
9 | -5 | 5 | -8.9 | 20.9 | 16.7 | 19.7 | 10.2 | 17.8 | -2.8 | 32.8 | -2.8 | 13 | -3 | 23.9 | 6.2 | 15 | 12.8 | 25.2 | 7.4 | 19.4 | 8.9 | 14.6 | 9.2 | 18.9 | -1.1 | 20 | -8.9 | 24 | 19 | 23.9 | 10 | 26.7 | 13.9 | 27.4 | 17.6 | 24.4 | 7.2 | 22.8 | 6.1 | 25 | 13.9 | 17.8 | 5.1 | 21.7 | 0.6 | 21.7 | 1.1 | 21.7 | 6.1 | 26.7 | 0.6 | 17.6 | 15.4 | 27.8 | 21.1 | 25.6 | 5 | 10 | 5 | 19 | 2 | 2.1 | 2.1 | 18.5 | 7.6 | 9.4 | 2.2 | 4.4 | 2.9 | 10.6 | -1.8 | 11.7 | -6.1 | 14.4 | 10 | 21.7 | 3.3 | 31.8 | 14.5 | 32.9 | 17.9 | 24.4 | 9.4 | 16.7 | 0.6 | 17.2 | 1.7 | 18.3 | 5 | 18.7 | 6.2 | 23.9 | 5 | 24.4 | 4.4 | 19.4 | 16.1 | 13.9 | 0.6 | 8.3 | -0.9 | 32.8 | 1.7 | 18.3 | 0.6 | 14.3 | -5.8 | 13.9 | 6.3 | 27.8 | 12.6 | 18.3 | 5.6 | 17.2 | -2.8 | 23.3 | 5.7 | 9 | 8 | 14.4 | 0.6 | 8.9 | 4.4 | 22.2 | 13.9 | 11.1 | 5.6 | 18 | 2 | 23.3 | 8.9 | 19.4 | 5 | 15.9 | 3 | 19.6 | 16.5 | 17.8 | 8.9 | 22.2 | 5.6 | 28.9 | 18.9 | 28.9 | -0.6 | 25 | 18.3 | 28.3 | 8.9 | 26.8 | 20.4 | 16.1 | 2.2 | 17.8 | 2.8 | 30 | 10.6 | 14.4 | 11.1 | 8.3 | -5.6 | 15 | 5.6 | 29.1 | 9.3 | 17.8 | -1.1 | 15.6 | -10
10 | -5 | 5 | -10 | 21.7 | 16.1 | 20.6 | 10.6 | 17.8 | -2.7 | 32.6 | -1.5 | 13 | 1 | 24.4 | 5.3 | 15 | 12.2 | 25.4 | 7.1 | 18.9 | 8.9 | 14.3 | 8.7 | 16.7 | -2.8 | 20.2 | -8.1 | 25 | 19 | 24.4 | 10.6 | 26.7 | 12.2 | 26.5 | 18.1 | 24.4 | 9.4 | 22.2 | 5.6 | 25 | 12.8 | 18.3 | 4.4 | 22.8 | -0.6 | 20.6 | 1.7 | 22.8 | 7.8 | 27.2 | 0.6 | 17.9 | 15.2 | 27.8 | 21.7 | 25.6 | 3.9 | 9.4 | 5 | 19 | 1 | 2.4 | 2.4 | 18.7 | 7.5 | 9.4 | 2.2 | 4.4 | 3.2 | 10.6 | -2.8 | 12.8 | -6.1 | 15.6 | 10.6 | 22.2 | 4.4 | 32.2 | 13.3 | 33.3 | 18.3 | 24.4 | 9.4 | 16.5 | 0.6 | 16.7 | 0 | 20.6 | 5 | 17.4 | 5.7 | 22.8 | 4.4 | 25.6 | 5 | 18.3 | 16.1 | 14.3 | 0.2 | 8.9 | -1.3 | 32.8 | 1.7 | 17.2 | 0 | 14.6 | -5.6 | 14.4 | 6 | 26.7 | 12.4 | 17.2 | 5 | 17.8 | -2.2 | 23.9 | 7.2 | 8 | 7 | 15.6 | 0 | 9.4 | 5 | 22.2 | 13.9 | 9.4 | 6.1 | 18 | 3 | 22.8 | 8.9 | 21.1 | 5.6 | 17.2 | 3.9 | 20.4 | 15.6 | 16.7 | 10 | 23.3 | 10.6 | 28.3 | 18.9 | 29.4 | -2.2 | 25.6 | 19.4 | 28.3 | 10 | 27.2 | 20 | 16.1 | 1.7 | 19.4 | 2.8 | 28.9 | 10 | 14.4 | 11.1 | 7.8 | -5.6 | 14.4 | 6.7 | 29.2 | 8.9 | 17.1 | -0.1 | 16.1 | -6.7
11 | -4 | 5 | -6.7 | 21.3 | 15.2 | 19.5 | 10.3 | 17.8 | -2.7 | 32.4 | -0.5 | 13 | 0 | 25 | 4.4 | 14.4 | 11.7 | 25.6 | 7.2 | 18.9 | 8.3 | 13.9 | 8.3 | 16.7 | -1.1 | 20.4 | -8.8 | 24 | 19 | 23.9 | 11.1 | 26.1 | 12.2 | 25.6 | 18.3 | 24.4 | 10.6 | 21.7 | 5.6 | 25 | 12.8 | 17.8 | 3.7 | 22.8 | 0 | 21.7 | 1.7 | 22.8 | 7.2 | 27.2 | 0.6 | 18.3 | 15 | 28.3 | 21.7 | 26.1 | 3.9 | 8.3 | 4.4 | 20 | 1 | 2.8 | 2.8 | 18.9 | 7.2 | 10 | 1.1 | 4.4 | 3.3 | 10.6 | -3.9 | 12.2 | -7.2 | 15.6 | 11.1 | 21.7 | 3.9 | 31.7 | 14.4 | 32 | 18.2 | 23.9 | 9.4 | 16.3 | 0.4 | 16.7 | 0 | 21.1 | 5.6 | 16.1 | 5 | 25 | 5 | 25.6 | 2.2 | 16.1 | 15.6 | 14.6 | -0.6 | 9.4 | -2.2 | 32.2 | 1.7 | 17.8 | -0.6 | 15 | -6.7 | 15 | 5.6 | 25.6 | 12.2 | 16.7 | 3.3 | 18.3 | -2.8 | 23.9 | 6.7 | 7 | 6 | 15 | -0.6 | 8.3 | 5.6 | 21.7 | 15.6 | 10 | 6.1 | 18 | 3 | 21.7 | 10 | 20.6 | 4.4 | 17.2 | 4.5 | 21.1 | 14.4 | 17.2 | 8.3 | 22.8 | 9.4 | 27.8 | 18.9 | 30 | -2.8 | 26.1 | 18.9 | 27.8 | 13.3 | 26.7 | 19.6 | 16.7 | 0.6 | 18.9 | 2.8 | 29.4 | 8.9 | 13.9 | 11.1 | 8.9 | -5 | 14.4 | 6.7 | 29.4 | 8.3 | 16.3 | 0 | 16.7 | -4
11 | -6 | 5 | -7.2 | 21 | 14 | 18.3 | 9.7 | 17.8 | -3.9 | 32.2 | 0.6 | 13 | -2 | 23.5 | 5.9 | 13.9 | 11.7 | 24.3 | 7.5 | 18.9 | 8.9 | 13 | 8.3 | 14.4 | -0.6 | 20.6 | -9.4 | 24 | 19 | 24.4 | 11.7 | 26.1 | 13.3 | 25.6 | 18.8 | 23.9 | 8.3 | 21.1 | 5 | 23.9 | 13.3 | 17.2 | 2.4 | 21.7 | 0.6 | 20 | 0 | 22.2 | 8.3 | 27.2 | 1.1 | 18.5 | 15.4 | 27.2 | 21.7 | 25 | 4.4 | 8.3 | 4.4 | 18 | 1 | 2.8 | 2.8 | 17.4 | 6.9 | 10.6 | 1.1 | 4 | 3.1 | 10 | -3.5 | 12.2 | -7.8 | 15 | 11.7 | 21.1 | 2.8 | 31.1 | 14.7 | 30.7 | 18.5 | 23.3 | 10.6 | 16.1 | 0 | 17.8 | -2.2 | 21.1 | 5 | 14.8 | 4.5 | 23.9 | 4.4 | 24.4 | 2.8 | 16.7 | 16.1 | 15 | -1.1 | 7.9 | -1.7 | 32.2 | 1.1 | 17.2 | 0 | 13.3 | -5.1 | 14.6 | 5.7 | 24.7 | 12.7 | 16.7 | 2.8 | 17.8 | -3.3 | 23.9 | 6.7 | 8 | 6 | 13.9 | -0.6 | 8.9 | 5 | 22.2 | 14.4 | 10.6 | 6.1 | 18 | 1 | 21.7 | 9.4 | 20.6 | 4.4 | 17.2 | 4.9 | 21.1 | 13.8 | 17.2 | 7.8 | 23.9 | 7.2 | 27.2 | 18.9 | 30 | -2.8 | 23.9 | 17.8 | 27.2 | 15 | 26.1 | 19.3 | 15.6 | 1.1 | 18.9 | 2.2 | 28.3 | 8.9 | 13.9 | 11.7 | 8.3 | -6.1 | 14.4 | 7.8 | 29 | 8.2 | 15.6 | 0.6 | 17.2 | -2.8
10 | -6 | 5 | -6.7 | 20.6 | 12.8 | 17.2 | 9.4 | 15.6 | -2.1 | 30.2 | -0.2 | 13 | 0 | 22.1 | 6.4 | 14.4 | 11.7 | 23 | 7.2 | 16.7 | 8.3 | 12 | 7.9 | 13.3 | 0 | 18.2 | -9.5 | 23 | 19 | 23.3 | 12.2 | 25.6 | 13.3 | 25.6 | 19.5 | 22.8 | 8.3 | 20 | 6.7 | 22.8 | 12.8 | 16.7 | 1.7 | 20.6 | 1.7 | 18.9 | 0.6 | 21.1 | 8.9 | 26.7 | 5.6 | 18.7 | 15.8 | 26.1 | 21.7 | 23.3 | 8.9 | 7.8 | 3.9 | 19 | 0 | 2.8 | 2.8 | 15.9 | 6.1 | 10 | 1.7 | 3.7 | 3 | 9.5 | -3.6 | 12.2 | -7.2 | 15 | 11.7 | 20 | 3.9 | 30.6 | 15.6 | 29.4 | 18.3 | 21.1 | 12.2 | 13.9 | -0.1 | 16.1 | -2.2 | 20 | 5 | 13.5 | 4.1 | 22.2 | 5 | 22.8 | 3.3 | 16.7 | 15.6 | 13.9 | -0.5 | 6.5 | -1.4 | 31.7 | 0 | 15 | -2.2 | 11.7 | -5.1 | 14.3 | 6.2 | 23.7 | 12.7 | 16.7 | 3.3 | 17.2 | -2.8 | 23.9 | 6.1 | 8 | 5 | 12.2 | -0.6 | 8.9 | 4.4 | 21.1 | 15.6 | 10.6 | 5.6 | 17 | 2 | 20.6 | 8.3 | 19.4 | 4.4 | 17.2 | 5.6 | 21.1 | 13.1 | 16.7 | 8.3 | 22.8 | 7.2 | 25.6 | 18.3 | 28.9 | -2.8 | 23.3 | 18.9 | 26.7 | 16.7 | 25.6 | 18.9 | 15.6 | 0 | 17.8 | 3.3 | 26.7 | 8.3 | 13.9 | 11.1 | 7.8 | -6.1 | 13.3 | 7.2 | 28.7 | 7.9 | 13.7 | 1 | 15 | -1.4
9 | -4 | 4.4 | -6.1 | 18.4 | 13.1 | 16.1 | 9.1 | 13.3 | -1.6 | 28.1 | 0 | 12 | 1 | 20.6 | 6.7 | 14.4 | 11.1 | 21.7 | 7.2 | 16.1 | 8.3 | 11.1 | 7.8 | 13.3 | -0.6 | 15.7 | -9.7 | 22 | 19 | 24.4 | 1.7 | 25 | 13.9 | 25.6 | 20 | 20.6 | 9.4 | 18.9 | 7.2 | 21.1 | 12.2 | 15 | 1.9 | 19.4 | 1.7 | 15 | 2.2 | 20.6 | 10.6 | 23.3 | 7.8 | 18.9 | 16.1 | 24.4 | 21.1 | 22.2 | 9.4 | 6.7 | 3.3 | 17 | 2 | 2.8 | 2.8 | 14.4 | 5.6 | 8.9 | 2.2 | 3.3 | 2.8 | 8.9 | -4.4 | 11.1 | -7.2 | 15 | 11.7 | 18.3 | 5 | 29.3 | 17.2 | 28.3 | 19.3 | 18.3 | 14.4 | 11.6 | -0.8 | 13.9 | -0.6 | 17.2 | 5 | 12.2 | 3.3 | 20 | 7.2 | 20.6 | 4.4 | 16.7 | 15.6 | 12.8 | -0.1 | 5 | -1.7 | 29.4 | -2.8 | 13.9 | -2.2 | 10 | -5.6 | 13.9 | 6.1 | 22.8 | 12.8 | 17.2 | 0 | 16.1 | -1.1 | 20.9 | 7.9 | 6 | 3 | 10.6 | -1.1 | 7.8 | 5 | 18.3 | 16.1 | 10.6 | 5.6 | 17 | 1 | 18.9 | 8.9 | 17.8 | 5.6 | 15.4 | 4.8 | 21.1 | 12.2 | 13.3 | 10.6 | 21.1 | 8.9 | 23.9 | 18.9 | 26.1 | -1.7 | 22.2 | 17.2 | 25 | 19.4 | 24.8 | 19.6 | 13.3 | 3.9 | 16.1 | 3.3 | 25 | 8.9 | 13.3 | 10.6 | 6.7 | -5.6 | 12.2 | 6.7 | 28.3 | 7.8 | 11.9 | 1.2 | 12.8 | -1.3
7 | -5 | 3.9 | -4.4 | 16.1 | 12.7 | 15 | 8.7 | 11.1 | -1.7 | 26.1 | -0.6 | 11 | 3 | 18.9 | 8.3 | 14.4 | 11.7 | 20.6 | 7.3 | 13.9 | 8.9 | 10.9 | 7.8 | 11.1 | 2.2 | 13.3 | -12.2 | 22 | 19 | 16.7 | 13.3 | 25 | 16.1 | 24.3 | 19.2 | 17.2 | 9.4 | 17.8 | 7.2 | 21.1 | 12.2 | 13.4 | 1.7 | 18.3 | 1.1 | 15 | 1.1 | 19.4 | 12.2 | 21.1 | 11.7 | 18.9 | 16.2 | 22.8 | 21.7 | 20.6 | 11.1 | 6.7 | 3.3 | 15 | 1 | 2.8 | 2.8 | 13.9 | 5.8 | 8.3 | 1.7 | 2.9 | 2.5 | 7.2 | -3.7 | 9.4 | -6.1 | 15 | 10.6 | 17.8 | 4.4 | 28 | 18.7 | 27.2 | 20.1 | 15.6 | 13.9 | 9.4 | -1.7 | 10.6 | 1.7 | 15.6 | 3.9 | 11.5 | 5 | 18.9 | 6.1 | 18.9 | 4.4 | 15.6 | 15.6 | 11.7 | 0 | 3.9 | -1.3 | 27.8 | -4.4 | 12.8 | -1.1 | 8.5 | -4.7 | 13.7 | 6.6 | 21.7 | 13.9 | 13.9 | 2.2 | 15 | 0.6 | 18 | 8.6 | 6 | 3 | 8.9 | -0.6 | 6.7 | 3.9 | 17.2 | 16.1 | 10.6 | 6.1 | 16 | 1 | 17.8 | 10.6 | 14.4 | 6.7 | 13.5 | 3.9 | 18.7 | 11.3 | 12.8 | 10 | 19.4 | 8.3 | 23.9 | 18.9 | 22.8 | -1.7 | 21.7 | 17.8 | 23.3 | 20 | 24.1 | 20 | 11.1 | 2.8 | 12.2 | 4.4 | 24.4 | 10.6 | 12.8 | 10.6 | 4.4 | -5 | 11.7 | 7.2 | 27 | 8 | 10 | 1.1 | 10.6 | -1.7
3 | -4 | 2.8 | -4.4 | 13.9 | 12.2 | 13.9 | 8.3 | 8.3 | -1.3 | 25.2 | -1.4 | 10 | 3 | 17.3 | 9 | 14.4 | 11.1 | 19.4 | 7.5 | 13.3 | 8.9 | 10.8 | 7.9 | 8.3 | 5 | 12.2 | -10.2 | 22 | 18 | 16.7 | 11.1 | 24.4 | 17.2 | 23 | 18.6 | 16.7 | 9.4 | 16.7 | 7.2 | 21.1 | 12.8 | 11.7 | 1.7 | 14.4 | 1.7 | 11.7 | 2.2 | 18.3 | 12.2 | 18.3 | 11.1 | 18.9 | 16.2 | 22.2 | 21.7 | 20 | 11.7 | 7.2 | 3.3 | 12 | 5 | 2.8 | 2.8 | 13.3 | 6 | 7.8 | 1.1 | 2.6 | 2.5 | 5.6 | -4 | 8.3 | -5.6 | 15 | 10 | 16.7 | 3.9 | 26.7 | 19.4 | 26.1 | 20.6 | 14.4 | 12.8 | 7.7 | -1.6 | 8.9 | 1.1 | 12.8 | 5.6 | 10.7 | 6.3 | 17.2 | 6.1 | 16.1 | 5 | 15.6 | 13.3 | 10.8 | 0.8 | 2.8 | -1.4 | 27.2 | -4.4 | 11.1 | -1.1 | 7.1 | -4.7 | 13.5 | 7.1 | 20.5 | 14.9 | 12.2 | 1.7 | 13.9 | -1.1 | 15 | 8.3 | 5 | 3 | 8.3 | -1.1 | 6.7 | 3.9 | 16.7 | 15.6 | 9.4 | 6.1 | 14 | 2 | 16.1 | 10.6 | 13.9 | 6.1 | 11.7 | 2.8 | 16.3 | 10.2 | 12.8 | 10 | 17.8 | 7.2 | 23.3 | 19.4 | 21.1 | -2.2 | 21.1 | 17.8 | 23.3 | 20 | 23.3 | 20.6 | 9.4 | 1.1 | 11.1 | 5 | 23.3 | 11.1 | 12.2 | 10 | 3.9 | -3.9 | 11.7 | 7.2 | 25.7 | 8.3 | 8.7 | 1.4 | 9.5 | -1.6
2 | -2 | 0.6 | -4.4 | 12.8 | 11.4 | 12.6 | 7.7 | 5.6 | -1.8 | 24.2 | -1.4 | 8 | 2 | 15.6 | 9.4 | 13.9 | 11.1 | 18.3 | 7.2 | 12.8 | 8.9 | 10.6 | 7.8 | 8.9 | 5 | 11.1 | -9.8 | 23 | 19 | 17.2 | 5.6 | 24.4 | 16.7 | 21.7 | 17.8 | 15 | 10 | 16.1 | 7.8 | 20.6 | 12.8 | 10.4 | 2 | 13.3 | 0.6 | 12.8 | 1.7 | 17.2 | 12.8 | 17.2 | 11.1 | 18.9 | 16.1 | 21.7 | 21.1 | 19.4 | 11.1 | 6.7 | 3.3 | 11 | 6 | 2.8 | 2.8 | 12.8 | 6.1 | 7.2 | 0.6 | 2.2 | 2.2 | 3.9 | -5 | 7.8 | -5 | 14.4 | 9.4 | 15.6 | 4.4 | 26.3 | 19.5 | 25.5 | 20.8 | 14.4 | 13.3 | 6.1 | -2 | 6.7 | 0.6 | 11.7 | 5 | 10 | 7.2 | 16.7 | 6.1 | 15.6 | 5 | 14.4 | 12.2 | 9.8 | 1.2 | 1.7 | -1.7 | 26.1 | -5 | 10.6 | -2.8 | 5.6 | -5.6 | 13.3 | 7.2 | 19.4 | 15.6 | 11.7 | 1.7 | 12.2 | -0.6 | 14.3 | 8.3 | 4 | 3 | 7.8 | -0.6 | 5.6 | 3.9 | 15.6 | 14.4 | 9.4 | 6.1 | 14 | 2 | 15.6 | 11.1 | 13.9 | 6.1 | 10.9 | 3.5 | 13.9 | 8.9 | 13.3 | 10.6 | 17.8 | 7.2 | 22.8 | 19.4 | 20 | -1.7 | 20 | 17.8 | 23.3 | 20.6 | 22.9 | 20.6 | 8.3 | 3.3 | 8.9 | 5 | 21.1 | 10.6 | 11.7 | 10 | 1.7 | -3.9 | 11.1 | 7.2 | 24.4 | 8.3 | 7.4 | 1.7 | 8.3 | -2.1
1 | -3 | 0.6 | -5 | 11.7 | 10.5 | 11.3 | 6.9 | 2.8 | -2.8 | 23.3 | -2.2 | 8 | 1 | 14.1 | 9 | 13.3 | 11.1 | 17.4 | 6.6 | 12.2 | 8.9 | 10.5 | 7.6 | 5.6 | 2.8 | 10 | -11.1 | 23 | 19 | 16.7 | 5.6 | 24.4 | 16.7 | 21.1 | 17.5 | 14.4 | 9.4 | 16.1 | 8.3 | 20.6 | 12.8 | 9.1 | 2.2 | 12.2 | 0 | 10.6 | 2.8 | 16.1 | 12.8 | 16.7 | 12.8 | 18.3 | 15.8 | 21.7 | 21.1 | 17.8 | 11.7 | 6.1 | 3.3 | 9 | 6 | 2.6 | 2.6 | 12.4 | 6.3 | 6.7 | 0.6 | 2.4 | 2.3 | 2 | -3.8 | 7.8 | -2.8 | 13.9 | 10 | 15 | 4.4 | 26 | 19.7 | 25 | 21.1 | 13.9 | 12.8 | 4.4 | -2.8 | 6.7 | 0.6 | 9.4 | 5.6 | 10.9 | 7.4 | 16.7 | 7.2 | 15.6 | 6.1 | 13.9 | 12.2 | 8.9 | 1.7 | 0.8 | -1.7 | 25.6 | -5 | 10 | -2.2 | 5.8 | -5.1 | 13.3 | 6.9 | 19.6 | 15.3 | 11.1 | 0.6 | 12.2 | -0.6 | 13.5 | 8.2 | 4 | 3 | 6.7 | 0.6 | 5.6 | 3.9 | 14.4 | 13.9 | 9.4 | 6.1 | 13 | 1 | 15 | 11.1 | 14.4 | 6.1 | 10.2 | 3.7 | 12.6 | 8.9 | 12.8 | 10.6 | 17.2 | 7.2 | 22.8 | 19.4 | 18.3 | -1.7 | 20 | 17.2 | 23.3 | 20.6 | 22.6 | 21.1 | 8.3 | 3.9 | 8.9 | 4.4 | 20.6 | 11.7 | 11.7 | 10 | 0.6 | -4.4 | 11.1 | 7.8 | 22.9 | 9.4 | 6.1 | 1.7 | 7.2 | -2.8
1 | -3 | 0.6 | -6.7 | 10.6 | 9.4 | 10 | 6.1 | 2.1 | -2.5 | 21.3 | -0.1 | 7 | 2 | 12.6 | 8.5 | 12.8 | 11.1 | 16.5 | 6.1 | 12.8 | 8.9 | 10.4 | 7.4 | 1.7 | 0.6 | 8.9 | -9.4 | 22 | 19 | 16.1 | 5.6 | 23.9 | 16.1 | 20.6 | 17.4 | 13.3 | 10 | 15 | 8.9 | 20.6 | 12.8 | 7.8 | 2.2 | 13.3 | 0.6 | 11.7 | 3.3 | 15.6 | 12.8 | 16.7 | 13.3 | 17.8 | 15.5 | 21.1 | 21.1 | 16.1 | 11.7 | 6.1 | 3.3 | 7 | 5 | 2.4 | 2.4 | 12.1 | 6.2 | 6.7 | 0.6 | 2.6 | 2.2 | 0.2 | -3.8 | 6.7 | -2.8 | 12.8 | 10 | 12.2 | 6.1 | 25.6 | 19.4 | 24.4 | 21.1 | 13.9 | 12.2 | 3.9 | -2.4 | 3.9 | 0 | 8.3 | 6.7 | 11.9 | 7.8 | 15.6 | 7.2 | 15 | 7.8 | 13.3 | 12.2 | 8.5 | 1.2 | -0.2 | -2 | 23.3 | -2.8 | 8.9 | -3.3 | 5.9 | -5.9 | 13.3 | 6.7 | 19.8 | 15.3 | 12.2 | -1.1 | 12.8 | -2.8 | 12.8 | 7.8 | 4 | 3 | 5.6 | 0.6 | 5.6 | 4.4 | 13.9 | 13.9 | 10 | 6.7 | 13 | 0 | 14.4 | 11.7 | 13.9 | 6.7 | 9.4 | 3.9 | 11.3 | 8.6 | 12.8 | 10.6 | 15 | 8.9 | 23.3 | 20 | 17.8 | -2.8 | 20 | 17.2 | 23.3 | 20.6 | 22.2 | 21.1 | 6.7 | 3.3 | 7.2 | 5 | 17.2 | 14.4 | 12.2 | 10.6 | 1.1 | -3.9 | 11.1 | 7.8 | 21.5 | 9.8 | 6.3 | 1.6 | 6.3 | -2.7
0 | -3 | 0 | -6.7 | 10 | 8.8 | 9.6 | 6 | 1.3 | -2.8 | 19.2 | 0.7 | 6 | 2 | 11.1 | 7.8 | 12.2 | 10 | 15.6 | 5 | 12.2 | 8.9 | 10.3 | 7.2 | 2.2 | 0.6 | 7.8 | -9.4 | 23 | 19 | 15 | 6.1 | 23.9 | 14.4 | 20 | 17.2 | 12.2 | 10 | 15 | 8.9 | 20.6 | 13.3 | 7.1 | 2.2 | 12.8 | 0 | 12.8 | 1.1 | 14.4 | 12.8 | 16.1 | 13.9 | 17.2 | 15 | 20 | 20 | 14.4 | 12.2 | 6.1 | 3.9 | 6 | 6 | 2.2 | 1.4 | 11.7 | 6.1 | 6.7 | 1.1 | 2.8 | 2.2 | -1.7 | -4.4 | 5 | -2.8 | 12.8 | 10 | 11.7 | 6.1 | 25.2 | 19.6 | 24 | 20.9 | 13.3 | 12.2 | 3.3 | -2.3 | 3.9 | 0 | 8.9 | 7.2 | 12.8 | 7.8 | 15 | 7.8 | 13.9 | 8.9 | 13.3 | 12.2 | 8.2 | 0.9 | -1.1 | -2.8 | 22.8 | -1.7 | 5 | -3.3 | 6.1 | -7.2 | 13.3 | 6.1 | 20 | 15 | 13.3 | -1.7 | 12.8 | -1.7 | 12.6 | 8.5 | 4 | 3 | 6.1 | 0 | 5.6 | 4.4 | 13.3 | 13.3 | 10 | 6.7 | 12 | 1 | 14.4 | 11.1 | 13.3 | 7.2 | 9.2 | 4.4 | 10 | 8.3 | 12.2 | 10.6 | 16.7 | 7.8 | 22.8 | 20 | 17.2 | -2.2 | 20 | 16.7 | 23.3 | 20.6 | 22.2 | 21.4 | 7.8 | 2.8 | 5.6 | 3.9 | 17.8 | 13.9 | 11.7 | 10 | 1.1 | -2.8 | 10.6 | 7.8 | 20 | 10 | 6.5 | 1.8 | 5.3 | -3.1
-1 | -4 | -1.1 | -6.7 | 9.5 | 8 | 9.3 | 5.7 | 0.6 | -3.3 | 17.2 | 1.7 | 4 | 1 | 10.2 | 7.6 | 12.2 | 10 | 14.3 | 6.2 | 11.7 | 8.9 | 10.2 | 7 | 2.2 | 1.1 | 6.7 | -10.6 | 23 | 18 | 14.4 | 5.6 | 23.9 | 14.4 | 19.3 | 16.9 | 11.7 | 9.4 | 15 | 10 | 20.6 | 13.9 | 6.3 | 1.8 | 11.7 | -0.6 | 10.6 | 2.2 | 15 | 12.8 | 16.7 | 14.4 | 17 | 15 | 19.4 | 19.4 | 15 | 12.2 | 6.1 | 3.9 | 6 | 5 | 2 | 1.2 | 11.7 | 6.4 | 7.2 | 2.2 | 2.8 | 2.4 | -2.2 | -4.1 | 5.6 | -4.4 | 12.2 | 9.4 | 9.4 | 5 | 24.8 | 19.4 | 23.7 | 20.7 | 12.8 | 12.2 | 2.8 | -2.8 | 3.3 | -0.6 | 8.9 | 7.8 | 13.2 | 8.3 | 14.4 | 8.3 | 12.2 | 8.9 | 12.2 | 11.7 | 7.8 | 0.6 | -1.1 | -2.5 | 22.2 | 0.6 | 5.6 | -3.9 | 4.8 | -5.7 | 12.4 | 6.5 | 19.6 | 15.3 | 12.8 | -1.1 | 11.7 | -0.6 | 12.4 | 8.9 | 4 | 2 | 5.6 | 1.1 | 5.6 | 4.4 | 13.3 | 13.3 | 10 | 6.7 | 11 | 1 | 13.9 | 11.7 | 12.8 | 7.2 | 9.1 | 4.7 | 9.6 | 7.6 | 11.7 | 10 | 15.6 | 7.8 | 22.8 | 20 | 16.1 | -1.1 | 20.6 | 17.8 | 22.8 | 20 | 22.2 | 21.5 | 7.2 | 3.9 | 4.4 | 3.3 | 17.2 | 13.9 | 11.7 | 10 | 1.1 | -2.2 | 10 | 7.8 | 19.6 | 10.1 | 6.7 | 1.7 | 4.4 | -3.9
-2 | -5 | -1.7 | -6.1 | 8.9 | 7.2 | 8.9 | 5.6 | 1 | -2.7 | 17 | 0.6 | 4 | 1 | 9.2 | 7.5 | 12.2 | 10.6 | 13 | 6.8 | 10.6 | 7.8 | 10.2 | 6.9 | 3.3 | 1.7 | 6.7 | -8.6 | 23 | 18 | 13.3 | 5 | 23.3 | 14.4 | 18.5 | 16.5 | 11.7 | 9.4 | 14.4 | 10 | 20.6 | 13.9 | 5.6 | 1.7 | 11.1 | -1.1 | 11.1 | 3.3 | 15 | 12.8 | 16.7 | 14.4 | 16.9 | 15.1 | 20 | 20 | 14.4 | 12.2 | 6.1 | 3.9 | 8 | 2 | 1.9 | 0.9 | 11.7 | 6.6 | 7.2 | 2.2 | 2.8 | 2.7 | -2.8 | -4.2 | 5 | -4.4 | 11.7 | 10 | 8.9 | 5.6 | 24.4 | 19.4 | 23.3 | 20.6 | 15 | 11.1 | 2.4 | -2.6 | 4.4 | 1.1 | 10.6 | 8.9 | 13.5 | 8.6 | 13.9 | 7.8 | 10.6 | 8.9 | 12.2 | 11.1 | 6.9 | 0.8 | -1.1 | -2.5 | 21.7 | 1.7 | 7.2 | -6.1 | 3.5 | -5.3 | 11.5 | 6.7 | 19.3 | 15.4 | 13.3 | -0.6 | 11.1 | 1.1 | 12.2 | 9.4 | 4 | 1 | 5 | 0.6 | 5 | 3.9 | 12.8 | 12.8 | 10 | 7.2 | 10 | 1 | 12.2 | 10.6 | 12.8 | 8.3 | 8.9 | 5 | 9.3 | 6.9 | 11.7 | 10 | 15.6 | 8.9 | 22.2 | 19.4 | 17.2 | -1.1 | 20 | 17.2 | 22.2 | 20 | 22.2 | 21.7 | 5.6 | 3.3 | 3.9 | 3.3 | 16.7 | 12.2 | 11.7 | 9.4 | 3.3 | -2.2 | 10 | 7.2 | 19.3 | 10.3 | 6.1 | 1 | 3.9 | -3.6
-3 | -5 | -1.1 | -5.6 | 8.9 | 6.9 | 8.3 | 5.3 | 1.3 | -2.5 | 16.9 | 0.1 | 3 | 1 | 8.3 | 7.2 | 12.2 | 10.6 | 11.7 | 7.2 | 10.6 | 7.8 | 10.1 | 6.7 | 3.3 | 1.1 | 6.7 | -7.8 | 23 | 18 | 13.3 | 4.4 | 22.8 | 13.3 | 17.8 | 16.1 | 12.8 | 9.4 | 13.9 | 10 | 20 | 13.9 | 5.4 | 1.5 | 11.1 | -0.6 | 10.6 | 3.9 | 15 | 13.3 | 16.7 | 14.4 | 16.7 | 15 | 18.9 | 18.9 | 15 | 12.2 | 5.6 | 3.3 | 7 | 2 | 1.7 | 0.9 | 11.7 | 6.7 | 7.2 | 2.8 | 2.8 | 2.8 | -3.3 | -4.4 | 4.4 | -3.3 | 11.1 | 10 | 8.9 | 5.6 | 24.2 | 19.5 | 23.1 | 20.5 | 14.4 | 11.7 | 2.1 | -2.6 | 3.9 | 0.6 | 11.7 | 10 | 13.9 | 8.9 | 13.3 | 8.3 | 8.9 | 8.3 | 11.1 | 11.1 | 5.9 | 1 | -1.1 | -2.8 | 20.6 | 2.2 | 2.2 | -5 | 2.2 | -5.6 | 10.6 | 6.7 | 18.9 | 15.6 | 11.7 | 0 | 11.1 | 0 | 12.8 | 10.6 | 4 | 2 | 5 | 1.1 | 5 | 3.3 | 12.8 | 12.8 | 9.4 | 7.8 | 10 | 0 | 12.8 | 11.1 | 12.8 | 8.3 | 8.2 | 5.2 | 8.9 | 6.1 | 10.6 | 8.9 | 15 | 8.9 | 22.2 | 19.4 | 16.7 | -1.1 | 20 | 18.3 | 22.2 | 20 | 22 | 21.3 | 6.1 | 3.3 | 3.9 | 3.3 | 15.6 | 12.2 | 11.7 | 9.4 | 1.7 | -2.8 | 9.4 | 7.2 | 18.9 | 10 | 5.6 | 0.3 | 3.3 | -4.1
-2 | -3 | -2.8 | -5.6 | 8.9 | 6.5 | 7.8 | 5.3 | 1.7 | -2.8 | 16.7 | -1.1 | 4 | 1 | 8.9 | 7.2 | 12.8 | 11.1 | 12.6 | 7.1 | 11.7 | 8.3 | 10 | 6.5 | 3.9 | 1.7 | 6.7 | -8.3 | 22 | 18 | 12.2 | 4.4 | 22.8 | 13.3 | 18.2 | 16.4 | 13.3 | 9.4 | 13.9 | 10 | 20 | 13.3 | 5.2 | 1.3 | 11.7 | -0.6 | 7.8 | 3.3 | 14.4 | 13.3 | 16.1 | 13.3 | 16.9 | 15.6 | 18.9 | 18.9 | 17.2 | 14.4 | 5.6 | 3.3 | 7 | 1 | 1.7 | 0.6 | 13 | 7.5 | 7.2 | 3.3 | 3 | 2.9 | -2.4 | -4.3 | 3.9 | -2.2 | 10.6 | 9.4 | 7.8 | 5 | 24.1 | 19.4 | 23 | 20.5 | 16.1 | 11.1 | 1.7 | -3.3 | 3.9 | 0 | 11.1 | 9.4 | 14.3 | 7.8 | 12.8 | 7.8 | 8.3 | 8.3 | 10.6 | 10.6 | 5 | 1.1 | 0.2 | -1.8 | 20.6 | 2.2 | 3.3 | -5.6 | 3.7 | -4.6 | 11 | 5.8 | 19.1 | 15.8 | 11.7 | 1.1 | 11.1 | -1.1 | 13.3 | 11.7 | 3 | 1 | 5 | 1.1 | 3.9 | -2.8 | 12.8 | 12.8 | 9.4 | 8.3 | 9 | 0 | 15 | 12.2 | 12.2 | 8.3 | 7.4 | 5.1 | 9.1 | 6.6 | 9.4 | 8.9 | 12.8 | 10.6 | 22.8 | 20 | 12.2 | -1.7 | 20 | 17.8 | 21.7 | 20 | 21.9 | 21.1 | 5.6 | 2.2 | 3.9 | 3.3 | 10.6 | 7.8 | 11.7 | 9.4 | 1.1 | -1.7 | 9.4 | 7.2 | 19.1 | 10.4 | 5 | -0.6 | 2.8 | -5
-1 | -3 | -0.6 | -6.7 | 8.9 | 6.1 | 7.2 | 5 | 4.1 | -1.7 | 18.2 | -0.5 | 5 | 2 | 9.4 | 6.9 | 12.8 | 11.1 | 13.5 | 7.1 | 11.1 | 7.2 | 10 | 6.3 | 4.4 | 2.2 | 8 | -6.5 | 22 | 18 | 12.2 | 4.4 | 22.8 | 12.8 | 18.5 | 16.5 | 13.3 | 11.7 | 13.3 | 10.6 | 20 | 13.3 | 5 | 1.1 | 11.7 | -1.1 | 7.8 | 4.4 | 15 | 12.8 | 13.3 | 10.6 | 17 | 16.2 | 19.4 | 19.4 | 17.8 | 14.4 | 6.1 | 3.3 | 6 | 1 | 1.7 | 0.9 | 14.3 | 7.8 | 7.2 | 3.3 | 3.1 | 2.7 | -1.5 | -4.3 | 4.4 | -2.2 | 10 | 8.9 | 8.3 | 4.4 | 23.9 | 19.4 | 22.8 | 20.6 | 16.1 | 12.2 | 3.2 | -1.9 | 5 | 0.6 | 10 | 7.2 | 14.6 | 6.5 | 12.8 | 8.9 | 7.8 | 7.8 | 11.1 | 10 | 6.1 | 1.4 | 1.5 | -1.4 | 20.6 | 2.8 | 5.6 | -5 | 5.2 | -4.1 | 11.3 | 4.3 | 19.2 | 15.9 | 11.1 | 2.2 | 11.1 | -0.6 | 13.9 | 12.8 | 3 | 1 | 4.4 | 1.7 | 3.9 | 2.8 | 12.2 | 12.2 | 9.4 | 8.9 | 10 | 0 | 15 | 11.7 | 11.7 | 8.9 | 6.7 | 5 | 9.2 | 6.8 | 10.6 | 8.9 | 12.2 | 10.6 | 22.8 | 20 | 11.1 | -2.2 | 20 | 18.9 | 22.2 | 20.6 | 21.7 | 20.6 | 3.9 | 1.1 | 3.9 | 3.3 | 7.8 | 5.6 | 11.7 | 10 | 0.6 | -1.7 | 9.4 | 7.2 | 19.2 | 10.5 | 8.9 | 1.1 | 4.6 | -3.9
2 | -1 | -0.6 | -7.2 | 10.4 | 6.8 | 9.4 | 6.2 | 6.5 | -1 | 19.6 | 0.1 | 7 | 2 | 10 | 6.7 | 13.9 | 12.2 | 14.4 | 6.7 | 13.9 | 9.4 | 10 | 6.1 | 4.4 | 2.2 | 9.3 | -5.8 | 23 | 18 | 13.9 | 5 | 22.8 | 13.9 | 18.9 | 16.7 | 15 | 11.7 | 13.3 | 10.6 | 21.1 | 13.3 | 8.9 | 2.7 | 11.7 | -0.6 | 13.9 | 7.2 | 15 | 13.3 | 12.8 | 10 | 17.2 | 16.7 | 20.6 | 20.6 | 20 | 14.4 | 6.1 | 3.3 | 8 | 3 | 1.7 | 1.7 | 15.6 | 8.3 | 7.8 | 3.3 | 3.3 | 2.8 | -0.6 | -5 | 4.4 | -3.3 | 10 | 8.9 | 9.4 | 5 | 24.6 | 19.9 | 23.7 | 20.8 | 17.8 | 14.4 | 4.6 | -0.9 | 9.4 | 0 | 10 | 7.2 | 15 | 5 | 13.9 | 9.4 | 8.9 | 8.9 | 12.2 | 10.6 | 7.2 | 1.9 | 2.8 | -1.1 | 23.3 | 2.2 | 8.9 | -3.9 | 6.7 | -4.4 | 11.7 | 2.8 | 19.4 | 16.1 | 12.8 | 1.7 | 11.1 | 0 | 15.4 | 14.1 | 3 | 0 | 6.1 | 1.7 | 5.6 | 3.9 | 14.4 | 14.4 | 10 | 10 | 10 | 0 | 15.6 | 12.8 | 12.8 | 9.4 | 8.4 | 6 | 9.4 | 7.2 | 13.9 | 10 | 11.7 | 10.6 | 23.3 | 20.6 | 16.7 | -1.1 | 20 | 18.9 | 22.8 | 20 | 22.1 | 20.6 | 7.2 | 2.8 | 6.7 | 6.1 | 6.7 | 3.9 | 12.2 | 10 | 0.6 | -1.7 | 10 | 7.8 | 19.4 | 10.6 | 12.8 | 2.1 | 6.5 | -3.5
6 | -2 | -0.6 | -7.8 | 11.8 | 6.9 | 11.7 | 7.1 | 8.9 | -1.1 | 21.1 | 0.6 | 9 | 3 | 12.4 | 7.1 | 15.6 | 12.8 | 17.2 | 7.3 | 17.8 | 10.6 | 10.9 | 6.5 | 6.1 | 2.2 | 10.6 | -6.1 | 23 | 18 | 17.8 | 6.7 | 23.3 | 15 | 21.5 | 17.5 | 18.3 | 12.8 | 14.4 | 11.1 | 23.3 | 13.9 | 12.8 | 3.7 | 13.3 | -0.6 | 17.8 | 2.8 | 15.6 | 13.3 | 15 | 10 | 19.4 | 17.9 | 21.1 | 21.1 | 21.7 | 15 | 6.1 | 3.3 | 11 | 4 | 2.6 | 2 | 16.9 | 9.4 | 7.8 | 3.3 | 3.7 | 2.7 | 2.9 | -3.6 | 4.4 | -3.9 | 10 | 8.9 | 13.9 | 6.7 | 25.4 | 20.2 | 24.7 | 21 | 21.1 | 16.7 | 6.1 | 0 | 9.4 | -5.6 | 11.1 | 7.2 | 16.1 | 5.7 | 16.1 | 10 | 12.8 | 10 | 12.8 | 10.6 | 8.3 | 2.2 | 5.9 | -0.1 | 25 | 1.7 | 10.6 | -2.8 | 8.7 | -3.7 | 13.2 | 3 | 20.7 | 16.1 | 13.9 | 3.9 | 12.2 | 0.6 | 16.8 | 15.4 | 3 | 0 | 8.3 | 1.1 | 7.2 | 3.9 | 16.7 | 15.6 | 10.6 | 10 | 12 | 0 | 19.4 | 13.3 | 14.4 | 10 | 10 | 6.9 | 10.5 | 7.4 | 17.2 | 10.6 | 12.2 | 11.1 | 25 | 20.6 | 22.8 | 0 | 20 | 18.9 | 23.9 | 20.6 | 22.4 | 20.1 | 11.7 | 4.4 | 11.1 | 7.2 | 5.6 | 3.3 | 13.3 | 10.6 | 3.9 | -1.1 | 10 | 6.7 | 21.6 | 11.4 | 16.7 | 2.2 | 8.3 | -3.9
7 | -2 | 0.6 | -7.8 | 13.3 | 7.2 | 13.9 | 7.8 | 10 | -0.4 | 23.7 | 1.3 | 11 | 4 | 14.8 | 7.1 | 15 | 12.2 | 20 | 7.7 | 20 | 8.9 | 11.9 | 6.6 | 6.1 | 2.2 | 13.2 | -4.8 | 23 | 18 | 21.1 | 7.2 | 25 | 15 | 24.1 | 18.1 | 21.1 | 12.8 | 17.2 | 11.7 | 23.9 | 13.3 | 16.7 | 3.9 | 15.6 | 0.6 | 19.4 | 1.7 | 15.6 | 13.9 | 17.8 | 10 | 21.7 | 19.1 | 23.9 | 20.6 | 23.3 | 13.9 | 7.2 | 3.3 | 14 | 6 | 3.5 | 2.5 | 18.1 | 10.3 | 8.3 | 3.9 | 4 | 2.4 | 6.5 | -3.3 | 5 | -3.3 | 10.6 | 8.9 | 16.7 | 7.2 | 26.1 | 20.6 | 25.6 | 21.1 | 19.4 | 17.8 | 8.7 | 0.4 | 9.4 | -2.2 | 11.7 | 3.9 | 17.2 | 6.7 | 17.2 | 10 | 15.6 | 10.6 | 13.9 | 11.1 | 10.7 | 1.8 | 9.1 | 0 | 25.6 | 2.8 | 12.8 | -5 | 10.8 | -3.9 | 14.6 | 2.5 | 22 | 16.3 | 15.6 | 5 | 14.4 | 1.1 | 18.3 | 16.7 | 4 | 0 | 9.4 | -0.6 | 8.9 | 4.4 | 19.4 | 15.6 | 11.7 | 11.1 | 14 | 0 | 21.1 | 12.8 | 13.9 | 10.6 | 11.7 | 7.8 | 11.7 | 7.8 | 19.4 | 11.7 | 12.2 | 11.7 | 25.6 | 20 | 23.9 | 0.6 | 21.1 | 20 | 25.6 | 20.6 | 22.8 | 20 | 12.8 | 5 | 14.4 | 7.8 | 5 | 2.8 | 15 | 11.7 | 5.6 | -2.8 | 10 | 7.2 | 23.9 | 11.9 | 17.4 | 1.8 | 10.3 | -2.7
9 | -2 | 1.7 | -8.3 | 15.2 | 7.3 | 14.5 | 7.8 | 11.1 | 0.2 | 26.3 | 1.6 | 12 | 3 | 17.2 | 6.7 | 15.6 | 12.2 | 22.8 | 7.2 | 21.1 | 9.4 | 12.8 | 6.7 | 6.7 | 2.8 | 15.7 | -4.7 | 24 | 18 | 21.7 | 6.1 | 25 | 15 | 26.7 | 18.3 | 22.8 | 8.9 | 18.9 | 12.2 | 25 | 13.3 | 18.2 | 4 | 17.2 | 0 | 21.1 | 2.8 | 15.6 | 14.4 | 18.9 | 10 | 23.9 | 20 | 25.6 | 20.6 | 23.3 | 11.7 | 7.8 | 3.3 | 17 | 4 | 4.4 | 2.8 | 19.4 | 11.1 | 8.9 | 3.9 | 4.4 | 2.2 | 10 | -4.4 | 6.1 | -3.3 | 10.6 | 9.4 | 18.3 | 4.4 | 26.7 | 20.8 | 27.3 | 21.6 | 22.8 | 18.9 | 11.3 | 0.7 | 10.6 | -1.7 | 12.2 | 3.9 | 18.3 | 7.2 | 20 | 10 | 19.4 | 9.4 | 14.4 | 10 | 13.2 | 0.6 | 12.2 | -0.6 | 26.7 | 1.7 | 14.4 | -7.2 | 12.8 | -5 | 16.1 | 2.2 | 23.3 | 16.1 | 16.7 | 8.9 | 16.7 | 1.7 | 19.8 | 16.5 | 6 | 0 | 9.4 | -0.6 | 8.9 | 2.2 | 22.2 | 16.1 | 13.3 | 11.7 | 15 | 0 | 23.3 | 12.8 | 15.6 | 11.7 | 13.5 | 8.6 | 12.8 | 7.8 | 21.1 | 12.2 | 13.9 | 12.2 | 26.1 | 20.6 | 25 | 0.6 | 21.7 | 20 | 28.3 | 20 | 23.7 | 19.9 | 13.9 | 4.4 | 17.2 | 8.3 | 4.4 | 2.2 | 16.7 | 11.1 | 6.1 | -4.4 | 10.6 | 7.8 | 26.1 | 12.2 | 18.2 | 0.8 | 12.4 | -2.3
11 | -3 | 1.7 | -6.7 | 17 | 6.5 | 15 | 7.6 | 12.2 | 0.6 | 28.9 | 2.2 | 12 | 3 | 18.9 | 7.1 | 15 | 11.1 | 24.5 | 7.2 | 22.2 | 10 | 13.3 | 6.9 | 6.7 | 2.8 | 18.3 | -6.1 | 24 | 19 | 22.8 | 5.6 | 26.1 | 15.6 | 27.2 | 18 | 23.9 | 7.8 | 21.1 | 12.2 | 25.6 | 13.3 | 19.6 | 3.3 | 18.9 | 0.6 | 21.1 | 1.7 | 15.6 | 15 | 20 | 10 | 24.8 | 20.5 | 26.7 | 20 | 23.3 | 11.7 | 7.2 | 3.9 | 18 | 2 | 5.3 | 2.7 | 22.2 | 12.5 | 9.4 | 4.4 | 4.4 | 2.1 | 11.5 | -3.7 | 6.7 | -3.3 | 10.6 | 9.4 | 18.9 | 2.2 | 27.2 | 20.6 | 28.9 | 21.7 | 25 | 19.4 | 13.9 | 0 | 11.7 | -1.1 | 13.3 | 4.4 | 18.5 | 6.4 | 21.1 | 10 | 21.1 | 9.4 | 13.9 | 9.4 | 15.6 | -1.7 | 13.1 | -1.4 | 28.3 | 1.1 | 15.6 | -8.9 | 13.7 | -4.4 | 16.8 | 2.4 | 23.5 | 15.6 | 17.8 | 9.4 | 17.2 | 2.2 | 21.3 | 15.9 | 7 | -1 | 11.7 | -1.7 | 9.4 | 2.2 | 25 | 15.6 | 16.1 | 12.8 | 16 | 0 | 24.4 | 11.1 | 16.1 | 11.1 | 15.4 | 9.6 | 14.1 | 8.1 | 23.9 | 9.4 | 13.9 | 11.1 | 26.1 | 20.6 | 25.6 | 0.6 | 22.2 | 20 | 29.4 | 20.6 | 24.7 | 19.8 | 15 | 5 | 20 | 6.7 | 4.4 | 2.2 | 18.3 | 12.2 | 7.8 | -6.1 | 11.7 | 8.9 | 27 | 11.9 | 18.9 | 0 | 14.4 | -2.2
11 | -3 | 1.1 | -6.7 | 18.9 | 5.6 | 15.6 | 7.2 | 12.4 | -0.1 | 29.8 | 1.3 | 13 | 2 | 20.5 | 7.2 | 16.7 | 11.1 | 26.1 | 6.7 | 23.9 | 6.7 | 13.9 | 6.8 | 6.7 | 2.8 | 20.2 | -5.7 | 25 | 18 | 22.2 | 5 | 26.7 | 15 | 27.8 | 17.7 | 24.4 | 11.1 | 21.7 | 12.2 | 27.2 | 13.9 | 21.1 | 2.8 | 21.1 | 0 | 13.9 | 4.4 | 16.1 | 15.6 | 21.7 | 8.9 | 25.8 | 20.8 | 27.8 | 20 | 23.9 | 12.2 | 7.2 | 3.3 | 19 | 2 | 6.3 | 2.6 | 25 | 13.6 | 9.4 | 4.4 | 4.4 | 1.8 | 12.9 | -3.8 | 6.7 | -3.3 | 10.6 | 9.4 | 19.4 | 0.6 | 27.8 | 20.6 | 30.6 | 21.7 | 28.3 | 20.6 | 14.5 | -1 | 13.3 | 0.6 | 14.4 | 4.4 | 18.7 | 5.2 | 22.2 | 10.6 | 25 | 6.7 | 12.8 | 11.1 | 16.7 | -1.7 | 14.1 | -3.2 | 28.9 | 1.7 | 18.3 | -12.8 | 14.7 | -4.1 | 17.6 | 2.4 | 23.7 | 15.2 | 17.8 | 10.6 | 18.9 | 2.8 | 22.8 | 15 | 8 | 0 | 13.9 | -1.1 | 10 | 2.2 | 26.7 | 11.7 | 17.2 | 13.9 | 17 | 1 | 25.6 | 10.6 | 19.4 | 10 | 17.2 | 10 | 15.4 | 8 | 25.6 | 10 | 14.4 | 11.7 | 26.7 | 20 | 27.2 | 0.6 | 22.8 | 20.6 | 31.1 | 20 | 25.6 | 19.4 | 15.6 | 4.4 | 21.7 | 6.7 | 4.4 | 2.8 | 19.4 | 13.3 | 8.9 | -6.1 | 11.7 | 8.9 | 28 | 11.6 | 19.5 | 0 | 16.1 | -3
11 | -3 | 1.1 | -5.6 | 19.5 | 5.6 | 16.5 | 8 | 12.6 | -0.6 | 30.8 | 0.2 | 14 | 3 | 22.2 | 7.2 | 16.7 | 11.7 | 27.8 | 6.1 | 24.4 | 9.4 | 14.4 | 6.7 | 6.7 | 3.3 | 22 | -5.9 | 25 | 19 | 22.2 | 5.6 | 26.7 | 15 | 28.3 | 17.2 | 25 | 12.2 | 21.7 | 11.1 | 27.2 | 12.8 | 21.8 | 2.5 | 23.3 | -1.1 | 11.7 | 3.3 | 17.2 | 16.1 | 22.8 | 9.4 | 26.7 | 21.1 | 27.8 | 20 | 22.8 | 11.7 | 6.7 | 3.3 | 21 | 3 | 7.2 | 2.2 | 27.8 | 14.4 | 10 | 5 | 4.4 | 1.7 | 14.4 | -4.4 | 6.7 | -3.9 | 10.6 | 9.4 | 21.1 | -0.6 | 27.6 | 20.2 | 30.4 | 21.2 | 30 | 20.6 | 15 | -2.1 | 14.4 | -2.2 | 15.6 | 6.1 | 18.9 | 3.9 | 22.8 | 10 | 26.7 | 3.9 | 12.2 | 11.1 | 17.8 | -2.7 | 15 | -6.1 | 30 | 1.7 | 18.9 | -10.6 | 15.6 | -5 | 18.3 | 2.8 | 23.9 | 14.4 | 16.7 | 10 | 18.9 | 2.8 | 23.5 | 15.1 | 9 | 0 | 13.3 | -3.9 | 11.7 | 1.7 | 26.7 | 12.2 | 17.2 | 13.9 | 17 | 0 | 25 | 11.7 | 12.2 | 9.4 | 17.4 | 10.1 | 16.7 | 7.8 | 26.7 | 11.1 | 16.1 | 11.1 | 27.2 | 19.4 | 27.8 | 0 | 22.8 | 20.6 | 31.7 | 20 | 26.1 | 19.3 | 16.7 | 3.3 | 22.8 | 4.4 | 5 | 2.8 | 20.6 | 13.3 | 8.9 | -7.8 | 10.6 | 7.8 | 28.9 | 11.1 | 20 | -0.1 | 17.7 | -4.3
12 | -5 | 1.1 | -1.1 | 20 | 4.9 | 17.4 | 8.3 | 12.8 | -1.7 | 31.7 | -1.1 | 14 | 2 | 23.1 | 7.3 | 16.7 | 10.6 | 28 | 6.2 | 24.4 | 8.9 | 14 | 6.9 | 7.2 | 3.9 | 23.9 | -8.3 | 25 | 19 | 22.2 | 5.6 | 26.1 | 15 | 26.6 | 18 | 26.1 | 12.8 | 22.8 | 11.7 | 27.8 | 12.8 | 22.6 | 2.1 | 25 | -2.8 | 11.7 | 3.3 | 17.8 | 16.7 | 24.4 | 7.8 | 27.4 | 21 | 27.8 | 20 | 21.7 | 12.2 | 6.7 | 3.3 | 21 | 0 | 7.4 | 1.7 | 24.8 | 14 | 11.1 | 5.6 | 5.2 | 2 | 14.6 | -3.7 | 7.2 | -4.4 | 10 | 8.9 | 22.2 | 1.7 | 27.4 | 20 | 30.2 | 20.5 | 30.6 | 20 | 15.6 | -4.4 | 15 | -1.7 | 17.2 | 6.1 | 18.9 | 1.4 | 23.3 | 9.4 | 26.7 | 2.8 | 11.7 | 11.7 | 18.9 | -3.9 | 14.6 | -4.6 | 30.6 | 2.2 | 19.4 | -9.4 | 15.8 | -4.7 | 18.9 | 2.3 | 22.8 | 14.4 | 13.9 | 12.2 | 20 | 3.9 | 24.3 | 14.7 | 10 | -2 | 14.4 | -2.8 | 8.9 | 4.4 | 27.8 | 13.3 | 17.2 | 14.4 | 18 | 0 | 23.9 | 12.2 | 16.1 | 12.8 | 17.6 | 10.3 | 17.8 | 7 | 27.8 | 11.1 | 18.3 | 10.6 | 27.2 | 20 | 28.3 | -0.6 | 24.4 | 21.1 | 31.1 | 21.1 | 26.7 | 19.1 | 17.8 | 4.4 | 22.8 | 5 | 5 | 3.3 | 21.7 | 12.2 | 3.9 | -1.7 | 10 | 7.2 | 29.1 | 11.2 | 20.6 | 0 | 19.4 | -8.3
12 | -5 | 1.1 | -1.1 | 20.6 | 4.4 | 18.3 | 8.9 | 12.2 | -1.5 | 31.7 | -1 | 15 | 3 | 24.1 | 7.3 | 16.1 | 10.6 | 28.1 | 6.8 | 23.9 | 7.2 | 13.7 | 7.3 | 7.2 | 3.3 | 23.2 | -7.9 | 24 | 20 | 22.2 | 6.1 | 26.7 | 15.6 | 25 | 18.7 | 26.1 | 13.9 | 21.7 | 12.8 | 27.2 | 12.8 | 23.3 | 1.7 | 23.9 | -3.3 | 11.7 | 2.8 | 17.8 | 16.7 | 24.4 | 6.1 | 28.2 | 20.5 | 27.8 | 20 | 21.1 | 12.2 | 6.7 | 3.3 | 22 | -1 | 7.6 | 0.8 | 21.9 | 13.3 | 11.7 | 5.6 | 5.9 | 2.4 | 14.8 | -3.1 | 6.7 | -3.9 | 10 | 8.9 | 21.7 | 1.1 | 27.2 | 19.4 | 30 | 20 | 31.7 | 20 | 15.8 | -3.7 | 15 | -1.1 | 17.2 | 5 | 18.9 | -1.4 | 24.4 | 8.9 | 27.2 | 2.8 | 11.7 | 11.1 | 19.5 | -3.6 | 14.3 | -3.5 | 31.7 | 1.1 | 18.9 | -7.8 | 15.9 | -5.1 | 19.4 | 1.8 | 21.7 | 14.4 | 13.9 | 12.2 | 20 | 4.4 | 25 | 14.4 | 10 | -3 | 14.4 | -2.8 | 8.9 | 4.4 | 27.8 | 13.3 | 18.9 | 14.4 | 18 | -2 | 22.8 | 13.3 | 20 | 11.7 | 17.8 | 10 | 18.9 | 6.1 | 27.8 | 11.1 | 19.4 | 11.1 | 26.7 | 20.6 | 28.9 | -0.6 | 25 | 21.1 | 30.6 | 21.1 | 27.2 | 18.9 | 18.3 | 3.3 | 23.3 | 4.4 | 5.6 | 3.9 | 22.2 | 12.8 | 7.8 | -1.7 | 10 | 7.2 | 29.2 | 10.9 | 20.4 | -0.2 | 19 | -7.3
11 | -8 | 1.1 | -1.1 | 19.3 | 4.7 | 17.8 | 8.7 | 11.7 | -1.3 | 31.7 | -1 | 15 | 4 | 25 | 7.2 | 16.1 | 11.1 | 28.3 | 7.2 | 22.8 | 6.7 | 13.3 | 7.2 | 7.2 | 3.9 | 22.4 | -7.4 | 24 | 20 | 21.1 | 6.7 | 26.1 | 15.6 | 23.3 | 18.9 | 25.6 | 13.3 | 22.2 | 12.2 | 26.1 | 13.3 | 22.9 | 1.3 | 21.7 | -1.1 | 9.4 | 2.2 | 20.6 | 18.3 | 25 | 6.1 | 28.9 | 20 | 26.7 | 18.9 | 20.6 | 12.8 | 6.1 | 2.8 | 21 | 0 | 7.8 | 0 | 18.9 | 12.2 | 11.7 | 6.1 | 6.7 | 2.8 | 15 | -3.3 | 6.7 | -3.9 | 10.6 | 9.4 | 22.2 | 1.1 | 27.2 | 18 | 29.4 | 20.3 | 31.7 | 20 | 15.9 | -3.6 | 13.9 | 0 | 18.3 | 4.4 | 18.9 | -5.6 | 24.4 | 8.9 | 27.2 | 2.8 | 11.7 | 11.1 | 20 | -4.4 | 13.9 | -3.3 | 31.1 | 0.6 | 19.4 | -7.8 | 16.1 | -6.1 | 20 | 1.1 | 20.6 | 13.9 | 13.3 | 11.1 | 16.1 | 10.6 | 25.4 | 13.3 | 9 | 0 | 15 | -2.8 | 10 | 4.4 | 27.8 | 9.4 | 18.9 | 13.9 | 18 | 0 | 22.2 | 13.3 | 20 | 7.2 | 16.1 | 9.8 | 20 | 4.4 | 27.8 | 11.7 | 18.3 | 11.1 | 26.7 | 20.6 | 27.8 | -0.6 | 25.6 | 19.4 | 30 | 20.6 | 26.7 | 19.1 | 18.3 | 2.2 | 23.3 | 3.9 | 6.7 | 4.4 | 21.7 | 12.2 | 4.4 | 0 | 10 | 7.2 | 29.4 | 11.1 | 20.2 | 0.1 | 18.7 | -8.3
11 | -8 | 1.1 | -1.1 | 18 | 4.2 | 17.2 | 8.1 | 11.1 | -1.7 | 31.7 | -1.1 | 14 | 4 | 23.7 | 6.5 | 15.6 | 10.6 | 26.8 | 7.3 | 21.1 | 8.3 | 12.6 | 7.3 | 7.2 | 3.9 | 21.7 | -8.9 | 23 | 20 | 21.1 | 6.7 | 26.1 | 15 | 24.1 | 18.8 | 25.6 | 13.3 | 21.1 | 13.3 | 25 | 13.9 | 22.6 | 1 | 21.1 | 1.1 | 7.8 | 1.7 | 21.7 | 17.8 | 25 | 5 | 28.3 | 19.5 | 26.1 | 18.9 | 19.4 | 13.9 | 5.6 | 2.8 | 21 | 0 | 7.2 | 0 | 18.3 | 11.9 | 12.8 | 6.7 | 6.3 | 2.4 | 14.8 | -2.7 | 6.1 | -5 | 8.9 | 7.2 | 21.7 | 1.7 | 27.2 | 16.5 | 28.9 | 20.4 | 30.6 | 20 | 16.1 | -3.9 | 8.9 | 5.6 | 16.1 | 5 | 17.8 | -0.4 | 23.3 | 8.3 | 26.1 | 5.6 | 10.6 | 8.3 | 20.6 | -5 | 12.6 | -2.2 | 30.6 | 0 | 19.4 | -7.2 | 14.3 | -5.8 | 18.7 | 1.7 | 19.7 | 14.1 | 13.3 | 11.1 | 13.9 | 11.7 | 25.7 | 12.2 | 10 | 0 | 15 | -3.3 | 11.1 | 3.3 | 26.7 | 11.7 | 18.9 | 14.4 | 18 | 0 | 22.2 | 13.3 | 20 | 6.7 | 14.5 | 9.1 | 18.7 | 4.5 | 27.2 | 12.2 | 18.9 | 10.6 | 26.1 | 21.1 | 26.1 | -1.1 | 24.4 | 18.3 | 29.4 | 20.6 | 26.1 | 19.3 | 18.3 | 1.7 | 23.3 | 2.8 | 6.7 | 5 | 21.1 | 12.2 | 6.1 | 0 | 10 | 7.2 | 28.5 | 11.2 | 20 | 0 | 18.3 | -9.4
11 | -6 | 1.7 | -0.6 | 16.7 | 3.9 | 16.7 | 7.8 | 9.8 | -2.2 | 30 | -1.2 | 14 | 4 | 22.4 | 6.2 | 14.4 | 10 | 25.4 | 7.1 | 20 | 7.2 | 11.8 | 7.3 | 6.7 | 3.3 | 19.8 | -6 | 23 | 19 | 20 | 7.2 | 25.6 | 13.3 | 24.8 | 18.5 | 25 | 13.3 | 20.6 | 14.4 | 23.9 | 13.3 | 22.2 | 0.6 | 17.2 | 3.9 | 7.2 | 1.1 | 21.1 | 17.2 | 24.4 | 4.4 | 27.8 | 19.3 | 24.4 | 18.9 | 17.2 | 16.1 | 5 | 2.8 | 20 | 0 | 6.7 | 0.1 | 17.8 | 11.6 | 12.2 | 6.7 | 6 | 2.1 | 14.6 | -2.4 | 5 | -3.9 | 6.7 | 5 | 21.7 | 2.2 | 27.2 | 14.4 | 28.3 | 20.6 | 28.9 | 20.6 | 14.3 | -3.1 | 6.1 | 3.9 | 16.1 | 5 | 16.7 | 3.1 | 22.8 | 7.2 | 23.9 | 5 | 8.3 | 8.3 | 18.7 | -6.1 | 11.3 | -1.3 | 29.4 | -1.1 | 17.8 | -7.2 | 12.4 | -5.8 | 17.4 | 2.2 | 18.7 | 14 | 13.3 | 11.1 | 13.9 | 11.7 | 26.1 | 10.6 | 9 | -1 | 13.9 | -2.8 | 10.6 | 3.9 | 24.4 | 13.3 | 18.9 | 13.9 | 18 | 0 | 21.1 | 13.3 | 17.8 | 6.7 | 12.8 | 8.3 | 17.4 | 4 | 26.1 | 12.2 | 18.3 | 10.6 | 26.1 | 21.1 | 24.4 | -5 | 23.9 | 19.4 | 27.8 | 21.1 | 25.6 | 19.4 | 15.6 | 0.6 | 20.6 | 2.8 | 7.2 | 5.6 | 19.4 | 12.2 | 5 | 0 | 10 | 7.8 | 27.6 | 11.6 | 17.6 | 2 | 15.9 | -6.8
9 | -5 | 1.7 | 0 | 14.5 | 4.8 | 14.8 | 8.3 | 8.5 | -3 | 28.4 | -1.4 | 12 | 3 | 21.1 | 5.6 | 14.4 | 9.4 | 23.9 | 7.2 | 18.3 | 6.7 | 11.1 | 7.2 | 6.1 | 2.8 | 18 | -4.7 | 22 | 19 | 18.9 | 7.8 | 24.4 | 13.9 | 25.6 | 18.3 | 23.3 | 13.3 | 18.9 | 13.9 | 22.8 | 13.3 | 20.5 | 1.4 | 17.2 | 3.3 | 7.2 | -1.1 | 20 | 16.7 | 22.2 | 5.6 | 27.2 | 18.9 | 23.3 | 18.9 | 17.2 | 15.6 | 5 | 2.8 | 18 | 0 | 6.1 | 0 | 17.2 | 11.1 | 11.7 | 6.1 | 5.6 | 1.7 | 14.4 | -2.8 | 4.4 | -4.4 | 5.6 | 2.8 | 19.4 | 2.8 | 26.3 | 15.1 | 27.8 | 20.9 | 27.2 | 20 | 12.4 | -3.4 | 4.4 | 2.8 | 14.4 | 3.9 | 15.6 | 5 | 17.8 | 6.7 | 21.7 | 2.2 | 7.2 | 7.2 | 16.9 | -6.7 | 10 | -1.1 | 27.8 | -0.6 | 16.1 | -6.7 | 10.6 | -7.2 | 16.1 | 2.2 | 17.8 | 13.9 | 12.8 | 11.1 | 13.3 | 12.2 | 24.1 | 12.1 | 8 | -1 | 11.7 | -1.7 | 9.4 | 3.9 | 23.3 | 13.9 | 18.9 | 13.9 | 17 | 0 | 20.6 | 13.3 | 16.7 | 6.1 | 12.2 | 8.5 | 16.1 | 3.9 | 25 | 12.2 | 16.7 | 12.2 | 25 | 21.1 | 23.3 | -3.3 | 23.3 | 20.6 | 26.1 | 21.1 | 25 | 19.8 | 15 | 1.7 | 18.9 | 1.7 | 7.2 | 5.6 | 15.6 | 11.1 | 4.4 | 0 | 10 | 7.2 | 26.7 | 11.7 | 15.2 | 3 | 13.5 | -6.4
7 | -4 | 1.7 | 0 | 12.2 | 5.2 | 13 | 8.5 | 7.2 | -4.4 | 26.7 | -1.7 | 12 | 5 | 19.3 | 6.8 | 13.9 | 10 | 20.7 | 9.3 | 16.1 | 8.9 | 10.7 | 7.4 | 5.6 | 3.3 | 16.1 | -4.4 | 22 | 20 | 17.8 | 8.9 | 23.9 | 12.8 | 24.3 | 18.7 | 22.2 | 14.4 | 17.8 | 13.9 | 22.2 | 13.3 | 18.9 | 1.9 | 15.6 | 1.7 | 6.7 | -2.2 | 19.4 | 16.1 | 16.7 | 6.1 | 25.9 | 19.1 | 22.2 | 19.4 | 16.7 | 16.1 | 5 | 2.8 | 16 | 1 | 4.4 | 0.2 | 16.8 | 12.2 | 10.6 | 6.7 | 4.7 | 0.8 | 12.9 | -2.3 | 3.9 | -3.9 | 4.4 | 1.1 | 17.8 | 3.9 | 25.3 | 15.4 | 27.2 | 21 | 25.6 | 20 | 10.6 | -3.9 | 3.9 | 2.8 | 13.3 | 4.4 | 15.8 | 6.5 | 16.1 | 7.2 | 18.9 | 3.9 | 6.7 | 6.1 | 15 | -8.9 | 7.8 | -0.4 | 25 | -3.9 | 13.9 | -5.6 | 9.5 | -5.6 | 15.9 | 1.2 | 17.8 | 13.9 | 12.8 | 11.1 | 13.3 | 11.7 | 22 | 13.1 | 6 | -1 | 10.6 | -0.6 | 7.8 | 4.4 | 19.4 | 15 | 17.8 | 13.3 | 14 | 1 | 18.9 | 15 | 15.6 | 7.8 | 11.7 | 8.4 | 14.3 | 3.2 | 24.4 | 12.2 | 13.9 | 11.7 | 24.4 | 21.1 | 22.8 | -3.9 | 23.9 | 20 | 25.6 | 21.1 | 24.5 | 20.2 | 10.6 | 2.2 | 15.6 | 5.6 | 7.2 | 5.6 | 14.4 | 11.1 | 2.8 | -3.9 | 9.4 | 6.7 | 25.4 | 12 | 12.8 | 3.3 | 11.1 | -6.7
4 | -3 | 1.7 | -0.6 | 10 | 5 | 11.1 | 8.3 | 6.1 | -3.4 | 25.4 | -2.7 | 11 | 4 | 17.4 | 7.5 | 13.9 | 10 | 17.6 | 10 | 14.4 | 10 | 10.3 | 7.3 | 5.6 | 2.8 | 15 | -3.8 | 22 | 21 | 15 | 9.4 | 23.3 | 12.8 | 23 | 18.8 | 21.7 | 15.6 | 17.2 | 12.8 | 21.7 | 13.9 | 17.2 | 2.2 | 14.4 | 1.1 | 6.7 | -2.2 | 12.8 | 11.7 | 16.7 | 6.7 | 24.6 | 19.5 | 21.1 | 19.4 | 16.7 | 15 | 5 | 2.8 | 14 | 1 | 2.8 | 0.2 | 16.5 | 13.3 | 9.4 | 7.8 | 3.7 | -0.1 | 11.5 | -2 | 3.3 | -3.3 | 3.9 | 0.6 | 16.1 | 3.9 | 24.4 | 15.6 | 26.7 | 21.1 | 25 | 20 | 9.1 | -3.3 | 3.3 | 2.2 | 11.7 | 3.9 | 15.9 | 7.9 | 15 | 7.8 | 17.8 | 4.4 | 6.7 | 5.6 | 13.3 | -8.2 | 5.5 | -0.3 | 25 | -4.4 | 10 | -4.4 | 8.3 | -4.9 | 15.8 | 0.4 | 17.8 | 13.9 | 12.8 | 11.1 | 13.3 | 10.6 | 20 | 13.3 | 4 | -2 | 8.9 | -0.6 | 6.7 | 3.9 | 16.7 | 13.3 | 16.7 | 13.3 | 14 | 0 | 18.3 | 15 | 15 | 7.2 | 11.1 | 8.3 | 12.4 | 2.6 | 21.7 | 13.3 | 12.8 | 11.7 | 24.4 | 21.7 | 22.2 | -3.3 | 23.3 | 21.1 | 25.6 | 21.1 | 23.9 | 20.6 | 11.1 | 3.9 | 13.3 | 6.1 | 7.2 | 5 | 13.9 | 11.1 | 2.8 | -5.6 | 9.4 | 6.7 | 24.1 | 11.8 | 11.3 | 4.3 | 9.6 | -7.5
4 | -3 | 1.7 | -0.6 | 8.7 | 4.9 | 10.4 | 8 | 5 | -2.9 | 24.1 | -3.6 | 11 | 4 | 15.6 | 7.8 | 14.4 | 10.6 | 14.4 | 10 | 12.2 | 10 | 10.1 | 7 | 5.6 | 2.8 | 13.9 | -3.8 | 22 | 21 | 14.4 | 10 | 22.8 | 14.4 | 21.7 | 18.9 | 20.6 | 15.6 | 16.1 | 12.8 | 22.2 | 15 | 16.1 | 2.1 | 12.2 | 1.1 | 6.1 | -2.8 | 12.2 | 11.7 | 15.6 | 8.3 | 23.3 | 19.4 | 20.6 | 19.4 | 15.6 | 14.4 | 4.4 | 2.8 | 13 | 2 | 1.1 | 0 | 16.1 | 13.9 | 9.4 | 8.3 | 2.8 | -1.1 | 10 | -2.8 | 3.3 | -3.3 | 3.3 | -0.6 | 15 | 3.3 | 23.3 | 16.1 | 24.7 | 20 | 23.9 | 19.4 | 7.6 | -3.7 | 2.8 | 1.7 | 11.7 | 3.3 | 16.1 | 8.9 | 14.4 | 7.8 | 16.7 | 4.4 | 6.1 | 5 | 11.7 | -7.8 | 3.3 | -0.6 | 24.4 | -4.4 | 10 | -5 | 7.2 | -5 | 15.6 | -0.6 | 17.8 | 13.9 | 12.8 | 11.7 | 13.9 | 10 | 18.7 | 12.9 | 2 | -2 | 6.1 | 0 | 6.1 | 3.9 | 15 | 12.8 | 14.4 | 13.3 | 14 | -1 | 18.3 | 15 | 13.3 | 6.7 | 10.7 | 8.1 | 10.6 | 1.7 | 21.1 | 13.3 | 13.3 | 12.2 | 24.4 | 21.7 | 21.1 | -2.8 | 23.3 | 20 | 25 | 21.1 | 23.7 | 20.7 | 10 | 5.6 | 11.7 | 6.7 | 7.2 | 5 | 13.3 | 10.6 | 1.1 | -5 | 9.4 | 6.7 | 22.8 | 11.7 | 9.8 | 4.8 | 8.2 | -9
3 | -2 | 1.1 | -1.1 | 7.4 | 4.7 | 9.6 | 7.6 | 3.9 | -3.3 | 22.8 | -5 | 11 | 3 | 14.5 | 8.3 | 14.4 | 10 | 14.2 | 9.7 | 11.7 | 10 | 9.9 | 6.8 | 5.6 | 2.8 | 12.8 | -4.4 | 22 | 21 | 13.3 | 10.6 | 22.2 | 14.4 | 21.3 | 18.7 | 19.4 | 15.6 | 15.6 | 12.8 | 21.7 | 14.4 | 15 | 2.2 | 11.1 | 2.2 | 5.6 | -2.8 | 12.2 | 11.1 | 15.6 | 10 | 22.6 | 18.6 | 20 | 19.4 | 15 | 13.3 | 4.4 | 2.2 | 11 | 3 | 1.1 | 0.1 | 16.3 | 13.4 | 9.4 | 7.8 | 1.9 | -0.9 | 10 | -2.3 | 2.2 | -1.7 | 3.3 | -1.1 | 15 | 3.3 | 22.2 | 16.5 | 22.6 | 18.6 | 22.8 | 19.4 | 6.1 | -4.4 | 2.8 | 1.7 | 11.1 | 4.4 | 16.5 | 9.7 | 14.4 | 8.9 | 15 | 4.4 | 6.1 | 5 | 10 | -8.9 | 2.6 | -0.9 | 21.7 | -4.4 | 6.1 | -2.8 | 6.5 | -4.6 | 15.2 | -0.1 | 17.1 | 13.8 | 13.3 | 12.2 | 13.3 | 11.1 | 17.4 | 12.3 | 2 | -1 | 6.1 | -0.6 | 5 | 3.3 | 13.3 | 11.7 | 14.4 | 13.3 | 13 | 0 | 17.2 | 15 | 11.7 | 7.2 | 10.4 | 8 | 9.5 | 2.1 | 22.2 | 14.4 | 13.3 | 12.2 | 24.4 | 22.2 | 20 | -2.2 | 23.3 | 20 | 24.4 | 21.1 | 23.5 | 20.8 | 8.3 | 3.9 | 10.6 | 7.2 | 7.2 | 6.1 | 13.3 | 10.6 | 0.6 | -5.6 | 9.4 | 7.2 | 21.3 | 12.2 | 8.3 | 5 | 6.7 | -12.2
2 | -3 | 1.1 | -1.1 | 6.1 | 4.4 | 8.9 | 7.2 | 3 | -3 | 20.8 | -2.6 | 10 | 2 | 13.3 | 8.2 | 14.4 | 10.6 | 14.1 | 9.4 | 11.7 | 10 | 9.6 | 6.5 | 5.6 | 2.2 | 10.9 | -3.5 | 22 | 21 | 12.8 | 10 | 22.2 | 15 | 21 | 18.6 | 18.9 | 15.6 | 15.6 | 12.8 | 21.7 | 15 | 13.9 | 2.2 | 10.6 | 2.8 | 4.4 | -2.2 | 12.2 | 11.1 | 15 | 11.1 | 21.8 | 17.6 | 21.1 | 19.4 | 15 | 13.3 | 3.9 | 2.8 | 10 | 4 | 1.1 | 0.1 | 16.5 | 12.9 | 7.8 | 6.7 | 0.9 | -0.9 | 10 | -2.3 | 2.2 | -1.7 | 3.3 | -2.2 | 14.4 | 3.9 | 21.1 | 16.7 | 20.6 | 17.2 | 22.2 | 20 | 5.5 | -3.6 | 2.8 | 1.1 | 10.6 | 3.9 | 16.8 | 10 | 13.9 | 9.4 | 12.2 | 3.9 | 6.1 | 3.9 | 9.4 | -6.9 | 1.8 | -1.4 | 21.1 | -3.3 | 6.1 | -3.3 | 5.7 | -4.4 | 14.8 | -0.1 | 16.3 | 13.6 | 14.4 | 12.8 | 12.8 | 11.1 | 16.1 | 11.7 | 0 | -2 | 5 | 0 | 4.4 | 2.8 | 11.7 | 10.6 | 13.3 | 12.2 | 12 | 1 | 16.7 | 14.4 | 12.2 | 7.2 | 10 | 7.8 | 8.3 | 2.1 | 21.7 | 15.6 | 12.8 | 11.7 | 24.4 | 22.2 | 18.9 | -2.2 | 22.2 | 20.6 | 24.4 | 20 | 23.3 | 21.1 | 11.1 | 5 | 11.1 | 7.8 | 8.3 | 6.7 | 12.8 | 10.6 | 0.6 | -6.7 | 9.4 | 7.2 | 19.8 | 12.3 | 7.9 | 5.4 | 5.6 | -11.5
2 | -2 | 0.6 | -1.1 | 5.4 | 4.1 | 8.9 | 7 | 2 | -3.1 | 18.7 | -2 | 8 | 3 | 12.2 | 8.3 | 13.9 | 10.6 | 13.9 | 8.9 | 11.1 | 10 | 9.5 | 6.6 | 3.9 | 1.7 | 9.1 | -3.6 | 22 | 20 | 13.9 | 10.6 | 22.2 | 15 | 20.6 | 18.3 | 17.8 | 15.6 | 15 | 12.8 | 21.1 | 15.6 | 12.8 | 2.6 | 9.4 | 2.8 | 4.4 | -2.2 | 12.8 | 11.7 | 15 | 11.1 | 21.1 | 16.7 | 21.7 | 19.4 | 15.6 | 14.4 | 4.4 | 2.8 | 9 | 4 | 1.1 | -0.3 | 16.7 | 12.2 | 7.8 | 6.7 | 0 | -1.1 | 10 | -2.8 | 2.2 | -1.7 | 2.8 | -4.4 | 14.4 | 3.9 | 20.7 | 17 | 19.8 | 17.6 | 21.7 | 19.4 | 5 | -3.6 | 2.2 | 1.1 | 9.4 | 4.4 | 17.2 | 10.6 | 13.9 | 10 | 11.1 | 3.3 | 6.1 | 3.3 | 8.9 | -5.4 | 1.1 | -2.2 | 20.6 | -2.8 | 7.2 | -5 | 5 | -5 | 14.4 | 0 | 15.6 | 13.3 | 14.4 | 12.8 | 12.8 | 11.1 | 15.7 | 10.1 | 0 | -3 | 2.8 | -0.6 | 3.9 | 2.8 | 11.1 | 10.6 | 13.9 | 12.2 | 9 | 1 | 16.1 | 14.4 | 11.7 | 7.2 | 9.8 | 7.8 | 7.2 | 2.2 | 20.6 | 15.6 | 12.2 | 11.7 | 24.4 | 22.2 | 17.2 | -2.2 | 21.7 | 20 | 24.4 | 20 | 23.1 | 21.2 | 10.6 | 6.1 | 11.1 | 7.8 | 8.3 | 6.7 | 12.2 | 10.6 | -0.6 | -6.1 | 9.4 | 7.2 | 18.3 | 12.2 | 7.6 | 5.9 | 4.4 | -12.4
2 | -3 | 0.6 | -1.1 | 4.6 | 3.7 | 8.9 | 6.9 | 1.1 | -3.9 | 16.7 | -1.7 | 9 | 5 | 11.1 | 8.2 | 14.4 | 8.9 | 13.2 | 8.9 | 11.1 | 10 | 9.4 | 6.6 | 3.9 | 1.1 | 7.2 | -4.4 | 23 | 21 | 11.7 | 10 | 22.2 | 15 | 20.4 | 18.2 | 17.8 | 15.6 | 13.9 | 12.2 | 21.7 | 15 | 11.7 | 2.7 | 9.4 | 2.8 | 3.9 | -2.2 | 12.8 | 11.7 | 15 | 11.1 | 20.7 | 16.8 | 21.7 | 20 | 15.6 | 14.4 | 3.9 | 2.2 | 8 | 5 | 0.5 | -0.4 | 15 | 11.4 | 6.7 | 5.6 | -0.2 | -1.3 | 9.8 | -2.2 | 2.8 | -3.3 | 1.7 | -5 | 13.9 | 3.9 | 20.4 | 17.1 | 19.1 | 18.1 | 21.7 | 20 | 4.4 | -3.9 | 2.8 | 0.6 | 7.8 | 5 | 17.2 | 11.5 | 13.3 | 10 | 10.6 | 3.3 | 6.1 | 3.3 | 8.3 | -5 | 0.7 | -1.9 | 19.4 | -3.9 | 2.8 | -2.8 | 3.1 | -3.9 | 13.7 | 0.3 | 14.8 | 12.7 | 14.4 | 12.8 | 12.2 | 10.6 | 15.4 | 8.7 | 1 | -2 | 2.8 | -0.6 | 3.9 | 2.2 | 11.1 | 10.6 | 13.9 | 13.3 | 8 | 2 | 15.6 | 13.9 | 12.8 | 5.6 | 9.6 | 7.7 | 6.3 | 2 | 22.2 | 17.2 | 12.2 | 11.7 | 24.4 | 22.2 | 16.7 | -2.2 | 21.7 | 19.4 | 23.9 | 20 | 23 | 21.6 | 10 | 3.9 | 10.6 | 8.3 | 7.8 | 6.1 | 11.7 | 10 | -1.1 | -5.6 | 9.4 | 7.8 | 17.8 | 12.5 | 7.2 | 6.1 | 3.3 | -15
2 | -3 | 0.6 | -1.1 | 3.9 | 3.3 | 8.9 | 6.7 | 0.9 | -3.2 | 16.3 | -1.1 | 8 | 3 | 10 | 8.1 | 14.4 | 9.4 | 12.4 | 8.5 | 10.6 | 9.4 | 9.3 | 6.5 | 2.8 | 1.1 | 6.7 | -3.6 | 23 | 21 | 12.2 | 10 | 20.6 | 14.4 | 20.2 | 18 | 16.7 | 15.6 | 14.4 | 13.3 | 21.7 | 13.9 | 10.6 | 2.8 | 8.3 | 2.8 | 3.3 | -2.2 | 13.3 | 12.2 | 15.6 | 12.2 | 20.4 | 16.7 | 21.1 | 20 | 15.6 | 14.4 | 4.4 | 2.2 | 9 | 6 | 0 | -0.4 | 13.4 | 10.4 | 6.1 | 5 | -0.4 | -1.7 | 9.6 | -2.4 | 2.8 | -3.3 | 1.1 | -5.6 | 14.4 | 3.3 | 20 | 17.2 | 18.3 | 18.3 | 21.1 | 20 | 3.9 | -3.6 | 2.8 | 0 | 7.8 | 5 | 17.2 | 12.6 | 12.8 | 9.4 | 8.9 | -1.7 | 6.1 | 2.8 | 7.6 | -3.2 | 0.4 | -1.9 | 18.3 | -3.9 | 2.2 | -3.3 | 1.3 | -3.5 | 12.9 | 0 | 14.1 | 12 | 14.4 | 12.2 | 11.7 | 10.6 | 15 | 6.7 | 1 | -3 | 1.7 | -1.1 | 2.2 | 1.7 | 10.6 | 10.6 | 13.3 | 12.8 | 7 | 1 | 16.1 | 13.9 | 12.2 | 5.6 | 9.4 | 7.8 | 5.3 | 1.4 | 22.2 | 17.8 | 12.2 | 11.7 | 24.4 | 22.2 | 16.1 | -1.1 | 21.7 | 19.4 | 23.3 | 21.1 | 22.8 | 21.7 | 8.3 | 2.2 | 9.4 | 7.8 | 7.8 | 5.6 | 11.1 | 9.4 | -1.7 | -6.1 | 9.4 | 7.8 | 17.2 | 12.8 | 7.4 | 6.5 | 2 | -11.6
2 | -3 | 0.6 | -1.1 | 4.1 | 3.5 | 8.3 | 6.5 | 0.8 | -3.1 | 16 | -1.4 | 8 | 3 | 8.9 | 7.8 | 13.9 | 10 | 11.7 | 8.3 | 10 | 8.9 | 9.2 | 6 | 2.8 | 1.1 | 6.1 | -3.4 | 23 | 21 | 11.1 | 10 | 18.9 | 14.4 | 20 | 17.8 | 17.8 | 15.6 | 13.9 | 12.2 | 20.6 | 13.9 | 9.3 | 2.8 | 8.3 | 2.2 | 2.8 | -2.8 | 13.3 | 11.7 | 15.6 | 12.2 | 20 | 16.7 | 20 | 19.4 | 16.1 | 14.4 | 4.4 | 2.2 | 8 | 6 | -0.6 | -0.6 | 11.7 | 9.4 | 7.2 | 6.1 | -0.6 | -2.2 | 9.4 | -2.8 | 1.7 | -2.2 | 0.6 | -6.1 | 13.9 | 3.9 | 19.1 | 16.5 | 18.3 | 18.2 | 21.1 | 20 | 3.3 | -3.7 | 3.3 | 0.6 | 6.1 | 4.4 | 17.2 | 13.3 | 12.2 | 10 | 8.3 | -2.2 | 5.6 | 2.8 | 6.8 | -1.9 | 0 | -2.2 | 18.3 | -4.4 | 1.7 | -3.3 | -0.6 | -3.9 | 12.2 | 0 | 13.3 | 11.1 | 14.4 | 12.2 | 11.7 | 10.6 | 14.1 | 7.4 | 0 | -3 | 1.1 | -0.6 | 2.8 | 1.7 | 10.6 | 10.6 | 11.1 | 10.6 | 6 | 1 | 15.6 | 13.9 | 10.6 | 5 | 9 | 7.5 | 4.4 | 1.1 | 21.7 | 17.8 | 12.2 | 11.7 | 24.4 | 21.7 | 15 | -0.6 | 21.1 | 19.4 | 23.9 | 20.6 | 22.8 | 21.6 | 6.7 | 2.2 | 8.9 | 7.8 | 7.2 | 5.6 | 10.6 | 9.4 | -2.2 | -6.1 | 9.4 | 7.2 | 16.7 | 12.8 | 7.6 | 6.9 | 0.7 | -10.7
2 | 0 | 0.6 | -1.1 | 4.2 | 3.6 | 7.8 | 6.4 | 0.6 | -3.3 | 15.6 | -1.7 | 7 | 2 | 9.5 | 8 | 13.9 | 10 | 13.7 | 9 | 10 | 8.9 | 9.1 | 6.2 | 2.8 | 0.6 | 5.6 | -3.9 | 23 | 21 | 12.8 | 10.6 | 16.7 | 14.4 | 20 | 17.8 | 18.3 | 15.6 | 13.9 | 12.8 | 21.7 | 15.6 | 8 | 2.5 | 8.3 | 2.2 | 2.2 | -2.8 | 12.8 | 11.1 | 15 | 12.2 | 20 | 17.2 | 20 | 19.4 | 16.7 | 13.9 | 4.4 | 2.2 | 8 | 6 | 0.7 | -0.3 | 13 | 9.9 | 5.6 | 4.4 | -0.4 | -1.8 | 9 | -2.3 | 1.1 | -1.7 | 0 | -6.7 | 12.8 | 3.9 | 18.1 | 15.7 | 18.3 | 18 | 20 | 19.4 | 2.8 | -4.4 | 2.8 | 0 | 5 | 4.4 | 17.2 | 13.2 | 11.7 | 10 | 8.9 | -2.8 | 5.6 | 1.1 | 6.1 | -1.1 | 1.5 | -1.7 | 17.2 | -3.9 | -0.6 | -4.4 | 1.8 | -2.7 | 12.8 | 0.2 | 13.7 | 11.3 | 14.4 | 10 | 11.1 | 10 | 13.1 | 7.6 | 0 | -3 | 0.6 | -1.1 | 1.1 | 1.1 | 10 | 10 | 10.6 | 10 | 7 | 1 | 15.6 | 13.9 | 9.4 | 5 | 8.7 | 7.5 | 5.5 | 2.1 | 22.8 | 18.9 | 11.7 | 11.7 | 22.8 | 21.1 | 13.9 | -0.6 | 21.1 | 20 | 23.3 | 20.6 | 22.8 | 21.3 | 5.6 | 1.7 | 10 | 8.3 | 7.2 | 5.6 | 11.7 | 10 | -1.7 | -5.6 | 8.9 | 6.1 | 17.1 | 13.1 | 7.8 | 7.2 | -0.6 | -11.1
2 | -1 | 0.6 | -1.1 | 4.4 | 3.9 | 7.2 | 6.1 | 2.6 | -2.2 | 16.9 | -0.7 | 7 | 3 | 10 | 7.8 | 13.9 | 11.1 | 15.8 | 9.3 | 10 | 8.9 | 9 | 6.4 | 3.9 | 1.1 | 7.3 | -2.4 | 23 | 21 | 12.2 | 10.6 | 15.6 | 13.9 | 20 | 17.8 | 18.3 | 15.6 | 13.9 | 12.8 | 21.1 | 15 | 6.7 | 2.2 | 7.8 | 2.2 | 2.8 | -2.2 | 11.1 | 10 | 12.8 | 10 | 20 | 17.8 | 20 | 19.4 | 17.2 | 14.4 | 4.4 | 2.2 | 8 | 6 | 2 | 0 | 14.3 | 10 | 5 | 4.4 | -0.2 | -1.6 | 8.7 | -2.3 | 0.6 | -0.6 | 0.6 | -6.1 | 12.2 | 4.4 | 17.2 | 15 | 18.3 | 17.8 | 20.6 | 20 | 4.6 | -3 | 2.8 | -1.7 | 3.9 | 3.9 | 17.2 | 13 | 10.6 | 8.3 | 8.9 | -2.2 | 4.4 | 0 | 8.3 | -0.4 | 2.9 | -1.4 | 16.7 | -2.2 | 1.1 | -2.8 | 4.3 | -1.9 | 13.3 | 0.3 | 14 | 11.2 | 13.9 | 10 | 10.6 | 9.4 | 12.2 | 7.8 | 0 | -2 | 0.6 | -1.1 | 1.1 | 1.1 | 9.4 | 9.4 | 11.7 | 11.7 | 8 | 2 | 15.6 | 13.9 | 7.2 | 6.1 | 8.3 | 7.2 | 6.7 | 3.3 | 22.8 | 18.9 | 11.7 | 11.1 | 23.9 | 22.2 | 12.8 | 0 | 21.1 | 19.4 | 22.8 | 21.1 | 22.8 | 21.1 | 6.1 | 0.6 | 10.6 | 9.4 | 6.7 | 5 | 11.7 | 10.6 | 0.6 | -5 | 8.3 | 5.6 | 17.4 | 13.2 | 7.6 | 7.2 | 0.3 | -7.9
4 | 0 | 0.6 | -1.1 | 7.4 | 5.1 | 9.8 | 7.1 | 4.7 | -1.3 | 18.1 | -0.2 | 7 | 3 | 10.6 | 7.8 | 13.3 | 11.7 | 17.8 | 9.4 | 10.6 | 8.9 | 9.4 | 8.3 | 6.7 | 1.7 | 8.9 | -1.3 | 23 | 21 | 16.1 | 13.3 | 16.7 | 15 | 20 | 17.8 | 19.4 | 15 | 14.4 | 13.3 | 21.7 | 15.6 | 10.9 | 3.7 | 8.9 | 2.2 | 4.4 | -2.2 | 6.7 | 5 | 13.3 | 9.4 | 20 | 18.3 | 20.6 | 20 | 16.7 | 15.6 | 5 | 2.2 | 11 | 7 | 3.3 | 0.6 | 15.6 | 10 | 7.2 | 6.7 | 0 | -1.7 | 8.3 | -2.8 | 1.1 | 0 | 1.7 | -6.7 | 13.9 | 6.7 | 17.6 | 15.3 | 20 | 19 | 22.8 | 20.6 | 6.5 | -2.1 | 4.4 | -1.7 | 5.6 | 4.4 | 17.2 | 12.8 | 13.9 | 11.7 | 8.3 | -1.1 | 5 | 0 | 10.6 | 0.3 | 4.4 | -1.7 | 20 | -1.7 | 5.6 | -2.2 | 6.7 | -1.7 | 13.9 | 0.6 | 14.4 | 11.1 | 13.9 | 10 | 12.8 | 11.1 | 13.1 | 7.1 | 3 | 0 | 2.2 | -1.1 | 2.2 | 2.2 | 9.4 | 9.4 | 12.8 | 12.8 | 9 | 2 | 17.2 | 13.3 | 9.4 | 6.7 | 8.1 | 7.2 | 7.8 | 4.4 | 23.3 | 19.4 | 12.2 | 10.6 | 24.4 | 22.2 | 15.6 | -0.6 | 21.7 | 20 | 23.9 | 20.6 | 23.2 | 20.9 | 8.9 | 0 | 11.7 | 10.6 | 6.7 | 5 | 12.2 | 11.1 | 2.2 | -5 | 8.9 | 5.6 | 17.8 | 13.3 | 7.4 | 7.3 | 1.3 | -6.2
5 | 0 | 1.1 | -1.1 | 10.3 | 5.7 | 12.4 | 7.9 | 6.7 | -1.1 | 19.4 | 0.6 | 9 | 2 | 13.9 | 8.8 | 13.9 | 11.7 | 19.1 | 10.7 | 11.1 | 9.4 | 10.9 | 8.2 | 10 | 2.2 | 10.6 | -0.6 | 23 | 21 | 20.6 | 12.2 | 21.7 | 15.6 | 21.7 | 18.3 | 21.1 | 15 | 14.4 | 14.4 | 24.4 | 14.4 | 15.2 | 4.6 | 10 | 2.2 | 5.6 | -2.2 | 6.7 | 4.4 | 15 | 10.6 | 21.3 | 18.9 | 22.8 | 21.1 | 16.1 | 15.6 | 5.6 | 2.2 | 14 | 7 | 5 | 0.4 | 17.1 | 9.8 | 8.9 | 7.8 | 2.4 | -0.8 | 10.7 | -1.2 | 1.7 | 0 | 2.2 | -7.2 | 16.7 | 6.1 | 17.9 | 15.4 | 21.6 | 19.9 | 23.9 | 21.1 | 8.3 | -1.7 | 6.7 | -2.8 | 8.9 | 6.1 | 17.6 | 12.9 | 17.8 | 11.1 | 9.4 | -1.7 | 4.4 | -1.1 | 12.8 | 0.6 | 8.3 | -0.9 | 22.2 | -1.1 | 9.4 | -3.9 | 8.9 | -1.3 | 15.2 | 1 | 16.3 | 11.3 | 14.4 | 10 | 13.9 | 10.6 | 14.1 | 6 | 5 | 0 | 4.4 | 0.6 | 4.4 | 3.3 | 9.4 | 9.4 | 13.9 | 13.3 | 12 | 3 | 20.6 | 13.3 | 12.8 | 6.1 | 8 | 7.3 | 9.8 | 4.8 | 24.4 | 19.4 | 12.2 | 11.1 | 25.6 | 22.2 | 15.6 | -0.6 | 22.8 | 20.6 | 25 | 21.1 | 23.5 | 20.7 | 11.1 | 0.6 | 12.2 | 10.6 | 6.7 | 5 | 13.3 | 11.1 | 5 | -3.9 | 9.4 | 6.1 | 20.6 | 13.8 | 7.2 | 7.2 | 2.2 | -5
8 | 0 | 2.2 | -0.6 | 13.3 | 6.1 | 15 | 8.3 | 8.5 | -0.9 | 21.6 | 0.2 | 9 | 4 | 17.3 | 9.3 | 13.3 | 11.1 | 20.4 | 11.6 | 11.7 | 9.4 | 12.4 | 7.9 | 12.2 | -2.8 | 12.3 | -1.1 | 24 | 20 | 21.1 | 12.2 | 23.9 | 15 | 23.3 | 18.6 | 22.2 | 15 | 15 | 14.4 | 25.6 | 13.9 | 19.4 | 4.4 | 12.2 | 2.8 | 6.7 | -1.7 | 6.1 | 3.3 | 13.3 | 9.4 | 22.6 | 19.6 | 23.9 | 21.1 | 15.6 | 15.6 | 6.1 | 2.8 | 15 | 7 | 6.6 | -0.1 | 18.5 | 9.3 | 10.6 | 7.2 | 4.8 | -0.2 | 13.2 | 0.2 | 2.8 | -1.1 | 3.9 | -6.1 | 18.3 | 6.1 | 18.3 | 15.6 | 23.3 | 21.1 | 25 | 21.1 | 10.2 | -1.6 | 8.3 | -5 | 11.7 | 4.4 | 17.9 | 13.2 | 20.6 | 11.7 | 11.1 | -2.8 | 6.1 | -2.2 | 15.2 | -0.1 | 12.2 | -1.2 | 25.6 | -1.1 | 12.2 | -1.1 | 11.1 | -1.7 | 16.5 | 1.4 | 18.1 | 10.7 | 14.4 | 10.6 | 15 | 11.1 | 15 | 4.4 | 8 | -1 | 8.3 | 0.6 | 6.7 | 3.3 | 10 | 10 | 15 | 13.3 | 16 | 4 | 22.8 | 13.3 | 14.4 | 6.1 | 7.8 | 7.2 | 11.9 | 5.1 | 24.4 | 20 | 15 | 11.1 | 27.8 | 22.2 | 16.1 | -0.6 | 25 | 21.1 | 26.7 | 20.6 | 23.9 | 20.6 | 12.2 | 0.6 | 12.8 | 11.7 | 7.2 | 5 | 16.1 | 12.2 | 7.2 | -3.3 | 9.4 | 6.1 | 23.3 | 13.8 | 7.8 | 7.5 | 3.3 | -5.4
11 | 0 | 2.8 | -0.6 | 15.3 | 6.1 | 16.1 | 8.6 | 10.4 | -0.9 | 23.9 | 0.2 | 9 | 4 | 20.6 | 8.9 | 14.4 | 11.7 | 21.7 | 12.8 | 13.3 | 10 | 13.9 | 7.2 | 13.9 | -2.8 | 13.9 | -2.2 | 23 | 21 | 22.8 | 11.7 | 25 | 13.9 | 25 | 18.9 | 23.3 | 15 | 18.3 | 13.9 | 27.2 | 13.3 | 21.3 | 4.4 | 15 | 2.8 | 7.2 | -1.1 | 4.4 | 2.2 | 12.8 | 10.6 | 23.9 | 20 | 24.4 | 20 | 15.6 | 15 | 7.2 | 3.3 | 17 | 5 | 8.3 | -1.1 | 20 | 8.3 | 12.2 | 7.2 | 7.2 | 0 | 15.6 | 1.1 | 3.3 | -2.2 | 5.6 | -6.1 | 21.1 | 3.3 | 18.9 | 16 | 21.5 | 19.6 | 26.1 | 21.7 | 12 | -2 | 9.4 | -5.6 | 13.3 | 5.6 | 18.3 | 13.3 | 22.2 | 10 | 13.9 | -4.4 | 6.1 | -2.2 | 17.6 | -1 | 16.1 | -3.3 | 26.7 | -1.1 | 16.1 | -3.3 | 13.3 | -2.8 | 17.8 | 1.7 | 20 | 10 | 13.9 | 10.6 | 15.6 | 12.8 | 16.3 | 4.4 | 9 | -1 | 10.6 | 0.6 | 9.4 | 5 | 11.1 | 10.6 | 16.7 | 12.8 | 17 | 6 | 23.3 | 13.9 | 16.7 | 5 | 7.8 | 7.2 | 13.9 | 5 | 25 | 20 | 14.4 | 10.6 | 28.3 | 22.2 | 19.4 | -0.6 | 26.7 | 21.1 | 27.8 | 20.6 | 25 | 20.3 | 13.3 | 0 | 13.9 | 12.2 | 7.2 | 5.6 | 16.7 | 12.2 | 8.9 | -4.4 | 11.1 | 6.7 | 26.1 | 13.3 | 8.3 | 7.6 | 4.5 | -6.5
11 | -3 | 3.3 | 0 | 17.4 | 6 | 17.2 | 8.6 | 12.2 | -1.7 | 26.1 | -1.1 | 9 | 2 | 22.3 | 8.8 | 13.9 | 11.7 | 23.2 | 13.4 | 13.9 | 10 | 15 | 7.6 | 15 | -2.2 | 15.6 | -4.4 | 22 | 21 | 22.2 | 12.2 | 25.6 | 13.9 | 25.9 | 18.3 | 25 | 15 | 20 | 14.4 | 27.8 | 13.3 | 23.1 | 4.6 | 15 | 1.7 | 7.8 | -1.7 | 3.9 | 1.7 | 16.7 | 13.3 | 24.6 | 20.3 | 24.4 | 20.6 | 15.6 | 14.4 | 7.2 | 3.9 | 17 | 6 | 9.4 | -0.9 | 19.3 | 8.7 | 13.3 | 7.2 | 8.1 | 0.1 | 14.8 | 2 | 5 | -2.8 | 7.2 | -5 | 22.8 | 6.7 | 19.4 | 16.3 | 19.6 | 18.1 | 28.3 | 21.1 | 13.9 | -3.3 | 10.6 | -6.1 | 14.4 | 3.3 | 19.6 | 13.8 | 23.3 | 10 | 15.6 | -5 | 7.2 | -3.9 | 20 | -3.9 | 16.7 | -3 | 28.3 | -0.6 | 18.3 | -5 | 14.6 | -2.4 | 19.5 | 2.4 | 21.3 | 10.5 | 12.2 | 9.4 | 18.3 | 14.4 | 17.6 | 4.2 | 10 | -1 | 13.9 | 1.1 | 12.2 | 5.6 | 12.2 | 11.1 | 19.4 | 11.7 | 21 | 9 | 23.3 | 14.4 | 17.8 | 5 | 7.8 | 7.2 | 15.4 | 5.6 | 25.6 | 20 | 15 | 10 | 30 | 22.8 | 20 | -0.6 | 26.1 | 20 | 28.3 | 20 | 26.1 | 20.2 | 14.4 | 0 | 15.6 | 13.3 | 7.8 | 5.6 | 18.3 | 12.8 | 9.4 | -4.4 | 11.1 | 6.1 | 27 | 12.7 | 8.9 | 7.8 | 5.6 | -9.4
13 | -3 | 3.9 | 0.6 | 19.4 | 5 | 18.3 | 8.9 | 12.4 | -1.3 | 28.1 | 0 | 11 | 2 | 23.9 | 8.4 | 15 | 11.7 | 24.6 | 13.5 | 14.4 | 10 | 16.1 | 8.1 | 15.6 | -3.3 | 16.5 | -4.7 | 22 | 20 | 20.6 | 15.6 | 26.7 | 14.4 | 26.9 | 18 | 25.6 | 15 | 22.2 | 13.3 | 27.8 | 13.3 | 25 | 4.4 | 16.7 | 2.2 | 8.3 | -2.2 | 3.3 | 1.1 | 17.8 | 12.8 | 25.4 | 20.9 | 25 | 20 | 16.1 | 15 | 7.2 | 3.9 | 18 | 6 | 10.6 | -1 | 18.5 | 8.8 | 14.4 | 6.1 | 9.1 | 0 | 14.1 | 2.4 | 6.1 | -2.8 | 9.4 | -5.6 | 25 | 4.4 | 20 | 16.7 | 17.8 | 16.7 | 30 | 20.6 | 15.4 | -3.5 | 9.4 | -6.7 | 15 | 1.1 | 20.9 | 14.3 | 23.3 | 9.4 | 17.2 | -5 | 8.9 | -3.3 | 20.9 | -3.2 | 17.2 | -3.1 | 30 | 0.6 | 18.9 | -6.7 | 15.9 | -3.2 | 21.1 | 2.4 | 22.6 | 10.4 | 8.3 | 5 | 20.6 | 13.3 | 18.9 | 3.3 | 11 | 1 | 17.2 | 2.2 | 16.1 | 2.8 | 13.9 | 12.2 | 21.1 | 8.9 | 22 | 10 | 22.2 | 14.4 | 18.3 | 4.4 | 7.8 | 7.2 | 16.8 | 6.4 | 25 | 20 | 16.1 | 10.6 | 31.1 | 22.8 | 17.2 | -0.6 | 27.2 | 20 | 28.9 | 19.4 | 27.2 | 20 | 15 | 0.6 | 17.2 | 13.3 | 8.3 | 6.7 | 19.4 | 12.8 | 9.4 | -5 | 11.1 | 6.7 | 28 | 12 | 8.5 | 7.6 | 4.8 | -6.8
12 | -3 | 4.4 | 1.1 | 20.3 | 4.4 | 19.2 | 9.1 | 12.6 | -1.5 | 30.2 | -0.2 | 9 | 4 | 25.6 | 7.8 | 15.6 | 10.6 | 26.1 | 13.9 | 14.4 | 10 | 17.2 | 8.3 | 17.2 | -3.3 | 17.4 | -5.7 | 23 | 20 | 21.7 | 14.4 | 26.7 | 14.4 | 27.8 | 17.2 | 26.7 | 15 | 22.8 | 12.8 | 28.3 | 13.3 | 25.7 | 4.2 | 17.2 | 3.3 | 8.3 | -3.9 | 3.9 | -0.6 | 18.3 | 12.8 | 26.1 | 21.1 | 25 | 20 | 16.7 | 15 | 7.8 | 3.9 | 19 | 6 | 11.7 | -1.7 | 17.8 | 8.9 | 15.6 | 6.1 | 10 | 0 | 13.3 | 2.8 | 5.6 | -3.3 | 10.6 | -5.6 | 26.1 | 5 | 20.2 | 16.5 | 18.9 | 17.2 | 30.6 | 20 | 16.8 | -3.9 | 12.8 | -6.7 | 16.7 | 1.1 | 22.2 | 14.4 | 23.9 | 10 | 18.3 | -6.1 | 9.4 | -1.7 | 21.9 | -2.4 | 17.8 | -3.9 | 31.1 | 1.1 | 21.7 | -10 | 17.2 | -3.9 | 22.8 | 2.8 | 23.9 | 10.6 | 5.6 | 2.2 | 21.1 | 13.3 | 19.3 | 4.7 | 11 | 1 | 18.9 | 2.8 | 16.1 | 2.8 | 16.1 | 13.3 | 22.2 | 7.8 | 24 | 11 | 21.1 | 13.9 | 20 | 4.4 | 7.8 | 7.1 | 18.3 | 6.7 | 26.1 | 20 | 17.2 | 10.6 | 30.6 | 22.8 | 17.8 | 0 | 27.8 | 18.3 | 30 | 20.6 | 27.6 | 19.9 | 15.6 | -1.7 | 19.4 | 13.9 | 8.9 | 6.1 | 20 | 8.3 | 11.1 | -3.9 | 11.7 | 5.6 | 28.9 | 11.1 | 8.2 | 7.5 | 4.1 | -5.2
13 | -2 | 4.4 | 1.7 | 21.3 | 4 | 20.2 | 9.8 | 12.8 | -1.7 | 32.2 | 0 | 11 | 5 | 26.7 | 7.7 | 15 | 11.1 | 26.3 | 13.8 | 13.9 | 9.4 | 16.8 | 8.5 | 17.2 | -2.8 | 18.3 | -8.3 | 23 | 20 | 20.6 | 13.9 | 26.7 | 13.9 | 28 | 16.6 | 27.2 | 15 | 22.8 | 11.1 | 27.8 | 13.3 | 26.5 | 3.7 | 17.8 | 2.2 | 8.3 | -4.4 | 3.3 | 0 | 18.9 | 13.3 | 26.8 | 21.1 | 23.9 | 21.1 | 16.7 | 15 | 6.7 | 3.3 | 19 | 5 | 11.9 | -1.7 | 16.9 | 9.1 | 16.1 | 5 | 10.9 | 0.3 | 12.4 | 4.1 | 6.1 | -1.7 | 11.1 | -6.7 | 27.2 | 6.7 | 20.4 | 16.5 | 20 | 17.8 | 31.1 | 20 | 18.3 | -6.1 | 12.8 | -8.3 | 18.3 | 1.7 | 21.7 | 15.1 | 25 | 10 | 19.4 | -7.2 | 11.7 | -1.7 | 22.8 | -2.8 | 18 | -4.1 | 30.6 | 0.6 | 22.2 | -10.6 | 18.1 | -3.5 | 23.3 | 4.3 | 23.5 | 10.6 | 5.6 | 3.9 | 22.8 | 13.3 | 19.6 | 5.3 | 11 | 0 | 22.2 | 1.1 | 17.8 | 3.9 | 17.8 | 13.9 | 23.3 | 7.8 | 24 | 11 | 20 | 13.9 | 21.1 | 5.6 | 7.8 | 6.9 | 19.2 | 5.7 | 27.2 | 20.6 | 19.4 | 11.1 | 30.6 | 22.8 | 18.9 | 0.6 | 27.8 | 17.8 | 30.6 | 20.6 | 27.9 | 19.7 | 16.1 | 0.6 | 21.1 | 13.3 | 8.9 | 6.1 | 20.6 | 9.4 | 12.2 | -5.6 | 10.6 | 5 | 29.5 | 10.1 | 7.8 | 7.2 | 3.3 | -5
14 | -3 | 5 | 2.2 | 22.2 | 2.8 | 21.1 | 10 | 12.2 | -1.8 | 32.4 | 0.5 | 11 | 1 | 27.8 | 8.2 | 15 | 11.1 | 26.5 | 14 | 13.3 | 8.9 | 16.5 | 9 | 17.8 | -2.2 | 18.1 | -7.2 | 24 | 19 | 18.9 | 16.1 | 26.7 | 13.9 | 28.1 | 16.1 | 27.2 | 15 | 22.8 | 12.2 | 27.8 | 13.3 | 27.2 | 3.9 | 17.8 | 1.7 | 7.8 | -7.2 | 3.3 | 0.6 | 16.7 | 13.3 | 27.6 | 21.2 | 23.9 | 21.7 | 17.8 | 14.4 | 6.7 | 3.9 | 19 | 5 | 12 | -2.6 | 15.9 | 8.9 | 17.8 | 5 | 11.9 | 0.3 | 11.5 | 5.4 | 6.7 | -1.1 | 11.7 | -6.1 | 26.7 | 3.3 | 20.6 | 16.1 | 21.1 | 18.3 | 30.6 | 20 | 18.1 | -4.6 | 13.3 | -7.2 | 19.4 | 1.1 | 21.1 | 15.2 | 23.9 | 10 | 19.4 | -6.7 | 12.8 | -2.2 | 23.3 | -2.7 | 18.1 | -5.2 | 31.1 | 1.1 | 21.1 | -9.4 | 19.1 | -3.3 | 23.9 | 5.8 | 23.2 | 10.7 | 3.9 | 2.8 | 20 | 13.3 | 20 | 6.1 | 11 | 0 | 22.8 | 0.6 | 17.2 | 3.9 | 20 | 14.4 | 23.9 | 6.7 | 25 | 12 | 17.8 | 15.6 | 21.1 | 5 | 7.8 | 6.7 | 20.2 | 4.7 | 27.2 | 20.6 | 19.4 | 12.2 | 29.4 | 22.2 | 19.4 | 0 | 27.2 | 14.4 | 29.4 | 22.2 | 28.3 | 20 | 17.2 | 0 | 22.2 | 13.3 | 9.4 | 6.1 | 20.6 | 10.6 | 11.7 | -6.1 | 10.6 | 4.4 | 30 | 9.5 | 7.4 | 6.7 | 2.2 | -3.3
14 | -2 | 5.6 | 1.7 | 21.3 | 4 | 20.4 | 9.7 | 11.7 | -2.2 | 32.6 | 0.6 | 11 | 2 | 28.9 | 7.8 | 15 | 11.7 | 26.7 | 13.9 | 12.8 | 9.4 | 16.1 | 8.9 | 17.2 | -3.9 | 18 | -8 | 23 | 20 | 18.3 | 16.1 | 26.7 | 15 | 28.3 | 15.6 | 26.7 | 15 | 24.4 | 11.1 | 27.2 | 15.6 | 26.8 | 3.3 | 18.9 | 1.7 | 7.2 | -7.2 | 3.3 | -0.6 | 16.1 | 13.9 | 28.3 | 21.1 | 23.9 | 21.1 | 17.2 | 12.8 | 6.7 | 3.9 | 19 | 4 | 12.2 | -3.9 | 15 | 8.9 | 17.2 | 5 | 12.8 | 0.6 | 10.6 | 6.1 | 7.8 | -2.8 | 11.7 | -5 | 26.7 | 3.3 | 20.4 | 16.1 | 20.7 | 18.3 | 31.7 | 20.6 | 18 | -4.7 | 13.3 | -7.2 | 20 | 1.7 | 20.6 | 15.6 | 25 | 10 | 20 | -6.7 | 13.9 | -2.2 | 23.9 | -2.3 | 18.3 | -7.2 | 30.6 | 0 | 20 | -7.8 | 20 | -3.3 | 24.4 | 7.2 | 22.8 | 10.6 | 2.8 | 1.1 | 20.6 | 13.3 | 19.6 | 6 | 12 | 0 | 23.9 | -0.6 | 17.2 | 3.9 | 22.2 | 13.3 | 23.3 | 6.1 | 26 | 13 | 19.4 | 15 | 21.1 | 4.4 | 7.6 | 6.7 | 21.1 | 2.8 | 27.8 | 20.6 | 18.3 | 12.2 | 29.4 | 22.2 | 20.6 | 0 | 27.2 | 14.4 | 28.9 | 22.8 | 27.8 | 19.9 | 17.8 | 0 | 21.1 | 12.2 | 8.3 | 5 | 18.3 | 10 | 11.7 | -5.6 | 10.6 | 4.4 | 30.6 | 8.3 | 7.1 | 6.2 | 1.1 | -2.5
14 | -5 | 6.1 | 1.7 | 20.3 | 4.4 | 19.6 | 9.2 | 11.1 | -3.3 | 32.8 | 0.6 | 10 | 1 | 27.4 | 8.3 | 15 | 11.1 | 23.9 | 13.8 | 11.7 | 8.9 | 14.3 | 9.1 | 17.2 | -4.4 | 17.8 | -8.9 | 23 | 21 | 18.3 | 15.6 | 26.1 | 13.9 | 27.4 | 15.8 | 25.6 | 17.2 | 23.3 | 11.7 | 26.1 | 13.9 | 26.5 | 2.4 | 18.9 | 1.1 | 6.7 | -9.4 | 3.9 | -0.6 | 15.6 | 13.9 | 28.1 | 20.7 | 25 | 20.6 | 16.7 | 13.9 | 7.2 | 3.3 | 20 | 4 | 10.4 | -2.9 | 13.7 | 9 | 16.7 | 3.9 | 12.1 | 1.7 | 10.8 | 6.2 | 7.2 | -2.2 | 12.2 | -5 | 26.7 | 2.8 | 20.2 | 15.9 | 20.4 | 18.4 | 31.1 | 20.6 | 17.8 | -5 | 14.4 | -5.6 | 19.4 | 0 | 19.3 | 15.8 | 25 | 10 | 20 | -6.7 | 15 | -2.2 | 24.4 | -2.8 | 15.9 | -4.1 | 30.6 | -0.6 | 18.9 | -5.6 | 18.5 | -2.7 | 24.2 | 7 | 20.9 | 12.6 | 1.1 | -1.1 | 22.2 | 14.4 | 19.3 | 5.4 | 11 | 0 | 22.8 | 0.6 | 16.7 | 3.9 | 22.2 | 13.3 | 23.3 | 6.7 | 26 | 12 | 20 | 15 | 21.1 | 4.4 | 7.4 | 6.7 | 20.5 | 3.3 | 27.2 | 20.6 | 17.2 | 11.7 | 27.8 | 22.2 | 18.9 | -0.6 | 26.7 | 15 | 27.8 | 22.8 | 27.2 | 20.1 | 17.2 | -1.1 | 19.4 | 12.2 | 8.3 | 4.4 | 16.7 | 9.4 | 11.7 | -6.1 | 10.6 | 4.4 | 29.5 | 8.6 | 6.7 | 5.6 | 0 | -2.2
14 | -4 | 6.1 | 1.7 | 19.4 | 5 | 18.9 | 8.9 | 9.8 | -3.1 | 30.9 | 0.3 | 9 | 1 | 25.9 | 8 | 15 | 11.1 | 21.1 | 13.1 | 11.1 | 8.3 | 12.4 | 8.7 | 15 | 1.1 | 15.8 | -7.5 | 23 | 21 | 18.3 | 16.1 | 25 | 14.4 | 26.5 | 16.2 | 25 | 16.7 | 23.3 | 11.7 | 24.4 | 16.1 | 26.1 | 2.2 | 17.8 | 1.1 | 5 | -12.2 | 6.1 | -1.1 | 14.4 | 13.3 | 28 | 20.1 | 24.4 | 21.1 | 16.7 | 13.9 | 7.2 | 2.8 | 20 | 4 | 8.5 | -3.2 | 12.4 | 9.1 | 16.7 | 3.3 | 11.3 | 2.6 | 10.9 | 6.3 | 6.7 | -2.2 | 11.7 | -5 | 26.1 | 3.9 | 20 | 15.6 | 20 | 18.3 | 29.4 | 20.6 | 16.3 | -3.3 | 13.3 | -7.2 | 18.9 | 0.6 | 18 | 15.7 | 22.2 | 11.1 | 19.4 | -6.7 | 13.9 | -2.8 | 22.2 | -1.6 | 13.5 | -2.9 | 28.9 | -2.2 | 17.8 | -7.8 | 17.1 | -2.2 | 24.1 | 6.9 | 19.1 | 13.8 | 0.6 | -1.1 | 21.1 | 12.8 | 18.9 | 5 | 11 | 0 | 20 | 1.1 | 16.7 | 3.3 | 21.1 | 13.3 | 22.2 | 6.7 | 25 | 13 | 20 | 14.4 | 20 | 4.4 | 7.2 | 6.7 | 20 | 3.7 | 25.6 | 20.6 | 15.6 | 11.1 | 27.2 | 22.2 | 18.3 | -0.6 | 26.1 | 15 | 26.7 | 22.8 | 26.7 | 20 | 16.7 | -1.7 | 18.3 | 13.9 | 7.2 | 3.9 | 15 | 9.4 | 11.1 | -5.6 | 10 | 4.4 | 28.3 | 8.1 | 6.5 | 5.5 | -0.4 | -2.1
13 | -4 | 5.3 | 1.6 | 15.8 | 7.6 | 16.6 | 9.4 | 7.4 | -3.9 | 27.8 | 0.5 | 9 | 3 | 23.1 | 7.9 | 15.6 | 10.3 | 17.4 | 11.7 | 10.9 | 8.2 | 10.7 | 8.5 | 12.3 | 1.1 | 13.7 | -7.5 | 23 | 22 | 18.2 | 16.6 | 24 | 15.2 | 24.3 | 16 | 23.5 | 16.7 | 20.4 | 11 | 23 | 16.3 | 22 | 3.5 | 17.5 | 0.9 | 3 | -8.7 | 4.2 | -4 | 10.9 | 9.8 | 26.7 | 18.6 | 22.7 | 20.6 | 17.2 | 14.7 | 6.5 | 1.4 | 18 | 4 | 6.2 | -3.8 | 10.4 | 8.2 | 13.6 | 2.2 | 10.1 | 3.6 | 10.8 | 5.8 | 5.7 | -0.8 | 8.4 | -3.2 | 22.4 | 6.2 | 18.9 | 14.9 | 18.4 | 17.4 | 24.6 | 21 | 13.9 | -2.1 | 10.3 | -5.3 | 15.9 | 1.8 | 16.5 | 15.1 | 19 | 11.7 | 16.4 | -5.4 | 12.1 | -0.6 | 19.2 | -1.6 | 9.8 | -2.8 | 25.9 | -4.8 | 14.7 | -5.8 | 14.2 | -2 | 22.5 | 6.8 | 16.1 | 13.3 | 0.3 | -1.6 | 18.1 | 10.4 | 16.1 | 5.4 | 9 | -2 | 15.8 | 1.7 | 14.3 | 3.4 | 16.2 | 11.8 | 19.4 | 4.6 | 22 | 12 | 19.2 | 12.9 | 17.2 | 5.5 | 13.2 | 8.7 | 17.8 | 4.1 | 23.7 | 19.4 | 14.6 | 9.8 | 25.7 | 21.9 | 15.2 | -0.4 | 23.1 | 14.2 | 25.9 | 23.2 | 25.1 | 20.1 | 13 | 0.5 | 15.9 | 12.2 | 6.6 | 3.4 | 14 | 9 | 8.7 | -4.2 | 8.7 | 4.2 | 24.7 | 8.2 | 6 | 4.6 | -0.9 | -2.3
11 | -3 | 4.2 | 1.5 | 13.1 | 8 | 14.7 | 9.8 | 5.3 | -5.5 | 25.2 | 0.7 | 8 | 2 | 20.2 | 8.9 | 15.1 | 11.1 | 15.3 | 10.7 | 10.4 | 8.1 | 10.7 | 9 | 10.1 | 1.5 | 12.2 | -7.9 | 23 | 21 | 18.7 | 17.1 | 23.2 | 15.9 | 21.6 | 16.5 | 22.2 | 16.8 | 19 | 11.4 | 22.4 | 16.6 | 18.7 | 3.8 | 14.2 | 0.4 | 2.3 | -6.6 | 2.2 | -4.8 | 11.1 | 9.7 | 24.7 | 17.6 | 21.8 | 20.6 | 18 | 14.6 | 6.2 | 0.3 | 14 | 7 | 5 | -3.4 | 9.6 | 7.4 | 10.9 | 1.7 | 8.6 | 3.7 | 9.9 | 5.8 | 3.7 | -0.2 | 4.8 | -1.7 | 19.7 | 5 | 18 | 13.9 | 17 | 16.5 | 23.8 | 20.9 | 12 | -1.5 | 8 | -3 | 13.8 | 2.6 | 16.1 | 14.7 | 18.3 | 11.6 | 11.7 | -4 | 9.5 | 0.3 | 16.8 | -2.3 | 7.2 | -2.1 | 22.6 | -6.1 | 13.3 | -7.6 | 11.2 | 0.1 | 20.3 | 6.7 | 14.8 | 12.1 | 0.2 | -1.5 | 15.3 | 12 | 13.8 | 5.6 | 8 | -3 | 12.8 | 1.7 | 12.9 | 3.5 | 12.9 | 10.6 | 17.3 | 4.4 | 22 | 12 | 18 | 12.5 | 12.5 | 8.4 | 17.4 | 8.5 | 13.9 | 5.4 | 21.8 | 18.5 | 12 | 7.9 | 24.4 | 21.6 | 14.9 | 0.2 | 21.1 | 13.9 | 25.3 | 23 | 23.6 | 19.8 | 10.5 | -0.1 | 14.2 | 11 | 6.5 | 2.4 | 12.8 | 8.3 | 7.6 | -3.7 | 7.6 | 4 | 19.9 | 11.5 | 5.5 | 3.7 | -1.3 | -2.8
6 | -5 | 3.8 | 1 | 11.5 | 8.1 | 13.5 | 10 | 4.3 | -5.2 | 22.8 | 2.2 | 6 | 4 | 18 | 8.9 | 15.1 | 11.3 | 13.7 | 9.8 | 10.3 | 8 | 10.9 | 9.2 | 8.7 | 1.1 | 11.9 | -6.5 | 23 | 20 | 18.7 | 17.5 | 22.8 | 16.1 | 19.5 | 16.6 | 21.6 | 17.1 | 17.5 | 11.2 | 22.2 | 17.2 | 16.1 | 4 | 11.6 | 0.3 | 2.6 | -4.5 | 1.3 | -5.1 | 10.2 | 9.5 | 23 | 16.4 | 21.5 | 20.6 | 18.4 | 15 | 6 | -0.5 | 10 | 7 | 4.1 | -3.6 | 8.9 | 6.8 | 9.5 | 1.4 | 7.4 | 3.7 | 9.2 | 5.3 | 2.6 | -1 | 3.4 | -0.7 | 17.6 | 6.1 | 17.1 | 13.1 | 15.9 | 15.7 | 23.9 | 20.5 | 10.9 | -1 | 6.9 | -2 | 11.3 | 4.9 | 15.9 | 14.4 | 17.6 | 11.6 | 8.5 | -2.8 | 7.9 | 2.7 | 15.6 | -2.8 | 5.1 | -2.2 | 20.8 | -6.7 | 12.2 | -7.4 | 8.7 | 0.8 | 18.5 | 6.5 | 13.6 | 10.9 | 0.6 | -1.3 | 13.7 | 11.2 | 12.1 | 5.2 | 7 | -3 | 11.3 | 1.4 | 11.7 | 3.9 | 12.6 | 10.4 | 15.3 | 5.2 | 21 | 12 | 17 | 12.1 | 13.1 | 8.8 | 19.7 | 6.1 | 10.9 | 5.4 | 21.3 | 18 | 11.4 | 6 | 24.2 | 21.7 | 14.5 | 0.3 | 19.4 | 13.4 | 25.1 | 22.9 | 22.6 | 19.7 | 9.3 | 0.2 | 12.9 | 9.9 | 6.1 | 2 | 12.5 | 7.4 | 5.9 | -3.2 | 7 | 3.8 | 16 | 12 | 5 | 2.5 | -1.8 | -3.4
3 | -4 | 3.9 | 1 | 11.8 | 8 | 13.4 | 10.7 | 3.3 | -5.6 | 21.1 | 3 | 6 | 3 | 16.3 | 8.8 | 15.2 | 11.5 | 12.6 | 9.1 | 10.3 | 7.8 | 10.9 | 9.3 | 8 | 1.8 | 11.9 | -6.3 | 23 | 19 | 19.3 | 18.3 | 22.2 | 16.2 | 17.9 | 16.3 | 21.2 | 17.1 | 16.7 | 11 | 22 | 17.3 | 15.1 | 4 | 10.4 | 0 | 3.2 | -3.8 | 0.1 | -4.7 | 9.8 | 8.9 | 21.7 | 15.5 | 21.6 | 20.6 | 18.8 | 15 | 5.7 | -0.7 | 8 | 6 | 3.4 | -3.9 | 8.2 | 6 | 7.6 | 0.6 | 6.7 | 3.9 | 8.8 | 5 | 2.5 | -1.3 | 3.7 | -0.5 | 15.6 | 6.4 | 16.2 | 12 | 15.6 | 15.3 | 22.8 | 20.4 | 10 | -0.4 | 7.3 | -0.2 | 10 | 6.2 | 15.6 | 13.9 | 16.9 | 11.5 | 6.9 | -2.5 | 7.5 | 2.8 | 14.7 | -3.5 | 3.6 | -2.5 | 19.6 | -6.7 | 10.7 | -7.3 | 7 | 0.9 | 16.9 | 6.5 | 12.4 | 9.6 | 1 | -1.4 | 12.7 | 9.7 | 11.6 | 5 | 4 | -2 | 9.6 | 1.4 | 10.1 | 4.1 | 12.7 | 10.2 | 13.7 | 5.1 | 20 | 13 | 15.6 | 12 | 12.9 | 7.8 | 14.3 | 7.5 | 8.9 | 5.2 | 20.4 | 17 | 10.6 | 4 | 23.9 | 21.3 | 13.6 | 0.3 | 17.9 | 13.2 | 24.7 | 22.7 | 22.2 | 19.7 | 8.1 | -0.2 | 11.4 | 8.2 | 6.1 | 1.4 | 11.7 | 6.8 | 6 | -3.6 | 6.1 | 3.7 | 13 | 11.2 | 4.6 | 1.7 | -2 | -3.9
2 | -2 | 3.7 | 0.9 | 12.3 | 8.1 | 13.4 | 11.3 | 2.4 | -6.4 | 20.1 | 3.3 | 5 | 3 | 15.7 | 8.8 | 15.2 | 11.8 | 12.2 | 8.7 | 10.2 | 7.7 | 11 | 9.4 | 7 | 1.6 | 12.1 | -6.3 | 22 | 19 | 19.9 | 18.8 | 21.8 | 16.5 | 17.2 | 15.9 | 20.9 | 17 | 16.5 | 11 | 21.5 | 17.6 | 14.4 | 4.1 | 9.9 | 0 | 3.4 | -2.6 | -0.3 | -4.4 | 9.6 | 8.7 | 21.1 | 14.7 | 21.6 | 20.6 | 19.1 | 15.5 | 5.5 | -1.6 | 8 | 6 | 3.1 | -3.5 | 7.6 | 5.4 | 6.6 | 0 | 6.9 | 4.6 | 8.7 | 4.7 | 2.7 | -1.6 | 4.4 | -0.1 | 14.8 | 6.7 | 15.6 | 11.1 | 15.2 | 14.7 | 22.5 | 20.4 | 9.3 | -0.1 | 7.6 | 1.5 | 9.5 | 7.4 | 15.5 | 13.3 | 16.2 | 11.5 | 6.1 | -2.1 | 7.4 | 2.7 | 14.2 | -4.3 | 2.7 | -2.5 | 19 | -7.1 | 10.4 | -7.7 | 6.2 | 0.2 | 15.7 | 6.8 | 11.2 | 8.4 | 1.8 | -1.4 | 12.2 | 8.5 | 11.2 | 4.7 | 2 | 0 | 8 | 2.2 | 10.7 | 4 | 12.8 | 9.9 | 12.8 | 5.4 | 20 | 13 | 15.2 | 11.5 | 12 | 8.1 | 11 | 7 | 8.5 | 5.3 | 19.7 | 16.4 | 9.8 | 2.1 | 23.6 | 20.9 | 13.3 | 0.4 | 16.8 | 13.2 | 24.8 | 22.4 | 21.9 | 19.5 | 7.4 | -0.2 | 11.1 | 7.1 | 6.1 | 1 | 11.3 | 6.7 | 4.9 | -3 | 5.6 | 3.6 | 11.7 | 10 | 4.3 | 1 | -2.1 | -4.2
2 | -2 | 3.6 | 0.9 | 13.1 | 8.2 | 13.8 | 11.8 | 1.5 | -7.4 | 19.9 | 3.6 | 7 | 3 | 15.3 | 8.5 | 15.3 | 12 | 12 | 8.4 | 10 | 7.6 | 11 | 9.5 | 6.5 | 1.3 | 12.5 | -5.6 | 21 | 18 | 20.4 | 19.2 | 21.5 | 16.6 | 16.7 | 15.5 | 20.8 | 17 | 16.3 | 10.8 | 21.4 | 17.8 | 13.6 | 4.1 | 9.4 | 0 | 3.6 | -1.7 | -0.6 | -4.4 | 9.7 | 8.9 | 20.6 | 14.1 | 21.8 | 20.6 | 19.4 | 15.9 | 5.1 | -2.6 | 9 | 8 | 3 | -3.5 | 7 | 4.6 | 5.6 | -0.5 | 7 | 5 | 8.7 | 4.4 | 2.9 | -2 | 4.8 | 0.5 | 14.2 | 6.6 | 15 | 10.4 | 14.7 | 14.2 | 22.3 | 20.3 | 8.6 | 0.9 | 8 | 2.7 | 10.2 | 8.3 | 15.4 | 12.8 | 16.4 | 11.4 | 5.2 | -1.7 | 7.7 | 2.5 | 14.1 | -4.7 | 2.2 | -2.6 | 18.5 | -7.5 | 9.7 | -7.9 | 5.7 | -0.3 | 14.7 | 6.9 | 10.1 | 7.4 | 2 | -1.4 | 11.3 | 7.3 | 11.1 | 4.6 | 0 | -2 | 7.6 | 1.9 | 10.5 | 3.7 | 13 | 9.8 | 12.3 | 5.4 | 19 | 11 | 14.7 | 10.9 | 10.6 | 8.5 | 9.6 | 6.5 | 8.4 | 5.3 | 19.4 | 16.1 | 9.4 | 0.2 | 23.3 | 20.5 | 13.1 | 0.6 | 16.1 | 12.9 | 24.6 | 22.3 | 21.7 | 19.5 | 7.5 | -0.3 | 10.9 | 6.1 | 6.1 | 0.7 | 11.2 | 6.5 | 4.6 | -3.2 | 5 | 3.5 | 10.5 | 8.8 | 4.2 | 0.8 | -2 | -4.4
3 | -2 | 3.6 | 0.8 | 15.3 | 9 | 15.1 | 12.7 | -0.2 | -9.2 | 20.3 | 4 | 7 | 3 | 15.2 | 8.1 | 15.3 | 12.5 | 12 | 8.3 | 10 | 7.4 | 11.1 | 9.5 | 5.7 | 0.9 | 14.3 | -4.9 | 19 | 16 | 21.2 | 19.7 | 21.3 | 16.7 | 15.9 | 14.8 | 20.9 | 16.9 | 16.5 | 10.3 | 21.4 | 17.8 | 12.5 | 4.2 | 9.4 | 0 | 4.2 | 0.1 | -0.6 | -4.4 | 9.7 | 8.9 | 19.6 | 13.3 | 22.1 | 20.6 | 20.6 | 16.8 | 4.9 | -4.1 | 9 | 8 | 3.1 | -3.5 | 5.8 | 2.9 | 4.4 | -1.7 | 7.4 | 5.2 | 8.7 | 3.9 | 3.2 | -2.5 | 6.5 | 1.9 | 13 | 6.7 | 14.3 | 9.2 | 13.6 | 13 | 22.5 | 20.3 | 8.6 | 2.3 | 9.2 | 4 | 11.5 | 10.1 | 15.1 | 11.6 | 16.9 | 11.4 | 4.8 | -1.1 | 8.5 | 2.5 | 14.5 | -5.9 | 1.9 | -3 | 17.7 | -7.5 | 8.7 | -6 | 5.4 | -0.9 | 13.6 | 7.3 | 8.4 | 5.5 | 2.5 | -0.3 | 9.9 | 4.9 | 11.2 | 4.9 | 0 | -3 | 6.8 | 1.5 | 10 | 4.1 | 13.1 | 9.1 | 11.5 | 5.7 | 18 | 11 | 14.2 | 10.2 | 10.5 | 8.7 | 11 | 7.1 | 8.6 | 5.5 | 19.4 | 16.1 | 8.4 | -3.6 | 22.8 | 19.8 | 13 | 0.6 | 15 | 12.5 | 24.3 | 22.2 | 21.8 | 19.3 | 7.5 | -0.3 | 10.8 | 4.4 | 6.1 | -0.1 | 11.6 | 7.3 | 3.8 | -2.9 | 3.9 | 2.7 | 8.3 | 6.4 | 3.9 | 0.3 | -1.7 | -3.9
0 | -3 | 3.5 | 0.8 | 16 | 9.3 | 15.6 | 13.2 | -1 | -10.2 | 20.2 | 4.3 | 8 | 6 | 14.8 | 7.8 | 15.2 | 12.6 | 11.9 | 8.1 | 10 | 7.4 | 11.1 | 9.6 | 5.3 | 0.8 | 14.8 | -4.2 | 18 | 15 | 21.7 | 19.9 | 21 | 16.8 | 15.3 | 14.4 | 20.9 | 16.9 | 16.5 | 10.2 | 21.5 | 17.8 | 11.9 | 3.9 | 9.7 | 0 | 4.4 | 0.7 | -0.6 | -4.3 | 9.8 | 8.7 | 19 | 13 | 22.3 | 20.6 | 20.8 | 17.1 | 4.7 | -4.8 | 9 | 7 | 2.9 | -3.4 | 5.1 | 2.2 | 3.7 | -2.2 | 7.4 | 5.6 | 8.4 | 3.8 | 3.4 | -2.6 | 7.2 | 3 | 12.3 | 6.8 | 13.7 | 8.4 | 13 | 12.4 | 22.6 | 20.5 | 8.5 | 3.2 | 9.6 | 4.6 | 12.7 | 11.3 | 14.8 | 11 | 17 | 11.3 | 4.9 | -0.9 | 8.5 | 2.4 | 14.2 | -6.3 | 1.5 | -3 | 17.5 | -7.1 | 8.2 | -4.8 | 5.1 | -1.4 | 13.1 | 7.6 | 7.7 | 4.9 | 2.6 | 0.2 | 9 | 3.9 | 11 | 4.8 | -1 | -5 | 6.5 | 1.4 | 9.6 | 4.2 | 13 | 9 | 11 | 5.9 | 17 | 11 | 13.7 | 9.9 | 10.5 | 8.9 | 11.3 | 7.4 | 8.4 | 5.6 | 19.3 | 16.1 | 7.6 | -5.6 | 22.4 | 19.3 | 13.1 | 0.6 | 14.3 | 12 | 24.1 | 22.1 | 21.7 | 19.1 | 7.9 | -0.7 | 10.3 | 4.1 | 5.8 | -0.3 | 11.8 | 7.6 | 3.4 | -2.8 | 3 | 2 | 7 | 5.3 | 3.7 | 0.1 | -1.6 | -3.9
0 | -3 | 3.5 | 1 | 16.7 | 9.7 | 16.1 | 13.7 | -1.9 | -10.8 | 19.8 | 4.4 | 9 | 7 | 14 | 7.3 | 15.2 | 12.7 | 11.4 | 7.9 | 10.3 | 7.6 | 11.3 | 9.8 | 4.7 | 0.2 | 15.3 | -2.7 | 17 | 15 | 21.9 | 20.2 | 20.5 | 16.9 | 14.7 | 14 | 20.7 | 16.8 | 16.3 | 10.8 | 21.3 | 17.5 | 11 | 3.3 | 9.4 | 0 | 3.9 | 1 | -0.6 | -4.4 | 9.8 | 8.6 | 18.3 | 12.6 | 22.3 | 20.6 | 21.2 | 17.2 | 4.5 | -5.3 | 9 | 7 | 2.5 | -3.2 | 4.3 | 1.5 | 2.9 | -2.8 | 7.5 | 5.8 | 8.1 | 4 | 3.9 | -2.7 | 7.8 | 4.2 | 11.6 | 7.1 | 12.9 | 7.5 | 11.9 | 11.6 | 22.6 | 20.6 | 8.7 | 3.8 | 9.7 | 5.3 | 13.1 | 11.9 | 14.1 | 10.1 | 16.7 | 11.3 | 5.3 | -0.8 | 8 | 2.2 | 11.7 | -7.1 | 0.7 | -3.4 | 17.5 | -6.5 | 6.5 | -4.4 | 5.1 | -2 | 12.7 | 8 | 7.4 | 3.9 | 2.7 | 0.7 | 8.7 | 2.8 | 10.7 | 4.6 | -1 | -5 | 6.2 | 1.4 | 8.9 | 4.2 | 13.2 | 9.2 | 10.6 | 6.3 | 17 | 11 | 12.5 | 9.6 | 10.5 | 9 | 11.4 | 7.4 | 8.2 | 5.5 | 19.4 | 15.6 | 6.5 | -8.3 | 21.7 | 18.7 | 12.9 | 0.6 | 13.4 | 11.3 | 23.7 | 21.8 | 21.5 | 18.9 | 7.8 | -0.6 | 8.6 | 3.5 | 6.4 | -1.5 | 12 | 7.8 | 2.8 | -2.5 | 2.1 | 1.3 | 5.8 | 4.1 | 2.8 | -0.4 | -1.8 | -4
1 | -3 | 3.4 | 1 | 16.9 | 11.3 | 16.7 | 14.2 | -2.8 | -11.8 | 19.1 | 4.2 | 11 | 8 | 12.9 | 6.8 | 14.8 | 12.6 | 10.9 | 7.7 | 9.7 | 7.3 | 11.4 | 9.8 | 3.2 | -1.8 | 15.3 | -2.9 | 18 | 16 | 21.9 | 20.1 | 20 | 17 | 14 | 13.5 | 20.7 | 16.8 | 16.2 | 11.2 | 21.2 | 17.5 | 9.7 | 3 | 9.7 | 0 | 4.5 | 2.2 | -0.9 | -4.4 | 9.5 | 8.6 | 17.5 | 12.2 | 22.4 | 20.6 | 21 | 17.5 | 4 | -5.5 | 9 | 7 | 1.8 | -2.7 | 3.4 | 0.6 | 1.8 | -3.3 | 7.5 | 6 | 8.8 | 4.3 | 4.2 | -3.8 | 8.4 | 5.3 | 10.3 | 6.3 | 12.1 | 6.5 | 11.2 | 10.9 | 22.5 | 20.8 | 8.1 | 4.5 | 10 | 5.6 | 14.2 | 13.1 | 13.2 | 9.1 | 16.1 | 11.2 | 5.1 | -0.6 | 7.9 | 2 | 11.2 | -7.6 | -0.4 | -4.1 | 17.6 | -6.1 | 6.8 | -2.6 | 4.3 | -2.8 | 12.4 | 8.4 | 6.5 | 3.4 | 1.9 | 0.3 | 7.1 | 2 | 10.2 | 4.6 | 0 | -3 | 5.9 | 1.4 | 8.2 | 4.2 | 12.9 | 9.1 | 10.2 | 6.5 | 17 | 11 | 11.3 | 8.6 | 10.6 | 9.1 | 11.8 | 7.9 | 8.4 | 5.8 | 19.1 | 15.5 | 6.2 | -9.6 | 20.9 | 18 | 13.2 | 0.6 | 12.6 | 10.9 | 22.9 | 21.3 | 21.3 | 18.8 | 7.7 | -0.8 | 7.2 | 3.2 | 7.4 | -3.1 | 11.9 | 8 | 2.1 | -2.6 | 0.9 | 0.4 | 4.7 | 3.3 | 1.7 | -1.4 | -2.1 | -4.5
1 | -3 | 2.6 | 0.7 | 17.1 | 12.4 | 17.6 | 14.6 | -3.8 | -13.5 | 18 | 3.9 | 11 | 8 | 13.2 | 6.7 | 14.3 | 12.6 | 11.2 | 7.8 | 10.4 | 7.3 | 11.5 | 10.3 | 3 | 0.3 | 15.3 | -1.9 | 19 | 16 | 22.2 | 20.3 | 19.6 | 17 | 13.8 | 13.4 | 20.2 | 17.6 | 15.8 | 11.7 | 21.2 | 17.4 | 8.9 | 2 | 9.8 | 0 | 5.9 | 3.8 | -1.4 | -4 | 9.5 | 8.5 | 17 | 11.9 | 22.6 | 21 | 21.2 | 17.7 | 3.4 | -6.1 | 9 | 7 | 0.9 | -2.2 | 4 | 0.8 | 1 | -3.9 | 7.2 | 5.8 | 10.1 | 4.8 | 4 | -3.8 | 8.9 | 6.3 | 9.8 | 6.7 | 11.2 | 5.5 | 9.2 | 9 | 22.4 | 20.9 | 6.8 | 4 | 9.6 | 6.1 | 13.8 | 12.9 | 13.4 | 9 | 16.3 | 11.6 | 4.9 | -0.6 | 7.9 | 1.9 | 12 | -8.7 | 0.2 | -3.4 | 17.7 | -4.5 | 4.2 | -3.6 | 3.6 | -3.3 | 12.3 | 9.1 | 5.8 | 2.6 | 3.8 | 2.5 | 5.8 | 1.3 | 9.5 | 4.5 | 0 | -4 | 6.1 | 1.6 | 8.1 | 4.7 | 12.9 | 9.4 | 9.8 | 6.7 | 17 | 10 | 10.1 | 8.2 | 11.1 | 9.5 | 12.3 | 8.2 | 8.4 | 5.9 | 18.6 | 15.7 | 6 | -11.3 | 19.8 | 17.2 | 13.2 | 0.6 | 11.7 | 10.4 | 22.5 | 21.1 | 21.1 | 18.7 | 8.9 | -0.5 | 5.5 | 3.1 | 5.7 | -3.1 | 12 | 8.3 | 2.3 | -1.9 | 0.5 | 0.1 | 3.9 | 2.6 | 1.2 | -1.8 | -2.5 | -5.5
2 | -2 | 2.9 | 0.6 | 18.7 | 14.6 | 18.3 | 15.1 | -2.9 | -11.8 | 19.5 | 4.6 | 10 | 8 | 13.9 | 6.4 | 14.1 | 13.7 | 11.9 | 8.1 | 10.5 | 7.2 | 11.6 | 10.4 | 2.3 | 0.2 | 17.2 | -2.2 | 23 | 18 | 23.5 | 20.9 | 19.3 | 17.1 | 13.7 | 13.3 | 20.1 | 17.7 | 15.7 | 12 | 20.7 | 16.9 | 9 | 0.6 | 9.9 | -0.5 | 7.2 | 5.6 | -1.5 | -4 | 10 | 8.4 | 16.5 | 11.5 | 22.7 | 21 | 21.5 | 18.5 | 3.1 | -6.2 | 7 | 4 | 1.4 | -2.4 | 5 | 1.1 | 0.2 | -4.4 | 7.2 | 6 | 8.9 | 2.1 | 3.8 | -4.6 | 9.4 | 7.3 | 9.1 | 6.7 | 10.2 | 4.2 | 8.7 | 8.6 | 22.2 | 21 | 7.4 | 5 | 9.8 | 6.7 | 14.9 | 14.2 | 13.8 | 9.1 | 17.1 | 12.1 | 4.5 | -0.7 | 6.9 | 0.9 | 10.6 | -7.9 | 1.2 | -3 | 17.9 | -3.7 | 7.1 | -0.5 | 4.6 | -2.9 | 12.1 | 9.8 | 4.2 | 0 | 4.6 | 4.2 | 5.8 | 1.4 | 8.7 | 4.5 | 0 | -2 | 6.3 | 1.8 | 8.2 | 5.4 | 13.3 | 9.9 | 9.3 | 7 | 16 | 11 | 9.7 | 7.7 | 11.9 | 9.7 | 12.9 | 8.6 | 8.3 | 6 | 18.5 | 16.1 | 6.1 | -14.6 | 18.6 | 16.3 | 12.8 | 0.1 | 10.8 | 9.9 | 22.1 | 20.8 | 20.8 | 18.5 | 6.8 | 0 | 3.4 | 1.7 | 8.5 | -2.4 | 12.1 | 9 | 2.7 | -1.2 | 1.6 | 1.4 | 2.8 | 1.1 | 1.5 | -1.8 | -1.6 | -5
4 | -2 | 3.3 | 1.1 | 17.2 | 16.1 | 19.4 | 16.1 | -1.5 | -10 | 21.7 | 5.2 | 11 | 8 | 15 | 6.1 | 15 | 14.4 | 12.8 | 8.3 | 12.2 | 7.8 | 12.2 | 10.6 | 2.8 | 0 | 18.3 | -5.6 | 23 | 18 | 22.8 | 20 | 19.4 | 17.2 | 13.9 | 13.3 | 20 | 17.8 | 15.6 | 12.8 | 22.2 | 16.7 | 10.6 | 0 | 13.9 | -0.6 | 12.2 | 9.4 | -0.6 | -3.3 | 10 | 8.3 | 16.1 | 11.1 | 23.9 | 21.7 | 23.9 | 20.6 | 5 | -6.7 | 7 | 4 | 3.3 | -1.1 | 6.7 | 1.7 | 1.1 | -3.9 | 7.8 | 5.6 | 7.8 | 4.4 | 4.4 | -5 | 10.7 | 8.5 | 11.1 | 8.9 | 10.3 | 3.4 | 11.1 | 10 | 23.5 | 21 | 7.8 | 6.7 | 11.7 | 7.8 | 17.2 | 16.7 | 14.4 | 9.4 | 19.4 | 13.9 | 6.8 | 0 | 9.4 | 1.1 | 13.3 | -8.9 | 2.8 | -2.8 | 18.3 | -2.8 | 8.9 | 2.2 | 7.2 | -1.7 | 12.2 | 10.6 | 3.3 | -0.6 | 6.7 | 6.7 | 6.7 | 1.7 | 9.4 | 5 | 0 | -2 | 6.7 | 2.2 | 8.3 | 6.1 | 14.4 | 10 | 8.9 | 6.7 | 17 | 11 | 11.1 | 8.9 | 12.8 | 10 | 13.9 | 9.8 | 8.3 | 6.1 | 17.8 | 16.1 | 7.4 | -13.8 | 20.2 | 16.5 | 13.3 | 0 | 12.6 | 10.7 | 22.8 | 21.1 | 20.8 | 18.9 | 11.1 | 0 | 8.3 | 1.7 | 11.7 | -3.9 | 12.2 | 9.4 | 3.3 | -0.6 | 3.3 | 3.3 | 1.7 | -2.2 | 3.9 | -2.2 | -0.2 | -4.3
9 | -1 | 3.3 | 1.1 | 17.8 | 16.7 | 21.1 | 16.7 | 0.6 | -8.9 | 23.9 | 5.6 | 13 | 9 | 17.6 | 7.4 | 16.7 | 13.9 | 16.5 | 9.2 | 13.3 | 8.3 | 13.9 | 10.6 | 1.1 | -0.6 | 18.9 | -5.6 | 24 | 13 | 23.3 | 20.6 | 21.1 | 15.6 | 17.4 | 15.1 | 20.6 | 17.2 | 17.2 | 13.9 | 23.9 | 16.7 | 12.2 | 0.6 | 15 | -0.6 | 13.3 | 8.9 | 1.7 | -3.9 | 12.2 | 8.3 | 17.8 | 11.9 | 24.4 | 21.7 | 25 | 18.9 | 6.7 | -6.7 | 9 | 4 | 6.1 | -3.3 | 9.3 | 1.7 | 2.8 | -3.3 | 8.3 | 6.1 | 10 | 2.8 | 5.6 | -4.4 | 11.5 | 8.7 | 13.3 | 9.4 | 11.3 | 3.6 | 13.3 | 10 | 24.8 | 20.9 | 8.3 | 7.2 | 14.4 | 6.1 | 20.6 | 17.8 | 16.3 | 9 | 21.7 | 10.6 | 9.3 | 0.2 | 11.1 | 1.1 | 15.6 | -8.3 | 5 | -2.3 | 19.2 | -2.7 | 10 | 2.8 | 9.4 | -3.3 | 13.1 | 10.8 | 3.3 | 0 | 8.3 | 7.8 | 10 | 2.2 | 11.1 | 5.6 | 0 | -3 | 9.1 | 2.9 | 9.2 | 6 | 13.9 | 11.7 | 9.4 | 7.2 | 18 | 12 | 15.6 | 9.4 | 14.6 | 9.6 | 14.4 | 10.5 | 10.6 | 7.2 | 17.8 | 16.1 | 9.3 | -12.3 | 22.6 | 16.9 | 14.4 | 0.6 | 15.2 | 12 | 25.6 | 21.7 | 20.9 | 19.4 | 13.3 | -0.6 | 11.7 | 0.6 | 13.9 | -2.8 | 12.2 | 9.4 | 5 | 0.4 | 5.6 | 4.4 | 2.8 | -2.2 | 5.6 | -1.7 | 1.1 | -4.4
13 | -2 | 2.8 | 1.1 | 18.3 | 17.2 | 22.8 | 16.7 | 2.4 | -8.7 | 25.7 | 5.3 | 12 | 9 | 20.2 | 7.9 | 18.3 | 13.9 | 20.2 | 9.2 | 13.9 | 8.3 | 16.1 | 10.6 | 1.7 | -1.1 | 18.3 | -3.9 | 26 | 18 | 23.3 | 22.2 | 22.8 | 16.1 | 20.9 | 16.3 | 22.2 | 15.6 | 18.9 | 14.4 | 25.6 | 16.1 | 12.8 | 2.2 | 18.3 | 0.6 | 14.4 | 8.9 | 3.3 | -3.9 | 12.8 | 8.3 | 19.4 | 12.2 | 25.6 | 21.7 | 26.1 | 17.2 | 8.3 | -6.1 | 11 | 4 | 8.3 | -4.4 | 11.8 | 1.1 | 5 | -2.8 | 9.4 | 4.4 | 10.6 | 4.4 | 7.2 | -3.9 | 12.2 | 8.9 | 15.6 | 9.4 | 12.2 | 3.3 | 15.6 | 10 | 26.1 | 20.6 | 10 | 7.8 | 15.6 | 7.8 | 21.7 | 17.8 | 18.1 | 8.1 | 23.9 | 13.3 | 11.7 | 0 | 12.2 | 3.3 | 18.9 | -7.2 | 7.2 | -2.7 | 20.2 | -3.1 | 11.1 | 2.2 | 11.1 | -4.4 | 14.1 | 11.1 | 3.9 | 0.6 | 7.8 | 7.2 | 11.1 | 5 | 11.7 | 5 | 2 | -3 | 11.5 | 3.3 | 10.2 | 6 | 14.4 | 12.2 | 9.4 | 7.2 | 18 | 13 | 17.8 | 8.9 | 16.5 | 9 | 15 | 11.1 | 13.9 | 7.2 | 18.3 | 16.7 | 11.1 | -12.2 | 25 | 17.2 | 14.4 | 0.6 | 17.8 | 12.8 | 27.2 | 22.2 | 21.1 | 20 | 16.7 | 0 | 13.9 | -0.6 | 15.6 | -2.2 | 12.2 | 9.4 | 6.6 | 1.3 | 8.3 | 5 | 4.4 | -2.2 | 7.8 | -0.6 | 3 | -4.3
15 | -1 | 3.3 | 1.1 | 20 | 17.8 | 23.3 | 16.7 | 4.3 | -9.7 | 27.6 | 4.6 | 14 | 10 | 22.8 | 8.3 | 19.4 | 13.9 | 23.9 | 8.3 | 14.4 | 8.9 | 19.4 | 11.1 | 2.2 | -0.6 | 18.9 | -3.3 | 27 | 18 | 22.8 | 21.7 | 25 | 15 | 24.4 | 17.2 | 22.8 | 15.6 | 20.6 | 13.9 | 26.7 | 16.7 | 13.3 | 3.3 | 21.1 | 1.7 | 15 | 9.4 | 5.6 | -4.4 | 13.9 | 8.3 | 21.1 | 12.8 | 26.1 | 21.7 | 27.8 | 17.8 | 9.4 | -5.6 | 12 | 4 | 10 | -3.3 | 14.4 | -0.6 | 6.1 | -2.2 | 11.1 | 4.4 | 13.3 | -0.6 | 9.4 | -3.3 | 13.9 | 10.4 | 16.7 | 9.4 | 14.4 | 4.7 | 16.7 | 9.4 | 26.3 | 20.4 | 10.6 | 7.8 | 17.2 | 7.2 | 23.9 | 17.8 | 20 | 6.7 | 25 | 15 | 13.5 | -0.2 | 13.3 | 3.3 | 21.7 | -5.6 | 9.4 | -3.9 | 21.1 | -3.9 | 15 | -3.9 | 11.7 | -5 | 15 | 11.1 | 3.9 | 0.6 | 8.9 | 8.3 | 13.9 | 4.4 | 15 | 3.9 | 2 | -4 | 13.9 | 3.3 | 11.1 | 5.6 | 15 | 12.2 | 11.7 | 9.4 | 19 | 14 | 20 | 8.3 | 18.3 | 7.8 | 15.9 | 11.5 | 16.1 | 6.7 | 20 | 16.7 | 12 | -11.6 | 25.7 | 16.8 | 16.7 | 0.6 | 19.3 | 13.1 | 29.4 | 21.7 | 22 | 20.1 | 18.3 | -0.6 | 15 | 0 | 16.1 | -1.1 | 12.2 | 9.4 | 8.3 | 2.2 | 9.4 | 3.9 | 6.1 | -2.8 | 10 | 0 | 4.8 | -5.2
15 | -1 | 4.4 | 1.1 | 21.1 | 16.1 | 24.4 | 16.1 | 6.1 | -13.3 | 29.4 | 3.3 | 13 | 10 | 24.8 | 8.3 | 20.6 | 14.4 | 25.6 | 7.3 | 15 | 8.9 | 21.7 | 11.7 | 3.9 | -0.6 | 18.3 | -2.2 | 27 | 18 | 22.2 | 21.7 | 25.6 | 15.6 | 24.8 | 17.3 | 23.3 | 16.1 | 22.2 | 12.8 | 28.3 | 17.2 | 14.4 | 2.8 | 23.9 | 0.6 | 15.6 | 8.9 | 7.2 | -4.4 | 15.6 | 8.3 | 22.2 | 12.8 | 27.2 | 21.1 | 27.8 | 17.2 | 11.1 | -5 | 13 | 4 | 11.1 | -3.9 | 14 | 0.2 | 7.2 | -1.7 | 12.2 | 5.6 | 13.3 | -0.6 | 10.6 | -4.4 | 15.5 | 11.9 | 17.8 | 8.9 | 16.7 | 5.7 | 17.2 | 8.9 | 26.5 | 20.1 | 11.7 | 8.3 | 17.8 | 8.3 | 25 | 16.7 | 20.9 | 7.9 | 24.4 | 12.2 | 15.4 | -0.7 | 15.6 | 3.3 | 22.8 | -6.1 | 9 | -2.3 | 22.2 | -3.5 | 19.4 | -2.2 | 12.2 | -5.6 | 16.5 | 11.9 | 5 | 0.6 | 9.4 | 8.3 | 15 | 2.8 | 15.6 | 1.1 | 3 | -5 | 15.4 | 2.9 | 11.8 | 5.7 | 15 | 12.2 | 13.3 | 8.9 | 21 | 14 | 20.6 | 7.8 | 19.4 | 7.5 | 16.9 | 11.6 | 17.8 | 6.7 | 21.7 | 17.2 | 13 | -11.6 | 26.5 | 16.8 | 19.4 | 0 | 20.7 | 12.9 | 30 | 21.7 | 23 | 20.5 | 20 | -1.1 | 16.7 | 1.7 | 17.8 | 0 | 13.3 | 9.4 | 9.4 | 2 | 9.4 | 2.2 | 7.8 | -3.3 | 12.8 | 1.7 | 6.7 | -7.8
18 | 0 | 5.6 | 1.7 | 20 | 17.2 | 23.9 | 15 | 6.7 | -12.6 | 30.9 | 3 | 12 | 10 | 26.9 | 8.4 | 20.6 | 14.4 | 27.2 | 6.1 | 17.2 | 8.3 | 21.7 | 11.1 | 5 | 0 | 16.1 | 1.7 | 27 | 18 | 22.2 | 21.7 | 26.7 | 15 | 25.2 | 17.2 | 24.4 | 16.7 | 22.8 | 13.9 | 28.3 | 16.7 | 15 | 4.4 | 25.6 | -1.7 | 16.1 | 9.4 | 8.9 | -3.9 | 18.3 | 8.3 | 23.3 | 12.9 | 27.8 | 22.8 | 28.3 | 17.2 | 12.2 | -5 | 14 | 3 | 12.2 | -0.6 | 13.7 | 0.7 | 8.3 | -2.2 | 12.2 | 3.3 | 15 | -1.1 | 10.6 | -4.4 | 17.2 | 13.3 | 18.9 | 8.3 | 18.9 | 6.7 | 18.3 | 8.9 | 26.7 | 20 | 12.8 | 8.9 | 17.2 | 9.4 | 25.6 | 16.1 | 21.9 | 8.8 | 26.1 | 11.7 | 17.2 | -2.2 | 16.1 | 4.4 | 25 | -10 | 8.7 | -1.2 | 23.3 | -2.7 | 14.4 | -1.7 | 14.4 | -6.1 | 17.9 | 12.4 | 5 | 0 | 12.8 | 8.9 | 17.2 | 4.4 | 16.7 | -1.1 | 4 | -1 | 16.8 | 2 | 12.6 | 5.5 | 15 | 12.2 | 13.9 | 7.8 | 23 | 15 | 22.2 | 7.2 | 20.6 | 7.6 | 17.8 | 11.7 | 18.3 | 5.6 | 21.7 | 16.7 | 13.9 | -13.9 | 27.2 | 16.1 | 20.6 | 0 | 22.2 | 12.8 | 30.6 | 21.1 | 23.9 | 20.6 | 20 | 0 | 17.8 | 1.7 | 18.3 | 0.6 | 14.4 | 9.4 | 10.6 | 1.9 | 10 | 2.2 | 10 | -3.9 | 15.6 | 3.3 | 7.8 | -6.3
18 | 0 | 6.7 | 1.7 | 21.7 | 17.8 | 22.2 | 16.1 | 7.2 | -13.3 | 32.4 | 3.4 | 12 | 9 | 28.9 | 7.2 | 20.6 | 13.9 | 28.9 | 3.9 | 18.3 | 7.8 | 20.6 | 11.1 | 6.1 | 0 | 17.8 | 1.7 | 28 | 18 | 22.2 | 21.1 | 26.7 | 15 | 25.6 | 17.2 | 25.6 | 16.1 | 22.2 | 13.3 | 29.4 | 16.7 | 15.6 | 3.9 | 25.6 | -3.3 | 15.6 | 9.4 | 10.6 | -2.8 | 19.4 | 8.3 | 24.4 | 12.8 | 27.8 | 22.8 | 29.4 | 16.1 | 13.3 | -4.4 | 16 | 2 | 13.3 | -1.7 | 13.3 | 1.1 | 10 | -3.3 | 13.3 | 1.1 | 15 | -2.2 | 12.2 | -3.3 | 17.6 | 13.4 | 18.9 | 7.8 | 20.4 | 6.7 | 18.9 | 8.3 | 25 | 19.2 | 13.3 | 8.3 | 14.4 | 6.7 | 26.7 | 15 | 22.8 | 10 | 26.7 | 11.7 | 17.8 | -1.3 | 16.7 | 0.6 | 26.7 | -8.9 | 8.3 | -0.6 | 24.4 | -2.8 | 13.3 | -1.7 | 15.6 | -4.4 | 19.4 | 12.8 | 5 | 0 | 14.4 | 8.3 | 18.3 | 5 | 17.2 | -2.2 | 4 | 0 | 18.3 | 1.1 | 13.3 | 5.6 | 15 | 12.2 | 14.4 | 8.9 | 25 | 15 | 21.7 | 6.7 | 21.7 | 7.2 | 18 | 12 | 18.3 | 5 | 21.1 | 16.1 | 14.3 | -13.2 | 27 | 16 | 21.7 | 0 | 23.1 | 12.7 | 30.6 | 21.7 | 23.9 | 20.7 | 21.7 | 0 | 18.9 | 2.2 | 20 | 1.7 | 15.6 | 9.4 | 11.7 | 1.7 | 11.1 | 2.8 | 10.6 | -5 | 17.2 | 4.4 | 8.9 | -5.8
19 | 0 | 8.3 | 1.7 | 23.9 | 18.3 | 22.8 | 14.4 | 7.8 | -15.6 | 33.9 | 3.3 | 14 | 10 | 29.8 | 5.2 | 20.6 | 13.9 | 29.6 | 3.6 | 17.8 | 8.9 | 20 | 10.6 | 6.1 | 0 | 17.2 | 1.7 | 27 | 18 | 21.7 | 21.1 | 27.8 | 17.8 | 26 | 16.9 | 25.6 | 16.7 | 22.2 | 13.3 | 28.9 | 16.1 | 16.7 | 5 | 26.1 | -3.3 | 15 | 10 | 10.6 | -3.9 | 20 | 8.3 | 23.5 | 13.7 | 29.4 | 22.2 | 28.9 | 15.6 | 12.8 | -5 | 9 | 7 | 14.4 | -3.9 | 12.2 | 4.2 | 13.3 | -3.3 | 13.9 | 0 | 16.7 | -3.3 | 11.7 | -3.3 | 17.9 | 13.4 | 18.9 | 9.4 | 21.8 | 6.1 | 20 | 7.8 | 23.4 | 18.3 | 14.4 | 10 | 14.4 | 5 | 28.3 | 15.6 | 22.4 | 11.5 | 26.1 | 12.2 | 18.3 | -1.3 | 16.7 | 1.1 | 26.7 | -14.4 | 8.7 | -0.3 | 24 | -3 | 12.8 | 1.1 | 15 | -5 | 19.4 | 12.7 | 5.6 | 0 | 14.4 | 8.3 | 20 | 5 | 17.8 | -2.2 | 6 | 1 | 19.2 | 1.7 | 10.5 | 5.9 | 14.4 | 11.7 | 15.6 | 8.9 | 26 | 16 | 23.3 | 7.8 | 22.2 | 7.6 | 18.1 | 12.1 | 20 | 6.7 | 21.1 | 16.7 | 14.6 | -14.9 | 26.9 | 15.9 | 20.6 | 0 | 24.1 | 12.4 | 28.3 | 21.7 | 23.9 | 20.7 | 22.2 | 0 | 20.6 | 3.3 | 20 | 1.7 | 15 | 8.3 | 12.1 | 1.4 | 12.2 | 2.2 | 12.2 | -3.9 | 18.3 | 3.9 | 10 | -6.1
21 | 0 | 7.8 | 2.8 | 23.3 | 18.3 | 22.8 | 15.6 | 8 | -14.6 | 33.9 | 3.7 | 13 | 10 | 30.8 | 2.1 | 21.1 | 13.3 | 30.4 | 2.6 | 16.1 | 8.9 | 19.4 | 10 | 6.1 | -0.6 | 18.3 | 1.1 | 27 | 18 | 21.7 | 20 | 26.7 | 17.8 | 26.3 | 16 | 26.1 | 16.7 | 22.8 | 13.3 | 28.9 | 15.6 | 16.7 | 1.7 | 27.2 | -2.8 | 16.1 | 11.1 | 11.7 | -4.4 | 20 | 8.3 | 22.6 | 14.5 | 29.4 | 21.1 | 28.9 | 15.6 | 11.7 | -5 | 9 | 6 | 15.6 | 1.7 | 11.1 | 6.3 | 11.1 | -2.2 | 13.9 | 1.7 | 16.1 | -1.1 | 11.7 | -2.8 | 18.3 | 13.3 | 20 | 10 | 23.3 | 5.6 | 21.1 | 7.8 | 21.7 | 17.2 | 13.3 | 9.4 | 9.4 | 7.2 | 26.7 | 16.1 | 22.1 | 12.7 | 26.7 | 11.7 | 18.9 | -1.1 | 17.2 | 0 | 26.7 | -12.8 | 9 | -0.5 | 23.7 | -2.4 | 14.4 | 1.1 | 15 | -5 | 19.4 | 12.5 | 5.6 | 0 | 13.3 | 8.3 | 19.4 | 4.4 | 19.4 | -1.7 | 6 | -1 | 20.2 | 2.1 | 7.8 | 5.6 | 14.4 | 11.7 | 16.7 | 7.8 | 24 | 18 | 22.8 | 7.8 | 22.8 | 7.8 | 18.3 | 12.2 | 20 | 6.7 | 19.4 | 16.7 | 15 | -17.8 | 26.7 | 15.6 | 22.2 | 0 | 25 | 12.2 | 26.1 | 23.3 | 23.9 | 20.6 | 21.1 | -1.1 | 21.1 | 3.3 | 20.6 | 1.1 | 14.4 | 8.9 | 12.4 | 1.4 | 12.8 | 3.9 | 12.2 | -5.6 | 18.9 | 3.3 | 10.4 | -4.6
19 | 1 | 7.8 | 1.7 | 21.7 | 17.8 | 25 | 15 | 8.1 | -14.5 | 33.9 | 3.7 | 13 | 10 | 31.7 | -2.8 | 20 | 13.3 | 31.1 | 2.8 | 16.1 | 8.9 | 19.4 | 10 | 7.2 | 0 | 20 | 2.2 | 25 | 18 | 22.2 | 20 | 26.1 | 17.8 | 26.7 | 15.6 | 26.1 | 17.2 | 23.3 | 13.3 | 28.3 | 16.1 | 16.7 | 2.8 | 24.4 | -0.6 | 16.1 | 10 | 12.8 | -4.4 | 18.9 | 8.3 | 21.7 | 15 | 27.8 | 22.2 | 28.9 | 21.1 | 11.7 | -5 | 9 | 7 | 16.1 | -2.8 | 10 | 7.8 | 12.2 | -2.2 | 14.4 | 1.7 | 15.6 | -2.2 | 11.7 | -2.8 | 17.4 | 13.4 | 20 | 9.4 | 20.7 | 6.7 | 20.6 | 7.2 | 20.8 | 16.6 | 12.2 | 8.9 | 10.6 | 6.7 | 26.1 | 16.1 | 21.7 | 13.9 | 27.2 | 7.2 | 17.6 | 0.3 | 17.2 | 0.6 | 27.2 | -8.9 | 9.4 | -0.6 | 23.3 | -2.8 | 14.4 | -3.3 | 15.6 | -4.4 | 19.4 | 12.2 | 6.1 | 0.6 | 14.4 | 8.3 | 19.4 | 3.3 | 19.4 | -1.7 | 6 | -1 | 21.1 | 2.8 | 5 | 5 | 15 | 12.2 | 18.3 | 7.2 | 27 | 17 | 23.3 | 6.7 | 23.3 | 8.3 | 18.3 | 12.3 | 20 | 4.4 | 20 | 16.7 | 14.6 | -12.9 | 25.6 | 15.9 | 22.2 | 0 | 24.4 | 12.7 | 30 | 21.7 | 23.3 | 20.5 | 21.1 | -1.1 | 21.7 | 4.4 | 20.6 | 0.6 | 14.4 | 8.3 | 12.8 | 1.1 | 12.2 | 4.4 | 12.8 | -5.6 | 18.3 | 2.8 | 10.7 | -4.3
18 | 0 | 7.8 | 1.7 | 21.7 | 18.9 | 25 | 13.3 | 8.3 | -16.7 | 33.9 | 4.4 | 13 | 10 | 29.5 | -0.7 | 18.9 | 13.9 | 28.5 | 5.4 | 15.6 | 8.9 | 17.2 | 10.6 | 6.1 | 0 | 20.6 | 0.6 | 24 | 18 | 22.2 | 19.4 | 25.6 | 17.8 | 25.6 | 15.9 | 24.4 | 17.2 | 22.8 | 13.9 | 26.7 | 16.1 | 16.1 | 1.7 | 18.3 | 1.7 | 16.7 | 10 | 12.8 | -3.9 | 18.3 | 8.3 | 20 | 15.3 | 28.3 | 23.3 | 28.3 | 17.2 | 10 | -5.6 | 9 | 7 | 16.1 | -5 | 9.8 | 7.8 | 11.7 | -2.8 | 13.3 | 1.7 | 15 | -1.7 | 10.6 | -3.3 | 16.5 | 13.1 | 20 | 8.9 | 18.2 | 7 | 20.6 | 7.8 | 19.8 | 15.7 | 12.2 | 8.9 | 10 | 5.6 | 23.9 | 15.6 | 21.3 | 13.8 | 26.1 | 5.6 | 16.3 | 1.6 | 16.7 | -1.7 | 26.7 | -10 | 8.1 | -0.8 | 22.6 | -2.6 | 13.9 | -4.4 | 15 | -3.9 | 18.7 | 12.9 | 5.6 | 0.6 | 14.4 | 8.3 | 20 | 3.3 | 19.4 | -0.6 | 7 | -1 | 19.3 | 1.8 | 8 | 5.8 | 15 | 12.2 | 17.2 | 6.7 | 27 | 16 | 22.2 | 5.6 | 22.4 | 9.6 | 18.3 | 12.3 | 19.4 | 4.4 | 18.9 | 17.2 | 14.3 | -11.5 | 24.4 | 15.6 | 22.2 | 0 | 23.9 | 13.2 | 29.4 | 21.1 | 22.8 | 20.2 | 21.1 | -2.8 | 21.7 | 3.9 | 20.6 | 0 | 14.4 | 7.8 | 12.1 | 1.7 | 11.7 | 4.4 | 12.2 | -5.6 | 18.3 | 2.8 | 11.1 | -4.4
17 | 0 | 7.2 | 2.2 | 20.6 | 19.4 | 23.3 | 13.9 | 6.5 | -13.3 | 32.6 | 3.5 | 13 | 9 | 27.2 | -0.7 | 17.2 | 13.9 | 25.9 | 7.5 | 14.4 | 10 | 15.6 | 10 | 5.6 | -0.6 | 20 | 0.6 | 23 | 17 | 22.2 | 19.4 | 25.6 | 17.2 | 24.4 | 15.9 | 22.8 | 16.7 | 22.8 | 13.3 | 25.6 | 15.6 | 15 | 1.1 | 15.6 | 0.6 | 16.1 | 10 | 12.8 | -1.7 | 17.8 | 8.3 | 18.4 | 15.3 | 27.8 | 22.2 | 26.7 | 18.3 | 9.4 | -5.6 | 10 | 7 | 15.6 | -3.9 | 9.6 | 7.7 | 11.7 | -1.7 | 12.2 | 1.7 | 14.4 | -1.7 | 9.4 | -3.3 | 15.6 | 12.8 | 18.9 | 8.9 | 15.6 | 6.7 | 20.6 | 8.9 | 18.9 | 15 | 11.7 | 8.3 | 10 | 5.6 | 20.6 | 14.4 | 21 | 13.5 | 25.6 | 6.1 | 15 | 2.2 | 16.1 | -1.1 | 24.4 | 3.9 | 6.9 | -0.9 | 21.8 | -1.9 | 12.8 | -5 | 14.4 | -5.6 | 17.9 | 13.4 | 6.1 | 0.6 | 14.4 | 8.3 | 20 | 1.7 | 18.3 | 0 | 7 | -1 | 17.4 | 0.1 | 10.9 | 5.9 | 15 | 12.2 | 16.7 | 5.6 | 27 | 17 | 21.7 | 6.1 | 21.5 | 11 | 18.3 | 12.2 | 18.9 | 3.3 | 18.9 | 16.7 | 13.9 | -11.1 | 23.3 | 15.6 | 21.7 | 0 | 23.3 | 13.3 | 29.4 | 21.7 | 22.2 | 20 | 18.9 | 0 | 20.6 | 5 | 20 | 0 | 14.4 | 7.8 | 11.3 | 1.8 | 10.6 | 4.4 | 12.2 | -4.4 | 17.8 | 3.9 | 9.1 | -3.9
18 | 0 | 7.2 | 2.2 | 18.9 | 18.9 | 22.2 | 14.4 | 4.6 | -12.7 | 31.3 | 2.5 | 12 | 9 | 25 | -0.6 | 15.6 | 13.3 | 23.3 | 8.3 | 13.9 | 10 | 13.3 | 10 | 5.6 | -0.6 | 18.3 | 1.1 | 22 | 18 | 22.2 | 19.4 | 26.1 | 16.1 | 23.3 | 16.1 | 21.7 | 17.8 | 22.2 | 13.3 | 23.9 | 15.6 | 13.9 | 1.1 | 13.9 | 1.1 | 13.9 | 9.4 | 11.7 | 0 | 17.2 | 8.3 | 16.7 | 15 | 26.7 | 22.2 | 25.6 | 19.4 | 8.3 | -5 | 10 | 7 | 13.9 | -5 | 9.4 | 7.8 | 10 | -1.7 | 9.4 | 1.7 | 10.6 | 0.6 | 8.9 | -3.3 | 15.4 | 12.7 | 15.6 | 8.3 | 14.5 | 5.6 | 17.8 | 8.9 | 18.2 | 15.5 | 10.6 | 7.2 | 9.4 | 6.7 | 17.8 | 16.1 | 20.6 | 13.3 | 22.8 | 6.1 | 12.6 | 4.1 | 15 | -0.6 | 21.1 | 3.9 | 5.6 | -1.7 | 21.1 | -2.2 | 10.6 | -5.6 | 12.2 | -5 | 17.2 | 13.9 | 5.6 | 0.6 | 13.3 | 7.8 | 18.3 | -0.6 | 17.2 | 0 | 7 | -1 | 15.6 | -1.1 | 13.9 | 5.6 | 15 | 13.3 | 16.7 | 5.6 | 24 | 16 | 19.4 | 6.7 | 20.6 | 11.7 | 15.9 | 11.3 | 18.9 | 4.4 | 18.9 | 16.7 | 12.2 | -9.6 | 22.4 | 16 | 20 | 0 | 21.3 | 13.8 | 26.7 | 21.7 | 22 | 19.9 | 18.3 | 0 | 18.3 | 6.7 | 16.1 | 1.1 | 13.9 | 8.3 | 10.6 | 2.2 | 9.4 | 7.2 | 10.6 | -5 | 15.6 | 5.6 | 7 | -4.7
15 | 1 | 6.1 | 2.2 | 19.4 | 19.4 | 21.7 | 13.9 | 2.8 | -13.3 | 30 | 1.7 | 12 | 9 | 22.8 | 2.3 | 15 | 13.3 | 20.7 | 7 | 13.9 | 10 | 12.8 | 10 | 5.6 | -0.6 | 15.6 | 1.1 | 21 | 18 | 22.8 | 20 | 23.9 | 15.6 | 20.5 | 15.5 | 21.1 | 17.8 | 21.7 | 13.3 | 22.8 | 15.6 | 11.7 | 0.6 | 13.3 | 0.6 | 12.2 | 8.3 | 9.4 | -1.7 | 17.2 | 8.3 | 16.3 | 14.7 | 26.1 | 22.2 | 25 | 19.4 | 6.7 | -4.4 | 10 | 7 | 12.2 | -3.9 | 9.8 | 8.4 | 8.9 | -1.7 | 10 | 2.8 | 5.6 | -0.6 | 8.9 | -3.3 | 15.2 | 12.4 | 15 | 7.8 | 13.3 | 4.2 | 16.1 | 8.9 | 17.4 | 15.9 | 10.6 | 7.2 | 6.7 | 5 | 17.2 | 14.4 | 19.3 | 14.2 | 21.1 | 6.1 | 10.2 | 4.8 | 12.2 | 0 | 18.3 | 4.4 | 4.1 | -1.7 | 19.6 | -1.8 | 7.8 | -5 | 11.1 | -5.6 | 17.2 | 13.6 | 3.9 | 0.6 | 11.1 | 7.2 | 15.6 | -1.7 | 13.9 | 0.6 | 6 | -1 | 13.5 | -0.2 | 12.4 | 5.8 | 16.7 | 14.4 | 16.1 | 6.1 | 23 | 16 | 17.2 | 7.8 | 18.5 | 12.3 | 13.5 | 10.2 | 15.6 | 5.6 | 18.9 | 17.2 | 10.6 | -10.2 | 21.5 | 16 | 16.1 | 0 | 19.2 | 13.6 | 26.7 | 22.2 | 21.9 | 20 | 16.1 | 0 | 15.6 | 6.1 | 12.8 | 2.8 | 13.9 | 8.9 | 9.5 | 2.4 | 8.9 | 7.2 | 10 | -3.9 | 13.9 | 6.1 | 5 | -6.1
13 | 1 | 5.6 | 2.2 | 20 | 18.9 | 20 | 13.9 | 1.7 | -11.1 | 28.9 | 1.4 | 12 | 9 | 20.5 | 3.3 | 14.4 | 12.8 | 18.2 | 6.1 | 13.9 | 10 | 12.8 | 10 | 4.4 | -0.6 | 15.6 | 1.1 | 21 | 18 | 22.8 | 20.6 | 23.3 | 16.1 | 17.8 | 14.5 | 21.1 | 17.2 | 21.7 | 13.3 | 22.2 | 15.6 | 10.6 | 1.7 | 12.8 | 0.6 | 11.1 | 8.3 | 8.9 | -1.1 | 16.7 | 8.3 | 16 | 14.4 | 24.4 | 16.7 | 22.8 | 19.4 | 6.7 | -4.4 | 8 | 6 | 9.4 | 0.6 | 10.2 | 9.3 | 7.8 | -2.2 | 8.9 | 2.8 | 4.4 | -0.6 | 7.8 | -3.9 | 15 | 12.2 | 13.9 | 8.3 | 12.2 | 2.8 | 13.9 | 8.9 | 16.7 | 16.1 | 10 | 7.8 | 6.7 | 5 | 16.1 | 14.4 | 18 | 14.7 | 19.4 | 7.8 | 7.8 | 5 | 12.2 | 0 | 16.7 | 5.6 | 2.6 | -1.9 | 18.2 | -1.4 | 7.8 | -5 | 8.9 | -4.4 | 17.2 | 13.2 | 3.9 | 0.6 | 11.1 | 7.8 | 14.4 | -1.1 | 12.2 | 1.1 | 3 | -1 | 11.5 | 0.6 | 10.9 | 5.7 | 16.7 | 13.3 | 15 | 6.7 | 23 | 15 | 16.7 | 8.3 | 16.5 | 12.5 | 11.1 | 8.9 | 12.8 | 7.8 | 18.9 | 17.2 | 8.9 | -11.7 | 20.6 | 16.1 | 14.4 | -0.6 | 17.2 | 13.3 | 26.1 | 21.7 | 21.7 | 20 | 14.4 | -0.6 | 15.6 | 5.6 | 11.7 | 2.8 | 13.3 | 8.3 | 8.3 | 2.1 | 7.8 | 6.7 | 8.9 | -4.4 | 11.1 | 4.4 | 5 | -5.8
13 | 1 | 5.6 | 2.8 | 20 | 19.4 | 18.9 | 13.9 | 0.5 | -10.3 | 27.8 | 2.1 | 11 | 9 | 18.3 | 3.9 | 14.4 | 12.2 | 15.6 | 4.4 | 13.3 | 10 | 12.2 | 9.4 | 3.3 | -0.6 | 14.4 | 0.6 | 22 | 19 | 22.8 | 20.6 | 23.3 | 15.6 | 15 | 13.3 | 20.6 | 17.2 | 21.1 | 13.3 | 22.2 | 16.1 | 9.4 | 1.1 | 10 | 2.8 | 10 | 7.8 | 8.3 | -1.7 | 16.7 | 8.3 | 15.6 | 13.9 | 23.3 | 17.2 | 22.8 | 19.4 | 6.1 | -5 | 7 | 5 | 8.3 | -2.2 | 10.6 | 10 | 5.6 | 1.1 | 7.2 | 2.8 | 4.4 | -0.6 | 7.8 | -3.9 | 14.3 | 11.8 | 13.3 | 7.8 | 11.3 | 2.6 | 15.6 | 8.9 | 16.7 | 16.1 | 10 | 7.8 | 6.1 | 3.9 | 15.6 | 14.4 | 16.7 | 15 | 18.3 | 7.2 | 6.9 | 4.1 | 11.7 | 0.6 | 15.6 | 5.6 | 1.1 | -2.8 | 16.7 | -2.2 | 5.6 | -4.4 | 3.9 | -1.7 | 17.2 | 12.8 | 2.2 | 0 | 10 | 7.2 | 10 | 1.1 | 11.7 | 1.7 | 3 | 0 | 9.4 | 0.6 | 9.4 | 5.6 | 16.7 | 14.4 | 13.9 | 6.7 | 22 | 15 | 16.1 | 8.9 | 14.4 | 12.2 | 10.5 | 8.5 | 11.7 | 7.2 | 18.3 | 17.2 | 8 | -10.1 | 19.8 | 16.1 | 13.9 | 0 | 16.7 | 13.3 | 24.4 | 21.7 | 21.9 | 20 | 13.3 | -0.6 | 12.2 | 7.2 | 10 | 3.3 | 12.2 | 8.3 | 7.2 | 2.2 | 7.8 | 6.1 | 7.2 | -3.9 | 11.1 | 4.4 | 5 | -6.6
12 | 1 | 5 | 1.7 | 20 | 18.9 | 18.3 | 14.4 | -0.6 | -11.1 | 26.7 | 1.7 | 11 | 9 | 17 | 5 | 13.9 | 12.2 | 15 | 5.3 | 13.3 | 10 | 10.6 | 9.4 | 2.2 | 0 | 13.9 | 0.6 | 22 | 19 | 22.2 | 20 | 23.3 | 16.7 | 15.4 | 13.8 | 20 | 17.8 | 21.1 | 12.2 | 22.8 | 17.2 | 8.3 | 1.7 | 8.9 | 1.7 | 8.3 | 7.8 | 6.1 | -0.6 | 16.1 | 8.9 | 15.6 | 14 | 21.7 | 17.2 | 22.2 | 20 | 5.6 | -4.4 | 7 | 6 | 6.7 | -2.2 | 10.2 | 9.8 | 4.4 | 1.7 | 5.6 | 2.8 | 2.2 | -1.1 | 7.2 | -3.9 | 13.5 | 11.6 | 13.9 | 7.8 | 10.3 | 2.2 | 13.3 | 8.9 | 16.7 | 15.8 | 10 | 7.8 | 5.6 | 3.3 | 15.6 | 13.9 | 17.1 | 14.8 | 18.3 | 7.2 | 5.9 | 2.7 | 11.1 | 0.6 | 14.4 | 6.1 | 0.4 | -2.8 | 15.9 | -1.9 | 2.8 | -5 | 4.4 | -2.8 | 16.5 | 12.3 | -1.1 | -2.2 | 9.4 | 7.2 | 9.4 | 1.1 | 11.7 | 1.1 | 2 | 0 | 7.7 | 0.4 | 8.7 | 5.5 | 16.7 | 15 | 12.2 | 6.1 | 21 | 16 | 13.9 | 9.4 | 14.6 | 11.8 | 10 | 8.1 | 11.1 | 7.8 | 17.2 | 16.1 | 7 | -10 | 19.1 | 15.8 | 14.4 | 0 | 16.1 | 13.1 | 23.9 | 20 | 22 | 19.9 | 12.8 | -0.6 | 11.7 | 6.1 | 8.9 | 2.8 | 11.7 | 8.3 | 6.5 | 2.4 | 6.7 | 5 | 5.6 | -3.9 | 10.6 | 3.9 | 5 | -8.3
10 | 2 | 4.4 | 1.7 | 20 | 19.4 | 18.3 | 14.4 | -0.8 | -10.4 | 25.4 | 2.8 | 11 | 9 | 15.7 | 5.9 | 13.9 | 12.2 | 14.5 | 5.9 | 13.3 | 9.4 | 10 | 8.9 | 1.1 | -1.7 | 12.8 | 0 | 23 | 19 | 22.2 | 20 | 22.2 | 16.7 | 15.7 | 14.1 | 20 | 17.8 | 20.6 | 12.8 | 22.2 | 17.8 | 6.7 | 1.7 | 8.9 | 2.2 | 7.8 | 7.8 | 5 | -1.1 | 13.3 | 8.3 | 15.6 | 14 | 20.6 | 16.7 | 22.2 | 20 | 5.6 | -4.4 | 6 | 6 | 6 | -2.1 | 9.8 | 9.7 | 3.9 | 1.1 | 4.4 | 2.8 | 1.1 | -2.2 | 6.7 | -3.9 | 12.8 | 11.1 | 10.6 | 6.7 | 9.4 | 1.7 | 13.3 | 8.9 | 16.7 | 15.6 | 6.7 | 5 | 5 | 3.9 | 15.6 | 13.9 | 17.4 | 14.3 | 18.3 | 7.8 | 5 | 1.7 | 10 | 1.1 | 13.3 | 6.1 | -0.4 | -3.5 | 15.2 | -2 | 0.6 | -5 | 2.8 | -2.2 | 15.7 | 11.7 | 0 | -1.1 | 7.8 | 6.7 | 8.9 | 1.1 | 11.1 | 1.7 | 1 | 0 | 6.1 | 0.4 | 7.9 | 5.2 | 16.7 | 14.4 | 11.7 | 6.7 | 22 | 16 | 13.3 | 8.9 | 14.8 | 11.2 | 9.4 | 7.8 | 9.4 | 6.7 | 17.2 | 15.6 | 6.1 | -11.1 | 18.3 | 15.6 | 11.1 | -0.6 | 15.6 | 12.8 | 23.3 | 19.4 | 22.2 | 20 | 12.8 | -0.6 | 12.8 | 6.1 | 8.9 | 2.2 | 10.6 | 8.3 | 5.7 | 2.7 | 6.7 | 4.4 | 4.4 | -2.8 | 9.4 | 3.9 | 3.5 | -6.2
9 | 2 | 3.3 | 0.6 | 20 | 18.9 | 18.3 | 14.4 | -0.9 | -11 | 24.1 | 2.9 | 11 | 9 | 14.4 | 6.1 | 13.3 | 12.2 | 13.9 | 6.1 | 13.3 | 10.6 | 9.4 | 8.1 | 0 | -0.6 | 11.7 | -0.6 | 21 | 19 | 21.7 | 20 | 22.8 | 15 | 16.1 | 14.4 | 20 | 18.3 | 17.2 | 15 | 21.1 | 16.7 | 5.6 | 1.7 | 7.8 | 0.6 | 7.8 | 7.2 | 4.4 | -0.6 | 14.4 | 2.8 | 15.6 | 13.9 | 20.6 | 16.7 | 22.2 | 20 | 5.6 | -3.9 | 6 | 5 | 5.2 | -2.1 | 9.4 | 9.4 | 2.8 | 1.1 | 3.9 | 2.8 | 0 | -2.8 | 6.1 | -4.4 | 13 | 11.4 | 11.1 | 7.2 | 8.9 | 3.5 | 11.1 | 8.9 | 16.5 | 15.4 | 6.1 | 5 | 4.4 | 3.3 | 15 | 13.9 | 17.8 | 13.9 | 17.8 | 11.1 | 4.4 | 1.4 | 8.9 | 2.2 | 12.8 | 6.1 | -1.1 | -4.4 | 14.4 | -2.8 | 0.6 | -5 | 1.7 | -2.8 | 15 | 11.1 | -0.6 | -1.7 | 7.8 | 6.1 | 10.6 | 1.7 | 10.6 | 2.2 | 1 | 0 | 4.4 | 0 | 7.2 | 5 | 16.1 | 13.9 | 10.6 | 6.7 | 24 | 16 | 12.2 | 8.9 | 15 | 10.6 | 9.6 | 7.7 | 9.4 | 7.8 | 16.7 | 15.6 | 5.4 | -10 | 17.8 | 15.5 | 9.4 | -0.6 | 15 | 12.9 | 22.8 | 18.9 | 22.2 | 20.1 | 10 | -0.6 | 12.2 | 8.3 | 10 | 1.1 | 10 | 7.8 | 5 | 2.8 | 6.7 | 4.4 | 1.7 | -2.2 | 8.9 | 3.3 | 2.1 | -5.7
8 | 1 | 3.3 | 1.7 | 20 | 19.4 | 17.8 | 13.3 | -1.1 | -12.8 | 22.8 | 3.3 | 11 | 9 | 13.1 | 6 | 13.3 | 12.2 | 13.2 | 6.3 | 13.9 | 10 | 8.3 | 8.1 | 0.6 | -0.6 | 11.1 | -0.6 | 20 | 18 | 22.2 | 20 | 22.8 | 14.4 | 16.1 | 14.5 | 20 | 18.3 | 17.2 | 15 | 21.1 | 16.7 | 3.9 | 0.6 | 6.7 | 0.6 | 7.2 | 6.7 | 3.9 | -0.6 | 15 | 3.3 | 15.8 | 14.2 | 20 | 16.7 | 22.2 | 20.6 | 5 | -3.9 | 6 | 5 | 4.5 | -2.3 | 9.6 | 9.6 | 2.2 | 0.6 | 3.3 | 2.2 | -1.1 | -2.8 | 5.6 | -5 | 13.1 | 11.5 | 13.3 | 6.7 | 8.3 | 4.9 | 11.1 | 8.9 | 16.3 | 15.2 | 6.1 | 4.4 | 5 | 1.7 | 15.6 | 13.9 | 18 | 13.9 | 17.8 | 12.2 | 3.9 | 1.4 | 8.9 | 2.2 | 13.3 | 5.6 | -1.7 | -4.2 | 13.9 | -2.2 | -1.7 | -5.6 | 3.3 | -2.8 | 15.2 | 11.4 | -0.6 | -1.7 | 6.7 | 5 | 10 | 1.1 | 10.6 | 1.7 | 1 | -1 | 3.3 | -0.5 | 6.8 | 4.8 | 15.6 | 13.9 | 8.9 | 6.1 | 21 | 14 | 12.2 | 8.3 | 14.6 | 10.6 | 9.8 | 7.8 | 8.3 | 6.1 | 16.7 | 15.6 | 4.6 | -9.9 | 17.2 | 15.2 | 10.6 | -0.6 | 14.5 | 12.9 | 22.8 | 18.9 | 22.2 | 20.3 | 11.1 | 7.2 | 10 | 7.2 | 8.3 | 0.6 | 8.9 | 7.2 | 4.3 | 2.5 | 6.7 | 5 | 1.7 | -2.8 | 8.3 | 3.3 | 0.6 | -6.1
7 | 1 | 3.3 | 1.1 | 20 | 19.4 | 16.7 | 10.6 | -2.4 | -11.6 | 21.9 | 3.6 | 10 | 8 | 11.9 | 6 | 13.3 | 12.2 | 12.4 | 6.3 | 13.9 | 9.4 | 8.3 | 7.5 | 0 | -1.1 | 12.2 | -0.6 | 20 | 18 | 22.2 | 20 | 22.8 | 15 | 16.1 | 14.5 | 20 | 18.3 | 16.7 | 15.6 | 20.6 | 17.2 | 3.3 | 0 | 6.1 | 0.6 | 6.7 | 6.1 | 4.4 | -1.7 | 15 | 3.3 | 15.9 | 14.3 | 18.9 | 16.7 | 21.7 | 20.6 | 5 | -3.9 | 7 | 6 | 3.7 | -2.6 | 9.8 | 9.8 | 2.2 | 0.6 | 4.4 | 3.9 | -1.1 | -3.3 | 4.4 | -4.4 | 13.3 | 11.7 | 12.2 | 6.7 | 7.8 | 6.1 | 10.6 | 8.3 | 16.1 | 15 | 5.6 | 4.4 | 2.8 | 2.2 | 13.3 | 13.3 | 18.1 | 13.8 | 17.2 | 12.8 | 3.3 | 1.1 | 7.2 | 3.3 | 12.8 | 5.6 | -2.2 | -4.1 | 13.3 | -2.3 | -1.1 | -6.7 | 3.3 | -2.8 | 15.4 | 11.6 | -1.1 | -1.7 | 5.6 | 4.4 | 10.6 | 0.6 | 10.6 | 1.1 | 0 | -2 | 2.2 | -1.1 | 6.5 | 4.7 | 15 | 13.3 | 8.9 | 6.7 | 21 | 16 | 11.1 | 8.9 | 14.3 | 10.6 | 10 | 7.8 | 7.2 | 5.6 | 16.1 | 15 | 3.9 | -11.1 | 16.7 | 15 | 11.1 | -0.6 | 13.9 | 12.8 | 22.8 | 17.8 | 22.2 | 20.6 | 10 | 6.1 | 8.9 | 7.2 | 7.8 | 1.1 | 8.9 | 7.2 | 3.5 | 2 | 7.2 | 5.6 | 0 | -2.2 | 7.2 | 2.8 | 0.2 | -5.7
8 | 1 | 2.8 | 1.1 | 18.3 | 17.2 | 16.7 | 11.1 | -3.7 | -12.1 | 20.9 | 4.1 | 9 | 8 | 10.6 | 5.6 | 12.8 | 12.2 | 11.7 | 6.1 | 13.9 | 9.4 | 8.3 | 6.4 | -0.6 | -1.7 | 8.9 | -1.1 | 20 | 19 | 21.7 | 19.4 | 22.8 | 15.6 | 16.1 | 14.4 | 19.4 | 18.3 | 16.7 | 15.6 | 21.1 | 17.2 | 2.8 | -0.6 | 6.1 | 0.6 | 7.2 | 6.1 | 2.8 | 0 | 14.4 | 13.3 | 16.1 | 14.4 | 18.9 | 16.7 | 22.2 | 20.6 | 4.4 | -3.9 | 6 | 5 | 3 | -2.6 | 10 | 10 | 1.7 | 0 | 2.8 | 2.8 | -1.1 | -3.3 | 5 | -4.4 | 12.9 | 11.5 | 13.3 | 7.2 | 7.1 | 4.4 | 10 | 8.9 | 15.5 | 14.4 | 5.6 | 3.9 | 2.8 | 0.6 | 12.8 | 12.2 | 18.3 | 13.9 | 16.7 | 12.8 | 3.5 | 1.5 | 6.1 | 2.8 | 11.1 | 5.6 | -2.8 | -4.4 | 12.8 | -2.8 | -1.1 | -6.1 | 2.2 | -3.3 | 15.6 | 11.7 | -1.7 | -2.2 | 5.6 | 3.9 | 10 | 0.6 | 10 | 1.1 | -1 | -2 | 1.1 | -1.7 | 6.1 | 4.4 | 15 | 12.2 | 8.3 | 6.1 | 19 | 17 | 11.1 | 9.4 | 13.9 | 10.6 | 9.4 | 7.5 | 7.2 | 5.6 | 16.1 | 15.6 | 3.9 | -9.4 | 16.9 | 15.3 | 12.2 | 0 | 13.3 | 12.4 | 22.8 | 16.7 | 22.2 | 20.5 | 8.3 | 5 | 8.3 | 6.7 | 7.8 | -1.1 | 10 | 7.2 | 2.8 | 1.7 | 7.2 | 5.6 | -0.6 | -2.8 | 6.7 | 2.8 | -0.2 | -6.1
7 | 0 | 2.8 | 1.1 | 18.3 | 17.2 | 16.7 | 11.1 | -5 | -13.3 | 20 | 3.9 | 9 | 8 | 12.1 | 6 | 12.8 | 11.7 | 13 | 6.8 | 13.3 | 9.4 | 7.8 | 6.7 | 0 | -1.1 | 8.9 | -1.1 | 20 | 18 | 21.7 | 19.4 | 22.8 | 15.6 | 16.8 | 15.4 | 19.4 | 18.3 | 16.7 | 15 | 21.1 | 18.3 | 1.7 | -1.7 | 4.4 | 0 | 6.7 | 5.6 | 3.3 | -1.1 | 12.8 | 12.8 | 16.3 | 14.7 | 17.8 | 16.1 | 21.1 | 20 | 4.4 | -3.9 | 4 | 3 | 2.2 | -3.3 | 10.2 | 10.2 | 1.7 | 0.6 | 2.8 | 2.8 | -1.1 | -3.3 | 3.9 | -4.4 | 12.6 | 11.4 | 10 | 6.7 | 6.3 | 2.6 | 10.6 | 8.9 | 15 | 13.9 | 5.6 | 4.4 | 2.2 | -1.7 | 13.3 | 13.3 | 17.4 | 12.3 | 15.6 | 13.9 | 3.7 | 1.9 | 5.6 | 2.2 | 10 | 5.6 | -0.9 | -3.7 | 13.9 | -1.8 | -2.8 | -6.7 | 1.7 | -1.7 | 16 | 11.8 | -2.8 | -2.8 | 5 | 4.4 | 10 | 1.1 | 8.3 | 1.1 | 0 | -2 | 2.6 | -0.9 | 6.5 | 4.8 | 13.3 | 10.6 | 7.8 | 5.6 | 19 | 16 | 10 | 8.3 | 14.1 | 11.3 | 8.9 | 7.5 | 7.2 | 5.6 | 16.7 | 15.6 | 3.9 | -9 | 17 | 15.4 | 9.4 | 0 | 12.8 | 12.1 | 22.2 | 17.2 | 22.2 | 20.5 | 10 | -0.6 | 7.8 | 6.7 | 7.8 | -2.2 | 10 | 7.8 | 3.7 | 2.1 | 8.3 | 6.1 | -1.1 | -2.8 | 6.1 | 2.8 | -0.6 | -7.2
8 | -1 | 3.3 | 1.7 | 18.3 | 17.8 | 16.7 | 11.1 | -2 | -11 | 21.3 | 4 | 10 | 8 | 13.5 | 6.2 | 13.3 | 12.8 | 14.3 | 7.4 | 13.3 | 9.4 | 7.8 | 7.8 | 1.1 | -0.6 | 8.9 | -1.1 | 20 | 19 | 21.1 | 18.9 | 22.2 | 13.9 | 17.6 | 16.3 | 19.4 | 18.3 | 16.1 | 15 | 20.6 | 18.3 | 1.7 | -1.7 | 5 | 0.6 | 7.2 | 6.7 | 1.1 | -1.7 | 12.8 | 11.7 | 16.5 | 14.9 | 17.8 | 16.1 | 21.1 | 20 | 5 | -3.9 | 5 | 4 | 3.3 | -3.9 | 10.4 | 10.4 | 0.6 | -0.6 | 2.2 | 2.2 | -1.1 | -3.3 | 2.8 | -5 | 12.2 | 11.1 | 10.6 | 7.2 | 5.6 | 0.6 | 10.6 | 8.9 | 14.4 | 13.3 | 6.1 | 4.4 | 2.8 | -1.7 | 13.3 | 13.3 | 16.5 | 11 | 14.4 | 13.3 | 3.9 | 2.2 | 5 | 2.8 | 9.4 | 5.6 | 0.9 | -3.3 | 15 | -1.4 | 0 | -4.4 | 1.7 | -1.7 | 16.3 | 11.9 | -1.1 | -1.7 | 5.6 | 5 | 8.9 | 2.8 | 7.8 | 1.7 | 0 | -2 | 4.1 | -0.1 | 6.8 | 5.1 | 12.8 | 10 | 6.1 | 3.9 | 19 | 16 | 10 | 8.3 | 14.2 | 12.1 | 8.3 | 7.2 | 7.2 | 5.6 | 17.2 | 16.1 | 3.9 | -9.4 | 17.2 | 15.6 | 8.9 | 0 | 12.2 | 11.7 | 21.7 | 17.2 | 22.2 | 20.6 | 8.9 | 5.6 | 8.3 | 7.2 | 9.4 | -1.7 | 10.6 | 7.2 | 4.7 | 2.4 | 8.3 | 7.2 | -1.7 | -2.8 | 6.7 | 3.3 | 2 | -5.6
8 | -1 | 3.3 | 1.7 | 20 | 19.4 | 16.7 | 11.7 | 0.9 | -9.7 | 22.6 | 4.2 | 11 | 9 | 15 | 6.1 | 14.4 | 13.3 | 15.6 | 7.8 | 14.4 | 10.6 | 12.2 | 10.6 | 4.4 | 0 | 12.2 | 0 | 23 | 20 | 20.6 | 18.3 | 22.2 | 10 | 18.3 | 17.2 | 19.4 | 18.3 | 16.1 | 15 | 21.1 | 18.3 | 3.9 | -0.6 | 6.1 | 0.6 | 8.3 | 8.3 | 2.8 | 0 | 12.2 | 11.1 | 16.7 | 15 | 19.4 | 16.7 | 22.2 | 18.9 | 6.1 | -3.9 | 6 | 5 | 5 | -0.6 | 10.6 | 10.6 | 3.3 | 1.7 | 3.3 | 2.2 | 1.7 | -1.1 | 3.9 | -5.6 | 14.2 | 11.9 | 12.8 | 10.6 | 7.1 | 1.8 | 13.9 | 10 | 14.4 | 13.3 | 6.1 | 4.4 | 4.4 | 0.6 | 14.4 | 13.9 | 15.6 | 9.4 | 13.3 | 12.2 | 6.1 | 3.6 | 6.1 | 2.8 | 11.7 | 5.6 | 2.8 | -3.9 | 16.1 | -1.1 | 3.3 | -3.3 | 6.7 | 0 | 16.7 | 11.7 | 1.1 | 0.6 | 7.2 | 6.1 | 10 | 3.9 | 10.6 | 1.7 | 2 | -2 | 5.6 | 0.6 | 7.2 | 5.6 | 12.8 | 10 | 8.9 | 6.7 | 18 | 14 | 12.8 | 10 | 14.4 | 12.8 | 11.8 | 7.1 | 7.8 | 5.6 | 17.2 | 16.1 | 5.6 | -7.7 | 19.8 | 16.5 | 12.2 | 0 | 15.4 | 12.6 | 22.2 | 17.2 | 22.6 | 20.7 | 11.7 | 5 | 11.1 | 8.3 | 11.1 | -1.1 | 10.6 | 7.2 | 5.6 | 2.8 | 7.8 | 7.2 | -0.6 | -2.2 | 10.6 | 5.6 | 4.6 | -5.1
8 | 0 | 4.4 | 2.2 | 19.4 | 19.4 | 16.1 | 11.7 | 3.9 | -10 | 23.9 | 3.9 | 11 | 9 | 17.8 | 7.3 | 15.6 | 13.9 | 18.7 | 8.4 | 15 | 11.1 | 16.1 | 11.1 | 7.8 | 0 | 15.6 | 0.6 | 24 | 19 | 21.1 | 18.9 | 22.2 | 10.6 | 20.5 | 17.7 | 20 | 17.2 | 16.7 | 15 | 23.9 | 17.8 | 5 | -0.6 | 7.2 | 0.6 | 11.7 | 8.9 | 7.2 | 1.1 | 13.3 | 11.7 | 17.1 | 15.3 | 21.1 | 16.7 | 23.3 | 18.3 | 7.2 | -2.8 | 6 | 5 | 8.3 | 0.6 | 12.8 | 12.2 | 6.7 | 3.3 | 3.3 | 2.2 | 6.7 | -0.6 | 4.4 | -5.6 | 16.3 | 12.9 | 15.6 | 10 | 8.5 | 2.9 | 16.1 | 9.4 | 14.4 | 13.3 | 6.1 | 4.4 | 7.2 | -1.7 | 17.8 | 15 | 15.8 | 8.3 | 12.8 | 11.7 | 8.4 | 5 | 6.7 | 1.7 | 13.9 | 6.1 | 5.9 | -2.8 | 18.1 | -0.6 | 6.7 | -2.8 | 10 | -1.1 | 18.2 | 12 | 5 | 0.6 | 9.4 | 7.8 | 12.8 | 6.7 | 12.8 | 2.2 | 3 | -2 | 8.7 | 1.6 | 8.1 | 5.6 | 15.6 | 10 | 10.6 | 8.3 | 20 | 14 | 16.1 | 10.6 | 17.2 | 12.8 | 15.4 | 6.2 | 10 | 6.7 | 18.3 | 16.1 | 7.2 | -7.1 | 22.4 | 16.9 | 16.7 | 0 | 18.5 | 13 | 22.8 | 16.7 | 22.9 | 20.8 | 15 | 4.4 | 13.9 | 8.9 | 13.9 | -1.7 | 11.1 | 7.8 | 7.3 | 3.4 | 7.8 | 6.7 | 3.9 | -0.6 | 17.2 | 2.8 | 7.2 | -5.6
8 | 1 | 5.6 | 2.2 | 20.6 | 19.4 | 15.6 | 11.7 | 5.4 | -10 | 25.7 | 4.8 | 12 | 9 | 20.5 | 7.5 | 17.8 | 13.9 | 21.9 | 8.1 | 17.2 | 11.7 | 20 | 10 | 8.9 | 0 | 19.4 | -1.1 | 25 | 19 | 22.8 | 20 | 22.2 | 12.8 | 22.8 | 18.2 | 22.2 | 17.2 | 16.7 | 15 | 25 | 17.8 | 6.1 | 0 | 8.9 | 1.1 | 15.6 | 10.6 | 10.6 | 2.8 | 15.6 | 12.2 | 17.4 | 15.4 | 22.2 | 17.2 | 24.4 | 17.8 | 8.9 | -2.2 | 7 | 6 | 11.7 | -0.6 | 15 | 13.6 | 10.6 | 3.9 | 5 | 3.9 | 11.7 | -5.6 | 5 | -6.7 | 18.3 | 13.3 | 17.8 | 10 | 10 | 3.9 | 16.7 | 9.4 | 14.4 | 13.3 | 6.7 | 4.4 | 8.9 | -2.8 | 19.4 | 15 | 15.9 | 6.6 | 12.8 | 12.2 | 10.6 | 6.1 | 8.9 | 2.2 | 15.6 | 6.1 | 9.1 | -3 | 20.2 | 0.1 | 9.4 | -1.1 | 13.9 | -0.6 | 19.6 | 11.9 | 6.7 | -1.1 | 12.2 | 8.9 | 12.2 | 6.7 | 13.9 | 1.1 | 4 | -1 | 11.9 | 2.6 | 9.1 | 5.7 | 17.8 | 9.4 | 11.7 | 8.3 | 20 | 11 | 19.4 | 12.2 | 20 | 11.8 | 18.9 | 2.8 | 12.8 | 7.8 | 18.9 | 16.1 | 8.9 | -7.2 | 25 | 17.2 | 18.3 | 0 | 21.7 | 12.8 | 23.9 | 15 | 23.3 | 21.1 | 16.1 | 2.2 | 16.7 | 8.3 | 15.6 | -1.7 | 11.7 | 7.8 | 8.9 | 3.5 | 8.9 | 7.8 | 7.8 | -1.7 | 18.9 | 1.7 | 9.6 | -3.9
7 | 2 | 6.1 | 2.2 | 22.8 | 19.4 | 16.1 | 11.7 | 6.8 | -11.5 | 27.6 | 6.4 | 13 | 9 | 23.3 | 7.8 | 18.3 | 13.3 | 25 | 7.2 | 18.3 | 11.7 | 20.6 | 11.1 | 11.1 | 0 | 21.1 | -1.1 | 26 | 20 | 23.9 | 20 | 22.2 | 13.3 | 25 | 18.3 | 24.4 | 17.8 | 16.7 | 15.6 | 25.6 | 17.8 | 8.3 | 1.1 | 11.1 | -0.6 | 18.9 | 10 | 13.3 | 1.7 | 15 | 11.7 | 17.8 | 15.6 | 23.3 | 17.8 | 25.6 | 18.3 | 10.6 | -1.7 | 7 | 6 | 13.9 | -0.6 | 17.2 | 15 | 12.2 | 3.3 | 5.6 | 3.9 | 12.2 | -3.3 | 5.6 | -5.6 | 19.4 | 12.9 | 19.4 | 10 | 11.3 | 3.8 | 17.2 | 10 | 14.4 | 13.3 | 6.7 | 5 | 11.1 | -3.9 | 21.1 | 13.9 | 16.1 | 5 | 12.8 | 11.7 | 12.8 | 5.7 | 10.6 | 2.2 | 17.2 | 6.7 | 12.2 | -4.4 | 22.2 | 0 | 12.8 | 0 | 16.7 | 1.1 | 21.1 | 11.7 | 7.2 | -1.1 | 14.4 | 9.4 | 12.8 | 4.4 | 12.2 | 5 | 6 | 0 | 15 | 2.8 | 10 | 5.6 | 18.9 | 10 | 12.8 | 8.3 | 19 | 11 | 22.8 | 10.6 | 22.8 | 10 | 20 | 2.8 | 16.7 | 7.8 | 19.4 | 16.1 | 10.4 | -6.5 | 25.7 | 16.8 | 20 | 0.6 | 23.7 | 12.7 | 25 | 14.4 | 23.7 | 21.4 | 16.7 | 2.8 | 18.3 | 7.8 | 16.7 | -0.6 | 12.8 | 8.9 | 10.6 | 3.9 | 10.6 | 9.4 | 10 | -5 | 21.1 | -4.4 | 12 | -3
8 | 3 | 7.2 | 1.7 | 24.4 | 19.4 | 16.7 | 11.1 | 8.3 | -15 | 29.4 | 7.2 | 13 | 10 | 25.5 | 7.2 | 18.9 | 13.3 | 27 | 6.4 | 18.3 | 11.1 | 22.8 | 10 | 11.1 | 0 | 22.2 | -2.2 | 27 | 19 | 24.4 | 20 | 23.3 | 15.6 | 25.7 | 18.2 | 25 | 16.7 | 17.8 | 15.6 | 25.6 | 17.8 | 10 | 1.7 | 11.7 | -2.2 | 20.6 | 7.8 | 14.4 | 1.7 | 15 | 12.2 | 18.5 | 15.8 | 24.4 | 16.1 | 26.1 | 16.1 | 12.2 | -0.6 | 8 | 6 | 16.1 | -0.6 | 17.6 | 14.9 | 13.3 | 2.8 | 9.4 | 5.6 | 13.3 | -3.3 | 6.7 | -5.6 | 20.6 | 12.6 | 20 | 10 | 12.6 | 3.3 | 18.9 | 9.4 | 14.4 | 13.3 | 6.7 | 5 | 11.7 | -3.3 | 23.3 | 13.9 | 15.9 | 5.5 | 12.2 | 11.7 | 15 | 4.7 | 12.8 | 2.2 | 20 | 6.1 | 12.8 | -5.5 | 23.3 | -0.2 | 14.4 | 0 | 18.3 | 1.1 | 21.3 | 11.7 | 8.9 | 0 | 16.7 | 8.9 | 13.9 | 3.9 | 11.1 | 7.2 | 7 | 0 | 17.4 | 3.3 | 10.4 | 5.4 | 20 | 10 | 15 | 8.9 | 17 | 10 | 24.4 | 11.1 | 23.9 | 9.1 | 21.1 | 3.3 | 19.4 | 7.8 | 21.1 | 15.6 | 11.8 | -6.3 | 26.5 | 16.8 | 22.8 | 0 | 25.8 | 12.7 | 26.7 | 14.4 | 24 | 21.7 | 17.8 | 1.7 | 15 | 10 | 18.9 | 0 | 15 | 8.9 | 11.7 | 3.7 | 13.3 | 9.4 | 13.9 | -1.7 | 22.8 | -3.3 | 14.4 | -2.8
9 | 2 | 8.3 | 1.7 | 23.9 | 19.4 | 17.8 | 11.7 | 9.8 | -12.6 | 30 | 6.7 | 13 | 10 | 27.8 | 6 | 19.4 | 12.8 | 29.1 | 5.9 | 18.9 | 11.1 | 23.9 | 10.6 | 13.3 | 0 | 23.9 | -3.3 | 28 | 21 | 25 | 20 | 24.4 | 16.7 | 26.5 | 18.4 | 26.7 | 16.1 | 17.2 | 15.6 | 27.8 | 18.9 | 11.7 | 1.7 | 12.2 | -1.7 | 22.2 | 7.8 | 16.1 | 0.6 | 14.4 | 11.7 | 19.3 | 16 | 23.9 | 16.1 | 26.7 | 14.4 | 13.3 | 0 | 10 | 6 | 17.2 | 0.6 | 17.9 | 14.6 | 14.4 | 3.3 | 8.3 | 3.3 | 15.6 | -3.3 | 8.9 | -6.1 | 21.7 | 11.7 | 21.7 | 12.2 | 13.9 | 2.8 | 20.6 | 8.9 | 14.4 | 13.3 | 7.2 | 5 | 13.3 | -2.8 | 25 | 15 | 15.8 | 6 | 12.8 | 11.7 | 17.2 | 2.8 | 14.4 | 0 | 22.2 | 4.4 | 13.3 | -7.1 | 24.5 | -0.5 | 16.1 | -1.1 | 19.4 | -0.6 | 21.5 | 11.8 | 10 | 1.1 | 17.8 | 8.3 | 12.2 | 5.6 | 12.2 | -0.6 | 9 | 0 | 19.8 | 3.5 | 10.7 | 5.3 | 21.1 | 10.6 | 17.2 | 6.7 | 16 | 9 | 24.4 | 10 | 25 | 8.1 | 22.2 | 3.3 | 21.1 | 6.7 | 22.8 | 15.6 | 13.3 | -7.2 | 27.2 | 16.1 | 24.4 | 0 | 27.8 | 11.7 | 26.7 | 15 | 24.4 | 22.2 | 19.4 | 2.2 | 17.2 | 9.4 | 20 | -1.1 | 15 | 8.3 | 12.8 | 3.7 | 13.9 | 11.1 | 14.4 | -3.9 | 23.9 | -2.2 | 15.3 | -3.2
10 | 3 | 9.4 | 2.2 | 25 | 18.9 | 17.8 | 11.7 | 11.3 | -11.5 | 30.5 | 6.4 | 14 | 10 | 30 | 3.9 | 19.4 | 13.3 | 31.1 | 4.4 | 18.3 | 10.6 | 18.9 | 11.7 | 13.9 | 0 | 24.4 | -3.9 | 27 | 21 | 25 | 20.6 | 23.9 | 18.3 | 27.2 | 18.3 | 26.7 | 16.1 | 17.8 | 16.1 | 28.3 | 17.8 | 13.9 | 2.2 | 13.3 | -3.3 | 22.8 | 8.3 | 17.2 | 2.8 | 11.1 | 11.1 | 20 | 16.1 | 25 | 16.7 | 27.8 | 16.1 | 14.4 | 0.6 | 11 | 6 | 18.9 | -3.3 | 18.3 | 14.4 | 16.1 | 5.6 | 5 | 3.3 | 16.7 | -3.9 | 10 | -5.6 | 21.5 | 10.1 | 21.7 | 10.6 | 14.5 | 3.3 | 22.2 | 8.9 | 14 | 12.9 | 6.7 | 4.4 | 15 | -1.7 | 25.6 | 15.6 | 15.6 | 6.1 | 13.3 | 11.7 | 17.6 | 2.4 | 16.7 | -1.1 | 23.9 | 0.6 | 13.9 | -10.6 | 25.6 | -1.7 | 17.2 | -3.3 | 18.9 | -1.1 | 21.7 | 11.7 | 10.6 | 1.1 | 18.3 | 8.3 | 12.8 | 5 | 15 | -1.1 | 10 | 1 | 22.2 | 3.3 | 11.1 | 5 | 21.7 | 10.6 | 17.2 | 6.1 | 15 | 10 | 23.9 | 9.4 | 26.1 | 6.7 | 22.6 | 3.2 | 21.7 | 6.7 | 22.2 | 15 | 14.1 | -6.5 | 27.4 | 15.8 | 25 | 0 | 28.5 | 12 | 26.7 | 14.4 | 24.4 | 22.5 | 18.9 | 0.6 | 18.3 | 9.4 | 19.4 | 0 | 17.2 | 8.3 | 13.9 | 3.3 | 12.8 | 11.1 | 16.1 | -3.3 | 25 | -2.2 | 16.3 | -4.8
12 | 3 | 9.4 | 1.7 | 26.1 | 16.7 | 18.3 | 11.7 | 12.8 | -11.7 | 31.1 | 5.6 | 15 | 9 | 30.7 | 3.7 | 20 | 13.3 | 31.8 | 3.8 | 17.8 | 11.1 | 18.9 | 11.7 | 15 | -0.6 | 25 | -6.1 | 26 | 21 | 25.6 | 20 | 24.4 | 17.8 | 27 | 18.9 | 27.8 | 16.1 | 18.3 | 16.7 | 28.9 | 17.2 | 15 | 1.7 | 13.3 | -2.8 | 23.9 | 7.2 | 18.3 | 3.3 | 10.6 | 10.6 | 20.7 | 15.9 | 24.4 | 15.6 | 27.2 | 15 | 16.1 | 0.6 | 12 | 6 | 19.4 | -0.6 | 17.8 | 13.9 | 16.7 | 3.9 | 4.4 | 3.3 | 18.9 | -5.6 | 11.7 | -5.6 | 21.3 | 8.6 | 22.2 | 10.6 | 15 | 3.5 | 23.9 | 8.9 | 13.7 | 12.6 | 6.7 | 5 | 16.1 | -1.1 | 26.7 | 14.4 | 15.8 | 5.4 | 13.9 | 11.7 | 17.9 | 1.8 | 17.8 | -2.8 | 26.7 | -1.7 | 14.8 | -8.9 | 26.1 | -1.5 | 18.3 | -3.9 | 20 | 0.6 | 21.5 | 11.6 | 11.7 | 1.1 | 18.3 | 8.3 | 13.3 | 5 | 15 | 7.8 | 12 | 2 | 23.7 | 2.5 | 11.5 | 5.2 | 22.2 | 10.6 | 18.3 | 5.6 | 14 | 9 | 25 | 10.6 | 24.4 | 9.2 | 22.9 | 2.9 | 22.8 | 5.6 | 18.9 | 17.2 | 14.8 | -6.5 | 27.6 | 15.6 | 26.1 | 0 | 29.3 | 11.9 | 27.2 | 14.4 | 24.4 | 23 | 19.4 | 0.6 | 20 | 9.4 | 20 | -1.1 | 16.7 | 8.9 | 14.1 | 2.7 | 12.8 | 11.1 | 18.3 | -1.1 | 25 | -2.2 | 17.2 | -7.2
13 | 2 | 10.6 | 1.7 | 22.8 | 19.4 | 18.9 | 11.7 | 12.4 | -10.7 | 31.1 | 5.5 | 15 | 9 | 31.5 | 2.7 | 19.4 | 13.3 | 32.6 | 3.5 | 16.7 | 11.1 | 19.4 | 11.1 | 15 | -2.2 | 25.6 | -5.6 | 28 | 21 | 25.6 | 18.9 | 23.9 | 17.8 | 26.9 | 19.5 | 27.2 | 15.6 | 18.3 | 16.7 | 28.3 | 17.8 | 15.6 | 1.7 | 14.4 | -4.4 | 23.3 | 10 | 18.9 | 3.9 | 10 | 10 | 21.5 | 15.8 | 25 | 15.6 | 26.7 | 16.7 | 16.7 | 0.6 | 14 | 7 | 20 | -5 | 17.2 | 13.4 | 17.2 | 6.1 | 3.9 | 2.2 | 18.3 | -4.4 | 12.2 | -5.6 | 21.1 | 6.7 | 22.2 | 8.9 | 15.6 | 3.9 | 22.2 | 8.9 | 13.3 | 12.2 | 6.1 | 4.4 | 16.1 | -1.7 | 26.1 | 14.4 | 15.9 | 4.6 | 15 | 11.7 | 18.3 | 1.1 | 18.9 | -2.8 | 26.7 | -1.7 | 15.8 | -8.2 | 26.7 | -1.8 | 20 | -4.4 | 21.1 | 0 | 21.3 | 11.4 | 11.7 | 1.7 | 18.3 | 7.8 | 10 | 6.1 | 17.8 | 12.2 | 11 | 1 | 25.2 | 0.6 | 11.8 | 5.5 | 22.8 | 10 | 18.3 | 5.6 | 12 | 9 | 23.3 | 10 | 22.8 | 10.6 | 23.3 | 2.8 | 22.8 | 4.4 | 21.1 | 17.8 | 15.6 | -7.2 | 27.8 | 15 | 25.6 | 0 | 30 | 12.2 | 25 | 15 | 24.4 | 23.3 | 20.6 | -0.6 | 21.1 | 8.9 | 20.6 | -0.6 | 17.8 | 8.9 | 14.2 | 1.5 | 13.3 | 11.7 | 19.4 | -1.1 | 24.4 | -2.2 | 17.6 | -6.2
12 | 6 | 10.6 | 3.3 | 22.8 | 18.3 | 21.1 | 12.8 | 12.1 | -11.6 | 31.1 | 5.5 | 16 | 10 | 32.2 | 2.2 | 18.3 | 12.8 | 33.3 | 3.3 | 16.1 | 11.7 | 18.3 | 10 | 15 | -1.1 | 26.1 | -5.6 | 26 | 21 | 23.3 | 21.1 | 23.3 | 21.7 | 26.7 | 20 | 27.2 | 15 | 18.9 | 17.2 | 27.8 | 17.8 | 16.1 | 2.2 | 16.1 | -3.3 | 22.8 | 8.9 | 20 | 1.7 | 9.4 | 9.4 | 22.2 | 15.6 | 23.3 | 15 | 25.6 | 15.6 | 17.2 | 0 | 15 | 7 | 20.6 | -3.9 | 16.7 | 12.8 | 17.2 | 6.7 | 3.9 | 2.2 | 17.8 | -3.3 | 11.1 | -6.7 | 20.7 | 6.7 | 21.1 | 11.1 | 15.2 | 3.4 | 24.4 | 8.9 | 13.1 | 12 | 5.6 | 3.9 | 15.6 | -4.4 | 25.6 | 14.4 | 16.1 | 3.3 | 13.9 | 11.7 | 18.5 | 1.5 | 19.4 | 0 | 27.2 | -3.9 | 16.7 | -8.3 | 27.2 | -2.2 | 19.4 | -5.6 | 21.1 | -0.6 | 21.1 | 11.1 | 11.1 | 0.6 | 18.3 | 7.8 | 8.9 | 5 | 18.3 | 10.6 | 12 | 2 | 26.7 | -1.1 | 12.2 | 5.6 | 22.2 | 10.6 | 18.3 | 6.1 | 12 | 9 | 22.8 | 9.4 | 21.1 | 11.7 | 22.8 | 3.9 | 22.2 | 5.6 | 17.8 | 15.6 | 16 | -6.7 | 26.7 | 15.4 | 26.7 | 0 | 29.6 | 12.1 | 25 | 15 | 24.6 | 23.4 | 19.4 | -1.7 | 21.1 | 8.3 | 20.6 | -1.1 | 18.3 | 8.3 | 14.4 | 0.6 | 12.8 | 12.8 | 19.4 | -2.8 | 23.3 | -1.1 | 17.9 | -5.3
13 | 5 | 11.1 | 1.7 | 17.8 | 17.8 | 20 | 12.2 | 11.7 | -13.3 | 31.1 | 5.6 | 16 | 9 | 30.2 | 2.5 | 17.2 | 12.8 | 31.5 | 4.3 | 15.6 | 11.1 | 18.3 | 9.4 | 13.9 | 0 | 26.7 | -6.1 | 26 | 21 | 22.2 | 20.6 | 22.8 | 21.1 | 26.1 | 20 | 27.2 | 16.1 | 18.9 | 17.2 | 26.1 | 17.2 | 16.7 | 0.6 | 15.6 | -2.8 | 21.1 | 7.2 | 20.6 | 1.7 | 9.4 | 9.4 | 20.7 | 15.7 | 22.8 | 15.6 | 25 | 16.1 | 16.1 | 0 | 16 | 6 | 20 | -5.6 | 15.4 | 12.4 | 16.7 | 6.7 | 3.3 | 2.8 | 16.7 | -5 | 10.6 | -6.1 | 20.4 | 6.7 | 20 | 12.8 | 14.8 | 2.4 | 23.3 | 8.3 | 13 | 11.9 | 6.1 | 4.4 | 16.1 | -4.4 | 24.4 | 15.6 | 15.2 | 5.2 | 14.4 | 11.7 | 18.7 | 1.2 | 18.3 | -0.6 | 27.2 | -5 | 14.3 | -5.3 | 25.9 | -2.4 | 19.4 | -3.3 | 19.4 | 2.8 | 19.8 | 10.8 | 10.6 | -0.6 | 17.8 | 7.2 | 8.3 | 3.9 | 16.7 | 11.1 | 11 | 0 | 24.8 | 1.6 | 12 | 5.9 | 21.7 | 10.6 | 19.4 | 5.6 | 11 | 8 | 22.8 | 9.4 | 20 | 12.5 | 22.2 | 4.8 | 22.8 | 5 | 15.6 | 14.4 | 16.3 | -6.5 | 25.5 | 15.5 | 25.6 | 0 | 29.3 | 12.3 | 24.4 | 16.1 | 24.8 | 23.4 | 19.4 | -1.7 | 20.6 | 8.9 | 20 | -2.2 | 17.2 | 8.3 | 13.1 | 1.7 | 12.2 | 12.2 | 19.4 | -2.8 | 22.8 | 0.6 | 18.3 | -6.1
13 | 2 | 10.6 | 2.8 | 18.9 | 18.3 | 20.6 | 12.8 | 9.8 | -9.2 | 30 | 6 | 14 | 9 | 28.1 | 1.6 | 16.1 | 12.8 | 29.6 | 5 | 15.6 | 9.4 | 15.6 | 10 | 12.8 | 0 | 24.4 | -8.3 | 24 | 22 | 23.9 | 21.7 | 22.8 | 21.1 | 25.6 | 20.2 | 26.7 | 16.1 | 18.9 | 17.2 | 25.6 | 17.2 | 15.6 | 1.7 | 15 | -4.4 | 18.9 | 6.1 | 19.4 | 3.9 | 8.9 | 7.8 | 19.3 | 15.8 | 21.7 | 15 | 23.9 | 16.1 | 15.6 | -0.6 | 15 | 7 | 18.9 | -5.6 | 14.1 | 11.8 | 15.6 | 6.7 | 2.2 | 2.2 | 15.6 | -6.1 | 9.4 | -6.7 | 20 | 6.7 | 21.1 | 12.8 | 14.4 | 1.7 | 21.7 | 9.4 | 12.8 | 11.7 | 5.6 | 3.9 | 14.4 | -1.7 | 22.8 | 14.4 | 14.2 | 6.3 | 13.9 | 12.2 | 18.9 | 1.1 | 17.2 | -0.6 | 26.7 | -4.4 | 11.8 | -3.8 | 24.6 | -2.5 | 19.4 | -7.2 | 18.3 | 2.2 | 18.5 | 10.6 | 8.3 | -1.7 | 17.2 | 6.1 | 6.1 | 5 | 14.4 | 10 | 9 | -1 | 23 | 4 | 11.9 | 6 | 21.1 | 10.6 | 18.9 | 5.6 | 10 | 8 | 21.7 | 9.4 | 18.9 | 12.9 | 21.7 | 5.6 | 22.2 | 5 | 15 | 13.3 | 16.7 | -7.8 | 24.4 | 15.6 | 24.4 | 0 | 28.9 | 12.2 | 23.9 | 16.1 | 25 | 23.3 | 18.3 | -2.2 | 20.6 | 9.4 | 19.4 | -2.8 | 16.7 | 8.9 | 11.9 | 2.4 | 12.2 | 12.2 | 19.4 | -2.8 | 20 | 1.1 | 15.7 | -3.8
12 | 0 | 9.4 | 2.8 | 18.3 | 18.3 | 17.2 | 12.8 | 8 | -8 | 28.9 | 6.9 | 13 | 9 | 26.1 | 1.1 | 15 | 12.8 | 27.8 | 5.6 | 15 | 10 | 15 | 9.4 | 10.6 | 0 | 21.7 | -9.4 | 23 | 22 | 25 | 22.2 | 22.8 | 20.6 | 25 | 20 | 25 | 15 | 19.4 | 17.8 | 23.9 | 17.8 | 14.4 | 2.2 | 14.4 | -5 | 16.7 | 5.6 | 18.3 | 2.8 | 8.3 | 7.2 | 17.8 | 15.6 | 21.1 | 14.4 | 22.8 | 15 | 13.3 | -0.6 | 13 | 7 | 16.7 | -3.3 | 12.8 | 11.1 | 12.8 | 6.7 | 1.7 | 1.1 | 13.9 | -5.6 | 8.9 | -6.7 | 18.1 | 7.3 | 19.4 | 11.7 | 12.7 | 2 | 18.9 | 9.4 | 12.8 | 11.6 | 5.6 | 3.9 | 12.2 | 1.1 | 20 | 15 | 13.3 | 7.2 | 13.3 | 12.2 | 16.1 | 2.1 | 16.1 | -0.6 | 23.9 | -2.8 | 9.4 | -3.9 | 23.3 | -2.8 | 12.8 | -1.7 | 16.7 | -0.6 | 17.2 | 10 | 7.2 | -2.8 | 16.1 | 6.1 | 5.6 | 5 | 12.8 | 9.4 | 8 | -1 | 21.1 | 5 | 11.7 | 6.1 | 20 | 10 | 17.8 | 5.6 | 9 | 7 | 20.6 | 9.4 | 17.8 | 13.3 | 18.5 | 5.4 | 20.6 | 9.4 | 14.4 | 12.8 | 15 | -6.3 | 22.7 | 16.1 | 23.9 | 0 | 26.3 | 12.4 | 23.3 | 16.1 | 25 | 23.2 | 17.2 | -0.6 | 18.3 | 9.4 | 16.1 | -2.2 | 14.4 | 8.3 | 10.6 | 2.8 | 11.1 | 11.1 | 18.9 | -2.8 | 19.4 | 1.1 | 13.2 | -2.8
10 | -1 | 8.9 | 2.8 | 18.3 | 18.3 | 16.1 | 12.2 | 6.1 | -7.8 | 27.8 | 7.2 | 13 | 9 | 23.7 | 5.1 | 14.4 | 12.2 | 24.5 | 9.3 | 14.4 | 10.6 | 13.9 | 10 | 9.4 | -0.6 | 17.8 | -9.4 | 23 | 22 | 24.4 | 21.1 | 22.8 | 21.1 | 23.9 | 20.7 | 21.7 | 15 | 18.9 | 16.7 | 22.8 | 17.8 | 14.4 | 1.1 | 11.7 | -5 | 15 | 5.6 | 15 | 4.4 | 7.8 | 7.2 | 17.4 | 15.2 | 20.6 | 13.9 | 22.2 | 15 | 12.2 | -0.6 | 12 | 7 | 15 | -0.6 | 11.9 | 10.5 | 10 | 6.7 | 2.2 | 1.1 | 10.6 | -3.9 | 7.8 | -6.7 | 16.3 | 7.3 | 17.8 | 10 | 11.1 | 1.9 | 16.7 | 9.4 | 12.8 | 11.4 | 5 | 3.3 | 10.6 | 1.7 | 18.3 | 16.1 | 12.6 | 8.3 | 12.2 | 12.2 | 13.4 | 2 | 15 | 1.7 | 21.7 | -1.7 | 8.1 | -3 | 21.8 | -2.5 | 13.3 | -5.6 | 13.9 | -1.1 | 16.8 | 10 | 6.1 | -2.8 | 15.6 | 5.6 | 7.2 | 6.7 | 11.7 | 9.4 | 6 | 0 | 18.5 | 5 | 11.3 | 6.1 | 18.3 | 10.6 | 16.7 | 5.6 | 9 | 7 | 18.3 | 10.6 | 16.5 | 13.1 | 15.4 | 5.1 | 17.2 | 9.4 | 13.9 | 12.8 | 13.4 | -5.5 | 21.1 | 16.1 | 18.9 | 1.1 | 23.7 | 11.8 | 23.3 | 16.1 | 25 | 23.1 | 15 | -1.1 | 16.7 | 10 | 14.4 | -4.4 | 12.8 | 8.3 | 9.7 | 3 | 10.6 | 10.6 | 17.8 | 0.6 | 20 | -1.7 | 10.6 | -3.3
7 | -2 | 7.8 | 3.3 | 18.3 | 17.2 | 15 | 12.2 | 4.1 | -7.9 | 26.9 | 7.4 | 13 | 8 | 21.3 | 6.8 | 13.9 | 12.2 | 21.1 | 10.6 | 13.9 | 10.6 | 12.8 | 10 | 7.8 | -0.6 | 15.6 | -11.1 | 23 | 22 | 22.2 | 20.6 | 22.8 | 20.6 | 22.8 | 20.9 | 20.6 | 15 | 18.9 | 17.2 | 22.8 | 17.8 | 13.3 | 2.8 | 11.1 | -5.6 | 12.2 | 5.6 | 12.8 | 4.4 | 7.8 | 7.2 | 17.1 | 14.9 | 18.9 | 13.9 | 21.1 | 14.4 | 11.7 | -0.6 | 11 | 6 | 12.2 | 0.6 | 10.9 | 9.7 | 8.3 | 6.7 | 2.2 | 1.1 | 8.9 | -3.3 | 7.2 | -7.2 | 14.4 | 7.2 | 16.7 | 10 | 9.4 | 1.7 | 15 | 9.4 | 12.8 | 11.1 | 4.4 | 3.3 | 10 | 1.7 | 17.8 | 16.7 | 11.8 | 8.9 | 12.8 | 12.2 | 10.6 | 1.7 | 15 | 1.7 | 20 | -9.4 | 6.9 | -3 | 20.4 | -2.9 | 9.4 | -2.8 | 12.8 | -0.6 | 16.5 | 10.2 | 6.1 | -2.8 | 14.4 | 5 | 7.2 | 6.1 | 11.1 | 8.9 | 4 | -1 | 15.9 | 4.6 | 11 | 5.8 | 17.2 | 9.4 | 16.1 | 6.1 | 9 | 7 | 16.7 | 11.1 | 15.2 | 12.7 | 12.2 | 3.9 | 16.7 | 10 | 14.4 | 12.8 | 11.7 | -6.1 | 19.4 | 16.1 | 18.9 | 1.1 | 21.1 | 11.1 | 22.8 | 16.1 | 25 | 22.8 | 15.6 | -0.6 | 14.4 | 10 | 13.3 | -3.9 | 12.2 | 8.3 | 8.7 | 2.9 | 10.6 | 10.6 | 13.9 | 1.1 | 16.7 | 1.7 | 9.8 | -3.7
4 | -2 | 7.8 | 2.2 | 18.3 | 17.2 | 13.9 | 12.2 | 2 | -9.3 | 25.9 | 7.5 | 12 | 8 | 18.9 | 7.8 | 13.9 | 12.2 | 17.8 | 11.1 | 13.9 | 11.1 | 11.7 | 9.6 | 6.1 | -0.6 | 13.9 | -11.7 | 23 | 22 | 22.2 | 20.6 | 22.8 | 21.1 | 21.7 | 21.1 | 20 | 15.6 | 17.8 | 15.6 | 22.2 | 17.8 | 13.3 | 3.3 | 5.6 | -5.6 | 10 | 5.6 | 11.7 | 3.9 | 7.8 | 6.1 | 16.7 | 14.4 | 18.9 | 14.4 | 20.6 | 15 | 10.6 | -1.1 | 10 | 6 | 11.1 | -1.7 | 10 | 8.9 | 7.8 | 6.7 | 1.7 | 0.6 | 7.2 | -1.7 | 6.7 | -7.2 | 13.7 | 6.8 | 15.6 | 9.4 | 8.5 | 2.3 | 14.4 | 10 | 12.8 | 11.6 | 4.4 | 3.3 | 10 | 2.2 | 17.2 | 16.7 | 11.1 | 9.4 | 12.8 | 12.2 | 9.8 | 1.7 | 12.8 | 3.9 | 19.4 | -8.9 | 5.6 | -3.3 | 18.9 | -3.3 | 11.1 | -3.3 | 11.1 | -1.1 | 16.1 | 10 | 4.4 | -2.8 | 11.1 | 5.6 | 7.2 | 6.1 | 11.1 | 8.9 | 2 | 0 | 13.3 | 3.9 | 10.6 | 5.6 | 16.1 | 8.9 | 13.9 | 6.1 | 9 | 7 | 15.6 | 11.7 | 13.9 | 12.2 | 11.8 | 4.1 | 15.6 | 9.4 | 14.4 | 12.8 | 10.8 | -4.3 | 19 | 15.9 | 18.9 | 1.1 | 19.4 | 9.9 | 22.2 | 18.3 | 24.6 | 22.7 | 12.8 | 0 | 12.8 | 10 | 10.6 | -2.8 | 13.3 | 8.3 | 7.8 | 2.8 | 10.6 | 10.6 | 10.6 | 0.6 | 15.6 | 4.4 | 9.1 | -4.9
2 | -1 | 7.2 | 3.3 | 16.7 | 15 | 15 | 11.7 | 0 | -11.7 | 25 | 7.8 | 11 | 8 | 17.4 | 8 | 13.3 | 12.2 | 17.1 | 10.5 | 13.9 | 10.6 | 11.1 | 9.6 | 5.6 | -0.6 | 12.8 | -12.2 | 21 | 14 | 22.2 | 20 | 22.8 | 21.1 | 21.1 | 18.9 | 20 | 16.1 | 17.2 | 15.6 | 22.8 | 18.3 | 12.8 | 4.4 | 5.6 | -5 | 10 | 6.7 | 10.6 | 2.8 | 7.8 | 6.1 | 15.9 | 13.2 | 19.4 | 14.4 | 20 | 14.4 | 9.4 | -1.1 | 9 | 6 | 7.8 | 1.7 | 9.4 | 8.7 | 7.8 | 6.1 | 1.1 | 0.6 | 6.1 | -0.6 | 5.6 | -7.8 | 12.9 | 6.5 | 13.3 | 8.9 | 7.6 | 2.5 | 15 | 9.4 | 12.8 | 12.1 | 4.4 | 3.3 | 7.8 | 3.3 | 16.7 | 16.1 | 12.4 | 10.2 | 12.8 | 12.2 | 9.1 | 1.7 | 12.2 | 4.4 | 15 | -8.3 | 5.2 | -3.4 | 18 | -3.6 | 6.7 | -3.3 | 8.3 | -1.7 | 16.3 | 10.2 | 5 | -2.2 | 10.6 | 6.1 | 7.2 | 6.1 | 11.1 | 8.9 | 3 | -3 | 11.6 | 3.6 | 10.2 | 5.8 | 15 | 8.9 | 13.9 | 6.7 | 8 | 6 | 15.6 | 12.2 | 13.7 | 12.1 | 11.5 | 4.5 | 15 | 8.3 | 14.4 | 12.8 | 9.8 | -3.1 | 18.7 | 15.8 | 15 | 1.7 | 17.8 | 8.7 | 23.3 | 18.9 | 24.3 | 22.4 | 12.8 | 1.1 | 12.8 | 10.6 | 11.1 | -3.3 | 12.2 | 8.3 | 7.2 | 2.7 | 11.1 | 11.1 | 9.4 | 0.6 | 13.9 | 3.3 | 8.3 | -6.7
-1 | -4 | 7.8 | 3.3 | 16.1 | 15.6 | 15 | 12.2 | -1.3 | -10.3 | 23.7 | 7.4 | 11 | 7 | 15.9 | 8.2 | 13.3 | 11.7 | 16.3 | 9.5 | 13.9 | 10 | 10.6 | 9.3 | 4.4 | 0.6 | 13.9 | -11.1 | 21 | 11 | 22.2 | 20.6 | 22.8 | 21.1 | 20.6 | 16.7 | 19.4 | 16.1 | 17.2 | 15.6 | 22.8 | 18.3 | 12.8 | 3.9 | 6.1 | -5.6 | 8.9 | 7.2 | 10 | 2.2 | 7.8 | 6.7 | 15.2 | 12 | 19.4 | 14.4 | 19.4 | 14.4 | 7.8 | -1.1 | 9 | 6 | 6.8 | 1.7 | 8.9 | 8.6 | 8.3 | 5.6 | 0.6 | -0.6 | 4.4 | -1.1 | 5 | -7.8 | 12.2 | 6.1 | 12.2 | 8.9 | 6.7 | 2.8 | 12.8 | 10 | 12.8 | 12.2 | 4.4 | 3.3 | 7.2 | 2.8 | 16.1 | 16.1 | 13.7 | 10.7 | 12.2 | 12.2 | 8.3 | 1.7 | 10.6 | 6.7 | 16.1 | -10 | 4.8 | -4.2 | 17 | -4.3 | 4.4 | -3.9 | 6.7 | -2.2 | 16.5 | 10.4 | 5.6 | -2.2 | 9.4 | 6.7 | 6.7 | 5 | 10.6 | 8.9 | 3 | -3 | 10 | 3.5 | 9.8 | 5.8 | 14.4 | 10 | 11.7 | 6.1 | 8 | 6 | 15 | 12.8 | 13.5 | 11.9 | 11.1 | 4.4 | 13.9 | 9.4 | 14.4 | 11.7 | 8.9 | -2.8 | 18.3 | 15.6 | 13.3 | 2.2 | 16.1 | 7.2 | 22.2 | 18.9 | 23.9 | 22.2 | 12.2 | 1.1 | 11.7 | 8.9 | 10.6 | -3.9 | 10.6 | 8.3 | 6.7 | 2.4 | 8.3 | 8.3 | 7.8 | 0 | 12.2 | 1.1 | 7.8 | -5.9
0 | -3 | 6.1 | 2.8 | 15 | 15 | 15.6 | 11.7 | -2.6 | -10.6 | 22.4 | 7 | 11 | 5 | 14.4 | 7.8 | 13.3 | 11.7 | 15.6 | 8.9 | 13.9 | 10 | 10 | 8.7 | 4.4 | -1.1 | 15 | -11.7 | 20 | 12 | 22.8 | 20.6 | 22.8 | 21.7 | 20 | 13.9 | 19.4 | 16.1 | 17.2 | 15.6 | 22.2 | 18.3 | 12.2 | 3.9 | 6.7 | -6.1 | 7.8 | 6.7 | 8.9 | 1.7 | 7.2 | 6.7 | 14.4 | 10.6 | 18.9 | 14.4 | 18.9 | 14.4 | 7.8 | -1.1 | 10 | 5 | 5.8 | 1.5 | 8.3 | 8.3 | 6.7 | 4.4 | 0 | -1.1 | 2.8 | -2.2 | 3.3 | -8.9 | 10.5 | 6.3 | 12.2 | 9.4 | 5.8 | 2.6 | 12.8 | 10 | 13 | 12.2 | 5.6 | 5 | 7.2 | 2.8 | 15 | 15 | 15 | 11.1 | 12.2 | 12.2 | 8.7 | 2.1 | 10 | 7.2 | 12.2 | -9.4 | 4.4 | -5.6 | 16.1 | -5.6 | 3.3 | -4.4 | 6.1 | -1.1 | 16.7 | 10.6 | 4.4 | -2.2 | 9.4 | 5.6 | 6.7 | 5 | 11.1 | 9.4 | 2 | -4 | 8.3 | 2.8 | 9.4 | 6.1 | 13.9 | 10.6 | 10.6 | 6.1 | 8 | 6 | 14.4 | 13.9 | 13.3 | 11.7 | 11.3 | 5.4 | 12.8 | 9.4 | 14.4 | 11.1 | 8.2 | -1.9 | 17.9 | 15.6 | 13.9 | 2.2 | 15.4 | 7.5 | 22.2 | 18.9 | 23.9 | 22.2 | 11.7 | 2.8 | 11.1 | 10 | 7.8 | -2.8 | 9.4 | 8.3 | 6.1 | 2.2 | 7.8 | 7.8 | 6.7 | 0.6 | 9.4 | 1.7 | 7.2 | -5.8
0 | -3 | 6.1 | 3.3 | 15 | 15 | 14.4 | 10.6 | -3.9 | -11.7 | 21.1 | 6.7 | 12 | 7 | 13.7 | 8.2 | 13.3 | 11.7 | 14.8 | 8.8 | 13.3 | 10.6 | 10 | 8.7 | 3.9 | -1.1 | 14.4 | -11.7 | 20 | 12 | 22.8 | 21.1 | 22.8 | 21.7 | 18.7 | 13.8 | 19.4 | 16.1 | 17.2 | 16.1 | 22.8 | 18.9 | 12.2 | 4.4 | 4.4 | -5 | 8.9 | 7.2 | 9.4 | 0.6 | 6.7 | 6.1 | 13.7 | 10 | 17.8 | 14.4 | 18.3 | 14.4 | 7.8 | -1.1 | 9 | 4 | 4.8 | 1.3 | 7.9 | 7.9 | 6.1 | 3.9 | 0.6 | -2.2 | 2.2 | -1.7 | 2.8 | -8.9 | 8.9 | 6.4 | 11.7 | 8.9 | 4.8 | 2.5 | 12.2 | 9.4 | 13.1 | 11.9 | 5.6 | 5 | 7.2 | 3.3 | 15 | 15 | 15.6 | 12.2 | 12.2 | 12.2 | 9 | 2.3 | 9.4 | 7.2 | 13.3 | -10 | 4 | -4.2 | 15.9 | -5.1 | 3.9 | -5 | 4.4 | -1.1 | 15.9 | 9.8 | 4.4 | -2.2 | 8.9 | 5 | 6.1 | 3.9 | 11.1 | 8.9 | 1 | -3 | 7.4 | 2.5 | 9.2 | 6.1 | 13.9 | 10.6 | 8.9 | 5.6 | 8 | 6 | 15 | 13.9 | 12.8 | 9.1 | 11.5 | 6.5 | 11.7 | 8.3 | 13.9 | 11.1 | 7.4 | -1.8 | 17.6 | 15.6 | 13.3 | 2.2 | 14.6 | 7.2 | 22.8 | 19.4 | 23.9 | 22.2 | 11.1 | 3.9 | 10.6 | 10 | 7.2 | -3.3 | 10 | 9.4 | 5.7 | 1 | 7.2 | 7.2 | 6.1 | 0 | 9.4 | 2.2 | 6.7 | -6.7
0 | -3 | 5.6 | 3.3 | 15.6 | 13.9 | 13.9 | 8.9 | -4.8 | -10.8 | 20.2 | 6.9 | 9 | 8 | 12.9 | 8.2 | 13.3 | 12.2 | 14.1 | 9 | 12.2 | 11.1 | 9.4 | 8.4 | 3.3 | -1.1 | 13.3 | -10.6 | 20 | 12 | 22.8 | 20.6 | 22.8 | 21.7 | 17.4 | 13.6 | 18.3 | 16.1 | 17.2 | 16.1 | 22.2 | 18.9 | 11.7 | 5 | 2.2 | -5 | 7.2 | 6.1 | 8.3 | 1.1 | 6.1 | 5.6 | 12.9 | 9 | 17.2 | 14.4 | 17.8 | 13.9 | 8.3 | -1.1 | 8 | 4 | 3.7 | 0.7 | 7.6 | 7.6 | 6.1 | 5 | 0.6 | -2.8 | 1.7 | -1.7 | 2.8 | -8.9 | 7.2 | 6.1 | 11.7 | 8.9 | 3.9 | 2.2 | 11.1 | 9.4 | 13.3 | 11.7 | 5.6 | 5 | 5.6 | 3.3 | 15 | 15 | 16.1 | 13.1 | 12.2 | 12.2 | 9.4 | 2.8 | 8.9 | 7.8 | 10.6 | -9.4 | 3.7 | -3.8 | 15.8 | -5.2 | 1.7 | -3.9 | 3.3 | -2.2 | 15.2 | 9.2 | 4.4 | -1.1 | 7.8 | 5 | 6.1 | 4.4 | 10.6 | 8.9 | 2 | -3 | 6.5 | 2.2 | 9.1 | 6.6 | 12.8 | 10 | 8.3 | 5.6 | 7 | 6 | 14.4 | 13.9 | 12.2 | 5.8 | 11.7 | 7.2 | 10 | 8.3 | 13.9 | 10.6 | 6.7 | -1.7 | 17.2 | 15.6 | 13.3 | 2.2 | 13.9 | 7.2 | 21.7 | 19.4 | 23.9 | 22.2 | 12.2 | 2.2 | 12.2 | 10.6 | 5 | -2.2 | 9.4 | 8.9 | 5.4 | 0.1 | 6.7 | 6.7 | 5.6 | 0 | 10 | 2.2 | 5.6 | -5
0 | -2 | 5 | 2.8 | 15 | 14.4 | 13.3 | 7.2 | -5.8 | -10.9 | 19.2 | 7.3 | 10 | 8 | 12.2 | 8.3 | 13.3 | 12.2 | 13.3 | 8.9 | 12.8 | 11.1 | 8.9 | 7.6 | 2.8 | -1.1 | 13.9 | -10.6 | 20 | 12 | 22.2 | 20 | 22.8 | 21.7 | 16.1 | 13.3 | 18.3 | 16.1 | 17.2 | 15.6 | 21.1 | 18.3 | 11.1 | 5.6 | 3.3 | -4.4 | 7.8 | 6.1 | 7.2 | 2.2 | 6.1 | 3.3 | 12.2 | 8.3 | 16.7 | 13.9 | 18.3 | 14.4 | 8.3 | -1.1 | 7 | 4 | 2.7 | 0.4 | 7.2 | 7.2 | 5.6 | 3.9 | 0.6 | -1.1 | 1.7 | -2.2 | 2.8 | -8.9 | 7.4 | 6.2 | 10 | 7.2 | 3.5 | 2.2 | 10.6 | 9.4 | 12.9 | 11.5 | 5 | 3.3 | 6.1 | 2.8 | 15 | 15 | 16.7 | 13.9 | 12.2 | 12.2 | 9.6 | 3.4 | 8.9 | 7.2 | 12.8 | -11.1 | 3.3 | -3.9 | 15.6 | -6.1 | 0.6 | -5 | 2.2 | -1.1 | 14.4 | 8.3 | 5 | 0 | 7.2 | 5 | 6.1 | 5 | 10 | 8.9 | 1 | -4 | 5.6 | 1.7 | 8.9 | 6.7 | 13.3 | 10.6 | 8.3 | 5.6 | 7 | 6 | 13.3 | 12.8 | 11.7 | 2.2 | 11.7 | 7.3 | 10 | 8.3 | 12.8 | 10 | 6.3 | -1.2 | 17.6 | 15.6 | 13.3 | 2.2 | 13.5 | 7.3 | 21.1 | 19.4 | 23.9 | 22.2 | 12.8 | 2.8 | 12.2 | 11.1 | 3.9 | -2.8 | 7.8 | 7.8 | 5 | -1.1 | 6.7 | 6.7 | 4.4 | 0 | 7.8 | 2.8 | 4.4 | -4.8
0 | -3 | 5.6 | 2.8 | 15 | 14.4 | 12.8 | 6.7 | -6.7 | -11.7 | 18.3 | 7.2 | 10 | 8 | 13.3 | 8.4 | 13.9 | 12.8 | 14.8 | 9.2 | 12.2 | 11.1 | 8.3 | 7.8 | 3.3 | -0.6 | 13.3 | -10.6 | 19 | 12 | 21.7 | 19.4 | 22.8 | 21.1 | 16.3 | 13.3 | 18.3 | 16.1 | 16.7 | 15 | 21.1 | 18.3 | 11.1 | 5.6 | 3.3 | -4.4 | 6.1 | 5 | 8.3 | 1.7 | 4.4 | 2.2 | 11.8 | 7.7 | 15.6 | 13.9 | 18.3 | 14.4 | 8.3 | -1.1 | 4 | 3 | 1.7 | 0 | 7.2 | 7.2 | 5.6 | 3.3 | 0.6 | -0.6 | 1.1 | -2.2 | 2.2 | -8.9 | 7.6 | 6.1 | 10.6 | 8.3 | 3.2 | 2.3 | 10.6 | 9.4 | 12.6 | 11.4 | 4.4 | 3.3 | 4.4 | 2.2 | 15.6 | 15.6 | 17.8 | 15.1 | 11.7 | 11.7 | 9.8 | 4 | 8.9 | 7.8 | 11.1 | -10.6 | 5.7 | -2.5 | 16.1 | -4.4 | 0.6 | -4.4 | 1.7 | -1.1 | 13.7 | 8.4 | 5 | 0.6 | 7.8 | 4.4 | 6.1 | 4.4 | 10.6 | 8.3 | 0 | -3 | 7.1 | 2.6 | 8.9 | 6.4 | 12.8 | 10.6 | 8.3 | 5.6 | 7 | 5 | 13.3 | 13.3 | 11.7 | 2.4 | 11.7 | 7.3 | 10 | 7.8 | 12.2 | 9.4 | 6 | -0.6 | 17.9 | 15.6 | 13.3 | 2.2 | 13.2 | 7.2 | 21.1 | 19.4 | 23.9 | 22.2 | 12.8 | 2.8 | 12.2 | 10.6 | 3.3 | -3.3 | 8.3 | 7.8 | 5 | -1.5 | 7.2 | 7.2 | 3.3 | 0 | 7.2 | 1.1 | 3.3 | -5
0 | -3 | 5.6 | 2.8 | 15 | 14.4 | 12.8 | 6.7 | -2.2 | -8.7 | 19.2 | 7.3 | 11 | 9 | 14.5 | 8.5 | 13.9 | 12.2 | 16.3 | 9.7 | 12.2 | 11.1 | 10 | 8.9 | 3.3 | -0.6 | 13.3 | -10.6 | 19 | 12 | 20.6 | 18.3 | 22.8 | 21.1 | 16.5 | 13.4 | 17.8 | 16.7 | 16.1 | 14.4 | 21.1 | 18.3 | 10.6 | 5.6 | 2.8 | -3.9 | 9.4 | 7.8 | 8.3 | 1.1 | 3.9 | 3.9 | 11.5 | 7.3 | 15.6 | 13.3 | 18.3 | 13.3 | 8.3 | -1.1 | 3 | 2 | 3.3 | 0.6 | 7.2 | 7.2 | 6.1 | 3.3 | 0 | -2.2 | 1.1 | -3.3 | 2.2 | -7.8 | 7.8 | 6.1 | 10.6 | 8.3 | 2.8 | 2.2 | 11.1 | 9.4 | 12.2 | 11.1 | 3.9 | 2.8 | 7.2 | 3.3 | 16.1 | 15.6 | 18.9 | 16.2 | 11.7 | 11.7 | 10 | 4.4 | 8.9 | 7.8 | 12.8 | -9.4 | 8.2 | -1.6 | 16.7 | -3.5 | 2.2 | -5 | 2.2 | -0.6 | 12.9 | 8 | 5 | 0.6 | 7.2 | 3.9 | 5.6 | 4.4 | 10 | 8.3 | 0 | -3 | 8.5 | 3.1 | 8.9 | 5.8 | 13.9 | 11.7 | 7.2 | 5 | 8 | 4 | 12.2 | 12.2 | 11.7 | 2.4 | 11.7 | 7.2 | 8.9 | 7.2 | 11.7 | 8.9 | 5.6 | -0.6 | 18.3 | 15.6 | 13.3 | 1.7 | 12.8 | 7.2 | 21.1 | 19.4 | 23.9 | 22.2 | 11.1 | 6.1 | 11.1 | 10.6 | 5 | -2.8 | 8.9 | 8.9 | 5 | -2.3 | 7.2 | 6.7 | 2.8 | 0 | 7.8 | 0.6 | 5.9 | -3.5
7 | 0 | 5.6 | 2.8 | 16.1 | 15 | 15 | 7.2 | 2.2 | -7.1 | 20.2 | 6.9 | 11 | 9 | 15.6 | 8.3 | 14.4 | 12.2 | 17.8 | 10 | 13.3 | 11.1 | 14.4 | 10.6 | 4.4 | -1.1 | 14.4 | -10.6 | 21 | 11 | 21.7 | 18.9 | 22.8 | 21.7 | 16.7 | 13.3 | 18.3 | 16.7 | 16.1 | 13.9 | 22.8 | 18.9 | 12.2 | 5.6 | 3.9 | -3.3 | 13.3 | 9.4 | 9.4 | 4.4 | 3.3 | 2.2 | 11.1 | 6.7 | 18.3 | 13.9 | 18.3 | 13.3 | 8.9 | -1.1 | 3 | 3 | 6.7 | 2.8 | 7.2 | 7.2 | 8.3 | 5.6 | 0.6 | -2.2 | 3.9 | -0.6 | 3.3 | -7.8 | 10 | 6.9 | 13.3 | 10.6 | 6.3 | 2.9 | 14.4 | 10.6 | 12.6 | 11 | 3.9 | 2.2 | 7.2 | 3.9 | 16.1 | 16.1 | 20 | 17.2 | 12.2 | 12.2 | 10.2 | 4.6 | 9.4 | 7.2 | 12.2 | -8.3 | 10.6 | -1.7 | 17.2 | -3.3 | 7.2 | -3.9 | 6.7 | 0 | 12.2 | 7.8 | 6.1 | 1.7 | 10.6 | 6.1 | 5.6 | 3.9 | 10.6 | 8.3 | 3 | -2 | 10 | 3.9 | 8.9 | 5.6 | 14.4 | 12.2 | 9.4 | 7.8 | 8 | 4 | 13.9 | 13.9 | 11.7 | 2.2 | 11.9 | 7.8 | 9.4 | 7.2 | 11.1 | 8.3 | 7.4 | 0.4 | 20.7 | 16.1 | 12.8 | 1.7 | 14.6 | 7.2 | 21.1 | 19.4 | 24.1 | 22.4 | 11.1 | 5.6 | 13.3 | 11.7 | 9.4 | -1.7 | 10 | 8.9 | 5 | -3.3 | 6.7 | 6.1 | 5.6 | 1.1 | 13.9 | 1.7 | 8.5 | -2.7
9 | 0 | 7.2 | 2.8 | 16.7 | 13.9 | 16.7 | 8.3 | 6.7 | -7.2 | 21.1 | 6.7 | 12 | 9 | 18.5 | 8.8 | 16.1 | 11.7 | 20.8 | 10.6 | 13.9 | 11.1 | 21.7 | 8.3 | 5.6 | -1.7 | 16.1 | -10.6 | 23 | 10 | 23.3 | 20.6 | 23.3 | 22.2 | 18.9 | 12.7 | 21.1 | 18.9 | 16.1 | 13.9 | 23.9 | 19.4 | 13.9 | 5 | 6.7 | -2.8 | 17.2 | 6.1 | 11.7 | 5 | 3.9 | 2.8 | 12.4 | 7.1 | 20 | 13.9 | 18.3 | 13.3 | 10 | -1.1 | 4 | 3 | 11.1 | 2.8 | 7.8 | 7.8 | 10 | 6.1 | 0.6 | -2.2 | 9.4 | -2.8 | 4.4 | -8.3 | 12.2 | 7.3 | 17.8 | 11.7 | 9.8 | 2.9 | 17.8 | 11.1 | 12.9 | 10.6 | 3.3 | 1.7 | 8.3 | 3.9 | 17.2 | 16.1 | 21.3 | 17.7 | 13.3 | 12.8 | 10.4 | 4.6 | 10 | 7.2 | 18.3 | -7.8 | 12.3 | -1.1 | 20.4 | -1.8 | 10.6 | -2.2 | 7.8 | -1.7 | 12 | 7.9 | 7.2 | 2.8 | 14.4 | 7.2 | 5.6 | 3.9 | 11.7 | 8.3 | 6 | -1 | 12.6 | 4.6 | 9.5 | 5.3 | 16.1 | 12.2 | 13.9 | 6.1 | 9 | 4 | 16.7 | 13.9 | 13 | 2.3 | 12 | 8.3 | 11.7 | 8.9 | 11.7 | 8.3 | 9.3 | 1 | 23.2 | 16.8 | 12.8 | 1.7 | 16.5 | 6.9 | 22.2 | 20.6 | 24.2 | 22.5 | 11.7 | 5.6 | 16.1 | 12.2 | 12.8 | 0 | 12.2 | 10 | 6.3 | -3 | 7.2 | 1.7 | 10.6 | 3.3 | 19.4 | 0.6 | 11.1 | -2.8
11 | -1 | 6.7 | 2.8 | 17.2 | 14.4 | 18.3 | 7.2 | 8.5 | -7.2 | 23 | 6.8 | 12 | 9 | 21.5 | 8.8 | 16.7 | 11.7 | 23.7 | 10.8 | 13.9 | 10.6 | 23.3 | 8.9 | 7.2 | -5 | 17.8 | -9.4 | 24 | 10 | 25 | 19.4 | 23.9 | 22.2 | 21.1 | 11.2 | 23.9 | 19.4 | 18.3 | 15 | 25 | 18.9 | 15 | 3.9 | 10 | -2.8 | 19.4 | 6.1 | 13.9 | 6.7 | 4.4 | 0 | 13.7 | 7.5 | 21.7 | 13.9 | 18.3 | 13.9 | 11.7 | -0.6 | 6 | 4 | 16.1 | 3.3 | 8.3 | 8.3 | 14.4 | 7.2 | -1.1 | -2.2 | 12.8 | -0.6 | 5.6 | -7.2 | 14.4 | 7.8 | 20 | 12.2 | 13.3 | 1.7 | 21.1 | 10 | 13.3 | 10.6 | 3.3 | 2.2 | 8.3 | 4.4 | 17.2 | 16.1 | 22.6 | 18 | 14.4 | 13.3 | 10.6 | 4.4 | 10.6 | 7.2 | 20.6 | -8.3 | 13.9 | -1.5 | 23.5 | -1.3 | 12.8 | -2.8 | 8.9 | -1.1 | 11.9 | 7.8 | 10 | 4.4 | 18.3 | 7.8 | 7.8 | 2.8 | 12.2 | 8.9 | 8 | -2 | 15.2 | 5.2 | 10 | 4.8 | 17.8 | 10.6 | 16.7 | 6.7 | 9 | 4 | 20 | 13.3 | 14.3 | 2.2 | 12.2 | 8.9 | 15 | 9.4 | 11.7 | 8.3 | 11.1 | 1.7 | 25.6 | 16.7 | 12.8 | 1.7 | 18.3 | 6.1 | 22.8 | 21.1 | 24.4 | 22.8 | 13.9 | 3.9 | 18.3 | 12.2 | 15.6 | 1.1 | 13.3 | 10 | 7.6 | -3.2 | 8.3 | 0 | 16.1 | 3.3 | 23.3 | -1.7 | 13 | -2.2
12 | -1 | 8.9 | 3.3 | 17.2 | 13.3 | 19.4 | 5.6 | 10.4 | -7.8 | 24.8 | 7 | 13 | 9 | 24.4 | 7.8 | 17.8 | 11.7 | 26.7 | 10.6 | 15 | 10.6 | 22.8 | 8.3 | 9.4 | -5.6 | 19.4 | -4.4 | 26 | 10 | 26.1 | 19.4 | 26.1 | 20.6 | 23.3 | 8.9 | 26.7 | 16.7 | 18.3 | 13.9 | 25.6 | 20 | 16.1 | 3.9 | 12.2 | -2.8 | 21.1 | 7.2 | 15.6 | 7.2 | 3.9 | -1.1 | 15 | 7.8 | 21.1 | 13.3 | 19.4 | 13.3 | 12.2 | -0.6 | 8 | 6 | 18.9 | 1.1 | 8.9 | 8.9 | 17.8 | 8.3 | 1.1 | -3.3 | 15.6 | -0.6 | 6.7 | -7.8 | 15.5 | 8 | 21.7 | 10 | 14.2 | 1.5 | 22.2 | 9.4 | 14.8 | 10.2 | 3.9 | 2.8 | 8.3 | 2.8 | 16.7 | 16.1 | 23.9 | 18.3 | 17.8 | 15 | 11.3 | 4.8 | 11.7 | 7.2 | 21.7 | -8.3 | 15.6 | -2.2 | 26.7 | -1.1 | 15 | -2.8 | 11.1 | -1.1 | 11.7 | 7.8 | 10.6 | 7.8 | 20.6 | 8.9 | 10 | 3.3 | 13.3 | 9.4 | 9 | -1 | 17.8 | 5 | 10.6 | 4.4 | 14.4 | 7.2 | 18.3 | 7.2 | 10 | 3 | 22.8 | 13.3 | 15.6 | 1.7 | 14.6 | 10.6 | 17.2 | 9.4 | 13.3 | 9.4 | 13.5 | 1.8 | 26.5 | 16.5 | 11.7 | 7.8 | 19.4 | 6.9 | 22.8 | 21.7 | 24.6 | 22.9 | 15 | 3.3 | 20.6 | 13.3 | 16.7 | -1.1 | 15.6 | 10 | 8.9 | -3.9 | 9.4 | 0.6 | 20 | 2.8 | 23.9 | -2.2 | 14.8 | -2.7
12 | -2 | 9.4 | 2.8 | 17.2 | 13.3 | 20.6 | 2.8 | 12.2 | -10.6 | 26.7 | 6.7 | 13 | 10 | 26.3 | 7.9 | 18.9 | 12.2 | 28.2 | 10.9 | 16.1 | 10 | 22.2 | 9.4 | 8.9 | -5.6 | 21.1 | -8.3 | 27 | 10 | 26.7 | 18.3 | 27.2 | 20 | 25 | 8.9 | 27.8 | 17.8 | 19.4 | 13.9 | 28.9 | 19.4 | 17.8 | 5.6 | 13.9 | -0.6 | 23.9 | 7.8 | 19.4 | 8.9 | 3.9 | 2.8 | 15.9 | 7.7 | 21.7 | 13.9 | 20.6 | 13.9 | 13.3 | 0.6 | 8 | 4 | 21.1 | 1.1 | 9.6 | 9.2 | 18.3 | 7.8 | 1.7 | -2.2 | 16.1 | -0.6 | 8.3 | -7.8 | 16.7 | 8.2 | 22.8 | 10.6 | 15.2 | 1 | 24.4 | 7.8 | 16.3 | 9.7 | 6.7 | 5.6 | 11.1 | 3.3 | 17.2 | 16.1 | 23.9 | 18.3 | 20.6 | 15.6 | 12.1 | 4.8 | 12.2 | 8.3 | 23.9 | -10.6 | 16.5 | -2.2 | 27.2 | -2.3 | 17.2 | -2.2 | 12.2 | -1.7 | 11.9 | 7.4 | 11.1 | 8.9 | 21.7 | 9.4 | 11.1 | 2.8 | 15 | 10.6 | 11 | -4 | 20.4 | 5.3 | 11.5 | 4.7 | 12.2 | 4.4 | 19.4 | 7.2 | 9 | 3 | 23.9 | 13.3 | 16.5 | 2.1 | 17 | 12.2 | 18.9 | 8.3 | 14.4 | 10 | 15.9 | 1.2 | 27.4 | 16.1 | 12.2 | 8.9 | 20.6 | 8 | 22.8 | 21.7 | 24.8 | 23.2 | 17.2 | 2.8 | 22.2 | 13.9 | 18.9 | -0.6 | 18.3 | 10.6 | 10 | -2.9 | 10.6 | 1.1 | 22.8 | 3.3 | 24.4 | -1.7 | 16.7 | -3.3
14 | 0 | 10.6 | 2.8 | 17.8 | 13.3 | 21.7 | 5 | 12.9 | -9.7 | 27.8 | 7.1 | 14 | 9 | 28.1 | 7.9 | 17.2 | 11.7 | 29.6 | 11.7 | 16.7 | 8.9 | 24.4 | 8.9 | 10 | -7.8 | 21.1 | -6.7 | 29 | 11 | 28.3 | 17.8 | 27.2 | 20 | 26.6 | 9.5 | 28.9 | 17.8 | 20.6 | 15 | 27.2 | 18.3 | 17.8 | 5.6 | 16.1 | -1.7 | 24.4 | 8.3 | 20 | 8.9 | 5.6 | 0.6 | 16.9 | 7.6 | 22.8 | 14.4 | 21.1 | 13.9 | 14.4 | 1.1 | 9 | 4 | 23.3 | 1.1 | 10.4 | 9.3 | 20.6 | 10 | 2.8 | -3.3 | 18.3 | -1.7 | 9.4 | -7.8 | 17.8 | 8.3 | 23.3 | 10 | 16.1 | 0.6 | 25 | 7.8 | 17.8 | 8.9 | 8.9 | 7.2 | 13.3 | 2.2 | 17.8 | 16.7 | 23.9 | 18.3 | 22.8 | 16.1 | 12.8 | 5 | 13.3 | 8.3 | 25.6 | -11.7 | 17.4 | -3 | 27.8 | -3.7 | 18.9 | -4.4 | 13.9 | -1.1 | 12 | 7.1 | 11.7 | 10.6 | 22.2 | 8.3 | 11.7 | 0.6 | 18.3 | 11.7 | 12 | -3 | 23 | 4.5 | 12.4 | 4.9 | 12.2 | 1.7 | 21.1 | 6.7 | 10 | 3 | 25.6 | 13.9 | 17.4 | 3 | 19.4 | 13.9 | 21.7 | 7.2 | 15 | 11.1 | 18.3 | 0.6 | 28.3 | 15.6 | 13.3 | 8.9 | 21.7 | 8.3 | 22.8 | 21.1 | 25 | 23.3 | 16.7 | 2.2 | 23.3 | 14.4 | 20 | -2.2 | 18.3 | 10 | 11.1 | -2.7 | 11.1 | 1.1 | 22.8 | 1.7 | 23.9 | -2.8 | 17.4 | -4
15 | 0 | 11.1 | 3.9 | 19.4 | 13.3 | 22.8 | 5 | 13.7 | -9.7 | 28.9 | 7.5 | 15 | 9 | 30 | 7.2 | 18.9 | 11.7 | 31.1 | 12.2 | 16.7 | 8.3 | 24.4 | 8.3 | 11.1 | -5 | 21.1 | -3.3 | 30 | 12 | 28.3 | 17.2 | 27.8 | 20 | 28.3 | 9.4 | 28.9 | 17.8 | 22.2 | 15 | 29.4 | 19.4 | 17.2 | 5 | 17.8 | -2.2 | 23.9 | 7.2 | 21.7 | 8.9 | 7.2 | 1.1 | 17.8 | 7.2 | 23.9 | 15 | 21.7 | 13.9 | 15.6 | 1.1 | 10 | 4 | 24.4 | -2.2 | 11.1 | 9.4 | 21.1 | 8.3 | 1.7 | -3.3 | 18.9 | -2.8 | 10.6 | -6.7 | 18.2 | 8.5 | 23.9 | 10.6 | 17 | 1 | 25.6 | 6.7 | 18.3 | 8.3 | 9.4 | 7.2 | 13.9 | 0 | 18.9 | 16.7 | 23.9 | 18.3 | 23.9 | 14.4 | 13.9 | 4.8 | 15 | 8.3 | 27.2 | -9.4 | 18.3 | -4.4 | 28.3 | -6.1 | 20 | -4.4 | 13.9 | -0.6 | 12.2 | 6.7 | 11.7 | 10.6 | 22.8 | 8.9 | 13.3 | 0 | 18.9 | 12.2 | 13 | -2 | 25.6 | 3.3 | 13.3 | 5 | 15.6 | 2.2 | 21.7 | 8.3 | 11 | 2 | 26.1 | 13.9 | 18.3 | 3.3 | 20.9 | 14.6 | 22.2 | 7.8 | 16.1 | 10 | 19.2 | -0.2 | 28.3 | 15.9 | 14.4 | 8.9 | 22.4 | 9.6 | 22.8 | 21.7 | 25.2 | 23.6 | 17.8 | 2.2 | 24.4 | 15 | 20.6 | -2.8 | 20 | 9.4 | 12.2 | -2.2 | 12.2 | 0.6 | 24.4 | 2.2 | 24.4 | -1.7 | 18.2 | -5.1
14 | 0 | 11.7 | 3.9 | 21.7 | 13.3 | 22.8 | 5.6 | 14.4 | -11.1 | 30 | 7.8 | 16 | 9 | 30.6 | 6.5 | 18.3 | 12.2 | 29.3 | 12.3 | 17.2 | 8.3 | 22.8 | 8.3 | 11.1 | -4.4 | 21.1 | -3.3 | 27 | 14 | 27.8 | 15.6 | 27.8 | 20.6 | 28.7 | 10.9 | 28.9 | 17.2 | 22.8 | 15 | 27.2 | 18.3 | 17.2 | 5.6 | 18.9 | -2.8 | 24.4 | 7.2 | 22.2 | 8.3 | 7.2 | 1.1 | 18 | 7.5 | 24.4 | 15 | 22.2 | 13.9 | 14.4 | 3.3 | 11 | 6 | 24.4 | -5 | 10.5 | 9.1 | 22.2 | 11.1 | 1.7 | -3.3 | 18.9 | -2.2 | 11.7 | -6.1 | 18.5 | 8.8 | 24.4 | 10 | 18 | 1.1 | 26.1 | 6.7 | 18.9 | 8 | 8.9 | 7.8 | 14.4 | 0 | 21.1 | 17.2 | 23.7 | 17.9 | 24.4 | 15 | 15 | 4.1 | 15.6 | 8.9 | 27.8 | -8.9 | 17.8 | -4.3 | 28.7 | -5.2 | 21.1 | -7.8 | 13.9 | 0 | 13.1 | 6.7 | 12.8 | 10 | 22.8 | 8.9 | 13.9 | 0.6 | 18.3 | 12.2 | 13 | -3 | 26.7 | 4.5 | 13.9 | 5.3 | 16.7 | -1.7 | 22.2 | 6.1 | 13 | 3 | 25 | 13.9 | 18.9 | 2.7 | 22.4 | 15 | 22.8 | 6.7 | 15.6 | 10 | 20.2 | -1.4 | 28.3 | 16.3 | 16.1 | 8.9 | 23.2 | 10.7 | 22.8 | 21.1 | 25.4 | 23.8 | 18.3 | -0.6 | 25 | 15 | 20.6 | -3.9 | 20.6 | 8.3 | 12.6 | -2.2 | 12.8 | 1.1 | 25 | 1.1 | 21.1 | 0.6 | 18.9 | -7.2
15 | 0 | 11.1 | 3.9 | 22.8 | 12.8 | 22.8 | 5 | 14.2 | -10 | 30.4 | 7.6 | 16 | 9 | 31.1 | 6.2 | 17.2 | 11.7 | 27.4 | 12.3 | 17.2 | 8.3 | 23.9 | 7.8 | 12.8 | -3.9 | 19.4 | -2.2 | 27 | 15 | 26.1 | 15.6 | 27.2 | 20 | 29 | 11.6 | 29.4 | 14.4 | 23.3 | 13.9 | 28.3 | 18.9 | 17.8 | 5.6 | 19.4 | -2.2 | 24.4 | 6.7 | 22.8 | 7.2 | 6.7 | 1.1 | 18.1 | 7.3 | 25 | 15 | 21.1 | 13.3 | 13.3 | 4.4 | 12 | 6 | 25 | -2.8 | 10 | 8.8 | 21.7 | 11.7 | 2.2 | -2.8 | 16.1 | -1.1 | 11.7 | -5.6 | 18.9 | 8.9 | 24.4 | 10 | 18.9 | 1.1 | 26.7 | 6.1 | 19.4 | 7.2 | 8.9 | 6.7 | 13.9 | 0.6 | 21.1 | 17.2 | 23.5 | 17.7 | 25.6 | 14.4 | 16.1 | 3.3 | 17.8 | 9.4 | 28.3 | -10.6 | 17.2 | -4.7 | 29 | -3.9 | 20.6 | -6.1 | 13.3 | 0 | 14.1 | 7 | 12.8 | 12.2 | 23.3 | 7.8 | 13.3 | -1.7 | 17.8 | 12.2 | 12 | -3 | 27.8 | 5.4 | 14.4 | 5.2 | 16.7 | -1.7 | 22.8 | 6.7 | 12 | 1 | 24.4 | 15.6 | 19.4 | 1.4 | 23.9 | 15.6 | 23.3 | 6.7 | 16.7 | 10 | 21.1 | -2.8 | 28.3 | 16.7 | 17.8 | 7.2 | 23.9 | 11.7 | 22.8 | 21.7 | 25.6 | 23.9 | 19.4 | 0.6 | 23.3 | 15 | 21.1 | -3.9 | 21.1 | 7.2 | 12.9 | -2.3 | 12.8 | 1.1 | 25.6 | 0.6 | 21.7 | 2.2 | 19.6 | -6.1
16 | 0 | 11.7 | 3.9 | 22.2 | 13.3 | 22.8 | 5 | 14.1 | -9.4 | 30.7 | 6.6 | 16 | 9 | 31.7 | 5.6 | 16.7 | 11.7 | 25.6 | 12.2 | 16.7 | 6.7 | 21.7 | 9.4 | 13.9 | -4.4 | 18.9 | 0.6 | 26 | 14 | 24.4 | 15 | 26.7 | 20 | 29.4 | 12.8 | 28.9 | 18.9 | 23.3 | 13.3 | 28.3 | 18.3 | 17.2 | 5.6 | 19.4 | -1.1 | 23.9 | 5.6 | 23.3 | 7.8 | 5.6 | 2.8 | 18.3 | 7.2 | 25.6 | 14.4 | 20 | 13.3 | 11.7 | 4.4 | 12 | 6 | 24.4 | -1.7 | 9.4 | 8.3 | 21.7 | 11.7 | 2.2 | -2.2 | 17.8 | -1.1 | 12.2 | -5.6 | 19.3 | 9 | 24.4 | 7.8 | 18.9 | 1.4 | 26.1 | 5.6 | 18.7 | 7.5 | 6.7 | 5.6 | 12.8 | 1.1 | 21.1 | 17.2 | 23.3 | 17.2 | 26.1 | 13.9 | 16.5 | 4.2 | 18.9 | 8.3 | 28.3 | -10.6 | 16.7 | -6.1 | 29.4 | -4.4 | 18.9 | -3.9 | 12.2 | -0.6 | 15 | 6.7 | 13.3 | 12.8 | 23.3 | 6.1 | 15 | -2.2 | 17.2 | 12.2 | 11 | -3 | 28.9 | 6.1 | 15 | 5.6 | 17.2 | -1.7 | 22.8 | 3.9 | 13 | 3 | 22.2 | 15 | 20 | 0.6 | 24.1 | 14.8 | 22.8 | 6.1 | 16.7 | 10 | 20.9 | -2.5 | 27.2 | 16.8 | 18.9 | 7.2 | 23.9 | 12.3 | 22.8 | 21.7 | 25.8 | 24 | 19.4 | 0 | 20.6 | 16.1 | 21.1 | -2.2 | 21.7 | 7.8 | 13.3 | -2.8 | 13.9 | 1.1 | 25.6 | 1.1 | 22.8 | 2.2 | 20.4 | -5.5
16 | 0 | 12.2 | 2.2 | 21.7 | 12.8 | 22.2 | 5 | 13.9 | -10.6 | 31.1 | 6.1 | 16 | 9 | 29.7 | 6.4 | 15.6 | 11.1 | 22.3 | 11.7 | 15.6 | 7.2 | 19.4 | 9.4 | 12.8 | -3.9 | 20 | 0.6 | 24 | 16 | 22.8 | 15.6 | 26.7 | 20.6 | 27.4 | 14.5 | 28.3 | 18.3 | 23.3 | 13.9 | 27.8 | 17.8 | 16.7 | 6.7 | 18.3 | -1.1 | 22.8 | 5 | 22.8 | 7.8 | 5.6 | 1.7 | 17.8 | 7.6 | 25 | 14.4 | 20 | 13.3 | 11.1 | 4.4 | 13 | 4 | 23.9 | -3.3 | 8.7 | 7.2 | 22.8 | 12.8 | 2.2 | -3.9 | 17.2 | 0 | 11.1 | -6.1 | 19.6 | 8.9 | 23.9 | 8.3 | 18.9 | 1.4 | 25.6 | 6.1 | 17.9 | 7.7 | 6.1 | 5 | 11.1 | 3.3 | 21.1 | 17.8 | 22.6 | 17.3 | 25.6 | 13.3 | 16.8 | 4.5 | 18.9 | 8.9 | 28.3 | -11.1 | 15.9 | -4.1 | 28.3 | -4.4 | 17.2 | -3.3 | 12.2 | -1.1 | 15.2 | 6.5 | 13.3 | 12.8 | 22.8 | 7.2 | 15 | -1.1 | 16.1 | 12.2 | 9 | -3 | 27.2 | 5.5 | 14.3 | 5.1 | 16.1 | -3.9 | 23.3 | 5.6 | 13 | 1 | 21.7 | 14.4 | 18.7 | 0.8 | 24.2 | 13.8 | 23.9 | 6.1 | 17.2 | 9.4 | 20.8 | -2.6 | 26.1 | 16.7 | 17.2 | 6.7 | 23.9 | 12.9 | 22.2 | 21.1 | 25.9 | 23.9 | 20 | 0 | 20 | 17.8 | 21.1 | -1.7 | 21.7 | 6.7 | 12.6 | -1.8 | 12.8 | 1.7 | 25.6 | 0.6 | 21.7 | 2.8 | 21.1 | -5.6
16 | -1 | 11.7 | 2.2 | 20 | 12.8 | 20 | 6.1 | 12 | -7.5 | 30.2 | 6.8 | 15 | 8 | 27.6 | 7.5 | 15.6 | 11.7 | 18.9 | 10.8 | 14.4 | 6.7 | 18.3 | 10 | 12.2 | -3.9 | 20 | -0.6 | 23 | 20 | 21.1 | 14.4 | 25.6 | 21.1 | 25.3 | 15.6 | 27.2 | 17.8 | 22.8 | 12.8 | 26.1 | 17.8 | 16.7 | 6.1 | 17.8 | -0.6 | 21.1 | 2.8 | 22.2 | 7.8 | 5.6 | 1.7 | 17.2 | 7.3 | 23.9 | 13.9 | 20 | 12.8 | 11.1 | 5 | 13 | 6 | 21.7 | -3.9 | 7.9 | 5.7 | 22.2 | 12.2 | 1.7 | -3.3 | 15.6 | -0.6 | 11.1 | -6.1 | 20 | 8.9 | 22.2 | 8.9 | 18.9 | 1.1 | 24.4 | 7.2 | 17.2 | 7.8 | 5.6 | 3.9 | 10 | 2.2 | 20 | 17.2 | 21.8 | 17.4 | 24.4 | 14.4 | 17.2 | 5 | 19.4 | 7.8 | 27.2 | -11.7 | 15.2 | -2.8 | 27.2 | -5.1 | 15 | -3.3 | 11.7 | 0.6 | 15.4 | 6.2 | 13.3 | 12.8 | 22.8 | 6.7 | 13.3 | -2.2 | 15.6 | 12.2 | 8 | -5 | 25.6 | 4.1 | 13.5 | 4.9 | 15 | -3.3 | 22.8 | 5.6 | 12 | 1 | 20 | 15 | 17.4 | 1 | 24.4 | 12.8 | 22.2 | 8.9 | 16.7 | 8.9 | 20.6 | -3.3 | 25 | 16.7 | 17.2 | 5.6 | 23.9 | 13.3 | 22.2 | 21.1 | 26.1 | 23.9 | 19.4 | 0.6 | 16.7 | 15.6 | 20.6 | -0.6 | 21.1 | 7.8 | 11.8 | -1.2 | 12.2 | 1.1 | 24.4 | 0 | 17.8 | 3.9 | 18.5 | -3.7
14 | -1 | 11.1 | 1.7 | 17.2 | 12.8 | 16.7 | 6.7 | 10.2 | -6.7 | 29.2 | 6.6 | 13 | 8 | 25.6 | 7.8 | 15 | 11.7 | 15.6 | 9.4 | 12.8 | 7.8 | 17.2 | 10.6 | 10 | -4.4 | 17.8 | -1.1 | 23 | 18 | 20 | 13.9 | 24.4 | 20.6 | 23.3 | 16.1 | 25.6 | 18.3 | 21.7 | 11.7 | 24.4 | 18.3 | 16.1 | 5.6 | 13.3 | 1.7 | 18.3 | 2.8 | 20.6 | 8.3 | 5 | 1.1 | 16.7 | 7.2 | 21.1 | 13.9 | 19.4 | 13.3 | 11.1 | 5.6 | 12 | 5 | 18.3 | -2.2 | 7.2 | 4.4 | 20 | 12.2 | 1.7 | -3.9 | 12.2 | -1.1 | 11.1 | -6.1 | 18.9 | 9.2 | 20.6 | 7.2 | 17.6 | 2 | 21.7 | 7.8 | 14.2 | 7.5 | 5 | 3.9 | 7.8 | 4.4 | 18.9 | 17.2 | 21.1 | 17.2 | 22.2 | 15 | 15 | 6.1 | 18.3 | 8.3 | 24.4 | -11.7 | 14.4 | -2.8 | 26.1 | -6.1 | 12.8 | -3.3 | 10.6 | 1.7 | 15.6 | 5.6 | 12.8 | 12.8 | 21.7 | 7.2 | 12.8 | -0.6 | 15.6 | 12.2 | 7 | -5 | 23.9 | 3.3 | 12.8 | 4.4 | 13.9 | -3.3 | 21.7 | 6.1 | 10 | 1 | 20 | 15 | 16.1 | 1.1 | 23.3 | 12.3 | 20.6 | 8.9 | 13.9 | 8.3 | 18.9 | -2.9 | 24.1 | 16.9 | 15.6 | 6.7 | 22.8 | 13.3 | 21.7 | 20.6 | 24.4 | 21.5 | 17.2 | 1.7 | 13.9 | 12.8 | 17.8 | 0 | 19.4 | 5.6 | 11.1 | -1.1 | 10 | 0.6 | 23.3 | -0.6 | 16.1 | 3.9 | 15.9 | -3.6
11 | -3 | 9.4 | 1.7 | 16.1 | 12.2 | 15 | 6.7 | 8.3 | -6.7 | 28.3 | 7.2 | 13 | 7 | 23.2 | 8.5 | 14.4 | 11.7 | 14.7 | 9.1 | 12.2 | 7.8 | 15 | 10.6 | 9.4 | -4.4 | 17.8 | -4.4 | 22 | 19 | 18.9 | 13.9 | 23.9 | 20 | 22.8 | 16.8 | 22.8 | 18.9 | 20 | 11.1 | 23.9 | 18.3 | 15.6 | 6.7 | 11.1 | 1.1 | 15.6 | 3.9 | 16.7 | 8.3 | 5 | 1.1 | 15.8 | 7.3 | 18.9 | 13.9 | 18.9 | 13.3 | 10.6 | 5.6 | 9 | 5 | 17.2 | 1.1 | 6.5 | 3.5 | 17.2 | 11.7 | 1.1 | -3.9 | 10 | -2.2 | 7.2 | -7.2 | 17.8 | 8.9 | 21.1 | 5.6 | 16.3 | 2 | 19.4 | 7.8 | 11.3 | 6.7 | 5 | 3.9 | 7.2 | 3.9 | 18.3 | 17.2 | 20.9 | 17.3 | 19.4 | 16.1 | 12.8 | 6.2 | 16.1 | 8.3 | 23.3 | -10.6 | 13.7 | -1.3 | 24.8 | -4 | 11.7 | -2.8 | 10 | -1.7 | 15 | 6.3 | 12.8 | 12.8 | 19.4 | 6.1 | 10.6 | -1.1 | 15 | 12.2 | 5 | -5 | 21.1 | 4.2 | 11.3 | 4.5 | 12.2 | -2.2 | 20.6 | 5.6 | 9 | 2 | 17.2 | 15 | 14.8 | 1 | 22.2 | 11.6 | 18.3 | 9.4 | 13.9 | 8.3 | 17.3 | -2.6 | 23.1 | 17.1 | 13.9 | 6.7 | 21.7 | 13.1 | 21.7 | 20.6 | 22.8 | 19.2 | 15 | 1.7 | 11.7 | 11.1 | 12.2 | 1.1 | 18.3 | 7.2 | 8.7 | -0.1 | 8.9 | 1.1 | 22.2 | 0.6 | 15.6 | 3.3 | 13.3 | -3.9
7 | -4 | 7.8 | 1.1 | 15.6 | 11.1 | 13.9 | 6.1 | 6.5 | -7 | 27 | 7.5 | 13 | 6 | 20.7 | 9 | 14.4 | 11.7 | 13.7 | 8.8 | 11.7 | 8.3 | 14.4 | 10.6 | 8.3 | -5 | 16.1 | 0.6 | 21 | 18 | 18.9 | 14.4 | 23.9 | 20.6 | 22.2 | 17.2 | 21.7 | 18.9 | 19.4 | 11.1 | 23.9 | 18.3 | 15.6 | 6.7 | 10 | 1.7 | 13.3 | 6.7 | 16.7 | 7.8 | 5.6 | 1.7 | 14.8 | 6.9 | 18.3 | 14.4 | 18.9 | 13.9 | 9.4 | 5.6 | 9 | 4 | 13.3 | 0 | 5.7 | 2.2 | 17.8 | 12.2 | 1.1 | -3.9 | 7.2 | -1.7 | 5.6 | -7.8 | 16.7 | 8.9 | 18.3 | 5.6 | 15 | 2.2 | 18.3 | 7.8 | 8.3 | 5.6 | 5 | 3.3 | 6.7 | 5.6 | 18.3 | 17.2 | 20.8 | 17.2 | 20 | 15 | 10.6 | 6.1 | 15.6 | 8.3 | 22.2 | -10.6 | 12.9 | -0.6 | 23.5 | -1.9 | 10 | -5.6 | 10 | -5 | 14.5 | 6.9 | 12.8 | 12.8 | 17.8 | 6.7 | 8.9 | -1.1 | 15 | 12.2 | 4 | -5 | 18.4 | 4.9 | 9.8 | 4.6 | 11.7 | -2.8 | 20 | 4.4 | 8 | 2 | 16.1 | 15 | 13.5 | 0.8 | 21.1 | 11.1 | 15.6 | 10 | 13.3 | 7.8 | 15.6 | -3.3 | 22.2 | 17.2 | 12.8 | 7.8 | 20.6 | 12.8 | 22.2 | 21.1 | 21.1 | 16.7 | 15.6 | 0.6 | 11.1 | 10 | 11.7 | 1.7 | 17.2 | 7.2 | 6.3 | 0.2 | 7.8 | 1.1 | 17.8 | 2.8 | 15 | 2.8 | 12.6 | -4
5 | -3 | 7.2 | 2.2 | 14.4 | 11.7 | 13.9 | 6.7 | 4.6 | -7.9 | 25.7 | 7.8 | 13 | 7 | 18.3 | 8.9 | 14.4 | 11.1 | 12.8 | 8.3 | 11.7 | 8.3 | 13.9 | 10.5 | 6.1 | -4.4 | 16.7 | -1.7 | 21 | 19 | 18.3 | 14.4 | 23.9 | 21.1 | 21.7 | 17.8 | 21.7 | 19.4 | 18.9 | 11.7 | 23.9 | 18.3 | 15.6 | 6.7 | 9.4 | 0.6 | 12.2 | 7.8 | 16.7 | 7.8 | 2.8 | 0 | 13.9 | 6.7 | 16.7 | 13.9 | 16.7 | 13.9 | 8.9 | 2.8 | 8 | 3 | 12.8 | -0.6 | 5 | 1.1 | 17.2 | 10.6 | 1.1 | -3.3 | 6.7 | -1.1 | 5 | -7.8 | 16.7 | 9.2 | 18.3 | 5 | 14.4 | 2 | 17.8 | 8.9 | 7.8 | 6.1 | 4.4 | 3.3 | 7.2 | 5.6 | 17.8 | 17.2 | 20.6 | 17.2 | 19.4 | 13.9 | 10.2 | 6.4 | 15 | 7.8 | 21.7 | -10.6 | 12.2 | 0 | 22.2 | -1.1 | 10 | -5.6 | 9.4 | -4.4 | 13.9 | 7.2 | 8.9 | 8.3 | 16.7 | 6.7 | 7.8 | -1.1 | 14.4 | 12.8 | 2 | -5 | 15.6 | 4.4 | 8.3 | 4.4 | 10.6 | -3.3 | 17.2 | 5.6 | 8 | 3 | 16.1 | 15 | 12.2 | 0.6 | 19.4 | 11.7 | 15 | 10 | 12.2 | 7.8 | 14.8 | 1.3 | 22.4 | 17.3 | 12.2 | 7.2 | 19.3 | 12.4 | 22.8 | 21.7 | 20.2 | 15.7 | 15.6 | 2.8 | 11.1 | 9.4 | 8.9 | 2.2 | 14.4 | 7.8 | 3.9 | 0 | 6.1 | 1.7 | 15 | 3.3 | 13.3 | 3.9 | 11.8 | -4.6
2 | -3 | 6.7 | 2.8 | 12.8 | 11.1 | 12.2 | 6.1 | 2.8 | -10 | 24.4 | 7.8 | 9 | 7 | 16.6 | 8.6 | 14.4 | 11.1 | 12.6 | 8.1 | 11.7 | 8.9 | 13.3 | 10.5 | 5 | -3.3 | 14.4 | -0.6 | 21 | 18 | 18.3 | 14.4 | 23.9 | 21.1 | 21.1 | 17.5 | 21.7 | 19.4 | 20 | 11.7 | 23.3 | 17.8 | 15.6 | 6.1 | 9.4 | 0 | 11.1 | 6.1 | 15 | 8.3 | 2.2 | 1.7 | 13 | 7 | 15.6 | 14.4 | 15.6 | 14.4 | 9.4 | 1.1 | 9 | 4 | 11.1 | 2.8 | 4.8 | 0 | 16.1 | 10 | 1.1 | -3.3 | 5 | 0 | 0.6 | -7.8 | 16.7 | 9.2 | 18.3 | 5 | 13.9 | 1.5 | 17.2 | 9.4 | 7.2 | 6.3 | 4.4 | 2.8 | 6.7 | 5.6 | 17.8 | 16.7 | 20.6 | 17.6 | 17.8 | 12.8 | 9.8 | 6.5 | 15 | 7.8 | 20 | -7.2 | 11.8 | -1.5 | 21.3 | -0.1 | 8.9 | -3.9 | 9.4 | -3.9 | 13.3 | 6.9 | 7.2 | 7.2 | 15 | 6.7 | 7.8 | -1.7 | 15 | 12.8 | 1 | -5 | 14.5 | 5.3 | 8.3 | 4.5 | 8.3 | -2.8 | 15 | 5.6 | 7 | 1 | 14.4 | 13.9 | 11.1 | 1.6 | 17.8 | 12.3 | 14.4 | 10.6 | 11.7 | 8.3 | 14.1 | 4.7 | 22.6 | 17.8 | 11.1 | 5.6 | 18 | 11.8 | 22.8 | 21.7 | 19.2 | 14.5 | 15 | 3.3 | 11.1 | 9.4 | 7.2 | 1.7 | 12.2 | 8.3 | 3.7 | -0.1 | 6.1 | 1.7 | 14.4 | 3.3 | 12.2 | 3.3 | 11.1 | -6.1
3 | -2 | 7.2 | 3.3 | 12.2 | 11.1 | 11.7 | 6.1 | 0.9 | -8.9 | 23.5 | 8 | 10 | 8 | 15 | 8.3 | 14.4 | 11.1 | 12.4 | 7.9 | 11.7 | 8.9 | 12.8 | 10.4 | 6.1 | -3.9 | 15.6 | -1.1 | 21 | 19 | 17.8 | 14.4 | 23.9 | 21.1 | 20.6 | 17.4 | 21.1 | 18.9 | 18.9 | 10.6 | 24.4 | 17.8 | 15 | 6.1 | 9.4 | -0.6 | 10.6 | 6.7 | 13.3 | 8.3 | 2.2 | 1.7 | 12 | 7.1 | 13.9 | 13.9 | 15 | 13.9 | 9.4 | 0.6 | 8 | 4 | 10.5 | 2.8 | 4.6 | -0.9 | 14.4 | 10 | 1.1 | -2.8 | 3.9 | 0.6 | 0.6 | -8.3 | 16.7 | 9.4 | 18.3 | 5 | 13.3 | 1.1 | 15.6 | 10 | 6.7 | 6.7 | 4.4 | 2.8 | 6.7 | 6.1 | 17.8 | 16.7 | 20.6 | 18 | 16.1 | 12.2 | 9.4 | 6.7 | 15.6 | 8.3 | 18.3 | -5 | 11.5 | -3 | 20.3 | 1.2 | 6.1 | -6.1 | 8.9 | -3.9 | 12.8 | 6.6 | 6.7 | 5.6 | 12.8 | 6.1 | 6.7 | -2.2 | 15 | 13.3 | 0 | -3 | 13.3 | 5.7 | 8.3 | 4.7 | 7.2 | -1.7 | 15.6 | 5.6 | 7 | 1 | 15 | 12.8 | 10 | 2.4 | 16.1 | 12.2 | 13.3 | 10 | 11.1 | 7.8 | 13.3 | 7.2 | 22.8 | 17.8 | 10 | 8.9 | 16.7 | 11.1 | 22.8 | 21.7 | 18.3 | 13.3 | 12.8 | 7.2 | 10.6 | 9.4 | 6.7 | 1.7 | 11.1 | 8.9 | 3.5 | -0.3 | 5.6 | 1.1 | 12.2 | 4.4 | 10 | 3.9 | 10.2 | -4.7
1 | -2 | 6.1 | 3.9 | 11.7 | 10 | 10 | 6.7 | -0.9 | -8.8 | 22.6 | 8 | 11 | 8 | 13.3 | 7.8 | 14.4 | 11.1 | 12.2 | 7.8 | 12.2 | 8.9 | 12.8 | 10.3 | 3.9 | -3.9 | 16.7 | -3.3 | 21 | 19 | 17.8 | 14.4 | 23.9 | 21.1 | 20 | 17.2 | 18.9 | 17.8 | 17.2 | 10.6 | 22.8 | 17.2 | 15 | 6.7 | 7.2 | 0.6 | 12.2 | 4.4 | 13.3 | 7.8 | 2.2 | 1.7 | 11.1 | 7.2 | 14.4 | 13.3 | 14.4 | 12.8 | 8.9 | -2.2 | 7 | 5 | 9.8 | 2.6 | 4.4 | -2.2 | 12.8 | 9.4 | 1.1 | -2.2 | 3.9 | 0 | -1.1 | -8.9 | 16.1 | 9.8 | 16.7 | 5 | 12.8 | 1.2 | 16.1 | 9.4 | 6.5 | 6.4 | 4.4 | 2.2 | 6.1 | 3.9 | 17.2 | 16.7 | 20.6 | 18.3 | 14.4 | 12.2 | 9.2 | 6.8 | 15 | 9.4 | 17.2 | -10 | 11.1 | -5.6 | 19.4 | 1.7 | 4.4 | -7.2 | 8.3 | -3.9 | 12.2 | 6.1 | 6.7 | 5 | 12.2 | 6.1 | 6.1 | -1.7 | 15 | 13.3 | 1 | -5 | 12.2 | 6.1 | 8.3 | 5 | 7.8 | -1.7 | 13.9 | 5.6 | 6 | 1 | 13.9 | 12.8 | 8.9 | 2.8 | 15.5 | 11.9 | 12.8 | 10 | 10.6 | 7.2 | 12.4 | 8.1 | 22.2 | 18 | 9.4 | 8.3 | 16.3 | 11.3 | 22.2 | 21.1 | 17.6 | 12.9 | 11.1 | 8.3 | 10.6 | 8.9 | 5.6 | 1.7 | 11.1 | 8.3 | 3.3 | -0.6 | 5.6 | -1.1 | 11.7 | 3.9 | 10 | 3.3 | 9.2 | -4.5
0 | -4 | 7.2 | 3.3 | 11.7 | 11.7 | 10.6 | 6.1 | -2.8 | -10 | 21.7 | 7.8 | 9 | 7 | 12 | 7.5 | 14.4 | 11.1 | 12 | 7.5 | 11.7 | 8.9 | 12.2 | 10.3 | 2.8 | -3.3 | 16.7 | -3.3 | 20 | 18 | 17.8 | 14.4 | 23.9 | 21.7 | 19.8 | 17.2 | 17.8 | 17.2 | 16.1 | 10 | 23.3 | 18.3 | 14.4 | 6.7 | 6.7 | 0 | 12.8 | 3.9 | 12.8 | 7.8 | 1.7 | 1.7 | 11.1 | 7.4 | 15 | 12.8 | 14.4 | 13.3 | 7.2 | -2.8 | 7 | 4 | 9.2 | 2.5 | 3.9 | -2.2 | 13.3 | 8.9 | 1.1 | -2.8 | 4.4 | 0.6 | -0.6 | -8.3 | 15.6 | 10.4 | 15 | 5 | 12.2 | 0.9 | 13.3 | 10 | 6.3 | 5.9 | 4.4 | 2.8 | 6.1 | 3.9 | 17.2 | 16.7 | 20.4 | 18.5 | 12.2 | 11.1 | 9.1 | 7.1 | 15 | 9.4 | 16.1 | -10.6 | 10 | -0.9 | 18.7 | 1.7 | 3.3 | -6.1 | 6.7 | -3.3 | 12 | 5 | 5.6 | 4.4 | 10.6 | 5.6 | 3.3 | -2.8 | 12.2 | 11.7 | 0 | -4 | 11.3 | 5.8 | 7.9 | 4.9 | 6.7 | -1.7 | 14.4 | 5.6 | 7 | 1 | 13.9 | 12.2 | 7 | 2.9 | 15 | 11.6 | 11.1 | 8.9 | 9.4 | 7.2 | 11.5 | 8.9 | 21.7 | 18.3 | 8.3 | 5.6 | 16 | 11.2 | 22.2 | 21.1 | 16.8 | 12.2 | 10.6 | 8.9 | 10 | 8.9 | 4.4 | 1.1 | 10.6 | 8.3 | 3.1 | -0.8 | 5 | -0.6 | 10 | 3.9 | 8.9 | 3.3 | 8.3 | -5
-1 | -5 | 7.2 | 2.2 | 12.2 | 10 | 8.9 | 6.1 | -3.5 | -9.6 | 20.9 | 7.9 | 9 | 7 | 10.7 | 7.1 | 14.4 | 10.6 | 11.9 | 7.4 | 11.7 | 9.4 | 11.7 | 10.1 | 2.2 | -3.3 | 16.1 | -7.2 | 20 | 19 | 17.8 | 15.6 | 23.9 | 21.1 | 19.6 | 17.2 | 17.8 | 16.7 | 15 | 7.8 | 22.8 | 18.3 | 14.4 | 6.7 | 6.7 | 0.6 | 12.8 | 5 | 12.2 | 7.8 | 1.7 | 1.1 | 11.1 | 7.6 | 13.3 | 12.2 | 14.4 | 13.3 | 6.1 | -2.8 | 6 | 4 | 8.5 | 2.1 | 3.3 | -2.5 | 13.3 | 8.9 | 0.6 | -2.8 | 7.2 | 2.8 | -1.7 | -8.3 | 15 | 10.6 | 12.8 | 5.6 | 11.7 | 0.6 | 13.3 | 10 | 6.1 | 5.6 | 4.4 | 2.8 | 5.6 | 3.3 | 16.1 | 15 | 20.2 | 18.7 | 12.8 | 11.1 | 8.9 | 7.2 | 14.4 | 9.4 | 13.9 | -11.7 | 8.9 | 2 | 17.9 | 1.4 | 3.3 | -6.1 | 5 | -3.3 | 11.9 | 3.9 | 5 | 4.4 | 9.4 | 5.6 | 3.3 | -3.9 | 12.2 | 11.1 | 0 | -3 | 10.3 | 5.3 | 7.6 | 5.1 | 6.7 | -1.7 | 13.9 | 6.1 | 7 | 1 | 14.4 | 12.8 | 5.2 | 2.7 | 14.4 | 11.1 | 10.6 | 8.9 | 8.9 | 7.2 | 10.6 | 9.4 | 21.1 | 18.3 | 8.3 | 6.1 | 15.6 | 11.1 | 22.8 | 21.1 | 16.1 | 11.7 | 10.6 | 7.2 | 9.4 | 8.9 | 3.9 | 0.6 | 11.1 | 8.3 | 3 | -1 | 4.4 | -1.1 | 10 | 3.9 | 9.4 | 3.3 | 7.6 | -4.5
-2 | -5 | 6.7 | 1.7 | 13.9 | 10.6 | 8.9 | 6.7 | -4.3 | -10.2 | 20.2 | 7.9 | 8 | 7 | 9.4 | 6.7 | 14.4 | 10.6 | 11.7 | 7.2 | 11.1 | 9.4 | 12.8 | 9.9 | 1.7 | -3.9 | 14.4 | -9.4 | 20 | 19 | 18.9 | 15 | 23.9 | 21.7 | 19.4 | 17.2 | 16.7 | 16.1 | 13.9 | 7.2 | 22.2 | 18.9 | 14.4 | 6.7 | 5 | -1.7 | 10 | 3.3 | 12.2 | 7.8 | 1.7 | 0.6 | 11.1 | 7.8 | 12.8 | 11.7 | 13.9 | 13.3 | 6.1 | -2.2 | 7 | 4 | 7.9 | 1.9 | 2.8 | -3.3 | 12.8 | 8.9 | 1.1 | -2.8 | 7.8 | 2.2 | -2.2 | -8.3 | 14.8 | 11 | 13.9 | 5 | 11.1 | 1.3 | 12.8 | 10 | 5.9 | 5.5 | 4.4 | 2.8 | 5 | 3.3 | 15 | 15 | 20 | 18.9 | 13.3 | 10.6 | 8.9 | 7.2 | 14.4 | 8.9 | 13.3 | -11.1 | 7.8 | 3.9 | 17.2 | 1.1 | 2.8 | -5.6 | 5 | -3.3 | 11.7 | 2.2 | 5 | 4.4 | 7.8 | 5 | 3.9 | -3.9 | 12.2 | 11.7 | -1 | -5 | 9.4 | 5 | 7.2 | 5 | 5.6 | -2.8 | 12.8 | 5.6 | 5 | 1 | 12.8 | 11.1 | 3.3 | 2.2 | 13.5 | 10.5 | 10 | 8.3 | 8.3 | 7.2 | 10.6 | 9.7 | 21.5 | 18.7 | 6.7 | 5.6 | 15.6 | 11.8 | 22.8 | 21.1 | 15.4 | 11.2 | 10 | 8.9 | 9.4 | 8.9 | 3.3 | 0.6 | 11.1 | 8.3 | 2.8 | -1.7 | 3.9 | -1.7 | 8.3 | 3.9 | 7.2 | 2.8 | 6.8 | -4.6
-3 | -6 | 6.7 | 1.1 | 15 | 11.7 | 8.9 | 6.1 | -5 | -11.1 | 19.4 | 7.8 | 7 | 5 | 10.5 | 6.9 | 14.4 | 11.1 | 12.1 | 7.2 | 11.1 | 9.4 | 11.7 | 10 | 1.1 | -3.3 | 8.9 | -9.4 | 20 | 19 | 18.9 | 14.4 | 22.2 | 21.1 | 19.6 | 17.6 | 16.7 | 16.1 | 12.8 | 6.1 | 22.8 | 18.3 | 13.9 | 6.7 | 4.4 | -2.8 | 9.4 | 5.6 | 10 | 7.8 | 2.8 | 0.6 | 10.9 | 8 | 12.2 | 11.1 | 15.6 | 13.9 | 5.6 | -2.2 | 8 | 5 | 7.2 | 1.7 | 4.1 | -2.2 | 13.3 | 8.9 | 0.6 | -2.2 | 9.4 | 1.1 | -2.8 | -8.3 | 14.6 | 11.2 | 11.7 | 5 | 10.6 | 1.9 | 12.2 | 10 | 5.8 | 5.7 | 4.4 | 2.8 | 5.6 | 3.3 | 15 | 14.4 | 20.6 | 19.1 | 13.3 | 10 | 8.9 | 7.2 | 13.9 | 8.9 | 12.8 | -9.4 | 4.1 | 1.8 | 16.5 | 1.8 | 2.8 | -7.8 | 5 | -2.8 | 11.9 | 2.6 | 5 | 4.4 | 6.7 | 5 | 1.7 | -3.9 | 12.2 | 11.7 | -1 | -5 | 10.3 | 5.3 | 7.6 | 5.3 | 4.4 | -2.8 | 12.2 | 5 | 4 | 0 | 13.3 | 11.7 | 3.9 | 2.3 | 12.6 | 9.6 | 10 | 8.3 | 8.9 | 7.2 | 10.6 | 9.9 | 21.8 | 19 | 6.1 | 4.4 | 15.6 | 12.4 | 22.8 | 21.1 | 14.6 | 10.6 | 10 | 8.3 | 9.4 | 8.9 | 2.8 | 0.6 | 10.6 | 8.3 | 3.9 | -1.1 | 2.8 | -1.7 | 7.2 | 3.3 | 8.9 | 1.7 | 6.1 | -5.6
-2 | -5 | 6.1 | 0.6 | 15 | 11.1 | 9.4 | 6.7 | -0.6 | -9 | 20 | 8.1 | 9 | 7 | 11.7 | 7.3 | 14.4 | 11.1 | 12.4 | 6.9 | 11.1 | 9.4 | 12.8 | 11.1 | 3.9 | -2.8 | 8.3 | -9.4 | 20 | 19 | 18.9 | 14.4 | 22.2 | 21.7 | 19.8 | 18 | 16.1 | 15.6 | 12.2 | 6.1 | 22.2 | 18.3 | 13.3 | 7.2 | 3.9 | -3.3 | 10.6 | 7.2 | 10.6 | 7.8 | 2.2 | 1.7 | 10.8 | 8.2 | 12.8 | 11.1 | 17.2 | 14.4 | 6.1 | -2.2 | 8 | 6 | 8.9 | 2.2 | 5.4 | -1.7 | 12.2 | 8.9 | 1.1 | -2.2 | 10.6 | 0 | -1.1 | -6.1 | 14.4 | 11.7 | 13.3 | 5.6 | 10 | 2.2 | 12.2 | 10 | 5.6 | 5.6 | 4.4 | 2.2 | 5.6 | 3.3 | 15 | 15 | 21.1 | 19.2 | 10 | 8.9 | 8.9 | 7.2 | 13.9 | 8.9 | 10 | -7.2 | 0.4 | -0.7 | 15.7 | 2.5 | 3.3 | -10 | 5 | -2.2 | 12 | 2.7 | 5 | 3.3 | 6.1 | 4.4 | 2.8 | -3.9 | 12.2 | 11.7 | 0 | -4 | 11.3 | 5.8 | 7.9 | 5.4 | 5.6 | -1.7 | 11.7 | 5 | 6 | 1 | 12.8 | 11.7 | 4.4 | 2.3 | 11.7 | 8.9 | 10 | 8.3 | 9.4 | 7.2 | 10.6 | 10 | 22.2 | 19.4 | 7.8 | 6.7 | 15.6 | 12.8 | 21.7 | 20 | 13.9 | 10 | 10.6 | 8.3 | 9.4 | 8.3 | 5 | 1.1 | 11.7 | 7.8 | 5 | -0.7 | 2.8 | -1.7 | 7.2 | 3.3 | 8.3 | 2.2 | 8 | -3.1
2 | -2 | 6.7 | 1.1 | 16.7 | 10.6 | 13.9 | 9.4 | 3.9 | -9 | 20.5 | 8.2 | 11 | 7 | 12.8 | 7.2 | 14.4 | 11.1 | 12.8 | 6.7 | 12.8 | 10 | 15.6 | 11.7 | 7.8 | -2.2 | 14.4 | -6.7 | 21 | 19 | 19.4 | 14.4 | 22.2 | 21.7 | 20 | 18.3 | 18.3 | 17.2 | 12.2 | 5.6 | 24.4 | 18.3 | 15 | 7.2 | 3.9 | -3.9 | 16.7 | 7.2 | 12.2 | 9.4 | 4.4 | 2.8 | 10.6 | 8.3 | 15.6 | 12.2 | 18.9 | 15.6 | 7.2 | -2.2 | 9 | 6 | 11.1 | 0.6 | 6.7 | -1.7 | 14.4 | 10 | 1.7 | -2.8 | 11.1 | 0.6 | 5 | -3.9 | 16.1 | 12.3 | 16.7 | 10.6 | 12.2 | 4 | 15.6 | 10.6 | 9.8 | 7.4 | 3.9 | 2.8 | 6.7 | 2.8 | 15 | 15 | 21.7 | 19.4 | 15.6 | 10.6 | 9.3 | 7.8 | 15 | 9.4 | 12.2 | -6.1 | -3.3 | -3.3 | 15 | 2.8 | 3.9 | -9.4 | 6.1 | -2.2 | 12.2 | 2.8 | 4.4 | 2.8 | 8.9 | 7.2 | 5 | -2.8 | 12.8 | 11.7 | 3 | -4 | 12.2 | 6.1 | 8.3 | 5.6 | 8.3 | -2.2 | 12.8 | 5 | 8 | 2 | 14.4 | 13.3 | 5 | 2.2 | 13.9 | 10.2 | 10.6 | 8.3 | 12.8 | 9.4 | 9.8 | 9.2 | 23.7 | 19.9 | 10 | 6.7 | 17.3 | 14 | 21.7 | 20 | 14.5 | 10.2 | 11.1 | 8.3 | 8.9 | 8.3 | 7.2 | 2.2 | 13.3 | 7.8 | 6.1 | -0.6 | 4.4 | 0.6 | 9.4 | 4.4 | 14.4 | 3.3 | 9.8 | -1.6
5 | -5 | 7.2 | 0.6 | 17.8 | 9.4 | 16.7 | 10 | 8.3 | -12.2 | 21.1 | 8.3 | 11 | 8 | 15 | 7.8 | 15 | 10.6 | 14.5 | 7.1 | 13.9 | 9.4 | 21.7 | 12.8 | 10 | -3.3 | 17.2 | -7.8 | 22 | 19 | 18.9 | 15 | 24.4 | 22.2 | 21.5 | 18.9 | 21.7 | 18.9 | 13.3 | 6.1 | 25 | 15.6 | 16.1 | 8.3 | 4.4 | -3.3 | 20 | 7.2 | 16.1 | 11.1 | 6.1 | 3.9 | 11.9 | 8.8 | 18.9 | 12.2 | 20.6 | 16.1 | 8.9 | -1.7 | 12 | 6 | 12.2 | 1.7 | 8 | -1.1 | 15 | 10.6 | 2.8 | -1.1 | 13.9 | 2.2 | 7.8 | -4.4 | 17.7 | 12.8 | 20 | 11.1 | 14.5 | 5.9 | 18.9 | 10.6 | 14.1 | 8.5 | 3.9 | 2.2 | 7.8 | 2.8 | 16.1 | 16.1 | 22.6 | 19.6 | 17.8 | 10 | 9.6 | 8.4 | 16.1 | 9.4 | 15 | -5 | -2.8 | -3.3 | 15.6 | 1 | 5.6 | -9.4 | 8.3 | -2.8 | 12.8 | 2.9 | 5 | 2.8 | 12.8 | 8.3 | 8.9 | -2.2 | 14.4 | 12.8 | 6 | -4 | 13.9 | 5.6 | 9.4 | 6 | 10 | -1.7 | 14.4 | 5 | 12 | 2 | 18.3 | 13.9 | 8.7 | 2.5 | 16.1 | 11.3 | 12.8 | 8.9 | 15 | 8.9 | 9.1 | 8.5 | 25.2 | 20.3 | 14.4 | 7.2 | 18.9 | 15.2 | 21.7 | 20 | 15 | 10.2 | 14.4 | 7.8 | 8.9 | 8.3 | 14.4 | 4.4 | 15 | 8.3 | 6.5 | -0.4 | 7.2 | -0.6 | 13.9 | 6.7 | 20.6 | 0.6 | 11.7 | 0
7 | -5 | 8.3 | 0.6 | 18.9 | 7.2 | 18.3 | 9.4 | 9.2 | -10.2 | 23.5 | 8.4 | 12 | 8 | 17.2 | 7.8 | 15.6 | 10.6 | 16.1 | 7.4 | 13.9 | 8.3 | 22.2 | 12.8 | 13.3 | -1.7 | 18.9 | -7.2 | 24 | 20 | 20 | 15 | 25.6 | 21.1 | 22.9 | 19.1 | 23.9 | 18.9 | 15 | 6.1 | 26.7 | 18.9 | 18.3 | 8.9 | 5.6 | -3.3 | 24.4 | 7.8 | 18.9 | 12.8 | 7.8 | 2.8 | 13.1 | 8.8 | 21.1 | 12.8 | 21.7 | 15.6 | 10 | -1.7 | 14 | 7 | 13.3 | 2.2 | 9.3 | -1.3 | 16.1 | 11.7 | 5 | -0.6 | 12.2 | 6.7 | 10 | -6.1 | 19.4 | 13.3 | 22.2 | 8.3 | 16.7 | 7.2 | 23.3 | 9.4 | 18.3 | 8.9 | 3.3 | 2.2 | 8.9 | 3.3 | 17.2 | 16.7 | 23.5 | 19.5 | 18.3 | 8.9 | 10 | 8.9 | 17.8 | 10 | 16.1 | -7.8 | -2.2 | -3.1 | 16.1 | -0.9 | 7.2 | -10 | 10 | -1.7 | 13.3 | 2.8 | 5.6 | 2.8 | 17.2 | 8.3 | 11.1 | -2.2 | 17.2 | 13.3 | 7 | -4 | 15.5 | 4.3 | 10.6 | 6.4 | 10.6 | -3.9 | 16.7 | 3.9 | 14 | 2 | 20.6 | 13.9 | 12.4 | 2 | 18.3 | 12.2 | 17.2 | 9.4 | 17.8 | 8.3 | 8.3 | 7.8 | 26.7 | 20.6 | 16.1 | 7.2 | 20.6 | 16.1 | 22.2 | 20.6 | 15.6 | 10 | 16.1 | 7.2 | 8.9 | 8.3 | 16.1 | 3.9 | 17.2 | 9.4 | 6.8 | -0.2 | 8.3 | -1.1 | 18.9 | 6.1 | 21.1 | -1.1 | 13.7 | 0.7
8 | -6 | 8.3 | 0.6 | 21.1 | 7.8 | 19.4 | 8.9 | 10.2 | -9.9 | 25.9 | 8.4 | 12 | 7 | 19.4 | 7.8 | 16.7 | 11.7 | 17.8 | 7.2 | 15.6 | 7.8 | 20.6 | 12.2 | 13.9 | -1.1 | 19.4 | -7.2 | 27 | 21 | 21.1 | 15 | 27.2 | 20.6 | 24.4 | 19.4 | 25 | 18.9 | 16.7 | 6.7 | 27.8 | 18.9 | 21.1 | 10 | 6.1 | -2.8 | 27.2 | 5 | 21.7 | 14.4 | 9.4 | 2.8 | 14.4 | 8.9 | 23.3 | 12.8 | 22.8 | 14.4 | 11.7 | -0.6 | 17 | 7 | 13.9 | 3.3 | 10.6 | -1.7 | 17.8 | 12.8 | 6.7 | 0 | 11.1 | 9.4 | 11.7 | -5 | 21.6 | 13.5 | 23.9 | 9.4 | 17.8 | 8.7 | 25 | 7.8 | 19.4 | 9.3 | 4.4 | 3.3 | 9.4 | 3.9 | 17.8 | 17.2 | 24.4 | 19.4 | 19.4 | 9.4 | 11.1 | 9.6 | 20 | 10.6 | 17.2 | -7.8 | -1.7 | -3.3 | 16.7 | -3.9 | 8.3 | -8.3 | 11.1 | -1.1 | 13.9 | 2.8 | 7.2 | 3.3 | 20.6 | 6.7 | 13.9 | 0 | 20.6 | 13.9 | 7 | -3 | 17.2 | 2.8 | 11.7 | 6.7 | 10 | -3.9 | 19.4 | 1.7 | 15 | 2 | 23.3 | 15 | 16.1 | -0.6 | 17.9 | 12.8 | 20 | 8.9 | 20 | 9.4 | 9.1 | 8.2 | 27.6 | 20.7 | 18.3 | 6.1 | 21.9 | 16.4 | 23.9 | 20.6 | 16.7 | 10.6 | 17.2 | 6.1 | 9.4 | 7.8 | 17.8 | 4.4 | 19.4 | 10 | 7.2 | 0 | 8.9 | -2.8 | 22.2 | 5.6 | 22.8 | 0 | 15.8 | 0.8
9 | -5 | 8.3 | 0.6 | 21.7 | 8.3 | 20 | 8.3 | 11.1 | -10.6 | 28.3 | 7.8 | 12 | 7 | 21.6 | 7.8 | 17.8 | 11.7 | 19.3 | 7.4 | 16.1 | 7.8 | 21.7 | 12.8 | 14.4 | -1.7 | 21.1 | -6.7 | 27 | 21 | 20 | 14.4 | 28.3 | 20.6 | 25 | 19.4 | 26.1 | 18.9 | 17.8 | 5.6 | 28.9 | 18.9 | 21.7 | 10.6 | 6.7 | -2.2 | 27.8 | 3.3 | 22.2 | 14.4 | 10 | 2.8 | 15.3 | 8.8 | 24.4 | 12.8 | 23.3 | 13.9 | 11.7 | 0 | 18 | 7 | 15.6 | 3.3 | 10.8 | -1.7 | 21.1 | 13.9 | 9.4 | -0.6 | 13.3 | 11.7 | 12.2 | -6.1 | 23.9 | 13.8 | 25 | 8.3 | 18.9 | 10 | 26.7 | 6.7 | 20.6 | 9.6 | 6.1 | 3.3 | 11.1 | 4.4 | 19.4 | 17.8 | 24.4 | 18.6 | 21.1 | 8.9 | 12.2 | 10 | 22.2 | 11.7 | 17.2 | -7.8 | 0.2 | -2.8 | 17.8 | -5.4 | 10 | -8.3 | 12.8 | -1.1 | 14.5 | 3 | 8.3 | 3.3 | 22.2 | 3.9 | 15.6 | 1.1 | 22.8 | 14.4 | 7 | -2 | 18.3 | 2.2 | 12.4 | 6.5 | 11.7 | -3.3 | 21.1 | 0.6 | 15 | 2 | 25 | 15.6 | 17.2 | -0.4 | 17.6 | 13.6 | 22.2 | 9.4 | 20.6 | 10 | 9.8 | 8.4 | 28.5 | 20.5 | 19.4 | 6.1 | 23.1 | 16.2 | 25 | 20.6 | 17.8 | 10.9 | 18.3 | 4.4 | 9.4 | 7.8 | 18.9 | 2.2 | 20 | 10 | 7.4 | 2.1 | 9.4 | -2.2 | 23.9 | 6.1 | 23.9 | -1.7 | 17.8 | 0.6
11 | -6 | 9.4 | 1.1 | 22.8 | 10 | 21.7 | 8.3 | 12.2 | -7.9 | 29.2 | 7.8 | 12 | 8 | 23.9 | 7.6 | 17.8 | 11.7 | 20.7 | 7.4 | 18.3 | 7.8 | 25 | 12.2 | 15.6 | -1.7 | 21.1 | -7.2 | 27 | 21 | 21.1 | 15 | 28.9 | 21.1 | 25.5 | 18.9 | 27.2 | 18.3 | 18.9 | 5.6 | 30 | 18.3 | 22.8 | 11.1 | 8.3 | -3.9 | 28.9 | 3.3 | 23.9 | 15 | 11.1 | 3.3 | 16.3 | 8.3 | 25 | 11.7 | 24.4 | 13.3 | 11.7 | 0.6 | 19 | 7 | 16.7 | 3.3 | 10.9 | -1.9 | 23.9 | 15 | 10.6 | 0 | 14.4 | 11.7 | 12.8 | -7.2 | 26.1 | 13.3 | 25.6 | 8.3 | 20 | 11.1 | 27.8 | 6.1 | 21.7 | 10 | 6.7 | 3.3 | 11.7 | 4.4 | 20.6 | 17.2 | 24.4 | 17.7 | 22.2 | 10 | 13.3 | 10.6 | 24.4 | 12.8 | 18.9 | -10 | 2 | -2.9 | 18.9 | -8.2 | 11.1 | -9.4 | 13.9 | -0.6 | 15 | 2.9 | 10 | 2.8 | 23.3 | 4.4 | 16.1 | 1.1 | 23.3 | 13.9 | 8 | -3 | 19.5 | 1.9 | 13.2 | 6.6 | 11.7 | -3.9 | 22.2 | 0 | 17 | 2 | 26.1 | 13.3 | 18.3 | -0.4 | 17.2 | 13.9 | 23.9 | 7.8 | 22.2 | 11.7 | 10.6 | 8.9 | 29.4 | 20.6 | 20 | 5.6 | 24.4 | 16.1 | 26.7 | 20.6 | 18.9 | 11.1 | 18.3 | 3.9 | 10 | 8.9 | 21.7 | 1.7 | 21.1 | 10.6 | 7.6 | 3.8 | 11.1 | -2.2 | 25 | 5.6 | 24.4 | -1.7 | 18.5 | -1.7
13 | -6 | 9.4 | 1.1 | 23.3 | 10.6 | 23.3 | 8.3 | 13.3 | -7.1 | 30.2 | 7.4 | 13 | 8 | 26.1 | 6.7 | 17.8 | 11.1 | 22.2 | 7.2 | 18.3 | 7.8 | 21.1 | 11.7 | 15 | 0 | 22.2 | -7.2 | 26 | 20 | 21.1 | 15 | 27.8 | 21.7 | 26.1 | 18.9 | 27.2 | 18.9 | 19.4 | 5.6 | 30 | 18.3 | 23.9 | 11.7 | 8.3 | -4.4 | 29.4 | 3.3 | 24.4 | 13.9 | 12.8 | 3.3 | 17.2 | 7.8 | 26.1 | 11.7 | 25.6 | 13.9 | 12.2 | 1.1 | 21 | 6 | 18.3 | 3.3 | 11.1 | -2.8 | 25.6 | 14.4 | 11.7 | -1.7 | 16.7 | 11.7 | 13.9 | -6.7 | 26.3 | 12.8 | 25 | 5.6 | 21.9 | 11.3 | 28.3 | 4.4 | 22.6 | 10.4 | 7.2 | 5 | 13.9 | 5.6 | 20.6 | 17.2 | 24.4 | 16.7 | 22.2 | 10 | 14.4 | 11 | 25.6 | 13.3 | 21.1 | -12.8 | 3.9 | -3.9 | 20 | -13.9 | 12.2 | -8.3 | 15 | -0.6 | 15.6 | 2.8 | 9.4 | 2.2 | 22.8 | 6.7 | 16.7 | 0 | 23.9 | 13.3 | 7 | -2 | 20.6 | 1.1 | 13.9 | 6.1 | 12.2 | -2.8 | 22.8 | 0.6 | 17 | 3 | 27.2 | 13.9 | 19.4 | -0.6 | 17.8 | 14.3 | 23.9 | 7.2 | 23.3 | 11.1 | 11.5 | 8.9 | 29.4 | 20.6 | 22.2 | 5.6 | 25.3 | 15.9 | 26.7 | 21.1 | 19.8 | 11.3 | 17.8 | 2.2 | 10.6 | 8.3 | 21.7 | 0.6 | 22.2 | 10.6 | 7.8 | 5.6 | 12.2 | 0 | 25.6 | 6.1 | 24.4 | -2.2 | 19.3 | -4.3
14 | -6 | 10 | 1.1 | 24.4 | 11.7 | 23.3 | 10 | 14.4 | -6.7 | 31.1 | 7.8 | 13 | 8 | 26.8 | 6.3 | 18.9 | 11.1 | 22.8 | 7 | 18.3 | 7.2 | 20 | 11.7 | 16.1 | -2.2 | 22.2 | -9.4 | 27 | 21 | 21.1 | 15.6 | 28.3 | 22.2 | 26.5 | 18.4 | 27.8 | 18.9 | 20.6 | 6.7 | 28.9 | 18.3 | 24.4 | 11.7 | 7.8 | -3.3 | 28.9 | 4.4 | 25 | 13.9 | 13.9 | 3.3 | 17.4 | 6.9 | 26.7 | 9.4 | 25.6 | 13.3 | 12.2 | 1.7 | 21 | 6 | 18.9 | 3.9 | 11.3 | -2.2 | 24.4 | 13.9 | 12.2 | -2.2 | 18.9 | 8.9 | 16.1 | -5.6 | 26.5 | 12.2 | 23.9 | 8.3 | 23.7 | 11.4 | 27.2 | 4.4 | 23.5 | 10.6 | 8.3 | 3.3 | 13.9 | 5.6 | 21.1 | 16.7 | 23.7 | 17.2 | 23.3 | 10.6 | 15.6 | 11.4 | 26.7 | 13.3 | 21.7 | -10.6 | 2.2 | -2.7 | 20.6 | -13.2 | 13.3 | -8.9 | 15 | -1.1 | 15 | 3.5 | 9.4 | 2.2 | 23.3 | 6.7 | 16.7 | 0.6 | 25 | 14.4 | 8 | -3 | 20.8 | 1.6 | 14.3 | 6.2 | 12.8 | -2.2 | 23.9 | 2.2 | 17 | 4 | 26.7 | 14.4 | 20.5 | -0.7 | 18.3 | 14.6 | 25 | 7.8 | 23.3 | 11.7 | 12.4 | 8.9 | 29.4 | 20.6 | 23.3 | 5 | 26.3 | 16 | 27.2 | 21.1 | 20.8 | 11.2 | 19.4 | 0.6 | 11.1 | 7.2 | 23.3 | 2.2 | 23.9 | 9.4 | 8 | 5.5 | 12.2 | -1.7 | 27.2 | 6.1 | 25 | -2.2 | 20 | -10
16 | -5 | 10.6 | 0.6 | 24.4 | 10 | 23.3 | 10 | 13.3 | -5.1 | 31.5 | 6.6 | 13 | 8 | 27.6 | 6.4 | 18.3 | 11.7 | 23.3 | 7 | 17.2 | 8.3 | 18.3 | 11.7 | 16.1 | -1.7 | 23.3 | -8.3 | 25 | 21 | 21.1 | 15.6 | 27.8 | 21.7 | 26.8 | 18.1 | 27.8 | 18.3 | 21.1 | 6.7 | 28.9 | 18.3 | 24.4 | 11.7 | 7.2 | -2.8 | 30 | 3.9 | 24.4 | 13.3 | 14.4 | 1.7 | 17.6 | 6.2 | 27.8 | 8.9 | 25.6 | 15 | 12.2 | 1.7 | 21 | 7 | 19.4 | 3.9 | 11.5 | -2 | 24.4 | 14.4 | 13.3 | -4.4 | 21.1 | 7.8 | 15.6 | -6.7 | 26.7 | 11.7 | 23.9 | 9.4 | 25.6 | 11.1 | 28.9 | 3.9 | 24.4 | 11.1 | 8.3 | 3.3 | 16.1 | 6.7 | 22.8 | 16.7 | 22.9 | 17.4 | 22.2 | 10 | 16.7 | 11.7 | 27.2 | 12.2 | 23.9 | -16.1 | 0.6 | -2.5 | 21.1 | -12.9 | 13.9 | -7.8 | 14.4 | -0.6 | 14.5 | 4.2 | 8.9 | 2.8 | 23.9 | 5.6 | 16.1 | -0.6 | 25 | 14.4 | 8 | -2 | 20.9 | 2.7 | 14.6 | 5.7 | 13.3 | -2.8 | 24.4 | 3.3 | 18 | 3 | 26.1 | 14.4 | 21.7 | -0.3 | 18.9 | 15 | 25 | 6.7 | 23.3 | 12.2 | 13.3 | 8.9 | 29.4 | 20.6 | 23.9 | 5 | 27.2 | 15.6 | 24.4 | 21.7 | 21.7 | 11.1 | 20 | -0.6 | 11.1 | 7.8 | 23.3 | 2.2 | 24.4 | 7.8 | 8.1 | 5.2 | 12.2 | -1.7 | 26.7 | 5.6 | 26.1 | -2.2 | 20.4 | -7.1
16 | -3 | 11.1 | 0.6 | 24.4 | 10 | 23.9 | 8.9 | 12.2 | -5.1 | 31.8 | 5.4 | 13 | 8 | 28.3 | 6.1 | 17.2 | 11.1 | 23.9 | 6.7 | 16.7 | 8.3 | 18.3 | 11.7 | 13.9 | 0.6 | 22.8 | -8.9 | 24 | 21 | 21.1 | 15.6 | 27.8 | 20 | 27.2 | 17.8 | 27.8 | 18.3 | 21.7 | 6.1 | 28.3 | 18.3 | 26.1 | 11.1 | 7.8 | -1.7 | 30 | 3.3 | 25 | 13.3 | 15 | 1.7 | 17.8 | 5 | 28.3 | 8.9 | 25.6 | 16.1 | 12.2 | 2.8 | 20 | 5 | 19.4 | 3.3 | 11.7 | -2.2 | 23.9 | 14.4 | 13.3 | 0 | 21.1 | 6.1 | 17.2 | -7.8 | 24.5 | 12.8 | 23.9 | 6.7 | 25.2 | 11.1 | 28.9 | 4.4 | 23.7 | 11.1 | 8.3 | 2.2 | 16.1 | 6.1 | 23.3 | 15.6 | 22.2 | 17.8 | 22.2 | 10 | 16.5 | 12.5 | 27.2 | 12.8 | 22.8 | -13.3 | -1.1 | -2.8 | 21.7 | -15 | 12.8 | -9.4 | 14.4 | -0.6 | 13.9 | 4.4 | 7.2 | 3.3 | 23.9 | 6.1 | 16.1 | -1.7 | 24.4 | 13.3 | 8 | -2 | 21.1 | 3.3 | 15 | 5.6 | 13.3 | -2.8 | 24.4 | 2.2 | 18 | 4 | 26.1 | 14.4 | 22.8 | -0.6 | 18.9 | 14.8 | 25.6 | 5.6 | 23.3 | 12.2 | 12.8 | 8.9 | 28.3 | 20.9 | 24.4 | 4.4 | 27 | 15.4 | 23.9 | 21.1 | 20.9 | 10.7 | 20 | -5.6 | 11.7 | 7.8 | 22.2 | 0.6 | 23.9 | 7.8 | 8.3 | 5 | 12.2 | 0.6 | 27.8 | 5.6 | 25.6 | -2.2 | 20.7 | -5.3
16 | -3 | 11.1 | -0.6 | 23.9 | 10 | 23.3 | 9.4 | 11.1 | -5.6 | 32.2 | 4.4 | 13 | 8 | 26.5 | 6 | 16.7 | 10.6 | 22 | 7.5 | 15.6 | 8.3 | 16.1 | 11.7 | 10 | 3.3 | 22.8 | -8.3 | 24 | 21 | 21.1 | 15 | 27.2 | 21.1 | 26.1 | 18.5 | 27.2 | 18.9 | 21.7 | 6.1 | 27.2 | 18.3 | 25.6 | 10.6 | 7.2 | -2.2 | 29.4 | 2.2 | 23.9 | 12.2 | 15 | 1.7 | 17.2 | 5.2 | 27.2 | 9.4 | 25 | 15.6 | 11.7 | 2.2 | 19 | 7 | 20 | 3.9 | 10.6 | -1.6 | 24.4 | 15 | 13.9 | -0.6 | 20.6 | 5 | 15 | -8.3 | 22.2 | 13 | 23.9 | 8.3 | 24.8 | 10.7 | 28.3 | 5 | 22.9 | 11 | 7.8 | 2.8 | 16.7 | 6.7 | 22.8 | 16.1 | 21.7 | 17.7 | 22.2 | 11.1 | 16.3 | 12.9 | 26.7 | 12.2 | 23.9 | -12.8 | -1.8 | -3.1 | 18.9 | -9.9 | 12.8 | -12.2 | 13.9 | -0.6 | 13.3 | 5.2 | 6.7 | 2.2 | 24.4 | 4.4 | 16.1 | -1.1 | 23.9 | 13.3 | 8 | -2 | 18.9 | 2.7 | 14.4 | 6 | 13.3 | -3.3 | 24.4 | 2.8 | 19 | 4 | 25 | 13.9 | 21.9 | 0.4 | 18.9 | 14.8 | 25.6 | 6.1 | 23.3 | 12.2 | 12.2 | 8.9 | 27.2 | 21 | 23.9 | 3.9 | 26.9 | 15.3 | 22.8 | 19.4 | 20.2 | 10.1 | 20 | -2.2 | 10.6 | 7.2 | 20.6 | 1.7 | 23.3 | 7.8 | 7.4 | 4.7 | 11.7 | 0.6 | 27.2 | 5.6 | 24.4 | -2.8 | 21.1 | -4.4
16 | -2 | 10 | 0 | 22.8 | 10.6 | 22.2 | 10 | 10 | -3.2 | 30.9 | 4.6 | 13 | 8 | 24.6 | 6.4 | 15.6 | 10.6 | 20.2 | 8.3 | 14.4 | 9.4 | 15 | 11.7 | 8.9 | 5.6 | 22.2 | -8.9 | 23 | 21 | 21.1 | 15.6 | 26.1 | 21.7 | 25 | 18.9 | 26.1 | 18.9 | 21.7 | 5.6 | 26.7 | 18.3 | 25 | 8.3 | 7.2 | -1.7 | 26.7 | 5 | 22.8 | 12.2 | 15 | 1.7 | 16.7 | 5.7 | 26.1 | 10 | 24.4 | 15 | 11.7 | 1.7 | 18 | 6 | 18.9 | 4.4 | 9.4 | -1.4 | 23.9 | 15 | 13.3 | 2.2 | 20 | 4.4 | 14.4 | -9.4 | 20 | 13.3 | 22.8 | 8.9 | 24.4 | 10.6 | 26.7 | 6.1 | 22.2 | 11.1 | 8.3 | 2.2 | 15 | 6.1 | 22.2 | 16.7 | 21.1 | 17.3 | 20.6 | 10.6 | 16.1 | 13.3 | 25.6 | 12.8 | 22.8 | -15 | -2.6 | -3.7 | 16.1 | -8.6 | 13.3 | -11.1 | 13.3 | -0.6 | 12.8 | 5.7 | 6.7 | 1.7 | 24.4 | 5 | 12.8 | 3.3 | 22.8 | 11.7 | 8 | -1 | 16.6 | 1.9 | 13.9 | 6.3 | 12.8 | -2.8 | 23.9 | 2.8 | 18 | 4 | 23.3 | 13.9 | 20.9 | 1.2 | 18.9 | 14.4 | 24.4 | 7.2 | 21.1 | 12.2 | 11.7 | 8.9 | 26.1 | 21.1 | 23.9 | 3.9 | 26.7 | 15 | 23.9 | 18.3 | 19.4 | 9.4 | 18.9 | -1.1 | 10.6 | 7.2 | 20 | 3.3 | 22.8 | 8.3 | 6.5 | 4.3 | 10.6 | 0.6 | 26.7 | 5.6 | 22.8 | -4.4 | 19.1 | -3.3
16 | -2 | 9.4 | -0.6 | 17.2 | 12.8 | 18.9 | 10 | 8.9 | -2.4 | 29.6 | 4.3 | 12 | 8 | 22.8 | 6.1 | 15 | 10.6 | 18.3 | 8.3 | 12.8 | 9.4 | 13.3 | 11.7 | 7.8 | 3.3 | 19.4 | -7.8 | 23 | 21 | 20.6 | 15.6 | 26.1 | 21.7 | 23.9 | 19.4 | 23.9 | 18.9 | 20.6 | 5.6 | 24.4 | 18.3 | 23.3 | 7.8 | 6.7 | -2.8 | 25 | 5 | 21.7 | 12.8 | 13.9 | 1.7 | 16.1 | 5.6 | 22.8 | 11.7 | 23.3 | 15.6 | 11.7 | 0.6 | 17 | 8 | 17.2 | 7.2 | 8.3 | -1.7 | 20.6 | 13.3 | 12.8 | 0.6 | 19.4 | 4.4 | 12.8 | -6.1 | 18.9 | 13.8 | 19.4 | 8.3 | 23.7 | 11.1 | 23.9 | 7.2 | 19.2 | 11.5 | 8.3 | 2.2 | 13.9 | 7.2 | 20.6 | 16.7 | 20.6 | 17.2 | 18.9 | 9.4 | 15.2 | 12.9 | 24.4 | 12.8 | 20.6 | -14.4 | -3.3 | -4.4 | 13.3 | -8.9 | 11.1 | -8.3 | 12.8 | -0.6 | 12.2 | 6.1 | 6.7 | 1.7 | 21.7 | 6.1 | 11.7 | 5 | 21.7 | 11.7 | 7 | -2 | 14.4 | 1.1 | 13.3 | 6.7 | 11.1 | -2.8 | 22.8 | 1.7 | 16 | 6 | 21.1 | 12.8 | 20 | 1.7 | 18.2 | 14.7 | 23.9 | 5.6 | 20 | 11.7 | 11.3 | 9.2 | 25.7 | 21.2 | 22.2 | 3.9 | 25.8 | 15.5 | 22.2 | 19.4 | 17.9 | 9.3 | 17.8 | 0 | 10 | 6.7 | 17.8 | 2.8 | 22.2 | 8.9 | 5.6 | 3.9 | 9.4 | 1.1 | 25 | 5 | 15 | 0 | 17 | -3.3
13 | -1 | 7.2 | -0.6 | 15.6 | 12.8 | 16.1 | 10 | 7.8 | -1.7 | 28.3 | 4.4 | 11 | 8 | 20.4 | 7.4 | 14.4 | 10.6 | 16.8 | 7.7 | 12.2 | 10 | 13.3 | 11.7 | 7.2 | 4.4 | 16.7 | -8.9 | 23 | 21 | 20.6 | 15.6 | 25.6 | 18.9 | 23.3 | 19.9 | 22.8 | 19.4 | 18.9 | 6.7 | 23.9 | 18.3 | 21.7 | 7.2 | 5 | -1.1 | 22.2 | 5 | 20 | 12.8 | 11.1 | 2.8 | 14.4 | 6.3 | 21.1 | 14.4 | 22.2 | 17.2 | 11.1 | 0.6 | 16 | 8 | 13.9 | 2.2 | 7.4 | -1.6 | 15.6 | 15 | 12.2 | 1.7 | 19.4 | 4.4 | 8.9 | -6.1 | 17.8 | 14.3 | 18.3 | 7.2 | 22.9 | 11 | 22.2 | 8.3 | 16.3 | 11.7 | 7.2 | 2.2 | 12.8 | 7.8 | 19.4 | 16.7 | 19.8 | 16.7 | 18.3 | 8.9 | 14.2 | 12.3 | 22.8 | 12.8 | 18.3 | -11.7 | -3.5 | -4.7 | 13.3 | -8.2 | 9.4 | -7.8 | 12.2 | -1.1 | 12 | 6.5 | 6.1 | 2.8 | 21.7 | 5 | 11.1 | 5.6 | 20.6 | 11.7 | 7 | -2 | 12.6 | 1 | 12.2 | 6.7 | 10.6 | -1.7 | 21.1 | 1.7 | 14 | 6 | 18.9 | 14.4 | 17.6 | 3.1 | 17.4 | 14.5 | 20.6 | 10.6 | 17.8 | 12.2 | 11 | 9.8 | 25.4 | 21.1 | 18.9 | 4.4 | 24.8 | 15.5 | 21.1 | 19.4 | 16.5 | 9 | 16.1 | -2.2 | 9.4 | 6.7 | 16.7 | 3.3 | 19.4 | 8.3 | 5 | 3.3 | 7.8 | 1.1 | 23.3 | 6.1 | 9.4 | -0.6 | 15 | -3.9
12 | 0 | 6.1 | -1.1 | 14.4 | 12.8 | 16.1 | 10 | 6.7 | -1.1 | 27.4 | 5.1 | 9 | 7 | 18 | 7.8 | 14.4 | 11.1 | 15.4 | 7 | 12.2 | 9.4 | 12.8 | 11.7 | 7.2 | 4.4 | 13.3 | -9.4 | 23 | 21 | 20.6 | 15.6 | 25 | 17.8 | 22.8 | 20.2 | 21.7 | 19.4 | 17.8 | 6.7 | 23.3 | 17.8 | 20 | 7.8 | 4.4 | -1.1 | 19.4 | 5 | 18.3 | 11.7 | 9.4 | 3.3 | 12.8 | 6.6 | 18.3 | 15 | 22.2 | 18.3 | 10.6 | 1.1 | 15 | 9 | 12.2 | 2.8 | 6.5 | -2.1 | 15 | 14.4 | 11.1 | 1.7 | 18.9 | 5 | 6.7 | -6.1 | 16.7 | 14.4 | 19.4 | 6.1 | 22.2 | 11.1 | 22.2 | 7.2 | 13.3 | 11.1 | 6.7 | 2.2 | 12.8 | 7.8 | 18.3 | 16.7 | 19.1 | 16.2 | 16.7 | 9.4 | 13.3 | 11.7 | 21.7 | 12.8 | 16.1 | -10.6 | -3.7 | -5.3 | 13.3 | -9.4 | 8.3 | -8.9 | 11.7 | -0.6 | 11.9 | 6.6 | 5 | 2.2 | 22.2 | 5 | 11.1 | 5 | 18.9 | 12.8 | 8 | -2 | 10.7 | 1 | 11.1 | 6.7 | 10.6 | -0.6 | 19.4 | 2.2 | 13 | 6 | 17.2 | 15 | 15.2 | 4 | 16.7 | 14.4 | 18.9 | 8.9 | 16.1 | 12.2 | 10.6 | 10 | 25 | 21.1 | 17.2 | 4.4 | 23.9 | 15.6 | 20.6 | 19.4 | 15 | 8.3 | 12.8 | 1.1 | 9.4 | 6.1 | 15 | 4.4 | 17.8 | 7.8 | 4.5 | 2.8 | 5 | 1.1 | 20 | 7.8 | 8.9 | -4.4 | 13.5 | -2.9
11 | 0 | 5.6 | -2.2 | 15.6 | 12.2 | 15 | 4.4 | 5.5 | -0.7 | 26.5 | 5.5 | 9 | 7 | 15.6 | 7.8 | 14.4 | 11.1 | 13.9 | 6.1 | 11.7 | 8.9 | 12.8 | 11.5 | 7.2 | -0.6 | 13.9 | -8.9 | 22 | 21 | 21.1 | 15.6 | 23.9 | 17.8 | 22.2 | 20.6 | 21.1 | 18.9 | 17.2 | 6.1 | 23.3 | 17.2 | 20 | 7.8 | 3.9 | 1.7 | 18.9 | 5 | 17.8 | 11.7 | 8.3 | 3.3 | 11.1 | 6.7 | 18.3 | 15 | 21.7 | 18.3 | 10.6 | 1.1 | 13 | 11 | 10.6 | 0.6 | 5.6 | -2.8 | 15 | 15 | 11.1 | 0.6 | 17.8 | 5 | 5.6 | -6.7 | 16.3 | 14.2 | 18.9 | 5.6 | 21.7 | 11.7 | 21.1 | 7.2 | 12.4 | 10.7 | 6.7 | 1.1 | 12.2 | 8.9 | 18.9 | 16.7 | 18.3 | 15.6 | 16.1 | 7.8 | 12.9 | 11.3 | 20.6 | 12.8 | 15 | -11.1 | -3.9 | -6.1 | 13.3 | -11.7 | 7.2 | -8.9 | 10 | 0.6 | 11.7 | 6.7 | 4.4 | 2.2 | 15.6 | 7.2 | 8.9 | 3.9 | 17.8 | 12.2 | 8 | -2 | 8.9 | 0.6 | 10 | 6.7 | 10 | 1.1 | 16.7 | 3.9 | 12 | 7 | 16.7 | 15 | 12.8 | 3.9 | 16.5 | 14 | 16.7 | 10 | 15.6 | 11.7 | 10.8 | 10.4 | 25 | 21.1 | 15 | 4.4 | 23.2 | 16 | 20 | 19.4 | 14.1 | 8.3 | 11.7 | 1.1 | 8.3 | 5.6 | 13.9 | 5.6 | 18.9 | 6.7 | 3.9 | 2.2 | 4.4 | 1.1 | 17.8 | 6.1 | 8.9 | -8.3 | 12.1 | -2.6
12 | 0 | 3.3 | -1.7 | 17.8 | 10 | 13.9 | 10 | 4.4 | -0.6 | 25.6 | 5.6 | 9 | 8 | 13.9 | 7.9 | 14.4 | 11.1 | 13.2 | 6.3 | 11.7 | 8.9 | 11.7 | 11.5 | 7.2 | -0.6 | 12.8 | -8.3 | 21 | 21 | 21.1 | 15.6 | 23.3 | 17.2 | 22 | 20.5 | 20.6 | 18.9 | 16.1 | 5.6 | 23.3 | 17.8 | 18.9 | 7.8 | 2.8 | 1.7 | 16.7 | 5.6 | 16.1 | 11.7 | 8.3 | 2.2 | 10.4 | 6.8 | 16.7 | 14.4 | 20.6 | 17.8 | 10 | 1.1 | 13 | 10 | 9.4 | 0.6 | 4.8 | -2.9 | 14.4 | 14.4 | 11.7 | -0.6 | 16.7 | 7.2 | 4.4 | -6.7 | 16 | 13.9 | 17.2 | 6.7 | 21.1 | 12 | 19.4 | 7.8 | 11.5 | 10.4 | 6.7 | 1.7 | 12.2 | 8.3 | 18.3 | 16.7 | 18.1 | 15.7 | 16.1 | 6.7 | 12.6 | 11 | 20 | 12.8 | 13.3 | -11.7 | -3.9 | -5.7 | 12.8 | -9.1 | 6.7 | -8.9 | 7.8 | 6.1 | 11.1 | 6.7 | 4.4 | 0 | 13.9 | 7.2 | 10 | 4.4 | 16.7 | 11.1 | 8 | -1 | 8.5 | 0.5 | 9.4 | 6.3 | 8.3 | 0.6 | 16.1 | 3.3 | 12 | 7 | 16.1 | 15 | 12.2 | 3.7 | 16.3 | 13.4 | 15 | 10 | 14.4 | 11.7 | 10.9 | 10.8 | 25 | 21.1 | 13.9 | 4.4 | 22.4 | 16 | 20.6 | 19.4 | 13.1 | 8.2 | 11.1 | 0 | 6.7 | 5 | 13.3 | 5.6 | 16.1 | 7.8 | 3.2 | 1.7 | 2.8 | 1.1 | 15 | 8.3 | 8.3 | -7.2 | 10.6 | -2.8
10 | -1 | 2.8 | -1.7 | 17.8 | 8.3 | 12.8 | 9.4 | 3.7 | -0.4 | 24.8 | 6.1 | 10 | 8 | 12.3 | 7.6 | 14.4 | 11.1 | 12.4 | 6.3 | 11.1 | 8.9 | 11.7 | 11.3 | 5.6 | 3.3 | 11.1 | -6.7 | 21 | 20 | 21.1 | 15.6 | 22.2 | 18.3 | 21.9 | 20.7 | 20 | 18.9 | 15.6 | 5.6 | 22.8 | 17.2 | 19.4 | 7.8 | 2.8 | 1.1 | 15 | 4.4 | 16.1 | 11.7 | 7.8 | 2.2 | 9.6 | 6.7 | 15.6 | 13.9 | 20 | 17.2 | 9.4 | 1.7 | 12 | 10 | 8.4 | 0.1 | 4.1 | -3.4 | 14.4 | 14.4 | 11.7 | 0 | 15.6 | 7.8 | 6.1 | -6.1 | 15.6 | 13.3 | 17.2 | 6.1 | 20.6 | 12.2 | 17.8 | 7.8 | 10.6 | 10 | 6.7 | 1.7 | 10.6 | 10 | 18.9 | 16.1 | 18 | 16 | 16.1 | 6.1 | 12.2 | 10.6 | 19.4 | 13.3 | 12.2 | -11.7 | -3.9 | -5.5 | 12.2 | -9 | 5 | -9.4 | 7.2 | 6.1 | 10.6 | 6.4 | 2.8 | -1.1 | 13.9 | 6.7 | 10 | 3.9 | 15 | 11.1 | 8 | -1 | 8.2 | 0.7 | 8.9 | 6.4 | 8.3 | 2.8 | 15.6 | 3.3 | 11 | 6 | 15.6 | 15.6 | 11.7 | 3.2 | 16.1 | 12.8 | 13.9 | 10 | 14.4 | 11.7 | 11.1 | 11.1 | 25 | 21.1 | 13.3 | 4.4 | 21.7 | 16.1 | 20 | 18.9 | 12.2 | 7.8 | 10 | 1.7 | 5.6 | 4.4 | 10 | 6.1 | 16.7 | 7.8 | 2.4 | 1.1 | 1.7 | -0.6 | 13.3 | 7.2 | 7.2 | -7.2 | 10 | -2.9
9 | -1 | 2.2 | -1.1 | 15.6 | 8.3 | 11.7 | 8.9 | 2.9 | -0.5 | 24.1 | 6.9 | 9 | 7 | 10.6 | 7.2 | 14.4 | 11.1 | 11.7 | 6.1 | 11.1 | 8.9 | 10 | 10 | 5.6 | 3.9 | 8.9 | -7.8 | 20 | 19 | 21.1 | 15.6 | 21.7 | 18.3 | 21.7 | 20.6 | 20 | 18.9 | 14.4 | 6.1 | 22.8 | 17.2 | 18.9 | 7.8 | 2.2 | 0.6 | 16.7 | 3.3 | 16.7 | 12.2 | 7.2 | 2.2 | 8.9 | 6.7 | 15.6 | 14.4 | 20.6 | 18.3 | 8.9 | 0.6 | 12 | 9 | 7.4 | -0.3 | 3.3 | -4.4 | 14.4 | 14.4 | 11.1 | 0 | 15 | 8.3 | 2.8 | -6.7 | 15.4 | 13.5 | 16.7 | 6.1 | 19.7 | 12.3 | 17.2 | 7.8 | 10.6 | 10 | 6.7 | 1.7 | 10 | 8.9 | 18.3 | 16.1 | 17.8 | 16.1 | 15.6 | 8.3 | 11.8 | 10.4 | 18.3 | 12.8 | 12.2 | -10.6 | -3.9 | -5.6 | 11.7 | -9.4 | 2.2 | -7.8 | 7.2 | 6.7 | 10 | 6.1 | 1.1 | -2.2 | 13.3 | 6.1 | 8.9 | 3.9 | 14.4 | 10.6 | 8 | -1 | 7.8 | 0.6 | 8.3 | 6.1 | 7.8 | 0.6 | 15 | 3.3 | 13 | 6 | 15 | 15 | 11.1 | 2.8 | 15.4 | 12.7 | 12.8 | 9.4 | 13.9 | 10.6 | 11.1 | 11.1 | 24.8 | 21.1 | 13.3 | 5 | 21.5 | 16.7 | 19.4 | 18.3 | 11.5 | 8 | 9.4 | 1.7 | 3.9 | 3.3 | 9.4 | 6.7 | 15 | 8.3 | 1.7 | 0.6 | 2.2 | 0 | 13.3 | 7.8 | 6.7 | -5.6 | 9.5 | -3.3
8 | 0 | 4.4 | -1.1 | 15.6 | 7.2 | 11.1 | 8.3 | 2.2 | -0.6 | 23.3 | 7.2 | 9 | 7 | 10 | 7.1 | 14.4 | 11.1 | 11.5 | 6.2 | 11.1 | 8.9 | 9.4 | 9.4 | 5 | 3.3 | 11.1 | -7.2 | 21 | 19 | 21.1 | 15.6 | 21.7 | 18.9 | 21.7 | 20.9 | 19.4 | 18.3 | 14.4 | 6.7 | 24.4 | 17.2 | 17.8 | 7.8 | 1.1 | 0 | 16.1 | 3.3 | 16.1 | 13.3 | 6.1 | 2.2 | 8.3 | 6.5 | 13.9 | 13.9 | 20.6 | 17.8 | 8.9 | 1.1 | 11 | 9 | 6.4 | -0.7 | 2.8 | -3.7 | 13.9 | 13.9 | 11.1 | 0.6 | 15 | 7.8 | 1.7 | -7.2 | 15.2 | 13.4 | 16.1 | 6.1 | 18.7 | 12 | 17.2 | 7.8 | 10.6 | 10 | 6.1 | 1.7 | 9.4 | 8.3 | 17.8 | 16.7 | 17.8 | 16.3 | 15 | 6.1 | 11.5 | 10.3 | 18.3 | 12.8 | 10.6 | -8.9 | -4.1 | -5.5 | 11.1 | -8.2 | 1.1 | -8.9 | 8.3 | 4.4 | 10 | 6.6 | 0.6 | -2.8 | 12.2 | 6.1 | 9.4 | 3.3 | 13.3 | 10 | 8 | 0 | 7.2 | -0.7 | 8.1 | 6.1 | 7.2 | 1.1 | 13.3 | 3.9 | 11 | 7 | 15 | 15 | 10.9 | 3 | 14.6 | 12.5 | 12.2 | 8.9 | 13.3 | 10 | 11.1 | 11.1 | 24.6 | 21.1 | 11.7 | 3.9 | 21.3 | 16.9 | 19.4 | 18.3 | 10.7 | 7.8 | 10.6 | 0 | 2.8 | 2.8 | 7.8 | 5.6 | 13.9 | 8.9 | 1.9 | 0.7 | 2.8 | 0 | 12.2 | 7.8 | 6.1 | -6.7 | 8.9 | -4.4
8 | 0 | 5 | -0.6 | 11.1 | 7.8 | 11.7 | 7.8 | 1.5 | -1.1 | 21.6 | 7.5 | 9 | 7 | 9.5 | 7 | 14.4 | 11.1 | 11.3 | 6.1 | 11.1 | 8.9 | 10.6 | 10.6 | 4.4 | 2.2 | 7.8 | -8.9 | 20 | 19 | 21.1 | 15.6 | 21.1 | 18.9 | 21.7 | 21 | 18.9 | 17.8 | 13.3 | 6.7 | 22.2 | 17.2 | 17.8 | 7.8 | -0.6 | -2.2 | 15 | 3.3 | 15.6 | 12.8 | 6.1 | 2.2 | 7.8 | 6.4 | 13.9 | 13.9 | 20.6 | 17.8 | 8.9 | 2.2 | 11 | 9 | 5.3 | -1.4 | 2.2 | -3.4 | 10.6 | 10.6 | 11.7 | 1.1 | 15 | 8.3 | 2.2 | -6.7 | 15 | 13.3 | 14.4 | 6.7 | 17.8 | 11.7 | 16.1 | 8.3 | 10.6 | 10 | 6.7 | 1.7 | 8.3 | 7.8 | 17.2 | 16.7 | 17.8 | 16.5 | 13.3 | 4.4 | 11.1 | 10 | 18.3 | 12.8 | 8.9 | -8.9 | -4.2 | -5.3 | 10.6 | -8.1 | -1.1 | -9.4 | 7.8 | 3.9 | 10 | 6.9 | 0 | -2.8 | 11.1 | 5.6 | 8.9 | 2.2 | 12.8 | 9.4 | 8 | 0 | 6.7 | -1.7 | 8 | 6.2 | 6.7 | 0.6 | 13.9 | 3.3 | 9 | 7 | 15 | 15 | 10.8 | 3.4 | 13.9 | 12.2 | 12.2 | 9.4 | 13.9 | 10 | 11.1 | 11.1 | 24.4 | 21.1 | 11.1 | 5 | 21.1 | 17.2 | 18.9 | 18.3 | 10 | 7.8 | 8.9 | 0.6 | 2.8 | 2.2 | 6.7 | 5 | 13.9 | 8.3 | 2 | 0.8 | 2.8 | 0 | 10.6 | 7.2 | 5.6 | -6.7 | 7.8 | -3.3
8 | 1 | 4.4 | -0.6 | 10.6 | 8.3 | 10 | 7.8 | 0.7 | -1.8 | 20 | 7.7 | 9 | 7 | 8.9 | 6.7 | 14.4 | 10 | 11.1 | 6.1 | 11.1 | 8.9 | 11.1 | 10.5 | 3.3 | 2.2 | 8.3 | -8.3 | 21 | 20 | 21.1 | 15.6 | 21.1 | 18.9 | 21.7 | 21.1 | 18.3 | 17.8 | 12.8 | 6.7 | 22.2 | 17.8 | 17.8 | 8.9 | -1.1 | -2.8 | 13.3 | 4.4 | 15 | 12.8 | 5.6 | 1.7 | 7.2 | 6.1 | 14.4 | 13.9 | 20 | 17.8 | 8.9 | 3.3 | 11 | 9 | 4.3 | -1.9 | 1.7 | -3.9 | 8.9 | 8.9 | 12.8 | 2.2 | 15 | 8.3 | 3.3 | -7.8 | 14.6 | 13 | 13.9 | 6.7 | 17.2 | 11.9 | 14.4 | 8.3 | 10 | 9.6 | 6.7 | 1.1 | 7.8 | 7.8 | 16.7 | 16.7 | 17.8 | 16.7 | 13.3 | 5 | 10.7 | 9.5 | 18.3 | 12.8 | 6.7 | -9.4 | -4.4 | -5.6 | 10 | -9.4 | -1.1 | -9.4 | 7.8 | 5 | 10 | 7.2 | 0 | -2.8 | 11.7 | 5 | 10 | 1.7 | 12.2 | 8.9 | 7 | 0 | 6.1 | -3.3 | 7.8 | 6.1 | 6.1 | 0.6 | 13.3 | 3.3 | 8 | 6 | 14.4 | 14.4 | 10.6 | 3.3 | 13.7 | 12 | 12.2 | 9.4 | 13.9 | 10 | 11.3 | 11.3 | 24.4 | 21.1 | 10 | 5 | 20.9 | 17.7 | 19.4 | 18.3 | 9.8 | 7.8 | 7.8 | 1.1 | 2.2 | 1.7 | 6.1 | 5 | 13.3 | 8.3 | 2.2 | 1.1 | 3.9 | 0.6 | 10.6 | 7.8 | 5.6 | -7.8 | 6.7 | -2.6
7 | 1 | 4.4 | 0 | 11.7 | 7.8 | 10 | 7.8 | 0 | -2.8 | 18.3 | 7.8 | 9 | 8 | 10 | 6.9 | 14.4 | 10 | 11.8 | 6.7 | 11.1 | 8.9 | 11.1 | 10.6 | 2.8 | 1.7 | 6.1 | -8.9 | 21 | 21 | 20.6 | 16.1 | 20.6 | 18.9 | 21.5 | 21 | 18.3 | 17.8 | 11.7 | 6.7 | 22.2 | 17.8 | 17.2 | 8.9 | 0.6 | -1.1 | 13.3 | 5 | 13.9 | 12.8 | 5 | 1.7 | 7.4 | 6.4 | 14.4 | 13.9 | 19.4 | 17.2 | 8.3 | 2.8 | 10 | 8 | 3.3 | -2.8 | 3.4 | -2.8 | 8.3 | 7.2 | 12.8 | 3.3 | 12.8 | 10 | 2.8 | -7.8 | 14.3 | 12.7 | 12.8 | 6.7 | 16.7 | 12.3 | 14.4 | 8.3 | 9.5 | 9.4 | 6.7 | 1.1 | 7.2 | 7.2 | 16.7 | 16.7 | 18 | 16.9 | 12.8 | 5.6 | 10.4 | 8.9 | 17.8 | 14.4 | 6.1 | -9.4 | -4.2 | -6 | 10.2 | -8 | 0 | -7.2 | 8.3 | 4.4 | 11.1 | 7.8 | -0.6 | -2.8 | 11.1 | 4.4 | 10 | 2.8 | 12.2 | 8.9 | 6 | 0 | 6.1 | -2.7 | 8 | 6.3 | 6.7 | 1.7 | 12.8 | 3.9 | 9 | 7 | 13.3 | 13.3 | 11 | 3.5 | 13.5 | 11.6 | 11.7 | 9.4 | 12.8 | 10 | 11.5 | 11.5 | 24.4 | 21.1 | 8.3 | 4.4 | 20.8 | 18 | 19.4 | 18.3 | 9.6 | 7.7 | 8.3 | 1.7 | 3.3 | 1.7 | 6.1 | 5 | 12.8 | 8.9 | 3.1 | 1.6 | 3.9 | 0.6 | 10 | 7.8 | 5.6 | -7.8 | 5.6 | -2.8
6 | 1 | 4.4 | 1.7 | 16.1 | 9.4 | 11.7 | 8.3 | 2.4 | -1.9 | 19.8 | 7.9 | 9 | 7 | 11.1 | 7.3 | 14.4 | 10 | 12.6 | 7.7 | 11.7 | 8.9 | 11.7 | 11.1 | 5.6 | 2.8 | 9.4 | -7.2 | 22 | 21 | 20 | 16.1 | 20.6 | 19.4 | 21.3 | 20.8 | 17.8 | 17.2 | 11.7 | 6.7 | 22.8 | 17.2 | 15 | 11.1 | 1.7 | 0 | 16.7 | 6.1 | 14.4 | 14.4 | 5 | 1.7 | 7.6 | 6.6 | 14.4 | 13.9 | 20.6 | 17.8 | 8.3 | 3.9 | 11 | 9 | 3.9 | -2.2 | 5 | -2.3 | 8.3 | 5.6 | 12.8 | 3.9 | 12.8 | 10 | 3.9 | -7.2 | 13.9 | 12.2 | 13.3 | 7.2 | 16.1 | 12.2 | 15 | 8.9 | 8.9 | 8.9 | 5.6 | 1.1 | 8.3 | 7.8 | 16.7 | 16.7 | 18.1 | 17 | 12.2 | 5.6 | 10 | 8.3 | 18.3 | 13.9 | 6.7 | -8.3 | -4.1 | -6.6 | 10.4 | -7.8 | 0.6 | -7.2 | 7.8 | 4.4 | 12.2 | 8.5 | 0.6 | -2.2 | 11.7 | 5.6 | 11.1 | 3.3 | 12.8 | 8.9 | 6 | 2 | 6.1 | -2.2 | 8.1 | 6.4 | 8.3 | 3.9 | 12.2 | 4.4 | 9 | 6 | 14.4 | 14.4 | 11.3 | 3.8 | 13.3 | 11.1 | 10 | 8.3 | 13.3 | 10 | 11.7 | 11.7 | 24.4 | 21.1 | 9.4 | 4.4 | 20.6 | 18.3 | 19.4 | 18.3 | 9.4 | 7.8 | 9.4 | 0.6 | 2.2 | 1.7 | 8.3 | 6.1 | 13.9 | 9.4 | 4.1 | 2.3 | 5.6 | 0.6 | 10 | 8.3 | 6.1 | -7.8 | 7.6 | -1.9
10 | 3 | 5 | 2.2 | 17.2 | 9.4 | 15 | 11.1 | 4.8 | -1.8 | 21.3 | 7.9 | 9 | 7 | 12.2 | 7.2 | 15 | 10 | 13.3 | 8.3 | 12.2 | 8.9 | 13.9 | 11.7 | 7.8 | 2.8 | 13.3 | -6.7 | 21 | 21 | 21.1 | 16.7 | 20.6 | 19.4 | 21.1 | 20.6 | 19.4 | 18.3 | 12.8 | 7.8 | 23.3 | 17.2 | 16.1 | 10.6 | 2.8 | 0.6 | 18.9 | 6.7 | 14.4 | 14.4 | 7.2 | 3.3 | 7.8 | 6.7 | 17.8 | 16.1 | 22.8 | 18.3 | 7.8 | 2.8 | 10 | 9 | 6.7 | -2.2 | 6.7 | -2.2 | 8.9 | 5 | 12.8 | 5 | 13.3 | 10.6 | 5 | -6.7 | 16.3 | 13.3 | 16.7 | 8.9 | 17.4 | 13.2 | 16.1 | 9.4 | 13.3 | 11.2 | 7.2 | 1.7 | 8.9 | 8.3 | 16.7 | 16.7 | 18.3 | 17.2 | 11.7 | 5.6 | 10.6 | 8.6 | 18.3 | 13.9 | 10 | -3.9 | -3.9 | -7.8 | 10.6 | -8.9 | 5 | -7.2 | 7.8 | 5 | 13.3 | 8.9 | 2.2 | -1.7 | 14.4 | 6.7 | 12.8 | 5 | 13.9 | 8.9 | 6 | 4 | 6.1 | -2.2 | 8.3 | 6.7 | 10.6 | 6.1 | 15 | 5.6 | 10 | 5 | 16.1 | 16.1 | 11.7 | 3.9 | 15 | 11.8 | 11.1 | 8.9 | 16.1 | 11.1 | 12.2 | 12.1 | 25.5 | 21.2 | 15.6 | 6.1 | 21 | 19 | 20 | 18.9 | 11.8 | 8.7 | 11.7 | 1.7 | 5.6 | 4.4 | 12.2 | 8.3 | 13.9 | 10 | 5 | 2.8 | 6.1 | 1.1 | 12.2 | 8.3 | 6.7 | -8.9 | 9.7 | -1.2
14 | 3 | 6.1 | 2.2 | 18.9 | 10 | 16.7 | 11.7 | 7.2 | -2.2 | 22.8 | 7.8 | 9 | 8 | 14.6 | 7.9 | 17.2 | 10 | 15 | 8.5 | 12.8 | 8.9 | 16.1 | 11.7 | 10.6 | 0 | 18.3 | -6.1 | 23 | 21 | 21.7 | 17.2 | 21.1 | 19.4 | 23 | 20.9 | 22.2 | 19.4 | 14.4 | 8.3 | 25 | 17.8 | 18.3 | 11.7 | 1.1 | 0 | 21.1 | 7.2 | 14.4 | 13.9 | 10 | 4.4 | 10.4 | 7.8 | 21.7 | 17.2 | 24.4 | 17.8 | 7.8 | 3.9 | 11 | 9 | 8.9 | 0 | 8.9 | -0.8 | 10.6 | 3.9 | 13.9 | 8.9 | 13.9 | 10 | 5.6 | -6.7 | 18.7 | 14 | 18.3 | 9.4 | 18.7 | 13.8 | 20 | 9.4 | 17.8 | 13.1 | 8.9 | 1.7 | 10 | 8.9 | 17.8 | 16.7 | 18.9 | 17.1 | 11.1 | 5.6 | 11.1 | 8.7 | 20 | 15 | 13.3 | -2.2 | -3 | -6.7 | 11.9 | -7.6 | 8.9 | -6.1 | 8.3 | 5.6 | 15 | 9 | 3.3 | -0.6 | 17.8 | 6.7 | 13.3 | 5.6 | 16.1 | 7.8 | 6 | 4 | 7.6 | -2.1 | 9.2 | 7 | 13.3 | 7.8 | 17.2 | 5 | 12 | 4 | 18.9 | 17.8 | 15.4 | 5.1 | 16.6 | 12.4 | 13.9 | 9.4 | 19.4 | 9.4 | 12.8 | 12.4 | 26.7 | 21.2 | 18.9 | 6.1 | 21.3 | 19.4 | 20.6 | 19.4 | 14.3 | 9.6 | 14.4 | 2.2 | 9.4 | 5.6 | 17.2 | 5 | 15.6 | 10 | 6.9 | 3.5 | 8.3 | 3.9 | 16.1 | 9.4 | 8.3 | -10.6 | 11.7 | -1.1
17 | 3 | 8.9 | -1.1 | 21.1 | 10.6 | 21.7 | 11.7 | 6.5 | -1.2 | 24.8 | 7.5 | 9 | 8 | 17 | 7.9 | 17.8 | 10 | 16.6 | 8.6 | 13.3 | 8.3 | 20 | 11.7 | 12.2 | 0 | 21.1 | -5.6 | 26 | 21 | 22.2 | 17.8 | 23.3 | 19.4 | 24.8 | 20.7 | 23.9 | 19.4 | 17.2 | 7.8 | 26.7 | 18.3 | 20.6 | 13.3 | 2.8 | 1.7 | 23.9 | 7.8 | 15.6 | 13.9 | 13.3 | 5 | 13 | 8.5 | 23.9 | 17.8 | 25.6 | 17.8 | 7.8 | 4.4 | 11 | 10 | 10.6 | 1.1 | 11.1 | 0.5 | 11.1 | 3.9 | 11.1 | 8.3 | 17.2 | 11.1 | 7.2 | -6.1 | 21.1 | 14.4 | 21.7 | 9.4 | 20 | 14.4 | 22.8 | 10.6 | 22.2 | 14.4 | 10 | 1.1 | 11.1 | 9.4 | 20.6 | 15 | 19.4 | 16.8 | 10.6 | 5.6 | 11.7 | 8.9 | 22.2 | 6.7 | 14.4 | -2.8 | -2 | -6 | 13.1 | -7.8 | 11.7 | -4.4 | 7.8 | 6.1 | 16.6 | 8.8 | 3.9 | -1.1 | 21.7 | 6.7 | 13.9 | 7.2 | 17.8 | 7.8 | 6 | 4 | 9.1 | -2.8 | 10.2 | 7.5 | 15.6 | 7.8 | 21.1 | 6.1 | 13 | 5 | 21.7 | 17.8 | 19.1 | 5.6 | 18.3 | 12.8 | 16.7 | 10 | 21.7 | 9.4 | 13.3 | 12.8 | 27.8 | 21.1 | 21.1 | 6.7 | 21.7 | 20 | 22.2 | 19.4 | 16.7 | 10 | 17.8 | 0 | 11.7 | 6.1 | 19.4 | 6.7 | 15.6 | 11.7 | 8.7 | 4.1 | 10 | 5.6 | 20 | 10.6 | 9.4 | -10.6 | 13.5 | -0.8
19 | 3 | 8.9 | -1.7 | 22.2 | 10 | 23.9 | 12.2 | 5.7 | -0.5 | 26.9 | 7.4 | 9 | 8 | 19.4 | 7.8 | 17.8 | 11.1 | 18.3 | 8.3 | 13.3 | 10.6 | 20.6 | 12.8 | 13.3 | -1.1 | 21.7 | -5.6 | 28 | 22 | 22.8 | 17.8 | 24.4 | 18.9 | 26.7 | 20.6 | 25.6 | 19.4 | 18.9 | 7.8 | 26.1 | 18.3 | 22.8 | 14.4 | 3.3 | 1.1 | 25 | 8.3 | 16.1 | 14.4 | 15.6 | 6.1 | 15.6 | 8.9 | 25.6 | 18.3 | 26.1 | 17.8 | 7.2 | 4.4 | 11 | 10 | 12.8 | 1.1 | 13.3 | 1.7 | 13.9 | 5.6 | 15 | 9.4 | 19.4 | 11.7 | 10 | -5 | 22.6 | 15.2 | 23.9 | 9.4 | 22.2 | 15.6 | 25.6 | 10.6 | 23.9 | 14.3 | 12.2 | 1.7 | 12.8 | 10 | 21.7 | 13.3 | 20 | 16.7 | 10 | 6.1 | 12.8 | 9.1 | 22.8 | 4.4 | 15.6 | -3.9 | -1.1 | -6.1 | 14.4 | -8.9 | 13.9 | -4.4 | 7.2 | 6.1 | 18.3 | 8.3 | 5.6 | -1.7 | 25 | 4.4 | 16.1 | 8.3 | 18.9 | 7.2 | 6 | 4 | 10.6 | -3.9 | 11.1 | 7.8 | 17.2 | 6.7 | 23.9 | 5 | 13 | 5 | 23.9 | 16.7 | 22.8 | 5 | 20.3 | 13.3 | 21.1 | 10 | 22.8 | 10.6 | 15.3 | 13.9 | 29.1 | 21.6 | 23.9 | 6.7 | 23.5 | 20.3 | 24.4 | 20 | 18.2 | 10.8 | 20 | 0 | 13.9 | 6.1 | 21.7 | 6.1 | 17.8 | 11.7 | 10.6 | 4.4 | 13.3 | 6.1 | 23.3 | 10.6 | 10 | -10 | 15.4 | -1.1
20 | 2 | 9.4 | -1.1 | 23.9 | 12.8 | 25.6 | 12.8 | 5 | 0 | 28.9 | 6.7 | 9 | 7 | 20.9 | 7.5 | 18.9 | 11.1 | 20 | 7.7 | 15 | 7.8 | 22.2 | 12.8 | 14.4 | -2.2 | 23.9 | -6.7 | 27 | 21 | 23.3 | 17.8 | 26.7 | 17.8 | 25.2 | 20.7 | 26.7 | 19.4 | 20 | 7.2 | 27.8 | 18.3 | 23.3 | 15 | 4.4 | 2.8 | 27.8 | 8.3 | 17.8 | 15 | 17.8 | 6.7 | 16.7 | 8.9 | 26.7 | 17.8 | 26.7 | 17.8 | 7.2 | 4.4 | 12 | 10 | 13.9 | 3.3 | 14.1 | 2 | 14.4 | 5.6 | 16.7 | 10.6 | 20 | 12.2 | 9.4 | -4.4 | 24.1 | 15.6 | 25.6 | 8.3 | 24.5 | 16.5 | 27.8 | 10 | 25.5 | 13.7 | 12.8 | 2.2 | 15 | 10.6 | 22.2 | 10.6 | 18.7 | 16 | 9.4 | 7.2 | 13.9 | 9 | 23.3 | 4.4 | 16.7 | -4.4 | -0.4 | -5.2 | 15.2 | -8 | 12.2 | -6.1 | 7.8 | 6.7 | 19.8 | 8.5 | 7.2 | -2.8 | 26.1 | 5.6 | 16.7 | 9.4 | 20.6 | 7.2 | 6 | 4 | 11.1 | -3.7 | 13.1 | 8.6 | 19.4 | 6.7 | 25.6 | 4.4 | 14 | 4 | 25.6 | 16.1 | 24.1 | 5 | 22.4 | 13.8 | 23.3 | 10.6 | 24.4 | 11.7 | 17.4 | 15.1 | 30.4 | 21.8 | 24.4 | 5.6 | 25.4 | 20.7 | 25.6 | 20 | 19.6 | 11.2 | 22.2 | 0 | 14.4 | 6.1 | 23.9 | 4.4 | 18.9 | 11.7 | 12.1 | 5.1 | 15.6 | 6.7 | 25.6 | 10.6 | 10.6 | -9.4 | 17.2 | -1.7
20 | 3 | 8.9 | -0.6 | 25 | 12.2 | 26.1 | 12.8 | 6.7 | -1.5 | 29.5 | 5.6 | 8 | 7 | 22.4 | 7 | 18.3 | 11.1 | 21.6 | 6.7 | 15 | 8.3 | 22.2 | 12.2 | 15 | -2.2 | 23.9 | -5.6 | 28 | 22 | 23.3 | 17.8 | 27.8 | 16.1 | 23.7 | 20.7 | 27.2 | 19.4 | 21.7 | 7.2 | 27.2 | 18.3 | 25 | 15 | 5.6 | 3.9 | 28.9 | 8.3 | 17.8 | 14.4 | 18.9 | 7.8 | 17.8 | 8.9 | 26.7 | 17.2 | 27.2 | 18.3 | 7.2 | 3.9 | 13 | 11 | 15.6 | 3.9 | 14.8 | 2 | 15 | 6.1 | 17.8 | 11.1 | 21.7 | 13.3 | 10.6 | -5.6 | 25.6 | 16.1 | 26.1 | 7.8 | 26.7 | 17.2 | 28.9 | 7.8 | 27.2 | 13.3 | 12.8 | 1.7 | 15.6 | 10 | 23.3 | 8.9 | 17.4 | 15.2 | 8.9 | 7.8 | 15 | 8.9 | 24.4 | 6.7 | 17.2 | -5 | 0.4 | -4.6 | 15.9 | -8.8 | 13.3 | -5.6 | 7.2 | 6.1 | 21.3 | 8.9 | 7.2 | -2.8 | 26.1 | 3.9 | 13.3 | 10 | 21.7 | 6.7 | 6 | 4 | 11.7 | -3.9 | 15.2 | 9.4 | 21.1 | 6.7 | 27.2 | 4.4 | 14 | 3 | 26.7 | 13.3 | 25.4 | 5.1 | 24.4 | 13.9 | 25.6 | 10.6 | 25 | 11.7 | 19.4 | 16.1 | 31.7 | 22.2 | 26.7 | 4.4 | 27.2 | 20.6 | 27.8 | 20 | 21.1 | 11.7 | 23.3 | 0 | 15.6 | 3.9 | 25.6 | 2.8 | 22.2 | 12.8 | 13.5 | 5.2 | 17.2 | 6.7 | 25 | 10 | 11.7 | -10 | 18.7 | -0.1
20 | 3 | 9.4 | -0.6 | 25.6 | 13.3 | 26.7 | 12.8 | 8.3 | -4.3 | 30 | 3.9 | 8 | 7 | 23.9 | 6.1 | 17.2 | 11.7 | 23.3 | 5.6 | 15.6 | 7.8 | 21.7 | 11.7 | 16.1 | -2.8 | 25 | -6.1 | 28 | 22 | 23.3 | 17.8 | 29.4 | 13.9 | 22.2 | 20.6 | 27.8 | 15 | 22.2 | 6.7 | 29.4 | 18.3 | 26.7 | 15 | 7.2 | 1.1 | 30.6 | 7.2 | 17.8 | 14.4 | 21.1 | 10.6 | 18.9 | 8.3 | 28.3 | 17.2 | 27.2 | 17.8 | 7.2 | 3.9 | 13 | 11 | 16.7 | 3.9 | 15.6 | 2.2 | 16.7 | 6.1 | 16.7 | 5.6 | 20.6 | 12.8 | 8.3 | -1.1 | 26 | 15.1 | 26.7 | 7.2 | 28 | 16 | 27.8 | 7.8 | 27.8 | 13.4 | 12.8 | 4.4 | 17.2 | 9.4 | 25 | 10.6 | 16.1 | 14.4 | 9.4 | 8.9 | 16.5 | 9.2 | 25 | 5 | 18.3 | -6.1 | 1.1 | -5 | 16.7 | -10.6 | 13.3 | -4.4 | 7.8 | 6.7 | 22.8 | 8.9 | 7.2 | -3.3 | 28.3 | 5 | 12.8 | 11.7 | 22.8 | 6.1 | 6 | 5 | 12.2 | -5 | 17.2 | 10 | 22.2 | 5 | 27.8 | 4.4 | 14 | 5 | 27.8 | 13.3 | 26.7 | 4.4 | 22.9 | 14.2 | 25.6 | 10 | 25.6 | 12.2 | 19 | 16.4 | 31.7 | 21.9 | 27.2 | 4.4 | 27.9 | 20 | 28.3 | 19.4 | 22 | 12.3 | 24.4 | 0.6 | 14.4 | 5 | 26.1 | 3.9 | 23.3 | 12.2 | 15 | 5.6 | 17.2 | 5.6 | 26.1 | 10 | 12.8 | -8.9 | 20.2 | 1.1
17 | 3 | 10 | 0 | 26.1 | 12.2 | 27.2 | 12.8 | 10 | -9.4 | 30.6 | 2.8 | 8 | 7 | 25.2 | 3.2 | 17.8 | 11.1 | 23.5 | 5.9 | 14.4 | 8.9 | 22.2 | 11.7 | 16.7 | -3.9 | 24.4 | -4.4 | 28 | 22 | 23.9 | 17.8 | 29.4 | 13.9 | 24.1 | 21 | 28.3 | 12.8 | 23.3 | 6.1 | 28.9 | 18.3 | 28.3 | 13.9 | 8.3 | 0 | 30.6 | 4.4 | 19.4 | 15.6 | 22.2 | 10 | 19.6 | 8 | 27.2 | 17.2 | 26.1 | 17.8 | 7.8 | 4.4 | 15 | 11 | 18.3 | 5 | 15.2 | 3.4 | 17.2 | 6.7 | 17.2 | 13.3 | 18.9 | 11.7 | 8.9 | -2.2 | 26.3 | 14.1 | 27.2 | 8.3 | 29.3 | 14.3 | 30 | 6.7 | 28.3 | 13.1 | 12.8 | 3.9 | 17.8 | 9.4 | 22.8 | 13.3 | 15.7 | 14.3 | 10.6 | 9.4 | 17.9 | 9.6 | 26.1 | 5 | 20 | -6.7 | 1.3 | -3.5 | 16.9 | -9.6 | 15.6 | -3.3 | 7.8 | 7.2 | 21.9 | 9.1 | 8.9 | -3.9 | 28.9 | 5 | 15.6 | 12.8 | 23.3 | 5 | 6 | 5 | 12.2 | -4.3 | 18.5 | 9.6 | 23.3 | 5.6 | 27.8 | 3.3 | 14 | 4 | 27.8 | 11.1 | 27.1 | 4.2 | 21.5 | 14.7 | 26.1 | 8.3 | 26.1 | 13.9 | 18.7 | 16.9 | 31.7 | 21.6 | 28.3 | 3.9 | 28.7 | 19.6 | 27.2 | 19.4 | 23 | 12.9 | 25 | 1.1 | 15.6 | 4.4 | 25 | 2.8 | 24.4 | 11.7 | 15.6 | 5.2 | 18.9 | 6.1 | 26.1 | 10 | 13.3 | -7.8 | 21.7 | 2.2
17 | 3 | 10.6 | 0 | 25.6 | 12.2 | 27.2 | 12.8 | 9.8 | -7.8 | 31.1 | 2.3 | 8 | 7 | 26.5 | -2 | 17.8 | 11.1 | 23.7 | 7 | 15 | 8.3 | 20.6 | 12.2 | 17.2 | -2.8 | 25 | -5.6 | 27 | 22 | 23.3 | 17.8 | 30 | 14.4 | 25.9 | 21.4 | 28.3 | 12.2 | 23.9 | 5 | 28.9 | 17.8 | 28.9 | 12.8 | 8.9 | 0.6 | 27.8 | 3.3 | 18.3 | 15 | 23.9 | 11.1 | 20.4 | 7.1 | 27.8 | 17.2 | 25.6 | 17.8 | 8.3 | 4.4 | 16 | 11 | 19.4 | 4.4 | 14.8 | 4.2 | 17.8 | 6.1 | 17.8 | 12.2 | 15 | 8.9 | 10 | -2.2 | 26.7 | 12.8 | 27.2 | 8.3 | 30.6 | 12.2 | 30.6 | 6.7 | 28.9 | 13.3 | 12.2 | 4.4 | 19.4 | 11.1 | 21.1 | 12.2 | 15.4 | 14.1 | 10 | 9.4 | 19.4 | 9.4 | 26.1 | 3.3 | 17.2 | -0.6 | 1.5 | -2.6 | 17 | -10.3 | 14.4 | -4.4 | 7.8 | 7.2 | 20.9 | 9.5 | 8.9 | -3.3 | 28.9 | 4.4 | 17.8 | 12.8 | 24.4 | 5.6 | 6 | 4 | 12.2 | -4.3 | 19.8 | 9.1 | 23.3 | 5 | 27.8 | 4.4 | 15 | 4 | 27.8 | 11.7 | 27.4 | 4.5 | 20 | 14.4 | 25 | 10 | 25.6 | 12.8 | 18.3 | 17.2 | 31.7 | 21.1 | 29.4 | 2.8 | 29.4 | 18.9 | 27.8 | 20 | 23.9 | 13.3 | 24.4 | 1.1 | 16.7 | 3.9 | 26.7 | 2.2 | 24.4 | 12.8 | 16.1 | 4.8 | 18.3 | 5.6 | 26.7 | 10.6 | 13.9 | -8.3 | 21.7 | 0.2
18 | 3 | 10 | 0 | 25.6 | 10.6 | 27.2 | 12.8 | 9.6 | -7.5 | 31.7 | 1.9 | 9 | 7 | 27.8 | -10.6 | 17.2 | 11.1 | 23.9 | 7.8 | 13.9 | 9.4 | 20 | 12.2 | 17.2 | -2.8 | 26.1 | -5.6 | 26 | 21 | 23.3 | 17.8 | 29.4 | 17.8 | 27.8 | 21.7 | 27.8 | 12.8 | 25 | 5 | 27.8 | 17.8 | 28.9 | 6.1 | 9.4 | 0 | 27.2 | 6.1 | 18.9 | 14.4 | 25 | 11.1 | 21.1 | 6.1 | 27.8 | 17.2 | 23.3 | 18.9 | 8.3 | 4.4 | 17 | 10 | 19.4 | 5 | 14.4 | 5 | 17.8 | 4.4 | 13.9 | 10 | 12.2 | 6.1 | 8.3 | -1.1 | 25.9 | 13.4 | 27.2 | 7.8 | 30.2 | 9.7 | 30 | 5.6 | 28.3 | 13.5 | 11.1 | 5 | 20 | 11.1 | 22.2 | 6.1 | 15 | 13.9 | 10 | 9.4 | 19.2 | 8.9 | 26.1 | 4.4 | 16.7 | 0.6 | 1.7 | -2.2 | 17.2 | -12.2 | 13.9 | -4.4 | 8.3 | 6.7 | 20 | 9.4 | 9.4 | -1.7 | 28.3 | 3.9 | 17.8 | 12.8 | 25 | 6.7 | 6 | 4 | 12.2 | -5 | 21.1 | 8.3 | 23.3 | 5 | 28.3 | 3.3 | 14 | 3 | 26.7 | 11.7 | 27.8 | 4.4 | 19.8 | 14.9 | 26.1 | 6.1 | 25.6 | 13.3 | 19.4 | 17.2 | 30.2 | 21.9 | 30 | 2.2 | 28.9 | 18.7 | 27.2 | 20.6 | 24.3 | 13.6 | 25 | 1.1 | 18.3 | 3.3 | 26.7 | 1.1 | 25 | 12.8 | 16.7 | 4.4 | 19.4 | 6.7 | 26.1 | 11.1 | 13.9 | -8.3 | 21.7 | -2
18 | 2 | 9.4 | -0.6 | 26.1 | 11.1 | 26.7 | 12.2 | 9.4 | -7.8 | 32.2 | 1.7 | 9 | 7 | 24.8 | -1.7 | 16.1 | 10.6 | 21.5 | 8.4 | 12.2 | 8.9 | 17.8 | 12.2 | 17.8 | -3.3 | 25.6 | -8.3 | 25 | 21 | 22.8 | 17.8 | 28.9 | 17.2 | 27.1 | 21.6 | 26.7 | 13.3 | 24.4 | 5 | 27.2 | 17.8 | 28.3 | 5.6 | 9.4 | -1.7 | 27.2 | 6.1 | 17.8 | 13.9 | 25.6 | 11.7 | 20.2 | 6.2 | 28.3 | 17.8 | 22.8 | 18.9 | 7.8 | 4.4 | 18 | 10 | 19.4 | 5 | 13.5 | 5.2 | 17.8 | 3.3 | 7.8 | 7.8 | 10 | 6.7 | 7.2 | 0 | 25.2 | 14.1 | 27.2 | 7.8 | 29.8 | 6.5 | 29.4 | 6.1 | 27.8 | 13.8 | 11.7 | 5 | 21.1 | 10 | 20.6 | 5.6 | 15 | 13.6 | 9.4 | 8.9 | 19.1 | 8.2 | 26.1 | 1.7 | 13.9 | -0.6 | 0.4 | -2.8 | 16.5 | -10.7 | 12.8 | -4.4 | 8.3 | 7.2 | 18.7 | 9.5 | 8.3 | -2.2 | 27.8 | 3.3 | 17.2 | 13.9 | 24.4 | 6.1 | 6 | 4 | 10.7 | -3 | 20.4 | 8.4 | 22.8 | 5.6 | 27.2 | 3.3 | 14 | 3 | 25 | 11.7 | 26.3 | 4.7 | 19.6 | 14.9 | 24.4 | 6.7 | 25 | 13.9 | 20.6 | 17.4 | 28.7 | 22 | 29.4 | 1.1 | 28.3 | 18.4 | 27.8 | 19.4 | 24.6 | 13.8 | 24.4 | 0 | 17.8 | 2.8 | 25.6 | 0.6 | 22.8 | 13.9 | 15.8 | 4.2 | 17.8 | 6.1 | 20 | 15 | 12.8 | -9.4 | 21.7 | -5.6
19 | 2 | 8.3 | 0 | 23.9 | 11.1 | 25 | 12.8 | 8.1 | -6.7 | 31.1 | 2.3 | 9 | 7 | 21.9 | 1.5 | 15.6 | 10 | 19.1 | 9.1 | 12.2 | 6.7 | 16.7 | 12.2 | 17.2 | -3.3 | 24.4 | -6.1 | 24 | 21 | 21.7 | 17.8 | 28.3 | 12.8 | 26.3 | 21.7 | 25.6 | 17.2 | 24.4 | 5.6 | 25.6 | 17.8 | 26.7 | 6.1 | 10 | -1.7 | 26.7 | 3.9 | 16.7 | 13.3 | 25 | 11.1 | 19.2 | 6.4 | 26.7 | 16.1 | 21.7 | 18.3 | 7.8 | 3.9 | 18 | 11 | 18.3 | 5.6 | 12.6 | 5.5 | 16.1 | 2.2 | 5 | 5 | 11.1 | 7.2 | 6.7 | 0 | 24.4 | 14.4 | 26.1 | 7.2 | 29.4 | 3.3 | 26.7 | 5.6 | 27.2 | 13.9 | 10.6 | 4.4 | 20.6 | 10.6 | 16.1 | 8.9 | 15 | 13.2 | 9.4 | 8.9 | 18.9 | 7.2 | 25.6 | 0.6 | 12.8 | -0.6 | -0.9 | -4 | 15.7 | -10.4 | 11.1 | -4.4 | 8.3 | 6.7 | 17.4 | 9.3 | 6.7 | -2.2 | 27.2 | 2.8 | 16.1 | 15 | 23.9 | 6.7 | 6 | 4 | 9.3 | -1.8 | 19.6 | 8 | 22.2 | 6.7 | 26.7 | 3.3 | 13 | 2 | 23.3 | 11.7 | 24.8 | 5.1 | 19.4 | 15 | 22.8 | 8.9 | 23.3 | 13.3 | 21.7 | 17.2 | 27.2 | 22.2 | 27.8 | 1.1 | 27.8 | 18.3 | 27.2 | 19.4 | 25 | 13.9 | 21.7 | 1.1 | 17.2 | 3.3 | 22.8 | 1.1 | 23.3 | 13.9 | 14.8 | 4.2 | 17.8 | 7.2 | 19.4 | 16.1 | 12.8 | -9.4 | 20.2 | -3.1
17 | 1 | 7.8 | 0 | 21.7 | 11.7 | 21.7 | 12.8 | 6.9 | -6.3 | 30 | 3.1 | 9 | 7 | 18.9 | 3.3 | 14.4 | 10 | 16.7 | 8.9 | 11.7 | 5 | 13.9 | 12.2 | 15 | -3.3 | 21.7 | -5.6 | 23 | 21 | 21.1 | 17.8 | 26.1 | 11.7 | 25.6 | 21.7 | 23.9 | 13.3 | 23.3 | 5.6 | 25 | 17.8 | 23.9 | 5.6 | 8.9 | -1.1 | 15.6 | 2.2 | 16.1 | 12.8 | 22.2 | 12.2 | 18.3 | 6.1 | 24.4 | 17.8 | 21.7 | 18.9 | 7.8 | 3.9 | 12 | 11 | 16.1 | 4.4 | 11.7 | 5.6 | 15 | 1.1 | 4.4 | 4.4 | 10.6 | 7.2 | 6.1 | 0.6 | 22.6 | 15 | 22.8 | 7.8 | 27.2 | 10.9 | 25 | 6.1 | 23.9 | 15.2 | 10.6 | 4.4 | 20 | 11.1 | 12.8 | 8.3 | 15 | 12.8 | 9.4 | 8.9 | 17.4 | 7.5 | 23.3 | 1.7 | 11.7 | -2.8 | -2.2 | -5.6 | 15 | -11.1 | 10 | -4.4 | 8.3 | 6.7 | 16.1 | 8.9 | 6.7 | -1.7 | 25 | 4.4 | 16.1 | 15 | 22.8 | 9.4 | 6 | 4 | 7.8 | -1.7 | 18.9 | 7.8 | 20.6 | 7.2 | 25 | 3.3 | 12 | 2 | 21.7 | 13.9 | 23.3 | 5 | 18.3 | 14.8 | 21.1 | 8.3 | 20.6 | 12.8 | 19.7 | 16.9 | 26.8 | 22.4 | 22.8 | 1.7 | 26.9 | 19 | 23.9 | 18.9 | 23.5 | 14 | 20.6 | 3.9 | 15.6 | 3.3 | 19.4 | 1.1 | 20.6 | 12.2 | 13.9 | 3.9 | 17.2 | 7.2 | 18.3 | 16.1 | 10.6 | -8.3 | 18.7 | -2.5
14 | 2 | 7.8 | 0 | 16.1 | 12.8 | 20 | 12.8 | 5.6 | -7.2 | 28.9 | 3.9 | 9 | 7 | 16.9 | 2.1 | 13.9 | 9.4 | 15.8 | 9.3 | 10.6 | 3.9 | 12.8 | 11.7 | 11.7 | -1.7 | 20.6 | -5 | 23 | 21 | 21.1 | 17.8 | 23.9 | 17.2 | 24.8 | 21.9 | 22.8 | 14.4 | 22.2 | 7.2 | 22.8 | 18.9 | 20 | 5.6 | 8.3 | 0.6 | 12.8 | -1.7 | 15.6 | 12.8 | 20 | 11.7 | 16.8 | 6.1 | 23.9 | 19.4 | 22.2 | 19.4 | 7.8 | 4.4 | 11 | 9 | 14.4 | 4.4 | 11.9 | 5.8 | 12.2 | 0 | 3.3 | 2.2 | 9.4 | 6.7 | 6.7 | 0.6 | 20.7 | 15.1 | 21.1 | 7.2 | 25 | 14.5 | 23.9 | 6.1 | 20.5 | 15.5 | 8.3 | 4.4 | 17.2 | 11.1 | 11.1 | 7.2 | 14.6 | 12.8 | 9.4 | 8.9 | 15.9 | 7.4 | 20.6 | 1.7 | 10.6 | -2.2 | -2.2 | -5 | 14.1 | -10.8 | 9.4 | -3.9 | 8.3 | 6.7 | 16.8 | 9.3 | 6.7 | -0.6 | 21.1 | 3.9 | 16.7 | 15.6 | 20.6 | 7.8 | 6 | 4 | 6.3 | -1 | 17.4 | 7.8 | 19.4 | 6.7 | 22.8 | 2.8 | 11 | 4 | 19.4 | 15.6 | 21.6 | 6.7 | 17.2 | 14.3 | 19.4 | 7.8 | 20 | 13.3 | 17.6 | 16.3 | 26.5 | 22.6 | 22.8 | 2.2 | 25.9 | 19.6 | 22.2 | 18.9 | 22.1 | 14.3 | 18.9 | 5.6 | 12.2 | 3.9 | 18.3 | 0.6 | 18.3 | 8.3 | 13 | 3.7 | 16.7 | 7.2 | 18.3 | 16.1 | 8.3 | -7.8 | 17.2 | -2.2
13 | 2 | 6.7 | 1.1 | 15.6 | 12.8 | 18.3 | 12.8 | 4.7 | -6.6 | 27.6 | 3.3 | 7 | 6 | 14.8 | 1 | 13.9 | 10 | 14.8 | 9.2 | 10.6 | 2.8 | 12.2 | 11.7 | 10.6 | -1.7 | 20 | -4.4 | 21 | 21 | 21.1 | 17.8 | 22.2 | 18.9 | 24.1 | 22.2 | 22.8 | 16.1 | 22.2 | 7.2 | 23.3 | 18.9 | 18.9 | 5.6 | 7.8 | -0.6 | 11.7 | -1.7 | 15.6 | 12.2 | 18.3 | 11.1 | 15.4 | 5.9 | 22.2 | 20 | 22.2 | 18.9 | 7.8 | 3.9 | 11 | 9 | 12.2 | 4.4 | 12 | 6.1 | 11.1 | -1.1 | 2.8 | 2.2 | 8.3 | 5.6 | 7.2 | 1.1 | 18.9 | 15 | 19.4 | 7.2 | 22.8 | 16.7 | 21.1 | 8.3 | 17.2 | 15 | 7.8 | 4.4 | 16.1 | 10.6 | 10 | 6.7 | 14.3 | 12.9 | 8.9 | 8.3 | 14.4 | 7.2 | 20.6 | 4.4 | 10.6 | -1.7 | -2.2 | -4.7 | 13.1 | -10.8 | 8.9 | -2.2 | 8.3 | 7.2 | 17.6 | 9.3 | 6.1 | 0 | 18.9 | 4.4 | 16.7 | 16.1 | 20 | 6.7 | 6 | 4 | 4.8 | -1.1 | 15.9 | 7.7 | 18.3 | 7.8 | 20.6 | 3.3 | 11 | 4 | 18.3 | 16.7 | 20 | 7.7 | 16.1 | 13.9 | 19.4 | 7.2 | 17.2 | 13.3 | 15.6 | 15.6 | 26.1 | 22.8 | 20.6 | 2.8 | 25 | 20 | 21.1 | 18.9 | 20.6 | 13.9 | 16.7 | 7.2 | 10 | 5 | 15.6 | 1.1 | 18.9 | 8.3 | 12 | 3 | 15 | 7.8 | 17.2 | 15.6 | 6.7 | -7.8 | 16.3 | -1.1
11 | 1 | 5.6 | 2.8 | 15.6 | 12.2 | 17.8 | 12.8 | 3.7 | -7.1 | 26.3 | 3.5 | 6 | 6 | 12.8 | -0.6 | 13.9 | 10.6 | 13.9 | 9.4 | 10 | 3.9 | 12.2 | 11.2 | 10 | -1.1 | 19.4 | -3.3 | 21 | 20 | 21.1 | 17.8 | 22.2 | 18.9 | 23.3 | 22.2 | 22.2 | 16.7 | 21.1 | 8.3 | 22.8 | 19.4 | 18.9 | 3.9 | 6.1 | 1.7 | 12.8 | -0.6 | 13.9 | 11.1 | 17.2 | 10 | 13.9 | 5.6 | 22.2 | 20 | 21.7 | 19.4 | 7.8 | 3.9 | 11 | 10 | 11.1 | 3.3 | 12.2 | 6.1 | 8.9 | 0 | 2.2 | 0.6 | 7.8 | 6.1 | 7.2 | 1.1 | 18.3 | 15.2 | 19.4 | 7.8 | 21.9 | 16.4 | 21.7 | 8.3 | 16.3 | 14.3 | 7.8 | 4.4 | 13.9 | 11.7 | 8.9 | 6.1 | 13.9 | 12.8 | 8.3 | 7.8 | 12.2 | 6.1 | 18.9 | 2.8 | 10 | -1.7 | -2.2 | -5 | 12.2 | -12.8 | 8.9 | -3.3 | 8.3 | 7.2 | 18.3 | 9.4 | 6.1 | -1.7 | 17.8 | 4.4 | 17.2 | 16.7 | 18.9 | 6.7 | 6 | 4 | 3.3 | -1.1 | 14.4 | 7.2 | 17.2 | 8.9 | 18.3 | 3.9 | 9 | 3 | 18.9 | 17.8 | 18.3 | 8.3 | 16.3 | 14.2 | 17.8 | 8.9 | 17.2 | 13.3 | 15.2 | 15.2 | 26.1 | 22.6 | 20.6 | 2.8 | 24.3 | 20.4 | 21.1 | 18.9 | 19.3 | 14.2 | 16.1 | 4.4 | 10 | 5.6 | 13.3 | 1.7 | 17.8 | 8.9 | 11.1 | 2.8 | 14.4 | 7.2 | 15.6 | 15 | 5 | -6.7 | 15.3 | -1.1
10 | 1 | 5.6 | 2.2 | 14.4 | 12.2 | 17.2 | 11.7 | 2.8 | -8.3 | 25 | 2.8 | 7 | 6 | 11.3 | -0.2 | 13.9 | 11.1 | 13.3 | 9.6 | 10 | 3.9 | 12.2 | 11.2 | 8.3 | -0.6 | 18.3 | -2.2 | 21 | 21 | 21.1 | 18.3 | 21.7 | 17.2 | 22.9 | 22.1 | 22.2 | 16.1 | 18.9 | 9.4 | 22.8 | 18.9 | 18.3 | 3.9 | 6.1 | 2.2 | 12.2 | -1.1 | 12.8 | 10.6 | 15.6 | 10 | 13.3 | 5.5 | 21.7 | 20.6 | 21.7 | 19.4 | 7.8 | 3.9 | 12 | 11 | 10 | 2.8 | 11.3 | 6.1 | 7.8 | -0.6 | 1.7 | 0.6 | 7.2 | 5.6 | 7.8 | 1.1 | 17.8 | 15.5 | 18.9 | 7.8 | 20.9 | 16.1 | 20.6 | 8.9 | 15.3 | 13.5 | 7.2 | 5 | 14.4 | 11.7 | 8.3 | 4.4 | 13.9 | 12.5 | 7.8 | 7.8 | 10 | 4.8 | 18.3 | 2.8 | 8.9 | -1.7 | -2.4 | -4.6 | 12.4 | -10.7 | 8.3 | -3.3 | 8.3 | 7.2 | 16.5 | 7.7 | 4.4 | 0 | 16.7 | 4.4 | 17.8 | 17.2 | 17.8 | 6.7 | 6 | 4 | 2.4 | -1.5 | 13.1 | 7.6 | 15.6 | 8.9 | 17.8 | 3.3 | 7 | 4 | 18.3 | 17.8 | 17.6 | 8.8 | 16.5 | 14.4 | 16.7 | 10 | 16.1 | 12.8 | 14.8 | 14.8 | 26.1 | 22.4 | 20.6 | 2.8 | 23.5 | 20.8 | 20.6 | 18.9 | 18 | 14.1 | 13.3 | 5.6 | 8.9 | 5 | 14.4 | 3.3 | 16.7 | 9.4 | 10.7 | 3.3 | 14.4 | 7.2 | 17.2 | 14.4 | 3.9 | -6.7 | 14.4 | -1.1
9 | 2 | 5 | 2.8 | 12.8 | 11.1 | 16.7 | 12.8 | 0.6 | -7 | 23 | 3 | 7 | 6 | 9.8 | 0.1 | 13.9 | 11.1 | 12.8 | 9.8 | 8.9 | 3.3 | 12.2 | 10.6 | 7.2 | -0.6 | 18.9 | -2.8 | 21 | 21 | 20.6 | 18.3 | 21.7 | 17.2 | 22.6 | 21.9 | 22.2 | 16.7 | 17.8 | 10 | 23.3 | 18.9 | 15.6 | 4.4 | 5.6 | 1.7 | 11.1 | -1.1 | 12.2 | 10.6 | 15 | 9.4 | 12.8 | 5.7 | 20.6 | 20.6 | 21.7 | 20 | 7.8 | 3.9 | 12 | 10 | 9 | 2.6 | 10.3 | 5.9 | 6.1 | 3.3 | 1.1 | 0 | 7.2 | 5.6 | 7.8 | 1.7 | 17.2 | 15.6 | 19.4 | 8.3 | 20 | 15.6 | 19.4 | 9.4 | 14.4 | 12.8 | 7.2 | 4.4 | 12.8 | 10.6 | 8.3 | 2.8 | 13.9 | 12.1 | 7.8 | 7.2 | 7.8 | 3.3 | 17.8 | 0.6 | 8.3 | -1.7 | -2.6 | -4.7 | 12.6 | -9.3 | 7.2 | -2.8 | 7.8 | 7.2 | 14.6 | 6.2 | 3.9 | 0 | 19.4 | 5 | 17.8 | 17.2 | 16.7 | 6.7 | 6 | 5 | 1.5 | -2 | 11.9 | 7.8 | 15.6 | 8.9 | 16.1 | 3.3 | 6 | 3 | 18.3 | 17.8 | 16.8 | 9.3 | 16.7 | 14.4 | 14.4 | 10 | 15.6 | 12.8 | 14.4 | 14.4 | 26.1 | 22.2 | 19.4 | 2.2 | 22.8 | 21.1 | 20.6 | 18.9 | 16.7 | 13.9 | 13.3 | 2.8 | 9.4 | 5 | 15.6 | 4.4 | 14.4 | 9.4 | 10.4 | 3.9 | 13.9 | 5 | 16.1 | 13.9 | 3.9 | -7.2 | 13.3 | -0.9
10 | 1 | 4.4 | 2.8 | 12.8 | 11.1 | 15 | 11.7 | -1.7 | -7.3 | 20.9 | 2.2 | 6 | 6 | 8.3 | 0 | 13.9 | 10.6 | 12.2 | 10 | 9.4 | 3.9 | 12.2 | 9.8 | 8.9 | -0.6 | 18.9 | -2.8 | 21 | 21 | 20.6 | 18.3 | 21.1 | 17.2 | 22.2 | 21.7 | 22.2 | 16.7 | 17.2 | 10.6 | 22.8 | 18.9 | 13.9 | 5.6 | 5 | 1.1 | 10.6 | -0.6 | 11.1 | 10 | 14.4 | 8.9 | 12.2 | 5.6 | 20.6 | 20.6 | 21.7 | 19.4 | 7.8 | 3.9 | 13 | 10 | 8 | 2.2 | 9.4 | 5.6 | 6.1 | 1.7 | 1.1 | -0.6 | 6.7 | 5 | 8.3 | 2.2 | 17 | 15.4 | 17.8 | 8.9 | 19.6 | 16.3 | 19.4 | 9.4 | 14.4 | 13 | 7.2 | 3.9 | 12.2 | 10 | 7.8 | 2.2 | 13.9 | 11.7 | 7.2 | 6.7 | 6.9 | 3 | 16.7 | 2.2 | 7.2 | -1.7 | -2.8 | -5 | 12.8 | -10 | 6.7 | -1.7 | 7.8 | 7.8 | 12.8 | 4.4 | 2.8 | 1.1 | 14.4 | 6.7 | 17.8 | 17.2 | 14.4 | 7.8 | 6 | 4 | 0.6 | -2.8 | 10.6 | 7.8 | 15.6 | 8.9 | 15.6 | 3.3 | 5 | 3 | 18.3 | 17.8 | 16.1 | 9.4 | 15.9 | 14.1 | 13.9 | 10 | 15 | 12.8 | 13.9 | 13.9 | 25.9 | 22.4 | 18.3 | 2.8 | 23 | 21.1 | 20 | 18.9 | 15.6 | 13.3 | 12.8 | 3.3 | 7.8 | 5.6 | 15 | 5 | 13.9 | 10 | 10 | 4.4 | 12.2 | 6.1 | 15.6 | 13.3 | 5.6 | -7.8 | 12.2 | -1.2
9 | 0 | 4.4 | 2.8 | 12.2 | 10 | 15 | 12.2 | -3.9 | -8.3 | 18.9 | 1.7 | 6 | 6 | 7.8 | 0.3 | 13.9 | 8.9 | 11.7 | 9.6 | 8.9 | 4.4 | 12.2 | 9.8 | 7.8 | 0.6 | 17.2 | -1.1 | 20 | 19 | 20.6 | 18.3 | 20 | 17.2 | 21.8 | 21.3 | 21.7 | 16.1 | 16.7 | 11.1 | 22.8 | 18.3 | 15 | 5.6 | 5.6 | 0.6 | 9.4 | 0.6 | 10 | 9.4 | 14.4 | 8.3 | 11.5 | 5.6 | 20.6 | 20 | 21.7 | 20 | 7.8 | 3.3 | 11 | 9 | 7 | 1.9 | 9.6 | 5.8 | 5.6 | 1.1 | 1.1 | -1.7 | 5.6 | 5.6 | 8.9 | 4.4 | 16.9 | 15.3 | 17.8 | 8.3 | 19.3 | 16.7 | 19.4 | 9.4 | 14.4 | 13.1 | 6.7 | 2.8 | 11.7 | 9.4 | 7.8 | 2.2 | 14.1 | 11.8 | 7.2 | 6.7 | 5.9 | 2.2 | 13.9 | 3.3 | 7.2 | -1.7 | -3.2 | -5.4 | 12.2 | -8.4 | 6.1 | -1.1 | 7.8 | 7.8 | 11.9 | 3.2 | 2.8 | 1.1 | 12.2 | 6.7 | 18.3 | 17.8 | 14.4 | 7.8 | 6 | 4 | -0.2 | -3 | 10.2 | 7.6 | 15.6 | 9.4 | 15.6 | 3.9 | 4 | 2 | 17.2 | 17.2 | 15.9 | 9.8 | 15.2 | 13.8 | 13.3 | 9.4 | 16.1 | 12.8 | 13.3 | 13.3 | 25.8 | 22.7 | 16.1 | 2.8 | 23.1 | 21 | 20.6 | 18.9 | 14.4 | 12.5 | 11.7 | 3.3 | 5 | 4.4 | 13.9 | 6.1 | 15 | 10 | 9.4 | 4.4 | 11.7 | 6.1 | 15 | 13.3 | 2.8 | -7.2 | 11.1 | -1.7
9 | 0 | 4.4 | 2.8 | 12.2 | 11.1 | 15 | 12.2 | -4.6 | -8.6 | 17.4 | 2.2 | 4 | 3 | 7.2 | 0.4 | 14.4 | 10 | 11.1 | 9.2 | 8.3 | 4.4 | 11.7 | 9.2 | 7.8 | 0.6 | 16.1 | -0.6 | 20 | 20 | 20 | 18.9 | 19.4 | 16.7 | 21.5 | 21 | 21.7 | 16.7 | 15.6 | 10.6 | 22.8 | 18.3 | 12.8 | 9.4 | 5.6 | 1.1 | 8.3 | 1.1 | 9.4 | 8.9 | 13.9 | 7.8 | 10.7 | 5.7 | 18.9 | 18.9 | 22.2 | 20 | 7.8 | 3.3 | 9 | 8 | 5.9 | 1.4 | 9.8 | 6 | 5.6 | 0.6 | 0.6 | -2.2 | 4.4 | 4.4 | 9.4 | 5 | 16.7 | 15 | 15.6 | 8.3 | 18.9 | 17.2 | 18.3 | 9.4 | 14.4 | 13.3 | 4.4 | 1.1 | 10.6 | 9.4 | 7.2 | 2.8 | 14.2 | 11.7 | 7.2 | 6.7 | 5 | 1.7 | 13.9 | 2.2 | 6.1 | -1.7 | -3.5 | -6.1 | 11.7 | -7.8 | 6.1 | -1.1 | 7.8 | 7.8 | 10.9 | 1.4 | 2.8 | 1.1 | 10.6 | 4.4 | 16.7 | 16.1 | 13.9 | 7.2 | 6 | 5 | -0.9 | -3.6 | 9.8 | 7.4 | 15.6 | 10 | 16.1 | 3.9 | 4 | 2 | 16.7 | 16.7 | 15.8 | 10.4 | 14.4 | 13.3 | 12.2 | 9.4 | 16.1 | 12.8 | 12.8 | 12.8 | 25.6 | 22.8 | 13.9 | 2.8 | 23.3 | 21.1 | 20 | 18.3 | 13.3 | 11.7 | 10.6 | 3.9 | 5.6 | 4.4 | 13.3 | 6.7 | 12.2 | 10 | 8.9 | 4.3 | 6.7 | 5 | 13.3 | 12.2 | 2.8 | -6.7 | 10.4 | -1.4
8 | 2 | 4.4 | 3.3 | 12.2 | 11.1 | 15.6 | 12.2 | -5.4 | -9.3 | 15.9 | 2.3 | 3 | 3 | 6.7 | 0.6 | 14.4 | 10 | 10.6 | 8.9 | 8.3 | 3.9 | 12.2 | 8.1 | 7.2 | 0 | 15.6 | -0.6 | 20 | 20 | 20 | 18.9 | 18.9 | 16.7 | 21.1 | 20.6 | 20.6 | 16.7 | 15.6 | 10.6 | 22.8 | 17.8 | 12.2 | 10.6 | 5.6 | 2.2 | 8.3 | 2.2 | 9.4 | 8.3 | 12.8 | 7.8 | 10 | 5.6 | 18.9 | 18.9 | 22.2 | 20 | 7.8 | 3.3 | 9 | 8 | 4.9 | 1 | 10 | 6.1 | 5 | 0 | 0 | -3.3 | 4.4 | 4.4 | 9.4 | 5 | 16.9 | 15.3 | 13.9 | 6.7 | 19.1 | 17.6 | 16.7 | 9.4 | 15 | 13.2 | 4.4 | 0 | 10 | 8.9 | 6.1 | 2.8 | 14.4 | 11.7 | 7.2 | 6.7 | 4.1 | 0.9 | 13.3 | 1.1 | 5.6 | -1.7 | -3.9 | -7.2 | 11.1 | -8.9 | 6.7 | -1.1 | 8.3 | 8.3 | 10 | 0 | 2.8 | 1.1 | 10.6 | 4.4 | 15.6 | 15 | 12.2 | 7.2 | 6 | 5 | -1.7 | -4.4 | 9.4 | 7.2 | 15.6 | 10 | 14.4 | 4.4 | 3 | 1 | 17.2 | 17.2 | 15.6 | 10.6 | 14 | 12.9 | 10.6 | 8.3 | 17.8 | 12.8 | 10.9 | 10.9 | 25.6 | 22.9 | 13.9 | 3.3 | 22.8 | 20.9 | 20 | 18.3 | 12.6 | 11.2 | 10.6 | 3.3 | 3.3 | 3.3 | 12.8 | 5.6 | 13.3 | 10 | 8.3 | 4.4 | 5.6 | 4.4 | 13.3 | 12.8 | 3.9 | -6.1 | 9.6 | -1.3
6 | -1 | 3.9 | 2.8 | 13.3 | 12.8 | 15.6 | 12.8 | -6.1 | -10.6 | 14.4 | 2.2 | 4 | 4 | 7.8 | 1.4 | 14.4 | 10 | 11.9 | 9.3 | 7.2 | 3.9 | 12.2 | 8.4 | 7.8 | -0.6 | 15 | -0.6 | 20 | 20 | 20 | 18.3 | 18.9 | 16.1 | 20.9 | 20.6 | 20 | 16.7 | 15.6 | 10.6 | 22.8 | 18.3 | 12.8 | 7.8 | 5 | 2.8 | 7.8 | 1.7 | 8.3 | 7.2 | 12.2 | 7.2 | 11.3 | 6.5 | 18.3 | 18.3 | 22.2 | 20 | 7.8 | 3.3 | 8 | 7 | 3.9 | 0.6 | 12.4 | 7.3 | 4.4 | 0 | -0.6 | -3.9 | 4.4 | 4.4 | 9.4 | 5.6 | 17 | 15.4 | 12.8 | 5.6 | 19.2 | 17.9 | 15 | 9.4 | 15.5 | 13 | 3.9 | 0 | 10.6 | 9.4 | 5.6 | 3.3 | 14.4 | 11 | 7.2 | 6.7 | 3.1 | 0.1 | 13.3 | 1.7 | 3.9 | -2.2 | -3 | -6.4 | 11.7 | -7.3 | 6.7 | -1.7 | 8.3 | 8.3 | 9.6 | 0 | 3.3 | 1.7 | 10 | 3.9 | 16.1 | 15.6 | 13.9 | 7.2 | 6 | 5 | -0.6 | -3.3 | 9.6 | 7.1 | 15 | 10 | 13.9 | 4.4 | 2 | 0 | 16.7 | 16.7 | 15.4 | 10.8 | 13.7 | 12.6 | 10.6 | 8.9 | 17.8 | 12.2 | 9.1 | 9.1 | 25.6 | 22.9 | 13.3 | 2.8 | 22.2 | 20.7 | 20 | 18.3 | 11.8 | 10.6 | 10 | 3.3 | 3.3 | 2.8 | 12.8 | 5.6 | 12.8 | 10 | 8.9 | 4.3 | 5.6 | 3.9 | 13.3 | 12.2 | 3.9 | -6.7 | 8.9 | -1.7
7 | -2 | 3.9 | 2.2 | 15 | 13.3 | 15.6 | 12.8 | -1.7 | -8.3 | 16.3 | 3 | 6 | 5 | 8.9 | 2 | 14.4 | 10.6 | 13.1 | 9.6 | 8.9 | 4.4 | 12.8 | 9.8 | 8.9 | -0.6 | 15 | 0 | 21 | 21 | 20 | 18.3 | 18.9 | 15.6 | 20.8 | 20.6 | 20 | 16.7 | 15 | 10 | 22.8 | 18.3 | 12.2 | 6.1 | 4.4 | 2.8 | 8.9 | 3.3 | 8.3 | 7.2 | 12.2 | 6.1 | 12.6 | 7.1 | 18.9 | 18.9 | 21.7 | 19.4 | 8.3 | 3.3 | 9 | 6 | 4.4 | 1.7 | 14.8 | 8.1 | 3.9 | 0.6 | -0.6 | -3.9 | 5.6 | 5.6 | 8.9 | 5.6 | 17.2 | 15.6 | 12.8 | 5.6 | 19.4 | 18.3 | 15 | 8.3 | 16.1 | 12.8 | 4.4 | 0.6 | 10 | 8.9 | 6.1 | 3.3 | 14.4 | 10.3 | 7.2 | 6.7 | 2.2 | -0.6 | 12.8 | 2.8 | 2.8 | -3.3 | -2 | -5.9 | 12.2 | -6.4 | 7.2 | -1.1 | 8.3 | 8.3 | 9.3 | -0.3 | 3.3 | 1.7 | 10 | 4.4 | 15 | 14.4 | 13.3 | 7.8 | 6 | 6 | 0.6 | -2.2 | 9.8 | 6.7 | 15.6 | 10 | 13.9 | 5 | 2 | 0 | 16.7 | 16.7 | 15.2 | 11 | 13.3 | 12.2 | 10.6 | 8.3 | 18.3 | 12.2 | 7.2 | 7.2 | 25.6 | 22.8 | 11.7 | 2.8 | 21.7 | 20.6 | 20 | 18.3 | 11.1 | 10 | 10 | 3.3 | 4.4 | 3.9 | 13.3 | 5.6 | 14.4 | 11.1 | 9.4 | 4.4 | 5 | 3.9 | 12.8 | 11.7 | 4.4 | -6.1 | 10.6 | -0.2
8 | -3 | 4.4 | 2.2 | 18.3 | 16.1 | 18.3 | 14.4 | 2.8 | -7.9 | 18.1 | 4 | 8 | 7 | 10 | 2.8 | 15 | 10 | 14.4 | 10 | 10.6 | 4.4 | 13.9 | 11.7 | 12.8 | -0.6 | 16.7 | 0 | 22 | 21 | 21.7 | 18.9 | 20 | 15.6 | 20.6 | 20.6 | 20 | 17.2 | 16.7 | 10.6 | 23.3 | 18.3 | 15.6 | 5.6 | 5 | 2.8 | 12.8 | 2.2 | 9.4 | 6.7 | 13.3 | 6.1 | 13.9 | 7.8 | 20 | 20 | 23.3 | 20 | 9.4 | 3.3 | 11 | 7 | 6.7 | 2.8 | 17.2 | 8.9 | 6.7 | 1.1 | -0.6 | -3.9 | 6.1 | 6.1 | 9.4 | 6.1 | 17.8 | 15.6 | 15.6 | 6.1 | 20.9 | 18.5 | 17.2 | 8.3 | 19.3 | 13.9 | 6.7 | 0.6 | 13.3 | 10.6 | 7.8 | 3.3 | 14.4 | 9.4 | 7.8 | 6.7 | 6.5 | 2 | 13.3 | 3.9 | 7.2 | -1.7 | -1.1 | -6.1 | 12.8 | -6.7 | 8.3 | -1.1 | 8.3 | 8.3 | 8.9 | -0.6 | 3.9 | 2.2 | 10.6 | 5.6 | 14.4 | 14.4 | 12.8 | 7.2 | 6 | 5 | 1.7 | -1.7 | 10 | 6.7 | 17.2 | 11.1 | 15.6 | 6.1 | 2 | 0 | 16.7 | 16.7 | 15 | 11.1 | 15 | 12.5 | 11.1 | 8.9 | 20.6 | 12.2 | 7.8 | 7.7 | 26.7 | 23 | 16.1 | 3.3 | 22.4 | 20.1 | 20 | 18.3 | 13.7 | 11.8 | 13.9 | 3.9 | 8.3 | 6.7 | 15 | 6.1 | 15.6 | 11.1 | 10 | 4.4 | 5.6 | 4.4 | 12.8 | 10.6 | 6.1 | -5 | 12.2 | 1.2
9 | -4 | 5.6 | 3.3 | 21.1 | 16.7 | 21.1 | 15.6 | 7.2 | -10 | 20 | 4.4 | 10 | 8 | 11.9 | 3.4 | 15.6 | 10 | 15.9 | 9.8 | 12.2 | 4.4 | 16.1 | 12.8 | 16.7 | -2.2 | 18.9 | 0 | 24 | 22 | 23.3 | 18.9 | 21.1 | 16.1 | 21.5 | 20.7 | 22.8 | 17.8 | 18.9 | 11.7 | 25.6 | 17.8 | 16.1 | 5 | 5.6 | 3.3 | 16.1 | 1.7 | 11.7 | 5.6 | 16.1 | 5.6 | 16.5 | 9 | 21.1 | 21.1 | 25.6 | 19.4 | 11.1 | 3.9 | 12 | 8 | 9.4 | 3.9 | 20.4 | 9.7 | 9.4 | 1.1 | 1.1 | -3.3 | 7.8 | 7.2 | 10.6 | 6.1 | 18.3 | 15.6 | 16.7 | 5 | 22.4 | 18.4 | 18.9 | 7.2 | 22.4 | 14.3 | 7.8 | 1.1 | 16.1 | 10.6 | 9.4 | 3.3 | 15 | 9.6 | 10 | 7.8 | 10.7 | 4 | 15 | 4.4 | 10 | -0.6 | -0.4 | -5.2 | 13.7 | -6.3 | 8.9 | -1.1 | 8.9 | 8.9 | 9.5 | -0.3 | 5 | 2.8 | 11.7 | 5 | 15.6 | 15 | 13.3 | 3.9 | 6 | 6 | 4.3 | -0.9 | 11.1 | 7.1 | 18.9 | 11.7 | 17.2 | 6.7 | 0 | 0 | 18.9 | 16.7 | 18.3 | 10.9 | 16.6 | 12.8 | 14.4 | 10.6 | 22.2 | 15 | 8.3 | 7.9 | 27.8 | 23 | 18.9 | 2.8 | 23.2 | 20 | 21.1 | 18.3 | 16.3 | 13.4 | 17.8 | 4.4 | 12.8 | 6.7 | 17.2 | 7.2 | 17.8 | 12.2 | 11.7 | 4.7 | 6.7 | 5.6 | 14.4 | 10.6 | 8.9 | -6.7 | 13.9 | 2.2
9 | -5 | 5.6 | 2.8 | 24.4 | 15 | 23.3 | 16.1 | 8.7 | -9.1 | 21.5 | 4.1 | 10 | 8 | 13.7 | 3.8 | 17.2 | 10.6 | 17.4 | 9.3 | 12.8 | 4.4 | 17.8 | 12.8 | 20.6 | -2.8 | 20 | -1.1 | 26 | 22 | 23.3 | 17.2 | 23.9 | 13.9 | 22.4 | 20.5 | 24.4 | 18.3 | 21.1 | 12.8 | 26.1 | 18.3 | 15.6 | 7.2 | 7.2 | 3.9 | 17.2 | 1.7 | 14.4 | 4.4 | 19.4 | 7.2 | 19.1 | 9.6 | 21.7 | 21.7 | 26.7 | 18.9 | 13.9 | 2.2 | 12 | 7 | 12.2 | 3.9 | 23.5 | 10.2 | 11.7 | 1.1 | 3.3 | -2.2 | 8.3 | 7.2 | 10.6 | 6.7 | 18.9 | 15.6 | 19.4 | 3.9 | 23.9 | 18.3 | 20 | 6.7 | 25.6 | 14.4 | 10 | 1.1 | 17.8 | 11.7 | 10.6 | 3.3 | 15.5 | 9.9 | 11.7 | 9.4 | 15 | 5.6 | 17.2 | 4.4 | 12.8 | -0.6 | 0.4 | -4.6 | 14.7 | -6.6 | 11.1 | -0.6 | 9.4 | 8.9 | 10 | -0.4 | 6.1 | 2.8 | 11.1 | 5 | 16.1 | 15 | 15 | 0.6 | 7 | 6 | 6.8 | -1 | 12.2 | 7.3 | 20.6 | 12.2 | 17.8 | 6.1 | 0 | 0 | 22.2 | 15.6 | 21.7 | 9.9 | 18.3 | 12.8 | 18.3 | 10.6 | 23.3 | 15.6 | 8.9 | 8.3 | 28.9 | 22.8 | 21.7 | 2.8 | 23.9 | 19.4 | 24.4 | 18.3 | 18.9 | 15 | 20 | 3.3 | 16.1 | 6.7 | 18.3 | 7.8 | 19.4 | 12.8 | 13.3 | 4.5 | 9.4 | 8.3 | 16.1 | 11.1 | 10 | -6.7 | 16.1 | 1.8
11 | -4 | 7.2 | 2.2 | 25.6 | 16.1 | 26.1 | 14.4 | 10.2 | -8.9 | 22.9 | 4 | 12 | 8 | 15.6 | 3.9 | 17.8 | 10 | 18.9 | 8.9 | 13.9 | 4.4 | 20.6 | 13.3 | 22.8 | -6.7 | 20.6 | -2.8 | 27 | 21 | 25 | 17.2 | 25.6 | 14.4 | 23.3 | 20.6 | 26.1 | 18.3 | 23.3 | 12.8 | 27.2 | 18.9 | 17.2 | 6.7 | 8.3 | 3.9 | 18.9 | 1.1 | 17.2 | 4.4 | 21.7 | 7.8 | 21.7 | 10 | 23.3 | 21.7 | 27.2 | 20 | 14.4 | 2.8 | 13 | 7 | 15.6 | 3.9 | 26.7 | 10 | 12.8 | 0.6 | 5 | -1.1 | 7.8 | 7.2 | 12.2 | 7.8 | 19.8 | 14.9 | 20.6 | 3.3 | 25 | 17.5 | 22.2 | 3.3 | 26.9 | 14.7 | 12.2 | 0 | 20 | 11.7 | 12.2 | 3.9 | 16.1 | 10 | 12.8 | 9.4 | 16.3 | 5.6 | 18.3 | 3.9 | 13.9 | -2.8 | 1.1 | -5 | 15.6 | -8.3 | 11.1 | -1.1 | 11.1 | 8.3 | 10.6 | -0.6 | 6.7 | 3.9 | 11.7 | 5.6 | 17.2 | 15 | 15.6 | 0.6 | 7 | 6 | 9.4 | -1.7 | 13.3 | 7.8 | 22.8 | 12.8 | 16.7 | 7.2 | 0 | 0 | 25 | 14.4 | 25 | 6.7 | 19.6 | 12.6 | 20.6 | 10 | 25.6 | 15.6 | 11.9 | 8.6 | 30.2 | 22.9 | 23.3 | 3.3 | 25.2 | 19.1 | 26.7 | 18.3 | 20.7 | 15.3 | 22.8 | 2.2 | 17.8 | 3.3 | 18.9 | 6.7 | 20.6 | 13.3 | 15 | 4.4 | 13.3 | 10.6 | 18.3 | 11.7 | 11.1 | -6.1 | 18.4 | 1
12 | -4 | 7.2 | 2.2 | 27.2 | 15 | 26.7 | 13.3 | 11.7 | -10.6 | 24.4 | 3.3 | 12 | 8 | 17.8 | 4 | 18.3 | 10.6 | 20.6 | 8.9 | 11.7 | 6.1 | 22.8 | 13.3 | 23.9 | -7.8 | 23.3 | -3.3 | 27 | 22 | 25 | 17.2 | 26.7 | 13.9 | 25 | 20.5 | 26.7 | 18.3 | 24.4 | 13.9 | 25.6 | 19.4 | 20 | 7.2 | 9.4 | 3.9 | 20.6 | -1.7 | 18.3 | 3.3 | 24.4 | 8.9 | 22.8 | 10.3 | 24.4 | 20.6 | 28.3 | 18.9 | 15 | 3.9 | 14 | 7 | 16.7 | 5.6 | 25.6 | 10.7 | 13.9 | 2.2 | 5.6 | -2.2 | 7.8 | 7.8 | 13.3 | 6.7 | 20.8 | 14 | 22.2 | 4.4 | 26.1 | 16.1 | 23.9 | 1.1 | 28.1 | 14.4 | 13.3 | 1.1 | 21.7 | 12.8 | 13.3 | 3.3 | 15.9 | 8.4 | 15 | 11.1 | 17.6 | 5.6 | 20 | 3.9 | 15.6 | -5 | 1.8 | -4 | 16.5 | -7 | 14.4 | -3.9 | 11.1 | 8.3 | 10.6 | -1 | 7.2 | 4.4 | 12.2 | 5.6 | 18.9 | 15.6 | 16.7 | 0.6 | 7 | 6 | 11.3 | -1.9 | 14.4 | 8.2 | 23.3 | 12.8 | 17.2 | 7.8 | 1 | 0 | 26.1 | 13.9 | 26.5 | 7.1 | 20.9 | 12.1 | 22.8 | 9.4 | 26.1 | 15 | 14.8 | 8.1 | 31.5 | 23.1 | 24.4 | 2.8 | 26.5 | 18.9 | 27.8 | 18.3 | 22.6 | 15.2 | 24.4 | 4.4 | 20 | 3.3 | 22.2 | 7.8 | 21.1 | 13.3 | 16.5 | 5.2 | 17.2 | 12.2 | 20 | 12.2 | 12.8 | -6.1 | 20.6 | -1.1
12 | -4 | 8.3 | 2.2 | 26.7 | 15.6 | 27.8 | 13.3 | 13.5 | -10.5 | 25.9 | 3.2 | 13 | 9 | 20 | 4.1 | 20 | 11.1 | 22.2 | 8.7 | 14.4 | 5.6 | 21.1 | 13.9 | 24.4 | -8.9 | 23.9 | -3.9 | 27 | 22 | 25 | 17.2 | 28.3 | 12.2 | 26.6 | 20.2 | 26.7 | 19.4 | 26.1 | 11.7 | 25 | 19.4 | 20.6 | 5.6 | 10 | 3.9 | 22.2 | -1.7 | 19.4 | 3.9 | 26.7 | 10 | 23.9 | 10.6 | 26.7 | 20.6 | 28.9 | 18.9 | 15.6 | 3.3 | 16 | 4 | 20 | 6.1 | 24.4 | 10.7 | 15 | 2.8 | 6.7 | -1.1 | 7.8 | 7.8 | 14.4 | 7.2 | 21.7 | 12.8 | 23.3 | 2.8 | 27.2 | 14.4 | 25.6 | 0.6 | 29.4 | 14.4 | 12.8 | 1.1 | 24.4 | 12.2 | 15 | 3.3 | 15.8 | 7.1 | 16.7 | 11.1 | 18.9 | 5 | 21.1 | 4.4 | 17.2 | -5 | 2.6 | -3.3 | 17.4 | -6.3 | 15 | -3.3 | 11.7 | 9.4 | 10.6 | -1.8 | 7.8 | 5.6 | 13.3 | 5.6 | 17.8 | 15 | 17.8 | -1.1 | 8 | 5 | 13.1 | -2.8 | 15.6 | 8.6 | 24.4 | 12.8 | 17.8 | 7.8 | 2 | -5 | 27.8 | 12.8 | 27.9 | 7.2 | 22.2 | 11.7 | 24.4 | 9.4 | 26.1 | 13.9 | 17.8 | 6.7 | 32.8 | 22.8 | 26.1 | 2.8 | 27.8 | 18.3 | 28.9 | 17.8 | 24.4 | 15 | 26.7 | 5 | 21.1 | 3.3 | 22.2 | 6.7 | 22.8 | 12.8 | 17.9 | 5.8 | 20.6 | 12.8 | 22.8 | 11.7 | 13.9 | -6.1 | 21.3 | -1.1
14 | -2 | 7.8 | 3.3 | 27.2 | 15 | 28.3 | 13.9 | 15.4 | -11.5 | 27.4 | 2.5 | 13 | 9 | 22.2 | 3.3 | 18.9 | 10.6 | 23.9 | 8.3 | 11.7 | 6.7 | 19.4 | 13.3 | 25.6 | -7.8 | 23.9 | -3.9 | 28 | 22 | 25.6 | 17.8 | 28.9 | 12.2 | 28.3 | 20 | 27.2 | 19.4 | 26.7 | 11.7 | 26.1 | 18.9 | 23.3 | 6.1 | 11.1 | 3.3 | 21.7 | -1.7 | 20.6 | 5 | 28.3 | 11.1 | 25 | 10.6 | 27.8 | 17.8 | 28.9 | 19.4 | 16.1 | 3.3 | 16 | 7 | 20.6 | 6.1 | 23.3 | 11.1 | 15.6 | 3.3 | 7.2 | -1.1 | 8.3 | 7.2 | 16.7 | 7.2 | 22.1 | 12.7 | 23.9 | 2.8 | 27.8 | 14.1 | 26.1 | 0 | 29.6 | 14.2 | 13.3 | 1.1 | 25 | 11.1 | 15.6 | 3.9 | 15.6 | 5 | 18.9 | 11.7 | 19.3 | 4.3 | 21.7 | 6.7 | 17.8 | -6.1 | 3.3 | -3.3 | 18.3 | -7.2 | 12.8 | -3.9 | 11.1 | 9.4 | 10.6 | -2.8 | 8.3 | 5.6 | 15 | 5 | 17.2 | 15 | 18.3 | 0 | 7 | 7 | 15 | -5 | 16.7 | 8.9 | 26.1 | 12.8 | 16.7 | 7.8 | 4 | -2 | 28.9 | 12.8 | 29.4 | 7.2 | 22.6 | 11.7 | 25.6 | 9.4 | 27.8 | 15.6 | 20 | 5.3 | 33 | 22.8 | 27.2 | 2.8 | 27.6 | 18.9 | 28.3 | 17.8 | 25 | 15.4 | 27.2 | 5 | 21.7 | 2.8 | 23.9 | 6.1 | 23.9 | 13.9 | 19.4 | 6.7 | 21.7 | 11.7 | 23.3 | 10.6 | 15 | -5.6 | 22.1 | -1.1
14 | -2 | 7.2 | 2.8 | 26.7 | 14.4 | 29.4 | 13.9 | 17.2 | -16.1 | 28.9 | 2.2 | 14 | 10 | 23.1 | 2 | 19.4 | 11.1 | 24.6 | 7.3 | 13.3 | 5 | 20.6 | 13.3 | 26.7 | -6.1 | 25.6 | -5 | 28 | 22 | 25.6 | 17.8 | 28.9 | 11.7 | 28.5 | 19.7 | 27.2 | 19.4 | 27.2 | 11.7 | 24.4 | 20.6 | 24.4 | 5.6 | 11.7 | 3.9 | 22.8 | -1.1 | 21.1 | 1.1 | 29.4 | 10 | 25.2 | 10.3 | 26.1 | 18.9 | 28.9 | 19.4 | 16.1 | 3.9 | 14 | 7 | 22.8 | 7.2 | 21.5 | 11.3 | 16.7 | 4.4 | 7.8 | -2.2 | 8.3 | 8.3 | 17.2 | 6.7 | 22.4 | 12.4 | 24.4 | 2.8 | 28.3 | 13.5 | 26.7 | -0.6 | 29.8 | 14 | 12.8 | 1.1 | 25.6 | 7.8 | 16.7 | 3.9 | 15.2 | 5.7 | 19.4 | 10 | 19.6 | 3.3 | 23.3 | 3.3 | 20.6 | -6.7 | 4.1 | -3 | 18.3 | -6.4 | 11.7 | -3.3 | 11.1 | 8.9 | 10.2 | -2.8 | 8.9 | 5.6 | 17.2 | 2.2 | 17.8 | 15 | 19.4 | -0.6 | 7 | 7 | 15.6 | -4.3 | 17.8 | 8.9 | 27.2 | 13.3 | 15 | 6.1 | 6 | -2 | 28.9 | 11.7 | 30.3 | 7.5 | 22.9 | 11.7 | 26.1 | 10.6 | 27.8 | 15.6 | 22.2 | 2.8 | 33.1 | 22.9 | 28.9 | 2.2 | 27.4 | 19.5 | 29.4 | 18.3 | 25.5 | 15.8 | 27.2 | 3.9 | 22.2 | 3.3 | 24.4 | 6.1 | 23.9 | 12.2 | 18.5 | 6.7 | 22.8 | 10 | 24.4 | 9.4 | 16.7 | -4.4 | 22.8 | -1.7
16 | -2 | 7.2 | 2.2 | 27.8 | 14.4 | 28.3 | 15 | 16.8 | -13.4 | 29.1 | 0.7 | 14 | 9 | 24.1 | 0.4 | 17.2 | 11.7 | 25.4 | 6.6 | 14.4 | 4.4 | 18.3 | 13.3 | 26.7 | -6.7 | 24.4 | -5 | 28 | 22 | 25.6 | 17.8 | 28.9 | 11.7 | 28.7 | 19.6 | 27.8 | 19.4 | 27.2 | 11.7 | 24.4 | 20.6 | 25 | 5.6 | 11.7 | 3.3 | 21.7 | -1.1 | 20.6 | 0.6 | 30.6 | 5 | 25.4 | 9.7 | 26.7 | 17.8 | 28.9 | 19.4 | 15.6 | 4.4 | 14 | 4 | 23.3 | 7.8 | 19.6 | 10.9 | 16.1 | 6.1 | 7.8 | -2.8 | 7.8 | 6.1 | 17.2 | 7.2 | 22.8 | 12.2 | 25 | 2.8 | 28.9 | 12.8 | 26.7 | -0.6 | 30 | 13.9 | 12.8 | 0 | 26.7 | 4.4 | 16.7 | 3.3 | 14.8 | 6.4 | 20.6 | 9.4 | 20 | 2.2 | 23.3 | 5 | 22.2 | -6.1 | 4.8 | -3.5 | 18.3 | -5.7 | 11.1 | -5 | 13.9 | 8.9 | 9.8 | -3.4 | 10 | 5.6 | 17.2 | -0.6 | 17.8 | 15 | 20 | 0 | 7 | 7 | 16.1 | -4.4 | 18.9 | 9.2 | 26.7 | 11.1 | 17.2 | 7.8 | 8 | -1 | 30 | 10.6 | 31.3 | 7.7 | 23.3 | 11.7 | 26.7 | 8.9 | 27.2 | 14.4 | 24.4 | -1.1 | 33.3 | 22.8 | 28.9 | 0 | 27.2 | 20 | 28.3 | 18.9 | 26.1 | 16.1 | 28.3 | 1.1 | 23.3 | 2.8 | 24.4 | 5.6 | 23.9 | 13.3 | 17.6 | 6.8 | 23.3 | 8.3 | 23.9 | 8.3 | 16.7 | -4.4 | 23 | -1.6
17 | -1 | 5.6 | 3.3 | 28.3 | 13.9 | 28.9 | 14.4 | 16.5 | -13.6 | 29.2 | -1.8 | 14 | 9 | 25 | -1.7 | 16.7 | 11.1 | 26.1 | 5 | 13.9 | 5.6 | 16.1 | 12.8 | 26.1 | -7.2 | 25 | -5.6 | 28 | 22 | 25 | 17.8 | 29.4 | 11.7 | 28.9 | 19.4 | 27.8 | 17.8 | 27.2 | 12.8 | 26.7 | 19.4 | 24.4 | 5.6 | 12.2 | 2.8 | 21.1 | -2.2 | 21.7 | 3.3 | 31.1 | 4.4 | 25.6 | 9.4 | 26.7 | 17.8 | 28.3 | 20 | 15.6 | 4.4 | 16 | 5 | 23.3 | 5.6 | 17.8 | 10.6 | 16.7 | 6.7 | 7.2 | -2.2 | 8.3 | 6.1 | 16.1 | 6.7 | 22.8 | 10.6 | 25 | 2.8 | 28.2 | 11.8 | 27.2 | 1.1 | 28.7 | 14.2 | 12.2 | 0 | 26.1 | 5 | 15.6 | 7.2 | 14.4 | 6.7 | 21.7 | 10.6 | 20 | 1.9 | 24.4 | 3.9 | 22.2 | -5.6 | 5.6 | -4.4 | 18.3 | -6.7 | 11.1 | -3.9 | 14.4 | 8.9 | 9.4 | -4.4 | 10 | 5.6 | 17.8 | 0 | 18.9 | 14.4 | 20.6 | 1.7 | 7 | 6 | 16.7 | -5 | 20 | 8.9 | 26.7 | 12.8 | 18.3 | 5.6 | 11 | -1 | 26.1 | 11.7 | 32.2 | 7.8 | 22.9 | 10.4 | 26.7 | 9.4 | 28.3 | 13.9 | 22.9 | 2.4 | 31.6 | 22.9 | 29.4 | 0 | 25.9 | 20.3 | 29.4 | 18.9 | 26.3 | 16 | 27.2 | 2.2 | 23.9 | 2.8 | 24.4 | 4.4 | 21.7 | 12.8 | 16.7 | 6.7 | 22.8 | 8.9 | 24.4 | 7.2 | 16.7 | -3.9 | 23.1 | -2.9
16 | -2 | 7.2 | 2.8 | 27.8 | 13.9 | 28.3 | 13.9 | 16.1 | -13.9 | 29.4 | -4.4 | 14 | 9 | 23.3 | -2.1 | 16.7 | 11.1 | 24.6 | 5.4 | 13.3 | 5.6 | 16.1 | 13.6 | 26.1 | -7.2 | 25.6 | -5 | 28 | 22 | 23.3 | 17.8 | 29.4 | 12.2 | 28 | 19.3 | 27.2 | 17.8 | 26.7 | 12.2 | 25.6 | 18.9 | 23.9 | 7.2 | 13.3 | 2.8 | 19.4 | -1.7 | 21.7 | 3.9 | 31.1 | 5 | 24.5 | 9.3 | 26.7 | 17.8 | 27.8 | 19.4 | 15.6 | 3.3 | 13 | 7 | 25 | 3.9 | 17.1 | 11 | 16.1 | 6.1 | 7.2 | -4.4 | 7.8 | 5.6 | 13.3 | 5.6 | 22.8 | 9.3 | 25 | 3.3 | 27.4 | 11.1 | 26.7 | 1.1 | 27.4 | 14.8 | 11.7 | 0 | 25 | 6.7 | 12.8 | 8.9 | 13.9 | 6.3 | 21.7 | 10.6 | 20 | 0.9 | 24.4 | 4.4 | 22.2 | -10.6 | 4.7 | -2.7 | 17.8 | -6.7 | 10 | -6.1 | 13.3 | 8.9 | 8.9 | -3.8 | 9.4 | 5.6 | 17.8 | -1.7 | 19.4 | 14.4 | 20 | 1.7 | 7 | 7 | 15.9 | -3.6 | 18.9 | 9.2 | 25 | 12.8 | 18.3 | 6.1 | 13 | 0 | 26.7 | 10.6 | 30.5 | 8.9 | 22.6 | 9.4 | 27.2 | 8.9 | 27.8 | 13.9 | 21.5 | 5.4 | 30 | 23 | 28.9 | -0.6 | 24.6 | 20.5 | 29.4 | 18.3 | 26.5 | 15.9 | 28.9 | 2.8 | 23.3 | 3.9 | 23.9 | 4.4 | 20 | 13.3 | 15.8 | 6.5 | 22.2 | 9.4 | 24.4 | 6.1 | 15.6 | -2.8 | 23.3 | -3.9
16 | 0 | 8.3 | 2.8 | 26.1 | 14.4 | 26.1 | 15 | 13.7 | -11.1 | 28.1 | -2.5 | 14 | 8 | 21.7 | -2 | 15.6 | 11.1 | 23.2 | 5.6 | 12.2 | 5 | 15 | 13.2 | 23.9 | -4.4 | 25 | -5 | 26 | 22 | 22.2 | 17.8 | 28.9 | 11.1 | 27 | 18.6 | 26.1 | 17.2 | 26.7 | 12.8 | 24.4 | 18.3 | 23.9 | 5.6 | 13.3 | 1.7 | 19.4 | -3.3 | 21.7 | 3.3 | 30 | 6.1 | 23.3 | 9.4 | 25.6 | 17.2 | 26.7 | 19.4 | 14.4 | 3.9 | 14 | 6 | 21.1 | 5.6 | 16.3 | 11.1 | 16.1 | 5.6 | 6.7 | -5 | 7.2 | 5 | 11.1 | 4.4 | 22.8 | 7.2 | 23.3 | 3.3 | 26.7 | 10 | 25.6 | 1.7 | 26.1 | 15 | 11.1 | 0 | 23.3 | 9.4 | 11.1 | 9.4 | 13.3 | 5.5 | 19.4 | 10.6 | 20 | 0.6 | 22.2 | 5.6 | 22.8 | -9.4 | 3.7 | -2 | 17.2 | -7.2 | 8.9 | -4.4 | 12.2 | 9.4 | 8.3 | -3.7 | 8.9 | 5 | 17.8 | -2.2 | 18.3 | 14.4 | 19.4 | 1.1 | 8 | 7 | 15.2 | -2.4 | 17.8 | 8.9 | 24.4 | 12.2 | 17.8 | 3.3 | 14 | 0 | 23.9 | 13.3 | 28.9 | 10.1 | 22.2 | 7.8 | 26.1 | 9.4 | 26.7 | 15 | 20 | 7.2 | 28.3 | 22.8 | 28.3 | -1.1 | 23.3 | 20.6 | 28.3 | 17.8 | 26.7 | 15.6 | 28.3 | 2.2 | 21.7 | 6.7 | 22.2 | 2.2 | 19.4 | 13.3 | 14.8 | 6.4 | 21.7 | 10 | 23.9 | 4.4 | 16.1 | -3.9 | 20.2 | -3.1
14 | -1 | 6.1 | 2.8 | 21.1 | 15 | 25.6 | 15 | 11.3 | -10.2 | 26.9 | -2.5 | 14 | 8 | 20 | -3.3 | 14.4 | 10.6 | 21.7 | 5.6 | 11.1 | 5.6 | 15 | 14.1 | 21.7 | -3.3 | 22.2 | -6.7 | 24 | 20 | 21.1 | 18.3 | 27.8 | 12.2 | 26.1 | 18.3 | 24.4 | 17.2 | 25 | 13.3 | 23.3 | 18.3 | 22.8 | 6.7 | 13.3 | 1.7 | 17.2 | -3.9 | 20.6 | 4.4 | 26.7 | 9.4 | 22.2 | 8.9 | 23.3 | 18.9 | 25 | 20 | 14.4 | 4.4 | 14 | 6 | 18.3 | 5 | 15.6 | 11.1 | 13.3 | 4.4 | 5.6 | -5 | 7.8 | 7.2 | 11.1 | 4.4 | 20.4 | 7.8 | 20 | 3.3 | 24.3 | 12.9 | 23.9 | 2.2 | 23.1 | 15.2 | 10 | 0.6 | 22.2 | 5 | 9.4 | 8.9 | 12.8 | 5 | 16.7 | 12.2 | 17.8 | 0.4 | 21.1 | 4.4 | 20 | -8.9 | 2.8 | -1.7 | 16.7 | -9.4 | 7.8 | -6.1 | 11.1 | 10 | 7.8 | -4.4 | 8.3 | 5 | 16.1 | -1.1 | 17.2 | 14.4 | 18.3 | 2.2 | 8 | 6 | 14.4 | -2.2 | 16.7 | 8.9 | 23.3 | 12.2 | 16.7 | 1.1 | 13 | 0 | 21.7 | 15 | 27.2 | 10.6 | 19.2 | 8.3 | 22.8 | 9.4 | 24.4 | 15 | 18.3 | 6.5 | 27.6 | 22.8 | 25.6 | -1.7 | 21.8 | 19.7 | 25.6 | 18.3 | 25.8 | 15.8 | 22.8 | 6.7 | 18.9 | 6.7 | 21.1 | 1.1 | 18.9 | 13.9 | 13.9 | 6.1 | 20 | 10.6 | 22.2 | 3.3 | 15 | -2.8 | 17 | -3.3
13 | -2 | 5.6 | 2.8 | 20 | 15 | 26.1 | 15.6 | 8.9 | -11.1 | 25.6 | -2.2 | 13 | 8 | 18.5 | -1.2 | 13.9 | 10.6 | 18.7 | 7.5 | 10.6 | 6.1 | 14.4 | 14.1 | 20 | -2.8 | 19.4 | -7.8 | 24 | 22 | 20.6 | 17.8 | 27.8 | 18.3 | 24.6 | 19 | 21.7 | 17.8 | 23.3 | 13.3 | 23.3 | 18.3 | 19.4 | 7.8 | 10.6 | 1.7 | 15.6 | -6.1 | 18.9 | 5 | 23.9 | 12.2 | 20.5 | 8.8 | 21.7 | 18.9 | 24.4 | 20.6 | 13.3 | 4.4 | 11 | 6 | 16.7 | 5 | 14.7 | 11.3 | 11.1 | 3.9 | 3.9 | -5.6 | 7.8 | 6.1 | 8.3 | 3.9 | 18 | 7.8 | 17.8 | 1.7 | 21.8 | 14.2 | 22.8 | 2.8 | 20.2 | 15 | 8.9 | 0 | 21.1 | 7.2 | 8.9 | 7.2 | 12.6 | 4.6 | 15 | 11.7 | 15.5 | 0.5 | 19.4 | 4.4 | 18.3 | -7.8 | 2.4 | -1.7 | 15.6 | -7.7 | 6.7 | -4.4 | 10.6 | 10 | 7.4 | -3.9 | 8.3 | 5 | 14.4 | -2.2 | 16.7 | 14.4 | 15.6 | 2.8 | 7 | 6 | 12.6 | -0.9 | 15.2 | 8.2 | 22.2 | 12.2 | 15 | 1.1 | 12 | -1 | 18.9 | 16.1 | 24.6 | 11.6 | 16.3 | 8.1 | 21.7 | 10 | 22.8 | 15.6 | 16.7 | 6.3 | 26.8 | 22.9 | 22.8 | -1.1 | 20.4 | 19.2 | 25 | 18.3 | 24.8 | 15.7 | 19.4 | 8.3 | 16.7 | 6.7 | 20 | 2.2 | 17.2 | 12.8 | 13.2 | 5.6 | 18.9 | 9.4 | 20.6 | 3.3 | 15 | -1.7 | 13.9 | -4.4
8 | -2 | 5 | 2.2 | 17.2 | 15.6 | 26.1 | 15.6 | 6.1 | -8.7 | 24.3 | -2 | 11 | 8 | 17.1 | -0.5 | 13.9 | 10.6 | 15.8 | 8.3 | 10.6 | 6.1 | 14.4 | 13.9 | 17.2 | -2.2 | 18.3 | -7.2 | 23 | 22 | 20.6 | 18.3 | 25 | 18.3 | 23.2 | 19.8 | 21.7 | 18.3 | 22.2 | 13.3 | 23.9 | 18.3 | 19.4 | 7.2 | 8.3 | 3.3 | 10 | -1.1 | 17.2 | 5.6 | 22.8 | 11.1 | 18.9 | 8.3 | 20.6 | 18.9 | 23.9 | 20.6 | 12.8 | 4.4 | 9 | 6 | 15 | 4.4 | 13.7 | 11.3 | 11.1 | 4.4 | 3.3 | -7.8 | 7.8 | 5 | 6.1 | 2.8 | 15.6 | 7.2 | 16.7 | 1.7 | 19.4 | 15 | 21.7 | 2.8 | 17.2 | 14.4 | 7.8 | 0.6 | 18.9 | 9.4 | 7.8 | 7.2 | 12.4 | 4.4 | 14.4 | 11.1 | 13.3 | 0 | 17.8 | 5 | 17.2 | -8.3 | 2.1 | -2 | 14.4 | -7.9 | 6.7 | -5 | 10 | 10 | 7.1 | -4.1 | 7.8 | 5 | 12.8 | -1.7 | 16.7 | 14.4 | 14.4 | 3.3 | 7 | 6 | 10.7 | -0.1 | 13.7 | 7.5 | 21.7 | 12.8 | 12.8 | 2.8 | 11 | -3 | 21.7 | 13.9 | 22 | 11.7 | 13.3 | 7.2 | 20.6 | 11.1 | 21.7 | 15.6 | 15 | 5.6 | 26.1 | 22.8 | 18.9 | -1.7 | 18.9 | 18.3 | 23.3 | 18.3 | 23.9 | 15.6 | 20 | 7.8 | 14.4 | 7.2 | 19.4 | 2.2 | 17.2 | 13.3 | 12.4 | 4.9 | 16.7 | 9.4 | 19.4 | 2.8 | 12.8 | -0.6 | 13.2 | -3.9
4 | -4 | 4.4 | 1.7 | 17.2 | 15.6 | 19.4 | 15 | 3.4 | -8.2 | 23 | -3 | 12 | 7 | 15.6 | 0 | 13.9 | 10.6 | 12.8 | 8.3 | 10 | 6.7 | 14.4 | 13.2 | 15 | -1.7 | 16.1 | -7.8 | 23 | 22 | 20.6 | 18.3 | 23.3 | 18.9 | 21.7 | 20 | 21.7 | 18.9 | 21.1 | 13.3 | 23.3 | 17.8 | 19.4 | 3.3 | 6.7 | 3.3 | 8.9 | 0 | 16.1 | 5.6 | 21.7 | 11.1 | 17.2 | 7.8 | 20 | 18.9 | 23.9 | 20.6 | 12.8 | 3.3 | 9 | 6 | 13.9 | 4.4 | 12.8 | 11.1 | 10 | 5.6 | 1.7 | -6.1 | 6.1 | 3.9 | 2.8 | 0.6 | 15.4 | 7.7 | 16.1 | 1.7 | 18.3 | 14.8 | 20.6 | 2.2 | 16.7 | 14.2 | 7.2 | 1.1 | 20 | 8.3 | 8.3 | 7.8 | 12.2 | 3.9 | 13.9 | 11.7 | 11.5 | 0 | 16.7 | 6.7 | 15.6 | -8.9 | 1.7 | -2.8 | 13.3 | -8.9 | 5.6 | -3.9 | 9.4 | 9.4 | 6.7 | -5 | 7.2 | 5 | 12.8 | -0.6 | 15.6 | 13.9 | 15 | 2.8 | 7 | 6 | 8.9 | 0 | 12.2 | 6.7 | 20.6 | 12.8 | 10 | 2.2 | 11 | -3 | 20.6 | 12.2 | 19.4 | 11.7 | 12.2 | 7.3 | 18.3 | 11.7 | 18.9 | 15.6 | 13.3 | 6.4 | 25.7 | 22.8 | 16.7 | -1.1 | 18 | 17.4 | 21.7 | 18.3 | 22.4 | 16.2 | 17.8 | 5.6 | 11.7 | 7.8 | 18.9 | 3.9 | 16.7 | 13.3 | 11.7 | 4.4 | 17.2 | 10 | 17.2 | 3.3 | 10.6 | 1.7 | 12.4 | -3.8
2 | -3 | 4.4 | 1.7 | 15.6 | 15 | 20 | 16.1 | 0.6 | -9.4 | 21.7 | -3.9 | 12 | 6 | 14.1 | 0.7 | 13.3 | 10.6 | 12.2 | 8.3 | 10 | 6.1 | 14.4 | 13 | 13.9 | -1.7 | 17.2 | -7.2 | 23 | 22 | 20.6 | 18.3 | 22.2 | 19.4 | 21.7 | 20.4 | 22.2 | 19.4 | 20.6 | 13.3 | 23.3 | 17.2 | 17.8 | 1.7 | 6.1 | 2.8 | 7.8 | 0.6 | 15.6 | 5 | 21.1 | 11.7 | 16.5 | 8.2 | 18.9 | 17.8 | 23.3 | 20.6 | 12.8 | 3.3 | 8 | 5 | 13.3 | 5 | 11.7 | 9.3 | 11.1 | 4.4 | 1.7 | -6.1 | 5 | 5 | 1.7 | -1.1 | 15.2 | 8 | 16.7 | 1.7 | 17.2 | 14.3 | 20 | 2.2 | 16.1 | 14.1 | 7.2 | 2.8 | 19.4 | 10.6 | 8.3 | 7.2 | 10.5 | 4.7 | 12.8 | 11.1 | 9.6 | 0 | 16.7 | 5.6 | 13.9 | -9.4 | 1.5 | -2.5 | 13.5 | -8 | 3.9 | -3.3 | 8.9 | 8.9 | 6.5 | -4.6 | 7.2 | 5 | 14.4 | -1.1 | 15 | 14.4 | 13.9 | 3.9 | 7 | 6 | 7.2 | 0.2 | 11.3 | 6.9 | 19.4 | 12.8 | 9.4 | 2.2 | 11 | -5 | 20 | 12.2 | 20 | 13 | 11.1 | 7.4 | 17.2 | 11.7 | 17.2 | 15 | 11.7 | 7.1 | 25.4 | 22.9 | 15 | -1.1 | 17 | 16.1 | 21.7 | 17.8 | 20.9 | 16.5 | 16.7 | 5.6 | 10.6 | 7.2 | 18.3 | 4.4 | 16.7 | 13.9 | 10.6 | 4.5 | 16.7 | 10.6 | 16.7 | 4.4 | 6.1 | 2.8 | 11.7 | -4.4
2 | -2 | 5 | 1.1 | 15.6 | 15 | 19.4 | 16.1 | -0.5 | -8.2 | 20.2 | -3.7 | 10 | 6 | 12.6 | 0.7 | 13.3 | 10.6 | 11.7 | 8.4 | 10 | 6.1 | 14.4 | 12.3 | 12.2 | -7.8 | 16.7 | -7.2 | 23 | 22 | 20 | 18.3 | 22.2 | 19.4 | 21.7 | 20.9 | 22.2 | 20.6 | 19.4 | 13.3 | 24.4 | 16.7 | 16.7 | 2.8 | 5.6 | 3.3 | 5 | 0.6 | 14.4 | 5.6 | 20 | 12.8 | 15.7 | 8.2 | 20 | 19.4 | 23.3 | 20.6 | 12.2 | 3.3 | 8 | 6 | 12.7 | 4.9 | 10.5 | 7 | 9.4 | 4.4 | 1.7 | -6.1 | 3.9 | 3.9 | 1.7 | -0.6 | 15 | 8.3 | 15.6 | 1.7 | 16.1 | 13.9 | 17.2 | 3.9 | 15.6 | 13.9 | 6.7 | 3.3 | 17.2 | 9.4 | 7.2 | 6.7 | 8.9 | 4.9 | 12.2 | 11.1 | 7.8 | -0.6 | 16.1 | 4.4 | 12.2 | -8.9 | 1.3 | -2.6 | 13.7 | -7.9 | 1.7 | -3.9 | 8.9 | 8.9 | 6.3 | -4.7 | 7.2 | 5 | 15 | -0.6 | 15 | 13.3 | 13.3 | 3.3 | 6 | 4 | 5.6 | 0.3 | 10.3 | 6.7 | 18.9 | 12.2 | 8.9 | 2.2 | 9 | -3 | 18.9 | 12.2 | 20.5 | 14.4 | 10 | 7.2 | 16.7 | 11.1 | 16.1 | 15 | 10 | 7.2 | 25 | 22.8 | 13.3 | -0.6 | 16.1 | 15 | 20.6 | 17.2 | 19.4 | 16.7 | 17.8 | 5 | 10 | 6.7 | 17.8 | 4.4 | 15.6 | 13.3 | 9.4 | 4.4 | 16.1 | 9.4 | 16.1 | 4.4 | 4.4 | 2.8 | 11.5 | -3.7
0 | -4 | 5 | 1.1 | 15 | 14.4 | 19.4 | 16.1 | -1.7 | -8.1 | 18.7 | -3.6 | 8 | 4 | 11.1 | 0.6 | 13.3 | 10.6 | 11.1 | 8.3 | 8.3 | 6.1 | 14.4 | 11.4 | 11.7 | -0.6 | 15.6 | -7.8 | 23 | 22 | 20 | 18.3 | 21.1 | 19.4 | 21.7 | 21.1 | 22.2 | 20.6 | 18.9 | 12.8 | 22.8 | 16.7 | 16.1 | 3.9 | 5 | 2.8 | 5.6 | 1.1 | 13.3 | 6.1 | 18.9 | 11.1 | 15 | 8.3 | 18.3 | 18.3 | 23.3 | 20.6 | 12.2 | 3.9 | 7 | 5 | 12 | 4.5 | 9.4 | 5 | 8.9 | 3.9 | 0 | -5 | 3.3 | 3.3 | 0.6 | -2.2 | 14.3 | 7.2 | 13.9 | 0 | 15.7 | 13.9 | 16.7 | 2.2 | 14.8 | 13.4 | 6.7 | 2.8 | 14.4 | 8.9 | 7.2 | 5.6 | 7.2 | 5 | 12.8 | 10.6 | 6.1 | -0.2 | 15 | 3.9 | 11.7 | -8.9 | 1.1 | -3.3 | 13.9 | -9.4 | 1.7 | -4.4 | 8.3 | 8.3 | 6.1 | -6.1 | 6.7 | 4.4 | 15 | 0.6 | 14.4 | 11.1 | 13.3 | 3.9 | 4 | 3 | 3.9 | 0 | 9.4 | 6.7 | 18.9 | 12.2 | 8.3 | 1.7 | 11 | -4 | 18.3 | 12.2 | 21.1 | 15.6 | 10 | 6.4 | 15.6 | 11.7 | 16.1 | 15 | 9.3 | 7.1 | 25.2 | 22.9 | 13.3 | -0.6 | 16.3 | 15 | 20 | 17.2 | 19 | 16.8 | 17.8 | 4.4 | 8.9 | 7.2 | 17.8 | 5 | 15.6 | 13.3 | 8.3 | 4.4 | 15 | 8.9 | 15 | 3.9 | 3.9 | 1.7 | 11.3 | -3.5
1 | -2 | 5 | 0.6 | 15.6 | 15 | 18.9 | 16.1 | -2.8 | -8.9 | 17.2 | -5 | 8 | 4 | 10.5 | 1.1 | 13.3 | 11.1 | 10.5 | 8.1 | 8.9 | 6.7 | 14.4 | 11.2 | 11.1 | -0.6 | 15 | -7.2 | 23 | 22 | 19.4 | 18.3 | 20.6 | 19.4 | 21.9 | 21.2 | 22.2 | 20.6 | 18.9 | 12.8 | 22.8 | 16.7 | 15.6 | 4.4 | 3.9 | 2.2 | 4.4 | -0.6 | 13.3 | 5.6 | 16.1 | 6.1 | 14.8 | 8.5 | 17.2 | 17.2 | 22.8 | 20.6 | 12.2 | 4.4 | 7 | 4 | 11.4 | 4.4 | 8.7 | 4.9 | 6.7 | 3.3 | 0 | -5 | 1.7 | 1.7 | -0.6 | -3.3 | 13.5 | 6.2 | 12.8 | -1.1 | 15.4 | 14 | 17.2 | 0 | 14.1 | 12.9 | 6.1 | 3.3 | 16.1 | 7.2 | 6.7 | 5.6 | 6.3 | 4.5 | 12.2 | 5 | 4.5 | -0.3 | 15 | 3.9 | 11.1 | -8.9 | 1.1 | -3 | 12.6 | -8.1 | -0.6 | -5.6 | 7.2 | 7.2 | 5.5 | -5.1 | 6.1 | 4.4 | 14.4 | 1.7 | 13.9 | 9.4 | 11.1 | 4.4 | 2 | 2 | 3.2 | 0.2 | 8.3 | 6.3 | 18.3 | 12.2 | 8.9 | 2.2 | 10 | -3 | 17.8 | 11.7 | 19.3 | 15.4 | 10 | 5.6 | 15.6 | 12.2 | 16.1 | 15 | 8.5 | 7 | 25.4 | 22.9 | 13.3 | 0 | 16.5 | 15.1 | 20 | 17.8 | 18.7 | 17 | 16.1 | 5 | 7.8 | 6.7 | 17.2 | 5 | 13.3 | 12.2 | 7.9 | 4.3 | 14.4 | 9.4 | 13.9 | 3.9 | 4.4 | 1.7 | 11.1 | -3.9
-1 | -4 | 4.4 | -5 | 14.4 | 14.4 | 18.9 | 16.1 | -3.2 | -8.2 | 15.4 | -3.5 | 6 | 4 | 10 | 1.6 | 13.3 | 11.7 | 10 | 8 | 7.8 | 6.1 | 13.9 | 10.5 | 10.6 | -1.1 | 13.9 | -7.8 | 23 | 22 | 19.4 | 18.3 | 20.6 | 19.4 | 22 | 21.2 | 21.7 | 20 | 17.8 | 12.8 | 22.8 | 17.2 | 13.9 | 4.4 | 3.3 | 2.2 | 3.3 | -0.6 | 11.1 | 5.6 | 12.8 | 4.4 | 14.6 | 8.4 | 16.7 | 16.7 | 22.2 | 20.6 | 12.2 | 4.4 | 7 | 4 | 10.7 | 4 | 7.9 | 4.7 | 6.7 | 3.9 | 0 | -5.6 | 1.1 | 1.1 | -1.1 | -3.9 | 12.8 | 5 | 12.8 | -2.2 | 15 | 13.9 | 15.6 | -3.3 | 13.3 | 12.2 | 6.1 | 3.9 | 13.9 | 7.8 | 6.7 | 5.6 | 5.3 | 4 | 11.1 | 3.3 | 2.8 | -0.6 | 13.9 | 4.4 | 6.1 | -9.4 | 1.1 | -3.1 | 11.3 | -7.6 | -1.7 | -5.6 | 7.2 | 7.2 | 5 | -4.8 | 6.7 | 5 | 13.9 | 3.9 | 12.8 | 8.9 | 10.6 | 5.6 | 1 | 0 | 2.4 | 0.4 | 7.2 | 6 | 18.3 | 13.3 | 10 | 2.2 | 9 | -3 | 18.3 | 11.7 | 17.4 | 15.1 | 10 | 4.4 | 16.1 | 12.2 | 16.7 | 15 | 7.8 | 6.7 | 25.6 | 22.8 | 15 | 0 | 16.7 | 15 | 19.4 | 17.8 | 18.3 | 17.2 | 16.1 | 5 | 6.1 | 5 | 17.2 | 5 | 14.4 | 12.2 | 7.6 | 4.4 | 13.3 | 9.4 | 13.3 | 3.3 | 4.4 | 1.7 | 10.7 | -2.7
-2 | -4 | 3.9 | 0.6 | 15 | 15 | 17.8 | 15.6 | -3.5 | -8.3 | 13.5 | -2.9 | 8 | 5 | 9.4 | 1.7 | 13.3 | 11.1 | 9.4 | 7.8 | 7.8 | 6.1 | 13.3 | 9.3 | 11.7 | -2.2 | 13.3 | -7.8 | 24 | 22 | 18.9 | 18.3 | 20 | 19.4 | 22.2 | 21.1 | 21.7 | 20 | 17.8 | 12.8 | 22.2 | 16.7 | 12.8 | 5 | 3.3 | 2.2 | 3.3 | -0.6 | 11.1 | 5 | 11.7 | 3.3 | 14.4 | 8.3 | 16.1 | 16.1 | 22.8 | 20.6 | 12.2 | 4.4 | 7 | 4 | 10.1 | 3.8 | 7.2 | 4.4 | 6.1 | 3.3 | 0 | -5.6 | 1.1 | -0.6 | -1.7 | -4.4 | 11.9 | 5.3 | 12.8 | -3.9 | 15 | 13.9 | 14.4 | -3.9 | 13.3 | 12.2 | 5.6 | 3.3 | 11.7 | 8.3 | 6.7 | 5 | 4.4 | 3.3 | 10.6 | 2.2 | 5 | 0.5 | 12.8 | 5 | 7.2 | -8.9 | 1.1 | -3.9 | 10 | -8.9 | -2.2 | -5.6 | 6.7 | 6.7 | 4.4 | -5.6 | 6.1 | 5 | 10.6 | 2.2 | 12.8 | 8.9 | 10.6 | 5.6 | 0 | 0 | 1.7 | 0.6 | 6.1 | 5.6 | 18.3 | 13.3 | 12.2 | 2.2 | 9 | -3 | 18.3 | 11.7 | 15.6 | 14.4 | 8.7 | 4.3 | 15.6 | 12.2 | 16.1 | 15 | 7.8 | 6.6 | 25 | 22.7 | 21.7 | 0 | 15.9 | 14.6 | 19.4 | 17.8 | 18.3 | 17.2 | 17.2 | 4.4 | 6.1 | 5 | 16.7 | 5 | 13.3 | 11.7 | 7.2 | 4.4 | 13.3 | 10 | 10 | 3.9 | 4.4 | 1.7 | 10.4 | -2.3
-2 | -4 | 3.9 | 0.6 | 14.4 | 14.4 | 17.8 | 15.6 | -3.9 | -8.9 | 11.7 | -3.3 | 8 | 4 | 11.1 | 2.4 | 13.3 | 10.6 | 10.5 | 7.9 | 7.2 | 5.6 | 13.9 | 9.3 | 11.7 | -2.8 | 13.3 | -7.8 | 24 | 22 | 18.3 | 17.8 | 18.9 | 18.3 | 22.4 | 21.4 | 21.7 | 20.6 | 17.8 | 12.8 | 22.2 | 16.1 | 11.7 | 5 | 1.1 | -0.6 | 3.3 | -0.6 | 10.6 | 5 | 11.1 | 6.7 | 15 | 8.7 | 16.1 | 16.1 | 21.1 | 19.4 | 12.2 | 4.4 | 7 | 4 | 9.4 | 3.3 | 7.4 | 4.7 | 6.1 | 3.3 | 0 | -6.1 | 2.2 | 2.2 | -1.7 | -4.4 | 10.9 | 5.5 | 12.8 | -5.6 | 15 | 13.9 | 13.3 | -3.3 | 13.3 | 12.2 | 5.6 | 3.3 | 11.1 | 8.9 | 6.1 | 5 | 7.6 | 4.2 | 9.4 | 2.2 | 7.2 | 1.5 | 12.2 | 4.4 | 6.1 | -8.9 | 2 | -3.6 | 11.3 | -7.1 | -2.8 | -6.7 | 6.1 | 6.1 | 4.8 | -4.7 | 5.6 | 4.4 | 9.4 | 1.1 | 12.8 | 8.9 | 10.6 | 5 | -1 | -1 | 2.4 | 0.4 | 7.2 | 6.3 | 18.3 | 13.3 | 12.2 | 3.3 | 9 | -3 | 17.2 | 11.1 | 16 | 14.7 | 7.4 | 3.8 | 15 | 11.7 | 17.2 | 15.6 | 7.8 | 6.3 | 24.5 | 22.4 | 22.2 | 0.6 | 15.2 | 14.3 | 19.4 | 17.8 | 18.3 | 17.2 | 15 | 5 | 5.6 | 5 | 16.1 | 5 | 13.9 | 11.7 | 7.8 | 4.6 | 12.8 | 10.6 | 8.9 | 4.4 | 4.4 | 1.7 | 10 | -2.2
-1 | -3 | 4.4 | 0 | 15.6 | 15.6 | 18.3 | 15.6 | 1.1 | -5.5 | 14.8 | -3.1 | 9 | 6 | 12.7 | 3.1 | 13.3 | 10.6 | 11.7 | 8.2 | 8.3 | 6.7 | 13.3 | 10.4 | 13.3 | -2.2 | 15 | -5.6 | 24 | 22 | 17.8 | 17.8 | 18.9 | 18.9 | 22.6 | 21.6 | 21.7 | 20.6 | 18.3 | 13.3 | 22.2 | 17.2 | 11.7 | 5 | 0.6 | -1.1 | 5 | 0 | 10.6 | 5.6 | 10 | 5 | 15.5 | 8.8 | 16.1 | 16.1 | 21.7 | 20 | 12.8 | 4.4 | 7 | 4 | 10.6 | 3.9 | 7.6 | 4.9 | 5.6 | 3.3 | 1.1 | -7.8 | 3.9 | 2.8 | -1.1 | -3.9 | 10 | 5.6 | 12.2 | -3.9 | 15 | 13.9 | 13.3 | -2.2 | 13.3 | 12.2 | 5.6 | 3.3 | 13.3 | 8.9 | 6.1 | 5.6 | 10.7 | 4.4 | 8.9 | 1.7 | 9.4 | 2.2 | 11.7 | 5 | 5 | -8.9 | 3 | -3.7 | 12.6 | -6.6 | 0 | -5 | 7.2 | 7.2 | 5.2 | -4.8 | 6.1 | 5 | 7.8 | 0.6 | 12.8 | 8.9 | 10.6 | 3.9 | 0 | -1 | 3.2 | 0.2 | 8.3 | 6.9 | 18.3 | 13.3 | 11.7 | 4.4 | 10 | -3 | 17.2 | 11.1 | 16.3 | 14.9 | 6.1 | 3.3 | 13.3 | 11.1 | 17.2 | 15.6 | 7.8 | 6.1 | 23.9 | 22.2 | 20.6 | 0.6 | 14.4 | 13.9 | 19.4 | 17.8 | 18.3 | 17.2 | 15 | 6.1 | 6.7 | 5.6 | 17.2 | 5.6 | 13.3 | 11.7 | 8.3 | 4.9 | 13.3 | 11.1 | 7.8 | 4.4 | 3.3 | 1.7 | 11.5 | -0.8
3 | -3 | 4.4 | 0 | 20.6 | 18.9 | 20.6 | 17.2 | 6.1 | -3.6 | 18 | -3.6 | 12 | 7 | 14.4 | 3.3 | 13.9 | 10 | 12.8 | 8.3 | 10.6 | 7.8 | 13.9 | 12 | 17.2 | -2.2 | 17.2 | -4.4 | 25 | 22 | 19.4 | 17.8 | 19.4 | 19.4 | 22.8 | 21.7 | 21.7 | 20.6 | 18.3 | 13.3 | 22.8 | 17.8 | 11.7 | 5.6 | 3.9 | 2.2 | 7.2 | -0.6 | 11.7 | 5 | 11.7 | 3.9 | 16.1 | 8.9 | 19.4 | 18.9 | 21.7 | 20 | 13.3 | 3.9 | 8 | 5 | 12.8 | 5.6 | 7.8 | 5 | 9.4 | 6.7 | 1.1 | -7.2 | 4.4 | 3.3 | 3.3 | 0 | 13.1 | 5.8 | 11.7 | -1.1 | 15.2 | 13.6 | 13.3 | -0.6 | 17.2 | 14.3 | 5.6 | 3.3 | 13.9 | 9.4 | 7.2 | 5 | 13.9 | 3.9 | 9.4 | 2.2 | 8.3 | 2.5 | 11.1 | 5.6 | 10 | -7.8 | 3.9 | -5 | 13.9 | -7.2 | 3.9 | -3.3 | 9.4 | 8.9 | 5.6 | -5.6 | 8.3 | 6.7 | 10.6 | 1.1 | 13.3 | 8.9 | 11.7 | 5 | 3 | 2 | 3.9 | 0 | 9.4 | 7.8 | 18.3 | 13.9 | 12.8 | 6.1 | 11 | -3 | 18.3 | 11.7 | 16.7 | 15 | 10 | 4.8 | 13.9 | 11.1 | 18.9 | 16.7 | 10.2 | 6.7 | 25.4 | 22.5 | 22.2 | 0.6 | 16.6 | 14.6 | 19.4 | 17.8 | 19.2 | 17.4 | 20 | 5 | 11.1 | 8.9 | 17.8 | 6.1 | 14.4 | 11.7 | 8.9 | 5 | 13.9 | 11.7 | 10.6 | 5.6 | 3.3 | 1.7 | 12.9 | -0.3
7 | -2 | 4.4 | 0 | 22.8 | 19.4 | 24.4 | 18.3 | 11.1 | -2.8 | 21.1 | -6.1 | 13 | 7 | 17 | 3.3 | 15.6 | 10 | 15.8 | 9 | 12.2 | 6.7 | 15 | 12.8 | 21.7 | -1.1 | 18.9 | -5 | 26 | 22 | 22.2 | 19.4 | 21.1 | 20 | 24.3 | 21.6 | 22.8 | 20.6 | 20.6 | 14.4 | 25 | 18.3 | 12.8 | 5.6 | 5.6 | 3.3 | 8.9 | -1.1 | 13.3 | 5.6 | 13.9 | 5 | 17.6 | 10 | 23.9 | 21.1 | 22.8 | 20.6 | 15 | 3.9 | 10 | 4 | 16.1 | 8.3 | 8 | 5.1 | 13.3 | 7.8 | 3.3 | -6.1 | 5 | 4.4 | 8.9 | 4.4 | 16.3 | 5.6 | 12.2 | -0.6 | 15.4 | 13.3 | 13.3 | -0.6 | 21.1 | 16.3 | 5.6 | 3.9 | 16.1 | 10.6 | 8.9 | 5.6 | 14.8 | 2.7 | 11.7 | 2.8 | 7.2 | 2.7 | 12.8 | 6.7 | 12.8 | -6.7 | 4.8 | -4.2 | 15.9 | -5.7 | 5.6 | -2.8 | 13.3 | 8.9 | 7.1 | -5.2 | 10 | 7.2 | 10 | 2.8 | 13.3 | 8.9 | 15 | 6.1 | 6 | 2 | 6.9 | 1 | 11.3 | 8.4 | 19.4 | 14.4 | 13.9 | 4.4 | 13 | -2 | 20.6 | 12.2 | 20 | 16.3 | 13.9 | 5.8 | 17.2 | 11.7 | 19.4 | 15.6 | 12.6 | 7.3 | 26.8 | 22.6 | 23.3 | 0.6 | 18.9 | 15.2 | 21.1 | 17.8 | 20.2 | 17.6 | 22.8 | 6.7 | 17.2 | 8.9 | 20 | 7.2 | 17.8 | 12.2 | 10.7 | 5.5 | 15 | 13.3 | 13.9 | 5.6 | 3.3 | 1.1 | 14.4 | 0.6
11 | -1 | 6.1 | 0 | 24.4 | 21.1 | 26.1 | 17.2 | 12.8 | -3.1 | 22.8 | -5.4 | 15 | 8 | 19.6 | 2.9 | 16.7 | 10 | 18.7 | 9.2 | 13.3 | 6.7 | 17.8 | 12.8 | 23.3 | -2.2 | 21.7 | -3.3 | 26 | 22 | 24.4 | 16.7 | 23.9 | 18.3 | 25.7 | 21.2 | 24.4 | 20 | 23.3 | 15.6 | 26.1 | 17.8 | 15 | 6.7 | 8.3 | 3.9 | 10 | -1.7 | 16.1 | 5.6 | 16.7 | 5.6 | 19.1 | 10.9 | 25.6 | 18.9 | 24.4 | 20.6 | 16.7 | 3.3 | 10 | 5 | 21.7 | 9.4 | 8.1 | 5.1 | 16.1 | 6.1 | 6.1 | -5 | 6.7 | 6.1 | 12.2 | 5 | 19.4 | 3.9 | 12.2 | 2.2 | 15.6 | 12.8 | 14.4 | 0 | 25 | 17.8 | 6.7 | 3.9 | 18.3 | 11.1 | 11.7 | 6.1 | 15.8 | 1.5 | 12.8 | 1.7 | 6.1 | 2.8 | 15.6 | 7.2 | 15.6 | -6.7 | 5.8 | -3.9 | 18 | -5.3 | 7.8 | -2.2 | 16.1 | 7.8 | 8.5 | -6.1 | 12.8 | 7.2 | 10 | 1.1 | 13.9 | 8.9 | 18.9 | 4.4 | 7 | 4 | 9.8 | 1.2 | 13.1 | 9 | 21.1 | 15 | 13.9 | 5.6 | 14 | -3 | 23.3 | 13.3 | 23.4 | 17.4 | 17.8 | 5.6 | 21.1 | 13.3 | 20.6 | 17.2 | 15 | 7.2 | 28.3 | 22.8 | 25 | 0.6 | 21.1 | 15.6 | 22.8 | 17.8 | 21.1 | 17.8 | 24.4 | 5.6 | 20 | 6.7 | 20.6 | 7.8 | 16.1 | 12.2 | 12.6 | 6 | 16.7 | 13.9 | 17.2 | 3.9 | 4.4 | 1.1 | 15 | 1.2
13 | -1 | 7.2 | 0 | 25 | 20.6 | 26.7 | 16.1 | 14.4 | -4.8 | 24.4 | -5.1 | 15 | 11 | 22.2 | 1.1 | 16.7 | 10 | 21.7 | 8.9 | 14.4 | 6.7 | 18.3 | 12.8 | 23.9 | -3.3 | 23.3 | -3.3 | 26 | 22 | 25 | 16.1 | 25.6 | 16.7 | 27.2 | 20.6 | 26.1 | 19.4 | 25.6 | 15.6 | 27.8 | 18.3 | 17.2 | 7.2 | 11.7 | 3.9 | 10.6 | -3.9 | 17.8 | 7.8 | 18.3 | 5 | 20.6 | 11.7 | 27.2 | 19.4 | 23.9 | 20.6 | 17.8 | 2.8 | 10 | 6 | 23.9 | 10 | 8.3 | 5 | 17.2 | 5.6 | 6.7 | -5 | 8.9 | 8.9 | 14.4 | 3.3 | 20.2 | 4.3 | 12.8 | 1.7 | 16.7 | 13.1 | 14.4 | 0 | 26.5 | 17.6 | 7.2 | 3.3 | 21.1 | 10.6 | 13.9 | 4.4 | 16.7 | -0.6 | 14.4 | 2.2 | 7.4 | 3.5 | 18.3 | 9.4 | 17.2 | -6.7 | 6.7 | -4.4 | 20 | -5.6 | 10.6 | -1.7 | 17.8 | 9.4 | 10 | -8.3 | 15.6 | 8.3 | 10.6 | 1.7 | 14.4 | 9.4 | 21.7 | 4.4 | 7 | 4 | 12.8 | 1.1 | 15 | 9.4 | 21.1 | 15.6 | 13.9 | 4.4 | 16 | -3 | 26.1 | 13.9 | 26.7 | 17.8 | 18.9 | 6.4 | 23.3 | 12.2 | 21.7 | 17.2 | 17.6 | 6.2 | 28.9 | 23.1 | 26.7 | 0.6 | 22.4 | 15.8 | 23.9 | 18.3 | 23 | 18.6 | 23.9 | 6.7 | 21.7 | 5 | 21.7 | 8.3 | 17.8 | 12.2 | 14.4 | 6.1 | 18.3 | 14.4 | 20.6 | 2.2 | 5 | 1.1 | 15.5 | 1.2
15 | -5 | 7.2 | 0 | 24.4 | 20 | 27.8 | 16.1 | 16.1 | -7.8 | 26.1 | -5.6 | 16 | 8 | 22.9 | 0.7 | 17.2 | 10.6 | 23.4 | 8.3 | 15.6 | 6.1 | 17.8 | 12.8 | 25 | -4.4 | 25.6 | -6.1 | 26 | 22 | 25.6 | 16.7 | 27.8 | 13.3 | 27.2 | 20.8 | 27.2 | 19.4 | 26.1 | 16.1 | 28.9 | 16.7 | 19.4 | 10.6 | 13.3 | 3.3 | 10 | -2.8 | 20 | 4.4 | 20 | 7.2 | 21.3 | 12.5 | 27.2 | 18.9 | 25 | 21.1 | 17.2 | 2.2 | 11 | 5 | 25 | 11.1 | 7.9 | 5.6 | 18.3 | 7.2 | 7.2 | -3.9 | 10 | 8.9 | 15.6 | 3.3 | 20.9 | 4.1 | 13.3 | 2.8 | 17.8 | 12.9 | 13.9 | -0.6 | 27.9 | 17.2 | 8.9 | 3.9 | 21.7 | 9.4 | 15 | 3.3 | 16.1 | 1.4 | 15 | 1.1 | 8.7 | 4.3 | 21.1 | 10.6 | 17.8 | -6.7 | 8.2 | -2.9 | 20.9 | -5.2 | 12.2 | -2.2 | 18.9 | 6.1 | 11.1 | -7.3 | 18.3 | 8.9 | 10.6 | 1.1 | 15.6 | 10 | 23.3 | 7.8 | 7 | 4 | 15.4 | 0.4 | 16.5 | 9.5 | 21.1 | 16.1 | 13.3 | 2.8 | 17 | -3 | 26.1 | 13.3 | 28.4 | 16.7 | 20 | 7.1 | 26.1 | 11.7 | 21.7 | 17.2 | 20.2 | 4.3 | 29.4 | 23.1 | 27.2 | 1.1 | 23.7 | 15.8 | 24.4 | 18.3 | 24.8 | 19.4 | 26.1 | 4.4 | 23.3 | 5 | 23.3 | 9.4 | 19.4 | 12.8 | 14.8 | 5.3 | 20 | 15 | 22.2 | 0 | 5.6 | 2.2 | 16.1 | 1.7
16 | -2 | 8.9 | 0 | 26.7 | 19.4 | 26.7 | 16.7 | 17.4 | -7.7 | 27.2 | -6.2 | 16 | 9 | 23.7 | 0.1 | 19.4 | 10.6 | 25 | 6.7 | 16.1 | 9.4 | 20.6 | 13.3 | 25.6 | -3.9 | 25.6 | -7.2 | 28 | 22 | 26.1 | 16.1 | 28.3 | 11.7 | 27.2 | 20.8 | 27.8 | 19.4 | 27.2 | 16.1 | 29.4 | 17.8 | 22.8 | 12.8 | 15 | 2.2 | 10.6 | -3.3 | 21.7 | 6.7 | 20 | 6.7 | 22.1 | 13.2 | 28.9 | 18.3 | 27.8 | 21.1 | 16.1 | 3.9 | 12 | 6 | 25.6 | 11.1 | 7.6 | 6.2 | 20.6 | 8.3 | 8.3 | -5.6 | 12.8 | 10 | 17.2 | 4.4 | 21.7 | 4.4 | 14.4 | 0.6 | 18.9 | 12.8 | 14.4 | -0.6 | 29.4 | 16.7 | 7.8 | 5 | 22.8 | 10 | 17.2 | 4.4 | 15.6 | 3.4 | 15.6 | 1.7 | 10 | 5 | 22.2 | 10.6 | 18.9 | -7.2 | 9.6 | -1.8 | 21.9 | -4.5 | 13.9 | -6.1 | 19.4 | 5.6 | 12.2 | -6.9 | 20 | 8.9 | 11.7 | 1.7 | 15.6 | 10.6 | 24.4 | 9.4 | 8 | 4 | 18 | -0.7 | 17.9 | 9.3 | 23.3 | 16.7 | 13.3 | 3.9 | 18 | -2 | 30.6 | 13.3 | 30 | 15.3 | 21.1 | 7.8 | 27.2 | 10.6 | 23.3 | 17.8 | 22.8 | 0 | 30 | 23.3 | 28.3 | 1.1 | 25 | 15.6 | 25.6 | 18.9 | 26.7 | 20 | 28.9 | 3.9 | 24.4 | 4.4 | 25 | 9.4 | 19.4 | 13.9 | 15.2 | 4.9 | 21.1 | 15 | 22.8 | 0 | 6.1 | 2.2 | 17 | 0.2
17 | 1 | 9.4 | 0 | 26.7 | 19.4 | 28.3 | 17.8 | 18.7 | -9.1 | 28.3 | -6.7 | 17 | 8 | 24.4 | -0.6 | 20 | 10.6 | 26.7 | 5 | 16.7 | 6.1 | 20.6 | 13.3 | 24.4 | -4.4 | 27.2 | -5 | 28 | 22 | 26.1 | 16.7 | 29.4 | 12.8 | 27.2 | 21.1 | 28.9 | 18.3 | 27.8 | 15.6 | 28.9 | 18.3 | 24.4 | 13.9 | 15 | 1.1 | 12.2 | -2.2 | 22.2 | 7.2 | 21.1 | 8.9 | 22.8 | 13.9 | 28.3 | 19.4 | 27.2 | 21.1 | 16.7 | 4.4 | 12 | 5 | 25.6 | 11.7 | 7.2 | 6.7 | 21.7 | 8.3 | 7.8 | -2.2 | 13.9 | 8.9 | 18.3 | 4.4 | 21.9 | 4.9 | 16.1 | 1.1 | 18.2 | 13.5 | 15 | 0 | 29.6 | 15.7 | 9.4 | 5 | 23.3 | 10.6 | 17.8 | 3.3 | 15 | 4.4 | 16.7 | 1.7 | 11.5 | 3.8 | 23.3 | 12.8 | 18.3 | -6.7 | 11.1 | -1.1 | 22.8 | -5.6 | 15 | -3.9 | 20 | 6.7 | 13.3 | -7.8 | 21.1 | 8.3 | 11.7 | 0.6 | 15 | 12.2 | 25.6 | 11.7 | 7 | 5 | 20.6 | -3.9 | 19.4 | 8.9 | 25 | 16.7 | 12.8 | 3.3 | 19 | -2 | 30.6 | 11.7 | 31.7 | 12.8 | 21.5 | 8.4 | 28.3 | 11.1 | 22.8 | 17.8 | 23.7 | -0.5 | 30.2 | 23.1 | 28.9 | 0.6 | 25.6 | 15.6 | 26.7 | 19.4 | 27.6 | 20.4 | 30 | 5 | 25 | 5 | 26.7 | 10.6 | 20.6 | 13.3 | 15.6 | 3.9 | 21.7 | 13.9 | 23.9 | 1.7 | 6.1 | 2.8 | 18 | -1.6
17 | 1 | 9.4 | -0.6 | 27.2 | 18.3 | 28.3 | 17.2 | 20 | -12.2 | 29.4 | -10 | 19 | 9 | 24.8 | -0.3 | 19.4 | 10.6 | 27.2 | 5.5 | 16.1 | 6.1 | 19.4 | 12.8 | 25 | -3.3 | 27.2 | -6.1 | 28 | 22 | 26.7 | 17.2 | 30 | 12.2 | 28.3 | 20.6 | 28.9 | 19.4 | 25.6 | 16.1 | 27.8 | 17.8 | 25.6 | 15 | 16.1 | 0 | 13.3 | -2.2 | 23.3 | 5 | 22.2 | 10 | 21.3 | 14.5 | 30 | 17.2 | 26.7 | 20.6 | 16.1 | 3.9 | 13 | 6 | 27.2 | 12.2 | 7 | 6.3 | 22.2 | 7.8 | 7.8 | -1.7 | 18.3 | 10 | 19.4 | 4.4 | 22 | 5 | 17.2 | 1.1 | 17.4 | 14.1 | 16.1 | 0.6 | 29.8 | 15.2 | 10.6 | 3.3 | 23.9 | 9.4 | 18.9 | 4.4 | 14.6 | 3.1 | 17.8 | 1.7 | 12.9 | 2.2 | 26.7 | 14.4 | 18.3 | -8.9 | 11.3 | -1.9 | 23.5 | -4.9 | 16.1 | -3.3 | 20 | 5 | 14.1 | -7 | 20 | 9.4 | 12.8 | -1.7 | 14.4 | 13.3 | 26.7 | 13.9 | 8 | 6 | 21.7 | -2 | 20.3 | 9 | 26.1 | 16.1 | 13.3 | 1.7 | 21 | -1 | 30 | 11.7 | 31.9 | 11.7 | 21.8 | 9.4 | 25.6 | 12.8 | 22.8 | 16.7 | 24.7 | -1 | 30.4 | 23.1 | 30 | 0.6 | 26.1 | 15.8 | 27.8 | 18.9 | 28.5 | 20.8 | 29.4 | 1.7 | 26.1 | 5.6 | 28.3 | 11.1 | 21.1 | 12.8 | 15 | 3.8 | 23.3 | 14.4 | 23.9 | 2.2 | 5 | 2.8 | 18.9 | -4.4
16 | 3 | 8.9 | 0 | 27.8 | 17.2 | 27.2 | 16.1 | 20 | -12.4 | 29.4 | -8.9 | 18 | 7 | 25.2 | 0.6 | 18.9 | 11.1 | 27.8 | 6 | 16.7 | 7.2 | 16.7 | 12.8 | 24.4 | -4.4 | 28.3 | -5.6 | 27 | 23 | 26.1 | 16.7 | 30.6 | 13.3 | 29.5 | 20.1 | 28.3 | 19.4 | 24.4 | 17.2 | 27.2 | 17.8 | 26.7 | 16.1 | 16.7 | 0.6 | 12.2 | -2.8 | 24.4 | 7.2 | 23.3 | 11.1 | 19.8 | 14.9 | 30 | 19.4 | 26.1 | 21.1 | 17.2 | 2.2 | 14 | 5 | 28.3 | 12.2 | 6.9 | 6 | 23.3 | 10 | 7.2 | -0.6 | 18.3 | 8.3 | 19.4 | 4.4 | 22.2 | 5.6 | 17.8 | 2.2 | 16.7 | 14.4 | 17.8 | 0 | 30 | 14.4 | 10.6 | 3.9 | 23.9 | 7.8 | 20.6 | 5 | 14.3 | 1.9 | 18.3 | 1.1 | 14.4 | -0.6 | 27.8 | 16.1 | 18.3 | -7.2 | 11.5 | -2.7 | 24.3 | -6.1 | 17.8 | -2.8 | 20 | 5 | 14.8 | -6.5 | 19.4 | 9.4 | 12.8 | -1.7 | 14.4 | 13.3 | 27.2 | 15.6 | 8 | 6 | 22.8 | -1.2 | 21.3 | 9.3 | 26.1 | 15.6 | 12.8 | 1.7 | 19 | -2 | 30 | 11.7 | 32 | 10.7 | 22.2 | 10 | 21.7 | 13.3 | 23.3 | 15 | 25.6 | -2.2 | 30.6 | 22.8 | 30.6 | -0.6 | 26.7 | 15.6 | 28.3 | 17.8 | 29.4 | 21.1 | 28.9 | 2.8 | 26.1 | 5.6 | 29.4 | 12.2 | 21.7 | 13.3 | 14.5 | 3.6 | 24.4 | 13.9 | 25.6 | 2.2 | 3.3 | 3.3 | 16.1 | -1.7
15 | 3 | 8.3 | 1.1 | 27.2 | 18.3 | 26.7 | 16.1 | 20 | -12.4 | 29.4 | -8.9 | 18 | 9 | 25.6 | 1.1 | 17.8 | 11.1 | 28.3 | 6.7 | 15 | 7.8 | 15.6 | 12.8 | 24.4 | -3.9 | 28.9 | -4.4 | 27 | 23 | 25.6 | 16.7 | 28.9 | 15 | 30.6 | 19.4 | 28.3 | 18.9 | 26.1 | 15.6 | 27.2 | 18.3 | 26.7 | 16.1 | 17.2 | -0.6 | 11.7 | -3.9 | 25 | 6.1 | 22.8 | 11.7 | 18.3 | 15 | 29.4 | 20 | 23.9 | 20.6 | 18.3 | 0.6 | 11 | 6 | 28.3 | 11.7 | 6.7 | 5.6 | 22.8 | 8.9 | 7.8 | -5 | 17.8 | 8.3 | 19.4 | 4.4 | 21.8 | 6.1 | 18.9 | -0.6 | 15.8 | 14 | 18.3 | 0.6 | 29.1 | 15.3 | 11.1 | 2.8 | 22.8 | 8.9 | 21.1 | 5.6 | 13.9 | 0 | 18.9 | 1.1 | 13.3 | 0.6 | 28.3 | 15 | 18.3 | -8.9 | 11.7 | -4.4 | 25 | -7.8 | 17.8 | -3.3 | 18.9 | 1.1 | 15.6 | -7.2 | 18.9 | 9.4 | 12.2 | -2.2 | 14.4 | 13.3 | 27.8 | 16.7 | 8 | 7 | 23.9 | 0.6 | 22.2 | 8.9 | 26.1 | 16.7 | 12.8 | 0.6 | 18 | -3 | 30.6 | 12.2 | 32.2 | 8.9 | 20.2 | 9.5 | 20.6 | 12.2 | 22.8 | 15 | 25.6 | -1.8 | 29.8 | 22.8 | 31.1 | -0.6 | 26.7 | 15.8 | 29.4 | 17.2 | 29.6 | 19.6 | 27.2 | 4.4 | 26.1 | 5 | 28.9 | 12.2 | 22.2 | 12.8 | 13.9 | 3.3 | 24.4 | 14.4 | 25.6 | 2.2 | 3.3 | 2.8 | 13.4 | -0.9
15 | 3 | 8.3 | 2.2 | 24.4 | 20 | 21.1 | 17.2 | 20 | -15 | 29.4 | -9.4 | 18 | 7 | 24.3 | 1.2 | 17.2 | 11.1 | 25.7 | 8.7 | 13.9 | 7.8 | 14.4 | 12.5 | 23.9 | -2.8 | 28.3 | -5 | 26 | 21 | 25 | 17.2 | 28.3 | 17.2 | 29.5 | 19.5 | 27.8 | 18.9 | 20.6 | 17.2 | 26.1 | 18.3 | 26.7 | 16.7 | 16.7 | 0 | 11.1 | -3.9 | 25 | 6.1 | 22.2 | 11.1 | 17.9 | 14.6 | 28.3 | 20 | 26.1 | 21.7 | 17.2 | 0 | 11 | 5 | 26.7 | 11.1 | 6.3 | 5.3 | 21.7 | 8.9 | 7.2 | -3.9 | 17.8 | 5.6 | 19.4 | 4.4 | 21.5 | 7 | 18.9 | -0.6 | 14.8 | 13.4 | 18.9 | 1.1 | 28.1 | 15.8 | 10 | 5 | 21.1 | 6.7 | 21.1 | 5.6 | 13.3 | 0.6 | 18.9 | 1.1 | 12.2 | 1.8 | 28.3 | 16.1 | 17.8 | -8.9 | 10.2 | -2.8 | 24.1 | -7.3 | 17.2 | -2.8 | 18.3 | 0.6 | 15 | -6.3 | 17.8 | 8.3 | 11.1 | -1.7 | 14.4 | 13.9 | 27.8 | 16.7 | 8 | 7 | 22.2 | 1.8 | 21.7 | 9 | 18.9 | 13.3 | 12.8 | 0.6 | 16 | -3 | 28.9 | 15 | 30.9 | 9.2 | 18.1 | 8.7 | 21.1 | 12.8 | 20 | 15.6 | 25.6 | -2.6 | 29.1 | 22.8 | 30 | 0.6 | 26.7 | 16.1 | 28.3 | 17.8 | 29.8 | 18 | 25.6 | 7.8 | 25.6 | 5.6 | 28.3 | 12.8 | 21.7 | 12.8 | 13.9 | 3.7 | 25 | 15 | 25.6 | 2.2 | 3.3 | 2.8 | 10.6 | -0.6
16 | 3 | 7.2 | 2.2 | 20.6 | 17.2 | 20 | 16.7 | 17.4 | -11.9 | 28.1 | -6.9 | 17 | 6 | 23 | 1.9 | 15.6 | 11.7 | 23.2 | 9.6 | 12.8 | 7.8 | 14.4 | 13 | 24.4 | -7.2 | 25.6 | -7.8 | 25 | 21 | 23.9 | 17.2 | 27.8 | 14.4 | 28.3 | 19.8 | 26.7 | 19.4 | 21.1 | 17.2 | 26.1 | 17.8 | 26.1 | 16.7 | 16.1 | -0.6 | 10 | -4.4 | 25.6 | 6.7 | 22.2 | 11.1 | 17.6 | 14.3 | 27.2 | 20 | 25.6 | 20.6 | 15.6 | 2.8 | 12 | 4 | 26.7 | 8.9 | 6 | 5 | 21.1 | 9.4 | 6.7 | -5.6 | 16.7 | 5 | 19.4 | 4.4 | 21.1 | 7.2 | 17.8 | -2.2 | 13.9 | 12.8 | 18.3 | 1.1 | 27.2 | 16.7 | 9.4 | 5 | 19.4 | 7.2 | 20 | 5.6 | 12.8 | 0.8 | 18.3 | 1.7 | 11.1 | 2.2 | 27.2 | 17.2 | 13.3 | -3.3 | 8.7 | -1.7 | 23.1 | -7 | 16.7 | -1.7 | 17.2 | 1.1 | 14.5 | -6.7 | 17.8 | 8.9 | 10.6 | -2.2 | 14.4 | 14.4 | 26.7 | 16.7 | 7 | 5 | 20.6 | 2.9 | 21.1 | 9.1 | 18.9 | 16.1 | 11.7 | 0.6 | 14 | -4 | 26.7 | 14.4 | 29.6 | 9.7 | 16.1 | 7.8 | 16.7 | 13.3 | 18.9 | 13.9 | 25.6 | -3.3 | 28.3 | 22.8 | 27.8 | 0 | 26.7 | 16.1 | 27.2 | 18.3 | 30 | 16.1 | 25 | 7.2 | 22.2 | 7.2 | 26.1 | 10 | 21.1 | 12.8 | 13.9 | 4.2 | 24.4 | 15 | 24.4 | 2.8 | 2.8 | 2.8 | 10.2 | -0.5
15 | 3 | 7.2 | 1.7 | 20 | 17.8 | 19.4 | 16.7 | 14.8 | -10.3 | 26.9 | -6.4 | 17 | 8 | 21.7 | 1.7 | 15 | 11.7 | 20.6 | 10 | 11.7 | 7.8 | 13.9 | 13.1 | 17.2 | 0 | 24.4 | -6.1 | 24 | 21 | 22.8 | 17.2 | 26.1 | 17.2 | 27.2 | 20 | 24.4 | 18.9 | 21.1 | 17.8 | 25 | 17.8 | 25 | 16.1 | 15 | 1.7 | 8.3 | -4.4 | 23.9 | 8.3 | 19.4 | 12.8 | 17.2 | 13.9 | 25 | 21.1 | 25 | 20.6 | 14.4 | 3.3 | 12 | 6 | 22.2 | 9.4 | 5.6 | 4.4 | 21.1 | 9.4 | 6.1 | -5 | 15.6 | 7.8 | 16.7 | 3.9 | 18.7 | 6.9 | 14.4 | -0.6 | 13.7 | 12.8 | 17.8 | -1.7 | 24.6 | 16.9 | 10 | 5 | 18.9 | 7.2 | 18.3 | 5 | 12.2 | 1.1 | 15 | 3.9 | 10.7 | 1.8 | 26.7 | 18.3 | 10.6 | -3.3 | 7.2 | -1.7 | 22.2 | -8.9 | 13.9 | -1.7 | 15.6 | -0.6 | 13.9 | -7.8 | 16.1 | 8.9 | 10 | -0.6 | 13.9 | 13.9 | 25 | 16.7 | 7 | 5 | 18.9 | 3.3 | 20.6 | 8.9 | 18.3 | 15.6 | 10.6 | 1.1 | 12 | -4 | 23.9 | 14.4 | 28.3 | 9.4 | 13.9 | 7.5 | 16.7 | 13.9 | 18.3 | 13.3 | 23.2 | -1.5 | 27.6 | 23 | 25 | 0.6 | 24.8 | 16.3 | 25 | 16.7 | 28.7 | 18.2 | 23.9 | 7.8 | 20.6 | 7.2 | 24.4 | 11.1 | 18.9 | 11.1 | 13.9 | 4.4 | 23.9 | 15.6 | 23.3 | 2.8 | 2.2 | 2.2 | 9.8 | -0.9
13 | 3 | 7.2 | 0 | 19.4 | 17.2 | 18.9 | 16.7 | 12.2 | -11.1 | 25.6 | -5.6 | 15 | 6 | 19.8 | 2.6 | 14.4 | 11.7 | 18.7 | 9.5 | 11.1 | 8.3 | 12.8 | 12.8 | 15 | 0 | 22.2 | -7.2 | 23 | 21 | 21.1 | 17.2 | 25.6 | 18.9 | 25.5 | 17.7 | 23.3 | 18.3 | 20.6 | 17.8 | 23.9 | 17.8 | 23.9 | 16.1 | 13.3 | 1.1 | 7.8 | -0.6 | 22.2 | 7.8 | 17.8 | 12.2 | 16.7 | 14 | 23.9 | 21.7 | 24.4 | 20.6 | 13.3 | 5 | 9 | 7 | 21.7 | 9.4 | 5.6 | 4.6 | 18.9 | 8.9 | 4.4 | -4.4 | 12.2 | 7.2 | 15 | 3.9 | 16.3 | 5.9 | 12.2 | -1.1 | 13.5 | 12.7 | 15.6 | 0 | 22 | 16.5 | 7.2 | 5.6 | 16.7 | 7.8 | 15.6 | 5.6 | 12 | 1.6 | 11.1 | 4.4 | 10.4 | 1.2 | 25.6 | 17.2 | 8.9 | 0 | 5.4 | -1.1 | 20.5 | -7 | 10.6 | -1.1 | 13.9 | 0 | 13.3 | -6.6 | 13.3 | 7.8 | 9.4 | -1.1 | 13.3 | 13.3 | 23.3 | 16.7 | 7 | 4 | 17 | 3.3 | 18.5 | 8.5 | 18.3 | 16.1 | 9.4 | 1.1 | 10 | 0 | 22.8 | 14.4 | 25.5 | 12.7 | 11.6 | 7 | 16.7 | 14.4 | 17.8 | 14.4 | 20.7 | -0.5 | 26.8 | 23.3 | 25 | 0.6 | 23 | 16.3 | 23.9 | 19.4 | 27.4 | 20 | 22.8 | 5.6 | 19.4 | 6.7 | 22.2 | 11.1 | 16.7 | 9.4 | 13.7 | 3.2 | 21.7 | 15 | 21.7 | 5.6 | 1.7 | 1.7 | 9.4 | -1.1
11 | 3 | 6.7 | 0.6 | 19.4 | 17.8 | 18.9 | 16.7 | 9.2 | -9.7 | 23.7 | -3.9 | 13 | 9 | 18 | 2.7 | 14.4 | 11.7 | 16.9 | 9.1 | 11.1 | 8.3 | 12.8 | 12.8 | 11.7 | -0.6 | 20 | -6.7 | 23 | 21 | 20 | 17.8 | 25 | 17.2 | 23.9 | 16 | 22.8 | 18.9 | 20.6 | 18.3 | 23.9 | 17.8 | 22.2 | 15 | 12.8 | 0.6 | 7.8 | -2.8 | 20 | 7.2 | 17.2 | 12.2 | 16.1 | 14 | 23.3 | 21.7 | 22.8 | 20.6 | 13.3 | 3.9 | 8 | 6 | 20 | 8.9 | 5.6 | 4.6 | 18.3 | 9.4 | 3.9 | -4.4 | 7.8 | 4.4 | 12.8 | 2.2 | 13.9 | 5 | 9.4 | -0.6 | 13.3 | 12.8 | 13.9 | -0.6 | 19.4 | 16.1 | 7.2 | 5 | 17.2 | 7.2 | 13.9 | 5.6 | 11.9 | 2.1 | 10.6 | 3.9 | 10 | 0.6 | 25 | 18.3 | 8.9 | 0 | 3.5 | -1.1 | 18.9 | -6.6 | 10.6 | -0.6 | 12.2 | 0.6 | 12.8 | -6 | 12.8 | 7.8 | 8.9 | -1.1 | 13.3 | 13.3 | 22.2 | 16.7 | 7 | 4 | 15.2 | 2.7 | 16.5 | 8 | 17.2 | 7.8 | 10 | -1.1 | 7 | 1 | 22.2 | 15 | 22.8 | 14.4 | 9.4 | 6.1 | 16.7 | 13.9 | 17.2 | 14.4 | 18.3 | -0.6 | 26.1 | 23.3 | 23.3 | 1.1 | 21.1 | 16.1 | 22.8 | 19.4 | 26.1 | 21.1 | 20.6 | 6.1 | 17.8 | 5.6 | 21.1 | 11.1 | 14.4 | 10.6 | 13.5 | 2.1 | 20 | 15 | 18.3 | 6.7 | 1.1 | 0 | 8.7 | -0.8
11 | 2 | 4.4 | 1.1 | 18.9 | 17.2 | 18.9 | 16.1 | 6.3 | -10.1 | 21.9 | -2.4 | 13 | 8 | 16.1 | 2.8 | 14.4 | 11.7 | 15 | 8.3 | 10.6 | 8.3 | 13.3 | 13 | 10.6 | 0 | 18.9 | -7.2 | 21 | 18 | 20 | 17.2 | 24.4 | 17.2 | 22.2 | 13.9 | 22.2 | 19.4 | 20 | 18.3 | 23.3 | 18.3 | 21.7 | 16.1 | 7.2 | 0.6 | 6.1 | -1.7 | 18.9 | 6.7 | 17.8 | 12.2 | 15.6 | 13.9 | 22.8 | 22.2 | 22.8 | 21.1 | 14.4 | 3.3 | 8 | 6 | 11.7 | 5.6 | 5.6 | 4.4 | 18.9 | 8.9 | 2.8 | -3.9 | 6.1 | 6.1 | 12.8 | 1.7 | 13.5 | 4.9 | 8.3 | -1.1 | 13.3 | 12.4 | 12.8 | -1.1 | 19.8 | 16.1 | 7.2 | 5 | 16.7 | 7.8 | 11.1 | 6.7 | 11.7 | 2.2 | 10 | 3.9 | 9.1 | 0 | 23.9 | 18.3 | 8.3 | -0.6 | 1.7 | -1.7 | 17.2 | -7.2 | 7.8 | -1.1 | 11.1 | 0.6 | 12.2 | -6.7 | 12.8 | 7.8 | 7.8 | -0.6 | 13.3 | 12.8 | 21.1 | 17.2 | 6 | 4 | 13.3 | 2.2 | 14.4 | 7.2 | 14.4 | 6.7 | 8.3 | -1.1 | 7 | 1 | 22.2 | 15 | 20 | 15 | 9 | 5.9 | 16.7 | 14.4 | 17.2 | 13.9 | 17.6 | 0.3 | 25.9 | 23.4 | 21.1 | 1.1 | 19.8 | 15.7 | 23.9 | 19.4 | 25.5 | 21.2 | 20.6 | 4.4 | 17.2 | 6.1 | 21.1 | 12.2 | 13.9 | 11.1 | 13.3 | 0.6 | 18.9 | 15.6 | 16.7 | 5.6 | 1.1 | 0 | 7.9 | -0.5
8 | 2 | 4.4 | 1.7 | 18.3 | 17.8 | 17.8 | 16.1 | 3.3 | -11.7 | 20 | -2.2 | 11 | 8 | 15.2 | 3 | 14.4 | 11.7 | 14.3 | 8.5 | 10.6 | 8.3 | 13.3 | 13 | 10 | 0 | 15.6 | -7.8 | 20 | 13 | 18.9 | 17.2 | 23.3 | 17.8 | 20.2 | 13.9 | 21.1 | 19.4 | 20 | 17.8 | 23.3 | 18.9 | 21.1 | 16.7 | 6.1 | 1.1 | 6.1 | -1.1 | 16.7 | 6.7 | 19.4 | 15.6 | 15.8 | 14 | 23.3 | 22.2 | 22.2 | 20.6 | 13.9 | 4.4 | 7 | 4 | 10 | 5 | 5.6 | 4.7 | 18.3 | 8.3 | 2.8 | -3.9 | 5.6 | 5.6 | 10.6 | 1.7 | 13.2 | 5.1 | 7.8 | -2.2 | 13.3 | 12.1 | 13.3 | -2.2 | 20.2 | 16.3 | 7.2 | 5 | 13.9 | 8.9 | 10.6 | 6.7 | 11.5 | 2.3 | 9.4 | 3.3 | 8.1 | -0.3 | 23.3 | 17.8 | 7.8 | -0.6 | 0.8 | -2 | 16.5 | -6.4 | 4.4 | -1.7 | 7.8 | 1.7 | 11.8 | -5.8 | 12.8 | 8.3 | 7.8 | 0 | 12.2 | 11.7 | 20 | 17.2 | 6 | 3 | 10.9 | 2.5 | 13.3 | 7.6 | 13.3 | 5 | 7.8 | -1.1 | 6 | 1 | 21.1 | 15 | 20.2 | 14.8 | 8.7 | 5.8 | 16.1 | 13.9 | 16.7 | 13.3 | 16.8 | 0.4 | 25.8 | 23.5 | 19.4 | 1.1 | 18.5 | 15 | 22.2 | 20 | 25 | 21.1 | 18.3 | 7.2 | 16.1 | 4.4 | 20 | 12.2 | 13.9 | 10.6 | 12 | 0.4 | 20.6 | 15.6 | 15 | 5.6 | 0.6 | 0 | 7.2 | -0.6
6 | 1 | 4.4 | 1.7 | 18.3 | 17.8 | 17.2 | 15 | 2.2 | -10.4 | 18.9 | -1.8 | 11 | 8 | 14.2 | 3.4 | 14.4 | 11.1 | 13.5 | 8.8 | 10 | 8.3 | 12.8 | 12.7 | 10 | 3.3 | 15.6 | -7.8 | 20 | 12 | 18.9 | 17.2 | 22.8 | 18.3 | 18.1 | 13.6 | 20.6 | 19.4 | 19.4 | 18.3 | 23.3 | 18.9 | 21.7 | 16.7 | 6.7 | 1.7 | 6.7 | -1.1 | 15 | 7.2 | 19.4 | 15.6 | 15.9 | 13.9 | 22.8 | 22.2 | 22.2 | 20.6 | 13.3 | 5 | 7 | 4 | 9 | 4.6 | 5.6 | 4.9 | 18.3 | 8.3 | 2.8 | -3.9 | 3.9 | 2.8 | 8.3 | 1.1 | 12.8 | 5 | 6.1 | -2.2 | 13.3 | 11.7 | 10.6 | -2.2 | 20.6 | 16.1 | 7.2 | 5.6 | 13.9 | 7.2 | 8.9 | 7.2 | 11.3 | 2.1 | 7.8 | 3.3 | 7.2 | -1.1 | 23.3 | 17.8 | 7.8 | 0 | -0.2 | -2.7 | 15.7 | -6.4 | 4.4 | -1.7 | 6.1 | 1.7 | 11.5 | -5.2 | 12.2 | 8.9 | 6.7 | 1.1 | 12.2 | 11.7 | 20 | 17.2 | 6 | 3 | 8.5 | 2.1 | 12.2 | 7.7 | 12.2 | 3.9 | 6.1 | -1.1 | 5 | 0 | 22.2 | 15.6 | 20.4 | 14.8 | 8.3 | 5.6 | 15.6 | 13.9 | 16.7 | 13.9 | 16.1 | 1.1 | 25.6 | 23.3 | 20.6 | 1.1 | 17.2 | 14.4 | 22.2 | 20 | 24.4 | 21.1 | 16.7 | 3.9 | 15 | 3.9 | 16.7 | 12.2 | 13.3 | 10.6 | 10.7 | 0.4 | 21.1 | 16.1 | 13.3 | 6.7 | 0.6 | -0.6 | 6.3 | 0.6
7 | 2 | 4.4 | -0.6 | 19.4 | 17.2 | 18.3 | 16.1 | 1.1 | -10.4 | 17.8 | -2.2 | 10 | 7 | 13.3 | 3.3 | 13.9 | 10.6 | 12.8 | 8.9 | 10 | 8.3 | 12.8 | 12.4 | 9.4 | 3.9 | 13.3 | -7.8 | 18 | 12 | 18.9 | 17.2 | 22.8 | 18.9 | 16.1 | 13.3 | 21.1 | 20 | 20.6 | 19.4 | 23.3 | 18.9 | 20.6 | 16.1 | 7.2 | 1.1 | 6.7 | -2.2 | 13.3 | 7.8 | 19.4 | 16.1 | 16.1 | 13.9 | 22.8 | 22.2 | 22.2 | 20.6 | 12.8 | 4.4 | 6 | 4 | 8 | 4.2 | 5.6 | 5 | 16.7 | 8.3 | 1.1 | -3.3 | 2.2 | 1.7 | 5 | -0.6 | 11.7 | 5.8 | 5.6 | -2.8 | 13.3 | 11.7 | 11.1 | -1.7 | 19.3 | 15.8 | 6.7 | 5 | 12.8 | 6.7 | 6.7 | 5.6 | 11.1 | 1.7 | 7.8 | 5 | 6.7 | -0.9 | 22.8 | 17.2 | 6.1 | -0.6 | -1.1 | -3.9 | 15 | -7.2 | 3.9 | -2.2 | 5.6 | 2.2 | 11.1 | -6.1 | 10.6 | 8.3 | 5.6 | 1.7 | 12.2 | 11.7 | 18.9 | 17.2 | 4 | 2 | 6.1 | 1.7 | 11.1 | 7.8 | 11.1 | 3.3 | 5.6 | -1.7 | 4 | 1 | 22.2 | 15.6 | 20.6 | 14.4 | 8.1 | 5.1 | 15.6 | 13.3 | 16.1 | 13.9 | 14.4 | 1.7 | 25.6 | 23.3 | 20 | 1.1 | 17.2 | 14.1 | 23.3 | 20.6 | 24.2 | 20.7 | 16.1 | 5 | 13.9 | 4.4 | 16.1 | 12.2 | 11.7 | 9.4 | 9.4 | 0 | 20 | 16.7 | 12.2 | 6.1 | 0 | -0.6 | 5.3 | 1.6
6 | 2 | 4.4 | -1.1 | 18.9 | 18.3 | 18.3 | 16.1 | 0 | -11.7 | 16.7 | -2.2 | 10 | 6 | 12 | 3.5 | 13.3 | 10.6 | 12.1 | 9 | 10 | 8.3 | 12.2 | 12.2 | 9.4 | 3.3 | 12.2 | -6.7 | 18 | 12 | 17.8 | 16.7 | 22.2 | 18.9 | 15 | 13.1 | 21.1 | 19.4 | 19.4 | 18.3 | 22.2 | 18.3 | 19.4 | 16.1 | 7.2 | 0.6 | 6.7 | -2.2 | 14.4 | 8.3 | 19.4 | 15 | 15.7 | 13.9 | 23.3 | 22.8 | 21.7 | 20.6 | 12.8 | 5 | 6 | 4 | 7 | 3.8 | 5.6 | 4.9 | 15.6 | 8.3 | 0.6 | -3.3 | 2.2 | 1.1 | 4.4 | -1.1 | 10.5 | 6.3 | 5 | -2.8 | 13.3 | 11.7 | 10 | -2.2 | 18 | 15.1 | 6.7 | 5 | 10 | 7.2 | 6.7 | 6.1 | 11.3 | 3.6 | 7.2 | 5.6 | 6.1 | -0.7 | 22.8 | 17.8 | 5 | 0 | -1.3 | -3.7 | 13.7 | -6.3 | 2.2 | -2.8 | 3.3 | 1.7 | 11.3 | -5 | 13.3 | 10.6 | 5.6 | 1.7 | 11.7 | 11.7 | 18.3 | 17.2 | 3 | 2 | 5.2 | 0.9 | 10.2 | 7.8 | 10 | 1.7 | 3.9 | -1.1 | 3 | 1 | 22.2 | 14.4 | 20.8 | 15.4 | 8 | 4.6 | 15.6 | 13.3 | 15.6 | 13.3 | 12.8 | 2.1 | 25.6 | 23.1 | 20 | 1.1 | 17.2 | 13.8 | 22.8 | 20.6 | 24.1 | 20.4 | 15 | 4.4 | 13.3 | 5.6 | 13.9 | 11.7 | 10.6 | 8.9 | 8.5 | 0.2 | 19.4 | 16.7 | 11.1 | 6.1 | 0 | -0.6 | 4.4 | 2.2
5 | 2 | 4.4 | -1.1 | 18.9 | 18.3 | 17.8 | 15 | -0.6 | -9.4 | 15.9 | -1.4 | 9 | 6 | 10.7 | 3.5 | 13.3 | 11.1 | 11.3 | 8.9 | 8.9 | 7.2 | 11.7 | 11.7 | 7.2 | 3.3 | 11.7 | -7.8 | 16 | 12 | 17.2 | 16.7 | 21.7 | 18.9 | 13.9 | 12.7 | 21.1 | 19.4 | 19.4 | 17.2 | 21.7 | 18.3 | 18.9 | 16.1 | 7.8 | 0.6 | 6.7 | -2.8 | 14.4 | 8.3 | 18.3 | 13.9 | 15.4 | 14 | 23.3 | 22.8 | 21.7 | 20.6 | 11.7 | 5 | 6 | 4 | 5.9 | 3.2 | 5.6 | 4.7 | 16.7 | 8.3 | 0 | -2.8 | 0.6 | 0.6 | 3.9 | -1.1 | 9.4 | 6.7 | 3.9 | -3.3 | 13.3 | 11.7 | 8.3 | -1.7 | 16.7 | 14.4 | 6.7 | 4.4 | 8.9 | 7.2 | 5.6 | 5 | 11.5 | 5.4 | 7.2 | 6.7 | 5.6 | -1.1 | 22.2 | 17.2 | 5 | 0 | -1.5 | -3.9 | 12.4 | -6.7 | 1.7 | -2.8 | 3.9 | 1.7 | 11.5 | -5.2 | 12.8 | 10.6 | 3.3 | 1.1 | 11.7 | 11.7 | 18.3 | 17.2 | 3 | 2 | 4.2 | 0.1 | 9.2 | 7.8 | 9.4 | 1.1 | 3.9 | -1.1 | 4 | 1 | 20.6 | 15.6 | 20.9 | 15.9 | 7.8 | 3.9 | 15.6 | 13.3 | 15.6 | 12.8 | 11.1 | 2.2 | 25.6 | 22.8 | 20 | 1.1 | 17.2 | 13.3 | 22.2 | 20.6 | 23.9 | 20 | 15.6 | 5 | 12.8 | 6.7 | 12.8 | 11.1 | 10 | 9.4 | 7.6 | 0.5 | 16.7 | 15 | 11.1 | 6.1 | -0.6 | -1.1 | 4.8 | 2.2
6 | 3 | 3.9 | -1.1 | 18.3 | 18.3 | 17.2 | 15 | -1.1 | -8.8 | 15.2 | -0.8 | 9 | 6 | 9.4 | 3.3 | 13.9 | 11.1 | 10.6 | 8.9 | 8.9 | 7.8 | 11.7 | 11.6 | 6.7 | 3.3 | 11.1 | -7.2 | 17 | 13 | 17.2 | 17.2 | 21.1 | 19.4 | 12.8 | 12.2 | 21.1 | 19.4 | 19.4 | 16.1 | 21.1 | 18.3 | 19.4 | 16.7 | 6.7 | 0 | 6.7 | -2.8 | 13.3 | 8.9 | 17.8 | 10 | 15 | 13.9 | 23.3 | 22.8 | 21.1 | 20 | 11.7 | 5 | 4 | 3 | 4.9 | 2.8 | 5.6 | 4.4 | 16.1 | 8.9 | 0 | -2.8 | 0 | -0.6 | 2.2 | -2.2 | 9 | 6.8 | 3.3 | -3.3 | 13.1 | 11.7 | 7.8 | -1.7 | 16.7 | 14.7 | 6.1 | 4.4 | 10 | 5.6 | 4.4 | 4.4 | 11.7 | 6.7 | 7.2 | 6.1 | 5.2 | -0.7 | 21.7 | 17.8 | 6.1 | 0 | -1.7 | -4.4 | 11.1 | -7.8 | 2.8 | -3.3 | 1.7 | 1.1 | 11.7 | -6.1 | 12.2 | 10.6 | 1.7 | 0 | 11.1 | 11.1 | 17.8 | 17.2 | 2 | 1 | 3.3 | -0.6 | 8.3 | 7.8 | 8.3 | 0.6 | 3.9 | -1.1 | 4 | 0 | 19.4 | 15.6 | 21.1 | 16.7 | 7.1 | 3.5 | 15.6 | 13.3 | 15 | 11.7 | 10.7 | 2.8 | 25.4 | 22.9 | 20.6 | 1.1 | 16.5 | 12.7 | 21.7 | 20.6 | 23.7 | 20.3 | 16.7 | 4.4 | 11.7 | 9.4 | 12.2 | 10.6 | 8.9 | 8.3 | 6.7 | 0.6 | 15 | 13.9 | 11.1 | 6.1 | -0.6 | -1.1 | 5.2 | 1.9
7 | 3 | 3.3 | -1.1 | 18.3 | 18.3 | 17.2 | 14.4 | -1.7 | -8.9 | 14.4 | -0.6 | 8 | 6 | 11.5 | 4 | 13.9 | 10.6 | 11.5 | 9.1 | 8.3 | 7.2 | 11.7 | 11.7 | 3.9 | 3.3 | 13.9 | -7.2 | 17 | 14 | 16.7 | 16.1 | 20.6 | 19.4 | 13.2 | 12.1 | 21.1 | 19.4 | 18.9 | 16.7 | 20.6 | 17.8 | 19.4 | 16.7 | 6.7 | 0 | 6.1 | -2.2 | 13.3 | 8.9 | 15.6 | 7.2 | 15 | 13.9 | 22.8 | 22.2 | 21.7 | 20.6 | 11.1 | 5 | 4 | 3 | 3.9 | 2.2 | 6.3 | 5 | 16.1 | 8.9 | -1.1 | -3.3 | 1.7 | 1.7 | 2.8 | -1.7 | 8.7 | 7.2 | 2.8 | -3.3 | 13 | 11.8 | 7.2 | -1.7 | 16.7 | 14.9 | 6.1 | 3.9 | 9.4 | 4.4 | 4.4 | 4.4 | 12.6 | 6.2 | 7.2 | 5.6 | 4.8 | -0.9 | 21.1 | 17.8 | 6.1 | 0 | 0.7 | -3.2 | 13 | -6.3 | 0 | -3.9 | 1.7 | 1.7 | 11.9 | -4.5 | 11.7 | 10.6 | 2.8 | -0.6 | 10 | 9.4 | 18.3 | 17.8 | 1 | 0 | 4.8 | 0.4 | 8.7 | 7.8 | 7.8 | -0.6 | 3.3 | -1.1 | 3 | 1 | 19.4 | 15.6 | 21.3 | 16.5 | 6.3 | 2.8 | 15.6 | 13.3 | 14.4 | 10.6 | 10.4 | 3.4 | 25.2 | 22.9 | 20 | 1.1 | 15.7 | 11.9 | 21.7 | 20.6 | 23.5 | 20.3 | 17.2 | 3.9 | 11.7 | 10 | 12.8 | 11.1 | 9.4 | 9.4 | 8.2 | 1.3 | 15 | 14.4 | 9.4 | 5.6 | -0.6 | -1.1 | 5.6 | 1.7
9 | 3 | 3.3 | -1.1 | 18.3 | 18.3 | 17.2 | 14.4 | 3.1 | -6.1 | 16.6 | -0.5 | 8 | 5 | 13.5 | 4.4 | 13.9 | 10.6 | 12.4 | 9.3 | 8.9 | 7.8 | 11.7 | 11.7 | 5.6 | 3.9 | 12.2 | -6.7 | 18 | 15 | 17.2 | 16.1 | 20.6 | 19.4 | 13.5 | 11.9 | 19.4 | 18.3 | 17.8 | 16.7 | 20.6 | 18.3 | 20 | 17.2 | 7.2 | -0.6 | 5.6 | -1.1 | 15.6 | 10 | 11.7 | 8.9 | 15 | 13.9 | 22.8 | 22.2 | 21.7 | 20.6 | 11.7 | 5.6 | 4 | 3 | 4.4 | 2.2 | 7.1 | 5.3 | 16.7 | 8.9 | -0.6 | -2.2 | 3.3 | 3.3 | 3.9 | -0.6 | 8.3 | 7.2 | 3.3 | -2.8 | 12.8 | 11.7 | 6.7 | -1.7 | 16.7 | 15 | 6.1 | 3.9 | 9.4 | 6.7 | 3.9 | 3.3 | 13.5 | 5.4 | 7.2 | 5.6 | 4.4 | -1.1 | 21.7 | 18.3 | 6.1 | 0 | 3.2 | -2.6 | 14.8 | -5.9 | 3.9 | -2.2 | 2.2 | 2.2 | 12 | -4.5 | 12.8 | 11.7 | 2.2 | 1.1 | 9.4 | 9.4 | 18.3 | 17.8 | 3 | -1 | 6.3 | 1.4 | 9 | 7.6 | 7.8 | -1.1 | 3.3 | -0.6 | 6 | 0 | 18.3 | 16.1 | 21.5 | 16.5 | 5.6 | 2.2 | 15.6 | 11.7 | 14.4 | 10.6 | 10 | 3.9 | 25 | 22.8 | 18.3 | 1.1 | 15 | 11.1 | 22.2 | 20.6 | 23.3 | 20.6 | 17.8 | 9.4 | 10 | 9.4 | 13.3 | 11.7 | 10 | 9.4 | 9.6 | 2 | 15.6 | 15 | 9.4 | 5.6 | -0.6 | -1.1 | 6 | 2.1
11 | 4 | 4.4 | -0.6 | 18.3 | 18.3 | 17.8 | 14.4 | 8 | -5.1 | 18.9 | -0.4 | 8 | 5 | 15.6 | 4.4 | 15.6 | 10.6 | 13.3 | 9.4 | 11.1 | 8.3 | 12.2 | 12.2 | 5.6 | 4.4 | 16.1 | -5.6 | 22 | 14 | 19.4 | 17.8 | 21.1 | 20.6 | 13.9 | 11.7 | 20 | 18.9 | 16.1 | 15.6 | 22.2 | 18.9 | 20 | 17.2 | 11.1 | 0 | 6.7 | -1.1 | 16.7 | 11.1 | 12.2 | 8.9 | 15 | 13.9 | 24.4 | 23.3 | 23.3 | 21.1 | 13.3 | 5 | 6 | 4 | 6.1 | 2.2 | 7.8 | 5.6 | 17.2 | 10 | 1.7 | -1.7 | 5 | 5 | 9.4 | 2.8 | 9.8 | 6.9 | 6.1 | -2.8 | 13.9 | 11.6 | 7.8 | -1.7 | 19.7 | 16 | 6.7 | 4.4 | 11.1 | 5 | 6.7 | 6.7 | 14.4 | 4.4 | 8.9 | 6.1 | 6.3 | -0.2 | 21.7 | 18.3 | 8.3 | 0.6 | 5.6 | -2.8 | 16.7 | -6.7 | 7.8 | -1.7 | 7.2 | 4.4 | 12.2 | -4.4 | 16.1 | 13.3 | 3.9 | 1.7 | 10 | 9.4 | 20.6 | 18.9 | 4 | 0 | 7.8 | 2.2 | 9.4 | 7.8 | 8.9 | -0.6 | 5 | 0 | 7 | 1 | 18.9 | 16.1 | 21.7 | 16.1 | 7.8 | 3.3 | 13.3 | 9.4 | 15 | 10.6 | 12.2 | 4.7 | 25.9 | 23 | 21.7 | 1.1 | 16.9 | 11.4 | 22.2 | 20.6 | 23.7 | 20.7 | 18.3 | 6.1 | 11.1 | 10 | 18.9 | 13.9 | 9.4 | 9.4 | 11.1 | 2.8 | 20 | 18.3 | 11.1 | 7.2 | 0 | -1.1 | 6.3 | 2.4
12 | 4 | 5 | -0.6 | 19.4 | 19.4 | 17.8 | 14.4 | 12.8 | -5.6 | 21.1 | -1.7 | 10 | 4 | 17.4 | 5.1 | 16.7 | 10 | 15.7 | 9.8 | 13.3 | 8.9 | 13.3 | 12.2 | 6.1 | 3.3 | 20.6 | -4.4 | 25 | 14 | 21.7 | 18.3 | 23.9 | 19.4 | 17.6 | 12.7 | 22.8 | 19.4 | 16.1 | 13.9 | 25 | 18.9 | 21.1 | 17.2 | 11.7 | 0.6 | 8.9 | 0 | 20 | 12.8 | 13.3 | 8.3 | 15.2 | 14.1 | 26.1 | 23.3 | 24.4 | 21.1 | 15 | 6.7 | 8 | 3 | 7.8 | 4.4 | 9.1 | 4.3 | 18.9 | 11.1 | 3.3 | -2.2 | 7.8 | 5 | 11.7 | 4.4 | 11.3 | 6.5 | 8.3 | -2.2 | 15 | 11.4 | 9.4 | -3.3 | 22.6 | 16.7 | 7.2 | 4.4 | 12.8 | 1.1 | 10 | 7.2 | 15 | 4.4 | 12.8 | 7.8 | 8.1 | 0.1 | 21.7 | 18.3 | 10.6 | 0.6 | 8.5 | -1.9 | 18.9 | -5.2 | 11.1 | -1.7 | 11.1 | 2.8 | 12.6 | -2.9 | 21.7 | 15 | 6.7 | 0.6 | 11.1 | 10 | 22.2 | 18.9 | 6 | 1 | 10.6 | 3.2 | 10.9 | 8 | 10 | -1.7 | 6.1 | 0 | 9 | 2 | 20 | 16.7 | 22.1 | 17.3 | 10 | 4.4 | 13.3 | 8.3 | 15.6 | 10.6 | 14.5 | 5.3 | 26.9 | 23.4 | 23.3 | 1.1 | 18.7 | 11.1 | 23.9 | 21.1 | 24 | 20.9 | 20 | 6.7 | 14.4 | 10.6 | 22.8 | 15 | 11.1 | 10 | 13 | 3.1 | 21.7 | 18.3 | 15.6 | 7.8 | 0.6 | -1.1 | 6.7 | 2.8
15 | 1 | 5 | -1.1 | 19.4 | 19.4 | 18.9 | 15 | 15 | -5.8 | 23.5 | -1.3 | 10 | 4 | 19.3 | 5 | 17.8 | 10.6 | 18.2 | 10.3 | 14.4 | 9.4 | 15 | 12.2 | 6.1 | 2.8 | 22.2 | -3.9 | 26 | 14 | 23.9 | 17.2 | 25.6 | 18.3 | 21.3 | 13.5 | 24.4 | 19.4 | 15.6 | 13.9 | 25 | 19.4 | 22.8 | 17.8 | 13.9 | 1.1 | 10.6 | 0 | 21.1 | 13.9 | 15.6 | 10 | 15.4 | 14.3 | 26.7 | 22.8 | 26.7 | 20.6 | 17.2 | 5 | 9 | 2 | 9.4 | 5 | 10.4 | 2.3 | 21.1 | 13.3 | 6.1 | -2.2 | 10 | 4.4 | 11.7 | 4.4 | 12.8 | 5.6 | 10 | -3.3 | 16.1 | 11.1 | 11.7 | -4.4 | 25.6 | 16.7 | 9.4 | 4.4 | 12.8 | -1.1 | 13.9 | 7.8 | 15.5 | 4 | 15 | 8.3 | 10 | 0.6 | 23.3 | 18.3 | 11.1 | 0 | 11.5 | -1.4 | 21.1 | -4.3 | 13.9 | -0.6 | 13.9 | 2.8 | 12.9 | -1.9 | 23.3 | 15.6 | 8.3 | 0.6 | 11.7 | 9.4 | 23.9 | 18.9 | 7 | 4 | 13.3 | 3.7 | 12.4 | 7.9 | 11.1 | -2.2 | 7.2 | 1.1 | 10 | 2 | 21.1 | 16.7 | 22.4 | 18 | 12.2 | 5 | 13.3 | 9.4 | 16.7 | 11.1 | 16.7 | 5.6 | 27.8 | 23.3 | 24.4 | 1.1 | 20.6 | 10.6 | 26.1 | 20.6 | 24.4 | 21.1 | 21.7 | 9.4 | 16.1 | 9.4 | 23.9 | 15 | 11.7 | 10 | 14.8 | 3.3 | 23.9 | 18.9 | 20 | 8.9 | 1.7 | -0.6 | 6.9 | 3
17 | 0 | 6.1 | -1.1 | 19.4 | 18.3 | 21.7 | 15.6 | 17.2 | -7.8 | 25.9 | -2.4 | 11 | 6 | 21.1 | 5 | 18.3 | 10.6 | 20.6 | 10 | 16.7 | 9.4 | 18.9 | 12.8 | 6.7 | 3.3 | 25 | -3.3 | 26 | 17 | 25 | 16.1 | 26.7 | 18.3 | 25 | 13.3 | 25.6 | 19.4 | 15.6 | 13.9 | 26.7 | 18.9 | 24.4 | 18.3 | 16.7 | 0 | 10 | 0 | 23.9 | 15.6 | 17.8 | 12.2 | 15.6 | 14.4 | 28.3 | 22.8 | 27.2 | 20.6 | 18.3 | 8.9 | 10 | 1 | 11.1 | 5.6 | 11.7 | -0.6 | 23.3 | 15 | 8.3 | -3.3 | 12.8 | 4.4 | 13.3 | 5.6 | 13.3 | 5.2 | 11.1 | -2.8 | 18 | 10.9 | 12.2 | -5 | 26.9 | 16.2 | 11.1 | 5 | 13.9 | -1.7 | 18.3 | 7.8 | 16.1 | 3.9 | 17.2 | 8.3 | 11.7 | -0.1 | 23.9 | 18.3 | 13.3 | 0 | 14.4 | -2.2 | 23.3 | -4.4 | 17.8 | -1.7 | 15.6 | -1.7 | 13.3 | -1.1 | 26.1 | 16.1 | 3.9 | 2.2 | 12.8 | 9.4 | 26.7 | 18.9 | 7 | 4 | 16.1 | 3.9 | 13.9 | 7.8 | 13.3 | -0.6 | 7.8 | -0.6 | 11 | 2 | 23.3 | 16.7 | 22.8 | 18.9 | 13.1 | 4 | 15.6 | 7.2 | 18.9 | 11.7 | 18.2 | 6.4 | 28.7 | 23.2 | 25.6 | 1.1 | 22.3 | 10.5 | 26.7 | 18.9 | 25.7 | 21.2 | 23.3 | 8.9 | 17.2 | 9.4 | 25 | 15 | 13.3 | 10.6 | 16.7 | 3.3 | 23.9 | 18.9 | 25 | 8.3 | 3.3 | 0 | 7 | 3.3
17 | 0 | 5.6 | 0 | 22.2 | 18.9 | 23.3 | 14.4 | 19.4 | -12.2 | 28.3 | -3.9 | 11 | 6 | 23 | 5 | 18.9 | 10.6 | 21.3 | 10.2 | 18.9 | 8.9 | 22.2 | 11.7 | 6.7 | 3.9 | 25.6 | -3.3 | 27 | 18 | 25.6 | 16.1 | 28.3 | 18.3 | 26.3 | 13.1 | 26.7 | 13.9 | 16.1 | 13.3 | 27.2 | 18.9 | 23.9 | 17.2 | 18.9 | -1.1 | 10.6 | -1.7 | 24.4 | 15.6 | 18.9 | 12.8 | 16 | 14.7 | 28.9 | 22.2 | 27.2 | 20 | 18.9 | 6.1 | 8 | 4 | 12.2 | 7.2 | 12.1 | -1 | 25 | 16.7 | 10 | -3.3 | 14.4 | 4.4 | 16.7 | 6.1 | 13.9 | 5.3 | 11.7 | -2.2 | 19.8 | 10 | 12.8 | -4.4 | 28.1 | 15.4 | 11.7 | 3.3 | 14.4 | -1.7 | 20 | 5.6 | 16.5 | 4.6 | 19.4 | 8.9 | 13.3 | -0.9 | 25 | 17.8 | 15.6 | -1.1 | 14.4 | -1.5 | 24.6 | -5 | 20 | -0.6 | 16.1 | -1.7 | 14.2 | 0.4 | 27.8 | 16.1 | 7.2 | 2.2 | 14.4 | 8.3 | 28.3 | 18.3 | 7 | 4 | 19.1 | 4.5 | 15.6 | 9.1 | 14.4 | -1.1 | 7.2 | 0.6 | 13 | 3 | 23.9 | 16.7 | 22.6 | 18.8 | 14.1 | 3 | 16.7 | 6.7 | 20 | 11.7 | 19.6 | 6.7 | 29.7 | 22.7 | 26.1 | 0.6 | 23.9 | 10.3 | 27.8 | 18.9 | 27 | 21.3 | 26.1 | 6.7 | 18.3 | 6.1 | 25 | 15.6 | 13.3 | 10.6 | 18 | 3.1 | 25.6 | 18.9 | 26.7 | 5.6 | 3.9 | 0 | 7.2 | 3.3
19 | 0 | 6.1 | -0.6 | 20.6 | 18.3 | 23.9 | 12.8 | 20 | -11.2 | 29.6 | -3.5 | 12 | 7 | 24.8 | 4 | 19.4 | 10.6 | 22.1 | 10.6 | 20.6 | 6.7 | 20.6 | 12.2 | 8.3 | 5.6 | 26.7 | -5 | 28 | 17 | 26.7 | 15.6 | 27.8 | 19.4 | 27.6 | 12.4 | 25 | 16.7 | 17.2 | 13.3 | 27.2 | 20 | 25 | 17.8 | 19.4 | -1.7 | 10 | -1.7 | 26.1 | 16.1 | 19.4 | 12.2 | 16.3 | 14.9 | 28.3 | 21.7 | 28.3 | 20 | 18.9 | 5.6 | 7 | 3 | 14.4 | 8.3 | 12.4 | -1.7 | 26.7 | 17.2 | 11.1 | -3.3 | 14.4 | 4.4 | 16.1 | 4.4 | 14.4 | 5 | 12.8 | -1.1 | 21.7 | 8.9 | 13.9 | -3.9 | 29.4 | 14.4 | 11.1 | 3.9 | 15.6 | -2.2 | 21.1 | 4.4 | 16.8 | 4.8 | 21.1 | 8.9 | 15 | -2.8 | 25.6 | 17.8 | 17.2 | -2.8 | 14.4 | -1.1 | 25.9 | -6 | 23.9 | 1.7 | 17.8 | -1.7 | 15.2 | 2.4 | 29.4 | 15 | 7.8 | 1.7 | 16.7 | 8.9 | 30 | 18.3 | 8 | 4 | 22 | 4.6 | 17.2 | 10.1 | 15.6 | -1.1 | 9.4 | 0 | 14 | 4 | 25 | 16.7 | 22.4 | 18.6 | 15 | 1.1 | 18.3 | 7.2 | 21.1 | 12.2 | 21.1 | 7.2 | 30.6 | 22.2 | 27.2 | 1.1 | 25.6 | 9.4 | 28.9 | 18.9 | 28.3 | 21.1 | 23.9 | 9.4 | 19.4 | 2.8 | 25.6 | 15 | 13.3 | 10.6 | 19.3 | 3.1 | 26.1 | 18.3 | 28.3 | 5.6 | 2.8 | 0 | 8.3 | 3.4
19 | -2 | 6.7 | -1.1 | 18.3 | 17.8 | 25 | 11.7 | 20.5 | -12 | 30.9 | -2.6 | 12 | 6 | 26.7 | 3.3 | 20 | 10.6 | 22.8 | 10.6 | 21.7 | 6.7 | 16.7 | 12.2 | 7.2 | 5 | 27.8 | -4.4 | 28 | 19 | 26.7 | 17.2 | 28.9 | 17.8 | 28.9 | 12.2 | 27.2 | 19.4 | 17.2 | 12.8 | 27.2 | 20.6 | 26.1 | 18.3 | 20 | -0.6 | 11.1 | -1.1 | 27.2 | 16.7 | 21.1 | 12.8 | 16.7 | 15 | 30 | 22.8 | 27.2 | 19.4 | 19.4 | 6.7 | 9 | 3 | 16.7 | 7.8 | 12.8 | -2.8 | 27.2 | 16.7 | 12.2 | -2.8 | 16.7 | 1.7 | 17.8 | 2.8 | 14.8 | 3.9 | 13.3 | -2.2 | 22.6 | 8.7 | 15.6 | -3.9 | 29.8 | 14 | 10 | 4.4 | 16.7 | 0.6 | 22.2 | 6.7 | 17.2 | 5.6 | 21.1 | 7.2 | 15.4 | -3.1 | 26.7 | 16.7 | 18.9 | -2.8 | 14.4 | -1.1 | 27.2 | -8.3 | 25 | 0.6 | 17.8 | -1.7 | 16.1 | 3.9 | 29.4 | 14.4 | 8.9 | -2.2 | 18.3 | 7.8 | 31.1 | 18.3 | 7 | 4 | 25 | 4.4 | 18.9 | 11.1 | 15.6 | -3.3 | 7.8 | 0.6 | 15 | 4 | 27.2 | 16.7 | 22.2 | 18.3 | 15.7 | 0.7 | 20 | 7.2 | 21.7 | 12.2 | 22.6 | 7.2 | 30.4 | 22 | 28.3 | 1.1 | 26 | 10.2 | 29.4 | 18.9 | 28.5 | 21 | 27.2 | 7.8 | 19.4 | 1.1 | 22.8 | 16.7 | 14.4 | 11.1 | 20.6 | 2.2 | 26.1 | 18.3 | 28.3 | 5 | 3.3 | -2.2 | 9.5 | 3.3
19 | -1 | 7.2 | -0.6 | 18.9 | 17.8 | 26.1 | 11.1 | 21.1 | -13.9 | 32.2 | -3.3 | 12 | 4 | 27.1 | 2.9 | 19.4 | 11.1 | 22.2 | 10.7 | 20 | 7.2 | 18.9 | 12.2 | 6.7 | 5 | 28.3 | -3.3 | 28 | 20 | 27.2 | 14.4 | 29.4 | 20 | 29.5 | 11.1 | 27.2 | 20.6 | 18.3 | 13.3 | 27.8 | 20.6 | 26.7 | 18.9 | 21.7 | 0 | 10.6 | -1.7 | 27.8 | 16.1 | 23.9 | 12.2 | 16.9 | 15.1 | 24.4 | 21.7 | 25.6 | 20.6 | 19.4 | 2.2 | 9 | 2 | 18.3 | 7.2 | 13 | -2.2 | 28.9 | 16.7 | 13.3 | 0 | 17.8 | 2.8 | 17.8 | 3.9 | 15.2 | 3 | 14.4 | -0.6 | 23.5 | 8.4 | 16.1 | -3.9 | 30.2 | 13.9 | 12.2 | 6.1 | 17.8 | 1.1 | 23.9 | 5 | 17 | 6.5 | 22.2 | 7.8 | 15.7 | -3.3 | 24.4 | 17.8 | 19.4 | -4.4 | 14 | -0.7 | 27.4 | -7.3 | 25 | 0.6 | 18.9 | -1.7 | 18 | 4.6 | 30.6 | 14.4 | 9.4 | -0.6 | 20 | 7.2 | 31.7 | 18.3 | 8 | 4 | 25.6 | 4.1 | 18.9 | 11.3 | 16.7 | -1.7 | 7.8 | 1.1 | 15 | 3 | 27.8 | 16.7 | 23.7 | 18.2 | 16.5 | -0.2 | 20 | 4.4 | 21.7 | 13.3 | 24.1 | 6.4 | 30.2 | 21.9 | 28.9 | 1.1 | 26.3 | 10.9 | 30 | 18.9 | 28.7 | 21.2 | 26.7 | 7.8 | 20.6 | 1.7 | 20 | 17.2 | 16.7 | 11.7 | 20.8 | 2.6 | 27.2 | 18.3 | 28.9 | 5.6 | 4.4 | 0 | 10.6 | 2.8
19 | -1 | 7.2 | 0 | 18.3 | 17.2 | 26.1 | 10.6 | 21.3 | -11.5 | 32 | -4.2 | 13 | 4 | 27.4 | 1.8 | 18.3 | 11.7 | 21.7 | 11.2 | 18.9 | 7.8 | 16.7 | 12.2 | 7.2 | 5.6 | 28.3 | -4.4 | 28 | 21 | 26.7 | 13.9 | 28.9 | 19.4 | 30 | 10.6 | 27.2 | 21.1 | 17.2 | 12.8 | 26.7 | 20 | 27.2 | 19.4 | 22.8 | -0.6 | 12.2 | -2.2 | 28.3 | 16.1 | 25 | 8.9 | 17 | 15 | 21.1 | 19.4 | 26.1 | 17.8 | 21.1 | 2.8 | 7 | 4 | 17.2 | 7.8 | 13.1 | -2.5 | 29.4 | 16.7 | 13.9 | -1.7 | 18.3 | 2.8 | 18.9 | 3.9 | 15.6 | 1.7 | 15 | -0.6 | 24.4 | 7.8 | 17.2 | -3.3 | 30.6 | 13.3 | 12.8 | 6.1 | 16.1 | 0 | 23.9 | 5 | 16.9 | 7.6 | 21.7 | 5.6 | 16.1 | -4.4 | 23.3 | 14.4 | 18.9 | -7.2 | 13.7 | -0.3 | 27.6 | -7.2 | 24.4 | 1.1 | 17.8 | -2.2 | 19.8 | 4.7 | 31.1 | 13.9 | 8.9 | 1.1 | 20 | 6.7 | 32.8 | 19.4 | 8 | 5 | 26.1 | 4.6 | 18.9 | 11.3 | 17.2 | -1.7 | 6.1 | 2.2 | 17 | 4 | 24.4 | 18.3 | 25.2 | 17.9 | 17.2 | -1.1 | 21.1 | 2.8 | 21.7 | 13.3 | 25.6 | 5.6 | 30 | 21.7 | 28.3 | 0.6 | 26.7 | 11.7 | 27.8 | 18.3 | 28.9 | 21.1 | 27.2 | 6.7 | 20.6 | 1.1 | 18.9 | 17.2 | 17.8 | 11.7 | 20.9 | 2.7 | 28.9 | 17.8 | 29.4 | 5.6 | 3.9 | 0 | 9.3 | 3.3
20 | 0 | 8.3 | 1.1 | 17.2 | 16.1 | 25.6 | 11.1 | 21.5 | -10.1 | 31.9 | -4.3 | 14 | 4 | 27.8 | 1.7 | 18.3 | 11.7 | 21.1 | 11.1 | 18.9 | 7.8 | 16.7 | 12.2 | 7.8 | 6.7 | 28.3 | -4.4 | 27 | 21 | 26.7 | 15.6 | 29.4 | 20.6 | 30.6 | 9.4 | 27.8 | 21.7 | 16.7 | 12.8 | 26.1 | 19.4 | 21.1 | 15.6 | 23.3 | 0 | 11.7 | -2.8 | 28.3 | 15.6 | 24.4 | 11.1 | 17.2 | 15 | 20.6 | 19.4 | 25.6 | 20 | 20.6 | -1.1 | 9 | 2 | 14.4 | 7.2 | 13.3 | -2.8 | 28.3 | 16.7 | 13.3 | -1.7 | 20.6 | 2.8 | 18.9 | 3.9 | 14.8 | 2 | 15.6 | -1.1 | 24 | 7.6 | 17.2 | -3.3 | 29.5 | 13.7 | 13.9 | 6.1 | 18.3 | 1.7 | 22.2 | 7.2 | 16.7 | 8.3 | 23.3 | 7.2 | 15.2 | -1.6 | 24.4 | 15 | 20.6 | -6.7 | 13.3 | -0.6 | 27.8 | -7.8 | 23.9 | 0.6 | 17.8 | -0.6 | 21.7 | 5 | 31.1 | 13.3 | 7.8 | 0.6 | 20.6 | 6.1 | 32.8 | 18.3 | 8 | 4 | 26.7 | 4.4 | 18.9 | 11.1 | 16.7 | -2.2 | 6.7 | 2.2 | 16 | 6 | 23.3 | 18.3 | 26.7 | 17.2 | 15 | 0.4 | 21.1 | 2.8 | 21.1 | 13.9 | 25.8 | 5.9 | 28.9 | 22.2 | 30.6 | 0.6 | 25.6 | 11.4 | 27.2 | 20.6 | 28.9 | 20.9 | 26.7 | 6.7 | 21.1 | 0.6 | 21.7 | 17.2 | 18.9 | 12.2 | 21.1 | 2.8 | 28.3 | 17.8 | 29.4 | 5 | 3.3 | 0 | 8 | 3.5
20 | 0 | 7.8 | 0.6 | 16.7 | 15 | 25 | 11.1 | 21.7 | -10.6 | 31.7 | -5.6 | 14 | 3 | 26.9 | 2.1 | 17.8 | 11.7 | 18.9 | 11 | 16.7 | 8.3 | 17.8 | 11.7 | 7.8 | 6.1 | 30 | -3.3 | 27 | 22 | 25.6 | 15 | 29.4 | 19.4 | 29.3 | 10.5 | 27.8 | 21.7 | 16.1 | 12.8 | 25.6 | 19.4 | 17.8 | 15.6 | 23.9 | 0 | 11.7 | -2.8 | 27.8 | 15 | 23.3 | 13.9 | 17 | 15 | 20 | 19.4 | 25 | 21.1 | 18.9 | 1.7 | 8 | 1 | 13.3 | 7.2 | 12 | -2.3 | 28.3 | 16.7 | 13.3 | -3.3 | 16.7 | -0.6 | 17.8 | 3.9 | 14.1 | 2 | 15 | -1.7 | 23.7 | 7 | 17.2 | -3.9 | 28.3 | 14.2 | 15 | 2.8 | 17.8 | 2.8 | 22.2 | 7.8 | 16.3 | 9.7 | 22.8 | 5.6 | 14.2 | -0.2 | 23.9 | 13.3 | 20 | -6.7 | 11.3 | 0.4 | 26.9 | -7.7 | 22.2 | 0.6 | 18.3 | -3.9 | 20 | 5.7 | 28.9 | 15 | 8.9 | -1.1 | 20.6 | 6.1 | 32.8 | 19.4 | 8 | 4 | 24.8 | 1.6 | 17.2 | 10.6 | 16.7 | -2.2 | 5.6 | 2.8 | 16 | 6 | 23.9 | 19.4 | 25.8 | 17.2 | 12.8 | 0.8 | 21.1 | 2.2 | 21.1 | 13.9 | 25.9 | 6 | 27.8 | 22.5 | 29.4 | 0 | 24.4 | 11.1 | 26.7 | 20.6 | 28.9 | 20.9 | 26.7 | 6.1 | 20.6 | -0.6 | 21.7 | 15.6 | 19.4 | 12.2 | 19.4 | 4.7 | 28.9 | 17.8 | 29.4 | 6.1 | 3.3 | 0 | 6.7 | 3.3
19 | -1 | 7.8 | -0.6 | 16.1 | 15 | 23.3 | 10.6 | 19.5 | -7.7 | 30.4 | -4.1 | 14 | 4 | 25.9 | 1.9 | 17.2 | 10.6 | 16.6 | 10.5 | 16.1 | 7.8 | 16.7 | 11.7 | 7.8 | 6.7 | 28.9 | -4.4 | 25 | 22 | 25 | 15 | 28.9 | 20.6 | 28 | 11.2 | 27.2 | 21.7 | 15.6 | 13.3 | 25.6 | 19.4 | 18.3 | 14.4 | 23.9 | 0 | 11.1 | -2.8 | 27.2 | 15.6 | 23.3 | 17.2 | 16.9 | 15.1 | 21.1 | 19.4 | 24.4 | 20.6 | 16.7 | 6.7 | 7 | 1 | 11.7 | 7.2 | 10.7 | -2.7 | 27.2 | 16.1 | 12.8 | -1.1 | 16.1 | -0.6 | 16.7 | 3.9 | 13.3 | 2.2 | 14.4 | -1.7 | 23.3 | 6.7 | 16.1 | -3.3 | 27.2 | 14.4 | 13.9 | 2.2 | 17.2 | 2.2 | 21.1 | 7.8 | 16 | 10.8 | 21.1 | 5.6 | 13.3 | 1.1 | 23.9 | 12.8 | 19.4 | -6.7 | 9.2 | 0.6 | 25.9 | -8.3 | 20 | -1.1 | 17.2 | -6.7 | 18.4 | 5.6 | 26.1 | 15.6 | 7.8 | 0 | 20 | 6.7 | 32.2 | 18.9 | 8 | 6 | 23 | -0.4 | 15.6 | 10.2 | 16.1 | -1.7 | 6.1 | 1.1 | 14 | 8 | 19.4 | 18.3 | 24.8 | 17.3 | 10.6 | 1.1 | 20 | 2.8 | 20 | 12.8 | 26.1 | 6.1 | 26.7 | 22.8 | 28.9 | -0.6 | 23.3 | 10.6 | 26.7 | 20 | 28.9 | 20.6 | 25.6 | 8.3 | 20 | -1.1 | 21.7 | 15 | 18.3 | 12.2 | 17.8 | 5.7 | 28.9 | 17.8 | 28.3 | 7.2 | 2.2 | 0 | 6.1 | 3.3
17 | 0 | 7.2 | -0.6 | 16.1 | 15.6 | 19.4 | 11.1 | 17.2 | -7.8 | 29.1 | -2.8 | 13 | 5 | 25 | 2.2 | 15.6 | 11.1 | 14.4 | 10 | 13.9 | 7.8 | 12.2 | 11.1 | 7.8 | 6.7 | 26.7 | -7.8 | 24 | 23 | 23.3 | 16.1 | 28.3 | 20.6 | 26.7 | 11.7 | 25.6 | 21.7 | 14.4 | 12.8 | 25 | 18.9 | 19.4 | 13.9 | 22.8 | 1.1 | 10.6 | -3.3 | 26.7 | 15.6 | 22.2 | 16.7 | 16.7 | 15 | 21.1 | 20 | 23.3 | 17.2 | 15.6 | 6.7 | 8 | 0 | 9.4 | 7.2 | 9.4 | -3.3 | 26.7 | 16.7 | 12.2 | -0.6 | 13.9 | -0.6 | 16.1 | 3.9 | 12.4 | 2.6 | 12.8 | -1.7 | 21.8 | 6.1 | 13.9 | -2.8 | 24.6 | 14.4 | 13.3 | 3.9 | 15.6 | 2.8 | 18.9 | 8.3 | 15.6 | 11.7 | 17.8 | 5.6 | 11.5 | 0.9 | 23.3 | 13.9 | 17.8 | -6.1 | 7.2 | 0.6 | 25 | -9.4 | 17.2 | -1.7 | 16.1 | -2.8 | 16.7 | 5.6 | 25 | 14.4 | 7.2 | -1.1 | 18.9 | 7.8 | 30.6 | 20.6 | 8 | 6 | 21.1 | -3.3 | 13.9 | 9.4 | 14.4 | -2.8 | 6.1 | 0.6 | 15 | 8 | 19.4 | 18.9 | 23.9 | 17.2 | 8.5 | 1.6 | 18.3 | 1.7 | 17.8 | 12.8 | 23.9 | 6.7 | 26.5 | 22.8 | 26.7 | -2.2 | 22.6 | 11.7 | 25 | 19.4 | 28 | 21.1 | 22.8 | 10 | 17.8 | -0.6 | 20 | 15.6 | 16.1 | 11.7 | 16.1 | 6.7 | 27.8 | 17.8 | 26.7 | 8.3 | 1.1 | 0 | 5.6 | 3.1
16 | 1 | 5 | 2.8 | 15.6 | 15.6 | 18.3 | 11.1 | 15 | -8.3 | 27.8 | -2.2 | 12 | 6 | 22.6 | 2.7 | 15 | 11.7 | 13.7 | 9.8 | 12.8 | 8.3 | 11.7 | 11.1 | 7.8 | 6.7 | 24.4 | -7.8 | 24 | 23 | 21.7 | 16.7 | 27.2 | 21.1 | 25.9 | 15.6 | 25.6 | 22.2 | 13.9 | 11.7 | 25 | 18.9 | 18.3 | 14.4 | 20 | 1.1 | 8.9 | 0 | 24.4 | 15.6 | 24.4 | 18.9 | 16.3 | 15 | 20.6 | 20 | 22.2 | 17.2 | 14.4 | 5 | 7 | 0 | 8.3 | 6.1 | 8.1 | -2.5 | 25.6 | 16.7 | 11.7 | -0.6 | 11.1 | 3.3 | 13.9 | 4.4 | 11.5 | 2.8 | 11.1 | -2.2 | 20.4 | 5.6 | 11.7 | -1.7 | 22 | 14.4 | 11.1 | 5 | 13.9 | 3.9 | 18.3 | 7.8 | 14.7 | 11.5 | 16.1 | 7.2 | 9.6 | 0.2 | 22.2 | 15 | 14.4 | -6.7 | 7.2 | 0.2 | 23.3 | -8.9 | 16.1 | -1.7 | 14.4 | -2.8 | 16.7 | 7.7 | 22.8 | 13.9 | 5.6 | -1.1 | 16.1 | 10 | 27.8 | 21.1 | 7 | 6 | 18.1 | -0.6 | 13.2 | 9.1 | 13.3 | -1.7 | 6.1 | -0.6 | 15 | 8 | 18.9 | 18.3 | 23.3 | 17.1 | 6.5 | 1.8 | 15 | 2.8 | 17.2 | 12.8 | 21.6 | 6.3 | 26.3 | 22.8 | 26.7 | -2.2 | 21.8 | 12.1 | 24.4 | 18.9 | 27 | 21.5 | 21.1 | 11.1 | 12.8 | 0.6 | 19.4 | 14.4 | 14.4 | 11.1 | 14.1 | 6 | 25 | 17.8 | 26.1 | 8.9 | 0.6 | 0 | 5 | 2.8
14 | 2 | 4.4 | 2.2 | 15.6 | 15 | 18.3 | 10.6 | 12.2 | -6.9 | 26.5 | -1.2 | 11 | 4 | 20.2 | 2.5 | 15 | 11.7 | 12.9 | 9.6 | 12.2 | 8.3 | 11.1 | 11.1 | 7.8 | 6.7 | 23.3 | -4.4 | 24 | 23 | 20.6 | 16.7 | 26.1 | 21.1 | 25.2 | 18.7 | 25 | 22.2 | 13.3 | 11.1 | 24.4 | 18.9 | 17.8 | 15 | 20.6 | 0.6 | 8.9 | 0.6 | 23.3 | 15.6 | 23.3 | 17.8 | 16 | 15.2 | 20 | 19.4 | 21.1 | 17.2 | 13.3 | 4.4 | 4 | 0 | 7.2 | 5.6 | 6.9 | -2.5 | 25 | 16.7 | 11.1 | 2.2 | 10 | 6.7 | 12.2 | 3.9 | 10.6 | 2.8 | 10.6 | -2.2 | 18.9 | 5 | 10 | -1.7 | 19.4 | 13.9 | 10.6 | 3.3 | 13.3 | 3.9 | 17.2 | 8.9 | 13.7 | 10.9 | 16.7 | 8.9 | 7.8 | -0.6 | 21.7 | 15.6 | 14.4 | -6.7 | 7.2 | 0 | 21.7 | -8.9 | 11.1 | -1.7 | 12.8 | -4.4 | 16.7 | 9.7 | 18.3 | 13.9 | 5 | -0.6 | 14.4 | 10 | 26.1 | 21.1 | 7 | 6 | 15.2 | 0.2 | 12.4 | 8.7 | 11.1 | -0.6 | 4.4 | -0.6 | 13 | 9 | 17.8 | 17.2 | 22.8 | 17.3 | 4.4 | 1.7 | 15 | 2.2 | 16.7 | 12.2 | 19.4 | 6.1 | 26.1 | 22.8 | 26.1 | -2.2 | 21.1 | 12.8 | 23.3 | 18.9 | 26.1 | 21.7 | 17.8 | 10 | 11.1 | 1.7 | 18.3 | 14.4 | 15 | 10.6 | 12 | 5.2 | 26.1 | 17.8 | 24.4 | 8.3 | 0.6 | -0.6 | 4.8 | 2.8
13 | 2 | 3.3 | 2.2 | 15.6 | 15 | 17.2 | 10.6 | 9.5 | -6.4 | 25.2 | 0 | 12 | 2 | 17.8 | 2.2 | 15 | 11.1 | 12.2 | 9.4 | 11.7 | 8.3 | 12.2 | 11.1 | 7.2 | 5.6 | 19.4 | -4.4 | 24 | 23 | 20.6 | 16.7 | 25.6 | 21.1 | 24.4 | 21.1 | 25 | 23.3 | 13.3 | 10.6 | 23.9 | 19.4 | 17.8 | 14.4 | 20 | 0 | 7.2 | 0 | 22.8 | 15.6 | 22.8 | 17.2 | 15.6 | 15 | 20 | 19.4 | 20.6 | 17.2 | 13.3 | 4.4 | 3 | 0 | 6.7 | 5 | 5.6 | -2.8 | 24.4 | 16.7 | 10 | 1.1 | 10 | 5 | 10.6 | 3.3 | 10 | 3.1 | 9.4 | -2.8 | 17.8 | 7 | 8.9 | -1.1 | 19 | 14.3 | 10 | 3.3 | 12.2 | 4.4 | 16.1 | 8.9 | 12.8 | 10.6 | 15.6 | 10 | 6.3 | -0.4 | 21.1 | 13.9 | 13.9 | -6.7 | 7.2 | -0.6 | 20 | -10 | 10.6 | -2.2 | 12.8 | -5.6 | 16.7 | 11.1 | 18.3 | 14.4 | 4.4 | -0.6 | 13.3 | 8.3 | 25 | 21.1 | 6 | 5 | 12.2 | 0.6 | 11.7 | 8.3 | 10 | 0 | 3.3 | -0.6 | 11 | 9 | 17.2 | 17.2 | 22.2 | 17.2 | 4.8 | 1.6 | 14.4 | 1.7 | 15.6 | 12.2 | 18.5 | 6.4 | 26.1 | 23 | 25.6 | -2.8 | 20.9 | 12.9 | 22.8 | 18.9 | 25.7 | 21.8 | 17.2 | 10.6 | 8.3 | 2.8 | 16.7 | 14.4 | 13.9 | 9.4 | 10 | 4.4 | 25 | 17.8 | 23.9 | 10 | 0 | -1.1 | 4.6 | 2.8
12 | 2 | 3.9 | 2.2 | 15 | 15 | 17.2 | 10.6 | 6.7 | -7.8 | 23.9 | 0 | 11 | 4 | 16.9 | 4.3 | 15 | 11.1 | 12.2 | 9.6 | 11.1 | 8.3 | 11.7 | 11.1 | 5.6 | 1.7 | 22.2 | -6.7 | 24 | 23 | 20 | 17.2 | 25 | 20.6 | 24.2 | 20.9 | 24.4 | 22.8 | 12.8 | 10 | 23.9 | 19.4 | 17.8 | 14.4 | 18.9 | 0.6 | 7.8 | 0.6 | 21.1 | 15.6 | 22.2 | 16.7 | 15.6 | 15.2 | 19.4 | 18.9 | 18.3 | 17.2 | 13.3 | 6.7 | 2 | 0 | 6.1 | 5 | 4.8 | -2.6 | 23.3 | 17.2 | 9.4 | 0.6 | 10 | -1.1 | 8.9 | 2.8 | 9.5 | 3.3 | 9.4 | -3.3 | 16.7 | 8.4 | 8.3 | -0.6 | 18.7 | 15 | 10 | 3.3 | 12.2 | 3.9 | 16.1 | 8.9 | 12.1 | 10.2 | 15 | 10.6 | 4.8 | -0.7 | 15.6 | 15.6 | 13.9 | -6.7 | 6.7 | -0.4 | 19.3 | -8.7 | 6.7 | -3.3 | 9.4 | -3.3 | 15.2 | 10.2 | 17.2 | 13.9 | 2.8 | 0.6 | 13.9 | 8.9 | 24.4 | 21.1 | 4 | 3 | 11.5 | 0.6 | 10.8 | 7.7 | 8.9 | 0.6 | 3.3 | 0 | 9 | 8 | 17.2 | 17.2 | 21.7 | 16.9 | 5.2 | 1.7 | 13.3 | 1.7 | 14.4 | 12.2 | 17.6 | 6.8 | 26.1 | 23.2 | 24.4 | -3.3 | 20.8 | 13.3 | 23.3 | 19.4 | 25.4 | 21.7 | 16.1 | 10.6 | 7.8 | 2.2 | 17.8 | 15 | 12.8 | 8.9 | 9.6 | 3.6 | 23.9 | 17.8 | 22.2 | 9.4 | 0 | -1.1 | 4.4 | 2.8
11 | 2 | 3.3 | 2.2 | 15 | 15 | 16.1 | 10.6 | 6.7 | -6.8 | 22.4 | 0.2 | 10 | 5 | 15.9 | 5.5 | 14.4 | 11.7 | 12.2 | 9.8 | 10.6 | 8.3 | 11.1 | 11.1 | 5.6 | -3.9 | 18.3 | -8.9 | 24 | 23 | 19.4 | 16.7 | 25 | 20.6 | 24.1 | 21 | 24.4 | 22.8 | 12.8 | 10 | 23.3 | 19.4 | 18.3 | 14.4 | 17.8 | 0.6 | 6.7 | 0 | 21.1 | 15.6 | 21.7 | 17.2 | 15.6 | 15.2 | 18.9 | 18.9 | 19.4 | 17.8 | 13.3 | 8.3 | 3 | 0 | 5.8 | 4.8 | 4.1 | -2.6 | 22.2 | 16.7 | 8.3 | 1.7 | 10 | -0.6 | 8.3 | 2.2 | 8.9 | 3.3 | 9.4 | -3.3 | 15.6 | 9.4 | 7.8 | 0.6 | 18.3 | 15.6 | 10 | 2.8 | 10.6 | 5 | 14.4 | 8.9 | 11.3 | 9.9 | 13.9 | 10.6 | 3.3 | -1.1 | 15 | 15 | 12.8 | -5.6 | 6.1 | -0.4 | 18.5 | -8.4 | 7.2 | -3.9 | 7.2 | -2.2 | 13.7 | 9 | 18.9 | 14.4 | 3.9 | 0 | 12.8 | 7.2 | 23.9 | 21.1 | 3 | 3 | 10.7 | 0.7 | 9.8 | 6.9 | 8.9 | 0 | 2.2 | -0.6 | 9 | 8 | 17.8 | 17.8 | 21.1 | 16.5 | 5.6 | 1.7 | 12.2 | 2.2 | 13.3 | 11.7 | 16.7 | 6.7 | 26.1 | 23.3 | 23.9 | -2.2 | 20.6 | 13.3 | 23.3 | 19.4 | 25 | 21.7 | 16.7 | 11.1 | 6.7 | 2.2 | 18.9 | 14.4 | 12.2 | 8.3 | 9.3 | 3.1 | 23.3 | 17.8 | 23.3 | 10 | 0.6 | -2.8 | 3.5 | 2
11 | 2 | 3.9 | 2.2 | 14.4 | 14.4 | 15 | 10.6 | 6.7 | -6.8 | 20.9 | 0.7 | 8 | 4 | 15 | 6.7 | 13.9 | 10.6 | 12.2 | 10 | 11.1 | 7.8 | 10.6 | 10.6 | 3.9 | -6.7 | 17.8 | -6.7 | 24 | 23 | 18.9 | 16.7 | 25 | 20.6 | 23.9 | 21.1 | 24.4 | 22.8 | 12.8 | 10 | 22.8 | 19.4 | 17.8 | 13.9 | 16.1 | 0.6 | 4.4 | 1.1 | 21.1 | 15.6 | 21.1 | 17.2 | 15.6 | 15 | 18.3 | 18.3 | 19.4 | 17.2 | 13.9 | 10.6 | 2 | 0 | 5.5 | 4.5 | 3.3 | -3.3 | 21.1 | 17.2 | 7.8 | 2.2 | 9.4 | -0.6 | 7.8 | 2.2 | 8.2 | 3.9 | 8.3 | -2.2 | 15.4 | 9.6 | 6.1 | 0.6 | 17.8 | 15.8 | 9.4 | 2.2 | 11.1 | 5 | 14.4 | 9.4 | 10.6 | 9.4 | 14.4 | 11.1 | 2.9 | -1.1 | 15.6 | 15 | 10 | -3.9 | 5.6 | -0.6 | 17.8 | -8.9 | 6.7 | -2.2 | 7.2 | -2.2 | 12.2 | 7.8 | 18.9 | 14.4 | 2.2 | -0.6 | 11.7 | 7.2 | 23.3 | 20.6 | 3 | 3 | 10 | 0.6 | 8.9 | 6.1 | 8.9 | -0.6 | 1.7 | -0.6 | 9 | 7 | 17.8 | 17.8 | 20.6 | 16.1 | 5.4 | 1.5 | 11.1 | 2.2 | 13.3 | 12.2 | 15.9 | 6.9 | 26.1 | 23 | 23.3 | -2.8 | 20.2 | 13.4 | 22.8 | 19.4 | 24.8 | 21.7 | 15 | 11.7 | 5.6 | 2.8 | 18.9 | 14.4 | 10 | 8.3 | 8.9 | 2.2 | 22.8 | 17.8 | 22.2 | 10 | 0.6 | -3.9 | 2.6 | 1.3
9 | 3 | 3.3 | 1.7 | 13.9 | 13.3 | 14.4 | 10.6 | 6.7 | -7.8 | 19.4 | 0.6 | 8 | 4 | 13.9 | 7 | 13.9 | 11.1 | 12 | 10.1 | 11.1 | 8.3 | 10 | 10 | 2.8 | -2.8 | 16.7 | -5.6 | 24 | 22 | 18.9 | 16.7 | 24.4 | 22.8 | 23.2 | 20.9 | 24.4 | 22.8 | 13.3 | 10 | 23.3 | 18.9 | 17.8 | 13.9 | 17.2 | 0 | 2.2 | 0.6 | 21.7 | 15.6 | 20.6 | 16.7 | 13.7 | 13.4 | 18.3 | 17.8 | 18.9 | 17.2 | 15 | 10 | 1 | -1 | 5.3 | 4.3 | 3.3 | -3.1 | 20 | 17.2 | 8.3 | 2.2 | 9.4 | -1.1 | 8.3 | 3.3 | 7.4 | 4.2 | 7.8 | -2.8 | 15.2 | 9.6 | 6.7 | 0.6 | 17.2 | 15.9 | 9.4 | 2.2 | 10.6 | 5.6 | 14.4 | 10 | 9.8 | 8.8 | 13.3 | 12.2 | 2.6 | -1.2 | 15 | 14.4 | 10 | -5.6 | 3.7 | -0.9 | 16.9 | -8.1 | 5 | -3.3 | 5.6 | -1.1 | 12 | 8.1 | 20 | 17.8 | 3.9 | 1.1 | 11.1 | 7.2 | 22.8 | 20.6 | 2 | 2 | 8.5 | 0.5 | 8.5 | 6 | 7.2 | -0.6 | 1.1 | -0.6 | 7 | 6 | 16.7 | 16.7 | 19.3 | 16 | 5.2 | 1.3 | 10.6 | 1.7 | 12.8 | 11.7 | 15.2 | 7.3 | 26.1 | 22.6 | 21.7 | -2.2 | 19.8 | 13.8 | 22.2 | 19.4 | 24.6 | 21.7 | 15 | 12.2 | 4.4 | 2.8 | 18.3 | 15 | 10.6 | 8.9 | 8.7 | 2.7 | 21.7 | 17.8 | 21.1 | 10.6 | 0 | -3.3 | 1.7 | 0.6
8 | 2 | 3.3 | 1.7 | 13.9 | 13.3 | 14.4 | 10.6 | 6.9 | -6.3 | 18.3 | 0 | 9 | 4 | 12.8 | 6.9 | 13.9 | 11.1 | 11.9 | 10.5 | 10.6 | 7.8 | 11.1 | 11.1 | 1.7 | -2.2 | 17.8 | -6.7 | 23 | 22 | 18.3 | 16.7 | 24.4 | 22.8 | 22.4 | 20.9 | 24.4 | 22.8 | 12.8 | 10 | 22.8 | 18.3 | 17.2 | 14.4 | 13.3 | 0 | 2.8 | -0.6 | 21.7 | 15.6 | 20.6 | 16.7 | 11.9 | 11.8 | 17.8 | 17.8 | 18.3 | 16.7 | 15.6 | 10 | 0 | -1 | 5 | 4 | 3.3 | -3.1 | 21.1 | 17.2 | 8.3 | 2.2 | 9.4 | 0 | 7.8 | 2.8 | 6.7 | 4.4 | 7.2 | -3.3 | 15 | 9.4 | 6.1 | 1.1 | 16.7 | 16.1 | 9.4 | 1.7 | 10 | 5.6 | 13.9 | 10.6 | 9.1 | 8.1 | 13.3 | 11.7 | 2.2 | -1.7 | 15 | 14.4 | 8.9 | -5 | 1.9 | -1.7 | 15.9 | -7.4 | 6.1 | -3.3 | 3.9 | 0.6 | 11.9 | 8.2 | 20 | 17.8 | 3.9 | 1.7 | 11.7 | 6.1 | 23.3 | 19.4 | 2 | 2 | 7.1 | 0.5 | 8.2 | 5.9 | 7.2 | -1.1 | 0.6 | -1.1 | 8 | 4 | 16.1 | 15 | 18 | 15.5 | 5 | 1.1 | 9.4 | 2.2 | 13.3 | 11.7 | 14.4 | 7.2 | 26.1 | 22.2 | 21.1 | -1.1 | 19.4 | 13.9 | 22.2 | 19.4 | 24.4 | 21.7 | 13.3 | 11.7 | 3.9 | 2.2 | 17.2 | 16.1 | 11.1 | 8.9 | 8.5 | 2.9 | 16.1 | 14.4 | 20.6 | 11.1 | -0.6 | -3.3 | 1.5 | 0.3
8 | 2 | 3.3 | 1.7 | 13.3 | 12.8 | 15 | 10 | 7 | -6.3 | 17.2 | -0.9 | 9 | 4 | 11.7 | 6.7 | 13.3 | 10.6 | 11.7 | 10.6 | 10.6 | 8.3 | 11.7 | 11.1 | 1.1 | -2.8 | 17.2 | -6.7 | 22 | 18 | 18.3 | 16.7 | 23.9 | 23.3 | 21.7 | 20.6 | 24.4 | 22.8 | 12.8 | 10.6 | 22.2 | 18.9 | 17.2 | 15.6 | 13.3 | 0 | 2.8 | 0 | 21.1 | 15.6 | 20.6 | 16.7 | 10 | 10 | 17.8 | 17.8 | 18.3 | 16.7 | 13.9 | 10.6 | 0 | -1 | 4.7 | 3.7 | 3.3 | -3.9 | 20.6 | 16.7 | 9.4 | 2.8 | 9.4 | 0.6 | 7.8 | 2.8 | 6.3 | 4.1 | 5.6 | -2.8 | 14.1 | 10.2 | 5 | 1.1 | 17.2 | 16.7 | 8.9 | 1.7 | 10.6 | 5.6 | 13.9 | 10 | 8.3 | 7.2 | 14.4 | 12.2 | 2.4 | -1.4 | 15 | 14.4 | 7.8 | -3.9 | 0 | -2.8 | 15 | -8.3 | 9.4 | -6.7 | 3.3 | 0.6 | 11.7 | 8.3 | 20 | 15.6 | 2.2 | 0.6 | 10 | 5 | 21.7 | 19.4 | 1 | 1 | 5.6 | 0 | 7.8 | 5.6 | 7.2 | -1.1 | 0.6 | -1.1 | 6 | 3 | 15.6 | 13.9 | 16.7 | 15 | 4.6 | 0.9 | 9.4 | 1.1 | 12.2 | 11.7 | 14.4 | 7.9 | 25.9 | 22 | 18.3 | -1.1 | 18.5 | 14.6 | 23.3 | 19.4 | 24.4 | 21.9 | 12.8 | 10.6 | 3.9 | 2.2 | 17.2 | 15.6 | 11.1 | 8.9 | 8.3 | 3.3 | 15 | 13.9 | 19.4 | 11.1 | 0.6 | -3.3 | 1.3 | 0.1
7 | 0 | 1.7 | 0.6 | 13.3 | 12.8 | 13.3 | 10 | 7.2 | -6.7 | 16.1 | -1.7 | 9 | 5 | 12.1 | 6.6 | 13.3 | 11.1 | 12.2 | 11.1 | 10 | 7.2 | 12.2 | 11.1 | 0 | -2.8 | 17.8 | -6.7 | 21 | 14 | 17.8 | 16.7 | 24.4 | 23.3 | 21.1 | 19.2 | 24.4 | 22.8 | 12.2 | 10.6 | 21.7 | 18.3 | 16.7 | 15 | 12.2 | 1.1 | 1.7 | -1.1 | 19.4 | 15.6 | 20 | 16.7 | 9.4 | 9.3 | 18.3 | 17.8 | 18.3 | 17.2 | 13.3 | 11.1 | 0 | -2 | 4.4 | 3.3 | 5.3 | -2.4 | 20 | 16.7 | 8.9 | 3.3 | 11.7 | 3.3 | 6.7 | 2.8 | 6 | 3.8 | 5.6 | -2.8 | 13.1 | 10.3 | 5 | 1.1 | 17.8 | 17.3 | 7.2 | 1.1 | 10 | 6.1 | 13.3 | 10 | 10.7 | 8.8 | 13.3 | 12.2 | 2.6 | -1.4 | 15.6 | 14.4 | 7.2 | -3.3 | 3.1 | -1.4 | 16.1 | -6.7 | 7.8 | -6.1 | 2.2 | 0 | 13 | 9.1 | 19.4 | 13.3 | 1.7 | 0 | 10 | 5 | 20 | 10.6 | 1 | 1 | 7.1 | 0.5 | 7.6 | 5.8 | 6.7 | -1.1 | 0.6 | -1.1 | 6 | 3 | 14.4 | 12.8 | 17.2 | 15.6 | 4.3 | 0.8 | 8.9 | 0.6 | 12.2 | 11.7 | 14.4 | 8.8 | 25.8 | 21.9 | 13.3 | -1.1 | 17.6 | 15.1 | 22.8 | 19.4 | 24.4 | 21.9 | 12.2 | 10 | 2.8 | 2.2 | 17.2 | 15.6 | 11.1 | 8.9 | 8.3 | 3.8 | 14.4 | 13.3 | 19.4 | 11.1 | 0.6 | -3.9 | 1.1 | 0
7 | 0 | 2.8 | 1.1 | 13.3 | 12.8 | 14.4 | 10 | 9.2 | -5.9 | 17.6 | -1 | 9 | 6 | 12.4 | 6.5 | 13.3 | 11.7 | 12.8 | 11.7 | 10 | 7.2 | 12.2 | 11.1 | 0.6 | -2.8 | 16.7 | -6.7 | 21 | 14 | 17.2 | 15.6 | 24.4 | 22.8 | 20.6 | 17.6 | 24.4 | 22.8 | 12.2 | 10.6 | 21.7 | 18.9 | 16.7 | 15.6 | 10 | 1.7 | 3.9 | 2.2 | 19.4 | 15.6 | 20 | 17.2 | 8.9 | 8.5 | 18.3 | 17.8 | 18.3 | 17.2 | 13.3 | 11.7 | 1 | -1 | 4.4 | 3.3 | 7.4 | -1.6 | 18.9 | 16.7 | 8.9 | 3.3 | 11.7 | 3.3 | 7.8 | 3.9 | 5.6 | 3.3 | 6.7 | -3.3 | 12.2 | 10.6 | 6.1 | 2.2 | 18.3 | 17.8 | 8.3 | 1.7 | 10 | 6.1 | 13.3 | 10 | 13.2 | 10.4 | 13.3 | 12.2 | 2.8 | -1.7 | 15.6 | 14.4 | 6.7 | -3.3 | 6.3 | -0.6 | 17.2 | -6.5 | 2.8 | -3.9 | 5 | 1.1 | 14.3 | 10 | 20.6 | 13.3 | 1.1 | -0.6 | 10 | 3.9 | 18.9 | 9.4 | 3 | 3 | 8.5 | 0.9 | 7.4 | 6.1 | 7.8 | 0 | 0.6 | -1.1 | 7 | 3 | 13.9 | 12.8 | 17.8 | 16.2 | 3.9 | 0.6 | 8.3 | 1.7 | 12.2 | 11.7 | 14.4 | 9.4 | 25.6 | 21.7 | 15 | -0.6 | 16.7 | 15.6 | 22.2 | 19.4 | 24.4 | 22.2 | 12.8 | 9.4 | 3.9 | 2.8 | 16.7 | 15 | 11.1 | 8.9 | 8.3 | 4 | 14.4 | 12.8 | 20 | 11.7 | 1.1 | -3.3 | 1.7 | 0.5
9 | 2 | 3.9 | 2.2 | 13.3 | 12.8 | 17.2 | 12.8 | 11.3 | -6.7 | 19.1 | -0.3 | 10 | 7 | 12.8 | 6.1 | 16.1 | 12.2 | 13.3 | 12.2 | 15 | 8.9 | 12.8 | 11.7 | 3.3 | -2.8 | 17.2 | -5 | 23 | 13 | 18.9 | 16.7 | 25 | 23.3 | 20 | 16.1 | 21.7 | 20.6 | 12.2 | 10.6 | 22.2 | 19.4 | 17.8 | 15.6 | 13.3 | 2.8 | 8.3 | 2.2 | 20 | 16.1 | 12.2 | 10 | 8.3 | 7.8 | 20 | 18.3 | 21.1 | 18.9 | 13.9 | 12.8 | 2 | 0 | 4.4 | 3.3 | 9.4 | -1.1 | 19.4 | 17.8 | 9.4 | 3.3 | 13.9 | 4.4 | 9.4 | 5 | 6.7 | 3 | 8.3 | 1.7 | 14.2 | 10.8 | 10 | 1.7 | 20 | 18.5 | 10 | 2.2 | 11.7 | 6.7 | 14.4 | 10 | 15.6 | 11.7 | 15.6 | 14.4 | 5.6 | -0.2 | 16.1 | 14.4 | 8.9 | -2.8 | 9.4 | -0.6 | 18.3 | -6.7 | 11.1 | -2.8 | 8.9 | 1.1 | 15.6 | 10.6 | 21.1 | 13.9 | 3.9 | 1.1 | 12.8 | 6.1 | 18.3 | 9.4 | 6 | 5 | 10 | 1.1 | 7.2 | 6.1 | 10.6 | 0.6 | 2.2 | 0 | 9 | 2 | 13.9 | 12.2 | 18.3 | 16.7 | 6.9 | 1.6 | 8.3 | 2.2 | 13.9 | 12.8 | 15.9 | 10.5 | 26.9 | 21.7 | 20.6 | 0 | 18.5 | 16.3 | 23.3 | 20 | 24.4 | 22.3 | 15.6 | 8.9 | 9.4 | 5 | 16.1 | 14.4 | 11.1 | 8.3 | 8.3 | 4.4 | 16.7 | 12.8 | 21.1 | 11.7 | 2.8 | -0.6 | 2.2 | 1
11 | 3 | 4.4 | 2.2 | 13.9 | 13.3 | 18.9 | 13.3 | 13.3 | -8.3 | 20.6 | 0 | 11 | 8 | 15.2 | 6.5 | 17.2 | 12.2 | 14.2 | 12.1 | 17.2 | 9.4 | 13.3 | 11.7 | 5 | -3.9 | 20 | -4.4 | 24 | 8 | 22.2 | 18.3 | 26.7 | 23.9 | 21.3 | 14 | 21.1 | 20.6 | 12.2 | 10 | 25.6 | 18.9 | 18.3 | 16.1 | 17.8 | 4.4 | 10.6 | 0.6 | 21.7 | 17.2 | 10 | 7.8 | 8.5 | 7.6 | 21.7 | 19.4 | 22.8 | 18.3 | 14.4 | 12.8 | 6 | 0 | 4.4 | 3.3 | 11.1 | -0.6 | 21.1 | 17.8 | 10.6 | 3.9 | 17.2 | 6.7 | 11.7 | 6.1 | 7.8 | 2.1 | 12.8 | 1.1 | 16.3 | 10.6 | 13.3 | 1.1 | 21.6 | 19 | 12.2 | 0 | 12.2 | 6.1 | 14.4 | 11.7 | 17.3 | 11.4 | 17.2 | 15 | 8.3 | 1 | 17.2 | 15 | 12.8 | -3.3 | 11.8 | -0.6 | 20.7 | -5.3 | 20 | -5.6 | 11.7 | 2.2 | 19.1 | 11.7 | 23.9 | 15 | 7.8 | 0.6 | 15 | 7.2 | 18.3 | 8.9 | 8 | 6 | 12.4 | 2.6 | 7.8 | 6 | 12.8 | -1.7 | 5 | 1.7 | 11 | 1 | 13.9 | 11.7 | 19.8 | 16.7 | 9.8 | 2.2 | 11.1 | 2.2 | 16.7 | 13.9 | 17.4 | 11.2 | 28.1 | 21.4 | 23.3 | 0.6 | 20.4 | 17.2 | 25 | 20.6 | 24.4 | 22.5 | 18.9 | 9.4 | 15.6 | 6.7 | 18.3 | 16.7 | 11.7 | 8.3 | 8.5 | 4.3 | 20.6 | 12.8 | 22.8 | 12.8 | 3.3 | 0 | 2.8 | 1.7
13 | 3 | 5 | 2.2 | 14.4 | 13.9 | 21.7 | 13.9 | 15 | -6.3 | 22.6 | -0.2 | 11 | 7 | 17.6 | 6.2 | 18.3 | 11.7 | 15.2 | 12 | 17.8 | 12.2 | 13.9 | 11.1 | 5.6 | -3.3 | 23.9 | -3.9 | 25 | 8 | 25 | 16.1 | 28.3 | 23.9 | 22.6 | 11.4 | 22.2 | 20.6 | 12.2 | 10 | 27.2 | 18.9 | 18.3 | 16.1 | 21.1 | 2.8 | 11.7 | 0.6 | 24.4 | 18.3 | 9.4 | 7.8 | 8.7 | 7.3 | 23.3 | 20 | 23.9 | 18.3 | 15 | 13.9 | 8 | 1 | 4.4 | 3.3 | 12.7 | -0.8 | 23.3 | 18.3 | 13.9 | 3.9 | 18.3 | 6.7 | 13.9 | 7.2 | 8.9 | 1.1 | 14.4 | 0 | 18.3 | 10 | 15.6 | 0 | 23.3 | 19.4 | 13.9 | 2.2 | 12.8 | 6.1 | 15.6 | 12.8 | 18.9 | 10.8 | 14.4 | 13.3 | 11.1 | 1.7 | 18.9 | 16.1 | 16.1 | -2.8 | 14.3 | -1.2 | 23.2 | -5.1 | 22.2 | -3.9 | 14.4 | 3.3 | 22.6 | 12 | 25.6 | 16.1 | 8.3 | -1.1 | 17.2 | 8.9 | 18.9 | 8.3 | 9 | 7 | 14.8 | 3.6 | 8.3 | 5.8 | 13.3 | -2.2 | 7.8 | 1.1 | 11 | 1 | 13.3 | 11.1 | 21.3 | 16.5 | 12.8 | 2.2 | 13.3 | 1.1 | 20 | 13.9 | 18.9 | 12.2 | 29.4 | 21.1 | 23.9 | 0.6 | 22.2 | 17.8 | 25.6 | 20.6 | 24.4 | 22.8 | 21.7 | 8.9 | 18.9 | 3.3 | 19.4 | 17.2 | 11.7 | 8.3 | 8.7 | 4.5 | 22.8 | 17.8 | 25.6 | 13.9 | 4.4 | 0.6 | 4.6 | 2.3
15 | 2 | 5 | 1.7 | 15.6 | 14.4 | 22.8 | 13.9 | 16.6 | -4.6 | 24.7 | -1 | 12 | 7 | 20 | 5.6 | 19.4 | 11.1 | 16.1 | 11.7 | 21.7 | 5 | 14.4 | 11.7 | 7.2 | -2.8 | 25 | -2.8 | 27 | 7 | 26.7 | 16.7 | 28.9 | 22.8 | 23.9 | 7.2 | 22.2 | 21.1 | 12.2 | 10.6 | 28.3 | 18.9 | 17.2 | 15.6 | 23.9 | 0.6 | 13.3 | 0.6 | 25.6 | 18.3 | 9.4 | 7.8 | 8.9 | 7.2 | 24.4 | 18.9 | 24.4 | 17.8 | 15.6 | 13.9 | 7 | -1 | 4.4 | 3.3 | 14.4 | -1.1 | 24.4 | 18.3 | 17.2 | 0 | 21.7 | 7.2 | 15.6 | 7.8 | 9.3 | 0.5 | 15.6 | -1.1 | 18.7 | 11.1 | 16.7 | -1.7 | 24.8 | 19.2 | 15 | 2.8 | 13.3 | 5.6 | 15.6 | 13.3 | 20.6 | 9.4 | 13.9 | 13.3 | 13.9 | 2.5 | 20 | 16.7 | 17.2 | -0.6 | 16.7 | -2.8 | 25.6 | -5.6 | 22.2 | -3.3 | 16.1 | 2.8 | 26.1 | 11.7 | 28.3 | 17.2 | 8.9 | -0.6 | 18.3 | 10 | 18.9 | 7.8 | 9 | 6 | 17.2 | 5 | 8.9 | 5.6 | 13.9 | -2.2 | 8.9 | 1.1 | 11 | 1 | 13.3 | 10.6 | 22.8 | 16.1 | 14.1 | 2 | 14.4 | 0.6 | 20 | 13.3 | 20.7 | 12.4 | 29.8 | 21.2 | 25.6 | 0.6 | 21.8 | 18.2 | 26.1 | 20.6 | 24.8 | 22.7 | 24.4 | 8.9 | 21.1 | 2.2 | 22.2 | 18.3 | 12.2 | 8.3 | 8.9 | 4.4 | 20 | 16.1 | 27.8 | 15.6 | 5 | 0.6 | 6.5 | 2.9
17 | 2 | 6.1 | 2.2 | 15.6 | 14.4 | 23.9 | 13.9 | 18.3 | -3.9 | 26.7 | -2.2 | 12 | 7 | 21.5 | 5.4 | 19.4 | 11.7 | 16.7 | 11.7 | 23.9 | 3.3 | 14.4 | 11.7 | 8.9 | -4.4 | 27.8 | -1.7 | 28 | 8 | 27.8 | 17.2 | 29.4 | 22.8 | 24.8 | 6.6 | 23.3 | 22.2 | 12.8 | 11.1 | 28.3 | 18.3 | 17.8 | 16.7 | 25 | -0.6 | 14.4 | 0 | 27.2 | 17.8 | 10 | 8.3 | 9.1 | 7.2 | 26.1 | 18.9 | 25 | 18.3 | 15 | 13.3 | 8 | -1 | 4.4 | 3.9 | 14 | -0.7 | 26.1 | 18.9 | 18.3 | -2.2 | 22.8 | 7.2 | 17.2 | 8.3 | 9.6 | -0.3 | 16.1 | -0.6 | 19 | 12.1 | 17.2 | -2.2 | 26.3 | 19 | 16.1 | 3.3 | 14.4 | 6.1 | 15 | 14.4 | 21.1 | 9.7 | 15 | 14.4 | 16.6 | 2.2 | 21.7 | 16.7 | 20 | -1.7 | 17.4 | -2.5 | 26.9 | -6.4 | 23.9 | -2.2 | 18.9 | 3.9 | 27.6 | 12.4 | 30 | 16.7 | 10 | -0.6 | 19.4 | 10.6 | 18.9 | 7.8 | 9 | 6 | 19.2 | 4.2 | 9.6 | 5 | 15.6 | -0.6 | 10 | -0.6 | 13 | 2 | 14.4 | 8.3 | 24.1 | 15.4 | 15.4 | 1.9 | 15.6 | 0 | 20 | 13.3 | 22.6 | 12.9 | 30.2 | 21 | 26.7 | 0 | 21.5 | 18.5 | 25 | 20 | 25.2 | 22.9 | 25.6 | 7.8 | 22.8 | 3.3 | 22.8 | 17.8 | 12.8 | 8.3 | 9.1 | 5.5 | 25 | 19.4 | 29.4 | 16.1 | 6.1 | 0 | 8.3 | 3.3
18 | 1 | 6.7 | 1.1 | 16.1 | 14.4 | 23.9 | 13.9 | 19.2 | -3.2 | 28.2 | -2.5 | 14 | 7 | 22.9 | 4.9 | 19.4 | 12.2 | 17.2 | 11.3 | 25 | 3.3 | 14.4 | 11.7 | 10 | -3.9 | 27.8 | -2.2 | 29 | 8 | 28.3 | 16.7 | 30 | 22.2 | 25.8 | 6.5 | 24.4 | 22.2 | 13.3 | 11.7 | 28.3 | 17.8 | 21.7 | 18.3 | 26.1 | -2.2 | 15.6 | -2.2 | 27.8 | 18.3 | 12.2 | 8.9 | 9.2 | 7.2 | 27.2 | 18.9 | 26.1 | 18.3 | 15.6 | 13.3 | 8 | -2 | 4.4 | 4.4 | 13.7 | -1 | 27.2 | 18.9 | 17.8 | 1.1 | 21.7 | 5 | 17.8 | 7.8 | 10 | -1.1 | 16.7 | -0.6 | 19.4 | 12.8 | 18.3 | -1.7 | 27.8 | 18.3 | 17.2 | 3.3 | 13.3 | 7.2 | 15 | 13.9 | 21.7 | 9.9 | 17.8 | 15.6 | 19.4 | 1.7 | 22.8 | 17.2 | 21.1 | -3.3 | 18.2 | -2.9 | 28.1 | -8.2 | 24.4 | -2.2 | 20.6 | 5 | 29.1 | 12.6 | 30 | 16.7 | 10.6 | 0 | 20 | 10 | 20 | 8.3 | 9 | 5 | 21.3 | 3.5 | 10.4 | 4.6 | 16.1 | -2.2 | 10 | -1.1 | 13 | 4 | 15 | 7.8 | 25.4 | 14.3 | 16.7 | 1.1 | 16.7 | 1.1 | 20.6 | 13.3 | 24.4 | 12.8 | 30.6 | 21.1 | 27.8 | 0 | 21.1 | 18.9 | 24.4 | 21.1 | 25.6 | 22.8 | 27.8 | 5.6 | 23.3 | 2.8 | 24.4 | 17.2 | 14.4 | 8.9 | 9.2 | 6.3 | 27.2 | 18.9 | 30 | 16.1 | 10 | 0 | 10.3 | 2.9
18 | 1 | 7.8 | 1.1 | 16.7 | 14.4 | 23.9 | 13.3 | 20.2 | -3.7 | 29.6 | -3.5 | 14 | 8 | 24.4 | 4.4 | 19.4 | 11.1 | 17.8 | 11.1 | 23.3 | 7.8 | 13.9 | 11.7 | 11.1 | -5.6 | 30 | -2.2 | 29 | 8 | 28.3 | 18.3 | 30.6 | 20.6 | 26.7 | 5.6 | 23.3 | 21.7 | 13.9 | 11.7 | 30.6 | 18.3 | 25 | 18.9 | 28.3 | -1.7 | 16.7 | 1.1 | 27.8 | 18.3 | 12.2 | 8.9 | 9.4 | 7.2 | 27.8 | 18.3 | 27.2 | 17.8 | 15.6 | 13.3 | 9 | -3 | 4.4 | 4.4 | 13.3 | -1.1 | 28.9 | 19.4 | 19.4 | 0 | 21.1 | 5.6 | 17.2 | 9.4 | 11.3 | -0.2 | 17.8 | 1.7 | 19.8 | 13.1 | 18.9 | -1.1 | 28 | 18.1 | 16.7 | 2.8 | 12.8 | 6.7 | 14.4 | 13.3 | 22.2 | 10 | 20.6 | 15.6 | 20.3 | 1.7 | 24.4 | 16.7 | 23.3 | -3.9 | 18.9 | -3.3 | 29.4 | -11.1 | 24.4 | -2.2 | 22.2 | 5 | 30.6 | 12.8 | 31.1 | 17.2 | 11.7 | -1.1 | 19.4 | 8.9 | 20.6 | 8.9 | 12 | 7 | 23.3 | 1.7 | 11.1 | 3.9 | 17.2 | 0 | 11.7 | -1.1 | 13 | 3 | 15.6 | 7.8 | 26.7 | 12.8 | 17.4 | 1.4 | 17.8 | 1.7 | 21.1 | 14.4 | 26.3 | 12.4 | 30.2 | 21 | 30.6 | -0.6 | 21.5 | 19.3 | 23.9 | 21.1 | 26.7 | 23.2 | 29.4 | 9.4 | 23.9 | 2.2 | 21.1 | 16.7 | 13.3 | 8.9 | 9.4 | 7.2 | 28.3 | 17.8 | 31.1 | 15.6 | 10 | -2.2 | 12.4 | 2.3
17 | 1 | 7.8 | 1.1 | 17.2 | 14.4 | 24.4 | 14.4 | 21.1 | -3.9 | 31.1 | -5 | 15 | 8 | 25.2 | 4.4 | 20 | 12.2 | 17.6 | 11.2 | 20 | 8.3 | 13.3 | 10.6 | 13.3 | -5.6 | 28.9 | -2.2 | 30 | 8 | 28.3 | 18.3 | 31.1 | 21.1 | 27.1 | 5.4 | 23.3 | 21.7 | 14.4 | 12.2 | 30.6 | 18.3 | 25.6 | 18.9 | 29.4 | -1.7 | 16.7 | 0.6 | 28.9 | 17.2 | 12.8 | 8.9 | 9.4 | 7 | 27.8 | 17.8 | 27.8 | 17.8 | 16.1 | 13.3 | 9 | -2 | 4.4 | 4.4 | 13.3 | 0 | 30.6 | 19.4 | 18.9 | 0.6 | 23.9 | 5 | 11.7 | 8.3 | 12.6 | 0.7 | 18.9 | 1.7 | 20.2 | 13.2 | 20 | -0.6 | 28.1 | 17.6 | 17.8 | 3.3 | 12.2 | 6.1 | 13.9 | 13.3 | 21.8 | 10.3 | 22.2 | 16.1 | 21.3 | 1 | 25.6 | 17.2 | 23.9 | -4.4 | 18.7 | -4.2 | 29.4 | -8.9 | 24.4 | -2.2 | 23.9 | 5 | 30.6 | 12.5 | 31.1 | 16.1 | 11.7 | 1.1 | 20 | 6.7 | 22.2 | 9.4 | 12 | 8 | 24.1 | 1.7 | 11.3 | 3.8 | 18.3 | 0 | 12.8 | 1.1 | 13 | 2 | 16.7 | 8.3 | 27.1 | 13.1 | 18.2 | 1.2 | 18.3 | 0 | 21.7 | 15 | 28.1 | 12.1 | 29.8 | 20.7 | 30.6 | -8.9 | 21.8 | 19.6 | 25.6 | 21.1 | 27.8 | 23.2 | 26.1 | 8.3 | 25.6 | 3.9 | 25.6 | 13.9 | 12.2 | 8.3 | 9.6 | 7.1 | 28.9 | 18.3 | 30 | 15 | 3.9 | 1.1 | 14.4 | 0.6
17 | 0 | 7.8 | -0.6 | 18.3 | 15.6 | 25 | 13.9 | 19.8 | -2.2 | 30.9 | -3.7 | 15 | 8 | 25.9 | 4.4 | 19.4 | 12.2 | 17.4 | 11 | 21.1 | 6.1 | 13.9 | 10.6 | 13.9 | -5.6 | 30 | -2.2 | 27 | 12 | 28.3 | 18.9 | 30.6 | 22.2 | 27.4 | 5.1 | 24.4 | 21.7 | 14.4 | 12.2 | 29.4 | 17.8 | 25.6 | 19.4 | 28.9 | -3.3 | 17.8 | 0.6 | 29.4 | 16.7 | 12.8 | 8.9 | 9.4 | 6.9 | 28.9 | 17.8 | 26.7 | 16.1 | 15.6 | 13.3 | 9 | -1 | 4.4 | 3.3 | 13.3 | 0.6 | 30 | 18.9 | 20 | 0 | 23.9 | 3.9 | 11.7 | 8.3 | 13.9 | 1.7 | 19.4 | 1.7 | 20.6 | 13.3 | 21.1 | -0.6 | 28.3 | 17.8 | 17.8 | 2.8 | 12.2 | 6.1 | 13.9 | 13.9 | 21.5 | 10.4 | 23.3 | 16.7 | 22.2 | 0.6 | 25 | 16.7 | 25 | -4.4 | 18.5 | -5.5 | 29.4 | -8.9 | 23.3 | -2.2 | 24.4 | 5.6 | 30.6 | 11.6 | 31.1 | 16.1 | 12.2 | 0.6 | 19.4 | 8.3 | 22.2 | 9.4 | 12 | 8 | 24.8 | 1 | 11.5 | 3.5 | 18.9 | 0 | 12.2 | -0.6 | 14 | 2 | 18.3 | 9.4 | 27.4 | 13 | 18.9 | 1.1 | 18.9 | 0 | 20.6 | 14.4 | 30 | 11.1 | 29.4 | 20.6 | 31.1 | -8.9 | 22.2 | 20 | 25.6 | 21.7 | 28.9 | 23.3 | 28.9 | 9.4 | 25.6 | 3.9 | 24.4 | 6.7 | 11.7 | 8.3 | 9.8 | 6.9 | 29.4 | 17.8 | 32.8 | 14.4 | 8.9 | 2.2 | 14.2 | -0.2
16 | 1 | 8.3 | 1.1 | 18.3 | 15.6 | 24.4 | 14.4 | 18.5 | -1.2 | 30.8 | -2.7 | 16 | 8 | 26.7 | 4.4 | 19.4 | 11.1 | 17.2 | 11.1 | 16.7 | 8.3 | 13.9 | 10.6 | 13.3 | -5.6 | 31.1 | -2.8 | 27 | 12 | 27.2 | 18.3 | 28.9 | 23.9 | 27.8 | 5 | 21.7 | 21.1 | 14.4 | 12.2 | 30 | 17.8 | 25.6 | 19.4 | 28.3 | -3.3 | 17.8 | -1.1 | 30 | 15 | 11.7 | 8.3 | 9.4 | 6.7 | 29.4 | 17.8 | 27.8 | 15.6 | 15.6 | 13.3 | 9 | 0 | 3.9 | 3.9 | 13.3 | 1.7 | 25.6 | 20 | 20.6 | -1.7 | 23.9 | 3.3 | 12.2 | 8.9 | 13.3 | 1 | 20 | 1.7 | 21.7 | 13.4 | 21.7 | -0.6 | 27.6 | 17.5 | 17.2 | 3.3 | 12.8 | 5.6 | 13.9 | 13.3 | 21.1 | 10.6 | 23.3 | 16.1 | 19.2 | 2.1 | 25 | 18.3 | 25.6 | -5 | 18.3 | -7.8 | 29.4 | -7.8 | 22.8 | -1.1 | 23.9 | 6.1 | 30.6 | 11.1 | 30.6 | 16.7 | 11.7 | 0.6 | 20.6 | 5 | 22.2 | 9.4 | 12 | 7 | 25.6 | 1.1 | 11.7 | 3.3 | 20 | 1.1 | 12.2 | -2.2 | 14 | 2 | 18.9 | 8.9 | 27.8 | 13.3 | 18.7 | 2.1 | 19.4 | 1.1 | 21.1 | 14.4 | 30.4 | 9.3 | 28.7 | 21 | 30.6 | -9.4 | 22.2 | 20.3 | 23.9 | 22.2 | 28.9 | 23.3 | 22.2 | 7.8 | 26.1 | 5.6 | 22.2 | 7.2 | 10.6 | 9.4 | 10 | 6.7 | 29.4 | 17.8 | 31.7 | 14.4 | 10 | -2.2 | 14.1 | -1
16 | 0 | 6.7 | 2.2 | 17.8 | 15.6 | 24.4 | 14.4 | 17.2 | -0.6 | 30.6 | -2.2 | 14 | 7 | 25.6 | 4.1 | 19.4 | 10 | 16.5 | 11 | 17.8 | 7.8 | 13.3 | 10 | 12.8 | -5 | 31.1 | -9.4 | 26 | 13 | 26.7 | 18.9 | 23.3 | 22.2 | 27.1 | 4.8 | 23.3 | 21.1 | 14.4 | 12.2 | 28.9 | 17.8 | 23.3 | 19.4 | 28.3 | -3.3 | 17.2 | -1.7 | 29.4 | 15 | 11.1 | 7.8 | 9.6 | 6.9 | 28.9 | 16.7 | 27.8 | 16.1 | 15.6 | 12.8 | 8 | 0 | 3.9 | 3.9 | 11.5 | 2.5 | 23.3 | 19.4 | 20.6 | 0 | 23.3 | 3.3 | 12.2 | 9.4 | 12.8 | 0.5 | 20 | 1.7 | 22.8 | 13 | 21.7 | -0.6 | 26.8 | 17.3 | 16.1 | 3.3 | 12.2 | 6.1 | 13.9 | 13.3 | 20 | 11.3 | 22.8 | 15.6 | 16.3 | 2.3 | 25 | 18.3 | 25 | -4.4 | 15.7 | -4.7 | 28.5 | -6.6 | 21.1 | -1.7 | 25.6 | 5 | 30 | 11.1 | 29.4 | 15 | 12.2 | 1.7 | 21.1 | 6.7 | 21.7 | 10 | 12 | 6 | 23.7 | 2.5 | 11.1 | 4.1 | 18.9 | 1.1 | 12.2 | -1.7 | 14 | 2 | 18.9 | 9.4 | 26.5 | 13.6 | 18.5 | 2.4 | 20 | 2.2 | 20.6 | 14.4 | 30.7 | 7.9 | 27.9 | 21.5 | 30.6 | -2.8 | 22.2 | 20.7 | 20 | 18.3 | 28.9 | 23.3 | 26.7 | 2.2 | 25.6 | 5.6 | 19.4 | 7.2 | 11.1 | 10 | 9.8 | 6.7 | 28.9 | 17.8 | 31.1 | 14.4 | 11.7 | -5.6 | 13.9 | -2.2
14 | -1 | 7.2 | 1.7 | 17.8 | 15 | 22.2 | 14.4 | 16.3 | -0.4 | 29.5 | -1.6 | 15 | 6 | 24.4 | 3.7 | 18.3 | 10.6 | 15.7 | 11.1 | 13.9 | 7.8 | 13.9 | 10 | 11.7 | -5 | 29.4 | -10 | 24 | 13 | 26.7 | 18.3 | 23.3 | 22.8 | 26.3 | 5.3 | 23.9 | 21.1 | 14.4 | 12.2 | 27.2 | 18.3 | 23.3 | 20 | 27.2 | -4.4 | 16.1 | -2.8 | 28.9 | 15.6 | 10 | 7.8 | 9.8 | 7.1 | 27.2 | 17.8 | 26.1 | 15.6 | 15 | 12.8 | 8 | 0 | 3.9 | 3.9 | 9.6 | 2.7 | 20 | 19.4 | 20.6 | -1.1 | 22.2 | 3.3 | 11.7 | 8.3 | 12.2 | 0 | 19.4 | 0.6 | 23.9 | 12.8 | 21.1 | -0.6 | 26.1 | 17.2 | 15.6 | 3.9 | 11.1 | 6.1 | 13.9 | 13.9 | 18.9 | 11.5 | 22.2 | 15.6 | 13.3 | 2.2 | 23.9 | 18.3 | 25 | -4.4 | 13.2 | -3.9 | 27.6 | -7.2 | 18.9 | -3.3 | 24.4 | 6.7 | 29.5 | 11.6 | 28.9 | 16.1 | 11.7 | 1.7 | 20 | 7.2 | 20.6 | 10 | 11 | 6 | 21.9 | 4 | 10.6 | 4.5 | 18.3 | 0.6 | 12.8 | -2.2 | 13 | 4 | 18.3 | 8.3 | 25.2 | 14.1 | 18.3 | 2.8 | 20 | 1.7 | 20 | 14.4 | 31.1 | 5.6 | 27.2 | 21.7 | 29.4 | -3.9 | 22.2 | 21.1 | 19.4 | 18.3 | 28.9 | 23.3 | 26.7 | 2.8 | 24.4 | 5.6 | 18.9 | 6.1 | 11.7 | 9.4 | 9.6 | 6.7 | 28.9 | 17.8 | 30 | 13.9 | 10 | -5 | 12.6 | -3.6
13 | 0 | 6.7 | 0.6 | 17.2 | 15 | 20.6 | 13.9 | 15.3 | -0.1 | 28.3 | -0.7 | 13 | 8 | 23.3 | 3.3 | 16.7 | 11.7 | 15 | 11.1 | 12.8 | 8.3 | 11.7 | 11.1 | 10 | -5.6 | 27.2 | -7.2 | 21 | 14 | 25 | 17.8 | 23.3 | 21.7 | 25.6 | 5 | 23.9 | 20.6 | 14.4 | 12.8 | 25 | 18.3 | 22.8 | 18.9 | 26.1 | -4.4 | 14.4 | -2.8 | 27.8 | 15 | 8.3 | 7.2 | 10 | 7.2 | 25.6 | 18.3 | 23.9 | 16.1 | 14.4 | 12.8 | 8 | 0 | 3.9 | 3.9 | 7.8 | 2.8 | 18.9 | 18.9 | 19.4 | -2.2 | 21.1 | 3.3 | 11.1 | 7.2 | 11.3 | 0.4 | 16.7 | 1.7 | 23 | 13.5 | 19.4 | -0.6 | 25.2 | 17.4 | 14.4 | 4.4 | 10.6 | 5.6 | 13.9 | 13.3 | 17.8 | 11.7 | 20 | 16.1 | 11.1 | 3.4 | 22.8 | 17.8 | 22.2 | -3.9 | 10.6 | -3.9 | 26.7 | -7.8 | 16.7 | -4.4 | 22.8 | 6.7 | 28.9 | 11.7 | 27.8 | 15.6 | 10 | 0.6 | 19.4 | 6.1 | 18.9 | 9.4 | 11 | 6 | 20 | 4.4 | 10 | 5 | 17.2 | 1.7 | 11.7 | -1.7 | 12 | 4 | 16.1 | 8.3 | 23.9 | 13.9 | 17.4 | 3 | 18.9 | 1.1 | 19.4 | 15 | 28.9 | 8.1 | 26.8 | 22 | 27.8 | -2.2 | 22.6 | 20.7 | 20 | 18.3 | 28 | 23.4 | 23.3 | 4.4 | 22.2 | 6.1 | 17.8 | 6.1 | 10 | 10 | 9.4 | 6.7 | 27.2 | 17.8 | 29.4 | 13.3 | 8.9 | -4.4 | 11.3 | -5.4
13 | -2 | 6.1 | 0.6 | 16.7 | 15 | 18.9 | 13.9 | 14.4 | 0 | 27.2 | -0.6 | 12 | 7 | 21.1 | 5.1 | 15.6 | 11.1 | 14.6 | 11.2 | 12.8 | 8.3 | 12.2 | 11.1 | 6.7 | -2.2 | 25.6 | -6.1 | 20 | 14 | 23.3 | 17.8 | 23.3 | 22.2 | 22.3 | 7.7 | 21.7 | 19.4 | 14.4 | 12.8 | 24.4 | 18.3 | 22.2 | 17.2 | 22.8 | -2.2 | 12.8 | -2.2 | 25.6 | 13.9 | 7.8 | 6.7 | 9.1 | 6.9 | 24.4 | 18.9 | 24.4 | 16.7 | 14.4 | 12.8 | 6 | 1 | 4.4 | 3.9 | 8 | 3.5 | 17.2 | 17.2 | 16.1 | -2.2 | 21.1 | 5.6 | 9.4 | 5.6 | 10.3 | 0.3 | 13.9 | 1.1 | 22 | 13.7 | 17.2 | 0.6 | 24.2 | 17.7 | 13.9 | 2.8 | 9.4 | 6.1 | 13.9 | 13.9 | 17.4 | 11.9 | 19.4 | 16.1 | 8.9 | 3.9 | 22.2 | 18.9 | 20 | -4.4 | 8.9 | -3.2 | 25 | -6.6 | 16.7 | -3.9 | 18.3 | 8.3 | 28.3 | 11.8 | 23.9 | 16.1 | 9.4 | 0.6 | 16.1 | 7.8 | 17.2 | 9.4 | 10 | 6 | 18.3 | 5.2 | 9.4 | 5 | 15.6 | 2.8 | 10 | -1.7 | 11 | 6 | 15.6 | 7.8 | 21.9 | 14.8 | 16.5 | 3.2 | 16.7 | 1.7 | 19.4 | 15 | 26.6 | 9.9 | 26.5 | 22.6 | 25.6 | -3.3 | 22.9 | 20.4 | 20.6 | 18.3 | 27 | 23.5 | 21.7 | 4.4 | 19.4 | 5.6 | 17.2 | 6.7 | 10 | 9.4 | 9 | 6.5 | 25.6 | 16.7 | 28.3 | 14.4 | 6.7 | -3.3 | 10 | -8.3
11 | 0 | 6.1 | -0.6 | 16.7 | 15 | 18.3 | 13.9 | 13.7 | -0.6 | 25.7 | 0.3 | 11 | 7 | 18.9 | 6.4 | 15.6 | 12.2 | 14.3 | 11.5 | 12.2 | 8.3 | 12.2 | 11.1 | 5.6 | -1.7 | 23.9 | -3.9 | 18 | 14 | 23.3 | 17.8 | 23.9 | 21.7 | 18.9 | 8.9 | 21.1 | 18.9 | 14.4 | 13.3 | 23.3 | 18.3 | 20.6 | 16.1 | 18.9 | 2.2 | 11.1 | -1.1 | 23.9 | 13.9 | 7.2 | 6.1 | 8.1 | 6.6 | 22.2 | 20.6 | 23.3 | 16.7 | 13.9 | 12.2 | 6 | 0 | 5 | 4.4 | 8.1 | 4 | 16.1 | 15.6 | 12.8 | 1.1 | 18.9 | 3.3 | 8.3 | 5 | 9.4 | 0.6 | 13.3 | 1.1 | 21.1 | 13.9 | 16.7 | 1.1 | 23.3 | 17.8 | 13.9 | 2.8 | 8.9 | 6.1 | 13.9 | 13.9 | 17.1 | 11.8 | 17.2 | 15 | 6.7 | 3.9 | 21.7 | 18.9 | 17.2 | -5.6 | 7.3 | -3.1 | 23.4 | -6.7 | 16.1 | -3.9 | 15.6 | 7.8 | 27.8 | 12.6 | 23.3 | 16.1 | 8.9 | 0.6 | 16.1 | 10 | 16.1 | 10 | 10 | 6 | 16.7 | 5.4 | 8.9 | 4.9 | 14.4 | 3.9 | 8.3 | -1.7 | 11 | 7 | 12.8 | 9.4 | 19.8 | 15.1 | 15.6 | 2.8 | 12.8 | 4.4 | 19.4 | 14.4 | 24.4 | 10.6 | 26.1 | 22.8 | 25 | -3.9 | 23.3 | 20 | 20 | 18.3 | 26.1 | 23.3 | 18.3 | 8.3 | 17.8 | 5.6 | 16.7 | 7.2 | 9.4 | 8.9 | 8.7 | 6.3 | 22.8 | 16.1 | 26.7 | 14.4 | 4.4 | -2.8 | 8.3 | -7
12 | -1 | 5 | 0.6 | 16.7 | 15 | 17.8 | 13.9 | 12.9 | -1.6 | 24.3 | 1.2 | 11 | 6 | 16.7 | 6.7 | 15.6 | 12.2 | 13.9 | 11.7 | 11.7 | 8.9 | 12.2 | 10.7 | 3.9 | -1.1 | 22.8 | -3.9 | 18 | 15 | 22.8 | 17.8 | 22.8 | 21.1 | 15.6 | 8.9 | 20.6 | 18.3 | 14.4 | 13.3 | 23.3 | 18.3 | 20 | 16.7 | 17.2 | 2.2 | 8.9 | 0 | 22.2 | 13.9 | 6.1 | 5 | 7.2 | 6.1 | 22.8 | 21.1 | 22.2 | 16.7 | 14.4 | 12.8 | 4 | 0 | 5 | 4.4 | 8.3 | 4.4 | 15 | 15 | 11.1 | 2.2 | 18.3 | 4.4 | 8.3 | 5 | 9.2 | 0.6 | 12.8 | 1.7 | 20.7 | 13.7 | 16.7 | 1.1 | 22.6 | 17.8 | 13.3 | 2.2 | 8.3 | 6.1 | 13.9 | 13.9 | 16.7 | 11.7 | 15.6 | 14.4 | 6.3 | 3.6 | 21.7 | 19.4 | 16.1 | -5.6 | 5.6 | -3.9 | 21.7 | -8.3 | 15.6 | -3.9 | 15.6 | 7.2 | 27.2 | 12.8 | 21.7 | 15.6 | 6.7 | 0.6 | 15 | 9.4 | 14.4 | 10 | 9 | 6 | 15 | 5.6 | 8.3 | 5 | 13.9 | 2.2 | 7.2 | -1.1 | 12 | 7 | 13.3 | 8.9 | 17.8 | 15 | 12.6 | 3.6 | 11.7 | 5.6 | 18.3 | 14.4 | 23.7 | 12.7 | 25.9 | 22.8 | 24.4 | -3.9 | 22.8 | 20 | 18.9 | 17.2 | 25.9 | 23.4 | 17.8 | 8.9 | 15 | 6.1 | 16.7 | 6.1 | 9.4 | 8.3 | 8.3 | 6.1 | 21.1 | 15.6 | 24.4 | 15 | 4.4 | -2.8 | 6.7 | -6.5
11 | -1 | 5 | -1.7 | 16.1 | 15 | 15.6 | 12.2 | 12.2 | -2.2 | 22.8 | 1.7 | 11 | 6 | 15.4 | 7.2 | 15.6 | 11.7 | 13.5 | 11.6 | 11.7 | 8.3 | 11.7 | 10.7 | 2.8 | -0.6 | 20.6 | -3.9 | 18 | 15 | 21.7 | 17.8 | 22.8 | 21.1 | 14.7 | 9.5 | 20.6 | 17.8 | 15 | 13.3 | 23.3 | 18.9 | 20 | 15.6 | 17.2 | 2.2 | 9.4 | 0.6 | 20.6 | 13.9 | 5.6 | 4.4 | 7 | 5.8 | 21.1 | 21.1 | 21.7 | 17.2 | 15 | 12.8 | 3 | 0 | 5 | 4.4 | 7.9 | 4.5 | 15 | 13.9 | 10 | 3.9 | 18.9 | 7.2 | 7.8 | 5 | 9.1 | 0.5 | 15 | 2.2 | 20.4 | 13.2 | 15.6 | 1.1 | 21.8 | 17.8 | 12.8 | 2.2 | 7.8 | 6.1 | 13.9 | 13.9 | 16.1 | 12.3 | 15.6 | 14.4 | 6 | 3.3 | 17.2 | 17.2 | 17.2 | -5.6 | 4.3 | -3.1 | 20.4 | -6.3 | 14.4 | -1.1 | 13.9 | 7.2 | 26.5 | 12.6 | 21.7 | 15.6 | 6.7 | 0.6 | 14.4 | 10.6 | 13.9 | 10 | 9 | 6 | 13.7 | 5.4 | 7.9 | 5.4 | 12.8 | 3.3 | 6.1 | -1.7 | 12 | 8 | 12.8 | 8.9 | 18.3 | 14 | 9.7 | 3.5 | 9.4 | 5 | 18.3 | 14.4 | 22.9 | 14.2 | 25.8 | 22.9 | 23.3 | -5 | 22.2 | 19.6 | 17.8 | 16.7 | 25.8 | 23.5 | 15.6 | 10 | 14.4 | 6.1 | 15.6 | 5.6 | 10 | 8.9 | 7.9 | 6.1 | 20 | 16.1 | 23.3 | 14.4 | 3.9 | -3.3 | 5 | -7.8
9 | -1 | 3.9 | -2.2 | 16.1 | 15 | 16.1 | 12.8 | 11.3 | -0.4 | 22.6 | 1.6 | 9 | 5 | 14.1 | 7.2 | 15 | 11.7 | 13.2 | 11.8 | 11.1 | 8.3 | 11.7 | 10.4 | 2.2 | -1.1 | 17.8 | -2.8 | 18 | 14 | 21.1 | 17.2 | 22.8 | 21.7 | 13.7 | 10.2 | 20 | 17.2 | 15 | 13.3 | 22.8 | 18.9 | 18.9 | 15 | 17.8 | 3.3 | 8.3 | -0.6 | 21.1 | 12.8 | 5 | 3.9 | 6.9 | 5.4 | 20.6 | 18.9 | 21.1 | 17.2 | 14.4 | 12.8 | 2 | -1 | 5.1 | 4.5 | 7.6 | 4.6 | 14.4 | 13.9 | 8.9 | 3.3 | 18.9 | 4.4 | 7.8 | 5 | 8.9 | 0.6 | 15 | 1.7 | 20 | 12.8 | 15 | 1.1 | 21.1 | 17.8 | 12.2 | 2.2 | 7.8 | 5 | 13.9 | 13.9 | 15.6 | 12.6 | 15.6 | 14.4 | 5.6 | 2.8 | 16.7 | 13.9 | 16.7 | -5.6 | 3 | -2.8 | 19.1 | -6.5 | 13.3 | 0 | 13.9 | 6.7 | 25.7 | 12.6 | 20 | 15 | 5.6 | 0.6 | 12.2 | 10.6 | 12.8 | 9.4 | 9 | 6 | 12.4 | 4.9 | 7.6 | 5.8 | 11.7 | 4.4 | 5.6 | -1.7 | 11 | 7 | 9.4 | 8.9 | 18.9 | 13.1 | 6.7 | 2.8 | 8.3 | 5.6 | 17.2 | 14.4 | 22.2 | 15.6 | 25.6 | 22.8 | 22.2 | -10.6 | 21.7 | 19.4 | 16.7 | 16.1 | 25.6 | 23.3 | 15.6 | 9.4 | 13.3 | 5.6 | 14.4 | 6.1 | 8.9 | 6.7 | 7.6 | 6.2 | 20 | 15.6 | 21.1 | 15 | 3.3 | -2.8 | 4.4 | -5.5
9 | -1 | 3.3 | -2.2 | 16.7 | 15 | 16.7 | 13.9 | 10.3 | 1.1 | 22.4 | 2 | 8 | 6 | 12.8 | 7.2 | 14.4 | 11.1 | 12.8 | 11.7 | 11.1 | 8.3 | 11.7 | 9.8 | 1.7 | -1.1 | 16.1 | -2.8 | 18 | 13 | 20 | 17.8 | 22.8 | 22.2 | 12.8 | 10.6 | 19.4 | 16.7 | 15 | 13.9 | 23.3 | 19.4 | 18.3 | 15 | 16.1 | 3.3 | 8.9 | -0.6 | 20.6 | 11.7 | 4.4 | 3.3 | 6.7 | 5 | 20.6 | 18.3 | 20.6 | 16.7 | 14.4 | 11.7 | 2 | -1 | 5.2 | 4.5 | 7.2 | 4.4 | 14.4 | 12.8 | 8.3 | 4.4 | 11.1 | 7.8 | 7.8 | 5 | 8.3 | 0 | 15 | 1.7 | 18.7 | 14 | 14.4 | 1.1 | 20.5 | 17.7 | 11.7 | 2.2 | 6.7 | 4.4 | 14.4 | 14.4 | 15 | 12.8 | 16.1 | 15 | 4.7 | 2.2 | 16.1 | 15 | 13.9 | -5.6 | 1.7 | -3.3 | 17.8 | -7.2 | 11.1 | 2.2 | 13.3 | 6.7 | 25 | 12.2 | 19.4 | 15 | 4.4 | 0.6 | 12.2 | 10.6 | 12.8 | 9.4 | 9 | 6 | 11.1 | 4.4 | 7.2 | 6.1 | 11.7 | 5 | 5.6 | -1.7 | 11 | 8 | 7.8 | 7.2 | 19.4 | 11.7 | 6.3 | 2.2 | 7.2 | 5.6 | 17.8 | 14.4 | 20.7 | 15.7 | 25.6 | 22.9 | 21.1 | -10 | 21.3 | 19.4 | 16.7 | 16.1 | 25.6 | 23.5 | 14.4 | 10 | 11.7 | 6.1 | 14.4 | 5.6 | 8.9 | 6.1 | 7.2 | 6.1 | 19.4 | 16.1 | 20 | 15 | 4.4 | -1.7 | 3.9 | -4.7
7 | -2 | 3.3 | -1.7 | 15.6 | 15.6 | 16.1 | 13.3 | 9.4 | 2.2 | 22.2 | 1.7 | 8 | 5 | 12.1 | 6.8 | 13.9 | 11.7 | 12.8 | 11.4 | 10.6 | 7.8 | 11.1 | 9.8 | 1.1 | -1.1 | 15.6 | -2.8 | 18 | 12 | 19.4 | 17.8 | 23.3 | 21.7 | 12.2 | 10.1 | 18.3 | 16.7 | 15 | 13.9 | 22.8 | 19.4 | 17.8 | 14.4 | 13.3 | 3.9 | 8.9 | -0.6 | 20.6 | 12.2 | 4.4 | 3.3 | 5.8 | 4 | 19.4 | 17.8 | 20 | 16.7 | 14.4 | 11.7 | 1 | -1 | 5.3 | 4.6 | 6.1 | 3.8 | 13.3 | 12.2 | 7.8 | 3.9 | 11.1 | 10.6 | 7.2 | 5 | 7.8 | -0.6 | 14.4 | 2.2 | 17.4 | 15.1 | 12.8 | 5 | 20 | 17.8 | 10.6 | 2.2 | 5 | 3.9 | 14.4 | 14.4 | 14.6 | 12.3 | 16.1 | 15.6 | 3.7 | 1.2 | 16.1 | 16.1 | 12.2 | -5.6 | 0.8 | -3.4 | 16.9 | -6.1 | 9.4 | 3.3 | 13.3 | 6.1 | 24.1 | 12.4 | 18.9 | 15 | 1.7 | -0.6 | 11.7 | 10.6 | 12.2 | 8.9 | 9 | 6 | 9.6 | 4 | 6.8 | 5.8 | 11.1 | 5 | 5 | -1.7 | 11 | 8 | 7.2 | 7.2 | 17.7 | 11.8 | 6 | 1.7 | 6.7 | 3.9 | 16.7 | 13.9 | 19.3 | 15.8 | 25.6 | 22.9 | 20 | -8.3 | 21 | 19.5 | 16.1 | 15.6 | 25.6 | 23.5 | 13.9 | 8.9 | 11.7 | 5.6 | 15 | 5 | 8.3 | 5.6 | 7 | 6 | 18.3 | 16.7 | 20.6 | 15 | 4.4 | -2.2 | 3.3 | -4.4
6 | -1 | 2.8 | -0.6 | 15.6 | 15.6 | 17.2 | 14.4 | 8.5 | 1.9 | 20.9 | 3.6 | 8 | 6 | 11.3 | 6.1 | 13.3 | 11.7 | 12.8 | 10.9 | 10 | 7.8 | 10.6 | 9.4 | 0.6 | -1.7 | 15 | -2.8 | 17 | 11 | 18.9 | 17.2 | 22.2 | 20.6 | 11.7 | 9.8 | 18.3 | 16.7 | 15 | 13.9 | 22.2 | 18.9 | 17.8 | 13.9 | 13.9 | 3.9 | 10.6 | 0 | 21.1 | 12.8 | 3.9 | 2.8 | 4.8 | 2.8 | 18.9 | 17.8 | 19.4 | 17.2 | 13.3 | 10.6 | 0 | -3 | 5.4 | 4.5 | 5 | 3 | 11.7 | 11.7 | 11.7 | 5.6 | 11.7 | 9.4 | 7.2 | 5 | 7.2 | -1.1 | 12.8 | 2.8 | 16.1 | 15.6 | 13.3 | 3.9 | 19.4 | 17.8 | 8.9 | 2.2 | 3.9 | 3.9 | 14.4 | 14.4 | 14.3 | 11.7 | 16.1 | 15.6 | 2.8 | 0.6 | 17.2 | 16.7 | 11.7 | -5.6 | -0.2 | -4.3 | 15.9 | -5.7 | 8.9 | 1.7 | 14.4 | 6.1 | 23.1 | 12.2 | 18.3 | 14.4 | 2.2 | 0 | 12.2 | 10.6 | 11.7 | 8.3 | 8 | 6 | 8.2 | 3.5 | 6.5 | 5.5 | 11.1 | 3.3 | 5 | -1.7 | 11 | 8 | 8.3 | 8.3 | 16.1 | 11.5 | 5.6 | 1.1 | 6.1 | 3.3 | 16.7 | 14.4 | 17.8 | 15.6 | 25.6 | 22.8 | 22.2 | -6.7 | 20.6 | 19.4 | 15.6 | 12.8 | 25.6 | 23.3 | 15 | 7.2 | 10.6 | 6.1 | 14.4 | 5 | 7.8 | 5.6 | 6.9 | 5.9 | 17.8 | 16.7 | 18.9 | 14.4 | 3.3 | -2.8 | 2.6 | -4.1
5 | 0 | 2.2 | 0 | 16.1 | 16.1 | 17.2 | 15 | 7.6 | 1.7 | 19.6 | 4.5 | 7 | 4 | 10.6 | 5.6 | 12.8 | 11.7 | 12.8 | 10.6 | 10 | 7.8 | 11.1 | 8.7 | 0.6 | -2.2 | 13.9 | -2.8 | 16 | 11 | 18.3 | 16.7 | 21.7 | 20 | 11.1 | 9.4 | 17.8 | 16.7 | 15.6 | 14.4 | 22.2 | 19.4 | 17.2 | 13.9 | 16.1 | 0 | 10.6 | 0 | 20.6 | 13.9 | 2.8 | 1.1 | 3.9 | 1.7 | 18.9 | 17.8 | 18.9 | 17.2 | 12.8 | 10 | 0 | -3 | 5.5 | 4.6 | 3.9 | 2.2 | 12.2 | 12.2 | 10 | 5.6 | 12.2 | 10 | 7.2 | 5 | 7 | -0.8 | 12.8 | 2.8 | 15.9 | 15.5 | 13.3 | 3.3 | 19.6 | 18.1 | 7.8 | 2.2 | 5 | 5 | 15 | 15 | 13.9 | 11.1 | 15 | 13.9 | 2.4 | 0.1 | 17.2 | 16.7 | 10.6 | -5.6 | -1.1 | -5.6 | 15 | -6.7 | 7.8 | 1.1 | 12.2 | 6.1 | 22.2 | 12.2 | 17.2 | 15.6 | 2.8 | 0 | 12.8 | 11.1 | 10.6 | 7.8 | 8 | 6 | 6.7 | 2.8 | 6.1 | 5 | 10.6 | 4.4 | 4.4 | -1.7 | 11 | 8 | 8.3 | 7.8 | 14.4 | 11.1 | 5.4 | 1.1 | 5.6 | 3.3 | 17.2 | 14.4 | 18.2 | 12.2 | 25.6 | 22.9 | 20 | -5.6 | 20.8 | 19.6 | 13.9 | 10.6 | 25.4 | 23.3 | 14.4 | 7.2 | 10 | 5.6 | 13.3 | 6.1 | 7.2 | 6.1 | 6.7 | 5.6 | 15.6 | 14.4 | 18.9 | 14.4 | 2.2 | -3.3 | 1.8 | -4.2
4 | 1 | 0.6 | -1.1 | 16.1 | 15 | 17.2 | 15 | 6.7 | 1.1 | 18.3 | 5.6 | 7 | 5 | 11.3 | 5.6 | 12.8 | 11.7 | 12.8 | 10.6 | 10 | 7.8 | 11.1 | 8.9 | 0 | -2.2 | 12.8 | -3.9 | 16 | 11 | 18.3 | 16.7 | 20.6 | 19.4 | 12 | 9.4 | 17.8 | 16.7 | 15.6 | 14.4 | 22.2 | 19.4 | 17.2 | 13.9 | 14.4 | 1.1 | 11.1 | 1.1 | 20 | 14.4 | 2.8 | 0.6 | 4.3 | 1.7 | 18.3 | 17.2 | 18.3 | 16.7 | 13.3 | 8.9 | 0 | -1 | 5.6 | 4.4 | 6.5 | 3.5 | 12.2 | 12.2 | 8.9 | 6.1 | 13.3 | 10 | 7.8 | 5 | 6.9 | -0.3 | 13.9 | 3.3 | 15.8 | 15.4 | 13.9 | 2.8 | 19.8 | 18.5 | 6.7 | 2.2 | 5.6 | 5.6 | 14.4 | 14.4 | 15.4 | 12.2 | 15 | 13.9 | 2.1 | -0.1 | 17.2 | 16.1 | 11.1 | -6.1 | 1.5 | -4 | 16.7 | -4.5 | 7.2 | -1.1 | 11.7 | 6.1 | 20.5 | 11.7 | 17.2 | 15.6 | 3.3 | 0 | 11.1 | 9.4 | 10.6 | 7.8 | 8 | 6 | 7.6 | 3.3 | 6.5 | 5.2 | 10.6 | 5.6 | 4.4 | -1.7 | 10 | 8 | 8.9 | 7.2 | 14.8 | 11.4 | 5.2 | 1.1 | 4.4 | 2.2 | 17.2 | 14.4 | 18.5 | 7.3 | 25.6 | 22.9 | 20 | -2.2 | 20.9 | 19.7 | 13.3 | 9.4 | 25.2 | 23.1 | 13.9 | 7.2 | 7.8 | 5.6 | 13.9 | 5.6 | 7.8 | 6.1 | 5.9 | 4.7 | 15.6 | 13.9 | 18.9 | 15 | 0.6 | -3.9 | 1.1 | -5
4 | 2 | 2.8 | 0.6 | 16.7 | 16.7 | 17.2 | 15 | 7.1 | 1.6 | 19.2 | 6 | 9 | 6 | 12.1 | 5.7 | 13.3 | 12.2 | 12.8 | 10.6 | 10 | 7.8 | 11.7 | 7.8 | 2.2 | -1.1 | 12.8 | -4.4 | 18 | 11 | 18.3 | 16.1 | 20 | 19.4 | 13 | 9.5 | 17.2 | 16.7 | 15.6 | 15 | 21.1 | 18.9 | 17.2 | 13.3 | 15 | 0 | 11.7 | 1.1 | 20 | 15.6 | 2.8 | 0.6 | 4.6 | 1.3 | 18.9 | 17.8 | 19.4 | 16.7 | 14.4 | 7.8 | 1 | 0 | 5.6 | 5 | 9.1 | 4.7 | 12.2 | 12.2 | 10.6 | 6.1 | 12.8 | 10 | 7.2 | 5 | 6.7 | 0 | 14.4 | 3.3 | 15.6 | 15 | 13.9 | 2.8 | 20 | 18.9 | 7.8 | 2.8 | 6.7 | 5.6 | 15 | 15 | 16.8 | 13.4 | 15 | 14.4 | 1.7 | -0.6 | 18.3 | 16.7 | 11.1 | -3.3 | 4.1 | -3.2 | 18.3 | -3.9 | 8.3 | -0.6 | 12.2 | 6.7 | 18.9 | 11.3 | 18.3 | 15.6 | 3.3 | 0 | 11.7 | 8.9 | 11.1 | 7.8 | 8 | 6 | 8.5 | 4 | 6.8 | 5 | 11.1 | 6.7 | 4.4 | -1.7 | 11 | 7 | 7.8 | 6.7 | 15.2 | 11.6 | 5 | 1.1 | 4.4 | 1.7 | 17.2 | 14.4 | 18.9 | 0.6 | 25.6 | 22.8 | 20 | -0.6 | 21.1 | 20 | 13.3 | 9.4 | 25 | 22.8 | 13.9 | 7.8 | 7.8 | 6.1 | 13.9 | 5 | 7.8 | 6.1 | 5.2 | 3.7 | 18.9 | 18.3 | 19.4 | 13.9 | 3.3 | -3.9 | 3.1 | -3.9
4 | 3 | 4.4 | 1.1 | 16.7 | 16.7 | 17.8 | 15.6 | 7.4 | 1.9 | 20.2 | 6.9 | 11 | 6 | 12.8 | 5.6 | 15.6 | 12.8 | 12.8 | 10.6 | 12.2 | 7.8 | 12.2 | 7.8 | 3.9 | -1.7 | 10 | 0.6 | 21 | 11 | 20 | 17.2 | 20.6 | 19.4 | 13.9 | 9.4 | 18.3 | 16.7 | 15.6 | 15 | 23.3 | 19.4 | 17.2 | 13.9 | 12.2 | 2.8 | 11.7 | 3.3 | 20.6 | 16.7 | 2.8 | 0.6 | 5 | 1.1 | 20 | 18.3 | 21.7 | 17.8 | 16.1 | 7.2 | 2 | 0 | 5.6 | 5 | 11.7 | 5.6 | 13.3 | 13.3 | 11.7 | 5.6 | 14.4 | 11.1 | 7.8 | 5 | 7.4 | -0.1 | 13.9 | 3.9 | 16.7 | 15.6 | 15 | 2.8 | 21.7 | 19.6 | 9.4 | 2.8 | 8.3 | 6.1 | 15.6 | 15.6 | 18.3 | 14.4 | 16.1 | 15.6 | 3.5 | 0.2 | 17.2 | 14.4 | 15.6 | -2.8 | 6.7 | -3.3 | 20 | -3.3 | 10.6 | -0.6 | 16.7 | 7.8 | 17.2 | 10.6 | 21.1 | 16.1 | 7.2 | 2.2 | 13.3 | 7.8 | 12.8 | 8.3 | 8 | 4 | 9.4 | 4.4 | 7.2 | 5 | 12.8 | 7.8 | 7.8 | 0.6 | 11 | 8 | 12.2 | 8.3 | 15.6 | 11.7 | 6.1 | 1 | 5.6 | 3.3 | 18.9 | 15 | 21.9 | 1.5 | 26 | 22.7 | 21.7 | 0 | 21.3 | 20.1 | 14.4 | 10 | 25.2 | 22.9 | 17.2 | 6.7 | 13.3 | 8.3 | 13.9 | 6.1 | 8.3 | 5.6 | 4.4 | 2.8 | 21.1 | 19.4 | 21.7 | 15 | 6.1 | -3.9 | 5.2 | -3.2
4 | 2 | 5 | -1.1 | 17.2 | 17.2 | 18.3 | 15.6 | 7.8 | 2.2 | 21.1 | 7.2 | 12 | 7 | 15.2 | 6.3 | 16.7 | 12.8 | 13.9 | 10.7 | 14.4 | 6.7 | 13.3 | 7.8 | 4.4 | -1.7 | 8.9 | 2.2 | 24 | 7 | 23.3 | 18.3 | 21.1 | 20 | 17.4 | 9.3 | 18.9 | 16.7 | 16.1 | 15 | 25.6 | 19.4 | 17.2 | 14.4 | 11.1 | 3.3 | 13.3 | 4.4 | 21.1 | 16.7 | 3.3 | 1.1 | 6.9 | 1.2 | 22.2 | 19.4 | 23.9 | 18.3 | 17.2 | 7.2 | 6 | 1 | 6.1 | 5.6 | 13.5 | 5.7 | 14.4 | 14.4 | 13.3 | 6.1 | 15.6 | 10 | 8.3 | 5.6 | 8.2 | 0.2 | 11.1 | 7.2 | 17.8 | 15.8 | 15.6 | 3.9 | 23.3 | 20.5 | 11.1 | 1.1 | 8.9 | 5.6 | 17.2 | 15.6 | 19.8 | 14.4 | 17.2 | 16.7 | 5.4 | 1.1 | 16.7 | 14.4 | 18.3 | -3.9 | 10.8 | -2.6 | 22.4 | -3.4 | 11.1 | -2.8 | 20 | 8.3 | 20 | 11.8 | 22.2 | 15.6 | 12.8 | 1.7 | 15 | 9.4 | 15 | 7.2 | 8 | 4 | 11.8 | 5 | 7.8 | 4.9 | 15.6 | 8.9 | 11.7 | 1.1 | 12 | 8 | 17.2 | 7.8 | 18 | 11.4 | 7.2 | 0.8 | 8.9 | 5 | 19.4 | 15 | 24.8 | 1.6 | 26.3 | 22.6 | 22.8 | 0.6 | 21.5 | 20.3 | 16.7 | 10 | 25.4 | 22.9 | 20 | 6.7 | 18.9 | 9.4 | 12.8 | 7.2 | 8.9 | 5.6 | 4.4 | 2.6 | 22.8 | 19.4 | 25 | 13.9 | 8.3 | -3.3 | 7.2 | -3.3
4 | 3 | 7.2 | -0.6 | 18.3 | 17.2 | 19.4 | 15.6 | 8.9 | 1.8 | 23.3 | 7.4 | 12 | 9 | 17.6 | 6.5 | 18.9 | 12.2 | 15 | 11 | 15.6 | 6.1 | 14.4 | 6.7 | 7.8 | -1.1 | 10 | 1.7 | 26 | 7 | 24.4 | 18.3 | 22.2 | 19.4 | 20.9 | 8.2 | 21.1 | 17.2 | 16.1 | 15.6 | 25.6 | 19.4 | 16.1 | 14.4 | 8.3 | 5 | 14.4 | 5.6 | 21.7 | 17.8 | 3.9 | 1.1 | 8.7 | 1.1 | 24.4 | 20.6 | 25.6 | 17.8 | 18.3 | 6.7 | 8 | -1 | 7.8 | 6.7 | 15.4 | 5.6 | 15.6 | 15.6 | 16.1 | 5.6 | 15 | 10 | 9.4 | 6.1 | 8.9 | 0 | 11.7 | 8.3 | 18.9 | 16.1 | 14.4 | 5.6 | 25 | 21.1 | 13.3 | 0 | 10.6 | 4.4 | 19.4 | 15.6 | 21.3 | 14.2 | 18.9 | 18.3 | 7.2 | 1.7 | 17.2 | 15 | 20.6 | -2.8 | 14.8 | -3.5 | 24.8 | -4 | 11.7 | -2.8 | 23.9 | 7.8 | 22.8 | 12.8 | 24.4 | 15 | 14.4 | 2.2 | 16.7 | 10 | 16.7 | 6.7 | 9 | 5 | 14.3 | 5.7 | 8.3 | 4.7 | 18.3 | 10 | 13.9 | 1.1 | 11 | 8 | 19.4 | 6.7 | 20.4 | 10 | 8.3 | 0.6 | 12.8 | 5.6 | 18.9 | 15.6 | 27.8 | 2.2 | 26.7 | 22.2 | 24.4 | 0 | 21.7 | 20.6 | 18.3 | 10 | 25.6 | 22.8 | 23.3 | 0.6 | 23.9 | 9.4 | 12.8 | 6.1 | 10.6 | 6.1 | 4.4 | 2.3 | 23.9 | 19.4 | 26.7 | 13.9 | 10.6 | -3.3 | 6.5 | -0.8
4 | 3 | 6.7 | -1.1 | 20 | 18.3 | 19.4 | 15 | 10 | 0.8 | 25.6 | 6.8 | 13 | 9 | 20 | 6.1 | 21.1 | 12.2 | 16.1 | 11.1 | 15 | 7.2 | 15 | 6.1 | 12.2 | -1.7 | 13.3 | -1.7 | 28 | 8 | 26.7 | 18.9 | 25.6 | 20.6 | 24.4 | 5.6 | 23.3 | 18.3 | 17.2 | 16.1 | 26.7 | 20 | 16.1 | 15 | 9.4 | 5.6 | 15.6 | 5.6 | 23.9 | 18.9 | 5.6 | 1.1 | 10.6 | 0.6 | 26.7 | 21.1 | 26.7 | 17.8 | 18.9 | 6.7 | 10 | -4 | 8.3 | 6.7 | 17.2 | 5 | 15 | 15 | 17.2 | 4.4 | 16.1 | 10 | 10 | 6.1 | 9.6 | 0 | 12.2 | 9.4 | 20.7 | 16.5 | 12.8 | 8.3 | 26.3 | 20.9 | 13.9 | -1.1 | 11.1 | 5.6 | 20 | 11.1 | 22.8 | 13.9 | 19.4 | 17.8 | 8.3 | 3 | 17.2 | 15 | 22.2 | -2.2 | 18.9 | -7.8 | 27.2 | -7.2 | 14.4 | -3.9 | 24.4 | 8.3 | 25.6 | 13.3 | 27.8 | 18.3 | 16.7 | 2.2 | 19.4 | 9.4 | 17.2 | 6.1 | 9 | 4 | 16.7 | 5.6 | 8.9 | 4.4 | 20.6 | 9.4 | 15.6 | 0 | 12 | 8 | 20.6 | 7.2 | 22.8 | 7.8 | 8.7 | -0.5 | 17.2 | 7.2 | 19.4 | 15.6 | 29.3 | 2.5 | 28.2 | 22 | 25.6 | -1.1 | 22.8 | 20.3 | 19.4 | 10.6 | 26.5 | 23 | 23.9 | 0.6 | 26.1 | 8.3 | 13.3 | 6.1 | 13.3 | 5 | 4.4 | 2.2 | 25.6 | 20 | 26.7 | 14.4 | 11.7 | -4.4 | 5.7 | 0.6
4 | 3 | 7.8 | -2.2 | 22.2 | 19.4 | 20 | 14.4 | 11.1 | 0 | 27.8 | 6.1 | 14 | 10 | 21.9 | 6.2 | 20.6 | 12.8 | 17 | 11.3 | 15 | 5.6 | 16.1 | 5 | 15 | -0.6 | 17.2 | -4.4 | 28 | 9 | 28.3 | 18.9 | 27.2 | 21.1 | 25.7 | 4.8 | 25 | 18.9 | 17.8 | 16.7 | 28.3 | 20.6 | 15.6 | 14.4 | 12.2 | 3.9 | 18.9 | 3.9 | 24.4 | 19.4 | 7.2 | 1.7 | 11.9 | 0.9 | 27.8 | 20.6 | 26.7 | 17.8 | 19.4 | 6.1 | 10 | -5 | 9.4 | 8.3 | 17.4 | 5.1 | 17.2 | 16.7 | 18.3 | 3.9 | 16.7 | 10 | 10.6 | 6.1 | 10.4 | 0.1 | 15 | 10.6 | 22.6 | 16.7 | 13.3 | 10.6 | 27.6 | 20.7 | 15 | -1.7 | 11.7 | 5.6 | 18.9 | 11.7 | 23 | 13.8 | 21.1 | 18.3 | 9.5 | 4.3 | 17.2 | 15.6 | 24.4 | -2.2 | 19.8 | -5.3 | 28.5 | -7.9 | 15.6 | -4.4 | 22.8 | 9.4 | 28 | 13.2 | 29.4 | 17.8 | 17.8 | 1.7 | 20.6 | 8.9 | 18.9 | 6.7 | 9 | 6 | 18.2 | 5.8 | 10 | 5 | 22.8 | 8.3 | 16.7 | 0.6 | 13 | 9 | 21.1 | 8.3 | 23.3 | 8.2 | 9 | -1.5 | 20.6 | 8.9 | 20.6 | 16.1 | 30.7 | 2 | 29.6 | 21.3 | 26.7 | -2.2 | 23.9 | 19.8 | 20 | 10.6 | 27.4 | 23.2 | 25 | -1.1 | 27.2 | 8.9 | 12.8 | 6.1 | 14.4 | 6.1 | 4.8 | 2.5 | 27.2 | 20.6 | 26.7 | 14.4 | 12.8 | -5.6 | 5 | 2.2
4 | 3 | 8.9 | -4.4 | 25 | 18.9 | 20.6 | 15 | 12.4 | -0.4 | 28.7 | 5.6 | 14 | 9 | 23.7 | 6.1 | 21.1 | 12.8 | 18 | 11.6 | 16.1 | 5 | 16.1 | 5 | 17.2 | 0 | 16.7 | -3.9 | 28 | 13 | 28.9 | 18.3 | 27.8 | 19.4 | 27 | 3.5 | 26.7 | 19.4 | 18.9 | 16.7 | 27.2 | 20 | 16.7 | 15 | 13.9 | 2.8 | 20.6 | 5 | 23.9 | 19.4 | 8.9 | 3.3 | 13.1 | 1.1 | 28.3 | 20 | 27.8 | 16.7 | 19.4 | 5 | 11 | -1 | 11.7 | 8.9 | 17.6 | 4.9 | 20 | 18.3 | 18.9 | 3.9 | 17.2 | 10.6 | 10.6 | 5.6 | 11.1 | 0 | 16.7 | 9.4 | 24.4 | 16.7 | 15 | 10.6 | 28.9 | 20 | 15.6 | -1.7 | 12.8 | 6.7 | 18.9 | 10 | 23.1 | 13.6 | 22.2 | 17.8 | 10.6 | 5.6 | 17.8 | 15 | 27.2 | -3.9 | 20.8 | -3.9 | 29.8 | -10.4 | 16.7 | -2.2 | 23.3 | 10.6 | 30.4 | 12.8 | 28.9 | 17.8 | 17.8 | 1.1 | 21.1 | 9.4 | 19.4 | 5.6 | 9 | 5 | 19.6 | 5.7 | 11.1 | 5.2 | 23.9 | 7.2 | 17.2 | -0.6 | 15 | 9 | 22.2 | 10 | 23.9 | 9.1 | 9.4 | -3.3 | 22.2 | 8.9 | 20 | 16.1 | 32.2 | 2.2 | 31.1 | 20.6 | 28.9 | -9.4 | 25 | 19.4 | 21.7 | 11.1 | 28.3 | 23.3 | 26.7 | -3.3 | 28.3 | 9.4 | 12.8 | 7.2 | 15 | 5.6 | 5.2 | 3.1 | 28.3 | 16.7 | 26.1 | 15.6 | 14.4 | -4.4 | 7.4 | 2.3
5 | 4 | 10 | -3.9 | 25.6 | 19.4 | 21.1 | 14.4 | 13.7 | -0.6 | 29.7 | 4.4 | 16 | 9 | 25.6 | 5 | 21.1 | 12.2 | 18.9 | 11.7 | 15 | 5 | 16.1 | 5 | 20 | -2.2 | 16.7 | -3.3 | 28 | 13 | 28.9 | 19.4 | 28.3 | 19.4 | 28.3 | 2.8 | 26.7 | 18.9 | 18.9 | 17.2 | 27.8 | 20.6 | 18.9 | 16.7 | 16.1 | 1.7 | 22.2 | 4.4 | 25.6 | 20 | 9.4 | 2.8 | 14.4 | 1.1 | 28.3 | 20.6 | 28.3 | 17.2 | 20.6 | 4.4 | 10 | -3 | 11.1 | 8.9 | 17.8 | 4.4 | 22.2 | 18.9 | 19.4 | 3.3 | 17.8 | 11.1 | 12.2 | 6.7 | 10.5 | 0.5 | 21.7 | 12.8 | 23.1 | 16.9 | 19.4 | 10.6 | 29.1 | 20 | 16.1 | -1.7 | 13.9 | 7.2 | 19.4 | 8.3 | 23.3 | 13.3 | 22.2 | 17.8 | 11.1 | 4.1 | 18.9 | 15.6 | 28.3 | -6.1 | 21.7 | -3.3 | 31.1 | -15 | 16.1 | -3.9 | 25.6 | 11.7 | 32.8 | 11.7 | 27.8 | 17.2 | 18.3 | 1.1 | 21.7 | 9.4 | 20.6 | 5.6 | 12 | 6 | 21.1 | 5.6 | 12.2 | 5.6 | 24.4 | 6.7 | 18.3 | 0.6 | 16 | 10 | 22.8 | 8.9 | 24.4 | 9.4 | 10.7 | -3 | 23.3 | 8.9 | 21.1 | 16.7 | 32.6 | -0.4 | 31.1 | 20.4 | 30.6 | -10 | 25.6 | 19 | 22.8 | 10.6 | 28.5 | 23.6 | 25.6 | -5.6 | 28.9 | 10 | 12.8 | 7.2 | 13.3 | 4.4 | 5.6 | 3.3 | 28.9 | 17.8 | 28.3 | 16.1 | 14.4 | -5.6 | 9.8 | 1.7
5 | 4 | 10 | -3.9 | 26.1 | 19.4 | 21.7 | 14.4 | 15 | -1.7 | 30.6 | 3.3 | 17 | 9 | 26.1 | 3.4 | 20.6 | 12.8 | 19.3 | 11.9 | 15 | 5 | 16.1 | 5.6 | 21.7 | -7.8 | 17.2 | -6.1 | 27 | 13 | 27.8 | 18.9 | 28.9 | 19.4 | 28.9 | 3 | 27.2 | 19.4 | 22.2 | 17.8 | 27.2 | 20.6 | 19.4 | 16.1 | 17.8 | 0.6 | 21.1 | 4.4 | 25.6 | 20.6 | 10.6 | 2.8 | 15 | 1.5 | 28.9 | 21.7 | 28.3 | 16.7 | 20 | 5 | 10 | -4 | 11.7 | 9.4 | 17.2 | 5.2 | 21.1 | 18.3 | 20.6 | 2.2 | 18.3 | 13.3 | 11.1 | 7.8 | 10 | 1.1 | 25 | 14.4 | 21.9 | 17.3 | 23.3 | 11.7 | 29.2 | 20.1 | 16.7 | -1.7 | 16.1 | 6.7 | 19.4 | 7.2 | 22.9 | 13.7 | 22.2 | 18.3 | 11.7 | 2.7 | 18.3 | 16.7 | 28.9 | -3.9 | 21.5 | -4.7 | 31.1 | -11.6 | 13.3 | -3.3 | 25.6 | 11.1 | 31.5 | 11.9 | 26.7 | 17.2 | 18.3 | 1.7 | 22.2 | 8.9 | 21.1 | 5.6 | 12 | 6 | 22 | 4.6 | 12.4 | 5.1 | 25 | 6.7 | 18.9 | 0.6 | 17 | 10 | 22.8 | 11.7 | 24.4 | 9.2 | 12 | -3.3 | 24.4 | 7.8 | 23.3 | 17.8 | 32.9 | -2.4 | 31.1 | 20.1 | 31.1 | -10 | 26.1 | 18.8 | 23.3 | 10.6 | 28.7 | 24.1 | 25.6 | -2.2 | 29.4 | 9.4 | 13.3 | 7.2 | 13.9 | 4.4 | 5.4 | 3.4 | 28.3 | 17.8 | 29.4 | 15.6 | 16.1 | -5.6 | 12.2 | 0.6
5 | 3 | 10 | -4.4 | 21.7 | 17.2 | 22.2 | 15 | 14.3 | -1.5 | 30.8 | 3 | 16 | 9 | 26.7 | 1.9 | 20.6 | 13.3 | 19.6 | 12.2 | 14.4 | 5 | 15.6 | 6.1 | 22.2 | -6.1 | 18.9 | -6.7 | 27 | 13 | 28.3 | 18.3 | 28.9 | 19.4 | 29.4 | 4.1 | 27.8 | 19.4 | 23.3 | 16.7 | 28.3 | 19.4 | 17.8 | 15 | 18.3 | -1.1 | 19.4 | 5.6 | 27.8 | 21.7 | 10.6 | 3.9 | 15.5 | 2 | 28.9 | 22.8 | 28.3 | 16.1 | 20.6 | 4.4 | 10 | -3 | 10 | 8.3 | 16.7 | 5.4 | 15.6 | 13.3 | 21.1 | 2.8 | 18.3 | 11.1 | 10 | 7.2 | 9.4 | 1.7 | 27.2 | 15.6 | 20.6 | 17.2 | 27.2 | 11.7 | 29.4 | 20 | 16.7 | -2.2 | 16.7 | 5.6 | 17.8 | 2.8 | 22.6 | 13.7 | 22.2 | 18.3 | 12.2 | 0.6 | 18.9 | 17.2 | 29.4 | -3.9 | 21.3 | -7.3 | 31.1 | -11.6 | 12.8 | -3.9 | 25.6 | 8.3 | 30.2 | 12.2 | 26.7 | 16.7 | 19.4 | 2.8 | 22.8 | 8.3 | 21.7 | 5 | 12 | 6 | 23 | 3.5 | 12.6 | 4.6 | 24.4 | 6.1 | 19.4 | 0.6 | 18 | 11 | 22.8 | 11.7 | 24.4 | 8.8 | 13.3 | -4.4 | 24.4 | 7.8 | 23.9 | 16.7 | 33.3 | -6.7 | 31.1 | 20 | 31.1 | -11.1 | 26.7 | 18.3 | 24.4 | 5 | 28.9 | 24.4 | 26.7 | -0.6 | 30.6 | 9.4 | 14.4 | 6.7 | 12.8 | 5.6 | 5.2 | 3.4 | 28.9 | 17.8 | 29.4 | 16.1 | 16.1 | -5.6 | 11.5 | 0
5 | 3 | 10.6 | -3.9 | 20 | 16.1 | 22.2 | 15 | 13.5 | -2.2 | 30.9 | 3 | 17 | 9 | 27.2 | -0.6 | 20 | 13.9 | 20 | 12.2 | 14.4 | 5 | 15 | 5 | 21.1 | -5.6 | 18.9 | -6.7 | 26 | 13 | 27.8 | 18.9 | 28.3 | 21.1 | 30 | 4.4 | 27.8 | 19.4 | 21.7 | 17.2 | 27.8 | 19.4 | 17.8 | 14.4 | 17.2 | -3.9 | 18.9 | 6.1 | 24.4 | 21.7 | 10.6 | 2.8 | 16.1 | 2.2 | 28.9 | 22.2 | 26.7 | 17.8 | 20.6 | 4.4 | 10 | -3 | 11.1 | 8.9 | 16.1 | 5.6 | 9.4 | 7.8 | 20.6 | 4.4 | 20 | 11.7 | 10.6 | 7.2 | 10.3 | 0.3 | 27.8 | 15.6 | 19.7 | 16.8 | 28.3 | 11.7 | 28.5 | 20.3 | 12.8 | -0.6 | 17.2 | 6.1 | 15 | 2.2 | 22.2 | 13.9 | 23.9 | 17.8 | 11.8 | 1.1 | 18.3 | 16.1 | 30 | -4.4 | 21.1 | -11.1 | 31.1 | -11.1 | 12.2 | -2.8 | 25.6 | 6.7 | 28.9 | 12.2 | 27.2 | 16.1 | 18.3 | 1.7 | 22.8 | 8.3 | 22.2 | 4.4 | 12 | 6 | 23.9 | 2.2 | 12.8 | 3.9 | 24.4 | 6.1 | 19.4 | -0.6 | 17 | 10 | 22.2 | 12.2 | 24.4 | 8.3 | 12.6 | -2.5 | 25 | 8.3 | 22.8 | 17.8 | 32.8 | -6.7 | 30.4 | 20.1 | 31.7 | -9.4 | 25.8 | 18.5 | 24.4 | 10.6 | 28.9 | 24 | 24.4 | 0.6 | 30.6 | 8.9 | 14.4 | 6.7 | 13.9 | 5.6 | 5 | 3.3 | 28.9 | 15.6 | 28.3 | 15.6 | 17.2 | -5 | 10.7 | -0.9
5 | 3 | 10.6 | -3.3 | 21.7 | 16.1 | 22.2 | 13.3 | 12.8 | -2.8 | 31.1 | 2.8 | 16 | 10 | 25.7 | 0.3 | 18.3 | 13.9 | 18.9 | 12.2 | 13.3 | 5 | 13.9 | 6.7 | 21.1 | -2.8 | 18.3 | -6.7 | 25 | 14 | 27.2 | 18.9 | 27.2 | 20 | 28.3 | 7 | 27.8 | 20 | 20.6 | 17.8 | 27.2 | 20 | 18.3 | 15 | 18.3 | -3.3 | 18.9 | 6.7 | 22.2 | 19.4 | 10 | 1.7 | 15.5 | 2 | 26.7 | 21.1 | 27.8 | 18.3 | 20 | 3.9 | 11 | -3 | 11.1 | 9.4 | 14.3 | 5.7 | 8.3 | 6.1 | 18.9 | 6.1 | 20.6 | 11.1 | 10 | 6.7 | 11.3 | -0.7 | 26.7 | 14.4 | 18.7 | 16.2 | 28.3 | 11.7 | 27.6 | 20.4 | 13.9 | 1.1 | 17.2 | 6.1 | 13.3 | 0.6 | 21.1 | 14.3 | 24.4 | 17.8 | 11.5 | 1.4 | 18.9 | 16.1 | 29.4 | -4.4 | 18.7 | -6.1 | 30.4 | -10 | 11.7 | -2.2 | 25.6 | 5 | 28.3 | 11.8 | 26.1 | 18.9 | 18.9 | 1.7 | 22.2 | 8.9 | 22.2 | 5.6 | 11 | 4 | 21.5 | 2.7 | 12.1 | 4.6 | 23.9 | 6.1 | 19.4 | 0 | 16 | 9 | 21.7 | 12.8 | 23.9 | 9.9 | 11.8 | -1.8 | 25 | 8.3 | 22.8 | 17.8 | 32.2 | -5.5 | 29.6 | 20.2 | 30.6 | -9.4 | 24.8 | 18.3 | 23.9 | 8.9 | 28.9 | 23.8 | 25.6 | -1.1 | 30 | 10.6 | 13.9 | 7.8 | 12.2 | 4.4 | 4.8 | 3.1 | 28.9 | 14.4 | 28.9 | 15.6 | 17.2 | -6.7 | 10 | -1.7
4 | 3 | 10 | -2.8 | 20 | 16.7 | 21.7 | 13.9 | 11.7 | -1.9 | 30 | 2.3 | 16 | 10 | 24.3 | 1.2 | 17.2 | 13.3 | 17.8 | 11.9 | 12.2 | 5.6 | 12.8 | 6.1 | 20 | -2.2 | 17.8 | -7.8 | 23 | 14 | 26.7 | 20 | 26.7 | 19.4 | 26.7 | 9.1 | 27.2 | 20 | 20.6 | 17.8 | 25.6 | 20 | 17.8 | 15 | 18.3 | -3.3 | 13.9 | 10.6 | 19.4 | 15 | 10 | 1.7 | 15 | 1.5 | 25.6 | 21.1 | 26.7 | 17.8 | 18.3 | 4.4 | 10 | -4 | 11.1 | 10 | 12.4 | 5.6 | 6.7 | 3.9 | 17.2 | 8.9 | 22.8 | 10.6 | 9.4 | 6.1 | 12.2 | -2.8 | 26.1 | 14.4 | 17.8 | 15.6 | 27.8 | 12.2 | 26.7 | 20.6 | 11.1 | 1.7 | 16.7 | 6.7 | 12.8 | 2.8 | 20 | 14.8 | 22.8 | 17.8 | 11.1 | 1.7 | 18.3 | 15.6 | 28.9 | -6.1 | 16.3 | -4.3 | 29.6 | -8.7 | 10 | -2.2 | 24.4 | 6.1 | 27.8 | 11 | 26.1 | 18.9 | 18.9 | 1.7 | 22.2 | 8.9 | 21.1 | 4.4 | 11 | 4 | 19.1 | 2.9 | 11.3 | 4.8 | 23.3 | 6.7 | 18.9 | 0 | 13 | 9 | 20.6 | 13.3 | 23.3 | 11.1 | 11.1 | -1.1 | 25 | 8.9 | 22.8 | 17.2 | 31.7 | -6.1 | 28.9 | 20 | 29.4 | -10.6 | 23.9 | 18.3 | 23.3 | 8.9 | 28.9 | 23.3 | 23.9 | 0 | 28.3 | 10.6 | 14.4 | 6.7 | 11.7 | 5 | 4.6 | 2.9 | 27.8 | 15 | 28.3 | 16.1 | 17.2 | -4.4 | 8.3 | -2.9
4 | 2 | 8.9 | -2.8 | 18.3 | 16.1 | 20 | 13.9 | 10.5 | -1.6 | 28.9 | 1.4 | 14 | 10 | 22.8 | 1.7 | 16.1 | 13.3 | 16.7 | 11.7 | 11.1 | 5.6 | 11.7 | 7.8 | 17.8 | -0.6 | 16.7 | -8.9 | 22 | 14 | 25 | 19.4 | 25.6 | 19.4 | 25 | 10 | 25.6 | 20 | 20.6 | 17.8 | 23.3 | 21.1 | 17.8 | 15.6 | 16.7 | -2.2 | 13.3 | 10.6 | 17.2 | 13.3 | 8.9 | 0.6 | 14.4 | 1.1 | 25 | 21.7 | 23.9 | 19.4 | 17.8 | 3.9 | 8 | -1 | 10.6 | 8.3 | 10.6 | 5 | 5.6 | 2.8 | 12.8 | 11.1 | 21.1 | 7.8 | 8.3 | 5 | 10.2 | -1.6 | 25.6 | 14.4 | 17.4 | 14.9 | 26.1 | 12.2 | 25.6 | 19.7 | 8.9 | 3.3 | 14.4 | 6.1 | 12.2 | -0.6 | 18.9 | 15 | 22.2 | 18.3 | 9.6 | 1.5 | 17.8 | 14.4 | 26.1 | -7.2 | 13.9 | -3.3 | 28.9 | -10.6 | 8.9 | -2.8 | 22.2 | 5 | 27.2 | 10.6 | 23.3 | 18.3 | 17.8 | 1.7 | 21.1 | 8.9 | 20 | 4.4 | 9 | 4 | 16.7 | 2.8 | 10.6 | 5 | 21.1 | 8.3 | 17.2 | 0.6 | 13 | 9 | 18.9 | 13.3 | 22.8 | 12.2 | 8.9 | 0.1 | 23.9 | 8.3 | 20.6 | 17.2 | 29.8 | -4.5 | 28 | 21.1 | 27.8 | -11.1 | 23 | 18.4 | 21.1 | 9.4 | 28.2 | 23.8 | 22.8 | 1.1 | 25 | 11.1 | 14.4 | 5.6 | 11.1 | 4.4 | 4.4 | 2.8 | 25.6 | 15 | 27.2 | 16.7 | 15 | -1.7 | 6.7 | -3.9
4 | 3 | 8.3 | -3.3 | 16.7 | 15.6 | 18.9 | 13.9 | 9.4 | -1.7 | 27.8 | 1.7 | 13 | 9 | 20.4 | 4.5 | 16.1 | 12.8 | 15.4 | 11.2 | 10.6 | 5.6 | 10.6 | 7.2 | 15.6 | -0.6 | 13.3 | -11.1 | 22 | 15 | 23.9 | 18.9 | 23.3 | 20 | 22.2 | 11.6 | 22.8 | 20 | 20.6 | 16.7 | 22.2 | 20.6 | 17.8 | 15.6 | 13.9 | -1.7 | 13.9 | 11.1 | 13.9 | 10.6 | 6.1 | 1.1 | 12.6 | 1.9 | 23.9 | 22.2 | 22.8 | 19.4 | 16.7 | 4.4 | 5 | -1 | 9.4 | 7.8 | 10 | 5.8 | 5 | 2.2 | 12.8 | 11.1 | 18.3 | 8.3 | 8.3 | 3.9 | 8.1 | -1 | 24.4 | 13.9 | 17.1 | 14.2 | 25.6 | 12.8 | 24.4 | 19 | 6.7 | 3.9 | 14.4 | 6.1 | 10.6 | 0 | 18.5 | 15 | 20 | 18.3 | 8.2 | 1.1 | 17.8 | 16.1 | 25 | -10 | 11.5 | -1.7 | 27 | -10.4 | 8.9 | -3.9 | 20 | 5 | 27 | 11.1 | 21.7 | 17.2 | 17.2 | 1.7 | 18.9 | 8.9 | 18.3 | 5.6 | 7 | 3 | 15.4 | 5.1 | 9.8 | 5.8 | 21.1 | 8.9 | 16.7 | 2.2 | 12 | 11 | 17.8 | 13.9 | 20.6 | 13.1 | 6.6 | 0.5 | 22.2 | 7.8 | 19.4 | 16.7 | 28 | -2.6 | 27 | 21.5 | 27.2 | -8.9 | 22 | 18.4 | 16.7 | 11.7 | 27.4 | 24.3 | 19.4 | 3.9 | 21.7 | 11.1 | 13.3 | 7.2 | 10 | 3.3 | 4 | 2.5 | 23.9 | 15.6 | 21.7 | 18.9 | 12.2 | -1.1 | 5 | -6.1
4 | 2 | 7.8 | -3.3 | 16.7 | 15.6 | 18.3 | 13.9 | 8.7 | -1.5 | 25.9 | 2.6 | 13 | 9 | 18 | 6.2 | 16.1 | 12.8 | 14.1 | 10.5 | 10 | 6.1 | 10.6 | 7.2 | 13.3 | -0.6 | 12.2 | -11.7 | 22 | 16 | 22.8 | 18.9 | 25 | 20 | 19.5 | 12.3 | 22.8 | 20 | 19.4 | 16.7 | 22.8 | 20 | 17.2 | 15.6 | 12.2 | -1.1 | 12.8 | 10 | 11.1 | 8.9 | 4.4 | 1.1 | 10.7 | 1.8 | 23.3 | 22.2 | 22.8 | 19.4 | 15.6 | 5 | 4 | -2 | 8.9 | 8.3 | 9.5 | 6.2 | 4.4 | 1.7 | 12.2 | 10.6 | 18.9 | 11.7 | 7.8 | 3.9 | 6.1 | -1.1 | 23.9 | 14.4 | 16.7 | 13.3 | 25 | 12.8 | 23.3 | 18.3 | 6.7 | 4.4 | 13.3 | 7.2 | 10 | 0.6 | 18.2 | 15.1 | 18.3 | 17.2 | 6.7 | 0.6 | 16.7 | 15 | 24.4 | -8.3 | 9.1 | -1.4 | 25.2 | -10.1 | 8.9 | -5 | 17.8 | 5 | 26.9 | 11.8 | 21.7 | 17.2 | 15 | 5 | 18.3 | 7.8 | 17.8 | 6.7 | 7 | 3 | 14.1 | 6.7 | 9.1 | 6.2 | 20 | 7.8 | 16.1 | 3.9 | 11 | 10 | 17.2 | 13.9 | 18.3 | 13.4 | 4.4 | 0.6 | 20.6 | 7.8 | 19.4 | 17.2 | 26.1 | -2.8 | 26.1 | 22.2 | 25.6 | -3.3 | 21.1 | 18.3 | 16.1 | 10 | 26.7 | 24.4 | 20.6 | 0.6 | 19.4 | 11.1 | 12.2 | 8.3 | 7.8 | 5 | 3.7 | 2.4 | 22.8 | 16.1 | 21.7 | 20.6 | 11.1 | -1.1 | 4.4 | -4.8
4 | 2 | 7.2 | -2.8 | 16.1 | 15.6 | 16.7 | 13.3 | 7.9 | -1.9 | 24.1 | 2.9 | 11 | 8 | 15.6 | 6.7 | 16.1 | 12.2 | 12.8 | 10 | 10 | 6.1 | 10 | 7.2 | 14.4 | -1.7 | 10.6 | -11.7 | 22 | 16 | 21.7 | 18.9 | 24.4 | 20 | 16.7 | 12.2 | 22.2 | 20 | 19.4 | 16.7 | 23.3 | 19.4 | 17.8 | 16.1 | 10 | -1.1 | 12.8 | 10.6 | 11.1 | 8.9 | 3.3 | 0.6 | 8.9 | 1.7 | 23.3 | 22.2 | 22.8 | 19.4 | 15 | 5 | 3 | -3 | 8.9 | 8.3 | 8.9 | 6.7 | 3.9 | 1.1 | 12.2 | 10.6 | 18.9 | 10.6 | 6.7 | 2.8 | 6.5 | -1 | 23.3 | 14.4 | 16.1 | 13.2 | 25 | 13.3 | 22.2 | 18 | 5.6 | 3.9 | 12.2 | 6.1 | 10 | 0.6 | 17.8 | 15 | 16.7 | 15.6 | 4.7 | -0.1 | 15.6 | 13.9 | 22.2 | -8.9 | 6.7 | -1.7 | 23.3 | -12.8 | 8.3 | -5 | 15 | 6.1 | 26.7 | 12.2 | 21.1 | 17.2 | 12.2 | 8.3 | 17.2 | 7.8 | 16.7 | 6.1 | 6 | 3 | 12.8 | 7.8 | 8.3 | 6.7 | 19.4 | 7.2 | 12.2 | 8.3 | 11 | 9 | 15.6 | 13.9 | 16.1 | 13.3 | 4.2 | 0.5 | 19.4 | 7.8 | 19.4 | 16.7 | 23.3 | -2.1 | 25.9 | 22.4 | 25 | -3.9 | 19.6 | 17.4 | 14.4 | 10.6 | 26.7 | 24.5 | 15.6 | 5 | 17.8 | 11.1 | 11.1 | 7.8 | 6.7 | 4.4 | 3.3 | 2.2 | 22.8 | 16.1 | 21.7 | 20 | 11.1 | -2.8 | 3.9 | -4.2
4 | 2 | 6.7 | -2.8 | 16.1 | 15 | 17.8 | 13.9 | 7.2 | -2.2 | 22.2 | 3.3 | 11 | 8 | 14.1 | 6.2 | 15.6 | 12.2 | 12.4 | 10 | 10 | 6.1 | 10.6 | 7.2 | 11.7 | -1.1 | 7.2 | -13.3 | 22 | 17 | 21.7 | 18.9 | 24.4 | 21.1 | 15.2 | 12 | 22.2 | 18.3 | 19.4 | 16.7 | 22.8 | 20 | 17.8 | 16.1 | 10.6 | -1.1 | 11.1 | 8.9 | 11.1 | 8.9 | 3.3 | 0.6 | 8.3 | 1.9 | 22.2 | 21.7 | 22.2 | 19.4 | 14.4 | 5.6 | 0 | -2 | 8.3 | 8.3 | 8.2 | 6.4 | 3.9 | 1.1 | 11.1 | 10 | 15 | 7.2 | 6.1 | 2.8 | 6.8 | -1 | 22.2 | 15 | 15.6 | 13.1 | 23.3 | 13.9 | 21.1 | 17.5 | 6.1 | 2.8 | 10 | 6.7 | 8.9 | 1.7 | 17.2 | 15 | 16.7 | 16.1 | 2.6 | -1.1 | 15 | 13.3 | 18.9 | -7.8 | 5.9 | -1.9 | 22 | -11 | 8.3 | -5.6 | 13.3 | 4.4 | 25.8 | 13 | 21.1 | 17.2 | 11.1 | 8.9 | 15.6 | 7.8 | 16.1 | 6.1 | 6 | 3 | 12.2 | 7.3 | 8.1 | 6.6 | 17.2 | 6.1 | 11.1 | 8.3 | 11 | 9 | 16.7 | 15 | 15.5 | 13 | 4.1 | 0.6 | 17.8 | 7.8 | 18.3 | 15.6 | 20.6 | -2.8 | 25.8 | 22.7 | 24.4 | -3.9 | 18.2 | 16.6 | 12.8 | 11.1 | 26.7 | 24.5 | 14.4 | 8.9 | 16.1 | 11.1 | 11.7 | 7.8 | 6.7 | 3.9 | 2.9 | 1.6 | 21.1 | 16.1 | 22.2 | 20 | 9.4 | -2.2 | 3.3 | -4.4
3 | 2 | 6.1 | -2.2 | 16.1 | 15 | 17.8 | 14.4 | 6.3 | -2.3 | 20.7 | 4.3 | 11 | 8 | 12.6 | 5.8 | 15.6 | 12.2 | 12.1 | 10 | 9.4 | 6.1 | 10 | 7.2 | 11.1 | -1.1 | 7.8 | -11.1 | 22 | 18 | 21.1 | 18.9 | 25 | 20.6 | 13.7 | 11.6 | 22.2 | 18.3 | 18.9 | 16.7 | 22.2 | 19.4 | 17.8 | 16.1 | 7.2 | -1.1 | 10 | 8.9 | 11.1 | 8.9 | 2.8 | 0.6 | 7.8 | 2.3 | 22.2 | 21.7 | 21.7 | 19.4 | 14.4 | 5.6 | 1 | -2 | 8 | 7.9 | 7.4 | 6.1 | 3.9 | 1.1 | 9.4 | 8.3 | 13.9 | 6.7 | 6.1 | 3.3 | 7.2 | -1.1 | 21.7 | 15 | 15 | 12.8 | 22.8 | 14.4 | 20 | 17.2 | 6.1 | 3.3 | 8.9 | 8.3 | 7.8 | 2.2 | 16.7 | 15.1 | 16.1 | 15.6 | 0.6 | -2.2 | 13.9 | 12.8 | 18.3 | -8.9 | 5.2 | -2.7 | 20.7 | -11.9 | 7.2 | -4.4 | 11.1 | 4.4 | 24.8 | 13.1 | 20.6 | 17.2 | 11.1 | 9.4 | 14.4 | 7.2 | 15 | 6.1 | 4 | 3 | 11.7 | 6.6 | 8 | 6.8 | 17.2 | 6.1 | 11.1 | 8.9 | 11 | 9 | 16.1 | 14.4 | 15 | 12.7 | 3.9 | 0.6 | 16.1 | 7.8 | 16.1 | 14.4 | 17.8 | -3.3 | 25.6 | 22.8 | 23.9 | -7.2 | 16.7 | 15.6 | 12.2 | 10.6 | 26.7 | 24.4 | 14.4 | 8.3 | 14.4 | 11.1 | 11.7 | 6.7 | 6.7 | 3.9 | 2.6 | 1.1 | 20.6 | 16.1 | 21.7 | 18.9 | 6.1 | -1.7 | 2.8 | -4.7
3 | 2 | 5.6 | -1.1 | 15 | 15 | 17.2 | 14.4 | 5.3 | -2.7 | 19.3 | 4.7 | 9 | 5 | 11.1 | 5 | 15 | 12.2 | 11.7 | 10 | 9.4 | 6.7 | 9.4 | 7.2 | 9.4 | -1.1 | 6.7 | -10 | 22 | 19 | 21.1 | 18.3 | 24.4 | 21.1 | 12.2 | 11.1 | 21.7 | 18.3 | 17.8 | 16.1 | 21.7 | 19.4 | 17.2 | 15.6 | 7.2 | 1.1 | 8.9 | 8.3 | 10 | 7.8 | 1.7 | -0.6 | 7.2 | 2.2 | 21.7 | 21.1 | 21.7 | 19.4 | 13.3 | 5 | 1 | -3 | 7.8 | 7.7 | 6.7 | 5.6 | 3.3 | 1.1 | 8.3 | 6.1 | 15.6 | 7.8 | 6.1 | 3.3 | 6.8 | -1 | 20.6 | 15.6 | 15 | 13.2 | 22.2 | 15 | 19.8 | 17.6 | 6.1 | 3.9 | 8.3 | 7.2 | 8.3 | 2.2 | 16.1 | 15 | 16.1 | 15.6 | 0.4 | -1.9 | 12.8 | 12.8 | 16.1 | -8.9 | 4.4 | -3.9 | 19.4 | -12.8 | 6.7 | -3.9 | 9.4 | 4.4 | 23.9 | 13.3 | 18.9 | 16.1 | 11.1 | 9.4 | 15.6 | 7.2 | 15 | 5.6 | 3 | 2 | 11.1 | 6.1 | 7.8 | 6.7 | 16.1 | 7.8 | 11.1 | 9.4 | 11 | 9 | 15 | 14.4 | 14.4 | 12.2 | 3.3 | 0.3 | 16.1 | 7.2 | 16.1 | 14.4 | 16.9 | -2.9 | 25.4 | 23.1 | 23.3 | -6.7 | 16.7 | 15.8 | 12.2 | 9.4 | 26.1 | 24.3 | 13.9 | 9.4 | 13.3 | 10.6 | 11.7 | 6.1 | 5.6 | 3.9 | 2.2 | 0.6 | 20.6 | 17.2 | 21.1 | 17.2 | 3.3 | -1.7 | 2.2 | -5.9
2 | 2 | 5.6 | -1.1 | 15 | 15 | 16.7 | 14.4 | 4.4 | -3.3 | 17.8 | 5 | 9 | 4 | 9.8 | 4.8 | 15 | 12.8 | 11.3 | 9.8 | 8.3 | 6.7 | 8.3 | 7.2 | 7.8 | -1.1 | 7.2 | -8.9 | 22 | 19 | 20 | 18.3 | 24.4 | 20.6 | 11.5 | 10.4 | 21.7 | 18.3 | 17.2 | 16.1 | 22.2 | 19.4 | 17.2 | 15.6 | 6.7 | 1.1 | 10.6 | 9.4 | 8.3 | 6.1 | 0.6 | -1.1 | 7 | 2.1 | 22.2 | 21.7 | 20 | 18.3 | 13.3 | 5 | 0 | -4 | 7.5 | 7.2 | 6.3 | 5.3 | 3.3 | 1.1 | 7.2 | 4.4 | 16.1 | 10 | 6.1 | 3.3 | 6.5 | -1 | 18.9 | 14.4 | 15 | 13.6 | 22.2 | 15 | 19.6 | 17.9 | 5.6 | 3.3 | 8.3 | 7.2 | 8.9 | 1.1 | 15.5 | 14.4 | 18.9 | 15.6 | 0.2 | -1.9 | 12.8 | 12.8 | 15.6 | -8.3 | 5 | -3.3 | 18.7 | -10 | 6.7 | -4.4 | 8.9 | 3.9 | 23.2 | 13.1 | 19.4 | 17.2 | 11.7 | 8.9 | 15.6 | 7.2 | 14.4 | 5.6 | 3 | 2 | 10.9 | 5.9 | 7.4 | 6.2 | 16.1 | 8.3 | 11.7 | 9.4 | 10 | 8 | 14.4 | 13.9 | 13.7 | 11.8 | 2.8 | 0.2 | 16.7 | 7.2 | 16.1 | 13.9 | 15.9 | -3.2 | 25.2 | 23.3 | 22.2 | -5.6 | 16.7 | 16.1 | 11.1 | 9.4 | 25.6 | 24.2 | 12.2 | 8.3 | 11.7 | 10 | 12.2 | 5.6 | 5 | 3.3 | 1.7 | 0.2 | 19.4 | 15.6 | 18.9 | 16.7 | 3.9 | -2.2 | 1.7 | -7.8
2 | 1 | 5 | -1.7 | 17.2 | 17.2 | 17.2 | 14.4 | 4 | -2.9 | 17.1 | 5.1 | 8 | 6 | 8.5 | 4.3 | 15 | 12.8 | 11 | 9.8 | 8.3 | 5.6 | 9.4 | 7.2 | 6.7 | 0 | 6.1 | -8.3 | 23 | 21 | 19.4 | 17.8 | 23.9 | 20.6 | 10.7 | 9.6 | 19.4 | 17.8 | 17.2 | 16.1 | 22.2 | 19.4 | 17.2 | 15.6 | 5 | 1.1 | 12.2 | 10 | 7.8 | 5.6 | 0.6 | -1.1 | 6.9 | 2 | 22.8 | 21.7 | 20.6 | 18.9 | 12.8 | 5 | 0 | -3 | 7.2 | 6.8 | 6 | 5 | 3.3 | 1.1 | 6.7 | 3.3 | 15.6 | 10 | 6.1 | 3.3 | 6.1 | -1.1 | 16.1 | 12.8 | 15 | 13.9 | 22.2 | 15 | 19.4 | 18.3 | 4.4 | 2.8 | 7.8 | 6.7 | 8.9 | 1.1 | 15 | 13.9 | 15.6 | 15.6 | 0 | -2.2 | 12.8 | 12.8 | 17.2 | -9.4 | 5.5 | -3.4 | 17.9 | -9.7 | 6.7 | -5.6 | 7.8 | 4.4 | 22.4 | 12.7 | 18.9 | 16.7 | 12.2 | 8.3 | 15 | 6.7 | 13.9 | 6.1 | 2 | 2 | 10.8 | 5.8 | 7.1 | 5.6 | 15.6 | 9.4 | 11.7 | 9.4 | 9 | 8 | 15 | 14.4 | 12.9 | 11.2 | 2.2 | 0 | 14.4 | 7.8 | 15.6 | 13.9 | 15 | -3.3 | 25 | 23.3 | 20.6 | -5.6 | 16.7 | 16.1 | 10.6 | 8.3 | 25 | 23.9 | 12.8 | 7.2 | 11.7 | 10 | 11.7 | 5.6 | 4.4 | 3.3 | 1.1 | -0.2 | 18.9 | 15.6 | 15.6 | 13.3 | 3.3 | -2.8 | 1.3 | -7.6
3 | 1 | 2.2 | -2.2 | 17.8 | 17.2 | 17.8 | 14.4 | 3.7 | -2.9 | 16.3 | 4.7 | 8 | 5 | 7.2 | 3.9 | 14.4 | 12.2 | 10.6 | 9.4 | 7.8 | 5 | 10 | 7.2 | 5 | 0.6 | 6.1 | -9.4 | 23 | 21 | 19.4 | 17.8 | 23.9 | 20 | 10 | 8.9 | 18.9 | 17.2 | 16.7 | 15.6 | 22.2 | 19.4 | 17.2 | 15 | 5.6 | 1.7 | 12.2 | 10 | 7.2 | 5 | 0 | -1.7 | 6.7 | 1.7 | 22.8 | 21.1 | 20 | 18.3 | 12.2 | 5 | -1 | -3 | 7 | 6.6 | 5.6 | 4.4 | 3.3 | 1.1 | 5 | 2.8 | 15.6 | 11.1 | 6.1 | 3.3 | 5.9 | -0.7 | 13.3 | 9.4 | 15 | 14.1 | 21.1 | 15 | 19.4 | 18.4 | 4.4 | 3.3 | 7.2 | 6.7 | 8.3 | 0.6 | 14.4 | 13.3 | 15 | 14.4 | 0.4 | -1.9 | 12.8 | 12.2 | 15.6 | -8.9 | 6.1 | -3.9 | 17.2 | -10 | 6.1 | -6.7 | 6.7 | 5 | 21.7 | 12.2 | 17.2 | 16.1 | 12.8 | 8.9 | 15.6 | 7.2 | 13.9 | 6.1 | 5 | 3 | 10.6 | 5.6 | 6.7 | 5 | 15 | 10 | 11.7 | 8.9 | 9 | 8 | 15 | 14.4 | 12.2 | 10.6 | 2.2 | 0 | 14.4 | 7.8 | 15 | 13.3 | 14.6 | -3.3 | 25 | 23.4 | 20 | -5 | 16.9 | 16.4 | 9.4 | 8.3 | 22.6 | 21.2 | 10.6 | 8.9 | 11.7 | 10 | 11.7 | 5.6 | 4.4 | 3.3 | 0.6 | -0.6 | 18.9 | 16.7 | 13.3 | 11.1 | 2.2 | -3.3 | 1 | -8
2 | 1 | 2.8 | -3.3 | 18.3 | 17.8 | 17.8 | 14.4 | 3.3 | -3.3 | 15.6 | 4.4 | 7 | 4 | 8.5 | 4.3 | 14.4 | 12.8 | 11 | 9.8 | 7.8 | 5 | 10 | 7.2 | 5 | 0.6 | 6.7 | -10.6 | 23 | 22 | 18.9 | 17.2 | 22.8 | 20 | 11.9 | 9.7 | 18.9 | 17.8 | 16.7 | 15.6 | 21.7 | 18.9 | 16.7 | 15.6 | 6.1 | 1.1 | 10.6 | 7.2 | 7.2 | 4.4 | -1.1 | -2.8 | 7.4 | 1.5 | 21.1 | 20.6 | 20 | 18.3 | 11.7 | 5 | -1 | -3 | 6.7 | 6.1 | 7.4 | 6.1 | 3.3 | 1.1 | 2.8 | 1.1 | 14.4 | 11.1 | 6.7 | 3.3 | 5.8 | -0.6 | 12.2 | 8.9 | 15 | 14.4 | 18.3 | 15 | 19.4 | 18.8 | 4.4 | 2.8 | 7.2 | 6.7 | 7.2 | 1.7 | 15.9 | 14.6 | 15.6 | 15 | 0.7 | -1.9 | 12.8 | 12.8 | 13.9 | -8.3 | 7.6 | -3.2 | 18.5 | -7.6 | 5.6 | -6.1 | 5 | 4.4 | 22.2 | 12.5 | 16.7 | 16.1 | 13.9 | 8.3 | 15.6 | 7.2 | 13.3 | 6.1 | 3 | 2 | 10.2 | 6 | 7.1 | 5.3 | 15 | 10.6 | 11.7 | 8.3 | 9 | 7 | 15 | 14.4 | 12.8 | 11.2 | 2.2 | 0 | 14.4 | 7.8 | 15.6 | 13.9 | 14.3 | -3.5 | 25 | 23.4 | 20 | -5.6 | 17 | 16.5 | 9.4 | 7.8 | 20.2 | 18.3 | 11.1 | 7.8 | 11.1 | 10 | 11.1 | 5.6 | 5 | 3.3 | 0.6 | -0.5 | 18.3 | 17.2 | 11.1 | 9.4 | 3.3 | -4.4 | 0.6 | -10
2 | 1 | 3.9 | -2.2 | 18.3 | 17.8 | 17.8 | 14.4 | 4.6 | -2.8 | 17.4 | 4.7 | 11 | 3 | 9.8 | 4.8 | 14.4 | 12.8 | 11.3 | 9.8 | 7.8 | 5.6 | 8.9 | 7.8 | 7.2 | 1.7 | 6.7 | -9.4 | 24 | 22 | 17.8 | 16.1 | 21.7 | 20 | 13.7 | 10.2 | 18.3 | 17.8 | 17.2 | 16.1 | 21.1 | 18.3 | 16.7 | 15 | 6.7 | 3.3 | 8.9 | 5 | 6.7 | 4.4 | 0 | -2.2 | 8.2 | 1.1 | 21.1 | 20.6 | 19.4 | 16.7 | 12.8 | 5 | 0 | -2 | 7.2 | 6.1 | 9.3 | 7.4 | 3.3 | 1.1 | 2.8 | 0.6 | 15.6 | 11.1 | 5.6 | 2.8 | 5.6 | -0.6 | 12.2 | 9.4 | 15 | 14.4 | 16.7 | 14.4 | 19.4 | 18.9 | 4.4 | 2.8 | 6.7 | 6.7 | 6.1 | 2.2 | 17.4 | 15.9 | 15 | 14.4 | 1.1 | -2.2 | 13.9 | 13.9 | 15 | -8.9 | 9.1 | -3.3 | 19.8 | -6 | 6.7 | -5 | 7.2 | 5.6 | 22.8 | 12.8 | 18.3 | 17.2 | 13.9 | 9.4 | 15.6 | 7.8 | 12.2 | 6.7 | 5 | 4 | 9.8 | 6.4 | 7.4 | 5.4 | 15.6 | 11.1 | 12.2 | 8.9 | 8 | 7 | 15.6 | 14.4 | 13.3 | 11.7 | 2.2 | 0 | 15 | 8.9 | 16.7 | 14.4 | 13.9 | -4.4 | 25 | 23.3 | 20.6 | -5.6 | 17.2 | 16.7 | 9.4 | 7.8 | 17.8 | 15.6 | 10.6 | 8.3 | 11.7 | 10.6 | 10 | 7.2 | 5.6 | 3.9 | 0.6 | -0.5 | 15.6 | 14.4 | 10 | 8.3 | 7.8 | -3.9 | 2.4 | -6.6
2 | 1 | 6.1 | -2.8 | 20 | 17.8 | 18.9 | 15 | 5.9 | -2.8 | 19.3 | 4.3 | 14 | 7 | 11.1 | 5 | 16.7 | 13.3 | 11.7 | 10 | 10.6 | 5.6 | 10.6 | 7.8 | 8.3 | 2.8 | 11.7 | -9.4 | 26 | 23 | 21.1 | 18.3 | 22.8 | 20 | 15.6 | 10.6 | 19.4 | 18.3 | 17.2 | 16.7 | 22.2 | 19.4 | 16.1 | 14.4 | 6.7 | 3.9 | 10.6 | 5 | 6.1 | 3.9 | 2.8 | 0 | 8.9 | 0.6 | 23.9 | 22.2 | 23.9 | 21.1 | 13.9 | 4.4 | 2 | -2 | 6.7 | 5.6 | 11.1 | 8.9 | 3.9 | 1.1 | 3.3 | 1.1 | 16.7 | 12.2 | 6.1 | 2.8 | 7.1 | -0.3 | 13.3 | 8.3 | 15.4 | 14.8 | 16.7 | 14.4 | 21.1 | 19.8 | 5 | 2.2 | 6.7 | 6.7 | 7.8 | 3.3 | 18.9 | 17.2 | 16.7 | 16.1 | 3.5 | -0.9 | 15.6 | 13.9 | 18.9 | -7.2 | 10.6 | -3.9 | 21.1 | -6.1 | 7.2 | -3.9 | 11.7 | 6.7 | 23.3 | 12.8 | 19.4 | 17.8 | 15 | 11.1 | 16.1 | 8.3 | 14.4 | 7.2 | 7 | 5 | 9.4 | 6.7 | 7.8 | 5.6 | 17.8 | 11.7 | 13.3 | 9.4 | 8 | 7 | 18.3 | 16.7 | 13.9 | 12.2 | 5.2 | 0.7 | 15 | 8.3 | 19.4 | 16.1 | 15.6 | 0.2 | 25.6 | 23.3 | 20.6 | -3.9 | 18.5 | 16.1 | 12.8 | 8.3 | 17.8 | 15.1 | 11.7 | 8.9 | 15 | 12.2 | 10.6 | 6.7 | 7.8 | 4.4 | 0.6 | -0.6 | 12.2 | 10.6 | 9.4 | 7.8 | 12.8 | -3.3 | 4.3 | -4.6
2 | 1 | 7.2 | -2.2 | 20.6 | 19.4 | 20 | 16.1 | 7.2 | -3.3 | 21.1 | 3.9 | 16 | 7 | 13.5 | 5.2 | 18.9 | 13.9 | 13.9 | 10.5 | 12.8 | 5.6 | 12.8 | 6.7 | 8.9 | 2.8 | 13.9 | -10.6 | 27 | 23 | 23.3 | 19.4 | 25.6 | 19.4 | 19.5 | 13.5 | 22.2 | 18.9 | 17.8 | 17.2 | 25 | 19.4 | 15.6 | 14.4 | 6.1 | 4.4 | 11.7 | 5.6 | 6.1 | 4.4 | 7.2 | 0 | 10.9 | 1.2 | 26.1 | 22.8 | 25.6 | 21.1 | 15 | 4.4 | 3 | -2 | 6.7 | 4.4 | 12.8 | 9.5 | 4.4 | 1.1 | 3.9 | 1.1 | 16.7 | 12.2 | 6.7 | 2.8 | 8.5 | -0.7 | 13.3 | 6.7 | 15.7 | 14.8 | 17.2 | 13.9 | 22.7 | 20.3 | 6.7 | 1.7 | 7.2 | 7.2 | 10.6 | 3.3 | 20.4 | 17.2 | 19.4 | 17.8 | 5.9 | -0.1 | 16.7 | 15 | 21.1 | -6.7 | 13.4 | -3.8 | 23.5 | -5.8 | 8.3 | -3.9 | 14.4 | 5 | 24.1 | 13.1 | 22.8 | 18.9 | 17.2 | 12.2 | 16.7 | 8.3 | 16.7 | 8.9 | 9 | 6 | 9.8 | 7.1 | 8.5 | 5.3 | 19.4 | 12.8 | 15.6 | 10 | 8 | 8 | 21.1 | 18.3 | 16.9 | 13.7 | 8.1 | 1 | 15.6 | 9.4 | 20 | 16.7 | 17.2 | 3.9 | 26.1 | 23 | 20.6 | -3.9 | 19.8 | 15.3 | 16.7 | 9.4 | 17.8 | 14.5 | 14.4 | 9.4 | 21.1 | 13.3 | 11.1 | 6.7 | 9.4 | 5 | 0.8 | -0.3 | 10.6 | 8.9 | 9.4 | 7.2 | 16.1 | -5.6 | 6.1 | -2.8
3 | 1 | 8.9 | -3.3 | 21.7 | 19.4 | 21.7 | 17.8 | 8.1 | -3.3 | 23.3 | 3.8 | 17 | 9 | 15.9 | 4.9 | 19.4 | 13.9 | 16.1 | 11.1 | 13.9 | 6.1 | 12.8 | 7.2 | 8.3 | 3.9 | 15.6 | -9.4 | 27 | 23 | 25 | 18.9 | 26.1 | 17.8 | 23.3 | 16.1 | 23.9 | 19.4 | 18.3 | 17.8 | 26.7 | 19.4 | 15.6 | 14.4 | 7.8 | 3.9 | 12.8 | 5 | 6.7 | 3.9 | 8.3 | 0 | 13 | 2 | 27.2 | 21.1 | 26.1 | 21.1 | 15.6 | 4.4 | 3 | -3 | 7.8 | 4.4 | 14.4 | 9.7 | 5 | 1.7 | 5 | 1.1 | 16.7 | 12.2 | 6.7 | 3.3 | 10 | -1.1 | 14.4 | 7.8 | 16.1 | 15 | 17.8 | 13.3 | 24.4 | 21.1 | 7.8 | 1.7 | 7.8 | 7.8 | 12.2 | 2.2 | 21.8 | 17 | 20.6 | 18.3 | 8.3 | 0.6 | 18.3 | 15 | 23.9 | -5 | 16.1 | -4.4 | 25.9 | -8.3 | 9.4 | -2.2 | 17.2 | 4.4 | 24.8 | 13.4 | 25.6 | 18.3 | 20 | 12.8 | 17.2 | 8.9 | 19.4 | 8.3 | 11 | 5 | 10.2 | 7.5 | 9.3 | 5.1 | 20 | 12.2 | 17.8 | 10 | 8 | 8 | 22.8 | 17.2 | 19.8 | 14.4 | 11.1 | 0.6 | 16.1 | 8.9 | 21.7 | 17.8 | 18.9 | 7.8 | 26.7 | 22.8 | 21.1 | -3.3 | 21.1 | 13.9 | 20 | 7.2 | 17.8 | 13.9 | 17.8 | 8.9 | 25.6 | 12.2 | 13.3 | 6.7 | 10 | 4.4 | 0.9 | -0.2 | 10.6 | 8.3 | 9.4 | 6.7 | 17.2 | -7.8 | 6.8 | -4.9
4 | 3 | 8.9 | -3.9 | 22.2 | 19.4 | 22.2 | 18.3 | 9.1 | -3.9 | 25.6 | 4.1 | 17 | 9 | 18.3 | 3.9 | 20.6 | 14.4 | 18.3 | 11.1 | 15 | 6.7 | 14.4 | 7.2 | 8.3 | 4.4 | 17.2 | -7.8 | 28 | 23 | 26.7 | 18.9 | 26.7 | 17.8 | 27.2 | 18.9 | 26.1 | 19.4 | 19.4 | 17.2 | 27.8 | 20 | 18.3 | 15 | 10.6 | 3.3 | 13.9 | 4.4 | 7.2 | 4.4 | 10.6 | 0.6 | 15 | 2.2 | 27.8 | 21.1 | 27.8 | 19.4 | 16.7 | 5 | 4 | -2 | 8.3 | 5 | 16.1 | 10 | 6.7 | 2.8 | 7.8 | 1.7 | 19.4 | 12.2 | 7.2 | 2.8 | 10.7 | -1.2 | 15 | 7.8 | 17.4 | 15.4 | 18.3 | 13.3 | 26.1 | 20.9 | 8.9 | 2.2 | 8.3 | 8.3 | 13.9 | 2.8 | 23.3 | 16.7 | 22.2 | 18.9 | 9.4 | 0 | 20.6 | 16.1 | 25.6 | -4.4 | 18.9 | -7.8 | 28.3 | -11.7 | 8.3 | -1.7 | 20.6 | 6.7 | 25.6 | 13.3 | 27.2 | 18.3 | 20.6 | 13.9 | 18.3 | 10 | 20.6 | 6.7 | 12 | 5 | 10.6 | 7.8 | 10 | 4.4 | 22.2 | 12.8 | 18.9 | 11.7 | 9 | 8 | 23.9 | 17.2 | 22.8 | 15 | 11.3 | 0.7 | 16.7 | 10 | 23.3 | 17.8 | 20.2 | 8.9 | 26.5 | 22.6 | 24.4 | -2.8 | 22 | 14.2 | 21.7 | 5 | 17.1 | 13.8 | 17.8 | 8.9 | 28.3 | 12.2 | 14.4 | 6.1 | 12.2 | 5 | 1.1 | 0 | 10.6 | 7.2 | 9.4 | 6.1 | 18.3 | -6.7 | 7.6 | -7.9
4 | 2 | 9.4 | -2.8 | 23.3 | 19.4 | 23.9 | 19.4 | 10 | -5 | 27.8 | 3.3 | 18 | 11 | 19.6 | 3.7 | 21.1 | 14.4 | 20.2 | 11.2 | 17.2 | 5 | 15 | 7.2 | 9.4 | 3.9 | 21.1 | -6.7 | 28 | 23 | 27.8 | 18.9 | 27.8 | 18.3 | 28.1 | 19.1 | 27.2 | 18.3 | 20.6 | 17.2 | 27.8 | 20.6 | 18.3 | 14.4 | 11.7 | 3.9 | 14.4 | 5 | 7.8 | 5 | 12.2 | 0.6 | 16.3 | 3.4 | 28.9 | 21.7 | 28.3 | 20 | 15.6 | 6.7 | 5 | -2 | 8.9 | 5.6 | 16.5 | 9.9 | 7.2 | 2.2 | 7.8 | -1.1 | 20.6 | 11.7 | 7.8 | 2.2 | 11.5 | -1.1 | 15.6 | 8.9 | 18.7 | 15.8 | 18.3 | 13.3 | 27.7 | 20.5 | 10 | 1.7 | 8.9 | 8.9 | 15.6 | 2.8 | 22.9 | 16.7 | 23.3 | 19.4 | 10.6 | -0.5 | 21.7 | 14.4 | 27.2 | -5 | 20.4 | -6.3 | 30.2 | -12.1 | 8.3 | -4.4 | 22.8 | 7.8 | 26.7 | 13.1 | 28.9 | 17.8 | 20 | 13.9 | 19.4 | 10.6 | 21.7 | 6.1 | 14 | 6 | 11.7 | 8 | 11.1 | 4.8 | 22.8 | 12.2 | 18.9 | 11.7 | 9 | 8 | 25 | 17.2 | 23.2 | 15.3 | 11.5 | 0.3 | 20 | 12.2 | 24.4 | 17.8 | 21.5 | 10.4 | 26.3 | 22.4 | 25 | -2.8 | 23 | 14.1 | 22.2 | 5 | 16.3 | 13.6 | 17.2 | 7.8 | 29.4 | 8.9 | 16.1 | 7.2 | 13.3 | 5.6 | 2 | 0.5 | 10 | 7.2 | 9.4 | 5.6 | 19.4 | -5.6 | 8.3 | -14.4
6 | 3 | 10 | -2.8 | 24.4 | 20 | 23.3 | 18.9 | 11.3 | -4.6 | 28.7 | 3.6 | 18 | 10 | 20.9 | 2.7 | 21.7 | 14.4 | 22 | 11.1 | 18.3 | 5.6 | 15.6 | 7.2 | 10.6 | 3.3 | 22.8 | -9.4 | 29 | 23 | 28.3 | 20.6 | 28.3 | 18.3 | 29.1 | 19.7 | 28.9 | 17.8 | 21.1 | 17.2 | 27.8 | 20.6 | 18.3 | 14.4 | 11.7 | 0.6 | 15.6 | 3.9 | 8.9 | 5 | 13.9 | 2.8 | 17.6 | 4.6 | 28.9 | 21.1 | 29.4 | 20 | 15.6 | 7.2 | 5 | -2 | 8.9 | 5 | 16.8 | 9.5 | 8.3 | 2.8 | 8.3 | -1.7 | 22.2 | 12.2 | 9.4 | 2.8 | 12.2 | -1.7 | 16.1 | 9.4 | 20 | 16.1 | 20 | 13.3 | 29.4 | 20 | 11.7 | 1.1 | 10.6 | 8.9 | 17.2 | 2.8 | 22.6 | 16.7 | 25 | 19.4 | 11.7 | -1.7 | 22.8 | 13.9 | 25 | -5 | 21.8 | -6.1 | 32 | -11 | 10 | -6.1 | 24.4 | 8.3 | 27.8 | 13 | 30 | 17.2 | 20.6 | 14.4 | 18.9 | 12.8 | 22.2 | 5 | 15 | 7 | 12.8 | 8.3 | 12.2 | 4.9 | 22.8 | 12.2 | 19.4 | 12.8 | 11 | 8 | 25.6 | 17.2 | 23.5 | 15.1 | 11.7 | 0 | 23.3 | 12.8 | 24.4 | 16.1 | 22.8 | 11.7 | 26.1 | 22.2 | 26.1 | -2.8 | 23.9 | 13.9 | 22.8 | 5 | 15.6 | 13.3 | 18.9 | 8.3 | 30 | 8.3 | 17.2 | 7.8 | 14.4 | 5 | 3 | 1 | 10.6 | 5.6 | 10 | 5.6 | 20.6 | -4.4 | 9.2 | -11.8
8 | 2 | 10.6 | -2.2 | 25.6 | 19.4 | 23.3 | 18.9 | 12.6 | -4.8 | 29.7 | 4.4 | 20 | 10 | 22.2 | 1.7 | 21.1 | 14.4 | 23.9 | 10.6 | 18.9 | 4.4 | 15.6 | 7.8 | 10.6 | 3.3 | 23.9 | -11.7 | 28 | 23 | 28.9 | 21.1 | 28.9 | 17.2 | 30 | 20 | 29.4 | 17.2 | 21.7 | 17.8 | 26.7 | 21.1 | 18.9 | 14.4 | 10.6 | 0 | 17.2 | 3.9 | 10.6 | 6.1 | 15.6 | 3.3 | 18.9 | 5.6 | 28.9 | 20.6 | 28.9 | 19.4 | 16.7 | 7.8 | 7 | -1 | 8.9 | 5 | 17.2 | 9.4 | 10 | 2.8 | 8.9 | 0 | 22.2 | 11.7 | 8.9 | 1.7 | 12.2 | -1.2 | 16.7 | 10 | 20 | 16.5 | 20.6 | 13.9 | 30 | 20 | 12.8 | 0.6 | 10.6 | 9.4 | 18.9 | 2.2 | 22.2 | 16.7 | 25 | 19.4 | 12.2 | -1.5 | 23.3 | 14.4 | 26.7 | -10 | 23.3 | -6.7 | 33.9 | -12.2 | 12.2 | -4.4 | 25.6 | 8.9 | 28.9 | 12.2 | 28.9 | 18.9 | 21.1 | 15 | 19.4 | 14.4 | 22.8 | 3.9 | 17 | 7 | 13.9 | 8.3 | 13.3 | 5 | 23.9 | 12.8 | 20 | 13.3 | 11 | 8 | 24.4 | 17.2 | 23.9 | 15 | 13 | 0 | 25 | 13.3 | 26.1 | 16.1 | 24.1 | 11.5 | 24.3 | 21 | 26.7 | -2.2 | 24.1 | 14 | 23.9 | 6.1 | 16.7 | 13.3 | 20 | 7.8 | 30.6 | 8.9 | 18.3 | 7.8 | 14.4 | 2.2 | 3.9 | 1.7 | 11.1 | 5 | 10.6 | 5.6 | 21.1 | -3.9 | 10.2 | -9.9
9 | 2 | 10.6 | -2.8 | 26.1 | 17.8 | 25.6 | 20.6 | 13.9 | -5.6 | 30.6 | 4.4 | 21 | 9 | 21.8 | 2 | 21.1 | 14.4 | 24.6 | 9.8 | 17.2 | 6.1 | 15.6 | 7.2 | 10 | 2.8 | 23.3 | -8.9 | 28 | 23 | 27.8 | 20.6 | 28.9 | 16.7 | 30 | 20.3 | 30 | 16.7 | 23.9 | 17.8 | 25.6 | 22.2 | 21.1 | 15 | 8.3 | 2.8 | 18.3 | 5 | 11.7 | 7.2 | 16.1 | 2.8 | 19.3 | 6.1 | 29.4 | 21.1 | 30 | 18.3 | 17.8 | 8.3 | 8 | -1 | 10 | 5 | 16.5 | 9.2 | 11.1 | 2.8 | 9.4 | -0.6 | 23.9 | 11.7 | 11.1 | 1.1 | 12.2 | -1.2 | 17.2 | 10.6 | 20 | 16.9 | 21.1 | 14.4 | 30.5 | 20.2 | 13.9 | 0.6 | 11.1 | 9.4 | 19.4 | 2.8 | 21.5 | 16.9 | 25.6 | 18.9 | 12.8 | -2 | 24.4 | 16.1 | 28.3 | -9.4 | 22.6 | -6.4 | 34.3 | -12 | 10.6 | -3.3 | 26.7 | 9.4 | 28.7 | 12.6 | 26.7 | 18.3 | 19.4 | 13.3 | 19.4 | 11.7 | 23.3 | 3.9 | 18 | 8 | 15.4 | 8.7 | 13.1 | 5.3 | 23.9 | 13.3 | 22.8 | 15 | 11 | 8 | 26.7 | 18.3 | 24.6 | 15.8 | 14.3 | 0.2 | 26.7 | 13.9 | 26.7 | 16.1 | 25.4 | 10.9 | 22.4 | 19.6 | 26.7 | -2.2 | 24.2 | 13.5 | 25.6 | 7.2 | 17.8 | 12.7 | 19.4 | 7.2 | 31.7 | 8.9 | 17.2 | 7.2 | 16.1 | 3.3 | 4.3 | 1.8 | 12.8 | 5 | 10.6 | 5.6 | 21.7 | -3.3 | 11.1 | -10
10 | 1 | 10 | -1.1 | 27.2 | 16.1 | 25 | 19.4 | 13.5 | -8 | 31 | 3.9 | 21 | 11 | 21.5 | 2.7 | 21.1 | 14.4 | 25.4 | 8.4 | 16.1 | 5 | 15.6 | 7.2 | 9.4 | 2.8 | 23.9 | -10 | 28 | 23 | 27.2 | 21.1 | 29.4 | 17.8 | 30 | 20.3 | 30 | 16.7 | 24.4 | 17.8 | 27.8 | 19.4 | 22.8 | 13.3 | 9.4 | 3.3 | 16.7 | 5.6 | 12.8 | 7.2 | 17.2 | 3.3 | 19.6 | 6 | 28.9 | 21.1 | 29.4 | 18.9 | 17.8 | 7.2 | 9 | -1 | 10.6 | 5 | 15.7 | 9.2 | 12.8 | 3.3 | 9.4 | -0.6 | 23.9 | 11.7 | 9.4 | 0 | 12.2 | -1.1 | 18.9 | 12.2 | 20 | 17.2 | 21.7 | 14.4 | 31.1 | 20 | 15 | 1.1 | 11.1 | 7.8 | 20.6 | 1.1 | 20.7 | 17.2 | 26.1 | 19.4 | 13.3 | -2.8 | 25 | 15 | 28.9 | -8.9 | 21.8 | -6.9 | 34.6 | -15 | 7.8 | -3.3 | 27.2 | 9.4 | 28.5 | 13.2 | 26.7 | 18.3 | 21.1 | 13.3 | 17.8 | 13.9 | 23.3 | 3.9 | 18 | 7 | 16.8 | 8.8 | 13 | 5.4 | 20.6 | 13.3 | 23.9 | 14.4 | 12 | 9 | 25.6 | 17.8 | 25.4 | 16.6 | 15.6 | -0.6 | 27.2 | 13.3 | 27.2 | 15.6 | 26.7 | 10.6 | 20.6 | 18.3 | 26.1 | -2.2 | 24.4 | 13.3 | 26.1 | 7.2 | 18.9 | 12.2 | 18.3 | 7.2 | 31.7 | 10 | 17.2 | 7.2 | 14.4 | 2.2 | 4.6 | 2 | 12.2 | 4.4 | 12.2 | 6.1 | 22.2 | -3.3 | 11.7 | -8.8
11 | 0 | 10.6 | -0.6 | 27.2 | 17.2 | 25.6 | 20.6 | 13.2 | -10.8 | 31.3 | 3.4 | 19 | 11 | 21.1 | 2.8 | 20 | 14.4 | 26.1 | 7.2 | 15 | 5.6 | 14.4 | 6.7 | 8.9 | 2.8 | 26.1 | -12.2 | 27 | 23 | 27.8 | 20.6 | 28.3 | 17.2 | 30 | 20.6 | 30 | 16.7 | 25 | 16.7 | 27.2 | 18.9 | 23.3 | 13.9 | 10 | 0.6 | 16.1 | 5.6 | 14.4 | 7.8 | 18.3 | 2.8 | 20 | 6.1 | 28.9 | 20.6 | 28.9 | 16.7 | 17.2 | 7.8 | 9 | 0 | 11.1 | 3.9 | 15 | 8.9 | 12.2 | 2.8 | 9.4 | -0.6 | 24.4 | 11.1 | 10 | 0 | 11.5 | -0.8 | 18.9 | 11.7 | 18.7 | 16.3 | 21.7 | 14.4 | 30.4 | 20.4 | 15.6 | -1.1 | 10 | 8.9 | 20.6 | 1.1 | 20 | 17.2 | 27.8 | 19.4 | 13.5 | -2.9 | 25 | 14.4 | 28.3 | -11.1 | 21.1 | -8.9 | 35 | -17.8 | 8.3 | -3.3 | 27.2 | 8.9 | 28.3 | 13.3 | 26.1 | 17.8 | 20 | 13.3 | 16.1 | 15 | 23.3 | 4.4 | 16 | 7 | 18.3 | 8.9 | 12.8 | 5.6 | 20.6 | 13.3 | 23.3 | 14.4 | 12 | 8 | 25.6 | 17.8 | 26.1 | 17.2 | 14.8 | -1.1 | 27.8 | 13.9 | 26.7 | 13.3 | 27.8 | 7.1 | 21.3 | 18.9 | 25 | -1.7 | 24.4 | 13.3 | 26.1 | 7.2 | 18.9 | 12 | 12.8 | 8.9 | 31.1 | 10 | 16.7 | 7.2 | 13.9 | 3.9 | 5 | 2.2 | 12.8 | 3.9 | 15 | 7.2 | 21.1 | -8.3 | 12.2 | -9.6
11 | 0 | 10 | -1.1 | 26.7 | 17.8 | 26.7 | 19.4 | 12.8 | -16.7 | 31.7 | 2.8 | 21 | 8 | 19.1 | 4.1 | 19.4 | 14.4 | 25.2 | 5.9 | 13.9 | 5.6 | 13.9 | 6.7 | 7.8 | 3.9 | 24.4 | -15.6 | 27 | 23 | 27.8 | 20 | 28.9 | 18.3 | 28.9 | 21.2 | 30 | 16.1 | 25 | 16.7 | 27.2 | 18.3 | 22.8 | 13.9 | 10.6 | 1.1 | 15.6 | 5 | 14.4 | 7.8 | 18.3 | 2.2 | 19.3 | 5.4 | 27.8 | 20.6 | 28.3 | 17.8 | 17.8 | 7.8 | 11 | 0 | 10.6 | 3.9 | 13.9 | 9 | 12.2 | 1.7 | 9.4 | -1.1 | 23.3 | 11.1 | 8.9 | 0 | 10.7 | -0.9 | 18.3 | 11.7 | 17.4 | 15.4 | 21.7 | 14.4 | 29.6 | 20.5 | 15.6 | -1.7 | 10 | 8.9 | 19.4 | 0.6 | 19.8 | 17 | 26.7 | 19.4 | 13.7 | -3.5 | 24.4 | 12.2 | 28.3 | -9.4 | 18.7 | -6.1 | 33.3 | -12.7 | 5.6 | -2.8 | 26.1 | 8.9 | 28.1 | 13.3 | 28.3 | 18.3 | 18.9 | 13.3 | 16.1 | 15.6 | 22.8 | 5.6 | 14 | 6 | 17.8 | 9.2 | 12.4 | 6 | 20.6 | 13.9 | 23.3 | 15 | 12 | 9 | 24.4 | 17.2 | 25.4 | 17.1 | 14.1 | -2.4 | 27.2 | 13.9 | 25.6 | 15 | 28.9 | 1.4 | 22.1 | 19.5 | 22.8 | 0.6 | 24.4 | 13.3 | 26.1 | 7.2 | 18.9 | 12 | 11.7 | 10 | 30.6 | 10.6 | 16.7 | 7.2 | 13.9 | 5 | 4.6 | 2.1 | 12.8 | 2.2 | 15 | 6.7 | 20.6 | -7.2 | 12.8 | -11.1
11 | -1 | 10 | -1.1 | 24.4 | 17.2 | 25.6 | 18.9 | 10.9 | -13.2 | 29.8 | 4.5 | 19 | 10 | 17 | 4.4 | 18.3 | 14.4 | 24.2 | 4.6 | 12.8 | 5.6 | 12.8 | 7.2 | 7.2 | 3.9 | 23.9 | -13.3 | 25 | 23 | 26.7 | 19.4 | 26.7 | 18.3 | 27.8 | 21.4 | 29.4 | 15.6 | 25 | 15.6 | 26.1 | 18.9 | 22.8 | 12.8 | 8.9 | 2.2 | 14.4 | 4.4 | 13.3 | 7.2 | 18.3 | 2.8 | 18.5 | 4.3 | 27.2 | 20.6 | 27.2 | 18.9 | 17.8 | 8.3 | 11 | 0 | 10 | 4.4 | 12.8 | 9.1 | 11.1 | 2.8 | 8.3 | -1.1 | 22.8 | 11.1 | 8.9 | -1.7 | 10 | -1.1 | 18.3 | 11.7 | 16.1 | 14.4 | 21.7 | 15 | 28.9 | 20.6 | 15.6 | -1.1 | 9.4 | 9.4 | 17.8 | 1.1 | 19.6 | 16.8 | 24.4 | 19.4 | 13.9 | -5 | 24.4 | 13.9 | 27.2 | -8.3 | 16.3 | -5.4 | 31.7 | -11.2 | 4.4 | -1.7 | 25.6 | 8.9 | 28 | 13.2 | 27.8 | 20 | 17.8 | 11.7 | 16.7 | 16.1 | 21.7 | 5.6 | 13 | 6 | 17.2 | 9.2 | 12.1 | 6.4 | 18.3 | 14.4 | 21.1 | 15 | 12 | 9 | 23.3 | 17.2 | 24.6 | 16.9 | 13.3 | -3.9 | 27.2 | 13.9 | 23.9 | 16.1 | 30 | -7.8 | 22.8 | 20 | 22.2 | 1.1 | 24.4 | 13.3 | 25 | 7.8 | 18.9 | 11.7 | 11.1 | 9.4 | 28.9 | 10.6 | 16.1 | 6.7 | 12.2 | 6.1 | 4.3 | 2.3 | 11.1 | 3.3 | 15 | 6.7 | 19.4 | -5.6 | 11.1 | -7.7
9 | -3 | 9.4 | -1.1 | 23.3 | 18.3 | 23.9 | 18.9 | 9.1 | -11.3 | 28 | 6.2 | 19 | 7 | 15 | 4.4 | 17.2 | 13.9 | 23.3 | 3.3 | 11.7 | 6.1 | 11.1 | 7.2 | 6.1 | 5 | 21.7 | -12.2 | 24 | 23 | 25.6 | 20 | 26.1 | 18.9 | 26.7 | 21.7 | 28.3 | 15.6 | 23.9 | 16.7 | 25 | 18.3 | 21.7 | 14.4 | 8.9 | 2.2 | 12.8 | 3.9 | 12.8 | 6.7 | 16.7 | 2.8 | 17.8 | 3.3 | 25.6 | 20.6 | 25.6 | 19.4 | 17.2 | 6.7 | 8 | 0 | 8.3 | 6.1 | 11.7 | 8.9 | 8.9 | 1.7 | 7.8 | 0.6 | 22.2 | 11.1 | 6.7 | -1.1 | 8.5 | -1.2 | 17.2 | 11.7 | 15.5 | 13.9 | 21.1 | 15.6 | 27.4 | 20.7 | 15 | -1.1 | 9.4 | 9.4 | 15.6 | 3.3 | 19.4 | 16.7 | 23.3 | 20 | 11.1 | -4.4 | 23.3 | 13.3 | 26.1 | -7.8 | 13.9 | -6.1 | 30 | -11.7 | 4.4 | -2.8 | 24.4 | 8.9 | 27.8 | 12.8 | 26.7 | 19.4 | 17.2 | 8.9 | 16.7 | 16.7 | 21.1 | 5.6 | 13 | 6 | 16.7 | 9.4 | 11.7 | 6.7 | 17.8 | 15 | 20.6 | 15.6 | 12 | 9 | 21.7 | 16.7 | 23.9 | 16.7 | 10.9 | -2.8 | 26.1 | 13.9 | 23.3 | 15.6 | 26.7 | 3.9 | 22.2 | 19.6 | 21.1 | 1.1 | 22.6 | 14 | 22.8 | 8.9 | 18.2 | 11.1 | 10 | 8.3 | 26.1 | 11.7 | 13.9 | 6.7 | 11.7 | 6.1 | 3.9 | 2.2 | 10 | 2.8 | 13.3 | 5.6 | 17.2 | -5 | 9.5 | -6
7 | -2 | 8.3 | -2.2 | 20.6 | 18.9 | 22.8 | 18.9 | 7.2 | -12.2 | 26.1 | 6.7 | 19 | 7 | 14.1 | 5.2 | 16.7 | 13.9 | 20.3 | 7.7 | 10.6 | 6.7 | 10.6 | 7.2 | 5.6 | 3.3 | 19.4 | -11.1 | 24 | 23 | 24.4 | 20 | 23.9 | 19.4 | 25.8 | 22.3 | 27.2 | 16.1 | 23.3 | 16.7 | 24.4 | 18.3 | 19.4 | 14.4 | 7.2 | 2.8 | 12.2 | 5 | 11.1 | 5.6 | 12.8 | 5 | 16.3 | 3.4 | 23.9 | 21.1 | 25 | 20 | 15.6 | 6.7 | 6 | 0 | 7.2 | 5.6 | 11.5 | 9.1 | 7.8 | 1.1 | 6.7 | -0.6 | 21.1 | 11.1 | 6.7 | -1.1 | 7.1 | -1.6 | 16.7 | 11.7 | 15 | 13.4 | 20 | 15.6 | 25.9 | 20.7 | 12.2 | 0 | 9.4 | 9.4 | 13.3 | 5 | 19.6 | 17 | 20.6 | 19.4 | 8.4 | -5.1 | 21.7 | 13.3 | 23.9 | -7.8 | 12.2 | -3.9 | 28.1 | -9.7 | 3.9 | -2.2 | 22.8 | 8.3 | 26.3 | 12.8 | 25.6 | 15 | 16.1 | 8.9 | 16.7 | 16.1 | 20 | 6.1 | 12 | 7 | 14.5 | 8.9 | 11.1 | 6.1 | 18.3 | 15 | 18.3 | 13.9 | 9 | 8 | 20.6 | 16.7 | 22.6 | 16.4 | 8.5 | -2.7 | 23.3 | 13.9 | 22.2 | 16.1 | 23.3 | 8.6 | 21.7 | 19.3 | 20 | 1.7 | 20.7 | 13.9 | 21.1 | 10.6 | 17.4 | 10.3 | 10 | 8.9 | 23.9 | 12.2 | 12.2 | 6.1 | 10.6 | 5.6 | 3.9 | 2.3 | 8.3 | 2.8 | 11.7 | 6.1 | 13.3 | -4.4 | 7.8 | -6.1
6 | -2 | 7.2 | -2.8 | 19.4 | 18.3 | 21.7 | 18.3 | 5.9 | -9.6 | 24.1 | 8.1 | 17 | 9 | 13.1 | 5.3 | 16.7 | 13.9 | 17.4 | 9.6 | 10 | 7.2 | 10.6 | 7.2 | 5 | 3.3 | 18.3 | -13.3 | 24 | 23 | 23.9 | 20 | 25 | 19.4 | 24.8 | 22.5 | 25.6 | 16.7 | 22.8 | 16.7 | 23.9 | 18.3 | 18.3 | 14.4 | 6.1 | 4.4 | 11.1 | 4.4 | 10 | 5.6 | 12.2 | 5 | 14.8 | 3.6 | 22.8 | 21.1 | 24.4 | 20.6 | 14.4 | 7.2 | 4 | 0 | 6.7 | 5 | 11.3 | 9.4 | 6.1 | 1.1 | 4.4 | 0 | 21.1 | 16.1 | 6.1 | -1.7 | 5.6 | -2.2 | 15.6 | 11.7 | 14.4 | 12.8 | 19.4 | 15 | 24.4 | 20.6 | 11.7 | -0.6 | 8.9 | 8.3 | 12.2 | 6.1 | 19.8 | 17.4 | 20 | 18.9 | 5.6 | -6.7 | 20 | 13.9 | 22.8 | -7.2 | 10.6 | -2.8 | 26.3 | -8.1 | 3.9 | -2.2 | 22.2 | 8.9 | 24.8 | 12.1 | 23.9 | 16.1 | 15 | 8.9 | 16.7 | 16.7 | 19.4 | 6.7 | 12 | 6 | 12.2 | 8.1 | 10.6 | 5.6 | 17.2 | 14.4 | 18.3 | 15.6 | 9 | 8 | 20 | 17.2 | 21.3 | 16.1 | 6.1 | -3.3 | 22.2 | 13.9 | 21.1 | 16.1 | 20 | 10.6 | 21.1 | 18.9 | 19.4 | 1.7 | 18.9 | 13.9 | 20 | 10.6 | 16.7 | 9.4 | 8.9 | 7.8 | 23.3 | 12.8 | 8.9 | 6.1 | 10.6 | 5 | 3.9 | 2.3 | 7.8 | 2.8 | 10 | 5.6 | 11.1 | -1.7 | 7.6 | -4.3
4 | 1 | 6.7 | -2.8 | 18.9 | 18.3 | 22.8 | 18.9 | 4.6 | -8.5 | 22 | 9.2 | 14 | 10 | 12.2 | 5.6 | 16.7 | 13.9 | 14.4 | 10.6 | 9.4 | 6.7 | 9.4 | 7.1 | 4.4 | 3.3 | 17.2 | -14.4 | 24 | 23 | 24.4 | 18.9 | 25 | 19.4 | 23.9 | 22.8 | 24.4 | 16.7 | 22.8 | 16.7 | 23.3 | 18.3 | 16.1 | 13.9 | 4.4 | 3.9 | 11.1 | 5 | 8.9 | 5 | 11.1 | 4.4 | 13.3 | 3.3 | 23.9 | 21.7 | 23.9 | 20.6 | 13.3 | 6.7 | 4 | 0 | 6.1 | 3.9 | 11.1 | 9.4 | 6.7 | 0 | 3.3 | -0.6 | 20.6 | 16.7 | 5.6 | -1.7 | 4.8 | -1.8 | 15.6 | 11.1 | 14 | 10.8 | 18.9 | 15.6 | 23.9 | 20.3 | 9.4 | 0 | 8.3 | 8.3 | 11.7 | 6.1 | 20 | 17.8 | 20 | 18.9 | 4.7 | -5 | 19.4 | 14.4 | 20.6 | -6.7 | 8.9 | -2.8 | 24.4 | -8.9 | 2.2 | -3.9 | 20.6 | 8.9 | 23.3 | 11.7 | 22.8 | 16.7 | 14.4 | 10.6 | 17.2 | 16.7 | 18.9 | 6.7 | 11 | 7 | 10 | 7.2 | 10 | 5 | 17.2 | 14.4 | 18.3 | 16.7 | 8 | 7 | 18.9 | 17.2 | 20 | 15.6 | 4.4 | -2.8 | 21.7 | 13.9 | 22.2 | 16.1 | 18.5 | 10.6 | 21.1 | 19.1 | 20 | 1.1 | 18.5 | 13.4 | 19.4 | 10.6 | 16.5 | 9.7 | 8.3 | 7.2 | 22.8 | 13.3 | 8.3 | 6.7 | 11.7 | 5 | 3.9 | 2.2 | 7.2 | 2.2 | 7.8 | 6.1 | 11.7 | 1.1 | 7.4 | -3.3
3 | 1 | 5.6 | -2.8 | 17.8 | 17.2 | 21.7 | 18.3 | 3.3 | -8.9 | 20 | 9.4 | 14 | 9 | 12 | 6.3 | 16.7 | 13.3 | 13.7 | 10.2 | 9.4 | 6.7 | 8.9 | 7.1 | 4.4 | 3.3 | 15 | -13.9 | 24 | 23 | 23.3 | 18.9 | 25 | 19.4 | 23.9 | 22.9 | 22.8 | 16.7 | 22.2 | 16.7 | 23.3 | 18.3 | 15 | 13.3 | 4.4 | 3.9 | 11.7 | 4.4 | 8.3 | 5 | 10 | 3.9 | 12.4 | 3.4 | 23.9 | 21.7 | 23.3 | 20.6 | 12.8 | 7.2 | 3 | 0 | 5.6 | 3.9 | 11.1 | 9.6 | 6.1 | 0.6 | 2.2 | -0.6 | 20 | 15 | 5 | -1.1 | 4.1 | -1.5 | 15 | 10.6 | 13.7 | 8.6 | 18.9 | 15.6 | 23.3 | 19.7 | 8.3 | -0.6 | 8.3 | 8.3 | 11.1 | 6.7 | 20 | 18 | 19.4 | 17.8 | 3.7 | -4.4 | 19.4 | 13.3 | 20 | -9.4 | 7 | -2.9 | 22.7 | -7.2 | 1.1 | -3.9 | 19.4 | 9.4 | 22.6 | 12 | 22.2 | 17.2 | 13.3 | 11.7 | 17.2 | 16.7 | 18.3 | 7.2 | 11 | 9 | 8.9 | 6.7 | 9.6 | 5 | 17.2 | 14.4 | 17.2 | 16.1 | 8 | 6 | 18.3 | 17.2 | 19.3 | 15.6 | 2.8 | -2.6 | 22.2 | 13.9 | 21.1 | 16.1 | 17.1 | 10.7 | 21.1 | 19.2 | 17.2 | 0.6 | 18.2 | 12.9 | 18.3 | 11.1 | 16.3 | 10 | 8.9 | 6.7 | 21.1 | 13.3 | 7.2 | 6.1 | 9.4 | 7.8 | 3.9 | 2.3 | 6.7 | 2.2 | 7.2 | 6.1 | 9.4 | 0.6 | 7.2 | -2.8
1 | 0 | 5.6 | -3.9 | 18.3 | 17.8 | 21.7 | 18.9 | 2.8 | -8.1 | 19.3 | 7.7 | 15 | 7 | 11.9 | 7.2 | 16.1 | 13.3 | 12.9 | 9.8 | 8.9 | 6.7 | 9.4 | 7 | 5 | 0 | 15 | -13.9 | 24 | 23 | 22.8 | 18.9 | 25 | 21.1 | 23.9 | 22.9 | 21.7 | 16.7 | 21.1 | 16.7 | 23.3 | 18.3 | 13.9 | 12.2 | 4.4 | 3.9 | 11.1 | 3.9 | 7.2 | 5 | 8.3 | 3.3 | 11.5 | 3.5 | 23.9 | 21.7 | 23.3 | 20.6 | 12.2 | 6.7 | 3 | 0 | 5.6 | 3.9 | 11.1 | 9.6 | 6.1 | 1.1 | 1.7 | -1.1 | 18.9 | 11.7 | 3.9 | -1.1 | 3.3 | -1.7 | 14.4 | 10 | 13.3 | 6.1 | 18.9 | 15.6 | 22.8 | 19.4 | 9.4 | -0.6 | 7.8 | 7.8 | 10 | 7.2 | 20 | 18.2 | 19.4 | 17.8 | 2.8 | -4.4 | 18.3 | 12.8 | 17.8 | -8.3 | 5.2 | -3.2 | 21.1 | -6.6 | 1.1 | -3.9 | 18.3 | 10 | 21.8 | 12.1 | 21.7 | 16.7 | 13.3 | 10.6 | 17.2 | 16.7 | 17.8 | 7.2 | 12 | 11 | 7.8 | 6.3 | 9.3 | 5.1 | 15 | 12.8 | 16.7 | 16.1 | 7 | 3 | 18.3 | 17.2 | 18.5 | 15.2 | 1.1 | -3.3 | 21.1 | 14.4 | 20.6 | 16.7 | 15.6 | 10.6 | 21.1 | 19.4 | 17.8 | 0.6 | 17.8 | 12.2 | 15 | 12.2 | 16.1 | 10 | 8.3 | 6.1 | 20.6 | 13.3 | 7.2 | 6.1 | 9.4 | 7.8 | 3.9 | 2.3 | 7.2 | 2.2 | 6.1 | 5.6 | 8.9 | -1.1 | 6.8 | -0.6
1 | 0 | 5.6 | -2.8 | 20.6 | 18.3 | 22.8 | 18.3 | 2.2 | -8.6 | 18.5 | 5.4 | 15 | 6 | 11.7 | 7.8 | 16.1 | 13.3 | 12.2 | 9.4 | 9.4 | 6.1 | 10 | 6.9 | 5 | -0.6 | 12.8 | -14.4 | 24 | 23 | 22.8 | 18.9 | 25 | 21.1 | 23.9 | 22.8 | 21.1 | 16.7 | 20.6 | 16.7 | 22.8 | 18.3 | 13.3 | 12.2 | 4.4 | 2.8 | 11.7 | 4.4 | 7.8 | 5 | 7.8 | 3.3 | 10.6 | 3.3 | 23.3 | 21.7 | 23.3 | 20.6 | 11.1 | 6.7 | 1 | 0 | 5.6 | 3.8 | 11.1 | 9.4 | 6.1 | -0.6 | 1.1 | 0 | 18.9 | 11.1 | 3.3 | -1.1 | 2.4 | -1.2 | 15 | 7.8 | 11.8 | 5.9 | 18.9 | 15.6 | 21.3 | 18.9 | 8.3 | -0.6 | 7.8 | 7.8 | 10 | 6.7 | 20 | 18.3 | 20 | 18.3 | 2.8 | -3.3 | 17.8 | 12.8 | 16.7 | -8.9 | 3.3 | -4.4 | 19.4 | -7.2 | -1.1 | -5 | 17.8 | 10 | 21.1 | 12.2 | 21.1 | 16.7 | 13.3 | 11.1 | 17.2 | 16.7 | 17.2 | 8.3 | 11 | 9 | 6.7 | 5.6 | 8.9 | 5 | 13.9 | 11.7 | 17.2 | 16.7 | 7 | 3 | 19.4 | 17.8 | 17.8 | 15 | 0.7 | -3 | 18.9 | 14.4 | 21.1 | 16.7 | 14.7 | 10.6 | 20.4 | 18.5 | 17.2 | 1.1 | 17.1 | 12.3 | 14.4 | 12.8 | 15.2 | 9.4 | 7.2 | 5.6 | 20 | 12.8 | 7.2 | 5.6 | 8.9 | 8.3 | 3.9 | 2.2 | 7.2 | 1.1 | 5 | 5 | 7.8 | -1.7 | 6.5 | 1.2
2 | 0 | 4.4 | -2.2 | 20.6 | 18.3 | 22.2 | 17.8 | 1.7 | -10 | 17.8 | 3.3 | 15 | 7 | 11.7 | 8.4 | 15.6 | 13.9 | 11.7 | 9.3 | 8.3 | 5.6 | 8.9 | 6.9 | 4.4 | -0.6 | 12.2 | -12.2 | 24 | 23 | 22.8 | 18.9 | 24.4 | 20 | 23.9 | 22.9 | 20.6 | 16.7 | 20.6 | 16.7 | 22.2 | 18.3 | 13.3 | 12.2 | 4.4 | 2.8 | 11.1 | 5.6 | 7.8 | 5 | 7.2 | 3.3 | 10.2 | 2.6 | 23.9 | 21.7 | 22.8 | 20.6 | 11.1 | 6.7 | 1 | -1 | 5.6 | 3.8 | 11.1 | 9.9 | 6.1 | -2.2 | 0.6 | -2.2 | 19.4 | 11.1 | 2.8 | -2.2 | 1.5 | -0.9 | 12.8 | 9.4 | 10.4 | 5.6 | 18.3 | 15.6 | 19.8 | 18.5 | 8.9 | -1.1 | 7.8 | 7.8 | 10.6 | 6.7 | 20 | 18.2 | 19.4 | 18.3 | 2.8 | -2.9 | 17.2 | 13.3 | 13.9 | -8.3 | 2.2 | -4.4 | 20.3 | -5.6 | -1.1 | -3.9 | 17.2 | 10.6 | 20.4 | 12.4 | 20.6 | 16.1 | 13.3 | 11.1 | 17.2 | 16.7 | 15.6 | 12.2 | 11 | 9 | 6.5 | 5.5 | 8.7 | 5.5 | 13.9 | 11.7 | 16.7 | 15 | 3 | 2 | 18.9 | 17.2 | 18 | 15.5 | 0.4 | -3.3 | 17.8 | 13.9 | 21.1 | 16.7 | 13.7 | 10.2 | 19.6 | 17.6 | 17.2 | 1.1 | 16.3 | 11.9 | 13.3 | 12.2 | 14.2 | 8.4 | 7.8 | 4.4 | 18.9 | 12.8 | 6.1 | 5 | 8.9 | 7.8 | 3.9 | 2.3 | 6.7 | 1.7 | 3.9 | 3.9 | 6.7 | 0 | 6.1 | 2.8
1 | 0 | 2.2 | -3.3 | 18.3 | 17.2 | 21.7 | 17.8 | 0.9 | -8.9 | 17.1 | 4.1 | 15 | 7 | 11.7 | 8.9 | 15 | 13.9 | 11.1 | 9.1 | 8.9 | 6.1 | 7.8 | 6.8 | 4.4 | 0 | 12.8 | -13.3 | 24 | 23 | 22.8 | 18.9 | 24.4 | 19.4 | 23.9 | 22.9 | 20 | 16.7 | 20 | 16.7 | 21.7 | 17.8 | 13.9 | 12.8 | 4.4 | 3.3 | 10.6 | 6.7 | 8.3 | 4.4 | 5 | 3.3 | 9.8 | 1.9 | 23.3 | 21.1 | 21.7 | 20 | 10.6 | 6.7 | 0 | -1 | 5.6 | 3.6 | 11.1 | 10.2 | 6.1 | -2.2 | 0.6 | -2.2 | 18.9 | 10.6 | 2.2 | -2.2 | 0.6 | -1.1 | 12.2 | 9.4 | 8.9 | 5 | 17.8 | 15.6 | 18.3 | 17.8 | 8.9 | -1.7 | 7.8 | 7.8 | 10 | 6.7 | 20 | 18 | 19.4 | 18.3 | 2.8 | -2.8 | 16.1 | 13.3 | 15 | -7.8 | 1.1 | -4.7 | 21.3 | -5.6 | -1.1 | -5 | 17.2 | 11.1 | 19.6 | 12.2 | 20 | 16.7 | 11.1 | 8.9 | 17.2 | 16.7 | 14.4 | 12.2 | 11 | 9 | 6.3 | 5.3 | 8.5 | 5.8 | 13.9 | 10.6 | 16.7 | 15.6 | 3 | 2 | 18.9 | 17.8 | 18.1 | 15.7 | 0 | -3.9 | 16.7 | 13.9 | 20 | 16.7 | 12.8 | 10 | 18.9 | 16.7 | 16.1 | 1.1 | 15.6 | 11.7 | 13.3 | 12.2 | 13.3 | 7.8 | 7.8 | 5.6 | 17.8 | 12.2 | 3.9 | 2.8 | 8.3 | 7.2 | 3.9 | 2.3 | 6.7 | 1.7 | 2.8 | 2.8 | 6.7 | -0.6 | 5.5 | 2.1
2 | 0 | 0.6 | -3.3 | 17.8 | 17.8 | 19.4 | 17.2 | 0.2 | -8.7 | 16.3 | 4.4 | 14 | 8 | 11.7 | 9.4 | 14.4 | 14.4 | 10.6 | 8.9 | 8.3 | 5 | 6.7 | 6.7 | 3.9 | -0.6 | 11.1 | -13.3 | 24 | 23 | 22.8 | 18.9 | 23.9 | 19.4 | 23.9 | 22.8 | 18.3 | 16.7 | 18.9 | 16.1 | 21.1 | 18.3 | 13.3 | 12.2 | 4.4 | 2.8 | 10.6 | 7.8 | 7.8 | 3.9 | 5.6 | 2.8 | 9.4 | 1.1 | 23.3 | 21.1 | 20.6 | 19.4 | 10 | 6.7 | 0 | -1 | 5.6 | 3.6 | 11.1 | 10.6 | 5.6 | -2.2 | -1.1 | -1.7 | 18.3 | 11.1 | 1.7 | -2.2 | 0.8 | -0.7 | 12.2 | 9.4 | 8.2 | 5 | 17.8 | 15.6 | 18.5 | 18 | 8.3 | -1.1 | 7.8 | 7.8 | 9.4 | 7.2 | 20 | 17.8 | 19.4 | 18.3 | 3 | -2 | 16.7 | 13.3 | 13.3 | -7.2 | 0 | -6.1 | 22.2 | -5.6 | 0 | -3.9 | 16.7 | 11.1 | 18.9 | 12.2 | 20.6 | 16.7 | 11.1 | 9.4 | 16.1 | 15.6 | 13.3 | 12.2 | 11 | 9 | 6.1 | 5 | 8.3 | 6.1 | 13.9 | 10.6 | 16.7 | 15.6 | 4 | 2 | 18.3 | 17.8 | 18.3 | 16.1 | 0 | -3.3 | 15.6 | 13.3 | 18.9 | 16.7 | 11.9 | 9.8 | 18.7 | 16.5 | 15 | 1.1 | 15.4 | 11.6 | 12.8 | 11.7 | 12.8 | 7.7 | 7.8 | 5.6 | 17.2 | 11.7 | 5.6 | 4.4 | 7.8 | 7.2 | 3.9 | 2.2 | 6.1 | 1.1 | 2.8 | 2.8 | 6.1 | 0 | 5 | 1.7
1 | 0 | 0.6 | -3.9 | 19.4 | 19.4 | 18.9 | 16.7 | -0.6 | -10 | 15.6 | 5 | 14 | 8 | 11.5 | 8.7 | 14.4 | 14.4 | 11.7 | 9.5 | 8.9 | 6.1 | 7.8 | 6.7 | 3.3 | -0.6 | 10 | -12.8 | 24 | 23 | 22.2 | 18.3 | 23.9 | 20 | 23.7 | 22.9 | 17.2 | 16.1 | 19.4 | 16.1 | 21.7 | 18.3 | 12.2 | 11.1 | 3.9 | 2.2 | 10 | 5.6 | 7.8 | 3.9 | 5.6 | 2.8 | 10.5 | 1.6 | 22.2 | 21.1 | 22.8 | 20.6 | 10 | 6.7 | 0 | -1 | 5.6 | 3.3 | 10.9 | 10.3 | 5.6 | -0.6 | -1.1 | -3.3 | 18.3 | 16.1 | 2.2 | -1.7 | 0.9 | -0.6 | 12.2 | 9.4 | 7.4 | 4.7 | 17.2 | 12.8 | 18.7 | 18.2 | 8.3 | -1.7 | 7.8 | 7.8 | 10 | 7.8 | 20.4 | 18.2 | 19.4 | 17.8 | 3.1 | -1.8 | 17.8 | 13.3 | 11.7 | -7.2 | 1.9 | -5.1 | 22.6 | -4 | 0 | -3.9 | 16.1 | 11.7 | 19.6 | 12.9 | 19.4 | 17.2 | 11.1 | 9.4 | 15.6 | 15 | 13.3 | 12.2 | 11 | 9 | 6.3 | 5.3 | 8.7 | 6.5 | 12.8 | 8.9 | 13.9 | 12.2 | 3 | 2 | 17.8 | 17.2 | 18.7 | 16.7 | 0 | -3 | 15.6 | 13.3 | 18.9 | 16.7 | 10.9 | 9.7 | 18.5 | 16.3 | 15 | 0.6 | 15.2 | 11.4 | 12.8 | 11.7 | 12.2 | 7.3 | 7.2 | 4.4 | 17.8 | 12.2 | 4.4 | 3.3 | 7.8 | 6.7 | 3.9 | 2.3 | 6.1 | 1.7 | 2.8 | 2.8 | 6.1 | 0.6 | 4.4 | 1.1
1 | 0 | 1.7 | -2.8 | 19.4 | 19.4 | 20 | 17.2 | 2.4 | -8.5 | 16.7 | 5.7 | 14 | 7 | 11.3 | 8 | 14.4 | 14.4 | 12.8 | 10 | 8.9 | 5.6 | 10 | 6.7 | 5.6 | -0.6 | 10.6 | -11.7 | 24 | 23 | 21.1 | 18.3 | 23.3 | 20 | 23.5 | 22.8 | 18.3 | 16.7 | 18.3 | 16.1 | 20.6 | 18.3 | 13.3 | 11.7 | 3.9 | 2.2 | 11.1 | 6.7 | 7.8 | 3.9 | 5.6 | 2.8 | 11.7 | 1.9 | 22.2 | 21.1 | 23.9 | 22.2 | 11.7 | 6.7 | 1 | -1 | 6.1 | 3.3 | 10.8 | 10.2 | 5.6 | -1.1 | -1.1 | -1.7 | 15.6 | 13.9 | 2.2 | -2.2 | 1.1 | -0.6 | 12.2 | 10 | 6.7 | 4.4 | 15.6 | 14.4 | 18.9 | 18.3 | 10 | -2.2 | 7.2 | 7.2 | 9.4 | 8.3 | 20.7 | 18.5 | 19.4 | 17.8 | 3.3 | -1.7 | 16.7 | 13.3 | 14.4 | -5.6 | 3.7 | -5.1 | 22.9 | -3.7 | 2.2 | -3.3 | 16.7 | 13.9 | 20.4 | 13.4 | 20.6 | 17.8 | 11.7 | 8.9 | 15 | 14.4 | 12.8 | 11.7 | 10 | 9 | 6.5 | 5.5 | 9 | 6.8 | 11.7 | 6.7 | 13.3 | 11.7 | 6 | 3 | 18.3 | 17.2 | 19 | 17.2 | 0 | -3.3 | 15 | 12.8 | 20.6 | 17.8 | 10 | 9.4 | 18.3 | 16.1 | 15.6 | 0.6 | 15 | 11.1 | 13.3 | 11.7 | 11.7 | 7.2 | 6.1 | 3.9 | 17.8 | 12.2 | 5.6 | 4.4 | 7.2 | 6.7 | 3.9 | 2.3 | 6.1 | 1.7 | 2.2 | 2.2 | 6.7 | 0 | 5.3 | 1.8
0 | 0 | 3.9 | -2.2 | 22.2 | 20.6 | 21.1 | 18.3 | 5.3 | -8.3 | 17.8 | 6.7 | 14 | 8 | 11.1 | 7.2 | 15 | 15 | 13.9 | 10.6 | 12.2 | 8.3 | 10.6 | 6.7 | 7.2 | 0 | 13.9 | -10 | 26 | 23 | 22.2 | 18.3 | 23.9 | 20 | 23.3 | 22.8 | 19.4 | 17.2 | 19.4 | 16.7 | 23.3 | 18.9 | 17.2 | 15 | 5 | 1.7 | 11.7 | 6.7 | 7.2 | 5 | 7.2 | 3.3 | 12.8 | 2.2 | 24.4 | 22.2 | 24.4 | 22.2 | 13.9 | 7.2 | 4 | 2 | 7.8 | 2.8 | 10.6 | 10 | 5.6 | -1.1 | 1.7 | -0.6 | 17.2 | 15 | 2.8 | -1.7 | 4.3 | 0.6 | 12.8 | 10.6 | 8.2 | 4.8 | 15.6 | 11.7 | 21.3 | 19.4 | 11.7 | -1.1 | 7.2 | 7.2 | 10 | 8.3 | 21.1 | 18.9 | 19.4 | 18.3 | 6.1 | -0.6 | 17.8 | 13.9 | 17.8 | -3.9 | 5.6 | -6.1 | 23.3 | -3.3 | 3.9 | -3.3 | 16.7 | 14.4 | 21.1 | 13.9 | 21.7 | 18.3 | 11.7 | 9.4 | 15.6 | 15 | 13.3 | 12.2 | 11 | 9 | 6.7 | 5.6 | 9.4 | 7.2 | 12.2 | 5.6 | 13.3 | 11.7 | 7 | 3 | 20 | 18.3 | 19.4 | 17.8 | 4.4 | -1.2 | 15 | 13.3 | 22.2 | 18.3 | 11.3 | 9.9 | 20.3 | 16.4 | 17.2 | -0.6 | 15.4 | 10.6 | 15.6 | 13.3 | 13.7 | 7.7 | 6.1 | 3.3 | 18.9 | 12.8 | 9.4 | 7.2 | 9.4 | 6.7 | 3.9 | 2.2 | 6.7 | 1.1 | 3.3 | 3.3 | 9.4 | -0.6 | 6.3 | 2.8
0 | 0 | 5 | -1.7 | 23.9 | 21.1 | 22.2 | 18.9 | 8.3 | -10 | 18.9 | 7.2 | 14 | 8 | 11.8 | 7.5 | 18.3 | 15.6 | 16.7 | 11.2 | 14.4 | 8.9 | 11.7 | 6.7 | 8.3 | -0.6 | 17.2 | -8.9 | 27 | 23 | 23.9 | 19.4 | 26.1 | 19.4 | 25 | 22.5 | 22.2 | 18.9 | 21.1 | 16.7 | 25.6 | 18.3 | 18.9 | 15.6 | 7.2 | 2.8 | 12.8 | 6.1 | 7.2 | 5 | 11.1 | 5.6 | 15 | 3.5 | 26.7 | 22.2 | 25.6 | 22.2 | 15.6 | 7.8 | 7 | 1 | 8.9 | 3.9 | 10.8 | 10.2 | 6.1 | 0 | 3.9 | 0 | 17.2 | 14.4 | 3.3 | -1.7 | 7.4 | 1.5 | 12.8 | 11.1 | 9.6 | 4.6 | 14.4 | 12.2 | 23.7 | 20.5 | 13.3 | -1.1 | 7.8 | 6.7 | 11.7 | 8.3 | 22 | 19 | 19.4 | 18.3 | 8.9 | 0.3 | 20 | 15 | 20.6 | -3.9 | 7.8 | -4.7 | 24.4 | -4.3 | 5.6 | -3.3 | 17.2 | 15.6 | 21.8 | 13.7 | 22.8 | 19.4 | 13.9 | 10 | 11.7 | 11.1 | 13.3 | 12.2 | 11 | 10 | 8.5 | 5.4 | 10.2 | 6.6 | 12.2 | 3.9 | 13.3 | 12.8 | 8 | 3 | 22.2 | 18.3 | 21.3 | 18.7 | 8.9 | -0.4 | 18.3 | 15 | 23.3 | 19.4 | 12.6 | 10.2 | 22.4 | 16.5 | 18.3 | 0 | 15.7 | 9.8 | 19.4 | 14.4 | 15.8 | 7.8 | 7.8 | 3.9 | 21.7 | 13.9 | 12.8 | 7.2 | 10.6 | 7.2 | 4.8 | 2.2 | 7.8 | 0 | 5.6 | 5.6 | 9.4 | 0.6 | 7.2 | 3.3
1 | 0 | 6.1 | -1.1 | 26.1 | 20 | 23.3 | 18.9 | 9.6 | -8.4 | 20.6 | 7.3 | 14 | 9 | 12.6 | 8.1 | 19.4 | 15 | 19.4 | 11.2 | 15.6 | 9.4 | 12.8 | 6.1 | 11.1 | 0 | 20.6 | -11.7 | 28 | 23 | 26.1 | 20 | 26.1 | 19.4 | 26.6 | 22 | 24.4 | 19.4 | 22.8 | 16.7 | 27.2 | 18.9 | 20.6 | 16.1 | 7.8 | 2.2 | 14.4 | 6.1 | 7.2 | 5.6 | 16.1 | 6.1 | 17.2 | 4.5 | 28.3 | 21.7 | 26.7 | 20.6 | 17.8 | 8.3 | 9 | 0 | 10.6 | 3.9 | 10.9 | 10.3 | 7.8 | 2.2 | 6.1 | -1.1 | 20 | 10 | 5 | -1.7 | 10.6 | 1.7 | 13.3 | 11.1 | 11.1 | 4.4 | 16.7 | 14.4 | 26.1 | 21.1 | 13.3 | -0.6 | 8.3 | 6.1 | 13.3 | 7.8 | 23 | 19.4 | 19.4 | 18.3 | 11.7 | 0.6 | 21.1 | 15.6 | 22.2 | -3.9 | 10 | -4.2 | 25.6 | -6.2 | 7.2 | -2.2 | 15.6 | 9.4 | 22.6 | 13.4 | 24.4 | 18.9 | 15.6 | 10.6 | 10 | 8.9 | 13.3 | 12.2 | 12 | 11 | 10.4 | 5 | 10.9 | 5.5 | 13.9 | 5 | 15 | 13.9 | 11 | 4 | 24.4 | 17.8 | 23.1 | 19.7 | 13.3 | -0.6 | 21.7 | 16.1 | 24.4 | 18.9 | 13.9 | 10.6 | 24.4 | 16.1 | 19.4 | 0.6 | 16.1 | 8.9 | 22.8 | 14.4 | 17.8 | 7.8 | 10 | 4.4 | 24.4 | 15 | 15 | 7.2 | 12.8 | 8.9 | 5.8 | 1.9 | 8.9 | 2.2 | 9.4 | 5 | 10 | 1.1 | 9.1 | 1.5
2 | 1 | 7.2 | -0.6 | 27.2 | 18.9 | 25.6 | 19.4 | 10.9 | -8.4 | 22.2 | 6.5 | 16 | 9 | 13.3 | 8.3 | 19.4 | 15 | 22.2 | 11.1 | 17.8 | 8.9 | 15.6 | 6.7 | 13.3 | 0 | 22.2 | -10 | 28 | 23 | 27.8 | 20 | 27.2 | 19.4 | 28.3 | 21.1 | 26.1 | 19.4 | 24.4 | 17.2 | 28.3 | 18.9 | 22.8 | 16.1 | 11.1 | 3.9 | 15 | 3.9 | 8.3 | 6.1 | 16.1 | 5.6 | 19.4 | 5.6 | 27.2 | 21.1 | 28.3 | 20.6 | 20 | 9.4 | 9 | -2 | 12.2 | 3.9 | 11.1 | 10.6 | 10.6 | 5 | 8.3 | -2.2 | 20.6 | 15 | 7.8 | -1.1 | 12.1 | 1.7 | 16.7 | 14.4 | 12.4 | 4.6 | 17.8 | 15 | 27 | 20.6 | 14.4 | 0 | 8.9 | 5.6 | 14.4 | 7.2 | 23.9 | 19.4 | 20 | 18.9 | 14.8 | 1.3 | 23.3 | 16.7 | 24.4 | -3.9 | 12.2 | -4.4 | 26.7 | -10 | 8.3 | -2.2 | 13.3 | 11.7 | 23.3 | 12.8 | 26.1 | 18.9 | 16.7 | 10.6 | 8.9 | 7.2 | 13.3 | 11.7 | 12 | 10 | 12.2 | 3.9 | 11.7 | 4.4 | 14.4 | 4.4 | 16.7 | 14.4 | 12 | 5 | 26.1 | 18.9 | 25 | 20.6 | 15 | 0.4 | 23.9 | 15.6 | 26.1 | 20 | 14.8 | 10.2 | 25.5 | 16.1 | 21.7 | 0 | 16.3 | 8.6 | 25.6 | 15 | 19.8 | 8.5 | 8.3 | 4.4 | 27.8 | 15.6 | 15.6 | 6.7 | 11.7 | 7.2 | 6.7 | 1.7 | 10 | 2.2 | 11.7 | 5.6 | 10.6 | 1.1 | 10.9 | -1.9
2 | 1 | 8.9 | -1.1 | 28.9 | 18.3 | 26.7 | 19.4 | 12.2 | -8.9 | 23.9 | 5.6 | 16 | 10 | 13.9 | 8.6 | 20 | 15 | 23.9 | 10.3 | 21.1 | 5.6 | 17.8 | 6.1 | 15 | 0 | 25 | -11.1 | 28 | 23 | 28.9 | 20 | 28.9 | 19.4 | 30 | 20.6 | 27.2 | 18.9 | 26.7 | 17.8 | 30.6 | 18.3 | 23.9 | 15.6 | 13.9 | 2.8 | 15.6 | 3.9 | 8.9 | 5.6 | 16.1 | 5.6 | 20.3 | 5.9 | 28.3 | 21.7 | 28.3 | 20.6 | 19.4 | 10 | 11 | -1 | 13.3 | 3.9 | 11.7 | 11 | 11.7 | 6.1 | 10 | -0.6 | 21.1 | 15 | 9.4 | -1.1 | 13.5 | 1.5 | 18.9 | 15.6 | 13.7 | 4.3 | 18.3 | 15.6 | 28 | 19.8 | 16.7 | 0 | 10 | 5 | 17.2 | 8.3 | 24.3 | 19.4 | 20.6 | 19.4 | 18 | 1.9 | 24.4 | 16.7 | 25.6 | -3.3 | 13.5 | -4.5 | 27.2 | -8.8 | 8.9 | -2.8 | 13.9 | 11.7 | 23.7 | 13 | 27.2 | 19.4 | 16.1 | 11.1 | 7.8 | 5.6 | 13.3 | 12.2 | 13 | 11 | 14.1 | 4.1 | 12.2 | 4.7 | 14.4 | 5 | 18.3 | 15.6 | 13 | 6 | 27.2 | 19.4 | 26.7 | 20.6 | 16.6 | 0.7 | 25.6 | 15.6 | 27.8 | 20 | 15.8 | 9.9 | 26.7 | 15.8 | 22.2 | 0 | 16.5 | 8 | 27.2 | 15 | 21.9 | 8.8 | 10.6 | 3.9 | 28.9 | 13.9 | 18.3 | 7.2 | 14.4 | 7.8 | 8 | 1.8 | 10.6 | 2.2 | 14.4 | 6.7 | 12.2 | 0.6 | 12.8 | -8.3
3 | 1 | 10 | -3.9 | 29.4 | 18.9 | 26.7 | 20 | 13.1 | -8.3 | 24.3 | 5.7 | 16 | 11 | 14.4 | 8.8 | 20 | 15 | 25.5 | 9.4 | 22.8 | 5.6 | 16.7 | 7.2 | 17.8 | -1.1 | 26.7 | -11.1 | 29 | 23 | 28.3 | 21.1 | 27.8 | 19.4 | 31.6 | 19.9 | 28.3 | 18.9 | 26.7 | 16.7 | 30.6 | 18.3 | 25 | 14.4 | 16.7 | 2.8 | 15.6 | 3.3 | 9.4 | 5.6 | 17.8 | 8.3 | 21.3 | 6.4 | 28.9 | 21.1 | 29.4 | 18.9 | 18.3 | 9.4 | 12 | -1 | 15 | 3.3 | 12.2 | 11.3 | 13.3 | 5.6 | 12.8 | -0.6 | 21.7 | 15.6 | 10.6 | -1.1 | 15 | 1.1 | 18.9 | 16.1 | 15 | 3.9 | 20 | 16.7 | 28.9 | 18.9 | 18.9 | -2.8 | 10 | 5 | 21.1 | 6.1 | 24.6 | 19.5 | 21.7 | 20 | 21.1 | 1.1 | 25.6 | 15.6 | 27.2 | -11.1 | 14.8 | -4.9 | 27.8 | -9.9 | 10 | -1.7 | 15.6 | 11.7 | 24 | 12.7 | 27.8 | 19.4 | 15.6 | 10 | 8.3 | 4.4 | 14.4 | 13.3 | 13 | 10 | 15.9 | 4.3 | 12.8 | 4.8 | 15.6 | 4.4 | 18.3 | 16.7 | 14 | 6 | 27.8 | 20 | 28.3 | 20.3 | 18.3 | 1.1 | 27.2 | 15.6 | 29.4 | 20 | 16.7 | 9.4 | 27.8 | 15.6 | 23.3 | 0 | 16.7 | 7.2 | 27.8 | 15.6 | 23.9 | 8.9 | 11.1 | 3.9 | 29.4 | 12.8 | 18.3 | 6.1 | 15 | 6.7 | 9.3 | 1.7 | 12.2 | 2.8 | 16.1 | 7.2 | 10.6 | 0.6 | 13.5 | -7.5
4 | 2 | 10.6 | -0.6 | 29.4 | 18.3 | 27.8 | 20 | 14.1 | -8.8 | 24.6 | 5.9 | 18 | 8 | 15 | 8.9 | 21.7 | 15 | 27.2 | 7.8 | 22.2 | 8.9 | 16.7 | 7.2 | 17.2 | -1.1 | 27.2 | -12.8 | 29 | 24 | 28.3 | 21.7 | 28.3 | 18.9 | 33.3 | 18.9 | 29.4 | 18.9 | 27.8 | 16.7 | 30.6 | 19.4 | 25.6 | 12.8 | 16.1 | 1.1 | 16.1 | 4.4 | 10.6 | 5.6 | 18.3 | 7.8 | 22.2 | 6.7 | 29.4 | 22.2 | 30 | 18.9 | 20 | 10 | 13 | -3 | 15.6 | 3.9 | 12.8 | 11.7 | 12.2 | 3.9 | 13.3 | -1.1 | 22.8 | 13.9 | 12.2 | -2.8 | 15.6 | 1.3 | 20 | 17.2 | 15.6 | 4 | 21.1 | 16.7 | 29.3 | 18.8 | 20 | -2.2 | 12.2 | 5 | 21.1 | 7.8 | 25 | 19.4 | 21.1 | 19.4 | 21.8 | 1.5 | 25.6 | 16.1 | 28.9 | -9.4 | 16.1 | -6.7 | 28.3 | -11.1 | 12.8 | -3.3 | 16.7 | 10 | 24.4 | 12.8 | 28.3 | 19.4 | 11.7 | 8.3 | 7.8 | 3.9 | 15 | 13.3 | 14 | 9 | 17.8 | 3.9 | 13.3 | 5 | 16.7 | 4.4 | 18.3 | 16.7 | 15 | 5 | 28.9 | 20.6 | 30 | 20 | 18.9 | 1.4 | 28.3 | 12.8 | 29.4 | 19.4 | 17.6 | 9.3 | 28 | 16.3 | 25 | 0.6 | 18.4 | 7.2 | 28.3 | 15.6 | 24.5 | 8.9 | 10.6 | 3.9 | 30 | 13.3 | 20 | 5.6 | 14.4 | 5 | 10.6 | 1.7 | 12.8 | 2.8 | 18.3 | 7.8 | 10.6 | 2.8 | 14.3 | -7.4
6 | 2 | 11.1 | -1.7 | 29.4 | 18.3 | 27.8 | 20 | 15 | -10.6 | 25 | 5.6 | 19 | 5 | 16.1 | 8.9 | 21.7 | 15 | 27.9 | 7.2 | 23.3 | 6.7 | 16.7 | 6.7 | 17.8 | -1.1 | 27.2 | -9.4 | 28 | 23 | 27.2 | 21.7 | 28.9 | 18.9 | 33.9 | 17.2 | 30 | 18.3 | 29.4 | 16.1 | 30.6 | 18.9 | 26.1 | 12.2 | 18.3 | 1.1 | 17.2 | 3.3 | 12.2 | 5.6 | 17.8 | 7.2 | 22.8 | 7.4 | 29.4 | 22.2 | 30.6 | 18.3 | 21.1 | 8.3 | 14 | 0 | 16.1 | 3.3 | 13.3 | 10.7 | 12.2 | 2.8 | 12.8 | -3.3 | 23.9 | 12.2 | 12.8 | -2.8 | 16.1 | 1.4 | 21.1 | 17.2 | 16.1 | 3.5 | 21.7 | 16.7 | 29.6 | 18.4 | 21.1 | -2.8 | 12.2 | 6.1 | 21.7 | 8.3 | 24.3 | 19.6 | 21.1 | 20 | 22.6 | 2.1 | 25.6 | 16.1 | 29.4 | -11.7 | 17 | -5.4 | 29.1 | -9.1 | 12.8 | -5 | 18.9 | 10 | 24.6 | 13.2 | 28.9 | 18.9 | 12.2 | 8.9 | 8.3 | 4.4 | 15 | 13.3 | 13 | 10 | 17.2 | 3.5 | 13.5 | 4.9 | 17.8 | 5 | 18.9 | 16.1 | 16 | 4 | 28.3 | 20.6 | 28 | 21.1 | 19.4 | 1.8 | 28.9 | 10.6 | 30.6 | 17.8 | 18.5 | 9.1 | 28.1 | 17 | 25.6 | 0.6 | 20 | 6.4 | 28.9 | 16.1 | 25 | 8.1 | 7.8 | 5.6 | 31.1 | 13.9 | 20 | 6.7 | 15 | 4.4 | 10.8 | 1.9 | 14.4 | 3.9 | 19.4 | 7.8 | 11.1 | 2.8 | 15 | -8.3
6 | 2 | 11.7 | -2.2 | 28.3 | 18.3 | 30 | 20 | 14.6 | -9.1 | 25 | 4.7 | 18 | 7 | 17.2 | 8.6 | 21.7 | 14.4 | 28.7 | 6.8 | 21.7 | 7.2 | 15 | 7.2 | 17.2 | -0.6 | 27.2 | -9.4 | 28 | 24 | 27.8 | 22.2 | 28.9 | 18.9 | 34.4 | 15.8 | 30.6 | 17.8 | 29.4 | 15.6 | 30 | 18.9 | 26.7 | 13.3 | 18.9 | 1.1 | 15.6 | 1.7 | 12.2 | 5.6 | 18.3 | 5.6 | 23.3 | 7.8 | 28.9 | 21.7 | 30 | 18.9 | 22.8 | 3.9 | 14 | -1 | 17.2 | 3.3 | 13.9 | 9.4 | 12.8 | 2.2 | 14.4 | -1.7 | 23.9 | 13.3 | 13.9 | -2.8 | 16.7 | 1.7 | 22.8 | 18.3 | 16.7 | 3.3 | 22.2 | 16.7 | 30 | 18.3 | 21.7 | -1.1 | 10 | 6.7 | 22.2 | 7.8 | 23.5 | 19.5 | 21.1 | 20 | 23.3 | 2.2 | 26.1 | 16.1 | 29.4 | -9.4 | 18 | -5.3 | 29.8 | -10.4 | 13.9 | -5 | 21.1 | 5 | 24.8 | 14 | 26.7 | 18.9 | 12.8 | 10 | 10 | 3.9 | 13.9 | 12.2 | 14 | 11 | 16.7 | 3.4 | 13.7 | 5.1 | 17.8 | 4.4 | 16.7 | 15 | 17 | 6 | 27.8 | 20.6 | 25.9 | 21.4 | 20 | 1.7 | 28.9 | 13.3 | 30.6 | 16.1 | 19.4 | 8.9 | 28.3 | 17.8 | 26.1 | 0.6 | 21.7 | 5.6 | 28.9 | 16.1 | 25.6 | 7.8 | 8.3 | 5.6 | 31.1 | 13.9 | 21.1 | 6.7 | 16.7 | 3.9 | 10.9 | 2 | 15 | 3.9 | 18.9 | 7.8 | 10.6 | 3.3 | 14.8 | -7
4 | 2 | 12.2 | -2.2 | 28.3 | 18.9 | 29.4 | 20 | 14.3 | -9.3 | 25 | 4.2 | 17 | 8 | 18.3 | 8.3 | 21.1 | 13.9 | 29.4 | 6.1 | 20 | 8.3 | 15 | 7.8 | 15 | -0.6 | 22.8 | -4.4 | 27 | 24 | 27.8 | 21.1 | 28.3 | 18.9 | 35 | 13.9 | 30.6 | 17.2 | 29.4 | 14.4 | 29.4 | 19.4 | 27.2 | 13.9 | 18.3 | 0.6 | 15.6 | 1.1 | 12.8 | 5.6 | 17.2 | 5 | 23.9 | 8.3 | 29.4 | 21.7 | 29.4 | 17.2 | 24.4 | 6.1 | 13 | 0 | 17.2 | 2.8 | 14.4 | 7.8 | 13.9 | 1.1 | 15 | -3.3 | 23.3 | 12.2 | 14.4 | -2.8 | 16.9 | 1.3 | 23.3 | 17.8 | 16.3 | 2.7 | 23.3 | 16.7 | 29.4 | 18.2 | 22.2 | -1.7 | 9.4 | 6.1 | 21.1 | 8.3 | 22.8 | 19.4 | 17.8 | 15 | 23.5 | 2.4 | 21.1 | 17.2 | 28.3 | -11.7 | 18.9 | -5.6 | 30.6 | -10.6 | 13.9 | -5 | 21.1 | 4.4 | 25 | 14.4 | 21.7 | 18.3 | 14.4 | 12.2 | 12.2 | 4.4 | 13.3 | 12.8 | 13 | 10 | 16.1 | 2.8 | 13.9 | 5 | 17.2 | 3.9 | 16.7 | 16.1 | 17 | 4 | 26.1 | 18.9 | 23.9 | 21.7 | 20.6 | 2.9 | 28.3 | 13.3 | 30 | 16.1 | 20.2 | 8.6 | 27.8 | 17.4 | 27.8 | 0 | 21.5 | 5 | 28.3 | 16.7 | 25.4 | 7.1 | 7.2 | 4.4 | 23.3 | 16.1 | 20.6 | 8.3 | 17.2 | 2.8 | 11.1 | 2.2 | 15.6 | 1.1 | 16.7 | 6.1 | 10.6 | 4.4 | 14.6 | -7.2
5 | 2 | 12.2 | -2.2 | 28.9 | 17.8 | 28.3 | 19.4 | 13.9 | -10 | 25 | 2.8 | 16 | 10 | 17.9 | 7.9 | 20.6 | 15 | 26.6 | 9.5 | 17.2 | 7.8 | 13.3 | 7.8 | 15.6 | 0 | 18.9 | 1.7 | 27 | 24 | 27.2 | 21.7 | 28.3 | 19.4 | 33.3 | 15.8 | 30.6 | 17.2 | 29.4 | 15.6 | 27.8 | 18.9 | 26.7 | 12.8 | 18.3 | 0.6 | 16.1 | 2.2 | 10.6 | 6.1 | 12.2 | 6.1 | 23.2 | 8.5 | 29.4 | 21.7 | 28.9 | 17.8 | 22.2 | 4.4 | 12 | 1 | 17.8 | 2.8 | 13.3 | 7.3 | 14.4 | 1.7 | 15 | -4.4 | 21.7 | 11.1 | 14.4 | -3.3 | 17 | 1.4 | 22.8 | 18.3 | 16 | 2.1 | 22.2 | 16.7 | 28.9 | 18.1 | 22.2 | -1.1 | 11.1 | 3.9 | 21.7 | 8.9 | 22.4 | 19.8 | 17.8 | 13.9 | 23.7 | 2.5 | 21.1 | 18.3 | 27.8 | -12.2 | 17 | -3.8 | 29.8 | -10.4 | 11.7 | -3.3 | 20 | 3.3 | 24.3 | 15.3 | 18.3 | 17.2 | 13.9 | 11.1 | 12.2 | 4.4 | 12.8 | 11.7 | 13 | 12 | 14.3 | 1.9 | 13.5 | 5.2 | 17.2 | 3.9 | 18.3 | 16.7 | 17 | 3 | 25.6 | 17.2 | 24.3 | 21.2 | 21.1 | 4.2 | 26.7 | 13.9 | 28.9 | 15.6 | 20.9 | 8.6 | 27.2 | 17.1 | 27.2 | -1.1 | 21.3 | 4.4 | 27.2 | 17.2 | 25.2 | 5.9 | 8.9 | 3.3 | 20 | 18.3 | 20 | 7.2 | 16.7 | 1.7 | 10.4 | 3 | 15.6 | 1.1 | 16.7 | 6.7 | 8.3 | 3.9 | 14.4 | -7.8
5 | 1 | 11.7 | -2.2 | 27.8 | 18.3 | 27.8 | 20 | 12.4 | -8.3 | 23.9 | 2.7 | 16 | 9 | 17.6 | 7.7 | 19.4 | 15 | 23.9 | 10.9 | 15.6 | 7.8 | 12.2 | 8.3 | 15 | 0 | 18.9 | 1.7 | 25 | 24 | 27.2 | 21.7 | 27.2 | 18.3 | 31.7 | 16.9 | 27.8 | 20.6 | 28.3 | 15 | 26.1 | 18.9 | 24.4 | 13.3 | 17.2 | 0.6 | 14.4 | 2.8 | 11.7 | 4.4 | 13.9 | 6.1 | 22.4 | 8.5 | 27.8 | 21.1 | 27.8 | 18.3 | 20.6 | 3.9 | 12 | 0 | 16.7 | 4.4 | 12.2 | 6.9 | 12.8 | 0.6 | 14.4 | -5.6 | 20 | 11.1 | 13.3 | -3.9 | 17.2 | 1.1 | 21.7 | 18.3 | 15.6 | 1.1 | 22.2 | 17.2 | 28.3 | 18.3 | 21.7 | -0.6 | 10 | 4.4 | 20.6 | 8.3 | 22.1 | 19.8 | 17.8 | 13.9 | 23.9 | 2.8 | 21.7 | 18.3 | 26.1 | -14.4 | 15.2 | -3.7 | 29.1 | -9.1 | 11.1 | -3.9 | 18.9 | 3.3 | 23.5 | 15.6 | 20 | 17.8 | 12.8 | 9.4 | 11.7 | 4.4 | 12.8 | 11.1 | 15 | 13 | 12.4 | 1.1 | 13.2 | 5.6 | 16.7 | 2.8 | 18.3 | 16.7 | 17 | 3 | 25 | 16.1 | 24.6 | 20.9 | 21.7 | 5 | 26.7 | 15 | 26.7 | 16.1 | 21.7 | 8.3 | 26.7 | 16.7 | 26.7 | -2.2 | 21.1 | 3.9 | 26.7 | 17.2 | 25 | 5 | 10 | 3.3 | 20.6 | 18.9 | 18.3 | 5.6 | 16.1 | 2.2 | 9.6 | 3.4 | 15 | 1.1 | 16.7 | 6.7 | 9.4 | 2.8 | 13.1 | -6.2
4 | 1 | 11.1 | -1.7 | 25 | 18.3 | 25.6 | 19.4 | 10.9 | -7.4 | 22.8 | 2.3 | 16 | 9 | 17.2 | 7.2 | 18.3 | 13.9 | 21.1 | 11.7 | 13.9 | 7.8 | 11.1 | 8.3 | 13.9 | 0 | 18.9 | 1.7 | 24 | 23 | 26.7 | 21.7 | 26.1 | 19.4 | 30 | 17.8 | 25.6 | 20.6 | 27.8 | 15 | 25 | 18.9 | 23.3 | 14.4 | 15.6 | 0.6 | 13.9 | 3.3 | 12.8 | 4.4 | 13.9 | 6.7 | 21.7 | 8.3 | 25.6 | 21.1 | 25.6 | 18.9 | 18.9 | 5 | 11 | 1 | 13.3 | 4.4 | 11.1 | 6.1 | 11.7 | 0 | 13.3 | -5 | 17.8 | 10 | 12.2 | -3.9 | 15.7 | 1 | 18.3 | 15.6 | 14.3 | 1.6 | 21.7 | 17.8 | 25.9 | 18.6 | 20.6 | 0.6 | 8.9 | 3.3 | 19.4 | 8.9 | 21.7 | 20 | 17.2 | 14.4 | 21.1 | 2.9 | 20 | 16.7 | 23.3 | -10.6 | 13.3 | -3.9 | 28.3 | -10.6 | 9.4 | -3.9 | 17.2 | 2.8 | 22.8 | 16.1 | 20 | 17.8 | 12.8 | 7.8 | 10 | 4.4 | 12.8 | 11.1 | 12 | 11 | 10.6 | 0 | 12.8 | 5.6 | 15.6 | 2.8 | 17.8 | 16.7 | 16 | 3 | 22.8 | 15 | 25 | 20.6 | 18.5 | 5.7 | 25.6 | 15.6 | 27.2 | 16.7 | 20 | 8.7 | 24.8 | 17.6 | 24.4 | -3.9 | 18.7 | 4.5 | 25 | 17.2 | 22.4 | 7.8 | 9.4 | 2.8 | 20 | 18.9 | 15 | 6.7 | 14.4 | 4.4 | 8.9 | 3.9 | 12.8 | 2.2 | 16.1 | 6.7 | 10 | 1.7 | 11.9 | -6.2
4 | 1 | 11.1 | -1.7 | 21.1 | 18.9 | 23.3 | 18.9 | 9.4 | -8.3 | 21.7 | 1.7 | 15 | 7 | 15.7 | 8 | 17.8 | 13.9 | 19.1 | 11.7 | 11.7 | 8.3 | 10 | 8.3 | 12.2 | 0 | 18.3 | 1.7 | 24 | 23 | 25.6 | 20.6 | 25.6 | 18.9 | 27.2 | 19 | 23.9 | 20.6 | 26.7 | 16.7 | 25 | 18.3 | 21.7 | 15.6 | 13.3 | -0.6 | 12.8 | 3.3 | 12.8 | 3.3 | 11.7 | 7.2 | 20.6 | 8.3 | 24.4 | 22.2 | 25 | 20 | 16.7 | 5 | 9 | 2 | 12.8 | 4.4 | 10.5 | 5.7 | 11.1 | -1.7 | 11.1 | -3.3 | 15.6 | 7.8 | 11.1 | -4.4 | 14.3 | 0.9 | 18.9 | 16.7 | 13 | 2 | 21.1 | 17.8 | 23.5 | 18.6 | 20 | -0.6 | 8.3 | 3.9 | 18.3 | 9.4 | 21.7 | 20 | 15.6 | 13.9 | 18.4 | 2.3 | 18.3 | 13.3 | 21.1 | -11.1 | 11.6 | -2.6 | 25.9 | -8.3 | 7.8 | -6.1 | 13.9 | 2.8 | 21.5 | 15.6 | 22.2 | 17.8 | 13.3 | 8.3 | 10 | 4.4 | 12.8 | 11.7 | 13 | 12 | 9.7 | 1.8 | 11.9 | 5.8 | 14.4 | 3.9 | 17.2 | 15.6 | 14 | 4 | 21.1 | 16.7 | 24.3 | 20.8 | 15.4 | 5.9 | 25 | 15 | 24.4 | 16.7 | 18.4 | 9 | 23 | 18.1 | 23.3 | -4.4 | 16.3 | 4.7 | 23.9 | 17.8 | 19.8 | 8.8 | 9.4 | 2.8 | 19.4 | 18.3 | 13.9 | 7.2 | 12.2 | 1.7 | 7.8 | 3.8 | 11.7 | 3.3 | 15.6 | 6.7 | 9.4 | 1.1 | 10.6 | -6.7
2 | 0 | 8.9 | -0.6 | 18.9 | 18.3 | 22.8 | 19.4 | 8.1 | -7.1 | 20.8 | 2.6 | 14 | 8 | 14.3 | 8.3 | 17.8 | 13.9 | 17 | 11.1 | 11.7 | 8.3 | 10 | 8.2 | 12.2 | -1.1 | 17.2 | 1.7 | 24 | 23 | 24.4 | 20 | 25.6 | 19.4 | 24.5 | 19.6 | 23.3 | 20.6 | 23.9 | 17.8 | 24.4 | 18.9 | 20.6 | 15.6 | 11.1 | -0.6 | 11.1 | 5.6 | 12.2 | 3.9 | 10 | 6.7 | 19.4 | 7.8 | 24.4 | 22.8 | 24.4 | 20.6 | 15.6 | 4.4 | 9 | 2 | 11.1 | 5 | 10 | 5 | 10 | -1.7 | 8.9 | -2.2 | 16.7 | 11.1 | 9.4 | -3.9 | 12.8 | 0.6 | 20 | 17.8 | 11.7 | 1.7 | 21.1 | 17.8 | 21.1 | 18.3 | 18.3 | 0.6 | 6.7 | 4.4 | 18.3 | 10 | 21.7 | 20 | 13.3 | 12.8 | 15.6 | 1.7 | 17.8 | 11.1 | 19.4 | -11.1 | 10 | -2 | 23.5 | -8.8 | 4.4 | -3.9 | 12.8 | 1.7 | 20.2 | 15.2 | 21.7 | 17.8 | 13.3 | 9.4 | 8.9 | 3.9 | 12.8 | 11.7 | 13 | 11 | 8.7 | 3.3 | 10.9 | 5.7 | 12.2 | 2.8 | 17.2 | 16.1 | 14 | 6 | 20.6 | 17.2 | 23.5 | 20.8 | 12.2 | 5 | 23.3 | 15.6 | 22.2 | 17.2 | 16.7 | 8.9 | 21.1 | 18.3 | 20.6 | -5.6 | 13.9 | 4.4 | 23.3 | 18.3 | 17.2 | 9.4 | 8.3 | 4.4 | 20 | 18.3 | 13.9 | 8.9 | 10.6 | 2.8 | 6.7 | 3.7 | 8.9 | 2.2 | 15.6 | 7.2 | 8.3 | 0.6 | 8.9 | -5.8
2 | 0 | 7.2 | 1.7 | 19.4 | 18.3 | 21.7 | 18.9 | 6.9 | -7.3 | 19.8 | 3.1 | 14 | 8 | 12.8 | 8.3 | 17.8 | 13.3 | 15 | 10.6 | 11.1 | 8.3 | 8.9 | 7.9 | 11.7 | -1.1 | 16.1 | 1.7 | 24 | 24 | 23.3 | 20 | 25 | 19.4 | 21.7 | 19.4 | 22.8 | 20.6 | 23.9 | 17.8 | 23.9 | 19.4 | 21.1 | 13.3 | 9.4 | 0 | 9.4 | 7.2 | 12.2 | 3.9 | 10 | 6.1 | 18.3 | 7.2 | 24.4 | 22.8 | 23.9 | 20.6 | 15 | 4.4 | 8 | 4 | 9.4 | 4.4 | 9.4 | 4.4 | 9.4 | 0 | 5.6 | -1.1 | 16.7 | 11.1 | 6.1 | -5 | 11.3 | 1.2 | 19.4 | 16.7 | 10.6 | 2.2 | 21.1 | 17.2 | 21.1 | 18.1 | 17.2 | 0.6 | 5 | 3.9 | 17.2 | 10.6 | 21.7 | 20 | 13.3 | 12.2 | 14.1 | 1.4 | 17.2 | 10.6 | 15.6 | -10 | 8.3 | -2.2 | 21.1 | -9.4 | 5 | -5 | 11.1 | 1.7 | 18.9 | 14.4 | 14.4 | 12.2 | 13.9 | 11.1 | 8.3 | 2.8 | 13.3 | 11.7 | 12 | 11 | 7.8 | 4.4 | 10 | 5.6 | 12.2 | 3.3 | 17.8 | 16.7 | 14 | 6 | 20.6 | 17.8 | 22.8 | 21.1 | 10.9 | 5 | 22.2 | 15 | 21.1 | 17.8 | 15.8 | 9.3 | 21.1 | 18.5 | 18.3 | -5.6 | 12.6 | 4.8 | 23.3 | 18.3 | 16.7 | 9.7 | 7.2 | 3.9 | 18.9 | 15.6 | 11.7 | 8.9 | 9.4 | 2.8 | 5.6 | 3.3 | 6.7 | 2.8 | 15 | 7.8 | 6.7 | 4.4 | 7.3 | -5.7
2 | 0 | 3.9 | 0.6 | 18.9 | 18.3 | 22.2 | 18.9 | 5.6 | -8.3 | 18.9 | 3.3 | 14 | 9 | 12.1 | 7.4 | 17.2 | 13.3 | 14.1 | 10.4 | 10.6 | 7.8 | 8.9 | 7.8 | 11.1 | -1.7 | 16.7 | 1.7 | 24 | 23 | 23.9 | 20 | 25 | 19.4 | 21.3 | 19.4 | 22.8 | 20.6 | 21.7 | 17.8 | 23.3 | 19.4 | 20.6 | 13.9 | 7.8 | 1.7 | 8.3 | 7.2 | 12.2 | 4.4 | 9.4 | 6.1 | 17.8 | 7.6 | 24.4 | 22.8 | 23.3 | 20 | 13.9 | 4.4 | 7 | 3 | 8.3 | 4.4 | 7.7 | 3.4 | 9.4 | 0.6 | 3.3 | 0.6 | 16.7 | 10.6 | 4.4 | -5 | 9.8 | 1.9 | 18.3 | 15 | 9.4 | 2.3 | 21.1 | 15.6 | 21.1 | 17.9 | 15.6 | 1.1 | 4.4 | 3.3 | 17.2 | 11.1 | 21.7 | 20.2 | 11.7 | 11.1 | 12.6 | 1.3 | 16.1 | 10 | 15 | -10 | 6.1 | -2 | 20.2 | -6.4 | 6.1 | -6.1 | 10 | 1.1 | 18.2 | 14.3 | 12.8 | 11.1 | 13.9 | 13.3 | 7.2 | 2.2 | 12.8 | 12.2 | 12 | 11 | 7.4 | 4.4 | 9.8 | 5.6 | 11.1 | 3.3 | 16.7 | 16.1 | 15 | 6 | 20.6 | 18.3 | 21.7 | 20 | 9.6 | 4.8 | 21.1 | 15.6 | 20 | 17.8 | 14.8 | 9.4 | 21.1 | 18.7 | 13.9 | -5.6 | 11.3 | 5 | 22.8 | 18.3 | 16.1 | 10 | 6.7 | 3.9 | 18.3 | 14.4 | 11.7 | 8.3 | 10.6 | 3.3 | 5.2 | 3.4 | 5.6 | 3.3 | 15.6 | 8.3 | 5 | 0.6 | 5.6 | -6.7
2 | 1 | 2.8 | -0.6 | 17.8 | 17.8 | 21.7 | 18.3 | 4.3 | -6.1 | 18 | 3.5 | 13 | 8 | 11.3 | 6.3 | 16.7 | 12.8 | 13.1 | 9.8 | 10 | 7.8 | 8.3 | 7.5 | 8.3 | 5.6 | 16.1 | 1.1 | 24 | 23 | 22.8 | 20 | 24.4 | 21.1 | 21 | 19.5 | 22.2 | 20 | 19.4 | 16.7 | 23.9 | 18.9 | 19.4 | 13.3 | 7.2 | 1.7 | 7.8 | 7.2 | 11.7 | 4.4 | 8.3 | 5 | 17.2 | 7.3 | 24.4 | 22.8 | 22.8 | 20 | 13.3 | 4.4 | 6 | 3 | 7.8 | 4.4 | 6.1 | 2.2 | 8.9 | 1.1 | 2.2 | 0 | 16.1 | 10.6 | 6.1 | -4.4 | 8.3 | 2.2 | 17.8 | 15 | 8.3 | 2.2 | 20.6 | 15.6 | 21.1 | 17.8 | 15.6 | 0.6 | 4.4 | 3.9 | 17.2 | 12.8 | 21.7 | 20.4 | 11.1 | 10.6 | 11.1 | 0.6 | 15 | 10.6 | 12.2 | -8.9 | 3.9 | -2.2 | 19.2 | -5.7 | 0.6 | -6.1 | 7.2 | 1.1 | 17.4 | 13.8 | 12.8 | 11.1 | 15 | 14.4 | 7.2 | 2.2 | 12.8 | 11.7 | 11 | 10 | 7.1 | 4.6 | 9.6 | 5.6 | 10.6 | 3.9 | 16.7 | 15.6 | 14 | 5 | 19.4 | 18.3 | 20.5 | 18.8 | 8.3 | 4.4 | 20.6 | 15.6 | 19.4 | 17.2 | 13.9 | 9.4 | 21.1 | 18.9 | 14.4 | -5.6 | 10 | 5 | 22.2 | 18.9 | 15.6 | 10 | 6.7 | 3.9 | 17.8 | 13.3 | 10.6 | 7.2 | 10 | 3.3 | 4.8 | 3.3 | 5 | 3.3 | 15 | 8.3 | 3.9 | -1.1 | 4.7 | -6
2 | 1 | 2.8 | -1.1 | 19.4 | 17.8 | 21.7 | 17.8 | 3 | -5.4 | 17 | 3.7 | 13 | 9 | 10.6 | 5 | 16.7 | 13.3 | 12.2 | 9.4 | 10 | 7.8 | 8.3 | 7 | 7.8 | 0 | 15 | 1.1 | 24 | 23 | 22.8 | 20 | 24.4 | 21.1 | 20.6 | 19.4 | 22.2 | 19.4 | 18.3 | 16.7 | 23.3 | 18.3 | 17.8 | 13.3 | 6.1 | 1.7 | 7.8 | 7.2 | 11.7 | 5 | 7.8 | 4.4 | 16.7 | 7.2 | 22.8 | 22.2 | 22.2 | 20 | 12.8 | 4.4 | 6 | 3 | 7.2 | 4.2 | 4.4 | 1.1 | 9.4 | 1.7 | 1.7 | 0 | 13.9 | 5.6 | 5.6 | -4.4 | 8.1 | 2.3 | 16.7 | 14.4 | 8.3 | 3 | 20 | 15.6 | 20.2 | 17.4 | 15.6 | 0 | 3.9 | 3.9 | 16.7 | 13.3 | 21.7 | 20.6 | 12.2 | 10 | 9.8 | 0.4 | 14.4 | 8.9 | 12.2 | -10 | 1.7 | -3.3 | 18.3 | -5 | -1.1 | -7.2 | 6.7 | 2.2 | 16.7 | 13.3 | 12.8 | 11.1 | 15.6 | 14.4 | 6.7 | 2.2 | 12.2 | 11.7 | 11 | 10 | 6.7 | 4.4 | 9.4 | 5.6 | 10 | 2.8 | 16.7 | 15.6 | 14 | 6 | 19.4 | 18.3 | 19.4 | 17.8 | 7.4 | 4.2 | 21.7 | 16.1 | 19.4 | 16.7 | 13 | 9.5 | 21.1 | 19.1 | 8.9 | -5.6 | 9.1 | 5.1 | 22.2 | 18.3 | 15.6 | 10.4 | 6.1 | 3.3 | 17.2 | 12.8 | 10 | 6.7 | 8.9 | 3.3 | 4.4 | 3.3 | 5.6 | 2.8 | 15 | 8.3 | 3.3 | -4.4 | 3.7 | -6.1
1 | 0 | 1.7 | -1.1 | 20 | 18.3 | 21.1 | 17.8 | 1.7 | -5.6 | 16.1 | 3.3 | 13 | 9 | 10.6 | 5.2 | 16.1 | 13.9 | 11.7 | 9.5 | 9.4 | 7.8 | 10 | 6.9 | 7.2 | 0 | 14.4 | 1.1 | 24 | 22 | 22.2 | 20 | 23.9 | 20.6 | 21.3 | 20.5 | 22.2 | 19.4 | 18.3 | 16.1 | 23.3 | 18.3 | 17.8 | 13.3 | 5 | 1.1 | 7.8 | 7.8 | 11.7 | 5.6 | 7.2 | 3.9 | 16.5 | 7.7 | 23.3 | 21.7 | 23.3 | 19.4 | 12.8 | 4.4 | 5 | 3 | 6.7 | 4 | 3.9 | 0.7 | 9.4 | 2.2 | 1.7 | 0 | 13.3 | 5.6 | 4.4 | -4.4 | 8 | 2.7 | 15.6 | 13.9 | 8.3 | 3.4 | 19.4 | 15.6 | 19.2 | 17 | 14.4 | 0 | 4.4 | 3.9 | 16.1 | 13.3 | 21.5 | 20.3 | 11.7 | 8.3 | 8.5 | 0 | 13.3 | 8.9 | 10.6 | -8.9 | 0.9 | -3.3 | 18.5 | -4.3 | -1.7 | -7.2 | 4.4 | 1.1 | 15.9 | 13 | 11.7 | 10.6 | 16.7 | 15.6 | 6.1 | 2.2 | 12.2 | 11.7 | 12 | 12 | 6.5 | 4.3 | 8.7 | 5.5 | 8.9 | 3.3 | 16.7 | 15.6 | 13 | 6 | 19.4 | 18.3 | 19.6 | 17.8 | 6.5 | 3.8 | 21.7 | 16.1 | 18.3 | 17.2 | 12 | 9.1 | 21.1 | 19.2 | 11.7 | -4.4 | 8.1 | 5.1 | 22.2 | 18.3 | 15.6 | 10.4 | 5.6 | 3.3 | 16.1 | 7.8 | 10 | 6.7 | 8.3 | 4.4 | 4 | 2.7 | 3.3 | 2.2 | 15 | 8.3 | 2.2 | -4.4 | 2.8 | -7.2
1 | 0 | 1.7 | -0.6 | 20 | 18.3 | 21.7 | 18.9 | 0.2 | -5.5 | 14.6 | 3.7 | 12 | 6 | 10.6 | 5.2 | 16.1 | 13.9 | 11.1 | 9.6 | 9.4 | 7.8 | 10.6 | 6.6 | 6.7 | 0 | 14.4 | 1.7 | 24 | 22 | 21.1 | 19.4 | 23.3 | 20.6 | 22.1 | 21.8 | 22.2 | 19.4 | 17.8 | 16.1 | 22.8 | 18.3 | 17.8 | 13.3 | 3.9 | 1.1 | 8.3 | 7.8 | 11.7 | 6.1 | 6.1 | 3.9 | 16.3 | 8.1 | 23.9 | 22.2 | 23.3 | 20.6 | 12.8 | 5.6 | 4 | 3 | 6.1 | 3.8 | 3.3 | 0.3 | 8.9 | 3.3 | 1.7 | 0.6 | 12.8 | 8.3 | 3.9 | -4.4 | 7.8 | 2.8 | 16.1 | 13.9 | 8.3 | 3.9 | 18.9 | 15.6 | 18.3 | 16.7 | 13.9 | 0 | 3.9 | 3.3 | 16.1 | 13.9 | 21.3 | 20.1 | 11.1 | 7.2 | 7.2 | -0.6 | 12.8 | 7.8 | 8.9 | -8.9 | 0.2 | -3.9 | 18.7 | -3.6 | -2.8 | -7.2 | 3.9 | 1.7 | 15.2 | 12.7 | 10.6 | 9.4 | 16.7 | 15.6 | 6.1 | 2.2 | 12.2 | 11.7 | 11 | 11 | 6.3 | 4.1 | 7.9 | 5.2 | 7.8 | 3.3 | 16.1 | 15 | 13 | 3 | 18.9 | 18.3 | 19.8 | 17.8 | 5.6 | 3.3 | 22.2 | 16.1 | 18.3 | 17.2 | 11.1 | 8.9 | 21.1 | 19.4 | 7.8 | -5 | 7.2 | 5 | 21.1 | 18.3 | 15.6 | 10.6 | 5.6 | 3.3 | 15.6 | 5 | 10.6 | 6.7 | 8.9 | 4.4 | 3.7 | 2.2 | 3.3 | 2.8 | 14.4 | 8.3 | 1.7 | -5 | 2.2 | -5.7
1 | 1 | 1.7 | 0 | 19.4 | 17.2 | 21.7 | 18.9 | -1.3 | -6.4 | 13.2 | 4.1 | 12 | 6 | 10.6 | 5 | 15.6 | 14.4 | 10.6 | 9.4 | 9.4 | 7.8 | 11.1 | 6 | 6.1 | 0 | 13.9 | 1.1 | 23 | 22 | 20.6 | 18.9 | 22.8 | 20 | 22.8 | 22.8 | 21.1 | 19.4 | 17.8 | 16.1 | 22.8 | 17.8 | 17.8 | 13.9 | 3.9 | 0.6 | 8.3 | 7.8 | 11.1 | 8.3 | 5.6 | 3.3 | 16.1 | 8.3 | 23.3 | 22.2 | 22.8 | 20.6 | 11.7 | 7.2 | 4 | 3 | 5.6 | 3.6 | 2.8 | 0 | 8.9 | 4.4 | 1.1 | -0.6 | 11.7 | 7.8 | 2.8 | -4.4 | 7.6 | 3.7 | 16.1 | 13.9 | 7.6 | 4.2 | 18.3 | 15 | 18.3 | 16.8 | 13.9 | 0 | 4.4 | 3.3 | 16.1 | 13.9 | 21.1 | 20 | 10.6 | 6.7 | 7 | -0.2 | 12.8 | 8.9 | 8.9 | -7.2 | -0.6 | -5 | 18.9 | -3.9 | -1.1 | -7.2 | 4.4 | 1.7 | 14.4 | 12.2 | 9.4 | 8.3 | 16.7 | 15.6 | 6.1 | 2.2 | 12.2 | 11.7 | 11 | 11 | 6.1 | 3.9 | 7.2 | 5 | 7.8 | 3.9 | 16.7 | 15 | 12 | 3 | 19.4 | 18.9 | 20 | 17.8 | 5.2 | 2.9 | 21.1 | 16.1 | 17.8 | 16.7 | 10.2 | 8.3 | 20.7 | 19 | 7.2 | -6.1 | 7 | 4.8 | 21.1 | 18.3 | 14.5 | 10.4 | 5.6 | 3.9 | 15 | 5.6 | 10 | 7.8 | 8.3 | 4.4 | 3.3 | 1.7 | 5 | 3.3 | 14.4 | 8.3 | 0.6 | -5 | 1.7 | -5.2
1 | 0 | 1.1 | -0.6 | 17.8 | 17.8 | 22.2 | 18.9 | -2.8 | -7.8 | 11.7 | 3.9 | 12 | 6 | 10.8 | 4.9 | 15.6 | 15 | 11.3 | 9.8 | 9.4 | 7.8 | 10.6 | 6.1 | 5.6 | 0 | 12.8 | 1.1 | 23 | 22 | 20 | 18.3 | 22.2 | 20.6 | 22.6 | 22.3 | 20 | 18.9 | 17.2 | 15.6 | 22.8 | 17.8 | 17.2 | 14.4 | 2.8 | 0.6 | 7.8 | 7.2 | 10.6 | 9.4 | 6.1 | 3.3 | 15.2 | 10 | 23.3 | 22.2 | 22.8 | 20.6 | 11.1 | 7.8 | 4 | 2 | 5 | 3.3 | 4.8 | 0.9 | 9.4 | 5.6 | -0.6 | -1.7 | 11.1 | 7.2 | 2.2 | -4.4 | 7.4 | 4.4 | 15.6 | 13.9 | 6.8 | 4.3 | 17.2 | 15 | 18.3 | 17 | 13.3 | 0 | 3.3 | 2.8 | 16.1 | 14.4 | 21.5 | 20.2 | 7.8 | 6.7 | 6.9 | -0.1 | 12.8 | 8.9 | 5.6 | -5 | 2 | -3.2 | 19.8 | -2.8 | -2.8 | -6.1 | 3.3 | 1.7 | 14.4 | 12.3 | 9.4 | 8.3 | 16.7 | 15.6 | 6.7 | 2.2 | 12.2 | 11.7 | 12 | 11 | 6.3 | 4 | 7.8 | 5.5 | 7.2 | 3.3 | 17.2 | 15.6 | 11 | 6 | 18.9 | 18.9 | 20.4 | 18 | 4.8 | 2.2 | 21.1 | 16.1 | 17.8 | 16.7 | 9.2 | 7.8 | 20.4 | 18.7 | 6.7 | -6.1 | 6.9 | 4.7 | 21.1 | 18.3 | 13.3 | 9.8 | 6.1 | 3.3 | 14.4 | 5.6 | 10 | 7.2 | 5.6 | 3.9 | 3.9 | 2.3 | 7.8 | 3.9 | 13.9 | 8.3 | 1.1 | -6.1 | 1.1 | -5.6
1 | 1 | 3.3 | 0 | 19.4 | 18.3 | 21.7 | 18.9 | -0.2 | -6.3 | 13.5 | 4.4 | 12 | 6 | 10.9 | 4.8 | 15.6 | 15 | 12.1 | 9.9 | 9.4 | 8.3 | 10.6 | 6.6 | 6.7 | 0 | 12.8 | 1.1 | 24 | 23 | 20.6 | 18.3 | 22.2 | 20 | 22.4 | 21.7 | 20.6 | 18.9 | 17.2 | 15.6 | 22.8 | 17.8 | 16.1 | 14.4 | 2.8 | 0.6 | 7.8 | 6.1 | 10.6 | 10 | 6.7 | 3.9 | 14.2 | 11.2 | 23.9 | 22.8 | 22.2 | 20.6 | 11.1 | 7.8 | 3 | 0 | 6.7 | 3.3 | 6.9 | 1.6 | 10 | 5 | 0 | -1.7 | 10.6 | 6.1 | 2.8 | -5.6 | 7.2 | 5 | 15 | 11.1 | 6.1 | 4.4 | 18.3 | 15.6 | 18.3 | 17.2 | 10.6 | 1.1 | 5 | 3.3 | 16.1 | 13.9 | 21.8 | 20.3 | 11.1 | 6.7 | 6.7 | 0 | 13.3 | 8.3 | 4.4 | -6.1 | 4.6 | -2.2 | 20.8 | -2.6 | 1.1 | -5.6 | 4.4 | 2.8 | 14.4 | 12.3 | 9.4 | 8.3 | 16.7 | 16.1 | 6.1 | 2.2 | 12.2 | 11.7 | 13 | 12 | 6.5 | 3.8 | 8.3 | 5.8 | 8.3 | 4.4 | 17.2 | 15.6 | 10 | 6 | 19.4 | 18.9 | 20.7 | 18.1 | 4.4 | 1.7 | 20 | 16.1 | 19.4 | 17.2 | 8.3 | 7.2 | 20 | 18.3 | 8.9 | -5 | 6.7 | 4.4 | 21.1 | 18.9 | 12.2 | 9.4 | 6.7 | 3.3 | 13.9 | 6.1 | 12.2 | 7.8 | 7.8 | 5 | 4.4 | 2.7 | 10 | 4.4 | 13.9 | 8.3 | 2.2 | -4.4 | 2.6 | -2.9
2 | 1 | 5.6 | 1.1 | 21.7 | 17.8 | 22.8 | 19.4 | 2.4 | -5.9 | 15.4 | 4.8 | 12 | 6 | 11.1 | 4.4 | 15.6 | 15 | 12.8 | 10 | 11.7 | 8.9 | 11.7 | 7.4 | 10.6 | 2.2 | 12.8 | 1.7 | 26 | 23 | 21.1 | 18.9 | 23.9 | 20.6 | 22.2 | 21.1 | 21.1 | 19.4 | 18.3 | 16.7 | 23.3 | 17.8 | 19.4 | 15 | 5.6 | 1.7 | 8.9 | 6.1 | 11.1 | 10.6 | 6.7 | 3.9 | 13.3 | 12.2 | 24.4 | 22.2 | 22.8 | 21.1 | 11.7 | 8.9 | 6 | 1 | 9.4 | 5 | 8.9 | 2.2 | 9.4 | 7.2 | 3.9 | -1.1 | 11.1 | 7.8 | 3.9 | -5 | 10.5 | 5.7 | 15 | 9.4 | 8.9 | 5.5 | 19.4 | 15.6 | 20.3 | 18.3 | 12.2 | 2.2 | 6.1 | 3.9 | 16.1 | 13.9 | 22.2 | 20.6 | 12.8 | 8.9 | 11.3 | 2.6 | 13.3 | 8.9 | 6.7 | -6.1 | 7.2 | -1.7 | 21.7 | -2.2 | 5 | -3.9 | 8.9 | 3.3 | 14.4 | 12.2 | 10 | 8.9 | 17.8 | 16.1 | 6.1 | 2.2 | 12.2 | 11.7 | 14 | 12 | 6.7 | 3.9 | 8.9 | 6.1 | 10.6 | 5.6 | 17.8 | 15 | 9 | 7 | 20.6 | 19.4 | 21.1 | 18.3 | 9 | 4.4 | 20 | 16.7 | 22.2 | 17.8 | 7.8 | 7.1 | 20.2 | 17.8 | 12.8 | -4.4 | 9.5 | 5.1 | 22.2 | 18.3 | 14.8 | 10.2 | 7.2 | 3.3 | 14.4 | 7.2 | 14.4 | 9.4 | 10.6 | 5 | 5 | 3.3 | 10.6 | 6.1 | 14.4 | 8.3 | 5.6 | -3.9 | 4.1 | -1.1
4 | 2 | 7.2 | 0.6 | 23.9 | 19.4 | 23.3 | 19.4 | 5 | -6.7 | 17.2 | 5 | 13 | 9 | 11.5 | 4.5 | 16.1 | 15 | 14.8 | 10.4 | 13.9 | 8.9 | 11.7 | 7.8 | 13.3 | 1.7 | 18.3 | 1.7 | 27 | 23 | 24.4 | 20.6 | 26.7 | 18.9 | 24.1 | 21.4 | 23.3 | 20 | 20 | 16.7 | 25 | 18.3 | 20.6 | 13.9 | 7.8 | 2.8 | 10 | 7.2 | 13.3 | 12.2 | 11.1 | 6.1 | 13.9 | 12.8 | 25.6 | 23.3 | 23.9 | 21.7 | 12.2 | 9.4 | 8 | 2 | 12.8 | 6.1 | 10.9 | 2.2 | 9.4 | 7.8 | 9.4 | -0.6 | 12.8 | 8.3 | 3.9 | -6.1 | 13.9 | 5.6 | 15.6 | 8.3 | 11.6 | 5.9 | 20.6 | 16.1 | 22.4 | 19.6 | 13.9 | 2.8 | 7.8 | 3.3 | 16.7 | 13.3 | 21.3 | 19.1 | 15.6 | 9.4 | 16 | 4.7 | 13.9 | 10 | 7.2 | -6.1 | 10.4 | -0.6 | 23.7 | -1.1 | 8.3 | -3.9 | 11.7 | 3.3 | 14.6 | 12.7 | 11.1 | 8.3 | 18.9 | 16.1 | 6.7 | 2.2 | 12.2 | 11.7 | 16 | 12 | 8.2 | 3.7 | 9.8 | 6.4 | 13.3 | 6.7 | 17.8 | 15.6 | 10 | 7 | 22.2 | 20 | 22.4 | 18.2 | 13.7 | 6.8 | 21.1 | 16.7 | 24.4 | 18.3 | 7.2 | 6.9 | 20.4 | 17.4 | 20 | -3.9 | 12.2 | 5.2 | 24.4 | 18.9 | 17.4 | 10.6 | 9.4 | 3.9 | 15 | 7.2 | 16.7 | 10 | 11.7 | 6.1 | 6.5 | 3.7 | 11.7 | 6.1 | 15.6 | 8.9 | 9.4 | 1.1 | 5.6 | 0.6
6 | 2 | 7.8 | 0 | 26.7 | 20 | 26.7 | 20 | 6.7 | -6.5 | 18.9 | 5.4 | 14 | 7 | 11.8 | 4.5 | 17.2 | 15 | 16.9 | 10.5 | 17.2 | 9.4 | 12.2 | 7.8 | 15 | 3.3 | 20 | 1.7 | 28 | 23 | 25 | 20.6 | 27.8 | 18.9 | 25.9 | 21.4 | 25.6 | 19.4 | 22.2 | 16.7 | 26.7 | 18.3 | 22.8 | 12.8 | 11.1 | 3.3 | 11.7 | 7.8 | 15.6 | 13.3 | 17.2 | 8.3 | 14.4 | 13.3 | 25.6 | 22.2 | 25 | 21.7 | 13.9 | 10 | 11 | 2 | 16.1 | 8.3 | 13 | 1.7 | 9.4 | 8.3 | 12.2 | -2.8 | 15 | 7.8 | 5.6 | -6.7 | 17.2 | 4.4 | 16.1 | 8.9 | 14.4 | 6.1 | 22.2 | 16.1 | 24.4 | 20.6 | 15 | 2.8 | 8.9 | 2.8 | 17.8 | 12.8 | 20.3 | 17.5 | 17.8 | 8.3 | 20.6 | 6.1 | 16.1 | 10.6 | 8.3 | -6.1 | 13.5 | -0.2 | 25.8 | -0.9 | 10.6 | -1.7 | 13.3 | 1.7 | 14.8 | 13 | 12.2 | 8.3 | 20.6 | 16.1 | 8.3 | 2.2 | 13.3 | 12.8 | 17 | 12 | 9.6 | 2.9 | 10.8 | 6.6 | 15.6 | 5 | 19.4 | 15 | 11 | 7 | 24.4 | 20 | 23.7 | 18.2 | 18.3 | 8.9 | 22.8 | 17.2 | 27.8 | 20 | 6.7 | 6.7 | 20.6 | 16.7 | 22.8 | -3.9 | 15 | 4.4 | 27.2 | 18.9 | 20 | 10.6 | 10 | 2.8 | 17.8 | 8.3 | 18.9 | 11.1 | 13.9 | 6.1 | 7.9 | 3.8 | 11.7 | 6.7 | 16.7 | 8.9 | 10.6 | 0 | 6.9 | 0.8
8 | 3 | 8.9 | 0 | 27.2 | 20 | 28.3 | 19.4 | 8.3 | -8.1 | 20.5 | 5.7 | 13 | 8 | 12.2 | 4.4 | 18.9 | 15 | 18.9 | 10.6 | 17.2 | 10 | 15 | 7.2 | 18.9 | 3.9 | 22.8 | 2.2 | 29 | 23 | 25 | 20 | 27.8 | 19.4 | 27.8 | 21.1 | 27.2 | 19.4 | 24.4 | 17.8 | 27.8 | 18.3 | 21.1 | 15 | 13.9 | 2.8 | 11.7 | 8.3 | 18.9 | 16.1 | 19.4 | 8.9 | 15 | 13.9 | 27.8 | 21.7 | 26.1 | 21.7 | 15 | 10.6 | 12 | 0 | 18.9 | 9.4 | 15 | 0.6 | 11.1 | 10.6 | 15 | -0.6 | 15.6 | 7.2 | 6.1 | -5.6 | 18.5 | 4.7 | 16.7 | 8.9 | 16.8 | 6.9 | 23.3 | 14.4 | 25.9 | 20.5 | 16.1 | 2.8 | 11.1 | 3.9 | 18.9 | 12.8 | 19.4 | 16.1 | 18.9 | 7.2 | 22.8 | 6.2 | 17.2 | 10.6 | 10 | -6.1 | 16.7 | -0.6 | 27.8 | 0 | 13.3 | -2.2 | 15 | 1.1 | 15 | 13.3 | 13.3 | 7.2 | 22.8 | 16.7 | 10.6 | 2.2 | 14.4 | 12.8 | 18 | 12 | 11.1 | 2.2 | 11.7 | 6.7 | 17.8 | 4.4 | 19.4 | 15 | 10 | 8 | 26.1 | 21.1 | 25 | 17.8 | 20.3 | 8.7 | 23.9 | 16.7 | 29.4 | 20 | 7.4 | 6.8 | 20.6 | 16.9 | 24.4 | -3.3 | 15.9 | 4.6 | 27.2 | 19.4 | 21.7 | 11.2 | 11.1 | 5 | 17.8 | 8.9 | 21.7 | 10.6 | 15.6 | 6.7 | 9.4 | 3.9 | 12.8 | 7.8 | 17.8 | 11.1 | 12.2 | 1.1 | 8.1 | 0.3
9 | 2 | 10.6 | -1.1 | 28.9 | 20 | 29.4 | 19.4 | 10 | -11.1 | 22.2 | 6.1 | 14 | 8 | 13.1 | 4.5 | 17.8 | 14.4 | 20.9 | 11 | 17.2 | 9.4 | 13.9 | 7.2 | 21.7 | 2.8 | 22.8 | 1.7 | 29 | 23 | 29.4 | 19.4 | 28.3 | 18.9 | 29.8 | 20.7 | 27.8 | 19.4 | 25.6 | 17.2 | 26.1 | 18.3 | 18.9 | 16.1 | 15.6 | 2.2 | 16.1 | 12.2 | 20.6 | 17.2 | 21.7 | 7.8 | 15.6 | 14 | 28.9 | 21.1 | 27.2 | 19.4 | 15 | 10.6 | 13 | -2 | 20.6 | 7.8 | 15.2 | 2 | 13.9 | 12.2 | 16.7 | -2.8 | 16.7 | 6.7 | 7.2 | -4.4 | 19.8 | 5.1 | 16.7 | 8.9 | 19.3 | 7.1 | 24.4 | 12.2 | 27.4 | 20 | 18.3 | 3.3 | 12.2 | 3.9 | 19.4 | 13.3 | 19.4 | 16.1 | 19.4 | 7.2 | 25 | 6.3 | 16.1 | 9.4 | 12.2 | -5.6 | 18.7 | -1 | 28.7 | -2.1 | 14.4 | -2.8 | 16.7 | 1.1 | 17.2 | 14.5 | 14.4 | 7.2 | 23.3 | 15.6 | 12.2 | 2.2 | 17.8 | 13.9 | 18 | 13 | 12.6 | 2.2 | 12.6 | 6.9 | 19.4 | 3.3 | 21.1 | 15.6 | 11 | 8 | 27.8 | 21.1 | 25.7 | 17.1 | 22.4 | 7.8 | 25.6 | 15.6 | 28.3 | 18.9 | 8.2 | 7.2 | 20.6 | 16.9 | 25 | -2.8 | 16.9 | 4.9 | 27.8 | 20 | 23.3 | 11.4 | 12.8 | 4.4 | 18.9 | 9.4 | 21.1 | 10.6 | 16.7 | 5.6 | 11.1 | 4.6 | 15.6 | 7.2 | 17.2 | 11.7 | 13.3 | -1.7 | 9.4 | 0
11 | 3 | 11.7 | -1.1 | 29.4 | 20 | 30 | 18.9 | 10.9 | -10.5 | 23.5 | 5.9 | 16 | 6 | 14.1 | 4.7 | 19.4 | 14.4 | 23 | 11.4 | 21.7 | 8.9 | 15 | 7.8 | 23.3 | -1.7 | 23.9 | 1.7 | 29 | 23 | 30 | 18.3 | 28.3 | 20.6 | 31.9 | 20.2 | 28.9 | 18.3 | 27.2 | 17.2 | 28.9 | 18.3 | 13.3 | 12.2 | 17.8 | 2.2 | 17.2 | 13.9 | 24.4 | 20 | 23.9 | 5.6 | 16.1 | 14 | 27.2 | 22.2 | 26.7 | 18.9 | 16.1 | 11.1 | 14 | -3 | 21.7 | 7.8 | 15.4 | 3.5 | 13.9 | 12.8 | 18.3 | -2.8 | 17.8 | 6.1 | 8.3 | -5 | 21.1 | 5 | 15.6 | 7.8 | 21.7 | 7.2 | 24.4 | 10.6 | 28.9 | 19.4 | 20.6 | 3.3 | 15 | 5.6 | 22.2 | 13.9 | 19.4 | 16.1 | 21.1 | 7.2 | 27.2 | 5.6 | 18.3 | 9.4 | 13.3 | -6.1 | 20.8 | -2.6 | 29.7 | -4.5 | 16.1 | -1.7 | 17.8 | 1.1 | 19.5 | 15.8 | 15.6 | 8.3 | 23.9 | 12.8 | 12.8 | 2.2 | 19.4 | 14.4 | 14 | 13 | 14.1 | 2 | 13.5 | 7.1 | 20 | 3.3 | 23.3 | 15.6 | 11 | 8 | 29.4 | 21.7 | 26.5 | 16.5 | 24.4 | 6.7 | 26.7 | 14.4 | 30.6 | 19.4 | 8.9 | 7.2 | 20.6 | 16.7 | 25.6 | -2.2 | 17.8 | 4.4 | 28.9 | 20.6 | 25 | 11.7 | 12.8 | 4.4 | 18.9 | 7.8 | 22.2 | 10.6 | 17.8 | 6.7 | 12.7 | 4.9 | 16.7 | 7.8 | 14.4 | 14.4 | 15.6 | 0 | 9.4 | 0.3
12 | 3 | 12.2 | 0 | 30.6 | 17.8 | 30 | 17.2 | 11.9 | -11.7 | 24.8 | 5.6 | 17 | 6 | 15 | 4.4 | 20.6 | 14.4 | 25 | 11.7 | 20.6 | 10 | 15.6 | 7.8 | 24.4 | 0 | 25.6 | 1.7 | 29 | 23 | 31.1 | 18.9 | 28.9 | 20.6 | 33.9 | 18.9 | 29.4 | 18.9 | 27.8 | 14.4 | 29.4 | 17.8 | 13.3 | 10.6 | 17.8 | 2.2 | 20 | 10 | 23.9 | 19.4 | 24.4 | 5.6 | 16.7 | 13.9 | 28.3 | 21.7 | 27.2 | 19.4 | 16.1 | 11.1 | 16 | -1 | 22.2 | 7.8 | 15.6 | 4.4 | 15 | 13.3 | 18.3 | -2.2 | 18.3 | 3.3 | 8.3 | -4.4 | 21.5 | 5.4 | 15.6 | 7.8 | 22.8 | 7.8 | 23.9 | 10.6 | 29.1 | 19.2 | 22.2 | -0.6 | 16.1 | 6.1 | 22.8 | 13.9 | 19.4 | 16.1 | 21.7 | 7.8 | 27.2 | 6.1 | 18.9 | 9.4 | 14.4 | -5.6 | 22.8 | -5 | 30.6 | -8.9 | 17.2 | -2.8 | 19.4 | 0.6 | 21.7 | 16.7 | 15.6 | 8.3 | 24.4 | 12.2 | 13.9 | 2.2 | 20.6 | 14.4 | 13 | 13 | 15.6 | 1.7 | 14.4 | 7.2 | 20.6 | 2.8 | 22.8 | 15.6 | 12 | 7 | 30.6 | 21.1 | 27.2 | 15.6 | 24.8 | 6.1 | 27.8 | 13.9 | 30 | 18.3 | 10.6 | 7.7 | 20.6 | 16.7 | 26.7 | -2.8 | 18.9 | 4.3 | 29.4 | 20.6 | 25.9 | 11.3 | 14.4 | 2.2 | 18.3 | 7.8 | 22.8 | 11.1 | 19.4 | 5 | 14.4 | 5.6 | 17.2 | 6.7 | 14.4 | 14.4 | 16.7 | -1.7 | 9.4 | 0.3
11 | 2 | 13.3 | -1.7 | 30 | 17.8 | 28.3 | 17.2 | 12.8 | -13.9 | 26.1 | 5 | 16 | 6 | 15.9 | 4.6 | 21.1 | 14.4 | 25.2 | 10.7 | 18.3 | 9.4 | 15.6 | 7.8 | 25 | -3.3 | 23.3 | 1.7 | 28 | 24 | 32.2 | 18.9 | 28.9 | 21.7 | 34.1 | 18.6 | 29.4 | 18.3 | 28.9 | 13.9 | 29.4 | 17.8 | 12.2 | 8.3 | 18.9 | 0.6 | 17.2 | 10.6 | 26.1 | 20.6 | 26.7 | 5 | 16.9 | 14.2 | 29.4 | 21.1 | 27.8 | 20 | 17.8 | 10.6 | 17 | 0 | 22.2 | 7.8 | 15.4 | 4.5 | 15.6 | 13.9 | 20 | -3.3 | 18.3 | 3.3 | 9.4 | -5.6 | 21.8 | 5.3 | 15.6 | 7.2 | 23.9 | 8.4 | 22.8 | 10.6 | 29.2 | 18.7 | 21.7 | 0.6 | 16.7 | 5 | 23.3 | 14.4 | 18.5 | 15.4 | 21.7 | 7.2 | 27.2 | 6.1 | 18.9 | 7.2 | 15 | -6.1 | 23.3 | -4.2 | 31 | -7.8 | 19.4 | -1.1 | 20 | 0 | 23.2 | 16.8 | 15.6 | 8.3 | 25 | 11.1 | 15 | 2.2 | 21.7 | 16.1 | 13 | 13 | 15.6 | 1.7 | 15.2 | 7.3 | 20.6 | 3.3 | 24.4 | 13.3 | 12 | 7 | 30 | 21.1 | 27.2 | 15.3 | 25.2 | 4.9 | 27.2 | 16.1 | 31.7 | 18.3 | 12.2 | 8.1 | 20.6 | 16.5 | 27.2 | -2.2 | 20 | 4.1 | 29.4 | 21.1 | 26.9 | 10.6 | 14.4 | 1.7 | 17.8 | 7.8 | 22.2 | 12.2 | 19.4 | 3.9 | 14.8 | 4.8 | 18.3 | 7.8 | 15 | 14.4 | 17.8 | -1.7 | 9.4 | 0.6
12 | 1 | 13.9 | -2.2 | 30 | 17.8 | 27.8 | 18.3 | 12.6 | -13.5 | 26.5 | 4.3 | 14 | 5 | 16.9 | 4.9 | 20.6 | 14.4 | 25.4 | 10.1 | 18.9 | 8.9 | 16.1 | 8.3 | 25 | -6.7 | 23.3 | 1.1 | 30 | 23 | 30.6 | 18.9 | 28.9 | 21.7 | 34.2 | 18.3 | 30 | 18.3 | 28.9 | 13.3 | 28.9 | 17.8 | 13.3 | 9.4 | 19.4 | 0.6 | 15.6 | 8.9 | 26.1 | 18.3 | 26.1 | 2.8 | 17 | 14.3 | 28.9 | 21.1 | 27.8 | 20.6 | 20 | 11.1 | 17 | 0 | 21.7 | 7.8 | 15.2 | 4.3 | 16.7 | 15.6 | 19.4 | 0 | 18.9 | 3.3 | 10 | -5 | 22.2 | 5.6 | 15.6 | 7.2 | 25 | 8.9 | 21.1 | 10 | 29.4 | 18.3 | 18.9 | 1.7 | 17.8 | 5.6 | 24.4 | 14.4 | 17.6 | 14.7 | 22.8 | 7.2 | 27.2 | 6.7 | 20.6 | 8.9 | 14.4 | -5.6 | 23.9 | -4.6 | 31.3 | -6.1 | 20 | -2.2 | 20.6 | 0 | 24.6 | 16.9 | 17.2 | 9.4 | 24.4 | 12.2 | 16.1 | 2.8 | 21.7 | 16.1 | 14 | 14 | 15.6 | 1.3 | 15.9 | 6.9 | 21.1 | 6.1 | 25.6 | 12.2 | 12 | 7 | 29.4 | 20.6 | 27.2 | 15.3 | 25.6 | 3.9 | 26.7 | 15.6 | 30.6 | 17.2 | 13.9 | 8.3 | 20.6 | 16.1 | 27.8 | -7.8 | 21.1 | 3.3 | 30 | 21.1 | 27.8 | 10 | 15 | 1.7 | 18.9 | 8.9 | 20.6 | 11.7 | 20 | 3.9 | 15.2 | 4.3 | 18.3 | 8.3 | 15.6 | 15 | 18.9 | -1.7 | 9.6 | 1.2
13 | 2 | 13.9 | -2.2 | 30.6 | 17.8 | 22.2 | 18.3 | 12.4 | -15.5 | 26.8 | 4 | 13 | 5 | 17.8 | 4.4 | 20.6 | 13.9 | 25.6 | 8.9 | 17.8 | 8.3 | 14.4 | 7.8 | 24.4 | -2.8 | 21.1 | 1.1 | 29 | 23 | 28.9 | 18.3 | 28.9 | 22.2 | 34.4 | 18.3 | 30 | 16.7 | 28.9 | 13.3 | 27.2 | 18.3 | 15.6 | 9.4 | 19.4 | -0.6 | 11.1 | 7.2 | 26.7 | 18.9 | 25.6 | 2.8 | 17.2 | 14.4 | 27.8 | 21.7 | 27.8 | 20.6 | 20.6 | 10.6 | 17 | 0 | 21.7 | 8.9 | 15 | 3.9 | 17.8 | 16.7 | 19.4 | 0 | 18.9 | 3.3 | 9.4 | -6.7 | 22 | 5.9 | 15.6 | 7.2 | 24.8 | 9.2 | 20 | 8.3 | 28.9 | 18.4 | 17.2 | 1.7 | 18.3 | 3.9 | 25.6 | 15 | 16.7 | 13.9 | 23.3 | 8.9 | 27.4 | 6.2 | 21.1 | 8.9 | 14.4 | -4.4 | 24.4 | -5 | 31.7 | -7.2 | 21.1 | -4.4 | 20.6 | 0 | 26.1 | 16.7 | 17.2 | 7.2 | 25 | 12.2 | 16.7 | 2.8 | 22.2 | 16.1 | 14 | 13 | 15.6 | 1.1 | 16.7 | 6.7 | 19.4 | 6.7 | 25.6 | 10.6 | 12 | 7 | 28.3 | 20.6 | 27.2 | 15 | 25 | 4.2 | 26.7 | 15.6 | 30.6 | 17.2 | 15 | 8.7 | 20.8 | 16.2 | 27.2 | -8.9 | 20.9 | 3.2 | 29.4 | 21.7 | 27.6 | 9.9 | 15 | 2.2 | 18.9 | 8.9 | 20 | 12.8 | 20.6 | 4.4 | 15.6 | 3.3 | 14.4 | 6.7 | 17.2 | 15.6 | 18.9 | -0.6 | 9.8 | 1.7
13 | 2 | 14.4 | -2.2 | 29.4 | 16.7 | 20.6 | 16.7 | 12.2 | -18.9 | 27.2 | 2.8 | 11 | 4 | 16.7 | 5.1 | 19.4 | 14.4 | 22.4 | 9.9 | 17.2 | 8.3 | 14.4 | 8.6 | 21.1 | 0.6 | 12.2 | 7.8 | 27 | 24 | 27.2 | 19.4 | 28.3 | 22.8 | 33.1 | 19.9 | 30.6 | 15.6 | 28.3 | 16.1 | 26.1 | 17.2 | 15 | 9.4 | 19.4 | 0 | 10 | 6.1 | 25.6 | 18.9 | 26.7 | 2.8 | 17 | 14.1 | 27.8 | 21.7 | 27.8 | 20 | 20.6 | 11.1 | 17 | 2 | 21.1 | 8.9 | 13.1 | 4.5 | 18.9 | 17.2 | 19.4 | 0 | 18.3 | 3.3 | 10 | -6.7 | 21.9 | 6.6 | 15 | 6.7 | 24.6 | 9.8 | 18.3 | 8.9 | 28.3 | 18.1 | 17.8 | 2.2 | 16.7 | 3.9 | 25 | 14.4 | 16.3 | 14 | 23.3 | 7.2 | 27.6 | 5.8 | 20 | 8.3 | 12.8 | -3.9 | 21.5 | -2.1 | 30.8 | -5 | 20 | -1.7 | 20.6 | -1.1 | 25.2 | 16.4 | 16.1 | 7.2 | 23.3 | 10.6 | 16.7 | 2.8 | 21.7 | 16.1 | 12 | 11 | 14.7 | 2.6 | 16.1 | 6.3 | 18.9 | 7.2 | 25.6 | 8.9 | 13 | 7 | 26.7 | 20 | 25.7 | 14.8 | 24.5 | 4.3 | 26.1 | 15.6 | 29.4 | 16.7 | 16.1 | 9.1 | 20.9 | 16.1 | 27.8 | -8.3 | 20.8 | 2.6 | 27.8 | 21.7 | 27.4 | 10.2 | 15 | 1.1 | 18.3 | 8.9 | 16.7 | 14.4 | 20 | 4.4 | 14.3 | 3.2 | 17.8 | 3.3 | 18.3 | 15.6 | 18.3 | -0.6 | 10 | 2.2
12 | 1 | 12.8 | -1.1 | 27.8 | 17.8 | 20 | 17.2 | 10.4 | -15.9 | 26.5 | 3.1 | 11 | 3 | 15.5 | 5.4 | 18.3 | 15 | 19.3 | 9.8 | 15.6 | 8.9 | 12.8 | 7.5 | 20.6 | 1.1 | 12.8 | 7.8 | 26 | 23 | 25 | 19.4 | 27.8 | 22.8 | 31.9 | 21.1 | 28.9 | 20.6 | 28.9 | 15.6 | 26.1 | 17.8 | 15.6 | 10 | 19.4 | 0 | 8.3 | 5 | 25.6 | 18.9 | 25 | 5.6 | 16.9 | 13.8 | 27.2 | 22.2 | 27.2 | 19.4 | 18.3 | 11.7 | 17 | 2 | 19.4 | 7.8 | 11.3 | 4.5 | 20 | 17.8 | 19.4 | -0.6 | 17.2 | 3.3 | 10 | -6.7 | 21.7 | 6.7 | 14.4 | 5.6 | 24.4 | 10 | 17.2 | 8.3 | 27.8 | 18.3 | 17.2 | 0.6 | 16.7 | 5.6 | 23.9 | 13.9 | 16 | 14 | 22.2 | 7.8 | 27.8 | 5.6 | 20 | 8.3 | 12.2 | -3.9 | 18.5 | -1.7 | 29.8 | -5.7 | 19.4 | 0 | 20 | -1.1 | 24.2 | 16 | 14.4 | 7.8 | 14.4 | 12.2 | 16.7 | 2.8 | 21.7 | 16.1 | 12 | 11 | 13.7 | 3.2 | 15.6 | 6.1 | 18.3 | 6.1 | 25 | 10.6 | 13 | 7 | 25.6 | 20 | 24.3 | 14.7 | 23.9 | 4.4 | 25 | 15.6 | 28.3 | 18.3 | 17.2 | 9.4 | 21.1 | 16.1 | 27.2 | -6.7 | 20.6 | 2.2 | 27.2 | 21.7 | 27.2 | 10 | 13.3 | 1.1 | 17.2 | 8.3 | 16.1 | 14.4 | 17.8 | 6.1 | 13 | 2.5 | 17.2 | 5.6 | 18.9 | 15.6 | 17.8 | -1.1 | 8.9 | 0.1
12 | 1 | 12.8 | -1.1 | 23.3 | 19.4 | 20 | 16.7 | 8.5 | -15.7 | 25.7 | 2.4 | 10 | 3 | 14.4 | 5.6 | 17.2 | 13.9 | 16.1 | 9.4 | 14.4 | 8.9 | 11.7 | 7.1 | 18.3 | 0 | 12.2 | 8.9 | 25 | 23 | 23.9 | 19.4 | 26.7 | 22.8 | 30.6 | 22.2 | 26.1 | 20 | 27.8 | 15.6 | 24.4 | 17.8 | 14.4 | 9.4 | 18.3 | 0.6 | 8.3 | 5 | 24.4 | 17.2 | 22.8 | 7.8 | 16.7 | 13.3 | 25.6 | 22.8 | 26.1 | 20 | 16.7 | 11.7 | 16 | 3 | 17.8 | 7.8 | 9.4 | 4.4 | 20 | 17.8 | 18.3 | 1.1 | 15.6 | 2.8 | 8.9 | -7.2 | 20 | 6.4 | 12.8 | 6.1 | 23.1 | 10.6 | 16.1 | 7.2 | 25.9 | 18.6 | 16.1 | 0.6 | 15.6 | 6.1 | 22.8 | 12.8 | 15.6 | 13.9 | 18.3 | 12.2 | 24.3 | 6.1 | 18.9 | 7.8 | 11.1 | -3.9 | 15.6 | -1.7 | 28.9 | -6.1 | 17.2 | 2.2 | 18.3 | 0 | 23.3 | 15.6 | 13.9 | 7.2 | 13.3 | 11.7 | 15 | 2.8 | 21.1 | 16.1 | 13 | 12 | 12.8 | 3.9 | 15 | 5.6 | 17.2 | 6.1 | 23.3 | 11.1 | 12 | 7 | 23.3 | 19.4 | 22.8 | 14.4 | 20.9 | 5.3 | 24.4 | 16.1 | 26.1 | 17.8 | 15.7 | 9.4 | 20.2 | 16.3 | 24.4 | -3.9 | 18.2 | 2.9 | 26.7 | 21.7 | 25.2 | 11.4 | 13.3 | 1.1 | 15.6 | 7.8 | 16.1 | 14.4 | 17.2 | 5.6 | 11.7 | 2.2 | 16.7 | 5.6 | 18.9 | 15 | 16.7 | -1.1 | 7.8 | -2
10 | 1 | 11.7 | -1.7 | 22.2 | 19.4 | 19.4 | 16.7 | 6.7 | -17.2 | 25 | 2.2 | 11 | 4 | 13.5 | 7.1 | 16.7 | 13.9 | 14.8 | 8.5 | 13.3 | 8.9 | 11.7 | 7.2 | 15.6 | -0.6 | 11.7 | 8.9 | 25 | 24 | 23.3 | 20 | 26.7 | 23.3 | 28.7 | 21.2 | 23.9 | 20 | 27.2 | 15 | 23.9 | 17.8 | 12.8 | 9.4 | 15.6 | 2.2 | 7.2 | 5.6 | 21.7 | 17.2 | 21.1 | 6.7 | 15.9 | 13.2 | 25 | 22.2 | 26.1 | 20 | 16.1 | 11.7 | 13 | 3 | 16.1 | 8.3 | 9.2 | 3.6 | 17.8 | 17.2 | 17.2 | 3.3 | 12.2 | 2.8 | 8.3 | -7.2 | 18.4 | 5.6 | 12.8 | 6.1 | 21.9 | 11 | 13.9 | 7.2 | 24.1 | 18.5 | 15.6 | -0.6 | 13.3 | 5.6 | 20.6 | 12.8 | 15.6 | 13.8 | 15.6 | 11.1 | 20.7 | 5.9 | 17.2 | 8.9 | 11.1 | -3.9 | 13.9 | -1.5 | 26.5 | -5.6 | 16.7 | 1.7 | 16.1 | 0.6 | 22.8 | 15.7 | 12.8 | 7.2 | 13.9 | 11.7 | 13.3 | 5.6 | 19.4 | 16.1 | 13 | 12 | 11.7 | 4 | 13.9 | 5.8 | 16.7 | 5.6 | 15 | 10.6 | 12 | 7 | 21.7 | 20 | 20.6 | 13.3 | 18 | 5.3 | 22.8 | 16.1 | 24.4 | 18.3 | 14.3 | 9.1 | 19.2 | 16.1 | 19.4 | -5 | 15.7 | 3.2 | 26.1 | 21.7 | 23.1 | 11.8 | 9.4 | 3.3 | 14.4 | 7.8 | 16.1 | 13.9 | 15.6 | 4.4 | 10 | 2.6 | 15 | 6.7 | 18.3 | 15.6 | 14.4 | 1.1 | 6.7 | -5
7 | 2 | 10 | -1.1 | 21.1 | 19.4 | 19.4 | 16.7 | 5.4 | -14.1 | 23.5 | 2.9 | 11 | 4 | 12.6 | 8.5 | 17.2 | 14.4 | 13.5 | 8 | 12.2 | 8.9 | 11.7 | 7.2 | 13.9 | 0 | 11.7 | 7.8 | 24 | 23 | 23.3 | 20 | 26.1 | 23.3 | 26.9 | 20 | 23.9 | 20.6 | 25.6 | 16.1 | 23.9 | 17.8 | 12.2 | 9.4 | 13.3 | 1.1 | 7.2 | 6.1 | 20.6 | 16.7 | 20 | 3.9 | 15.2 | 13.1 | 24.4 | 22.8 | 25.6 | 20.6 | 13.3 | 10 | 13 | 3 | 13.9 | 10 | 9.1 | 3.1 | 16.7 | 16.1 | 16.7 | 3.3 | 10.6 | 5 | 6.1 | -7.2 | 16.7 | 5 | 11.1 | 5.6 | 20.6 | 11.1 | 12.8 | 7.2 | 22.2 | 18.3 | 13.3 | -1.1 | 11.7 | 5.6 | 17.8 | 13.3 | 15.6 | 13.7 | 13.9 | 10 | 17.2 | 5 | 15.6 | 8.3 | 10 | -3.9 | 12.3 | -1.4 | 24.1 | -7.3 | 16.1 | 2.2 | 16.1 | 1.7 | 22.2 | 15.6 | 10 | 7.2 | 13.3 | 11.7 | 11.1 | 4.4 | 20 | 16.7 | 12 | 11 | 10.5 | 3.5 | 12.8 | 6.2 | 16.1 | 6.1 | 15 | 12.2 | 12 | 7 | 21.7 | 19.4 | 18.3 | 12.3 | 15 | 5 | 22.2 | 15.6 | 23.3 | 18.9 | 12.8 | 8.9 | 18.3 | 16.1 | 16.7 | -5.6 | 13.3 | 2.8 | 25 | 21.7 | 21.1 | 12.2 | 10.6 | 2.8 | 13.9 | 6.1 | 15 | 13.3 | 13.3 | 4.4 | 8.4 | 2.8 | 13.9 | 6.7 | 18.3 | 15.6 | 13.3 | 2.2 | 5.6 | -2.6
8 | 2 | 7.2 | 1.7 | 21.1 | 19.4 | 18.9 | 17.2 | 4.1 | -12.7 | 22.1 | 3.7 | 11 | 4 | 11.7 | 9.4 | 17.2 | 13.9 | 12.2 | 7.2 | 11.1 | 8.3 | 11.7 | 6.9 | 13.9 | -1.1 | 11.7 | 8.9 | 24 | 23 | 23.3 | 20 | 26.1 | 23.3 | 25 | 18.9 | 23.3 | 21.1 | 25 | 16.7 | 23.3 | 17.2 | 11.1 | 8.9 | 11.1 | 1.1 | 7.2 | 4.4 | 20 | 16.7 | 19.4 | 3.9 | 14.4 | 12.8 | 23.9 | 22.2 | 25.6 | 20.6 | 12.8 | 10 | 13 | 3 | 14.4 | 11.1 | 8.9 | 2.2 | 15 | 14.4 | 15 | 5.6 | 8.3 | 6.1 | 3.9 | -7.8 | 15.4 | 5.1 | 8.3 | 5.6 | 19.5 | 11.1 | 12.2 | 7.2 | 21.3 | 18.1 | 11.1 | 0 | 10 | 6.7 | 15.6 | 13.3 | 15.6 | 13.3 | 14.4 | 8.9 | 17.8 | 5.1 | 15 | 8.3 | 9.4 | -3.9 | 10.6 | -2.2 | 21.7 | -8.9 | 15 | 2.2 | 14.4 | 1.1 | 21.7 | 15.6 | 8.3 | 5.6 | 13.3 | 11.7 | 11.1 | 4.4 | 18.9 | 16.7 | 12 | 11 | 9.4 | 3.3 | 11.7 | 6.1 | 16.1 | 7.2 | 14.4 | 11.7 | 11 | 6 | 21.1 | 18.9 | 16.1 | 11.1 | 15.6 | 5.2 | 21.1 | 16.1 | 22.8 | 18.3 | 12.6 | 8.9 | 18.1 | 15.7 | 17.2 | -5.6 | 12 | 4 | 24.4 | 21.7 | 19.8 | 11.9 | 9.4 | 3.3 | 12.8 | 6.7 | 13.9 | 12.8 | 14.4 | 3.9 | 6.7 | 2.8 | 13.3 | 5.6 | 18.3 | 15.6 | 11.1 | 3.3 | 4.4 | -1.8
7 | 3 | 6.1 | 0.6 | 20 | 19.4 | 18.9 | 16.7 | 2.8 | -13.3 | 20.6 | 3.9 | 9 | 4 | 10.9 | 8.9 | 16.1 | 14.4 | 11.7 | 7.1 | 10.6 | 7.8 | 11.7 | 6.9 | 11.7 | -3.9 | 11.1 | 7.8 | 24 | 23 | 23.3 | 20.6 | 26.1 | 23.3 | 23.7 | 19 | 23.3 | 21.1 | 24.4 | 16.1 | 23.9 | 17.2 | 10.6 | 8.3 | 12.8 | 3.9 | 6.7 | 4.4 | 18.3 | 16.1 | 16.1 | 6.7 | 14.4 | 12.8 | 23.3 | 22.8 | 25 | 21.1 | 12.8 | 9.4 | 12 | 1 | 11.7 | 9.4 | 8.5 | 2.3 | 15 | 14.4 | 14.4 | 5 | 7.2 | 5 | 3.3 | -7.8 | 14.1 | 5.2 | 8.9 | 5.6 | 18.3 | 10.9 | 11.7 | 7.2 | 20.3 | 17.5 | 10.6 | 0 | 10.6 | 5 | 13.9 | 12.8 | 15.6 | 13.7 | 13.9 | 8.9 | 18.3 | 5.2 | 14.4 | 8.9 | 9.4 | 1.7 | 9.3 | -2 | 20.9 | -7.6 | 15 | 2.2 | 12.8 | 2.2 | 20.9 | 15.9 | 8.9 | 6.1 | 12.8 | 11.7 | 8.9 | 4.4 | 17.8 | 16.1 | 11 | 9 | 9.6 | 3.8 | 10.6 | 6.4 | 16.1 | 9.4 | 12.8 | 11.7 | 11 | 7 | 20.6 | 18.9 | 15.9 | 10.9 | 16.1 | 5.4 | 20.6 | 16.1 | 22.8 | 17.8 | 12.4 | 8.9 | 18 | 15.5 | 16.7 | -5.6 | 10.7 | 5.1 | 25 | 22.2 | 18.5 | 11.1 | 8.3 | 3.3 | 13.3 | 5 | 13.9 | 12.8 | 13.3 | 3.9 | 6.1 | 2.6 | 12.2 | 5.6 | 18.3 | 15.6 | 10 | 2.2 | 3.3 | -1.1
4 | 2 | 6.7 | 1.7 | 21.1 | 19.4 | 19.4 | 16.7 | 0.9 | -11.1 | 20 | 3.3 | 8 | 3 | 10.2 | 8.3 | 16.1 | 14.4 | 11.1 | 6.9 | 10 | 7.8 | 11.7 | 6.6 | 9.4 | -2.8 | 10 | 7.8 | 24 | 23 | 22.8 | 20.6 | 25.6 | 23.9 | 22.4 | 19 | 23.3 | 21.7 | 23.3 | 16.1 | 23.3 | 17.2 | 10.6 | 8.3 | 12.2 | 0 | 7.2 | 4.4 | 17.2 | 15 | 18.3 | 3.9 | 14.4 | 12.8 | 23.3 | 22.8 | 23.9 | 20.6 | 12.2 | 9.4 | 11 | -1 | 11.1 | 8.9 | 8.2 | 2.2 | 13.9 | 13.3 | 13.3 | 7.2 | 6.1 | 3.3 | 5.6 | -7.2 | 12.8 | 5 | 9.4 | 5 | 17.2 | 10.6 | 10.6 | 7.2 | 19.4 | 17.2 | 8.3 | 0 | 8.3 | 6.1 | 13.9 | 12.8 | 15.6 | 13.8 | 13.3 | 8.3 | 18.9 | 5 | 13.3 | 9.4 | 9.4 | 2.8 | 8 | -2.6 | 20.2 | -6.4 | 13.3 | 2.8 | 11.1 | 2.8 | 20.2 | 16.5 | 8.9 | 6.7 | 12.8 | 10 | 7.8 | 4.4 | 17.8 | 16.1 | 12 | 9 | 9.8 | 4.2 | 9.4 | 6.2 | 16.1 | 10 | 13.3 | 11.7 | 9 | 6 | 21.1 | 18.9 | 15.8 | 10.8 | 16.7 | 5.6 | 20.6 | 16.1 | 23.3 | 17.8 | 12.2 | 8.9 | 17.8 | 15 | 14.4 | -5.6 | 9.4 | 5.6 | 25.6 | 22.2 | 17.2 | 10.6 | 7.8 | 3.3 | 12.2 | 3.9 | 13.3 | 12.2 | 12.8 | 3.9 | 5.6 | 2.4 | 11.1 | 6.1 | 18.3 | 15.6 | 7.8 | 2.2 | 3.1 | -0.6
5 | 1 | 7.2 | -0.6 | 20.6 | 18.9 | 18.9 | 16.1 | -0.9 | -10.7 | 19.5 | 3.2 | 8 | 4 | 9.4 | 7.8 | 15.6 | 13.9 | 10.6 | 6.7 | 10 | 7.2 | 11.1 | 6.2 | 7.8 | -2.8 | 10.6 | 6.7 | 24 | 23 | 22.8 | 20.6 | 25.6 | 23.9 | 21.1 | 18.9 | 23.3 | 21.1 | 22.8 | 16.1 | 23.3 | 16.7 | 10 | 7.8 | 11.7 | 0 | 7.8 | 4.4 | 16.7 | 15 | 15.6 | 3.9 | 14.4 | 12.8 | 23.9 | 23.3 | 23.3 | 20.6 | 12.2 | 9.4 | 10 | -2 | 10.4 | 8.2 | 7.8 | 2.2 | 14.4 | 13.9 | 13.9 | 7.2 | 5 | 1.7 | 3.3 | -7.2 | 12.6 | 5.1 | 10 | 5 | 16.5 | 10.8 | 10.6 | 7.8 | 18.5 | 16.9 | 8.9 | -1.1 | 9.4 | 5.6 | 13.9 | 12.8 | 15.6 | 13.9 | 12.8 | 8.3 | 18.7 | 4.9 | 12.8 | 10 | 7.8 | 4.4 | 6.7 | -3.3 | 19.4 | -7.2 | 12.2 | 2.2 | 10.6 | 2.8 | 19.4 | 16.7 | 7.8 | 6.1 | 12.8 | 9.4 | 7.8 | 4.4 | 17.2 | 16.1 | 11 | 10 | 10 | 4.4 | 8.3 | 6.1 | 16.7 | 11.1 | 12.8 | 11.7 | 7 | 6 | 21.1 | 19.4 | 15.6 | 10.6 | 16.5 | 7.2 | 20.6 | 16.1 | 22.2 | 17.8 | 10.5 | 8.1 | 17.4 | 14.9 | 18.3 | 1.7 | 9.2 | 5.6 | 25 | 22.2 | 16.1 | 10.4 | 7.8 | 3.3 | 12.2 | 3.3 | 12.2 | 11.1 | 12.2 | 4.4 | 5 | 2.2 | 10 | 5.6 | 18.3 | 15.6 | 9.4 | -5 | 3 | -0.2
4 | 1 | 6.7 | -0.6 | 20 | 19.4 | 18.9 | 16.1 | -2.8 | -11.7 | 18.9 | 2.8 | 7 | 3 | 9 | 7 | 14.4 | 13.9 | 10 | 6 | 10 | 7.8 | 11.1 | 6.2 | 5.6 | -1.1 | 8.9 | 6.7 | 24 | 23 | 22.8 | 20.6 | 25.6 | 23.9 | 21.1 | 19.2 | 22.8 | 21.1 | 22.8 | 16.1 | 22.8 | 16.7 | 10 | 7.8 | 11.1 | 2.2 | 7.8 | 5 | 16.1 | 13.9 | 14.4 | 2.8 | 14.4 | 13 | 23.3 | 22.8 | 23.3 | 21.1 | 11.7 | 8.9 | 10 | -2 | 9.8 | 7.6 | 7.4 | 2.5 | 14.4 | 12.8 | 12.8 | 11.1 | 3.9 | 1.1 | 3.9 | -6.7 | 12.4 | 4.9 | 8.9 | 5 | 15.7 | 11.1 | 9.4 | 7.8 | 17.6 | 16.6 | 8.3 | -1.7 | 8.3 | 6.1 | 12.2 | 11.7 | 15.4 | 13.8 | 12.2 | 8.9 | 18.5 | 4.7 | 12.8 | 9.4 | 7.8 | 0.6 | 5.4 | -2.8 | 18.7 | -6.8 | 10.6 | 1.7 | 9.4 | 2.8 | 19.2 | 16.5 | 8.9 | 6.1 | 11.1 | 8.3 | 7.2 | 4.4 | 17.2 | 16.1 | 11 | 10 | 9.4 | 4.4 | 7.9 | 5.7 | 16.7 | 12.2 | 13.3 | 11.7 | 7 | 6 | 21.1 | 19.4 | 15 | 10.2 | 16.3 | 8.8 | 20.6 | 16.1 | 22.8 | 17.8 | 8.9 | 7.5 | 17.1 | 14.8 | 17.8 | 2.2 | 9.1 | 5.7 | 21.1 | 18.3 | 15 | 10.4 | 6.7 | 3.3 | 12.2 | 4.4 | 10 | 8.9 | 10.6 | 3.9 | 5 | 2.2 | 7.2 | 5 | 18.3 | 15.6 | 10 | -7.8 | 2.8 | 0
4 | 1 | 7.2 | 0 | 19.4 | 19.4 | 18.9 | 16.7 | -1.9 | -9.9 | 17 | 3.3 | 8 | 3 | 8.7 | 6.3 | 14.4 | 14.4 | 9.5 | 5.3 | 9.4 | 7.8 | 11.1 | 5.9 | 5 | -0.6 | 8.3 | 5.6 | 24 | 23 | 22.8 | 21.1 | 25.6 | 23.9 | 21.1 | 19.8 | 22.8 | 21.1 | 22.2 | 16.1 | 23.3 | 17.2 | 10 | 7.8 | 10 | 2.8 | 7.2 | 4.4 | 15.6 | 12.8 | 12.2 | 3.9 | 14.4 | 13.1 | 23.9 | 22.8 | 23.3 | 21.1 | 11.7 | 8.9 | 10 | -1 | 9.1 | 6.9 | 7.1 | 2.6 | 11.7 | 10 | 13.3 | 9.4 | 2.8 | 0.6 | 3.3 | -6.7 | 12.2 | 5 | 8.9 | 5 | 15 | 11.1 | 9.4 | 7.8 | 16.7 | 16.1 | 7.2 | -0.6 | 8.9 | 5.6 | 11.7 | 11.1 | 15.2 | 13.6 | 11.7 | 8.9 | 18.3 | 4.4 | 13.9 | 10 | 7.8 | -1.1 | 4.1 | -2.6 | 17.9 | -6.6 | 8.9 | 0.6 | 8.3 | 2.8 | 19.1 | 16.4 | 8.3 | 5.6 | 8.9 | 7.8 | 7.8 | 4.4 | 16.7 | 16.1 | 11 | 9 | 8.9 | 4.5 | 7.6 | 5.4 | 16.1 | 12.8 | 12.8 | 11.1 | 6 | 4 | 21.1 | 19.4 | 14.5 | 10 | 16.1 | 10 | 20.6 | 16.1 | 22.2 | 17.8 | 7.2 | 6.7 | 16.7 | 14.4 | 17.2 | 2.2 | 8.9 | 5.6 | 20.6 | 18.3 | 13.9 | 10 | 6.1 | 2.8 | 12.2 | 5.6 | 8.9 | 7.2 | 11.1 | 3.9 | 5 | 2.2 | 8.9 | 5.6 | 18.3 | 15.6 | 10.6 | -8.3 | 1.7 | -0.2
1 | -1 | 6.7 | 1.7 | 18.9 | 18.3 | 18.9 | 15.6 | -0.9 | -9.2 | 15.2 | 3.4 | 8 | 1 | 8.3 | 5.6 | 14.4 | 14.4 | 8.9 | 4.4 | 8.9 | 7.2 | 11.1 | 5.3 | 3.9 | -0.6 | 8.3 | 4.4 | 23 | 22 | 22.8 | 21.1 | 25.6 | 23.9 | 21.1 | 20 | 21.7 | 20.6 | 22.2 | 15.6 | 22.8 | 16.7 | 9.4 | 6.7 | 8.3 | 2.8 | 6.1 | 3.9 | 15 | 11.1 | 7.8 | 4.4 | 14.4 | 13.3 | 23.9 | 22.8 | 23.9 | 21.7 | 11.7 | 8.9 | 11 | 0 | 8.5 | 6.3 | 6.7 | 2.8 | 11.1 | 8.3 | 12.8 | 11.1 | 2.8 | 0.6 | -1.1 | -7.8 | 12 | 5.9 | 7.8 | 4.4 | 14.4 | 10.8 | 8.3 | 7.8 | 17.2 | 16.7 | 7.2 | 0 | 9.4 | 5.6 | 10 | 10 | 15 | 13.3 | 10.6 | 8.3 | 17.4 | 5.7 | 13.9 | 10 | 6.7 | -1.1 | 2.8 | -3.3 | 17.2 | -7.8 | 9.4 | 0 | 7.2 | 2.2 | 18.9 | 16.1 | 7.8 | 5 | 7.8 | 7.2 | 6.7 | 4.4 | 15.6 | 15.6 | 8 | 8 | 8.3 | 4.4 | 7.2 | 5 | 16.7 | 12.8 | 12.8 | 10 | 6 | 4 | 20.6 | 20 | 13.9 | 9.4 | 15.9 | 10.5 | 18.9 | 16.7 | 21.7 | 18.3 | 6.7 | 6 | 16.7 | 14.6 | 16.1 | 2.2 | 8 | 5.7 | 19.4 | 17.2 | 13.3 | 10 | 6.1 | 2.8 | 11.7 | 6.7 | 8.3 | 6.7 | 10 | 4.4 | 5 | 2.2 | 8.3 | 5.6 | 18.3 | 15.6 | 7.2 | -5 | 0.5 | -0.7
1 | 0 | 6.7 | 1.1 | 20 | 19.4 | 17.8 | 15 | 0 | -9.4 | 13.3 | 3.3 | 7 | 1 | 9.1 | 6 | 14.4 | 14.4 | 9.8 | 5.4 | 8.9 | 7.2 | 11.1 | 5.4 | 3.9 | -0.6 | 8.3 | 3.9 | 21 | 20 | 22.2 | 20.6 | 25 | 23.9 | 21.3 | 20.3 | 21.1 | 20.6 | 22.2 | 15.6 | 22.8 | 17.2 | 10 | 6.7 | 7.8 | 2.8 | 5.6 | 3.9 | 13.3 | 10 | 8.3 | 4.4 | 14.6 | 13.3 | 24.4 | 22.8 | 23.9 | 21.7 | 11.1 | 8.3 | 9 | 3 | 7.8 | 5.6 | 8.2 | 4.2 | 10 | 7.8 | 12.8 | 11.7 | 2.8 | 2.8 | -1.1 | -7.2 | 11.9 | 7 | 7.2 | 4.4 | 13.9 | 10.4 | 8.3 | 7.8 | 17.8 | 17.3 | 7.2 | -0.6 | 9.4 | 6.1 | 10.6 | 10 | 15.4 | 13.1 | 11.1 | 7.8 | 16.5 | 6.6 | 13.9 | 11.1 | 6.7 | -0.6 | 5.8 | -1.6 | 18.5 | -6.2 | 10 | -0.6 | 5.6 | 1.7 | 18 | 15.3 | 6.7 | 4.4 | 7.8 | 6.1 | 8.3 | 4.4 | 15 | 13.9 | 8 | 7 | 8.3 | 4.3 | 7.6 | 5.4 | 17.2 | 14.4 | 11.7 | 7.8 | 6 | 4 | 21.1 | 20 | 13.7 | 9.8 | 15.8 | 10.8 | 18.3 | 16.1 | 21.1 | 18.9 | 6.1 | 5.2 | 16.7 | 14.6 | 13.9 | 2.2 | 7 | 5.7 | 20 | 17.2 | 12.8 | 9.7 | 6.7 | 3.3 | 11.7 | 7.2 | 7.8 | 6.7 | 8.3 | 5 | 6.3 | 2.8 | 7.8 | 5 | 18.3 | 15.6 | 7.2 | -5.6 | -0.6 | -1.1
2 | 0 | 7.2 | 0.6 | 20.6 | 20 | 18.9 | 16.1 | 1.7 | -7.7 | 15.3 | 3.8 | 8 | 2 | 9.8 | 6.4 | 14.4 | 14.4 | 10.8 | 6.4 | 10 | 7.8 | 11.7 | 6.2 | 5 | -0.6 | 7.8 | 4.4 | 22 | 21 | 21.1 | 19.4 | 24.4 | 23.3 | 21.5 | 20.5 | 21.7 | 20.6 | 21.7 | 16.1 | 23.3 | 16.7 | 10 | 7.2 | 7.2 | 3.3 | 7.2 | 5 | 12.2 | 10 | 8.3 | 4.4 | 14.8 | 13.4 | 24.4 | 22.8 | 23.9 | 21.7 | 11.7 | 8.3 | 10 | 3 | 7.8 | 5.6 | 9.6 | 5.8 | 10.6 | 8.3 | 11.7 | 10.6 | 3.9 | 3.9 | -1.1 | -6.7 | 11.7 | 7.8 | 6.7 | 3.9 | 13.3 | 10 | 8.9 | 7.8 | 18.3 | 17.8 | 7.2 | -1.1 | 10 | 6.1 | 10 | 10 | 15.7 | 12.7 | 11.7 | 8.9 | 15.6 | 7.2 | 14.4 | 9.4 | 7.2 | -0.6 | 8.7 | -1 | 19.8 | -6 | 11.1 | 0.6 | 7.8 | 2.8 | 17 | 14.3 | 7.8 | 5 | 7.8 | 5 | 7.8 | 4.4 | 15.6 | 14.4 | 8 | 8 | 8.3 | 4.3 | 7.9 | 5.7 | 17.2 | 15 | 10.6 | 6.7 | 7 | 4 | 20.6 | 20 | 13.5 | 9.8 | 15.6 | 11.1 | 17.8 | 16.1 | 22.2 | 18.9 | 5.6 | 4.4 | 16.7 | 14.4 | 16.7 | 2.8 | 6.1 | 5.6 | 20 | 18.3 | 12.2 | 9.4 | 6.7 | 3.3 | 12.2 | 7.8 | 8.3 | 6.7 | 10.6 | 5 | 7.6 | 3.5 | 8.9 | 6.7 | 17.8 | 15.6 | 8.9 | -5.6 | 1.5 | -1.2
6 | 2 | 8.9 | 0 | 22.2 | 20.6 | 20.6 | 16.7 | 3.3 | -6.9 | 17.4 | 4 | 8 | 1 | 10.6 | 6.7 | 14.4 | 14.4 | 11.7 | 7.2 | 11.7 | 8.3 | 12.2 | 7.2 | 9.4 | -0.6 | 7.8 | 3.9 | 25 | 23 | 21.7 | 20 | 25 | 23.9 | 21.7 | 20.6 | 21.7 | 20.6 | 22.2 | 16.1 | 23.3 | 16.7 | 13.3 | 8.9 | 8.3 | 3.3 | 8.9 | 5.6 | 12.8 | 10.6 | 11.1 | 7.8 | 15 | 13.3 | 25.6 | 23.3 | 25 | 21.7 | 12.2 | 8.3 | 10 | 2 | 8.3 | 5 | 11.1 | 7.2 | 13.3 | 7.8 | 11.1 | 8.9 | 7.2 | 4.4 | 2.8 | -5.6 | 15 | 9.2 | 11.1 | 8.3 | 15.7 | 10.7 | 12.2 | 7.2 | 20.3 | 18.4 | 8.3 | -1.7 | 11.7 | 5.6 | 13.3 | 11.7 | 16.1 | 12.2 | 15.6 | 11.1 | 18.2 | 9.1 | 15.6 | 10.6 | 8.9 | 0 | 11.7 | -0.6 | 21.1 | -6.1 | 12.2 | 0.6 | 10 | 2.2 | 16.1 | 13.3 | 8.3 | 5.6 | 7.8 | 5 | 9.4 | 4.4 | 16.7 | 14.4 | 8 | 8 | 8.3 | 4.4 | 8.3 | 6.1 | 18.3 | 15.6 | 10 | 6.7 | 9 | 1 | 21.7 | 20.6 | 13.3 | 10 | 17.6 | 12.3 | 18.3 | 16.7 | 22.2 | 19.4 | 5.6 | 3.9 | 18.4 | 15.3 | 18.9 | 3.3 | 10 | 7.1 | 20 | 18.3 | 15.7 | 11.1 | 9.4 | 5.6 | 12.2 | 8.9 | 7.2 | 5.6 | 12.2 | 6.1 | 8.9 | 3.9 | 12.8 | 7.2 | 16.7 | 15.6 | 10.6 | -2.8 | 3.5 | -2
7 | 2 | 10 | -0.6 | 24.4 | 21.1 | 22.8 | 18.3 | 5 | -7.2 | 19.4 | 3.9 | 9 | 0 | 11.7 | 7.3 | 16.1 | 15 | 13.7 | 7.7 | 13.3 | 8.3 | 13.3 | 7.8 | 11.7 | -0.6 | 8.9 | 3.3 | 27 | 23 | 22.2 | 20 | 25.6 | 23.3 | 23.9 | 20.8 | 24.4 | 21.1 | 22.8 | 17.2 | 25 | 17.2 | 17.2 | 10 | 10 | 3.3 | 11.7 | 4.4 | 16.1 | 12.2 | 13.9 | 8.9 | 16.1 | 14 | 26.7 | 23.3 | 26.7 | 21.7 | 13.3 | 8.3 | 12 | 3 | 8.3 | 5 | 13.7 | 8.2 | 15.6 | 11.7 | 12.2 | 9.4 | 11.7 | 3.9 | 5.6 | -5.6 | 18.4 | 10.5 | 13.9 | 8.3 | 18.2 | 11.1 | 13.9 | 5.6 | 22.4 | 19.2 | 10.6 | -6.1 | 14.4 | 6.7 | 16.7 | 13.9 | 16.8 | 12.4 | 19.4 | 12.2 | 20.7 | 10.8 | 16.7 | 12.2 | 10.6 | 0.6 | 15.4 | 0 | 23.7 | -4.7 | 13.3 | 1.1 | 11.7 | 0.6 | 15.9 | 13 | 11.1 | 7.8 | 8.3 | 4.4 | 13.3 | 6.1 | 18.3 | 16.1 | 9 | 9 | 10 | 4.4 | 10.3 | 7 | 18.3 | 16.1 | 9.4 | 7.8 | 11 | 0 | 22.8 | 20.6 | 15 | 10.8 | 19.7 | 13.7 | 20 | 17.8 | 23.9 | 19.4 | 5.6 | 3.5 | 20 | 15.7 | 20.6 | 3.3 | 13.9 | 8.1 | 19.4 | 17.8 | 19.3 | 12.4 | 12.8 | 3.3 | 12.8 | 8.9 | 6.1 | 5 | 14.4 | 6.7 | 10 | 4.4 | 14.4 | 7.8 | 16.7 | 15 | 12.8 | -4.4 | 5.6 | -3.9
11 | 4 | 10 | 1.1 | 27.2 | 21.1 | 22.2 | 18.3 | 6.5 | -7.3 | 21.3 | 3.5 | 10 | 0 | 12.8 | 7.5 | 20 | 15 | 15.8 | 7.8 | 14.4 | 8.3 | 13.9 | 7.8 | 14.4 | 0 | 9.4 | 3.9 | 28 | 21 | 23.9 | 21.1 | 27.2 | 23.9 | 26.1 | 20.4 | 26.7 | 20.6 | 24.4 | 17.2 | 26.7 | 16.7 | 19.4 | 11.1 | 11.1 | 3.3 | 12.8 | 3.9 | 18.3 | 12.8 | 20.6 | 8.9 | 17.2 | 14.5 | 26.7 | 22.8 | 27.8 | 21.1 | 13.9 | 7.2 | 14 | 3 | 8.9 | 4.4 | 16.3 | 8.6 | 17.2 | 11.1 | 13.9 | 8.9 | 14.4 | 3.9 | 7.2 | -6.7 | 21.7 | 11.1 | 15.6 | 7.2 | 20.6 | 11.1 | 15 | 5 | 24.4 | 19.4 | 12.2 | -5.6 | 16.1 | 7.2 | 20 | 13.9 | 17.6 | 12.3 | 21.7 | 12.2 | 23.3 | 12.2 | 19.4 | 13.3 | 14.4 | 0 | 19.1 | -0.7 | 26.3 | -3.8 | 14.4 | 1.7 | 14.4 | -1.1 | 15.8 | 12.8 | 13.3 | 7.2 | 10.6 | 5 | 16.1 | 6.1 | 21.1 | 15.6 | 10 | 9 | 11.6 | 3.9 | 12.4 | 7.7 | 19.4 | 16.7 | 8.9 | 6.1 | 12 | 1 | 25 | 20.6 | 16.6 | 11.6 | 21.7 | 14.4 | 21.1 | 15.6 | 27.2 | 20.6 | 5.6 | 2.8 | 21.7 | 16.1 | 22.2 | 3.3 | 17.8 | 8.3 | 19.4 | 16.7 | 22.8 | 13.3 | 15 | 3.3 | 13.9 | 10 | 6.7 | 5 | 16.7 | 7.2 | 11.1 | 4.6 | 15 | 7.2 | 16.7 | 16.1 | 15.6 | -3.3 | 6.1 | -3.4
12 | 1 | 11.7 | 0.6 | 28.9 | 21.1 | 23.9 | 19.4 | 7.9 | -9.3 | 23.1 | 3.1 | 10 | 0 | 13.9 | 7.8 | 20 | 15.6 | 17.8 | 7.8 | 16.7 | 8.3 | 14.4 | 7.8 | 17.8 | 0.6 | 10 | 3.9 | 29 | 22 | 24.4 | 20.6 | 28.3 | 22.8 | 28.3 | 20 | 27.8 | 20 | 25.6 | 16.1 | 27.8 | 17.8 | 20.6 | 8.9 | 12.2 | 2.8 | 14.4 | 3.3 | 20.6 | 12.2 | 21.7 | 7.2 | 18.3 | 15 | 27.2 | 22.8 | 28.9 | 21.1 | 14.4 | 6.7 | 18 | 6 | 10 | 3.3 | 18.9 | 8.9 | 16.7 | 10.6 | 15.6 | 9.4 | 17.2 | 5 | 8.9 | -6.7 | 23 | 10.5 | 16.7 | 6.1 | 22.3 | 11.7 | 16.1 | 4.4 | 25.9 | 19.3 | 12.8 | -5.6 | 17.8 | 7.2 | 22.2 | 12.2 | 18.3 | 12.2 | 23.3 | 12.8 | 25.3 | 12.6 | 21.1 | 14.4 | 17.2 | -0.6 | 22.8 | -2.8 | 28.9 | -4.4 | 17.2 | 2.2 | 16.1 | -2.8 | 15.6 | 12.2 | 16.1 | 7.8 | 10.6 | 3.9 | 17.8 | 6.7 | 20.6 | 16.1 | 13 | 12 | 13.3 | 3.3 | 14.4 | 8.3 | 21.7 | 16.7 | 9.4 | 5 | 14 | 0 | 27.2 | 19.4 | 18.3 | 12.2 | 23.2 | 14.8 | 21.7 | 15 | 29.4 | 20.6 | 7.1 | 3 | 23 | 15.9 | 23.9 | 3.3 | 18.9 | 7.1 | 19.4 | 16.1 | 23.7 | 12.7 | 15.6 | 3.3 | 15.6 | 10.6 | 6.7 | 5 | 18.9 | 6.7 | 12.2 | 5 | 17.2 | 5.6 | 19.4 | 16.7 | 17.2 | -2.8 | 6.7 | -3.1
13 | 1 | 13.3 | 1.1 | 29.4 | 20 | 26.1 | 20 | 9.4 | -12.8 | 25 | 1.7 | 12 | 1 | 15.2 | 7.5 | 19.4 | 15 | 19.3 | 8.1 | 16.1 | 7.8 | 16.7 | 7.8 | 20 | 1.7 | 8.3 | 5 | 29 | 23 | 23.9 | 19.4 | 28.9 | 22.2 | 30 | 19.1 | 28.9 | 17.8 | 27.8 | 16.7 | 27.8 | 16.7 | 21.7 | 8.3 | 13.9 | 3.3 | 15 | 3.3 | 21.7 | 11.7 | 23.9 | 7.2 | 19.6 | 15.1 | 28.3 | 22.8 | 29.4 | 20.6 | 14.4 | 7.2 | 23 | 10 | 11.1 | 3.3 | 18.5 | 10.1 | 16.7 | 8.9 | 16.7 | 8.9 | 20 | 5 | 10 | -6.1 | 24.3 | 9.1 | 17.2 | 5.6 | 23.9 | 12.3 | 17.2 | 2.8 | 27.4 | 19 | 14.4 | -4.4 | 19.4 | 7.2 | 23.9 | 12.8 | 18.7 | 12.9 | 24.4 | 11.7 | 27.4 | 13 | 22.8 | 13.9 | 18.9 | -1.1 | 23.5 | -2.6 | 30.2 | -4.2 | 18.3 | 1.7 | 18.3 | -3.9 | 15.4 | 11.8 | 17.8 | 8.9 | 11.7 | 5.6 | 19.4 | 7.2 | 21.7 | 15.6 | 11 | 10 | 14.6 | 3.1 | 15.9 | 7.9 | 24.4 | 18.3 | 10 | 6.1 | 16 | -1 | 28.9 | 20 | 19.8 | 12.8 | 24.6 | 14.7 | 22.8 | 16.1 | 30.6 | 18.3 | 8.5 | 2.9 | 24.3 | 15 | 25.6 | 2.8 | 20 | 5.7 | 21.7 | 15.6 | 24.7 | 11.7 | 15 | 3.9 | 16.7 | 11.7 | 7.2 | 6.1 | 20.6 | 6.7 | 13.1 | 5 | 18.3 | 5.6 | 19.4 | 16.1 | 18.3 | -2.8 | 7.2 | -3.9
13 | 0 | 13.9 | 0.6 | 30.6 | 20 | 26.7 | 20.6 | 10.9 | -11.1 | 26.3 | 1.6 | 12 | 2 | 16.5 | 7.2 | 19.4 | 14.4 | 20.7 | 8.4 | 16.1 | 7.2 | 17.2 | 8.9 | 20.6 | 1.7 | 8.3 | 4.4 | 29 | 24 | 23.3 | 18.9 | 29.4 | 23.3 | 31.6 | 17.5 | 29.4 | 19.4 | 28.9 | 16.1 | 28.3 | 16.1 | 22.8 | 9.4 | 15 | 3.3 | 13.9 | 4.4 | 22.8 | 12.2 | 25 | 8.9 | 20.9 | 15.3 | 28.3 | 22.8 | 30 | 20.6 | 14.4 | 8.3 | 24 | 11 | 12.8 | 2.8 | 18.2 | 11.3 | 17.2 | 7.8 | 17.8 | 7.8 | 22.2 | 5.6 | 10.6 | -5.6 | 25.6 | 7.8 | 18.3 | 6.1 | 25.6 | 12.2 | 17.8 | 2.8 | 28.9 | 18.3 | 15.6 | -3.9 | 20.6 | 7.8 | 25 | 10.6 | 19 | 13.2 | 26.1 | 12.8 | 29.4 | 12.8 | 23.9 | 12.2 | 20 | -2.2 | 24.3 | -3.5 | 31.5 | -6 | 20 | 2.8 | 20.6 | -1.7 | 15.2 | 11.2 | 18.3 | 8.9 | 11.7 | 5.6 | 20 | 8.3 | 22.2 | 15.6 | 11 | 11 | 15.9 | 2.3 | 17.4 | 7.2 | 24.4 | 18.3 | 10.6 | 5 | 17 | -1 | 30.6 | 20 | 21.3 | 13.5 | 26.1 | 14.4 | 22.8 | 16.1 | 31.1 | 18.9 | 10 | 2.8 | 25.6 | 13.9 | 26.7 | 2.2 | 21.1 | 3.3 | 23.9 | 15.6 | 25.6 | 10.6 | 16.7 | 3.3 | 17.8 | 12.2 | 9.4 | 7.8 | 21.1 | 5.6 | 14.1 | 5 | 18.3 | 7.2 | 22.2 | 16.7 | 17.2 | -3.3 | 8.1 | -3.9
14 | -1 | 14.4 | 0 | 31.1 | 20.6 | 27.2 | 20 | 12.4 | -11.3 | 27.6 | 0.4 | 11 | 1 | 17.8 | 6.1 | 20.6 | 14.4 | 22.2 | 8.3 | 17.2 | 6.7 | 17.8 | 8.3 | 20 | 2.2 | 11.1 | 6.1 | 29 | 23 | 23.9 | 18.9 | 29.4 | 23.3 | 33.3 | 16.1 | 30 | 19.4 | 29.4 | 16.1 | 28.9 | 16.1 | 23.3 | 9.4 | 16.7 | 2.8 | 14.4 | 5.6 | 23.9 | 12.2 | 25 | 10 | 22.2 | 15 | 28.3 | 22.8 | 30.6 | 20 | 14.4 | 7.8 | 28 | 13 | 12.8 | 1.7 | 17.8 | 12.2 | 16.7 | 7.2 | 19.4 | 7.8 | 24.4 | 6.1 | 12.2 | -5 | 26.1 | 7.7 | 18.9 | 5.6 | 26.7 | 12 | 18.9 | 3.9 | 29.3 | 18.1 | 16.1 | -1.7 | 22.2 | 8.3 | 26.1 | 10.6 | 19.4 | 13.9 | 26.1 | 12.2 | 30 | 12.5 | 25.6 | 12.2 | 21.1 | -3.3 | 25 | -4.4 | 32.8 | -7.2 | 20.6 | 3.3 | 21.7 | 0 | 15 | 10.6 | 20 | 9.4 | 12.2 | 4.4 | 20.6 | 9.4 | 24.4 | 16.1 | 12 | 12 | 17.2 | 1.7 | 18.9 | 6.1 | 25 | 18.3 | 11.1 | 3.9 | 18 | -3 | 30.6 | 19.4 | 22.8 | 13.9 | 26.8 | 13.9 | 22.2 | 16.1 | 31.7 | 19.4 | 10.9 | 2.5 | 26 | 13.2 | 28.3 | 2.2 | 22 | 4.1 | 25.6 | 15.6 | 26.5 | 11.1 | 15.6 | 1.1 | 18.9 | 13.3 | 10 | 7.8 | 22.2 | 3.3 | 15 | 5 | 19.4 | 1.7 | 23.3 | 14.4 | 16.1 | -1.7 | 9.1 | -4.3
16 | -1 | 15 | -0.6 | 31.1 | 19.4 | 27.2 | 18.3 | 13.9 | -12.2 | 28.9 | -0.6 | 12 | 1 | 18.7 | 5.9 | 20 | 14.4 | 22.9 | 7.1 | 16.7 | 6.1 | 17.2 | 8.3 | 18.3 | 2.8 | 12.2 | 6.1 | 30 | 23 | 25.6 | 20.6 | 29.4 | 22.8 | 33.5 | 16 | 30 | 18.9 | 30.6 | 16.1 | 29.4 | 16.7 | 24.4 | 10 | 17.2 | 1.7 | 15 | 5 | 25 | 11.7 | 25 | 8.9 | 20 | 15 | 28.9 | 22.8 | 30.6 | 19.4 | 13.9 | 7.8 | 29 | 12 | 12.8 | 1.7 | 17.8 | 12.5 | 16.1 | 7.2 | 20 | 4.4 | 25 | 7.2 | 13.3 | -5.6 | 26.7 | 7.2 | 20 | 7.8 | 27.8 | 11.4 | 20 | 3.9 | 29.6 | 17.5 | 18.9 | -1.1 | 22.2 | 6.7 | 27.2 | 11.1 | 19.6 | 14.2 | 26.7 | 12.8 | 30.5 | 11.5 | 26.1 | 12.2 | 21.7 | -3.9 | 24.8 | -4 | 33.2 | -6.4 | 20.6 | 1.7 | 22.8 | 1.7 | 14.8 | 10.4 | 21.1 | 10.6 | 12.8 | 4.4 | 21.7 | 9.4 | 23.9 | 15 | 13 | 12 | 17.8 | 1.3 | 19.8 | 6.6 | 26.1 | 17.2 | 11.7 | 4.4 | 18 | -2 | 30.6 | 18.3 | 23.2 | 13.7 | 27.6 | 13.6 | 21.7 | 15.6 | 32.2 | 18.9 | 11.9 | 2.4 | 26.3 | 11.7 | 30 | -10.6 | 23 | 5 | 26.7 | 15 | 27.4 | 11.5 | 15.6 | 2.8 | 19.4 | 13.3 | 11.1 | 7.2 | 22.8 | 2.8 | 15.4 | 4.5 | 17.2 | 1.1 | 23.9 | 12.8 | 15.6 | 0 | 10 | -6.1
16 | -4 | 14.4 | 0 | 31.1 | 17.8 | 28.3 | 17.8 | 14.1 | -11.6 | 29.3 | 0 | 13 | 3 | 19.7 | 5 | 20 | 14.4 | 23.7 | 6.1 | 16.1 | 6.1 | 17.2 | 8.3 | 17.2 | 2.8 | 12.8 | 5.6 | 29 | 24 | 26.1 | 20 | 29.4 | 23.9 | 33.7 | 16.1 | 30.6 | 18.9 | 30.6 | 14.4 | 27.8 | 16.7 | 23.9 | 10.6 | 16.7 | 0 | 14.4 | 3.9 | 25.6 | 11.1 | 25.6 | 8.3 | 17.8 | 14.5 | 24.4 | 22.8 | 28.9 | 20.6 | 13.3 | 7.8 | 28 | 12 | 12.2 | 0 | 17.8 | 12.7 | 16.1 | 7.8 | 21.1 | 4.4 | 25 | 7.2 | 14.4 | -4.4 | 27.2 | 7.2 | 20 | 7.2 | 28.9 | 10.6 | 20 | 5 | 30 | 17.2 | 19.4 | -2.8 | 22.2 | 7.8 | 27.2 | 12.2 | 19.8 | 14.6 | 26.7 | 12.8 | 31.1 | 11.1 | 25.6 | 10.6 | 22.8 | -5 | 24.6 | -5 | 33.5 | -8 | 20.6 | -0.6 | 23.3 | 2.8 | 14.6 | 10.3 | 21.1 | 10 | 12.2 | 3.9 | 22.2 | 10 | 24.4 | 14.4 | 12 | 12 | 18.3 | 0.9 | 20.8 | 6.7 | 26.1 | 17.2 | 12.2 | 3.9 | 18 | -2 | 30.6 | 18.9 | 23.5 | 13.7 | 28.3 | 12.8 | 21.7 | 15.6 | 31.7 | 18.9 | 12.8 | 1.7 | 26.7 | 10.6 | 29.4 | -5.6 | 23.9 | 5.6 | 27.2 | 15 | 28.3 | 11.7 | 15 | 2.8 | 20 | 13.9 | 11.1 | 5.6 | 23.3 | 2.8 | 15.7 | 3.5 | 17.8 | 3.9 | 25.6 | 12.2 | 11.1 | 0 | 9.4 | -4.3
17 | -3 | 14.4 | 0.6 | 30.6 | 15.6 | 27.8 | 12.8 | 14.2 | -12.4 | 29.6 | 0.2 | 13 | 2 | 20.6 | 3.9 | 19.4 | 13.9 | 24.4 | 4.4 | 15 | 6.7 | 15.6 | 8.3 | 18.3 | 2.8 | 14.4 | 5.6 | 28 | 24 | 25 | 20 | 28.3 | 23.3 | 33.9 | 16.7 | 30.6 | 19.4 | 30.6 | 15.6 | 27.8 | 17.2 | 24.4 | 10.6 | 17.8 | 0.6 | 14.4 | 3.3 | 25.6 | 11.1 | 25 | 8.3 | 15.6 | 13.9 | 27.2 | 23.9 | 29.4 | 19.4 | 12.8 | 7.8 | 27 | 12 | 12.2 | 1.1 | 17.8 | 12.8 | 15 | 6.7 | 21.7 | 7.2 | 25 | 7.8 | 15 | -4.4 | 26.3 | 7.4 | 20 | 5.6 | 28.2 | 9.5 | 20.6 | 4.4 | 29.3 | 17.2 | 19.4 | -5.6 | 21.1 | 7.8 | 28.3 | 11.7 | 20 | 15 | 27.2 | 12.8 | 31.3 | 10.7 | 25.6 | 10 | 22.8 | -5.6 | 24.4 | -5.6 | 33.9 | -8.3 | 21.1 | 1.7 | 23.3 | 4.4 | 14.4 | 10 | 21.1 | 10 | 13.3 | 3.9 | 22.8 | 9.4 | 25 | 14.4 | 12 | 11 | 18.9 | 0.6 | 21.7 | 7.2 | 25.6 | 17.2 | 12.2 | 3.9 | 18 | -2 | 30 | 20.6 | 23.9 | 13.3 | 27.6 | 12.8 | 22.2 | 15.6 | 31.1 | 18.3 | 12.8 | 1.5 | 25.9 | 12.4 | 28.9 | -8.3 | 23.9 | 5.3 | 27.8 | 15 | 28.3 | 11 | 18.3 | 3.3 | 20 | 14.4 | 10 | 3.3 | 23.3 | 1.7 | 16.1 | 2.8 | 18.3 | 0 | 25 | 11.1 | 13.3 | 0 | 8.9 | -3.5
18 | -2 | 13.9 | 0 | 28.9 | 17.2 | 27.2 | 10.6 | 14.4 | -15 | 30 | 0.6 | 13 | 1 | 19.7 | 4.6 | 20.6 | 13.9 | 22.7 | 5.6 | 13.9 | 4.4 | 15 | 8.7 | 18.3 | 2.2 | 13.9 | 5 | 27 | 23 | 25 | 20 | 27.8 | 23.9 | 32 | 18.2 | 30.6 | 20 | 30.6 | 16.1 | 26.7 | 16.1 | 23.3 | 11.1 | 17.2 | 0 | 13.9 | 2.2 | 25.6 | 11.1 | 24.4 | 8.9 | 15.8 | 14.2 | 27.8 | 23.3 | 27.8 | 21.1 | 12.2 | 8.3 | 25 | 12 | 11.1 | 0 | 18.9 | 14.2 | 15 | 7.2 | 20.6 | 7.2 | 22.8 | 7.8 | 15 | -5 | 25.3 | 7 | 20.6 | 7.2 | 27.4 | 7.8 | 20.6 | 4.4 | 28.5 | 16.8 | 19.4 | -6.1 | 20.6 | 8.3 | 27.8 | 13.3 | 19.1 | 15.2 | 27.2 | 12.8 | 31.5 | 10.8 | 24.4 | 11.1 | 22.2 | -5.6 | 21.5 | -3.4 | 32.8 | -6.7 | 20.6 | -0.6 | 22.8 | 6.7 | 14 | 10.3 | 21.1 | 9.4 | 12.2 | 3.9 | 22.2 | 9.4 | 24.4 | 15 | 12 | 10 | 17.6 | 1.6 | 20.8 | 7.5 | 25.6 | 17.2 | 12.8 | 3.9 | 19 | -2 | 27.8 | 19.4 | 23.2 | 14.5 | 26.8 | 12.9 | 22.2 | 16.1 | 30 | 18.9 | 12.8 | 0.8 | 25.2 | 13.8 | 28.3 | -8.9 | 23.9 | 4.8 | 27.8 | 13.9 | 28.3 | 10.5 | 17.2 | 3.3 | 19.4 | 15 | 9.4 | 2.8 | 22.8 | 1.1 | 15.4 | 3.5 | 18.9 | 0 | 23.9 | 10.6 | 12.8 | 0 | 8.3 | -3.3
17 | -2 | 12.8 | -0.6 | 27.8 | 18.3 | 25 | 11.1 | 11.6 | -11.3 | 28.3 | 0.1 | 12 | 1 | 18.7 | 4.5 | 18.3 | 14.4 | 21.1 | 6.6 | 13.3 | 4.4 | 13.9 | 8.6 | 19.4 | 3.9 | 13.3 | 4.4 | 26 | 23 | 24.4 | 20 | 27.8 | 23.9 | 30.2 | 19.6 | 29.4 | 18.9 | 30.6 | 16.1 | 25.6 | 15.6 | 22.2 | 11.1 | 17.2 | 0 | 12.8 | 1.1 | 25 | 10.6 | 22.8 | 9.4 | 15.9 | 14.3 | 27.2 | 23.3 | 27.8 | 21.1 | 11.7 | 7.8 | 22 | 11 | 10.6 | -0.6 | 20 | 15.5 | 15 | 6.7 | 21.1 | 8.9 | 22.8 | 8.3 | 15 | -4.4 | 24.4 | 7.2 | 19.4 | 6.7 | 26.7 | 6.7 | 20 | 5 | 27.8 | 16.7 | 18.9 | -5.6 | 19.4 | 8.3 | 24.4 | 15.6 | 18.1 | 15 | 25.6 | 12.8 | 31.7 | 10.6 | 23.3 | 11.1 | 21.7 | -5 | 18.5 | -3.2 | 31.7 | -7.4 | 18.9 | 0 | 22.8 | 7.2 | 13.7 | 10.3 | 20 | 7.8 | 11.7 | 3.3 | 22.2 | 9.4 | 24.4 | 14.4 | 13 | 11 | 16.3 | 2.3 | 19.8 | 7.2 | 24.4 | 16.7 | 12.2 | 4.4 | 18 | -2 | 26.7 | 18.9 | 22.4 | 15.5 | 26.1 | 12.8 | 22.2 | 15 | 25 | 20 | 12.8 | 0.6 | 24.4 | 15 | 28.3 | -7.8 | 23.9 | 4.4 | 26.7 | 13.9 | 28.3 | 9.4 | 11.1 | 6.1 | 18.9 | 14.4 | 9.4 | 2.8 | 22.2 | 2.8 | 14.6 | 4 | 17.8 | 0 | 23.9 | 10 | 11.1 | 0 | 7.2 | -2.5
16 | -1 | 12.8 | -1.7 | 25.6 | 17.2 | 22.2 | 11.1 | 8.9 | -10.4 | 26.7 | -1 | 12 | 1 | 17.8 | 4.4 | 15 | 13.9 | 19.4 | 7.2 | 12.8 | 4.4 | 12.2 | 7.5 | 14.4 | 5 | 14.4 | 2.2 | 25 | 22 | 23.9 | 19.4 | 27.2 | 23.9 | 28.3 | 20.6 | 27.8 | 19.4 | 29.4 | 16.7 | 23.9 | 16.1 | 21.1 | 11.7 | 16.1 | 0 | 11.1 | -0.6 | 23.9 | 10 | 20.6 | 7.8 | 16.1 | 14.4 | 25 | 23.3 | 25 | 20 | 11.1 | 7.8 | 21 | 9 | 9.4 | 0 | 21.1 | 16.7 | 13.9 | 6.1 | 19.4 | 8.9 | 21.7 | 8.3 | 13.9 | -5 | 22.9 | 7.5 | 17.2 | 6.1 | 25.4 | 8 | 18.3 | 5.6 | 25.6 | 17.5 | 17.2 | -5 | 17.8 | 8.3 | 22.8 | 15.6 | 17.2 | 15 | 21.7 | 13.9 | 29.1 | 9.8 | 22.2 | 11.1 | 20 | -5.6 | 15.6 | -3.3 | 30.6 | -7.8 | 17.2 | 0.6 | 21.7 | 8.3 | 13.3 | 10.6 | 17.8 | 7.8 | 10.6 | 3.3 | 21.1 | 10 | 23.3 | 15 | 13 | 9 | 15 | 2.8 | 18.9 | 7.2 | 22.8 | 17.2 | 12.2 | 4.4 | 17 | -1 | 25 | 18.3 | 21.7 | 16.1 | 25 | 12.9 | 21.1 | 14.4 | 24.4 | 20 | 11.1 | 0.2 | 22.6 | 15.5 | 27.2 | -8.9 | 21.1 | 5.9 | 23.3 | 15.6 | 26.5 | 11.8 | 10.6 | 7.2 | 18.3 | 14.4 | 8.9 | 2.2 | 20 | 2.8 | 13.9 | 4.4 | 16.1 | 1.7 | 23.3 | 9.4 | 8.3 | 5.6 | 6.1 | -2.4
14 | -1 | 12.2 | -1.1 | 24.4 | 17.2 | 20 | 8.9 | 6.1 | -11.7 | 25 | -1.7 | 10 | 1 | 17.1 | 5.4 | 15 | 13.9 | 17.6 | 7.1 | 11.7 | 5 | 10.6 | 7.8 | 11.7 | 3.9 | 12.8 | 2.8 | 25 | 23 | 22.8 | 19.4 | 26.7 | 23.9 | 26.8 | 21.3 | 25.6 | 19.4 | 28.9 | 16.7 | 23.9 | 16.7 | 20.6 | 11.1 | 13.3 | 0.6 | 8.9 | 1.1 | 21.7 | 10 | 16.1 | 8.3 | 15.5 | 14.1 | 23.9 | 21.7 | 23.3 | 20 | 11.1 | 8.9 | 18 | 11 | 7.2 | 0.6 | 19.3 | 16.4 | 13.3 | 6.1 | 16.7 | 5.6 | 20.6 | 8.3 | 10.6 | -6.1 | 21.5 | 7.7 | 15.6 | 6.1 | 24.1 | 9.3 | 16.7 | 6.1 | 23.3 | 17.8 | 16.1 | -6.1 | 16.7 | 8.3 | 21.7 | 15 | 17.6 | 15.6 | 18.9 | 13.3 | 26.5 | 9.4 | 21.1 | 12.2 | 17.8 | -5 | 14.1 | -3.2 | 29.5 | -5.9 | 15.6 | 1.1 | 20 | 9.4 | 13.3 | 10.5 | 15 | 7.2 | 8.9 | 3.3 | 20.6 | 9.4 | 22.8 | 16.1 | 13 | 8 | 13.3 | 3.1 | 17.4 | 8.6 | 21.7 | 17.2 | 11.7 | 4.4 | 16 | 0 | 24.4 | 18.9 | 20.9 | 16.1 | 23.9 | 12.9 | 20 | 15 | 22.2 | 18.3 | 9.5 | 0.1 | 20.7 | 15.7 | 22.8 | -3.9 | 18.4 | 6.9 | 21.1 | 15.6 | 24.6 | 12.9 | 10.6 | 7.2 | 17.8 | 15 | 8.3 | 2.8 | 16.1 | 5 | 13.2 | 4.9 | 12.8 | 5 | 22.2 | 9.4 | 8.9 | 5 | 5 | -2.8
13 | -1 | 11.1 | -1.1 | 23.9 | 17.2 | 18.3 | 8.3 | 3.5 | -9.7 | 23.5 | -1.9 | 8 | 2 | 16.3 | 5.9 | 15 | 13.9 | 15.7 | 6.7 | 11.7 | 5 | 10 | 7.9 | 12.2 | 3.9 | 12.2 | 2.8 | 25 | 23 | 22.2 | 19.4 | 26.7 | 23.9 | 25.4 | 21.9 | 25 | 20 | 27.8 | 17.2 | 23.3 | 16.1 | 19.4 | 10.6 | 11.1 | 2.8 | 8.9 | 0.6 | 17.8 | 10.6 | 15 | 8.9 | 15 | 13.7 | 23.9 | 22.2 | 24.4 | 18.3 | 10.6 | 8.9 | 16 | 12 | 6.1 | -0.6 | 17.4 | 15.8 | 12.2 | 6.7 | 13.9 | 6.7 | 18.9 | 7.8 | 6.1 | -5 | 20 | 7.8 | 12.8 | 6.1 | 22.8 | 10 | 14.4 | 6.7 | 21.1 | 17.8 | 15.6 | -3.9 | 16.1 | 8.9 | 18.3 | 15 | 17.9 | 16.1 | 20 | 12.8 | 23.9 | 8.3 | 20 | 12.8 | 16.7 | -6.7 | 12.6 | -3.2 | 28.3 | -4.4 | 15 | 1.1 | 18.3 | 10.6 | 13.3 | 10.5 | 15 | 7.8 | 8.9 | 3.9 | 18.3 | 8.9 | 21.7 | 16.1 | 13 | 7 | 11.7 | 3 | 15.9 | 9.4 | 21.7 | 17.2 | 10.6 | 2.8 | 14 | 1 | 21.7 | 20.6 | 20.2 | 16.3 | 22.8 | 12.8 | 18.9 | 12.8 | 22.8 | 18.3 | 7.8 | -0.6 | 18.9 | 15.6 | 20.6 | 3.3 | 15.6 | 6.7 | 20 | 15.6 | 22.8 | 13.9 | 9.4 | 8.3 | 17.8 | 15 | 7.8 | 3.3 | 17.2 | 4.4 | 12.4 | 5.3 | 11.7 | 4.4 | 18.9 | 10 | 8.3 | 4.4 | 4.4 | -2.8
12 | 0 | 10.6 | -0.6 | 23.9 | 18.3 | 16.7 | 8.9 | 0.9 | -9.7 | 22.1 | -2.3 | 8 | 2 | 15.6 | 6.1 | 15 | 13.9 | 13.9 | 6.1 | 11.7 | 4.4 | 10 | 7.9 | 12.2 | 3.3 | 12.2 | 3.9 | 25 | 23 | 22.2 | 20 | 26.7 | 23.9 | 23.9 | 22.2 | 23.9 | 20 | 26.7 | 17.8 | 23.3 | 16.7 | 19.4 | 10.6 | 8.9 | 2.8 | 8.9 | 0.6 | 15.6 | 10 | 13.9 | 8.3 | 14.4 | 13.3 | 23.3 | 22.2 | 23.9 | 18.9 | 10.6 | 8.3 | 13 | 11 | 4.4 | -0.6 | 15.6 | 15 | 12.2 | 6.7 | 10 | 5.6 | 18.9 | 10 | 5.6 | -5.6 | 19.3 | 8.4 | 12.8 | 5.6 | 21.1 | 11.2 | 12.8 | 6.7 | 20.4 | 17.4 | 15 | -2.2 | 15 | 8.3 | 17.2 | 15 | 18.3 | 16.7 | 18.3 | 13.3 | 21.9 | 8.5 | 20 | 12.8 | 12.8 | -6.1 | 11.1 | -4.4 | 27.2 | -5 | 11.7 | 2.8 | 17.2 | 10.6 | 13.3 | 10.6 | 12.8 | 8.3 | 7.2 | 3.9 | 16.7 | 8.3 | 21.1 | 16.7 | 13 | 6 | 10 | 2.8 | 14.4 | 10 | 21.7 | 17.2 | 8.9 | 2.8 | 14 | 1 | 21.7 | 20.6 | 19.4 | 16.1 | 22.1 | 12.7 | 17.2 | 12.2 | 22.2 | 18.3 | 6.3 | -0.4 | 18.7 | 15.4 | 19.4 | 3.3 | 15.2 | 7.3 | 19.4 | 14.4 | 22.1 | 14.3 | 10 | 7.8 | 17.8 | 15.6 | 7.2 | 3.3 | 16.7 | 2.8 | 11.7 | 5.6 | 11.1 | 4.4 | 17.2 | 11.1 | 7.8 | 5 | 3.9 | -3.4
12 | 1 | 10 | -0.6 | 20.6 | 18.3 | 15 | 8.9 | -1.7 | -11.1 | 20.6 | -3.3 | 9 | 3 | 14.3 | 6.7 | 14.4 | 13.9 | 12.8 | 6.6 | 11.1 | 4.4 | 10 | 8.1 | 11.7 | 6.1 | 12.2 | 2.8 | 25 | 23 | 21.1 | 18.9 | 26.7 | 23.9 | 23.2 | 21.8 | 23.9 | 20 | 25.6 | 17.2 | 24.4 | 15.6 | 18.9 | 11.1 | 7.8 | 2.2 | 10 | 0.6 | 13.9 | 8.9 | 14.4 | 7.8 | 14.4 | 13.3 | 22.8 | 22.2 | 23.3 | 19.4 | 10 | 8.3 | 11 | 9 | 3.9 | -1.1 | 16.5 | 16 | 11.1 | 5.6 | 11.1 | 8.3 | 17.8 | 10 | 5 | -6.7 | 18.5 | 8.5 | 11.7 | 5.6 | 19.5 | 11.8 | 12.8 | 7.2 | 19.6 | 17 | 13.3 | -1.1 | 14.4 | 7.8 | 17.2 | 15 | 18.1 | 16.5 | 18.3 | 13.3 | 19.8 | 8.2 | 18.9 | 13.3 | 12.2 | -6.1 | 9.8 | -4.4 | 25.7 | -4.2 | 8.9 | 2.2 | 16.1 | 11.1 | 13.1 | 10.3 | 11.1 | 8.3 | 7.2 | 4.4 | 15 | 8.3 | 20.6 | 16.7 | 12 | 7 | 8.9 | 2.7 | 13.7 | 9.8 | 21.1 | 17.8 | 7.8 | 2.8 | 13 | 0 | 21.1 | 20 | 19.2 | 16.1 | 21.3 | 12.5 | 16.7 | 11.7 | 21.7 | 18.3 | 4.8 | -0.7 | 18.5 | 15.2 | 18.9 | 3.9 | 14.8 | 7.6 | 18.3 | 13.3 | 21.3 | 14.2 | 9.4 | 7.2 | 17.8 | 15.6 | 6.1 | 2.8 | 15 | 2.8 | 10.8 | 5.6 | 10 | 4.4 | 16.1 | 11.1 | 7.2 | 4.4 | 3.3 | -4.4
10 | 2 | 9.4 | -0.6 | 19.4 | 18.9 | 13.9 | 9.4 | -2.4 | -10.4 | 19.3 | -2.6 | 8 | 3 | 13 | 6.8 | 14.4 | 13.9 | 11.7 | 6.6 | 10.6 | 4.4 | 10 | 8.1 | 11.7 | 6.1 | 12.2 | 2.8 | 25 | 23 | 22.8 | 20 | 26.7 | 23.3 | 22.4 | 21.2 | 22.8 | 20 | 25 | 17.8 | 24.4 | 15.6 | 18.9 | 10.6 | 6.7 | 2.8 | 10.6 | 1.1 | 12.2 | 7.8 | 13.3 | 7.8 | 14.4 | 13.3 | 22.8 | 22.2 | 22.8 | 20 | 10 | 8.3 | 11 | 8 | 3.4 | -0.9 | 17.4 | 16.9 | 9.4 | 5 | 9.4 | 7.8 | 15 | 7.8 | 5 | -6.1 | 17.8 | 8.9 | 11.1 | 5 | 17.8 | 12.2 | 11.1 | 7.2 | 18.9 | 16.7 | 13.3 | -2.8 | 13.3 | 7.8 | 15.6 | 15 | 18 | 16.4 | 17.8 | 12.8 | 17.8 | 7.8 | 18.3 | 13.9 | 12.8 | -6.1 | 8.5 | -5.1 | 24.3 | -4.3 | 7.8 | 0.6 | 15 | 11.1 | 13 | 10.2 | 12.2 | 7.2 | 6.1 | 3.3 | 15 | 8.3 | 19.4 | 16.7 | 11 | 9 | 7.8 | 2.5 | 12.9 | 9.6 | 20.6 | 17.8 | 7.8 | 2.8 | 12 | 0 | 20.6 | 20 | 19.1 | 16.2 | 20.6 | 12.2 | 16.1 | 11.1 | 20.6 | 17.8 | 3.3 | -1.1 | 18.3 | 15 | 16.7 | 3.3 | 14.4 | 7.8 | 17.2 | 13.3 | 20.6 | 14.4 | 9.4 | 7.2 | 16.7 | 15 | 3.9 | 2.8 | 14.4 | 3.9 | 9.8 | 5.2 | 8.9 | 5.6 | 15.6 | 12.8 | 6.1 | 3.9 | 2.8 | -3.7
8 | 2 | 8.9 | -0.6 | 22.8 | 19.4 | 13.9 | 9.4 | -3.2 | -10.5 | 18 | -3 | 8 | 3 | 11.7 | 6.7 | 14.4 | 14.4 | 10.6 | 6.7 | 10.6 | 5 | 10 | 8 | 11.1 | 5 | 11.7 | 4.4 | 25 | 23 | 22.8 | 17.8 | 26.7 | 23.9 | 21.7 | 20.6 | 22.2 | 20 | 24.4 | 17.2 | 22.8 | 16.1 | 18.3 | 11.1 | 6.1 | 2.2 | 10 | 1.1 | 11.1 | 7.8 | 11.7 | 7.8 | 14.4 | 13.3 | 22.8 | 22.2 | 22.8 | 20.6 | 10 | 8.3 | 9 | 8 | 2.8 | -0.9 | 18.3 | 17.8 | 7.2 | 5 | 8.9 | 7.8 | 15 | 7.8 | 3.9 | -6.1 | 17.6 | 9.5 | 10 | 5 | 17.1 | 12.5 | 10.6 | 7.2 | 18 | 16.2 | 12.2 | -2.8 | 12.8 | 7.8 | 14.4 | 14.4 | 17.8 | 16.1 | 17.8 | 13.3 | 16.1 | 7.6 | 17.8 | 13.3 | 9.4 | -5.6 | 7.2 | -6.7 | 22.8 | -5 | 7.8 | 1.1 | 15 | 11.7 | 12.8 | 10 | 10.6 | 7.8 | 5.6 | 3.3 | 15 | 8.3 | 18.9 | 16.1 | 11 | 8 | 6.7 | 2.2 | 12.2 | 9.4 | 20 | 17.2 | 5.6 | 2.8 | 11 | -1 | 20.6 | 20 | 18.9 | 16.1 | 19.7 | 12.5 | 15.6 | 11.1 | 20.6 | 17.8 | 3.3 | -0.8 | 17.8 | 14.9 | 15.6 | 3.3 | 13.3 | 8.2 | 17.2 | 13.9 | 19.1 | 14 | 10 | 7.2 | 16.1 | 15 | 3.3 | 2.2 | 12.8 | 3.9 | 8.9 | 5 | 8.9 | 3.9 | 15.6 | 11.1 | 5 | 3.3 | 2.2 | -3.4
6 | 3 | 8.9 | -0.6 | 21.7 | 17.8 | 13.3 | 8.9 | -3.9 | -11.7 | 16.7 | -3.3 | 7 | 3 | 10.4 | 6.6 | 14.4 | 14.4 | 10 | 6.6 | 10 | 5.6 | 9.4 | 8.2 | 9.4 | 5.6 | 11.1 | 4.4 | 25 | 23 | 21.7 | 17.2 | 26.1 | 23.9 | 22.1 | 21.4 | 21.7 | 20 | 23.3 | 17.2 | 23.3 | 16.1 | 17.2 | 11.7 | 5.6 | 1.7 | 10 | 1.7 | 10 | 7.2 | 11.1 | 7.8 | 13.7 | 12.6 | 22.2 | 21.7 | 22.2 | 20.6 | 10 | 8.3 | 8 | 6 | 2.3 | -0.7 | 18.1 | 17.3 | 6.7 | 4.4 | 7.8 | 6.7 | 15 | 7.8 | 5 | -5.6 | 17.4 | 10.1 | 10 | 5 | 16.3 | 12.3 | 11.1 | 7.2 | 17 | 15.5 | 10.6 | -1.7 | 11.7 | 7.8 | 14.4 | 13.9 | 17.1 | 15.6 | 16.7 | 13.3 | 14.5 | 7.3 | 17.2 | 13.9 | 10 | -5.6 | 6.7 | -4.7 | 22.1 | -5.1 | 7.8 | 0 | 14.4 | 11.7 | 12.2 | 9.1 | 10.6 | 7.8 | 3.9 | 2.8 | 13.3 | 8.3 | 18.9 | 16.1 | 12 | 8 | 6.5 | 2.4 | 11.5 | 9.3 | 19.4 | 17.2 | 4.4 | 2.2 | 9 | -2 | 20 | 20 | 19.1 | 16.2 | 18.7 | 12.3 | 15 | 10.6 | 21.1 | 17.8 | 3.3 | -0.6 | 17.2 | 14.7 | 15 | 3.3 | 12.2 | 8.3 | 16.7 | 13.3 | 17.6 | 13.6 | 10 | 7.2 | 16.7 | 15.6 | 2.2 | 1.7 | 10 | 6.1 | 8.2 | 4.8 | 8.3 | 3.9 | 14.4 | 11.1 | 5.6 | 3.9 | 1.7 | -3.9
4 | 3 | 8.3 | 0.6 | 20.6 | 17.8 | 12.8 | 8.9 | -2.8 | -10.4 | 15 | -2.1 | 7 | 3 | 9.1 | 6 | 14.4 | 14.4 | 9.5 | 6.4 | 10 | 6.1 | 10 | 8.2 | 8.3 | 5.6 | 11.1 | 4.4 | 25 | 23 | 21.1 | 15.6 | 25.6 | 23.3 | 22.4 | 22.1 | 21.7 | 20 | 22.2 | 17.2 | 24.4 | 15.6 | 16.7 | 12.2 | 4.4 | 1.7 | 8.3 | 5 | 9.4 | 6.7 | 10.6 | 7.2 | 12.9 | 11.8 | 22.8 | 21.1 | 21.7 | 20.6 | 9.4 | 7.8 | 9 | 7 | 1.7 | -0.8 | 18 | 16.7 | 6.7 | 5 | 7.2 | 6.1 | 16.1 | 8.3 | 5.6 | -5 | 17.2 | 10.6 | 10 | 5 | 15.6 | 12.2 | 8.9 | 7.2 | 16.1 | 15 | 9.4 | -1.7 | 10.6 | 7.8 | 13.9 | 13.3 | 16.3 | 15 | 16.7 | 14.4 | 12.8 | 6.7 | 16.7 | 13.9 | 11.1 | -4.4 | 6.1 | -3.6 | 21.3 | -5.6 | 6.7 | 0.6 | 14.4 | 12.2 | 11.7 | 8.2 | 10.6 | 7.8 | 3.9 | 2.8 | 12.8 | 8.3 | 18.3 | 16.1 | 12 | 7 | 6.3 | 2.6 | 10.7 | 9.2 | 19.4 | 17.2 | 3.9 | 1.7 | 8 | -1 | 20 | 19.4 | 19.2 | 16.1 | 17.8 | 12.2 | 14.4 | 10 | 21.7 | 16.1 | 3.3 | -0.6 | 16.7 | 14.4 | 13.3 | 3.3 | 11.1 | 8.3 | 16.7 | 13.3 | 16.1 | 12.8 | 10 | 6.7 | 16.7 | 15.6 | 0.6 | 0 | 11.1 | 7.8 | 7.4 | 4.2 | 7.2 | 3.9 | 12.8 | 11.1 | 6.1 | 4.4 | 1.7 | -4.6
3 | 2 | 7.8 | 0.6 | 20 | 17.8 | 12.2 | 8.9 | -1.7 | -9.8 | 13.4 | -1.2 | 7 | 3 | 7.8 | 5.6 | 14.4 | 14.4 | 8.9 | 6.1 | 10.6 | 5 | 11.1 | 8.1 | 7.8 | 5.6 | 11.1 | 3.9 | 25 | 23 | 21.7 | 15 | 25.6 | 23.9 | 22.8 | 22.8 | 21.7 | 20 | 21.7 | 16.1 | 22.8 | 15.6 | 15.6 | 12.2 | 3.9 | 1.1 | 8.3 | 6.7 | 9.4 | 6.7 | 10.6 | 7.2 | 12.2 | 11.1 | 21.1 | 17.2 | 20.6 | 20 | 9.4 | 7.8 | 9 | 7 | 1.2 | -0.8 | 17.8 | 16.1 | 7.2 | 5.6 | 8.3 | 6.1 | 15.6 | 8.3 | 9.4 | -4.4 | 17.2 | 11.3 | 9.4 | 5 | 15.2 | 12 | 9.4 | 7.2 | 15.9 | 15 | 7.8 | -1.7 | 10 | 7.8 | 12.2 | 12.2 | 15.6 | 14.4 | 15.6 | 13.9 | 12.6 | 7.1 | 16.1 | 13.9 | 10.6 | -4.4 | 5.6 | -3.3 | 20.6 | -6.7 | 2.8 | -1.7 | 14.4 | 12.8 | 11.1 | 7.2 | 10 | 7.2 | 3.9 | 2.8 | 12.2 | 6.7 | 18.9 | 16.1 | 12 | 7 | 6.1 | 2.8 | 10 | 8.9 | 20 | 17.2 | 2.8 | 1.1 | 7 | 0 | 20 | 20 | 19.4 | 16.1 | 17.2 | 12.4 | 13.9 | 9.4 | 21.1 | 16.1 | 3.3 | -0.6 | 16.7 | 14.6 | 12.8 | 2.8 | 10.4 | 8.2 | 16.7 | 13.3 | 15.5 | 12.7 | 10 | 6.7 | 16.7 | 15.6 | 0.6 | -1.1 | 10 | 6.7 | 6.7 | 3.9 | 6.7 | 4.4 | 11.7 | 10.6 | 6.7 | 5.6 | 1.7 | -6.1
1 | 0 | 7.8 | 0.6 | 20 | 18.3 | 11.7 | 8.3 | -0.6 | -10.6 | 11.7 | -1.1 | 7 | 3 | 9.3 | 6.2 | 14.4 | 14.4 | 10 | 6.7 | 10 | 5.6 | 11.1 | 8.3 | 6.7 | 4.4 | 10 | 5 | 25 | 23 | 20.6 | 15.6 | 25 | 24.4 | 22.8 | 22.6 | 21.7 | 20.6 | 21.1 | 16.1 | 22.2 | 15.6 | 15 | 13.3 | 2.8 | 1.1 | 7.8 | 7.2 | 8.9 | 6.1 | 10.6 | 6.7 | 12.4 | 11.3 | 20 | 15.6 | 22.2 | 21.1 | 9.4 | 7.8 | 9 | 7 | 0.6 | -1.1 | 17.4 | 13.8 | 6.7 | 5 | 6.7 | 5.6 | 14.4 | 8.9 | 10 | -3.3 | 17.2 | 12.1 | 9.4 | 4.4 | 14.8 | 11.6 | 8.9 | 7.2 | 15.8 | 15.2 | 8.9 | -1.7 | 10 | 8.3 | 12.2 | 12.2 | 15.6 | 14.5 | 14.4 | 13.3 | 12.4 | 7.1 | 15.6 | 14.4 | 10.6 | -5.6 | 8 | -2.1 | 22.1 | -5.9 | 1.7 | -2.2 | 14.4 | 13.3 | 11.5 | 7.4 | 9.4 | 6.7 | 3.3 | 2.2 | 11.7 | 6.1 | 18.3 | 15.6 | 12 | 7 | 6.5 | 2.9 | 10.2 | 9 | 20 | 16.7 | 2.8 | 0.6 | 6 | 0 | 20.6 | 20 | 19 | 16.3 | 16.7 | 12.3 | 13.9 | 9.4 | 21.7 | 16.7 | 3.3 | -0.8 | 16.7 | 14.6 | 15.6 | 0.6 | 9.6 | 8.1 | 17.8 | 13.3 | 15 | 12.5 | 8.9 | 6.7 | 16.7 | 15.6 | 0.6 | -1.1 | 10 | 7.2 | 8 | 4.2 | 4.4 | 3.3 | 10.6 | 10 | 6.1 | 5 | 1.7 | -8.9
2 | -1 | 8.3 | 0.6 | 20 | 18.3 | 12.8 | 8.3 | 2.7 | -8.8 | 14.3 | -0.8 | 8 | 3 | 10.7 | 6.9 | 14.4 | 13.9 | 11.1 | 7.3 | 10 | 6.1 | 11.7 | 8.3 | 9.4 | 4.4 | 11.1 | 5 | 26 | 23 | 20 | 16.7 | 25 | 24.4 | 22.8 | 22.5 | 22.2 | 21.1 | 21.1 | 16.7 | 21.7 | 16.1 | 14.4 | 12.8 | 3.3 | 1.1 | 8.3 | 7.2 | 8.9 | 6.7 | 10 | 6.7 | 12.6 | 11.5 | 20.6 | 15.6 | 23.3 | 21.1 | 9.4 | 7.8 | 9 | 7 | 3.3 | -0.6 | 17.1 | 11 | 6.7 | 5 | 7.8 | 6.1 | 13.3 | 8.9 | 9.4 | -2.8 | 17.2 | 12.8 | 9.4 | 5 | 14.4 | 11.1 | 10 | 7.2 | 15.6 | 15 | 8.9 | -3.9 | 11.1 | 7.8 | 11.7 | 11.7 | 15.6 | 14.5 | 15.6 | 14.4 | 12.2 | 7.2 | 15.6 | 14.4 | 12.2 | -3.9 | 10.4 | -1.2 | 23.5 | -6.7 | 5.6 | 0 | 14.4 | 13.9 | 11.8 | 7.7 | 10.6 | 8.3 | 3.3 | 2.8 | 12.2 | 6.7 | 18.9 | 16.1 | 11 | 7 | 6.8 | 3.1 | 10.4 | 8.9 | 20 | 16.7 | 2.8 | 1.1 | 7 | -1 | 20 | 20 | 18.7 | 16.5 | 16.1 | 12.2 | 13.9 | 9.4 | 21.1 | 13.3 | 3.3 | -1.1 | 16.7 | 14.4 | 17.8 | -0.6 | 8.9 | 7.8 | 17.2 | 12.8 | 14.4 | 12.2 | 8.9 | 6.7 | 16.1 | 15.6 | 2.8 | 0.6 | 11.7 | 7.2 | 9.3 | 4.7 | 7.2 | 5 | 10 | 9.4 | 6.1 | 5 | 4.5 | -6.8
4 | -2 | 8.9 | 0 | 20 | 18.3 | 16.1 | 9.4 | 6.1 | -8.7 | 16.8 | -1.2 | 7 | 4 | 12.2 | 7.2 | 14.4 | 13.3 | 12.2 | 7.8 | 11.1 | 6.7 | 11.7 | 7.8 | 12.8 | 3.9 | 12.2 | 4.4 | 26 | 23 | 21.1 | 16.1 | 25.6 | 24.4 | 22.8 | 22.2 | 23.3 | 22.2 | 22.2 | 16.7 | 23.3 | 16.1 | 13.9 | 12.2 | 4.4 | 1.7 | 8.9 | 7.8 | 10.6 | 6.7 | 12.8 | 7.2 | 12.8 | 11.7 | 21.1 | 14.4 | 23.3 | 19.4 | 9.4 | 8.3 | 10 | 8 | 6.1 | 0 | 16.7 | 7.8 | 7.8 | 6.1 | 9.4 | 7.2 | 12.8 | 10 | 11.1 | -2.2 | 18.5 | 13.2 | 12.2 | 6.7 | 16.6 | 11.6 | 12.8 | 8.9 | 18.7 | 16.7 | 11.7 | -3.3 | 12.8 | 8.9 | 13.9 | 12.8 | 15.6 | 14.4 | 16.7 | 15 | 14.1 | 8.3 | 16.7 | 14.4 | 14.4 | -2.8 | 12.8 | -1.1 | 25 | -7.8 | 8.9 | 0 | 15 | 14.4 | 12.2 | 7.8 | 13.9 | 10 | 6.1 | 4.4 | 13.9 | 8.3 | 20 | 16.7 | 12 | 7 | 7.2 | 3.3 | 10.6 | 8.9 | 20.6 | 16.7 | 6.7 | 4.4 | 8 | -1 | 20 | 20 | 18.3 | 16.7 | 17.8 | 13.3 | 13.9 | 9.4 | 21.1 | 12.2 | 6.5 | 0 | 19.7 | 15.6 | 18.9 | 0 | 12.8 | 9.3 | 18.3 | 12.8 | 17.2 | 13.2 | 10 | 6.7 | 17.2 | 16.1 | 5 | 2.8 | 13.3 | 7.2 | 10.6 | 5 | 10.6 | 5 | 10 | 9.4 | 7.8 | 5.6 | 7.2 | -5.8
7 | -3 | 10 | 0 | 21.1 | 18.3 | 18.3 | 8.9 | 9.4 | -10.6 | 19.4 | -2.2 | 7 | 5 | 14.4 | 7.5 | 16.7 | 13.9 | 14.4 | 8.4 | 13.3 | 6.7 | 12.2 | 7.8 | 17.8 | 0.6 | 11.7 | 4.4 | 27 | 23 | 22.2 | 16.7 | 26.1 | 23.9 | 25.2 | 22.5 | 25.6 | 22.2 | 22.8 | 17.8 | 23.9 | 16.1 | 14.4 | 12.2 | 7.2 | 2.8 | 11.1 | 7.2 | 11.1 | 6.7 | 15.6 | 8.3 | 14.6 | 12 | 22.2 | 15 | 22.8 | 17.8 | 9.4 | 8.3 | 11 | 7 | 8.3 | -0.6 | 17.4 | 8 | 11.1 | 7.8 | 12.2 | 7.2 | 12.8 | 11.1 | 13.3 | -1.1 | 19.8 | 13.5 | 14.4 | 7.8 | 18.9 | 12 | 16.1 | 9.4 | 21.9 | 18.3 | 13.3 | -1.7 | 15 | 9.4 | 16.1 | 13.9 | 16.1 | 15 | 20.6 | 15.6 | 15.9 | 9.4 | 16.7 | 15 | 16.1 | -2.2 | 15.9 | -1.1 | 26.9 | -6.4 | 12.2 | 0.6 | 15 | 15 | 12.9 | 8 | 16.1 | 10.6 | 9.4 | 5.6 | 16.7 | 9.4 | 20.6 | 16.7 | 12 | 7 | 10 | 4.2 | 12.6 | 9.6 | 21.1 | 17.2 | 8.9 | 5.6 | 11 | 0 | 21.7 | 19.4 | 19.1 | 17.1 | 19.4 | 14 | 15 | 9.4 | 21.1 | 10.6 | 9.6 | 0.5 | 22.6 | 16.4 | 20 | 0 | 16.7 | 10.1 | 19.4 | 12.2 | 20 | 13.7 | 11.7 | 6.1 | 17.8 | 16.7 | 8.9 | 5 | 15 | 7.2 | 12.1 | 5.5 | 14.4 | 8.3 | 13.9 | 8.3 | 10 | 0 | 10 | -6.1
9 | -2 | 11.7 | -1.1 | 23.3 | 18.3 | 20 | 10 | 10.9 | -9.4 | 21.5 | -2.1 | 8 | 6 | 16.7 | 7.4 | 19.4 | 13.9 | 16.7 | 8.7 | 15.6 | 6.1 | 13.3 | 7.2 | 17.2 | 0 | 13.3 | 6.1 | 28 | 23 | 23.9 | 17.8 | 27.2 | 22.8 | 27.6 | 22.3 | 27.2 | 22.2 | 23.9 | 17.8 | 25 | 16.1 | 13.9 | 12.2 | 8.9 | 3.3 | 12.8 | 6.1 | 12.2 | 6.7 | 17.8 | 8.9 | 16.5 | 11.9 | 22.8 | 13.9 | 23.9 | 16.1 | 9.4 | 8.3 | 11 | 8 | 10 | -0.6 | 18.2 | 7.9 | 12.2 | 8.3 | 15.6 | 7.8 | 15 | 13.9 | 15.6 | -0.6 | 21.1 | 13.9 | 16.1 | 7.8 | 21.1 | 11.7 | 17.8 | 8.3 | 25 | 19.4 | 15.6 | -3.9 | 16.7 | 10 | 18.9 | 15 | 16.7 | 15.6 | 22.2 | 16.1 | 17.8 | 10 | 17.8 | 15 | 18.3 | -2.2 | 19.1 | -1.7 | 28.7 | -7.8 | 13.3 | 0.6 | 16.7 | 15.6 | 13.7 | 8.4 | 17.8 | 11.1 | 12.8 | 4.4 | 18.9 | 9.4 | 20 | 17.8 | 12 | 7 | 12.8 | 4.5 | 14.7 | 10.2 | 23.9 | 18.3 | 11.1 | 0.6 | 12 | 1 | 22.2 | 18.9 | 19.8 | 17.4 | 21.1 | 15 | 15.6 | 9.4 | 21.7 | 11.1 | 12.8 | 0.6 | 25.6 | 16.7 | 21.1 | -0.6 | 20.6 | 10 | 20 | 12.2 | 22.8 | 13.9 | 14.4 | 6.1 | 18.3 | 17.2 | 11.1 | 3.3 | 17.2 | 7.2 | 13.5 | 5.7 | 14.4 | 1.7 | 16.1 | 8.9 | 12.2 | -6.7 | 11.5 | -5.2
10 | -4 | 12.2 | -0.6 | 25 | 13.9 | 22.2 | 10 | 12.4 | -8.8 | 23.5 | -2.6 | 10 | 7 | 18.9 | 6.7 | 19.4 | 13.9 | 18.9 | 8.9 | 14.4 | 6.1 | 14.4 | 7.2 | 19.4 | -2.8 | 15.6 | 4.4 | 29 | 23 | 23.9 | 17.8 | 28.3 | 22.8 | 30 | 21.7 | 28.3 | 21.7 | 25.6 | 17.2 | 26.1 | 15.6 | 13.9 | 12.2 | 12.2 | 3.3 | 13.9 | 6.1 | 13.3 | 7.8 | 17.8 | 8.9 | 18.3 | 11.7 | 23.9 | 13.3 | 25 | 16.1 | 10 | 8.3 | 11 | 7 | 11.7 | -1.1 | 18.9 | 7.8 | 13.3 | 8.3 | 17.8 | 8.9 | 15.6 | 11.7 | 16.7 | 0.6 | 22.8 | 14.4 | 17.8 | 7.8 | 23.1 | 10.9 | 18.9 | 7.8 | 26.3 | 18.7 | 17.2 | -2.2 | 17.8 | 10.6 | 22.8 | 15.6 | 17.2 | 16.1 | 23.9 | 16.1 | 19.8 | 11.1 | 19.4 | 16.7 | 20 | -1.7 | 22.2 | -5 | 30.6 | -8.3 | 15 | 0.6 | 21.1 | 16.7 | 14.4 | 8.3 | 18.9 | 10.6 | 12.2 | 6.1 | 20 | 9.4 | 22.8 | 18.3 | 12 | 8 | 15.6 | 4.4 | 16.7 | 10.6 | 25 | 19.4 | 11.7 | 1.7 | 14 | 1 | 22.8 | 19.4 | 20.6 | 17.8 | 23.1 | 15.5 | 16.7 | 10.6 | 22.8 | 11.1 | 14.6 | 0.1 | 26.9 | 16.8 | 22.2 | -1.1 | 21.9 | 10.1 | 21.1 | 12.2 | 23.7 | 13 | 14.4 | 7.2 | 17.8 | 17.2 | 13.9 | 3.9 | 18.9 | 8.9 | 15 | 6.1 | 15 | -0.6 | 18.3 | 7.2 | 13.3 | -6.7 | 12.9 | -5
11 | -2 | 12.8 | -0.6 | 26.1 | 13.9 | 24.4 | 9.4 | 13.9 | -10 | 25.6 | -3.3 | 10 | 5 | 20.7 | 6.7 | 20 | 13.9 | 20.7 | 9 | 15.6 | 6.1 | 16.1 | 6.7 | 20.6 | -2.8 | 17.2 | 4.4 | 29 | 24 | 24.4 | 18.3 | 28.9 | 23.3 | 31.3 | 20.3 | 28.9 | 21.7 | 27.2 | 16.7 | 27.8 | 15 | 13.9 | 12.2 | 14.4 | 3.9 | 15.6 | 7.2 | 13.3 | 8.3 | 20 | 11.1 | 18.5 | 11.8 | 25 | 13.9 | 26.1 | 15.6 | 10 | 8.3 | 9 | 7 | 12.8 | 0 | 19.1 | 7.9 | 14.4 | 6.7 | 18.9 | 10 | 17.2 | 12.2 | 18.9 | 2.2 | 24.4 | 15.1 | 19.4 | 7.8 | 25.2 | 9.9 | 20.6 | 7.2 | 27.6 | 17.5 | 18.3 | -2.2 | 20 | 10 | 25.6 | 12.8 | 16.8 | 15.7 | 25 | 16.7 | 21.9 | 11.6 | 20.6 | 15 | 21.7 | -2.8 | 22.6 | -4 | 31.7 | -7.4 | 16.7 | -0.6 | 22.2 | 13.3 | 15.7 | 6.7 | 17.2 | 10 | 12.8 | 4.4 | 21.1 | 10 | 23.9 | 18.9 | 12 | 8 | 16.9 | 3.6 | 18.5 | 11.1 | 27.2 | 20 | 12.2 | 1.7 | 14 | 0 | 22.8 | 18.3 | 20 | 17.6 | 25.2 | 15.6 | 18.9 | 11.7 | 23.3 | 10.6 | 16.5 | -0.6 | 28.1 | 16.4 | 23.3 | -1.7 | 23.1 | 10.2 | 22.8 | 13.3 | 24.7 | 11.7 | 15 | 7.2 | 18.3 | 17.2 | 15 | 4.4 | 20.6 | 7.2 | 16.1 | 6.3 | 16.1 | 0.6 | 17.8 | 8.9 | 13.9 | -9.4 | 14.4 | -6.1
13 | -2 | 13.3 | -1.1 | 27.2 | 12.2 | 25.6 | 7.8 | 15 | -8.8 | 26.9 | -4.3 | 10 | 5 | 22.6 | 6.8 | 20 | 13.9 | 22.6 | 8.7 | 16.1 | 6.1 | 17.2 | 7.2 | 20 | -1.1 | 16.7 | 4.4 | 29 | 24 | 25.6 | 18.3 | 28.9 | 23.9 | 32.6 | 18.8 | 30 | 20.6 | 28.3 | 17.2 | 27.8 | 15 | 14.4 | 12.8 | 16.1 | 3.3 | 16.1 | 6.7 | 13.3 | 8.9 | 21.7 | 12.8 | 18.7 | 12 | 26.1 | 14.4 | 26.7 | 15 | 10 | 8.3 | 9 | 6 | 13.9 | 0 | 19.2 | 8 | 13.9 | 7.2 | 20 | 10.6 | 19.4 | 12.8 | 21.1 | 3.9 | 26.1 | 15.6 | 20 | 7.8 | 27.2 | 7.8 | 21.1 | 6.7 | 28.9 | 16.1 | 20 | -3.3 | 22.8 | 10 | 25.6 | 13.3 | 16.5 | 15.4 | 25.6 | 16.7 | 23.9 | 12.2 | 21.1 | 15 | 22.8 | -3.9 | 22.9 | -4.5 | 32.8 | -8.4 | 18.3 | -0.6 | 21.1 | 12.2 | 17 | 4.7 | 13.3 | 12.2 | 14.4 | 5 | 21.7 | 10 | 23.9 | 18.9 | 13 | 8 | 18.1 | 1.6 | 20.4 | 11.9 | 27.8 | 20 | 12.8 | 2.2 | 16 | 0 | 22.2 | 18.9 | 19.5 | 17.5 | 27.2 | 15.6 | 21.1 | 12.8 | 25 | 11.1 | 18.3 | -2.2 | 29.4 | 16.1 | 23.3 | -3.9 | 24.4 | 10 | 23.9 | 13.9 | 25.6 | 10 | 16.7 | 4.4 | 21.1 | 18.9 | 16.1 | 5.6 | 22.2 | 5 | 17.2 | 6.1 | 16.1 | 1.1 | 18.9 | 8.3 | 15.6 | -8.3 | 16.1 | -4.4
13 | -3 | 12.2 | 0.6 | 27.8 | 11.1 | 26.7 | 7.8 | 16.1 | -9.4 | 28.1 | -5.6 | 13 | 6 | 24.4 | 6.1 | 20 | 13.9 | 24.4 | 8.3 | 16.7 | 6.7 | 18.3 | 7.8 | 20.6 | 0.6 | 18.3 | 3.3 | 29 | 24 | 25.6 | 18.3 | 29.4 | 23.9 | 33.9 | 16.7 | 30.6 | 19.4 | 28.9 | 17.2 | 28.9 | 16.1 | 15 | 12.8 | 17.2 | 3.3 | 16.1 | 6.1 | 12.8 | 10.6 | 22.8 | 12.8 | 18.9 | 12.2 | 27.2 | 15 | 27.2 | 15.6 | 10 | 8.3 | 9 | 6 | 15.6 | -0.6 | 19.4 | 7.8 | 14.4 | 6.1 | 20 | 10.6 | 21.1 | 13.9 | 23.9 | 3.3 | 27 | 15.1 | 21.7 | 7.2 | 27.4 | 7.3 | 22.2 | 6.7 | 29.3 | 15.8 | 21.1 | -3.9 | 22.8 | 6.1 | 26.7 | 13.3 | 16.1 | 15 | 25.6 | 17.2 | 25.6 | 12.1 | 21.1 | 14.4 | 23.3 | -7.8 | 23.3 | -5 | 33.9 | -8.9 | 18.9 | 1.7 | 21.1 | 10 | 18.3 | 1.1 | 14.4 | 12.2 | 13.3 | 4.4 | 22.2 | 10.6 | 25.6 | 19.4 | 13 | 8 | 19.4 | -0.6 | 22.2 | 12.2 | 27.8 | 20 | 14.4 | 3.9 | 16 | 0 | 22.2 | 18.3 | 18.9 | 17.2 | 27.6 | 15 | 23.3 | 13.9 | 25 | 11.1 | 19.2 | -2.1 | 29.2 | 16.4 | 23.9 | -3.3 | 25.2 | 9.9 | 24.4 | 14.4 | 26.3 | 10.5 | 16.7 | 5 | 23.3 | 19.4 | 17.2 | 6.7 | 22.8 | 6.7 | 18.3 | 6.1 | 17.2 | 0.6 | 19.4 | 7.2 | 15.6 | -6.7 | 17.7 | -4.3
14 | -5 | 11.7 | 0.6 | 27.8 | 10.6 | 26.7 | 7.2 | 17.2 | -10.6 | 29.4 | -8.3 | 14 | 7 | 25.2 | 5.9 | 20 | 13.9 | 25 | 8.1 | 17.2 | 7.2 | 17.8 | 8.3 | 14.4 | 0 | 20.6 | 3.9 | 29 | 24 | 25 | 18.3 | 29.4 | 23.3 | 33.3 | 16.7 | 31.7 | 18.9 | 29.4 | 17.8 | 27.8 | 16.7 | 15.6 | 12.2 | 18.3 | 3.3 | 15.6 | 6.1 | 12.8 | 11.1 | 23.9 | 12.8 | 19.3 | 12.1 | 27.8 | 14.4 | 27.8 | 15.6 | 10.6 | 8.3 | 9 | 5 | 16.7 | 1.1 | 20.3 | 8 | 14.4 | 7.2 | 19.4 | 12.2 | 21.1 | 13.3 | 20.6 | 1.7 | 28 | 15 | 22.2 | 8.3 | 27.6 | 7 | 22.8 | 7.8 | 29.6 | 15.4 | 22.2 | -2.2 | 21.7 | 8.3 | 27.2 | 13.3 | 16.8 | 14.5 | 27.2 | 17.2 | 27.2 | 12.1 | 21.1 | 15 | 25.6 | -6.7 | 23.1 | -5.2 | 33.7 | -7.8 | 20 | 1.1 | 19.4 | 8.3 | 17.6 | 2 | 15 | 11.1 | 14.4 | 3.3 | 23.3 | 10.6 | 26.7 | 19.4 | 13 | 9 | 20.2 | 0.1 | 22.8 | 11.6 | 27.2 | 19.4 | 14.4 | 1.1 | 16 | 0 | 21.7 | 17.8 | 19.1 | 17.4 | 27.9 | 14.6 | 24.4 | 13.9 | 24.4 | 11.1 | 20.2 | -3.1 | 29.1 | 17 | 23.3 | -0.6 | 25.9 | 10.1 | 24.4 | 15 | 27.1 | 10.8 | 16.7 | 6.1 | 25 | 19.4 | 18.3 | 6.1 | 23.3 | 5.6 | 18.5 | 5.4 | 17.8 | 1.1 | 21.1 | 7.8 | 13.3 | -4.4 | 19.4 | -3.9
14 | -6 | 12.8 | 0 | 27.8 | 11.7 | 27.8 | 8.3 | 17.8 | -8.9 | 29.6 | -7.2 | 16 | 7 | 25.9 | 5.5 | 19.4 | 13.3 | 25.5 | 8.1 | 16.7 | 6.7 | 17.2 | 8.9 | 19.4 | 0.6 | 15 | 7.8 | 29 | 24 | 25 | 18.9 | 29.4 | 23.3 | 32.8 | 17.1 | 32.2 | 19.4 | 30 | 17.8 | 28.3 | 16.7 | 15.6 | 11.7 | 20 | 3.9 | 15.6 | 5.6 | 13.3 | 11.1 | 23.9 | 12.8 | 19.6 | 11.9 | 28.3 | 13.9 | 26.7 | 15 | 10.6 | 8.3 | 9 | 4 | 17.2 | 1.7 | 21.3 | 7.9 | 14.4 | 7.2 | 20 | 13.3 | 16.1 | 13.9 | 15 | 5 | 28.9 | 14.4 | 21.7 | 7.2 | 27.8 | 6.7 | 23.3 | 7.2 | 30 | 15 | 22.8 | -2.2 | 20 | 10 | 26.7 | 11.7 | 17.6 | 14.1 | 27.8 | 17.2 | 28.9 | 11.7 | 21.7 | 13.9 | 26.7 | -7.2 | 23 | -6.1 | 33.5 | -8 | 20 | 1.1 | 20 | 7.2 | 16.8 | 2.4 | 15.6 | 10.6 | 14.4 | 2.2 | 23.9 | 10.6 | 23.9 | 16.1 | 13 | 8 | 20.9 | 0.1 | 23.3 | 10.7 | 27.8 | 20 | 15.6 | 2.8 | 17 | 1 | 21.7 | 18.3 | 19.2 | 17.5 | 28.3 | 13.9 | 26.1 | 14.4 | 23.9 | 11.7 | 21.1 | -3.9 | 28.9 | 17.2 | 22.8 | -1.7 | 26.7 | 10 | 24.4 | 15.6 | 27.8 | 11.1 | 15 | 3.3 | 26.1 | 18.9 | 19.4 | 5 | 23.3 | 3.3 | 18.7 | 4.5 | 18.3 | 1.1 | 21.1 | 8.3 | 10 | 0 | 20 | -2.6
15 | -6 | 11.1 | 1.7 | 27.2 | 10.6 | 27.2 | 7.8 | 18.3 | -9.4 | 29.8 | -5.7 | 15 | 6 | 26.7 | 5 | 17.8 | 12.8 | 26.1 | 7.8 | 16.7 | 6.1 | 16.7 | 7.8 | 19.4 | -1.1 | 17.8 | 6.7 | 27 | 24 | 25 | 18.9 | 29.4 | 23.9 | 32.2 | 17.2 | 31.7 | 18.9 | 29.4 | 16.7 | 25 | 17.8 | 16.7 | 12.2 | 14.4 | 4.4 | 15 | 4.4 | 15 | 11.7 | 23.9 | 12.8 | 20 | 11.7 | 28.3 | 14.4 | 28.3 | 16.1 | 10.6 | 8.3 | 8 | 4 | 17.2 | 1.1 | 22.2 | 7.8 | 14.4 | 7.8 | 20 | 13.9 | 16.7 | 12.2 | 10.6 | 6.1 | 28.3 | 13.8 | 21.1 | 7.2 | 27.4 | 6.2 | 23.3 | 7.2 | 29.3 | 15.1 | 22.8 | -2.2 | 20.6 | 9.4 | 26.7 | 11.1 | 18.3 | 13.3 | 27.8 | 17.2 | 26.1 | 12.2 | 21.7 | 11.7 | 27.2 | -8.3 | 22.8 | -7.8 | 33.3 | -9.4 | 19.4 | 1.1 | 20 | 6.1 | 16.1 | 2.8 | 17.2 | 11.7 | 14.4 | 1.7 | 23.9 | 10.6 | 18.3 | 16.1 | 13 | 8 | 21.7 | 0.6 | 23.9 | 10 | 26.7 | 18.9 | 15 | 2.2 | 18 | 3 | 20 | 18.3 | 19.4 | 17.8 | 27.9 | 13.1 | 26.7 | 13.3 | 23.3 | 11.7 | 21.1 | -3.6 | 28.2 | 16.8 | 22.8 | -2.2 | 26.7 | 10 | 23.3 | 15.6 | 27.8 | 11.8 | 15.6 | 3.9 | 24.4 | 18.3 | 20 | 6.1 | 23.9 | 3.3 | 18.9 | 3.3 | 18.9 | 2.2 | 21.1 | 8.9 | 7.8 | 2.2 | 20.5 | -2.3
16 | -3 | 11.7 | 1.7 | 26.1 | 11.1 | 27.2 | 9.4 | 18.9 | -10 | 30 | -5.6 | 13 | 4 | 25.4 | 5.1 | 16.1 | 12.8 | 23 | 9.1 | 16.7 | 5.6 | 15.6 | 8.9 | 16.1 | 2.2 | 15 | 5.6 | 26 | 23 | 24.4 | 19.4 | 28.9 | 23.9 | 30.9 | 18.3 | 31.1 | 21.7 | 30 | 13.3 | 23.9 | 17.8 | 17.2 | 12.2 | 13.3 | 5.6 | 14.4 | 4.4 | 14.4 | 11.7 | 25 | 13.3 | 19.3 | 11.4 | 27.2 | 14.4 | 28.3 | 15.6 | 10.6 | 8.3 | 6 | 2 | 17.2 | 1.1 | 19.6 | 8.3 | 13.9 | 7.8 | 18.9 | 14.4 | 18.3 | 12.2 | 10 | 5 | 27.8 | 13.4 | 20.6 | 6.7 | 27.1 | 6 | 23.3 | 7.2 | 28.5 | 15.4 | 22.8 | -2.2 | 20.6 | 9.4 | 26.1 | 13.9 | 17.9 | 13.8 | 26.7 | 17.2 | 23.4 | 12.7 | 21.7 | 11.7 | 26.7 | -8.9 | 20.6 | -6.1 | 31.6 | -7.4 | 19.4 | 0.6 | 17.8 | 6.7 | 15.5 | 3.3 | 17.8 | 11.1 | 14.4 | 1.7 | 23.3 | 11.1 | 18.9 | 16.1 | 13 | 9 | 21.3 | 1.6 | 23.2 | 8.9 | 26.1 | 18.9 | 15 | 2.2 | 18 | 4 | 22.2 | 17.8 | 19.4 | 17.7 | 27.6 | 12 | 26.1 | 14.4 | 22.2 | 11.1 | 21.1 | -4.3 | 27.4 | 16.4 | 22.8 | -2.8 | 26.7 | 10 | 22.8 | 15.6 | 27.8 | 12.6 | 15.6 | 6.1 | 26.1 | 14.4 | 20 | 8.9 | 24.4 | 3.3 | 17.8 | 4 | 18.3 | 1.1 | 20 | 8.9 | 6.7 | 3.3 | 21.1 | -1.7
16 | -1 | 11.1 | 1.1 | 25 | 11.7 | 26.1 | 8.9 | 16.9 | -8.8 | 28.7 | -5.2 | 12 | 4 | 24.1 | 4.5 | 15.6 | 12.2 | 19.8 | 9.1 | 14.4 | 6.1 | 14.4 | 8.9 | 15 | 1.7 | 11.7 | 6.7 | 26 | 23 | 23.9 | 19.4 | 28.3 | 23.9 | 29.6 | 18.7 | 29.4 | 22.2 | 28.9 | 13.3 | 23.3 | 16.1 | 18.3 | 12.8 | 14.4 | 3.9 | 12.8 | 3.9 | 14.4 | 11.7 | 23.9 | 12.8 | 18.5 | 11.1 | 26.7 | 14.4 | 26.7 | 15.6 | 10.6 | 8.3 | 6 | 2 | 16.7 | 2.2 | 17 | 8.5 | 13.3 | 7.2 | 17.2 | 13.3 | 17.8 | 9.4 | 10.6 | 0.6 | 27.2 | 12.8 | 20 | 7.2 | 26.7 | 5.6 | 22.2 | 7.2 | 27.8 | 15.6 | 22.2 | -2.8 | 20.6 | 9.4 | 24.4 | 13.9 | 17.6 | 14.1 | 25.6 | 17.2 | 20.6 | 12.2 | 21.7 | 12.2 | 25 | -9.4 | 18.3 | -6.4 | 30 | -6.9 | 16.7 | 0 | 16.7 | 6.7 | 15 | 3.5 | 16.1 | 11.1 | 13.9 | 0 | 22.8 | 11.1 | 19.4 | 15.6 | 13 | 9 | 21 | 1.8 | 22.4 | 8.2 | 26.1 | 18.9 | 15 | 3.3 | 17 | 4 | 21.7 | 17.8 | 19.4 | 17.7 | 27.2 | 11.1 | 25.6 | 14.4 | 21.7 | 10 | 21.1 | -5 | 26.7 | 16.1 | 22.2 | -3.3 | 26.7 | 10 | 22.8 | 16.1 | 27.8 | 13.3 | 16.1 | 4.4 | 24.4 | 10.6 | 18.9 | 7.8 | 21.1 | 5.6 | 16.7 | 4.1 | 17.2 | 0.6 | 17.2 | 10 | 7.8 | 3.3 | 19.3 | -0.6
15 | -1 | 9.4 | 3.3 | 22.8 | 12.2 | 22.2 | 10.6 | 14.8 | -8.3 | 27.4 | -5 | 12 | 4 | 22.8 | 4.4 | 15 | 12.8 | 16.7 | 8.9 | 12.8 | 6.7 | 12.8 | 8.3 | 13.9 | 0.6 | 11.7 | 7.2 | 24 | 22 | 23.3 | 18.9 | 27.2 | 23.9 | 28.3 | 19.4 | 27.8 | 22.2 | 27.2 | 15 | 23.3 | 16.7 | 17.2 | 12.8 | 14.4 | 3.9 | 11.1 | 2.8 | 14.4 | 11.7 | 22.2 | 13.3 | 17.8 | 10.6 | 25 | 16.1 | 24.4 | 14.4 | 10 | 8.3 | 6 | 3 | 15 | 2.2 | 14.4 | 7.8 | 12.8 | 5.6 | 16.7 | 13.9 | 17.2 | 8.3 | 9.4 | -2.2 | 25.9 | 13.1 | 18.9 | 6.7 | 25.2 | 6.4 | 21.1 | 7.2 | 25 | 16.7 | 21.1 | -2.2 | 19.4 | 8.9 | 23.3 | 15 | 17.2 | 14.4 | 23.3 | 17.2 | 17.4 | 10.8 | 20.6 | 12.2 | 23.9 | -8.3 | 16.1 | -7.2 | 28.3 | -7.2 | 13.9 | 1.1 | 15 | 5.6 | 14.4 | 3.9 | 15.6 | 10 | 12.8 | 1.7 | 21.1 | 10.6 | 18.3 | 15.6 | 13 | 10 | 20.6 | 2.2 | 21.7 | 7.2 | 25.6 | 18.3 | 14.4 | 2.8 | 16 | 5 | 20.6 | 17.8 | 19.4 | 17.8 | 26.1 | 11.5 | 25 | 14.4 | 20 | 10 | 19.1 | -3.9 | 24.5 | 16.8 | 20.6 | -3.3 | 24.8 | 11.1 | 22.2 | 16.1 | 26.5 | 12.9 | 15 | 4.4 | 22.2 | 9.4 | 17.2 | 7.8 | 20 | 5.6 | 15.6 | 4.4 | 13.9 | 1.7 | 15.6 | 12.8 | 8.9 | 0 | 17.4 | -0.3
14 | 0 | 9.4 | 2.8 | 21.1 | 12.2 | 20 | 10.6 | 12.8 | -9.4 | 26.1 | -5 | 11 | 4 | 20.9 | 4.5 | 15 | 13.3 | 15.2 | 8.9 | 11.7 | 6.7 | 11.1 | 8.3 | 12.2 | 3.3 | 11.1 | 7.8 | 22 | 18 | 23.3 | 17.8 | 27.2 | 23.9 | 26.3 | 19.9 | 25.6 | 22.2 | 25 | 14.4 | 23.3 | 17.2 | 15.6 | 12.2 | 13.9 | 2.8 | 9.4 | 2.8 | 14.4 | 11.7 | 19.4 | 13.3 | 16.7 | 11.5 | 22.2 | 16.7 | 23.9 | 13.9 | 10.6 | 8.3 | 5 | 2 | 13.3 | 1.1 | 13.1 | 8 | 11.7 | 6.1 | 16.1 | 13.3 | 15.6 | 8.9 | 5 | -3.3 | 24.6 | 13.2 | 17.8 | 7.2 | 23.7 | 6.5 | 20.6 | 7.8 | 22.2 | 17.4 | 17.2 | -0.6 | 17.8 | 8.3 | 21.1 | 15 | 17 | 14.3 | 22.8 | 17.2 | 14.3 | 9.1 | 18.9 | 12.8 | 20.6 | -7.8 | 14.1 | -5.5 | 27.4 | -7.3 | 13.9 | -1.1 | 12.2 | 4.4 | 14.2 | 3.9 | 14.4 | 10.6 | 11.7 | 2.2 | 18.9 | 12.2 | 17.8 | 15.6 | 13 | 10 | 17.6 | 3.5 | 19.3 | 9 | 24.4 | 18.3 | 12.8 | 3.3 | 16 | 7 | 19.4 | 17.2 | 18.7 | 17 | 25 | 11.2 | 23.3 | 14.4 | 18.3 | 10.6 | 17 | -3.8 | 22.2 | 16.7 | 20 | -1.7 | 23 | 11.4 | 22.2 | 16.7 | 25.2 | 12.8 | 12.8 | 6.7 | 20.6 | 9.4 | 15.6 | 8.3 | 17.2 | 6.1 | 13.9 | 4.2 | 10 | 2.8 | 14.4 | 13.3 | 7.2 | 3.3 | 15.6 | -0.6
13 | 4 | 8.9 | 3.3 | 20 | 12.2 | 20 | 10.6 | 9.8 | -7 | 23.7 | -3.9 | 11 | 4 | 19.1 | 4.1 | 15 | 12.8 | 13.7 | 8.6 | 11.1 | 7.2 | 10.6 | 8.5 | 11.1 | 5 | 10.6 | 6.7 | 20 | 16 | 22.8 | 17.8 | 26.7 | 23.9 | 24.2 | 19.9 | 25.6 | 22.2 | 23.3 | 13.3 | 23.3 | 16.7 | 14.4 | 12.2 | 11.7 | 6.1 | 8.3 | 3.9 | 13.9 | 11.7 | 17.2 | 13.3 | 15.5 | 11.9 | 21.7 | 16.7 | 22.8 | 13.9 | 10 | 8.3 | 5 | 1 | 11.1 | 1.7 | 11.9 | 8 | 11.1 | 5.6 | 15.6 | 12.8 | 13.9 | 12.2 | 6.7 | -2.2 | 23.3 | 13.3 | 17.8 | 7.2 | 22.2 | 6.7 | 20 | 7.8 | 19.4 | 17.2 | 16.1 | -2.2 | 17.8 | 9.4 | 20.6 | 15 | 16.9 | 14.2 | 21.7 | 17.8 | 11.1 | 7.2 | 17.2 | 12.2 | 17.8 | -8.9 | 12 | -5.7 | 26.5 | -7.9 | 13.9 | -2.2 | 10.6 | 2.8 | 14.1 | 4.4 | 12.8 | 10 | 10 | 2.8 | 18.9 | 12.2 | 17.8 | 14.4 | 13 | 9 | 14.7 | 3.8 | 16.8 | 9.5 | 23.3 | 18.3 | 11.1 | 3.3 | 14 | 8 | 18.9 | 17.2 | 17.9 | 16.3 | 23.9 | 11.1 | 20 | 14.4 | 16.1 | 11.1 | 15 | -4.4 | 20 | 16.7 | 18.9 | -1.1 | 21.1 | 11.7 | 22.2 | 17.8 | 23.9 | 12.2 | 11.1 | 7.2 | 18.3 | 7.8 | 15 | 8.9 | 13.9 | 8.3 | 12.3 | 4.3 | 8.3 | 2.8 | 13.9 | 12.8 | 7.2 | 3.3 | 14.7 | -0.5
12 | 3 | 8.9 | 3.3 | 18.9 | 12.8 | 18.3 | 10.6 | 6.9 | -6.3 | 21.3 | -2.9 | 11 | 4 | 17.2 | 3.9 | 15 | 12.8 | 12.2 | 8.3 | 10.6 | 7.2 | 10 | 8.6 | 9.4 | 3.3 | 10.6 | 7.2 | 18 | 13 | 23.3 | 17.8 | 26.7 | 23.9 | 22.2 | 20 | 25.6 | 21.7 | 22.2 | 11.7 | 23.3 | 17.2 | 12.2 | 10.6 | 11.1 | 6.1 | 7.8 | 3.9 | 13.9 | 11.7 | 15.6 | 12.8 | 14.4 | 12.2 | 20.6 | 16.7 | 21.1 | 13.9 | 10 | 8.3 | 4 | 1 | 10 | 1.7 | 10.6 | 7.8 | 9.4 | 6.1 | 14.4 | 11.7 | 12.8 | 11.1 | 4.4 | -0.6 | 22.9 | 12.6 | 17.2 | 7.2 | 21.1 | 7.7 | 18.9 | 7.8 | 19.8 | 17 | 15 | -2.2 | 15 | 9.4 | 19.4 | 15 | 16.7 | 13.9 | 21.7 | 17.8 | 10.2 | 6.2 | 16.7 | 12.2 | 18.9 | -8.3 | 10 | -6.7 | 25.6 | -8.9 | 12.8 | -1.7 | 10 | 1.7 | 13.9 | 4.4 | 11.7 | 10 | 8.3 | 3.9 | 17.2 | 12.2 | 17.2 | 15 | 13 | 9 | 11.7 | 3.3 | 14.4 | 10 | 22.8 | 18.3 | 11.1 | 3.9 | 14 | 8 | 18.9 | 17.2 | 17.2 | 15.6 | 22.8 | 11.9 | 21.7 | 14.4 | 13.9 | 11.1 | 14.1 | -3.6 | 20.2 | 17.1 | 18.3 | -1.7 | 20.4 | 11.4 | 22.2 | 19.4 | 23 | 13.5 | 10.6 | 6.1 | 16.1 | 8.9 | 15 | 8.9 | 12.8 | 10 | 10.6 | 3.9 | 6.7 | 1.7 | 14.4 | 12.8 | 7.2 | 3.9 | 13.7 | -1.3
11 | 3 | 8.3 | 2.8 | 16.7 | 12.8 | 17.2 | 11.7 | 3.9 | -7.2 | 18.9 | -3.3 | 11 | 5 | 16.1 | 4.5 | 15 | 13.3 | 11.8 | 7.3 | 10 | 7.8 | 10 | 8.9 | 10 | 3.3 | 10.6 | 7.2 | 18 | 13 | 22.8 | 17.8 | 26.7 | 24.4 | 21.3 | 17.7 | 25.6 | 21.1 | 21.1 | 11.7 | 23.3 | 17.2 | 12.8 | 10.6 | 11.1 | 4.4 | 6.7 | 3.9 | 13.3 | 11.1 | 15.6 | 13.3 | 13.7 | 11.8 | 18.9 | 16.1 | 22.2 | 13.9 | 10 | 8.3 | 4 | 1 | 10.6 | 2.2 | 9.8 | 7.1 | 8.3 | 6.7 | 13.9 | 12.2 | 12.8 | 11.7 | 4.4 | -0.6 | 22.6 | 12.3 | 17.2 | 7.2 | 20 | 8.1 | 18.9 | 7.8 | 20.2 | 16.9 | 15 | -3.9 | 12.8 | 10.6 | 18.3 | 15 | 16.7 | 14.2 | 21.1 | 17.8 | 9.2 | 5 | 16.1 | 12.2 | 17.2 | -8.3 | 8.5 | -4.7 | 24.5 | -6 | 10 | -1.7 | 8.3 | 1.7 | 13.3 | 5 | 10 | 8.9 | 9.4 | 3.3 | 16.7 | 12.8 | 17.2 | 14.4 | 12 | 9 | 10.9 | 3.2 | 13.7 | 10.3 | 22.2 | 18.9 | 7.8 | 3.9 | 13 | 7 | 18.9 | 17.2 | 17 | 15.5 | 21.7 | 12 | 20.6 | 16.1 | 13.3 | 11.1 | 13.1 | -3.6 | 20.4 | 17.4 | 18.3 | -0.6 | 19.6 | 10.6 | 22.2 | 20 | 22 | 14.2 | 9.4 | 5.6 | 14.4 | 8.9 | 14.4 | 8.9 | 12.2 | 8.9 | 9.8 | 4 | 2.8 | 2.2 | 14.4 | 12.8 | 6.1 | 2.8 | 12.8 | -2.2
13 | 4 | 8.3 | 2.2 | 16.1 | 12.8 | 16.1 | 11.7 | 2.4 | -6.4 | 17 | -2.8 | 10 | 4 | 15 | 5.3 | 15.6 | 12.8 | 11.5 | 6.7 | 10 | 7.2 | 9.4 | 8.9 | 8.3 | 6.1 | 11.1 | 5.6 | 17 | 13 | 22.8 | 17.8 | 26.7 | 23.3 | 20.3 | 15.3 | 25.6 | 21.7 | 20 | 11.7 | 22.8 | 17.2 | 12.8 | 10.6 | 11.1 | 3.9 | 6.1 | 3.3 | 12.8 | 10.6 | 15 | 12.8 | 12.9 | 11.2 | 19.4 | 16.1 | 22.2 | 13.3 | 10 | 8.3 | 4 | 1 | 10.1 | 2.5 | 9.1 | 6.4 | 7.2 | 6.7 | 13.3 | 12.2 | 13.9 | 12.2 | 4.4 | -3.3 | 22.2 | 11.7 | 17.2 | 7.8 | 18.9 | 8.3 | 18.3 | 7.8 | 20.6 | 16.7 | 14.4 | -3.9 | 13.3 | 10.6 | 17.2 | 15 | 16.7 | 14.4 | 20 | 17.8 | 8.3 | 3.9 | 15.6 | 12.8 | 14.4 | -11.1 | 7.1 | -4.1 | 23.3 | -5 | 10 | -2.8 | 5.6 | 1.7 | 12.8 | 5.3 | 11.1 | 8.9 | 7.8 | 2.8 | 16.7 | 12.8 | 16.7 | 14.4 | 12 | 9 | 10.2 | 3.3 | 12.9 | 10.8 | 21.7 | 18.9 | 8.9 | 3.3 | 13 | 8 | 18.9 | 17.2 | 16.9 | 15.6 | 20.6 | 12.2 | 20 | 16.1 | 13.3 | 11.1 | 12.2 | -3.9 | 20.6 | 17.8 | 17.2 | -1.1 | 18.9 | 10 | 22.2 | 20.6 | 21.1 | 15 | 8.3 | 5 | 12.2 | 8.9 | 14.4 | 8.3 | 11.7 | 8.3 | 9.1 | 4.3 | 2.8 | 1.7 | 13.9 | 13.3 | 5.6 | 5 | 11.3 | -1
11 | 4 | 7.2 | 2.8 | 13.3 | 12.2 | 15.6 | 11.7 | 0.9 | -6.7 | 15.2 | -2.8 | 9 | 6 | 13.9 | 5.6 | 15.6 | 12.8 | 11.1 | 5.6 | 9.4 | 7.2 | 8.9 | 8.9 | 8.3 | 3.3 | 10 | 5.6 | 17 | 13 | 22.8 | 17.8 | 26.7 | 23.9 | 19.4 | 12.8 | 23.9 | 21.1 | 18.9 | 11.1 | 22.8 | 17.2 | 11.7 | 10 | 9.4 | 4.4 | 6.1 | 3.3 | 13.3 | 11.1 | 16.7 | 9.4 | 12.2 | 10.6 | 18.3 | 16.1 | 21.1 | 13.3 | 10 | 8.3 | 4 | 1 | 9.7 | 2.8 | 8.3 | 5.6 | 6.7 | 5.6 | 13.9 | 12.2 | 12.8 | 9.4 | 1.7 | -6.7 | 22 | 12.3 | 16.7 | 7.8 | 18.9 | 8.6 | 18.3 | 7.8 | 19.5 | 16.6 | 12.8 | -2.8 | 12.8 | 11.1 | 17.2 | 15 | 16.7 | 14.4 | 19.4 | 17.2 | 7.6 | 3.1 | 15 | 12.2 | 12.8 | -11.1 | 5.6 | -4.4 | 22.2 | -3.9 | 6.7 | -3.3 | 5.6 | 1.7 | 12.2 | 5.6 | 9.4 | 7.2 | 6.7 | 2.8 | 16.1 | 12.8 | 17.2 | 16.1 | 12 | 9 | 9.4 | 2.8 | 12.2 | 11.1 | 21.7 | 18.9 | 7.8 | 2.2 | 13 | 8 | 18.3 | 17.2 | 16.7 | 15.6 | 19.5 | 12.5 | 19.4 | 15 | 12.2 | 10.6 | 11.1 | -3.7 | 20 | 17.4 | 13.3 | -0.6 | 18 | 10.9 | 23.3 | 21.1 | 19.4 | 14.3 | 8.3 | 4.4 | 11.1 | 8.3 | 13.9 | 7.2 | 11.7 | 8.9 | 8.3 | 4.4 | 1.7 | 1.1 | 13.3 | 12.8 | 5 | 4.4 | 9.8 | -0.6
9 | 2 | 6.1 | 1.7 | 12.2 | 11.7 | 15.6 | 11.7 | -0.6 | -7.8 | 13.3 | -3.3 | 8 | 6 | 12.4 | 6 | 15.6 | 12.8 | 10.9 | 6.7 | 9.4 | 7.2 | 7.8 | 7.8 | 6.1 | 3.3 | 9.4 | 5 | 16 | 13 | 22.2 | 17.8 | 26.7 | 23.9 | 18.1 | 11.9 | 23.9 | 21.7 | 17.8 | 11.1 | 22.8 | 17.2 | 11.7 | 10.6 | 8.3 | 4.4 | 5.6 | 3.3 | 12.8 | 11.7 | 15.6 | 8.9 | 11.8 | 10.6 | 18.9 | 16.7 | 21.1 | 12.8 | 10 | 8.3 | 4 | 1 | 9.2 | 2.8 | 7.8 | 5.5 | 7.8 | 7.2 | 13.3 | 12.2 | 11.1 | 8.3 | 0.6 | -6.7 | 21.9 | 13.3 | 16.7 | 7.8 | 18.9 | 8.9 | 17.8 | 7.8 | 18.3 | 16.3 | 8.3 | -2.2 | 12.2 | 9.4 | 16.1 | 15 | 16.7 | 14.6 | 18.9 | 17.8 | 6.8 | 2.1 | 15.6 | 12.8 | 11.7 | -10.6 | 5 | -4 | 22.2 | -2.8 | 5 | -1.7 | 3.9 | 1.7 | 11.8 | 5.9 | 9.4 | 7.2 | 6.7 | 2.8 | 15.6 | 13.3 | 17.8 | 17.2 | 12 | 9 | 7.9 | 2.8 | 11.3 | 10.1 | 21.1 | 18.3 | 7.8 | 2.2 | 13 | 7 | 18.3 | 17.2 | 16.7 | 15.6 | 18.3 | 12.8 | 18.3 | 15 | 12.2 | 10.6 | 10 | -4.2 | 19.5 | 17.1 | 12.2 | 0 | 17 | 11.3 | 23.3 | 21.7 | 17.8 | 13.7 | 7.8 | 4.4 | 10.6 | 7.2 | 13.9 | 7.8 | 11.7 | 9.4 | 8.1 | 4.5 | 1.1 | 1.1 | 12.8 | 12.2 | 4.4 | 3.9 | 8.3 | -0.6
8 | 1 | 6.1 | 2.2 | 11.7 | 11.1 | 15.6 | 11.1 | -0.8 | -7.2 | 12.9 | -3 | 8 | 6 | 10.9 | 6.1 | 15.6 | 12.2 | 10.8 | 7.5 | 9.4 | 7.2 | 8.9 | 8.9 | 5.6 | 3.3 | 9.4 | 4.4 | 16 | 13 | 22.2 | 17.8 | 26.7 | 23.9 | 16.9 | 11 | 23.9 | 21.7 | 17.2 | 11.1 | 22.8 | 17.2 | 11.1 | 9.4 | 7.8 | 4.4 | 6.1 | 3.3 | 13.3 | 11.7 | 15 | 8.3 | 11.5 | 10.6 | 17.2 | 16.1 | 18.3 | 12.8 | 10 | 8.3 | 3 | 2 | 8.7 | 2.7 | 7.2 | 5.2 | 6.7 | 6.1 | 12.8 | 12.8 | 10.6 | 7.8 | -1.1 | -7.2 | 21.7 | 13.9 | 15.6 | 8.9 | 18.9 | 8.9 | 17.8 | 7.8 | 17.2 | 16.1 | 8.3 | -1.7 | 11.7 | 9.4 | 16.1 | 15 | 16.7 | 14.6 | 18.3 | 17.2 | 6.1 | 1.1 | 15.6 | 12.8 | 11.7 | -11.1 | 4.5 | -4 | 22.2 | -2.8 | 4.4 | -2.2 | 3.3 | 1.1 | 11.5 | 6.5 | 8.3 | 5.6 | 5.6 | 2.8 | 14.4 | 13.3 | 17.2 | 16.7 | 12 | 9 | 6.5 | 2.6 | 10.3 | 8.8 | 21.1 | 18.3 | 6.7 | 1.7 | 12 | 4 | 17.8 | 16.7 | 16.7 | 15.6 | 17.2 | 12.8 | 17.8 | 13.3 | 13.3 | 10 | 8.9 | -5 | 18.9 | 16.7 | 11.1 | 0 | 16.1 | 11.7 | 23.9 | 21.7 | 16.1 | 12.8 | 7.8 | 5 | 8.9 | 6.7 | 13.3 | 8.3 | 11.7 | 8.9 | 8 | 5 | 0 | 0 | 12.8 | 12.2 | 3.9 | 2.8 | 7.4 | -0.9
6 | 2 | 5.6 | 2.8 | 11.1 | 10 | 15.6 | 11.1 | -0.9 | -7.3 | 12.6 | -2.5 | 8 | 6 | 9.4 | 6.1 | 15.6 | 12.2 | 10.6 | 8.3 | 9.4 | 7.2 | 10 | 9.1 | 5 | 2.2 | 9.4 | 3.9 | 16 | 12 | 22.2 | 17.2 | 26.7 | 23.9 | 15.6 | 10 | 23.9 | 21.7 | 16.1 | 11.7 | 22.8 | 16.7 | 10.6 | 9.4 | 8.3 | 5 | 6.1 | 3.9 | 12.8 | 11.7 | 15 | 7.2 | 11.1 | 10.6 | 16.7 | 16.1 | 15.6 | 12.2 | 10 | 8.3 | 2 | 1 | 8.3 | 3 | 6.7 | 5 | 6.7 | 6.1 | 12.8 | 12.2 | 10.6 | 8.3 | -1.1 | -7.2 | 20.9 | 14.3 | 14.4 | 9.4 | 18 | 9.4 | 17.2 | 7.8 | 17.4 | 16.4 | 10 | -1.7 | 10 | 8.9 | 16.7 | 15 | 16.7 | 14.4 | 17.8 | 17.2 | 5.9 | 1 | 15.6 | 12.8 | 12.2 | -10 | 3.9 | -5 | 22.2 | -2.8 | 2.8 | -2.8 | 2.2 | 0.6 | 11.1 | 6.7 | 8.3 | 4.4 | 5 | 2.2 | 13.3 | 11.7 | 17.8 | 17.2 | 11 | 8 | 5 | 2.2 | 9.4 | 7.8 | 20 | 17.8 | 6.1 | 1.1 | 13 | 4 | 17.8 | 16.7 | 16.7 | 15.6 | 17 | 12.8 | 17.8 | 12.2 | 12.2 | 10 | 8.7 | -4.6 | 19.3 | 17.1 | 8.9 | -0.6 | 15.9 | 12.3 | 24.4 | 21.7 | 15.7 | 12.9 | 7.8 | 4.4 | 8.9 | 6.1 | 13.3 | 8.9 | 11.7 | 8.9 | 7.8 | 5 | -0.6 | -0.6 | 12.8 | 12.2 | 3.9 | 2.8 | 6.5 | -1.2
5 | 1 | 5.6 | 2.2 | 11.1 | 11.1 | 14.4 | 10.6 | -1.1 | -8.3 | 12.2 | -2.8 | 8 | 6 | 11.3 | 6.7 | 15.6 | 11.7 | 11.3 | 8.6 | 8.9 | 6.7 | 10.6 | 9.4 | 3.3 | 2.2 | 10 | 2.8 | 15 | 12 | 22.2 | 17.2 | 26.7 | 23.3 | 15.2 | 10 | 23.3 | 21.7 | 15.6 | 11.1 | 22.8 | 17.2 | 10.6 | 9.4 | 6.1 | 4.4 | 6.7 | 3.9 | 12.2 | 11.7 | 14.4 | 6.7 | 11.5 | 10.9 | 16.7 | 15.6 | 15 | 13.3 | 10 | 8.3 | 2 | 1 | 7.8 | 2.8 | 8.7 | 6.3 | 6.7 | 6.1 | 12.8 | 12.2 | 11.1 | 10.6 | -1.1 | -6.7 | 20.2 | 14.6 | 13.3 | 10.6 | 17 | 9.7 | 17.2 | 7.8 | 17.6 | 17 | 6.1 | -1.1 | 10 | 8.3 | 16.7 | 14.4 | 17.1 | 14.9 | 17.8 | 17.2 | 5.8 | 0.9 | 15.6 | 12.8 | 12.2 | -8.3 | 7 | -3.4 | 23.7 | -0.5 | 2.2 | -3.9 | 2.2 | 1.1 | 11.5 | 7.1 | 8.3 | 4.4 | 5 | 2.2 | 13.3 | 11.7 | 18.3 | 15 | 11 | 8 | 6.5 | 2.9 | 10.7 | 8.5 | 20 | 17.8 | 5.6 | 1.7 | 12 | 4 | 17.8 | 16.1 | 16.9 | 15.6 | 16.9 | 12.9 | 17.8 | 11.7 | 14.4 | 11.1 | 8.5 | -4.4 | 19.6 | 17.4 | 7.8 | -0.6 | 15.8 | 13 | 19.4 | 17.2 | 15.4 | 12.9 | 8.3 | 4.4 | 8.9 | 6.1 | 13.3 | 8.9 | 11.7 | 9.4 | 9.5 | 5.9 | -0.6 | -0.6 | 12.8 | 12.2 | 0.6 | 0.6 | 5.6 | -2.2
8 | 3 | 5.6 | 2.2 | 12.8 | 12.8 | 13.3 | 10.6 | 4.1 | -5.5 | 14.8 | -2.3 | 8 | 6 | 13.1 | 6.7 | 15.6 | 11.7 | 12.1 | 8.8 | 10 | 7.2 | 10.6 | 9.4 | 3.3 | 1.7 | 11.1 | 2.8 | 15 | 12 | 22.2 | 17.2 | 26.7 | 23.3 | 14.8 | 9.8 | 23.9 | 21.7 | 15.6 | 10.6 | 21.7 | 17.2 | 12.8 | 11.1 | 5 | 3.3 | 8.9 | 6.1 | 12.8 | 11.7 | 14.4 | 6.1 | 11.8 | 11.2 | 16.7 | 15.6 | 16.1 | 13.3 | 10 | 8.3 | 2 | 1 | 8.3 | 2.8 | 10.8 | 7.7 | 6.7 | 6.1 | 12.8 | 12.2 | 11.1 | 10.6 | 1.1 | -5.6 | 19.4 | 15 | 12.8 | 10 | 16.1 | 10 | 17.2 | 7.2 | 17.8 | 17.2 | 8.3 | 1.1 | 11.1 | 9.4 | 17.2 | 14.4 | 17.4 | 15.2 | 17.8 | 17.2 | 5.6 | 0.6 | 15 | 13.3 | 9.4 | -8.3 | 10.2 | -2.5 | 25.2 | 0.6 | 5 | -1.1 | 4.4 | 2.8 | 11.8 | 7.5 | 8.3 | 4.4 | 6.1 | 2.2 | 13.3 | 11.7 | 18.3 | 15.6 | 11 | 8 | 7.9 | 3.4 | 12 | 9.2 | 20 | 18.3 | 2.8 | 1.1 | 12 | 4 | 17.2 | 16.1 | 17 | 15.5 | 16.7 | 12.8 | 17.8 | 11.1 | 15.6 | 11.7 | 8.3 | -5 | 20 | 17.8 | 10.6 | 0 | 15.6 | 13.3 | 18.3 | 16.7 | 15 | 12.8 | 10 | 5 | 8.9 | 6.7 | 13.3 | 8.9 | 11.7 | 9.4 | 11.1 | 6.7 | 2.8 | 1.7 | 12.2 | 12.2 | 0.6 | 0 | 8.4 | -0.8
13 | 3 | 6.1 | 2.8 | 17.2 | 15 | 18.3 | 12.2 | 9.2 | -4.8 | 17.4 | -2 | 9 | 7 | 15 | 6.7 | 16.7 | 11.7 | 12.8 | 8.9 | 12.8 | 7.8 | 11.1 | 9.4 | 3.9 | 2.2 | 14.4 | 1.1 | 17 | 11 | 22.8 | 16.7 | 26.7 | 22.8 | 14.4 | 10 | 24.4 | 22.2 | 16.1 | 10 | 21.1 | 18.9 | 13.3 | 11.7 | 8.3 | 4.4 | 11.7 | 6.7 | 13.3 | 12.2 | 16.1 | 7.2 | 12.2 | 11.7 | 21.1 | 18.3 | 23.9 | 14.4 | 10 | 8.3 | 2 | 0 | 8.9 | 3.3 | 12.8 | 8.9 | 9.4 | 7.8 | 12.8 | 12.8 | 10.6 | 8.3 | 3.3 | -4.4 | 20 | 15.3 | 12.8 | 10 | 18.1 | 10.7 | 15.6 | 8.9 | 18.5 | 17.2 | 12.2 | 2.2 | 11.1 | 9.4 | 18.3 | 15 | 17.8 | 15.6 | 18.9 | 18.3 | 5.8 | 0.5 | 14.4 | 13.9 | 13.9 | -8.3 | 13.3 | -2.8 | 26.7 | 2.2 | 9.4 | -1.1 | 8.3 | 1.1 | 12.2 | 7.8 | 10 | 5.6 | 8.9 | 5 | 15 | 12.8 | 18.3 | 16.7 | 11 | 8 | 9.4 | 3.9 | 13.3 | 10 | 21.1 | 18.3 | 7.8 | 3.9 | 12 | 4 | 18.9 | 16.7 | 17.2 | 15.6 | 16.3 | 12.9 | 17.2 | 12.2 | 18.3 | 11.7 | 11.3 | -3.9 | 22 | 18.2 | 13.9 | 1.1 | 18 | 14.5 | 19.4 | 17.2 | 17.2 | 14.1 | 9.4 | 7.2 | 12.2 | 7.2 | 14.4 | 8.9 | 11.7 | 10 | 12.8 | 7.2 | 8.3 | 6.1 | 12.8 | 12.2 | 0.6 | 0.6 | 11.1 | -0.1
18 | 2 | 8.3 | 2.2 | 20.6 | 13.3 | 22.2 | 12.8 | 14.4 | -6.1 | 20 | -3.3 | 10 | 6 | 17.2 | 7 | 17.8 | 11.7 | 14.8 | 9.4 | 15 | 8.9 | 11.7 | 10 | 5 | 1.7 | 16.1 | 2.2 | 20 | 8 | 23.3 | 16.7 | 27.2 | 22.8 | 16.8 | 9.3 | 25.6 | 22.8 | 18.3 | 9.4 | 22.2 | 18.3 | 13.9 | 12.2 | 10.6 | 5.6 | 13.9 | 6.7 | 14.4 | 12.2 | 17.2 | 6.1 | 14.2 | 12.1 | 23.9 | 16.7 | 25 | 11.7 | 10.6 | 8.9 | 3 | 0 | 9.4 | 5 | 14.5 | 8.9 | 12.2 | 9.4 | 13.3 | 13.3 | 11.1 | 8.3 | 5 | -4.4 | 20.5 | 15.3 | 12.8 | 10.6 | 20.2 | 11.7 | 13.3 | 11.1 | 19.3 | 16.9 | 13.3 | 2.8 | 15.6 | 6.1 | 20 | 16.1 | 18.7 | 16.2 | 20 | 19.4 | 5.9 | 0.2 | 13.3 | 13.3 | 17.8 | -8.3 | 15.9 | -1.9 | 27.2 | 2.3 | 12.8 | -1.7 | 9.4 | -1.7 | 13.5 | 8.4 | 11.7 | 6.1 | 13.3 | 5 | 17.8 | 13.3 | 18.9 | 17.2 | 12 | 8 | 12.4 | 4.6 | 15.3 | 10.7 | 21.7 | 18.9 | 10.6 | 3.3 | 11 | 7 | 20.6 | 16.1 | 18.7 | 16 | 16 | 13 | 17.2 | 12.8 | 21.7 | 11.1 | 14.2 | -3.6 | 24.1 | 18.3 | 17.8 | 1.1 | 20.4 | 15.4 | 20.6 | 17.8 | 19.5 | 15.6 | 9.4 | 6.1 | 13.9 | 6.1 | 15.6 | 9.4 | 12.2 | 10 | 15 | 7.8 | 12.2 | 7.8 | 12.8 | 12.2 | 0.6 | 0 | 13.9 | 0.6
21 | 1 | 9.4 | 2.2 | 23.3 | 13.3 | 25 | 13.3 | 16.3 | -4.3 | 22.4 | -2.7 | 11 | 6 | 19.5 | 7.3 | 19.4 | 12.8 | 16.9 | 9.9 | 16.7 | 10 | 13.3 | 10 | 6.7 | 2.2 | 17.8 | 0 | 22 | 7 | 25 | 16.7 | 27.8 | 23.3 | 19.3 | 8.4 | 27.2 | 23.3 | 20.6 | 9.4 | 24.4 | 20 | 13.9 | 12.2 | 12.2 | 5.6 | 15 | 6.7 | 15.6 | 12.8 | 20 | 7.8 | 16.3 | 12.7 | 26.7 | 15 | 26.1 | 10.6 | 10.6 | 8.9 | 3 | 0 | 8.9 | 5.6 | 16.1 | 8.9 | 15 | 7.8 | 15 | 14.4 | 11.1 | 8.3 | 6.1 | -4.4 | 21.1 | 15.6 | 12.8 | 11.1 | 22.2 | 12.2 | 13.3 | 11.1 | 20 | 16.7 | 16.1 | 3.9 | 17.2 | 3.3 | 21.1 | 16.7 | 19.7 | 16.8 | 22.2 | 19.4 | 6.1 | 0 | 13.3 | 12.8 | 18.9 | -7.8 | 18.5 | -2.1 | 27.8 | 2.8 | 15.6 | -1.7 | 10.6 | -1.1 | 14.8 | 8.8 | 12.8 | 6.1 | 14.4 | 4.4 | 21.1 | 13.9 | 20 | 17.2 | 12 | 8 | 15.3 | 5 | 17.2 | 11.1 | 22.8 | 20 | 12.8 | 3.3 | 12 | 8 | 22.8 | 15.6 | 20.2 | 16.5 | 15.6 | 12.8 | 17.2 | 13.3 | 23.3 | 11.7 | 17.2 | -3.9 | 26.1 | 18.3 | 18.9 | 1.1 | 22.8 | 16.1 | 22.2 | 19.4 | 21.7 | 16.7 | 12.8 | 6.1 | 15.6 | 5 | 17.2 | 10 | 12.8 | 10 | 17.2 | 8.4 | 15.6 | 7.2 | 13.3 | 12.8 | 0 | -0.6 | 16.3 | 0.4
22 | 2 | 10 | 2.8 | 25 | 11.1 | 26.7 | 13.3 | 18.1 | -4 | 24.8 | -4 | 12 | 6 | 21.7 | 6.7 | 19.4 | 12.8 | 18.9 | 10 | 18.3 | 10.6 | 15.6 | 10 | 7.8 | 2.8 | 20 | 0 | 24 | 5 | 26.1 | 17.2 | 28.3 | 22.8 | 21.7 | 6.1 | 29.4 | 23.3 | 22.2 | 8.3 | 25 | 19.4 | 13.3 | 12.2 | 13.9 | 6.1 | 15.6 | 6.7 | 15.6 | 13.3 | 23.3 | 7.2 | 18.3 | 12.8 | 28.9 | 14.4 | 27.2 | 8.9 | 10.6 | 8.9 | 5 | -1 | 10.6 | 5.6 | 17.8 | 8.3 | 16.1 | 7.8 | 15.6 | 14.4 | 11.7 | 8.3 | 7.2 | -5 | 20.5 | 15.3 | 12.8 | 11.1 | 22.9 | 12 | 12.8 | 11.7 | 21.5 | 16.7 | 18.9 | 3.3 | 17.8 | 5 | 23.9 | 17.2 | 20.6 | 17.2 | 25 | 19.4 | 7 | 0.6 | 13.3 | 12.8 | 22.2 | -3.9 | 21.1 | -2.8 | 28.3 | 2.8 | 17.8 | 0 | 12.2 | -1.1 | 16.1 | 8.9 | 14.4 | 6.7 | 15.6 | 5 | 21.7 | 13.9 | 21.1 | 16.7 | 13 | 9 | 18.3 | 4.4 | 20 | 12.8 | 23.9 | 20 | 14.4 | 3.9 | 12 | 8 | 23.9 | 15.6 | 21.7 | 16.7 | 14.3 | 11.5 | 17.2 | 14.4 | 23.9 | 12.2 | 18.7 | -3 | 26.8 | 18.4 | 21.1 | 1.7 | 24.5 | 16.3 | 25.6 | 21.1 | 23.4 | 16.2 | 15 | 5 | 17.2 | 5.6 | 19.4 | 10 | 13.9 | 10.6 | 19.4 | 8.3 | 17.2 | 3.3 | 16.1 | 14.4 | 0 | -0.6 | 18.7 | -0.6
22 | 1 | 11.1 | 0 | 26.1 | 12.8 | 28.3 | 14.4 | 20 | -3.9 | 27.2 | -5.6 | 12 | 5 | 23.5 | 6.3 | 20 | 12.8 | 20.9 | 10.1 | 21.7 | 11.1 | 15.6 | 10 | 10.6 | 4.4 | 21.1 | -2.2 | 25 | 6 | 26.1 | 16.7 | 28.9 | 22.2 | 23.4 | 5.3 | 29.4 | 23.3 | 23.9 | 7.2 | 26.1 | 18.3 | 14.4 | 12.8 | 15.6 | 6.1 | 16.7 | 6.7 | 17.2 | 14.4 | 27.2 | 7.2 | 18.7 | 12.5 | 29.4 | 15 | 27.8 | 9.4 | 11.1 | 8.9 | 7 | -1 | 12.8 | 5.6 | 18.7 | 8.1 | 16.7 | 7.8 | 16.7 | 15 | 12.2 | 7.8 | 8.9 | -4.4 | 20 | 15.3 | 12.8 | 11.1 | 23.7 | 12.1 | 12.8 | 11.7 | 22.9 | 16.5 | 21.7 | 3.3 | 18.9 | 2.2 | 26.1 | 17.8 | 21.7 | 17.5 | 27.2 | 20 | 8 | 1.2 | 14.4 | 13.3 | 23.3 | -5 | 20.4 | -1.2 | 28.7 | 2.8 | 20 | 0 | 13.9 | -0.6 | 15.7 | 9.6 | 14.4 | 5.6 | 16.1 | 5.6 | 22.8 | 13.3 | 22.8 | 16.7 | 13 | 8 | 21.1 | 4.7 | 21.9 | 12.8 | 25.6 | 20.6 | 15.6 | 5 | 16 | 10 | 24.4 | 14.4 | 22.8 | 16.4 | 13 | 9.9 | 18.3 | 15.6 | 25.6 | 12.8 | 20.2 | -3.1 | 27.6 | 18.9 | 21.1 | 1.1 | 26.1 | 15.8 | 28.9 | 21.1 | 25 | 15.6 | 15.6 | 5.6 | 18.3 | 5.6 | 21.7 | 11.1 | 15 | 10.6 | 20.3 | 8.3 | 17.8 | 2.2 | 17.8 | 15 | 0.6 | -0.6 | 21.1 | -2.2
24 | -2 | 11.1 | -0.6 | 26.7 | 12.8 | 28.3 | 11.1 | 20.4 | -4.2 | 28.5 | -5.4 | 12 | 6 | 25.4 | 6.1 | 20 | 12.8 | 23 | 10.5 | 24.4 | 7.8 | 15.6 | 10 | 11.7 | 2.2 | 21.1 | -3.3 | 27 | 6 | 25.6 | 16.1 | 28.9 | 22.8 | 25 | 4.7 | 29.4 | 23.3 | 24.4 | 8.3 | 26.7 | 17.8 | 13.9 | 12.2 | 17.2 | 5 | 16.1 | 5.6 | 18.3 | 14.4 | 28.3 | 6.7 | 19 | 12.1 | 31.1 | 14.4 | 28.9 | 8.9 | 11.1 | 8.9 | 8 | -1 | 13.3 | 6.7 | 19.7 | 7.8 | 16.7 | 8.3 | 17.8 | 15 | 14.4 | 8.3 | 9.4 | -5 | 19.4 | 15 | 13.3 | 11.7 | 24.4 | 11.7 | 12.8 | 12.2 | 24.4 | 16.1 | 23.9 | 3.3 | 20 | 3.3 | 27.2 | 16.7 | 22.8 | 17.7 | 28.3 | 19.4 | 8.9 | 1.7 | 15.6 | 13.3 | 25 | -8.3 | 19.6 | -0.4 | 29 | 2.3 | 20.6 | -1.1 | 15.6 | -0.6 | 15.4 | 10.2 | 14.4 | 5 | 16.1 | 5 | 23.3 | 13.3 | 23.3 | 16.7 | 12 | 9 | 23.9 | 3.8 | 23.7 | 12.4 | 25 | 20 | 16.7 | 3.3 | 17 | 11 | 25.6 | 15 | 23.9 | 16.2 | 11.7 | 8.3 | 20 | 15.6 | 26.1 | 13.3 | 21.7 | -2.8 | 28.3 | 18.9 | 22.8 | 1.1 | 27.8 | 15.6 | 30 | 21.1 | 26.7 | 14.4 | 16.1 | 5.6 | 19.4 | 5.6 | 22.8 | 11.1 | 16.1 | 11.1 | 21.3 | 8.6 | 19.4 | 3.3 | 19.4 | 15 | 0 | -0.6 | 22.6 | -1.3
26 | -2 | 12.2 | -1.1 | 27.8 | 12.2 | 29.4 | 9.4 | 20.7 | -5.3 | 29.8 | -7.1 | 13 | 4 | 27.2 | 5 | 20 | 12.8 | 25 | 10 | 24.4 | 5 | 17.2 | 10 | 15 | -1.1 | 23.3 | -5 | 28 | 6 | 26.7 | 17.2 | 28.9 | 22.2 | 26.7 | 3.3 | 30.6 | 23.3 | 25.6 | 9.4 | 27.2 | 18.3 | 15 | 11.7 | 18.3 | 3.9 | 16.1 | 5 | 18.9 | 15 | 28.9 | 4.4 | 19.4 | 11.7 | 32.2 | 16.7 | 28.9 | 10 | 11.1 | 8.9 | 8 | 0 | 13.3 | 7.8 | 20.6 | 7.2 | 17.8 | 7.2 | 18.9 | 15.6 | 13.3 | 7.8 | 10.6 | -5 | 19 | 14.7 | 13.3 | 11.7 | 26.1 | 11.5 | 13.3 | 12.2 | 23.3 | 16.9 | 25 | 3.9 | 20.6 | 2.8 | 27.2 | 17.8 | 23.9 | 17.8 | 27.2 | 18.3 | 10.2 | 2.3 | 15.6 | 13.3 | 25.6 | -8.3 | 18.9 | 0.6 | 29.4 | 2.8 | 21.7 | 0.6 | 17.2 | -0.6 | 15 | 10.6 | 16.1 | 5 | 16.1 | 3.9 | 23.9 | 13.9 | 24.4 | 17.2 | 14 | 9 | 26.7 | 2.8 | 25.6 | 11.7 | 25 | 19.4 | 17.8 | 5 | 17 | 11 | 25.6 | 14.4 | 25 | 15.6 | 11.5 | 8 | 20.6 | 15 | 26.1 | 10.6 | 22.4 | -2.1 | 28.5 | 18.9 | 23.9 | 1.1 | 28.7 | 15.6 | 30 | 21.1 | 27.1 | 14.5 | 16.7 | 6.7 | 20 | 5.6 | 23.3 | 11.7 | 17.8 | 10.6 | 22.2 | 8.3 | 20.6 | 3.3 | 20 | 15 | 0.6 | -0.6 | 24.1 | -0.8
27 | -3 | 12.2 | -0.6 | 28.3 | 12.2 | 28.3 | 8.9 | 21.1 | -7.8 | 31.1 | -8.3 | 13 | 5 | 28.1 | 4.4 | 20 | 12.8 | 25.9 | 10.1 | 25 | 6.7 | 17.2 | 10.6 | 13.3 | 1.7 | 24.4 | -7.2 | 28 | 6 | 25.6 | 16.7 | 30 | 22.8 | 26.9 | 3.4 | 31.1 | 22.2 | 26.7 | 10.6 | 26.1 | 17.8 | 18.3 | 12.8 | 19.4 | 3.3 | 15.6 | 4.4 | 20 | 15 | 28.9 | 5 | 18.5 | 12.7 | 32.2 | 16.7 | 30 | 11.1 | 10.6 | 8.9 | 10 | -2 | 12.2 | 10 | 19.3 | 7.4 | 18.3 | 7.8 | 20.6 | 15.6 | 12.8 | 8.3 | 11.7 | -4.4 | 18.7 | 14.6 | 13.9 | 11.7 | 27.7 | 11.3 | 13.9 | 12.8 | 22.2 | 17.4 | 26.7 | 4.4 | 20.6 | 2.8 | 27.8 | 17.8 | 23.3 | 18 | 29.4 | 18.9 | 11.5 | 2.5 | 16.1 | 13.9 | 27.8 | -8.3 | 19.5 | 1 | 29.2 | 2.5 | 23.3 | -1.1 | 18.9 | 0.6 | 14.8 | 11 | 16.7 | 5 | 15.6 | 3.3 | 25 | 14.4 | 24.4 | 17.2 | 14 | 9 | 27.2 | 1.6 | 26.3 | 10.9 | 23.3 | 18.9 | 18.3 | 3.3 | 17 | 9 | 25 | 15 | 25.6 | 15.6 | 11.3 | 7.6 | 19.4 | 16.1 | 27.2 | 9.4 | 23.2 | -1.5 | 28.7 | 18.5 | 24.4 | 0.6 | 29.7 | 16.2 | 30.6 | 21.7 | 27.4 | 14.5 | 17.8 | 6.1 | 21.7 | 6.1 | 23.9 | 12.2 | 17.2 | 10 | 22.6 | 8 | 21.1 | 2.8 | 20.6 | 15 | 1.1 | 0.6 | 25.6 | -0.6
28 | -2 | 12.2 | -0.6 | 28.3 | 12.8 | 27.8 | 7.2 | 21.1 | -6.6 | 31.3 | -7.6 | 13 | 6 | 29.1 | 4.6 | 18.9 | 12.8 | 26.9 | 10.6 | 21.1 | 7.2 | 16.7 | 10.6 | 14.4 | -0.6 | 25 | -5 | 28 | 6 | 26.1 | 17.2 | 29.4 | 23.3 | 27 | 3.5 | 32.2 | 22.2 | 27.2 | 10 | 26.7 | 17.2 | 19.4 | 13.3 | 20 | 2.8 | 15 | 4.4 | 20.6 | 15.6 | 28.9 | 4.4 | 17.6 | 13.4 | 32.2 | 18.9 | 30.6 | 10.6 | 10.6 | 8.9 | 11 | -2 | 11.7 | 11.1 | 18 | 7.5 | 19.4 | 7.8 | 22.2 | 15 | 12.8 | 8.9 | 12.2 | -4.4 | 18.3 | 14.4 | 13.3 | 11.7 | 29.4 | 10.6 | 14.4 | 13.3 | 21.1 | 17.8 | 27.2 | 4.4 | 21.1 | 3.3 | 26.1 | 17.2 | 22.8 | 18.4 | 29.4 | 18.3 | 12.8 | 2.8 | 17.2 | 14.4 | 27.8 | -8.9 | 20 | 1.4 | 29.1 | 1.6 | 23.3 | -1.1 | 20 | 0.6 | 14.6 | 11.4 | 17.2 | 4.4 | 15.6 | 3.9 | 25.6 | 15 | 24.4 | 17.2 | 14 | 10 | 27.8 | 1.3 | 27.1 | 9.5 | 26.1 | 20 | 18.9 | 2.2 | 17 | 8 | 24.4 | 16.7 | 26.1 | 15.8 | 11.1 | 7.2 | 20 | 16.1 | 26.1 | 9.4 | 23.9 | -1.1 | 28.9 | 18.3 | 23.9 | 0.6 | 30.6 | 16.1 | 30.6 | 21.1 | 27.8 | 14.4 | 17.8 | 6.1 | 21.7 | 4.4 | 24.4 | 12.8 | 17.2 | 9.4 | 22.9 | 7.5 | 21.7 | 3.9 | 21.7 | 15.6 | 1.7 | 0 | 25.8 | -1.7
28 | -4 | 12.8 | -1.1 | 28.3 | 12.2 | 28.3 | 7.8 | 21.1 | -5.8 | 31.5 | -7.5 | 13 | 5 | 30 | 3.9 | 17.8 | 12.2 | 27.8 | 10.6 | 20.6 | 5.6 | 16.1 | 10.6 | 16.1 | -6.7 | 24.4 | -5 | 28 | 7 | 25 | 18.3 | 29.4 | 21.7 | 27.2 | 3.9 | 31.7 | 21.7 | 27.2 | 10.6 | 26.1 | 17.2 | 19.4 | 13.9 | 20.6 | 2.8 | 15 | 4.4 | 20.6 | 16.1 | 27.2 | 5 | 16.7 | 13.9 | 30.6 | 20 | 30.6 | 11.1 | 10.6 | 8.9 | 12 | -2 | 11.7 | 10.6 | 16.7 | 7.2 | 18.9 | 8.3 | 22.2 | 14.4 | 13.3 | 8.3 | 12.2 | -6.1 | 17.2 | 13.8 | 13.9 | 12.2 | 28.7 | 10.4 | 13.9 | 12.8 | 20.4 | 17.1 | 28.3 | 5.6 | 20 | 3.3 | 27.2 | 16.7 | 22.2 | 18.3 | 29.4 | 18.9 | 12.8 | 2.6 | 13.9 | 13.3 | 28.3 | -9.4 | 20.6 | 1.7 | 28.9 | 1.7 | 22.8 | -1.7 | 20.6 | 0.6 | 14.4 | 11.7 | 16.7 | 2.8 | 15.6 | 4.4 | 26.1 | 15 | 23.3 | 17.2 | 15 | 11 | 28.3 | 0.6 | 27.8 | 8.3 | 25.6 | 19.4 | 19.4 | 2.2 | 17 | 8 | 23.3 | 16.7 | 26.7 | 15.6 | 10.9 | 7.1 | 20.6 | 15.6 | 23.9 | 9.4 | 23.9 | -0.4 | 28.2 | 17.4 | 26.1 | 0.6 | 30 | 15.7 | 31.1 | 21.7 | 27.8 | 14.1 | 17.8 | 4.4 | 22.8 | 5.6 | 25 | 12.8 | 15 | 8.9 | 23.3 | 7.2 | 21.1 | 4.4 | 21.7 | 15 | 2.2 | 0 | 25.9 | -2.4
28 | -2 | 12.8 | -0.6 | 27.8 | 13.3 | 27.2 | 8.3 | 21.1 | -6.1 | 31.7 | -7.2 | 12 | 5 | 28.5 | 4.1 | 16.7 | 12.2 | 25.2 | 10.3 | 20.6 | 5.6 | 15 | 10.6 | 15 | -5.6 | 22.2 | -11.7 | 27 | 7 | 24.4 | 18.3 | 28.9 | 23.3 | 26.7 | 4.5 | 31.7 | 21.1 | 27.2 | 11.1 | 25 | 17.2 | 17.2 | 14.4 | 20.6 | 3.3 | 13.9 | 6.1 | 21.1 | 16.1 | 27.8 | 6.1 | 16.9 | 13.5 | 29.4 | 21.1 | 29.4 | 13.9 | 10.6 | 8.9 | 12 | -5 | 11.1 | 10 | 15.8 | 7.3 | 18.9 | 8.3 | 19.4 | 12.8 | 12.2 | 8.3 | 11.7 | -6.7 | 16.1 | 12.9 | 13.9 | 12.2 | 27.9 | 10.6 | 14.4 | 13.3 | 19.6 | 16.3 | 28.3 | 3.9 | 20 | 1.7 | 27.2 | 16.7 | 21.8 | 18.6 | 26.1 | 18.9 | 12.8 | 2.1 | 13.3 | 12.2 | 28.3 | -11.1 | 19.3 | 2.2 | 28 | 1.5 | 21.7 | 1.1 | 21.1 | -0.6 | 14.6 | 12 | 16.7 | 4.4 | 15 | 4.4 | 25 | 14.4 | 22.2 | 17.2 | 16 | 11 | 27.2 | 1.6 | 26.9 | 8.9 | 24.4 | 18.9 | 19.4 | 1.7 | 16 | 8 | 22.2 | 16.7 | 25.6 | 16.8 | 10.8 | 7 | 20.6 | 15 | 22.8 | 10 | 23.9 | -0.4 | 27.4 | 16.7 | 25.6 | 0 | 29.5 | 15.6 | 29.4 | 21.7 | 27.8 | 13.8 | 17.8 | 5 | 22.2 | 5.6 | 17.2 | 11.7 | 14.4 | 8.3 | 22 | 7.8 | 20.6 | 5 | 21.7 | 15.6 | 1.7 | 0 | 26.1 | -4.4
28 | -2 | 11.1 | -0.6 | 27.2 | 13.3 | 26.1 | 8.3 | 18.3 | -3.9 | 30.2 | -5.4 | 11 | 7 | 27.1 | 4.2 | 16.1 | 11.7 | 22.6 | 9.8 | 17.2 | 7.2 | 13.9 | 10.6 | 15 | -5.6 | 22.2 | -11.1 | 25 | 8 | 23.3 | 17.2 | 28.3 | 22.2 | 26.1 | 5.1 | 30.6 | 20.6 | 26.1 | 11.1 | 24.4 | 17.2 | 16.1 | 15 | 20.6 | 2.8 | 12.8 | 7.8 | 21.1 | 15.6 | 26.1 | 2.2 | 17 | 13 | 28.9 | 21.7 | 28.3 | 15 | 10.6 | 8.9 | 11 | -7 | 10.6 | 10 | 14.8 | 7.4 | 17.8 | 8.3 | 17.8 | 13.3 | 9.4 | 7.2 | 11.7 | -7.8 | 15 | 12.2 | 13.9 | 12.8 | 27.2 | 10.6 | 14.4 | 13.3 | 18.9 | 15.6 | 27.2 | 5 | 19.4 | 2.2 | 26.1 | 16.1 | 21.5 | 18.7 | 24.4 | 18.9 | 12.8 | 1.7 | 10.6 | 10 | 27.8 | -8.9 | 18 | 2.3 | 27 | 2.1 | 20.6 | 2.8 | 20.6 | 1.1 | 14.8 | 12.2 | 15.6 | 3.3 | 14.4 | 5 | 19.4 | 12.8 | 21.7 | 17.2 | 16 | 11 | 26.1 | 2.7 | 25.9 | 8.9 | 23.9 | 18.9 | 18.3 | 1.7 | 16 | 8 | 21.7 | 16.1 | 24.4 | 17.2 | 10.6 | 6.7 | 20.6 | 15 | 22.2 | 10 | 23.9 | 0.6 | 26.7 | 15.6 | 25 | 0 | 28.9 | 15 | 27.8 | 22.2 | 27.8 | 13.3 | 16.1 | 4.4 | 21.7 | 6.1 | 13.9 | 11.7 | 13.9 | 6.7 | 20.7 | 8.1 | 19.4 | 4.4 | 21.7 | 15.6 | 1.7 | 0 | 23.7 | -2.4
24 | -4 | 11.1 | -0.6 | 24.4 | 13.3 | 23.9 | 9.4 | 15.6 | -3.4 | 28.7 | -4.1 | 11 | 7 | 25.6 | 3.9 | 15 | 11.7 | 20 | 8.9 | 13.9 | 7.8 | 11.7 | 10 | 13.9 | -6.1 | 21.1 | -12.8 | 22 | 9 | 22.2 | 17.2 | 27.2 | 22.2 | 25.6 | 5.6 | 28.9 | 20.6 | 25 | 11.7 | 23.9 | 16.7 | 16.1 | 14.4 | 19.4 | 3.3 | 11.1 | 10 | 20 | 16.1 | 23.3 | 3.9 | 17.2 | 12.2 | 26.7 | 22.2 | 25.6 | 16.1 | 11.1 | 9.4 | 9 | -6 | 10.6 | 10 | 13.9 | 7.2 | 15.6 | 8.9 | 16.7 | 13.3 | 7.8 | 6.1 | 11.1 | -5.6 | 14.1 | 11.3 | 13.9 | 12.2 | 26.1 | 11.1 | 14.4 | 13.3 | 18.3 | 15 | 25.6 | 6.7 | 17.2 | 4.4 | 25 | 16.1 | 21.1 | 18.9 | 24.4 | 19.4 | 11.9 | 2.6 | 10 | 8.9 | 25 | -10 | 16.7 | 2.2 | 26.1 | 2.2 | 18.3 | 2.2 | 17.2 | 3.9 | 15 | 12.2 | 13.9 | 2.8 | 14.4 | 5.6 | 21.1 | 11.7 | 21.1 | 17.2 | 17 | 11 | 25 | 3.9 | 25 | 9.4 | 22.8 | 18.3 | 17.2 | 2.2 | 15 | 8 | 21.1 | 16.1 | 23.3 | 17.8 | 9.7 | 5.7 | 19.4 | 15.6 | 20 | 10 | 22 | 0.5 | 25.6 | 17 | 23.3 | -0.6 | 27.6 | 15 | 27.2 | 22.2 | 26.7 | 13.8 | 16.1 | 3.9 | 18.9 | 8.3 | 13.3 | 11.7 | 12.8 | 6.7 | 19.4 | 8.3 | 15.6 | 5.6 | 21.7 | 15.6 | 1.7 | -0.6 | 21.3 | -2.3
21 | -3 | 10.6 | -0.6 | 23.3 | 12.2 | 21.7 | 10 | 12.8 | -3.3 | 27.2 | -3.9 | 11 | 6 | 23.7 | 5.6 | 15 | 11.7 | 18.1 | 8.4 | 12.8 | 8.3 | 11.7 | 10.6 | 10.6 | -3.9 | 20.6 | -12.8 | 22 | 9 | 21.1 | 16.7 | 26.7 | 23.3 | 21.9 | 8.1 | 27.8 | 21.7 | 23.9 | 11.7 | 23.9 | 17.2 | 15.6 | 13.9 | 17.8 | 3.3 | 11.1 | 10 | 19.4 | 15.6 | 21.7 | 3.9 | 16.5 | 12.5 | 25 | 22.2 | 23.9 | 16.1 | 11.1 | 9.4 | 7 | -3 | 10 | 10 | 13.5 | 7.7 | 13.3 | 8.9 | 14.4 | 13.3 | 8.3 | 6.1 | 8.3 | -7.8 | 13.1 | 10.3 | 13.9 | 12.8 | 25 | 11.9 | 14.4 | 13.9 | 17.8 | 14.5 | 24.4 | 4.4 | 16.1 | 3.3 | 23.9 | 16.1 | 21.1 | 19.1 | 22.8 | 19.4 | 10.9 | 3.5 | 10.6 | 8.9 | 22.2 | -11.1 | 14.5 | 3.3 | 25 | 2.4 | 17.2 | 1.7 | 17.2 | 3.9 | 15.4 | 12.6 | 11.1 | 2.8 | 13.9 | 5 | 18.9 | 12.8 | 20 | 16.7 | 12 | 10 | 23 | 4 | 22.6 | 9.4 | 21.7 | 17.8 | 16.1 | 1.7 | 16 | 8 | 20.6 | 16.1 | 21.6 | 17.4 | 8.7 | 4.5 | 18.3 | 16.1 | 18.9 | 10 | 20.2 | 1.1 | 24.4 | 17.7 | 22.2 | -0.6 | 26.3 | 14.8 | 26.7 | 22.8 | 25.5 | 13.7 | 13.3 | 5 | 15.6 | 7.8 | 13.3 | 11.7 | 12.2 | 5 | 17.2 | 8.1 | 12.2 | 5.6 | 19.4 | 16.7 | 1.1 | -0.6 | 18.9 | -2.2
20 | -3 | 9.4 | -1.1 | 22.8 | 10.6 | 20 | 10 | 10.6 | -3.4 | 25.9 | -3.2 | 11 | 5 | 21.9 | 6.2 | 15 | 11.1 | 16.3 | 8.1 | 12.8 | 7.8 | 11.7 | 10.6 | 10 | -2.8 | 17.2 | -4.4 | 21 | 8 | 20.6 | 16.7 | 26.7 | 23.3 | 18.1 | 8.7 | 26.1 | 22.2 | 23.3 | 11.1 | 22.8 | 17.2 | 15.6 | 14.4 | 16.7 | 3.3 | 11.7 | 10 | 18.3 | 15 | 21.1 | 5 | 15.7 | 12.3 | 25 | 22.8 | 23.3 | 16.1 | 11.7 | 9.4 | 3 | -2 | 10 | 10 | 13.2 | 8.1 | 11.7 | 8.9 | 13.9 | 12.8 | 8.9 | 6.7 | 5.6 | -8.9 | 12.2 | 9.4 | 14.4 | 12.2 | 23.9 | 12.2 | 15 | 13.9 | 17.2 | 13.9 | 22.8 | 6.7 | 15.6 | 1.1 | 22.8 | 16.1 | 21.1 | 19.2 | 22.2 | 19.4 | 10 | 3.9 | 10 | 8.3 | 21.1 | -8.3 | 12.2 | 3.4 | 23.9 | 3.3 | 16.1 | 2.2 | 14.4 | 5 | 15.7 | 12.7 | 9.4 | 2.8 | 13.9 | 4.4 | 17.2 | 15 | 20 | 16.7 | 12 | 10 | 20.9 | 4.5 | 20.2 | 9.5 | 21.1 | 17.8 | 16.7 | 1.7 | 16 | 8 | 19.4 | 16.1 | 20 | 17.2 | 7.8 | 3.3 | 18.3 | 16.1 | 18.3 | 9.4 | 18.3 | 1.1 | 23.3 | 18.3 | 21.1 | 0 | 25 | 14.4 | 26.1 | 22.8 | 24.4 | 13.9 | 14.4 | 4.4 | 14.4 | 8.3 | 12.8 | 11.1 | 11.7 | 5 | 15 | 7.3 | 13.9 | 5.6 | 18.3 | 16.1 | 1.7 | 0 | 17.8 | -1.7
15 | -2 | 8.9 | -1.1 | 21.7 | 10.6 | 19.4 | 10.6 | 8.3 | -4.3 | 24.6 | -3.3 | 11 | 6 | 20 | 6.7 | 15 | 11.1 | 14.4 | 7.2 | 11.7 | 7.8 | 11.7 | 10.5 | 10.6 | -2.2 | 15.6 | -5 | 20 | 8 | 20 | 16.7 | 26.7 | 23.3 | 14.4 | 8.3 | 25.6 | 22.2 | 22.2 | 11.7 | 22.8 | 16.7 | 15 | 12.8 | 13.3 | 2.8 | 11.1 | 9.4 | 18.3 | 15.6 | 20 | 7.2 | 15 | 12.2 | 24.4 | 22.2 | 22.8 | 17.2 | 11.7 | 9.4 | 2 | -2 | 10 | 10 | 12.8 | 8.3 | 10 | 8.3 | 12.2 | 12.2 | 8.3 | 7.2 | 5.6 | -7.8 | 11.5 | 8.2 | 14.4 | 12.2 | 23.7 | 11.8 | 15 | 14.4 | 16.7 | 13.3 | 21.1 | 6.7 | 14.4 | 3.9 | 21.1 | 16.1 | 21.1 | 19.4 | 22.2 | 19.4 | 8.7 | 3.3 | 10 | 7.8 | 18.3 | -9.4 | 10 | 3.3 | 22.8 | 3.3 | 15.6 | 2.2 | 15 | 5.6 | 16.1 | 12.8 | 7.8 | 3.9 | 12.2 | 4.4 | 16.7 | 15 | 20 | 16.7 | 13 | 10 | 18.9 | 4.4 | 17.8 | 8.9 | 20.6 | 17.8 | 16.1 | 1.7 | 15 | 11 | 18.9 | 16.7 | 18.3 | 16.7 | 7.6 | 3.1 | 17.8 | 16.1 | 17.2 | 9.4 | 17.4 | 1.4 | 22.8 | 18.4 | 17.2 | 0 | 24.3 | 15.3 | 26.1 | 23.3 | 23.9 | 14.6 | 11.1 | 6.1 | 12.8 | 8.3 | 12.8 | 11.1 | 11.1 | 5 | 12.8 | 6.7 | 13.9 | 4.4 | 16.7 | 15.6 | 0 | -1.1 | 16.7 | -1.7
19 | -1 | 8.9 | -1.1 | 19.4 | 10.6 | 20 | 10.6 | 6.1 | -5.6 | 23.3 | -3.9 | 9 | 5 | 18.5 | 7.6 | 15 | 11.1 | 13.5 | 7.1 | 11.7 | 7.8 | 12.8 | 10.5 | 8.9 | 1.7 | 14.4 | -5.6 | 18 | 8 | 19.4 | 17.2 | 26.7 | 22.8 | 13.9 | 8.3 | 25.6 | 22.8 | 21.1 | 11.7 | 22.8 | 16.7 | 13.3 | 10 | 13.9 | 2.8 | 10 | 8.9 | 17.8 | 15.6 | 18.9 | 8.3 | 14.3 | 12.2 | 24.4 | 22.8 | 22.2 | 17.8 | 11.7 | 9.4 | 2 | -3 | 9.4 | 9.4 | 13 | 8.1 | 10.6 | 8.3 | 11.7 | 10.6 | 8.3 | 8.3 | 3.3 | -7.2 | 10.7 | 6.9 | 14.4 | 11.7 | 23.5 | 11.6 | 15 | 13.9 | 16.1 | 12.3 | 19.4 | 6.1 | 12.8 | 6.1 | 18.9 | 16.1 | 20.9 | 19.4 | 21.7 | 20 | 7.4 | 2.9 | 10 | 8.3 | 15.6 | -10 | 8.5 | 2.3 | 21.9 | 3.6 | 14.4 | 2.2 | 13.3 | 6.7 | 15.9 | 13 | 6.7 | 2.8 | 13.3 | 3.9 | 16.7 | 14.4 | 19.4 | 16.7 | 12 | 9 | 16.5 | 5.2 | 15.9 | 9.6 | 20.6 | 18.3 | 15.6 | 2.2 | 13 | 10 | 18.9 | 17.2 | 17.6 | 16 | 7.4 | 2.7 | 17.8 | 16.1 | 17.2 | 9.4 | 16.5 | 1.4 | 22.2 | 18.4 | 17.8 | 0.6 | 23.5 | 15.6 | 26.1 | 23.3 | 23.3 | 15.1 | 10.6 | 4.4 | 11.7 | 8.3 | 12.2 | 10 | 10.6 | 5.6 | 12.4 | 6.9 | 13.3 | 6.1 | 16.1 | 15.6 | -0.6 | -2.2 | 15.6 | -2.2
13 | 5 | 8.9 | -1.7 | 19.4 | 10.6 | 18.3 | 10 | 4.6 | -5.1 | 21.8 | -3.1 | 9 | 4 | 17.1 | 8 | 15.6 | 11.7 | 12.6 | 6.9 | 10.6 | 7.2 | 11.7 | 10.4 | 7.8 | 2.2 | 12.8 | -5.6 | 18 | 8 | 18.9 | 17.2 | 26.7 | 22.8 | 13.3 | 8.4 | 25.6 | 22.8 | 18.9 | 11.7 | 22.8 | 17.2 | 12.2 | 8.9 | 12.8 | 3.9 | 10.6 | 8.3 | 17.2 | 16.1 | 18.3 | 8.9 | 13.5 | 11.9 | 23.9 | 23.3 | 22.2 | 18.3 | 11.7 | 10 | 3 | -2 | 9.1 | 9.1 | 13.1 | 7.8 | 9.4 | 8.3 | 10.6 | 10 | 7.8 | 7.8 | 2.8 | -7.2 | 10 | 5.6 | 13.9 | 10.6 | 23.3 | 11.1 | 15 | 14.4 | 15.6 | 11.7 | 21.7 | 4.4 | 11.1 | 6.1 | 19.4 | 16.1 | 20.8 | 19.5 | 21.7 | 20 | 6.1 | 2.2 | 9.4 | 8.3 | 15.6 | -10 | 7.1 | 1.4 | 20.9 | 3.2 | 12.8 | 1.7 | 13.3 | 7.8 | 15.8 | 13.3 | 7.2 | 2.2 | 12.8 | 3.9 | 15.6 | 13.3 | 19.4 | 16.7 | 12 | 9 | 14.1 | 5.7 | 14.1 | 10 | 20 | 17.8 | 15.6 | 3.3 | 14 | 10 | 18.9 | 17.2 | 16.8 | 15.2 | 7.2 | 2.2 | 17.8 | 16.7 | 17.2 | 10 | 15.6 | 1.7 | 21.7 | 18.3 | 19.4 | 0.6 | 22.8 | 16.1 | 26.1 | 23.3 | 22.8 | 15.6 | 10.6 | 3.9 | 11.1 | 7.8 | 11.7 | 10 | 10.6 | 5.6 | 12.1 | 7 | 12.2 | 6.7 | 13.9 | 13.9 | 0 | -1.7 | 14.3 | -1.9
12 | 4 | 8.3 | -1.7 | 17.8 | 11.1 | 18.9 | 10.6 | 3.2 | -5.5 | 20.4 | -2.3 | 9 | 4 | 15.6 | 8.3 | 15.6 | 11.7 | 11.7 | 6.7 | 11.1 | 7.2 | 11.7 | 10.3 | 8.3 | 0.6 | 11.7 | -5.6 | 17 | 7 | 18.3 | 16.7 | 26.7 | 22.2 | 12.8 | 8.3 | 26.1 | 22.8 | 18.3 | 11.1 | 22.8 | 17.2 | 12.2 | 7.2 | 12.2 | 3.9 | 10 | 8.3 | 17.2 | 16.1 | 17.2 | 9.4 | 12.8 | 11.7 | 23.9 | 22.8 | 22.8 | 19.4 | 11.7 | 10.6 | 3 | -1 | 8.9 | 8.9 | 13.3 | 7.2 | 10 | 7.8 | 9.4 | 8.9 | 6.1 | 5 | 2.2 | -7.8 | 9.6 | 5.4 | 13.9 | 10 | 22.8 | 11.3 | 15.6 | 14.4 | 14.1 | 11.3 | 18.9 | 4.4 | 10.6 | 6.1 | 19.4 | 16.1 | 20.6 | 19.4 | 21.1 | 19.4 | 5.2 | 1.3 | 9.4 | 8.3 | 15.6 | -9.4 | 5.6 | 0 | 20 | 3.3 | 10 | 2.2 | 13.3 | 8.9 | 15.6 | 13.3 | 6.1 | 2.2 | 12.2 | 5 | 15 | 11.7 | 19.4 | 16.7 | 11 | 8 | 11.7 | 5.6 | 12.2 | 10 | 20 | 17.8 | 15 | 4.4 | 13 | 11 | 18.9 | 17.2 | 16.1 | 14.4 | 7.2 | 2.3 | 17.8 | 16.7 | 16.7 | 10 | 14.8 | 2 | 21.5 | 18.3 | 16.1 | 0.6 | 21.7 | 15.8 | 25.6 | 22.8 | 21.9 | 16 | 10 | 3.9 | 10 | 8.3 | 11.7 | 9.4 | 10.6 | 5 | 11.7 | 7.2 | 13.9 | 6.1 | 13.3 | 13.3 | 0.6 | -1.1 | 13 | -1.8
11 | 4 | 6.1 | -1.1 | 16.7 | 10.6 | 17.8 | 9.4 | 1.7 | -6.7 | 18.9 | -2.8 | 9 | 3 | 14.7 | 8.2 | 15.6 | 11.7 | 11.3 | 6.9 | 10.6 | 7.2 | 11.7 | 10.3 | 7.8 | 1.1 | 10 | -5 | 17 | 8 | 18.3 | 16.7 | 26.7 | 22.2 | 11.7 | 8 | 25.6 | 22.8 | 18.3 | 10 | 22.2 | 17.2 | 12.2 | 6.7 | 12.2 | 3.3 | 9.4 | 8.3 | 16.7 | 16.1 | 16.1 | 10 | 11.7 | 11 | 23.3 | 22.2 | 22.8 | 20 | 11.7 | 10.6 | 3 | -2 | 8.6 | 8.6 | 12.9 | 7.6 | 8.9 | 7.2 | 9.4 | 8.3 | 6.1 | 6.1 | -1.1 | -7.8 | 9.3 | 5.3 | 13.9 | 10 | 22.2 | 11.6 | 15.6 | 15 | 12.6 | 11 | 18.9 | 4.4 | 10 | 5.6 | 20 | 16.1 | 20.4 | 19.4 | 20.6 | 19.4 | 4.2 | 0.3 | 9.4 | 7.2 | 14.4 | -8.9 | 6 | 0.7 | 19.4 | 3.6 | 6.7 | 1.1 | 14.4 | 6.7 | 15.2 | 13.4 | 5 | 2.8 | 13.9 | 3.9 | 14.4 | 11.7 | 18.9 | 16.7 | 12 | 9 | 10.2 | 5 | 11.8 | 9.4 | 20 | 17.8 | 15 | 5.6 | 13 | 12 | 18.9 | 17.8 | 15.4 | 14.1 | 7.2 | 2.3 | 18.3 | 16.1 | 16.7 | 10 | 14.1 | 2.7 | 21.3 | 18.3 | 13.9 | 0 | 20.5 | 15.5 | 25 | 22.8 | 20.9 | 15.9 | 9.4 | 4.4 | 12.2 | 8.9 | 10.6 | 8.3 | 10 | 5.6 | 11.3 | 7.1 | 13.3 | 6.1 | 13.3 | 13.3 | 0.6 | -1.1 | 11.7 | -2.8
9 | 4 | 5 | -1.1 | 16.1 | 10.6 | 17.2 | 8.3 | 0.9 | -5.9 | 18.2 | -2.9 | 9 | 4 | 13.7 | 8.2 | 15.6 | 11.7 | 11 | 7.2 | 10.6 | 7.8 | 11.1 | 10.1 | 7.2 | 0.6 | 9.4 | -5 | 17 | 8 | 18.3 | 16.7 | 26.7 | 22.2 | 10.5 | 7.6 | 25 | 22.8 | 16.7 | 10 | 22.2 | 17.2 | 11.7 | 6.7 | 12.2 | 3.9 | 9.4 | 8.3 | 16.7 | 16.1 | 16.1 | 10.6 | 10.5 | 10.2 | 22.8 | 21.7 | 22.2 | 20 | 11.7 | 10 | 2 | -2 | 8.3 | 8.3 | 12.6 | 8.1 | 8.3 | 7.2 | 8.9 | 8.9 | 6.1 | 6.1 | 0 | -7.8 | 8.9 | 5 | 14.4 | 10.6 | 21.7 | 11.7 | 16.1 | 15 | 11.1 | 10.6 | 20 | 4.4 | 10 | 5 | 18.9 | 16.1 | 20.2 | 19.6 | 20 | 18.9 | 3.3 | -0.6 | 9.4 | 7.2 | 13.9 | -8.9 | 6.3 | 1.2 | 18.9 | 3.9 | 6.7 | 1.7 | 14.4 | 7.2 | 14.8 | 13.4 | 4.4 | 2.8 | 15 | 4.4 | 13.3 | 11.7 | 18.3 | 16.7 | 12 | 9 | 8.7 | 4.5 | 11.5 | 8.9 | 19.4 | 17.8 | 15 | 5.6 | 13 | 12 | 19.4 | 17.8 | 14.6 | 13.7 | 7.2 | 2.2 | 18.3 | 16.1 | 15.6 | 11.7 | 13.3 | 2.8 | 21.1 | 18.3 | 11.7 | 0 | 19.4 | 15 | 25 | 22.2 | 20 | 16.1 | 8.9 | 5 | 11.7 | 9.4 | 9.4 | 7.2 | 10 | 6.1 | 11 | 7 | 13.9 | 6.7 | 12.8 | 12.8 | 1.1 | -1.1 | 11.1 | -3
10 | 5 | 6.7 | -1.1 | 15.6 | 10 | 16.7 | 9.4 | 0.2 | -5.9 | 17.4 | -4 | 6 | 3 | 12.8 | 7.8 | 15 | 11.1 | 10.6 | 7.2 | 10.6 | 7.8 | 11.1 | 9.9 | 5.6 | 0 | 8.3 | -4.4 | 16 | 8 | 18.3 | 16.7 | 26.7 | 22.2 | 9.4 | 7.2 | 24.4 | 22.8 | 16.7 | 10 | 22.2 | 17.2 | 11.1 | 7.2 | 11.7 | 6.7 | 9.4 | 8.3 | 16.7 | 16.1 | 16.1 | 11.1 | 9.4 | 9.4 | 22.2 | 21.1 | 22.2 | 20 | 11.7 | 10 | 3 | -2 | 8.1 | 8.1 | 12.2 | 8.3 | 8.3 | 6.7 | 8.9 | 7.8 | 5 | 5 | 0 | -7.8 | 8.3 | 4.3 | 15 | 11.1 | 21.3 | 12.2 | 16.1 | 15 | 11.5 | 10.8 | 21.1 | 3.3 | 7.2 | 5 | 18.9 | 16.1 | 20 | 19.4 | 19.4 | 18.9 | 3.3 | -0.8 | 9.4 | 6.1 | 13.3 | -8.9 | 6.7 | 1.7 | 18.3 | 3.9 | 5.6 | 1.1 | 15 | 6.7 | 14.4 | 13.3 | 3.9 | 2.2 | 13.9 | 6.7 | 13.3 | 11.7 | 17.8 | 16.7 | 11 | 9 | 7.2 | 3.9 | 11.1 | 8.3 | 18.9 | 17.2 | 14.4 | 5.6 | 12 | 12 | 18.9 | 17.8 | 13.9 | 13.3 | 7 | 2.1 | 18.3 | 16.1 | 15 | 12.2 | 11.6 | 2.6 | 21.1 | 18.3 | 10 | -0.6 | 18.7 | 15.4 | 25 | 22.2 | 20 | 16.3 | 9.4 | 5.6 | 11.1 | 9.4 | 8.3 | 6.1 | 9.4 | 7.2 | 10.6 | 6.7 | 14.4 | 6.7 | 12.2 | 12.2 | 1.1 | -1.1 | 10.6 | -3.4
8 | 5 | 6.7 | 2.8 | 15 | 10.6 | 16.7 | 9.4 | -0.6 | -6.7 | 16.7 | -5 | 7 | 4 | 14.3 | 7.8 | 15 | 11.1 | 12.3 | 7.8 | 10 | 7.8 | 11.1 | 10 | 2.8 | -1.7 | 6.7 | -3.9 | 16 | 8 | 18.3 | 16.7 | 26.7 | 22.2 | 10.5 | 7.6 | 24.4 | 22.8 | 16.7 | 9.4 | 21.1 | 16.7 | 11.1 | 6.7 | 12.2 | 5.6 | 10.6 | 8.9 | 16.7 | 16.1 | 16.1 | 11.1 | 10.2 | 10.1 | 22.2 | 20.6 | 21.7 | 19.4 | 11.1 | 10 | 4 | -1 | 7.8 | 7.8 | 11.8 | 8.9 | 8.3 | 6.7 | 8.3 | 8.3 | 5 | 3.3 | -0.6 | -7.8 | 7.8 | 3.5 | 15 | 11.1 | 21 | 13 | 16.7 | 15.6 | 11.8 | 10.9 | 17.2 | 3.9 | 8.3 | 3.9 | 16.7 | 16.1 | 20.7 | 19.7 | 19.4 | 18.9 | 3.3 | -1.1 | 8.9 | 6.7 | 12.2 | -8.9 | 8.4 | 2.2 | 19.8 | 5.1 | 6.7 | 1.7 | 13.9 | 7.2 | 14.4 | 13.5 | 3.3 | 1.7 | 12.8 | 7.8 | 13.3 | 11.7 | 19.4 | 15 | 12 | 9 | 9.1 | 4.7 | 11.7 | 8.4 | 18.9 | 17.8 | 14.4 | 6.1 | 12 | 11 | 20 | 17.8 | 14.6 | 13.8 | 6.9 | 2 | 18.3 | 16.1 | 15 | 11.7 | 10 | 2.1 | 21.1 | 18.3 | 9.4 | -1.1 | 17.9 | 15.4 | 24.4 | 22.2 | 20 | 16.5 | 9.4 | 6.1 | 10.6 | 8.9 | 7.2 | 5.6 | 8.9 | 7.8 | 11.7 | 7.6 | 12.8 | 6.7 | 12.2 | 12.2 | 1.1 | -1.1 | 10 | -5
9 | 4 | 5.6 | 1.1 | 15 | 10.6 | 17.2 | 10.6 | 5 | -4.3 | 18 | -3.6 | 7 | 4 | 15.7 | 7.7 | 15 | 11.1 | 13.9 | 8.1 | 10.6 | 8.3 | 11.1 | 10 | 3.3 | -1.1 | 7.8 | -2.8 | 17 | 9 | 17.8 | 16.1 | 26.7 | 22.8 | 11.7 | 8 | 24.4 | 22.8 | 15.6 | 10.6 | 19.4 | 17.2 | 11.1 | 5.6 | 10.6 | 7.2 | 10 | 9.4 | 16.7 | 15.6 | 16.1 | 11.7 | 10.9 | 10.5 | 21.7 | 18.9 | 22.2 | 14.4 | 11.1 | 10 | 5 | -3 | 8.9 | 8.3 | 11.5 | 9.6 | 8.9 | 7.2 | 8.3 | 8.3 | 5 | 5 | 1.7 | -5.6 | 7.2 | 2.8 | 15.6 | 11.7 | 20.6 | 13.3 | 17.2 | 16.1 | 12.2 | 11.1 | 17.2 | 3.3 | 9.4 | 5 | 16.1 | 13.9 | 21.5 | 19.8 | 20 | 19.4 | 3.3 | -1.7 | 8.9 | 5.6 | 13.3 | -8.9 | 10 | 2.4 | 21.3 | 5.7 | 7.8 | 1.7 | 13.9 | 7.8 | 14.4 | 13.6 | 5 | 3.3 | 12.2 | 9.4 | 13.3 | 12.8 | 17.8 | 16.1 | 11 | 10 | 10.9 | 5.5 | 12.2 | 8.3 | 20 | 18.3 | 14.4 | 6.7 | 12 | 10 | 20 | 17.8 | 15.4 | 14.5 | 6.7 | 1.7 | 17.2 | 15.6 | 15 | 12.8 | 8.3 | 1.7 | 21.1 | 18.3 | 13.3 | 0 | 17.2 | 15.6 | 23.9 | 22.2 | 20 | 16.7 | 10 | 6.7 | 12.2 | 10 | 9.4 | 7.2 | 8.9 | 8.3 | 12.8 | 8.7 | 13.9 | 7.8 | 12.8 | 12.8 | 1.7 | -0.6 | 12.4 | -3
7 | 1 | 5.6 | 1.7 | 16.1 | 11.1 | 18.3 | 10.6 | 10.5 | -3.5 | 19.3 | -2.1 | 8 | 5 | 17.2 | 7.2 | 15 | 11.1 | 15.6 | 8.3 | 14.4 | 8.9 | 11.1 | 10 | 6.7 | -0.6 | 11.7 | -3.3 | 20 | 10 | 18.3 | 16.7 | 26.7 | 23.3 | 12.8 | 8.3 | 24.4 | 22.8 | 16.1 | 10 | 22.8 | 17.2 | 11.1 | 6.1 | 11.1 | 8.3 | 10.6 | 9.4 | 16.7 | 16.1 | 16.1 | 11.7 | 11.7 | 11.1 | 22.8 | 15.6 | 23.3 | 13.3 | 11.1 | 9.4 | 6 | -2 | 9.4 | 8.3 | 11.1 | 10 | 10 | 8.3 | 8.9 | 8.3 | 4.4 | 1.7 | 6.1 | -4.4 | 7.6 | 2.7 | 15.6 | 12.2 | 22.1 | 14 | 18.9 | 17.2 | 15.4 | 12 | 18.3 | 3.3 | 11.1 | 4.4 | 16.1 | 13.9 | 22.2 | 20 | 22.2 | 20 | 5.5 | -1.2 | 8.9 | 5.6 | 17.2 | -6.7 | 11.7 | 2.2 | 22.8 | 6.7 | 11.7 | 3.3 | 14.4 | 7.8 | 14.4 | 13.9 | 7.8 | 5.6 | 12.8 | 10.6 | 15 | 13.9 | 16.7 | 16.1 | 11 | 11 | 12.8 | 6.1 | 12.8 | 8.3 | 21.1 | 17.8 | 14.4 | 8.3 | 12 | 10 | 20.6 | 18.3 | 16.1 | 15 | 7.1 | 2 | 17.2 | 15.6 | 16.7 | 12.8 | 11.6 | 2.9 | 23.1 | 18.4 | 16.1 | 0.6 | 18.7 | 16 | 25 | 22.2 | 20.7 | 17.2 | 12.2 | 7.2 | 14.4 | 10.6 | 11.1 | 7.8 | 8.9 | 8.3 | 13.9 | 9.4 | 15.6 | 7.8 | 13.3 | 13.3 | 2.8 | -0.6 | 14.8 | -1.9
9 | 0 | 5.6 | 2.2 | 17.8 | 12.2 | 20 | 10 | 16.1 | -5.6 | 20.6 | -1.1 | 9 | 4 | 19.6 | 8 | 16.7 | 11.1 | 18.2 | 8.8 | 17.2 | 9.4 | 12.2 | 9.4 | 8.9 | 0 | 12.8 | -2.8 | 23 | 10 | 21.7 | 18.9 | 26.7 | 22.2 | 16.9 | 9.9 | 25 | 22.8 | 16.7 | 10.6 | 25 | 17.8 | 10.6 | 6.1 | 12.8 | 8.9 | 11.7 | 10.6 | 16.7 | 16.1 | 18.3 | 11.7 | 13.9 | 11.8 | 22.8 | 15 | 23.9 | 11.7 | 11.7 | 10 | 9 | -2 | 11.7 | 9.4 | 11.3 | 10.6 | 12.2 | 10 | 8.9 | 8.9 | 5 | 1.7 | 10 | -5 | 7.9 | 2.8 | 17.8 | 15 | 23.5 | 14.5 | 19.4 | 17.2 | 18.5 | 12.1 | 19.4 | 3.9 | 13.3 | 2.2 | 15 | 15 | 23.1 | 19.3 | 23.3 | 20.6 | 7.8 | -1 | 8.9 | 6.1 | 18.9 | -7.2 | 13.9 | 3.1 | 24.1 | 6 | 14.4 | 2.8 | 18.3 | 7.8 | 15 | 14.1 | 11.7 | 6.1 | 13.3 | 11.7 | 16.7 | 13.9 | 16.7 | 16.1 | 13 | 12 | 14.5 | 6.6 | 13.9 | 8.3 | 21.7 | 17.8 | 15.6 | 8.3 | 12 | 10 | 21.7 | 17.8 | 19.6 | 15.5 | 7.4 | 2.1 | 17.2 | 15.6 | 16.7 | 12.2 | 15 | 4.1 | 25.2 | 18.7 | 20.6 | 0.6 | 20.2 | 16.1 | 27.2 | 22.2 | 21.5 | 17.9 | 14.4 | 6.7 | 17.2 | 11.1 | 13.3 | 10 | 9.4 | 8.3 | 15.9 | 9.6 | 17.2 | 8.9 | 14.4 | 14.4 | 5 | -1.1 | 17.2 | -1.1
9 | -1 | 6.1 | 2.8 | 18.9 | 12.2 | 21.1 | 10.6 | 18.1 | -5.2 | 23.5 | -1.3 | 11 | 4 | 22 | 8.2 | 17.2 | 10.6 | 20.7 | 8.7 | 18.3 | 9.4 | 13.3 | 10 | 10.6 | 0.6 | 15.6 | -2.2 | 26 | 8 | 23.9 | 17.8 | 28.3 | 22.8 | 20.9 | 11 | 26.7 | 22.8 | 18.3 | 10 | 25 | 17.2 | 10 | 7.2 | 14.4 | 8.9 | 12.2 | 11.1 | 17.2 | 16.1 | 21.1 | 12.2 | 16.1 | 12.1 | 23.9 | 14.4 | 24.4 | 11.7 | 12.2 | 10.6 | 10 | -3 | 13.3 | 8.9 | 11.5 | 11.2 | 15.6 | 10.6 | 10 | 8.9 | 5 | 4.4 | 11.7 | -7.2 | 8.3 | 2.8 | 20.6 | 17.8 | 25 | 15 | 19.4 | 17.8 | 21.7 | 11.7 | 21.1 | 3.3 | 14.4 | 2.2 | 15 | 15 | 24.1 | 18.8 | 25.6 | 21.1 | 10 | -1.7 | 10 | 6.1 | 21.1 | -6.7 | 16.1 | 3.9 | 25.4 | 5.6 | 17.2 | 2.2 | 22.2 | 5.6 | 15.5 | 14.2 | 14.4 | 4.4 | 13.9 | 12.2 | 18.3 | 14.4 | 18.3 | 17.8 | 13 | 12 | 16.1 | 7.1 | 15 | 8.5 | 22.2 | 17.2 | 16.1 | 7.8 | 12 | 10 | 22.8 | 18.3 | 23.2 | 15 | 7.8 | 2.2 | 17.8 | 15.6 | 15.6 | 12.8 | 18.3 | 4.4 | 27.2 | 18.3 | 22.8 | 1.1 | 21.7 | 16.1 | 27.8 | 21.7 | 22.2 | 18.3 | 17.2 | 5.6 | 20 | 12.2 | 15.6 | 10 | 10.6 | 9.4 | 18 | 9.7 | 19.4 | 10 | 16.7 | 16.7 | 6.1 | -1.1 | 20 | -1
11 | -3 | 7.2 | 3.3 | 19.4 | 11.1 | 22.2 | 10.6 | 20.2 | -5.7 | 26.5 | -2 | 9 | 4 | 24.4 | 8.3 | 17.8 | 10.6 | 23.3 | 8.3 | 19.4 | 12.8 | 14.4 | 10 | 12.8 | -0.6 | 18.3 | -6.7 | 27 | 8 | 25.6 | 16.7 | 28.3 | 23.3 | 25 | 11.1 | 27.8 | 22.8 | 19.4 | 9.4 | 26.7 | 18.3 | 10.6 | 7.8 | 12.8 | 10 | 12.8 | 11.7 | 17.8 | 16.7 | 22.2 | 12.2 | 18.3 | 12.2 | 25.6 | 14.4 | 25 | 12.8 | 12.8 | 11.1 | 12 | -3 | 15.6 | 10.6 | 11.7 | 11.7 | 17.2 | 10 | 10 | 8.9 | 5.6 | 4.4 | 13.3 | -6.7 | 10 | 3.5 | 21.7 | 17.2 | 26.7 | 14.8 | 20 | 17.2 | 23.2 | 11.9 | 21.1 | 3.9 | 15 | 3.3 | 16.1 | 15.6 | 25 | 17.8 | 27.8 | 21.1 | 10.9 | -1.3 | 10.6 | 6.1 | 21.7 | -6.7 | 18.3 | 3.9 | 26.7 | 4.4 | 19.4 | 3.3 | 22.8 | 6.1 | 16.1 | 14.4 | 16.7 | 3.9 | 13.9 | 12.2 | 21.1 | 15 | 18.3 | 17.8 | 15 | 12 | 17.8 | 7.2 | 16.1 | 8.3 | 23.3 | 16.1 | 16.7 | 8.9 | 12 | 10 | 22.2 | 18.3 | 26.7 | 13.3 | 9.3 | 3.1 | 17.8 | 15.6 | 16.1 | 12.8 | 21.3 | 3.5 | 27.9 | 18.3 | 25 | 1.1 | 23.5 | 16.3 | 30 | 21.7 | 23.7 | 17.9 | 17.8 | 6.1 | 23.9 | 13.3 | 17.2 | 10 | 11.1 | 9.4 | 20 | 8.9 | 20.6 | 11.7 | 20 | 16.7 | 7.8 | -0.6 | 22.8 | -1.2
13 | -6 | 7.8 | 3.9 | 19.4 | 11.1 | 22.8 | 11.1 | 22.2 | -7.2 | 29.4 | -3.3 | 11 | 4 | 26.6 | 8.1 | 18.9 | 10.6 | 25.5 | 8.1 | 22.2 | 11.7 | 16.1 | 10 | 15 | -0.6 | 19.4 | -6.1 | 28 | 7 | 26.1 | 16.1 | 28.9 | 22.2 | 25.9 | 10.1 | 28.9 | 22.2 | 18.9 | 7.2 | 26.7 | 17.8 | 10 | 8.9 | 15 | 8.9 | 12.8 | 12.2 | 19.4 | 17.8 | 23.9 | 13.3 | 19.1 | 12.6 | 26.1 | 14.4 | 25.6 | 12.8 | 13.3 | 11.7 | 13 | -2 | 17.2 | 10 | 12.6 | 12.5 | 17.8 | 10 | 10.6 | 7.8 | 6.7 | 2.2 | 15.6 | -4.4 | 11.6 | 3.9 | 22.2 | 15 | 28.3 | 14.6 | 21.1 | 17.8 | 24.6 | 11.6 | 22.2 | 4.4 | 16.1 | 3.3 | 18.3 | 16.7 | 25.4 | 16.6 | 28.9 | 20.6 | 11.9 | -0.8 | 11.7 | 6.7 | 23.3 | -6.1 | 19.4 | 4.4 | 27.6 | 5.3 | 21.7 | 3.3 | 25.6 | 8.9 | 16.5 | 14.4 | 17.2 | 3.3 | 14.4 | 12.8 | 23.3 | 10 | 18.9 | 18.3 | 13 | 12 | 19.1 | 6.9 | 18 | 8.9 | 23.9 | 16.1 | 15 | 11.7 | 13 | 11 | 22.8 | 18.3 | 27.6 | 12.8 | 10.7 | 3.7 | 17.8 | 15.6 | 18.9 | 12.2 | 24.2 | 1.1 | 28.7 | 18.2 | 26.1 | 1.1 | 25.4 | 16.6 | 30.6 | 21.7 | 25.2 | 17.2 | 18.3 | 6.1 | 25.6 | 11.7 | 17.8 | 8.9 | 11.7 | 11.1 | 20.4 | 7.4 | 22.8 | 12.8 | 21.7 | 17.2 | 8.9 | 1.1 | 25.6 | -3.3
14 | -5 | 8.3 | 3.9 | 20 | 11.7 | 23.3 | 10.6 | 22.8 | -7.2 | 30.3 | -4.1 | 11 | 5 | 28.9 | 8.1 | 20 | 10.6 | 27.8 | 7.7 | 22.2 | 12.2 | 17.8 | 10.6 | 18.9 | -2.8 | 20 | -5.6 | 29 | 11 | 26.1 | 18.3 | 28.3 | 22.8 | 26.9 | 9.3 | 30 | 22.2 | 20 | 10 | 28.9 | 17.8 | 10.6 | 8.3 | 16.7 | 7.2 | 12.8 | 12.2 | 19.4 | 18.3 | 23.3 | 13.3 | 19.8 | 12.6 | 27.8 | 14.4 | 26.1 | 13.3 | 15 | 12.2 | 13 | -5 | 18.3 | 4.4 | 13.5 | 13.1 | 17.8 | 10 | 10.6 | 7.2 | 7.2 | 2.2 | 16.1 | -4.4 | 13.3 | 4.4 | 23.3 | 14.4 | 30 | 13.9 | 22.2 | 18.3 | 26.1 | 11.7 | 22.8 | 2.8 | 17.8 | 3.3 | 19.4 | 16.7 | 25.7 | 15.4 | 30 | 20.6 | 12.8 | -1.1 | 12.8 | 7.2 | 23.9 | -5.6 | 20.6 | 5 | 28.5 | 5.4 | 22.2 | 3.9 | 26.7 | 7.8 | 16.8 | 14.1 | 18.3 | 1.7 | 14.4 | 12.8 | 23.9 | 11.1 | 19.4 | 17.2 | 15 | 12 | 20.4 | 6.7 | 19.8 | 8.8 | 22.2 | 17.8 | 15.6 | 12.2 | 13 | 9 | 22.8 | 18.3 | 28.5 | 12.4 | 12.2 | 4.4 | 18.3 | 15.6 | 16.7 | 11.7 | 27.2 | -3.3 | 29.4 | 18.3 | 27.8 | 1.1 | 27.2 | 16.1 | 31.1 | 21.7 | 26.7 | 16.1 | 19.4 | 3.9 | 27.8 | 11.1 | 20.6 | 10 | 10.6 | 8.9 | 20.7 | 5.5 | 24.4 | 13.9 | 24.4 | 18.3 | 10.6 | 0.6 | 26.3 | -2.1
14 | -10 | 8.9 | 3.9 | 20.6 | 11.1 | 23.9 | 11.1 | 23.3 | -8.9 | 31.3 | -3.5 | 12 | 4 | 31.1 | 6.7 | 20 | 10.6 | 30 | 6.7 | 24.4 | 10 | 18.9 | 11.1 | 21.1 | -6.7 | 21.1 | -6.1 | 28 | 11 | 26.7 | 17.2 | 28.9 | 23.3 | 27.8 | 7.8 | 30 | 21.7 | 21.1 | 10 | 29.4 | 17.8 | 11.1 | 7.8 | 18.3 | 6.1 | 13.3 | 12.8 | 19.4 | 17.8 | 23.9 | 12.8 | 20.6 | 12.8 | 27.8 | 14.4 | 27.2 | 13.3 | 14.4 | 12.8 | 14 | -2 | 19.4 | 2.8 | 14.4 | 13.9 | 17.8 | 11.7 | 10.6 | 6.1 | 9.4 | 5 | 17.8 | -3.3 | 14.4 | 4.1 | 23.3 | 12.8 | 30.4 | 13.7 | 23.9 | 17.8 | 26.5 | 11.1 | 22.2 | 1.7 | 18.9 | 3.3 | 20.6 | 16.1 | 26.1 | 13.9 | 30 | 20 | 13 | -0.9 | 13.9 | 5.6 | 26.1 | -5 | 21.7 | 5 | 29.4 | 6.1 | 24.4 | 2.8 | 27.8 | 8.9 | 17.2 | 13.9 | 18.3 | 1.7 | 15 | 13.3 | 24.4 | 10 | 18.9 | 17.8 | 16 | 12 | 21.7 | 6.1 | 21.7 | 8.9 | 22.2 | 17.8 | 16.1 | 11.1 | 14 | 9 | 22.8 | 18.3 | 29.4 | 11.7 | 13.9 | 4.8 | 18.9 | 16.7 | 16.7 | 10.6 | 28.1 | -3.5 | 29.2 | 18.4 | 28.3 | 0 | 28.1 | 16.1 | 31.1 | 21.7 | 27.2 | 15.9 | 20.6 | 2.2 | 28.9 | 11.7 | 21.1 | 7.2 | 10 | 8.9 | 21.1 | 3.3 | 26.1 | 14.4 | 24.4 | 17.2 | 11.7 | -2.2 | 27.1 | -1.5
13 | -7 | 10 | 4.4 | 20.6 | 11.1 | 24.4 | 11.1 | 23.9 | -10.6 | 32.2 | -4.4 | 12 | 3 | 31.3 | 5.7 | 20 | 11.7 | 30.6 | 5.8 | 26.1 | 9.4 | 19.4 | 10.6 | 21.1 | -6.7 | 23.9 | -5.6 | 27 | 11 | 26.7 | 17.2 | 28.9 | 22.2 | 28.3 | 8.1 | 30.6 | 22.2 | 20.6 | 9.4 | 28.9 | 16.7 | 12.2 | 7.8 | 20 | 4.4 | 13.3 | 12.8 | 18.9 | 17.8 | 20 | 13.9 | 20.8 | 12.8 | 28.9 | 13.3 | 28.3 | 12.8 | 14.4 | 12.8 | 16 | -1 | 20 | 2.8 | 13.7 | 13.3 | 18.3 | 11.1 | 10 | 6.7 | 10.6 | 5.6 | 17.2 | -3.3 | 15.6 | 3.4 | 23.3 | 12.2 | 30.7 | 13.5 | 25 | 17.2 | 26.8 | 10.1 | 22.2 | 0.6 | 17.8 | 2.8 | 22.8 | 13.3 | 25.9 | 15 | 31.1 | 20.6 | 13.1 | -0.8 | 14.4 | 5.6 | 25 | -5.6 | 21.1 | 4.7 | 29.6 | 5.7 | 24.4 | 0.6 | 27.2 | 9.4 | 16.3 | 13.3 | 18.3 | 2.8 | 16.1 | 14.4 | 25.6 | 10.6 | 20 | 18.3 | 16 | 12 | 21.5 | 6.6 | 22.2 | 8.7 | 22.2 | 17.8 | 17.2 | 12.2 | 14 | 9 | 20.6 | 20 | 30 | 11.6 | 15.5 | 5.1 | 19.4 | 16.1 | 18.3 | 10 | 29.1 | -3.8 | 29.1 | 18.3 | 28.9 | 0.6 | 29.1 | 16 | 31.1 | 21.7 | 27.8 | 15.8 | 21.7 | 1.1 | 29.4 | 8.9 | 21.1 | 5.6 | 9.4 | 8.3 | 21.5 | 4.1 | 27.8 | 15 | 21.7 | 18.3 | 12.2 | -3.3 | 27.8 | -1.1
12 | -8 | 11.1 | 2.8 | 21.7 | 11.7 | 25.6 | 10.6 | 23 | -9.1 | 32.4 | -4 | 12 | 3 | 31.5 | 5.1 | 20 | 12.8 | 31.1 | 5.5 | 23.3 | 9.4 | 18.3 | 10.6 | 21.7 | -3.9 | 22.2 | -9.4 | 27 | 11 | 25.6 | 17.2 | 28.9 | 22.8 | 28.9 | 8.1 | 30.6 | 22.2 | 20.6 | 8.9 | 28.9 | 16.1 | 13.3 | 7.8 | 20.6 | 5.6 | 12.8 | 12.8 | 19.4 | 18.3 | 20 | 14.4 | 20.9 | 12.4 | 28.9 | 13.9 | 28.3 | 12.8 | 13.3 | 12.8 | 18 | -3 | 22.2 | 3.9 | 12.9 | 12.8 | 19.4 | 10.6 | 7.8 | 5.6 | 11.1 | 5.6 | 17.8 | -2.2 | 16.7 | 2.8 | 23.3 | 12.2 | 31.1 | 13.3 | 25 | 16.7 | 27.2 | 9.4 | 22.2 | -0.6 | 18.9 | 0 | 23.9 | 10 | 25.8 | 16.4 | 31.7 | 20.6 | 13.3 | -1.1 | 14.4 | 5.6 | 26.7 | -2.8 | 20.6 | 3.8 | 29.8 | 5.2 | 22.8 | 1.1 | 27.8 | 10.6 | 15.3 | 12.5 | 18.3 | 6.1 | 16.1 | 14.4 | 26.1 | 11.7 | 20 | 17.8 | 17 | 12 | 21.3 | 6.8 | 22.8 | 8.5 | 22.2 | 17.8 | 17.2 | 11.1 | 14 | 8 | 20.6 | 20 | 30.5 | 11 | 17.2 | 5 | 18.9 | 16.7 | 17.2 | 10 | 30 | -5.6 | 28.9 | 18.3 | 30 | 0.6 | 30 | 15.6 | 31.7 | 21.7 | 28.3 | 15.6 | 21.7 | 2.2 | 30 | 10 | 21.7 | 7.2 | 9.4 | 8.9 | 21.8 | 4.4 | 27.8 | 15 | 21.1 | 18.3 | 12.8 | -2.2 | 27.4 | -0.5
13 | -10 | 12.2 | 4.4 | 21.7 | 12.2 | 25.6 | 10 | 22 | -9.8 | 32.6 | -3.8 | 13 | 2 | 31.7 | 3.3 | 18.9 | 12.8 | 31.7 | 5 | 20 | 9.4 | 16.7 | 10.6 | 21.7 | -2.2 | 18.9 | -5.6 | 27 | 12 | 25.6 | 17.2 | 28.9 | 22.2 | 29.4 | 8.3 | 30.6 | 22.8 | 20.6 | 8.9 | 28.9 | 17.8 | 13.9 | 6.7 | 21.1 | 4.4 | 12.8 | 12.2 | 19.4 | 18.3 | 19.4 | 15.6 | 21.1 | 12.2 | 28.3 | 14.4 | 27.8 | 12.2 | 12.8 | 12.8 | 22 | -5 | 21.1 | -1.1 | 12.2 | 12.2 | 17.8 | 10 | 7.8 | 4.4 | 12.8 | 5 | 17.8 | -2.2 | 16.1 | 2.1 | 22.2 | 12.8 | 30.7 | 13.1 | 24.4 | 16.1 | 26.1 | 9.9 | 21.7 | -0.6 | 18.9 | -1.7 | 23.3 | 8.9 | 25.6 | 17.2 | 30 | 21.1 | 13.3 | -0.3 | 15.6 | 6.1 | 27.8 | -2.8 | 20 | 3.3 | 30 | 5 | 17.8 | 2.8 | 28.9 | 12.2 | 14.4 | 11.7 | 17.2 | 3.3 | 16.1 | 13.9 | 26.7 | 13.9 | 19.4 | 17.8 | 17 | 12 | 21.1 | 7.2 | 23.3 | 8.3 | 23.9 | 17.2 | 16.7 | 10.6 | 14 | 8 | 20.6 | 20.6 | 31.1 | 11.1 | 17 | 4.7 | 18.9 | 17.2 | 17.2 | 10 | 29.8 | -4.5 | 28 | 18.7 | 30 | 0.6 | 29.3 | 16.2 | 31.1 | 22.2 | 28.3 | 15.9 | 21.7 | 2.2 | 30.6 | 11.1 | 22.2 | 6.7 | 9.4 | 8.3 | 22.2 | 5 | 26.1 | 14.4 | 21.1 | 18.3 | 13.3 | -1.1 | 27.1 | -0.8
11 | -8 | 12.8 | 3.3 | 20 | 11.7 | 25 | 9.4 | 21.1 | -10 | 32.8 | -3.3 | 13 | 2 | 30 | 3.1 | 17.8 | 12.2 | 30.6 | 5.1 | 17.8 | 8.9 | 16.1 | 10.6 | 21.7 | -3.9 | 18.3 | -6.1 | 26 | 12 | 25 | 17.2 | 28.9 | 21.7 | 28.7 | 7.3 | 30.6 | 21.1 | 18.3 | 8.3 | 27.8 | 17.2 | 14.4 | 7.2 | 18.3 | 7.8 | 12.2 | 11.7 | 16.7 | 15 | 18.3 | 15 | 20.7 | 12.2 | 27.2 | 14.4 | 27.2 | 12.8 | 12.2 | 12.2 | 24 | -2 | 20.6 | 3.3 | 12 | 12 | 15.6 | 11.7 | 8.3 | 3.3 | 13.9 | 5 | 16.1 | 3.3 | 15.6 | 2.1 | 22.2 | 13.3 | 30.4 | 13.3 | 25.6 | 17.8 | 25 | 9.7 | 21.7 | -0.6 | 18.9 | 1.1 | 22.8 | 8.3 | 24.1 | 17.8 | 30 | 19.4 | 13.3 | 0 | 15.6 | 7.2 | 26.7 | -4.4 | 18.1 | 4 | 28.1 | 5.7 | 20.6 | 5 | 27.8 | 11.7 | 14.2 | 11.4 | 16.7 | 2.2 | 16.1 | 14.4 | 28.3 | 14.4 | 19.4 | 18.3 | 16 | 11 | 20.4 | 7.1 | 22.8 | 9.3 | 23.3 | 17.2 | 16.7 | 10 | 15 | 8 | 21.1 | 21.1 | 30 | 12.5 | 16.9 | 4.6 | 18.9 | 16.7 | 16.7 | 9.4 | 29.6 | -5.8 | 27 | 18.9 | 29.4 | 0 | 28.5 | 16.5 | 30.6 | 22.2 | 28.3 | 15.9 | 21.7 | 2.8 | 30 | 13.9 | 21.7 | 6.7 | 10 | 8.9 | 20.5 | 5.3 | 27.2 | 14.4 | 20 | 18.3 | 12.2 | -1.7 | 26.7 | -0.6
12 | -7 | 12.8 | 2.2 | 19.4 | 11.1 | 23.9 | 9.4 | 18.3 | -7.1 | 31.1 | -3.6 | 13 | 3 | 28.4 | 3.3 | 16.7 | 12.2 | 29.4 | 5.5 | 15.6 | 8.9 | 15 | 10.6 | 21.7 | -2.2 | 17.8 | -5.6 | 24 | 13 | 23.9 | 17.8 | 27.8 | 22.8 | 27.9 | 6.1 | 30 | 21.1 | 17.8 | 9.4 | 26.1 | 17.8 | 14.4 | 6.1 | 20.6 | 3.3 | 11.7 | 11.7 | 15.6 | 13.9 | 16.7 | 16.1 | 20.4 | 12.4 | 26.7 | 15.6 | 26.7 | 13.3 | 11.1 | 10.6 | 22 | -1 | 19.4 | 1.7 | 11.9 | 11.9 | 14.4 | 11.7 | 8.9 | 2.8 | 13.9 | 2.2 | 13.3 | 5.6 | 15 | 1.7 | 21.1 | 12.2 | 30 | 12.8 | 22.8 | 16.7 | 23.9 | 10 | 20.6 | -1.1 | 17.8 | 0.6 | 21.7 | 7.2 | 22.6 | 18.2 | 28.9 | 20 | 13.3 | 0.6 | 15 | 6.1 | 25.6 | -2.8 | 16.3 | 4.4 | 26.3 | 5.9 | 18.9 | 2.8 | 23.3 | 13.3 | 14.1 | 10.9 | 15.6 | 0.6 | 16.1 | 14.4 | 28.3 | 14.4 | 18.9 | 18.3 | 15 | 11 | 19.6 | 7.1 | 22.2 | 9.7 | 22.8 | 17.2 | 15.6 | 10 | 14 | 8 | 21.7 | 21.7 | 28.9 | 13.2 | 16.7 | 3.9 | 18.3 | 16.7 | 15.6 | 9.4 | 29.4 | -6.7 | 26.1 | 18.9 | 28.9 | 0 | 27.8 | 16.7 | 29.4 | 22.2 | 28.3 | 16.1 | 21.1 | 2.8 | 28.3 | 13.3 | 20.6 | 6.1 | 9.4 | 8.3 | 18.9 | 5 | 25.6 | 14.4 | 20 | 18.3 | 11.7 | 0.6 | 24.3 | -1.3
10 | -5 | 11.1 | 3.9 | 18.3 | 12.2 | 21.1 | 9.4 | 15.6 | -5.3 | 29.5 | -3.6 | 11 | 3 | 26.7 | 2.2 | 15.6 | 11.7 | 28.3 | 6.1 | 13.9 | 8.9 | 13.9 | 10 | 18.3 | -1.7 | 17.2 | -5 | 22 | 14 | 22.8 | 17.8 | 27.2 | 22.8 | 27.2 | 5 | 28.9 | 21.1 | 17.2 | 9.4 | 24.4 | 17.8 | 13.9 | 6.1 | 18.9 | 3.3 | 11.7 | 11.1 | 14.4 | 12.8 | 16.7 | 15.6 | 20 | 12.2 | 25 | 15.6 | 25 | 11.7 | 10.6 | 10 | 21 | -1 | 16.7 | 3.3 | 11.7 | 11.7 | 13.9 | 11.7 | 8.3 | 1.1 | 11.7 | 2.2 | 12.2 | 6.7 | 13.9 | 0.5 | 20 | 12.2 | 28.7 | 13 | 23.9 | 13.3 | 21.7 | 10.3 | 18.3 | -1.1 | 16.1 | 2.8 | 20 | 6.7 | 21.1 | 18.3 | 26.7 | 20.6 | 11.8 | 2.3 | 14.4 | 5.6 | 22.8 | -1.7 | 14.4 | 4.4 | 24.4 | 6.1 | 18.9 | 1.1 | 20.6 | 12.8 | 13.9 | 10.6 | 14.4 | 1.1 | 15.6 | 14.4 | 27.2 | 15 | 18.9 | 18.3 | 16 | 11 | 18.9 | 6.7 | 21.7 | 10.6 | 22.2 | 17.2 | 13.9 | 8.3 | 13 | 9 | 21.7 | 21.7 | 27.8 | 13.9 | 14.7 | 5.2 | 18.9 | 16.7 | 15 | 9.4 | 27 | -4.3 | 25.2 | 19.1 | 27.8 | -0.6 | 26.9 | 16.8 | 28.3 | 22.8 | 27 | 16.6 | 19.4 | 3.3 | 26.7 | 12.8 | 17.8 | 7.2 | 7.8 | 4.4 | 17.2 | 5 | 24.4 | 14.4 | 20 | 17.8 | 10.6 | 0.6 | 21.8 | -2.5
9 | -3 | 10 | 5 | 17.8 | 11.1 | 18.9 | 10 | 12.8 | -5.6 | 27.8 | -3.9 | 11 | 3 | 25 | 4.7 | 15 | 11.7 | 24.6 | 8.6 | 12.2 | 8.9 | 13.3 | 10 | 16.1 | -1.1 | 16.1 | -4.4 | 21 | 15 | 21.7 | 17.8 | 26.7 | 22.2 | 23.5 | 7.6 | 27.8 | 21.7 | 16.7 | 8.9 | 23.9 | 18.3 | 12.8 | 6.1 | 16.1 | 3.3 | 11.7 | 11.1 | 13.9 | 11.7 | 16.7 | 14.4 | 18.9 | 12.4 | 23.3 | 16.1 | 23.3 | 12.8 | 10.6 | 8.9 | 19 | 0 | 15.6 | 2.2 | 11.3 | 11.3 | 12.8 | 12.8 | 7.8 | 0 | 9.4 | -1.1 | 12.8 | 5.6 | 12.8 | -0.7 | 18.3 | 12.2 | 27.4 | 13 | 21.1 | 12.8 | 19.4 | 10.2 | 16.7 | -1.7 | 11.7 | 2.8 | 17.8 | 6.7 | 20.9 | 18.5 | 24.4 | 20.6 | 10.4 | 3.2 | 12.2 | 6.1 | 19.4 | -6.1 | 13.1 | 5 | 24 | 5.9 | 16.1 | 3.3 | 18.3 | 12.2 | 13.9 | 10.5 | 13.3 | 1.1 | 15.6 | 13.9 | 25 | 13.9 | 18.9 | 18.3 | 13 | 11 | 17.8 | 7.3 | 20 | 10.5 | 21.1 | 17.8 | 13.3 | 8.9 | 12 | 9 | 21.7 | 21.7 | 25 | 15.9 | 12.6 | 6 | 18.3 | 16.7 | 14.4 | 8.9 | 24.6 | -4.1 | 24.2 | 18.9 | 25 | -0.6 | 25.9 | 16.8 | 27.2 | 22.8 | 25.7 | 16.6 | 16.7 | 2.8 | 22.8 | 13.3 | 15 | 9.4 | 7.2 | 4.4 | 15.2 | 4 | 22.8 | 13.9 | 19.4 | 17.8 | 8.9 | 2.2 | 19.4 | -3.9
6 | -1 | 8.9 | 5 | 16.7 | 11.7 | 16.7 | 10 | 10.9 | -3.8 | 25 | -2.2 | 9 | 3 | 23.4 | 6.3 | 15 | 11.7 | 20.9 | 9.5 | 11.1 | 8.9 | 13.3 | 10 | 16.1 | 0 | 14.4 | -2.8 | 21 | 15 | 20.6 | 17.8 | 26.7 | 22.2 | 19.8 | 8.5 | 26.7 | 22.2 | 16.1 | 8.9 | 23.3 | 18.3 | 12.2 | 5.6 | 12.8 | 3.9 | 11.1 | 10.6 | 13.3 | 11.1 | 16.1 | 15 | 17.8 | 12.3 | 22.8 | 15 | 22.8 | 12.8 | 9.4 | 8.9 | 18 | 0 | 14.4 | 3.3 | 11 | 11 | 12.8 | 12.8 | 7.2 | 0.6 | 9.4 | 2.2 | 12.2 | 5 | 11.7 | -1.7 | 16.7 | 12.2 | 26.1 | 12.8 | 18.9 | 13.3 | 17.2 | 10 | 13.9 | -0.6 | 10 | 3.3 | 16.7 | 6.1 | 20.8 | 18.8 | 23.9 | 20.6 | 8.9 | 3.9 | 11.7 | 6.1 | 18.9 | -6.1 | 11.9 | 5.3 | 23.7 | 5.6 | 12.8 | 3.9 | 16.7 | 12.2 | 13.9 | 10.5 | 11.7 | 1.7 | 14.4 | 12.2 | 23.3 | 13.9 | 18.9 | 18.3 | 13 | 11 | 16.7 | 7.7 | 18.4 | 10.5 | 19.4 | 17.8 | 12.8 | 9.4 | 11 | 9 | 22.2 | 21.7 | 22.2 | 16.5 | 10.6 | 6.1 | 18.3 | 16.1 | 13.9 | 8.3 | 22.2 | -3.9 | 23.3 | 18.9 | 22.8 | -0.6 | 25 | 16.7 | 27.2 | 23.3 | 24.4 | 16.7 | 16.7 | 1.7 | 20.6 | 13.9 | 16.1 | 7.8 | 6.7 | 4.4 | 13.1 | 2.6 | 21.7 | 14.4 | 19.4 | 17.8 | 7.2 | 2.8 | 18.9 | -4.6
5 | -1 | 8.9 | 4.4 | 15 | 11.7 | 16.7 | 10 | 9.1 | -2.8 | 22.2 | -1.6 | 8 | 3 | 21.7 | 7.2 | 14.4 | 11.7 | 17.2 | 9.4 | 11.1 | 8.9 | 12.8 | 9.8 | 15.6 | 0.6 | 13.3 | -3.3 | 21 | 15 | 20 | 17.8 | 26.7 | 22.8 | 16.1 | 8.3 | 26.1 | 23.3 | 15.6 | 8.9 | 23.3 | 18.3 | 12.2 | 5 | 11.1 | 3.9 | 10.6 | 10.6 | 12.2 | 11.1 | 15 | 14.4 | 16.7 | 12.2 | 20.6 | 15 | 22.2 | 12.8 | 8.9 | 8.3 | 17 | 1 | 13.3 | 5 | 10.6 | 10.6 | 12.2 | 12.2 | 6.7 | 0 | 10 | 3.9 | 13.3 | 3.3 | 10.4 | -2 | 17.2 | 12.8 | 25.5 | 13.1 | 19.4 | 13.3 | 16.7 | 9.9 | 12.8 | -0.6 | 9.4 | 2.8 | 13.9 | 6.7 | 20.6 | 18.9 | 22.8 | 20 | 8.9 | 4.1 | 10.6 | 7.2 | 17.2 | -6.1 | 10.6 | 5.6 | 23.3 | 5 | 12.2 | 3.3 | 16.7 | 12.8 | 13.9 | 10.6 | 11.1 | 1.7 | 14.4 | 11.7 | 21.7 | 13.9 | 15 | 13.9 | 13 | 10 | 15.6 | 7.8 | 16.7 | 10 | 18.9 | 17.2 | 11.7 | 10.6 | 12 | 9 | 22.2 | 22.2 | 19.4 | 16.7 | 9.8 | 5.6 | 18.3 | 16.1 | 13.3 | 7.8 | 21.7 | -3.2 | 23.3 | 18.6 | 21.1 | -0.6 | 24.1 | 16.9 | 27.2 | 23.3 | 23.9 | 17.2 | 15 | 2.2 | 19.4 | 14.4 | 14.4 | 7.8 | 7.2 | 4.4 | 11.1 | 1.7 | 20.6 | 14.4 | 18.9 | 17.2 | 7.2 | 2.2 | 18.3 | -5.1
4 | 0 | 8.3 | 4.4 | 14.4 | 11.1 | 16.1 | 10 | 7.2 | -2.8 | 19.4 | -1.7 | 8 | 4 | 20.4 | 8.1 | 14.4 | 12.2 | 16.8 | 9.3 | 11.1 | 8.9 | 13.9 | 9.8 | 15.6 | 0.6 | 11.7 | -2.8 | 21 | 16 | 18.9 | 17.2 | 26.7 | 23.3 | 15.2 | 9.2 | 26.1 | 23.3 | 15 | 8.9 | 22.8 | 18.3 | 11.7 | 5.6 | 9.4 | 3.9 | 11.1 | 11.1 | 11.7 | 11.1 | 14.4 | 13.9 | 15.8 | 12 | 20 | 15.6 | 21.1 | 12.8 | 8.9 | 8.3 | 16 | 1 | 12.2 | 5.6 | 11 | 11 | 12.2 | 11.7 | 6.7 | 0.6 | 9.4 | 3.3 | 13.9 | 1.7 | 9.1 | -2.5 | 17.2 | 12.8 | 25 | 13.3 | 18.3 | 13.3 | 16.1 | 9.6 | 11.7 | 0 | 7.8 | 3.9 | 12.8 | 7.2 | 20.4 | 18.9 | 22.8 | 20 | 8.9 | 4.3 | 10 | 6.7 | 17.8 | -6.1 | 8.5 | 4.7 | 22.6 | 5.5 | 9.4 | 3.3 | 16.1 | 12.2 | 13.5 | 10.3 | 10 | 2.2 | 14.4 | 12.2 | 20.6 | 14.4 | 15 | 13.9 | 12 | 10 | 14.7 | 8.2 | 15.8 | 10.2 | 18.3 | 16.7 | 11.1 | 9.4 | 12 | 8 | 22.2 | 22.2 | 18.5 | 16.1 | 9.1 | 5.1 | 18.3 | 16.1 | 13.3 | 7.8 | 21.1 | -3 | 23.3 | 18.6 | 21.7 | -0.6 | 23.1 | 17.1 | 27.2 | 23.3 | 23.3 | 17.5 | 14.4 | 2.2 | 17.8 | 14.4 | 14.4 | 8.3 | 6.1 | 3.9 | 9.4 | 2 | 20 | 14.4 | 18.9 | 17.8 | 6.7 | 2.2 | 17.8 | -7.2
3 | 0 | 7.8 | 4.4 | 13.3 | 10.6 | 13.3 | 10 | 6.3 | -3 | 18.3 | -0.4 | 9 | 6 | 19.1 | 8.5 | 15 | 10.6 | 16.5 | 9 | 10 | 7.8 | 12.8 | 9.6 | 14.4 | 1.1 | 10.6 | -2.2 | 18 | 16 | 17.8 | 16.1 | 26.7 | 23.9 | 14.2 | 9.5 | 26.1 | 22.2 | 15 | 8.9 | 22.8 | 18.3 | 11.1 | 5 | 8.9 | 4.4 | 11.1 | 11.1 | 11.1 | 10.6 | 15.6 | 14.4 | 14.8 | 11.4 | 18.9 | 16.1 | 21.7 | 12.8 | 9.4 | 8.9 | 14 | 2 | 11.4 | 5.5 | 11.3 | 11.3 | 11.7 | 11.7 | 6.7 | 0.6 | 9.4 | 3.3 | 13.3 | 2.2 | 7.8 | -3.3 | 16.7 | 13.3 | 24.4 | 13.3 | 18.3 | 12.8 | 15.6 | 9.4 | 11.7 | 0 | 7.8 | 3.3 | 13.9 | 3.9 | 20.2 | 18.9 | 22.2 | 19.4 | 8.9 | 4.4 | 9.4 | 6.1 | 16.1 | -6.1 | 6.5 | 3.8 | 21.8 | 5.3 | 7.8 | 2.8 | 15.6 | 12.2 | 13.2 | 10.2 | 10 | 3.3 | 13.9 | 12.2 | 20 | 15 | 13.3 | 13.3 | 11 | 9 | 13.7 | 8.2 | 14.8 | 10 | 17.8 | 16.1 | 11.1 | 9.4 | 10 | 8 | 22.8 | 22.2 | 17.6 | 15.6 | 8.3 | 4.4 | 18.3 | 16.1 | 12.8 | 8.3 | 20.6 | -3.3 | 23.3 | 18.3 | 19.4 | 0 | 22.2 | 17.2 | 27.2 | 23.3 | 22.8 | 17.8 | 13.3 | 1.7 | 17.8 | 14.4 | 11.7 | 8.9 | 6.1 | 3.9 | 7.8 | 2.3 | 19.4 | 15 | 18.9 | 17.8 | 6.7 | 1.1 | 16.3 | -4.8
2 | 0 | 7.2 | 4.4 | 12.2 | 10.6 | 13.3 | 10 | 5.3 | -3.5 | 17.2 | 0.4 | 9 | 6 | 17.8 | 8.9 | 15 | 10.6 | 16.1 | 8.9 | 10.6 | 8.3 | 12.2 | 9.4 | 11.1 | 1.7 | 9.4 | -3.3 | 19 | 16 | 17.2 | 15.6 | 26.7 | 23.3 | 13.3 | 10 | 25.6 | 22.2 | 15 | 8.9 | 22.2 | 18.3 | 8.9 | 5.6 | 7.8 | 3.9 | 10.6 | 10.6 | 11.1 | 10.6 | 15 | 13.9 | 13.9 | 11.1 | 18.3 | 16.1 | 22.2 | 12.8 | 9.4 | 8.9 | 14 | 1 | 10.5 | 5.3 | 11.7 | 11.7 | 11.7 | 11.7 | 6.7 | 0.6 | 7.2 | 4.4 | 13.9 | 1.7 | 7.2 | -2.2 | 16.1 | 12.8 | 23.9 | 13.8 | 17.2 | 12.8 | 14.7 | 9.7 | 9.4 | -0.6 | 6.7 | 2.8 | 13.3 | 4.4 | 20 | 18.9 | 22.2 | 18.9 | 8.7 | 4.3 | 8.9 | 5.6 | 15 | -6.1 | 4.4 | 2.8 | 21.1 | 5.6 | 7.8 | 2.8 | 15.6 | 11.7 | 12.8 | 10 | 8.3 | 3.9 | 13.3 | 11.7 | 19.4 | 15.6 | 13.3 | 13.3 | 9 | 9 | 12.8 | 8.3 | 13.9 | 10 | 17.8 | 16.7 | 11.1 | 10 | 9 | 7 | 22.8 | 22.2 | 16.7 | 15 | 7.8 | 4.6 | 18.3 | 16.7 | 11.7 | 6.1 | 19.7 | -1.8 | 23.1 | 18.2 | 17.8 | 0 | 21.5 | 17.1 | 27.2 | 23.3 | 22.2 | 18.4 | 13.3 | 1.1 | 16.1 | 14.4 | 9.4 | 7.8 | 6.1 | 3.9 | 6.1 | 2.2 | 18.9 | 15 | 18.3 | 16.7 | 4.4 | 1.1 | 14.8 | -4.4
2 | 0 | 6.7 | 4.4 | 11.7 | 10.6 | 12.2 | 10 | 4.4 | -4.4 | 16.1 | 1.1 | 9 | 6 | 17.2 | 8.9 | 15 | 11.1 | 15.4 | 8.7 | 10 | 8.3 | 12.2 | 9.4 | 11.1 | 2.2 | 8.9 | -2.8 | 17 | 15 | 17.2 | 16.1 | 26.7 | 22.8 | 12.2 | 9.6 | 25 | 22.8 | 14.4 | 8.9 | 21.1 | 17.8 | 9.4 | 5.6 | 6.1 | 3.3 | 11.7 | 11.7 | 10.6 | 10 | 15 | 13.3 | 13.3 | 11 | 17.8 | 15.6 | 20.6 | 12.2 | 10 | 9.4 | 13 | 2 | 9.7 | 5.3 | 11.7 | 11.7 | 11.1 | 11.1 | 6.1 | 0.6 | 7.8 | 5.6 | 11.1 | 3.3 | 6.7 | -1.5 | 15 | 12.2 | 23.3 | 14.1 | 16.1 | 12.8 | 13.7 | 10 | 9.4 | 0 | 6.1 | 2.2 | 14.4 | 3.9 | 20.4 | 19.2 | 22.2 | 18.9 | 8.5 | 4.1 | 8.3 | 5 | 16.1 | -6.1 | 4.2 | 2.7 | 20.4 | 5.6 | 6.7 | 2.2 | 15 | 12.2 | 12.8 | 9.7 | 7.8 | 4.4 | 12.8 | 11.7 | 18.3 | 15.6 | 13.3 | 13.3 | 8 | 8 | 12.4 | 8.3 | 13.3 | 9.8 | 17.8 | 16.7 | 11.7 | 10.6 | 9 | 7 | 22.8 | 22.2 | 16.1 | 14.5 | 7.2 | 4.5 | 18.3 | 16.7 | 11.1 | 5.6 | 18.7 | -1.5 | 23 | 18.1 | 13.9 | 0 | 20.7 | 16.8 | 26.7 | 23.3 | 21.7 | 19.1 | 13.3 | 2.8 | 14.4 | 13.3 | 9.4 | 8.3 | 6.1 | 3.3 | 5.9 | 2.2 | 18.9 | 15 | 17.2 | 15 | 6.1 | -1.1 | 13.3 | -4.4
1 | -1 | 6.7 | 3.9 | 11.1 | 8.9 | 11.7 | 9.4 | 3.7 | -4.4 | 15.2 | 0.6 | 9 | 6 | 16.7 | 9.2 | 15 | 11.1 | 14.6 | 8.6 | 10 | 8.9 | 12.2 | 9.2 | 11.7 | 1.1 | 7.8 | -2.8 | 18 | 15 | 16.7 | 15 | 26.1 | 22.8 | 11.1 | 9.4 | 24.4 | 22.8 | 14.4 | 8.9 | 20.6 | 17.8 | 8.9 | 5.6 | 5 | 2.8 | 12.2 | 12.2 | 10 | 9.4 | 15 | 13.9 | 12.8 | 11.2 | 17.2 | 15 | 20 | 12.8 | 9.4 | 9.4 | 11 | 2 | 8.9 | 5.1 | 11.7 | 11.7 | 11.1 | 11.1 | 6.1 | 0.6 | 7.2 | 5.6 | 9.4 | 3.3 | 6.1 | -1.1 | 14.4 | 11.7 | 22.8 | 14.4 | 16.1 | 13.3 | 12.8 | 10 | 9.4 | -0.6 | 5 | 1.7 | 13.9 | 4.4 | 20.7 | 19.5 | 21.7 | 18.9 | 8.3 | 3.9 | 7.8 | 5 | 16.1 | -6.1 | 4.1 | 2.9 | 19.6 | 6 | 7.2 | 3.3 | 14.4 | 12.2 | 12.8 | 9.3 | 7.8 | 4.4 | 12.8 | 12.2 | 17.8 | 15.6 | 13.3 | 12.8 | 8 | 8 | 12.1 | 8.4 | 12.8 | 9.7 | 18.3 | 16.7 | 12.2 | 10.6 | 9 | 5 | 22.8 | 22.2 | 15.6 | 14 | 6.7 | 4.4 | 18.3 | 16.7 | 11.7 | 6.1 | 17.8 | -1.1 | 22.8 | 17.8 | 16.7 | 0 | 20 | 16.7 | 26.7 | 23.9 | 21.1 | 19.4 | 13.9 | 5 | 13.3 | 12.2 | 10.6 | 8.3 | 6.7 | 3.9 | 5.8 | 2.3 | 17.2 | 14.4 | 16.1 | 12.8 | 7.2 | -0.6 | 12.8 | -3.8
1 | -2 | 6.1 | 3.9 | 10.6 | 9.4 | 11.7 | 8.9 | 2.9 | -4.6 | 14.2 | -0.2 | 9 | 6 | 16.1 | 8.9 | 15 | 11.7 | 13.9 | 8.3 | 10 | 8.3 | 12.2 | 8.8 | 9.4 | 2.2 | 7.2 | -2.8 | 17 | 13 | 15.6 | 14.4 | 25.6 | 22.8 | 10 | 8.9 | 24.4 | 22.8 | 14.4 | 7.8 | 20 | 17.8 | 7.8 | 5 | 3.3 | 0.6 | 12.2 | 12.2 | 8.9 | 8.9 | 15 | 13.9 | 12.2 | 11.1 | 16.7 | 15.6 | 19.4 | 11.7 | 9.4 | 8.9 | 11 | 2 | 8 | 4.8 | 11.7 | 11.7 | 11.1 | 10.6 | 2.8 | 0 | 6.1 | 2.8 | 8.3 | 2.8 | 6.5 | 0.6 | 13.3 | 11.1 | 21.3 | 15.4 | 15.6 | 13.3 | 13 | 9.9 | 8.9 | -0.6 | 4.4 | 1.1 | 14.4 | 4.4 | 21.1 | 20 | 21.1 | 18.9 | 8.3 | 4 | 7.2 | 5 | 15.6 | -6.1 | 3.9 | 2.8 | 18.9 | 6.1 | 7.2 | 3.3 | 12.8 | 11.7 | 12.8 | 8.9 | 6.1 | 3.9 | 13.3 | 12.2 | 17.8 | 15.6 | 13.3 | 12.8 | 8 | 8 | 11.7 | 8.3 | 12.2 | 9.4 | 18.3 | 16.7 | 13.3 | 11.7 | 7 | 4 | 22.8 | 22.2 | 15 | 13.3 | 5.8 | 3.8 | 17.8 | 16.7 | 11.7 | 7.2 | 16.7 | -0.1 | 23.2 | 17.9 | 11.7 | -1.1 | 20 | 16.9 | 26.7 | 23.9 | 21.5 | 19.8 | 12.8 | 4.4 | 12.8 | 12.2 | 8.9 | 7.8 | 6.7 | 3.9 | 5.6 | 2.2 | 17.2 | 14.4 | 15 | 10 | 6.7 | -1.1 | 12.2 | -4.3
2 | 0 | 6.1 | 3.9 | 10 | 8.9 | 10.6 | 8.9 | 2.2 | -5.6 | 13.3 | -0.6 | 10 | 4 | 16.7 | 9.2 | 14.4 | 12.2 | 15.2 | 8.7 | 8.9 | 8.3 | 12.8 | 8.9 | 8.3 | 1.1 | 6.7 | -4.4 | 16 | 13 | 17.2 | 15.6 | 25.6 | 22.8 | 11.5 | 9.3 | 24.4 | 22.8 | 13.9 | 8.3 | 19.4 | 17.2 | 8.3 | 4.4 | 2.8 | 0.6 | 12.2 | 12.2 | 8.3 | 8.3 | 13.9 | 13.3 | 12.4 | 11.3 | 17.2 | 15.6 | 18.9 | 11.7 | 9.4 | 8.9 | 10 | 0 | 7.2 | 4.4 | 11.7 | 11.7 | 10 | 10 | 1.7 | 0 | 6.1 | 5.6 | 6.1 | 2.2 | 6.8 | 2.3 | 12.8 | 11.1 | 19.8 | 16.3 | 15 | 12.8 | 13.1 | 9.6 | 8.9 | -0.6 | 5 | 2.8 | 13.3 | 3.9 | 21.5 | 20.3 | 20.6 | 19.4 | 8.3 | 4 | 6.7 | 4.4 | 13.9 | -6.1 | 5.9 | 3.7 | 19.8 | 6.2 | 6.1 | 2.8 | 11.7 | 11.1 | 12.8 | 8.5 | 6.1 | 3.9 | 13.9 | 12.8 | 17.2 | 15.6 | 14.4 | 13.9 | 9 | 9 | 12.4 | 8.5 | 12.2 | 9.8 | 17.8 | 16.1 | 13.9 | 12.2 | 7 | 4 | 21.7 | 21.1 | 15.7 | 13.9 | 4.8 | 3 | 17.8 | 16.1 | 11.1 | 7.8 | 15.5 | 0.1 | 23.5 | 18 | 14.4 | 0 | 20 | 17 | 26.1 | 23.3 | 21.8 | 20.1 | 13.9 | 3.3 | 12.2 | 11.7 | 8.3 | 7.2 | 5.6 | 5 | 7.3 | 3 | 16.1 | 13.9 | 15 | 9.4 | 5.6 | -1.7 | 11.7 | -5
3 | 0 | 6.1 | 3.9 | 10 | 9.4 | 12.2 | 10 | 6.5 | -3.5 | 16.3 | 0 | 11 | 6 | 17.2 | 9.4 | 14.4 | 12.2 | 16.5 | 8.7 | 9.4 | 8.3 | 12.8 | 9.4 | 11.1 | 2.2 | 7.2 | -2.2 | 18 | 13 | 15.6 | 14.4 | 25.6 | 22.8 | 12.9 | 9.4 | 24.4 | 22.8 | 13.9 | 8.3 | 18.9 | 17.2 | 9.4 | 3.9 | 2.8 | 0.6 | 12.2 | 11.7 | 10.6 | 10.6 | 13.9 | 13.3 | 12.6 | 11.5 | 17.8 | 16.1 | 18.9 | 12.2 | 9.4 | 8.9 | 12 | 0 | 8.9 | 5.6 | 11.7 | 11.7 | 9.4 | 9.4 | 2.8 | 0 | 6.1 | 3.9 | 9.4 | 4.4 | 7.2 | 3.9 | 13.3 | 11.7 | 18.3 | 16.7 | 15 | 12.8 | 13.3 | 9.4 | 10 | 0 | 7.2 | 2.8 | 12.2 | 3.9 | 21.8 | 20.6 | 20.6 | 19.4 | 8.3 | 3.9 | 7.2 | 5 | 13.9 | -6.1 | 8 | 4.4 | 20.8 | 6.7 | 8.3 | 5 | 13.9 | 12.2 | 12.8 | 8.3 | 7.8 | 5.6 | 14.4 | 13.3 | 17.2 | 15.6 | 15.6 | 15 | 11 | 11 | 13.2 | 8.9 | 12.2 | 10.1 | 17.8 | 16.7 | 14.4 | 12.8 | 9 | 4 | 21.7 | 21.7 | 16.5 | 14.5 | 3.9 | 2.2 | 16.1 | 14.4 | 11.7 | 7.8 | 14.4 | 0.6 | 23.9 | 17.8 | 14.4 | 0 | 20 | 17.2 | 26.1 | 22.8 | 22.2 | 20.6 | 13.9 | 4.4 | 12.8 | 12.2 | 10 | 8.3 | 5.6 | 4.4 | 8.9 | 3.3 | 16.7 | 14.4 | 14.4 | 9.4 | 6.7 | -0.6 | 13.5 | -2.9
6 | 0 | 9.4 | 3.3 | 12.8 | 10.6 | 16.1 | 12.8 | 10.7 | -2.7 | 19.2 | -0.2 | 11 | 4 | 17.8 | 9.4 | 15 | 12.2 | 17.8 | 8.9 | 11.1 | 8.9 | 13.3 | 9.4 | 16.1 | 1.7 | 10 | -2.2 | 23 | 11 | 17.8 | 16.1 | 26.1 | 23.3 | 14.4 | 9.4 | 25 | 22.8 | 13.9 | 7.8 | 22.2 | 18.3 | 10.6 | 4.4 | 7.2 | 3.9 | 12.2 | 11.7 | 11.7 | 11.7 | 14.4 | 13.9 | 12.8 | 11.7 | 18.9 | 16.1 | 20.6 | 12.8 | 10 | 9.4 | 14 | 2 | 10 | 5 | 11.7 | 11.7 | 11.1 | 10 | 3.9 | 0.6 | 7.2 | 4.4 | 11.7 | 5.6 | 8.7 | 4.1 | 14.4 | 12.2 | 19.4 | 16.8 | 17.2 | 13.3 | 16.6 | 10.5 | 11.7 | 0.6 | 8.9 | 3.9 | 12.8 | 3.9 | 22.2 | 21.1 | 22.2 | 20 | 9.1 | 4.1 | 8.9 | 5.6 | 15.6 | -6.1 | 10 | 5 | 21.7 | 6.7 | 12.8 | 3.9 | 16.1 | 10 | 12.8 | 7.8 | 10.6 | 6.7 | 15 | 14.4 | 19.4 | 16.1 | 15.6 | 15 | 12 | 12 | 13.9 | 8.9 | 12.2 | 10.6 | 18.3 | 17.2 | 15 | 12.8 | 11 | 5 | 22.8 | 22.8 | 17.2 | 15 | 6.9 | 3.9 | 18.3 | 16.7 | 13.3 | 7.2 | 17.4 | 1.8 | 24.8 | 18.3 | 20 | 3.9 | 20.7 | 17.2 | 26.7 | 22.2 | 22.4 | 20.1 | 16.1 | 3.9 | 18.3 | 15.6 | 12.8 | 9.4 | 6.1 | 5 | 10.6 | 3.9 | 18.9 | 15 | 14.4 | 10 | 9.4 | 0 | 15.4 | -1.4
7 | 0 | 10.6 | 3.3 | 14.4 | 10 | 17.2 | 11.7 | 15 | -2.8 | 22.2 | -0.6 | 12 | 4 | 20.2 | 9.5 | 15.6 | 12.2 | 21.1 | 9.4 | 12.2 | 8.9 | 14.4 | 9.4 | 20 | 1.7 | 13.3 | -6.1 | 27 | 10 | 21.7 | 18.9 | 27.2 | 23.3 | 18.7 | 10.6 | 25.6 | 23.9 | 14.4 | 7.2 | 25 | 18.9 | 11.7 | 5 | 10 | 5 | 13.3 | 11.7 | 12.8 | 12.8 | 16.1 | 15.6 | 15 | 12.2 | 20.6 | 15 | 21.1 | 12.8 | 10.6 | 9.4 | 18 | 1 | 11.7 | 3.9 | 11.5 | 11.5 | 13.9 | 10.6 | 6.7 | 0.6 | 7.8 | 5 | 13.3 | 5.6 | 10.2 | 4.4 | 15 | 12.8 | 20.6 | 17.2 | 17.8 | 13.9 | 20 | 11 | 13.9 | 1.1 | 11.7 | 4.4 | 13.3 | 4.4 | 22.8 | 20.7 | 23.9 | 20 | 9.8 | 4.4 | 10.6 | 5.6 | 18.3 | -6.1 | 13.3 | 5 | 23.7 | 7 | 15.6 | 5 | 17.2 | 10 | 14.1 | 8.3 | 13.9 | 7.8 | 16.1 | 14.4 | 20.6 | 13.3 | 17.2 | 15.6 | 14 | 12 | 15.6 | 9.1 | 13.9 | 10.9 | 19.4 | 17.2 | 17.2 | 12.8 | 13 | 4 | 23.9 | 23.9 | 20.9 | 16.1 | 9.8 | 5 | 20.6 | 17.8 | 13.9 | 7.8 | 20.3 | 3.1 | 25.8 | 18.5 | 17.8 | 1.1 | 21.5 | 17.3 | 26.7 | 22.8 | 22.6 | 20 | 19.4 | 2.2 | 23.9 | 16.1 | 14.4 | 8.9 | 6.1 | 5 | 12.8 | 4.5 | 20.6 | 16.1 | 15 | 10 | 11.7 | -1.7 | 17.2 | 0
8 | 0 | 10.6 | 3.9 | 15.6 | 10 | 19.4 | 10.6 | 16.3 | -3.8 | 24.4 | -1.3 | 11 | 4 | 22.6 | 9.4 | 15.6 | 11.7 | 24.5 | 9.7 | 13.3 | 8.9 | 15.6 | 9.4 | 23.3 | -0.6 | 13.3 | -5 | 28 | 10 | 25.6 | 16.7 | 28.3 | 23.3 | 22.9 | 10.7 | 27.2 | 23.9 | 15.6 | 6.7 | 26.7 | 19.4 | 12.8 | 6.1 | 11.1 | 5 | 15 | 12.8 | 16.1 | 14.4 | 18.9 | 16.7 | 17.2 | 12.4 | 22.2 | 14.4 | 21.7 | 11.7 | 11.1 | 10 | 20 | 1 | 12.2 | 2.8 | 11.3 | 11.3 | 15.6 | 11.1 | 8.9 | -1.1 | 8.9 | 4.4 | 14.4 | 6.1 | 11.7 | 4.4 | 15.6 | 12.2 | 21.7 | 17.2 | 18.3 | 13.9 | 23.3 | 11.1 | 17.2 | 0.6 | 15 | 3.9 | 15 | 4.4 | 23.3 | 20.5 | 25.6 | 20.6 | 10.6 | 4.4 | 12.8 | 6.7 | 20 | -6.1 | 16.7 | 4.4 | 25.8 | 6.5 | 17.8 | 4.4 | 18.9 | 10 | 15.4 | 8.7 | 18.9 | 7.2 | 17.2 | 15.6 | 22.8 | 13.9 | 18.3 | 15 | 15 | 11 | 17.2 | 9.2 | 15.5 | 11.3 | 21.1 | 17.8 | 17.8 | 13.9 | 14 | 4 | 25.6 | 23.3 | 24.6 | 16.6 | 12.8 | 6.1 | 21.1 | 18.3 | 15.6 | 7.8 | 23.3 | 3.9 | 26.7 | 18.9 | 22.8 | 1.1 | 22.2 | 17.2 | 27.2 | 22.8 | 22.8 | 19.4 | 21.7 | 1.7 | 26.7 | 16.1 | 16.1 | 8.3 | 7.2 | 5 | 15 | 4.7 | 22.2 | 17.2 | 15.6 | 10 | 13.3 | -2.2 | 19.1 | 1.6
9 | 0 | 10.6 | 3.9 | 17.8 | 10.6 | 20.6 | 10.6 | 17.6 | -5 | 26.7 | -1.8 | 12 | 5 | 25 | 8.3 | 18.3 | 11.7 | 27.8 | 8.9 | 14.4 | 8.9 | 16.7 | 9.4 | 24.4 | -3.3 | 15.6 | -8.9 | 30 | 11 | 26.7 | 15 | 27.8 | 23.3 | 27.2 | 9.4 | 28.3 | 23.9 | 16.7 | 7.2 | 28.3 | 18.9 | 13.9 | 6.7 | 13.9 | 6.1 | 13.9 | 11.7 | 19.4 | 14.4 | 20.6 | 16.7 | 19.4 | 12.2 | 23.3 | 15 | 22.2 | 12.2 | 12.2 | 10.6 | 22 | 4 | 13.9 | 1.1 | 11.1 | 11.1 | 16.7 | 12.8 | 11.1 | -1.1 | 10 | 3.9 | 16.1 | 5.6 | 12.8 | 4.3 | 16.1 | 12.2 | 23 | 17.5 | 17.8 | 14.4 | 24.6 | 11.6 | 18.9 | 0.6 | 14.4 | 3.9 | 18.3 | 2.8 | 23.9 | 20 | 27.2 | 20.6 | 12.4 | 5.6 | 13.9 | 5.6 | 23.3 | -1.7 | 20 | 1.7 | 27.8 | 6.1 | 20.6 | 4.4 | 20 | 10.6 | 16.7 | 8.9 | 21.1 | 6.1 | 17.8 | 15 | 24.4 | 15 | 20 | 13.9 | 17 | 13 | 18.9 | 8.9 | 17.2 | 11.7 | 21.7 | 17.2 | 18.9 | 15 | 14 | 5 | 27.2 | 22.2 | 28.3 | 16.1 | 14.3 | 6.4 | 23.3 | 17.2 | 17.2 | 7.8 | 25.9 | 3.8 | 27.6 | 19.2 | 25.6 | 1.1 | 23.7 | 17.2 | 29.4 | 22.8 | 24.3 | 19.6 | 22.8 | 1.7 | 28.9 | 15 | 16.7 | 6.7 | 8.3 | 5.6 | 17.2 | 5 | 23.9 | 17.2 | 17.2 | 11.1 | 15 | -1.1 | 20.9 | 2.7
10 | 0 | 11.1 | 3.9 | 19.4 | 10 | 22.8 | 11.1 | 18.9 | -8.3 | 28.9 | -3.9 | 13 | 6 | 27 | 8.5 | 17.2 | 11.7 | 29.5 | 8.6 | 15 | 8.9 | 18.3 | 10 | 25 | -3.9 | 16.7 | -11.1 | 29 | 12 | 27.2 | 15.6 | 28.3 | 22.8 | 27.9 | 9.3 | 28.9 | 24.4 | 17.8 | 7.2 | 28.3 | 18.3 | 15.6 | 7.2 | 16.7 | 4.4 | 15.6 | 12.8 | 21.1 | 12.8 | 22.8 | 16.1 | 20.5 | 12.5 | 23.9 | 15.6 | 22.8 | 11.7 | 12.2 | 11.1 | 23 | 2 | 15.6 | -1.7 | 10.9 | 10.9 | 18.9 | 14.4 | 11.1 | -2.2 | 10 | 4.4 | 17.2 | 5.6 | 13.9 | 4.2 | 16.1 | 12.2 | 24.3 | 17.3 | 18.3 | 14.4 | 25.9 | 12.4 | 20.6 | -0.6 | 14.4 | 1.7 | 19.4 | 2.8 | 24.1 | 20.4 | 28.9 | 20 | 14.3 | 6.4 | 14.4 | 5 | 25 | -2.8 | 21.3 | 1 | 28.3 | 5.8 | 22.2 | 4.4 | 20 | 10 | 16.9 | 8.4 | 22.2 | 5 | 21.1 | 16.1 | 26.1 | 14.4 | 22.2 | 12.8 | 17 | 12 | 21.1 | 9.4 | 18.9 | 11 | 21.7 | 15.6 | 18.3 | 14.4 | 15 | 3 | 28.3 | 21.7 | 29.4 | 15.6 | 15.7 | 6.7 | 25 | 17.2 | 18.3 | 7.2 | 28.5 | 2.7 | 28.5 | 19.2 | 27.2 | 1.1 | 25.2 | 16.9 | 30.6 | 22.8 | 25.7 | 19.1 | 24.4 | 2.8 | 30.6 | 16.1 | 18.3 | 7.2 | 10 | 4.4 | 18.1 | 5 | 25 | 17.2 | 17.2 | 10.6 | 15.6 | -3.3 | 22.8 | 4.4
11 | 0 | 12.2 | 8.9 | 21.1 | 10 | 22.2 | 10 | 20 | -8.2 | 30.4 | -4.1 | 13 | 5 | 29.1 | 8.8 | 17.2 | 11.7 | 31.1 | 7.6 | 16.7 | 8.9 | 17.8 | 10 | 26.7 | -5.6 | 16.1 | -16.1 | 29 | 13 | 28.3 | 14.4 | 28.9 | 22.2 | 28.7 | 9.5 | 29.4 | 23.9 | 18.9 | 7.8 | 30 | 18.3 | 16.1 | 5.6 | 17.8 | 5 | 16.1 | 11.7 | 21.1 | 12.2 | 23.9 | 16.1 | 21.7 | 12.6 | 25.6 | 15.6 | 23.3 | 12.2 | 12.8 | 11.1 | 24 | 2 | 16.1 | -3.9 | 10.8 | 10.8 | 20 | 12.8 | 11.7 | -4.4 | 10 | 3.9 | 18.9 | 6.1 | 15 | 3.9 | 15 | 12.8 | 25.6 | 17.2 | 20.6 | 14.4 | 27.2 | 12.8 | 21.7 | 0 | 15 | 1.7 | 20.6 | 2.8 | 24.2 | 20.7 | 30 | 20 | 16.1 | 7.2 | 14.4 | 5 | 27.2 | -2.2 | 22.6 | -0.2 | 28.9 | 6.3 | 23.9 | 3.9 | 21.1 | 10 | 17 | 7.4 | 22.8 | 6.1 | 20.6 | 15 | 26.1 | 14.4 | 22.8 | 11.7 | 18 | 12 | 23.4 | 10.2 | 20.5 | 9.8 | 22.2 | 15 | 18.3 | 15 | 16 | 3 | 28.3 | 21.7 | 30.6 | 14.7 | 17.2 | 6.7 | 26.1 | 17.2 | 18.9 | 6.7 | 31.1 | 1.7 | 29.4 | 19.4 | 27.8 | 1.1 | 26.7 | 16.7 | 31.7 | 22.8 | 27.2 | 18.9 | 25.6 | 1.7 | 31.7 | 15 | 19.4 | 7.8 | 11.7 | 4.4 | 19.1 | 4.9 | 23.9 | 17.2 | 17.8 | 11.7 | 17.2 | -1.7 | 23 | 5.9
13 | -1 | 12.8 | 3.9 | 21.7 | 8.9 | 23.3 | 10 | 21.1 | -9.3 | 31.8 | -5.8 | 12 | 4 | 31.1 | 8.3 | 20 | 12.2 | 32.8 | 6.7 | 16.7 | 8.9 | 17.2 | 10 | 27.8 | -8.9 | 16.7 | -12.2 | 29 | 13 | 28.3 | 15 | 28.9 | 22.8 | 29.4 | 8.9 | 30 | 23.9 | 20 | 7.2 | 30.6 | 18.3 | 17.2 | 6.1 | 20 | 3.3 | 16.1 | 12.2 | 22.2 | 11.1 | 25 | 16.7 | 22.8 | 12.8 | 26.1 | 15 | 23.9 | 11.1 | 11.7 | 10.6 | 23 | 2 | 16.7 | -2.2 | 10.6 | 10.6 | 20 | 12.2 | 11.7 | -5.6 | 10.6 | 3.3 | 20 | 6.1 | 15.7 | 3.2 | 17.8 | 13.3 | 25.6 | 17 | 21.1 | 13.9 | 27.8 | 13 | 22.8 | -1.1 | 14.4 | 3.9 | 21.7 | 3.3 | 24.4 | 21.1 | 30.6 | 19.4 | 17.8 | 7.6 | 16.7 | 6.1 | 28.9 | -0.6 | 23.9 | -2.2 | 29.4 | 6.1 | 24.4 | 2.8 | 21.7 | 10.6 | 17.2 | 6.7 | 23.3 | 7.8 | 21.7 | 16.7 | 26.1 | 13.3 | 22.8 | 11.1 | 17 | 12 | 25.6 | 10 | 22.2 | 8.3 | 23.3 | 15.6 | 18.3 | 15 | 16 | 4 | 28.9 | 20.6 | 31.7 | 13.3 | 18.3 | 7.4 | 27.2 | 17.2 | 20.6 | 6.7 | 31.5 | -0.2 | 29.2 | 19.8 | 29.4 | 1.1 | 27.6 | 16.6 | 32.2 | 22.2 | 27.9 | 18.3 | 26.1 | -1.7 | 32.8 | 14.4 | 19.4 | 5.6 | 12.2 | 3.9 | 20 | 5 | 19.4 | 17.8 | 18.9 | 12.2 | 17.8 | -1.7 | 23.1 | 7.7
12 | -2 | 12.2 | 4.4 | 22.8 | 8.9 | 24.4 | 9.4 | 22.2 | -12.2 | 33.3 | -6.1 | 13 | 3 | 31.5 | 8.5 | 19.4 | 12.8 | 33.2 | 6.5 | 16.1 | 8.9 | 17.2 | 8.9 | 25 | -2.8 | 17.2 | -10.6 | 29 | 15 | 29.4 | 15 | 30 | 23.3 | 29.8 | 8.3 | 30 | 23.9 | 21.7 | 7.8 | 30 | 18.3 | 16.7 | 5.6 | 20.6 | 3.9 | 16.1 | 12.2 | 22.2 | 10 | 26.7 | 16.7 | 23 | 12.7 | 27.2 | 15.6 | 23.9 | 12.8 | 11.7 | 10.6 | 21 | 3 | 17.8 | -1.7 | 11 | 11 | 20.6 | 11.1 | 11.1 | -3.9 | 11.7 | 1.7 | 20.6 | 6.1 | 16.5 | 2.5 | 17.8 | 12.2 | 25.6 | 17 | 20 | 13.9 | 28.3 | 13.1 | 23.9 | 0 | 14.4 | 2.2 | 22.8 | 2.2 | 24.2 | 20.5 | 30.6 | 18.9 | 19.4 | 7.8 | 17.2 | 5.6 | 28.3 | -2.8 | 23.7 | -1.1 | 29.6 | 5.7 | 26.1 | 2.8 | 18.9 | 8.9 | 17 | 7.4 | 23.9 | 5.6 | 22.8 | 16.1 | 27.2 | 13.9 | 23.3 | 12.2 | 18 | 12 | 25.8 | 10.5 | 22.9 | 8.6 | 24.4 | 15.6 | 20.6 | 15 | 16 | 4 | 29.4 | 20.6 | 31.9 | 13.7 | 19.5 | 7.9 | 27.8 | 16.7 | 21.7 | 4.4 | 31.8 | -3.1 | 29.1 | 20.3 | 31.1 | 1.1 | 28.5 | 16.8 | 32.8 | 22.8 | 28.7 | 17.9 | 27.8 | -1.7 | 31.7 | 13.9 | 19.4 | 5.6 | 13.9 | 5 | 20 | 4.5 | 18.9 | 17.2 | 21.1 | 12.8 | 17.2 | -3.3 | 23.3 | 8.9
13 | -2 | 14.4 | 7.8 | 22.8 | 8.3 | 25.6 | 8.3 | 22 | -8.7 | 33.7 | -6.1 | 14 | 3 | 31.8 | 8.2 | 18.3 | 11.7 | 33.5 | 6.8 | 15 | 8.9 | 16.7 | 8.9 | 21.7 | -5.6 | 16.1 | -7.8 | 28 | 16 | 27.8 | 14.4 | 29.4 | 23.3 | 30.2 | 8 | 31.7 | 23.9 | 22.8 | 7.2 | 30 | 18.3 | 17.8 | 5.6 | 21.7 | 3.9 | 15.6 | 12.8 | 22.8 | 8.9 | 27.2 | 17.2 | 23.1 | 12.5 | 26.7 | 14.4 | 23.3 | 12.2 | 12.2 | 11.1 | 19 | 3 | 17.2 | -3.9 | 11.3 | 11.3 | 20.6 | 8.9 | 11.7 | -3.3 | 11.7 | 1.7 | 21.1 | 6.7 | 17.2 | 1.7 | 18.9 | 11.1 | 25.6 | 16.7 | 20.6 | 13.9 | 28.9 | 13.3 | 23.3 | -0.6 | 14.4 | 2.2 | 22.8 | 1.7 | 24.1 | 20 | 32.2 | 19.4 | 21.1 | 7.8 | 17.2 | 5 | 27.8 | -2.2 | 23.5 | -0.1 | 29.8 | 5.8 | 24.4 | 0.6 | 16.1 | 11.7 | 16.9 | 8.4 | 24.4 | 3.9 | 21.7 | 15.6 | 27.2 | 13.3 | 22.8 | 12.8 | 18 | 11 | 25.9 | 10.9 | 23.7 | 9 | 16.7 | 13.3 | 21.7 | 15.6 | 16 | 5 | 30.6 | 20.6 | 32 | 13.8 | 20.6 | 8.3 | 27.8 | 16.1 | 22.2 | 5 | 32.2 | -6.1 | 28.9 | 20.6 | 30 | 0.6 | 29.4 | 16.7 | 32.8 | 22.2 | 29.4 | 17.2 | 27.2 | -1.7 | 31.7 | 15.6 | 19.4 | 0.6 | 12.2 | 4.4 | 20 | 4.5 | 19.4 | 17.8 | 21.7 | 12.2 | 17.2 | -3.3 | 23.3 | 8.2
13 | -3 | 13.3 | 4.4 | 22.8 | 10 | 25 | 8.3 | 21.9 | -7.8 | 34 | -4.3 | 16 | 2 | 32.2 | 8.3 | 18.9 | 11.1 | 33.9 | 6.1 | 14.4 | 8.9 | 15.6 | 7.8 | 19.4 | -5.6 | 17.2 | -10.6 | 27 | 16 | 26.7 | 14.4 | 29.4 | 23.3 | 30.6 | 7.2 | 30.6 | 23.3 | 22.8 | 7.2 | 29.4 | 18.3 | 17.8 | 5 | 22.2 | 4.4 | 15.6 | 12.8 | 22.8 | 7.8 | 27.8 | 18.3 | 23.3 | 12.2 | 27.8 | 15 | 25 | 12.2 | 12.2 | 10.6 | 18 | 5 | 17.8 | -2.8 | 11.7 | 11.7 | 19.4 | 7.8 | 11.7 | -4.4 | 11.7 | 1.1 | 20 | 6.1 | 17.2 | 1.2 | 20 | 10.6 | 23.9 | 17.4 | 20 | 14.4 | 28 | 13.6 | 23.9 | -1.1 | 15.6 | 2.2 | 22.2 | 1.1 | 23.9 | 19.4 | 29.4 | 20.6 | 21.1 | 6.6 | 17.2 | 4.4 | 28.9 | -1.7 | 23.3 | 0.6 | 30 | 5.6 | 24.4 | 3.3 | 15 | 13.3 | 16.7 | 8.9 | 24.4 | 5.6 | 21.7 | 15.6 | 27.2 | 13.3 | 24.4 | 13.3 | 18 | 13 | 26.1 | 11.1 | 24.4 | 9.4 | 14.4 | 11.7 | 22.8 | 15 | 16 | 3 | 30 | 21.7 | 32.2 | 13.9 | 20.2 | 8.6 | 27.8 | 16.1 | 22.8 | 6.1 | 32.2 | -5.5 | 28.2 | 21 | 30.6 | 0.6 | 29.2 | 16.4 | 32.8 | 22.2 | 29.2 | 17.7 | 22.8 | 2.8 | 29.4 | 14.4 | 19.4 | 0.6 | 13.3 | 5 | 20 | 3.9 | 18.3 | 16.1 | 22.8 | 10.6 | 17.8 | -3.3 | 23.3 | 7
13 | -3 | 11.7 | 3.9 | 22.2 | 9.4 | 25 | 8.3 | 21.7 | -7.2 | 34.4 | -5 | 19 | 2 | 30.9 | 8 | 17.2 | 10.6 | 31.3 | 9 | 13.9 | 8.9 | 15 | 7.2 | 20 | -5 | 15.6 | -9.4 | 26 | 16 | 26.1 | 16.1 | 29.4 | 23.3 | 29.3 | 8.4 | 31.7 | 23.9 | 22.8 | 7.2 | 27.8 | 18.3 | 17.8 | 5 | 22.2 | 3.9 | 15.6 | 12.8 | 22.8 | 9.4 | 27.2 | 18.3 | 22.2 | 12.2 | 26.7 | 14.4 | 23.3 | 12.8 | 11.7 | 10.6 | 16 | 3 | 17.2 | -0.6 | 11.5 | 11.5 | 19.4 | 5.6 | 11.1 | -5.6 | 11.7 | 0.6 | 19.4 | 6.1 | 17.2 | 0.8 | 18.3 | 11.1 | 22.3 | 17.7 | 18.9 | 14.4 | 27 | 13.7 | 23.9 | -1.1 | 14.4 | 2.2 | 22.2 | 2.8 | 23.3 | 19.9 | 26.7 | 18.9 | 21.1 | 5.9 | 17.2 | 5.6 | 28.9 | -1.1 | 21.3 | -0.1 | 28.1 | 6.8 | 22.2 | 5 | 14.4 | 11.1 | 15.9 | 8.4 | 24.4 | 7.8 | 21.1 | 16.1 | 27.2 | 13.9 | 22.8 | 12.2 | 18 | 14 | 25.2 | 10.7 | 23.7 | 10.1 | 12.2 | 8.3 | 22.2 | 15 | 16 | 4 | 27.8 | 22.2 | 30.7 | 14.4 | 19.8 | 8.5 | 27.8 | 15.6 | 22.2 | 6.1 | 32.2 | -4.1 | 27.4 | 21 | 30.6 | 0.6 | 29.1 | 16.3 | 30.6 | 23.9 | 29.1 | 18 | 18.3 | 4.4 | 25.6 | 18.3 | 18.9 | 0.6 | 13.9 | 4.4 | 19.1 | 4.9 | 19.4 | 16.1 | 22.8 | 9.4 | 17.2 | -3.3 | 23.3 | 6.1
14 | -4 | 10.6 | 3.9 | 21.1 | 8.3 | 24.4 | 8.3 | 19.1 | -4.5 | 33.1 | -4.9 | 16 | 3 | 29.6 | 8.1 | 15.6 | 10 | 28.7 | 10.9 | 12.8 | 8.9 | 13.3 | 7.2 | 18.9 | -5.6 | 14.4 | -11.7 | 25 | 17 | 25.6 | 16.1 | 28.9 | 23.3 | 28 | 9.3 | 31.1 | 22.2 | 22.8 | 6.7 | 25.6 | 18.3 | 17.2 | 5 | 22.2 | 3.9 | 15 | 12.8 | 22.2 | 8.9 | 25.6 | 17.8 | 21.1 | 12 | 25.6 | 15 | 22.8 | 12.2 | 12.2 | 11.1 | 15 | 4 | 16.1 | 1.7 | 11.3 | 11.3 | 18.9 | 5 | 11.1 | -3.9 | 11.1 | -2.2 | 19.4 | 6.7 | 17.2 | 0.6 | 17.2 | 10.6 | 20.6 | 17.8 | 18.9 | 13.9 | 26.1 | 13.9 | 24.4 | -1.1 | 14.4 | 2.8 | 21.7 | 1.7 | 22.8 | 20.2 | 21.7 | 17.8 | 21.1 | 4.4 | 17.2 | 3.9 | 27.2 | -0.6 | 19.2 | -0.2 | 26.3 | 8.3 | 20 | 4.4 | 14.4 | 9.4 | 15.2 | 7.8 | 22.2 | 6.1 | 16.7 | 15.6 | 27.2 | 15.6 | 21.1 | 12.2 | 18 | 14 | 24.2 | 10.5 | 22.9 | 10.4 | 10.6 | 6.7 | 22.2 | 14.4 | 16 | 4 | 27.2 | 22.2 | 29.3 | 15.1 | 19.4 | 8.3 | 27.8 | 15.6 | 21.1 | 5.6 | 32.2 | -5 | 26.7 | 21.1 | 30 | 0 | 28.9 | 16.1 | 29.4 | 24.4 | 28.9 | 18.3 | 16.7 | 3.3 | 23.9 | 17.2 | 18.3 | 0 | 12.8 | 4.4 | 18.1 | 5.7 | 17.8 | 16.1 | 22.2 | 9.4 | 15 | 1.7 | 21.5 | 6.6
14 | -5 | 10 | 3.9 | 18.3 | 9.4 | 21.1 | 10 | 16.5 | -3.6 | 31.9 | -4.3 | 13 | 3 | 28.3 | 7.8 | 15.6 | 10 | 26.1 | 11.7 | 11.7 | 8.9 | 11.7 | 7.2 | 17.2 | -5.6 | 13.9 | -12.2 | 24 | 16 | 23.9 | 16.7 | 27.8 | 23.3 | 26.7 | 10 | 31.1 | 21.7 | 21.7 | 7.2 | 25 | 18.3 | 16.1 | 5 | 21.1 | 4.4 | 13.3 | 12.2 | 21.1 | 6.7 | 23.3 | 18.3 | 20 | 11.7 | 23.9 | 15.6 | 20.6 | 16.1 | 12.2 | 11.1 | 15 | 3 | 13.3 | 0 | 11.1 | 11.1 | 17.8 | 6.7 | 9.4 | -6.1 | 10.6 | 0 | 17.8 | 6.7 | 15.4 | 1.9 | 16.7 | 10.6 | 19.1 | 16.7 | 18.3 | 13.9 | 24.4 | 13.9 | 23.3 | 3.3 | 12.2 | 3.3 | 18.9 | 3.3 | 22.2 | 20.6 | 20.6 | 17.8 | 19.4 | 5.8 | 16.1 | 3.9 | 25.6 | -0.6 | 17.2 | -1.1 | 24.4 | 8.9 | 19.4 | 3.9 | 13.9 | 6.1 | 14.4 | 7.2 | 22.2 | 7.2 | 18.3 | 16.1 | 24.4 | 15 | 20 | 12.2 | 16 | 14 | 23.3 | 10 | 22.2 | 11.1 | 9.4 | 5 | 21.7 | 13.9 | 14 | 6 | 25 | 22.2 | 27.8 | 15 | 18.3 | 8.6 | 27.2 | 15.6 | 18.3 | 6.1 | 29.1 | -2.8 | 26.1 | 21.5 | 26.7 | 1.1 | 27.6 | 16.6 | 28.9 | 23.9 | 27.8 | 18 | 14.4 | 3.3 | 23.3 | 17.2 | 15.6 | 1.1 | 11.1 | 5 | 17.2 | 6.1 | 16.1 | 14.4 | 21.1 | 9.4 | 13.9 | 2.8 | 19.6 | 6.4
12 | -3 | 11.1 | 2.8 | 14.4 | 10 | 18.9 | 11.1 | 13.9 | -3.9 | 30.6 | -5 | 12 | 3 | 26.3 | 8.3 | 15 | 10 | 23.5 | 10.6 | 11.1 | 8.9 | 10.6 | 6.7 | 15.6 | -5 | 10.6 | -8.9 | 24 | 17 | 21.7 | 17.2 | 27.2 | 23.3 | 24.8 | 11.4 | 27.8 | 24.4 | 20 | 7.2 | 24.4 | 18.3 | 13.3 | 5.6 | 17.8 | 5 | 12.8 | 12.2 | 18.9 | 6.7 | 22.8 | 19.4 | 19.1 | 11.7 | 22.8 | 16.1 | 19.4 | 16.7 | 12.8 | 11.1 | 13 | 5 | 12.8 | 1.7 | 11.1 | 11.1 | 15.6 | 7.8 | 7.8 | -5 | 7.8 | 2.2 | 15.6 | 6.1 | 13.5 | 3 | 15.6 | 10.6 | 17.6 | 15.6 | 17.2 | 13.3 | 22.8 | 13.6 | 21.1 | 2.2 | 10.6 | 3.9 | 17.2 | 3.9 | 22 | 20.1 | 20 | 17.8 | 17.8 | 6.4 | 15 | 2.8 | 23.3 | -3.3 | 14.1 | -0.3 | 23.9 | 9.1 | 15 | 7.8 | 12.2 | 3.9 | 14.2 | 7.5 | 20.6 | 7.2 | 16.7 | 14.4 | 23.9 | 14.4 | 18.9 | 12.2 | 14 | 13 | 21.6 | 9.8 | 20.2 | 11.5 | 7.8 | 4.4 | 20 | 13.9 | 12 | 6 | 23.3 | 20 | 25.4 | 16.8 | 17.2 | 8.4 | 25.6 | 16.7 | 17.8 | 6.1 | 25.9 | -1.6 | 25.6 | 22.1 | 24.4 | 1.1 | 26.3 | 17.1 | 28.3 | 23.3 | 26.7 | 17.2 | 11.7 | 1.1 | 21.7 | 17.8 | 10.6 | 2.8 | 10 | 5.6 | 15.4 | 6.2 | 16.1 | 15 | 20.6 | 10 | 13.9 | 0.6 | 17.8 | 6.1
7 | -3 | 10 | 3.9 | 13.9 | 10.6 | 17.2 | 11.1 | 11.7 | -1.9 | 28 | -2.6 | 10 | 6 | 24.2 | 9 | 15 | 10 | 20.9 | 9.5 | 11.1 | 8.9 | 10 | 6.7 | 13.9 | -4.4 | 8.9 | -8.3 | 24 | 16 | 20.6 | 17.2 | 26.7 | 23.9 | 23 | 12.4 | 26.1 | 24.4 | 18.9 | 6.7 | 24.4 | 18.3 | 12.8 | 5.6 | 15 | 5.6 | 12.2 | 11.1 | 16.1 | 7.8 | 21.7 | 18.9 | 18.1 | 11.5 | 22.2 | 16.1 | 19.4 | 16.7 | 12.8 | 11.7 | 12 | 7 | 11.1 | 0 | 11.1 | 11.1 | 15.6 | 7.8 | 6.7 | -4.4 | 5.6 | 3.3 | 11.1 | 4.4 | 11.7 | 3.3 | 15.6 | 10.6 | 16.1 | 14.4 | 16.1 | 13.9 | 21.1 | 13.3 | 18.9 | 2.2 | 8.9 | 4.4 | 14.4 | 6.1 | 21.9 | 19.8 | 18.9 | 17.8 | 16.1 | 6.7 | 14.4 | 3.9 | 21.7 | -2.8 | 10.9 | -0.8 | 23.3 | 9.4 | 16.1 | 7.2 | 12.2 | 2.2 | 14.1 | 7.7 | 20 | 9.4 | 16.1 | 13.3 | 22.8 | 14.4 | 18.3 | 12.2 | 14 | 13 | 20 | 9.9 | 18.1 | 11.2 | 7.2 | 4.4 | 19.4 | 13.3 | 11 | 6 | 22.8 | 21.1 | 23 | 17.5 | 16.1 | 8.3 | 23.3 | 16.7 | 13.3 | 7.8 | 22.8 | -2.2 | 25 | 22.2 | 20.6 | 1.7 | 25 | 17.2 | 27.8 | 23.3 | 25.6 | 16.7 | 10.6 | 0.6 | 22.2 | 17.8 | 10.6 | 5 | 8.9 | 5 | 13.5 | 5.9 | 16.1 | 15 | 18.3 | 10 | 12.8 | 2.2 | 16.1 | 6.6
6 | -3 | 10 | 3.9 | 12.8 | 10 | 16.7 | 11.1 | 9.4 | -1.4 | 25.4 | -2 | 9 | 6 | 22.2 | 8.9 | 14.4 | 9.4 | 18.3 | 8.3 | 10.6 | 8.9 | 9.4 | 6.3 | 13.3 | -3.9 | 8.9 | -8.3 | 23 | 16 | 18.9 | 16.7 | 26.7 | 23.3 | 21.1 | 12.8 | 26.1 | 24.4 | 17.8 | 7.2 | 24.4 | 18.3 | 11.7 | 6.1 | 14.4 | 5 | 12.2 | 11.1 | 14.4 | 7.8 | 20 | 18.3 | 17.2 | 11.1 | 21.1 | 16.7 | 20.6 | 16.1 | 12.8 | 11.7 | 12 | 7 | 8.9 | 1.1 | 11.1 | 11.1 | 15 | 8.3 | 5.6 | -4.4 | 4.4 | 3.3 | 10 | 4.4 | 11.1 | 3.9 | 15 | 10.6 | 15.5 | 13.7 | 16.1 | 13.9 | 20.2 | 13 | 17.8 | 2.2 | 8.9 | 5 | 12.2 | 6.1 | 21.7 | 19.4 | 19.4 | 18.3 | 15.2 | 7 | 12.8 | 3.9 | 21.1 | -3.9 | 7.8 | -1.7 | 22.8 | 9.4 | 14.4 | 7.8 | 11.7 | 3.3 | 13.9 | 7.8 | 17.2 | 10.6 | 15 | 13.3 | 21.1 | 14.4 | 16.7 | 12.8 | 14 | 13 | 18.3 | 9.4 | 16.1 | 11.1 | 7.2 | 3.9 | 18.3 | 13.9 | 11 | 6 | 22.2 | 21.1 | 20.6 | 17.8 | 15.4 | 8.7 | 20.6 | 16.7 | 12.8 | 7.8 | 21.7 | -0.8 | 25 | 22.3 | 21.1 | 1.7 | 23.7 | 15 | 26.7 | 23.3 | 24.8 | 17.6 | 9.4 | -3.3 | 20.6 | 18.9 | 10 | 4.4 | 8.9 | 5.6 | 11.7 | 5.6 | 15.6 | 15 | 17.8 | 10 | 12.8 | 2.8 | 14.5 | 6.4
9 | -1 | 10 | 4.4 | 12.8 | 10.6 | 16.1 | 11.7 | 7.2 | -1.1 | 22.8 | -1.1 | 9 | 6 | 20.9 | 9.2 | 13.9 | 9.4 | 17.6 | 8.5 | 10 | 8.9 | 8.3 | 6.3 | 11.7 | -3.3 | 7.8 | -8.3 | 23 | 17 | 18.9 | 16.7 | 26.7 | 23.9 | 20 | 12.8 | 25.6 | 23.9 | 16.7 | 7.8 | 24.4 | 18.3 | 11.1 | 6.1 | 10.6 | 2.8 | 11.7 | 11.1 | 12.8 | 7.8 | 19.4 | 18.3 | 16.3 | 11.3 | 19.4 | 16.7 | 18.9 | 16.7 | 12.8 | 11.7 | 10 | 8 | 8.9 | 0 | 11.1 | 11.1 | 12.8 | 7.2 | 4.4 | -3.3 | 3.9 | 2.2 | 11.7 | 5 | 10.6 | 4.1 | 15 | 10.6 | 15 | 13.1 | 16.1 | 13.9 | 19.2 | 12.5 | 17.2 | 2.2 | 7.2 | 5 | 11.7 | 6.1 | 21.7 | 19.5 | 20 | 18.3 | 14.2 | 7.3 | 11.1 | 5.6 | 20 | -3.3 | 8.2 | 0.7 | 21.9 | 9.8 | 11.7 | 6.1 | 10.6 | 3.3 | 13.5 | 8.2 | 17.8 | 11.7 | 14.4 | 13.9 | 21.1 | 14.4 | 16.7 | 12.2 | 12 | 12 | 17.4 | 10.1 | 15.2 | 10.8 | 6.7 | 3.3 | 17.8 | 13.9 | 11 | 6 | 22.2 | 22.2 | 20.4 | 17.1 | 14.6 | 8.8 | 19.4 | 16.1 | 11.7 | 7.8 | 20.5 | 0.3 | 25 | 22.3 | 17.8 | 2.2 | 22.4 | 12.4 | 26.7 | 23.3 | 24.1 | 18.3 | 8.9 | -5.6 | 20 | 18.9 | 7.8 | 4.4 | 8.3 | 5.6 | 11.1 | 4.6 | 15.6 | 14.4 | 16.7 | 10.6 | 11.7 | 2.8 | 12.8 | 6.1
9 | -1 | 10 | 3.9 | 11.1 | 9.4 | 15.6 | 11.7 | 6.7 | -2.6 | 21.1 | 0.3 | 8 | 6 | 19.6 | 8.9 | 13.9 | 8.9 | 16.8 | 8.8 | 9.4 | 8.3 | 7.2 | 5.9 | 10.6 | -2.2 | 5.6 | -7.8 | 23 | 18 | 18.3 | 16.1 | 26.1 | 23.9 | 18.9 | 12.9 | 26.1 | 22.8 | 15 | 8.3 | 23.9 | 18.3 | 10 | 6.1 | 11.7 | 2.2 | 11.1 | 11.1 | 12.8 | 7.8 | 18.9 | 17.8 | 15.3 | 11.3 | 18.3 | 16.1 | 18.9 | 16.1 | 14.4 | 12.2 | 9 | 8 | 8.2 | 0.4 | 11.1 | 11.1 | 11.7 | 7.2 | 3.9 | -2.8 | 3.3 | 1.7 | 11.7 | 5 | 10 | 4.4 | 15 | 10.6 | 14.4 | 12.2 | 15.6 | 13.3 | 18.3 | 12.2 | 16.1 | 2.2 | 5.6 | 4.4 | 10.6 | 7.2 | 21.7 | 19.5 | 19.4 | 17.8 | 13.3 | 7.2 | 11.1 | 5.6 | 17.2 | -2.8 | 8.5 | 2.7 | 20.9 | 9.5 | 10.6 | 5.6 | 10.6 | 3.3 | 13.2 | 8.3 | 17.8 | 11.1 | 14.4 | 13.3 | 20 | 14.4 | 15 | 12.2 | 12 | 12 | 16.5 | 10.8 | 14.2 | 10.3 | 6.1 | 2.8 | 17.8 | 13.9 | 11 | 7 | 21.7 | 21.7 | 20.2 | 16.5 | 13.9 | 8.9 | 18.3 | 16.7 | 10.6 | 7.8 | 19.4 | 1.1 | 25 | 22.2 | 17.8 | 1.7 | 21.1 | 10 | 26.1 | 23.3 | 23.3 | 18.9 | 7.8 | -7.2 | 19.4 | 17.8 | 7.8 | 4.4 | 8.3 | 5.6 | 10.6 | 3.9 | 15.6 | 14.4 | 14.4 | 10 | 10.6 | 3.9 | 11.9 | 6.2
9 | -2 | 9.4 | 3.9 | 10.6 | 9.4 | 14.4 | 11.1 | 6.1 | -4.1 | 19.5 | 1 | 8 | 6 | 18.3 | 8.9 | 13.3 | 7.8 | 16.1 | 8.9 | 9.4 | 8.3 | 6.7 | 5.4 | 9.4 | -1.7 | 7.2 | -7.8 | 23 | 18 | 17.8 | 16.1 | 26.1 | 23.9 | 17.8 | 12.8 | 26.1 | 22.8 | 15.6 | 7.8 | 23.3 | 17.8 | 9.4 | 5.6 | 12.8 | 1.7 | 9.4 | 9.4 | 11.1 | 7.2 | 18.3 | 17.8 | 14.4 | 11.1 | 16.1 | 16.1 | 19.4 | 14.4 | 13.3 | 12.2 | 6 | 5 | 7.4 | 0.6 | 11.1 | 11.1 | 11.1 | 7.2 | 3.3 | -2.2 | 3.3 | 1.7 | 10 | 4.4 | 10 | 5.2 | 14.4 | 10.6 | 13.5 | 11.4 | 13.3 | 12.8 | 17 | 12.2 | 17.2 | 1.1 | 4.4 | 2.8 | 9.4 | 7.2 | 21.7 | 19.4 | 18.9 | 17.8 | 12.2 | 6.9 | 11.1 | 4.4 | 18.3 | -2.2 | 8.9 | 4.4 | 20 | 9.4 | 8.3 | 4.4 | 10.6 | 3.3 | 12.8 | 8.3 | 17.8 | 13.9 | 13.3 | 11.7 | 19.4 | 14.4 | 15 | 12.2 | 12 | 12 | 15.6 | 11.1 | 13.3 | 10 | 6.1 | 2.8 | 16.1 | 13.9 | 9 | 6 | 21.7 | 21.7 | 20 | 15.6 | 13.3 | 9 | 18.3 | 16.7 | 9.4 | 7.2 | 19.2 | 2.6 | 24.4 | 22.1 | 16.1 | 2.2 | 19.8 | 10.3 | 24.4 | 23.3 | 23.1 | 19.3 | 7.2 | -10.6 | 18.3 | 17.8 | 7.2 | 4.4 | 7.8 | 5.6 | 10 | 2.8 | 15.6 | 14.4 | 13.3 | 10 | 10 | 3.9 | 10.9 | 6.3
8 | -1 | 9.4 | 3.9 | 9.4 | 8.3 | 13.3 | 10.6 | 5.6 | -6.7 | 17.8 | 1.7 | 8 | 6 | 17.2 | 8.9 | 13.3 | 7.8 | 15.7 | 8.5 | 9.4 | 8.3 | 5.6 | 5.4 | 10 | -2.8 | 3.3 | -6.7 | 20 | 18 | 16.7 | 15.6 | 26.1 | 23.9 | 17.4 | 13.4 | 25.6 | 22.8 | 15 | 7.8 | 23.3 | 18.3 | 10 | 5.6 | 11.7 | 2.8 | 9.4 | 8.9 | 11.1 | 7.2 | 18.3 | 17.8 | 13.9 | 11.1 | 17.8 | 16.7 | 17.8 | 12.8 | 12.2 | 11.7 | 2 | 1 | 6.7 | 1 | 10.9 | 10.9 | 9.4 | 6.7 | 1.7 | -2.8 | 3.3 | 1.7 | 7.8 | 3.9 | 10 | 6 | 14.4 | 10.6 | 12.6 | 10.4 | 13.9 | 12.2 | 15.7 | 12.3 | 15.6 | 1.7 | 3.9 | 2.8 | 9.4 | 7.2 | 21.5 | 19.3 | 18.9 | 17.8 | 11.1 | 6.7 | 10.6 | 4.4 | 16.7 | -2.2 | 8.7 | 4.3 | 19.4 | 9 | 7.8 | 3.3 | 8.9 | 6.1 | 12.8 | 7.7 | 17.8 | 12.8 | 12.8 | 11.7 | 19.4 | 14.4 | 13.9 | 11.7 | 11 | 11 | 14.7 | 11.3 | 12.6 | 9.8 | 6.1 | 2.8 | 17.2 | 13.9 | 10 | 7 | 21.7 | 21.7 | 19.8 | 14.9 | 12.8 | 8.9 | 18.3 | 16.1 | 10 | 7.8 | 19.1 | 4.5 | 23.9 | 21.8 | 14.4 | 2.2 | 18.5 | 10.1 | 24.4 | 23.3 | 23 | 19.6 | 6.1 | -8.3 | 17.2 | 17.2 | 8.9 | 4.4 | 7.8 | 5.6 | 9.4 | 2.9 | 16.1 | 14.4 | 12.8 | 10.6 | 8.9 | 3.9 | 10 | 6.1
8 | -1 | 9.4 | 3.9 | 8.3 | 7.8 | 12.8 | 10.6 | 6.5 | -6.3 | 17.8 | 1.3 | 8 | 7 | 16.1 | 9.1 | 13.3 | 6.7 | 15.4 | 8.2 | 8.9 | 8.3 | 5.6 | 5 | 7.8 | -2.2 | 2.8 | -7.2 | 19 | 17 | 16.1 | 14.4 | 25.6 | 23.9 | 17.1 | 14 | 24.4 | 22.2 | 14.4 | 7.2 | 23.3 | 18.3 | 9.4 | 5 | 12.2 | 1.7 | 9.4 | 8.9 | 10.6 | 6.7 | 17.2 | 17.2 | 13.3 | 10.7 | 17.8 | 16.7 | 17.2 | 12.8 | 12.2 | 11.1 | 0 | 0 | 5.9 | 1 | 10.8 | 10.8 | 8.9 | 6.7 | 1.1 | -2.2 | 3.3 | 1.7 | 8.9 | 4.4 | 10 | 6.7 | 13.9 | 10.6 | 11.7 | 9.4 | 13.3 | 12.2 | 14.4 | 12.2 | 16.1 | 1.7 | 2.8 | 2.2 | 10 | 7.2 | 21.3 | 19.1 | 18.9 | 17.8 | 10 | 6.1 | 10 | 3.9 | 13.3 | -2.2 | 8.5 | 4.1 | 18.9 | 8.3 | 8.9 | 4.4 | 7.8 | 7.2 | 12.8 | 7.1 | 17.2 | 13.3 | 12.8 | 11.1 | 18.9 | 14.4 | 13.9 | 11.7 | 9 | 9 | 13.7 | 11.3 | 11.8 | 9.6 | 6.7 | 2.8 | 16.7 | 14.4 | 9 | 6 | 21.7 | 21.7 | 19.6 | 14.2 | 12.2 | 8.9 | 17.8 | 16.1 | 8.3 | 6.7 | 18.9 | 5.6 | 23.3 | 21.7 | 15.6 | 2.2 | 17.2 | 10 | 24.4 | 22.8 | 22.8 | 20 | 6.1 | -8.9 | 16.7 | 16.7 | 9.4 | 5 | 7.8 | 5.6 | 8.9 | 3.3 | 16.1 | 14.4 | 11.7 | 10 | 8.9 | 4.4 | 9.8 | 5.8
7 | 0 | 8.9 | 2.8 | 8.9 | 8.3 | 11.7 | 10 | 7.4 | -7.3 | 17.8 | 0.9 | 7 | 6 | 15 | 8.9 | 13.3 | 7.8 | 15 | 7.8 | 9.4 | 8.3 | 5 | 4.2 | 7.2 | -3.3 | 4.4 | -7.8 | 19 | 18 | 16.7 | 15 | 25.6 | 23.9 | 16.7 | 14.4 | 23.9 | 22.2 | 12.8 | 7.8 | 23.3 | 18.3 | 8.9 | 4.4 | 11.7 | 2.2 | 10.6 | 10.6 | 10.6 | 7.2 | 15 | 15 | 12.8 | 10.6 | 18.3 | 16.7 | 16.1 | 13.3 | 12.2 | 11.1 | 0 | -2 | 5.2 | 1.1 | 10.6 | 10.6 | 7.8 | 6.1 | 0.6 | -2.2 | 4.4 | 1.7 | 6.1 | 2.8 | 10.9 | 7.8 | 13.9 | 10.6 | 11.3 | 8.9 | 12.8 | 12.2 | 14.4 | 12.3 | 15 | 2.8 | 2.8 | 2.2 | 10 | 7.2 | 21.1 | 18.9 | 19.4 | 18.9 | 9.6 | 5.4 | 8.9 | 3.9 | 13.3 | -2.2 | 8.3 | 3.9 | 18.3 | 7.8 | 8.9 | 4.4 | 7.8 | 7.8 | 12.8 | 6.1 | 16.7 | 13.3 | 12.2 | 11.1 | 18.3 | 13.9 | 13.9 | 11.7 | 9 | 9 | 12.8 | 11.1 | 11.1 | 9.4 | 7.2 | 2.2 | 15.6 | 14.4 | 7 | 4 | 21.7 | 21.7 | 19.4 | 13.3 | 12 | 8.9 | 17.2 | 15.6 | 8.3 | 6.7 | 17.6 | 5.9 | 23.3 | 21.6 | 15 | 2.2 | 15.7 | 10.1 | 23.3 | 20.6 | 22.8 | 19.8 | 1.7 | -5 | 16.7 | 16.7 | 12.8 | 1.1 | 8.3 | 5.6 | 8.3 | 3.3 | 16.1 | 14.4 | 10.6 | 9.4 | 7.8 | 3.9 | 9.6 | 5.4
7 | 0 | 7.2 | 2.8 | 8.3 | 8.3 | 11.7 | 10 | 8.3 | -8.9 | 17.8 | 0.6 | 7 | 6 | 16.5 | 9.2 | 13.3 | 6.7 | 15.6 | 8.1 | 8.9 | 7.8 | 5 | 4.4 | 7.2 | -2.8 | 1.7 | -7.2 | 19 | 18 | 16.1 | 14.4 | 25 | 23.9 | 16.9 | 14.4 | 22.8 | 21.7 | 13.9 | 6.7 | 22.8 | 17.8 | 6.7 | 4.4 | 10 | 1.7 | 11.1 | 11.1 | 9.4 | 6.7 | 14.4 | 14.4 | 13.3 | 10.9 | 17.8 | 16.7 | 15 | 13.9 | 11.7 | 11.1 | -1 | -2 | 4.4 | 1.1 | 11.3 | 11.3 | 7.8 | 5.6 | 1.1 | -1.7 | 6.1 | 3.3 | 7.8 | 3.9 | 11.9 | 9 | 13.9 | 10.6 | 11 | 8.4 | 12.8 | 12.2 | 14.4 | 12.6 | 12.8 | 2.8 | 2.8 | 1.7 | 9.4 | 8.3 | 21.5 | 19.3 | 18.3 | 18.3 | 9.3 | 4.7 | 8.3 | 3.9 | 12.8 | -1.1 | 10.2 | 4.1 | 19.1 | 8.5 | 8.3 | 4.4 | 7.2 | 7.2 | 12.8 | 6.4 | 16.7 | 13.9 | 12.2 | 11.1 | 17.8 | 13.9 | 15 | 12.2 | 10 | 9 | 13.5 | 11.4 | 11.3 | 9.8 | 6.7 | 0.6 | 15.6 | 13.9 | 8 | 6 | 21.1 | 21.1 | 19.8 | 13.8 | 11.9 | 9 | 16.7 | 15 | 8.3 | 6.7 | 16.3 | 5.6 | 23.3 | 21.6 | 12.2 | 2.2 | 14.3 | 9.8 | 21.1 | 16.1 | 22.8 | 19.8 | 1.7 | -6.1 | 17.2 | 17.2 | 12.2 | 2.2 | 7.8 | 5 | 9.6 | 4.2 | 16.1 | 14.4 | 10.6 | 8.9 | 7.8 | 3.3 | 9.4 | 5
7 | 0 | 8.9 | 3.9 | 10.6 | 10 | 13.3 | 11.1 | 10.9 | -7.4 | 19.8 | 0.8 | 8 | 7 | 17.9 | 9 | 12.8 | 6.1 | 16.1 | 8.6 | 10 | 8.9 | 7.2 | 6.1 | 8.9 | -2.2 | 4.4 | -6.1 | 21 | 19 | 16.1 | 14.4 | 25 | 23.9 | 17 | 14.1 | 22.2 | 21.7 | 12.8 | 8.3 | 23.3 | 18.3 | 8.3 | 6.7 | 8.9 | 1.7 | 11.1 | 10.6 | 8.9 | 7.2 | 14.4 | 14.4 | 13.9 | 11.5 | 18.3 | 16.1 | 15 | 13.3 | 11.7 | 11.1 | -1 | -3 | 6.1 | 2.2 | 12.1 | 12.1 | 7.8 | 6.1 | 0.6 | -1.7 | 7.8 | 4.4 | 8.9 | 5 | 12.8 | 10 | 13.9 | 10.6 | 10.6 | 7.8 | 12.8 | 11.7 | 14.4 | 12.8 | 12.2 | 3.3 | 4.4 | 2.8 | 9.4 | 7.8 | 21.8 | 19.6 | 19.4 | 19.4 | 8.9 | 3.9 | 8.3 | 3.9 | 11.7 | -1.7 | 12 | 4.3 | 19.8 | 8.8 | 10.6 | 6.7 | 8.3 | 8.3 | 12.8 | 6.6 | 16.7 | 14.4 | 12.2 | 10.6 | 18.9 | 13.9 | 15.6 | 12.2 | 11 | 11 | 14.3 | 11.5 | 11.5 | 10.3 | 6.7 | 0 | 15.6 | 13.9 | 11 | 6 | 21.7 | 21.7 | 20.2 | 14.1 | 11.7 | 8.9 | 15 | 13.9 | 10.6 | 7.8 | 15 | 5.6 | 23.3 | 21.7 | 13.9 | 2.2 | 12.8 | 9.4 | 20 | 15.6 | 22.8 | 19.4 | 2.8 | -5.6 | 17.8 | 17.8 | 12.8 | 2.2 | 8.3 | 5.6 | 10.9 | 4.8 | 13.9 | 12.2 | 10.6 | 9.4 | 10 | 2.2 | 10.9 | 5.7
8 | 0 | 9.4 | 3.9 | 15.6 | 10 | 15.6 | 13.3 | 13.5 | -6.4 | 21.9 | 1 | 7 | 6 | 19.4 | 8.9 | 13.9 | 5 | 16.7 | 8.9 | 10.6 | 9.4 | 11.1 | 8.3 | 12.8 | -2.2 | 8.3 | -6.7 | 24 | 20 | 18.9 | 17.2 | 26.7 | 23.9 | 17.2 | 13.9 | 22.8 | 22.2 | 13.3 | 7.2 | 25 | 18.3 | 11.1 | 6.1 | 11.7 | 2.2 | 11.1 | 10.6 | 11.7 | 9.4 | 16.1 | 16.1 | 14.4 | 11.7 | 19.4 | 16.7 | 21.1 | 15.6 | 12.8 | 11.1 | -1 | -3 | 10 | 4.4 | 12.8 | 12.8 | 10.6 | 7.2 | 2.8 | -1.1 | 10 | 4.4 | 8.9 | 4.4 | 13.9 | 10.4 | 13.9 | 11.1 | 12.1 | 8.4 | 15 | 12.2 | 19 | 14.9 | 13.9 | 3.9 | 6.7 | 2.8 | 10 | 8.3 | 22.2 | 20 | 20 | 19.4 | 8.3 | 3.6 | 10 | 5 | 13.9 | -1.1 | 13.9 | 3.9 | 20.6 | 9.4 | 15 | 4.4 | 8.3 | 8.3 | 12.8 | 6.7 | 18.3 | 15 | 11.7 | 10.6 | 20 | 15.6 | 17.2 | 13.9 | 12 | 11 | 15 | 11.7 | 11.7 | 10.6 | 8.3 | 0.6 | 15.6 | 13.9 | 12 | 7 | 23.3 | 22.8 | 20.6 | 14.4 | 12.4 | 9.3 | 16.1 | 15.6 | 14.4 | 8.9 | 16.3 | 5.3 | 24.4 | 21.9 | 17.8 | 2.8 | 14.5 | 9.5 | 20.6 | 14.4 | 23.2 | 19.8 | 7.2 | -6.7 | 18.9 | 18.3 | 12.8 | 3.9 | 8.3 | 5.6 | 12.2 | 5.6 | 13.3 | 11.7 | 13.3 | 10.6 | 12.8 | 3.3 | 12.4 | 6.3
9 | 0 | 9.4 | 3.9 | 17.8 | 10 | 19.4 | 14.4 | 16.1 | -6.7 | 23.9 | 1.1 | 8 | 7 | 21.6 | 9.5 | 14.4 | 5.6 | 19.7 | 10.2 | 11.1 | 9.4 | 13.9 | 7.2 | 16.1 | -2.2 | 10.6 | -6.7 | 27 | 16 | 25 | 18.9 | 27.2 | 23.9 | 20.5 | 14.7 | 25.6 | 23.9 | 16.7 | 7.8 | 25 | 18.3 | 12.8 | 7.2 | 13.3 | 2.8 | 11.1 | 10 | 15 | 10 | 18.3 | 15.6 | 16.6 | 12.4 | 22.2 | 15 | 23.3 | 16.1 | 15 | 12.2 | -1 | -2 | 12.8 | 5.6 | 12.2 | 12.2 | 12.8 | 7.2 | 6.1 | -3.3 | 12.8 | 6.1 | 10.6 | 5 | 15 | 10.8 | 15 | 11.7 | 13.5 | 8.6 | 16.7 | 12.8 | 23.7 | 16.5 | 15.6 | 5 | 10 | 2.2 | 15 | 9.4 | 22.8 | 19.8 | 22.2 | 20 | 7.8 | 3.3 | 12.2 | 5.6 | 17.2 | 0.6 | 15.4 | 3.5 | 23.4 | 9.4 | 17.8 | 0.6 | 8.9 | 8.9 | 13.7 | 7.3 | 20.6 | 15 | 11.7 | 10.6 | 20.6 | 15.6 | 18.9 | 16.1 | 13 | 9 | 15.6 | 12.2 | 13.9 | 10.9 | 10 | 0.6 | 16.7 | 14.4 | 13 | 8 | 25 | 23.3 | 23.2 | 15.3 | 13.2 | 9.9 | 17.8 | 16.1 | 18.9 | 10.6 | 17.6 | 4.9 | 25.6 | 22.1 | 19.4 | 2.2 | 16.1 | 9.3 | 21.1 | 13.3 | 23.5 | 19.9 | 8.9 | -8.3 | 17.8 | 17.2 | 10 | 7.8 | 8.9 | 5 | 14.6 | 6.2 | 13.3 | 11.7 | 16.1 | 10 | 16.7 | 2.8 | 13.9 | 6.7
11 | 0 | 11.1 | 3.3 | 21.1 | 10.6 | 22.8 | 14.4 | 17.2 | -5.9 | 26.9 | 1.3 | 9 | 6 | 23.9 | 9.9 | 13.9 | 7.2 | 22.6 | 11.4 | 13.3 | 8.9 | 16.1 | 8.3 | 18.9 | -1.1 | 12.2 | -6.7 | 28 | 17 | 26.1 | 17.2 | 28.3 | 23.3 | 23.9 | 14.6 | 26.7 | 23.9 | 18.9 | 6.7 | 27.2 | 18.9 | 14.4 | 7.8 | 15.6 | 3.9 | 12.8 | 11.7 | 17.2 | 10.6 | 20.6 | 16.1 | 18.9 | 12.7 | 24.4 | 12.8 | 25 | 16.1 | 17.2 | 12.8 | 0 | -3 | 16.1 | 5.6 | 11.7 | 11.7 | 14.4 | 7.8 | 8.3 | -4.4 | 15.6 | 7.2 | 11.1 | 6.1 | 16.1 | 11.1 | 15.6 | 11.1 | 15 | 8.9 | 18.9 | 12.8 | 28.3 | 17.2 | 16.1 | 6.1 | 11.7 | -1.7 | 18.3 | 10.6 | 23.3 | 19.7 | 23.3 | 20.6 | 7.2 | 2.8 | 13.3 | 6.7 | 21.1 | 0 | 16.8 | 2.8 | 26.1 | 9.1 | 20.6 | 1.7 | 9.4 | 8.9 | 14.7 | 8 | 22.2 | 15.6 | 11.7 | 10 | 22.8 | 16.1 | 21.1 | 16.7 | 14 | 8 | 16.1 | 12.9 | 16.1 | 11.1 | 8.9 | 0.6 | 16.1 | 15 | 14 | 8 | 26.7 | 23.3 | 25.7 | 15.4 | 13.9 | 10 | 20.6 | 17.2 | 21.7 | 10 | 18.9 | 4.4 | 26.7 | 22.2 | 21.1 | 2.2 | 17.8 | 8.9 | 22.2 | 12.2 | 23.9 | 20 | 10.6 | -7.2 | 16.7 | 15 | 10.6 | 8.3 | 10.6 | 5.6 | 17 | 6.2 | 15 | 11.7 | 18.3 | 10 | 17.8 | -1.7 | 15.6 | 7.7
12 | 0 | 10 | 1.7 | 22.8 | 9.4 | 23.9 | 11.7 | 18.3 | -6.4 | 29.8 | 0.4 | 11 | 6 | 26.1 | 10 | 14.4 | 5 | 25.6 | 12.2 | 15 | 9.4 | 17.8 | 7.8 | 21.1 | -3.9 | 13.9 | -6.7 | 28 | 15 | 26.7 | 17.8 | 28.9 | 23.3 | 27.2 | 13.9 | 27.8 | 23.9 | 21.1 | 5 | 28.9 | 18.3 | 15.6 | 8.3 | 16.7 | 3.9 | 13.9 | 12.2 | 19.4 | 12.2 | 22.8 | 16.1 | 21.1 | 12.8 | 26.1 | 12.8 | 26.1 | 15.6 | 19.4 | 13.9 | 0 | -2 | 16.7 | 3.9 | 11.1 | 11.1 | 16.1 | 5.6 | 10 | 0.6 | 16.1 | 4.4 | 13.9 | 6.7 | 15.7 | 11.7 | 16.1 | 11.7 | 15.6 | 8.6 | 19.4 | 12.8 | 28.9 | 17.1 | 20 | 6.1 | 12.2 | -2.2 | 20.6 | 10.6 | 23.9 | 19.4 | 25 | 21.1 | 7.8 | 2.7 | 15.6 | 5 | 23.3 | 1.7 | 18.3 | 1.7 | 28.9 | 7.2 | 21.1 | 0.6 | 10.6 | 8.9 | 15.6 | 8.3 | 23.3 | 15.6 | 12.8 | 11.1 | 23.9 | 16.1 | 23.3 | 17.2 | 15 | 8 | 16.7 | 13.3 | 18.3 | 10.6 | 10 | 0.6 | 16.7 | 15.6 | 17 | 8 | 27.2 | 22.2 | 28.3 | 15.6 | 13.5 | 10.3 | 22.2 | 17.8 | 23.3 | 7.2 | 20.6 | 4.6 | 27.8 | 22.3 | 22.8 | 2.2 | 19.1 | 9.1 | 23.3 | 12.8 | 25.2 | 20.5 | 10.6 | -8.9 | 15.6 | 14.4 | 11.1 | 8.9 | 12.8 | 5 | 19.4 | 6.1 | 16.1 | 11.1 | 20 | 8.9 | 18.3 | -1.7 | 17.2 | 8.1
13 | 0 | 10 | 1.1 | 24.4 | 11.1 | 23.9 | 11.7 | 19.4 | -6.7 | 32.8 | 0 | 12 | 5 | 27.4 | 9.8 | 16.1 | 5 | 27.8 | 12.2 | 15 | 9.4 | 21.1 | 5.6 | 22.8 | -5.6 | 15.6 | -6.7 | 29 | 14 | 27.2 | 18.3 | 28.9 | 23.3 | 28.5 | 13.2 | 28.9 | 22.8 | 22.8 | 5.6 | 28.9 | 18.3 | 17.8 | 8.9 | 18.3 | 4.4 | 15.6 | 12.8 | 21.7 | 12.8 | 23.9 | 16.1 | 22 | 13.1 | 26.7 | 13.3 | 27.2 | 15 | 19.4 | 13.9 | 1 | -2 | 18.3 | 3.3 | 10.2 | 9.6 | 17.2 | 6.1 | 11.1 | -2.8 | 18.3 | 5 | 17.2 | 7.8 | 15.4 | 12.4 | 17.8 | 11.1 | 16.1 | 8.4 | 20.6 | 12.8 | 29.4 | 16.6 | 23.9 | 7.2 | 13.3 | -2.8 | 22.8 | 8.9 | 24.1 | 19.2 | 25.6 | 20.6 | 8.3 | 2.1 | 16.1 | 5 | 25 | 3.9 | 19.4 | 2.3 | 30.2 | 7.4 | 23.3 | 1.1 | 12.2 | 8.9 | 15.2 | 8.2 | 24.4 | 15.6 | 14.4 | 11.7 | 25 | 16.7 | 25 | 17.2 | 16 | 10 | 17.6 | 13.8 | 19.8 | 10.5 | 10.6 | 0.6 | 17.8 | 13.9 | 18 | 9 | 27.2 | 22.2 | 29.2 | 15.7 | 13.2 | 10.4 | 23.3 | 18.3 | 25 | 7.8 | 22.2 | 4.8 | 28.9 | 22.4 | 25.6 | 2.2 | 20.4 | 9.1 | 24.4 | 13.3 | 26.5 | 20.8 | 12.2 | -7.8 | 15 | 13.9 | 11.7 | 10 | 14.4 | 5.6 | 20.5 | 5.7 | 18.3 | 11.7 | 21.7 | 7.8 | 18.9 | -1.7 | 18.9 | 8.9
15 | 0 | 10.6 | 0 | 24.4 | 10 | 25.6 | 10.6 | 20.2 | -5 | 34.5 | -0.2 | 12 | 6 | 28.7 | 9 | 16.7 | 6.7 | 30 | 12 | 15.6 | 9.4 | 21.1 | 6.7 | 22.8 | -7.2 | 16.7 | -5 | 28 | 18 | 27.8 | 18.3 | 28.9 | 23.9 | 29.8 | 12.3 | 30.6 | 23.3 | 23.9 | 6.1 | 30 | 18.3 | 18.9 | 7.8 | 20 | 3.3 | 17.8 | 12.2 | 23.3 | 11.7 | 24.4 | 17.8 | 23 | 13.8 | 27.2 | 13.3 | 27.8 | 13.9 | 18.3 | 14.4 | 3 | -1 | 17.2 | 0 | 9.2 | 8.2 | 16.7 | 6.1 | 12.8 | -0.6 | 21.1 | 6.1 | 18.3 | 7.2 | 15 | 12.8 | 18.9 | 11.1 | 16.7 | 7.8 | 20.6 | 12.8 | 30 | 16.7 | 28.9 | 2.2 | 15.6 | -1.1 | 24.4 | 6.1 | 24.2 | 19.1 | 27.8 | 20.6 | 8.9 | 1.7 | 17.2 | 3.3 | 27.8 | 2.2 | 20.6 | 2.9 | 31.5 | 7.3 | 25 | 1.1 | 13.3 | 9.4 | 14.8 | 8.1 | 24.4 | 15.6 | 15.6 | 11.1 | 25 | 16.7 | 26.1 | 15.6 | 17 | 10 | 18.5 | 14 | 21.3 | 10.5 | 10.6 | -1.1 | 17.8 | 13.9 | 21 | 9 | 28.9 | 22.8 | 30.2 | 15.9 | 12.8 | 10.6 | 22.8 | 18.3 | 25.6 | 6.7 | 23.9 | 5 | 30 | 22.2 | 27.2 | 2.2 | 21.7 | 8.9 | 25.6 | 13.9 | 27.8 | 21.1 | 12.2 | -8.9 | 14.4 | 12.8 | 12.2 | 10.6 | 13.9 | 3.9 | 21.7 | 5.6 | 19.4 | 11.1 | 22.8 | 7.2 | 20 | -1.1 | 20.7 | 8.4
16 | 0 | 9.4 | -0.6 | 26.1 | 12.2 | 27.2 | 11.1 | 20.9 | -4.5 | 36.1 | -1.5 | 12 | 6 | 30 | 8.3 | 17.2 | 6.7 | 32.2 | 11.7 | 15.6 | 9.4 | 21.1 | 7.2 | 24.4 | -7.2 | 17.8 | -6.1 | 29 | 17 | 27.2 | 18.9 | 29.4 | 23.9 | 31.1 | 11.1 | 30.6 | 23.9 | 25 | 7.8 | 30.6 | 18.3 | 17.8 | 8.3 | 22.2 | 7.2 | 18.9 | 13.3 | 22.8 | 9.4 | 26.7 | 18.9 | 23.9 | 13.9 | 28.9 | 13.9 | 28.3 | 13.9 | 17.2 | 13.9 | 4 | -5 | 15.6 | 3.3 | 8.3 | 6.7 | 16.7 | 6.7 | 13.3 | -2.2 | 22.2 | 7.2 | 19.4 | 7.8 | 14.8 | 12.9 | 19.4 | 10.6 | 18 | 7.8 | 20.6 | 12.8 | 30.2 | 17 | 29.4 | -0.6 | 15.6 | -2.8 | 24.4 | 6.7 | 24.4 | 18.9 | 28.3 | 20.6 | 9.3 | 1.9 | 17.8 | 4.4 | 29.4 | 2.2 | 21.7 | 3.3 | 32.8 | 7.2 | 24.4 | -3.9 | 14.4 | 8.9 | 14.4 | 7.8 | 25 | 13.9 | 15 | 11.1 | 25.6 | 16.7 | 27.2 | 16.7 | 18 | 8 | 19.4 | 14.4 | 22.8 | 10 | 12.2 | 0 | 17.2 | 15 | 22 | 9 | 26.1 | 22.8 | 31.1 | 16.1 | 12.8 | 10 | 21.7 | 18.3 | 27.8 | 5 | 24.3 | 4.7 | 30 | 22.2 | 28.3 | 2.2 | 22.2 | 9.1 | 26.1 | 13.9 | 28.3 | 21.4 | 13.3 | -9.4 | 14.4 | 12.8 | 15.6 | 12.2 | 13.9 | 2.8 | 22.8 | 5 | 20.6 | 10.6 | 23.3 | 6.7 | 20.6 | -1.7 | 22.6 | 7.2
18 | 0 | 11.1 | -1.1 | 26.7 | 8.9 | 25.6 | 11.1 | 21.7 | -3.9 | 37.8 | -1.7 | 12 | 4 | 29.4 | 10.1 | 16.7 | 7.2 | 32.9 | 10.9 | 16.1 | 10 | 20 | 5.6 | 23.9 | -7.2 | 18.3 | -6.1 | 28 | 17 | 27.8 | 20 | 30 | 23.9 | 31.1 | 11 | 31.1 | 22.8 | 25.6 | 7.2 | 30 | 18.3 | 18.9 | 6.7 | 24.4 | 3.9 | 18.3 | 11.7 | 22.8 | 10 | 25 | 18.3 | 23.9 | 13.8 | 27.8 | 13.3 | 28.9 | 16.1 | 17.8 | 13.9 | 7 | -3 | 11.7 | 7.8 | 7.4 | 5.2 | 16.1 | 7.8 | 15 | -2.8 | 22.2 | 7.2 | 21.1 | 8.3 | 14.6 | 12.8 | 19.4 | 10.6 | 19.3 | 7.4 | 21.1 | 12.2 | 30.4 | 17.8 | 31.1 | 1.7 | 16.7 | -2.2 | 23.9 | 6.7 | 24.2 | 19.1 | 27.2 | 20.6 | 9.6 | 1.7 | 18.3 | 3.9 | 30.6 | 2.2 | 20 | 4.1 | 32.4 | 6.6 | 25.6 | -2.2 | 16.1 | 10.6 | 15.5 | 8 | 24.4 | 15 | 17.2 | 11.7 | 26.7 | 16.7 | 27.8 | 16.1 | 19 | 5 | 18.1 | 14 | 24.3 | 7.9 | 10.6 | 1.1 | 18.3 | 16.1 | 23 | 11 | 25 | 22.8 | 31.5 | 15.9 | 12.8 | 9.5 | 22.8 | 18.3 | 27.2 | 5.6 | 24.6 | 4.4 | 30 | 22.2 | 28.9 | 1.7 | 22.8 | 9.3 | 26.7 | 13.9 | 28.9 | 21.4 | 13.3 | -8.3 | 14.4 | 12.8 | 18.9 | 13.3 | 14.4 | 3.3 | 23 | 4.5 | 21.1 | 10.6 | 23.9 | 6.7 | 20 | 0 | 24.4 | 5.6
18 | -1 | 10.6 | -1.1 | 26.1 | 10.6 | 27.2 | 11.1 | 21.3 | -4.2 | 37.6 | -2 | 12 | 5 | 28.9 | 11.5 | 16.7 | 7.2 | 33.7 | 11 | 15 | 10.6 | 19.4 | 6.1 | 25 | -6.7 | 18.9 | -8.3 | 28 | 17 | 27.8 | 19.4 | 30 | 23.9 | 31.1 | 11.5 | 32.2 | 22.8 | 25 | 7.2 | 29.4 | 18.3 | 20 | 5.6 | 25.6 | 4.4 | 18.3 | 11.1 | 22.2 | 10.6 | 25 | 19.4 | 23.9 | 13.2 | 27.8 | 13.9 | 27.8 | 15.6 | 18.3 | 13.9 | 7 | -3 | 11.1 | 6.1 | 6.5 | 3.7 | 16.7 | 7.2 | 15 | -5 | 24.4 | 6.7 | 20 | 7.8 | 14.4 | 12.8 | 18.9 | 11.1 | 20.6 | 6.7 | 20.6 | 12.2 | 30.6 | 18.3 | 31.7 | -1.7 | 17.2 | -2.8 | 23.3 | 8.9 | 24.1 | 19.2 | 27.2 | 20 | 10 | 1.7 | 18.9 | 4.4 | 31.1 | -0.6 | 18.4 | 4.9 | 32.1 | 5.6 | 22.8 | -3.3 | 16.7 | 10 | 16.7 | 7.9 | 24.4 | 15 | 16.1 | 11.7 | 27.2 | 16.7 | 28.9 | 16.7 | 20 | 4 | 16.9 | 13.7 | 25.7 | 4.2 | 13.3 | 1.7 | 18.3 | 15 | 23 | 11 | 22.2 | 21.1 | 31.8 | 15.8 | 12.8 | 8.9 | 21.7 | 18.9 | 27.8 | 6.1 | 25 | 4.4 | 30 | 22.2 | 30 | 1.1 | 23.3 | 9.4 | 27.2 | 13.9 | 29.4 | 21.7 | 15 | -6.7 | 13.9 | 12.8 | 22.8 | 15.6 | 13.9 | 3.3 | 23.1 | 4.6 | 21.1 | 10 | 24.4 | 6.7 | 20 | -0.6 | 24.4 | 6.7
18 | -2 | 11.1 | -2.2 | 26.7 | 8.9 | 26.1 | 11.7 | 21 | -4.4 | 37.4 | -3.7 | 12 | 4 | 28.3 | 12.8 | 16.1 | 6.1 | 34.4 | 10.6 | 16.1 | 10.6 | 20.6 | 2.2 | 23.3 | -7.8 | 17.2 | -9.4 | 27 | 18 | 27.2 | 18.3 | 29.4 | 23.3 | 31.1 | 11.7 | 32.2 | 22.8 | 25 | 7.2 | 28.3 | 18.3 | 19.4 | 5 | 26.7 | 3.9 | 18.3 | 10 | 22.2 | 10 | 26.1 | 20.6 | 23.9 | 12.8 | 29.4 | 13.9 | 28.3 | 16.1 | 20 | 13.9 | 7 | -5 | 10 | 6.7 | 5.6 | 2.2 | 17.2 | 7.2 | 16.1 | -6.7 | 24.4 | 7.2 | 20 | 7.8 | 14.4 | 12.5 | 18.9 | 11.7 | 20.2 | 6.6 | 20.6 | 12.2 | 28.9 | 19 | 31.7 | -5 | 18.3 | -5 | 22.2 | 8.9 | 23.9 | 19.4 | 27.8 | 20.6 | 10.4 | 1.7 | 19.4 | 6.1 | 28.9 | 2.2 | 16.7 | 5 | 31.7 | 5.6 | 24.4 | 0.6 | 17.8 | 10 | 17.8 | 7.8 | 25.6 | 13.9 | 15.6 | 10 | 25 | 15.6 | 29.4 | 16.7 | 18 | 4 | 15.6 | 13.3 | 27.2 | -0.6 | 12.2 | 1.1 | 18.9 | 14.4 | 23 | 11 | 22.8 | 22.2 | 32.2 | 15.6 | 12.8 | 8.3 | 20.6 | 18.3 | 27.2 | 6.1 | 25 | 5.3 | 29.1 | 22.4 | 30.6 | 0.6 | 22.8 | 9.6 | 27.2 | 13.9 | 29.2 | 21.4 | 14.4 | -5 | 13.3 | 12.8 | 23.9 | 16.1 | 14.4 | 2.8 | 23.3 | 4.4 | 21.7 | 8.9 | 24.4 | 7.8 | 20.6 | -1.7 | 24.4 | 7.6
17 | -1 | 11.7 | -3.3 | 25 | 9.4 | 26.1 | 12.2 | 20.6 | -6.1 | 37.2 | -3.9 | 12 | 3 | 27.8 | 11.4 | 16.1 | 6.1 | 31.6 | 11.4 | 12.8 | 10 | 17.8 | 7.2 | 23.3 | -9.4 | 17.8 | -8.9 | 26 | 18 | 26.1 | 18.9 | 28.9 | 23.3 | 30 | 12 | 31.1 | 23.9 | 25.6 | 6.7 | 27.8 | 18.9 | 18.9 | 5.6 | 26.7 | 3.3 | 17.8 | 10.6 | 21.7 | 11.1 | 23.9 | 19.4 | 23.3 | 12.9 | 28.3 | 14.4 | 26.7 | 15.6 | 20.6 | 12.8 | 7 | -6 | 10.6 | 6.1 | 5.6 | 2.1 | 18.3 | 7.8 | 16.7 | -5.6 | 17.8 | 6.1 | 20 | 8.3 | 14.4 | 11.9 | 18.3 | 12.2 | 19.8 | 6.6 | 20 | 11.7 | 27.3 | 19.4 | 31.1 | -7.2 | 17.8 | -2.2 | 21.7 | 10 | 23.3 | 19.5 | 23.9 | 21.7 | 10.7 | 1.2 | 20 | 4.4 | 28.9 | 0.6 | 12.6 | 4.1 | 30.8 | 4.5 | 21.1 | 1.7 | 16.7 | 10 | 16.7 | 8.9 | 24.4 | 14.4 | 15.6 | 10 | 19.4 | 18.3 | 30 | 16.1 | 17 | 6 | 15.6 | 13.1 | 26.7 | 0.4 | 12.2 | 0 | 19.4 | 13.9 | 23 | 10 | 22.2 | 21.7 | 31.1 | 16.3 | 12.8 | 7.5 | 20.6 | 18.3 | 26.7 | 7.2 | 25 | 6.3 | 28.1 | 22.1 | 30 | 0.6 | 22.2 | 9.4 | 26.7 | 13.9 | 29.1 | 21.3 | 14.4 | -6.7 | 13.3 | 12.2 | 23.9 | 17.2 | 14.4 | 2.8 | 22 | 5.5 | 21.1 | 8.9 | 23.9 | 8.3 | 20 | -1.7 | 24.4 | 8.3
19 | -1 | 11.1 | -2.8 | 24.4 | 11.1 | 25 | 11.7 | 18.5 | -2.1 | 35.7 | -3.2 | 12 | 4 | 27.2 | 10.5 | 15.6 | 6.1 | 28.9 | 12.4 | 12.8 | 10 | 15 | 9.4 | 21.7 | -2.2 | 16.7 | -6.7 | 24 | 18 | 25.6 | 18.9 | 28.3 | 23.3 | 28.9 | 12.4 | 30 | 23.9 | 24.4 | 5.6 | 26.7 | 18.3 | 18.9 | 6.1 | 26.1 | 5 | 16.1 | 10 | 20.6 | 11.7 | 19.4 | 17.2 | 22.8 | 13.3 | 27.2 | 16.1 | 25.6 | 16.7 | 19.4 | 13.9 | 6 | -4 | 10.6 | 6.1 | 5.6 | 1.9 | 17.8 | 8.9 | 16.1 | -5 | 15.6 | 11.7 | 20 | 8.3 | 14.4 | 11.7 | 18.3 | 13.3 | 19.4 | 6.1 | 19.4 | 12.2 | 25.6 | 19.4 | 30.6 | -3.9 | 17.2 | -3.3 | 20.6 | 10 | 22.8 | 19.4 | 22.2 | 20.6 | 11.1 | 1.1 | 19.4 | 3.3 | 28.3 | 0.6 | 8.5 | 2.5 | 29.8 | 3.7 | 18.9 | 2.2 | 16.1 | 10 | 15.5 | 9.4 | 22.8 | 15 | 15.6 | 8.9 | 19.4 | 18.9 | 29.4 | 16.1 | 16 | 6 | 15.6 | 12.9 | 26.1 | 0.7 | 11.7 | -0.6 | 18.9 | 14.4 | 22 | 8 | 22.8 | 21.1 | 30 | 16.8 | 12.8 | 6.7 | 20.6 | 18.3 | 25.6 | 7.2 | 25 | 7.2 | 27.2 | 22.2 | 30 | 1.1 | 21.7 | 9.4 | 25 | 13.3 | 28.9 | 21.1 | 14.4 | -6.1 | 13.3 | 12.2 | 22.8 | 17.2 | 13.9 | 3.9 | 20.7 | 6.7 | 20.6 | 8.9 | 23.9 | 8.9 | 19.4 | 0 | 22 | 7.8
17 | -2 | 10 | -1.1 | 22.8 | 11.1 | 22.8 | 11.7 | 16.5 | -0.6 | 34.3 | -1.5 | 11 | 4 | 26.7 | 8.9 | 14.4 | 6.7 | 26.1 | 12.2 | 12.8 | 10.6 | 13.3 | 8.9 | 18.3 | 0 | 16.7 | -9.4 | 24 | 19 | 25.6 | 17.8 | 27.8 | 23.3 | 27.8 | 12.8 | 28.3 | 23.3 | 23.9 | 7.2 | 25 | 18.3 | 17.8 | 5.6 | 24.4 | 5.6 | 15 | 9.4 | 20 | 12.2 | 18.3 | 16.7 | 22.2 | 13.3 | 25 | 16.1 | 24.4 | 16.7 | 20 | 13.9 | 4 | -4 | 10.6 | 6.1 | 5.6 | 1.7 | 16.7 | 8.9 | 15.6 | -3.9 | 15.6 | 12.2 | 18.9 | 7.8 | 13.3 | 10.9 | 17.8 | 12.8 | 16.8 | 8.3 | 19.4 | 12.2 | 24.5 | 19.4 | 28.3 | 5.6 | 15.6 | -1.7 | 20 | 9.4 | 22.2 | 19.4 | 21.7 | 20.6 | 10.5 | 1.3 | 18.3 | 4.4 | 26.1 | 1.7 | 4.4 | 0.6 | 28.9 | 3.3 | 15 | 6.1 | 14.4 | 10 | 14.4 | 10 | 22.2 | 15.6 | 13.3 | 8.9 | 17.8 | 17.2 | 28.3 | 17.8 | 15 | 5 | 15.6 | 12.8 | 25.6 | 1.7 | 10 | 0.6 | 17.8 | 15.6 | 21 | 8 | 22.2 | 21.1 | 28.9 | 17.2 | 10.8 | 6 | 20 | 17.2 | 22.2 | 7.2 | 23.5 | 8 | 26.7 | 22.6 | 27.8 | 0.6 | 20.2 | 11.7 | 22.2 | 13.3 | 28 | 21.1 | 13.3 | -5.6 | 12.8 | 12.2 | 22.8 | 15.6 | 13.3 | 4.4 | 19.4 | 7.2 | 18.3 | 10 | 22.2 | 10.6 | 18.3 | 0.6 | 19.6 | 7.1
16 | -2 | 8.9 | -2.8 | 17.8 | 13.3 | 18.9 | 12.2 | 14.4 | 0.6 | 32.8 | -1.7 | 11 | 4 | 24.8 | 10.7 | 13.9 | 6.7 | 23.7 | 11.8 | 12.2 | 11.1 | 12.2 | 8.9 | 16.1 | 1.7 | 15.6 | -5.6 | 24 | 19 | 23.3 | 18.3 | 27.2 | 23.9 | 25.6 | 13.8 | 26.7 | 22.8 | 22.8 | 7.2 | 23.9 | 18.9 | 15.6 | 6.7 | 21.7 | 7.2 | 13.3 | 8.9 | 13.9 | 10.6 | 17.2 | 16.1 | 21.1 | 13.3 | 22.8 | 16.7 | 23.3 | 17.2 | 18.9 | 13.9 | 3 | -3 | 10.6 | 6.1 | 5.4 | 2 | 15.6 | 8.9 | 13.3 | -2.2 | 13.9 | 12.8 | 16.7 | 7.2 | 12.2 | 10.1 | 16.7 | 12.8 | 14.3 | 9.1 | 17.8 | 12.2 | 23.3 | 19.1 | 27.8 | 0 | 11.7 | -1.1 | 18.3 | 8.3 | 22 | 19.4 | 20.6 | 19.4 | 10 | 1.6 | 16.7 | 6.1 | 23.9 | -2.2 | 2.7 | -0.2 | 27 | 3.5 | 15.6 | 5 | 12.8 | 10 | 14.6 | 10.1 | 21.1 | 15.6 | 12.2 | 8.3 | 18.3 | 17.8 | 25 | 17.8 | 14 | 4 | 14.7 | 12.2 | 23.4 | 4.9 | 10 | 1.1 | 17.8 | 13.3 | 19 | 8 | 22.2 | 20.6 | 26.3 | 18.5 | 8.7 | 5.1 | 18.9 | 16.1 | 21.1 | 7.2 | 22.1 | 8.6 | 26.1 | 22.6 | 23.3 | 0.6 | 18.7 | 12.9 | 19.4 | 12.8 | 27 | 20.8 | 10 | -5.6 | 12.2 | 11.7 | 21.1 | 15 | 12.2 | 3.3 | 17.2 | 6.1 | 15 | 10.6 | 21.7 | 11.1 | 16.7 | 1.7 | 17.2 | 6.1
12 | -1 | 7.2 | -0.6 | 16.7 | 13.3 | 19.4 | 12.8 | 12 | -0.2 | 30 | 0.5 | 10 | 4 | 23 | 11.8 | 13.9 | 5.6 | 21.3 | 10.8 | 12.2 | 11.1 | 11.1 | 8.9 | 17.8 | -0.6 | 13.9 | -7.2 | 23 | 19 | 22.2 | 18.3 | 27.2 | 23.9 | 23.3 | 14.3 | 25.6 | 22.8 | 21.7 | 6.7 | 24.4 | 18.9 | 15 | 6.7 | 17.8 | 7.8 | 12.2 | 8.9 | 12.8 | 10.6 | 16.7 | 16.1 | 20 | 13 | 21.1 | 16.7 | 22.8 | 18.3 | 17.8 | 13.3 | 1 | -3 | 10.6 | 6.1 | 5.2 | 2.6 | 15 | 8.9 | 11.7 | 1.1 | 13.3 | 12.8 | 13.3 | 5 | 11.1 | 9.4 | 16.7 | 12.8 | 11.7 | 9.4 | 15.6 | 12.2 | 22.2 | 18.9 | 27.2 | -1.1 | 9.4 | -0.6 | 17.8 | 8.9 | 21.9 | 19.5 | 20 | 18.9 | 9.4 | 1.7 | 15.6 | 4.4 | 21.1 | -2.8 | 1.1 | -0.7 | 25.2 | 3.8 | 15.6 | 4.4 | 12.2 | 9.4 | 14.8 | 10 | 19.4 | 15.6 | 11.7 | 8.3 | 17.2 | 16.7 | 23.9 | 18.3 | 12 | 4 | 13.7 | 11.8 | 21.1 | 7 | 10.6 | 1.7 | 16.1 | 13.9 | 17 | 9 | 20.6 | 20 | 23.7 | 18.8 | 6.7 | 3.9 | 18.3 | 16.1 | 17.2 | 9.4 | 20.6 | 8.9 | 25.6 | 22.8 | 21.1 | 0.6 | 17.2 | 13.9 | 18.3 | 12.2 | 26.1 | 20.6 | 9.4 | -6.7 | 11.7 | 11.1 | 20.6 | 16.1 | 11.7 | 3.3 | 15 | 4.7 | 12.2 | 10 | 21.1 | 11.1 | 14.4 | 1.7 | 16.7 | 6
10 | 1 | 6.7 | -0.6 | 17.2 | 13.3 | 18.3 | 12.8 | 9.6 | -1 | 27.2 | 0.8 | 10 | 4 | 21.1 | 12.2 | 13.9 | 5.6 | 18.9 | 10 | 12.2 | 11.1 | 10.6 | 8.6 | 18.9 | -3.3 | 13.3 | -8.9 | 23 | 19 | 21.7 | 18.3 | 26.7 | 23.9 | 21.1 | 14.4 | 25.6 | 22.8 | 20.6 | 7.8 | 23.9 | 18.9 | 13.9 | 7.2 | 16.7 | 7.2 | 11.1 | 8.3 | 11.7 | 10.6 | 16.1 | 15.6 | 18.9 | 12.8 | 20.6 | 17.2 | 22.2 | 18.3 | 16.7 | 13.3 | 0 | -5 | 10.6 | 7.2 | 5 | 2.8 | 14.4 | 8.9 | 11.7 | 2.8 | 13.3 | 12.8 | 12.2 | 4.4 | 10.7 | 8.1 | 16.7 | 12.8 | 11.5 | 9.1 | 16.1 | 12.2 | 21.3 | 18.7 | 25.6 | -1.1 | 9.4 | -0.6 | 17.2 | 8.9 | 21.7 | 19.4 | 18.9 | 17.2 | 8.5 | 2.1 | 13.9 | 4.4 | 21.1 | -2.8 | -0.6 | -1.7 | 23.3 | 3.9 | 15 | 3.9 | 11.7 | 9.4 | 15 | 10 | 17.8 | 15.6 | 11.1 | 8.9 | 16.1 | 15.6 | 23.3 | 17.8 | 10 | 3 | 12.8 | 11.1 | 18.9 | 7.8 | 10.6 | 1.7 | 15.6 | 13.3 | 16 | 11 | 20 | 19.4 | 21.1 | 18.9 | 6.1 | 3.4 | 18.3 | 16.7 | 15 | 8.9 | 19.5 | 10.3 | 25.4 | 22.9 | 21.1 | 0.6 | 17 | 14.5 | 17.2 | 12.2 | 25.5 | 20.8 | 8.3 | -3.3 | 11.7 | 11.1 | 16.7 | 13.3 | 10.6 | 4.4 | 12.8 | 3.3 | 11.1 | 10 | 20 | 11.7 | 12.8 | 2.2 | 16.1 | 6
7 | 1 | 6.7 | -3.9 | 16.7 | 13.3 | 17.8 | 11.7 | 7.2 | -2.2 | 24.4 | 1.7 | 9 | 3 | 20.7 | 12.2 | 13.3 | 6.1 | 18 | 9.4 | 11.7 | 11.1 | 10 | 8.6 | 16.1 | -3.9 | 10.6 | -4.4 | 23 | 20 | 20 | 17.8 | 26.7 | 23.9 | 19.3 | 14.4 | 25.6 | 23.3 | 20 | 7.8 | 24.4 | 18.3 | 12.8 | 6.7 | 15 | 6.1 | 10 | 8.3 | 11.7 | 11.1 | 15.6 | 15 | 18 | 12.5 | 18.9 | 16.1 | 21.7 | 18.3 | 16.7 | 13.3 | -1 | -5 | 10 | 7.8 | 5.2 | 3.1 | 13.3 | 9.4 | 12.2 | 3.3 | 12.8 | 12.8 | 11.1 | 4.4 | 10.4 | 6.9 | 16.1 | 12.2 | 11.3 | 8.7 | 13.9 | 12.2 | 20.3 | 18.4 | 20 | 1.1 | 8.3 | 0 | 16.7 | 9.4 | 21.9 | 18.9 | 18.3 | 16.1 | 7.6 | 2.3 | 13.9 | 2.8 | 22.2 | -2.8 | -1.1 | -2 | 22.2 | 4.8 | 11.7 | 5 | 12.2 | 8.9 | 14.8 | 10.4 | 17.2 | 15.6 | 11.1 | 8.9 | 15.6 | 15 | 22.8 | 19.4 | 9 | 2 | 12.4 | 10.3 | 17 | 9.5 | 11.1 | 2.8 | 15 | 13.9 | 14 | 11 | 20 | 19.4 | 21.3 | 18.1 | 5.6 | 2.8 | 18.3 | 16.7 | 14.4 | 8.9 | 18.3 | 10.9 | 25.2 | 22.9 | 21.7 | 1.7 | 16.9 | 15.1 | 16.7 | 12.2 | 25 | 21.1 | 7.2 | -2.2 | 11.7 | 10.6 | 18.3 | 13.3 | 10 | 5 | 12.2 | 3.7 | 10 | 9.4 | 18.9 | 11.7 | 12.8 | 2.2 | 15.6 | 5.6
7 | 2 | 6.1 | -1.1 | 16.1 | 13.3 | 18.3 | 11.1 | 7.6 | -2.9 | 22.9 | 1.8 | 8 | 4 | 20.4 | 11.9 | 13.3 | 6.7 | 17 | 9 | 11.1 | 10.6 | 9.4 | 8.2 | 11.7 | 1.1 | 11.1 | -5 | 22 | 19 | 18.9 | 17.2 | 26.7 | 23.9 | 17.4 | 13.8 | 25.6 | 23.3 | 19.4 | 7.8 | 23.9 | 18.3 | 11.7 | 6.7 | 16.1 | 2.2 | 8.9 | 7.2 | 11.1 | 10.6 | 15 | 14.4 | 17 | 12.2 | 18.9 | 16.7 | 20.6 | 18.3 | 16.7 | 13.3 | -1 | -3 | 9.8 | 7.6 | 5.4 | 3.3 | 12.8 | 10 | 11.7 | 3.9 | 12.2 | 10.6 | 11.1 | 5.6 | 10 | 5.6 | 15 | 11.7 | 11.1 | 8.3 | 13.3 | 12.2 | 19.4 | 18.3 | 20 | 0 | 7.2 | 3.3 | 16.1 | 9.4 | 22 | 18.4 | 18.3 | 16.1 | 6.7 | 2.2 | 13.3 | 6.1 | 19.4 | -1.7 | -1.7 | -2.3 | 21.1 | 5.1 | 10.6 | 5.6 | 12.2 | 8.9 | 14.6 | 10.8 | 16.7 | 15 | 10.6 | 8.9 | 15.6 | 14.4 | 22.2 | 19.4 | 7 | 2 | 12.1 | 9.3 | 15.2 | 10.6 | 11.7 | 2.2 | 14.4 | 13.3 | 14 | 11 | 19.4 | 19.4 | 21.5 | 17.1 | 5 | 2.2 | 17.8 | 16.1 | 13.3 | 8.9 | 17.2 | 11.7 | 25 | 22.8 | 20.6 | 2.2 | 16.7 | 15.6 | 15.6 | 12.2 | 24.4 | 21.1 | 7.2 | -3.9 | 11.1 | 11.1 | 17.8 | 11.7 | 8.9 | 4.4 | 11.7 | 4.2 | 8.9 | 8.3 | 17.8 | 10.6 | 12.2 | 2.2 | 14.3 | 4.3
4 | 1 | 5 | -1.7 | 17.8 | 12.2 | 17.2 | 10.6 | 7.9 | -4.3 | 21.5 | 2.2 | 9 | 4 | 20 | 11.7 | 12.8 | 6.1 | 16.1 | 8.3 | 12.2 | 11.1 | 8.9 | 7.7 | 10.6 | 2.2 | 10 | -4.4 | 21 | 19 | 18.3 | 16.7 | 26.7 | 24.4 | 15.6 | 13.3 | 25.6 | 23.3 | 18.3 | 8.3 | 23.9 | 18.3 | 10.6 | 6.1 | 16.1 | 2.8 | 7.8 | 6.7 | 11.1 | 10.6 | 15 | 15 | 16.1 | 11.7 | 17.2 | 15.6 | 19.4 | 17.8 | 16.1 | 12.8 | -1 | -4 | 9.6 | 7.2 | 5.6 | 3.3 | 11.7 | 7.2 | 10.6 | 4.4 | 12.8 | 12.8 | 9.4 | 5.6 | 9.1 | 4.9 | 13.9 | 11.7 | 10.5 | 8.3 | 13.3 | 12.2 | 18.7 | 17.9 | 14.4 | 0.6 | 6.1 | 2.8 | 15.6 | 9.4 | 22.2 | 17.8 | 17.8 | 16.1 | 6.1 | 1.8 | 13.9 | 4.4 | 18.3 | -1.7 | -2.2 | -2.8 | 20 | 5.6 | 11.1 | 5.6 | 11.1 | 7.8 | 14.4 | 11.1 | 15.6 | 14.4 | 10.6 | 10 | 14.4 | 13.3 | 21.7 | 20 | 7 | 2 | 11.7 | 8.3 | 13.3 | 11.1 | 12.2 | 2.2 | 13.9 | 12.8 | 14 | 11 | 19.4 | 18.9 | 21.7 | 16.1 | 3.5 | 1 | 17.8 | 16.1 | 12.2 | 8.9 | 16.5 | 11 | 25.2 | 22.9 | 19.4 | 2.2 | 15.9 | 14.6 | 15 | 12.2 | 24.2 | 21.1 | 5 | -2.8 | 11.1 | 11.1 | 16.1 | 11.7 | 8.9 | 4.4 | 11.1 | 4.4 | 10 | 8.9 | 17.8 | 11.1 | 11.7 | 2.8 | 13 | 2.8
2 | 0 | 5 | -0.6 | 17.2 | 12.8 | 16.7 | 11.1 | 8.3 | -6.1 | 20 | 2.2 | 8 | 4 | 18.9 | 11.5 | 12.8 | 7.2 | 15.4 | 8.4 | 11.7 | 10.6 | 8.3 | 7.7 | 10 | 3.9 | 8.9 | -4.4 | 19 | 19 | 17.8 | 16.7 | 26.7 | 24.4 | 15.2 | 13.1 | 23.9 | 22.8 | 17.8 | 8.9 | 23.3 | 18.3 | 10.6 | 6.7 | 16.7 | 2.2 | 7.2 | 6.1 | 11.1 | 10 | 14.4 | 14.4 | 15.7 | 11.7 | 17.8 | 16.7 | 19.4 | 17.8 | 15.6 | 12.8 | -1 | -3 | 9.5 | 7.1 | 5.2 | 3.5 | 11.1 | 6.7 | 10 | 4.4 | 11.1 | 11.1 | 9.4 | 5.6 | 8.1 | 4 | 12.8 | 11.1 | 10 | 8.5 | 12.8 | 11.7 | 17.9 | 17.6 | 15 | 1.7 | 4.4 | 2.2 | 15.6 | 10 | 21.1 | 15.4 | 17.8 | 15.6 | 5.6 | 1.1 | 12.8 | 3.9 | 17.8 | -1.7 | -2.4 | -3.3 | 18.7 | 5.2 | 10 | 5 | 10 | 6.1 | 14.6 | 11.4 | 15.6 | 14.4 | 10.6 | 9.4 | 14.4 | 13.3 | 21.1 | 20 | 6 | 1 | 11.5 | 8.7 | 12.6 | 10.4 | 12.8 | 2.2 | 14.4 | 12.8 | 16 | 9 | 19.4 | 18.9 | 21.1 | 16.1 | 2.1 | 0.1 | 17.8 | 16.1 | 13.3 | 8.9 | 15.7 | 10.1 | 25.4 | 22.9 | 18.9 | 2.2 | 15.2 | 13.8 | 13.9 | 11.7 | 24.1 | 21.2 | 5.6 | -3.3 | 10.6 | 10 | 13.9 | 12.2 | 8.3 | 4.4 | 10.9 | 4.4 | 8.9 | 8.3 | 16.1 | 11.7 | 9.4 | 3.3 | 11.7 | 1.1
1 | 0 | 5 | -1.7 | 16.1 | 13.3 | 15.6 | 10.6 | 7 | -5.3 | 19.8 | 1.3 | 7 | 5 | 17.8 | 10.9 | 12.8 | 7.2 | 14.6 | 8.4 | 11.7 | 10.6 | 7.8 | 7.4 | 8.9 | 5 | 10 | -4.4 | 19 | 18 | 17.8 | 16.1 | 26.1 | 24.4 | 14.8 | 13 | 23.9 | 22.8 | 17.2 | 9.4 | 23.3 | 18.9 | 10 | 7.2 | 15.6 | 3.3 | 6.7 | 5.6 | 11.1 | 10 | 14.4 | 14.4 | 15.4 | 11.8 | 16.7 | 16.7 | 18.9 | 17.8 | 15 | 12.8 | -1 | -5 | 9.3 | 6.8 | 4.8 | 3.8 | 10.6 | 6.7 | 11.7 | 5.6 | 10 | 8.9 | 7.2 | 4.4 | 7.2 | 3.3 | 11.7 | 9.4 | 9.4 | 8.3 | 12.8 | 12.2 | 17.2 | 17.2 | 14.4 | 1.7 | 3.3 | 1.7 | 14.4 | 11.1 | 20 | 13.3 | 17.2 | 14.4 | 5 | 0.6 | 11.1 | 5 | 16.7 | -1.7 | -2.6 | -3.7 | 17.4 | 4.4 | 8.9 | 3.9 | 10 | 5.6 | 14.8 | 11.6 | 15.6 | 13.9 | 10 | 9.4 | 12.8 | 11.7 | 20.6 | 20 | 6 | 1 | 11.3 | 9.1 | 11.8 | 9.6 | 12.8 | 2.8 | 13.3 | 12.2 | 14 | 7 | 19.4 | 19.4 | 20.6 | 16.2 | 0.6 | -1.1 | 17.8 | 16.1 | 11.1 | 8.9 | 15 | 9.4 | 25.6 | 22.8 | 17.2 | 2.2 | 14.4 | 12.8 | 13.3 | 11.1 | 23.9 | 21.1 | 4.4 | -2.2 | 10 | 9.4 | 11.1 | 10 | 7.8 | 4.4 | 10.8 | 4.5 | 10 | 9.4 | 16.1 | 12.2 | 9.4 | 3.3 | 12.1 | 0.2
4 | 2 | 3.3 | -1.1 | 16.7 | 15 | 14.4 | 11.1 | 5.7 | -5 | 19.6 | 0.1 | 7 | 4 | 16.7 | 10.6 | 12.2 | 7.8 | 13.9 | 8.3 | 10.6 | 10 | 8.3 | 6.7 | 8.9 | -2.8 | 8.9 | -4.4 | 18 | 17 | 17.2 | 15.6 | 26.1 | 24.4 | 14.4 | 12.8 | 24.4 | 22.8 | 16.7 | 10.6 | 22.8 | 18.9 | 10 | 7.2 | 13.9 | 2.8 | 7.2 | 5.6 | 10.6 | 8.9 | 14.4 | 14.4 | 15 | 11.7 | 15.6 | 15.6 | 18.3 | 17.8 | 14.4 | 12.8 | -2 | -5 | 9.1 | 6.6 | 4.4 | 3.9 | 10 | 6.1 | 12.2 | 5.6 | 8.3 | 7.8 | 7.8 | 6.1 | 7 | 3.1 | 12.2 | 10 | 9.4 | 8.4 | 12.2 | 11.1 | 17.4 | 17.3 | 12.8 | 1.7 | 3.9 | 1.7 | 13.9 | 11.1 | 18.9 | 10.6 | 17.2 | 15 | 4.3 | 0.1 | 11.1 | 6.1 | 15.6 | -1.7 | -2.8 | -4.4 | 16.1 | 3.9 | 7.2 | 3.3 | 10.6 | 5 | 15 | 11.7 | 15.6 | 13.3 | 10.6 | 10 | 11.7 | 10.6 | 21.1 | 20.6 | 4 | 1 | 11.1 | 9.4 | 11.1 | 8.9 | 12.8 | 1.1 | 12.8 | 11.7 | 13 | 5 | 19.4 | 19.4 | 20 | 16.1 | 1.1 | -0.7 | 17.2 | 15.6 | 11.7 | 8.9 | 14.4 | 9.5 | 25.2 | 22.7 | 18.3 | 2.8 | 13.7 | 12.5 | 12.8 | 11.1 | 23.9 | 21.4 | 4.4 | -2.8 | 10 | 9.4 | 11.1 | 10 | 7.8 | 4.4 | 10.6 | 4.4 | 8.3 | 7.8 | 15 | 12.2 | 7.2 | 3.3 | 12.4 | -1
5 | 3 | 3.3 | -1.1 | 17.2 | 15 | 15 | 11.7 | 4.4 | -5.6 | 19.4 | -1.1 | 7 | 3 | 17.6 | 10.7 | 11.7 | 7.2 | 15.2 | 8.7 | 11.1 | 10.6 | 10 | 6.9 | 9.4 | -0.6 | 8.3 | -4.4 | 18 | 18 | 16.7 | 15.6 | 26.1 | 24.4 | 15.3 | 13.4 | 24.4 | 22.8 | 16.7 | 10.6 | 22.8 | 17.8 | 10 | 7.8 | 13.9 | 3.3 | 7.8 | 6.7 | 10 | 8.9 | 13.9 | 13.9 | 15.2 | 12 | 17.2 | 16.7 | 18.3 | 17.8 | 14.4 | 12.8 | -3 | -5 | 8.9 | 6.1 | 5 | 4.3 | 9.4 | 5 | 12.2 | 7.8 | 8.3 | 8.3 | 8.3 | 6.1 | 6.9 | 3 | 11.7 | 10 | 9.4 | 8.4 | 12.2 | 12.2 | 17.6 | 17.3 | 12.2 | 2.2 | 4.4 | 2.2 | 14.4 | 10.6 | 19.1 | 9.3 | 16.1 | 15.6 | 3.5 | -0.4 | 10 | 6.7 | 16.1 | -1.1 | -3 | -4.8 | 16.1 | 2.5 | 6.7 | 2.8 | 10.6 | 5 | 15.2 | 11.4 | 14.4 | 12.8 | 10 | 9.4 | 12.2 | 10 | 21.1 | 21.1 | 7 | 2 | 11.1 | 9.4 | 12.2 | 9.4 | 12.8 | 1.7 | 12.8 | 11.1 | 12 | 6 | 19.4 | 19.4 | 20.2 | 16.7 | 1.7 | -0.6 | 17.2 | 15.6 | 12.2 | 8.9 | 13.9 | 9.4 | 24.8 | 22.3 | 16.1 | 2.8 | 12.9 | 12 | 12.2 | 10.6 | 23.9 | 21.4 | 5 | -1.7 | 9.4 | 9.4 | 10 | 8.9 | 7.8 | 6.7 | 11.7 | 5.1 | 8.9 | 8.3 | 16.1 | 11.1 | 6.1 | 2.8 | 12.8 | -2.8
6 | 3 | 4.4 | -0.6 | 18.9 | 15 | 15.6 | 12.8 | 8.3 | -4 | 21.5 | 0.1 | 7 | 4 | 18.5 | 11.1 | 11.7 | 7.8 | 16.5 | 8.7 | 11.7 | 11.1 | 10 | 7.7 | 9.4 | 5.6 | 8.9 | -4.4 | 19 | 19 | 16.1 | 14.4 | 26.1 | 24.4 | 16.3 | 13.8 | 24.4 | 23.3 | 16.1 | 11.1 | 22.8 | 17.2 | 11.1 | 7.8 | 12.8 | 3.3 | 11.1 | 9.4 | 9.4 | 8.9 | 13.9 | 13.9 | 15.4 | 12.2 | 16.7 | 16.1 | 18.9 | 17.8 | 16.1 | 12.8 | 0 | -3 | 7.8 | 5 | 5.5 | 4.6 | 8.9 | 4.4 | 12.2 | 7.8 | 7.2 | 7.2 | 9.4 | 6.1 | 6.7 | 2.8 | 11.7 | 10.6 | 9.4 | 8.3 | 12.8 | 11.7 | 17.8 | 17.2 | 12.2 | 3.9 | 5.6 | 2.2 | 15 | 10.6 | 19.2 | 8 | 16.1 | 15.6 | 2.8 | -1.1 | 10 | 7.2 | 17.8 | -1.1 | -3.1 | -5.3 | 16.1 | 0.6 | 8.3 | 4.4 | 10.6 | 5.6 | 15.4 | 11 | 15.6 | 13.3 | 9.4 | 8.9 | 12.2 | 10 | 21.7 | 21.1 | 8 | 4 | 11.1 | 9.4 | 13.3 | 10 | 12.2 | 2.8 | 12.8 | 11.7 | 12 | 5 | 20 | 20 | 20.4 | 17.2 | 2.2 | -0.6 | 17.2 | 15.6 | 14.4 | 10 | 13.3 | 9.4 | 24.4 | 22.2 | 15.6 | 2.2 | 12.2 | 11.7 | 12.2 | 10.6 | 23.9 | 21.7 | 5.6 | -2.2 | 10 | 9.4 | 8.3 | 6.7 | 8.3 | 5 | 12.8 | 5.5 | 12.2 | 10.6 | 15.6 | 11.7 | 11.1 | 3.3 | 13.9 | -1.1
6 | 3 | 6.1 | 0 | 20 | 15.6 | 17.8 | 12.8 | 12.2 | -3.9 | 23.5 | 0.6 | 8 | 4 | 19.4 | 11.1 | 14.4 | 7.2 | 17.8 | 8.9 | 12.2 | 11.1 | 10.6 | 8.9 | 10.6 | 7.2 | 10 | -5 | 21 | 19 | 19.4 | 17.2 | 27.2 | 24.4 | 17.2 | 14.4 | 25 | 23.9 | 17.8 | 11.7 | 23.3 | 16.7 | 12.8 | 8.3 | 14.4 | 3.9 | 13.3 | 8.3 | 10.6 | 9.4 | 14.4 | 14.4 | 15.6 | 12.2 | 21.1 | 19.4 | 23.9 | 20.6 | 18.9 | 13.9 | 1 | -3 | 6.7 | 2.8 | 6.1 | 5 | 8.9 | 3.3 | 13.3 | 7.2 | 9.4 | 5 | 11.7 | 5.6 | 8.2 | 3.5 | 12.8 | 11.7 | 11.6 | 8.8 | 14.4 | 12.2 | 20.8 | 18.8 | 14.4 | 4.4 | 6.7 | -2.2 | 13.9 | 12.2 | 19.4 | 6.1 | 16.1 | 15.6 | 5 | 0 | 12.2 | 8.3 | 20 | -1.1 | -3.3 | -6.1 | 16.1 | -1.1 | 12.2 | 5.6 | 11.1 | 5.6 | 15.6 | 10.6 | 17.8 | 13.9 | 11.7 | 10.6 | 13.3 | 10 | 22.2 | 21.7 | 9 | 4 | 11.1 | 9.4 | 14.4 | 10.6 | 13.3 | 2.8 | 13.9 | 12.2 | 12 | 4 | 21.7 | 21.7 | 20.6 | 17.8 | 4.8 | 0.7 | 17.2 | 15.6 | 17.8 | 11.1 | 12 | 8.5 | 25.3 | 22.2 | 21.7 | 2.8 | 15 | 12.9 | 14.4 | 10.6 | 24.1 | 22 | 8.9 | -1.7 | 9.4 | 8.9 | 7.2 | 2.8 | 8.9 | 5 | 13.9 | 6.1 | 15.6 | 10.6 | 16.1 | 11.7 | 16.1 | 2.8 | 15 | 0.4
8 | 3 | 7.2 | 0 | 22.2 | 15 | 18.3 | 12.8 | 16.1 | -5 | 25.6 | 1.7 | 9 | 4 | 21.3 | 11.7 | 16.1 | 7.2 | 20.6 | 9.6 | 12.2 | 11.1 | 11.7 | 9.6 | 11.7 | 5.6 | 12.8 | -5 | 25 | 19 | 24.4 | 19.4 | 27.8 | 23.9 | 20.7 | 15.1 | 27.2 | 25 | 19.4 | 12.8 | 25.6 | 16.7 | 15 | 8.9 | 16.7 | 5 | 15.6 | 7.2 | 12.2 | 10 | 15 | 15 | 16.9 | 13.1 | 24.4 | 18.9 | 25 | 20 | 21.1 | 14.4 | 3 | -3 | 7.2 | 2.2 | 6.5 | 5.5 | 9.4 | 2.2 | 15 | 7.2 | 10 | 3.3 | 13.9 | 5.6 | 9.6 | 3.8 | 15.6 | 13.3 | 13.9 | 9.2 | 16.1 | 13.3 | 23.7 | 20.1 | 17.8 | 6.7 | 7.2 | -3.3 | 13.9 | 13.3 | 19.8 | 7.2 | 16.7 | 15.6 | 7.2 | 1.1 | 14.4 | 9.4 | 21.7 | 5.6 | -2.8 | -5.4 | 16.5 | -1.8 | 15.6 | 5.6 | 11.1 | 5.6 | 17.1 | 11.6 | 20 | 13.3 | 14.4 | 11.1 | 13.9 | 10.6 | 21.7 | 18.9 | 11 | 3 | 13.3 | 8.6 | 16.1 | 10.9 | 16.1 | 1.1 | 15 | 12.2 | 13 | 5 | 23.9 | 23.3 | 23.5 | 18.8 | 7.4 | 1.9 | 17.2 | 15.6 | 21.1 | 11.7 | 10.7 | 7.6 | 26.3 | 22.2 | 23.3 | 2.8 | 17.8 | 13.7 | 17.2 | 11.1 | 24.2 | 22.3 | 12.2 | -2.8 | 10 | 9.4 | 8.9 | 0 | 10.6 | 5 | 15.9 | 6.4 | 17.2 | 11.7 | 16.7 | 11.7 | 19.4 | 1.1 | 16.1 | 1.7
10 | 3 | 7.8 | 0 | 22.8 | 16.1 | 21.7 | 12.8 | 17.2 | -3.6 | 28 | 1.5 | 9 | 5 | 23.1 | 11.5 | 15.6 | 6.7 | 23.3 | 10.1 | 13.9 | 11.1 | 15 | 9.4 | 14.4 | 6.1 | 15 | -4.4 | 28 | 14 | 26.1 | 17.8 | 28.3 | 25 | 24.3 | 15 | 28.3 | 25 | 21.7 | 13.9 | 26.7 | 16.7 | 16.7 | 8.3 | 18.3 | 4.4 | 17.8 | 8.3 | 13.3 | 10.6 | 15 | 15 | 18.1 | 13.8 | 27.2 | 18.3 | 26.1 | 20.6 | 23.9 | 14.4 | 6 | -5 | 6.7 | 1.7 | 6.8 | 5.8 | 10 | 2.2 | 16.7 | 7.8 | 11.1 | 2.8 | 15.6 | 5 | 11.1 | 4.4 | 18.3 | 13.3 | 16.1 | 8.9 | 18.3 | 13.3 | 26.7 | 21.1 | 20.6 | 5 | 8.3 | -1.7 | 15 | 13.9 | 20.2 | 7.9 | 17.2 | 15.6 | 9.4 | 1.7 | 17.2 | 8.9 | 23.3 | 6.1 | -2.2 | -5 | 16.8 | -2.5 | 16.7 | 6.1 | 11.7 | 5.6 | 18.5 | 12.5 | 21.1 | 13.3 | 16.7 | 12.2 | 16.1 | 11.7 | 21.1 | 17.2 | 13 | 5 | 15.6 | 7.1 | 17.7 | 11.1 | 17.8 | 1.7 | 17.2 | 13.3 | 14 | 4 | 24.4 | 23.3 | 26.5 | 19.6 | 10 | 2.8 | 17.2 | 15.6 | 25 | 12.2 | 9.4 | 6.7 | 27.2 | 22.2 | 24.4 | 2.8 | 20.6 | 14.4 | 18.3 | 11.1 | 24.4 | 22.8 | 14.4 | -4.4 | 10.6 | 10 | 10 | 0 | 12.2 | 5.6 | 18 | 6.9 | 19.4 | 11.1 | 13.9 | 11.7 | 21.7 | 1.1 | 17.8 | 2.1
11 | 3 | 10.6 | -2.8 | 25.6 | 16.1 | 21.1 | 13.3 | 18.3 | -3.3 | 30.4 | 1.8 | 11 | 4 | 25 | 11.7 | 16.7 | 6.7 | 26.1 | 10 | 14.4 | 11.1 | 15 | 9.4 | 16.7 | 5 | 16.7 | -3.9 | 28 | 15 | 26.7 | 17.8 | 28.3 | 24.4 | 27.8 | 13.9 | 28.9 | 25 | 23.3 | 12.2 | 27.8 | 16.7 | 18.3 | 6.1 | 19.4 | 5 | 20 | 10 | 15 | 10 | 14.4 | 14.4 | 19.4 | 14.4 | 28.3 | 18.9 | 25.6 | 20.6 | 26.1 | 15.6 | 7 | -5 | 7.2 | 1.1 | 7.2 | 6.1 | 11.1 | 2.8 | 20 | 10.6 | 12.8 | 2.8 | 17.2 | 5.6 | 12.2 | 4 | 20 | 13.3 | 18 | 8.9 | 20 | 13.3 | 28.2 | 20.2 | 24.4 | 5.6 | 8.9 | -2.8 | 16.1 | 15.6 | 20.6 | 8.9 | 19.4 | 16.7 | 10.9 | 1.7 | 18.9 | 6.1 | 25.6 | 4.4 | -1.7 | -5 | 17.2 | -4.4 | 18.3 | 7.2 | 12.8 | 3.3 | 20 | 13.3 | 22.8 | 13.3 | 18.3 | 12.8 | 17.8 | 11.1 | 23.3 | 17.8 | 16 | 7 | 17.8 | 4.4 | 19.4 | 11.1 | 20.6 | 2.8 | 18.9 | 14.4 | 15 | 4 | 25.6 | 23.3 | 29.4 | 20 | 11.7 | 2.7 | 17.2 | 15.6 | 26.1 | 12.2 | 9.2 | 6.7 | 27.9 | 21.9 | 26.7 | 2.8 | 21.9 | 14.1 | 19.4 | 10.6 | 25 | 22.3 | 16.7 | -5 | 11.1 | 10.6 | 10 | 0 | 13.9 | 6.1 | 20 | 6.7 | 20.6 | 9.4 | 11.7 | 8.9 | 23.3 | 2.2 | 19.4 | 2.7
12 | 2 | 9.4 | -0.6 | 25.6 | 16.7 | 20.6 | 14.4 | 19.4 | -2.8 | 32.8 | 0.6 | 11 | 6 | 26.3 | 11.7 | 18.9 | 7.8 | 27.8 | 10.1 | 16.1 | 11.1 | 16.1 | 8.9 | 18.3 | 5.6 | 17.2 | -3.9 | 29 | 17 | 27.2 | 17.2 | 29.4 | 24.4 | 28.7 | 13.8 | 30 | 25 | 24.4 | 11.7 | 28.3 | 16.1 | 18.3 | 7.8 | 18.9 | 7.2 | 20.6 | 10 | 15 | 10 | 14.4 | 14.4 | 19.6 | 14.7 | 28.9 | 17.2 | 27.2 | 20.6 | 26.7 | 15.6 | 8 | -3 | 8.9 | 0 | 8.1 | 6.6 | 12.2 | 2.8 | 22.2 | 12.2 | 12.8 | 2.8 | 17.8 | 4.4 | 13.3 | 3.4 | 21.1 | 12.8 | 19.8 | 8.2 | 21.1 | 13.9 | 29.6 | 18.7 | 26.1 | 6.1 | 9.4 | -3.9 | 20.6 | 16.1 | 21.1 | 9.1 | 21.1 | 16.1 | 12.4 | 1.1 | 20 | 5.6 | 27.8 | 3.3 | -1.3 | -4.6 | 15.5 | -0.6 | 20 | 7.8 | 12.8 | 3.9 | 21.9 | 14.1 | 23.9 | 13.3 | 18.3 | 13.3 | 19.4 | 10.6 | 23.9 | 15.6 | 18 | 9 | 18 | 4.9 | 21.6 | 10.8 | 21.1 | 1.7 | 20 | 15 | 16 | 3 | 25 | 23.3 | 30.2 | 19.6 | 13.3 | 2.5 | 19.4 | 16.1 | 27.2 | 12.2 | 9.1 | 6.7 | 28.7 | 21.5 | 28.9 | 2.8 | 23.1 | 13.3 | 21.1 | 12.2 | 25.5 | 21.6 | 19.4 | -4.4 | 11.7 | 11.1 | 10 | 0 | 15 | 5.6 | 21.3 | 6.8 | 20.6 | 10 | 12.2 | 9.4 | 24.4 | 2.2 | 21.1 | 2.8
14 | 3 | 10 | -1.7 | 26.7 | 16.1 | 24.4 | 16.1 | 20.5 | -2.8 | 34.3 | -0.3 | 12 | 6 | 27.6 | 11.2 | 18.9 | 7.2 | 29.4 | 9.6 | 16.1 | 11.7 | 16.7 | 8.3 | 20 | 3.9 | 18.3 | -6.1 | 29 | 17 | 27.8 | 17.2 | 30 | 24.4 | 29.7 | 13.5 | 30.6 | 24.4 | 25.6 | 11.7 | 29.4 | 15 | 18.3 | 7.8 | 22.8 | 7.2 | 22.2 | 10 | 15.6 | 8.3 | 15.6 | 15 | 19.8 | 14.9 | 29.4 | 14.4 | 28.9 | 20 | 25.6 | 16.1 | 8 | -3 | 11.7 | -1.7 | 9.1 | 6.9 | 12.8 | 3.3 | 23.3 | 11.1 | 12.8 | 1.7 | 18.9 | 5 | 14.4 | 2.8 | 21.1 | 12.8 | 21.7 | 7.2 | 22.8 | 13.3 | 31.1 | 17.2 | 27.8 | 5.6 | 10 | -4.4 | 22.2 | 16.7 | 21.7 | 9 | 22.8 | 16.1 | 13.9 | 0.6 | 20 | 6.1 | 29.4 | 2.2 | -1 | -4.6 | 13.9 | 1.5 | 22.8 | 8.3 | 13.3 | 2.8 | 23.7 | 14.7 | 25 | 12.2 | 17.8 | 12.8 | 20 | 10.6 | 24.4 | 17.2 | 18 | 9 | 18.1 | 5 | 23.9 | 9.9 | 23.3 | 2.8 | 21.1 | 15.6 | 18 | 2 | 26.1 | 23.9 | 30.9 | 18.6 | 15 | 1.7 | 20 | 15.6 | 27.2 | 12.2 | 8.9 | 6.7 | 29.4 | 21.1 | 31.1 | 1.7 | 24.4 | 12.2 | 22.8 | 12.2 | 26.1 | 21.1 | 21.7 | -3.9 | 12.8 | 11.7 | 11.7 | 1.1 | 16.1 | 6.1 | 22.6 | 6.4 | 21.1 | 10.6 | 13.9 | 10 | 23.3 | 1.1 | 22.8 | 2.8
13 | 2 | 11.7 | -1.7 | 27.2 | 16.1 | 25 | 16.7 | 21.7 | -3.9 | 35.7 | -3.2 | 12 | 6 | 28.9 | 11.1 | 19.4 | 8.3 | 31.1 | 9.4 | 16.7 | 11.7 | 15.6 | 8.3 | 21.1 | 5.6 | 19.4 | -7.2 | 28 | 21 | 28.3 | 17.8 | 30.6 | 23.9 | 30.6 | 12.8 | 31.1 | 24.4 | 25.6 | 12.8 | 28.9 | 16.1 | 19.4 | 7.8 | 25 | 5 | 22.8 | 9.4 | 16.1 | 8.3 | 16.1 | 15.6 | 20 | 15 | 29.4 | 17.8 | 29.4 | 18.9 | 23.3 | 15.6 | 8 | -2 | 11.1 | -3.3 | 10 | 7.2 | 13.3 | 4.4 | 23.3 | 11.1 | 13.9 | 1.7 | 19.4 | 3.3 | 15.2 | 2 | 20.6 | 12.8 | 22.8 | 8.2 | 22.2 | 13.3 | 31.3 | 16.9 | 28.9 | 6.7 | 10.6 | -4.4 | 23.9 | 16.7 | 22.2 | 8.9 | 23.9 | 15 | 14.5 | 0.7 | 20.6 | 5.6 | 30.6 | 2.2 | -0.6 | -5 | 12.2 | 2.8 | 23.9 | 8.3 | 16.1 | 3.3 | 25.6 | 15 | 25.6 | 10.6 | 17.8 | 12.8 | 20.6 | 10 | 25 | 18.3 | 18 | 9 | 18.3 | 5.6 | 26.1 | 8.3 | 25 | 5.6 | 21.7 | 14.4 | 19 | 3 | 27.2 | 23.9 | 31.7 | 17.8 | 15.6 | 2.4 | 21.7 | 15.6 | 27.8 | 12.8 | 9.3 | 6.6 | 29.4 | 21.1 | 32.2 | 4.4 | 25.5 | 12 | 24.4 | 13.3 | 26.7 | 21.2 | 23.3 | -5.6 | 12.8 | 11.7 | 11.7 | 1.1 | 16.7 | 2.8 | 23.9 | 6.1 | 21.1 | 12.2 | 15 | 8.9 | 24.4 | -1.1 | 24.4 | 2.5
13 | 2 | 11.1 | -1.1 | 26.7 | 15.6 | 25.6 | 16.1 | 22.8 | -5.6 | 37.2 | -5 | 13 | 6 | 29.6 | 10.7 | 18.9 | 8.9 | 30.7 | 9.6 | 17.2 | 11.1 | 15.6 | 7.8 | 21.7 | 0 | 20 | -6.1 | 28 | 19 | 28.3 | 17.8 | 30.6 | 23.3 | 31.1 | 12 | 31.1 | 24.4 | 25 | 12.8 | 28.3 | 16.1 | 17.8 | 5.6 | 25 | 5 | 23.3 | 10.6 | 17.2 | 8.3 | 16.1 | 11.1 | 20.9 | 14.8 | 30 | 17.8 | 29.4 | 17.8 | 23.3 | 15.6 | 9 | -1 | 10 | -3.3 | 10 | 6.7 | 15 | 5 | 24.4 | 10 | 13.3 | 1.7 | 20 | 3.3 | 15.9 | 0.8 | 20.6 | 12.8 | 23.9 | 9.1 | 22.8 | 13.3 | 31.5 | 16.3 | 30.6 | 5.6 | 10.6 | -4.4 | 26.1 | 17.2 | 22.4 | 8.2 | 24.4 | 15.6 | 15 | 1.2 | 20.6 | 5 | 30.6 | 0 | -0.6 | -3.4 | 11.5 | 3.3 | 21.7 | 2.2 | 16.7 | 2.8 | 26.1 | 13.6 | 26.7 | 13.3 | 17.8 | 12.2 | 21.1 | 9.4 | 26.1 | 20 | 17 | 9 | 17 | 5.3 | 27.6 | 7.5 | 26.1 | 8.9 | 21.1 | 13.9 | 20 | 2 | 27.2 | 23.9 | 31.3 | 18 | 16.1 | 2.5 | 22.8 | 15.6 | 27.8 | 13.3 | 9.6 | 6.3 | 29.4 | 21.1 | 32.8 | 1.7 | 26.7 | 11.6 | 25 | 12.8 | 27.2 | 21.5 | 21.7 | -0.6 | 13.3 | 11.7 | 13.9 | 1.7 | 17.2 | 2.2 | 24.3 | 6.1 | 20 | 7.8 | 16.1 | 8.3 | 20.6 | 3.3 | 26.1 | 2.2
12 | 3 | 10.6 | -1.1 | 28.3 | 15 | 26.7 | 16.7 | 23 | -6.1 | 37.6 | -3.6 | 13 | 4 | 30.4 | 10.4 | 18.9 | 8.3 | 30.4 | 10.4 | 16.7 | 11.1 | 15 | 8.3 | 21.7 | 3.3 | 19.4 | -3.9 | 28 | 19 | 27.8 | 17.8 | 30 | 23.9 | 31.7 | 10.5 | 31.1 | 24.4 | 26.1 | 12.8 | 28.3 | 15.6 | 19.4 | 6.1 | 26.7 | -2.8 | 23.3 | 8.9 | 16.7 | 7.2 | 18.3 | 10.6 | 21.9 | 14.8 | 30.6 | 18.3 | 30 | 17.2 | 23.3 | 15.6 | 9 | -2 | 8.3 | -4.4 | 10 | 6.2 | 14.4 | 5 | 24.4 | 9.4 | 13.3 | 1.7 | 20 | 3.3 | 16.7 | 0 | 21.7 | 12.8 | 25 | 10 | 23.9 | 12.2 | 31.7 | 16.1 | 30.6 | 4.4 | 11.1 | -4.4 | 25 | 17.2 | 22.6 | 6.8 | 24.4 | 14.4 | 15.6 | 1.1 | 21.7 | 5 | 31.7 | -6.1 | -0.6 | -2.5 | 10.7 | 3.3 | 23.9 | 5 | 16.7 | 5 | 26.7 | 12 | 26.7 | 11.1 | 17.2 | 11.1 | 21.1 | 10.6 | 26.7 | 21.1 | 17 | 11 | 15.7 | 5.3 | 29.1 | 5.9 | 25.6 | 10 | 17.8 | 15 | 21 | 1 | 27.2 | 23.9 | 31 | 17.7 | 16.7 | 2.8 | 22.8 | 15.6 | 28.3 | 14.4 | 10 | 6.1 | 29.4 | 21.1 | 33.9 | 3.3 | 27.8 | 11.1 | 25.6 | 12.8 | 27.8 | 21.7 | 22.8 | -1.1 | 13.3 | 11.1 | 12.8 | -0.6 | 17.8 | 3.3 | 24.6 | 6.4 | 20 | 9.4 | 17.2 | 7.2 | 21.7 | -0.6 | 25.2 | 2
13 | 3 | 11.1 | -1.1 | 27.8 | 15 | 26.7 | 16.1 | 23.1 | -8 | 37.9 | -1.8 | 14 | 3 | 31.1 | 10 | 18.3 | 7.8 | 30 | 10.6 | 16.7 | 10 | 13.9 | 8.9 | 18.9 | 0.6 | 20 | -5 | 27 | 19 | 28.3 | 18.3 | 27.2 | 24.4 | 32.2 | 8.9 | 30.6 | 24.4 | 26.1 | 13.9 | 28.3 | 15.6 | 18.9 | 5 | 26.7 | -1.7 | 21.7 | 10 | 16.7 | 7.2 | 18.9 | 10.6 | 22.8 | 14.4 | 30.6 | 18.9 | 30 | 16.1 | 25.6 | 16.1 | 9 | -2 | 7.2 | -3.9 | 10 | 5.6 | 15 | 5 | 23.9 | 5 | 13.3 | 0.6 | 20.6 | 3.9 | 16.5 | -0.2 | 21.7 | 10.6 | 25 | 10.1 | 22.2 | 13.3 | 30.4 | 15.7 | 31.1 | 3.3 | 11.1 | -4.4 | 22.2 | 18.3 | 22.8 | 5.6 | 22.8 | 14.4 | 15 | 2.2 | 22.2 | 5.6 | 30.6 | -5.6 | -0.6 | -1.7 | 10 | 3.3 | 23.9 | 2.8 | 17.2 | 6.1 | 27.2 | 10 | 27.2 | 11.1 | 17.2 | 11.1 | 21.7 | 9.4 | 27.8 | 21.1 | 17 | 12 | 14.4 | 5 | 30.6 | 4.4 | 23.9 | 7.8 | 17.2 | 16.1 | 21 | 0 | 26.7 | 23.9 | 30.6 | 17.8 | 16.1 | 2.9 | 23.3 | 16.7 | 27.8 | 13.3 | 10 | 6 | 28.5 | 21.3 | 33.9 | 2.8 | 27.4 | 11.1 | 25.6 | 13.3 | 28 | 21.6 | 22.8 | -0.6 | 12.8 | 11.1 | 12.8 | -1.1 | 17.8 | 3.9 | 25 | 6.1 | 18.3 | 7.2 | 18.3 | 6.1 | 22.2 | -0.6 | 24.2 | 2.4
13 | 3 | 11.7 | -1.1 | 26.7 | 17.2 | 26.1 | 15.6 | 23.3 | -11.7 | 38.3 | 0 | 14 | 4 | 28.9 | 11.5 | 18.3 | 7.8 | 27 | 11.5 | 14.4 | 10 | 12.8 | 8.5 | 16.7 | 7.2 | 18.9 | -5 | 26 | 20 | 27.2 | 17.8 | 26.7 | 23.9 | 31.1 | 9.9 | 30 | 24.4 | 26.1 | 13.9 | 26.7 | 15.6 | 20 | 5 | 27.2 | 0 | 21.1 | 9.4 | 17.8 | 8.3 | 18.3 | 10 | 21.9 | 14.3 | 29.4 | 16.7 | 30 | 16.7 | 26.1 | 15.6 | 11 | -2 | 7.2 | -3.9 | 9.4 | 5 | 15.6 | 5 | 23.9 | 2.2 | 12.8 | 1.1 | 21.1 | 1.7 | 16.3 | -0.7 | 21.1 | 12.8 | 25 | 10.5 | 20.6 | 15 | 29.1 | 15.6 | 28.3 | 0.6 | 10.6 | -1.7 | 21.7 | 16.7 | 22.2 | 7.2 | 22.2 | 15 | 14.5 | 3.3 | 22.2 | 4.4 | 30.6 | -6.1 | -0.8 | -1.8 | 10.4 | 2.5 | 22.8 | 0 | 17.2 | 7.2 | 26.5 | 10.7 | 25.6 | 14.4 | 17.2 | 10.6 | 20.6 | 7.8 | 27.2 | 20.6 | 16 | 13 | 14.4 | 5 | 28.7 | 7.9 | 23.9 | 7.8 | 17.2 | 16.1 | 21 | 1 | 25.6 | 22.8 | 29.5 | 18.6 | 15.6 | 2.4 | 23.3 | 16.7 | 27.2 | 13.3 | 10 | 5.8 | 27.6 | 21.2 | 33.9 | 1.7 | 27.1 | 11.2 | 26.1 | 13.9 | 28.1 | 21.2 | 23.9 | -0.6 | 12.8 | 11.1 | 12.8 | -2.2 | 16.7 | 3.3 | 24.1 | 7.3 | 16.1 | 6.7 | 18.3 | 5.6 | 19.4 | 6.1 | 23.3 | 2.2
13 | 3 | 11.1 | -2.2 | 25.6 | 18.3 | 24.4 | 15.6 | 21.5 | -8.1 | 36.6 | 0 | 13 | 4 | 26.6 | 11.9 | 17.2 | 7.8 | 24.1 | 12.1 | 13.3 | 9.4 | 12.2 | 8.7 | 16.7 | 6.1 | 18.3 | -7.2 | 25 | 19 | 26.1 | 18.3 | 26.7 | 23.3 | 30 | 11.1 | 29.4 | 24.4 | 25.6 | 13.9 | 26.1 | 15 | 19.4 | 4.4 | 26.7 | 0.6 | 20 | 8.9 | 17.2 | 6.7 | 17.8 | 10 | 20.9 | 14.1 | 28.3 | 17.2 | 29.4 | 17.2 | 25 | 15 | 11 | -2 | 6.7 | -5.6 | 8.9 | 4.5 | 16.1 | 5 | 23.9 | 2.2 | 10.6 | 0.6 | 21.1 | 3.3 | 16.1 | -1.1 | 20 | 13.9 | 25 | 10.6 | 20.6 | 15 | 27.8 | 15 | 27.8 | 5 | 10.6 | -5 | 21.1 | 17.2 | 21.7 | 9 | 22.2 | 15.6 | 13.9 | 3.9 | 21.7 | 5.6 | 28.9 | -5.6 | -0.9 | -1.9 | 10.7 | 1.5 | 21.1 | 2.8 | 15 | 7.2 | 25.7 | 10.8 | 23.9 | 15 | 16.7 | 11.7 | 20.6 | 6.7 | 26.7 | 20 | 16 | 14 | 14.4 | 5 | 26.9 | 10.2 | 21.1 | 10 | 17.2 | 15.6 | 19 | 0 | 25.6 | 22.8 | 28.3 | 19.5 | 15 | 2.2 | 22.8 | 14.4 | 26.1 | 15 | 10 | 5.6 | 26.7 | 21.1 | 32.8 | 1.1 | 26.7 | 11.1 | 25.6 | 13.9 | 28.3 | 21.1 | 22.8 | -1.1 | 12.2 | 11.1 | 11.7 | -1.1 | 17.2 | 3.3 | 23.1 | 8.4 | 14.4 | 5 | 17.8 | 6.1 | 17.2 | 5 | 21.6 | 2.8
12 | 3 | 11.1 | -1.7 | 23.9 | 18.3 | 22.8 | 16.1 | 19.6 | -6.1 | 35 | 1.4 | 12 | 3 | 24.4 | 12.2 | 15.6 | 7.2 | 21.1 | 11.7 | 12.2 | 9.4 | 11.7 | 8.8 | 14.4 | 6.1 | 16.7 | -6.7 | 24 | 19 | 24.4 | 18.3 | 26.7 | 24.4 | 28.9 | 11.7 | 28.3 | 24.4 | 25 | 13.3 | 24.4 | 15.6 | 17.8 | 4.4 | 25 | 0.6 | 17.2 | 8.9 | 16.7 | 7.2 | 16.7 | 8.9 | 20 | 13.9 | 26.1 | 19.4 | 27.8 | 17.8 | 23.9 | 15 | 9 | -2 | 5.6 | -6.1 | 8.3 | 3.9 | 15 | 5 | 21.7 | 5 | 9.4 | 0.6 | 19.4 | 3.3 | 14.6 | -0.6 | 18.9 | 12.8 | 24.3 | 10.3 | 20.6 | 13.9 | 25.4 | 15.5 | 26.1 | 6.1 | 8.9 | -5.6 | 20.6 | 17.2 | 21.1 | 10 | 20 | 15 | 13 | 3.9 | 21.1 | 3.3 | 26.1 | -7.8 | -1.1 | -2.2 | 11.1 | 0 | 17.8 | 2.8 | 13.9 | 7.8 | 25 | 11.1 | 21.1 | 13.9 | 16.1 | 11.7 | 19.4 | 6.1 | 25.6 | 20.6 | 16 | 14 | 14.4 | 5 | 25 | 11.7 | 18.3 | 12.8 | 16.7 | 15 | 19 | 0 | 23.3 | 22.8 | 27.2 | 20 | 14.3 | 2.5 | 22.2 | 15 | 23.3 | 16.1 | 9.4 | 5.4 | 26.1 | 21.5 | 31.1 | 1.7 | 24.7 | 12.3 | 23.3 | 14.4 | 27.4 | 21 | 18.9 | -1.1 | 12.2 | 11.7 | 10.6 | -1.7 | 13.9 | 3.9 | 22.2 | 8.9 | 12.2 | 4.4 | 17.2 | 6.7 | 16.1 | 7.8 | 20 | 3.3
12 | 3 | 10.6 | -1.7 | 23.3 | 18.3 | 21.7 | 16.1 | 17.8 | -6.1 | 33.3 | 1.7 | 12 | 3 | 22.7 | 11.8 | 15 | 7.8 | 18.7 | 11.1 | 11.7 | 10 | 11.1 | 8.8 | 13.3 | 5 | 15.6 | -4.4 | 24 | 19 | 22.8 | 18.3 | 26.7 | 24.4 | 26.3 | 12.8 | 27.2 | 24.4 | 24.4 | 13.9 | 23.3 | 15.6 | 16.1 | 3.9 | 23.9 | 0 | 15 | 9.4 | 15.6 | 7.8 | 15.6 | 8.3 | 18.9 | 13.8 | 23.9 | 20 | 26.1 | 20.6 | 22.2 | 14.4 | 7 | -1 | 3.9 | -6.1 | 7 | 3.6 | 11.7 | 5.6 | 19.4 | 6.1 | 7.2 | 1.7 | 16.1 | 3.3 | 13.2 | -0.4 | 18.3 | 12.8 | 23.5 | 9.9 | 18.9 | 13.9 | 23 | 15.4 | 22.8 | 5 | 7.2 | -5.6 | 19.4 | 17.2 | 19.1 | 10.9 | 17.8 | 13.3 | 12 | 4 | 18.9 | 5 | 23.3 | -7.8 | -1.3 | -2.2 | 10.4 | 1 | 16.1 | 1.7 | 13.3 | 7.8 | 23.9 | 10.9 | 18.3 | 13.9 | 15.6 | 11.1 | 17.2 | 5.6 | 24.4 | 20.6 | 15 | 14 | 13.5 | 5.4 | 22.4 | 10.3 | 17.2 | 13.3 | 16.1 | 15 | 17 | -1 | 21.7 | 21.7 | 26.1 | 20.2 | 13.5 | 2.7 | 19.4 | 13.9 | 22.8 | 16.1 | 8.9 | 5.3 | 25.6 | 22.1 | 27.2 | 1.1 | 22.6 | 12.6 | 20.6 | 14.4 | 26.5 | 20.8 | 19.4 | -1.7 | 12.2 | 11.7 | 8.9 | -1.7 | 12.2 | 3.9 | 19.6 | 8.6 | 9.4 | 4.4 | 14.4 | 8.3 | 14.4 | 6.7 | 18.3 | 3.3
11 | 3 | 10 | -1.1 | 23.3 | 17.8 | 20 | 16.1 | 14.3 | -3.1 | 32 | 1.2 | 9 | 4 | 21.1 | 10.9 | 15 | 7.8 | 16.3 | 10.4 | 11.7 | 10 | 10.6 | 8.7 | 12.8 | 5.6 | 15.6 | -5.6 | 21 | 18 | 21.1 | 18.3 | 26.7 | 24.4 | 23.7 | 13.3 | 27.2 | 24.4 | 23.9 | 15 | 23.3 | 16.1 | 14.4 | 4.4 | 20 | 2.2 | 13.3 | 8.9 | 13.3 | 7.2 | 15 | 7.8 | 17.8 | 13.7 | 22.8 | 20.6 | 25.6 | 21.1 | 21.7 | 14.4 | 6 | -2 | 3.3 | -6.1 | 5.7 | 3.2 | 9.4 | 5 | 17.8 | 5 | 6.7 | 5 | 12.8 | 2.8 | 11.7 | -0.6 | 16.7 | 12.8 | 22.8 | 9.4 | 17.8 | 13.9 | 20.6 | 15 | 19.4 | 5 | 4.4 | -4.4 | 18.9 | 16.7 | 17 | 11.1 | 17.2 | 13.3 | 11.1 | 3.9 | 17.2 | 7.2 | 21.1 | -8.3 | -1.5 | -2.1 | 9.6 | 1.2 | 15 | 1.7 | 13.9 | 7.8 | 22.8 | 10.9 | 18.3 | 14.4 | 15.6 | 11.7 | 16.1 | 5.6 | 23.3 | 20.6 | 15 | 14 | 12.6 | 6 | 19.8 | 8.8 | 16.7 | 13.3 | 15.6 | 15 | 16 | 0 | 21.7 | 21.7 | 25 | 20.1 | 12.8 | 2.8 | 18.3 | 13.3 | 20 | 16.1 | 8.3 | 5 | 25 | 22.2 | 24.4 | 1.1 | 20.6 | 12.8 | 19.4 | 14.4 | 25.6 | 20.6 | 18.9 | -0.6 | 12.2 | 11.7 | 8.3 | -1.1 | 10.6 | 3.9 | 17 | 8.2 | 9.4 | 4.4 | 12.2 | 8.3 | 13.3 | 6.7 | 15.9 | 5.5
9 | 3 | 7.2 | -0.6 | 22.8 | 18.3 | 20 | 16.7 | 10.7 | -2.4 | 30.7 | 2 | 8 | 4 | 19.4 | 10 | 15 | 8.3 | 13.9 | 9.4 | 11.7 | 9.4 | 10 | 8.4 | 12.2 | 5 | 12.2 | -7.2 | 20 | 18 | 20.6 | 18.3 | 26.7 | 24.4 | 21.1 | 13.3 | 27.2 | 24.4 | 23.3 | 15 | 23.3 | 16.1 | 13.9 | 5 | 20 | 0.6 | 10 | 8.9 | 12.2 | 7.2 | 14.4 | 7.2 | 16.7 | 13.3 | 22.8 | 20.6 | 24.4 | 21.7 | 20.6 | 14.4 | 4 | -2 | 3.3 | -6.1 | 4.4 | 2.8 | 8.9 | 5 | 16.1 | 1.7 | 5.6 | 4.4 | 12.8 | 2.8 | 10.8 | 0.5 | 16.1 | 12.8 | 21.9 | 9.8 | 17.8 | 13.9 | 20.6 | 15 | 21.7 | 1.1 | 3.3 | -3.3 | 18.3 | 17.2 | 15 | 11.1 | 16.1 | 13.3 | 10.2 | 3.9 | 15 | 6.7 | 19.4 | -7.2 | -1.7 | -2.2 | 8.9 | 1.7 | 12.8 | 2.2 | 13.3 | 7.8 | 21.7 | 10.6 | 16.7 | 14.4 | 15 | 11.7 | 15.6 | 7.2 | 23.3 | 20 | 15 | 14 | 11.7 | 6.1 | 17.2 | 7.2 | 16.7 | 13.3 | 15.6 | 14.4 | 14 | 0 | 21.1 | 20 | 23.9 | 20 | 11.9 | 4.4 | 17.8 | 13.9 | 19.4 | 16.1 | 7.8 | 5.1 | 24.8 | 22.3 | 23.9 | 1.1 | 19.8 | 13.5 | 18.9 | 15 | 25.2 | 20.7 | 17.8 | -0.6 | 12.2 | 11.7 | 6.7 | -1.1 | 10 | 3.9 | 14.4 | 7.2 | 8.3 | 4.4 | 9.4 | 7.8 | 11.7 | 6.1 | 13.5 | 6.9
8 | 2 | 4.4 | -0.6 | 21.7 | 18.3 | 21.1 | 16.7 | 7.2 | -2.8 | 29.4 | 1.7 | 8 | 4 | 18.3 | 8.6 | 14.4 | 7.2 | 13 | 9.5 | 11.1 | 8.3 | 9.4 | 8.4 | 11.1 | 5 | 10 | -6.7 | 20 | 18 | 20 | 17.8 | 26.7 | 24.4 | 19.8 | 13.8 | 27.2 | 24.4 | 22.2 | 15.6 | 22.8 | 16.1 | 12.2 | 5 | 19.4 | 6.1 | 8.9 | 8.3 | 10 | 7.8 | 13.3 | 7.2 | 16.7 | 13.3 | 22.8 | 21.1 | 23.9 | 20.6 | 20 | 14.4 | 3 | 0 | 2.2 | -6.1 | 3.9 | 2.6 | 7.2 | 4.4 | 13.9 | 2.2 | 4.4 | 4.4 | 12.8 | 2.8 | 9.8 | 0.9 | 16.1 | 12.8 | 20.9 | 9.5 | 16.1 | 13.9 | 20.6 | 15 | 18.9 | 1.1 | 3.3 | -2.8 | 17.8 | 16.1 | 13.9 | 10.5 | 15.6 | 13.3 | 9.2 | 4 | 15 | 6.7 | 18.3 | -6.7 | -1.3 | -1.9 | 8.5 | 1.9 | 10.6 | 1.7 | 13.3 | 7.8 | 20 | 9.3 | 17.8 | 15 | 14.4 | 11.1 | 15 | 7.2 | 22.8 | 19.4 | 14 | 13 | 10.6 | 5.8 | 16.5 | 7.2 | 15.6 | 13.3 | 15 | 13.9 | 13 | 0 | 20 | 19.4 | 23.7 | 19.9 | 10.9 | 5.3 | 16.1 | 13.3 | 20 | 16.7 | 7.2 | 5 | 24.6 | 22.1 | 21.7 | 1.1 | 19.1 | 14 | 17.8 | 15 | 24.8 | 20.5 | 15.6 | -0.6 | 12.2 | 11.7 | 5.6 | -2.2 | 8.9 | 3.3 | 14.2 | 7.1 | 6.1 | 3.9 | 8.3 | 7.2 | 13.3 | 4.4 | 11.1 | 7.2
7 | 2 | 6.1 | 0 | 20 | 17.2 | 20.6 | 16.7 | 6.1 | -3.4 | 27 | 2.1 | 8 | 4 | 17.2 | 7.3 | 14.4 | 6.1 | 12 | 9.4 | 10.6 | 8.3 | 9.4 | 8.1 | 11.1 | 5 | 10 | -6.7 | 20 | 18 | 18.9 | 17.2 | 26.7 | 25 | 18.5 | 13.8 | 26.1 | 24.4 | 21.7 | 15.6 | 22.8 | 16.1 | 11.7 | 5.6 | 17.2 | 7.2 | 8.3 | 7.2 | 10.6 | 6.7 | 12.8 | 5 | 16.7 | 13.1 | 21.7 | 21.1 | 21.7 | 19.4 | 20 | 14.4 | 4 | 1 | 1.8 | -5.1 | 3.3 | 2.4 | 6.7 | 4.4 | 12.8 | 2.8 | 2.8 | 2.8 | 11.7 | 1.1 | 8.9 | 1.7 | 15.6 | 12.8 | 20 | 9.4 | 16.1 | 13.9 | 20.6 | 15 | 17.2 | 1.1 | 2.8 | -2.8 | 16.7 | 16.1 | 12.8 | 9.7 | 16.1 | 13.9 | 8.3 | 3.9 | 14.4 | 7.2 | 16.7 | -5.6 | -1 | -1.9 | 8.2 | 1.8 | 8.9 | 2.2 | 12.8 | 8.3 | 18.4 | 8.1 | 19.4 | 15 | 14.4 | 10.6 | 15.6 | 6.1 | 22.2 | 18.9 | 14 | 13 | 9.4 | 5.4 | 15.7 | 7 | 15.6 | 13.9 | 15 | 13.9 | 13 | -1 | 19.4 | 19.4 | 23.5 | 19.7 | 10 | 6.1 | 15 | 12.8 | 20 | 16.1 | 6.7 | 5 | 24.4 | 22.2 | 19.4 | 1.1 | 18.3 | 14.4 | 16.7 | 14.4 | 24.4 | 20.6 | 16.7 | -0.6 | 12.2 | 11.7 | 3.3 | -1.7 | 8.9 | 4.4 | 14.1 | 7 | 5.6 | 3.3 | 7.8 | 6.7 | 12.8 | 5 | 10.4 | 6.9
6 | 2 | 5.6 | 1.1 | 19.4 | 18.3 | 20 | 17.2 | 5 | -4 | 24.6 | 2.1 | 8 | 4 | 16.1 | 5.6 | 13.9 | 7.2 | 11.1 | 9.4 | 10.6 | 7.8 | 8.9 | 7.7 | 10 | 5 | 8.9 | -6.1 | 20 | 19 | 18.9 | 17.2 | 26.7 | 25 | 17.2 | 13.9 | 25.6 | 24.4 | 21.1 | 15.6 | 22.8 | 15.6 | 11.7 | 3.9 | 13.9 | 10 | 7.8 | 6.1 | 9.4 | 7.8 | 12.2 | 5 | 16.7 | 12.8 | 21.1 | 20.6 | 20.6 | 19.4 | 21.7 | 13.9 | 4 | 0 | 1.5 | -4.8 | 2.8 | 2.2 | 6.1 | 3.9 | 11.7 | 3.9 | 1.7 | 1.7 | 10.6 | 2.2 | 8.9 | 2.7 | 14.4 | 12.2 | 19.4 | 9.6 | 15.6 | 13.9 | 19.7 | 15.6 | 15 | 1.7 | 2.8 | -3.9 | 15.6 | 15 | 11.7 | 8.9 | 16.1 | 13.3 | 7.4 | 4.2 | 13.3 | 7.8 | 16.1 | -8.9 | -0.6 | -1.7 | 7.8 | 1.7 | 6.1 | 0.6 | 12.8 | 8.3 | 16.7 | 6.7 | 18.9 | 14.4 | 14.4 | 10 | 15 | 6.7 | 22.2 | 18.9 | 16 | 14 | 8.3 | 5 | 15 | 6.7 | 16.1 | 14.4 | 15 | 13.9 | 12 | -2 | 17.8 | 17.2 | 23.3 | 19.4 | 9.4 | 6.3 | 15.6 | 13.3 | 19.4 | 15.6 | 5.9 | 4.6 | 24.2 | 21.9 | 18.9 | 1.1 | 17.9 | 15 | 16.1 | 14.4 | 24.4 | 20.7 | 13.9 | -1.1 | 12.2 | 11.7 | 2.8 | -2.2 | 7.2 | 5 | 13.9 | 6.7 | 5 | 3.3 | 7.2 | 6.7 | 11.1 | 5 | 9.6 | 6.5
8 | 5 | 5 | 1.1 | 18.9 | 17.8 | 19.4 | 17.2 | 3.9 | -5.6 | 22.2 | 1.7 | 7 | 4 | 15.7 | 6.2 | 13.3 | 7.8 | 11.1 | 9.2 | 10 | 7.2 | 8.9 | 7.6 | 8.3 | 4.4 | 7.2 | -6.1 | 19 | 18 | 19.4 | 17.8 | 26.1 | 24.4 | 17.6 | 14.3 | 23.9 | 23.9 | 20 | 15.6 | 21.7 | 15.6 | 9.4 | 4.4 | 12.8 | 10.6 | 7.2 | 5.6 | 8.9 | 6.7 | 12.8 | 5.6 | 16.1 | 12.7 | 21.1 | 20.6 | 20.6 | 19.4 | 19.4 | 13.9 | 3 | 0 | 1.1 | -4.7 | 2.4 | 1.8 | 5.6 | 3.9 | 10.6 | 3.9 | 1.7 | 1.7 | 9.4 | 2.2 | 8.9 | 3.5 | 13.9 | 12.2 | 18.9 | 9.4 | 15 | 13.9 | 18.7 | 15.8 | 14.4 | 0 | 1.7 | -3.9 | 16.1 | 15 | 11.1 | 8.5 | 15.6 | 13.3 | 6.5 | 4.5 | 12.2 | 8.3 | 15 | -8.9 | -0.4 | -1.5 | 7.2 | 1.5 | 5.6 | 1.7 | 12.8 | 8.3 | 15.8 | 6 | 18.9 | 14.4 | 12.8 | 10 | 13.9 | 7.2 | 21.7 | 18.3 | 11 | 9 | 8.3 | 5.1 | 14.1 | 7.4 | 16.7 | 15.6 | 15 | 13.9 | 10 | -1 | 18.3 | 17.8 | 22.8 | 19 | 8.9 | 6.5 | 15 | 12.8 | 19.4 | 15.6 | 5.2 | 4.3 | 24.1 | 21.8 | 18.9 | 1.7 | 17.6 | 15.6 | 16.1 | 14.4 | 24.4 | 20.9 | 12.2 | -1.1 | 12.2 | 11.7 | 1.1 | -2.8 | 6.7 | 4.4 | 13 | 6.6 | 4.4 | 3.3 | 6.7 | 6.1 | 9.4 | 5 | 8.9 | 6.1
5 | 3 | 4.4 | 1.1 | 18.3 | 17.2 | 18.3 | 16.1 | 4.3 | -5.1 | 21.1 | 1.9 | 7 | 5 | 15.4 | 7 | 12.8 | 7.2 | 11.1 | 9.1 | 9.4 | 7.2 | 8.3 | 7.3 | 7.8 | 4.4 | 7.2 | -6.1 | 19 | 18 | 18.9 | 16.7 | 26.1 | 24.4 | 17.9 | 14.6 | 23.9 | 23.3 | 19.4 | 16.1 | 22.2 | 15.6 | 8.3 | 4.4 | 13.3 | 10 | 7.8 | 6.7 | 8.3 | 5.6 | 12.2 | 5.6 | 15.6 | 12.6 | 19.4 | 19.4 | 20.6 | 19.4 | 19.4 | 13.9 | 3 | 0 | 0.7 | -4.7 | 2.1 | 1.5 | 5 | 3.9 | 9.4 | 4.4 | 1.1 | 1.1 | 8.3 | 2.2 | 8.9 | 4.4 | 13.3 | 11.7 | 18.3 | 9.4 | 14.4 | 13.9 | 17.8 | 16.1 | 11.1 | 0.6 | 1.1 | -3.3 | 15.6 | 15 | 10.6 | 8.2 | 15 | 12.8 | 5.6 | 4.4 | 12.2 | 8.3 | 12.8 | -9.4 | -0.2 | -1.5 | 6.7 | 1 | 3.9 | -0.6 | 12.2 | 7.2 | 14.8 | 5.3 | 18.3 | 13.9 | 12.2 | 10 | 12.8 | 7.2 | 21.1 | 18.3 | 8 | 7 | 8.3 | 5.4 | 13.1 | 8 | 16.1 | 15 | 15 | 13.9 | 9 | 0 | 17.8 | 17.2 | 22.2 | 18.4 | 8.3 | 6.7 | 12.8 | 11.7 | 17.8 | 15.6 | 4.4 | 3.9 | 23.9 | 21.7 | 20.6 | 1.1 | 17.2 | 16.1 | 16.1 | 14.4 | 24.4 | 21.1 | 10.6 | -0.6 | 12.2 | 11.7 | 0.6 | -2.2 | 6.7 | 4.4 | 12 | 6.3 | 3.3 | 2.8 | 6.1 | 5.6 | 10.6 | 5 | 7.8 | 5.1
2 | 2 | 3.3 | 0.6 | 18.9 | 18.3 | 18.3 | 15.6 | 4.6 | -5.6 | 20 | 2.4 | 7 | 4 | 15 | 7.2 | 12.8 | 7.2 | 11.1 | 8.9 | 10 | 7.8 | 8.9 | 6.8 | 7.8 | 4.4 | 8.3 | -6.1 | 18 | 18 | 18.9 | 17.2 | 25 | 24.4 | 18.3 | 15 | 23.9 | 23.3 | 20 | 16.1 | 22.2 | 15.6 | 8.9 | 4.4 | 12.2 | 10 | 8.9 | 7.2 | 7.8 | 5.6 | 11.7 | 5 | 15 | 12.2 | 20.6 | 20.6 | 21.7 | 20.6 | 19.4 | 13.9 | 3 | -1 | 0.4 | -4.4 | 1.7 | 1.1 | 5 | 3.9 | 8.9 | 3.3 | 1.1 | 1.1 | 8.3 | 2.2 | 8.9 | 3.5 | 12.8 | 11.1 | 17.9 | 10.6 | 13.9 | 13.9 | 17.4 | 15.9 | 12.8 | -0.6 | -0.6 | -4.4 | 15.6 | 15 | 10 | 7.8 | 13.9 | 12.2 | 5.4 | 4.4 | 11.7 | 8.3 | 12.8 | -8.9 | 0 | -1.7 | 6.1 | 0.6 | 3.3 | -1.1 | 11.7 | 7.8 | 13.9 | 4.4 | 18.9 | 14.4 | 12.2 | 10 | 11.7 | 6.7 | 20.6 | 17.8 | 8 | 5 | 8.3 | 5.6 | 12.2 | 8.3 | 15.6 | 15 | 15 | 13.9 | 7 | 1 | 16.7 | 16.1 | 21.7 | 17.8 | 8.1 | 6.4 | 12.8 | 11.7 | 17.8 | 16.1 | 4 | 3.4 | 23.9 | 21.8 | 18.9 | 1.7 | 17.4 | 16.3 | 16.1 | 14.4 | 24.2 | 21.3 | 11.1 | -1.1 | 12.2 | 11.7 | 0 | -1.7 | 6.7 | 4.4 | 11.1 | 6.1 | 2.8 | 2.2 | 6.1 | 5.6 | 11.7 | 4.4 | 6.7 | 4
2 | 2 | 2.8 | 0 | 17.2 | 17.2 | 17.8 | 15.6 | 5 | -6.7 | 18.9 | 2.2 | 6 | 4 | 14.6 | 7.4 | 11.1 | 7.2 | 11.8 | 9 | 10 | 7.8 | 8.9 | 6.8 | 7.2 | 3.3 | 6.7 | -6.1 | 18 | 18 | 19.4 | 17.8 | 25 | 25 | 18.7 | 15 | 23.9 | 23.3 | 18.9 | 16.1 | 21.7 | 15.6 | 7.2 | 4.4 | 11.7 | 10 | 8.9 | 7.2 | 7.2 | 5.6 | 11.7 | 4.4 | 14.6 | 12.1 | 20.6 | 20.6 | 20.6 | 19.4 | 19.4 | 14.4 | 0 | -1 | 0 | -5 | 4.3 | 2.8 | 5.6 | 4.4 | 7.8 | 3.9 | 0 | 0 | 8.3 | 2.2 | 8.9 | 2.7 | 12.2 | 11.1 | 17.6 | 11.4 | 14.4 | 13.9 | 17.1 | 15.8 | 10.6 | -1.1 | -0.6 | -3.9 | 13.9 | 13.9 | 12.6 | 9.5 | 13.9 | 12.2 | 5.2 | 4.2 | 11.1 | 7.8 | 9.4 | -8.9 | -0.2 | -1.5 | 7.6 | 0.3 | 3.9 | -0.6 | 11.1 | 8.9 | 14.6 | 5.7 | 17.2 | 14.4 | 11.7 | 9.4 | 10.6 | 6.1 | 20.6 | 17.8 | 7 | 4 | 8.3 | 6 | 12.9 | 8.6 | 15 | 14.4 | 14.4 | 13.3 | 8 | 1 | 17.2 | 17.2 | 21.3 | 17.5 | 8 | 6.3 | 12.2 | 11.1 | 17.8 | 15.6 | 3.7 | 3.1 | 23.9 | 22 | 18.9 | 1.1 | 17.6 | 16.5 | 15.6 | 13.9 | 24.1 | 21.4 | 10.6 | -1.1 | 11.7 | 11.7 | -0.6 | -2.2 | 5.6 | 5 | 12.8 | 6.9 | 1.7 | 1.1 | 7.2 | 6.1 | 10.6 | 4.4 | 5.6 | 2.8
4 | 4 | 3.9 | 1.1 | 21.1 | 19.4 | 18.9 | 16.1 | 9.3 | -4.4 | 20.7 | 3 | 8 | 6 | 14.3 | 7.8 | 12.2 | 7.8 | 12.6 | 9.3 | 10 | 7.8 | 9.4 | 7.3 | 10 | 3.9 | 8.3 | -5 | 20 | 18 | 17.8 | 16.7 | 25.6 | 25 | 19 | 15.1 | 23.9 | 23.3 | 18.9 | 16.1 | 21.7 | 16.1 | 9.4 | 5.6 | 11.7 | 10.6 | 11.1 | 8.9 | 6.7 | 5 | 11.7 | 4.4 | 14.3 | 12 | 21.7 | 21.1 | 21.7 | 20.6 | 20 | 16.1 | 1 | -1 | 2.2 | -3.3 | 6.8 | 4.1 | 7.2 | 6.7 | 7.8 | 4.4 | 1.1 | 1.1 | 9.4 | 2.8 | 8.9 | 1.7 | 13.9 | 12.2 | 17.2 | 12.2 | 15.6 | 13.9 | 16.7 | 15.6 | 11.1 | -0.6 | 1.7 | -2.8 | 13.9 | 13.9 | 15.2 | 10.8 | 14.4 | 12.8 | 5 | 3.9 | 11.7 | 8.9 | 9.4 | -8.3 | -0.4 | -1.5 | 9.1 | 0 | 6.1 | 1.1 | 11.7 | 8.9 | 15.4 | 6.7 | 17.2 | 15 | 11.7 | 9.4 | 11.1 | 5.6 | 20 | 17.8 | 7 | 4 | 8.3 | 6.3 | 13.7 | 9.2 | 16.1 | 15 | 14.4 | 13.3 | 9 | 1 | 17.2 | 16.7 | 21 | 17.2 | 7.8 | 6.1 | 12.2 | 11.1 | 18.9 | 16.1 | 3.3 | 2.8 | 23.9 | 22.2 | 16.7 | 1.1 | 17.8 | 16.7 | 15.6 | 13.9 | 23.9 | 21.7 | 11.1 | -1.1 | 12.2 | 11.7 | 2.2 | -2.2 | 7.2 | 5.6 | 14.4 | 7.2 | 5.6 | 3.9 | 8.3 | 6.7 | 13.3 | 5.6 | 8 | 4.6
5 | 5 | 5.6 | 2.2 | 23.3 | 20.6 | 18.9 | 16.1 | 13.5 | -4.1 | 22.6 | 3.2 | 9 | 7 | 13.9 | 7.8 | 14.4 | 7.8 | 13.3 | 9.4 | 11.7 | 6.1 | 10 | 8.1 | 13.3 | 4.4 | 12.2 | -5 | 24 | 18 | 20.6 | 18.3 | 25.6 | 23.3 | 19.4 | 15 | 24.4 | 23.3 | 20.6 | 16.7 | 23.3 | 16.7 | 12.8 | 5 | 12.8 | 10.6 | 14.4 | 10 | 10 | 8.3 | 11.7 | 5 | 13.9 | 11.7 | 22.8 | 22.2 | 25 | 21.7 | 18.3 | 16.7 | 7 | 3 | 3.9 | -5 | 9.4 | 5.6 | 10.6 | 8.3 | 8.3 | 5 | 4.4 | 1.7 | 11.1 | 3.3 | 9.1 | 2 | 15 | 13.3 | 17.2 | 12.6 | 16.7 | 13.9 | 20.6 | 17.2 | 12.8 | -0.6 | 5 | -1.1 | 15 | 14.4 | 17.8 | 12.2 | 16.1 | 13.3 | 5 | 4 | 13.3 | 9.4 | 13.9 | -7.8 | -0.6 | -1.7 | 10.6 | -1.1 | 9.4 | 0.6 | 12.2 | 10 | 16.1 | 7.8 | 17.2 | 15.6 | 12.2 | 8.9 | 13.3 | 6.7 | 21.1 | 18.3 | 7 | 4 | 8.3 | 6.7 | 14.4 | 9.4 | 17.8 | 15 | 15 | 13.9 | 11 | 1 | 20 | 19.4 | 20.6 | 16.7 | 7.8 | 6 | 13.3 | 11.7 | 21.1 | 17.2 | 5.9 | 3.4 | 25.4 | 22.5 | 22.2 | 1.7 | 19.1 | 17.1 | 16.7 | 14.4 | 24.1 | 21.8 | 13.9 | -1.7 | 12.2 | 12.2 | 4.4 | -1.7 | 8.3 | 6.7 | 16.1 | 7.8 | 8.3 | 5 | 9.4 | 7.2 | 16.7 | 6.1 | 10.4 | 6.4
6 | 5 | 6.7 | 2.2 | 25.6 | 20.6 | 18.3 | 16.1 | 17.8 | -5 | 24.4 | 3.9 | 12 | 7 | 15.9 | 7.4 | 16.7 | 8.3 | 14.4 | 9.5 | 13.9 | 6.1 | 11.1 | 8.5 | 16.1 | 5.6 | 13.9 | -3.9 | 27 | 18 | 23.3 | 19.4 | 26.7 | 23.9 | 22.2 | 16 | 26.7 | 23.3 | 22.2 | 17.2 | 25.6 | 16.7 | 15 | 5 | 14.4 | 10.6 | 17.2 | 8.9 | 12.8 | 9.4 | 11.1 | 6.1 | 16.3 | 13.3 | 25 | 23.9 | 26.7 | 21.1 | 18.9 | 17.2 | 9 | -1 | 4.4 | -6.1 | 10.2 | 6.2 | 13.9 | 8.9 | 10 | 5.6 | 7.2 | 0.6 | 13.9 | 3.3 | 9.2 | 2.3 | 17.8 | 13.9 | 17.2 | 12.6 | 17.8 | 13.3 | 24.4 | 18.6 | 14.4 | -1.1 | 6.1 | -3.9 | 17.2 | 15.6 | 19.3 | 10.1 | 18.3 | 14.4 | 5 | 4 | 16.1 | 10.6 | 16.7 | -7.8 | 0.3 | -1 | 11.9 | -0.5 | 11.1 | 2.8 | 13.3 | 10 | 17.2 | 8.9 | 16.1 | 15.6 | 12.8 | 9.4 | 15.6 | 7.8 | 22.2 | 18.9 | 8 | 4 | 10 | 7.1 | 15.9 | 9.6 | 20 | 16.1 | 15.6 | 13.9 | 13 | 2 | 21.7 | 19.4 | 22.1 | 17.1 | 7.8 | 5.8 | 15.6 | 12.8 | 23.9 | 17.8 | 8.5 | 4 | 26.8 | 22.6 | 24.4 | 2.2 | 20.4 | 17.6 | 19.4 | 13.9 | 24.2 | 21.9 | 17.8 | -2.2 | 13.3 | 12.8 | 5 | -2.8 | 8.9 | 6.1 | 18.5 | 8.8 | 10.6 | 3.9 | 10 | 7.8 | 20.6 | 6.1 | 12.8 | 7.8
8 | 6 | 7.2 | 2.2 | 27.2 | 19.4 | 19.4 | 16.7 | 19.3 | -4.3 | 27.2 | 4.9 | 12 | 7 | 18 | 6.9 | 17.8 | 8.9 | 15.6 | 9.5 | 14.4 | 6.1 | 13.9 | 8.3 | 18.9 | 0.6 | 15 | -3.9 | 28 | 21 | 26.1 | 19.4 | 28.3 | 24.4 | 25 | 16.5 | 27.8 | 23.3 | 24.4 | 17.8 | 26.1 | 16.1 | 17.2 | 5 | 15.6 | 9.4 | 20 | 8.3 | 16.1 | 10 | 11.7 | 6.1 | 18.7 | 14.4 | 18.9 | 18.9 | 27.2 | 21.7 | 20 | 16.7 | 11 | -2 | 6.1 | -5.6 | 10.9 | 6.7 | 15 | 8.3 | 12.2 | 4.4 | 10 | 0 | 15.6 | 4.4 | 9.4 | 2.8 | 20 | 14.4 | 17.2 | 12.8 | 20 | 13.3 | 28.3 | 19.4 | 16.1 | -1.1 | 8.9 | -3.3 | 19.4 | 16.7 | 20.7 | 6.7 | 20.6 | 15.6 | 5 | 3.9 | 17.8 | 10.6 | 18.9 | -7.2 | 1.3 | -0.5 | 13.1 | -0.2 | 14.4 | 2.8 | 15 | 10.6 | 18.3 | 9.7 | 13.3 | 12.8 | 15.6 | 9.4 | 17.8 | 7.8 | 23.3 | 20 | 11 | 5 | 11.6 | 7.2 | 17.4 | 9.6 | 20.6 | 16.1 | 16.1 | 13.9 | 14 | 2 | 23.9 | 19.4 | 23.5 | 16.8 | 7.8 | 5.6 | 17.8 | 13.9 | 26.1 | 16.7 | 11.1 | 3.9 | 28.3 | 22.8 | 25 | 2.2 | 21.7 | 17.8 | 21.1 | 14.4 | 24.4 | 22.2 | 19.4 | -3.3 | 13.9 | 13.3 | 6.1 | -1.1 | 10 | 5.6 | 20.9 | 9.5 | 11.7 | 3.3 | 11.1 | 8.9 | 23.9 | -3.3 | 14.3 | 8.1
12 | 6 | 8.3 | 2.2 | 27.2 | 17.2 | 19.4 | 16.7 | 20.7 | -5.3 | 30 | 6 | 13 | 7 | 20 | 5 | 18.3 | 10 | 16.7 | 9.4 | 15 | 5.6 | 16.1 | 7.8 | 21.7 | -1.1 | 16.7 | -3.3 | 28 | 21 | 27.8 | 18.3 | 29.4 | 23.3 | 27.8 | 16.7 | 28.9 | 23.9 | 25.6 | 17.8 | 27.8 | 16.7 | 18.3 | 5 | 16.1 | 9.4 | 24.4 | 8.3 | 12.8 | 8.9 | 11.7 | 6.1 | 21.1 | 15.6 | 18.9 | 17.8 | 28.3 | 21.7 | 21.1 | 15 | 12 | -2 | 6.7 | -5 | 11.7 | 7.2 | 15.6 | 8.3 | 13.9 | 3.9 | 10.6 | 0.6 | 17.8 | 5.6 | 10.2 | 3.3 | 21.1 | 13.3 | 17.6 | 12.7 | 22.2 | 12.8 | 29.4 | 18.2 | 16.7 | -0.6 | 8.9 | -4.4 | 21.7 | 16.7 | 22.2 | 1.1 | 22.2 | 16.1 | 5.4 | 4.2 | 20 | 10.6 | 20.6 | -6.1 | 2.2 | 0 | 14.4 | 0 | 17.8 | 0.6 | 16.7 | 11.1 | 19.4 | 10.6 | 12.2 | 11.7 | 17.8 | 9.4 | 19.4 | 5.6 | 24.4 | 20.6 | 12 | 7 | 13.3 | 7.2 | 18.9 | 9.4 | 23.3 | 17.2 | 17.2 | 15 | 17 | 3 | 25.6 | 20 | 25 | 16.7 | 8 | 5.7 | 20.6 | 13.3 | 26.7 | 15.6 | 13.1 | 3.8 | 29.2 | 22 | 27.8 | 2.2 | 23.5 | 18.4 | 22.8 | 15 | 25.3 | 22 | 20.6 | -4.4 | 14.4 | 13.9 | 9.4 | -0.6 | 11.7 | 5.6 | 23.3 | 10 | 12.8 | 3.3 | 12.8 | 10 | 24.4 | -4.4 | 15.7 | 8
14 | 6 | 10 | 1.1 | 30 | 17.8 | 19.4 | 16.7 | 22.2 | -6.7 | 32.8 | 7.2 | 13 | 7 | 21.1 | 4.7 | 18.9 | 9.4 | 17.4 | 9.6 | 16.1 | 5.6 | 16.7 | 6.7 | 22.8 | -3.9 | 17.2 | -3.9 | 29 | 21 | 27.8 | 17.2 | 30 | 22.8 | 28.9 | 16.5 | 30 | 24.4 | 27.2 | 17.8 | 28.9 | 16.7 | 18.3 | 5 | 17.8 | 6.7 | 26.1 | 7.2 | 13.9 | 8.3 | 12.2 | 6.7 | 21.3 | 15.6 | 18.9 | 17.8 | 28.3 | 21.7 | 23.3 | 14.4 | 12 | -3 | 8.9 | -5 | 10.9 | 6.9 | 11.7 | 8.3 | 15 | 1.1 | 10.6 | 0 | 20 | 5.6 | 10.9 | 3.9 | 21.7 | 12.8 | 17.9 | 12.8 | 22.8 | 11.7 | 30.6 | 16.6 | 18.3 | -0.6 | 9.4 | -6.1 | 23.9 | 16.1 | 22.6 | 3.7 | 22.8 | 16.1 | 5.7 | 4.2 | 21.7 | 10.6 | 22.8 | -3.3 | 2.9 | 0.1 | 15.5 | -0.2 | 20.6 | 1.1 | 16.1 | 11.1 | 20.3 | 11.3 | 12.8 | 11.7 | 17.8 | 9.4 | 19.4 | 5 | 27.2 | 20.6 | 12 | 7 | 14.2 | 7.1 | 20.7 | 10.8 | 25 | 15.6 | 18.3 | 14.4 | 17 | 2 | 27.2 | 20 | 25.6 | 16.2 | 8.1 | 5.6 | 22.2 | 13.3 | 28.9 | 16.7 | 15.2 | 3.7 | 30.2 | 21.3 | 31.1 | 2.2 | 25.4 | 18.6 | 24.4 | 15.6 | 26.3 | 22 | 21.7 | 5.6 | 15.6 | 14.4 | 10.6 | -1.1 | 13.3 | 5.6 | 24.6 | 9.4 | 13.3 | 3.9 | 16.1 | 10.6 | 25.6 | -6.1 | 17.2 | 7.8
16 | 6 | 9.4 | 2.2 | 30 | 17.8 | 19.4 | 16.7 | 22.8 | -4.6 | 33.9 | 7.1 | 14 | 9 | 22.2 | 4.3 | 19.4 | 9.4 | 18.2 | 9.8 | 16.7 | 4.4 | 17.2 | 7.8 | 25 | -3.3 | 19.4 | -5 | 29 | 21 | 29.4 | 16.1 | 30 | 22.8 | 30 | 15.7 | 31.1 | 23.9 | 27.8 | 16.7 | 29.4 | 16.1 | 19.4 | 4.4 | 18.3 | 5.6 | 26.7 | 8.9 | 15.6 | 7.2 | 12.8 | 6.7 | 21.5 | 15.6 | 22.8 | 19.4 | 27.2 | 21.1 | 25 | 13.3 | 12 | -4 | 10 | -4.4 | 10.2 | 6.6 | 8.9 | 7.8 | 16.1 | 2.8 | 11.7 | 0 | 20.6 | 6.1 | 11.7 | 4.4 | 22.8 | 12.2 | 18.3 | 12.8 | 23.3 | 11.1 | 31.7 | 15 | 20 | 0 | 10.6 | -5 | 25 | 16.7 | 22.9 | 6.2 | 22.2 | 15.6 | 6.1 | 4.4 | 23.3 | 10.6 | 25 | -3.3 | 3.7 | 0.4 | 16.7 | -0.1 | 21.7 | -3.3 | 17.2 | 12.2 | 21.3 | 11.7 | 12.8 | 11.7 | 18.3 | 8.3 | 19.4 | 5 | 28.3 | 20.6 | 13 | 6 | 15.2 | 6.8 | 22.6 | 12 | 26.1 | 16.1 | 20 | 14.4 | 19 | 3 | 27.8 | 19.4 | 26.1 | 15.8 | 8.3 | 5.6 | 23.3 | 13.3 | 28.3 | 15.6 | 17.2 | 2.8 | 31.1 | 20 | 32.2 | 2.2 | 27.2 | 18.9 | 25.6 | 15.6 | 27.2 | 21.7 | 23.3 | 6.1 | 16.1 | 14.4 | 12.8 | 1.7 | 12.8 | 4.4 | 25.9 | 8.9 | 13.9 | 3.9 | 17.2 | 9.4 | 26.1 | -5.6 | 18.9 | 6.1
17 | 5 | 10.6 | 1.1 | 30 | 18.3 | 20 | 17.2 | 23.3 | -4.2 | 35 | 6.4 | 14 | 7 | 23.3 | 3.3 | 19.4 | 10.6 | 18.9 | 10 | 15.6 | 5.6 | 17.2 | 7.8 | 25.6 | -3.3 | 19.4 | -4.4 | 29 | 21 | 29.4 | 16.7 | 27.8 | 24.4 | 31.1 | 15 | 31.1 | 23.9 | 28.3 | 16.1 | 27.8 | 16.1 | 20.6 | 4.4 | 19.4 | 6.1 | 27.2 | 8.3 | 17.2 | 6.1 | 15.6 | 7.8 | 21.7 | 15.6 | 26.1 | 21.7 | 20 | 17.2 | 24.4 | 13.3 | 13 | -2 | 11.7 | -7.2 | 9.4 | 6.1 | 12.8 | 10 | 16.1 | 0 | 12.2 | -0.6 | 21.7 | 6.1 | 11.1 | 4.6 | 23.3 | 11.7 | 18.3 | 12.8 | 23.9 | 11.1 | 31.9 | 14.1 | 21.1 | 0.6 | 11.1 | -4.4 | 25.6 | 16.7 | 23.3 | 8.3 | 22.8 | 16.1 | 7.6 | 4.9 | 22.2 | 10 | 26.1 | -2.2 | 4.4 | 0.6 | 17.8 | -0.6 | 23.3 | -2.2 | 20 | 13.3 | 22.2 | 12.2 | 15 | 12.2 | 18.9 | 9.4 | 20 | 5 | 30 | 20.6 | 14 | 7 | 16.1 | 6.1 | 24.4 | 13.3 | 29.4 | 15.6 | 20 | 13.9 | 20 | 6 | 27.8 | 19.4 | 26.7 | 15 | 8.5 | 6.1 | 24.4 | 12.8 | 27.8 | 15.6 | 18.5 | 2.4 | 30.9 | 20.5 | 33.3 | 2.8 | 27.8 | 18.8 | 26.7 | 16.1 | 27.8 | 21.8 | 24.4 | 4.4 | 17.2 | 15.6 | 13.3 | 0 | 13.9 | 4.4 | 27.2 | 7.8 | 14.4 | 3.9 | 20 | 9.4 | 25.6 | -5.6 | 20.5 | 2.8
19 | 6 | 12.8 | 0.6 | 31.1 | 17.8 | 20 | 16.7 | 23.9 | -3.3 | 36.1 | 6.7 | 14 | 7 | 23.9 | 3.3 | 19.4 | 11.1 | 18.5 | 9.9 | 16.1 | 5.6 | 16.7 | 6.7 | 26.1 | -3.3 | 20.6 | -5 | 27 | 22 | 29.4 | 16.7 | 29.4 | 23.9 | 31.1 | 13.9 | 31.1 | 23.9 | 28.9 | 15.6 | 28.9 | 16.7 | 20.6 | 3.9 | 20.6 | 5 | 27.2 | 3.9 | 18.3 | 3.9 | 15.6 | 8.3 | 22.8 | 15.9 | 27.2 | 19.4 | 19.4 | 17.8 | 25 | 6.7 | 13 | -2 | 11.7 | -4.4 | 8.7 | 6.3 | 15.6 | 7.2 | 17.2 | 0 | 12.2 | -0.6 | 22.2 | 6.7 | 10.6 | 5 | 23.9 | 12.8 | 18.3 | 12.8 | 24.4 | 10 | 32 | 13.3 | 22.2 | 0 | 11.7 | -4.4 | 25.6 | 16.7 | 22.6 | 8.4 | 22.2 | 16.1 | 9.1 | 5.3 | 23.3 | 9.4 | 26.7 | -3.3 | 4.2 | 0.9 | 18.3 | -0.4 | 25.6 | -3.3 | 22.2 | 13.9 | 21.8 | 11.8 | 17.2 | 12.8 | 19.4 | 10.6 | 20.6 | 6.1 | 30.6 | 20.6 | 14 | 6 | 16.3 | 5.3 | 24.8 | 12.8 | 26.1 | 11.7 | 21.7 | 14.4 | 21 | 6 | 28.9 | 19.4 | 27.6 | 14.6 | 8.7 | 6.7 | 24.4 | 11.7 | 28.9 | 16.1 | 19.8 | 1.3 | 30.8 | 21.3 | 34.4 | 2.8 | 28.3 | 18.4 | 26.7 | 16.1 | 28.3 | 22.1 | 25 | 1.7 | 18.3 | 16.1 | 14.4 | 2.2 | 15.6 | 4.4 | 27.4 | 7.8 | 15.6 | 3.9 | 20.6 | 9.4 | 26.1 | -5.6 | 22.2 | -1.7
20 | 4 | 11.7 | -1.1 | 30 | 18.3 | 20 | 16.7 | 23.9 | -3.8 | 36.3 | 5.6 | 14 | 7 | 24.4 | 2.5 | 19.4 | 11.1 | 18.2 | 9.6 | 16.1 | 6.1 | 16.7 | 6.1 | 26.7 | -1.1 | 21.1 | -5.6 | 27 | 23 | 28.9 | 17.2 | 26.1 | 20 | 31.1 | 13 | 32.2 | 24.4 | 29.4 | 15.6 | 27.8 | 16.1 | 21.1 | 4.4 | 21.1 | 5.6 | 26.7 | 7.8 | 18.9 | 2.8 | 16.1 | 8.9 | 23.9 | 16 | 27.2 | 20 | 20.6 | 18.3 | 23.9 | 6.1 | 13 | -3 | 10.6 | -4.4 | 7.9 | 6.5 | 16.1 | 7.2 | 16.1 | 2.8 | 11.7 | -1.1 | 23.3 | 7.2 | 10 | 5 | 22.8 | 12.2 | 18.3 | 12.8 | 24.4 | 10.6 | 32.2 | 12.8 | 22.2 | 0 | 12.8 | -5.6 | 26.1 | 16.1 | 21.8 | 8.4 | 23.3 | 16.7 | 10.6 | 5.6 | 23.3 | 9.4 | 28.3 | -5 | 4.1 | 1.5 | 18.9 | 0 | 25 | -1.7 | 21.7 | 13.9 | 21.5 | 11.6 | 18.3 | 12.2 | 18.9 | 10.6 | 21.1 | 5 | 30.6 | 20.6 | 16 | 6 | 16.5 | 3.9 | 25.2 | 12.5 | 21.1 | 17.8 | 21.7 | 12.8 | 21 | 7 | 29.4 | 18.3 | 28.5 | 13.6 | 8.9 | 7.2 | 25 | 12.2 | 28.9 | 16.1 | 21.1 | 0.6 | 30.6 | 21.7 | 34.4 | 4.4 | 28.9 | 18.3 | 26.7 | 16.1 | 28.9 | 22.2 | 26.1 | 0 | 18.9 | 16.7 | 15.6 | 2.2 | 16.1 | 3.9 | 27.6 | 7.5 | 13.9 | 2.8 | 21.7 | 8.9 | 26.7 | -4.4 | 20.5 | 0.3
21 | 4 | 11.7 | -0.6 | 29.4 | 17.8 | 20.6 | 16.7 | 23.9 | -5.5 | 36.5 | 5.7 | 14 | 8 | 25 | 2.2 | 18.9 | 11.7 | 17.8 | 9.4 | 15.6 | 5 | 15 | 6.1 | 26.1 | -0.6 | 21.7 | -6.1 | 27 | 23 | 28.3 | 16.7 | 25 | 21.7 | 31.1 | 11.7 | 31.7 | 24.4 | 30.6 | 15.6 | 27.8 | 16.7 | 21.1 | 4.4 | 20 | 4.4 | 26.1 | 7.2 | 18.3 | 1.7 | 16.1 | 8.9 | 25 | 16.1 | 27.2 | 20.6 | 21.1 | 18.9 | 22.2 | 5.6 | 14 | -5 | 10.6 | -3.9 | 7.2 | 6.7 | 15 | 5.6 | 16.1 | 3.3 | 12.2 | -1.7 | 23.3 | 7.2 | 9.4 | 5.6 | 23.9 | 10.6 | 18.3 | 12.8 | 25 | 10.6 | 31.5 | 13.3 | 20.6 | -0.6 | 13.3 | -7.2 | 25.6 | 16.1 | 21.1 | 8.3 | 23.3 | 16.1 | 10.4 | 5 | 22.8 | 10.6 | 27.8 | -5 | 3.9 | 1.7 | 19.4 | 0 | 25 | 0 | 22.2 | 13.9 | 21.1 | 11.1 | 17.8 | 12.2 | 18.9 | 10 | 21.1 | 5 | 30.6 | 19.4 | 16 | 4 | 16.7 | 2.8 | 25.6 | 11.7 | 25 | 15.6 | 21.7 | 12.8 | 21 | 8 | 28.3 | 20 | 29.4 | 12.8 | 8.9 | 7.2 | 24.4 | 11.7 | 28.9 | 16.1 | 21.3 | -0.1 | 29.5 | 22 | 32.8 | 2.8 | 28.3 | 18.4 | 26.1 | 16.1 | 28.9 | 22.2 | 25.6 | -4.4 | 21.1 | 17.2 | 16.1 | 2.8 | 16.1 | 3.9 | 27.8 | 7.8 | 14.4 | 3.9 | 22.2 | 8.9 | 25.6 | -6.1 | 18.9 | 1.9
21 | 2 | 11.7 | -0.6 | 28.3 | 18.3 | 20.6 | 16.1 | 23.9 | -7.2 | 36.7 | 5 | 14 | 7 | 23.7 | 3.6 | 18.3 | 11.7 | 16.5 | 9.5 | 15 | 4.4 | 14.4 | 6.8 | 25 | -2.2 | 22.2 | -6.1 | 27 | 22 | 27.2 | 18.9 | 25.6 | 21.7 | 29.8 | 12.3 | 30.6 | 24.4 | 29.4 | 15.6 | 27.8 | 16.7 | 21.1 | 3.3 | 20.6 | 4.4 | 25.6 | 7.2 | 17.8 | 0.6 | 17.2 | 8.9 | 24.8 | 16 | 27.2 | 20.6 | 23.3 | 19.4 | 20.6 | 3.9 | 14 | -4 | 9.4 | -2.8 | 7.2 | 6.8 | 15 | 3.9 | 14.4 | 1.7 | 12.8 | -1.7 | 23.3 | 7.2 | 8.9 | 6.2 | 22.8 | 12.8 | 18.3 | 12.8 | 24.4 | 10 | 30.7 | 13.5 | 21.1 | -1.7 | 12.8 | -3.9 | 25 | 16.7 | 20.5 | 10.3 | 22.2 | 16.1 | 10.2 | 4.6 | 23.3 | 8.3 | 27.8 | -3.3 | 3.5 | 1.4 | 18.7 | 0.3 | 23.3 | 1.1 | 21.1 | 13.3 | 19.6 | 11.4 | 16.1 | 12.2 | 18.9 | 9.4 | 21.1 | 4.4 | 30 | 20 | 16 | 6 | 16.1 | 2.9 | 24.5 | 12.5 | 25 | 11.7 | 22.2 | 13.9 | 22 | 9 | 28.3 | 20.6 | 28.1 | 12.9 | 8.9 | 7.2 | 24.4 | 14.4 | 26.7 | 17.8 | 21.5 | -0.4 | 28.3 | 22.1 | 31.7 | 2.8 | 27.8 | 18.2 | 25.6 | 16.1 | 28.9 | 22.2 | 25.6 | -5 | 21.1 | 17.2 | 17.2 | 3.3 | 15.6 | 3.9 | 25.9 | 8.9 | 15.6 | 3.3 | 21.7 | 7.8 | 25.6 | -5 | 17.2 | 2.8
20 | 3 | 11.7 | -0.6 | 27.8 | 18.3 | 19.4 | 16.7 | 20.6 | -3.4 | 35.2 | 3.7 | 14 | 7 | 22.4 | 4.5 | 17.2 | 11.7 | 15.2 | 9.6 | 13.3 | 5.6 | 12.8 | 6.4 | 25 | -1.7 | 21.7 | -6.1 | 26 | 22 | 26.7 | 19.4 | 26.7 | 21.1 | 28.5 | 12.8 | 28.9 | 23.9 | 28.9 | 15.6 | 26.1 | 16.7 | 20.6 | 2.2 | 20.6 | 4.4 | 23.9 | 7.2 | 16.7 | 0.6 | 16.7 | 9.4 | 24.6 | 15.8 | 26.1 | 21.1 | 22.8 | 18.3 | 19.4 | 4.4 | 14 | -2 | 8.3 | -1.1 | 7.2 | 7.1 | 14.4 | 2.2 | 13.9 | 0 | 12.2 | -1.7 | 22.8 | 7.2 | 8.3 | 6.7 | 21.7 | 11.7 | 18.3 | 12.8 | 23.3 | 10.6 | 30 | 14.4 | 18.9 | -1.7 | 10 | -1.7 | 23.3 | 16.7 | 20 | 12 | 22.2 | 17.2 | 10 | 3.9 | 22.2 | 7.8 | 27.8 | -3.9 | 3.2 | 0.9 | 17.9 | 0.5 | 21.7 | 1.7 | 21.7 | 13.9 | 18.2 | 11.3 | 16.1 | 10 | 17.2 | 8.9 | 20 | 3.9 | 28.3 | 20.6 | 15 | 4 | 15.6 | 3.4 | 23.3 | 12.9 | 24.4 | 8.3 | 21.1 | 12.2 | 21 | 11 | 26.7 | 19.4 | 26.9 | 12.6 | 8.9 | 7.2 | 23.9 | 13.3 | 25.6 | 18.3 | 21.7 | -1.1 | 27.2 | 22.2 | 30.6 | 2.8 | 27.2 | 18.3 | 25 | 16.1 | 28.9 | 22.2 | 24.4 | -3.3 | 20.6 | 17.2 | 15 | 3.3 | 15.6 | 3.3 | 24.1 | 9.7 | 14.4 | 3.9 | 21.1 | 7.2 | 23.9 | -1.7 | 15.4 | 4.5
19 | 4 | 11.1 | -1.1 | 25 | 16.1 | 19.4 | 17.2 | 17.2 | -1.7 | 33.7 | 3.5 | 13 | 8 | 21.1 | 5 | 15.6 | 11.7 | 13.9 | 9.4 | 12.2 | 5 | 12.2 | 6.7 | 22.2 | 0 | 20.6 | -6.7 | 25 | 22 | 25.6 | 18.3 | 25.6 | 21.7 | 27.2 | 13.3 | 22.8 | 21.7 | 28.3 | 16.1 | 25 | 16.7 | 18.9 | 3.3 | 20.6 | 3.3 | 20.6 | 6.1 | 15 | 1.7 | 16.1 | 8.9 | 24.4 | 15.6 | 24.4 | 21.1 | 22.2 | 19.4 | 18.3 | 3.3 | 13 | -3 | 7.8 | -1.1 | 7.2 | 7.2 | 12.8 | 2.2 | 11.7 | -1.7 | 11.1 | -2.2 | 20.6 | 5.6 | 7.9 | 6.2 | 20.6 | 11.1 | 17.8 | 12.3 | 21.7 | 11.1 | 26.9 | 15.9 | 16.1 | -2.2 | 11.1 | -4.4 | 21.1 | 17.2 | 19.4 | 13.3 | 21.1 | 16.7 | 8.3 | 4 | 21.1 | 8.9 | 26.1 | -5 | 2.8 | 0.6 | 17.2 | 0.6 | 18.9 | 1.7 | 20.6 | 13.9 | 16.7 | 11.1 | 14.4 | 7.8 | 16.7 | 8.9 | 18.9 | 3.3 | 26.7 | 18.9 | 14 | 4 | 15 | 3.3 | 22.2 | 13.3 | 22.8 | 6.7 | 20 | 13.9 | 19 | 9 | 25 | 19.4 | 25.6 | 12.2 | 8.7 | 7.2 | 23.9 | 12.8 | 23.3 | 17.2 | 20.2 | -0.9 | 26.7 | 22.3 | 28.9 | 2.2 | 26.5 | 18.4 | 23.3 | 16.1 | 28 | 22.5 | 23.3 | 0.6 | 20 | 17.2 | 13.9 | 3.9 | 14.4 | 3.9 | 22.2 | 10 | 12.2 | 3.9 | 20.6 | 7.2 | 20 | 9.4 | 13.5 | 5.7
17 | 4 | 10.6 | 0 | 20 | 20 | 20 | 17.2 | 13.9 | -1.7 | 32.2 | 2.8 | 13 | 8 | 19.6 | 4.9 | 15.6 | 10.6 | 13 | 9.5 | 11.1 | 5.6 | 10.6 | 6.9 | 21.1 | -0.6 | 17.8 | -7.2 | 24 | 21 | 25 | 17.8 | 25 | 23.3 | 25.2 | 15.8 | 22.2 | 21.7 | 27.8 | 15.6 | 24.4 | 17.2 | 16.7 | 3.3 | 18.3 | 5 | 17.8 | 7.2 | 12.8 | 1.7 | 14.4 | 8.9 | 22.4 | 15.8 | 23.9 | 21.1 | 21.1 | 18.9 | 17.8 | 3.3 | 12 | -5 | 6.7 | -1.1 | 7 | 7 | 10 | 0.6 | 10 | -1.7 | 8.9 | 0 | 18.9 | 5 | 7.6 | 5.9 | 17.8 | 11.1 | 17.2 | 11.7 | 20 | 11.1 | 23.7 | 16.8 | 14.4 | -3.9 | 8.9 | -2.8 | 21.1 | 13.9 | 19 | 12.3 | 18.3 | 17.2 | 6.7 | 3.7 | 18.9 | 9.4 | 24.4 | -4.4 | 2.4 | 0.4 | 16.1 | 2.5 | 17.2 | 1.7 | 20 | 13.9 | 15.6 | 11.4 | 12.8 | 8.3 | 16.1 | 8.3 | 16.1 | 2.8 | 25 | 19.4 | 12 | 3 | 13.3 | 3.1 | 20.5 | 13.3 | 20.6 | 5.6 | 19.4 | 13.9 | 18 | 9 | 22.2 | 19.4 | 22.8 | 14.1 | 8.5 | 7.3 | 21.1 | 14.4 | 22.2 | 17.2 | 18.7 | -1 | 26.1 | 22.2 | 27.8 | 2.8 | 25.7 | 18.4 | 21.7 | 16.1 | 27 | 22.6 | 21.1 | -1.1 | 17.8 | 16.7 | 12.2 | 3.9 | 13.3 | 4.4 | 19.8 | 8.2 | 8.9 | 4.4 | 19.4 | 7.2 | 18.3 | 0 | 11.7 | 6.1
13 | 3 | 10.6 | 1.1 | 20.6 | 20.6 | 20 | 17.8 | 11.9 | -1.7 | 30 | 2.3 | 13 | 7 | 18.2 | 5.1 | 15 | 11.1 | 12 | 9.4 | 10.6 | 5.6 | 10 | 7 | 21.1 | -2.2 | 15.6 | -6.1 | 24 | 21 | 24.4 | 17.2 | 24.4 | 23.3 | 23.1 | 17.4 | 23.3 | 22.2 | 26.7 | 16.7 | 23.9 | 17.2 | 16.1 | 3.3 | 16.7 | 3.3 | 17.8 | 6.7 | 10.6 | 2.2 | 13.3 | 8.9 | 20.3 | 15.3 | 23.9 | 21.7 | 21.7 | 19.4 | 17.2 | 3.3 | 9 | -3 | 6.7 | 0 | 6.9 | 6.9 | 8.9 | 1.1 | 8.3 | -1.1 | 6.7 | 2.2 | 16.7 | 3.9 | 7.2 | 5.6 | 16.7 | 10.6 | 16.7 | 11.1 | 18.9 | 10.6 | 20.6 | 16.7 | 12.2 | -5 | 7.8 | -3.3 | 19.4 | 13.3 | 18.7 | 11.3 | 18.3 | 17.2 | 5 | 3.3 | 17.8 | 8.9 | 23.3 | -5 | 2.1 | 0.6 | 15 | 3.5 | 15.6 | 2.2 | 19.4 | 13.9 | 14.4 | 11.2 | 12.2 | 7.8 | 15 | 7.8 | 15 | 2.2 | 24.4 | 20.6 | 9 | 2 | 11.7 | 3 | 18.9 | 13.1 | 18.9 | 7.8 | 18.9 | 12.8 | 19 | 10 | 21.7 | 19.4 | 20 | 15 | 8.3 | 7.2 | 19.4 | 15.6 | 22.8 | 17.2 | 17.2 | -1.7 | 25.6 | 22.2 | 25.6 | 3.3 | 25 | 18.3 | 21.1 | 16.1 | 26.1 | 22.8 | 17.2 | 0 | 17.8 | 16.7 | 10 | 3.3 | 12.8 | 5 | 17.4 | 6.3 | 8.3 | 3.3 | 17.8 | 8.3 | 16.7 | 0 | 11.1 | 6.3
11 | 4 | 10 | 1.1 | 20.6 | 18.9 | 20 | 17.8 | 9.8 | -1.9 | 27.8 | 2.1 | 13 | 8 | 16.7 | 4.4 | 15 | 10.6 | 11.1 | 9.4 | 10.6 | 6.1 | 8.3 | 7 | 20.6 | -1.1 | 15.6 | -6.7 | 24 | 22 | 24.4 | 18.3 | 25.6 | 24.4 | 21.1 | 18.3 | 23.3 | 21.7 | 26.1 | 16.7 | 23.3 | 17.2 | 13.3 | 3.9 | 13.3 | 2.8 | 13.9 | 7.2 | 8.9 | 1.7 | 13.3 | 8.9 | 18.3 | 15 | 22.8 | 21.7 | 22.2 | 20 | 16.7 | 3.9 | 8 | -3 | 6.7 | -1.1 | 6.7 | 6.7 | 7.8 | 1.1 | 7.2 | 0 | 5 | 3.3 | 15.6 | 2.2 | 7 | 5.3 | 15.6 | 10 | 16.7 | 12.7 | 17.8 | 10.6 | 20.2 | 16.5 | 11.1 | -7.2 | 6.1 | -3.3 | 18.3 | 13.3 | 18.3 | 10 | 18.3 | 17.8 | 4.4 | 2.9 | 16.7 | 9.4 | 20.6 | -5 | 1.7 | 0.6 | 13.9 | 4.4 | 12.8 | 2.8 | 18.3 | 12.8 | 13.3 | 11.1 | 10 | 7.2 | 15 | 7.8 | 13.3 | 2.2 | 24.4 | 21.1 | 7 | 3 | 10 | 2.2 | 17.2 | 12.8 | 17.2 | 7.8 | 16.7 | 13.3 | 16 | 11 | 21.1 | 19.4 | 17.2 | 15 | 7.9 | 6.7 | 17.8 | 15 | 22.2 | 18.3 | 15 | -0.6 | 25.6 | 22.5 | 24.4 | 3.3 | 24.6 | 18.8 | 21.1 | 16.1 | 25 | 20.5 | 16.1 | 0.6 | 16.1 | 15.6 | 8.9 | 3.9 | 11.7 | 5.6 | 15 | 4.4 | 7.8 | 2.2 | 16.1 | 9.4 | 15.6 | -0.6 | 10.6 | 6.2
12 | 4 | 9.4 | 0 | 20 | 18.3 | 19.4 | 17.2 | 7.8 | -2.8 | 25.6 | 1.7 | 10 | 7 | 15.6 | 5.5 | 14.4 | 10.6 | 11.3 | 9.4 | 10 | 6.1 | 8.3 | 7.1 | 18.9 | -0.6 | 13.3 | -7.2 | 24 | 22 | 23.3 | 18.9 | 25.6 | 25 | 21.7 | 19.3 | 23.3 | 22.2 | 25 | 17.2 | 22.8 | 17.2 | 12.2 | 3.9 | 11.7 | 3.3 | 11.7 | 6.1 | 7.2 | 1.1 | 14.4 | 8.9 | 17.8 | 14.7 | 22.8 | 21.7 | 21.7 | 20 | 16.1 | 3.9 | 8 | -4 | 6.7 | -1.1 | 6.9 | 6.9 | 6.7 | 1.7 | 6.7 | 0.6 | 3.9 | 2.2 | 14.4 | 1.1 | 6.9 | 5.2 | 15 | 10 | 16.7 | 13.8 | 17.8 | 10.6 | 19.8 | 16.3 | 8.9 | -7.2 | 6.1 | -3.3 | 17.8 | 13.9 | 18.7 | 10.6 | 19.4 | 17.2 | 3.9 | 2.7 | 16.1 | 9.4 | 18.3 | -5 | 1.7 | 1 | 13.2 | 4.1 | 12.2 | 1.7 | 17.2 | 12.8 | 13.3 | 11.4 | 10 | 6.1 | 12.8 | 8.9 | 10.6 | 2.8 | 23.9 | 21.1 | 7 | 3 | 9.1 | 2.9 | 15.7 | 12.3 | 15.6 | 7.8 | 15.6 | 13.3 | 17 | 9 | 21.1 | 19.4 | 16.5 | 14.9 | 7.6 | 6.1 | 17.8 | 15 | 21.7 | 17.8 | 12.8 | -0.4 | 25.6 | 22.7 | 23.9 | 3.3 | 24.3 | 19.2 | 20 | 16.1 | 23.9 | 18.1 | 16.7 | -0.6 | 16.1 | 15.6 | 10 | 3.9 | 10.6 | 6.1 | 14.4 | 4.4 | 6.7 | 1.7 | 15.6 | 10 | 15 | -1.1 | 10 | 6.1
13 | 2 | 9.4 | 1.7 | 19.4 | 17.2 | 19.4 | 17.2 | 6.9 | -2.5 | 26 | 3.3 | 9 | 7 | 14.4 | 5.8 | 14.4 | 10.6 | 11.5 | 9.4 | 9.4 | 5.6 | 8.3 | 7.1 | 15.6 | 0.6 | 10 | -6.1 | 23 | 22 | 22.8 | 18.9 | 25.6 | 25 | 22.2 | 20.1 | 23.3 | 22.8 | 21.7 | 17.2 | 22.8 | 17.2 | 11.7 | 3.3 | 12.2 | 3.3 | 10.6 | 7.2 | 6.1 | 1.7 | 13.9 | 9.4 | 17.2 | 14.3 | 22.2 | 21.7 | 21.7 | 20.6 | 16.1 | 3.3 | 7 | -5 | 6.6 | 0 | 7 | 7 | 5 | 1.7 | 5.6 | 1.1 | 1.7 | 0 | 12.8 | 1.1 | 6.7 | 5 | 15.6 | 9.4 | 16.7 | 15 | 16.7 | 11.1 | 19.4 | 16.1 | 8.3 | -8.3 | 5.6 | -2.8 | 17.2 | 14.4 | 19 | 10.8 | 19.4 | 16.7 | 3.3 | 2.2 | 15.6 | 9.4 | 17.8 | -5 | 1.7 | 1.3 | 12.4 | 3.9 | 8.9 | 1.7 | 16.7 | 12.8 | 13.3 | 11.6 | 8.9 | 6.1 | 11.7 | 8.9 | 8.9 | 2.8 | 23.9 | 20.6 | 6 | 3 | 8.1 | 3 | 14.3 | 11.8 | 14.4 | 7.8 | 15.6 | 13.3 | 16 | 10 | 20 | 19.4 | 15.7 | 14.8 | 7.2 | 5.6 | 17.2 | 15 | 21.1 | 17.8 | 10.6 | -0.6 | 25.6 | 22.8 | 22.8 | 3.3 | 23.9 | 19.4 | 19.4 | 16.7 | 22.8 | 15.6 | 13.3 | 1.1 | 16.1 | 15.6 | 11.7 | 2.8 | 10.6 | 6.1 | 13.9 | 4.5 | 6.1 | 2.2 | 15.6 | 8.9 | 13.3 | -1.1 | 9.4 | 5.4
13 | 3 | 8.3 | 1.7 | 18.9 | 17.8 | 19.4 | 17.2 | 5.9 | -2.8 | 26.3 | 4.7 | 9 | 7 | 13.3 | 6.1 | 13.9 | 11.1 | 11.7 | 9.4 | 10 | 5.6 | 7.8 | 7 | 15 | 0.6 | 11.1 | -6.1 | 23 | 22 | 22.2 | 18.9 | 25.6 | 23.9 | 22.8 | 21.1 | 23.3 | 21.7 | 20.6 | 17.2 | 22.2 | 17.8 | 10.6 | 3.9 | 10.6 | 3.3 | 10.6 | 7.2 | 5.6 | 1.1 | 14.4 | 9.4 | 16.7 | 13.9 | 22.8 | 21.7 | 21.7 | 20.6 | 15 | 3.3 | 7 | -3 | 6.5 | 0.8 | 7.2 | 7.2 | 3.9 | 1.1 | 4.4 | 1.1 | 2.2 | -1.1 | 12.2 | 1.7 | 6.1 | 4.8 | 14.4 | 9.4 | 16.3 | 15 | 15.6 | 11.7 | 18.5 | 16 | 7.8 | -8.9 | 4.4 | -3.9 | 16.7 | 14.4 | 19.4 | 11.1 | 17.8 | 16.1 | 2.4 | 1.5 | 14.4 | 7.8 | 16.1 | -5 | 1.7 | 1.7 | 11.7 | 3.3 | 7.2 | 1.1 | 16.1 | 12.8 | 13.3 | 11.7 | 8.9 | 5.6 | 8.3 | 7.8 | 7.8 | 2.8 | 24.4 | 20 | 6 | 3 | 7.2 | 3.3 | 12.8 | 11.1 | 12.8 | 9.4 | 15 | 13.3 | 16 | 10 | 19.4 | 18.9 | 15 | 14.4 | 7 | 5.5 | 16.1 | 14.4 | 20 | 18.9 | 10 | -0.4 | 25.6 | 22.9 | 21.7 | 3.3 | 23.2 | 19.6 | 18.9 | 16.7 | 21.3 | 16.3 | 13.9 | 0 | 16.7 | 16.1 | 12.8 | 2.8 | 10.6 | 4.4 | 13.3 | 4.4 | 5.6 | 4.4 | 15 | 7.2 | 11.1 | 0 | 8.9 | 4.7
12 | 3 | 8.3 | 1.7 | 18.9 | 17.8 | 18.9 | 16.7 | 5 | -3.3 | 26.7 | 6.1 | 8 | 6 | 12.8 | 6.4 | 13.9 | 11.7 | 11.5 | 9.3 | 8.9 | 5.6 | 6.1 | 6.1 | 12.2 | 1.7 | 10 | -5.6 | 23 | 22 | 21.7 | 18.3 | 25.6 | 24.4 | 21.9 | 20.6 | 23.3 | 22.8 | 20.6 | 16.7 | 21.7 | 17.8 | 10 | 3.9 | 10.6 | 3.3 | 9.4 | 6.1 | 4.4 | 1.1 | 13.3 | 9.4 | 16.1 | 13.6 | 22.8 | 21.7 | 21.1 | 20 | 15 | 3.3 | 5 | -3 | 6.4 | 1.7 | 7.2 | 7.2 | 4.4 | 1.7 | 3.9 | 1.1 | 1.1 | 0.6 | 11.1 | 2.8 | 5.6 | 4.7 | 15.6 | 8.9 | 16 | 15.2 | 14.4 | 11.7 | 17.6 | 15.8 | 5.6 | -8.3 | 3.9 | -3.3 | 15 | 14.4 | 19 | 11.1 | 17.8 | 16.1 | 1.5 | 0.8 | 13.9 | 7.8 | 13.3 | -5 | 1.3 | 1.1 | 10.8 | 3.6 | 5.6 | 0.6 | 15.6 | 12.8 | 13.7 | 11.8 | 7.2 | 5.6 | 10 | 8.3 | 7.8 | 2.8 | 24.4 | 20 | 4 | 2 | 7.2 | 3.4 | 12.6 | 10.9 | 11.7 | 8.3 | 13.3 | 12.8 | 16 | 10 | 19.4 | 18.9 | 14.3 | 13.9 | 6.9 | 5.7 | 16.1 | 14.4 | 19.4 | 18.9 | 9.5 | -0.3 | 25.6 | 22.9 | 20 | 3.3 | 22.4 | 19.4 | 18.3 | 16.7 | 19.8 | 16.5 | 13.9 | 0 | 16.1 | 15.6 | 13.3 | 3.9 | 10 | 5 | 12.9 | 4.4 | 6.1 | 3.9 | 14.4 | 5.6 | 9.4 | -1.1 | 8.3 | 3.9
11 | 4 | 7.8 | 2.2 | 18.9 | 17.2 | 18.9 | 16.7 | 4.1 | -3.2 | 24.5 | 6.3 | 8 | 7 | 12.2 | 6.7 | 13.3 | 10 | 11.3 | 9.1 | 8.3 | 5 | 7.2 | 7.1 | 12.2 | 1.7 | 9.4 | -5.6 | 23 | 21 | 20 | 17.8 | 25.6 | 24.4 | 20.9 | 20.1 | 23.3 | 22.8 | 20.6 | 17.8 | 21.1 | 18.3 | 10 | 3.3 | 11.1 | 2.8 | 8.9 | 6.7 | 4.4 | 1.1 | 13.3 | 9.4 | 15.6 | 13.3 | 22.2 | 21.7 | 20.6 | 20 | 14.4 | 2.2 | 4 | -3 | 6.3 | 2.6 | 7.2 | 7.2 | 3.3 | 1.1 | 3.9 | 1.1 | 0 | 0 | 11.7 | 2.8 | 5 | 4.4 | 13.3 | 9.4 | 15.6 | 15 | 13.3 | 11.7 | 16.7 | 15.6 | 5.6 | -5.6 | 3.9 | -3.3 | 16.1 | 14.4 | 18.7 | 10.8 | 17.8 | 16.1 | 0.6 | 0 | 13.9 | 7.2 | 11.7 | -5 | 1 | 0.6 | 9.8 | 3.3 | 5 | 0.6 | 15 | 12.8 | 14 | 11.7 | 7.2 | 5 | 9.4 | 7.2 | 7.8 | 3.3 | 23.9 | 20 | 6 | 1 | 7.2 | 3.6 | 12.4 | 10.3 | 12.2 | 7.2 | 12.8 | 11.7 | 17 | 11 | 19.4 | 19.4 | 13.5 | 12.9 | 6.7 | 5.6 | 16.1 | 13.9 | 19.4 | 18.9 | 8.9 | -0.6 | 25.6 | 22.8 | 19.4 | 3.3 | 21.7 | 19.4 | 18.3 | 16.7 | 18.3 | 16.7 | 14.4 | 1.1 | 15.6 | 15 | 13.9 | 4.4 | 10 | 4.4 | 12.6 | 4.6 | 6.1 | 2.8 | 13.3 | 4.4 | 9.4 | -0.6 | 7.9 | 4.1
11 | 4 | 6.7 | 2.2 | 18.9 | 17.8 | 18.9 | 16.7 | 3.1 | -3.7 | 22.2 | 6.5 | 7 | 6 | 11.7 | 6.7 | 13.3 | 10 | 11.1 | 8.9 | 8.9 | 5.6 | 8.3 | 7.1 | 10 | 3.3 | 8.9 | -5.6 | 23 | 22 | 21.7 | 18.3 | 26.1 | 24.4 | 20 | 19.4 | 23.3 | 20 | 20 | 17.2 | 20.6 | 18.3 | 8.3 | 3.9 | 9.4 | 2.8 | 7.8 | 5.6 | 2.8 | 0.6 | 11.7 | 8.3 | 15 | 12.8 | 22.2 | 21.7 | 20 | 18.9 | 14.4 | 1.7 | 4 | -3 | 6.2 | 3.2 | 7.2 | 7.2 | 3.3 | 1.7 | 3.9 | 1.7 | 0.6 | -5 | 10.6 | 2.8 | 5.4 | 4.8 | 13.3 | 9.4 | 15.6 | 14.5 | 13.3 | 11.7 | 16.9 | 15.6 | 5.6 | -6.1 | 2.8 | -3.3 | 15.6 | 14.4 | 18.3 | 10.6 | 16.7 | 15.6 | 0.4 | -0.1 | 12.8 | 6.7 | 10 | -6.1 | 0.6 | 0 | 8.9 | 3.3 | 3.3 | 0 | 14.4 | 12.8 | 14.4 | 11.7 | 7.2 | 5 | 7.2 | 6.1 | 7.2 | 3.3 | 19.4 | 16.1 | 6 | 1 | 7.2 | 3.9 | 12.2 | 10 | 11.7 | 6.7 | 11.7 | 10.6 | 16 | 11 | 18.9 | 18.9 | 12.8 | 12.2 | 6.9 | 5.7 | 16.1 | 13.9 | 19.4 | 18.9 | 8.3 | -0.9 | 25.4 | 22.9 | 18.3 | 3.3 | 21.7 | 19.6 | 18.3 | 16.7 | 18.1 | 16.5 | 14.4 | 2.2 | 13.3 | 12.8 | 13.9 | 5 | 9.4 | 5 | 12.2 | 4.4 | 5.6 | 2.2 | 11.7 | 3.9 | 7.8 | -0.6 | 7.6 | 4.4
11 | 4 | 6.1 | 1.7 | 18.9 | 17.8 | 18.9 | 16.7 | 2.2 | -4.4 | 20 | 6.1 | 7 | 6 | 12.6 | 6.9 | 12.2 | 9.4 | 11.5 | 9.1 | 8.3 | 5.6 | 8.3 | 7.2 | 8.3 | 3.9 | 8.3 | -5.6 | 21 | 19 | 22.2 | 18.9 | 25.6 | 24.4 | 20.4 | 19.8 | 22.8 | 20 | 20 | 16.7 | 20.6 | 18.3 | 7.2 | 3.9 | 8.9 | 2.8 | 9.4 | 5.6 | 2.8 | 0.6 | 11.1 | 7.8 | 15.4 | 12.9 | 21.7 | 21.1 | 20.6 | 20 | 14.4 | 2.2 | 4 | -3 | 6.1 | 3.9 | 8.3 | 7.3 | 2.8 | 0.6 | 2.8 | 1.7 | 0.6 | 0.6 | 10 | 3.3 | 5.7 | 5.1 | 12.8 | 8.9 | 15.6 | 13.7 | 13.9 | 11.7 | 17 | 15.5 | 5 | -6.1 | 3.3 | -3.9 | 15.6 | 15 | 18.9 | 11 | 16.1 | 15.6 | 0.2 | -0.3 | 12.2 | 6.7 | 10.6 | -7.2 | 1.3 | 0.4 | 10 | 3.7 | 4.4 | 0 | 13.9 | 12.8 | 14.6 | 12 | 7.2 | 5 | 7.8 | 6.7 | 6.7 | 3.3 | 18.9 | 15 | 6 | 0 | 7.8 | 3.8 | 11.8 | 7.3 | 10.6 | 6.1 | 10.6 | 10 | 16 | 12 | 18.9 | 18.9 | 13.9 | 13 | 7 | 5.5 | 16.1 | 13.9 | 19.4 | 18.3 | 7.8 | -1 | 25.2 | 22.9 | 17.2 | 3.3 | 21.7 | 19.8 | 18.9 | 16.7 | 18 | 16.4 | 13.9 | 2.2 | 12.2 | 12.2 | 13.9 | 5 | 9.4 | 5.6 | 13.5 | 4.9 | 5 | 1.7 | 10.6 | 2.8 | 7.2 | -1.1 | 7.2 | 4.4
12 | 5 | 6.7 | 2.2 | 18.9 | 18.3 | 18.9 | 16.7 | 7.8 | -1.7 | 22.4 | 6.6 | 10 | 8 | 13.5 | 6.9 | 13.3 | 10 | 11.8 | 9.2 | 9.4 | 6.7 | 9.4 | 7.8 | 11.7 | 5 | 9.4 | -5 | 21 | 20 | 22.8 | 18.9 | 25.6 | 25 | 20.7 | 19.9 | 23.3 | 20 | 19.4 | 16.7 | 20.6 | 18.3 | 9.4 | 5 | 8.9 | 3.3 | 13.3 | 10 | 2.8 | 0.6 | 12.8 | 8.9 | 15.7 | 12.9 | 21.7 | 21.1 | 20.6 | 19.4 | 14.4 | 3.3 | 6 | -2 | 6.7 | 3.3 | 9.5 | 7.5 | 4.4 | 2.8 | 2.8 | 1.7 | 1.1 | 1.1 | 11.7 | 3.3 | 6.1 | 5.6 | 13.9 | 9.4 | 15.6 | 12.8 | 13.9 | 11.7 | 17.2 | 15.6 | 6.7 | -5.6 | 4.4 | -3.3 | 15 | 15 | 19.4 | 11.5 | 16.7 | 15.6 | 0 | -0.6 | 12.8 | 6.7 | 11.1 | -7.2 | 2.1 | 0.8 | 11.1 | 4.1 | 6.1 | 0.6 | 15 | 13.3 | 14.8 | 12.2 | 7.2 | 4.4 | 8.3 | 7.2 | 7.2 | 3.9 | 18.9 | 15 | 7 | 2 | 8.3 | 4 | 11.5 | 4.5 | 12.2 | 7.2 | 12.2 | 11.1 | 16 | 12 | 20 | 20 | 15 | 13.7 | 7.2 | 5.6 | 16.1 | 14.4 | 19.4 | 17.8 | 7.2 | -1.7 | 25 | 22.8 | 18.3 | 3.3 | 21.7 | 20 | 18.3 | 16.7 | 17.8 | 16.1 | 14.4 | 1.1 | 13.9 | 13.9 | 13.3 | 6.1 | 10 | 6.7 | 14.8 | 5.3 | 6.7 | 1.7 | 9.4 | 2.8 | 7.8 | -3.3 | 7.8 | 4.6
12 | 5 | 7.2 | 3.3 | 20 | 17.8 | 18.9 | 16.7 | 13.3 | -0.3 | 24.8 | 7 | 12 | 8 | 14.4 | 6.7 | 15.6 | 10.6 | 12.2 | 9.4 | 12.2 | 7.8 | 10 | 7.2 | 16.7 | 3.3 | 12.8 | -3.9 | 21 | 20 | 24.4 | 19.4 | 26.1 | 25 | 21.1 | 20 | 23.3 | 21.7 | 20 | 16.1 | 22.2 | 18.3 | 12.8 | 5.6 | 12.2 | 3.9 | 18.3 | 11.7 | 5.6 | 1.7 | 14.4 | 8.9 | 16.1 | 12.8 | 23.9 | 21.7 | 22.8 | 21.7 | 15.6 | 3.3 | 9 | -2 | 7.8 | 4.4 | 10.6 | 7.2 | 5 | 3.3 | 3.9 | 2.2 | 5.6 | 0.6 | 13.3 | 3.9 | 7.8 | 5.6 | 16.7 | 11.7 | 15.8 | 12.8 | 17.2 | 10 | 20.7 | 17 | 9.4 | -5.6 | 6.7 | -2.8 | 15.6 | 14.4 | 20 | 11.7 | 18.9 | 17.2 | 3.1 | 1.3 | 14.4 | 7.8 | 12.8 | -5 | 2.8 | 1.1 | 12.2 | 4.4 | 10.6 | 1.7 | 16.7 | 13.9 | 15 | 12.2 | 8.3 | 4.4 | 12.2 | 10.6 | 10 | 5.6 | 19.4 | 15 | 10 | 4 | 8.9 | 3.9 | 11.1 | 8.9 | 14.4 | 7.2 | 13.3 | 12.8 | 16 | 13 | 22.2 | 21.7 | 16.1 | 14.4 | 7.9 | 5.7 | 16.1 | 14.4 | 19.4 | 17.2 | 10.5 | -0.3 | 25.9 | 22.8 | 20 | 3.3 | 22.4 | 20 | 19.4 | 18.3 | 19.1 | 16.7 | 17.8 | 1.7 | 15.6 | 15.6 | 12.8 | 6.1 | 10.6 | 5.6 | 16.1 | 5.6 | 10 | 2.8 | 10 | 2.8 | 8.9 | -4.4 | 8.3 | 4.5
13 | 6 | 3.3 | 3.3 | 20.6 | 18.3 | 19.4 | 17.2 | 18.9 | 0 | 27.2 | 7.2 | 13 | 8 | 16.1 | 6.8 | 17.2 | 11.1 | 13.9 | 9.8 | 14.4 | 6.7 | 12.8 | 7.2 | 19.4 | 2.8 | 16.1 | -5 | 21 | 21 | 26.1 | 19.4 | 26.1 | 25 | 21.3 | 20.5 | 24.4 | 22.8 | 20.6 | 16.1 | 25.6 | 17.8 | 15.6 | 5 | 13.9 | 3.9 | 21.7 | 10 | 7.8 | 1.1 | 15.6 | 8.9 | 18.7 | 14 | 25 | 20.6 | 23.3 | 22.2 | 17.2 | 3.3 | 13 | -1 | 8.9 | 5 | 12.1 | 7.4 | 6.1 | 4.4 | 7.8 | 2.8 | 8.9 | 1.1 | 13.3 | 4.4 | 9.4 | 5.4 | 19.4 | 12.2 | 15.9 | 12.5 | 20.6 | 12.2 | 24.3 | 17.8 | 11.1 | -5 | 10 | -2.2 | 15.6 | 13.9 | 20.7 | 10.8 | 21.1 | 17.2 | 6.3 | 2.9 | 16.1 | 7.2 | 16.1 | -6.1 | 4.1 | 0.9 | 14.1 | 4.4 | 13.9 | 3.9 | 18.3 | 14.4 | 16.5 | 12.7 | 9.4 | 5 | 16.7 | 10.6 | 11.7 | 5 | 20 | 15.6 | 13 | 3 | 10.6 | 4.1 | 12 | 3.8 | 15.6 | 5 | 15.6 | 13.3 | 18 | 15 | 24.4 | 22.8 | 18.7 | 15.4 | 8.7 | 6 | 16.7 | 14.4 | 20.6 | 17.2 | 13.9 | 0.5 | 26.9 | 23 | 23.3 | 3.3 | 23.2 | 20.2 | 21.7 | 18.9 | 20.4 | 17.4 | 21.1 | 0.6 | 16.7 | 16.7 | 16.7 | 6.7 | 11.1 | 6.7 | 17.8 | 5.7 | 11.7 | 2.8 | 10.6 | 3.3 | 11.1 | -4.4 | 8.9 | 4.4
14 | 7 | 9.4 | 1.7 | 20.6 | 19.4 | 20.6 | 17.8 | 20.7 | -0.5 | 28.3 | 5.2 | 14 | 9 | 17.7 | 6.6 | 20 | 10.6 | 15.5 | 9.9 | 17.2 | 3.3 | 14.4 | 6.7 | 22.8 | 2.2 | 17.2 | -3.9 | 21 | 20 | 27.2 | 19.4 | 27.2 | 25 | 21.5 | 20.8 | 22.2 | 22.2 | 22.2 | 16.7 | 26.7 | 17.2 | 17.8 | 6.1 | 17.2 | 5 | 23.9 | 8.9 | 9.4 | 1.7 | 17.8 | 9.4 | 21.3 | 15 | 26.7 | 20.6 | 25 | 21.1 | 18.9 | 2.8 | 16 | 0 | 8.9 | 6.1 | 13.5 | 7.1 | 6.7 | 4.4 | 8.9 | 2.2 | 10.6 | 1.7 | 11.1 | 3.3 | 11.1 | 5 | 21.7 | 12.2 | 16.1 | 12.2 | 21.7 | 12.2 | 27.8 | 18.3 | 12.2 | -4.4 | 11.7 | -3.3 | 16.1 | 13.9 | 21.5 | 9.4 | 22.8 | 16.7 | 9.4 | 4.4 | 18.3 | 7.8 | 19.4 | -3.9 | 5.4 | 0.7 | 15.9 | 4 | 17.8 | 2.2 | 20 | 15 | 17.9 | 12.8 | 11.1 | 5.6 | 19.4 | 11.7 | 12.8 | 5 | 20 | 16.1 | 16 | 4 | 12.2 | 3.7 | 13 | 6.6 | 16.7 | 6.1 | 17.2 | 13.9 | 19 | 16 | 26.1 | 22.2 | 21.3 | 16.3 | 9.4 | 6.1 | 17.2 | 14.4 | 20.6 | 17.8 | 17.2 | 1.1 | 27.8 | 22.8 | 25.6 | 3.3 | 23.9 | 20 | 23.9 | 18.9 | 21.7 | 17.8 | 24.4 | -0.6 | 17.8 | 16.1 | 17.8 | 7.2 | 12.8 | 5.6 | 19.4 | 5.5 | 12.8 | 3.9 | 10.6 | 2.2 | 12.8 | -4.4 | 9.5 | 5.1
16 | 7 | 10.6 | 2.2 | 24.4 | 19.4 | 20 | 17.2 | 22.6 | -1.9 | 29.5 | 3.5 | 15 | 11 | 19.4 | 6.1 | 20.6 | 13.3 | 17.2 | 10 | 18.3 | 2.2 | 15.6 | 7.2 | 25 | 2.2 | 20 | -3.3 | 23 | 18 | 27.8 | 19.4 | 28.9 | 24.4 | 21.7 | 21.1 | 21.1 | 21.1 | 23.3 | 17.8 | 27.2 | 17.2 | 18.3 | 5 | 21.7 | 4.4 | 25.6 | 8.3 | 10.6 | 2.2 | 18.9 | 10 | 23.9 | 15.6 | 28.3 | 20.6 | 27.8 | 20.6 | 20.6 | 2.8 | 17 | -3 | 10 | 7.8 | 15 | 6.7 | 4.4 | 2.8 | 10.6 | 2.2 | 13.3 | 1.1 | 9.4 | 5 | 11.3 | 4.8 | 22.2 | 11.7 | 17 | 13 | 22.2 | 12.8 | 29.1 | 18 | 13.3 | -3.9 | 12.8 | -5 | 16.7 | 12.8 | 22.2 | 7.8 | 23.9 | 16.7 | 11.3 | 3.8 | 20 | 8.3 | 22.2 | -2.2 | 6.7 | 0 | 17.8 | 3.3 | 20.6 | 0 | 21.7 | 15 | 19.4 | 12.8 | 11.1 | 5 | 21.7 | 10.6 | 13.3 | 5.6 | 21.7 | 17.2 | 17 | 4 | 13.9 | 3.3 | 13.9 | 8.9 | 17.8 | 5 | 20 | 11.7 | 20 | 16 | 27.2 | 21.7 | 23.9 | 16.7 | 10.2 | 5.8 | 18.9 | 15.6 | 21.1 | 17.2 | 19.1 | 1.6 | 28.5 | 22.5 | 27.2 | 3.3 | 25 | 20.1 | 25 | 18.9 | 23.7 | 17.2 | 26.7 | -5 | 19.4 | 16.7 | 17.8 | 7.8 | 12.8 | 5 | 21.1 | 5 | 13.9 | 5 | 11.7 | 1.7 | 14.4 | -3.3 | 10 | 5.6
18 | 5 | 10.6 | 2.2 | 25 | 17.8 | 19.4 | 16.7 | 24.4 | -3.9 | 30.6 | 0.6 | 16 | 11 | 20.3 | 5.6 | 20.6 | 13.3 | 19.2 | 10.5 | 19.4 | 4.4 | 16.1 | 7.2 | 26.7 | 1.1 | 22.2 | -5 | 26 | 19 | 28.3 | 18.9 | 28.9 | 24.4 | 21.7 | 20.2 | 23.3 | 22.2 | 25 | 18.3 | 28.9 | 17.2 | 20 | 3.9 | 23.9 | 4.4 | 25.6 | 7.2 | 11.7 | 1.7 | 20 | 8.9 | 24.5 | 16 | 28.9 | 21.1 | 29.4 | 20 | 22.2 | 3.3 | 17 | -3 | 10 | 8.9 | 14.8 | 6.4 | 7.2 | 5.6 | 12.2 | 2.8 | 15.6 | -0.6 | 8.9 | 5.6 | 11.5 | 4.3 | 23.9 | 11.7 | 18 | 13.9 | 23.3 | 13.3 | 30.4 | 17.8 | 15 | -3.3 | 15 | -5 | 15.6 | 11.7 | 21.5 | 10.1 | 25 | 16.1 | 13.1 | 2.9 | 20.6 | 7.8 | 25 | 0 | 7.2 | 0.2 | 19.6 | 2.5 | 23.3 | -2.8 | 23.3 | 15.6 | 21.3 | 13.8 | 13.3 | 5 | 23.3 | 11.7 | 14.4 | 5 | 23.3 | 17.2 | 18 | 4 | 15.2 | 3.4 | 15.6 | 9.3 | 18.3 | 7.2 | 21.7 | 12.2 | 21 | 16 | 27.2 | 21.1 | 24.8 | 15.7 | 10.9 | 5.3 | 19.4 | 15.6 | 21.1 | 18.9 | 20.9 | 1.2 | 29.3 | 22.5 | 28.3 | 2.8 | 26.1 | 20.2 | 26.7 | 18.9 | 25.8 | 16.4 | 27.8 | -6.7 | 21.7 | 17.2 | 17.2 | 8.9 | 14.4 | 4.4 | 22.2 | 5.2 | 13.9 | 4.4 | 13.3 | 2.8 | 15 | -2.8 | 10.6 | 6.1
18 | 5 | 10.6 | 2.2 | 26.7 | 18.3 | 20.6 | 18.3 | 22.7 | -1.8 | 31.5 | -0.2 | 15 | 12 | 21.3 | 5.3 | 20.6 | 12.2 | 21.3 | 10.8 | 20.6 | 5.6 | 16.7 | 6.7 | 27.8 | -2.2 | 23.9 | -4.4 | 26 | 20 | 28.3 | 18.9 | 27.8 | 24.4 | 21.7 | 18.9 | 23.9 | 22.2 | 26.1 | 18.3 | 29.4 | 15.6 | 20.6 | 3.9 | 25.6 | 4.4 | 26.7 | 6.7 | 11.7 | 0.6 | 21.7 | 10 | 25 | 15.9 | 30 | 20 | 29.4 | 20.6 | 23.9 | 3.3 | 19 | -2 | 10 | 9.4 | 14.6 | 6 | 9.4 | 2.2 | 14.4 | 3.3 | 16.1 | 0 | 10 | 7.2 | 11.7 | 3.9 | 24.4 | 12.8 | 18.9 | 14.4 | 25 | 13.9 | 31.7 | 17.2 | 15 | -3.3 | 15.6 | -4.4 | 15.6 | 11.1 | 20.7 | 11.4 | 25.6 | 17.2 | 15 | 1.1 | 21.7 | 7.8 | 25 | -0.6 | 7.8 | 0.5 | 21.5 | 1.7 | 24.4 | -2.8 | 23.3 | 15.6 | 23.1 | 14.4 | 13.9 | 2.8 | 24.4 | 11.1 | 16.1 | 5 | 22.8 | 17.2 | 19 | 3 | 16.5 | 3.6 | 17.2 | 9.4 | 19.4 | 7.2 | 21.7 | 12.2 | 21 | 16 | 24.4 | 22.8 | 25.8 | 14.3 | 11.7 | 4.4 | 20 | 16.7 | 23.3 | 19.4 | 22.8 | 1.1 | 30 | 22.2 | 29.4 | 2.8 | 27.2 | 20 | 26.7 | 19.4 | 27.8 | 14.4 | 28.9 | -6.1 | 23.9 | 17.8 | 18.3 | 12.8 | 15 | 3.9 | 23.3 | 5.7 | 13.3 | 6.1 | 15.6 | 3.9 | 14.4 | -3.9 | 11.7 | 5.8
19 | 7 | 10.6 | 1.7 | 27.2 | 17.2 | 21.1 | 17.8 | 21.1 | -0.2 | 32.4 | -0.5 | 16 | 9 | 22.2 | 4.4 | 21.1 | 11.7 | 23.3 | 11.1 | 21.7 | 3.9 | 17.2 | 6.1 | 28.3 | -1.1 | 25 | -3.9 | 26 | 20 | 28.3 | 19.4 | 29.4 | 24.4 | 21.7 | 17.8 | 27.8 | 25 | 25 | 20.6 | 28.3 | 16.7 | 21.1 | 3.3 | 27.8 | 2.8 | 27.8 | 7.2 | 13.3 | 2.2 | 22.2 | 8.9 | 25.6 | 16.1 | 31.1 | 20 | 30.6 | 20.6 | 24.4 | 3.3 | 19 | -1 | 10 | 10 | 14.4 | 5.6 | 8.9 | 0 | 15.6 | 3.9 | 16.7 | 0.6 | 10.6 | 7.8 | 12.1 | 4.1 | 25 | 12.2 | 19.8 | 14.9 | 25 | 14.4 | 32.1 | 16.8 | 16.7 | -2.8 | 18.3 | -4.4 | 15 | 11.1 | 20 | 12.8 | 26.1 | 17.2 | 15.4 | 1.2 | 22.2 | 7.8 | 26.7 | -2.8 | 8.3 | 0.6 | 23.3 | -0.6 | 25 | -1.7 | 24.4 | 15.6 | 25 | 15 | 15 | 3.3 | 25 | 12.2 | 16.7 | 5 | 24.4 | 17.8 | 20 | 5 | 17.8 | 3.3 | 18.9 | 9.4 | 20.6 | 7.8 | 23.3 | 10 | 18 | 17 | 24.4 | 22.8 | 26.7 | 12.8 | 12.2 | 4.9 | 18.9 | 16.7 | 21.7 | 18.3 | 23.9 | 0.2 | 30.2 | 22.1 | 31.1 | 2.8 | 26.8 | 20.2 | 26.7 | 19.4 | 28 | 15 | 29.4 | -7.8 | 23.9 | 17.8 | 19.4 | 11.7 | 16.1 | 5 | 24.4 | 5.6 | 15 | 6.7 | 15.6 | 3.9 | 10.6 | -2.8 | 12.8 | 5.3
19 | 7 | 10.6 | 0.6 | 28.3 | 17.8 | 21.1 | 16.7 | 19.4 | 0.6 | 33.3 | -1.1 | 16 | 11 | 22.8 | 3.9 | 20.6 | 12.8 | 24.4 | 10 | 21.1 | 2.8 | 17.2 | 6.7 | 27.2 | -1.7 | 25 | -3.9 | 27 | 19 | 28.3 | 19.4 | 30 | 23.9 | 23.4 | 18.1 | 28.9 | 22.2 | 27.2 | 20 | 29.4 | 16.7 | 21.7 | 3.9 | 28.9 | 1.1 | 27.2 | 8.9 | 13.3 | 2.2 | 22.8 | 9.4 | 26.3 | 16 | 31.7 | 18.9 | 31.1 | 20 | 25 | 3.3 | 19 | 0 | 11.1 | 10.6 | 14.2 | 5.6 | 9.4 | -1.1 | 15.6 | 6.1 | 16.1 | 1.1 | 11.1 | 7.8 | 12.4 | 4.4 | 24.4 | 11.7 | 20.8 | 14.9 | 25.6 | 14.4 | 32.4 | 16.3 | 15.6 | -2.8 | 18.3 | -2.8 | 16.1 | 11.1 | 19.8 | 12.3 | 26.1 | 16.7 | 15.7 | 0.7 | 22.8 | 7.2 | 27.8 | -5 | 8.5 | 1.2 | 23.7 | -0.5 | 25 | 0 | 26.1 | 16.7 | 26.1 | 15.5 | 15 | 3.3 | 25 | 9.4 | 17.8 | 5 | 26.1 | 18.9 | 21 | 6 | 17.6 | 3.9 | 19.8 | 8.5 | 21.1 | 7.2 | 24.4 | 11.7 | 18 | 17 | 22.8 | 22.2 | 27.2 | 12.1 | 12.8 | 5.5 | 18.9 | 16.7 | 23.9 | 17.8 | 25 | -0.2 | 30.4 | 21.8 | 32.8 | 2.8 | 26.5 | 20.6 | 26.7 | 19.4 | 28.1 | 15.1 | 30.6 | -6.7 | 25.6 | 18.3 | 22.2 | 11.7 | 16.1 | 5.6 | 24 | 3.9 | 15 | 6.7 | 17.2 | 4.4 | 10 | -2.8 | 13.9 | 4.4
19 | 6 | 11.7 | 0 | 28.9 | 16.1 | 21.7 | 16.1 | 20.3 | -0.3 | 32.9 | -1.3 | 16 | 10 | 23.3 | 2.7 | 20.6 | 13.3 | 25.6 | 9 | 19.4 | 3.3 | 16.7 | 6.7 | 28.9 | 0 | 25.6 | -4.4 | 26 | 19 | 27.8 | 19.4 | 29.4 | 24.4 | 25 | 18.2 | 29.4 | 20.6 | 26.7 | 18.3 | 28.9 | 16.7 | 21.1 | 3.3 | 30 | 1.1 | 27.2 | 8.3 | 13.3 | 2.2 | 23.3 | 8.3 | 27.1 | 15.5 | 31.7 | 17.2 | 30.6 | 19.4 | 26.1 | 3.3 | 17 | 2 | 11.1 | 10.6 | 14.1 | 5.5 | 8.9 | -1.1 | 16.1 | 5.6 | 15.6 | 1.1 | 11.7 | 7.8 | 12.8 | 4.4 | 25 | 12.8 | 21.7 | 15 | 24.4 | 13.9 | 32.8 | 16.1 | 15 | -2.8 | 18.3 | -2.8 | 13.9 | 10 | 19.6 | 12.2 | 25.6 | 17.2 | 16.1 | 0.6 | 22.2 | 6.1 | 27.8 | -5 | 8.7 | 1.6 | 24 | -0.3 | 23.9 | 0 | 27.2 | 16.7 | 27.2 | 16.2 | 15.6 | 3.3 | 24.4 | 8.3 | 18.9 | 5 | 26.7 | 19.4 | 22 | 5 | 17.4 | 4 | 20.8 | 7.1 | 21.7 | 7.2 | 25.6 | 10.6 | 17 | 14 | 22.8 | 22.8 | 27.8 | 11 | 13.3 | 5.6 | 18.9 | 16.7 | 22.2 | 16.7 | 26.1 | -1.7 | 30.6 | 21.7 | 33.9 | 2.8 | 26.1 | 20.6 | 25 | 18.9 | 28.3 | 15.6 | 31.7 | -6.1 | 25.6 | 18.3 | 23.9 | 12.8 | 15.6 | 5.6 | 23.7 | 1.9 | 16.1 | 7.2 | 17.2 | 4.4 | 10 | -4.4 | 14.8 | 4.5
19 | 6 | 11.1 | 0 | 28.3 | 16.7 | 23.3 | 16.1 | 21.3 | -0.6 | 32.6 | -1.5 | 16 | 10 | 23.9 | 2.2 | 20 | 13.3 | 26.7 | 7.2 | 16.7 | 5 | 16.1 | 6.7 | 28.9 | -0.6 | 26.1 | -5 | 24 | 20 | 27.2 | 19.4 | 27.8 | 24.4 | 26.7 | 18.3 | 30 | 20.6 | 26.1 | 17.8 | 27.8 | 17.2 | 21.7 | 3.9 | 31.1 | 0.6 | 26.7 | 8.3 | 13.3 | 1.7 | 23.9 | 8.9 | 27.8 | 15 | 31.7 | 19.4 | 30.6 | 20 | 26.1 | 2.2 | 17 | 5 | 11.1 | 10.6 | 13.9 | 5.6 | 8.9 | -2.2 | 16.1 | 5.6 | 16.1 | 1.1 | 12.2 | 8.3 | 12.6 | 4.6 | 24.4 | 12.2 | 21.1 | 15 | 25.6 | 14.4 | 32.1 | 16 | 14.4 | -2.8 | 18.9 | -3.9 | 12.2 | 10 | 19.4 | 11.7 | 26.7 | 17.2 | 16.5 | 0.6 | 22.8 | 5.6 | 28.3 | -5 | 8.9 | 2.2 | 24.4 | -0.6 | 23.3 | 1.1 | 26.7 | 16.7 | 28.3 | 16.7 | 15.6 | 2.8 | 24.4 | 7.2 | 19.4 | 4.4 | 27.8 | 20 | 21 | 6 | 17.2 | 4.4 | 21.7 | 5.6 | 21.7 | 7.2 | 25.6 | 7.8 | 14 | 12 | 21.7 | 21.7 | 28.3 | 10 | 13.5 | 5.9 | 18.9 | 16.7 | 23.3 | 17.2 | 26.5 | -0.4 | 29.7 | 21.7 | 33.9 | 1.7 | 26.3 | 20.9 | 25 | 18.9 | 28.3 | 15.3 | 28.3 | -0.6 | 25.6 | 18.3 | 26.1 | 14.4 | 15.6 | 5.6 | 23.3 | 0 | 17.2 | 6.1 | 16.7 | 2.8 | 10.6 | -5.6 | 15.8 | 4.2
19 | 7 | 12.2 | 0.6 | 27.8 | 17.8 | 23.3 | 15.6 | 22.2 | -1.7 | 32.2 | -1.7 | 17 | 9 | 22.6 | 2.1 | 19.4 | 13.3 | 26.1 | 6.7 | 15 | 3.9 | 14.4 | 7.8 | 27.2 | -0.6 | 26.1 | -3.9 | 24 | 20 | 26.7 | 19.4 | 23.3 | 22.2 | 24.5 | 18.7 | 29.4 | 19.4 | 25 | 19.4 | 27.2 | 17.2 | 21.1 | 3.3 | 30.6 | 0.6 | 26.1 | 8.9 | 13.9 | 1.7 | 23.9 | 8.9 | 26.7 | 15.1 | 30.6 | 19.4 | 30 | 20.6 | 26.1 | 3.3 | 17 | 3 | 11.7 | 11.1 | 13 | 5.7 | 7.8 | -2.2 | 15.6 | 2.8 | 16.1 | 0.6 | 12.8 | 7.8 | 12.4 | 4.9 | 23.9 | 12.8 | 20.6 | 14.7 | 24.4 | 13.9 | 31.3 | 16.5 | 13.3 | -2.2 | 18.9 | -3.9 | 11.7 | 10 | 18.9 | 11.7 | 26.1 | 17.2 | 16.8 | 0.8 | 22.2 | 7.8 | 27.8 | -5 | 8.2 | 2 | 23.5 | -0.6 | 21.1 | 0.6 | 26.1 | 16.7 | 27.9 | 16.9 | 15.6 | 1.1 | 23.3 | 7.2 | 18.9 | 4.4 | 26.7 | 19.4 | 21 | 6 | 15.7 | 5 | 20.2 | 5.8 | 20.6 | 6.7 | 25.6 | 8.3 | 14 | 12 | 21.7 | 21.7 | 27 | 10.7 | 13.7 | 6.1 | 19.4 | 16.7 | 22.8 | 17.2 | 26.8 | -0.2 | 28.7 | 21.7 | 33.3 | 0 | 26.5 | 21.1 | 23.9 | 18.9 | 28.3 | 15.3 | 28.3 | -0.6 | 25 | 17.8 | 26.7 | 13.9 | 16.7 | 6.1 | 22 | 0.5 | 15.6 | 6.1 | 16.1 | 1.7 | 10 | -6.7 | 16.7 | 3.9
19 | 6 | 10.6 | 2.8 | 26.7 | 17.2 | 21.7 | 15 | 20.4 | -0.7 | 30.5 | -1.8 | 17 | 9 | 21.3 | 2.6 | 18.3 | 13.3 | 25.6 | 6.3 | 14.4 | 2.8 | 13.3 | 7.8 | 26.1 | 0.6 | 25.6 | -4.4 | 22 | 18 | 26.1 | 18.9 | 23.3 | 22.8 | 22.2 | 18.6 | 29.4 | 17.8 | 25.6 | 19.4 | 25.6 | 16.7 | 20 | 2.8 | 30.6 | 0 | 23.9 | 8.3 | 12.8 | 0.6 | 23.3 | 8.9 | 25.5 | 14.7 | 29.4 | 18.9 | 28.3 | 20 | 25.6 | 3.3 | 16 | 6 | 11.7 | 11.1 | 12 | 5.7 | 7.2 | -2.8 | 15.6 | 2.8 | 14.4 | 1.1 | 12.8 | 8.3 | 12.2 | 5 | 22.8 | 12.2 | 20 | 14.4 | 23.9 | 16.7 | 30.6 | 16.7 | 12.2 | -3.3 | 18.3 | -2.8 | 12.2 | 10 | 18.3 | 11.9 | 25 | 17.8 | 17.2 | 0.6 | 21.1 | 6.1 | 27.8 | -6.1 | 7.4 | 1.5 | 22.6 | -0.2 | 17.8 | 0.6 | 25.6 | 16.1 | 27.6 | 16.9 | 14.4 | -1.1 | 22.8 | 6.1 | 18.3 | 4.4 | 27.2 | 19.4 | 20 | 5 | 14.3 | 5.7 | 18.7 | 5.9 | 20.6 | 6.7 | 25 | 7.2 | 14 | 11 | 21.1 | 21.1 | 25.7 | 11.5 | 13.9 | 6.1 | 18.9 | 16.7 | 21.7 | 17.2 | 27.2 | 1.1 | 27.8 | 21.7 | 32.8 | -3.9 | 26.7 | 21.1 | 22.8 | 20 | 28.3 | 15 | 26.7 | -0.6 | 25.6 | 18.3 | 26.1 | 12.8 | 15 | 5.6 | 20.7 | 1.5 | 15.6 | 6.7 | 15 | 1.1 | 8.9 | -7.8 | 15.8 | 4.2
18 | 7 | 10.6 | 2.8 | 25 | 17.2 | 20 | 13.9 | 18.5 | -0.7 | 28.9 | -2.9 | 17 | 9 | 20 | 2.2 | 16.7 | 13.3 | 25 | 5.6 | 13.3 | 2.8 | 11.7 | 8.9 | 25 | 1.7 | 23.3 | -4.4 | 21 | 17 | 25 | 17.8 | 23.3 | 22.8 | 20 | 18.3 | 28.3 | 18.9 | 23.3 | 18.9 | 23.9 | 16.7 | 18.9 | 3.3 | 29.4 | 0 | 22.2 | 7.8 | 11.7 | 0.6 | 21.7 | 11.1 | 24.4 | 14.4 | 28.9 | 20 | 27.2 | 20.6 | 23.9 | 3.9 | 16 | 5 | 12.2 | 11.7 | 11.1 | 5.6 | 6.7 | -2.2 | 13.3 | 1.1 | 12.8 | 1.7 | 12.2 | 8.9 | 11.3 | 4.8 | 22.2 | 12.2 | 20 | 14.4 | 21.7 | 17.2 | 27.8 | 18.2 | 11.7 | -2.8 | 16.7 | -2.2 | 11.7 | 9.4 | 17.8 | 11.7 | 23.3 | 17.2 | 15.2 | 3 | 19.4 | 7.2 | 25 | -6.1 | 6.7 | 1.1 | 21.7 | -0.6 | 17.2 | 0 | 24.4 | 15.6 | 27.2 | 17.2 | 12.8 | -3.3 | 21.7 | 8.3 | 17.8 | 4.4 | 26.7 | 19.4 | 19 | 4 | 12.8 | 5.6 | 17.2 | 5.6 | 18.9 | 7.2 | 23.9 | 10.6 | 14 | 11 | 21.1 | 21.1 | 24.4 | 11.7 | 12.8 | 6.4 | 18.3 | 16.7 | 20 | 17.8 | 24.8 | 1 | 27.1 | 21.9 | 30 | -5 | 26.1 | 21.1 | 22.8 | 19.4 | 26.8 | 16.2 | 24.4 | -1.1 | 23.9 | 18.9 | 24.4 | 13.3 | 14.4 | 5.6 | 19.4 | 1.7 | 13.9 | 7.2 | 14.4 | 1.1 | 8.3 | -8.3 | 14.8 | 4.5
16 | 8 | 10 | 2.2 | 24.4 | 17.2 | 17.8 | 13.3 | 16.7 | -0.6 | 27.2 | -3.3 | 16 | 9 | 18.7 | 4.1 | 16.1 | 12.8 | 22 | 8.5 | 11.7 | 5 | 11.1 | 8.9 | 22.2 | 1.7 | 21.1 | -5 | 20 | 16 | 24.4 | 17.8 | 23.3 | 22.8 | 19.8 | 18.1 | 28.3 | 20 | 22.8 | 18.3 | 23.3 | 17.2 | 17.2 | 5.6 | 26.1 | 1.7 | 20.6 | 6.7 | 10 | 0.6 | 20 | 10 | 23.3 | 14.1 | 25.6 | 22.2 | 26.1 | 20.6 | 23.3 | 4.4 | 15 | 4 | 12.2 | 11.7 | 9.8 | 5.2 | 5.6 | -2.2 | 11.7 | 0 | 10 | 1.7 | 12.2 | 8.9 | 10.3 | 4.7 | 20.6 | 13.3 | 20 | 14.2 | 20 | 16.7 | 25 | 18.7 | 11.1 | -5 | 14.4 | -1.1 | 11.7 | 9.4 | 16.3 | 11.3 | 21.7 | 17.2 | 13.1 | 4.3 | 18.9 | 7.8 | 22.2 | -6.1 | 5 | 0.7 | 20.9 | 0.1 | 13.3 | 1.7 | 23.3 | 15.6 | 25.2 | 16.9 | 10.6 | -3.3 | 19.4 | 6.1 | 15 | 4.4 | 25 | 19.4 | 18 | 4 | 12.2 | 6.5 | 15.4 | 5.9 | 18.3 | 6.7 | 22.2 | 10 | 13 | 11 | 21.7 | 21.7 | 22 | 13.9 | 11.7 | 6.2 | 18.3 | 16.7 | 18.9 | 16.7 | 22.4 | 0.8 | 26.3 | 22.2 | 30 | -5.6 | 25.6 | 21.3 | 22.8 | 19.4 | 25.4 | 17.4 | 21.7 | -1.1 | 23.3 | 18.3 | 23.3 | 13.3 | 12.8 | 6.1 | 17.7 | 1.6 | 13.3 | 7.8 | 13.9 | 1.7 | 7.2 | -11.1 | 13.9 | 4.4
14 | 8 | 8.3 | 3.3 | 23.9 | 17.2 | 16.7 | 13.3 | 13.9 | 0.2 | 26.1 | -2.2 | 12 | 9 | 17.4 | 5.4 | 15.6 | 12.8 | 19.1 | 10.2 | 11.1 | 6.7 | 10 | 8.9 | 18.9 | 4.4 | 18.3 | -5 | 19 | 16 | 23.9 | 17.8 | 23.9 | 22.8 | 19.6 | 17.9 | 27.8 | 19.4 | 21.7 | 18.3 | 23.3 | 17.2 | 16.1 | 6.7 | 25.6 | 0.6 | 18.9 | 6.7 | 8.9 | 0.6 | 19.4 | 11.1 | 22.2 | 13.8 | 25 | 22.8 | 25 | 21.1 | 21.1 | 3.3 | 14 | 4 | 12.2 | 11.7 | 8.5 | 4.5 | 5.6 | -1.1 | 9.4 | 0.6 | 8.3 | 4.4 | 11.7 | 8.3 | 9.4 | 4.4 | 18.9 | 14.4 | 20 | 13.9 | 19.4 | 16.7 | 22.2 | 18.9 | 9.4 | -5 | 13.3 | -2.2 | 11.1 | 9.4 | 14.8 | 10.6 | 20.6 | 17.2 | 11.1 | 5 | 17.8 | 5 | 23.3 | 2.8 | 3.4 | 0.1 | 20.2 | 1.1 | 13.9 | 0.6 | 22.8 | 15.6 | 23.1 | 16.2 | 10 | -3.9 | 17.2 | 7.2 | 12.2 | 3.9 | 24.4 | 20 | 16 | 6 | 11.7 | 7.3 | 13.5 | 5.4 | 17.8 | 6.7 | 21.1 | 11.7 | 13 | 12 | 20.6 | 20.6 | 19.6 | 15.1 | 10.6 | 6.1 | 18.3 | 16.7 | 16.7 | 14.4 | 20 | 0.6 | 25.6 | 22.2 | 28.9 | -2.8 | 25 | 21.1 | 22.8 | 19.4 | 23.9 | 17.8 | 24.4 | -4.4 | 21.7 | 18.9 | 22.8 | 13.3 | 12.8 | 5.6 | 16.1 | 1.4 | 13.3 | 7.8 | 12.8 | 0.6 | 5.6 | -10 | 12.4 | 3.9
13 | 7 | 7.2 | 2.8 | 23.3 | 17.2 | 16.1 | 12.8 | 11.1 | 0.5 | 25 | -2.2 | 11 | 8 | 16.1 | 6.1 | 15.6 | 12.8 | 16.1 | 10.6 | 11.1 | 6.7 | 10 | 8.3 | 17.2 | 4.4 | 17.8 | -5.6 | 18 | 15 | 24.4 | 18.3 | 23.3 | 22.8 | 19.4 | 17.8 | 26.1 | 19.4 | 20.6 | 18.3 | 23.3 | 16.7 | 14.4 | 7.2 | 22.2 | 1.7 | 17.2 | 6.7 | 8.3 | 0.6 | 16.7 | 10 | 21.1 | 13.3 | 23.9 | 21.1 | 24.4 | 21.1 | 20.6 | 2.2 | 13 | 6 | 12.2 | 11.7 | 7.2 | 3.9 | 5.6 | -1.7 | 7.8 | 1.1 | 5.6 | 5 | 11.7 | 8.3 | 8.3 | 4.7 | 17.8 | 15.6 | 19.8 | 14 | 18.9 | 16.7 | 22.4 | 18.6 | 7.2 | -5 | 11.1 | -1.1 | 11.1 | 9.4 | 13.3 | 10 | 20.6 | 17.8 | 10.2 | 5 | 16.7 | 6.1 | 17.8 | 7.2 | 1.7 | -0.6 | 19.4 | 1.1 | 15.6 | -1.1 | 21.7 | 16.7 | 21.1 | 15.6 | 8.9 | -2.8 | 18.9 | 9.4 | 11.7 | 3.9 | 23.9 | 20 | 12 | 8 | 11.1 | 7.8 | 11.7 | 5 | 16.7 | 5.6 | 18.9 | 10.6 | 12 | 11 | 20.6 | 20.6 | 17.2 | 15.6 | 10.2 | 6.2 | 18.3 | 16.7 | 16.1 | 12.8 | 19.1 | 0.2 | 25.6 | 22.3 | 27.8 | -1.7 | 24.6 | 21.1 | 22.8 | 19.4 | 23.3 | 17.5 | 24.4 | -6.7 | 20 | 19.4 | 22.8 | 12.8 | 11.7 | 6.1 | 14.4 | 1.1 | 11.7 | 10 | 11.1 | 0 | 4.4 | -10 | 10.9 | 3.5
12 | 7 | 6.7 | 2.2 | 22.2 | 16.1 | 15 | 12.2 | 8.3 | 0 | 23.9 | -2.2 | 11 | 8 | 15 | 6.6 | 15.6 | 13.3 | 14.6 | 10.1 | 10.6 | 6.7 | 9.4 | 8.4 | 16.1 | 5 | 18.3 | -7.2 | 18 | 14 | 23.9 | 18.3 | 23.9 | 23.3 | 19 | 17.5 | 25.6 | 20 | 20 | 17.8 | 22.8 | 16.7 | 13.9 | 6.7 | 21.1 | 3.3 | 16.1 | 5 | 6.1 | 0.6 | 16.7 | 10 | 19.8 | 13.8 | 23.9 | 19.4 | 23.9 | 21.1 | 16.1 | 5.6 | 12 | 7 | 11.7 | 11.7 | 6.7 | 4 | 2.8 | -2.2 | 6.7 | 1.1 | 5 | 4.4 | 11.7 | 8.3 | 7.2 | 5 | 17.2 | 15.6 | 19.6 | 13.8 | 18.9 | 16.7 | 22.6 | 18.6 | 7.2 | -4.4 | 9.4 | -0.6 | 10.6 | 9.4 | 12 | 9.2 | 20 | 17.2 | 9.2 | 4.6 | 16.7 | 6.1 | 16.7 | 6.7 | 1.1 | -1.1 | 18.3 | 1.8 | 11.7 | -1.7 | 20.6 | 17.2 | 21.7 | 16.5 | 8.9 | -0.6 | 17.2 | 7.8 | 10 | 3.9 | 22.2 | 20 | 13 | 6 | 10.9 | 7.8 | 10.9 | 5.3 | 14.4 | 5 | 17.2 | 12.2 | 12 | 8 | 20 | 20 | 16.3 | 15 | 9.8 | 6.2 | 18.3 | 16.7 | 15 | 12.2 | 18.1 | 0.2 | 25.6 | 22.3 | 26.7 | -1.7 | 24.3 | 21.2 | 22.8 | 19.4 | 22.8 | 17.5 | 24.4 | -8.9 | 19.4 | 18.9 | 22.8 | 12.8 | 11.7 | 7.8 | 13.9 | 0.2 | 10.6 | 10 | 9.4 | 1.1 | 3.3 | -10 | 9.4 | 2.8
8 | 4 | 7.2 | 3.3 | 20 | 17.2 | 13.3 | 11.7 | 7.9 | -0.3 | 23.3 | -1.4 | 11 | 8 | 13.9 | 6.8 | 15.6 | 13.3 | 13.2 | 9.5 | 10.6 | 7.2 | 8.9 | 7.8 | 14.4 | 5 | 17.2 | -7.2 | 17 | 14 | 23.9 | 18.3 | 23.9 | 23.3 | 18.7 | 17.4 | 25 | 20.6 | 19.4 | 17.2 | 22.8 | 16.7 | 12.8 | 6.7 | 21.1 | 2.8 | 15 | 5.6 | 5.6 | 1.1 | 16.1 | 9.4 | 18.5 | 13.8 | 22.8 | 20.6 | 23.9 | 21.7 | 15 | 6.1 | 12 | 7 | 11.2 | 11.2 | 6.1 | 3.9 | 3.3 | -1.1 | 5.6 | 1.7 | 3.9 | 3.9 | 11.1 | 8.3 | 6.1 | 5 | 17.2 | 15 | 19.4 | 13.9 | 18.3 | 16.7 | 22.8 | 18.3 | 7.2 | -5 | 8.3 | -0.6 | 10 | 9.4 | 10.7 | 8.5 | 19.4 | 17.2 | 8.3 | 4.4 | 15 | 7.8 | 16.1 | 5 | 0.6 | -1.7 | 17.2 | 1.6 | 9.4 | -1.7 | 20.6 | 17.2 | 22.2 | 17.2 | 8.3 | 0.6 | 15 | 8.3 | 10.6 | 3.9 | 22.2 | 20 | 9 | 6 | 10.8 | 7.9 | 10.2 | 5.6 | 13.3 | 5 | 16.1 | 11.7 | 12 | 7 | 20.6 | 20.6 | 15.3 | 14.4 | 9.4 | 6.1 | 18.3 | 16.7 | 13.9 | 12.2 | 17.2 | 0 | 25.6 | 22.2 | 26.1 | -2.2 | 23.9 | 21.1 | 22.8 | 20 | 22.2 | 17.2 | 23.9 | -7.8 | 18.9 | 18.9 | 22.2 | 13.3 | 10 | 8.3 | 13.3 | -0.3 | 11.1 | 10 | 8.3 | 1.1 | 3.3 | -10.6 | 8.7 | 2.5
8 | 5 | 6.7 | 3.9 | 19.4 | 16.1 | 13.3 | 11.1 | 7.6 | -0.8 | 22.8 | -0.6 | 11 | 8 | 12.8 | 6.7 | 15.6 | 13.3 | 11.7 | 8.9 | 10 | 7.8 | 8.3 | 7 | 12.2 | 5 | 17.2 | -7.2 | 17 | 14 | 23.3 | 18.3 | 23.9 | 23.3 | 18.3 | 17.2 | 24.4 | 20 | 19.4 | 17.8 | 22.2 | 16.7 | 12.2 | 6.7 | 21.1 | 2.2 | 13.3 | 6.1 | 5.6 | 1.1 | 16.1 | 10.6 | 17.2 | 13.9 | 22.8 | 20 | 23.3 | 21.7 | 16.1 | 3.3 | 11 | 7 | 10.8 | 10.8 | 5.6 | 3.9 | 3.9 | -2.2 | 5 | 1.1 | 4.4 | 4.4 | 11.1 | 7.8 | 5.9 | 4.9 | 16.7 | 15 | 19.2 | 13.8 | 18.3 | 16.7 | 21.9 | 18.3 | 6.1 | -4.4 | 7.2 | 1.1 | 10 | 9.4 | 9.4 | 7.8 | 18.9 | 17.2 | 8.5 | 4.9 | 14.4 | 7.2 | 15.6 | 5 | 0 | -2.8 | 16.1 | 1.7 | 8.3 | -1.7 | 20.6 | 17.8 | 22.8 | 17.8 | 7.8 | 1.7 | 13.9 | 7.8 | 10.6 | 3.3 | 21.7 | 19.4 | 8 | 6 | 10.6 | 7.8 | 9.4 | 5.6 | 12.2 | 3.3 | 15.6 | 13.3 | 11 | 5 | 20.6 | 20.6 | 14.4 | 13.9 | 9.2 | 6 | 18.3 | 16.7 | 13.9 | 11.7 | 16.5 | -0.2 | 25.2 | 22.3 | 25 | -2.8 | 23.7 | 21 | 22.8 | 20 | 21.7 | 16.7 | 22.8 | -8.9 | 19.4 | 18.9 | 18.9 | 13.9 | 8.9 | 8.3 | 12.8 | -1.1 | 12.2 | 8.9 | 7.2 | 0.6 | 1.1 | -10 | 7.9 | 1.9
6 | 5 | 6.1 | 3.9 | 18.9 | 17.2 | 12.8 | 10.6 | 7.2 | -1.1 | 22.2 | -0.6 | 8 | 7 | 11.7 | 6.9 | 15.6 | 13.3 | 11.3 | 8.6 | 10 | 7.2 | 7.2 | 7 | 12.2 | 5.6 | 16.7 | -7.2 | 17 | 13 | 23.3 | 18.3 | 24.4 | 23.9 | 17.8 | 17 | 23.9 | 20 | 19.4 | 17.8 | 21.7 | 16.7 | 11.7 | 6.7 | 18.3 | 2.2 | 13.3 | 6.7 | 4.4 | 1.1 | 15.6 | 10.6 | 16.7 | 14 | 22.8 | 20 | 23.3 | 21.7 | 15.6 | 3.9 | 10 | 6 | 10.3 | 10.3 | 5 | 3.5 | 2.2 | -3.3 | 3.9 | 1.7 | 3.9 | 3.9 | 10 | 7.2 | 5.8 | 4.8 | 16.7 | 15 | 19.1 | 14 | 17.8 | 16.7 | 20.9 | 17.9 | 6.1 | -3.9 | 7.2 | 1.1 | 9.4 | 9.4 | 9 | 7.3 | 18.9 | 17.8 | 8.7 | 5.3 | 14.4 | 7.8 | 15 | 5 | 0.2 | -1.8 | 15.4 | 1.5 | 9.4 | -2.8 | 18.9 | 17.8 | 22.1 | 17.3 | 8.3 | 2.2 | 13.3 | 7.8 | 9.4 | 2.8 | 20 | 19.4 | 8 | 4 | 10.2 | 7.6 | 9 | 5.8 | 11.7 | 2.8 | 13.9 | 10.6 | 8 | 4 | 20.6 | 20.6 | 14.8 | 13.9 | 9.1 | 5.9 | 18.9 | 17.2 | 13.3 | 11.7 | 15.7 | -0.8 | 24.8 | 22.1 | 23.9 | -3.3 | 23.5 | 20.7 | 23.3 | 20 | 21.1 | 16.1 | 22.8 | -8.9 | 19.4 | 18.3 | 16.1 | 13.9 | 8.9 | 8.3 | 11.1 | -1.5 | 10 | 9.4 | 6.1 | 0.6 | 1.7 | -9.4 | 7.2 | 1.7
5 | 3 | 6.1 | 3.9 | 18.3 | 16.1 | 12.8 | 11.1 | 6.7 | -1.1 | 20.7 | 0.5 | 8 | 7 | 10.5 | 6.9 | 15.6 | 13.3 | 11 | 8.3 | 10 | 7.8 | 6.7 | 6.4 | 11.1 | 4.4 | 15.6 | -6.7 | 17 | 14 | 22.8 | 18.3 | 24.4 | 23.9 | 17.2 | 16.9 | 23.9 | 20 | 19.4 | 18.3 | 21.1 | 16.7 | 11.1 | 7.2 | 18.9 | 1.7 | 13.3 | 6.1 | 3.3 | 1.1 | 13.9 | 9.4 | 16.1 | 14 | 22.2 | 20.6 | 23.3 | 21.7 | 16.1 | 3.9 | 10 | 6 | 9.8 | 9.8 | 4.5 | 3.3 | 1.1 | -2.8 | 3.9 | 1.7 | 3.3 | 0.6 | 9.4 | 6.7 | 5.6 | 4.4 | 16.7 | 15 | 18.9 | 13.9 | 17.2 | 16.1 | 20 | 17.8 | 6.1 | -3.9 | 6.1 | 0.6 | 9.4 | 9.4 | 8.7 | 7 | 18.3 | 17.2 | 8.9 | 5.6 | 13.3 | 8.9 | 15 | 5.6 | 0.4 | -1.1 | 14.6 | 0.8 | 8.3 | -3.9 | 18.9 | 17.8 | 21.3 | 16.3 | 7.2 | 2.2 | 13.3 | 7.8 | 7.8 | 2.2 | 20 | 20 | 8 | 4 | 9.8 | 7.4 | 8.7 | 6 | 11.1 | 2.2 | 14.4 | 10 | 8 | 4 | 20.6 | 20.6 | 15.2 | 13.9 | 8.9 | 5.6 | 18.3 | 17.2 | 13.3 | 11.1 | 15 | -1.1 | 24.4 | 22.2 | 22.8 | -2.8 | 23.3 | 20.6 | 23.3 | 20 | 20.6 | 15.6 | 22.2 | -10 | 18.9 | 17.8 | 15 | 13.3 | 8.3 | 7.8 | 9.5 | -1.9 | 8.3 | 7.8 | 3.9 | 1.1 | 1.7 | -8.9 | 7.2 | 1.7
4 | 3 | 5 | 3.3 | 16.7 | 15.6 | 12.2 | 10.6 | 6.1 | -0.9 | 19.3 | 1.3 | 8 | 6 | 9.4 | 6.7 | 15 | 12.8 | 10.6 | 7.8 | 10 | 7.8 | 6.1 | 5.3 | 10 | 3.9 | 15.6 | -6.7 | 16 | 13 | 22.8 | 18.3 | 24.4 | 23.9 | 16.7 | 16.7 | 23.9 | 20 | 20 | 18.3 | 20.6 | 16.7 | 10.6 | 7.2 | 17.8 | -1.7 | 13.9 | 5 | 3.3 | 0.6 | 14.4 | 9.4 | 15.6 | 13.9 | 22.2 | 20.6 | 22.8 | 21.1 | 15.6 | 5 | 9 | 5 | 9.4 | 9.4 | 3.9 | 2.8 | 0 | -2.8 | 3.3 | 1.7 | 2.8 | 2.2 | 8.3 | 5.6 | 5.8 | 4.8 | 16.7 | 15 | 19.3 | 13.9 | 17.2 | 16.1 | 19.6 | 17.6 | 3.9 | -5 | 5 | 1.1 | 9.4 | 8.9 | 8.3 | 6.7 | 18.3 | 17.8 | 8.7 | 6 | 11.7 | 10 | 14.4 | 5.6 | 0.6 | -0.6 | 13.9 | 0.6 | 7.8 | -2.8 | 18.9 | 17.8 | 20.6 | 15.6 | 7.8 | 3.9 | 13.9 | 7.8 | 7.8 | 2.2 | 19.4 | 19.4 | 8 | 3 | 9.4 | 7.2 | 8.3 | 6.1 | 10 | 3.9 | 13.9 | 9.4 | 8 | 4 | 20.6 | 20.6 | 15.6 | 13.9 | 8.5 | 5.4 | 18.9 | 17.2 | 13.3 | 11.1 | 14.1 | -1.3 | 24.6 | 22.3 | 21.7 | -2.2 | 23.1 | 20.3 | 23.3 | 20 | 19.8 | 15.7 | 20.6 | -10 | 18.3 | 17.8 | 19.4 | 13.9 | 8.3 | 7.2 | 7.8 | -2.8 | 8.3 | 8.3 | 2.2 | 0.6 | 1.7 | -8.9 | 7.2 | 1.7
6 | 3 | 5 | 3.9 | 16.7 | 15 | 13.3 | 11.1 | 5.6 | -1.1 | 17.8 | 1.7 | 8 | 7 | 10.5 | 6.9 | 15 | 13.3 | 12.1 | 8 | 10 | 7.2 | 6.1 | 5.6 | 10.6 | 3.3 | 13.9 | -6.1 | 16 | 13 | 22.8 | 17.8 | 24.4 | 23.9 | 16.5 | 16.2 | 23.9 | 20 | 20 | 18.3 | 19.4 | 16.7 | 10.6 | 7.8 | 16.1 | -2.8 | 12.8 | 5.6 | 2.8 | 0.6 | 13.9 | 8.9 | 16.1 | 14.1 | 22.8 | 20 | 22.2 | 21.1 | 15 | 6.7 | 9 | 5 | 8.9 | 8.9 | 6.3 | 4 | -0.6 | -3.3 | 2.8 | 1.1 | 2.2 | 2.2 | 8.9 | 6.1 | 5.9 | 4.9 | 16.7 | 15 | 19.6 | 14 | 17.2 | 16.1 | 19.3 | 17.5 | 3.9 | -5.6 | 5.6 | 1.1 | 9.4 | 8.9 | 11.3 | 9.2 | 18.9 | 17.8 | 8.5 | 6.3 | 11.1 | 10 | 14.4 | 5 | 2.1 | 0 | 15.6 | 1 | 7.2 | -2.8 | 18.9 | 17.8 | 20.4 | 15.4 | 7.2 | 4.4 | 13.9 | 7.2 | 6.7 | 2.2 | 19.4 | 19.4 | 7 | 3 | 9.4 | 7.2 | 9.2 | 6.5 | 9.4 | 3.3 | 13.3 | 10 | 7 | 5 | 20.6 | 20.6 | 16 | 14.2 | 8.2 | 5.3 | 18.9 | 17.2 | 12.8 | 11.7 | 13.1 | -1.8 | 24.8 | 22.7 | 19.4 | -1.7 | 23 | 20.2 | 23.3 | 20.6 | 19.1 | 15.6 | 20.6 | -11.7 | 18.3 | 18.3 | 15.6 | 13.3 | 7.8 | 7.2 | 8.9 | -1.6 | 10 | 10 | 1.1 | 0 | 1.1 | -9.4 | 7.2 | 1.7
8 | 4 | 5.6 | 3.9 | 16.7 | 13.9 | 14.4 | 10.6 | 10.2 | 0.2 | 18.7 | 1.7 | 10 | 7 | 11.7 | 7.3 | 15.6 | 12.8 | 13.5 | 8 | 10 | 7.2 | 6.7 | 5.6 | 12.2 | 3.3 | 17.2 | -7.2 | 15 | 14 | 22.2 | 18.3 | 23.3 | 22.8 | 16.3 | 15.5 | 23.9 | 20.6 | 20 | 18.3 | 18.9 | 16.7 | 10.6 | 7.8 | 15.6 | -3.9 | 13.9 | 7.8 | 3.3 | 0.6 | 13.3 | 8.9 | 16.7 | 14.4 | 20.6 | 20 | 22.8 | 21.7 | 16.1 | 7.2 | 8 | 6 | 10.6 | 9.4 | 8.7 | 4.9 | 0.6 | -2.2 | 2.2 | 1.7 | 3.3 | 3.3 | 9.4 | 6.7 | 6.1 | 5 | 16.7 | 15 | 20 | 13.9 | 17.2 | 16.1 | 18.9 | 17.2 | 4.4 | -6.1 | 7.2 | 1.1 | 8.9 | 8.9 | 14.2 | 11.9 | 18.9 | 18.3 | 8.3 | 6.7 | 11.1 | 9.4 | 14.4 | 5.6 | 3.5 | 0.2 | 17.2 | 1.6 | 8.3 | -1.7 | 19.4 | 17.8 | 20.2 | 15.2 | 7.8 | 5 | 14.4 | 8.9 | 7.8 | 2.2 | 19.4 | 19.4 | 9 | 6 | 9.4 | 7.2 | 10.2 | 6.9 | 10.6 | 3.3 | 14.4 | 10.6 | 9 | 5 | 21.1 | 20.6 | 16.3 | 14.3 | 7.8 | 5 | 18.3 | 17.2 | 12.8 | 11.7 | 12.2 | -2.2 | 25 | 22.8 | 20 | -1.1 | 22.8 | 20 | 23.3 | 20.6 | 18.3 | 15.6 | 20.6 | -11.7 | 18.9 | 18.3 | 17.8 | 15 | 8.3 | 7.2 | 10 | -0.9 | 10 | 8.9 | 1.1 | -0.6 | 2.8 | -8.9 | 9.1 | 2.4
10 | 4 | 8.3 | 3.9 | 17.2 | 15 | 16.7 | 10.6 | 14.8 | 0.6 | 19.7 | 2.1 | 11 | 8 | 12.8 | 7.2 | 16.7 | 12.8 | 15 | 7.8 | 11.1 | 7.8 | 10.6 | 7.8 | 16.1 | 3.3 | 18.3 | -4.4 | 15 | 14 | 24.4 | 18.3 | 26.1 | 24.4 | 16.1 | 15 | 23.9 | 20.6 | 20 | 18.3 | 22.8 | 16.7 | 11.7 | 8.3 | 16.1 | -3.9 | 17.8 | 8.9 | 5 | 2.2 | 12.8 | 7.2 | 17.2 | 14.4 | 20.6 | 20 | 23.9 | 22.2 | 17.8 | 6.7 | 12 | 7 | 12.8 | 10 | 11.1 | 5.6 | 3.3 | -1.7 | 5 | 2.8 | 5 | 3.3 | 11.1 | 7.8 | 9.1 | 6.6 | 16.7 | 15 | 20.6 | 14.5 | 17.8 | 16.1 | 21.7 | 18.3 | 6.7 | -6.1 | 9.4 | 2.8 | 11.1 | 9.4 | 17.2 | 14.4 | 19.4 | 18.3 | 9.2 | 6.8 | 11.1 | 10 | 16.7 | 6.1 | 5 | 0.6 | 18.9 | 1.7 | 12.2 | -2.2 | 20 | 17.2 | 20 | 15 | 11.7 | 7.2 | 18.9 | 10.6 | 10 | 2.8 | 20 | 20 | 12 | 7 | 9.4 | 7.2 | 11.1 | 7.2 | 12.2 | 3.3 | 15.6 | 11.1 | 11 | 4 | 22.2 | 21.7 | 16.7 | 14.4 | 9.8 | 6.2 | 18.3 | 17.2 | 13.3 | 12.2 | 15.5 | -1 | 25.7 | 22.8 | 23.3 | 0 | 23.3 | 20.1 | 23.3 | 21.1 | 20.3 | 16.2 | 22.2 | -11.1 | 20 | 19.4 | 22.2 | 15.6 | 8.9 | 7.2 | 11.1 | 0 | 8.9 | 8.3 | 2.8 | 1.1 | 5.6 | -9.4 | 10.9 | 3
13 | 3 | 8.3 | 3.9 | 17.8 | 13.9 | 17.2 | 9.4 | 19.4 | -0.6 | 20.6 | 1.7 | 13 | 8 | 15.2 | 7.8 | 18.3 | 12.8 | 17.8 | 7.9 | 12.2 | 7.2 | 14.4 | 6.7 | 20 | 5.6 | 21.1 | -5 | 16 | 14 | 26.7 | 18.9 | 27.8 | 25 | 15.9 | 14.8 | 24.4 | 21.1 | 21.1 | 17.8 | 25 | 16.7 | 12.8 | 7.8 | 16.7 | -1.1 | 20 | 9.4 | 7.8 | 0.6 | 12.8 | 6.7 | 19.1 | 14.8 | 21.1 | 20 | 25 | 20.6 | 20 | 7.2 | 14 | 7 | 12.8 | 10.6 | 12.6 | 6.2 | 5.6 | -2.2 | 6.7 | 2.8 | 10 | 4.4 | 12.8 | 8.3 | 12 | 7.9 | 16.7 | 15 | 21.1 | 15 | 17.8 | 16.1 | 24.4 | 19.3 | 8.3 | -6.1 | 11.7 | 2.8 | 13.3 | 10 | 18.7 | 13.2 | 18.9 | 17.8 | 10.2 | 7.1 | 11.1 | 10 | 18.3 | 6.7 | 6.5 | 0.8 | 20.4 | 2.3 | 13.9 | -2.2 | 18.3 | 15.6 | 21.1 | 15.4 | 13.9 | 8.3 | 20.6 | 10.6 | 12.8 | 2.8 | 22.8 | 21.1 | 17 | 6 | 10.7 | 7.2 | 12.4 | 7.1 | 14.4 | 3.9 | 17.8 | 11.7 | 12 | 4 | 23.9 | 23.3 | 19.3 | 16 | 11.9 | 7 | 20.6 | 18.3 | 13.3 | 12.8 | 18.9 | 0 | 26.5 | 23 | 24.4 | 0 | 23.9 | 20.5 | 25 | 21.7 | 22.4 | 16.9 | 23.3 | -8.9 | 21.7 | 19.4 | 24.4 | 16.1 | 8.9 | 7.2 | 13.1 | 0.5 | 8.3 | 7.8 | 7.2 | 1.7 | 7.2 | -9.4 | 12.8 | 3.3
14 | 1 | 7.2 | 2.2 | 19.4 | 14.4 | 18.3 | 8.9 | 20.9 | -0.4 | 22.4 | 2.5 | 14 | 8 | 17.6 | 7.7 | 20.6 | 13.3 | 20.5 | 7.5 | 14.4 | 5 | 17.8 | 6.7 | 23.9 | 5 | 21.7 | -3.9 | 16 | 14 | 27.2 | 18.9 | 27.2 | 25.6 | 15.8 | 14.7 | 26.1 | 22.2 | 21.7 | 17.8 | 26.7 | 16.7 | 14.4 | 8.3 | 18.3 | -0.6 | 21.7 | 9.4 | 8.9 | -0.6 | 11.7 | 5.6 | 20.9 | 14.6 | 21.1 | 20 | 23.9 | 18.9 | 21.1 | 7.8 | 17 | 7 | 14.4 | 11.1 | 14.1 | 7 | 6.7 | -1.1 | 8.3 | 2.8 | 13.3 | 3.9 | 14.4 | 8.3 | 15 | 8.9 | 16.7 | 15 | 21.7 | 15.6 | 18.3 | 16.7 | 27.2 | 20 | 10 | -4.4 | 14.4 | 2.8 | 15.6 | 8.9 | 20.2 | 10.9 | 18.9 | 18.9 | 11.1 | 7.2 | 11.7 | 10.6 | 20 | 7.2 | 7.9 | 0.6 | 21.8 | 2 | 16.1 | -1.1 | 19.4 | 15 | 22.2 | 15.8 | 16.7 | 10 | 22.2 | 12.2 | 15 | 3.3 | 24.4 | 21.1 | 19 | 6 | 12 | 6.9 | 13.7 | 6.6 | 15.6 | 4.4 | 20.6 | 12.8 | 14 | 4 | 24.4 | 22.8 | 21.8 | 17.2 | 13.9 | 7.8 | 21.1 | 18.3 | 13.3 | 12.2 | 22.2 | 0.6 | 27.2 | 22.8 | 25 | 0 | 24.4 | 20.6 | 26.1 | 21.7 | 24.4 | 17.2 | 24.4 | -7.8 | 22.8 | 19.4 | 25 | 16.1 | 10 | 7.8 | 15.2 | 1 | 9.4 | 7.8 | 8.9 | -1.7 | 8.9 | -10 | 14.6 | 4.3
16 | 1 | 9.4 | 2.8 | 21.1 | 15.6 | 20.6 | 7.2 | 22.4 | -0.3 | 24.3 | 3 | 14 | 9 | 20 | 7.2 | 21.1 | 13.9 | 23.3 | 6.1 | 14.4 | 4.4 | 17.8 | 10 | 27.2 | 3.3 | 25 | -5.6 | 17 | 15 | 27.8 | 19.4 | 28.3 | 24.4 | 15.6 | 14.4 | 26.7 | 22.2 | 22.8 | 15.6 | 27.8 | 16.1 | 15.6 | 8.3 | 19.4 | 0.6 | 23.9 | 10 | 10 | 1.1 | 12.2 | 6.7 | 22.8 | 14.4 | 22.2 | 20.6 | 21.7 | 17.8 | 23.3 | 8.3 | 18 | 5 | 13.9 | 10.6 | 15.6 | 7.2 | 7.8 | -1.1 | 10 | 3.3 | 17.2 | 4.4 | 15 | 8.9 | 15.7 | 8.7 | 17.2 | 15.6 | 22.2 | 16.3 | 18.9 | 16.7 | 28.9 | 18.7 | 12.8 | -5 | 16.1 | 3.9 | 17.2 | 9.4 | 21.7 | 7.8 | 18.9 | 18.9 | 14.4 | 7.7 | 13.3 | 11.1 | 21.1 | 6.7 | 9.4 | 0.6 | 23.3 | 2.2 | 17.2 | -1.7 | 20 | 15 | 23.3 | 16.1 | 17.8 | 9.4 | 23.9 | 13.3 | 16.7 | 3.9 | 26.7 | 21.1 | 20 | 6 | 13.3 | 6.7 | 15 | 6.1 | 16.1 | 3.9 | 22.2 | 13.3 | 14 | 5 | 26.7 | 23.3 | 24.4 | 18.3 | 15.4 | 8.4 | 21.1 | 17.8 | 13.3 | 12.8 | 24.4 | 1.3 | 27.9 | 22.6 | 26.1 | -0.6 | 25.3 | 20.8 | 27.8 | 21.1 | 25.2 | 17.2 | 25.6 | -1.7 | 25.6 | 20 | 27.2 | 16.7 | 11.7 | 7.2 | 17.2 | 1.1 | 9.4 | 7.2 | 10 | -1.7 | 11.1 | -9.4 | 16.5 | 4.9
16 | 2 | 9.4 | 2.8 | 21.7 | 15.6 | 22.2 | 7.8 | 23.9 | -0.6 | 26.1 | 3.3 | 16 | 9 | 21.3 | 6.8 | 21.1 | 13.3 | 25.2 | 6.4 | 16.1 | 5.6 | 17.2 | 11.1 | 28.3 | -1.7 | 26.1 | -5.6 | 18 | 14 | 28.3 | 19.4 | 28.9 | 25 | 16.1 | 14.5 | 27.2 | 22.8 | 23.9 | 14.4 | 27.8 | 16.1 | 18.3 | 9.4 | 21.1 | 0.6 | 22.2 | 10 | 10.6 | 1.7 | 15.6 | 7.2 | 23.5 | 14.5 | 23.9 | 20.6 | 20 | 17.8 | 24.4 | 8.3 | 19 | 2 | 14.4 | 10.6 | 15.6 | 7.1 | 8.3 | -1.1 | 12.2 | 3.9 | 18.3 | 5.6 | 17.2 | 9.4 | 16.5 | 8.2 | 18.3 | 16.1 | 22.8 | 17.1 | 18.9 | 16.1 | 30.5 | 17.3 | 13.9 | -5 | 20 | 5 | 17.2 | 8.9 | 21.9 | 7.4 | 19.4 | 19.4 | 17.8 | 7.9 | 14.4 | 10.6 | 22.8 | 6.1 | 11.3 | 1.5 | 24.6 | 2.1 | 20 | -0.6 | 21.7 | 15.6 | 23.5 | 16.1 | 20 | 8.9 | 25 | 13.9 | 18.3 | 5 | 26.7 | 21.1 | 21 | 4 | 14.6 | 6.7 | 15.7 | 6.2 | 17.8 | 4.4 | 24.4 | 12.2 | 16 | 6 | 27.2 | 23.3 | 25.5 | 17.7 | 16.8 | 8.5 | 20.6 | 18.3 | 14.4 | 12.2 | 26.7 | 1.2 | 28.7 | 22.5 | 27.2 | -0.6 | 26.3 | 20.9 | 28.3 | 21.7 | 25.9 | 16.8 | 25.6 | -1.1 | 28.3 | 20.6 | 28.9 | 17.2 | 13.3 | 4.4 | 17.9 | 0.5 | 10 | 7.2 | 11.7 | -0.6 | 10.6 | -6.1 | 18.3 | 5.6
17 | 1 | 10.6 | 2.8 | 20.6 | 14.4 | 22.8 | 7.2 | 23.7 | 0.1 | 27.6 | 2.6 | 17 | 9 | 22.6 | 6.4 | 21.7 | 12.8 | 27 | 7 | 15.6 | 7.8 | 17.8 | 6.1 | 29.4 | -1.1 | 27.2 | -8.9 | 20 | 14 | 28.9 | 18.9 | 30 | 23.9 | 16.7 | 14.4 | 22.8 | 21.1 | 23.9 | 13.3 | 27.8 | 16.7 | 18.9 | 9.4 | 22.2 | -1.1 | 20 | 10 | 11.7 | 1.1 | 17.2 | 6.7 | 24.3 | 15 | 26.7 | 21.1 | 21.1 | 18.3 | 25.6 | 8.9 | 19 | 0 | 13.9 | 11.7 | 15.6 | 6.6 | 10 | 0 | 13.9 | 3.9 | 19.4 | 4.4 | 17.8 | 6.7 | 17.2 | 7.8 | 19.4 | 16.7 | 23.3 | 17.8 | 19.4 | 16.1 | 32.2 | 15 | 15 | -4.4 | 21.1 | 6.1 | 18.3 | 9.4 | 22 | 6.3 | 20 | 19.4 | 21.1 | 6.7 | 16.7 | 11.1 | 23.9 | 6.7 | 13.1 | 2.6 | 25.9 | 1.2 | 21.1 | -2.2 | 23.3 | 16.1 | 23.7 | 15.8 | 20.6 | 10.6 | 25.6 | 15 | 18.9 | 5.6 | 27.2 | 21.7 | 22 | 4 | 15.9 | 6.4 | 16.5 | 6.1 | 17.8 | 4.4 | 25.6 | 11.7 | 16 | 4 | 26.1 | 22.8 | 26.7 | 16.7 | 18.3 | 8.9 | 20 | 17.2 | 15.6 | 12.8 | 28.9 | 1.7 | 29.4 | 22.2 | 29.4 | -1.1 | 27.2 | 21.1 | 28.9 | 21.7 | 26.7 | 16.7 | 26.1 | -2.8 | 29.4 | 19.4 | 30 | 17.8 | 11.1 | 4.4 | 18.7 | 0.3 | 10 | 6.7 | 12.2 | -1.1 | 11.7 | -5.6 | 19.1 | 4.9
19 | 2 | 10.6 | 2.8 | 19.4 | 13.9 | 24.4 | 7.2 | 23.5 | -0.1 | 29.1 | 2.4 | 17 | 10 | 23.9 | 5 | 20.6 | 13.3 | 28.9 | 7.2 | 16.1 | 6.1 | 17.2 | 7.8 | 28.3 | -2.2 | 27.8 | -8.9 | 18 | 13 | 28.3 | 18.9 | 30 | 23.9 | 17.2 | 14.4 | 23.3 | 21.7 | 24.4 | 13.3 | 28.3 | 16.7 | 18.9 | 9.4 | 22.2 | -1.1 | 19.4 | 10 | 12.2 | 1.7 | 18.3 | 6.7 | 25 | 15 | 27.8 | 21.7 | 22.2 | 17.8 | 26.7 | 8.9 | 20 | 2 | 13.9 | 11.7 | 15.6 | 6.1 | 10.6 | 0.6 | 13.3 | 3.9 | 20.6 | 4.4 | 20 | 6.7 | 17.8 | 8.1 | 20 | 16.7 | 24.8 | 18.5 | 22.2 | 16.1 | 32.4 | 15.4 | 16.1 | -3.9 | 22.2 | 6.1 | 20 | 10 | 22.2 | 5.6 | 20 | 19.4 | 21.8 | 6.1 | 16.7 | 11.1 | 25.6 | 5.6 | 15 | 3.3 | 27.2 | 0.6 | 23.9 | 0 | 23.9 | 16.7 | 23.9 | 15.6 | 18.3 | 9.4 | 26.1 | 15 | 19.4 | 5.6 | 28.9 | 21.1 | 22 | 4 | 17.2 | 6.1 | 17.2 | 6.1 | 20.6 | 6.7 | 24.4 | 13.9 | 17 | 6 | 25.6 | 22.2 | 27.8 | 15.6 | 18.9 | 9.4 | 21.1 | 17.2 | 16.1 | 12.2 | 30.2 | 0.7 | 30 | 22.2 | 29.4 | -1.7 | 28.1 | 21.2 | 29.4 | 21.7 | 27.4 | 16.7 | 26.1 | -2.2 | 29.4 | 20 | 31.1 | 15 | 14.4 | 5.6 | 19.4 | -0.6 | 10.6 | 6.1 | 14.4 | 1.1 | 12.8 | -5.6 | 19.8 | 3.5
17 | 2 | 10.6 | 2.2 | 20.6 | 14.4 | 25 | 6.1 | 23.3 | 0.6 | 30.6 | 1.1 | 18 | 10 | 24.1 | 4.5 | 20.6 | 13.3 | 29.6 | 5.7 | 16.1 | 5.6 | 17.8 | 6.7 | 28.9 | -1.1 | 28.3 | -10 | 18 | 13 | 28.3 | 18.9 | 27.8 | 24.4 | 17.2 | 14.1 | 26.1 | 21.7 | 24.4 | 13.3 | 28.9 | 17.2 | 20 | 9.4 | 22.8 | -0.6 | 19.4 | 11.1 | 12.8 | 1.1 | 18.3 | 5.6 | 25.4 | 15.2 | 28.9 | 21.7 | 21.1 | 18.9 | 27.8 | 8.9 | 20 | 3 | 13.9 | 11.7 | 15 | 5.8 | 12.8 | 1.7 | 13.9 | 3.9 | 18.9 | 4.4 | 17.8 | 7.2 | 18.3 | 8 | 20.6 | 16.7 | 26.3 | 19 | 22.8 | 16.1 | 32.6 | 16.5 | 17.2 | -4.4 | 23.9 | 5 | 20.6 | 10.6 | 22.4 | 6.6 | 22.2 | 20 | 22.6 | 6 | 18.3 | 12.2 | 27.2 | 0.6 | 15 | 4.1 | 27.9 | 0.6 | 23.9 | -0.6 | 26.7 | 18.3 | 22.6 | 15.2 | 18.9 | 9.4 | 26.1 | 13.9 | 20.6 | 5.6 | 30 | 20 | 20 | 6 | 16.8 | 6.1 | 17.2 | 6.4 | 20.6 | 5.6 | 25 | 15 | 18 | 7 | 25 | 22.8 | 27.6 | 15.6 | 19.4 | 10.2 | 22.8 | 17.8 | 17.2 | 12.2 | 31.5 | -1.2 | 30.5 | 22.1 | 30 | -5.6 | 29.1 | 21.6 | 29.4 | 22.2 | 28.2 | 17.1 | 26.7 | -1.7 | 27.8 | 20.6 | 30.6 | 14.4 | 15 | 5 | 19.6 | -1.3 | 10.6 | 6.1 | 14.4 | 1.1 | 13.9 | -5 | 20.6 | 2.2
18 | 3 | 11.1 | 2.2 | 20.6 | 14.4 | 25 | 7.2 | 22.6 | 0.4 | 30.6 | 0.1 | 18 | 10 | 24.2 | 3.5 | 20 | 13.3 | 30.4 | 5 | 16.7 | 5.6 | 16.7 | 7.2 | 28.9 | 0 | 28.3 | -9.4 | 18 | 13 | 28.3 | 18.9 | 26.7 | 25 | 17.2 | 14.1 | 27.8 | 22.2 | 23.9 | 13.3 | 29.4 | 17.2 | 20 | 10 | 25 | 0 | 20 | 10 | 14.4 | 3.3 | 17.2 | 6.1 | 25.7 | 14.8 | 28.3 | 21.7 | 21.1 | 18.9 | 25.6 | 10 | 22 | 4 | 13.3 | 11.7 | 14.5 | 5.6 | 13.3 | 0 | 14.4 | 3.3 | 19.4 | 3.9 | 18.9 | 7.2 | 18.9 | 8.3 | 20.6 | 16.1 | 27.8 | 19.4 | 22.8 | 16.1 | 32.8 | 17.2 | 18.3 | -3.9 | 22.8 | 4.4 | 20 | 11.1 | 22.6 | 7.6 | 23.9 | 18.9 | 23.3 | 5 | 20 | 12.8 | 27.2 | -0.6 | 15 | 4.4 | 28.7 | 0.4 | 24.4 | 0 | 27.8 | 18.9 | 21.3 | 14.5 | 18.9 | 9.4 | 26.1 | 15.6 | 22.2 | 5.6 | 31.1 | 19.4 | 18 | 7 | 16.5 | 6.4 | 17.2 | 7 | 21.7 | 5.6 | 25 | 15 | 18 | 7 | 25 | 22.2 | 27.4 | 16.1 | 20 | 10.6 | 23.9 | 17.8 | 18.3 | 13.3 | 32.8 | -2.2 | 31.1 | 22.2 | 31.1 | -6.7 | 30 | 21.7 | 28.9 | 21.7 | 28.9 | 17.2 | 30 | -10 | 27.2 | 20.6 | 31.1 | 13.9 | 13.3 | 5.6 | 19.8 | -1.7 | 11.1 | 6.1 | 15.6 | 1.7 | 14.4 | -4.4 | 18.5 | 3.9
19 | 0 | 12.8 | 2.8 | 21.7 | 15 | 25.6 | 6.7 | 21.8 | 0.3 | 30.6 | -1.8 | 18 | 9 | 24.4 | 2.8 | 20 | 13.3 | 31.1 | 3.3 | 16.1 | 5.6 | 16.1 | 7.8 | 30 | 0.6 | 28.3 | -8.3 | 17 | 13 | 27.8 | 19.4 | 24.4 | 21.7 | 17.2 | 13.9 | 27.8 | 23.3 | 23.3 | 14.4 | 28.3 | 17.2 | 19.4 | 10 | 25 | 0.6 | 20.6 | 12.2 | 14.4 | 3.3 | 16.1 | 5.6 | 26.1 | 15 | 27.2 | 22.2 | 22.2 | 18.3 | 23.9 | 12.2 | 16 | 9 | 13.3 | 11.7 | 13.9 | 5 | 13.3 | -0.6 | 14.4 | 3.3 | 19.4 | 5 | 16.7 | 6.7 | 18.7 | 8.4 | 21.1 | 16.1 | 27.2 | 18.2 | 23.3 | 15.6 | 32.2 | 17.3 | 18.3 | -4.4 | 24.4 | 3.9 | 20 | 10.6 | 22.8 | 8.3 | 23.3 | 17.8 | 23.3 | 5.3 | 18.9 | 11.7 | 27.8 | -1.7 | 15 | 5 | 29.4 | 0.6 | 23.3 | 1.1 | 26.1 | 20 | 20 | 13.9 | 18.3 | 10 | 24.4 | 16.7 | 22.2 | 5.6 | 31.7 | 17.8 | 19 | 7 | 16.1 | 6.1 | 17.2 | 7.2 | 21.7 | 5.6 | 24.4 | 16.1 | 18 | 8 | 23.9 | 22.2 | 27.2 | 16.1 | 20.2 | 10.6 | 23.9 | 17.2 | 18.9 | 12.8 | 33 | -2.3 | 30 | 22.5 | 31.1 | -6.7 | 29.6 | 21.3 | 28.9 | 21.7 | 28.9 | 16.5 | 28.3 | -6.1 | 26.1 | 22.2 | 31.7 | 14.4 | 10.6 | 6.1 | 20 | -2.8 | 11.7 | 6.1 | 15.6 | 1.1 | 14.4 | -4.4 | 16.5 | 5.2
18 | -2 | 12.2 | -1.7 | 21.1 | 15 | 25 | 5.6 | 21.1 | 0.6 | 30.6 | -2.8 | 18 | 9 | 23.1 | 3.1 | 19.4 | 13.9 | 28.3 | 8.1 | 15.6 | 5.6 | 15 | 5.6 | 30 | -1.1 | 27.8 | -10.6 | 16 | 13 | 26.7 | 18.9 | 23.9 | 21.1 | 16.7 | 13.6 | 27.2 | 22.8 | 21.1 | 13.3 | 28.3 | 17.8 | 20 | 11.1 | 25 | 0 | 22.2 | 14.4 | 15 | 3.3 | 15 | 6.1 | 25.4 | 14.9 | 25.6 | 21.1 | 23.3 | 18.3 | 25.6 | 10.6 | 18 | 8 | 13.3 | 11.7 | 13.9 | 4.8 | 14.4 | 0 | 12.8 | 2.2 | 16.7 | 5.6 | 16.1 | 6.7 | 18.5 | 8.2 | 21.1 | 16.1 | 26.7 | 16.9 | 20.6 | 16.1 | 31.7 | 17.6 | 17.8 | -6.1 | 24.4 | 5 | 18.3 | 9.4 | 22.1 | 9.7 | 25 | 18.3 | 23.3 | 5.3 | 19.4 | 12.2 | 27.2 | -0.6 | 14.1 | 5.2 | 28.3 | 0.1 | 21.7 | 1.7 | 19.4 | 18.9 | 18.7 | 13.4 | 17.8 | 9.4 | 22.8 | 16.7 | 21.7 | 6.1 | 30.6 | 17.8 | 19 | 7 | 14.8 | 6.6 | 16.3 | 6.5 | 21.7 | 6.7 | 23.9 | 16.7 | 20 | 6 | 23.9 | 21.1 | 26.7 | 16.9 | 20.4 | 10.8 | 23.3 | 17.2 | 19.4 | 12.8 | 33.1 | -1.1 | 28.9 | 22.6 | 30.6 | -6.1 | 29.3 | 21 | 27.8 | 21.7 | 28.9 | 15.8 | 20.6 | -0.6 | 27.8 | 20.6 | 30.6 | 12.8 | 8.3 | 6.7 | 18.9 | -1.8 | 11.7 | 6.1 | 15.6 | 1.1 | 14.4 | -3.9 | 14.4 | 5.6
17 | -3 | 11.1 | -1.7 | 19.4 | 14.4 | 23.9 | 5.6 | 19.4 | 1.4 | 29.3 | -2.7 | 17 | 9 | 21.9 | 3.1 | 17.8 | 13.9 | 25.6 | 10.3 | 15 | 6.7 | 13.9 | 6.1 | 28.3 | 2.2 | 26.7 | -8.9 | 16 | 12 | 26.1 | 18.9 | 26.1 | 22.8 | 16.1 | 13.1 | 27.8 | 22.2 | 20 | 13.3 | 25.6 | 17.8 | 18.9 | 10.6 | 24.4 | -0.6 | 19.4 | 12.2 | 14.4 | 3.9 | 14.4 | 5.6 | 24.6 | 14.7 | 26.1 | 21.1 | 22.8 | 18.3 | 23.9 | 9.4 | 19 | 7 | 13.3 | 11.7 | 13.9 | 4.8 | 14.4 | 0 | 12.2 | 2.2 | 19.4 | 5.6 | 16.1 | 6.7 | 18.3 | 8.3 | 19.4 | 16.1 | 26.1 | 15.6 | 19.4 | 16.1 | 31.1 | 17.8 | 17.8 | -7.2 | 23.3 | 5 | 17.8 | 10 | 21.3 | 10.5 | 23.9 | 17.8 | 23.3 | 5 | 19.4 | 12.2 | 26.7 | -1.7 | 13.1 | 5 | 27.2 | 0.8 | 20 | 1.7 | 20.6 | 20 | 17.4 | 13 | 17.2 | 8.9 | 21.7 | 16.7 | 21.1 | 5.6 | 30 | 19.4 | 18 | 7 | 13.5 | 7.1 | 15.3 | 5.3 | 21.1 | 6.7 | 22.8 | 16.1 | 19 | 6 | 22.8 | 20.6 | 26.1 | 17.8 | 20.6 | 10.6 | 23.3 | 17.2 | 18.9 | 11.7 | 33.3 | -1.7 | 27.8 | 22.8 | 29.4 | -5 | 28.9 | 20.6 | 27.8 | 21.7 | 28.9 | 15 | 17.8 | -0.6 | 26.1 | 18.9 | 29.4 | 12.8 | 8.9 | 7.2 | 17.8 | -1.7 | 11.1 | 5.6 | 15 | 0.6 | 13.3 | -3.9 | 13.9 | 6.1
15 | -2 | 8.9 | 2.2 | 17.2 | 14.4 | 22.2 | 6.7 | 17.8 | 1.7 | 28 | -1.7 | 16 | 8 | 20.6 | 3.3 | 16.7 | 13.3 | 22.8 | 11.7 | 13.3 | 7.8 | 12.2 | 6.7 | 26.7 | 2.2 | 25.6 | -10 | 16 | 12 | 25 | 18.3 | 25.6 | 23.3 | 15.6 | 12.8 | 27.8 | 22.2 | 18.3 | 12.8 | 25 | 18.3 | 18.9 | 10.6 | 22.8 | 2.2 | 17.2 | 12.2 | 13.3 | 3.9 | 14.4 | 5.6 | 23.9 | 14.4 | 23.9 | 21.7 | 20.6 | 18.3 | 21.7 | 8.9 | 19 | 7 | 12.8 | 12.2 | 13.9 | 4.4 | 13.3 | -1.7 | 12.2 | 2.2 | 16.7 | 5 | 14.4 | 6.7 | 17.4 | 8.8 | 18.9 | 15.6 | 23 | 15.9 | 18.9 | 16.1 | 28.7 | 19.1 | 16.1 | -9.4 | 22.8 | 3.9 | 17.2 | 10 | 20.6 | 11.1 | 22.8 | 18.3 | 21.5 | 5.8 | 17.8 | 12.2 | 22.8 | 6.7 | 12.2 | 5 | 26.1 | 0.6 | 17.8 | 0.6 | 20.6 | 18.9 | 16.1 | 12.2 | 15.6 | 9.4 | 21.1 | 17.2 | 20 | 6.1 | 27.8 | 20 | 17 | 9 | 12.2 | 7.2 | 14.4 | 4.4 | 19.4 | 6.7 | 22.2 | 16.1 | 17 | 8 | 22.8 | 20 | 25.6 | 18.3 | 19.1 | 10.7 | 22.2 | 16.7 | 16.7 | 11.7 | 30.9 | 0.3 | 27.2 | 22.8 | 28.3 | -5 | 26.3 | 19 | 25.6 | 21.7 | 27 | 15.4 | 14.4 | -0.6 | 23.3 | 18.3 | 27.8 | 12.8 | 8.9 | 7.8 | 16.7 | -1.7 | 9.4 | 5.6 | 13.9 | 0.6 | 12.8 | -3.9 | 13.3 | 6.4
14 | -2 | 9.4 | -0.6 | 15.6 | 13.3 | 18.3 | 7.8 | 16.1 | 2.2 | 26.7 | -1.7 | 14 | 9 | 18.9 | 3.9 | 15.6 | 12.8 | 20.4 | 10.8 | 12.2 | 8.3 | 11.7 | 7.2 | 22.8 | 3.9 | 23.9 | -8.3 | 16 | 12 | 24.4 | 17.8 | 25.6 | 23.9 | 15.4 | 12.6 | 26.1 | 22.2 | 17.8 | 12.2 | 24.4 | 18.9 | 17.8 | 10.6 | 19.4 | 3.3 | 15.6 | 11.1 | 11.1 | 2.8 | 11.7 | 6.1 | 22.6 | 14.5 | 22.8 | 21.7 | 20 | 17.8 | 21.1 | 8.9 | 17 | 7 | 12.8 | 10 | 11.9 | 4.9 | 8.9 | 2.8 | 11.1 | 2.2 | 12.2 | 4.4 | 13.3 | 6.1 | 16.5 | 9.2 | 17.8 | 15.6 | 19.8 | 15.3 | 18.3 | 16.1 | 26.3 | 19.9 | 15 | -9.4 | 20 | 5.6 | 16.7 | 10 | 20.6 | 12.3 | 20 | 19.4 | 19.6 | 5.7 | 16.1 | 11.7 | 21.7 | 4.4 | 10.2 | 4.1 | 25.2 | 0.6 | 15.6 | 0.6 | 18.9 | 16.7 | 15.9 | 12.3 | 15.6 | 8.9 | 19.4 | 17.8 | 18.9 | 6.7 | 26.1 | 20.6 | 17 | 7 | 11.8 | 7.3 | 13.3 | 4.7 | 17.8 | 6.1 | 20.6 | 17.8 | 15 | 7 | 21.7 | 20.6 | 24.3 | 18.7 | 17.6 | 10.3 | 21.1 | 17.2 | 15 | 10.6 | 28.5 | 1.1 | 26.7 | 22.8 | 26.7 | -2.2 | 23.7 | 17.5 | 25 | 21.7 | 25.2 | 15.8 | 13.3 | -0.6 | 22.2 | 18.9 | 27.2 | 12.8 | 8.3 | 7.8 | 14.5 | -0.7 | 6.7 | 5 | 12.8 | 0.6 | 12.8 | -3.3 | 12.8 | 6.7
13 | -2 | 8.3 | 1.1 | 14.4 | 12.2 | 16.1 | 10 | 14.6 | 3.1 | 25.4 | -1.2 | 12 | 8 | 17.3 | 3.9 | 15.6 | 12.8 | 18 | 9.9 | 11.7 | 8.9 | 11.1 | 7.2 | 18.9 | 6.1 | 22.2 | -8.3 | 16 | 12 | 24.4 | 18.3 | 25.6 | 24.4 | 15.2 | 12.4 | 25.6 | 21.7 | 17.2 | 12.2 | 24.4 | 18.9 | 17.2 | 10 | 16.1 | 1.7 | 15.6 | 11.1 | 11.1 | 2.8 | 11.1 | 5 | 21.3 | 14.2 | 21.1 | 20 | 18.9 | 17.2 | 20.6 | 8.9 | 13 | 7 | 11.7 | 11.1 | 9.8 | 4.8 | 7.8 | 3.9 | 7.8 | 3.9 | 11.7 | 6.1 | 11.7 | 5 | 15.6 | 9.4 | 17.2 | 15 | 16.7 | 14.4 | 17.8 | 16.1 | 23.9 | 20 | 11.7 | -8.3 | 18.3 | 5 | 15.6 | 9.4 | 20.6 | 13.6 | 18.9 | 17.8 | 17.8 | 5.6 | 14.4 | 11.7 | 18.9 | 5 | 8.1 | 2.8 | 24.2 | -0.1 | 13.9 | -0.6 | 17.2 | 15.6 | 15.8 | 12.4 | 13.3 | 11.1 | 19.4 | 17.8 | 18.9 | 6.7 | 25.6 | 21.7 | 13 | 7 | 11.5 | 7.6 | 12.2 | 4.9 | 18.3 | 5.6 | 20 | 17.2 | 14 | 8 | 21.7 | 20.6 | 23 | 18.8 | 16.1 | 10 | 20.6 | 17.2 | 14.4 | 11.1 | 26.1 | 1.7 | 26.1 | 22.8 | 26.1 | -2.2 | 21.1 | 15.6 | 24.4 | 21.1 | 23.3 | 15.6 | 12.2 | -0.6 | 21.1 | 17.8 | 27.2 | 12.8 | 7.8 | 6.7 | 12.2 | -0.9 | 5.6 | 4.4 | 10.6 | 2.2 | 11.7 | -2.8 | 12.1 | 6.4
11 | -3 | 8.3 | 0 | 13.3 | 12.8 | 14.4 | 10 | 13.2 | 3.6 | 24.1 | -1.5 | 11 | 8 | 15.6 | 3.9 | 15.6 | 12.8 | 15.6 | 8.9 | 11.7 | 8.9 | 11.1 | 6.7 | 17.2 | 7.8 | 21.7 | -8.3 | 15 | 11 | 23.9 | 18.9 | 25.6 | 25 | 15 | 12.2 | 25 | 22.2 | 16.7 | 11.7 | 24.4 | 18.9 | 16.7 | 10 | 13.9 | 1.7 | 14.4 | 11.1 | 10.6 | 2.2 | 11.1 | 5 | 20 | 13.9 | 20 | 19.4 | 19.4 | 18.3 | 20 | 9.4 | 13 | 5 | 11.7 | 11.1 | 7.8 | 4.4 | 6.7 | 4.4 | 7.8 | 3.3 | 10 | 6.1 | 11.1 | 6.1 | 13.7 | 9.6 | 16.7 | 15 | 16.7 | 14.4 | 17.8 | 16.1 | 23.7 | 20.1 | 11.1 | -8.9 | 18.3 | 4.4 | 15.6 | 9.4 | 20.6 | 14.4 | 18.3 | 17.8 | 15.6 | 6.6 | 14.4 | 11.7 | 18.3 | 5.6 | 6.1 | 1.7 | 23.3 | 0 | 12.8 | -1.1 | 16.1 | 15.6 | 15.6 | 12.2 | 13.3 | 8.9 | 19.4 | 17.8 | 18.3 | 7.2 | 25 | 22.2 | 13 | 6 | 11.1 | 7.8 | 11.1 | 5 | 17.2 | 5 | 18.9 | 16.7 | 13 | 8 | 21.1 | 21.1 | 21.7 | 18.9 | 15.4 | 10 | 19.4 | 16.7 | 13.9 | 10.6 | 24.6 | 1.5 | 26.3 | 22.8 | 25 | -2.8 | 21.7 | 17.3 | 24.4 | 21.1 | 22.2 | 15.6 | 11.7 | -0.6 | 20.6 | 18.9 | 24.4 | 13.3 | 7.2 | 6.1 | 10 | -1.1 | 3.9 | 3.3 | 7.2 | 2.2 | 9.4 | -2.2 | 11.3 | 6.1
10 | -2 | 7.8 | 0 | 13.9 | 12.2 | 14.4 | 10.6 | 11.7 | 3.9 | 22.8 | -1.1 | 12 | 8 | 14.5 | 4.5 | 14.4 | 12.8 | 14.7 | 8.7 | 11.1 | 9.4 | 10.6 | 6.7 | 16.7 | 8.3 | 18.9 | -8.3 | 15 | 11 | 23.9 | 19.4 | 25.6 | 25 | 15 | 12 | 23.9 | 21.1 | 16.1 | 11.7 | 23.9 | 19.4 | 15.6 | 10.6 | 13.3 | 1.7 | 14.4 | 11.1 | 7.8 | 2.8 | 8.9 | 4.4 | 19.1 | 13.5 | 20 | 20 | 19.4 | 17.8 | 19.4 | 8.3 | 10 | 4 | 11.1 | 10.6 | 6.5 | 4.2 | 6.7 | 4.4 | 6.7 | 2.8 | 8.9 | 7.2 | 10.6 | 6.7 | 11.9 | 9.3 | 16.1 | 14.4 | 16.7 | 14.2 | 17.8 | 15.6 | 23.5 | 19.9 | 11.7 | -8.3 | 16.1 | 6.1 | 13.3 | 10 | 20.6 | 14.7 | 17.2 | 16.7 | 13.3 | 6.7 | 13.9 | 12.2 | 17.8 | 6.1 | 5.2 | 1.5 | 21.6 | 0.2 | 10 | 0.6 | 15.6 | 15 | 15.4 | 12.4 | 12.8 | 7.8 | 19.4 | 17.2 | 18.3 | 6.7 | 24.4 | 22.8 | 13 | 7 | 10.9 | 8 | 10.7 | 5.3 | 16.1 | 4.4 | 18.3 | 16.7 | 12 | 7 | 21.1 | 21.1 | 21.1 | 18.9 | 14.6 | 9.6 | 18.9 | 16.1 | 12.8 | 10.6 | 23.2 | 2.1 | 26.5 | 22.8 | 25 | -2.2 | 22.2 | 19 | 23.9 | 20.6 | 21.1 | 15.2 | 11.1 | -1.1 | 20 | 18.9 | 24.4 | 13.3 | 7.2 | 6.1 | 9.1 | -0.4 | 4.4 | 3.3 | 5.6 | 2.2 | 7.8 | -3.3 | 10.6 | 5.6
8 | -2 | 7.8 | -0.6 | 12.2 | 11.1 | 13.9 | 10.6 | 10.8 | 4.1 | 20.9 | 0.1 | 10 | 8 | 13.3 | 5 | 14.4 | 11.7 | 13.7 | 8.2 | 11.1 | 9.4 | 10 | 6.3 | 15 | 8.3 | 18.9 | -8.3 | 15 | 11 | 22.8 | 18.9 | 25.6 | 25 | 15 | 11.8 | 23.9 | 21.1 | 15 | 11.1 | 23.3 | 19.4 | 15 | 11.7 | 11.1 | 3.9 | 14.4 | 11.7 | 7.2 | 2.8 | 8.3 | 3.9 | 18.1 | 13.2 | 19.4 | 19.4 | 19.4 | 18.3 | 17.8 | 8.3 | 8 | 2 | 11.1 | 10.7 | 5.2 | 3.9 | 6.1 | 3.9 | 6.7 | 2.8 | 8.9 | 7.2 | 11.7 | 6.7 | 10 | 8.9 | 17.2 | 15.6 | 16.7 | 13.9 | 16.1 | 15 | 23.3 | 20 | 9.4 | -8.3 | 15.6 | 3.9 | 13.3 | 10.6 | 20.6 | 15 | 16.7 | 16.1 | 11.1 | 6.7 | 13.9 | 11.1 | 17.2 | 7.2 | 4.2 | 1.4 | 20 | -0.1 | 10.6 | 0 | 15 | 15 | 15.2 | 12.4 | 12.2 | 7.8 | 18.9 | 17.2 | 17.2 | 6.7 | 23.9 | 22.8 | 12 | 8 | 10.8 | 8.2 | 10.4 | 5.4 | 15 | 3.9 | 17.8 | 16.7 | 10 | 7 | 21.7 | 21.7 | 20.6 | 18.9 | 13.9 | 9.4 | 18.9 | 16.1 | 11.7 | 10 | 21.7 | 1.7 | 26.7 | 22.8 | 23.3 | -2.2 | 22.8 | 20.6 | 23.9 | 21.1 | 20 | 15 | 10 | 0 | 20 | 18.9 | 24.4 | 13.3 | 7.8 | 6.1 | 8.1 | -0.3 | 3.9 | 2.8 | 5.6 | 2.2 | 6.1 | -4.4 | 10.6 | 6.2
7 | -3 | 7.8 | 1.7 | 11.7 | 11.7 | 13.3 | 10.6 | 9.8 | 4 | 19.1 | 1.1 | 10 | 8 | 12.2 | 5 | 14.4 | 13.3 | 12.8 | 7.8 | 11.7 | 9.4 | 9.4 | 5.6 | 15 | 8.9 | 18.9 | -8.3 | 14 | 12 | 22.2 | 18.9 | 24.4 | 21.1 | 15 | 11.7 | 23.3 | 20.6 | 15 | 11.1 | 22.8 | 18.9 | 15 | 11.7 | 10 | 4.4 | 14.4 | 11.1 | 6.1 | 2.8 | 7.2 | 2.2 | 17.2 | 12.8 | 19.4 | 19.4 | 20 | 18.9 | 17.8 | 8.3 | 7 | 1 | 11.1 | 10.7 | 3.9 | 3.3 | 5.6 | 3.3 | 5.6 | 3.3 | 10 | 7.8 | 10.6 | 5.6 | 10.7 | 9.3 | 17.2 | 16.1 | 16.1 | 13.8 | 16.7 | 15 | 22.4 | 19.4 | 11.1 | -8.3 | 14.4 | 3.9 | 12.8 | 10.6 | 20.6 | 15 | 15 | 15 | 10.4 | 6.4 | 12.8 | 11.1 | 16.7 | 6.1 | 3.3 | 1.1 | 18.3 | 0 | 7.2 | 0 | 15 | 15 | 15 | 12.2 | 12.2 | 7.8 | 17.8 | 16.7 | 17.8 | 6.7 | 23.9 | 22.2 | 12 | 8 | 10.6 | 8.3 | 10 | 5.6 | 13.9 | 3.9 | 17.8 | 16.7 | 10 | 6 | 21.7 | 21.7 | 20 | 18.9 | 12.8 | 9.5 | 18.3 | 16.1 | 11.1 | 10 | 20.2 | 2.1 | 26.5 | 23 | 22.8 | -1.1 | 22.4 | 20.5 | 23.9 | 21.1 | 19.3 | 15 | 11.7 | -2.2 | 19.4 | 18.9 | 25 | 13.3 | 7.8 | 6.1 | 7.2 | 0 | 3.3 | 2.2 | 4.4 | 1.7 | 5.6 | -4.4 | 10.6 | 6.8
6 | -3 | 7.2 | 2.2 | 11.1 | 11.1 | 13.3 | 10 | 8.9 | 3.9 | 17.2 | 1.7 | 11 | 8 | 11.3 | 5.4 | 14.4 | 12.8 | 12.4 | 7.7 | 11.1 | 9.4 | 8.9 | 5.6 | 13.3 | 7.2 | 17.8 | -8.9 | 14 | 12 | 21.7 | 18.3 | 23.9 | 21.1 | 15 | 12 | 22.8 | 20.6 | 14.4 | 11.1 | 22.2 | 18.9 | 15 | 11.1 | 9.4 | 4.4 | 14.4 | 11.7 | 5.6 | 2.8 | 6.7 | 1.1 | 15.9 | 12.5 | 20 | 20 | 20 | 18.9 | 15.6 | 8.3 | 7 | 1 | 11.1 | 10.8 | 3.9 | 3.3 | 5.6 | 3.3 | 5.6 | 3.3 | 8.3 | 5 | 11.1 | 5.6 | 11.5 | 9.6 | 17.2 | 16.1 | 15.6 | 13.7 | 16.1 | 15 | 21.5 | 18.9 | 12.8 | -8.3 | 14.4 | 2.8 | 12.8 | 11.1 | 20.4 | 15.4 | 15 | 15 | 9.6 | 6 | 12.2 | 11.1 | 16.1 | 7.2 | 2.8 | 0.8 | 17.8 | 0 | 7.2 | -0.6 | 15 | 14.4 | 15 | 12.4 | 11.1 | 7.2 | 17.8 | 16.7 | 16.7 | 8.9 | 23.9 | 22.2 | 11 | 8 | 9.1 | 7.2 | 9.6 | 5.6 | 12.8 | 3.9 | 17.8 | 16.7 | 9 | 5 | 21.7 | 21.1 | 19.8 | 18.7 | 11.7 | 9.3 | 18.3 | 16.1 | 12.2 | 10.6 | 18.7 | 2.1 | 26.3 | 23.2 | 22.8 | -0.6 | 22.1 | 20.6 | 22.8 | 21.1 | 18.5 | 14.6 | 11.1 | -0.6 | 19.4 | 18.9 | 22.8 | 13.3 | 7.8 | 5.6 | 6.7 | 0 | 3.9 | 2.8 | 2.8 | 1.1 | 3.9 | -4.4 | 10.6 | 7.2
6 | -3 | 7.2 | 2.2 | 10.6 | 10.6 | 12.2 | 10 | 8.5 | 3.8 | 16.1 | 1.4 | 11 | 8 | 10.3 | 5.5 | 14.4 | 12.8 | 12.1 | 7.4 | 11.7 | 10 | 8.3 | 5.1 | 12.8 | 6.1 | 16.7 | -7.8 | 14 | 12 | 20.6 | 18.3 | 22.8 | 21.1 | 15 | 12.4 | 22.8 | 20.6 | 13.3 | 10.6 | 22.2 | 18.9 | 15.6 | 11.1 | 8.9 | 4.4 | 13.9 | 11.7 | 6.7 | 2.2 | 6.7 | 0.6 | 14.6 | 12.1 | 20.6 | 20 | 19.4 | 18.3 | 15.6 | 7.8 | 6 | 1 | 11.1 | 11 | 3.9 | 3.3 | 5 | 2.2 | 2.8 | 1.7 | 7.8 | 3.9 | 10 | 4.4 | 12.2 | 10 | 17.2 | 16.1 | 15 | 13.3 | 16.7 | 15.6 | 20.6 | 18.3 | 11.7 | -8.3 | 13.9 | 2.8 | 12.2 | 10.6 | 20.2 | 15.4 | 14.4 | 13.9 | 8.9 | 5.6 | 11.7 | 10.6 | 15.6 | 7.8 | 2.2 | 0.4 | 17.2 | -0.1 | 4.4 | -0.6 | 14.4 | 14.4 | 15 | 12.4 | 10.6 | 7.2 | 17.2 | 16.1 | 17.2 | 8.3 | 23.3 | 21.7 | 12 | 9 | 7.6 | 6.2 | 9.3 | 5.5 | 12.2 | 3.3 | 18.9 | 15.6 | 9 | 4 | 21.7 | 21.1 | 19.6 | 18.5 | 10.6 | 8.9 | 17.8 | 16.1 | 12.2 | 10 | 17.2 | 2.2 | 26.1 | 23.3 | 20.6 | -0.6 | 21.7 | 20.6 | 22.2 | 18.3 | 17.8 | 14.4 | 10 | -0.6 | 18.9 | 18.3 | 21.7 | 14.4 | 7.8 | 5.6 | 6.1 | -0.4 | 3.9 | 2.8 | 2.2 | 1.1 | 3.9 | -6.7 | 10.2 | 6.7
6 | -2 | 6.7 | 2.2 | 11.1 | 10 | 11.7 | 9.4 | 8.2 | 3.5 | 15 | 1.5 | 10 | 8 | 9.4 | 5.6 | 14.4 | 12.8 | 11.7 | 7.2 | 11.1 | 9.4 | 8.9 | 4.2 | 12.2 | 8.9 | 17.2 | -8.3 | 14 | 12 | 20 | 17.2 | 22.8 | 21.1 | 15 | 12.8 | 22.8 | 21.1 | 13.3 | 10.6 | 22.8 | 18.9 | 15 | 11.1 | 7.8 | 3.3 | 14.4 | 12.8 | 5.6 | 1.7 | 6.7 | 0.6 | 13.3 | 11.7 | 20.6 | 19.4 | 19.4 | 18.3 | 15 | 8.3 | 5 | -1 | 11.1 | 11 | 3.9 | 3.3 | 5 | 2.8 | 2.8 | 2.2 | 9.4 | 6.7 | 9.4 | 4.4 | 12.4 | 10 | 16.7 | 16.1 | 15 | 13.4 | 16.1 | 15.6 | 20.8 | 18.6 | 11.7 | -8.3 | 12.8 | 3.9 | 12.8 | 10 | 20 | 15.6 | 13.9 | 13.9 | 8.9 | 5.5 | 11.7 | 11.7 | 15.6 | 7.8 | 1.7 | 0 | 16.7 | 0 | 2.8 | -0.6 | 14.4 | 14.4 | 15 | 12.2 | 10.6 | 7.8 | 17.2 | 16.7 | 17.8 | 7.8 | 22.8 | 21.1 | 13 | 9 | 6.1 | 5 | 8.9 | 5.6 | 11.7 | 3.9 | 16.7 | 15 | 9 | 0 | 21.7 | 21.7 | 19.4 | 18.3 | 10.6 | 8.9 | 17.8 | 16.1 | 11.1 | 9.4 | 16.3 | 2.3 | 25.9 | 23.2 | 18.3 | -1.1 | 20.6 | 17.8 | 21.7 | 16.7 | 17.4 | 14.5 | 10 | -2.8 | 18.9 | 17.8 | 21.1 | 14.4 | 7.8 | 5.6 | 5.6 | -0.6 | 4.4 | 3.3 | 1.1 | 0 | 3.3 | -6.7 | 9.8 | 6.2
5 | -3 | 6.1 | 1.7 | 10 | 10 | 11.1 | 8.3 | 7.8 | 3.3 | 13.9 | 1.1 | 11 | 9 | 10.3 | 5.9 | 15 | 12.8 | 12.4 | 7.7 | 11.1 | 9.4 | 8.9 | 4.4 | 12.8 | 6.7 | 15.6 | -8.3 | 14 | 12 | 20 | 17.8 | 22.8 | 21.1 | 15.2 | 12.7 | 22.8 | 21.7 | 13.3 | 11.1 | 22.2 | 18.3 | 14.4 | 11.1 | 5.6 | 2.2 | 14.4 | 13.3 | 5 | 1.7 | 6.1 | 0 | 14.6 | 11.8 | 18.9 | 18.9 | 18.9 | 17.8 | 15 | 8.3 | 4 | 0 | 11.1 | 11.1 | 5.9 | 4.9 | 2.2 | 1.7 | 3.3 | 2.8 | 11.7 | 5.6 | 8.9 | 3.9 | 12.6 | 10 | 16.7 | 15.6 | 15 | 13.4 | 16.1 | 15.6 | 20.9 | 18.7 | 11.1 | -7.8 | 12.8 | 4.4 | 10.6 | 10 | 20.7 | 16.3 | 13.3 | 13.3 | 8.9 | 5.3 | 12.2 | 11.7 | 15 | 7.2 | 4.3 | 1.7 | 18 | 0.2 | 2.8 | -1.1 | 14.4 | 14.4 | 14.8 | 12.5 | 10.6 | 8.9 | 17.2 | 16.1 | 18.9 | 10.6 | 22.2 | 21.1 | 12 | 9 | 7 | 5.8 | 9.5 | 5.7 | 11.1 | 3.9 | 16.7 | 15.6 | 8 | -3 | 21.7 | 21.7 | 19.8 | 18.3 | 10.6 | 8.6 | 17.2 | 16.1 | 11.1 | 9.4 | 15.3 | 2.1 | 25.8 | 23.1 | 17.2 | -0.6 | 19.4 | 14.7 | 21.1 | 16.7 | 17.1 | 14.6 | 8.3 | -0.6 | 18.9 | 17.8 | 21.7 | 15 | 7.8 | 6.1 | 6.5 | 0 | 5.6 | 3.9 | 0.6 | -0.6 | 2.8 | -6.1 | 9.4 | 5.6
7 | -1 | 6.1 | 2.2 | 11.7 | 11.7 | 12.2 | 9.4 | 9.8 | 4.2 | 16.3 | 1.6 | 11 | 9 | 11.3 | 6.1 | 15.6 | 12.2 | 13.2 | 8.5 | 12.2 | 11.1 | 10 | 5 | 12.8 | 7.8 | 16.7 | -7.8 | 15 | 12 | 18.9 | 17.2 | 22.8 | 21.1 | 15.4 | 12.7 | 22.8 | 21.7 | 13.9 | 11.1 | 22.2 | 18.3 | 13.9 | 11.1 | 7.2 | 3.3 | 14.4 | 13.3 | 5.6 | 1.7 | 6.7 | 0 | 15.9 | 11.5 | 20 | 19.4 | 20 | 18.9 | 16.1 | 8.3 | 6 | 0 | 11.7 | 11.7 | 8 | 6.3 | 2.8 | 1.7 | 4.4 | 3.3 | 11.1 | 0 | 9.4 | 3.9 | 12.8 | 10 | 16.1 | 15.6 | 15 | 13.3 | 16.7 | 15.6 | 21.1 | 18.9 | 13.9 | -6.7 | 13.9 | 5.6 | 10 | 10 | 21.5 | 17.1 | 13.3 | 12.8 | 8.9 | 5 | 12.2 | 11.7 | 15.6 | 7.8 | 6.8 | 3.1 | 19.3 | 0.3 | 7.2 | 0.6 | 15 | 11.7 | 14.6 | 12.7 | 8.9 | 8.3 | 17.2 | 15.6 | 18.3 | 11.1 | 22.8 | 21.1 | 13 | 9 | 8 | 6.5 | 10 | 6 | 12.8 | 4.4 | 17.2 | 15.6 | 7 | -4 | 22.2 | 22.2 | 20.2 | 18.3 | 10.6 | 8.3 | 16.1 | 15.6 | 12.2 | 10 | 14.4 | 2.2 | 25.6 | 22.8 | 20 | 0.6 | 18.3 | 11.7 | 20 | 16.7 | 16.7 | 14.4 | 6.7 | -0.6 | 17.8 | 17.2 | 21.7 | 15.6 | 7.8 | 6.1 | 7.4 | 0.1 | 7.2 | 5 | 0.6 | -0.6 | 5 | -4.4 | 10 | 6.2
9 | 0 | 6.1 | 1.7 | 15.6 | 10.6 | 16.1 | 12.2 | 11.9 | 5.3 | 18.7 | 2.1 | 12 | 9 | 12.2 | 6.1 | 16.1 | 11.7 | 13.9 | 8.9 | 13.9 | 11.7 | 13.9 | 4.4 | 13.9 | 8.3 | 20 | -6.1 | 16 | 12 | 22.2 | 18.9 | 23.9 | 21.1 | 15.6 | 12.8 | 25.6 | 22.8 | 14.4 | 11.1 | 23.9 | 18.3 | 15.6 | 11.7 | 8.9 | 3.9 | 15.6 | 13.9 | 7.8 | 2.8 | 10.6 | 2.8 | 17.2 | 11.1 | 21.1 | 20 | 22.8 | 20 | 17.2 | 8.9 | 7 | 1 | 12.2 | 12.2 | 10 | 7.8 | 6.7 | 4.4 | 5.6 | 3.3 | 11.1 | 1.7 | 11.1 | 3.9 | 15 | 11.4 | 16.7 | 15.6 | 15.2 | 13.1 | 16.7 | 15.6 | 23.9 | 19.6 | 16.7 | -3.9 | 15.6 | 6.7 | 12.2 | 11.1 | 22.2 | 17.8 | 16.7 | 16.1 | 9.6 | 4 | 12.8 | 11.7 | 16.7 | 7.2 | 9.4 | 4.4 | 20.6 | 0.6 | 10.6 | 1.7 | 15.6 | 11.7 | 14.4 | 12.8 | 9.4 | 8.9 | 18.9 | 17.2 | 16.7 | 14.4 | 23.3 | 21.1 | 14 | 10 | 8.9 | 7.2 | 10.6 | 6.1 | 13.9 | 4.4 | 17.2 | 16.1 | 7 | -5 | 22.2 | 22.2 | 20.6 | 18.3 | 13.4 | 10.2 | 16.7 | 16.1 | 15.6 | 10.6 | 18.1 | 3.2 | 26.3 | 22.8 | 21.1 | 0.6 | 18.9 | 10.5 | 20 | 17.2 | 19.3 | 15.2 | 11.1 | -2.2 | 19.4 | 18.9 | 23.3 | 16.1 | 8.9 | 6.7 | 8.3 | 0.6 | 10.6 | 5 | 2.8 | 1.7 | 7.2 | -2.2 | 10.5 | 6.7
11 | 0 | 6.7 | 1.7 | 17.8 | 13.3 | 20 | 12.2 | 13.9 | 6.1 | 21.1 | 1.7 | 12 | 10 | 14.2 | 6.6 | 16.7 | 12.2 | 16.7 | 9.7 | 15 | 11.7 | 18.3 | 1.7 | 17.2 | 10 | 20.6 | -6.1 | 16 | 12 | 26.1 | 18.9 | 26.7 | 24.4 | 16.3 | 12.7 | 26.7 | 23.3 | 16.1 | 11.1 | 25.6 | 18.3 | 16.7 | 11.1 | 10.6 | 5.6 | 16.7 | 14.4 | 10.6 | 3.9 | 13.9 | 1.1 | 19.4 | 11.7 | 23.3 | 19.4 | 24.4 | 12.2 | 18.9 | 6.7 | 7 | 1 | 13.3 | 13.3 | 10.6 | 7.7 | 9.4 | 5 | 7.8 | 4.4 | 15.6 | 3.3 | 12.2 | 4.4 | 17.2 | 12.6 | 17.2 | 15.6 | 15.4 | 12.7 | 17.2 | 16.1 | 26.6 | 20 | 19.4 | -2.8 | 18.3 | 8.3 | 15 | 10.6 | 22.9 | 17.8 | 20.6 | 18.9 | 10.4 | 2.7 | 15.6 | 11.7 | 18.3 | 7.8 | 12.2 | 4 | 22.8 | 1.2 | 13.3 | 0.6 | 17.2 | 11.7 | 14.2 | 12.3 | 10 | 9.4 | 20.6 | 17.8 | 17.8 | 15.6 | 25 | 20.6 | 18 | 8 | 10.2 | 7.6 | 11.7 | 6.2 | 16.1 | 5 | 18.3 | 16.7 | 9 | -5 | 23.9 | 22.8 | 22.4 | 18.4 | 16.1 | 11.7 | 17.8 | 16.7 | 17.8 | 10.6 | 21.9 | 4 | 27.1 | 22.9 | 22.2 | 1.1 | 19.4 | 9.3 | 20 | 17.2 | 21.8 | 15.2 | 12.8 | -5 | 20.6 | 18.9 | 25 | 17.2 | 10 | 7.2 | 10.2 | 0.5 | 12.8 | 5.6 | 7.8 | 3.9 | 8.9 | -2.8 | 11.1 | 7.2
13 | -2 | 6.7 | 3.3 | 20.6 | 13.3 | 23.3 | 11.7 | 15.4 | 5.6 | 23 | 1.9 | 13 | 10 | 16.3 | 7 | 16.7 | 12.8 | 19.4 | 10.2 | 16.7 | 11.7 | 18.9 | 2.8 | 19.4 | 11.1 | 21.1 | -5.6 | 17 | 13 | 26.7 | 17.8 | 27.8 | 25 | 17.1 | 12.9 | 27.8 | 23.9 | 17.8 | 10.6 | 26.7 | 18.3 | 18.3 | 11.7 | 13.3 | 6.1 | 17.8 | 15 | 12.8 | 5 | 16.1 | 0.6 | 21.7 | 12.3 | 24.4 | 19.4 | 25 | 17.8 | 21.1 | 4.4 | 11 | 0 | 16.1 | 15.6 | 11.1 | 7.4 | 13.3 | 4.4 | 11.1 | 5 | 17.8 | 3.3 | 13.3 | 5 | 19.4 | 13.9 | 18.9 | 16.7 | 15.6 | 12.2 | 18.9 | 16.1 | 29.4 | 20 | 21.1 | -2.2 | 20.6 | 8.3 | 17.2 | 11.1 | 23.7 | 17.7 | 23.9 | 18.9 | 11.1 | 1.1 | 17.2 | 11.7 | 20 | 7.8 | 15 | 2.5 | 25 | 1.8 | 15 | 1.1 | 18.3 | 11.1 | 14.1 | 11.7 | 10 | 10 | 19.4 | 17.2 | 18.9 | 16.1 | 26.7 | 20.6 | 19 | 11 | 11.5 | 8 | 12.8 | 6.4 | 17.8 | 5.6 | 19.4 | 17.8 | 9 | -5 | 25 | 22.8 | 24.3 | 18.3 | 18.9 | 13.3 | 19.4 | 16.7 | 20.6 | 11.1 | 25.6 | 3.3 | 27.8 | 22.8 | 25 | 0 | 20 | 7.8 | 20.6 | 17.2 | 24.4 | 15 | 12.8 | -1.7 | 22.2 | 19.4 | 26.7 | 18.3 | 11.7 | 7.8 | 12 | 0.1 | 14.4 | 6.1 | 12.2 | 5 | 10.6 | -2.8 | 12.8 | 7.3
14 | -2 | 6.7 | 3.3 | 21.7 | 12.2 | 25 | 10 | 16.8 | 4.5 | 24.8 | 1 | 14 | 11 | 18.3 | 6.7 | 16.7 | 13.3 | 22.2 | 10 | 17.8 | 11.7 | 19.4 | 5 | 24.4 | 8.3 | 22.8 | -5.6 | 18 | 13 | 27.2 | 17.8 | 28.9 | 24.4 | 17.8 | 12.8 | 28.9 | 23.3 | 18.9 | 10.6 | 29.4 | 17.8 | 20 | 11.7 | 15 | 6.7 | 19.4 | 15 | 15 | 5 | 16.7 | -0.6 | 23.9 | 12.2 | 26.1 | 18.3 | 25.6 | 16.7 | 22.8 | 6.1 | 12 | 0 | 18.3 | 17.2 | 11.7 | 7.2 | 14.4 | 3.3 | 12.2 | 5 | 21.1 | 7.8 | 13.9 | 4.4 | 20.9 | 14.1 | 20 | 16.1 | 15.2 | 12.4 | 19.4 | 16.1 | 30.7 | 19.7 | 23.3 | -1.7 | 22.8 | 10 | 19.4 | 11.1 | 24.4 | 17.8 | 25.6 | 14.4 | 13 | 1.3 | 19.4 | 10 | 22.2 | 7.8 | 17.8 | -0.6 | 27.2 | 2.2 | 17.8 | 1.7 | 19.4 | 11.1 | 13.9 | 11.1 | 10 | 10 | 20.6 | 18.3 | 22.2 | 17.2 | 28.3 | 20 | 22 | 11 | 12.8 | 8.3 | 13.9 | 6.1 | 18.3 | 6.7 | 21.7 | 17.2 | 9 | -3 | 26.1 | 21.7 | 26.1 | 17.8 | 20.9 | 13.6 | 21.1 | 15.6 | 22.8 | 8.9 | 28 | 3.7 | 28.3 | 22.8 | 26.7 | -0.6 | 20.9 | 7.9 | 21.7 | 17.2 | 25.2 | 15.6 | 13.9 | -5 | 25 | 19.4 | 27.8 | 18.3 | 11.7 | 7.2 | 13.9 | -0.6 | 16.7 | 6.1 | 16.1 | 5 | 12.8 | -3.9 | 14.4 | 6.8
16 | -3 | 6.7 | 2.8 | 22.8 | 12.2 | 26.1 | 9.4 | 18.3 | 3.3 | 26.7 | 0.6 | 14 | 11 | 20.2 | 6.9 | 18.3 | 13.3 | 24.6 | 10.5 | 18.9 | 12.2 | 21.7 | 4.4 | 26.1 | 5.6 | 23.9 | -5 | 20 | 13 | 28.3 | 18.3 | 30 | 23.3 | 18.9 | 12.9 | 29.4 | 23.9 | 21.1 | 9.4 | 29.4 | 17.2 | 21.1 | 11.7 | 18.9 | 7.2 | 21.7 | 15.6 | 15 | 4.4 | 17.8 | 0 | 24.8 | 11.1 | 27.2 | 17.2 | 25.6 | 16.1 | 23.9 | 7.2 | 13 | -1 | 20 | 18.3 | 12.4 | 7.9 | 15 | 2.2 | 13.3 | 4.4 | 21.1 | 7.8 | 16.7 | 4.4 | 22.4 | 14.3 | 21.1 | 16.1 | 14.8 | 12.3 | 21.7 | 16.1 | 32 | 19 | 24.4 | -1.7 | 23.9 | 10.6 | 20.6 | 10.6 | 24.6 | 17.6 | 26.7 | 14.4 | 14.8 | 1.3 | 21.1 | 8.9 | 23.9 | 8.3 | 19.1 | 0.2 | 28.7 | 2.1 | 21.1 | 1.1 | 18.9 | 11.1 | 14.3 | 11.1 | 10.6 | 10 | 21.1 | 17.2 | 23.3 | 16.7 | 30 | 20.6 | 23 | 9 | 13.9 | 8.3 | 14.6 | 6.2 | 18.9 | 5.6 | 22.2 | 17.8 | 11 | -4 | 26.1 | 22.2 | 27.2 | 17.4 | 23 | 13.5 | 22.2 | 15 | 23.9 | 7.8 | 30.4 | 3.4 | 28.9 | 22.6 | 27.8 | 0 | 21.9 | 7.7 | 23.9 | 17.8 | 25.9 | 16.2 | 14.4 | -4.4 | 24.4 | 18.3 | 28.9 | 18.3 | 13.3 | 7.2 | 14.8 | -0.4 | 17.8 | 5.6 | 17.8 | 5.6 | 13.9 | -1.7 | 16.1 | 6.1
17 | -3 | 7.8 | 2.8 | 23.3 | 12.8 | 26.7 | 8.9 | 19.2 | 3.8 | 27.8 | -0.3 | 15 | 10 | 22 | 6.3 | 18.3 | 13.3 | 27 | 10.3 | 20.6 | 11.7 | 18.9 | 5 | 27.2 | 2.8 | 23.3 | -5 | 23 | 14 | 28.3 | 17.8 | 30.6 | 22.2 | 20 | 13.3 | 30.6 | 23.9 | 22.8 | 11.1 | 31.7 | 16.7 | 22.2 | 11.7 | 20.6 | 7.8 | 23.9 | 16.1 | 16.7 | 5.6 | 18.3 | 1.1 | 25.8 | 10.1 | 27.8 | 16.7 | 26.7 | 15.6 | 23.9 | 8.9 | 14 | -1 | 23.9 | 20 | 13.2 | 8.9 | 15.6 | 3.3 | 15 | 5 | 23.3 | 5.6 | 17.2 | 6.1 | 23.9 | 14.4 | 21.1 | 16.1 | 14.4 | 12.2 | 22.2 | 16.1 | 33.3 | 18.3 | 25.6 | -1.7 | 25.6 | 10.6 | 21.7 | 10 | 24.8 | 17.3 | 27.8 | 15 | 16.7 | 1.1 | 21.7 | 7.8 | 24.4 | 5.6 | 20.4 | 0.8 | 30.2 | 2.5 | 22.8 | 1.7 | 18.9 | 11.7 | 14.6 | 11.2 | 11.1 | 10 | 22.2 | 16.7 | 23.9 | 17.2 | 30 | 21.1 | 23 | 9 | 15 | 8.1 | 15.4 | 5.9 | 20 | 7.2 | 22.8 | 17.8 | 11 | -3 | 27.8 | 21.7 | 28.3 | 16.9 | 25 | 13.3 | 23.3 | 15 | 24.4 | 7.2 | 32.8 | 2.8 | 29.4 | 22.8 | 28.9 | -5.6 | 22.8 | 7.8 | 25.6 | 18.3 | 26.7 | 16.7 | 15 | -3.9 | 27.2 | 20 | 29.4 | 18.3 | 13.9 | 6.7 | 15.8 | -0.7 | 17.2 | 2.8 | 20 | 5.6 | 14.4 | -2.2 | 17.4 | 6.3
17 | -1 | 8.9 | 2.2 | 24.4 | 12.8 | 27.8 | 10 | 20.2 | 4.7 | 28.9 | -0.3 | 15 | 10 | 23.9 | 5.6 | 20 | 13.3 | 29.4 | 10 | 20.6 | 11.7 | 18.9 | 5.6 | 27.8 | 7.8 | 23.9 | -5 | 25 | 14 | 28.3 | 17.8 | 31.7 | 21.1 | 21.1 | 13.3 | 30.6 | 23.9 | 23.3 | 10.6 | 31.1 | 17.2 | 22.8 | 11.7 | 22.8 | 7.8 | 25 | 16.1 | 17.8 | 6.1 | 19.4 | 2.2 | 26.7 | 8.3 | 27.8 | 16.7 | 27.2 | 14.4 | 22.8 | 10.6 | 13 | -2 | 26.1 | 21.1 | 13.9 | 9.4 | 14.4 | 2.8 | 14.4 | 4.4 | 23.9 | 5.6 | 14.4 | 4.4 | 24.1 | 13.4 | 21.1 | 16.7 | 13.9 | 11.8 | 24.4 | 16.1 | 32.6 | 18.4 | 23.9 | -3.3 | 27.2 | 10 | 21.7 | 10.6 | 25 | 17.2 | 27.2 | 14.4 | 16.5 | 1 | 22.8 | 5.6 | 26.7 | 5 | 21.7 | 1.1 | 31.7 | 2.2 | 24.4 | 2.8 | 19.4 | 10.6 | 15 | 11.1 | 11.1 | 10 | 22.8 | 16.1 | 22.2 | 16.7 | 31.1 | 20.6 | 23 | 11 | 16.1 | 7.8 | 16.1 | 5.6 | 21.1 | 5.6 | 23.3 | 17.8 | 12 | -3 | 28.9 | 21.7 | 29.4 | 16.1 | 25.7 | 12.9 | 23.3 | 15.6 | 25 | 7.8 | 33.2 | 2.1 | 29.4 | 22.9 | 30.6 | -1.7 | 24.1 | 6.9 | 27.8 | 18.9 | 27.6 | 16.6 | 14.4 | -4.4 | 26.7 | 18.9 | 30 | 18.9 | 15 | 7.2 | 16.7 | -1.1 | 17.8 | 2.2 | 19.4 | 5.6 | 15 | -2.2 | 18.7 | 5.9
17 | -1 | 8.9 | 1.1 | 24.4 | 12.8 | 27.8 | 10.6 | 21.1 | 5 | 30 | -1.1 | 15 | 10 | 24.6 | 4.4 | 20 | 13.3 | 30.5 | 10 | 21.1 | 11.7 | 18.9 | 6.7 | 26.1 | 10 | 23.3 | -5 | 27 | 14 | 28.9 | 18.3 | 32.2 | 21.7 | 22.2 | 13.6 | 30.6 | 23.9 | 24.4 | 8.9 | 30.6 | 16.1 | 24.4 | 10.6 | 24.4 | 7.8 | 24.4 | 16.1 | 18.3 | 3.9 | 20 | 2.2 | 26.9 | 8.4 | 28.9 | 17.2 | 27.8 | 14.4 | 21.7 | 11.7 | 11 | -1 | 27.8 | 18.9 | 13.9 | 9.4 | 16.1 | 2.8 | 14.4 | 3.3 | 24.4 | 5 | 16.1 | 4.4 | 24.2 | 12.2 | 21.1 | 17.2 | 13.3 | 11 | 24.4 | 16.1 | 31.8 | 18.4 | 23.3 | -2.2 | 28.3 | 7.2 | 21.7 | 10.6 | 24.8 | 17.8 | 28.3 | 12.2 | 16.3 | 0.4 | 23.9 | 7.2 | 27.8 | 0.6 | 21.9 | 1 | 32.1 | 1.3 | 26.7 | 0.6 | 19.4 | 11.1 | 15.2 | 11 | 11.7 | 10 | 22.8 | 15.6 | 25 | 17.2 | 32.8 | 20 | 23 | 11 | 15.5 | 8.5 | 16.7 | 5.7 | 22.2 | 5 | 25.6 | 16.7 | 13 | -2 | 26.1 | 21.7 | 29 | 16.6 | 26.5 | 12.2 | 23.9 | 15.6 | 23.3 | 6.7 | 33.5 | 0.2 | 29.4 | 23.1 | 31.7 | -1.1 | 25.4 | 5.6 | 28.9 | 18.9 | 28.5 | 16.8 | 15 | -5 | 27.8 | 18.9 | 30.6 | 17.8 | 15 | 7.8 | 16.7 | -1.2 | 19.4 | 1.7 | 20.6 | 6.1 | 15.6 | -1.1 | 20 | 5.6
19 | 0 | 8.9 | 2.2 | 24.4 | 12.2 | 27.8 | 11.1 | 20.2 | 4.3 | 30.4 | -1 | 14 | 12 | 25.4 | 3.4 | 20.6 | 13.3 | 31.7 | 9.3 | 21.7 | 13.3 | 17.2 | 7.2 | 24.4 | 10.6 | 19.4 | -1.7 | 27 | 14 | 27.8 | 18.3 | 33.3 | 21.7 | 23.3 | 14.1 | 30 | 24.4 | 25.6 | 8.9 | 29.4 | 16.7 | 24.4 | 11.1 | 26.7 | 6.7 | 23.9 | 16.1 | 18.9 | 5 | 19.4 | 2.8 | 27 | 8 | 29.4 | 17.8 | 28.3 | 12.8 | 20.6 | 12.8 | 9 | -2 | 29.4 | 17.2 | 13.9 | 9.2 | 15.6 | 1.7 | 16.1 | 5 | 23.9 | 6.1 | 15 | 4.4 | 24.4 | 11.1 | 22.2 | 16.7 | 12.8 | 10.6 | 24.4 | 16.1 | 31.1 | 18.3 | 22.2 | -0.6 | 27.8 | 2.8 | 22.2 | 12.8 | 24.6 | 18.3 | 28.9 | 15 | 16.1 | 0 | 21.7 | 9.4 | 19.4 | 5.6 | 22 | 0.5 | 32.4 | 0.5 | 26.7 | 0.6 | 20.6 | 11.7 | 15.4 | 10.8 | 11.7 | 8.9 | 21.7 | 10.6 | 24.4 | 16.7 | 32.8 | 20 | 24 | 11 | 15 | 9.4 | 17.2 | 5.2 | 21.1 | 5.6 | 25.6 | 16.1 | 13 | 0 | 24.4 | 20 | 28.7 | 17 | 27.2 | 11.7 | 23.9 | 15 | 24.4 | 9.4 | 33.9 | -0.6 | 29.4 | 23.3 | 31.1 | -0.6 | 26.7 | 3.9 | 29.4 | 18.3 | 29.4 | 16.7 | 15.6 | -5 | 29.4 | 18.9 | 30 | 18.3 | 15.6 | 7.8 | 16.7 | -1.7 | 17.8 | 0 | 21.1 | 5.6 | 16.1 | -0.6 | 20 | 5.3
18 | -1 | 8.9 | 2.8 | 25 | 11.1 | 28.3 | 11.1 | 19.2 | 3 | 30.7 | -0.7 | 14 | 12 | 26.1 | 1.7 | 20 | 12.8 | 32.8 | 8.9 | 20.6 | 13.3 | 17.2 | 7.2 | 27.2 | 6.7 | 18.3 | 0 | 27 | 14 | 26.7 | 18.3 | 28.3 | 15.6 | 24.4 | 14.4 | 28.3 | 24.4 | 25 | 9.4 | 29.4 | 17.2 | 25.6 | 10 | 27.2 | 5.6 | 22.2 | 16.1 | 18.9 | 6.1 | 20.6 | 2.2 | 27.2 | 8.3 | 28.3 | 16.7 | 27.8 | 12.2 | 19.4 | 12.8 | 10 | -1 | 28.9 | 16.7 | 13.9 | 8.9 | 15.6 | 1.1 | 15.6 | 3.3 | 23.9 | 6.1 | 15.6 | 4.4 | 23.9 | 9.1 | 23.9 | 16.1 | 12.8 | 10.2 | 25 | 16.1 | 30 | 19.7 | 21.7 | 0.6 | 27.8 | 1.1 | 21.7 | 12.2 | 24.4 | 18.9 | 28.9 | 12.8 | 16.1 | 0.2 | 23.9 | 8.9 | 15.6 | 8.3 | 22.2 | 0 | 32.8 | 0 | 27.2 | 1.7 | 21.1 | 11.7 | 15.6 | 10.6 | 13.3 | 9.4 | 22.2 | 13.9 | 24.4 | 16.7 | 33.9 | 20 | 23 | 11 | 14.4 | 10 | 17.8 | 5 | 21.1 | 5.6 | 26.1 | 16.1 | 14 | 3 | 25 | 21.7 | 28.3 | 17.2 | 25.5 | 12.4 | 24.4 | 16.1 | 24.4 | 10 | 33.5 | 0.2 | 28.5 | 23.4 | 32.2 | 0 | 26.7 | 4.5 | 29.4 | 18.3 | 29.2 | 16.8 | 16.1 | -5.6 | 27.2 | 18.9 | 29.4 | 18.3 | 16.1 | 7.2 | 16.7 | -2.2 | 18.9 | 0.6 | 21.7 | 6.1 | 15.6 | 0.6 | 20 | 4.9
17 | 0 | 9.4 | 1.7 | 24.4 | 10.6 | 27.8 | 11.1 | 18.3 | 2.2 | 31.1 | -0.6 | 13 | 11 | 25.4 | 1.5 | 19.4 | 12.8 | 30.4 | 10.4 | 20.6 | 13.9 | 16.1 | 7.2 | 27.8 | 1.1 | 17.8 | 1.1 | 26 | 14 | 27.8 | 18.9 | 25 | 20.6 | 24.2 | 14.3 | 28.9 | 24.4 | 24.4 | 7.8 | 28.9 | 17.2 | 25 | 11.1 | 27.8 | 5 | 22.2 | 16.1 | 18.9 | 5 | 20 | 2.8 | 26.3 | 8.8 | 28.9 | 16.7 | 27.8 | 10.6 | 18.9 | 13.9 | 10 | -2 | 28.9 | 15.6 | 12.2 | 8.3 | 15.6 | -1.1 | 15.6 | 3.3 | 23.3 | 6.1 | 15 | 3.9 | 23.3 | 7 | 24.4 | 16.1 | 12.8 | 9.8 | 24.4 | 16.1 | 28.9 | 20.9 | 21.1 | 1.1 | 28.3 | 0 | 22.2 | 13.3 | 23.9 | 19 | 27.8 | 14.4 | 16.1 | 0.6 | 23.9 | 7.2 | 14.4 | 8.9 | 20.4 | -2.9 | 31.9 | -0.9 | 25 | 2.2 | 21.1 | 11.7 | 15.6 | 10.4 | 13.3 | 8.9 | 22.2 | 11.1 | 25 | 15.6 | 33.3 | 20 | 23 | 10 | 13.7 | 10 | 16.9 | 4.3 | 20.6 | 5.6 | 18.3 | 15 | 14 | 1 | 26.1 | 21.7 | 27.4 | 17.3 | 23.9 | 12.6 | 23.9 | 15.6 | 23.3 | 10.6 | 33.2 | 0 | 27.6 | 23.4 | 31.1 | -1.1 | 26.7 | 4.5 | 29.4 | 19.4 | 29.1 | 16.7 | 15 | -6.7 | 28.3 | 17.8 | 28.9 | 17.2 | 15.6 | 7.2 | 15.8 | -3.7 | 18.3 | -1.7 | 20.6 | 5.6 | 15 | 1.1 | 20 | 4.4
18 | -1 | 8.9 | 1.1 | 23.3 | 10 | 26.7 | 11.7 | 17.4 | 2.6 | 29.6 | -0.6 | 12 | 11 | 24.6 | 2.1 | 16.7 | 13.3 | 28 | 10.7 | 18.3 | 13.9 | 14.4 | 7.8 | 27.2 | 0.6 | 16.7 | 1.7 | 24 | 15 | 26.7 | 18.3 | 26.1 | 21.1 | 24.1 | 14.2 | 28.9 | 23.9 | 24.4 | 7.8 | 26.7 | 17.2 | 22.8 | 11.1 | 27.2 | 5.6 | 19.4 | 16.1 | 18.9 | 5 | 19.4 | 2.2 | 25.3 | 9.2 | 27.2 | 16.1 | 26.7 | 11.1 | 17.8 | 14.4 | 9 | -3 | 26.7 | 16.7 | 10.6 | 7.5 | 15 | -2.8 | 15 | 2.2 | 22.2 | 6.1 | 12.8 | 4.4 | 22.8 | 5 | 22.2 | 16.1 | 12.8 | 9.4 | 23.9 | 16.1 | 27.8 | 21.7 | 20 | 1.1 | 27.2 | 3.9 | 20.6 | 13.3 | 23.3 | 18.9 | 27.2 | 15 | 16.1 | 0.6 | 19.4 | 8.9 | 17.8 | 5.6 | 18.5 | -6.9 | 30.9 | -1.6 | 25.6 | 3.9 | 19.4 | 12.2 | 15.6 | 10.4 | 12.2 | 7.8 | 21.7 | 10 | 23.3 | 16.7 | 31.7 | 20 | 22 | 10 | 12.9 | 9.9 | 15.9 | 3.7 | 20.6 | 5.6 | 18.9 | 16.1 | 13 | 0 | 25.6 | 21.7 | 26.5 | 17.3 | 22.2 | 12.8 | 23.9 | 15.6 | 22.8 | 11.1 | 32.8 | 0.6 | 26.7 | 23.3 | 29.4 | -8.9 | 26.7 | 5 | 27.8 | 20 | 28.9 | 16.7 | 13.9 | -7.2 | 26.7 | 17.2 | 27.2 | 17.2 | 12.8 | 7.8 | 14.8 | -5.4 | 17.2 | -1.1 | 20 | 6.1 | 14.4 | 1.1 | 17.4 | 4.7
16 | 0 | 8.9 | 0.6 | 18.3 | 13.3 | 24.4 | 11.7 | 16.5 | 3.2 | 28.2 | -1.6 | 12 | 11 | 23.9 | 2.2 | 15.6 | 12.8 | 25.6 | 11.1 | 15 | 12.8 | 12.8 | 7.8 | 25.6 | -0.6 | 15.6 | 2.2 | 22 | 20 | 25 | 18.9 | 25 | 20 | 23.9 | 14.4 | 27.8 | 23.3 | 23.3 | 8.3 | 25 | 16.7 | 21.7 | 11.7 | 24.4 | 3.9 | 17.2 | 14.4 | 17.8 | 5 | 17.8 | 2.8 | 24.4 | 9.4 | 25 | 17.2 | 24.4 | 11.7 | 17.2 | 14.4 | 9 | -5 | 24.4 | 15.6 | 8.9 | 6.7 | 13.3 | -1.1 | 14.4 | 2.8 | 20.6 | 6.1 | 11.1 | 5 | 21.1 | 5.5 | 21.1 | 16.7 | 12.8 | 8.9 | 22.8 | 16.1 | 26.1 | 20.9 | 18.3 | 1.1 | 25 | 8.3 | 20 | 13.3 | 22.8 | 18.9 | 23.9 | 17.2 | 14.4 | 1 | 15.6 | 12.2 | 17.2 | 5.6 | 16.7 | -11.7 | 30 | -2.2 | 22.8 | 1.7 | 17.8 | 11.1 | 15.6 | 10 | 12.2 | 7.2 | 21.1 | 10 | 20 | 18.3 | 30.6 | 19.4 | 22 | 11 | 12.2 | 10 | 15 | 2.8 | 18.9 | 8.3 | 18.3 | 15 | 13 | 0 | 23.9 | 21.7 | 25.6 | 17.2 | 20.2 | 13 | 23.3 | 15.6 | 21.1 | 11.7 | 30.4 | -0.1 | 26.7 | 23.4 | 27.8 | -6.1 | 24.1 | 6 | 26.7 | 20 | 27.6 | 17.2 | 13.3 | -6.7 | 26.1 | 16.7 | 27.2 | 15.6 | 12.2 | 7.8 | 13.9 | -8.3 | 15 | 0.6 | 19.4 | 6.1 | 11.7 | 1.1 | 14.8 | 4.5
13 | 2 | 8.3 | 0.6 | 16.1 | 12.8 | 20.6 | 12.8 | 15.6 | 3.3 | 26.7 | -1.7 | 12 | 11 | 22.8 | 3.4 | 15.6 | 12.2 | 22.6 | 10.4 | 14.4 | 12.8 | 12.2 | 8.3 | 23.3 | -2.8 | 14.4 | 3.3 | 20 | 17 | 23.3 | 18.3 | 24.4 | 22.8 | 21.5 | 15.1 | 26.1 | 22.8 | 21.7 | 8.3 | 23.9 | 17.8 | 20 | 11.1 | 20.6 | 6.1 | 15 | 13.9 | 15.6 | 5.6 | 15.6 | 3.3 | 22.2 | 10.7 | 23.9 | 18.3 | 22.8 | 10.6 | 17.2 | 14.4 | 8 | -6 | 24.4 | 15 | 8.2 | 6.4 | 10.6 | 2.2 | 13.9 | 2.8 | 13.9 | 5.6 | 10.6 | 5.6 | 19.5 | 5.6 | 19.4 | 16.1 | 12.8 | 8.5 | 21.7 | 16.1 | 24.5 | 20.2 | 15.6 | 1.1 | 21.7 | 5 | 17.2 | 13.3 | 22.6 | 19.2 | 22.2 | 16.7 | 12.8 | 0.8 | 15.6 | 11.1 | 16.7 | 7.2 | 14.5 | -6.7 | 28.9 | -1.1 | 20.6 | 0.6 | 16.7 | 11.1 | 15.6 | 10.6 | 11.7 | 6.1 | 18.9 | 10.6 | 20.6 | 18.9 | 27.8 | 20 | 21 | 12 | 12.4 | 9.8 | 13.3 | 3.4 | 17.2 | 6.7 | 18.3 | 15 | 13 | 1 | 22.2 | 21.7 | 24.7 | 17.7 | 18.1 | 12.6 | 22.2 | 16.1 | 19.4 | 11.7 | 28 | -0.9 | 26.7 | 23.4 | 27.2 | -6.7 | 21.5 | 6.2 | 25 | 20.6 | 26.3 | 17.7 | 11.7 | -5.6 | 23.9 | 18.3 | 25.6 | 16.1 | 11.7 | 7.8 | 11.3 | -5 | 12.2 | 1.1 | 17.2 | 8.3 | 8.9 | 1.7 | 12.2 | 3.9
11 | 1 | 7.8 | 0.6 | 15.6 | 12.2 | 20.6 | 13.3 | 13.7 | 4.6 | 25.8 | -1.7 | 12 | 11 | 21.7 | 3.9 | 15 | 12.2 | 19.7 | 9.6 | 13.9 | 12.8 | 11.7 | 8.3 | 21.1 | -3.9 | 14.4 | 2.2 | 19 | 17 | 22.8 | 17.8 | 23.9 | 22.2 | 19.1 | 15.2 | 25.6 | 22.8 | 20 | 8.9 | 24.4 | 18.3 | 15.6 | 11.7 | 19.4 | 2.8 | 15 | 13.3 | 13.9 | 5 | 14.4 | 5.6 | 20 | 11 | 22.2 | 18.3 | 23.3 | 10 | 16.7 | 14.4 | 6 | -6 | 22.8 | 16.1 | 7.4 | 6.1 | 8.9 | 2.2 | 11.7 | 3.9 | 15 | 9.4 | 8.9 | 4.4 | 17.8 | 5.6 | 18.3 | 15.6 | 12.8 | 7.8 | 21.1 | 16.1 | 22.8 | 19.4 | 14.4 | -0.6 | 18.3 | 6.7 | 16.1 | 12.8 | 22.4 | 19.2 | 21.1 | 16.7 | 11.1 | 0.6 | 15.6 | 11.1 | 14.4 | 8.9 | 12.2 | -5.1 | 27.8 | -1 | 18.3 | 1.7 | 15.6 | 11.1 | 15.6 | 10.8 | 11.1 | 5.6 | 18.3 | 9.4 | 19.4 | 18.3 | 26.7 | 19.4 | 16 | 12 | 12.6 | 9.6 | 11.7 | 4 | 16.7 | 7.2 | 17.8 | 15.6 | 12 | 1 | 22.2 | 21.1 | 23.7 | 17.7 | 16.1 | 12.2 | 21.7 | 16.1 | 18.9 | 11.7 | 25.6 | -2.2 | 26.7 | 23.3 | 26.7 | -8.9 | 18.9 | 6.1 | 23.9 | 21.1 | 25 | 17.8 | 10.6 | 0 | 23.3 | 20 | 19.4 | 17.2 | 10.6 | 7.8 | 8.7 | -3.7 | 7.2 | 2.2 | 16.1 | 8.3 | 7.2 | 1.1 | 11.5 | 4.5
9 | 1 | 7.8 | 1.1 | 13.3 | 12.2 | 18.9 | 13.3 | 11.9 | 5.3 | 24.8 | -1 | 12 | 11 | 20.6 | 4.4 | 15 | 12.2 | 16.7 | 8.3 | 13.9 | 12.8 | 10.6 | 8.3 | 16.1 | -6.1 | 14.4 | 2.8 | 18 | 16 | 21.7 | 17.8 | 23.9 | 22.2 | 16.7 | 15 | 25 | 22.2 | 18.3 | 9.4 | 23.9 | 18.3 | 13.9 | 11.7 | 20 | 1.1 | 15 | 12.8 | 12.8 | 4.4 | 13.9 | 4.4 | 17.8 | 11.1 | 21.7 | 18.9 | 22.8 | 11.7 | 15.6 | 13.3 | 6 | -5 | 21.7 | 16.1 | 6.7 | 5.6 | 7.8 | 1.7 | 9.4 | 4.4 | 15.6 | 10.6 | 8.3 | 4.4 | 16.5 | 5.2 | 18.3 | 15.6 | 12.4 | 7.9 | 19.4 | 16.1 | 23 | 19.2 | 14.4 | -1.1 | 17.8 | 5.6 | 15 | 12.8 | 22.2 | 19.4 | 21.7 | 16.7 | 10.2 | 1.6 | 16.1 | 10.6 | 12.8 | 8.9 | 10 | -4.4 | 26.7 | -0.6 | 14.4 | 3.9 | 15 | 10.6 | 15.6 | 11.1 | 12.8 | 6.1 | 16.7 | 11.7 | 19.4 | 18.3 | 26.1 | 20 | 15 | 11 | 12.8 | 9.4 | 10 | 3.9 | 16.1 | 5.6 | 17.2 | 15.6 | 12 | 1 | 21.7 | 20.6 | 22.8 | 17.8 | 15.4 | 11 | 20 | 16.7 | 18.3 | 11.1 | 23.9 | -1 | 25.6 | 22.9 | 25.6 | -8.3 | 17.4 | 6.9 | 23.9 | 21.7 | 23.7 | 17.2 | 10 | -1.1 | 22.2 | 20.6 | 18.9 | 17.2 | 10.6 | 7.8 | 6.1 | -3.9 | 7.8 | 1.7 | 15.6 | 9.4 | 6.1 | 1.7 | 10.7 | 4.6
8 | 2 | 7.2 | 1.7 | 12.8 | 11.1 | 18.3 | 14.4 | 10 | 5.6 | 23.9 | -1.1 | 12 | 11 | 20 | 4.5 | 15 | 12.2 | 15.9 | 8.2 | 13.9 | 12.8 | 10.6 | 8.3 | 14.4 | 12.2 | 13.9 | 3.3 | 17 | 15 | 20.6 | 17.8 | 23.9 | 21.7 | 15.6 | 14.3 | 25 | 22.2 | 17.8 | 8.9 | 23.9 | 18.3 | 14.4 | 12.2 | 16.7 | 2.2 | 14.4 | 12.2 | 12.8 | 3.9 | 12.2 | 4.4 | 17.2 | 11.1 | 20 | 18.9 | 22.8 | 11.7 | 15 | 12.8 | 6 | -6 | 22.8 | 15 | 6.1 | 5.2 | 7.8 | 0 | 8.3 | 3.9 | 18.3 | 8.3 | 7.8 | 4.4 | 15.2 | 4.6 | 17.2 | 15.6 | 12.1 | 7.8 | 18.9 | 16.1 | 23.1 | 19.1 | 13.3 | -2.2 | 18.3 | 4.4 | 15 | 13.3 | 22.4 | 19.6 | 20.6 | 16.7 | 9.2 | 2.3 | 15.6 | 10.6 | 13.3 | 7.2 | 7.2 | -4.3 | 25.9 | 1.2 | 15 | 2.2 | 15 | 10.6 | 15.4 | 11.2 | 12.8 | 6.7 | 17.2 | 13.3 | 16.7 | 16.1 | 26.1 | 20.6 | 14 | 9 | 12.6 | 9.6 | 9.3 | 4.1 | 14.4 | 4.4 | 16.7 | 15.6 | 11 | 4 | 21.7 | 20 | 22.4 | 18.2 | 14.6 | 9.6 | 20 | 16.7 | 15 | 11.7 | 22.3 | 0.2 | 24.4 | 22.1 | 25 | -3.9 | 15.9 | 7.7 | 23.3 | 21.7 | 22.4 | 16.7 | 8.9 | -0.6 | 22.2 | 20.6 | 18.9 | 17.2 | 9.4 | 7.8 | 4.6 | -3 | 7.2 | 1.1 | 15.6 | 8.9 | 5.6 | 1.1 | 10 | 5
8 | 2 | 7.2 | 3.3 | 12.2 | 11.7 | 16.7 | 13.3 | 9.4 | 5 | 21.7 | -0.3 | 11 | 11 | 19.5 | 4.1 | 15 | 12.2 | 15.2 | 8 | 14.4 | 12.2 | 10 | 8.3 | 15.6 | 15 | 13.9 | 3.3 | 17 | 15 | 20 | 17.8 | 23.9 | 21.7 | 14.4 | 13.6 | 25 | 22.2 | 16.7 | 9.4 | 23.3 | 17.8 | 14.4 | 10.6 | 16.7 | 2.2 | 14.4 | 11.7 | 10.6 | 4.4 | 11.1 | 4.4 | 16.7 | 10.8 | 20 | 18.9 | 21.7 | 12.2 | 14.4 | 12.8 | 5 | -2 | 22.2 | 15.6 | 5.6 | 4.9 | 6.7 | 1.1 | 8.9 | 4.4 | 14.4 | 3.3 | 7.8 | 4.4 | 13.9 | 3.9 | 16.1 | 14.4 | 11.7 | 7.8 | 17.8 | 16.1 | 23.3 | 18.9 | 12.2 | -2.8 | 17.8 | 5.6 | 13.9 | 13.3 | 22.6 | 19.8 | 20.6 | 17.2 | 8.3 | 2.8 | 15 | 9.4 | 13.3 | 6.7 | 4.5 | -4.9 | 25.2 | 2 | 11.1 | 2.2 | 14.4 | 10.6 | 15.2 | 11.2 | 12.2 | 6.7 | 16.7 | 13.9 | 16.1 | 15.6 | 26.1 | 20.6 | 13 | 9 | 12.4 | 9.8 | 8.5 | 4.3 | 13.3 | 5.6 | 16.7 | 15.6 | 11 | 0 | 21.7 | 18.9 | 22.1 | 18.7 | 13.9 | 8.3 | 19.4 | 16.7 | 15.6 | 12.8 | 20.6 | 0.6 | 23.3 | 21.7 | 19.4 | -3.9 | 14.4 | 7.8 | 23.3 | 21.7 | 21.1 | 16.1 | 8.3 | -1.1 | 20.6 | 18.9 | 18.9 | 16.7 | 8.3 | 7.8 | 3.2 | -3 | 4.4 | 1.1 | 15.6 | 8.3 | 5 | 1.1 | 9.4 | 4.6
8 | 2 | 6.7 | 3.9 | 12.2 | 11.7 | 16.7 | 13.3 | 8.9 | 4.5 | 19.4 | -0.5 | 11 | 10 | 18.9 | 3.9 | 15 | 11.7 | 14.4 | 7.8 | 12.8 | 12.2 | 10 | 8.3 | 14.4 | 14.4 | 14.4 | 2.2 | 17 | 15 | 20 | 17.2 | 23.9 | 22.2 | 13.3 | 12.8 | 25 | 22.2 | 16.7 | 9.4 | 22.8 | 17.8 | 14.4 | 11.1 | 16.7 | 1.7 | 13.9 | 11.1 | 10.6 | 5 | 11.1 | 4.4 | 16.1 | 10.6 | 18.9 | 18.3 | 21.1 | 12.2 | 14.4 | 12.8 | 4 | -5 | 21.5 | 15.6 | 5 | 4.4 | 6.1 | 0.6 | 9.4 | 3.9 | 13.3 | 2.8 | 8.3 | 5 | 13.2 | 3.8 | 16.7 | 15 | 11.3 | 7.4 | 18.3 | 16.1 | 21.8 | 18.6 | 11.1 | -2.8 | 12.2 | 7.2 | 13.3 | 12.8 | 22.8 | 20 | 20 | 17.2 | 7.2 | 2.7 | 13.9 | 9.4 | 13.9 | 5 | 1.7 | -6.7 | 24.4 | 3.3 | 7.8 | 3.3 | 12.8 | 10.6 | 15 | 11.1 | 11.7 | 6.7 | 16.1 | 13.9 | 16.1 | 15.6 | 26.1 | 20.6 | 12 | 8 | 12.2 | 10 | 7.8 | 4.4 | 13.3 | 6.7 | 16.7 | 15.6 | 9 | 2 | 20.6 | 18.9 | 21.7 | 18.9 | 12.6 | 7.9 | 19.4 | 17.2 | 13.9 | 12.2 | 19.7 | 1.2 | 23.1 | 21.4 | 18.3 | -3.9 | 14 | 7.8 | 23.3 | 22.2 | 20.2 | 15.4 | 7.8 | -0.6 | 20 | 18.9 | 18.9 | 16.1 | 8.9 | 7.8 | 1.7 | -3.3 | 2.8 | 0.6 | 15.6 | 8.3 | 4.4 | 1.1 | 8.9 | 4.3
8 | 2 | 5.6 | 3.9 | 11.7 | 11.7 | 16.7 | 13.9 | 8.3 | 3.9 | 17.2 | -0.6 | 11 | 10 | 18.3 | 5.2 | 15 | 11.7 | 13.7 | 7.9 | 12.2 | 12.2 | 9.4 | 8.3 | 13.9 | 13.9 | 12.8 | 2.8 | 16 | 14 | 19.4 | 17.2 | 23.9 | 22.2 | 12.9 | 12.6 | 25 | 22.8 | 15.6 | 9.4 | 22.8 | 17.8 | 13.9 | 11.7 | 16.7 | 2.2 | 12.8 | 11.1 | 10 | 6.1 | 12.2 | 5 | 15.5 | 10.5 | 17.8 | 17.2 | 20 | 12.2 | 13.9 | 12.2 | 2 | -2 | 20.9 | 15.9 | 6.1 | 5.5 | 5 | 1.7 | 9.4 | 3.9 | 11.1 | 3.9 | 8.3 | 5.6 | 12.4 | 3.6 | 17.2 | 15.6 | 11 | 7.2 | 17.8 | 15.6 | 20.4 | 18.2 | 10 | -1.7 | 12.2 | 7.2 | 13.3 | 12.8 | 21.3 | 18.9 | 19.4 | 17.2 | 6.1 | 2.4 | 12.8 | 11.1 | 13.3 | 5.6 | 0.4 | -5.3 | 23.7 | 2.5 | 8.9 | 2.2 | 12.8 | 11.7 | 14.8 | 11.2 | 10.6 | 6.7 | 15 | 13.9 | 15.6 | 15 | 25.6 | 21.1 | 11 | 8 | 12.4 | 9.6 | 7.1 | 4.3 | 13.3 | 6.7 | 16.1 | 15 | 9 | 2 | 20 | 18.9 | 21.1 | 18.9 | 11.3 | 7.3 | 19.4 | 17.2 | 13.3 | 11.7 | 18.7 | 1.7 | 23 | 21.3 | 16.7 | -3.9 | 13.7 | 7.5 | 22.8 | 21.7 | 19.2 | 14.5 | 5.6 | -1.1 | 20 | 18.3 | 17.8 | 15.6 | 8.9 | 7.2 | 1.1 | -3 | 2.8 | 0 | 15 | 9.4 | 3.9 | 1.7 | 8.3 | 3.9
8 | 2 | 5 | 3.9 | 10.6 | 10.6 | 16.1 | 13.9 | 7.2 | 3.6 | 16.3 | -0.4 | 11 | 10 | 17.8 | 6.4 | 15 | 11.7 | 12.9 | 8.2 | 12.2 | 12.2 | 8.9 | 8.3 | 13.9 | 13.9 | 12.8 | 2.2 | 16 | 14 | 18.9 | 17.2 | 23.9 | 22.2 | 12.6 | 12.5 | 25 | 22.8 | 15 | 10 | 22.8 | 17.8 | 13.9 | 11.7 | 15 | 3.3 | 12.8 | 11.1 | 8.3 | 5.6 | 12.8 | 4.4 | 15 | 10.2 | 18.3 | 17.2 | 16.7 | 12.8 | 13.9 | 12.2 | 3 | -2 | 20.2 | 16.1 | 7.2 | 6.6 | 4.4 | 1.7 | 9.4 | 4.4 | 10.6 | 3.3 | 8.3 | 6.1 | 11.7 | 3.3 | 16.7 | 15.6 | 10.6 | 6.7 | 17.8 | 15.6 | 18.9 | 17.8 | 10 | -1.7 | 12.2 | 7.2 | 13.3 | 12.8 | 19.8 | 17.8 | 18.9 | 16.7 | 5 | 2.2 | 12.8 | 10 | 12.8 | 5.6 | -0.9 | -5.1 | 22.9 | 2.4 | 8.9 | 1.1 | 13.3 | 11.1 | 14.6 | 11.2 | 10.6 | 7.2 | 14.4 | 13.3 | 16.1 | 15.6 | 25.6 | 21.1 | 11 | 8 | 12.6 | 9.3 | 6.3 | 4.1 | 13.3 | 6.7 | 16.1 | 15.6 | 9 | 3 | 19.4 | 17.8 | 20.6 | 18.9 | 10 | 6.7 | 19.4 | 17.2 | 12.2 | 11.1 | 17.8 | 2.2 | 22.8 | 21.1 | 13.9 | -4.4 | 13.3 | 7.2 | 22.8 | 21.7 | 18.3 | 13.9 | 4.4 | -1.7 | 18.9 | 16.7 | 17.8 | 15.6 | 8.3 | 7.2 | 0.6 | -2.9 | 2.2 | 0 | 13.3 | 8.9 | 3.3 | 0.6 | 7.2 | 3.4
7 | 2 | 5 | 3.3 | 10.6 | 10.6 | 15.6 | 12.8 | 6.1 | 3.3 | 15.3 | -0.8 | 11 | 10 | 17.2 | 7.2 | 15 | 11.7 | 12.2 | 8.3 | 12.2 | 12.2 | 9.4 | 8.3 | 12.2 | 5 | 13.3 | 1.1 | 16 | 14 | 18.9 | 17.2 | 23.3 | 22.2 | 12.2 | 12.2 | 25 | 23.3 | 13.9 | 10 | 22.8 | 17.2 | 13.3 | 11.7 | 13.3 | 3.3 | 15 | 12.8 | 7.8 | 5.6 | 11.7 | 4.4 | 14.4 | 10 | 16.7 | 16.1 | 15.6 | 12.8 | 13.9 | 12.8 | 2 | -2 | 19.6 | 16.1 | 8.3 | 7.8 | 4.4 | 1.7 | 8.9 | 4.4 | 9.4 | 3.3 | 8.9 | 6.1 | 10.6 | 3.9 | 17.2 | 15.6 | 10.4 | 6.6 | 16.7 | 15 | 19.6 | 18.1 | 9.4 | -2.8 | 12.8 | 7.8 | 12.8 | 12.2 | 18.3 | 16.7 | 18.3 | 17.8 | 5.2 | 2 | 11.1 | 8.9 | 12.2 | 5 | -2.2 | -5.6 | 22.2 | 1.7 | 5.6 | 0.6 | 13.3 | 11.1 | 14.4 | 11.1 | 10 | 5.6 | 13.9 | 13.3 | 15 | 13.9 | 25 | 20.6 | 11 | 7 | 12.8 | 8.9 | 5.6 | 3.9 | 13.3 | 7.2 | 16.1 | 15 | 9 | 2 | 19.4 | 17.2 | 20 | 18.9 | 9.8 | 6.5 | 18.9 | 16.7 | 11.1 | 10 | 16.7 | 2.3 | 22.6 | 20.9 | 11.7 | -5 | 13.5 | 7.7 | 22.8 | 21.7 | 17.9 | 13.4 | 5 | -3.9 | 18.3 | 17.2 | 17.8 | 15.6 | 8.3 | 7.2 | 0 | -3.3 | 1.7 | -0.6 | 13.3 | 9.4 | 2.8 | 0.6 | 6.1 | 2.7
7 | 1 | 5 | 3.3 | 10.6 | 9.4 | 16.1 | 13.3 | 5 | 2.8 | 14.4 | -1.1 | 11 | 10 | 17.6 | 7.9 | 15 | 11.7 | 12.8 | 8.5 | 11.7 | 11.7 | 8.9 | 8.3 | 10.6 | 1.1 | 12.2 | 0.6 | 16 | 14 | 18.3 | 16.1 | 22.8 | 22.2 | 12.9 | 12 | 25 | 23.3 | 13.3 | 10 | 23.3 | 17.2 | 13.3 | 11.7 | 10 | 2.2 | 14.4 | 12.2 | 8.3 | 6.7 | 11.1 | 4.4 | 15.3 | 10.9 | 17.8 | 16.7 | 15 | 12.8 | 13.9 | 12.8 | 3 | 0 | 18.9 | 16.1 | 8.5 | 7.1 | 3.3 | 1.7 | 8.9 | 5 | 9.4 | 6.7 | 9.4 | 7.2 | 9.4 | 3.8 | 16.7 | 15 | 10.2 | 6.4 | 15.6 | 14.4 | 20.4 | 18.5 | 8.9 | -3.3 | 12.2 | 7.8 | 12.8 | 12.8 | 18.1 | 15.9 | 17.8 | 17.2 | 5.4 | 1.9 | 10 | 8.3 | 11.1 | 5 | -1.3 | -4.3 | 22.6 | 1 | 6.7 | 1.1 | 13.3 | 11.7 | 14 | 11.2 | 10 | 5.6 | 14.4 | 12.8 | 13.3 | 11.7 | 24.4 | 21.1 | 10 | 7 | 13.2 | 8.7 | 6.3 | 4.1 | 12.8 | 8.3 | 15.6 | 15 | 9 | 3 | 18.9 | 17.2 | 20.2 | 19.2 | 9.6 | 6.3 | 17.8 | 16.7 | 11.1 | 10.6 | 15.5 | 2.7 | 22.4 | 20.7 | 11.7 | -5.6 | 13.7 | 7.9 | 22.2 | 21.7 | 17.6 | 13.2 | 4.4 | -4.4 | 17.8 | 16.1 | 17.2 | 15.6 | 7.8 | 6.7 | 2.4 | -2.4 | 1.1 | -1.1 | 13.3 | 9.4 | 2.8 | 0.6 | 5 | 2.2
7 | 1 | 5.6 | 3.9 | 12.2 | 12.2 | 17.2 | 14.4 | 8 | 4 | 17.4 | -0.3 | 11 | 10 | 17.9 | 8.8 | 15 | 12.2 | 13.3 | 8.8 | 12.2 | 11.7 | 10 | 8.9 | 10.6 | -0.6 | 11.1 | 2.8 | 18 | 17 | 17.8 | 16.1 | 22.2 | 22.2 | 13.7 | 12 | 25 | 22.8 | 13.3 | 10.6 | 23.3 | 17.8 | 13.3 | 12.2 | 15.6 | 5 | 15.6 | 13.3 | 8.9 | 6.7 | 11.7 | 4.4 | 16.3 | 11.9 | 17.2 | 16.7 | 16.1 | 13.9 | 13.9 | 12.8 | 4 | 0 | 20 | 16.7 | 8.7 | 6.3 | 3.9 | 2.2 | 8.9 | 5.6 | 10 | 7.2 | 10 | 7.2 | 8.3 | 3.9 | 17.8 | 15.6 | 10 | 6.1 | 16.7 | 14.4 | 21.1 | 18.9 | 7.8 | -3.3 | 15.6 | 8.9 | 12.8 | 12.8 | 18 | 15.3 | 17.8 | 17.2 | 5.6 | 1.7 | 10.6 | 8.3 | 12.2 | 4.4 | -0.3 | -3.1 | 22.9 | -0.5 | 8.3 | 2.8 | 13.3 | 11.1 | 13.7 | 11.3 | 10.6 | 6.1 | 14.4 | 12.8 | 13.3 | 10.6 | 24.4 | 21.1 | 12 | 9 | 13.5 | 8.6 | 7.1 | 4.3 | 12.8 | 7.8 | 15.6 | 14.4 | 9 | 4 | 18.3 | 17.2 | 20.4 | 19.8 | 9.4 | 6.1 | 17.8 | 16.1 | 13.3 | 11.7 | 14.4 | 2.8 | 22.2 | 20.6 | 13.9 | -2.8 | 13.9 | 8.3 | 23.3 | 21.1 | 17.2 | 12.8 | 6.1 | -3.9 | 17.2 | 15.6 | 16.1 | 13.3 | 8.9 | 7.2 | 4.8 | -2 | 5.6 | 1.1 | 13.3 | 9.4 | 3.3 | 0.6 | 7 | 3.3
9 | 3 | 6.1 | 3.9 | 16.7 | 13.3 | 19.4 | 15.6 | 10.9 | 4.6 | 20.3 | 0.2 | 12 | 11 | 18.3 | 9.4 | 16.1 | 11.7 | 13.9 | 8.9 | 12.8 | 11.7 | 12.2 | 8.9 | 13.3 | -1.1 | 12.8 | 2.8 | 21 | 18 | 21.1 | 18.3 | 25 | 23.9 | 14.4 | 11.7 | 25.6 | 23.3 | 14.4 | 11.1 | 23.9 | 17.2 | 13.9 | 12.2 | 17.2 | 5.6 | 18.3 | 13.3 | 10.6 | 7.8 | 12.2 | 4.4 | 17.2 | 12.8 | 21.1 | 17.8 | 22.8 | 15.6 | 13.3 | 12.8 | 7 | 0 | 20.6 | 17.2 | 8.9 | 5.6 | 7.8 | 5 | 9.4 | 5 | 12.2 | 7.8 | 10.6 | 7.8 | 9.4 | 4.6 | 18.9 | 16.1 | 11.9 | 6.8 | 18.9 | 15.6 | 23.3 | 19.5 | 8.3 | -2.2 | 16.7 | 8.9 | 13.9 | 13.3 | 17.8 | 14.4 | 19.4 | 15 | 8.2 | 2.7 | 11.7 | 9.4 | 13.9 | 5 | 0.6 | -2.8 | 23.3 | -1.7 | 12.8 | 3.3 | 13.9 | 11.1 | 13.3 | 11.1 | 10 | 5.6 | 15.6 | 12.8 | 13.3 | 11.7 | 26.1 | 20.6 | 15 | 8 | 13.9 | 8.3 | 7.8 | 4.4 | 13.3 | 7.8 | 16.7 | 15 | 11 | 5 | 19.4 | 17.8 | 20.6 | 20 | 11.3 | 7.4 | 18.3 | 16.1 | 16.1 | 12.8 | 17.2 | 3.9 | 22.9 | 21 | 17.8 | -2.8 | 17 | 9.2 | 22.8 | 21.1 | 18.9 | 12.7 | 10 | -4.4 | 17.2 | 15.6 | 16.7 | 12.8 | 10.6 | 7.8 | 7.2 | -2.2 | 11.1 | 1.1 | 12.8 | 10 | 6.7 | 2.2 | 9.1 | 4.1
10 | 4 | 7.8 | 3.9 | 20.6 | 11.1 | 21.7 | 16.1 | 13.9 | 5 | 23.3 | -0.6 | 12 | 11 | 20.2 | 10.1 | 17.2 | 11.7 | 17.2 | 10.1 | 15 | 11.7 | 15 | 8.3 | 14.4 | -2.2 | 13.3 | 1.1 | 24 | 18 | 23.9 | 19.4 | 26.7 | 24.4 | 18.1 | 12.8 | 23.9 | 21.7 | 16.7 | 11.1 | 25 | 17.2 | 14.4 | 12.8 | 22.2 | 6.7 | 20.6 | 13.9 | 13.3 | 7.8 | 12.8 | 5 | 20 | 13.7 | 24.4 | 16.7 | 24.4 | 13.3 | 13.9 | 13.3 | 9 | 0 | 22.2 | 17.2 | 9.3 | 4.9 | 11.7 | 6.7 | 11.1 | 6.1 | 13.9 | 5.6 | 10.6 | 7.8 | 10.6 | 5.6 | 21.1 | 16.7 | 13.7 | 7 | 21.7 | 16.1 | 25.6 | 19.7 | 9.4 | -3.9 | 17.2 | 8.9 | 16.1 | 13.9 | 18.5 | 14.6 | 21.1 | 12.8 | 10.7 | 3 | 13.3 | 9.4 | 15.6 | 5 | 2.8 | -3.3 | 24.2 | -1.4 | 16.7 | 3.9 | 14.4 | 11.1 | 13.3 | 11.2 | 8.3 | 7.2 | 17.8 | 13.3 | 13.3 | 11.7 | 27.2 | 20.6 | 18 | 10 | 14.8 | 8.3 | 10.2 | 5 | 13.9 | 7.2 | 17.8 | 15.6 | 13 | 9 | 21.7 | 18.3 | 22.6 | 20.3 | 13.1 | 8.4 | 20 | 16.1 | 19.4 | 13.9 | 20 | 4.9 | 23.7 | 21.6 | 20.6 | -2.2 | 20.2 | 10.1 | 22.8 | 21.7 | 20.5 | 12.3 | 12.2 | -5 | 17.2 | 15.6 | 15.6 | 11.7 | 12.2 | 7.8 | 9.1 | -2.2 | 13.3 | 0.6 | 12.8 | 10.6 | 10 | 2.2 | 11.1 | 5
11 | 4 | 9.4 | 2.8 | 22.2 | 11.1 | 23.9 | 14.4 | 15.6 | 5 | 25.3 | -0.6 | 13 | 11 | 22 | 10.2 | 16.7 | 12.2 | 20.6 | 10.7 | 16.1 | 12.2 | 16.7 | 7.2 | 16.7 | 1.1 | 14.4 | 2.2 | 26 | 17 | 26.1 | 18.3 | 28.3 | 24.4 | 21.9 | 13.6 | 22.2 | 21.1 | 18.3 | 11.7 | 26.1 | 17.2 | 14.4 | 12.8 | 24.4 | 4.4 | 23.3 | 14.4 | 16.1 | 9.4 | 13.3 | 5 | 22.8 | 14.7 | 26.1 | 15 | 25.6 | 11.7 | 13.9 | 13.3 | 12 | 1 | 21.1 | 16.7 | 9.6 | 3.8 | 14.4 | 7.2 | 12.8 | 6.7 | 16.1 | 6.1 | 11.7 | 8.3 | 11.7 | 6.1 | 23.3 | 17.2 | 15.6 | 7.2 | 23.9 | 16.7 | 27.8 | 20 | 11.1 | -7.2 | 17.8 | 8.3 | 17.2 | 13.9 | 19.3 | 15 | 22.2 | 10.6 | 13.3 | 3.3 | 15 | 10 | 18.3 | 5.6 | 5 | -5 | 25.2 | -1.4 | 20 | 5 | 15.6 | 11.7 | 13.3 | 11.2 | 7.8 | 7.2 | 18.9 | 13.9 | 12.8 | 11.1 | 28.9 | 19.4 | 21 | 9 | 15.8 | 8.6 | 12.6 | 5.5 | 14.4 | 7.2 | 20 | 15.6 | 12 | 8 | 23.9 | 18.9 | 24.7 | 20.4 | 15 | 9.4 | 21.1 | 16.1 | 21.7 | 12.2 | 22.8 | 5.6 | 24.4 | 22.2 | 23.3 | -1.1 | 23.3 | 10 | 22.8 | 21.7 | 22.2 | 11.7 | 12.8 | -5.6 | 18.3 | 15.6 | 15 | 8.9 | 13.3 | 7.2 | 10.9 | -2.8 | 15.6 | 1.7 | 13.3 | 10 | 11.7 | 2.2 | 12.8 | 5.3
15 | 4 | 10.6 | 2.2 | 23.9 | 11.1 | 26.7 | 15 | 17.2 | 4.2 | 27.4 | -0.5 | 13 | 11 | 23.9 | 10.6 | 17.2 | 11.7 | 23.9 | 11.1 | 17.8 | 12.8 | 17.2 | 7.2 | 19.4 | 1.7 | 15 | 1.7 | 26 | 17 | 27.2 | 17.8 | 28.3 | 24.4 | 25.6 | 13.3 | 22.2 | 21.7 | 19.4 | 12.2 | 26.7 | 17.2 | 15 | 13.3 | 25.6 | 5 | 25.6 | 15.6 | 18.3 | 8.9 | 14.4 | 5.6 | 25.6 | 15 | 27.2 | 12.8 | 26.1 | 9.4 | 13.9 | 12.8 | 13 | 0 | 20 | 16.7 | 10 | 2.8 | 17.2 | 5.6 | 13.3 | 7.2 | 18.3 | 7.2 | 12.2 | 7.8 | 13.5 | 7.1 | 24.4 | 17.8 | 16.9 | 7.8 | 25 | 16.1 | 28.7 | 19.1 | 11.7 | -8.3 | 19.4 | 8.9 | 18.9 | 14.4 | 20 | 15 | 22.8 | 10 | 15.7 | 5.6 | 15.6 | 9.4 | 21.1 | 4.4 | 7.2 | -10 | 26.1 | -1.7 | 22.2 | 3.9 | 16.1 | 11.7 | 13.3 | 11.1 | 7.8 | 7.2 | 19.4 | 14.4 | 12.8 | 11.7 | 30.6 | 17.8 | 23 | 7 | 16.7 | 8.3 | 15 | 5.6 | 14.4 | 7.2 | 21.7 | 15 | 11 | 9 | 25 | 19.4 | 26.7 | 20 | 16.3 | 11.1 | 22.2 | 16.1 | 23.9 | 10.6 | 25.2 | 5.9 | 25.2 | 22.5 | 24.4 | -1.1 | 25.2 | 9.5 | 23.9 | 21.7 | 23.1 | 11.8 | 13.3 | -5.6 | 19.4 | 15 | 14.4 | 8.3 | 14.4 | 6.7 | 12.8 | -4.4 | 17.2 | 0.6 | 12.8 | 10 | 12.8 | -3.9 | 14.4 | 5.2
16 | 4 | 11.1 | 1.1 | 25 | 10.6 | 27.2 | 15.6 | 18.9 | 3.3 | 29.4 | -1.7 | 13 | 11 | 25.2 | 10.7 | 17.2 | 11.1 | 26.5 | 11.1 | 20.6 | 12.8 | 17.2 | 7.8 | 22.2 | 5.6 | 19.4 | 0 | 27 | 17 | 28.3 | 18.9 | 27.8 | 23.9 | 26.7 | 13.1 | 23.3 | 21.7 | 20.6 | 12.8 | 28.9 | 17.2 | 17.2 | 11.7 | 26.7 | 5 | 26.7 | 15.6 | 19.4 | 8.3 | 15 | 5.6 | 26.3 | 13.8 | 27.8 | 13.9 | 26.7 | 10 | 13.9 | 12.8 | 16 | 2 | 17.8 | 16.1 | 10 | 3.5 | 18.3 | 3.3 | 13.3 | 7.2 | 15 | 6.7 | 11.7 | 8.3 | 15.4 | 8.2 | 26.1 | 18.3 | 18.1 | 8.1 | 25.6 | 16.1 | 29.7 | 17.9 | 13.3 | -8.9 | 20.6 | 9.4 | 21.1 | 13.3 | 19.8 | 14.6 | 23.3 | 10 | 18.2 | 7.9 | 15.6 | 8.3 | 22.8 | 4.4 | 9.2 | -9.7 | 27 | -1.6 | 24.4 | 3.9 | 16.1 | 12.2 | 13.1 | 11 | 7.8 | 7.2 | 19.4 | 13.3 | 13.3 | 11.7 | 31.7 | 15 | 24 | 9 | 18 | 8.6 | 17.2 | 5.5 | 16.1 | 8.3 | 22.8 | 14.4 | 11 | 10 | 26.7 | 17.8 | 27.4 | 19.5 | 17.6 | 12.5 | 23.3 | 16.1 | 25 | 10.6 | 27.6 | 6.4 | 25.9 | 23 | 26.1 | -1.1 | 27 | 8.9 | 25.6 | 20 | 24.1 | 12.1 | 13.9 | -5.6 | 18.9 | 15 | 12.8 | 6.7 | 15 | 6.7 | 13.7 | -3.5 | 17.8 | -1.1 | 12.8 | 10 | 13.9 | 1.7 | 16.1 | 5
19 | 4 | 11.7 | 1.7 | 25.6 | 8.9 | 27.8 | 15 | 17.8 | 3.7 | 30.3 | -2 | 14 | 11 | 26.5 | 11.1 | 18.3 | 11.1 | 29.1 | 11.2 | 20.6 | 15 | 17.8 | 8.3 | 25 | 3.9 | 16.1 | 2.8 | 27 | 18 | 28.3 | 17.2 | 21.1 | 18.3 | 27.8 | 12.6 | 26.1 | 21.7 | 21.7 | 11.7 | 29.4 | 16.7 | 19.4 | 11.7 | 28.3 | 5.6 | 27.2 | 15 | 20.6 | 9.4 | 15 | 6.1 | 27.1 | 12 | 28.3 | 13.9 | 26.7 | 10 | 13.9 | 13.3 | 17 | 2 | 18.3 | 17.2 | 10 | 4 | 19.4 | 2.8 | 14.4 | 6.7 | 13.9 | 8.3 | 12.2 | 8.9 | 17.2 | 8.9 | 26.7 | 17.8 | 19.4 | 8.3 | 26.1 | 16.7 | 30.6 | 16.7 | 14.4 | -6.7 | 20 | 9.4 | 22.2 | 14.4 | 19.6 | 14.2 | 24.4 | 9.4 | 20.6 | 10 | 17.2 | 9.4 | 25 | 2.8 | 11.3 | -11.5 | 28 | -1.7 | 27.2 | 3.3 | 16.1 | 12.8 | 13 | 10.7 | 7.8 | 7.8 | 20 | 12.2 | 15 | 11.1 | 31.7 | 13.3 | 25 | 9 | 19.3 | 8.4 | 19.5 | 5.2 | 16.1 | 7.2 | 23.9 | 9.4 | 11 | 9 | 27.2 | 18.9 | 28.2 | 18.6 | 18.9 | 13.9 | 23.9 | 16.1 | 25 | 9.4 | 30 | 6.1 | 26.7 | 23.3 | 27.8 | -0.6 | 28.9 | 7.2 | 26.7 | 19.4 | 25 | 12.2 | 15 | -4.4 | 19.4 | 15.6 | 12.8 | 6.7 | 15.6 | 5.6 | 14.7 | -3.2 | 18.3 | 0.6 | 12.8 | 10.6 | 14.4 | 1.7 | 17.8 | 5.4
19 | 2 | 11.1 | 3.3 | 26.7 | 9.4 | 28.3 | 15 | 16.7 | 3.4 | 31.3 | -1.3 | 14 | 11 | 27.8 | 11.1 | 18.3 | 11.7 | 31.7 | 10.6 | 20 | 13.3 | 17.2 | 8.3 | 25 | 5 | 20 | 1.7 | 27 | 18 | 29.4 | 16.1 | 21.1 | 18.9 | 28.9 | 12.2 | 26.7 | 21.7 | 22.2 | 11.7 | 29.4 | 16.7 | 20.6 | 12.8 | 30.6 | 7.2 | 27.2 | 12.2 | 21.1 | 8.9 | 15.6 | 6.1 | 27.8 | 10 | 28.9 | 13.9 | 27.2 | 11.7 | 14.4 | 13.3 | 19 | 3 | 18.9 | 16.1 | 10 | 4.4 | 17.8 | 3.3 | 13.3 | 6.7 | 15 | 8.9 | 12.2 | 8.9 | 18.1 | 8.4 | 27.8 | 19.4 | 20.3 | 8.3 | 26.7 | 16.7 | 31.5 | 16.3 | 13.3 | -4.4 | 20 | 11.1 | 23.9 | 13.9 | 19.4 | 13.9 | 23.9 | 10 | 21.7 | 11.5 | 18.3 | 10.6 | 27.2 | 2.8 | 13.3 | -16.1 | 28.9 | -2.2 | 28.3 | 2.8 | 16.7 | 13.9 | 12.8 | 10.6 | 8.3 | 7.8 | 20 | 8.9 | 15 | 11.1 | 31.7 | 20 | 26 | 9 | 20.6 | 8.3 | 21.7 | 4.4 | 16.1 | 8.3 | 24.4 | 16.1 | 13 | 10 | 27.2 | 17.8 | 28.9 | 17.8 | 20.2 | 14.6 | 25 | 15 | 25.6 | 10 | 30.7 | 5.9 | 27.6 | 22.8 | 28.9 | 0 | 29.5 | 7.4 | 27.8 | 19.4 | 25.4 | 12.6 | 15 | -5.6 | 18.9 | 15 | 13.3 | 7.2 | 16.1 | 5.6 | 15.6 | -3.3 | 19.4 | 0 | 13.3 | 10.6 | 14.4 | 0.6 | 19.4 | 5.1
19 | 2 | 11.7 | 2.8 | 26.7 | 8.3 | 28.9 | 15.6 | 15.6 | 3.3 | 32.2 | -1.7 | 14 | 12 | 28.3 | 9.6 | 18.3 | 11.7 | 31.9 | 10.1 | 19.4 | 13.3 | 16.7 | 8.9 | 26.7 | 5 | 19.4 | 2.2 | 28 | 17 | 28.9 | 16.1 | 23.9 | 18.9 | 29.6 | 12.6 | 27.8 | 22.2 | 23.9 | 11.7 | 28.9 | 15.6 | 20 | 11.7 | 33.3 | 0.6 | 23.9 | 12.8 | 21.7 | 8.9 | 16.1 | 6.1 | 28.3 | 9.6 | 30 | 13.3 | 27.8 | 11.7 | 13.9 | 13.3 | 19 | 3 | 17.8 | 14.4 | 9.4 | 4.4 | 20.6 | 3.3 | 15 | 5.6 | 16.1 | 8.3 | 12.8 | 8.9 | 19.1 | 7.6 | 27.8 | 19.4 | 21.3 | 8.3 | 27.8 | 16.1 | 32.4 | 15.9 | 13.9 | -4.4 | 21.1 | 10.6 | 22.8 | 14.4 | 19.4 | 14 | 23.9 | 9.4 | 22.8 | 12.8 | 17.8 | 11.1 | 28.3 | 1.7 | 13.9 | -11.7 | 29.1 | -2.8 | 28.9 | 0.6 | 17.8 | 13.3 | 12.6 | 10.5 | 8.3 | 7.8 | 20 | 8.3 | 13.9 | 10.6 | 32.2 | 20.6 | 26 | 11 | 20.8 | 7.5 | 21.9 | 4.9 | 17.2 | 7.8 | 25.6 | 15 | 13 | 10 | 27.8 | 18.3 | 29.3 | 18.1 | 21.5 | 15.1 | 25 | 15.6 | 26.1 | 9.4 | 31.5 | 6.6 | 28.5 | 22 | 31.1 | 1.1 | 30 | 7.9 | 28.3 | 20 | 25.7 | 12.6 | 16.1 | -5 | 18.9 | 14.4 | 12.8 | 6.7 | 16.7 | 6.7 | 15.8 | -2.8 | 20 | 0.6 | 13.9 | 11.1 | 16.1 | 0.6 | 21.1 | 5
21 | 4 | 12.8 | 2.8 | 26.1 | 8.9 | 29.4 | 15 | 15 | 3.8 | 32.6 | -1.5 | 16 | 12 | 28.9 | 7.5 | 18.3 | 11.7 | 32 | 10.1 | 20.6 | 13.9 | 16.1 | 8.9 | 26.1 | 4.4 | 20 | 1.7 | 27 | 18 | 28.9 | 16.1 | 23.9 | 20.6 | 30.4 | 12.8 | 28.3 | 22.2 | 24.4 | 10 | 29.4 | 17.2 | 19.4 | 12.8 | 32.2 | -0.6 | 23.3 | 13.3 | 21.7 | 10.6 | 16.1 | 6.7 | 28.9 | 9.1 | 30 | 13.3 | 27.8 | 11.7 | 14.4 | 13.9 | 20 | 4 | 20 | 13.9 | 8.9 | 4.1 | 19.4 | 4.4 | 15.6 | 5.6 | 15.6 | 7.2 | 12.8 | 8.9 | 20 | 6.7 | 27.8 | 18.3 | 22.2 | 7.8 | 27.8 | 16.1 | 33.3 | 15.6 | 14.4 | -4.4 | 23.3 | 8.3 | 22.2 | 14.4 | 19.4 | 14.3 | 25 | 10 | 23.9 | 13.9 | 18.9 | 10 | 26.7 | 3.9 | 14.4 | -8.6 | 29.2 | -2.7 | 27.8 | 1.1 | 17.8 | 13.3 | 12.4 | 10.7 | 8.3 | 8.3 | 20.6 | 7.8 | 13.9 | 11.1 | 30.6 | 19.4 | 27 | 11 | 20.9 | 6.1 | 22 | 5.5 | 16.7 | 7.2 | 26.7 | 13.9 | 13 | 9 | 27.2 | 17.8 | 29.6 | 18.4 | 22.8 | 15.6 | 26.1 | 16.1 | 26.1 | 9.4 | 32.2 | 6.7 | 29.4 | 21.1 | 31.1 | 1.1 | 30.6 | 7.8 | 29.4 | 18.9 | 26.1 | 12.8 | 15.6 | -6.1 | 18.3 | 15 | 15 | 6.1 | 16.7 | 7.2 | 15.9 | -3.2 | 20 | 0.6 | 13.9 | 11.1 | 16.7 | -0.6 | 21.7 | 4.8
20 | 3 | 11.7 | 2.2 | 26.1 | 10 | 28.9 | 14.4 | 14.5 | 4.2 | 32.9 | -2.4 | 15 | 12 | 29.4 | 5.6 | 17.8 | 11.1 | 32.2 | 10 | 21.1 | 13.3 | 15.6 | 8.9 | 25.6 | 4.4 | 21.1 | 0.6 | 27 | 19 | 27.8 | 15 | 23.3 | 20 | 31.1 | 13.3 | 28.3 | 22.2 | 24.4 | 10 | 28.9 | 17.8 | 21.1 | 11.7 | 32.2 | -1.7 | 22.8 | 11.7 | 22.2 | 10 | 17.8 | 6.1 | 29.4 | 8.3 | 30.6 | 13.3 | 27.8 | 11.7 | 14.4 | 13.9 | 21 | 4 | 15 | 12.8 | 8.3 | 3.9 | 18.9 | 3.3 | 15.6 | 7.2 | 15.6 | 7.8 | 13.3 | 8.9 | 19.8 | 6.6 | 27.8 | 17.2 | 22.4 | 7.8 | 27.8 | 16.1 | 31.8 | 17 | 14.4 | -3.9 | 23.9 | 9.4 | 21.1 | 14.4 | 19.4 | 14.4 | 23.9 | 8.9 | 23.9 | 14.1 | 16.1 | 11.7 | 26.1 | 2.8 | 15 | -7.2 | 29.4 | -3.9 | 26.7 | -2.2 | 18.9 | 13.9 | 12.2 | 10.6 | 8.3 | 7.8 | 22.8 | 6.7 | 13.3 | 11.1 | 28.9 | 18.3 | 27 | 12 | 21.1 | 5 | 22.2 | 6.1 | 16.7 | 6.7 | 26.7 | 11.7 | 12 | 9 | 25.6 | 19.4 | 30 | 18.9 | 23.3 | 15.4 | 25.6 | 15.6 | 25.6 | 8.9 | 31.5 | 6.6 | 28.3 | 21.6 | 31.7 | -6.7 | 30.4 | 8.2 | 29.4 | 19.4 | 26.1 | 12.6 | 16.1 | -6.1 | 18.3 | 14.4 | 13.3 | 4.4 | 15 | 5.6 | 16.1 | -3.3 | 20.6 | -0.6 | 13.9 | 10.6 | 15.6 | 0 | 22.2 | 4.8
19 | 4 | 12.2 | 2.2 | 25.6 | 10.6 | 28.3 | 14.4 | 13.9 | 4.4 | 33.3 | -1.7 | 15 | 11 | 27.6 | 5.8 | 17.2 | 11.1 | 29.1 | 10.8 | 20.6 | 12.8 | 14.4 | 8.9 | 26.1 | 3.3 | 21.1 | -3.3 | 25 | 18 | 27.2 | 15.6 | 25.6 | 19.4 | 29.8 | 14 | 28.3 | 22.2 | 25 | 9.4 | 27.2 | 17.8 | 21.1 | 11.1 | 32.8 | -0.6 | 21.1 | 10 | 21.1 | 10.6 | 16.7 | 5.6 | 28.3 | 10.5 | 29.4 | 15.6 | 28.3 | 12.2 | 14.4 | 14.4 | 21 | 4 | 11.7 | 9.4 | 8.1 | 3.8 | 18.9 | 2.8 | 15 | 5.6 | 16.1 | 8.9 | 12.8 | 8.3 | 19.6 | 6.7 | 27.2 | 17.2 | 22.6 | 7.6 | 27.8 | 15.6 | 30.4 | 18.2 | 15 | -4.4 | 22.8 | 7.8 | 20.6 | 14.4 | 18.9 | 14.6 | 24.4 | 10 | 23.9 | 14.1 | 18.9 | 11.7 | 25.6 | 3.3 | 13.7 | -4.4 | 29 | -2.9 | 25.6 | -3.3 | 18.3 | 13.3 | 12.2 | 10.6 | 8.3 | 8.3 | 22.2 | 7.2 | 12.2 | 11.1 | 27.2 | 17.8 | 27 | 10 | 20 | 5.3 | 21.5 | 4.1 | 16.7 | 5.6 | 25 | 5 | 11 | 9 | 26.1 | 19.4 | 29.3 | 18.8 | 23.9 | 15.4 | 25.6 | 15.6 | 25.6 | 10.6 | 30.7 | 7.2 | 27.2 | 21.9 | 31.7 | -10 | 30.2 | 8 | 29.4 | 18.3 | 26.1 | 12.6 | 16.1 | -8.3 | 17.2 | 15.6 | 13.9 | 5 | 15 | 6.1 | 15.7 | -2.9 | 20 | -1.7 | 14.4 | 11.1 | 15.6 | 0.6 | 22.8 | 4.4
19 | 4 | 12.2 | 3.3 | 24.4 | 11.1 | 27.2 | 15 | 13.2 | 4.9 | 32.4 | -1.6 | 14 | 11 | 25.7 | 5.9 | 16.1 | 11.1 | 25.9 | 10.9 | 20 | 12.2 | 13.3 | 8.3 | 25.6 | 5 | 19.4 | -1.7 | 24 | 18 | 26.1 | 16.1 | 25.6 | 20.6 | 28.5 | 14 | 27.8 | 22.8 | 24.4 | 9.4 | 25.6 | 17.8 | 19.4 | 11.1 | 32.8 | -0.6 | 19.4 | 8.9 | 20.6 | 11.1 | 16.7 | 6.7 | 27.2 | 12.1 | 28.3 | 15.6 | 26.7 | 11.7 | 15 | 14.4 | 19 | 3 | 10 | 7.2 | 8 | 3.7 | 18.9 | 3.3 | 14.4 | 6.7 | 16.7 | 8.9 | 13.3 | 8.3 | 19.4 | 6.7 | 26.7 | 16.1 | 22.8 | 7.2 | 27.8 | 16.1 | 28.9 | 18.9 | 15 | -5 | 21.7 | 10 | 20.6 | 15 | 18.3 | 14.4 | 22.2 | 10 | 23.9 | 13.9 | 17.8 | 7.8 | 22.8 | 5.6 | 12.4 | -3.4 | 28.7 | -3.1 | 22.2 | -1.7 | 18.3 | 13.3 | 12.2 | 10.6 | 8.3 | 8.3 | 18.9 | 10 | 12.8 | 10.6 | 24.4 | 17.2 | 26 | 10 | 18.9 | 5.7 | 20.7 | 1.5 | 15.6 | 5 | 23.3 | 6.7 | 9 | 9 | 20.6 | 17.2 | 28.5 | 18.3 | 24.4 | 15 | 25.6 | 15 | 24.4 | 10 | 30 | 7.2 | 26.1 | 22.2 | 30 | -11.7 | 30 | 8.3 | 28.9 | 18.9 | 26.1 | 12.2 | 16.1 | -9.4 | 17.8 | 16.1 | 13.3 | 4.4 | 14.4 | 6.7 | 15.4 | -2.2 | 18.9 | -1.1 | 14.4 | 11.1 | 14.4 | 0.6 | 21.3 | 4.8
18 | 4 | 12.2 | 2.8 | 18.9 | 12.8 | 24.4 | 15 | 12.4 | 4.9 | 31.5 | -2.2 | 14 | 11 | 23.9 | 5.6 | 15.6 | 10.6 | 22.8 | 10.6 | 18.3 | 12.2 | 11.7 | 8.3 | 23.3 | 6.1 | 18.9 | -2.8 | 23 | 18 | 25 | 16.7 | 25.6 | 21.7 | 27.2 | 14.4 | 20.6 | 17.8 | 24.4 | 8.9 | 24.4 | 18.3 | 18.9 | 11.1 | 32.2 | -1.1 | 16.1 | 7.8 | 20 | 11.1 | 16.1 | 6.1 | 26.1 | 13.3 | 26.7 | 17.8 | 23.9 | 12.2 | 15 | 14.4 | 18 | 3 | 7.8 | 5.6 | 7.8 | 3.3 | 17.2 | 5 | 13.9 | 7.2 | 12.2 | 9.4 | 12.8 | 7.8 | 18.3 | 6.5 | 24.4 | 16.1 | 20.8 | 8.8 | 26.1 | 16.1 | 26.7 | 18.6 | 14.4 | -5 | 21.1 | 10 | 20.6 | 15 | 17.8 | 14.4 | 21.7 | 11.7 | 22 | 14.4 | 17.2 | 10 | 20.6 | 5.6 | 11.1 | -2.8 | 28.3 | -2.2 | 18.9 | 0.6 | 17.8 | 13.3 | 12.2 | 10.6 | 8.3 | 8.3 | 16.7 | 7.8 | 12.2 | 10.6 | 23.3 | 16.7 | 24 | 10 | 17.8 | 5.6 | 20 | -0.6 | 14.4 | 5.6 | 21.7 | 3.3 | 10 | 8 | 20.6 | 18.3 | 27.8 | 18.3 | 22.9 | 14.5 | 23.9 | 16.1 | 21.7 | 10.6 | 28.3 | 7.6 | 25.7 | 22.4 | 28.9 | -8.9 | 27.6 | 9 | 27.2 | 19.4 | 24.6 | 12.9 | 12.8 | -6.7 | 17.8 | 15.6 | 12.8 | 3.9 | 13.3 | 6.7 | 15 | -2.2 | 17.2 | 1.1 | 14.4 | 10.6 | 12.8 | 1.1 | 19.8 | 5.1
17 | 4 | 11.7 | 2.8 | 16.7 | 12.2 | 22.2 | 15 | 11.7 | 5 | 30.6 | -2.2 | 13 | 10 | 22.4 | 7.4 | 15 | 11.1 | 20 | 10.7 | 16.7 | 11.7 | 10.6 | 8.3 | 21.7 | 6.1 | 17.2 | -2.8 | 23 | 18 | 23.9 | 17.2 | 25.6 | 21.7 | 25.2 | 15.3 | 20.6 | 17.8 | 22.8 | 10.6 | 23.9 | 18.3 | 18.3 | 12.2 | 28.9 | -1.7 | 13.9 | 6.1 | 18.9 | 11.1 | 15 | 6.7 | 24.3 | 13.3 | 25 | 18.3 | 21.1 | 12.2 | 15 | 13.9 | 15 | 6 | 6.7 | 5.6 | 7.8 | 3.7 | 14.4 | 7.2 | 12.8 | 8.3 | 10 | 9.4 | 12.8 | 8.3 | 17.2 | 6.7 | 22.2 | 15.6 | 18.7 | 9.2 | 24.4 | 16.7 | 24.4 | 17.9 | 12.2 | -4.4 | 18.9 | 11.1 | 19.4 | 15 | 18 | 14.9 | 18.9 | 12.8 | 20.2 | 14.6 | 15 | 10 | 19.4 | -0.6 | 8.7 | -2.5 | 26.6 | -1.9 | 16.1 | 0 | 17.8 | 13.9 | 12.4 | 11 | 8.3 | 8.3 | 15 | 7.8 | 12.8 | 10 | 22.2 | 16.1 | 20 | 10 | 16.9 | 6.2 | 18.3 | 0.9 | 13.3 | 5.6 | 21.1 | 1.7 | 10 | 9 | 20.6 | 17.8 | 26.5 | 18.1 | 21.5 | 14.2 | 22.2 | 16.1 | 21.1 | 11.1 | 26.7 | 7.7 | 25.4 | 22.7 | 27.8 | -10 | 25.2 | 9.1 | 24.4 | 20 | 23.2 | 13.7 | 12.2 | -5 | 16.7 | 15.6 | 11.1 | 2.2 | 12.2 | 6.7 | 12.4 | -1.3 | 12.8 | 2.2 | 14.4 | 10.6 | 9.4 | 0.6 | 18.3 | 5
16 | 5 | 11.1 | 3.3 | 15.6 | 12.8 | 21.1 | 15 | 10.4 | 5 | 27.8 | -0.3 | 13 | 10 | 20.9 | 8.9 | 15 | 11.7 | 17.2 | 10.1 | 15.6 | 12.2 | 10.6 | 8.4 | 17.2 | 8.9 | 16.1 | -3.3 | 22 | 18 | 22.2 | 17.2 | 25.6 | 22.2 | 23.1 | 15.5 | 20.6 | 18.3 | 22.8 | 11.1 | 23.9 | 18.9 | 18.9 | 7.8 | 27.8 | -1.1 | 12.2 | 5.6 | 18.3 | 11.1 | 14.4 | 7.2 | 22.4 | 13.2 | 22.8 | 20 | 20 | 13.3 | 15 | 13.3 | 16 | 4 | 5.6 | 4.4 | 7.8 | 3.8 | 11.7 | 7.2 | 11.7 | 8.3 | 10.6 | 9.4 | 12.2 | 7.8 | 16.1 | 6.7 | 21.1 | 15.6 | 16.7 | 9.4 | 23.3 | 16.7 | 22.2 | 17.2 | 11.1 | -6.1 | 17.8 | 10.6 | 18.3 | 13.9 | 18.1 | 15.2 | 16.1 | 12.2 | 18.3 | 14.4 | 13.9 | 8.9 | 18.9 | 5.6 | 6.3 | -2.7 | 25 | -2.2 | 15 | -0.6 | 17.2 | 13.3 | 12.6 | 11.4 | 8.9 | 8.9 | 13.9 | 7.2 | 12.2 | 10.6 | 21.1 | 15 | 18 | 11 | 15.9 | 6.6 | 16.7 | 1.6 | 12.2 | 5.6 | 17.8 | 0.6 | 11 | 9 | 19.4 | 18.3 | 25.2 | 18.2 | 20 | 13.3 | 20.6 | 16.1 | 19.4 | 11.7 | 25 | 7.8 | 25 | 22.8 | 26.7 | -10.6 | 22.8 | 8.9 | 23.3 | 20 | 21.7 | 13.9 | 12.8 | -2.8 | 16.7 | 15 | 10 | 3.3 | 11.7 | 6.1 | 9.8 | -0.9 | 8.9 | 2.2 | 13.9 | 11.7 | 9.4 | 0.6 | 17.2 | 3.5
15 | 6 | 9.4 | 1.1 | 14.4 | 12.8 | 20 | 15 | 9.1 | 4.7 | 25 | 0.5 | 13 | 11 | 19.4 | 9.4 | 14.4 | 11.7 | 14.4 | 9.4 | 15 | 12.2 | 9.4 | 8.5 | 13.3 | 8.9 | 15 | -3.3 | 21 | 17 | 21.7 | 17.8 | 22.8 | 17.8 | 21.1 | 15.6 | 20 | 18.3 | 21.1 | 12.2 | 23.3 | 18.3 | 17.2 | 12.2 | 27.2 | -1.1 | 12.2 | 5.6 | 16.1 | 10.6 | 14.4 | 7.8 | 20.6 | 12.8 | 22.8 | 18.9 | 19.4 | 12.8 | 15 | 13.3 | 15 | 4 | 5.6 | 4.4 | 7.8 | 3.9 | 10.6 | 6.1 | 11.1 | 7.8 | 11.7 | 11.1 | 11.1 | 7.2 | 15.4 | 7.5 | 20 | 15.6 | 15.6 | 9.1 | 23.3 | 16.7 | 21.8 | 17 | 10 | -6.1 | 16.7 | 10.6 | 18.3 | 13.9 | 18.3 | 15.6 | 16.1 | 10.6 | 17.8 | 14.5 | 12.2 | 9.4 | 16.7 | 7.8 | 3.9 | -3.9 | 23.3 | -2.2 | 12.8 | 0 | 17.2 | 13.3 | 12.8 | 11.7 | 8.3 | 8.3 | 13.3 | 7.8 | 12.2 | 10.6 | 20.6 | 15 | 18 | 10 | 15 | 6.7 | 15 | 2.2 | 11.7 | 6.7 | 16.7 | 1.7 | 11 | 9 | 19.4 | 18.3 | 23.9 | 17.8 | 20 | 13.9 | 20 | 16.1 | 16.1 | 12.8 | 24.4 | 8 | 24.8 | 23.1 | 23.9 | -12.2 | 21.7 | 9.6 | 22.8 | 20.6 | 20.6 | 13.6 | 11.1 | -2.2 | 16.1 | 15 | 7.8 | 3.9 | 10.6 | 7.8 | 7.2 | -1.1 | 6.1 | 2.2 | 12.8 | 11.1 | 7.8 | 0.6 | 16.1 | 1.8
14 | 5 | 8.3 | 1.7 | 13.9 | 12.2 | 18.9 | 15 | 7.8 | 4.4 | 22.2 | 0.6 | 13 | 11 | 18.5 | 10.1 | 14.4 | 12.2 | 13.5 | 9.4 | 14.4 | 12.2 | 9.4 | 8.6 | 12.2 | 8.3 | 14.4 | -3.3 | 22 | 17 | 21.1 | 17.8 | 21.7 | 17.8 | 20.7 | 16.1 | 21.7 | 20 | 20.6 | 12.2 | 23.3 | 18.9 | 16.7 | 13.3 | 27.8 | -1.1 | 11.7 | 5 | 15 | 10.6 | 14.4 | 7.2 | 20.4 | 12.4 | 22.8 | 18.9 | 18.3 | 15 | 15 | 13.9 | 16 | 3 | 4.4 | 3.3 | 7.8 | 4 | 10 | 6.1 | 10 | 7.2 | 11.7 | 11.1 | 10.6 | 7.8 | 14.6 | 8.4 | 19.4 | 15.6 | 14.4 | 8.4 | 21.1 | 16.7 | 21.5 | 16.9 | 8.9 | -5.6 | 16.1 | 10.6 | 17.8 | 13.9 | 18.5 | 15.8 | 15.6 | 10 | 17.2 | 14.5 | 12.2 | 8.9 | 16.1 | 7.2 | 3 | -3.9 | 23.1 | -1.6 | 13.3 | 1.1 | 16.7 | 12.8 | 12.8 | 11.9 | 8.9 | 8.9 | 12.2 | 7.8 | 12.2 | 11.1 | 19.4 | 15.6 | 16 | 10 | 14.6 | 7.4 | 13.1 | 4.5 | 11.1 | 7.2 | 15 | 2.2 | 12 | 11 | 18.3 | 17.8 | 23 | 18.1 | 20 | 14.2 | 19.4 | 16.1 | 16.1 | 12.2 | 23.9 | 8 | 24.6 | 23.2 | 20.6 | -7.2 | 20.5 | 10.3 | 22.2 | 20.6 | 19.4 | 13.2 | 11.1 | -2.8 | 16.1 | 14.4 | 7.2 | 4.4 | 10.6 | 7.8 | 6.8 | -1.2 | 5.6 | 1.7 | 12.8 | 10.6 | 6.1 | 1.1 | 15 | 0
13 | 5 | 6.7 | 1.1 | 12.8 | 11.7 | 18.3 | 14.4 | 7.2 | 4.2 | 20.7 | 1.5 | 13 | 11 | 17.6 | 10.3 | 14.4 | 11.7 | 12.6 | 9.1 | 13.3 | 10 | 8.9 | 8.6 | 11.1 | 7.8 | 13.3 | -3.3 | 20 | 17 | 21.1 | 17.8 | 20 | 18.3 | 20.4 | 16.9 | 22.2 | 20.6 | 20.6 | 12.2 | 23.3 | 18.9 | 15.6 | 13.3 | 28.3 | 0 | 11.7 | 5 | 13.9 | 10 | 13.9 | 7.2 | 20.2 | 12.2 | 21.7 | 19.4 | 17.2 | 14.4 | 15 | 13.9 | 16 | 4 | 4.2 | 3.2 | 7.8 | 4 | 8.3 | 6.1 | 7.8 | 6.1 | 12.8 | 11.7 | 11.1 | 7.8 | 13.9 | 8.9 | 18.9 | 15.6 | 13.3 | 7.8 | 21.1 | 16.7 | 21.1 | 16.7 | 6.1 | -5 | 15.6 | 10 | 15.6 | 13.3 | 18.7 | 16 | 15.6 | 10.6 | 16.7 | 14.4 | 12.2 | 10 | 16.1 | 6.1 | 2 | -4.8 | 23 | -1.6 | 12.8 | 0.6 | 16.7 | 12.8 | 12.8 | 12.1 | 8.9 | 8.9 | 12.2 | 7.8 | 11.1 | 10 | 18.9 | 15 | 13 | 11 | 14.3 | 7.8 | 11.3 | 5.8 | 10.6 | 7.8 | 13.9 | 2.2 | 12 | 10 | 18.9 | 18.3 | 22 | 18.2 | 20 | 14.4 | 18.9 | 16.1 | 15 | 12.2 | 23.3 | 8.3 | 24.4 | 23.3 | 20.6 | -7.2 | 19.4 | 10.6 | 21.7 | 20 | 18.3 | 12.8 | 11.1 | -2.8 | 16.1 | 14.4 | 8.9 | 2.8 | 10.6 | 6.7 | 6.5 | -1.4 | 5 | 1.7 | 12.2 | 10.6 | 3.9 | 1.1 | 14.3 | -0.2
12 | 6 | 5.6 | 3.3 | 13.3 | 12.2 | 17.8 | 14.4 | 6.7 | 4.2 | 19.3 | 2.6 | 12 | 11 | 16.7 | 10.6 | 13.9 | 11.7 | 11.7 | 8.9 | 13.9 | 12.8 | 8.9 | 8.6 | 10.6 | 7.8 | 13.3 | -3.3 | 19 | 17 | 20.6 | 17.8 | 19.4 | 17.8 | 20 | 17.2 | 22.8 | 20.6 | 18.9 | 12.2 | 23.3 | 19.4 | 14.4 | 13.3 | 27.8 | 0 | 10.6 | 4.4 | 12.8 | 10.6 | 12.8 | 7.2 | 20 | 11.7 | 21.7 | 19.4 | 17.8 | 13.3 | 15 | 13.9 | 15 | 6 | 4 | 3 | 7.8 | 3.9 | 7.8 | 6.1 | 6.7 | 6.1 | 13.3 | 11.7 | 11.1 | 7.2 | 13.5 | 8.6 | 18.3 | 15.6 | 12.8 | 7.7 | 20.6 | 16.7 | 20.7 | 17.3 | 6.7 | -4.4 | 13.9 | 9.4 | 17.8 | 13.9 | 18.9 | 16.1 | 15 | 9.4 | 16.5 | 14.5 | 11.7 | 10.6 | 16.1 | 5 | 1.1 | -6.1 | 22.8 | -1.7 | 12.8 | 0 | 16.1 | 12.8 | 12.8 | 12.2 | 8.3 | 8.3 | 12.8 | 7.8 | 11.1 | 10 | 19.4 | 15 | 13 | 11 | 13.9 | 8.3 | 9.4 | 6.7 | 10.6 | 7.8 | 12.2 | 2.2 | 12 | 11 | 18.9 | 17.8 | 21.1 | 18.3 | 19.8 | 14.4 | 17.8 | 15.6 | 13.3 | 11.7 | 22.2 | 8.4 | 24.4 | 23.4 | 18.3 | -8.3 | 19 | 11.3 | 21.7 | 20 | 18.1 | 12.8 | 10 | -3.3 | 15.6 | 13.9 | 9.4 | 1.1 | 10 | 6.7 | 6.1 | -1.7 | 4.4 | 1.7 | 11.7 | 10.6 | 5 | 0.6 | 13.5 | -0.2
12 | 4 | 7.2 | 2.8 | 12.8 | 11.7 | 17.2 | 14.4 | 6.1 | 3.9 | 17.8 | 2.8 | 11 | 9 | 15.6 | 10.4 | 13.9 | 11.7 | 11.1 | 8.7 | 13.9 | 12.8 | 8.3 | 8.3 | 10 | 7.8 | 13.3 | -2.8 | 19 | 17 | 20 | 17.8 | 19.4 | 18.3 | 18.7 | 16.7 | 25 | 23.3 | 18.3 | 12.2 | 22.2 | 18.9 | 14.4 | 12.8 | 26.7 | 0.6 | 10.6 | 3.3 | 12.8 | 10.6 | 12.2 | 6.7 | 18.5 | 11.8 | 21.1 | 19.4 | 16.1 | 12.8 | 15 | 13.9 | 14 | 6 | 3.9 | 2.9 | 7.8 | 4.4 | 6.7 | 5.6 | 5.6 | 5 | 13.3 | 12.2 | 11.1 | 8.3 | 13.2 | 8.3 | 18.3 | 15 | 12.2 | 7.3 | 20 | 16.7 | 20.4 | 17.8 | 6.7 | -5 | 14.4 | 8.9 | 16.7 | 14.4 | 19.1 | 16.2 | 15 | 10 | 16.3 | 14.5 | 11.1 | 10.6 | 15.6 | 5.6 | 0 | -4.6 | 21.7 | -1.4 | 10.6 | 1.1 | 15 | 12.8 | 13 | 12.4 | 8.9 | 8.3 | 12.2 | 6.1 | 10.6 | 9.4 | 19.4 | 15 | 13 | 8 | 13.7 | 8.8 | 8.9 | 6.7 | 10.6 | 7.8 | 12.2 | 1.7 | 12 | 11 | 18.3 | 17.8 | 20.7 | 18.5 | 19.6 | 14 | 17.2 | 15.6 | 13.9 | 11.1 | 21.1 | 8.4 | 24.4 | 23.4 | 16.7 | -8.3 | 18.7 | 12.3 | 21.7 | 20 | 18 | 12.9 | 8.9 | -1.1 | 15 | 12.8 | 8.3 | 1.1 | 10 | 6.7 | 5.5 | -1.1 | 3.9 | 0.6 | 12.2 | 10.6 | 4.4 | 1.1 | 12.8 | -0.6
11 | 5 | 7.2 | 2.2 | 12.2 | 11.7 | 16.7 | 14.4 | 5.5 | 3.5 | 17.4 | 2.6 | 11 | 9 | 14.4 | 9.9 | 13.9 | 11.7 | 10.6 | 8.6 | 13.9 | 12.8 | 7.2 | 7.2 | 9.4 | 7.2 | 13.3 | -2.2 | 18 | 17 | 19.4 | 17.2 | 20 | 18.3 | 17.4 | 16.3 | 23.3 | 21.1 | 16.7 | 12.2 | 22.2 | 19.4 | 13.3 | 11.7 | 25 | 0.6 | 11.7 | 1.1 | 13.3 | 11.1 | 11.1 | 6.7 | 17.1 | 12 | 20.6 | 19.4 | 15.6 | 13.3 | 15 | 13.9 | 13 | 6 | 3.7 | 2.7 | 7.8 | 4.8 | 6.1 | 5.6 | 4.4 | 3.9 | 13.3 | 11.7 | 11.1 | 8.3 | 12.8 | 7.8 | 17.8 | 15.6 | 11.7 | 7.2 | 20 | 16.7 | 20 | 18.3 | 6.7 | -4.4 | 13.9 | 8.9 | 17.8 | 16.1 | 19.2 | 16.1 | 15.6 | 10 | 16.1 | 14.4 | 11.1 | 10 | 15 | 6.1 | -1.1 | -4.4 | 20.5 | -1.2 | 11.1 | 1.1 | 15 | 12.8 | 13.1 | 12.5 | 8.9 | 8.3 | 11.7 | 6.7 | 10.6 | 8.9 | 17.8 | 15.6 | 13 | 8 | 13.5 | 9 | 8.3 | 6.8 | 10.6 | 7.8 | 11.1 | 3.3 | 12 | 11 | 18.3 | 17.8 | 20.4 | 18.7 | 19.4 | 13.9 | 16.1 | 15 | 13.3 | 10.6 | 20 | 8.3 | 24.4 | 23.3 | 17.2 | -7.2 | 18.3 | 12.8 | 20.6 | 20 | 17.8 | 12.8 | 6.7 | -2.2 | 15 | 13.9 | 7.8 | 0.6 | 10 | 6.1 | 5 | -0.4 | 2.2 | 0.6 | 12.2 | 10.6 | 3.3 | 1.1 | 11.9 | 0.3
10 | 6 | 6.7 | 3.3 | 11.7 | 11.1 | 16.7 | 13.9 | 5 | 3.2 | 17.1 | 1.9 | 10 | 8 | 13.3 | 9.4 | 13.9 | 11.7 | 10 | 8.3 | 13.9 | 12.8 | 8.3 | 8.3 | 8.3 | 7.8 | 13.3 | 0.6 | 18 | 17 | 19.4 | 17.8 | 19.4 | 18.9 | 16.1 | 15.6 | 23.9 | 22.2 | 16.7 | 11.7 | 21.7 | 19.4 | 12.8 | 10.6 | 22.8 | 0.6 | 10 | 2.2 | 12.8 | 10.6 | 11.1 | 6.7 | 15.6 | 11.7 | 21.1 | 19.4 | 15.6 | 13.9 | 15 | 13.9 | 14 | 7 | 3.5 | 2.5 | 7.8 | 5 | 6.1 | 5 | 3.3 | 2.8 | 12.2 | 11.1 | 11.7 | 7.8 | 12.8 | 8.1 | 17.2 | 15 | 11.7 | 7.1 | 18.3 | 16.7 | 19.8 | 18.1 | 2.8 | -6.1 | 11.7 | 7.8 | 18.3 | 16.7 | 19.4 | 16.1 | 15 | 10 | 15.4 | 14.3 | 10.6 | 10 | 14.4 | 6.1 | -2.2 | -4.4 | 19.4 | -1.7 | 10 | 1.1 | 13.9 | 11.7 | 13.3 | 12.8 | 8.3 | 7.8 | 10.6 | 6.7 | 9.4 | 8.9 | 17.8 | 15.6 | 11 | 8 | 13.3 | 9.4 | 7.8 | 6.7 | 10.6 | 7.2 | 10 | 2.8 | 13 | 12 | 18.3 | 18.3 | 20 | 18.9 | 19.2 | 14.1 | 16.1 | 15 | 11.1 | 10 | 19.4 | 8.1 | 24 | 23 | 15 | -6.7 | 18.3 | 14 | 20.6 | 20 | 17.4 | 13.4 | 6.7 | -2.8 | 15 | 13.3 | 6.7 | 0.6 | 10 | 7.2 | 4.4 | 0 | 2.2 | 0.6 | 12.2 | 10.6 | 4.4 | 1.1 | 10.9 | 0.6
9 | 7 | 6.7 | 3.3 | 12.2 | 11.7 | 16.1 | 13.3 | 4.4 | 2.8 | 16.7 | 1.7 | 10 | 8 | 14.4 | 9.9 | 13.9 | 11.7 | 10.9 | 8.7 | 13.3 | 12.8 | 8.9 | 8.9 | 8.3 | 7.8 | 12.8 | 0 | 17 | 17 | 20 | 17.8 | 20.6 | 18.9 | 17 | 15.5 | 23.9 | 22.8 | 16.7 | 11.7 | 21.7 | 19.4 | 11.7 | 10 | 22.2 | 0 | 8.9 | 3.3 | 12.2 | 10.6 | 11.1 | 7.2 | 16.3 | 12.1 | 20 | 19.4 | 16.1 | 15 | 14.4 | 13.3 | 14 | 8 | 3.3 | 2.2 | 8.3 | 4.9 | 5 | 4.4 | 2.8 | 2.8 | 12.2 | 10.6 | 11.7 | 7.8 | 12.8 | 8.1 | 17.2 | 15 | 11.7 | 7.1 | 18.3 | 16.7 | 19.6 | 17.9 | 1.1 | -5.6 | 11.1 | 8.3 | 17.8 | 16.7 | 19.8 | 16.5 | 15 | 8.9 | 14.6 | 14.2 | 10 | 9.4 | 13.9 | 6.7 | 0.2 | -3 | 20.2 | -1.4 | 10 | -0.6 | 13.3 | 12.2 | 13.9 | 13.3 | 8.3 | 7.8 | 10.6 | 5.6 | 9.4 | 8.9 | 17.2 | 15 | 11 | 8 | 13.1 | 9.8 | 10.4 | 7.5 | 11.1 | 7.8 | 9.4 | 3.3 | 13 | 12 | 17.8 | 17.8 | 20.2 | 18.9 | 19.1 | 14.4 | 15.6 | 14.4 | 11.1 | 10 | 18.9 | 8 | 23.7 | 22.7 | 16.7 | -5.6 | 18.3 | 15 | 20 | 19.4 | 17.1 | 13.7 | 6.7 | -3.3 | 14.4 | 13.3 | 7.2 | 0.6 | 10 | 7.8 | 5.7 | 0 | 1.7 | 1.1 | 12.2 | 10.6 | 3.3 | 0.6 | 10 | 1.1
9 | 6 | 7.2 | 2.8 | 13.3 | 13.3 | 16.7 | 13.9 | 7.6 | 4 | 19.3 | 1.8 | 12 | 10 | 15.6 | 10.4 | 14.4 | 12.2 | 11.9 | 9.1 | 13.3 | 12.2 | 8.9 | 8.9 | 11.1 | 8.9 | 12.8 | 1.1 | 19 | 18 | 18.9 | 16.7 | 20.6 | 18.9 | 18 | 15.3 | 22.8 | 20.6 | 16.1 | 11.7 | 21.7 | 19.4 | 12.8 | 11.1 | 21.1 | 0 | 11.7 | 4.4 | 12.2 | 10.6 | 11.7 | 7.2 | 17.1 | 12.7 | 20.6 | 19.4 | 17.2 | 15.6 | 13.9 | 12.8 | 14 | 8 | 3.9 | 0.6 | 8.9 | 4.7 | 5.6 | 4.4 | 3.3 | 2.8 | 12.8 | 10 | 11.7 | 8.3 | 12.8 | 8.3 | 16.7 | 15 | 11.7 | 6.7 | 18.9 | 16.7 | 19.4 | 17.8 | 4.4 | -3.3 | 11.1 | 7.2 | 17.8 | 16.1 | 20.2 | 16.9 | 15 | 8.3 | 13.9 | 13.9 | 11.1 | 10 | 13.9 | 6.1 | 2.6 | -2.4 | 20.9 | -2 | 11.1 | 1.1 | 15 | 12.2 | 14.4 | 14 | 8.9 | 8.3 | 11.1 | 6.7 | 10 | 8.9 | 17.2 | 15 | 13 | 10 | 13 | 10.2 | 13 | 7.9 | 11.1 | 7.8 | 8.9 | 3.9 | 14 | 14 | 18.3 | 17.8 | 20.4 | 18.9 | 18.9 | 14.4 | 15.6 | 15 | 14.4 | 11.7 | 18.3 | 7.8 | 23.3 | 22.2 | 17.2 | -5 | 18.3 | 16.1 | 20.6 | 20 | 16.7 | 13.9 | 7.8 | -2.2 | 14.4 | 12.8 | 8.3 | 1.1 | 10.6 | 7.2 | 7 | 0.2 | 7.8 | 4.4 | 12.2 | 10.6 | 6.1 | 1.7 | 12.6 | 2.7
9 | 7 | 8.3 | 2.2 | 18.3 | 16.1 | 20 | 16.1 | 10.7 | 4.6 | 21.8 | 2 | 13 | 11 | 16.7 | 10.6 | 15 | 12.2 | 12.8 | 9.4 | 13.9 | 12.8 | 10.6 | 9.4 | 14.4 | 8.9 | 10.6 | 5 | 23 | 17 | 20.6 | 18.3 | 20.6 | 19.4 | 18.9 | 15 | 22.2 | 20.6 | 16.7 | 13.3 | 23.3 | 19.4 | 15 | 11.1 | 22.2 | 1.7 | 14.4 | 3.3 | 12.8 | 11.1 | 11.7 | 7.2 | 17.8 | 12.8 | 22.8 | 20.6 | 23.3 | 18.9 | 13.9 | 13.3 | 13 | 8 | 5 | 0.6 | 9.4 | 4.4 | 8.9 | 7.2 | 7.8 | 6.7 | 11.1 | 10 | 12.8 | 8.9 | 13.5 | 8.4 | 20.6 | 17.2 | 12.2 | 7.1 | 20.6 | 16.7 | 21.8 | 18.8 | 7.2 | -2.2 | 11.1 | 6.7 | 18.3 | 16.7 | 20.6 | 17.2 | 15.6 | 8.9 | 16.9 | 15.1 | 12.8 | 10.6 | 14.4 | 6.1 | 5 | -2.2 | 21.7 | -2.2 | 13.3 | 0.6 | 16.1 | 11.7 | 15 | 14.4 | 10 | 8.9 | 12.8 | 6.7 | 10 | 8.9 | 17.8 | 14.4 | 17 | 11 | 12.8 | 10.6 | 15.6 | 7.8 | 11.7 | 7.2 | 11.1 | 3.9 | 15 | 14 | 19.4 | 18.9 | 20.6 | 18.9 | 19.6 | 15.5 | 16.7 | 15.6 | 17.8 | 13.3 | 19.8 | 8.2 | 24.6 | 22.5 | 20 | -1.7 | 20.7 | 17.3 | 21.1 | 20.6 | 18.9 | 15.6 | 10.6 | -1.7 | 14.4 | 13.3 | 9.4 | 1.1 | 10.6 | 7.2 | 8.3 | 0 | 11.1 | 3.9 | 12.8 | 10.6 | 8.3 | 2.2 | 15.2 | 4.3
10 | 8 | 8.9 | 2.2 | 22.2 | 13.9 | 23.3 | 16.7 | 13.9 | 5 | 24.4 | 1.1 | 13 | 10 | 18.5 | 10.9 | 15.6 | 12.2 | 15.4 | 10.2 | 16.1 | 12.8 | 15 | 9.4 | 16.7 | 9.4 | 12.2 | 4.4 | 26 | 17 | 23.3 | 18.9 | 20.6 | 19.4 | 21.9 | 15.3 | 23.3 | 21.1 | 19.4 | 12.8 | 25 | 19.4 | 16.7 | 11.7 | 21.1 | 2.8 | 16.7 | 1.7 | 14.4 | 12.2 | 13.9 | 8.3 | 20 | 13.9 | 25 | 21.1 | 25.6 | 16.7 | 15 | 13.9 | 16 | 10 | 6.1 | 1.1 | 10 | 4.8 | 14.4 | 7.8 | 10.6 | 5 | 11.1 | 10.6 | 12.8 | 8.3 | 14.3 | 8.3 | 22.8 | 17.8 | 12.8 | 7.5 | 22.2 | 16.7 | 24.3 | 19.8 | 10 | -2.2 | 12.2 | 8.3 | 20 | 16.7 | 21.7 | 17.3 | 16.1 | 9.4 | 19.8 | 15.7 | 13.9 | 11.1 | 16.7 | 6.1 | 8.9 | -0.8 | 23.5 | -1.9 | 15 | 0 | 17.2 | 12.8 | 16.1 | 15.5 | 10.6 | 10 | 13.9 | 6.1 | 10 | 8.3 | 19.4 | 13.9 | 20 | 10 | 13.3 | 10.7 | 16.7 | 7.1 | 12.8 | 7.8 | 12.8 | 4.4 | 16 | 14 | 21.7 | 20 | 22.8 | 17.5 | 20.4 | 16.5 | 18.3 | 16.1 | 21.7 | 12.8 | 21.3 | 8.6 | 25.9 | 22.8 | 22.8 | -2.8 | 23.2 | 18.5 | 24.4 | 21.1 | 21.1 | 17.3 | 13.3 | -2.2 | 14.4 | 13.3 | 11.1 | 0 | 11.7 | 6.7 | 10.7 | 0.4 | 13.9 | 3.3 | 15 | 11.7 | 10.6 | 2.2 | 17.8 | 5.6
11 | 8 | 10.6 | 2.2 | 25 | 12.8 | 26.7 | 16.7 | 14.8 | 4.5 | 27.4 | 1 | 13 | 11 | 20.4 | 11.4 | 16.7 | 11.7 | 18 | 10.4 | 17.8 | 13.3 | 16.7 | 9.4 | 16.1 | 10 | 8.9 | 5 | 28 | 14 | 25.6 | 18.3 | 21.1 | 18.9 | 24.8 | 14.6 | 23.3 | 21.7 | 21.7 | 13.3 | 25.6 | 19.4 | 17.2 | 10.6 | 21.1 | -0.6 | 18.9 | 1.7 | 15.6 | 14.4 | 15.6 | 8.9 | 22.2 | 14.9 | 26.7 | 21.1 | 26.7 | 17.2 | 16.1 | 14.4 | 19 | 13 | 7.2 | 0.6 | 10.5 | 5.3 | 16.7 | 5 | 12.8 | 7.2 | 12.8 | 12.2 | 12.8 | 8.9 | 15 | 8.3 | 25 | 18.3 | 13.3 | 7.8 | 23.9 | 17.2 | 26.7 | 20.6 | 12.8 | -3.3 | 15.6 | 8.9 | 21.7 | 16.7 | 22.8 | 17.3 | 17.8 | 9.4 | 22.8 | 16.1 | 13.9 | 11.7 | 18.3 | 6.7 | 12.8 | -0.7 | 25.4 | -1.2 | 14.4 | 0 | 18.3 | 13.3 | 17.2 | 16.3 | 12.2 | 10.6 | 14.4 | 7.2 | 10 | 8.3 | 20.6 | 15 | 23 | 13 | 13.9 | 10.9 | 17.8 | 5.7 | 12.8 | 7.2 | 15 | 3.9 | 18 | 16 | 22.8 | 20 | 25 | 15.4 | 21.1 | 17.2 | 21.1 | 17.2 | 25 | 13.3 | 22.8 | 8.9 | 27.2 | 22.8 | 26.1 | -4.4 | 25.6 | 19.4 | 26.7 | 20.6 | 23.3 | 18.9 | 15.6 | -3.3 | 15 | 13.3 | 12.8 | 0.6 | 11.1 | 7.2 | 13.2 | 0.6 | 15.6 | 4.4 | 16.1 | 11.7 | 10.6 | 2.2 | 19.8 | 4.7
11 | 8 | 10.6 | 3.3 | 26.1 | 12.8 | 28.9 | 16.1 | 15.8 | 3.6 | 30.3 | 0.8 | 14 | 11 | 22.2 | 11.1 | 17.8 | 12.2 | 20.6 | 10.6 | 18.9 | 13.9 | 18.9 | 8.3 | 18.9 | 10.6 | 13.9 | 3.3 | 30 | 13 | 27.2 | 17.8 | 22.8 | 20 | 27.8 | 13.3 | 23.9 | 21.7 | 24.4 | 13.3 | 27.8 | 19.4 | 19.4 | 12.2 | 21.7 | -0.6 | 20 | 1.1 | 19.4 | 13.9 | 17.8 | 10.6 | 24.4 | 15.6 | 27.8 | 18.3 | 27.8 | 13.3 | 17.2 | 15 | 22 | 13 | 7.2 | 1.7 | 11.1 | 5.6 | 18.3 | 5 | 13.9 | 6.7 | 13.9 | 11.7 | 13.3 | 9.4 | 17.2 | 9.9 | 26.1 | 18.3 | 14.4 | 8.4 | 25.6 | 17.2 | 28.2 | 20.2 | 14.4 | -2.8 | 15.6 | 8.9 | 22.2 | 17.2 | 23.9 | 17.2 | 20 | 10 | 24.6 | 16.1 | 15.6 | 12.8 | 18.3 | 6.1 | 16.7 | -1.7 | 27.2 | -1.7 | 17.2 | -2.2 | 18.9 | 13.3 | 18.3 | 17.2 | 12.2 | 8.9 | 15.6 | 7.8 | 11.1 | 7.8 | 21.1 | 15 | 24 | 12 | 14.4 | 11.1 | 18.9 | 4.4 | 12.8 | 6.7 | 16.7 | 2.8 | 19 | 16 | 24.4 | 20 | 27.2 | 11.1 | 22.8 | 18.4 | 23.3 | 17.8 | 26.1 | 11.7 | 24.5 | 8.9 | 27.6 | 22.6 | 27.2 | -7.8 | 26.9 | 19.5 | 28.3 | 21.1 | 24.4 | 18.8 | 16.7 | -4.4 | 15 | 13.9 | 15.6 | 2.2 | 12.8 | 8.3 | 15.6 | 0 | 17.2 | 1.7 | 18.3 | 11.7 | 12.2 | 1.1 | 21.9 | 3.6
12 | 8 | 11.7 | 3.9 | 27.2 | 12.8 | 30 | 17.2 | 16.7 | 2.8 | 33.3 | -1.1 | 14 | 11 | 24.2 | 11.2 | 19.4 | 12.2 | 22.1 | 10.6 | 20.6 | 13.9 | 19.4 | 7.8 | 20.6 | 10 | 15.6 | 4.4 | 30 | 12 | 27.8 | 17.2 | 25 | 19.4 | 29.1 | 14.2 | 26.1 | 22.2 | 25 | 10.6 | 27.8 | 19.4 | 19.4 | 11.1 | 21.7 | -0.6 | 20 | 2.2 | 20 | 13.3 | 19.4 | 11.1 | 25.5 | 15.5 | 28.9 | 18.3 | 28.3 | 12.8 | 17.2 | 15 | 24 | 16 | 7.8 | 1.7 | 10.7 | 5.3 | 19.4 | 5 | 15 | 5.6 | 16.1 | 12.8 | 14.4 | 9.4 | 19.5 | 11.3 | 27.2 | 17.2 | 15.6 | 9.1 | 26.7 | 17.2 | 29.6 | 19.3 | 16.7 | -2.2 | 17.8 | 8.3 | 23.9 | 16.7 | 23.3 | 17.3 | 20 | 11.1 | 26.5 | 16.2 | 16.7 | 12.2 | 19.4 | 6.1 | 18 | -1.1 | 28.5 | -1.4 | 17.2 | 0 | 20 | 13.9 | 19.2 | 17.2 | 12.2 | 8.9 | 16.7 | 8.3 | 12.8 | 8.3 | 21.7 | 15 | 27 | 13 | 16.6 | 11.6 | 20 | 4.1 | 14.4 | 7.2 | 18.3 | 1.1 | 19 | 13 | 25.6 | 20.6 | 28.1 | 11.2 | 24.4 | 19 | 25 | 18.3 | 27.8 | 12.8 | 26.1 | 8.6 | 27.9 | 21.9 | 27.8 | -8.3 | 28.1 | 19.1 | 30 | 21.1 | 25.6 | 18.6 | 17.8 | -3.9 | 16.1 | 14.4 | 16.1 | 0.6 | 12.8 | 8.9 | 16.9 | -0.7 | 18.9 | 1.1 | 19.4 | 11.7 | 13.9 | 1.1 | 23.9 | 1.1
13 | 8 | 12.2 | 2.8 | 27.8 | 11.1 | 31.1 | 16.7 | 17.6 | 2.8 | 34.4 | -1.4 | 16 | 12 | 26.3 | 10.9 | 19.4 | 12.2 | 23.5 | 10.6 | 20.6 | 13.9 | 18.3 | 8.9 | 21.7 | 9.4 | 15.6 | 5 | 31 | 11 | 28.3 | 17.2 | 25.6 | 18.9 | 30.4 | 14.9 | 27.2 | 22.8 | 26.1 | 10 | 28.3 | 20 | 18.9 | 11.1 | 22.2 | 0.6 | 21.1 | 2.2 | 21.1 | 12.8 | 21.1 | 12.2 | 26.7 | 15.8 | 28.9 | 17.2 | 28.9 | 10.6 | 15.6 | 13.3 | 26 | 16 | 8.9 | 0.6 | 10.4 | 5 | 20 | 4.4 | 16.1 | 6.7 | 17.2 | 13.3 | 15.6 | 10 | 21.7 | 12.8 | 27.8 | 17.8 | 16.7 | 9.4 | 27.2 | 17.2 | 31.1 | 18.3 | 17.2 | -1.1 | 18.9 | 8.3 | 24.4 | 16.7 | 22.8 | 17.7 | 20 | 11.1 | 28.3 | 15.6 | 19.4 | 10.6 | 21.1 | 6.1 | 19.3 | -1.1 | 29.8 | -2.3 | 15.6 | -1.7 | 21.7 | 13.9 | 20.2 | 17.4 | 12.2 | 8.9 | 16.7 | 7.2 | 14.4 | 8.3 | 21.1 | 15 | 27 | 10 | 18.9 | 12.2 | 21.1 | 4.2 | 15.6 | 8.3 | 19.4 | 0.6 | 21 | 11 | 26.7 | 18.9 | 29.1 | 11.2 | 26.1 | 20 | 26.1 | 15.6 | 27.8 | 12.8 | 27.8 | 8.3 | 28.3 | 21.7 | 29.4 | -8.9 | 29.4 | 18.9 | 30.6 | 20 | 26.7 | 18.3 | 18.9 | -3.9 | 17.2 | 14.4 | 18.3 | 2.2 | 13.3 | 9.4 | 18.1 | -2.4 | 19.4 | 2.2 | 20.6 | 10.6 | 13.3 | 1.1 | 24.3 | 1.2
11 | 8 | 12.8 | 0 | 28.3 | 11.7 | 31.7 | 17.2 | 18.5 | 2.4 | 35.6 | -0.6 | 16 | 12 | 28.3 | 10 | 19.4 | 11.7 | 25 | 10.6 | 22.2 | 13.9 | 17.2 | 9.4 | 23.3 | 7.2 | 16.1 | 3.3 | 31 | 12 | 28.9 | 16.7 | 27.8 | 21.1 | 31.7 | 15.6 | 28.3 | 23.3 | 25.6 | 9.4 | 28.9 | 20 | 18.3 | 13.9 | 23.9 | 0 | 21.7 | 1.7 | 21.7 | 11.7 | 23.3 | 12.8 | 27.8 | 15.6 | 29.4 | 18.3 | 29.4 | 11.1 | 15.6 | 13.9 | 28 | 16 | 10.6 | 1.1 | 10 | 4.4 | 20.6 | 6.7 | 17.8 | 6.7 | 18.9 | 13.3 | 17.2 | 10.6 | 23 | 14.1 | 28.3 | 17.2 | 15.8 | 9.9 | 28.3 | 16.7 | 30.9 | 18 | 20.6 | 0.6 | 20.6 | 8.3 | 25 | 16.7 | 22.2 | 17.8 | 19.4 | 11.1 | 29.4 | 14.8 | 18.9 | 12.2 | 22.2 | 6.1 | 20.6 | -1.1 | 31.1 | -2.2 | 18.9 | -2.2 | 21.1 | 13.9 | 21.1 | 17.2 | 13.3 | 9.4 | 17.2 | 2.8 | 15 | 8.3 | 21.7 | 13.9 | 28 | 9 | 21.1 | 12.2 | 22.2 | 3.9 | 15.6 | 7.8 | 20 | 0.6 | 21 | 10 | 27.8 | 18.9 | 30 | 11.1 | 27.6 | 20.2 | 26.7 | 16.1 | 28.9 | 13.9 | 28.7 | 6.8 | 28.5 | 21.5 | 31.7 | -10.6 | 29.6 | 18.7 | 32.2 | 21.1 | 27.2 | 18.2 | 19.4 | -1.1 | 17.8 | 14.4 | 20 | -1.1 | 12.2 | 10.6 | 19.4 | -5 | 20.6 | 2.2 | 21.1 | 10.6 | 15 | 1.1 | 24.6 | 0.8
13 | 11 | 15 | -0.6 | 29.4 | 11.1 | 32.2 | 16.1 | 19.4 | 2.2 | 36.7 | -1.7 | 18 | 12 | 30 | 9.5 | 19.4 | 12.2 | 25.7 | 10.8 | 21.7 | 13.9 | 16.7 | 9.4 | 24.4 | 3.3 | 18.3 | 2.2 | 29 | 16 | 28.3 | 17.2 | 26.1 | 21.1 | 32.1 | 15.2 | 30 | 20.6 | 26.7 | 10 | 28.3 | 20.6 | 17.2 | 13.9 | 25 | 0.6 | 22.8 | 1.7 | 22.8 | 12.2 | 23.9 | 11.7 | 27.8 | 15.5 | 28.9 | 18.3 | 30 | 12.2 | 15.6 | 13.3 | 29 | 16 | 10.6 | 1.1 | 10.4 | 5 | 20 | 7.2 | 18.9 | 3.9 | 15.6 | 12.2 | 18.3 | 10.6 | 24.3 | 15 | 29.4 | 18.9 | 14.8 | 10 | 28.9 | 16.7 | 30.8 | 17.5 | 20.6 | 0 | 20.6 | 7.2 | 26.1 | 17.2 | 22.4 | 18.2 | 18.3 | 12.8 | 30.6 | 13.4 | 18.9 | 10.6 | 23.3 | 5.6 | 19.7 | 0.7 | 32.4 | -2.7 | 17.8 | -3.3 | 21.7 | 14.4 | 21.1 | 17.3 | 15 | 9.4 | 17.8 | 3.3 | 15.6 | 7.2 | 22.8 | 14.4 | 30 | 12 | 22 | 11.4 | 22.4 | 5.4 | 16.7 | 8.3 | 20.6 | 0 | 21 | 10 | 28.3 | 18.3 | 30.4 | 10.9 | 29.1 | 20 | 27.8 | 12.2 | 28.9 | 13.9 | 29.7 | 5.8 | 28.7 | 21.7 | 32.8 | -10.6 | 29.8 | 18.6 | 32.8 | 20.6 | 27.8 | 18 | 20.6 | -1.1 | 19.4 | 14.4 | 20.6 | 0.6 | 13.9 | 11.1 | 19.6 | -4.1 | 20 | 2.8 | 22.8 | 10.6 | 15.6 | 1.1 | 25 | 1.1
12 | 9 | 15 | 0 | 29.4 | 11.1 | 32.2 | 19.4 | 19.2 | 2.1 | 37.1 | -0.9 | 17 | 11 | 31.6 | 8.6 | 19.4 | 11.7 | 26.5 | 11.5 | 18.9 | 13.9 | 16.1 | 8.9 | 21.1 | 6.1 | 20 | 2.2 | 28 | 16 | 28.9 | 17.2 | 24.4 | 21.7 | 32.4 | 15 | 30 | 19.4 | 26.1 | 10 | 26.1 | 20 | 16.7 | 13.3 | 25 | 0.6 | 22.2 | 0 | 22.2 | 12.2 | 25 | 10.6 | 27.8 | 15.5 | 30 | 16.7 | 29.4 | 11.1 | 15.6 | 13.3 | 31 | 16 | 13.3 | 2.2 | 10.7 | 5.3 | 21.1 | 5 | 19.4 | 6.1 | 13.9 | 11.7 | 18.3 | 10 | 25.6 | 16.1 | 29.4 | 18.3 | 13.9 | 10 | 28.9 | 16.1 | 30.6 | 17.2 | 20.6 | 0.6 | 21.1 | 5 | 26.7 | 17.2 | 22.6 | 18.6 | 17.2 | 15 | 31.7 | 12.2 | 20.6 | 10.6 | 23.9 | 5 | 18.7 | 1.7 | 33.7 | -3.1 | 19.4 | -4.4 | 21.7 | 13.9 | 21.1 | 17.3 | 15.6 | 8.9 | 18.3 | 1.7 | 16.1 | 7.8 | 23.3 | 13.9 | 29 | 14 | 23 | 10.8 | 22.6 | 6.8 | 15.6 | 7.2 | 21.1 | 0 | 22 | 11 | 27.8 | 18.9 | 30.7 | 10.1 | 30.6 | 20 | 27.8 | 11.1 | 29.4 | 14.4 | 30.6 | 3.9 | 28.9 | 21.7 | 33.3 | -8.9 | 30 | 18.3 | 33.9 | 21.1 | 28.3 | 17.8 | 20 | -0.6 | 19.4 | 14.4 | 21.7 | 5 | 13.3 | 10.6 | 19.8 | -3.4 | 20.6 | 3.9 | 23.3 | 10.6 | 14.4 | 2.2 | 24.8 | 1.6
12 | 9 | 15 | 1.1 | 28.9 | 12.8 | 31.7 | 16.1 | 19.1 | 2.5 | 37.4 | -0.7 | 17 | 11 | 33.3 | 7.8 | 19.4 | 12.2 | 27.2 | 11.7 | 17.8 | 13.3 | 15.6 | 9.4 | 18.3 | 7.8 | 20.6 | 2.8 | 27 | 19 | 27.8 | 18.9 | 25 | 21.1 | 32.8 | 14.4 | 30 | 19.4 | 27.8 | 8.3 | 26.7 | 19.4 | 17.8 | 13.9 | 25 | 0.6 | 21.1 | 1.7 | 22.2 | 12.8 | 25.6 | 9.4 | 27.8 | 15.6 | 30.6 | 16.7 | 29.4 | 11.7 | 15 | 12.8 | 32 | 16 | 15 | 3.3 | 11.1 | 5.6 | 20.6 | 3.9 | 18.9 | 3.9 | 12.8 | 11.1 | 18.9 | 10.6 | 25.2 | 16.4 | 28.3 | 17.8 | 14.1 | 10 | 28.3 | 16.7 | 30.2 | 17 | 20.6 | 1.1 | 21.7 | 4.4 | 26.1 | 17.8 | 22.8 | 18.9 | 17.8 | 15.6 | 31.1 | 12.5 | 21.1 | 9.4 | 23.9 | 3.9 | 17.8 | 2.8 | 35 | -4.4 | 18.9 | -5 | 21.7 | 14.4 | 21.1 | 17.2 | 15.6 | 7.8 | 17.8 | 2.2 | 16.1 | 7.8 | 22.8 | 10.6 | 30 | 11 | 23.9 | 9.4 | 22.8 | 8.3 | 15.6 | 7.8 | 21.1 | -2.2 | 22 | 9 | 27.8 | 18.9 | 31.1 | 10 | 30.6 | 19.3 | 27.8 | 9.4 | 28.9 | 14.4 | 30.2 | 3.3 | 28.3 | 21.8 | 33.3 | -6.1 | 29.8 | 18.6 | 33.3 | 20.6 | 28.1 | 17.9 | 20.6 | -1.7 | 19.4 | 15 | 22.2 | 6.1 | 13.3 | 11.7 | 20 | -3.3 | 20.6 | 3.9 | 23.3 | 10 | 14.4 | 1.7 | 24.6 | 2.1
8 | 8 | 14.4 | 0 | 27.8 | 12.2 | 31.1 | 16.1 | 18.9 | 2.2 | 37.8 | 0.6 | 17 | 9 | 31.6 | 8 | 18.3 | 12.2 | 24.8 | 11.8 | 17.8 | 13.3 | 15.6 | 8.9 | 18.3 | 6.1 | 19.4 | 1.1 | 27 | 20 | 27.8 | 18.3 | 24.4 | 20.6 | 32.1 | 14.7 | 29.4 | 18.9 | 27.2 | 8.3 | 25.6 | 20 | 17.2 | 13.3 | 24.4 | 0.6 | 20 | 1.1 | 21.7 | 12.2 | 26.1 | 10.6 | 26.5 | 15 | 28.9 | 18.3 | 29.4 | 10.6 | 15 | 12.8 | 32 | 16 | 15 | 2.8 | 10.4 | 5.6 | 20.6 | 3.9 | 19.4 | 2.8 | 12.8 | 11.7 | 18.9 | 10.6 | 24.8 | 16.5 | 27.8 | 19.4 | 14.2 | 9.7 | 28.3 | 16.7 | 29.8 | 16.6 | 20 | 2.2 | 21.1 | 6.1 | 25.6 | 17.2 | 22.2 | 19.2 | 17.2 | 13.9 | 30.6 | 13 | 20.6 | 8.9 | 21.1 | 5 | 16.9 | 2.9 | 33.7 | -3.1 | 18.3 | -4.4 | 21.1 | 13.9 | 20.2 | 17.1 | 10 | 9.4 | 16.7 | 0 | 16.1 | 8.3 | 22.8 | 9.4 | 29 | 8 | 22.6 | 9.1 | 21.3 | 8.9 | 15.6 | 7.2 | 20.6 | -1.1 | 21 | 8 | 27.2 | 17.8 | 30 | 11.1 | 30.6 | 18.4 | 27.8 | 8.9 | 28.3 | 14.4 | 29.8 | 3.7 | 27.8 | 22.1 | 33.3 | -7.8 | 29.6 | 18.7 | 33.3 | 20.6 | 28 | 17.9 | 21.1 | -2.2 | 18.9 | 13.3 | 21.7 | 7.2 | 12.2 | 11.7 | 19.1 | -1.7 | 20 | 4.4 | 23.3 | 10.6 | 12.8 | 1.7 | 24.4 | 2.8
8 | 7 | 13.3 | 1.1 | 26.7 | 12.8 | 30 | 15.6 | 17.6 | 2.8 | 36.1 | -0.3 | 17 | 8 | 30 | 9 | 17.2 | 12.8 | 22.4 | 11.8 | 17.8 | 13.9 | 13.9 | 8.9 | 17.2 | 7.2 | 20 | 0 | 25 | 19 | 26.7 | 18.3 | 24.4 | 21.1 | 31.3 | 15.3 | 28.3 | 19.4 | 27.2 | 8.9 | 25.6 | 19.4 | 16.1 | 14.4 | 21.1 | 1.7 | 18.3 | 0 | 21.7 | 12.2 | 25.6 | 8.9 | 25.2 | 14.7 | 27.8 | 18.9 | 28.3 | 12.8 | 15 | 12.8 | 32 | 13 | 15.6 | 2.8 | 9.6 | 5.2 | 18.9 | 2.8 | 19.4 | 5.6 | 12.2 | 10.6 | 18.3 | 10 | 24.4 | 16.7 | 27.2 | 18.9 | 14.4 | 9.4 | 27.2 | 16.1 | 29.4 | 16.7 | 21.1 | 2.2 | 20.6 | 5.6 | 24.4 | 16.7 | 21.7 | 19.3 | 16.1 | 13.9 | 30 | 13.3 | 19.4 | 11.1 | 22.2 | 2.2 | 15.9 | 2.3 | 32.4 | -4 | 16.7 | -3.9 | 19.4 | 12.8 | 19.2 | 16.5 | 10.6 | 10 | 15.6 | 1.7 | 16.7 | 8.9 | 22.2 | 8.3 | 28 | 11 | 21.3 | 8.9 | 19.8 | 9.1 | 15.6 | 8.3 | 19.4 | -0.6 | 21 | 8 | 26.1 | 16.7 | 28.9 | 12.4 | 30.6 | 17.8 | 27.2 | 8.9 | 27.8 | 14.4 | 29.4 | 3.3 | 27.2 | 22.2 | 32.8 | -7.8 | 29.4 | 18.9 | 33.3 | 20 | 27.8 | 17.8 | 20 | 0 | 18.9 | 14.4 | 20 | 7.8 | 12.2 | 11.1 | 18.1 | -0.6 | 18.3 | 4.4 | 22.8 | 10.6 | 11.7 | 1.7 | 23.1 | 2.6
8 | 7 | 13.3 | 1.7 | 25 | 12.2 | 27.2 | 16.7 | 16.3 | 2.7 | 34.5 | -0.2 | 17 | 9 | 28.3 | 8.9 | 16.1 | 13.3 | 20 | 11.1 | 17.2 | 13.3 | 11.7 | 8.9 | 15 | 9.4 | 19.4 | 0 | 24 | 21 | 25.6 | 17.8 | 23.3 | 21.1 | 30.6 | 15.6 | 27.2 | 20.6 | 26.1 | 10 | 24.4 | 19.4 | 16.7 | 13.3 | 21.1 | 0 | 15.6 | -0.6 | 20.6 | 11.7 | 23.3 | 11.1 | 23.9 | 13.9 | 25 | 19.4 | 26.7 | 14.4 | 13.9 | 12.2 | 31 | 15 | 12.2 | 4.4 | 8.9 | 5 | 17.8 | 2.8 | 18.9 | 3.9 | 12.2 | 10.6 | 17.8 | 10 | 23.7 | 16.8 | 26.1 | 18.9 | 13.7 | 10 | 26.1 | 13.9 | 26.3 | 17.7 | 20.6 | 2.2 | 16.7 | 8.9 | 23.3 | 16.7 | 21.1 | 19.4 | 15.6 | 14.4 | 28.1 | 14.4 | 18.3 | 12.2 | 21.7 | 1.1 | 15 | 2.2 | 31.1 | -4.4 | 14.4 | -3.3 | 18.9 | 12.8 | 18.3 | 16.1 | 10.6 | 10.6 | 14.4 | 2.2 | 15.6 | 7.8 | 21.7 | 10.6 | 27 | 11 | 20 | 8.3 | 18.3 | 9.4 | 15 | 8.3 | 17.8 | 0.6 | 19 | 8 | 23.9 | 16.1 | 27.8 | 12.8 | 29.1 | 17 | 26.1 | 12.2 | 25 | 15 | 25.5 | 7.2 | 26.5 | 22.6 | 30 | -7.2 | 28.7 | 19.1 | 30.6 | 23.3 | 27.1 | 17.9 | 18.9 | -2.2 | 18.3 | 14.4 | 19.4 | 8.9 | 11.7 | 10.6 | 17.2 | 0.6 | 17.2 | 3.9 | 21.1 | 10.6 | 10.6 | 2.2 | 21.9 | 2.1
8 | 7 | 11.7 | 1.7 | 18.3 | 14.4 | 25 | 19.4 | 15 | 2.8 | 32.8 | 0 | 16 | 9 | 26.6 | 10.3 | 15.6 | 12.8 | 18.3 | 11.2 | 15.6 | 12.2 | 11.1 | 8.9 | 14.4 | 5.6 | 17.2 | 0.6 | 22 | 20 | 23.3 | 18.9 | 22.8 | 21.1 | 28.4 | 16 | 25.6 | 20.6 | 24.4 | 10 | 24.4 | 19.4 | 16.7 | 13.3 | 20 | 0.6 | 13.9 | -2.2 | 20 | 11.7 | 20.6 | 11.7 | 22.8 | 13.6 | 23.9 | 19.4 | 24.4 | 15.6 | 13.3 | 12.2 | 29 | 16 | 10.6 | 3.3 | 8.2 | 4.6 | 14.4 | 2.8 | 16.7 | 6.7 | 12.2 | 10.6 | 15.6 | 8.3 | 22.9 | 16.7 | 24.4 | 18.3 | 12.9 | 10.3 | 23.3 | 14.4 | 23.1 | 17.6 | 19.4 | 2.2 | 15.6 | 8.9 | 22.2 | 16.7 | 20.7 | 19.2 | 15.6 | 15 | 26.3 | 14.8 | 16.7 | 13.3 | 20.6 | 1.1 | 12.2 | 2.4 | 29.4 | -3.6 | 12.8 | -4.4 | 18.3 | 13.3 | 18.3 | 16.3 | 10 | 10 | 12.8 | 1.7 | 14.4 | 8.9 | 21.1 | 8.9 | 25 | 9 | 18.3 | 8.9 | 16.5 | 9.5 | 14.4 | 7.8 | 16.1 | 0 | 17 | 8 | 21.7 | 15.6 | 24.6 | 15 | 27.6 | 16.3 | 22.2 | 11.7 | 23.9 | 15.6 | 21.7 | 9 | 25.7 | 22.6 | 28.9 | -9.4 | 27.9 | 19.4 | 29.4 | 22.8 | 26.3 | 17.9 | 15 | -0.6 | 17.8 | 13.9 | 20 | 8.3 | 11.7 | 10.6 | 15.5 | 0.9 | 13.9 | 1.1 | 20 | 10 | 8.3 | 3.3 | 20.6 | 1.7
7 | 6 | 10.6 | 1.7 | 17.8 | 13.9 | 23.3 | 16.7 | 13.9 | 2.8 | 31.3 | 0.6 | 13 | 9 | 25 | 11.2 | 15 | 12.8 | 16.7 | 11 | 13.3 | 11.7 | 10.6 | 8.9 | 13.9 | 6.1 | 15 | 0 | 22 | 20 | 22.2 | 18.3 | 22.8 | 22.2 | 26.1 | 16.4 | 25 | 21.1 | 23.9 | 11.7 | 24.4 | 19.4 | 16.1 | 14.4 | 17.2 | 2.2 | 11.7 | -1.1 | 18.9 | 12.2 | 20 | 11.7 | 21.7 | 12.8 | 23.3 | 20 | 23.3 | 16.1 | 12.8 | 11.7 | 28 | 17 | 10 | 3.9 | 7.4 | 4 | 12.8 | 4.4 | 15.6 | 6.7 | 13.3 | 11.7 | 14.4 | 8.3 | 22.2 | 16.7 | 23.3 | 17.8 | 12.2 | 10.6 | 21.7 | 13.3 | 20 | 17.2 | 17.2 | 1.7 | 14.4 | 7.8 | 21.1 | 16.1 | 20.4 | 19.1 | 15 | 14.4 | 24.4 | 15 | 16.1 | 13.3 | 20 | 3.3 | 9.5 | 1.9 | 27.8 | -2.7 | 9.4 | -3.9 | 17.8 | 12.8 | 18.3 | 16.5 | 10 | 10 | 12.8 | 1.1 | 13.9 | 8.3 | 20 | 7.8 | 22 | 11 | 16.7 | 8.9 | 14.6 | 9.2 | 13.9 | 8.3 | 15 | 0 | 17 | 8 | 20.6 | 15.6 | 21.5 | 15.6 | 26.1 | 15.6 | 20 | 11.7 | 21.1 | 15.6 | 17.8 | 8.9 | 25 | 22.8 | 28.3 | -9.4 | 27.2 | 19.4 | 28.3 | 21.1 | 25.6 | 17.8 | 14.4 | 0 | 17.8 | 13.3 | 20 | 8.9 | 11.1 | 11.1 | 13.9 | 1.2 | 12.2 | 0.6 | 17.8 | 11.1 | 8.3 | 3.9 | 18.7 | 3.3
7 | 6 | 10 | 1.1 | 16.1 | 13.3 | 21.7 | 16.1 | 12.8 | 2.4 | 29.8 | 1.3 | 13 | 9 | 23.3 | 11.7 | 15 | 12.2 | 15 | 10.6 | 12.2 | 11.7 | 10 | 8.6 | 12.8 | 6.7 | 12.8 | 0 | 22 | 21 | 21.7 | 18.3 | 22.8 | 22.2 | 23.9 | 16.1 | 25 | 21.7 | 22.8 | 11.1 | 23.3 | 20 | 16.1 | 13.9 | 13.3 | 2.2 | 11.7 | -0.6 | 18.9 | 12.2 | 18.3 | 12.8 | 20.6 | 12.2 | 22.2 | 20.6 | 22.2 | 16.7 | 12.8 | 11.7 | 18 | 17 | 10.6 | 4.4 | 6.7 | 3.3 | 11.7 | 6.7 | 12.8 | 7.2 | 11.7 | 11.7 | 11.7 | 7.2 | 21.8 | 16.8 | 23.3 | 17.8 | 11.7 | 10.1 | 21.1 | 12.2 | 19.8 | 17.2 | 16.7 | 1.7 | 13.3 | 9.4 | 21.1 | 16.7 | 20 | 18.9 | 14.4 | 13.9 | 23.3 | 16.1 | 16.1 | 13.3 | 18.9 | 5.6 | 6.7 | 1.1 | 26.1 | -3.3 | 7.8 | -1.7 | 17.8 | 11.7 | 18.3 | 16.7 | 10 | 10 | 11.7 | 0 | 12.8 | 7.8 | 18.9 | 7.8 | 21 | 12 | 15 | 8.9 | 12.8 | 8.9 | 13.3 | 8.9 | 13.9 | 1.1 | 15 | 9 | 20.6 | 15.6 | 18.3 | 15.6 | 25 | 16.2 | 19.4 | 11.1 | 20 | 15.6 | 16.1 | 8.6 | 25 | 23.1 | 27.2 | -10 | 26.3 | 19.9 | 27.2 | 19.4 | 25 | 18.2 | 12.8 | -0.6 | 17.8 | 13.3 | 16.1 | 12.2 | 11.1 | 11.1 | 12.2 | 1.1 | 10.6 | 0.6 | 16.1 | 11.1 | 7.8 | 4.4 | 16.9 | 4.3
6 | 4 | 8.9 | 2.8 | 16.1 | 12.8 | 23.9 | 15.6 | 11.7 | 2.2 | 28.3 | 1.7 | 13 | 9 | 22.6 | 12 | 15 | 12.8 | 14.3 | 10.6 | 12.2 | 11.1 | 10 | 8.6 | 12.2 | 8.9 | 12.8 | 1.7 | 22 | 21 | 20.6 | 17.8 | 22.8 | 21.7 | 23 | 16.1 | 25 | 20 | 22.2 | 10.6 | 22.8 | 20 | 15.6 | 13.3 | 11.1 | 3.9 | 10 | 0.6 | 18.9 | 12.2 | 17.8 | 12.2 | 20 | 11.8 | 22.8 | 20 | 21.7 | 16.7 | 12.8 | 11.7 | 18 | 17 | 11.7 | 3.9 | 6.7 | 3.9 | 11.7 | 7.8 | 11.1 | 7.2 | 11.7 | 11.7 | 10.6 | 6.1 | 21.5 | 17.1 | 22.2 | 17.2 | 11.1 | 9.6 | 19.4 | 12.8 | 19.6 | 17.2 | 16.1 | 2.8 | 13.3 | 7.8 | 17.8 | 15 | 19.6 | 18.5 | 13.9 | 13.3 | 22.2 | 17.2 | 15.6 | 13.3 | 16.7 | 6.7 | 7.2 | 1.5 | 26.1 | -1.5 | 5.6 | -2.2 | 16.7 | 11.1 | 18.3 | 16.3 | 10 | 10 | 10 | 0 | 11.1 | 7.8 | 18.3 | 8.3 | 18 | 11 | 13.3 | 8.6 | 12.1 | 8.8 | 13.3 | 8.3 | 12.8 | 1.1 | 14 | 7 | 19.4 | 15.6 | 17.4 | 15.2 | 23.9 | 16.9 | 17.8 | 12.2 | 18.9 | 15.6 | 14.5 | 8.5 | 25 | 23.2 | 24.4 | -10 | 25.3 | 20.3 | 26.1 | 18.3 | 24.5 | 18.7 | 12.2 | -0.6 | 17.2 | 13.3 | 16.7 | 13.3 | 10 | 10 | 11.7 | 0.8 | 9.4 | 1.1 | 18.9 | 11.1 | 7.8 | 4.4 | 15 | 4.4
6 | 5 | 7.8 | 1.1 | 15 | 12.2 | 23.9 | 15 | 10 | 2.1 | 25.7 | 3 | 11 | 8 | 21.8 | 12.1 | 14.4 | 12.2 | 13.5 | 10.2 | 11.7 | 11.1 | 9.4 | 8.2 | 11.1 | 8.9 | 12.8 | 1.7 | 22 | 22 | 20.6 | 18.3 | 22.8 | 21.7 | 22 | 15.9 | 23.3 | 18.9 | 21.1 | 11.1 | 22.8 | 20 | 15.6 | 12.8 | 10.6 | 4.4 | 9.4 | 1.1 | 18.3 | 12.2 | 16.7 | 12.2 | 19.5 | 11.3 | 23.3 | 20 | 20.6 | 15.6 | 12.8 | 11.7 | 18 | 17 | 11.6 | 5.3 | 6.7 | 4.2 | 11.1 | 8.3 | 9.4 | 7.2 | 11.7 | 11.7 | 10.6 | 6.7 | 21.1 | 17.2 | 22.2 | 17.2 | 10.6 | 8.9 | 18.9 | 12.8 | 19.4 | 17.2 | 15 | 3.3 | 11.7 | 8.9 | 16.7 | 15.6 | 19.3 | 18.2 | 13.9 | 13.3 | 21.1 | 17.8 | 15 | 13.9 | 15.6 | 6.7 | 7.8 | 2.1 | 26.1 | -0.7 | 6.1 | -1.7 | 16.1 | 11.1 | 18.3 | 15.9 | 10 | 9.4 | 9.4 | 0.6 | 10 | 7.2 | 17.2 | 8.3 | 16 | 13 | 11.7 | 8.4 | 11.3 | 8.6 | 12.2 | 8.9 | 11.7 | 1.7 | 12 | 5 | 17.8 | 14.4 | 16.5 | 14.9 | 22.8 | 17.2 | 16.7 | 11.7 | 18.3 | 15 | 12.8 | 7.8 | 25 | 23.3 | 25 | -10.6 | 24.4 | 20.6 | 24.4 | 18.9 | 23.9 | 18.9 | 11.7 | 0 | 17.2 | 13.3 | 17.2 | 12.8 | 9.4 | 8.9 | 11.1 | 0.5 | 7.8 | 2.8 | 19.4 | 11.1 | 7.8 | 5 | 14.4 | 4.1
5 | 4 | 7.2 | 1.1 | 14.4 | 12.8 | 22.8 | 15 | 8.4 | 2 | 23.2 | 3.7 | 10 | 7 | 21.1 | 12.2 | 13.9 | 12.2 | 12.8 | 10 | 11.7 | 11.1 | 9.4 | 7.7 | 11.1 | 8.3 | 11.7 | 0 | 22 | 21 | 20.6 | 18.3 | 21.7 | 21.1 | 21.1 | 15.6 | 22.8 | 18.3 | 20 | 11.1 | 22.8 | 20 | 15.6 | 12.8 | 10 | 3.9 | 9.4 | 1.1 | 18.3 | 11.7 | 16.7 | 12.2 | 18.9 | 10.6 | 22.2 | 20 | 20.6 | 15.6 | 12.8 | 11.7 | 19 | 18 | 11.5 | 6.5 | 6.7 | 4.4 | 10 | 8.3 | 7.8 | 6.7 | 10.6 | 10.6 | 11.1 | 7.2 | 21.5 | 17.1 | 21.1 | 16.7 | 10 | 8 | 18.9 | 11.7 | 18.9 | 17.1 | 15 | 3.9 | 11.7 | 8.3 | 16.1 | 15 | 18.9 | 17.8 | 13.9 | 13.3 | 20.2 | 17.4 | 15.6 | 13.9 | 16.1 | 6.7 | 8.3 | 2.2 | 26.1 | 0.6 | 3.3 | -2.8 | 15 | 10.6 | 18.3 | 15.6 | 10 | 8.9 | 8.3 | 1.1 | 8.9 | 6.7 | 17.2 | 8.3 | 17 | 13 | 10 | 7.8 | 10.6 | 8.3 | 11.1 | 8.9 | 10.6 | 1.7 | 11 | 3 | 17.2 | 13.9 | 15.6 | 14.4 | 22.4 | 17.1 | 16.7 | 11.1 | 18.3 | 15 | 12.1 | 8 | 25.2 | 23.6 | 24.4 | -10.6 | 22 | 19.4 | 22.8 | 20 | 23.5 | 19.3 | 10.6 | 0 | 16.7 | 13.3 | 17.2 | 12.8 | 7.8 | 7.2 | 10.6 | 0 | 7.8 | 3.9 | 18.9 | 10.6 | 7.2 | 5 | 13.9 | 3.9
4 | 3 | 6.1 | 1.7 | 13.9 | 12.8 | 21.1 | 15 | 6.7 | 1.7 | 20.6 | 3.9 | 12 | 8 | 19.8 | 12.3 | 13.9 | 12.8 | 12.2 | 10 | 11.7 | 11.1 | 10 | 7.7 | 11.1 | 8.3 | 11.1 | 0 | 22 | 22 | 19.4 | 17.2 | 21.1 | 21.1 | 20.2 | 15.7 | 22.2 | 18.9 | 18.9 | 11.7 | 22.8 | 20 | 15.6 | 13.3 | 9.4 | 3.3 | 6.7 | 1.7 | 17.8 | 11.7 | 16.1 | 11.1 | 18.2 | 8.5 | 22.2 | 20 | 17.8 | 15 | 12.8 | 11.7 | 19 | 18 | 11.4 | 7.7 | 6.7 | 4.7 | 10 | 7.8 | 6.7 | 5.6 | 8.3 | 8.3 | 10.6 | 6.7 | 21.8 | 17.2 | 20 | 16.1 | 9.5 | 6.8 | 17.8 | 12.2 | 18.3 | 16.8 | 15 | 4.4 | 10.6 | 7.2 | 16.1 | 15.6 | 18.9 | 17.9 | 14.4 | 13.3 | 19.2 | 17 | 15 | 13.9 | 15.6 | 7.2 | 9.4 | 2 | 25 | 0.5 | 3.9 | -3.3 | 13.9 | 12.2 | 17.4 | 13.4 | 8.9 | 8.9 | 6.7 | 2.8 | 8.9 | 5.6 | 16.7 | 8.3 | 16 | 12 | 10.2 | 8 | 10.4 | 8.2 | 10.6 | 8.3 | 9.4 | 2.2 | 9 | 2 | 17.2 | 13.9 | 15 | 14.1 | 22.1 | 16.8 | 16.1 | 10.6 | 17.2 | 14.4 | 11.3 | 7.8 | 25.4 | 23.8 | 20.6 | -6.1 | 19.6 | 18.1 | 21.1 | 19.4 | 23.2 | 19.4 | 8.3 | 0 | 16.7 | 13.3 | 17.8 | 13.3 | 7.8 | 7.2 | 9.8 | 0.9 | 7.2 | 2.8 | 18.9 | 10 | 7.2 | 4.4 | 13.3 | 3.3
5 | 5 | 5 | 1.7 | 14.4 | 13.3 | 20 | 15 | 5.8 | 1.3 | 20 | 3.3 | 10 | 8 | 18.5 | 12.5 | 13.9 | 11.1 | 11.7 | 10.1 | 11.7 | 11.1 | 9.4 | 7.4 | 11.7 | 8.3 | 10 | 0 | 22 | 22 | 18.9 | 17.2 | 21.1 | 21.1 | 19.2 | 15.5 | 21.7 | 18.9 | 18.9 | 10.6 | 22.8 | 19.4 | 15.6 | 13.3 | 8.3 | 2.8 | 7.2 | 2.2 | 16.7 | 12.2 | 15.6 | 10.6 | 17.4 | 6 | 20.6 | 20 | 17.8 | 15.6 | 12.8 | 11.7 | 20 | 18 | 11.3 | 8.7 | 6.7 | 4.9 | 9.4 | 8.3 | 6.1 | 5 | 8.3 | 8.3 | 10.6 | 7.2 | 22.2 | 17.2 | 18.9 | 15.6 | 8.9 | 5.6 | 17.8 | 12.2 | 17.8 | 16.7 | 14.4 | 4.4 | 8.9 | 6.7 | 15.6 | 15 | 18.9 | 18.3 | 15 | 12.8 | 18.3 | 16.7 | 14.4 | 13.3 | 15 | 5.6 | 10.6 | 1.9 | 23.9 | -0.4 | 3.3 | -3.3 | 12.8 | 12.8 | 16.5 | 10.8 | 9.4 | 7.8 | 6.7 | 3.3 | 8.3 | 4.4 | 15 | 8.9 | 14 | 11 | 10.4 | 8.2 | 10.2 | 8 | 10.6 | 7.8 | 8.9 | 2.8 | 8 | 2 | 15 | 13.9 | 14.5 | 13.7 | 21.7 | 16.7 | 17.2 | 10 | 17.2 | 14.4 | 10.6 | 7.8 | 25.6 | 23.9 | 20.6 | -6.7 | 17.2 | 16.7 | 21.1 | 20 | 22.8 | 19.4 | 9.4 | -0.6 | 16.1 | 12.8 | 17.2 | 13.9 | 7.8 | 6.7 | 9.1 | 1.5 | 5.6 | 2.8 | 17.8 | 10.6 | 6.7 | 5.6 | 12.8 | 3.7
4 | 4 | 6.1 | 1.1 | 13.3 | 12.8 | 19.4 | 15.6 | 4.8 | 0.9 | 19.5 | 2.4 | 10 | 7 | 17.2 | 12.2 | 13.3 | 11.1 | 11.1 | 10 | 11.7 | 11.1 | 8.9 | 6.7 | 10 | 7.8 | 10 | 0.6 | 22 | 21 | 18.3 | 16.7 | 21.1 | 20.6 | 18.3 | 15.6 | 21.7 | 18.9 | 18.9 | 10.6 | 22.8 | 20 | 15 | 13.3 | 7.2 | 2.2 | 5.6 | 2.8 | 16.1 | 12.8 | 15 | 10 | 16.7 | 3.3 | 19.4 | 19.4 | 16.7 | 13.9 | 12.8 | 11.7 | 21 | 18 | 11.2 | 9.7 | 6.7 | 5 | 9.4 | 8.3 | 5.6 | 4.4 | 8.9 | 7.2 | 10.6 | 6.7 | 22.2 | 17.2 | 18.3 | 15.6 | 8.5 | 5.3 | 16.1 | 11.7 | 18 | 16.2 | 14.4 | 3.9 | 8.3 | 6.7 | 15.6 | 15.6 | 18.9 | 18.3 | 15 | 12.8 | 17.9 | 16.4 | 14.4 | 13.9 | 13.3 | 5.6 | 11.7 | 1.1 | 22.8 | -0.6 | 2.2 | -4.4 | 12.2 | 12.2 | 15.6 | 8.3 | 9.4 | 7.8 | 3.9 | 2.2 | 7.2 | 4.4 | 15 | 8.9 | 13 | 11 | 10.6 | 8.3 | 10 | 7.8 | 9.4 | 7.2 | 7.2 | 2.8 | 7 | 2 | 14.4 | 13.9 | 13.9 | 13.3 | 21.5 | 16.7 | 16.1 | 9.4 | 17.8 | 13.9 | 10.8 | 7.9 | 25.4 | 23.8 | 18.9 | -6.7 | 17.2 | 16.7 | 20.6 | 19.4 | 22.6 | 20 | 8.3 | 0 | 16.1 | 12.8 | 17.8 | 11.7 | 7.8 | 6.7 | 8.3 | 2.2 | 5.6 | 3.3 | 16.7 | 11.1 | 6.7 | 5.6 | 12.2 | 3.7
4 | 4 | 5.6 | 1.7 | 13.3 | 12.8 | 20 | 15 | 3.9 | 0.6 | 18.9 | 1.7 | 9 | 7 | 18.1 | 12.4 | 13.9 | 12.8 | 12 | 10.3 | 11.1 | 11.1 | 8.9 | 6.9 | 10 | 8.3 | 10 | 0.6 | 22 | 21 | 18.3 | 17.2 | 20.6 | 20.6 | 19.1 | 16.2 | 21.1 | 18.9 | 17.8 | 10 | 22.2 | 19.4 | 15 | 13.3 | 6.7 | 1.7 | 6.1 | 2.8 | 16.1 | 13.9 | 13.9 | 9.4 | 16.3 | 3.4 | 19.4 | 19.4 | 17.2 | 15 | 12.8 | 11.7 | 20 | 18 | 11.1 | 10.6 | 8 | 6 | 8.9 | 8.3 | 5.6 | 4.4 | 8.3 | 7.2 | 10.6 | 6.7 | 22.2 | 17.2 | 18.3 | 15.6 | 8.2 | 5 | 15.6 | 12.2 | 18.1 | 15.6 | 13.9 | 4.4 | 9.4 | 7.2 | 15.6 | 15.6 | 19.1 | 18.6 | 14.4 | 12.2 | 17.6 | 16.3 | 13.9 | 13.9 | 12.8 | 5 | 11.5 | 1.4 | 23.5 | -0.6 | 0.6 | -3.9 | 12.2 | 12.2 | 16 | 8.5 | 10 | 7.8 | 5 | 2.8 | 6.1 | 3.9 | 13.9 | 8.9 | 12 | 11 | 11.5 | 8.6 | 10.4 | 8.2 | 9.4 | 7.2 | 6.7 | 2.8 | 7 | 2 | 13.9 | 13.3 | 14.8 | 13.9 | 21.3 | 16.7 | 16.1 | 8.9 | 19.4 | 14.4 | 10.9 | 7.8 | 25.2 | 23.6 | 17.8 | -5.6 | 17.2 | 16.7 | 20.6 | 19.4 | 22.4 | 20.1 | 10.6 | 0 | 15.6 | 12.8 | 17.2 | 9.4 | 7.8 | 6.7 | 10.2 | 2.8 | 6.1 | 3.9 | 16.7 | 10 | 6.7 | 5.6 | 11.7 | 3.9
4 | 4 | 7.8 | 1.7 | 16.1 | 14.4 | 21.1 | 15.6 | 7.2 | 2.1 | 21.1 | 2.4 | 12 | 8 | 19.1 | 12.4 | 13.9 | 13.3 | 13 | 10.4 | 11.1 | 10.6 | 9.4 | 7.7 | 10.6 | 7.8 | 11.1 | 1.1 | 23 | 21 | 17.8 | 16.7 | 20.6 | 20.6 | 19.8 | 17 | 21.1 | 17.8 | 17.2 | 11.1 | 21.7 | 19.4 | 15 | 13.9 | 7.2 | 2.2 | 10.6 | 6.7 | 16.7 | 13.9 | 14.4 | 9.4 | 16 | 3.1 | 19.4 | 18.9 | 18.3 | 15.6 | 12.8 | 11.7 | 19 | 17 | 11.7 | 11.1 | 9.3 | 6.9 | 9.4 | 8.9 | 6.1 | 5 | 10 | 10 | 10.6 | 7.2 | 22.2 | 17.2 | 18.3 | 16.1 | 7.8 | 4.4 | 18.3 | 12.8 | 18.3 | 15 | 14.4 | 4.4 | 11.1 | 8.3 | 15.6 | 15.6 | 19.2 | 18.7 | 13.9 | 11.7 | 17.2 | 16.1 | 14.4 | 13.9 | 12.8 | 5 | 11.3 | 1.8 | 24.3 | -0.1 | 3.9 | -2.8 | 12.2 | 11.7 | 16.3 | 8.3 | 10 | 7.8 | 5.6 | 2.8 | 6.7 | 4.4 | 15 | 8.3 | 14 | 12 | 12.4 | 8.7 | 10.7 | 8.5 | 11.1 | 8.9 | 6.7 | 3.3 | 8 | 3 | 14.4 | 13.3 | 15.8 | 14.5 | 21.1 | 16.7 | 16.7 | 8.9 | 20.6 | 14.4 | 11.1 | 7.8 | 25 | 23.3 | 18.3 | -5.6 | 17.2 | 16.7 | 21.1 | 21.1 | 22.2 | 20.6 | 11.1 | 0 | 15.6 | 13.3 | 15.6 | 8.9 | 7.8 | 6.7 | 12 | 3 | 8.3 | 5 | 16.7 | 8.9 | 7.2 | 6.1 | 13.9 | 4.8
5 | 4 | 7.8 | 0 | 22.2 | 15.6 | 21.7 | 16.1 | 10.6 | 3.2 | 23.4 | 2.3 | 12 | 8 | 20 | 12.2 | 14.4 | 13.3 | 13.9 | 10.6 | 11.7 | 10.6 | 11.1 | 8.9 | 13.3 | 8.9 | 11.7 | 1.7 | 25 | 19 | 20.6 | 18.9 | 21.7 | 21.1 | 20.6 | 17.8 | 21.1 | 18.3 | 19.4 | 11.7 | 23.3 | 19.4 | 15 | 13.9 | 9.4 | 2.8 | 16.7 | 7.8 | 17.2 | 14.4 | 17.8 | 11.1 | 15.6 | 2.8 | 22.2 | 21.1 | 22.8 | 17.8 | 12.8 | 12.2 | 20 | 18 | 12.2 | 11.7 | 10.6 | 7.8 | 11.7 | 10.6 | 10 | 8.9 | 8.3 | 6.7 | 12.2 | 7.8 | 23.7 | 17.7 | 21.1 | 17.2 | 9.6 | 5.4 | 21.1 | 12.8 | 21.5 | 15.8 | 15 | 4.4 | 13.3 | 8.9 | 16.1 | 15.6 | 19.4 | 18.9 | 13.9 | 11.7 | 19.8 | 17.4 | 14.4 | 13.9 | 14.4 | 5.6 | 11.1 | 1.7 | 25 | 0 | 7.2 | -2.2 | 12.8 | 11.7 | 16.7 | 8.3 | 11.1 | 8.3 | 7.2 | 5 | 8.3 | 5.6 | 15.6 | 8.9 | 18 | 13 | 13.3 | 8.9 | 11.1 | 8.9 | 12.8 | 9.4 | 8.9 | 4.4 | 10 | 4 | 16.7 | 15 | 16.7 | 15 | 22.6 | 17.3 | 17.2 | 8.9 | 23.3 | 14.4 | 12 | 7.9 | 26.1 | 23.4 | 21.7 | -3.9 | 18.3 | 17.5 | 22.2 | 21.1 | 22.8 | 20.7 | 15.6 | -1.1 | 17.2 | 13.9 | 16.1 | 7.8 | 7.8 | 7.2 | 13.9 | 3.3 | 13.9 | 5 | 17.2 | 8.9 | 7.8 | 6.1 | 16.1 | 5.1
6 | 5 | 7.8 | 0 | 25 | 12.8 | 21.7 | 16.1 | 13.9 | 3.9 | 25.6 | 2.2 | 13 | 9 | 22.2 | 12.8 | 16.7 | 13.3 | 15.9 | 11.1 | 12.8 | 10.6 | 12.8 | 9.6 | 13.9 | 8.3 | 15 | 1.1 | 27 | 17 | 23.3 | 18.9 | 24.4 | 22.2 | 23.5 | 18.4 | 23.3 | 12.8 | 22.8 | 10.6 | 25.6 | 19.4 | 15.6 | 13.9 | 11.1 | 3.3 | 18.9 | 7.2 | 17.2 | 15 | 21.7 | 10.6 | 17.1 | 4.1 | 26.1 | 20.6 | 25.6 | 16.1 | 13.3 | 12.8 | 21 | 18 | 14.4 | 13.3 | 13.4 | 8.9 | 15 | 11.7 | 13.3 | 8.3 | 8.3 | 6.7 | 13.9 | 8.3 | 25.2 | 17.9 | 22.2 | 17.2 | 11.5 | 6 | 22.8 | 11.1 | 24.6 | 16.4 | 16.7 | 5 | 12.8 | 10 | 17.8 | 16.7 | 19.6 | 18.6 | 14.4 | 11.7 | 22.4 | 18.4 | 14.4 | 13.9 | 17.8 | 7.2 | 10 | 2.8 | 27.2 | 0 | 10 | -1.1 | 12.8 | 11.7 | 17.2 | 8.1 | 12.2 | 8.3 | 11.7 | 6.7 | 8.9 | 5 | 17.8 | 8.9 | 20 | 13 | 15.2 | 9.2 | 12.2 | 8.3 | 14.4 | 10 | 10.6 | 5.6 | 12 | 5 | 20.6 | 16.7 | 20.2 | 16.1 | 24.1 | 17.8 | 18.3 | 9.4 | 24.4 | 14.4 | 13 | 7.9 | 27.2 | 23 | 25 | -3.3 | 19.5 | 18.2 | 23.9 | 21.7 | 23.3 | 21 | 18.3 | -1.7 | 18.3 | 12.8 | 16.7 | 8.9 | 8.3 | 7.2 | 15.7 | 2.8 | 15 | 4.4 | 17.2 | 9.4 | 7.8 | 5.6 | 18.3 | 5.6
8 | 7 | 8.9 | 0.6 | 26.7 | 13.3 | 21.1 | 16.7 | 16.1 | 2.9 | 28.2 | 3.1 | 13 | 9 | 24.5 | 13.4 | 16.7 | 13.3 | 18 | 11.6 | 13.3 | 10.6 | 13.9 | 9.4 | 14.4 | 7.8 | 18.3 | 0 | 29 | 16 | 25.6 | 18.9 | 26.7 | 22.2 | 26.5 | 18.6 | 25.6 | 15.6 | 24.4 | 10.6 | 27.2 | 18.9 | 16.1 | 14.4 | 12.2 | 4.4 | 20.6 | 7.2 | 17.8 | 15.6 | 23.9 | 8.9 | 18.5 | 4.7 | 27.2 | 18.9 | 26.7 | 14.4 | 13.3 | 12.2 | 24 | 20 | 15 | 11.1 | 16.1 | 9.8 | 16.7 | 12.8 | 15.6 | 7.8 | 8.3 | 6.7 | 16.7 | 9.4 | 26.7 | 18.3 | 24.4 | 17.2 | 13.3 | 6.7 | 23.9 | 11.1 | 27.8 | 16.1 | 17.2 | 4.4 | 15.6 | 10 | 20.6 | 16.7 | 19.8 | 18.1 | 16.1 | 11.7 | 25 | 19.4 | 15.6 | 13.9 | 20 | 6.7 | 8.9 | 3.5 | 29.5 | 0.1 | 12.8 | -0.6 | 12.8 | 11.1 | 17.8 | 7.9 | 14.4 | 8.3 | 14.4 | 6.7 | 11.1 | 6.1 | 20 | 8.9 | 22 | 14 | 17 | 9 | 13.3 | 7.8 | 17.8 | 10.6 | 13.3 | 4.4 | 13 | 5 | 23.3 | 15.6 | 23.7 | 16.5 | 25.6 | 18.3 | 18.9 | 10 | 25.6 | 13.9 | 13.9 | 7.8 | 28.3 | 22.8 | 26.7 | -1.1 | 20.6 | 18.9 | 25.6 | 21.1 | 23.9 | 21.1 | 22.8 | -2.2 | 18.9 | 12.8 | 15.6 | 7.2 | 9.4 | 7.8 | 17.6 | 2.4 | 16.7 | 5 | 17.8 | 10 | 9.4 | 5.6 | 19.2 | 4.9
10 | 8 | 10 | 2.2 | 28.3 | 12.8 | 22.2 | 17.2 | 18.4 | 1.4 | 30.7 | 2.9 | 14 | 9 | 26.7 | 13.3 | 18.3 | 13.3 | 20 | 11.7 | 14.4 | 11.1 | 13.9 | 9.4 | 15 | 7.8 | 17.8 | 0 | 28 | 19 | 27.2 | 18.3 | 27.8 | 21.1 | 29.4 | 18.3 | 26.7 | 18.3 | 25.6 | 12.2 | 27.2 | 18.9 | 16.1 | 14.4 | 15 | 4.4 | 23.3 | 7.2 | 18.3 | 15.6 | 25.6 | 9.4 | 20 | 5.6 | 27.8 | 17.8 | 27.8 | 12.2 | 13.3 | 12.2 | 25 | 20 | 16.1 | 10.6 | 18.9 | 10 | 18.9 | 13.3 | 17.8 | 6.7 | 9.4 | 6.1 | 19.4 | 10 | 28.2 | 19.2 | 26.7 | 17.8 | 14.4 | 6.8 | 25 | 11.1 | 29.1 | 16.7 | 19.4 | 4.4 | 16.1 | 9.4 | 22.8 | 17.8 | 20 | 17.8 | 17.2 | 12.2 | 26.7 | 19.3 | 15.6 | 13.9 | 21.1 | 6.1 | 7.8 | 3.9 | 31.7 | 0 | 15.6 | -1.1 | 12.8 | 11.1 | 18.3 | 7.2 | 15.6 | 9.4 | 15.6 | 5.6 | 12.2 | 7.2 | 21.7 | 9.4 | 23 | 14 | 18.9 | 8.9 | 14.4 | 6.7 | 19.4 | 8.9 | 15.6 | 3.9 | 12 | 4 | 24.4 | 11.1 | 27.2 | 16.1 | 27.4 | 18.7 | 21.1 | 12.2 | 27.2 | 15 | 16.3 | 8.8 | 29.1 | 22.8 | 27.8 | 0 | 22.4 | 19.2 | 26.1 | 21.1 | 24.5 | 21.2 | 25 | -5 | 19.4 | 12.2 | 17.2 | 7.2 | 10 | 7.8 | 19.4 | 1.1 | 18.3 | 6.1 | 18.3 | 10.6 | 10.6 | 5 | 20.2 | 3.9
11 | 8 | 10 | 2.8 | 28.9 | 12.8 | 22.2 | 17.2 | 20.6 | -1.7 | 33.3 | 3.3 | 14 | 9 | 28.4 | 13.5 | 20 | 13.3 | 21.3 | 11.9 | 15.6 | 11.1 | 15 | 10 | 18.3 | 7.2 | 20 | 1.1 | 29 | 20 | 28.9 | 17.8 | 28.3 | 21.1 | 30.9 | 18.3 | 27.8 | 18.9 | 26.7 | 11.1 | 28.3 | 20 | 16.1 | 14.4 | 16.7 | 2.2 | 25 | 8.3 | 17.8 | 16.1 | 27.2 | 10.6 | 21.3 | 5.3 | 28.9 | 17.8 | 28.3 | 12.2 | 13.3 | 12.2 | 25 | 20 | 12.8 | 10.6 | 19.6 | 9.5 | 20.6 | 13.3 | 18.9 | 5 | 11.1 | 7.2 | 20.6 | 10 | 29.6 | 19.9 | 27.8 | 17.8 | 15.6 | 6.9 | 26.1 | 11.7 | 30.4 | 16.8 | 20.6 | 5.6 | 17.8 | 9.4 | 25 | 17.8 | 20.4 | 18.2 | 17.8 | 11.7 | 28.3 | 19.3 | 15.6 | 14.4 | 23.3 | 6.1 | 10 | 3.7 | 32.1 | -0.8 | 17.8 | -0.6 | 14.4 | 11.7 | 18.5 | 7 | 16.1 | 9.4 | 16.7 | 3.3 | 12.2 | 5 | 23.9 | 8.3 | 25 | 14 | 20.6 | 8.6 | 15.2 | 7.3 | 20.6 | 10.6 | 16.7 | 3.9 | 12 | 5 | 25 | 11.1 | 28.9 | 15.8 | 29.3 | 19.3 | 22.8 | 12.8 | 28.3 | 16.1 | 18.7 | 9.5 | 29.8 | 22.8 | 29.4 | 0.6 | 24.3 | 19.6 | 28.3 | 21.1 | 25 | 21.3 | 25.6 | -5.6 | 20.6 | 12.8 | 19.4 | 7.8 | 10.6 | 6.7 | 20.3 | 1.2 | 18.3 | 7.2 | 20 | 11.1 | 11.1 | 4.4 | 21.1 | 2.8
13 | 9 | 10.6 | 3.9 | 28.9 | 12.2 | 21.7 | 16.7 | 20.2 | -1.4 | 35.5 | 2.9 | 15 | 10 | 30 | 13.8 | 22.8 | 13.3 | 22.6 | 12 | 15 | 10.6 | 16.7 | 9.4 | 17.2 | 7.2 | 21.7 | 0 | 29 | 20 | 30 | 17.2 | 28.9 | 21.1 | 32.4 | 17.9 | 28.9 | 19.4 | 27.2 | 11.1 | 28.3 | 20 | 16.7 | 15 | 17.8 | 1.7 | 26.7 | 8.3 | 17.8 | 16.7 | 28.3 | 10.6 | 22.6 | 5.1 | 28.9 | 16.7 | 28.3 | 13.9 | 14.4 | 13.3 | 26 | 20 | 15.6 | 7.8 | 20.4 | 8.8 | 21.7 | 14.4 | 20.6 | 6.1 | 13.3 | 7.8 | 22.2 | 9.4 | 31.1 | 20.6 | 28.3 | 18.9 | 16.7 | 6.7 | 27.2 | 11.7 | 31.7 | 17.2 | 21.1 | 6.7 | 20 | 8.9 | 26.1 | 17.2 | 20.7 | 18.5 | 19.4 | 11.1 | 30 | 18.9 | 15 | 15 | 25.6 | 6.1 | 12.2 | 2.9 | 32.4 | -1.6 | 19.4 | -0.6 | 15 | 11.7 | 18.7 | 6.6 | 17.8 | 8.3 | 17.8 | 2.8 | 12.2 | 6.7 | 24.4 | 9.4 | 27 | 14 | 22.2 | 8 | 15.9 | 7.9 | 22.2 | 10.6 | 18.3 | 3.3 | 13 | 6 | 26.1 | 11.1 | 30.5 | 15 | 31.1 | 19.4 | 25 | 12.8 | 30 | 16.1 | 21.1 | 10 | 30.6 | 22.8 | 31.7 | 1.1 | 26.1 | 19.4 | 28.9 | 20.6 | 25.6 | 21.1 | 27.2 | -6.7 | 21.1 | 13.3 | 20.6 | 4.4 | 12.8 | 6.1 | 21.3 | 1 | 18.9 | 6.1 | 21.1 | 11.7 | 12.2 | 5 | 22 | 2.7
13 | 7 | 11.1 | 4.4 | 30 | 12.2 | 23.3 | 16.7 | 19.8 | -0.7 | 37.8 | 2.3 | 16 | 10 | 31.7 | 13.3 | 26.1 | 11.1 | 23.9 | 11.7 | 16.1 | 10.6 | 17.2 | 10 | 17.8 | 7.8 | 21.7 | -1.7 | 29 | 20 | 30 | 20 | 28.9 | 21.7 | 33.9 | 17.8 | 29.4 | 20 | 27.2 | 11.7 | 29.4 | 20.6 | 16.7 | 15 | 19.4 | 1.7 | 27.8 | 7.2 | 17.8 | 16.7 | 27.8 | 9.4 | 23.9 | 4.4 | 28.9 | 17.8 | 28.9 | 13.9 | 15 | 13.9 | 27 | 21 | 16.7 | 6.1 | 21.1 | 7.8 | 22.8 | 14.4 | 21.1 | 5 | 13.9 | 7.8 | 23.3 | 8.9 | 32.4 | 20.7 | 28.9 | 18.3 | 17.4 | 6.9 | 28.9 | 12.2 | 32.1 | 16.4 | 21.1 | 7.8 | 21.1 | 8.9 | 26.1 | 17.2 | 21.1 | 18.9 | 20 | 11.7 | 30.9 | 18.3 | 15 | 15 | 26.1 | 3.9 | 14.4 | 1.1 | 32.8 | -2.2 | 19.4 | -0.6 | 15 | 11.7 | 18.9 | 6.1 | 17.2 | 8.9 | 18.9 | 1.1 | 12.8 | 6.7 | 25.6 | 12.2 | 26 | 13 | 23.9 | 7.2 | 16.7 | 8.3 | 23.3 | 8.9 | 20 | 2.8 | 13 | 6 | 26.1 | 12.2 | 32.2 | 13.9 | 31.8 | 19.1 | 26.7 | 14.4 | 30 | 16.7 | 22.4 | 10.3 | 30.6 | 22.5 | 32.2 | 3.3 | 26.7 | 19.8 | 30 | 20.6 | 26.5 | 21.7 | 28.9 | -6.7 | 21.7 | 14.4 | 20.6 | 3.3 | 13.9 | 6.1 | 22.2 | 1.1 | 20.6 | 5.6 | 21.1 | 12.2 | 11.7 | 5 | 23 | 3
13 | 6 | 11.1 | 3.9 | 29.4 | 12.2 | 24.4 | 16.1 | 19.4 | -0.6 | 40 | 2.2 | 16 | 9 | 32.8 | 13 | 20.6 | 14.4 | 23.9 | 11.9 | 14.4 | 10.6 | 16.7 | 10 | 20 | 8.3 | 23.9 | -2.8 | 30 | 19 | 30 | 19.4 | 28.9 | 21.1 | 34.5 | 17.3 | 30 | 20.6 | 29.4 | 10.6 | 26.7 | 20.6 | 17.2 | 15.6 | 18.9 | -2.2 | 28.3 | 7.2 | 18.3 | 17.2 | 29.4 | 10.6 | 23.9 | 4.8 | 29.4 | 17.8 | 28.3 | 13.3 | 15 | 13.3 | 27 | 21 | 17.2 | 4.4 | 20 | 8.7 | 23.3 | 14.4 | 22.2 | 4.4 | 15.6 | 8.3 | 23.9 | 8.9 | 33.7 | 20.5 | 28.9 | 17.8 | 18.2 | 6.7 | 29.4 | 12.8 | 32.4 | 15.9 | 20.6 | 9.4 | 20.6 | 9.4 | 26.7 | 16.7 | 21.8 | 19.2 | 21.7 | 11.1 | 31.9 | 17.8 | 15 | 14.4 | 27.8 | 5.6 | 14.2 | 1.1 | 33.2 | -3.4 | 21.1 | -2.2 | 15.6 | 12.2 | 19.1 | 6.3 | 15 | 10 | 18.9 | -0.6 | 13.3 | 7.2 | 25.6 | 14.4 | 28 | 12 | 24.5 | 8.5 | 17.6 | 8.2 | 24.4 | 8.3 | 20.6 | 2.2 | 14 | 6 | 26.1 | 11.1 | 32.6 | 13.8 | 32.6 | 18.4 | 27.2 | 14.4 | 30 | 16.7 | 23.7 | 10.1 | 30.6 | 22 | 32.8 | 2.8 | 27.2 | 20.3 | 31.1 | 20 | 27.4 | 21.9 | 29.4 | -7.8 | 21.7 | 15 | 19.4 | 3.3 | 13.9 | 5 | 22 | 1.1 | 20.6 | 5.6 | 17.2 | 12.8 | 12.8 | 3.9 | 23.9 | 2.8
7 | 4 | 12.8 | 2.8 | 28.9 | 12.8 | 24.4 | 16.1 | 18.3 | -0.4 | 40 | 1.1 | 17 | 9 | 33.9 | 12.3 | 21.1 | 13.9 | 23.9 | 12.3 | 15.6 | 10.6 | 16.7 | 10 | 20 | 8.3 | 24.4 | -3.9 | 30 | 19 | 30 | 19.4 | 28.9 | 21.1 | 35 | 16.8 | 30.6 | 20 | 28.9 | 10.6 | 25.6 | 21.1 | 17.8 | 15.6 | 19.4 | -0.6 | 28.9 | 7.2 | 18.9 | 17.8 | 29.4 | 9.4 | 23.9 | 5.8 | 30 | 18.3 | 28.3 | 12.8 | 15 | 13.3 | 24 | 19 | 18.3 | 5 | 18.9 | 9.7 | 22.2 | 13.9 | 23.3 | 5.6 | 16.1 | 7.2 | 24.4 | 8.9 | 35 | 20 | 28.3 | 17.2 | 18.9 | 6.7 | 29.4 | 13.9 | 32.8 | 15 | 17.2 | 10.6 | 18.3 | 11.1 | 27.8 | 16.1 | 22.6 | 19.8 | 19.4 | 10.6 | 32.8 | 17.2 | 15.6 | 15 | 27.8 | 3.3 | 14.1 | 1.4 | 33.5 | -4.6 | 21.7 | -1.1 | 16.1 | 12.2 | 19.2 | 6.7 | 13.9 | 10.6 | 18.9 | 0.6 | 13.3 | 6.7 | 26.1 | 15.6 | 29 | 11 | 25 | 9.3 | 18.5 | 7.6 | 24.4 | 8.3 | 21.7 | 1.7 | 14 | 6 | 26.7 | 11.1 | 32.9 | 13.1 | 33.3 | 17.8 | 27.8 | 15 | 28.9 | 16.1 | 25 | 10 | 30.6 | 21.7 | 32.2 | 1.7 | 27.8 | 20.6 | 32.2 | 21.1 | 28.3 | 22.2 | 30 | -7.8 | 21.7 | 15 | 17.8 | 3.3 | 14.4 | 6.7 | 21.9 | 1.5 | 22.8 | 4.4 | 16.7 | 12.8 | 13.3 | 4.4 | 22 | 3.7