## ALDESVENT
TRUE
TRUE
MODE 1: EXISTING VENTILATION SYSTEM (NO HEAT RECOVERY)
IS THE SUPPLY AND EXHAUST BALANCED?
IF NOT, ENTER OFFSET %? |  |  | 0% | %
|  |  | CONTINUOUS | INTERMITTENT
|  |  | LO SPEED | HI SPEED | [5 empty] | ERROR: HI speed can not be less than Lo speed
AIRFLOW: |  |  | 8000 | 0 | CFM
MOTOR POWER CONSUMPTION : |  |  | 7100 | 0 | WATTS
HOURS OPERATION: |  |  | 24 | 0 | HRS/DAY
MODE2: REMODELED VENTILATION SYSTEM (HEAT RECOVERY OPTIONAL) | [26 empty] | Winter
IS THE SUPPLY AND EXHAUST BALANCED? | [5 empty] | SELECT A CITY IN NORTH AMERICA | [7 empty] | mode 1 |  |  | mode 2 |  |  |  | mode 1 |  |  | mode 2
IF NOT, ENTER OFFSET %? |  |  | 0% | % | [10 empty] | htg | clg | htg | clg |  |  |  | htg | clg | htg | clg |  |  |  |  | peak | non peak
|  |  | CONTINUOUS | INTERMITTENT | CFM | [8 empty] | TRUE | 59947.241 | 0 | 29973.6205 | 0 | 1 |  | FALSE | 0 | 0 | 0 | 0 | 0 | 1 |  | 31 | 434 | 310 | 744
|  |  | LO SPEED | HI SPEED | [9 empty] | TRUE | 50198.9824 | 0 | 25099.4912 | 0 | 1 |  | FALSE | 0 | 0 | 0 | 0 | 0 | 1 |  | 28 | 392 | 280 | 672
|  |  | 4000 | 0 | CFM | SELECT TO PERFORM ENERGY CALCULATIONS FROM WEATHER DATA | [7 empty] | TRUE | 39188.5721 | 0 | 19594.286 | 0 | 1 |  | FALSE | 0 | 0 | 0 | 0 | 0 | 1 |  | 31 | 434 | 310 | 744
MOTOR POWER CONSUMPTION : |  |  | 3500 | 0 | WATTS | [8 empty] | TRUE | 26168.9268 | 162.7436 | 13084.4634 | 81.3718 | 1 |  | FALSE | 0 | 0 | 0 | 0 | 0 | 1 |  | 30 | 420 | 300 | 720
HOURS OPERATION: |  |  | 24 | 24 | HRS/DAY | [8 empty] | TRUE | 11351.8074 | 3857.2596 | 5675.9037 | 1928.6298 | 1 |  | FALSE | 0 | 0 | 0 | 0 | 0 | 1 |  | 31 | 434 | 310 | 744
ENERGY RECOVERY APPARENT SENSIBLE EFF (%) |  |  |  | 0 | % | [8 empty] | TRUE | 4728.7735 | 14602.2514 | 2364.3868 | 7301.1257 | 1 |  | TRUE | 0 | 0 | 0 | 0 | 1 | 1 |  | 30 | 420 | 300 | 720
ENERGY RECOVERY TOTAL EFFECTIVENESS (%) |  |  |  | 0 | % | [8 empty] | TRUE | 1385.2884 | 24902.1738 | 692.6442 | 12451.0869 | 1 |  | TRUE | 0 | 0 | 0 | 0 | 1 | 1 |  | 31 | 434 | 310 | 744
[14 empty] | TRUE | 2219.6356 | 22109.8868 | 1109.8178 | 11054.9434 | 1 |  | TRUE | 0 | 0 | 0 | 0 | 1 | 1 |  | 31 | 434 | 310 | 744
EXISTING MECHANICAL SYSTEM PERFORMANCE: | [13 empty] | TRUE | 7200.0233 | 7781.7334 | 3600.0116 | 3890.8667 | 1 |  | TRUE | 0 | 0 | 0 | 0 | 1 | 1 |  | 30 | 420 | 300 | 720
HEATING SYSTEM SEASONAL EFF'Y OR COP (%): |  |  |  | 80 | % | ENERGY $$$ ANALYSIS | MODE 1 | MODE 2 | [5 empty] | TRUE | 23995.3415 | 1666.7705 | 11997.6708 | 833.3853 | 1 |  | FALSE | 0 | 0 | 0 | 0 | 0 | 1 |  | 31 | 434 | 310 | 744
A/C SEASONAL EFFICIENCY (SEER): (ENTER "0" FOR NO A/C) |  |  |  | 10 | BTU/WATT | HEATING ENERGY |  |  |  | MODE 1 | 0.9 | MODE2 |  | TRUE | 37756.4776 | 0 | 18878.2388 | 0 | 1 |  | FALSE | 0 | 0 | 0 | 0 | 0 | 1 |  | 30 | 420 | 300 | 720
[6 empty] | THERMS | 13822.3921 | 6915.3685 |  | e | f | E | F | TRUE | 59934.5444 | 0 | 29967.2722 | 0 | 1 |  | FALSE | 0 | 0 | 0 | 0 | 0 | 1 |  | 31 | 434 | 310 | 744
UNIT ENERGY COSTS | [8 empty] | htg | 0 | 16448.6466 | 0 | 8229.2885 |  | 324075.6141 | 75082.8191 | 162037.8071 | 37541.4095 | 12 |  |  | 0 | 0 | 0 | 0 | 4 |  |  | 365 | 5110 | 3650 | 8760
FOSSIL FUEL ($/THERM) |  | Natural Gas Rates: |  | 1.19 | $/THERM
ELECTRICITY ($/KWH) |  | Electricity Prices by State: |  | 0.14 | $/KWH | COOLING ENERGY |  |  | clg | 3586.7033 | 3586.7033 | 1793.3516 | 1793.3516 | FALSE | 0.14286 | 0.71429
| Energy Reference: | www.eia.doe.gov |  |  |  | KWH/YR | 75082.8191 | 37541.4095 | [5 empty] | FALSE | 0.14286 | [12 empty] | summer |  | 1708 | 1220 | 2928
HEAT SOURCE: | [5 empty] | BTU x 1000 | 256193.0902 | 128096.5451 | motor | 8707.44 | 8707.44 | 4292.4 | 4292.4 | FALSE | 0.14286 | [14 empty] | 1220 | 1708
Enter "E" (Electricity) or "F" (Fossil Fuel): |  |  |  | f |  | SEER BASED KWH | 25619.309 | 12809.6545 | [5 empty] | FALSE | 0.14286 | [12 empty] | winter |  | 3402 | 2430 | 5832
[10 empty] | 12294.1433 | 28742.7898 | 6085.7516 | 14315.0402 | FALSE | 0.14286 | [14 empty] | 2430 | 3402 | 8760
UTILIZATION CHARACTERISTICS* | [5 empty] | FAN MOTOR ENERGY | [7 empty] | FALSE | 0.14286
BALANCE POINT OUTDOOR TEMP (F): |  |  |  | 67 |  | KWH/YR | 62196 | 30660 |  | 1 | 1 |  |  | FALSE | 0.14286
PRESSURIZATION FACTOR: |  |  |  | 0.8 | [10 empty] | 1 | 0.28571 | [13 empty] | mode 1 | mode 2
THERMOSTAT SET-POINT USED FOR COOLING (F): |  |  |  | 72 |  | COST OF HEATING | 16448.6466 | 8229.2885 | [19 empty] | sum | peak |  |  | 4392
SEASONAL USE FACTOR (Select months requiring mechanical ventilation): | [5 empty] | FRESH AIR ($) | [22 empty] | non |  |  | 6148.8
[10 empty] | KWH | KWH | [16 empty] | win | peak |  |  | 8748
[6 empty] | COST OF COOLING | 3586.7033 | 1793.3516 |  | 76018.3921 | 37575.3685 |  | 14 | 10 |  |  | 14 | 10 | [10 empty] | non |  |  | 12247.2
[6 empty] | FRESH AIR ($) | [23 empty] | 0 | 0
38443.0236
[6 empty] | COST OF OPERATING | 8707.44 | 4292.4
UNOCCUPIED TIME HOURLY ADJUSTMENT FACTOR (Select HOURS of equipment shut-down) | [5 empty] | FAN MOTOR(S) ($) | [10 empty] | 3742.9786 | 2673.5561
Unoccupied START Time |  | Unoccupied STOP Time | [7 empty] | 1 | 2 | 1 | 2
[6 empty] | ANNUAL OPERATING | 28742.7898 | 14315.0402 | Unoccupied Hourly |  |  |  | Summer |  |  |  | Winter
6 |  | 6 |  |  |  | COST TOTAL ($) |  |  | FALSE | FALSE | FALSE | FALSE | TRUE | FALSE | FALSE | TRUE | TRUE | FALSE | FALSE | TRUE
[9 empty] | 0 |  | 0 |  | 6 |  | 20 |  | 6 |  | 20
UNOCCUPIED TIME DAILY ADJUSTMENT FACTOR (Select DAYS of equipment shut-down) | [5 empty] | Annual Savings (Mode 1 vs. Mode 2)
[6 empty] | KWH | Peak | Off-Peak | 0 | 1 | 0 |  | 0 | 1 | 0 |  | 0 | 1 | 0
[6 empty] | Summer | 8134.9786 | 14245.2725 | 0 | 2 | 0 |  | 0 | 2 | 0 |  | 0 | 2 | 0
[6 empty] | Winter | 9404.4232 | 12560.9802 | 0 | 3 | 0 |  | 0 | 3 | 0 |  | 0 | 3 | 0
[6 empty] | Total Peak Savings (%) | 39.55% |  | 0 | 4 | 0 |  | 0 | 4 | 0 |  | 0 | 4 | 0
PEAK UTILITY TIME SELECTION (Select HOURS of peak utility rate time per season. Assumes M-F only) | [5 empty] | Total Peak kWh Savings | 17539.4017 |  | 0 | 5 | 0 |  | 0 | 5 | 0 |  | 0 | 5 | 0
Summer START Time (June-September) |  | Summer STOP Time (June-September) |  |  |  | Total Calculated Annual kWh Savings |  | 44345.6545 | 0 | 6 | 0 |  | 0 | 6 | 0 |  | 0 | 6 | 0 | [9 empty] | ERROR - Start time can not be after stop time, if both are both AM or PM
[6 empty] | Average KWH Peak Savings | June | 2316.1581 | 0 | 7 | 0 |  | 1 | 7 | 0 |  | 1 | 7 | 0
6 |  | 8 |  |  |  |  | July | 2194.1348 | 0 | 8 | 0 |  | 1 | 8 | 0 |  | 1 | 8 | 0 | [9 empty] | ERROR - Cannot start and stop at the same time
[7 empty] | August | 3167.8427 | 0 | 9 | 0 |  | 1 | 9 | 0 |  | 1 | 9 | 0
Winter START Time (October-May) |  | Winter STOP Time (October-May) |  | 0 |  |  | December | 1562.4 | 0 | 10 | 0 |  | 1 | 10 | 0 |  | 1 | 10 | 0 | [9 empty] | ERROR - Cannot start and stop at the same time |  |  |  | 0
[7 empty] | January | 1562.4 | 0 | 11 | 0 |  | 1 | 11 | 0 |  | 1 | 11 | 0
6 |  | 8 | [6 empty] | 0 | 12 | 0 |  | 1 | 12 | 0 |  | 1 | 12 | 0
[6 empty] | Annual Gas Savings (Therms) | 6907.0236 |  | 0 | 13 | 0 |  | 1 | 13 | 0 |  | 1 | 13 | 0
[9 empty] | 0 | 14 | 0 |  | 1 | 14 | 0 |  | 1 | 14 | 0
[9 empty] | 0 | 15 | 0 |  | 1 | 15 | 0 |  | 1 | 15 | 0
[9 empty] | 0 | 16 | 0 |  | 1 | 16 | 0 |  | 1 | 16 | 0
[9 empty] | 0 | 17 | 0 |  | 1 | 17 | 0 |  | 1 | 17 | 0
[9 empty] | 0 | 18 | 0 |  | 1 | 18 | 0 |  | 1 | 18 | 0
[9 empty] | 0 | 19 | 0 |  | 1 | 19 | 0 |  | 1 | 19 | 0
[9 empty] | 0 | 20 | 0 |  | 1 | 20 | 0 |  | 1 | 20 | 0
[9 empty] | 0 | 21 | 0 |  | 0 | 21 | 0 |  | 0 | 21 | 0
[9 empty] | 0 | 22 | 0 |  | 0 | 22 | 0 |  | 0 | 22 | 0
[9 empty] | 0 | 23 | 0 |  | 0 | 23 | 0 |  | 0 | 23 | 0
[9 empty] | 0 | 24 | 0 |  | 0 | 24 | 0 |  | 0 | 24 | 0
[9 empty] | 24 |  |  |  | 10 |  |  |  | 10
[13 empty] | June |  | July |  | August |  | Jan |  | Dec
[10 empty] | Mode 1 | Mode 2 |  | Mode 1 | Mode 2 | Mode 1 | Mode 2 | Mode 1 | Mode 2 | Mode 1 | Mode 2 | Mode 1 | Mode 2
[9 empty] | wpeak h | 0 | 0
[9 empty] | wpeak c | 1312.8463 | 656.4232
[9 empty] | wpeak em | 17253 | 8505
[9 empty] | wnonp h | 0 | 0
[9 empty] | wnonp c | 627.5605 | 313.7802
[9 empty] | wnonp em | 24154.2 | 11907
[9 empty] | speak h | 0 | 0 |  | 0 | 0 | 0 | 0 | 0 | 0 | 0 | 0 | 0 | 0
[9 empty] | speak c | 7485.9571 | 3742.9786 |  | 1608.3163 | 804.1581 | 1263.4696 | 631.7348 | 3210.8855 | 1605.4427 | 0 | 0 | 0 | 0
[9 empty] | speak em | 8662 | 4270 |  | 2982 | 1470 | 3081.4 | 1519 | 3081.4 | 1519 | 3081.4 | 1519 | 3081.4 | 1519
[9 empty] | snonp h | 0 | 0 |  | 0 | 0
[9 empty] | snonp c | 16192.9451 | 8096.4725 |  | 1950.607 | 815.4234
[9 empty] | snonp em | 12126.8 | 5978 |  | 2130 | 1050
[10 empty] | 0 | 0
[10 empty] | 25619.309 | 12809.6545
[10 empty] | 62196 | 30660
Seasonal Use Factor Accounts for periods when mechanical ventilation is turned off. Leaving a month unchecked assumes natural or no ventilation (no mechanical system operation).
Balance Point Temperature (BPT): The outdoor temperature at which the dwelling requires operation of the heating system to maintain 70F indoor temperature. Solar gain, internal heat sources and high insulation levels lower the BPT.
Pressurization Factor: For balanced mechanical ventilation (HRV/ERV), the airflows are additive to natural infiltration. For supply or exhaust mechanical ventilation, the natural infiltration is included in the mechanical rate. Except for homes of extremely tight construction, the additional airflow above infiltration, averaged over the year, is approximately half the nominal fan rate. Enter Pressurization factor (0.5 -1.0) where 1.0 represents zero ELA (no natural leakage), and .5 represents higher ELA. Average ELA is represented by .75.
Unit Energy Costs: Use local data, or refer to the Linked sites to look up recent costs for each fuel type according to sector and geographical region. For general energy information: http://www.eia.doe.gov
DATA MUST BE ENTERED IN HIGHLIGHTED AREAS. IF EXHAUST ONLY VENTILATION IS USED INTERMITTENTLY ONLY, ENTER "0" IN BOTH AIRFLOW AND MOTOR POWER CONSUMPTION FOR CONTINUOUS OPERATION.
VENTILATION ENERGY/COST ESTIMATOR MODEL BY: AMERICAN ALDES VENTILATION CORPORATION
2000 COPYRIGHT AVCE6.2.xls 10
/1/2015
Calculate
JANUARY
FEBRUARY
MARCH
APRIL
MAY
JUNE
JULY
AUGUST
SEPTEMBER
OCTOBER
NOVEMBER
DECEMBER
PM
AM
AM
PM
MONDAY
TUESDAY
THURSDAY
WEDNESDAY
FRIDAY
SATURDAY
SUNDAY
Check if YES
Check if YES
PM
AM
AM
PM
PM
AM
AM
PM

## Sheet1
Psychrometrics
Dry Bulb | 2.8 | C | 275.95 | K
BP | 101.325 | KPa
Dew Point | -1 | C | 272.15 | K
coefficients -100 to 0 C |  |  | Pws(t) | 0.76782 | KPa | saturation vapour pressure water
C1 | -5674.5359 |  | Pw=Pws(td) | 0.56267 | KPa | partial pressure of water vapour
C2 | -0.51523 |  |  | -0.57506 | =lnPw
C3 | -0.0096778 |  | W= | 0.0034732 | Kg/Kg | humidity ratio
C4 | 6.2216e-07 |  | Ws= | 0.0047492
C5 | 2.0748e-09 |  | H= | 11.5209 | kJ/Kg | enthalpy
C6 | -9.484e-13 |  | v= | 0.786 | M^3/Kg dry air | moist air specific volume
C7 | 4.1635 |  | density= | 1.2767 | Kg/M^3 | miost air density
|  |  | Deg Satn= | 0.73132
|  |  | RH = | 0.73282
coefficents 0 to 200 C
C8 | -5800.22
C9 | -5.5163 |  | Pws(t) | 0.74735 | KPa | saturation vapour pressure water
C10 | -0.04864 |  | Pw=Pws(td) | 0.56822 | KPa | partial pressure of water vapour
C11 | 4.1765e-05 |  |  | -0.56525 | =lnPw
C12 | -1.4452e-08 |  | W= | 0.0035076 |  | humidity ratio
C13 | 6.546 |  | Ws= | 0.0046217
Dp coef. |  |  | H= | 11.6072 | kJ/Kg | enthalpy
C14 | 6.54 |  | v= | 0.78604 | M^3/Kg dry air | moist air specific volume
C15 | 14.526 |  | density= | 1.2767 | Kg/M^3 | moist air density
C16 | 0.7389 |  | Deg Satrn= | 0.75895
C17 | 0.09486 |  | R H = | 0.7603
C18 | 0.04569
|  |  |  | Logical Value | (below 0 to -100 C) | (0 to 200C)
|  |  | Pws(t)= | 0.74735 | 0.76782 | 0.74735
|  |  | Pw=Pws(td) | 0.56267 | 0.56267 | 0.56822
|  |  | W= | 0.0034732 | 0.0034732 | 0.0035076
|  |  | Ws= | 0.0046217 | 0.0047492 | 0.0046217
|  |  | H= | 11.5209 | 11.5209 | 11.6072
|  |  | Deg Satrn= | 0.75151 | 0.73132 | 0.75895
|  |  | RH= | 0.75289 | 0.73282 | 0.7603

## Sheet3
AB - EDMONTON
AK - ANCHORAGE
AL - BIRMINGHAM
AR - LITTLE ROCK
AZ - FLAGSTAFF
AZ - PHOENIX
BC - VANCOUVER
CA - FRESNO
CA - LOS ANGELES
CA - SACRAMENTO
CA - SAN FRANCISCO
CA - SANTA MARIA
CO - DENVER
CO - GRAND JUNCTION
FL - APPALACHACOLA
FL - DAYTONA BEACH
FL - MIAMI
FL - TALLAHASSEE
FL - TAMPA
GA - ATLANTA
HI - HONOLULU
IA - DES MOINES
ID - BOISE
IL - CHICAGO
IN - INDIANAPOLIS
KS - DODGE CITY
KY - LEXINGTON
LA - LAKE CHARLES
LA - NEW ORLEANS
MA - BOSTON
MB - WINNIPEG
ME - CARIBOU
ME - PORTLAND
MI - DETROIT
MI - HOUGHTON
MI - TRAVERSE CITY
MN - INTERNATIONAL FALLS
MN - MINNEAPOLIS/ST PAUL
MO - COLUMBIA
MO - KANSAS CITY
MO - ST LOUIS
MS - JACKSON
MT - GREAT FALLS
MT - MILES CITY
NC - ASHVILLE
NC - CAPE HATTERAS
NC - RALEIGH
ND - BISMARK
NE - OMAHA
NM - ALBUQUERQUE
NV - ELY
NV - LAS VEGAS
NV - RENO
NY - ALBANY
NY - NEW YORK
NY - ROCHESTER
OH - CLEVELAND
OH - DAYTON
OK - OKLAHOMA CITY
ON - TORONTO
OR - MEDFORD
OR - PORTLAND
PA - PHILADELPHIA
PA - PITTSBURGH
PQ - MONTREAL
SC - CHARLESTON
SC - COLUMBIA
SD - SOUIX FALLS
TN - CHATTANOOGA
TN - NASHVILLE
TX - AMARILLO
TX - BROWNSVILLE
TX - EL PASO
TX - FORT WORTH
TX - HOUSTON
TX - SAN ANTONIO
UT - SALT LAKE CITY
VA - STERLING
VT - BURLINGTON
WA - SEATTLE
WA - SPOKANE
WI - MADISON
WV - CHARLESTON
WY - CHEYENNE
WY - LANDER

## Sheet2
AB - EDMONTON | AB - EDMONTON | AK - ANCHORAGE | AK - ANCHORAGE | AL - BIRMINGHAM | AL - BIRMINGHAM | AR - LITTLE ROCK | AR - LITTLE ROCK | AZ - FLAGSTAFF | AZ - FLAGSTAFF | AZ - PHOENIX | AZ - PHOENIX | BC - VANCOUVER | BC - VANCOUVER | CA - FRESNO | CA - FRESNO | CA - LOS ANGELES | CA - LOS ANGELES | CA - SACRAMENTO | CA - SACRAMENTO | CA - SAN FRANCISCO | CA - SAN FRANCISCO | CA - SANTA MARIA | CA - SANTA MARIA | CO - DENVER | CO - DENVER | CO - GRAND JUNCTION | CO - GRAND JUNCTION | FL - APPALACHACOLA | FL - APPALACHACOLA | FL - DAYTONA BEACH | FL - DAYTONA BEACH | FL - MIAMI | FL - MIAMI | FL - TALLAHASSEE | FL - TALLAHASSEE | FL - TAMPA | FL - TAMPA | GA - ATLANTA | GA - ATLANTA | HI - HONOLULU | HI - HONOLULU | IA - DES MOINES | IA - DES MOINES | ID - BOISE | ID - BOISE | IL - CHICAGO | IL - CHICAGO | IN - INDIANAPOLIS | IN - INDIANAPOLIS | KS - DODGE CITY | KS - DODGE CITY | KY - LEXINGTON | KY - LEXINGTON | LA - LAKE CHARLES | LA - LAKE CHARLES | LA - NEW ORLEANS | LA - NEW ORLEANS | MA - BOSTON | MA - BOSTON | MB - WINNIPEG | MB - WINNIPEG | ME - CARIBOU | ME - CARIBOU | ME - PORTLAND | ME - PORTLAND | MI - DETROIT | MI - DETROIT | MI - HOUGHTON | MI - HOUGHTON | MI - TRAVERSE CITY | MI - TRAVERSE CITY | MN - INTERNATIONAL FALLS | MN - INTERNATIONAL FALLS | MN - MINNEAPOLIS/ST PAUL | MN - MINNEAPOLIS/ST PAUL | MO - COLUMBIA | MO - COLUMBIA | MO - KANSAS CITY | MO - KANSAS CITY | MO - ST LOUIS | MO - ST LOUIS | MS - JACKSON | MS - JACKSON | MT - GREAT FALLS | MT - GREAT FALLS | MT - MILES CITY | MT - MILES CITY | NC - ASHVILLE | NC - ASHVILLE | NC - CAPE HATTERAS | NC - CAPE HATTERAS | NC - RALEIGH | NC - RALEIGH | ND - BISMARK | ND - BISMARK | NE - OMAHA | NE - OMAHA | NM - ALBUQUERQUE | NM - ALBUQUERQUE | NV - ELY | NV - ELY | NV - LAS VEGAS | NV - LAS VEGAS | NV - RENO | NV - RENO | NY - ALBANY | NY - ALBANY | NY - NEW YORK | NY - NEW YORK | NY - ROCHESTER | NY - ROCHESTER | OH - CLEVELAND | OH - CLEVELAND | OH - DAYTON | OH - DAYTON | OK - OKLAHOMA CITY | OK - OKLAHOMA CITY | ON - TORONTO | ON - TORONTO | OR - MEDFORD | OR - MEDFORD | OR - PORTLAND | OR - PORTLAND | PA - PHILADELPHIA | PA - PHILADELPHIA | PA - PITTSBURGH | PA - PITTSBURGH | PQ - MONTREAL | PQ - MONTREAL | SC - CHARLESTON | SC - CHARLESTON | SC - COLUMBIA | SC - COLUMBIA | SD - SOUIX FALLS | SD - SOUIX FALLS | TN - CHATTANOOGA | TN - CHATTANOOGA | TN - NASHVILLE | TN - NASHVILLE | TX - AMARILLO | TX - AMARILLO | TX - BROWNSVILLE | TX - BROWNSVILLE | TX - EL PASO | TX - EL PASO | TX - FORT WORTH | TX - FORT WORTH | TX - HOUSTON | TX - HOUSTON | TX - SAN ANTONIO | TX - SAN ANTONIO | UT - SALT LAKE CITY | UT - SALT LAKE CITY | VA - STERLING | VA - STERLING | VT - BURLINGTON | VT - BURLINGTON | WA - SEATTLE | WA - SEATTLE | WA - SPOKANE | WA - SPOKANE | WI - MADISON | WI - MADISON | WV - CHARLESTON | WV - CHARLESTON | WY - CHEYENNE | WY - CHEYENNE | WY - LANDER | WY - LANDER
DryBulb | DewPoint | DryBulb | DewPoint | DryBulb | DewPoint | DryBulb | DewPoint | DryBulb | DewPoint | DryBulb | DewPoint | DryBulb | DewPoint | DryBulb | DewPoint | DryBulb | DewPoint | DryBulb | DewPoint | DryBulb | DewPoint | DryBulb | DewPoint | DryBulb | DewPoint | DryBulb | DewPoint | DryBulb | DewPoint | DryBulb | DewPoint | DryBulb | DewPoint | DryBulb | DewPoint | DryBulb | DewPoint | DryBulb | DewPoint | DryBulb | DewPoint | DryBulb | DewPoint | DryBulb | DewPoint | DryBulb | DewPoint | DryBulb | DewPoint | DryBulb | DewPoint | DryBulb | DewPoint | DryBulb | DewPoint | DryBulb | DewPoint | DryBulb | DewPoint | DryBulb | DewPoint | DryBulb | DewPoint | DryBulb | DewPoint | DryBulb | DewPoint | DryBulb | DewPoint | DryBulb | DewPoint | DryBulb | DewPoint | DryBulb | DewPoint | DryBulb | DewPoint | DryBulb | DewPoint | DryBulb | DewPoint | DryBulb | DewPoint | DryBulb | DewPoint | DryBulb | DewPoint | DryBulb | DewPoint | DryBulb | DewPoint | DryBulb | DewPoint | DryBulb | DewPoint | DryBulb | DewPoint | DryBulb | DewPoint | DryBulb | DewPoint | DryBulb | DewPoint | DryBulb | DewPoint | DryBulb | DewPoint | DryBulb | DewPoint | DryBulb | DewPoint | DryBulb | DewPoint | DryBulb | DewPoint | DryBulb | DewPoint | DryBulb | DewPoint | DryBulb | DewPoint | DryBulb | DewPoint | DryBulb | DewPoint | DryBulb | DewPoint | DryBulb | DewPoint | DryBulb | DewPoint | DryBulb | DewPoint | DryBulb | DewPoint | DryBulb | DewPoint | DryBulb | DewPoint | DryBulb | DewPoint | DryBulb | DewPoint | DryBulb | DewPoint | DryBulb | DewPoint | DryBulb | DewPoint | DryBulb | DewPoint | DryBulb | DewPoint | DryBulb | DewPoint | DryBulb | DewPoint | DryBulb | DewPoint | DryBulb | DewPoint | DryBulb | DewPoint | DryBulb | DewPoint | DryBulb | DewPoint | DryBulb | DewPoint
-1 | -5 | -17.2 | -19.4 | -0.6 | -2.2 | 5 | -0.6 | -8 | -12.5 | 5.6 | -3.3 | -3 | -6 | 3.9 | 2.8 | 9.4 | -5 | 2.8 | 2.2 | 3.9 | 1.7 | 6.6 | 4.2 | -7 | -8.5 | -5 | -10.6 | 9 | 0 | 15.6 | 13.9 | 20 | 15 | 3.9 | -1.1 | 20.6 | 18.9 | -0.6 | -0.6 | 20 | 18.3 | 1.5 | -2.2 | -8.3 | -10.6 | -12.2 | -16.1 | -10 | -11.7 | 0.6 | -11.7 | -6.7 | -9.4 | 10.2 | 4.6 | 3.9 | -2.8 | -1.7 | -12.8 | -12 | -13 | -16.7 | -20.7 | 0.6 | -3.3 | -6.1 | -10.6 | -23.9 | -27.8 | -6.7 | -8.9 | -25.6 | -28.9 | -21.1 | -25.6 | -0.6 | -1.6 | 3 | 1.4 | 1.3 | 0.3 | 10.2 | 10.2 | -10.2 | -12.1 | -12.8 | -17 | 2.8 | -3.9 | 8.9 | 1.1 | 14.4 | 12.2 | -21.1 | -24.4 | -16.8 | -22.5 | 6.7 | -1.7 | -6.1 | -10 | 1.7 | -3.3 | 0 | -10 | -5.6 | -9.4 | 2.2 | -1.1 | -6.7 | -10 | -3.9 | -8.3 | -2.2 | -6.1 | -2.2 | -4.4 | -14 | -21 | -0.6 | -0.6 | 5 | 3.9 | 1.1 | -0.6 | -2.2 | -4.4 | -7 | -10 | 14.4 | 10 | 12.2 | 11.1 | -15 | -21.1 | 3.3 | 2.2 | 1.1 | -1.7 | -7.8 | -8.9 | 15.2 | 13.1 | 1.7 | -7.8 | 9.6 | 7.2 | 10.6 | 10.6 | 7.2 | 3.3 | -6.1 | -8.9 | 1.1 | 1.1 | 1.1 | -2.8 | 1.1 | -5 | -5 | -6.7 | 0.4 | -3.6 | 3.3 | 3.3 | -13.1 | -16.4 | -0.6 | -10
-1 | -5 | -17.8 | -20 | -1.1 | -3.3 | 4.4 | -1.7 | -7.8 | -13.3 | 5.6 | -4.4 | -3 | -6 | 3.3 | 1.7 | 7.8 | -3.9 | 2.8 | 2.1 | 4.4 | 0 | 6 | 4 | -7.2 | -8.3 | -5 | -10.6 | 10 | 0 | 15 | 14.4 | 20.6 | 15.6 | 3.5 | -0.9 | 20 | 18.3 | 0 | -0.6 | 20 | 17.8 | 0.7 | -2.5 | -7.8 | -10 | -11.7 | -15.6 | -5.7 | -7.2 | 0.6 | -12.2 | -7.2 | -9.3 | 9.2 | 5.4 | 3.3 | -3.3 | -1.7 | -12.2 | -10 | -12 | -16.7 | -20.8 | 0.6 | -3.3 | -6.7 | -10.6 | -23.7 | -27.4 | -6.7 | -10 | -26.7 | -28.9 | -21.7 | -25.6 | -0.6 | -1.6 | 3.1 | 0.8 | 1 | 0.3 | 9.8 | 9.8 | -11.7 | -13.9 | -15.6 | -21.1 | 2.2 | -3.9 | 8.5 | 1.2 | 15 | 13.3 | -18.9 | -22.8 | -16.5 | -21.9 | 6.7 | -1.7 | -7.2 | -11.7 | 1.1 | -4.4 | -2.2 | -10 | -5.6 | -9.4 | 2.2 | -1.7 | -9.1 | -13.7 | -4.4 | -8.9 | -2.2 | -6.1 | -2.8 | -4.4 | -15 | -20 | -0.6 | -0.6 | 4.8 | 3.8 | 1.1 | -0.6 | -2.2 | -5 | -7 | -10 | 14.4 | 11.1 | 12.2 | 11.1 | -14.4 | -20.6 | 3.9 | 2.2 | 1.1 | -1.1 | -8.3 | -9.4 | 14.8 | 13 | 1.7 | -7.8 | 9.3 | 7.9 | 8.9 | 8.3 | 6.7 | 2.8 | -7.2 | -10.6 | 0.7 | 0.5 | 0.6 | -2.2 | 0 | -5 | -6.1 | -7.8 | 0.7 | -3.3 | 3.1 | 3.1 | -13.3 | -17.2 | -2.8 | -11.1
-3 | -6 | -17.8 | -20 | -1.7 | -3.3 | 2.2 | -2.8 | -7.8 | -12.6 | 5 | -5.6 | -3 | -6 | 3.3 | 2.2 | 7.8 | -6.7 | 2.8 | 1.8 | 2.8 | -0.6 | 5.4 | 3.6 | -8.1 | -8.8 | -5 | -10.6 | 10 | 1 | 14.4 | 14.4 | 20 | 15.6 | 3.2 | -0.9 | 20 | 17.2 | 0 | -0.6 | 18.9 | 17.2 | 0 | -3.3 | -8.3 | -10 | -11.1 | -15 | -1.5 | -3 | -0.6 | -12.8 | -7.8 | -9.5 | 8.3 | 6.1 | 3.3 | -5 | -2.2 | -11.7 | -8 | -10 | -18.3 | -21 | 0 | -3.9 | -7.2 | -10 | -23.5 | -27.4 | -7.2 | -10.6 | -26.7 | -28.9 | -21.7 | -25 | -0.6 | -1.7 | 3.3 | 0.6 | 0.6 | 0 | 9.4 | 9.4 | -13.2 | -15 | -16.9 | -21.9 | 1.1 | -2.2 | 8.2 | 1.1 | 15 | 12.8 | -17.8 | -21.7 | -16.1 | -21.7 | 7.2 | -2.2 | -7.8 | -11.7 | 0 | -5 | -2.2 | -11.1 | -5 | -8.3 | 1.7 | -2.8 | -11.5 | -17.8 | -4.4 | -8.9 | -2.8 | -6.7 | -3.3 | -5 | -16 | -21 | -0.6 | -0.6 | 4.6 | 3.6 | 1.1 | -1.7 | -2.8 | -6.1 | -7 | -10 | 13.9 | 11.1 | 12.8 | 11.7 | -14.4 | -20 | 3.9 | 2.8 | 1.1 | -0.6 | -8.3 | -9.4 | 14.4 | 12.8 | 1.7 | -7.8 | 8.9 | 8.3 | 8.3 | 7.8 | 5.6 | 2.2 | -8.3 | -11.1 | 0.4 | 0 | 1.7 | -6.7 | -0.6 | -1.1 | -6.7 | -8.9 | 1.1 | -3.3 | 3 | 3 | -13.3 | -16.9 | -1.7 | -10
-4 | -7 | -17.2 | -19.4 | -1.7 | -3.9 | 1.7 | -3.9 | -7.8 | -12.6 | 6.1 | -6.7 | -2 | -6 | 3.3 | 2.2 | 6.1 | -5.6 | 2.8 | 1.7 | 3.9 | -0.6 | 5 | 3 | -9.1 | -9.4 | -6.1 | -11.1 | 9 | 3 | 14.4 | 13.9 | 20.6 | 16.1 | 2.8 | -1.1 | 18.3 | 16.1 | 0 | -0.6 | 18.9 | 17.8 | -0.2 | -2.9 | -7.8 | -9.4 | -11.1 | -15 | 2.8 | 1.1 | -2.2 | -13.3 | -8.3 | -10 | 8.3 | 5.8 | 2.2 | -5 | -2.2 | -11.1 | -7 | -8 | -18.9 | -21.1 | 0 | -3.9 | -7.2 | -10.6 | -23.3 | -27.8 | -7.8 | -10.6 | -26.7 | -28.9 | -22.2 | -25 | -0.4 | -1.4 | 3.5 | 0.2 | -0.2 | -0.6 | 9.4 | 9.4 | -14.6 | -16.2 | -18.1 | -23.4 | 0 | -1.1 | 7.8 | 1.1 | 14.4 | 12.8 | -20 | -23.3 | -15.7 | -20.6 | 6.7 | -2.2 | -7.2 | -11.7 | 0.6 | -5 | -2.8 | -10.6 | -4.4 | -8.3 | 1.1 | -3.3 | -13.9 | -23.3 | -5 | -9.4 | -3.3 | -7.8 | -4.4 | -6.1 | -17 | -22 | -0.6 | -0.6 | 4.4 | 3.3 | 0 | -6.7 | -2.8 | -6.7 | -8 | -10 | 12.8 | 10.6 | 12.8 | 11.7 | -15 | -20.6 | 3.9 | 2.8 | 1.1 | -0.6 | -8.3 | -9.4 | 13.9 | 12.7 | 1.1 | -8.3 | 8.9 | 8.5 | 7.8 | 7.2 | 6.1 | 2.2 | -8.3 | -11.7 | 0 | -0.6 | 1.1 | -6.7 | 0 | -1.1 | -6.7 | -8.3 | 1.1 | -2.5 | 2.8 | 2.8 | -13.3 | -17 | -2.8 | -11.1
-4 | -7 | -17.2 | -19.4 | -1.7 | -3.9 | 0 | -3.9 | -7.8 | -13.3 | 6.1 | -7.2 | -3 | -6 | 2.8 | 1.1 | 6.7 | -6.1 | 2.2 | 1.2 | 1.7 | -0.6 | 4.8 | 3 | -10 | -10 | -5 | -11.1 | 6 | 4 | 14.4 | 14.4 | 20 | 17.2 | 1.7 | -1.4 | 17.8 | 15 | 0 | -0.6 | 18.9 | 17.8 | -0.4 | -2.9 | -7.8 | -8.9 | -10.6 | -14.4 | 2.8 | 1.6 | -1.7 | -13.3 | -9.1 | -10.4 | 8.3 | 5.4 | 1.7 | -5.6 | -2.8 | -11.1 | -7 | -8 | -19.4 | -21.3 | 0 | -3.9 | -8.9 | -11.7 | -24.4 | -28.1 | -7.8 | -10.6 | -26.7 | -28.9 | -22.2 | -25.6 | -0.2 | -1.2 | 3.7 | -0.1 | -0.9 | -1 | 9.4 | 9.4 | -16.1 | -17.8 | -19.4 | -25.6 | 0 | -1.1 | 7.6 | 1.2 | 15 | 13.3 | -20 | -23.3 | -15.4 | -20 | 6.7 | -1.7 | -8.9 | -12.2 | 0.6 | -5 | -1.1 | -10 | -4.4 | -8.3 | 1.1 | -2.8 | -14.3 | -23.4 | -5 | -9.4 | -4.4 | -8.9 | -4.4 | -6.1 | -18 | -22 | -0.4 | -0.8 | 4.2 | 3 | -2.2 | -8.9 | -2.8 | -7.8 | -8 | -10 | 12.8 | 10 | 12.8 | 11.7 | -15.6 | -21.7 | 3.9 | 3.3 | 1.1 | -1.1 | -8.3 | -9.4 | 13.3 | 12.5 | 0 | -8.3 | 8.9 | 8.8 | 7.2 | 6.7 | 6.1 | 2.2 | -8.9 | -12.2 | 0 | -0.5 | -1.7 | -5.6 | -0.6 | -2.8 | -6.1 | -7.8 | 1.1 | -1.9 | 2.6 | 2.5 | -13.3 | -17.8 | -2.8 | -9.4
-5 | -10 | -16.7 | -18.9 | -2.2 | -3.9 | -0.6 | -4.4 | -8 | -12.3 | 6.1 | -5.6 | -2 | -6 | 2.8 | 1.7 | 6.1 | -6.1 | 1.7 | 1 | 1.7 | -0.6 | 4.1 | 2.5 | -10 | -10.1 | -6.1 | -11.1 | 6 | 6 | 15 | 14.4 | 19.4 | 17.8 | 0.5 | -1.9 | 17.2 | 15 | -0.6 | -0.6 | 18.9 | 17.8 | -0.6 | -3.3 | -7.2 | -8.3 | -10.6 | -14.4 | 2.8 | 2.2 | -1.1 | -12.2 | -9.8 | -10.9 | 8.3 | 5 | 0.6 | -5.6 | -2.8 | -10.6 | -8 | -10 | -20 | -21.7 | 0.6 | -3.3 | -11.7 | -13.3 | -25.6 | -28.9 | -7.8 | -10 | -26.7 | -28.9 | -22.8 | -25.6 | 0 | -1.1 | 3.9 | -0.6 | -1.7 | -1.7 | 9.4 | 9.4 | -17.2 | -19 | -20.5 | -25 | 0 | -1.1 | 7.4 | 1 | 15 | 13.3 | -18.3 | -26.1 | -15 | -20 | 6.1 | -1.7 | -8.3 | -11.1 | -1.1 | -6.7 | -1.1 | -10 | -5 | -7.2 | 0.6 | -3.9 | -14.6 | -24.2 | -5.6 | -11.1 | -6.7 | -10 | -5 | -6.7 | -18 | -21 | -0.2 | -0.8 | 4.1 | 2.6 | -3.9 | -13.3 | -3.3 | -8.3 | -8 | -10 | 12.8 | 10.6 | 12.8 | 12.2 | -16.7 | -22.2 | 3.9 | 3.3 | 1.1 | -1.7 | -7.8 | -9.4 | 12.8 | 12.2 | -1.1 | -9.4 | 8.9 | 8.9 | 7.2 | 6.7 | 5 | 1.7 | -7.8 | -11.1 | 0 | -0.5 | -2.8 | -6.7 | -1.7 | -2.8 | -6.1 | -7.8 | 1.1 | -1.7 | 2.4 | 2 | -13.5 | -17.7 | -5.6 | -10
-4 | -10 | -16.7 | -18.9 | -2.8 | -4.4 | -1.1 | -5 | -8.1 | -12 | 6.1 | -6.1 | -3 | -6 | 2.8 | 1.1 | 7.8 | -7.8 | 1.1 | 0.6 | 1.7 | -0.6 | 3.9 | 2.2 | -10 | -10.3 | -6.1 | -11.1 | 7 | 6 | 15 | 14.4 | 19.4 | 18.3 | -0.6 | -2.8 | 16.1 | 14.4 | 0 | -0.6 | 18.9 | 17.8 | -0.6 | -2.8 | -6.7 | -7.8 | -10.6 | -13.9 | 2.8 | 2.8 | -2.2 | -11.1 | -10.6 | -11.7 | 8.3 | 5.1 | 0.6 | -6.1 | -3.3 | -10.6 | -10 | -11 | -22.8 | -24.4 | 0.6 | -3.3 | -10 | -12.2 | -26.7 | -30 | -8.3 | -10 | -27.8 | -30 | -22.8 | -25.6 | 0.4 | -0.7 | 3.9 | -0.8 | -1.3 | -1.3 | 9.4 | 9.4 | -18.3 | -20.4 | -21.7 | -25.4 | 0 | -1.1 | 7.2 | 1.1 | 14.4 | 13.9 | -17.8 | -23.3 | -14.8 | -19.1 | 6.1 | -1.1 | -7.8 | -11.1 | -0.6 | -6.1 | -1.1 | -10 | -4.4 | -6.7 | 1.1 | -4.4 | -15 | -26.7 | -6.7 | -11.1 | -6.7 | -10.6 | -5 | -6.7 | -17 | -21 | 0 | -1.1 | 3.9 | 2.2 | -5.6 | -12.2 | -3.3 | -8.9 | -8 | -10 | 10.6 | 10 | 12.8 | 11.7 | -18.3 | -23.3 | 3.9 | 3.3 | 1.1 | -1.7 | -8.3 | -9.4 | 13 | 12.4 | -1.7 | -9.4 | 9.1 | 9.1 | 6.7 | 6.1 | 5 | 1.7 | -7.8 | -10 | 0 | -0.6 | -3.3 | -4.4 | -2.2 | -3.9 | -6.1 | -7.8 | 0.9 | -1.3 | 2.2 | 1.7 | -13.7 | -18.3 | -5.6 | -10
-6 | -10 | -16.7 | -18.9 | -2.8 | -4.4 | -1.1 | -5.6 | -8.3 | -12.2 | 6.1 | -7.8 | -4 | -6 | 2.8 | 1.7 | 9.4 | -8.9 | 1.7 | 1.3 | 2.2 | 0 | 6.3 | 4.3 | -10 | -10.6 | -7.8 | -11.7 | 7 | 7 | 15 | 14.4 | 19.4 | 18.3 | 1.6 | -1.6 | 15.6 | 13.3 | 0 | -0.6 | 20.6 | 18.9 | -0.6 | -2.7 | -6.1 | -7.2 | -10 | -13.3 | 2.8 | 2.8 | -2.2 | -8.3 | -9.3 | -10.2 | 8.3 | 5.1 | 1.7 | -6.1 | -2.2 | -10 | -10 | -12 | -20.6 | -22.2 | 1.1 | -3.9 | -9.4 | -12.2 | -24.7 | -27.7 | -8.9 | -11.1 | -26.7 | -29.4 | -22.2 | -25.6 | 0.7 | -0.4 | 3.9 | -1.1 | -1 | -1 | 9.4 | 9.4 | -19.4 | -22.2 | -22.8 | -26.1 | 0 | -1.1 | 7.8 | 1.2 | 15 | 13.9 | -18.3 | -23.3 | -14.6 | -18.7 | 5.6 | -1.1 | -6.7 | -11.1 | 0 | -6.1 | -0.6 | -10.6 | -3.9 | -7.8 | 1.1 | -5.6 | -15.2 | -25.2 | -7.8 | -10.6 | -6.7 | -10.6 | -5 | -6.7 | -17 | -21 | 0.2 | -0.8 | 4.1 | 2.6 | -8.9 | -18.3 | -4.4 | -11.1 | -8 | -10 | 10 | 9.4 | 12.8 | 11.7 | -19.4 | -24.4 | 3.9 | 3.3 | 1.1 | -1.7 | -7.8 | -8.9 | 13.1 | 12.2 | -0.6 | -7.8 | 9.2 | 9.2 | 6.7 | 6.1 | 4.4 | 1.7 | -7.2 | -10 | 0.4 | -0.7 | -3.3 | -5.6 | -1.1 | -2.8 | -6.1 | -7.8 | 0.8 | -1 | 2.2 | 1.6 | -13.9 | -19.4 | -2.8 | -10.6
-7 | -10 | -16.7 | -18.3 | -2.8 | -4.4 | 0.6 | -5.6 | -7.9 | -11.5 | 6.7 | -6.7 | -2 | -6 | 3.3 | 2.2 | 10 | -5 | 2.2 | 2.1 | 2.8 | 1.1 | 8.7 | 6.3 | -8 | -10 | -2.8 | -10 | 8 | 7 | 16.1 | 15 | 18.3 | 17.2 | 3.9 | -0.9 | 15 | 12.8 | 0 | -0.6 | 24.4 | 20 | -0.6 | -2.8 | -5.6 | -6.7 | -8.9 | -13.3 | 2.8 | 2.8 | -1.1 | -5.6 | -8 | -8.9 | 8.3 | 5 | 3.3 | -6.7 | -0.6 | -8.9 | -11 | -12 | -20 | -21.7 | 1.7 | -2.8 | -8.9 | -11.7 | -22.6 | -25.6 | -9.4 | -11.7 | -26.7 | -28.9 | -21.1 | -24.4 | 1.1 | 0 | 3.9 | -1.7 | -0.6 | -0.6 | 9.4 | 9.4 | -20 | -22.4 | -23.2 | -26.5 | 0 | -1.1 | 8.3 | 1 | 16.7 | 14.4 | -20 | -24.4 | -14.4 | -18.9 | 6.7 | -0.6 | -0.6 | -7.8 | 5.6 | -3.9 | 1.1 | -8.3 | -1.7 | -7.8 | 1.1 | -6.1 | -15.4 | -25.2 | -7.2 | -10 | -7.2 | -11.1 | -3.3 | -5 | -17 | -22 | 0.4 | -0.7 | 4.2 | 3 | -10 | -20.6 | -4.4 | -10 | -8 | -10 | 11.7 | 10 | 13.9 | 13.3 | -20 | -25.6 | 3.9 | 3.3 | 0.6 | -2.2 | -7.8 | -8.3 | 13.3 | 12.2 | 1.7 | -7.2 | 9.4 | 9.4 | 8.3 | 7.8 | 8.9 | 3.9 | -7.2 | -9.4 | 0.7 | -0.8 | -3.9 | -8.3 | -0.6 | -2.8 | -5.6 | -7.8 | 0.6 | -1.1 | 2.2 | 1.6 | -11.3 | -17 | -1.7 | -13.9
-8 | -12 | -15.6 | -17.8 | -2.2 | -3.3 | 2.2 | -5.6 | -7.6 | -11.3 | 9.4 | -6.1 | 0 | -4 | 3.9 | 3.9 | 12.2 | -7.2 | 2.8 | 2.8 | 5.6 | 1.1 | 11.1 | 8.3 | -5.9 | -9.7 | -0.6 | -8.9 | 9 | 7 | 16.7 | 15.6 | 18.9 | 17.8 | 6.1 | -0.6 | 15 | 12.8 | -1.1 | -1.7 | 26.7 | 19.4 | -0.2 | -2 | -3.3 | -4.4 | -6.7 | -13.3 | 2.8 | 2.8 | 2.2 | -2.2 | -6.7 | -7.8 | 8.3 | 5.1 | 4.4 | -5.6 | 0.6 | -8.9 | -11 | -12 | -17.8 | -18.9 | 1.7 | -2.8 | -7.8 | -11.1 | -20.6 | -23.9 | -8.9 | -11.1 | -24.4 | -26.7 | -20 | -23.9 | 2.8 | 0.5 | 5 | -0.5 | 2 | 0.5 | 9.8 | 9.2 | -20.5 | -23 | -23.5 | -27.2 | 0.6 | -1.1 | 8.9 | 1.1 | 17.8 | 14.4 | -19.4 | -23.9 | -12.9 | -17.2 | 6.7 | -0.6 | 4.4 | -6.7 | 6.1 | -2.8 | 7.8 | -6.1 | -2.2 | -3.9 | 1.1 | -6.1 | -15.6 | -26.1 | -6.1 | -9.4 | -7.2 | -11.1 | -1.1 | -3.9 | -17 | -21 | 0.6 | -0.6 | 4.4 | 3.3 | -9.4 | -20.6 | -3.9 | -10 | -7 | -10 | 11.1 | 8.9 | 15.6 | 14.4 | -18.9 | -25.6 | 3.9 | 3.3 | 1.1 | -3.3 | -4.4 | -5.6 | 13.9 | 12.7 | 3.3 | -6.7 | 9.8 | 9.7 | 8.9 | 8.3 | 14.4 | 2.8 | -6.7 | -8.9 | 1.1 | -1.1 | -3.9 | -9.4 | 1.1 | -2.2 | -6.1 | -7.2 | 0.8 | -0.6 | 2.2 | 1.7 | -8.7 | -15.1 | -2.8 | -10.6
-5 | -10 | -15.6 | -17.8 | -1.7 | -3.9 | 3.9 | -5 | -7.2 | -11.7 | 12.2 | -7.2 | 1 | -4 | 6.7 | 5.6 | 15 | -8.3 | 4.1 | 3.4 | 6.1 | 2.8 | 12.4 | 8.3 | -3.9 | -10.6 | 1.7 | -7.2 | 11 | 8 | 18.3 | 16.1 | 18.9 | 17.8 | 7.6 | -0.5 | 14.4 | 12.2 | -1.7 | -2.8 | 27.8 | 19.4 | 0.2 | -1.4 | 3.9 | -1.1 | -5 | -11.1 | 3.2 | 3.2 | 5 | -1.1 | -4.5 | -6.5 | 8.3 | 5.1 | 5 | -5.6 | 1.1 | -7.8 | -11 | -12 | -14.4 | -17.8 | 2.8 | -2.2 | -6.7 | -10.6 | -18.4 | -22.6 | -9.4 | -12.8 | -22.8 | -25.6 | -18.3 | -23.3 | 4.4 | 0.9 | 6.1 | 0.6 | 4.6 | 1.6 | 10.2 | 9.2 | -21.1 | -23.9 | -23.9 | -28.3 | 1.1 | -0.6 | 8.7 | 1.1 | 16.1 | 15.6 | -17.8 | -21.7 | -11.5 | -16 | 7.8 | -0.6 | 7.8 | -5.6 | 8.3 | -1.7 | 8.9 | -6.1 | -3.3 | -6.7 | 1.7 | -6.1 | -14.8 | -24.4 | -5.6 | -10 | -6.1 | -11.1 | 1.1 | -3.3 | -17 | -21 | 1.7 | 0.4 | 5 | 3.7 | -9.4 | -20.6 | -3.3 | -9.4 | -7 | -10 | 10 | 8.3 | 19.4 | 16.7 | -17.2 | -25 | 4.4 | 3.9 | 1.7 | -2.8 | -1.7 | -3.9 | 14.4 | 13 | 5 | -6.7 | 10.2 | 9.8 | 10 | 9.4 | 16.7 | 1.7 | -6.1 | -9.4 | 1.7 | -1.1 | -3.9 | -11.7 | 2.8 | -1.7 | -5.6 | -7.2 | 0.9 | -0.3 | 2.4 | 1.7 | -6.1 | -14.4 | 1.7 | -3.3
-2 | -7 | -15 | -17.2 | -0.6 | -3.3 | 4.4 | -4.4 | -6.7 | -10.9 | 13.9 | -8.3 | 3 | -5 | 10.6 | 6.1 | 17.2 | -8.3 | 5.4 | 4.1 | 6.7 | 2.2 | 13.7 | 8.2 | -3.5 | -10.2 | 3.9 | -7.2 | 11 | 8 | 19.4 | 16.7 | 19.4 | 17.8 | 9.1 | -0.7 | 13.9 | 11.1 | -2.2 | -3.9 | 28.3 | 20 | 0.6 | -1.1 | -3.9 | -5.6 | -3.3 | -9.4 | 3.5 | 3.5 | 6.1 | -1.1 | -2.2 | -5.3 | 8.3 | 5 | 5.6 | -5.6 | 2.8 | -7.8 | -11 | -13 | -11.7 | -15.6 | 5 | -1.7 | -6.1 | -10.6 | -16.1 | -21.8 | -10 | -12.8 | -21.1 | -24.4 | -16.7 | -22.2 | 6.1 | 1.1 | 7.2 | 1.7 | 7.2 | 2.2 | 10.6 | 8.9 | -20.9 | -24.1 | -23.5 | -27.6 | 2.2 | 0 | 8.5 | 1.2 | 17.2 | 16.7 | -15.6 | -20 | -10 | -15.6 | 6.7 | 1.7 | 8.3 | -5 | 9.4 | -1.7 | 5.6 | -2.2 | -2.2 | -6.7 | 2.2 | -5.6 | -14.1 | -23.5 | -5 | -10.6 | -5.6 | -12.8 | 3.3 | -2.8 | -16 | -19 | 2.8 | 1.3 | 5.5 | 3.7 | -9.4 | -20 | -3.3 | -7.8 | -6 | -9 | 11.1 | 8.3 | 22.8 | 15.6 | -16.7 | -24.4 | 5 | 3.9 | 1.1 | -2.8 | -1.1 | -3.9 | 15 | 13.3 | 6.7 | -6.7 | 10.6 | 10 | 11.1 | 10 | 18.3 | 1.7 | -5.6 | -9.4 | 2.2 | -1.2 | -2.8 | -12.2 | 3.9 | -2.8 | -5.6 | -6.7 | 1.1 | 0 | 2.6 | 1.6 | -5.5 | -13.1 | 5 | -8.3
-2 | -5 | -15 | -17.2 | 0.6 | -2.2 | 5 | -4.4 | -6.1 | -10.7 | 16.1 | -10 | 3 | -6 | 11.1 | 6.7 | 17.2 | -10.6 | 6.7 | 4.4 | 7.2 | 2.2 | 15 | 7.8 | -3.2 | -10.5 | 5 | -7.8 | 11 | 8 | 18.9 | 16.7 | 18.9 | 18.3 | 10.6 | -1.7 | 14.4 | 11.1 | -2.8 | -3.9 | 28.3 | 20 | 0.4 | -0.8 | -0.6 | -2.2 | -2.2 | -8.3 | 3.9 | 3.9 | 7.2 | -1.1 | 0 | -5 | 8.1 | 5.2 | 7.2 | -5.6 | 2.2 | -7.2 | -10 | -12 | -11.1 | -15.6 | 5 | -1.1 | -6.7 | -11.7 | -13.9 | -22.2 | -10 | -14.4 | -20.6 | -24.4 | -15 | -21.7 | 6.7 | 1 | 8.1 | 1.7 | 8.5 | 2.3 | 10.8 | 8.8 | -20.8 | -24.6 | -23.2 | -27.5 | 2.2 | 0 | 8.3 | 1.1 | 19.4 | 16.7 | -13.9 | -18.3 | -9.1 | -13.7 | 6.7 | 2.8 | 8.3 | -5.6 | 10.6 | -1.1 | 3.9 | -3.9 | -2.8 | -8.9 | 3.9 | -4.4 | -13.3 | -23.9 | -3.9 | -11.1 | -5 | -12.8 | 5.6 | -2.8 | -17 | -21 | 3.9 | 2.2 | 6.1 | 3.9 | -8.3 | -20.6 | -3.3 | -7.2 | -6 | -9 | 14.4 | 8.3 | 20.6 | 16.7 | -15.6 | -24.4 | 5 | 3.9 | 1.7 | -3.3 | -1.1 | -6.7 | 16.3 | 12.7 | 9.4 | -5 | 10.8 | 10.2 | 11.7 | 10.6 | 21.1 | 1.1 | -5.6 | -8.9 | 2.8 | -1.7 | -3.3 | -13.3 | 5 | -2.8 | -5 | -6.7 | 1.1 | 0 | 2.8 | 1.7 | -5 | -13.1 | 8.3 | -6.1
-1 | -5 | -15.6 | -17.8 | 1.1 | -1.7 | 6.1 | -3.9 | -5.6 | -11.1 | 16.7 | -8.3 | 2 | -4 | 11.7 | 6.7 | 18.3 | -9.4 | 7.4 | 4.5 | 7.2 | 0 | 14.8 | 8.3 | -2.8 | -12.2 | 5.6 | -7.8 | 13 | 11 | 18.9 | 16.7 | 19.4 | 17.2 | 11.3 | -1.3 | 14.4 | 10 | -2.2 | -3.9 | 28.9 | 18.9 | 0.2 | -0.6 | 2.2 | -1.1 | -1.1 | -7.8 | 4.3 | 4.3 | 7.8 | -1.7 | 0.7 | -4.2 | 8 | 5.5 | 7.2 | -6.1 | 2.8 | -6.7 | -10 | -12 | -7.8 | -15 | 5.6 | -1.1 | -5.6 | -11.7 | -13.9 | -21.7 | -10.6 | -15 | -18.9 | -23.9 | -14.4 | -20.6 | 7.2 | 0.4 | 9.1 | 2 | 9.8 | 2.2 | 10.9 | 8.5 | -20.6 | -25.6 | -22.8 | -27.8 | 2.2 | 0 | 8.1 | 1.5 | 20 | 16.1 | -12.2 | -18.3 | -8.1 | -12.3 | 6.7 | 2.2 | 8.9 | -5 | 10 | -0.6 | 6.7 | -7.2 | -2.8 | -10 | 4.4 | -3.3 | -12.6 | -21.4 | -3.9 | -10.6 | -4.4 | -12.8 | 7.2 | -1.7 | -12 | -15 | 4.3 | 2.5 | 6.3 | 4.1 | -8.3 | -19.4 | -2.2 | -8.3 | -6 | -9 | 16.1 | 5.6 | 21.7 | 16.7 | -14.4 | -23.9 | 5 | 3.9 | 1.7 | -4.4 | 0 | -7.8 | 17.6 | 11.4 | 12.8 | -5 | 10.9 | 10.3 | 12.2 | 11.1 | 22.2 | 1.7 | -5.6 | -10 | 3 | -1.5 | -3.9 | -13.3 | 5.6 | -2.8 | -4.4 | -6.7 | 1.1 | 0 | 2.8 | 1.6 | -4.4 | -13.9 | 7.8 | -4.4
-2 | -5 | -15.6 | -17.8 | 1.7 | -1.7 | 6.1 | -3.3 | -6 | -10.7 | 17.2 | -7.8 | 3 | -3 | 12.2 | 6.1 | 18.9 | -8.3 | 8.2 | 4.6 | 7.8 | -3.3 | 14.6 | 8.6 | -4.1 | -11.2 | 6.7 | -8.3 | 13 | 11 | 17.8 | 16.1 | 19.4 | 17.8 | 12.1 | -1.3 | 15 | 10.6 | -2.2 | -3.9 | 28.9 | 19.4 | 0 | -0.6 | 3.3 | -0.6 | -1.1 | -7.2 | 4.6 | 4.6 | 7.8 | -1.7 | 1.5 | -4 | 7.8 | 5.6 | 7.8 | -5.6 | 2.8 | -6.7 | -10 | -12 | -8.3 | -14.4 | 6.7 | -2.8 | -6.1 | -12.2 | -13.9 | -21.9 | -11.1 | -15 | -17.8 | -22.8 | -13.9 | -20 | 7.8 | 0 | 10 | 1.7 | 11.1 | 1.7 | 11.1 | 8.3 | -20.8 | -24.6 | -22.8 | -26.8 | 2.2 | 0 | 8 | 2 | 20.6 | 16.7 | -11.7 | -17.8 | -7.2 | -11.7 | 6.7 | 2.8 | 8.9 | -3.9 | 11.1 | -0.6 | 4.4 | -6.7 | -3.9 | -10 | 4.4 | -4.4 | -11.8 | -19.7 | -3.3 | -11.7 | -3.9 | -13.9 | 8.9 | -1.7 | -11 | -13 | 4.6 | 2.6 | 6.5 | 4.3 | -8.9 | -18.9 | -2.2 | -8.3 | -6 | -9 | 16.7 | 5.6 | 21.1 | 16.7 | -13.9 | -23.9 | 5.6 | 3.9 | 2.2 | -3.3 | -0.6 | -8.3 | 18.9 | 10 | 14.4 | -2.8 | 11.1 | 10.6 | 12.8 | 11.7 | 21.7 | 1.7 | -5.6 | -9.4 | 3.1 | -1.8 | -4.4 | -12.8 | 5 | -1.7 | -4.4 | -6.7 | 1.1 | 0 | 2.8 | 1.6 | -5.5 | -12.1 | 2.8 | -3.3
-2 | -6 | -15.6 | -17.8 | 1.7 | -2.2 | 5.6 | -2.8 | -6.3 | -10.9 | 17.2 | -7.8 | 2 | -2 | 12.2 | 6.1 | 18.3 | -10 | 8.9 | 4.4 | 7.2 | -3.9 | 14.4 | 8.9 | -5.4 | -11.2 | 7.2 | -7.8 | 12 | 12 | 18.3 | 15 | 19.4 | 17.2 | 12.8 | -1.7 | 16.1 | 10.6 | -1.7 | -3.3 | 27.8 | 21.1 | -0.2 | -1.2 | 4.4 | -1.7 | -1.1 | -6.1 | 5 | 5 | 7.8 | -2.8 | 2.2 | -4.4 | 7.6 | 5.4 | 7.8 | -3.9 | 1.7 | -5.6 | -10 | -12 | -9.4 | -15 | 5.6 | -3.9 | -5.6 | -11.7 | -13.9 | -23.3 | -11.7 | -16.1 | -17.8 | -22.8 | -14.4 | -20.6 | 6.5 | 0 | 9.3 | 1.2 | 9.1 | 1.7 | 10.4 | 8.4 | -20.9 | -24.1 | -22.8 | -26.3 | 2.8 | 0 | 7.8 | 2.2 | 20 | 16.1 | -11.7 | -18.9 | -7.6 | -11.2 | 6.7 | 2.8 | 7.8 | -6.1 | 8.9 | 0.6 | 3.9 | -6.7 | -3.9 | -11.7 | 3.3 | -5 | -11.1 | -19.4 | -3.3 | -11.1 | -4.4 | -13.9 | 10.6 | -1.1 | -9 | -11 | 5 | 2.8 | 6.7 | 4.4 | -9.4 | -20 | -2.8 | -8.9 | -5 | -8 | 16.1 | 5 | 21.1 | 16.1 | -13.9 | -23.3 | 5.6 | 3.9 | 2.2 | -3.9 | -1.1 | -7.8 | 18 | 10.2 | 16.1 | -5.6 | 11.3 | 10.6 | 13.3 | 12.2 | 20.6 | 1.7 | -7.2 | -10.6 | 3.3 | -2.2 | -5 | -12.8 | 3.9 | -2.2 | -4.4 | -6.7 | 0.9 | -0.1 | 2.8 | 1.7 | -6.7 | -11.9 | 4.4 | -3.3
-3 | -7 | -15 | -18.3 | 0 | -3.9 | 4.4 | -2.2 | -6.7 | -11.7 | 16.7 | -6.7 | 1 | -2 | 11.7 | 6.7 | 15.6 | -7.2 | 7.4 | 4.2 | 6.7 | -2.2 | 13.1 | 8.6 | -6.7 | -12.2 | 6.1 | -7.8 | 12 | 12 | 17.8 | 15 | 18.3 | 16.7 | 9.6 | 0 | 15 | 10.6 | -1.7 | -3.3 | 26.1 | 21.1 | -0.4 | -1.8 | 3.3 | -1.1 | -1.1 | -6.1 | 5.7 | 5.7 | 6.7 | -3.9 | 1.1 | -3.5 | 7.4 | 5.2 | 6.1 | -3.9 | 0.6 | -6.1 | -10 | -12 | -11.1 | -15 | 4.4 | -5 | -6.1 | -12.2 | -14.5 | -22.2 | -11.7 | -15.6 | -18.9 | -23.3 | -15.6 | -20 | 5.2 | -0.2 | 8.5 | 0.2 | 7 | 1.1 | 9.6 | 8.4 | -21.1 | -23.9 | -22.8 | -26.1 | 2.8 | -1.7 | 7.6 | 2.3 | 19.4 | 16.1 | -13.9 | -18.9 | -7.9 | -11.2 | 6.7 | 2.8 | 6.7 | -7.2 | 8.3 | 0 | 2.8 | -6.1 | -6.1 | -12.8 | 1.7 | -6.7 | -10.7 | -15.9 | -2.8 | -11.7 | -5.6 | -14.4 | 10 | -0.6 | -10 | -12 | 3.5 | 1.9 | 7.1 | 4.8 | -11.1 | -21.7 | -2.8 | -8.9 | -5 | -8 | 13.9 | 8.3 | 21.1 | 16.1 | -15 | -23.3 | 5 | 3.3 | 0 | -4.4 | -2.2 | -7.8 | 17 | 10.4 | 15.6 | -4.4 | 11.5 | 10.6 | 13.3 | 12.2 | 18.3 | 1.7 | -8.3 | -10.6 | 1.8 | -2.2 | -6.7 | -15 | 1.7 | -2.2 | -4.4 | -7.2 | 0.8 | 0.1 | 2.8 | 1.6 | -7.8 | -12.2 | 2.8 | -3.9
-2 | -7 | -16.1 | -18.9 | -2.2 | -5.6 | 2.8 | -2.2 | -7.4 | -11.3 | 14.4 | -5 | 0 | -2 | 11.7 | 7.8 | 13.9 | -8.3 | 5.9 | 3.7 | 6.1 | -0.6 | 11.9 | 8.4 | -8 | -12.5 | -1.1 | -7.2 | 11 | 10 | 15 | 13.9 | 17.8 | 16.7 | 6.5 | 0.4 | 14.4 | 10.6 | -1.7 | -2.8 | 25 | 18.9 | -0.6 | -2.8 | 0 | -2.8 | -1.7 | -6.1 | 6.5 | 6.5 | 4.4 | -5.6 | 0 | -3.4 | 7.2 | 5 | 6.1 | -2.8 | 1.1 | -5.6 | -11 | -13 | -11.7 | -15 | 3.3 | -6.7 | -8.3 | -11.7 | -15 | -22.1 | -11.7 | -15.6 | -20 | -23.9 | -16.1 | -20 | 3.9 | -0.6 | 7.8 | -0.6 | 5 | 0.6 | 8.9 | 8.3 | -21.3 | -23.8 | -23 | -26.2 | 2.2 | 0 | 7.4 | 2.3 | 19.4 | 16.7 | -16.7 | -21.7 | -8.3 | -11.7 | 6.1 | 2.8 | 5.6 | -7.8 | 7.2 | -0.6 | 1.7 | -5.6 | -7.8 | -13.9 | 1.1 | -7.2 | -10.4 | -13.9 | -2.8 | -10.6 | -6.7 | -13.9 | 7.8 | -1.1 | -11 | -15 | 2.1 | 1.1 | 7.4 | 4.9 | -11.7 | -22.2 | -2.8 | -8.9 | -6 | -9 | 11.1 | 7.8 | 20.6 | 15.6 | -16.7 | -23.3 | 5 | 3.3 | -1.1 | -4.4 | -3.3 | -7.2 | 16.1 | 10.6 | 16.7 | -3.3 | 11.7 | 10.6 | 12.8 | 12.2 | 15 | 2.2 | -12.2 | -13.3 | 0.4 | -2.5 | -7.8 | -15 | 1.1 | -2.8 | -5.6 | -7.2 | 0.6 | 0 | 2.8 | 1.6 | -8.5 | -12.3 | 4.4 | -5
-3 | -7 | -15 | -18.3 | -5.6 | -7.2 | 1.7 | -2.2 | -8.2 | -11.6 | 12.2 | -3.9 | -1 | -3 | 11.1 | 8.3 | 13.3 | -8.9 | 4.4 | 3.3 | 4.4 | -0.6 | 10.6 | 7.8 | -9.3 | -13.6 | -2.2 | -8.3 | 12 | 12 | 16.7 | 15 | 16.7 | 15.6 | 3.3 | 0 | 13.3 | 10.6 | -1.7 | -3.3 | 23.9 | 18.9 | -2.1 | -4 | -0.6 | -3.3 | -2.2 | -6.1 | 7.2 | 7.2 | 2.2 | -6.1 | -1.1 | -3.9 | 6.8 | 4.8 | 7.8 | -4.4 | 0.6 | -5 | -12 | -15 | -12.2 | -15 | 1.7 | -6.7 | -8.3 | -12.2 | -15.6 | -22.8 | -11.1 | -15 | -21.1 | -23.9 | -16.7 | -20.6 | 3.5 | -0.6 | 7.1 | -0.5 | 4.4 | 0.3 | 8 | 7.1 | -21.5 | -24 | -23.1 | -26.4 | 2.2 | -0.6 | 7.2 | 2.2 | 18.3 | 16.1 | -15.6 | -18.9 | -8.1 | -11.1 | 6.7 | 2.2 | 5.6 | -8.9 | 5.6 | -1.7 | 1.7 | -5.6 | -7.2 | -13.9 | 1.1 | -7.8 | -10 | -12.2 | -2.8 | -10 | -7.2 | -13.3 | 6.1 | -1.7 | -13 | -17 | 0.6 | 0 | 7.8 | 5 | -11.7 | -22.2 | -2.8 | -8.9 | -6 | -9 | 8.9 | 7.2 | 20.6 | 15 | -17.2 | -23.3 | 5 | 3.3 | -1.1 | -4.4 | -4.4 | -7.2 | 15.4 | 10.4 | 15.6 | -3.3 | 11.1 | 10.2 | 13.3 | 11.7 | 12.8 | 2.2 | -17.8 | -18.3 | -1.1 | -3.3 | -8.3 | -14.4 | 1.1 | -2.2 | -5.6 | -7.2 | 0.4 | 0 | 2.8 | 1.7 | -9.3 | -13.3 | 1.7 | -5.6
-3 | -6 | -14.4 | -18.3 | -6.7 | -7.8 | 2.2 | -1.1 | -8.9 | -12.2 | 11.1 | -2.8 | -2 | -5 | 10 | 7.8 | 12.8 | -8.9 | 4 | 3 | 3.9 | 0 | 10.6 | 7.9 | -10.6 | -15 | -3.3 | -8.3 | 12 | 12 | 16.1 | 15 | 17.2 | 13.3 | 2 | -1 | 12.2 | 10 | -2.2 | -3.9 | 23.3 | 18.3 | -3.5 | -5.4 | -3.3 | -5 | -1.1 | -5.6 | 6.8 | 6.8 | 1.7 | -6.1 | -0.7 | -2.9 | 6.5 | 4.7 | 6.7 | -4.4 | 0.6 | -5 | -13 | -15 | -11.7 | -15 | 1.1 | -7.8 | -7.8 | -12.2 | -15.2 | -21.2 | -10 | -15 | -21.7 | -24.4 | -17.2 | -21.1 | 3.2 | -0.7 | 6.3 | -0.6 | 3.9 | 0.2 | 7 | 5.7 | -21.7 | -24.4 | -23.3 | -27.2 | 2.2 | -0.6 | 7.4 | 2.7 | 17.2 | 16.7 | -12.2 | -16.1 | -8 | -11 | 6.7 | 2.2 | 2.8 | -9.4 | 4.4 | -2.2 | 0.6 | -5.6 | -8.3 | -12.8 | 1.1 | -7.2 | -10 | -11.9 | -2.8 | -8.9 | -7.8 | -13.3 | 6.1 | -1.7 | -14 | -17 | 0.8 | 0.1 | 7.8 | 5.3 | -11.7 | -21.1 | -2.8 | -9.4 | -5 | -8 | 7.8 | 7.2 | 20 | 15.6 | -17.8 | -23.3 | 4.4 | 3.3 | -1.7 | -4.4 | -5 | -6.7 | 14.6 | 10.1 | 15 | -2.8 | 10.6 | 9.9 | 13.3 | 11.7 | 12.2 | 3.3 | -15 | -16.7 | -2 | -3.7 | -8.9 | -14.4 | 0.6 | -1.7 | -6.1 | -7.8 | 0.2 | 0 | 2.8 | 1.6 | -10 | -14.4 | 1.1 | -6.1
-5 | -8 | -14.4 | -18.3 | -6.7 | -7.8 | 2.8 | -1.1 | -9.8 | -12.7 | 10.6 | -3.9 | -2 | -6 | 10 | 7.8 | 12.2 | -9.4 | 3.7 | 3 | 4.4 | -0.6 | 10.6 | 7.9 | -10.6 | -14.7 | -2.2 | -8.3 | 13 | 12 | 15 | 14.4 | 16.7 | 12.2 | 0.7 | -1.9 | 11.7 | 10 | -3.3 | -3.9 | 22.8 | 18.9 | -5 | -7.2 | -3.3 | -6.1 | -1.7 | -5 | 6.5 | 6.5 | 1.7 | -6.1 | -0.4 | -2.5 | 6.1 | 4.4 | 7.2 | -4.4 | 0 | -4.4 | -13 | -15 | -12.8 | -15 | 0.6 | -10 | -7.2 | -11.7 | -14.8 | -20.2 | -10.6 | -15 | -22.8 | -25 | -17.8 | -21.7 | 2.8 | -1.1 | 5.6 | -1.1 | 3.3 | 0 | 6.1 | 4.4 | -23 | -25.5 | -24.1 | -29 | 1.7 | -0.6 | 7.6 | 3.1 | 17.2 | 16.7 | -10 | -14.4 | -7.8 | -11.1 | 6.1 | 1.7 | 2.2 | -8.3 | 3.9 | -2.2 | 1.1 | -2.8 | -8.9 | -13.9 | 0.6 | -9.4 | -10 | -11.9 | -2.8 | -8.3 | -8.9 | -13.3 | 3.9 | -2.2 | -14 | -18 | 0.9 | -0.1 | 7.8 | 5.5 | -11.7 | -20.6 | -2.8 | -8.9 | -4 | -8 | 6.7 | 6.1 | 20 | 15.6 | -18.3 | -23.9 | 3.3 | 2.8 | -2.8 | -4.4 | -4.4 | -6.1 | 13.9 | 10 | 13.3 | -2.8 | 10 | 9.4 | 13.3 | 12.2 | 11.7 | 2.8 | -16.1 | -17.2 | -3 | -4.2 | -8.9 | -14.4 | -0.6 | -2.8 | -7.2 | -7.8 | 0 | 0 | 2.8 | 1.6 | -9.4 | -14.2 | 3.9 | -3.3
-3 | -8 | -14.4 | -18.3 | -6.1 | -8.3 | 2.2 | -1.1 | -10.8 | -13.7 | 8.9 | -3.9 | -3 | -7 | 9.4 | 7.2 | 11.7 | -8.3 | 3.3 | 2.8 | 3.3 | 0 | 10.6 | 7.8 | -10.6 | -14.9 | -2.2 | -8.9 | 13 | 12 | 15 | 14.4 | 15.6 | 11.7 | -0.6 | -3.3 | 10.6 | 9.4 | -3.3 | -4.4 | 23.3 | 20 | -5.6 | -7.5 | -5.6 | -7.2 | -1.1 | -5 | 6.1 | 6.1 | 1.1 | -7.2 | 0 | -2.2 | 5.7 | 4 | 7.2 | -3.9 | 0 | -5 | -13 | -15 | -12.8 | -14.9 | -0.6 | -10.6 | -6.7 | -11.7 | -14.4 | -20 | -10.6 | -15.6 | -23.3 | -25.6 | -18.3 | -21.7 | 2.6 | -0.9 | 5.2 | -0.7 | 2.9 | 0 | 5 | 4 | -24.3 | -26.8 | -24.8 | -31.4 | 1.1 | 0 | 7.8 | 3.3 | 17.2 | 16.7 | -8.9 | -13.9 | -8.7 | -12.1 | 5.6 | 1.7 | 4.4 | -7.8 | 2.2 | -3.3 | 0 | -1.7 | -9.4 | -13.9 | 0 | -11.7 | -10 | -12.2 | -2.2 | -7.8 | -9.4 | -13.9 | 3.9 | -2.2 | -14 | -18 | 1.1 | 0 | 7.8 | 5.6 | -11.7 | -20 | -3.3 | -8.3 | -5 | -10 | 6.7 | 5.6 | 20 | 15.6 | -18.3 | -23.9 | 2.8 | 2.2 | -3.3 | -5 | -6.1 | -7.2 | 13.5 | 10 | 13.3 | -2.8 | 9.4 | 8.4 | 13.3 | 12.2 | 11.1 | 2.2 | -14.4 | -15.6 | -3.9 | -5 | -6.1 | -11.7 | -0.6 | -2.8 | -8.3 | -8.9 | 0 | 0 | 2.8 | 1.7 | -8.9 | -14.8 | 8.9 | -10
-3 | -7 | -14.4 | -17.8 | -5.6 | -8.9 | 2.2 | -1.1 | -11.7 | -15 | 8.3 | -6.7 | -2 | -6 | 8.3 | 6.7 | 10.6 | -7.8 | 3.7 | 2.1 | 2.8 | 0 | 10.7 | 7.9 | -10.6 | -15.6 | -4.4 | -9.4 | 13 | 12 | 15 | 14.4 | 13.3 | 11.1 | -1 | -3.4 | 10.6 | 8.3 | -3.9 | -4.4 | 22.2 | 20 | -6.1 | -8.1 | -3.3 | -5.6 | -1.7 | -5 | 7.6 | 7 | -1.7 | -7.8 | 0.2 | -1.8 | 5.4 | 3.7 | 7.2 | -3.9 | 0.6 | -5 | -13 | -15 | -13.3 | -14.8 | -0.6 | -10 | -6.1 | -10.6 | -14 | -18.9 | -10.6 | -15 | -21.7 | -24.4 | -20 | -22.8 | 2.4 | -0.9 | 4.8 | -0.5 | 2.6 | 0 | 3.9 | 3.3 | -25.6 | -28.3 | -25.6 | -35 | 1.1 | -0.6 | 7.8 | 3.3 | 17.8 | 16.7 | -7.2 | -12.2 | -9.7 | -13.7 | 6.1 | 0.6 | 3.9 | -8.9 | 2.2 | -3.3 | -0.6 | -1.1 | -9.4 | -15.6 | -0.6 | -12.2 | -10 | -11.9 | -1.7 | -7.2 | -10.6 | -14.4 | 2.8 | -2.8 | -15 | -18 | 0.9 | -0.2 | 7.2 | 5.2 | -11.1 | -19.4 | -3.9 | -8.3 | -7 | -12 | 5.6 | 5 | 19.4 | 15.6 | -17.8 | -23.9 | 0.6 | 0.6 | -3.3 | -5 | -6.1 | -6.7 | 13.2 | 10 | 12.2 | -2.2 | 8.9 | 7.2 | 13.3 | 12.2 | 9.4 | 2.2 | -16.1 | -17.2 | -4.3 | -5.3 | -4.4 | -11.1 | -0.6 | -2.2 | -9.4 | -10 | 0 | 0 | 2.6 | 1.9 | -8.3 | -16.1 | 4.4 | -7.8
-3 | -7 | -14.4 | -16.7 | -5.6 | -8.3 | 0.6 | -2.2 | -10.4 | -13.3 | 6.7 | -6.1 | -2 | -5 | 7.8 | 6.1 | 11.1 | -8.3 | 4 | 1.4 | 2.2 | -0.6 | 10.7 | 7.9 | -10.6 | -14.9 | -2.2 | -8.9 | 13 | 12 | 15 | 14.4 | 12.8 | 10.6 | -1.3 | -3.7 | 9.4 | 7.8 | -3.9 | -5 | 23.3 | 18.3 | -6.7 | -8.9 | -3.3 | -6.7 | -1.7 | -6.1 | 9.1 | 8.1 | -1.7 | -7.2 | 0.4 | -1.6 | 5 | 3.3 | 7.2 | -3.9 | -0.6 | -6.1 | -12 | -14 | -12.8 | -14.6 | -1.1 | -10.6 | -6.1 | -9.4 | -13.7 | -18.6 | -10.6 | -14.4 | -21.1 | -23.9 | -19.4 | -22.2 | 2.2 | -1.1 | 4.4 | -0.6 | 2.2 | 0 | 2.8 | 2.8 | -26.1 | -29 | -25.8 | -32.3 | 0.6 | -0.6 | 7.8 | 3.1 | 18.3 | 16.7 | -8.3 | -13.9 | -10.6 | -15.6 | 5 | -2.2 | 3.3 | -8.9 | 2.2 | -3.3 | -0.6 | -1.1 | -10 | -16.1 | -1.1 | -12.2 | -10 | -11.9 | -1.7 | -6.7 | -10.6 | -14.4 | 2.2 | -3.3 | -15 | -18 | 0.8 | -0.3 | 6.7 | 4.9 | -10.6 | -18.3 | -4.4 | -8.9 | -10 | -15 | 5 | 2.8 | 19.4 | 15.6 | -17.8 | -23.9 | -0.6 | -0.6 | -3.3 | -5.6 | -6.7 | -7.8 | 12.8 | 10 | 10.6 | -2.2 | 8.3 | 6.1 | 13.3 | 12.2 | 8.9 | 2.2 | -15 | -16.7 | -4.6 | -5.6 | -4.4 | -11.1 | -0.6 | -2.8 | -8.9 | -9.4 | 0 | 0 | 2.4 | 2 | -8.7 | -16.1 | 8.9 | -10
-5 | -8 | -14.4 | -16.7 | -6.7 | -8.9 | 0.6 | -1.7 | -9.1 | -12 | 6.1 | -7.8 | -1 | -5 | 6.7 | 5.6 | 10.6 | -7.8 | 4.4 | 0.6 | 2.2 | 0 | 10.7 | 8 | -10.6 | -14.7 | -5.6 | -10 | 13 | 12 | 15.6 | 14.4 | 11.7 | 8.9 | -1.7 | -4.4 | 8.9 | 7.8 | -4.4 | -5.6 | 23.3 | 19.4 | -7.4 | -9 | -2.8 | -6.1 | -3.9 | -6.1 | 10.6 | 8.9 | -4.4 | -8.9 | 0.6 | -1.7 | 5 | 3.3 | 7.2 | -3.9 | -1.7 | -6.7 | -12 | -14 | -12.8 | -14.5 | -1.1 | -10.6 | -3.9 | -7.8 | -13.3 | -18.9 | -10.6 | -15 | -20 | -22.8 | -20 | -23.3 | 2 | -1.4 | 4 | -1.4 | 1.7 | -0.2 | 2.4 | 2.4 | -26.7 | -30.2 | -25.9 | -30.9 | 0 | -1.1 | 7.8 | 2.8 | 18.3 | 16.1 | -8.3 | -13.3 | -11 | -15.4 | 3.3 | 0 | 2.8 | -3.9 | 1.1 | -3.9 | 0 | -1.1 | -10.6 | -16.7 | -2.8 | -13.9 | -10 | -12.2 | -1.1 | -6.7 | -10.6 | -15 | 1.7 | -3.3 | -16 | -18 | 0.6 | -0.6 | 6.1 | 4.4 | -10 | -17.2 | -5 | -8.3 | -10 | -15 | 4.4 | 2.2 | 19.4 | 16.7 | -18.3 | -23.9 | -1.1 | -1.1 | -2.8 | -5.6 | -6.1 | -6.7 | 12.6 | 9.6 | 6.7 | -6.1 | 7 | 5.3 | 13.3 | 12.2 | 6.7 | 1.7 | -14.4 | -16.1 | -5 | -6.1 | -4.4 | -8.9 | 0 | -3.3 | -8.3 | -9.4 | 0 | 0 | 2.2 | 2.2 | -9 | -17.3 | 7.2 | -10.6
-7 | -10 | -14.4 | -16.7 | -7.2 | -8.9 | 1.1 | -1.7 | -7.8 | -11.1 | 5.6 | -7.8 | -2 | -5 | 5 | 3.9 | 9.4 | -7.8 | 4.4 | 0.2 | 1.7 | -0.6 | 10.8 | 8 | -10.6 | -15 | -6.1 | -10.6 | 13 | 12 | 15 | 13.9 | 11.1 | 7.8 | -1.9 | -4.1 | 8.3 | 7.2 | -4.4 | -6.1 | 21.7 | 19.4 | -8.2 | -9.5 | -3.3 | -5.6 | -2.8 | -6.1 | 11.1 | 9.7 | -2.8 | -7.2 | 0.8 | -1.1 | 5 | 3.3 | 6.7 | -3.9 | -2.2 | -7.2 | -11 | -12 | -13.3 | -14.3 | -1.7 | -11.1 | -2.8 | -4.4 | -12.9 | -17.4 | -10.6 | -15.6 | -20.6 | -23.3 | -20 | -23.3 | 1.9 | -1.8 | 3.7 | -2 | 1.1 | -0.3 | 2.1 | 2.1 | -27.2 | -31.7 | -26.1 | -30 | 0 | -2.8 | 8.2 | 2.9 | 18.3 | 16.7 | -7.2 | -12.2 | -11.3 | -15.7 | 3.3 | 0 | 0 | -2.2 | 1.1 | -3.9 | 0 | -3.9 | -11.7 | -16.1 | -3.3 | -12.8 | -9.8 | -11.9 | -1.1 | -6.1 | -11.7 | -15.6 | 1.1 | -3.3 | -16 | -20 | 0.6 | -0.3 | 5.5 | 3.2 | -8.9 | -17.2 | -5.6 | -10 | -11 | -17 | 5 | 2.8 | 15.6 | 13.9 | -18.9 | -23.9 | -1.7 | -1.7 | -2.8 | -4.4 | -7.2 | -8.3 | 12.4 | 9.3 | 7.2 | -5.6 | 5.7 | 4.7 | 14.4 | 12.8 | 4.4 | 1.7 | -13.9 | -15.6 | -5.7 | -6.3 | -5 | -6.7 | -1.1 | -3.3 | -8.9 | -10 | 0 | 0 | 1.5 | 1.1 | -9.4 | -19.4 | 8.3 | -10
-8 | -12 | -14.4 | -16.7 | -7.8 | -9.4 | 1.1 | -1.1 | -7.6 | -10.6 | 5 | -8.3 | -2 | -5 | 5.6 | 5 | 10 | -8.3 | 4.4 | -0.2 | 0.6 | -1.1 | 10.8 | 8.1 | -10.4 | -14.7 | -6.1 | -10.6 | 13 | 12 | 15 | 13.9 | 10 | 7.2 | -2 | -4.1 | 8.9 | 7.2 | -5.6 | -6.7 | 22.2 | 19.4 | -8.9 | -10 | -2.8 | -5.6 | -3.3 | -6.7 | 11.7 | 10.8 | -2.2 | -7.2 | 0.9 | -0.8 | 5 | 3.3 | 6.1 | -3.3 | -2.2 | -7.2 | -10 | -11 | -12.8 | -14.2 | -1.7 | -10.6 | -1.7 | -5 | -12.6 | -16.5 | -10.6 | -14.4 | -19.4 | -22.2 | -20 | -23.3 | 1.7 | -2.8 | 3.3 | -3.3 | 0.6 | -0.6 | 1.7 | 1.7 | -27 | -31.2 | -26.8 | -31.3 | 0 | -2.8 | 8.5 | 2.9 | 18.9 | 16.1 | -7.8 | -12.8 | -11.7 | -16.7 | 3.3 | 0 | -2.8 | -7.8 | 2.2 | -2.8 | -0.6 | -3.9 | -11.7 | -16.7 | -3.9 | -13.3 | -9.6 | -12 | -0.6 | -6.1 | -11.7 | -15.6 | 0 | -3.9 | -16 | -18 | 0.6 | -0.1 | 5 | 1.8 | -8.9 | -16.7 | -5.6 | -10 | -13 | -20 | 5 | 3.3 | 15 | 14.4 | -20 | -25 | -1.7 | -1.7 | -1.1 | -3.9 | -8.3 | -8.9 | 12.2 | 8.9 | 7.2 | -6.1 | 4.4 | 3.9 | 14.4 | 13.3 | 4.4 | 1.1 | -16.7 | -18.3 | -6.5 | -6.8 | -5 | -7.2 | -1.7 | -3.9 | -7.8 | -9.4 | 0 | 0 | 0.7 | 0 | -9.4 | -19.4 | 8.3 | -11.1
-9 | -12 | -14.4 | -16.7 | -8.9 | -10.6 | 1.1 | -0.6 | -7.4 | -10.4 | 5.6 | -8.3 | -2 | -5 | 5 | 3.3 | 9.4 | -8.3 | 4.4 | -0.6 | 1.1 | -1.1 | 10.9 | 8.1 | -10.2 | -14.8 | -7.2 | -11.1 | 13 | 12 | 15 | 14.4 | 10 | 7.2 | -2.2 | -4.4 | 6.7 | 6.1 | -6.1 | -7.2 | 22.2 | 18.9 | -8.2 | -9.5 | -2.2 | -5.6 | -2.8 | -6.1 | 12.2 | 11.7 | -2.2 | -7.8 | 1.1 | -0.6 | 5.2 | 3.5 | 6.1 | -3.9 | -2.2 | -7.2 | -9 | -10 | -13.3 | -14 | -3.3 | -11.7 | -1.7 | -5.6 | -12.2 | -16.1 | -10.6 | -13.9 | -18.9 | -21.1 | -18.9 | -22.2 | 1.1 | -2.8 | 2 | -3.1 | 0.4 | -0.8 | 1.5 | 1.5 | -26.9 | -31.2 | -27.6 | -33 | -0.6 | -4.4 | 8.9 | 2.8 | 19.4 | 16.7 | -7.8 | -13.3 | -12.4 | -16.6 | 3.9 | -1.1 | -1.7 | -8.9 | 2.2 | -1.7 | -0.6 | -4.4 | -12.8 | -16.7 | -4.4 | -13.9 | -9.4 | -12.2 | -0.6 | -6.1 | -12.2 | -15.6 | 0 | -3.9 | -13 | -17 | 0.6 | 0 | 4.4 | 0.6 | -8.3 | -16.7 | -6.7 | -9.4 | -15 | -21 | 5.6 | 3.9 | 13.9 | 12.8 | -18.9 | -24.4 | -1.7 | -1.7 | -1.7 | -4.4 | -7.8 | -8.3 | 11.5 | 8.9 | 6.1 | -6.7 | 4 | 3.3 | 13.9 | 13.9 | 3.9 | 0.6 | -14.4 | -17.2 | -7.2 | -7.2 | -5 | -8.3 | -0.6 | -5 | -8.3 | -9.4 | 0.2 | 0 | 0 | -1.1 | -9.4 | -20.5 | 6.7 | -12.8
-6 | -11 | -13.9 | -16.1 | -10 | -11.7 | 1.1 | 0 | -7.2 | -10.6 | 5 | -7.8 | -5 | -7 | 3.3 | 2.2 | 9.4 | -8.3 | 2.6 | -0.9 | 0.6 | -1.1 | 11 | 8.2 | -10 | -15.6 | -7.8 | -11.7 | 13 | 13 | 14.4 | 14.4 | 8.9 | 7.2 | -2.8 | -4.7 | 6.7 | 5.6 | -5.6 | -7.8 | 22.8 | 18.3 | -7.4 | -9 | -3.9 | -6.7 | -1.1 | -5.6 | 12.2 | 11.6 | -2.8 | -7.8 | 1.1 | -0.4 | 5.4 | 3.7 | 5.6 | -5 | -2.8 | -7.2 | -8 | -9 | -11.7 | -13.9 | -3.9 | -12.8 | -1.1 | -5.6 | -12.2 | -15.5 | -10.6 | -14.4 | -18.3 | -20.6 | -16.7 | -21.1 | 0.6 | -3.4 | 0.7 | -3.2 | 0.2 | -1.1 | 1.3 | 1.3 | -26.7 | -31.7 | -28.3 | -35.6 | -0.6 | -3.3 | 9.1 | 2 | 13.9 | 13.9 | -7.8 | -12.8 | -13.2 | -17.4 | 2.8 | -1.1 | -3.9 | -9.4 | 2.2 | -2.2 | -1.7 | -6.1 | -13.9 | -17.2 | -5 | -13.9 | -9 | -11.6 | 0 | -6.1 | -12.8 | -15.6 | 0 | -3.9 | -12 | -15 | 0.6 | -0.3 | 3.9 | 0 | -8.3 | -16.7 | -6.7 | -10 | -16 | -21 | 6.1 | 4.4 | 13.3 | 13.3 | -19.4 | -24.4 | -1.7 | -1.7 | -1.7 | -3.9 | -9.4 | -10 | 10.7 | 9 | 6.1 | -4.4 | 3.7 | 2.8 | 13.9 | 13.9 | 4.4 | 0.6 | -16.1 | -18.3 | -7.4 | -7.4 | -4.4 | -9.4 | -1.7 | -6.7 | -7.2 | -7.8 | 0.4 | 0 | -0.7 | -1.3 | -9.4 | -23.3 | 6.1 | -3.9
-9 | -12 | -13.9 | -16.1 | -7.8 | -11.1 | 1.1 | 0.6 | -7.2 | -10.2 | 3.9 | -7.2 | -2 | -7 | 5 | 3.9 | 10 | -8.9 | 0.7 | -1.3 | 1.1 | -0.6 | 11 | 8.2 | -10.2 | -15.6 | -7.8 | -10.6 | 13 | 13 | 14.4 | 14.4 | 8.3 | 6.7 | -3.3 | -5.2 | 8.3 | 7.8 | -6.1 | -8.3 | 22.8 | 18.3 | -6.7 | -8.9 | -6.7 | -7.8 | -1.1 | -5.6 | 12.2 | 11.6 | -2.8 | -7.8 | 1.1 | -0.4 | 5.6 | 3.9 | 6.1 | -5 | -3.3 | -7.2 | -7 | -8 | -11.7 | -13.9 | -4.4 | -12.8 | -1.1 | -5.6 | -12.2 | -15.3 | -11.1 | -15.6 | -17.8 | -20 | -16.1 | -21.1 | 0 | -4.4 | -0.6 | -3.9 | 0 | -1.7 | 1.1 | 1.1 | -26.5 | -31 | -28.5 | -34.2 | -1.1 | -2.8 | 9.2 | 0.6 | 13.3 | 13.3 | -7.8 | -14.4 | -13.9 | -18.3 | 2.2 | -0.6 | -5 | -8.9 | 1.7 | -2.8 | -1.7 | -6.7 | -15.6 | -17.8 | -5.6 | -13.9 | -8.7 | -11.5 | 0 | -6.1 | -13.3 | -16.7 | 1.1 | -3.3 | -11 | -14 | 0.6 | -0.6 | 3.3 | -0.5 | -8.3 | -16.7 | -6.7 | -9.4 | -18 | -25 | 6.7 | 5.6 | 13.3 | 13.3 | -19.4 | -25 | -1.1 | -1.1 | -1.1 | -3.9 | -8.3 | -8.9 | 10 | 8.9 | 6.1 | -7.8 | 3.3 | 2.2 | 15 | 15 | 4.4 | 0 | -16.7 | -18.3 | -7.6 | -7.6 | -5 | -9.4 | -4.4 | -5.6 | -6.7 | -7.8 | 0.6 | 0 | -1.5 | -1.9 | -8.9 | -21.2 | 4.4 | -1.7
-10 | -13 | -13.3 | -15.6 | -4.4 | -7.8 | 1.7 | 1.1 | -7.2 | -10.2 | 4.4 | -7.8 | 0 | -12 | 5 | 4.4 | 7.8 | -6.7 | -1.1 | -2.2 | 0 | -1.7 | 11.1 | 8.3 | -10.4 | -16.2 | -7.8 | -11.1 | 13 | 13 | 13.9 | 13.3 | 7.8 | 6.7 | -3.9 | -6.1 | 7.2 | 5 | -6.7 | -8.3 | 22.8 | 18.9 | -5.2 | -7.4 | -6.1 | -7.2 | -0.6 | -5.6 | 12.2 | 11.7 | -2.2 | -8.9 | 1.1 | -0.6 | 5.8 | 4 | 6.1 | -0.6 | -3.3 | -8.9 | -7 | -8 | -11.1 | -13.9 | -5.6 | -13.3 | -1.1 | -5 | -12.2 | -15.6 | -10.6 | -14.4 | -17.8 | -20 | -14.4 | -20 | 0.4 | -3.9 | 0.3 | -3.5 | 0.4 | -1.6 | 2 | 2 | -26.3 | -30.8 | -28.7 | -33.6 | -1.1 | -2.8 | 9.4 | -0.6 | 13.3 | 13.3 | -7.8 | -13.3 | -14.3 | -18.4 | 1.7 | 0 | -6.7 | -11.1 | 2.2 | -2.2 | -1.7 | -7.2 | -17.2 | -19.4 | -5.6 | -13.9 | -8.3 | -11.7 | 0 | -6.7 | -12.8 | -16.7 | -0.6 | -3.9 | -10 | -12 | 0.6 | -1.1 | 2.8 | -1.1 | -8.3 | -16.7 | -6.1 | -9.4 | -17 | -25 | 6.7 | 6.1 | 12.8 | 12.8 | -20.6 | -25.6 | -0.6 | -0.6 | -1.1 | -3.3 | -6.1 | -7.2 | 11.9 | 9.7 | 3.3 | -3.3 | 3.7 | 2.7 | 16.7 | 16.1 | 3.3 | -0.6 | -17.2 | -18.9 | -7.8 | -7.8 | -4.4 | -9.4 | -1.7 | -5.6 | -6.7 | -7.8 | 0.6 | -0.5 | -2.2 | -2.2 | -8.3 | -20.7 | 3.9 | -2.2
-10 | -13 | -13.3 | -15.6 | -3.3 | -6.7 | 2.8 | 2.2 | -7.2 | -10.6 | 4.4 | -7.2 | 0 | -14 | 5.6 | 4.4 | 10.6 | -7.8 | -0.5 | -1.5 | 0.6 | -1.1 | 11.8 | 8.3 | -10.6 | -17.8 | -6.7 | -10 | 13 | 13 | 14.4 | 14.4 | 8.3 | 6.1 | -0.2 | -3 | 7.2 | 4.4 | -6.7 | -8.3 | 23.3 | 18.9 | -3.7 | -5.9 | -6.7 | -7.8 | -0.6 | -5.6 | 9.8 | 9.2 | -1.1 | -10.6 | 1.8 | -0.1 | 5.9 | 3.9 | 7.2 | 0.6 | -2.8 | -6.1 | -7 | -8 | -10 | -13.3 | -5.6 | -14.4 | -1.7 | -4.4 | -12 | -14.5 | -10.6 | -14.4 | -19.4 | -21.1 | -15 | -19.4 | 0.7 | -3.8 | 1.3 | -3.7 | 0.7 | -2.1 | 3 | 3 | -26.1 | -31.1 | -28.9 | -33.3 | -1.1 | -2.8 | 10 | 1.4 | 12.8 | 12.8 | -8.9 | -13.9 | -14.6 | -18.9 | 1.1 | 0 | -6.1 | -10.6 | 3.3 | -1.7 | -3.9 | -8.3 | -17.8 | -20.6 | -5.6 | -13.9 | -8.3 | -11.1 | 0.6 | -6.1 | -13.3 | -16.1 | 0.6 | -3.3 | -10 | -12 | 1 | -0.5 | 3.7 | -0.4 | -8.3 | -16.1 | -6.7 | -10 | -16 | -24 | 7.2 | 6.1 | 12.8 | 12.8 | -20 | -25 | -0.6 | -0.6 | -1.1 | -3.3 | -5 | -6.7 | 13.7 | 10.2 | 6.7 | -7.2 | 4 | 3 | 17.8 | 16.7 | 3.9 | 0 | -16.1 | -17.8 | -6.7 | -6.8 | -5 | -9.4 | -3.3 | -3.9 | -6.7 | -7.8 | 0.6 | -0.9 | -1.3 | -1.4 | -7.8 | -21.7 | 4.4 | -1.7
-12 | -15 | -12.8 | -16.7 | 2.2 | -3.3 | 3.3 | 2.8 | -6.8 | -10.2 | 7.8 | -6.7 | 1 | -14 | 6.7 | 5.6 | 11.1 | -6.1 | 0 | -1 | 2.8 | -0.6 | 12.6 | 8.5 | -8.9 | -15.9 | -5 | -8.9 | 13 | 13 | 17.2 | 16.1 | 9.4 | 6.7 | 3.5 | -0.6 | 8.9 | 4.4 | -5.6 | -7.8 | 24.4 | 19.4 | -2.2 | -5 | -3.3 | -7.2 | 0 | -5 | 7.4 | 6.8 | -1.1 | -10.6 | 2.6 | 0.1 | 6.1 | 3.9 | 8.3 | 0.6 | -1.7 | -5.6 | -6 | -7 | -9.4 | -13.3 | -3.9 | -14.4 | -1.1 | -5 | -11.9 | -13.8 | -11.1 | -15 | -20 | -21.7 | -13.9 | -18.9 | 1.1 | -4.4 | 2.2 | -4.4 | 1.1 | -2.8 | 3.9 | 3.9 | -24.6 | -29.3 | -28 | -31.8 | -0.6 | -3.3 | 10.5 | 3.3 | 13.9 | 13.9 | -11.7 | -14.4 | -15 | -20 | 1.7 | 0 | -1.7 | -9.4 | 3.9 | -1.1 | -2.8 | -7.8 | -15.6 | -19.4 | -5.6 | -13.9 | -8.3 | -10.8 | 1.1 | -6.1 | -11.1 | -15 | 1.7 | -2.2 | -10 | -13 | 1.3 | 0 | 4.7 | 0.3 | -7.2 | -15.6 | -6.1 | -10 | -17 | -24 | 7.8 | 6.7 | 12.8 | 12.8 | -18.3 | -23.9 | 0 | 0 | 1.7 | -1.7 | -3.9 | -5.6 | 15.6 | 10.6 | 6.7 | -0.6 | 4.4 | 3.3 | 18.3 | 17.2 | 8.9 | 2.2 | -13.9 | -15 | -5.5 | -5.8 | -4.4 | -9.4 | -1.7 | -4.4 | -6.1 | -7.2 | 0.6 | -1.7 | -0.3 | -0.7 | -4.5 | -15.7 | 5 | -3.9
-11 | -15 | -12.8 | -15.6 | 3.3 | -1.7 | 5 | 4.4 | -6.5 | -10.4 | 10.6 | -6.1 | 2 | -15 | 7.8 | 6.7 | 14.4 | -8.3 | 0.6 | -0.6 | 4.4 | 0.6 | 13.3 | 8.3 | -7.3 | -14.8 | -3.3 | -8.3 | 14 | 14 | 21.1 | 17.2 | 11.1 | 6.1 | 7.2 | 1.7 | 10 | 5.6 | -3.3 | -6.7 | 26.7 | 18.9 | -1.3 | -4.3 | -2.2 | -6.1 | 0.6 | -5 | 5 | 4.4 | -1.1 | -11.1 | 3.3 | 0.6 | 6.7 | 4.4 | 8.9 | 1.1 | 0.6 | -5 | -5 | -7 | -8.3 | -12.2 | -3.3 | -13.9 | 0 | -4.4 | -11.7 | -13.3 | -10 | -15 | -17.2 | -19.4 | -12.8 | -17.8 | 2.2 | -3.8 | 3.3 | -3.5 | 3 | -2.4 | 5.4 | 4.8 | -23.2 | -28 | -27 | -30.7 | 1.1 | -3.9 | 11.1 | 5 | 13.9 | 13.9 | -10 | -13.9 | -15 | -19.4 | 1.7 | 1.1 | 0 | -11.1 | 5 | -0.6 | -0.6 | -7.8 | -12.8 | -18.3 | -4.4 | -13.9 | -8.3 | -11.1 | 1.7 | -5.6 | -9.4 | -14.4 | 7.2 | -0.6 | -10 | -13 | 1.7 | 0.6 | 5.6 | 0.6 | -6.1 | -15.6 | -5.6 | -8.9 | -15 | -24 | 10 | 7.8 | 13.3 | 12.8 | -13.9 | -20 | 1.1 | 1.1 | 3.9 | -1.1 | -2.8 | -5.6 | 17.6 | 11.7 | 12.2 | -2.2 | 6.3 | 4.3 | 18.9 | 18.3 | 11.7 | 0 | -12.2 | -14.4 | -4.4 | -5 | -3.3 | -9.4 | 0.6 | -6.7 | -5.6 | -6.7 | 1.1 | -2 | 0.6 | 0 | -1.1 | -11.4 | 6.7 | -2.8
-9 | -14 | -12.8 | -15.6 | 3.3 | -1.1 | 7.2 | 6.7 | -6.1 | -11.1 | 12.2 | -5 | 3 | -15 | 9.4 | 7.8 | 16.7 | -8.3 | 2.6 | 1 | 5.6 | 1.1 | 14.1 | 8.7 | -5.6 | -15 | -1.7 | -7.8 | 16 | 14 | 22.8 | 17.2 | 13.3 | 6.7 | 9.6 | 1.2 | 13.3 | 6.1 | -0.6 | -4.4 | 25.6 | 18.9 | -0.3 | -3.9 | -5 | -7.8 | 1.7 | -5 | 4.4 | 3.7 | -0.6 | -11.1 | 4.6 | 0.7 | 7.2 | 4.7 | 10 | 2.2 | 2.2 | -3.9 | -2 | -5 | -6.7 | -10 | -2.8 | -15 | 0.6 | -4.4 | -11.1 | -13.3 | -10 | -15 | -14.4 | -17.2 | -11.1 | -16.7 | 3.3 | -3.7 | 4.5 | -3.1 | 4.8 | -3.1 | 6.8 | 5.8 | -21.7 | -27.2 | -26.1 | -30 | 1.7 | -3.3 | 13.1 | 7.1 | 15.6 | 15 | -8.3 | -13.3 | -15 | -19.4 | 4.4 | 1.1 | 1.7 | -8.9 | 6.1 | -0.6 | 1.7 | -7.8 | -10.6 | -15 | -2.8 | -12.8 | -7.8 | -10.6 | 2.8 | -5 | -7.8 | -15 | 11.7 | -0.6 | -9 | -12 | 2.2 | 1 | 6.1 | 0.4 | -4.4 | -14.4 | -5.6 | -8.3 | -13 | -23 | 11.1 | 8.3 | 13.3 | 12.8 | -11.7 | -17.2 | 1.7 | 1.7 | 5.6 | -1.1 | -1.7 | -5 | 19.7 | 13 | 13.9 | -1.7 | 8.1 | 4.9 | 20.6 | 18.9 | 13.9 | -1.1 | -10.6 | -13.9 | -3.1 | -4.6 | -2.8 | -10 | 1.1 | -5 | -5.6 | -7.8 | 1.7 | -2.6 | 4.1 | 2 | 2.2 | -8.3 | 1.7 | -2.8
-10 | -15 | -12.2 | -16.1 | 5 | 0 | 10.6 | 10.6 | -5.5 | -10.4 | 14.4 | -3.9 | 3 | -15 | 10.6 | 6.7 | 17.2 | -8.3 | 4.7 | 2.4 | 6.7 | 1.7 | 14.8 | 9.2 | -4.5 | -14.1 | 0.6 | -6.7 | 18 | 16 | 23.3 | 17.2 | 15 | 7.2 | 12 | -0.2 | 15 | 5.6 | 1.7 | -2.2 | 27.8 | 19.4 | 0.6 | -4.4 | -3.9 | -6.7 | 1.7 | -4.4 | 3.9 | 2.9 | -0.6 | -11.1 | 5.9 | 1 | 7.8 | 5 | 11.1 | 3.3 | 1.7 | -3.9 | 0 | -3 | -5.6 | -7.8 | -1.7 | -15 | 1.7 | -3.9 | -10.6 | -13.6 | -7.2 | -11.7 | -13.3 | -17.2 | -9.4 | -15 | 4.4 | -4.4 | 5.6 | -3.3 | 6.7 | -4.4 | 8.3 | 6.7 | -20 | -25.2 | -25.2 | -28.7 | 2.8 | -4.4 | 15.2 | 9.4 | 15.6 | 15 | -6.7 | -12.2 | -15 | -20 | 5 | 0.6 | 3.3 | -8.9 | 6.7 | 0 | 1.1 | -7.8 | -9.4 | -14.4 | -2.2 | -11.7 | -7.2 | -10.6 | 3.3 | -5 | -6.1 | -16.1 | 12.8 | -0.6 | -9 | -13 | 2.8 | 1.6 | 6.7 | 0 | -5 | -15 | -5 | -8.9 | -13 | -23 | 12.2 | 8.9 | 10.6 | 8.9 | -8.9 | -16.1 | 3.3 | 3.3 | 6.7 | -1.1 | 0.6 | -6.7 | 21.7 | 13.9 | 15 | 0.6 | 10 | 5.6 | 22.2 | 19.4 | 15 | -0.6 | -8.3 | -13.3 | -1.9 | -4.5 | -1.7 | -9.4 | 2.2 | -5 | -5.6 | -8.3 | 2.2 | -3.9 | 7.6 | 3.7 | 2.8 | -7.9 | 0.6 | -0.6
-7 | -12 | -11.7 | -15 | 6.1 | 0 | 10.6 | 10.6 | -5 | -10.3 | 15.6 | -3.9 | 3 | -15 | 11.7 | 6.7 | 17.8 | -10 | 6.7 | 3.9 | 7.8 | 2.2 | 15.6 | 9.4 | -3.3 | -14 | 3.3 | -6.7 | 21 | 17 | 25.6 | 16.7 | 15.6 | 7.8 | 14.4 | -2.8 | 15 | 5.6 | 3.3 | -1.1 | 28.3 | 18.3 | 0.8 | -3.6 | -2.2 | -5.6 | 1.7 | -3.9 | 3.3 | 2.2 | -0.6 | -11.1 | 7.2 | 1.1 | 7.8 | 5.5 | 11.1 | 5 | 2.8 | -5 | 1 | -1 | -4.4 | -6.7 | -1.1 | -15 | 2.2 | -4.4 | -10 | -14.4 | -5.6 | -10 | -12.8 | -16.7 | -8.3 | -14.4 | 4.4 | -3.6 | 5.2 | -2.7 | 6.7 | -3.6 | 10 | 7.1 | -18.4 | -23.7 | -24.2 | -27.6 | 2.8 | -4.4 | 17.2 | 11.7 | 15 | 14.4 | -6.1 | -11.7 | -15.2 | -19.6 | 6.1 | 0.6 | 4.4 | -6.7 | 6.7 | -0.6 | 2.2 | -8.9 | -7.2 | -14.4 | -1.7 | -11.7 | -6.7 | -11.1 | 3.9 | -4.4 | -4.4 | -15.6 | 14.4 | -1.7 | -8 | -12 | 3.3 | 2.2 | 7.2 | -0.6 | -3.9 | -13.9 | -3.9 | -8.3 | -12 | -22 | 13.3 | 9.4 | 10.6 | 6.1 | -6.1 | -16.1 | 5 | 5 | 7.2 | -0.6 | 1.1 | -7.2 | 22.6 | 13.4 | 16.7 | -0.6 | 11.1 | 6.3 | 24.4 | 20.6 | 15.6 | 0 | -8.3 | -12.8 | -0.6 | -5 | -1.1 | -8.9 | 3.3 | -4.4 | -5.6 | -7.8 | 2 | -3.8 | 11.1 | 5 | 3.3 | -8.6 | -0.6 | -1.7
-8 | -12 | -11.7 | -15 | 8.3 | 0.6 | 6.1 | 6.1 | -4.4 | -11.1 | 16.1 | -3.3 | 3 | -15 | 12.8 | 7.8 | 16.1 | -1.1 | 6.9 | 3.5 | 7.2 | 0.6 | 14.7 | 9.7 | -2.2 | -16.1 | 3.3 | -5.6 | 21 | 17 | 22.8 | 17.8 | 15.6 | 7.2 | 15 | -2.1 | 15 | 3.9 | 5.6 | -0.6 | 28.3 | 17.2 | 0.9 | -3.5 | -1.7 | -6.1 | 0 | -1.1 | 3.5 | 1.9 | -0.6 | -10.6 | 7.6 | 0.1 | 7.8 | 5.8 | 10.6 | 4.4 | 2.2 | -5.6 | 2 | 0 | -2.8 | -6.1 | -1.1 | -16.7 | 2.2 | -3.9 | -9.4 | -14.2 | -4.4 | -11.1 | -11.7 | -15.6 | -7.2 | -13.3 | 4.4 | -3.2 | 4.8 | -2.4 | 6.7 | -3.6 | 11.6 | 7.5 | -16.7 | -22.8 | -23.3 | -27.2 | 2.8 | -5.6 | 17 | 12.2 | 14.4 | 14.4 | -5 | -11.7 | -15.4 | -19.8 | 7.2 | -5 | 3.9 | -5 | 7.8 | 0.6 | 2.8 | -10 | -5.6 | -13.9 | -1.1 | -10.6 | -6.7 | -10.9 | 3.9 | -5.6 | -3.9 | -15 | 15.6 | -2.2 | -8 | -12 | 3.5 | 1.7 | 6.7 | -0.9 | -2.8 | -15.6 | -4.4 | -7.8 | -12 | -21 | 14.4 | 9.4 | 6.7 | 2.8 | -5 | -16.7 | 13.9 | 10 | 7.2 | -1.1 | 2.8 | -7.2 | 23.5 | 13.1 | 17.8 | 0 | 12.2 | 6.7 | 24.4 | 20.6 | 16.7 | 0 | -7.2 | -12.2 | -0.2 | -4.1 | -0.6 | -7.8 | 3.9 | -5 | -5.6 | -7.8 | 1.9 | -4.1 | 11.8 | 4.5 | 3.9 | -10.6 | -1.1 | -2.8
-5 | -10 | -11.7 | -15 | 9.4 | 1.1 | 7.2 | 7.2 | -4.8 | -11 | 17.2 | -2.8 | 3 | -16 | 12.8 | 8.3 | 15 | -1.1 | 7 | 3.3 | 8.3 | 0 | 13.7 | 10 | -2.8 | -14.7 | 3.3 | -4.4 | 20 | 18 | 21.1 | 17.8 | 16.7 | 7.2 | 15.5 | -2.6 | 15 | 3.3 | 6.7 | -0.6 | 27.2 | 17.2 | 1.1 | -3.9 | -1.7 | -5 | -0.6 | -1.1 | 3.7 | 1.4 | -0.6 | -8.9 | 7.9 | -1.2 | 7.8 | 6.1 | 9.4 | 3.3 | 2.2 | -5 | 2 | 0 | -2.2 | -6.1 | -1.1 | -15.6 | 1.7 | -3.3 | -8.9 | -14.8 | -3.9 | -11.1 | -11.7 | -15.6 | -7.2 | -12.8 | 4.4 | -3.3 | 4.4 | -2.8 | 6.7 | -3.9 | 13.3 | 7.8 | -16.3 | -22 | -23.7 | -27 | 2.8 | -5 | 16.9 | 12.9 | 14.4 | 13.9 | -4.4 | -11.1 | -15.6 | -20.6 | 7.2 | -3.3 | 3.3 | -4.4 | 7.8 | 0.6 | 1.7 | -9.4 | -5 | -12.2 | -0.6 | -10.6 | -6.7 | -11.2 | 3.9 | -5 | -2.8 | -16.7 | 16.1 | -1.7 | -8 | -11 | 3.7 | 1.1 | 6.1 | -1.4 | -2.8 | -15 | -4.4 | -7.2 | -12 | -21 | 15.6 | 10.6 | 5.6 | 0.6 | -4.4 | -16.7 | 15 | 9.4 | 6.1 | -1.1 | 2.2 | -6.1 | 24.4 | 12.2 | 19.4 | -0.6 | 13.3 | 7.2 | 23.9 | 20.6 | 17.8 | -0.6 | -7.2 | -12.2 | 0.2 | -3.8 | 0 | -7.8 | 3.9 | -5.6 | -6.1 | -8.3 | 1.7 | -5 | 12.6 | 4.1 | 2.4 | -9.9 | -0.6 | -2.2
-5 | -10 | -11.7 | -14.4 | 8.9 | 1.1 | 7.2 | 7.2 | -5.2 | -11.6 | 16.7 | -2.8 | 2 | -17 | 13.3 | 8.3 | 14.4 | -1.7 | 7.2 | 2.8 | 8.3 | 0 | 12.8 | 10 | -3.3 | -15.2 | 2.2 | -4.4 | 19 | 17 | 20.6 | 17.2 | 16.7 | 7.2 | 16.1 | -2.8 | 14.4 | 3.9 | 6.7 | -0.6 | 26.7 | 17.2 | 0 | -3.8 | -1.7 | -4.4 | 0.6 | -1.1 | 3.9 | 1.1 | -1.7 | -6.1 | 8.3 | -2.8 | 8 | 6.5 | 8.9 | 3.3 | 2.2 | -5.6 | 2 | -1 | -2.8 | -6.1 | -2.8 | -15 | 1.7 | -3.3 | -8.3 | -16.1 | -3.9 | -11.1 | -12.2 | -15.6 | -7.8 | -12.8 | 4 | -3.1 | 4 | -2.3 | 6.1 | -3.4 | 11.5 | 7.8 | -16 | -21.7 | -24 | -27.1 | 1.7 | -4.4 | 16.7 | 13.3 | 14.4 | 13.9 | -2.8 | -10.6 | -16.1 | -20.3 | 6.7 | -5.6 | 2.8 | -3.9 | 7.8 | 0.6 | 1.1 | -8.9 | -5 | -11.1 | -0.6 | -9.4 | -6.7 | -12.2 | 3.9 | -3.9 | -2.8 | -15.6 | 14.4 | -1.1 | -8 | -12 | 3.9 | 0.6 | 5.6 | -2.2 | -3.3 | -16.1 | -4.4 | -7.2 | -12 | -18 | 16.7 | 10.6 | 4.4 | -1.7 | -4.4 | -16.7 | 14.4 | 8.3 | 5 | -1.7 | 1.7 | -6.7 | 22.7 | 13.8 | 18.3 | -1.1 | 12.2 | 7.3 | 24.4 | 20.6 | 17.8 | -0.6 | -7.2 | -12.2 | 0.6 | -3.9 | 0 | -7.8 | 3.3 | -5.6 | -5.6 | -8.3 | 0.4 | -4.8 | 13.3 | 3.3 | 0.9 | -10.2 | -1.1 | -2.2
-6 | -11 | -11.7 | -15 | 7.2 | 0.6 | 7.8 | 7.8 | -5.6 | -13.3 | 15.6 | -2.2 | 1 | -16 | 11.7 | 7.8 | 14.4 | -2.8 | 6.3 | 2.9 | 8.3 | 1.1 | 12.6 | 10 | -3.9 | -16.7 | 2.2 | -5.6 | 18 | 18 | 18.9 | 16.1 | 16.1 | 7.8 | 12.4 | 0.2 | 12.8 | 3.9 | 6.7 | 1.1 | 25.6 | 17.8 | -1.1 | -4.5 | -1.7 | -4.4 | 0.6 | -0.6 | 3.2 | 0.1 | -2.2 | -5 | 6.6 | -0.9 | 8.1 | 6.9 | 8.9 | 3.9 | 0.6 | -5.6 | 0 | -2 | -2.8 | -6.1 | -3.3 | -15 | 2.2 | -4.4 | -8.5 | -13.8 | -3.9 | -10 | -12.8 | -15.6 | -10 | -13.9 | 3.7 | -3.1 | 3.7 | -2 | 5.6 | -3.3 | 9.6 | 7.6 | -15.6 | -22.2 | -24.4 | -27.8 | 0.6 | -5 | 16.7 | 13.5 | 14.4 | 13.3 | -2.2 | -10.6 | -16.7 | -20.8 | 5 | -12.2 | -1.1 | -8.9 | 8.3 | 0.6 | 0 | -9.4 | -5.6 | -12.8 | -1.1 | -8.3 | -6.9 | -11.8 | 3.3 | -3.9 | -3.3 | -15.6 | 13.3 | 0 | -8 | -12 | 2.4 | -0.3 | 4.7 | -1.7 | -3.9 | -16.1 | -3.9 | -7.8 | -11 | -19 | 15 | 10 | 4.4 | -3.9 | -6.1 | -16.7 | 13.3 | 4.4 | 4.4 | -2.2 | 1.1 | -5.6 | 21.1 | 14.5 | 15.6 | 0.6 | 11.1 | 7.4 | 23.9 | 20.6 | 17.2 | 0 | -7.8 | -12.2 | 0 | -3.3 | 0 | -7.8 | 1.1 | -6.1 | -6.1 | -7.8 | -0.9 | -5.5 | 12.4 | 3.4 | -0.6 | -12.2 | -2.2 | -3.3
-7 | -11 | -11.7 | -15 | 7.8 | 1.1 | 7.8 | 7.8 | -7.8 | -13.3 | 13.9 | -1.7 | 1 | -16 | 11.1 | 7.8 | 13.3 | -2.2 | 5.3 | 2.8 | 7.2 | 0.6 | 12.4 | 10 | -3.9 | -15.4 | 1.7 | -4.4 | 19 | 19 | 17.8 | 16.1 | 15 | 8.3 | 8.7 | 1.4 | 10.6 | 5 | 5.6 | 0.6 | 24.4 | 17.2 | -2.2 | -5.6 | 0 | -3.9 | -0.6 | -0.6 | 2.4 | -0.9 | -2.2 | -5 | 5 | 0 | 8.3 | 7.2 | 8.3 | 4.4 | 1.1 | -5.6 | 0 | -1 | -2.8 | -5.6 | -4.4 | -14.4 | 2.2 | -3.9 | -8.7 | -12.9 | -3.3 | -8.3 | -14.4 | -16.1 | -11.7 | -15 | 3.3 | -3.9 | 3.3 | -2.2 | 5 | -3.9 | 7.8 | 7.2 | -15 | -20.6 | -24.6 | -28.5 | 0 | -5 | 16.7 | 13.5 | 12.8 | 11.1 | -4.4 | -11.7 | -17.2 | -21.7 | 2.8 | -13.3 | -1.1 | -11.7 | 9.4 | 1.1 | -0.6 | -8.3 | -6.1 | -11.7 | -1.1 | -7.2 | -7 | -11.9 | 2.8 | -3.3 | -5 | -15 | 11.7 | -0.6 | -8 | -11 | 0.9 | -1.2 | 3.7 | -1.8 | -4.4 | -15.6 | -4.4 | -7.2 | -11 | -17 | 13.9 | 10 | 3.3 | -6.1 | -7.2 | -15.6 | 12.8 | 5 | 3.3 | -1.7 | 0 | -5.6 | 19.4 | 15 | 14.4 | -1.1 | 10 | 7.2 | 22.8 | 20.6 | 15 | 0 | -7.8 | -11.7 | -0.5 | -3 | -0.6 | -6.7 | 0.6 | -4.4 | -5 | -7.2 | -2.2 | -6.7 | 11.5 | 3.5 | -1.5 | -10.8 | -2.8 | -3.9
-7 | -11 | -11.1 | -15.6 | 6.1 | 0.6 | 7.8 | 7.8 | -10 | -14.4 | 12.2 | -1.7 | 0 | -15 | 10 | 7.2 | 12.2 | -0.6 | 4.4 | 2.8 | 6.7 | 2.2 | 12.2 | 10 | -3.9 | -15.4 | 2.2 | -3.3 | 19 | 19 | 17.2 | 15.6 | 14.4 | 7.8 | 5 | 1.1 | 10 | 5 | 4.4 | 0 | 23.9 | 17.8 | -2.6 | -5.7 | 1.1 | -3.3 | 0.6 | -0.6 | 1.7 | -2.2 | -2.8 | -4.4 | 3.3 | 0.6 | 8.5 | 7.6 | 8.3 | 3.9 | 1.1 | -5.6 | -1 | -3 | -4.4 | -4.4 | -5 | -15 | 2.2 | -3.9 | -8.9 | -12.2 | -3.3 | -8.9 | -15 | -16.7 | -11.1 | -15 | 3.1 | -3.3 | 3.3 | -1.8 | 4.8 | -2.9 | 7.4 | 7 | -14.5 | -19.7 | -24.8 | -29.7 | -0.6 | -5 | 16.7 | 13.3 | 8.3 | 4.4 | -6.1 | -12.8 | -17.6 | -21.6 | 1.1 | -11.7 | -1.7 | -12.8 | 10 | 1.1 | -2.8 | -7.8 | -6.1 | -11.1 | -0.6 | -6.7 | -7.2 | -12.8 | 2.8 | -3.3 | -6.1 | -15 | 8.3 | -1.1 | -9 | -11 | -0.6 | -2.2 | 2.8 | -2.2 | -6.1 | -15.6 | -4.4 | -7.2 | -11 | -17 | 12.8 | 10 | 1.7 | -10 | -10 | -16.1 | 12.2 | 5.6 | 2.2 | -2.2 | -0.6 | -5.6 | 17.7 | 14.6 | 11.7 | -1.1 | 9.1 | 6.7 | 22.2 | 20.6 | 13.3 | 0.6 | -7.8 | -11.7 | -1.1 | -3.3 | 0 | -6.1 | 0 | -3.9 | -5 | -7.2 | -3.1 | -6.6 | 10.6 | 3.3 | -2.4 | -10.6 | -5 | -6.1
-6 | -10 | -11.1 | -15.6 | 6.7 | 0.6 | 7.8 | 7.8 | -12.2 | -16.1 | 10.6 | -1.1 | 0 | -15 | 8.9 | 7.2 | 11.7 | -0.6 | 3.9 | 2.6 | 6.7 | 3.9 | 12 | 9.6 | -3.9 | -16.7 | 2.8 | -6.1 | 19 | 19 | 16.7 | 15.6 | 13.3 | 7.2 | 3.5 | 0.4 | 8.9 | 5.6 | 2.8 | 0 | 24.4 | 18.3 | -2.9 | -6.1 | 1.7 | -2.8 | 1.1 | -0.6 | 1.3 | -2 | -2.8 | -3.9 | 1.8 | -0.4 | 8.7 | 8 | 8.3 | 3.9 | 1.1 | -5.6 | 0 | -1 | -5 | -5 | -6.1 | -15.6 | 1.1 | -3.3 | -9.1 | -11.9 | -3.9 | -9.4 | -14.4 | -16.1 | -12.8 | -15.6 | 3 | -3.3 | 3.3 | -1.6 | 4.6 | -2.4 | 7.1 | 7 | -13.9 | -19.4 | -25 | -31.7 | -1.1 | -7.2 | 16.3 | 13.3 | 6.1 | 1.7 | -6.7 | -12.2 | -17.9 | -22.2 | 0 | -11.1 | -3.9 | -13.9 | 9.4 | 1.1 | -2.2 | -9.4 | -6.1 | -11.1 | -0.6 | -6.1 | -7 | -11.9 | 3.3 | -2.8 | -6.1 | -14.4 | 7.8 | -1.1 | -9 | -11 | -1.1 | -2.6 | 1.7 | -2.3 | -6.1 | -15.6 | -3.9 | -7.2 | -11 | -16 | 11.7 | 10 | 0.6 | -11.7 | -11.1 | -16.7 | 11.1 | 6.7 | 1.7 | -4.4 | -0.6 | -5 | 16.1 | 14 | 3.9 | -8.9 | 8.1 | 6.1 | 21.7 | 21.1 | 10.6 | 0.6 | -7.8 | -12.2 | -0.9 | -2.8 | 0 | -6.1 | -1.1 | -3.3 | -5.6 | -7.8 | -4.1 | -7.4 | 10 | 3.3 | -3.3 | -11.7 | -5.6 | -8.3
-6 | -10 | -11.1 | -15 | 7.8 | 2.8 | 8.3 | 8.3 | -11.5 | -15.6 | 10 | -1.1 | -1 | -15 | 8.3 | 6.1 | 12.8 | 5.6 | 3.3 | 2.4 | 6.7 | 4.4 | 11.9 | 9.3 | -6.1 | -15 | 2.2 | -3.3 | 19 | 19 | 16.1 | 15.6 | 12.2 | 6.7 | 2.1 | -0.1 | 9.4 | 5.6 | 2.2 | 0 | 24.4 | 18.9 | -3.3 | -7.2 | 2.2 | -2.2 | 1.7 | 0 | 1 | -2.3 | -2.8 | -3.9 | 0.4 | -1.1 | 8.9 | 8.3 | 7.8 | 3.3 | 1.1 | -6.7 | 0 | -1 | -5.6 | -6.1 | -6.7 | -14.4 | 1.1 | -2.8 | -9.2 | -11.8 | -4.4 | -9.4 | -13.3 | -15.6 | -12.8 | -15.6 | 2.8 | -3.9 | 3.3 | -1.7 | 4.4 | -2.2 | 6.7 | 6.7 | -13.7 | -18.8 | -24.8 | -31 | -1.7 | -6.1 | 16 | 13 | 3.3 | -2.8 | -7.2 | -11.7 | -18.3 | -23.3 | -1.1 | -10 | -2.2 | -13.3 | 9.4 | 1.1 | -4.4 | -9.4 | -5.6 | -11.1 | -0.6 | -5.6 | -6.9 | -11.8 | 3.9 | -2.2 | -6.7 | -13.9 | 6.1 | -1.1 | -7 | -11 | -1.7 | -3.2 | 0.5 | -3 | -6.1 | -15.6 | -3.9 | -6.7 | -11 | -15 | 11.1 | 9.4 | -0.6 | -12.8 | -12.2 | -16.7 | 8.9 | 7.2 | 1.1 | -3.9 | -1.1 | -5 | 14.4 | 13.3 | 2.8 | -8.9 | 7.2 | 5.6 | 22.2 | 21.1 | 7.2 | 1.1 | -7.8 | -12.2 | -0.8 | -2.7 | -1.7 | -3.3 | -1.7 | -4.4 | -7.2 | -8.9 | -5 | -8.3 | 9.5 | 3 | -3.1 | -11.1 | -7.2 | -9.4
-5 | -8 | -11.1 | -14.4 | 7.8 | 3.9 | 8.9 | 8.9 | -10.7 | -15.4 | 9.4 | -1.7 | -1 | -16 | 8.3 | 6.1 | 12.8 | 3.9 | 2.8 | 2.2 | 6.7 | 4.4 | 11.7 | 8.9 | -8.4 | -15 | 2.8 | -2.2 | 18 | 18 | 16.1 | 15 | 11.7 | 6.1 | 0.6 | -1.1 | 9.4 | 4.4 | 2.2 | 0 | 23.9 | 19.4 | -3.7 | -6.9 | 3.9 | -2.2 | 2.2 | 0.6 | 0.6 | -2.8 | -2.8 | -3.9 | -1.1 | -2.2 | 9.6 | 8.9 | 7.8 | 4.4 | 0 | -6.7 | 0 | -1 | -6.1 | -6.7 | -7.2 | -15 | 1.1 | -3.3 | -9.4 | -12.2 | -4.4 | -9.4 | -12.8 | -14.4 | -12.8 | -15.6 | 2.1 | -2.1 | 2.4 | -0.6 | 3.9 | -1.6 | 7.2 | 7.2 | -13.5 | -18.8 | -24.6 | -31 | -1.7 | -6.1 | 15.6 | 12.8 | 1.1 | -6.1 | -7.8 | -13.9 | -18.9 | -23.3 | 0 | -8.3 | 1.7 | -8.3 | 9.4 | 1.1 | -5.6 | -9.4 | -5 | -10.6 | 0 | -5.6 | -6.7 | -12.2 | 3.9 | -2.2 | -6.7 | -13.9 | 6.1 | -1.1 | -8 | -11 | -2.2 | -3.9 | -0.6 | -3.9 | -6.1 | -15.6 | -3.9 | -6.7 | -11 | -15 | 10.6 | 8.9 | -1.1 | -13.3 | -12.2 | -16.7 | 8.3 | 7.2 | 0.6 | -3.9 | -1.7 | -4.4 | 13.5 | 12.6 | 1.1 | -10 | 7.9 | 6.2 | 22.2 | 21.1 | 5 | 1.1 | -7.8 | -12.2 | -0.6 | -2.8 | -2.8 | -4.4 | -1.1 | -3.3 | -5.6 | -7.2 | -4.8 | -7.8 | 8.9 | 2.8 | -3 | -11.7 | -7.2 | -10.6
-4 | -8 | -10.6 | -15 | 8.3 | 5 | 8.9 | 8.9 | -10 | -16.1 | 8.9 | -1.1 | -2 | -13 | 8.3 | 5.6 | 13.3 | -3.3 | 2.4 | 1.7 | 6.1 | 3.9 | 11 | 8.4 | -10.6 | -16.1 | 0.6 | -2.2 | 18 | 18 | 15 | 15 | 10 | 5.6 | 0.6 | -1.2 | 8.9 | 5 | 1.7 | 0 | 22.8 | 20 | -4 | -7 | 3.3 | -1.7 | 0 | -0.6 | 0.4 | -2.6 | -3.9 | -4.4 | -0.7 | -1.8 | 10.4 | 9.5 | 8.3 | 4.4 | 0 | -7.2 | 0 | -1 | -6.4 | -7.4 | -8.3 | -15.6 | 2.2 | -0.6 | -9.4 | -11.5 | -4.4 | -9.4 | -12.2 | -13.9 | -12.2 | -15 | 1.3 | -1.3 | 1.5 | 0 | 3.3 | -1.6 | 7.8 | 7.8 | -13.3 | -19.4 | -24.4 | -31.7 | -2.2 | -5.6 | 16 | 12.6 | -0.6 | -11.7 | -8.3 | -13.9 | -19.4 | -24 | -0.6 | -9.4 | -2.2 | -13.3 | 9.4 | 1.1 | -6.7 | -10 | -6.1 | -11.1 | 0 | -5.6 | -6.5 | -11.2 | 3.3 | -2.2 | -6.7 | -13.9 | 6.1 | -1.1 | -8 | -10 | -1.7 | -3.4 | -0.8 | -3.9 | -6.7 | -15.6 | -3.3 | -6.7 | -12 | -15 | 10.6 | 8.3 | -2.2 | -13.9 | -12.8 | -17.8 | 8.3 | 7.2 | 0.6 | -4.4 | -1.7 | -4.4 | 12.6 | 11.9 | 0.6 | -10 | 8.7 | 7 | 21.7 | 21.1 | 4.4 | 0.6 | -7.8 | -11.7 | 0 | -2.1 | -3.3 | -5 | -0.6 | -3.3 | -4.4 | -6.7 | -4.6 | -7.5 | 8.9 | 3.3 | -2.8 | -13.3 | -8.3 | -13.9
-3 | -5 | -11.1 | -16.7 | 7.8 | 5 | 9.4 | 9.4 | -10.7 | -15.6 | 8.3 | -2.8 | -6 | -12 | 7.2 | 5.6 | 13.3 | -1.7 | 2.1 | 1.1 | 5.6 | 3.9 | 9.6 | 7.5 | -10.8 | -16 | -0.6 | -5 | 18 | 18 | 14.4 | 14.4 | 8.9 | 5 | 0.6 | -1.6 | 8.9 | 4.4 | 2.2 | 0.6 | 22.8 | 19.4 | -4.4 | -7.8 | -1.7 | -2.2 | 0 | -0.6 | 0.2 | -2.8 | -3.9 | -4.4 | -0.4 | -1.7 | 11.1 | 10 | 8.3 | 5 | -1.1 | -7.8 | 0 | -1 | -6.7 | -8.3 | -8.3 | -15 | 1.7 | -0.6 | -9.4 | -11.2 | -4.4 | -9.4 | -12.2 | -13.9 | -12.8 | -15 | 0.6 | -0.6 | 0.6 | 0.6 | 2.8 | -1.7 | 8.3 | 8.3 | -12.9 | -18.2 | -24 | -30.1 | -2.2 | -5.6 | 16.3 | 12.5 | -2.2 | -11.7 | -9.4 | -13.9 | -20 | -25 | -1.1 | -7.8 | 0 | -7.8 | 9.4 | 1.7 | -7.2 | -10.6 | -7.8 | -11.1 | 0 | -5 | -6.3 | -10.9 | 4.4 | -2.2 | -6.1 | -13.3 | 6.7 | -1.7 | -7 | -10 | -1.1 | -2.9 | -0.9 | -4.2 | -7.2 | -15.6 | -3.3 | -6.7 | -12 | -16 | 9.4 | 8.3 | -2.8 | -14.4 | -12.8 | -17.8 | 8.9 | 7.8 | 0.6 | -4.4 | -2.8 | -4.4 | 11.7 | 11.1 | -1.1 | -11.1 | 9.4 | 7.8 | 22.2 | 20.6 | 8.9 | 1.7 | -7.8 | -12.8 | 0.5 | -1.8 | -3.3 | -5 | -1.1 | -5 | -3.9 | -7.2 | -4.4 | -7.8 | 8.9 | 3.5 | -3 | -12.4 | -8.3 | -13.9
-2 | -3 | -10.6 | -16.7 | 8.3 | 5.6 | 8.9 | 8.9 | -11.5 | -15.9 | 7.8 | -3.3 | -4 | -11 | 9.4 | 5.6 | 10.6 | 0.6 | 1.7 | 0.6 | 5 | 3.3 | 8.2 | 6.5 | -10.9 | -16.5 | 0 | -8.9 | 19 | 19 | 13.3 | 13.3 | 8.3 | 5 | 0.6 | -2.2 | 8.3 | 5 | 2.2 | -0.6 | 22.8 | 20 | -5.2 | -7.9 | -0.6 | -1.1 | 0 | -0.6 | 0 | -3.3 | -4.4 | -5 | 0 | -1.7 | 11.7 | 10.8 | 8.9 | 5.6 | -1.7 | -8.3 | 0 | -1 | -7.2 | -8.9 | -10 | -14.4 | 1.1 | -1.7 | -9.4 | -11.1 | -4.4 | -8.3 | -11.1 | -12.8 | -11.1 | -13.9 | 0.8 | -0.3 | 1 | 0.6 | 2.8 | -0.7 | 7.8 | 7.8 | -12.6 | -17.6 | -23.7 | -29.2 | -2.8 | -6.1 | 16.7 | 12.2 | -3.9 | -12.8 | -10.6 | -14.4 | -20.4 | -24.8 | -1.7 | -7.8 | -0.6 | -7.8 | 8.9 | 1.7 | -7.8 | -10.6 | -7.8 | -11.1 | 0 | -4.4 | -6.1 | -11.1 | 3.9 | -1.7 | -7.8 | -15 | 5.6 | -1.7 | -7 | -9 | -0.6 | -2.8 | -1.1 | -5 | -7.2 | -15.6 | -3.3 | -7.2 | -12 | -17 | 9.4 | 7.8 | -3.9 | -15 | -13.3 | -17.8 | 9.4 | 7.8 | -0.6 | -5 | -3.3 | -5 | 11.3 | 10.7 | -1.7 | -11.1 | 9.6 | 8.1 | 22.2 | 21.1 | 3.9 | 0.6 | -7.8 | -12.2 | 1.1 | -1.7 | -3.9 | -5.6 | -1.1 | -3.9 | -4.4 | -6.7 | -5 | -7.6 | 8.9 | 3.9 | -3.1 | -12.5 | -8.3 | -15
-2 | -2 | -11.7 | -16.7 | 8.9 | 6.7 | 7.8 | 7.8 | -12.2 | -16.7 | 6.7 | -2.8 | -2 | -12 | 8.3 | 5.6 | 10.6 | -1.7 | 1.5 | 0.3 | 5 | 3.9 | 7.2 | 6 | -11.1 | -17.8 | -1.1 | -10 | 19 | 19 | 15.6 | 15.6 | 7.2 | 5 | 0.6 | -1.9 | 8.3 | 3.9 | 1.1 | -0.6 | 22.8 | 20.6 | -5.9 | -8.5 | 0.6 | -1.1 | 0 | -0.6 | 0 | -2.8 | -4.4 | -5 | 0 | -1.3 | 12.2 | 11.5 | 9.4 | 6.1 | -2.8 | -10 | 0 | -2 | -7.2 | -8.3 | -11.1 | -14.4 | 1.1 | -1.7 | -9.6 | -11 | -4.4 | -8.9 | -10.6 | -11.7 | -10 | -13.9 | 0.9 | -0.2 | 1.3 | 0.6 | 2.8 | -0.1 | 7.2 | 7.2 | -12.2 | -17.8 | -23.3 | -28.9 | -2.8 | -6.7 | 14.8 | 10.4 | -5 | -12.8 | -10.6 | -13.9 | -20.7 | -24.9 | -2.2 | -7.8 | -0.6 | -10.6 | 8.9 | 2.8 | -8.9 | -11.1 | -8.3 | -10.6 | 1.7 | -3.9 | -6.1 | -10.5 | 2.8 | 0 | -7.8 | -14.4 | 5.6 | -1.7 | -7 | -11 | -0.4 | -2.3 | -2 | -4.8 | -7.2 | -15 | -3.3 | -7.2 | -11 | -16 | 9.4 | 7.8 | -4.4 | -15 | -14.4 | -18.9 | 9.4 | 8.9 | -1.7 | -5.6 | -3.9 | -5.6 | 11 | 10.4 | -1.7 | -11.1 | 9.8 | 8.6 | 22.2 | 21.1 | 3.3 | 0.6 | -7.8 | -11.7 | 1.5 | -1.1 | -4.4 | -5.6 | -1.1 | -6.1 | -3.9 | -6.1 | -5.5 | -7.8 | 8.2 | 4.6 | -3.3 | -13.9 | -10.6 | -15
0 | -1 | -11.7 | -15.6 | 7.8 | 5.6 | 8.3 | 7.8 | -11.5 | -16.4 | 6.7 | -3.9 | -6 | -11 | 8.9 | 6.1 | 10.6 | -1.7 | 1.3 | 0.1 | 4.4 | 3.3 | 6.3 | 5.1 | -11.5 | -17.1 | -3.3 | -11.1 | 19 | 19 | 16.1 | 15.6 | 6.7 | 5 | 0.6 | -1.9 | 7.2 | 3.3 | 1.1 | -0.6 | 22.8 | 20.6 | -6.7 | -9.4 | -1.1 | -1.7 | 0.6 | -0.6 | 0 | -2.7 | -4.4 | -5 | 0 | -1.1 | 12.8 | 12.2 | 10 | 7.2 | -3.3 | -10.6 | 0 | -1 | -7.2 | -8.3 | -11.7 | -14.4 | 1.7 | -0.6 | -9.8 | -11.2 | -3.9 | -8.3 | -10.6 | -11.7 | -10.6 | -13.9 | 1.1 | 0 | 1.7 | 0.6 | 2.8 | 0.6 | 6.7 | 6.7 | -12 | -16.7 | -23.1 | -28.5 | -2.8 | -6.1 | 13 | 8.5 | -6.1 | -13.3 | -10.6 | -14.4 | -21.1 | -25.6 | -2.8 | -8.3 | 1.7 | -5.6 | 8.9 | 2.2 | -8.9 | -11.1 | -8.9 | -11.7 | 1.7 | -3.9 | -6.1 | -10.5 | 2.8 | 0 | -7.8 | -15 | 4.4 | -2.2 | -8 | -11 | -0.2 | -2.2 | -3 | -5 | -7.2 | -15.6 | -3.3 | -7.2 | -11 | -16 | 9.4 | 7.8 | -5 | -15 | -12.8 | -17.8 | 10 | 8.9 | -2.8 | -6.7 | -5 | -6.1 | 10.6 | 10 | -2.2 | -11.1 | 10 | 8.9 | 22.2 | 21.1 | 2.8 | 0.6 | -8.3 | -12.2 | 1.8 | -0.8 | -4.4 | -5.6 | -1.1 | -4.4 | -3.3 | -5.6 | -6.1 | -8.3 | 7.4 | 5.2 | -5 | -11 | -10.6 | -15
0 | -1 | -9.4 | -14.4 | 8.3 | 6.1 | 7.8 | 7.8 | -10.7 | -16.5 | 6.1 | -4.4 | -3 | -11 | 8.9 | 6.1 | 12.2 | -3.3 | 1.1 | 0 | 5 | 3.9 | 5.6 | 3.9 | -11.8 | -17 | -2.2 | -11.7 | 19 | 19 | 16.1 | 15.6 | 6.1 | 4.4 | 0.6 | -2.2 | 7.2 | 2.2 | 1.1 | -0.6 | 22.2 | 20.6 | -6.9 | -9.3 | -6.7 | -7.8 | 0 | -1.7 | 0 | -2.8 | -4.4 | -5 | 0 | -1.1 | 14.1 | 13.5 | 10 | 7.8 | -3.9 | -11.1 | -1 | -2 | -7.2 | -8.3 | -11.1 | -15 | 1.7 | -0.6 | -10 | -11.7 | -3.9 | -7.8 | -9.4 | -11.7 | -11.7 | -14.4 | 1.3 | 0.3 | 1.9 | 0.9 | 3.2 | 1.1 | 5.6 | 4.9 | -11.9 | -16.4 | -23 | -28.6 | -2.8 | -6.7 | 11.1 | 6.7 | -7.2 | -13.3 | -9.4 | -13.3 | -21.1 | -25.3 | -3.3 | -8.9 | 0.6 | -8.3 | 8.9 | 2.8 | -9.4 | -11.7 | -8.9 | -11.1 | 1.7 | -3.3 | -6.1 | -11.1 | 3.9 | 0 | -9.4 | -14.4 | 5.6 | -2.2 | -8 | -11 | 0 | -2.2 | -3.9 | -5.6 | -8.9 | -15.6 | -2.8 | -6.7 | -10 | -15 | 8.9 | 7.2 | -6.1 | -15 | -15 | -19.4 | 10 | 8.9 | -3.9 | -8.3 | -5.6 | -6.7 | 11.1 | 9.7 | -3.3 | -11.1 | 10 | 9.3 | 22.2 | 21.1 | 3.9 | 2.2 | -11.1 | -13.9 | 2.2 | -0.6 | -5 | -5.6 | 0 | -8.3 | -2.2 | -5 | -6.7 | -8.6 | 6.7 | 5.6 | -6.6 | -10.2 | -11.1 | -17.2
0 | -1 | -10.6 | -15 | 7.8 | 6.1 | 7.8 | 7.8 | -10 | -17.8 | 5.6 | -2.2 | -6 | -12 | 8.9 | 6.1 | 10.6 | -2.8 | 0.7 | 0 | 5 | 3.3 | 5.3 | 3.9 | -12.2 | -17.8 | -2.2 | -12.8 | 15 | 15 | 15.6 | 15.6 | 5.6 | 4.4 | 0.8 | -1.5 | 6.7 | 2.2 | 1.1 | -0.6 | 21.7 | 20 | -7 | -9.4 | -6.1 | -7.2 | -1.1 | -3.3 | -0.6 | -2.8 | -4.4 | -5 | 0.2 | -0.8 | 15.4 | 15 | 10 | 7.8 | -3.9 | -11.7 | -1 | -2 | -7.2 | -8.3 | -12.2 | -15 | 1.1 | 0 | -10 | -11.3 | -3.9 | -7.2 | -10 | -12.8 | -12.2 | -15 | 1.5 | 0.8 | 2 | 1.3 | 3.5 | 1.7 | 4.4 | 3.1 | -11.7 | -16.7 | -22.8 | -29.4 | -2.8 | -6.7 | 10.2 | 4.4 | -8.3 | -13.3 | -10.6 | -17.2 | -21.1 | -25.4 | -4.4 | -9.4 | 1.1 | -6.1 | 8.3 | 0.6 | -10.6 | -12.2 | -7.2 | -9.4 | 2.2 | -3.9 | -6.3 | -10.4 | 4.4 | 0 | -8.3 | -13.3 | 5 | -2.2 | -7 | -10 | 0 | -2.1 | -3.9 | -5.5 | -8.3 | -15 | -2.2 | -6.1 | -10 | -14 | 7.8 | 6.7 | -6.7 | -15.6 | -15 | -19.4 | 10 | 8.9 | -3.9 | -8.9 | -5.6 | -6.7 | 11.7 | 9.3 | -3.9 | -11.7 | 10 | 9.7 | 22.2 | 21.1 | 3.9 | 2.8 | -11.1 | -14.4 | 2.4 | 0.4 | -5 | -6.1 | 0 | -7.8 | -1.7 | -4.4 | -7.2 | -8.8 | 6.7 | 5.8 | -8.3 | -10 | -12.8 | -20.6
-5 | -7 | -9.4 | -14.4 | 6.1 | 5 | 7.8 | 7.8 | -10 | -16.8 | 5 | -0.6 | -5 | -11 | 10 | 6.7 | 11.1 | -2.2 | 0.4 | 0 | 5 | 3.3 | 4.1 | 2.9 | -12.6 | -17.3 | -3.9 | -13.3 | 15 | 15 | 15 | 14.4 | 4.4 | 3.3 | 0.9 | -1.3 | 6.1 | 2.8 | 2.2 | 1.7 | 22.2 | 20.6 | -7.2 | -10 | -6.1 | -6.7 | -2.2 | -4.4 | -1.1 | -2.9 | -5 | -5.6 | 0.4 | -0.7 | 16.7 | 16.1 | 10 | 8.3 | -4.4 | -12.2 | 0 | -1 | -7.2 | -8.9 | -12.8 | -15 | 0.6 | 0 | -10 | -11.1 | -3.3 | -6.7 | -10.6 | -12.8 | -11.1 | -14.4 | 1.7 | 1.1 | 2.2 | 1.7 | 3.9 | 2.2 | 3.3 | 1.1 | -11.3 | -15.7 | -21.5 | -26.8 | -3.3 | -6.7 | 9.2 | 1.6 | -9.4 | -14.4 | -13.3 | -22.8 | -21.1 | -26.1 | -4.4 | -11.7 | 1.1 | -6.1 | 7.2 | -1.7 | -10.6 | -13.9 | -7.2 | -10 | 2.2 | -3.3 | -6.5 | -10.2 | 3.9 | 0 | -8.9 | -13.3 | 4.4 | -2.2 | -7 | -11 | 0 | -2.4 | -3.9 | -5.7 | -8.3 | -14.4 | -2.2 | -5.6 | -11 | -15 | 6.1 | 5.6 | -7.2 | -15 | -14.4 | -18.9 | 10 | 8.9 | -6.1 | -9.4 | -5.6 | -6.7 | 12.2 | 8.9 | -3.9 | -11.1 | 10 | 10 | 22.2 | 20.6 | 5.6 | 4.4 | -11.1 | -14.4 | 2.6 | 1.3 | -6.7 | -7.8 | -0.6 | -7.8 | -1.7 | -3.3 | -7.8 | -9.4 | 6.7 | 6 | -8.1 | -9.6 | -13.3 | -18.3
-3 | -6 | -9.4 | -13.9 | 7.8 | 6.1 | 7.8 | 7.8 | -10 | -16.6 | 5 | -0.6 | -5 | -10 | 10 | 5.6 | 11.7 | -2.2 | 0 | 0 | 5.6 | 3.3 | 3.9 | 2.2 | -12.9 | -17.6 | -1.1 | -13.3 | 13 | 12 | 15 | 14.4 | 3.3 | 2.2 | 1.1 | -1.1 | 6.7 | 2.2 | 3.9 | 3.3 | 21.1 | 20 | -8.3 | -11.1 | -4.4 | -5 | -3.3 | -5.6 | -1.7 | -3.3 | -5.6 | -6.7 | 0.6 | -0.6 | 15.6 | 15 | 10.6 | 8.3 | -5 | -12.2 | -1 | -2 | -7.2 | -8.9 | -13.3 | -15.6 | 0.6 | -1.7 | -10 | -11.1 | -3.3 | -6.7 | -10.6 | -13.3 | -10 | -13.9 | 2.4 | 1.5 | 2.2 | 1.6 | 4.5 | 2.7 | 3.5 | 1.4 | -11 | -15.4 | -20.2 | -24.7 | -3.3 | -6.7 | 8.3 | -1.1 | -9.4 | -14.4 | -15 | -21.7 | -20.9 | -25.4 | -4.4 | -12.2 | 0.6 | -8.3 | 6.7 | -3.3 | -11.7 | -13.9 | -7.2 | -10 | 2.8 | -2.2 | -6.7 | -10.6 | 2.2 | 1.1 | -8.9 | -12.8 | 2.8 | -2.2 | -7 | -11 | 0 | -2.8 | -3.9 | -6.1 | -8.9 | -13.9 | -1.7 | -4.4 | -10 | -12 | 6.1 | 5.6 | -7.2 | -15 | -12.8 | -16.7 | 10 | 8.9 | -6.7 | -10.6 | -6.7 | -10 | 11.1 | 6.7 | -4.4 | -10.6 | 10.9 | 10.8 | 22.8 | 20.6 | 5.6 | 4.4 | -10 | -13.9 | 2.8 | 2.2 | -7.8 | -8.9 | 1.1 | -7.8 | -1.7 | -3.3 | -7.4 | -8.7 | 6.7 | 6.1 | -8 | -9.5 | -10.6 | -18.9
-7 | -10 | -9.4 | -12.2 | 8.3 | 6.1 | 7.8 | 7.8 | -10 | -17.2 | 5 | -0.6 | -6 | -10 | 10 | 5.6 | 11.7 | -2.2 | 0.2 | 0.2 | 5.6 | 4.4 | 5.9 | 3.4 | -13.3 | -18.3 | -2.8 | -13.3 | 14 | 11 | 15 | 14.4 | 5.6 | 2.2 | 5 | 2.2 | 6.7 | 2.2 | 2.8 | 2.2 | 22.8 | 20 | -9.5 | -12.6 | -6.7 | -7.8 | -3.3 | -5.6 | -1.5 | -3.4 | -5.6 | -6.7 | 1.3 | -0.3 | 14.4 | 13.5 | 10.6 | 8.9 | -3.9 | -12.2 | -2 | -3 | -7.2 | -8.9 | -12.2 | -15 | 1.1 | 0 | -10.2 | -11.3 | -2.8 | -6.1 | -11.1 | -13.9 | -10.6 | -13.9 | 3.2 | 1.9 | 2.2 | 1.6 | 5 | 3 | 3.7 | 1.6 | -10.6 | -15.6 | -18.9 | -23.3 | -3.3 | -6.7 | 8.3 | -1.8 | -10.6 | -14.4 | -15.6 | -20.6 | -20.8 | -25.3 | -3.9 | -12.8 | 1.1 | -11.7 | 6.7 | -3.3 | -11.7 | -13.3 | -6.7 | -10 | 4.4 | -0.6 | -6.3 | -9.6 | 1.7 | 0.6 | -9.4 | -12.8 | 2.2 | -1.7 | -7 | -11 | 0.2 | -2.1 | -2.6 | -5.2 | -6.7 | -13.3 | -1.1 | -4.4 | -9 | -12 | 9.4 | 8.9 | -7.2 | -14.4 | -12.2 | -15 | 10 | 8.9 | -6.1 | -10 | -6.7 | -10.6 | 10 | 4.2 | -4.4 | -11.7 | 11.9 | 11.5 | 22.8 | 20.6 | 4.4 | 3.3 | -10.6 | -14.4 | 2.8 | 2.2 | -8.3 | -10 | 0 | -8.9 | -2.2 | -5 | -7.1 | -8.2 | 5.8 | 5.4 | -7.8 | -9.4 | -13.3 | -20
-8 | -11 | -9.4 | -12.2 | 10 | 7.2 | 8.3 | 8.3 | -8 | -15.7 | 6.1 | 0 | -5 | -9 | 10.6 | 6.1 | 12.8 | -2.2 | 0.4 | 0.4 | 6.7 | 4.4 | 8 | 4.6 | -9.6 | -16.6 | -1.7 | -13.3 | 14 | 10 | 15.6 | 14.4 | 8.3 | 0.6 | 8.9 | 5.7 | 8.9 | 2.2 | 3.9 | 3.3 | 25 | 19.4 | -10.6 | -14.4 | -3.9 | -4.4 | -4.4 | -6.1 | -1.3 | -3.8 | -6.1 | -7.8 | 2.1 | -0.1 | 13.3 | 12.2 | 11.7 | 10 | -3.3 | -11.7 | -2 | -2 | -7.2 | -8.3 | -10 | -13.9 | 1.1 | 0 | -10.4 | -11.7 | -2.2 | -5.6 | -15.6 | -18.9 | -11.1 | -13.3 | 3.9 | 2.2 | 2.2 | 1.7 | 5.6 | 3.3 | 3.9 | 1.7 | -10.8 | -15.5 | -17 | -20.9 | -1.7 | -6.1 | 8.3 | -2.9 | -9.4 | -15 | -15.6 | -21.1 | -20.6 | -25.6 | -2.2 | -12.2 | 3.9 | -3.3 | 8.3 | -5.6 | -7.8 | -10.6 | -5.6 | -8.9 | 4.4 | 1.1 | -6 | -9 | 1.7 | 0.6 | -7.8 | -11.7 | 5.6 | -1.1 | -7 | -10 | 0.4 | -1.5 | -1.3 | -4.9 | -5 | -12.2 | -0.6 | -4.4 | -8 | -11 | 10.6 | 10 | -5 | -13.9 | -9.4 | -13.9 | 10 | 8.9 | -5 | -10 | -6.7 | -11.7 | 8.9 | 1.7 | -3.9 | -11.7 | 12.8 | 12.2 | 22.8 | 20.6 | 8.3 | 7.2 | -7.8 | -12.2 | 2.8 | 2.2 | -8.3 | -9.4 | 2.8 | -12.8 | -2.8 | -5 | -6.7 | -7.8 | 4.8 | 4.7 | -8.7 | -10.9 | -10 | -18.3
-6 | -9 | -8.9 | -12.8 | 10.6 | 7.2 | 8.9 | 8.9 | -5.9 | -15.4 | 8.9 | -0.6 | -3 | -8 | 12.2 | 5.6 | 13.9 | -2.2 | 0.6 | 0.6 | 9.4 | 6.1 | 10 | 5.6 | -5.9 | -16.4 | 1.1 | -12.2 | 14 | 9 | 17.2 | 15 | 10.6 | 0 | 12.8 | 8.9 | 10.6 | 1.7 | 4.4 | 2.8 | 27.8 | 18.9 | -11 | -14.6 | -3.3 | -4.4 | -4.4 | -6.1 | -1.1 | -4.4 | -6.7 | -7.8 | 2.8 | 0 | 14.1 | 12 | 12.2 | 10.6 | -2.8 | -12.2 | -2 | -3 | -6.7 | -7.8 | -7.2 | -12.8 | 1.1 | -1.1 | -10.6 | -12.2 | -1.1 | -5 | -17.2 | -21.7 | -8.3 | -13.3 | 4.6 | 3.3 | 2.6 | 2 | 5.8 | 4 | 4.6 | 2.3 | -10.9 | -16 | -15.2 | -19.1 | -0.6 | -6.1 | 8.3 | -4.4 | -7.8 | -15 | -15.6 | -21.7 | -18.9 | -23.8 | -0.6 | -12.8 | 5 | -7.2 | 9.4 | -5.6 | -6.7 | -10 | -4.4 | -8.9 | 5 | 1.7 | -5.6 | -8.9 | 1.7 | 0 | -6.1 | -11.1 | 9.4 | -1.1 | -9 | -11 | 0.6 | -1.1 | 0 | -5 | -2.8 | -12.2 | 0 | -3.9 | -8 | -12 | 12.2 | 11.1 | -3.9 | -13.3 | -5.6 | -10.6 | 7.8 | 4.4 | -3.9 | -10.6 | -5.6 | -11.7 | 9.1 | 2.2 | -3.9 | -11.1 | 13.3 | 12.5 | 23.3 | 21.1 | 13.3 | 10 | -6.7 | -11.7 | 2.8 | 2.2 | -9.4 | -11.1 | 3.3 | -12.8 | -2.8 | -6.1 | -4.3 | -6.3 | 3.9 | 3.9 | -9.7 | -12.8 | -11.1 | -20
-5 | -9 | -8.3 | -11.7 | 11.7 | 7.8 | 9.4 | 9.4 | -3.9 | -16.7 | 11.1 | -0.6 | 0 | -8 | 13.3 | 5.6 | 15.6 | -1.7 | 1.3 | 1.3 | 11.1 | 6.1 | 11.3 | 6.3 | -2.2 | -19.4 | 2.2 | -13.3 | 15 | 6 | 20 | 15.6 | 13.3 | -1.1 | 15.4 | 9.6 | 11.1 | 0.6 | 5.6 | 3.9 | 28.3 | 18.9 | -11.3 | -15.1 | -0.6 | -3.3 | -3.9 | -6.1 | 0 | -3.8 | -6.7 | -7.8 | 5.4 | 0.5 | 14.8 | 11.6 | 13.3 | 11.7 | -2.2 | -12.2 | -4 | -5 | -6.1 | -7.8 | -5.6 | -12.2 | 0.6 | -1.1 | -9.3 | -11.7 | -1.1 | -5 | -18.3 | -23.3 | -7.8 | -13.3 | 5.4 | 4.5 | 2.9 | 2.3 | 5.9 | 4.6 | 5.4 | 2.7 | -11.1 | -17.2 | -13.3 | -17.8 | 0.6 | -6.1 | 8.1 | -3.6 | -7.2 | -15.6 | -14.4 | -21.1 | -17.3 | -22.8 | 0.6 | -13.9 | 7.8 | -17.2 | 11.1 | -5 | -3.9 | -9.4 | -3.9 | -8.3 | 5.6 | 2.2 | -5.4 | -8.3 | 1.1 | 0 | -2.8 | -11.1 | 12.2 | -2.8 | -7 | -10 | 1.5 | -0.8 | 1.3 | -4 | -1.1 | -12.8 | 0.6 | -3.3 | -8 | -12 | 15 | 12.2 | -2.2 | -13.3 | -3.3 | -8.3 | 6.1 | 2.8 | -2.8 | -11.1 | -3.9 | -11.1 | 9.2 | 2.5 | -3.3 | -10.6 | 13.9 | 13 | 24.4 | 21.1 | 16.7 | 10.6 | -5.6 | -11.7 | 3.2 | 2.8 | -9.4 | -11.1 | 3.3 | -12.2 | -2.8 | -6.7 | -1.8 | -4.9 | 2.8 | 2.7 | -10.6 | -15 | -4.4 | -15.6
-3 | -7 | -8.3 | -11.7 | 12.8 | 8.3 | 9.4 | 9.4 | -2.8 | -14.7 | 12.8 | -1.1 | 1 | -10 | 15 | 5.6 | 16.1 | -1.7 | 2.1 | 2.1 | 12.2 | 6.7 | 12.6 | 6.7 | -2 | -16.4 | 2.8 | -13.3 | 16 | 5 | 22.8 | 15 | 15 | 1.1 | 18 | 10.2 | 12.8 | 0.6 | 9.4 | 6.1 | 28.9 | 18.9 | -11.7 | -16.1 | 2.2 | -2.2 | -3.3 | -5.6 | 1.1 | -3.8 | -6.7 | -7.8 | 8 | 0.5 | 15.6 | 11.1 | 13.9 | 12.2 | -1.7 | -12.2 | -7 | -8 | -5 | -7.8 | -3.3 | -11.7 | 1.1 | -1.1 | -8 | -11.2 | -1.1 | -5 | -20.6 | -23.3 | -7.2 | -13.9 | 6.1 | 5.6 | 3.3 | 2.8 | 6.1 | 5 | 6.1 | 3.3 | -11.3 | -16.7 | -13.5 | -17.2 | 2.8 | -5.6 | 8 | -3.1 | -6.1 | -15.6 | -14.4 | -22.8 | -15.6 | -22.2 | 1.7 | -15.6 | 7.8 | -17.2 | 11.7 | -5.6 | -1.1 | -9.4 | -3.9 | -6.1 | 5.6 | 2.2 | -5.2 | -8.1 | 1.1 | 0.6 | -1.1 | -11.7 | 11.7 | -2.2 | -6 | -10 | 2.4 | -0.6 | 2.6 | -3.7 | 0 | -13.3 | 1.7 | -2.8 | -7 | -13 | 16.7 | 11.1 | -1.7 | -13.3 | -1.1 | -6.7 | 5 | 1.7 | -1.7 | -11.1 | -1.1 | -10 | 9.4 | 2.8 | -2.2 | -11.1 | 14.4 | 13.3 | 25.6 | 21.1 | 17.2 | 11.1 | -5 | -10.6 | 3.5 | 3.4 | -9.4 | -11.1 | 4.4 | -12.8 | -2.8 | -6.7 | 0.6 | -4.4 | 1.7 | 1.3 | -10.8 | -14.7 | -3.9 | -12.8
-2 | -7 | -8.3 | -11.1 | 14.4 | 8.3 | 9.4 | 9.4 | -1.7 | -14.7 | 15 | -1.1 | 1 | -10 | 15.6 | 6.1 | 16.7 | -2.2 | 2.8 | 2.8 | 11.7 | 6.1 | 13.9 | 7.2 | -1.9 | -15.6 | 3.9 | -13.3 | 16 | 4 | 23.3 | 13.9 | 16.1 | -2.2 | 20.6 | 10 | 14.4 | 0 | 10.6 | 6.7 | 29.4 | 18.9 | -11.9 | -15.8 | 3.9 | -3.9 | -2.8 | -5.6 | 2.2 | -4.4 | -6.7 | -7.8 | 10.6 | 0 | 15.8 | 10.6 | 13.9 | 12.2 | -1.1 | -12.8 | -10 | -12 | -5 | -7.2 | -2.2 | -12.2 | -0.6 | -2.8 | -6.7 | -11.7 | -1.1 | -5 | -21.1 | -23.9 | -7.8 | -13.9 | 6.8 | 6.1 | 2.4 | 1.8 | 6.1 | 5.4 | 5.9 | 3.1 | -11.5 | -16.9 | -13.7 | -17.2 | 4.4 | -5 | 7.8 | -3.3 | -5 | -15 | -13.9 | -22.2 | -14.1 | -20.1 | 2.2 | -15 | 7.8 | -15 | 11.7 | -5 | 1.1 | -8.9 | -3.9 | -6.1 | 5 | 2.2 | -5 | -8.3 | 1.1 | 0 | 0 | -12.8 | 15 | -3.9 | -5 | -9 | 3.3 | -0.6 | 3.9 | -3.9 | 0 | -12.8 | 2.2 | -2.2 | -7 | -13 | 18.3 | 10 | 0 | -13.9 | 1.1 | -4.4 | 5 | -1.7 | -0.6 | -10.6 | 0.6 | -10.6 | 11.6 | 3.4 | 0 | -10.6 | 14.6 | 13.8 | 26.7 | 19.4 | 18.9 | 11.1 | -5 | -11.1 | 3.9 | 3.9 | -9.4 | -10.6 | 5 | -13.3 | -2.8 | -6.7 | 1.1 | -3.7 | 0.6 | 0 | -10.9 | -14.8 | -2.2 | -10.6
-1 | -6 | -8.3 | -10.6 | 14.4 | 8.9 | 10 | 10 | -0.6 | -16.1 | 15.6 | -1.1 | 2 | -10 | 16.1 | 7.8 | 17.8 | -4.4 | 3.2 | 3.1 | 11.7 | 6.1 | 13.9 | 7 | -1.7 | -16.1 | 5 | -14.4 | 16 | 4 | 23.9 | 15 | 16.7 | -2.8 | 20.6 | 10.4 | 14.4 | -0.6 | 12.2 | 7.8 | 29.4 | 18.3 | -12 | -15.9 | 3.3 | -2.2 | -2.8 | -5.6 | 2.8 | -4.5 | -7.2 | -8.3 | 11 | -0.4 | 15.9 | 9.8 | 14.4 | 12.8 | 0 | -13.3 | -11 | -13 | -5 | -6.7 | -1.7 | -12.2 | -1.1 | -3.3 | -6.5 | -10.6 | -1.7 | -4.4 | -21.1 | -25.6 | -8.3 | -14.4 | 7.6 | 6.7 | 1.5 | 0.9 | 6.1 | 5.8 | 5.8 | 3 | -11.7 | -17.8 | -13.9 | -17.8 | 5 | -5 | 7.6 | -3.2 | -4.4 | -15 | -13.9 | -23.9 | -12.6 | -18.5 | 2.2 | -16.7 | 7.8 | -15 | 12.2 | -5.6 | 2.2 | -8.9 | -3.9 | -6.1 | 5 | 2.2 | -5 | -7.9 | 0.6 | -1.1 | 1.1 | -12.8 | 15 | -3.3 | -6 | -8 | 3.5 | -0.6 | 4.1 | -3.9 | 0 | -12.8 | 3.3 | -1.7 | -7 | -12 | 20 | 7.8 | 1.7 | -13.9 | 2.2 | -5.6 | 6.1 | -0.6 | 0 | -11.1 | 2.8 | -10.6 | 13.9 | 3.7 | 0.6 | -11.1 | 14.8 | 14.5 | 27.2 | 18.9 | 20.6 | 11.1 | -3.9 | -11.1 | 3.7 | 3.6 | -9.4 | -11.1 | 5.6 | -12.8 | -2.2 | -6.1 | 1.7 | -3.2 | 0.8 | 0.1 | -11.1 | -15.6 | -2.8 | -10
-1 | -5 | -7.8 | -9.4 | 15 | 9.4 | 9.4 | 9.4 | -1.3 | -14.3 | 15.6 | -1.1 | 2 | -10 | 15.6 | 8.9 | 17.8 | -2.8 | 3.5 | 3.1 | 12.2 | 6.1 | 13.9 | 6.5 | -2.8 | -14.7 | 5 | -13.9 | 16 | 2 | 23.9 | 15 | 17.2 | -3.9 | 20.6 | 10.4 | 16.1 | 0.6 | 13.9 | 8.3 | 28.9 | 18.3 | -12.2 | -16.7 | 3.9 | -2.2 | -2.8 | -5.6 | 3.3 | -5.4 | -7.2 | -8.3 | 11.3 | -1.3 | 16.1 | 8.9 | 15 | 12.8 | 0 | -13.3 | -13 | -15 | -5 | -6.1 | -1.7 | -12.2 | -1.7 | -4.4 | -6.3 | -10.1 | -1.1 | -3.9 | -21.1 | -26.7 | -9.4 | -18.9 | 8.3 | 7.2 | 0.6 | 0 | 6.1 | 6.1 | 5.6 | 2.8 | -11.9 | -17.3 | -15.4 | -19.5 | 6.7 | -5 | 7.4 | -3.9 | -3.9 | -15 | -13.3 | -22.8 | -11.1 | -17.8 | 2.2 | -16.1 | 7.8 | -13.9 | 12.2 | -5.6 | 2.2 | -8.9 | -2.8 | -5.6 | 5 | 2.2 | -5 | -7.9 | 0.6 | -1.1 | 0.6 | -12.8 | 16.1 | -3.3 | -6 | -8 | 3.7 | -0.8 | 4.2 | -4.2 | 0 | -12.8 | 3.3 | -1.7 | -7 | -12 | 20.6 | 5.6 | 1.7 | -13.3 | 2.8 | -5 | 5.6 | -1.1 | 0.6 | -10.6 | 4.4 | -11.1 | 16.1 | 3.3 | 1.1 | -11.1 | 15 | 15 | 26.1 | 18.9 | 21.1 | 11.1 | -2.8 | -10.6 | 3.5 | 3.1 | -8.9 | -10.6 | 4.4 | -11.7 | -2.2 | -5.6 | 2.2 | -3.3 | 0.9 | -0.1 | -13.3 | -17.3 | -1.1 | -10
-3 | -6 | -8.3 | -10 | 14.4 | 9.4 | 9.4 | 9.4 | -2.1 | -14.1 | 15.6 | -1.1 | 1 | -7 | 13.9 | 10 | 15.6 | 4.4 | 3.9 | 3.3 | 11.7 | 6.1 | 13.9 | 6.1 | -3.9 | -15.1 | 5.6 | -12.8 | 16 | 4 | 23.9 | 15 | 17.8 | -2.2 | 20.6 | 10.6 | 15.6 | 0.6 | 14.4 | 7.2 | 28.9 | 17.2 | -12.4 | -16.4 | 4.4 | -5 | -2.8 | -5.6 | 3.9 | -7.2 | -7.8 | -9.4 | 11.7 | -2.2 | 14.8 | 9.4 | 14.4 | 12.2 | -1.1 | -13.9 | -13 | -16 | -5 | -6.7 | -2.8 | -10 | -1.7 | -5 | -6.1 | -10 | -1.1 | -5 | -21.1 | -27.2 | -10.6 | -18.3 | 8.5 | 7.3 | -0.3 | -0.8 | 6.1 | 6.1 | 5.2 | 2.4 | -12 | -17.4 | -16.8 | -21.5 | 7.2 | -5.6 | 7.2 | -5 | -3.3 | -15 | -12.8 | -22.8 | -11.7 | -17.3 | 1.1 | -16.1 | 6.1 | -15 | 12.2 | -5.6 | 2.2 | -8.3 | -1.7 | -5.6 | 4.4 | 1.7 | -5 | -8.3 | 0 | -1.7 | 0.6 | -11.7 | 16.1 | -3.9 | -6 | -10 | 3.9 | -1.1 | 4.4 | -5.6 | 0 | -12.2 | 3.9 | -1.1 | -7 | -12 | 20 | 5.6 | 2.2 | -14.4 | 2.8 | -5 | 4.4 | -2.8 | -0.6 | -10.6 | 4.4 | -11.7 | 14.8 | 2.7 | 1.7 | -11.1 | 13.1 | 12.2 | 25.6 | 18.3 | 21.1 | 10 | -2.8 | -9.4 | 3.3 | 2.8 | -8.9 | -10.6 | 4.4 | -11.1 | -6.1 | -8.3 | 0.4 | -3.4 | 1.1 | 0 | -15.6 | -19.5 | 0.6 | -11.1
-5 | -8 | -8.3 | -10 | 12.8 | 8.9 | 10 | 10 | -2.8 | -15.6 | 15 | 0 | 0 | -7 | 12.2 | 11.1 | 15 | 5 | 3.7 | 3.1 | 10.6 | 6.1 | 12 | 6.5 | -5 | -16.7 | 2.8 | -12.8 | 14 | 6 | 21.7 | 16.7 | 17.2 | -1.7 | 19.5 | 11.3 | 14.4 | 2.2 | 12.8 | 6.7 | 27.2 | 18.3 | -12.6 | -16.8 | 3.3 | -5 | -2.8 | -5 | 2.8 | -6.1 | -8.3 | -9.4 | 10.4 | -0.4 | 13.5 | 9.4 | 13.9 | 12.2 | -2.2 | -14.4 | -13 | -15 | -5.6 | -6.7 | -3.3 | -10 | -2.2 | -5.6 | -6.7 | -9.7 | -1.7 | -6.7 | -21.1 | -26.7 | -11.7 | -18.9 | 8.7 | 7.2 | -1.3 | -1.8 | 6.1 | 6.1 | 4.8 | 2 | -12.2 | -18.3 | -18.3 | -24.4 | 6.1 | -5.6 | 6.8 | -4.9 | -2.8 | -15 | -14.4 | -23.3 | -12.2 | -17.4 | 0 | -16.7 | 5 | -7.2 | 9.4 | -4.4 | 0 | -9.4 | -1.1 | -5 | 4.4 | 1.7 | -5.4 | -8.1 | -0.6 | -2.2 | 0.6 | -10 | 15 | -4.4 | -8 | -11 | 1.9 | -1.7 | 2.4 | -4.8 | -0.6 | -11.7 | 4.4 | -1.1 | -7 | -12 | 18.9 | 5 | 0.6 | -14.4 | -0.6 | -5 | 4.4 | -2.8 | -2.2 | -10.6 | 3.3 | -11.7 | 13.5 | 2.1 | 1.7 | -11.7 | 11.3 | 9.6 | 23.3 | 16.1 | 20.6 | 10 | -3.9 | -9.4 | 2.9 | 0.9 | -8.9 | -10.6 | 4.4 | -11.1 | -2.8 | -5 | -1.5 | -4.3 | 0.7 | -0.9 | -17.8 | -22.2 | -4.4 | -11.1
-2 | -6 | -7.8 | -10 | 12.2 | 8.3 | 9.4 | 9.4 | -5.8 | -14.5 | 14.4 | 0.6 | 0 | -6 | 12.8 | 10.6 | 15 | 4.4 | 3.5 | 2.9 | 10.6 | 6.1 | 10.2 | 6.4 | -6.3 | -15.5 | -3.9 | -11.1 | 14 | 5 | 19.4 | 17.2 | 14.4 | 2.2 | 18.3 | 11.4 | 13.3 | 1.7 | 10.6 | 6.1 | 25.6 | 19.4 | -12.8 | -17.8 | -1.1 | -4.4 | -2.8 | -5.6 | 1.7 | -5.9 | -9.4 | -10 | 9.1 | 1 | 12.2 | 9.4 | 13.3 | 11.7 | -2.8 | -14.4 | -15 | -16 | -5.6 | -6.7 | -3.3 | -9.4 | -2.2 | -6.1 | -7.2 | -9.6 | -2.2 | -6.7 | -21.7 | -24.4 | -13.3 | -20.6 | 8.9 | 7.2 | -2.2 | -2.8 | 6.1 | 6.1 | 4.4 | 1.7 | -13.3 | -18.3 | -19.1 | -24.3 | 1.7 | -5 | 6.5 | -5.4 | -5.6 | -15 | -15.6 | -23.9 | -12.8 | -18.3 | -1.7 | -16.1 | 5 | -15 | 7.8 | -4.4 | -4.4 | -8.9 | -1.1 | -6.1 | 4.4 | 1.1 | -5.7 | -8.3 | -0.6 | -2.2 | 0 | -10.6 | 12.2 | -2.8 | -11 | -16 | -0.2 | -2.6 | 0.3 | -5.4 | -1.1 | -10.6 | 4.4 | -1.1 | -7 | -11 | 16.7 | 5.6 | -1.1 | -13.3 | -3.3 | -6.1 | 3.3 | -3.9 | -2.8 | -10 | 0.6 | -11.1 | 12.2 | 1.1 | 0 | -12.2 | 9.4 | 6.7 | 19.4 | 13.3 | 18.3 | 9.4 | -3.9 | -9.4 | 2.6 | -0.6 | -9.4 | -11.7 | 4.4 | -12.2 | -3.3 | -5.6 | -3.3 | -5.6 | 0.4 | -1.9 | -18.2 | -22.2 | -7.2 | -11.7
-7 | -9 | -7.8 | -10 | 12.2 | 8.9 | 10.6 | 10.6 | -8.7 | -15.3 | 13.3 | 1.1 | 0 | -7 | 11.7 | 10.6 | 13.3 | 5.6 | 3.3 | 2.8 | 10 | 6.1 | 8.3 | 6.1 | -7.6 | -16 | -3.9 | -12.2 | 12 | 5 | 17.8 | 16.1 | 12.8 | 3.9 | 17.2 | 11.7 | 12.2 | 3.3 | 10 | 6.1 | 23.9 | 18.9 | -13.2 | -17.4 | -3.9 | -6.1 | -2.8 | -5.6 | 0.6 | -6.7 | -9.4 | -10 | 7.8 | 1.7 | 10.7 | 9 | 13.3 | 12.2 | -3.9 | -14.4 | -15 | -16 | -6.7 | -7.8 | -5 | -9.4 | -2.8 | -6.1 | -7.8 | -10 | -2.8 | -7.8 | -21.7 | -25.6 | -13.9 | -20.6 | 7.2 | 5.2 | -2.8 | -3.7 | 7.2 | 7.2 | 3.5 | 1 | -14.5 | -19.2 | -19.8 | -25 | 1.7 | -5.6 | 6.1 | -6.7 | -6.7 | -12.8 | -17.2 | -25 | -12.4 | -17.1 | -2.8 | -15 | 4.4 | -16.1 | 6.7 | -3.9 | -3.3 | -9.4 | -1.1 | -4.4 | 4.4 | 0.6 | -6.1 | -8.9 | -1.1 | -2.8 | -0.6 | -9.4 | 11.1 | -1.1 | -11 | -16 | -2.2 | -3.9 | -1.7 | -6.7 | -1.1 | -10 | 4.4 | -1.1 | -7 | -10 | 13.3 | 5.6 | -1.7 | -12.8 | -5 | -7.8 | 3.3 | -3.9 | -2.8 | -10 | -1.1 | -10 | 9.8 | 0.9 | -1.7 | -12.2 | 7.7 | 5 | 17.8 | 11.1 | 15.6 | 8.9 | -4.4 | -8.9 | 2.2 | -2.8 | -10 | -11.7 | 4.4 | -12.8 | -2.8 | -5 | -3.3 | -5.2 | 0 | -3.3 | -18.5 | -22.5 | -8.3 | -11.7
-7 | -10 | -7.8 | -9.4 | 9.4 | 6.7 | 11.1 | 11.1 | -11.7 | -17.2 | 13.3 | 1.1 | 0 | -5 | 11.7 | 10.6 | 13.3 | 3.9 | 3.3 | 2.9 | 10 | 6.1 | 7.9 | 6.1 | -8.9 | -17.2 | -2.8 | -11.7 | 12 | 5 | 18.3 | 16.7 | 12.2 | 4.4 | 15.2 | 11.4 | 12.2 | 3.9 | 9.4 | 6.1 | 22.8 | 18.9 | -13.5 | -17.7 | -6.1 | -7.8 | -2.8 | -5 | -0.2 | -5.5 | -9.4 | -11.1 | 8.2 | 2.4 | 9.3 | 8.4 | 10.6 | 9.4 | -4.4 | -15 | -14 | -15 | -7.8 | -8.3 | -5 | -9.4 | -2.8 | -6.1 | -8 | -10 | -3.9 | -8.3 | -21.7 | -25 | -14.4 | -18.9 | 5.6 | 3.1 | -3.3 | -4.4 | 8.3 | 8.3 | 2.6 | 0.5 | -15.6 | -20.6 | -20.6 | -26.1 | 0 | -5 | 5.9 | -5.6 | -7.8 | -12.8 | -18.3 | -22.8 | -12.1 | -16.6 | -3.9 | -15 | 4.4 | -12.8 | 6.1 | -5.6 | -3.9 | -10 | -0.6 | -5.6 | 3.9 | 0 | -6.8 | -9.5 | -1.1 | -3.3 | -0.6 | -8.9 | 9.4 | 1.1 | -12 | -16 | -2.2 | -3.7 | -1.3 | -6 | -1.1 | -9.4 | 4.4 | -1.1 | -7 | -10 | 12.2 | 6.1 | -2.2 | -13.3 | -5 | -7.8 | 2.8 | -3.9 | -4.4 | -10 | -3.3 | -8.9 | 7.4 | 0.1 | -2.2 | -12.8 | 6.1 | 3.3 | 19.4 | 6.7 | 12.2 | 9.4 | -4.4 | -8.3 | 1.5 | -3.1 | -11.1 | -12.8 | 4.4 | -12.8 | -2.8 | -3.9 | -3.3 | -5.2 | -0.4 | -3.8 | -18.9 | -23.3 | -7.2 | -12.8
-6 | -8 | -7.8 | -10.6 | 10 | 7.2 | 11.1 | 11.1 | -12.6 | -16.9 | 12.2 | 1.1 | 0 | -6 | 11.7 | 10.6 | 13.9 | 1.1 | 3.3 | 3.2 | 10 | 6.1 | 7.6 | 6.2 | -9.6 | -16.6 | -3.3 | -12.8 | 12 | 5 | 17.2 | 16.1 | 11.7 | 2.8 | 13.1 | 10.7 | 12.2 | 4.4 | 8.3 | 6.1 | 22.2 | 18.3 | -13.9 | -18.3 | -7.2 | -7.8 | -2.8 | -4.4 | -0.9 | -5.1 | -10.6 | -12.2 | 8.5 | 2.7 | 7.8 | 7.8 | 9.4 | 8.3 | -5.6 | -15 | -15 | -16 | -7.8 | -8.9 | -5.6 | -9.4 | -2.8 | -6.7 | -8.1 | -10.1 | -4.4 | -9.4 | -22.8 | -26.1 | -15 | -20 | 3.9 | 1.1 | -3.9 | -5.6 | 9.4 | 9.4 | 1.7 | 0 | -13.4 | -17.4 | -20.6 | -25.8 | -2.8 | -5.6 | 5.8 | -5.1 | -9.4 | -11.7 | -20 | -26.1 | -11.7 | -16.7 | -5 | -13.9 | 3.9 | -13.9 | 5 | -5 | -5.6 | -10.6 | -0.6 | -5.6 | 3.9 | -0.6 | -7.6 | -10.7 | -1.7 | -3.9 | -0.6 | -8.3 | 9.4 | 0.6 | -12 | -15 | -2.2 | -3.7 | -1 | -5.9 | -3.3 | -8.9 | 4.4 | -0.6 | -8 | -10 | 12.2 | 5.6 | -3.3 | -11.1 | -5 | -7.2 | 1.7 | -4.4 | -5 | -8.3 | -3.9 | -8.3 | 5 | -0.6 | -3.9 | -10.6 | 4.4 | 1.7 | 18.3 | 3.3 | 10.6 | 8.9 | -5 | -7.2 | 0.7 | -4 | -11.7 | -12.8 | 4.4 | -12.8 | -2.8 | -3.9 | -3.3 | -5.6 | -0.7 | -4.9 | -18.9 | -22.9 | -8.9 | -12.8
-10 | -12 | -7.8 | -10 | 9.4 | 7.2 | 11.7 | 11.1 | -13.5 | -17.3 | 11.1 | 1.7 | 0 | -7 | 11.7 | 10.6 | 13.3 | 1.1 | 3.3 | 3.3 | 10.6 | 7.2 | 7.2 | 6.1 | -10.4 | -16.7 | -4.4 | -12.8 | 10 | 6 | 16.7 | 15.6 | 10.6 | -0.6 | 11.1 | 10 | 12.8 | 6.1 | 6.1 | 5 | 21.7 | 18.3 | -14.3 | -18.1 | -6.7 | -7.8 | -2.8 | -4.4 | -1.7 | -5.6 | -10.6 | -12.2 | 8.9 | 3.3 | 7.4 | 7.4 | 8.9 | 7.8 | -6.1 | -15 | -15 | -17 | -8.3 | -9.3 | -5.6 | -8.9 | -2.8 | -6.7 | -8.3 | -10.6 | -4.4 | -10 | -23.3 | -27.2 | -16.7 | -20 | 2.2 | -0.5 | -4.5 | -6 | 8.9 | 8.6 | 0.4 | -0.8 | -11.1 | -14.9 | -20.6 | -26 | -2.8 | -5 | 5.6 | -5.6 | -9.4 | -11.1 | -21.7 | -28.3 | -11.9 | -16.8 | -6.1 | -13.3 | 3.3 | -13.9 | 6.1 | -5.6 | -8.3 | -11.1 | -0.6 | -5.6 | 3.3 | -1.7 | -8.3 | -12.2 | -2.2 | -4.4 | -0.6 | -8.3 | 10 | 2.2 | -12 | -15 | -2.2 | -3.9 | -0.6 | -6.7 | -2.2 | -9.4 | 5.6 | -0.6 | -8 | -10 | 10.6 | 5.6 | -3.3 | -10.6 | -6.1 | -8.3 | 1.7 | -5 | -5.6 | -8.3 | -4.4 | -7.8 | 4.3 | -0.4 | -4.4 | -10.6 | 3.1 | 0.3 | 17.8 | -1.7 | 10 | 8.9 | -5 | -7.2 | 0 | -5.6 | -11.7 | -12.8 | 4.4 | -12.2 | -2.2 | -3.9 | -3.5 | -5.3 | -1.1 | -6.7 | -18.9 | -22.9 | -8.3 | -13.3
-10 | -11 | -7.8 | -10.6 | 9.4 | 7.8 | 10 | 7.2 | -14.4 | -18.3 | 11.1 | 1.1 | -1 | -8 | 11.7 | 10.6 | 13.9 | 1.1 | 3.1 | 3.1 | 10 | 6.7 | 6.6 | 5.6 | -11.1 | -17.8 | -5 | -13.3 | 9 | 6 | 16.7 | 16.1 | 10.6 | -0.6 | 11.1 | 10 | 12.2 | 7.8 | 8.3 | 6.7 | 21.1 | 18.3 | -14.6 | -18.3 | -7.2 | -8.9 | -2.8 | -4.4 | -2.2 | -5 | -12.2 | -13.9 | 9.5 | 5.3 | 7.1 | 7.1 | 8.3 | 6.1 | -6.7 | -15.6 | -15 | -17 | -8.3 | -9.6 | -5 | -8.9 | -3.3 | -6.7 | -8.7 | -10.8 | -5 | -11.7 | -24.4 | -27.8 | -15.6 | -21.1 | 0.6 | -1.9 | -5 | -6.5 | 8.3 | 7.6 | -0.9 | -1.8 | -8.9 | -12.8 | -20.6 | -26.7 | -1.7 | -3.9 | 5.4 | -5.2 | -8.9 | -12.2 | -22.2 | -28.9 | -12 | -17.4 | -7.8 | -13.9 | 3.3 | -12.8 | 6.7 | -5.6 | -7.8 | -11.1 | -0.6 | -5.6 | 3.3 | -2.2 | -8.3 | -11.7 | -2.2 | -4.4 | -0.6 | -8.3 | 9.4 | 4.4 | -11 | -14 | -2.8 | -4.3 | -0.2 | -5.5 | -3.3 | -9.4 | 6.7 | 0 | -8 | -10 | 8.9 | 6.1 | -3.9 | -11.1 | -7.2 | -9.4 | 1.1 | -5.6 | -6.7 | -8.3 | -5.6 | -8.3 | 3.5 | -0.4 | -6.1 | -11.7 | 1.9 | -0.7 | 16.1 | -3.9 | 8.9 | 7.8 | -5 | -6.7 | 0 | -4.8 | -11.7 | -12.8 | 4.4 | -11.1 | -2.2 | -3.3 | -3.7 | -5.3 | -1.5 | -6.8 | -18.9 | -23.3 | -7.2 | -12.8
-12 | -13 | -7.8 | -10.6 | 11.1 | 8.9 | 8.9 | 4.4 | -15.2 | -18.7 | 10 | 1.1 | -3 | -7 | 12.2 | 11.1 | 13.9 | 1.7 | 3 | 3 | 10.6 | 7.2 | 5.4 | 4.7 | -10 | -16.8 | -6.7 | -12.8 | 8 | 2 | 16.7 | 16.1 | 11.1 | 0 | 11.1 | 10 | 11.7 | 8.9 | 6.7 | 6.1 | 21.7 | 19.4 | -15 | -18.9 | -10 | -11.1 | -2.8 | -5 | -2.8 | -4.9 | -12.2 | -14.4 | 10 | 7.3 | 6.7 | 6.7 | 8.3 | 6.1 | -7.2 | -15.6 | -15 | -18 | -8.3 | -9.7 | -5.6 | -8.3 | -3.3 | -6.7 | -9 | -11.4 | -4.4 | -11.1 | -25 | -28.3 | -16.1 | -22.2 | -1.1 | -3.9 | -5.6 | -7.2 | 7.8 | 6.7 | -2.2 | -2.8 | -7.2 | -10.5 | -20.4 | -24.8 | -2.8 | -3.9 | 5.2 | -5.4 | -8.3 | -12.2 | -22.8 | -28.3 | -12.2 | -18.9 | -7.8 | -13.9 | 3.3 | -12.8 | 2.2 | -5.6 | -8.3 | -11.1 | -0.6 | -3.9 | 3.3 | -3.3 | -8.3 | -11.7 | -2.8 | -4.4 | -1.1 | -7.8 | 8.3 | 3.9 | -11 | -14 | -3.3 | -4.8 | 0.2 | -5.1 | -2.8 | -9.4 | 7.2 | 0 | -10 | -11 | 7.2 | 5.6 | -3.9 | -11.1 | -5 | -7.2 | 1.1 | -6.1 | -5.6 | -7.8 | -6.7 | -8.9 | 2.8 | -0.6 | -4.4 | -9.4 | 0.6 | -2.2 | 15 | -4.4 | 9.4 | 8.9 | -5 | -7.2 | 0 | -4.8 | -12.2 | -13.9 | 3.9 | -10 | -1.7 | -2.8 | -3.9 | -5.6 | -1.8 | -7.2 | -19.3 | -23.1 | -8.9 | -13.9
-11 | -11 | -7.8 | -10.6 | 12.2 | 9.4 | 6.7 | 2.2 | -15.9 | -19.7 | 10 | 2.2 | -3 | -7 | 12.2 | 10.6 | 13.3 | 1.7 | 2.8 | 2.8 | 10 | 7.2 | 4.2 | 3.7 | -8.9 | -16.3 | -6.7 | -12.2 | 7 | 2 | 16.7 | 16.1 | 10.6 | 0.6 | 11.1 | 10 | 12.2 | 8.9 | 7.2 | 6.7 | 21.7 | 19.4 | -15.6 | -19.1 | -7.8 | -9.4 | -2.8 | -5 | -3.3 | -5 | -13.9 | -15.6 | 10.6 | 8.9 | 5.8 | 5.8 | 7.8 | 5 | -7.8 | -15.6 | -15 | -17 | -8.3 | -10 | -5 | -8.3 | -3.9 | -6.7 | -9.4 | -12.2 | -5 | -10 | -25.6 | -29.4 | -16.7 | -22.2 | -1.5 | -4.6 | -6.7 | -8.2 | 5.2 | 4 | -2.4 | -2.8 | -5.6 | -8.6 | -20.2 | -23.6 | -2.8 | -4.4 | 5 | -6.7 | -10 | -11.7 | -22.8 | -28.3 | -13.1 | -18.8 | -10 | -14.4 | 3.3 | -11.1 | 2.2 | -5.6 | -10 | -12.2 | -0.6 | -4.4 | 2.8 | -3.9 | -8.3 | -12.2 | -2.8 | -4.4 | -1.7 | -8.9 | 8.3 | 5 | -11 | -13 | -3.9 | -5.6 | 0.6 | -5.6 | -3.3 | -10.6 | 7.8 | 0 | -10 | -11 | 6.7 | 5.6 | -5 | -10 | -5.6 | -7.2 | 0.6 | -7.8 | -5 | -7.8 | -6.7 | -9.4 | 2.6 | -0.7 | -5 | -8.3 | 0 | -2.5 | 13.9 | -6.7 | 12.8 | 7.8 | -6.7 | -7.8 | 0 | -5.6 | -12.2 | -14.4 | 3.9 | -10.6 | -1.7 | -3.3 | -3.5 | -4.9 | -2.2 | -8.9 | -19.6 | -23.3 | -7.8 | -15.6
-10 | -11 | -7.8 | -10 | 10.6 | 8.9 | 4.4 | 0.6 | -16.7 | -21.1 | 10 | 2.2 | -3 | -7 | 9.4 | 6.7 | 11.7 | 2.8 | 2.6 | 2.6 | 10 | 8.9 | 3.4 | 3.2 | -7.8 | -17.2 | -7.2 | -13.9 | 7 | 2 | 16.7 | 16.1 | 10.6 | 1.1 | 13.1 | 11.4 | 12.2 | 9.4 | 7.2 | 6.7 | 22.8 | 20 | -16.1 | -19.6 | -7.8 | -9.4 | -2.8 | -5 | -3.9 | -5 | -13.9 | -16.1 | 10.8 | 9.3 | 4.8 | 4.8 | 7.2 | 5 | -8.3 | -16.1 | -15 | -17 | -8.3 | -10.3 | -4.4 | -8.3 | -3.9 | -6.7 | -9.8 | -12.4 | -6.1 | -13.9 | -26.1 | -30.6 | -17.8 | -23.9 | -1.8 | -5.8 | -7.8 | -9.3 | 2.6 | 1.1 | -2.6 | -2.7 | -3.9 | -7.2 | -20 | -22.8 | -3.9 | -4.4 | 4.6 | -6.1 | -10.6 | -12.2 | -23.3 | -28.3 | -14.1 | -19.7 | -9.4 | -13.9 | 2.8 | -13.3 | 2.2 | -5.6 | -8.9 | -11.7 | 0 | -3.9 | 2.2 | -5.6 | -8.3 | -12 | -2.8 | -4.4 | -2.2 | -9.4 | 8.9 | 6.1 | -10 | -14 | -4.5 | -6.1 | 0.2 | -4.6 | -4.4 | -13.9 | 6.7 | -0.6 | -9 | -11 | 6.1 | 5.6 | -5.6 | -10.6 | -5.6 | -7.2 | -0.6 | -8.3 | -3.3 | -7.2 | -6.7 | -9.4 | 2.4 | -1.1 | -5.6 | -8.3 | -0.5 | -3.3 | 13.9 | -6.7 | 9.4 | 6.1 | -6.7 | -7.8 | -0.7 | -6 | -12.2 | -14.4 | 3.9 | -10 | -2.8 | -3.3 | -3.2 | -4.3 | -3.3 | -8.5 | -20 | -23.9 | -7.8 | -13.9
-10 | -11 | -7.8 | -10 | 9.4 | 8.3 | 3.3 | -1.1 | -17.2 | -21.6 | 10 | 2.2 | -4 | -7 | 8.9 | 6.1 | 11.7 | 2.2 | 2.4 | 2.4 | 10 | 8.9 | 2.6 | 2.3 | -10.4 | -16 | -7.2 | -14.4 | 6 | 2 | 16.7 | 16.1 | 11.7 | 2.8 | 15.2 | 12.7 | 12.8 | 9.4 | 7.8 | 6.7 | 22.8 | 19.4 | -16.7 | -20.6 | -7.2 | -8.3 | -2.8 | -5 | -4.4 | -5.2 | -13.9 | -16.1 | 10.9 | 9.4 | 3.9 | 3.9 | 6.1 | 4.4 | -8.9 | -16.1 | -15 | -18 | -8.3 | -10.6 | -4.4 | -8.3 | -3.9 | -6.7 | -10.2 | -13 | -7.2 | -14.4 | -26.7 | -30.6 | -18.3 | -24.4 | -2.2 | -7.8 | -8.9 | -10.6 | 0 | -1.7 | -2.8 | -2.8 | -3 | -6.1 | -19.6 | -22.3 | -3.9 | -4.4 | 4.3 | -6.4 | -11.1 | -12.2 | -23.9 | -28.9 | -15 | -21.1 | -9.4 | -14.4 | 2.8 | -5.6 | 0.6 | -6.7 | -10 | -11.7 | 0 | -3.3 | 1.7 | -8.3 | -8.3 | -12.3 | -2.8 | -4.4 | -2.8 | -8.3 | 8.9 | 6.7 | -11 | -13 | -5 | -6.9 | -0.2 | -4.6 | -5.6 | -15 | 5.6 | -0.6 | -10 | -11 | 6.7 | 5.6 | -6.7 | -11.1 | -5 | -7.2 | -1.1 | -10 | -2.8 | -7.2 | -7.8 | -10 | 2.2 | -1.7 | -5.6 | -8.3 | -1.1 | -4.4 | 12.8 | -6.7 | 8.9 | 4.4 | -6.7 | -7.8 | -1.5 | -7.3 | -12.2 | -14.4 | 3.9 | -9.4 | -3.3 | -4.4 | -2.8 | -3.9 | -4.5 | -9 | -20.2 | -23.8 | -8.9 | -13.9
-10 | -11 | -7.8 | -10 | 10 | 8.9 | 2.8 | -2.8 | -17.8 | -22.8 | 10.6 | 2.2 | -4 | -7 | 8.9 | 6.1 | 10.6 | 2.8 | 2.2 | 2.2 | 10 | 9.4 | 2 | 1.1 | -13 | -16.3 | -7.8 | -15 | 6 | 1 | 16.7 | 16.1 | 10.6 | 4.4 | 17.2 | 13.9 | 12.8 | 10 | 8.9 | 7.2 | 20.6 | 18.9 | -16.9 | -20.4 | -6.7 | -8.9 | -3.3 | -5 | -5 | -5.6 | -14.4 | -17.2 | 11.1 | 9.4 | 4.1 | 4 | 5.6 | 2.8 | -8.9 | -16.7 | -15 | -17 | -8.9 | -10.7 | -5 | -6.7 | -3.3 | -6.1 | -10.6 | -13.9 | -8.9 | -16.7 | -27.8 | -32.2 | -19.4 | -25 | -2.9 | -7.9 | -9.5 | -10.8 | -0.9 | -2.8 | -3.3 | -3.3 | -2 | -5.2 | -19.3 | -22.4 | -3.9 | -4.4 | 3.9 | -7.8 | -11.1 | -11.7 | -24.4 | -30 | -15.7 | -21.1 | -10.6 | -14.4 | 2.2 | -6.1 | 0.6 | -6.7 | -10 | -11.7 | 3.3 | 1.1 | 1.1 | -8.3 | -8.3 | -13.3 | -2.8 | -4.4 | -2.8 | -7.2 | 8.9 | 7.8 | -10 | -12 | -5.6 | -7.8 | -0.6 | -5 | -6.7 | -15 | 4.4 | -0.6 | -8 | -11 | 6.7 | 5.6 | -6.7 | -11.1 | -5.6 | -7.2 | -1.7 | -10.6 | -4.4 | -8.3 | -7.8 | -10.6 | 1.8 | -1.7 | -6.1 | -8.3 | -1.7 | -4.5 | 11.1 | -5.6 | 7.8 | 3.3 | -5.6 | -7.2 | -2.2 | -9.4 | -12.8 | -14.4 | 3.9 | -9.4 | -3.3 | -5 | -3 | -4.1 | -5.6 | -10 | -20.4 | -24.2 | -7.8 | -13.9
-10 | -11 | -7.2 | -10.6 | 9.4 | 8.9 | 2.2 | -3.3 | -18.3 | -24.4 | 10.6 | 2.2 | -4 | -8 | 8.9 | 6.1 | 11.7 | 1.1 | 2.4 | 2.3 | 10 | 9.4 | 1.8 | 1.1 | -15.6 | -17.2 | -8.3 | -15 | 6 | 1 | 17.2 | 15.6 | 10.6 | 4.4 | 17 | 14.1 | 13.3 | 10.6 | 8.3 | 7.2 | 19.4 | 18.3 | -17 | -20.5 | -6.1 | -9.4 | -3.3 | -5 | -4.8 | -5.6 | -15 | -17.8 | 11.1 | 9.7 | 4.2 | 3.8 | 5 | 2.2 | -8.9 | -16.7 | -16 | -18 | -8.9 | -11 | -5 | -6.1 | -3.3 | -5.6 | -11.1 | -14.1 | -10 | -16.7 | -28.3 | -32.8 | -20 | -27.2 | -3.7 | -8.9 | -10 | -11.1 | -1.9 | -4.2 | -3.9 | -3.9 | -1.1 | -5 | -18.9 | -22.8 | -3.9 | -4.4 | 3.5 | -6.7 | -11.1 | -11.7 | -25 | -30.6 | -16.5 | -22 | -11.1 | -14.4 | 1.7 | -3.9 | 0.6 | -6.7 | -11.1 | -13.3 | 3.9 | 0.6 | 0 | -8.9 | -9.1 | -13.4 | -2.8 | -4.4 | -3.3 | -5.6 | 9.4 | 8.3 | -10 | -12 | -5 | -6.5 | -0.6 | -4.8 | -7.2 | -15.6 | 3.9 | -1.1 | -10 | -11 | 6.7 | 5.6 | -6.7 | -11.1 | -5 | -6.7 | -2.2 | -10 | -5 | -8.9 | -8.9 | -11.1 | 1.5 | -2 | -6.7 | -10 | -2.2 | -4.8 | 10 | -4.4 | 7.2 | 2.2 | -6.1 | -7.8 | -2.9 | -9.2 | -12.8 | -15 | 3.3 | -9.4 | -3.9 | -5 | -3.1 | -4.5 | -6.1 | -10 | -20.6 | -25 | -10 | -19.4
-10 | -11 | -7.8 | -10 | 8.9 | 8.3 | 2.2 | -4.4 | -17.9 | -23.7 | 10 | 1.7 | -5 | -8 | 8.9 | 6.1 | 11.7 | 1.1 | 2.6 | 2.2 | 8.9 | 8.3 | 0.8 | 0.1 | -14.5 | -16.9 | -9.4 | -15 | 6 | 1 | 17.2 | 15.6 | 11.1 | 3.9 | 16.9 | 14.4 | 14.4 | 10.6 | 7.2 | 6.7 | 20 | 18.9 | -17.2 | -21.1 | -6.1 | -9.4 | -3.3 | -5 | -4.6 | -5.7 | -15 | -17.8 | 11.1 | 9.9 | 4.4 | 3.9 | 4.4 | 0.6 | -8.9 | -16.7 | -16 | -18 | -8.3 | -11.7 | -5 | -5.6 | -3.9 | -5.6 | -11.7 | -15 | -10 | -16.1 | -28.9 | -33.3 | -21.1 | -26.7 | -4.4 | -10.6 | -10.6 | -11.7 | -2.8 | -6.1 | -4.4 | -4.4 | -0.9 | -4.3 | -18.3 | -21.4 | -4.4 | -5 | 3.2 | -6.7 | -12.2 | -12.2 | -25 | -41.1 | -17.2 | -23.3 | -10.6 | -13.9 | 1.1 | -4.4 | -0.6 | -7.8 | -10.6 | -14.4 | 2.8 | 1.7 | -0.6 | -8.9 | -9.8 | -14.2 | -2.2 | -4.4 | -4.4 | -6.1 | 9.4 | 8.3 | -9 | -13 | -4.5 | -5.5 | -0.6 | -5.2 | -7.8 | -15 | 3.3 | -1.1 | -8 | -10 | 6.7 | 6.1 | -7.2 | -10.6 | -2.8 | -5.6 | -2.8 | -10.6 | -3.9 | -8.3 | -9.4 | -11.1 | 1.1 | -2.8 | -7.2 | -11.1 | -2.8 | -5.6 | 9.4 | -3.9 | 6.7 | 1.1 | -5.6 | -7.2 | -3.7 | -10 | -12.8 | -15 | 3.3 | -8.9 | -4.4 | -5.6 | -3.3 | -5 | -6.7 | -10.6 | -20 | -23.2 | -9.4 | -15.6
-10 | -11 | -7.8 | -10.6 | 7.2 | 2.8 | 1.7 | -5 | -17.6 | -23.6 | 10 | 2.8 | -5 | -7 | 8.9 | 6.7 | 11.7 | 1.1 | 2.8 | 2.2 | 8.9 | 8.3 | 0.6 | -0.6 | -13.3 | -16.6 | -9.4 | -15.6 | 5 | 1 | 16.7 | 15.6 | 11.7 | 3.3 | 16.7 | 14.4 | 15 | 11.7 | 6.1 | 6.1 | 18.9 | 18.3 | -17 | -21.2 | -7.2 | -10.6 | -2.8 | -3.9 | -4.4 | -6.1 | -16.1 | -18.9 | 11.1 | 10 | 5.7 | 5 | 3.3 | -0.6 | -8.9 | -17.2 | -17 | -19 | -9.4 | -12.8 | -4.4 | -5 | -3.9 | -5.6 | -12.2 | -16.1 | -11.1 | -15 | -29.4 | -33.3 | -22.8 | -28.9 | -5.2 | -10.1 | -10.8 | -11.9 | -3.5 | -6.3 | -2.7 | -3.2 | -0.8 | -4.2 | -17.8 | -20.6 | -4.4 | -5.6 | 2.8 | -7.8 | -11.1 | -12.2 | -25 | -35 | -17.9 | -23.7 | -10.6 | -13.9 | 1.1 | -5.6 | 0 | -7.2 | -10.6 | -13.3 | 2.2 | -1.1 | -0.6 | -12.2 | -10.6 | -15.6 | -2.2 | -3.9 | -5.6 | -8.3 | 9.4 | 8.3 | -11 | -15 | -3.9 | -4.4 | -0.6 | -6.1 | -8.3 | -15 | 3.3 | -1.1 | -8 | -10 | 6.1 | 5.6 | -7.2 | -10.6 | -3.3 | -5.6 | -4.4 | -12.2 | -4.4 | -8.3 | -10 | -11.7 | 2.8 | -1.5 | -9.4 | -12.8 | -3.2 | -5.7 | 7.2 | -3.9 | 5.6 | 0.6 | -5.6 | -7.8 | -4.4 | -11.7 | -15 | -16.7 | 3.9 | -7.8 | -5 | -6.1 | -2.6 | -4.2 | -7.2 | -11.7 | -19.5 | -22.1 | -8.9 | -15.6
-10 | -11 | -7.8 | -10.6 | 7.2 | 1.7 | 1.7 | -4.4 | -17.2 | -24.4 | 9.4 | 3.3 | -5 | -7 | 8.9 | 7.2 | 12.8 | 0.6 | 2.8 | 2.2 | 8.9 | 8.3 | 3.4 | 0.8 | -12.2 | -17.2 | -8.9 | -15 | 7 | 1 | 16.7 | 15.6 | 12.2 | 3.3 | 17.2 | 15.4 | 14.4 | 12.8 | 6.1 | 6.1 | 21.1 | 19.4 | -16.9 | -21.9 | -6.7 | -10 | -2.8 | -3.9 | -3.5 | -5.4 | -16.1 | -18.9 | 11.7 | 10.6 | 7 | 6.1 | 2.2 | -2.8 | -9.4 | -17.2 | -18 | -21 | -10 | -14.4 | -4.4 | -5.6 | -3.3 | -5.6 | -12.6 | -16.2 | -12.2 | -15.6 | -29.4 | -33.3 | -23.3 | -31.1 | -5.9 | -10.6 | -10.9 | -12.2 | -4.3 | -6.9 | -1.1 | -2.1 | -0.6 | -4.4 | -17.2 | -20 | -3.9 | -5 | 3.5 | -6 | -11.1 | -12.2 | -25 | -33.9 | -18.7 | -24.8 | -8.9 | -13.3 | 1.7 | -6.7 | 0 | -7.2 | -10.6 | -12.2 | 0.6 | -4.4 | -1.7 | -11.7 | -9.8 | -14.9 | -1.7 | -3.9 | -7.8 | -11.7 | 8.9 | 8.3 | -12 | -15 | -3.5 | -3.9 | -0.2 | -5.5 | -8.3 | -15 | 3.3 | -1.1 | -9 | -11 | 6.1 | 5.6 | -7.2 | -10.6 | -3.3 | -5.6 | -5 | -11.7 | -3.3 | -6.7 | -10 | -12.2 | 4.4 | -0.7 | -5.6 | -10 | -3.5 | -6 | 6.1 | -2.2 | 5.6 | 0 | -5 | -7.2 | -4.4 | -11.2 | -15 | -17.2 | 3.3 | -7.8 | -5 | -6.7 | -1.8 | -3.6 | -7.6 | -10.9 | -18.9 | -21.1 | -8.3 | -15
-10 | -11 | -7.2 | -12.2 | 7.2 | 1.7 | 3.3 | -3.9 | -10.5 | -19.9 | 10 | 3.3 | -4 | -7 | 8.9 | 6.7 | 13.3 | 0.6 | 2.8 | 2.2 | 10.6 | 10 | 6.1 | 1.8 | -9.1 | -15.3 | -6.7 | -13.9 | 8 | 1 | 18.3 | 16.1 | 13.3 | 3.3 | 17.8 | 16.3 | 14.4 | 13.3 | 7.2 | 7.2 | 25.6 | 20 | -16.7 | -23.3 | -6.7 | -10.6 | -2.2 | -3.9 | -2.6 | -5.1 | -16.1 | -20 | 12.2 | 11.1 | 8.3 | 7.2 | 2.8 | -2.8 | -8.3 | -17.2 | -18 | -21 | -9.4 | -14.4 | -3.9 | -5 | -2.8 | -4.4 | -12.9 | -16.6 | -12.8 | -16.1 | -29.4 | -33.9 | -23.3 | -30.6 | -6.7 | -11.7 | -11.1 | -12.8 | -5 | -7.8 | 0.6 | -1.1 | -0.4 | -3.8 | -15.5 | -18.6 | -3.3 | -4.4 | 4.3 | -5.1 | -6.7 | -9.4 | -25 | -32.8 | -19.4 | -26.7 | -5 | -12.8 | 2.2 | -5.6 | 2.8 | -6.1 | -6.7 | -10 | -3.3 | -8.9 | -1.7 | -12.8 | -9.1 | -14.8 | -1.7 | -3.3 | -7.8 | -11.7 | 10 | 8.9 | -12 | -15 | -3.2 | -3.3 | 0.2 | -5.3 | -7.2 | -14.4 | 5 | -0.6 | -8 | -10 | 8.9 | 6.7 | -5 | -9.4 | -2.8 | -5.6 | -4.4 | -11.7 | 0.6 | -5 | -7.8 | -11.1 | 6.1 | 0 | -2.8 | -9.4 | -3.9 | -6.7 | 10 | -3.3 | 6.7 | -0.6 | -5 | -7.8 | -4.4 | -12.1 | -13.9 | -16.1 | 3.9 | -7.8 | -7.8 | -10 | -1.1 | -3.3 | -7.9 | -10.4 | -18.2 | -20.4 | -9.4 | -17.2
-10 | -11 | -7.2 | -11.1 | 8.3 | 1.1 | 5 | -3.3 | -3.9 | -17.4 | 10 | 3.3 | -2 | -5 | 9.4 | 7.2 | 15 | 0 | 2.8 | 2.2 | 10.6 | 10 | 8.9 | 2.8 | -5.9 | -14.2 | -4.4 | -12.8 | 9 | 2 | 20 | 16.7 | 15 | 5.6 | 18.3 | 17.2 | 15 | 13.9 | 7.8 | 6.1 | 26.7 | 20.6 | -16.3 | -22.2 | -6.7 | -10.6 | -1.7 | -3.9 | -1.7 | -5 | -15.6 | -18.9 | 12.8 | 11.7 | 10.3 | 7.7 | 3.3 | -4.4 | -7.2 | -16.7 | -19 | -22 | -8.3 | -13.3 | -3.3 | -5 | -2.2 | -3.9 | -13.3 | -17.8 | -12.8 | -16.1 | -28.9 | -33.9 | -23.9 | -29.4 | -6.5 | -11.1 | -10.4 | -12.6 | -5 | -7.6 | 3 | -1.5 | -0.2 | -3.6 | -13.9 | -17.6 | -2.2 | -3.3 | 5 | -5 | -4.4 | -7.2 | -23.9 | -31.7 | -18.5 | -25.4 | -2.2 | -12.8 | 1.7 | -4.4 | 6.1 | -4.4 | -5 | -9.4 | -3.3 | -10 | -1.7 | -12.8 | -8.3 | -15.6 | -0.6 | -3.3 | -6.7 | -13.3 | 10.6 | 9.4 | -10 | -13 | -2.8 | -2.8 | 0.6 | -6.1 | -5.6 | -14.4 | 5.6 | -0.6 | -7 | -10 | 11.1 | 6.1 | -2.2 | -7.8 | 0.6 | -3.3 | -3.9 | -11.7 | 2.2 | -4.4 | -6.7 | -11.1 | 9.6 | 1 | -0.6 | -10 | -3.7 | -7.1 | 11.7 | -4.4 | 9.4 | -0.6 | -3.9 | -7.2 | -4.4 | -13.9 | -12.2 | -15 | 4.4 | -7.8 | -7.8 | -9.4 | -0.5 | -2.7 | -8.3 | -10.6 | -17.4 | -20 | -7.2 | -13.3
-10 | -11 | -7.2 | -9.4 | 9.4 | 0.6 | 7.8 | -5 | 2.8 | -19.4 | 13.3 | 2.2 | 0 | -5 | 10.6 | 7.8 | 17.2 | 0 | 3 | 2.4 | 11.7 | 10 | 10.4 | 3 | -2.8 | -15 | -3.9 | -13.3 | 11 | 2 | 23.3 | 16.7 | 16.7 | 7.2 | 19.4 | 17.6 | 16.1 | 14.4 | 7.8 | 3.9 | 27.8 | 20.6 | -16 | -21.9 | -6.1 | -10 | -1.7 | -3.3 | 0.5 | -4 | -15 | -18.3 | 12.4 | 11.2 | 12.4 | 8.3 | 3.3 | -5.6 | -5.6 | -16.7 | -20 | -23 | -7.2 | -12.2 | -2.2 | -3.9 | -1.1 | -3.9 | -13.3 | -18.1 | -13.3 | -16.7 | -28.9 | -33.9 | -23.3 | -30.6 | -6.3 | -11 | -9.6 | -12.5 | -5 | -7.7 | 5.4 | -2.6 | 0 | -3.9 | -12.2 | -17.2 | 0 | -3.3 | 5.7 | -3.9 | -1.1 | -9.4 | -22.2 | -29.4 | -17.6 | -25.1 | -0.6 | -12.2 | 0.6 | -5 | 9.4 | -4.4 | -1.7 | -10 | -4.4 | -16.7 | -2.2 | -12.8 | -7.9 | -14.4 | 0 | -3.3 | -6.1 | -15.6 | 12.2 | 8.9 | -9 | -13 | -2.6 | -2.7 | 1.5 | -5.2 | -3.9 | -14.4 | 7.8 | 0 | -7 | -9 | 11.7 | 6.7 | 0.6 | -9.4 | 2.2 | -2.8 | -2.8 | -11.1 | 3.3 | -4.4 | -5.6 | -10.6 | 13.2 | 1.2 | 1.1 | -11.1 | -3.5 | -7.8 | 13.3 | -3.9 | 11.7 | 0 | -3.9 | -6.7 | -3.9 | -12.5 | -11.7 | -13.9 | 4.4 | -7.2 | -9.4 | -10 | 0 | -2.7 | -8.1 | -10.2 | -16.7 | -20 | -6.1 | -11.7
-10 | -11 | -6.7 | -10 | 10 | -1.1 | 8.9 | -5 | 3.2 | -15.8 | 15 | 2.2 | 1 | -7 | 11.7 | 8.3 | 18.9 | -1.1 | 3.1 | 2.5 | 11.7 | 10 | 11.8 | 2.5 | -1.9 | -13.9 | -1.7 | -13.3 | 12 | 2 | 25 | 17.2 | 18.3 | 8.9 | 20.6 | 18 | 16.1 | 15 | 7.8 | 2.2 | 26.7 | 20.6 | -15.6 | -22.2 | -6.7 | -10.6 | -1.1 | -2.8 | 2.8 | -3.7 | -13.9 | -17.2 | 12.1 | 10.7 | 14.4 | 8.3 | 3.3 | -7.2 | -3.9 | -16.1 | -20 | -22 | -5 | -12.2 | -1.7 | -3.9 | -1.1 | -3.3 | -13.3 | -19.1 | -13.3 | -18.3 | -28.3 | -33.3 | -23.3 | -28.9 | -6.1 | -11.7 | -8.9 | -13.3 | -5 | -8.3 | 7.8 | -5.6 | 0.7 | -3.3 | -10.2 | -14.3 | 1.1 | -3.9 | 6.5 | -3.8 | 0.6 | -10 | -21.7 | -28.3 | -16.7 | -25.6 | 0.6 | -13.3 | 0.6 | -1.1 | 9.4 | -3.9 | -0.6 | -10 | -7.2 | -14.4 | -1.7 | -11.7 | -7.6 | -13.9 | 0.6 | -3.3 | -6.7 | -17.8 | 13.3 | 8.9 | -9 | -13 | -2.4 | -2.8 | 2.4 | -4.8 | -2.8 | -15 | 8.9 | 0.6 | -6 | -8 | 13.3 | 8.3 | 3.9 | -11.1 | 3.3 | -3.3 | -2.2 | -11.7 | 5 | -3.9 | -4.4 | -10.6 | 16.7 | 0.6 | 2.8 | -11.1 | -3.3 | -9.4 | 14.4 | -5.6 | 13.3 | 0 | -2.8 | -6.1 | -3.3 | -12.4 | -10 | -13.9 | 5 | -6.7 | -9.4 | -10 | 0.6 | -2.8 | -8 | -10.2 | -15.9 | -18.9 | -3.3 | -11.1
-11 | -12 | -7.2 | -10.6 | 10 | -2.2 | 10 | -4.4 | 3.5 | -15 | 17.2 | 1.1 | 2 | -5 | 12.8 | 7.8 | 18.9 | 1.1 | 3.3 | 2.8 | 11.7 | 10 | 13.3 | 2.2 | -0.9 | -13.6 | -0.6 | -12.2 | 12 | 3 | 26.1 | 17.2 | 20 | 10 | 21.7 | 18.3 | 16.7 | 15.6 | 8.3 | 0 | 27.8 | 19.4 | -15.2 | -21.2 | -6.7 | -10 | -0.6 | -2.8 | 5 | -4.4 | -12.8 | -16.7 | 11.7 | 10 | 14.8 | 8.3 | 5 | -6.7 | -3.3 | -15.6 | -20 | -22 | -4.4 | -11.1 | -1.1 | -3.3 | -0.6 | -3.3 | -13.3 | -21.1 | -14.4 | -17.8 | -28.3 | -33.3 | -22.8 | -30 | -6.1 | -11.2 | -8.7 | -12.9 | -4.8 | -8 | 8.5 | -5.4 | 1.5 | -3 | -8.1 | -11.8 | 2.2 | -3.9 | 7.2 | -3.9 | 2.8 | -10 | -21.1 | -27.8 | -15.8 | -23.9 | 1.7 | -15 | 1.1 | -1.1 | 10 | -3.9 | 1.1 | -9.4 | -7.8 | -16.1 | -1.1 | -11.7 | -7.2 | -14.4 | 1.1 | -3.3 | -6.1 | -20.6 | 13.9 | 8.9 | -9 | -13 | -2.2 | -2.8 | 3.3 | -5.6 | -2.8 | -15 | 9.4 | 0.6 | -5 | -8 | 15.6 | 9.4 | 5.6 | -13.3 | 5 | -3.3 | -2.2 | -12.2 | 6.7 | -3.9 | -3.3 | -10 | 17.4 | -0.3 | 4.4 | -10 | -3.1 | -8.7 | 15.6 | -5.6 | 15 | 0 | -1.7 | -6.1 | -2.8 | -13.3 | -10.6 | -14.4 | 5.6 | -6.7 | -6.7 | -9.4 | 1 | -2.3 | -7.8 | -10.6 | -15.2 | -18.4 | 1.1 | -10
-11 | -12 | -5.6 | -9.4 | 11.1 | -2.2 | 11.1 | -5 | 3.9 | -15.6 | 18.3 | 1.1 | 3 | -9 | 13.3 | 8.3 | 19.4 | 0.6 | 3.5 | 2.6 | 11.7 | 10 | 13.1 | 2.9 | 0 | -15.6 | -0.6 | -12.8 | 13 | 2 | 26.1 | 16.1 | 20.6 | 11.7 | 21.1 | 18.3 | 19.4 | 16.1 | 8.3 | 0 | 28.9 | 18.9 | -14.8 | -20.8 | -5.6 | -9.4 | -0.6 | -2.8 | 4.6 | -3.2 | -12.8 | -16.7 | 8.9 | 7.5 | 15.2 | 8 | 4.4 | -7.8 | -3.3 | -15.6 | -19 | -22 | -3.3 | -11.1 | -1.1 | -2.8 | 0 | -2.8 | -13.7 | -19.7 | -13.9 | -16.7 | -27.8 | -33.3 | -22.2 | -28.9 | -6.1 | -11.4 | -8.5 | -13 | -4.6 | -8.2 | 9.3 | -5.4 | 2.2 | -3.3 | -6.1 | -10 | 2.8 | -4.4 | 7.4 | -3.3 | 4.4 | -10 | -20 | -26.7 | -14.8 | -23.2 | 2.8 | -15.6 | 0.6 | -1.1 | 10 | -5 | 1.1 | -9.4 | -9.4 | -17.2 | -0.6 | -11.7 | -7.6 | -13 | 1.1 | -2.8 | -6.1 | -18.9 | 13.9 | 8.3 | -9 | -13 | -1.8 | -2.3 | 3.1 | -4.7 | -2.2 | -15.6 | 9.4 | 0.6 | -5 | -8 | 15.6 | 10 | 6.7 | -12.8 | 5.6 | -3.3 | -1.1 | -11.1 | 7.8 | -5 | -1.7 | -11.7 | 18.2 | -1 | 6.7 | -9.4 | -3 | -8.6 | 16.1 | -5.6 | 16.1 | 0 | -0.6 | -5.6 | -3 | -12.4 | -10.6 | -15 | 6.1 | -6.7 | -7.8 | -10 | 1.3 | -2.2 | -8 | -10.7 | -14.4 | -18.3 | -1.1 | -8.9
-12 | -13 | -6.1 | -9.4 | 10.6 | -2.8 | 11.7 | -5.6 | 3.2 | -13.4 | 18.9 | 0.6 | 2 | -6 | 12.8 | 8.3 | 16.1 | 6.7 | 3.7 | 2.4 | 11.7 | 10 | 13 | 3.4 | -1.9 | -12.7 | -0.6 | -13.3 | 13 | 2 | 27.2 | 15.6 | 20.6 | 12.2 | 20.6 | 18.4 | 16.1 | 12.2 | 8.9 | -3.9 | 28.3 | 19.4 | -14.4 | -21.1 | -4.4 | -8.9 | -1.1 | -2.2 | 4.3 | -2.9 | -12.8 | -16.7 | 6.1 | 4.9 | 15.6 | 7.8 | 5.6 | -7.2 | -3.3 | -13.9 | -19 | -22 | -3.3 | -10.6 | -1.7 | -2.8 | 0 | -3.3 | -14 | -19.3 | -13.9 | -17.8 | -27.8 | -32.2 | -22.8 | -29.4 | -6.1 | -12.2 | -8.3 | -13.9 | -4.4 | -8.9 | 10 | -6.7 | 2.4 | -2.9 | -2.8 | -7 | 3.3 | -4.4 | 7.6 | -3.4 | 4.4 | -10 | -20 | -26.7 | -13.9 | -23.3 | 3.3 | -17.8 | 0.6 | -1.7 | 11.7 | -5.6 | 2.8 | -10 | -10 | -17.2 | -0.6 | -11.7 | -7.9 | -12.6 | 1.1 | -3.3 | -6.1 | -18.3 | 14.4 | 8.3 | -9 | -13 | -1.5 | -2 | 3 | -4.8 | -2.8 | -16.1 | 10 | 1.1 | -4 | -8 | 14.4 | 12.2 | 6.7 | -11.7 | 5.6 | -3.3 | -0.6 | -11.1 | 7.8 | -6.7 | -2.2 | -11.7 | 18.9 | -2.8 | 7.8 | -8.9 | -2.8 | -9.4 | 16.7 | -4.4 | 16.1 | 0 | -1.1 | -5.6 | -3.1 | -12.5 | -10.6 | -15 | 5 | -2.8 | -7.8 | -10.6 | 1.7 | -2.2 | -8.1 | -11.2 | -13.3 | -17.2 | -1.1 | -7.8
-13 | -15 | -6.7 | -8.3 | 9.4 | -3.3 | 11.7 | -6.7 | 2.4 | -13.5 | 19.4 | 0.6 | 1 | -6 | 12.2 | 7.8 | 15.6 | 8.3 | 3.9 | 2.2 | 11.7 | 10 | 12.8 | 3.9 | -3.7 | -12.1 | -0.6 | -12.2 | 13 | 4 | 26.7 | 15.6 | 20.6 | 12.8 | 20 | 18.3 | 16.7 | 13.3 | 8.9 | -4.4 | 28.3 | 18.9 | -15.2 | -20.8 | -4.4 | -9.4 | -1.1 | -2.8 | 3.9 | -2.8 | -12.2 | -16.1 | 3.3 | 2.2 | 14.8 | 8.3 | 4.4 | -7.8 | -3.3 | -12.8 | -20 | -24 | -5 | -11.1 | -1.7 | -2.2 | 0 | -3.3 | -14.4 | -19.4 | -13.9 | -16.1 | -27.2 | -31.7 | -22.8 | -29.4 | -6.8 | -12.2 | -9.2 | -13.5 | -5.2 | -8.7 | 9.1 | -5.3 | 2.6 | -2.7 | 0.6 | -4.4 | 3.9 | -4.4 | 7.8 | -3.9 | 5 | -10 | -20 | -27.2 | -14.6 | -22.1 | 3.9 | -16.7 | 0.6 | -1.7 | 9.4 | -5.6 | 2.8 | -9.4 | -10.6 | -18.3 | -0.6 | -13.3 | -8.3 | -12.8 | 1.7 | -2.8 | -6.7 | -16.1 | 13.9 | 7.8 | -10 | -14 | -1.1 | -1.7 | 2.8 | -5.6 | -2.8 | -15.6 | 8.9 | 0.6 | -5 | -8 | 13.9 | 12.2 | 7.2 | -12.8 | 4.4 | -3.3 | -0.6 | -13.3 | 7.2 | -5.6 | -2.2 | -12.8 | 17 | -1.4 | 7.8 | -8.3 | -2.8 | -8.4 | 16.7 | -2.8 | 16.7 | 0 | -1.7 | -6.1 | -3.3 | -13.9 | -11.7 | -15.6 | 5.6 | -5 | -7.2 | -10.6 | 0.9 | -2.2 | -8.3 | -12.2 | -12.2 | -16.6 | 0.6 | -3.3
-13 | -15 | -6.7 | -8.3 | 8.3 | -3.3 | 10.6 | -6.1 | 1.7 | -15 | 18.9 | 1.1 | -1 | -6 | 12.2 | 7.8 | 15 | 3.9 | 3.9 | 2.4 | 11.7 | 10 | 11.1 | 3.4 | -5.6 | -12.8 | -1.7 | -10.6 | 12 | 3 | 25.6 | 14.4 | 20 | 12.8 | 19.6 | 18.3 | 16.1 | 12.2 | 7.2 | -3.9 | 26.7 | 19.4 | -15.9 | -21.3 | -5 | -8.9 | -2.8 | -5 | 3.2 | -2.8 | -12.8 | -16.7 | 2.4 | 0.8 | 14.1 | 8.7 | 3.9 | -7.8 | -3.9 | -14.4 | -21 | -25 | -5.6 | -11.1 | -1.7 | -2.2 | 0 | -2.2 | -15.2 | -19.4 | -14.4 | -17.2 | -27.8 | -32.2 | -22.8 | -28.3 | -7.6 | -13 | -10.2 | -14.1 | -5.9 | -8.8 | 8.1 | -4.7 | 2.8 | -3.3 | 3.9 | -2.8 | 3.9 | -4.4 | 7.4 | -2.5 | 5.6 | -9.4 | -21.1 | -27.8 | -15.4 | -22.1 | 3.3 | -16.1 | 0 | -3.9 | 7.8 | -5.6 | 1.1 | -8.3 | -12.2 | -20 | -0.6 | -13.3 | -8.7 | -12.7 | 0.6 | -2.8 | -8.9 | -15.6 | 14.4 | 8.3 | -10 | -14 | -1.5 | -2 | 2.6 | -4.7 | -4.4 | -15.6 | 7.2 | 0 | -6 | -10 | 13.3 | 12.2 | 6.7 | -13.3 | 1.1 | -3.3 | -1.1 | -12.8 | 5.6 | -6.1 | -2.8 | -12.8 | 15.2 | -0.8 | 7.2 | -8.3 | -2.8 | -8.4 | 15 | -2.8 | 15.6 | -0.6 | -3.3 | -7.8 | -4.4 | -13 | -12.2 | -16.1 | 4.4 | -6.1 | -8.3 | -10.6 | 0.2 | -2.2 | -8.5 | -12.2 | -11.1 | -16.7 | -2.2 | -13.3
-13 | -15 | -6.1 | -7.8 | 7.2 | -2.2 | 6.7 | -5.6 | 0.6 | -13.4 | 17.8 | 1.1 | 0 | -7 | 11.7 | 7.8 | 15.6 | 1.7 | 3.9 | 2.6 | 11.7 | 10 | 9.5 | 3 | -6.5 | -11.2 | -3.9 | -10 | 13 | 4 | 23.9 | 15 | 20 | 13.9 | 19.3 | 18.5 | 15 | 11.1 | 6.7 | -5.6 | 25 | 19.4 | -16.7 | -22.2 | -5.6 | -8.3 | -3.9 | -6.1 | 2.4 | -3.5 | -16.1 | -18.9 | 1.5 | -0.5 | 13.3 | 8.9 | 2.8 | -8.3 | -3.9 | -13.9 | -22 | -26 | -6.7 | -11.7 | -1.7 | -2.8 | 0 | -2.2 | -15.9 | -20 | -14.4 | -17.2 | -28.3 | -31.7 | -23.3 | -28.9 | -8.3 | -14.4 | -11.1 | -15 | -6.7 | -9.4 | 7.2 | -5 | 0.4 | -3.9 | 2 | -2.4 | 2.8 | -3.9 | 7.1 | -2.1 | 0.6 | -8.3 | -21.7 | -28.3 | -16.1 | -22.8 | 1.1 | -16.1 | -1.1 | -2.2 | 6.7 | -6.1 | 0 | -7.8 | -13.3 | -22.2 | -1.1 | -12.8 | -9 | -13.3 | 0.6 | -2.8 | -10 | -18.3 | 10 | 6.7 | -11 | -16 | -1.8 | -2.3 | 2.4 | -4.4 | -5 | -14.4 | 7.2 | 0 | -5 | -8 | 12.8 | 12.2 | 2.2 | -10 | -0.6 | -3.9 | -2.2 | -13.3 | 3.9 | -5 | -3.9 | -11.7 | 13.3 | -0.6 | 5.6 | -8.3 | -2.8 | -8.9 | 12.8 | -1.7 | 13.3 | -1.1 | -6.7 | -8.9 | -5.6 | -13.7 | -13.3 | -15.6 | 4.4 | -5 | -7.8 | -9.4 | -0.6 | -2.8 | -8.7 | -12.9 | -11.3 | -15.5 | -3.3 | -12.2
-13 | -15 | -5.6 | -8.3 | 6.7 | -2.2 | 3.3 | -3.3 | -0.6 | -14.1 | 16.1 | 3.3 | -2 | -11 | 11.7 | 7.2 | 15 | 2.2 | 3.9 | 2.8 | 11.7 | 10 | 7.8 | 2.2 | -7.4 | -10.7 | -5.6 | -11.1 | 12 | 4 | 22.2 | 15.6 | 19.4 | 13.9 | 18.9 | 18.3 | 14.4 | 11.7 | 6.1 | -5 | 24.4 | 18.9 | -17.2 | -22 | -5 | -8.3 | -5 | -7.2 | 1.7 | -4.4 | -17.2 | -20 | 0.6 | -2.2 | 13.5 | 8.8 | 2.8 | -8.3 | -3.3 | -13.9 | -23 | -27 | -8.3 | -12.2 | -2.2 | -3.3 | 0 | -2.2 | -16.7 | -21.1 | -15 | -17.8 | -28.9 | -32.2 | -23.3 | -29.4 | -9.2 | -14.5 | -11.1 | -14.7 | -7.6 | -10.1 | 6.1 | -4.1 | -2 | -5.2 | 0.2 | -2.5 | 2.8 | -3.3 | 6.7 | -1.7 | 0 | -8.3 | -21.7 | -29.4 | -15.2 | -21.2 | 0.6 | -15.6 | -1.1 | -2.2 | 5 | -5.6 | -2.8 | -8.3 | -13.9 | -22.8 | -1.1 | -12.8 | -9.4 | -14.4 | 0 | -2.8 | -11.7 | -20.6 | 8.9 | 6.7 | -12 | -16 | -2.2 | -2.8 | 2.2 | -5 | -5 | -15 | 5.6 | 0 | -6 | -8 | 12.2 | 11.7 | 1.1 | -8.9 | -1.7 | -4.4 | -2.8 | -12.8 | 0.6 | -5 | -3.9 | -11.1 | 11.8 | 0.8 | 2.8 | -10 | -3.3 | -8.5 | 10.6 | -0.6 | 11.1 | -1.1 | -5 | -8.3 | -6.7 | -15 | -13.3 | -15.6 | 4.4 | -6.7 | -6.1 | -7.8 | -0.4 | -2.5 | -8.9 | -13.9 | -11.5 | -15 | -6.1 | -13.9
-13 | -15 | -7.2 | -8.9 | 6.1 | -2.8 | 2.8 | -2.8 | -1.7 | -16.1 | 15 | 3.3 | 0 | -14 | 10.6 | 6.1 | 15 | 2.2 | 3.9 | 2.7 | 11.7 | 10 | 6.3 | 2 | -8.3 | -10.6 | -7.8 | -12.8 | 12 | 3 | 21.7 | 15.6 | 20 | 14.4 | 19.3 | 18.7 | 14.4 | 12.2 | 5.6 | -4.4 | 23.9 | 18.3 | -17.8 | -22.4 | -3.9 | -7.2 | -5 | -7.2 | 1.3 | -3.8 | -17.8 | -20.6 | 0 | -2.5 | 13.7 | 8.6 | 2.2 | -7.8 | -3.3 | -12.2 | -25 | -28 | -7.2 | -12.2 | -2.8 | -4.4 | -0.6 | -2.2 | -17.1 | -20.7 | -15 | -17.2 | -29.4 | -32.8 | -23.9 | -29.4 | -10.2 | -15.6 | -11.1 | -14.9 | -8.5 | -11.3 | 5 | -3.8 | -4.4 | -7.2 | -1.7 | -3.3 | 2.2 | -4.4 | 6.5 | -1 | -0.6 | -8.9 | -22.2 | -28.9 | -14.2 | -20.2 | -1.7 | -14.4 | -1.1 | -2.2 | 5 | -5 | -2.2 | -7.8 | -14.4 | -23.9 | -1.7 | -12.8 | -9.8 | -14.4 | 0.6 | -2.8 | -12.8 | -20.6 | 8.9 | 7.2 | -12 | -16 | -2.2 | -2.6 | 2.2 | -4 | -6.7 | -15 | 5.6 | 0 | -7 | -11 | 11.7 | 11.7 | -1.1 | -9.4 | -2.8 | -5 | -3.9 | -12.8 | -0.6 | -5 | -4.4 | -12.2 | 10.4 | 2.3 | 1.1 | -11.1 | -3.9 | -8.9 | 7.2 | 1.7 | 9.4 | -1.7 | -5.6 | -8.9 | -7.1 | -14 | -14.4 | -15.6 | 4.4 | -6.7 | -4.4 | -6.7 | -0.2 | -2.4 | -9.6 | -13.6 | -11.7 | -15 | -6.7 | -14.4
-15 | -16 | -6.7 | -8.9 | 5.6 | -3.3 | 2.2 | -2.8 | -3.7 | -15.2 | 14.4 | 4.4 | -1 | -15 | 10 | 6.7 | 14.4 | 3.3 | 3.9 | 2.7 | 11.7 | 10.6 | 4.8 | 1.6 | -8.9 | -10.3 | -7.8 | -13.3 | 12 | 3 | 20 | 16.1 | 20 | 15 | 19.6 | 18.6 | 13.9 | 12.2 | 5 | -4.4 | 23.3 | 17.8 | -18.3 | -23.3 | -5 | -7.8 | -4.4 | -6.7 | 1 | -3.9 | -17.2 | -20 | -0.5 | -3.3 | 13.9 | 8.3 | 1.7 | -8.3 | -2.8 | -12.8 | -27 | -30 | -8.3 | -12.2 | -2.2 | -4.4 | -0.6 | -1.7 | -17.4 | -20.7 | -16.1 | -18.9 | -29.4 | -32.8 | -24.4 | -30 | -11.1 | -17.2 | -11.1 | -15.6 | -9.4 | -12.8 | 3.9 | -4.4 | -7.7 | -10 | -2.6 | -4.4 | 1.1 | -4.4 | 6.3 | -0.4 | -0.6 | -8.3 | -22.8 | -29.4 | -13.3 | -20 | -2.8 | -14.4 | -1.7 | -2.2 | 4.4 | -5 | -3.9 | -7.8 | -15 | -21.1 | -2.2 | -12.8 | -10.2 | -15 | 1.1 | -2.8 | -13.3 | -21.7 | 11.1 | 9.4 | -12 | -16 | -2.2 | -2.3 | 2.2 | -3.8 | -6.1 | -15.6 | 5 | -0.6 | -8 | -13 | 11.7 | 11.7 | -1.1 | -6.7 | -3.9 | -6.1 | -4.4 | -12.8 | -1.1 | -5.6 | -4.4 | -11.7 | 8.9 | 2.8 | -0.6 | -12.2 | -4.4 | -10 | 6.7 | 1.1 | 7.8 | -1.7 | -3.3 | -6.7 | -7.4 | -14.1 | -13.9 | -15.6 | 4.4 | -6.7 | -7.8 | -9.4 | 0 | -2.8 | -10.4 | -13.7 | -11.7 | -16.2 | -7.8 | -15.6
-15 | -17 | -8.9 | -10.6 | 2.8 | -3.3 | 2.8 | -4.4 | -5.8 | -16 | 13.9 | 3.9 | -2 | -15 | 10 | 7.2 | 14.4 | 3.9 | 3.9 | 2.8 | 11.7 | 10.6 | 3.3 | 1.1 | -9.4 | -10.3 | -7.8 | -13.9 | 11 | 3 | 19.4 | 15 | 20.6 | 15.6 | 20 | 18.9 | 13.3 | 11.7 | 5 | -5 | 23.3 | 17.8 | -18.7 | -23 | -3.3 | -7.2 | -5 | -6.7 | 0.6 | -4.4 | -17.2 | -20 | -1.1 | -4.4 | 13.5 | 8.2 | 0.6 | -8.3 | -3.3 | -12.8 | -28 | -31 | -9.4 | -12.2 | -2.8 | -5.6 | -0.6 | -1.1 | -17.8 | -21.1 | -16.7 | -20 | -30 | -33.3 | -24.4 | -30 | -11.5 | -16.5 | -11.3 | -15.1 | -10 | -13.2 | 3.5 | -3.9 | -11.1 | -13.3 | -3.5 | -5.5 | 0 | -5 | 6.1 | 0 | -1.1 | -7.2 | -23.9 | -30 | -12.8 | -18.3 | -2.2 | -13.3 | -1.7 | -2.2 | 3.9 | -5 | -5 | -8.3 | -15 | -20.6 | -2.8 | -12.8 | -10.6 | -16.1 | 1.1 | -1.7 | -13.9 | -21.1 | 11.1 | 10 | -12 | -16 | -2.2 | -2.2 | 2.2 | -3.9 | -6.7 | -15.6 | 5.6 | 0 | -11 | -15 | 11.7 | 11.7 | -0.6 | -6.1 | -4.4 | -6.7 | -4.4 | -12.8 | -1.1 | -5.6 | -4.4 | -14.4 | 8.5 | 2.9 | -2.2 | -12.2 | -5 | -9.8 | 9.4 | 1.7 | 7.8 | -1.1 | -1.7 | -6.1 | -7.8 | -15 | -13.3 | -15.6 | 4.4 | -7.2 | -7.8 | -9.4 | 0 | -2.2 | -11.1 | -14.4 | -11.7 | -18.2 | -5.6 | -10.6
-16 | -17 | -6.7 | -8.9 | -0.6 | -3.3 | 1.1 | -3.9 | -7.8 | -18.3 | 12.8 | 3.9 | -1 | -15 | 9.4 | 6.7 | 13.9 | 10.6 | 3.7 | 2.5 | 11.7 | 10.6 | 3.3 | 1.2 | -10 | -10.6 | -7.8 | -13.3 | 11 | 3 | 18.9 | 15 | 19.4 | 16.7 | 20.6 | 19.3 | 13.9 | 11.1 | 3.9 | -5.6 | 22.2 | 17.2 | -19 | -23.1 | -3.9 | -6.7 | -6.1 | -9.4 | 0.6 | -4.3 | -17.8 | -20.6 | -1.5 | -4.6 | 13.2 | 8.1 | 0.6 | -8.3 | -2.8 | -10 | -29 | -33 | -8.9 | -12.2 | -3.9 | -7.2 | 0 | -1.7 | -18.5 | -21.9 | -16.7 | -19.4 | -30.6 | -33.9 | -25 | -30.6 | -11.8 | -16.5 | -11.5 | -15.1 | -10.5 | -14.1 | 3.2 | -3.8 | -14.4 | -16.7 | -4.4 | -7.2 | -2.8 | -5 | 5.2 | 0 | -1.1 | -8.3 | -28.9 | -34.4 | -12.2 | -17 | -0.6 | -12.8 | -1.7 | -2.8 | 3.3 | -5 | -5.6 | -8.3 | -15 | -21.1 | -3.3 | -12.2 | -10.6 | -15.2 | 0.6 | 0.6 | -14.4 | -21.7 | 11.1 | 10.6 | -12 | -16 | -2.4 | -2.4 | 2.6 | -3.5 | -7.8 | -15.6 | 3.9 | 0 | -11 | -15 | 11.1 | 11.1 | -0.6 | -5.6 | -4.4 | -6.1 | -5.6 | -12.8 | -1.7 | -5.6 | -5 | -11.1 | 8.2 | 2.9 | -1.1 | -8.3 | -5.5 | -10.4 | 6.7 | 2.2 | 7.8 | -1.7 | -2.2 | -6.7 | -8 | -14.1 | -12.8 | -15 | 4.4 | -6.7 | -10 | -11.7 | 0 | -2.1 | -11.3 | -13.6 | -11.7 | -21.7 | -6.1 | -10.6
-16 | -17 | -7.2 | -8.9 | -1.7 | -3.9 | 1.7 | -4.4 | -9.5 | -18 | 12.8 | 3.9 | -4 | -15 | 8.9 | 6.1 | 14.4 | 8.9 | 3.5 | 2.3 | 11.7 | 10.6 | 3.3 | 1.2 | -10.7 | -11.3 | -7.8 | -14.4 | 11 | 4 | 19.4 | 15.6 | 20 | 16.7 | 21.1 | 19.6 | 12.8 | 10.6 | 3.9 | -5.6 | 22.2 | 16.7 | -19.4 | -23.9 | -3.3 | -6.7 | -7.2 | -10.6 | 0.6 | -4.4 | -17.8 | -20.6 | -1.8 | -5 | 12.8 | 7.8 | 0 | -8.9 | -2.8 | -12.2 | -30 | -33 | -9.4 | -12.2 | -2.8 | -6.1 | 0 | -1.1 | -19.3 | -23.3 | -16.7 | -20 | -30.6 | -33.9 | -25 | -30.6 | -12.2 | -17.2 | -11.7 | -15.6 | -11.1 | -15.6 | 2.8 | -4.4 | -16.3 | -18.7 | -8.1 | -10.9 | -3.3 | -4.4 | 4.2 | -0.3 | -2.2 | -7.8 | -26.7 | -33.3 | -11.7 | -16.7 | -0.6 | -12.2 | -2.2 | -2.8 | 2.8 | -5.6 | -6.1 | -8.3 | -15 | -21.1 | -3.3 | -13.3 | -10.6 | -14.9 | 1.1 | 0 | -15 | -21.7 | 7.2 | 5.6 | -12 | -16 | -2.6 | -2.6 | 2.9 | -3.8 | -8.3 | -16.1 | 3.9 | 0 | -11 | -15 | 11.1 | 11.1 | -0.6 | -5.6 | -6.1 | -7.8 | -6.1 | -13.3 | -1.1 | -5.6 | -5.6 | -8.3 | 7.8 | 2.8 | -1.7 | -7.2 | -6.1 | -11.7 | 6.7 | 2.2 | 7.2 | -1.7 | -1.7 | -6.1 | -8.1 | -14.2 | -11.7 | -14.4 | 3.9 | -5 | -9.4 | -11.1 | 0 | -2.2 | -11.5 | -13.4 | -12.8 | -19.8 | -5 | -11.7
-16 | -17 | -7.8 | -10 | -1.7 | -3.9 | 0 | -3.9 | -11.1 | -18.6 | 12.2 | 3.9 | -3 | -15 | 8.9 | 6.7 | 13.3 | 7.8 | 3.3 | 2.2 | 11.7 | 10.6 | 3.3 | 1.3 | -11.5 | -12.3 | -9.4 | -15 | 10 | 5 | 18.3 | 16.1 | 20.6 | 16.7 | 21.7 | 20 | 13.3 | 10.6 | 3.9 | -5.6 | 21.1 | 16.7 | -19.2 | -23.2 | -3.9 | -5 | -7.2 | -11.1 | 0.6 | -5.6 | -17.2 | -20 | -2.2 | -6.1 | 12.8 | 8.3 | -0.6 | -8.9 | -2.8 | -14.4 | -30 | -33 | -8.9 | -12.2 | -4.4 | -7.8 | -0.6 | -1.1 | -20 | -25 | -16.7 | -20 | -31.1 | -35.6 | -25 | -31.1 | -12.6 | -16.5 | -11.7 | -15 | -11.5 | -15.3 | 2.1 | -3.9 | -18.1 | -20.7 | -11.9 | -15.1 | -3.3 | -5 | 3.3 | -0.6 | -1.7 | -7.2 | -25.6 | -32.2 | -11.5 | -15.6 | 1.1 | -11.7 | -2.2 | -2.8 | 0.6 | -6.7 | -6.7 | -8.3 | -15.6 | -21.1 | -3.9 | -13.9 | -10.6 | -15 | 1.1 | -1.1 | -16.1 | -21.7 | 4.4 | 2.8 | -13 | -15 | -2.8 | -2.8 | 3.3 | -4.4 | -8.9 | -16.1 | 3.9 | 0 | -12 | -15 | 10.6 | 10.6 | -1.1 | -5.6 | -5.6 | -8.3 | -6.7 | -12.8 | -2.2 | -5.6 | -5.6 | -6.7 | 7.2 | 3.3 | -4.4 | -8.9 | -6.5 | -11.2 | 3.9 | 2.2 | 6.1 | -1.1 | -1.1 | -6.1 | -8.3 | -15 | -10 | -13.3 | 3.3 | -6.7 | -10.6 | -11.7 | 0 | -1.8 | -11.7 | -13.3 | -13.9 | -19.2 | -6.7 | -11.1
-16 | -17 | -9.4 | -11.1 | -2.8 | -5 | 1.1 | -4.4 | -12.8 | -20.6 | 11.7 | 4.4 | -4 | -15 | 8.9 | 6.7 | 13.3 | 7.2 | 3.5 | 2.3 | 11.7 | 10.6 | 3.3 | 1.4 | -12.2 | -13.3 | -8.9 | -15 | 10 | 4 | 17.8 | 15.6 | 20.6 | 17.2 | 21.1 | 19.6 | 13.3 | 11.1 | 2.2 | -5.6 | 20.6 | 16.7 | -19.1 | -23.1 | -3.9 | -5 | -6.7 | -10 | 0.2 | -4.6 | -17.2 | -20.6 | -2.6 | -6 | 12.8 | 8.5 | -1.1 | -8.9 | -2.8 | -15 | -30 | -33 | -9.4 | -12.2 | -4.4 | -10 | -1.1 | -2.8 | -20.9 | -24.9 | -16.7 | -20 | -31.1 | -35 | -25 | -31.1 | -12.9 | -16.3 | -11.7 | -14.7 | -11.8 | -15.4 | 1.3 | -3.8 | -20 | -23.3 | -15.6 | -19.4 | -3.9 | -5.6 | 2 | -1.1 | -1.7 | -7.8 | -26.1 | -32.8 | -11.3 | -15.1 | 0 | -12.2 | -2.2 | -2.8 | 0.6 | -6.7 | -7.2 | -8.9 | -15.6 | -20.6 | -3.9 | -15 | -11.7 | -15.3 | 0.6 | -2.2 | -17.2 | -22.8 | 3.9 | 2.2 | -13 | -16 | -3 | -3 | 3.1 | -2.9 | -9.4 | -16.1 | 3.3 | -0.6 | -10 | -13 | 10.6 | 10.6 | -1.7 | -5.6 | -7.2 | -9.4 | -7.2 | -12.8 | -0.6 | -4.4 | -5.6 | -6.1 | 6.7 | 3.7 | -4.4 | -8.3 | -6.8 | -11.3 | 3.9 | 2.2 | 6.7 | -0.6 | -1.1 | -6.1 | -8.7 | -14.4 | -8.3 | -12.8 | 3.3 | -7.2 | -11.1 | -12.2 | 0 | -1.5 | -12.6 | -13.6 | -15 | -19.4 | -8.3 | -13.9
-16 | -18 | -10 | -11.7 | -2.2 | -4.4 | 1.1 | -5.6 | -14.1 | -20.7 | 11.1 | 5 | -3 | -16 | 8.9 | 6.7 | 12.2 | 7.8 | 3.7 | 2.5 | 11.7 | 10.6 | 3.3 | 1.4 | -12.6 | -13.8 | -8.9 | -15 | 10 | 4 | 17.8 | 15.6 | 20.6 | 17.2 | 20.6 | 19.3 | 10.6 | 10 | 1.7 | -6.7 | 20 | 16.7 | -18.9 | -23.3 | -3.9 | -4.4 | -7.2 | -10.6 | -0.2 | -4.6 | -18.3 | -21.1 | -2.9 | -6.3 | 12.8 | 8.9 | -1.7 | -8.3 | -2.8 | -15 | -29 | -32 | -9.4 | -12.2 | -6.1 | -13.3 | -2.2 | -4.4 | -21.9 | -25.7 | -16.1 | -18.9 | -31.7 | -35 | -25 | -30.6 | -13.3 | -16.7 | -11.7 | -15 | -12.2 | -16.1 | 0.6 | -4.4 | -20.6 | -23.5 | -18 | -21.9 | -3.3 | -4.4 | 0.7 | -1.8 | -2.2 | -7.2 | -26.7 | -32.8 | -11.1 | -15 | 0 | -11.1 | -2.2 | -2.8 | 1.1 | -6.7 | -8.3 | -10 | -18.3 | -21.1 | -4.4 | -14.4 | -12.8 | -16.1 | 0 | -1.7 | -17.8 | -22.8 | 1.7 | 0 | -13 | -16 | -3.1 | -3.1 | 3 | -1.7 | -9.4 | -15.6 | 3.3 | 0 | -11 | -13 | 10.6 | 10.6 | -2.2 | -6.1 | -8.3 | -10 | -7.2 | -12.2 | -0.6 | -4.4 | -5 | -5.6 | 6.1 | 3.9 | -5 | -8.9 | -7.2 | -12.2 | 3.9 | 2.2 | 4.4 | -0.6 | -1.1 | -6.1 | -9 | -14.7 | -8.9 | -12.8 | 3.3 | -6.7 | -15 | -16.7 | 0 | -1.7 | -13.5 | -14.3 | -15.2 | -20.3 | -10 | -15.6
-17 | -18 | -8.3 | -10.6 | -2.8 | -4.4 | 1.7 | -5 | -15.4 | -21.5 | 11.1 | 5 | -6 | -15 | 8.9 | 6.1 | 11.7 | 8.9 | 3.9 | 2.8 | 11.7 | 10.6 | 3.3 | 1.5 | -12.9 | -14.2 | -7.8 | -13.9 | 10 | 3 | 17.8 | 16.7 | 20.6 | 17.2 | 20 | 18.9 | 10.6 | 8.3 | 1.1 | -6.7 | 18.9 | 16.7 | -18.5 | -22.4 | -3.9 | -4.4 | -8.9 | -11.7 | -0.6 | -5 | -18.3 | -21.7 | -3.3 | -7.2 | 12.4 | 9.3 | -2.2 | -8.3 | -3.3 | -14.4 | -31 | -33 | -8.9 | -12.2 | -7.2 | -17.8 | -3.9 | -6.1 | -22.8 | -26.7 | -15.6 | -18.9 | -31.1 | -35 | -25 | -30.6 | -13.5 | -16.3 | -12.2 | -15.1 | -12.6 | -15.5 | 0.6 | -3.9 | -21.1 | -24 | -20.4 | -24.5 | -3.9 | -4.4 | -0.6 | -2.8 | -1.7 | -7.2 | -28.3 | -35 | -10.7 | -14 | 0.6 | -10.6 | -2.2 | -2.8 | 1.7 | -7.2 | -8.3 | -10.6 | -16.7 | -21.1 | -4.4 | -14.4 | -13.9 | -17.2 | 0 | -1.1 | -18.3 | -23.3 | 0 | -2.2 | -13 | -17 | -3.3 | -3.3 | 2.8 | -1.1 | -10 | -16.1 | 3.9 | 0 | -11 | -13 | 11.1 | 11.1 | -1.7 | -5.6 | -8.3 | -10.6 | -7.2 | -12.2 | -0.6 | -4.4 | -5 | -5.6 | 6.3 | 3.8 | -5.6 | -8.9 | -7.8 | -11.5 | 2.8 | 1.7 | 5.6 | 0 | -1.1 | -6.1 | -9.4 | -15.6 | -8.3 | -12.2 | 3.9 | -6.7 | -16.1 | -17.8 | 0 | -1.3 | -14.4 | -15 | -15.4 | -21.5 | -10.6 | -16.1
-17 | -20 | -7.8 | -11.1 | -1.1 | -5 | 3.3 | -4.4 | -16.7 | -23.3 | 11.1 | 5 | -2 | -17 | 8.3 | 6.1 | 11.7 | 8.3 | 3.7 | 2.7 | 11.7 | 10.6 | 3.3 | 1.6 | -13.3 | -15 | -7.8 | -15 | 10 | 3 | 17.8 | 16.7 | 20.6 | 17.8 | 18.1 | 17.1 | 10 | 7.8 | 1.1 | -5.6 | 17.8 | 16.1 | -18.2 | -21.8 | -3.3 | -4.4 | -12.2 | -15 | 0 | -3.9 | -18.9 | -22.2 | -3.5 | -6.7 | 12.1 | 9.9 | -2.2 | -8.3 | -3.3 | -12.8 | -32 | -34 | -9.4 | -12.2 | -8.3 | -19.4 | -5 | -7.8 | -21.9 | -25.2 | -15.6 | -18.9 | -31.7 | -35 | -25.6 | -30.6 | -13.7 | -16.3 | -12.8 | -15.8 | -12.9 | -15.3 | 0.6 | -3.9 | -21.7 | -25 | -22.8 | -27.8 | -3.9 | -5 | -1.7 | -3.4 | -1.7 | -7.8 | -28.9 | -35.6 | -10.4 | -13.4 | 1.1 | -9.4 | -2.2 | -2.8 | 1.1 | -6.7 | -8.9 | -10 | -15.6 | -21.1 | -5 | -13.9 | -13.5 | -16.5 | -0.6 | -2.8 | -18.3 | -23.3 | -1.1 | -3.3 | -13 | -15 | -3.3 | -3.3 | 3.3 | 0.2 | -10 | -16.1 | 4.4 | -0.6 | -12 | -13 | 11.1 | 11.1 | -2.8 | -6.7 | -8.9 | -11.7 | -7.8 | -12.8 | -1.1 | -4.4 | -5 | -5 | 6.5 | 3.5 | -5 | -9.4 | -8.3 | -11.2 | 3.9 | 1.7 | 6.7 | 0 | -0.6 | -6.1 | -9.6 | -14.9 | -7.8 | -9.4 | 3.3 | -6.7 | -19.4 | -20.6 | 0 | -1.1 | -15 | -15.7 | -15.6 | -23.9 | -10 | -19.4
-18 | -20 | -7.8 | -11.1 | 3.3 | -6.1 | 6.1 | -5 | -17.1 | -22.8 | 11.1 | 5 | -4 | -17 | 8.3 | 6.1 | 11.7 | 8.9 | 3.5 | 2.8 | 11.7 | 10.6 | 3.3 | 1.6 | -13.7 | -15.1 | -6.7 | -13.9 | 11 | 5 | 17.8 | 16.1 | 21.1 | 18.3 | 16.3 | 15.5 | 10 | 7.8 | 1.1 | -5.6 | 17.8 | 17.2 | -17.8 | -21.7 | -3.3 | -3.9 | -14.4 | -17.2 | 0.5 | -3.5 | -20 | -24.4 | -3.7 | -6.7 | 11.7 | 10 | -2.8 | -8.9 | -3.3 | -10.6 | -32 | -34 | -10 | -12.2 | -8.9 | -20 | -5 | -7.8 | -20.9 | -24 | -15.6 | -17.8 | -32.8 | -36.1 | -25.6 | -30.6 | -13.9 | -16.7 | -13.3 | -16.7 | -13.3 | -15.6 | 0.6 | -4.4 | -21.9 | -24.8 | -23 | -27.3 | -2.8 | -3.9 | -2.8 | -4 | -3.9 | -6.1 | -28.3 | -36.7 | -10 | -13.3 | 1.1 | -9.4 | -2.2 | -2.8 | 0 | -7.2 | -8.9 | -12.2 | -15 | -19.4 | -5.6 | -13.3 | -13.2 | -16.2 | -3.3 | -5.6 | -18.3 | -23.3 | -2.2 | -5 | -13 | -16 | -3.3 | -3.3 | 3.9 | 1.6 | -10.6 | -16.7 | 3.3 | -1.1 | -12 | -13 | 11.1 | 10.6 | -2.2 | -5.6 | -7.2 | -10.6 | -7.8 | -12.2 | -1.7 | -4.4 | -4.4 | -5 | 6.7 | 3.3 | -4.4 | -8.3 | -8.9 | -11.7 | 4.4 | 2.2 | 7.2 | 0.6 | -0.6 | -5.6 | -9.8 | -14.9 | -7.2 | -8.9 | 3.3 | -6.1 | -17.8 | -20 | 0 | -1.1 | -15.5 | -16.3 | -15 | -23.1 | -11.1 | -20.6
-19 | -21 | -10.6 | -11.7 | 3.3 | -6.1 | 4.4 | -5 | -17.4 | -23.1 | 11.7 | 4.4 | -4 | -16 | 8.3 | 5.6 | 12.8 | 6.7 | 3.3 | 2.8 | 11.1 | 10.6 | 3.3 | 1.7 | -14 | -15.1 | -7.8 | -14.4 | 11 | 3 | 17.2 | 16.1 | 21.1 | 18.9 | 14.4 | 13.9 | 10 | 7.8 | 1.1 | -6.1 | 18.3 | 16.7 | -16.5 | -20.3 | -1.7 | -2.8 | -15 | -18.9 | 1.1 | -3.3 | -20 | -27.2 | -3.9 | -7.2 | 12.1 | 10.5 | -2.8 | -8.3 | -2.2 | -10.6 | -32 | -35 | -10.6 | -12.2 | -9.4 | -19.4 | -5 | -7.8 | -20 | -23.3 | -16.1 | -18.9 | -32.2 | -35.6 | -25.6 | -29.4 | -13.7 | -16.8 | -13.3 | -16.4 | -13.1 | -15.4 | 1.7 | -3.3 | -22 | -25 | -23.1 | -27.3 | -5 | -6.1 | -3.9 | -5 | -3.9 | -7.2 | -28.9 | -38.9 | -8.9 | -12.1 | 0.6 | -8.9 | -2.2 | -2.8 | -0.6 | -7.8 | -9.4 | -11.7 | -13.9 | -19.4 | -5.6 | -14.4 | -12.8 | -16.1 | -4.4 | -6.7 | -18.9 | -23.3 | -3.3 | -5 | -13 | -15 | -3.3 | -3.3 | 4.4 | 2.8 | -10 | -16.7 | 3.3 | -1.1 | -13 | -15 | 10 | 8.9 | -2.8 | -5.6 | -7.2 | -10 | -7.8 | -12.2 | -1.7 | -5 | -5 | -5.6 | 9.3 | 5.5 | -5 | -8.9 | -7.8 | -10.9 | 5 | 2.8 | 7.2 | 1.1 | 0 | -5.6 | -10 | -15.6 | -7.2 | -8.3 | 3.9 | -6.1 | -15 | -17.8 | 0.2 | -1.2 | -16.1 | -17.2 | -14.5 | -23.6 | -12.2 | -21.1
-20 | -22 | -11.1 | -12.2 | 2.8 | -3.9 | 6.7 | -5 | -17.8 | -23.9 | 10.6 | 5.6 | -5 | -15 | 8.9 | 6.1 | 11.1 | 6.7 | 3.9 | 2.9 | 10.6 | 10 | 4.8 | 2.7 | -14.4 | -15.6 | -7.8 | -14.4 | 11 | 4 | 17.2 | 16.1 | 21.1 | 19.4 | 13.7 | 13.3 | 10 | 7.2 | 1.1 | -6.1 | 19.4 | 17.8 | -15.2 | -19.3 | -1.1 | -2.2 | -13.9 | -15.6 | 1.7 | -2.5 | -20 | -25.6 | -3.9 | -6.8 | 12.4 | 10.8 | -2.2 | -8.3 | -2.2 | -9.4 | -33 | -36 | -12.2 | -13.3 | -9.4 | -18.9 | -5.6 | -9.4 | -19.3 | -22.3 | -15.6 | -18.9 | -32.2 | -35.6 | -25.6 | -30.6 | -13.5 | -17.2 | -13.3 | -16.6 | -13 | -15.6 | 2.8 | -2.9 | -22.2 | -25.6 | -23.3 | -27.8 | -5 | -5.6 | 0 | -2.5 | -5 | -6.1 | -30 | -38.3 | -7.8 | -11.4 | 0.6 | -9.4 | -2.2 | -2.8 | 0 | -7.8 | -8.9 | -11.1 | -13.3 | -18.3 | -5.6 | -14.4 | -12.1 | -15.5 | -4.4 | -6.7 | -18.9 | -22.8 | -4.4 | -5 | -12 | -14 | -3.1 | -3.1 | 5 | 2.4 | -10.6 | -16.7 | 2.8 | -1.1 | -13 | -15 | 9.4 | 8.9 | -2.8 | -6.1 | -7.8 | -10.6 | -7.8 | -12.2 | 0 | -3.9 | -5.6 | -5.6 | 11.8 | 7.7 | -3.3 | -8.9 | -6.7 | -10.8 | 6.1 | 3.3 | 7.8 | 1.7 | 0 | -5.6 | -8.7 | -14.4 | -6.7 | -7.8 | 3.9 | -6.1 | -14.4 | -16.1 | 0.4 | -1.6 | -15.4 | -16.2 | -13.9 | -25 | -13.9 | -19.4
-20 | -22 | -10.6 | -11.7 | 7.2 | -5.6 | 6.1 | -4.4 | -12.6 | -20.1 | 11.1 | 5.6 | -3 | -13 | 9.4 | 6.1 | 10.6 | 8.3 | 4.4 | 2.7 | 11.1 | 10 | 6.3 | 3.6 | -14 | -15.5 | -4.4 | -13.3 | 12 | 4 | 17.2 | 16.7 | 22.8 | 19.4 | 12.9 | 12.8 | 10 | 6.7 | 1.7 | -5.6 | 23.9 | 18.9 | -13.9 | -18.9 | -2.2 | -2.8 | -13.9 | -15.6 | 2.2 | -2 | -19.4 | -25.6 | -3.9 | -6.8 | 12.8 | 11.1 | 0 | -7.8 | -0.6 | -8.3 | -32 | -36 | -10 | -11.7 | -8.9 | -18.9 | -6.7 | -10 | -18.5 | -21.5 | -15.6 | -18.3 | -32.8 | -35.6 | -25 | -29.4 | -13.3 | -18.3 | -13.3 | -17.2 | -12.8 | -16.1 | 3.9 | -2.8 | -21.8 | -25.1 | -23.3 | -27.3 | -2.2 | -3.9 | 3.9 | -1.1 | 0.6 | -3.9 | -30 | -38.9 | -6.7 | -11.1 | 1.1 | -8.9 | -2.2 | -2.8 | 2.8 | -6.7 | -6.7 | -8.9 | -11.1 | -18.3 | -5.6 | -13.9 | -11.3 | -15.2 | -4.4 | -6.1 | -18.3 | -23.3 | -5 | -5 | -11 | -13 | -3 | -3 | 5.5 | 1.8 | -8.9 | -16.7 | 3.3 | -1.1 | -15 | -16 | 10 | 8.9 | -1.1 | -4.4 | -6.1 | -8.9 | -6.7 | -12.2 | 4.4 | -1.7 | -6.1 | -6.1 | 14.4 | 10 | -0.6 | -7.2 | -5.6 | -11.1 | 11.1 | 5 | 8.3 | 2.8 | 0 | -5.6 | -7.4 | -13.9 | -6.1 | -7.2 | 3.9 | -5.6 | -11.7 | -12.2 | 0.6 | -2.2 | -14.6 | -15.3 | -11.7 | -21.5 | -10 | -18.3
-20 | -22 | -12.2 | -13.9 | 9.4 | -5.6 | 7.8 | -3.3 | -7.4 | -17.5 | 11.1 | 7.2 | -1 | -13 | 10 | 5.6 | 10.6 | 7.8 | 5 | 2.8 | 12.8 | 11.1 | 7.8 | 4.4 | -13.7 | -15.7 | -2.2 | -12.2 | 13 | 4 | 17.2 | 16.7 | 24.4 | 20 | 12.2 | 12.2 | 10.6 | 5.6 | 4.4 | -5.6 | 26.1 | 18.3 | -12 | -16.7 | -2.2 | -2.2 | -11.7 | -15.6 | 2.8 | -1.7 | -18.3 | -24.4 | -3.9 | -7.2 | 14.5 | 13.1 | 1.7 | -7.2 | -0.6 | -7.2 | -30 | -33 | -8.9 | -11.1 | -8.3 | -18.3 | -5 | -8.3 | -17.8 | -21.1 | -15.6 | -17.8 | -31.1 | -34.4 | -25 | -30.6 | -12.2 | -16.7 | -12.4 | -16.6 | -11.3 | -15.4 | 6.9 | -1.8 | -21.5 | -25.1 | -23.3 | -27.3 | 0.6 | -3.3 | 7.8 | 0 | 2.8 | -5 | -26.7 | -34.4 | -5.8 | -9.9 | 3.9 | -8.3 | -2.2 | -2.8 | 5 | -6.7 | -2.2 | -7.2 | -9.4 | -17.2 | -5.6 | -15 | -10.6 | -15.6 | -4.4 | -7.2 | -16.7 | -22.8 | -5 | -5.6 | -12 | -16 | -2.8 | -2.8 | 6.1 | 1.1 | -7.2 | -16.7 | 5.6 | -0.6 | -13 | -14 | 10 | 3.9 | 3.9 | -6.7 | -2.8 | -5.6 | -5.6 | -12.2 | 6.1 | -2.2 | -5.6 | -6.1 | 15.9 | 9.6 | 3.3 | -6.7 | -3.7 | -10 | 15.6 | 7.2 | 8.9 | 3.3 | 1.1 | -5 | -6.1 | -14.4 | -5 | -6.7 | 4.4 | -6.1 | -11.7 | -12.2 | 1.3 | -1.9 | -13.9 | -14.4 | -9.4 | -19.4 | -9.4 | -18.3
-21 | -22 | -11.1 | -12.2 | 11.7 | -4.4 | 12.8 | -2.8 | -2.2 | -17.2 | 11.7 | 7.2 | 0 | -15 | 11.7 | 5.6 | 10.6 | 8.9 | 6.5 | 2.6 | 12.8 | 11.7 | 8 | 5.3 | -13.3 | -16.1 | -1.1 | -14.4 | 13 | 5 | 15.6 | 14.4 | 25 | 20.6 | 12.6 | 12.2 | 12.8 | 5.6 | 8.9 | -4.4 | 28.3 | 18.9 | -10.2 | -15.3 | -1.1 | -2.2 | -9.4 | -14.4 | 3.9 | -0.8 | -17.2 | -22.8 | -3.9 | -6.4 | 16.1 | 14.8 | 2.8 | -7.2 | -1.7 | -7.8 | -27 | -32 | -6.7 | -9.4 | -7.8 | -18.9 | -4.4 | -7.8 | -16.9 | -20.5 | -14.4 | -18.3 | -30 | -33.9 | -23.9 | -30.6 | -11.1 | -15.5 | -11.5 | -16.5 | -9.8 | -14.9 | 9.8 | -1.6 | -21.1 | -25.6 | -23.3 | -27.8 | 4.4 | -3.9 | 9.1 | -1.9 | 5 | -6.7 | -24.4 | -32.2 | -4.8 | -8.9 | 5.6 | -7.2 | -1.7 | -2.8 | 6.7 | -6.7 | 1.1 | -6.1 | -8.3 | -13.9 | -5.6 | -15.6 | -9.8 | -14.4 | -3.9 | -7.2 | -15.6 | -22.2 | -5 | -5.6 | -11 | -15 | -2.1 | -2.1 | 6.8 | 1.1 | -5.6 | -16.1 | 7.8 | 0.6 | -11 | -12 | 10.6 | 2.2 | 5.6 | -9.4 | 0 | -3.9 | -4.4 | -11.7 | 7.2 | -3.3 | -6.1 | -6.7 | 17.4 | 9.1 | 3.9 | -7.2 | -1.9 | -9.9 | 18.3 | 8.9 | 9.4 | 4.4 | 1.7 | -3.9 | -5.4 | -13.2 | -4.4 | -6.1 | 5.6 | -5.6 | -13.3 | -15 | 2.1 | -1.8 | -11.9 | -13.1 | -7.2 | -18.3 | -6.7 | -17.2
-20 | -22 | -11.1 | -12.2 | 13.3 | -5 | 14.4 | -2.2 | 0.6 | -14.1 | 12.8 | 6.7 | 1 | -15 | 12.2 | 5.6 | 11.1 | 9.4 | 7.9 | 1.9 | 13.3 | 12.2 | 8.1 | 5.9 | -12.6 | -15.7 | -0.6 | -13.3 | 13 | 5 | 14.4 | 13.3 | 24.4 | 20.6 | 12.9 | 11.8 | 13.9 | 5.6 | 10 | -2.2 | 27.2 | 17.8 | -8.3 | -14.4 | 0.6 | -2.2 | -7.8 | -13.3 | 5 | -0.2 | -15.6 | -22.2 | -3.9 | -5.8 | 17.8 | 16.7 | 4.4 | -6.7 | -2.8 | -8.3 | -25 | -28 | -6.1 | -9.4 | -7.2 | -17.8 | -3.9 | -6.7 | -15.9 | -20.2 | -13.9 | -17.2 | -28.3 | -32.8 | -22.8 | -28.9 | -10 | -15 | -10.6 | -17.2 | -8.3 | -15.6 | 12.8 | -2.2 | -21.1 | -25.1 | -23.5 | -27.4 | 8.3 | -6.7 | 10.4 | -4.9 | 6.7 | -8.3 | -22.8 | -28.9 | -3.9 | -8.9 | 7.2 | -7.8 | -1.7 | -3.3 | 7.2 | -7.2 | 4.4 | -6.7 | -7.8 | -11.1 | -5 | -15 | -9.1 | -13.7 | -2.8 | -6.7 | -14.4 | -22.2 | -5 | -5.6 | -10 | -14 | -1.3 | -1.3 | 7.6 | 0.8 | -5 | -15.6 | 9.4 | 1.1 | -8 | -10 | 10.6 | -0.6 | 6.7 | -12.2 | 3.3 | -3.9 | -2.2 | -11.7 | 8.9 | -3.3 | -6.7 | -6.7 | 18.9 | 8.3 | 5 | -7.2 | 0 | -11.1 | 20 | 10 | 11.1 | 5 | 3.3 | -3.3 | -4.6 | -12.9 | -3.9 | -5 | 6.1 | -5.6 | -11.1 | -12.2 | 2.8 | -2.2 | -9.8 | -11.9 | -6.8 | -16.7 | -8.3 | -18.9
-21 | -22 | -9.4 | -11.7 | 15.6 | 1.1 | 13.9 | -3.3 | 3.3 | -13.7 | 13.9 | 6.7 | 1 | -17 | 12.2 | 5.6 | 10.6 | 8.9 | 9.4 | 1.1 | 13.3 | 11.7 | 8.3 | 6.7 | -11.8 | -15.5 | -0.6 | -13.9 | 16 | 5 | 13.3 | 11.1 | 25 | 20.6 | 13.3 | 11.7 | 15 | 6.7 | 11.7 | -0.6 | 27.8 | 17.8 | -7.6 | -13.2 | 0 | -1.7 | -6.7 | -12.2 | 6.1 | 0.6 | -14.4 | -20 | -3.9 | -5.6 | 18.9 | 17.8 | 6.7 | -6.7 | -3.9 | -8.3 | -25 | -30 | -5.6 | -8.9 | -7.2 | -19.4 | -3.3 | -8.3 | -15 | -20.6 | -13.9 | -17.8 | -27.8 | -32.8 | -21.7 | -27.8 | -9.3 | -14.6 | -10.2 | -16 | -7.6 | -14.5 | 13.7 | -2.4 | -21.1 | -25.4 | -23.7 | -27.4 | 10.6 | -7.8 | 11.7 | -11.1 | 7.8 | -7.2 | -21.1 | -27.2 | -4.3 | -8.8 | 8.9 | -8.3 | -1.7 | -2.2 | 9.4 | -5.6 | 7.8 | -5 | -7.2 | -10 | -4.4 | -16.1 | -8.3 | -13.9 | -2.8 | -8.3 | -13.3 | -22.2 | -5 | -6.7 | -9 | -14 | -0.6 | -0.6 | 8.3 | 0.6 | -4.4 | -15.6 | 11.1 | 1.7 | -6 | -10 | 11.1 | -2.2 | 7.2 | -7.8 | 5.6 | -3.9 | -1.7 | -11.1 | 8.9 | -3.3 | -6.7 | -7.2 | 19.6 | 8.9 | 6.7 | -6.7 | 0.7 | -9 | 20.6 | 10.6 | 11.1 | 6.7 | 2.8 | -1.7 | -3.9 | -13.9 | -3.3 | -4.4 | 6.7 | -4.4 | -12.2 | -14.4 | 3 | -2.4 | -7.8 | -11.1 | -6.5 | -16.7 | -6.7 | -17.8
-21 | -22 | -9.4 | -11.7 | 16.1 | 4.4 | 14.4 | -2.2 | 6.1 | -15 | 14.4 | 8.3 | 1 | -17 | 12.2 | 5.6 | 10.6 | 9.4 | 9.6 | 0.5 | 13.9 | 12.2 | 8.3 | 6.6 | -11.1 | -16.1 | 0.6 | -13.9 | 16 | 4 | 13.9 | 5.6 | 25 | 21.1 | 13.3 | 11.2 | 16.7 | 7.2 | 13.3 | 0 | 27.8 | 17.8 | -6.8 | -12.4 | 0 | -2.2 | -5.6 | -11.7 | 6.3 | 1 | -13.9 | -18.9 | -3.9 | -6.1 | 20 | 18.9 | 6.7 | -4.4 | -3.3 | -8.3 | -25 | -30 | -5.6 | -8.9 | -7.8 | -19.4 | -4.4 | -8.3 | -14.4 | -19.7 | -13.3 | -17.8 | -26.7 | -32.2 | -21.1 | -27.8 | -8.5 | -14.8 | -9.8 | -15.4 | -6.8 | -14.1 | 14.7 | -3.2 | -21.1 | -26.1 | -23.9 | -27.8 | 11.7 | -9.4 | 11.5 | -5.6 | 8.9 | -8.3 | -19.4 | -25.6 | -4.6 | -9.4 | 8.9 | -7.8 | -1.7 | -4.4 | 7.8 | -6.1 | 8.3 | -5.6 | -6.7 | -9.4 | -3.9 | -16.1 | -8.1 | -13.3 | -3.3 | -7.8 | -12.8 | -22.2 | -5.6 | -7.2 | -8 | -14 | 0.9 | 0.2 | 8.3 | 0.7 | -3.9 | -16.1 | 11.1 | 1.7 | -5 | -9 | 11.7 | -2.2 | 6.7 | -3.9 | 7.8 | -5.6 | 0 | -10.6 | 10 | -3.9 | -6.7 | -7.2 | 20.4 | 10 | 8.9 | -5.6 | 1.5 | -8.1 | 21.7 | 11.1 | 12.8 | 7.8 | 2.2 | -0.6 | -4.1 | -12.7 | -2.8 | -3.9 | 7.2 | -4.4 | -12.2 | -14.4 | 3.1 | -2.9 | -7.4 | -11 | -6.1 | -17.8 | -3.9 | -15.6
-22 | -23 | -7.8 | -10 | 15.6 | 5 | 15 | -1.1 | 4.8 | -12.1 | 13.9 | 7.2 | 1 | -12 | 12.2 | 5.6 | 10.6 | 10 | 9.8 | -0.3 | 13.3 | 12.2 | 8.3 | 6.6 | -12.2 | -16.1 | 1.1 | -15 | 17 | 6 | 13.3 | 6.1 | 24.4 | 20.6 | 13.3 | 10.5 | 16.7 | 7.8 | 13.3 | 0 | 26.7 | 18.3 | -6.1 | -12.8 | 0.6 | -1.7 | -3.9 | -10.6 | 6.5 | 1.4 | -13.3 | -18.9 | -3.9 | -6.9 | 21.1 | 20 | 6.7 | -5.6 | -3.9 | -12.2 | -25 | -30 | -5.6 | -8.9 | -8.3 | -17.8 | -6.7 | -10.6 | -13.9 | -19.3 | -13.3 | -17.8 | -26.1 | -31.7 | -21.1 | -27.8 | -7.8 | -16.1 | -9.4 | -15.6 | -6.1 | -15 | 15.6 | -4.4 | -21.1 | -25.6 | -23.7 | -27.3 | 12.8 | -8.3 | 11.3 | -2.2 | 8.9 | -7.2 | -18.9 | -25 | -5 | -10.6 | 8.3 | -6.1 | -1.7 | -4.4 | 5.6 | -3.9 | 8.3 | -5 | -6.1 | -8.9 | -3.9 | -16.1 | -8 | -13.5 | -3.3 | -8.3 | -12.2 | -22.2 | -5 | -7.2 | -9 | -14 | 2.4 | 1.1 | 8.3 | 1 | -3.9 | -16.1 | 11.1 | 1.7 | -5 | -10 | 11.7 | -6.1 | 7.8 | -1.7 | 8.9 | -2.8 | 1.1 | -10.6 | 8.3 | -5.6 | -6.1 | -6.7 | 21.1 | 10.6 | 11.1 | -5.6 | 2.2 | -8.3 | 22.2 | 11.7 | 13.3 | 8.3 | 2.8 | -0.6 | -4.2 | -12.8 | -2.2 | -4.4 | 7.8 | -3.9 | -13.9 | -15.6 | 3.3 | -3.9 | -7.1 | -11.3 | -7.2 | -17.1 | -2.2 | -13.9
-23 | -25 | -8.9 | -10.6 | 15 | 6.1 | 15.6 | 0.6 | 3.5 | -11.9 | 13.9 | 7.2 | 1 | -9 | 12.2 | 5.6 | 11.7 | 10 | 10 | -1.1 | 13.9 | 12.2 | 8.3 | 6.7 | -13.3 | -16.7 | 0.6 | -13.9 | 18 | 8 | 14.4 | 4.4 | 24.4 | 20.6 | 13.3 | 10 | 17.8 | 8.9 | 13.3 | 0.6 | 26.7 | 17.8 | -6.1 | -11.4 | 0.6 | -1.7 | -3.3 | -10.6 | 6.7 | 1.7 | -13.9 | -18.9 | -3.9 | -8.3 | 20.7 | 19.7 | 7.2 | -5 | -3.9 | -13.9 | -25 | -28 | -6.7 | -9.4 | -7.8 | -20.6 | -7.2 | -11.7 | -13.3 | -20 | -13.9 | -17.2 | -26.7 | -32.2 | -21.1 | -27.8 | -8.7 | -15.1 | -10.3 | -15.4 | -7.2 | -13.5 | 12.3 | -0.8 | -21.1 | -25.6 | -23.5 | -26.9 | 12.8 | -9.4 | 11.1 | 0 | 8.3 | -6.7 | -18.9 | -25 | -7.6 | -11.5 | 8.9 | -2.8 | -3.3 | -5 | 6.1 | -4.4 | 8.3 | -5 | -5.6 | -8.3 | -3.3 | -16.7 | -7.8 | -14.4 | -4.4 | -9.4 | -12.2 | -22.2 | -5 | -7.8 | -10 | -13 | 3.9 | 1.7 | 8.3 | 1.1 | -3.9 | -16.1 | 10 | 2.2 | -3 | -9 | 11.1 | -9.4 | 7.8 | -3.9 | 8.9 | -2.2 | 1.7 | -10.6 | 7.2 | -3.9 | -6.7 | -7.2 | 20 | 10.2 | 11.1 | -2.2 | 1.5 | -7.4 | 22.2 | 11.7 | 13.3 | 8.3 | 2.8 | -0.6 | -4.4 | -13.9 | -2.2 | -3.9 | 5.6 | -2.2 | -14.4 | -16.7 | 1.6 | -3.2 | -6.7 | -12.2 | -8.3 | -17.6 | -4.4 | -13.9
-27 | -29 | -12.8 | -14.4 | 13.9 | 7.2 | 13.9 | 1.1 | 2.2 | -12.8 | 13.9 | 7.2 | -1 | -7 | 11.7 | 5.6 | 11.7 | 10 | 8.5 | -0.7 | 13.3 | 11.7 | 7.6 | 5.6 | -14.4 | -17.8 | -1.7 | -13.3 | 17 | 9 | 13.9 | -1.1 | 24.4 | 21.1 | 12.8 | 10 | 16.7 | 8.9 | 12.8 | 6.1 | 25.6 | 18.3 | -6.1 | -11 | 0 | -1.7 | -4.4 | -10 | 5.8 | 1.7 | -13.9 | -18.9 | -4.5 | -8.1 | 20.4 | 19.8 | 5 | -3.3 | -4.4 | -16.1 | -26 | -29 | -6.7 | -9.4 | -8.9 | -20 | -7.2 | -12.2 | -13.1 | -17.7 | -13.9 | -16.7 | -27.8 | -32.2 | -21.7 | -27.8 | -9.7 | -15.3 | -11.3 | -16 | -8.3 | -13.5 | 8.9 | 0.3 | -21.1 | -26.1 | -23.3 | -27.2 | 11.1 | -10.6 | 10.5 | 1.1 | 7.2 | -6.1 | -20 | -26.7 | -10.2 | -13.1 | 8.3 | -1.1 | -3.9 | -4.4 | 5.6 | -4.4 | 4.4 | -6.7 | -5 | -6.7 | -3.3 | -16.1 | -8.2 | -14.1 | -4.4 | -10 | -13.3 | -22.2 | -5 | -8.3 | -10 | -14 | 2 | -0.1 | 7.2 | 1.9 | -5.6 | -16.1 | 9.4 | 1.1 | -4 | -9 | 10 | -11.1 | 8.3 | -3.3 | 5 | -2.2 | 1.7 | -10.6 | 5.6 | -3.9 | -6.7 | -7.2 | 18.9 | 9.4 | 13.3 | -0.6 | 0.7 | -7.6 | 20.6 | 12.2 | 13.3 | 8.3 | 2.2 | -0.6 | -5.2 | -12.2 | -3.3 | -9.4 | 5.6 | -4.4 | -17.2 | -19.4 | 0 | -3.3 | -6.9 | -11.8 | -9.4 | -19.4 | -7.8 | -15.6
-30 | -31 | -12.8 | -13.9 | 13.9 | 7.2 | 10.6 | 1.7 | 0.5 | -12.4 | 13.9 | 7.8 | -1 | -7 | 10.6 | 6.1 | 12.2 | 10 | 7.1 | -0.3 | 13.3 | 11.7 | 6.8 | 4.5 | -16.1 | -18.3 | -5.6 | -13.9 | 17 | 9 | 11.1 | -1.1 | 23.3 | 21.1 | 12.2 | 10.1 | 15.6 | 8.3 | 10 | 7.2 | 25 | 18.9 | -6.1 | -11.1 | 0 | -1.1 | -5 | -10 | 4.8 | 1.3 | -15.6 | -20 | -5 | -8.6 | 20 | 19.4 | 3.3 | -3.3 | -4.4 | -16.1 | -26 | -30 | -8.9 | -11.1 | -9.4 | -20.6 | -8.3 | -12.2 | -13 | -16.4 | -13.9 | -17.2 | -28.3 | -32.2 | -22.8 | -27.8 | -10.6 | -16.1 | -12.2 | -17.2 | -9.4 | -13.9 | 5.6 | 0.6 | -23 | -27.3 | -23.3 | -26.7 | 7.2 | -11.1 | 10 | 1.6 | 6.1 | -5.6 | -22.2 | -28.9 | -12.8 | -15 | 7.8 | -1.7 | -3.3 | -6.1 | 5 | -3.9 | 1.1 | -6.1 | -3.9 | -6.1 | -4.4 | -17.2 | -8.5 | -14.4 | -5 | -10 | -14.4 | -21.7 | -5 | -10.6 | -10 | -14 | 0.2 | -1.8 | 6.1 | 2.6 | -5.6 | -15.6 | 8.3 | 2.2 | -3 | -8 | 8.3 | -8.3 | 6.7 | 0 | 2.2 | -2.8 | 0 | -10 | 6.1 | -3.9 | -7.2 | -7.8 | 17.8 | 8.9 | 11.1 | -0.6 | 0 | -8.9 | 18.3 | 12.2 | 13.3 | 8.9 | 1.7 | 0 | -5.9 | -11.9 | -5 | -11.7 | 5.6 | -4.4 | -18.3 | -20 | -1.7 | -3.9 | -7 | -11.9 | -10.7 | -19.6 | -7.8 | -15.6
-30 | -31 | -11.1 | -12.2 | 13.3 | 6.7 | 11.7 | 2.8 | -1.1 | -13.5 | 13.3 | 7.2 | -1 | -6 | 9.4 | 5.6 | 11.7 | 10 | 5.6 | -0.6 | 12.8 | 11.7 | 6.1 | 3.3 | -17.7 | -19.3 | -5 | -14.4 | 17 | 12 | 9.4 | -2.8 | 22.8 | 21.1 | 11.7 | 10 | 14.4 | 7.8 | 8.3 | 6.7 | 23.9 | 17.8 | -6.8 | -10.7 | 0 | -1.1 | -5.6 | -10.6 | 3.9 | 1.1 | -15.6 | -19.4 | -5.6 | -9.4 | 19.8 | 19.5 | 1.1 | -3.9 | -5 | -15 | -26 | -30 | -10.6 | -11.7 | -10 | -20.6 | -7.8 | -11.7 | -12.8 | -15.6 | -13.9 | -16.7 | -28.9 | -32.2 | -23.3 | -28.3 | -11.3 | -15.7 | -12.6 | -16.8 | -10 | -13.5 | 5.4 | -0.2 | -24.8 | -29 | -23.3 | -26.7 | 5 | -11.1 | 9.4 | 2.2 | 6.1 | -2.2 | -24.4 | -31.1 | -13.7 | -16.9 | 7.2 | -2.2 | -4.4 | -6.7 | 3.3 | -2.2 | 1.7 | -6.1 | -3.3 | -5 | -4.4 | -17.2 | -8.9 | -15.6 | -5 | -10.6 | -15 | -21.7 | -5 | -11.7 | -10 | -14 | -1.7 | -3.9 | 5 | 2.8 | -5 | -15.6 | 7.2 | 2.8 | -3 | -7 | 6.7 | -7.8 | 6.7 | -1.1 | 1.1 | -2.8 | -1.7 | -8.9 | 4.4 | -4.4 | -7.8 | -8.3 | 17.1 | 9.8 | 10 | -0.6 | -0.7 | -6.9 | 18.3 | 12.2 | 12.8 | 9.4 | 1.1 | -0.6 | -6.7 | -12.2 | -6.1 | -12.2 | 5 | -4.4 | -17.2 | -19.4 | -1.9 | -3.7 | -7.2 | -12.8 | -12 | -21 | -9.4 | -18.9
-28 | -30 | -13.3 | -15 | 12.8 | 7.2 | 11.7 | 3.3 | -2.8 | -16.1 | 12.8 | 7.8 | -3 | -8 | 8.3 | 6.1 | 11.7 | 10 | 4.8 | -0.7 | 12.8 | 11.7 | 6.3 | 3.5 | -19.4 | -20.6 | -7.8 | -15 | 16 | 13 | 8.3 | -2.2 | 22.8 | 21.1 | 11.9 | 8.8 | 13.9 | 7.8 | 7.8 | 6.1 | 23.3 | 18.3 | -7.6 | -11 | -0.6 | -1.1 | -6.7 | -11.1 | 2.6 | 0.6 | -16.1 | -20 | -6 | -9.4 | 19.6 | 19.5 | -1.7 | -5 | -4.4 | -15 | -26 | -29 | -11.1 | -11.7 | -10 | -20 | -7.2 | -11.1 | -12.2 | -14.2 | -13.9 | -16.1 | -28.9 | -32.2 | -23.3 | -28.3 | -12.1 | -16 | -12.9 | -16.9 | -10.5 | -13.4 | 5.2 | -1.1 | -26.7 | -31.1 | -23.3 | -27.2 | 2.2 | -9.4 | 9.4 | 2.7 | 5 | 0 | -27.2 | -32.8 | -14.7 | -19.1 | 5 | -2.8 | -5 | -7.2 | 2.8 | -2.8 | -1.1 | -6.1 | -2.8 | -3.9 | -4.4 | -17.2 | -8.9 | -14.8 | -5 | -10.6 | -15.6 | -21.7 | -5 | -12.2 | -10 | -13 | -2.2 | -4 | 4.8 | 2.8 | -6.1 | -16.1 | 6.7 | 3.9 | -3 | -7 | 5 | -8.3 | 6.1 | -0.6 | -1.7 | -3.9 | -2.8 | -8.3 | 4.4 | -4.4 | -8.3 | -8.9 | 16.3 | 10.6 | 9.4 | 0.6 | -1.5 | -6.6 | 17.8 | 13.9 | 12.2 | 10 | 1.7 | -0.6 | -7.2 | -11.1 | -5.6 | -11.7 | 5 | -3.9 | -17.8 | -20.6 | -2 | -3.7 | -8.1 | -12.1 | -13.3 | -23.3 | -10 | -16.7
-29 | -31 | -13.3 | -15 | 12.8 | 8.3 | 12.2 | 2.2 | -3 | -14 | 13.3 | 7.2 | -2 | -9 | 7.2 | 5 | 11.7 | 8.9 | 4.1 | -0.8 | 12.8 | 11.7 | 6.5 | 3.5 | -19.6 | -21.8 | -8.9 | -15.6 | 16 | 14 | 8.3 | -3.9 | 22.8 | 21.1 | 12 | 7.3 | 13.3 | 6.7 | 6.7 | 5.6 | 23.3 | 18.3 | -8.3 | -11.7 | 0 | -1.1 | -7.8 | -11.1 | 1.3 | 0 | -17.2 | -20.6 | -6.3 | -9.7 | 19.4 | 19.4 | 0 | -3.9 | -4.4 | -13.3 | -26 | -30 | -11.1 | -11.7 | -10.6 | -20 | -6.7 | -10 | -11.7 | -13.5 | -13.9 | -16.1 | -29.4 | -32.8 | -24.4 | -28.3 | -12.8 | -16.7 | -13.3 | -17.8 | -11.1 | -13.9 | 5 | -2.2 | -26.7 | -30.6 | -23.3 | -26.6 | -0.6 | -6.7 | 9.4 | 2.9 | 3.9 | 2.2 | -26.7 | -33.9 | -15.6 | -22.2 | 6.1 | -2.8 | -6.1 | -8.3 | 2.8 | -2.2 | -1.7 | -6.7 | -2.2 | -3.3 | -5 | -16.7 | -8.9 | -14.8 | -3.9 | -11.1 | -16.7 | -21.7 | -5.6 | -13.9 | -10 | -14 | -2.8 | -4.4 | 4.6 | 2.8 | -7.8 | -15.6 | 6.1 | 3.9 | -3 | -7 | 3.3 | -7.8 | 5.6 | 0 | -2.8 | -5 | -3.3 | -7.2 | 3.9 | -3.3 | -8.3 | -9.4 | 15.6 | 11.1 | 10 | 0.6 | -2.2 | -6.7 | 16.7 | 14.4 | 11.1 | 10 | 1.7 | -0.6 | -7.8 | -10.6 | -5.6 | -12.2 | 4.4 | -3.3 | -21.7 | -26.1 | -2.2 | -3.9 | -9.1 | -12.3 | -12.9 | -22.1 | -7.8 | -15
-29 | -30 | -13.3 | -15 | 11.7 | 8.3 | 12.2 | 2.8 | -3.1 | -13.3 | 13.3 | 7.8 | -2 | -11 | 6.7 | 4.4 | 11.1 | 8.9 | 3.3 | -1.1 | 12.8 | 11.7 | 6.7 | 3.3 | -19.8 | -23.3 | -7.8 | -15 | 17 | 16 | 7.8 | -3.9 | 22.8 | 21.1 | 12.2 | 5.6 | 12.8 | 6.7 | 6.7 | 5.6 | 22.2 | 18.3 | -8.5 | -11.3 | -0.6 | -1.1 | -8.9 | -12.8 | 0 | -0.6 | -17.8 | -21.1 | -6.7 | -10.6 | 16.8 | 16.7 | 1.1 | -2.2 | -5 | -13.9 | -25 | -28 | -12.2 | -12.2 | -10.6 | -19.4 | -6.1 | -10 | -11.1 | -12.8 | -12.8 | -16.1 | -31.1 | -34.4 | -24.4 | -27.8 | -13.2 | -16.6 | -13.5 | -17.2 | -11.7 | -14.4 | 4.4 | -1.8 | -26.7 | -30.3 | -23.3 | -26.5 | -1.7 | -6.7 | 9.4 | 3.3 | 3.3 | 2.2 | -27.8 | -35.6 | -16 | -21.9 | 3.9 | -2.8 | -8.9 | -11.7 | 2.8 | -2.2 | -3.9 | -7.8 | -1.1 | -2.8 | -5.6 | -17.2 | -8.9 | -15.6 | -3.9 | -10 | -16.7 | -21.7 | -6.1 | -14.4 | -10 | -14 | -3.3 | -5 | 4.4 | 2.8 | -7.2 | -15.6 | 5.6 | 3.3 | -4 | -8 | 2.2 | -7.2 | 5 | 0 | -2.8 | -5 | -3.9 | -7.2 | 3.9 | -4.4 | -8.9 | -10 | 16.3 | 11.3 | 9.4 | 0.6 | -2.4 | -6.3 | 16.7 | 14.4 | 10 | 10 | 1.7 | -0.6 | -8.3 | -10.6 | -5.6 | -12.2 | 4.4 | -0.6 | -23.3 | -28.3 | -2 | -3.4 | -10 | -12.8 | -12.6 | -21.8 | -8.3 | -15
-28 | -29 | -15 | -17.2 | 11.7 | 8.9 | 12.8 | 5 | -3.3 | -13.9 | 12.2 | 8.3 | -2 | -11 | 6.1 | 4.4 | 10.6 | 8.9 | 2.9 | -1.4 | 12.2 | 11.1 | 6.8 | 3.3 | -20 | -25.6 | -8.3 | -15.6 | 18 | 17 | 7.2 | -3.9 | 22.8 | 21.1 | 12.2 | 5.2 | 12.2 | 6.1 | 7.2 | 6.1 | 21.7 | 18.3 | -8.7 | -11.2 | 0 | -1.1 | -8.9 | -13.3 | 0.2 | -0.3 | -16.7 | -20.6 | -7.4 | -10.7 | 14.3 | 13.9 | 0.6 | -3.3 | -5.6 | -15 | -25 | -28 | -11.1 | -11.2 | -10 | -18.3 | -5 | -9.4 | -11.8 | -14.1 | -12.8 | -15.6 | -31.1 | -33.9 | -25 | -27.8 | -13.5 | -16.9 | -13.7 | -17.2 | -12.2 | -15.3 | 3.9 | -1.5 | -26.7 | -30.6 | -23.3 | -26.7 | -2.8 | -6.7 | 9 | 3 | 3.3 | 2.8 | -30.6 | -37.8 | -16.3 | -22.4 | 2.2 | -2.2 | -7.8 | -10.6 | 2.2 | -2.2 | -4.4 | -7.8 | -0.6 | -1.7 | -5.6 | -16.7 | -8.9 | -14.8 | -3.9 | -10.6 | -17.2 | -21.7 | -6.7 | -13.9 | -10 | -15 | -4.2 | -5.7 | 4.8 | 2.8 | -6.7 | -15.6 | 5.6 | 3.9 | -5 | -9 | 1.1 | -3.9 | 5 | 0.6 | -3.3 | -5.6 | -4.4 | -7.8 | 4.4 | -5 | -9.4 | -10.6 | 17.1 | 11.6 | 10 | 0.6 | -2.6 | -6.5 | 16.7 | 15 | 10 | 10 | 1.1 | -2.8 | -9.2 | -10.8 | -5 | -11.7 | 3.9 | -1.1 | -23.3 | -27.8 | -1.9 | -3 | -10.6 | -12.7 | -12.2 | -22.8 | -8.9 | -14.4
-28 | -30 | -13.9 | -15.6 | 11.1 | 8.9 | 12.8 | 6.7 | -2.6 | -12.3 | 11.1 | 8.9 | -2 | -12 | 5.6 | 3.3 | 10 | 8.9 | 2.6 | -1.7 | 11.1 | 9.4 | 6.8 | 3.2 | -20.6 | -25.3 | -7.8 | -15.6 | 17 | 17 | 5.6 | -2.8 | 22.8 | 20.6 | 12.2 | 4.4 | 11.7 | 5.6 | 7.8 | 6.1 | 20.6 | 18.3 | -8.9 | -11.7 | 0 | -0.6 | -10 | -13.9 | 0.4 | -0.1 | -18.9 | -22.8 | -8.2 | -11.3 | 11.7 | 11.1 | 0.6 | -2.8 | -5.6 | -15.6 | -24 | -28 | -11.7 | -11.7 | -10 | -15 | -5 | -8.3 | -12.6 | -16 | -12.8 | -15.6 | -32.2 | -35 | -25 | -27.8 | -13.9 | -17.8 | -13.9 | -17.8 | -12.8 | -16.7 | 3.3 | -1.7 | -26.1 | -29.6 | -23.1 | -26.7 | -2.8 | -6.7 | 8.7 | 2.7 | 2.8 | 2.8 | -31.7 | -38.3 | -16.7 | -23.3 | 4.4 | -1.7 | -12.8 | -14.4 | 2.8 | -2.2 | -2.8 | -6.7 | -0.6 | -1.1 | -6.1 | -16.7 | -8.9 | -14.8 | -3.3 | -10.6 | -17.2 | -21.7 | -6.7 | -14.4 | -9 | -13 | -5.2 | -6.7 | 5.2 | 2.9 | -6.7 | -13.3 | 5.6 | 3.3 | -5 | -9 | 0 | -3.9 | 4.4 | 0 | -5 | -6.7 | -5 | -8.3 | 3.9 | -3.9 | -10 | -11.1 | 17.8 | 11.7 | 8.3 | 1.1 | -2.8 | -7.2 | 17.8 | 15.6 | 10.6 | 10.6 | 0 | -3.9 | -10.2 | -11.5 | -6.1 | -10.6 | 4.4 | -2.2 | -23.3 | -28.9 | -1.7 | -2.8 | -11.1 | -12.9 | -13.3 | -22 | -9.4 | -15.6
-27 | -29 | -12.2 | -13.3 | 10.6 | 8.9 | 13.3 | 8.9 | -1.8 | -11.8 | 10.6 | 9.4 | -5 | -12 | 4.4 | 2.8 | 11.1 | 8.9 | 2.2 | -2.2 | 10.6 | 8.9 | 6.8 | 3.1 | -21.1 | -25.4 | -7.8 | -16.1 | 17 | 17 | 5 | -2.8 | 22.2 | 20.6 | 12.2 | 3.9 | 10.6 | 5.6 | 7.8 | 6.1 | 20.6 | 18.3 | -8.9 | -11 | -1.7 | -2.2 | -11.1 | -14.4 | 0.6 | 0 | -19.4 | -23.3 | -8.9 | -12.2 | 11.1 | 10.5 | -3.3 | -5.6 | -6.7 | -15.6 | -22 | -27 | -11.1 | -11.1 | -11.7 | -20.6 | -4.4 | -6.1 | -13.3 | -18.3 | -13.3 | -15 | -32.8 | -36.1 | -25 | -29.4 | -14.1 | -17.8 | -13.9 | -17.3 | -13.5 | -16.6 | 2.9 | -1.3 | -25.6 | -29.1 | -23 | -27.3 | -5 | -6.7 | 8.3 | 2.2 | 2.8 | 2.8 | -30 | -37.2 | -17.2 | -23 | 1.7 | -2.8 | -13.9 | -16.1 | 2.2 | -2.8 | -6.1 | -8.3 | 0 | -1.1 | -6.7 | -16.1 | -8.9 | -15.6 | -3.3 | -10 | -17.8 | -21.7 | -7.8 | -15 | -8 | -12 | -6.1 | -7.8 | 5.6 | 2.8 | -7.2 | -13.9 | 5.6 | 3.3 | -5 | -10 | -0.6 | -4.4 | 3.9 | 0.6 | -3.3 | -5 | -5.6 | -8.9 | 2.8 | -3.3 | -10.6 | -11.7 | 18.2 | 11.8 | 7.2 | 1.1 | -2.8 | -6.5 | 18.3 | 15.6 | 10.6 | 10.6 | -0.6 | -6.1 | -11.1 | -12.2 | -6.1 | -11.1 | 4.4 | -2.8 | -24.4 | -28.9 | -1.3 | -2.4 | -11.7 | -13.3 | -14.5 | -22.7 | -10.6 | -17.2
-26 | -28 | -10 | -11.1 | 10.6 | 9.4 | 13.3 | 9.4 | -1.1 | -12.8 | 10.6 | 9.4 | -5 | -11 | 3.3 | 1.7 | 9.4 | 7.8 | 2 | -2.4 | 10 | 9.4 | 6.9 | 3.1 | -21.7 | -26.1 | -9.4 | -16.1 | 18 | 18 | 3.9 | -2.2 | 22.8 | 20.6 | 11.7 | 3.7 | 10 | 5 | 7.2 | 6.1 | 20 | 17.8 | -8.9 | -10.6 | -1.7 | -2.2 | -11.1 | -15 | 0.8 | 0.2 | -21.1 | -25.6 | -9.3 | -12.1 | 10.6 | 10 | -2.2 | -4.4 | -7.2 | -15.6 | -21 | -26 | -9.4 | -10 | -12.2 | -22.2 | -4.4 | -6.1 | -13.3 | -17.6 | -13.3 | -16.1 | -33.3 | -36.7 | -25 | -29.4 | -14.2 | -18.3 | -13.9 | -17.3 | -14.3 | -17 | 2.6 | -1.1 | -25 | -28.9 | -22.8 | -28.3 | -5 | -7.2 | 7.9 | 2.6 | 2.8 | 2.8 | -30.6 | -37.8 | -17.8 | -23.4 | 1.7 | -2.8 | -15 | -16.7 | 2.8 | -2.2 | -6.7 | -8.3 | 0.6 | -0.6 | -6.7 | -16.7 | -8.3 | -14.2 | -3.3 | -9.4 | -17.8 | -21.7 | -7.8 | -14.4 | -8 | -12 | -6.1 | -7.4 | 5.4 | 2.9 | -8.3 | -14.4 | 5.6 | 3.3 | -5 | -10 | -0.6 | -3.9 | 3.9 | 0.6 | -2.8 | -4.4 | -6.1 | -8.3 | 2.2 | -2.2 | -11.1 | -12.2 | 18.5 | 11.6 | 5 | 0.6 | -2.8 | -6.3 | 17.8 | 15.6 | 11.1 | 11.1 | -1.1 | -6.1 | -11.7 | -12.5 | -6.1 | -10.6 | 4.4 | -3.9 | -24.4 | -28.9 | -1 | -2.4 | -12.1 | -13.4 | -15.6 | -23.9 | -10.6 | -17.8
-26 | -28 | -10.6 | -11.7 | 11.1 | 9.4 | 13.9 | 10 | -2 | -10.7 | 10 | 8.9 | -3 | -12 | 3.9 | 2.2 | 8.3 | 7.8 | 1.9 | -2.6 | 10 | 9.4 | 6.9 | 3 | -22.2 | -26.1 | -8.3 | -16.1 | 19 | 18 | 3.3 | -1.7 | 22.2 | 20 | 11.1 | 3.6 | 9.4 | 4.4 | 7.2 | 6.1 | 20.6 | 18.3 | -8.9 | -10.6 | -1.7 | -1.7 | -12.2 | -15.6 | 0.9 | 0.3 | -21.1 | -25 | -9.6 | -12.2 | 10 | 9.4 | -3.3 | -5.6 | -7.8 | -16.1 | -18 | -23 | -10.6 | -10.6 | -12.8 | -22.2 | -4.4 | -7.8 | -13.3 | -17.3 | -13.3 | -15.6 | -32.8 | -36.1 | -25.6 | -28.9 | -14.4 | -19.4 | -13.9 | -17.8 | -15 | -17.8 | 2.2 | -1.1 | -25 | -28.9 | -23.2 | -27.8 | -4.4 | -6.1 | 7.6 | 2.7 | 2.8 | 2.8 | -32.2 | -39.4 | -18.3 | -24.4 | 1.7 | -3.3 | -13.9 | -16.1 | 3.3 | -3.3 | -7.2 | -8.9 | 0.6 | -0.6 | -7.2 | -16.1 | -7.8 | -13.7 | -2.8 | -9.4 | -18.3 | -22.2 | -8.3 | -15 | -6 | -11 | -6.1 | -7.2 | 5.2 | 2.9 | -8.9 | -13.9 | 5.6 | 2.8 | -5 | -9 | -1.1 | -4.4 | 3.9 | 1.1 | -2.8 | -5 | -6.1 | -8.3 | 2.2 | -2.8 | -11.1 | -12.8 | 18.9 | 11.7 | 4.4 | 0.6 | -2.8 | -6.7 | 17.2 | 15.6 | 11.1 | 11.1 | -0.6 | -6.1 | -12.2 | -12.8 | -6.7 | -9.4 | 3.9 | -2.8 | -23.9 | -28.9 | -0.6 | -2.2 | -12.4 | -13.6 | -16.9 | -23.3 | -7.8 | -16.1
-27 | -28 | -11.7 | -12.8 | 11.7 | 9.4 | 14.4 | 11.1 | -3 | -10.5 | 9.4 | 8.3 | -6 | -12 | 5 | 3.3 | 6.7 | 6.7 | 1.7 | -3.3 | 10 | 9.4 | 7 | 2.9 | -22.8 | -26.5 | -8.9 | -16.1 | 18 | 18 | 2.8 | -1.7 | 22.2 | 20 | 10.6 | 3.3 | 8.9 | 3.9 | 7.2 | 5.6 | 20 | 17.8 | -9.6 | -10.7 | -2.8 | -2.8 | -13.9 | -17.2 | 1.1 | 0.6 | -20.6 | -25 | -10 | -12.8 | 9.6 | 9.2 | -3.9 | -5.6 | -7.8 | -17.2 | -18 | -21 | -8.9 | -9.2 | -13.3 | -21.7 | -4.4 | -7.8 | -13.3 | -17.8 | -13.3 | -15.6 | -34.4 | -37.8 | -27.2 | -30 | -15 | -19.1 | -14.3 | -18.3 | -15.4 | -17.5 | 1.8 | -0.7 | -25 | -29.5 | -23.5 | -27.8 | -4.4 | -6.7 | 7.2 | 2.8 | 2.8 | 2.8 | -31.1 | -38.3 | -18.7 | -23.9 | 3.3 | -2.8 | -15 | -16.7 | 3.3 | -2.8 | -7.8 | -10 | 0.6 | -0.6 | -6.7 | -15 | -7.2 | -13.9 | -2.8 | -8.9 | -18.3 | -22.8 | -8.3 | -14.4 | -6 | -11 | -6.1 | -7.2 | 5 | 2.8 | -9.4 | -14.4 | 5.6 | 3.3 | -5 | -9 | -1.1 | -4.4 | 4.4 | 1.1 | -1.1 | -3.9 | -6.7 | -9.4 | 1.7 | -2.2 | -11.7 | -12.8 | 18.9 | 12 | 5.6 | 0 | -3 | -6.2 | 16.7 | 15.6 | 11.7 | 11.7 | -1.1 | -6.1 | -12.8 | -13.3 | -6.7 | -10 | 3.9 | -3.3 | -24.4 | -29.4 | -0.4 | -1.5 | -12.8 | -13.9 | -18.1 | -23.4 | -8.9 | -19.4
-27 | -29 | -12.2 | -13.9 | 11.1 | 8.9 | 15 | 11.7 | -3.9 | -11.1 | 9.4 | 8.9 | -6 | -12 | 3.9 | 2.2 | 7.8 | 7.8 | 1.1 | -3.1 | 10 | 9.4 | 7.1 | 2.9 | -23.3 | -27.2 | -9.4 | -16.7 | 19 | 19 | 2.8 | -1.7 | 22.2 | 20.6 | 9.3 | 4.5 | 8.9 | 4.4 | 7.2 | 5 | 18.9 | 17.2 | -10.4 | -11.2 | -6.1 | -6.7 | -13.9 | -16.7 | 0.9 | 0.3 | -21.1 | -25.6 | -10.2 | -12.5 | 9.3 | 9.2 | -4.4 | -5.6 | -8.3 | -17.8 | -17 | -21 | -8.3 | -8.8 | -13.9 | -21.7 | -6.1 | -9.4 | -13.3 | -16.4 | -15.6 | -17.8 | -35 | -38.3 | -27.8 | -30.6 | -15.5 | -19.3 | -14.6 | -19.3 | -15.7 | -17.4 | 1.5 | -0.2 | -25 | -30.6 | -23.9 | -28.3 | -5.6 | -7.2 | 6.7 | 2.8 | 2.8 | 2.8 | -32.8 | -40 | -19 | -24.2 | -1.1 | -4.4 | -17.2 | -19.4 | 2.8 | -3.9 | -7.8 | -9.4 | 0.6 | 0 | -6.7 | -13.9 | -6.8 | -12.9 | -3.3 | -8.3 | -18.9 | -23.3 | -8.3 | -14.4 | -5 | -8 | -5.4 | -6.4 | 5 | 2.7 | -9.4 | -15 | 5.6 | 3.3 | -6 | -10 | -1.1 | -6.1 | 4.4 | 1.1 | -1.7 | -3.9 | -6.7 | -9.4 | 1.1 | -1.7 | -11.7 | -13.3 | 18.9 | 12 | 5 | 0 | -3.1 | -6.2 | 15 | 14.4 | 11.7 | 11.7 | -2.2 | -7.2 | -12.8 | -13.5 | -6.1 | -10 | 3.3 | -4.4 | -23.9 | -28.9 | -0.2 | -1.1 | -13.2 | -14.2 | -19.4 | -24.4 | -11.7 | -19.4
-27 | -29 | -13.9 | -15.6 | 11.7 | 9.4 | 14.4 | 11.7 | -4.5 | -10.6 | 8.9 | 8.3 | -5 | -11 | 5 | 2.8 | 7.2 | 7.2 | 0.6 | -3.2 | 10.6 | 10 | 7.1 | 2.9 | -22.6 | -26.4 | -8.9 | -15.6 | 18 | 18 | 2.8 | -2.2 | 22.2 | 20.6 | 8 | 5.1 | 10 | 6.1 | 6.7 | 4.4 | 18.3 | 17.2 | -11.1 | -11.7 | -6.1 | -6.7 | -14.4 | -17.8 | 0.8 | 0.2 | -21.1 | -26.1 | -10.4 | -12.5 | 8.9 | 8.9 | -3.9 | -5.6 | -8.3 | -19.4 | -17 | -20 | -8.3 | -8.9 | -13.9 | -21.7 | -6.7 | -10.6 | -13.3 | -15.9 | -13.9 | -16.7 | -34.4 | -37.8 | -27.8 | -30.6 | -16.1 | -20 | -15 | -21.1 | -16.1 | -17.8 | 1.1 | 0 | -24.8 | -29.9 | -24.5 | -29.7 | -6.7 | -7.8 | 6.1 | 2.4 | 2.8 | 2.8 | -32.2 | -41.1 | -19.4 | -25 | 0 | -3.9 | -18.3 | -20.6 | 2.8 | -3.3 | -7.8 | -11.1 | 0.6 | 0.6 | -6.7 | -13.9 | -6.5 | -12.7 | -3.3 | -8.3 | -19.4 | -23.3 | -7.8 | -15 | -5 | -9 | -4.6 | -5.6 | 5 | 2.4 | -10 | -15 | 5.6 | 2.8 | -7 | -10 | -1.7 | -6.7 | 5 | 1.1 | -1.1 | -3.9 | -7.2 | -9.4 | 0.6 | -1.7 | -11.7 | -13.3 | 18.9 | 12.2 | 3.9 | -0.6 | -3.3 | -6.7 | 14.4 | 14.4 | 11.7 | 11.7 | -3.9 | -8.9 | -12.8 | -13.6 | -6.7 | -8.9 | 3.3 | -2.8 | -25 | -30 | 0 | -0.6 | -13.5 | -14.5 | -19.2 | -23.8 | -11.7 | -17.8
-27 | -29 | -15.6 | -17.2 | 11.1 | 8.9 | 15 | 12.2 | -5 | -11 | 8.3 | 7.8 | -3 | -12 | 5.6 | 3.3 | 6.7 | 6.7 | 0 | -3.9 | 10 | 9.4 | 7.2 | 2.8 | -21.8 | -25.7 | -6.7 | -15 | 18 | 18 | 2.2 | -1.1 | 22.2 | 20.6 | 6.7 | 5.6 | 10 | 6.7 | 6.7 | 4.4 | 17.8 | 17.2 | -10.4 | -11.2 | -3.9 | -4.4 | -14.4 | -18.9 | 0.6 | 0 | -22.2 | -27.2 | -10.6 | -12.8 | 8.7 | 8.6 | -1.1 | -3.9 | -9.4 | -20.6 | -15 | -18 | -9.4 | -10 | -13.9 | -21.7 | -7.2 | -12.2 | -13.3 | -15.6 | -15 | -17.2 | -35 | -38.9 | -27.8 | -31.1 | -15.5 | -18.6 | -14.4 | -19.3 | -15.7 | -17.4 | 3.7 | 1.2 | -24.6 | -29.6 | -25 | -31.5 | -6.7 | -7.8 | 5.6 | 2.2 | 2.8 | 2.8 | -32.8 | -42.2 | -20.2 | -24.9 | 0.6 | -1.1 | -17.2 | -19.4 | 2.8 | -3.9 | -7.8 | -10 | 0.6 | 0.6 | -6.7 | -13.9 | -6.1 | -13.3 | -3.9 | -8.3 | -20 | -23.9 | -8.3 | -15 | -5 | -8 | -3.9 | -5 | 5 | 2.2 | -10 | -15 | 5.6 | 2.8 | -7 | -11 | -1.7 | -6.7 | 5 | 1.7 | 0.6 | -2.8 | -7.8 | -9.4 | -1.1 | -2.8 | -12.2 | -13.3 | 19.3 | 12.8 | 3.3 | -0.6 | -2.6 | -5.8 | 14.4 | 14.4 | 11.7 | 11.7 | -3.3 | -7.8 | -12.8 | -13.9 | -4.4 | -10.6 | 2.2 | -1.1 | -24.4 | -29.4 | 0.2 | -0.3 | -13.9 | -15 | -19.1 | -23.8 | -10 | -17.2
-27 | -28 | -16.1 | -18.3 | 12.2 | 9.4 | 15.6 | 12.8 | -5.6 | -12.2 | 8.3 | 7.8 | -6 | -12 | 5.6 | 3.9 | 7.8 | 7.2 | 1.7 | -3.2 | 11.1 | 10 | 7 | 3.8 | -21.1 | -25.6 | -7.2 | -15 | 17 | 17 | 2.8 | -0.6 | 22.2 | 21.1 | 6.5 | 5.3 | 10.6 | 7.2 | 6.7 | 4.4 | 21.1 | 17.2 | -9.6 | -10.7 | -2.8 | -3.3 | -15 | -23.9 | 1.5 | 0.6 | -22.2 | -26.7 | -9.7 | -12.2 | 8.5 | 8.1 | 2.2 | -1.7 | -9.4 | -17.2 | -13 | -16 | -8.3 | -8.9 | -13.9 | -21.7 | -8.3 | -14.4 | -13.1 | -15.1 | -13.9 | -16.1 | -35 | -38.3 | -26.7 | -29.4 | -15 | -17.8 | -13.9 | -18.2 | -15.4 | -17.5 | 6.3 | 2.6 | -24.4 | -30 | -25.6 | -34.4 | -6.7 | -8.3 | 6.3 | 2.2 | 3.3 | 3.3 | -32.2 | -42.2 | -20.9 | -25.2 | 2.2 | -0.6 | -16.1 | -18.3 | 3.3 | -3.9 | -7.2 | -9.4 | 0.6 | 0.6 | -6.1 | -14.4 | -5.4 | -12 | -6.1 | -7.2 | -20.6 | -23.9 | -8.9 | -15 | -3 | -9 | -3.9 | -4.9 | 5 | 2.4 | -9.4 | -15 | 5.6 | 5 | -6 | -10 | -2.2 | -6.7 | 5.6 | 1.7 | 1.1 | -2.2 | -7.8 | -9.4 | -1.7 | -3.3 | -12.2 | -13.3 | 19.6 | 13.3 | 4.4 | -0.6 | -1.8 | -5.4 | 16.7 | 15.6 | 11.7 | 11.7 | -3.3 | -7.8 | -10.2 | -11.6 | -4.4 | -12.2 | 3.3 | -2.2 | -24.4 | -28.9 | 0.4 | -0.1 | -12.2 | -13.2 | -18.9 | -24.4 | -8.3 | -15.6
-26 | -28 | -15 | -17.2 | 12.8 | 11.1 | 16.7 | 13.9 | -2.4 | -10.4 | 8.3 | 8.3 | -4 | -11 | 7.2 | 4.4 | 10 | 7.8 | 3.3 | -2.9 | 11.1 | 10.6 | 6.9 | 4.9 | -18.1 | -23.1 | -6.7 | -15 | 15 | 15 | 6.1 | 0.6 | 23.9 | 21.7 | 6.3 | 4.8 | 12.2 | 8.3 | 6.7 | 4.4 | 22.8 | 17.8 | -8.9 | -10.6 | -2.8 | -4.4 | -13.9 | -23.3 | 2.4 | 1.1 | -21.7 | -26.1 | -8.7 | -11.9 | 8.3 | 7.8 | 6.7 | 0 | -8.3 | -17.8 | -13 | -16 | -8.3 | -9.4 | -12.2 | -21.7 | -9.4 | -14.4 | -13 | -15.3 | -15 | -17.2 | -35.6 | -37.8 | -25.6 | -28.9 | -14.4 | -17.2 | -13.3 | -17.8 | -15 | -17.8 | 8.9 | 3.3 | -23.7 | -28.7 | -24.8 | -30.7 | -3.3 | -5.6 | 7.1 | 2.4 | 3.3 | 3.3 | -31.7 | -41.1 | -21.7 | -26.1 | 4.4 | 0 | -13.9 | -16.7 | 3.9 | -3.9 | -5.6 | -7.8 | 0.6 | 0.6 | -5 | -12.8 | -4.6 | -11.6 | -6.7 | -8.3 | -19.4 | -23.9 | -8.3 | -14.4 | -3 | -10 | -3.9 | -4.9 | 5 | 2.7 | -6.7 | -13.3 | 5 | 5 | -7 | -11 | 0.6 | -5.6 | 6.1 | 2.2 | 1.7 | -1.7 | -6.7 | -8.9 | -2.2 | -4.4 | -12.2 | -13.3 | 20 | 13.9 | 6.7 | -0.6 | -1.1 | -5.6 | 17.8 | 16.1 | 12.8 | 12.8 | -1.7 | -7.2 | -7.6 | -9.6 | -4.4 | -12.8 | 3.3 | -2.2 | -23.3 | -27.8 | 0.6 | 0 | -10.6 | -11.5 | -15.6 | -21.7 | -10.6 | -18.9
-26 | -27 | -15.6 | -17.8 | 13.3 | 11.1 | 18.3 | 13.9 | 0.7 | -10.1 | 8.9 | 8.3 | -3 | -10 | 8.9 | 4.4 | 11.7 | 8.3 | 5 | -3.3 | 10.6 | 10 | 6.7 | 5.6 | -15.2 | -21.2 | -6.1 | -15 | 16 | 16 | 10.6 | 3.3 | 25 | 21.7 | 6.1 | 4.4 | 15 | 10 | 7.2 | 5.6 | 26.7 | 16.7 | -5.4 | -8.1 | -2.8 | -5 | -13.3 | -22.2 | 3.3 | 1.7 | -19.4 | -23.9 | -7.8 | -12.2 | 8.5 | 7.8 | 9.4 | 2.8 | -6.7 | -20 | -12 | -14 | -7.8 | -8.3 | -11.1 | -21.7 | -8.9 | -13.9 | -12.8 | -15.6 | -12.8 | -15.6 | -31.7 | -33.3 | -24.4 | -27.8 | -13.1 | -16.2 | -11.8 | -16.7 | -13.7 | -16.9 | 11.1 | 4.8 | -22.9 | -27.8 | -24.1 | -28.2 | -0.6 | -5 | 7.8 | 2.2 | 4.4 | 3.9 | -27.8 | -36.1 | -21.1 | -25.3 | 6.7 | 0 | -11.7 | -15 | 4.4 | -3.9 | -4.4 | -7.2 | 1.1 | 1.1 | -3.9 | -13.3 | -3.9 | -12.2 | -6.1 | -13.3 | -17.8 | -22.8 | -6.7 | -14.4 | -2 | -10 | -3.9 | -5 | 5 | 2.8 | -3.9 | -12.2 | 5.6 | 5.6 | -7 | -11 | 3.3 | -5 | 8.3 | 2.2 | 3.3 | -0.6 | -4.4 | -7.8 | -2.8 | -5.6 | -11.7 | -13.3 | 21.3 | 14.2 | 7.8 | 0.6 | 0.7 | -4.4 | 21.1 | 17.8 | 13.3 | 13.3 | -0.6 | -5.6 | -5 | -7.8 | -4.4 | -11.7 | 5.6 | -3.3 | -21.1 | -26.1 | 1.3 | 0.4 | -8.9 | -10 | -12.2 | -19.8 | -6.1 | -16.1
-24 | -25 | -16.1 | -17.2 | 12.8 | 11.1 | 19.4 | 13.9 | 3.9 | -12.2 | 11.1 | 8.3 | -1 | -9 | 8.9 | 5 | 13.3 | 8.9 | 6.5 | -2.3 | 11.7 | 10 | 6.9 | 5.6 | -12.2 | -20 | -3.9 | -14.4 | 14 | 14 | 14.4 | 6.1 | 25.6 | 21.7 | 7 | 4.3 | 17.8 | 11.7 | 8.9 | 6.7 | 27.8 | 15.6 | -1.8 | -5.8 | -0.6 | -3.9 | -12.2 | -21.7 | 5.2 | 2.2 | -15.6 | -19.4 | -7.1 | -11.6 | 8.7 | 7.8 | 11.7 | 4.4 | -5.6 | -19.4 | -12 | -14 | -7.2 | -8.3 | -9.4 | -21.1 | -8.3 | -14.4 | -12.4 | -15.3 | -11.7 | -16.7 | -27.8 | -29.4 | -22.2 | -27.8 | -11.9 | -16 | -10.4 | -16.6 | -12.4 | -16.7 | 13.4 | 6.3 | -22.2 | -27.8 | -23.3 | -26.1 | 1.7 | -7.2 | 8.3 | 2.5 | 5 | 4.4 | -23.3 | -31.1 | -20.6 | -25 | 8.3 | -1.7 | -11.1 | -13.3 | 7.8 | -3.3 | -1.7 | -6.1 | 0.6 | 0.6 | -2.8 | -12.8 | -3.2 | -11.2 | -6.1 | -13.3 | -16.1 | -22.2 | -4.4 | -11.7 | -2 | -6 | -3.5 | -4.4 | 6.1 | 2.9 | -2.2 | -12.2 | 6.1 | 5.6 | -6 | -11 | 8.3 | -6.7 | 11.1 | 3.3 | 4.4 | -0.6 | -1.1 | -7.2 | -3.3 | -5.6 | -11.7 | -13.3 | 22.6 | 14.7 | 11.1 | 1.1 | 2.6 | -3.7 | 22.8 | 18.9 | 14.4 | 14.4 | 0 | -6.1 | -3.5 | -7.7 | -5 | -10 | 6.7 | -2.8 | -17.8 | -22.8 | 2.1 | 0.8 | -5 | -7.7 | -8.9 | -19.4 | -5.6 | -15
-21 | -23 | -15 | -16.7 | 12.8 | 12.2 | 20 | 13.3 | 4.5 | -10.7 | 13.3 | 8.3 | 0 | -9 | 9.4 | 5 | 14.4 | 8.3 | 7.9 | -1.9 | 13.3 | 10 | 7 | 5.2 | -10.2 | -18 | -2.8 | -13.9 | 14 | 13 | 16.1 | 7.8 | 26.7 | 21.7 | 8 | 4.2 | 20 | 12.8 | 8.9 | 6.7 | 29.4 | 16.7 | 1.7 | -5 | 1.7 | -4.4 | -11.1 | -20.6 | 7 | 2.7 | -14.4 | -18.9 | -6.3 | -11.4 | 8.9 | 7.8 | 13.9 | 6.1 | -5 | -18.9 | -12 | -13 | -6.7 | -8.3 | -8.9 | -20.6 | -7.8 | -15.6 | -12.1 | -15.5 | -11.7 | -16.7 | -26.7 | -29.4 | -20.6 | -27.2 | -10.6 | -16.1 | -8.9 | -17.2 | -11.1 | -17.2 | 15.6 | 7.2 | -21.8 | -26.6 | -22.8 | -25.4 | 5 | -6.1 | 8.9 | 3.1 | 6.1 | 5 | -19.4 | -27.2 | -20 | -25 | 8.9 | -0.6 | -6.7 | -10 | 7.2 | -5 | 2.8 | -5.6 | -1.7 | -2.2 | -2.2 | -13.3 | -2.4 | -11.4 | -5.6 | -13.9 | -14.4 | -21.7 | -3.3 | -11.1 | -2 | -4 | -3.2 | -3.8 | 7.2 | 2.9 | -1.1 | -10.6 | 6.7 | 5.6 | -6 | -11 | 12.2 | -10 | 12.8 | 4.4 | 3.3 | 0 | 1.1 | -7.8 | -3.9 | -6.7 | -11.7 | -12.8 | 23.9 | 15 | 12.8 | 0.6 | 4.4 | -3.9 | 23.9 | 19.4 | 16.1 | 16.1 | -1.1 | -3.9 | -2.1 | -8.5 | -5 | -12.2 | 7.2 | -2.2 | -16.1 | -21.1 | 2.8 | 1.1 | -1.1 | -6.2 | -8.7 | -16.4 | -1.7 | -12.2
-20 | -21 | -13.3 | -14.4 | 12.8 | 12.2 | 22.2 | 13.3 | 5 | -11.1 | 14.4 | 7.8 | 1 | -9 | 8.9 | 5 | 15.6 | 6.7 | 9.4 | -1.7 | 14.4 | 10.6 | 7.2 | 5 | -8.1 | -16.7 | -2.2 | -13.9 | 14 | 13 | 16.7 | 8.3 | 27.2 | 21.1 | 8.9 | 3.9 | 21.7 | 13.9 | 9.4 | 8.3 | 29.4 | 16.1 | 2.2 | -4 | 2.2 | -4.4 | -11.7 | -20.6 | 8.9 | 2.8 | -11.1 | -15 | -5.6 | -12.2 | 8.5 | 7.5 | 16.7 | 7.2 | -3.9 | -20.6 | -11 | -13 | -5.6 | -7.8 | -7.8 | -20 | -7.2 | -15 | -11.7 | -16.1 | -12.2 | -16.7 | -24.4 | -29.4 | -20 | -27.2 | -9.8 | -15.6 | -7.8 | -15.1 | -10.2 | -16 | 16.1 | 7.9 | -21.5 | -26.2 | -22.2 | -24.9 | 7.8 | -7.2 | 9.4 | 3.3 | 6.1 | 5.6 | -16.1 | -23.3 | -19.6 | -24.3 | 8.9 | -1.7 | -5.6 | -8.9 | 8.3 | -5 | 6.1 | -5.6 | -1.7 | -2.8 | -1.7 | -13.3 | -1.7 | -12.8 | -5.6 | -13.3 | -12.8 | -22.2 | -2.2 | -12.2 | -1 | -2 | -2.8 | -3.3 | 8.3 | 2.8 | 1.7 | -10 | 6.7 | 6.1 | -5 | -10 | 13.9 | -13.3 | 14.4 | 5 | 3.3 | -1.1 | 3.3 | -7.8 | -5 | -7.8 | -10.6 | -12.8 | 24.1 | 15.1 | 13.9 | -0.6 | 5.7 | -2.8 | 25.6 | 18.9 | 16.7 | 16.7 | -1.1 | -3.3 | -0.6 | -10.6 | -5 | -12.2 | 6.7 | -1.1 | -15 | -20.6 | 3 | 1.4 | 2.8 | -6.1 | -8.5 | -14.6 | -0.6 | -11.1
-18 | -20 | -13.9 | -15.6 | 13.3 | 12.8 | 23.3 | 12.8 | 5.6 | -12.8 | 15.6 | 6.7 | 1 | -8 | 7.8 | 5.6 | 14.4 | 8.9 | 9.8 | -1.4 | 15 | 11.1 | 7.2 | 5 | -6.1 | -16.7 | -0.6 | -13.9 | 14 | 13 | 18.3 | 8.9 | 26.7 | 21.1 | 9.8 | 3.5 | 22.8 | 13.9 | 10 | 10 | 28.3 | 17.8 | 2.8 | -3.5 | 2.2 | -4.4 | -11.1 | -20.6 | 9.3 | 3.3 | -10 | -14.4 | -4.8 | -11.4 | 8.2 | 7.2 | 17.2 | 7.8 | -2.8 | -20 | -11 | -12 | -4.4 | -6.7 | -7.8 | -20.6 | -7.2 | -15.6 | -11.9 | -16.8 | -12.8 | -17.2 | -22.8 | -29.4 | -18.3 | -26.7 | -9.1 | -15.9 | -6.7 | -13.6 | -9.2 | -15.6 | 16.7 | 8.4 | -21.1 | -26.1 | -21.7 | -25 | 10 | -7.8 | 8.9 | 3.3 | 6.1 | 5.6 | -16.1 | -22.8 | -19.3 | -24 | 9.4 | -2.2 | -5 | -7.8 | 9.4 | -5.6 | 9.4 | -5.6 | -2.8 | -2.8 | -1.1 | -13.3 | -1.5 | -10.3 | -6.7 | -12.2 | -11.7 | -22.2 | -1.1 | -11.1 | -1 | -3 | -2.4 | -3 | 8.3 | 3 | 1.7 | -8.3 | 6.7 | 6.1 | -5 | -10 | 14.4 | -13.3 | 16.1 | 6.1 | 1.7 | -2.2 | 5.6 | -8.3 | -6.7 | -8.9 | -10 | -11.7 | 24.2 | 14.9 | 13.9 | -1.7 | 7 | -1.9 | 23.9 | 18.9 | 17.2 | 17.2 | -1.7 | -3.9 | 0 | -9.6 | -5 | -12.8 | 6.7 | 0 | -13.9 | -19.4 | 3.1 | 1.5 | 3.9 | -5.7 | -8.3 | -13.9 | 1.1 | -12.2
-18 | -20 | -12.8 | -13.9 | 13.9 | 13.3 | 23.3 | 11.7 | 4.7 | -10.5 | 16.7 | 6.7 | 1 | -7 | 7.8 | 6.1 | 14.4 | 8.9 | 10.2 | -1.1 | 15 | 11.1 | 7.2 | 5 | -7.4 | -17 | -1.1 | -14.4 | 15 | 14 | 17.8 | 9.4 | 25.6 | 21.1 | 10.8 | 3.1 | 23.3 | 13.9 | 10 | 10 | 27.8 | 17.2 | 3.3 | -3.9 | 2.8 | -3.3 | -11.7 | -21.1 | 9.6 | 3.6 | -10 | -15 | -4.1 | -11.6 | 7.8 | 6.7 | 17.8 | 7.2 | -3.3 | -18.3 | -11 | -12 | -3.9 | -6.1 | -7.8 | -20.6 | -7.2 | -16.1 | -12 | -17.7 | -12.2 | -16.7 | -22.2 | -28.9 | -18.9 | -26.7 | -8.3 | -17.2 | -5.6 | -13.3 | -8.3 | -16.1 | 17.2 | 8.9 | -21.3 | -25.9 | -22.2 | -25.1 | 10.6 | -8.9 | 8.3 | 3 | 6.7 | 6.1 | -15 | -22.2 | -18.9 | -24.4 | 10.6 | -2.2 | -5.6 | -7.8 | 10 | -6.1 | 10 | -5.6 | -2.8 | -3.3 | -0.6 | -12.8 | -1.3 | -9.4 | -7.2 | -12.2 | -10.6 | -22.2 | -1.1 | -9.4 | -1 | -2 | -2.1 | -3 | 8.3 | 3.2 | 2.2 | -7.8 | 7.2 | 6.7 | -5 | -11 | 15 | -12.8 | 16.1 | 6.1 | 1.1 | -2.2 | 6.7 | -7.8 | -7.2 | -9.4 | -10 | -12.2 | 24.4 | 15 | 13.9 | -1.1 | 8.3 | -1.7 | 24.4 | 19.4 | 17.2 | 17.2 | -1.1 | -3.9 | 0.5 | -10 | -5.6 | -13.3 | 6.1 | 0 | -15.6 | -19.4 | 3.3 | 1.7 | 5 | -6.1 | -9.6 | -13.6 | -1.1 | -10
-18 | -20 | -12.2 | -13.3 | 13.3 | 12.8 | 21.7 | 11.7 | 3.7 | -10.6 | 16.1 | 6.1 | 0 | -7 | 8.3 | 5.6 | 13.9 | 8.9 | 10.6 | -1.1 | 15.6 | 11.1 | 7.2 | 5 | -8.7 | -18.5 | -1.1 | -14.4 | 15 | 14 | 17.2 | 10 | 25.6 | 21.1 | 11.7 | 2.2 | 22.8 | 13.3 | 10.6 | 10.6 | 27.2 | 18.9 | 2.9 | -3 | 2.8 | -4.4 | -12.2 | -20.6 | 10 | 3.9 | -10 | -14.4 | -3.3 | -12.8 | 7.2 | 6.3 | 17.2 | 7.8 | -3.9 | -17.8 | -10 | -11 | -3.9 | -6.1 | -8.3 | -21.1 | -7.2 | -16.7 | -12.2 | -20 | -12.2 | -18.3 | -22.2 | -28.9 | -19.4 | -26.1 | -8.9 | -16.3 | -6.5 | -13.2 | -9.4 | -15.2 | 16.8 | 9.3 | -21.5 | -26 | -22.8 | -25.9 | 10.6 | -8.9 | 7.8 | 2.8 | 6.7 | 6.1 | -15.6 | -22.2 | -19.8 | -24.7 | 10 | -3.3 | -6.7 | -8.9 | 8.9 | -6.1 | 10 | -5.6 | -2.2 | -3.3 | -1.1 | -12.8 | -1.1 | -9.4 | -7.2 | -11.7 | -10.6 | -22.2 | -0.6 | -8.3 | -1 | -2 | -1.7 | -2.8 | 8.3 | 3.3 | 2.2 | -6.1 | 7.2 | 6.7 | -6 | -11 | 15 | -12.8 | 16.1 | 6.1 | -0.6 | -2.2 | 6.7 | -7.8 | -7.2 | -10 | -10 | -12.2 | 23.1 | 15.7 | 13.3 | -3.3 | 7 | -1 | 25 | 19.4 | 17.8 | 15 | -1.1 | -5 | 1.1 | -11.7 | -6.7 | -13.9 | 6.1 | 0 | -16.1 | -19.4 | 2.9 | 1.4 | 6.1 | -7.8 | -10.9 | -14.1 | -1.7 | -8.9
-18 | -20 | -12.2 | -13.3 | 13.3 | 12.8 | 20.6 | 11.7 | 2.8 | -11.7 | 15.6 | 5.6 | -2 | -7 | 7.8 | 6.1 | 12.8 | 9.4 | 8.9 | -0.8 | 13.9 | 10.6 | 7 | 5 | -10 | -21.1 | -1.7 | -11.7 | 14 | 14 | 15.6 | 10.6 | 24.4 | 21.7 | 10.4 | 2 | 21.7 | 13.3 | 10.6 | 10.6 | 26.1 | 18.9 | 2.6 | -2.6 | 1.7 | -4.4 | -14.4 | -21.1 | 8.5 | 3.4 | -10.6 | -15 | -4.6 | -11.6 | 6.7 | 6 | 15.6 | 7.2 | -4.4 | -17.2 | -11 | -12 | -5 | -6.7 | -9.4 | -20.6 | -8.3 | -16.7 | -12.9 | -17.9 | -12.8 | -18.3 | -23.3 | -28.3 | -20.6 | -26.7 | -9.4 | -16.2 | -7.4 | -13.9 | -10.6 | -15.3 | 16.5 | 9.7 | -21.7 | -26.7 | -23.3 | -26.7 | 10 | -8.9 | 7.2 | 3.1 | 6.1 | 6.1 | -17.2 | -24.4 | -20.8 | -25.9 | 8.3 | -3.3 | -7.8 | -10.6 | 6.1 | -5.6 | 7.2 | -8.9 | -2.2 | -2.8 | -0.6 | -12.8 | -1.3 | -8.3 | -7.2 | -13.3 | -11.7 | -21.7 | 0 | -7.2 | 0 | -1 | -2.4 | -3.5 | 6.8 | 3.2 | 2.2 | -5 | 8.9 | 8.3 | -6 | -10 | 12.8 | -7.8 | 15 | 6.7 | -2.2 | -5 | 6.7 | -7.2 | -8.3 | -10 | -10.6 | -12.2 | 21.9 | 16 | 12.8 | -3.9 | 5.7 | -0.9 | 24.4 | 18.9 | 17.2 | 13.9 | -1.1 | -5 | -0.7 | -10 | -7.2 | -13.9 | 5 | 0 | -16.1 | -20 | 2.6 | 1.3 | 4.4 | -6.8 | -12.2 | -15 | -3.3 | -10.6
-20 | -21 | -12.2 | -13.3 | 13.3 | 12.8 | 18.3 | 11.7 | 1.9 | -11 | 14.4 | 5.6 | -2 | -7 | 7.8 | 5.6 | 11.7 | 9.4 | 7.3 | -0.8 | 12.8 | 10 | 6.9 | 5.1 | -10.6 | -20 | -3.9 | -8.3 | 14 | 14 | 13.3 | 10.6 | 23.9 | 21.7 | 9.1 | 1.3 | 20 | 14.4 | 10 | 10 | 24.4 | 18.9 | 2.2 | -2.8 | -1.1 | -4.4 | -15.6 | -22.2 | 7.1 | 3 | -12.8 | -16.7 | -5.9 | -11.9 | 6.1 | 5.6 | 13.3 | 6.7 | -5.6 | -16.1 | -11 | -13 | -5.6 | -7.2 | -10 | -21.7 | -10 | -16.7 | -13.7 | -17.1 | -14.4 | -17.8 | -24.4 | -28.9 | -21.7 | -26.7 | -10 | -17.2 | -8.3 | -15.6 | -11.7 | -16.1 | 16.1 | 10 | -20.4 | -24.9 | -23.5 | -26.7 | 7.8 | -8.9 | 6.7 | 3.1 | 6.1 | 6.1 | -19.4 | -27.8 | -21.7 | -27.2 | 5.6 | -3.9 | -7.8 | -10.6 | 7.2 | -6.7 | 3.9 | -6.7 | -2.2 | -2.8 | -1.1 | -12.8 | -1.5 | -8.5 | -7.2 | -12.2 | -12.8 | -21.7 | 0.6 | -5.6 | -1 | -2 | -3.2 | -4.6 | 5.4 | 3.3 | 2.2 | -4.4 | 10 | 8.3 | -7 | -10 | 10 | 0 | 13.9 | 6.7 | -2.2 | -5.6 | 5 | -6.1 | -8.3 | -11.1 | -11.7 | -12.8 | 20.6 | 16.1 | 10 | -4.4 | 4.4 | -1.1 | 23.9 | 18.9 | 15.6 | 12.2 | -2.2 | -5 | -2.6 | -10 | -8.3 | -13.9 | 5.6 | 0.6 | -16.1 | -20.6 | 2.2 | 1.1 | 2.8 | -7.3 | -12.6 | -14.9 | -4.4 | -12.2
-19 | -21 | -12.2 | -13.3 | 13.3 | 12.8 | 16.7 | 11.1 | 0.9 | -12.1 | 12.8 | 7.2 | -3 | -7 | 6.7 | 5.6 | 11.7 | 10 | 5.6 | -1.1 | 12.2 | 10.6 | 6.7 | 5 | -11.1 | -19.9 | -4.4 | -6.7 | 13 | 13 | 11.7 | 10 | 23.3 | 21.7 | 7.8 | 0.6 | 18.3 | 13.9 | 10 | 10 | 22.8 | 18.3 | 2.2 | -2.6 | -3.3 | -5.6 | -17.2 | -23.3 | 5.6 | 2.2 | -13.9 | -16.7 | -7.2 | -12.8 | 5.9 | 5.2 | 9.4 | 6.7 | -5.6 | -16.1 | -11 | -13 | -6.1 | -7.8 | -11.1 | -21.7 | -10.6 | -17.2 | -14.4 | -16.7 | -17.8 | -20 | -24.4 | -28.3 | -22.2 | -26.7 | -10.7 | -15.9 | -8.5 | -14.6 | -11.5 | -15.6 | 15.9 | 10.9 | -19.1 | -23.5 | -23.7 | -27.1 | 5.6 | -8.3 | 6.1 | 3.3 | 6.1 | 6.1 | -19.4 | -27.8 | -21.9 | -27.1 | 5 | -3.9 | -10.6 | -13.9 | 4.4 | -1.1 | 3.9 | -5.6 | -1.7 | -2.2 | -1.1 | -12.8 | -1.7 | -9.4 | -7.8 | -12.2 | -12.8 | -21.1 | 0.6 | -5 | -1 | -1 | -3.9 | -5.6 | 3.9 | 2.8 | 1.7 | -3.3 | 9.4 | 8.3 | -7 | -10 | 7.8 | 1.1 | 12.2 | 7.2 | -2.2 | -5.6 | 3.3 | -5 | -8.9 | -11.7 | -11.7 | -12.8 | 19.8 | 16.3 | 5 | -4.4 | 3.5 | -0.8 | 22.8 | 20 | 14.4 | 11.7 | -2.8 | -5 | -4.4 | -11.1 | -8.9 | -15 | 5.6 | 0 | -16.7 | -21.1 | 2.6 | 1.3 | 1.1 | -8.9 | -12.9 | -14.9 | -4.4 | -12.2
-19 | -21 | -11.7 | -13.3 | 13.3 | 12.8 | 15 | 4.4 | 0 | -14.4 | 11.7 | 6.7 | -2 | -7 | 7.2 | 5.6 | 11.7 | 10 | 4.8 | -1.1 | 12.2 | 10.6 | 6.7 | 4.7 | -11.7 | -21.1 | -5 | -7.2 | 13 | 13 | 11.1 | 10 | 23.3 | 21.7 | 7.2 | 0.6 | 17.2 | 14.4 | 10 | 10 | 21.7 | 18.9 | 2.2 | -2.7 | -3.3 | -6.7 | -17.2 | -23.9 | 4.8 | 2.2 | -13.9 | -17.8 | -7.8 | -12.3 | 5.8 | 4.9 | 10 | 7.2 | -6.1 | -14.4 | -11 | -13 | -5.6 | -6.7 | -11.7 | -21.7 | -11.1 | -16.7 | -14.8 | -17.3 | -17.8 | -20 | -23.9 | -28.9 | -22.8 | -26.7 | -11.5 | -15.9 | -8.7 | -14.4 | -11.3 | -15.5 | 15.8 | 11.6 | -17.8 | -22.8 | -23.9 | -27.8 | 3.9 | -8.3 | 6.1 | 2.9 | 6.1 | 6.1 | -19.4 | -27.8 | -22 | -27.3 | 5 | -3.9 | -13.9 | -18.3 | 3.9 | -1.7 | 3.3 | -6.1 | -1.7 | -2.2 | -1.1 | -12.2 | -1.7 | -7.9 | -7.8 | -12.8 | -13.3 | -21.1 | 1.1 | -4.4 | 0 | -1 | -4.3 | -5.3 | 3.7 | 2.7 | 0 | -1.7 | 9.4 | 8.3 | -6 | -9 | 6.7 | 1.7 | 12.2 | 7.2 | -2.8 | -5.6 | 1.7 | -4.4 | -10 | -13.3 | -12.2 | -12.8 | 19.1 | 16.2 | 4.4 | -3.3 | 2.6 | -0.9 | 22.8 | 20.6 | 14.4 | 10.6 | -4.4 | -5.6 | -5 | -9.6 | -8.9 | -16.7 | 5.6 | -0.6 | -17.2 | -21.7 | 2.9 | 1.4 | 0.7 | -7.1 | -13.3 | -15.6 | -5 | -11.1
-18 | -20 | -11.7 | -13.3 | 12.8 | 12.8 | 12.8 | 3.9 | -1.9 | -13 | 11.1 | 6.7 | -3 | -7 | 7.8 | 6.1 | 11.7 | 8.9 | 4.1 | -1.3 | 11.1 | 10 | 6.7 | 4.4 | -11.5 | -19.2 | -5 | -7.2 | 13 | 13 | 10 | 9.4 | 23.9 | 21.7 | 6.7 | 0.8 | 16.1 | 13.9 | 10 | 10 | 22.8 | 18.9 | 2.2 | -3.3 | -8.3 | -10.6 | -18.9 | -25 | 4.1 | 2.3 | -16.1 | -20 | -8.3 | -12.5 | 5.6 | 4.4 | 8.9 | 6.7 | -6.1 | -15.6 | -11 | -12 | -5.6 | -6.7 | -12.2 | -23.3 | -12.2 | -17.2 | -15.2 | -18.1 | -17.8 | -19.4 | -23.9 | -28.9 | -23.3 | -26.7 | -12.2 | -16.1 | -8.9 | -15 | -11.1 | -16.1 | 15.6 | 12.2 | -17.4 | -21.6 | -24.6 | -28.1 | 4.4 | -7.8 | 6.1 | 2.6 | 6.1 | 6.1 | -18.9 | -27.8 | -22.2 | -28.3 | 4.4 | -2.8 | -15 | -18.3 | 3.9 | -2.2 | 3.9 | -6.1 | -1.7 | -1.7 | -1.1 | -11.7 | -1.7 | -7.1 | -8.3 | -13.9 | -14.4 | -20.6 | 0 | -4.4 | 0 | -1 | -4.6 | -5.1 | 3.5 | 2.5 | -0.6 | -2.8 | 12.2 | 10.6 | -8 | -10 | 6.7 | 2.2 | 11.1 | 6.7 | -2.8 | -5.6 | -1.1 | -3.9 | -10.6 | -13.9 | -12.8 | -13.3 | 18.3 | 16.1 | 3.3 | -3.3 | 1.7 | -1.1 | 22.2 | 20.6 | 13.3 | 8.9 | -5 | -6.7 | -5.5 | -9 | -9.4 | -17.2 | 5 | -3.3 | -18.3 | -22.2 | 3.3 | 1.7 | 0.4 | -6.3 | -13.5 | -15.3 | -6.1 | -13.3
-17 | -19 | -11.7 | -13.3 | 11.7 | 11.1 | 8.3 | 3.9 | -3.7 | -13.3 | 10.6 | 6.7 | -5 | -7 | 7.2 | 5.6 | 10.6 | 8.3 | 3.3 | -1.7 | 10.6 | 9.4 | 6.7 | 3.9 | -11.3 | -18.4 | -5.6 | -7.8 | 13 | 12 | 8.3 | 8.3 | 17.8 | 16.7 | 6.1 | 0.6 | 15.6 | 13.9 | 10.6 | 10.6 | 21.7 | 18.9 | 1.7 | -3.3 | -7.8 | -10 | -18.3 | -25 | 3.3 | 2.2 | -16.1 | -21.1 | -8.9 | -13.3 | 5.6 | 4.6 | 8.9 | 6.7 | -6.1 | -15.6 | -11 | -12 | -5.6 | -6.6 | -12.8 | -22.8 | -12.2 | -17.2 | -15.6 | -19.4 | -18.9 | -21.1 | -24.4 | -28.9 | -23.3 | -26.1 | -12.4 | -15.8 | -9.3 | -13.6 | -11.3 | -15.2 | 15.6 | 12.9 | -17.1 | -20.9 | -25.4 | -28.9 | 3.3 | -7.2 | 6.1 | 2.2 | 5.6 | 5.6 | -20 | -27.8 | -22.4 | -27.7 | 2.8 | -3.3 | -13.9 | -17.8 | 2.8 | -2.8 | 3.9 | -6.1 | -1.1 | -1.1 | -1.7 | -10 | -1.7 | -7.2 | -8.3 | -13.9 | -15.6 | -20.6 | 1.7 | -5 | 0 | -1 | -5 | -5 | 3.3 | 2.2 | -1.7 | -3.3 | 9.4 | 8.9 | -7 | -9 | 6.1 | 2.8 | 11.1 | 6.7 | -2.2 | -5 | 1.1 | -3.9 | -11.1 | -14.4 | -12.8 | -13.9 | 18.1 | 16.1 | 2.2 | -3.9 | 1.5 | -1.1 | 22.2 | 20.6 | 12.8 | 7.2 | -5 | -6.7 | -6.1 | -8.9 | -10.6 | -17.2 | 5 | -3.3 | -19.4 | -23.3 | 3.7 | 2.1 | 0 | -6.7 | -13.7 | -15.3 | -5.6 | -13.3
-17 | -18 | -11.1 | -12.8 | 11.1 | 11.1 | 4.4 | -2.2 | -5.6 | -15 | 10 | 6.7 | -5 | -8 | 7.2 | 6.1 | 10.6 | 8.9 | 3.5 | -1.3 | 10 | 9.4 | 6.6 | 3.9 | -11.1 | -18.3 | -5.6 | -7.2 | 13 | 12 | 8.9 | 8.3 | 17.2 | 15.6 | 6.1 | 0.4 | 15 | 13.9 | 10.6 | 10.6 | 21.1 | 17.8 | 1.1 | -3.8 | -11.7 | -12.8 | -17.8 | -25.6 | 3.3 | 2 | -17.8 | -22.8 | -9.5 | -13 | 5.6 | 4.6 | 7.8 | 5.6 | -5.6 | -15.6 | -11 | -12 | -5.6 | -6.5 | -13.3 | -23.3 | -11.1 | -16.7 | -17.4 | -20.4 | -18.9 | -21.1 | -25 | -28.9 | -24.4 | -27.8 | -12.6 | -16 | -9.6 | -13 | -11.5 | -14.8 | 15.6 | 13.5 | -16.7 | -20.6 | -26.1 | -30 | 0.6 | -7.2 | 6.1 | 2 | 5 | 5 | -22.2 | -30.6 | -22.6 | -27.9 | 2.8 | -3.9 | -15 | -17.2 | 2.2 | -2.8 | 4.4 | -5.6 | 0 | -0.6 | -1.7 | -10 | -1.5 | -6 | -8.3 | -15 | -16.7 | -21.7 | 2.8 | -5 | 0 | -1 | -5 | -5 | 3.1 | 2.1 | -2.2 | -4.4 | 7.2 | 7.2 | -7 | -9 | 6.1 | 3.3 | 10 | 6.7 | -2.2 | -5 | 1.7 | -3.9 | -11.7 | -15 | -13.3 | -14.4 | 18 | 16.2 | 1.1 | -4.4 | 1.3 | -1.3 | 22.2 | 20.6 | 12.2 | 3.9 | -5.6 | -7.2 | -5.7 | -8.9 | -12.2 | -17.8 | 4.4 | -2.8 | -19.4 | -23.9 | 4 | 2.4 | -0.6 | -6.1 | -13.9 | -15.6 | -6.1 | -13.3
-15 | -17 | -11.7 | -13.3 | 10.6 | 10.6 | 2.8 | -3.3 | -4.8 | -13.4 | 8.9 | 6.7 | -4 | -8 | 7.8 | 6.1 | 10.6 | 8.9 | 3.7 | -1.1 | 10.6 | 9.4 | 6.4 | 3.9 | -11.5 | -17.1 | -5.6 | -7.8 | 13 | 12 | 8.3 | 7.8 | 16.7 | 15 | 6.1 | 0.2 | 15 | 13.3 | 10.6 | 10.6 | 20.6 | 17.8 | 0.6 | -5 | -10.6 | -11.1 | -18.9 | -26.1 | 3.3 | 1.8 | -17.8 | -23.3 | -10 | -13.2 | 5.6 | 4.4 | 6.7 | 5.6 | -6.1 | -15.6 | -11 | -13 | -6.1 | -6.3 | -13.9 | -23.9 | -11.7 | -17.2 | -19.3 | -21.8 | -20 | -22.8 | -25 | -28.9 | -24.4 | -27.8 | -12.8 | -16.7 | -10 | -12.8 | -11.7 | -15 | 15.6 | 13.9 | -17.4 | -21 | -26.5 | -31 | -1.1 | -6.7 | 6.1 | 1.8 | 5.6 | 5.6 | -21.7 | -30.6 | -22.8 | -28.3 | 3.3 | -4.4 | -14.4 | -16.7 | 1.7 | -3.3 | 4.4 | -5.6 | 0 | 0 | -1.7 | -11.7 | -1.3 | -5.5 | -8.3 | -13.3 | -16.1 | -21.1 | 3.3 | -2.2 | -1 | -4 | -5 | -5 | 3 | 1.8 | -2.2 | -3.9 | 6.7 | 6.7 | -7 | -10 | 6.1 | 3.3 | 8.9 | 6.7 | -2.8 | -5.6 | 2.8 | -3.3 | -13.3 | -16.1 | -13.3 | -14.4 | 17.8 | 16.1 | 0 | -5 | 1.1 | -1.7 | 22.2 | 20 | 11.7 | 3.3 | -6.7 | -8.3 | -5.4 | -9.5 | -14.4 | -20 | 3.9 | -3.9 | -19.4 | -23.3 | 4.4 | 2.8 | -1.1 | -6.4 | -13.7 | -15.5 | -6.7 | -13.3
-12 | -15 | -11.1 | -13.3 | 10 | 9.4 | 1.7 | -3.9 | -4.1 | -12.7 | 8.3 | 6.1 | -6 | -8 | 7.8 | 6.1 | 10 | 8.3 | 3.9 | -1.1 | 10.6 | 9.4 | 6.2 | 3.9 | -11.8 | -16.5 | -6.1 | -8.3 | 13 | 13 | 8.9 | 8.9 | 16.7 | 15 | 6.1 | 0 | 13.9 | 12.8 | 11.7 | 11.7 | 19.4 | 17.2 | 0 | -4.4 | -8.9 | -10.6 | -18.9 | -26.7 | 3.3 | 1.7 | -18.3 | -23.9 | -10.6 | -13.9 | 5.6 | 4.9 | 7.2 | 6.1 | -5 | -14.4 | -11 | -12 | -6.1 | -6.2 | -15 | -23.3 | -12.8 | -17.2 | -21.1 | -23.3 | -19.4 | -21.7 | -24.4 | -28.9 | -25 | -27.8 | -12.8 | -16.2 | -9.6 | -12 | -11.7 | -14.7 | 15.4 | 14 | -18.2 | -22.1 | -26.8 | -32.2 | -3.3 | -6.7 | 6.1 | 1.7 | 6.1 | 6.1 | -22.8 | -31.1 | -23.3 | -28.4 | 2.8 | -3.9 | -12.2 | -13.9 | 0 | -2.8 | 7.8 | -2.2 | 0 | 0 | -1.7 | -10.6 | -1.1 | -5.6 | -8.3 | -14.4 | -16.1 | -20.6 | 3.9 | -0.6 | -3 | -6 | -5 | -5 | 2.8 | 1.7 | -2.8 | -4.4 | 5.6 | 3.9 | -8 | -10 | 6.7 | 3.3 | 8.9 | 5.6 | -4.4 | -6.7 | 2.8 | -3.3 | -14.4 | -17.2 | -13.3 | -15 | 17.2 | 15.7 | -2.2 | -6.7 | 0.2 | -1.9 | 22.2 | 20 | 10 | 2.8 | -6.7 | -7.8 | -5 | -10.6 | -13.9 | -20 | 3.3 | -3.9 | -20.6 | -24.4 | 4.6 | 2.9 | -1.7 | -7.2 | -13.5 | -15.7 | -7.8 | -13.3
-10 | -11 | -10.6 | -12.8 | 9.4 | 8.9 | 0.6 | -4.4 | -3.3 | -13.3 | 8.3 | 5.6 | -5 | -9 | 7.8 | 5.6 | 9.4 | 7.8 | 4.1 | -1.3 | 10 | 8.3 | 6.1 | 3.9 | -12.2 | -16.7 | -6.1 | -8.3 | 13 | 13 | 10.6 | 10 | 16.7 | 15 | 5.4 | -0.2 | 13.3 | 12.8 | 11.7 | 11.7 | 18.9 | 16.1 | -0.5 | -4.7 | -9.4 | -10.6 | -19.4 | -26.7 | 3.5 | 2 | -18.3 | -23.3 | -11.1 | -13.7 | 5.6 | 5.3 | 7.2 | 6.7 | -5 | -11.1 | -10 | -11 | -6.1 | -6.1 | -16.1 | -22.8 | -13.9 | -17.2 | -20.9 | -23.1 | -21.1 | -23.9 | -25 | -28.3 | -26.1 | -30 | -12.8 | -16.2 | -9.3 | -11.4 | -11.7 | -15 | 15.2 | 13.9 | -18.9 | -23.3 | -27.2 | -34.4 | -1.7 | -6.7 | 6.1 | 2 | 6.1 | 6.1 | -23.9 | -32.2 | -23.9 | -28.9 | 1.1 | -3.9 | -11.1 | -12.8 | 0 | -3.3 | 6.7 | -2.2 | 0.6 | 0.6 | -1.1 | -8.9 | -1.5 | -5.4 | -8.3 | -14.4 | -15.6 | -19.4 | 4.4 | -2.2 | -3 | -6 | -4.8 | -4.8 | 3.2 | 2 | -2.2 | -4.4 | 4.4 | 1.7 | -8 | -10 | 6.1 | 3.3 | 7.2 | 4.4 | -5.6 | -7.2 | 2.8 | -3.3 | -15.6 | -17.2 | -14.4 | -15.6 | 16.7 | 15.4 | -2.2 | -6.7 | -0.8 | -2.5 | 22.2 | 20 | 9.4 | 2.8 | -7.2 | -8.9 | -4.6 | -9.9 | -13.9 | -20.6 | 3.9 | -4.4 | -18.3 | -22.2 | 4.8 | 3.1 | 0 | -6.5 | -13.3 | -16.1 | -8.9 | -13.9
-8 | -10 | -10 | -11.7 | 8.3 | 8.3 | 0 | -5 | -2.6 | -11.5 | 7.8 | 5.6 | -5 | -9 | 7.2 | 6.1 | 8.9 | 7.2 | 4.2 | -1.6 | 9.4 | 8.9 | 5.9 | 3.9 | -13.9 | -17.3 | -4.4 | -7.2 | 12 | 12 | 12.2 | 10.6 | 16.7 | 15 | 4.6 | -0.7 | 13.3 | 12.8 | 11.7 | 11.7 | 18.3 | 16.1 | -1.1 | -5.6 | -9.4 | -10.6 | -20 | -26.7 | 3.7 | 2.4 | -19.4 | -24.4 | -11.7 | -13.9 | 5.6 | 5.6 | 7.8 | 7.2 | -4.4 | -9.4 | -8 | -10 | -5.6 | -5.9 | -16.1 | -23.3 | -14.4 | -17.2 | -20.8 | -23.1 | -20.6 | -23.3 | -25 | -28.3 | -26.1 | -29.4 | -12.8 | -16.7 | -8.9 | -11.1 | -11.7 | -15.6 | 15 | 13.9 | -18 | -22.2 | -27.2 | -33.3 | 0 | -6.1 | 6.1 | 2.4 | 6.1 | 6.1 | -23.9 | -32.8 | -24.4 | -30 | 0.6 | -4.4 | -10.6 | -12.2 | 0.6 | -3.9 | 6.1 | -1.7 | 0 | 0 | -1.7 | -8.3 | -1.8 | -5.7 | -8.3 | -14.4 | -15 | -20 | 3.3 | -2.8 | -3 | -6 | -4.6 | -4.6 | 3.5 | 2.5 | -2.2 | -4.4 | 1.7 | 1.1 | -8 | -10 | 5 | 3.3 | 6.7 | 3.9 | -5.6 | -7.8 | 2.8 | -3.3 | -16.1 | -17.2 | -16.7 | -18.3 | 16.1 | 15 | -3.3 | -7.2 | -1.7 | -3.3 | 21.7 | 20 | 7.2 | 2.2 | -8.3 | -9.4 | -4.3 | -10.2 | -14.4 | -21.1 | 3.3 | -11.7 | -19.4 | -23.9 | 5 | 3.3 | 1.6 | -6.6 | -13.5 | -15.8 | -7.8 | -12.8
-7 | -9 | -10.6 | -11.7 | 7.8 | 7.2 | -1.1 | -5.6 | -1.8 | -11 | 7.8 | 5.6 | -5 | -8 | 7.2 | 6.1 | 8.3 | 6.7 | 4.4 | -2.2 | 10 | 9.4 | 5.8 | 3.9 | -15.5 | -18.4 | -5 | -6.7 | 12 | 12 | 12.2 | 10.6 | 16.7 | 15 | 3.9 | -1.1 | 13.3 | 12.8 | 11.7 | 11.1 | 17.8 | 15.6 | -2 | -5.6 | -8.3 | -10 | -20.6 | -26.7 | 3.9 | 2.8 | -21.1 | -26.7 | -12.2 | -14.4 | 5.2 | 5.2 | 8.3 | 7.2 | -3.9 | -8.9 | -8 | -10 | -5.6 | -5.7 | -17.2 | -23.9 | -15.6 | -17.8 | -20.6 | -23.3 | -21.1 | -23.9 | -23.9 | -27.2 | -26.1 | -29.4 | -12.4 | -15.5 | -10 | -12.1 | -11.7 | -15 | 13 | 11.4 | -17 | -21.2 | -27.2 | -32.8 | 0 | -6.1 | 6.1 | 2.8 | 7.2 | 7.2 | -23.3 | -31.7 | -24.6 | -29.4 | -0.6 | -5 | -10 | -11.7 | 0 | -4.4 | 6.7 | -1.1 | 0.6 | 0 | -1.7 | -8.9 | -2.2 | -6.7 | -8.3 | -13.9 | -13.9 | -18.9 | 2.2 | -3.3 | -3 | -6 | -4.4 | -4.4 | 3.9 | 2.8 | -2.2 | -4.4 | 1.1 | -0.6 | -9 | -12 | 5 | 3.9 | 7.8 | 5.6 | -3.9 | -6.7 | 2.8 | -3.3 | -15.6 | -17.2 | -17.2 | -18.9 | 15.4 | 14.6 | -3.9 | -8.3 | -1.1 | -2.6 | 21.7 | 20 | 6.1 | 2.8 | -8.3 | -10 | -3.9 | -11.1 | -15 | -21.1 | 3.3 | -3.9 | -17.2 | -21.1 | 4.6 | 3.1 | 3.3 | -8.3 | -13.7 | -15.9 | -7.2 | -16.1
-6 | -8 | -10.6 | -11.7 | 7.2 | 6.7 | -1.1 | -5 | -1.1 | -11.7 | 7.2 | 5 | -5 | -8 | 7.2 | 6.1 | 7.8 | 6.7 | 3.5 | -2.2 | 8.9 | 8.9 | 5.8 | 3.9 | -17.2 | -20 | -4.4 | -7.2 | 12 | 12 | 12.8 | 11.1 | 16.7 | 15 | 3.7 | -1.1 | 13.3 | 12.8 | 11.1 | 11.1 | 17.8 | 15.6 | -3 | -6.2 | -8.9 | -10.6 | -21.1 | -26.7 | 4.3 | 3 | -22.2 | -27.2 | -12.6 | -14.5 | 4.8 | 4.8 | 5 | 4.4 | -3.3 | -7.8 | -9 | -10 | -5 | -5.6 | -17.2 | -24.4 | -16.1 | -17.8 | -20.8 | -23.3 | -18.9 | -21.7 | -22.8 | -26.1 | -26.7 | -30 | -12.1 | -14.8 | -11.1 | -13.4 | -11.7 | -14.7 | 10.9 | 8.7 | -16.1 | -21.1 | -27.2 | -32.8 | 1.1 | -4.4 | 5.9 | 2.9 | 7.2 | 7.2 | -21.7 | -29.4 | -24.8 | -29.5 | -0.6 | -5.6 | -9.4 | -11.1 | 0 | -5 | 6.7 | -1.1 | 1.7 | 1.1 | -1.7 | -9.4 | -2.8 | -7.3 | -8.9 | -13.9 | -13.9 | -18.9 | 2.2 | -3.3 | -3 | -6 | -4.4 | -4.4 | 4.6 | 3.3 | -2.2 | -4.4 | -0.6 | -3.3 | -9 | -12 | 5.6 | 3.3 | 6.1 | 4.4 | -3.3 | -5.6 | 2.8 | -2.8 | -15.6 | -17.2 | -18.3 | -20 | 14.6 | 14.3 | -4.4 | -8.3 | -0.6 | -2.4 | 21.1 | 20 | 3.9 | 1.7 | -8.9 | -11.1 | -3.9 | -10 | -15.6 | -21.7 | 3.3 | -3.9 | -16.1 | -20 | 4.3 | 3 | 3.7 | -7.1 | -13.9 | -16.1 | -7.2 | -16.1
-6 | -8 | -10 | -11.7 | 6.1 | 5.6 | -0.6 | -4.4 | -1.7 | -8.7 | 6.7 | 4.4 | -4 | -8 | 7.2 | 6.1 | 7.8 | 6.1 | 2.6 | -2.2 | 8.9 | 8.9 | 5.6 | 3.9 | -17.4 | -20.7 | -5.6 | -7.2 | 11 | 11 | 12.2 | 11.1 | 16.7 | 15 | 3.5 | -1.3 | 12.8 | 12.8 | 11.1 | 11.1 | 17.8 | 15.6 | -3.9 | -7.2 | -8.3 | -9.4 | -22.2 | -27.8 | 4.6 | 3.1 | -22.2 | -27.8 | -12.9 | -14.8 | 4.4 | 4.4 | 2.8 | 2.8 | -3.3 | -7.2 | -9 | -11 | -5 | -5.6 | -17.2 | -23.3 | -15.6 | -17.2 | -20.9 | -23.7 | -18.9 | -21.7 | -22.2 | -25.6 | -26.1 | -29.4 | -11.7 | -14.4 | -12.2 | -15 | -11.7 | -15 | 8.9 | 6.1 | -13 | -18 | -27.2 | -32.8 | -0.6 | -3.9 | 5.8 | 3.3 | 7.8 | 4.4 | -19.4 | -27.2 | -25 | -30 | -1.1 | -7.2 | -8.9 | -10.6 | 0 | -5 | 6.1 | -3.3 | 6.1 | 3.3 | -1.7 | -8.3 | -3.3 | -8.5 | -8.9 | -15.6 | -13.3 | -18.9 | 3.3 | -3.9 | -3 | -7 | -4.4 | -4.4 | 5.4 | 3.6 | -2.8 | -4.4 | -1.7 | -3.9 | -10 | -12 | 5.6 | 3.3 | 7.8 | 6.1 | -3.3 | -5.6 | 2.8 | -2.8 | -16.1 | -18.3 | -20.6 | -22.2 | 13.9 | 13.9 | -5.6 | -8.9 | 0 | -2.2 | 20 | 19.4 | 3.9 | 1.7 | -7.2 | -8.9 | -3.9 | -10 | -16.7 | -20 | 3.9 | -4.4 | -16.1 | -20.6 | 3.9 | 2.8 | 4 | -6.9 | -15 | -17.3 | -8.3 | -14.4
-6 | -9 | -10 | -11.1 | 6.1 | 5 | 0 | -5 | -2.2 | -7.2 | 6.7 | 4.4 | -6 | -9 | 7.2 | 5.6 | 8.9 | 6.7 | 1.7 | -2.8 | 8.9 | 8.3 | 5.6 | 3.9 | -17.6 | -21.6 | -4.4 | -6.7 | 12 | 11 | 13.3 | 11.7 | 16.7 | 15.6 | 3.3 | -1.7 | 12.2 | 12.2 | 10.6 | 10.6 | 17.2 | 15 | -3.9 | -6.8 | -8.3 | -9.4 | -22.8 | -27.8 | 5 | 3.3 | -22.2 | -27.8 | -13.3 | -15.6 | 4.4 | 4.4 | 2.8 | 1.7 | -1.7 | -6.1 | -11 | -13 | -4.4 | -5 | -17.2 | -24.4 | -16.1 | -18.3 | -21.1 | -24.4 | -20 | -23.3 | -21.1 | -23.9 | -25.6 | -29.4 | -10.9 | -13.5 | -12 | -14.3 | -11.1 | -14.1 | 8.5 | 6.3 | -9.8 | -15.4 | -27.2 | -33.3 | 1.7 | -2.2 | 5.6 | 3.3 | 7.2 | 7.2 | -16.7 | -20.6 | -24.3 | -28.8 | -1.1 | -7.8 | -8.9 | -10.6 | -1.1 | -5 | 4.4 | -1.1 | 3.3 | 2.2 | -1.1 | -9.4 | -3.9 | -10.6 | -8.9 | -13.9 | -13.3 | -18.9 | 2.8 | -3.9 | -5 | -7 | -4.4 | -4.4 | 6.1 | 3.9 | -2.8 | -4.4 | -1.1 | -3.3 | -10 | -12 | 6.1 | 2.8 | 7.8 | 6.1 | -3.9 | -6.7 | 2.8 | -2.2 | -16.1 | -18.3 | -20.6 | -22.8 | 14.8 | 14.7 | -5.6 | -8.9 | 0.7 | -1.3 | 10 | 8.9 | 3.9 | 1.7 | -6.7 | -8.3 | -3.9 | -10.6 | -17.8 | -20.6 | 3.3 | -4.4 | -17.2 | -21.1 | 4.3 | 3.1 | 4.4 | -7.8 | -16.1 | -18.7 | -8.3 | -14.4
-6 | -10 | -9.4 | -10.6 | 6.1 | 4.4 | 0 | -5 | -2.8 | -6.7 | 6.7 | 3.9 | -7 | -9 | 7.2 | 5 | 10 | 5 | 3.2 | -2.2 | 9.4 | 8.9 | 7.3 | 4.3 | -17.8 | -23.3 | -3.9 | -6.7 | 12 | 11 | 13.3 | 12.8 | 17.2 | 15.6 | 4.2 | -1 | 12.2 | 12.2 | 10 | 10 | 18.3 | 15.6 | -3.9 | -6.8 | -8.3 | -9.4 | -21.7 | -27.2 | 5.4 | 3.9 | -22.2 | -27.8 | -12.4 | -14.8 | 4.4 | 4.4 | 3.9 | 2.8 | -1.7 | -5.6 | -14 | -16 | -4.4 | -4.4 | -17.2 | -23.9 | -16.7 | -18.3 | -20.7 | -24.5 | -21.1 | -23.3 | -21.1 | -23.9 | -25 | -28.3 | -10.2 | -13 | -11.9 | -14 | -10.6 | -13.8 | 8.2 | 6.7 | -6.7 | -13.9 | -27.2 | -34.4 | 2.2 | -1.1 | 6.9 | 3.5 | 7.2 | 7.2 | -16.7 | -20 | -23.5 | -27.9 | -1.7 | -7.8 | -10 | -11.7 | 0 | -5 | 4.4 | -1.1 | 2.8 | 2.2 | -0.6 | -8.3 | -4.1 | -9.6 | -8.9 | -13.9 | -12.8 | -18.3 | 2.8 | -3.9 | -6 | -7 | -4 | -4 | 6.7 | 4.2 | -2.2 | -3.9 | -1.1 | -3.3 | -11 | -13 | 6.1 | 2.8 | 8.3 | 6.7 | -5 | -7.8 | 2.8 | -1.1 | -15.6 | -19.4 | -20.6 | -22.2 | 15.8 | 15.5 | -2.2 | -7.2 | 1.5 | -0.7 | 7.8 | 5 | 5 | 2.2 | -6.1 | -8.3 | -3.2 | -8 | -18.3 | -21.1 | 3.9 | -4.4 | -18.9 | -21.7 | 4.6 | 3.6 | 5.2 | -6.8 | -17.2 | -20.6 | -7.2 | -11.1
-8 | -12 | -8.9 | -10 | 6.1 | 4.4 | 0 | -5 | -1.9 | -6.1 | 7.8 | 4.4 | -5 | -8 | 7.2 | 5 | 11.1 | 6.7 | 4.6 | -2 | 9.4 | 9.4 | 8.9 | 4.5 | -14.6 | -20.8 | -5 | -7.2 | 13 | 11 | 13.3 | 13.3 | 18.3 | 15 | 5.2 | -0.7 | 13.3 | 13.3 | 9.4 | 8.9 | 23.3 | 16.1 | -3.9 | -7.2 | -7.2 | -9.4 | -18.3 | -25.6 | 5.7 | 4.5 | -21.7 | -27.2 | -11.5 | -14.4 | 4.4 | 4.4 | 10.6 | 8.3 | 0 | -3.9 | -16 | -18 | -3.9 | -4.4 | -16.1 | -22.8 | -16.1 | -17.8 | -20.4 | -25.2 | -17.8 | -20.6 | -20.6 | -23.3 | -23.9 | -27.8 | -9.4 | -12.8 | -11.7 | -13.9 | -10 | -13.9 | 7.8 | 6.7 | -5.8 | -12.4 | -25.9 | -31.2 | 4.4 | 0 | 8.1 | 3.6 | 7.2 | 7.2 | -16.7 | -20 | -22.8 | -27.8 | -2.2 | -9.4 | -11.1 | -13.3 | 1.7 | -4.4 | 6.7 | -0.6 | 3.3 | 3.3 | 0.6 | -6.7 | -4.2 | -9.3 | -8.9 | -14.4 | -12.8 | -18.3 | 2.8 | -3.3 | -7 | -9 | -3.7 | -3.7 | 7.2 | 4.3 | -2.2 | -5 | -1.1 | -2.8 | -10 | -12 | 7.2 | 2.2 | 8.9 | 7.2 | -4.4 | -7.8 | 2.8 | -0.6 | -13.9 | -18.9 | -20 | -21.7 | 16.7 | 16.1 | 2.8 | -3.9 | 2.2 | 0 | 6.1 | 2.2 | 7.8 | 2.8 | -5.6 | -8.3 | -2.4 | -6.3 | -17.8 | -21.7 | 3.9 | -4.4 | -16.7 | -20 | 5 | 3.9 | 5.9 | -6.8 | -15.7 | -18.8 | -6.1 | -10
-7 | -11 | -8.3 | -10 | 7.2 | 4.4 | 0 | -6.1 | -0.9 | -5.8 | 9.4 | 4.4 | -2 | -6 | 7.2 | 5.6 | 12.8 | 7.8 | 6.1 | -2.2 | 9.4 | 9.4 | 10.6 | 4.4 | -11.5 | -19 | -3.3 | -6.7 | 12 | 11 | 15.6 | 14.4 | 18.9 | 13.9 | 6.1 | -0.6 | 15 | 14.4 | 8.9 | 8.3 | 26.1 | 17.2 | -1.7 | -5.7 | -4.4 | -8.3 | -16.1 | -24.4 | 6.1 | 5 | -19.4 | -25 | -10.6 | -14.4 | 4 | 3.4 | 12.8 | 7.2 | 1.1 | -2.2 | -17 | -20 | -3.3 | -3.9 | -14.4 | -22.8 | -13.9 | -16.7 | -20 | -26.7 | -16.7 | -20 | -19.4 | -22.8 | -21.1 | -26.1 | -7.4 | -11.4 | -9.3 | -12.4 | -7.8 | -12.6 | 8 | 5.3 | -4.8 | -11.4 | -24.6 | -28.7 | 6.7 | 0 | 9.4 | 3.3 | 9.4 | 9.4 | -15.6 | -18.9 | -20.4 | -25.6 | -1.1 | -8.9 | -7.2 | -9.4 | 5 | -6.7 | 8.9 | 0 | 5.6 | 3.3 | 2.2 | -4.4 | -4.4 | -10 | -9.4 | -13.3 | -11.7 | -18.3 | 3.9 | -3.9 | -5 | -7 | -3.3 | -3.3 | 7.8 | 4.4 | -2.8 | -8.3 | -0.6 | -2.2 | -9 | -12 | 8.3 | -0.6 | 10 | 7.8 | -3.3 | -7.2 | 3.3 | 0 | -12.8 | -17.8 | -17.2 | -18.9 | 16.1 | 14.1 | 6.1 | -2.2 | 5.2 | 1.3 | 5.6 | 0 | 10.6 | 1.1 | -4.4 | -7.2 | -1.7 | -5 | -16.7 | -20.6 | 5 | -4.4 | -16.1 | -19.4 | 5.7 | 4.5 | 6.7 | -7.8 | -14.3 | -17.5 | -5.6 | -10
-6 | -11 | -7.8 | -9.4 | 8.3 | 5.6 | 1.1 | -5.6 | 0 | -6.7 | 11.1 | 5 | 0 | -6 | 7.8 | 5.6 | 14.4 | 9.4 | 8.7 | -1 | 10.6 | 10 | 11.9 | 4.4 | -8.3 | -18.3 | -2.8 | -6.7 | 15 | 11 | 16.7 | 15.6 | 20 | 13.9 | 8 | 0.5 | 17.8 | 15 | 8.9 | 8.3 | 27.2 | 16.1 | 0.6 | -4.8 | -3.9 | -7.2 | -14.4 | -24.4 | 7.8 | 6.4 | -16.1 | -22.8 | -9.3 | -14.1 | 3.7 | 2.7 | 13.9 | 6.7 | 4.4 | 0 | -17 | -20 | -3.3 | -3.9 | -12.2 | -22.2 | -11.7 | -15.6 | -19.1 | -24.7 | -14.4 | -18.3 | -18.9 | -22.8 | -18.9 | -25.6 | -5.3 | -10.8 | -6.8 | -11.2 | -5.5 | -11.9 | 8.1 | 3.6 | -3.9 | -11.7 | -23.3 | -26.7 | 9.4 | 0 | 9.8 | 3.5 | 12.2 | 12.2 | -15 | -19.4 | -18 | -24 | 1.1 | -8.3 | -6.1 | -8.3 | 6.7 | -7.8 | 11.1 | 0 | 5.6 | 3.3 | 2.8 | -3.9 | -3.9 | -8.9 | -8.9 | -14.4 | -10.6 | -18.3 | 5 | -4.4 | -6 | -8 | -2.4 | -2.5 | 7.8 | 3.8 | -2.2 | -11.1 | -0.6 | -3.3 | -8 | -12 | 10.6 | -0.6 | 11.1 | 9.4 | -1.1 | -6.1 | 3.3 | 1.7 | -12.8 | -16.7 | -15.6 | -17.8 | 15.6 | 11.8 | 9.4 | -1.1 | 8.1 | 2.1 | 5 | -0.6 | 11.7 | -0.6 | -3.9 | -6.7 | -1.1 | -3.2 | -16.1 | -22.8 | 6.7 | -4.4 | -13.3 | -17.2 | 6.5 | 5 | 6.3 | -4.7 | -12.8 | -16.7 | -5.6 | -10
-6 | -9 | -7.8 | -9.4 | 9.4 | 6.1 | 1.7 | -5 | 1.5 | -5.6 | 13.3 | 5 | 1 | -6 | 8.3 | 5 | 15 | 10 | 11.3 | -0.2 | 11.7 | 10 | 13.1 | 4 | -7.6 | -16.7 | -2.8 | -6.1 | 16 | 11 | 18.3 | 16.7 | 21.1 | 13.3 | 9.8 | 1.2 | 20.6 | 15.6 | 8.3 | 7.8 | 28.9 | 16.1 | 2.8 | -5 | -4.4 | -8.3 | -14.4 | -24.4 | 9.4 | 7.5 | -13.3 | -20 | -8 | -14.1 | 3.3 | 1.7 | 16.7 | 6.7 | 7.8 | 1.1 | -16 | -18 | -3.3 | -3.9 | -10.6 | -21.7 | -10.6 | -15.6 | -18.1 | -23.4 | -12.8 | -17.2 | -18.3 | -22.2 | -16.7 | -24.4 | -3.3 | -11.1 | -4.4 | -11.1 | -3.3 | -12.8 | 8.3 | 1.7 | -3.9 | -10.6 | -21.6 | -25 | 10 | -0.6 | 10.2 | 3.9 | 14.4 | 14.4 | -15.6 | -20 | -15.6 | -23.3 | 1.7 | -7.8 | -6.1 | -7.8 | 7.2 | -6.1 | 12.2 | 0 | 5.6 | 3.3 | 2.8 | -4.4 | -3.3 | -8.5 | -8.9 | -17.2 | -10 | -18.3 | 5 | -4.4 | -6 | -10 | -1.5 | -1.9 | 7.8 | 3.1 | -1.7 | -11.1 | -0.6 | -2.8 | -8 | -10 | 13.3 | -3.3 | 15.6 | 13.3 | 0 | -6.1 | 3.3 | 2.8 | -11.1 | -16.7 | -13.9 | -16.1 | 15 | 9.4 | 12.8 | -1.1 | 11.1 | 2.8 | 5.6 | -0.6 | 13.3 | -0.6 | -2.8 | -6.7 | -0.6 | -1.9 | -15.6 | -22.8 | 7.8 | -4.4 | -10.6 | -15 | 7.2 | 5.6 | 6 | -3.2 | -12.1 | -16 | -6.1 | -9.4
-3 | -9 | -7.8 | -9.4 | 10.6 | 5.6 | 3.3 | -5.6 | 2.9 | -5.8 | 14.4 | 4.4 | 1 | -5 | 9.4 | 5.6 | 14.4 | 10 | 13.9 | 0.6 | 12.2 | 9.4 | 14.4 | 3.3 | -6.8 | -15.7 | -1.1 | -5 | 14 | 11 | 18.3 | 16.1 | 21.7 | 13.9 | 11.7 | 1.7 | 23.3 | 15 | 10 | 8.3 | 27.8 | 16.7 | 3.9 | -4.5 | -2.2 | -7.2 | -13.3 | -23.9 | 11.1 | 8.9 | -12.2 | -18.3 | -6.7 | -15.6 | 3.5 | 1.9 | 17.2 | 8.3 | 7.2 | 0.6 | -16 | -18 | -2.2 | -3.9 | -9.4 | -21.7 | -9.4 | -14.4 | -17.2 | -22.8 | -11.1 | -16.7 | -17.8 | -21.7 | -15 | -23.3 | -2.9 | -10.5 | -3.1 | -9.2 | -2.4 | -11.4 | 8.5 | 0.5 | -3.9 | -10.4 | -20 | -23.9 | 10.6 | 0 | 10.6 | 3.9 | 16.1 | 16.1 | -15 | -21.1 | -14.7 | -21.6 | 2.2 | -7.8 | -3.9 | -6.7 | 9.4 | -6.1 | 12.2 | 0 | 6.7 | -0.6 | 2.8 | -4.4 | -2.8 | -8.9 | -8.9 | -15.6 | -9.4 | -18.3 | 5.6 | -5 | -3 | -8 | -0.6 | -1.1 | 7.8 | 2.2 | -2.2 | -10.6 | -0.6 | -4.4 | -8 | -10 | 14.4 | -7.8 | 16.1 | 13.3 | 1.1 | -5.6 | 3.9 | 3.3 | -10.6 | -17.8 | -12.2 | -16.1 | 14.3 | 7.6 | 15 | -1.1 | 12 | 3 | 5 | -1.1 | 14.4 | -1.1 | -2.2 | -6.1 | 0 | -0.6 | -15 | -23.3 | 8.9 | -3.3 | -10.6 | -15 | 6.8 | 5.3 | 5.6 | -2.2 | -11.3 | -15.7 | -5.6 | -10
-3 | -9 | -7.8 | -8.9 | 11.7 | 5 | 4.4 | -5.6 | 4.4 | -6.7 | 16.1 | 4.4 | 1 | -3 | 9.4 | 5.6 | 14.4 | 10 | 14.5 | 0.3 | 11.7 | 9.4 | 14 | 3.2 | -6.1 | -16.1 | -0.6 | -5.6 | 13 | 9 | 17.8 | 16.1 | 21.1 | 14.4 | 13.4 | 2 | 22.2 | 15.6 | 10 | 7.8 | 28.3 | 18.9 | 5 | -4.5 | -1.7 | -5.6 | -12.8 | -23.3 | 10.9 | 9.2 | -10.6 | -16.1 | -6.5 | -14.7 | 3.7 | 2.1 | 16.1 | 7.8 | 7.2 | -1.1 | -16 | -18 | -2.2 | -3.3 | -8.9 | -23.9 | -9.4 | -15.6 | -17.4 | -22.7 | -10.6 | -16.7 | -17.8 | -22.2 | -14.4 | -21.7 | -2.6 | -10.6 | -1.9 | -8.5 | -1.5 | -10.8 | 8.7 | -1 | -3.9 | -11.1 | -18.3 | -23.3 | 11.1 | 0 | 10.2 | 3.9 | 16.7 | 16.7 | -15 | -20 | -13.7 | -20.7 | 4.4 | -7.2 | -5 | -7.2 | 8.9 | -9.4 | 12.8 | -0.6 | 6.7 | -3.3 | 2.8 | -1.7 | -2.8 | -7.1 | -8.9 | -13.9 | -8.9 | -18.9 | 6.1 | -4.4 | -3 | -7 | 0.2 | -1.1 | 7.2 | 1.3 | -2.8 | -11.1 | -0.6 | -6.1 | -8 | -10 | 16.1 | -7.2 | 16.1 | 13.3 | 1.7 | -6.1 | 3.9 | 3.3 | -10.6 | -17.8 | -10.6 | -15 | 13.5 | 5.9 | 15.6 | -1.1 | 13 | 3.4 | 5.6 | -0.6 | 14.4 | -1.1 | -1.7 | -5.6 | 0.6 | 0.2 | -15 | -22.8 | 8.9 | -3.9 | -10.6 | -13.9 | 6.5 | 5.3 | 5 | -1.5 | -10.6 | -16.1 | -5 | -9.4
-5 | -8 | -7.8 | -9.4 | 12.8 | 5 | 4.4 | -6.7 | 4 | -5.8 | 17.2 | 3.3 | 2 | -3 | 10.6 | 5.6 | 14.4 | 10 | 15 | 0.4 | 11.7 | 9.4 | 13.7 | 3.2 | -7.4 | -15.6 | -1.1 | -6.1 | 13 | 8 | 17.8 | 16.1 | 21.1 | 15 | 15 | 2.2 | 22.2 | 11.7 | 10 | 7.2 | 27.8 | 19.4 | 6.1 | -5.6 | -0.6 | -5.6 | -13.3 | -23.9 | 10.8 | 9.7 | -9.4 | -13.9 | -6.3 | -14.8 | 3.9 | 2.2 | 16.7 | 7.8 | 6.7 | 0 | -16 | -19 | -2.2 | -3.3 | -8.9 | -23.3 | -9.4 | -17.2 | -17.6 | -23.2 | -10 | -15.6 | -16.7 | -21.7 | -12.8 | -18.9 | -2.2 | -12.2 | -0.6 | -8.3 | -0.6 | -11.7 | 8.9 | -2.8 | -3.2 | -10.1 | -18.1 | -22.4 | 11.1 | -0.6 | 9.8 | 3.5 | 16.1 | 16.1 | -14.4 | -20 | -12.8 | -20.6 | 5 | -7.8 | -6.1 | -7.8 | 8.3 | -8.9 | 13.3 | -1.7 | 6.7 | -4.4 | 2.8 | -1.1 | -2.8 | -6.2 | -9.4 | -15 | -8.3 | -18.9 | 6.7 | -5 | -4 | -8 | 0.9 | -1.2 | 6.7 | 0.6 | -1.1 | -10 | 0 | -5.6 | -7 | -10 | 16.1 | -9.4 | 17.2 | 12.8 | 1.7 | -6.7 | 4.4 | 3.9 | -9.4 | -17.8 | -9.4 | -15 | 12.8 | 3.9 | 16.1 | -1.7 | 13.9 | 3.3 | 6.1 | -0.6 | 15 | -1.7 | -1.1 | -6.1 | 1.1 | 0.9 | -15 | -23.9 | 8.3 | -4.4 | -6.7 | -11.1 | 6.1 | 5 | 4.5 | -1.1 | -11.5 | -15.7 | -5.6 | -10
-4 | -8 | -7.8 | -8.9 | 11.7 | 5 | 3.9 | -7.8 | 3.7 | -5.8 | 17.2 | 3.3 | 1 | -3 | 10.6 | 5.6 | 13.9 | 10.6 | 15.6 | 0 | 11.7 | 9.4 | 13.3 | 2.8 | -8.7 | -16.4 | -2.8 | -6.7 | 13 | 8 | 17.8 | 16.1 | 21.7 | 15.6 | 16.7 | 1.7 | 21.1 | 14.4 | 10 | 7.2 | 27.2 | 18.3 | 4.6 | -4.1 | -0.6 | -5 | -13.9 | -23.3 | 10.6 | 10 | -8.3 | -12.2 | -6.1 | -16.1 | 3.9 | 2.6 | 16.1 | 6.7 | 5.6 | 1.1 | -16 | -18 | -2.8 | -3.3 | -10 | -23.3 | -9.4 | -18.3 | -17.8 | -24.4 | -10 | -15.6 | -17.2 | -21.7 | -13.3 | -19.4 | -2.8 | -10.8 | -1.1 | -7.7 | -2.1 | -9.9 | 8.5 | -3 | -2.4 | -10 | -18 | -22.2 | 10 | 0 | 9.4 | 3.3 | 16.7 | 16.7 | -14.4 | -20 | -13.2 | -19.6 | 3.9 | -8.3 | -7.2 | -8.9 | 8.9 | -8.9 | 11.1 | -1.1 | 5.6 | -3.9 | 1.7 | -1.1 | -2.8 | -5.6 | -8.9 | -13.3 | -8.3 | -18.3 | 6.7 | -4.4 | -5 | -9 | 1.7 | -1.7 | 6.1 | -0.6 | -2.8 | -10.6 | 0.6 | -6.1 | -8 | -10 | 16.1 | -8.9 | 16.7 | 12.8 | 1.1 | -7.2 | 4.4 | 4.4 | -9.4 | -17.8 | -8.3 | -12.2 | 12.1 | 3.6 | 15.6 | -2.2 | 12.2 | 3.4 | 6.1 | -1.1 | 15.6 | -1.1 | -1.1 | -5.6 | 1.7 | 1.7 | -16.1 | -24.4 | 7.8 | -4.4 | -6.1 | -10.6 | 6.1 | 5.2 | 3.9 | -1.1 | -12.4 | -16 | -6.1 | -10.6
-3 | -6 | -7.8 | -8.9 | 11.1 | 5 | 2.2 | -10.6 | 3.3 | -6.7 | 16.1 | 3.3 | 0 | -3 | 9.4 | 5 | 12.8 | 10.6 | 13.7 | 0.7 | 11.7 | 8.9 | 11.6 | 2.6 | -10 | -17.8 | -5.6 | -6.7 | 12 | 8 | 17.8 | 15.6 | 21.1 | 15 | 14.5 | 3 | 20.6 | 14.4 | 9.4 | 7.2 | 26.7 | 18.3 | 3.2 | -3.6 | -1.7 | -5.6 | -16.1 | -24.4 | 12.3 | 11.2 | -8.3 | -11.7 | -6.7 | -15.1 | 3.9 | 3 | 13.3 | 6.7 | 5 | 0.6 | -16 | -18 | -3.3 | -3.3 | -10.6 | -23.3 | -10.6 | -18.9 | -18.3 | -23.9 | -10 | -16.1 | -18.9 | -21.7 | -14.4 | -20 | -3.3 | -10.8 | -1.7 | -8.3 | -3.5 | -9.4 | 8.2 | -3.2 | -1.7 | -11.1 | -17.8 | -22.2 | 8.9 | -0.6 | 9.4 | 3.4 | 16.7 | 16.7 | -15.6 | -21.7 | -13.5 | -19.5 | 2.2 | -8.9 | -6.7 | -8.3 | 7.2 | -9.4 | 11.7 | -0.6 | 5.6 | -3.3 | 1.7 | -1.1 | -3.3 | -5.8 | -9.4 | -14.4 | -8.3 | -16.7 | 6.1 | -3.9 | -5 | -9 | 0.9 | -1.5 | 5 | -0.5 | -3.3 | -11.1 | 0 | -5.6 | -8 | -10 | 13.9 | -8.9 | 17.2 | 12.2 | -0.6 | -7.2 | 4.4 | 4.4 | -10 | -17.2 | -8.3 | -11.7 | 11.3 | 3.3 | 17.2 | -4.4 | 10.6 | 3.2 | 6.1 | -1.1 | 15 | -1.7 | -1.1 | -5.6 | 1.5 | 1.5 | -16.7 | -24.4 | 6.1 | -4.4 | -5.6 | -10.6 | 6.1 | 5.4 | 3.5 | 0.2 | -13.3 | -16.7 | -6.7 | -10.6
-3 | -6 | -7.8 | -9.4 | 9.4 | 6.1 | 1.1 | -10.6 | 1.1 | -6.8 | 14.4 | 5.6 | -1 | -4 | 8.3 | 4.4 | 11.7 | 10 | 11.9 | 0.6 | 11.1 | 8.9 | 10 | 2.1 | -11.7 | -18 | -6.7 | -9.4 | 11 | 8 | 16.7 | 15 | 20 | 16.1 | 12.2 | 3.4 | 17.8 | 12.2 | 8.9 | 6.7 | 25 | 17.2 | 1.7 | -3.9 | -3.9 | -6.7 | -16.7 | -24.4 | 13.9 | 12.1 | -10 | -12.8 | -7.2 | -14.9 | 3.9 | 3.3 | 11.7 | 6.1 | 4.4 | -0.6 | -16 | -18 | -3.3 | -3.9 | -11.7 | -23.3 | -11.7 | -18.3 | -18.9 | -24.1 | -11.7 | -16.1 | -20 | -22.2 | -16.7 | -20.6 | -3.9 | -11.7 | -2.2 | -9.4 | -5 | -10 | 7.8 | -4.4 | -2.2 | -10.2 | -18.3 | -22 | 7.8 | 0 | 9.4 | 3.4 | 16.7 | 16.1 | -16.1 | -21.7 | -13.9 | -20 | -0.6 | -11.1 | -7.8 | -10.6 | 5 | -10 | 9.4 | 0 | 5 | -3.3 | 1.7 | -0.6 | -3.9 | -6.4 | -9.4 | -15 | -8.9 | -15 | 3.9 | -3.9 | -6 | -10 | 0.2 | -1.4 | 3.9 | -0.6 | -3.3 | -11.7 | 0.6 | -5.6 | -8 | -10 | 11.7 | -7.8 | 17.2 | 12.2 | -1.7 | -6.7 | 4.4 | 4.4 | -10.6 | -17.2 | -10.6 | -12.2 | 10.6 | 2.8 | 13.9 | -5 | 8.9 | 2.8 | 6.1 | -1.7 | 13.3 | -1.1 | -1.7 | -6.1 | 1.3 | 1.3 | -17.2 | -24.4 | 5.6 | -4.4 | -5 | -10 | 6.1 | 5.6 | 3.2 | 1.2 | -13.5 | -16.2 | -6.7 | -14.4
-1 | -5 | -7.8 | -8.9 | 8.9 | 6.7 | 0 | -10.6 | -1.1 | -7.9 | 13.3 | 5.6 | -2 | -5 | 6.7 | 4.4 | 12.2 | 10 | 10 | 0.6 | 11.7 | 9.4 | 8.3 | 1.7 | -13.3 | -18.8 | -6.7 | -10 | 10 | 8 | 16.1 | 14.4 | 20 | 16.1 | 10 | 3.3 | 16.1 | 13.9 | 8.3 | 6.7 | 23.9 | 18.3 | 1.5 | -3.3 | -4.4 | -7.2 | -18.3 | -25 | 15.6 | 13.3 | -12.2 | -14.4 | -7.8 | -16.1 | 3.7 | 2.8 | 12.2 | 7.8 | 4.4 | -0.6 | -15 | -18 | -3.9 | -4.4 | -11.7 | -23.3 | -12.2 | -18.3 | -19.4 | -25 | -12.2 | -17.2 | -20.6 | -22.2 | -16.1 | -20 | -4.8 | -10.5 | -2.6 | -8.7 | -5.2 | -9.8 | 7.1 | -2.8 | -2.8 | -10.4 | -18.9 | -22.2 | 7.2 | 0 | 9.4 | 3.3 | 16.7 | 15.6 | -17.8 | -21.7 | -14.1 | -19.5 | -2.2 | -11.1 | -10 | -12.2 | 2.8 | -8.3 | 7.8 | 0 | 4.4 | -2.2 | 1.7 | -0.6 | -4.4 | -7.2 | -10 | -15.6 | -9.4 | -12.2 | 3.3 | -3.9 | -6 | -10 | -0.6 | -1.7 | 2.8 | -1.1 | -3.9 | -12.2 | 1.1 | -5.6 | -10 | -13 | 10.6 | -6.1 | 16.7 | 12.8 | -1.1 | -6.7 | 5 | 4.4 | -10.6 | -16.1 | -11.7 | -13.3 | 10.4 | 2 | 13.9 | -3.3 | 8 | 2.5 | 5.6 | -2.2 | 12.2 | 0 | -1.1 | -6.7 | 1.1 | 1.1 | -17.2 | -23.9 | 5 | -4.4 | -5.6 | -10 | 5.9 | 5.3 | 2.8 | 2.2 | -13.7 | -16 | -7.8 | -14.4
2 | -1 | -9.4 | -13.3 | 8.3 | 6.7 | -0.6 | -12.2 | -3.3 | -10 | 12.2 | 6.1 | -2 | -4 | 6.7 | 4.4 | 12.2 | 10 | 8 | 0.9 | 11.1 | 9.4 | 8.1 | 1.7 | -15 | -20.6 | -3.9 | -10.6 | 10 | 7 | 16.7 | 13.9 | 20 | 16.1 | 9.8 | 3.5 | 14.4 | 13.3 | 7.8 | 6.1 | 22.8 | 17.8 | 1.3 | -3.3 | -5 | -7.2 | -18.3 | -25 | 16.1 | 13.2 | -12.8 | -14.4 | -8.3 | -14.9 | 3.5 | 2.2 | 12.8 | 7.2 | 3.9 | -1.1 | -17 | -20 | -3.9 | -4.4 | -12.2 | -23.3 | -12.8 | -18.3 | -19.8 | -24.4 | -12.8 | -17.8 | -21.1 | -23.3 | -15.6 | -18.9 | -5.8 | -10.2 | -2.9 | -9 | -5.4 | -10.2 | 6.3 | -2 | -3.3 | -11.7 | -19.4 | -22.8 | 6.7 | -0.6 | 9.8 | 5 | 16.7 | 15.6 | -18.3 | -22.2 | -14.2 | -19.6 | -3.3 | -11.1 | -15 | -17.2 | 2.2 | -8.3 | 8.3 | -0.6 | 3.9 | -2.2 | 1.7 | -0.6 | -4.6 | -7 | -9.4 | -16.7 | -10 | -11.7 | 2.8 | -3.9 | -6 | -11 | -0.8 | -1.8 | 3.2 | -0.7 | -4.4 | -12.2 | 0.6 | -4.4 | -11 | -13 | 8.9 | -5.6 | 17.2 | 13.3 | -1.7 | -6.7 | 5 | 4.4 | -10.6 | -15 | -13.3 | -15 | 10.2 | 1 | 10.6 | -3.9 | 7 | 1.7 | 5.6 | -2.2 | 10.6 | -0.6 | -0.6 | -6.1 | 1.1 | 1.1 | -16.7 | -22.8 | 5 | -4.4 | -5.6 | -9.4 | 5.8 | 5.2 | 2.8 | 2.4 | -13.9 | -16.1 | -8.3 | -14.4
2 | -2 | -10.6 | -14.4 | 8.3 | 6.1 | -1.1 | -11.7 | -4.4 | -9.5 | 11.7 | 5.6 | -1 | -5 | 6.1 | 3.9 | 11.7 | 9.4 | 5.9 | 0.8 | 12.2 | 10 | 8 | 1.8 | -16.3 | -20.7 | -3.9 | -9.4 | 9 | 6 | 16.1 | 13.9 | 20 | 16.1 | 9.6 | 3.4 | 13.9 | 12.8 | 7.8 | 6.1 | 22.2 | 17.8 | 1.1 | -3.9 | -5 | -7.8 | -19.4 | -25.6 | 16.7 | 13.5 | -12.8 | -13.3 | -8.9 | -14.9 | 3.3 | 1.7 | 12.2 | 7.8 | 3.3 | -1.7 | -17 | -20 | -3.9 | -4.4 | -13.3 | -23.3 | -13.9 | -18.9 | -20.2 | -24.4 | -12.8 | -17.8 | -21.7 | -23.9 | -15 | -18.3 | -6.7 | -10.6 | -3.3 | -10 | -5.6 | -11.1 | 5.6 | -1.7 | -2.9 | -10.5 | -19.4 | -22 | 6.1 | 0 | 10.2 | 6.4 | 16.7 | 16.1 | -18.9 | -22.8 | -14.4 | -20.6 | -4.4 | -11.7 | -17.8 | -20 | 2.2 | -8.3 | 11.1 | -0.6 | 3.9 | -1.7 | 1.7 | 0 | -4.8 | -7.2 | -11.1 | -15.6 | -11.7 | -13.3 | 2.2 | -3.9 | -6 | -11 | -0.9 | -1.9 | 3.5 | -0.6 | -4.4 | -12.2 | 1.1 | -4.4 | -12 | -15 | 7.8 | -5.6 | 17.8 | 13.3 | -2.2 | -6.7 | 5 | 4.4 | -12.2 | -15 | -14.4 | -15.6 | 10 | 0 | 10.6 | -3.9 | 6.1 | 1.1 | 5.6 | -2.2 | 8.3 | 0.6 | -0.6 | -6.1 | 1.1 | 1.1 | -16.7 | -22.8 | 4.4 | -4.4 | -5.6 | -9.4 | 5.6 | 5 | 2.8 | 2.7 | -14.8 | -17.3 | -8.9 | -16.7
2 | -3 | -11.1 | -16.7 | 7.8 | 6.1 | -1.1 | -11.7 | -5.6 | -10.2 | 10.6 | 6.1 | -2 | -6 | 5.6 | 3.9 | 11.7 | 10 | 3.9 | 0.6 | 12.2 | 9.4 | 7.8 | 1.7 | -17.6 | -21.6 | -5 | -10.6 | 8 | 6 | 16.1 | 13.9 | 20 | 16.1 | 9.4 | 3.3 | 13.3 | 12.8 | 7.2 | 6.1 | 21.1 | 18.3 | 1.1 | -3.5 | -6.1 | -7.8 | -20 | -25.6 | 17.2 | 13.3 | -10 | -13.3 | -9.4 | -15.6 | 3.3 | 1.7 | 12.8 | 7.8 | 3.3 | -2.2 | -17 | -19 | -4.4 | -4.7 | -14.4 | -22.2 | -14.4 | -18.9 | -20.6 | -25 | -12.8 | -18.3 | -22.8 | -25 | -14.4 | -17.2 | -7.1 | -10.7 | -3.3 | -9.6 | -5.8 | -10.9 | 5.4 | -1.9 | -2.6 | -10.2 | -19.4 | -21.7 | 5 | 0 | 10.6 | 7.8 | 16.7 | 15.6 | -20 | -23.9 | -14.6 | -19.7 | -4.4 | -12.2 | -16.7 | -18.9 | 1.7 | -7.2 | 11.7 | -0.6 | 3.9 | -3.3 | 2.2 | 0 | -5 | -7.8 | -11.7 | -15.6 | -10 | -11.7 | 1.7 | -4.4 | -7 | -11 | -1.1 | -2.2 | 3.9 | -0.6 | -5 | -12.8 | 1.7 | -4.4 | -12 | -16 | 7.2 | -5.6 | 17.8 | 13.3 | -3.3 | -6.7 | 5 | 4.4 | -12.2 | -15 | -12.2 | -13.3 | 10 | 0.3 | 11.1 | -4.4 | 5.4 | 1.1 | 6.1 | -2.2 | 6.7 | 1.7 | -0.6 | -6.7 | 1.1 | 1.1 | -17.8 | -23.3 | 3.9 | -4.4 | -5.6 | -9.4 | 5.6 | 5 | 2.8 | 2.8 | -15.8 | -18.7 | -8.9 | -16.1
1 | -5 | -11.7 | -17.8 | 8.3 | 6.7 | -1.7 | -11.1 | -6.7 | -11.1 | 9.4 | 5.6 | -1 | -5 | 3.9 | 2.8 | 10 | 8.9 | 3.3 | 0.3 | 12.2 | 8.3 | 7.1 | 1.4 | -18.9 | -22.8 | -4.4 | -12.8 | 7 | 4 | 16.7 | 13.9 | 19.4 | 16.7 | 9 | 3.4 | 13.9 | 12.8 | 7.2 | 6.1 | 20.6 | 17.8 | 1.1 | -3.7 | -7.2 | -8.3 | -19.4 | -26.1 | 16.8 | 13.4 | -11.7 | -15 | -9.8 | -14.9 | 3.3 | 1.7 | 12.2 | 8.3 | 2.8 | -2.8 | -17 | -20 | -4.4 | -5 | -16.1 | -22.8 | -15 | -18.3 | -21.1 | -25.3 | -12.8 | -18.9 | -21.7 | -23.9 | -14.4 | -16.7 | -7.4 | -11.1 | -3.3 | -10.2 | -5.9 | -11.2 | 5.2 | -2.7 | -2.2 | -11.1 | -19.4 | -21.7 | 4.4 | 0 | 11.3 | 8 | 16.7 | 15.6 | -20 | -23.9 | -14.8 | -19.5 | -5 | -12.2 | -20 | -22.2 | 1.1 | -7.2 | 12.2 | 0 | 4.4 | -3.3 | 2.2 | 0.6 | -5.2 | -7.8 | -11.7 | -15.6 | -12.2 | -13.9 | 2.8 | -4.4 | -8 | -12 | -1.1 | -2.2 | 4.3 | -0.4 | -5 | -12.2 | 1.1 | -3.3 | -13 | -19 | 6.7 | -4.4 | 17.2 | 13.9 | -6.7 | -9.4 | 5 | 4.4 | -13.9 | -15.6 | -7.8 | -8.9 | 10 | 0.3 | 11.1 | -3.9 | 4.6 | 0.7 | 6.1 | -1.7 | 5.6 | 1.7 | -0.6 | -6.7 | 0.7 | 0.7 | -18.3 | -23.9 | 2.2 | -3.9 | -5 | -8.9 | 5.6 | 5 | 2.2 | 2.2 | -16.7 | -20.6 | -9.4 | -15.6
2 | -3 | -11.7 | -18.3 | 8.3 | 6.7 | -1.7 | -11.1 | -7.2 | -10.9 | 8.9 | 5.6 | -1 | -5 | 3.9 | 2.8 | 10 | 8.9 | 2.8 | 0.3 | 11.7 | 7.8 | 5.7 | 0.9 | -19.3 | -22.1 | -6.7 | -13.9 | 6 | 4 | 17.2 | 13.9 | 18.9 | 16.1 | 8.7 | 3.3 | 13.3 | 12.8 | 6.7 | 6.1 | 19.4 | 17.8 | 1.1 | -4.4 | -7.2 | -9.4 | -20 | -26.1 | 16.5 | 13.3 | -13.3 | -15.6 | -10.2 | -15 | 3.3 | 1.7 | 11.7 | 8.9 | 2.8 | -2.8 | -17 | -20 | -5 | -5.1 | -16.7 | -21.7 | -15.6 | -18.3 | -21.7 | -26.4 | -13.3 | -16.7 | -22.8 | -25 | -15.6 | -17.8 | -7.8 | -12.2 | -3.3 | -11.7 | -6.1 | -12.2 | 5 | -3.9 | -2 | -9.8 | -19 | -22.1 | 3.9 | 0 | 12.1 | 8.2 | 16.7 | 15.6 | -20 | -23.9 | -15 | -20 | -5.6 | -12.2 | -18.9 | -21.1 | 0.6 | -6.1 | 12.8 | 0 | 4.4 | -4.4 | 2.2 | 0.6 | -5.4 | -8.1 | -12.8 | -16.7 | -11.1 | -12.8 | 2.2 | -4.4 | -7 | -12 | -1.1 | -2.5 | 4.6 | -0.3 | -5 | -12.8 | 1.1 | -3.9 | -13 | -20 | 6.1 | -2.8 | 17.2 | 13.9 | -8.3 | -12.2 | 5 | 4.4 | -13.3 | -15.6 | -7.2 | -8.3 | 10 | 0.6 | 10 | -4.4 | 3.9 | 0.6 | 6.1 | -1.7 | 3.9 | 1.7 | -0.6 | -6.7 | 0.4 | 0.4 | -19.4 | -23.9 | 1.7 | -2.8 | -5 | -8.9 | 5.6 | 5 | 1.7 | 1.7 | -17.1 | -20.3 | -9.4 | -16.1
2 | -2 | -12.2 | -18.9 | 8.3 | 6.7 | -2.2 | -10.6 | -7.8 | -11.4 | 7.8 | 5 | -1 | -5 | 4.4 | 3.9 | 9.4 | 8.3 | 2.2 | 0 | 11.1 | 7.2 | 4.3 | 0.3 | -19.6 | -21.8 | -8.9 | -14.4 | 6 | 3 | 16.7 | 12.8 | 18.3 | 16.1 | 8.3 | 3.3 | 12.8 | 11.7 | 6.7 | 6.1 | 19.4 | 17.8 | 0.9 | -3.5 | -7.8 | -9.4 | -21.1 | -26.1 | 16.1 | 13.3 | -13.3 | -16.1 | -10.6 | -15.6 | 3.1 | 1.6 | 12.8 | 10 | 1.7 | -2.8 | -17 | -20 | -5 | -5.3 | -18.3 | -21.7 | -15.6 | -18.3 | -22.2 | -27.8 | -13.3 | -20 | -23.9 | -26.1 | -16.1 | -18.3 | -7.4 | -11.6 | -2.9 | -10.5 | -6.5 | -11.2 | 4.8 | -3.1 | -1.9 | -9.7 | -18.7 | -23.1 | 3.3 | 0 | 12.8 | 8.3 | 16.7 | 15.6 | -20 | -23.9 | -14.6 | -19.2 | -7.2 | -13.3 | -18.3 | -20.6 | 0 | -6.7 | 12.2 | 0 | 3.9 | -5.6 | 2.8 | 0.6 | -5.6 | -8.9 | -14.4 | -17.2 | -11.1 | -12.8 | 1.7 | -5 | -8 | -12 | -1.1 | -2.8 | 5 | -0.6 | -5.6 | -13.3 | 0.6 | -0.6 | -15 | -20 | 5 | -3.3 | 16.7 | 13.9 | -10.6 | -15 | 3.9 | 2.2 | -12.2 | -13.9 | -7.2 | -8.3 | 9.8 | -0.3 | 7.2 | -4.4 | 4.3 | 0.8 | 6.1 | -1.7 | 3.3 | 1.1 | -0.6 | -6.7 | 0 | 0 | -18.9 | -23.9 | 3.3 | -4.4 | -4.4 | -7.8 | 4.7 | 4.3 | 1.1 | 1.1 | -17.4 | -20.2 | -9.4 | -13.3
0 | -5 | -12.2 | -18.9 | 8.3 | 7.2 | -2.8 | -10.6 | -8.3 | -12.2 | 7.2 | 4.4 | -3 | -6 | 2.8 | 2.2 | 9.4 | 8.9 | 1.8 | -0.1 | 10.6 | 7.8 | 3.3 | 0 | -20 | -21.7 | -10 | -14.4 | 5 | 3 | 16.1 | 12.8 | 18.3 | 16.1 | 8.5 | 3.8 | 11.7 | 11.1 | 6.7 | 6.1 | 20 | 18.3 | 0.8 | -3.2 | -7.8 | -9.4 | -21.1 | -26.1 | 16.3 | 13.3 | -13.3 | -16.1 | -10 | -14.3 | 3 | 1.7 | 13.3 | 10 | 1.7 | -3.3 | -17 | -20 | -5 | -5.5 | -18.3 | -21.7 | -15.6 | -18.9 | -22.9 | -27.2 | -13.3 | -20 | -23.9 | -26.1 | -16.1 | -18.3 | -7.1 | -11.6 | -2.6 | -10.2 | -6.8 | -10.9 | 4.6 | -2.6 | -1.7 | -10.6 | -18.3 | -25 | 3.3 | -0.6 | 13.3 | 8.6 | 16.7 | 15.6 | -19.4 | -23.3 | -14.3 | -19.1 | -7.8 | -13.3 | -19.4 | -21.7 | 1.1 | -5.6 | 12.8 | 0 | 2.2 | -3.3 | 2.2 | 0.6 | -6 | -8.9 | -15 | -17.2 | -10.6 | -12.2 | 1.1 | -4.4 | -8 | -12 | -0.7 | -2.1 | 5 | -0.2 | -5.6 | -12.8 | 0.6 | -0.6 | -16 | -21 | 3.9 | -3.3 | 16.7 | 13.9 | -13.9 | -18.3 | 2.8 | -0.6 | -12.8 | -13.3 | -7.8 | -8.3 | 9.6 | -1 | 8.3 | -4.4 | 4.6 | 0.9 | 5.6 | -1.7 | 3.3 | 1.1 | -0.6 | -6.7 | 0 | 0 | -18.3 | -23.3 | 3.3 | -4.4 | -3.9 | -7.2 | 3.7 | 3.6 | -0.2 | -0.6 | -17.8 | -20.6 | -10 | -15
0 | -5 | -12.8 | -20 | 8.3 | 7.2 | -3.3 | -10.6 | -7.6 | -11 | 6.7 | 3.9 | -3 | -8 | 2.8 | 2.2 | 9.4 | 8.9 | 1.5 | -0.4 | 10 | 7.8 | 2.4 | -0.5 | -20.2 | -22.5 | -9.4 | -15 | 4 | 3 | 16.1 | 11.1 | 18.3 | 15.6 | 8.7 | 4.1 | 11.7 | 11.1 | 7.2 | 6.7 | 20.6 | 18.3 | 0.6 | -3.3 | -8.9 | -10 | -21.1 | -26.1 | 16.5 | 13.4 | -15 | -17.2 | -9.5 | -13.5 | 2.8 | 1.7 | 14.4 | 11.1 | 1.7 | -5 | -17 | -20 | -5 | -5.8 | -18.9 | -21.7 | -16.7 | -18.9 | -23.7 | -27.3 | -12.8 | -19.4 | -23.3 | -25.6 | -15.6 | -17.2 | -6.7 | -12.2 | -2.2 | -11.1 | -7.2 | -11.1 | 4.4 | -2.8 | -2.1 | -8.3 | -17.6 | -23.1 | 2.8 | -1.1 | 13.9 | 9.2 | 16.7 | 15.6 | -20 | -22.8 | -13.9 | -19.4 | -7.8 | -13.9 | -16.7 | -18.3 | 0 | -6.7 | 11.7 | 0 | 0.6 | -2.2 | 2.2 | 0.6 | -6.3 | -9.3 | -16.7 | -18.9 | -10.6 | -12.2 | 1.1 | -3.9 | -8 | -12 | -0.4 | -1.5 | 5 | -0.2 | -6.1 | -13.3 | 0.6 | -2.2 | -16 | -18 | 2.8 | -4.4 | 16.1 | 13.3 | -15 | -22.2 | 1.1 | -2.2 | -14.4 | -15.6 | -8.3 | -9.4 | 9.4 | -2.2 | 6.7 | -5 | 5 | 1.1 | 4.4 | -1.7 | 2.8 | 1.1 | 0 | -6.7 | 0 | 0 | -19.4 | -25 | 3.9 | -6.1 | -3.3 | -7.8 | 2.8 | 2.8 | -1.5 | -2.1 | -17.8 | -20.6 | -10 | -14.4
0 | 0 | -12.2 | -20.6 | 8.9 | 8.9 | -4.4 | -10.6 | -6.8 | -10.2 | 6.1 | 3.9 | -2 | -8 | 2.2 | 1.7 | 9.4 | 8.3 | 1.1 | -0.6 | 9.4 | 8.3 | 1.7 | -1.2 | -20.4 | -23.5 | -8.9 | -15 | 4 | 3 | 15.6 | 11.7 | 18.9 | 15.6 | 8.9 | 4.4 | 12.2 | 11.7 | 7.8 | 7.2 | 21.1 | 18.9 | 1.1 | -2.8 | -7.8 | -9.4 | -21.1 | -26.7 | 16.7 | 13.3 | -15 | -17.2 | -8.9 | -13.3 | 2.6 | 1.4 | 13.9 | 11.7 | 1.1 | -7.8 | -17 | -20 | -5 | -5.9 | -19.4 | -22.2 | -17.2 | -19.4 | -24.4 | -27.8 | -12.8 | -19.4 | -21.7 | -23.9 | -14.4 | -17.2 | -6.7 | -11.6 | -2.9 | -10 | -7.6 | -10.9 | 3.5 | -2.9 | -2.4 | -7.1 | -16.8 | -21.7 | 2.2 | -1.7 | 14.4 | 9.4 | 16.7 | 15.6 | -21.1 | -24.4 | -13.2 | -18.3 | -8.3 | -14.4 | -15.6 | -17.2 | -0.6 | -6.7 | 10.6 | 0 | -0.6 | -2.2 | 2.2 | 0 | -6.7 | -10 | -16.7 | -17.8 | -10.6 | -12.8 | 1.7 | -3.9 | -9 | -12 | 0 | -1.1 | 5 | 0 | -6.1 | -13.3 | 0.6 | -1.1 | -17 | -21 | 1.7 | -5.6 | 16.7 | 13.3 | -16.1 | -22.2 | 0.6 | -4.4 | -13.9 | -15.6 | -8.9 | -9.4 | 9 | -3.1 | 8.9 | -5 | 5.6 | 1.9 | 4.4 | -2.2 | 3.9 | 2.8 | 0 | -6.7 | 0 | 0 | -21.7 | -25 | 3.9 | -6.7 | -3.3 | -7.2 | 3.5 | 3.5 | -2.8 | -3.9 | -17.8 | -21 | -10.6 | -15.6
0 | -3 | -12.2 | -20.6 | 9.4 | 8.3 | -4.4 | -10.6 | -6.1 | -10 | 6.1 | 3.3 | -2 | -7 | 2.2 | 1.1 | 9.4 | 8.3 | 0.7 | -0.9 | 10 | 8.3 | 1.4 | -1.2 | -20.6 | -25 | -9.4 | -15.6 | 3 | 2 | 16.1 | 12.2 | 18.9 | 16.1 | 8.7 | 5.5 | 12.2 | 11.7 | 8.3 | 8.3 | 21.1 | 18.9 | 1.7 | -2.5 | -7.8 | -9.4 | -21.7 | -26.7 | 16.7 | 13.5 | -17.2 | -18.9 | -8.7 | -12.5 | 2.4 | 1.2 | 13.9 | 12.2 | 0.6 | -10 | -17 | -19 | -5 | -6.1 | -21.1 | -23.9 | -17.8 | -20 | -25.5 | -28.7 | -13.3 | -17.2 | -21.7 | -23.3 | -15 | -17.8 | -6.7 | -11.6 | -3.7 | -10.2 | -7.9 | -11 | 2.6 | -3.3 | -2.8 | -6.7 | -16.1 | -21.1 | 2.2 | -1.7 | 14.4 | 9.9 | 16.7 | 15.6 | -21.1 | -24.4 | -12.4 | -17.6 | -8.9 | -13.9 | -17.2 | -19.4 | -1.1 | -6.7 | 10.6 | 0 | -1.1 | -2.8 | 2.2 | 0 | -6.9 | -10.2 | -16.7 | -18.3 | -12.8 | -14.4 | 1.7 | -3.9 | -9 | -13 | 0 | -0.9 | 4.6 | 0.3 | -5.6 | -13.9 | 0 | -1.7 | -18 | -22 | 0.6 | -7.8 | 14.4 | 11.1 | -17.2 | -22.2 | -0.6 | -4.4 | -13.3 | -15 | -8.3 | -8.9 | 8.7 | -4.3 | 7.8 | -5.6 | 6.1 | 2.7 | 4.4 | -3.3 | 3.9 | 2.8 | 0 | -6.7 | 0 | 0 | -22.8 | -25.6 | 3.9 | -5 | -3.3 | -6.7 | 4.3 | 4.3 | -3.9 | -4.9 | -17.8 | -21.7 | -12.2 | -16.7
0 | -3 | -12.8 | -20.6 | 8.9 | 8.3 | -5 | -10.6 | -4.6 | -8.4 | 6.1 | 3.3 | -3 | -7 | 1.1 | 0 | 8.9 | 7.8 | 0.4 | -1.2 | 10 | 8.3 | 0.2 | -1.8 | -20.6 | -24.1 | -10.6 | -16.1 | 3 | 3 | 16.7 | 13.9 | 18.9 | 15.6 | 8.5 | 6.5 | 11.7 | 11.1 | 8.9 | 8.9 | 21.7 | 18.9 | 2.2 | -2.8 | -7.2 | -9.4 | -21.7 | -26.1 | 16.7 | 13.5 | -17.8 | -21.7 | -8.5 | -12.3 | 2.2 | 1.1 | 13.9 | 12.2 | 0.6 | -10.6 | -17 | -19 | -5 | -6.7 | -19.4 | -23.3 | -17.2 | -19.4 | -26.7 | -30.1 | -12.8 | -16.1 | -22.2 | -23.9 | -16.7 | -18.9 | -6.7 | -12.2 | -4.4 | -11.1 | -8.3 | -11.7 | 1.7 | -4.4 | -3.9 | -7.9 | -15.7 | -20.1 | 1.1 | -2.2 | 14.4 | 10.1 | 16.7 | 15.6 | -21.7 | -26.7 | -11.7 | -17.8 | -10 | -14.4 | -16.7 | -18.9 | -1.7 | -6.1 | 10 | 1.1 | -1.1 | -3.3 | 2.2 | 0 | -7 | -10.6 | -16.7 | -18.3 | -13.9 | -15.6 | 1.7 | -3.3 | -10 | -14 | 0 | -0.6 | 4.3 | 0.8 | -6.1 | -13.9 | 0 | -1.1 | -20 | -26 | -0.6 | -8.9 | 13.9 | 10.6 | -17.8 | -23.3 | -1.1 | -5.6 | -14.4 | -15 | -8.3 | -8.9 | 8.3 | -6.1 | 7.8 | -5 | 6.7 | 3.3 | 3.3 | -4.4 | 4.4 | 2.8 | 0 | -6.1 | 0 | 0 | -23.3 | -26.1 | 4.4 | -4.4 | -2.8 | -6.7 | 5 | 5 | -5 | -6 | -18.3 | -21.6 | -12.2 | -20
-1 | -3 | -13.3 | -21.1 | 8.9 | 8.3 | -5 | -11.7 | -3.2 | -7.2 | 5.6 | 2.8 | -2 | -7 | 1.1 | 0.6 | 8.9 | 7.8 | 0 | -1.7 | 9.4 | 8.3 | 0 | -2.2 | -20.6 | -23.5 | -10.6 | -17.2 | 3 | 2 | 16.7 | 13.9 | 18.3 | 15.6 | 8.3 | 7.2 | 12.2 | 11.1 | 9.4 | 9.4 | 21.7 | 18.9 | 2.4 | -2.2 | -6.7 | -8.9 | -21.7 | -26.7 | 16.7 | 13.3 | -18.9 | -25 | -8.3 | -12.8 | 2.4 | 0.8 | 14.4 | 12.2 | 0.6 | -11.1 | -19 | -21 | -5 | -6.7 | -18.3 | -22.8 | -18.9 | -21.1 | -27.8 | -31.7 | -13.9 | -16.7 | -22.8 | -24.4 | -18.3 | -20.6 | -6.5 | -11.1 | -4.4 | -10.3 | -7.8 | -10.8 | 2.2 | -3.6 | -5 | -9.8 | -15.4 | -19.8 | 1.1 | -2.2 | 14.4 | 10.6 | 16.1 | 15.6 | -22.8 | -28.9 | -10.9 | -16.5 | -10 | -15 | -17.8 | -20 | -1.7 | -6.1 | 10 | 0 | -1.1 | -2.8 | 2.2 | 0 | -7.2 | -11.7 | -17.2 | -18.3 | -14.4 | -16.1 | 2.2 | -3.3 | -11 | -15 | 0 | -0.6 | 3.9 | 1.1 | -6.1 | -13.9 | 0 | -1.1 | -21 | -26 | -1.1 | -8.9 | 13.3 | 10 | -18.3 | -23.3 | -2.2 | -5.6 | -13.3 | -15 | -8.3 | -8.9 | 8.5 | -5.7 | 6.7 | -5 | 7.4 | 4.2 | 2.8 | -5.6 | 5 | 2.8 | 0 | -5.6 | 0 | 0 | -23.3 | -26.1 | 4.4 | -4.4 | -3.3 | -7.2 | 5 | 5 | -6.1 | -7.2 | -18.9 | -22 | -15 | -20.6
-1 | -3 | -13.3 | -21.7 | 9.4 | 8.9 | -4.4 | -11.1 | -1.7 | -6.7 | 5.6 | 2.2 | -3 | -7 | 1.7 | 1.1 | 10 | 7.8 | 2 | -0.4 | 10 | 8.9 | 3.1 | -0.5 | -20.6 | -23.3 | -11.1 | -17.2 | 3 | 2 | 16.1 | 14.4 | 18.3 | 15.6 | 8.5 | 7.6 | 12.8 | 11.7 | 9.4 | 9.4 | 22.2 | 19.4 | 2.6 | -2 | -6.7 | -8.9 | -21.1 | -26.1 | 16.3 | 13.6 | -18.3 | -23.3 | -7.8 | -12.1 | 2.6 | 0.3 | 16.1 | 13.3 | 0.6 | -11.1 | -21 | -23 | -5.6 | -6.7 | -16.1 | -22.8 | -18.3 | -20.6 | -26.7 | -30.1 | -14.4 | -17.2 | -22.8 | -25 | -19.4 | -22.2 | -6.3 | -10.5 | -4.4 | -10.3 | -7.2 | -10.2 | 2.8 | -3.1 | -6.1 | -12.2 | -15 | -20 | 0.6 | -2.2 | 14.8 | 11 | 15.6 | 14.4 | -23.9 | -29.4 | -10.2 | -15.8 | -10.6 | -15 | -17.8 | -20 | -0.6 | -6.1 | 10 | 0 | 0.6 | -1.7 | 2.2 | 0 | -7.2 | -10.9 | -17.8 | -18.9 | -12.8 | -14.4 | 1.7 | -2.8 | -12 | -16 | 0.4 | -0.3 | 4.1 | 1.3 | -6.1 | -14.4 | 0 | -1.7 | -22 | -27 | -1.7 | -8.9 | 12.2 | 7.2 | -18.3 | -23.3 | -3.3 | -6.7 | -15 | -17.2 | -7.8 | -8.3 | 8.7 | -5.6 | 6.7 | -4.4 | 8.2 | 5 | 2.8 | -5.6 | 3.9 | 2.2 | 0.6 | -5 | -0.2 | -0.7 | -24.4 | -26.7 | 5 | -3.9 | -2.8 | -6.7 | 5 | 5 | -6.5 | -7.5 | -19.4 | -22.8 | -16.1 | -21.1
-1 | -4 | -13.3 | -21.7 | 9.4 | 8.9 | -3.9 | -11.7 | -1.1 | -6 | 6.7 | 2.2 | -2 | -6 | 4.4 | 4.4 | 11.1 | 7.8 | 4.1 | 0.9 | 11.1 | 9.4 | 6.3 | 1 | -17.6 | -21.2 | -6.1 | -14.4 | 4 | 2 | 17.2 | 14.4 | 21.7 | 17.2 | 8.7 | 8 | 15 | 13.3 | 9.4 | 9.4 | 24.4 | 19.4 | 2.8 | -2.2 | -6.1 | -8.3 | -17.2 | -22.8 | 16 | 13.9 | -17.2 | -22.8 | -7.2 | -12.1 | 2.8 | 0 | 17.2 | 13.3 | 0.6 | -11.1 | -21 | -23 | -5.6 | -6.7 | -16.1 | -22.8 | -17.8 | -20 | -25.5 | -28.7 | -13.9 | -16.7 | -23.3 | -25.6 | -18.9 | -21.7 | -6.1 | -10.6 | -4.4 | -11.1 | -6.7 | -10 | 3.3 | -3.3 | -5.5 | -11 | -13.3 | -17.6 | 1.1 | -2.2 | 15.2 | 11.8 | 11.1 | 9.4 | -23.3 | -28.3 | -9.4 | -16.1 | -8.3 | -14.4 | -16.1 | -17.8 | 2.8 | -6.1 | 11.7 | 0.6 | 1.7 | -2.2 | 2.2 | -0.6 | -7.2 | -10.8 | -16.7 | -17.8 | -12.2 | -13.3 | 1.7 | -2.8 | -13 | -17 | 0.7 | -0.3 | 4.2 | 1.4 | -5.6 | -14.4 | 0.6 | -1.1 | -23 | -28 | -1.7 | -11.1 | 10.6 | 3.9 | -17.8 | -23.9 | -4.4 | -7.8 | -15 | -18.9 | -6.7 | -7.8 | 8.9 | -6.7 | 10 | -4.4 | 8.9 | 5.6 | 3.9 | -6.7 | 7.2 | 4.4 | 1.1 | -3.9 | -0.4 | -1.3 | -23.3 | -26.7 | 5.6 | -3.9 | -2.8 | -6.1 | 5 | 5 | -6.8 | -7.8 | -19.4 | -22.7 | -14.4 | -20.6
-2 | -5 | -13.3 | -22.2 | 10 | 10 | -2.8 | -11.7 | -0.6 | -5.9 | 8.3 | 3.3 | -1 | -5 | 7.8 | 5.6 | 12.8 | 7.8 | 6.1 | 2.2 | 12.2 | 10 | 9.4 | 2.2 | -14.7 | -19.3 | -6.1 | -13.9 | 6 | 2 | 16.7 | 15.6 | 23.9 | 17.2 | 8.9 | 8.3 | 17.8 | 13.9 | 8.9 | 8.9 | 27.2 | 19.4 | 3.9 | -1.3 | -5 | -7.8 | -14.4 | -22.2 | 15.6 | 13.9 | -17.2 | -23.3 | -6.7 | -12.8 | 3 | 0.2 | 18.3 | 13.3 | 1.1 | -10.6 | -22 | -24 | -5.6 | -7.2 | -13.9 | -21.7 | -15 | -17.8 | -24.4 | -27.8 | -12.2 | -16.1 | -22.8 | -25 | -17.2 | -21.7 | -4.6 | -9.7 | -3.1 | -9.6 | -5.2 | -9.8 | 4.4 | -3.2 | -5 | -10.3 | -11.7 | -15.8 | 2.2 | -2.2 | 15.6 | 12.2 | 10 | 8.3 | -22.2 | -25.6 | -8.1 | -13.5 | -4.4 | -13.3 | -15.6 | -18.3 | 5 | -9.4 | 14.4 | 1.7 | 2.8 | -3.9 | 2.2 | -0.6 | -7.2 | -11.1 | -12.8 | -14.4 | -10 | -11.7 | 2.8 | -1.1 | -13 | -16 | 1.1 | 0 | 4.4 | 1.7 | -5 | -14.4 | -1.1 | -3.9 | -21 | -25 | -0.6 | -12.8 | 11.1 | 4.4 | -16.7 | -22.8 | -4.4 | -8.3 | -14.4 | -20 | -6.1 | -6.7 | 8.7 | -5.6 | 11.7 | -2.8 | 9.3 | 6.4 | 4.4 | -7.2 | 10 | 5 | 2.2 | -3.9 | -0.6 | -2.2 | -20 | -25 | 3.9 | -0.6 | -2.2 | -5.6 | 5 | 4.9 | -7.2 | -8.3 | -19.4 | -23.1 | -13.3 | -20.6
-2 | -6 | -13.3 | -22.2 | 10.6 | 10.6 | -1.1 | -12.2 | 0 | -6.7 | 11.1 | 3.9 | 0 | -6 | 10 | 6.1 | 13.9 | 8.3 | 7.6 | 2.3 | 11.7 | 10 | 10.7 | 2 | -11.7 | -18.3 | -3.3 | -13.9 | 9 | 3 | 16.7 | 15 | 25 | 16.1 | 8.9 | 8.3 | 20 | 13.3 | 8.9 | 8.9 | 26.7 | 19.4 | 5 | -0.5 | -3.9 | -7.2 | -12.8 | -22.2 | 16 | 14 | -14.4 | -20.6 | -5.9 | -11.7 | 3.1 | 0.3 | 20 | 13.3 | 2.2 | -10 | -22 | -25 | -5 | -7.2 | -11.1 | -18.9 | -10.6 | -16.1 | -21.1 | -25.3 | -10 | -14.4 | -22.8 | -26.7 | -16.1 | -21.1 | -3.2 | -9.9 | -1.9 | -9.1 | -3.7 | -10.2 | 5.6 | -3.3 | -4.4 | -10.6 | -10 | -14.4 | 3.9 | -2.2 | 16.1 | 12.1 | 8.9 | 6.7 | -20 | -23.3 | -6.9 | -11.8 | -2.2 | -13.3 | -12.2 | -13.9 | 6.1 | -8.3 | 15.6 | 0.6 | 2.8 | -1.1 | 1.1 | -2.2 | -7 | -10.7 | -9.4 | -12.8 | -7.8 | -11.1 | 3.9 | -1.1 | -12 | -14 | 1.8 | 0.5 | 5.3 | 2 | -3.9 | -13.3 | -2.2 | -4.4 | -20 | -26 | 0 | -13.3 | 10 | 3.3 | -14.4 | -21.1 | -4.4 | -9.4 | -14.4 | -21.1 | -3.9 | -5.6 | 8.5 | -5.1 | 15 | 0.6 | 9.6 | 7.1 | 7.2 | -7.8 | 12.8 | 2.2 | 2.8 | -3.9 | -0.8 | -3 | -17.2 | -23.3 | 2.8 | 0 | -1.7 | -5 | 5 | 4.6 | -7.2 | -8.5 | -19.4 | -23.9 | -11.7 | -17.8
-1 | -5 | -13.9 | -21.1 | 11.1 | 11.1 | 0.6 | -12.8 | 0.2 | -5.7 | 13.3 | 3.9 | 1 | -7 | 10.6 | 6.1 | 15 | 7.8 | 9.1 | 2.4 | 13.3 | 10.6 | 12 | 1.3 | -10.2 | -16.9 | -2.8 | -13.9 | 11 | 3 | 16.1 | 15 | 25.6 | 16.1 | 8.9 | 8.3 | 21.1 | 12.8 | 8.3 | 8.3 | 27.2 | 20 | 6.1 | 0 | -1.7 | -6.1 | -12.2 | -22.2 | 16.3 | 13.8 | -12.2 | -17.2 | -5.2 | -11.6 | 3.3 | 0.6 | 21.1 | 13.3 | 2.2 | -10 | -21 | -23 | -5 | -7.8 | -10 | -16.7 | -8.9 | -16.1 | -17.7 | -23.3 | -8.9 | -13.3 | -22.2 | -25.6 | -15.6 | -20.6 | -1.7 | -11.1 | -0.6 | -9.4 | -2.2 | -12.2 | 6.7 | -4.4 | -8.7 | -13.3 | -8.9 | -12.9 | 5.6 | -2.2 | 16.7 | 11.9 | 8.9 | 4.4 | -18.3 | -22.2 | -5.6 | -10.6 | 0 | -13.3 | -11.1 | -12.8 | 7.8 | -7.2 | 16.7 | 0.6 | 3.3 | 0 | 0 | -3.3 | -6.9 | -10.9 | -8.3 | -12.2 | -7.2 | -11.7 | 3.3 | -0.6 | -11 | -14 | 2.6 | 1.1 | 6.3 | 2.6 | -3.3 | -13.3 | -3.9 | -7.2 | -18 | -26 | 0.6 | -14.4 | 9.4 | 1.7 | -13.3 | -21.1 | -3.9 | -10 | -13.9 | -20.6 | -3.9 | -5.6 | 8.3 | -5.6 | 15 | 1.7 | 10 | 7.8 | 8.3 | -6.7 | 13.3 | 2.8 | 3.3 | -3.9 | -0.9 | -3.9 | -16.7 | -22.8 | 2.8 | 0.6 | -1.1 | -4.4 | 5 | 4.4 | -7.2 | -8.8 | -18.9 | -23 | -10.6 | -18.3
-1 | -7 | -12.8 | -23.3 | 12.2 | 11.7 | 2.2 | -12.8 | 0.4 | -5.5 | 14.4 | 3.9 | 2 | -8 | 11.7 | 6.1 | 15 | 8.9 | 10.6 | 2.2 | 12.8 | 9.4 | 13.3 | 0.6 | -8.7 | -16.1 | -1.7 | -13.9 | 14 | 2 | 16.1 | 15 | 26.1 | 13.9 | 8.9 | 8.3 | 22.8 | 12.2 | 8.3 | 8.3 | 27.2 | 20 | 6.1 | 0.4 | -1.1 | -5.6 | -10.6 | -21.1 | 16.7 | 13.9 | -10 | -15.6 | -4.4 | -12.2 | 4.2 | 0.5 | 22.2 | 13.9 | 2.8 | -10 | -21 | -23 | -5 | -7.8 | -9.4 | -15 | -7.8 | -15 | -14.4 | -22.8 | -8.3 | -12.2 | -21.7 | -26.7 | -15 | -20.6 | -0.9 | -10 | 0.2 | -8 | -1.8 | -11.3 | 6.3 | -3.9 | -12.9 | -16.9 | -7.8 | -11.7 | 7.2 | -2.2 | 17.2 | 11.7 | 8.9 | 4.4 | -17.2 | -21.7 | -5 | -9.9 | 1.1 | -12.8 | -7.2 | -11.7 | 9.4 | -8.3 | 13.9 | 0.6 | 3.9 | 0.6 | -0.6 | -3.9 | -6.7 | -11.7 | -7.2 | -13.3 | -7.2 | -11.1 | 2.2 | -0.6 | -11 | -15 | 3.3 | 1.7 | 7.2 | 2.8 | -2.8 | -12.8 | -4.4 | -7.8 | -18 | -26 | 1.7 | -14.4 | 10.6 | 1.7 | -12.8 | -20.6 | -3.9 | -9.4 | -13.3 | -20.6 | -3.3 | -5 | 8.5 | -5.1 | 13.9 | 4.4 | 10.6 | 8.9 | 8.9 | -6.1 | 13.9 | 1.1 | 2.8 | -3.9 | -1.1 | -5.6 | -15.6 | -22.2 | 3.3 | 0.6 | -0.6 | -3.9 | 3.1 | 1.9 | -7.2 | -9.4 | -18.3 | -22.6 | -8.9 | -17.2
0 | -8 | -14.4 | -22.2 | 12.8 | 12.8 | 3.3 | -13.3 | 0.6 | -6.1 | 15 | 4.4 | 3 | -7 | 11.7 | 6.1 | 14.4 | 8.9 | 11 | 2.1 | 12.2 | 9.4 | 13.1 | 0.5 | -7.2 | -16.7 | -1.7 | -14.4 | 15 | 1 | 16.7 | 13.9 | 27.2 | 13.3 | 8.9 | 8.3 | 21.7 | 11.7 | 8.3 | 8.3 | 26.7 | 20 | 6.1 | 0.8 | -0.6 | -5.6 | -10 | -21.1 | 16.9 | 13.7 | -7.2 | -12.8 | -4.4 | -10.8 | 5.2 | 0.7 | 22.2 | 14.4 | 2.8 | -10 | -22 | -24 | -5 | -8.3 | -10 | -13.3 | -7.2 | -14.4 | -14.8 | -22.3 | -7.2 | -11.1 | -22.8 | -27.8 | -14.4 | -21.1 | -0.2 | -10.1 | 0.9 | -7.6 | -1.5 | -11.5 | 6 | -4.2 | -17.2 | -21.1 | -6.7 | -11.1 | 8.9 | -2.2 | 16.7 | 11.7 | 8.9 | 2.8 | -16.7 | -21.7 | -4.5 | -9.8 | 3.3 | -13.3 | -8.3 | -11.7 | 10.6 | -10 | 16.1 | -1.1 | 3.9 | -0.6 | -1.1 | -5 | -6.9 | -11.3 | -7.2 | -13.9 | -6.7 | -11.1 | 2.2 | -0.6 | -10 | -14 | 3.5 | 2.2 | 7.2 | 3.3 | -2.8 | -12.2 | -4.4 | -7.8 | -18 | -26 | 2.2 | -15 | 10.6 | 1.1 | -11.7 | -20 | -4.4 | -11.1 | -12.8 | -21.1 | -3.3 | -5 | 8.7 | -5.2 | 15.6 | 3.9 | 11.1 | 10 | 10.6 | -5.6 | 13.9 | 1.7 | 4.4 | -2.8 | -1.7 | -6.6 | -14.4 | -22.2 | 2.8 | 0.6 | 0 | -3.3 | 1.3 | -0.3 | -7.6 | -9.6 | -17.8 | -22.8 | -8.9 | -15
0 | -8 | -14.4 | -23.3 | 12.8 | 12.2 | 4.4 | -10.6 | 0.4 | -5.3 | 15.6 | 3.3 | 2 | -7 | 11.7 | 5.6 | 13.9 | 8.9 | 11.3 | 1.5 | 12.8 | 10 | 13 | 0.4 | -7.8 | -15.5 | -1.1 | -15 | 16 | 3 | 15.6 | 14.4 | 27.2 | 14.4 | 8.9 | 8.3 | 20.6 | 12.8 | 8.3 | 8.3 | 25.6 | 18.3 | 6.1 | 1.1 | -0.6 | -5.6 | -9.4 | -20.6 | 17 | 13.6 | -7.8 | -12.2 | -4.4 | -10.7 | 6.1 | 0.6 | 22.2 | 14.4 | 2.2 | -10.6 | -22 | -26 | -5 | -8.3 | -10 | -12.8 | -7.2 | -14.4 | -15.2 | -22.9 | -7.2 | -10.6 | -22.8 | -27.2 | -14.4 | -20.6 | 0.6 | -11.7 | 1.7 | -8.3 | -1.1 | -13.3 | 5.6 | -5 | -17.8 | -21.4 | -7.8 | -11.5 | 8.9 | -2.8 | 16.1 | 11.5 | 8.3 | 1.7 | -16.1 | -22.2 | -3.9 | -10.6 | 3.9 | -14.4 | -7.8 | -11.1 | 10.6 | -11.7 | 16.7 | 0 | 4.4 | 0 | -1.1 | -5.6 | -7 | -11.4 | -6.7 | -13.3 | -6.7 | -11.1 | 1.1 | -1.1 | -10 | -14 | 3.7 | 2.8 | 7.2 | 3.6 | -2.2 | -11.7 | -4.4 | -7.2 | -18 | -26 | 3.3 | -15.6 | 10 | 0 | -11.7 | -19.4 | -4.4 | -11.7 | -12.2 | -21.1 | -3.3 | -4.4 | 8.9 | -6.1 | 16.1 | 3.9 | 11.7 | 11.1 | 11.1 | -5.6 | 13.9 | 1.1 | 4.4 | -2.8 | -2.2 | -8.4 | -13.3 | -22.2 | 2.8 | 0 | 0.6 | -3.9 | -0.6 | -2.8 | -7.9 | -9.9 | -18.7 | -23 | -7.2 | -13.9
-1 | -6 | -15 | -23.3 | 13.3 | 13.3 | 3.9 | -10 | 0.2 | -5.3 | 16.1 | 2.8 | 1 | -6 | 11.1 | 6.1 | 13.9 | 10 | 11.7 | 1.1 | 12.8 | 10 | 12.8 | 0 | -8.3 | -15.3 | -1.1 | -14.4 | 16 | 3 | 15.6 | 14.4 | 26.7 | 14.4 | 8.9 | 8.3 | 20 | 12.2 | 7.8 | 7.8 | 23.9 | 17.8 | 5.7 | 1.4 | -0.6 | -5 | -9.4 | -19.4 | 17.2 | 13.3 | -7.8 | -12.2 | -4.4 | -11.1 | 5.2 | 0.4 | 21.1 | 14.4 | 1.7 | -11.7 | -23 | -26 | -5 | -8.9 | -10.6 | -12.8 | -7.2 | -14.4 | -15.6 | -24.4 | -7.2 | -9.4 | -23.3 | -28.9 | -15.6 | -21.7 | -0.5 | -10.6 | 1.1 | -7 | -2 | -11.5 | 4.8 | -4.2 | -18.3 | -22.2 | -8.9 | -12.4 | 8.9 | -2.8 | 15.6 | 11.7 | 6.7 | 0 | -16.1 | -22.2 | -4.5 | -10 | 4.4 | -16.7 | -7.2 | -10 | 10 | -10.6 | 14.4 | 0.6 | 3.9 | 0 | -1.7 | -6.1 | -7.2 | -12.2 | -7.2 | -14.4 | -6.7 | -11.1 | 1.1 | -2.2 | -10 | -14 | 3.9 | 3.3 | 7.2 | 3.9 | -2.8 | -12.2 | -4.4 | -6.7 | -18 | -26 | 2.8 | -15.6 | 10.6 | 0 | -11.7 | -19.4 | -4.4 | -11.7 | -12.2 | -21.1 | -3.3 | -4.4 | 8.3 | -5.9 | 15.6 | 3.9 | 12.1 | 11.7 | 11.1 | -6.1 | 13.9 | 0 | 3.3 | -2.8 | -2.8 | -11.1 | -13.3 | -22.2 | 2.8 | 0 | 0 | -3.9 | -3 | -5.5 | -8.3 | -10.6 | -19.7 | -23.8 | -9.4 | -14.4
-1 | -7 | -17.2 | -25 | 13.9 | 13.3 | 1.7 | -9.4 | 0 | -6.1 | 15.6 | 2.2 | -1 | -6 | 10 | 6.1 | 12.8 | 10.6 | 9.8 | 1.4 | 12.2 | 8.9 | 11.1 | 0.2 | -8.9 | -16.1 | -0.6 | -14.4 | 14 | 3 | 15 | 13.3 | 25.6 | 15 | 8.5 | 7.9 | 20 | 12.2 | 7.8 | 7.8 | 23.3 | 17.8 | 5.4 | 1.5 | -0.6 | -5 | -10 | -18.9 | 17 | 13.2 | -7.8 | -11.7 | -4.6 | -9.7 | 4.2 | -0.2 | 19.4 | 13.9 | 1.1 | -11.1 | -24 | -27 | -5.6 | -9.4 | -10 | -11.7 | -7.8 | -13.9 | -15.8 | -22.8 | -7.8 | -10.6 | -24.4 | -28.9 | -16.7 | -22.2 | -1.7 | -10.9 | 0.6 | -7 | -3 | -11.4 | 4.1 | -3.9 | -18.9 | -23.3 | -10 | -13.9 | 7.8 | -3.3 | 14.8 | 11.8 | 5.6 | -1.1 | -16.7 | -22.8 | -5 | -10.3 | 1.7 | -18.3 | -13.9 | -16.1 | 8.3 | -11.1 | 12.8 | 1.1 | 3.3 | -0.6 | -2.2 | -7.2 | -8.1 | -11.8 | -7.8 | -13.3 | -7.2 | -11.1 | -0.6 | -3.3 | -11 | -15 | 3.3 | 2.9 | 7.2 | 4.3 | -3.9 | -12.2 | -4.4 | -7.2 | -19 | -27 | 2.2 | -16.1 | 10 | -1.7 | -13.3 | -18.9 | -5 | -12.2 | -13.3 | -21.1 | -3.3 | -4.4 | 7.8 | -6.3 | 15.6 | 3.3 | 12.4 | 12.3 | 10.6 | -6.7 | 9.4 | 7.2 | 4.4 | -2.2 | -4.1 | -11 | -14.4 | -21.7 | 2.8 | 0 | -0.6 | -3.9 | -5.4 | -8.3 | -9.2 | -11.2 | -20.6 | -25 | -13.3 | -18.9
-2 | -7 | -17.2 | -23.9 | 15 | 14.4 | -0.6 | -8.9 | -0.4 | -4.8 | 13.9 | 3.3 | -1 | -5 | 8.3 | 5 | 12.2 | 10 | 8 | 1.4 | 11.1 | 8.9 | 9.5 | 0.4 | -10.6 | -16.2 | -4.4 | -13.3 | 12 | 4 | 15 | 13.3 | 23.3 | 16.1 | 8.2 | 7.6 | 18.9 | 11.7 | 7.2 | 7.2 | 23.9 | 17.2 | 5 | 1.7 | -0.6 | -4.4 | -10 | -17.8 | 16.9 | 12.9 | -8.3 | -11.7 | -4.8 | -9.4 | 3.3 | -0.6 | 18.3 | 13.9 | 0.6 | -11.7 | -24 | -26 | -6.1 | -9.4 | -10.6 | -12.8 | -8.3 | -14.4 | -15.9 | -22 | -8.9 | -11.7 | -25 | -28.3 | -17.2 | -22.8 | -2.8 | -12.8 | 0 | -7.8 | -3.9 | -12.2 | 3.3 | -4.4 | -19.5 | -23.3 | -12.2 | -15.6 | 5.6 | -3.9 | 14.1 | 12.2 | 3.9 | -3.9 | -17.8 | -23.9 | -5.6 | -11.1 | -0.6 | -18.3 | -16.7 | -19.4 | 6.7 | -10.6 | 10 | 0.6 | 2.8 | -1.1 | -3.3 | -9.4 | -9.1 | -12.2 | -8.9 | -14.4 | -8.3 | -11.7 | -1.1 | -4.4 | -12 | -15 | 2.8 | 2.7 | 7.2 | 4.7 | -4.4 | -12.8 | -4.4 | -8.3 | -20 | -27 | 0.6 | -15 | 7.8 | -2.8 | -12.2 | -18.3 | -6.7 | -12.8 | -13.9 | -21.7 | -3.9 | -4.4 | 7.2 | -7.8 | 14.4 | 2.8 | 12.8 | 12.8 | 8.3 | -4.4 | 9.4 | 7.8 | 3.3 | -2.8 | -5.4 | -11.6 | -16.7 | -22.8 | 2.8 | 0.6 | -0.6 | -3.9 | -7.8 | -11.7 | -10.2 | -12.1 | -20.8 | -24.7 | -14.4 | -22.2
-2 | -7 | -17.8 | -24.4 | 15 | 14.4 | -1.7 | -8.9 | -0.7 | -4.4 | 13.3 | 3.9 | -1 | -6 | 7.8 | 5 | 12.8 | 10.6 | 6.1 | 1.1 | 10.6 | 8.3 | 7.8 | 0 | -12.2 | -16.9 | -9.4 | -15.6 | 10 | 4 | 14.4 | 12.8 | 21.7 | 16.7 | 7.8 | 7.2 | 18.3 | 12.2 | 6.7 | 6.7 | 23.9 | 17.2 | 4.4 | 1.6 | -1.7 | -4.4 | -10 | -17.8 | 16.7 | 12.8 | -8.9 | -11.7 | -5 | -9.4 | 2.9 | -0.8 | 16.7 | 13.9 | 0 | -11.7 | -25 | -28 | -6.1 | -9.4 | -10.6 | -12.8 | -10 | -14.4 | -16.1 | -22.2 | -8.9 | -11.7 | -26.7 | -29.4 | -18.3 | -22.8 | -3.5 | -11.5 | 0 | -6.7 | -4.5 | -10.7 | 2.6 | -3.5 | -20 | -23.6 | -14.5 | -17.9 | 3.9 | -3.9 | 13.3 | 12.2 | 2.8 | -5 | -19.4 | -23.9 | -6.5 | -10.9 | -1.7 | -17.8 | -18.3 | -21.1 | 6.7 | -10 | 7.2 | 0 | 2.8 | 0 | -3.9 | -12.2 | -10 | -12.8 | -10 | -15 | -8.9 | -11.7 | -2.2 | -5.6 | -12 | -15 | 2.2 | 2.2 | 7.2 | 5 | -5 | -13.3 | -4.4 | -10 | -20 | -28 | 0 | -13.9 | 6.7 | -5 | -12.2 | -18.3 | -7.2 | -13.3 | -14.4 | -21.1 | -5 | -5.6 | 7.2 | -7.1 | 13.9 | 3.3 | 12.8 | 12.8 | 5.6 | -1.7 | 8.9 | 8.3 | 1.7 | -2.8 | -6.7 | -13.3 | -16.7 | -22.2 | 2.8 | 0 | -0.6 | -3.9 | -9.3 | -12.7 | -11.1 | -13.3 | -20.9 | -24.8 | -15 | -22.2
-4 | -8 | -17.2 | -23.9 | 15 | 14.4 | -1.7 | -8.9 | -1.1 | -4.4 | 12.2 | 5 | -2 | -5 | 7.2 | 4.4 | 12.8 | 10.6 | 5.5 | 1 | 10.6 | 7.2 | 6.7 | -0.4 | -13.9 | -18.3 | -11.7 | -16.7 | 9 | 3 | 16.1 | 11.7 | 20 | 16.1 | 7.4 | 6.8 | 17.8 | 12.2 | 6.1 | 6.1 | 23.3 | 17.2 | 3.9 | 1.8 | -1.7 | -3.9 | -9.4 | -17.8 | 13.5 | 10.5 | -8.9 | -11.7 | -5.2 | -8.2 | 2.6 | -1.1 | 16.1 | 13.9 | -0.6 | -11.1 | -25 | -27 | -7.2 | -10 | -10.6 | -12.8 | -11.1 | -14.4 | -16.1 | -21.5 | -10 | -12.8 | -27.8 | -30 | -18.9 | -24.4 | -4.3 | -11.8 | 0 | -6.5 | -5 | -10.3 | 1.8 | -3.2 | -20.6 | -24.4 | -16.7 | -20.6 | 2.8 | -3.3 | 13.3 | 11.9 | 1.7 | -5.6 | -20.6 | -25 | -7.4 | -11.3 | -2.8 | -14.4 | -20 | -22.8 | 5.6 | -10.6 | 5 | -1.1 | 0.6 | -1.1 | -5 | -14.4 | -10.2 | -12.5 | -9.4 | -14.4 | -9.4 | -12.2 | -3.3 | -6.1 | -11 | -14 | 2 | 1.9 | 7.2 | 4.9 | -3.9 | -12.8 | -4.4 | -10 | -21 | -28 | -1.1 | -13.3 | 5 | -7.2 | -12.2 | -17.8 | -7.8 | -13.9 | -15.6 | -21.1 | -5.6 | -6.1 | 7.2 | -7.5 | 12.8 | 6.1 | 12.8 | 12.8 | 5.6 | -3.3 | 7.2 | 7.2 | 3.3 | -1.7 | -7.2 | -12.6 | -18.9 | -22.8 | 3.3 | 0.6 | -1.1 | -5.6 | -10.7 | -14.2 | -11.7 | -13.6 | -21.1 | -25.6 | -15.6 | -22.2
-3 | -8 | -17.2 | -24.4 | 14.4 | 13.9 | -2.2 | -8.3 | -1.1 | -4.1 | 11.1 | 5 | -2 | -6 | 5.6 | 4.4 | 12.2 | 10 | 5 | 1.1 | 10 | 7.2 | 5.5 | -0.9 | -14.6 | -18.6 | -10.6 | -16.7 | 9 | 3 | 16.7 | 11.1 | 18.9 | 13.9 | 7.1 | 6.5 | 16.7 | 10.6 | 5.6 | 5.6 | 21.7 | 17.2 | 3.3 | 1.7 | -1.7 | -3.9 | -8.9 | -17.8 | 10.4 | 8.5 | -8.3 | -11.1 | -5.4 | -7.7 | 2.2 | -1.7 | 15.6 | 13.9 | -1.1 | -11.7 | -25 | -27 | -8.3 | -10.6 | -11.1 | -12.2 | -11.1 | -15 | -16.1 | -21.5 | -12.8 | -14.4 | -28.9 | -31.1 | -20 | -26.1 | -5 | -12.8 | 0 | -7.2 | -5.6 | -10.6 | 1.1 | -3.3 | -21.3 | -25.5 | -18.2 | -21.5 | 1.7 | -3.3 | 13.3 | 11.4 | 0.6 | -6.1 | -21.1 | -25.6 | -8.3 | -12.2 | -3.3 | -13.9 | -21.1 | -24.4 | 4.4 | -8.9 | 5 | -0.6 | -1.1 | -5.6 | -6.7 | -16.7 | -10.4 | -12.5 | -10.6 | -15 | -11.1 | -13.9 | -4.4 | -7.2 | -12 | -15 | 1.9 | 1.5 | 7.2 | 4.7 | -3.3 | -11.7 | -5 | -9.4 | -21 | -28 | -2.2 | -13.9 | 3.9 | -7.8 | -12.2 | -17.8 | -7.8 | -13.9 | -16.1 | -21.1 | -6.7 | -6.7 | 7.2 | -8.9 | 11.7 | 5.6 | 12.8 | 12.8 | 3.3 | -1.1 | 7.2 | 6.7 | 1.1 | -2.8 | -7.8 | -13 | -17.8 | -21.7 | 3.9 | 0 | -2.8 | -6.1 | -12.2 | -16.1 | -12.2 | -14.1 | -21.5 | -25.2 | -17.2 | -24.4
-5 | -9 | -18.3 | -25 | 15 | 14.4 | -3.3 | -8.9 | -1.1 | -4.1 | 10.6 | 4.4 | -3 | -8 | 4.4 | 3.3 | 12.2 | 10 | 4.4 | 1.1 | 8.9 | 6.7 | 4.4 | -1.7 | -15.4 | -19.3 | -9.4 | -16.7 | 8 | 3 | 16.7 | 11.1 | 18.3 | 12.8 | 6.7 | 6.1 | 16.1 | 10.6 | 5.6 | 5.6 | 21.7 | 17.8 | 2.6 | 0.6 | -1.7 | -3.9 | -8.9 | -17.8 | 7.2 | 6.1 | -6.7 | -10 | -5.6 | -7.2 | 1.7 | -1.4 | 15.6 | 13.9 | -1.7 | -12.2 | -25 | -28 | -8.9 | -11.1 | -10.6 | -12.2 | -10 | -14.4 | -16.1 | -22.2 | -10.6 | -13.3 | -28.9 | -31.7 | -20.6 | -27.2 | -4.8 | -11.8 | -0.2 | -6.1 | -6 | -10.2 | 0.9 | -3 | -22.1 | -27.2 | -19.6 | -22.7 | 0.6 | -3.3 | 13.3 | 11.1 | 0 | -7.2 | -23.9 | -28.3 | -8.9 | -12.1 | -4.4 | -13.9 | -22.2 | -25.6 | 5.6 | -8.3 | 2.2 | -2.2 | -1.7 | -7.2 | -7.8 | -17.2 | -10.6 | -12.8 | -11.1 | -15 | -11.7 | -15 | -6.1 | -8.9 | -11 | -14 | 1.7 | 1.1 | 7.2 | 4.4 | -3.3 | -11.1 | -5.6 | -9.4 | -21 | -28 | -2.2 | -12.8 | 2.8 | -8.3 | -12.2 | -17.8 | -8.3 | -13.9 | -16.7 | -21.1 | -6.7 | -7.2 | 7 | -8 | 12.2 | 5.6 | 13.7 | 13.7 | 2.2 | -2.2 | 8.9 | 8.3 | 0.6 | -2.2 | -8.3 | -13.9 | -17.8 | -20.6 | 3.9 | -1.7 | -2.8 | -6.1 | -12.9 | -16.9 | -12.8 | -15 | -21.8 | -25.4 | -18.3 | -22.2
-5 | -10 | -18.3 | -25 | 15 | 14.4 | -3.3 | -8.3 | -1.1 | -4.4 | 9.4 | 4.4 | -4 | -8 | 3.3 | 2.8 | 11.7 | 10 | 3.5 | 0.7 | 7.8 | 6.7 | 3.8 | -1.9 | -16.1 | -20.6 | -10.6 | -17.2 | 8 | 3 | 17.2 | 11.1 | 16.7 | 11.1 | 6.5 | 5.6 | 15 | 10.6 | 5.6 | 5.6 | 22.2 | 17.2 | 1.8 | -0.5 | -1.7 | -3.9 | -8.3 | -17.2 | 5.2 | 3.9 | -6.1 | -8.9 | -5.4 | -6.9 | 1.1 | -1.4 | 16.1 | 14.4 | -2.2 | -12.2 | -25 | -28 | -10 | -11.4 | -10.6 | -11.7 | -10 | -13.3 | -15.7 | -20.6 | -10.6 | -13.9 | -29.4 | -32.2 | -21.1 | -26.7 | -4.6 | -11.6 | -0.4 | -6.1 | -6.3 | -10.4 | 0.8 | -2.9 | -22.8 | -29.4 | -21.1 | -24.4 | -0.6 | -3.9 | 13.3 | 11.2 | -1.1 | -8.3 | -27.2 | -31.1 | -9.4 | -12.5 | -3.9 | -13.9 | -23.3 | -26.1 | 3.9 | -8.9 | 0.6 | -3.3 | -2.2 | -8.9 | -7.8 | -16.7 | -9.5 | -12.3 | -10.6 | -15 | -11.7 | -15 | -7.8 | -10 | -8 | -12 | 1.9 | 1.5 | 7.4 | 4.5 | -2.8 | -10 | -5 | -9.4 | -20 | -28 | -2.2 | -12.2 | 1.7 | -9.4 | -12.2 | -17.8 | -8.9 | -15 | -16.7 | -21.1 | -7.2 | -7.8 | 6.9 | -8.1 | 11.1 | 6.1 | 14.7 | 14.7 | 2.2 | -1.7 | 9.4 | 8.3 | 0 | -1.7 | -8.7 | -13.5 | -11.7 | -18.3 | 3.9 | 0 | -2.8 | -6.1 | -13.7 | -18.5 | -12.8 | -14.6 | -22.2 | -26.1 | -16.1 | -26.1
-7 | -11 | -18.3 | -26.1 | 14.4 | 14.4 | -3.3 | -7.8 | -2.2 | -5.4 | 8.9 | 4.4 | -5 | -8 | 3.3 | 2.2 | 11.1 | 10 | 2.6 | 0.3 | 8.9 | 7.2 | 2.7 | -2.4 | -15.9 | -20 | -11.7 | -16.7 | 9 | 3 | 17.2 | 11.1 | 15.6 | 8.3 | 6.3 | 5 | 13.9 | 10.6 | 5.6 | 5.6 | 21.1 | 17.2 | 1.1 | -1.7 | -3.3 | -5 | -8.9 | -17.8 | 3.1 | 1.6 | -6.7 | -9.4 | -5.2 | -6.7 | 0.6 | -1.7 | 16.7 | 15 | -2.2 | -11.7 | -23 | -26 | -10.6 | -11.6 | -10.6 | -11.7 | -9.4 | -13.3 | -15.4 | -19.8 | -10 | -13.3 | -30 | -32.8 | -21.1 | -26.7 | -4.4 | -12.8 | -0.6 | -6.7 | -6.7 | -11.1 | 0.6 | -3.3 | -23 | -29.1 | -21.5 | -25.7 | -0.6 | -3.3 | 13.3 | 11.6 | -2.2 | -8.3 | -28.3 | -32.2 | -10 | -13.3 | -4.4 | -13.9 | -23.3 | -26.1 | 3.9 | -8.9 | -0.6 | -3.3 | -3.3 | -9.4 | -8.3 | -17.2 | -8.3 | -12.2 | -10.6 | -15 | -10 | -13.9 | -7.8 | -10.6 | -8 | -12 | 2 | 1.9 | 7.6 | 4.6 | -2.8 | -10.6 | -5.6 | -8.9 | -20 | -26 | -2.8 | -12.2 | 0 | -9.4 | -12.8 | -17.8 | -10 | -17.2 | -17.8 | -21.7 | -7.2 | -7.8 | 6.7 | -9.4 | 10 | 7.2 | 15.6 | 15.6 | 1.7 | -1.7 | 8.9 | 8.3 | -0.6 | -2.2 | -9 | -14 | -11.7 | -17.2 | 3.3 | 0 | -2.8 | -6.1 | -14.4 | -20.6 | -12.8 | -14.5 | -22.9 | -26.1 | -17.2 | -26.1
-9 | -13 | -19.4 | -26.1 | 14.4 | 14.4 | -3.3 | -9.4 | -3.3 | -7 | 8.9 | 5 | -4 | -7 | 2.8 | 1.7 | 10 | 9.4 | 1.7 | 0 | 8.3 | 6.1 | 1.6 | -2.9 | -15.8 | -20.1 | -12.2 | -18.3 | 8 | 3 | 17.2 | 10.6 | 14.4 | 5.6 | 6.1 | 4.4 | 13.3 | 10.6 | 5.6 | 5.6 | 19.4 | 17.2 | 0.9 | -1.6 | -2.2 | -4.4 | -8.9 | -15.6 | 1.1 | -0.6 | -6.7 | -9.4 | -5 | -6.7 | 0.6 | -1.6 | 17.2 | 15.6 | -2.8 | -11.1 | -22 | -26 | -11.1 | -11.9 | -10.6 | -11.7 | -8.9 | -13.3 | -15 | -19.4 | -10 | -12.8 | -30 | -32.8 | -22.8 | -27.8 | -4.8 | -11.2 | -1 | -5.7 | -7.1 | -10.4 | 0.4 | -3.1 | -23.1 | -29.4 | -21.8 | -27.6 | -1.7 | -3.9 | 13.3 | 11.7 | -2.8 | -8.9 | -26.7 | -31.1 | -10.6 | -13.5 | -5.6 | -13.9 | -23.3 | -26.1 | 3.9 | -11.1 | -0.6 | -3.9 | -3.3 | -10 | -8.3 | -17.2 | -7.2 | -12.8 | -10 | -15 | -10.6 | -13.9 | -8.3 | -10 | -10 | -11 | 2.2 | 2.2 | 7.8 | 4.4 | -2.8 | -10.6 | -6.7 | -12.8 | -21 | -27 | -2.8 | -12.8 | -1.1 | -9.4 | -12.8 | -17.8 | -10.6 | -17.8 | -16.7 | -20.6 | -7.8 | -8.3 | 5.8 | -6.6 | 9.4 | 7.2 | 15 | 15 | 1.1 | -2.2 | 8.9 | 8.3 | 1.7 | -2.2 | -9.4 | -15 | -11.1 | -16.7 | 4.4 | 0 | -2.2 | -6.1 | -14.8 | -20.2 | -12.8 | -14.4 | -23.7 | -26.5 | -16.7 | -27.2
-12 | -15 | -19.4 | -26.7 | 14.4 | 13.9 | -3.3 | -10 | -4.4 | -8.9 | 7.8 | 3.9 | -5 | -8 | 2.8 | 1.1 | 10 | 8.9 | 1.5 | -0.2 | 5.6 | 4.4 | 0.9 | -3.1 | -15.6 | -20.6 | -12.8 | -17.8 | 8 | 3 | 17.8 | 11.7 | 12.8 | 3.3 | 5.9 | 4.2 | 12.2 | 10 | 5.6 | 5.6 | 18.3 | 16.7 | 0.8 | -1.7 | -2.2 | -3.9 | -8.9 | -16.1 | 0.5 | -1.2 | -6.7 | -9.4 | -4.6 | -6.1 | 0.6 | -1.7 | 16.7 | 15 | -3.3 | -10.6 | -23 | -26 | -11.1 | -12.3 | -10 | -11.7 | -8.3 | -13.3 | -14.8 | -18.6 | -10 | -12.8 | -32.2 | -35.6 | -22.8 | -27.2 | -5.2 | -10.9 | -1.3 | -5.7 | -7.4 | -9.9 | 0.2 | -3.3 | -23.3 | -30.6 | -22.2 | -30.6 | -2.8 | -4.4 | 13.5 | 11.8 | -3.3 | -10 | -27.8 | -32.2 | -11.1 | -14.1 | -5.6 | -13.3 | -22.2 | -25 | 3.9 | -11.7 | -2.8 | -5 | -3.3 | -11.1 | -8.9 | -16.7 | -7 | -11 | -10 | -15 | -12.2 | -15 | -8.3 | -10.6 | -10 | -11 | 3.7 | 3.1 | 7.8 | 4.8 | -2.8 | -9.4 | -7.2 | -13.9 | -20 | -26 | -2.8 | -12.8 | -1.7 | -9.4 | -12.2 | -17.2 | -11.1 | -17.8 | -16.1 | -20.6 | -11.1 | -11.7 | 4.8 | -5.4 | 9.4 | 7.8 | 14.5 | 14.5 | 1.1 | -3.9 | 8.9 | 8.9 | 0 | -2.2 | -10.2 | -15.3 | -10.6 | -16.1 | 3.9 | 0 | -3.3 | -6.1 | -15.2 | -20.8 | -13.2 | -14.8 | -24.4 | -27.2 | -20 | -23.9
-10 | -15 | -18.3 | -26.1 | 13.9 | 13.9 | -3.3 | -10 | -4.4 | -8.5 | 7.8 | 3.9 | -5 | -8 | 2.2 | 0.6 | 9.4 | 8.9 | 1.3 | -0.4 | 5.6 | 4.4 | 0.1 | -3.6 | -15.8 | -19.9 | -12.2 | -18.3 | 8 | 3 | 17.8 | 11.1 | 11.7 | 2.8 | 5.8 | 4.1 | 12.8 | 10.6 | 5 | 5 | 18.9 | 17.2 | 0.6 | -2.2 | -2.2 | -3.9 | -8.3 | -14.4 | 0 | -1.8 | -6.7 | -9.4 | -4.3 | -5.8 | 0.6 | -2.2 | 16.7 | 15 | -3.3 | -11.1 | -23 | -26 | -11.7 | -12.6 | -9.4 | -11.1 | -7.8 | -13.3 | -14.6 | -18.1 | -10 | -13.9 | -32.2 | -35.6 | -23.3 | -27.2 | -5.6 | -11.1 | -1.7 | -6.1 | -7.8 | -10 | 0 | -3.9 | -23.1 | -29.4 | -23.1 | -29 | -1.1 | -3.3 | 13.7 | 11.6 | -3.9 | -10.6 | -29.4 | -32.8 | -11.7 | -15 | -5 | -13.3 | -22.8 | -25.6 | 3.9 | -11.1 | -3.3 | -5.6 | -3.3 | -12.8 | -8.9 | -15.6 | -6.9 | -10 | -10 | -15 | -12.2 | -15 | -8.9 | -10.6 | -9 | -10 | 5.2 | 4.2 | 7.8 | 4.9 | -2.2 | -9.4 | -9.4 | -16.1 | -19 | -26 | -2.8 | -12.2 | -1.7 | -10 | -12.2 | -16.7 | -11.7 | -18.3 | -16.1 | -21.1 | -12.2 | -13.3 | 3.9 | -5 | 8.9 | 7.8 | 13.9 | 13.9 | 0.6 | -1.7 | 8.9 | 8.9 | 0 | -1.7 | -10.9 | -16.1 | -10.6 | -15.6 | 2.2 | 0 | -4.4 | -6.1 | -15.6 | -21.7 | -13.5 | -15.4 | -23.7 | -26.3 | -17.2 | -28.3
-7 | -12 | -18.9 | -26.1 | 13.9 | 13.9 | -3.9 | -10 | -4.4 | -8.7 | 6.7 | 3.3 | -5 | -7 | 1.7 | 0.6 | 9.4 | 8.3 | 1.1 | -0.6 | 5 | 4.4 | -0.4 | -4.2 | -15.9 | -19.7 | -12.8 | -18.9 | 7 | 3 | 17.2 | 11.7 | 11.1 | 2.8 | 5.6 | 3.9 | 12.8 | 10.6 | 4.4 | 4.4 | 20 | 18.3 | 0 | -2.2 | -2.2 | -3.9 | -8.3 | -14.4 | -0.6 | -2.8 | -6.1 | -9.4 | -3.9 | -5.6 | 0.6 | -1.9 | 16.7 | 15 | -3.3 | -10.6 | -23 | -26 | -12.8 | -12.8 | -8.9 | -10.6 | -7.8 | -13.3 | -14.4 | -18.3 | -10.6 | -14.4 | -32.2 | -35.6 | -23.9 | -27.2 | -6 | -10.4 | -1.9 | -5.5 | -7.8 | -9.4 | 0 | -3.3 | -23 | -29.1 | -24.1 | -28.8 | -3.9 | -4.4 | 13.9 | 11.7 | -4.4 | -12.2 | -30 | -34.4 | -12.1 | -15.2 | -7.8 | -13.9 | -23.3 | -26.1 | 1.7 | -12.8 | -4.4 | -5.6 | -3.9 | -11.7 | -8.9 | -15.6 | -6.7 | -9.4 | -9.4 | -15 | -11.7 | -14.4 | -9.4 | -11.7 | -8 | -10 | 6.7 | 5 | 7.8 | 5 | -2.2 | -8.9 | -10 | -15.6 | -18 | -25 | -2.8 | -11.1 | -2.8 | -10 | -11.7 | -16.1 | -12.2 | -17.8 | -16.1 | -21.1 | -13.9 | -15 | 3.7 | -3.8 | 8.9 | 7.8 | 14.1 | 14.1 | 0 | -2.2 | 8.9 | 8.9 | -0.6 | -2.2 | -11.7 | -17.8 | -9.4 | -14.4 | 2.8 | 0 | -3.9 | -5.6 | -16.1 | -21.7 | -13.9 | -16.1 | -22.9 | -25.8 | -16.7 | -26.1
-11 | -16 | -19.4 | -26.1 | 13.3 | 12.8 | -3.9 | -10 | -4.4 | -9.4 | 6.1 | 3.3 | -4 | -7 | 2.2 | 1.7 | 8.9 | 7.8 | 0.4 | -1.1 | 4.4 | 4.4 | -0.6 | -4.2 | -16.1 | -20 | -13.9 | -19.4 | 6 | 3 | 17.8 | 10.6 | 11.1 | 3.9 | 5.4 | 3.9 | 13.3 | 10.6 | 4.4 | 4.4 | 20 | 17.8 | -0.5 | -2.6 | -2.2 | -4.4 | -8.3 | -14.4 | -1.3 | -3.1 | -6.7 | -10.6 | -3.9 | -5.3 | 0.6 | -1.9 | 16.7 | 15 | -3.3 | -10.6 | -23 | -26 | -13.3 | -13.3 | -8.3 | -10 | -8.3 | -13.3 | -14.2 | -17.2 | -11.1 | -15.6 | -33.3 | -36.7 | -23.9 | -27.8 | -6.3 | -10.2 | -2 | -5.2 | -7.8 | -9.1 | 0 | -3.1 | -22.8 | -29.4 | -25 | -28.9 | -4.4 | -5.6 | 13.7 | 11.4 | -6.7 | -12.2 | -31.1 | -35 | -12.4 | -15.8 | -7.8 | -13.9 | -23.9 | -26.7 | 1.7 | -12.8 | -4.4 | -6.1 | -3.9 | -10.6 | -8.3 | -15.6 | -6.1 | -8.5 | -9.4 | -15 | -11.7 | -14.4 | -10.6 | -13.3 | -8 | -10 | 6.9 | 4.7 | 7.2 | 4.7 | -2.2 | -7.8 | -11.1 | -15.6 | -18 | -23 | -3.3 | -12.2 | -3.9 | -11.1 | -11.7 | -15.6 | -12.2 | -18.3 | -16.1 | -20.6 | -13.9 | -15.6 | 3.5 | -3.1 | 8.3 | 7.8 | 14.2 | 14.2 | 0 | -2.2 | 9.4 | 8.9 | -1.1 | -2.8 | -12.2 | -17.2 | -9.4 | -14.4 | 3.3 | 0 | -4.4 | -5 | -16.7 | -22.2 | -14.5 | -16.5 | -22.2 | -25.6 | -18.3 | -30
-14 | -18 | -20 | -27.2 | 13.3 | 12.8 | -4.4 | -10 | -4.6 | -9.4 | 5.6 | 2.2 | -3 | -7 | 2.8 | 1.7 | 8.3 | 7.8 | -0.4 | -1.5 | 4.4 | 3.9 | -1.5 | -4.6 | -14.8 | -18.6 | -13.3 | -20 | 6 | 3 | 17.8 | 10.6 | 10.6 | 5 | 5.2 | 4 | 12.2 | 10 | 5 | 5 | 18.9 | 17.2 | -1.1 | -3.3 | -2.2 | -5.6 | -8.3 | -14.4 | -2.1 | -3.7 | -6.7 | -10.6 | -3.9 | -5 | 0.6 | -2.2 | 15.6 | 14.4 | -3.3 | -11.1 | -23 | -26 | -12.8 | -13.9 | -7.8 | -8.9 | -8.3 | -13.3 | -14.1 | -16.5 | -12.2 | -15 | -31.7 | -34.4 | -24.4 | -27.2 | -6.7 | -10.6 | -2.2 | -5.6 | -7.8 | -8.9 | 0 | -3.3 | -22.8 | -28.2 | -24.8 | -28.3 | -4.4 | -5.6 | 13.5 | 11.2 | -6.7 | -12.2 | -30.6 | -38.3 | -12.8 | -16.7 | -7.8 | -13.9 | -24.4 | -27.2 | 1.1 | -12.2 | -5.6 | -8.3 | -4.4 | -11.1 | -8.3 | -15 | -5.6 | -8 | -8.3 | -14.4 | -12.2 | -14.4 | -10.6 | -13.9 | -8 | -10 | 7 | 4.2 | 6.7 | 4.4 | -1.7 | -6.1 | -11.7 | -16.1 | -18 | -25 | -3.3 | -12.2 | -5.6 | -10.6 | -11.1 | -15 | -12.8 | -18.9 | -15.6 | -20.6 | -13.9 | -15.6 | 3.3 | -2.8 | 8.3 | 8.3 | 14.4 | 14.4 | -0.6 | -2.2 | 9.4 | 8.9 | 0 | -2.8 | -12.8 | -17.6 | -8.9 | -13.9 | 2.8 | 0 | -3.9 | -5 | -17.2 | -23.3 | -15 | -17 | -22 | -25.2 | -17.8 | -23.3
-13 | -17 | -20.6 | -26.7 | 13.3 | 12.8 | -3.9 | -10 | -4.8 | -9.8 | 5.6 | 2.2 | -5 | -8 | 1.7 | 1.1 | 8.9 | 7.2 | -1.1 | -2.2 | 4.4 | 3.9 | -1.7 | -5 | -13.5 | -17.5 | -13.3 | -20.6 | 6 | 3 | 18.3 | 10.6 | 10.6 | 6.1 | 5 | 3.9 | 11.7 | 10.6 | 5 | 5 | 19.4 | 17.2 | -1.1 | -3 | -2.2 | -5.6 | -7.8 | -14.4 | -2.8 | -4.4 | -7.2 | -11.1 | -3.9 | -5 | 0.8 | -2.3 | 16.1 | 15 | -3.3 | -11.1 | -22 | -24 | -13.9 | -15 | -7.2 | -8.9 | -8.3 | -13.3 | -13.9 | -16.1 | -12.2 | -15 | -32.2 | -35 | -25 | -27.8 | -5.9 | -9.5 | -1.8 | -4.9 | -6.7 | -8.3 | 0 | -3.1 | -22.8 | -27.7 | -24.6 | -28.1 | -5 | -6.1 | 13.3 | 11.1 | -7.8 | -12.2 | -30 | -35.6 | -12.6 | -16.5 | -6.7 | -13.9 | -26.1 | -28.3 | 0 | -12.8 | -6.7 | -8.9 | -5 | -10 | -8.9 | -15.6 | -5 | -7.8 | -7.2 | -15 | -12.2 | -14.4 | -10.6 | -15.6 | -7 | -8 | 7.2 | 3.9 | 6.1 | 3.9 | -1.1 | -5 | -12.2 | -17.2 | -18 | -23 | -3.9 | -11.7 | -6.7 | -10.6 | -11.1 | -14.4 | -13.3 | -19.4 | -15 | -20 | -14.4 | -15.6 | 3.1 | -1.6 | 8.3 | 8.3 | 14.2 | 14.1 | -0.6 | -2.2 | 9.4 | 8.9 | 1.1 | -4.4 | -13.3 | -18.3 | -8.3 | -13.9 | 3.3 | 0 | -3.3 | -4.4 | -17 | -23.2 | -15.6 | -17.8 | -21.9 | -25.2 | -19.4 | -30.6
-12 | -16 | -21.1 | -27.2 | 13.3 | 13.3 | -3.3 | -9.4 | -5 | -11.1 | 5.6 | 1.7 | -5 | -8 | 1.1 | 0.6 | 9.4 | 7.2 | 1.3 | -1 | 5.6 | 5 | 1.8 | -3.1 | -12.2 | -17.2 | -15.6 | -21.1 | 8 | 3 | 18.3 | 11.1 | 11.1 | 7.2 | 5.4 | 4.2 | 13.3 | 10.6 | 5 | 5 | 20 | 17.8 | -1.1 | -3 | -1.7 | -4.4 | -7.8 | -14.4 | -3.3 | -4.9 | -7.8 | -12.2 | -3.3 | -4.5 | 0.9 | -2.8 | 16.7 | 15.6 | -2.8 | -11.7 | -21 | -23 | -14.4 | -16.1 | -6.7 | -8.3 | -7.8 | -13.3 | -13.3 | -15.7 | -12.2 | -15.6 | -32.8 | -35.6 | -25 | -27.8 | -5.2 | -9 | -1.5 | -4.8 | -5.5 | -7.7 | 0 | -3.3 | -22.8 | -27.8 | -24.4 | -28.3 | -5 | -6.1 | 14.4 | 11.8 | -6.7 | -12.2 | -29.4 | -33.9 | -12.4 | -16.4 | -6.7 | -13.3 | -25.6 | -28.3 | 0.6 | -11.1 | -5 | -7.2 | -4.4 | -11.1 | -8.9 | -15.6 | -3.9 | -6.2 | -7.2 | -14.4 | -12.2 | -15 | -11.1 | -16.7 | -7 | -8 | 8.3 | 3.8 | 5.9 | 3.6 | -0.6 | -3.9 | -12.2 | -17.8 | -18 | -24 | -3.9 | -11.7 | -6.7 | -10 | -11.1 | -13.9 | -13.3 | -19.4 | -14.4 | -18.9 | -14.4 | -15.6 | 3 | -0.7 | 8.9 | 8.3 | 14.1 | 13.7 | 0 | -2.2 | 9.4 | 8.3 | 2.2 | -5 | -12 | -17.2 | -8.3 | -14.4 | 3.9 | -0.6 | -3.9 | -4.4 | -16.9 | -23.7 | -15.4 | -17.4 | -21.7 | -25.6 | -15 | -25
-11 | -15 | -23.9 | -27.8 | 14.4 | 13.3 | 1.7 | -8.9 | -4.6 | -10.5 | 6.7 | 2.2 | -4 | -8 | 2.2 | 1.1 | 11.7 | 7.8 | 3.7 | -0.1 | 7.8 | 6.7 | 5.4 | -1.9 | -9.8 | -14.6 | -10.6 | -19.4 | 11 | 4 | 18.9 | 11.1 | 13.9 | 8.9 | 5.7 | 4.2 | 15 | 11.1 | 5 | 5 | 24.4 | 16.1 | -1.1 | -3.3 | -1.7 | -5 | -5.6 | -14.4 | -3.9 | -5.8 | -5.6 | -11.7 | -2.8 | -4.4 | 1.1 | -3.9 | 18.9 | 16.7 | -2.2 | -11.1 | -20 | -24 | -13.3 | -14.4 | -5.6 | -7.2 | -7.2 | -13.9 | -12.8 | -15.8 | -13.3 | -16.7 | -31.7 | -33.9 | -25.6 | -27.8 | -4.4 | -8.9 | -1.1 | -5 | -4.4 | -7.8 | 0 | -3.9 | -22.2 | -27 | -22.9 | -27.2 | -3.9 | -4.4 | 15.6 | 12.8 | -4.4 | -12.8 | -28.9 | -32.8 | -12.2 | -17.2 | -3.9 | -12.8 | -21.7 | -24.4 | 2.8 | -10.6 | -1.7 | -3.9 | -3.3 | -10 | -8.3 | -15 | -2.8 | -4.9 | -6.7 | -15 | -12.2 | -13.9 | -11.1 | -16.7 | -9 | -11 | 9.5 | 3.7 | 5.8 | 3.3 | 0 | -3.9 | -12.2 | -17.8 | -18 | -23 | -1.1 | -10.6 | -1.7 | -12.2 | -10.6 | -13.9 | -12.2 | -20 | -13.3 | -18.3 | -14.4 | -15.6 | 2.8 | 0 | 8.9 | 7.2 | 13.9 | 13.3 | 3.9 | -1.7 | 9.4 | 8.3 | 3.3 | -4.4 | -10.7 | -16.7 | -7.2 | -13.9 | 4.4 | 0 | -3.3 | -4.4 | -16.7 | -25 | -15.2 | -17.2 | -20.6 | -24.1 | -18.3 | -28.9
-9 | -13 | -23.9 | -27.8 | 13.3 | 11.1 | 6.7 | -8.9 | -4.3 | -10.6 | 8.9 | 2.8 | -3 | -7 | 3.3 | 2.8 | 13.3 | 8.9 | 6.1 | 0.6 | 8.9 | 7.2 | 8.9 | -1.7 | -7.4 | -12.4 | -8.3 | -17.2 | 13 | 3 | 19.4 | 11.7 | 18.9 | 11.7 | 6.1 | 4.4 | 17.8 | 11.1 | 5.6 | 5.6 | 27.2 | 18.9 | 1.1 | -2 | -1.7 | -4.4 | -3.9 | -13.3 | -4.4 | -6.7 | -3.3 | -10 | -2.2 | -4.4 | 1.5 | -3.3 | 22.8 | 17.2 | -2.2 | -11.7 | -20 | -23 | -10 | -13.3 | -3.9 | -6.7 | -6.1 | -13.3 | -12.2 | -16.1 | -12.8 | -17.2 | -26.1 | -27.8 | -22.8 | -26.7 | -2 | -7.1 | 0.6 | -3.7 | -2 | -6.4 | 1.1 | -3.3 | -21.7 | -26.9 | -21.5 | -26.5 | 0 | -2.8 | 16.7 | 13.3 | -3.3 | -12.8 | -23.9 | -27.8 | -10.5 | -15.2 | -1.1 | -12.8 | -18.9 | -21.1 | 4.4 | -9.4 | 3.3 | -2.8 | -2.2 | -10 | -7.8 | -15 | -1.7 | -3.9 | -5 | -15 | -10.6 | -12.8 | -11.1 | -17.2 | -10 | -11 | 10.6 | 3.3 | 5.6 | 2.8 | 1.1 | -2.8 | -11.7 | -17.8 | -18 | -24 | 1.7 | -8.3 | 0.6 | -13.3 | -9.4 | -12.8 | -11.7 | -21.1 | -12.8 | -17.8 | -13.9 | -15 | 2.6 | 0.1 | 9.4 | 7.8 | 14.8 | 12.5 | 8.9 | -3.3 | 11.1 | 8.3 | 3.9 | -3.9 | -9.4 | -17.2 | -5.6 | -12.8 | 5 | 1.1 | -3.3 | -4.4 | -15.6 | -23.5 | -15 | -17.2 | -19.4 | -22.8 | -18.9 | -30
-7 | -13 | -21.1 | -23.3 | 11.7 | 9.4 | 7.2 | -8.3 | -3.9 | -11.7 | 10.6 | 2.8 | -1 | -7 | 3.9 | 3.9 | 15 | 9.4 | 7.6 | 1.7 | 7.8 | 7.2 | 11.1 | -1.2 | -5 | -11.1 | -7.2 | -17.8 | 16 | 4 | 20 | 11.7 | 22.2 | 15 | 7.2 | 4.9 | 19.4 | 11.7 | 5.6 | 5.6 | 27.8 | 18.9 | 3.4 | -1.4 | -0.6 | -5 | -2.8 | -12.2 | -4 | -6 | -1.7 | -8.3 | -1.7 | -3.8 | 1.8 | -3.4 | 23.3 | 17.2 | -1.7 | -11.7 | -19 | -21 | -8.9 | -13.9 | -3.3 | -7.2 | -4.4 | -13.3 | -11.1 | -14.9 | -12.2 | -17.8 | -22.8 | -25 | -20.6 | -25.6 | 0.4 | -6.1 | 2.2 | -3.3 | 0.4 | -5.5 | 2.2 | -3.4 | -21.1 | -27.2 | -20 | -26.7 | 2.8 | -1.7 | 17.6 | 13.6 | -1.1 | -12.8 | -20 | -22.2 | -8.9 | -13.9 | 1.7 | -12.2 | -12.8 | -14.4 | 6.7 | -12.8 | 8.3 | -4.4 | -2.2 | -10.6 | -7.2 | -15 | -1.1 | -3.8 | -2.2 | -14.4 | -8.3 | -11.1 | -10.6 | -17.2 | -8 | -10 | 10.6 | 3.6 | 5.6 | 2.6 | 1.7 | -3.3 | -11.1 | -17.8 | -18 | -22 | 4.4 | -7.2 | 2.2 | -14.4 | -8.3 | -12.2 | -9.4 | -19.4 | -11.7 | -17.2 | -12.8 | -14.4 | 2.4 | 0.3 | 9.4 | 6.7 | 15.8 | 11.8 | 11.1 | -4.4 | 11.7 | 8.9 | 3.9 | -3.3 | -8.1 | -16.2 | -3.3 | -12.8 | 5 | 0 | -3.3 | -4.4 | -14.4 | -22.6 | -13.7 | -16.4 | -18.3 | -22.2 | -15.6 | -26.1
-6 | -12 | -20.6 | -22.2 | 11.7 | 8.3 | 8.3 | -7.2 | -3.7 | -11.2 | 12.8 | 2.8 | 0 | -7 | 5 | 4.4 | 17.2 | 8.3 | 9.1 | 2.4 | 7.2 | 6.7 | 13.4 | -0.9 | -2.6 | -8.9 | -5.6 | -17.8 | 17 | 0 | 20 | 12.2 | 24.4 | 17.2 | 8.3 | 5.3 | 21.1 | 12.2 | 6.1 | 6.1 | 26.7 | 20 | 5.6 | -1.1 | -0.6 | -4.4 | -0.6 | -10.6 | -3.7 | -5.6 | 1.1 | -6.1 | -1.1 | -3.3 | 2.2 | -3.9 | 25 | 17.2 | -1.7 | -11.7 | -18 | -21 | -7.8 | -13.9 | -1.7 | -6.7 | -2.8 | -12.2 | -10 | -14.1 | -11.7 | -18.3 | -21.1 | -24.4 | -19.4 | -26.1 | 2.8 | -6.1 | 3.9 | -3.3 | 2.8 | -6.1 | 3.3 | -3.9 | -20.7 | -25.7 | -18.1 | -24.4 | 7.8 | -2.2 | 18.5 | 13.4 | 0 | -12.8 | -16.1 | -19.4 | -7.2 | -13.3 | 4.4 | -11.7 | -9.4 | -12.8 | 5.6 | -12.8 | 13.3 | -5 | -1.7 | -10.6 | -6.1 | -15.6 | -0.6 | -4.2 | -1.1 | -13.3 | -6.7 | -11.1 | -10.6 | -16.1 | -6 | -8 | 10.6 | 3.9 | 5.6 | 2.1 | 1.7 | -3.3 | -10.6 | -18.3 | -18 | -22 | 7.2 | -5.6 | 3.9 | -14.4 | -7.8 | -11.7 | -8.3 | -18.9 | -10 | -16.1 | -10.6 | -12.2 | 2.2 | 0.6 | 9.4 | 7.2 | 16.7 | 10.6 | 13.9 | -5.6 | 13.3 | 9.4 | 5.6 | -2.8 | -6.9 | -16.5 | -2.2 | -12.2 | 5 | 0 | -1.1 | -3.9 | -13.3 | -22.8 | -12.4 | -16 | -17.8 | -21.7 | -13.9 | -22.2
-5 | -10 | -20.6 | -23.3 | 12.2 | 7.2 | 9.4 | -6.7 | -3.5 | -11.7 | 14.4 | 2.8 | 0 | -8 | 6.1 | 5 | 15.6 | 10 | 10.6 | 3.3 | 10 | 6.1 | 15.6 | -1.7 | -0.2 | -7.5 | -5 | -16.7 | 18 | 5 | 20 | 11.7 | 25 | 16.1 | 9.4 | 5.6 | 21.7 | 12.8 | 7.8 | 7.8 | 23.9 | 21.1 | 6.1 | -1.1 | 0.6 | -5 | 0.6 | -9.4 | -3.3 | -5.6 | 1.7 | -3.9 | -0.6 | -3.3 | 2.4 | -3.3 | 16.7 | 11.7 | -1.1 | -11.7 | -17 | -20 | -6.7 | -15 | -1.1 | -6.1 | -2.2 | -10.6 | -8.9 | -13.9 | -11.1 | -18.3 | -18.3 | -23.9 | -18.9 | -25 | 3.9 | -4.9 | 5.2 | -2.3 | 3.9 | -5.2 | 4.1 | -3.4 | -20.4 | -24.8 | -16.3 | -23.1 | 10 | -1.7 | 19.4 | 13.3 | 1.7 | -13.3 | -14.4 | -20 | -6.5 | -12.3 | 6.1 | -12.2 | -11.7 | -15 | 6.7 | -12.8 | 18.3 | -7.8 | -1.7 | -10 | -5.6 | -15 | 0 | -5 | 1.1 | -13.3 | -5.6 | -11.1 | -10.6 | -16.7 | -1 | -6 | 10.6 | 3.9 | 5.6 | 1.7 | 3.9 | -3.3 | -10.6 | -17.8 | -18 | -22 | 9.4 | -6.7 | 5 | -15.6 | -7.2 | -11.7 | -6.7 | -18.3 | -9.4 | -15.6 | -8.9 | -10.6 | 1.8 | 0.5 | 10 | 7.2 | 16.9 | 9.1 | 15 | -5.6 | 13.9 | 9.4 | 5 | -2.8 | -5.6 | -18.3 | -1.1 | -10 | 5.6 | 0 | -2.2 | -3.9 | -12.9 | -21.2 | -11.1 | -16.1 | -17.2 | -21.7 | -14.4 | -20
-5 | -10 | -20 | -22.2 | 12.2 | 7.2 | 10 | -6.1 | -3.3 | -13.3 | 16.1 | 2.8 | 1 | -7 | 7.2 | 5 | 15.6 | 10.6 | 11.5 | 3.5 | 11.7 | 3.9 | 15 | -0.6 | 2.2 | -7.2 | -4.4 | -16.7 | 19 | 6 | 20.6 | 11.1 | 25.6 | 18.3 | 11.1 | 6.5 | 22.8 | 13.3 | 10 | 10 | 26.1 | 18.9 | 6.7 | -1.5 | 1.7 | -4.4 | 1.7 | -9.4 | -3.1 | -5.1 | 4.4 | -2.8 | -0.4 | -2.8 | 2.6 | -2.9 | 12.8 | 8.3 | -0.6 | -11.7 | -17 | -19 | -6.7 | -13.9 | -0.6 | -6.7 | -0.6 | -11.1 | -8.5 | -12.5 | -10.6 | -18.3 | -16.7 | -23.3 | -17.8 | -25 | 5 | -4.3 | 6.5 | -2.1 | 5 | -5.3 | 4.8 | -3.3 | -20 | -24.4 | -14.4 | -22.8 | 11.7 | -3.9 | 18.9 | 12.9 | 2.2 | -13.3 | -12.8 | -19.4 | -5.7 | -12.1 | 8.3 | -11.7 | -11.1 | -12.8 | 7.2 | -12.8 | 20 | -7.2 | -2.2 | -10 | -5.6 | -14.4 | -1.5 | -5.9 | 2.8 | -12.2 | -5 | -10.6 | -10.6 | -17.2 | -2 | -5 | 9.8 | 3.8 | 5.8 | 1.5 | 4.4 | -2.8 | -9.4 | -17.8 | -18 | -22 | 10 | -6.7 | 6.1 | -13.9 | -6.7 | -11.1 | -5 | -16.7 | -8.9 | -15 | -8.3 | -10 | 1.5 | 0.5 | 10.6 | 7.2 | 17 | 7.1 | 16.7 | -4.4 | 16.1 | 10 | 5 | -1.7 | -4.8 | -16.9 | -1.1 | -11.1 | 5.6 | 0 | -1.1 | -3.9 | -12.6 | -20.7 | -10.4 | -15.3 | -16.7 | -22.2 | -13.9 | -20.6
-4 | -8 | -18.3 | -20.6 | 10 | 3.3 | 10 | -6.1 | -3.5 | -12.6 | 16.7 | 2.2 | 1 | -7 | 8.3 | 5.6 | 15.6 | 11.1 | 12.4 | 3.4 | 11.1 | 4.4 | 14.5 | 0 | 1.5 | -5.2 | -2.8 | -16.7 | 18 | 8 | 20.6 | 12.8 | 26.7 | 18.9 | 12.7 | 7.2 | 21.7 | 12.8 | 12.8 | 11.7 | 26.7 | 18.3 | 7.2 | -2.2 | 1.1 | -3.9 | 1.7 | -8.9 | -3 | -5.3 | 4.4 | -1.7 | -0.2 | -2.6 | 2.8 | -3.3 | 11.7 | 6.7 | -1.1 | -11.7 | -17 | -19 | -6.7 | -15 | 0 | -7.8 | 0.6 | -10.6 | -8.2 | -11.6 | -10.6 | -16.7 | -15.6 | -25 | -17.8 | -24.4 | 6.1 | -4.4 | 7.8 | -2.2 | 6.1 | -6.1 | 5.6 | -3.9 | -19.4 | -23.7 | -14.2 | -20.4 | 11.7 | -2.2 | 18.3 | 12.1 | 3.3 | -12.8 | -12.2 | -18.9 | -5 | -12.8 | 8.9 | -11.1 | -9.4 | -14.4 | 8.3 | -11.7 | 19.4 | -7.2 | -2.2 | -10 | -5.6 | -14.4 | -2.9 | -7.4 | 3.3 | -10.6 | -5.6 | -12.2 | -11.1 | -18.9 | -5 | -6 | 9.1 | 3.3 | 5.9 | 1.4 | 4.4 | -2.2 | -10.6 | -17.8 | -18 | -22 | 10.6 | -6.1 | 6.7 | -13.9 | -6.7 | -10.6 | -3.9 | -16.7 | -8.3 | -14.4 | -7.2 | -8.9 | 1.1 | 0.6 | 11.1 | 7.2 | 17.2 | 5 | 16.7 | -4.4 | 16.1 | 10 | 5 | -2.2 | -4.1 | -16.5 | 0.6 | -10.6 | 6.1 | 0 | -2.2 | -5 | -12.2 | -21.1 | -9.6 | -14.9 | -16.7 | -21.4 | -11.7 | -19.4
-5 | -8 | -20.6 | -22.8 | 6.7 | 2.2 | 10.6 | -6.1 | -3.7 | -12.8 | 16.7 | 1.7 | 0 | -7 | 7.8 | 5 | 15 | 10.6 | 13.3 | 3.3 | 11.7 | 6.7 | 13.9 | 0.6 | 0.7 | -4.2 | -4.4 | -15 | 15 | 9 | 21.1 | 12.2 | 25 | 15.6 | 14.4 | 7.8 | 22.8 | 13.3 | 13.3 | 11.7 | 25 | 19.4 | 5.5 | -2.1 | 0.6 | -4.4 | 1.7 | -8.3 | -2.8 | -5.6 | 5 | -2.2 | 0 | -2.8 | 2.4 | -2 | 11.7 | 5 | -1.7 | -9.4 | -17 | -20 | -7.8 | -15 | -1.1 | -7.2 | 0.6 | -10 | -7.8 | -11.1 | -11.1 | -16.1 | -16.1 | -25.6 | -18.3 | -25 | 5.2 | -4.1 | 6.3 | -1.6 | 5 | -4.8 | 5.2 | -3.2 | -18.9 | -23.5 | -14.1 | -19 | 10.6 | -2.2 | 17.8 | 11.7 | 3.3 | -12.8 | -12.2 | -18.9 | -6.5 | -12.7 | 9.4 | -10 | -8.9 | -13.3 | 7.8 | -12.2 | 19.4 | -7.8 | -2.8 | -11.1 | -5.6 | -15 | -4.4 | -9.4 | 3.3 | -11.7 | -5.6 | -12.8 | -11.1 | -17.8 | -5 | -7 | 8.3 | 2.8 | 6.1 | 1.1 | 5.6 | -2.8 | -10.6 | -18.9 | -17 | -22 | 10.6 | -5 | 7.2 | -13.9 | -7.2 | -11.7 | -3.3 | -16.1 | -8.9 | -14.4 | -6.7 | -7.8 | 1.1 | 0.5 | 11.7 | 6.1 | 15.2 | 5.4 | 17.2 | -3.9 | 16.1 | 10 | 3.3 | -1.1 | -3.3 | -18.3 | 1.1 | -10.6 | 7.8 | 0 | -2.2 | -4.4 | -12.9 | -20.3 | -8.9 | -15.6 | -16.7 | -20.9 | -12.2 | -18.3
-5 | -10 | -24.4 | -26.7 | 5.6 | 1.7 | 7.8 | -5.6 | -3.9 | -14.4 | 16.7 | 1.7 | -1 | -7 | 6.1 | 4.4 | 13.9 | 11.1 | 12.2 | 3.7 | 11.1 | 4.4 | 10.9 | 1.7 | 0 | -3.9 | -4.4 | -15.6 | 14 | 11 | 20 | 12.2 | 23.9 | 16.7 | 12.6 | 7.9 | 21.1 | 13.3 | 11.1 | 6.1 | 24.4 | 18.9 | 3.9 | -2 | 0.6 | -3.9 | 0 | -8.3 | -3 | -5.5 | 4.4 | -1.7 | -0.7 | -2.9 | 2.1 | -1.5 | 10 | 2.2 | -2.2 | -10 | -18 | -21 | -9.4 | -15.6 | -2.8 | -7.8 | 1.1 | -10 | -7.2 | -10 | -12.2 | -16.7 | -17.2 | -25.6 | -19.4 | -25.6 | 4.2 | -4.5 | 4.8 | -1.8 | 3.9 | -4.5 | 4.8 | -3.1 | -18.3 | -23.9 | -13.9 | -18.3 | 9.4 | -2.8 | 17.1 | 12 | 2.2 | -12.2 | -13.3 | -18.9 | -7.9 | -13.4 | 6.7 | -10 | -15.6 | -17.8 | 6.1 | -13.3 | 16.1 | -11.7 | -3.3 | -10.6 | -5.6 | -14.4 | -5.2 | -9.1 | 2.8 | -12.2 | -6.7 | -13.3 | -11.7 | -17.8 | -7 | -10 | 7.4 | 2.9 | 5.7 | 1.6 | 2.8 | -2.8 | -11.1 | -18.3 | -18 | -23 | 10 | -5 | 6.7 | -13.3 | -7.8 | -11.7 | -2.8 | -16.7 | -10 | -14.4 | -5.6 | -6.7 | 1.1 | 0.5 | 11.1 | 5.6 | 13.1 | 5.3 | 16.1 | -5.6 | 15.6 | 10 | 1.7 | -1.1 | -4.8 | -16.9 | 0 | -10.6 | 7.8 | 0 | -5.6 | -6.7 | -13.7 | -20.7 | -9.3 | -15.3 | -16.7 | -21.1 | -12.8 | -25
-5 | -9 | -26.1 | -27.8 | 5.6 | 1.7 | 4.4 | -6.1 | -5.4 | -14.4 | 15 | 2.8 | -1 | -7 | 5.6 | 4.4 | 13.9 | 10.6 | 11.1 | 3.9 | 10.6 | 3.9 | 8 | 2 | -0.4 | -3.7 | -7.8 | -15 | 16 | 12 | 19.4 | 13.9 | 22.8 | 16.7 | 10.7 | 7.6 | 19.4 | 13.3 | 10 | 5 | 22.8 | 18.9 | 2.2 | -2.8 | -0.6 | -3.9 | 0 | -7.8 | -3.1 | -5.6 | 3.3 | -1.7 | -1.5 | -3.6 | 1.7 | -1.1 | 10 | 1.1 | -1.7 | -10.6 | -18 | -21 | -9.4 | -15.6 | -3.9 | -8.3 | 0 | -9.4 | -6.7 | -9.3 | -13.9 | -16.7 | -18.9 | -25.6 | -21.7 | -26.7 | 3.3 | -5.6 | 3.3 | -2.2 | 2.8 | -5 | 4.4 | -3.3 | -14.8 | -19.4 | -13.2 | -17.1 | 7.8 | -1.1 | 16.3 | 12.5 | 1.1 | -12.8 | -15.6 | -20 | -9.4 | -15 | 4.4 | -10 | -19.4 | -21.7 | 5.6 | -15.6 | 13.3 | -13.9 | -3.9 | -12.2 | -6.1 | -15.6 | -5.9 | -9.4 | 2.2 | -12.2 | -7.8 | -13.3 | -11.7 | -17.8 | -8 | -11 | 6.5 | 2.9 | 5.4 | 1.9 | 1.1 | -2.8 | -12.8 | -18.3 | -18 | -23 | 8.9 | -5 | 3.9 | -12.2 | -8.3 | -11.7 | -3.9 | -16.7 | -11.1 | -15 | -6.1 | -7.2 | 1.1 | 0.6 | 10 | 5 | 11.1 | 5 | 11.7 | -4.4 | 14.4 | 10 | 2.2 | -1.1 | -6.3 | -17.6 | 1.1 | -5.6 | 8.3 | 0 | -7.2 | -7.8 | -14.4 | -21.7 | -9.6 | -15.8 | -17.1 | -20.7 | -13.9 | -21.1
-4 | -8 | -23.9 | -26.1 | 5 | 0.6 | 2.2 | -6.7 | -6.8 | -15.5 | 13.3 | 2.2 | 0 | -7 | 5.6 | 4.4 | 13.3 | 10.6 | 10 | 3.9 | 9.4 | 4.4 | 5 | 1.7 | -0.7 | -3.8 | -10.6 | -16.1 | 15 | 11 | 19.4 | 13.9 | 21.7 | 16.7 | 8.9 | 7.2 | 18.9 | 13.3 | 7.8 | 2.8 | 22.2 | 17.2 | 1.7 | -2.5 | -2.2 | -4.4 | 0 | -7.8 | -3.3 | -6.1 | -0.6 | -3.3 | -2.2 | -4.4 | 1.3 | -1.1 | 8.9 | -1.1 | -2.2 | -9.4 | -19 | -21 | -11.7 | -16.1 | -4.4 | -8.9 | 0.6 | -9.4 | -6.1 | -8.9 | -15.6 | -17.8 | -18.9 | -25 | -22.2 | -25.6 | 2.8 | -4.9 | 2.8 | -1.9 | 2.2 | -4.2 | 4 | -2.9 | -11.3 | -15.5 | -12.4 | -16 | 7.2 | 0 | 15.6 | 12.8 | -2.2 | -10 | -19.4 | -22.2 | -10.3 | -14.9 | 2.2 | -10.6 | -20.6 | -23.3 | 3.3 | -13.9 | 13.3 | -12.2 | -4.4 | -13.9 | -6.7 | -16.7 | -6.7 | -10 | 2.2 | -11.7 | -8.9 | -13.3 | -12.2 | -17.8 | -8 | -12 | 5.6 | 2.8 | 5 | 2.2 | 0 | -3.3 | -11.7 | -18.9 | -18 | -23 | 7.2 | -1.1 | 0 | -11.1 | -10 | -12.8 | -3.9 | -17.2 | -12.2 | -15.6 | -4.4 | -5.6 | 1.3 | 0.3 | 10 | 5 | 9.8 | 5 | 8.3 | -0.6 | 13.3 | 9.4 | 2.2 | -1.1 | -7.8 | -19.4 | 1.1 | -7.8 | 8.3 | -0.6 | -6.7 | -7.2 | -15.2 | -21.3 | -10 | -17.2 | -17.4 | -20.7 | -15 | -21.1
-3 | -7 | -22.2 | -25 | 2.8 | -1.7 | 0 | -6.1 | -8.3 | -17.8 | 12.2 | 2.8 | 0 | -7 | 5 | 4.4 | 13.3 | 11.7 | 9.3 | 3.9 | 8.9 | 5.6 | 4.6 | 1.3 | -1.1 | -4.4 | -11.7 | -17.2 | 14 | 11 | 19.4 | 13.3 | 20.6 | 16.7 | 7.2 | 5.7 | 17.8 | 13.9 | 6.1 | 1.7 | 22.2 | 17.2 | 1.1 | -2.8 | -4.4 | -5.6 | 1.1 | -7.2 | -3.5 | -6 | 0 | -2.8 | -2.8 | -4.6 | 1 | -1.2 | 8.3 | -2.2 | -2.2 | -10 | -20 | -24 | -12.2 | -15.6 | -5.6 | -10.6 | 0 | -9.4 | -6.7 | -8.8 | -15 | -17.8 | -19.4 | -25 | -22.8 | -26.1 | 2.2 | -5 | 2.2 | -1.9 | 1.7 | -3.9 | 3.7 | -2.9 | -7.8 | -12.2 | -11.7 | -15.6 | 6.1 | 0.6 | 15.8 | 13.1 | -2.8 | -9.4 | -18.9 | -21.7 | -11.3 | -15.7 | 0.6 | -10 | -21.1 | -24.4 | 0.6 | -11.1 | 8.3 | -12.2 | -5 | -15 | -7.2 | -16.7 | -7.1 | -10.1 | 2.2 | -11.7 | -10 | -13.9 | -12.2 | -17.8 | -8 | -11 | 5.2 | 2.6 | 5.4 | 2.2 | 3.3 | -4.4 | -11.7 | -19.4 | -17 | -24 | 6.7 | -2.2 | -1.7 | -8.3 | -12.2 | -14.4 | -5.6 | -15.6 | -11.7 | -15 | -3.9 | -5.6 | 1.5 | 0.2 | 10 | 4.4 | 8.5 | 4.7 | 7.2 | 2.2 | 13.3 | 9.4 | 2.2 | -1.7 | -8.5 | -17.3 | 0.6 | -8.3 | 8.3 | 6.1 | -10 | -10.6 | -15.9 | -21.8 | -11.3 | -16.3 | -17.8 | -21.1 | -13.9 | -21.1
-3 | -6 | -23.3 | -26.1 | 2.2 | -2.8 | -1.7 | -6.7 | -8.5 | -16.4 | 11.1 | 2.8 | 0 | -7 | 5 | 4.4 | 12.8 | 10.6 | 8.5 | 3.6 | 9.4 | 6.1 | 4.3 | 1 | -2.2 | -5 | -11.7 | -17.2 | 13 | 11 | 20 | 15 | 20.6 | 17.8 | 5.6 | 4.4 | 15.6 | 13.9 | 3.9 | -0.6 | 21.7 | 16.7 | 0.6 | -3.3 | -3.9 | -5.6 | 0.6 | -6.7 | -3.7 | -6.2 | 1.7 | -2.2 | -3.3 | -4.9 | 0.6 | -1.7 | 8.3 | -2.2 | -2.2 | -10.6 | -19 | -21 | -12.8 | -15.6 | -6.7 | -11.1 | 0 | -10 | -7.2 | -8.9 | -14.4 | -16.7 | -18.9 | -24.4 | -22.8 | -26.1 | 1.7 | -6.1 | 1.7 | -2.2 | 1.1 | -4.4 | 3.3 | -3.3 | -3.5 | -8.7 | -11.9 | -15.5 | 6.1 | 0.6 | 15.9 | 13.4 | -3.9 | -7.2 | -18.9 | -21.7 | -12.2 | -16.7 | 0 | -9.4 | -23.3 | -26.1 | 1.1 | -12.8 | 5.6 | -9.4 | -5.6 | -13.9 | -7.8 | -16.7 | -7.4 | -10.4 | 2.2 | -11.7 | -10.6 | -14.4 | -12.2 | -16.1 | -9 | -12 | 4.8 | 2.5 | 5.7 | 2.2 | 2.8 | -7.2 | -11.7 | -18.9 | -20 | -25 | 6.1 | 1.1 | -2.2 | -8.3 | -10.6 | -13.9 | -6.7 | -13.3 | -11.7 | -15.6 | -7.8 | -8.3 | 1.7 | 0 | 9.4 | 4.4 | 7.2 | 4.4 | 6.1 | 2.8 | 13.3 | 9.4 | 1.7 | -0.6 | -9.3 | -16.9 | 1.1 | -8.3 | 7.8 | 6.1 | -9.4 | -10.6 | -16.7 | -22.8 | -12.6 | -16.6 | -17.4 | -20.7 | -15 | -21.7
-5 | -9 | -22.8 | -25.6 | 1.1 | -3.9 | -2.2 | -7.8 | -8.7 | -15.9 | 9.4 | 3.9 | 0 | -7 | 5.6 | 4.4 | 12.8 | 10.6 | 7.8 | 3.3 | 8.3 | 5.6 | 3.9 | 0.6 | -3.3 | -5.9 | -11.1 | -16.7 | 12 | 11 | 19.4 | 15.6 | 20.6 | 18.3 | 3.9 | 2.8 | 15 | 13.3 | 3.3 | -1.7 | 21.1 | 16.1 | 1.1 | -3 | -4.4 | -6.1 | 0 | -5.6 | -3.9 | -6.7 | 1.7 | -2.2 | -3.9 | -5.6 | 0.4 | -1.7 | 7.2 | -3.3 | -2.8 | -10.6 | -20 | -24 | -16.7 | -16.7 | -7.8 | -9.4 | -0.6 | -9.4 | -7.8 | -9.4 | -14.4 | -17.2 | -19.4 | -24.4 | -24.4 | -27.8 | 0.9 | -5.5 | 0.8 | -2 | 0.7 | -3.7 | 2.9 | -2.7 | 0.7 | -6.3 | -12 | -15.7 | 6.7 | 1.1 | 16.1 | 13.9 | -5 | -6.7 | -18.9 | -22.2 | -13.1 | -16.8 | 0.6 | -10 | -22.8 | -26.1 | 0 | -12.2 | 4.4 | -9.4 | -7.8 | -11.7 | -7.8 | -17.2 | -7.8 | -11.1 | 2.2 | -12.2 | -10.6 | -13.9 | -12.8 | -16.7 | -10 | -13 | 4.4 | 2.2 | 6.1 | 2.2 | 1.7 | -9.4 | -13.9 | -20 | -21 | -26 | 6.1 | 0.6 | -2.8 | -8.3 | -10.6 | -13.3 | -7.2 | -12.8 | -12.8 | -16.1 | -10 | -10.6 | 1.9 | 0.3 | 8.3 | 5 | 6.8 | 4.5 | 5.6 | 2.2 | 12.2 | 9.4 | 1.1 | 0 | -10 | -17.2 | 0.6 | -8.9 | 7.8 | 5.6 | -11.1 | -11.7 | -17.1 | -22.4 | -13.9 | -17.2 | -17.1 | -20.7 | -14.4 | -21.1
-6 | -10 | -20.6 | -23.3 | 1.1 | -3.3 | -2.2 | -11.1 | -8.9 | -16.7 | 9.4 | 3.9 | -1 | -6 | 5 | 4.4 | 12.8 | 9.4 | 6.7 | 3.3 | 7.2 | 5.6 | 3.5 | 0.4 | -4.4 | -7.2 | -8.3 | -15.6 | 11 | 10 | 18.3 | 16.1 | 20.6 | 18.3 | 3.3 | 2.4 | 15 | 13.3 | 2.8 | -2.2 | 21.1 | 16.1 | 1.7 | -2.8 | -2.8 | -4.4 | -0.6 | -5 | -3.9 | -6.4 | 0 | -3.3 | -3.7 | -5.1 | 0.2 | -2.1 | 6.1 | -3.3 | -2.8 | -10.6 | -19 | -21 | -17.2 | -17.3 | -8.3 | -11.1 | 0 | -9.4 | -9.3 | -10.7 | -13.9 | -16.7 | -18.9 | -23.3 | -23.9 | -26.7 | 0.2 | -5.5 | -0.2 | -2.2 | 0.4 | -3.6 | 2.6 | -2.2 | 5 | -5 | -12.2 | -16.7 | 6.1 | 0.6 | 16.1 | 14 | -4.4 | -7.8 | -18.3 | -21.1 | -14.1 | -17.3 | 0 | -10 | -23.9 | -26.7 | 0 | -11.1 | 1.7 | -10 | -8.3 | -17.2 | -8.3 | -17.2 | -7.8 | -10.6 | 1.7 | -11.7 | -11.7 | -14.4 | -13.3 | -18.9 | -10 | -13 | 4 | 1.9 | 5.5 | 2 | 0 | -11.1 | -13.9 | -21.1 | -21 | -26 | 6.1 | 0 | -3.9 | -8.9 | -11.1 | -13.9 | -7.2 | -11.7 | -12.8 | -17.8 | -6.1 | -6.7 | 2 | 0.7 | 8.3 | 5 | 6.5 | 4.5 | 7.8 | 1.1 | 12.2 | 9.4 | 1.1 | 0 | -10.6 | -16.2 | 0.6 | -8.9 | 7.2 | 6.7 | -10.6 | -11.1 | -17.4 | -22.6 | -13.9 | -16.3 | -16.7 | -21.1 | -13.9 | -21.7
-8 | -11 | -21.1 | -23.9 | 0 | -5.6 | -2.8 | -11.7 | -8.5 | -16.4 | 9.4 | 3.9 | -1 | -7 | 5.6 | 4.4 | 12.2 | 7.8 | 5.5 | 3 | 5 | 3.3 | 2.7 | -0.1 | -2.9 | -6.6 | -10 | -16.1 | 11 | 10 | 17.8 | 16.7 | 21.1 | 18.9 | 2.8 | 2.1 | 16.7 | 14.4 | 1.1 | -4.4 | 20.6 | 15.6 | 2.2 | -3.3 | -5.6 | -6.7 | -1.1 | -4.4 | -3.9 | -6.4 | 0 | -3.3 | -3.5 | -4.6 | 0 | -2.8 | 5.6 | -3.3 | -3.3 | -11.1 | -18 | -21 | -17.8 | -17.8 | -10 | -12.8 | 0.6 | -8.3 | -10.7 | -12.1 | -13.9 | -16.7 | -19.4 | -23.3 | -23.9 | -26.7 | -0.6 | -6.7 | -1.1 | -2.8 | 0 | -3.9 | 2.2 | -2.2 | 4.8 | -4.2 | -12.8 | -16.2 | 6.7 | 0.6 | 16.1 | 14.3 | -5.6 | -8.3 | -21.1 | -23.3 | -15 | -18.3 | -1.1 | -10.6 | -23.9 | -26.7 | -1.7 | -10.6 | 2.2 | -10 | -8.9 | -16.1 | -8.3 | -17.2 | -7.8 | -10.3 | 1.1 | -11.1 | -11.7 | -14.4 | -13.9 | -18.9 | -9 | -12 | 3.7 | 1.6 | 5 | 1.8 | -1.1 | -11.7 | -14.4 | -22.8 | -21 | -26 | 5.6 | -0.6 | -5 | -9.4 | -11.7 | -13.9 | -7.8 | -12.2 | -15.6 | -17.2 | -2.2 | -2.8 | 2.2 | 1.1 | 8.9 | 6.1 | 6.1 | 4.4 | 5.6 | 1.7 | 12.2 | 9.4 | 0.6 | -1.1 | -11.1 | -16.2 | 1.7 | -8.3 | 6.7 | 6.1 | -11.1 | -12.2 | -17.8 | -23.3 | -13.9 | -15.9 | -16.3 | -19.8 | -12.8 | -20.6
-7 | -11 | -22.2 | -25 | -0.6 | -5.6 | -3.9 | -13.3 | -8.2 | -17.2 | 8.9 | 3.9 | -1 | -7 | 5 | 4.4 | 12.8 | 7.2 | 4.4 | 2.8 | 4.4 | 3.3 | 1.9 | -0.6 | -1.5 | -6.8 | -10.6 | -16.7 | 11 | 10 | 17.8 | 16.7 | 21.1 | 19.4 | 2.2 | 1.7 | 16.7 | 14.4 | 0 | -6.7 | 21.7 | 15 | 1.7 | -3 | -2.2 | -5.6 | -1.1 | -3.9 | -3.9 | -6.7 | -2.8 | -3.9 | -3.3 | -4.4 | 0 | -2.1 | 5 | -3.9 | -3.9 | -11.1 | -18 | -21 | -18.3 | -18.3 | -10 | -12.2 | 1.1 | -8.3 | -12.2 | -13.9 | -13.9 | -16.7 | -18.9 | -23.3 | -23.9 | -26.1 | -1.1 | -6.2 | -0.9 | -2.6 | -0.6 | -3.6 | 2.4 | -2 | 4.6 | -3.9 | -13.3 | -16.1 | 6.1 | 1.1 | 16.1 | 14.4 | -5.6 | -9.4 | -22.2 | -24.4 | -13.7 | -16.9 | -0.6 | -11.1 | -25 | -27.8 | -2.2 | -10.6 | 2.8 | -10 | -8.9 | -18.3 | -8.9 | -17.2 | -7.8 | -10.6 | 0.6 | -11.7 | -12.8 | -15 | -14.4 | -20 | -8 | -11 | 3.3 | 1.1 | 4.4 | 1.7 | -2.2 | -13.3 | -14.4 | -24.4 | -21 | -25 | 6.1 | -0.6 | -5 | -8.9 | -10.6 | -13.3 | -8.3 | -12.2 | -16.1 | -17.8 | -1.7 | -2.2 | 2.2 | 1.2 | 8.3 | 6.7 | 5.9 | 4.2 | 5 | 1.7 | 11.7 | 9.4 | 0.6 | -1.1 | -11.7 | -16.7 | 1.7 | -7.8 | 6.7 | 5.6 | -8.9 | -10 | -17.8 | -22.6 | -13.9 | -15.6 | -16 | -18.9 | -12.8 | -20
-7 | -10 | -22.8 | -26.1 | -1.1 | -5.6 | -4.4 | -15 | -7.8 | -19.4 | 7.8 | 3.9 | -1 | -7 | 5 | 3.9 | 11.7 | 6.7 | 4 | 2.4 | 5 | 3.9 | 1.3 | -0.9 | 0 | -7.8 | -11.7 | -16.7 | 11 | 9 | 17.8 | 17.2 | 21.7 | 19.4 | 3.3 | 2.6 | 16.7 | 14.4 | -1.1 | -7.8 | 21.7 | 13.9 | 1.1 | -3.3 | -3.3 | -5.6 | -1.1 | -3.9 | -4.1 | -6.4 | -6.1 | -6.7 | -3.1 | -4.2 | 0 | -1.7 | 3.9 | -4.4 | -3.9 | -11.1 | -18 | -21 | -19.4 | -19.4 | -10 | -11.7 | 1.1 | -7.8 | -15 | -17.1 | -13.9 | -16.7 | -18.9 | -22.8 | -22.2 | -25.6 | -1.7 | -6.8 | -0.8 | -2.9 | -1.1 | -3.5 | 2.6 | -2 | 4.4 | -4.4 | -13.9 | -16.7 | 4.4 | 3.3 | 15.2 | 13.9 | -5.6 | -8.9 | -21.1 | -23.3 | -12.4 | -16.1 | -1.7 | -11.1 | -23.9 | -26.7 | -2.2 | -10 | 0 | -10 | -9.4 | -16.7 | -8.9 | -17.2 | -7.6 | -10 | 0 | -10 | -13.3 | -16.1 | -15 | -21.1 | -8 | -10 | 2.9 | 0.9 | 4.4 | 1.6 | -3.3 | -13.3 | -15 | -23.3 | -21 | -25 | 6.1 | -2.2 | -6.1 | -9.4 | -10.6 | -13.3 | -8.3 | -11.7 | -19.4 | -21.7 | -1.7 | -2.2 | 2.2 | 1.5 | 7.8 | 6.1 | 5.8 | 4.1 | 3.9 | 1.7 | 11.7 | 9.4 | 0.6 | -1.1 | -12.4 | -16 | 2.2 | -7.2 | 6.1 | 5 | -6.7 | -7.8 | -17.8 | -22.4 | -13.7 | -15.2 | -15.6 | -18.3 | -11.1 | -20
-6 | -10 | -21.7 | -23.9 | -2.2 | -6.1 | -5 | -14.4 | -7.6 | -18.2 | 7.2 | 3.3 | -1 | -7 | 4.4 | 3.3 | 9.4 | 7.8 | 3.7 | 2.1 | 3.9 | 2.8 | 0.8 | -1.3 | -0.6 | -6.6 | -11.1 | -17.8 | 10 | 9 | 17.8 | 17.2 | 20.6 | 19.4 | 4.5 | 3.6 | 17.2 | 14.4 | -1.1 | -7.8 | 21.1 | 12.8 | 0.6 | -3.9 | -3.3 | -5.6 | -0.6 | -3.3 | -4.2 | -6.4 | -7.8 | -8.3 | -3 | -4.4 | 0 | -1.7 | 3.9 | -5.6 | -4.4 | -11.1 | -18 | -21 | -21.1 | -21.1 | -12.8 | -13.9 | 0.6 | -7.8 | -17.8 | -20.6 | -13.3 | -16.7 | -18.9 | -22.8 | -21.7 | -25 | -2.2 | -7.8 | -0.6 | -3.3 | -1.7 | -3.9 | 2.8 | -2.2 | 4.6 | -3.7 | -13.9 | -16.6 | 4.4 | 3.9 | 14.2 | 13.4 | -7.2 | -9.4 | -23.3 | -25.6 | -11.1 | -15.6 | -1.1 | -10 | -25 | -27.8 | -2.2 | -10 | 2.2 | -10 | -9.4 | -19.4 | -8.9 | -17.2 | -7.4 | -9.8 | 0 | -9.4 | -13.9 | -16.7 | -15 | -21.1 | -8 | -11 | 2.6 | 0.6 | 4.4 | 1.6 | -3.9 | -13.3 | -15.6 | -25.6 | -21 | -26 | 6.7 | -3.3 | -6.7 | -10 | -10 | -13.3 | -8.9 | -11.7 | -18.3 | -20.6 | -1.7 | -2.2 | 2.2 | 1.7 | 7.8 | 5.6 | 5.6 | 3.9 | 2.8 | 1.1 | 11.7 | 9.4 | 0 | -2.2 | -13.2 | -15.9 | 2.2 | -7.2 | 5.6 | 5 | -5 | -5.6 | -17.8 | -22.8 | -13.5 | -15 | -15.4 | -17.9 | -12.2 | -18.3
-3 | -7 | -21.7 | -23.9 | -2.8 | -6.7 | -6.7 | -16.7 | -7.4 | -18.1 | 6.7 | 3.3 | -2 | -7 | 4.4 | 3.9 | 11.7 | 8.9 | 3.3 | 1.7 | 3.9 | 2.8 | 0.4 | -2 | -1.1 | -6.2 | -11.1 | -18.3 | 10 | 9 | 17.8 | 17.2 | 21.7 | 19.4 | 5.6 | 4.4 | 17.2 | 14.4 | -1.7 | -8.3 | 21.1 | 12.2 | 0 | -3.4 | -4.4 | -7.2 | 0 | -3.3 | -4.4 | -6.7 | -9.4 | -10 | -2.8 | -4.4 | -0.2 | -1.5 | 2.2 | -6.1 | -5 | -11.7 | -19 | -21 | -20 | -20 | -12.8 | -13.9 | 0.6 | -7.2 | -20.6 | -24.4 | -14.4 | -16.7 | -19.4 | -22.8 | -21.7 | -24.4 | -2.2 | -6.7 | -0.8 | -3 | -2.1 | -3.3 | 2.6 | -1.9 | 4.8 | -3.5 | -13.9 | -17 | 5 | 4.4 | 13.3 | 12.8 | -6.7 | -8.9 | -23.3 | -25 | -11.5 | -16 | -1.1 | -10 | -25 | -27.8 | -3.3 | -10 | 0.6 | -11.1 | -9.4 | -18.3 | -8.9 | -17.2 | -7.2 | -10 | 0 | -9.4 | -14.4 | -16.7 | -15.6 | -20.6 | -9 | -12 | 2.2 | 0.6 | 4.4 | 1.7 | -5 | -13.3 | -16.7 | -26.7 | -20 | -24 | 6.7 | -2.8 | -6.7 | -10.6 | -10.6 | -13.3 | -8.9 | -11.7 | -17.8 | -20 | -2.8 | -2.8 | 2.6 | 2 | 5 | 3.3 | 6.1 | 4.4 | 2.2 | 0.6 | 11.7 | 9.4 | -0.6 | -3.9 | -13.9 | -16.1 | 2.2 | -6.7 | 6.1 | 5.6 | -5 | -5.6 | -17.4 | -22.6 | -13.3 | -15 | -15.2 | -17.6 | -10.6 | -17.2
-5 | -8 | -21.7 | -23.9 | -3.3 | -6.7 | -7.2 | -17.2 | -7.2 | -19.4 | 6.1 | 3.3 | -2 | -7 | 4.4 | 4.4 | 9.4 | 7.2 | 3.5 | 1.9 | 3.3 | 2.8 | 0.2 | -2 | -1.7 | -6.7 | -11.7 | -17.8 | 9 | 9 | 17.8 | 17.8 | 21.1 | 18.9 | 6 | 5 | 17.2 | 14.4 | -2.2 | -11.7 | 21.1 | 11.7 | -0.5 | -3.3 | -3.3 | -6.7 | 0 | -3.3 | -4.6 | -6.6 | -8.9 | -9.4 | -3 | -4.5 | -0.4 | -1.5 | 2.2 | -7.2 | -6.1 | -13.3 | -19 | -21 | -21.1 | -21.1 | -14.4 | -16.1 | 1.1 | -5 | -18.9 | -21.9 | -13.9 | -16.1 | -20 | -22.8 | -20.6 | -24.4 | -2.2 | -6.4 | -0.9 | -3 | -2.4 | -3 | 2.4 | -1.5 | 5 | -3.9 | -13.9 | -17.8 | 6.1 | 5 | 12.2 | 11.9 | -8.3 | -8.9 | -23.3 | -25.6 | -11.8 | -16.7 | -2.2 | -10.6 | -25 | -28.3 | -4.4 | -11.1 | 1.1 | -10 | -10 | -18.3 | -8.9 | -16.7 | -7 | -9.8 | -0.6 | -8.3 | -15.6 | -17.8 | -15.6 | -20.6 | -8 | -11 | 1.7 | -0.1 | 4.2 | 1.4 | -5 | -13.3 | -17.8 | -27.2 | -18 | -23 | 6.7 | -2.2 | -7.8 | -11.7 | -10.6 | -13.3 | -8.9 | -11.1 | -18.3 | -20 | -3.3 | -3.3 | 2.9 | 2.3 | 4.4 | 2.2 | 6.7 | 5 | 1.7 | 0 | 11.1 | 9.4 | -1.7 | -5 | -14.3 | -16.3 | 1.1 | -6.7 | 5.6 | 5 | -4.4 | -5 | -17.1 | -22.8 | -13.5 | -14.9 | -15 | -17.8 | -10.6 | -18.3
-3 | -7 | -20.6 | -23.3 | -3.9 | -5.6 | -8.3 | -17.8 | -7.9 | -17.2 | 6.1 | 2.8 | -1 | -8 | 4.4 | 2.8 | 9.4 | 7.2 | 3.7 | 2.1 | 4.4 | 3.9 | -0.5 | -2.4 | -0.8 | -5.7 | -12.2 | -17.8 | 9 | 9 | 17.8 | 17.2 | 21.1 | 18.9 | 6.3 | 5.3 | 17.2 | 14.4 | -2.8 | -12.2 | 20.6 | 10.6 | -1.1 | -3.9 | -5 | -5.6 | -1.7 | -5 | -4.8 | -6.8 | -9.4 | -10 | -3.1 | -4.6 | -0.6 | -1.7 | 1.1 | -7.2 | -6.1 | -13.9 | -19 | -21 | -21.1 | -22.2 | -14.4 | -16.7 | 1.1 | -3.3 | -17.3 | -19.8 | -11.7 | -15 | -20 | -22.8 | -20 | -23.3 | -2.2 | -6.7 | -1.1 | -3.3 | -2.8 | -2.8 | 2.2 | -1.7 | 5 | -3.6 | -14.5 | -17.6 | 6.7 | 5.6 | 11.1 | 11 | -7.2 | -8.9 | -23.3 | -28.9 | -12.2 | -18.3 | -5.6 | -11.7 | -24.4 | -27.8 | -3.9 | -11.7 | 1.1 | -10.6 | -11.1 | -17.2 | -8.9 | -16.7 | -6.9 | -10.3 | -1.1 | -7.8 | -15.6 | -17.2 | -16.1 | -20.6 | -8 | -11 | 1.1 | -0.6 | 4.1 | 1.3 | -6.1 | -13.3 | -17.8 | -26.7 | -18 | -23 | 6.7 | -2.8 | -7.2 | -11.1 | -11.1 | -13.3 | -9.4 | -11.7 | -19.4 | -21.1 | -4.4 | -4.4 | 3.3 | 2.8 | 5 | 1.1 | 7.2 | 5.6 | 1.1 | 0 | 11.1 | 9.4 | -2.8 | -5 | -14.6 | -16.6 | 1.1 | -7.2 | 5.6 | 5 | -5 | -5.6 | -16.7 | -23.9 | -13.7 | -14.8 | -13.9 | -16.6 | -11.1 | -18.3
-3 | -7 | -20 | -23.3 | -4.4 | -6.1 | -8.3 | -18.3 | -8.7 | -16.4 | 5.6 | 2.2 | -2 | -8 | 3.9 | 3.3 | 8.9 | 6.1 | 3.9 | 2.2 | 3.3 | 2.8 | -0.6 | -2.8 | 0.2 | -5.5 | -9.4 | -16.1 | 9 | 8 | 17.2 | 17.2 | 20.6 | 18.9 | 6.7 | 5.6 | 17.2 | 15 | -3.3 | -12.2 | 21.1 | 11.7 | -0.4 | -2.9 | -3.9 | -5 | -2.8 | -5 | -5 | -7.2 | -10 | -10 | -3.3 | -5 | -0.4 | -1 | 0.6 | -7.2 | -6.7 | -14.4 | -19 | -21 | -19.4 | -21.1 | -13.9 | -15.6 | 1.1 | -2.8 | -15.6 | -17.8 | -11.7 | -15 | -20.6 | -22.8 | -19.4 | -23.3 | -2 | -5.6 | -1.7 | -4.1 | -1.9 | -2.5 | 2.8 | -1.7 | 5 | -3.6 | -15 | -17.8 | 5.6 | 5 | 10 | 10 | -7.8 | -9.4 | -22.8 | -26.1 | -12 | -17.4 | -5 | -11.1 | -26.7 | -30 | -4.4 | -11.1 | 1.7 | -10.6 | -11.1 | -18.3 | -8.9 | -16.7 | -6.7 | -11.1 | -0.6 | -7.2 | -15.6 | -17.8 | -16.1 | -20 | -7 | -12 | 0.6 | -1.1 | 3.9 | 1.1 | -6.1 | -13.3 | -17.8 | -27.2 | -18 | -23 | 5.6 | -0.6 | -8.3 | -11.7 | -11.1 | -13.3 | -9.4 | -11.7 | -19.4 | -21.1 | -6.1 | -6.1 | 3.9 | 2.6 | 3.9 | 2.2 | 8.1 | 5.8 | 3.3 | 0.6 | 10.6 | 9.4 | -6.1 | -7.8 | -15 | -17.2 | 1.7 | -6.7 | 5.6 | 4.4 | -5 | -5.6 | -16.1 | -22.2 | -13.9 | -15 | -12.8 | -15.9 | -9.4 | -17.2
-6 | -9 | -19.4 | -22.8 | -3.3 | -5 | -8.9 | -19.4 | -9.4 | -16.7 | 5.6 | 1.7 | -2 | -8 | 3.9 | 3.3 | 12.8 | 5.6 | 5 | 2.7 | 3.9 | 3.3 | 2 | -1 | 1.1 | -6.1 | -10 | -16.7 | 11 | 9 | 18.3 | 17.8 | 21.1 | 19.4 | 7.1 | 6.2 | 17.2 | 15 | -3.3 | -12.2 | 21.7 | 10.6 | 0.4 | -2.3 | -3.3 | -5 | -2.8 | -5.6 | -5.4 | -7.3 | -7.8 | -7.8 | -2.2 | -3.7 | -0.2 | -0.6 | 1.1 | -7.8 | -6.7 | -14.4 | -19 | -21 | -20 | -21.1 | -14.4 | -16.1 | 0.6 | -2.8 | -15 | -17.1 | -11.1 | -14.4 | -21.1 | -23.3 | -19.4 | -22.8 | -1.9 | -5.1 | -2.2 | -5.1 | -0.9 | -2.2 | 3.3 | -2.3 | 5 | -4.4 | -15.6 | -18.3 | 6.1 | 5.6 | 10 | 10 | -5 | -9.4 | -22.2 | -25.6 | -11.9 | -17.3 | -3.9 | -10.6 | -24.4 | -27.8 | -2.2 | -10.6 | 0.6 | -10 | -12.2 | -19.4 | -8.9 | -16.1 | -6.7 | -10.8 | -0.6 | -6.1 | -15 | -17.2 | -16.1 | -20 | -8 | -11 | 0.8 | -0.8 | 4.1 | 1.1 | -5.6 | -13.3 | -18.9 | -27.2 | -18 | -23 | 5 | 3.3 | -6.7 | -10.6 | -11.7 | -13.3 | -9.4 | -11.7 | -17.8 | -20.6 | -8.3 | -8.9 | 4.4 | 2.4 | 6.1 | 2.8 | 9.1 | 6 | 4.4 | -1.1 | 11.1 | 8.9 | -8.3 | -10 | -12.4 | -15.7 | 1.7 | -6.1 | 5.6 | 4.4 | -6.1 | -6.7 | -15.6 | -21.4 | -13.2 | -14.2 | -11.7 | -15.6 | -8.9 | -17.8
-5 | -8 | -18.3 | -23.3 | 0 | -6.7 | -10.6 | -20.6 | -7.2 | -13.9 | 6.7 | 2.2 | -2 | -7 | 4.4 | 2.8 | 15.6 | 6.7 | 6.1 | 2.9 | 7.2 | 5 | 4.6 | 0.7 | 3.3 | -4.3 | -9.4 | -13.9 | 12 | 11 | 18.3 | 18.3 | 22.8 | 20 | 7.4 | 6.7 | 19.4 | 16.7 | -3.3 | -11.7 | 22.2 | 12.8 | 1.1 | -2.2 | -4.4 | -5.6 | -1.1 | -5 | -5.7 | -7.3 | -7.2 | -7.2 | -1.1 | -2.5 | 0 | 0 | 2.2 | -7.2 | -6.1 | -13.9 | -18 | -21 | -18.9 | -20.6 | -10 | -12.2 | 0.6 | -2.8 | -14.5 | -16.8 | -11.1 | -15 | -20.6 | -22.8 | -17.2 | -21.1 | -1.7 | -5 | -2.8 | -6.7 | 0 | -2.2 | 3.9 | -3.3 | 5 | -3.6 | -14.1 | -17.1 | 6.7 | 5.6 | 10 | 10 | -2.8 | -7.2 | -20.6 | -23.3 | -11.7 | -17.8 | -1.1 | -10.6 | -21.7 | -24.4 | 1.1 | -10.6 | 5.6 | -10.6 | -11.1 | -18.9 | -8.3 | -15.6 | -6.7 | -10.9 | 0 | -5 | -13.9 | -16.1 | -15.6 | -19.4 | -11 | -13 | 0.9 | -0.8 | 4.2 | 1 | -4.4 | -12.2 | -18.9 | -26.7 | -17 | -23 | 5.6 | 3.9 | -3.9 | -8.3 | -10.6 | -13.3 | -8.9 | -11.1 | -14.4 | -16.1 | -8.9 | -10 | 5 | 2.2 | 7.8 | 1.7 | 10 | 6.1 | 5 | -1.1 | 11.7 | 8.9 | -7.2 | -8.3 | -9.8 | -14.4 | 1.7 | -5.6 | 6.1 | 2.8 | -6.1 | -6.7 | -15 | -21.1 | -12.4 | -13.3 | -10.9 | -14.8 | -9.4 | -15.6
-3 | -7 | -18.3 | -21.7 | 1.7 | -7.8 | -11.1 | -22.8 | -5 | -12 | 9.4 | 2.8 | -1 | -7 | 4.4 | 2.8 | 18.3 | 6.7 | 7.2 | 3.3 | 7.8 | 5.6 | 7.2 | 2.2 | 5.6 | -3.5 | -8.3 | -13.3 | 14 | 11 | 18.9 | 18.9 | 24.4 | 18.9 | 7.8 | 7.2 | 20 | 16.7 | -1.7 | -11.1 | 22.8 | 12.8 | 2.2 | -1.9 | -3.3 | -4.4 | 0 | -5.6 | -6.1 | -7.8 | -6.7 | -6.7 | 0 | -1.7 | 0 | -0.4 | 3.9 | -7.2 | -3.9 | -13.9 | -18 | -21 | -17.8 | -18.9 | -6.7 | -10.6 | 0.6 | -4.4 | -13.9 | -16.7 | -11.1 | -15 | -18.3 | -21.7 | -15.6 | -20 | 0.3 | -3.5 | -2.2 | -5.7 | 1.5 | -2 | 4.8 | -3.3 | 5 | -3.6 | -12.6 | -16 | 7.2 | 6.1 | 10 | 10 | 1.1 | -5 | -18.9 | -21.7 | -10 | -16.6 | 1.1 | -10 | -16.7 | -19.4 | 3.3 | -8.3 | 7.2 | -9.4 | -11.1 | -18.9 | -7.8 | -15 | -6.7 | -11.7 | 0 | -4.4 | -11.7 | -14.4 | -15 | -20 | -11 | -14 | 1.1 | -0.6 | 4.4 | 1.1 | -3.9 | -12.8 | -17.8 | -26.7 | -17 | -22 | 5.6 | 3.9 | 1.7 | -6.1 | -10 | -13.3 | -6.1 | -8.9 | -10 | -13.3 | -6.7 | -7.8 | 5.4 | 2 | 8.3 | 1.1 | 11.5 | 5 | 5.6 | -1.7 | 12.2 | 8.3 | -5 | -8.9 | -7.2 | -14.4 | 1.7 | -4.4 | 5.6 | 2.2 | -5.6 | -6.1 | -13.5 | -19.3 | -11.7 | -12.8 | -10.2 | -14.6 | -8.3 | -13.9
-1 | -5 | -17.8 | -20.6 | 3.3 | -7.2 | -12.2 | -20 | -2.8 | -11.1 | 12.2 | 3.3 | 0 | -7 | 4.4 | 3.3 | 20.6 | 5 | 9.2 | 3.6 | 8.3 | 6.1 | 9.4 | 2.7 | 7.8 | -3.3 | -6.7 | -13.3 | 18 | 12 | 19.4 | 19.4 | 25.6 | 18.3 | 8.3 | 7.6 | 21.7 | 17.8 | -0.6 | -11.1 | 25 | 12.2 | 3.3 | -1.8 | -2.2 | -3.3 | 1.1 | -5 | -5.2 | -7.2 | -6.1 | -6.1 | 0.4 | -1.2 | 0 | -0.6 | 5.6 | -7.2 | -3.9 | -13.9 | -17 | -20 | -16.1 | -17.2 | -5 | -15.6 | 0.6 | -5 | -12.8 | -15.4 | -10 | -14.4 | -16.7 | -21.1 | -13.3 | -17.8 | 2.4 | -2.7 | -1.7 | -5.4 | 2.9 | -2.5 | 5.8 | -3.6 | 5 | -3.9 | -11.1 | -15.6 | 7.2 | 6.1 | 11.3 | 11 | 2.8 | -5.6 | -12.2 | -14.4 | -8.4 | -16.3 | 2.8 | -9.4 | -12.8 | -16.1 | 3.9 | -8.9 | 11.7 | -9.4 | -10 | -18.3 | -6.7 | -14.4 | -6.7 | -11.1 | 0.6 | -3.3 | -8.9 | -13.3 | -13.9 | -19.4 | -10 | -13 | 2.2 | -0.8 | 4.8 | 1.5 | -2.2 | -13.3 | -16.7 | -27.2 | -17 | -22 | 6.1 | 5 | 4.4 | -6.1 | -10 | -13.3 | -2.8 | -9.4 | -7.8 | -13.3 | -3.3 | -5.6 | 5.7 | 1.8 | 9.4 | 1.1 | 12.9 | 2.7 | 7.2 | -1.1 | 12.8 | 7.8 | -3.3 | -7.2 | -5.5 | -13.8 | 1.7 | -3.9 | 6.7 | 2.2 | -5.6 | -5.6 | -12.1 | -18.5 | -8.7 | -11.1 | -9.4 | -15 | -5.6 | -12.2
-2 | -5 | -17.2 | -20 | 4.4 | -7.2 | -13.3 | -23.3 | -2.1 | -9.7 | 15 | 3.3 | 0 | -8 | 5 | 2.8 | 20.6 | 10 | 11.3 | 4.1 | 9.4 | 6.1 | 11.7 | 3 | 8.5 | -3 | -5.6 | -13.3 | 19 | 13 | 20.6 | 19.4 | 25.6 | 18.3 | 8.9 | 8 | 22.2 | 17.8 | 1.1 | -10.6 | 25.6 | 12.2 | 4.4 | -2.2 | -1.1 | -3.3 | 1.7 | -5 | -4.2 | -6.7 | -5.6 | -5.6 | 0.7 | -1.2 | 0 | -1.1 | 6.1 | -8.3 | -1.7 | -15 | -16 | -18 | -15.6 | -16.7 | -3.9 | -15.6 | 0 | -4.4 | -11.7 | -14.4 | -8.9 | -13.9 | -15.6 | -20 | -12.2 | -17.2 | 4.4 | -2.2 | -1.1 | -5.6 | 4.4 | -3.3 | 6.7 | -5 | 1.1 | -4.9 | -10 | -14.3 | 7.8 | 6.1 | 12.6 | 11.9 | 4.4 | -5.6 | -8.3 | -11.7 | -6.7 | -17.2 | 5.6 | -8.9 | -7.2 | -12.2 | 5 | -11.7 | 13.3 | -12.8 | -8.9 | -18.3 | -5.6 | -13.9 | -6.7 | -11.1 | 0.6 | -2.8 | -7.2 | -13.3 | -13.3 | -18.9 | -10 | -13 | 3.3 | -1.1 | 5.2 | 1.9 | -2.8 | -13.3 | -16.1 | -26.1 | -17 | -22 | 6.1 | 5.6 | 6.7 | -8.9 | -8.9 | -13.3 | -0.6 | -10.6 | -6.1 | -12.2 | 0 | -5 | 6.1 | 1.7 | 9.4 | 1.1 | 14.4 | 0 | 7.8 | -2.2 | 13.3 | 7.8 | -1.1 | -6.7 | -3.9 | -14.3 | 2.2 | -3.3 | 6.1 | 2.8 | -5 | -5.6 | -10.6 | -18.3 | -5.8 | -10 | -8.3 | -13.5 | -6.1 | -10.6
0 | -3 | -16.7 | -19.4 | 6.1 | -7.2 | -12.8 | -26.7 | -1.3 | -8.9 | 16.7 | 2.8 | 0 | -8 | 5 | 2.8 | 18.3 | 7.8 | 13.3 | 3.9 | 10 | 5.6 | 13.9 | 2.8 | 9.3 | -2.9 | -3.3 | -13.3 | 22 | 14 | 20 | 19.4 | 25 | 18.3 | 9.4 | 8.3 | 22.8 | 18.3 | 2.8 | -9.4 | 26.1 | 12.8 | 4.4 | -2.4 | 0 | -2.8 | 2.2 | -5 | -3.3 | -6.7 | -5 | -5 | 1.1 | -1.1 | 0.2 | -1 | 7.8 | -7.8 | -2.2 | -14.4 | -16 | -18 | -14.4 | -15.6 | -3.9 | -17.2 | 0.6 | -3.9 | -10.6 | -13.9 | -8.9 | -13.9 | -15 | -19.4 | -11.1 | -16.7 | 4.8 | -1.8 | -0.2 | -4.3 | 5 | -2.7 | 7.1 | -4.1 | -2.8 | -7.1 | -8.9 | -13.4 | 8.3 | 4.4 | 13.9 | 12.8 | 5.6 | -6.1 | -2.8 | -9.4 | -5.8 | -14.5 | 7.2 | -8.9 | -8.3 | -12.2 | 6.1 | -11.1 | 16.1 | -11.1 | -8.3 | -18.3 | -4.4 | -14.4 | -6.7 | -11.7 | 0.6 | -2.8 | -6.1 | -14.4 | -12.8 | -18.3 | -10 | -13 | 4.4 | -1.7 | 5.6 | 2.2 | -1.1 | -13.3 | -14.4 | -25.6 | -16 | -21 | 6.7 | 6.1 | 7.8 | -11.1 | -7.8 | -12.2 | 0.6 | -11.1 | -5 | -11.1 | 2.2 | -3.3 | 6.5 | 1.8 | 10.6 | 1.1 | 14.2 | 0.1 | 8.3 | -3.3 | 13.3 | 7.2 | -0.6 | -5.6 | -2.2 | -17.2 | 2.8 | -2.8 | 7.2 | 1.1 | -4.4 | -5 | -9.5 | -16.1 | -2.8 | -10 | -7.2 | -12.8 | -5 | -11.1
0 | -3 | -15.6 | -18.9 | 6.1 | -7.8 | -12.8 | -28.9 | -0.6 | -9.4 | 18.9 | 2.2 | 0 | -8 | 5.6 | 2.8 | 18.3 | 8.9 | 13.7 | 4 | 10.6 | 5.6 | 14.1 | 3 | 10 | -3.9 | -2.8 | -13.3 | 23 | 12 | 19.4 | 18.9 | 25.6 | 17.2 | 10.2 | 8.5 | 22.8 | 18.9 | 3.3 | -8.3 | 26.1 | 13.9 | 4.4 | -3 | 1.1 | -2.8 | 1.7 | -5 | -2.4 | -6.1 | -3.9 | -3.9 | 1.8 | -1 | 0.4 | -0.9 | 7.8 | -8.3 | -0.6 | -14.4 | -15 | -17 | -13.3 | -15 | -3.3 | -16.7 | 0.6 | -5 | -9.8 | -13.6 | -8.3 | -13.3 | -13.9 | -18.9 | -10.6 | -15.6 | 5.2 | -1.9 | 0.8 | -3.4 | 5.5 | -2.7 | 7.4 | -4.1 | -6.7 | -10 | -7.8 | -13.3 | 7.2 | 2.8 | 14.8 | 13.2 | 6.7 | -5.6 | 0 | -7.8 | -4.8 | -12.9 | 9.4 | -8.9 | -4.4 | -12.2 | 5.6 | -11.7 | 16.7 | -11.1 | -7.8 | -16.7 | -4.4 | -14.4 | -6.5 | -11.1 | 0.6 | -4.4 | -5.6 | -13.3 | -11.7 | -17.8 | -9 | -12 | 4.4 | -2 | 5.6 | 2.4 | -2.2 | -13.9 | -13.9 | -25.6 | -15 | -21 | 7.2 | 7.2 | 10.6 | -9.4 | -8.9 | -12.8 | 2.2 | -11.1 | -4.4 | -11.1 | 2.8 | -3.3 | 6.8 | 2.1 | 11.7 | 1.1 | 14.1 | 0 | 8.9 | -4.4 | 13.9 | 7.2 | -0.6 | -6.1 | -1.8 | -15.5 | 2.8 | -2.8 | 6.7 | 1.7 | -3.9 | -5 | -8.3 | -14.6 | -2.1 | -9.3 | -6.1 | -12.8 | -5.6 | -11.1
0 | -3 | -15 | -18.3 | 6.7 | -7.2 | -12.8 | -27.2 | -1 | -8.4 | 18.9 | 2.2 | 0 | -7 | 5 | 2.8 | 16.7 | 10 | 14 | 4.3 | 10.6 | 5.6 | 14.2 | 2.8 | 9.3 | -3.5 | -1.7 | -13.3 | 20 | 14 | 20 | 19.4 | 25.6 | 17.2 | 10.9 | 8.3 | 23.3 | 18.3 | 3.3 | -10 | 25.6 | 12.8 | 4.4 | -3.9 | 1.1 | -2.8 | 1.7 | -5.6 | -1.5 | -5.7 | -3.3 | -3.9 | 2.6 | -0.9 | 0.6 | -1.1 | 7.8 | -8.9 | -1.1 | -14.4 | -14 | -15 | -12.8 | -14.4 | -3.3 | -16.7 | 0.6 | -5 | -9.1 | -13.9 | -7.8 | -13.3 | -13.3 | -18.3 | -10 | -15.6 | 5.6 | -2.2 | 1.7 | -3.3 | 6.1 | -2.8 | 7.8 | -4.4 | -8.7 | -11.6 | -8 | -12.2 | 5.6 | 0.6 | 15.8 | 13.5 | 7.2 | -5.6 | 1.1 | -7.2 | -3.9 | -12.2 | 10 | -8.9 | -6.1 | -10.6 | 6.7 | -11.1 | 15 | -12.8 | -7.8 | -18.3 | -3.9 | -13.9 | -6.3 | -11 | 0 | -4.4 | -4.4 | -13.3 | -11.1 | -17.8 | -8 | -13 | 4.4 | -2.6 | 5.6 | 2.8 | -1.1 | -13.3 | -12.8 | -25 | -15 | -21 | 7.8 | 7.8 | 10.6 | -10 | -8.3 | -12.8 | 3.9 | -10 | -3.9 | -11.1 | 3.9 | -1.7 | 7.2 | 2.2 | 11.7 | 0.6 | 13.9 | 0 | 8.9 | -4.4 | 13.9 | 6.7 | -1.7 | -6.7 | -1.5 | -16 | 2.2 | -2.2 | 6.7 | 1.7 | -3.9 | -4.4 | -7.2 | -13.9 | -1.3 | -9.2 | -7.6 | -13.5 | -7.2 | -15
-1 | -2 | -15 | -17.8 | 6.1 | -7.8 | -12.2 | -26.7 | -1.3 | -8.5 | 20 | 2.2 | 0 | -8 | 5 | 2.8 | 16.7 | 10 | 14.4 | 4.4 | 10.6 | 4.4 | 14.4 | 2.8 | 8.5 | -3.5 | -1.1 | -11.7 | 18 | 13 | 19.4 | 18.3 | 24.4 | 17.8 | 11.7 | 8.3 | 22.8 | 18.3 | 3.9 | -9.4 | 25 | 12.8 | 2.7 | -4.2 | 1.1 | -2.2 | 0.6 | -5.6 | -0.6 | -6.1 | -2.8 | -3.3 | 3.3 | -1.1 | 0.8 | -0.7 | 8.3 | -7.8 | -1.7 | -14.4 | -13 | -16 | -12.8 | -13.9 | -4.4 | -16.7 | 0.6 | -5 | -8.3 | -15 | -7.8 | -13.3 | -13.3 | -18.3 | -10.6 | -15.6 | 3.7 | -2.2 | 0.9 | -3.2 | 4.3 | -1.5 | 6.5 | -4 | -10.8 | -13.8 | -8.1 | -11.6 | 5 | 0.6 | 16.7 | 13.9 | 7.2 | -5.6 | -0.6 | -7.2 | -5.2 | -12 | 10 | -8.9 | -10 | -12.2 | 5 | -11.7 | 13.9 | -12.8 | -7.8 | -18.3 | -3.9 | -13.9 | -6.1 | -11.7 | -0.6 | -5 | -4.4 | -13.3 | -10.6 | -17.2 | -9 | -12 | 4.4 | -3.3 | 5.6 | 2.8 | -2.2 | -13.9 | -12.8 | -25.6 | -15 | -20 | 8.3 | 8.3 | 11.1 | -10 | -9.4 | -13.3 | 4.4 | -9.4 | -3.3 | -10.6 | 4.4 | -1.1 | 7 | 2.7 | 11.1 | 0 | 12.6 | -0.3 | 8.3 | -5.6 | 13.3 | 7.2 | -1.1 | -6.1 | -1.1 | -17.8 | 0.6 | -1.1 | 6.7 | 2.2 | -3.9 | -4.4 | -7.4 | -12.6 | -0.6 | -10.6 | -9.1 | -15.3 | -7.2 | -18.3
-1 | -5 | -14.4 | -16.7 | 4.4 | -6.7 | -13.3 | -27.8 | -1.7 | -9.4 | 19.4 | 2.8 | -1 | -9 | 5 | 2.2 | 14.4 | 11.1 | 13.3 | 5 | 11.1 | 6.1 | 13.1 | 0.8 | 7.8 | -4.4 | -1.7 | -7.2 | 17 | 13 | 18.3 | 17.8 | 24.4 | 17.8 | 11.3 | 8.6 | 22.8 | 18.9 | 3.3 | -10 | 23.3 | 12.8 | 1.1 | -4.9 | 0 | -3.3 | -1.1 | -6.1 | -1.9 | -5.6 | -2.2 | -2.8 | 2.9 | -1 | 0.9 | -0.6 | 6.1 | -7.8 | -2.2 | -14.4 | -13 | -16 | -12.8 | -13.9 | -6.1 | -15.6 | 0 | -5.6 | -10.2 | -15.5 | -8.3 | -13.3 | -12.8 | -17.8 | -11.1 | -15 | 1.9 | -2.8 | 0.2 | -3.6 | 2.4 | -1.1 | 5.2 | -4.1 | -12.8 | -16.1 | -8.3 | -11.7 | 4.4 | 0 | 16.5 | 13.8 | 5.6 | -5 | -1.7 | -7.2 | -6.5 | -12.5 | 8.3 | -8.9 | -12.2 | -15 | 4.4 | -11.7 | 11.1 | -12.8 | -8.3 | -18.3 | -3.9 | -13.3 | -6.5 | -10.4 | -1.1 | -5 | -5.6 | -12.8 | -11.1 | -17.8 | -9 | -12 | 3.1 | -2.3 | 6 | 3.5 | -3.3 | -14.4 | -12.8 | -25.6 | -13 | -20 | 8.9 | 8.9 | 10 | -8.3 | -10.6 | -13.9 | 5 | -8.3 | -3.3 | -10.6 | 3.3 | -1.1 | 6.9 | 3 | 10 | 0 | 11.3 | -0.4 | 7.2 | -6.1 | 13.3 | 7.2 | -1.7 | -6.7 | -1.7 | -14 | 0 | -3.9 | 6.1 | 2.8 | -3.9 | -4.4 | -7.6 | -12.3 | -1 | -9.3 | -10.6 | -17.8 | -8.9 | -20.6
-1 | -4 | -13.9 | -16.1 | 0.6 | -5 | -14.4 | -27.2 | -2.2 | -10 | 17.8 | 2.8 | -1 | -10 | 5 | 2.2 | 13.3 | 12.2 | 12.2 | 5.4 | 10 | 6.1 | 11.9 | -0.8 | 7.1 | -3.8 | -2.2 | -7.8 | 16 | 13 | 18.3 | 17.8 | 23.3 | 18.3 | 11 | 9 | 20.6 | 18.9 | 2.2 | -10 | 22.2 | 13.3 | -0.6 | -6.7 | -2.8 | -4.4 | -2.8 | -6.1 | -3.1 | -5.6 | -2.2 | -2.8 | 2.6 | -0.9 | 1.1 | -0.6 | 5.6 | -7.8 | -2.2 | -13.9 | -14 | -15 | -12.2 | -13.3 | -8.9 | -15 | -1.7 | -5.6 | -12 | -16.5 | -8.9 | -13.9 | -12.8 | -16.7 | -11.1 | -15 | 0 | -3.9 | -0.6 | -4.4 | 0.6 | -1.1 | 3.9 | -5 | -13.2 | -16 | -8.5 | -11.4 | 3.9 | -1.1 | 16.3 | 13.8 | 2.8 | -5 | -1.7 | -7.2 | -7.8 | -13.9 | 5.6 | -9.4 | -18.3 | -20.6 | 2.8 | -11.7 | 7.8 | -10 | -8.9 | -17.2 | -3.9 | -13.9 | -6.8 | -9.6 | -1.1 | -5 | -6.7 | -13.3 | -12.2 | -17.8 | -9 | -13 | 1.9 | -1.7 | 6.3 | 4 | -3.9 | -15 | -13.3 | -25.6 | -13 | -20 | 8.9 | 8.9 | 7.2 | -8.9 | -11.7 | -15 | 5 | -9.4 | -3.9 | -10.6 | 1.7 | -2.2 | 6.7 | 3.3 | 8.3 | -1.1 | 10 | -1.1 | 5 | -8.3 | 12.8 | 7.2 | -5 | -7.2 | -2.2 | -12.2 | -1.1 | -5.6 | 5 | 3.9 | -3.9 | -4.4 | -7.8 | -12.2 | -1.3 | -9.2 | -10.8 | -18.5 | -9.4 | -20.6
-2 | -5 | -12.8 | -15.6 | -0.6 | -5 | -14.4 | -26.7 | -2.8 | -11.5 | 15.6 | 3.3 | -1 | -9 | 4.4 | 1.7 | 13.3 | 11.7 | 11.1 | 5.6 | 10 | 6.1 | 10.6 | -3.3 | 6.3 | -3.7 | -3.3 | -6.7 | 15 | 13 | 17.8 | 17.8 | 22.2 | 18.3 | 10.6 | 8.9 | 21.1 | 18.9 | 1.7 | -9.4 | 22.2 | 13.3 | -1.1 | -5.5 | -5.6 | -6.7 | -4.4 | -6.7 | -4.4 | -6.1 | -2.8 | -3.9 | 2.2 | -1.1 | 1.1 | -0.6 | 5.6 | -7.8 | -2.8 | -13.3 | -13 | -15 | -11.7 | -13.3 | -10 | -15.6 | -2.2 | -5.6 | -13.9 | -18.3 | -9.4 | -14.4 | -12.8 | -16.1 | -10.6 | -13.9 | -0.6 | -3.7 | -1.1 | -4.4 | -0.7 | -1.6 | 3 | -4.1 | -13.5 | -16.1 | -8.7 | -11.6 | 3.3 | -1.7 | 16.1 | 13.9 | 0 | -4.4 | -2.8 | -7.2 | -8.5 | -13.7 | 1.1 | -10.6 | -18.9 | -21.1 | 1.1 | -12.2 | 7.2 | -9.4 | -9.4 | -17.2 | -3.9 | -13.9 | -7.2 | -9.4 | -1.1 | -5 | -7.8 | -13.3 | -12.2 | -17.8 | -9 | -13 | 0.6 | -1.7 | 6.7 | 4.4 | -4.4 | -15 | -15 | -25.6 | -13 | -20 | 8.9 | 8.9 | 2.8 | -8.3 | -13.9 | -16.7 | 0.6 | -7.8 | -3.9 | -9.4 | 0.6 | -2.2 | 6.9 | 3.2 | 7.2 | -1.1 | 8.1 | -0.3 | 2.8 | -10.6 | 11.7 | 7.8 | -8.3 | -8.9 | -2.8 | -12.2 | -2.2 | -7.2 | 5 | 3.9 | -3.9 | -4.4 | -8.2 | -11.7 | -1.7 | -10 | -10.9 | -20.5 | -10.6 | -21.7
-1 | -4 | -12.2 | -15 | -1.1 | -4.4 | -14.4 | -26.7 | -3.3 | -14.4 | 13.3 | 3.9 | -1 | -10 | 4.4 | 2.2 | 12.8 | 11.1 | 9.8 | 5.4 | 8.9 | 5.6 | 9.5 | -2.7 | 5.6 | -4.4 | -5.6 | -8.3 | 15 | 14 | 15 | 15 | 22.2 | 18.3 | 10.2 | 9 | 19.4 | 18.3 | 0 | -8.9 | 22.2 | 13.9 | -1.7 | -5.4 | -6.7 | -7.8 | -5 | -6.7 | -4.2 | -5.8 | -2.8 | -3.9 | 2.2 | -0.8 | 1.1 | -0.9 | 5.6 | -7.8 | -3.3 | -12.8 | -13 | -15 | -11.7 | -13.3 | -13.3 | -16.7 | -2.8 | -6.1 | -13.9 | -17.6 | -10 | -13.9 | -13.3 | -15 | -9.4 | -13.3 | -1.1 | -3.8 | -1.7 | -4.8 | -2 | -2.5 | 2 | -4 | -13.9 | -16.7 | -8.9 | -12.2 | 2.2 | -1.1 | 13.7 | 12.3 | -1.1 | -3.3 | -3.3 | -7.2 | -9.3 | -14.4 | 1.1 | -9.4 | -18.9 | -21.1 | 0 | -12.2 | 6.1 | -10 | -9.4 | -16.1 | -4.4 | -13.3 | -7.8 | -10.8 | -1.1 | -5 | -8.9 | -13.9 | -12.8 | -17.8 | -11 | -15 | -0.7 | -2.6 | 6.9 | 4.7 | -5.6 | -15.6 | -15 | -26.1 | -12 | -21 | 8.9 | 8.9 | -0.6 | -6.1 | -15 | -20 | -1.1 | -6.7 | -3.3 | -9.4 | -0.6 | -2.2 | 7 | 3.1 | 5.6 | -1.7 | 6.3 | 0 | 0 | -11.7 | 12.2 | 8.3 | -11.1 | -11.7 | -2.8 | -11.5 | -3.3 | -7.8 | 5 | 3.9 | -3.9 | -4.4 | -8.5 | -11.4 | -2.6 | -8.5 | -11.1 | -23.9 | -10.6 | -21.7
-1 | -3 | -11.7 | -13.9 | -1.7 | -5.6 | -14.4 | -26.1 | -4.1 | -12.9 | 12.8 | 3.9 | -2 | -8 | 4.4 | 2.2 | 13.3 | 11.7 | 8.5 | 4.9 | 6.7 | 4.4 | 8.3 | -2.9 | 5 | -4.3 | -6.7 | -8.9 | 14 | 14 | 15 | 14.4 | 22.2 | 18.3 | 9.8 | 8.9 | 19.4 | 18.3 | -0.6 | -8.3 | 22.8 | 12.2 | -2.2 | -5.6 | -8.3 | -9.4 | -6.1 | -7.2 | -4.1 | -5.9 | -3.3 | -5 | 2.2 | -0.6 | 1.1 | -1.1 | 5.6 | -7.8 | -3.3 | -10.6 | -12 | -14 | -11.7 | -12.8 | -15.6 | -18.3 | -3.9 | -6.7 | -13.9 | -17.1 | -9.4 | -13.3 | -12.8 | -15 | -8.9 | -12.2 | -1.7 | -4.4 | -2.2 | -5.6 | -3.3 | -3.3 | 1.1 | -4.4 | -14.1 | -16.6 | -8.5 | -11.3 | 1.7 | -2.8 | 11.3 | 10.6 | -2.2 | -3.9 | -3.9 | -7.8 | -10 | -15.6 | -1.7 | -10 | -17.8 | -20.6 | 1.1 | -12.2 | 2.2 | -9.4 | -10 | -16.1 | -4.4 | -13.9 | -8.3 | -12.5 | -1.1 | -5.6 | -8.3 | -13.3 | -13.3 | -17.8 | -11 | -15 | -2 | -3.9 | 7 | 4.8 | -6.1 | -15 | -15.6 | -25.6 | -13 | -20 | 8.3 | 8.3 | -1.1 | -7.2 | -15 | -21.1 | -2.8 | -6.7 | -3.3 | -8.9 | -1.1 | -2.2 | 7.2 | 2.8 | 6.7 | -2.2 | 4.4 | 0 | -1.7 | -13.3 | 11.7 | 8.3 | -10.6 | -12.2 | -2.8 | -11.7 | -4.4 | -10 | 5 | 3.9 | -3.3 | -4.4 | -8.9 | -11.7 | -3.5 | -8 | -10.7 | -22.3 | -12.8 | -22.2
0 | -2 | -10.6 | -12.8 | -1.7 | -5 | -14.4 | -26.1 | -4.8 | -12.5 | 11.7 | 3.9 | -1 | -8 | 3.9 | 1.7 | 13.3 | 11.7 | 7.2 | 4.4 | 7.8 | 5.6 | 7.2 | -3.3 | 4.5 | -4.4 | -4.4 | -12.2 | 14 | 14 | 14.4 | 13.9 | 21.1 | 18.9 | 9.4 | 8.9 | 16.1 | 15.6 | -1.7 | -7.8 | 22.2 | 11.1 | -3.1 | -5.7 | -8.3 | -8.3 | -4.4 | -5.6 | -3.9 | -6.1 | -3.3 | -4.4 | 2.2 | -0.6 | 0.9 | -1 | 5 | -8.9 | -3.9 | -10.6 | -9 | -11 | -11.7 | -12.4 | -16.1 | -17.2 | -6.1 | -7.8 | -13.9 | -17.2 | -8.3 | -12.8 | -12.8 | -15 | -6.7 | -10.6 | -2.1 | -4.3 | -2.4 | -5.3 | -2.6 | -2.6 | 1.3 | -4 | -14.2 | -17 | -8.2 | -10.7 | 1.1 | -3.3 | 8.9 | 8.9 | -2.8 | -3.9 | -6.1 | -10.6 | -10.4 | -15.1 | -2.8 | -9.4 | -20.6 | -23.3 | -1.1 | -12.2 | 2.2 | -8.3 | -10.6 | -15 | -4.4 | -14.4 | -8.9 | -15 | -1.7 | -5 | -8.9 | -12.8 | -13.3 | -17.2 | -12 | -16 | -3.3 | -5.6 | 7.2 | 5 | -6.7 | -15.6 | -16.1 | -25.6 | -13 | -20 | 8.3 | 8.3 | -1.7 | -7.2 | -15 | -20 | -2.8 | -6.1 | -2.8 | -7.8 | -0.6 | -1.1 | 7.4 | 2.7 | 5 | -2.8 | 3.9 | -0.3 | -2.8 | -13.9 | 11.1 | 8.3 | -10 | -11.7 | -2.8 | -13.3 | -5 | -11.7 | 4.4 | 3.9 | -3.3 | -5 | -9.1 | -11.6 | -4.4 | -8.3 | -10.4 | -22.3 | -12.8 | -22.8
1 | -2 | -9.4 | -11.7 | -2.2 | -5 | -14.4 | -26.1 | -5.6 | -13.3 | 11.1 | 3.9 | -1 | -8 | 3.9 | 2.2 | 13.3 | 12.2 | 6.7 | 4.4 | 7.8 | 6.1 | 6.4 | -3.4 | 3.9 | -5.6 | -8.3 | -14.4 | 14 | 14 | 15.6 | 15 | 20.6 | 17.8 | 9.4 | 9 | 16.1 | 14.4 | -1.7 | -7.8 | 22.2 | 11.7 | -4.1 | -6.3 | -8.9 | -9.4 | -5 | -6.1 | -4.8 | -6.4 | -2.8 | -3.9 | 2.4 | -0.3 | 0.8 | -0.8 | 3.9 | -8.3 | -3.9 | -10.6 | -8 | -9 | -11.1 | -11.8 | -16.1 | -17.8 | -6.1 | -7.2 | -14.8 | -17.6 | -8.9 | -12.8 | -15 | -16.1 | -6.7 | -10 | -2.4 | -4.5 | -2.6 | -5.5 | -1.8 | -1.8 | 1.5 | -4.2 | -14.4 | -17.8 | -7.8 | -10.6 | 0.6 | -3.9 | 7.8 | 7.2 | -2.2 | -2.8 | -7.8 | -12.2 | -10.7 | -15.3 | -3.9 | -10 | -21.1 | -23.9 | 1.1 | -12.2 | 0.6 | -7.8 | -10.6 | -14.4 | -4.4 | -13.9 | -9.5 | -13.8 | -1.7 | -4.4 | -10.6 | -13.3 | -13.9 | -17.8 | -13 | -17 | -3.3 | -5.1 | 7.2 | 4.9 | -6.7 | -15.6 | -16.7 | -25 | -13 | -20 | 8.3 | 8.3 | -1.7 | -6.7 | -15.6 | -21.1 | -2.8 | -5.6 | -2.8 | -10.6 | -1.1 | -1.7 | 7.6 | 2.5 | 5.6 | -3.3 | 3.3 | -0.6 | -4.4 | -13.9 | 11.1 | 8.3 | -10.6 | -12.8 | -3 | -11 | -7.2 | -13.3 | 5 | 2.8 | -3.3 | -5.6 | -9.2 | -11.7 | -2.2 | -6.9 | -10 | -23.3 | -13.3 | -21.7
4 | -1 | -8.9 | -11.1 | -2.2 | -5.6 | -15 | -26.1 | -6 | -13 | 10.6 | 4.4 | -2 | -8 | 3.9 | 2.2 | 13.3 | 11.7 | 6.1 | 4.1 | 7.2 | 6.1 | 4.9 | -3.5 | 3.3 | -5.4 | -8.3 | -15.6 | 14 | 12 | 16.1 | 15.6 | 20.6 | 17.8 | 9.4 | 9.3 | 16.1 | 13.3 | -1.1 | -8.9 | 21.7 | 11.7 | -5 | -7.2 | -8.3 | -8.9 | -5.6 | -6.1 | -5.8 | -7 | -2.8 | -3.9 | 2.6 | -0.1 | 0.6 | -1.1 | 3.3 | -8.9 | -3.3 | -10.6 | -9 | -10 | -10 | -11 | -17.2 | -18.3 | -5 | -6.7 | -15.8 | -18.4 | -9.4 | -12.2 | -15.6 | -16.7 | -6.7 | -10 | -2.8 | -5 | -2.8 | -6.1 | -1.1 | -1.1 | 1.7 | -5 | -14.8 | -17.7 | -8.9 | -11.7 | -1.1 | -4.4 | 6.7 | 5.7 | -2.8 | -3.3 | -8.9 | -13.9 | -11.1 | -16.1 | -5.6 | -11.1 | -18.3 | -21.1 | 0 | -12.8 | -1.1 | -8.3 | -11.1 | -14.4 | -4.4 | -13.9 | -10 | -13.3 | -1.7 | -5 | -11.1 | -13.9 | -14.4 | -17.8 | -16 | -20 | -3.3 | -4.9 | 7.2 | 4.7 | -6.7 | -15 | -16.7 | -25 | -13 | -20 | 8.3 | 7.8 | -2.2 | -6.7 | -17.2 | -22.8 | -2.8 | -5.6 | -2.8 | -7.2 | -1.7 | -2.8 | 7.8 | 2.2 | 6.1 | -3.9 | 2.8 | -1.1 | -5 | -14.4 | 10.6 | 8.3 | -9.4 | -12.2 | -3.1 | -9.6 | -7.8 | -15 | 4.4 | 3.3 | -3.9 | -5.6 | -9.4 | -12.2 | 0 | -6.1 | -9.4 | -21.4 | -12.2 | -20
2 | -2 | -10 | -11.7 | -2.8 | -6.7 | -14.4 | -24.4 | -6.3 | -13.5 | 9.4 | 4.4 | -2 | -8 | 3.3 | 1.7 | 12.8 | 11.1 | 5.6 | 3.9 | 6.7 | 5.6 | 3.4 | -3.7 | 2.8 | -5.8 | -10 | -15.6 | 12 | 12 | 16.1 | 15 | 19.4 | 17.8 | 9.4 | 9.4 | 16.1 | 12.2 | -1.1 | -8.9 | 22.2 | 14.4 | -5 | -6.7 | -8.9 | -9.4 | -4.4 | -5 | -6.7 | -7.8 | -2.8 | -4.4 | 2.8 | 0 | 0.6 | -0.9 | 3.3 | -9.4 | -3.3 | -10.6 | -8 | -10 | -9.4 | -10.4 | -19.4 | -21.7 | -4.4 | -6.1 | -16.7 | -19.4 | -8.9 | -12.2 | -17.2 | -18.9 | -7.2 | -9.4 | -3 | -4.8 | -3 | -5.5 | -0.9 | -0.9 | 1.3 | -5 | -15.2 | -18.1 | -10 | -13.1 | -2.2 | -5.6 | 5.6 | 3.9 | -2.8 | -3.3 | -12.2 | -16.7 | -11.1 | -15.5 | -6.1 | -11.7 | -21.1 | -23.3 | -1.7 | -12.8 | -1.1 | -7.8 | -11.1 | -14.4 | -5 | -13.9 | -10.6 | -13.3 | -2.2 | -5 | -12.8 | -15.6 | -15 | -18.3 | -15 | -18 | -3.3 | -5 | 7.2 | 4.4 | -6.7 | -15 | -16.7 | -25 | -13 | -19 | 8.3 | 7.8 | -3.3 | -7.2 | -18.9 | -24.4 | -2.8 | -5 | -2.2 | -6.1 | -0.6 | -2.2 | 7.8 | 2.5 | 6.1 | -3.9 | 2.4 | -0.8 | -6.1 | -14.4 | 10.6 | 8.3 | -10.6 | -12.8 | -3.3 | -9.4 | -7.8 | -15 | 4.4 | 3.3 | -4.4 | -6.1 | -10.7 | -12.6 | 2.2 | -6.7 | -8.9 | -21.2 | -10 | -21.1
2 | -2 | -8.9 | -11.1 | 0 | -7.8 | -15 | -24.4 | -6.7 | -15 | 9.4 | 4.4 | -2 | -8 | 3.3 | 1.7 | 11.7 | 11.1 | 5.4 | 3.9 | 5 | 4.4 | 2.4 | -3.8 | 2.2 | -7.2 | -11.1 | -17.2 | 14 | 13 | 15.6 | 15 | 18.3 | 17.2 | 9.4 | 9.4 | 16.1 | 10.6 | -2.2 | -8.3 | 21.7 | 12.8 | -5 | -6.6 | -8.9 | -9.4 | -3.3 | -3.9 | -6.9 | -7.9 | -2.8 | -4.4 | 3 | 0 | 0.6 | -0.9 | 3.3 | -9.4 | -3.3 | -10 | -8 | -9 | -8.9 | -9.7 | -18.9 | -20.6 | -5 | -6.7 | -16.1 | -18.5 | -8.9 | -12.2 | -18.3 | -20 | -6.7 | -9.4 | -3.1 | -4.7 | -3.1 | -5 | -0.8 | -0.8 | 1 | -5.2 | -15.6 | -18.9 | -11.1 | -15 | -1.1 | -3.9 | 5.8 | 4.3 | -1.7 | -2.8 | -14.4 | -17.2 | -11.1 | -15.5 | -6.7 | -12.2 | -20.6 | -22.8 | -1.7 | -12.2 | -1.7 | -7.2 | -10.6 | -13.9 | -5 | -13.9 | -10.6 | -12.9 | -3.3 | -6.1 | -12.2 | -15.6 | -15 | -18.3 | -12 | -14 | -3.9 | -5.4 | 7 | 4.5 | -7.8 | -15.6 | -17.2 | -25 | -13 | -18 | 7.8 | 6.1 | -3.9 | -6.1 | -19.4 | -25 | -2.2 | -5.6 | -2.8 | -3.9 | -2.8 | -4.4 | 7.8 | 2.7 | 4.4 | -2.8 | 2.1 | -0.6 | -6.7 | -16.1 | 10 | 8.3 | -8.9 | -11.7 | -3.7 | -8.2 | -8.3 | -15.6 | 3.3 | 2.8 | -4.4 | -6.1 | -12 | -13.5 | 2.6 | -5.8 | -8.3 | -22.2 | -10.6 | -21.1
3 | -2 | -10 | -11.7 | 0 | -7.8 | -15.6 | -25 | -7.1 | -14 | 9.4 | 4.4 | -2 | -8 | 2.8 | 1.1 | 12.2 | 11.1 | 5.2 | 3.9 | 4.4 | 3.9 | 1.4 | -3.9 | 0.7 | -6.1 | -10 | -17.2 | 12 | 12 | 15 | 14.4 | 17.8 | 16.7 | 9.4 | 9.4 | 16.1 | 11.1 | -2.2 | -8.3 | 21.7 | 10.6 | -5 | -6.7 | -9.4 | -10 | -2.8 | -3.3 | -7 | -8.1 | -2.8 | -4.4 | 3.1 | 0 | 0.6 | -1.1 | 3.3 | -8.9 | -3.9 | -9.4 | -7 | -8 | -8.3 | -9.1 | -21.1 | -23.3 | -4.4 | -6.1 | -15.6 | -17.7 | -8.3 | -11.7 | -20 | -21.7 | -6.7 | -8.9 | -3.3 | -5 | -3.3 | -5 | -0.6 | -0.6 | 0.6 | -6.7 | -14.1 | -17.6 | -12.4 | -16.1 | -1.1 | -2.8 | 5.9 | 4.7 | -2.8 | -3.3 | -16.1 | -18.9 | -11.1 | -16.1 | -7.2 | -12.2 | -19.4 | -22.2 | -3.3 | -13.3 | -2.2 | -7.8 | -10.6 | -17.2 | -5 | -13.9 | -10.6 | -12.7 | -3.3 | -6.1 | -12.2 | -15 | -15.6 | -18.9 | -11 | -12 | -4.4 | -5.9 | 6.9 | 4.6 | -7.8 | -15.6 | -17.2 | -25 | -12 | -18 | 7.2 | 2.8 | -4.4 | -7.8 | -20 | -25.6 | -1.1 | -6.7 | -2.2 | -3.3 | -3.9 | -4.4 | 7.8 | 2.8 | 3.3 | -2.2 | 1.7 | -0.6 | -7.2 | -16.1 | 9.4 | 8.3 | -7.2 | -11.1 | -4 | -7.7 | -9.4 | -16.1 | 3.3 | 3.3 | -4.4 | -6.1 | -13.3 | -14.4 | 2.9 | -5.5 | -8.7 | -20.1 | -9.4 | -18.9
2 | -2 | -10.6 | -12.2 | -1.1 | -8.3 | -16.1 | -25.6 | -7.4 | -14.1 | 8.9 | 3.9 | -2 | -8 | 2.8 | 1.1 | 11.1 | 10.6 | 5 | 3.9 | 3.9 | 3.3 | 0.7 | -4.1 | -0.7 | -5.8 | -13.9 | -20 | 11 | 11 | 13.9 | 12.8 | 17.2 | 16.1 | 9.4 | 9.4 | 15.6 | 10.6 | -3.9 | -8.9 | 21.7 | 12.2 | -4.3 | -6.3 | -8.3 | -9.4 | -2.8 | -2.8 | -7.2 | -8.3 | -2.8 | -4.4 | 3.3 | 0 | 0.4 | -1.1 | 3.3 | -8.3 | -2.8 | -7.8 | -7 | -8 | -7.8 | -8.3 | -21.7 | -25 | -3.9 | -5 | -15 | -17.2 | -7.2 | -11.1 | -21.1 | -22.8 | -6.7 | -8.9 | -3.5 | -5 | -3.5 | -5 | -0.2 | -0.2 | -0.2 | -5.9 | -12.6 | -16.8 | -13.7 | -17.8 | -1.1 | -2.2 | 6.1 | 5 | -3.3 | -3.3 | -16.1 | -19.4 | -10.4 | -14.5 | -7.8 | -12.2 | -18.9 | -21.7 | -0.6 | -13.3 | -2.8 | -7.8 | -11.7 | -16.7 | -5 | -13.9 | -10.6 | -12.8 | -5 | -6.7 | -10.6 | -13.9 | -16.1 | -18.9 | -11 | -14 | -5 | -6.7 | 6.7 | 4.4 | -7.8 | -15 | -16.7 | -24.4 | -12 | -18 | 7.2 | 1.7 | -5 | -7.8 | -20.6 | -26.1 | -1.7 | -5 | -2.2 | -2.8 | -4.4 | -5 | 8 | 2.9 | 5 | -3.3 | 2.6 | 0.1 | -7.8 | -16.1 | 9.4 | 7.8 | -7.8 | -11.7 | -4.4 | -7.8 | -11.1 | -16.7 | 2.8 | 2.8 | -4.4 | -6.1 | -13.5 | -14.9 | 3.3 | -6.1 | -9 | -19.8 | -9.4 | -18.9
2 | -2 | -8.9 | -10 | -0.6 | -8.3 | -16.1 | -25.6 | -7.8 | -15 | 8.9 | 3.3 | -2 | -9 | 2.8 | 1.1 | 10 | 9.4 | 4.6 | 3.6 | 4.4 | 4.4 | 0.4 | -4.1 | -2.2 | -6.7 | -13.3 | -20.6 | 11 | 11 | 12.8 | 12.2 | 16.7 | 15.6 | 9.6 | 9.5 | 13.9 | 9.4 | -3.9 | -8.9 | 21.7 | 13.3 | -3.5 | -6.3 | -7.8 | -8.9 | -3.3 | -3.3 | -7.4 | -8.5 | -3.3 | -5.6 | 3.3 | 1 | 0.2 | -1.2 | 3.3 | -7.8 | -2.2 | -6.1 | -7 | -8 | -7.8 | -7.8 | -22.2 | -24.4 | -3.3 | -4.4 | -14.3 | -16.3 | -7.2 | -10.6 | -22.2 | -24.4 | -8.3 | -10.6 | -3.7 | -5.2 | -3.7 | -5.2 | 0.2 | 0.2 | -0.9 | -5.8 | -11.1 | -16.7 | -15 | -20 | -1.7 | -4.4 | 6.3 | 5.3 | -3.3 | -3.3 | -15.6 | -18.9 | -9.6 | -13.3 | -7.2 | -12.2 | -19.4 | -22.2 | -2.2 | -13.3 | -3.9 | -8.3 | -12.2 | -17.2 | -4.4 | -12.2 | -10.2 | -12 | -5 | -6.7 | -10 | -13.9 | -17.2 | -20 | -11 | -13 | -5.4 | -6.9 | 7.1 | 4.9 | -8.3 | -15 | -16.7 | -24.4 | -12 | -16 | 7.2 | 1.1 | -5 | -8.3 | -20.6 | -26.1 | -0.6 | -3.3 | -1.1 | -2.2 | -3.3 | -5 | 8.1 | 3 | 5.6 | -3.3 | 3.5 | 0.9 | -8.9 | -16.1 | 9.4 | 7.8 | -7.8 | -11.1 | -3.9 | -7.1 | -11.7 | -17.2 | 3.3 | 3.3 | -5 | -6.7 | -13.7 | -15.3 | 4.1 | -4.3 | -9.4 | -20.6 | -11.7 | -17.2
0 | -5 | -8.3 | -10 | -0.6 | -8.3 | -16.1 | -25.6 | -7.8 | -13.9 | 9.4 | 3.3 | -3 | -9 | 2.8 | 1.7 | 10 | 9.4 | 4.3 | 3.6 | 5.6 | 5 | -0.8 | -4.3 | -2.2 | -6.2 | -13.9 | -20.6 | 11 | 11 | 12.8 | 11.7 | 16.7 | 16.1 | 9.8 | 9.4 | 12.8 | 7.2 | -4.4 | -9.4 | 21.7 | 12.2 | -2.8 | -6.7 | -8.3 | -8.9 | -3.3 | -4.4 | -7.6 | -8.7 | -4.4 | -6.1 | 3.3 | 1.8 | 0 | -1.7 | 3.3 | -7.8 | -0.6 | -5 | -7 | -8 | -7.2 | -7.8 | -22.8 | -25.6 | -2.8 | -4.4 | -13.5 | -15.4 | -7.2 | -10 | -25 | -26.7 | -9.4 | -10.6 | -3.9 | -5.6 | -3.9 | -5.6 | 0.6 | 0.6 | -1.7 | -6.7 | -10.5 | -15.6 | -15.2 | -19.4 | -1.7 | -6.7 | 6.5 | 5.5 | -0.6 | -2.8 | -16.1 | -21.1 | -8.9 | -12.8 | -6.1 | -11.7 | -18.3 | -21.1 | -3.3 | -12.8 | -2.8 | -8.9 | -15 | -17.2 | -4.4 | -10 | -9.8 | -11.4 | -3.3 | -5.6 | -9.4 | -12.8 | -17.2 | -20 | -13 | -15 | -5.7 | -7.2 | 7.4 | 5.2 | -8.3 | -15 | -16.7 | -24.4 | -12 | -16 | 7.2 | -0.6 | -5 | -8.3 | -21.1 | -26.7 | 0.6 | -4.4 | -1.1 | -1.7 | -3.3 | -5 | 8.3 | 2.8 | 5 | -3.3 | 4.4 | 1.7 | -8.9 | -16.1 | 9.4 | 7.2 | -6.1 | -10 | -3.3 | -6.8 | -13.3 | -16.7 | 3.3 | 2.8 | -6.1 | -7.8 | -13.9 | -16.1 | 4.8 | -3.5 | -9 | -19.5 | -12.2 | -17.2
0 | -3 | -7.8 | -10 | -1.1 | -9.4 | -16.1 | -25.6 | -7.8 | -13.9 | 10 | 2.8 | -2 | -9 | 2.8 | 1.1 | 10 | 8.9 | 3.9 | 3.3 | 6.1 | 5.6 | -1.1 | -4.4 | -2.2 | -6.4 | -12.8 | -19.4 | 11 | 11 | 12.8 | 11.7 | 16.7 | 16.1 | 10 | 9.4 | 11.7 | 6.1 | -5 | -10 | 22.2 | 12.8 | -2.6 | -5.7 | -7.8 | -8.3 | -3.9 | -4.4 | -7.8 | -8.9 | -5.6 | -7.2 | 3.3 | 2.8 | 0 | -1.4 | 2.8 | -7.2 | -1.7 | -3.9 | -7 | -8 | -7.2 | -7.8 | -21.7 | -23.9 | -3.3 | -4.4 | -12.8 | -15 | -6.7 | -8.9 | -27.2 | -29.4 | -9.4 | -10.6 | -3.7 | -4.7 | -3.9 | -5.4 | 0.4 | 0.4 | -0.9 | -6 | -10 | -15.3 | -15.4 | -19.5 | -1.7 | -7.2 | 6.7 | 5.6 | -3.3 | -3.3 | -16.1 | -19.4 | -8.3 | -11.5 | -5 | -11.1 | -18.3 | -21.1 | -2.2 | -12.8 | -2.8 | -7.8 | -15.6 | -17.2 | -5 | -10 | -9.4 | -11.1 | -3.3 | -5.6 | -9.4 | -12.2 | -17.2 | -20 | -12 | -14 | -6.1 | -7.8 | 7.8 | 5.6 | -7.2 | -14.4 | -16.7 | -24.4 | -12 | -15 | 7.2 | -2.2 | -5.6 | -8.9 | -22.2 | -27.8 | 0.6 | -3.3 | 0 | -1.1 | -1.7 | -4.4 | 8.5 | 2.9 | 1.7 | -2.8 | 5.2 | 1.9 | -9.4 | -16.7 | 9.4 | 7.2 | -7.2 | -11.1 | -2.8 | -7.2 | -14.4 | -17.2 | 3.9 | 2.8 | -6.1 | -7.8 | -13.2 | -15.2 | 5.6 | -2.8 | -8.7 | -19.5 | -12.8 | -18.9
-3 | -6 | -7.2 | -10.6 | 0 | -8.9 | -16.1 | -25.6 | -7.8 | -14.4 | 10 | 2.8 | -2 | -8 | 2.2 | 1.7 | 10.6 | 10.6 | 5.4 | 4.2 | 6.1 | 5 | 1.7 | -2.8 | -2.2 | -7.2 | -12.2 | -18.3 | 13 | 11 | 12.8 | 11.1 | 16.7 | 16.7 | 10.4 | 9.8 | 11.1 | 5 | -5 | -10 | 21.7 | 13.3 | -2.4 | -5 | -8.3 | -8.9 | -3.9 | -5 | -6.5 | -7.7 | -6.1 | -6.7 | 3.9 | 3.2 | 0 | -1.4 | 2.8 | -6.7 | 1.1 | -3.3 | -7 | -8 | -7.2 | -7.8 | -22.8 | -25.6 | -4.4 | -4.4 | -12.1 | -14.3 | -6.1 | -7.8 | -26.7 | -29.4 | -10 | -11.1 | -3.5 | -4 | -3.9 | -5.4 | 0.2 | 0.2 | -0.2 | -6.3 | -9.4 | -15.6 | -15.6 | -20 | -1.1 | -6.7 | 7.1 | 5.1 | -3.3 | -3.3 | -15 | -18.3 | -7.8 | -10.9 | -5 | -6.7 | -18.3 | -21.7 | 2.2 | -11.1 | -3.3 | -7.8 | -15 | -17.2 | -5 | -10 | -8.3 | -10.1 | -3.9 | -5.6 | -8.9 | -11.7 | -17.8 | -20 | -13 | -16 | -5 | -6.1 | 8.3 | 6.1 | -7.8 | -13.9 | -16.7 | -24.4 | -11 | -15 | 6.1 | -3.3 | -5 | -8.9 | -22.8 | -28.3 | 1.1 | -1.1 | 0.6 | -0.6 | 0 | -2.8 | 8.7 | 2.9 | 1.1 | -2.2 | 5.9 | 2.2 | -10 | -16.1 | 9.4 | 6.7 | -8.3 | -12.2 | -2.4 | -6.8 | -15.6 | -18.3 | 3.9 | 3.3 | -6.7 | -8.9 | -12.4 | -14.3 | 5 | -1.7 | -8.3 | -21.1 | -13.3 | -18.9
-3 | -7 | -7.2 | -9.4 | 1.1 | -8.3 | -13.3 | -24.4 | -6.5 | -13.6 | 10.6 | 2.8 | -2 | -9 | 2.8 | 1.7 | 11.1 | 11.1 | 6.8 | 4.8 | 6.7 | 5.6 | 4.4 | -2 | 0.6 | -5.7 | -8.9 | -15.6 | 16 | 14 | 12.8 | 10.6 | 16.1 | 15.6 | 10.7 | 10.1 | 11.1 | 3.9 | -2.8 | -8.9 | 23.3 | 13.3 | -2.2 | -5 | -9.4 | -10.6 | -3.3 | -4.4 | -5.2 | -6.5 | -5 | -5 | 4.4 | 3.5 | 0 | -1.7 | 2.8 | -5 | 1.7 | -1.7 | -7 | -8 | -7.2 | -7.8 | -18.9 | -21.1 | -3.3 | -3.9 | -11.3 | -13.9 | -5 | -6.7 | -28.3 | -30.6 | -10.6 | -11.7 | -3.3 | -3.3 | -3.9 | -5.6 | 0 | 0 | 0.6 | -7.2 | -8.5 | -14 | -14.7 | -18.8 | -0.6 | -6.1 | 7.4 | 4.2 | -0.6 | -2.2 | -14.4 | -17.2 | -7.2 | -10.6 | -5.6 | -7.2 | -13.3 | -17.8 | 5 | -10 | 0.6 | -7.2 | -11.7 | -14.4 | -5 | -9.4 | -7.2 | -9.6 | -3.3 | -6.1 | -8.3 | -11.1 | -16.1 | -18.9 | -12 | -14 | -3.9 | -4.7 | 8.9 | 6.7 | -6.1 | -13.9 | -16.7 | -24.4 | -11 | -14 | 6.7 | -3.3 | -2.2 | -6.1 | -20.6 | -27.8 | 1.1 | -1.7 | 0.6 | 0 | 0.6 | -2.8 | 8.9 | 2.8 | 3.9 | -1.7 | 6.7 | 2.2 | -8.3 | -16.1 | 10 | 5.6 | -7.2 | -10.6 | -2.1 | -7 | -13.9 | -18.3 | 4.4 | 2.2 | -5.6 | -7.2 | -11.7 | -13.9 | 4.5 | -1 | -6.1 | -18.7 | -11.7 | -19.4
-5 | -8 | -7.2 | -8.3 | 2.8 | -8.3 | -11.7 | -23.9 | -5.2 | -14 | 11.7 | 2.2 | -1 | -9 | 2.8 | 1.7 | 11.7 | 11.7 | 8.3 | 5.6 | 6.1 | 5 | 7.2 | -1.7 | 3.3 | -5.7 | -7.8 | -13.9 | 18 | 14 | 13.9 | 10 | 16.7 | 16.1 | 11.1 | 10.6 | 11.7 | 2.8 | -0.6 | -8.3 | 25 | 13.3 | -2.2 | -4.8 | -8.3 | -9.4 | -2.2 | -3.9 | -3.9 | -5.6 | -5.6 | -6.1 | 5 | 3.9 | -0.4 | -1.8 | 3.3 | -4.4 | 4.4 | 2.2 | -7 | -8 | -6.7 | -6.7 | -13.9 | -18.3 | -2.2 | -3.3 | -10.6 | -13.9 | -4.4 | -7.8 | -22.8 | -23.9 | -9.4 | -10.6 | -2.2 | -2.3 | -3.2 | -5 | 0.4 | 0.4 | 1.3 | -6.2 | -7.6 | -13 | -13.7 | -17.8 | 0 | -6.1 | 7.8 | 3.3 | 1.1 | -2.2 | -13.9 | -17.2 | -6.5 | -9.9 | -3.3 | -7.2 | -8.3 | -13.9 | 4.4 | -7.8 | 3.3 | -6.7 | -8.3 | -13.9 | -3.9 | -8.9 | -6.1 | -9.4 | -1.7 | -4.4 | -6.7 | -10.6 | -12.8 | -17.8 | -10 | -12 | -2.8 | -3.3 | 9.4 | 7.2 | -5 | -14.4 | -16.1 | -23.9 | -11 | -13 | 6.7 | -3.9 | 3.3 | -3.9 | -18.9 | -25.6 | 2.2 | -2.2 | 1.1 | 0.6 | 2.8 | -2.2 | 10.4 | 3.4 | 6.7 | -1.7 | 9.3 | 2.4 | -6.7 | -15.6 | 10.6 | 5.6 | -4.4 | -9.4 | -1.7 | -7.8 | -10.6 | -17.2 | 4.4 | 2.2 | -5 | -6.7 | -8.7 | -11.4 | 3.9 | -0.6 | -3.9 | -17.7 | -8.3 | -16.7
-5 | -8 | -7.2 | -7.8 | 2.8 | -8.9 | -9.4 | -23.3 | -3.9 | -15.6 | 12.2 | 2.8 | 0 | -8 | 3.3 | 2.2 | 15 | 11.7 | 9.8 | 6.2 | 6.1 | 5.6 | 10 | -0.7 | 6.1 | -6.7 | -5.6 | -14.4 | 21 | 14 | 13.9 | 10 | 17.8 | 16.7 | 12.2 | 11.5 | 11.7 | 2.8 | 2.2 | -7.8 | 25 | 14.4 | -2.2 | -5.3 | -5 | -5.6 | -1.1 | -3.3 | -1.9 | -4.5 | -7.8 | -8.3 | 5.9 | 4.4 | -0.7 | -2.1 | 4.4 | -5 | 4.4 | 2.2 | -6 | -8 | -5.6 | -6.1 | -9.4 | -17.8 | -1.7 | -3.9 | -10 | -13.5 | -4.4 | -7.8 | -18.9 | -20.6 | -7.8 | -8.9 | -1.1 | -1.5 | -2.4 | -4.5 | 0.7 | 0.7 | 2.1 | -6 | -6.7 | -12.8 | -12.8 | -17.8 | 1.7 | -6.7 | 7.6 | 3.5 | 3.3 | -2.2 | -13.3 | -17.2 | -5.7 | -9.5 | -1.7 | -5 | -5 | -10.6 | 8.3 | -7.2 | 6.7 | -7.2 | -8.3 | -14.4 | -3.9 | -7.2 | -5.5 | -8.5 | 0.6 | -3.3 | -5 | -9.4 | -11.1 | -17.2 | -8 | -11 | -0.8 | -2.7 | 9.6 | 7.4 | -3.9 | -14.4 | -14.4 | -22.8 | -10 | -12 | 8.9 | -2.8 | 6.1 | -5 | -17.2 | -23.9 | 2.2 | -1.1 | 1.1 | 0.6 | 6.1 | -2.2 | 11.8 | 4.1 | 7.8 | -1.1 | 11.8 | 1.4 | -5.6 | -15.6 | 12.2 | 6.1 | -1.7 | -8.3 | -1.3 | -7.1 | -7.8 | -17.2 | 6.1 | 3.3 | -4.4 | -6.1 | -5.8 | -9.4 | 4.1 | 0.4 | -1.7 | -18.9 | -7.2 | -15
-2 | -6 | -6.7 | -7.8 | 6.7 | -8.3 | -7.8 | -23.3 | -3.3 | -14.6 | 13.9 | 2.8 | 0 | -7 | 3.3 | 1.7 | 15.6 | 11.7 | 11.3 | 6.5 | 8.9 | 5.6 | 12.8 | -0.7 | 6.8 | -6.1 | -2.8 | -15.6 | 23 | 13 | 14.4 | 9.4 | 19.4 | 16.7 | 13.3 | 12.4 | 12.2 | 2.2 | 4.4 | -7.8 | 26.1 | 13.9 | -2.2 | -6.1 | -1.7 | -2.8 | 0 | -2.8 | 0.2 | -3.8 | -7.8 | -8.3 | 6.9 | 4.7 | -1.1 | -2.8 | 6.1 | -5 | 9.4 | 5 | -6 | -7 | -5.6 | -5.6 | -5.6 | -15 | 0.6 | -3.9 | -9.5 | -13.8 | -4.4 | -7.2 | -17.2 | -18.3 | -5.6 | -7.8 | 0 | -0.6 | -1.7 | -4.4 | 1.1 | 1.1 | 2.8 | -6.7 | -6.1 | -11.7 | -12.2 | -16.6 | 2.2 | -6.7 | 7.4 | 3.3 | 3.9 | -2.8 | -13.9 | -16.7 | -5 | -10 | 1.7 | -3.9 | -1.1 | -7.8 | 11.7 | -6.1 | 10.6 | -7.2 | -7.2 | -13.3 | -3.3 | -6.1 | -5 | -8.2 | 1.7 | -3.3 | -2.2 | -9.4 | -8.9 | -16.7 | -7 | -12 | 1.3 | -2.3 | 9.8 | 7.6 | -3.3 | -13.9 | -12.8 | -21.7 | -10 | -12 | 10 | -2.8 | 8.9 | -6.7 | -15 | -22.2 | 2.2 | 0 | 1.7 | 1.1 | 7.8 | -1.7 | 13.3 | 4.4 | 9.4 | -1.7 | 14.4 | 0 | -3.3 | -16.1 | 13.3 | 6.7 | -2.2 | -6.7 | -1 | -7.4 | -6.1 | -16.1 | 6.1 | 2.8 | -3.9 | -6.7 | -2.8 | -7.8 | 4.2 | 1.4 | -0.9 | -16.2 | -6.7 | -15.6
-2 | -6 | -6.1 | -7.2 | 8.3 | -6.7 | -5.6 | -22.8 | -2.8 | -15.4 | 15.6 | 2.8 | 0 | -7 | 4.4 | 2.2 | 15 | 12.2 | 12.8 | 6.7 | 10 | 5 | 15.6 | -1.1 | 7.6 | -5.8 | -2.2 | -15 | 23 | 14 | 13.9 | 8.3 | 22.2 | 17.2 | 14.4 | 13.3 | 12.8 | 2.8 | 5.6 | -8.9 | 26.1 | 12.2 | -2 | -5.9 | -2.2 | -4.4 | 2.2 | -2.2 | 2.2 | -3.9 | -7.8 | -8.3 | 7.8 | 5 | -1.1 | -2.8 | 6.1 | -5 | 11.7 | 5.6 | -6 | -8 | -5.6 | -5.6 | -5 | -15.6 | 1.7 | -3.9 | -8.9 | -14.4 | -3.9 | -6.7 | -16.7 | -18.9 | -4.4 | -7.8 | 0 | -1.1 | -1.5 | -4.3 | 0.9 | 0.9 | 3.9 | -6.2 | -5.6 | -11.2 | -11.7 | -16.1 | 2.2 | -7.2 | 7.2 | 3.3 | 5 | -2.8 | -13.3 | -15.6 | -4.8 | -8.4 | 2.2 | -5 | -1.7 | -6.7 | 12.8 | -6.7 | 12.8 | -7.2 | -6.1 | -13.9 | -2.8 | -6.1 | -4.4 | -8.3 | 3.3 | -2.8 | 0 | -9.4 | -6.7 | -16.1 | -6 | -8 | 3.3 | -2.8 | 10 | 7.8 | -2.2 | -13.3 | -10.6 | -20.6 | -10 | -12 | 11.1 | -3.3 | 11.7 | -8.3 | -13.3 | -20.6 | 1.7 | 0.6 | 1.1 | 0.6 | 9.4 | 0 | 13.9 | 4.8 | 10 | -1.7 | 15 | -0.6 | -2.2 | -16.7 | 14.4 | 7.2 | -0.6 | -7.2 | -0.6 | -8.3 | -5.6 | -16.1 | 6.7 | 2.2 | -3.9 | -5.6 | -2.2 | -6.9 | 4.4 | 2.2 | -0.2 | -15.2 | -6.7 | -15.6
-4 | -7 | -5.6 | -6.7 | 8.9 | -2.2 | -4.4 | -22.2 | -2.2 | -17.8 | 16.1 | 2.2 | 0 | -6 | 4.4 | 2.2 | 15.6 | 11.1 | 12.8 | 7.1 | 10.6 | 5 | 15 | 1.5 | 8.3 | -6.7 | -2.2 | -15 | 19 | 15 | 14.4 | 7.8 | 24.4 | 18.3 | 14.8 | 13.9 | 12.2 | 2.2 | 6.1 | -9.4 | 26.1 | 12.8 | -1.9 | -6.3 | 0.6 | -5.6 | 3.9 | -2.2 | 2.6 | -3.5 | -7.8 | -8.9 | 8 | 4.8 | -1.1 | -3.2 | 7.8 | -5 | 12.2 | 6.1 | -7 | -9 | -5 | -5.6 | -4.4 | -16.1 | 2.2 | -2.8 | -8.9 | -14.2 | -3.3 | -7.2 | -15.6 | -19.4 | -4.4 | -6.7 | 0 | -1.7 | -1.3 | -4.7 | 0.8 | 0.8 | 5 | -6.3 | -5 | -11.7 | -11.1 | -16.1 | 1.1 | -6.7 | 7 | 2.7 | 5 | -2.2 | -13.9 | -16.1 | -4.6 | -7.6 | 2.2 | -4.4 | -1.1 | -6.1 | 12.8 | -7.2 | 13.9 | -6.7 | -5 | -12.8 | -1.7 | -4.4 | -4.4 | -7.7 | 4.4 | -2.8 | 1.1 | -8.9 | -6.1 | -16.1 | -3 | -7 | 4.1 | -2.6 | 10.4 | 7.5 | -1.7 | -13.3 | -10.6 | -20 | -10 | -12 | 11.7 | -3.9 | 12.8 | -5.6 | -13.3 | -20 | 2.2 | 1.7 | 1.1 | 1.1 | 10.6 | 0 | 14.4 | 4.7 | 12.8 | -1.7 | 15.5 | -1 | -0.6 | -16.1 | 14.4 | 7.2 | -0.6 | -7.2 | -0.6 | -6.8 | -4.4 | -15 | 6.7 | 2.2 | -3.9 | -5.6 | -1.7 | -6.4 | 4 | 2.2 | 0.6 | -16.7 | -5.6 | -16.7
-1 | -5 | -5.6 | -6.1 | 8.3 | -1.1 | -2.8 | -21.7 | -3.1 | -16 | 17.2 | 2.2 | 0 | -5 | 5.6 | 2.2 | 15.6 | 11.1 | 12.8 | 7.1 | 10.6 | 5 | 14.5 | 3.3 | 6.8 | -4.3 | -1.7 | -15.6 | 21 | 13 | 14.4 | 7.8 | 25.6 | 18.9 | 15.2 | 14.6 | 12.2 | 2.2 | 6.1 | -8.9 | 26.1 | 13.9 | -1.7 | -7.2 | 0 | -6.1 | 4.4 | -1.7 | 2.9 | -3.8 | -8.3 | -9.4 | 8.1 | 4.3 | -1.1 | -3.9 | 8.9 | -6.1 | 12.2 | 6.7 | -8 | -11 | -4.4 | -5 | -3.9 | -15.6 | 2.2 | -2.8 | -8.9 | -14.4 | -3.3 | -6.7 | -16.1 | -18.9 | -4.4 | -6.7 | 0 | -2.8 | -1.1 | -5.6 | 0.6 | 0.6 | 6.1 | -7.8 | -5.6 | -11.6 | -11.5 | -16.5 | 0.6 | -6.7 | 6.9 | 2.4 | 5.6 | -2.8 | -13.9 | -16.1 | -4.4 | -7.2 | 2.2 | -4.4 | 3.9 | -5 | 13.3 | -7.2 | 15 | -6.1 | -5 | -13.3 | 0 | -2.2 | -4.4 | -7.7 | 5 | -2.8 | 2.2 | -8.3 | -5 | -16.1 | -3 | -7 | 4.8 | -2.6 | 10.7 | 7.1 | -2.2 | -13.3 | -9.4 | -19.4 | -9 | -12 | 11.7 | -5 | 13.9 | -6.1 | -13.3 | -20.6 | 2.2 | 2.2 | 1.1 | 1.1 | 11.1 | 0 | 15 | 5 | 13.3 | -2.8 | 16.1 | -2.2 | 0 | -16.1 | 14.4 | 7.8 | 0.6 | -8.3 | -0.6 | -6.4 | -3.9 | -14.4 | 7.2 | 3.3 | -3.3 | -5 | -1.1 | -6.7 | 3.7 | 2.4 | 0.4 | -15.5 | -5.6 | -14.4
-3 | -7 | -5.6 | -6.7 | 7.8 | -2.2 | -2.2 | -21.7 | -4.1 | -16.5 | 16.7 | 2.8 | 1 | -6 | 5.6 | 2.2 | 15 | 11.1 | 12.8 | 7.2 | 12.2 | 5 | 13.9 | 5 | 5.4 | -3.5 | -1.7 | -14.4 | 19 | 13 | 13.9 | 7.2 | 25 | 18.9 | 15.6 | 15 | 11.1 | 2.2 | 5.6 | -8.3 | 23.9 | 15 | -2.2 | -6.7 | -0.6 | -6.1 | 3.3 | -1.1 | 3.3 | -4.4 | -8.3 | -9.4 | 8.3 | 3.9 | -0.9 | -3.1 | 7.8 | -5.6 | 11.7 | 6.7 | -9 | -11 | -5.6 | -5.6 | -4.4 | -15 | 3.3 | -2.8 | -8.9 | -15.6 | -3.3 | -6.7 | -16.7 | -19.4 | -3.9 | -6.1 | -0.7 | -3.2 | -1.8 | -5.4 | 0 | 0 | 4.3 | -5.3 | -6.1 | -12.3 | -11.8 | -17.5 | 0.6 | -6.1 | 6.7 | 1.7 | 5 | -2.2 | -13.9 | -16.1 | -4.4 | -6.8 | 2.2 | -2.8 | 0.6 | -5 | 13.3 | -7.2 | 15 | -6.1 | -5 | -12.8 | 0 | -2.2 | -4.4 | -8.3 | 5 | -2.8 | 2.2 | -8.3 | -4.4 | -15 | -3 | -6 | 5.6 | -3.3 | 11.1 | 6.7 | -2.8 | -13.9 | -8.9 | -19.4 | -9 | -12 | 11.7 | -5.6 | 13.9 | -5 | -14.4 | -21.1 | 2.8 | 2.8 | 1.7 | 1.1 | 10.6 | 0 | 13.9 | 5.3 | 12.8 | -4.4 | 14.4 | -1.8 | 1.1 | -16.1 | 13.9 | 8.3 | 0 | -6.1 | -0.6 | -6.7 | -3.9 | -13.9 | 7.2 | 3.3 | -3.3 | -5 | -1.5 | -6.2 | 3.3 | 2.2 | 0.2 | -16.1 | -7.2 | -15
-3 | -7 | -4.4 | -5.6 | 7.8 | -2.2 | -1.7 | -22.2 | -5 | -18.3 | 16.7 | 2.8 | 0 | -6 | 5 | 1.7 | 13.9 | 10.6 | 12.1 | 6.8 | 10 | 5 | 11.5 | 5 | 3.9 | -3.3 | -2.8 | -13.3 | 18 | 14 | 12.8 | 7.2 | 23.9 | 18.9 | 15.2 | 14.9 | 10.6 | 2.2 | 5 | -8.3 | 23.3 | 14.4 | -2.8 | -7 | -2.2 | -6.7 | 2.2 | -1.1 | 2.8 | -3.9 | -8.9 | -10 | 7.6 | 3.8 | -0.8 | -2.9 | 7.2 | -6.1 | 11.7 | 7.2 | -10 | -12 | -5.6 | -5.6 | -6.1 | -15.6 | 2.8 | -2.2 | -10.2 | -15 | -3.3 | -6.1 | -16.7 | -20 | -4.4 | -6.1 | -1.5 | -4.3 | -2.6 | -5.8 | -0.5 | -0.5 | 2.4 | -4.4 | -6.7 | -13.9 | -12.2 | -19.4 | 0 | -5.6 | 6.7 | 2 | 4.4 | -2.2 | -13.9 | -16.1 | -4.4 | -6.8 | 1.1 | -1.7 | -3.9 | -7.8 | 9.4 | -7.2 | 12.2 | -6.1 | -6.1 | -12.8 | 1.1 | -1.1 | -4.6 | -7.9 | 3.9 | -3.3 | 2.8 | -8.3 | -5 | -15 | -4 | -6 | 3.4 | -2.8 | 9.6 | 5.8 | -3.9 | -14.4 | -9.4 | -19.4 | -10 | -12 | 11.1 | -5 | 12.2 | -3.9 | -15.6 | -22.2 | 2.8 | 2.8 | 1.7 | 1.7 | 10 | -0.6 | 12.8 | 5.5 | 11.7 | -3.3 | 12.8 | -2 | 0.6 | -15.6 | 13.3 | 8.3 | 0.6 | -6.7 | -0.8 | -5 | -4.4 | -13.3 | 6.7 | 2.8 | -3.9 | -4.4 | -1.8 | -6.3 | 3.9 | 2.9 | 0 | -19.4 | -8.3 | -10
-6 | -10 | -3.3 | -5 | 6.7 | -1.1 | -5 | -20.6 | -6.5 | -17 | 15.6 | 3.3 | -2 | -6 | 3.9 | 1.1 | 13.3 | 10 | 11.3 | 6.1 | 9.4 | 4.4 | 9.1 | 4.7 | 2.4 | -3.1 | -7.2 | -13.3 | 18 | 14 | 11.7 | 7.2 | 23.3 | 19.4 | 14.8 | 14.7 | 8.9 | 2.8 | 4.4 | -7.8 | 22.8 | 13.3 | -3.3 | -7.8 | -5.6 | -6.7 | 2.2 | -0.6 | 2.2 | -3.8 | -9.4 | -10.6 | 6.8 | 3.6 | -0.6 | -2.8 | 5 | -6.1 | 12.2 | 7.2 | -11 | -13 | -6.1 | -6.1 | -6.1 | -15 | 2.2 | -2.2 | -11.5 | -15.4 | -3.3 | -6.1 | -16.7 | -18.9 | -4.4 | -7.2 | -2.2 | -5.6 | -3.3 | -6.7 | -1.1 | -1.1 | 0.6 | -4.4 | -7.6 | -13.7 | -13.1 | -17.9 | -1.1 | -6.1 | 6.7 | 2 | 2.8 | -2.2 | -13.9 | -16.1 | -4.4 | -7.2 | 1.7 | -1.1 | -7.2 | -10.6 | 6.7 | -7.8 | 6.1 | -5.6 | -7.2 | -12.2 | 1.7 | -0.6 | -4.8 | -8.3 | 2.8 | -2.8 | 1.7 | -8.3 | -6.7 | -14.4 | -5 | -6 | 1.1 | -3 | 8.2 | 5 | -5 | -14.4 | -11.7 | -20 | -10 | -12 | 8.9 | -5 | 10 | -3.9 | -17.8 | -22.8 | 2.8 | 2.8 | 1.7 | 1.7 | 8.3 | -1.1 | 11.7 | 5.6 | 6.7 | -1.7 | 11.1 | -2.8 | 0 | -15.6 | 12.8 | 8.3 | 0.6 | -6.1 | -0.9 | -4.2 | -4.4 | -13.9 | 6.1 | 2.8 | -3.3 | -4.4 | -2.2 | -7.2 | 4.4 | 3.4 | -0.2 | -14.4 | -8.3 | -10.6
-6 | -10 | -2.2 | -4.4 | 7.2 | 0 | -6.1 | -19.4 | -7.9 | -17.2 | 13.9 | 3.9 | -2 | -8 | 3.3 | 1.7 | 13.3 | 11.1 | 10.6 | 5.6 | 9.4 | 4.4 | 6.7 | 3.9 | 0.9 | -3.5 | -6.7 | -11.7 | 17 | 14 | 11.7 | 7.2 | 22.8 | 19.4 | 14.4 | 14.4 | 8.3 | 3.3 | 4.4 | -7.2 | 22.2 | 12.8 | -2.8 | -7 | -9.4 | -10 | 2.8 | -0.6 | 1.7 | -4.4 | -9.4 | -10.6 | 6.1 | 3.3 | -0.6 | -2.4 | 4.4 | -5 | 11.7 | 8.9 | -11 | -13 | -6.1 | -6.1 | -5.6 | -15 | 2.8 | -1.7 | -12.8 | -16.1 | -3.3 | -6.1 | -16.1 | -18.9 | -4.4 | -7.2 | -2.8 | -5.9 | -4.1 | -7 | -1.3 | -1.7 | 0.2 | -3.9 | -8.5 | -14.2 | -14.1 | -17.3 | -1.1 | -6.7 | 6.7 | 2.2 | 1.7 | -2.2 | -14.4 | -16.7 | -4.4 | -6.7 | 1.7 | -1.7 | -8.3 | -11.1 | 4.4 | -7.8 | 4.4 | -5 | -9.4 | -15.6 | 2.2 | -1.1 | -5 | -8.9 | 2.8 | -3.3 | 1.1 | -7.8 | -7.8 | -14.4 | -5 | -7 | -1.1 | -3.9 | 6.7 | 3.9 | -5 | -14.4 | -13.3 | -20 | -10 | -12 | 7.8 | -4.4 | 7.8 | -3.9 | -18.3 | -23.9 | 2.8 | 2.8 | 1.7 | 1.1 | 6.7 | -1.1 | 10.9 | 5.3 | 3.9 | -1.1 | 9.6 | -1.5 | 0 | -13.9 | 11.7 | 8.3 | 0.6 | -5 | -1.1 | -3.9 | -4.4 | -13.3 | 5.6 | 2.8 | -3.3 | -4.4 | -3.5 | -7.5 | 5 | 3.9 | -0.4 | -12.2 | -10.6 | -12.8
-2 | -7 | -1.7 | -4.4 | 7.2 | 0 | -6.1 | -18.9 | -9.4 | -18.9 | 12.8 | 3.9 | -3 | -8 | 3.3 | 2.2 | 13.9 | 10.6 | 10.2 | 6.2 | 7.2 | 4.4 | 5.8 | 3.5 | -0.6 | -4.4 | -4.4 | -10 | 16 | 13 | 10 | 7.2 | 21.1 | 16.7 | 14.4 | 14.4 | 7.2 | 2.8 | 2.2 | -2.8 | 22.2 | 12.8 | -2.2 | -6.7 | -11.1 | -12.2 | 2.8 | -0.6 | 1.1 | -3.8 | -10 | -11.1 | 5.9 | 3.4 | -0.6 | -2.1 | 3.9 | -5 | 11.7 | 9.4 | -11 | -13 | -5.6 | -6.1 | -6.1 | -15.6 | 2.8 | -1.7 | -13 | -16.3 | -2.8 | -6.1 | -15.6 | -18.9 | -4.4 | -6.1 | -3.3 | -6.5 | -4.8 | -7.7 | -1.5 | -2.1 | -0.2 | -4 | -9.4 | -15.6 | -15 | -17.2 | -2.2 | -6.7 | 6.7 | 2.4 | 1.1 | -1.7 | -14.4 | -17.2 | -4.4 | -6.6 | 1.1 | -2.8 | -11.1 | -12.8 | 3.9 | -8.3 | 6.1 | -5 | -11.7 | -13.3 | 1.1 | -1.1 | -5 | -8.6 | 2.8 | -2.8 | 0.6 | -8.3 | -8.9 | -13.9 | -5 | -7 | -2 | -4.2 | 6.5 | 3.5 | -6.1 | -13.9 | -12.8 | -20 | -9 | -11 | 6.1 | -3.9 | 8.3 | -3.3 | -20 | -24.4 | 1.7 | 1.7 | 1.7 | 1.1 | 5 | -1.1 | 10.2 | 4.8 | 3.3 | -0.6 | 8.2 | -1.2 | 0 | -13.3 | 10.6 | 7.8 | -0.6 | -3.9 | -1.7 | -3.8 | -3.9 | -12.8 | 5.6 | 2.2 | -3.9 | -5 | -4.8 | -8.6 | 4.4 | 2.6 | -0.6 | -11.7 | -11.1 | -13.9
-7 | -10 | -2.2 | -5 | 6.7 | 0.6 | -4.4 | -20 | -9.4 | -18.1 | 11.7 | 3.9 | -3 | -9 | 2.8 | 1.7 | 13.3 | 10 | 9.8 | 6.7 | 9.4 | 6.7 | 4.8 | 2.8 | -1.3 | -4.6 | -6.1 | -10 | 14 | 13 | 13.3 | 7.8 | 19.4 | 18.3 | 14.4 | 14.4 | 6.7 | 3.3 | 0.6 | -0.6 | 21.7 | 13.3 | -1.7 | -7.2 | -8.9 | -10 | 3.3 | -0.6 | 0.6 | -3.9 | -10.6 | -11.7 | 5.8 | 3.5 | -0.6 | -2.2 | 5 | -4.4 | 11.7 | 10 | -11 | -13 | -5.6 | -6.7 | -5.6 | -15 | 2.8 | -2.2 | -13.1 | -16.7 | -2.8 | -5.6 | -15.6 | -18.9 | -3.9 | -6.1 | -3.9 | -7.8 | -5.6 | -8.9 | -1.7 | -2.8 | -0.6 | -4.4 | -9.6 | -15.2 | -14.4 | -16.8 | -2.2 | -6.7 | 6.7 | 2.6 | 1.1 | -1.7 | -14.4 | -17.2 | -4.4 | -6.7 | 0.6 | -2.2 | -10.6 | -12.2 | 2.8 | -8.9 | 3.9 | -4.4 | -12.2 | -14.4 | 1.1 | -0.6 | -5 | -8.8 | 3.3 | -3.3 | 0 | -8.3 | -9.4 | -14.4 | -5 | -7 | -3 | -4.8 | 6.3 | 2.8 | -6.1 | -14.4 | -12.8 | -20.6 | -10 | -13 | 3.9 | -2.8 | 8.3 | -3.9 | -20 | -25 | 1.1 | 1.1 | 1.7 | 1.7 | 5.6 | -1.7 | 9.4 | 4.4 | 1.7 | -1.1 | 6.7 | -1.1 | 0 | -11.7 | 9.4 | 7.2 | 1.7 | -5 | -2.2 | -4 | -2.8 | -10 | 5.6 | 3.3 | -5.6 | -6.7 | -6.1 | -10 | 3.9 | 1.4 | -0.8 | -10.1 | -11.7 | -14.4
-6 | -11 | -2.2 | -5.6 | 6.1 | 1.1 | -6.1 | -21.1 | -9.4 | -18.4 | 11.1 | 3.9 | -3 | -9 | 2.8 | 1.7 | 12.8 | 10 | 9.4 | 7.2 | 6.1 | 4.4 | 3.9 | 2.2 | -2.1 | -5.2 | -6.7 | -9.4 | 14 | 13 | 13.3 | 7.2 | 18.3 | 17.2 | 14.4 | 14.4 | 6.1 | 3.3 | 0.6 | -1.1 | 22.8 | 14.4 | -0.9 | -6.5 | -11.1 | -12.2 | 2.2 | -0.6 | 0 | -4.4 | -10.6 | -11.7 | 5.6 | 3.3 | -0.8 | -2.1 | 5.6 | -5.6 | 12.2 | 11.1 | -13 | -15 | -5.6 | -5.6 | -7.2 | -15.6 | 2.8 | -2.2 | -13.3 | -17.8 | -2.8 | -5.6 | -15.6 | -18.9 | -3.9 | -6.1 | -4.6 | -7.9 | -6.5 | -9.2 | -2.1 | -3.1 | -1.9 | -4.4 | -9.8 | -15.4 | -13.9 | -16.9 | -2.8 | -6.1 | 6.7 | 2.8 | 0.6 | -1.7 | -15 | -17.2 | -4.4 | -6.7 | 0.6 | -2.2 | -11.7 | -13.3 | 1.7 | -8.9 | 2.8 | -5 | -12.8 | -14.4 | -0.6 | -3.3 | -5 | -9.4 | 2.8 | -2.8 | 0 | -8.3 | -9.4 | -15 | -5 | -7 | -3.9 | -5.6 | 6.1 | 2.2 | -6.7 | -14.4 | -12.8 | -20.6 | -11 | -14 | 2.8 | -2.2 | 7.8 | -5 | -19.4 | -25 | 1.1 | 1.1 | 1.7 | 1.1 | 4.4 | -2.2 | 8.9 | 4.5 | 0.6 | -2.2 | 6.3 | -0.8 | 0 | -12.8 | 9.4 | 6.7 | 2.2 | -2.8 | -2.8 | -4.4 | -1.7 | -8.9 | 5 | 2.8 | -7.2 | -7.8 | -7.6 | -10.7 | 3.3 | 0 | -0.9 | -9.7 | -13.3 | -16.1
-4 | -10 | -2.2 | -5.6 | 6.1 | 1.7 | -6.7 | -17.2 | -9.4 | -20 | 10 | 3.9 | -2 | -9 | 3.3 | 2.2 | 11.7 | 7.8 | 8.5 | 6.8 | 6.1 | 4.4 | 3.6 | 1.9 | -2.8 | -6.1 | -9.4 | -13.3 | 14 | 13 | 8.9 | 7.2 | 17.8 | 16.7 | 14.4 | 14.4 | 5.6 | 2.8 | 0 | -1.1 | 22.2 | 15 | -0.2 | -6.6 | -12.2 | -13.3 | 1.7 | -1.1 | 0 | -3.8 | -11.1 | -12.2 | 5.6 | 3.5 | -0.9 | -2 | 5 | -5.6 | 13.3 | 11.7 | -13 | -15 | -6.1 | -6.1 | -8.3 | -15.6 | 2.8 | -2.2 | -13.3 | -17.2 | -2.8 | -5 | -15.6 | -18.9 | -3.3 | -5.6 | -5.4 | -8.9 | -7.4 | -9.9 | -2.4 | -3.4 | -3.1 | -4.9 | -10 | -16.7 | -13.3 | -17.2 | -2.8 | -6.1 | 6.7 | 3 | 0 | -1.7 | -15.6 | -17.2 | -4.4 | -7.1 | 0.6 | -2.2 | -11.7 | -13.9 | 0.6 | -9.4 | 1.7 | -5 | -12.8 | -14.4 | -1.1 | -3.3 | -5.2 | -8.7 | 2.8 | -3.3 | -0.6 | -7.8 | -9.4 | -15 | -5 | -7 | -3.3 | -4.9 | 5.5 | 2 | -7.2 | -14.4 | -15 | -21.1 | -11 | -15 | 1.1 | -1.1 | 6.7 | -3.9 | -19.4 | -25 | 0.6 | 0.6 | 1.7 | 1.1 | 3.9 | -2.2 | 8.3 | 4.3 | 0.6 | -2.2 | 6 | -0.4 | 0 | -9.4 | 8.3 | 6.1 | 1.7 | -2.2 | -4.1 | -5.2 | -1.7 | -9.4 | 5 | 2.2 | -5.6 | -6.1 | -9.1 | -11.9 | 2.8 | -0.6 | -1.1 | -10.6 | -12.8 | -16.1
-1 | -6 | -3.9 | -5.6 | 5.6 | 2.2 | -5 | -17.8 | -9.2 | -19.4 | 8.9 | 4.4 | -3 | -8 | 2.8 | 2.2 | 12.2 | 10 | 7.6 | 6.6 | 4.4 | 2.8 | 3 | 1.4 | -2.6 | -6.1 | -11.7 | -15.6 | 13 | 13 | 7.8 | 6.7 | 17.2 | 16.7 | 14.4 | 14.4 | 6.1 | 3.3 | 0 | -1.1 | 21.7 | 13.9 | 0.6 | -7.8 | -13.3 | -14.4 | 1.1 | -1.7 | 0 | -3.6 | -11.1 | -12.2 | 5.6 | 3.5 | -1.1 | -2.2 | 5 | -7.2 | 13.3 | 12.2 | -14 | -16 | -6.7 | -6.7 | -8.9 | -15 | 2.8 | -2.2 | -13.3 | -17.2 | -2.8 | -5.6 | -16.1 | -17.8 | -2.8 | -5.6 | -6.1 | -10 | -8.3 | -11.1 | -2.8 | -3.9 | -4.4 | -5.6 | -9.8 | -15.8 | -14.4 | -17.9 | -3.3 | -6.7 | 6.7 | 3.1 | 0 | -2.2 | -16.1 | -18.3 | -4.4 | -7.8 | 0.6 | -2.2 | -10 | -13.3 | 0 | -10 | 1.7 | -5 | -10 | -14.4 | -2.2 | -3.9 | -5.4 | -8.3 | 3.3 | -3.3 | 0 | -8.3 | -9.4 | -15.6 | -5 | -7 | -2.8 | -4.6 | 5 | 1.8 | -7.8 | -14.4 | -14.4 | -21.7 | -15 | -17 | 0 | -1.1 | 6.1 | -3.9 | -20 | -25.6 | 0 | 0 | 1.7 | 1.1 | 6.7 | -2.8 | 7.8 | 4.4 | 1.7 | -2.8 | 5.6 | -0.6 | 0.6 | -6.7 | 8.3 | 5.6 | 1.7 | -0.6 | -5.4 | -6.2 | -1.7 | -9.4 | 5 | 2.8 | -5.6 | -6.1 | -10.6 | -13.3 | 2.2 | -1.2 | -0.7 | -9 | -13.3 | -16.1
1 | -3 | -5 | -6.1 | 5.6 | 3.3 | -5 | -19.4 | -9.1 | -20.2 | 7.8 | 3.9 | -3 | -8 | 2.8 | 2.2 | 11.7 | 8.3 | 6.7 | 6.1 | 4.4 | 2.8 | 2.4 | 0.8 | -2.4 | -6.6 | -10 | -13.9 | 13 | 13 | 7.2 | 6.7 | 16.7 | 16.1 | 14.4 | 14.4 | 6.1 | 3.3 | 0 | -1.1 | 22.2 | 13.9 | 1.1 | -6.6 | -12.2 | -13.3 | 1.1 | -2.2 | 0 | -3.9 | -11.7 | -12.2 | 5.6 | 3.3 | -1.1 | -2.2 | 4.4 | -7.2 | 13.9 | 12.2 | -13 | -16 | -6.7 | -7.2 | -12.2 | -16.1 | 2.2 | -2.2 | -13.3 | -17.8 | -3.3 | -6.1 | -16.1 | -17.8 | -2.8 | -5.6 | -6.3 | -9.7 | -9.1 | -11.5 | -3.2 | -4.2 | -4.4 | -5.4 | -9.6 | -15.8 | -15.6 | -19.4 | -3.3 | -6.7 | 6.7 | 3.3 | -0.6 | -2.2 | -16.7 | -18.3 | -6.3 | -9.6 | 0 | -2.2 | -10.6 | -13.3 | 0 | -10.6 | 1.1 | -4.4 | -12.8 | -15.6 | -2.8 | -6.1 | -5.6 | -8.3 | 3.9 | -4.4 | 0 | -8.9 | -10 | -15.6 | -6 | -7 | -2.2 | -4.4 | 4.4 | 1.7 | -8.9 | -15 | -14.4 | -21.7 | -13 | -15 | 0 | -1.1 | 5.6 | -3.9 | -20.6 | -25.6 | 0 | 0 | 1.7 | 1.1 | 7.2 | -2.2 | 8.2 | 4.6 | 2.8 | -3.3 | 5.4 | 0 | 0.6 | -4.4 | 8.3 | 3.9 | 1.7 | 0 | -6.7 | -7.2 | -1.7 | -8.9 | 3.9 | 2.2 | -5 | -6.1 | -11 | -13.6 | 1.7 | -2.2 | -0.4 | -8.8 | -13.9 | -16.7
0 | -3 | -5 | -6.1 | 5.6 | 3.3 | -5 | -18.3 | -8.9 | -22.2 | 7.2 | 3.3 | -2 | -8 | 2.8 | 2.2 | 11.7 | 8.9 | 5.9 | 5.5 | 3.9 | 2.8 | 2 | 0.5 | -2.2 | -7.8 | -12.8 | -16.7 | 13 | 13 | 7.2 | 6.7 | 16.1 | 15.6 | 14.4 | 14.4 | 5 | 2.8 | 0 | -1.1 | 22.2 | 13.9 | 1.7 | -6.1 | -12.8 | -13.9 | 1.7 | -2.8 | -0.2 | -3.3 | -12.2 | -12.8 | 5.2 | 3.2 | -1.1 | -2.4 | 3.9 | -7.2 | 12.8 | 11.7 | -13 | -15 | -6.7 | -7.8 | -12.2 | -15.6 | 2.8 | -2.2 | -13.1 | -17 | -3.3 | -6.7 | -16.1 | -18.3 | -2.2 | -5 | -6.5 | -9.9 | -9.8 | -12.3 | -3.5 | -4.5 | -4.4 | -5.4 | -9.4 | -16.7 | -16.7 | -21.1 | -3.3 | -6.7 | 6.7 | 3.5 | -1.1 | -3.3 | -17.2 | -20 | -8.1 | -11.8 | 0 | -2.2 | -12.2 | -15.6 | 1.1 | -10 | 0 | -5 | -14.4 | -16.7 | -3.3 | -7.2 | -5.2 | -8.1 | 4.4 | -3.9 | 0 | -8.9 | -10.6 | -15 | -5 | -8 | -2.4 | -4.3 | 4.4 | 1.8 | -8.9 | -15 | -14.4 | -22.2 | -13 | -15 | 0.6 | -1.1 | 5 | -3.9 | -20.6 | -25.6 | -1.1 | -1.1 | 1.7 | 1.1 | 7.2 | -2.8 | 8.5 | 4.9 | -0.6 | -3.9 | 5.2 | 0.2 | 0.6 | -2.8 | 7.2 | 0.6 | 1.7 | -1.1 | -4.5 | -6.1 | -1.1 | -8.3 | 3.3 | 1.7 | -5.6 | -6.1 | -11.3 | -14.2 | 1.3 | -2 | 0 | -9.4 | -16.1 | -18.9
1 | -3 | -3.3 | -5 | 5.6 | 3.3 | -4.4 | -18.9 | -8.7 | -21.7 | 7.2 | 3.3 | -2 | -7 | 2.8 | 1.7 | 11.1 | 7.2 | 5.2 | 5.1 | 3.3 | 2.2 | 1.6 | 0 | -2.9 | -7.2 | -12.2 | -16.7 | 13 | 13 | 8.3 | 6.7 | 15.6 | 15 | 14.4 | 14.4 | 4.4 | 1.1 | 0 | 0 | 21.7 | 13.3 | 2.2 | -6.7 | -12.2 | -13.3 | 3.3 | -4.4 | -0.4 | -3.2 | -12.2 | -13.3 | 4.8 | 3 | -1.1 | -2.8 | 3.3 | -6.7 | 12.2 | 11.7 | -12 | -14 | -7.2 | -7.8 | -12.8 | -16.1 | 2.8 | -1.7 | -13 | -16.9 | -3.9 | -7.8 | -16.7 | -18.3 | -1.7 | -4.4 | -6.7 | -10.6 | -10.6 | -13.3 | -3.9 | -5 | -4.4 | -5.6 | -9.2 | -15.6 | -17.4 | -21 | -3.9 | -6.7 | 6.7 | 3.7 | -1.1 | -3.3 | -17.8 | -20 | -10 | -14.4 | -0.6 | -1.7 | -12.8 | -15.6 | 0 | -10.6 | -1.1 | -5 | -15.6 | -17.2 | -3.3 | -6.7 | -4.8 | -8.3 | 4.4 | -2.8 | 0 | -9.4 | -10.6 | -15 | -5 | -8 | -2.6 | -4.5 | 4.4 | 2.1 | -8.9 | -15 | -14.4 | -22.2 | -15 | -17 | -1.1 | -1.7 | 4.4 | -3.3 | -20.6 | -25.6 | -1.7 | -1.7 | 1.7 | 0.6 | 6.7 | -2.8 | 8.9 | 5 | -1.7 | -3.9 | 5 | 0.6 | 0 | -1.7 | 6.7 | -0.6 | 0 | -2.2 | -2.2 | -5.1 | -0.6 | -7.2 | 3.9 | 1.7 | -5.6 | -6.7 | -11.7 | -15 | 1 | -2.1 | 0 | -7.9 | -17.8 | -20.6
-1 | -5 | -3.3 | -5 | 5 | 3.3 | -3.9 | -17.2 | -8.5 | -23 | 6.1 | 2.8 | -2 | -8 | 2.2 | 1.7 | 11.7 | 8.3 | 4.4 | 4.4 | 3.9 | 2.8 | 1.3 | -0.7 | -3.7 | -7.7 | -12.8 | -16.1 | 13 | 12 | 8.3 | 7.2 | 15 | 14.4 | 14.4 | 14.4 | 3.9 | 0 | 0 | 0 | 22.2 | 13.3 | 2 | -5.4 | -13.9 | -15.6 | 3.9 | -5 | -0.6 | -3.3 | -12.2 | -13.3 | 4.4 | 2.8 | -1.7 | -3.1 | 2.8 | -7.8 | 11.7 | 10.6 | -12 | -14 | -7.2 | -8.3 | -15 | -16.7 | 2.8 | -1.7 | -12.8 | -17.2 | -3.9 | -7.8 | -16.7 | -18.9 | -1.7 | -3.3 | -6.9 | -10.2 | -11 | -13.5 | -4.3 | -4.9 | -4.8 | -5.6 | -9.1 | -15.5 | -18.2 | -21.5 | -3.3 | -7.8 | 6.7 | 3.9 | -1.7 | -3.3 | -17.8 | -19.4 | -10.2 | -14.1 | -0.6 | -1.7 | -12.2 | -15.6 | 1.1 | -10 | -2.8 | -5.6 | -16.1 | -18.3 | -3.3 | -6.7 | -4.4 | -8.9 | 4.4 | -2.8 | 1.1 | -8.9 | -10.6 | -15 | -5 | -7 | -2.8 | -5 | 4.4 | 2.2 | -8.3 | -14.4 | -14.4 | -22.8 | -13 | -15 | -1.1 | -1.7 | 4.4 | -2.8 | -20.6 | -25.6 | -1.7 | -1.7 | 1.7 | 0.6 | 3.3 | -2.2 | 8.9 | 5.3 | -1.7 | -3.9 | 5.6 | 1.1 | 0 | -1.7 | 6.1 | -1.1 | 1.1 | -1.7 | 0 | -5 | -0.6 | -7.2 | 3.9 | 1.7 | -5.6 | -6.7 | -12.6 | -15.6 | 0.6 | -2.8 | 0 | -7.3 | -18.9 | -18.9
-1 | -5 | -3.3 | -5.6 | 4.4 | 3.9 | -6.7 | -8.9 | -8.3 | -26.1 | 6.1 | 2.8 | -2 | -8 | 2.2 | 1.7 | 11.1 | 7.8 | 4.2 | 3.8 | 2.8 | 1.7 | 1.2 | -0.7 | -4.4 | -8.3 | -13.3 | -16.1 | 12 | 11 | 8.9 | 7.2 | 15 | 14.4 | 14.4 | 14.4 | 3.3 | 0 | 0 | 0 | 22.2 | 13.9 | 1.9 | -4.7 | -13.9 | -15 | 3.3 | -4.4 | -1.1 | -3.3 | -13.3 | -14.4 | 4 | 2.5 | -2.2 | -3.7 | 2.8 | -7.2 | 12.2 | 11.1 | -12 | -14 | -7.8 | -8.3 | -15 | -16.7 | 2.2 | -1.7 | -13 | -16.9 | -3.9 | -7.8 | -17.2 | -18.9 | -2.2 | -2.8 | -7 | -10.1 | -11.3 | -13.8 | -4.6 | -5 | -5.2 | -5.8 | -8.9 | -16.1 | -18.9 | -22.2 | -3.3 | -8.3 | 6.7 | 4.2 | -1.7 | -3.3 | -17.8 | -20 | -10.4 | -14.3 | 0 | -1.7 | -13.3 | -15.6 | 0 | -10.6 | -2.2 | -5 | -17.2 | -18.9 | -3.3 | -7.2 | -4.4 | -8.4 | 3.9 | -2.8 | 1.7 | -8.3 | -11.1 | -14.4 | -4 | -8 | -2.4 | -4.5 | 4.8 | 2.5 | -8.9 | -15 | -15 | -23.3 | -13 | -15 | -1.7 | -2.2 | 4.4 | -1.7 | -20 | -25 | -2.2 | -2.2 | 1.7 | 0 | 0 | -4.4 | 8.9 | 5.3 | -2.2 | -4.4 | 6.1 | 1.8 | 0 | -0.6 | 5.6 | -1.1 | 2.8 | -1.7 | 0.2 | -5 | -0.6 | -6.7 | 3.3 | 1.7 | -6.1 | -7.2 | -13.5 | -16.5 | 0.2 | -2.8 | 0 | -7.8 | -19.4 | -19.4
-1 | -5 | -3.9 | -6.1 | 4.4 | 3.9 | -6.7 | -7.8 | -8.9 | -24.2 | 5 | 2.2 | -2 | -8 | 1.7 | 1.1 | 10.6 | 7.2 | 4.1 | 3.4 | 2.8 | 1.7 | 0.7 | -1.3 | -4.4 | -7.9 | -15.6 | -20.6 | 12 | 11 | 8.9 | 7.2 | 14.4 | 13.9 | 14.4 | 14.4 | 2.8 | -0.6 | 0.6 | 0.6 | 22.2 | 15 | 1.7 | -5 | -13.9 | -15 | 2.2 | -5.6 | -1.7 | -3.5 | -13.3 | -14.4 | 3.7 | 2.5 | -2.8 | -4.4 | 1.7 | -7.2 | 7.8 | 2.8 | -13 | -15 | -7.8 | -8.3 | -14.4 | -16.1 | 2.2 | -1.7 | -13.1 | -17 | -2.2 | -6.7 | -17.2 | -21.7 | -2.2 | -2.8 | -7.2 | -10.6 | -11.7 | -14.4 | -5 | -5 | -5.6 | -6.1 | -8.3 | -14.6 | -18.3 | -21.7 | -2.8 | -9.4 | 6.7 | 4.7 | -1.7 | -3.9 | -17.8 | -23.3 | -10.6 | -15 | 0 | -1.1 | -12.2 | -16.1 | 0 | -10.6 | -2.8 | -6.7 | -17.2 | -19.4 | -3.3 | -7.2 | -4.4 | -8.4 | 3.9 | -2.8 | 1.7 | -7.8 | -11.1 | -14.4 | -5 | -7 | -2.1 | -4.4 | 5.2 | 2.7 | -9.4 | -15 | -15 | -23.3 | -13 | -16 | -1.7 | -2.8 | 3.3 | -0.6 | -20 | -25 | -2.2 | -2.2 | 1.1 | 0 | -1.1 | -5 | 8.9 | 5.6 | -2.2 | -4.4 | 6.7 | 2.2 | 0.6 | 0 | 4.4 | -1.7 | 1.7 | -2.2 | 0.4 | -5.7 | -0.6 | -6.7 | 2.8 | 0.6 | -6.1 | -6.7 | -14.4 | -17.8 | -0.2 | -3.5 | -0.2 | -6.6 | -20.6 | -22.8
-1 | -5 | -5 | -6.7 | 4.4 | 3.9 | -6.7 | -7.8 | -9.4 | -24.2 | 5.6 | 2.2 | -3 | -6 | 1.7 | 1.1 | 10 | 5.6 | 3.9 | 2.8 | 2.8 | 2.2 | 0.6 | -1.7 | -4.4 | -7.9 | -11.7 | -18.3 | 12 | 10 | 8.9 | 6.7 | 13.3 | 12.8 | 14.4 | 14.4 | 2.2 | -1.7 | 0.6 | 0.6 | 22.2 | 15 | 3 | -3.3 | -13.3 | -14.4 | 1.7 | -5.6 | -2.2 | -3.9 | -13.9 | -15 | 3.3 | 2.2 | -2.8 | -4.3 | 1.7 | -6.7 | 3.9 | -2.2 | -13 | -15 | -7.2 | -8.3 | -15 | -17.8 | 3.3 | -3.9 | -13.3 | -17.8 | -0.6 | -6.7 | -18.3 | -21.7 | -2.2 | -2.8 | -7.2 | -9.9 | -11.7 | -13.6 | -5 | -5 | -3.2 | -4.8 | -7.8 | -13.9 | -17.8 | -21.8 | -1.7 | -10.6 | 6.7 | 5 | -2.2 | -3.9 | -18.9 | -23.3 | -11.1 | -15.2 | 0 | -1.1 | -12.8 | -16.7 | 0 | -10.6 | -3.3 | -6.1 | -17.8 | -20 | -3.3 | -6.7 | -4.4 | -8.9 | 3.3 | -2.8 | 1.7 | -8.3 | -10.6 | -13.3 | -5 | -7 | -1.7 | -4.4 | 5.6 | 2.8 | -9.4 | -14.4 | -15 | -23.3 | -15 | -17 | -1.7 | -2.8 | 2.8 | -0.6 | -19.4 | -25 | -2.2 | -2.2 | 1.1 | -0.6 | -2.2 | -5 | 9.5 | 5.7 | -0.6 | -4.4 | 7.4 | 2.5 | 0.6 | 0 | 3.9 | -2.2 | 2.8 | -2.2 | 0.6 | -7.2 | -0.6 | -6.7 | 4.4 | 0 | -6.1 | -6.7 | -14.6 | -18 | -0.6 | -4.4 | -0.4 | -6.6 | -22.2 | -25
-2 | -6 | -6.1 | -6.7 | 4.4 | 3.9 | -6.7 | -7.8 | -10 | -26.1 | 5.6 | 2.2 | -3 | -5 | 1.7 | 1.7 | 10.6 | 5.6 | 5.6 | 3.8 | 4.4 | 3.3 | 3.9 | 0.6 | -4.4 | -8.3 | -15 | -18.9 | 14 | 10 | 9.4 | 7.2 | 11.7 | 11.1 | 14.8 | 14.7 | 2.2 | -1.1 | 0.6 | 0.6 | 22.8 | 15.6 | 4.3 | -2.6 | -13.9 | -15 | 1.1 | -5.6 | -1.5 | -3.2 | -13.9 | -15 | 2.9 | 1.9 | -2.8 | -4.3 | 3.9 | -6.1 | 3.3 | -6.1 | -14 | -16 | -7.2 | -8.3 | -14.4 | -16.7 | 2.8 | -4.4 | -12.8 | -16.5 | 0.6 | -6.1 | -18.9 | -22.8 | -2.2 | -2.2 | -7.2 | -9.5 | -11.7 | -13.1 | -5 | -5 | -0.7 | -3.7 | -7.2 | -13.9 | -17.2 | -22.2 | -1.1 | -11.7 | 7.2 | 5.4 | -2.2 | -3.9 | -19.4 | -23.9 | -11.7 | -15.9 | 0 | -1.1 | -11.1 | -14.4 | 0 | -9.4 | -2.8 | -5.6 | -15.6 | -17.2 | -2.8 | -5.6 | -4.6 | -7.8 | 2.8 | -2.8 | 2.2 | -8.9 | -10.6 | -13.3 | -5 | -8 | -0.9 | -3.4 | 5.4 | 2.9 | -8.9 | -14.4 | -15.6 | -23.3 | -17 | -18 | -2.2 | -2.8 | 2.2 | -0.6 | -20 | -25 | -2.2 | -2.2 | 1.1 | -0.6 | -2.8 | -5.6 | 10 | 6 | 0.6 | -4.4 | 8.2 | 2.9 | 0.6 | 0 | 3.9 | -2.8 | 1.7 | -2.2 | 0.4 | -6.1 | 0 | -6.1 | 3.9 | 0.6 | -4.4 | -5.6 | -14.8 | -18.8 | -0.6 | -4 | -0.6 | -7.2 | -20.6 | -23.3
-5 | -8 | -5.6 | -7.2 | 3.9 | 3.9 | -6.7 | -7.8 | -8.7 | -24 | 8.3 | 2.2 | -2 | -5 | 1.7 | 1.1 | 12.2 | 7.2 | 7.2 | 4.5 | 6.7 | 5.6 | 7.3 | 2.6 | -0.7 | -6.2 | -11.1 | -17.2 | 17 | 9 | 11.1 | 7.8 | 10.6 | 10 | 15.2 | 14.9 | 4.4 | -0.6 | 0.6 | 0.6 | 23.3 | 15.6 | 5.6 | -2.2 | -13.9 | -15.6 | 2.8 | -5 | -0.7 | -2.5 | -13.9 | -15.6 | 2.6 | 1.4 | -2.8 | -4.4 | 4.4 | -6.7 | 2.2 | -7.2 | -14 | -16 | -7.2 | -9.4 | -11.1 | -15 | 2.8 | -4.4 | -12.2 | -15.8 | 1.1 | -6.1 | -19.4 | -23.3 | -2.8 | -3.9 | -7.2 | -9.4 | -11.7 | -12.8 | -5 | -5 | 1.7 | -3.3 | -6.3 | -12.9 | -16.1 | -20.7 | 0.6 | -11.1 | 7.8 | 5.8 | -2.2 | -2.8 | -20 | -24.4 | -12.2 | -17.2 | 1.1 | -0.6 | -6.7 | -11.7 | 4.4 | -8.3 | 1.1 | -4.4 | -13.9 | -17.8 | -1.7 | -5 | -4.8 | -7.4 | 3.3 | -2.2 | 2.2 | -8.3 | -8.9 | -12.8 | -5 | -7 | -0.2 | -2.7 | 5.2 | 2.9 | -6.7 | -13.3 | -14.4 | -21.1 | -16 | -18 | 2.8 | -0.6 | 2.2 | -0.6 | -19.4 | -25 | -2.8 | -2.8 | 1.1 | -1.1 | 0 | -3.3 | 10.6 | 6.1 | 2.8 | -4.4 | 8.9 | 2.8 | 1.1 | 0 | 3.9 | -2.2 | 2.2 | -2.8 | 0.2 | -6.1 | 0.6 | -5.6 | 3.9 | -0.6 | -3.9 | -5.6 | -15 | -20 | -0.6 | -4 | 0.9 | -5.7 | -18.3 | -21.1
-5 | -9 | -5.6 | -7.2 | 5 | 4.4 | -6.1 | -7.2 | -7.4 | -23.7 | 11.1 | 1.7 | -2 | -4 | 2.2 | 1.1 | 14.4 | 9.4 | 8.9 | 5.6 | 8.9 | 6.1 | 10.6 | 4.4 | 3 | -5.4 | -7.8 | -16.1 | 20 | 10 | 14.4 | 8.9 | 10 | 8.9 | 15.6 | 15 | 6.7 | 1.1 | 1.1 | 1.1 | 23.3 | 16.7 | 6 | -1.4 | -12.2 | -13.3 | 2.8 | -5 | 0 | -2.2 | -13.9 | -15.6 | 2.2 | 1.1 | -1.7 | -3.9 | 5.6 | -7.2 | 2.2 | -9.4 | -12 | -14 | -6.7 | -10 | -6.7 | -14.4 | 3.3 | -4.4 | -11.7 | -15.6 | 1.7 | -5 | -19.4 | -25.6 | -4.4 | -6.1 | -7 | -8.9 | -11.5 | -12.5 | -4.6 | -4.6 | 4.5 | -2.7 | -5.3 | -12.5 | -15 | -19.4 | 2.8 | -9.4 | 8.3 | 6.1 | -2.2 | -2.2 | -20 | -24.4 | -12.6 | -17.1 | 4.4 | -1.7 | -1.7 | -8.3 | 7.2 | -8.3 | 3.3 | -4.4 | -10 | -14.4 | 0 | -5.6 | -5 | -7.2 | 4.4 | -2.2 | 2.8 | -9.4 | -6.1 | -11.1 | -5 | -7 | 0.6 | -2.2 | 5 | 2.8 | -3.9 | -12.8 | -12.2 | -19.4 | -15 | -17 | 7.8 | 0 | 2.2 | -0.6 | -15 | -20.6 | -2.2 | -2.2 | 1.1 | -1.1 | 4.4 | -3.9 | 12.3 | 7.4 | 6.1 | -3.3 | 12.8 | 3.7 | 1.7 | 0.6 | 5 | -2.8 | 3.3 | -2.8 | 0 | -6.7 | 1.7 | -5 | 4.4 | -0.6 | -3.9 | -5.6 | -13.3 | -18.3 | -0.6 | -4.4 | 2.4 | -5.3 | -18.3 | -21.7
-3 | -8 | -5.6 | -7.2 | 5 | 4.4 | -6.1 | -7.8 | -6.1 | -25.6 | 13.9 | 2.2 | -2 | -4 | 2.8 | 1.1 | 16.1 | 9.4 | 10.9 | 5.7 | 10 | 5.6 | 12.3 | 5.5 | 6.7 | -6.1 | -6.7 | -16.1 | 22 | 10 | 16.7 | 9.4 | 8.9 | 8.3 | 16.5 | 15.2 | 10.6 | 3.9 | 1.7 | 1.7 | 24.4 | 15.6 | 6.3 | -1.2 | -8.9 | -10.6 | 2.8 | -4.4 | 0.6 | -2 | -13.9 | -15.6 | 3.1 | 1.5 | -0.5 | -3.6 | 7.2 | -6.1 | 1.7 | -10.6 | -11 | -13 | -6.7 | -9.4 | -2.2 | -13.3 | 3.9 | -3.9 | -10.2 | -15 | 2.8 | -4.4 | -19.4 | -25.6 | -6.1 | -8.3 | -6.9 | -8.5 | -11.3 | -12.6 | -4.3 | -4.3 | 7.2 | -3.2 | -4.4 | -13.3 | -13.9 | -18.9 | 4.4 | -8.3 | 8.5 | 6.3 | -1.1 | -1.1 | -20 | -23.9 | -12.9 | -17.6 | 4.4 | -2.2 | 2.8 | -3.3 | 9.4 | -7.2 | 5.6 | -3.9 | -9.4 | -15 | 0.6 | -5.6 | -4.6 | -6.6 | 4.4 | -2.2 | 3.9 | -9.4 | -3.3 | -10 | -6 | -8 | 4.1 | -0.6 | 5.4 | 2.4 | -2.2 | -11.7 | -10.6 | -19.4 | -14 | -17 | 11.7 | -4.4 | 2.8 | 0 | -13.3 | -20.6 | -1.7 | -1.7 | 1.1 | -1.7 | 6.7 | -3.9 | 13.9 | 8.3 | 8.3 | -3.9 | 16.7 | 3.4 | 1.7 | 0.6 | 6.7 | -2.8 | 1.7 | -2.2 | 0.9 | -6.3 | 2.8 | -4.4 | 5 | -0.6 | -3.3 | -5.6 | -11.7 | -17.1 | 0.3 | -3.5 | 3.9 | -5.6 | -16.1 | -17.8
-2 | -7 | 2.2 | -2.8 | 5.6 | 5.6 | -6.1 | -7.2 | -5.4 | -22.9 | 16.7 | 2.2 | -2 | -3 | 2.8 | 1.7 | 17.2 | 8.9 | 13 | 5.9 | 10.6 | 4.4 | 13.9 | 6.5 | 7.8 | -5.9 | -5.6 | -16.1 | 21 | 11 | 17.8 | 10.6 | 9.4 | 8.3 | 17.4 | 15.1 | 12.8 | 4.4 | 2.2 | 2.2 | 25 | 15.6 | 6.7 | -1.1 | -8.3 | -10 | 2.8 | -5 | 1.1 | -2.3 | -13.9 | -15 | 4.1 | 1.8 | 0.6 | -3.9 | 8.3 | -7.2 | 0 | -11.7 | -7 | -8 | -5.6 | -8.9 | -1.7 | -12.2 | 3.9 | -3.9 | -8.7 | -14.9 | 3.3 | -3.3 | -20 | -25.6 | -7.2 | -10 | -6.7 | -8.3 | -11.1 | -12.8 | -3.9 | -3.9 | 10 | -5 | -3.7 | -11.6 | -12.8 | -17.6 | 6.1 | -7.8 | 8.7 | 6.5 | -1.1 | -1.1 | -19.4 | -24.4 | -13.3 | -18.9 | 4.4 | -3.3 | 3.9 | -2.8 | 8.3 | -8.3 | 7.8 | -3.3 | -7.8 | -16.1 | 1.1 | -5.6 | -4.3 | -6.6 | 4.4 | -2.8 | 5.6 | -8.3 | -0.6 | -8.3 | -5 | -8 | 7.6 | 0.3 | 5.7 | 1.8 | -1.7 | -11.1 | -8.9 | -20 | -13 | -17 | 13.3 | -3.3 | 3.3 | 0.6 | -11.1 | -19.4 | -1.1 | -1.1 | 1.7 | -1.7 | 7.8 | -10 | 15.6 | 9.4 | 10.6 | -3.9 | 20.6 | 1.7 | 1.1 | 0 | 8.3 | -2.8 | 2.2 | -3.3 | 1.9 | -6.6 | 3.9 | -5 | 5.6 | 0 | -3.3 | -5.6 | -10 | -16.7 | 1.3 | -2.8 | 4.1 | -4.8 | -15.6 | -18.3
-2 | -7 | 0.6 | -1.1 | 6.1 | 6.1 | -6.1 | -7.2 | -4.6 | -21.7 | 18.9 | 0 | -1 | -2 | 3.3 | 1.7 | 16.1 | 8.9 | 15 | 5.6 | 12.2 | 1.7 | 15.6 | 7.2 | 8.9 | -6.5 | -5 | -15 | 21 | 11 | 17.8 | 11.1 | 10 | 8.9 | 18.3 | 15 | 13.9 | 4.4 | 2.2 | 2.2 | 24.4 | 16.1 | 5 | -2.1 | -9.4 | -11.1 | 2.8 | -4.4 | 1.7 | -2.8 | -13.9 | -14.4 | 5 | 2.2 | 1.5 | -2.6 | 9.4 | -5.6 | 0 | -13.3 | -7 | -8 | -5 | -8.9 | 0 | -7.8 | 3.3 | -3.3 | -7.2 | -16.1 | 3.3 | -2.2 | -19.4 | -25 | -8.3 | -11.7 | -6.5 | -8 | -10.5 | -11.9 | -3.5 | -3.5 | 11.3 | -3.9 | -2.9 | -10.7 | -11.7 | -16.7 | 8.3 | -7.2 | 8.9 | 6.7 | 0 | 0 | -18.9 | -23.9 | -12.8 | -17.6 | 3.3 | -3.3 | 6.1 | -2.8 | 8.9 | -7.8 | 13.3 | -1.1 | -7.2 | -15 | 1.7 | -6.1 | -3.9 | -6.7 | 3.9 | -3.3 | 6.7 | -6.1 | 2.2 | -6.7 | -3 | -8 | 11.1 | 1.1 | 6.1 | 1.1 | -0.6 | -10.6 | -7.2 | -19.4 | -12 | -16 | 14.4 | -4.4 | 3.3 | 0.6 | -10 | -17.8 | -0.6 | -0.6 | 1.1 | -2.2 | 7.8 | -11.7 | 16 | 10.1 | 13.3 | -2.8 | 22.1 | 3.3 | 1.7 | 0.6 | 9.4 | -2.2 | 3.3 | -2.8 | 2.8 | -8.3 | 4.4 | -4.4 | 6.7 | 0 | -2.8 | -5 | -9.3 | -15.3 | 2.2 | -2.8 | 4.2 | -4.7 | -14.4 | -19.4
-4 | -8 | 2.2 | -2.8 | 5.6 | 5 | -5.6 | -6.7 | -3.9 | -23.3 | 20 | -0.6 | 0 | 0 | 3.9 | 1.7 | 16.1 | 6.1 | 15.2 | 5.7 | 12.8 | 2.2 | 15.2 | 8.7 | 10 | -8.9 | -4.4 | -15.6 | 21 | 12 | 18.3 | 10.6 | 10.6 | 8.3 | 19.2 | 14.5 | 13.9 | 3.3 | 2.2 | 2.2 | 25 | 15.6 | 3.4 | -3 | -6.7 | -9.4 | 3.3 | -4.4 | 2.4 | -2.4 | -13.3 | -14.4 | 5.2 | 2.2 | 2.4 | -1.7 | 10 | -5.6 | 0 | -13.3 | -8 | -9 | -5 | -8.9 | 0.6 | -6.7 | 3.3 | -3.3 | -6.5 | -12.1 | 2.2 | -1.1 | -18.9 | -25 | -9.4 | -12.8 | -6.3 | -7.8 | -10 | -11.4 | -3.2 | -3.2 | 12.6 | -4 | -2.2 | -11.1 | -10.6 | -16.7 | 10.6 | -7.8 | 8.7 | 6.5 | 0 | 0 | -17.8 | -23.9 | -12.2 | -17 | 3.3 | -3.9 | 5 | -2.2 | 10.6 | -7.8 | 12.2 | -2.8 | -5.6 | -16.1 | 2.2 | -6.1 | -3.9 | -6.4 | 2.8 | -3.3 | 6.7 | -3.9 | 3.9 | -7.2 | -3 | -7 | 11.8 | 0.8 | 5.9 | 1.2 | 0 | -10.6 | -6.7 | -19.4 | -12 | -16 | 15.6 | -4.4 | 2.8 | 0.6 | -7.8 | -16.1 | -0.6 | -0.6 | 1.1 | -2.8 | 8.3 | -11.7 | 16.3 | 10.4 | 14.4 | -2.8 | 23.5 | 4 | 2.8 | 1.7 | 10 | -2.8 | 5.6 | -5 | 3 | -7.2 | 4.4 | -4.4 | 7.2 | -1.1 | -2.8 | -4.4 | -8.5 | -14.4 | 3.3 | -2 | 4.4 | -5.6 | -15 | -20.6
-2 | -8 | 0.6 | -2.2 | 4.4 | 3.9 | -5.6 | -6.7 | -4.1 | -21.3 | 20.6 | -1.1 | 1 | 0 | 3.9 | 2.2 | 15 | 9.4 | 15.4 | 5.6 | 12.8 | 1.7 | 14.8 | 9.6 | 9.1 | -7.1 | -4.4 | -15 | 21 | 12 | 17.8 | 10 | 11.1 | 8.9 | 20.2 | 13.7 | 14.4 | 1.7 | 2.8 | 2.8 | 26.1 | 15 | 1.7 | -5 | -5 | -8.3 | 2.2 | -2.2 | 3.2 | -2.4 | -12.8 | -14.4 | 5.4 | 2.2 | 3.3 | -1.1 | 10 | -7.2 | -0.6 | -13.3 | -10 | -12 | -5 | -8.3 | 0 | -6.1 | 2.8 | -2.8 | -5.7 | -9.3 | 2.8 | -1.1 | -18.9 | -26.1 | -10.6 | -12.8 | -6.1 | -7.8 | -9.4 | -11.1 | -2.8 | -2.8 | 13.9 | -4.4 | -2 | -10.3 | -10.6 | -15.5 | 11.7 | -7.2 | 8.5 | 6.3 | 0.6 | 0.6 | -17.8 | -24.4 | -11.7 | -17.2 | 2.8 | -2.8 | 6.1 | -1.1 | 12.2 | -7.8 | 11.1 | -0.6 | -5.6 | -15.6 | 1.7 | -5.6 | -3.9 | -6.4 | 3.3 | -3.9 | 6.1 | -2.2 | 5 | -7.2 | -5 | -7 | 12.6 | 0.3 | 5.8 | 1.1 | 0.6 | -10.6 | -6.1 | -19.4 | -12 | -17 | 15 | -1.1 | 3.3 | 0.6 | -6.7 | -15.6 | -0.6 | -0.6 | 0.6 | -2.8 | 5 | -5.6 | 16.7 | 11.1 | 15 | -2.2 | 25 | 5 | 3.9 | 2.8 | 10 | -3.3 | 2.8 | -4.4 | 3.1 | -7.3 | 5 | -3.9 | 7.2 | -1.1 | -2.2 | -4.4 | -7.8 | -14.4 | 4.5 | -1.7 | 4.2 | -4.9 | -15 | -20.6
-7 | -11 | -0.6 | -2.8 | 3.3 | 2.8 | -5 | -6.7 | -4.2 | -21.9 | 21.1 | -1.7 | 2 | 0 | 3.9 | 1.7 | 14.4 | 8.9 | 15.6 | 5.6 | 12.8 | 1.7 | 14.4 | 10.6 | 8.1 | -6.7 | -4.4 | -15.6 | 20 | 11 | 16.7 | 9.4 | 12.2 | 8.3 | 21.1 | 12.8 | 14.4 | 0.6 | 2.8 | 2.8 | 25.6 | 15 | -0.3 | -5.4 | -5 | -8.3 | 1.7 | -2.8 | 3.9 | -2.8 | -12.8 | -14.4 | 5.6 | 2.2 | 2.9 | -1 | 8.9 | -7.2 | -1.1 | -16.1 | -12 | -13 | -5 | -8.3 | -0.6 | -6.1 | 1.7 | -1.7 | -5 | -7.2 | 2.8 | -1.1 | -18.9 | -26.7 | -11.1 | -14.4 | -5.9 | -7.4 | -9.4 | -11 | -2.6 | -2.6 | 11.3 | -2.8 | -1.9 | -10.6 | -10.6 | -15 | 11.1 | -6.1 | 8.3 | 6.1 | 0 | 0 | -17.2 | -24.4 | -12.4 | -17.2 | 0.6 | -1.1 | 3.3 | -2.2 | 11.1 | -8.9 | 10 | -0.6 | -5 | -15 | 1.7 | -6.1 | -3.9 | -6.7 | 2.8 | -2.8 | 6.1 | -1.1 | 5 | -6.7 | -5 | -8 | 13.3 | 0 | 5.6 | 1.1 | 0 | -11.1 | -6.1 | -19.4 | -13 | -19 | 14.4 | -1.1 | 2.8 | 0 | -6.7 | -15 | 0 | -0.6 | 0.6 | -3.3 | 3.9 | -6.1 | 16.1 | 11.9 | 15 | -2.2 | 23 | 5.9 | 4.4 | 3.3 | 10.6 | -3.3 | 2.2 | -3.9 | 3.3 | -8.3 | 4.4 | -3.9 | 6.7 | -1.7 | -2.8 | -4.4 | -8 | -13.5 | 5.6 | -1.7 | 4.1 | -5.2 | -15 | -21.1
-6 | -13 | -2.8 | -4.4 | 2.8 | 1.7 | -5.6 | -6.7 | -4.4 | -23.9 | 20.6 | -2.2 | 2 | 1 | 3.9 | 1.1 | 14.4 | 8.9 | 13.5 | 5.7 | 12.2 | 1.7 | 13.1 | 10.1 | 7.2 | -7.2 | -5 | -15.6 | 19 | 12 | 16.1 | 9.4 | 12.2 | 8.3 | 19.1 | 13.3 | 13.3 | 1.1 | 2.8 | 2.8 | 25 | 15 | -2.4 | -6.9 | -7.8 | -9.4 | 0.6 | -2.2 | 3.2 | -2.1 | -12.8 | -14.4 | 5.2 | 2 | 2.6 | -0.9 | 7.8 | -5.6 | -2.2 | -16.1 | -13 | -14 | -5 | -8.9 | -1.1 | -4.4 | 1.7 | -2.2 | -6.1 | -8.8 | 2.2 | 0 | -21.1 | -27.2 | -12.2 | -15.6 | -5.8 | -7.3 | -9.4 | -11.2 | -2.4 | -2.4 | 8.7 | -2.3 | -1.7 | -12.2 | -10.6 | -15 | 10 | -6.1 | 8.1 | 6.3 | 0 | 0 | -18.3 | -23.9 | -13.2 | -18.2 | 0 | 0 | -1.1 | -7.2 | 8.3 | -10 | 10 | -2.8 | -7.2 | -13.9 | 1.1 | -7.8 | -4.3 | -6.8 | 2.2 | -3.9 | 5.6 | 0.6 | 3.9 | -6.7 | -6 | -9 | 12.8 | 0.5 | 5 | 0.7 | -1.7 | -11.7 | -6.7 | -20 | -15 | -20 | 13.9 | -0.6 | 2.8 | 0 | -7.8 | -15 | 0 | -0.6 | 0.6 | -3.9 | 2.8 | -6.1 | 15.6 | 12.8 | 15 | -2.2 | 20.9 | 6.1 | 5 | 3.9 | 10 | -2.8 | 1.7 | -3.3 | 0.3 | -6.6 | 3.3 | -4.4 | 6.7 | -1.1 | -2.2 | -3.9 | -8.1 | -13.5 | 4.7 | -1.7 | 3.9 | -6.1 | -16.7 | -20
-10 | -14 | -3.9 | -5 | 1.1 | -1.1 | -5.6 | -6.7 | -6.3 | -23.2 | 18.9 | -1.7 | 3 | 1 | 3.9 | 1.7 | 16.1 | 1.1 | 11.5 | 5.6 | 10.6 | 4.4 | 11.9 | 9.7 | 4.4 | -4.8 | -11.1 | -17.2 | 18 | 13 | 13.3 | 9.4 | 11.7 | 7.2 | 17 | 13.6 | 10.6 | 2.8 | 2.8 | 2.8 | 23.9 | 16.1 | -4.4 | -8.9 | -10 | -11.1 | -0.6 | -5.6 | 2.4 | -2 | -12.8 | -14.4 | 4.8 | 1.8 | 2.2 | -1.1 | 6.1 | -3.9 | -2.8 | -16.7 | -13 | -15 | -5.6 | -9.4 | -1.1 | -3.9 | 1.7 | -2.2 | -7.2 | -10.6 | 2.8 | -0.6 | -22.2 | -27.8 | -12.2 | -17.2 | -5.6 | -7.2 | -9.4 | -11.7 | -2.2 | -2.2 | 6.1 | -2.8 | -1.3 | -10.3 | -11 | -15.4 | 7.8 | -5.6 | 8 | 6.6 | 0.6 | 0.6 | -20 | -24.4 | -13.9 | -19.4 | -0.6 | -0.6 | -5.6 | -8.3 | 5 | -10 | 10 | -2.8 | -9.4 | -13.9 | 0 | -8.3 | -4.6 | -7 | 1.7 | -1.7 | 5.6 | 1.1 | 1.7 | -6.7 | -6 | -8 | 12.2 | 1.2 | 4.5 | 0.4 | -2.2 | -11.7 | -8.9 | -20.6 | -16 | -22 | 11.1 | 0.6 | 2.8 | 0 | -7.8 | -15 | 0 | -0.6 | 0 | -3.9 | 0 | -6.1 | 15 | 13.3 | 10.6 | -2.2 | 18.9 | 6.1 | 5 | 3.9 | 9.4 | -2.2 | 1.7 | -4.4 | -2.6 | -7.1 | 2.2 | -4.4 | 6.7 | -1.1 | -2.2 | -3.9 | -8.3 | -13.9 | 3.7 | -2 | 3.5 | -5.5 | -18.3 | -22.2
-10 | -15 | -5.6 | -6.1 | 0.6 | -3.3 | -5.6 | -6.7 | -8.1 | -24.3 | 16.7 | 0.6 | 3 | 1 | 3.3 | 1.7 | 15.6 | -6.7 | 9.4 | 5 | 10.6 | 3.9 | 10.6 | 8.9 | 1.7 | -3.9 | -12.2 | -17.8 | 17 | 13 | 11.7 | 9.4 | 11.1 | 6.7 | 15 | 13.3 | 8.9 | 3.3 | 2.8 | 2.8 | 21.7 | 17.2 | -5 | -9.1 | -11.1 | -12.2 | -3.3 | -6.1 | 1.7 | -2.2 | -12.8 | -14.4 | 4.4 | 1.7 | 1.5 | -1.1 | 0 | -4.4 | -3.3 | -16.1 | -12 | -14 | -5.6 | -10 | -1.1 | -3.9 | 1.1 | -1.7 | -8.3 | -13.3 | 2.8 | -0.6 | -22.2 | -27.8 | -13.3 | -20 | -5.4 | -6.7 | -9.4 | -11 | -2 | -2 | 5.9 | -2.4 | -1 | -9.6 | -11.3 | -16.2 | 6.7 | -5.6 | 7.8 | 6.7 | 1.1 | 1.1 | -22.2 | -26.1 | -14.3 | -19.1 | -0.6 | -0.6 | -8.3 | -11.7 | 2.8 | -10.6 | 7.8 | -1.7 | -11.1 | -14.4 | -0.6 | -9.4 | -5 | -7.8 | 1.7 | -1.7 | 4.4 | 2.8 | -0.6 | -6.7 | -6 | -9 | 11.7 | 1.7 | 3.9 | 0 | -4.4 | -11.7 | -8.9 | -20.6 | -17 | -23 | 9.4 | 0 | 2.8 | 0 | -7.2 | -14.4 | 0 | -0.6 | 0.6 | -3.9 | -3.3 | -7.8 | 14.6 | 13.3 | 8.9 | -1.7 | 18 | 7.2 | 4.4 | 3.9 | 7.2 | -1.7 | -1.1 | -4.4 | -5.6 | -8.3 | 2.2 | -4.4 | 5.6 | 0.6 | -2.8 | -3.9 | -9.4 | -13.1 | 2.8 | -2.8 | 3.2 | -5.3 | -19.4 | -23.3
-11 | -15 | -4.4 | -5 | -0.6 | -4.4 | -5.6 | -6.7 | -10 | -27.2 | 13.9 | 2.2 | 3 | 1 | 3.9 | 1.7 | 15.6 | -7.2 | 8.9 | 5.1 | 8.3 | 3.3 | 9.7 | 7.2 | -1.1 | -4.4 | -12.2 | -19.4 | 16 | 13 | 10 | 8.9 | 11.1 | 5.6 | 13.9 | 12.8 | 8.3 | 3.3 | 2.8 | 2.8 | 21.7 | 16.7 | -5.5 | -9.8 | -11.1 | -12.2 | -5 | -12.2 | 1.3 | -1.7 | -12.8 | -14.4 | 4.2 | 1.6 | 0.7 | -1.2 | 0 | -3.9 | -3.9 | -15.6 | -12 | -14 | -6.1 | -10 | -1.1 | -5 | 0 | -1.7 | -8.1 | -12 | 2.8 | -1.7 | -22.8 | -28.3 | -15 | -21.7 | -5.2 | -6.3 | -9.4 | -10.7 | -1.9 | -1.9 | 5.8 | -2.5 | -0.6 | -10 | -11.7 | -17.8 | 5.6 | -4.4 | 7.8 | 6.8 | 1.1 | 1.1 | -22.8 | -26.1 | -14.6 | -19.2 | -0.6 | -0.6 | -8.9 | -12.2 | 3.3 | -10.6 | 7.2 | -0.6 | -12.8 | -14.4 | -1.1 | -10 | -5 | -7.6 | 1.1 | -1.7 | 4.4 | 3.3 | -1.1 | -6.7 | -6 | -9 | 11.7 | 1.6 | 3.3 | -0.5 | -5 | -12.2 | -11.1 | -20.6 | -17 | -24 | 8.3 | 1.1 | 2.8 | 0.6 | -7.2 | -13.9 | 0 | -0.6 | -0.6 | -4.4 | -4.4 | -9.4 | 14.3 | 13.5 | 6.1 | -1.1 | 17 | 7.7 | 4.4 | 3.9 | 7.2 | -1.7 | -0.6 | -5.6 | -4.8 | -7.5 | 3.9 | -5 | 5 | 1.7 | -2.8 | -3.9 | -10.6 | -13.2 | 1.7 | -2.3 | 2.8 | -6.1 | -20.6 | -25
-12 | -15 | -4.4 | -5.6 | -1.1 | -4.4 | -5.6 | -6.7 | -10.7 | -25.3 | 12.8 | 1.7 | 5 | 3 | 3.9 | 1.7 | 14.4 | -6.7 | 8.3 | 5.1 | 7.2 | 3.3 | 8.7 | 4.9 | -1.3 | -4.7 | -9.4 | -18.3 | 17 | 12 | 9.4 | 9.4 | 10 | 5.6 | 12.8 | 12.4 | 8.9 | 3.9 | 3.3 | 3.3 | 22.2 | 16.1 | -6.1 | -11.1 | -11.1 | -12.8 | -6.1 | -13.9 | 1 | -1.5 | -12.8 | -14.4 | 4.1 | 1.8 | 0 | -1.7 | -1.1 | -3.9 | -3.9 | -15 | -12 | -13 | -6.7 | -10 | -0.6 | -5 | -0.6 | -3.9 | -8 | -11.4 | 1.7 | -2.8 | -23.9 | -28.9 | -16.7 | -22.8 | -5 | -6.1 | -9.4 | -10.6 | -1.7 | -1.7 | 5.6 | -2.8 | -0.4 | -8.5 | -12.2 | -17.2 | 4.4 | -4.4 | 7.8 | 6.8 | 1.1 | 1.1 | -25.6 | -27.8 | -15 | -20 | -0.6 | -1.1 | -10.6 | -12.8 | 1.7 | -10.6 | 7.8 | -1.1 | -13.9 | -15.6 | -1.7 | -10.6 | -5 | -7.7 | 0 | -1.1 | 5 | 3.3 | -1.7 | -6.7 | -6 | -9 | 11.7 | 1.6 | 2.8 | -0.9 | -5 | -11.7 | -11.1 | -20.6 | -18 | -25 | 8.3 | 1.7 | 2.8 | 0 | -8.9 | -13.3 | 0 | -0.6 | -1.7 | -4.4 | -5 | -9.4 | 13.9 | 13.3 | 6.7 | -1.1 | 16.1 | 8.3 | 4.4 | 3.3 | 6.7 | -1.1 | 0 | -7.8 | -4.1 | -7.1 | 3.3 | -4.4 | 3.3 | 2.8 | -2.8 | -3.9 | -11.7 | -13.3 | 0.5 | -2.4 | 2.6 | -5.1 | -20.6 | -25
-11 | -15 | -4.4 | -5 | -1.7 | -5.6 | -5.6 | -7.2 | -11.5 | -25.3 | 12.2 | 1.7 | 7 | 4 | 3.9 | 1.7 | 13.9 | -3.9 | 7.8 | 5 | 7.2 | 2.8 | 7.8 | 2.8 | -1.5 | -5.4 | -10.6 | -17.8 | 16 | 13 | 8.9 | 8.3 | 9.4 | 5.6 | 11.7 | 11.7 | 8.3 | 4.4 | 2.2 | 1.1 | 22.2 | 16.1 | -6.5 | -10.7 | -12.2 | -13.3 | -6.7 | -14.4 | 0.6 | -1.7 | -12.8 | -13.3 | 3.9 | 1.7 | -0.6 | -1.7 | 0 | -3.3 | -4.4 | -15 | -12 | -13 | -6.7 | -10.1 | 0 | -2.8 | -3.3 | -6.7 | -7.8 | -11.1 | -1.1 | -3.9 | -25 | -28.9 | -17.2 | -23.9 | -4.8 | -5.9 | -8.9 | -9.8 | -1.9 | -1.9 | 4.8 | -2.2 | -0.2 | -8.1 | -12.8 | -17.6 | 4.4 | -4.4 | 7.8 | 6.7 | 1.1 | 1.1 | -23.9 | -27.2 | -15 | -19.3 | -1.1 | -1.7 | -9.4 | -12.8 | 1.1 | -10.6 | 7.8 | -0.6 | -13.9 | -15.6 | -1.7 | -10.6 | -5 | -8.3 | 0 | -1.7 | 4.4 | 3.3 | -2.8 | -7.2 | -7 | -10 | 11.7 | 1.7 | 2.2 | -1.7 | -3.9 | -11.1 | -11.1 | -20.6 | -18 | -25 | 8.3 | 1.7 | 3.3 | 0.6 | -11.1 | -14.4 | -0.6 | -1.1 | -2.2 | -5 | -6.1 | -10 | 13.9 | 13.5 | 1.7 | -1.7 | 15.4 | 8.4 | 3.9 | 2.2 | 2.8 | -1.7 | -2.2 | -10 | -3.3 | -7.2 | 3.9 | -4.4 | 3.3 | 2.8 | -2.8 | -3.9 | -12.2 | -13.9 | -0.6 | -2.8 | 2.4 | -5.1 | -19.4 | -23.9
-11 | -15 | -3.9 | -4.4 | -1.7 | -5.6 | -5.6 | -7.2 | -12.2 | -26.7 | 10.6 | 2.2 | 7 | 4 | 3.9 | 2.2 | 12.8 | -3.3 | 7.1 | 4.9 | 8.9 | 2.8 | 7.1 | 2.5 | -1.7 | -6.7 | -11.7 | -19.4 | 14 | 12 | 9.4 | 8.9 | 10 | 1.7 | 11.9 | 11.9 | 10 | 6.1 | 1.1 | 0 | 21.7 | 16.7 | -6.8 | -10.9 | -12.2 | -13.3 | -7.2 | -14.4 | 0.6 | -1.4 | -11.7 | -12.2 | 4.1 | 1.8 | -1.1 | -1.8 | -2.8 | -5 | -3.9 | -13.9 | -12 | -13 | -6.7 | -10.1 | 0.6 | -3.3 | -4.4 | -7.8 | -7.4 | -10.8 | -3.9 | -4.4 | -26.1 | -28.9 | -17.8 | -24.4 | -4.6 | -6 | -8.3 | -9.2 | -2 | -2 | 4.1 | -2 | 0 | -8.9 | -13.3 | -18.3 | 4.4 | -4.4 | 7.8 | 6.8 | 1.7 | 1.7 | -22.8 | -25.6 | -15 | -19.1 | -2.2 | -5 | -10.6 | -13.3 | 0.6 | -10.6 | 6.1 | 0 | -15 | -16.7 | -2.2 | -10.6 | -5.2 | -8.2 | -0.6 | -1.1 | 3.9 | 2.2 | -3.3 | -7.2 | -10 | -12 | 10.9 | 3 | 2.4 | -1.4 | -5 | -11.7 | -11.1 | -20.6 | -18 | -26 | 8.3 | 0.6 | 3.3 | 0.6 | -11.7 | -15 | -0.6 | -0.6 | -2.2 | -4.4 | -7.2 | -10 | 13.9 | 13.5 | 1.1 | -1.7 | 14.6 | 8.4 | 3.3 | 1.7 | 0.6 | -1.7 | -3.3 | -9.4 | -3.9 | -6.9 | 4.4 | -3.9 | 3.9 | 2.8 | -2.8 | -3.9 | -12.8 | -14.7 | -1.3 | -3 | 2.2 | -5.6 | -21.1 | -25
-11 | -15 | -2.8 | -5 | -2.2 | -5 | -5.6 | -6.7 | -12.9 | -23.4 | 9.4 | 2.2 | 7 | 5 | 3.9 | 2.2 | 13.3 | -6.1 | 6.3 | 4.8 | 5.6 | 1.7 | 5.8 | 1.8 | -1.9 | -6.6 | -12.2 | -19.4 | 14 | 13 | 8.3 | 7.8 | 8.9 | -2.8 | 12 | 12 | 8.9 | 5.6 | 0 | -1.1 | 21.7 | 16.7 | -7.2 | -11.7 | -12.8 | -13.9 | -9.4 | -16.1 | 0.6 | -1.4 | -11.7 | -12.2 | 4.2 | 1.6 | -1.7 | -2.2 | -1.1 | -3.3 | -4.4 | -13.3 | -12 | -13 | -6.7 | -10.2 | 0.6 | -6.1 | -5 | -8.9 | -7.1 | -11 | -5.6 | -6.7 | -26.1 | -28.3 | -18.9 | -25 | -4.4 | -6.1 | -7.8 | -8.9 | -2.2 | -2.2 | 3.3 | -2.2 | 0.2 | -7.8 | -13.3 | -17.8 | 3.9 | -3.9 | 7.8 | 6.8 | 1.7 | 1.7 | -21.1 | -25 | -15 | -19.4 | -3.9 | -5.6 | -9.4 | -14.4 | 0.6 | -11.1 | 6.1 | 0 | -15.6 | -17.2 | -2.8 | -10.6 | -5.4 | -8.7 | -1.7 | -2.8 | 4.4 | 1.7 | -3.3 | -7.2 | -9 | -11 | 10.2 | 4.1 | 2.6 | -1.4 | -6.1 | -11.7 | -12.8 | -20.6 | -19 | -26 | 8.3 | 0 | 3.3 | 0.6 | -12.8 | -15.6 | -0.6 | -0.6 | -2.2 | -4.4 | -6.7 | -10 | 13.9 | 13.3 | 0.6 | -2.2 | 13.9 | 8.3 | 2.8 | 1.1 | -0.6 | -1.7 | -4.4 | -11.1 | -4.4 | -7.1 | 3.3 | -3.9 | 3.9 | 3.3 | -2.8 | -3.9 | -13.3 | -15.6 | -2.1 | -3.3 | 2 | -5.4 | -22.8 | -26.7
-10 | -15 | 1.7 | -4.4 | -2.2 | -6.1 | -5 | -6.7 | -13.7 | -22.4 | 8.9 | 0.6 | 7 | 5 | 3.9 | 2.2 | 12.2 | -6.1 | 5.6 | 4.4 | 5 | 2.2 | 4.5 | 1.2 | -2 | -6.9 | -13.3 | -20.6 | 15 | 13 | 8.3 | 7.8 | 7.8 | -5 | 12.2 | 12.2 | 8.9 | 6.1 | -1.1 | -5 | 21.7 | 16.1 | -7.9 | -11.6 | -14.4 | -16.1 | -9.4 | -15.6 | 0.6 | -1.7 | -11.1 | -12.2 | 4.4 | 1.7 | -1.9 | -2.6 | -2.2 | -4.4 | -4.4 | -13.3 | -12 | -13 | -6.7 | -10.2 | 0 | -3.9 | -5.6 | -8.9 | -6.7 | -11.7 | -7.2 | -8.3 | -26.1 | -28.9 | -20.6 | -25.6 | -4.2 | -5.6 | -7.8 | -8.7 | -2.2 | -2.2 | 4.2 | -1.9 | 0.4 | -7.6 | -13.3 | -17.8 | 3.3 | -3.9 | 7.8 | 6.7 | 1.1 | 1.1 | -21.1 | -24.4 | -14.6 | -18.9 | -3.9 | -6.7 | -8.9 | -13.9 | -1.1 | -10.6 | 5 | 0 | -16.1 | -17.8 | -2.8 | -10.6 | -5.6 | -9.4 | -3.9 | -6.7 | 0.6 | -2.2 | -3.3 | -7.2 | -8 | -11 | 9.4 | 5 | 2.8 | -1.7 | -4.4 | -11.1 | -11.7 | -20 | -20 | -27 | 7.8 | 0 | 3.3 | 1.1 | -11.7 | -17.2 | 0 | -0.6 | -3.3 | -5.6 | -7.2 | -10.6 | 13.7 | 13.4 | 0 | -3.3 | 13 | 8.1 | 2.2 | 1.1 | 0 | -1.7 | -5 | -10.6 | -5 | -7.8 | 3.3 | -3.9 | 3.9 | 3.3 | -2.8 | -3.9 | -15 | -17.7 | -2.8 | -3.9 | 1.9 | -6.1 | -21.7 | -25.6
-14 | -16 | 1.1 | -3.9 | -2.2 | -6.1 | -5 | -6.7 | -14.4 | -22.2 | 8.3 | -0.6 | 7 | 5 | 3.9 | 2.2 | 9.4 | -3.9 | 5.4 | 4.2 | 5.6 | 2.8 | 3.7 | 0.9 | -2.2 | -8.3 | -15 | -21.1 | 13 | 12 | 8.3 | 6.7 | 6.7 | -3.3 | 12 | 12 | 9.4 | 7.2 | -1.7 | -5 | 21.1 | 16.1 | -8.7 | -12.2 | -14.4 | -15.6 | -9.4 | -15 | 0.4 | -1.3 | -11.1 | -12.2 | 4.6 | 1.8 | -2 | -3.1 | -2.2 | -4.4 | -4.4 | -12.8 | -12 | -13 | -6.7 | -10.3 | 0 | -2.8 | -5.6 | -7.8 | -7.6 | -11.2 | -7.8 | -9.4 | -27.2 | -29.4 | -20.6 | -26.1 | -4.1 | -5.2 | -7.8 | -8.7 | -2.2 | -2.2 | 5.2 | -1.9 | 0.6 | -8.9 | -13.3 | -18.3 | 2.8 | -3.9 | 7.8 | 6.8 | 1.1 | 1.1 | -22.8 | -26.1 | -14.3 | -18.9 | -3.9 | -7.2 | -9.4 | -11.7 | -1.1 | -11.1 | 5 | 0 | -16.7 | -18.9 | -3.3 | -10 | -5.6 | -8.9 | -4.4 | -7.8 | -1.7 | -8.3 | -2.8 | -7.8 | -8 | -11 | 10.2 | 4.8 | 2.8 | -1.4 | -6.1 | -12.2 | -10.6 | -18.3 | -20 | -27 | 6.7 | 0 | 3.3 | 3.3 | -11.1 | -15 | 0.6 | 0 | -3.9 | -5 | -7.2 | -9.4 | 13.5 | 13.4 | 0.6 | -2.8 | 12 | 7.5 | 2.2 | 0.6 | -0.6 | -1.7 | -5 | -11.1 | -5.4 | -7.7 | 2.2 | -2.8 | 3.9 | 3.3 | -2.8 | -3.9 | -16.6 | -19.9 | -2.8 | -3.8 | 1.7 | -7.8 | -21.1 | -25
-12 | -15 | 2.8 | -6.1 | -2.2 | -6.1 | -5.6 | -7.8 | -14.8 | -20.4 | 7.8 | 0 | 8 | 6 | 3.9 | 2.8 | 11.7 | -7.2 | 5.2 | 3.7 | 5 | 2.2 | 2.8 | 0.2 | -2.8 | -7.6 | -13.9 | -21.7 | 16 | 14 | 7.8 | 6.1 | 6.1 | -2.8 | 11.9 | 11.9 | 8.9 | 7.2 | -2.2 | -6.1 | 21.7 | 16.7 | -9.4 | -13.3 | -15.6 | -16.7 | -10 | -15 | 0.2 | -1.1 | -11.7 | -12.8 | 4.8 | 2 | -2.2 | -3.9 | -1.1 | -3.3 | -3.9 | -12.8 | -12 | -13 | -7.2 | -10.4 | 0.6 | -1.7 | -6.7 | -9.4 | -8.5 | -11.2 | -7.8 | -10.6 | -29.4 | -31.1 | -21.7 | -26.7 | -3.9 | -5 | -7.8 | -8.9 | -2.2 | -2.2 | 6.1 | -2.2 | 0.8 | -7.7 | -13.7 | -18.2 | 2.2 | -3.3 | 7.8 | 6.8 | 1.1 | 1.1 | -22.8 | -26.1 | -13.9 | -19.4 | -3.9 | -7.8 | -8.9 | -12.2 | -1.7 | -11.1 | 3.3 | 0 | -16.7 | -18.9 | -3.3 | -10 | -5.6 | -8.6 | -5.6 | -6.7 | -5 | -10.6 | -3.3 | -8.3 | -9 | -12 | 10.9 | 4.4 | 2.8 | -1.4 | -6.1 | -12.2 | -9.4 | -17.2 | -21 | -28 | 5.6 | -0.6 | 3.3 | 3.3 | -11.7 | -15 | 0.6 | 0 | -4.4 | -6.1 | -7.8 | -8.9 | 13.3 | 13.3 | 1.7 | -2.8 | 11.1 | 7.2 | 1.7 | -0.6 | 0 | -1.7 | -5.6 | -11.7 | -5.7 | -7.8 | 2.8 | -2.8 | 3.9 | 2.8 | -2.2 | -3.3 | -18.3 | -22.8 | -2.8 | -3.8 | 2.1 | -6 | -23.3 | -27.2
-11 | -15 | 3.3 | -6.7 | -2.8 | -8.3 | -6.1 | -8.9 | -15.2 | -19.8 | 6.7 | 1.1 | 8 | 5 | 3.9 | 2.8 | 10.6 | -5.6 | 5 | 3.3 | 6.1 | 3.9 | 2.1 | -0.6 | -3.3 | -8 | -15 | -21.7 | 16 | 14 | 6.7 | 5.6 | 5.6 | -2.2 | 11.7 | 11.7 | 7.8 | 6.7 | -2.8 | -7.2 | 20.6 | 15.6 | -10 | -13.6 | -16.1 | -17.8 | -10 | -15.6 | 0 | -1.1 | -11.7 | -12.8 | 5 | 2.2 | -2.4 | -3.8 | 0.6 | -3.3 | -5 | -12.8 | -12 | -13 | -6.1 | -10.4 | 0 | -2.2 | -7.2 | -11.7 | -9.4 | -11.7 | -8.9 | -11.7 | -30 | -32.2 | -22.2 | -27.2 | -3.7 | -4.5 | -7.8 | -8.6 | -1.8 | -1.8 | 6.3 | -2 | 0.9 | -8.1 | -14 | -18.4 | 2.2 | -2.8 | 7.8 | 6.7 | 1.7 | 1.7 | -22.2 | -25 | -13.7 | -18.3 | -3.9 | -5.6 | -7.8 | -12.8 | -2.2 | -10.6 | 5 | -0.6 | -16.7 | -18.3 | -3.3 | -10 | -5.6 | -8.9 | -5.6 | -6.7 | -7.2 | -12.8 | -3.3 | -8.3 | -11 | -13 | 11.7 | 3.9 | 2.8 | -1.7 | -5.6 | -11.7 | -8.9 | -16.7 | -21 | -27 | 7.2 | -0.6 | 3.3 | 3.3 | -10.6 | -13.9 | 1.1 | 0 | -5 | -6.7 | -7.8 | -9.4 | 13.1 | 13 | 1.7 | -3.3 | 9.1 | 4.1 | 1.7 | -0.6 | -0.6 | -1.7 | -5 | -11.7 | -6.1 | -8.3 | 2.2 | -2.2 | 3.3 | 2.8 | -1.7 | -2.8 | -19.1 | -23.1 | -2.8 | -3.9 | 2.4 | -5.1 | -22.8 | -22.8
-11 | -13 | 0.6 | -6.1 | -3.9 | -10.6 | -7.2 | -9.4 | -15.6 | -19.4 | 6.1 | 1.1 | 8 | 5 | 3.9 | 2.2 | 10 | -4.4 | 4.6 | 3.1 | 5.6 | 2.8 | 1.9 | -0.6 | -3.9 | -8.9 | -15 | -21.7 | 14 | 13 | 5.6 | 4.4 | 5 | -3.9 | 11.3 | 11.3 | 7.2 | 6.7 | -3.3 | -7.2 | 21.1 | 16.1 | -10.5 | -14.6 | -16.1 | -17.2 | -11.1 | -15.6 | 0.2 | -1 | -11.7 | -12.8 | 5.6 | 2.9 | -2.6 | -4.1 | 1.7 | -2.2 | -5 | -12.8 | -12 | -13 | -6.7 | -10.5 | 0.6 | -1.7 | -8.3 | -12.8 | -9.4 | -11.2 | -9.4 | -13.3 | -30 | -32.8 | -22.8 | -27.2 | -3.5 | -4.1 | -7.8 | -8.4 | -1.5 | -1.5 | 6.5 | -1.9 | 1.1 | -9.4 | -14.4 | -19.4 | 1.7 | -2.8 | 7.6 | 6.6 | 1.7 | 1.7 | -24.4 | -27.2 | -13.5 | -17.8 | -3.9 | -6.7 | -6.1 | -14.4 | -1.1 | -10.6 | 4.4 | -1.1 | -17.2 | -18.9 | -3.9 | -10 | -5.4 | -8.1 | -5.6 | -8.3 | -7.2 | -11.7 | -3.3 | -8.9 | -10 | -12 | 11.7 | 3.7 | 2.4 | -0.9 | -5.6 | -11.7 | -7.8 | -16.7 | -22 | -27 | 6.7 | -0.6 | 3.3 | 3.3 | -11.1 | -14.4 | 1.1 | 0.6 | -5.6 | -7.2 | -7.8 | -9.4 | 13 | 12.7 | -1.1 | -3.3 | 7 | 1.1 | 0.6 | -0.6 | -0.6 | -1.7 | -8.9 | -12.8 | -5.2 | -7.2 | 2.2 | -2.8 | 3.9 | 2.8 | -1.1 | -2.8 | -19.8 | -23.7 | -2.2 | -3.3 | 2.8 | -5 | -22.8 | -22.8
-10 | -13 | -2.2 | -4.4 | -5 | -11.1 | -7.8 | -10 | -14.8 | -19.2 | 5.6 | 1.1 | 8 | 5 | 3.9 | 2.8 | 10 | -5 | 4.3 | 3 | 3.9 | 2.8 | 0.8 | -1.2 | -3 | -8 | -16.1 | -22.2 | 13 | 13 | 5 | 3.9 | 4.4 | -3.3 | 11 | 11 | 8.3 | 7.2 | -3.9 | -7.2 | 20.6 | 16.1 | -11.1 | -16.1 | -15.6 | -17.2 | -11.1 | -16.1 | 0.4 | -1.1 | -11.7 | -11.7 | 6.1 | 3.8 | -2.8 | -4.4 | 0.6 | -3.9 | -5 | -12.8 | -12 | -14 | -6.7 | -10.6 | 1.1 | -1.7 | -8.9 | -12.8 | -9.4 | -11 | -9.4 | -13.3 | -31.1 | -33.3 | -22.2 | -26.7 | -3.3 | -3.9 | -7.8 | -8.3 | -1.1 | -1.1 | 6.7 | -2.2 | 2 | -8.2 | -14 | -18.4 | 0.6 | -2.8 | 7.4 | 6.4 | 1.7 | 1.7 | -24.4 | -30.6 | -13.3 | -17.8 | -4.4 | -6.7 | -9.4 | -13.3 | -2.2 | -11.1 | 1.7 | -1.7 | -17.2 | -19.4 | -3.9 | -10 | -5.2 | -7.8 | -6.1 | -8.3 | -7.2 | -11.7 | -3.9 | -8.9 | -9 | -11 | 11.7 | 3.7 | 2.1 | -0.3 | -5 | -11.1 | -7.8 | -16.1 | -21 | -26 | 3.9 | -1.1 | 3.3 | 2.8 | -10 | -14.4 | 1.1 | 0.6 | -5.6 | -7.2 | -7.8 | -10 | 12.8 | 12.2 | -2.8 | -4.4 | 5 | -2.2 | 0 | -1.1 | 0 | -1.1 | -10.6 | -12.8 | -4.2 | -6.1 | 2.2 | -2.8 | 3.9 | 2.8 | -1.1 | -2.2 | -20.6 | -25 | -1.7 | -3 | 3.2 | -4 | -22.8 | -22.8
-10 | -12 | -2.2 | -4.4 | -5.6 | -12.8 | -8.3 | -10.6 | -14.1 | -19.4 | 6.1 | 1.1 | 8 | 5 | 3.9 | 2.8 | 12.2 | -8.3 | 3.9 | 2.8 | 5 | 3.3 | 0.6 | -1.7 | -2 | -7.6 | -16.1 | -22.8 | 13 | 13 | 5 | 3.9 | 4.4 | -2.8 | 10.6 | 10.6 | 7.2 | 6.7 | -3.3 | -7.2 | 21.7 | 16.1 | -11.5 | -15.7 | -15 | -16.7 | -11.1 | -16.7 | 0.6 | -1.1 | -10 | -10.6 | 6.7 | 4.4 | -2.2 | -3.3 | 2.2 | -3.3 | -5.6 | -12.8 | -12 | -13 | -6.7 | -10.6 | 1.7 | -0.6 | -9.4 | -15 | -9.4 | -11.1 | -10 | -12.8 | -32.2 | -35.6 | -21.7 | -25.6 | -3.3 | -3.7 | -7.1 | -7.9 | -0.9 | -0.9 | 6.7 | 0.4 | 3 | -8 | -13.7 | -18.2 | 1.1 | -2.8 | 7.2 | 6.1 | 1.1 | 1.1 | -25.6 | -31.1 | -13.1 | -17 | -5.6 | -7.8 | -11.1 | -14.4 | -2.2 | -11.7 | 1.7 | -1.1 | -17.2 | -19.4 | -3.9 | -10 | -5 | -7.8 | -6.7 | -10.6 | -7.8 | -11.7 | -4.4 | -9.4 | -10 | -12 | 11.7 | 3.3 | 1.7 | 0 | -5 | -11.7 | -7.8 | -15.6 | -22 | -27 | 3.9 | -0.6 | 3.9 | 3.3 | -6.1 | -11.7 | 1.1 | 1.1 | -6.1 | -7.8 | -7.8 | -10 | 12.8 | 12.5 | -2.8 | -4.4 | 4.8 | -2.2 | 0 | -1.1 | 0 | -1.1 | -11.1 | -13.3 | -3.3 | -5.6 | 2.2 | -2.2 | 3.9 | 3.3 | -0.6 | -1.7 | -20.2 | -24.7 | -1.1 | -2.8 | 3.5 | -3.7 | -23.9 | -23.9
-10 | -12 | -2.8 | -4.4 | -6.1 | -12.8 | -8.3 | -11.1 | -13.3 | -20.6 | 9.4 | 1.1 | 8 | 6 | 3.9 | 2.8 | 11.7 | -7.2 | 5.6 | 3.6 | 6.7 | 3.9 | 3.7 | 0.2 | -1.1 | -8.3 | -15.6 | -22.8 | 16 | 14 | 5 | 3.9 | 3.9 | -1.7 | 11 | 10.9 | 7.8 | 7.2 | -3.3 | -7.2 | 21.1 | 16.7 | -11.8 | -15.9 | -15.6 | -17.2 | -11.1 | -16.7 | 0.2 | -1.5 | -10 | -10.6 | 7.4 | 5.6 | -1.7 | -2.6 | 2.2 | -2.8 | -5.6 | -12.8 | -12 | -14 | -7.2 | -11.1 | 1.7 | -1.1 | -10 | -16.1 | -8.5 | -10.2 | -10 | -12.2 | -31.7 | -33.9 | -21.1 | -25 | -3.3 | -3.4 | -6.3 | -7.4 | -0.8 | -0.8 | 6.7 | 2.6 | 3.9 | -9.4 | -13.3 | -18.3 | 1.1 | -2.8 | 7.6 | 6.1 | 1.1 | 1.1 | -26.7 | -31.1 | -13 | -16.7 | -5 | -7.2 | -9.4 | -12.8 | 0.6 | -10 | 0 | -1.7 | -17.2 | -18.9 | -3.3 | -8.9 | -4.6 | -7 | -6.7 | -9.4 | -7.2 | -11.1 | -5 | -9.4 | -10 | -12 | 11.9 | 3.4 | 2.2 | 0.1 | -5 | -11.1 | -7.2 | -14.4 | -21 | -25 | 4.4 | -1.1 | 3.9 | 2.8 | -5 | -11.1 | 1.7 | 1.7 | -5.6 | -6.7 | -8.9 | -10 | 12.8 | 12.7 | -2.8 | -4.4 | 4.6 | -2.6 | 0 | -1.1 | 0.6 | -1.1 | -10.6 | -13.9 | -2 | -3.9 | 2.2 | -2.2 | 3.9 | 3.3 | 0 | -1.7 | -19.8 | -25.2 | -0.5 | -2 | 3.9 | -3.9 | -23.9 | -23.9
-9 | -12 | -3.3 | -5 | -6.1 | -12.2 | -7.8 | -10.6 | -7.9 | -16.5 | 9.4 | 1.1 | 8 | 4 | 3.9 | 3.3 | 14.4 | -6.1 | 7.2 | 4.3 | 7.8 | 5.6 | 6.9 | 2 | 0.7 | -6.9 | -12.8 | -21.1 | 18 | 17 | 9.4 | 5.6 | 6.1 | 0.6 | 11.3 | 10.9 | 12.2 | 9.4 | -3.9 | -6.1 | 23.9 | 16.7 | -12.2 | -16.7 | -15.6 | -16.7 | -10 | -16.1 | -0.2 | -2 | -8.3 | -9.4 | 8.2 | 6.8 | -1.1 | -1.7 | 8.3 | 2.8 | -4.4 | -13.9 | -12 | -13 | -7.2 | -11.1 | 1.7 | -1.1 | -11.1 | -16.7 | -7.6 | -9.7 | -10 | -12.8 | -30.6 | -32.8 | -20.6 | -24.4 | -3.3 | -3.3 | -5.6 | -7.2 | -0.6 | -0.6 | 6.7 | 4.4 | 4.1 | -7.4 | -11.6 | -16.6 | 3.3 | -2.2 | 7.9 | 5.7 | 1.7 | 1.7 | -26.1 | -31.1 | -12.8 | -16.7 | -4.4 | -7.8 | -2.8 | -11.7 | 5.6 | -8.3 | 2.8 | -0.6 | -13.3 | -17.2 | -2.8 | -7.8 | -4.3 | -6.8 | -7.2 | -10.6 | -7.2 | -10 | -3.3 | -9.4 | -10 | -12 | 12 | 3.5 | 2.8 | 0 | -3.9 | -10.6 | -5.6 | -14.4 | -20 | -25 | 7.2 | -2.2 | 4.4 | 3.3 | -3.3 | -8.9 | 2.2 | 2.2 | -3.9 | -5.6 | -6.1 | -8.9 | 12.8 | 12.8 | 2.8 | -2.8 | 4.4 | -3.3 | 0 | -1.7 | 2.8 | 1.7 | -8.3 | -12.8 | -0.7 | -2.6 | -4.4 | -5 | 4.4 | 3.3 | 0 | -1.7 | -19.4 | -26.1 | 0 | -1.8 | 4.8 | -3.3 | -22.2 | -25
-9 | -12 | -2.2 | -5 | -5.6 | -11.1 | -6.1 | -10 | -2.6 | -14.2 | 11.7 | 0.6 | 7 | 4 | 5 | 3.3 | 17.2 | -4.4 | 8.9 | 5 | 8.9 | 6.1 | 10 | 3.3 | 2.6 | -6.2 | -10 | -20.6 | 20 | 17 | 11.7 | 4.4 | 10 | 3.3 | 11.7 | 11.1 | 13.9 | 6.7 | -6.1 | -7.8 | 25 | 16.1 | -10.7 | -15.6 | -11.7 | -12.8 | -8.3 | -15.6 | -0.6 | -2.8 | -6.7 | -8.9 | 8.9 | 7.8 | 1.1 | -0.6 | 10 | 2.2 | -3.3 | -15 | -11 | -12 | -6.7 | -10.6 | 1.7 | -1.1 | -11.1 | -17.2 | -6.7 | -9.4 | -10.6 | -14.4 | -27.8 | -30 | -19.4 | -23.9 | -2.6 | -2.7 | -4.8 | -6.4 | 0.3 | 0.3 | 6.5 | 5.2 | 4.2 | -6.4 | -10 | -15.8 | 6.1 | -2.2 | 8.3 | 5.6 | 1.7 | 1.7 | -27.2 | -31.1 | -12.4 | -16.1 | -2.8 | -7.8 | -0.6 | -10.6 | 6.7 | -7.2 | 3.9 | 0 | -8.9 | -14.4 | -1.7 | -6.7 | -3.9 | -6.7 | -7.2 | -10.6 | -6.7 | -9.4 | 0 | -9.4 | -6 | -10 | 12.2 | 3.3 | 3.3 | 0 | -2.2 | -10 | -5 | -13.9 | -18 | -23 | 8.9 | -5.6 | 5 | 3.3 | -1.1 | -6.7 | 3.3 | 3.3 | -1.1 | -5 | -2.8 | -6.7 | 14.1 | 13.8 | 4.4 | -2.8 | 5.3 | -2.7 | 0 | -1.7 | 6.1 | 2.2 | -5 | -11.7 | 0.6 | -1.7 | -6.7 | -7.8 | 5 | 3.9 | 0.6 | -1.1 | -18.1 | -25 | 0.6 | -1.7 | 5.8 | -3.4 | -21.7 | -26.7
-8 | -11 | -2.8 | -5 | -5 | -10 | -5.6 | -10 | 2.8 | -14.4 | 14.4 | 0 | 7 | 3 | 5 | 3.3 | 18.9 | -5 | 10.7 | 5.9 | 9.4 | 6.7 | 12.2 | 3.4 | 4.4 | -6.7 | -7.2 | -18.9 | 20 | 17 | 15 | -2.2 | 12.8 | 5.6 | 13.7 | 12.1 | 16.7 | 2.8 | -5.6 | -8.9 | 26.7 | 15 | -9.3 | -15.3 | -9.4 | -12.2 | -7.2 | -14.4 | -1.3 | -3.2 | -1.1 | -4.4 | 9.6 | 8.6 | 3.4 | 0.4 | 12.2 | 2.8 | -2.8 | -16.7 | -10 | -11 | -6.7 | -11.1 | 2.2 | -1.1 | -10.6 | -16.7 | -5.4 | -8.3 | -10.6 | -15.6 | -25 | -27.2 | -18.3 | -23.9 | -1.8 | -2.2 | -4.1 | -5.9 | 1.3 | 1.3 | 6.3 | 5.6 | 4.4 | -6.7 | -8.3 | -15.6 | 8.3 | -3.3 | 9.1 | 6 | 2.2 | 2.2 | -23.3 | -26.1 | -12.1 | -16 | -1.1 | -7.8 | -1.7 | -10.6 | 8.3 | -7.8 | 5 | 0 | -7.2 | -13.3 | -0.6 | -5.6 | -3.3 | -5.9 | -7.2 | -11.1 | -5.6 | -9.4 | 2.2 | -9.4 | -5 | -8 | 13.1 | 4 | 4.1 | -0.1 | -1.1 | -10 | -4.4 | -13.9 | -17 | -22 | 10 | -7.8 | 5 | 3.9 | 1.7 | -3.9 | 6.7 | 6.7 | 0 | -5 | -0.6 | -7.8 | 15.4 | 14.6 | 8.9 | -1.7 | 6.3 | -2.3 | -0.6 | -1.7 | 8.3 | 2.2 | -3.3 | -10 | 2.3 | -1.2 | -7.8 | -10 | 5.6 | 4.4 | 0 | -1.1 | -16.9 | -24.9 | 3.2 | 1.1 | 6.7 | -3.9 | -17.8 | -22.8
-7 | -10 | -2.8 | -5 | -5 | -8.9 | -5 | -10 | 3.9 | -13.3 | 17.2 | -2.8 | 6 | 3 | 5 | 3.9 | 20.6 | -5 | 12.6 | 6.7 | 10 | 6.7 | 14.5 | 3 | 5.2 | -5.6 | -7.2 | -19.4 | 21 | 18 | 16.7 | -6.7 | 15 | 7.2 | 15.8 | 13.1 | 17.2 | 1.1 | -5.6 | -11.1 | 27.8 | 15 | -7.8 | -16.1 | -8.3 | -10 | -6.1 | -13.9 | -2.1 | -4 | 2.8 | -2.8 | 10.4 | 9.3 | 5.6 | 1.1 | 13.3 | 2.8 | -2.2 | -16.1 | -11 | -12 | -5.6 | -10.6 | 2.8 | -0.6 | -9.4 | -16.7 | -4.1 | -7.4 | -10.6 | -15 | -22.8 | -25.6 | -17.2 | -22.8 | -1.1 | -1.7 | -3.3 | -5.6 | 2.2 | 2.2 | 6.1 | 6.1 | 4.6 | -5.3 | -7 | -13.3 | 11.1 | -6.7 | 9.8 | 6.4 | 2.2 | 2.2 | -18.9 | -21.7 | -11.7 | -16.1 | -1.1 | -6.7 | -0.6 | -8.3 | 11.7 | -6.7 | 6.7 | 0 | -5.6 | -12.8 | 3.3 | -2.8 | -2.8 | -5.6 | -7.2 | -11.1 | -5 | -9.4 | 4.4 | -8.9 | -3 | -7 | 14.1 | 4.4 | 4.8 | -0.5 | 0 | -9.4 | -3.9 | -13.3 | -15 | -21 | 10.6 | -7.8 | 5 | 3.3 | 2.8 | -3.3 | 7.2 | 7.2 | 1.7 | -5 | 1.7 | -7.2 | 16.7 | 15.6 | 10.6 | -2.2 | 7.2 | -2.2 | 0 | -1.7 | 9.4 | 2.2 | -1.1 | -10 | 3.9 | -1.3 | -7.8 | -10 | 6.7 | 5.6 | 0.6 | -1.1 | -15.6 | -25.6 | 5.7 | 3.9 | 7.1 | -3.3 | -18.3 | -22.8
-7 | -10 | -2.2 | -4.4 | -4.4 | -8.3 | -4.4 | -10 | 5 | -13.9 | 18.3 | -3.3 | 6 | 3 | 5.6 | 3.3 | 21.1 | -6.7 | 14.4 | 7.2 | 11.1 | 7.2 | 16.7 | 1.7 | 5.9 | -5.1 | -6.1 | -19.4 | 21 | 18 | 17.2 | -6.1 | 16.7 | 8.3 | 17.8 | 13.9 | 18.3 | 0.6 | -6.1 | -11.7 | 28.3 | 17.8 | -6.9 | -15.1 | -6.7 | -9.4 | -5 | -13.3 | -2.8 | -5 | 6.7 | -1.1 | 11.1 | 10 | 6.7 | 1.8 | 14.4 | 2.8 | -2.8 | -14.4 | -10 | -12 | -5.6 | -10.6 | 2.8 | -0.6 | -8.9 | -16.1 | -2.8 | -7.2 | -11.1 | -14.4 | -21.7 | -26.7 | -15.6 | -22.8 | -0.9 | -1.4 | -2.6 | -4.5 | 2.2 | 2.2 | 6.5 | 6.5 | 4.8 | -4.7 | -5.7 | -11.7 | 13.3 | -8.3 | 10.6 | 6.7 | 2.2 | 2.2 | -18.3 | -23.3 | -10.9 | -15.3 | 0.6 | -7.2 | 0 | -7.8 | 11.7 | -6.1 | 8.3 | 0 | -3.3 | -10 | 4.4 | -2.2 | -2.2 | -5.6 | -7.8 | -11.1 | -4.4 | -8.3 | 5.6 | -8.3 | -3 | -6 | 15 | 5 | 5.6 | -1.1 | 0 | -10 | -3.3 | -12.8 | -14 | -20 | 11.7 | -7.8 | 5.6 | 3.9 | 4.4 | -1.7 | 8.3 | 8.3 | 3.3 | -3.9 | 2.8 | -8.3 | 17.4 | 15.9 | 12.8 | -2.8 | 8.3 | -1.6 | -0.6 | -2.2 | 9.4 | 3.3 | -0.6 | -10 | 5.6 | -1.7 | -7.8 | -10.6 | 7.2 | 5.6 | 0.6 | -0.6 | -14.8 | -24.4 | 8.3 | 6.7 | 7.4 | -3.3 | -15.6 | -18.9
-7 | -10 | 0.6 | -1.7 | -5 | -10 | -3.9 | -10.6 | 6.1 | -16.7 | 20 | -2.2 | 7 | 2 | 6.1 | 3.3 | 21.7 | -5.6 | 15 | 7.6 | 11.7 | 7.8 | 15.9 | 4.6 | 6.7 | -5.6 | -4.4 | -18.3 | 20 | 18 | 18.3 | -5 | 17.2 | 10.6 | 18.9 | 13.8 | 18.9 | 0.6 | -5.6 | -9.4 | 26.7 | 17.2 | -5.9 | -15.1 | -9.4 | -12.8 | -6.1 | -13.3 | -2.6 | -5.8 | 8.3 | -1.7 | 11.3 | 10.2 | 7.8 | 2.3 | 15.6 | 1.7 | -2.8 | -14.4 | -11 | -12 | -5.6 | -10.6 | 3.3 | -0.6 | -8.9 | -16.1 | -2.2 | -5.4 | -11.1 | -13.9 | -20 | -26.1 | -13.9 | -22.2 | -0.8 | -1.3 | -1.8 | -3.7 | 2.2 | 2.2 | 6.8 | 6.8 | 5 | -5 | -4.4 | -11.1 | 15 | -9.4 | 10.4 | 6 | 2.2 | 2.2 | -17.2 | -22.8 | -10.2 | -14.8 | 1.7 | -7.2 | 0 | -6.1 | 11.1 | -7.8 | 8.9 | -5 | -2.8 | -9.4 | 5 | -0.6 | -2.2 | -5.6 | -7.8 | -11.7 | -4.4 | -10.6 | 6.7 | -7.8 | -2 | -5 | 14.8 | 5.1 | 5.6 | -1.2 | 0.6 | -9.4 | -2.2 | -12.8 | -12 | -20 | 11.7 | -7.8 | 5.6 | 3.9 | 5 | -1.1 | 10.6 | 10 | 4.4 | -3.9 | 3.9 | -7.2 | 18.2 | 16.4 | 14.4 | -2.8 | 9.5 | -1.1 | -1.7 | -3.3 | 9.4 | 3.9 | -0.6 | -8.9 | 5.4 | -0.6 | -9.4 | -12.2 | 7.8 | 6.1 | 0.6 | -0.6 | -14.1 | -24 | 10.2 | 7.8 | 7.8 | -3.9 | -15 | -19.4
-8 | -11 | 0 | -0.6 | -4.4 | -8.9 | -3.9 | -10.6 | 4.6 | -14.2 | 20 | -2.8 | 6 | 3 | 6.1 | 3.3 | 19.4 | 0 | 15.5 | 7.6 | 12.2 | 7.2 | 15.2 | 6.8 | 5.9 | -4.8 | -2.2 | -17.8 | 21 | 18 | 17.8 | -5.6 | 18.9 | 12.8 | 20 | 13.3 | 18.3 | 2.2 | -6.1 | -11.1 | 26.7 | 17.2 | -5 | -16.7 | -8.3 | -11.7 | -6.1 | -13.9 | -2.4 | -7.1 | 8.3 | -1.1 | 11.5 | 10.4 | 8.9 | 2.8 | 15.6 | -0.6 | -2.8 | -13.9 | -11 | -12 | -5.6 | -11.7 | 3.9 | -0.6 | -8.3 | -16.1 | -1.7 | -4.2 | -11.1 | -16.1 | -21.1 | -27.2 | -13.3 | -22.2 | -0.6 | -1.1 | -1.1 | -3.3 | 2.2 | 2.2 | 7.2 | 7.2 | 5.2 | -3.4 | -4 | -9.7 | 16.1 | -9.4 | 10.2 | 5.4 | 2.8 | 2.8 | -16.7 | -22.2 | -9.4 | -15 | 1.7 | -6.7 | -1.1 | -4.4 | 11.7 | -7.2 | 8.9 | -6.7 | -2.2 | -9.4 | 5.6 | 0 | -2.2 | -6.1 | -7.8 | -12.2 | -5 | -10.6 | 7.2 | -7.2 | -2 | -6 | 14.6 | 5.4 | 5.6 | -1.4 | 1.1 | -9.4 | -1.1 | -12.2 | -12 | -20 | 11.7 | -6.7 | 6.1 | 4.4 | 5.6 | -2.2 | 10.6 | 10.6 | 6.1 | -4.4 | 5 | -6.7 | 18.9 | 16.7 | 15.6 | -2.8 | 10.6 | -1.1 | -2.2 | -3.9 | 9.4 | 4.4 | 0 | -8.3 | 5.2 | 0.4 | -10 | -12.2 | 7.8 | 5.6 | 0.6 | -0.6 | -13.3 | -25 | 12 | 9.1 | 7.2 | -3.2 | -13.3 | -16.7
-8 | -11 | -1.1 | -1.1 | -4.4 | -10.6 | -3.9 | -10 | 3.2 | -13.8 | 20 | -2.8 | 5 | 3 | 5.6 | 3.3 | 17.2 | 3.9 | 16.1 | 7.8 | 11.7 | 7.2 | 14.4 | 8.3 | 5.2 | -4.8 | -3.3 | -18.3 | 21 | 18 | 18.3 | -5.6 | 19.4 | 12.2 | 21.1 | 12.8 | 17.8 | 1.7 | -6.1 | -11.1 | 25 | 16.7 | -6.1 | -14.8 | -6.7 | -11.1 | -7.2 | -14.4 | -2.2 | -9.4 | 8.3 | -1.1 | 11.7 | 10.6 | 7.8 | 3.3 | 15 | 1.1 | -2.8 | -12.2 | -11 | -13 | -6.7 | -11.7 | 5 | -3.9 | -8.3 | -16.1 | -1.1 | -3.3 | -11.7 | -15 | -21.1 | -26.7 | -14.4 | -22.2 | -0.4 | -0.9 | -0.9 | -2.8 | 2.4 | 2.4 | 7.2 | 7.2 | 5.4 | -2.6 | -3.7 | -9.2 | 16.1 | -7.8 | 10 | 4.4 | 2.8 | 2.8 | -16.7 | -22.2 | -10.2 | -15 | 2.2 | -6.7 | -1.7 | -8.3 | 11.7 | -7.8 | 6.7 | -7.2 | -2.2 | -8.3 | 6.1 | 1.1 | -2.2 | -7.2 | -7.8 | -12.2 | -5 | -11.7 | 7.8 | -5 | -2 | -6 | 14.4 | 5.6 | 5.6 | -2.2 | 1.1 | -9.4 | -0.6 | -12.2 | -12 | -20 | 10.6 | -7.2 | 5.6 | 4.4 | 3.9 | -2.2 | 11.7 | 11.1 | 6.1 | -4.4 | 4.4 | -6.1 | 18.7 | 16.5 | 17.2 | -2.8 | 9.1 | -0.9 | -2.2 | -3.9 | 9.4 | 5.6 | 0 | -7.8 | 5 | 1.1 | -11.1 | -13.3 | 7.8 | 5 | 0.6 | -1.1 | -14.8 | -23.9 | 13.9 | 10 | 6.7 | -3.4 | -12.8 | -17.2
-8 | -10 | -1.1 | -1.7 | -5.6 | -10.6 | -3.9 | -10 | 1.7 | -15.6 | 18.9 | 1.1 | 4 | 3 | 5.6 | 3.3 | 15.6 | 5.6 | 14.3 | 7.8 | 11.1 | 8.3 | 12.6 | 8.1 | 4.4 | -5.6 | -4.4 | -17.8 | 19 | 18 | 17.2 | -5 | 19.4 | 12.2 | 18.5 | 13.2 | 16.1 | 2.8 | -6.7 | -11.1 | 24.4 | 16.7 | -7.2 | -14.3 | -7.2 | -10.6 | -8.3 | -14.4 | -3.3 | -9.8 | 6.1 | -0.6 | 11.7 | 10.6 | 6.7 | 3.3 | 11.7 | 1.1 | -2.2 | -11.7 | -11 | -13 | -7.2 | -11.7 | 3.3 | -7.8 | -8.9 | -16.7 | -1.7 | -4.1 | -12.2 | -15 | -22.2 | -27.2 | -15.6 | -21.1 | -0.2 | -0.7 | -0.8 | -2.7 | 2.6 | 2.6 | 7.2 | 7.2 | 5.6 | -2.2 | -3.3 | -9.4 | 15.6 | -6.1 | 9.8 | 5.6 | 2.2 | 2.2 | -16.1 | -21.1 | -10.9 | -15.5 | 2.2 | -8.3 | -3.9 | -10 | 8.9 | -7.2 | 6.1 | -7.8 | -3.9 | -8.9 | 6.1 | 2.2 | -2.6 | -6.5 | -8.3 | -12.2 | -5.6 | -12.2 | 6.7 | -1.7 | -3 | -6 | 14 | 5.4 | 5 | -1.3 | 0 | -9.4 | -1.1 | -12.2 | -13 | -20 | 10 | -7.2 | 5.6 | 3.3 | 2.8 | -2.8 | 13.9 | 12.8 | 3.3 | -5 | 3.9 | -6.1 | 18.5 | 16.3 | 15.6 | -2.8 | 7.6 | -1 | -2.2 | -5 | 8.9 | 6.7 | 0 | -10 | 5.2 | 1.5 | -11.7 | -14.4 | 7.8 | 3.9 | 0 | -1.1 | -16.3 | -23.9 | 14.1 | 10 | 6.1 | -3.9 | -15.6 | -18.9
-7 | -10 | -0.6 | -3.3 | -5.6 | -9.4 | -3.9 | -10 | -0.3 | -13.8 | 16.7 | 1.1 | 4 | 3 | 5.6 | 3.3 | 13.3 | 7.8 | 12.4 | 7.7 | 10.6 | 8.3 | 10.7 | 7.8 | 3.1 | -5.4 | -11.1 | -20.6 | 18 | 18 | 13.3 | -2.8 | 19.4 | 13.3 | 15.9 | 13.2 | 14.4 | 3.3 | -7.2 | -12.2 | 22.2 | 16.7 | -8.3 | -15 | -10 | -12.8 | -8.3 | -13.3 | -4.5 | -11.3 | 0 | -2.8 | 11.7 | 10.6 | 5.6 | 3.3 | 8.9 | 2.2 | -2.2 | -10.6 | -12 | -15 | -7.2 | -11.1 | 2.2 | -6.7 | -10 | -17.8 | -2.2 | -5.1 | -11.7 | -16.7 | -26.7 | -28.9 | -15.6 | -22.2 | 0 | -0.6 | -0.6 | -2.8 | 2.8 | 2.8 | 7.2 | 7.2 | 5.2 | -1.9 | -3.7 | -8.9 | 12.2 | -5.6 | 9.6 | 6.3 | 2.2 | 2.2 | -16.1 | -20.6 | -11.7 | -16.7 | 0.6 | -8.9 | -5 | -7.8 | 8.3 | -7.8 | 3.3 | -3.9 | -4.4 | -8.3 | 6.1 | 2.8 | -2.9 | -6.3 | -8.3 | -13.3 | -6.1 | -12.8 | 5.6 | 0 | -3 | -7 | 13.7 | 5.1 | 4.5 | -0.8 | -0.6 | -9.4 | -3.3 | -12.8 | -15 | -21 | 8.9 | -6.1 | 5.6 | 3.3 | 2.2 | -2.8 | 13.9 | 12.8 | 2.8 | -5 | 1.7 | -5.6 | 18.3 | 16.1 | 10 | -1.1 | 6.1 | -1.7 | -2.8 | -5.6 | 8.3 | 7.8 | -0.6 | -10 | 5.4 | 1.9 | -11.7 | -15 | 7.8 | 4.4 | 0.6 | -0.6 | -17.8 | -25 | 14.2 | 9.7 | 5.9 | -3.5 | -16.7 | -21.1
-10 | -12 | -0.6 | -3.3 | -5.6 | -10 | -3.9 | -10 | -2.4 | -14.7 | 15 | 1.1 | 7 | 4 | 5.6 | 3.3 | 12.8 | 7.2 | 10.6 | 7.2 | 10.6 | 7.8 | 8.9 | 7.2 | 1.9 | -5.9 | -12.8 | -20.6 | 18 | 18 | 10 | 0 | 19.4 | 13.9 | 13.3 | 12.8 | 11.7 | 4.4 | -7.8 | -12.2 | 22.2 | 16.7 | -8.5 | -13.7 | -10.6 | -11.7 | -8.9 | -13.3 | -5.6 | -13.3 | 0 | -3.3 | 11.7 | 10.6 | 4.7 | 3 | 7.8 | 2.8 | -2.8 | -10 | -13 | -16 | -7.2 | -11.1 | -0.6 | -9.4 | -10 | -18.3 | -2.8 | -6.7 | -10.6 | -16.7 | -26.7 | -29.4 | -17.8 | -21.7 | 0 | -0.6 | -0.6 | -2.5 | 2.6 | 2.6 | 7.4 | 7.4 | 4.8 | -1.8 | -4 | -9 | 7.2 | -4.4 | 9.4 | 7.2 | 2.2 | 2.2 | -16.1 | -20 | -12.4 | -16.6 | -1.1 | -8.3 | -8.3 | -11.1 | 7.2 | -7.8 | 3.9 | -2.8 | -6.7 | -9.4 | 6.7 | 3.3 | -3.3 | -6.7 | -8.9 | -12.2 | -6.1 | -12.8 | 5.6 | 0.6 | -3 | -6 | 13.3 | 5 | 3.9 | -0.6 | -1.1 | -9.4 | -4.4 | -12.2 | -13 | -20 | 7.2 | -5.6 | 5.6 | 3.3 | 2.2 | -2.8 | 13.9 | 12.8 | 1.7 | -5 | 0.6 | -5.6 | 17.4 | 15.8 | 8.9 | -1.1 | 5.5 | -1.9 | -2.8 | -5.6 | 8.3 | 7.8 | -1.1 | -8.9 | 5.6 | 2.2 | -12.2 | -16.1 | 8.3 | 4.4 | 0.6 | -0.6 | -18.3 | -24.8 | 14.4 | 9.4 | 5.8 | -3.6 | -17.8 | -21.7
-12 | -14 | -0.6 | -3.3 | -5 | -10.6 | -3.9 | -9.4 | -4.4 | -16.7 | 13.3 | 1.7 | 7 | 4 | 5 | 3.3 | 12.2 | 8.3 | 9.7 | 7 | 10.6 | 7.8 | 7.4 | 5.9 | 0.6 | -7.2 | -11.7 | -21.1 | 17 | 17 | 10 | -2.8 | 19.4 | 13.9 | 13.3 | 12.9 | 10 | 5 | -7.8 | -12.2 | 21.7 | 16.1 | -8.7 | -13.2 | -11.7 | -12.8 | -7.2 | -11.7 | -6.9 | -13.4 | -0.6 | -3.9 | 12.1 | 11 | 3.7 | 2.7 | 7.8 | 3.3 | -2.2 | -9.4 | -14 | -17 | -7.2 | -11.1 | -3.3 | -16.1 | -10 | -17.8 | -3 | -5.8 | -12.2 | -15.6 | -28.3 | -31.1 | -18.9 | -23.3 | 0 | -0.9 | -0.6 | -2.5 | 2.4 | 2.4 | 7.6 | 7.6 | 4.4 | -2.2 | -4.4 | -10 | 7.8 | -4.4 | 10 | 7.8 | 2.2 | 2.2 | -14.4 | -18.3 | -13.2 | -17.4 | -1.1 | -9.4 | -8.3 | -13.3 | 6.1 | -7.8 | 2.8 | -0.6 | -6.1 | -8.9 | 7.2 | 4.4 | -2.9 | -5.8 | -8.9 | -14.4 | -7.2 | -12.8 | 5.6 | 2.2 | -4 | -7 | 13.5 | 4.9 | 4.1 | -0.4 | -1.7 | -9.4 | -4.4 | -12.2 | -14 | -21 | 5.6 | -5.6 | 5.6 | 3.3 | 2.2 | -2.8 | 14.4 | 11.1 | -1.1 | -4.4 | 0 | -6.1 | 16.5 | 15.6 | 11.7 | -2.2 | 5 | -2.5 | -3.3 | -6.7 | 8.3 | 8.3 | -1.1 | -7.8 | 6.1 | 2.9 | -13.3 | -16.7 | 7.8 | 5 | 1.1 | 0 | -18.9 | -25.4 | 13.5 | 7.7 | 5.6 | -4.4 | -18.9 | -22.8
-10 | -11 | -0.6 | -3.9 | -5 | -10.6 | -3.9 | -9.4 | -5.2 | -16 | 12.2 | 1.1 | 6 | 4 | 5 | 2.8 | 12.8 | 8.9 | 8.7 | 6.5 | 10 | 8.3 | 5.9 | 4.7 | -0.3 | -6.5 | -12.2 | -21.1 | 17 | 17 | 9.4 | -3.9 | 19.4 | 13.9 | 13.3 | 13.2 | 10 | 5.6 | -7.8 | -12.2 | 21.7 | 16.1 | -8.9 | -13.3 | -13.3 | -13.3 | -7.2 | -11.7 | -8.1 | -14.4 | -1.7 | -5 | 12.4 | 11.3 | 2.8 | 2.2 | 7.2 | 3.3 | -2.8 | -9.4 | -15 | -17 | -6.1 | -10 | -6.1 | -19.4 | -9.4 | -18.3 | -3.1 | -5.1 | -11.7 | -18.3 | -29.4 | -32.2 | -18.3 | -22.8 | 0 | -1.1 | -0.6 | -2.8 | 2.2 | 2.2 | 7.8 | 7.8 | 4.2 | -2.3 | -4.2 | -9 | 4.4 | -3.9 | 10.5 | 8.3 | 2.2 | 2.2 | -13.9 | -17.8 | -13.9 | -18.3 | -1.7 | -9.4 | -11.1 | -15 | 3.3 | -8.3 | 1.7 | 0 | -8.3 | -10 | 7.8 | 5.6 | -2.6 | -5.5 | -10.6 | -13.3 | -8.9 | -13.3 | 6.1 | 3.9 | -4 | -6 | 13.7 | 5.1 | 4.2 | -0.5 | -1.1 | -8.3 | -5 | -12.2 | -16 | -21 | 3.9 | -7.2 | 5.6 | 3.3 | 1.7 | -2.8 | 14.4 | 6.7 | -3.3 | -5 | 0 | -7.2 | 15.6 | 15 | 10.6 | -2.2 | 4.4 | -3.3 | -3.3 | -7.2 | 8.3 | 8.3 | -1.7 | -7.2 | 6.7 | 3.9 | -13.9 | -19.4 | 8.3 | 5 | 1.7 | 0 | -19.4 | -26.7 | 12.6 | 5.8 | 5.4 | -3.7 | -18.9 | -22.8
-9 | -11 | -0.6 | -3.9 | -5.6 | -10 | -4.4 | -10 | -5.9 | -16.4 | 11.1 | 0.6 | 6 | 4 | 3.9 | 2.2 | 12.2 | 8.3 | 7.8 | 6.1 | 10 | 8.3 | 4.4 | 3.3 | -1.3 | -6.7 | -12.8 | -21.7 | 17 | 17 | 8.9 | -3.9 | 19.4 | 14.4 | 13.3 | 13.3 | 8.3 | 5.6 | -8.3 | -12.8 | 20 | 17.2 | -11.5 | -14.8 | -13.3 | -15 | -6.7 | -11.1 | -9.4 | -16.1 | -3.3 | -6.1 | 12.8 | 11.7 | 2.8 | 2.2 | 5 | 3.3 | -2.8 | -8.9 | -17 | -20 | -6.1 | -10.3 | -11.1 | -19.4 | -9.4 | -19.4 | -3.3 | -5 | -12.2 | -17.8 | -29.4 | -32.2 | -19.4 | -24.4 | -0.6 | -1.9 | -1.3 | -3.4 | 1.7 | 1.7 | 7.8 | 7.8 | 4.1 | -2.4 | -4.1 | -8.9 | 2.2 | -3.9 | 11.1 | 8.9 | 2.2 | 2.2 | -13.9 | -17.2 | -14.3 | -18.3 | -2.8 | -9.4 | -12.8 | -17.2 | 2.8 | -8.9 | 1.7 | 0 | -10.6 | -11.7 | 7.8 | 5.6 | -2.2 | -5.6 | -10.6 | -14.4 | -9.4 | -13.3 | 6.7 | 5 | -5 | -7 | 13.9 | 5 | 4.4 | -0.6 | -0.6 | -8.3 | -4.4 | -11.7 | -15 | -20 | 3.9 | -7.8 | 6.1 | 3.3 | 1.7 | -2.8 | 10.6 | 3.9 | -3.3 | -5 | -0.6 | -6.7 | 15 | 14.7 | 6.1 | -2.2 | 3.7 | -3.4 | -3.3 | -6.7 | 8.3 | 8.3 | -0.6 | -8.9 | 7.2 | 4.4 | -15 | -18.9 | 7.8 | 4.4 | 1.7 | 0.6 | -20.5 | -26.6 | 11.7 | 3.9 | 5.2 | -3.9 | -20 | -23.9
-9 | -12 | -0.6 | -3.9 | -5.6 | -10 | -4.4 | -10 | -6.7 | -18.3 | 10.6 | -0.6 | 7 | 5 | 3.9 | 2.8 | 13.9 | 3.3 | 7.4 | 5.7 | 8.3 | 6.7 | 4 | 2.9 | -2.2 | -7.8 | -12.8 | -21.1 | 17 | 17 | 7.8 | -3.3 | 19.4 | 15 | 13.1 | 13.1 | 7.2 | 5.6 | -8.3 | -11.7 | 19.4 | 16.7 | -14.1 | -17.1 | -12.8 | -13.9 | -6.7 | -10.6 | -10.2 | -15.6 | -3.3 | -6.7 | 13.3 | 12.1 | 2.8 | 2.2 | 2.8 | 1.1 | -2.8 | -7.8 | -19 | -22 | -6.1 | -10.6 | -12.8 | -21.1 | -10.6 | -13.3 | -3.3 | -4.4 | -12.8 | -16.7 | -29.4 | -32.8 | -20 | -23.9 | -1.1 | -2.8 | -2.1 | -4.4 | 1.1 | 1.1 | 7.8 | 7.8 | 3.9 | -3.3 | -3.9 | -9.4 | 0 | -3.9 | 10.9 | 8 | 2.2 | 2.2 | -13.3 | -16.7 | -14.6 | -18.6 | -2.8 | -9.4 | -13.9 | -16.7 | 1.7 | -8.9 | 1.1 | 0 | -10 | -11.7 | 8.9 | 5.6 | -2 | -4.8 | -10.6 | -15 | -10.6 | -13.9 | 6.1 | 5 | -3 | -5 | 13.2 | 6.3 | 4 | 0 | -0.6 | -8.3 | -5.6 | -11.7 | -16 | -21 | 2.8 | -7.2 | 6.1 | 3.9 | 0 | -3.3 | 8.9 | 3.3 | -3.9 | -5 | -1.1 | -6.7 | 14.5 | 14.4 | 7.8 | -1.7 | 2.9 | -4 | -3.3 | -6.7 | 8.3 | 8.3 | -1.1 | -7.8 | 7.8 | 5.3 | -16.7 | -22.2 | 7.8 | 5 | 2.2 | 0.6 | -21.7 | -27.2 | 9.3 | 2.4 | 5 | -4.4 | -21.1 | -25.6
-7 | -10 | -1.1 | -4.4 | -5.6 | -10.6 | -5 | -10.6 | -7.4 | -17.8 | 8.9 | 0 | 8 | 7 | 4.4 | 3.3 | 12.2 | 1.1 | 7.1 | 5.4 | 7.2 | 6.7 | 3.2 | 2.2 | -1.7 | -7.1 | -12.2 | -21.1 | 17 | 17 | 6.1 | -2.8 | 20 | 16.1 | 13 | 13 | 8.3 | 6.1 | -8.3 | -12.2 | 18.9 | 15.6 | -16.7 | -19.4 | -13.9 | -15 | -6.7 | -11.1 | -10.9 | -16.1 | -2.8 | -7.2 | 13.9 | 12.5 | 2.8 | 2.2 | 1.7 | 0 | -3.3 | -7.8 | -22 | -26 | -6.7 | -10.7 | -14.4 | -23.3 | -10.6 | -12.8 | -3.3 | -4.2 | -12.8 | -16.7 | -28.9 | -31.7 | -21.1 | -24.4 | -1.7 | -3.9 | -2.8 | -5.6 | 0.6 | 0.6 | 7.8 | 7.8 | 3.7 | -2.8 | -4.3 | -8.8 | 0 | -3.9 | 10.8 | 7.1 | 2.8 | 2.8 | -12.8 | -16.7 | -15 | -19.4 | -3.9 | -9.4 | -17.8 | -20 | 1.1 | -9.4 | 0.6 | -0.6 | -11.1 | -12.8 | 8.9 | 5.6 | -1.9 | -4.4 | -10.6 | -14.4 | -11.1 | -14.4 | 6.1 | 5 | -3 | -5 | 12.4 | 7.5 | 3.7 | 0.7 | -1.7 | -9.4 | -5 | -11.7 | -16 | -20 | 1.7 | -7.2 | 6.1 | 3.9 | -2.8 | -6.7 | 6.1 | 0 | -3.9 | -5.6 | -0.6 | -7.8 | 13.9 | 13.9 | 2.8 | -1.7 | 2.2 | -5 | -3.9 | -7.2 | 8.9 | 8.9 | -1.1 | -8.3 | 8.3 | 6 | -17.8 | -22.8 | 6.7 | 5.6 | 2.2 | 0.6 | -22.8 | -28.3 | 6.8 | 0.7 | 5.4 | -3.7 | -20.6 | -24.4
-6 | -10 | -0.6 | -5 | -6.1 | -11.1 | -6.1 | -11.7 | -8.2 | -18.5 | 8.3 | 0.6 | 8 | 7 | 5 | 3.3 | 11.1 | 1.7 | 6.7 | 5 | 7.2 | 6.7 | 2.4 | 1.5 | -1.1 | -6.9 | -13.9 | -22.2 | 18 | 18 | 5 | -2.2 | 20.6 | 16.1 | 12.8 | 12.8 | 7.2 | 5.6 | -8.3 | -12.2 | 19.4 | 15.6 | -17.4 | -20 | -15.6 | -16.1 | -7.2 | -11.1 | -11.7 | -17.2 | -4.4 | -8.9 | 14.4 | 12.8 | 2.4 | 2 | 1.7 | 0 | -2.2 | -6.1 | -23 | -27 | -6.7 | -10.9 | -16.1 | -25 | -10.6 | -12.2 | -3.3 | -3.9 | -12.8 | -16.7 | -28.9 | -32.2 | -20 | -23.3 | -2.1 | -4 | -4.1 | -6.7 | -0.2 | -0.3 | 7.8 | 7.8 | 3.5 | -2.9 | -4.6 | -8.9 | -2.2 | -5 | 10.6 | 6.1 | 2.8 | 2.8 | -12.8 | -16.7 | -15.2 | -19.1 | -3.9 | -9.4 | -18.3 | -20.6 | 2.2 | -8.3 | 0.6 | -0.6 | -11.7 | -12.8 | 10.6 | 7.2 | -1.7 | -4.4 | -10.6 | -14.4 | -11.7 | -14.4 | 6.1 | 5 | -2 | -4 | 11.7 | 8.3 | 3.3 | 1.1 | -2.2 | -9.4 | -4.4 | -11.1 | -16 | -20 | 0.6 | -6.7 | 6.7 | 6.1 | -5 | -10.6 | 5 | 0 | -3.9 | -5.6 | -0.6 | -7.2 | 13.7 | 13.7 | 2.8 | -1.7 | 1.7 | -4.6 | -5 | -7.8 | 8.3 | 8.3 | -1.1 | -8.3 | 8.9 | 6.7 | -18.9 | -24.4 | 6.7 | 6.1 | 1.7 | 0.6 | -23.2 | -28.3 | 4.4 | -1.1 | 5.7 | -3.5 | -22.2 | -26.1
-7 | -13 | -1.7 | -5 | -6.1 | -11.1 | -6.7 | -11.7 | -8.9 | -20.6 | 7.8 | 0.6 | 8 | 7 | 5 | 3.9 | 10.6 | -0.6 | 6.1 | 4.6 | 5.6 | 5 | 1.9 | 1.2 | -0.6 | -7.8 | -13.3 | -21.7 | 17 | 17 | 4.4 | -1.7 | 20.6 | 16.1 | 12.2 | 12.2 | 7.8 | 5.6 | -8.3 | -12.2 | 18.3 | 14.4 | -18.2 | -21.1 | -13.9 | -15.6 | -7.8 | -10.6 | -11.9 | -16.6 | -6.1 | -10 | 14.8 | 13.2 | 2.1 | 2 | 1.7 | 0.6 | -2.2 | -5 | -24 | -27 | -6.7 | -11.1 | -16.7 | -27.2 | -10 | -11.7 | -2.9 | -3.4 | -12.8 | -17.8 | -28.3 | -31.1 | -18.9 | -23.9 | -2.4 | -4.3 | -5.4 | -8.3 | -0.9 | -1.3 | 7.8 | 7.8 | 3.3 | -3.3 | -5 | -9.4 | -2.2 | -4.4 | 10 | 6 | 3.3 | 3.3 | -12.8 | -16.7 | -15.4 | -19.3 | -5 | -9.4 | -19.4 | -22.8 | 0.6 | -9.4 | 0.6 | 0 | -12.8 | -13.9 | 10.6 | 7.8 | -1.7 | -4.1 | -10.6 | -14.4 | -12.8 | -15.6 | 6.1 | 5 | -2 | -4 | 11.9 | 7.8 | 3.3 | 1 | -2.2 | -10 | -6.1 | -11.1 | -16 | -21 | -1.1 | -5 | 7.2 | 6.7 | -6.7 | -12.2 | 3.9 | -1.1 | -4.4 | -6.1 | -1.7 | -7.8 | 13.5 | 13.5 | 2.8 | -1.7 | 1.1 | -5.1 | -5 | -7.8 | 8.9 | 8.3 | -2.2 | -8.9 | 7.6 | 3.7 | -19.4 | -24.4 | 7.2 | 6.7 | 1.7 | 0 | -23.5 | -28.6 | 4 | -0.9 | 6.1 | -3.9 | -20.6 | -24.4
-12 | -16 | -1.7 | -5.6 | -6.1 | -10.6 | -7.2 | -12.2 | -9.6 | -19.3 | 7.2 | 0 | 8 | 7 | 5 | 3.3 | 12.2 | -3.3 | 5.6 | 4.3 | 5.6 | 5 | 1.3 | 0.4 | -1.3 | -7.3 | -15 | -22.2 | 16 | 16 | 3.9 | -1.1 | 20.6 | 16.7 | 11.7 | 11.7 | 7.8 | 5.6 | -8.3 | -12.2 | 18.3 | 16.1 | -18.9 | -22.2 | -13.3 | -15 | -4.4 | -8.9 | -12 | -16.5 | -8.3 | -11.1 | 15.2 | 13.6 | 1.7 | 1.7 | 1.7 | 0.6 | -2.2 | -5 | -26 | -29 | -7.2 | -11.3 | -18.3 | -28.3 | -8.9 | -10.6 | -2.6 | -3.1 | -13.3 | -18.3 | -27.2 | -30 | -18.9 | -23.3 | -2.8 | -5 | -6.7 | -10 | -1.7 | -2.2 | 7.8 | 7.8 | 3.5 | -3.1 | -5.6 | -9.2 | -2.8 | -5 | 9.5 | 5.7 | 3.9 | 3.9 | -13.3 | -16.7 | -15.6 | -20 | -5 | -9.4 | -20.6 | -23.9 | 2.2 | -8.9 | 0.6 | -0.6 | -12.8 | -14.4 | 11.7 | 8.3 | -1.7 | -4.1 | -11.1 | -12.8 | -12.8 | -15.6 | 5.6 | 5 | -2 | -3 | 12 | 7.3 | 3.3 | 0.7 | -2.8 | -10 | -6.1 | -10.6 | -16 | -21 | -0.6 | -6.7 | 7.2 | 6.7 | -7.8 | -12.8 | 3.9 | -1.7 | -5.6 | -6.7 | -1.7 | -7.8 | 13.3 | 13.3 | 1.1 | -2.2 | 0.6 | -6.1 | -5.6 | -8.3 | 8.3 | 8.3 | -4.4 | -10 | 6.3 | 0.2 | -20 | -25.6 | 6.7 | 6.7 | 1.7 | 0 | -23.9 | -29.4 | 3.7 | -0.9 | 5.9 | -3.3 | -20.6 | -24.4
-12 | -16 | -1.7 | -5.6 | -6.1 | -10.6 | -7.8 | -12.2 | -10.4 | -19.3 | 6.1 | 0.6 | 8 | 7 | 5 | 3.9 | 10.6 | -2.2 | 5 | 3.9 | 5.6 | 5 | 0.9 | -0.5 | -2.1 | -7.9 | -17.2 | -24.4 | 15 | 15 | 3.3 | -1.1 | 20.6 | 17.8 | 11.1 | 11.1 | 6.1 | 5 | -8.3 | -12.2 | 18.3 | 16.1 | -20 | -24.4 | -15 | -16.7 | -4.4 | -8.9 | -12.2 | -17.2 | -9.4 | -12.2 | 15.6 | 13.9 | 1.7 | 1.7 | 1.7 | 1.1 | -1.7 | -4.4 | -23 | -26 | -7.8 | -11.4 | -19.4 | -29.4 | -8.3 | -10 | -2.2 | -2.8 | -13.3 | -18.3 | -26.1 | -28.9 | -18.9 | -22.8 | -3 | -5 | -7.1 | -9.8 | -2.1 | -2.6 | 8.2 | 8.2 | 3.7 | -3.1 | -6.1 | -9.4 | -2.2 | -4.4 | 8.9 | 5.6 | 3.9 | 3.9 | -15.6 | -18.9 | -15 | -18.2 | -5 | -9.4 | -21.1 | -23.9 | 1.1 | -8.9 | 0.6 | 0 | -12.8 | -14.4 | 12.2 | 6.7 | -1.7 | -4.4 | -10.6 | -12.2 | -15 | -17.2 | 5.6 | 5 | -2 | -3 | 12.2 | 6.7 | 3.3 | 0.6 | -3.3 | -10 | -5.6 | -11.1 | -16 | -20 | -1.7 | -6.1 | 7.8 | 7.8 | -10 | -15 | 3.3 | -1.7 | -5 | -6.7 | -0.6 | -7.8 | 12.4 | 12.4 | 2.2 | -2.2 | 0.2 | -5.5 | -5.6 | -8.9 | 7.8 | 7.8 | -5.6 | -11.1 | 5 | -3.3 | -21.1 | -26.1 | 7.2 | 7.2 | 1.7 | 0 | -23.9 | -28.8 | 3.3 | -1.1 | 5.8 | -2.9 | -22.2 | -26.7
-11 | -15 | -1.7 | -5.6 | -6.7 | -11.1 | -7.8 | -12.2 | -11.1 | -20.6 | 6.7 | 1.1 | 9 | 8 | 5.6 | 3.3 | 11.1 | -3.9 | 4.6 | 3.6 | 5.6 | 5.6 | 0.8 | -0.5 | -2.8 | -8.9 | -17.2 | -22.8 | 14 | 14 | 2.8 | -1.1 | 20 | 18.3 | 10.2 | 10.2 | 5.6 | 5 | -8.3 | -12.8 | 18.9 | 15 | -21.1 | -27.3 | -13.9 | -15.6 | -6.1 | -10 | -12.4 | -17.2 | -10.6 | -12.8 | 14.7 | 13.1 | 1.7 | 1.7 | 0 | -0.6 | 0 | -2.8 | -22 | -25 | -8.9 | -11.7 | -20.6 | -30.6 | -8.3 | -10 | -2 | -2.5 | -14.4 | -17.8 | -23.3 | -26.1 | -17.8 | -22.2 | -3.1 | -5.4 | -7.4 | -9.7 | -2.4 | -2.9 | 8.5 | 8.5 | 3.9 | -3.9 | -6.7 | -10 | -1.1 | -3.9 | 8.3 | 4.1 | 5 | 5 | -16.1 | -20 | -14.5 | -17.2 | -6.7 | -10 | -21.1 | -23.9 | 2.8 | -8.9 | 0.6 | -1.1 | -13.3 | -15 | 8.9 | -1.1 | -2.1 | -4.7 | -10.6 | -12.2 | -15 | -16.7 | 5.6 | 4.4 | -2 | -3 | 11.5 | 7.1 | 3.1 | 0.3 | -3.3 | -10 | -5.6 | -11.1 | -15 | -18 | -2.8 | -5 | 8.3 | 7.8 | -9.4 | -14.4 | 2.2 | -2.2 | -5 | -6.7 | -0.6 | -8.3 | 11.5 | 11.5 | -0.6 | -2.8 | -0.2 | -5.7 | -6.1 | -8.9 | 7.8 | 7.8 | -6.7 | -12.2 | 4.4 | -3 | -22.2 | -27.2 | 8.3 | 8.3 | 1.7 | 0 | -23.9 | -28.6 | 2.8 | -1.5 | 5.6 | -3.3 | -21.7 | -28.3
-11 | -15 | -4.4 | -5.6 | -7.2 | -10.6 | -7.8 | -17.8 | -11.5 | -20.3 | 5 | 0.6 | 10 | 8 | 5 | 3.3 | 10.6 | -4.4 | 4.3 | 3.6 | 4.4 | 4.4 | 0.1 | -1.2 | -2.4 | -8.2 | -15.6 | -22.8 | 14 | 14 | 3.3 | -2.8 | 19.4 | 18.9 | 9.2 | 9.2 | 7.2 | 6.1 | -8.3 | -12.8 | 18.3 | 16.1 | -22.2 | -31.1 | -15.6 | -17.2 | -6.7 | -10 | -12.6 | -17.9 | -12.2 | -13.9 | 13.7 | 12.1 | 1.7 | 1.7 | 2.8 | 1.7 | 1.1 | -1.7 | -22 | -25 | -9.4 | -12.2 | -21.7 | -32.8 | -8.3 | -9.4 | -1.9 | -2.4 | -13.9 | -17.2 | -22.2 | -25 | -17.2 | -21.1 | -3.3 | -6.1 | -7.8 | -10 | -2.8 | -3.3 | 8.9 | 8.9 | 3.9 | -3.4 | -6.7 | -10 | -1.7 | -3.9 | 7.8 | 3.1 | 5.6 | 5.6 | -16.7 | -21.1 | -13.9 | -16.1 | -6.7 | -10.6 | -23.3 | -26.1 | -1.1 | -10 | 0.6 | 0 | -10 | -12.2 | 7.2 | -2.2 | -2.4 | -5.5 | -10.6 | -12.2 | -13.3 | -16.1 | 5.6 | 4.4 | -2 | -3 | 10.7 | 7.1 | 3 | 0.2 | -3.3 | -10 | -6.1 | -11.1 | -14 | -17 | -3.3 | -5.6 | 10 | 7.8 | -9.4 | -14.4 | 1.7 | -2.2 | -5 | -6.1 | -3.3 | -7.8 | 10.6 | 10.6 | 0 | -3.3 | -0.6 | -6.7 | -6.7 | -9.4 | 7.2 | 7.2 | -6.1 | -11.1 | 3.9 | -3.2 | -22.8 | -27.8 | 8.9 | 8.9 | 1.7 | 0 | -23.9 | -28.9 | 2.2 | -2.2 | 5.2 | -3 | -22.8 | -27.2
-10 | -13 | -3.9 | -5.6 | -8.3 | -11.1 | -10 | -12.8 | -11.8 | -20.9 | 5.6 | 0 | 9 | 7 | 5 | 3.3 | 12.2 | -5.6 | 3.9 | 3.3 | 3.9 | 3.9 | 0 | -1.7 | -2.1 | -8.1 | -16.7 | -23.3 | 14 | 14 | 2.2 | -2.2 | 20 | 18.9 | 8.3 | 8.3 | 7.2 | 5.6 | -8.9 | -12.8 | 18.3 | 16.1 | -22.9 | -30.8 | -14.4 | -15.6 | -5.6 | -8.9 | -12.8 | -19.4 | -13.3 | -15 | 12.8 | 11.1 | 2.8 | 2.8 | 2.8 | 1.7 | 1.7 | -1.1 | -22 | -25 | -11.1 | -13.3 | -22.2 | -33.9 | -7.8 | -9.4 | -1.7 | -2.2 | -13.9 | -17.8 | -21.1 | -24.4 | -16.1 | -20.6 | -3.9 | -6.5 | -8.2 | -10.3 | -3.3 | -3.8 | 9.5 | 9.5 | 3.9 | -3.4 | -6.7 | -10.3 | -1.7 | -3.3 | 7.2 | 1.7 | 6.7 | 6.7 | -16.7 | -19.4 | -13.7 | -16 | -6.1 | -10.6 | -23.3 | -26.1 | -0.6 | -9.4 | 0.6 | -0.6 | -8.9 | -11.7 | 6.7 | -2.8 | -2.8 | -6.7 | -10.6 | -11.7 | -13.9 | -15.6 | 5 | 4.4 | -2 | -4 | 10 | 7.2 | 2.8 | 0 | -3.3 | -9.4 | -6.1 | -11.1 | -13 | -17 | -3.9 | -5.6 | 9.4 | 7.8 | -10.6 | -15 | 1.1 | -2.2 | -5.6 | -7.2 | -4.4 | -7.8 | 11.7 | 11.7 | 0 | -3.3 | -0.2 | -5.5 | -6.7 | -9.4 | 6.1 | 6.1 | -4.4 | -11.1 | 3.3 | -3.9 | -23.3 | -27.8 | 10 | 9.4 | 1.7 | 0 | -23.5 | -28.1 | 1.7 | -3.3 | 4.8 | -3.3 | -21.1 | -25.6
-10 | -14 | -5.6 | -7.2 | -6.7 | -10 | -10.6 | -13.3 | -12.2 | -22.8 | 5.6 | 0.6 | 9 | 7 | 5.6 | 3.3 | 15.6 | -6.7 | 5 | 4.1 | 5 | 5 | 3.7 | 0.4 | -1.7 | -8.9 | -17.8 | -23.9 | 16 | 16 | 2.8 | -1.7 | 20.6 | 18.9 | 10.7 | 10.1 | 9.4 | 5.6 | -9.4 | -12.8 | 20 | 14.4 | -23.7 | -31.5 | -12.8 | -13.9 | -4.4 | -9.4 | -12.6 | -18.5 | -13.3 | -15 | 11.5 | 9.8 | 3.9 | 3.9 | 3.9 | 1.7 | 1.1 | -1.1 | -25 | -27 | -11.7 | -13.9 | -22.8 | -33.9 | -7.2 | -8.9 | -1.5 | -2 | -13.9 | -17.8 | -20 | -23.9 | -15.6 | -18.9 | -4.4 | -7.1 | -8.5 | -10.7 | -3.9 | -4.4 | 10 | 10 | 3.9 | -3.9 | -6.7 | -11.1 | -1.7 | -3.9 | 7.4 | 0.8 | 7.2 | 7.2 | -15 | -17.8 | -13.5 | -16.2 | -7.2 | -10.6 | -22.2 | -25.6 | 2.2 | -8.3 | 0.6 | -0.6 | -8.9 | -11.1 | 6.1 | -5 | -2.8 | -6.2 | -10 | -11.1 | -13.9 | -16.1 | 4.4 | 3.9 | -2 | -5 | 10.2 | 7.6 | 3 | 0 | -2.8 | -9.4 | -5 | -10.6 | -12 | -16 | -3.3 | -5 | 10.6 | 8.3 | -11.7 | -15 | -0.6 | -3.3 | -4.4 | -5.6 | -3.9 | -7.8 | 12.8 | 12.8 | 2.8 | -2.2 | 0.2 | -5.1 | -6.1 | -8.9 | 3.9 | 3.9 | -5 | -10 | 3.7 | -3.8 | -23.9 | -27.8 | 10.6 | 10 | 1.7 | 0 | -23.2 | -27.7 | 1.5 | -2.8 | 4.4 | -3.9 | -21.1 | -25.6
-12 | -15 | -7.2 | -8.9 | -5.6 | -9.4 | -8.9 | -12.8 | -6.3 | -18.5 | 7.8 | 1.1 | 9 | 7 | 5.6 | 3.3 | 17.2 | -5 | 6.1 | 4.8 | 6.1 | 6.1 | 7.4 | 2.1 | 0.9 | -7.4 | -12.8 | -21.1 | 17 | 16 | 5.6 | -1.1 | 21.7 | 20 | 13.2 | 11.8 | 11.7 | 7.2 | -8.3 | -12.2 | 20.6 | 15.6 | -24.4 | -32.8 | -13.3 | -14.4 | -5 | -10 | -12.4 | -18.3 | -12.8 | -15 | 10.2 | 8.2 | 5 | 5 | 8.9 | 3.9 | 1.7 | -1.1 | -25 | -27 | -10 | -12.8 | -22.2 | -33.9 | -7.2 | -8.3 | -1.3 | -1.8 | -13.9 | -18.3 | -19.4 | -22.8 | -15 | -17.8 | -5 | -8.3 | -8.9 | -11.7 | -4.4 | -5 | 10.6 | 10.6 | 4.3 | -3.1 | -6.1 | -10 | 1.1 | -2.2 | 7.6 | -0.1 | 8.3 | 8.3 | -13.9 | -16.7 | -13.3 | -16.7 | -3.9 | -9.4 | -16.7 | -19.4 | 7.2 | -6.7 | 1.1 | 0 | -6.1 | -9.4 | 6.1 | -4.4 | -2.8 | -6.2 | -9.4 | -10.6 | -11.7 | -13.9 | 4.4 | 4.4 | -4 | -6 | 10.4 | 8 | 3.1 | 0 | -0.6 | -8.3 | -3.3 | -9.4 | -10 | -15 | 0 | -3.9 | 12.2 | 10 | -12.2 | -17.2 | 1.7 | -2.2 | -1.1 | -2.8 | -1.7 | -6.7 | 13.9 | 13.9 | 6.1 | -2.8 | 0.6 | -5.6 | -3.3 | -8.3 | 8.9 | 7.8 | -3.9 | -10 | 4 | -4.2 | -22.2 | -27.8 | 11.1 | 10 | 1.7 | 0 | -22.8 | -27.8 | 1.3 | -2.8 | 5.5 | -3.2 | -20 | -25
-12 | -15 | -5.6 | -7.2 | -3.3 | -9.4 | -6.1 | -12.2 | -0.3 | -16.1 | 11.7 | -0.6 | 10 | 7 | 6.1 | 3.9 | 20.6 | -5.6 | 7.2 | 5.6 | 6.7 | 6.7 | 11.1 | 3.3 | 3.5 | -7 | -9.4 | -20.6 | 21 | 19 | 8.9 | -2.2 | 23.3 | 19.4 | 15.6 | 13.3 | 16.1 | 8.3 | -6.7 | -12.8 | 22.8 | 14.4 | -23.3 | -31.4 | -10.6 | -11.7 | -4.4 | -9.4 | -12.2 | -18.9 | -11.1 | -14.4 | 8.9 | 6.7 | 8.7 | 6.9 | 13.3 | 2.2 | 3.3 | 1.1 | -24 | -26 | -8.3 | -12.8 | -20.6 | -31.7 | -6.7 | -8.3 | -1.1 | -1.7 | -14.4 | -19.4 | -18.3 | -21.1 | -13.9 | -17.8 | -4.8 | -7.5 | -7.8 | -11.1 | -3.7 | -5.2 | 11 | 11 | 4.6 | -2.6 | -5.6 | -9.5 | 2.8 | -1.1 | 7.8 | -1.1 | 9.4 | 9.4 | -12.8 | -15.6 | -12.4 | -15.7 | -1.7 | -9.4 | -11.7 | -13.9 | 9.4 | -5.6 | 1.7 | 0 | -3.9 | -9.4 | 6.1 | -3.9 | -2.8 | -6.7 | -8.3 | -10 | -10 | -14.4 | 0.6 | -0.6 | -3 | -6 | 10.6 | 8.3 | 3.3 | 0 | 0.6 | -7.8 | 0 | -7.8 | -10 | -15 | 2.8 | -4.4 | 12.8 | 10 | -11.7 | -20 | 2.2 | -2.2 | 2.8 | -1.1 | 1.1 | -7.2 | 16.5 | 15.2 | 10 | -1.7 | 2.4 | -4.4 | -1.7 | -8.3 | 10.6 | 5 | -1.7 | -8.9 | 4.4 | -5.6 | -21.7 | -27.8 | 10.6 | 10 | 2.2 | 0 | -20.8 | -26.2 | 1.1 | -3.3 | 6.7 | -2.9 | -21.7 | -26.1
-13 | -15 | -7.2 | -9.4 | -1.7 | -9.4 | -3.9 | -12.2 | 5.6 | -17.8 | 15.6 | -3.9 | 10 | 7 | 6.7 | 1.1 | 21.7 | -5 | 9.2 | 6.3 | 7.2 | 7.2 | 13.1 | 3.2 | 6.1 | -8.3 | -7.8 | -19.4 | 22 | 19 | 11.1 | -5 | 24.4 | 19.4 | 18.5 | 14.4 | 18.9 | 6.7 | -5.6 | -12.8 | 22.2 | 16.1 | -22.2 | -30.8 | -7.2 | -8.9 | -4.4 | -9.4 | -11.1 | -17.6 | -10.6 | -14.4 | 9.3 | 6.8 | 12.4 | 8.5 | 15 | 3.3 | 4.4 | 2.8 | -22 | -24 | -8.3 | -12.2 | -20 | -32.8 | -6.1 | -8.3 | -0.9 | -1.3 | -13.3 | -19.4 | -17.8 | -20 | -12.8 | -16.7 | -4.6 | -7.2 | -6.7 | -11.1 | -2.9 | -5.5 | 11.3 | 11.3 | 5 | -2.8 | -5 | -9.4 | 5.6 | -0.6 | 8.2 | -1.2 | 11.1 | 11.1 | -10.6 | -14.4 | -11.5 | -15.1 | 0 | -8.9 | -6.7 | -12.2 | 10.6 | -6.7 | 2.8 | 0 | -2.2 | -8.9 | 6.1 | -5.6 | -2.4 | -6.1 | -7.8 | -9.4 | -8.9 | -16.7 | 0 | -1.1 | -3 | -6 | 10.8 | 8.8 | 4.6 | 0.2 | 2.2 | -7.8 | 3.3 | -7.8 | -8 | -12 | 6.1 | -5 | 13.3 | 10 | -10.6 | -22.2 | 3.9 | -2.2 | 6.7 | -0.6 | 3.3 | -7.8 | 19.1 | 16.4 | 13.9 | -1.1 | 4.3 | -3.9 | 0.6 | -6.7 | 13.3 | 2.8 | -1.1 | -7.8 | 5 | -5.3 | -20 | -27.8 | 11.1 | 10.6 | 2.2 | 0 | -18.7 | -25.2 | 2 | -2.9 | 7.8 | -3.3 | -17.2 | -20.6
-13 | -16 | -6.7 | -7.8 | 0 | -9.4 | -2.2 | -11.1 | 7.8 | -14.1 | 17.8 | -5.6 | 11 | 7 | 7.2 | 1.1 | 23.9 | -3.9 | 11.3 | 7.3 | 6.7 | 6.7 | 15.2 | 2.7 | 8 | -7.2 | -6.7 | -18.9 | 22 | 19 | 13.9 | -5.6 | 25.6 | 19.4 | 21.5 | 15.4 | 21.1 | 8.9 | -2.8 | -11.7 | 22.2 | 15.6 | -21.1 | -31.1 | -5 | -8.3 | -3.9 | -9.4 | -10 | -17.2 | -8.9 | -13.3 | 9.6 | 6.7 | 16.1 | 9.4 | 15 | 3.9 | 5 | 2.8 | -21 | -23 | -7.2 | -11.7 | -19.4 | -32.2 | -5 | -8.3 | -0.8 | -0.9 | -11.7 | -18.9 | -16.1 | -18.3 | -11.1 | -15.6 | -4.4 | -7.2 | -5.6 | -11.7 | -2.2 | -6.7 | 11.7 | 11.7 | 5.6 | -2.2 | -3.9 | -8 | 6.1 | 0 | 8.5 | -1.7 | 13.3 | 11.7 | -8.9 | -12.8 | -10.6 | -15 | 1.1 | -8.3 | -2.8 | -11.1 | 11.7 | -6.1 | 4.4 | 0 | 0 | -9.4 | 5.6 | -6.7 | -2.1 | -6.1 | -6.7 | -8.3 | -8.3 | -16.7 | -0.6 | -2.2 | -2 | -5 | 10.9 | 9 | 5.9 | 0 | 3.3 | -7.2 | 7.2 | -7.8 | -7 | -12 | 7.8 | -7.2 | 11.7 | 5.6 | -9.4 | -22.8 | 5 | -3.3 | 9.4 | -1.1 | 5.6 | -8.9 | 21.7 | 17.2 | 15.6 | -1.1 | 6.1 | -4.4 | 2.2 | -6.7 | 15 | 0.6 | -0.6 | -8.3 | 5.5 | -5.9 | -19.4 | -27.2 | 11.7 | 11.1 | 2.2 | 0 | -16.7 | -25 | 3 | -3.1 | 8.2 | -2.9 | -15 | -21.1
-12 | -16 | -5.6 | -7.8 | 1.1 | -9.4 | -0.6 | -10 | 10 | -13.1 | 18.9 | -6.7 | 10 | 7 | 7.2 | 1.7 | 21.7 | 0 | 13.3 | 7.8 | 10.6 | 7.2 | 17.2 | 1.7 | 9.8 | -7 | -4.4 | -18.3 | 21 | 18 | 15 | -6.1 | 25.6 | 19.4 | 24.4 | 15.6 | 22.2 | 11.7 | -1.7 | -12.2 | 21.1 | 17.2 | -20.5 | -29.7 | -2.2 | -7.8 | -3.9 | -10.6 | -8.9 | -17.8 | -6.7 | -11.7 | 10 | 6.7 | 16.8 | 9.3 | 16.1 | 3.3 | 6.7 | 3.3 | -18 | -22 | -6.7 | -11.1 | -18.3 | -30.6 | -5 | -8.3 | -0.6 | -0.6 | -11.1 | -18.9 | -15 | -17.8 | -10 | -13.9 | -3.9 | -6.8 | -4.5 | -10.4 | -1.8 | -6 | 12.1 | 11.7 | 6.1 | -2.4 | -2.8 | -7 | 13.3 | 0 | 8.9 | -2.2 | 14.4 | 10.6 | -6.7 | -11.1 | -9.7 | -13.7 | 2.8 | -7.8 | -1.1 | -11.7 | 12.2 | -6.1 | 5 | 0 | 1.1 | -9.4 | 5.6 | -6.7 | -1.7 | -6.7 | -6.7 | -8.3 | -7.8 | -16.7 | -1.1 | -2.8 | -2 | -5 | 11.1 | 9.4 | 7.2 | 0 | 4.4 | -7.2 | 8.3 | -7.2 | -6 | -12 | 10.6 | -7.8 | 10.6 | 1.7 | -8.9 | -22.2 | 6.1 | -3.3 | 11.1 | -0.6 | 7.2 | -7.8 | 22.8 | 16.8 | 18.3 | -2.8 | 6.7 | -4.4 | 4.4 | -6.7 | 15.6 | 0 | 0 | -7.2 | 6.1 | -7.8 | -18.9 | -26.1 | 11.1 | 10.6 | 3.3 | 0 | -16.1 | -23.7 | 3.9 | -3.9 | 8.5 | -3 | -12.2 | -18.9
-11 | -15 | -5.6 | -8.3 | 1.7 | -11.1 | 1.7 | -9.4 | 12.2 | -13.3 | 20.6 | -6.1 | 11 | 8 | 7.8 | 1.7 | 20.6 | 1.1 | 13.7 | 8.2 | 12.8 | 7.2 | 16.7 | 3.7 | 11.7 | -8.3 | -3.3 | -17.8 | 21 | 19 | 16.1 | -7.8 | 25 | 18.9 | 24.8 | 15.7 | 22.8 | 12.2 | -0.6 | -11.1 | 22.8 | 16.1 | -20 | -29.4 | -6.7 | -10 | -3.3 | -12.2 | -8 | -15.7 | -6.7 | -10.6 | 10.4 | 6.6 | 17.6 | 8.8 | 16.1 | 3.9 | 5.6 | 3.3 | -17 | -20 | -5.6 | -10.6 | -17.2 | -30.6 | -5 | -8.9 | -1 | -1.1 | -10.6 | -18.3 | -13.9 | -16.7 | -8.9 | -13.3 | -3.3 | -6.7 | -3.3 | -9.6 | -1.5 | -6 | 12.4 | 11.3 | 6.7 | -2.8 | -1.7 | -6.7 | 15 | -0.6 | 8.2 | -1.4 | 11.1 | 6.1 | -4.4 | -9.4 | -8.7 | -12.5 | 3.9 | -7.8 | 1.7 | -5 | 12.8 | -5.6 | 5 | 0 | 1.7 | -8.9 | 6.1 | -7.2 | -1.7 | -5.9 | -5.6 | -8.3 | -7.8 | -16.7 | -1.1 | -3.3 | -1 | -5 | 11.5 | 9.1 | 7.4 | 0.6 | 5 | -7.8 | 9.4 | -7.8 | -6 | -11 | 10.6 | -6.1 | 9.4 | 0 | -7.8 | -21.1 | 6.7 | -3.9 | 11.1 | -1.1 | 8.9 | -8.3 | 23.9 | 16 | 18.9 | -2.8 | 7.2 | -4.9 | 6.1 | -5 | 17.2 | -1.1 | 1.1 | -6.7 | 6.1 | -7.3 | -18.9 | -26.1 | 11.1 | 10 | 3.3 | 0 | -15.6 | -23.5 | 4.3 | -4.1 | 8.9 | -3.9 | -12.8 | -19.4
-11 | -15 | -3.9 | -7.8 | 1.7 | -11.1 | 3.9 | -9.4 | 10.7 | -12.6 | 21.7 | -6.1 | 11 | 7 | 7.8 | 1.7 | 21.1 | -2.8 | 14 | 8.4 | 13.9 | 7.8 | 16.1 | 5.4 | 9.1 | -6 | -2.2 | -18.3 | 21 | 18 | 16.7 | -6.1 | 25.6 | 20 | 25.2 | 16.1 | 23.9 | 11.1 | 0 | -11.7 | 22.2 | 15.6 | -19.4 | -30 | -5 | -9.4 | -2.8 | -12.2 | -7 | -14.5 | -5 | -9.4 | 10.7 | 6.5 | 18.3 | 8.3 | 16.1 | 4.4 | 5 | 3.3 | -17 | -20 | -5.6 | -10 | -16.7 | -29.4 | -5 | -9.4 | -1.3 | -1.7 | -10 | -18.3 | -13.3 | -16.7 | -8.3 | -13.3 | -2.8 | -7.2 | -2.2 | -10 | -1.1 | -6.7 | 12.8 | 11.1 | 6.1 | -2.7 | -2.1 | -6.1 | 15 | -1.1 | 7.4 | -1.1 | 10 | 4.4 | -2.8 | -7.8 | -7.8 | -12.2 | 4.4 | -6.7 | 0.6 | -16.1 | 14.4 | -5.6 | 4.4 | 0 | 2.8 | -9.4 | 6.1 | -6.7 | -1.7 | -5.7 | -5.6 | -8.9 | -7.2 | -16.1 | -1.7 | -5 | -1 | -6 | 11.8 | 8.7 | 7.6 | 1.2 | 4.4 | -8.3 | 11.7 | -8.9 | -4 | -10 | 10.6 | -5.6 | 6.7 | -1.7 | -7.2 | -20.6 | 7.8 | -5 | 11.1 | -1.1 | 10 | -7.8 | 25 | 15 | 18.9 | -3.9 | 7.8 | -6.7 | 7.2 | -5 | 18.3 | -1.7 | 2.2 | -5.6 | 6.1 | -8 | -18.3 | -25 | 10.6 | 9.4 | 3.3 | 0 | -15 | -23.9 | 4.6 | -5.3 | 8.2 | -3.5 | -13.3 | -19.4
-12 | -15 | -7.8 | -9.4 | 1.1 | -12.2 | 4.4 | -8.9 | 9.3 | -13 | 21.7 | -7.2 | 11 | 7 | 8.3 | 1.7 | 18.9 | -0.6 | 14.4 | 8.9 | 13.3 | 8.9 | 15.6 | 6.7 | 6.5 | -5.1 | -2.2 | -18.9 | 20 | 18 | 16.7 | -5.6 | 24.4 | 18.9 | 25.6 | 16.1 | 23.3 | 11.7 | 0.6 | -11.1 | 22.8 | 15 | -20 | -29.4 | -5.6 | -10 | -3.9 | -12.8 | -6.1 | -14.4 | -3.9 | -7.8 | 11.1 | 6.1 | 15.9 | 9.6 | 15.6 | 4.4 | 5.6 | 3.3 | -17 | -21 | -5.6 | -9.4 | -16.7 | -31.7 | -5 | -9.4 | -1.7 | -2.2 | -10 | -18.3 | -12.8 | -15.6 | -8.3 | -13.3 | -3.2 | -6.9 | -3.1 | -9.2 | -1.8 | -5.8 | 12.6 | 11.4 | 5.6 | -3.1 | -2.4 | -6.1 | 15 | -1.1 | 6.7 | -1.1 | 8.3 | 1.1 | -1.1 | -7.2 | -7.6 | -11.3 | 5.6 | -6.1 | -1.1 | -13.9 | 12.8 | -6.1 | 3.3 | 0 | 2.8 | -10.6 | 5.6 | -7.8 | -1.7 | -6.1 | -6.1 | -8.9 | -7.2 | -16.1 | -2.2 | -5.6 | -2 | -6 | 12.2 | 8.3 | 7.8 | 1.7 | 4.4 | -8.9 | 10.6 | -8.9 | -3 | -10 | 11.7 | -5.6 | 7.8 | -1.7 | -8.3 | -20.6 | 7.2 | -5.6 | 10.6 | -1.7 | 9.4 | -7.8 | 24.4 | 15.1 | 19.4 | -3.3 | 5.8 | -6 | 8.3 | -4.4 | 17.8 | -1.7 | 1.1 | -5.6 | 6.1 | -10 | -18.9 | -25.6 | 10 | 7.8 | 3.3 | 0 | -15.2 | -22.1 | 5 | -7.2 | 7.4 | -3.6 | -12.8 | -20.6
-12 | -15 | -8.3 | -8.9 | -0.6 | -10.6 | 4.4 | -8.3 | 7.8 | -16.1 | 21.7 | -6.1 | 11 | 7 | 6.7 | 1.1 | 15.6 | 3.3 | 13.3 | 8.6 | 12.2 | 8.9 | 12.8 | 6.2 | 3.9 | -6.1 | -3.9 | -18.3 | 19 | 18 | 15.6 | -5 | 23.3 | 20 | 23.4 | 16.2 | 21.7 | 12.2 | 0 | -11.1 | 21.7 | 15.6 | -20.5 | -30.2 | -7.8 | -11.1 | -5.6 | -13.3 | -6.3 | -13.5 | -2.8 | -6.7 | 10 | 6 | 13.5 | 10 | 13.3 | 3.3 | 5.6 | 3.3 | -19 | -22 | -5 | -8.9 | -18.3 | -30 | -5.6 | -10 | -2.1 | -3 | -10 | -17.2 | -12.2 | -15 | -8.3 | -12.2 | -3.5 | -7 | -4.1 | -9.6 | -2.6 | -5.8 | 12.4 | 11.5 | 5 | -3.9 | -2.8 | -6.7 | 14.4 | -0.6 | 6.1 | -1.1 | 7.2 | 0 | 0 | -6.1 | -7.4 | -11 | 3.9 | -6.1 | -6.7 | -14.4 | 10 | -7.2 | 2.8 | 0 | 1.7 | -9.4 | 4.4 | -8.9 | -2.4 | -6.3 | -6.7 | -8.9 | -7.8 | -16.1 | -2.2 | -6.1 | -3 | -6 | 11.7 | 8.4 | 6.1 | 1.8 | 3.3 | -9.4 | 8.3 | -8.9 | -4 | -10 | 10 | -2.2 | 7.8 | -2.8 | -10 | -20 | 7.2 | -6.7 | 8.3 | -2.8 | 8.3 | -5.6 | 23.9 | 14.9 | 17.8 | -2.2 | 3.7 | -6.6 | 7.8 | -3.9 | 16.7 | -1.1 | 1.1 | -5 | 4.1 | -8.9 | -20 | -26.1 | 9.4 | 6.1 | 2.2 | -0.6 | -15.4 | -21.3 | 3.9 | -6.7 | 6.7 | -4.4 | -13.9 | -18.3
-17 | -19 | -9.4 | -11.1 | -2.2 | -10.6 | 3.3 | -7.8 | 3.9 | -13.3 | 18.3 | -3.9 | 10 | 7 | 5.6 | 1.1 | 14.4 | 6.1 | 12.2 | 8.1 | 11.7 | 8.9 | 10 | 5.2 | 2.2 | -4.4 | -10.6 | -19.4 | 19 | 17 | 12.8 | -2.8 | 22.8 | 20 | 21.1 | 16.1 | 20 | 13.3 | -1.1 | -12.2 | 21.1 | 15.6 | -21.1 | -31.7 | -8.9 | -11.1 | -6.7 | -12.8 | -6.5 | -13.6 | -3.9 | -7.2 | 8.9 | 5.5 | 11.1 | 10 | 11.1 | 2.2 | 5 | 3.3 | -18 | -22 | -5 | -8.3 | -18.9 | -30.6 | -6.7 | -11.1 | -2.4 | -3.5 | -10 | -17.8 | -12.8 | -15.6 | -9.4 | -12.8 | -3.9 | -7.8 | -5 | -10.6 | -3.3 | -6.1 | 12.2 | 11.7 | 4.8 | -3.3 | -3.5 | -6.6 | 12.8 | -0.6 | 5.6 | -1.6 | 5 | -2.8 | -4.4 | -7.8 | -7.2 | -11.1 | 1.1 | -6.1 | -7.2 | -13.9 | 6.7 | -7.8 | 1.7 | 0 | 1.1 | -9.4 | 3.9 | -9.4 | -3.2 | -7 | -7.8 | -8.9 | -8.3 | -15.6 | -2.2 | -6.1 | -5 | -7 | 11.1 | 8.4 | 4.5 | 1.5 | 1.7 | -8.9 | 7.2 | -10 | -3 | -9 | 8.3 | -0.6 | 6.7 | -4.4 | -12.2 | -19.4 | 5.6 | -6.7 | 6.7 | -2.8 | 5 | -5.6 | 23.3 | 15 | 8.9 | -2.8 | 1.7 | -8.3 | 6.1 | -3.9 | 13.9 | -1.1 | -1.7 | -5.6 | 2 | -9.3 | -20.6 | -26.1 | 8.3 | 6.7 | 2.2 | -0.6 | -15.6 | -21.1 | 2.8 | -7.3 | 6.5 | -3.8 | -15 | -20
-16 | -18 | -9.4 | -10.6 | -3.9 | -9.4 | 2.8 | -7.2 | 0 | -13.9 | 16.7 | -3.9 | 9 | 7 | 5 | 1.1 | 15 | 5.6 | 11.1 | 7.8 | 11.7 | 8.3 | 7.2 | 3.9 | 0.6 | -4.1 | -10 | -19.4 | 19 | 17 | 11.7 | -3.3 | 22.8 | 19.4 | 18.9 | 15.6 | 17.8 | 13.3 | -2.8 | -12.2 | 20.6 | 15.6 | -21.8 | -31.4 | -6.7 | -9.4 | -7.2 | -12.8 | -6.7 | -14.4 | -5.6 | -8.3 | 7.8 | 5 | 10 | 9.3 | 7.8 | 1.1 | 3.9 | 2.8 | -17 | -21 | -5 | -8.3 | -20 | -31.1 | -7.2 | -11.7 | -2.8 | -4.4 | -10.6 | -16.7 | -13.3 | -15.6 | -8.3 | -11.7 | -4.1 | -7.6 | -5.7 | -10.1 | -3.5 | -6 | 11.8 | 11.4 | 4.6 | -3 | -4.3 | -7 | 12.2 | -0.6 | 5 | -2.2 | 2.8 | -4.4 | -3.9 | -6.7 | -7.9 | -11.2 | -0.6 | -5 | -6.1 | -12.8 | 5 | -8.3 | 0.6 | 0 | 1.1 | -9.4 | 3.3 | -8.9 | -3.9 | -8.3 | -7.8 | -9.4 | -8.9 | -16.1 | -2.8 | -6.7 | -6 | -8 | 10.6 | 8.3 | 2.8 | 1.1 | 1.1 | -8.9 | 5 | -10 | -4 | -10 | 7.8 | -1.1 | 5 | -5 | -12.8 | -19.4 | 3.9 | -6.1 | 5.6 | -2.2 | 1.1 | -5.6 | 20.7 | 15.1 | 7.8 | -2.8 | 0.2 | -7.8 | 5 | -2.8 | 10.6 | 1.1 | -1.7 | -6.1 | 0 | -11.1 | -22.2 | -26.1 | 6.1 | 5 | 1.1 | -1.7 | -15.6 | -19.8 | 1.7 | -8.9 | 6.3 | -3.9 | -16.7 | -22.2
-16 | -18 | -9.4 | -10.6 | -3.9 | -10 | 1.7 | -5 | -3.9 | -16.7 | 15 | -2.8 | 9 | 7 | 3.3 | 1.1 | 13.9 | 6.7 | 10 | 7.5 | 11.1 | 8.3 | 6.5 | 3.5 | -1.1 | -4.4 | -11.7 | -20 | 18 | 18 | 10 | -2.2 | 22.8 | 19.4 | 18 | 15.7 | 16.7 | 13.3 | -3.3 | -12.8 | 21.1 | 15 | -22.6 | -31.8 | -8.3 | -10.6 | -7.2 | -12.2 | -6.3 | -13 | -5 | -8.3 | 6.7 | 4.2 | 8.9 | 8.6 | 6.7 | 1.1 | 4.4 | 3.3 | -17 | -20 | -4.4 | -7.8 | -20.6 | -30.6 | -7.2 | -11.7 | -3 | -5.3 | -10 | -16.1 | -13.9 | -16.1 | -7.8 | -11.1 | -4.2 | -8 | -6.5 | -10.4 | -3.7 | -6.2 | 11.5 | 11.4 | 4.4 | -3.3 | -5 | -7.8 | 11.1 | 0 | 4.6 | -2.2 | 1.7 | -6.1 | -6.1 | -8.3 | -8.7 | -11.8 | -1.7 | -5.6 | -6.7 | -12.8 | 3.9 | -8.3 | 0.6 | 0 | 0.6 | -6.1 | 2.8 | -8.9 | -4.5 | -8.1 | -7.8 | -10 | -8.3 | -15.6 | -2.8 | -7.2 | -5 | -7 | 10.4 | 8.2 | 2.1 | 0.5 | -1.1 | -9.4 | 3.9 | -8.9 | -4 | -10 | 6.1 | 0 | 4.4 | -6.1 | -14.4 | -19.4 | 2.8 | -6.7 | 1.7 | -2.8 | 1.7 | -6.7 | 18.2 | 15.1 | 7.8 | -1.7 | -1.3 | -8.3 | 5 | -2.8 | 7.2 | 1.1 | -3.3 | -6.7 | 0 | -9.9 | -23.3 | -26.1 | 6.1 | 3.3 | 1.1 | -2.8 | -15.6 | -19.2 | 0.9 | -7.6 | 6.1 | -4.4 | -15.6 | -20
-16 | -18 | -8.9 | -10 | -6.1 | -9.4 | 1.1 | -3.9 | -4.5 | -15.7 | 13.9 | -2.8 | 9 | 7 | 2.2 | 0 | 15 | 5 | 8.9 | 7.2 | 10.6 | 7.2 | 5.7 | 2.7 | -0.5 | -4.1 | -11.7 | -20 | 18 | 18 | 7.8 | -1.7 | 22.2 | 19.4 | 17 | 15.7 | 16.7 | 13.9 | -3.9 | -13.3 | 20.6 | 15.6 | -23.3 | -33.3 | -7.2 | -8.9 | -9.4 | -12.8 | -6 | -12.6 | -6.1 | -8.3 | 5.5 | 3.2 | 7.8 | 7.8 | 6.1 | 2.2 | 5.6 | 3.9 | -16 | -18 | -4.4 | -7.8 | -21.1 | -30.6 | -8.3 | -11.7 | -3.1 | -6.5 | -9.4 | -15.6 | -15.6 | -17.2 | -6.7 | -10 | -4.4 | -8.9 | -7.2 | -11.1 | -3.9 | -6.7 | 11.1 | 11.1 | 4.8 | -3.3 | -5.7 | -8.1 | 10.6 | 0 | 4.3 | -2.4 | 1.1 | -6.1 | -7.2 | -9.4 | -9.4 | -12.8 | -2.2 | -5.6 | -9.4 | -15.6 | 3.3 | -8.9 | 1.1 | 0 | 0.6 | -5 | 2.2 | -9.4 | -5 | -8.6 | -7.8 | -9.4 | -8.3 | -15.6 | -3.3 | -7.8 | -6 | -8 | 10.2 | 8 | 1.3 | -0.3 | 1.1 | -10 | 3.3 | -9.4 | -5 | -10 | 6.1 | -2.2 | 3.3 | -6.7 | -14.4 | -19.4 | 1.1 | -6.1 | 1.1 | -3.9 | 1.1 | -6.7 | 15.6 | 14.4 | 6.1 | -2.2 | -2.8 | -10 | 3.9 | -1.7 | 6.1 | 1.7 | -5.6 | -8.3 | 0 | -9.9 | -22.8 | -26.1 | 6.1 | 3.9 | 1.1 | -2.8 | -15.6 | -18.9 | 0.2 | -7.3 | 5.7 | -4.2 | -17.2 | -22.8
-16 | -17 | -8.9 | -10 | -6.7 | -9.4 | 0.6 | -3.3 | -5 | -16.4 | 12.8 | -1.7 | 9 | 7 | 2.2 | 0 | 13.9 | 6.7 | 7.8 | 6.7 | 8.9 | 7.2 | 5 | 2.2 | 0 | -4.1 | -10.6 | -20 | 18 | 18 | 7.8 | 1.1 | 22.2 | 19.4 | 16.1 | 15.6 | 15 | 13.3 | -5 | -12.2 | 19.4 | 15.6 | -23.9 | -32.8 | -7.8 | -10 | -9.4 | -13.3 | -5.6 | -12.8 | -6.1 | -8.3 | 4.4 | 2.2 | 6.9 | 6.9 | 6.7 | 2.8 | 5 | 3.3 | -17 | -19 | -4.4 | -7.7 | -21.1 | -30.6 | -10 | -12.8 | -3.3 | -8.3 | -9.4 | -14.4 | -16.7 | -18.3 | -6.1 | -9.4 | -5 | -9.1 | -7.9 | -11 | -4.5 | -6.8 | 10.4 | 10.4 | 5.2 | -3.4 | -6.5 | -8.9 | 9.4 | 0 | 3.9 | -3.3 | 0 | -6.1 | -8.3 | -8.9 | -10.3 | -13.2 | -2.8 | -5.6 | -11.1 | -14.4 | 3.9 | -8.3 | 0.6 | -1.1 | 0 | -3.9 | 1.7 | -9.4 | -5.6 | -9.4 | -8.9 | -11.7 | -8.3 | -15.6 | -3.9 | -7.8 | -6 | -8 | 10 | 7.8 | 0.6 | -1.1 | -0.6 | -9.4 | 2.8 | -10.6 | -6 | -11 | 7.8 | -3.3 | 1.7 | -7.2 | -14.4 | -20 | -1.1 | -6.1 | -1.1 | -3.9 | 0 | -5.6 | 14.5 | 13.7 | 6.1 | -1.7 | -3 | -9.1 | 2.8 | -1.1 | 5.6 | 1.7 | -3.3 | -7.2 | 0 | -11.1 | -22.8 | -26.1 | 6.1 | 3.9 | 0.6 | -2.8 | -16 | -18.8 | -0.6 | -8.3 | 5.4 | -4.4 | -17.8 | -22.8
-15 | -16 | -11.1 | -12.2 | -7.2 | -10 | 0.6 | -2.8 | -5.6 | -18.3 | 11.7 | -0.6 | 9 | 7 | 1.1 | -0.6 | 13.9 | 7.8 | 7.1 | 6.1 | 10.6 | 8.3 | 4.6 | 2 | 0.6 | -5 | -11.1 | -20 | 19 | 18 | 6.7 | 2.2 | 22.8 | 19.4 | 16.1 | 15.8 | 15.6 | 13.3 | -5.6 | -12.8 | 18.9 | 15.6 | -24.4 | -33.3 | -8.3 | -11.1 | -11.7 | -13.3 | -6 | -10.2 | -6.7 | -9.4 | 3.3 | 1.7 | 5.9 | 5.9 | 6.1 | 2.8 | 5 | 3.9 | -17 | -20 | -4.4 | -7.5 | -21.7 | -27.8 | -10.6 | -13.3 | -2.9 | -6.4 | -9.4 | -13.9 | -17.2 | -18.9 | -7.8 | -10 | -5.5 | -9.8 | -8.7 | -11.5 | -5 | -7 | 9.6 | 9.6 | 5.6 | -4.4 | -7.2 | -10 | 8.9 | 4.4 | 3.7 | -2.8 | -0.6 | -6.1 | -10 | -11.1 | -11.3 | -14.3 | -3.3 | -6.1 | -12.8 | -16.7 | 3.3 | -8.9 | 0.6 | -1.1 | 0.6 | -2.2 | 1.1 | -9.4 | -6.7 | -9.8 | -10.6 | -13.3 | -7.8 | -15 | -3.9 | -7.8 | -7 | -10 | 9.6 | 7.7 | 0.6 | -0.7 | -1.1 | -9.4 | 2.8 | -10.6 | -7 | -12 | 8.3 | -3.9 | 1.1 | -7.2 | -14.4 | -20 | -1.1 | -6.1 | -1.1 | -3.9 | -0.6 | -4.4 | 13.3 | 13 | 2.2 | -2.8 | -3.1 | -9.2 | 2.2 | -1.1 | 3.9 | 1.1 | -1.7 | -6.1 | -1.7 | -10.2 | -22.8 | -26.1 | 5.6 | 4.4 | 0 | -3.3 | -16.3 | -18.9 | -1.1 | -6.9 | 5 | -5.6 | -18.3 | -23.3
-13 | -16 | -6.1 | -7.2 | -7.2 | -9.4 | 0 | -2.8 | -6.5 | -18.1 | 10.6 | -0.6 | 9 | 7 | 1.1 | -0.6 | 11.1 | 6.1 | 6.3 | 5.3 | 10 | 7.2 | 3.8 | 1.5 | 0.2 | -4.6 | -11.7 | -20.6 | 18 | 18 | 6.7 | 3.3 | 22.8 | 20 | 16.1 | 16 | 16.7 | 13.9 | -6.1 | -13.3 | 19.4 | 15 | -25 | -34.4 | -8.3 | -10.6 | -14.4 | -15.6 | -6.3 | -8.9 | -7.2 | -11.1 | 2.2 | 1.2 | 5 | 5 | 6.7 | 3.3 | 6.1 | 4.4 | -17 | -19 | -4.4 | -7.2 | -21.1 | -30.6 | -12.2 | -13.9 | -2.6 | -5.2 | -8.9 | -12.8 | -17.2 | -18.3 | -7.2 | -8.9 | -6.1 | -11.1 | -9.4 | -12.2 | -5.6 | -7.8 | 8.9 | 8.9 | 5.2 | -3.9 | -8.1 | -10.3 | 8.3 | 6.1 | 3.5 | -2.9 | -1.7 | -6.1 | -10.6 | -11.7 | -12.2 | -15.6 | -2.2 | -5.6 | -10.6 | -12.2 | 0.6 | -9.4 | 0.6 | 0 | 1.7 | -2.2 | 0.6 | -10 | -7.8 | -10.5 | -12.2 | -15 | -7.8 | -15 | -4.4 | -7.8 | -9 | -11 | 9.3 | 7.9 | 0.6 | -0.6 | -1.1 | -8.9 | 2.8 | -8.3 | -7 | -12 | 8.3 | -3.9 | 0.6 | -7.8 | -12.8 | -18.3 | -2.2 | -5.6 | -1.1 | -3.9 | -0.6 | -4.4 | 12.2 | 12.2 | 1.1 | -2.8 | -3.3 | -10 | 2.2 | -0.6 | 3.9 | 1.1 | -1.7 | -5.6 | -3.3 | -10.8 | -19.4 | -23.9 | 5 | 3.3 | -0.6 | -3.3 | -16.7 | -19.4 | -1.7 | -6.4 | 4.8 | -5.2 | -18.9 | -23.3
-13 | -15 | -6.7 | -7.8 | -8.3 | -10.6 | -0.6 | -2.8 | -7.4 | -18.9 | 10.6 | -0.6 | 10 | 8 | 1.7 | 0.6 | 11.7 | 6.1 | 5.6 | 4.4 | 7.8 | 6.1 | 3 | 1 | -0.2 | -5.1 | -12.2 | -21.1 | 18 | 18 | 5.6 | 3.9 | 22.2 | 20 | 16.1 | 16.1 | 15 | 12.8 | -6.1 | -13.3 | 18.9 | 15.6 | -25.6 | -33.7 | -7.2 | -8.9 | -14.4 | -16.1 | -6.7 | -7.8 | -7.2 | -11.1 | 1.1 | 0.6 | 5 | 5 | 7.2 | 3.9 | 5.6 | 4.4 | -17 | -20 | -4.4 | -7 | -21.7 | -29.4 | -14.4 | -16.1 | -2.2 | -4.4 | -7.8 | -11.7 | -17.8 | -20 | -7.2 | -8.9 | -7.2 | -11.2 | -9.8 | -12.3 | -6.7 | -8.6 | 8.7 | 8.7 | 4.8 | -4.2 | -9.1 | -11.2 | 7.8 | 6.7 | 3.3 | -3.3 | -3.9 | -6.7 | -10.6 | -11.7 | -12.8 | -15.8 | -5 | -6.7 | -10.6 | -12.8 | 2.2 | -9.4 | 0.6 | 0 | 1.7 | -2.2 | 0 | -11.1 | -8.9 | -11.7 | -12.2 | -13.9 | -7.8 | -14.4 | -5 | -8.9 | -10 | -12 | 8.9 | 7.8 | 0.6 | -0.6 | -0.6 | -8.9 | 2.8 | -6.1 | -7 | -12 | 6.1 | -3.9 | -1.1 | -7.2 | -12.8 | -18.3 | -3.3 | -6.1 | -1.7 | -3.9 | -0.6 | -5.6 | 12.2 | 12.2 | 0.6 | -3.3 | -4.4 | -9.2 | 1.7 | -1.1 | 2.8 | 0.6 | -1.1 | -5 | -5 | -12.2 | -18.3 | -23.3 | 5 | 3.3 | 0.6 | -2.8 | -15.9 | -18.4 | -2.2 | -6.7 | 4.6 | -5.3 | -18.3 | -22.8
-13 | -15 | -7.2 | -7.8 | -8.3 | -10.6 | -0.6 | -2.8 | -8.3 | -21.7 | 10 | -0.6 | 11 | 8 | 2.2 | 0.6 | 11.1 | 6.1 | 4.8 | 3.9 | 7.2 | 6.1 | 2.5 | 0.8 | -0.6 | -6.1 | -12.8 | -21.1 | 18 | 18 | 4.4 | 3.3 | 22.2 | 20 | 16.3 | 16.2 | 15.6 | 13.9 | -6.7 | -13.3 | 18.9 | 15 | -26.1 | -33.6 | -6.7 | -8.3 | -14.4 | -15.6 | -6.7 | -7.7 | -7.2 | -11.1 | 0.4 | -0.7 | 5 | 5 | 7.8 | 3.9 | 5 | 3.9 | -17 | -20 | -4.4 | -6.8 | -22.8 | -29.4 | -15 | -16.7 | -3.3 | -6.5 | -7.2 | -10.6 | -18.3 | -20 | -7.2 | -8.9 | -8.3 | -12 | -10.2 | -12.7 | -7.8 | -9.8 | 8.5 | 8.5 | 4.4 | -5 | -10 | -12.2 | 7.2 | 5 | 3.3 | -2.5 | -2.8 | -6.7 | -13.3 | -15 | -13.3 | -16.3 | -4.4 | -7.2 | -10 | -11.7 | 5 | -8.9 | 0.6 | 0 | 1.7 | -1.1 | -0.6 | -11.1 | -7.4 | -10.2 | -12.8 | -15.6 | -8.3 | -14.4 | -5 | -9.4 | -12 | -13 | 8.5 | 7.5 | 0.4 | -0.7 | -0.6 | -8.9 | 3.9 | -3.9 | -7 | -12 | 6.1 | -3.9 | -1.1 | -7.8 | -12.2 | -17.8 | -3.9 | -5.6 | -0.6 | -3.9 | -0.6 | -5 | 12.2 | 12.2 | 0.6 | -3.9 | -5.6 | -9.5 | 1.1 | -1.1 | 3.9 | 0.6 | -1.1 | -5.6 | -5.2 | -11.6 | -20 | -25.6 | 5 | 3.9 | 0 | -3.3 | -15.2 | -17.7 | -2.4 | -6.1 | 4.4 | -6.7 | -19.4 | -24.4
-13 | -15 | -9.4 | -10.6 | -9.4 | -11.1 | -1.7 | -3.3 | -8.3 | -21.4 | 9.4 | -2.2 | 12 | 7 | 1.7 | 0 | 10.6 | 6.7 | 4.1 | 3.4 | 6.1 | 5 | 1.9 | 0.3 | -0.8 | -5 | -13.3 | -21.7 | 18 | 18 | 5 | 4.4 | 22.2 | 20 | 16.5 | 16.2 | 13.3 | 12.2 | -7.2 | -12.8 | 18.3 | 15.6 | -26.7 | -34.4 | -6.1 | -8.3 | -14.4 | -15.6 | -6.7 | -7.7 | -7.8 | -11.7 | -0.4 | -1.8 | 5 | 5 | 7.8 | 3.9 | 5 | 3.9 | -17 | -20 | -4.4 | -6.6 | -23.3 | -29.4 | -15.6 | -17.2 | -4.5 | -9.3 | -6.7 | -9.4 | -17.8 | -20 | -10 | -11.1 | -9.4 | -13.3 | -10.6 | -13.3 | -8.9 | -11.1 | 8.3 | 8.3 | 4.2 | -4.2 | -9.1 | -11.1 | 7.2 | 5.6 | 3.3 | -2.3 | -3.9 | -7.2 | -11.1 | -12.2 | -13.9 | -17.2 | -4.4 | -6.7 | -10 | -11.7 | 2.2 | -9.4 | 0.6 | -0.6 | 2.8 | 0.6 | -0.6 | -11.1 | -5.9 | -9.4 | -13.9 | -15.6 | -7.8 | -13.9 | -6.1 | -8.9 | -13 | -14 | 8.2 | 7.2 | 0.2 | -0.8 | -1.7 | -8.9 | 4.4 | -3.3 | -12 | -17 | 4.4 | -4.4 | -1.1 | -7.8 | -12.2 | -18.3 | -5 | -6.7 | -0.6 | -3.3 | -1.7 | -5.6 | 12.2 | 12.2 | 0.6 | -3.9 | -6.7 | -10 | -0.6 | -2.2 | 3.9 | 0 | 0.6 | -5.6 | -5.4 | -11.8 | -20.6 | -26.1 | 5 | 3.9 | 0 | -2.8 | -14.4 | -17.2 | -2.6 | -6.1 | 4.6 | -6.1 | -18.9 | -23.3
-13 | -15 | -11.1 | -12.2 | -9.4 | -11.1 | -2.2 | -3.9 | -8.3 | -22.4 | 8.3 | -2.2 | 12 | 7 | 2.8 | 1.1 | 11.1 | 4.4 | 3.3 | 2.8 | 6.1 | 5 | 1.5 | -0.3 | -0.9 | -4.5 | -12.8 | -21.7 | 18 | 17 | 5 | 4.4 | 21.7 | 19.4 | 16.7 | 16.1 | 14.4 | 12.8 | -7.2 | -13.3 | 18.9 | 15 | -27.1 | -33.9 | -6.1 | -7.8 | -13.9 | -15 | -6.7 | -7.8 | -7.2 | -12.2 | -1.1 | -3.3 | 5.2 | 5.2 | 7.8 | 3.9 | 5.6 | 4.4 | -17 | -20 | -5.6 | -6.3 | -23.9 | -28.3 | -15 | -17.2 | -5.6 | -12.8 | -6.1 | -8.9 | -18.3 | -20 | -9.4 | -10 | -9.4 | -13.4 | -11.1 | -13.4 | -9.6 | -11.4 | 7.6 | 7.6 | 4.1 | -4.3 | -8.1 | -10.1 | 7.2 | 5.6 | 3.3 | -2.2 | -5 | -7.2 | -10.6 | -11.7 | -14.3 | -17.2 | -6.1 | -7.2 | -10 | -11.1 | 2.8 | -9.4 | 0.6 | -0.6 | 2.8 | 1.1 | -0.6 | -11.7 | -4.4 | -8.9 | -15.6 | -17.8 | -7.2 | -13.9 | -6.7 | -8.9 | -14 | -16 | 7.8 | 6.7 | 0 | -1.1 | -1.7 | -8.9 | 4.4 | -3.3 | -12 | -17 | 3.3 | -5 | -1.7 | -7.8 | -11.7 | -17.8 | -4.4 | -6.7 | -0.6 | -3.3 | -0.6 | -6.7 | 12.4 | 12.4 | -0.6 | -4.4 | -7.1 | -9.9 | -0.6 | -2.2 | 3.3 | -0.6 | 0.6 | -4.4 | -5.6 | -12.8 | -21.1 | -27.2 | 5 | 3.9 | -0.6 | -2.8 | -14.4 | -17.1 | -2.8 | -6.7 | 4.8 | -6.8 | -19.4 | -24.4
-13 | -15 | -10.6 | -11.7 | -10 | -11.7 | -1.7 | -3.3 | -8.3 | -26.1 | 10 | -3.9 | 12 | 7 | 2.8 | 1.1 | 11.1 | 3.9 | 2.6 | 2 | 5.6 | 4.4 | 1.4 | -0.3 | -1.1 | -4.4 | -12.2 | -21.7 | 18 | 18 | 5.6 | 5 | 20.6 | 18.9 | 17.2 | 16.7 | 14.4 | 12.8 | -7.8 | -13.3 | 18.3 | 15.6 | -27.4 | -34.2 | -6.7 | -8.3 | -12.8 | -13.9 | -6.7 | -7.5 | -7.2 | -12.2 | -1.3 | -3.4 | 5.4 | 5.4 | 6.7 | 2.8 | 5.6 | 4.4 | -20 | -22 | -5 | -6.1 | -24.4 | -28.9 | -16.7 | -18.9 | -6.1 | -11.5 | -5.6 | -8.3 | -18.9 | -20.6 | -9.4 | -10.6 | -9.4 | -14.2 | -11.7 | -13.8 | -10.4 | -12 | 6.8 | 6.8 | 3.9 | -5 | -7.2 | -9.4 | 6.7 | 5.6 | 3.5 | -1.6 | -4.4 | -7.8 | -8.9 | -10 | -14.6 | -17.5 | -6.1 | -7.8 | -11.1 | -12.8 | 0.6 | -10 | -0.6 | -1.1 | 3.3 | 2.2 | -0.6 | -12.2 | -4.4 | -8.2 | -16.7 | -18.3 | -7.8 | -13.3 | -7.2 | -9.4 | -14 | -16 | 7.4 | 6.1 | 0 | -0.9 | -1.7 | -8.9 | 5.6 | -2.2 | -13 | -20 | 2.2 | -5 | -2.8 | -8.3 | -11.1 | -17.2 | -5.6 | -7.2 | -1.1 | -3.3 | -1.1 | -7.2 | 12.6 | 12.6 | -0.6 | -4.4 | -7.4 | -9.9 | -1.1 | -2.2 | 2.2 | 0 | -0.6 | -3.9 | -6.1 | -11.7 | -21.7 | -27.8 | 5 | 4.4 | 0 | -3.3 | -14.4 | -17.2 | -3.2 | -6.6 | 5 | -8.3 | -21.1 | -25.6
-13 | -15 | -10 | -11.7 | -10 | -11.7 | -2.8 | -3.9 | -9.4 | -23.8 | 10 | -3.9 | 12 | 7 | 3.3 | 0.6 | 11.7 | 2.8 | 1.8 | 1.2 | 6.1 | 5 | 0.7 | -0.7 | -0.4 | -3.8 | -13.3 | -21.7 | 18 | 18 | 4.4 | 3.9 | 20.6 | 18.9 | 17.8 | 17.3 | 14.4 | 13.3 | -8.3 | -13.3 | 18.3 | 15 | -27.8 | -35 | -5.6 | -7.2 | -12.2 | -15 | -6.7 | -7.3 | -7.8 | -12.8 | -1.5 | -3.7 | 5.6 | 5.6 | 6.1 | 3.3 | 5 | 3.9 | -22 | -25 | -5.6 | -6.1 | -24.4 | -28.3 | -17.2 | -19.4 | -6.7 | -11.4 | -4.4 | -7.2 | -18.9 | -20.6 | -10 | -10.6 | -9.4 | -15.6 | -12.2 | -14.4 | -11.1 | -12.8 | 6.1 | 6.1 | 4.1 | -4.3 | -7.6 | -9.6 | 6.1 | 5.6 | 3.7 | -1.3 | -5 | -7.8 | -10.6 | -12.2 | -15 | -18.3 | -5 | -7.2 | -11.7 | -13.3 | 1.7 | -10 | -2.2 | -4.4 | 3.3 | 2.2 | -0.6 | -12.2 | -4.4 | -7.9 | -16.7 | -18.3 | -6.7 | -12.8 | -7.2 | -9.4 | -13 | -15 | 7.1 | 5.3 | 0 | -0.6 | -2.2 | -9.4 | 5.6 | -1.1 | -15 | -20 | 2.2 | -5.6 | -3.3 | -8.9 | -10 | -17.8 | -5.6 | -7.2 | -1.7 | -3.9 | -1.7 | -7.2 | 12.8 | 12.8 | 1.7 | -5 | -7.8 | -10.6 | -1.7 | -2.2 | 1.7 | -0.6 | -2.2 | -5.6 | -6.7 | -11.8 | -21.1 | -27.2 | 4.4 | 3.3 | 0.6 | -3.3 | -14.4 | -17.8 | -3.5 | -6.9 | 4.8 | -7.4 | -20 | -25
-13 | -14 | -9.4 | -10.6 | -10 | -11.7 | -3.3 | -4.4 | -10.6 | -23.8 | 9.4 | -3.3 | 11 | 7 | 2.8 | 1.1 | 11.1 | 2.8 | 1.1 | 0.6 | 5.6 | 5 | 0.6 | -1.1 | 0.4 | -3.6 | -13.3 | -21.7 | 18 | 18 | 5.6 | 5 | 20 | 18.9 | 18.3 | 17.8 | 12.2 | 11.1 | -9.4 | -13.3 | 18.9 | 15 | -27.4 | -34.2 | 0 | -2.2 | -10 | -12.8 | -6.7 | -7.2 | -8.9 | -13.3 | -1.7 | -4.4 | 6.9 | 6.9 | 5.6 | 3.3 | 5.6 | 3.9 | -22 | -26 | -6.1 | -6.7 | -24.4 | -30.6 | -17.2 | -18.9 | -7.2 | -11.7 | -4.4 | -6.7 | -19.4 | -21.1 | -9.4 | -10.6 | -10 | -15.1 | -11.8 | -14.3 | -10.7 | -12.9 | 5.7 | 5 | 4.2 | -4.2 | -7.9 | -9.9 | 5.6 | 5 | 3.9 | -1.1 | -6.7 | -8.3 | -8.9 | -10.6 | -14.8 | -17.7 | -6.1 | -7.2 | -12.2 | -13.9 | -0.6 | -10.6 | -1.7 | -3.3 | 2.8 | 2.2 | -0.6 | -12.2 | -4.4 | -8.3 | -16.1 | -17.8 | -7.8 | -12.8 | -7.2 | -9.4 | -11 | -12 | 6.7 | 4.4 | 0 | -0.6 | -2.2 | -9.4 | 6.7 | 0 | -16 | -20 | 1.7 | -6.7 | -4.4 | -8.3 | -10 | -17.8 | -5.6 | -6.7 | -1.1 | -3.3 | -1.1 | -7.2 | 13.3 | 13.2 | 0.6 | -5 | -8 | -10.4 | 0 | -1.7 | 1.1 | -1.1 | -1.7 | -5.6 | -7.2 | -12.2 | -21.1 | -26.7 | 3.9 | 3.3 | 0.6 | -2.8 | -14 | -16.8 | -3.9 | -7.8 | 4.6 | -7.2 | -21.1 | -24.4
-13 | -15 | -7.2 | -8.3 | -7.8 | -10 | -3.3 | -5 | -11.7 | -25 | 10 | -3.9 | 11 | 8 | 2.8 | 0.6 | 11.7 | 2.2 | 2.2 | 1.8 | 6.1 | 4.4 | 4.3 | 1.1 | 1.1 | -3.9 | -12.8 | -21.7 | 19 | 19 | 6.1 | 6.1 | 20 | 18.3 | 19.2 | 18.2 | 15.6 | 14.4 | -9.4 | -13.3 | 19.4 | 15 | -27.1 | -33.9 | 2.2 | -0.6 | -8.3 | -11.1 | -6.3 | -6.8 | -7.8 | -12.8 | -1.5 | -4.1 | 8.1 | 8.1 | 7.2 | 5.6 | 5 | 4.4 | -23 | -26 | -7.2 | -7.2 | -23.3 | -25.6 | -18.3 | -20.6 | -8.1 | -12.3 | -3.9 | -6.1 | -19.4 | -21.1 | -8.9 | -10 | -10.5 | -15.2 | -11.5 | -14.4 | -10.4 | -13.4 | 5.4 | 4.1 | 4.4 | -5 | -8.3 | -10.6 | 3.9 | 3.9 | 4.6 | -0.3 | -6.1 | -8.3 | -7.8 | -10 | -14.6 | -17.5 | -5 | -7.2 | -12.2 | -13.9 | 1.7 | -9.4 | -1.1 | -2.2 | 2.8 | 2.8 | -0.6 | -11.7 | -4.6 | -7.9 | -15.6 | -17.8 | -6.1 | -12.8 | -7.2 | -9.4 | -9 | -11 | 7.4 | 4.7 | 0 | -0.5 | -2.8 | -9.4 | 5.6 | 1.1 | -17 | -22 | 1.7 | -7.2 | -3.9 | -7.8 | -9.4 | -16.7 | -6.1 | -7.8 | -0.6 | -1.7 | -2.2 | -7.2 | 13.9 | 13.6 | 0.6 | -3.3 | -8.1 | -10.5 | 0.6 | -1.1 | 1.1 | -1.1 | -0.6 | -5.6 | -4.6 | -10.6 | -20.6 | -27.2 | 4.4 | 3.3 | 0 | -2.8 | -13.7 | -16.3 | -3.2 | -6.9 | 4.4 | -8.3 | -20.6 | -23.9
-13 | -15 | -6.1 | -7.8 | -3.9 | -7.8 | -1.7 | -3.9 | -4.7 | -19.6 | 9.4 | -2.2 | 11 | 8 | 2.8 | 0.6 | 12.8 | 4.4 | 3.3 | 3.2 | 10 | 7.2 | 8 | 3.1 | 2.6 | -3.3 | -10 | -20.6 | 18 | 17 | 10 | 7.8 | 23.9 | 19.4 | 20.2 | 18.5 | 17.2 | 15 | -6.7 | -12.8 | 22.2 | 15 | -26.7 | -34.4 | -5 | -6.7 | -6.1 | -8.9 | -6 | -6.5 | -6.1 | -11.7 | -1.3 | -4.4 | 9.4 | 9.4 | 11.7 | 7.2 | 6.1 | 5 | -25 | -28 | -6.7 | -6.7 | -21.1 | -26.1 | -13.9 | -15.6 | -9.1 | -13.7 | -3.3 | -5.6 | -17.2 | -18.9 | -8.3 | -10 | -11.1 | -16.1 | -11.1 | -15 | -10 | -14.4 | 5 | 2.8 | 5 | -4 | -6.6 | -9 | 5 | 4.4 | 5.4 | 0.3 | -2.8 | -6.7 | -6.7 | -8.9 | -14.4 | -17.8 | 0.6 | -3.3 | -12.2 | -14.4 | 7.8 | -7.2 | 1.1 | -1.7 | 3.3 | 2.8 | -0.6 | -11.7 | -4.8 | -8.3 | -13.3 | -17.2 | -6.1 | -12.2 | -5.6 | -8.9 | -9 | -11 | 8.2 | 5 | 0 | -0.5 | -1.1 | -9.4 | 5 | 2.2 | -17 | -22 | 3.3 | -6.7 | -0.6 | -7.2 | -8.9 | -16.1 | -5 | -6.7 | 2.8 | -0.6 | -1.1 | -5.6 | 14.4 | 13.9 | 7.2 | -3.3 | -8.3 | -11.1 | 5.6 | 3.3 | 6.7 | 1.7 | -1.7 | -5.6 | -2 | -9.8 | -20 | -26.7 | 4.4 | 2.8 | -0.6 | -3.3 | -13.3 | -16.1 | -2.4 | -6.4 | 6.8 | -6.7 | -20 | -25
-13 | -15 | -6.1 | -9.4 | -0.6 | -7.2 | 1.1 | -2.2 | 2.4 | -16.4 | 11.7 | -3.3 | 11 | 8 | 3.3 | 0.6 | 14.4 | 3.3 | 4.4 | 4.4 | 11.7 | 6.1 | 11.7 | 4.4 | 4.1 | -3.2 | -7.8 | -18.3 | 18 | 16 | 12.2 | 6.1 | 25 | 19.4 | 21.1 | 18.9 | 20 | 16.1 | -3.9 | -11.1 | 23.9 | 15 | -25.8 | -33.1 | -4.4 | -7.8 | -4.4 | -9.4 | -5.6 | -6.1 | -3.3 | -10 | -1.1 | -5 | 12.2 | 10.8 | 15 | 7.8 | 5.6 | 5 | -27 | -30 | -4.4 | -5 | -18.3 | -22.2 | -11.7 | -13.3 | -10 | -15.6 | -2.8 | -5 | -15 | -16.1 | -6.1 | -7.8 | -9.6 | -14.7 | -9.4 | -14.2 | -8.7 | -13.2 | 6.1 | 2.6 | 5.5 | -3.6 | -5 | -7.9 | 8.3 | 6.7 | 6.1 | 1.1 | -0.6 | -8.9 | -5 | -7.8 | -12.6 | -15.9 | 2.2 | -6.7 | -11.7 | -13.9 | 9.4 | -6.7 | 0.6 | -1.1 | 3.9 | 2.8 | -1.7 | -9.4 | -5 | -8.9 | -11.1 | -16.7 | -4.4 | -12.2 | -3.9 | -8.3 | -10 | -12 | 8.9 | 5 | 0 | -0.6 | 0 | -8.9 | 4.4 | 1.7 | -18 | -23 | 5.6 | -5 | 2.2 | -11.1 | -7.8 | -15.6 | -2.2 | -5 | 6.7 | 0 | 2.8 | -5 | 15.3 | 14.2 | 8.9 | -5 | -6.5 | -10.2 | 8.9 | 5.6 | 10.6 | 1.7 | 0 | -5.6 | 0.6 | -11.1 | -18.9 | -27.2 | 5 | 2.8 | -1.1 | -3.9 | -11.6 | -14.3 | -1.7 | -6.7 | 9.3 | -6.6 | -16.7 | -21.1
-13 | -15 | -5.6 | -6.7 | 1.1 | -8.3 | 3.9 | -1.7 | 9.4 | -16.7 | 12.8 | -2.8 | 11 | 9 | 5 | 0.6 | 15.6 | 5 | 5.5 | 5.5 | 12.8 | 7.2 | 14.7 | 4.4 | 5.6 | -3.9 | -5.6 | -18.3 | 18 | 16 | 15.6 | 4.4 | 25.6 | 19.4 | 21.8 | 18 | 20.6 | 16.1 | -1.1 | -10.6 | 25 | 14.4 | -24.8 | -32.1 | -3.3 | -6.1 | -2.8 | -8.9 | -4.8 | -5.4 | -0.6 | -8.9 | -0.7 | -4.6 | 15 | 12 | 17.8 | 8.3 | 7.2 | 5 | -27 | -30 | -3.9 | -5 | -15 | -21.7 | -8.3 | -10.6 | -9.1 | -14.4 | -1.7 | -5 | -11.7 | -12.8 | -4.4 | -8.3 | -8.2 | -14.3 | -7.8 | -13.9 | -7.4 | -12.6 | 7.2 | 1.9 | 6.1 | -3.9 | -3.3 | -7.2 | 10 | 6.7 | 5.7 | 1.2 | 1.7 | -11.1 | -2.8 | -6.7 | -10.7 | -14.3 | 4.4 | -6.1 | -11.7 | -15 | 11.7 | -6.1 | 2.8 | 0 | 4.4 | 3.9 | -1.7 | -11.1 | -5 | -8.8 | -8.3 | -13.9 | -2.2 | -11.1 | -2.2 | -8.3 | -10 | -13 | 10 | 4.2 | 0.7 | -0.1 | 1.1 | -8.3 | 4.4 | 2.2 | -17 | -22 | 7.2 | -5 | 4.4 | -11.1 | -5.6 | -15 | 1.1 | -3.9 | 11.1 | -2.2 | 5.6 | -3.3 | 16.3 | 14.3 | 10.6 | -4.4 | -4.6 | -10.1 | 14.4 | 7.8 | 13.3 | -0.6 | 2.2 | -5 | 1.3 | -9.6 | -18.3 | -27.2 | 5.6 | 2.8 | 0.6 | -3.3 | -10 | -13.2 | -0.4 | -5.9 | 11.7 | -7.2 | -17.2 | -22.8
-15 | -17 | -3.9 | -6.7 | 3.9 | -8.9 | 6.7 | -1.7 | 11.6 | -13.4 | 14.4 | -2.8 | 11 | 9 | 5.6 | -0.6 | 14.4 | 10 | 6.7 | 6.7 | 13.9 | 7.2 | 17.6 | 3.1 | 6.7 | -3.1 | -3.3 | -17.8 | 19 | 13 | 15.6 | 6.7 | 26.1 | 18.9 | 22.6 | 16.9 | 25 | 16.7 | 1.1 | -10.6 | 26.1 | 15 | -23.9 | -32.2 | -1.1 | -3.9 | -1.1 | -7.8 | -4.1 | -4.9 | 1.7 | -7.2 | -0.4 | -4.6 | 17.8 | 12.8 | 17.8 | 8.9 | 6.7 | 5 | -27 | -30 | -2.8 | -4.4 | -13.9 | -24.4 | -6.7 | -10.6 | -8.1 | -14 | -1.1 | -5 | -9.4 | -10.6 | -2.8 | -7.2 | -6.7 | -14.4 | -6.1 | -15 | -6.1 | -12.8 | 8.3 | 1.1 | 5.9 | -3.3 | -2.2 | -5.7 | 12.2 | 6.7 | 5.4 | 1.5 | 2.8 | -11.7 | -1.1 | -5.6 | -8.9 | -13.3 | 6.1 | -5.6 | -11.7 | -15.6 | 13.3 | -5.6 | 3.9 | -0.6 | 5 | 5 | -1.1 | -10.6 | -5 | -9.1 | -7.2 | -13.9 | -0.6 | -11.1 | -0.6 | -7.8 | -9 | -13 | 11.1 | 2.9 | 1.5 | 0.2 | 2.2 | -8.3 | 6.1 | 3.9 | -15 | -21 | 8.3 | -4.4 | 4.4 | -12.2 | -4.4 | -14.4 | 3.9 | -3.9 | 12.8 | -2.8 | 9.4 | -3.3 | 17.2 | 14.4 | 12.8 | -3.9 | -2.8 | -11.1 | 16.1 | 8.3 | 14.4 | -0.6 | 3.3 | -3.3 | 2.1 | -9.3 | -16.7 | -26.1 | 6.7 | 2.8 | 1.7 | -3.3 | -8.3 | -12.2 | 0.9 | -5.7 | 12.4 | -6.7 | -13.3 | -18.9
-17 | -19 | -5 | -7.8 | 5 | -9.4 | 9.4 | -2.2 | 13.9 | -12.6 | 16.1 | -3.9 | 11 | 9 | 6.1 | -0.6 | 14.4 | 9.4 | 7.8 | 7.8 | 15.6 | 6.1 | 20.6 | 0.6 | 7.8 | -3.3 | -1.7 | -16.7 | 19 | 11 | 16.1 | 7.8 | 25.6 | 18.3 | 23.3 | 15.6 | 25.6 | 16.7 | 2.8 | -10.6 | 25.6 | 15 | -22.4 | -30.5 | 3.9 | -0.6 | 0.6 | -6.7 | -3.3 | -4.4 | 3.3 | -4.4 | 0 | -5.6 | 18.5 | 12.5 | 18.3 | 8.9 | 7.8 | 5 | -27 | -31 | -2.2 | -4.4 | -11.7 | -23.3 | -5.6 | -10.6 | -7.2 | -14.4 | -0.6 | -5 | -7.2 | -9.4 | -2.2 | -6.1 | -6.1 | -13.1 | -5.7 | -13.5 | -4.8 | -11.4 | 8.5 | 0.2 | 5.8 | -3.4 | -1.1 | -4.8 | 12.8 | 6.7 | 5 | 1.7 | 3.3 | -11.1 | 1.1 | -3.9 | -8 | -12.2 | 7.2 | -5.6 | -10.6 | -13.9 | 14.4 | -5.6 | 4.4 | -1.1 | 5 | 5 | -0.6 | -11.7 | -5 | -10 | -6.1 | -12.8 | 1.7 | -11.1 | 1.7 | -6.7 | -8 | -12 | 12.2 | 1.1 | 2.2 | 0.6 | 3.9 | -7.8 | 6.1 | 3.3 | -13 | -20 | 10 | -3.3 | 6.7 | -10.6 | -5 | -13.9 | 5.6 | -6.1 | 13.9 | -3.3 | 13.3 | -2.2 | 16.5 | 12.9 | 15 | -3.9 | -1.1 | -9.4 | 17.2 | 8.9 | 15 | -1.1 | 3.9 | -2.2 | 2.8 | -10.6 | -15 | -25 | 7.2 | 2.2 | 1.7 | -3.9 | -8.5 | -12.8 | 2.2 | -6.7 | 13.2 | -6.6 | -13.9 | -18.9
-17 | -20 | -3.9 | -6.1 | 6.1 | -9.4 | 10.6 | -2.2 | 16.1 | -12.2 | 16.7 | -2.8 | 11 | 9 | 7.2 | 0 | 14.4 | 9.4 | 8.9 | 8 | 16.7 | 6.1 | 20.2 | 1.6 | 8.9 | -3.9 | -1.1 | -16.1 | 19 | 11 | 16.7 | 8.3 | 26.1 | 18.3 | 22.4 | 13.8 | 24.4 | 17.2 | 3.9 | -10.6 | 24.4 | 14.4 | -20.9 | -29.8 | 3.9 | -0.6 | 1.7 | -6.1 | -3.7 | -4.7 | 4.4 | -4.4 | -0.2 | -5.3 | 19.3 | 12.4 | 18.3 | 8.9 | 6.7 | 5 | -27 | -31 | -1.1 | -3.9 | -10.6 | -22.2 | -4.4 | -10 | -7.4 | -14.5 | 1.1 | -5 | -5.6 | -8.3 | -1.1 | -5.6 | -5.6 | -12.4 | -5.4 | -13.2 | -3.5 | -10.8 | 8.7 | -0.8 | 5.6 | -3.9 | 0 | -4.4 | 15 | 6.7 | 5.2 | 1.9 | 4.4 | -12.2 | 2.2 | -3.3 | -7 | -11.2 | 10 | -8.3 | -10 | -13.3 | 15 | -5.6 | 6.1 | -1.7 | 6.1 | 6.1 | -0.6 | -11.7 | -5.4 | -9.8 | -5.6 | -12.2 | 2.8 | -10.6 | 2.2 | -6.1 | -8 | -12 | 11.8 | 0.5 | 3.3 | 1 | 4.4 | -8.3 | 6.1 | 3.3 | -12 | -17 | 10 | -2.2 | 7.2 | -11.7 | -5 | -13.3 | 6.7 | -6.7 | 13.9 | -2.8 | 17.2 | -2.8 | 15.7 | 11.1 | 15.6 | -3.9 | 0.5 | -8.7 | 17.8 | 9.4 | 16.1 | -1.1 | 3.9 | -2.2 | 2.8 | -9.3 | -13.3 | -25 | 7.8 | 2.2 | 1.1 | -3.3 | -8.7 | -13.9 | 2.8 | -5.8 | 13.9 | -8.3 | -12.8 | -20
-18 | -21 | -1.1 | -3.3 | 7.2 | -11.1 | 12.2 | -1.7 | 15.4 | -12.4 | 16.7 | -2.2 | 12 | 8 | 7.8 | 0 | 13.9 | 10.6 | 10 | 8.3 | 17.2 | 6.1 | 19.8 | 2.6 | 7.8 | -2.5 | 0.6 | -16.1 | 19 | 11 | 17.8 | 8.3 | 26.1 | 17.8 | 21.5 | 12.1 | 23.9 | 16.7 | 4.4 | -12.2 | 23.9 | 13.9 | -19.4 | -30 | 3.9 | -0.6 | 2.8 | -5.6 | -4 | -5 | 6.1 | -2.8 | -0.4 | -5.9 | 20 | 11.7 | 18.3 | 9.4 | 6.1 | 4.4 | -27 | -31 | -1.1 | -3.9 | -8.9 | -21.7 | -4.4 | -8.9 | -7.6 | -15.5 | 1.7 | -4.4 | -4.4 | -7.8 | -1.1 | -5 | -5 | -12.8 | -5 | -13.9 | -2.2 | -11.7 | 8.9 | -2.2 | 6.1 | -3.6 | -0.4 | -4 | 15.6 | 6.7 | 5.4 | 2 | 4.4 | -12.8 | 3.9 | -2.2 | -6.1 | -11.1 | 10.6 | -7.8 | -10.6 | -13.9 | 16.1 | -5.6 | 6.1 | -1.7 | 10 | 8.9 | 0 | -11.7 | -5.7 | -10.1 | -5.6 | -12.2 | 2.8 | -10.6 | 3.3 | -6.1 | -7 | -11 | 11.5 | 0 | 4.5 | 1.3 | 3.9 | -8.3 | 6.1 | 2.8 | -11 | -13 | 8.9 | -2.2 | 8.3 | -12.2 | -5 | -13.3 | 7.8 | -6.7 | 13.9 | -3.3 | 19.4 | -2.8 | 15 | 9.4 | 17.8 | -3.9 | 2.2 | -9.4 | 18.3 | 10 | 16.7 | -1.1 | 3.3 | -1.7 | 2.8 | -9.3 | -12.2 | -25 | 7.2 | 1.7 | 1.7 | -3.3 | -8.9 | -15.6 | 3.3 | -6.1 | 11.7 | -6.4 | -11.7 | -18.3
-18 | -21 | -2.8 | -3.9 | 6.1 | -10 | 12.8 | -1.7 | 14.6 | -13.9 | 17.2 | -3.9 | 12 | 9 | 7.8 | 0 | 13.9 | 11.1 | 11.1 | 8.3 | 17.8 | 6.1 | 19.4 | 3.3 | 6.7 | -2.2 | 1.7 | -14.4 | 18 | 11 | 17.2 | 8.3 | 26.1 | 18.3 | 20.6 | 10 | 22.8 | 16.7 | 4.4 | -13.3 | 24.4 | 13.9 | -19.2 | -28.4 | 3.3 | -0.6 | 2.8 | -5.6 | -4.4 | -5.6 | 5.6 | -3.3 | -0.6 | -7.2 | 18.1 | 12.1 | 18.3 | 9.4 | 6.7 | 3.9 | -25 | -30 | -1.7 | -3.9 | -8.9 | -13.9 | -3.9 | -8.3 | -7.8 | -17.8 | 1.7 | -5 | -3.9 | -7.8 | -0.6 | -4.4 | -5.4 | -11.8 | -5.6 | -11.8 | -3.9 | -10.4 | 7 | -2.2 | 6.7 | -3.9 | -0.7 | -4 | 16.1 | 6.7 | 5.6 | 2.2 | 4.4 | -12.8 | 3.9 | -2.2 | -7.6 | -11.3 | 8.9 | -7.8 | -11.1 | -14.4 | 15.6 | -5.6 | 6.1 | -1.7 | 10.6 | 9.4 | 0 | -12.8 | -6.1 | -11.1 | -4.4 | -12.2 | 3.3 | -10.6 | 3.9 | -6.1 | -8 | -12 | 11.1 | -0.6 | 5.6 | 1.7 | 3.3 | -8.3 | 5.6 | 1.1 | -11 | -13 | 8.3 | -1.7 | 8.3 | -13.3 | -5 | -12.8 | 7.8 | -7.2 | 13.3 | -2.8 | 18.9 | -3.9 | 14.4 | 9 | 16.7 | -4.4 | 1.5 | -8.4 | 17.8 | 10.6 | 17.2 | -1.7 | 3.3 | -1.7 | 2.8 | -10.6 | -12.2 | -25 | 7.2 | 1.1 | 1.1 | -3.9 | -9.6 | -14.9 | 3.9 | -7.2 | 9.4 | -6.5 | -13.3 | -17.8
-20 | -22 | 0.6 | -1.1 | 5.6 | -11.1 | 11.1 | -0.6 | 13.9 | -17.2 | 16.7 | -2.2 | 11 | 8 | 6.1 | 0 | 13.9 | 10 | 9.8 | 8.1 | 16.7 | 5 | 15.7 | 5 | 5.6 | -2.2 | -1.7 | -14.4 | 17 | 11 | 16.1 | 8.3 | 25 | 18.9 | 18.9 | 10 | 22.2 | 16.7 | 4.4 | -13.3 | 22.8 | 14.4 | -19.1 | -28.4 | 3.3 | -0.6 | 0.6 | -5.6 | -5.5 | -6.5 | 5 | -2.2 | -1.7 | -6.9 | 16.3 | 12.5 | 15.6 | 9.4 | 5.6 | 2.8 | -26 | -31 | -3.3 | -4.4 | -10 | -21.1 | -3.9 | -7.8 | -9.3 | -17.8 | 1.1 | -5.6 | -3.9 | -7.2 | -1.1 | -5 | -5.7 | -11.9 | -6.1 | -10.8 | -5.5 | -10.3 | 5.2 | -2.3 | 7.2 | -5 | -1.1 | -4.4 | 12.8 | 6.7 | 6.1 | 3.3 | 3.9 | -12.2 | 1.1 | -2.8 | -9.1 | -12.2 | 7.8 | -12.2 | -12.2 | -15.6 | 11.7 | -6.7 | 2.2 | -1.7 | 10.6 | 9.4 | -0.6 | -13.9 | -7.6 | -11.2 | -4.4 | -10.6 | 3.3 | -10.6 | 3.3 | -5 | -8 | -12 | 9.1 | -0.2 | 4.3 | 1.1 | 1.7 | -8.3 | 3.3 | -1.1 | -11 | -13 | 7.2 | -1.1 | 7.8 | -12.2 | -5.6 | -12.8 | 7.8 | -8.3 | 9.4 | -4.4 | 17.2 | -5 | 13.9 | 8.8 | 16.1 | -5 | 0.7 | -8.3 | 17.2 | 10.6 | 16.1 | -1.1 | 3.3 | -2.2 | 1.5 | -8.4 | -12.2 | -25.6 | 7.8 | 0 | 0.6 | -3.9 | -10.4 | -15 | 3.2 | -6.2 | 7.2 | -7.2 | -13.9 | -17.8
-20 | -22 | 1.1 | -1.7 | 0 | -7.8 | 10 | 0 | 8.9 | -11.5 | 16.1 | -1.7 | 12 | 6 | 5 | 0.6 | 13.3 | 10.6 | 8.5 | 7.6 | 14.4 | 5.6 | 12 | 5.2 | 5 | -1.7 | -5.6 | -16.1 | 17 | 12 | 13.9 | 8.3 | 23.9 | 19.4 | 17.3 | 9.5 | 20.6 | 16.7 | 2.8 | -13.3 | 21.1 | 13.3 | -18.9 | -28.9 | 2.8 | -0.6 | 0 | -5.6 | -6.7 | -7.8 | 3.9 | -2.8 | -2.8 | -7.6 | 14.4 | 12.2 | 13.9 | 9.4 | 5.6 | 2.2 | -26 | -30 | -3.3 | -4.4 | -10.6 | -22.8 | -4.4 | -7.8 | -10.7 | -18.9 | 0 | -5 | -3.3 | -6.7 | -1.7 | -4.4 | -6.1 | -12.8 | -6.7 | -10.6 | -7.2 | -11.1 | 3.3 | -3.3 | 6.7 | -3.6 | -1.5 | -4.4 | 10.6 | 6.7 | 6.7 | 4.5 | 1.7 | -12.2 | 0 | -2.8 | -10.6 | -13.3 | 3.9 | -8.3 | -13.3 | -16.1 | 7.8 | -7.2 | 2.2 | -2.2 | 10 | 8.9 | -1.1 | -14.4 | -9.1 | -11.7 | -5.6 | -11.1 | 2.2 | -11.1 | 0.6 | -4.4 | -10 | -13 | 7 | -0.4 | 3 | 0.7 | 1.1 | -8.9 | 2.2 | -2.2 | -11 | -14 | 5.6 | -0.6 | 5.6 | -11.1 | -6.1 | -12.8 | 7.2 | -8.9 | 9.4 | -4.4 | 12.8 | -5 | 13.3 | 8.3 | 9.4 | -3.9 | 0 | -9.4 | 15.6 | 10.6 | 13.3 | -1.1 | 2.8 | -1.7 | 0.2 | -7.8 | -12.2 | -25 | 7.8 | -0.6 | 0 | -3.3 | -11.1 | -15.6 | 2.4 | -6.2 | 6.1 | -6.3 | -15.6 | -21.1
-20 | -22 | 1.1 | -1.7 | 0 | -7.2 | 8.9 | 0.6 | 3.9 | -11.2 | 15 | -0.6 | 11 | 4 | 3.9 | 0.6 | 13.3 | 9.4 | 7.2 | 7.2 | 15 | 3.9 | 8.3 | 4.4 | 4.5 | -1.5 | -7.8 | -16.7 | 17 | 12 | 10.6 | 8.3 | 22.8 | 19.4 | 15.6 | 8.9 | 19.4 | 16.7 | 1.7 | -11.7 | 20 | 13.9 | -19.3 | -27.2 | 0.6 | -1.7 | -2.8 | -6.1 | -7.8 | -8.9 | 2.8 | -2.8 | -3.9 | -8.9 | 12.6 | 11.2 | 12.2 | 9.4 | 5 | 1.1 | -25 | -30 | -4.4 | -4.4 | -11.7 | -22.2 | -4.4 | -7.8 | -12.2 | -21.1 | -0.6 | -5.6 | -2.8 | -6.1 | -2.8 | -5 | -6.5 | -11.9 | -6.7 | -10 | -7.6 | -10.7 | 2.6 | -2.9 | 6.1 | -3.4 | -1.8 | -4.7 | 9.4 | 6.7 | 7.2 | 5.6 | -1.1 | -8.3 | -1.7 | -3.9 | -10.8 | -13.6 | 2.2 | -8.3 | -13.9 | -16.7 | 5.6 | -7.2 | 0.6 | -2.2 | 8.9 | 5 | -1.7 | -15 | -10.6 | -12.8 | -6.1 | -11.1 | 0 | -10.6 | -0.6 | -5 | -10 | -13 | 5 | -0.6 | 1.7 | 0 | 0 | -8.9 | 1.7 | -2.8 | -11 | -13 | 4.4 | 0 | 1.7 | -9.4 | -6.7 | -12.2 | 5 | -7.8 | 7.8 | -4.4 | 8.3 | -4.4 | 12.4 | 8.1 | 6.7 | -3.9 | -0.6 | -8.3 | 15 | 10 | 11.1 | -0.6 | 2.8 | -2.2 | -1.1 | -8.3 | -12.2 | -25 | 7.8 | 0.6 | -0.6 | -5.6 | -10.9 | -15.1 | 1.7 | -7.2 | 5 | -6.1 | -16.1 | -20.6
-20 | -22 | 1.7 | -2.2 | -0.6 | -7.2 | 7.2 | 0.6 | -1.1 | -13.3 | 14.4 | 0.6 | 11 | 4 | 3.3 | 0.6 | 12.8 | 10 | 6.5 | 6.5 | 15 | 2.2 | 7 | 3.6 | 3.9 | -1.7 | -8.3 | -16.7 | 16 | 12 | 10.6 | 8.9 | 21.7 | 19.4 | 13.7 | 6.6 | 19.4 | 16.7 | 0 | -8.9 | 19.4 | 13.9 | -19.6 | -26.5 | 2.8 | -0.6 | -2.2 | -6.1 | -8.3 | -9.4 | 2.8 | -2.8 | -4.5 | -8.8 | 10.7 | 10.1 | 12.2 | 9.4 | 4.4 | -1.1 | -25 | -28 | -4.4 | -4.4 | -12.2 | -22.8 | -6.1 | -7.8 | -12.9 | -20.8 | -1.1 | -5 | -2.2 | -6.1 | -2.2 | -5 | -6.8 | -12 | -6.7 | -9.8 | -7.9 | -10.6 | 1.8 | -2.9 | 5.6 | -3.3 | -2.2 | -5.6 | 8.3 | 6.7 | 7.2 | 5.7 | -1.1 | -7.8 | -1.7 | -3.9 | -10.9 | -14.1 | 2.8 | -8.3 | -13.9 | -16.7 | 4.4 | -7.8 | 0 | -2.2 | 8.9 | 2.8 | -2.2 | -15 | -10 | -11.9 | -6.7 | -10.6 | -0.6 | -10 | -1.7 | -5.6 | -11 | -14 | 4.1 | -0.8 | 1.5 | 0 | -0.6 | -9.4 | 1.7 | -3.3 | -11 | -15 | 4.4 | 0 | -1.1 | -6.7 | -6.1 | -11.7 | 2.8 | -5.6 | 3.9 | -3.9 | 7.2 | -4.4 | 11.5 | 7.6 | 3.9 | -3.9 | -1.1 | -8.1 | 12.8 | 9.4 | 8.9 | 0 | 2.2 | -1.1 | -0.7 | -7.5 | -12.2 | -24.4 | 6.1 | 1.7 | 0 | -6.7 | -10.8 | -15.4 | 1.9 | -6.6 | 3.9 | -7.2 | -15.6 | -20.6
-20 | -22 | 1.7 | -1.7 | -1.1 | -7.2 | 5 | 0 | -2 | -13.1 | 13.3 | 1.1 | 9 | 4 | 2.8 | 0 | 12.8 | 9.4 | 5.7 | 5.7 | 13.3 | 2.8 | 5.7 | 2.5 | 2.6 | -1.7 | -7.2 | -16.7 | 16 | 12 | 10.6 | 9.4 | 21.7 | 20 | 11.9 | 4.4 | 20 | 16.7 | 0.6 | -10.6 | 18.9 | 13.9 | -20 | -26.7 | 2.8 | -1.7 | -2.2 | -6.1 | -8.9 | -10 | 2.2 | -3.3 | -5 | -9.4 | 8.9 | 8.9 | 12.2 | 9.4 | 3.9 | -3.9 | -23 | -28 | -4.4 | -5.6 | -12.2 | -20 | -8.3 | -10 | -13.7 | -21.7 | -1.1 | -5.6 | -2.8 | -6.1 | -2.2 | -4.4 | -7.2 | -12.8 | -6.7 | -10 | -8.3 | -11.1 | 1.1 | -3.3 | 5 | -2.9 | -3.5 | -6.1 | 8.9 | 6.7 | 7.2 | 6 | -2.8 | -6.7 | -1.7 | -3.3 | -11.1 | -15 | 2.2 | -8.3 | -13.9 | -16.7 | 3.9 | -7.8 | -0.6 | -2.8 | 7.2 | 2.8 | -2.8 | -15 | -9.5 | -11.5 | -6.1 | -10 | 0.6 | -10 | -2.8 | -5.6 | -15 | -16 | 3.1 | -1.1 | 1.3 | 0 | -1.1 | -10 | 1.1 | -4.4 | -11 | -15 | 3.9 | -0.6 | -1.7 | -7.2 | -6.1 | -11.7 | 0 | -4.4 | 4.4 | -3.9 | 5 | -5 | 10.6 | 7.2 | 3.3 | -3.3 | -1.7 | -8.9 | 12.8 | 10 | 5.6 | 0 | 2.2 | -0.6 | -0.4 | -7.7 | -16.7 | -25 | 5 | 2.2 | -1.1 | -6.1 | -10.6 | -16.1 | 2 | -7 | 4.8 | -6.8 | -17.2 | -22.2
-20 | -22 | 1.7 | -0.6 | -1.7 | -7.8 | 5.6 | 0 | -3 | -14.6 | 12.8 | 1.7 | 9 | 4 | 0.6 | -1.1 | 12.2 | 10 | 5 | 5 | 13.3 | 0 | 4.4 | 1.7 | 1.3 | -2.2 | -7.8 | -15.6 | 14 | 11 | 8.9 | 8.3 | 21.7 | 20 | 10 | 1.7 | 18.9 | 16.7 | -0.6 | -7.8 | 17.8 | 13.9 | -20 | -26.1 | -0.6 | -2.8 | -5 | -6.1 | -9.4 | -10.6 | 1.7 | -4.4 | -5.6 | -10.6 | 8.3 | 8.3 | 12.2 | 9.4 | 3.3 | -5 | -22 | -27 | -5 | -7 | -11.7 | -22.8 | -7.2 | -8.9 | -14.4 | -23.3 | -1.1 | -6.1 | -2.8 | -5.6 | -1.7 | -4.4 | -7.2 | -12.2 | -6.5 | -9.5 | -8.9 | -11.4 | 0 | -3.1 | 4.5 | -2.7 | -4.8 | -7.1 | 8.3 | 6.7 | 7.2 | 6.1 | -4.4 | -6.7 | -2.2 | -3.9 | -10.9 | -14.4 | -0.6 | -7.8 | -14.4 | -17.8 | 2.8 | -8.3 | -0.6 | -2.8 | 6.1 | -0.6 | -3.3 | -15.6 | -8.9 | -11.1 | -4.4 | -10 | 0.6 | -9.4 | -2.2 | -5 | -16 | -18 | 2.2 | -1.7 | 1.1 | 0 | -1.7 | -10.6 | 1.1 | -4.4 | -12 | -16 | 3.3 | 0 | -1.7 | -7.2 | -6.1 | -11.7 | 0 | -5 | 3.3 | -3.9 | 5.6 | -4.4 | 9.8 | 7.3 | 1.7 | -3.9 | -2.1 | -7.5 | 11.7 | 9.4 | 5 | 0 | 2.2 | -1.1 | 0 | -8.9 | -19.4 | -25 | 4.4 | 2.2 | -1.7 | -5 | -11.3 | -16.3 | 2.2 | -8.3 | 5.8 | -7.5 | -15.6 | -20
-20 | -21 | 1.7 | -1.1 | -2.8 | -7.8 | 2.8 | -0.6 | -3.9 | -17.2 | 12.8 | 1.1 | 7 | 5 | 1.1 | -1.1 | 12.2 | 8.9 | 4.6 | 4.6 | 13.3 | -2.2 | 4.1 | 1.4 | 0 | -2.8 | -7.8 | -16.7 | 14 | 8 | 8.9 | 8.3 | 21.7 | 20 | 8.9 | 0.8 | 17.8 | 16.7 | -0.6 | -8.3 | 18.3 | 14.4 | -20 | -26.3 | 1.1 | -1.7 | -3.3 | -6.7 | -9.8 | -10.9 | 0 | -4.4 | -6.1 | -10.2 | 7.8 | 7.8 | 11.7 | 9.4 | 2.8 | -6.1 | -24 | -27 | -5.6 | -8 | -12.8 | -21.7 | -10 | -11.1 | -14.6 | -21 | -0.6 | -7.2 | -2.2 | -5.6 | -0.6 | -3.3 | -7.2 | -12.4 | -6.3 | -9.1 | -9.4 | -12.2 | -1.1 | -3.3 | 3.9 | -3.3 | -6.1 | -8.3 | 8.3 | 6.7 | 6.8 | 5.9 | -4.4 | -6.7 | -1.7 | -3.3 | -10.8 | -14.3 | -0.6 | -7.8 | -15 | -18.3 | 2.2 | -8.3 | -1.1 | -2.8 | 5 | -2.2 | -2.8 | -15.6 | -9.8 | -11.6 | -4.4 | -9.4 | 1.1 | -9.4 | -3.3 | -6.7 | -15 | -15 | 2.4 | -0.8 | 0.9 | -0.3 | -2.8 | -10.6 | 0.6 | -6.7 | -12 | -17 | 3.9 | 0 | -2.8 | -7.8 | -6.1 | -11.7 | 0.6 | -3.9 | 0 | -3.9 | 2.8 | -3.9 | 9.1 | 7.4 | 1.1 | -4.4 | -2.4 | -7.1 | 9.4 | 8.3 | 4.4 | -0.6 | 2.2 | -1.1 | -0.6 | -7.6 | -21.7 | -25 | 4.4 | 2.2 | -1.7 | -5 | -12.1 | -17.5 | 1.8 | -6.9 | 6.7 | -10 | -16.7 | -22.8
-21 | -22 | 1.7 | -1.1 | -3.9 | -8.3 | 3.3 | -1.1 | -4.5 | -15.7 | 13.3 | 2.8 | 7 | 6 | 0 | -2.2 | 12.2 | 8.3 | 4.3 | 4.3 | 11.7 | -1.1 | 3.5 | 0.9 | -0.7 | -2.6 | -8.3 | -16.1 | 13 | 7 | 9.4 | 8.9 | 20.6 | 19.4 | 7.8 | 0 | 17.8 | 16.7 | -1.7 | -10.6 | 17.8 | 14.4 | -20 | -27.2 | 2.2 | -0.6 | -5 | -6.7 | -10.2 | -11.3 | 0 | -5 | -6.7 | -10.4 | 7.2 | 7.2 | 11.7 | 9.4 | 2.8 | -6.7 | -25 | -28 | -6.7 | -8.4 | -12.8 | -20 | -10.6 | -11.7 | -14.8 | -19.5 | 0.6 | -5.6 | -2.2 | -5 | 0 | -4.4 | -7.2 | -13.3 | -6.1 | -9.4 | -10 | -13.3 | -2.2 | -3.9 | 3.9 | -2.8 | -5.5 | -7.7 | 8.3 | 6.7 | 6.5 | 5.8 | -4.4 | -6.1 | 2.8 | 0 | -10.6 | -14.4 | -2.2 | -8.3 | -14.4 | -16.7 | 2.2 | -8.9 | -1.1 | -2.8 | 3.9 | -2.2 | -2.8 | -15 | -10.8 | -12.3 | -5 | -9.4 | 0.6 | -9.4 | -2.8 | -6.1 | -16 | -17 | 2.6 | 0 | 0.8 | -0.6 | -3.3 | -11.1 | 0 | -8.3 | -14 | -18 | 2.8 | 0 | -3.3 | -7.2 | -6.1 | -11.1 | 2.2 | -5.6 | 0 | -3.9 | 4.4 | -4.4 | 8.3 | 7.2 | 0 | -4.4 | -2.8 | -7.2 | 7.2 | 6.7 | 5 | -0.6 | 2.2 | -1.1 | -1.1 | -7.5 | -21.7 | -25.6 | 3.3 | 2.2 | -1.7 | -4.4 | -12.8 | -18.9 | 1.5 | -6.7 | 5.8 | -8.2 | -15.6 | -21.7
-21 | -22 | 1.7 | -0.6 | -4.4 | -8.3 | 3.9 | -1.1 | -5 | -15.9 | 11.7 | 6.1 | 7 | 6 | 0 | -1.7 | 11.7 | 7.8 | 3.9 | 3.9 | 10 | -1.1 | 2.9 | 0.3 | -1.5 | -3 | -10 | -16.7 | 12 | 6 | 8.9 | 8.3 | 20.6 | 18.9 | 6.7 | -1.1 | 16.7 | 15.6 | -2.2 | -10 | 17.8 | 13.9 | -19.3 | -26.2 | 2.8 | -0.6 | -5.6 | -7.2 | -10.6 | -11.7 | 0 | -5 | -7.2 | -11.1 | 6.7 | 6.7 | 10.6 | 8.9 | 2.8 | -6.7 | -25 | -28 | -7.2 | -9.4 | -13.9 | -21.1 | -10.6 | -11.7 | -15 | -18.9 | 0.6 | -5.6 | -2.2 | -4.4 | 2.2 | -3.9 | -7.2 | -12.4 | -5.7 | -8.9 | -9.6 | -12.5 | -3.1 | -4.1 | 3.9 | -2.8 | -5 | -7.3 | 8.3 | 6.7 | 6.1 | 5.6 | -4.4 | -6.7 | 2.8 | 0 | -10.4 | -13.7 | -1.7 | -8.3 | -15 | -17.2 | 1.1 | -9.4 | -1.1 | -2.8 | 2.8 | -5 | -2.8 | -15.6 | -11.7 | -13.3 | -5.6 | -9.4 | 0.6 | -9.4 | -3.3 | -6.7 | -17 | -18 | 2.8 | 0.6 | 0.6 | -1.1 | -3.3 | -11.1 | 0 | -8.3 | -14 | -18 | 2.2 | 0 | -3.9 | -7.2 | -6.1 | -11.1 | 2.2 | -5 | 1.1 | -3.3 | 3.9 | -5.6 | 7.9 | 6.7 | -0.6 | -5 | -3.2 | -7.4 | 6.1 | 5 | 5.6 | -0.6 | 3.3 | -1.7 | -1.7 | -8.3 | -21.1 | -25 | 3.9 | 2.2 | -2.8 | -5.6 | -13.7 | -18.3 | 1.1 | -7.2 | 4.8 | -8.3 | -17.8 | -23.9
-21 | -23 | 1.7 | -1.1 | -3.3 | -7.2 | 3.9 | -1.1 | -5.6 | -17.2 | 11.7 | 7.2 | 7 | 5 | 0 | -1.1 | 11.1 | 7.8 | 4.1 | 4.1 | 10 | -1.7 | 2.5 | 0 | -2.2 | -3.3 | -9.4 | -16.7 | 11 | 6 | 8.3 | 7.8 | 19.4 | 17.8 | 5.9 | -1.5 | 17.8 | 16.1 | -2.8 | -10.6 | 17.8 | 14.4 | -18.5 | -25.6 | 2.2 | 0 | -6.7 | -7.8 | -10.8 | -12 | 0.6 | -5.6 | -7.6 | -10.7 | 6.1 | 6.1 | 10 | 8.3 | 1.7 | -7.2 | -25 | -28 | -7.8 | -10.3 | -13.9 | -21.7 | -9.4 | -11.1 | -15.6 | -19.4 | 1.1 | -5 | -2.2 | -4.4 | 1.7 | -3.3 | -7.2 | -12.2 | -5.4 | -9 | -9.3 | -12.2 | -4.1 | -4.6 | 3.9 | -3.3 | -4.4 | -7.2 | 8.9 | 6.7 | 6.3 | 5.6 | -3.9 | -7.2 | 3.3 | 0 | -10.2 | -13.2 | -3.9 | -8.3 | -15 | -17.8 | 0.6 | -10 | -1.1 | -2.2 | 2.2 | -5.6 | -2.8 | -15 | -11.3 | -13.1 | -6.7 | -10.6 | 0 | -8.9 | -4.4 | -7.2 | -17 | -18 | 2.8 | 1 | 0.6 | -0.7 | -3.9 | -11.7 | -2.2 | -7.8 | -15 | -19 | 2.2 | 0.6 | -4.4 | -7.8 | -6.1 | -11.1 | 2.2 | -5 | 1.7 | -3.3 | 3.3 | -4.4 | 7.6 | 6.1 | -1.1 | -5 | -3.5 | -8 | 5.6 | 4.4 | 5 | -1.1 | 2.8 | -1.1 | -2.1 | -7.3 | -18.3 | -23.3 | 3.9 | 2.2 | -3.3 | -6.7 | -14.7 | -18.4 | 1.1 | -4.9 | 3.9 | -9.4 | -16.1 | -22.8
-23 | -26 | 1.7 | -1.1 | -2.2 | -6.7 | 3.3 | -1.1 | -5.6 | -16.4 | 11.1 | 8.9 | 7 | 6 | 0 | -5.6 | 10 | 7.2 | 4.2 | 4.2 | 10 | -1.7 | 2.1 | -0.5 | -2.4 | -3.5 | -10 | -17.8 | 10 | 5 | 8.9 | 8.3 | 18.9 | 17.8 | 5.2 | -2.3 | 17.2 | 16.1 | -3.3 | -11.7 | 17.8 | 14.4 | -17.8 | -26.1 | 2.2 | 0 | -7.2 | -8.3 | -10.9 | -12.2 | 0 | -5.6 | -7.9 | -10.6 | 5.6 | 5.6 | 10.6 | 8.9 | 1.1 | -7.8 | -25 | -28 | -9.4 | -11.2 | -14.4 | -21.1 | -8.3 | -9.4 | -16.1 | -20.2 | 1.1 | -5 | -1.7 | -3.9 | 2.8 | -2.8 | -7.2 | -12.8 | -5 | -9.4 | -8.9 | -12.2 | -5 | -5 | 3 | -3 | -4.8 | -7.2 | 8.9 | 6.7 | 6.5 | 5.6 | -6.1 | -6.7 | 3.3 | 0 | -10 | -13.3 | -5.6 | -8.9 | -15 | -16.7 | 0.6 | -10 | -0.6 | -2.8 | 1.1 | -5.6 | -2.8 | -14.4 | -11 | -13.1 | -6.7 | -10.6 | 0.6 | -8.9 | -5 | -7.8 | -18 | -20 | 2.8 | 1.3 | 0.6 | -0.6 | -5 | -12.2 | -3.3 | -8.9 | -16 | -20 | 2.2 | 1.1 | -4.4 | -7.8 | -6.1 | -11.1 | 3.3 | -3.9 | 0.6 | -3.9 | 3.3 | -4.4 | 7.2 | 5.6 | -1.7 | -5.6 | -3.9 | -9.4 | 5 | 3.9 | 4.4 | -1.1 | 2.2 | -1.1 | -2.4 | -7.3 | -13.9 | -20.6 | 3.3 | 2.2 | -2.8 | -7.8 | -15.6 | -18.9 | 1.1 | -3.5 | 4.6 | -8.5 | -16.1 | -22.8
-25 | -27 | -0.6 | -1.1 | -1.7 | -5 | 2.2 | 0 | -5.6 | -17.3 | 10.6 | 8.9 | 8 | 7 | -1.7 | -7.2 | 9.4 | 7.2 | 4.4 | 4.4 | 11.1 | -3.3 | 1.8 | -1.2 | -2.6 | -4 | -10 | -17.8 | 9 | 4 | 8.3 | 7.8 | 18.3 | 17.2 | 4.4 | -3.3 | 17.2 | 16.1 | -2.8 | -10.6 | 17.8 | 15 | -17.1 | -24.7 | 2.2 | 0 | -5.6 | -7.2 | -11.1 | -12.8 | 0 | -5.6 | -8.3 | -11.1 | 5.4 | 5.4 | 12.2 | 9.4 | 0.6 | -8.3 | -30 | -32 | -10 | -11.7 | -15 | -21.1 | -8.9 | -10 | -16.7 | -21.7 | 1.1 | -5 | -1.7 | -3.9 | 3.3 | -2.8 | -7.2 | -11.7 | -4.6 | -8.2 | -8.7 | -11.5 | -5.4 | -5.5 | 2 | -3.1 | -5.2 | -7.6 | 8.3 | 6.1 | 6.7 | 5.6 | -5.6 | -6.7 | 3.3 | -0.6 | -10.4 | -13.3 | -5 | -8.9 | -15 | -16.7 | 0 | -10 | -1.1 | -3.3 | 0 | -5.6 | -2.8 | -13.3 | -10.6 | -13.3 | -6.7 | -10.6 | 0.6 | -8.3 | -4.4 | -6.7 | -16 | -18 | 2.8 | 1.7 | 0.6 | -0.6 | -5 | -12.2 | -3.9 | -9.4 | -11 | -21 | 2.8 | 1.7 | -5 | -8.3 | -6.7 | -11.1 | 3.9 | -0.6 | 0 | -3.3 | 5.6 | -5.6 | 6.8 | 5.3 | -1.7 | -5.6 | -4.5 | -9 | 4.4 | 3.3 | 4.4 | -1.7 | 2.2 | -0.6 | -2.8 | -7.8 | -13.3 | -18.9 | 3.3 | 2.2 | -3.3 | -7.8 | -16.1 | -19.1 | 1.1 | -2.8 | 5.4 | -8.9 | -17.2 | -23.9
-24 | -26 | -0.6 | -1.1 | -1.7 | -5 | 1.1 | -1.1 | -5.6 | -19.4 | 10.6 | 8.9 | 9 | 7 | -2.2 | -5 | 10 | 7.2 | 4.2 | 4.2 | 10.6 | -3.3 | 1.7 | -1.2 | -2.8 | -4.4 | -11.1 | -18.3 | 9 | 4 | 8.9 | 8.3 | 17.2 | 17.2 | 3.7 | -3.1 | 15.6 | 15 | -3.3 | -10 | 17.2 | 15 | -16.3 | -24.1 | 2.2 | -0.6 | -5 | -7.2 | -11.3 | -13 | -0.6 | -5.6 | -8.3 | -10.5 | 5.2 | 5.2 | 12.2 | 10 | 0.6 | -8.9 | -28 | -31 | -11.7 | -12.7 | -15 | -20.6 | -10.6 | -11.7 | -17.6 | -21.3 | 1.7 | -5 | -1.7 | -3.9 | 2.8 | -2.8 | -7.2 | -11.4 | -4.3 | -7.5 | -8.5 | -11 | -5.7 | -6 | 1.1 | -3.9 | -5.6 | -8.3 | 7.8 | 5 | 6.7 | 5.7 | -5.6 | -7.8 | 3.3 | -1.1 | -10.7 | -13.7 | -5.6 | -8.9 | -14.4 | -17.2 | 0.6 | -10 | -1.1 | -3.3 | 0 | -6.7 | -2.8 | -13.3 | -11.3 | -13.6 | -6.7 | -10.6 | 0.6 | -8.3 | -4.4 | -6.7 | -13 | -14 | 2.8 | 1.5 | 0.4 | -0.7 | -5.6 | -11.7 | -4.4 | -8.9 | -17 | -21 | 2.8 | 1.1 | -5 | -7.8 | -6.7 | -10.6 | 3.3 | -2.2 | -1.1 | -3.3 | 7.2 | -6.7 | 6.5 | 5.3 | -2.2 | -5.6 | -5 | -9.3 | 3.3 | 2.8 | 3.9 | -1.7 | 1.7 | -0.6 | -2.1 | -7.3 | -13.9 | -18.9 | 3.3 | 1.7 | -4.4 | -6.7 | -16.7 | -20 | 1.1 | -1.7 | 6.1 | -10.6 | -16.7 | -21.7
-26 | -28 | -0.6 | -1.1 | -1.7 | -5 | -1.1 | -4.4 | -6.1 | -17.4 | 10.6 | 8.9 | 10 | 8 | -2.8 | -5 | 8.9 | 7.2 | 4.1 | 4.1 | 10 | -1.1 | 1.2 | -1.8 | -4.1 | -5.1 | -10 | -18.9 | 9 | 4 | 10 | 10 | 17.2 | 16.7 | 2.9 | -3.2 | 16.1 | 16.1 | -2.2 | -11.1 | 18.3 | 15.6 | -15.6 | -24.4 | 2.8 | 0 | -5 | -6.7 | -11.5 | -13.3 | -1.7 | -6.1 | -8.3 | -10.4 | 5 | 5 | 11.7 | 9.4 | 1.1 | -8.9 | -28 | -33 | -12.2 | -15 | -16.1 | -21.1 | -11.7 | -12.8 | -18.5 | -21.5 | 1.7 | -5 | -1.7 | -3.3 | 3.3 | -2.2 | -7.2 | -11.7 | -3.9 | -7.2 | -8.3 | -11.1 | -6.1 | -6.7 | 1.1 | -3.7 | -5.6 | -7.9 | 7.8 | 6.1 | 6.7 | 5.7 | -6.7 | -7.2 | 2.8 | -1.7 | -11.1 | -14.4 | -5.6 | -9.4 | -14.4 | -17.2 | 1.7 | -10 | 0 | -3.3 | -0.6 | -7.8 | -2.8 | -11.7 | -12.1 | -14.1 | -6.7 | -10.6 | 0 | -8.3 | -4.4 | -7.2 | -12 | -13 | 2.8 | 1.2 | 0.2 | -0.8 | -5.6 | -11.7 | -3.9 | -10 | -17 | -22 | 2.2 | 1.1 | -5 | -8.9 | -7.2 | -10.6 | 3.3 | -2.2 | -0.6 | -2.8 | 6.7 | -6.7 | 6.1 | 5 | -1.1 | -5 | -5.6 | -10 | 2.8 | 2.8 | 4.4 | -1.7 | 1.7 | -0.6 | -1.3 | -7.5 | -14.4 | -19.4 | 3.9 | 2.2 | -5 | -6.7 | -17.2 | -21.1 | 1.1 | -1 | 5.2 | -9.4 | -17.2 | -21.7
-26 | -28 | -0.6 | -1.1 | -1.1 | -5.6 | -3.9 | -8.3 | -6.7 | -17.4 | 10 | 8.9 | 11 | 8 | -2.8 | -4.4 | 9.4 | 7.8 | 3.9 | 3.9 | 7.2 | -3.9 | 1.1 | -2.2 | -5.4 | -5.9 | -12.2 | -19.4 | 7 | 3 | 10 | 9.4 | 17.2 | 16.7 | 2.2 | -3.9 | 15.6 | 15 | -3.3 | -8.3 | 19.4 | 16.7 | -14.8 | -22.3 | 2.8 | -0.6 | -4.4 | -6.7 | -11.7 | -13.9 | -1.7 | -6.1 | -8.3 | -10.6 | 6.1 | 6.1 | 12.2 | 10 | 0 | -8.9 | -29 | -33 | -14.4 | -16.1 | -16.1 | -19.4 | -12.2 | -13.3 | -19.4 | -22.2 | 1.7 | -4.4 | -1.7 | -3.3 | 2.2 | -2.2 | -6.5 | -10.4 | -3.2 | -6.3 | -7.6 | -10.3 | -4.1 | -5.3 | 1.1 | -4 | -5.6 | -7.6 | 7.8 | 6.7 | 6.7 | 5.6 | -5 | -7.8 | 2.2 | -2.2 | -10.5 | -13.5 | -5.6 | -8.3 | -13.9 | -16.7 | 2.8 | -10 | -1.7 | -4.4 | -1.1 | -8.9 | -2.2 | -10 | -12.8 | -15 | -6.7 | -10.6 | -1.1 | -8.3 | -3.3 | -6.1 | -10 | -11 | 2.8 | 1.1 | 0 | -1.1 | -5.6 | -12.2 | -3.3 | -9.4 | -18 | -23 | 2.2 | 1.1 | -5 | -8.3 | -7.8 | -10.6 | 3.9 | -4.4 | -1.7 | -3.9 | 3.3 | -5 | 7.6 | 5.9 | -3.3 | -6.1 | -4.5 | -9.1 | 2.2 | 2.2 | 2.8 | -1.1 | 1.7 | -0.6 | -0.6 | -8.9 | -15 | -20 | 2.8 | 2.2 | -5 | -6.7 | -16.5 | -20.1 | 1.1 | -0.6 | 4.2 | -9.1 | -16.7 | -20
-26 | -27 | -1.7 | -2.2 | -0.6 | -3.9 | -3.3 | -10.6 | -7.2 | -18.3 | 10.6 | 8.3 | 11 | 8 | -2.2 | -3.3 | 10.6 | 8.9 | 4.1 | 4.1 | 9.4 | -3.3 | 5.4 | -0.2 | -6.7 | -6.7 | -11.7 | -19.4 | 8 | 3 | 10.6 | 10 | 18.3 | 17.2 | 3.5 | -3.7 | 16.7 | 15.6 | -3.3 | -8.3 | 20.6 | 16.7 | -14.1 | -21.5 | 2.2 | -0.6 | -3.9 | -6.1 | -11.7 | -14.2 | -1.7 | -6.1 | -7.8 | -9.9 | 7.2 | 7.2 | 14.4 | 11.7 | -0.6 | -9.4 | -30 | -35 | -15 | -16.7 | -16.1 | -20 | -11.1 | -12.8 | -17.6 | -20.6 | 1.7 | -4.4 | -1.1 | -2.8 | 2.2 | -2.2 | -5.7 | -9.6 | -2.4 | -5.6 | -6.8 | -9.9 | -2 | -4.1 | 1.1 | -5 | -5.6 | -7.8 | 7.8 | 7.2 | 6.9 | 5.7 | -6.1 | -7.2 | 0.6 | -3.3 | -10 | -12.9 | -5.6 | -8.3 | -14.4 | -18.3 | 4.4 | -9.4 | -0.6 | -2.8 | -2.8 | -8.9 | -0.6 | -7.8 | -11.9 | -13.8 | -7.2 | -10 | -1.1 | -8.3 | -3.9 | -6.1 | -10 | -11 | 3.2 | 1.2 | 0 | -1 | -5.6 | -11.7 | -3.3 | -9.4 | -18 | -23 | 3.3 | 1.7 | -4.4 | -7.8 | -7.8 | -10 | 1.7 | -2.2 | 0.6 | -1.7 | 6.1 | -5 | 9.1 | 6.6 | -1.1 | -4.4 | -3.3 | -8.8 | 2.8 | 2.8 | 3.3 | -1.1 | 2.2 | -0.6 | -0.2 | -7.5 | -15.6 | -20.6 | 2.2 | 1.7 | -5.6 | -6.7 | -15.7 | -19.5 | 1.7 | -0.2 | 3.3 | -10.6 | -17.2 | -21.7
-27 | -28 | -2.2 | -3.3 | 1.1 | -5 | -6.1 | -12.8 | -2.6 | -14.9 | 10.6 | 7.8 | 10 | 7 | -1.1 | -2.8 | 12.2 | 9.4 | 4.2 | 4.2 | 11.1 | -2.8 | 9.6 | 1.2 | -5.8 | -5.8 | -8.3 | -17.8 | 8 | 3 | 14.4 | 12.8 | 20.6 | 17.8 | 4.8 | -4.2 | 18.9 | 17.2 | -1.1 | -10.6 | 21.7 | 17.2 | -13.3 | -21.1 | 2.8 | 0 | -1.1 | -4.4 | -11.7 | -14.7 | -1.7 | -5.6 | -7.2 | -9.5 | 8.3 | 8.3 | 15.6 | 12.2 | 0 | -8.9 | -31 | -35 | -13.9 | -16.7 | -12.8 | -20.6 | -11.7 | -12.8 | -15.7 | -19.5 | 1.7 | -5 | -1.1 | -2.8 | 2.2 | -1.7 | -5 | -9.4 | -1.7 | -5.6 | -6.1 | -10 | 0 | -3.3 | 2 | -4 | -4.5 | -6.7 | 7.8 | 7.2 | 7 | 5.5 | -0.6 | -5.6 | 0 | -4.4 | -9.4 | -12.8 | -2.2 | -6.7 | -13.3 | -18.3 | 7.2 | -8.3 | 1.1 | -2.8 | -2.2 | -12.2 | 0.6 | -6.1 | -10.9 | -12.8 | -5.6 | -9.4 | 0 | -8.3 | -2.8 | -5.6 | -8 | -10 | 3.5 | 1.5 | 0 | -1 | -3.9 | -11.1 | -3.3 | -8.9 | -18 | -25 | 6.7 | 5 | -2.2 | -6.1 | -7.8 | -10 | 3.3 | -3.9 | 6.1 | 0.6 | 6.7 | -3.3 | 10.6 | 7.2 | 4.4 | -4.4 | -2.2 | -9.4 | 7.2 | 6.1 | 4.4 | -0.6 | 2.2 | -0.6 | 0.2 | -7.1 | -16.1 | -20 | 2.8 | 1.7 | -5.6 | -6.7 | -15 | -19.4 | 2.2 | -0.2 | 4.6 | -9.2 | -17.2 | -20.6
-27 | -28 | -2.2 | -3.3 | 2.8 | -6.7 | -6.1 | -12.2 | 2.1 | -13.4 | 12.2 | 8.3 | 10 | 7 | 0 | -1.1 | 13.3 | 8.9 | 4.4 | 4.4 | 12.8 | -3.9 | 13.9 | 1.7 | -4.8 | -4.8 | -5.6 | -16.1 | 9 | 4 | 18.9 | 13.9 | 22.8 | 18.3 | 6.1 | -5.6 | 21.7 | 17.8 | 0 | -8.3 | 23.3 | 17.2 | -10.7 | -18.4 | 2.8 | 0 | 1.1 | -3.3 | -11.7 | -15.6 | 0 | -4.4 | -6.7 | -9.4 | 10.2 | 10.1 | 18.9 | 14.4 | 0 | -7.2 | -31 | -35 | -12.8 | -17.2 | -10 | -18.9 | -5 | -6.1 | -13.9 | -18.9 | 1.7 | -5 | -0.6 | -2.8 | 1.7 | -1.7 | -3 | -7.5 | 0.2 | -4.1 | -4.4 | -8.9 | 2.2 | -3.1 | 3 | -3.7 | -3.3 | -5.9 | 7.8 | 7.2 | 7.2 | 5.6 | 3.3 | -3.9 | -1.1 | -5.6 | -7 | -10.6 | 1.1 | -6.1 | -12.2 | -16.7 | 10 | -7.2 | 3.3 | -3.9 | -2.2 | -13.3 | 5.6 | -0.6 | -10 | -12.2 | -2.8 | -7.8 | 2.2 | -8.3 | -1.7 | -5.6 | -3 | -6 | 3.9 | 1.7 | 0 | -1.1 | -2.8 | -11.7 | -2.8 | -8.9 | -18 | -24 | 8.3 | 5.6 | 1.1 | -4.4 | -7.2 | -10 | 4.4 | -3.9 | 9.4 | 0.6 | 7.2 | -2.8 | 13.4 | 8.9 | 7.8 | -3.3 | -0.4 | -8.3 | 11.7 | 7.8 | 8.3 | 0 | 3.3 | 0 | 0.6 | -7.8 | -11.1 | -19.4 | 3.9 | 2.2 | -5.6 | -6.7 | -13 | -17.3 | 2.8 | 0 | 5.9 | -9.6 | -13.3 | -18.9
-26 | -27 | -2.8 | -3.9 | 3.3 | -7.2 | -6.1 | -13.3 | 6.7 | -15 | 12.8 | 7.8 | 11 | 8 | 1.1 | 0 | 15 | 8.3 | 8.5 | 4.9 | 13.9 | -1.7 | 16.7 | 2.3 | -3.9 | -3.9 | -3.9 | -15.6 | 11 | 3 | 21.1 | 13.9 | 25.6 | 17.8 | 7.8 | -5.3 | 23.3 | 18.3 | 1.1 | -9.4 | 24.4 | 17.8 | -8.2 | -16.5 | 3.3 | 0 | 2.8 | -2.8 | -11.7 | -15.1 | 2.8 | -2.8 | -5.8 | -8.8 | 12 | 11.6 | 20.6 | 15 | -0.6 | -6.7 | -31 | -35 | -11.7 | -16.7 | -6.7 | -16.7 | -3.3 | -4.4 | -11.9 | -17.1 | 3.3 | -4.4 | 0 | -1.7 | 2.8 | -1.7 | -0.9 | -6 | 2 | -3.4 | -2.8 | -8.4 | 4.5 | -3.3 | 3.9 | -3.9 | -2.2 | -5.6 | 7.8 | 6.7 | 7.2 | 5.7 | 5.6 | -5 | 0 | -5 | -4.6 | -8.7 | 2.8 | -6.7 | -11.1 | -16.1 | 13.3 | -6.7 | 0.6 | -1.1 | -2.2 | -13.3 | 6.7 | -0.6 | -8.1 | -11.2 | 0 | -5.6 | 5 | -8.3 | 0.6 | -5 | -3 | -6 | 4.1 | 1.8 | 1.3 | -0.3 | -1.7 | -10.6 | -2.8 | -8.9 | -18 | -24 | 13.3 | 7.8 | 6.1 | -4.4 | -6.1 | -9.4 | 5.6 | -3.9 | 12.2 | 2.2 | 9.4 | -2.8 | 16.1 | 10 | 10.6 | -3.3 | 1.5 | -8.6 | 15 | 5 | 9.4 | 0 | 5 | 0 | 1.5 | -6.5 | -10 | -19.4 | 4.4 | 2.2 | -5.6 | -6.7 | -10.9 | -15.5 | 3 | 0 | 7.2 | -11.1 | -13.9 | -19.4
-26 | -27 | -2.8 | -3.9 | 3.9 | -7.8 | -6.1 | -12.8 | 8.2 | -13.2 | 14.4 | 7.8 | 11 | 8 | 1.1 | 0 | 13.9 | 8.3 | 12.6 | 4.3 | 14.4 | -2.2 | 19.4 | 2.3 | -2.4 | -3.4 | -1.1 | -14.4 | 13 | 4 | 22.2 | 13.3 | 25.6 | 17.8 | 9.4 | -6.1 | 24.4 | 18.9 | 2.8 | -9.4 | 25 | 17.8 | -5.6 | -16.1 | 3.3 | -0.6 | 4.4 | -2.2 | -11.7 | -15.1 | 5 | -2.2 | -4.8 | -8.4 | 13.9 | 13.3 | 20 | 15 | -0.6 | -6.7 | -31 | -34 | -10.6 | -16.7 | -4.4 | -16.1 | -0.6 | -3.3 | -9.8 | -15.8 | 3.9 | -4.4 | -0.6 | -1.1 | 3.3 | -1.1 | 1.1 | -5.6 | 3.9 | -3.3 | -1.1 | -8.9 | 6.7 | -5 | 4.6 | -3 | -1.1 | -4.5 | 7.8 | 6.1 | 7.2 | 6 | 7.2 | -5 | 0.6 | -4.4 | -2.2 | -7.8 | 5 | -6.7 | -10 | -16.1 | 14.4 | -7.2 | 0.6 | -0.6 | -1.1 | -12.2 | 6.7 | -0.6 | -6.3 | -10.7 | 2.8 | -4.4 | 6.7 | -8.3 | 0.6 | -3.9 | -2 | -5 | 4.2 | 1.6 | 2.6 | 0.3 | -0.6 | -10 | -1.7 | -8.3 | -18 | -24 | 15 | 8.9 | 8.9 | -6.7 | -5.6 | -9.4 | 5.6 | -3.9 | 14.4 | 3.3 | 12.2 | -3.3 | 18.9 | 11.1 | 13.3 | -3.9 | 3.3 | -10.6 | 16.7 | 4.4 | 11.1 | 0 | 6.1 | 0 | 2.4 | -6.2 | -8.3 | -18.3 | 5 | 2.2 | -5.6 | -6.7 | -8.9 | -14.4 | 3.1 | 0 | 8.5 | -9.7 | -9.4 | -17.2
-25 | -27 | -1.7 | -3.3 | 3.9 | -8.3 | -6.7 | -15 | 9.6 | -12.7 | 16.1 | 6.7 | 11 | 8 | 2.2 | 0.6 | 14.4 | 8.3 | 16.7 | 1.1 | 14.4 | -1.1 | 22.2 | 1.7 | -0.9 | -3.1 | -1.1 | -13.9 | 16 | 8 | 22.2 | 13.3 | 26.7 | 17.2 | 11.1 | -8.3 | 25 | 18.9 | 2.2 | -7.2 | 23.3 | 18.3 | -4.1 | -13.4 | 3.9 | -0.6 | 7.2 | -0.6 | -11.7 | -15.6 | 6.7 | -1.7 | -3.9 | -8.9 | 15.6 | 13.5 | 20 | 15.6 | 0 | -6.7 | -31 | -34 | -10 | -16.7 | -3.3 | -14.4 | 2.2 | -3.9 | -7.8 | -15.6 | 5 | -3.9 | 0 | -1.1 | 3.3 | -0.6 | 3 | -3.7 | 4.3 | -2.6 | 0.2 | -7.3 | 7.8 | -5.3 | 5.4 | -2.8 | 0 | -3.8 | 7.2 | 6.7 | 7.2 | 6.1 | 9.4 | -5 | 1.7 | -3.3 | -0.7 | -5.8 | 6.7 | -6.7 | -9.4 | -16.7 | 16.7 | -7.8 | 1.1 | -3.9 | -1.1 | -11.1 | 7.2 | 0 | -4.4 | -11.1 | 4.4 | -3.9 | 8.3 | -7.8 | 0.6 | -4.4 | -2 | -5 | 4.4 | 1.7 | 3.9 | 1.1 | 0.6 | -10 | -1.1 | -8.3 | -18 | -24 | 18.3 | 9.4 | 11.7 | -8.3 | -5.6 | -8.9 | 6.1 | -1.1 | 14.4 | 2.8 | 13.3 | -2.8 | 19.5 | 11.3 | 16.1 | -3.9 | 4.6 | -8.5 | 15.6 | 3.9 | 12.2 | 0 | 5.6 | 0.6 | 3.3 | -6.7 | -7.2 | -18.3 | 5.6 | 2.8 | -5.6 | -6.7 | -8.5 | -13.7 | 3.3 | 0 | 9.8 | -9.2 | -10.6 | -16.7
-25 | -27 | 2.8 | -1.7 | 3.9 | -8.3 | -7.8 | -16.1 | 11.1 | -15 | 16.1 | 6.1 | 11 | 8 | 4.4 | 0.6 | 13.9 | 10 | 16.5 | 0.6 | 15 | 1.1 | 21.3 | 3.5 | 0.6 | -3.3 | 0.6 | -13.9 | 16 | 6 | 21.7 | 13.3 | 27.2 | 18.3 | 11.8 | -7.7 | 25.6 | 18.9 | 2.8 | -8.3 | 22.2 | 19.4 | -2.6 | -11.8 | 3.9 | -1.1 | 9.4 | 0.6 | -11.5 | -15.3 | 7.8 | -0.6 | -3.3 | -8.3 | 17.2 | 13.2 | 17.2 | 15 | 0 | -6.7 | -31 | -34 | -10.6 | -16.7 | -2.2 | -14.4 | 1.7 | -4.4 | -6.7 | -12.5 | 6.1 | -2.2 | -0.6 | -2.2 | 3.9 | -0.6 | 4.8 | -2.9 | 4.6 | -2.4 | 1.5 | -6.7 | 8.9 | -6.9 | 6.1 | -2.8 | 1.1 | -3.9 | 7.2 | 6.1 | 7.2 | 6.3 | 10 | -5 | 1.7 | -3.9 | 0.7 | -4.5 | 6.7 | -7.8 | -9.4 | -14.4 | 17.8 | -8.3 | 0 | -1.7 | -0.6 | -10.6 | 5 | 0.6 | -3.7 | -9.8 | 5.6 | -2.8 | 10.6 | -7.8 | 1.1 | -5 | -2 | -5 | 4.6 | 1.3 | 4.3 | 1.8 | 0.6 | -10 | -0.6 | -9.4 | -19 | -24 | 18.9 | 10 | 13.9 | -10.6 | -5 | -8.9 | 4.4 | 0.6 | 14.4 | 2.8 | 11.7 | -2.2 | 20 | 11.3 | 18.9 | -3.9 | 5.9 | -8.1 | 15.6 | 2.8 | 12.2 | -0.6 | 6.1 | 1.1 | 4.2 | -5.4 | -6.7 | -18.3 | 5.6 | 2.2 | -5 | -6.1 | -8.2 | -13.5 | 3.3 | 0.5 | 11.1 | -10.6 | -6.7 | -13.3
-25 | -27 | 0.6 | -2.2 | 4.4 | -8.9 | -8.3 | -17.8 | 10.5 | -13.5 | 17.2 | 6.7 | 11 | 8 | 5.6 | 0 | 13.3 | 8.3 | 16.3 | -0.4 | 15.6 | -1.1 | 20.3 | 5.2 | 0 | -3.1 | 2.2 | -15 | 16 | 7 | 21.7 | 13.9 | 26.1 | 17.8 | 12.6 | -8.7 | 25 | 18.9 | 2.8 | -7.8 | 23.3 | 19.4 | -1.1 | -11.7 | 3.9 | -0.6 | 10 | 1.7 | -11.3 | -15.4 | 7.8 | -0.6 | -2.8 | -8.4 | 18.9 | 12.8 | 15.6 | 13.3 | 0 | -6.7 | -30 | -33 | -11.1 | -16.7 | -1.1 | -10 | 2.2 | -3.9 | -5.5 | -10.4 | 5.6 | -1.7 | -1.1 | -3.3 | 3.9 | -1.1 | 6.7 | -2.2 | 5 | -2.8 | 2.8 | -7.2 | 10 | -9.4 | 5.7 | -2.5 | 0.9 | -2.5 | 7.8 | 6.1 | 7.2 | 6.5 | 11.1 | -5 | 2.2 | -3.3 | 2.2 | -3.9 | 8.3 | -7.8 | -9.4 | -15 | 18.3 | -8.3 | 1.1 | -1.1 | -0.6 | -10.6 | 4.4 | 0.6 | -2.9 | -9.4 | 6.7 | -2.8 | 10.6 | -7.8 | 2.2 | -4.4 | -2 | -5 | 4.8 | 0.9 | 4.6 | 2.6 | 1.1 | -10.6 | 0.6 | -9.4 | -18 | -23 | 18.9 | 10 | 15 | -9.4 | -5 | -9.4 | 3.3 | 1.7 | 15 | 2.8 | 11.7 | -2.2 | 20.6 | 11.1 | 20 | -4.4 | 7.2 | -8.3 | 14.4 | 2.2 | 11.1 | -0.6 | 7.2 | 0.6 | 5.2 | -4.8 | -6.7 | -17.8 | 5 | 2.2 | -5 | -6.1 | -7.8 | -13.9 | 3.3 | 1.2 | 9.3 | -7.3 | -5.6 | -13.9
-28 | -30 | 0 | -1.7 | 4.4 | -7.8 | -8.9 | -16.7 | 10 | -13.1 | 17.8 | 6.1 | 11 | 8 | 6.1 | 0 | 12.8 | 8.3 | 16.1 | -1.1 | 15 | -1.7 | 19.4 | 6.1 | -0.5 | -3.2 | 1.1 | -15.6 | 14 | 7 | 20.6 | 13.9 | 26.1 | 18.9 | 13.3 | -10.6 | 24.4 | 20 | 2.8 | -7.2 | 24.4 | 17.2 | -1.3 | -9.6 | 4.4 | 0 | 10 | 2.2 | -11.1 | -16.1 | 6.7 | -0.6 | -2.2 | -9.4 | 17.6 | 13.4 | 16.7 | 15 | 0.6 | -7.2 | -30 | -33 | -12.2 | -17.8 | -1.7 | -11.1 | 1.7 | -3.9 | -4.4 | -8.9 | 5 | -1.1 | -1.7 | -3.3 | 3.9 | -1.1 | 5.4 | -2.4 | 3.7 | -2.4 | 2.8 | -6.1 | 8 | -6.5 | 5.4 | -2.8 | 0.8 | -1.5 | 7.2 | 5.6 | 7.2 | 6.7 | 11.1 | -5.6 | 2.2 | -3.9 | 1.5 | -3.5 | 8.3 | -8.3 | -9.4 | -12.8 | 17.8 | -8.3 | 1.7 | -2.8 | -1.1 | -8.9 | 3.9 | 0.6 | -2.2 | -10 | 7.2 | -2.8 | 11.7 | -7.8 | 1.7 | -4.4 | -1 | -3 | 5 | 0.6 | 5 | 3.3 | 1.1 | -10.6 | 0.6 | -10.6 | -18 | -23 | 18.3 | 10 | 15 | -8.9 | -5 | -8.3 | 3.3 | 2.2 | 12.8 | 3.3 | 11.7 | -2.2 | 19.1 | 11.7 | 21.1 | -4.4 | 6.7 | -7.5 | 13.9 | 2.2 | 10.6 | -0.6 | 6.1 | 0.6 | 6.1 | -5 | -6.7 | -17.8 | 5 | 1.7 | -5 | -6.1 | -9.8 | -14.1 | 3.3 | 1.7 | 7.4 | -6.6 | -3.9 | -11.7
-30 | -31 | 2.8 | -2.2 | 4.4 | -6.7 | -9.4 | -16.7 | 9.4 | -15 | 16.7 | 5 | 9 | 7 | 5.6 | -0.6 | 12.2 | 8.9 | 14.8 | -1.1 | 13.3 | 0 | 15.9 | 5.8 | -1.1 | -3.9 | -0.6 | -16.7 | 13 | 7 | 20 | 14.4 | 25 | 19.4 | 9.8 | -4.4 | 23.3 | 20 | 2.2 | -6.1 | 21.7 | 19.4 | -1.5 | -8.7 | 4.4 | -0.6 | 8.3 | 2.2 | -11.7 | -16.4 | 6.1 | 0 | -2.2 | -7.6 | 16.3 | 13.8 | 17.2 | 15 | 0 | -7.8 | -31 | -34 | -13.9 | -18.9 | -3.9 | -8.9 | 1.7 | -3.9 | -5.3 | -9.2 | 5 | -1.1 | -1.7 | -3.3 | 3.3 | -0.6 | 4.1 | -2.8 | 2.4 | -2.6 | 2.8 | -5.6 | 5.9 | -5.6 | 5 | -3.3 | 0.6 | -1.1 | 7.2 | 6.1 | 7.2 | 6.6 | 10 | -5.6 | 1.7 | -3.9 | 0.7 | -3.8 | 5.6 | -7.2 | -11.1 | -17.8 | 13.9 | -9.4 | 0.6 | -4.4 | -2.2 | -9.4 | 3.9 | 0.6 | -2.2 | -8.6 | 5.6 | -2.2 | 10 | -8.9 | -0.6 | -5 | -1 | -5 | 3.9 | -0.3 | 5.9 | 4.1 | 0 | -10 | -0.6 | -11.1 | -17 | -23 | 17.2 | 10 | 12.8 | -6.7 | -5.6 | -9.4 | 3.3 | 2.2 | 12.2 | 2.8 | 9.4 | 0 | 17.6 | 12.1 | 19.4 | -4.4 | 6.1 | -7.6 | 8.3 | -0.6 | 10 | -0.6 | 5 | 0 | 4.4 | -4.1 | -7.8 | -17.8 | 4.4 | 1.7 | 1.7 | -0.6 | -11.9 | -14.9 | 2.9 | 1.4 | 5.6 | -6.7 | -1.1 | -10
-33 | -33 | 2.2 | -1.1 | 4.4 | -7.8 | -10 | -18.3 | 6.5 | -13.3 | 15 | 3.9 | 9 | 3 | 3.9 | -0.6 | 12.2 | 9.4 | 13.5 | -1.5 | 12.8 | -1.1 | 12.4 | 4.6 | -1.5 | -3.6 | -2.8 | -11.1 | 12 | 7 | 18.3 | 14.4 | 24.4 | 19.4 | 6.3 | -2.3 | 21.7 | 19.4 | 0.6 | -2.2 | 21.7 | 18.3 | -1.7 | -8.9 | 4.4 | -0.6 | 8.3 | 2.8 | -12.2 | -17.4 | 4.4 | -0.6 | -2.2 | -6.9 | 15 | 13.9 | 17.2 | 15.6 | 0 | -8.3 | -31 | -35 | -14.4 | -19.4 | -3.3 | -10 | 2.2 | -3.9 | -6.3 | -10.2 | 5.6 | -0.6 | -1.7 | -3.9 | 2.8 | -0.6 | 2.8 | -3.9 | 1.1 | -3.3 | 2.8 | -6.1 | 3.9 | -5.6 | 3.9 | -2.4 | -1.1 | -3 | 7.2 | 5.6 | 7.2 | 6.6 | 5 | -2.8 | 0 | -5 | 0 | -4.4 | 2.8 | -6.7 | -11.1 | -18.3 | 9.4 | -9.4 | 0 | -3.3 | -3.3 | -8.3 | 3.9 | 0 | -2.2 | -8 | 5 | -2.2 | 8.9 | -8.9 | -1.7 | -5 | -1 | -3 | 2.8 | -1 | 6.9 | 4.9 | -1.7 | -8.3 | -1.1 | -11.1 | -17 | -22 | 15 | 10 | 10.6 | -6.7 | -5.6 | -8.9 | 3.3 | 2.8 | 10.6 | 2.8 | 6.7 | -1.1 | 16.1 | 12.2 | 12.8 | -3.3 | 5.6 | -8.9 | 6.1 | -1.1 | 9.4 | -1.1 | 2.8 | -1.1 | 2.8 | -3.7 | -8.9 | -17.8 | 3.3 | 1.1 | 1.7 | 0.6 | -13.9 | -16.1 | 2.6 | 1.3 | 4.5 | -6.2 | 2.8 | -2.8
-35 | -36 | 3.3 | -2.2 | 4.4 | -8.3 | -10.6 | -20 | 3.5 | -14 | 14.4 | 2.8 | 8 | 3 | 3.9 | -0.6 | 12.2 | 9.4 | 12.2 | -2.2 | 13.3 | -5.6 | 8.9 | 3.3 | -1.8 | -3.6 | -5.6 | -11.7 | 12 | 7 | 16.7 | 13.9 | 23.9 | 20.6 | 2.8 | -2.2 | 22.8 | 20 | 0 | -1.1 | 21.1 | 17.8 | -1.9 | -7.7 | 5.6 | -0.6 | 8.3 | 2.8 | -12.8 | -18.9 | 3.3 | -1.1 | -2.2 | -6.7 | 14.1 | 13.3 | 17.8 | 16.1 | 0.6 | -7.8 | -32 | -37 | -15 | -20 | -2.2 | -6.7 | 2.2 | -2.8 | -7.2 | -11.7 | 6.1 | -0.6 | -2.2 | -3.9 | 2.8 | -0.6 | 1.7 | -3.9 | 0.4 | -3.3 | 2.1 | -4.9 | 2.8 | -4.5 | 2.8 | -2 | -2.7 | -5 | 6.7 | 5.6 | 7.2 | 6.7 | 3.9 | -3.3 | -2.2 | -6.1 | -0.7 | -4.3 | 1.1 | -6.7 | -12.2 | -19.4 | 8.3 | -8.9 | -0.6 | -4.4 | -3.9 | -8.3 | 3.9 | 0 | -2.2 | -8.3 | 5.6 | -2.2 | 8.9 | -8.9 | -2.2 | -5 | -1 | -4 | 1.7 | -2.2 | 7.8 | 5.6 | -2.2 | -8.3 | -2.2 | -10.6 | -17 | -23 | 13.9 | 10 | 5.6 | -4.4 | -6.1 | -9.4 | 3.9 | 1.7 | 10 | 2.8 | 5 | -1.1 | 15.7 | 12.7 | 8.9 | -2.8 | 5.2 | -6.8 | 3.3 | -1.7 | 8.9 | -0.6 | 1.1 | -1.7 | 1.1 | -4.4 | -9.4 | -17.8 | 2.8 | 1.7 | 2.8 | 0.6 | -14.8 | -16.8 | 2.2 | 1.1 | 3.3 | -6.9 | 1.7 | -5
-34 | -35 | 3.9 | -2.2 | 3.9 | -8.3 | -10.6 | -18.9 | 0.6 | -16.7 | 13.3 | 3.3 | 7 | 2 | 1.7 | -1.1 | 12.2 | 10 | 11.3 | -1.9 | 8.9 | -1.7 | 7.6 | 2.5 | -2.2 | -3.9 | -5.6 | -12.8 | 12 | 8 | 17.8 | 13.9 | 23.3 | 20.6 | 1.9 | -2.1 | 22.2 | 20.6 | 0 | -1.1 | 20.6 | 18.3 | -2 | -7.4 | 5.6 | -0.6 | 8.9 | 3.3 | -13.3 | -18.8 | 2.2 | -1.1 | -2.2 | -6.1 | 13.1 | 12.8 | 18.3 | 16.1 | 0 | -9.4 | -33 | -37 | -15.6 | -19.4 | -1.1 | -6.7 | 1.7 | -2.8 | -7.2 | -10.8 | 6.1 | -1.7 | -2.8 | -4.4 | 2.2 | -0.6 | 0.5 | -4.3 | -0.4 | -4 | 1.3 | -4.6 | 1.7 | -4.1 | 1.7 | -2.2 | -4.4 | -7.8 | 6.7 | 6.1 | 7.2 | 6.6 | 2.2 | -3.9 | -2.8 | -5.6 | -1.5 | -4.8 | 1.1 | -6.7 | -12.8 | -20.6 | 5.6 | -9.4 | -1.1 | -3.3 | -5.6 | -9.4 | 3.3 | -0.6 | -1.7 | -7.1 | 6.7 | -2.8 | 8.9 | -8.3 | -3.3 | -5 | 0 | -3 | 0.8 | -2 | 7.8 | 5.6 | -2.8 | -9.4 | -3.3 | -10.6 | -17 | -22 | 12.2 | 10 | 2.8 | -3.9 | -5.6 | -8.3 | 3.3 | 0 | 9.4 | 2.2 | 2.2 | -1.1 | 15.4 | 13.5 | 6.7 | -2.8 | 4.8 | -6 | 2.8 | -2.2 | 8.9 | -0.6 | 0 | -1.7 | 0.9 | -3.5 | -11.7 | -18.3 | 2.8 | 1.7 | 2.8 | 0.6 | -15.8 | -17.8 | 1.1 | 0 | 2.2 | -8.3 | 1.1 | -3.9
-36 | -36 | 3.9 | -1.7 | 3.9 | -7.8 | -11.7 | -18.9 | -0.9 | -15 | 12.2 | 4.4 | 7 | 2 | 1.1 | -1.7 | 12.8 | 10 | 10.3 | -1.8 | 10.6 | -4.4 | 6.3 | 1.4 | -2.2 | -3.6 | -6.7 | -13.9 | 11 | 8 | 17.2 | 13.9 | 22.2 | 20.6 | 0.9 | -2.5 | 21.7 | 20 | 0 | -1.7 | 21.1 | 17.2 | -2.2 | -7.8 | 6.1 | -0.6 | 8.3 | 2.8 | -13.9 | -19.3 | 1.7 | -2.2 | -2.2 | -6.1 | 12.2 | 12.2 | 17.8 | 15.6 | 0 | -8.9 | -34 | -37 | -15.6 | -18.9 | -2.2 | -8.9 | 2.2 | -1.7 | -7.2 | -10.5 | 6.1 | -1.1 | -4.4 | -5.6 | 1.7 | -0.6 | -0.6 | -5.6 | -1.1 | -5 | 0.6 | -5 | 0.6 | -4.4 | 1.7 | -2.3 | -4.2 | -6.9 | 6.7 | 6.1 | 7.2 | 6.6 | 2.2 | -3.9 | -3.3 | -6.7 | -2.2 | -5.6 | 1.1 | -6.7 | -12.2 | -19.4 | 5 | -10 | -0.6 | -3.3 | -6.1 | -8.9 | 3.3 | -0.6 | -1.1 | -6.4 | 6.7 | -3.3 | 8.3 | -8.3 | -3.3 | -5.6 | 0 | -2 | -0.2 | -2.3 | 7.8 | 5.6 | -3.3 | -8.3 | -3.9 | -10.6 | -19 | -24 | 11.7 | 9.4 | 1.7 | -3.9 | -5.6 | -8.3 | 3.3 | -0.6 | 5.6 | 1.7 | 0 | -2.2 | 15 | 13.9 | 5.6 | -3.3 | 4.4 | -6.1 | 2.2 | -2.8 | 8.9 | -0.6 | 0 | -2.2 | 0.8 | -3.2 | -12.2 | -17.8 | 2.8 | 2.2 | 2.8 | 1.1 | -16.7 | -18.9 | 0 | -1 | 1.7 | -7 | 0 | -3.9
-33 | -33 | 3.9 | -1.7 | 3.9 | -7.8 | -12.2 | -20 | -2.4 | -15.7 | 12.2 | 5 | 7 | 2 | 0 | -2.2 | 12.8 | 9.4 | 9.4 | -2.2 | 9.4 | -4.4 | 5 | 0.6 | -2.2 | -3.3 | -7.8 | -13.9 | 10 | 8 | 16.7 | 12.8 | 21.7 | 20.6 | 0 | -3.3 | 21.7 | 20 | -0.6 | -1.1 | 20.6 | 17.2 | -2.2 | -6.9 | 5.6 | -0.6 | 8.3 | 2.8 | -14.4 | -20.6 | 1.7 | -2.2 | -2.2 | -6.7 | 11.5 | 11.5 | 17.8 | 15 | 0 | -7.2 | -34 | -37 | -16.9 | -19.8 | -2.2 | -10 | 2.2 | -1.7 | -7.2 | -10.6 | 5.6 | -1.1 | -5 | -5.6 | 0.6 | -1.1 | -1.7 | -6.1 | -1.8 | -4.7 | -0.9 | -4.5 | -0.2 | -4 | 1.7 | -2.8 | -4.1 | -6.7 | 6.1 | 6.1 | 7.2 | 6.7 | 2.2 | -3.9 | -4.4 | -7.8 | -2.4 | -5.2 | -1.7 | -6.7 | -13.9 | -21.1 | 3.9 | -10 | -1.1 | -2.2 | -5.6 | -9.4 | 3.3 | -2.2 | -0.6 | -6.7 | 6.1 | -2.8 | 8.3 | -8.3 | -3.9 | -5.6 | 0 | -1 | -1.1 | -2.8 | 7.8 | 5.6 | -3.3 | -7.8 | -2.8 | -9.4 | -20 | -25 | 11.1 | 9.4 | 0.6 | -3.9 | -4.4 | -7.2 | 2.2 | -1.7 | 5 | 1.7 | 0.6 | -1.7 | 15.2 | 14.1 | 2.8 | -3.3 | 4.4 | -5 | 1.7 | -3.3 | 8.9 | -0.6 | 0.6 | -2.2 | 0.6 | -3.3 | -13.3 | -17.8 | 2.2 | 1.7 | 3.3 | 1.1 | -14.8 | -17.2 | -1.1 | -2.2 | 1.1 | -7 | 0.6 | -7.8
-32 | -33 | 2.8 | -1.1 | 3.9 | -7.8 | -12.8 | -20 | -3.9 | -17.8 | 12.2 | 4.4 | 7 | 1 | -0.6 | -2.8 | 12.2 | 9.4 | 8.1 | -1.7 | 11.7 | -3.9 | 4.7 | 0.3 | -2.2 | -3.3 | -7.2 | -13.9 | 9 | 8 | 15.6 | 13.3 | 19.4 | 18.3 | -0.6 | -3.1 | 21.1 | 20 | -0.6 | -1.1 | 20 | 17.2 | -2.2 | -6.7 | 5 | -0.6 | 7.8 | 3.3 | -15.9 | -20.8 | 1.7 | -2.2 | -2 | -6 | 10.7 | 10.7 | 17.8 | 15.6 | 0 | -6.7 | -35 | -38 | -18.1 | -20.4 | -2.2 | -8.9 | 2.2 | -1.7 | -7 | -9.3 | 5.6 | -2.2 | -5.6 | -6.1 | -1.7 | -2.8 | -2.8 | -7.1 | -2.6 | -4.9 | -2.4 | -4.9 | -0.9 | -4 | 1.7 | -3.9 | -3.9 | -6.7 | 6.7 | 6.1 | 7 | 6.4 | 0 | -3.9 | -7.8 | -9.4 | -2.6 | -5.2 | 0.6 | -6.7 | -14.4 | -20.6 | 5 | -10.6 | -1.7 | -2.8 | -5.6 | -8.3 | 3.3 | -3.3 | -0.4 | -5.5 | 6.7 | -3.3 | 8.3 | -8.3 | -3.9 | -6.1 | 0 | -1 | -1.7 | -3.4 | 7.6 | 5.6 | -3.3 | -7.2 | -3.9 | -9.4 | -20 | -25 | 11.1 | 9.4 | 0 | -4.4 | -3.9 | -6.1 | 1.1 | -2.2 | 6.7 | 2.2 | -1.1 | -2.2 | 15.4 | 14.3 | 2.8 | -3.3 | 4.4 | -5 | 0.6 | -3.9 | 8.3 | -1.1 | -1.7 | -2.8 | 0.6 | -3.4 | -11.1 | -17.2 | 3.3 | 2.2 | 3.3 | 0.6 | -13 | -16 | -1.5 | -3.6 | 0.6 | -7.8 | -0.6 | -10.6
-31 | -32 | 3.3 | -1.7 | 3.9 | -7.8 | -12.8 | -20.6 | -4.8 | -16.6 | 11.7 | 5.6 | 6 | 0 | -0.6 | -2.8 | 12.2 | 9.4 | 6.9 | -1.8 | 10 | -2.2 | 4.1 | -0.2 | -2.6 | -3.5 | -5.6 | -12.8 | 9 | 7 | 12.8 | 12.2 | 18.9 | 17.8 | -1.1 | -3.3 | 20.6 | 20 | 0 | -1.1 | 20.6 | 17.2 | -2.2 | -7.2 | 4.4 | -1.1 | 7.2 | 3.9 | -17.4 | -21.9 | 1.7 | -2.8 | -1.9 | -6.1 | 10 | 10 | 17.2 | 14.4 | -0.6 | -6.7 | -35 | -38 | -19.4 | -20.7 | -2.8 | -8.3 | 2.8 | -1.1 | -6.9 | -8.5 | 5 | -1.7 | -3.9 | -5 | -2.2 | -2.8 | -3.9 | -8.9 | -3.3 | -5.6 | -3.9 | -5.6 | -1.7 | -4.4 | 1.3 | -3.1 | -3.5 | -5.7 | 6.1 | 6.1 | 6.9 | 6.3 | -0.6 | -3.3 | -10 | -11.7 | -2.8 | -5.6 | -2.8 | -7.2 | -13.9 | -20.6 | 3.3 | -11.1 | -1.7 | -2.8 | -5.6 | -10 | 2.8 | -3.3 | -0.2 | -5.1 | 7.8 | -3.3 | 8.3 | -8.3 | -3.9 | -5.6 | 1 | -1 | -2.2 | -4 | 7.4 | 5.6 | -2.2 | -6.7 | -2.8 | -8.9 | -20 | -25 | 10 | 9.4 | 0 | -4.4 | -3.3 | -5.6 | 1.1 | -3.3 | 6.1 | 1.7 | -2.2 | -2.8 | 15.6 | 14.4 | 2.2 | -3.9 | 4.4 | -5.6 | -0.6 | -5.6 | 7.8 | -1.1 | -1.7 | -3.3 | 0.6 | -3.7 | -6.7 | -13.3 | 2.2 | 1.1 | 2.8 | -0.6 | -11.1 | -15 | -1.8 | -4.9 | 0.4 | -6.5 | -0.6 | -11.7
-29 | -31 | 3.3 | -1.7 | 2.8 | -7.8 | -13.3 | -20 | -5.8 | -16.9 | 10.6 | 5.6 | 6 | 0 | -0.6 | -2.8 | 11.7 | 10 | 5.6 | -2.2 | 8.3 | -2.2 | 3.5 | -0.8 | -2.9 | -3.5 | -5 | -12.2 | 9 | 7 | 11.7 | 11.1 | 18.3 | 17.8 | -1.7 | -3.9 | 20.6 | 19.4 | 0 | -1.1 | 20 | 17.2 | -2.4 | -6.8 | 5 | -0.6 | 6.7 | 3.9 | -18.9 | -23.3 | 0.6 | -2.8 | -1.7 | -6.7 | 10 | 10 | 17.2 | 13.9 | -1.1 | -6.7 | -35 | -38 | -20 | -21.3 | -2.8 | -9.4 | 4.4 | -0.6 | -6.7 | -7.8 | 4.4 | -3.3 | -3.3 | -5.6 | -3.9 | -4.4 | -4.6 | -8.6 | -3.3 | -5.3 | -4.6 | -6.1 | -0.2 | -2.9 | 1 | -3.1 | -3.2 | -5 | 6.1 | 5.6 | 6.7 | 6.1 | 2.2 | -0.6 | -11.7 | -13.3 | -3 | -5.8 | -2.8 | -7.2 | -15 | -20.6 | 3.3 | -11.1 | -1.7 | -2.8 | -5.6 | -10.6 | 2.8 | -3.3 | 0 | -5.6 | 6.7 | -2.8 | 8.3 | -8.3 | -3.9 | -6.1 | 1 | -2 | -2.8 | -5 | 7.2 | 5.6 | -2.2 | -6.7 | -3.3 | -9.4 | -20 | -25 | 9.4 | 8.9 | -0.6 | -5 | -2.8 | -5 | 0.6 | -3.3 | 5.6 | 2.2 | -2.8 | -3.9 | 15.8 | 14.5 | 2.2 | -3.3 | 4 | -4.2 | -1.1 | -6.1 | 7.8 | -1.1 | -1.1 | -2.8 | 0.6 | -5 | -5.6 | -12.8 | 2.8 | 1.1 | 2.2 | -3.3 | -11.1 | -14.9 | -2.2 | -7.2 | 0.2 | -6.1 | 0 | -12.2
-30 | -30 | 3.3 | -1.7 | 2.2 | -7.2 | -13.9 | -20.6 | -6.7 | -18.3 | 10 | 5.6 | 4 | 0 | -1.1 | -3.3 | 11.1 | 10 | 4.8 | 0.2 | 9.4 | -1.7 | 3.1 | -1.1 | -3.3 | -3.9 | -5.6 | -12.2 | 8 | 7 | 11.1 | 11.1 | 18.3 | 17.2 | -1.3 | -3.4 | 20 | 18.3 | 0 | -1.1 | 19.4 | 16.7 | -2.6 | -6.9 | 5 | -0.6 | 6.1 | 3.9 | -20.2 | -23.7 | 0.6 | -2.8 | -1.5 | -6.2 | 10 | 10 | 17.2 | 14.4 | -2.2 | -9.4 | -35 | -38 | -20.6 | -22 | -2.2 | -9.4 | 5 | -0.6 | -6.7 | -7.7 | 3.9 | -0.6 | -3.9 | -6.1 | -3.3 | -3.9 | -5.4 | -9.2 | -3.3 | -5.6 | -5.4 | -6.9 | 1.3 | -1.6 | 0.6 | -3.3 | -2.8 | -4.4 | 6.1 | 5 | 5.8 | 5.2 | 2.2 | -1.1 | -9.4 | -11.1 | -3.1 | -6.3 | -3.3 | -7.2 | -14.4 | -20 | 2.2 | -11.7 | -1.7 | -2.2 | -5 | -9.4 | 2.8 | -3.3 | 1.1 | -4.6 | 6.1 | -1.7 | 7.8 | -7.8 | -5 | -6.7 | 1 | -1 | -3.3 | -5.2 | 6.8 | 4.6 | -2.2 | -6.7 | -3.3 | -9.4 | -20 | -26 | 8.3 | 7.8 | -0.6 | -4.4 | -3.3 | -5.6 | 0 | -4.4 | 5 | 2.2 | -3.3 | -3.9 | 15.9 | 14.5 | 1.1 | -3.9 | 3.7 | -3.4 | -1.7 | -6.1 | 6.7 | -1.7 | -1.7 | -5 | -0.7 | -6.3 | -5 | -13.3 | 2.8 | 1.1 | 1.1 | -4.4 | -11.1 | -15.2 | -2.9 | -6.9 | 0 | -6.7 | -2.2 | -12.2
-28 | -29 | 4.4 | -2.2 | 2.2 | -6.1 | -13.9 | -21.1 | -4.1 | -16.2 | 10 | 5.6 | 4 | 0 | -1.1 | -3.3 | 10.6 | 10 | 4.1 | 2 | 8.9 | -3.3 | 2.7 | -1.6 | -3.3 | -4.3 | -4.4 | -13.9 | 9 | 7 | 11.1 | 10.6 | 18.3 | 17.2 | -1 | -3.2 | 19.4 | 18.9 | 0 | -1.1 | 19.4 | 16.7 | -2.8 | -7.8 | 5.6 | 0 | 5.6 | 2.2 | -21.5 | -24.4 | 1.1 | -2.2 | -1.3 | -6.2 | 10 | 10 | 16.7 | 14.4 | -3.3 | -9.4 | -35 | -38 | -20.6 | -22.6 | -2.8 | -9.4 | 6.7 | -0.6 | -6.7 | -7.7 | 3.9 | 0 | -6.7 | -7.2 | -6.1 | -7.2 | -6.1 | -10 | -3.3 | -6.1 | -6.1 | -7.8 | 2.8 | -0.6 | 0 | -4.3 | -3.7 | -5.5 | 6.1 | 5 | 4.8 | 4.2 | 1.7 | -1.1 | -11.7 | -13.3 | -3.3 | -7.2 | -2.8 | -7.2 | -14.4 | -23.3 | 2.8 | -11.7 | -1.7 | -2.2 | -5.6 | -10 | 1.7 | -5 | 2.2 | -4.4 | 6.7 | -1.1 | 7.2 | -7.2 | -5.6 | -7.2 | 0 | 0 | -3.9 | -5.9 | 6.5 | 3.7 | -2.2 | -6.1 | -4.4 | -10 | -22 | -28 | 7.8 | 7.2 | -1.1 | -4.4 | -3.3 | -6.1 | -0.6 | -5 | 5 | 1.7 | -3.3 | -3.9 | 16.1 | 14.4 | 0.6 | -3.9 | 3.3 | -3.3 | -2.2 | -6.7 | 6.1 | -2.8 | 0.6 | -2.2 | -2 | -8.8 | -5.6 | -12.8 | 2.8 | 0.6 | -0.6 | -5.6 | -11.1 | -16.1 | -3.7 | -7.4 | 1.1 | -5.5 | -0.6 | -12.8
-27 | -29 | 5 | -2.8 | 3.3 | -6.7 | -14.4 | -20.6 | -1.5 | -16 | 8.9 | 5 | 4 | 1 | -0.6 | -3.3 | 10 | 9.4 | 3.3 | 3.3 | 9.4 | -1.7 | 2.4 | -2.3 | -3.3 | -4.7 | -7.8 | -13.9 | 9 | 6 | 13.3 | 12.8 | 17.2 | 16.7 | -0.6 | -3.3 | 20 | 19.4 | 0.6 | -1.1 | 18.9 | 16.7 | -2.8 | -7.1 | 2.2 | 0 | 4.4 | 1.7 | -22.8 | -25.6 | 0 | -3.3 | -1.1 | -7.2 | 10.4 | 10.4 | 17.2 | 15 | -3.3 | -8.9 | -35 | -38 | -21.7 | -22.9 | -2.2 | -8.9 | 6.1 | -0.6 | -6.7 | -7.8 | 2.8 | -1.7 | -6.1 | -7.2 | -6.7 | -7.8 | -6.1 | -9.5 | -3.1 | -5.6 | -6.5 | -8 | 3.2 | 0.2 | -0.5 | -5.4 | -4.7 | -6.9 | 6.1 | 5.6 | 3.9 | 3.3 | 1.1 | -2.2 | -15 | -16.7 | -3.1 | -6.8 | -2.8 | -7.8 | -15 | -21.1 | 3.3 | -11.1 | -1.7 | -2.2 | -5.6 | -9.4 | 0.6 | -9.4 | 3.3 | -5 | 6.7 | -1.1 | 6.7 | -7.2 | -5.6 | -7.2 | 0 | 0 | -4.4 | -6.7 | 6.1 | 2.8 | -2.2 | -6.1 | -5.6 | -10 | -23 | -28 | 8.3 | 7.8 | -1.1 | -4.4 | -3.3 | -6.7 | -1.1 | -7.2 | 5.6 | 2.8 | -3.3 | -3.9 | 15.5 | 14.2 | -0.6 | -4.4 | 2.9 | -2.5 | -2.2 | -6.1 | 5.6 | -2.8 | 0.6 | -2.2 | -3.3 | -12.2 | -5 | -11.7 | 2.8 | 1.7 | -2.2 | -6.7 | -10.9 | -15.6 | -4.4 | -8.3 | 2.2 | -5 | -1.1 | -11.1
-26 | -28 | 4.4 | -2.2 | 3.9 | -6.7 | -15 | -20.6 | 1.1 | -17.8 | 8.9 | 5 | 3 | 0 | -1.1 | -3.9 | 9.4 | 8.9 | 3.5 | 3.5 | 8.9 | -1.1 | 2.3 | -2.3 | -3.3 | -5.6 | -8.3 | -15.6 | 9 | 7 | 12.8 | 12.2 | 17.2 | 16.1 | -1.5 | -3.6 | 20 | 18.9 | 0.6 | -1.1 | 17.2 | 16.1 | -2.8 | -7.1 | 5 | 0 | 3.3 | 1.1 | -22.1 | -24.7 | 0 | -3.3 | -1.1 | -6.2 | 10.7 | 10.7 | 17.8 | 15.6 | -3.9 | -7.2 | -35 | -38 | -22.2 | -23.5 | -3.3 | -9.4 | 5.6 | -0.6 | -6.7 | -7.7 | 2.8 | -2.8 | -5.6 | -7.2 | -7.2 | -7.8 | -6.1 | -9.5 | -3 | -5.5 | -6.8 | -8.3 | 3.5 | 1 | -1.1 | -7.8 | -5.6 | -8.3 | 5.6 | 5 | 3 | 2.3 | -0.6 | -1.7 | -13.9 | -15 | -3 | -6.8 | -3.9 | -7.8 | -16.7 | -23.3 | 1.7 | -11.7 | -1.7 | -2.8 | -5.6 | -8.3 | -0.6 | -12.2 | 3.3 | -3.7 | 7.2 | -0.6 | 6.1 | -7.2 | -5.6 | -7.2 | 1 | 1 | -3.9 | -5.4 | 6.3 | 2.9 | -1.7 | -6.1 | -6.1 | -10.6 | -25 | -30 | 7.8 | 7.2 | -1.1 | -4.4 | -3.9 | -6.7 | -1.7 | -7.8 | 5.6 | 2.8 | -4.4 | -5.6 | 15 | 14.2 | -2.2 | -5 | 2.6 | -2.2 | -2.8 | -7.2 | 4.4 | -5 | -1.1 | -3.3 | -4.1 | -11.4 | -4.4 | -10.6 | 2.8 | 2.2 | -1.7 | -6.7 | -10.8 | -15.9 | -5 | -8.2 | 3.3 | -5.6 | 1.1 | -7.8
-23 | -25 | 3.3 | -1.1 | 4.4 | -5.6 | -15 | -22.8 | 0.9 | -14.7 | 8.9 | 5 | 2 | 0 | -1.7 | -3.9 | 9.4 | 8.9 | 3.7 | 3.7 | 7.2 | -3.3 | 1.8 | -2.9 | -4.6 | -5.8 | -10.6 | -16.1 | 8 | 6 | 12.8 | 12.2 | 16.7 | 15.6 | -2.4 | -4.2 | 20 | 19.4 | 0.6 | -1.1 | 17.8 | 16.7 | -2.8 | -7.8 | 4.4 | 0 | 2.8 | 0.6 | -21.3 | -24.2 | 0.6 | -3.9 | -1.1 | -6.2 | 11.1 | 11.1 | 17.2 | 15.6 | -3.9 | -7.8 | -34 | -36 | -21.7 | -25 | -3.9 | -9.4 | 4.4 | -1.1 | -6.7 | -7.7 | 2.8 | -1.1 | -5.6 | -7.2 | -7.2 | -7.8 | -6.1 | -10 | -2.8 | -5.6 | -7.2 | -8.9 | 3.9 | 1.7 | -1.7 | -7.9 | -3.5 | -5.8 | 5.6 | 5 | 2 | 1 | -1.7 | -2.2 | -13.3 | -15 | -2.8 | -7.2 | -4.4 | -7.8 | -16.1 | -19.4 | 1.1 | -11.7 | -2.2 | -3.9 | -5 | -9.4 | -1.7 | -11.7 | 3.3 | -2.9 | 7.2 | 0.6 | 6.1 | -7.8 | -5 | -6.7 | 1 | 1 | -3.3 | -4.3 | 6.5 | 3.3 | -1.7 | -6.1 | -7.2 | -12.2 | -22 | -29 | 8.3 | 7.8 | -1.7 | -4.4 | -3.9 | -6.7 | -2.8 | -8.9 | 5.6 | 2.8 | -4.4 | -5 | 14.4 | 13.9 | -2.2 | -5 | 2.2 | -2.2 | -3.9 | -8.3 | 3.9 | -5.6 | -1.1 | -2.8 | -4.8 | -11.6 | -3.3 | -9.4 | 2.2 | 1.1 | -2.2 | -5.6 | -10.6 | -16.7 | -5.5 | -8.5 | 3.7 | -4.4 | -5 | -12.2
-22 | -25 | 3.9 | -1.7 | 4.4 | -7.2 | -15 | -22.8 | 0.8 | -13.6 | 8.9 | 4.4 | 2 | 0 | -1.1 | -4.4 | 10 | 10 | 3.9 | 3.9 | 7.2 | -2.8 | 1.7 | -3.3 | -5.9 | -6.5 | -8.9 | -15 | 8 | 6 | 15.6 | 14.4 | 15.6 | 14.4 | -3.3 | -5 | 20 | 19.4 | 1.1 | -1.7 | 17.8 | 17.2 | -2.2 | -7.1 | 4.4 | -1.1 | 2.8 | 0.6 | -20.6 | -23.9 | -0.6 | -4.4 | -1.1 | -6.7 | 11.7 | 11.7 | 17.2 | 15 | -4.4 | -7.8 | -34 | -39 | -22.2 | -25.6 | -3.9 | -9.4 | 5 | 0 | -6.7 | -7.8 | 2.2 | -2.2 | -7.2 | -8.3 | -7.2 | -7.8 | -6.1 | -9.5 | -3 | -5.2 | -7 | -8.6 | 5 | 2.4 | -2.2 | -8.7 | -1.5 | -3.6 | 5 | 4.4 | 1.1 | 0 | -1.1 | -2.2 | -15 | -16.7 | -2.2 | -6.6 | -4.4 | -7.2 | -16.7 | -25.6 | 1.7 | -11.7 | -0.6 | -2.8 | -4.4 | -10.6 | -2.8 | -12.2 | 3.3 | -2.8 | 7.8 | 0.6 | 6.1 | -7.8 | -4.4 | -6.1 | 1 | 1 | -2.8 | -3.3 | 6.7 | 3.3 | -1.7 | -5.6 | -7.8 | -12.8 | -23 | -30 | 8.3 | 7.8 | -1.7 | -4.4 | -3.9 | -6.7 | -3.3 | -9.4 | 6.7 | 3.9 | -5.6 | -6.1 | 15.3 | 14.5 | -1.1 | -5 | 3.5 | -0.6 | -4.4 | -8.9 | 2.8 | -7.8 | -1.1 | -3.3 | -5.6 | -12.8 | -2.8 | -8.9 | 2.2 | 1.1 | -0.6 | -3.3 | -10.2 | -15.5 | -6.1 | -9.4 | 4 | -4.2 | -5.6 | -13.3
-21 | -23 | 3.3 | -1.7 | 5 | -7.8 | -15 | -22.2 | 0.6 | -14.4 | 9.4 | 4.4 | 2 | 0 | -0.6 | -3.3 | 13.3 | 11.7 | 4.3 | 4.3 | 7.2 | -4.4 | 6.3 | -0.8 | -7.2 | -7.2 | -11.7 | -15.6 | 9 | 5 | 17.8 | 15.6 | 15.6 | 13.9 | 0.4 | -2.2 | 20.6 | 19.4 | 1.7 | -1.7 | 20 | 18.3 | -1.7 | -6.9 | 3.9 | -0.6 | 2.8 | 0.6 | -19.5 | -22.6 | -0.6 | -4.4 | -1.1 | -6.2 | 12.2 | 12.2 | 17.2 | 15 | -3.9 | -7.2 | -34 | -37 | -21.7 | -25 | -2.2 | -7.2 | 6.1 | -0.6 | -5.6 | -6.7 | 2.2 | -2.2 | -8.3 | -8.9 | -6.7 | -7.8 | -6.1 | -9.5 | -3.1 | -4.9 | -6.9 | -8.8 | 6.1 | 2.7 | -2.8 | -10.6 | 0.6 | -1.7 | 4.4 | 3.9 | 0.5 | -0.7 | -0.6 | -1.7 | -18.3 | -19.4 | -1.7 | -6.2 | -2.2 | -6.7 | -15 | -25 | 4.4 | -10 | -0.6 | -2.8 | -3.3 | -11.7 | -3.9 | -13.3 | 3.1 | -2 | 8.3 | 1.1 | 6.7 | -7.8 | -3.9 | -5.6 | 1 | 1 | -2.8 | -3.7 | 6.9 | 3.7 | -1.1 | -5.6 | -7.8 | -13.9 | -23 | -30 | 9.4 | 8.9 | -1.7 | -4.4 | -3.9 | -6.7 | -4.4 | -10 | 8.3 | 5 | -6.7 | -6.7 | 16.3 | 15 | 1.7 | -3.3 | 4.8 | 0.7 | -3.9 | -8.9 | 2.2 | -8.3 | -1.7 | -3.9 | -5 | -11.8 | -1.7 | -9.4 | 1.7 | 1.1 | 0 | -2.8 | -9.8 | -14.9 | -6.3 | -9.4 | 4.4 | -4.4 | -7.2 | -16.1
-19 | -21 | 2.8 | -1.7 | 6.7 | -8.3 | -13.3 | -21.1 | 1.9 | -12.4 | 10 | 4.4 | 3 | 0 | 0.6 | -2.2 | 13.3 | 11.7 | 4.6 | 4.6 | 8.9 | -2.8 | 11 | 0.7 | -6.8 | -6.8 | -6.7 | -13.9 | 13 | 9 | 18.9 | 16.7 | 17.8 | 14.4 | 4.1 | -0.3 | 21.7 | 20 | 1.7 | -1.7 | 23.3 | 18.3 | -1.1 | -7.8 | 2.8 | -0.6 | 3.3 | 0.6 | -18.3 | -21.3 | 1.1 | -3.9 | -1.1 | -6.2 | 12.8 | 12.8 | 17.8 | 15 | -3.3 | -6.7 | -33 | -36 | -20.6 | -24.4 | -0.6 | -7.8 | 6.1 | -0.6 | -4.4 | -5.8 | 2.2 | -2.2 | -6.7 | -7.8 | -6.7 | -7.8 | -6.1 | -10 | -3.3 | -5 | -6.7 | -8.9 | 7.2 | 3.3 | -2.1 | -9.5 | 1 | -1.5 | 5 | 3.9 | 0 | -1.4 | 4.4 | -2.2 | -15 | -16.7 | -1.1 | -6.7 | 0.6 | -6.7 | -12.2 | -22.2 | 10 | -8.3 | 0 | -2.2 | -2.8 | -10 | -4.4 | -13.9 | 3 | -1.7 | 7.2 | 2.8 | 5 | -3.9 | -3.3 | -4.4 | 1 | 1 | -2.8 | -3.9 | 7 | 3.8 | -0.6 | -5 | -7.8 | -14.4 | -23 | -31 | 12.2 | 10 | 1.1 | -3.3 | -3.9 | -6.7 | -4.4 | -10.6 | 8.3 | 5 | -3.3 | -3.9 | 17.2 | 15.6 | 7.8 | 0 | 6.1 | 2.2 | -2.2 | -8.3 | 2.8 | -7.8 | -1.7 | -3.9 | -4.5 | -12 | -1.1 | -8.3 | 3.3 | 2.2 | 0 | -2.8 | -9.4 | -15 | -6.5 | -10.1 | 5 | -4 | -7.8 | -16.1
-18 | -21 | 2.2 | -1.1 | 8.9 | -5.6 | -12.2 | -21.7 | 3.1 | -12.6 | 11.1 | 5 | 3 | 0 | 3.3 | -1.1 | 12.2 | 11.1 | 5 | 5 | 11.1 | -2.8 | 15.6 | 1.7 | -6.5 | -6.5 | -3.9 | -12.2 | 15 | 9 | 19.4 | 16.7 | 20 | 15.6 | 7.8 | 1.7 | 23.3 | 21.1 | 1.1 | 0.6 | 24.4 | 18.3 | 0.7 | -6.3 | 3.3 | -1.1 | 6.1 | 1.7 | -17.2 | -20.6 | 2.8 | -2.8 | -1.1 | -7.2 | 15.8 | 14.2 | 17.8 | 16.1 | -2.8 | -6.1 | -31 | -36 | -18.3 | -23.9 | 0.6 | -8.3 | 6.7 | -0.6 | -3.3 | -5 | 2.2 | -2.2 | -6.7 | -7.8 | -6.7 | -7.2 | -5.5 | -9.3 | -2.2 | -4.4 | -5.9 | -8.3 | 8.7 | 4.1 | -1.3 | -9.2 | 1.3 | -1.7 | 5 | 3.9 | -0.6 | -2.2 | 7.8 | -2.2 | -12.2 | -13.9 | 1.1 | -4.2 | 4.4 | -5 | -10.6 | -20.6 | 12.8 | -6.7 | 0 | -1.7 | -3.3 | -11.7 | -5 | -13.9 | 2.8 | -1.7 | 6.1 | 4.4 | 3.3 | 0.6 | -2.2 | -3.9 | 2 | 1 | -2.8 | -4.4 | 7.2 | 3.9 | 0.6 | -4.4 | -6.7 | -15.6 | -23 | -32 | 16.7 | 11.1 | 8.3 | -1.7 | -3.3 | -6.7 | -4.4 | -11.1 | 8.9 | 6.7 | -0.6 | -1.7 | 19.2 | 15.7 | 9.4 | 0.6 | 7.6 | 3.1 | -0.6 | -8.3 | 3.3 | -8.3 | 1.1 | -1.7 | -3.9 | -12.8 | -0.6 | -7.8 | 5 | 2.2 | 1.1 | -2.2 | -8.5 | -12.3 | -6.7 | -11.1 | 5.5 | -4.1 | -5 | -14.4
-18 | -21 | 1.7 | -1.1 | 11.1 | -2.8 | -11.7 | -21.7 | 4.4 | -13.9 | 13.3 | 4.4 | 6 | 1 | 6.1 | -1.7 | 11.1 | 8.9 | 6.1 | 5.1 | 12.8 | -3.3 | 18.4 | 2.3 | -6.1 | -6.1 | -0.6 | -10.6 | 16 | 11 | 23.3 | 15 | 22.8 | 16.7 | 10.6 | 1.9 | 23.3 | 21.1 | 2.2 | 1.7 | 26.1 | 18.3 | 2.6 | -5.5 | 2.8 | -2.2 | 8.3 | 2.2 | -15.2 | -19.1 | 5.6 | -1.1 | -0.7 | -6.3 | 18.7 | 15.4 | 18.3 | 16.1 | -2.8 | -6.7 | -30 | -35 | -17.2 | -22.8 | 3.3 | -7.8 | 7.2 | 0 | -2.8 | -4.4 | 3.3 | -0.6 | -5 | -7.2 | -5 | -5.6 | -5 | -9.1 | -1.1 | -4.2 | -5.2 | -8.1 | 10.2 | 4.8 | -0.6 | -10 | 1.7 | -2.2 | 4.4 | 3.3 | -0.6 | -2.4 | 12.8 | -1.1 | -9.4 | -11.1 | 3.4 | -2.6 | 7.8 | -7.2 | -10 | -16.7 | 15.6 | -7.2 | 0 | -1.7 | -3.3 | -12.2 | -3.9 | -13.9 | 3.2 | -1.2 | 5.6 | 5 | 3.9 | 2.2 | 0 | -2.8 | 2 | 1 | -2.2 | -3.7 | 7.4 | 3.8 | 1.7 | -3.9 | -5.6 | -15.6 | -22 | -32 | 20 | 12.2 | 12.8 | -3.3 | -2.8 | -6.1 | -4.4 | -11.1 | 9.4 | 7.2 | 2.8 | -1.1 | 21.3 | 15.4 | 15.6 | 0.6 | 9.1 | 3.7 | 0.6 | -7.2 | 3.9 | -8.3 | 2.8 | -0.6 | -3.9 | -12.3 | 0.6 | -7.2 | 6.1 | 1.7 | 2.2 | -1.1 | -7.6 | -10.6 | -6.3 | -10.4 | 6.1 | -5 | -2.8 | -10.6
-17 | -20 | 2.2 | -0.6 | 12.8 | -0.6 | -11.1 | -20.6 | 5.2 | -11.4 | 15.6 | 3.9 | 7 | 2 | 7.8 | -3.3 | 14.4 | 9.4 | 7.2 | 5 | 13.9 | -5.6 | 21.1 | 1.9 | -5.5 | -5.8 | 0 | -11.1 | 17 | 11 | 22.2 | 14.4 | 25 | 17.8 | 13.3 | 1.6 | 23.9 | 21.1 | 2.8 | 2.8 | 25 | 18.9 | 4.4 | -6.1 | 5.6 | -0.6 | 10 | 2.2 | -13.1 | -17.9 | 5.6 | -2.2 | -0.4 | -6.3 | 21.7 | 16.1 | 18.3 | 15 | -2.8 | -6.1 | -28 | -32 | -15.6 | -21.7 | 3.9 | -7.8 | 7.8 | -1.1 | -2.2 | -4 | 4.4 | -0.6 | -4.4 | -7.8 | -3.9 | -3.9 | -4.4 | -9.4 | 0 | -4.4 | -4.4 | -8.3 | 11.7 | 5.6 | -0.2 | -8.8 | 1.5 | -1.8 | 4.4 | 3.3 | -0.6 | -2.8 | 12.8 | -0.6 | -7.8 | -10 | 5.6 | -1.1 | 8.9 | -7.8 | -8.3 | -15.6 | 16.7 | -7.8 | 1.1 | -2.2 | -3.9 | -13.3 | -3.3 | -15 | 3.5 | -1.1 | 6.1 | 6.1 | 5 | 3.9 | 2.2 | -2.8 | 2 | 1 | -1.7 | -3.2 | 7.6 | 3.7 | 3.3 | -5 | -4.4 | -16.1 | -22 | -31 | 21.1 | 12.8 | 15.6 | -5.6 | -1.7 | -5 | -3.3 | -11.1 | 10 | 7.8 | 4.4 | -1.1 | 23.3 | 15 | 17.8 | 0.6 | 10.6 | 4.4 | 2.2 | -6.1 | 4.4 | -8.3 | 4.4 | 0.6 | -3.9 | -12.8 | 0.6 | -7.2 | 5.6 | 2.8 | 2.2 | -1.1 | -6.7 | -8.9 | -6 | -10.2 | 5.9 | -4.3 | 0 | -11.7
-16 | -19 | 1.1 | -0.6 | 13.9 | 1.1 | -10 | -18.9 | 5.9 | -10.4 | 17.2 | 4.4 | 7 | 2 | 8.9 | -2.2 | 12.8 | 8.9 | 8.3 | 5 | 13.9 | -5.6 | 23.9 | 1.7 | -5 | -5.6 | 1.7 | -11.1 | 18 | 12 | 23.3 | 13.9 | 25 | 18.3 | 16.1 | 0 | 22.8 | 20.6 | 3.3 | 3.3 | 24.4 | 18.9 | 5.2 | -4.6 | 3.9 | -0.6 | 11.7 | 2.2 | -11.1 | -17.8 | 6.7 | -0.6 | 0 | -7.2 | 21.7 | 16.2 | 17.8 | 15 | -2.2 | -6.1 | -26 | -30 | -15 | -21.1 | 5.6 | -6.7 | 8.9 | -0.6 | -1.7 | -3.9 | 4.4 | -0.6 | -3.9 | -7.8 | -1.1 | -2.2 | -3.9 | -8.9 | -0.2 | -4 | -4 | -7.7 | 13 | 6.2 | 0.2 | -8.9 | 1.3 | -1.9 | 4.4 | 2.8 | -0.6 | -3.3 | 14.4 | 0 | -5.6 | -8.9 | 5.8 | -0.2 | 10 | -7.8 | -7.2 | -11.7 | 17.8 | -7.8 | 1.7 | -2.8 | -3.9 | -16.1 | -3.3 | -17.2 | 3.9 | -1.1 | 6.7 | 5.6 | 5.6 | 4.4 | 3.9 | -2.8 | 2 | 1 | -1.1 | -2.8 | 7.8 | 3.3 | 5 | -5.6 | -3.9 | -16.7 | -21 | -31 | 22.2 | 11.7 | 17.2 | -3.9 | -1.1 | -3.9 | -2.2 | -11.1 | 10 | 7.8 | 7.8 | -1.1 | 23.3 | 15.1 | 20 | -2.8 | 10.8 | 4.9 | 3.9 | -4.4 | 3.9 | -8.3 | 6.1 | 0.6 | -3.9 | -14.4 | 1.7 | -7.2 | 6.7 | 1.1 | 2.8 | -1.1 | -5.8 | -8.1 | -5.6 | -10.6 | 5.8 | -3.9 | -1.7 | -11.1
-16 | -18 | 0.6 | -0.6 | 15 | 1.1 | -8.3 | -16.1 | 6.7 | -10.6 | 18.9 | 4.4 | 7 | 1 | 10 | -4.4 | 13.3 | 8.3 | 9.1 | 5.1 | 15 | -5.6 | 23 | 2.5 | -4.4 | -5.6 | 3.9 | -11.7 | 18 | 13 | 23.9 | 13.9 | 25.6 | 17.8 | 15.7 | 1.8 | 22.8 | 20.6 | 4.4 | 4.4 | 25 | 18.9 | 5.9 | -4 | 4.4 | 0 | 11.1 | 1.7 | -10.4 | -16.6 | 7.2 | -0.6 | 0 | -6.1 | 21.7 | 16.2 | 18.3 | 15 | -2.2 | -5.6 | -25 | -30 | -13.9 | -20 | 6.1 | -6.1 | 8.3 | -0.6 | -1.1 | -3.2 | 4.4 | -0.6 | -2.2 | -7.8 | -0.6 | -2.2 | -3.3 | -9 | -0.4 | -4 | -3.7 | -7.7 | 14.3 | 6.9 | 0.6 | -10 | 1.1 | -2.2 | 3.3 | 2.2 | -0.8 | -3.6 | 16.1 | 0.6 | -3.3 | -7.8 | 5.9 | 0.2 | 11.1 | -7.2 | -6.1 | -11.1 | 18.3 | -7.8 | 1.7 | -2.8 | -4.4 | -18.3 | -3.3 | -17.2 | 3.9 | -0.8 | 6.7 | 5.6 | 5.6 | 4.4 | 6.1 | -3.3 | 2 | 1 | -0.4 | -2.1 | 7.6 | 3.1 | 5 | -5.6 | -3.3 | -16.7 | -21 | -30 | 21.1 | 11.1 | 17.8 | -3.3 | 0 | -3.3 | -2.2 | -11.1 | 11.1 | 7.2 | 8.9 | -0.6 | 23.3 | 15.4 | 22.2 | -5.6 | 10.9 | 5.3 | 4.4 | -2.8 | 4.4 | -7.8 | 6.1 | 1.1 | -4.1 | -13.9 | 2.2 | -5.6 | 5.6 | 2.2 | 3.3 | -1.1 | -4.8 | -7.4 | -5.8 | -10.4 | 5.6 | -4.4 | -0.6 | -11.1
-16 | -18 | 1.7 | 0 | 15 | 0.6 | -7.8 | -15.6 | 6.7 | -9.8 | 19.4 | 3.9 | 7 | 2 | 10 | -3.3 | 12.2 | 8.9 | 9.8 | 5.4 | 15.6 | -5.6 | 22 | 2.7 | -4.2 | -5.2 | 2.8 | -11.7 | 18 | 13 | 22.8 | 14.4 | 24.4 | 17.8 | 15.4 | 2.9 | 22.8 | 21.1 | 3.9 | 3.9 | 24.4 | 18.3 | 6.7 | -3.9 | 3.3 | 0 | 10.6 | 1.7 | -9.6 | -15.8 | 9.4 | 1.7 | 0 | -6.1 | 21.7 | 16.1 | 18.3 | 15 | -1.7 | -5.6 | -25 | -30 | -13.9 | -20 | 4.4 | -3.9 | 8.9 | -0.6 | -0.6 | -2.8 | 3.3 | -0.6 | -2.2 | -7.2 | 0.6 | -1.7 | -2.8 | -10 | -0.6 | -4.4 | -3.3 | -8.3 | 15.6 | 7.2 | 0 | -8.9 | 0.5 | -3.3 | 3.3 | 2.2 | -0.9 | -4 | 17.8 | 2.2 | -2.2 | -7.2 | 6.1 | 1.1 | 11.7 | -6.7 | -5.6 | -11.1 | 19.4 | -7.2 | 1.7 | -3.3 | -5 | -17.2 | -3.9 | -17.8 | 3.9 | -0.6 | 7.2 | 5.6 | 5 | 3.9 | 5.6 | -3.9 | 3 | 1 | 0.4 | -1.5 | 7.4 | 2.7 | 5 | -6.1 | -2.8 | -16.7 | -20 | -30 | 21.1 | 11.7 | 18.9 | -3.3 | 0.6 | -3.3 | -2.8 | -11.1 | 10.6 | 7.2 | 12.2 | -3.3 | 23.3 | 15.6 | 22.2 | -5.6 | 11.1 | 5.6 | 5 | -1.7 | 3.9 | -7.8 | 7.2 | 1.7 | -4.2 | -14.8 | 2.8 | -4.4 | 6.1 | 1.1 | 2.8 | -1.1 | -3.9 | -7.2 | -5.9 | -10.6 | 5 | -3.6 | -0.6 | -11.1
-16 | -19 | 1.1 | 0 | 14.4 | 0.6 | -7.2 | -14.4 | 6.7 | -9.8 | 19.4 | 3.3 | 7 | 1 | 10 | -3.9 | 12.2 | 8.3 | 10.6 | 5.6 | 14.4 | -2.8 | 21.1 | 3.3 | -4.1 | -5.1 | 2.8 | -10.6 | 16 | 16 | 21.7 | 15 | 24.4 | 17.8 | 15 | 3.9 | 23.9 | 21.1 | 3.9 | 3.9 | 25 | 17.8 | 5.6 | -2.6 | 2.8 | 0 | 10 | 2.2 | -8.9 | -16.1 | 10 | 1.7 | 0 | -6.7 | 20.6 | 16 | 18.3 | 15.6 | -1.1 | -5 | -25 | -28 | -14.4 | -20.6 | 3.9 | -3.3 | 8.3 | -0.6 | 0 | -2.8 | 3.3 | -0.6 | -3.9 | -7.8 | 1.1 | -1.7 | -2.8 | -8.9 | -1 | -4.6 | -3.9 | -7.4 | 11.9 | 5.3 | -0.5 | -8.9 | 0 | -4.8 | 3.3 | 2.2 | -1.1 | -5 | 18.9 | 3.9 | -2.2 | -7.2 | 5.4 | 0.9 | 11.7 | -6.7 | -5 | -10.6 | 18.9 | -8.3 | 1.7 | -3.3 | -5.6 | -15 | -4.4 | -17.2 | 3.9 | -0.6 | 7.2 | 6.1 | 5.6 | 3.9 | 5.6 | -3.3 | 3 | 1 | 1.1 | -1.1 | 7.2 | 2.2 | 5 | -7.2 | -2.8 | -16.1 | -21 | -31 | 20.6 | 12.8 | 19.4 | -5.6 | 1.7 | -2.2 | -2.8 | -12.2 | 10.6 | 7.2 | 12.8 | -5.6 | 22.2 | 15.3 | 22.8 | -5 | 11.3 | 6.1 | 4.4 | 0 | 5 | -7.8 | 5.6 | 1.7 | -4.4 | -17.2 | 3.3 | -3.9 | 4.4 | 1.7 | 3.3 | -1.1 | -4.5 | -7.2 | -6.1 | -11.7 | 4.5 | -3.5 | 3.3 | -7.2
-16 | -18 | 0.6 | 0 | 11.7 | 1.1 | -7.2 | -14.4 | 6.7 | -11.7 | 17.2 | 5 | 4 | 0 | 9.4 | -2.2 | 11.7 | 9.4 | 9.1 | 5.5 | 12.8 | -0.6 | 16.5 | 3.9 | -3.9 | -5 | 1.1 | -7.8 | 16 | 15 | 21.1 | 15.6 | 23.3 | 17.8 | 14.3 | 5.1 | 23.3 | 21.1 | 3.3 | 3.3 | 24.4 | 17.8 | 4.4 | -2.4 | 2.8 | 0 | 8.3 | 2.8 | -8.7 | -14.8 | 8.3 | 2.2 | -0.7 | -5.6 | 19.4 | 15.9 | 17.8 | 15 | -1.1 | -5 | -24 | -28 | -15.6 | -20.6 | 3.3 | -2.2 | 7.8 | -0.6 | -0.2 | -2.3 | 2.8 | -0.6 | -5.6 | -8.3 | 0.6 | -2.8 | -2.8 | -8.7 | -1.3 | -5 | -4.4 | -7 | 8.1 | 3 | -1.1 | -10 | -0.6 | -7.2 | 3.3 | 2.2 | -1.5 | -5.1 | 16.7 | 2.8 | -3.3 | -7.2 | 4.6 | 0.7 | 10 | -5.6 | -7.8 | -13.3 | 14.4 | -10 | 1.7 | -3.3 | -8.3 | -15 | -5 | -18.3 | 3.5 | -0.4 | 6.7 | 6.1 | 5.6 | 3.9 | 5.6 | -3.9 | 2 | 1 | 0.7 | -1.2 | 6.8 | 2.3 | 4.4 | -7.2 | -6.1 | -16.7 | -22 | -31 | 19.4 | 13.3 | 18.3 | -1.7 | 2.2 | -1.1 | -3.3 | -12.2 | 10 | 7.2 | 12.2 | -5 | 21.1 | 14.8 | 19.4 | -5.6 | 11.5 | 6.5 | 4.4 | 0 | 4.4 | -8.3 | 3.3 | 0.6 | -5.3 | -15.9 | 3.9 | -3.3 | 3.3 | 1.1 | 2.8 | -1.1 | -5 | -7.6 | -6.7 | -10.9 | 3.9 | -3.9 | 2.2 | -8.9
-15 | -17 | 0.6 | 0 | 9.4 | 0.6 | -7.8 | -13.9 | 5.4 | -10.8 | 17.2 | 4.4 | 4 | 0 | 7.8 | -2.2 | 10.6 | 9.4 | 7.6 | 5.4 | 11.7 | -1.7 | 11.8 | 3.3 | -4.3 | -5.1 | -1.1 | -10 | 16 | 15 | 20 | 15.6 | 22.8 | 17.2 | 13.5 | 6.2 | 22.2 | 20.6 | 3.3 | 2.2 | 22.2 | 18.3 | 3.3 | -2.2 | 3.3 | -0.6 | 7.2 | 2.2 | -8.5 | -14.2 | 5.6 | 1.1 | -1.5 | -5.7 | 18.3 | 15.6 | 17.2 | 15 | -1.1 | -5 | -25 | -30 | -16.1 | -21.1 | 2.8 | -1.7 | 5.6 | -0.6 | -0.4 | -2.1 | 2.8 | -0.6 | -7.2 | -8.9 | -1.1 | -2.8 | -2.8 | -9.4 | -1.7 | -6.1 | -5 | -7.2 | 4.4 | 0.6 | -1.8 | -9.2 | -1.9 | -7.3 | 3.3 | 2.2 | -1.8 | -5.5 | 15 | 2.8 | -5 | -7.2 | 3.9 | 0.6 | 6.7 | -5.6 | -9.4 | -13.3 | 11.1 | -9.4 | 1.7 | -3.3 | -9.4 | -16.1 | -5.6 | -19.4 | 3.2 | -0.4 | 6.7 | 6.1 | 5 | 3.9 | 3.9 | -4.4 | 2 | 1 | 0.4 | -1.3 | 6.5 | 2.2 | 3.9 | -6.1 | -7.2 | -16.7 | -23 | -31 | 17.8 | 13.9 | 15 | -0.6 | 2.8 | 0 | -4.4 | -12.8 | 9.4 | 7.2 | 10.6 | -2.8 | 20 | 14.4 | 18.9 | -4.4 | 11.7 | 6.7 | 4.4 | 0.6 | 3.9 | -8.9 | 1.7 | -0.6 | -6.3 | -16.2 | 4.4 | -2.8 | 2.8 | 1.1 | 2.8 | -1.1 | -5.6 | -8.3 | -7.2 | -10.8 | 3.2 | -3.4 | 1.7 | -2.8
-10 | -12 | 0.6 | -0.6 | 8.9 | 2.2 | -8.3 | -13.3 | 4.1 | -11 | 14.4 | 7.2 | 4 | 0 | 5.6 | -2.2 | 10.6 | 9.4 | 6.1 | 5 | 8.9 | 6.7 | 7.2 | 1.7 | -4.6 | -5.2 | -2.2 | -9.4 | 17 | 16 | 18.3 | 15.6 | 22.2 | 17.2 | 12.8 | 6.7 | 21.7 | 20.6 | 3.3 | 0.6 | 22.2 | 17.8 | 3.7 | -1.1 | 1.7 | -0.6 | 6.7 | 2.8 | -8.3 | -14.4 | 4.4 | 0.6 | -2.2 | -6.1 | 17.6 | 15.3 | 17.2 | 15.6 | -1.1 | -4.4 | -26 | -30 | -16.1 | -21.1 | 2.2 | -2.8 | 5 | -0.6 | -0.6 | -2.2 | 2.2 | -1.1 | -10.6 | -11.7 | -1.7 | -3.3 | -3.5 | -8.5 | -2.2 | -5.3 | -5 | -6.9 | 3.5 | -0.1 | -2.6 | -9.3 | -3.1 | -8.3 | 2.8 | 2.8 | -2.2 | -6.7 | 15 | 2.8 | -6.1 | -8.3 | 3.7 | 0.6 | 3.3 | -5.6 | -11.7 | -15.6 | 8.9 | -9.4 | 1.1 | -2.2 | -10.6 | -17.2 | -6.1 | -19.4 | 2.8 | -0.6 | 6.7 | 5.6 | 5.6 | 4.4 | 2.8 | -4.4 | 2 | 1 | 0 | -1.7 | 6.1 | 2.2 | 3.9 | -6.1 | -7.8 | -16.1 | -24 | -31 | 17.2 | 13.3 | 13.3 | 1.1 | 3.3 | 0.6 | -4.4 | -12.8 | 8.9 | 7.2 | 6.1 | -2.8 | 17.8 | 13.1 | 18.3 | -7.8 | 12.4 | 7.5 | 4.4 | 1.1 | 3.9 | -7.8 | 0.6 | -1.1 | -7.2 | -17.8 | 4.4 | -2.2 | 3.9 | 1.1 | 3.3 | -1.1 | -5.8 | -8.1 | -7.8 | -11.1 | 2.4 | -3.3 | 2.8 | -17.8
-12 | -15 | 0 | -0.6 | 6.1 | 2.2 | -8.3 | -13.3 | 2.8 | -13.3 | 8.9 | 7.2 | 4 | 0 | 3.9 | -2.8 | 10.6 | 9.4 | 4.8 | 4.1 | 7.8 | 6.7 | 6.7 | 0.8 | -5 | -5.6 | -1.7 | -8.9 | 18 | 17 | 18.3 | 16.1 | 22.2 | 17.2 | 11.5 | 7.1 | 20.6 | 20 | 3.3 | 0.6 | 21.7 | 18.3 | 4 | -0.3 | 1.7 | -0.6 | 6.7 | 3.3 | -7.8 | -12.6 | 2.8 | 0 | -2.6 | -5.8 | 16.8 | 14.8 | 17.2 | 15.6 | -1.1 | -3.9 | -27 | -32 | -17.8 | -21.1 | 2.8 | -2.2 | 5 | -0.6 | -1 | -2.4 | 2.2 | -1.7 | -8.9 | -10 | -2.8 | -3.9 | -4.3 | -8.4 | -2.8 | -5 | -5 | -6.9 | 2.6 | -0.7 | -3.3 | -10.6 | -4.4 | -10 | 2.8 | 2.2 | -2.2 | -7.1 | 13.9 | 2.8 | -6.1 | -8.3 | 3.5 | 0.5 | 2.8 | -5 | -11.1 | -15 | 8.3 | -9.4 | 0.6 | -2.2 | -11.1 | -18.9 | -6.7 | -18.9 | 2.8 | -0.6 | 6.7 | 5.6 | 5.6 | 5 | 2.8 | -3.9 | 2 | 1 | -0.4 | -1.4 | 5.7 | 2.5 | 2.8 | -5 | -8.9 | -16.1 | -25 | -31 | 16.1 | 13.3 | 13.3 | 2.2 | 3.3 | 0.6 | -5 | -13.3 | 8.9 | 7.8 | 6.1 | -2.8 | 15.5 | 11.9 | 18.3 | -1.7 | 13.2 | 8.3 | 3.9 | 2.2 | 3.9 | -7.8 | 0.6 | -1.1 | -7.8 | -17.4 | 3.9 | -2.2 | 3.9 | 1.7 | 3.3 | -1.1 | -5.9 | -8 | -8.2 | -11 | 1.7 | -3.9 | 1.7 | -9.4
-11 | -12 | 0 | -0.6 | 5.6 | 3.3 | -8.9 | -11.7 | 2.4 | -11.6 | 9.4 | 7.2 | 4 | 0 | 2.8 | -2.8 | 11.1 | 6.7 | 3.5 | 3.2 | 7.8 | 7.2 | 6.1 | 0 | -5.2 | -5.6 | -1.1 | -9.4 | 18 | 18 | 18.3 | 16.1 | 21.7 | 16.7 | 10.2 | 7.3 | 20.6 | 20 | 3.3 | 0.6 | 21.7 | 16.7 | 4.4 | 0.6 | 2.2 | -0.6 | 6.1 | 3.9 | -7.2 | -11.6 | 1.7 | -0.6 | -2.9 | -6 | 16.1 | 14.4 | 16.7 | 15 | -1.1 | -3.9 | -26 | -30 | -18.3 | -21.7 | 2.2 | -1.1 | 6.1 | 3.9 | -1.3 | -2.7 | 2.2 | 1.1 | -10.6 | -11.7 | -3.9 | -5 | -5 | -8.9 | -3.3 | -5 | -5 | -7.2 | 1.7 | -1.7 | -2.9 | -9.4 | -4.6 | -9.4 | 2.8 | 2.2 | -2.2 | -8 | 12.8 | 1.7 | -7.2 | -8.9 | 3.3 | 0.6 | 2.2 | -5 | -10.6 | -13.9 | 8.9 | -10 | 0.6 | -3.3 | -12.2 | -18.9 | -7.2 | -18.9 | 2.8 | -0.7 | 6.7 | 5.6 | 6.7 | 5.6 | 2.8 | -3.9 | 1 | 1 | -0.7 | -1.2 | 5.4 | 3.1 | 2.2 | -3.9 | -10 | -16.1 | -26 | -30 | 15.6 | 13.3 | 13.9 | 2.2 | 3.3 | 0.6 | -5.6 | -13.9 | 8.3 | 7.2 | 3.9 | -2.2 | 13.3 | 10.6 | 18.3 | -1.1 | 13.9 | 8.9 | 4.4 | 2.8 | 3.9 | -7.8 | -1.7 | -2.8 | -8.3 | -18.3 | 4.4 | -1.1 | 3.3 | 0.6 | 2.8 | -1.1 | -6.1 | -8.3 | -8.5 | -11 | 1.1 | -4 | 1.1 | -5.6
-10 | -12 | -0.6 | -0.6 | 3.3 | 1.1 | -8.3 | -10.6 | 2.1 | -11.8 | 9.4 | 7.2 | 4 | 0 | 2.2 | -2.8 | 11.1 | 5 | 2.2 | 2.2 | 6.1 | 2.2 | 5.6 | -1.1 | -5.4 | -5.5 | -2.2 | -10 | 19 | 18 | 16.1 | 15 | 21.7 | 17.2 | 8.9 | 7.2 | 20.6 | 20 | 3.3 | 0.6 | 20.6 | 16.7 | 4.6 | 1.1 | 2.2 | -0.6 | 6.1 | 3.9 | -6.7 | -11.1 | 1.1 | -0.6 | -3.3 | -6.7 | 16.3 | 14.7 | 16.7 | 14.4 | -1.1 | -3.3 | -26 | -30 | -20 | -22.6 | 2.2 | -1.1 | 6.1 | 4.4 | -1.7 | -3.3 | 2.8 | 1.1 | -11.7 | -12.8 | -7.8 | -8.9 | -5.2 | -8.7 | -3.7 | -5.3 | -5.2 | -6.8 | 1.5 | -1.1 | -2.6 | -9.1 | -4.8 | -9.8 | 2.8 | 2.8 | -2.2 | -10 | 12.8 | 1.7 | -8.9 | -10 | 2.9 | 0 | 1.7 | -5 | -16.7 | -19.4 | 7.8 | -10.6 | -0.6 | -3.9 | -12.8 | -20 | -8.3 | -18.9 | 2.8 | -1.1 | 5.6 | 5.6 | 6.7 | 6.1 | 3.3 | -3.9 | 2 | 1 | -1.1 | -1.1 | 5 | 3.3 | 2.8 | -3.3 | -10.6 | -15.6 | -26 | -31 | 13.9 | 12.8 | 13.3 | 1.7 | 2.8 | 0.6 | -6.1 | -14.4 | 8.9 | 7.8 | 3.9 | -1.7 | 12.9 | 9.8 | 16.7 | -1.1 | 13.7 | 9.6 | 4.4 | 2.8 | 3.9 | -7.2 | -1.1 | -2.2 | -8.9 | -20.6 | 4.4 | -0.6 | 3.3 | -0.6 | 2.2 | -1.1 | -5.9 | -8.6 | -8.9 | -11.7 | 0.6 | -4.6 | 0.6 | -3.3
-10 | -11 | 0 | -0.6 | 1.7 | 0 | -7.2 | -10.6 | 1.7 | -13.3 | 9.4 | 7.2 | 4 | 0 | 1.7 | -3.3 | 11.1 | 3.9 | 2.8 | 2.8 | 6.1 | 1.1 | 5.7 | -1 | -5.6 | -5.6 | -2.8 | -11.1 | 19 | 19 | 15.6 | 15 | 21.7 | 17.2 | 9.5 | 7.6 | 20.6 | 20 | 2.2 | 2.2 | 19.4 | 17.2 | 4.8 | 1.6 | 2.8 | -0.6 | 6.7 | 3.3 | -6.3 | -9.7 | 0.6 | -1.1 | -3.9 | -6.6 | 16.5 | 14.9 | 16.1 | 14.4 | -1.1 | -2.8 | -27 | -31 | -20.6 | -23.2 | 1.7 | -2.8 | 5.6 | 4.4 | -2.2 | -3.3 | 2.2 | 0 | -12.2 | -13.3 | -7.8 | -8.9 | -5.4 | -8.9 | -4 | -5.8 | -5.4 | -6.6 | 1.3 | -0.8 | -2.2 | -10 | -5 | -10.6 | 3.3 | 2.2 | -2.6 | -9.1 | 12.2 | 1.7 | -10 | -10.6 | 2.6 | -0.4 | 0.6 | -4.4 | -14.4 | -16.7 | 6.1 | -10.6 | -1.1 | -4.4 | -13.3 | -22.2 | -8.9 | -18.9 | 2.6 | -0.7 | 6.7 | 6.1 | 7.2 | 6.7 | 2.8 | -3.9 | 2 | 2 | -1.1 | -1.1 | 5 | 3.5 | 2.8 | -2.2 | -11.7 | -15.6 | -25 | -30 | 14.4 | 13.3 | 14.4 | 2.2 | 2.2 | 0 | -6.1 | -14.4 | 8.9 | 7.2 | 1.7 | -2.2 | 12.6 | 9.1 | 17.2 | 1.7 | 13.5 | 10 | 4.4 | 3.3 | 4.4 | -7.2 | -0.6 | -2.2 | -9.6 | -19.8 | 3.9 | -0.6 | 3.3 | 0.6 | 1.7 | -1.1 | -5.8 | -9.4 | -9.5 | -12 | 0 | -6.1 | -0.6 | -3.3
-10 | -12 | -0.6 | -0.6 | 2.2 | 0.6 | -8.3 | -10 | 0 | -11.3 | 8.9 | 6.7 | 4 | -1 | 0.6 | -3.9 | 10.6 | 2.2 | 3.3 | 3.3 | 5.6 | 1.1 | 5.7 | -1 | -5.6 | -5.6 | -5.6 | -11.7 | 18 | 18 | 15.6 | 15 | 21.7 | 17.2 | 10 | 8 | 19.4 | 18.9 | 2.2 | 2.2 | 19.4 | 17.2 | 5 | 2.2 | 2.8 | -0.6 | 6.1 | 2.8 | -6 | -8.9 | 0.6 | -1.1 | -4.4 | -7 | 16.7 | 15 | 16.1 | 14.4 | -1.1 | -2.8 | -29 | -33 | -21.7 | -23.5 | 1.1 | -3.3 | 5.6 | 5 | -2.8 | -3.5 | 2.8 | 1.1 | -13.3 | -14.4 | -7.8 | -8.3 | -5.6 | -9.4 | -4.4 | -6.7 | -5.6 | -6.7 | 1.1 | -0.6 | -2 | -9.2 | -6.5 | -10.9 | 2.8 | 2.2 | -2.9 | -9.2 | 11.1 | 1.7 | -9.4 | -10 | 2.2 | -1.1 | 1.1 | -3.9 | -17.8 | -20 | 8.3 | -9.4 | -3.9 | -6.1 | -13.9 | -23.3 | -9.4 | -19.4 | 2.4 | -0.6 | 6.1 | 5.6 | 7.2 | 6.7 | 2.8 | -3.9 | 2 | 2 | -1.1 | -1.1 | 5 | 3.8 | 2.8 | -1.7 | -12.2 | -15.6 | -26 | -32 | 13.9 | 12.8 | 15 | 2.2 | -1.7 | -3.3 | -7.2 | -13.9 | 8.9 | 7.2 | 1.7 | -1.1 | 12.2 | 8.3 | 15.6 | 2.2 | 13.3 | 10.6 | 5 | 3.9 | 3.9 | -7.8 | 0.6 | -1.1 | -10.4 | -20.3 | 4.4 | -0.6 | 3.9 | 1.1 | 0.6 | -2.2 | -5.6 | -10.6 | -10 | -12.8 | -0.6 | -5.5 | 0 | -3.3
-12 | -15 | 0 | -0.6 | 0 | -1.1 | -7.8 | -9.4 | -1.6 | -10.9 | 8.9 | 6.1 | 4 | 0 | 0 | -3.3 | 10.6 | 1.7 | 3.9 | 3.9 | 4.4 | 0.6 | 5.7 | -0.9 | -5.6 | -5.6 | -3.9 | -11.1 | 18 | 15 | 14.4 | 13.9 | 21.7 | 17.8 | 10.6 | 8.3 | 19.4 | 18.9 | 1.7 | 1.7 | 19.4 | 17.2 | 5.7 | 3 | 2.8 | -0.6 | 6.7 | 4.4 | -5.6 | -8.3 | 1.1 | -0.6 | -5 | -7.8 | 16.5 | 15.1 | 15.6 | 13.9 | -1.1 | -2.8 | -30 | -33 | -21.7 | -24.1 | 1.7 | -3.3 | 5.6 | 5 | -3.3 | -3.9 | 2.8 | 1.1 | -14.4 | -16.1 | -7.8 | -8.9 | -5.6 | -9.4 | -5.2 | -7.1 | -5.6 | -6.6 | 0.9 | -0.9 | -1.9 | -9.3 | -7.9 | -11.8 | 2.2 | 2.2 | -3.3 | -10 | 11.1 | 1.1 | -9.4 | -10 | 1.8 | -1.3 | 1.1 | -3.9 | -17.8 | -20 | 7.8 | -8.3 | -4.4 | -6.7 | -14.4 | -23.3 | -10 | -20 | 2.2 | -0.6 | 5.6 | 5.6 | 7.2 | 6.7 | 2.8 | -3.9 | 2 | 1 | -1.1 | -1.1 | 5 | 3.9 | 2.8 | -1.7 | -12.8 | -16.1 | -26 | -31 | 13.9 | 12.8 | 14.4 | 2.2 | -3.9 | -6.7 | -7.8 | -13.9 | 8.9 | 7.2 | 3.3 | -0.6 | 11.8 | 7.7 | 15 | 3.3 | 13.1 | 11 | 5.6 | 4.4 | 3.9 | -7.8 | -0.6 | -1.7 | -11.1 | -22.2 | 4.4 | -0.6 | 3.3 | 1.1 | 0 | -2.2 | -6.3 | -10.5 | -10.6 | -13.9 | -1.1 | -5.8 | 1.1 | -4.4
-15 | -17 | -0.6 | -1.1 | -0.6 | -2.2 | -6.7 | -8.3 | -3.3 | -12.2 | 10 | 5 | 7 | -1 | -0.6 | -3.3 | 10 | 2.2 | 3.9 | 3.9 | 2.2 | -1.1 | 5.8 | -0.9 | -5.6 | -5.6 | -3.9 | -11.1 | 17 | 14 | 14.4 | 14.4 | 21.1 | 17.2 | 9.1 | 7.2 | 19.4 | 18.9 | 2.2 | 2.2 | 19.4 | 16.7 | 6.5 | 4.2 | 3.3 | -0.6 | 6.7 | 5 | -6.1 | -8.4 | 0.6 | -0.6 | -5.2 | -7.6 | 16.3 | 15 | 15.6 | 14.4 | -1.1 | -2.8 | -31 | -34 | -22.2 | -24.8 | 2.2 | -2.8 | 5.6 | 5.6 | -1.6 | -2.2 | 2.2 | -0.6 | -13.9 | -15.6 | -8.3 | -9.4 | -5.6 | -9.7 | -5.9 | -7.9 | -5.6 | -6.6 | 0.8 | -1.1 | -1.7 | -10.6 | -9.4 | -13.3 | 2.2 | 1.7 | -2.6 | -8.2 | 10 | 1.1 | -11.1 | -11.1 | 1.5 | -1.5 | -0.6 | -3.9 | -17.8 | -20 | 7.2 | -8.9 | -5.6 | -7.8 | -14.4 | -24.4 | -11.1 | -20 | 2.4 | -0.2 | 6.7 | 6.1 | 7.2 | 6.7 | 2.8 | -3.9 | 2 | 2 | -1.1 | -1.1 | 4.8 | 3.8 | 2.8 | -1.7 | -13.3 | -15.6 | -23 | -30 | 14.4 | 12.8 | 13.3 | 2.8 | -5 | -7.8 | -7.8 | -13.9 | 6.7 | 5.6 | 2.8 | -0.6 | 11.5 | 7.3 | 14.4 | 3.3 | 13 | 11.8 | 6.1 | 5.6 | 3.9 | -8.3 | -2.2 | -3.3 | -11.5 | -20.8 | 5 | -0.6 | 3.3 | 0.6 | 0 | -2.2 | -7.1 | -11.3 | -11.3 | -14 | -1.7 | -6.7 | 1.1 | -4.4
-16 | -18 | 0 | -0.6 | -0.6 | -1.7 | -5.6 | -7.8 | -4.6 | -11 | 9.4 | 6.7 | 4 | 1 | -0.6 | -3.3 | 10 | 1.7 | 3.9 | 3.9 | 3.3 | 1.1 | 5.8 | -0.8 | -5.4 | -5.4 | -5.6 | -10.6 | 17 | 14 | 13.3 | 13.3 | 17.8 | 16.1 | 7.6 | 6.2 | 19.4 | 18.9 | 2.2 | 2.2 | 18.3 | 15.6 | 7.2 | 5 | 3.3 | -0.6 | 6.7 | 4.4 | -6.7 | -8.8 | 0.6 | -0.6 | -5.4 | -7.8 | 16.1 | 15 | 15.6 | 14.4 | -1.1 | -2.8 | -31 | -35 | -23.3 | -25.4 | 1.7 | -2.8 | 5 | 5 | 0 | -0.9 | 2.2 | -0.6 | -14.4 | -15.6 | -7.8 | -8.3 | -5.6 | -10.6 | -6.7 | -8.9 | -5.6 | -6.7 | 0.6 | -1.7 | -1.7 | -9.8 | -9 | -12.8 | 1.7 | 1.1 | -1.8 | -7 | 8.3 | 1.1 | -10.6 | -11.7 | 1.1 | -2.2 | -1.1 | -3.9 | -17.8 | -20 | 6.7 | -7.8 | -6.7 | -7.8 | -15 | -25 | -11.1 | -20.6 | 2.6 | 0.1 | 7.2 | 6.1 | 7.2 | 6.7 | 2.8 | -3.9 | 2 | 1 | -1.1 | -1.1 | 4.6 | 3.6 | 1.7 | -2.2 | -13.3 | -15.6 | -25 | -30 | 16.1 | 13.3 | 12.2 | 2.8 | -6.1 | -10 | -7.8 | -14.4 | 5.6 | 3.9 | 0.6 | -1.1 | 11.1 | 6.7 | 13.3 | 2.2 | 12.8 | 12.2 | 6.7 | 6.1 | 3.9 | -8.9 | -2.8 | -3.9 | -11.8 | -20.6 | 4.4 | -0.6 | 3.3 | -0.6 | 0 | -2.8 | -7.8 | -12.2 | -12.1 | -14.7 | -1.7 | -7.1 | 2.2 | -4.4
-16 | -19 | 0 | -0.6 | -1.7 | -3.3 | -5 | -7.2 | -5.9 | -11.3 | 9.4 | 5.6 | 3 | 1 | -1.1 | -3.9 | 10 | 1.1 | 3.9 | 3.9 | 2.8 | 1.1 | 5.9 | -0.8 | -5.2 | -5.2 | -2.8 | -11.1 | 17 | 11 | 13.9 | 13.9 | 17.2 | 15.6 | 6.1 | 5 | 20 | 19.4 | 2.2 | 2.2 | 18.3 | 16.7 | 7.6 | 5.3 | 3.9 | 0 | 6.7 | 4.4 | -7.2 | -9.4 | 0.6 | -0.6 | -5.6 | -8.3 | 16.3 | 15.2 | 15.6 | 13.9 | -1.1 | -2.8 | -31 | -34 | -23.9 | -25.7 | 1.7 | -2.8 | 5 | 5 | 1.7 | 0.6 | 2.2 | -0.6 | -15 | -16.1 | -7.2 | -8.3 | -5.6 | -9.9 | -6.7 | -8.8 | -5.6 | -7.3 | 0.6 | -1.4 | -1.7 | -9.8 | -8.7 | -13 | 1.7 | 1.1 | -1.1 | -6.7 | 7.2 | 1.7 | -9.4 | -10.6 | 0.5 | -2.4 | -1.1 | -4.4 | -18.3 | -20.6 | 5 | -9.4 | -6.1 | -8.3 | -15.6 | -21.1 | -11.7 | -21.1 | 2.8 | 0.6 | 7.2 | 6.1 | 7.2 | 6.1 | 2.2 | -3.9 | 2 | 1 | -1.1 | -1.1 | 4.4 | 3.3 | 2.2 | -1.1 | -13.3 | -16.1 | -26 | -31 | 15.6 | 13.3 | 13.9 | 6.1 | -7.8 | -12.2 | -8.3 | -13.9 | 3.3 | 1.1 | 1.1 | -0.6 | 10.5 | 5.9 | 12.2 | 1.7 | 13 | 12.2 | 6.7 | 6.7 | 3.9 | -8.9 | -2.2 | -2.8 | -12.2 | -21.7 | 4.4 | -0.6 | 3.3 | -2.2 | -0.6 | -3.3 | -9.1 | -12.9 | -12.8 | -15.6 | -1.7 | -8.3 | 1.1 | -4.4
-17 | -19 | 0 | -0.6 | -1.1 | -2.8 | -4.4 | -7.2 | -7.2 | -12.2 | 9.4 | 6.1 | 3 | 1 | -1.7 | -3.9 | 10.6 | 0 | 4.1 | 4.1 | 2.8 | 1.1 | 6 | -0.7 | -5 | -5 | -3.9 | -11.1 | 16 | 10 | 13.3 | 13.3 | 16.7 | 15 | 6.7 | 5.8 | 20 | 20 | 2.2 | 2.2 | 19.4 | 16.1 | 7.9 | 5.4 | 3.9 | 0 | 7.2 | 5 | -7 | -9 | 0 | -1.1 | -6.5 | -8.6 | 16.5 | 15.4 | 15.6 | 13.9 | -1.1 | -2.8 | -31 | -35 | -25 | -26.3 | 1.1 | -2.8 | 5.6 | 5.6 | 1.9 | 0.6 | 1.7 | -0.6 | -14.4 | -15.6 | -7.8 | -8.3 | -5.6 | -9.7 | -6.7 | -9 | -5.6 | -8.2 | 0.6 | -1.4 | -1.7 | -11.1 | -8.3 | -13.9 | 1.7 | 1.1 | -0.5 | -5.3 | 6.1 | 1.7 | -9.4 | -10 | 0 | -3 | 0 | -4.4 | -18.3 | -20.6 | 10 | -7.2 | -6.1 | -7.8 | -15.6 | -20.6 | -12.2 | -21.1 | 3.5 | 0.7 | 6.1 | 5.6 | 6.7 | 5 | 2.2 | -3.9 | 2 | 2 | -0.9 | -0.9 | 4.4 | 3.4 | 2.8 | -1.1 | -12.8 | -15.6 | -22 | -30 | 14.4 | 13.3 | 13.3 | 6.7 | -9.4 | -13.3 | -8.9 | -14.4 | 2.2 | 0.6 | 0.6 | -0.6 | 10 | 5.2 | 11.7 | 1.7 | 13.1 | 12.2 | 7.2 | 7.2 | 3.9 | -8.9 | -3.3 | -3.9 | -12.6 | -20.5 | 4.4 | -0.6 | 2.8 | -2.8 | -1.1 | -3.3 | -10.4 | -14 | -13 | -15.3 | -1.7 | -10.6 | 2.2 | -1.7
-18 | -21 | 0 | -0.6 | -2.8 | -3.9 | -3.9 | -6.1 | -7.2 | -11.9 | 8.9 | 7.2 | 3 | 2 | -1.1 | -3.3 | 10 | -1.1 | 4.2 | 4.2 | 2.2 | 0.6 | 6 | -0.7 | -5.2 | -5.2 | -3.9 | -11.1 | 16 | 8 | 13.3 | 13.3 | 16.7 | 15 | 7.2 | 6.5 | 20 | 19.4 | 1.7 | 1.7 | 20 | 15.6 | 8.3 | 5.6 | 4.4 | 0 | 7.2 | 5 | -6.9 | -8.9 | -0.6 | -1.7 | -7.4 | -9.1 | 16.7 | 15.6 | 15.6 | 13.9 | -1.1 | -2.8 | -30 | -33 | -25.6 | -27.8 | 0.6 | -2.2 | 6.1 | 5.6 | 2 | 0.5 | 1.7 | 0 | -15 | -16.7 | -8.9 | -10 | -5.6 | -10 | -6.7 | -9.4 | -5.6 | -9.4 | 0.6 | -1.7 | -0.8 | -9.6 | -8.9 | -13.7 | 1.7 | 1.7 | 0 | -4.6 | 5.6 | 2.2 | -8.9 | -10 | -0.6 | -3.9 | -0.6 | -5 | -17.8 | -20 | 5 | -8.3 | -5.6 | -9.4 | -15.6 | -20 | -12.8 | -21.7 | 4.3 | 1 | 6.1 | 5.6 | 5.6 | 3.9 | 1.7 | -3.3 | 2 | 2 | -0.8 | -0.8 | 4.4 | 3.4 | 3.3 | -1.1 | -12.2 | -15 | -23 | -31 | 13.3 | 12.8 | 12.8 | 7.8 | -9.4 | -13.9 | -9.4 | -15 | 1.7 | 0 | 1.7 | -0.6 | 9.4 | 4.4 | 10.6 | 1.7 | 13.3 | 12.2 | 7.8 | 7.8 | 3.3 | -9.4 | -2.8 | -3.9 | -12.9 | -20.3 | 4.4 | -0.6 | 3.3 | -2.8 | -0.6 | -3.3 | -11.7 | -15.6 | -13.1 | -15.1 | -2.2 | -9.6 | 0.6 | -3.3
-18 | -21 | 0 | -0.6 | -1.1 | -2.8 | -3.3 | -5 | -7.2 | -12.2 | 8.9 | 7.2 | 4 | 2 | -1.1 | -4.4 | 10 | -1.7 | 4.4 | 4.4 | 2.8 | 0.6 | 6.1 | -0.6 | -5.4 | -5.4 | -2.2 | -10.6 | 13 | 11 | 15.6 | 15 | 16.7 | 14.4 | 7.8 | 7.2 | 20 | 19.4 | 2.2 | 2.2 | 20 | 15 | 8.5 | 5.6 | 1.7 | -0.6 | 7.2 | 5 | -6.7 | -8.9 | -1.1 | -2.2 | -8.3 | -10 | 17.2 | 16.1 | 14.4 | 12.2 | -0.6 | -2.2 | -31 | -36 | -25.6 | -27.2 | 1.1 | -2.2 | 6.1 | 5.6 | 2.2 | 0.6 | 1.7 | -0.6 | -14.4 | -15.6 | -8.9 | -9.4 | -6 | -9.4 | -6.7 | -9 | -5.2 | -8.7 | 0.4 | -1.3 | 0.2 | -9.4 | -9.4 | -14.4 | 1.7 | 1.7 | 0.6 | -4.4 | 6.1 | 3.3 | -8.3 | -9.4 | -0.4 | -4 | -1.1 | -5 | -19.4 | -21.7 | 5.6 | -8.3 | -5.6 | -7.8 | -15.6 | -18.3 | -13.3 | -21.7 | 5 | 1.1 | 6.7 | 6.1 | 3.9 | 1.7 | 1.1 | -3.3 | 2 | 1 | -0.6 | -0.6 | 4.4 | 3.3 | 3.9 | -1.7 | -12.2 | -15 | -22 | -31 | 13.9 | 12.8 | 11.7 | 7.8 | -10.6 | -15 | -9.4 | -15 | 0.6 | -1.1 | 2.2 | -0.6 | 8.9 | 5.3 | 8.9 | 1.7 | 13.9 | 12.8 | 8.3 | 7.8 | 3.3 | -9.4 | -2.2 | -2.8 | -13.3 | -21.1 | 3.9 | 0 | 3.3 | -3.3 | -0.6 | -3.3 | -11.9 | -16 | -13.3 | -15.6 | -2.8 | -9.5 | 0 | -11.1
-19 | -21 | 0 | -0.6 | -0.6 | -2.2 | -2.8 | -3.3 | -7.2 | -13.3 | 8.9 | 7.8 | 4 | 2 | -0.6 | -3.3 | 11.1 | -4.4 | 4.8 | 4.8 | 4.4 | 2.2 | 9.8 | 0.9 | -5.6 | -5.6 | -3.3 | -10 | 14 | 12 | 16.1 | 15.6 | 16.7 | 14.4 | 8.9 | 7.7 | 20.6 | 20 | 2.2 | 1.7 | 21.1 | 14.4 | 8.7 | 5.6 | 0.6 | -0.6 | 6.7 | 4.4 | -7.4 | -10.1 | -1.7 | -2.8 | -8.5 | -10.5 | 17.8 | 16.7 | 13.9 | 12.8 | -0.6 | -2.2 | -30 | -31 | -24.4 | -26.1 | 2.2 | -2.2 | 6.1 | 5.6 | 2.4 | 0.4 | 1.7 | -1.1 | -13.9 | -15 | -7.8 | -8.3 | -6.3 | -9.1 | -6.7 | -8.8 | -4.8 | -8.1 | 0.2 | -1.1 | 1.1 | -10.6 | -10 | -15.6 | 2.2 | 1.7 | 2.1 | -2.5 | 5.6 | 3.9 | -7.8 | -8.9 | -0.2 | -4.5 | 0 | -5 | -16.7 | -19.4 | 7.2 | -6.7 | -4.4 | -7.8 | -15 | -17.8 | -13.9 | -21.7 | 5.4 | 1.9 | 6.7 | 6.1 | 2.8 | 0.6 | 0.6 | -2.8 | 3 | 3 | -0.6 | -0.6 | 6.6 | 5.1 | 3.9 | -1.7 | -12.2 | -15 | -22 | -30 | 13.3 | 12.8 | 11.1 | 6.7 | -11.1 | -15 | -9.4 | -15 | 0 | -1.7 | 1.7 | -0.6 | 8.3 | 6.1 | 10 | 2.2 | 14.4 | 13.3 | 8.9 | 8.3 | 3.3 | -8.9 | -2.8 | -3.9 | -12.4 | -20.1 | 3.9 | -0.6 | 3.3 | -3.9 | -1.7 | -3.9 | -12 | -16.9 | -12.8 | -14.6 | -3.3 | -10.6 | -0.6 | -9.4
-21 | -23 | 0 | -1.1 | 3.3 | 0.6 | -2.2 | -2.2 | -2.4 | -10.2 | 8.3 | 6.7 | 5 | 2 | 2.2 | -2.2 | 11.7 | -5 | 5.2 | 5.2 | 6.1 | 2.8 | 13.5 | 2.1 | -0.6 | -3.6 | -1.7 | -9.4 | 14 | 12 | 16.7 | 16.1 | 21.1 | 18.3 | 10 | 8 | 20.6 | 20 | 2.2 | 1.7 | 23.3 | 13.9 | 8.9 | 5.6 | 1.7 | -0.6 | 6.7 | 2.8 | -8.2 | -11.4 | -2.2 | -3.3 | -8.7 | -11.1 | 18.3 | 17.2 | 15 | 13.9 | 0 | -1.7 | -31 | -34 | -23.3 | -25.6 | 1.1 | -0.6 | 5.6 | 5.6 | 2.6 | 0.1 | 1.7 | 0 | -13.3 | -15 | -6.7 | -7.2 | -6.7 | -9.4 | -6.7 | -8.9 | -4.4 | -8.3 | 0 | -1.1 | 1.7 | -8.7 | -8.1 | -13.8 | 2.2 | 2.2 | 3.5 | -0.9 | 8.3 | 3.3 | -7.8 | -8.9 | 0 | -5.6 | 5 | -3.9 | -12.8 | -16.7 | 12.2 | -5 | -2.8 | -6.7 | -12.8 | -17.2 | -13.3 | -21.7 | 5.7 | 2.7 | 7.8 | 7.2 | 2.8 | 0.6 | 0 | -2.2 | 4 | 4 | -0.6 | -0.6 | 8.9 | 6.7 | 3.9 | 0 | -11.1 | -14.4 | -22 | -29 | 13.3 | 12.8 | 13.3 | 8.9 | -11.1 | -15 | -8.9 | -13.9 | -1.1 | -2.8 | 1.7 | -0.6 | 7.8 | 6.7 | 12.8 | -0.6 | 15 | 13.9 | 8.9 | 8.9 | 3.9 | -8.9 | -2.2 | -2.8 | -11.5 | -20.1 | 4.4 | -0.6 | 3.9 | -3.9 | -2.2 | -3.9 | -12.2 | -18.3 | -12.2 | -13.7 | -1.5 | -9.6 | 0.6 | -13.3
-21 | -23 | 0 | -1.1 | 5.6 | 1.7 | -1.7 | -1.7 | 2.4 | -8.7 | 8.3 | 6.1 | 6 | 3 | 5.6 | -0.6 | 12.8 | -5 | 5.6 | 5.6 | 7.2 | 2.8 | 17.2 | 2.2 | 4.4 | -3.4 | 3.9 | -6.1 | 14 | 12 | 18.3 | 17.8 | 23.3 | 17.8 | 11.1 | 8.3 | 22.2 | 20.6 | 2.2 | 1.7 | 25.6 | 13.9 | 9.8 | 5.2 | 2.8 | 0 | 6.1 | 1.7 | -8.9 | -13.3 | -2.2 | -3.3 | -8.9 | -12.2 | 18.3 | 17.3 | 15.6 | 14.4 | 0.6 | -1.1 | -28 | -32 | -21.1 | -23.3 | 2.8 | 0.6 | 5.6 | 5.6 | 2.8 | 0 | 1.1 | -1.1 | -11.1 | -11.7 | -6.1 | -7.2 | -6.3 | -9 | -6.1 | -8.5 | -4 | -7.2 | 0.2 | -1 | 2.2 | -8.6 | -6.3 | -12.7 | 3.3 | 2.8 | 5 | 0.6 | 11.1 | -3.3 | -7.8 | -8.9 | 1.1 | -4.6 | 7.2 | -3.3 | -8.3 | -13.9 | 14.4 | -3.3 | -1.1 | -6.7 | -11.1 | -16.7 | -12.8 | -21.1 | 6.1 | 3.3 | 8.9 | 7.2 | 2.2 | 0 | 0.6 | -2.2 | 4 | 3 | -0.6 | -0.6 | 11.1 | 8.3 | 4.4 | 1.7 | -10 | -14.4 | -22 | -29 | 15.6 | 13.9 | 15.6 | 7.8 | -10.6 | -16.1 | -7.2 | -13.9 | -1.7 | -3.3 | 2.8 | -0.6 | 8.2 | 7.3 | 12.2 | 0.6 | 16.7 | 14.4 | 11.7 | 10 | 4.4 | -9.4 | -2.2 | -2.8 | -10.6 | -21.1 | 6.1 | 0 | 5 | -3.3 | -1.1 | -3.3 | -11.5 | -17.1 | -11.7 | -13.3 | 0.4 | -9.5 | 0 | -12.2
-21 | -24 | 0 | -1.1 | 8.3 | 0.6 | -1.1 | -1.1 | 7.2 | -10 | 8.9 | 6.1 | 7 | 4 | 8.3 | -0.6 | 12.8 | -0.6 | 5.8 | 5.7 | 8.3 | 3.3 | 19.2 | 3 | 9.4 | -6.1 | 3.3 | -5 | 14 | 10 | 20 | 17.8 | 24.4 | 16.7 | 13.1 | 7.4 | 23.9 | 21.1 | 2.8 | 1.7 | 25.6 | 15 | 10.8 | 4.7 | 2.2 | 0 | 5.6 | 1.1 | -8.3 | -12.8 | -2.2 | -2.8 | -7.4 | -11.6 | 18.3 | 17.7 | 15 | 13.9 | 1.7 | -1.1 | -27 | -31 | -19.4 | -22.2 | 3.9 | 1.7 | 7.2 | 6.7 | 4.1 | 0.2 | 1.7 | -1.1 | -8.9 | -9.4 | -5 | -5.6 | -6 | -9.1 | -5.6 | -8.6 | -3.7 | -6.7 | 0.4 | -1.1 | 2.8 | -9.4 | -4.4 | -12.8 | 3.3 | 2.8 | 3.9 | -0.8 | 11.7 | -4.4 | -6.7 | -7.8 | 2.2 | -4.2 | 8.9 | -2.8 | -4.4 | -11.1 | 17.2 | -2.8 | -0.6 | -6.1 | -10 | -16.7 | -11.7 | -21.1 | 6.7 | 3.9 | 10 | 7.2 | 1.7 | 0 | 1.1 | -2.2 | 4 | 3 | 0 | 0 | 11.7 | 8.4 | 5 | 2.8 | -8.3 | -14.4 | -21 | -28 | 18.3 | 14.4 | 17.2 | 6.1 | -10.6 | -16.7 | -6.1 | -15 | -1.7 | -3.9 | 5.6 | 0 | 8.5 | 7.8 | 15 | 0.6 | 18.3 | 14.4 | 16.7 | 12.8 | 5 | -9.4 | -1.1 | -1.7 | -9.8 | -19.5 | 6.7 | -0.6 | 4.4 | -4.4 | 0 | -3.9 | -10.7 | -16.1 | -10.9 | -13.4 | 2.2 | -11.7 | 0 | -12.2
-21 | -23 | 0 | -0.6 | 10 | 1.1 | 0 | -1.1 | 8.3 | -7.7 | 9.4 | 5.6 | 7 | 4 | 10 | -1.1 | 13.3 | 1.1 | 5.9 | 5.5 | 8.9 | 3.3 | 21.3 | 3.5 | 10 | -6 | 6.7 | -6.7 | 16 | 10 | 20.6 | 18.3 | 24.4 | 16.7 | 15.2 | 5.7 | 25.6 | 21.1 | 4.4 | 2.8 | 26.7 | 13.9 | 11.7 | 3.9 | 2.8 | 0 | 5 | 1.1 | -7.8 | -12.6 | -2.2 | -2.2 | -5.9 | -11.5 | 18.3 | 17.8 | 15.6 | 14.4 | 2.8 | 0 | -26 | -32 | -17.2 | -21.7 | 3.9 | 1.1 | 8.9 | 8.3 | 5.4 | 0.1 | 1.7 | -1.1 | -6.1 | -6.7 | -4.4 | -5 | -5.6 | -9.4 | -5 | -8.9 | -3.3 | -6.7 | 0.6 | -1.1 | 3.7 | -8 | -3.3 | -10.2 | 3.9 | 3.3 | 2.8 | -2 | 12.2 | -5 | -6.1 | -6.7 | 3.3 | -4.4 | 12.8 | -6.1 | 0.6 | -8.3 | 18.9 | -2.8 | 0.6 | -5.6 | -8.9 | -16.7 | -10 | -21.1 | 7.2 | 4.2 | 11.7 | 8.9 | 2.2 | 0 | -1.7 | -4.4 | 4 | 3 | 0.5 | 0.5 | 12.2 | 8.5 | 5 | 3.3 | -6.7 | -15 | -20 | -27 | 18.9 | 14.4 | 17.8 | 4.4 | -10.6 | -17.8 | -4.4 | -13.9 | -2.2 | -4.4 | 7.2 | 0 | 8.9 | 8.3 | 15.6 | 0.6 | 20 | 14.4 | 19.4 | 14.4 | 5.6 | -8.3 | -0.6 | -0.6 | -9.1 | -19.1 | 7.2 | 0 | 6.1 | -3.3 | 0.6 | -2.8 | -10 | -16.1 | -10.2 | -13.8 | 2.6 | -10.1 | -0.6 | -11.1
-21 | -23 | -0.6 | -1.1 | 11.7 | 1.7 | 0.6 | 0 | 9.5 | -7.2 | 10.6 | 4.4 | 9 | 6 | 10.6 | -2.8 | 14.4 | 2.8 | 6.1 | 5.6 | 10 | 4.4 | 23.3 | 3.9 | 10.5 | -6.8 | 7.2 | -8.3 | 16 | 9 | 21.7 | 18.3 | 25 | 16.7 | 17.2 | 2.8 | 26.1 | 21.1 | 6.1 | 3.3 | 27.2 | 13.9 | 10.2 | 2.6 | 3.3 | 0 | 4.4 | 1.1 | -7.2 | -13.3 | -1.1 | -2.2 | -4.4 | -12.8 | 19.4 | 18.1 | 16.7 | 15.6 | 3.3 | 0.6 | -25 | -31 | -16.1 | -20.6 | 4.4 | 1.1 | 9.4 | 8.3 | 6.7 | 0 | 2.8 | -1.1 | -4.4 | -5 | -3.3 | -3.9 | -5.4 | -9.8 | -4.8 | -8.8 | -2.9 | -7.2 | 0.6 | -0.9 | 4.7 | -7.5 | -2.2 | -9 | 4.4 | 3.9 | 1.7 | -3.9 | 12.8 | -4.4 | -6.1 | -6.7 | 4.1 | -3.4 | 13.9 | -7.8 | 2.8 | -5 | 20 | -2.8 | 1.1 | -5 | -7.8 | -21.7 | -8.9 | -22.2 | 7.8 | 4.4 | 11.7 | 8.3 | 3.3 | 0 | -5 | -6.7 | 4 | 3 | 1.1 | 1.1 | 12.8 | 8.3 | 5.6 | 3.9 | -6.7 | -16.1 | -19 | -26 | 19.4 | 14.4 | 18.3 | 1.1 | -10.6 | -18.3 | -3.9 | -14.4 | -2.8 | -5.6 | 7.2 | 0 | 9.3 | 8.6 | 16.7 | 1.1 | 21.3 | 14.5 | 21.1 | 15 | 5.6 | -7.8 | 0.6 | -0.6 | -8.3 | -20 | 8.3 | 0 | 6.1 | -3.3 | 1.7 | -2.2 | -9.4 | -15.4 | -9.4 | -15 | 2.9 | -9.5 | -1.1 | -10
-21 | -23 | -0.6 | -1.1 | 13.9 | 2.8 | 1.1 | 0 | 10.6 | -7.2 | 10 | 3.3 | 9 | 7 | 11.1 | -2.2 | 15 | 2.2 | 6.3 | 5.6 | 11.1 | 3.9 | 22.6 | 4.2 | 11.1 | -8.9 | 6.7 | -7.2 | 17 | 9 | 21.7 | 18.3 | 24.4 | 16.7 | 17.4 | 3 | 25.6 | 21.7 | 7.8 | 2.8 | 27.2 | 14.4 | 8.7 | 0.9 | 4.4 | 0 | 3.3 | 0 | -7.2 | -11.9 | -1.1 | -2.2 | -4.4 | -11.4 | 20.6 | 18.2 | 16.1 | 15 | 2.8 | 0.6 | -24 | -28 | -15 | -18.9 | 4.4 | 3.9 | 10 | 8.9 | 5.9 | 0 | 2.8 | -2.2 | -3.3 | -3.9 | -2.2 | -2.2 | -5.2 | -10.5 | -4.6 | -8.9 | -2.6 | -8.5 | 0.6 | -0.6 | 5.6 | -8.3 | -1.1 | -8.3 | 4.4 | 3.9 | 2.1 | -3.3 | 12.8 | -5 | -6.1 | -6.7 | 4.8 | -2.9 | 14.4 | -7.8 | 0 | -8.3 | 20.6 | -2.8 | 2.2 | -4.4 | -6.1 | -18.9 | -7.8 | -21.7 | 7.1 | 4.6 | 10.6 | 8.3 | 3.9 | 0.6 | -6.1 | -7.8 | 4 | 2 | 1.5 | 1.5 | 13 | 8.5 | 6.1 | 4.4 | -5.6 | -15.6 | -20 | -27 | 20 | 14.4 | 18.3 | -8.3 | -11.1 | -17.8 | -2.8 | -14.4 | -2.8 | -5.6 | 8.3 | 0 | 9.6 | 8.7 | 15 | 0.6 | 22.6 | 14.5 | 20.6 | 15 | 5.6 | -5.6 | 0.6 | -0.6 | -7.8 | -18.7 | 9.4 | 0 | 7.2 | -2.8 | 1.7 | -2.2 | -8.9 | -15.7 | -8.9 | -13.9 | 3.3 | -10.6 | -1.7 | -10.6
-20 | -23 | 0 | -1.1 | 15 | 3.3 | 1.1 | 0.6 | 10.4 | -5.7 | 10 | 2.8 | 10 | 7 | 11.1 | -2.2 | 15 | -7.2 | 6.5 | 5.6 | 11.1 | 4.4 | 21.8 | 4.8 | 10 | -7.7 | 6.7 | -7.8 | 16 | 9 | 21.7 | 17.8 | 25 | 17.2 | 17.6 | 2.8 | 25.6 | 21.1 | 9.4 | 3.3 | 24.4 | 16.7 | 7.2 | -0.6 | 4.4 | 0 | 2.8 | 0 | -7.2 | -11.2 | -1.1 | -3.3 | -4.4 | -11.4 | 21.7 | 18.3 | 16.1 | 15 | 2.8 | 0.6 | -25 | -28 | -15 | -16.7 | 3.3 | 3.3 | 10 | 8.9 | 5.2 | 0.2 | 2.8 | -2.2 | -2.2 | -3.3 | -1.7 | -1.7 | -5 | -12.2 | -4.4 | -10 | -2.2 | -11.1 | 0.6 | -0.6 | 6 | -7 | -1.5 | -8.1 | 4.4 | 3.9 | 2.4 | -3.3 | 12.8 | -5.6 | -6.1 | -7.2 | 5.6 | -2.8 | 14.4 | -10 | -1.7 | -6.1 | 21.1 | -2.2 | 2.8 | -4.4 | -6.1 | -15.6 | -8.3 | -22.8 | 6.3 | 4.6 | 10.6 | 8.3 | 5 | 0 | -7.2 | -9.4 | 3 | 1 | 1.8 | 1.8 | 13.1 | 8.4 | 6.1 | 4.4 | -5.6 | -15 | -20 | -27 | 18.9 | 13.9 | 18.3 | -8.3 | -10.6 | -16.7 | -1.7 | -13.9 | -2.8 | -5.6 | 10 | -0.6 | 10 | 8.9 | 15 | 0 | 23.9 | 13.9 | 20.6 | 15.6 | 5 | -3.9 | 0.6 | 0 | -7.2 | -18.7 | 8.3 | 0 | 7.2 | -1.7 | 0.6 | -3.3 | -8.3 | -16.7 | -8.3 | -13.1 | 2.9 | -9.2 | -2.2 | -11.7
-20 | -22 | -0.6 | -1.1 | 13.9 | 3.3 | 1.1 | 0.6 | 10.2 | -5.5 | 9.4 | 2.2 | 10 | 7 | 11.7 | -0.6 | 14.4 | -5.6 | 6.7 | 5.6 | 11.7 | 2.2 | 21.1 | 5 | 8.9 | -7.3 | 4.4 | -5.6 | 16 | 6 | 20.6 | 18.3 | 24.4 | 17.2 | 17.8 | 2.8 | 24.4 | 20.6 | 10 | 4.4 | 23.9 | 16.7 | 5 | -0.9 | 4.4 | 0 | 2.2 | -0.6 | -7.2 | -11.1 | -1.7 | -3.3 | -4.4 | -12.2 | 20.2 | 17.8 | 16.7 | 15 | 2.8 | 0.6 | -25 | -28 | -14.4 | -15.6 | 5 | 4.4 | 10.6 | 8.9 | 4.4 | 0 | 2.8 | -2.2 | -1.1 | -2.8 | -0.6 | -1.1 | -5.6 | -12 | -5 | -9.4 | -3.7 | -10.8 | 0.6 | -0.5 | 6.3 | -7.1 | -1.8 | -8.4 | 4.4 | 3.9 | 2.8 | -3.9 | 11.7 | -6.1 | -6.1 | -7.2 | 4.7 | -2.7 | 13.9 | -11.1 | -1.1 | -6.1 | 19.4 | -2.8 | 2.2 | -4.4 | -6.1 | -11.1 | -7.8 | -22.2 | 5.6 | 4.4 | 11.1 | 8.3 | 5.6 | -0.6 | -7.8 | -9.4 | 2 | 1 | 2.2 | 2.2 | 13.3 | 8.3 | 6.1 | 4.4 | -5.6 | -15 | -20 | -26 | 18.9 | 13.3 | 19.4 | -7.2 | -11.1 | -17.8 | -1.7 | -13.9 | -2.2 | -6.1 | 11.1 | -1.7 | 10 | 9.1 | 15 | 0 | 22.6 | 13.4 | 21.1 | 16.1 | 3.9 | -4.4 | 1.1 | 0 | -6.7 | -20.6 | 8.3 | -0.6 | 7.2 | -1.1 | 0 | -3.3 | -10 | -16.2 | -7.8 | -13.3 | 2.6 | -9.2 | -2.8 | -12.2
-20 | -23 | -0.6 | -1.7 | 11.7 | 3.3 | 1.1 | 0.6 | 10 | -5.6 | 9.4 | 3.3 | 10 | 7 | 10.6 | -1.1 | 13.3 | -3.9 | 6.3 | 5.3 | 11.1 | 6.1 | 18.3 | 5.9 | 7.8 | -8.3 | 3.3 | -5.6 | 14 | 4 | 20.6 | 18.3 | 24.4 | 17.8 | 15.9 | 3 | 24.4 | 20.6 | 11.1 | 2.2 | 22.8 | 16.1 | 2.8 | -1.5 | 3.3 | -0.6 | 1.7 | -0.6 | -8.5 | -11.6 | -1.7 | -3.9 | -4.8 | -11.2 | 18.7 | 17.4 | 16.1 | 15 | 2.8 | 0.6 | -27 | -31 | -13.3 | -13.9 | 4.4 | 4.4 | 9.4 | 8.3 | 3.5 | 0.2 | 2.2 | -2.2 | -1.7 | -2.8 | -0.6 | -1.1 | -6.1 | -12.5 | -5.5 | -9.8 | -5.2 | -11.6 | 0.6 | -0.5 | 6.7 | -7.8 | -2.2 | -10 | 4.4 | 3.9 | 2.4 | -3.8 | 10 | -6.7 | -5.6 | -6.1 | 3.7 | -2.9 | 13.3 | -10.6 | -1.7 | -8.3 | 16.7 | -3.3 | 0.6 | -4.4 | -7.2 | -18.3 | -8.3 | -22.8 | 4.8 | 3.6 | 10.6 | 7.8 | 4.4 | -0.6 | -8.3 | -10 | 2 | 0 | 1.8 | 1.8 | 12.6 | 8.3 | 6.1 | 4.4 | -5.6 | -15 | -20 | -27 | 17.8 | 12.8 | 15.6 | -7.8 | -12.2 | -17.8 | -1.7 | -14.4 | -2.8 | -6.1 | 11.1 | -2.8 | 10 | 9.3 | 14.4 | -0.6 | 21.3 | 13 | 21.1 | 16.1 | 3.9 | -3.3 | 0 | -1.1 | -8.2 | -18.5 | 7.8 | 0 | 5 | -1.1 | -1.1 | -2.8 | -11.6 | -16.6 | -8.5 | -13 | 2.2 | -10.6 | -3.9 | -13.9
-21 | -23 | -1.1 | -2.2 | 10.6 | 3.9 | 1.1 | 0.6 | 6.7 | -4.4 | 9.4 | 2.2 | 9 | 7 | 8.9 | 0 | 12.2 | -2.2 | 6 | 5 | 9.4 | 5.6 | 15.6 | 6.1 | 6.9 | -7 | 3.9 | -5 | 14 | 4 | 19.4 | 18.3 | 23.3 | 16.7 | 14.1 | 3.3 | 23.9 | 20 | 10 | 4.4 | 22.2 | 15.6 | 0.6 | -2.8 | 2.8 | -0.6 | 1.7 | -0.6 | -9.8 | -12.6 | -3.3 | -5 | -5.2 | -11.4 | 17.2 | 16.7 | 16.1 | 14.4 | 2.8 | 0 | -27 | -30 | -12.2 | -13.3 | 4.4 | 4.4 | 8.9 | 8.3 | 2.6 | 0.5 | 0 | -2.8 | -2.8 | -3.9 | -1.1 | -1.7 | -6.7 | -13.9 | -6.1 | -10.6 | -6.7 | -13.3 | 0.6 | -0.6 | 6.5 | -6.6 | -2.6 | -8.9 | 4.4 | 3.9 | 2.1 | -4.3 | 7.8 | -9.4 | -5.6 | -6.7 | 2.8 | -3.9 | 11.7 | -11.1 | -2.2 | -8.9 | 13.3 | -3.9 | -1.7 | -5.6 | -8.3 | -17.8 | -8.9 | -23.3 | 4.1 | 2.6 | 10.6 | 7.8 | 2.8 | -0.6 | -9.4 | -11.7 | 2 | 0 | 1.5 | 1.5 | 11.8 | 7.9 | 5.6 | 3.9 | -6.1 | -13.9 | -19 | -25 | 17.2 | 13.3 | 13.9 | -7.2 | -12.2 | -17.8 | -3.3 | -14.4 | -2.2 | -6.1 | 8.9 | -2.8 | 10 | 9.4 | 11.1 | -1.7 | 20 | 12.2 | 19.4 | 16.1 | 2.8 | -1.1 | 0 | -1.1 | -9.6 | -18.3 | 5 | -1.7 | 3.9 | 0 | -2.2 | -3.3 | -13.3 | -17.8 | -9.3 | -13.6 | 1.7 | -8.2 | -3.9 | -13.9
-21 | -23 | -1.1 | -1.7 | 10 | 3.9 | 1.1 | 0.6 | 3.3 | -4.5 | 8.9 | 1.7 | 8 | 4 | 7.2 | 0 | 12.2 | -0.6 | 5.6 | 4.4 | 8.9 | 5.6 | 12.8 | 5.6 | 5.9 | -7.1 | 2.8 | -5 | 13 | 6 | 18.3 | 17.8 | 22.8 | 17.2 | 12.2 | 2.8 | 22.2 | 20 | 7.8 | 2.2 | 21.7 | 14.4 | -0.2 | -3 | 2.2 | -0.6 | 1.7 | -0.6 | -11.1 | -13.9 | -4.4 | -5 | -5.6 | -12.2 | 16.5 | 16 | 15.6 | 15 | 1.7 | 0.6 | -29 | -32 | -11.1 | -11.7 | 4.4 | 4.4 | 8.3 | 7.8 | 1.7 | 0.6 | -1.1 | -3.9 | -3.3 | -3.9 | -1.1 | -1.7 | -7.6 | -13.5 | -6.7 | -10.3 | -7.6 | -13.2 | 0.8 | -0.2 | 6.3 | -6.5 | -2.9 | -8.6 | 4.4 | 3.9 | 1.7 | -5.6 | 6.1 | -10.6 | -5 | -5.6 | 0.9 | -4 | 10.6 | -10 | -3.9 | -9.4 | 11.7 | -3.9 | -3.9 | -6.7 | -9.4 | -17.2 | -8.9 | -23.3 | 3.3 | 1.7 | 10 | 7.8 | 2.2 | -0.6 | -10 | -12.2 | 2 | 0 | 1.1 | 1.1 | 11.1 | 7.8 | 6.1 | 4.4 | -6.7 | -13.9 | -18 | -25 | 16.1 | 13.3 | 10.6 | -6.1 | -12.8 | -17.8 | -3.9 | -15 | -2.2 | -6.1 | 4.4 | -2.2 | 9.8 | 9.2 | 8.9 | -1.7 | 18.9 | 13.3 | 20 | 16.1 | 2.8 | 0 | -0.6 | -1.7 | -11.1 | -19.4 | 3.3 | -0.6 | 3.9 | 0.6 | -3.3 | -3.9 | -13.9 | -17.6 | -10 | -14.4 | 1.1 | -7.5 | -4.4 | -13.3
-21 | -23 | -1.1 | -1.7 | 10 | 3.3 | 1.1 | 0.6 | 0 | -6.1 | 8.9 | 1.7 | 8 | 4 | 6.1 | 1.1 | 12.2 | -0.6 | 5.6 | 4.6 | 8.3 | 5.6 | 12.1 | 4.8 | 5 | -7.8 | 2.2 | -2.2 | 13 | 6 | 17.8 | 17.2 | 21.7 | 17.8 | 11.7 | 3 | 22.8 | 21.1 | 6.7 | 1.7 | 21.1 | 13.9 | -0.9 | -3.9 | 4.4 | -1.1 | 1.7 | -0.6 | -12.4 | -14.3 | -3.9 | -5.6 | -6.1 | -11.4 | 15.7 | 15.3 | 15.6 | 14.4 | 1.7 | 0 | -29 | -31 | -10.6 | -11.1 | 5 | 4.4 | 7.8 | 7.2 | 1.7 | 0.4 | -1.1 | -4.4 | -2.8 | -3.9 | -1.1 | -1.7 | -8.5 | -13.8 | -7.2 | -10.5 | -8.5 | -13.7 | 0.9 | 0.2 | 6.1 | -7.2 | -3.3 | -9.4 | 4.4 | 3.9 | 1.5 | -5.2 | 5 | -10.6 | -4.4 | -5.6 | -0.9 | -4.6 | 7.2 | -8.3 | -3.3 | -10.6 | 10.6 | -3.9 | -2.8 | -6.1 | -8.9 | -17.8 | -9.4 | -23.3 | 2.8 | 1.2 | 10 | 7.8 | 1.7 | -0.6 | -10.6 | -12.2 | 2 | 0 | 0.9 | 0.9 | 11.1 | 8 | 5.6 | 3.9 | -7.2 | -13.9 | -18 | -25 | 15 | 13.3 | 7.8 | -5 | -13.3 | -17.8 | -5 | -13.9 | -2.8 | -6.1 | 2.8 | -2.8 | 9.6 | 9 | 8.3 | -1.1 | 17.8 | 13.9 | 20 | 16.7 | 2.8 | 0 | -1.1 | -2.2 | -11.8 | -18.3 | 2.2 | 0 | 2.2 | 0 | -6.1 | -7.2 | -14.4 | -17.6 | -10.7 | -14.2 | 0.6 | -7.8 | -4.4 | -13.9
-21 | -23 | -1.7 | -2.8 | 8.9 | 2.8 | 1.1 | 0.6 | 1.5 | -5.6 | 8.3 | 0.6 | 7 | 2 | 5 | 0 | 12.2 | -0.6 | 5.6 | 4.6 | 7.2 | 5 | 11.3 | 3.8 | 2.6 | -5.3 | 0.6 | -1.1 | 11 | 3 | 17.2 | 16.7 | 21.1 | 18.3 | 11.1 | 2.9 | 22.8 | 21.1 | 6.1 | 2.2 | 20.6 | 11.7 | -1.7 | -5 | 2.8 | -0.6 | 1.7 | -0.6 | -13.7 | -15.2 | -3.9 | -5.6 | -6.7 | -11.6 | 15 | 14.4 | 15.6 | 14.4 | 2.8 | 0.6 | -30 | -33 | -10 | -10.6 | 3.9 | 3.9 | 7.8 | 7.8 | 1.7 | 0.2 | -3.3 | -4.4 | -2.8 | -3.9 | -1.7 | -2.2 | -9.4 | -15 | -7.8 | -11.1 | -9.4 | -15 | 1.1 | 0.6 | 6.1 | -6.7 | -2.4 | -8.2 | 4.4 | 4.4 | 1.3 | -5.6 | 3.9 | -10 | -4.4 | -5 | -2.8 | -6.1 | 8.3 | -9.4 | -7.2 | -10.6 | 10 | -3.9 | -3.9 | -6.1 | -8.9 | -18.3 | -10 | -23.3 | 2.2 | 0.6 | 9.4 | 7.8 | 1.1 | -0.6 | -10.6 | -12.8 | 2 | 0 | 0.8 | 0.8 | 11.1 | 8.2 | 5 | 3.3 | -7.8 | -12.8 | -17 | -24 | 15 | 13.3 | 8.3 | -4.4 | -12.8 | -17.8 | -6.1 | -15 | -2.8 | -6.1 | 1.7 | -3.9 | 9.4 | 8.9 | 6.7 | -1.7 | 16.7 | 14.4 | 19.4 | 16.7 | 2.8 | -1.1 | -2.2 | -3.3 | -12.6 | -18.3 | 0.6 | -1.1 | 2.2 | 1.1 | -5 | -6.7 | -15 | -18.3 | -11.5 | -14.4 | -0.2 | -6.6 | -4.4 | -12.8
-20 | -22 | 1.7 | -3.9 | 8.9 | 2.2 | 1.7 | 1.1 | 2.9 | -6.5 | 7.8 | 0.6 | 7 | 2 | 3.9 | -0.6 | 11.7 | 0 | 5.6 | 4.4 | 6.1 | 4.4 | 10.6 | 2.8 | 0.2 | -4.6 | -1.1 | -3.9 | 11 | 0 | 17.2 | 16.7 | 21.1 | 18.3 | 10.6 | 2.8 | 22.8 | 21.1 | 5 | 1.7 | 20.6 | 10.6 | -2.8 | -5.7 | 2.2 | -1.1 | 1.7 | -0.6 | -15 | -16.1 | -4.4 | -6.7 | -7.2 | -12.2 | 13.7 | 13.4 | 15.6 | 14.4 | 2.8 | 0 | -28 | -31 | -10 | -11.5 | 3.3 | 2.8 | 7.2 | 7.2 | 1.7 | 0 | -3.9 | -5 | -2.8 | -3.9 | -1.7 | -2.2 | -9.8 | -14.2 | -8.5 | -10.9 | -10 | -14.3 | 0.7 | 0.3 | 6.1 | -7 | -1.5 | -7.9 | 5 | 4.4 | 1.1 | -6.7 | 2.2 | -11.1 | -5.6 | -6.1 | -3.2 | -6.1 | 4.4 | -8.9 | -11.1 | -14.4 | 8.9 | -4.4 | -4.4 | -6.7 | -10.6 | -17.8 | -10.6 | -23.3 | 1.7 | 0 | 9.4 | 8.3 | 0 | -1.1 | -10.6 | -12.8 | 2 | 0 | 0.6 | 0.6 | 11.1 | 8.3 | 5.6 | 3.9 | -8.3 | -12.8 | -18 | -23 | 15 | 13.9 | 5.6 | -4.4 | -12.8 | -18.3 | -7.8 | -12.2 | -2.8 | -5.6 | 1.7 | -3.9 | 9.4 | 9 | 4.4 | -1.7 | 15.8 | 14 | 19.4 | 16.7 | 2.8 | -1.1 | -1.7 | -2.8 | -13.3 | -18.9 | 0 | -1.1 | 1.7 | 0.6 | -4.4 | -5.6 | -14.4 | -17.2 | -12.2 | -15 | -0.9 | -6.5 | -4.4 | -12.2
-20 | -22 | 3.3 | -4.4 | 8.9 | 2.2 | 1.7 | 1.1 | 4.4 | -8.3 | 7.2 | 0 | 6 | 2 | 2.2 | -0.6 | 12.2 | -0.6 | 5.6 | 4.7 | 5.6 | 3.9 | 10.2 | 2.8 | -2.2 | -5 | -1.7 | -3.3 | 9 | 0 | 16.7 | 16.7 | 21.7 | 18.9 | 9.8 | 3.1 | 22.2 | 21.1 | 3.3 | 1.7 | 20.6 | 10.6 | -3.9 | -6.8 | 1.7 | -0.6 | 1.7 | -0.6 | -15.7 | -16.7 | -5 | -7.2 | -7.8 | -12 | 12.4 | 12.3 | 16.1 | 15 | 2.8 | 0 | -30 | -33 | -10.6 | -12.1 | 2.8 | 2.2 | 7.2 | 7.2 | 1.3 | -0.5 | -5 | -6.1 | -1.7 | -2.8 | -1.7 | -2.8 | -10.2 | -14.1 | -9.3 | -11.3 | -10.5 | -14 | 0.4 | 0.2 | 6.1 | -8.3 | -0.6 | -8.3 | 5 | 4.4 | 1.3 | -6 | 0 | -11.7 | -6.7 | -7.8 | -3.5 | -6.6 | 1.1 | -8.3 | -12.2 | -15 | 7.2 | -5 | -6.7 | -8.3 | -9.4 | -18.9 | -11.1 | -23.3 | 1.9 | -0.3 | 8.9 | 7.8 | -1.1 | -2.2 | -11.1 | -12.8 | 2 | 0 | 0.6 | 0.6 | 10.9 | 8.2 | 6.1 | 5 | -9.4 | -12.8 | -18 | -22 | 14.4 | 13.9 | 8.9 | -7.2 | -12.8 | -17.8 | -8.9 | -12.2 | -2.8 | -5.6 | -0.6 | -2.8 | 9.4 | 9.3 | 3.3 | -1.1 | 14.8 | 13.4 | 18.9 | 17.2 | 2.8 | -0.6 | -3.3 | -4.4 | -13.5 | -18.1 | -1.1 | -1.7 | 1.1 | -0.6 | -5.6 | -7.2 | -13.9 | -16.4 | -12.9 | -15.1 | -1.7 | -7.2 | -5 | -11.7
-20 | -21 | 2.8 | -3.3 | 9.4 | 5.6 | 1.7 | 1.1 | 5.2 | -8 | 6.7 | -0.6 | 6 | 1 | 1.7 | -1.1 | 12.2 | -1.7 | 5.6 | 4.9 | 6.1 | 5 | 9.5 | 2.7 | -3.1 | -5 | -1.7 | -3.3 | 7 | 0 | 17.2 | 17.2 | 21.7 | 18.9 | 9.1 | 3.3 | 21.7 | 20.6 | 2.2 | 1.1 | 20.6 | 10 | -5 | -8.3 | 2.8 | -0.6 | 1.7 | -0.6 | -16.5 | -17.5 | -5.6 | -7.8 | -8.3 | -12.3 | 11.1 | 11.1 | 15.6 | 13.9 | 2.2 | -0.6 | -31 | -34 | -11.7 | -12.4 | 1.7 | 1.1 | 6.7 | 6.1 | 1 | -1.2 | -5.6 | -5.6 | -1.7 | -2.2 | -1.1 | -2.2 | -10.6 | -14.4 | -10 | -11.7 | -11.1 | -14.4 | 0 | 0 | 6.3 | -7.8 | -0.4 | -6.4 | 5 | 4.4 | 1.5 | -6.2 | -1.7 | -11.7 | -7.8 | -8.9 | -3.9 | -7.2 | 2.2 | -8.3 | -12.8 | -15.6 | 7.2 | -5 | -6.1 | -8.3 | -11.7 | -16.1 | -11.7 | -23.3 | 2 | -1 | 8.3 | 7.8 | -1.1 | -2.2 | -11.7 | -13.9 | 1 | -1 | 0.6 | 0.6 | 10.8 | 8.1 | 6.7 | 5 | -9.4 | -12.8 | -17 | -21 | 14.4 | 13.9 | 7.2 | -8.3 | -13.9 | -20.6 | -8.3 | -12.8 | -2.8 | -5.6 | -1.7 | -3.3 | 9.4 | 9.4 | 2.8 | -2.2 | 13.9 | 12.8 | 18.9 | 17.2 | 2.8 | 0 | -3.3 | -4.4 | -13.7 | -18 | -1.1 | -2.2 | 0.6 | -1.1 | -6.1 | -6.7 | -13.3 | -16.1 | -13.7 | -15.5 | -2.4 | -7.1 | -5 | -15.6
-20 | -22 | 2.2 | -2.2 | 9.4 | 6.7 | 1.7 | 1.1 | 5.9 | -8.8 | 5.6 | 0 | 5 | 1 | 1.1 | -1.7 | 11.7 | -2.2 | 5.6 | 5 | 5.6 | 4.4 | 8.8 | 2.6 | -4.1 | -5.6 | -2.2 | -4.4 | 6 | -1 | 16.7 | 16.7 | 20.6 | 18.3 | 8.3 | 3.3 | 21.7 | 20.6 | 2.8 | 1.7 | 20 | 10.6 | -6.1 | -9.1 | 1.1 | -0.6 | 2.2 | -0.6 | -17.2 | -18.3 | -7.2 | -8.9 | -8.9 | -13.3 | 10.9 | 10.2 | 15 | 13.3 | 1.7 | -1.1 | -31 | -36 | -11.1 | -13 | 0.6 | 0.6 | 5 | 4.4 | 0.6 | -2.2 | -6.1 | -6.7 | -1.7 | -3.3 | -0.6 | -1.7 | -11 | -14.9 | -10.7 | -12.1 | -11.7 | -14.4 | -0.2 | -0.2 | 6.5 | -8 | -0.2 | -5.3 | 5.6 | 5 | 1.7 | -7.2 | -2.8 | -11.7 | -7.8 | -9.4 | -3.9 | -6.9 | 1.1 | -8.3 | -11.7 | -15 | 7.2 | -5 | -7.2 | -8.9 | -12.8 | -17.2 | -11.7 | -23.3 | 2.2 | -1.7 | 8.9 | 8.3 | -0.6 | -1.1 | -12.2 | -15 | 1 | -2 | 0.6 | 0.6 | 10.6 | 7.8 | 7.2 | 5.6 | -10 | -13.3 | -16 | -20 | 15 | 14.4 | 6.1 | -10 | -16.7 | -23.3 | -8.9 | -12.2 | -2.8 | -5.6 | -2.2 | -4.4 | 9.4 | 9.4 | 1.7 | -2.2 | 13.5 | 12.6 | 18.3 | 17.2 | 2.2 | 0.6 | -3.3 | -4.4 | -13.9 | -18.3 | -1.7 | -2.2 | 1.1 | -1.1 | -7.8 | -8.9 | -13.1 | -15.5 | -14.4 | -16.1 | -3.2 | -7.7 | -5 | -12.2
-21 | -22 | -1.1 | -4.4 | 10 | 7.2 | 1.7 | 1.1 | 6.7 | -11.1 | 5 | 0 | 5 | 1 | 0 | -2.8 | 11.7 | -2.2 | 5.4 | 4.8 | 5.6 | 3.9 | 8.4 | 2.5 | -5 | -6.1 | -3.9 | -6.7 | 5 | -1 | 16.1 | 16.1 | 20 | 18.3 | 7.4 | 1.7 | 21.7 | 20 | 2.2 | 1.1 | 20 | 10 | -7.2 | -10.5 | 2.8 | -1.1 | 2.2 | -0.6 | -17.2 | -18.3 | -7.2 | -8.9 | -9.6 | -13.1 | 10.8 | 9.4 | 15.6 | 13.9 | 2.2 | 0 | -31 | -35 | -11.1 | -13.7 | 1.7 | 1.1 | 3.9 | 3.3 | 0.6 | -2.2 | -6.7 | -7.2 | -2.2 | -3.3 | 0 | -2.2 | -11.3 | -15.7 | -11.5 | -12.9 | -12.2 | -14.8 | -0.4 | -0.4 | 6.7 | -10 | 0 | -5 | 5.6 | 5.6 | 0.9 | -7.2 | -2.8 | -11.7 | -8.3 | -9.4 | -3.9 | -6.9 | 1.1 | -8.3 | -10 | -13.9 | 5.6 | -5.6 | -7.2 | -9.4 | -12.8 | -15.6 | -12.2 | -22.8 | 2 | -1.7 | 8.3 | 7.8 | 0.6 | -1.1 | -12.2 | -15 | 1 | 0 | 0.6 | 0.6 | 10.6 | 7.7 | 7.2 | 6.1 | -10.6 | -13.9 | -16 | -20 | 15 | 14.4 | 5 | -10.6 | -18.9 | -26.1 | -10 | -11.7 | -2.8 | -5.6 | -2.8 | -6.1 | 9.4 | 9.4 | 2.8 | -1.7 | 13.2 | 12.4 | 18.9 | 17.8 | 2.2 | 1.1 | -4.4 | -5.6 | -14.8 | -18.5 | 0 | -1.1 | 1.1 | -2.2 | -5.6 | -7.2 | -13 | -15.4 | -14.8 | -16.2 | -3.9 | -8.9 | -6.1 | -13.3
-21 | -21 | 0.6 | -4.4 | 10 | 7.2 | 1.7 | 1.1 | 5.9 | -10 | 3.3 | -0.6 | 5 | 0 | 0 | -2.8 | 11.1 | -2.2 | 5.2 | 4.6 | 5.6 | 3.9 | 7.9 | 2.5 | -4.4 | -5.5 | -5 | -7.8 | 3 | -1 | 15.6 | 15.6 | 20.6 | 18.9 | 6.5 | -0.2 | 22.2 | 20.6 | 2.2 | 1.1 | 20 | 10.6 | -8.3 | -12.2 | 1.1 | -0.6 | 2.2 | -0.6 | -17.2 | -18.5 | -7.8 | -8.9 | -10.4 | -13.6 | 10.6 | 8.3 | 15.6 | 13.9 | 2.2 | 1.1 | -31 | -36 | -12.2 | -14.3 | 2.2 | 1.7 | 3.3 | 2.2 | 0.6 | -2.6 | -6.1 | -6.7 | -2.8 | -3.3 | -0.6 | -1.7 | -11.7 | -17.2 | -12.2 | -13.9 | -12.8 | -15.6 | -0.6 | -0.6 | 6.5 | -8.7 | -0.7 | -5.1 | 7.8 | 7.2 | 0.2 | -8 | -3.9 | -11.7 | -9.4 | -10.6 | -3.9 | -7.2 | -1.1 | -7.8 | -10 | -13.3 | 5.6 | -5.6 | -8.9 | -10.6 | -11.7 | -16.1 | -12.2 | -22.8 | 1.9 | -2 | 7.8 | 7.8 | 0.6 | -1.7 | -12.2 | -15 | 1 | 0 | 0.6 | 0.6 | 10.6 | 7.5 | 7.2 | 6.1 | -11.1 | -14.4 | -16 | -20 | 14.4 | 14.4 | 3.9 | -10.6 | -20.6 | -28.3 | -10.6 | -12.8 | -2.8 | -6.1 | -2.8 | -6.7 | 9.4 | 9.4 | 2.2 | -2.2 | 12.8 | 12.2 | 19.4 | 17.8 | 1.7 | 1.1 | -5 | -5.6 | -15.8 | -19 | 0 | -1.1 | 1.1 | -1.7 | -5.6 | -6.7 | -12.8 | -15.6 | -15.2 | -16.3 | -3.5 | -8.3 | -6.1 | -16.7
-21 | -23 | 1.1 | -3.9 | 10.6 | 7.2 | 1.1 | 1.1 | 5.2 | -10.1 | 3.3 | -0.6 | 5 | 1 | -1.1 | -2.8 | 10.6 | -2.2 | 5 | 4.4 | 5.6 | 4.4 | 7.5 | 2.4 | -3.9 | -5.3 | -6.7 | -8.9 | 3 | -2 | 16.7 | 16.7 | 20 | 18.3 | 5.6 | -2.2 | 22.2 | 21.1 | 1.1 | 0.6 | 20 | 10.6 | -8.7 | -12.2 | 0.6 | -0.6 | 1.7 | -1.1 | -17.2 | -18.9 | -8.3 | -10 | -11.1 | -14.4 | 10 | 7.6 | 15.6 | 13.9 | 2.8 | 1.1 | -31 | -35 | -13.3 | -14.6 | 2.2 | 1.7 | 2.2 | 1.7 | 0.6 | -3.3 | -7.8 | -8.3 | -2.8 | -3.9 | 0 | -2.2 | -12.4 | -16.9 | -12.8 | -14.2 | -13.3 | -15.6 | -0.6 | -0.7 | 6.3 | -8.5 | -1.5 | -5.9 | 8.9 | 8.3 | -0.6 | -10 | -5 | -11.1 | -9.4 | -11.1 | -3.9 | -6.9 | -1.1 | -7.8 | -8.3 | -11.1 | 5.6 | -5.6 | -10 | -11.7 | -11.1 | -15.6 | -12.8 | -23.3 | 1.7 | -2.8 | 7.8 | 7.2 | 0.6 | -1.7 | -12.8 | -15.6 | 1 | 0 | 0.6 | 0.6 | 10.6 | 7.2 | 6.1 | 5.6 | -11.7 | -15 | -16 | -20 | 13.9 | 13.9 | 3.3 | -11.7 | -23.3 | -31.7 | -10.6 | -12.2 | -2.8 | -5.6 | -2.2 | -7.2 | 9 | 9 | 0 | -2.8 | 12.2 | 11.8 | 20 | 18.3 | 1.7 | 1.1 | -5 | -6.1 | -16.7 | -20 | 1.1 | -0.6 | 1.1 | -2.2 | -5 | -5.6 | -12.4 | -15 | -15.6 | -16.7 | -3.2 | -8.4 | -7.2 | -16.7
-21 | -23 | -2.2 | -6.1 | 10.6 | 7.2 | 1.1 | 1.1 | 4.4 | -11.7 | 2.8 | -1.7 | 4 | 0 | -0.6 | -2.8 | 11.1 | -2.8 | 5.2 | 4.5 | 5.6 | 4.4 | 7.4 | 2.3 | -3.3 | -5 | -7.8 | -10.6 | 2 | -3 | 17.2 | 17.2 | 20 | 18.9 | 5.2 | -2.3 | 22.2 | 21.1 | 1.1 | 0.6 | 20 | 10 | -9 | -12.8 | 0.6 | -0.6 | 1.1 | -1.7 | -17.2 | -19 | -7.8 | -8.9 | -10.9 | -13.5 | 9.5 | 7 | 15 | 13.3 | 2.8 | 1.1 | -31 | -35 | -15 | -15.2 | 3.3 | 2.2 | 2.2 | 1.1 | 0.4 | -2.9 | -8.3 | -9.4 | -3.3 | -4.4 | 0 | -2.2 | -13.2 | -17.5 | -13.3 | -14.8 | -13.9 | -16 | -0.6 | -1 | 6.1 | -10 | -2.2 | -7.2 | 7.8 | 7.2 | -1 | -9.8 | -5 | -11.7 | -9.4 | -11.7 | -3.9 | -6.9 | -2.2 | -7.8 | -6.1 | -9.4 | 5.6 | -5.6 | -10.6 | -11.7 | -11.1 | -15.6 | -13.3 | -22.8 | 1.5 | -2.5 | 8.9 | 8.3 | 0.6 | -1.7 | -13.3 | -16.7 | 1 | 0 | 0.6 | 0.6 | 10.4 | 7.5 | 5.6 | 4.4 | -11.7 | -16.1 | -15 | -19 | 13.9 | 13.9 | 2.8 | -11.7 | -25.6 | -34.4 | -10.6 | -11.7 | -2.8 | -6.7 | -2.2 | -8.3 | 8.7 | 8.7 | 0 | -2.8 | 11.7 | 11.6 | 20 | 18.3 | 1.1 | 1.1 | -2.8 | -3.3 | -17.1 | -19.8 | 3.3 | 1.1 | 2.2 | -2.2 | -5 | -5.6 | -12.1 | -15 | -16 | -17 | -2.8 | -9.4 | -5 | -13.3
-20 | -21 | -3.9 | -6.1 | 10.6 | 7.2 | 1.1 | 1.1 | 3.9 | -10.4 | 3.3 | -2.2 | 4 | 0 | -0.6 | -2.8 | 11.1 | -3.3 | 5.4 | 4.5 | 4.4 | 3.3 | 6.8 | 2.3 | -2.6 | -4.5 | -8.3 | -11.7 | 2 | -3 | 18.3 | 17.8 | 20 | 18.9 | 4.8 | -2.9 | 22.2 | 20.6 | 1.1 | 0.6 | 19.4 | 10 | -9.4 | -13.9 | 1.7 | 0 | 1.7 | -1.7 | -17.2 | -19.3 | -8.3 | -9.4 | -10.8 | -13 | 8.9 | 6.1 | 14.4 | 13.3 | 2.8 | 1.1 | -32 | -35 | -16.1 | -16.7 | 2.8 | 1.7 | 2.2 | 1.1 | 0.2 | -2.8 | -8.3 | -9.4 | -3.3 | -4.4 | 0 | -2.2 | -13.9 | -18.3 | -13.9 | -15.6 | -14.4 | -16.7 | -0.6 | -1.1 | 6.3 | -8.9 | -1.8 | -6.7 | 7.2 | 6.7 | -1.3 | -10.6 | -5 | -11.7 | -10 | -12.8 | -3.9 | -7.2 | -0.6 | -7.8 | -6.7 | -9.4 | 5.6 | -5 | -10.6 | -14.4 | -11.7 | -15.6 | -13.3 | -21.7 | 1.3 | -2.6 | 7.8 | 7.8 | 0.6 | -1.7 | -13.9 | -17.2 | 0 | 0 | 0.6 | 0.6 | 10.2 | 7.6 | 6.1 | 5 | -11.7 | -16.7 | -15 | -19 | 14.4 | 14.4 | 2.2 | -12.2 | -26.7 | -35 | -11.1 | -12.2 | -2.8 | -6.7 | -2.2 | -8.9 | 8.3 | 8.3 | 1.7 | -1.7 | 11.1 | 11.1 | 18.9 | 17.8 | 1.1 | 1.1 | -3.9 | -5 | -17.4 | -20 | 6.7 | 2.8 | 1.7 | -2.2 | -5 | -5.6 | -11.7 | -15 | -16.3 | -17.3 | -3 | -8.4 | -5.6 | -13.3
-20 | -21 | -3.9 | -6.7 | 11.1 | 7.8 | 1.1 | 1.1 | 3.3 | -10.2 | 3.3 | -2.8 | 3 | 0 | -0.6 | -3.3 | 10.6 | -3.3 | 5.6 | 4.4 | 4.4 | 3.3 | 6.7 | 2.2 | -1.8 | -4.3 | -7.2 | -9.4 | 2 | -2 | 18.3 | 17.2 | 20.6 | 19.4 | 4.4 | -3.9 | 22.2 | 20.6 | 1.7 | 1.7 | 19.4 | 10 | -9.4 | -13.4 | 0.6 | -0.6 | 1.1 | -1.7 | -17.2 | -20 | -8.3 | -9.4 | -10.6 | -12.8 | 9.8 | 6.9 | 13.9 | 12.8 | 2.8 | 0.6 | -31 | -35 | -15.6 | -16.1 | 3.3 | 0.6 | 2.2 | 1.1 | 0 | -3.3 | -7.2 | -8.3 | -3.3 | -4.4 | 0 | -2.2 | -14.1 | -17.8 | -13.7 | -15.7 | -13.9 | -16.2 | -0.8 | -1.2 | 6.5 | -9.1 | -1.5 | -6.8 | 7.2 | 6.7 | -1.7 | -12.8 | -5.6 | -11.7 | -11.1 | -12.8 | -3.2 | -6.7 | -1.1 | -7.2 | -6.7 | -8.9 | 5 | -5 | -12.2 | -14.4 | -12.2 | -14.4 | -13.3 | -21.7 | 1.1 | -3.3 | 8.3 | 7.8 | 0.6 | -1.7 | -14.4 | -17.8 | 0 | 0 | 0.6 | 0.6 | 10 | 7.8 | 7.2 | 4.4 | -11.7 | -16.1 | -15 | -19 | 14.4 | 14.4 | 1.7 | -12.2 | -27.8 | -36.7 | -11.1 | -12.2 | -2.8 | -6.1 | -2.8 | -8.3 | 8.3 | 8 | 1.7 | -2.2 | 11.7 | 11.7 | 18.9 | 17.8 | 1.1 | 1.1 | -2.8 | -3.9 | -17.8 | -20.6 | 7.8 | 3.3 | 2.8 | -2.2 | -5 | -5.6 | -10.2 | -13.5 | -16.7 | -17.8 | -3.1 | -8.3 | -6.7 | -18.3
-20 | -21 | -3.9 | -6.1 | 10.6 | 7.8 | 1.1 | 1.1 | 2.8 | -11.7 | 2.2 | -2.8 | 4 | 0 | -0.6 | -2.8 | 11.1 | -2.8 | 5.4 | 4.4 | 4.4 | 3.3 | 10.9 | 3.7 | -1.1 | -4.4 | -7.2 | -9.4 | 3 | -3 | 17.8 | 16.7 | 19.4 | 18.3 | 4 | -4.6 | 22.2 | 21.1 | 1.7 | 1.7 | 20 | 10 | -9.4 | -13.4 | 1.1 | -0.6 | 1.1 | -3.9 | -15.7 | -18.1 | -8.3 | -9.4 | -10.4 | -13 | 10.8 | 7.7 | 15 | 13.3 | 3.3 | 0.6 | -30 | -33 | -13.9 | -15 | 3.9 | -0.6 | 2.2 | 1.1 | -0.2 | -2.6 | -5.6 | -6.7 | -3.3 | -3.9 | 0 | -1.1 | -14.2 | -17.4 | -13.5 | -15.9 | -13.3 | -16 | -0.9 | -1 | 6.7 | -10.6 | -1.1 | -7.8 | 7.8 | 7.8 | -1.1 | -10.6 | -5.6 | -11.7 | -11.7 | -13.3 | -2.4 | -6.3 | 0 | -6.7 | -7.2 | -8.9 | 5.6 | -5 | -10.6 | -11.7 | -11.1 | -13.9 | -13.3 | -21.1 | 1.1 | -3.1 | 7.8 | 7.8 | 1.1 | -1.7 | -15 | -17.8 | 0 | -3 | 1.1 | 0.9 | 10.2 | 8 | 6.1 | 2.8 | -11.7 | -16.7 | -16 | -20 | 14.4 | 14.4 | 1.7 | -12.2 | -28.9 | -37.8 | -11.7 | -12.8 | -3.3 | -6.1 | -2.8 | -8.9 | 8.3 | 7.6 | 2.2 | -1.1 | 12.2 | 12.2 | 18.9 | 18.3 | 1.1 | 1.1 | -3.9 | -4.4 | -15.2 | -18.1 | 6.7 | 3.3 | 2.2 | -1.7 | -3.9 | -3.9 | -8.7 | -12.4 | -14.3 | -15.6 | -3.3 | -8.9 | -7.2 | -16.1
-20 | -22 | -2.8 | -5.6 | 10.6 | 7.8 | 1.7 | 1.7 | 3.9 | -10.1 | 4.4 | -3.3 | 5 | 1 | 1.7 | -0.6 | 11.7 | -3.3 | 5.2 | 4 | 7.2 | -3.9 | 15.2 | 4.6 | 2.4 | -3.3 | -6.7 | -8.9 | 3 | -2 | 17.8 | 16.7 | 21.7 | 19.4 | 3.7 | -5.6 | 21.7 | 21.1 | 2.8 | 2.2 | 21.1 | 9.4 | -9.4 | -13.9 | 1.1 | 0 | 1.1 | -4.4 | -14.3 | -16.4 | -7.8 | -8.3 | -10.2 | -13.4 | 11.7 | 8.3 | 16.1 | 14.4 | 3.3 | 0.6 | -30 | -33 | -11.7 | -12.2 | 4.4 | -1.1 | 1.7 | 0.6 | -0.4 | -2.2 | -3.9 | -5 | -3.9 | -3.9 | 0 | -2.2 | -14.4 | -17.8 | -13.3 | -16.7 | -12.8 | -16.1 | -1.1 | -1.1 | 7.1 | -9.5 | -0.4 | -6.1 | 8.9 | 8.3 | -0.6 | -10.2 | -3.9 | -12.2 | -13.9 | -16.1 | -1.7 | -6.7 | 2.8 | -6.7 | -6.7 | -10 | 12.2 | -2.8 | -8.3 | -9.4 | -9.4 | -14.4 | -12.2 | -20.6 | 1.1 | -3.5 | 4.4 | 3.9 | 1.7 | -1.7 | -15 | -17.8 | 0 | -5 | 1.7 | 1.3 | 10.4 | 8.2 | 5.6 | 2.2 | -10.6 | -16.7 | -16 | -20 | 15 | 14.4 | 1.7 | -12.2 | -28.9 | -38.3 | -10 | -12.2 | -3.3 | -6.7 | -1.7 | -8.3 | 8.3 | 7.2 | 6.1 | -0.6 | 12.8 | 12.8 | 20 | 17.8 | 1.7 | 1.1 | -5.6 | -6.1 | -12.6 | -16 | 7.2 | 3.3 | 2.8 | -1.7 | -3.9 | -3.9 | -7.2 | -11.7 | -11.8 | -13.5 | -0.7 | -7.1 | -6.1 | -17.2
-20 | -22 | -2.8 | -5.6 | 11.1 | 8.9 | 2.2 | 1.7 | 5 | -10.3 | 7.2 | -3.9 | 6 | 0 | 4.4 | -0.6 | 13.9 | -2.8 | 5 | 3.9 | 8.3 | -0.6 | 19.4 | 3.9 | 5.9 | -3.3 | -3.3 | -7.2 | 4 | -2 | 18.9 | 16.1 | 22.8 | 20 | 3.3 | -7.8 | 21.7 | 20.6 | 4.4 | 3.9 | 22.8 | 9.4 | -9 | -13.1 | 1.7 | 0 | 1.1 | -3.3 | -12.8 | -15 | -5.6 | -6.1 | -10 | -14.4 | 13.7 | 8.6 | 16.7 | 14.4 | 3.9 | 0.6 | -27 | -30 | -12.2 | -12.8 | 5.6 | -1.7 | 1.7 | 0.6 | -0.6 | -2.2 | -2.8 | -4.4 | -3.3 | -4.4 | 0 | -2.8 | -12.7 | -16.7 | -11.5 | -15.4 | -11.1 | -15 | -0.7 | -1.1 | 7.4 | -9.2 | 0.4 | -5.2 | 11.7 | 8.9 | 0 | -10.6 | -2.2 | -12.8 | -11.7 | -13.3 | 0.9 | -5.1 | 6.1 | -7.2 | -6.1 | -8.3 | 15.6 | -1.7 | -5 | -8.3 | -8.3 | -13.9 | -10.6 | -20.6 | 1.1 | -4.4 | 2.8 | 2.2 | 1.1 | -1.1 | -14.4 | -17.2 | 0 | -5 | 2.2 | 1.7 | 10.6 | 8.3 | 5.6 | 1.1 | -8.9 | -15.6 | -16 | -20 | 15.6 | 15.6 | 2.2 | -12.8 | -28.9 | -38.9 | -6.7 | -10.6 | -2.8 | -6.7 | -1.7 | -8.9 | 8.3 | 7.4 | 7.8 | -0.6 | 15 | 13.7 | 22.2 | 18.9 | 1.7 | 1.7 | -3.3 | -4.4 | -10 | -14.4 | 7.8 | 3.9 | 3.9 | -2.2 | -2.8 | -3.3 | -5.7 | -10.1 | -9.4 | -11.7 | 1.8 | -6.4 | -3.9 | -12.8
-20 | -21 | -2.2 | -5.6 | 14.4 | 9.4 | 3.3 | 2.8 | 6.1 | -11.7 | 8.3 | -5.6 | 7 | 0 | 7.2 | 0 | 15 | -3.3 | 5.6 | 3.9 | 8.9 | -3.3 | 20.9 | 4.1 | 9.4 | -5 | -2.2 | -6.7 | 7 | -3 | 21.1 | 16.1 | 24.4 | 19.4 | 3.9 | -7.8 | 22.8 | 20.6 | 6.1 | 5.6 | 23.3 | 10 | -8.7 | -12.9 | 2.2 | 0 | 0.6 | -3.3 | -10.4 | -13.4 | -5.6 | -5.6 | -8.9 | -14.2 | 15.8 | 8.8 | 17.2 | 15 | 4.4 | 0.6 | -26 | -28 | -9.4 | -9.4 | 6.7 | -2.8 | 1.7 | 0 | -0.2 | -1.7 | -0.6 | -3.3 | -3.3 | -4.4 | 0 | -3.3 | -11.1 | -16.2 | -9.6 | -14.7 | -9.5 | -14.6 | -0.4 | -1 | 7.8 | -10.6 | 1.1 | -5 | 10 | 7.2 | 0.2 | -9.7 | -0.6 | -12.8 | -9.4 | -11.7 | 3.5 | -4.6 | 8.3 | -6.7 | -5.6 | -11.1 | 17.8 | -1.7 | -3.9 | -8.3 | -7.8 | -15.6 | -8.3 | -21.1 | 0.7 | -3.3 | 2.2 | 2.2 | 1.7 | -1.1 | -13.3 | -17.2 | 0 | -2 | 4.1 | 2.9 | 11 | 8.4 | 5.6 | 0 | -7.8 | -15 | -15 | -19 | 16.7 | 15 | 3.3 | -13.3 | -28.9 | -38.9 | -2.2 | -9.4 | -2.2 | -6.7 | 0 | -8.3 | 8.3 | 7.6 | 13.3 | -0.6 | 17.2 | 14.5 | 22.2 | 18.9 | 1.7 | 1.1 | -0.6 | -1.1 | -8.3 | -13.8 | 8.3 | 4.4 | 5 | -1.7 | -2.8 | -2.8 | -4.3 | -9.3 | -5.2 | -9.6 | 4.4 | -7.2 | -1.1 | -13.9
-20 | -22 | -2.2 | -5.6 | 16.7 | 10 | 4.4 | 4.4 | 6.3 | -10.1 | 8.9 | -5 | 6 | 0 | 8.9 | 0.6 | 16.7 | -5.6 | 6.1 | 3.8 | 10 | -3.3 | 22.4 | 4.5 | 8.1 | -3.3 | 0 | -6.7 | 7 | -5 | 21.1 | 15 | 26.1 | 18.9 | 4.4 | -9 | 25 | 21.7 | 8.3 | 6.7 | 22.8 | 10.6 | -8.3 | -13.3 | 3.3 | 0 | 0.6 | -3.9 | -8 | -12.2 | -4.4 | -5 | -7.8 | -14.5 | 17.8 | 8.3 | 18.3 | 15 | 4.4 | 0.6 | -24 | -27 | -8.9 | -11.7 | 6.1 | -3.9 | 1.7 | 0 | 0.2 | -1.6 | -0.6 | -3.3 | -2.8 | -4.4 | 0 | -3.3 | -9.4 | -16.7 | -7.8 | -15 | -7.8 | -15 | 0 | -1.1 | 8.2 | -9 | 2 | -3.8 | 10 | 6.7 | 0.4 | -10.4 | 0.6 | -12.8 | -7.8 | -11.1 | 6.1 | -5 | 8.9 | -6.1 | -5.6 | -11.7 | 17.8 | -1.7 | 0 | -7.2 | -7.2 | -15.6 | -7.2 | -20.6 | 0.4 | -2.8 | 1.7 | 1.1 | 2.2 | -0.6 | -12.2 | -15.6 | 0 | -2 | 5.9 | 3.9 | 11.3 | 8.4 | 6.1 | -0.6 | -6.7 | -14.4 | -13 | -18 | 17.8 | 13.9 | 6.1 | -12.2 | -28.9 | -37.8 | 1.7 | -12.2 | -1.7 | -6.7 | 1.1 | -8.3 | 8.3 | 7.8 | 12.8 | -0.6 | 19.4 | 15 | 22.8 | 19.4 | 2.2 | 1.7 | 0.6 | -1.1 | -6.7 | -13.8 | 11.1 | 5 | 5.6 | -0.6 | -2.2 | -2.8 | -2.8 | -8.9 | -0.9 | -8.3 | 4.6 | -6.4 | -0.6 | -11.1
-20 | -22 | -1.7 | -5 | 16.7 | 10.6 | 6.1 | 5 | 6.5 | -9.5 | 10 | -5.6 | 6 | 0 | 10.6 | 0.6 | 16.7 | -0.6 | 6.7 | 3.9 | 10 | -3.9 | 23.9 | 4.4 | 6.9 | -2.2 | 1.7 | -6.1 | 8 | -3 | 21.7 | 15 | 26.7 | 17.8 | 5 | -11.7 | 18.3 | 17.2 | 11.1 | 8.3 | 23.9 | 11.1 | -7.6 | -12.5 | 3.3 | 0 | 0.6 | -3.9 | -5.6 | -11.7 | -3.9 | -4.4 | -6.7 | -16.1 | 18.7 | 8.7 | 18.9 | 14.4 | 5 | 0 | -23 | -26 | -8.9 | -12.8 | 6.7 | -3.9 | 1.7 | 0 | 0.6 | -1.7 | 0 | -2.8 | -2.8 | -4.4 | 0 | -4.4 | -8.3 | -15.6 | -6.5 | -13.4 | -7.1 | -14.4 | 0.4 | -0.5 | 8.5 | -8.4 | 3 | -3.3 | 11.1 | 5 | 0.6 | -12.2 | 0.6 | -12.8 | -6.7 | -10 | 7.2 | -3.7 | 11.1 | -7.8 | -4.4 | -12.2 | 18.9 | -1.7 | 0 | -7.2 | -6.1 | -14.4 | -6.1 | -19.4 | 0 | -2.8 | 1.7 | 1.7 | 2.8 | -0.6 | -11.7 | -16.1 | 1 | -2 | 7.8 | 5 | 11.7 | 8.3 | 6.7 | -0.6 | -6.7 | -11.7 | -12 | -17 | 18.9 | 12.8 | 6.1 | -12.8 | -27.8 | -37.2 | 1.7 | -12.2 | -1.7 | -7.2 | 0.6 | -8.3 | 8.5 | 7.9 | 14.4 | -1.1 | 20.3 | 14.7 | 23.3 | 19.4 | 2.8 | 2.2 | 0 | -1.7 | -5 | -15.6 | 10 | 5 | 6.1 | 0.6 | -1.1 | -2.2 | -2.2 | -7.4 | 3.3 | -10 | 4.8 | -6.2 | 0.6 | -10.6
-20 | -21 | -1.7 | -4.4 | 16.1 | 11.7 | 10 | 7.8 | 6.7 | -10.6 | 10.6 | -5 | 6 | -1 | 11.1 | 0.6 | 15.6 | -0.6 | 6.9 | 4.2 | 10.6 | -4.4 | 23.5 | 4 | 5.6 | -2.2 | 2.2 | -6.1 | 9 | -2 | 22.8 | 13.3 | 25.6 | 19.4 | 5.2 | -10.5 | 18.3 | 15.6 | 13.3 | 9.4 | 24.4 | 9.4 | -6.8 | -12 | 2.8 | 0 | 0 | -5 | -4.3 | -10.2 | -2.8 | -3.9 | -6.9 | -14.9 | 19.7 | 8.7 | 18.3 | 13.3 | 5 | -1.1 | -22 | -26 | -8.9 | -12.8 | 6.7 | -4.4 | 1.1 | 0 | 0.8 | -2 | 1.1 | -2.8 | -2.8 | -5 | -0.6 | -3.3 | -7.2 | -15.2 | -5.2 | -12.8 | -6.3 | -14.8 | 0.7 | 0 | 8.9 | -9.4 | 3.9 | -3.3 | 12.2 | -1.7 | 0.8 | -9.5 | 0.6 | -12.8 | -5.6 | -8.9 | 8.3 | -2.9 | 13.9 | -7.8 | -5 | -11.7 | 19.4 | -1.7 | 2.2 | -6.1 | -5.6 | -13.9 | -4.4 | -18.9 | 0.6 | -3.1 | 1.7 | 1.1 | 2.8 | -0.6 | -11.7 | -16.1 | 1 | -2 | 8.5 | 4.7 | 11.5 | 8.6 | 5.6 | -1.7 | -7.2 | -8.9 | -11 | -15 | 18.9 | 10 | 8.3 | -12.8 | -27.8 | -37.8 | 2.8 | -11.7 | -1.1 | -8.3 | 0 | -8.3 | 8.7 | 8.1 | 15 | -1.1 | 21.3 | 14.5 | 23.9 | 19.4 | 3.3 | 2.8 | 0.6 | -1.1 | -4.3 | -14.4 | 10.6 | 5 | 6.7 | 1.7 | -0.6 | -1.7 | -1.7 | -6.8 | 4.2 | -9.5 | 5 | -7.2 | 0 | -11.7
-20 | -22 | -2.2 | -4.4 | 16.1 | 11.7 | 13.9 | 10.6 | 6.9 | -10 | 11.1 | -6.1 | 6 | -1 | 11.1 | -0.6 | 15 | 1.1 | 7 | 4.7 | 11.1 | -4.4 | 23.2 | 3.2 | 4.3 | -1.3 | 2.8 | -6.1 | 9 | -2 | 22.8 | 11.1 | 25.6 | 18.9 | 5.4 | -10.8 | 17.2 | 16.1 | 14.4 | 9.4 | 24.4 | 11.7 | -6.1 | -12.8 | 2.2 | -0.6 | -0.6 | -5.6 | -3 | -9.3 | -2.2 | -3.3 | -7 | -14.3 | 20.6 | 8.9 | 18.3 | 13.9 | 7.2 | -1.1 | -22 | -25 | -9.4 | -14.4 | 7.2 | -3.9 | 1.1 | -0.6 | 0.9 | -2.7 | 1.1 | -2.8 | -2.8 | -5 | 0 | -2.8 | -6.1 | -16.1 | -3.9 | -13.3 | -5.6 | -16.7 | 1.1 | 0.6 | 8.7 | -6.6 | 3.2 | -3 | 7.8 | -6.7 | 0.9 | -8.4 | 1.1 | -12.8 | -3.3 | -8.3 | 9.4 | -2.8 | 13.9 | -8.9 | -5.6 | -11.7 | 20 | -2.2 | 2.2 | -5.6 | -5.6 | -14.4 | -3.9 | -18.9 | 1.1 | -3.8 | 1.1 | 0.6 | 2.8 | 1.1 | -11.7 | -16.1 | 1 | -1 | 9.3 | 4.1 | 11.3 | 8.7 | 5.6 | -2.2 | -6.7 | -8.3 | -10 | -15 | 18.3 | 8.9 | 7.8 | -12.8 | -28.3 | -37.8 | 3.3 | -12.8 | -1.1 | -10 | -0.6 | -8.9 | 8.9 | 8.3 | 16.7 | -1.7 | 22.2 | 13.9 | 23.3 | 19.4 | 3.9 | 3.3 | 1.7 | -1.1 | -3.5 | -14.5 | 10 | 5.6 | 7.2 | 1.1 | -0.6 | -2.2 | -1.1 | -6.7 | 5.2 | -9.8 | 3.9 | -6.2 | 2.8 | -12.2
-19 | -21 | -1.7 | -3.9 | 15.6 | 12.2 | 15.6 | 10.6 | 7 | -11.3 | 11.7 | -3.9 | 6 | -3 | 11.1 | 0 | 15 | 1.7 | 7.2 | 5 | 11.7 | -4.4 | 22.8 | 2.8 | 3 | -1 | 2.8 | -5.6 | 9 | -3 | 21.7 | 11.1 | 25 | 18.9 | 5.6 | -12.8 | 17.2 | 16.1 | 13.9 | 9.4 | 23.9 | 11.7 | -5.5 | -11.5 | 3.9 | -0.6 | -0.6 | -6.1 | -1.7 | -9.4 | -0.6 | -2.2 | -7.2 | -15 | 18.7 | 10 | 17.2 | 12.8 | 5.6 | -1.7 | -21 | -24 | -11.7 | -16.7 | 6.7 | -3.9 | 1.1 | -1.1 | 1.1 | -3.9 | 1.7 | -2.8 | -2.8 | -5 | 0.6 | -4.4 | -7 | -14.8 | -4.3 | -12.2 | -7.3 | -15.5 | 1.1 | 0.5 | 8.5 | -5.4 | 2.4 | -3.1 | 8.3 | -9.4 | 1.1 | -8.3 | 0.6 | -10 | -3.9 | -8.3 | 8.1 | -2.2 | 12.2 | -9.4 | -6.7 | -12.2 | 18.3 | -2.2 | 1.7 | -5 | -6.1 | -14.4 | -3.3 | -20 | 1.7 | -5.6 | 1.1 | 0.6 | 3.9 | 2.8 | -11.1 | -15.6 | 0 | -4 | 10 | 3.3 | 11.1 | 8.9 | 5 | -3.3 | -6.1 | -7.8 | -10 | -15 | 16.7 | 9.4 | 7.8 | -11.7 | -28.9 | -37.8 | 3.9 | -12.2 | -0.6 | -8.9 | -0.6 | -8.9 | 9.1 | 8.2 | 16.7 | -2.2 | 20.9 | 13.4 | 23.3 | 19.4 | 4.4 | 3.9 | 1.7 | -1.7 | -2.8 | -16.1 | 10 | 6.7 | 6.7 | 2.2 | -1.1 | -2.2 | -1.7 | -5.7 | 6.1 | -12.2 | 2.8 | -5.8 | 1.7 | -13.3
-19 | -21 | -0.6 | -3.9 | 14.4 | 12.8 | 9.4 | 6.7 | 7.2 | -13.9 | 10.6 | -3.3 | 3 | -2 | 9.4 | 0 | 13.9 | 2.2 | 7 | 5 | 10.6 | 2.8 | 19.6 | 6 | 1.7 | -1.1 | 2.2 | -4.4 | 8 | -2 | 20.6 | 11.1 | 25 | 19.4 | 4.5 | -11.1 | 17.2 | 16.1 | 12.8 | 9.4 | 22.2 | 11.7 | -5 | -11 | 2.2 | -0.6 | -1.1 | -5.6 | -1.5 | -8.1 | 0 | -2.2 | -7.6 | -13.3 | 16.9 | 11 | 16.1 | 12.2 | 4.4 | -2.2 | -22 | -26 | -12.8 | -17.2 | 4.4 | -3.9 | 1.1 | -1.7 | 0.9 | -3.8 | 1.1 | -2.8 | -2.8 | -5 | -0.6 | -2.2 | -8 | -14.9 | -4.6 | -11.8 | -8.9 | -15.5 | 1.1 | 0.5 | 8.3 | -5 | 1.7 | -3.9 | 7.2 | -7.8 | -0.7 | -7.3 | 0 | -6.7 | -5 | -9.4 | 6.9 | -2.2 | 11.1 | -8.9 | -8.3 | -12.2 | 16.7 | -2.8 | -1.1 | -5.6 | -6.7 | -15 | -3.3 | -17.8 | 0.8 | -5 | 0.6 | 0.6 | 3.9 | 3.3 | -11.7 | -15.6 | 0 | -5 | 9.1 | 4.1 | 11.3 | 8.9 | 5 | -3.9 | -5.6 | -7.2 | -11 | -16 | 16.1 | 5 | 7.8 | -11.1 | -28.9 | -37.8 | 3.9 | -11.1 | -1.7 | -8.9 | -1.1 | -9.4 | 9.2 | 7.8 | 15.6 | -2.2 | 19.6 | 12.9 | 22.2 | 20 | 4.4 | 3.9 | 1.1 | -1.7 | -4.5 | -14.3 | 8.3 | 7.2 | 6.1 | 1.1 | -1.7 | -3.3 | -2.2 | -5.4 | 5.7 | -10.6 | 1.7 | -6.7 | -0.6 | -13.9
-19 | -21 | 3.3 | -3.3 | 14.4 | 12.8 | 7.2 | 5.6 | 3.9 | -10.1 | 9.4 | -3.3 | 2 | -1 | 7.2 | 0.6 | 12.8 | 2.8 | 6.9 | 5.1 | 9.4 | 5 | 16.5 | 7.5 | 0.4 | -1.3 | 1.1 | -3.9 | 8 | -1 | 18.3 | 11.1 | 23.9 | 19.4 | 3.3 | -11.6 | 17.2 | 16.1 | 12.2 | 9.4 | 21.7 | 11.7 | -4.4 | -11.7 | 3.3 | 0 | -1.1 | -6.1 | -1.3 | -7.9 | -1.1 | -5 | -7.9 | -12.7 | 15 | 11.1 | 15 | 12.2 | 4.4 | -2.2 | -24 | -27 | -13.3 | -17.8 | 3.9 | -5 | 1.1 | -2.2 | 0.8 | -4.3 | 1.1 | -2.8 | -3.3 | -5 | -1.1 | -1.7 | -8.9 | -15.6 | -5 | -12.8 | -10.6 | -16.7 | 1.1 | 0.6 | 7.8 | -4.7 | 1.5 | -2.6 | 3.9 | -7.2 | -2.6 | -7.8 | 0 | -5.6 | -6.7 | -9.4 | 5.6 | -2.8 | 10 | -7.2 | -10 | -14.4 | 13.3 | -3.3 | -2.8 | -6.1 | -6.7 | -14.4 | -3.9 | -18.3 | -0.2 | -5.1 | 0.6 | 0 | 3.9 | 3.3 | -12.8 | -16.1 | -1 | -6 | 8.1 | 4.7 | 11.5 | 8.9 | 4.4 | -3.9 | -5.6 | -7.2 | -12 | -17 | 14.4 | 2.2 | 7.2 | -8.9 | -30 | -38.3 | 3.9 | -11.1 | -1.7 | -8.9 | -1.7 | -9.4 | 9.4 | 7.8 | 14.4 | -2.2 | 18.3 | 12.2 | 22.2 | 20 | 3.9 | 3.9 | -3.3 | -4.4 | -6.1 | -13.9 | 8.3 | 7.2 | 5 | 0.6 | -1.7 | -3.9 | -2.8 | -5.6 | 5.4 | -10 | 1.3 | -5.6 | -2.2 | -16.7
-18 | -20 | 1.7 | -3.3 | 14.4 | 13.3 | 6.7 | 6.1 | 0.5 | -9.2 | 8.9 | -2.8 | 2 | -1 | 5.6 | 0 | 12.2 | 1.1 | 6.7 | 5 | 9.4 | 5.6 | 13.3 | 7.8 | -0.9 | -2 | 2.8 | -4.4 | 7 | -1 | 17.2 | 10 | 23.3 | 20 | 2.2 | -13.3 | 17.2 | 16.1 | 11.7 | 9.4 | 20.6 | 12.2 | -4.2 | -10.1 | 2.2 | -0.6 | -1.1 | -6.1 | -1.1 | -8.3 | -2.2 | -6.1 | -8.3 | -12.8 | 13.5 | 10.7 | 14.4 | 11.7 | 4.4 | -2.8 | -25 | -27 | -14.4 | -18.3 | 2.2 | -5 | 1.1 | -2.2 | 0.6 | -5.6 | 1.1 | -3.9 | -3.3 | -5 | -0.6 | -1.1 | -9.1 | -14.8 | -5.7 | -11.9 | -10.6 | -15.8 | 0.9 | 0.5 | 7.2 | -4.9 | 1.3 | -2 | 1.7 | -5.6 | -4.4 | -8.9 | -0.6 | -5.6 | -7.2 | -10 | 4.3 | -2.6 | 9.4 | -5 | -11.7 | -15.6 | 12.2 | -3.3 | -2.8 | -6.1 | -6.7 | -13.9 | -3.9 | -17.8 | -1.1 | -6.1 | 0.6 | 0.6 | 4.4 | 3.9 | -13.9 | -17.2 | -2 | -7 | 7.2 | 5 | 11.7 | 8.9 | 3.9 | -5 | -5.6 | -7.2 | -12 | -17 | 13.3 | 0.6 | 7.2 | -8.3 | -29.4 | -37.2 | 3.9 | -11.1 | -1.7 | -8.3 | -2.2 | -13.9 | 9.4 | 7.7 | 13.3 | -2.2 | 17.6 | 13.2 | 21.7 | 20 | 3.9 | 3.9 | -5 | -5.6 | -7.8 | -15 | 7.8 | 6.7 | 5 | 0 | -2.2 | -3.9 | -2.8 | -5.3 | 5 | -11.1 | 1 | -5 | -1.7 | -10.6
-18 | -21 | -0.6 | -3.9 | 15 | 13.3 | 6.1 | 5.6 | -2.8 | -10.6 | 8.9 | -2.2 | 1 | -1 | 3.9 | 0.6 | 11.7 | 2.2 | 6.7 | 5 | 8.9 | 6.1 | 12.9 | 6.3 | -2.2 | -2.8 | 3.9 | -4.4 | 7 | -1 | 15.6 | 10 | 22.8 | 20.6 | 1.1 | -11.6 | 17.2 | 16.1 | 10.6 | 9.4 | 20.6 | 10.6 | -4.1 | -9.8 | 1.7 | -0.6 | -1.1 | -6.1 | -0.4 | -6.6 | -3.3 | -6.7 | -8.3 | -11.8 | 12.1 | 10.2 | 13.9 | 11.1 | 4.4 | -2.8 | -25 | -27 | -15 | -18.3 | 1.1 | -5.6 | 1.1 | -2.2 | 0 | -3.9 | 1.1 | -5 | -3.3 | -5 | -0.6 | -1.1 | -9.2 | -14.9 | -6.5 | -11.9 | -10.6 | -15.7 | 0.8 | 0.6 | 6.7 | -6.1 | 1.1 | -1.7 | 1.1 | -5 | -5 | -8.6 | -0.6 | -4.4 | -8.9 | -11.1 | 3 | -3 | 8.3 | -6.1 | -11.7 | -15.6 | 10.6 | -3.3 | -4.4 | -6.7 | -6.7 | -13.9 | -4.4 | -15.6 | -2 | -5.7 | 0 | -0.6 | 5.6 | 4.4 | -14.4 | -17.8 | -3 | -7 | 6.3 | 4.5 | 11.7 | 8.9 | 3.9 | -5 | -5.6 | -7.2 | -13 | -17 | 11.7 | 0 | 5 | -3.9 | -29.4 | -38.3 | 3.9 | -10.6 | -2.2 | -8.3 | -2.8 | -8.3 | 9.4 | 7.7 | 12.8 | -2.2 | 16.8 | 13.9 | 21.1 | 20 | 4.4 | 4.4 | -3.9 | -5.6 | -7.1 | -13.8 | 7.8 | 6.1 | 4.4 | -0.6 | -2.2 | -3.9 | -2.8 | -5.3 | 5.2 | -9.8 | 0.6 | -5.6 | -2.2 | -9.4
-18 | -21 | -0.6 | -3.9 | 15 | 13.3 | 5 | 4.4 | -4.1 | -9.8 | 8.3 | -2.2 | 2 | 0 | 3.9 | 0 | 11.7 | -0.6 | 6.7 | 5 | 8.9 | 5.6 | 12.6 | 4.6 | -2 | -2.9 | 3.3 | -4.4 | 6 | -1 | 15 | 7.2 | 22.8 | 20 | 0 | -11.9 | 16.7 | 15 | 10 | 9.4 | 20.6 | 11.1 | -3.9 | -10 | 0.6 | -0.6 | -1.7 | -5.6 | 0.4 | -5.7 | -3.9 | -7.2 | -8.3 | -11.5 | 10.6 | 9.4 | 13.3 | 10.6 | 3.3 | -2.8 | -25 | -28 | -16.1 | -18.9 | 0 | -6.1 | 1.1 | -2.8 | -0.5 | -3 | 1.1 | -5 | -3.3 | -5 | -0.6 | -1.1 | -9.4 | -15.6 | -7.2 | -12.8 | -10.6 | -16.1 | 0.6 | 0.6 | 6.5 | -4.9 | 0.2 | -2.5 | 0.6 | -5 | -5.5 | -8.8 | -1.1 | -2.8 | -10 | -13.3 | 1.7 | -3.9 | 7.2 | -5 | -12.2 | -16.7 | 8.9 | -4.4 | -5.6 | -6.7 | -7.2 | -13.9 | -4.4 | -15.6 | -3 | -6.1 | 0 | -1.1 | 6.7 | 5.6 | -14.4 | -17.8 | -6 | -8 | 5.3 | 3.8 | 11.7 | 8.9 | 2.8 | -6.1 | -5.6 | -7.2 | -15 | -19 | 10.6 | 0.6 | 3.9 | -2.2 | -29.4 | -38.3 | 3.3 | -11.1 | -2.2 | -8.3 | -3.3 | -8.3 | 9.4 | 7.8 | 12.2 | -2.8 | 16.1 | 14.4 | 21.1 | 20 | 4.4 | 4.4 | -5 | -5.6 | -6.3 | -13.7 | 7.2 | 6.1 | 3.9 | -1.7 | -2.2 | -3.9 | -2.8 | -5.6 | 5.4 | -10 | 0.2 | -4.3 | -0.6 | -7.2
-19 | -21 | 3.9 | -3.3 | 15 | 13.3 | 3.9 | 3.3 | -5.4 | -9.8 | 7.8 | -1.7 | 2 | 0 | 3.9 | 0 | 11.1 | -2.2 | 6.7 | 5 | 6.1 | 4.4 | 12.2 | 2.8 | -1.9 | -3 | 1.1 | -4.4 | 6 | -1 | 13.3 | 7.2 | 22.2 | 20 | -1.1 | -13.3 | 16.1 | 15.6 | 10 | 8.9 | 20.6 | 12.8 | -4.3 | -8.3 | 0 | -1.1 | -1.7 | -6.1 | 1.1 | -5.6 | -3.9 | -6.7 | -8.3 | -11.7 | 11.3 | 10.4 | 12.2 | 10 | 3.3 | -2.8 | -25 | -28 | -16.7 | -19.7 | 0 | -5.6 | 0.6 | -3.3 | -1.1 | -2.8 | 1.1 | -4.4 | -3.9 | -6.1 | -0.6 | -1.7 | -10.2 | -15 | -6.8 | -11.7 | -10.6 | -15.3 | 0.4 | 0.4 | 6.3 | -4.2 | -0.8 | -3.9 | 0 | -5.6 | -6.1 | -9.4 | -1.1 | -2.2 | -11.1 | -11.7 | 1.5 | -3.3 | 6.1 | -4.4 | -13.3 | -17.8 | 7.8 | -4.4 | -6.7 | -7.8 | -7.2 | -13.9 | -4.4 | -14.4 | -3.9 | -6.7 | 0 | -0.6 | 7.2 | 6.1 | -15 | -17.8 | -7 | -9 | 4.4 | 3.3 | 11.7 | 8.9 | 2.2 | -6.1 | -5.6 | -7.2 | -15 | -20 | 9.4 | 0.6 | 2.8 | -2.2 | -29.4 | -37.8 | 2.2 | -11.1 | -2.2 | -7.8 | -3.9 | -8.9 | 9.4 | 7.9 | 10 | -2.8 | 15.4 | 14.3 | 21.1 | 20 | 3.9 | 3.9 | -5.6 | -6.7 | -5.6 | -14.4 | 6.1 | 6.1 | 3.9 | -2.2 | -2.2 | -3.9 | -2.8 | -5.3 | 5.6 | -11.1 | -0.2 | -4 | 5.6 | -8.9
-19 | -21 | 3.9 | -3.3 | 14.4 | 13.3 | 3.3 | 3.3 | -6.7 | -10.6 | 6.7 | 0 | 3 | 0 | 2.2 | -1.7 | 10 | -1.7 | 6.9 | 5.2 | 6.1 | 2.8 | 12.1 | 3.1 | -1.7 | -3.3 | 1.7 | -4.4 | 4 | -2 | 12.2 | 7.2 | 22.2 | 19.4 | -1.5 | -12.1 | 15.6 | 15 | 10 | 8.9 | 20.6 | 9.4 | -4.6 | -7.2 | 0.6 | -0.6 | -1.7 | -6.1 | 1.1 | -4.4 | -3.9 | -6.7 | -8.5 | -11.7 | 12.1 | 11.4 | 11.7 | 10 | 3.3 | -2.8 | -26 | -29 | -17.2 | -20.1 | -1.1 | -5.6 | 0.6 | -3.3 | -1.3 | -2.8 | 1.1 | -3.9 | -3.9 | -6.1 | -0.6 | -1.7 | -10.9 | -15 | -6.5 | -11.4 | -10.6 | -15.2 | 0.2 | 0.2 | 6.1 | -4.4 | -1.7 | -5.6 | -0.6 | -5 | -6.1 | -9.1 | -1.1 | -2.2 | -10 | -12.8 | 1.3 | -3.5 | 5.6 | -3.9 | -13.9 | -17.8 | 7.8 | -5 | -7.2 | -8.3 | -7.2 | -13.9 | -4.4 | -15 | -4.3 | -6.6 | -0.6 | -1.7 | 8.9 | 7.8 | -15 | -18.3 | -7 | -10 | 3.5 | 2.5 | 11.5 | 8.9 | 1.7 | -7.2 | -6.1 | -8.3 | -16 | -21 | 9.4 | 0.6 | 2.8 | -1.7 | -29.4 | -37.8 | 1.7 | -11.7 | -2.8 | -7.2 | -3.9 | -9.4 | 9.4 | 8.2 | 10 | -3.3 | 14.6 | 14.2 | 21.1 | 19.4 | 3.3 | 3.3 | -5 | -6.1 | -5.4 | -13.5 | 5 | 5 | 3.9 | -2.2 | -2.8 | -3.9 | -2.8 | -5.3 | 4.7 | -5 | -0.6 | -3.9 | 3.9 | -10.6
-18 | -20 | 3.9 | -2.8 | 14.4 | 13.3 | 3.3 | 2.8 | -7.2 | -10.5 | 5.6 | 0 | 2 | 0 | 2.2 | -1.7 | 10 | -1.1 | 7 | 5.3 | 2.8 | 0.6 | 11.8 | 3.3 | -2.4 | -3.5 | 0.6 | -5.6 | 4 | -2 | 10 | 6.7 | 22.2 | 19.4 | -1.8 | -11.8 | 15 | 14.4 | 9.4 | 8.9 | 20.6 | 11.1 | -5 | -6.7 | 1.1 | 0 | -2.2 | -6.1 | 1.1 | -4 | -3.9 | -6.7 | -8.7 | -12.2 | 12.8 | 12.2 | 11.1 | 9.4 | 2.8 | -3.9 | -25 | -28 | -18.3 | -20.4 | -1.7 | -6.1 | 0 | -3.3 | -1.5 | -3.3 | 1.1 | -2.8 | -4.4 | -6.7 | -0.6 | -1.1 | -11.7 | -15.6 | -6.1 | -11.7 | -10.6 | -15.6 | 0 | 0 | 6.1 | -3.4 | -0.8 | -3.9 | -0.6 | -5 | -6.1 | -9.1 | -1.1 | -1.1 | -10.6 | -13.3 | 1.1 | -3.9 | 5.6 | -3.9 | -14.4 | -18.3 | 7.8 | -5 | -8.3 | -9.4 | -7.8 | -12.2 | -4.4 | -16.1 | -4.6 | -6.6 | -0.6 | -1.7 | 11.1 | 9.4 | -15 | -18.3 | -8 | -10 | 2.6 | 1.9 | 11.3 | 8.9 | 1.1 | -7.8 | -6.1 | -8.3 | -15 | -21 | 8.3 | 1.1 | 2.8 | -1.7 | -28.9 | -37.2 | 1.1 | -11.1 | -3.3 | -7.8 | -3.9 | -10 | 9.4 | 8.3 | 10.6 | -3.9 | 13.9 | 13.9 | 21.1 | 19.4 | 3.3 | 3.3 | -6.1 | -6.7 | -5.2 | -13.3 | 6.7 | 6.1 | 3.9 | -2.8 | -2.8 | -4.4 | -2.8 | -5.6 | 3.7 | -2.2 | -1.5 | -4.1 | 3.9 | -10.6
-20 | -21 | 3.9 | -3.3 | 14.4 | 13.3 | 3.3 | 2.8 | -7.8 | -10.9 | 5 | -2.8 | 2 | 0 | 1.1 | -1.7 | 8.3 | -1.1 | 7.2 | 5.6 | 3.3 | 1.1 | 11.5 | 3.5 | -3.2 | -4.1 | 0.6 | -5.6 | 3 | -2 | 9.4 | 7.2 | 21.1 | 18.9 | -2.2 | -13.3 | 15.6 | 15 | 8.9 | 8.9 | 20 | 10.6 | -4.8 | -6.2 | 2.2 | -0.6 | -3.3 | -6.1 | 1.1 | -3.9 | -3.9 | -6.1 | -8.9 | -13.3 | 13.2 | 12.6 | 10.6 | 8.9 | 2.2 | -4.4 | -25 | -28 | -19.4 | -20.9 | -3.9 | -5.6 | 0 | -2.8 | -1.7 | -3.9 | 0 | -0.6 | -5 | -7.2 | -0.6 | -1.7 | -11.9 | -15.2 | -5.7 | -11 | -11.7 | -15 | 0.2 | 0.2 | 6.1 | -2.9 | 0.2 | -2.5 | -1.1 | -4.4 | -6.1 | -9.4 | -1.1 | -1.1 | -11.1 | -13.3 | 0.4 | -3.7 | 5 | -3.3 | -14.4 | -18.9 | 8.9 | -4.4 | -9.4 | -10.6 | -8.9 | -11.7 | -4.4 | -16.1 | -5 | -7.2 | -0.6 | -1.1 | 11.7 | 10 | -15.6 | -18.3 | -9 | -11 | 1.7 | 1.1 | 11.1 | 8.9 | 0.6 | -7.8 | -6.1 | -8.3 | -15 | -21 | 7.8 | 1.7 | 2.2 | -1.1 | -27.8 | -36.1 | 0 | -11.1 | -3.3 | -7.8 | -3.9 | -11.1 | 9.6 | 8.4 | 9.4 | -3.9 | 14.8 | 14.8 | 20.6 | 19.4 | 3.9 | 3.9 | -6.1 | -6.7 | -5 | -14.4 | 5.6 | 5.6 | 3.3 | -2.8 | -2.8 | -3.9 | -2.8 | -5.3 | 2.8 | 0 | -2.4 | -4.6 | 5 | -8.9
-21 | -23 | 3.9 | -3.9 | 15 | 13.9 | 3.3 | 2.8 | -8.3 | -11.7 | 3.9 | -1.7 | 4 | 1 | 2.8 | -1.1 | 7.2 | 1.1 | 7.4 | 5.6 | 2.8 | -0.6 | 11.3 | 3.8 | -3.9 | -4.4 | 0 | -5.6 | 3 | -1 | 8.9 | 7.2 | 21.1 | 18.3 | -3.3 | -12.2 | 16.7 | 16.1 | 8.3 | 8.3 | 20 | 10 | -4.6 | -5.7 | 1.1 | 0 | -2.2 | -6.1 | 0.5 | -3.3 | -3.3 | -6.1 | -9.5 | -12.9 | 13.5 | 12.9 | 10 | 8.9 | 1.7 | -5 | -26 | -28 | -19.4 | -21.4 | -2.8 | -5.6 | -0.6 | -3.3 | -2.1 | -3.9 | 0 | -0.6 | -5.6 | -7.2 | 0 | -2.2 | -12 | -15.1 | -5.4 | -10.9 | -12.8 | -15.2 | 0.4 | 0.4 | 6.1 | -2.8 | 1.1 | -1.7 | -1.1 | -4.4 | -5.5 | -8.2 | -1.1 | -1.1 | -13.3 | -15.6 | -0.4 | -4.2 | 4.4 | -2.8 | -15 | -19.4 | 7.2 | -4.4 | -10.6 | -11.7 | -9.4 | -11.1 | -4.4 | -12.8 | -5.4 | -7.3 | -0.6 | -2.2 | 12.8 | 11.1 | -15.6 | -18.3 | -10 | -12 | 1.9 | 1.2 | 11.3 | 8.7 | 0 | -8.3 | -6.1 | -7.8 | -16 | -21 | 7.2 | 0.6 | 2.2 | -1.1 | -27.8 | -35 | -2.8 | -9.4 | -3.9 | -7.2 | -5 | -11.7 | 9.8 | 8.3 | 10 | -3.3 | 15.8 | 15.8 | 21.1 | 19.4 | 3.9 | 3.9 | -5.6 | -6.7 | -5.4 | -12.6 | 6.1 | 5.6 | 3.3 | -3.3 | -2.8 | -3.9 | -2.8 | -5.3 | 2.6 | 0.3 | -3.3 | -5.6 | 4.4 | -9.4
-22 | -23 | 3.9 | -3.3 | 15.6 | 14.4 | 3.3 | 3.3 | -8.9 | -12.3 | 3.3 | -2.8 | 4 | 1 | 2.2 | -1.1 | 6.7 | 0.6 | 7.6 | 5.6 | 2.2 | -0.6 | 11.1 | 4 | -3.5 | -4 | -1.7 | -6.7 | 2 | -2 | 7.8 | 6.7 | 20.6 | 17.8 | -4.5 | -12.6 | 16.1 | 14.4 | 8.9 | 8.9 | 20.6 | 11.1 | -4.4 | -5.6 | 1.1 | 0 | -2.8 | -6.1 | 0 | -3.1 | -3.3 | -6.1 | -10 | -12.9 | 13.9 | 13.3 | 10 | 8.9 | 1.1 | -5 | -26 | -28 | -20.6 | -21.9 | -3.3 | -5.6 | -0.6 | -3.3 | -2.4 | -4 | 0 | -0.6 | -5.6 | -7.8 | 0 | -2.2 | -12.2 | -15.6 | -5 | -11.7 | -13.9 | -15.6 | 0.6 | 0.6 | 6.1 | -2 | 0.2 | -2.2 | -1.1 | -4.4 | -5 | -7.3 | -1.1 | -1.1 | -16.1 | -17.2 | -1.1 | -5 | 3.9 | -1.1 | -16.7 | -21.7 | 7.8 | -4.4 | -10.6 | -11.7 | -9.4 | -11.1 | -4.4 | -14.4 | -5.7 | -7.7 | -0.6 | -0.6 | 12.2 | 10.6 | -15.6 | -18.3 | -10 | -12 | 2 | 1 | 11.5 | 8.6 | 0 | -8.3 | -6.1 | -7.2 | -17 | -22 | 6.7 | 0.6 | 2.2 | -1.1 | -26.7 | -34.4 | -1.7 | -11.1 | -3.9 | -7.2 | -5 | -12.2 | 10 | 8.3 | 8.9 | -3.3 | 16.7 | 16.7 | 20.6 | 20 | 3.9 | 3.9 | -3.9 | -5.6 | -5.7 | -12.1 | 5 | 5 | 4.4 | -2.8 | -3.3 | -3.9 | -2.8 | -5.6 | 2.4 | 0.8 | -3.3 | -5.2 | 3.3 | -8.9
-23 | -25 | 3.9 | -2.8 | 11.1 | 3.9 | 3.9 | 3.3 | -9.4 | -13.4 | 3.9 | -5.6 | 4 | 1 | 2.8 | -1.1 | 5.6 | -0.6 | 7.8 | 5.6 | 1.7 | 0.6 | 10.9 | 4.1 | -3.2 | -3.7 | -1.7 | -6.7 | 2 | -2 | 7.8 | 6.7 | 20 | 18.3 | -5.6 | -13.9 | 15 | 13.9 | 8.9 | 8.9 | 19.4 | 8.9 | -4.4 | -5.2 | 0.6 | 0 | -2.8 | -6.1 | -0.6 | -3.3 | -3.9 | -5.6 | -10.6 | -13.3 | 14.3 | 13.9 | 10 | 8.9 | 1.1 | -5.6 | -25 | -28 | -21.1 | -22.2 | -2.2 | -5.6 | -0.6 | -3.3 | -2.8 | -4.4 | 0 | -0.6 | -6.1 | -7.8 | -0.6 | -2.8 | -11.8 | -15 | -4.8 | -10.5 | -13 | -14.6 | 0.8 | 0.8 | 6.1 | -1.8 | -0.8 | -3.2 | -1.7 | -4.4 | -4.4 | -6.7 | -0.6 | -0.6 | -13.9 | -15 | -0.7 | -4.3 | 3.9 | -1.1 | -17.8 | -21.7 | 8.9 | -4.4 | -11.1 | -12.8 | -9.4 | -10.6 | -3.9 | -12.8 | -6.1 | -8.3 | -0.6 | -0.6 | 11.1 | 8.3 | -16.1 | -18.3 | -10 | -13 | 2.2 | 1.1 | 11.7 | 8.3 | -0.6 | -7.8 | -5.6 | -7.2 | -18 | -22 | 5.6 | 0.6 | 2.2 | -1.1 | -25 | -26.7 | -2.2 | -10.6 | -4.4 | -6.7 | -5.6 | -13.3 | 10 | 8.5 | 6.1 | -3.9 | 16.5 | 16.5 | 21.1 | 20 | 4.4 | 3.9 | -6.1 | -7.8 | -6.1 | -12.2 | 3.9 | 3.9 | 5 | 2.2 | -3.3 | -3.9 | -3.9 | -6.5 | 2.2 | 1.1 | -3.3 | -5.2 | 3.3 | -11.7
-22 | -24 | 3.9 | -2.8 | 8.9 | 1.1 | 3.9 | 3.3 | -10 | -15 | 1.7 | -2.2 | 4 | 0 | 1.1 | -1.7 | 5.6 | -2.2 | 7.8 | 5.8 | 0.6 | -1.1 | 10.9 | 4.6 | -2.8 | -3.3 | -1.7 | -6.7 | 3 | -2 | 7.8 | 6.7 | 20 | 17.8 | -5.8 | -13 | 15.6 | 14.4 | 9.4 | 9.4 | 20 | 10 | -4.4 | -5 | 0.6 | -0.6 | -2.8 | -6.1 | -1.9 | -4.2 | -3.3 | -5 | -11.3 | -13.6 | 14.6 | 14.5 | 10 | 8.9 | 1.1 | -5.6 | -26 | -28 | -21.7 | -22.6 | -2.2 | -5.6 | -0.6 | -3.3 | -3.2 | -4.7 | 0.6 | -0.6 | -6.1 | -8.3 | -1.1 | -2.8 | -11.5 | -14.8 | -4.6 | -10.1 | -12 | -13.8 | 0.9 | 0.9 | 6.1 | -1.7 | -1.7 | -4.4 | -1.7 | -4.4 | -3.9 | -5.8 | -0.6 | -0.6 | -13.9 | -15.6 | -0.4 | -4.2 | 1.1 | -1.7 | -16.7 | -22.2 | 7.2 | -4.4 | -11.7 | -13.3 | -9.4 | -11.1 | -3.3 | -12.2 | -6.1 | -8.1 | -0.6 | -2.2 | 10 | 7.8 | -16.1 | -18.3 | -8 | -10 | 1.3 | 0.3 | 11.7 | 8.6 | 0 | -8.3 | -6.1 | -8.3 | -18 | -23 | 5.6 | 0.6 | 2.2 | 0.6 | -23.3 | -31.1 | -1.1 | -10 | -5 | -6.7 | -5.6 | -13.3 | 10 | 8.8 | 4.4 | -3.9 | 16.3 | 16.3 | 21.1 | 20 | 3.9 | 3.9 | -6.7 | -8.3 | -5.4 | -11.4 | 3.3 | 3.3 | 4.4 | 3.3 | -3.3 | -3.9 | -5 | -7.9 | 1.8 | 0.8 | -3.3 | -5.6 | 4.4 | -8.9
-22 | -24 | 3.9 | -2.2 | 7.2 | 1.1 | 3.9 | 3.3 | -9.1 | -14.4 | 1.7 | -3.3 | 4 | 1 | 0 | -2.2 | 6.7 | -4.4 | 7.8 | 6 | 2.2 | 1.1 | 10.6 | 4.7 | -3.7 | -4.1 | -1.1 | -6.7 | 3 | -2 | 7.2 | 6.7 | 19.4 | 17.8 | -5.9 | -12.9 | 15.6 | 13.9 | 11.1 | 11.1 | 20 | 10.6 | -4.4 | -5 | 0 | -0.6 | -2.8 | -6.1 | -3.1 | -5.3 | -2.8 | -4.4 | -12.1 | -14.1 | 15 | 15 | 10 | 8.3 | 1.1 | -6.1 | -25 | -28 | -21.7 | -23.9 | -2.8 | -4.4 | -0.6 | -3.3 | -3.5 | -5 | 0.6 | 0 | -6.7 | -8.3 | -1.1 | -3.3 | -11.1 | -15 | -4.4 | -10.6 | -11.1 | -13.3 | 1.1 | 1.1 | 6.1 | -1.6 | -1.3 | -3.5 | -1.7 | -4.4 | -3.3 | -4.9 | 0 | 0 | -14.4 | -16.1 | 0 | -4.4 | 2.8 | -1.1 | -19.4 | -22.8 | 6.7 | -5 | -12.2 | -13.9 | -10 | -11.7 | -3.3 | -12.2 | -6.1 | -8.1 | -1.1 | -1.1 | 8.9 | 6.7 | -16.1 | -18.3 | -7 | -8 | 0.3 | -0.4 | 11.7 | 8.8 | -0.6 | -7.8 | -6.1 | -8.3 | -18 | -22 | 5 | 0.6 | 2.8 | 1.1 | -23.3 | -31.1 | -0.6 | -10.6 | -5 | -6.7 | -6.1 | -13.3 | 10 | 8.9 | 4.4 | -3.9 | 16.1 | 16.1 | 21.1 | 19.4 | 3.3 | 3.3 | -7.2 | -8.3 | -4.6 | -11.2 | 2.8 | 2.8 | 5 | 3.3 | -3.3 | -3.9 | -6.1 | -9.4 | 1.5 | 0.8 | -3.7 | -5.6 | 3.9 | -8.3
-22 | -23 | 3.3 | -2.2 | 6.1 | 1.1 | 3.9 | 3.3 | -8.1 | -14.4 | 1.1 | -3.9 | 4 | 1 | 0.6 | -2.8 | 5.6 | -3.3 | 7.8 | 6.1 | 1.1 | -0.6 | 10.6 | 5 | -4.7 | -4.8 | -1.7 | -7.2 | 2 | -2 | 7.8 | 6.7 | 19.4 | 17.8 | -6.1 | -13.9 | 15.6 | 13.9 | 10.6 | 7.2 | 19.4 | 9.4 | -4.8 | -5.4 | 0.6 | -1.1 | -2.8 | -6.1 | -4.4 | -6.7 | -2.2 | -4.4 | -12.8 | -15 | 15.6 | 15.6 | 10 | 8.3 | 0.6 | -7.2 | -26 | -28 | -23.3 | -25.6 | -1.7 | -5 | -0.6 | -3.3 | -3.9 | -5.6 | 0.6 | 0 | -7.2 | -9.4 | -1.7 | -3.3 | -10 | -13.8 | -3.9 | -8.9 | -10.4 | -12.6 | 1.5 | 1.3 | 6.1 | -1.6 | -1 | -3.1 | -1.7 | -3.9 | -2.8 | -4.4 | 0.6 | 0.6 | -14.4 | -16.1 | 0.6 | -3.9 | 0.6 | -0.6 | -22.8 | -25.6 | 5.6 | -5 | -11.7 | -13.3 | -9.4 | -11.7 | -2.8 | -11.7 | -6.1 | -8.3 | -0.6 | -1.1 | 7.8 | 6.1 | -16.1 | -18.9 | -7 | -10 | -0.6 | -1.1 | 11.7 | 8.9 | -0.6 | -7.8 | -6.7 | -8.3 | -18 | -23 | 5 | 0.6 | 2.8 | 1.1 | -22.8 | -29.4 | -0.6 | -10.6 | -4.4 | -6.7 | -6.7 | -12.8 | 10.7 | 9.6 | 1.1 | -4.4 | 15.9 | 15.9 | 21.1 | 19.4 | 2.8 | 2.2 | -8.3 | -10 | -3.9 | -12.2 | 2.2 | 2.2 | 5 | 3.9 | -3.3 | -3.9 | -6.5 | -8.9 | 1.1 | 0.6 | -4 | -5.9 | 3.9 | -4.4
-22 | -23 | 3.9 | -3.3 | 7.2 | 2.2 | 3.9 | 3.3 | -7.2 | -15.6 | 1.1 | -4.4 | 3 | 1 | 0.6 | -2.2 | 10 | -10 | 8.2 | 6.2 | 2.2 | 0 | 11.9 | 5.6 | -5.6 | -5.6 | -1.1 | -7.2 | 2 | -3 | 7.8 | 6.7 | 20 | 17.8 | -4.8 | -12.5 | 15 | 13.3 | 6.7 | 1.7 | 20.6 | 10 | -5.2 | -6 | 1.1 | -1.1 | -2.8 | -6.1 | -4 | -6.2 | -2.2 | -4.4 | -11.3 | -13.9 | 16.1 | 16.1 | 10 | 8.9 | 1.1 | -7.2 | -26 | -28 | -22.2 | -24.4 | -1.1 | -5.6 | -0.6 | -3.3 | -3.2 | -4.7 | 0.6 | -0.6 | -7.8 | -9.4 | -2.2 | -3.9 | -8.9 | -12.9 | -3.3 | -8 | -9.6 | -12.2 | 1.8 | 1.4 | 6.1 | -2.2 | -0.6 | -2.8 | -2.2 | -3.9 | 0.9 | -1.6 | 0.6 | 0.6 | -15 | -16.7 | 1.1 | -3.8 | 1.7 | -0.6 | -21.1 | -23.3 | 7.8 | -4.4 | -11.7 | -13.3 | -10 | -11.7 | -2.2 | -11.1 | -4.4 | -7 | -0.6 | -2.2 | 8.3 | 7.2 | -16.1 | -18.3 | -6 | -8 | 0.7 | 0 | 11.9 | 9.1 | 0 | -7.8 | -7.8 | -8.9 | -18 | -22 | 5 | 0.6 | 3.3 | 2.2 | -21.1 | -27.8 | 0 | -10 | -3.9 | -6.7 | -7.2 | -12.8 | 11.5 | 10.4 | 3.3 | -3.3 | 15.8 | 15.8 | 21.1 | 19.4 | 2.2 | 2.2 | -7.2 | -8.3 | -3.7 | -10.8 | 2.8 | 2.2 | 5 | 3.9 | -3.9 | -4.4 | -6.8 | -8.8 | 1.1 | 0.5 | -4.4 | -6.7 | 5 | -6.1
-22 | -23 | 3.3 | -2.2 | 9.4 | 0 | 3.9 | 3.3 | -2 | -12.3 | 3.9 | -5 | 3 | 0 | 3.3 | 0 | 9.4 | -3.3 | 8.5 | 6.1 | 5 | 2.2 | 13.1 | 6 | -2.3 | -3.7 | -0.6 | -6.7 | 3 | -2 | 11.1 | 8.9 | 21.7 | 18.9 | -3.5 | -12.1 | 15.6 | 13.3 | 6.1 | 0 | 21.7 | 9.4 | -5.6 | -6.7 | 1.1 | -2.2 | -2.8 | -6.1 | -3.7 | -6 | -1.7 | -3.9 | -9.8 | -13.3 | 16.7 | 16.7 | 10 | 8.9 | 2.2 | -6.1 | -25 | -28 | -21.7 | -24.4 | -1.1 | -5.6 | 0 | -3.3 | -2.4 | -3.8 | 1.7 | -0.6 | -8.3 | -10.6 | -2.8 | -4.4 | -7.8 | -12.8 | -2.8 | -7.8 | -8.9 | -12.2 | 2.2 | 1.7 | 7.4 | -1.1 | 0.7 | -2.2 | -1.1 | -3.9 | 4.6 | 0.9 | 1.1 | 1.1 | -15 | -16.7 | 1.7 | -4.4 | 5 | -0.6 | -17.2 | -23.3 | 12.2 | -3.3 | -9.4 | -10.6 | -9.4 | -12.2 | -1.7 | -10.6 | -2.8 | -6 | -0.6 | -2.8 | 8.3 | 7.2 | -15.6 | -18.3 | -4 | -6 | 2 | 1 | 12 | 9.2 | 0.6 | -7.2 | -7.2 | -8.9 | -21 | -25 | 6.1 | 0.6 | 3.3 | 1.7 | -20 | -26.7 | 0 | -10.6 | -4.4 | -7.2 | -6.1 | -12.8 | 12.2 | 11.1 | 6.1 | -3.3 | 15.6 | 15.6 | 21.7 | 20 | 5.6 | 4.4 | -6.1 | -7.2 | -3.5 | -10.6 | 1.7 | 1.7 | 6.1 | 3.9 | -2.8 | -4.4 | -7.2 | -8.9 | 1.1 | 0.5 | -4.4 | -6.6 | 5 | -3.3
-22 | -23 | 3.3 | -2.2 | 11.1 | -0.6 | 3.9 | 3.3 | 3.1 | -11.8 | 6.7 | -6.1 | 3 | -1 | 7.2 | 1.1 | 12.2 | -3.3 | 8.9 | 6.1 | 7.8 | -1.7 | 14.4 | 6.1 | 1.1 | -2 | 2.2 | -6.1 | 3 | -3 | 13.3 | 5.6 | 23.9 | 18.9 | -2.2 | -13.3 | 16.1 | 13.9 | 7.8 | 0 | 23.3 | 10 | -5.2 | -6.4 | 0 | -2.2 | -2.2 | -6.1 | -3.3 | -6.1 | 1.7 | -2.2 | -8.3 | -13.3 | 18.2 | 17.6 | 10 | 8.3 | 3.3 | -6.1 | -23 | -27 | -19.4 | -23.3 | -0.6 | -5 | 0 | -2.8 | -1.7 | -3.3 | 1.7 | 0 | -8.3 | -10.6 | -2.8 | -5 | -5.2 | -10.7 | 0.4 | -5.5 | -6.3 | -10.7 | 4.4 | 2.9 | 8.7 | -0.5 | 2 | -2.1 | -0.6 | -3.9 | 8.3 | 3.3 | 1.7 | 1.7 | -15 | -16.1 | 3.5 | -3.1 | 7.2 | -2.2 | -10 | -20 | 12.8 | -2.8 | -8.3 | -8.9 | -8.3 | -11.1 | -1.1 | -10 | -1.1 | -5.6 | -0.6 | -1.7 | 9.4 | 7.2 | -14.4 | -17.2 | 0 | -4 | 3.3 | 2.2 | 12.2 | 9.4 | 0.6 | -7.2 | -7.2 | -9.4 | -16 | -20 | 7.8 | 0 | 3.9 | 2.2 | -19.4 | -25 | -1.7 | -5 | -3.9 | -6.7 | -5 | -13.3 | 13.1 | 11.7 | 10 | -2.2 | 18.2 | 14.5 | 22.8 | 20 | 8.9 | 6.1 | -3.3 | -5 | -3.3 | -11.1 | 1.7 | 1.7 | 6.7 | 3.3 | -2.8 | -4.4 | -6.1 | -8.8 | 1.1 | 0.6 | -4.4 | -7 | 6.1 | -6.1
-22 | -23 | 3.3 | -2.2 | 12.2 | -1.1 | 3.9 | 3.3 | 8.3 | -15 | 8.3 | -7.8 | 4 | -1 | 11.1 | 1.7 | 15 | -7.2 | 9.5 | 6.8 | 10.6 | -5.6 | 16.3 | 5.6 | 4.4 | -1.1 | 1.7 | -4.4 | 5 | -3 | 15 | 2.8 | 25.6 | 18.3 | -0.4 | -11.6 | 17.2 | 13.9 | 9.4 | -0.6 | 23.3 | 10.6 | -4.8 | -6.4 | 2.8 | -3.3 | -1.7 | -6.1 | -2.6 | -5.7 | 3.9 | -1.7 | -6.6 | -12.4 | 19.6 | 18.1 | 10.6 | 8.9 | 3.9 | -5.6 | -23 | -26 | -17.8 | -22.2 | 0 | -3.9 | 0 | -2.8 | -0.4 | -2.6 | 1.7 | 0 | -7.8 | -10.6 | -2.8 | -6.1 | -2.6 | -9.5 | 3.5 | -4.8 | -3.7 | -9.6 | 6.7 | 4 | 10 | 0 | 3.3 | -2.2 | 0 | -3.9 | 8.9 | 3.5 | 1.7 | 1.7 | -14.4 | -16.1 | 5.4 | -2.1 | 9.4 | -2.8 | -7.2 | -16.1 | 14.4 | -2.2 | -6.7 | -7.8 | -7.8 | -10.6 | -2.2 | -6.7 | -0.2 | -5 | -0.6 | -2.2 | 10 | 7.8 | -12.2 | -16.1 | 0 | -3 | 5.7 | 3.7 | 12.2 | 9.4 | 1.7 | -6.1 | -6.7 | -9.4 | -13 | -20 | 9.4 | 0 | 3.9 | 2.2 | -18.9 | -26.1 | -1.1 | -4.4 | -3.3 | -7.8 | -3.3 | -13.3 | 14.1 | 12.2 | 12.2 | -2.8 | 20.7 | 12.4 | 23.3 | 19.4 | 11.7 | 7.2 | -2.2 | -2.8 | -3.1 | -9 | 2.2 | 2.2 | 6.7 | 2.8 | -1.1 | -4.4 | -5 | -9.3 | 1.3 | 0.4 | -4.4 | -7.8 | 6.1 | -6.1
-21 | -23 | 3.3 | -1.7 | 12.8 | -3.3 | 3.9 | 3.3 | 9.2 | -12.4 | 10 | -8.3 | 4 | -1 | 12.8 | 0.6 | 15.6 | -9.4 | 10 | 7.3 | 10.6 | -5 | 18.1 | 4.7 | 7.4 | -1.4 | 3.9 | -3.3 | 7 | -3 | 16.7 | 1.7 | 25.6 | 18.3 | 1.5 | -11.3 | 18.9 | 14.4 | 10.6 | -2.2 | 25 | 10 | -4.4 | -6.7 | 3.3 | -3.3 | -1.7 | -6.1 | -1.8 | -5.5 | 4.4 | -1.1 | -5 | -12.4 | 21.1 | 18.9 | 10.6 | 8.9 | 1.7 | -6.7 | -22 | -26 | -16.7 | -21.7 | 0 | -2.8 | 0.6 | -2.8 | 0.9 | -2.5 | 0.6 | -1.7 | -7.2 | -11.1 | -2.8 | -5.6 | 0 | -9.4 | 6.7 | -5 | -1.1 | -10 | 8.9 | 5 | 10.6 | 0.3 | 4.1 | -1.5 | 2.2 | -3.3 | 9.4 | 3.8 | 1.7 | 1.7 | -13.3 | -15.6 | 7.2 | -1.7 | 10.6 | -3.9 | -5.6 | -15 | 15 | -2.2 | -5.6 | -6.7 | -6.7 | -11.1 | -1.7 | -6.1 | 0.8 | -5 | -0.6 | -2.2 | 11.1 | 6.7 | -9.4 | -15 | 0 | -2 | 8.2 | 5.3 | 12.2 | 9.4 | 2.2 | -5.6 | -6.1 | -10 | -13 | -20 | 10.6 | -0.6 | 4.4 | 3.9 | -18.9 | -26.7 | -1.1 | -3.9 | -3.9 | -8.3 | -1.1 | -15.6 | 15 | 12.8 | 15 | -1.7 | 23.3 | 8.3 | 24.4 | 19.4 | 13.9 | 5 | -0.6 | -2.8 | -3 | -8.2 | 1.7 | 1.7 | 7.8 | 2.8 | -0.6 | -5 | -3.9 | -10.6 | 1.5 | 0.2 | -4.4 | -7.3 | 6.7 | -5
-21 | -23 | 3.9 | -2.2 | 13.9 | -1.7 | 4.4 | 3.9 | 10.2 | -11.7 | 10.6 | -10 | 4 | -1 | 13.9 | -0.6 | 16.1 | -8.3 | 10.6 | 7.8 | 11.7 | -7.8 | 20 | 2.8 | 10.3 | -3 | 4.4 | -3.9 | 7 | -4 | 17.8 | 0.6 | 26.7 | 18.9 | 3.3 | -13.3 | 20 | 15.6 | 11.1 | -3.3 | 25.6 | 9.4 | -5 | -7.6 | 3.3 | -2.8 | -1.1 | -5.6 | -1.1 | -6.1 | 5.6 | 0 | -3.3 | -13.9 | 21.3 | 18.9 | 11.7 | 9.4 | 2.8 | -8.3 | -22 | -25 | -15 | -21.1 | 0 | -2.8 | 0.6 | -2.8 | 2.2 | -2.8 | 0.6 | -2.2 | -5.6 | -11.1 | -2.8 | -7.2 | 1.5 | -7.6 | 7.6 | -3.4 | -0.2 | -8.8 | 9.3 | 5.5 | 11.1 | 0.5 | 4.8 | -0.9 | 3.3 | -3.3 | 10 | 3.9 | 1.7 | 1.7 | -11.7 | -14.4 | 8.5 | -0.5 | 12.8 | -4.4 | -7.2 | -17.8 | 15.6 | -2.2 | -3.3 | -5.6 | -6.1 | -9.4 | -1.7 | -5.6 | 1.7 | -6.1 | 0 | -2.2 | 11.7 | 5.6 | -8.3 | -14.4 | 0 | -2 | 10.6 | 6.7 | 12.2 | 9.4 | 2.8 | -5 | -5 | -9.4 | -12 | -20 | 12.2 | -1.1 | 5.6 | 5 | -18.3 | -26.7 | -0.6 | -4.4 | -3.9 | -8.9 | 0 | -16.7 | 16.1 | 13.4 | 18.3 | -3.3 | 24.6 | 6.9 | 25 | 19.4 | 16.1 | 5 | 1.7 | -2.8 | -2.8 | -7.8 | 1.7 | 1.7 | 9.4 | 3.9 | 0 | -5 | -3.3 | -9.6 | 1.7 | 0 | -4.4 | -7.3 | 6.7 | -5
-21 | -23 | 3.9 | -2.8 | 13.9 | -1.7 | 4.4 | 3.9 | 11.1 | -12.8 | 12.2 | -10.6 | 4 | -1 | 14.4 | -6.1 | 15 | -6.1 | 10.2 | 7.5 | 12.8 | -6.7 | 18.9 | 4.7 | 13.3 | -6.7 | 6.1 | -3.9 | 8 | -5 | 18.3 | -2.2 | 26.1 | 18.3 | 4.4 | -11.6 | 20.6 | 15.6 | 11.1 | -3.9 | 25 | 11.1 | -5.5 | -8.7 | 3.3 | -2.8 | 0 | -5.6 | -0.7 | -5.3 | 7.8 | 0.6 | -2.6 | -12.5 | 21.5 | 18.9 | 11.7 | 9.4 | 2.2 | -11.1 | -22 | -25 | -15 | -21.1 | -0.6 | -3.9 | 0 | -2.8 | 2.2 | -1.7 | 0 | -2.8 | -5 | -11.7 | -3.3 | -7.8 | 2.9 | -7 | 8.5 | -3 | 0.8 | -8.7 | 9.6 | 5.8 | 11.7 | 0.6 | 5.6 | -0.6 | 4.4 | -3.3 | 10.2 | 3 | 1.7 | 1.7 | -10 | -13.9 | 9.8 | 0.4 | 13.3 | -5.6 | -5 | -16.1 | 15 | -2.8 | -1.1 | -7.2 | -5.6 | -10 | -2.2 | -5.6 | 1.5 | -5 | 0 | -2.2 | 11.1 | 5.6 | -6.7 | -13.3 | 1 | -1 | 11.3 | 7.1 | 12.2 | 9.1 | 3.9 | -5 | -5.6 | -9.4 | -12 | -19 | 13.3 | -1.1 | 6.7 | 5.6 | -17.8 | -26.7 | 0 | -3.3 | -3.3 | -9.4 | 1.1 | -17.2 | 17.2 | 14.3 | 20 | -3.9 | 25.9 | 5.5 | 25.6 | 18.9 | 17.8 | 4.4 | 1.7 | -2.2 | -2.4 | -6.8 | 1.7 | 1.7 | 7.2 | 3.3 | 1.1 | -5.6 | -2.8 | -9.7 | 1.5 | 0 | -4.4 | -7.8 | 6.7 | -5.6
-21 | -23 | 3.9 | -2.2 | 14.4 | -2.2 | 4.4 | 4.4 | 10.7 | -10.1 | 12.8 | -10.6 | 4 | -1 | 15 | -4.4 | 14.4 | -3.3 | 9.8 | 7.1 | 13.3 | -6.7 | 17.8 | 5.7 | 11.8 | -5.8 | 6.7 | -3.9 | 9 | -4 | 18.3 | -1.7 | 26.1 | 19.4 | 5.6 | -11.5 | 20.6 | 15.6 | 11.1 | -1.7 | 24.4 | 11.1 | -6.1 | -10.6 | 3.3 | -3.3 | 1.1 | -5.6 | -0.4 | -5.2 | 8.9 | 0.6 | -1.8 | -12.1 | 21.7 | 18.9 | 12.2 | 9.4 | 2.8 | -11.1 | -22 | -26 | -14.4 | -20 | -0.6 | -2.2 | 0.6 | -2.8 | 2.2 | -1.1 | 0 | -2.8 | -5 | -11.7 | -3.3 | -7.8 | 4.4 | -7.2 | 9.4 | -2.8 | 1.7 | -10 | 10 | 6.1 | 11.5 | 0.3 | 5.2 | -0.5 | 5 | -3.3 | 10.4 | 1.7 | 1.7 | 1.7 | -8.9 | -13.3 | 11.1 | 1.7 | 14.4 | -10.6 | -6.1 | -15.6 | 15 | -2.2 | 0.6 | -6.7 | -5 | -8.9 | -1.7 | -5 | 1.3 | -4.6 | 0 | -2.2 | 8.9 | 2.2 | -6.1 | -12.8 | 1 | -3 | 12.1 | 7.6 | 12.2 | 8.7 | 3.9 | -4.4 | -5 | -8.9 | -12 | -19 | 14.4 | -1.1 | 8.3 | 7.8 | -17.2 | -25 | 0 | -2.8 | -3.3 | -9.4 | 1.1 | -17.8 | 18.3 | 15 | 20.6 | -3.9 | 27.2 | 3.3 | 25.6 | 18.9 | 18.3 | 2.2 | 2.2 | -3.3 | -2.1 | -6.5 | 1.7 | 1.1 | 7.2 | 3.3 | 0 | -6.7 | -2.2 | -10.6 | 1.3 | 0 | -4.6 | -7.3 | 6.7 | -5.6
-21 | -23 | 3.9 | -2.8 | 13.3 | -3.3 | 4.4 | 4.4 | 10.4 | -9.3 | 13.3 | -8.9 | 4 | -1 | 14.4 | -4.4 | 13.9 | 3.3 | 9.4 | 6.7 | 12.2 | -2.2 | 16.7 | 6.7 | 10.4 | -5.3 | 7.2 | -3.9 | 8 | -5 | 18.3 | 0 | 25.6 | 20 | 6.7 | -13.3 | 20.6 | 15.6 | 11.7 | -1.1 | 24.4 | 10.6 | -6.8 | -10.7 | 3.3 | -2.8 | 1.7 | -5.6 | 0 | -5.6 | 7.8 | 0.6 | -1.1 | -13.3 | 21.1 | 18.7 | 11.7 | 9.4 | 2.2 | -12.8 | -21 | -24 | -15 | -20.6 | -0.6 | -1.1 | 1.1 | -2.2 | 2.2 | -0.6 | 0 | -2.2 | -5.6 | -11.7 | -3.3 | -7.8 | 4.2 | -6.2 | 8.9 | -2.1 | 1.3 | -8.5 | 9.8 | 6.5 | 11.3 | 0.1 | 4.8 | -0.7 | 4.4 | -3.3 | 10.6 | 0.6 | 1.7 | 1.7 | -9.4 | -13.9 | 9.4 | 0.8 | 13.3 | -13.3 | -7.2 | -13.9 | 15 | -2.8 | 0.6 | -6.1 | -5.6 | -8.3 | -1.7 | -4.4 | 1.1 | -5 | -0.6 | -1.7 | 7.8 | 1.1 | -5.6 | -12.2 | 1 | -2 | 12.8 | 7.8 | 12.2 | 8.3 | 2.8 | -4.4 | -5.6 | -10 | -12 | -20 | 14.4 | -1.7 | 8.9 | 8.3 | -17.2 | -24.4 | 0.6 | -1.1 | -3.9 | -10 | 2.2 | -17.8 | 18.5 | 15.4 | 20.6 | -2.8 | 25.2 | 2.6 | 25 | 18.9 | 18.9 | 2.2 | 2.2 | -2.2 | -1.7 | -6.7 | 1.1 | 1.1 | 7.8 | 3.9 | 0 | -5 | -4.1 | -10 | 1.1 | 0 | -4.8 | -7.4 | 6.1 | -7.8
-21 | -23 | 4.4 | -3.3 | 11.7 | -3.9 | 5 | 4.4 | 10 | -10 | 12.2 | -9.4 | 3 | -2 | 13.3 | -4.4 | 13.3 | -3.9 | 9.2 | 6.5 | 11.1 | 1.7 | 15.4 | 7.7 | 8.9 | -6.1 | 6.1 | -3.3 | 8 | -3 | 17.2 | -0.6 | 25 | 19.4 | 4.3 | -10.5 | 20 | 15.6 | 10.6 | -1.7 | 22.8 | 12.2 | -7.6 | -11.5 | 3.3 | -1.7 | -0.6 | -5 | -1.5 | -5.7 | 7.8 | 0.6 | -2.4 | -11.4 | 20.6 | 18.6 | 11.7 | 9.4 | 1.1 | -12.2 | -21 | -24 | -16.1 | -20 | 0 | -0.6 | 1.1 | -2.8 | 1.8 | -0.5 | -0.6 | -2.2 | -7.2 | -11.7 | -3.3 | -8.3 | 4.1 | -6.3 | 8.3 | -1.8 | 1 | -8.3 | 9.6 | 6.9 | 11.1 | -0.6 | 4.4 | -1.1 | 3.9 | -3.3 | 10 | 1.9 | 1.7 | 1.7 | -11.1 | -13.9 | 7.8 | 0.3 | 11.7 | -11.7 | -10.6 | -18.9 | 13.9 | -2.8 | -1.7 | -6.1 | -6.1 | -8.9 | -1.1 | -5 | 0.5 | -4.7 | -0.6 | -2.2 | 6.7 | 1.1 | -6.1 | -11.7 | 0 | -2 | 10.9 | 7.2 | 12 | 8.5 | 1.7 | -4.4 | -6.1 | -10 | -12 | -20 | 13.9 | -1.1 | 9.4 | 8.9 | -16.7 | -23.9 | 1.1 | -1.7 | -5 | -9.4 | 1.1 | -17.8 | 18.7 | 15.6 | 18.9 | -2.8 | 23.1 | 2 | 25 | 18.9 | 17.8 | 2.2 | 0.6 | -2.2 | -2.8 | -6.3 | 1.1 | 1.1 | 6.7 | 2.8 | -0.6 | -4.4 | -5.9 | -10.5 | 1.1 | 0 | -5 | -7.8 | 4.4 | -6.7
-22 | -23 | 3.9 | -3.3 | 7.2 | -1.1 | 4.4 | 3.9 | 8.3 | -9.4 | 10 | -6.1 | 2 | -2 | 11.1 | -3.9 | 11.7 | 5 | 9.1 | 6.4 | 10 | 1.7 | 14.1 | 8.5 | 8.5 | -4.7 | 2.2 | -3.9 | 8 | -3 | 15 | 0.6 | 23.9 | 19.4 | 1.8 | -9.8 | 19.4 | 15.6 | 8.3 | -3.3 | 21.7 | 13.3 | -8.3 | -12.8 | 2.8 | -1.7 | -2.2 | -5.6 | -2.9 | -6.6 | 6.7 | 0 | -3.7 | -11 | 20 | 18.3 | 11.1 | 8.9 | 0 | -12.8 | -20 | -23 | -16.7 | -20.6 | 0.6 | -0.6 | 0.6 | -2.8 | 1.5 | -0.4 | -1.1 | -2.8 | -8.9 | -12.2 | -3.9 | -7.8 | 3.9 | -7.2 | 7.8 | -2.2 | 0.6 | -9.4 | 9.4 | 7.2 | 10.9 | -0.2 | 3.5 | -0.9 | 1.7 | -3.3 | 9.5 | 3 | 1.7 | 1.7 | -15.6 | -17.2 | 6.1 | -0.6 | 8.9 | -11.1 | -13.9 | -18.3 | 12.2 | -3.3 | -4.4 | -6.7 | -7.2 | -10 | -1.7 | -5.6 | 0 | -5.1 | -0.6 | -1.7 | 6.1 | 0.6 | -6.1 | -12.2 | 0 | -2 | 9.1 | 6.4 | 11.9 | 8.8 | 1.1 | -5 | -6.1 | -10.6 | -12 | -19 | 11.7 | -1.1 | 10.6 | 10 | -17.2 | -23.3 | 1.1 | -1.7 | -6.1 | -11.1 | -1.1 | -17.2 | 18.9 | 16.1 | 16.7 | -2.8 | 21.1 | 1.1 | 23.9 | 18.9 | 13.3 | 3.3 | -1.7 | -3.9 | -3.9 | -6.5 | 1.1 | 0.6 | 5.6 | 3.3 | -1.7 | -4.4 | -7.8 | -11.7 | 1.1 | 0 | -5.4 | -7.8 | 3.3 | -9.4
-21 | -23 | 3.3 | -2.2 | 3.3 | -1.1 | 4.4 | 4.4 | 6.7 | -9.8 | 8.9 | -4.4 | 2 | -2 | 9.4 | -3.3 | 12.8 | 5.6 | 8.9 | 6.1 | 9.4 | 1.7 | 12.8 | 8.9 | 8.2 | -4.4 | 0.6 | -5 | 7 | -4 | 11.7 | 2.2 | 23.9 | 19.4 | -0.6 | -11.1 | 18.3 | 15.6 | 7.8 | -3.3 | 21.1 | 12.2 | -8.9 | -12.6 | 1.1 | -1.1 | -2.2 | -5 | -4.4 | -7.8 | 6.1 | -0.6 | -5 | -11.7 | 19.8 | 18.5 | 9.4 | 7.2 | -0.6 | -13.9 | -20 | -23 | -17.2 | -20 | 1.1 | 1.1 | 0 | -2.8 | 1.1 | -0.6 | -1.7 | -5 | -11.1 | -13.3 | -4.4 | -8.3 | 3.2 | -6.5 | 7.4 | -2.1 | 0.2 | -7.5 | 10 | 7.8 | 10.8 | 0 | 2.6 | -1.2 | 0 | -3.9 | 8.9 | 3.9 | 2.8 | 2.8 | -15 | -16.7 | 4.4 | -0.9 | 7.2 | -9.4 | -16.7 | -21.1 | 11.1 | -3.3 | -5 | -6.7 | -6.7 | -10 | -2.2 | -5.6 | -0.6 | -6.1 | 0 | -1.7 | 5.6 | 1.1 | -6.7 | -8.9 | 0 | -2 | 7.2 | 5.6 | 11.7 | 8.9 | 0.6 | -5 | -7.2 | -10.6 | -12 | -19 | 10 | -1.1 | 18.3 | 15.6 | -15.6 | -22.2 | 0.6 | -1.1 | -7.2 | -12.2 | -5.6 | -16.1 | 17.8 | 15.5 | 13.9 | -2.8 | 18.5 | 6.7 | 22.8 | 18.9 | 12.8 | 2.8 | -2.2 | -3.9 | -5 | -7.2 | 1.1 | 0.6 | 5 | 2.8 | -3.3 | -5.6 | -8.2 | -10.9 | 1.1 | 0 | -5.7 | -8.1 | 3.9 | -8.3
-22 | -24 | 2.8 | -2.2 | 3.3 | -1.1 | 5 | 5 | 5 | -12.2 | 8.3 | -5 | 2 | -1 | 7.2 | -3.3 | 12.2 | 4.4 | 8.9 | 6.5 | 8.3 | 0 | 12.6 | 8.9 | 7.8 | -4.4 | 0 | -5 | 6 | -4 | 10 | 3.9 | 23.3 | 18.9 | -2.6 | -9.5 | 17.2 | 15.6 | 5 | -3.3 | 21.1 | 11.1 | -9.4 | -12.9 | 0.6 | -1.7 | -2.2 | -4.4 | -5.5 | -7.8 | 5.6 | -0.6 | -4.4 | -10.8 | 19.6 | 18.8 | 9.4 | 7.8 | -1.7 | -15 | -20 | -23 | -18.3 | -20.6 | 1.7 | 1.7 | -0.6 | -2.8 | 0.7 | -0.8 | -2.2 | -5.6 | -12.8 | -14.4 | -4.4 | -8.9 | 2.4 | -6.9 | 7.1 | -2.1 | -0.2 | -7.3 | 10.5 | 8.3 | 10.6 | 0 | 1.7 | -1.7 | -0.6 | -3.9 | 9.1 | 2.9 | 4.4 | 4.4 | -16.1 | -18.3 | 2.8 | -1.4 | 4.4 | -9.4 | -16.1 | -20.6 | 10.6 | -3.3 | -6.7 | -7.8 | -6.7 | -10 | -2.2 | -5.6 | -0.6 | -5.7 | 0 | -1.1 | 5 | 1.1 | -7.2 | -8.3 | 0 | -2 | 6.7 | 5.4 | 11.5 | 8.7 | 0.6 | -5 | -8.9 | -11.1 | -11 | -17 | 8.3 | 0 | 18.9 | 18.3 | -13.9 | -20 | 0.6 | -1.1 | -8.3 | -13.3 | -5.6 | -15.6 | 16.7 | 15.1 | 13.3 | -2.2 | 15.9 | 9.1 | 22.2 | 19.4 | 7.8 | 3.9 | -3.3 | -4.4 | -4.8 | -6.4 | 1.1 | 0.6 | 4.4 | 2.8 | -3.3 | -5.6 | -8.5 | -10.6 | 1.1 | -0.2 | -6.1 | -8.9 | 3.3 | -8.9
-22 | -24 | 3.3 | -2.2 | 2.2 | -1.7 | 5.6 | 5.6 | 3.1 | -10.3 | 7.8 | -4.4 | 1 | -1 | 5.6 | -3.3 | 11.1 | 3.3 | 8.9 | 6.9 | 6.1 | -1.1 | 12.4 | 8.9 | 7.4 | -3.9 | -1.7 | -6.1 | 5 | -5 | 9.4 | 5 | 23.3 | 18.9 | -4.7 | -9.8 | 16.7 | 15 | 3.3 | -2.8 | 21.1 | 11.7 | -10 | -13.9 | 0 | -1.7 | -1.1 | -3.3 | -6.7 | -8.4 | 5.6 | -0.6 | -3.9 | -11 | 19.4 | 18.9 | 9.4 | 7.8 | -2.2 | -14.4 | -19 | -22 | -18.3 | -20.6 | 1.7 | 1.7 | -1.1 | -3.3 | 0.4 | -1.1 | -3.3 | -4.4 | -13.9 | -15 | -4.4 | -8.9 | 1.7 | -8.3 | 6.7 | -2.8 | -0.6 | -7.8 | 11.1 | 8.9 | 10.4 | 0.1 | 1.5 | -1.5 | -0.6 | -3.9 | 9.2 | 1.8 | 8.9 | 8.9 | -17.8 | -20 | 1.1 | -2.2 | 3.3 | -10 | -17.2 | -22.2 | 9.4 | -3.9 | -6.1 | -7.8 | -7.2 | -10 | -2.2 | -6.1 | -0.6 | -5.7 | 0 | -1.1 | 3.3 | 1.1 | -6.7 | -7.8 | 0 | -2 | 6.1 | 5.2 | 11.3 | 8.6 | 0.6 | -5 | -8.9 | -10 | -11 | -17 | 4.4 | 0.6 | 18.9 | 16.1 | -13.3 | -18.9 | 0 | -1.1 | -9.4 | -14.4 | -6.7 | -16.1 | 15.6 | 14.4 | 11.1 | -1.7 | 13.3 | 10.6 | 21.7 | 20 | 6.1 | 3.3 | -4.4 | -5.6 | -4.6 | -5.8 | 0.6 | 0 | 4.4 | 2.8 | -2.8 | -5.6 | -8.9 | -10.6 | 1.1 | -0.3 | -6.1 | -8.8 | 3.3 | -8.9
-22 | -23 | 3.3 | -2.2 | 1.1 | -2.2 | 6.1 | 5.6 | 1.3 | -10.2 | 6.7 | -3.9 | 1 | -2 | 4.4 | -2.8 | 10.6 | 2.2 | 8.9 | 7.2 | 5 | 1.1 | 12.2 | 8.9 | 7.1 | -3.8 | -1.7 | -6.1 | 4 | -4 | 8.9 | 5.6 | 23.3 | 19.4 | -6.7 | -10.6 | 15.6 | 14.4 | 2.2 | -3.3 | 21.1 | 12.8 | -10.6 | -13.8 | 0 | -1.7 | -1.1 | -3.3 | -7.8 | -8.9 | 5 | -1.1 | -3.3 | -12.2 | 19.4 | 18.9 | 9.4 | 8.3 | -2.8 | -15.6 | -18 | -22 | -18.3 | -20.6 | 0.6 | 0.6 | -1.7 | -3.3 | 0 | -1.7 | -3.3 | -6.1 | -12.8 | -13.9 | -4.4 | -10 | 1.7 | -7 | 6.7 | -2.4 | -0.2 | -6.8 | 10.5 | 8.6 | 10.2 | 0.5 | 1.3 | -1.7 | -1.1 | -3.9 | 9.4 | 0.6 | 15.6 | 15 | -15 | -17.2 | 0.5 | -2.2 | 2.8 | -8.3 | -18.3 | -21.7 | 9.4 | -3.9 | -6.1 | -7.2 | -7.8 | -10.6 | -2.2 | -6.1 | -0.6 | -6.7 | 0 | -2.2 | 2.2 | 0 | -5.6 | -6.7 | 0 | -2 | 5.6 | 5 | 11.1 | 8.3 | 0.6 | -5 | -10 | -11.1 | -11 | -17 | 3.9 | 0 | 18.9 | 15.6 | -13.3 | -18.3 | 0 | -2.2 | -10.6 | -16.1 | -8.3 | -15 | 14.8 | 14 | 8.3 | -2.2 | 12.6 | 10.4 | 20 | 18.9 | 5.6 | 3.9 | -4.4 | -6.1 | -4.4 | -5.6 | 0.6 | 0 | 3.9 | 2.2 | -2.8 | -5 | -9.3 | -10.6 | 1.1 | -0.6 | -6.1 | -9.2 | 3.3 | -8.3
-22 | -23 | 2.8 | -1.1 | 0 | -2.8 | 5.6 | 5.6 | -0.6 | -11.7 | 6.1 | -2.8 | 0 | -2 | 3.3 | -2.8 | 9.4 | 1.1 | 8.9 | 7.2 | 5 | -1.1 | 11.7 | 8.7 | 6.7 | -4.4 | 0.6 | -5.6 | 4 | -3 | 8.3 | 5.6 | 23.3 | 18.9 | -7.6 | -10.6 | 14.4 | 13.9 | 2.2 | -3.3 | 21.1 | 11.7 | -11.1 | -14.1 | 0.6 | -1.7 | -1.1 | -3.3 | -9.3 | -10 | 3.9 | -1.1 | -3.5 | -10.8 | 19.4 | 18.9 | 8.9 | 7.8 | -2.8 | -17.2 | -18 | -21 | -21.1 | -21.2 | 0.6 | 0.6 | -1.7 | -2.8 | -0.7 | -2 | -3.9 | -6.7 | -17.2 | -18.3 | -5 | -10 | 1.7 | -7 | 6.7 | -2.4 | 0.2 | -6.7 | 10 | 8.6 | 10 | 0.6 | 1.1 | -2.2 | -1.1 | -3.9 | 9 | 0.7 | 17.2 | 16.1 | -16.7 | -18.3 | 0 | -2.7 | 1.7 | -6.1 | -18.3 | -22.8 | 9.4 | -3.9 | -5.6 | -6.1 | -7.8 | -11.1 | -2.8 | -6.1 | -1.1 | -6.2 | -0.6 | -2.2 | 1.7 | -0.6 | -3.9 | -6.7 | 0 | -2 | 5.6 | 5 | 10.9 | 8.2 | 1.1 | -4.4 | -9.4 | -11.1 | -11 | -16 | 3.9 | 0.6 | 18.3 | 17.8 | -12.8 | -17.8 | 0.6 | -2.8 | -11.1 | -15 | -7.8 | -14.4 | 14.1 | 13.8 | 7.8 | -1.7 | 11.8 | 10.2 | 19.4 | 18.9 | 5.6 | 3.3 | -6.1 | -6.7 | -4.2 | -5.2 | 0.6 | -0.6 | 3.3 | 2.2 | -3.3 | -6.1 | -9.6 | -10.7 | 0.9 | -0.8 | -6.1 | -10 | 3.9 | -9.4
-22 | -24 | 2.2 | -0.6 | 0 | -2.2 | 5.6 | 5.6 | -0.2 | -10.3 | 5.6 | -2.2 | 0 | -2 | 2.2 | -2.8 | 9.4 | -1.1 | 8.9 | 7.2 | 5 | -2.2 | 10.8 | 8.3 | 4.1 | -3 | 0.6 | -6.1 | 3 | -6 | 7.2 | 5 | 23.3 | 18.3 | -8.5 | -10.9 | 13.9 | 13.3 | 1.7 | -3.3 | 21.7 | 11.1 | -11.7 | -15 | 1.1 | -2.2 | -1.1 | -3.3 | -10.7 | -11 | 3.3 | -0.6 | -3.7 | -10.4 | 19.4 | 18.9 | 7.2 | 6.1 | -2.8 | -16.7 | -20 | -22 | -21.1 | -21.6 | 0.6 | 0.6 | -2.2 | -3.3 | -1.5 | -2.6 | -4.4 | -6.7 | -17.2 | -17.8 | -5 | -9.4 | 1.7 | -7.8 | 6.7 | -2.8 | 0.6 | -7.8 | 9.4 | 8.3 | 9.6 | 0.7 | 1.1 | -1.7 | -1.1 | -3.9 | 8.7 | 1.1 | 18.3 | 16.7 | -16.7 | -17.8 | -0.6 | -3.3 | 2.8 | -3.3 | -18.9 | -22.2 | 7.8 | -3.9 | -5.6 | -6.7 | -8.9 | -11.7 | -2.8 | -6.1 | -1.7 | -6.8 | -0.6 | -2.2 | 1.7 | -1.1 | -3.3 | -5 | 0 | -2 | 5.6 | 5 | 10.8 | 8.1 | 1.1 | -3.9 | -11.7 | -12.8 | -11 | -16 | 4.4 | 0 | 18.3 | 17.8 | -13.3 | -17.8 | -2.8 | -3.3 | -12.2 | -17.2 | -10.6 | -15.6 | 13.3 | 13.3 | 5 | -2.8 | 11.1 | 10 | 19.4 | 18.3 | 3.9 | 2.2 | -6.7 | -7.2 | -4.1 | -5.1 | 0.6 | -1.1 | 2.8 | 1.7 | -2.8 | -6.1 | -10 | -11.1 | 0.8 | -1.1 | -5.9 | -9.8 | 4.4 | -9.4
-22 | -24 | 1.7 | -1.1 | -0.6 | -2.8 | 6.1 | 5.6 | 0.2 | -10.2 | 5 | -2.2 | 0 | -2 | 1.1 | -2.8 | 7.2 | -1.1 | 8.9 | 7.2 | 4.4 | -2.2 | 9.9 | 7.9 | 1.5 | -2.6 | 0.6 | -6.7 | 3 | -6 | 6.7 | 5 | 22.8 | 18.3 | -9.4 | -11.7 | 13.9 | 13.3 | 1.1 | -3.3 | 21.7 | 12.2 | -12.1 | -14.8 | 0 | -1.7 | -1.1 | -2.8 | -12.2 | -12.2 | 7.2 | 0.6 | -3.9 | -11.1 | 19.4 | 18.9 | 8.3 | 7.2 | -3.3 | -16.7 | -19 | -22 | -22.2 | -22.2 | 0.6 | 0.6 | -2.2 | -3.3 | -2.2 | -3.3 | -5 | -7.2 | -18.3 | -20 | -5.6 | -11.1 | 1.3 | -6.9 | 5.8 | -2 | 1 | -6.7 | 9.6 | 8.7 | 9.3 | 1.2 | 1.1 | -1.6 | -1.1 | -4.4 | 8.3 | 1.1 | 18.3 | 17.2 | -17.8 | -20.6 | -0.8 | -3.3 | 2.8 | -3.3 | -18.9 | -21.7 | 7.2 | -5 | -5.6 | -6.7 | -9.4 | -12.2 | -2.8 | -6.7 | -2.2 | -7.8 | -1.1 | -2.2 | 1.1 | -2.2 | -3.3 | -5 | -1 | -3 | 5.6 | 5 | 10.6 | 7.8 | 1.1 | -3.3 | -10 | -11.1 | -10 | -14 | 5.6 | -0.6 | 18.9 | 16.7 | -12.8 | -17.8 | -2.2 | -3.3 | -12.8 | -16.7 | -9.4 | -15 | 13.7 | 13.7 | 5 | -2.2 | 10.7 | 9.8 | 18.3 | 18.3 | 3.9 | 2.2 | -7.2 | -7.2 | -3.9 | -5 | 0.6 | -0.6 | 2.8 | 1.7 | -2.2 | -6.1 | -10.4 | -11.2 | 0.6 | -1.7 | -5.8 | -10.2 | 3.9 | -9.4
-21 | -23 | 1.7 | -2.2 | -1.1 | -2.8 | 6.1 | 5.6 | 0.6 | -11.7 | 3.9 | -2.2 | 1 | -1 | 0 | -3.3 | 8.3 | -1.7 | 9.1 | 7.1 | 2.2 | -2.2 | 9.3 | 7.7 | -1.1 | -3.3 | 0.6 | -6.7 | 2 | -6 | 7.2 | 5.6 | 22.8 | 18.9 | -9.8 | -11.6 | 13.9 | 12.8 | 0 | -3.3 | 20 | 15.6 | -12.4 | -15 | -1.1 | -2.2 | -1.1 | -2.8 | -13.1 | -13.1 | 7.2 | 0.6 | -3.3 | -10 | 19.4 | 18.9 | 10 | 8.9 | -3.9 | -16.1 | -19 | -22 | -22.8 | -22.9 | 0.6 | 0.6 | -2.2 | -3.3 | -1.5 | -3.4 | -5 | -8.3 | -19.4 | -21.7 | -6.1 | -10.6 | 1 | -6.7 | 4.8 | -2 | 1.3 | -6.9 | 9.8 | 9.1 | 8.9 | 1.1 | 1.1 | -1.7 | -1.1 | -6.7 | 7 | 1.7 | 16.1 | 15.6 | -18.3 | -20.6 | -0.9 | -3.4 | 1.1 | -3.3 | -19.4 | -22.8 | 7.8 | -4.4 | -5.6 | -6.7 | -10 | -11.7 | -2.8 | -6.7 | -2 | -7.4 | -1.1 | -2.2 | 1.1 | -2.2 | -2.8 | -3.3 | -7 | -8 | 5 | 4.4 | 10.4 | 7.5 | 1.1 | -3.3 | -8.9 | -10.6 | -10 | -13 | 3.3 | -0.6 | 18.3 | 16.7 | -12.8 | -17.2 | -3.9 | -3.9 | -13.9 | -17.2 | -10.6 | -15 | 14 | 14 | 7.8 | -1.1 | 10.4 | 9.7 | 18.9 | 18.9 | 3.3 | 1.7 | -6.7 | -7.2 | -3.5 | -5 | 0.6 | -0.6 | 2.2 | 1.7 | -2.8 | -6.1 | -10.7 | -11.3 | 0 | -2 | -5.6 | -11.1 | 3.9 | -9.4
-21 | -23 | 2.2 | -2.8 | -1.7 | -3.3 | 5.6 | 5.6 | 1 | -9.9 | 3.3 | -3.3 | 1 | -1 | 1.1 | -3.3 | 7.2 | -1.7 | 9.2 | 6.8 | 1.7 | -2.2 | 8.7 | 7.3 | -0.7 | -2.4 | 0 | -7.2 | 1 | -5 | 6.7 | 5 | 22.8 | 17.8 | -10.2 | -11.8 | 14.4 | 13.3 | 0.6 | -3.3 | 19.4 | 14.4 | -12.8 | -15.6 | -2.8 | -4.4 | -0.6 | -2.2 | -14.1 | -14.1 | 6.7 | 0.6 | -2.8 | -10.1 | 19.4 | 18.9 | 10 | 8.9 | -3.9 | -15 | -20 | -22 | -23.3 | -23.5 | 0.6 | 0.6 | -2.2 | -3.9 | -0.7 | -3.5 | -5 | -7.2 | -21.1 | -22.8 | -7.8 | -11.1 | 0.6 | -7.8 | 3.9 | -2.2 | 1.7 | -7.8 | 10 | 9.4 | 8.9 | 1.3 | 1.7 | -1.2 | -1.1 | -6.7 | 5.7 | 2.2 | 16.1 | 15.6 | -17.8 | -18.9 | -1.1 | -3.9 | 1.1 | -2.8 | -19.4 | -22.8 | 8.3 | -4.4 | -6.1 | -6.7 | -11.7 | -13.3 | -3.9 | -7.2 | -1.9 | -7.7 | -1.1 | -2.8 | 0.6 | -2.8 | -1.7 | -2.2 | -8 | -10 | 4.5 | 3.9 | 10.2 | 7.1 | 1.7 | -2.8 | -8.9 | -10.6 | -10 | -12 | 3.3 | -1.1 | 18.3 | 16.7 | -12.2 | -17.2 | -4.4 | -4.4 | -15 | -18.3 | -10 | -15 | 14.4 | 14.4 | 6.7 | -2.2 | 10 | 9.4 | 19.4 | 18.9 | 2.8 | 1.7 | -6.1 | -7.2 | -3.2 | -5.1 | 0.6 | -0.6 | 2.2 | 1.1 | -3.3 | -6.7 | -11.1 | -11.7 | -0.5 | -2.4 | -5.6 | -10.9 | 2.8 | -10
-21 | -22 | 1.1 | -2.8 | -1.1 | -2.8 | 5.6 | 5.6 | 1.3 | -9.6 | 2.8 | -3.3 | 1 | -1 | 0 | -3.3 | 5.6 | -1.7 | 9.4 | 6.7 | 1.7 | -1.1 | 8.3 | 6.8 | -0.4 | -1.7 | -0.6 | -7.2 | 1 | -5 | 6.7 | 5 | 22.8 | 18.3 | -10.6 | -12.2 | 13.3 | 12.2 | -0.6 | -3.9 | 20.6 | 13.9 | -12.8 | -15.2 | -3.9 | -4.4 | -0.6 | -2.2 | -15 | -15 | 2.8 | 0 | -2.2 | -11.1 | 17.4 | 16.4 | 10 | 8.9 | -4.4 | -13.9 | -20 | -22 | -23.3 | -23.8 | 0.6 | 0.6 | -1.7 | -3.3 | 0 | -4.4 | -5 | -7.8 | -21.7 | -23.9 | -9.4 | -12.2 | 0.4 | -6.5 | 3.9 | -1.6 | 1.7 | -6.5 | 10.4 | 10 | 8.9 | 1.3 | 2.2 | -1.1 | -1.1 | -6.1 | 4.4 | 2.2 | 16.1 | 15.6 | -16.7 | -18.3 | -1.7 | -4.2 | -0.6 | -3.9 | -18.9 | -21.7 | 8.3 | -3.9 | -6.1 | -7.2 | -13.3 | -15 | -3.3 | -6.7 | -1.7 | -8.9 | -1.1 | -2.2 | 0.6 | -2.8 | -0.6 | -1.1 | -5 | -6 | 3.9 | 3.3 | 10 | 6.7 | 1.7 | -2.2 | -8.3 | -10 | -9 | -12 | 2.8 | -1.1 | 18.3 | 15.6 | -12.2 | -16.7 | -5 | -5.6 | -15.6 | -19.4 | -11.1 | -15 | 14.6 | 14.6 | 7.2 | -2.2 | 9.4 | 8.8 | 20 | 18.9 | 3.9 | 1.7 | -6.7 | -7.2 | -2.8 | -5.6 | 0.6 | 0 | 2.2 | 1.7 | -5 | -7.8 | -11.7 | -12.2 | -1.1 | -3.3 | -5.6 | -11.1 | 0.6 | -9.4
-21 | -22 | 2.8 | -1.7 | -1.7 | -3.9 | 5.6 | 5.6 | 1.7 | -10.6 | 2.8 | -3.3 | 1 | -1 | -0.6 | -3.9 | 5.6 | -2.2 | 9.6 | 7.1 | 2.2 | -1.1 | 8.1 | 6.8 | 0 | -1.1 | 0.6 | -8.3 | 1 | -7 | 6.1 | 5 | 22.8 | 17.8 | -10.6 | -12.5 | 13.3 | 12.8 | -1.7 | -3.9 | 21.1 | 12.8 | -12.8 | -15.2 | -2.8 | -4.4 | -0.6 | -1.7 | -15 | -15.2 | 2.2 | 0 | -1.5 | -10.3 | 15.3 | 13.7 | 10 | 8.9 | -4.4 | -13.9 | -20 | -23 | -24.4 | -24.5 | 0.6 | 0.6 | -1.1 | -2.8 | -0.6 | -4.3 | -4.4 | -7.8 | -22.2 | -24.4 | -11.1 | -13.3 | 0.2 | -6.1 | 3.9 | -1.6 | 1.7 | -6.5 | 10.7 | 10.6 | 8.9 | 1.1 | 2.8 | -1.1 | -1.7 | -6.1 | 3.9 | 2.1 | 16.1 | 15.6 | -15.6 | -17.8 | -2.2 | -4.7 | 1.7 | -3.3 | -18.9 | -22.8 | 8.3 | -3.9 | -6.7 | -7.2 | -13.3 | -16.1 | -3.3 | -6.1 | -2.2 | -8.2 | -1.1 | -2.8 | 0 | -2.8 | 0 | -0.6 | -3 | -4 | 3.9 | 3.5 | 9.8 | 6 | 1.7 | -2.2 | -7.8 | -9.4 | -8 | -11 | 2.8 | -1.1 | 17.8 | 11.1 | -12.2 | -16.1 | -5 | -5.6 | -16.1 | -20 | -11.7 | -16.1 | 14.8 | 14.8 | 6.7 | -2.2 | 8.9 | 8.3 | 21.1 | 19.4 | 3.9 | 1.7 | -6.7 | -7.2 | -2.8 | -5 | 0.6 | -1.1 | 1.7 | 1.1 | -5.6 | -8.3 | -12.2 | -12.7 | -1.1 | -3.3 | -5.6 | -12.2 | 1.1 | -8.9
-20 | -22 | 1.7 | -2.2 | -2.2 | -3.9 | 5.6 | 5 | 1.5 | -9.2 | 2.2 | -3.3 | 1 | -1 | -0.6 | -3.3 | 6.1 | -2.2 | 9.8 | 7.4 | 0.6 | -2.8 | 7.4 | 6.4 | 0 | -1 | 1.1 | -8.9 | 0 | -6 | 5 | 4.4 | 22.8 | 17.8 | -10.6 | -12.9 | 13.9 | 13.3 | -1.7 | -4.4 | 20 | 14.4 | -12.8 | -15.6 | -5.6 | -6.7 | -0.6 | -1.7 | -15 | -15.3 | 2.2 | 0 | -0.7 | -10.3 | 13.3 | 11.1 | 10 | 8.9 | -3.9 | -15 | -21 | -23 | -24.4 | -26.1 | 0.6 | 0 | -1.7 | -2.8 | -1.1 | -4.7 | -4.4 | -7.8 | -22.2 | -23.9 | -12.2 | -14.4 | 0 | -6.7 | 3.9 | -1.7 | 1.7 | -7.2 | 11.1 | 11.1 | 8.7 | 1.4 | 2.4 | -1.2 | -1.7 | -6.1 | 3.3 | 1.8 | 16.1 | 15.6 | -14.4 | -16.7 | -2.8 | -5.6 | 0.6 | -3.9 | -18.9 | -21.7 | 8.3 | -3.9 | -6.7 | -8.3 | -12.8 | -14.4 | -2.8 | -6.1 | -2.8 | -8.6 | -1.1 | -2.8 | 0 | -2.8 | 0.6 | 0 | -1 | -2 | 3.9 | 3.8 | 9.6 | 5.2 | 1.7 | -2.2 | -6.7 | -9.4 | -7 | -10 | 2.8 | -1.1 | 17.2 | 10 | -11.7 | -15.6 | -3.9 | -5 | -16.1 | -20 | -9.4 | -16.7 | 15 | 15 | 5 | -2.8 | 8.3 | 7.8 | 21.1 | 19.4 | 3.3 | 2.2 | -7.2 | -7.8 | -2.8 | -4.6 | 0.6 | -0.6 | 2.2 | 1.1 | -5 | -9.4 | -12.8 | -13.3 | -1.1 | -3.8 | -6.1 | -12.3 | 0 | -10
-20 | -22 | 2.2 | -2.2 | -1.7 | -3.9 | 5.6 | 5.6 | 1.3 | -8.8 | 2.2 | -3.3 | 1 | -1 | -0.6 | -3.3 | 6.1 | -2.8 | 10 | 7.8 | 1.7 | -1.1 | 7.2 | 6.1 | 0 | -1 | -0.6 | -8.9 | 0 | -6 | 4.4 | 3.9 | 22.8 | 17.2 | -10.6 | -13.9 | 13.9 | 12.8 | -1.1 | -4.4 | 20 | 13.9 | -12.2 | -14.6 | -5 | -6.1 | -0.6 | -2.8 | -15 | -15.6 | 2.2 | -0.6 | 0 | -12.2 | 13.5 | 10.5 | 10 | 9.4 | -4.4 | -14.4 | -22 | -26 | -23.9 | -26.1 | 1.1 | 0.6 | -1.7 | -2.8 | -1.7 | -5.6 | -4.4 | -7.8 | -21.7 | -23.9 | -13.3 | -15 | 0.9 | -5.3 | 3.9 | -0.8 | 2.1 | -5.7 | 11.7 | 11.7 | 8.5 | 1.2 | 2.1 | -1.5 | -1.7 | -5.6 | 2.8 | 1.7 | 17.2 | 16.7 | -12.8 | -14.4 | -2.2 | -4.7 | -1.1 | -4.4 | -19.4 | -22.8 | 8.3 | -3.9 | -6.7 | -7.8 | -12.8 | -14.4 | -1.7 | -5.6 | -3.3 | -9.4 | -1.1 | -2.2 | 0 | -2.2 | 0.6 | 0 | -1 | -2 | 3.9 | 3.9 | 9.4 | 4.4 | 1.7 | -1.7 | -6.7 | -8.9 | -5 | -7 | 1.7 | -0.6 | 15.6 | 6.1 | -12.2 | -15.6 | -3.9 | -5 | -17.2 | -21.7 | -10.6 | -16.1 | 15.4 | 15.4 | 3.3 | -3.3 | 8.1 | 7.4 | 21.1 | 19.4 | 3.9 | 2.2 | -6.1 | -7.2 | -2.8 | -4.4 | 0.6 | -1.7 | 2.2 | 0.6 | -4.4 | -8.9 | -11.1 | -11.7 | -1.1 | -4.4 | -6.7 | -13.2 | 4.4 | -11.7
-20 | -21 | 2.2 | -2.2 | 0.6 | -1.7 | 5.6 | 5.6 | 1.1 | -10 | 2.2 | -3.9 | 2 | 0 | 0.6 | -2.8 | 7.8 | -2.2 | 10 | 8.1 | 2.2 | -0.6 | 10 | 7.5 | 0 | -1.1 | -1.1 | -8.9 | 0 | -7 | 5.6 | 5 | 22.8 | 18.3 | -6 | -10.7 | 13.9 | 13.3 | -1.7 | -5 | 21.1 | 12.2 | -11.7 | -14.2 | -5 | -6.1 | 0.6 | -2.2 | -13.3 | -14.3 | 1.7 | -1.1 | 0.7 | -10.4 | 13.7 | 9.8 | 10.6 | 9.4 | -3.9 | -13.3 | -23 | -27 | -22.8 | -24.4 | 0.6 | 0.6 | -1.7 | -2.8 | -1.7 | -5.1 | -4.4 | -7.8 | -22.2 | -23.9 | -13.3 | -15 | 1.9 | -4.5 | 3.9 | -0.1 | 2.4 | -5.3 | 12.2 | 12.2 | 8.3 | 1.1 | 1.7 | -2.2 | -2.2 | -5.6 | 4.5 | 1.9 | 17.8 | 16.7 | -12.8 | -15 | -1.7 | -4.2 | -1.1 | -3.3 | -17.2 | -22.2 | 10.6 | -3.3 | -7.2 | -8.3 | -12.8 | -14.4 | -1.7 | -5.6 | -1.3 | -8.5 | -1.1 | -2.8 | 0 | -2.2 | 1.1 | 0.6 | 0 | -2 | 5 | 4.9 | 9.8 | 4.8 | 1.7 | -2.2 | -6.1 | -8.3 | 0 | -4 | 1.7 | -0.6 | 14.4 | 5.6 | -13.3 | -17.2 | -3.9 | -5 | -15.6 | -21.7 | -10.6 | -15.6 | 15.7 | 15.7 | 6.7 | -1.1 | 8 | 7.1 | 21.1 | 19.4 | 5 | 3.3 | -7.2 | -8.3 | -2.6 | -4.4 | -0.6 | -1.7 | 2.2 | 0 | -4.4 | -8.9 | -9.5 | -10.3 | -0.7 | -3.5 | -7.2 | -15 | 5 | -13.3
-20 | -22 | 2.8 | -2.8 | 7.2 | 2.8 | 6.1 | 5.6 | 3 | -8.2 | 3.3 | -3.3 | 2 | 0 | 3.9 | -1.1 | 10.6 | 0 | 10 | 8.6 | 5 | 0.6 | 12.8 | 8.7 | 2.8 | -0.7 | 1.1 | -7.8 | 1 | -8 | 10 | 7.8 | 24.4 | 18.3 | -1.3 | -8.5 | 13.9 | 13.3 | 1.7 | -3.9 | 23.3 | 11.7 | -11.1 | -13.9 | -2.8 | -3.9 | 2.2 | -1.1 | -11.7 | -13.2 | 1.7 | -1.1 | 1.5 | -10 | 13.9 | 8.9 | 11.1 | 10.6 | -2.8 | -12.8 | -24 | -27 | -21.1 | -22.8 | 0.6 | 0 | -1.7 | -2.2 | -1.7 | -5.1 | -4.4 | -8.3 | -21.7 | -23.3 | -13.3 | -15 | 2.8 | -4.4 | 3.9 | 0.6 | 2.8 | -5.6 | 12.8 | 12.8 | 8.9 | 1.6 | 2.4 | -1.5 | -1.7 | -5.6 | 6.1 | 2 | 18.3 | 14.4 | -11.7 | -13.9 | -1.1 | -3.9 | 4.4 | -1.1 | -12.8 | -18.9 | 11.1 | -2.8 | -6.7 | -7.8 | -11.1 | -13.3 | -1.7 | -5.6 | 0.8 | -8.7 | -1.1 | -2.8 | 0 | -3.3 | 1.7 | 1.1 | 0 | -1 | 6.1 | 5.7 | 10.2 | 5.2 | 2.2 | -1.7 | -5 | -7.8 | 0 | -3 | 5 | 1.1 | 14.4 | 3.9 | -12.2 | -17.2 | -2.2 | -5 | -15 | -20.6 | -7.2 | -13.3 | 16.1 | 16.1 | 13.3 | -0.6 | 7.8 | 6.7 | 21.1 | 19.4 | 6.7 | 3.3 | -6.7 | -8.3 | -2.4 | -4.5 | 0 | -2.8 | 2.8 | 0.6 | -5.6 | -9.4 | -7.8 | -8.9 | -0.4 | -2.9 | -6.3 | -13.3 | 5 | -13.9
-20 | -22 | 0 | -2.2 | 11.7 | 0 | 6.7 | 6.1 | 4.8 | -8 | 6.1 | -2.8 | 1 | -1 | 6.7 | -0.6 | 11.7 | 3.9 | 10 | 8.9 | 6.7 | 0 | 15.6 | 9.4 | 5.5 | -1.2 | 0 | -7.2 | 3 | -10 | 13.9 | 5 | 25 | 18.3 | 3.3 | -8.3 | 14.4 | 13.3 | 4.4 | -3.3 | 23.3 | 11.1 | -9.6 | -12.1 | -0.6 | -4.4 | 5 | 0 | -10 | -12.2 | 1.7 | -1.1 | 2.2 | -11.1 | 14.6 | 7.4 | 11.7 | 10.6 | -1.7 | -12.8 | -23 | -27 | -19.4 | -21.1 | 1.7 | -0.6 | -1.7 | -2.8 | -1.7 | -5.6 | -4.4 | -8.3 | -17.8 | -19.4 | -11.1 | -12.8 | 3.5 | -3.3 | 5.2 | 1.1 | 3.7 | -4.2 | 15.2 | 13.3 | 9.4 | 1.6 | 3.2 | -1.2 | -0.6 | -5 | 7.8 | 1.7 | 18.3 | 11.7 | -10.6 | -12.8 | 1.3 | -2 | 6.7 | -0.6 | -7.8 | -13.9 | 10.6 | 1.1 | -6.7 | -7.8 | -8.3 | -12.8 | -0.6 | -5 | 2.8 | -11.1 | -1.1 | -2.2 | 0.6 | -3.3 | 1.7 | 1.1 | 1 | -1 | 7.2 | 6.7 | 10.6 | 5.6 | 2.2 | -1.1 | -3.3 | -6.1 | 1 | -2 | 7.8 | 1.1 | 13.9 | 3.9 | -11.1 | -16.7 | 0 | -5.6 | -13.9 | -19.4 | -5.6 | -12.2 | 17.4 | 16.9 | 16.7 | 0 | 7.6 | 6.6 | 22.8 | 20 | 9.4 | 3.9 | -3.9 | -5.6 | -2.2 | -5 | -0.6 | -2.8 | 4.4 | 1.1 | -4.4 | -9.4 | -4.8 | -7.1 | 0 | -2.8 | -5.3 | -12.5 | 3.9 | -5
-20 | -22 | -0.6 | -2.8 | 15 | -3.9 | 7.2 | 6.7 | 6.7 | -8.9 | 7.8 | -4.4 | 1 | -1 | 9.4 | 0 | 13.3 | 6.1 | 10 | 9.1 | 8.3 | 1.7 | 17.1 | 9.6 | 8.3 | -2.8 | 6.1 | -6.7 | 4 | -8 | 16.1 | 3.3 | 25.6 | 18.3 | 6.3 | -4.7 | 14.4 | 13.3 | 8.9 | -3.3 | 25 | 11.7 | -8.2 | -10.6 | -1.7 | -3.9 | 6.7 | 0.6 | -7.2 | -9.1 | 2.8 | -2.2 | 2.9 | -8.3 | 15.4 | 5.9 | 12.2 | 10.6 | -1.1 | -13.3 | -22 | -26 | -18.3 | -20 | 2.2 | -1.1 | -1.1 | -2.8 | -0.8 | -4.9 | -5 | -8.3 | -13.3 | -14.4 | -9.4 | -12.8 | 4.3 | -2.4 | 6.5 | 1.4 | 4.7 | -3.8 | 17.6 | 13.2 | 10 | 1.7 | 3.9 | -1.1 | 0.6 | -5 | 8.2 | 2.2 | 16.1 | 7.8 | -8.3 | -11.7 | 3.7 | -0.8 | 10 | -0.6 | -2.2 | -11.7 | 10 | 2.8 | -5 | -6.1 | -7.8 | -11.1 | 0.6 | -3.9 | 4.1 | -9.9 | -0.6 | -2.2 | -0.6 | -3.3 | 2.2 | 1.7 | 1 | -1 | 9.1 | 7.6 | 11 | 5.6 | 2.2 | -1.1 | 0.6 | -2.2 | 1 | -1 | 11.7 | 0.6 | 13.9 | 2.8 | -9.4 | -15 | 2.8 | -4.4 | -12.2 | -18.9 | -1.7 | -10 | 18.7 | 17.6 | 21.1 | 1.1 | 7.4 | 6.4 | 23.9 | 18.9 | 10.6 | 3.3 | -2.8 | -4.4 | -1.8 | -4.6 | -0.6 | -2.8 | 6.1 | 1.1 | -3.3 | -7.8 | -1.9 | -5.9 | -0.4 | -2.5 | -4.4 | -12.8 | 3.9 | -8.9
-20 | -22 | -1.1 | -2.8 | 16.7 | -5 | 7.2 | 6.7 | 5.2 | -6.5 | 8.9 | -4.4 | 1 | 0 | 11.7 | 0 | 15 | 5 | 10 | 9.3 | 8.9 | -2.2 | 18.5 | 9.3 | 9.6 | -3.2 | 7.8 | -5.6 | 4 | -8 | 17.2 | 2.2 | 25 | 18.9 | 9.2 | -2.4 | 15 | 13.9 | 11.7 | -4.4 | 25 | 12.2 | -6.7 | -9.4 | -0.6 | -2.8 | 8.3 | 1.7 | -4.5 | -6.3 | 3.3 | -2.8 | 3.7 | -6.6 | 16.1 | 3.3 | 15 | 12.2 | -1.1 | -13.9 | -22 | -26 | -14.4 | -17.2 | 3.3 | -0.6 | 0 | -2.8 | 0.2 | -4.4 | -4.4 | -8.9 | -10 | -12.8 | -8.3 | -12.8 | 5 | -2.2 | 7.8 | 1.7 | 5.6 | -3.9 | 20 | 12.8 | 9.4 | 1.6 | 4.8 | -0.5 | 1.7 | -4.4 | 8.5 | 2.5 | 15 | 6.7 | -6.1 | -10 | 6.1 | 0.6 | 12.2 | -5.6 | -1.1 | -7.2 | 10 | 3.3 | -4.4 | -7.2 | -5 | -8.3 | 1.1 | -3.9 | 5.4 | -10 | 0.6 | -1.7 | 0 | -2.8 | 2.2 | 1.7 | 2 | -2 | 10.9 | 8.2 | 11.3 | 5.2 | 2.8 | -1.1 | 0.6 | -2.2 | 1 | 0 | 13.9 | 0 | 11.7 | 2.2 | -7.8 | -13.9 | 5 | -5 | -10.6 | -17.2 | 1.1 | -10 | 20 | 18.3 | 23.9 | 2.2 | 7.2 | 6.1 | 24.4 | 18.9 | 12.8 | 3.9 | -1.7 | -3.3 | -1.5 | -4.9 | -0.6 | -2.8 | 7.8 | 1.7 | -2.8 | -8.9 | 1.1 | -5.6 | -0.7 | -2.4 | -4.2 | -11.3 | 3.3 | -9.4
-20 | -22 | -1.1 | -2.8 | 17.8 | -9.4 | 6.7 | 5.6 | 3.7 | -5.8 | 10.6 | -4.4 | 1 | 0 | 12.8 | 0 | 15.6 | 6.7 | 10 | 9.4 | 10 | -2.2 | 20 | 8.9 | 10.9 | -4.2 | 8.9 | -5 | 6 | -6 | 18.3 | -0.6 | 24.4 | 19.4 | 12.2 | 0 | 14.4 | 13.9 | 13.3 | -6.7 | 25.6 | 11.7 | -5.4 | -7.8 | 0.6 | -2.8 | 9.4 | 2.8 | -1.7 | -3.3 | 3.3 | -3.9 | 4.4 | -6.1 | 16.5 | 3.9 | 16.1 | 11.7 | -0.6 | -13.9 | -20 | -23 | -13.3 | -18.3 | 4.4 | -0.6 | 0 | -2.2 | 1.1 | -5 | -4.4 | -8.9 | -7.2 | -13.3 | -6.1 | -11.1 | 5.4 | -1.9 | 8.2 | 1.1 | 6.3 | -2.7 | 20.9 | 12.9 | 8.9 | 1.6 | 5.8 | 0.1 | 1.7 | -4.4 | 8.9 | 2.8 | 14.4 | 7.2 | -0.6 | -7.2 | 7.6 | 1.2 | 12.8 | -7.2 | 0 | -13.3 | 9.4 | 3.3 | -1.7 | -6.1 | -3.3 | -10 | 1.1 | -3.9 | 6.7 | -12.2 | 1.1 | -1.7 | 0.6 | -3.9 | 2.2 | 1.7 | 2 | -1 | 12.8 | 8.9 | 11.7 | 5 | 2.8 | -1.1 | 0.6 | -2.2 | 2 | 0 | 16.7 | -1.1 | 10.6 | 1.1 | -7.2 | -13.3 | 5.6 | -3.9 | -9.4 | -17.2 | 2.8 | -10 | 20.9 | 18.5 | 24.4 | 2.2 | 7.6 | 6.1 | 25.6 | 18.3 | 13.9 | 3.3 | -2.2 | -3.3 | -1.1 | -5.6 | -0.6 | -2.8 | 7.8 | 2.2 | -2.2 | -8.3 | 2.4 | -5.1 | -1.1 | -2.8 | -4.1 | -11.2 | 6.1 | -4.4
-20 | -21 | -1.1 | -2.8 | 18.3 | -7.8 | 6.7 | 5 | 2.2 | -6.1 | 10.6 | -5 | 1 | 0 | 14.4 | -1.7 | 14.4 | 8.3 | 10.4 | 9.7 | 10.6 | 1.7 | 19.3 | 9.8 | 12.2 | -6.7 | 12.2 | -6.7 | 8 | -6 | 18.3 | 2.2 | 22.2 | 20 | 12.6 | 0.7 | 15 | 14.4 | 14.4 | -7.2 | 26.1 | 11.7 | -4.1 | -6.6 | 1.1 | -3.9 | 10.6 | 3.9 | -0.2 | -2.6 | 3.9 | -4.4 | 4 | -3.9 | 16.8 | 4.2 | 17.8 | 12.8 | 0.6 | -15.6 | -19 | -23 | -12.8 | -17.8 | 5.6 | -0.6 | 1.7 | -2.2 | 1.1 | -4.4 | -3.9 | -9.4 | -6.1 | -12.8 | -7.2 | -11.7 | 5.7 | -2.3 | 8.5 | 0.5 | 7.1 | -2.3 | 21.9 | 13.3 | 8.3 | 1.1 | 6.7 | 0.6 | 1.7 | -4.4 | 8.5 | 2.9 | 14.4 | 7.2 | 2.2 | -3.3 | 9.1 | 1.7 | 14.4 | -11.7 | 0.6 | -8.3 | 8.9 | 3.3 | -2.2 | -7.2 | -3.3 | -9.4 | 1.1 | -2.8 | 7.1 | -9.9 | 1.7 | -1.7 | 0.6 | -4.4 | -0.6 | -1.7 | 2 | -1 | 13.7 | 9 | 11.5 | 5 | 3.3 | -1.1 | 0.6 | -2.2 | 2 | 0 | 17.8 | -3.3 | 8.9 | 0 | -6.1 | -12.2 | 6.7 | -2.8 | -8.3 | -17.8 | 4.4 | -11.1 | 21.9 | 18.9 | 24.4 | 2.2 | 7.9 | 5.7 | 26.1 | 18.3 | 15 | 2.2 | -2.2 | -2.8 | -0.9 | -3.9 | -0.6 | -3.3 | 7.8 | 1.7 | -2.2 | -6.7 | 3.7 | -5.1 | -1.3 | -2.7 | -3.9 | -11.7 | 3.3 | -5
-20 | -22 | -1.1 | -2.8 | 18.9 | -7.2 | 6.7 | 5 | 1.1 | -7.2 | 12.2 | -5 | 1 | 0 | 15 | -1.1 | 13.9 | 8.9 | 10.7 | 9.8 | 11.7 | 5 | 18.5 | 10.6 | 10.5 | -4.2 | 10 | -5 | 8 | -7 | 18.3 | 2.8 | 23.3 | 20.6 | 12.9 | 1.6 | 15.6 | 15 | 15.6 | -6.7 | 22.8 | 15.6 | -2.8 | -5.6 | 2.2 | -2.2 | 12.2 | 4.4 | 1.3 | -2.3 | 3.9 | -3.9 | 3.7 | -2.9 | 17.2 | 4.4 | 17.8 | 12.8 | 1.1 | -16.7 | -18 | -21 | -11.7 | -17.2 | 5 | -0.6 | 2.8 | -1.7 | 1.1 | -4.4 | -2.8 | -8.9 | -5.6 | -12.8 | -7.8 | -11.7 | 6.1 | -2.8 | 8.9 | -0.6 | 7.8 | -2.2 | 22.8 | 13.3 | 8.1 | 1.3 | 5.8 | 0.7 | 2.8 | -5 | 8.2 | 2.9 | 13.9 | 7.2 | 1.7 | -3.3 | 10.6 | 2.2 | 14.4 | -14.4 | 2.2 | -2.2 | 9.4 | 3.3 | -1.1 | -6.7 | -2.8 | -10 | 0.6 | -1.7 | 7.4 | -9.7 | 2.8 | -1.7 | 0 | -3.9 | -3.9 | -4.4 | 2 | -1 | 14.7 | 8.9 | 11.3 | 4.8 | 3.9 | -1.7 | 1.1 | -1.1 | 2 | 0 | 16.1 | -1.1 | 8.3 | 0 | -6.1 | -12.2 | 7.2 | -2.8 | -8.3 | -17.8 | 4.4 | -11.1 | 22.8 | 18.9 | 24.4 | 2.2 | 8.3 | 5.6 | 25.6 | 17.8 | 15.6 | 1.1 | -2.2 | -3.3 | -0.8 | -3 | -1.1 | -3.9 | 7.2 | 2.2 | -2.8 | -7.2 | 5 | -6.1 | -1.5 | -2.9 | -4.8 | -11.2 | 2.8 | -3.9
-20 | -22 | -1.7 | -3.3 | 18.3 | -8.3 | 6.1 | 5 | 0 | -9.1 | 12.2 | -5 | 2 | 0 | 15 | -2.2 | 13.3 | 7.8 | 11.1 | 10 | 11.1 | 4.4 | 17.8 | 11.1 | 8.9 | -2.6 | 8.3 | -3.9 | 8 | -7 | 18.3 | 2.2 | 21.7 | 20 | 13.3 | 2.2 | 15.6 | 14.4 | 16.1 | -6.1 | 23.9 | 12.8 | -2.8 | -4.7 | 1.7 | -4.4 | 11.1 | 5.6 | 2.8 | -2.2 | 3.9 | -4.4 | 3.3 | -2.2 | 16.1 | 4.5 | 17.8 | 12.8 | 0.6 | -16.7 | -18 | -21 | -13.3 | -17.2 | 5.6 | -0.6 | 3.3 | -1.1 | 1.1 | -5 | -3.3 | -9.4 | -4.4 | -12.8 | -8.3 | -12.2 | 4.8 | -2.6 | 7.6 | -1.2 | 6.5 | -1.7 | 20.2 | 13.2 | 8 | 1.2 | 4.8 | 0.5 | 2.8 | -6.7 | 7.8 | 2.8 | 12.2 | 6.1 | 0.6 | -2.2 | 8.9 | 1.6 | 13.9 | -13.3 | 1.1 | -11.1 | 9.4 | 3.3 | -0.6 | -6.7 | -2.8 | -9.4 | 0.6 | -1.1 | 7.8 | -10 | 2.8 | -1.1 | 0 | -3.9 | -5.6 | -6.7 | 2 | -1 | 15.6 | 8.9 | 11.1 | 4.4 | 3.9 | -3.3 | 1.1 | -0.6 | 2 | 0 | 15.6 | -2.2 | 7.2 | -0.6 | -6.1 | -11.7 | 7.8 | -3.3 | -8.3 | -18.3 | 4.4 | -11.7 | 22.1 | 19.1 | 23.3 | 2.8 | 8.1 | 5.6 | 25 | 18.3 | 15.6 | 0.6 | -2.8 | -3.9 | -0.6 | -2.2 | -1.1 | -3.3 | 6.1 | 2.2 | -2.8 | -6.7 | 3.3 | -4.7 | -1.7 | -3.3 | -5.8 | -11.6 | 2.2 | -3.3
-21 | -23 | -1.7 | -3.9 | 16.7 | -7.8 | 6.1 | 6.1 | -1.1 | -12.8 | 12.2 | -5 | 2 | 0 | 13.3 | -1.1 | 12.8 | 8.3 | 11.1 | 9.9 | 10 | 3.9 | 16.3 | 10.9 | 7.2 | -2.2 | 7.2 | -3.9 | 7 | -7 | 16.7 | 5 | 21.7 | 20 | 11.6 | 2.9 | 15.6 | 14.4 | 16.1 | -6.7 | 23.9 | 13.3 | -2.8 | -4.3 | 1.1 | -2.8 | 11.7 | 6.1 | 1.9 | -2.3 | 3.9 | -3.3 | 2.9 | -1.3 | 15 | 4.7 | 16.7 | 12.2 | -1.1 | -17.8 | -18 | -21 | -15 | -17.8 | 3.9 | -0.6 | 2.8 | -1.1 | 0.9 | -4.2 | -4.4 | -10 | -5 | -12.8 | -10 | -13.9 | 3.5 | -3.1 | 6.3 | -2 | 5.2 | -1.7 | 17.6 | 12.9 | 7.8 | 1.1 | 3.9 | 0.6 | 2.8 | -5.6 | 6.7 | 3 | 10.6 | 4.4 | 1.7 | -1.7 | 7.3 | 0.9 | 12.2 | -11.7 | -4.4 | -9.4 | 8.9 | 3.3 | -2.2 | -7.2 | -2.8 | -9.4 | 0.6 | -1.1 | 6.3 | -7.8 | 2.2 | -1.7 | 0 | -5.6 | -7.2 | -7.8 | 2 | -1 | 12.6 | 8.1 | 10.4 | 5.2 | 3.3 | -3.9 | 0.6 | -0.6 | 2 | 0 | 13.9 | 0.6 | 6.7 | -1.1 | -6.7 | -11.7 | 7.2 | -3.9 | -8.9 | -16.7 | 3.3 | -12.2 | 21.3 | 18.9 | 22.8 | 2.8 | 8 | 5.7 | 24.4 | 18.3 | 14.4 | 0 | -3.3 | -4.4 | -0.8 | -3.3 | -1.7 | -3.3 | 6.1 | 1.1 | -2.8 | -5.6 | 1.7 | -4.1 | -2.2 | -3.6 | -6.7 | -12.8 | 1.7 | -9.4
-22 | -23 | -1.7 | -3.9 | 9.4 | -2.2 | 5.6 | 5.6 | -2.4 | -12.4 | 11.1 | -3.9 | 1 | 0 | 11.7 | -1.7 | 11.1 | 7.8 | 11.1 | 9.6 | 8.3 | 3.3 | 14.8 | 10.4 | 5.7 | -1.9 | 6.7 | -3.3 | 6 | -5 | 13.3 | 7.8 | 21.7 | 20 | 10 | 3.3 | 15 | 14.4 | 13.9 | -5.6 | 22.2 | 13.9 | -2.8 | -3.9 | -0.6 | -4.4 | 6.1 | 2.8 | 0.9 | -2.7 | 2.8 | -3.3 | 2.6 | -0.6 | 13.9 | 4.4 | 15.6 | 11.7 | -1.1 | -18.3 | -18 | -22 | -14.4 | -17.2 | 3.3 | -1.7 | 2.2 | -2.2 | 0.8 | -3.9 | -6.1 | -10.6 | -5 | -12.8 | -11.1 | -14.4 | 2.2 | -3.9 | 5 | -3.3 | 3.9 | -2.2 | 15 | 12.2 | 6.9 | 1.2 | 3.3 | 0.5 | 2.2 | -5.6 | 5.5 | 2.8 | 9.4 | 3.3 | 1.7 | -2.2 | 5.6 | 0 | 10 | -15.6 | -7.2 | -12.2 | 8.3 | 3.3 | -3.3 | -6.1 | -2.2 | -9.4 | 0.6 | -1.7 | 4.8 | -7.4 | 1.7 | -3.3 | -0.6 | -5 | -8.3 | -10 | 2 | 0 | 9.7 | 7 | 9.6 | 5.8 | 2.8 | -4.4 | 0.6 | -0.6 | 2 | 1 | 11.7 | 0.6 | 6.1 | -1.1 | -8.9 | -12.2 | 5 | -4.4 | -10 | -15.6 | 0 | -11.1 | 20.6 | 18.9 | 20.6 | 2.8 | 7.8 | 5.6 | 22.8 | 18.3 | 11.7 | 1.1 | -3.9 | -5.6 | -0.9 | -4.5 | -1.7 | -3.9 | 5 | 1.1 | -3.3 | -5.6 | 0 | -4.4 | -2.8 | -4.3 | -6.7 | -10.9 | 0.6 | -10.6
-22 | -23 | -1.7 | -3.9 | 7.2 | -2.2 | 4.4 | 4.4 | -3.7 | -13.3 | 10 | -2.2 | 1 | 0 | 8.9 | 0 | 12.2 | 8.3 | 11.1 | 9.4 | 8.3 | 3.3 | 13.3 | 10 | 4.3 | -1.9 | 5.6 | -2.8 | 6 | -3 | 10.6 | 8.3 | 21.7 | 20 | 8.3 | 3.3 | 15 | 14.4 | 10.6 | -2.8 | 22.2 | 13.9 | -2.4 | -3.4 | -1.1 | -5.6 | 2.8 | 0 | 0 | -3.3 | 2.2 | -3.3 | 2.2 | 0 | 13.2 | 6.3 | 15 | 11.7 | -1.7 | -18.3 | -20 | -22 | -15 | -17.2 | 2.8 | -2.2 | 1.7 | -1.7 | 0.6 | -4.4 | -7.8 | -11.7 | -5.6 | -12.8 | -12.8 | -14.4 | 1.3 | -3.3 | 3.7 | -2.8 | 3.2 | -1.9 | 15.2 | 12.7 | 5.9 | 1.2 | 2.8 | 0.7 | 1.7 | -5.6 | 4.4 | 2.8 | 7.2 | 2.2 | 0.6 | -4.4 | 4.7 | 0.1 | 8.3 | -16.7 | -9.4 | -13.9 | 7.8 | 3.3 | -5 | -7.2 | -2.2 | -8.3 | 0.6 | -1.1 | 3.3 | -7.8 | 2.2 | -2.8 | -0.6 | -4.4 | -8.9 | -10 | 2 | 0 | 6.7 | 5.6 | 8.9 | 6.1 | 2.8 | -4.4 | 1.1 | -0.6 | 2 | 1 | 10 | 0.6 | 5.6 | -1.7 | -8.3 | -11.7 | 3.9 | -4.4 | -10.6 | -15 | -2.2 | -10.6 | 20.2 | 19 | 18.9 | 2.8 | 7.2 | 5.2 | 21.1 | 18.3 | 9.4 | 1.7 | -3.9 | -5 | -1.1 | -6.7 | -1.7 | -3.9 | 4.4 | 0.6 | -3.3 | -5.6 | 0 | -3.3 | -3.3 | -5 | -6.7 | -9.7 | -1.1 | -10.6
-22 | -24 | -1.7 | -3.9 | 5 | -1.7 | 4.4 | 4.4 | -5 | -15.6 | 9.4 | -2.8 | 2 | 0 | 7.8 | -0.6 | 12.2 | 7.2 | 10.5 | 9.1 | 8.3 | 2.8 | 12.4 | 9.6 | 2.8 | -2.2 | 5.6 | -1.1 | 5 | -5 | 9.4 | 8.3 | 22.8 | 19.4 | 7 | 2.9 | 15 | 14.4 | 11.1 | -4.4 | 21.7 | 13.9 | -2.1 | -3.1 | -1.7 | -4.4 | 2.2 | 0 | 1.1 | -2.3 | 2.2 | -3.3 | 2.2 | 0.1 | 12.4 | 7.7 | 13.9 | 11.1 | -1.7 | -18.3 | -20 | -23 | -15.6 | -17.2 | 2.2 | -2.8 | 1.7 | -1.7 | 0.6 | -4.1 | -10 | -12.2 | -5.6 | -12.8 | -12.8 | -15 | 0.3 | -3.5 | 2.4 | -2.7 | 2.4 | -2.2 | 15.4 | 13.5 | 5 | 1.1 | 2.2 | 0.6 | 1.1 | -5.6 | 3.1 | 1.3 | 6.7 | 2.2 | -0.6 | -6.7 | 3.7 | -0.3 | 8.3 | -16.7 | -11.1 | -13.3 | 7.8 | 3.3 | -6.7 | -7.8 | -1.7 | -7.2 | 0.6 | -1.7 | 2.6 | -7 | 3.3 | -2.2 | -0.6 | -3.9 | -9.4 | -10.6 | 2 | 0 | 5.4 | 4.5 | 8.5 | 6 | 2.8 | -5.6 | 2.8 | 1.1 | 2 | 1 | 8.3 | 3.3 | 5.6 | -2.8 | -7.8 | -11.1 | 2.2 | -5 | -11.1 | -15 | -5.6 | -11.1 | 19.8 | 19.3 | 17.8 | 5 | 6.7 | 4.9 | 20 | 18.3 | 6.7 | 1.7 | -3.9 | -5 | -1.7 | -6.6 | -1.7 | -3.9 | 4.4 | 1.1 | -3.9 | -5.6 | 0 | -2.5 | -3.5 | -5.7 | -6.7 | -8.9 | -1.1 | -13.9
-21 | -23 | -1.7 | -4.4 | 4.4 | -1.7 | 4.4 | 4.4 | -5.4 | -14.6 | 10 | -5.6 | 2 | 0 | 6.1 | -1.1 | 12.2 | 7.8 | 10 | 9.1 | 8.9 | 3.3 | 11.5 | 9.4 | 3.2 | -2.2 | 2.8 | 0.6 | 4 | -5 | 8.9 | 8.3 | 22.8 | 19.4 | 5.7 | 2.2 | 15 | 15 | 10.6 | -5 | 21.7 | 12.8 | -1.7 | -2.8 | -2.8 | -5.6 | 2.2 | 0 | 2.2 | -1.7 | 2.2 | -3.3 | 2.2 | 0.4 | 11.7 | 8.9 | 13.9 | 11.7 | -2.2 | -16.7 | -18 | -21 | -15 | -17.2 | 1.7 | -2.2 | 1.1 | -3.9 | 0.6 | -4.4 | -12.2 | -14.4 | -5.6 | -12.8 | -12.8 | -15 | -0.6 | -3.9 | 1.1 | -3.3 | 1.7 | -2.8 | 15.6 | 13.9 | 4.4 | 0.7 | 2 | 0.4 | 1.1 | -5.6 | 1.9 | -0.2 | 6.7 | 2.2 | -2.2 | -7.8 | 2.8 | -0.6 | 8.9 | -15.6 | -11.1 | -15 | 7.8 | 2.8 | -8.3 | -10 | -1.1 | -6.1 | 0 | -2.2 | 1.8 | -7.1 | 3.9 | -2.2 | -0.6 | -4.4 | -9.4 | -11.1 | 2 | 0 | 4.1 | 3.4 | 8.2 | 5.9 | 2.8 | -7.8 | 3.3 | 1.7 | 3 | 2 | 7.8 | 4.4 | 5 | -3.9 | -8.9 | -11.7 | 1.1 | -5 | -11.7 | -15.6 | -4.4 | -9.4 | 19.4 | 19.4 | 16.7 | 5.6 | 6.1 | 4.4 | 20 | 18.9 | 5.6 | 1.7 | -3.9 | -5 | -2.2 | -7.1 | -1.7 | -3.3 | 3.9 | 1.1 | -3.9 | -5.6 | 0 | -2.2 | -3.7 | -6.7 | -6.9 | -8.8 | -1.7 | -15
-21 | -23 | -2.2 | -4.4 | 3.9 | -1.7 | 3.9 | 3.9 | -5.7 | -15.2 | 10 | -11.1 | 1 | 0 | 6.1 | 0 | 11.7 | 7.8 | 9.4 | 8.9 | 8.9 | 2.2 | 10.6 | 8.9 | 3.5 | -2.5 | 2.2 | 0.6 | 4 | -7 | 7.2 | 7.2 | 23.3 | 19.4 | 4.4 | 1.7 | 15 | 15 | 10 | -4.4 | 21.1 | 12.2 | -1.1 | -2.1 | -2.2 | -5 | 2.2 | 0.6 | 3.3 | -1.1 | 3.3 | -3.3 | 2.2 | 0.6 | 11.7 | 8.9 | 13.9 | 11.7 | -2.2 | -17.2 | -17 | -20 | -15 | -17.2 | 1.1 | -2.8 | 1.7 | -3.9 | 0.6 | -5.6 | -12.2 | -13.3 | -5.6 | -12.2 | -15 | -16.7 | -0.6 | -3.6 | 1.5 | -2.5 | 1.5 | -2.6 | 15.8 | 14.4 | 3.9 | 0.4 | 1.9 | 0.3 | 1.1 | -5 | 0.6 | -1.7 | 6.1 | 2.8 | -1.7 | -7.2 | 2.1 | -1 | 1.7 | -4.4 | -11.7 | -15 | 7.8 | 2.2 | -8.3 | -9.4 | -1.7 | -4.4 | 0 | -3.9 | 1.1 | -8.3 | 4.4 | -0.6 | -1.1 | -4.4 | -10 | -11.7 | 2 | 0 | 2.8 | 2.2 | 7.8 | 5.6 | 2.8 | -8.3 | 3.3 | 1.7 | 3 | 0 | 6.7 | 5 | 5 | -3.3 | -9.4 | -12.8 | 1.1 | -5 | -12.8 | -15.6 | -5.6 | -8.9 | 19.4 | 19.4 | 15.6 | 3.9 | 5.4 | 3.9 | 20 | 18.9 | 4.4 | 1.7 | -3.9 | -5 | -2.8 | -8.3 | -1.7 | -3.3 | 2.8 | 1.1 | -4.4 | -5.6 | -1.1 | -2.4 | -3.9 | -8.3 | -7 | -8.6 | -3.9 | -15
-21 | -23 | -1.7 | -4.4 | 5 | -1.1 | 4.4 | 4.4 | -6.1 | -16.7 | 10 | -12.2 | 2 | 0 | 6.1 | -1.1 | 11.1 | 7.2 | 8.7 | 7.7 | 8.9 | 3.3 | 10.4 | 8.8 | 3.9 | -3.3 | 1.7 | 0 | 4 | -7 | 7.2 | 6.7 | 23.3 | 18.9 | 3.5 | 1 | 15.6 | 15 | 8.9 | -6.1 | 21.1 | 12.2 | -0.6 | -1.6 | -2.2 | -4.4 | 2.2 | -0.6 | 3.5 | -0.6 | 3.9 | -3.3 | 2.2 | 0.6 | 11.7 | 8.9 | 14.4 | 12.8 | -2.8 | -17.8 | -15 | -17 | -13.9 | -17.1 | 1.1 | -3.3 | 1.7 | -1.1 | 0.6 | -4.3 | -12.2 | -13.3 | -5.6 | -11.7 | -13.3 | -15.6 | -0.6 | -3.6 | 1.8 | -2.2 | 1.3 | -3 | 15.9 | 14.6 | 3.3 | 0 | 1.7 | 0 | -0.6 | -2.2 | -0.2 | -1.9 | 3.9 | 3.3 | -2.2 | -7.8 | 1.3 | -1.9 | 1.7 | -4.4 | -11.7 | -15.6 | 7.8 | 2.8 | -8.9 | -10 | -1.1 | -5 | -0.6 | -4.4 | 1.1 | -7.5 | 5 | -0.6 | -1.1 | -5 | -10.6 | -12.8 | 2 | 0 | 2.4 | 1.8 | 7.4 | 5.4 | 2.8 | -6.7 | 3.3 | 1.7 | 2 | 0 | 6.1 | 5 | 4.4 | -3.9 | -10 | -12.8 | 1.1 | -5 | -12.8 | -15 | -6.7 | -8.3 | 19.4 | 19.4 | 15 | 3.9 | 4.6 | 3.4 | 20 | 19.4 | 3.3 | 1.7 | -3.9 | -5 | -3 | -8.6 | -1.7 | -3.3 | 2.2 | 1.1 | -3.9 | -5.6 | -2.2 | -2.8 | -4.3 | -7.6 | -7.2 | -8.9 | -4.4 | -12.8
-23 | -25 | -2.2 | -3.9 | 4.4 | -0.6 | 4.4 | 4.4 | -6.3 | -14.5 | 8.3 | -11.7 | 2 | 0 | 3.9 | -1.1 | 11.1 | 6.7 | 7.9 | 6.2 | 8.9 | 2.8 | 10.1 | 8.7 | 5.6 | -2.4 | 1.1 | 0 | 4 | -7 | 6.7 | 6.7 | 22.8 | 18.3 | 2.6 | 0.6 | 16.1 | 15.6 | 7.2 | -6.1 | 21.7 | 12.8 | 0 | -1.1 | -2.2 | -7.2 | 1.7 | 0 | 3.7 | 0 | 3.3 | -3.3 | 2.2 | 0.6 | 11.7 | 8.9 | 14.4 | 12.8 | -3.3 | -17.2 | -15 | -17 | -13.3 | -16.8 | 1.1 | -7.8 | 2.2 | -1.1 | 0.6 | -3.9 | -15 | -16.1 | -6.1 | -11.1 | -13.9 | -16.1 | -0.6 | -3.9 | 2.2 | -2.2 | 1.1 | -3.9 | 16.1 | 15 | 2.8 | -0.6 | 0.6 | -1.4 | -0.6 | -1.1 | -0.9 | -2.2 | 4.4 | 2.8 | -2.2 | -7.8 | 0.6 | -2.8 | 1.1 | -6.1 | -12.2 | -15.6 | 7.8 | 2.8 | -10 | -11.1 | -1.1 | -4.4 | -0.6 | -6.7 | 1.1 | -7.5 | 5 | 0 | -1.7 | -4.4 | -11.1 | -13.3 | 1 | 0 | 2.1 | 1.5 | 7.1 | 5.3 | 2.2 | -6.7 | 3.3 | 1.7 | 2 | 0 | 4.4 | 3.3 | 3.3 | -4.4 | -11.7 | -13.9 | 0.6 | -5 | -12.2 | -15.6 | -6.7 | -7.8 | 19.4 | 19.4 | 13.3 | 2.8 | 3.9 | 2.8 | 20 | 19.4 | 1.1 | 0.6 | -3.3 | -5 | -3.1 | -9.6 | -1.7 | -3.3 | 2.8 | 1.1 | -3.9 | -6.1 | -3.3 | -3.3 | -4.6 | -7.5 | -7 | -9.1 | -5.6 | -12.8
-22 | -24 | -2.2 | -3.3 | 4.4 | -0.6 | 3.9 | 3.9 | -6.5 | -13.9 | 8.3 | -12.2 | 2 | 0 | 2.8 | -1.1 | 8.3 | 4.4 | 7.2 | 5 | 8.9 | 3.3 | 9.8 | 8.5 | 7.2 | -2.5 | 1.1 | -0.6 | 3 | -7 | 6.1 | 5.6 | 23.3 | 18.3 | 1.7 | 0 | 17.8 | 17.2 | 6.7 | -6.1 | 21.1 | 12.2 | 0.2 | -0.8 | -2.8 | -5 | 1.7 | 0 | 3.9 | 0.6 | 1.7 | -3.3 | 2.2 | 0.6 | 10.8 | 8.2 | 13.9 | 12.2 | -3.9 | -16.7 | -15 | -17 | -13.3 | -16.7 | -0.6 | -8.3 | 1.7 | -0.6 | 0.6 | -3.9 | -16.1 | -20 | -6.7 | -10.6 | -16.1 | -18.3 | -0.2 | -3.3 | 2.4 | -1.5 | 0.5 | -3.2 | 16.1 | 15.2 | 2.2 | -1.2 | -0.6 | -3 | -1.1 | -1.1 | -1.7 | -2.8 | 4.4 | 2.2 | -3.3 | -9.4 | 0.2 | -2.7 | 1.1 | -7.8 | -11.7 | -15 | 7.8 | 3.3 | -9.4 | -11.1 | -1.1 | -3.3 | -1.7 | -8.9 | 1.1 | -8.9 | 5.6 | 0.6 | -2.2 | -5 | -11.1 | -13.9 | 1 | -1 | 1.7 | 1.1 | 6.7 | 5 | 2.2 | -6.7 | 4.4 | 2.2 | 2 | 0 | 4.4 | 3.9 | 3.3 | -4.4 | -10.6 | -13.9 | 0 | -5.6 | -12.2 | -15 | -6.7 | -8.3 | 19.2 | 19.2 | 11.7 | 1.7 | 3.9 | 3 | 20 | 19.4 | 2.8 | 1.1 | -3.3 | -4.4 | -3.3 | -11.7 | -1.1 | -2.8 | 3.3 | 1.1 | -6.1 | -7.8 | -2.8 | -2.8 | -5 | -7.8 | -6.9 | -9.6 | -5.6 | -12.2
-23 | -25 | -2.2 | -3.3 | 4.4 | -0.6 | 3.9 | 3.9 | -6.7 | -13.9 | 7.8 | -11.1 | 1 | 0 | 2.8 | -1.7 | 12.2 | -1.1 | 6.5 | 4.2 | 8.9 | 2.8 | 9.6 | 8.4 | 8.9 | -2.8 | 1.1 | -0.6 | 3 | -7 | 5.6 | 5.6 | 22.8 | 18.3 | 3.2 | 1.6 | 19.4 | 16.7 | 6.1 | -6.1 | 21.1 | 12.2 | 0.4 | -0.7 | -2.8 | -5.6 | 1.7 | -0.6 | 4.3 | 1.1 | 1.7 | -3.3 | 1.7 | 0.1 | 9.8 | 7.4 | 12.8 | 11.1 | -3.9 | -16.7 | -14 | -17 | -13.9 | -16.6 | -2.2 | -8.3 | 6.1 | -0.6 | 0.8 | -3.4 | -14.4 | -16.7 | -7.2 | -8.3 | -15.6 | -18.3 | 0.2 | -3.1 | 2.6 | -1.2 | 0 | -3 | 16.1 | 15.5 | 1.7 | -2.2 | -1.7 | -5 | -1.1 | -1.1 | -2.1 | -3.2 | 3.9 | 1.7 | -4.4 | -9.4 | -0.2 | -2.9 | 0 | -7.2 | -12.8 | -16.7 | 7.8 | 3.3 | -10.6 | -12.2 | 0 | -3.9 | -2.2 | -10 | 0.4 | -7.6 | 5.6 | 1.7 | -2.2 | -6.1 | -11.7 | -13.9 | 0 | -1 | 1.1 | 0.5 | 6.7 | 5.2 | 1.7 | -6.7 | 5 | 2.8 | 2 | 0 | 5 | 4.4 | 2.8 | -3.9 | -10 | -12.8 | -0.6 | -6.1 | -12.8 | -15 | -6.7 | -7.8 | 19.1 | 19.1 | 12.2 | 0.6 | 3.9 | 3.2 | 20 | 19.4 | 1.7 | 0.6 | -3.9 | -5 | -3.3 | -11 | -1.1 | -2.8 | 1.7 | 1.1 | -7.2 | -8.9 | -2.2 | -2.2 | -5.4 | -7.7 | -6.7 | -10.6 | -5.6 | -12.2
-22 | -23 | -2.2 | -2.8 | 3.3 | -1.1 | 3.9 | 3.9 | -6.9 | -12.7 | 7.8 | -11.7 | 2 | 0 | 1.7 | -1.7 | 9.4 | 2.2 | 5.7 | 3 | 8.9 | 2.8 | 9.4 | 8.3 | 8.3 | -2.3 | 1.1 | -1.1 | 2 | -6 | 5.6 | 5 | 22.8 | 18.3 | 4.6 | 2.9 | 20.6 | 16.7 | 5 | -6.7 | 20.6 | 15 | 0.6 | -0.6 | -2.2 | -5 | 1.1 | -0.6 | 4.6 | 1.6 | 1.1 | -2.8 | 1.1 | -0.4 | 8.9 | 6.7 | 13.3 | 11.7 | -3.9 | -15.6 | -14 | -17 | -14.4 | -16.4 | -2.8 | -8.9 | 3.3 | -0.6 | 0.9 | -3.3 | -14.4 | -16.1 | -6.7 | -7.8 | -12.2 | -15 | 0.6 | -3.3 | 2.8 | -1.1 | -0.6 | -3.3 | 16.1 | 15.6 | 1.7 | -2 | -2.2 | -4.8 | -1.1 | -1.7 | -2.4 | -3.8 | 2.8 | 0.6 | -5 | -9.4 | -0.6 | -3.3 | -1.1 | -9.4 | -11.7 | -15.6 | 7.2 | 3.3 | -10.6 | -12.2 | 0.6 | -3.9 | -2.2 | -10 | -0.4 | -7.9 | 5.6 | 2.2 | -2.2 | -5.6 | -12.2 | -14.4 | 0 | -2 | 0.6 | 0 | 6.7 | 5.5 | 2.2 | -6.7 | 5.6 | 3.9 | 2 | 0 | 4.4 | 3.9 | 2.8 | -3.9 | -11.7 | -14.4 | -1.1 | -5.6 | -12.8 | -15 | -3.9 | -5 | 18.9 | 18.9 | 11.7 | 0 | 3.9 | 3.3 | 21.7 | 20 | 0.6 | 0 | -5 | -6.1 | -3.3 | -11.7 | -0.6 | -1.7 | 2.8 | 1.1 | -5.6 | -7.2 | -1.7 | -1.7 | -5.7 | -7.8 | -6.9 | -10.2 | -6.7 | -11.7
-21 | -22 | -2.2 | -2.8 | 4.4 | 0.6 | 3.9 | 3.9 | -7 | -12.4 | 8.3 | -11.1 | 1 | 0 | 0.6 | -2.8 | 7.8 | 2.8 | 5 | 2.2 | 7.8 | 3.9 | 9.3 | 8.1 | 7.8 | -2 | 2.2 | -1.1 | 1 | -8 | 5 | 4.4 | 22.8 | 18.3 | 6.1 | 4.4 | 20.6 | 17.2 | 5 | -5.6 | 20.6 | 13.3 | 1 | -0.3 | -1.7 | -5.6 | 0.6 | -1.7 | 5 | 2.2 | 1.1 | -2.2 | 0.6 | -1.1 | 8.3 | 6.6 | 13.9 | 12.2 | -3.9 | -13.3 | -15 | -18 | -14.4 | -16.2 | -3.9 | -11.7 | 3.3 | -1.1 | 1.1 | -3.9 | -14.4 | -16.1 | -6.1 | -6.7 | -11.1 | -14.4 | 0 | -3.1 | 3.2 | -1 | -0.8 | -3 | 16.1 | 15.8 | 1.7 | -2.1 | -2.8 | -5 | -1.1 | -2.2 | -2.8 | -4.4 | 2.8 | 0.6 | -5.6 | -8.9 | -0.8 | -3.3 | -2.2 | -10 | -12.8 | -16.1 | 7.8 | 3.3 | -11.7 | -13.3 | 0.6 | -2.8 | -2.8 | -9.4 | -1.1 | -8.9 | 6.1 | 2.8 | -2.8 | -5.6 | -12.2 | -14.4 | -2 | -3 | 0 | -0.6 | 6.7 | 5.6 | 2.2 | -5.6 | 6.7 | 5 | 2 | 0 | 3.9 | 3.9 | 2.8 | -3.9 | -12.2 | -14.4 | -3.3 | -6.1 | -14.4 | -17.2 | -5 | -6.1 | 18.9 | 18.9 | 12.2 | -1.7 | 5 | 4.6 | 22.2 | 20.6 | 0 | -0.6 | -5.6 | -6.7 | -3.3 | -13.3 | 0 | -1.7 | 2.8 | 1.7 | -5 | -6.7 | -0.9 | -0.9 | -6.1 | -8.3 | -7 | -10.1 | -7.2 | -11.7
-22 | -23 | -2.2 | -2.8 | 7.8 | 1.1 | 3.9 | 3.9 | -7.2 | -12.8 | 8.3 | -10.6 | 2 | 0 | 0 | -2.2 | 8.9 | 2.8 | 4.6 | 2.3 | 8.3 | 3.9 | 9.2 | 8.1 | 7.2 | -2.2 | 1.1 | -1.1 | 1 | -8 | 5 | 5 | 22.8 | 18.3 | 6.7 | 5.2 | 22.2 | 19.4 | 3.9 | -4.4 | 21.1 | 14.4 | 1.3 | -0.1 | -2.2 | -5 | 0.6 | -1.7 | 4.8 | 2.3 | 0.6 | -2.8 | 0.6 | -0.9 | 7.8 | 6.8 | 13.9 | 12.2 | -3.9 | -11.7 | -13 | -15 | -14.4 | -16.1 | -4.4 | -12.2 | 3.3 | -1.1 | 0.9 | -2.8 | -13.9 | -16.1 | -5.6 | -7.2 | -11.1 | -13.9 | -0.5 | -3.2 | 3.5 | -1.3 | -0.9 | -3 | 16.1 | 16 | 1.7 | -2.8 | -3.3 | -5.6 | -1.7 | -2.2 | -3 | -4.4 | 2.8 | 0.6 | -5.6 | -10 | -0.9 | -3.4 | -2.8 | -9.4 | -12.2 | -16.1 | 7.8 | 3.3 | -10.6 | -12.2 | 0.6 | -1.1 | -2.8 | -10 | -1.5 | -7.9 | 3.9 | 1.7 | -3.3 | -6.1 | -12.8 | -15 | -3 | -6 | 0.4 | -0.1 | 6.7 | 5.5 | 2.2 | -5.6 | 7.2 | 6.1 | 2 | -1 | 3.3 | 2.8 | 2.2 | -3.9 | -8.9 | -12.2 | -2.8 | -6.1 | -15.6 | -17.8 | -5 | -6.1 | 18.9 | 18.9 | 11.1 | -2.8 | 6.1 | 6 | 22.2 | 20 | 0 | -0.6 | -5 | -6.1 | -4.2 | -11.9 | 0 | -1.7 | 2.2 | 1.7 | -5 | -6.7 | -0.2 | -0.2 | -5.9 | -8 | -7.2 | -10.6 | -7.2 | -12.8
-22 | -23 | -2.2 | -2.8 | 6.1 | 0.6 | 3.9 | 3.9 | -7 | -11.7 | 8.9 | -10.6 | 2 | 0 | 1.1 | -2.2 | 10.6 | -2.8 | 4.3 | 2.6 | 6.1 | 3.3 | 9 | 7.9 | 6.3 | -1.8 | -0.6 | -3.9 | 1 | -7 | 5 | 5 | 23.3 | 18.9 | 7.2 | 6 | 22.2 | 19.4 | 1.7 | -3.9 | 18.9 | 15 | 1.7 | 0 | -1.1 | -5 | 0.6 | -2.2 | 4.6 | 2.6 | -0.6 | -3.3 | 0.6 | -0.9 | 7.2 | 6.7 | 13.9 | 12.2 | -4.4 | -10.6 | -13 | -16 | -14.4 | -16.1 | -5.6 | -12.2 | 2.8 | -0.6 | 0.8 | -2.3 | -12.2 | -14.4 | -6.7 | -10 | -11.1 | -12.8 | -1.1 | -3.9 | 3.9 | -1.7 | -1.1 | -3.3 | 16.1 | 16.1 | 1.7 | -2.5 | -4.1 | -6 | -1.1 | -2.2 | -3.1 | -4.2 | 3.3 | 0 | -5.6 | -9.4 | -1.1 | -3.9 | -3.3 | -8.9 | -10 | -13.3 | 7.2 | 3.3 | -9.4 | -12.8 | 0.6 | -1.1 | -3.3 | -11.1 | -1.8 | -8 | 2.8 | 1.1 | -3.3 | -6.1 | -12.2 | -16.1 | -3 | -4 | 0.7 | 0.1 | 6.7 | 5.2 | 1.7 | -6.1 | 7.2 | 6.7 | 2 | -2 | 4.4 | 4.4 | 1.7 | -3.9 | -7.2 | -11.1 | -2.8 | -5.6 | -13.3 | -15 | -5 | -6.7 | 18.9 | 18.9 | 10 | -2.2 | 7.2 | 7.2 | 22.2 | 20 | -0.6 | -1.1 | -5 | -6.1 | -5.2 | -11.6 | 0 | -1.7 | 4.4 | 1.7 | -4.4 | -6.1 | 0.6 | 0.6 | -5.8 | -8.1 | -7.6 | -11.2 | -7.8 | -12.8
-22 | -23 | -2.2 | -2.8 | 5.6 | 1.1 | 3.3 | 3.3 | -6.9 | -11.4 | 8.3 | -10.6 | 2 | 0 | -0.6 | -2.8 | 7.2 | 1.1 | 3.9 | 2.8 | 6.7 | 5 | 8.9 | 7.8 | 5.3 | -2 | 3.9 | -5 | 1 | -7 | 5.6 | 5.6 | 23.3 | 18.9 | 7.8 | 6.7 | 22.2 | 19.4 | 2.2 | -5.6 | 20 | 15.6 | 1.5 | -0.1 | -1.1 | -5 | 1.1 | -2.8 | 4.4 | 2.8 | -2.8 | -3.9 | 0.6 | -1.1 | 9.1 | 7.9 | 13.9 | 12.2 | -4.4 | -10 | -15 | -17 | -13.9 | -15.6 | -6.1 | -12.8 | 2.8 | -0.6 | 0.6 | -2.2 | -11.1 | -13.9 | -9.4 | -12.2 | -10 | -12.2 | 0 | -3 | 4.1 | -0.9 | 0.2 | -2.7 | 16.5 | 16.4 | 1.7 | -2.6 | -4.8 | -6.7 | -1.7 | -2.2 | -3.3 | -4.4 | 2.2 | -0.6 | -6.7 | -10 | -0.2 | -2.9 | -3.3 | -8.9 | -12.2 | -16.1 | 7.2 | 2.8 | -10 | -12.2 | 0.6 | 0 | -3.3 | -12.2 | -2.2 | -8.9 | 2.8 | -1.1 | -3.3 | -6.7 | -12.8 | -16.7 | -4 | -6 | 1.1 | 0.6 | 6.7 | 5 | 1.7 | -6.1 | 7.8 | 6.7 | 2 | -2 | 3.3 | 2.8 | 1.7 | -4.4 | -6.7 | -10 | -2.8 | -6.1 | -12.2 | -13.3 | -5 | -6.7 | 19.1 | 19.1 | 10.6 | -6.1 | 7.8 | 7.8 | 21.7 | 20 | -0.6 | -1.1 | -5 | -6.1 | -6.1 | -12.2 | -0.6 | -2.8 | 3.3 | 1.1 | -4.4 | -5.6 | 0.6 | 0.6 | -5.6 | -8.3 | -7.9 | -12.1 | -8.9 | -12.8
-21 | -22 | -2.2 | -2.8 | 6.7 | 1.7 | 3.3 | 3.3 | -6.7 | -11.7 | 8.3 | -10.6 | 2 | 0 | 1.1 | -1.1 | 8.9 | 2.8 | 4.6 | 3.4 | 6.7 | 6.1 | 10.6 | 8.7 | 4.4 | -2.2 | 1.1 | -3.9 | 3 | -5 | 6.7 | 6.1 | 23.3 | 19.4 | 10.4 | 7.8 | 13.9 | 13.3 | 1.1 | -4.4 | 20.6 | 14.4 | 1.3 | -0.3 | -0.6 | -3.9 | 0.6 | -4.4 | 5 | 3.3 | -1.7 | -3.9 | 1.1 | -0.6 | 10.9 | 8.9 | 14.4 | 12.8 | -3.3 | -8.9 | -17 | -19 | -15.6 | -16.7 | -6.1 | -12.8 | 2.2 | -0.6 | 0.8 | -1.4 | -8.9 | -11.7 | -10 | -13.3 | -9.4 | -11.1 | 1.1 | -2.7 | 4.2 | -0.5 | 1.5 | -2.5 | 16.8 | 16.5 | 1.7 | -3.3 | -5.6 | -7.8 | -1.1 | -2.2 | 1.1 | -1.7 | 1.7 | -0.6 | -7.2 | -11.1 | 0.8 | -2 | -3.3 | -8.9 | -13.3 | -16.7 | 7.8 | 3.3 | -8.9 | -11.1 | 1.1 | 0 | -3.9 | -13.3 | -0.5 | -7.1 | 2.2 | -1.1 | -3.3 | -6.7 | -12.8 | -16.7 | -3 | -5 | 1.3 | 0.9 | 7.1 | 5.1 | 1.7 | -6.1 | 8.3 | 7.2 | 0 | -3 | 6.1 | 5.6 | 1.7 | -3.9 | -6.1 | -10 | -4.4 | -6.7 | -11.7 | -13.3 | -5 | -6.7 | 19.2 | 19.2 | 11.1 | -7.2 | 8.3 | 8.3 | 21.7 | 20 | -0.6 | -1.1 | -5.6 | -6.1 | -5 | -11.2 | -0.6 | -2.8 | 4.4 | 2.2 | -3.9 | -5.6 | 0.6 | 0.6 | -5.2 | -7.5 | -8.3 | -13.9 | -10 | -17.2
-22 | -23 | -2.2 | -3.3 | 10.6 | 0.6 | 4.4 | 4.4 | -5.6 | -10.7 | 9.4 | -9.4 | 3 | 1 | 3.3 | 0 | 11.1 | 3.3 | 5.4 | 4.4 | 7.8 | 6.1 | 12.2 | 9.4 | 7.7 | -1.1 | -0.6 | -3.3 | 5 | -5 | 11.7 | 9.4 | 24.4 | 19.4 | 13 | 8.9 | 13.3 | 12.2 | 5 | -1.7 | 21.7 | 15.6 | 1.1 | -0.6 | 0.6 | -3.9 | 0.6 | -4.4 | 5.5 | 3.8 | 0.6 | -3.3 | 1.7 | -0.3 | 12.8 | 10 | 14.4 | 13.3 | -1.7 | -8.9 | -16 | -18 | -14.4 | -16.1 | -5 | -13.3 | 2.2 | -1.7 | 0.9 | -0.9 | -7.8 | -11.1 | -11.7 | -15 | -8.9 | -10.6 | 2.2 | -2.8 | 4.4 | 0 | 2.8 | -2.8 | 17.2 | 16.7 | 3 | -2 | -3.7 | -5.9 | -1.1 | -1.7 | 5.6 | 0.1 | 3.9 | -0.6 | -8.3 | -12.8 | 1.7 | -1.7 | -1.1 | -9.4 | -6.7 | -13.3 | 9.4 | 3.3 | -7.2 | -9.4 | 1.7 | 0.6 | -4.4 | -13.3 | 1.1 | -6.4 | 2.8 | -0.6 | -3.3 | -6.1 | -12.8 | -17.2 | -4 | -6 | 1.5 | 1.3 | 7.4 | 5.1 | 2.2 | -5.6 | 9.4 | 8.3 | 0 | -5 | 10 | 8.9 | 2.8 | -4.4 | -5.6 | -10 | -2.2 | -5.6 | -11.1 | -13.3 | -3.3 | -5 | 19.4 | 19.4 | 12.2 | -10.6 | 8.9 | 8.9 | 21.7 | 20 | 3.9 | 1.7 | -6.7 | -7.2 | -3.9 | -11.2 | 0.6 | -2.8 | 3.9 | 2.2 | -3.9 | -6.1 | 0.6 | 0.6 | -4.8 | -6.8 | -7.6 | -13.9 | -8.3 | -18.3
-22 | -23 | -2.2 | -2.8 | 13.3 | 2.2 | 4.4 | 4.4 | -4.4 | -10.5 | 10.6 | -10 | 4 | 2 | 6.1 | 0.6 | 13.9 | 1.7 | 6.1 | 5 | 10 | 6.7 | 13.9 | 10 | 11.1 | -0.3 | 0.6 | -2.8 | 7 | -7 | 17.8 | 7.2 | 25 | 19.4 | 15.6 | 9.4 | 13.9 | 11.7 | 10.6 | -3.3 | 21.1 | 16.7 | 1.5 | -0.8 | 1.1 | -3.3 | 0.6 | -4.4 | 6.1 | 4.4 | 3.3 | -3.9 | 2.2 | 0 | 15.2 | 8.7 | 15.6 | 13.9 | 0 | -7.8 | -18 | -20 | -12.2 | -15 | -3.9 | -13.9 | 2.2 | -1.1 | 1.1 | -0.6 | -6.7 | -10 | -12.8 | -16.1 | -7.8 | -9.4 | 3.9 | -1.5 | 5.5 | -0.7 | 4.3 | -2.4 | 17.8 | 16.8 | 4.3 | -1.1 | -1.9 | -4.4 | -1.1 | -1.7 | 10 | 1.7 | 5.6 | -1.1 | -9.4 | -14.4 | 2.2 | -1.1 | 0 | -11.1 | -1.7 | -9.4 | 10.6 | 3.9 | -6.1 | -8.3 | 1.7 | 1.1 | -4.4 | -14.4 | 2.8 | -6.7 | 2.2 | -1.7 | -2.8 | -6.1 | -12.8 | -17.2 | -1 | -3 | 1.7 | 1.7 | 7.8 | 5 | 3.3 | -5 | 8.9 | 7.8 | -1 | -6 | 13.3 | 9.4 | 4.4 | -3.9 | -5 | -9.4 | -0.6 | -4.4 | -8.9 | -13.3 | -1.7 | -4.4 | 20.3 | 19.7 | 11.7 | -6.1 | 9.8 | 8.8 | 21.1 | 19.4 | 8.3 | 2.8 | -6.1 | -6.7 | -2.8 | -12.2 | 1.7 | -3.3 | 3.9 | 3.3 | -3.9 | -6.1 | 0.6 | 0.6 | -4.4 | -6.7 | -6.8 | -15 | -6.1 | -13.3
-23 | -24 | -2.2 | -2.8 | 16.1 | 1.7 | 5.6 | 5.6 | -3.3 | -11.1 | 11.7 | -10 | 4 | 2 | 9.4 | 1.7 | 16.1 | -1.7 | 7.4 | 5.2 | 8.9 | 6.7 | 15.4 | 10 | 14.4 | -0.6 | 1.1 | -2.2 | 8 | -7 | 20 | 6.1 | 25.6 | 19.4 | 16.7 | 9.9 | 15.6 | 10.6 | 12.8 | -3.3 | 23.9 | 15.6 | 1.8 | -1.4 | 2.8 | -2.8 | 1.1 | -5 | 6.7 | 5.4 | 4.4 | -3.9 | 3.5 | 0.4 | 17.6 | 6.5 | 17.2 | 14.4 | 1.1 | -7.8 | -17 | -19 | -11.7 | -14.4 | -2.8 | -15 | 2.2 | -2.2 | 1.1 | -0.3 | -5 | -8.3 | -12.8 | -16.1 | -6.1 | -8.3 | 5.5 | -0.9 | 6.7 | -1.5 | 5.7 | -2.8 | 18.3 | 16.7 | 5.6 | -0.6 | 0 | -3.3 | 0 | -1.1 | 11.1 | 1.6 | 6.7 | -1.7 | -10 | -15 | 2.8 | -0.7 | 1.7 | -11.1 | 2.2 | -6.1 | 10.6 | 3.3 | -3.3 | -7.2 | 1.7 | 1.7 | -4.4 | -15 | 4.3 | -4.8 | 2.2 | -0.6 | -2.8 | -4.4 | -12.2 | -16.7 | 1 | -2 | 2.4 | 2.4 | 8.3 | 5.4 | 4.4 | -3.9 | 8.9 | 7.2 | -2 | -7 | 15.6 | 10 | 6.7 | -4.4 | -5 | -8.9 | 1.1 | -4.4 | -6.7 | -13.3 | 0.6 | -4.4 | 21.3 | 19.8 | 13.3 | -6.1 | 10.8 | 8.8 | 23.3 | 19.4 | 10 | 1.7 | -5 | -5.6 | -2.2 | -11.4 | 3.3 | -2.8 | 5 | 4.4 | -3.9 | -6.1 | 0.6 | 0.6 | -4 | -6.3 | -6.1 | -17.8 | -3.9 | -14.4
-23 | -25 | -2.2 | -2.8 | 18.3 | -1.7 | 7.2 | 7.2 | -2.2 | -9.8 | 12.8 | -9.4 | 6 | 3 | 12.2 | 1.7 | 17.8 | -4.4 | 8.7 | 5.1 | 11.1 | 5.6 | 16.8 | 9.5 | 14.8 | -0.4 | 2.2 | -1.7 | 9 | -2 | 21.7 | 8.3 | 26.1 | 20 | 17.8 | 10.5 | 15 | 10 | 14.4 | -3.3 | 25.6 | 13.9 | 2.2 | -2.2 | 3.9 | -2.8 | 1.7 | -5 | 7.2 | 6.3 | 4.4 | -3.9 | 4.8 | 0.9 | 20 | 1.7 | 18.9 | 15 | 1.7 | -8.3 | -16 | -18 | -9.4 | -12.8 | -2.2 | -15.6 | 2.8 | -2.8 | 1.1 | -0.2 | -3.9 | -7.2 | -12.2 | -16.1 | -4.4 | -7.8 | 7.2 | 0 | 7.8 | -3.3 | 7.2 | -3.9 | 18.9 | 16.7 | 7.3 | -0.4 | 0.7 | -2.5 | 0 | -1.1 | 12.2 | 1.5 | 7.2 | -1.1 | -10 | -14.4 | 3.3 | -0.6 | 1.7 | -13.3 | 3.9 | -5 | 12.8 | 4.4 | -2.2 | -6.7 | 2.2 | 2.2 | -5 | -15 | 5.7 | -4.2 | 2.2 | -0.6 | -1.7 | -3.9 | -11.7 | -16.7 | 2 | -2 | 3.2 | 3.2 | 8.9 | 5.8 | 5.6 | -2.8 | 8.9 | 7.2 | -3 | -9 | 18.9 | 10.6 | 7.8 | -3.9 | -4.4 | -8.9 | 2.8 | -3.9 | -5.6 | -13.3 | 2.2 | -5.6 | 22.2 | 20 | 14.4 | -8.3 | 11.7 | 8.3 | 23.9 | 18.9 | 12.2 | 0.6 | -3.9 | -5.6 | -1.7 | -12 | 3.3 | -2.8 | 5 | 5 | -2.8 | -6.1 | 0.6 | 0.6 | -3.7 | -6.6 | -5.9 | -15.9 | -2.8 | -15.6
-23 | -25 | -1.7 | -2.8 | 19.4 | -1.7 | 11.7 | 11.1 | -1.1 | -9.2 | 13.9 | -9.4 | 8 | 4 | 13.3 | 1.1 | 17.2 | -2.8 | 10 | 5 | 11.1 | 4.4 | 18.3 | 8.9 | 15.2 | -0.8 | 6.1 | -2.8 | 11 | -5 | 20 | 9.4 | 25.6 | 20 | 18.9 | 10.6 | 13.9 | 10.6 | 16.1 | -4.4 | 26.1 | 12.8 | 1.8 | -1.9 | 3.3 | -1.7 | 2.2 | -5 | 7.8 | 7.2 | 4.4 | -4.4 | 6.1 | 1.1 | 20.6 | 2.4 | 20.6 | 16.7 | 1.1 | -7.8 | -15 | -18 | -8.9 | -12.2 | -1.7 | -16.7 | 2.8 | -3.3 | 1.1 | 0 | -3.3 | -6.7 | -11.7 | -15.6 | -3.9 | -8.9 | 8.1 | 0.6 | 7.2 | -3 | 7.9 | -2.9 | 19.6 | 16.7 | 8.9 | -0.4 | 1.5 | -2.2 | 0.6 | -2.2 | 13.3 | 1.1 | 7.8 | -2.2 | -8.9 | -14.4 | 3.1 | -0.8 | 2.8 | -13.3 | 3.9 | -5 | 12.2 | 3.9 | 1.7 | -6.1 | 2.8 | 2.2 | -6.1 | -17.8 | 7.2 | -3.9 | 2.2 | -0.6 | -1.1 | -3.9 | -10.6 | -15.6 | 3 | -1 | 3.9 | 3.9 | 9.4 | 6.1 | 6.7 | -2.2 | 8.9 | 7.2 | -3 | -9 | 20 | 11.7 | 10 | -3.9 | -3.9 | -8.9 | 4.4 | -3.9 | -3.9 | -12.8 | 2.8 | -7.2 | 22.9 | 20.1 | 14.4 | -8.3 | 12.8 | 7.9 | 24.4 | 17.8 | 13.3 | -0.6 | -3.9 | -5.6 | -1.1 | -13.9 | 3.9 | -2.8 | 5.6 | 5.6 | -2.8 | -6.1 | -0.3 | -0.4 | -3.3 | -7.2 | -5.8 | -15.3 | -2.8 | -15.6
-22 | -25 | -1.1 | -2.8 | 18.3 | -3.3 | 21.1 | 19.4 | 0 | -10 | 15 | -8.9 | 8 | 5 | 13.9 | 2.2 | 17.8 | -5 | 10 | 3.7 | 11.7 | 6.1 | 18.1 | 8.4 | 15.6 | -1.1 | 5.6 | -2.2 | 11 | -2 | 21.1 | 10 | 25.6 | 19.4 | 18.7 | 10.8 | 13.9 | 11.1 | 17.8 | -6.1 | 26.7 | 13.9 | 1.5 | -1.8 | 4.4 | -2.2 | 2.8 | -6.1 | 7.1 | 6.5 | 5 | -3.9 | 6.7 | 2.2 | 21.1 | 2.9 | 21.7 | 17.2 | 0 | -3.9 | -15 | -17 | -7.8 | -11.7 | -1.1 | -16.7 | 2.2 | -3.9 | 1.3 | 0 | -2.8 | -6.1 | -11.7 | -16.1 | -5 | -11.7 | 9.1 | 1.3 | 6.7 | -3.1 | 8.7 | -2.5 | 20.4 | 16.9 | 10.6 | -1.1 | 2.2 | -2.2 | 0.6 | -3.3 | 13.1 | 0.8 | 8.9 | -2.2 | -8.9 | -14.4 | 3 | -1.2 | 3.3 | -14.4 | 7.2 | -4.4 | 13.3 | 4.4 | 3.3 | -6.7 | 3.9 | 2.8 | -5.6 | -16.7 | 7.6 | -3.2 | 1.7 | -0.6 | -1.1 | -3.9 | -10 | -15.6 | 4 | -1 | 6.1 | 4.6 | 9.4 | 5.8 | 7.2 | -1.7 | 8.9 | 8.3 | -3 | -9 | 21.1 | 11.1 | 11.1 | -5 | -4.4 | -9.4 | 5.6 | -3.9 | -3.3 | -12.2 | 3.9 | -8.9 | 23.7 | 20.5 | 16.7 | -7.8 | 13.9 | 7.2 | 23.3 | 18.3 | 15.6 | -1.1 | -3.3 | -5 | -1.5 | -12.1 | 4.4 | -2.2 | 6.7 | 6.1 | -2.8 | -5.6 | -1.3 | -1.7 | -2.9 | -6.9 | -5.6 | -16.1 | -2.2 | -14.4
-23 | -25 | -1.1 | -2.2 | 17.8 | -2.8 | 21.1 | 18.3 | 0.2 | -8.9 | 16.1 | -9.4 | 8 | 4 | 14.4 | 1.1 | 17.2 | 0.6 | 10 | 2.1 | 10.6 | 5 | 18 | 7.8 | 15 | -1 | 1.1 | -0.6 | 12 | -2 | 20 | 8.9 | 26.1 | 20 | 18.5 | 11.1 | 15 | 10 | 17.8 | -7.8 | 24.4 | 14.4 | 1.1 | -2.2 | 4.4 | -1.1 | 2.8 | -7.2 | 6.3 | 5.7 | 4.4 | -3.9 | 7.2 | 3.1 | 21.7 | 3.3 | 22.2 | 17.2 | 0 | -3.3 | -16 | -18 | -7.2 | -11.1 | -0.6 | -15 | 2.2 | -3.9 | 1.5 | 0 | -2.8 | -6.7 | -12.8 | -17.2 | -6.1 | -13.3 | 10 | 1.7 | 6.1 | -3.9 | 9.4 | -2.8 | 21.1 | 16.7 | 9.5 | -1.4 | 2 | -2.4 | 0.6 | -3.3 | 13 | 0.7 | 9.4 | -2.2 | -8.3 | -13.3 | 2.8 | -1.7 | 2.8 | -13.3 | 5.6 | -3.3 | 13.3 | 5 | 5 | -6.1 | 4.4 | 3.3 | -5.6 | -16.7 | 7.9 | -3.4 | 2.8 | -2.2 | -1.1 | -3.9 | -9.4 | -15.6 | 5 | -1 | 8.4 | 5.4 | 9.4 | 5.4 | 7.8 | -1.1 | 9.4 | 8.3 | -2 | -9 | 21.1 | 11.1 | 11.1 | -5 | -5.6 | -9.4 | 7.2 | -3.9 | -2.8 | -11.7 | 5 | -8.9 | 24.4 | 20.6 | 15.6 | -7.8 | 15 | 6.1 | 23.9 | 18.9 | 15 | -1.1 | -1.7 | -4.4 | -1.8 | -11.3 | 4.4 | -2.2 | 7.2 | 6.7 | -2.8 | -5 | -2.2 | -2.8 | -2.6 | -7.3 | -6.3 | -15.5 | -2.2 | -15.6
-23 | -25 | -1.7 | -2.2 | 17.2 | -1.7 | 21.1 | 17.8 | 0.4 | -8.8 | 16.1 | -9.4 | 8 | 4 | 13.9 | 1.1 | 16.7 | 3.9 | 10 | 0.6 | 10.6 | 6.1 | 17.8 | 7.2 | 14.5 | -1.4 | 2.2 | -0.6 | 12 | -1 | 19.4 | 10 | 25.6 | 20 | 18.3 | 11.1 | 13.9 | 8.9 | 18.3 | -7.2 | 25 | 13.9 | 0.9 | -1.9 | 3.9 | -1.1 | 3.3 | -7.8 | 5.6 | 5 | 4.4 | -3.9 | 7.8 | 3.9 | 19.5 | 6.3 | 22.8 | 17.2 | 0 | -3.3 | -17 | -21 | -7.8 | -10 | -1.7 | -16.7 | 2.2 | -4.4 | 1.7 | 0 | -2.8 | -6.1 | -13.9 | -18.3 | -8.3 | -15 | 8.3 | 0.3 | 4.4 | -4.8 | 8.3 | -0.9 | 20 | 16.5 | 8.3 | -1.8 | 1.9 | -2.8 | 0 | -3.3 | 12.8 | 0 | 9.4 | -2.8 | -8.3 | -12.8 | 2.4 | -2.4 | 2.2 | -11.7 | 4.4 | -4.4 | 13.3 | 4.4 | 4.4 | -7.2 | 5 | 3.3 | -6.1 | -16.7 | 8.3 | -3.9 | 2.2 | -2.2 | -1.1 | -4.4 | -8.9 | -15 | 4 | -2 | 10.6 | 5.6 | 9.4 | 5 | 7.2 | -1.7 | 8.9 | 7.2 | -3 | -9 | 20 | 10 | 11.7 | -5 | -6.1 | -9.4 | 7.8 | -3.3 | -1.7 | -11.1 | 4.4 | -9.4 | 23.7 | 20.3 | 14.4 | -7.8 | 13.3 | 6.4 | 23.3 | 19.4 | 16.7 | -1.7 | -2.2 | -4.4 | -2.2 | -12.2 | 4.4 | -1.7 | 7.2 | 6.7 | -2.2 | -3.9 | -2.6 | -3.2 | -2.2 | -8.3 | -7.1 | -16.5 | -2.8 | -15.6
-23 | -25 | -1.7 | -2.2 | 16.1 | -1.1 | 16.7 | 16.1 | 0.6 | -10 | 15.6 | -9.4 | 7 | 4 | 11.7 | 1.7 | 15 | 2.2 | 8.5 | 0.9 | 10 | 5.6 | 15.8 | 8.6 | 13.9 | -1.7 | 2.2 | -0.6 | 11 | 0 | 18.3 | 11.1 | 25 | 19.4 | 17.2 | 11.7 | 13.3 | 6.7 | 17.2 | -6.7 | 25 | 13.9 | 0.8 | -1.8 | 3.9 | -1.1 | 0.6 | -7.2 | 6.1 | 5.1 | 4.4 | -4.4 | 7.2 | 4.2 | 17.2 | 7.6 | 21.1 | 16.1 | 0 | -3.3 | -18 | -22 | -7.2 | -10 | -2.2 | -16.7 | 1.1 | -4.4 | 0.8 | -0.8 | -2.8 | -6.1 | -14.4 | -18.9 | -10 | -15.6 | 6.7 | -0.9 | 2.8 | -6.3 | 7.2 | 0.4 | 18.9 | 16 | 7.2 | -2.8 | 1.7 | -3.9 | 0 | -3.9 | 11.7 | 2.7 | 8.3 | -3.3 | -8.3 | -12.2 | 2.1 | -3 | 1.1 | -11.7 | 1.7 | -5.6 | 10.6 | 3.9 | 2.2 | -7.8 | 5.6 | 3.3 | -6.7 | -17.2 | 6.6 | -3.2 | 1.7 | -3.3 | -1.1 | -5 | -8.9 | -15 | 3 | -1 | 8.2 | 4.6 | 8.9 | 5.3 | 7.2 | -1.1 | 6.7 | 5 | -4 | -9 | 17.8 | 10 | 10 | -5.6 | -6.1 | -9.4 | 7.2 | -3.3 | -2.2 | -10.6 | 4.4 | -10 | 22.9 | 19.7 | 13.3 | -7.8 | 11.7 | 6.4 | 23.3 | 19.4 | 16.1 | -2.2 | -3.9 | -5 | -3.3 | -13.5 | 4.4 | -1.1 | 6.7 | 6.1 | -2.8 | -4.4 | -2.9 | -3.8 | -2.8 | -8.2 | -7.8 | -18.3 | -3.3 | -11.1
-26 | -27 | -1.7 | -2.2 | 16.1 | -2.2 | 17.8 | 16.7 | -0.9 | -9.5 | 14.4 | -8.9 | 7 | 4 | 11.1 | 2.8 | 13.9 | 3.9 | 7.1 | 1.2 | 9.4 | 5.6 | 13.7 | 9.2 | 13.2 | -1 | 1.7 | -0.6 | 9 | 4 | 16.1 | 11.1 | 23.9 | 19.4 | 16.1 | 12.1 | 12.2 | 6.1 | 15.6 | -6.1 | 22.8 | 14.4 | 0.6 | -2.2 | 2.8 | -1.7 | -2.2 | -7.8 | 6.7 | 5 | 2.2 | -6.1 | 6.7 | 4.4 | 15 | 8.3 | 19.4 | 16.7 | 0 | -2.8 | -20 | -23 | -7.8 | -11.1 | -2.8 | -15.6 | -0.6 | -5.6 | -0.2 | -2 | -3.3 | -6.1 | -15.6 | -18.9 | -11.7 | -17.2 | 5 | -2.8 | 1.1 | -8.9 | 6.1 | 1.1 | 17.8 | 15.6 | 6.7 | -2.6 | 1.3 | -3 | -1.7 | -5 | 10.5 | 4.2 | 6.7 | -3.3 | -8.3 | -12.2 | 1.7 | -4.4 | -0.6 | -11.7 | 2.2 | -7.2 | 9.4 | 2.8 | -0.6 | -5.6 | 5 | 3.9 | -7.8 | -16.7 | 5 | -3.1 | 1.1 | -2.8 | -1.7 | -5 | -9.4 | -15.6 | 3 | -1 | 5.7 | 3.4 | 8.3 | 5.4 | 6.7 | -0.6 | 5 | 2.8 | -4 | -10 | 15 | 10 | 8.3 | -4.4 | -6.1 | -9.4 | 6.1 | -3.3 | -2.2 | -10.6 | 2.8 | -10 | 22.2 | 19.4 | 11.7 | -8.3 | 10 | 6.1 | 23.3 | 19.4 | 13.3 | -1.1 | -3.9 | -5.6 | -4.5 | -16 | 3.9 | -0.6 | 7.2 | 6.7 | -2.2 | -4.4 | -3.3 | -4.4 | -3.3 | -8.7 | -8.5 | -17.8 | -4.4 | -12.8
-27 | -29 | -1.7 | -2.8 | 16.1 | -2.8 | 16.7 | 15 | -2.4 | -10 | 12.2 | -5 | 6 | 3 | 10 | 2.8 | 13.3 | 7.2 | 5.6 | 1.1 | 8.3 | 5.6 | 11.7 | 9.4 | 12.4 | -0.7 | 1.1 | -1.1 | 8 | -4 | 13.3 | 10.6 | 23.9 | 20 | 15 | 12.2 | 11.7 | 6.1 | 12.8 | -6.7 | 21.7 | 15 | -0.3 | -2.3 | 2.2 | -1.7 | -3.3 | -7.8 | 7.2 | 5 | -1.7 | -5.6 | 6.1 | 4.4 | 13.9 | 8.6 | 18.9 | 16.1 | 0 | -2.2 | -22 | -25 | -8.3 | -10.6 | -3.3 | -15 | -1.1 | -5.6 | -1.1 | -3.3 | -2.8 | -6.1 | -15.6 | -18.9 | -12.8 | -17.8 | 3.1 | -4.1 | 0.2 | -7.8 | 4.1 | -0.1 | 17.6 | 16 | 6.1 | -3.1 | 1 | -2.6 | -1.7 | -6.7 | 9.4 | 5.6 | 5 | -3.3 | -8.3 | -12.2 | 1.3 | -4.2 | -2.2 | -10.6 | 0 | -8.3 | 8.3 | 2.8 | -2.8 | -6.1 | 4.4 | 1.7 | -9.4 | -20 | 3.3 | -3.9 | 1.1 | -2.8 | -2.2 | -4.4 | -9.4 | -15.6 | 2 | -2 | 3.3 | 2.2 | 7.8 | 5.6 | 6.1 | -1.1 | 3.9 | 2.2 | -4 | -10 | 13.9 | 10.6 | 4.4 | -2.8 | -6.7 | -10 | 4.4 | -3.3 | -2.2 | -10.6 | -1.7 | -10.6 | 21.5 | 19.6 | 10.6 | -10 | 8.7 | 5.6 | 22.8 | 20 | 11.1 | 1.7 | -5 | -6.1 | -5.6 | -20.6 | 5 | -0.6 | 7.2 | 6.7 | -2.8 | -4.4 | -3.7 | -4.5 | -3.9 | -10 | -9.3 | -18.8 | -5 | -8.9
-30 | -31 | -2.2 | -3.3 | 15 | -1.1 | 15.6 | 13.9 | -3.9 | -11.7 | 11.1 | -5.6 | 6 | 3 | 9.4 | 2.8 | 15 | -2.2 | 4.8 | 1.1 | 8.3 | 5.6 | 10.6 | 8.6 | 11.7 | -0.6 | 1.7 | -3.9 | 6 | -8 | 11.7 | 10.6 | 23.9 | 20 | 14.3 | 12.2 | 12.2 | 4.4 | 11.7 | -4.4 | 21.7 | 13.9 | -1.3 | -2.7 | 1.7 | -1.7 | -3.9 | -7.8 | 7.6 | 5.4 | -2.8 | -6.1 | 6.1 | 4.6 | 12.8 | 8.5 | 18.3 | 16.7 | 0 | -1.1 | -24 | -28 | -8.9 | -9.4 | -5 | -14.4 | -1.7 | -6.1 | -1.7 | -4.1 | -2.8 | -6.1 | -16.1 | -20 | -14.4 | -19.4 | 1.3 | -6 | -0.8 | -8.2 | 2 | -1.6 | 17.4 | 16.4 | 5.6 | -3.9 | 0.6 | -2.8 | -3.3 | -6.1 | 9.6 | 5.8 | 4.4 | -3.9 | -8.9 | -11.7 | 1 | -4.5 | -3.9 | -11.7 | -1.1 | -8.9 | 7.2 | 1.7 | -3.9 | -6.7 | 4.4 | 1.7 | -10.6 | -20 | 3.7 | -3.6 | 0.6 | -3.3 | -2.2 | -5.6 | -10 | -15.6 | 2 | -2 | 2.4 | 1.2 | 7.4 | 5.4 | 6.1 | -1.1 | 3.3 | 1.1 | -5 | -10 | 12.8 | 10.6 | 1.7 | -3.3 | -7.2 | -10.6 | 2.8 | -3.9 | -1.7 | -10 | -2.8 | -10 | 20.7 | 19.9 | 8.9 | -12.2 | 7.4 | 5.1 | 22.8 | 20 | 9.4 | 1.7 | -5 | -6.7 | -6.1 | -16.1 | 5 | -1.7 | 7.2 | 6.1 | -2.2 | -4.4 | -4 | -4.6 | -3.9 | -8.9 | -10 | -20.6 | -5.6 | -10
-32 | -32 | -2.8 | -4.4 | 15 | -0.6 | 15 | 13.9 | -4.1 | -11 | 10 | -5 | 6 | 3 | 8.9 | 3.3 | 13.9 | -1.7 | 4.1 | 1.3 | 8.9 | 5 | 9.4 | 7.5 | 11.1 | -0.3 | 0.6 | -7.8 | 4 | -8 | 10.6 | 10 | 23.3 | 20 | 13.5 | 11.9 | 12.2 | 3.3 | 11.7 | -4.4 | 21.1 | 13.9 | -2.2 | -3.3 | 2.2 | -1.7 | -4.4 | -7.8 | 7.9 | 5.7 | -2.8 | -5.6 | 6.1 | 4.9 | 11.7 | 8.3 | 18.3 | 16.7 | 0.6 | -0.6 | -23 | -26 | -10 | -10.6 | -6.1 | -15 | -2.2 | -6.7 | -2.2 | -5.1 | -3.3 | -5 | -16.7 | -20 | -15.6 | -20.6 | -0.6 | -8.9 | -1.7 | -9.4 | 0 | -3.3 | 17.2 | 16.7 | 5.6 | -3.1 | -0.3 | -2.8 | -3.3 | -6.1 | 9.8 | 6 | 1.1 | -2.8 | -8.3 | -10.6 | 0.6 | -5.6 | -5 | -11.7 | -0.6 | -8.3 | 7.2 | 1.7 | -4.4 | -6.1 | 3.9 | 2.2 | -11.1 | -20.6 | 4 | -3.9 | 0.6 | -3.9 | -1.7 | -4.4 | -10.6 | -16.1 | 2 | -2 | 1.5 | 0.3 | 7.1 | 5.3 | 6.1 | -0.6 | 1.7 | -0.6 | -5 | -10 | 11.7 | 10 | 1.1 | -3.9 | -10 | -12.8 | -0.6 | -3.9 | -1.1 | -9.4 | -3.9 | -9.4 | 20 | 20 | 8.3 | -11.7 | 6.1 | 4.4 | 22.8 | 20 | 9.4 | 2.2 | -4.4 | -5.6 | -6.7 | -14.3 | 4.4 | -2.8 | 6.7 | 5.6 | -2.8 | -4.4 | -4.4 | -5 | -3.9 | -8.5 | -10.2 | -19.6 | -6.7 | -10.6
-32 | -32 | -3.3 | -5 | 13.3 | 1.7 | 15 | 12.2 | -4.2 | -11.1 | 10 | -5.6 | 6 | 4 | 7.8 | 2.8 | 12.8 | 1.1 | 3.3 | 1.1 | 7.8 | 5 | 8.3 | 6.7 | 10.6 | 0 | -1.1 | -7.2 | 3 | -7 | 9.4 | 8.9 | 23.3 | 20 | 12.8 | 11.7 | 12.8 | 4.4 | 11.7 | -4.4 | 21.7 | 13.3 | -2.8 | -3.9 | 2.2 | -1.1 | -5.6 | -7.8 | 8.3 | 6.1 | -3.3 | -6.1 | 6.1 | 5 | 11.7 | 7.6 | 17.8 | 16.7 | 1.1 | 0 | -23 | -26 | -10 | -11.1 | -7.2 | -14.4 | -2.8 | -7.2 | -2.8 | -6.7 | -3.3 | -4.4 | -18.3 | -21.1 | -16.7 | -21.1 | -1.9 | -9.1 | -2.1 | -8.3 | -1.3 | -5.5 | 17.4 | 16.8 | 5.6 | -3.1 | -1.3 | -3.5 | -5 | -6.1 | 10 | 6.1 | 0 | -3.3 | -8.9 | -10.6 | -0.5 | -5.4 | -5.6 | -11.7 | -0.6 | -10 | 7.2 | 1.7 | -5 | -6.7 | 3.3 | 1.1 | -12.2 | -23.9 | 4.4 | -5 | 0 | -3.9 | -1.7 | -4.4 | -10.6 | -16.1 | 1 | -1 | 0.6 | -0.6 | 6.7 | 5 | 6.1 | -0.6 | 0 | -2.8 | -5 | -9 | 11.7 | 9.4 | 0 | -4.4 | -12.2 | -14.4 | -1.7 | -3.9 | -1.1 | -9.4 | -3.3 | -9.4 | 19.8 | 19.8 | 7.8 | -11.7 | 5.4 | 4.1 | 22.8 | 20 | 3.9 | 1.7 | -4.4 | -5 | -7.2 | -13.3 | 1.7 | -2.8 | 6.7 | 5.6 | -2.8 | -4.4 | -5.2 | -5.7 | -3.9 | -8.9 | -10.4 | -19.8 | -6.7 | -11.7
-32 | -32 | -3.3 | -5 | 12.2 | 2.2 | 14.4 | 5 | -4.4 | -12.2 | 10 | -5 | 6 | 4 | 6.7 | 2.2 | 11.7 | 1.1 | 2.8 | 0.8 | 7.2 | 5 | 7.9 | 6.4 | 10 | 0 | -0.6 | -11.1 | 2 | -7 | 9.4 | 8.9 | 23.3 | 20 | 13.2 | 12.1 | 12.8 | 5 | 10.6 | -2.8 | 20.6 | 12.8 | -3.3 | -4.7 | 2.8 | -1.7 | -5 | -8.3 | 8.1 | 6.1 | -3.3 | -5.6 | 5.5 | 4.3 | 11.7 | 7.1 | 17.8 | 16.7 | 1.7 | 0 | -26 | -28 | -10.6 | -11.1 | -7.8 | -14.4 | -3.3 | -6.7 | -3.2 | -6.7 | -3.3 | -5 | -20 | -22.2 | -17.2 | -22.2 | -3.1 | -10 | -2.4 | -7.8 | -2.6 | -8.2 | 17.6 | 16.6 | 5.6 | -3.3 | -2.2 | -4.4 | -4.4 | -6.1 | 10.4 | 6.4 | 0.6 | -3.3 | -8.3 | -10 | -1.7 | -6.4 | -6.1 | -11.7 | 0 | -7.8 | 5.6 | 0.6 | -6.1 | -7.8 | 3.3 | 1.1 | -12.8 | -23.9 | 3.9 | -4.5 | 0 | -4.4 | -1.7 | -4.4 | -10.6 | -15.6 | 2 | -2 | -0.2 | -1.2 | 7.2 | 5 | 6.1 | -0.6 | -0.6 | -4.4 | -5 | -10 | 12.2 | 9.4 | -0.6 | -3.9 | -12.2 | -14.4 | -2.8 | -4.4 | -1.1 | -7.8 | -4.4 | -9.4 | 19.6 | 19.6 | 7.2 | -11.7 | 4.6 | 3.7 | 22.2 | 20 | 3.3 | 1.1 | -5 | -6.1 | -7.2 | -12.9 | -1.1 | -6.1 | 6.7 | 5.6 | -2.8 | -3.9 | -5.9 | -6.4 | -4.3 | -8.6 | -10.6 | -21.1 | -7.8 | -11.7
-32 | -32 | -3.3 | -5 | 12.2 | 2.8 | 11.7 | 2.8 | -4.8 | -11.2 | 8.9 | -5.6 | 6 | 4 | 7.2 | 2.8 | 11.1 | 0.6 | 2.2 | 0.2 | 6.7 | 4.4 | 7.1 | 5.7 | 6.3 | -0.2 | -1.1 | -11.7 | 1 | -7 | 10 | 9.4 | 22.8 | 20 | 13.5 | 12.4 | 13.9 | 3.3 | 10 | -2.8 | 21.7 | 13.3 | -3.9 | -5.6 | 1.1 | -1.7 | -6.1 | -8.3 | 8 | 6.2 | -3.9 | -6.1 | 5 | 3.5 | 11.7 | 6.1 | 17.8 | 16.7 | 1.1 | -0.6 | -25 | -27 | -10.6 | -11.1 | -10 | -13.3 | -3.9 | -7.8 | -3.5 | -7.2 | -3.3 | -5 | -21.1 | -22.8 | -18.3 | -22.2 | -4.4 | -12.2 | -2.8 | -8.3 | -3.9 | -12.2 | 17.8 | 16.7 | 5.6 | -2.8 | -2.6 | -4.4 | -3.3 | -4.4 | 10.7 | 6.5 | -1.7 | -3.3 | -7.2 | -9.4 | -2.8 | -7.8 | -6.7 | -12.2 | 0.6 | -7.8 | 5.6 | 0 | -6.7 | -7.8 | 3.3 | 0.6 | -13.3 | -23.3 | 3.3 | -4.5 | -0.6 | -4.4 | -2.2 | -6.7 | -10.6 | -15 | 0 | -2 | -0.9 | -1.9 | 7.8 | 5.1 | 5.6 | -1.1 | -2.8 | -7.8 | -5 | -9 | 12.2 | 9.4 | -1.1 | -3.9 | -13.3 | -15.6 | -3.9 | -5 | 0 | -6.1 | -2.8 | -9.4 | 19.4 | 19.4 | 6.7 | -12.2 | 3.9 | 3.3 | 18.9 | 12.8 | 1.7 | 0.6 | -4.4 | -5.6 | -7.2 | -13.1 | -2.2 | -7.8 | 5.6 | 5 | -2.8 | -3.9 | -6.7 | -7.2 | -4.6 | -9 | -9.5 | -19.4 | -7.8 | -12.8
-32 | -32 | -3.3 | -5.6 | 12.2 | 2.8 | 10 | 0 | -5.2 | -11 | 8.3 | -7.2 | 6 | 4 | 6.1 | 2.8 | 10 | 1.1 | 1.7 | 0 | 6.7 | 4.4 | 6.3 | 5.1 | 2.6 | -1.2 | -1.7 | -13.9 | 0 | -8 | 10 | 9.4 | 22.8 | 20 | 13.9 | 12.8 | 12.8 | 5.6 | 8.9 | -2.8 | 21.7 | 14.4 | -4.6 | -6.1 | 2.2 | -2.2 | -5.6 | -7.8 | 7.8 | 6.1 | -3.9 | -6.1 | 4.4 | 2.8 | 11.7 | 5.6 | 17.8 | 16.1 | 0.6 | -1.1 | -23 | -25 | -9.4 | -10.6 | -8.9 | -15 | -4.4 | -8.3 | -3.9 | -8.3 | -3.9 | -5 | -21.7 | -23.3 | -18.9 | -22.8 | -5 | -11 | -3 | -7.8 | -4.5 | -10.9 | 17.8 | 16.7 | 5.6 | -2.8 | -2.9 | -4.5 | -3.3 | -7.2 | 11.1 | 6.7 | -1.7 | -3.3 | -5.6 | -7.8 | -3.3 | -7.3 | -7.8 | -12.2 | -2.2 | -8.9 | 4.4 | 0.6 | -8.3 | -9.4 | 2.2 | -0.6 | -13.9 | -25 | 2.8 | -5.6 | -1.1 | -4.4 | -2.2 | -6.1 | -10.6 | -16.1 | 0 | -2 | -1.7 | -2.8 | 8.3 | 5 | 5.6 | -1.1 | -3.3 | -9.4 | -4 | -10 | 11.7 | 8.9 | -1.7 | -4.4 | -14.4 | -17.8 | -3.9 | -4.4 | 0 | -2.8 | -3.9 | -9.4 | 19.4 | 19.4 | 5.6 | -11.7 | 3.7 | 3 | 17.8 | 11.7 | 2.2 | 1.1 | -5 | -6.1 | -7.2 | -14.4 | -3.9 | -10.6 | 5.6 | 5 | -2.2 | -3.3 | -6.1 | -6.4 | -5 | -10 | -8.3 | -18.6 | -7.2 | -12.8
-32 | -32 | -3.3 | -5 | 12.2 | 3.3 | 7.8 | -1.7 | -5.6 | -11.7 | 7.2 | -5.6 | 6 | 4 | 7.2 | 2.2 | 9.4 | 0.6 | 1.5 | -0.1 | 5.6 | 3.9 | 5.8 | 4.8 | -1.1 | -2.8 | -5.6 | -13.9 | 0 | -8 | 10 | 9.4 | 22.8 | 20 | 13.5 | 12.6 | 12.2 | 6.1 | 8.9 | -0.6 | 21.7 | 15 | -5.4 | -6.9 | 3.3 | -2.2 | -5.6 | -7.8 | 7.8 | 6.1 | -3.9 | -6.1 | 3.5 | 1.5 | 11.7 | 4.7 | 17.8 | 16.1 | 0 | -2.2 | -22 | -25 | -8.9 | -9.4 | -10.6 | -14.4 | -5 | -8.3 | -4.8 | -8.8 | -3.9 | -5 | -22.8 | -24.4 | -19.4 | -23.9 | -5.5 | -10.6 | -3.1 | -7.9 | -5 | -10.7 | 17.8 | 16.7 | 5.6 | -3.3 | -3.3 | -5 | -4.4 | -8.9 | 11.3 | 6.5 | -1.7 | -2.8 | -6.1 | -7.8 | -3.9 | -7.7 | -9.4 | -12.8 | 0.6 | -12.2 | 4.4 | 2.8 | -7.2 | -8.3 | 1.1 | -2.2 | -14.4 | -25 | 3.2 | -4.6 | -1.1 | -4.4 | -2.2 | -6.7 | -10.6 | -16.1 | -1 | -3 | -2.1 | -3.2 | 7.4 | 4.2 | 4.4 | 0 | -4.4 | -11.7 | -4 | -8 | 11.7 | 8.9 | -1.7 | -4.4 | -16.7 | -20 | -4.4 | -5 | 0 | -1.7 | -3.3 | -9.4 | 19.4 | 19.4 | 4.4 | -11.7 | 3.5 | 2.6 | 16.7 | 11.1 | 0.6 | -0.6 | -6.1 | -7.2 | -8.7 | -15.1 | -5.6 | -12.8 | 5 | 4.4 | -2.8 | -3.9 | -5.6 | -5.7 | -5.9 | -9.8 | -7.2 | -19.4 | -7.2 | -12.2
-33 | -33 | -3.3 | -5 | 12.2 | 3.9 | 5.6 | -3.3 | -6.9 | -11.4 | 5.6 | -4.4 | 6 | 4 | 8.9 | 2.2 | 8.9 | 0 | 1.3 | 0 | 5 | 3.3 | 5.2 | 4.1 | -0.7 | -2.4 | -1.7 | -16.1 | -1 | -9 | 10 | 9.4 | 22.8 | 20 | 13.2 | 12.4 | 11.7 | 5.6 | 10 | -1.1 | 21.1 | 14.4 | -6.1 | -7.8 | 2.8 | -2.2 | -5 | -7.8 | 7.8 | 6.1 | -3.9 | -6.1 | 2.6 | 0.1 | 11.7 | 3.9 | 18.3 | 16.7 | 0 | -2.8 | -21 | -24 | -8.3 | -8.9 | -11.1 | -14.4 | -5.6 | -8.3 | -5.8 | -10 | -4.4 | -5.6 | -22.2 | -24.4 | -19.4 | -23.3 | -6.1 | -11.1 | -3.3 | -8.9 | -5.6 | -11.1 | 17.8 | 16.7 | 6.1 | -2.7 | -3.9 | -5.4 | -4.4 | -11.7 | 11.5 | 6.5 | -2.8 | -2.8 | -5 | -7.8 | -4.4 | -8.3 | -10 | -12.8 | 0 | -10 | 4.4 | 3.3 | -7.8 | -8.9 | -0.6 | -5 | -14.4 | -26.1 | 3.5 | -4.4 | -1.1 | -5 | -2.8 | -4.4 | -10.6 | -15 | -6 | -8 | -2.4 | -3.8 | 6.5 | 3.1 | 3.9 | 0 | -5.6 | -11.7 | -4 | -9 | 12.2 | 9.4 | -1.7 | -4.4 | -15 | -17.8 | -5 | -5.6 | 0 | -2.8 | -6.7 | -9.4 | 19.4 | 19.4 | 3.3 | -12.2 | 3.3 | 2.2 | 16.1 | 9.4 | 0.6 | 0 | -5.6 | -6.7 | -10.2 | -16.9 | -6.7 | -12.8 | 4.4 | 4.4 | -3.3 | -4.4 | -5 | -5 | -6.9 | -10.3 | -6.8 | -17.5 | -7.2 | -12.2
-33 | -33 | -2.8 | -6.7 | 10 | 5 | 2.8 | -3.9 | -8.1 | -11.8 | 4.4 | -3.3 | 6 | 4 | 10 | 3.3 | 6.7 | 1.1 | 1.1 | 0 | 3.9 | 2.8 | 4.8 | 3.3 | -0.4 | -2.2 | -7.8 | -14.4 | -1 | -8 | 10.6 | 10.6 | 22.8 | 20 | 12.8 | 12.2 | 9.4 | 5.6 | 9.4 | 0 | 21.7 | 15 | -7.4 | -8.9 | 2.8 | -1.7 | -6.7 | -9.4 | 7.8 | 6.1 | -3.9 | -6.1 | 1.7 | -1.1 | 11.1 | 3.6 | 18.3 | 16.7 | 0 | -2.8 | -21 | -23 | -7.8 | -7.8 | -11.1 | -15.6 | -6.1 | -8.3 | -6.7 | -11.7 | -3.9 | -5.6 | -23.3 | -25 | -20.6 | -22.8 | -6.3 | -10.7 | -4.1 | -8.2 | -6 | -10.6 | 17.8 | 16.7 | 6.7 | -2.6 | -4.4 | -5.9 | -5.6 | -10 | 11.7 | 6.1 | -3.9 | -4.4 | -1.1 | -4.4 | -4.2 | -7.7 | -7.8 | -12.2 | 0 | -8.9 | 4.4 | 3.3 | -8.3 | -10 | -1.1 | -7.8 | -15 | -26.1 | 3.9 | -5 | -2.8 | -5 | -2.8 | -4.4 | -10.6 | -15 | -8 | -11 | -2.8 | -4.4 | 5.6 | 2.2 | 3.3 | 0 | -6.1 | -12.2 | -3 | -8 | 12.8 | 10 | -1.7 | -5 | -12.2 | -17.2 | -5 | -5.6 | 0 | -2.8 | -4.4 | -9.4 | 19.4 | 19.4 | 3.3 | -12.2 | 3.5 | 2.5 | 15.6 | 10.6 | 0 | -0.6 | -5.6 | -6.7 | -11.7 | -19.4 | -7.8 | -12.2 | 3.9 | 3.9 | -3.9 | -4.4 | -5 | -5.1 | -7.8 | -11.1 | -6.5 | -17 | -6.7 | -11.7
-33 | -33 | -2.8 | -7.2 | 12.2 | 6.1 | 1.1 | -5 | -9.4 | -12.8 | 4.4 | -5 | 6 | 4 | 10 | 4.4 | 7.2 | 0 | 0.9 | -0.2 | 3.3 | 2.2 | 4.7 | 3.3 | 0 | -2.2 | -7.2 | -15.6 | -2 | -9 | 10.6 | 10 | 22.2 | 20 | 13 | 12.4 | 10 | 4.4 | 9.4 | 0.6 | 22.2 | 15 | -8.7 | -10.1 | 2.8 | -1.7 | -7.2 | -9.4 | 7.8 | 6.3 | -4.4 | -6.1 | 0.2 | -3.1 | 10.6 | 3.2 | 18.3 | 16.7 | 0 | -3.3 | -20 | -22 | -6.7 | -6.7 | -12.2 | -15.6 | -6.1 | -8.9 | -7.8 | -12.1 | -3.9 | -5.6 | -22.8 | -25 | -19.4 | -22.2 | -6.5 | -10.9 | -4.8 | -8.3 | -6.3 | -10.5 | 17.8 | 16.7 | 7.2 | -2.8 | -5 | -6.7 | -6.7 | -13.3 | 10.4 | 6.4 | -2.8 | -3.9 | 0.6 | -0.6 | -4.1 | -7.6 | -7.8 | -12.2 | -0.6 | -5 | 3.9 | 2.8 | -7.8 | -8.9 | -2.2 | -10.6 | -15 | -25.6 | 3.9 | -3.6 | -2.8 | -4.4 | -2.2 | -4.4 | -10.6 | -15 | -5 | -7 | -2.8 | -3.8 | 5.4 | 1.9 | 3.9 | 0 | -6.7 | -12.8 | -5 | -7 | 12.2 | 9.4 | -1.7 | -4.4 | -10.6 | -13.9 | -5.6 | -6.1 | 0 | -2.2 | -5.6 | -9.4 | 19.4 | 19.4 | 2.2 | -12.8 | 3.7 | 2.7 | 16.1 | 3.9 | 0 | -0.6 | -6.1 | -6.7 | -12.2 | -17.9 | -9.4 | -14.4 | 4.4 | 4.4 | -3.9 | -5 | -5 | -5.4 | -8.7 | -11.1 | -6.1 | -17.8 | -5.6 | -8.9
-33 | -33 | -2.8 | -7.2 | 12.2 | 8.3 | 0.6 | -5.6 | -9.6 | -12.4 | 3.9 | -3.3 | 6 | 4 | 8.3 | 5 | 7.2 | 0 | 0.8 | -0.3 | 2.8 | 1.1 | 4 | 2.7 | 1.5 | -1.4 | -8.9 | -15 | -2 | -10 | 10 | 9.4 | 22.2 | 19.4 | 13.1 | 12.5 | 8.3 | 2.2 | 8.9 | -1.1 | 21.1 | 15.6 | -10 | -11.7 | 3.9 | -2.2 | -8.3 | -9.4 | 7.8 | 6.6 | -3.9 | -6.1 | -1.3 | -5.7 | 10 | 2.8 | 18.9 | 17.2 | 0 | -3.3 | -19 | -22 | -6.1 | -6.1 | -13.3 | -16.1 | -6.7 | -10 | -8.9 | -13.4 | -3.9 | -5.6 | -22.8 | -25 | -18.9 | -21.7 | -6.7 | -11.7 | -5.6 | -8.9 | -6.7 | -11.1 | 17.8 | 16.7 | 7.4 | -2.8 | -4.3 | -5.8 | -8.3 | -16.1 | 9.1 | 6.2 | -3.9 | -3.9 | -3.3 | -4.4 | -3.9 | -7.8 | -8.9 | -12.8 | 0 | -7.8 | 2.8 | 1.7 | -7.8 | -11.7 | -2.8 | -9.4 | -15.6 | -26.1 | 3.9 | -3 | -2.2 | -5 | -2.2 | -4.4 | -10.6 | -15 | -3 | -5 | -2.8 | -3.3 | 5.2 | 1.5 | 3.9 | 0.6 | -7.2 | -12.8 | -5 | -7 | 12.2 | 10 | -1.1 | -4.4 | -10 | -13.9 | -6.1 | -6.1 | 0 | -2.2 | -2.8 | -10 | 19.4 | 19.4 | 2.2 | -13.3 | 3.9 | 2.8 | 16.1 | 1.1 | 1.1 | -0.6 | -5.6 | -6.7 | -12.8 | -17.6 | -10.6 | -15 | 3.9 | 3.9 | -3.9 | -5 | -5 | -5.6 | -9.7 | -11.7 | -5.5 | -15.8 | -6.1 | -8.3
-33 | -33 | -2.8 | -7.8 | 11.7 | 8.3 | 0 | -6.1 | -9.8 | -12.4 | 3.9 | -4.4 | 6 | 4 | 7.2 | 5.6 | 7.8 | -1.1 | 0.6 | -0.6 | 2.8 | 2.2 | 3.9 | 2.2 | 2.9 | -1 | -8.3 | -15.6 | -3 | -10 | 10 | 10 | 22.8 | 20 | 13.3 | 12.8 | 7.2 | 0.6 | 8.9 | -0.6 | 21.7 | 16.1 | -10.6 | -12 | 2.8 | -1.1 | -7.8 | -9.4 | 7.8 | 6.7 | -3.9 | -6.7 | -2.8 | -8.9 | 10.2 | 2.6 | 18.9 | 17.2 | 0 | -3.9 | -17 | -20 | -6.1 | -6.1 | -12.8 | -16.1 | -7.2 | -10.6 | -10 | -15 | -3.9 | -5.6 | -22.2 | -24.4 | -18.3 | -21.1 | -5.8 | -10.2 | -4.3 | -7.9 | -6.1 | -10.3 | 18.2 | 16.9 | 7.6 | -2.9 | -3.5 | -5 | -7.8 | -17.2 | 7.8 | 6.1 | -4.4 | -4.4 | -8.3 | -10 | -3.3 | -7.1 | -8.9 | -12.8 | 0 | -6.1 | 2.8 | 1.7 | -8.9 | -11.1 | -3.3 | -9.4 | -15.6 | -27.2 | 3.9 | -2.8 | -2.8 | -5.6 | -2.2 | -4.4 | -10 | -13.3 | 0 | -2 | -2.8 | -2.8 | 5 | 1.1 | 3.9 | 1.1 | -7.8 | -12.8 | -5 | -8 | 11.7 | 10 | -2.2 | -5 | -10.6 | -14.4 | -6.1 | -6.7 | 0 | -2.2 | -4.4 | -9.4 | 19.6 | 19.6 | 1.7 | -13.9 | 5.2 | 4.2 | 15 | 1.1 | -0.6 | -1.1 | -5.6 | -6.7 | -13.3 | -17.8 | -11.1 | -15.6 | 3.9 | 3.9 | -3.9 | -4.4 | -5 | -5.4 | -10.6 | -12.2 | -5 | -15.3 | -6.1 | -8.3
-32 | -32 | -2.8 | -7.8 | 11.7 | 9.4 | -0.6 | -6.7 | -10 | -12.8 | 3.9 | -4.4 | 6 | 5 | 7.2 | 5.6 | 10.6 | -1.7 | 2.1 | 0.5 | 4.4 | 3.3 | 6.9 | 4.7 | 4.4 | -0.6 | -10 | -15.6 | -2 | -10 | 11.7 | 11.1 | 22.8 | 20.6 | 14.8 | 13.4 | 6.7 | -0.6 | 9.4 | -0.6 | 21.7 | 15.6 | -11.1 | -12.5 | 3.3 | -1.1 | -7.8 | -9.4 | 7.8 | 7.1 | -5.6 | -7.2 | -2.1 | -8.9 | 10.4 | 2 | 19.4 | 17.2 | 0 | -3.9 | -16 | -18 | -4.4 | -4.4 | -12.2 | -15.6 | -7.2 | -10 | -10.4 | -15 | -3.9 | -5.6 | -22.2 | -24.4 | -17.8 | -21.1 | -4.8 | -9.1 | -3 | -7.5 | -5.6 | -10.2 | 18.5 | 17 | 7.8 | -3.9 | -2.8 | -4.4 | -8.3 | -17.2 | 10.6 | 8 | -3.9 | -3.9 | -12.2 | -14.4 | -2.8 | -6.8 | -6.7 | -12.8 | 0.6 | -7.2 | 4.4 | 3.3 | -8.3 | -10 | -3.9 | -10.6 | -15.6 | -26.1 | 4.6 | -1.6 | -3.3 | -5.6 | -2.2 | -4.4 | -9.4 | -13.9 | 1 | -1 | -2.2 | -2.2 | 5.2 | 1.5 | 4.4 | 1.1 | -8.3 | -13.3 | -5 | -7 | 11.7 | 10 | -1.7 | -4.4 | -9.4 | -13.3 | -5.6 | -6.1 | 0 | -2.2 | -4.4 | -9.4 | 19.8 | 19.8 | 1.7 | -13.9 | 6.5 | 5.5 | 14.4 | 0.6 | 0 | -1.1 | -6.1 | -6.7 | -11.8 | -16.8 | -12.2 | -16.7 | 4.4 | 4.4 | -3.3 | -3.9 | -5 | -5.1 | -8.9 | -10.6 | -4.4 | -16.1 | -6.1 | -8.3
-31 | -31 | -2.8 | -8.3 | 12.2 | 8.9 | 1.1 | -8.3 | -5.7 | -10.4 | 6.1 | -5.6 | 7 | 6 | 7.8 | 6.1 | 11.7 | -0.6 | 3.5 | 1.2 | 5 | 3.9 | 9.8 | 7.1 | 8.1 | 0.1 | -7.2 | -13.9 | -1 | -10 | 13.3 | 11.7 | 24.4 | 20.6 | 16.3 | 14 | 8.9 | 0.6 | 10 | -0.6 | 24.4 | 15.6 | -11.7 | -13.3 | 1.7 | -1.1 | -3.9 | -6.7 | 7.8 | 7.5 | -5 | -6.7 | -1.3 | -9.8 | 10.6 | 1.7 | 21.1 | 17.8 | 0 | -4.4 | -16 | -18 | -2.8 | -2.8 | -8.9 | -15 | -6.7 | -10 | -10.7 | -15.4 | -3.9 | -6.1 | -22.2 | -24.4 | -17.8 | -20 | -3.9 | -8.9 | -1.7 | -7.8 | -5 | -10.6 | 18.9 | 17.2 | 8.5 | -2.7 | -1.1 | -3.6 | -7.2 | -17.2 | 13.3 | 10 | 0.6 | -2.2 | -13.9 | -16.1 | -2.2 | -7.2 | -4.4 | -12.2 | 2.2 | -3.9 | 6.7 | 4.4 | -5.6 | -7.8 | -2.8 | -10.6 | -15.6 | -26.1 | 5.4 | -0.8 | -3.3 | -5.6 | -2.2 | -3.9 | -8.3 | -15 | 0 | -1 | -1.7 | -1.7 | 5.4 | 1.9 | 4.4 | 1.7 | -7.8 | -13.3 | -5 | -7 | 11.7 | 8.9 | 0.6 | -2.8 | -9.4 | -13.9 | -3.9 | -5 | 0 | -2.2 | -2.2 | -9.4 | 20 | 20 | 3.3 | -13.3 | 7.8 | 6.7 | 13.9 | -0.6 | 3.9 | 2.2 | -5.6 | -7.2 | -10.4 | -16.7 | -11.7 | -16.1 | 4.4 | 4.4 | -3.3 | -3.9 | -5 | -5 | -7.3 | -9.4 | -2.6 | -12.8 | -6.1 | -7.8
-28 | -30 | -3.3 | -8.3 | 13.3 | 9.4 | 2.2 | -8.3 | -1.5 | -9.3 | 8.9 | -6.7 | 8 | 6 | 8.3 | 6.7 | 15 | -1.1 | 5 | 2.2 | 8.3 | 5.6 | 12.8 | 9.4 | 11.9 | 0.3 | -4.4 | -12.2 | 0 | -9 | 18.3 | 11.1 | 25.6 | 20 | 17.8 | 14.4 | 9.4 | 0 | 12.8 | -1.1 | 24.4 | 15 | -11.5 | -13 | 2.8 | -0.6 | -1.7 | -5 | 7.8 | 7.8 | -0.6 | -5.6 | -0.6 | -12.2 | 11 | 2.1 | 22.8 | 18.3 | 0 | -4.4 | -16 | -18 | 0.6 | -1.1 | -5 | -13.9 | -4.4 | -8.9 | -11.1 | -16.7 | -3.9 | -5.6 | -21.7 | -23.9 | -16.7 | -20.6 | -1.9 | -7.7 | 0.3 | -6.8 | -2 | -9.4 | 19.5 | 17.3 | 9.3 | -2.3 | 0.5 | -3.2 | -6.1 | -16.7 | 16.1 | 11.7 | 2.2 | -1.1 | -13.9 | -16.7 | -1.3 | -6.6 | -1.7 | -11.7 | 2.8 | -3.3 | 10 | 5 | -1.7 | -5 | -2.2 | -10 | -15.6 | -25.6 | 6.1 | 0 | -1.7 | -5 | -2.2 | -2.8 | -6.1 | -15 | 2 | 0 | -1.1 | -1.1 | 5.6 | 2.2 | 5 | 1.7 | -7.2 | -12.8 | -6 | -8 | 11.7 | 6.1 | 2.8 | -1.1 | -7.2 | -12.8 | 1.1 | -1.7 | 0 | -2.2 | 1.1 | -9.4 | 21.5 | 20.3 | 3.3 | -11.7 | 10.9 | 6.9 | 12.8 | 1.7 | 12.2 | 3.3 | -5 | -6.1 | -8.9 | -17.8 | -11.7 | -16.7 | 5 | 4.4 | -3.3 | -3.9 | -4.6 | -4.7 | -5.6 | -8.3 | -0.7 | -11.1 | -5.6 | -7.8
-27 | -29 | -3.3 | -7.8 | 15 | 10 | 3.9 | -7.8 | 2.8 | -10.6 | 10.6 | -7.2 | 8 | 6 | 10.6 | 7.2 | 17.8 | -2.2 | 6.5 | 2.9 | 8.3 | 4.4 | 14.6 | 9.6 | 15.6 | -1.1 | -3.9 | -12.2 | 1 | -8 | 20.6 | 11.7 | 26.1 | 20 | 18.7 | 14.8 | 10 | 0 | 15 | 2.2 | 25 | 15.6 | -11.3 | -13.1 | 5.6 | -1.1 | 0 | -4.4 | 8.5 | 8.5 | 2.8 | -6.1 | 0.5 | -10.3 | 11.3 | 2.6 | 23.9 | 18.3 | 0 | -3.9 | -15 | -18 | -1.1 | -1.1 | -2.8 | -11.7 | -3.9 | -9.4 | -10.9 | -16.1 | -3.3 | -5.6 | -21.1 | -23.9 | -16.1 | -18.9 | 0.2 | -7.5 | 2.4 | -7.1 | 0.9 | -10 | 20 | 17.2 | 10 | -2.2 | 2.2 | -3.3 | -5 | -17.2 | 17.8 | 12.7 | 5 | -1.1 | -12.8 | -16.1 | -0.3 | -6.5 | 1.1 | -12.2 | 2.8 | -3.9 | 12.2 | 5.6 | 1.1 | -5.6 | -2.2 | -10 | -14.4 | -25.6 | 7 | 1.1 | -1.1 | -5.6 | -1.1 | -2.8 | -4.4 | -13.3 | 4 | 0 | 2.4 | 0.9 | 5.6 | 0.9 | 5.6 | 1.7 | -6.1 | -12.8 | -7 | -9 | 8.9 | 7.8 | 5 | -0.6 | -5.6 | -12.2 | 5.6 | -1.1 | 0.6 | -2.2 | 4.4 | -8.9 | 22.9 | 20.4 | 5 | -10 | 14.1 | 6.5 | 12.8 | 1.7 | 15.6 | 3.3 | -4.4 | -6.7 | -7.8 | -15.9 | -11.1 | -16.7 | 5 | 4.4 | -2.8 | -3.9 | -4.3 | -4.7 | -1.3 | -5 | 1.1 | -10.6 | -5.6 | -7.8
-26 | -28 | -2.8 | -7.8 | 16.7 | 11.1 | 4.4 | -7.2 | 4.6 | -8.8 | 12.2 | -7.2 | 8 | 6 | 13.3 | 6.7 | 20 | -1.7 | 7.9 | 3.8 | 9.4 | 3.9 | 16.5 | 9.7 | 16.5 | -1.4 | -1.7 | -11.7 | 3 | -7 | 21.1 | 10 | 26.1 | 20 | 19.7 | 15.4 | 11.1 | 0.6 | 16.7 | 8.3 | 26.7 | 16.1 | -11.1 | -13.3 | 4.4 | -1.1 | 1.1 | -5.6 | 9.3 | 9.3 | 5 | -9.4 | 1.7 | -9.9 | 11.7 | 2.8 | 23.9 | 17.8 | 0.6 | -3.3 | -13 | -15 | -3.9 | -7.8 | -2.2 | -10 | -2.2 | -8.9 | -10.8 | -16.4 | -3.3 | -5.6 | -19.4 | -22.8 | -15 | -17.8 | 2.2 | -8.9 | 4.4 | -8.9 | 3.9 | -13.3 | 20.6 | 17.2 | 10.9 | -1.3 | 3.7 | -1.8 | -4.4 | -17.2 | 19.4 | 13.6 | 6.7 | -1.7 | -10 | -13.9 | 0.6 | -7.8 | 1.7 | -12.8 | 3.3 | -3.9 | 14.4 | 5.6 | 4.4 | -6.1 | -2.2 | -10 | -13.3 | -23.3 | 8 | 2.2 | -0.6 | -5.6 | -0.6 | -2.8 | -3.3 | -13.3 | 3 | 0 | 5.9 | 2.9 | 5.6 | -0.4 | 6.7 | 2.8 | -5 | -11.7 | -7 | -9 | 8.9 | 6.1 | 7.8 | -2.2 | -4.4 | -11.1 | 10 | -1.1 | 0.6 | -2.2 | 7.2 | -8.9 | 24.4 | 20.6 | 5.6 | -8.3 | 17.2 | 4.4 | 11.7 | -0.6 | 16.7 | 2.8 | -3.9 | -5.6 | -6.7 | -15.1 | -10 | -16.7 | 5.6 | 3.9 | -2.8 | -3.9 | -3.9 | -4.4 | 2.9 | -2.9 | 1.8 | -8.4 | -5 | -8.9
-25 | -26 | -3.3 | -8.9 | 18.3 | 12.2 | 5.6 | -7.8 | 6.5 | -8 | 13.9 | -5.6 | 8 | 6 | 13.9 | 6.7 | 18.3 | 0.6 | 9.4 | 4.4 | 9.4 | 3.3 | 18.3 | 9.4 | 17.4 | -2.5 | -1.1 | -10.6 | 4 | -10 | 22.2 | 10 | 26.7 | 20 | 20.6 | 15.6 | 10.6 | 0.6 | 17.8 | 8.9 | 28.3 | 13.9 | -10.5 | -12.6 | 6.1 | -1.7 | 2.2 | -6.1 | 10 | 10 | 5.6 | -10 | 2.8 | -10.6 | 12.2 | 3.2 | 24.4 | 16.7 | 0.6 | -3.3 | -11 | -13 | -5 | -8.9 | -1.7 | -9.4 | -1.1 | -8.9 | -10.6 | -17.2 | -2.8 | -6.1 | -19.4 | -23.3 | -13.9 | -16.7 | 3.5 | -8.4 | 5.9 | -7.8 | 4.6 | -11.8 | 20.6 | 17.1 | 11.9 | -1.1 | 5.2 | -0.9 | -3.9 | -16.7 | 21.1 | 14.4 | 7.2 | -1.7 | -8.9 | -12.8 | 1 | -6.7 | 3.3 | -12.2 | 3.3 | -3.9 | 13.3 | 3.9 | 6.7 | -6.1 | -2.2 | -8.9 | -12.8 | -23.9 | 8.9 | 3.3 | -0.6 | -5.6 | 0 | -4.4 | -1.1 | -13.9 | 4 | 0 | 9.4 | 4.4 | 5.6 | -2.2 | 6.7 | 2.8 | -3.9 | -11.1 | -5 | -7 | 7.8 | 6.7 | 9.4 | -0.6 | -3.3 | -10 | 12.2 | -0.6 | 0.6 | -1.7 | 8.3 | -8.9 | 24.4 | 20.3 | 7.2 | -5.6 | 19.4 | 4.7 | 13.3 | -1.1 | 17.8 | 2.2 | -3.9 | -5.6 | -5.6 | -15.6 | -9.4 | -16.7 | 5.6 | 3.9 | -2.2 | -2.8 | -3.7 | -4.2 | 7.2 | -1.1 | 2.6 | -7.7 | -5 | -9.4
-25 | -26 | -3.3 | -8.3 | 20 | 12.8 | 7.2 | -7.8 | 8.3 | -8.9 | 15 | -5 | 8 | 7 | 14.4 | 5.6 | 17.2 | 6.7 | 9.6 | 4.2 | 10 | 3.9 | 17.8 | 9.7 | 18.3 | -3.9 | -0.6 | -10 | 6 | -11 | 22.8 | 12.2 | 26.1 | 19.4 | 20.8 | 15.4 | 10.6 | -0.6 | 18.9 | 7.2 | 27.8 | 12.8 | -10 | -12.4 | 6.1 | -2.2 | 2.8 | -6.1 | 10.4 | 10.1 | 7.2 | -10 | 3.2 | -9.3 | 12.8 | 3.2 | 25.6 | 16.7 | 1.1 | -3.3 | -9 | -11 | -5 | -10.6 | -1.1 | -8.9 | -0.6 | -8.9 | -10.8 | -17.1 | -2.2 | -6.7 | -18.3 | -22.2 | -12.8 | -15.6 | 4.8 | -9 | 7.4 | -7.7 | 5.4 | -12.1 | 20.6 | 16.9 | 12.8 | -1.1 | 6.7 | 0 | -3.3 | -16.1 | 20.2 | 14.1 | 8.9 | -1.1 | -6.7 | -10 | 1.3 | -6.9 | 5 | -12.2 | 3.3 | -3.9 | 15 | 2.2 | 8.9 | -5 | -2.2 | -8.9 | -12.2 | -22.8 | 8.9 | 3.5 | 0.6 | -4.4 | 0.6 | -3.9 | 0.6 | -12.8 | 4 | 0 | 10.9 | 4.8 | 5 | -1.7 | 7.2 | 3.3 | -3.3 | -11.7 | -5 | -6 | 7.8 | 7.2 | 11.1 | 1.1 | -3.3 | -8.9 | 15.6 | 0 | 1.1 | -1.7 | 10.6 | -5 | 24.4 | 20.1 | 5.6 | 1.7 | 21.7 | 4.8 | 14.4 | -0.6 | 18.3 | 1.1 | -2.8 | -5 | -4.7 | -14.8 | -8.9 | -16.1 | 6.1 | 3.9 | 3.3 | 1.7 | -3.5 | -4 | 8.7 | -0.3 | 3.3 | -7.8 | -4.4 | -9.4
-23 | -25 | -3.9 | -8.9 | 20 | 13.3 | 7.2 | -7.8 | 8.1 | -6.7 | 15.6 | -6.7 | 8 | 7 | 14.4 | 6.1 | 17.2 | 7.8 | 9.8 | 4.2 | 8.9 | 3.3 | 17.2 | 9.9 | 17.4 | -4 | -1.1 | -10.6 | 6 | -10 | 22.8 | 12.2 | 25.6 | 19.4 | 20.9 | 14.8 | 11.1 | -0.6 | 18.9 | 7.2 | 27.2 | 13.9 | -9.4 | -12.2 | 6.7 | -1.7 | 3.3 | -5.6 | 10.7 | 10 | 7.8 | -8.9 | 3.5 | -9.4 | 13.3 | 3.3 | 25 | 15 | 1.1 | -2.8 | -8 | -11 | -4.4 | -11.1 | -1.1 | -8.3 | 0 | -9.4 | -10.9 | -17.8 | -2.8 | -7.2 | -17.8 | -21.7 | -12.2 | -15 | 6.1 | -11.7 | 8.9 | -9.4 | 6.1 | -14.4 | 20.6 | 16.7 | 12.2 | -0.9 | 5.9 | 0.2 | -3.3 | -16.1 | 19.2 | 13.6 | 10 | -1.7 | -4.4 | -7.2 | 1.7 | -7.8 | 6.1 | -12.2 | 1.7 | -1.7 | 13.9 | 3.9 | 8.3 | -4.4 | -2.8 | -10 | -11.7 | -22.8 | 8.9 | 3.7 | 0 | -4.4 | 0.6 | -3.9 | 1.7 | -12.2 | 4 | 1 | 12.4 | 4.9 | 4.5 | -1.5 | 6.7 | 3.3 | -2.8 | -11.7 | -3 | -5 | 7.2 | 6.1 | 11.1 | 0.6 | -3.3 | -8.3 | 16.1 | -0.6 | 1.1 | -1.7 | 10 | -3.9 | 24.4 | 20 | 5.6 | 1.7 | 23.9 | 4.4 | 14.4 | -0.6 | 18.9 | 0.6 | -2.8 | -4.4 | -3.7 | -15.2 | -8.3 | -16.7 | 7.2 | 3.9 | 4.4 | 2.8 | -3.3 | -3.9 | 10.2 | 0.2 | 2.9 | -7 | -4.4 | -10.6
-23 | -25 | -4.4 | -8.9 | 19.4 | 13.3 | 6.7 | -8.9 | 8 | -6.1 | 16.1 | -5.6 | 8 | 7 | 13.9 | 5.6 | 16.1 | 6.7 | 10 | 3.9 | 10 | 3.9 | 16.7 | 10 | 16.5 | -4.7 | -2.8 | -10 | 7 | -10 | 21.1 | 12.8 | 25.6 | 20 | 21.1 | 14.4 | 10.6 | -2.8 | 19.4 | 7.2 | 25.6 | 15 | -9.6 | -12 | 6.7 | -2.8 | 3.9 | -7.2 | 11.1 | 10 | 8.3 | -8.3 | 3.9 | -10.6 | 12.8 | 3.7 | 24.4 | 15.6 | 1.1 | -2.8 | -7 | -9 | -5 | -11.1 | -1.7 | -7.8 | 0 | -10.6 | -11.1 | -19.4 | -3.3 | -7.2 | -17.2 | -21.1 | -12.2 | -14.4 | 5 | -9.2 | 7.4 | -8.4 | 4.6 | -12.3 | 19.7 | 16.6 | 11.7 | -1.3 | 5.2 | 0.5 | -3.3 | -16.7 | 18.3 | 13.3 | 10 | -1.1 | -3.3 | -5.6 | 0.8 | -6.6 | 6.7 | -12.2 | -0.6 | -2.8 | 13.3 | 4.4 | 7.2 | -3.3 | -3.3 | -10 | -11.1 | -23.9 | 8.9 | 3.9 | -1.7 | -5 | 0 | -4.4 | 2.2 | -11.7 | 4 | 0 | 13.9 | 5 | 3.9 | -1.7 | 6.7 | 3.9 | -2.8 | -12.8 | -2 | -4 | 6.1 | 4.4 | 11.7 | 1.7 | -3.3 | -8.3 | 16.7 | 0 | 1.1 | -1.7 | 9.4 | -4.4 | 23.7 | 20.1 | 4.4 | 0.6 | 22.4 | 4.5 | 15.6 | -2.2 | 18.9 | 1.1 | -2.8 | -5 | -2.8 | -17.8 | -8.3 | -16.1 | 7.2 | 3.3 | 5 | 3.3 | -3.5 | -4 | 11.7 | 0.6 | 2.6 | -7.2 | -5 | -11.7
-25 | -26 | -4.4 | -8.9 | 16.7 | 12.2 | 5.6 | -9.4 | 7.8 | -6.1 | 15.6 | -6.1 | 8 | 6 | 12.8 | 6.1 | 14.4 | 9.4 | 9.4 | 3.8 | 9.4 | 2.8 | 14.7 | 9.9 | 15.6 | -6.1 | -3.3 | -10 | 6 | -10 | 19.4 | 12.2 | 25 | 20 | 19.6 | 14.4 | 10 | -1.7 | 19.4 | 7.8 | 24.4 | 14.4 | -9.8 | -11.9 | 5.6 | -1.7 | 1.7 | -7.2 | 10.7 | 10 | 8.3 | -7.2 | 2.6 | -9.2 | 12.2 | 3.7 | 22.2 | 15.6 | 1.1 | -2.8 | -6 | -8 | -5 | -10.6 | -2.2 | -5.6 | 0 | -10.6 | -12 | -18.5 | -3.3 | -7.8 | -17.8 | -21.1 | -11.7 | -13.9 | 3.9 | -8.7 | 5.9 | -8.8 | 3.2 | -11.7 | 18.7 | 16.3 | 11.1 | -1.7 | 4.4 | 0.6 | -3.9 | -16.1 | 17.4 | 13.2 | 8.9 | -1.1 | -1.1 | -3.9 | -0.2 | -6.8 | 5.6 | -12.2 | -1.7 | -5 | 12.8 | 3.9 | 5.6 | -3.3 | -3.3 | -12.2 | -10.6 | -23.9 | 8.3 | 3.8 | -1.7 | -5.6 | -0.6 | -2.8 | 2.8 | -11.1 | 4 | 1 | 10.6 | 4.3 | 3.5 | -1.1 | 6.7 | 3.3 | -3.3 | -12.8 | -2 | -4 | 5.6 | 3.3 | 11.1 | 2.2 | -3.9 | -8.3 | 15 | 0 | 1.1 | -1.7 | 8.9 | -4.4 | 22.9 | 19.9 | 3.9 | 1.1 | 20.9 | 4.1 | 14.4 | -2.2 | 18.3 | 0.6 | -2.8 | -4.4 | -3.5 | -13.9 | -10 | -16.7 | 4.4 | 3.3 | 5.6 | 3.3 | -3.7 | -4.2 | 10.9 | 0 | 2.2 | -8.3 | -6.7 | -12.8
-25 | -26 | -5 | -8.3 | 15.6 | 12.2 | 4.4 | -10.6 | 4.1 | -5.2 | 13.9 | -5.6 | 8 | 7 | 10 | 5.6 | 13.3 | 11.7 | 8.9 | 3.5 | 7.8 | 2.2 | 12.6 | 9.6 | 13.9 | -5.6 | -3.3 | -9.4 | 4 | -8 | 17.2 | 13.3 | 23.9 | 20 | 18.2 | 14.3 | 7.8 | -1.1 | 17.2 | 8.3 | 23.3 | 14.4 | -10 | -12.2 | 5.6 | -2.8 | -1.1 | -6.7 | 10.4 | 10.1 | 5.6 | -7.2 | 1.3 | -9.3 | 11.7 | 3.9 | 20 | 15.6 | 1.1 | -2.8 | -5 | -7 | -5 | -10.6 | -2.2 | -5 | -2.8 | -6.1 | -13 | -18.7 | -3.9 | -8.3 | -17.8 | -21.1 | -11.7 | -14.4 | 2.8 | -9.4 | 4.4 | -10.6 | 1.7 | -13.3 | 17.8 | 16.1 | 11.1 | -1.2 | 4.2 | 0.3 | -5 | -17.2 | 16.5 | 12.9 | 7.8 | -0.6 | 0.6 | -2.8 | -1.1 | -7.8 | 2.8 | -11.1 | -5 | -7.2 | 12.2 | 4.4 | 2.2 | -3.9 | -3.3 | -12.2 | -10.6 | -22.8 | 7.8 | 3.7 | -2.8 | -6.7 | -0.6 | -3.3 | 1.1 | -11.7 | 4 | 1 | 7.2 | 3.3 | 3.2 | -0.7 | 6.7 | 3.3 | -5 | -12.8 | -2 | -5 | 5.6 | 3.3 | 10 | 1.1 | -3.9 | -7.8 | 13.9 | -0.6 | 1.1 | -1.7 | 6.7 | -6.7 | 22.2 | 20 | 3.9 | 1.1 | 19.4 | 3.9 | 11.7 | -1.1 | 16.7 | 0.6 | -3.3 | -4.4 | -4.3 | -12.7 | -10.6 | -16.1 | 3.3 | 2.8 | 6.1 | 3.3 | -3.9 | -4.4 | 10.2 | -0.3 | 1.1 | -7.7 | -8.3 | -14.4
-25 | -25 | -4.4 | -6.7 | 12.2 | 11.1 | 3.9 | -10 | 0.4 | -6.1 | 12.8 | -3.9 | 8 | 6 | 9.4 | 5.6 | 12.8 | 11.7 | 8.3 | 3.3 | 7.8 | 3.3 | 10.6 | 8.9 | 12.3 | -6.3 | -4.4 | -8.3 | 4 | -7 | 13.9 | 12.8 | 23.3 | 20 | 16.7 | 13.9 | 5.6 | 0 | 15.6 | 7.8 | 22.8 | 15 | -9.8 | -11.8 | 1.1 | -2.2 | -2.2 | -6.1 | 10 | 10 | 2.2 | -7.8 | 0 | -10.6 | 11.3 | 3.8 | 18.9 | 15.6 | 1.7 | -2.8 | -4 | -6 | -5 | -10 | -2.8 | -6.1 | -3.9 | -6.7 | -13.9 | -19.4 | -4.4 | -6.7 | -17.8 | -20.6 | -11.7 | -13.9 | 1.7 | -8 | 3.5 | -8.1 | 1.7 | -11.5 | 16.9 | 15.8 | 11.1 | -1.2 | 4.1 | 0.2 | -6.1 | -16.7 | 15.6 | 12.8 | 7.2 | 0 | 0.6 | -3.9 | -2.2 | -7.4 | 2.2 | -11.1 | -3.9 | -7.2 | 11.7 | 5 | 2.2 | -2.8 | -3.9 | -13.3 | -10.6 | -22.2 | 7.2 | 3.3 | -3.3 | -5.6 | -0.6 | -3.3 | -0.6 | -9.4 | 3 | 2 | 3.9 | 1.7 | 2.8 | -0.6 | 6.7 | 3.3 | -5.6 | -12.8 | -3 | -6 | 5.6 | 3.3 | 10 | 1.7 | -3.9 | -6.7 | 12.2 | -0.6 | 1.1 | -2.8 | 3.3 | -7.2 | 21.7 | 20 | 3.9 | 0.6 | 17.7 | 4.3 | 8.9 | 0 | 14.4 | 0.6 | -3.9 | -5.6 | -5 | -12.2 | -11.1 | -16.7 | 3.3 | 2.8 | 5.6 | 2.8 | -3.9 | -4.4 | 9.4 | -1.1 | 0 | -8.4 | -9.4 | -12.8
-23 | -25 | -4.4 | -6.1 | 13.9 | 11.7 | 2.8 | -10.6 | -3.3 | -8.3 | 11.7 | -2.8 | 7 | 6 | 9.4 | 5.6 | 12.8 | 11.1 | 8.3 | 3 | 6.1 | 2.8 | 9.7 | 7.8 | 10.6 | -7.8 | -3.3 | -9.4 | 2 | -7 | 15 | 13.9 | 22.8 | 20 | 16.5 | 14.2 | 5.6 | -0.6 | 13.9 | 8.3 | 23.3 | 15.6 | -9.6 | -11.6 | 0.6 | -2.2 | -2.2 | -5 | 10.4 | 10.4 | 1.1 | -7.2 | -0.4 | -9.2 | 11 | 3.5 | 18.3 | 16.1 | 1.1 | -3.3 | -3 | -6 | -5.6 | -10 | -4.4 | -7.2 | -3.9 | -6.7 | -14.6 | -18.9 | -5 | -8.3 | -17.8 | -20.6 | -11.7 | -13.3 | 0.5 | -7.7 | 2.6 | -7 | 1.7 | -11.1 | 15.9 | 15.5 | 11.1 | -1.1 | 3.9 | 0 | -6.7 | -16.1 | 15.4 | 12.7 | 7.2 | 0 | 0 | -4.4 | -3.3 | -7.8 | 1.7 | -10.6 | -8.9 | -10.6 | 10 | 4.4 | 0 | -3.3 | -4.4 | -12.2 | -10 | -22.2 | 6.8 | 3.6 | -3.9 | -7.2 | 0 | -3.3 | -0.6 | -8.9 | 4 | 2 | 3 | 1 | 2.8 | -0.3 | 6.7 | 3.9 | -6.1 | -12.8 | -3 | -6 | 5.6 | 3.3 | 9.4 | 1.7 | -3.9 | -6.1 | 11.7 | -0.6 | 0.6 | -2.8 | 1.7 | -5.6 | 21.1 | 20.1 | 3.3 | -0.6 | 16.1 | 4.5 | 6.7 | 0 | 12.8 | 0.6 | -3.9 | -5.6 | -6.1 | -11.2 | -11.7 | -16.1 | 4.4 | 3.3 | 5.6 | 2.8 | -3.9 | -4.4 | 10.2 | -0.8 | -1.1 | -10 | -10 | -17.8
-23 | -25 | -4.4 | -5.6 | 11.1 | 10 | 1.7 | -10.6 | -3.7 | -8 | 10 | -1.1 | 7 | 6 | 8.3 | 5.6 | 12.2 | 11.1 | 8.3 | 2.7 | 6.1 | 3.3 | 8.7 | 6.3 | 7.3 | -3.9 | -3.3 | -9.4 | 2 | -6 | 15.6 | 14.4 | 22.8 | 20 | 16.3 | 14.3 | 5.6 | 1.7 | 12.8 | 8.3 | 23.3 | 16.1 | -9.4 | -11.7 | -1.7 | -3.3 | -2.2 | -5.6 | 10.7 | 10.7 | -0.6 | -7.2 | -0.7 | -9 | 10.6 | 3.3 | 17.8 | 16.1 | 0 | -6.7 | -3 | -5 | -6.1 | -10.6 | -5.6 | -7.2 | -4.4 | -6.7 | -15.4 | -18.9 | -5.6 | -10 | -17.8 | -20.6 | -11.7 | -13.9 | -0.6 | -8.9 | 1.7 | -7.2 | 1.7 | -12.2 | 15 | 15 | 11.1 | -0.6 | 3.9 | 0 | -8.3 | -13.9 | 15.2 | 12.7 | 6.7 | 0 | 0 | -4.4 | -4.4 | -8.9 | 1.1 | -10.6 | -9.4 | -11.1 | 8.9 | 3.3 | -1.1 | -4.4 | -5 | -12.2 | -10 | -20.6 | 6.5 | 3.8 | -4.4 | -7.2 | 0.6 | -3.3 | -0.6 | -9.4 | 5 | 3 | 2 | 0 | 2.8 | -0.1 | 6.7 | 3.9 | -7.2 | -12.2 | -2 | -6 | 6.1 | 2.8 | 9.4 | 2.2 | -3.3 | -5 | 11.7 | -0.6 | 0.6 | -3.9 | 2.2 | -6.1 | 20.6 | 20 | 3.9 | 0 | 14.4 | 4.4 | 6.1 | 0 | 8.3 | 1.7 | -3.9 | -5.6 | -7.2 | -11.2 | -11.7 | -15.6 | 1.7 | 1.7 | 5.6 | 2.8 | -3.9 | -4.4 | 10.9 | -1 | -1.7 | -9.3 | -11.1 | -16.1
-23 | -24 | -3.9 | -5 | 12.8 | 11.7 | 1.1 | -10.6 | -4 | -8.5 | 9.4 | -1.1 | 7 | 6 | 7.2 | 5 | 12.2 | 11.1 | 8.3 | 2.2 | 4.4 | 2.8 | 7.8 | 5 | 3.9 | -3 | -3.9 | -7.8 | 2 | -6 | 15.6 | 13.9 | 22.8 | 20 | 16.1 | 14.4 | 4.4 | 0.6 | 11.7 | 8.9 | 22.8 | 16.7 | -9.2 | -10.6 | -1.7 | -3.3 | -3.3 | -6.1 | 11.1 | 11.1 | -1.1 | -7.2 | -1.1 | -10 | 9.5 | 3.9 | 18.3 | 16.7 | -1.1 | -8.9 | -1 | -2 | -8.3 | -12 | -7.2 | -8.3 | -4.4 | -6.7 | -16.1 | -19.4 | -6.7 | -8.3 | -17.8 | -20.6 | -12.8 | -15 | -0.8 | -8 | 0.6 | -5.7 | 1.5 | -9.5 | 15 | 15 | 11.1 | -0.6 | 3.9 | 0 | -8.9 | -15 | 15 | 12.8 | 7.2 | 1.1 | 0 | -4.4 | -3.9 | -7.9 | 1.1 | -11.1 | -10 | -11.7 | 8.3 | 2.2 | -2.8 | -4.4 | -5.6 | -12.8 | -9.4 | -19.4 | 6.1 | 3.9 | -4.4 | -7.2 | 1.1 | -3.9 | -1.1 | -10 | 4 | 3 | 1.1 | -0.6 | 2.8 | 0 | 6.1 | 3.3 | -7.2 | -12.2 | -2 | -6 | 6.1 | 2.8 | 9.4 | 3.3 | -2.2 | -4.4 | 11.1 | -0.6 | 0 | -4.4 | 1.1 | -5.6 | 20.4 | 19.9 | 3.3 | -0.6 | 14.6 | 4.3 | 5.6 | -0.6 | 5.6 | 2.2 | -3.3 | -5 | -8.3 | -11.7 | -12.8 | -16.1 | 3.9 | 2.8 | 5.6 | 2.8 | -4.1 | -4.6 | 11.7 | -1.1 | -2.2 | -9.8 | -14.4 | -17.8
-23 | -25 | -4.4 | -5.6 | 15.6 | 13.3 | 0.6 | -10 | -4.4 | -9.4 | 8.9 | -0.6 | 7 | 6 | 6.7 | 4.4 | 11.7 | 9.4 | 7.8 | 2.9 | 6.7 | 4.4 | 7.4 | 4.8 | 0.6 | -3.3 | -3.9 | -10 | 1 | -8 | 15 | 13.3 | 22.8 | 20 | 14.3 | 13.2 | 3.9 | 1.1 | 11.7 | 10.6 | 22.2 | 16.7 | -9.1 | -10 | 0.6 | -2.8 | -2.8 | -5.6 | 11.1 | 11.1 | -1.1 | -6.7 | -0.5 | -8.4 | 8.3 | 4.3 | 18.3 | 16.1 | -2.2 | -11.7 | -1 | -3 | -9.4 | -13.4 | -7.8 | -9.4 | -4.4 | -6.7 | -16.7 | -19.4 | -6.7 | -8.3 | -17.8 | -20 | -12.2 | -15 | -0.9 | -8.1 | -0.6 | -5.7 | 1.3 | -8.3 | 15 | 15 | 11.1 | -0.6 | 3.9 | 0 | -10 | -13.9 | 15.7 | 13.6 | 6.7 | 2.8 | 0 | -4.4 | -3.3 | -7.3 | 0.6 | -11.1 | -8.9 | -11.7 | 7.2 | 3.9 | -3.9 | -5 | -6.1 | -12.8 | -9.4 | -16.7 | 6.1 | 3.9 | -5 | -7.2 | 1.1 | -3.9 | -1.1 | -9.4 | 4 | 3 | 0.4 | -1.1 | 3 | 0.2 | 6.1 | 3.9 | -7.8 | -11.7 | -2 | -5 | 6.1 | 0.6 | 8.3 | 4.4 | -1.1 | -2.8 | 10 | -1.1 | -0.6 | -4.4 | 1.7 | -5 | 20.2 | 19.7 | 3.3 | -1.1 | 14.8 | 4.2 | 5 | -0.6 | 3.9 | 1.7 | -3.3 | -4.4 | -8.3 | -10.5 | -13.3 | -15.6 | 4.4 | 2.8 | 6.1 | 1.7 | -4.2 | -4.7 | 11.3 | -1 | -2.8 | -11.1 | -13.3 | -17.8
-23 | -25 | -4.4 | -5.6 | 15.6 | 14.4 | 0.6 | -10 | -3.7 | -8.5 | 8.3 | -0.6 | 7 | 6 | 6.7 | 4.4 | 11.7 | 9.4 | 7.2 | 3.4 | 6.1 | 4.4 | 6.7 | 4.4 | 1.5 | -3.1 | -7.2 | -11.1 | 1 | -6 | 14.4 | 12.8 | 22.8 | 20 | 12.4 | 12 | 4.4 | 1.1 | 9.4 | 9.4 | 21.7 | 16.7 | -8.9 | -9.4 | -1.7 | -3.9 | -2.8 | -5 | 11.1 | 11.1 | -0.6 | -6.7 | 0 | -7.7 | 7.2 | 4.4 | 17.2 | 15 | -3.9 | -13.9 | -1 | -2 | -10 | -14.8 | -8.3 | -9.4 | -5 | -6.7 | -17.2 | -19.8 | -6.7 | -8.3 | -16.7 | -18.9 | -12.2 | -15.6 | -1.1 | -9.4 | -1.7 | -6.1 | 1.1 | -8.3 | 15 | 15 | 11.1 | -0.6 | 3.5 | 0 | -10.6 | -13.9 | 16.5 | 14.7 | 7.2 | 4.4 | 0 | -4.4 | -2.8 | -7.2 | 0.6 | -10 | -10 | -12.2 | 9.4 | 0.6 | -4.4 | -5.6 | -6.7 | -12.2 | -9.4 | -17.2 | 6.1 | 3.9 | -5.6 | -8.3 | 1.7 | -3.9 | -1.1 | -9.4 | 4 | 2 | -0.4 | -1.5 | 3.1 | 0.3 | 6.1 | 3.9 | -8.3 | -11.7 | -2 | -6 | 6.1 | 0 | 7.8 | 5.6 | -1.1 | -2.8 | 8.9 | -1.1 | -0.6 | -5 | 1.1 | -4.4 | 20 | 19.4 | 3.3 | -1.1 | 15 | 3.9 | 5 | -0.6 | 3.9 | 1.7 | -2.8 | -4.4 | -8.3 | -9.9 | -12.8 | -15 | 1.7 | 1.7 | 6.7 | 2.8 | -4.4 | -5 | 11 | -0.7 | -2.4 | -10 | -12.2 | -21.7
-23 | -25 | -4.4 | -5.6 | 16.1 | 15 | 0 | -9.4 | -2.9 | -8.3 | 7.2 | -0.6 | 7 | 6 | 4.4 | 2.8 | 10.6 | 8.3 | 6.7 | 3.9 | 5 | 3.3 | 6 | 4 | 2.4 | -3.5 | -6.7 | -11.1 | 1 | -6 | 13.9 | 12.2 | 22.2 | 20 | 10.6 | 10.6 | 4.4 | 1.1 | 9.4 | 9.4 | 21.1 | 16.7 | -8.3 | -8.8 | -1.1 | -2.8 | -2.8 | -5.6 | 11.1 | 11.1 | -1.1 | -6.7 | 0.6 | -8.3 | 7 | 4 | 16.1 | 14.4 | -5.6 | -16.1 | 0 | -1 | -10.6 | -16.2 | -8.3 | -10 | -5 | -6.7 | -17.8 | -20.6 | -6.7 | -8.9 | -16.7 | -18.9 | -12.8 | -15.6 | -1.5 | -8.5 | -2.2 | -5.6 | -0.6 | -6.8 | 15.2 | 15.1 | 11.1 | -0.6 | 3.2 | 0.1 | -11.1 | -13.9 | 17.2 | 15.6 | 8.3 | 6.7 | 0 | -4.4 | -2.6 | -6.8 | 0 | -10.6 | -10.6 | -12.8 | 5.6 | 0 | -4.4 | -6.1 | -7.2 | -11.7 | -9.4 | -16.1 | 6.1 | 3.9 | -5.6 | -8.3 | 2.2 | -4.4 | -1.7 | -9.4 | 3 | 2 | -1.1 | -2.2 | 3.3 | 0.6 | 6.1 | 3.9 | -8.9 | -12.2 | -1 | -5 | 5.6 | -1.1 | 7.8 | 5.6 | -0.6 | -3.3 | 6.1 | -1.1 | -1.1 | -5.6 | 0.6 | -5 | 20 | 19.7 | 3.3 | -1.7 | 14.6 | 4.9 | 5 | -1.7 | 3.3 | 1.1 | -2.8 | -4.4 | -8.3 | -9.4 | -12.2 | -15 | 2.2 | 1.7 | 6.1 | 2.2 | -5.2 | -5.6 | 10.6 | -1.1 | -2.1 | -9.7 | -13.3 | -20.6
-23 | -25 | -4.4 | -5.6 | 15.6 | 15.6 | 0 | -8.9 | -2.2 | -8.9 | 7.2 | -0.6 | 7 | 6 | 4.4 | 2.8 | 10 | 8.3 | 6.5 | 4 | 5.6 | 3.3 | 5.6 | 3.8 | 3.3 | -4.4 | -6.7 | -11.7 | 1 | -6 | 13.3 | 11.7 | 20.6 | 18.9 | 10.4 | 10.3 | 2.8 | 1.1 | 8.9 | 8.9 | 20 | 16.1 | -7.8 | -8.3 | -2.8 | -3.9 | -2.2 | -4.4 | 10.2 | 10.1 | -2.8 | -6.7 | 0.8 | -6 | 6.9 | 3.3 | 17.2 | 15.6 | -6.1 | -16.7 | -1 | -2 | -13.3 | -17.7 | -8.9 | -10.6 | -5.6 | -7.2 | -17.8 | -20.3 | -6.7 | -8.9 | -16.1 | -18.3 | -13.3 | -16.1 | -1.8 | -8.8 | -2.8 | -5.7 | -2.2 | -6.6 | 15.4 | 15.1 | 11.1 | -1.1 | 2.8 | 0 | -10 | -13.3 | 17.2 | 15.7 | 8.9 | 7.8 | 0 | -4.4 | -2.4 | -6.6 | -2.2 | -11.1 | -12.2 | -13.9 | 7.2 | 1.7 | -5.6 | -6.7 | -7.8 | -11.1 | -8.9 | -13.3 | 6.1 | 3.9 | -6.1 | -8.3 | 2.2 | -5 | -1.7 | -8.9 | 3 | 2 | -1.3 | -2.4 | 3.3 | 0.7 | 5.6 | 3.3 | -10 | -12.8 | -5 | -7 | 4.4 | -1.7 | 8.3 | 6.7 | -0.6 | -3.3 | 2.8 | -0.6 | -1.1 | -5.6 | 0 | -6.7 | 20 | 19.9 | 3.3 | -1.7 | 14.3 | 5.7 | 2.8 | -0.6 | 3.3 | 1.1 | -2.8 | -4.4 | -7.9 | -9 | -12.2 | -15 | 1.1 | 1.1 | 5.6 | 2.2 | -5.9 | -6 | 11 | -0.4 | -1.7 | -10.6 | -12.8 | -21.7
-25 | -25 | -4.4 | -5.6 | 16.1 | 15.6 | 0 | -8.9 | -2.8 | -8.2 | 6.1 | -0.6 | 7 | 6 | 4.4 | 3.3 | 10 | 6.7 | 6.3 | 4.3 | 3.9 | 2.8 | 5.1 | 3.4 | 6.6 | -4.2 | -6.7 | -12.8 | 1 | -5 | 13.9 | 11.7 | 20 | 18.9 | 10.2 | 9.8 | 2.8 | 1.1 | 10 | 10 | 20.6 | 16.7 | -7.2 | -7.8 | -2.2 | -3.9 | -1.1 | -4.4 | 9.2 | 8.8 | -2.8 | -6.7 | 0.9 | -4.9 | 6.7 | 2.8 | 16.7 | 15.6 | -7.2 | -16.1 | -1 | -3 | -13.9 | -19.1 | -9.4 | -11.1 | -6.1 | -7.2 | -17.8 | -20.3 | -6.7 | -8.3 | -16.1 | -18.3 | -13.3 | -16.1 | -2.2 | -10 | -3.3 | -6.1 | -3.9 | -7.2 | 15.6 | 15 | 11.1 | -0.6 | 2.8 | -0.1 | -10 | -12.2 | 17.2 | 15.9 | 9.4 | 9.4 | 0 | -3.9 | -2.2 | -7.2 | -4.4 | -11.1 | -13.3 | -15 | 6.1 | 0.6 | -6.1 | -7.2 | -7.8 | -10.6 | -8.9 | -13.3 | 6.1 | 3.9 | -6.7 | -8.9 | 2.8 | -5 | -2.2 | -8.3 | 3 | 2 | -1.5 | -2.9 | 3.3 | 1 | 5.6 | 3.3 | -9.4 | -12.2 | -5 | -8 | 3.3 | -2.8 | 9.4 | 7.2 | -1.1 | -2.8 | 5 | 0.6 | -1.1 | -5.6 | -1.1 | -6.7 | 20 | 20 | 2.8 | -1.1 | 13.9 | 6.1 | 2.8 | -0.6 | 2.2 | 0.6 | -2.8 | -4.4 | -7.6 | -8.9 | -13.3 | -15.6 | 0 | 0 | 5 | 2.2 | -6.7 | -6.7 | 11.3 | -0.2 | -2.1 | -9.9 | -12.2 | -22.2
-25 | -26 | -5.6 | -6.7 | 16.1 | 16.1 | -1.1 | -8.9 | -3.3 | -8.5 | 5 | -1.1 | 8 | 6 | 4.4 | 3.3 | 8.9 | 5.6 | 6.1 | 4.4 | 3.9 | 2.8 | 4.7 | 2.9 | 10 | -5.3 | -8.9 | -14.4 | 0 | -5 | 13.3 | 11.1 | 20 | 18.3 | 10 | 9.4 | 2.8 | 0.6 | 10 | 10 | 18.3 | 16.1 | -6.8 | -7.1 | -2.8 | -3.9 | -1.1 | -4.4 | 8.3 | 7.8 | -2.8 | -6.7 | 1.1 | -4.4 | 5.9 | 2.4 | 16.7 | 15 | -7.2 | -16.7 | 0 | -2 | -13.9 | -20.5 | -9.4 | -11.1 | -6.1 | -7.8 | -17.8 | -20.6 | -7.2 | -8.9 | -16.7 | -18.3 | -13.9 | -16.7 | -2.6 | -8.7 | -2.9 | -5.5 | -2 | -5.9 | 15.4 | 14.8 | 11.1 | -0.6 | 2.8 | -0.3 | -10 | -12.8 | 17.2 | 16.1 | 9.4 | 9.4 | -0.6 | -3.3 | -2.2 | -6.2 | -5 | -11.1 | -12.8 | -14.4 | 5 | 0.6 | -7.2 | -8.3 | -8.3 | -11.7 | -9.4 | -12.8 | 6.1 | 3.9 | -6.7 | -9.4 | 3.9 | -4.4 | -1.7 | -7.8 | 3 | 2 | -1.7 | -3.3 | 3.3 | 1.1 | 5.6 | 3.3 | -9.4 | -12.2 | -7 | -10 | 2.8 | -3.9 | 10 | 8.3 | -1.1 | -4.4 | 5.6 | 1.7 | -1.7 | -6.1 | -2.2 | -6.7 | 20 | 20 | 2.2 | -1.1 | 13.3 | 7.6 | 1.7 | 0 | 1.7 | 0.6 | -2.2 | -3.9 | -7.2 | -8.9 | -13.9 | -15.6 | -1.1 | -1.1 | 4.4 | 1.1 | -6.9 | -6.9 | 11.7 | 0 | -2.4 | -10.2 | -13.9 | -22.2
-27 | -27 | -5.6 | -6.7 | 16.1 | 15.6 | -2.2 | -7.8 | -3.9 | -9.4 | 5 | -0.6 | 7 | 6 | 5 | 3.9 | 8.3 | 5 | 6.7 | 4.5 | 3.3 | 2.2 | 4.6 | 2.9 | 13.3 | -10 | -8.9 | -13.9 | 0 | -4 | 13.3 | 10.6 | 20.6 | 18.9 | 10.6 | 10.2 | 1.7 | 0.6 | 11.1 | 11.1 | 18.3 | 16.1 | -6.5 | -6.6 | -2.8 | -3.9 | -1.1 | -4.4 | 8.1 | 7.5 | -1.7 | -7.2 | 1.5 | -4 | 5.2 | 2 | 16.7 | 15.6 | -7.8 | -16.7 | 0 | -1 | -14.4 | -21.9 | -10.6 | -12.2 | -6.1 | -7.8 | -18.3 | -21.2 | -6.7 | -8.9 | -16.1 | -17.8 | -13.9 | -16.7 | -2.9 | -8.3 | -2.6 | -5.4 | -0.2 | -5.3 | 15.2 | 14.3 | 11.1 | -0.6 | 2.8 | -0.6 | -11.1 | -13.3 | 17 | 15.9 | 11.1 | 11.1 | -1.1 | -3.9 | -2.2 | -5.9 | -5 | -11.1 | -12.2 | -13.9 | 5 | 0 | -7.2 | -8.3 | -8.9 | -10.6 | -9.4 | -13.3 | 6.7 | 4.2 | -6.7 | -9.4 | 4.4 | -2.8 | -1.1 | -6.7 | 3 | 3 | -2.4 | -4 | 3.5 | 1.2 | 5.6 | 3.3 | -8.9 | -11.7 | -6 | -10 | 2.2 | -4.4 | 10.6 | 8.9 | -2.2 | -5 | 8.3 | 3.9 | -1.7 | -5.6 | -2.8 | -7.2 | 20 | 20 | 2.2 | -1.7 | 12.8 | 8.5 | 1.7 | 0 | 1.1 | -0.6 | -2.8 | -3.9 | -6.8 | -8.5 | -14.4 | -15.6 | -0.6 | -0.6 | 3.9 | 0 | -7 | -7 | 11.7 | 0.8 | -2.8 | -11.7 | -13.3 | -22.2
-28 | -29 | -5.6 | -6.7 | 16.1 | 16.1 | -2.8 | -6.7 | -3.9 | -8.5 | 4.4 | -0.6 | 7 | 6 | 5.6 | 4.4 | 7.8 | 5 | 7.2 | 4.3 | 3.9 | 3.3 | 4 | 2.5 | 12.8 | -8.5 | -8.3 | -12.8 | 1 | -5 | 12.8 | 10.6 | 19.4 | 18.3 | 11.1 | 11 | 1.1 | 0.6 | 10.6 | 10.6 | 20 | 16.1 | -6.1 | -6.1 | -3.3 | -4.4 | -1.1 | -4.4 | 8 | 7.4 | -3.3 | -7.2 | 1.8 | -4.5 | 4.4 | 1.7 | 17.2 | 15.6 | -7.8 | -17.2 | 0 | -2 | -15.6 | -23.3 | -11.1 | -12.8 | -6.1 | -7.8 | -18.9 | -22 | -6.7 | -8.9 | -16.1 | -17.8 | -13.9 | -16.1 | -3.3 | -8.9 | -2.2 | -5.6 | 1.7 | -5.6 | 15 | 13.9 | 11.1 | -0.1 | 3 | -0.4 | -12.8 | -15 | 16.9 | 15.8 | 12.2 | 12.2 | -1.1 | -3.9 | -2.2 | -6.1 | -3.9 | -10 | -10.6 | -11.7 | 3.3 | -0.6 | -8.3 | -11.1 | -8.9 | -11.7 | -9.4 | -13.3 | 7.2 | 4.3 | -6.7 | -9.4 | 4.4 | -2.2 | -0.6 | -6.1 | 3 | 2 | -3.2 | -5 | 3.7 | 1.1 | 5.6 | 3.3 | -6.7 | -10 | -7 | -11 | 1.7 | -4.4 | 15 | 12.2 | -3.3 | -6.1 | 8.9 | 5.6 | -1.7 | -5 | -3.3 | -7.8 | 20 | 20 | 2.2 | -1.7 | 12.2 | 9.4 | 1.7 | -0.6 | 2.8 | 0 | -2.8 | -3.9 | -6.5 | -8.6 | -13.9 | -16.1 | 0 | 0 | 3.3 | -0.6 | -7.2 | -7.2 | 11.7 | 1.3 | -2.4 | -10.4 | -16.7 | -22.2
-30 | -31 | -6.1 | -7.2 | 16.7 | 16.7 | -3.9 | -6.1 | -3.9 | -8.4 | 3.9 | -1.1 | 7 | 6 | 6.1 | 4.4 | 8.3 | 3.9 | 7.8 | 4.4 | 4.4 | 3.9 | 3.9 | 2.2 | 12.2 | -9 | -8.9 | -12.8 | 2 | -4 | 12.8 | 10.6 | 18.9 | 17.8 | 11.7 | 11.7 | 2.2 | 0 | 11.1 | 11.1 | 18.3 | 16.7 | -5.4 | -5.4 | -3.3 | -4.4 | -1.1 | -3.9 | 7.8 | 7.2 | -2.8 | -7.8 | 2.2 | -5.6 | 5.5 | 1.8 | 17.2 | 15.6 | -7.8 | -18.3 | 0 | -1 | -16.1 | -22.8 | -11.1 | -13.3 | -6.1 | -7.8 | -19.4 | -23.3 | -6.7 | -8.3 | -15.6 | -17.2 | -13.9 | -16.1 | -2 | -6.7 | -2 | -4.6 | 2.1 | -4.3 | 15.4 | 14 | 11.1 | 0.5 | 3.1 | -0.5 | -12.8 | -14.4 | 16.7 | 15.6 | 13.9 | 13.3 | -0.6 | -3.9 | -1.7 | -5.7 | -3.3 | -10 | -10 | -11.7 | 2.2 | -1.7 | -7.8 | -9.4 | -7.8 | -12.2 | -8.9 | -12.8 | 7.8 | 4.4 | -6.7 | -10 | 4.4 | -2.2 | 0 | -6.1 | 3 | 3 | -3.9 | -6.1 | 3.9 | 1.1 | 5.6 | 3.3 | -6.1 | -9.4 | -8 | -12 | 1.1 | -5 | 15.6 | 11.7 | -3.9 | -6.7 | 8.9 | 6.1 | -2.2 | -5 | -2.2 | -7.8 | 20.6 | 20.3 | 2.2 | -1.7 | 12.8 | 9.5 | 2.2 | -0.6 | 0.6 | -0.6 | -2.8 | -3.9 | -6.1 | -8.9 | -12.8 | -15.6 | 0 | 0 | 2.8 | -1.7 | -7.4 | -7.7 | 11.7 | 1.7 | -2.1 | -10.6 | -15 | -22.8
-30 | -31 | -6.1 | -6.7 | 16.7 | 16.7 | -3.3 | -5.6 | -3.9 | -8.9 | 4.4 | -1.7 | 7 | 6 | 7.2 | 5.6 | 12.2 | 3.3 | 8.5 | 4.7 | 5 | 3.9 | 7.4 | 4.4 | 11.7 | -10 | -10.6 | -13.9 | 2 | -3 | 11.7 | 10 | 20 | 18.3 | 13.4 | 13 | 2.2 | 0.6 | 11.7 | 11.7 | 21.1 | 16.1 | -4.6 | -4.6 | -4.4 | -5 | -0.6 | -4.4 | 5.9 | 5.3 | -2.8 | -7.8 | 2.8 | -3.3 | 6.7 | 1.8 | 16.1 | 14.4 | -7.8 | -18.3 | 0 | 0 | -18.3 | -26.7 | -10.6 | -12.8 | -6.1 | -7.2 | -17.7 | -21.6 | -7.2 | -8.3 | -16.1 | -17.8 | -13.9 | -16.1 | -0.7 | -5.1 | -1.9 | -4.1 | 2.4 | -3.8 | 15.7 | 13.7 | 11.1 | 0.6 | 3.3 | -0.6 | -13.3 | -15.6 | 16.9 | 15.8 | 15 | 14.4 | -0.6 | -4.4 | -1.1 | -5.7 | -2.8 | -9.4 | -10 | -12.2 | 6.1 | -1.7 | -6.7 | -7.8 | -7.2 | -12.2 | -8.9 | -12.8 | 7.6 | 4.6 | -6.7 | -10 | 2.8 | -0.6 | 0 | -5.6 | 3 | 3 | -3 | -4.4 | 4.3 | 0.8 | 5.6 | 3.9 | -5.6 | -8.9 | -9 | -12 | 1.1 | -5.6 | 15.6 | 10 | -3.3 | -6.1 | 8.9 | 6.7 | -1.1 | -5 | -3.3 | -7.8 | 21.1 | 20.4 | 2.2 | -1.7 | 13.3 | 9.6 | 3.3 | -0.6 | 2.2 | 0 | -2.2 | -3.3 | -4.6 | -7.9 | -13.3 | -15.6 | 0 | 0 | 1.7 | -2.2 | -7.6 | -8.2 | 12.1 | 2.5 | -1.7 | -11.7 | -15 | -24.4
-30 | -31 | -5.6 | -7.2 | 16.7 | 16.7 | 0.6 | -5 | 1.1 | -5.7 | 6.7 | -1.1 | 8 | 6 | 8.3 | 4.4 | 13.9 | 4.4 | 9.3 | 5.3 | 5.6 | 3.9 | 10.9 | 6.3 | 13.7 | -7.9 | -8.9 | -14.4 | 4 | -6 | 13.3 | 10.6 | 23.3 | 19.4 | 15 | 13.9 | 6.1 | 1.7 | 12.8 | 12.8 | 22.8 | 16.7 | -3.9 | -3.9 | -3.3 | -5 | 0 | -4.4 | 4.1 | 3.5 | -1.7 | -7.8 | 3.3 | -1.8 | 7.8 | 1.7 | 15.6 | 13.9 | -7.8 | -18.3 | 0 | 0 | -17.8 | -27.2 | -6.7 | -9.4 | -4.4 | -6.7 | -16.1 | -20.2 | -6.1 | -7.8 | -15 | -16.7 | -12.8 | -15.6 | 0.6 | -4.4 | -1.7 | -3.9 | 2.8 | -3.9 | 16.1 | 13.9 | 12.2 | 0.3 | 4.4 | -0.2 | -11.1 | -12.8 | 17 | 15.9 | 15.6 | 15 | -3.9 | -7.8 | -0.6 | -6.7 | 0 | -8.9 | -6.1 | -8.9 | 8.9 | -1.1 | -4.4 | -6.7 | -6.7 | -11.7 | -8.3 | -12.2 | 7.4 | 4.5 | -5 | -9.4 | 2.8 | 0 | 0.6 | -5 | 4 | 3 | -2 | -3 | 4.6 | 0.3 | 6.1 | 3.9 | -3.3 | -7.8 | -7 | -12 | 2.2 | -5.6 | 14.4 | 9.4 | -2.8 | -5.6 | 8.9 | 7.2 | -0.6 | -3.9 | -0.6 | -7.2 | 21.7 | 20.6 | 2.2 | -2.8 | 13.9 | 9.4 | 7.8 | 1.1 | 7.8 | 3.9 | -2.8 | -3.9 | -3.2 | -7.5 | -12.8 | -16.1 | 0.6 | 0.6 | 1.7 | -2.2 | -7.8 | -8.9 | 12.4 | 3.4 | 1.8 | -9.2 | -12.8 | -23.9
-28 | -28 | -6.1 | -7.8 | 17.2 | 16.7 | 2.2 | -7.8 | 6.1 | -4.1 | 7.8 | -0.6 | 8 | 6 | 9.4 | 6.7 | 18.9 | 3.9 | 10 | 5.6 | 6.7 | 2.8 | 14.4 | 7.8 | 15.8 | -6.9 | -6.1 | -14.4 | 4 | -6 | 16.1 | 11.7 | 25 | 18.9 | 16.7 | 15 | 8.9 | 0 | 12.8 | 12.8 | 24.4 | 16.7 | -3.9 | -3.9 | 0 | -2.2 | 0.6 | -4.4 | 2.2 | 1.7 | 1.1 | -6.1 | 3.9 | -0.6 | 9.6 | 2.7 | 14.4 | 12.8 | -7.2 | -19.4 | 0 | 0 | -16.7 | -27.2 | -5.6 | -7.8 | -3.3 | -6.1 | -14.4 | -19.4 | -5.6 | -7.8 | -14.4 | -16.7 | -12.2 | -15 | 3.2 | -2.8 | 2 | -2.1 | 4.8 | -3.1 | 18.3 | 13.4 | 13.3 | -0.6 | 5.6 | 0.3 | -6.1 | -11.1 | 17.2 | 16.1 | 16.7 | 15.6 | -7.2 | -10 | 0.9 | -4.7 | 3.3 | -8.9 | -2.2 | -7.2 | 11.1 | -1.7 | -1.7 | -5 | -4.4 | -12.8 | -7.8 | -11.1 | 7.2 | 4.4 | -4.4 | -9.4 | 2.8 | 0 | 3.3 | -4.4 | 4 | 3 | -1.1 | -1.7 | 5 | 0 | 6.1 | 3.9 | -2.2 | -7.8 | -6 | -11 | 4.4 | -6.7 | 13.9 | 6.1 | -1.1 | -5.6 | 9.4 | 8.3 | 1.1 | -3.3 | 1.1 | -6.1 | 22.6 | 20.5 | 2.8 | -2.2 | 17.4 | 9.1 | 11.1 | 1.1 | 13.3 | 3.9 | -1.7 | -3.3 | -1.7 | -7.8 | -12.2 | -17.8 | 1.1 | 1.1 | 2.8 | -2.2 | -7.4 | -8.9 | 12.8 | 3.9 | 5.4 | -8.2 | -11.7 | -19.4
-27 | -28 | -5 | -6.7 | 17.8 | 17.8 | 2.8 | -7.2 | 11.1 | -4.4 | 11.7 | 0 | 8 | 6 | 11.1 | 7.2 | 23.3 | 2.8 | 10.4 | 6.6 | 8.3 | 3.9 | 16.8 | 7.5 | 17.8 | -6.7 | -5 | -13.9 | 6 | -8 | 17.8 | 11.7 | 25.6 | 19.4 | 18.2 | 14.3 | 11.7 | -3.3 | 12.8 | 12.8 | 25 | 17.2 | -3.9 | -3.9 | 3.3 | -2.2 | 1.7 | -4.4 | 1.8 | 1.1 | 5 | -5 | 4.5 | 0.6 | 11.5 | 3.8 | 14.4 | 12.2 | -6.7 | -19.4 | 0 | 0 | -15.6 | -26.7 | -3.3 | -8.3 | -2.8 | -7.2 | -12.2 | -17.6 | -4.4 | -6.7 | -13.9 | -16.7 | -10.6 | -14.4 | 5.7 | -1.9 | 5.7 | -1.3 | 6.9 | -3 | 20.6 | 12.9 | 14.4 | -1.7 | 6.7 | 0.6 | 0.6 | -8.3 | 17.4 | 16.3 | 18.3 | 16.7 | -12.8 | -16.7 | 2.4 | -3.8 | 5.6 | -8.3 | 1.1 | -6.1 | 11.1 | -1.7 | 1.1 | -4.4 | -2.8 | -11.1 | -7.2 | -10 | 7.8 | 4.6 | -2.2 | -8.3 | 2.8 | 0 | 7.2 | -3.9 | 4 | 3 | 2.4 | 0.3 | 5.2 | 0.2 | 6.1 | 4.4 | 0.6 | -6.7 | -5 | -10 | 7.2 | -7.2 | 13.3 | 6.1 | -1.1 | -5 | 9.4 | 8.9 | 2.2 | -2.8 | 2.2 | -9.4 | 23.5 | 20.3 | 2.2 | -1.1 | 20.9 | 6.8 | 13.3 | 1.7 | 18.9 | 1.7 | -0.6 | -2.8 | 0.9 | -6.1 | -11.7 | -18.9 | 2.8 | 2.8 | 3.3 | -2.2 | -7.1 | -9 | 13.3 | 4.7 | 8.9 | -9.4 | -8.9 | -18.3
-27 | -28 | -5 | -7.2 | 18.3 | 18.3 | 3.9 | -7.2 | 11.8 | -3.8 | 13.3 | -0.6 | 8 | 6 | 12.8 | 7.2 | 17.2 | 11.1 | 10.7 | 7.4 | 8.3 | 3.9 | 19.3 | 6.8 | 18.3 | -6.4 | -2.8 | -13.9 | 7 | -6 | 18.9 | 12.2 | 25.6 | 18.3 | 19.6 | 12.9 | 15 | -1.1 | 12.8 | 12.8 | 24.4 | 16.7 | -3.9 | -3.9 | 3.9 | -2.2 | 1.7 | -3.9 | 1.5 | 0.5 | 7.2 | -4.4 | 5 | 1.8 | 13.3 | 4.4 | 12.8 | 8.9 | -6.1 | -19.4 | 0 | 0 | -14.4 | -26.7 | -1.7 | -6.7 | -2.2 | -6.7 | -10 | -16.2 | -3.3 | -6.7 | -13.3 | -16.1 | -9.4 | -13.3 | 8.3 | -1.7 | 9.4 | -1.1 | 8.9 | -3.9 | 22.8 | 11.1 | 15 | -1 | 7.4 | 0.8 | 5 | -7.8 | 17.6 | 16.5 | 17.2 | 14.4 | -13.9 | -18.3 | 3.9 | -3.3 | 7.8 | -6.7 | 3.9 | -5.6 | 13.9 | -3.9 | 4.4 | -4.4 | -1.7 | -12.2 | -7.2 | -10.6 | 8.3 | 4.5 | -0.6 | -9.4 | 1.1 | -1.7 | 10 | -2.8 | 4 | 3 | 5.9 | 2 | 5.4 | 0.5 | 6.7 | 4.4 | 2.2 | -6.1 | -5 | -10 | 8.3 | -7.8 | 12.8 | 2.8 | 0 | -3.3 | 10 | 9.4 | 2.8 | -2.8 | 3.3 | -10.6 | 24.4 | 20 | 2.8 | -1.1 | 24.4 | 1.7 | 16.1 | 2.8 | 21.1 | 1.7 | -0.6 | -3.9 | 3.5 | -5.3 | -11.1 | -18.9 | 2.8 | 1.7 | 3.3 | -2.2 | -6.7 | -9.4 | 13.9 | 5.6 | 10 | -7.7 | -5 | -16.1
-26 | -27 | -5 | -7.2 | 18.9 | 18.3 | 3.9 | -6.1 | 12.6 | -4 | 17.2 | -1.1 | 8 | 6 | 13.9 | 7.8 | 21.1 | 6.7 | 11.1 | 8.3 | 10 | 3.3 | 21.7 | 4.4 | 18.9 | -7.4 | -2.2 | -13.3 | 8 | -6 | 19.4 | 12.2 | 25.6 | 18.9 | 21.1 | 11.1 | 16.1 | 2.2 | 14.4 | 13.9 | 23.3 | 17.2 | -6.5 | -7 | 3.9 | -2.2 | 2.8 | -4.4 | 1.1 | 0 | 11.1 | -5.6 | 5.6 | 2.8 | 14.4 | 4.1 | 15 | 8.3 | -6.1 | -19.4 | 0 | 0 | -14.4 | -25.6 | -1.1 | -5.6 | -2.2 | -7.2 | -7.8 | -16.1 | -3.3 | -6.1 | -12.8 | -16.7 | -7.8 | -12.8 | 9.4 | -1.2 | 11.3 | -1 | 10 | -3.2 | 23.2 | 10.7 | 15.5 | -0.2 | 8.2 | 1.1 | 6.7 | -7.2 | 17.8 | 16.7 | 17.2 | 9.4 | -15.6 | -18.3 | 5.4 | -1.7 | 8.9 | -6.7 | 3.3 | -4.4 | 12.8 | -4.4 | 6.7 | -4.4 | 0 | -9.4 | -6.7 | -9.4 | 8.9 | 4.4 | 0.6 | -8.9 | 0 | -3.3 | 13.9 | -1.1 | 4 | 4 | 9.4 | 3.3 | 5.6 | 0.6 | 6.7 | 4.4 | 3.9 | -6.1 | -4 | -10 | 9.4 | -7.8 | 6.1 | -2.8 | 0 | -2.8 | 10 | 9.4 | 3.9 | -2.2 | 5 | -11.7 | 24.4 | 19.7 | 3.3 | -2.8 | 22.6 | 1.6 | 16.7 | 3.9 | 22.8 | 2.2 | -0.6 | -2.8 | 6.1 | -5.6 | -11.1 | -19.4 | 4.4 | 3.3 | 4.4 | -2.2 | -6.5 | -8.8 | 14.4 | 6.1 | 11.1 | -7.7 | -4.4 | -17.8
-26 | -27 | -6.1 | -7.8 | 18.9 | 18.3 | 4.4 | -5 | 13.3 | -5 | 18.9 | -2.8 | 8 | 6 | 14.4 | 7.8 | 23.3 | 6.1 | 10.7 | 8 | 11.1 | 2.8 | 20.6 | 6.2 | 19.4 | -8.3 | -3.3 | -11.1 | 8 | -6 | 19.4 | 11.7 | 26.7 | 18.9 | 21.3 | 13 | 17.8 | 3.9 | 15 | 14.4 | 24.4 | 16.7 | -9.1 | -10 | 3.3 | -2.2 | 2.2 | -5 | 0.5 | -0.4 | 11.7 | -5.6 | 5.6 | 3.5 | 15.6 | 4 | 13.9 | 7.2 | -5.6 | -18.9 | -2 | -3 | -14.4 | -22.8 | -0.6 | -5 | -1.7 | -7.2 | -7.2 | -14.3 | -3.3 | -5.6 | -12.8 | -16.7 | -7.2 | -11.7 | 10.6 | -1.3 | 13.1 | -1.1 | 11.1 | -3.7 | 23.5 | 10.2 | 16.1 | 0 | 8.9 | 1.1 | 8.3 | -6.7 | 17.8 | 16.8 | 19.4 | 8.9 | -16.1 | -19.4 | 6.8 | -1 | 10 | -6.7 | 3.9 | -2.2 | 13.3 | -3.9 | 7.8 | -4.4 | 1.1 | -10 | -6.7 | -9.4 | 8.9 | 4.7 | 1.7 | -8.3 | -0.6 | -4.4 | 15.6 | -1.7 | 4 | 3 | 10.3 | 3.4 | 5.2 | 1.1 | 6.7 | 4.4 | 3.3 | -1.1 | -3 | -8 | 11.1 | -7.8 | 5 | -3.9 | 1.7 | -2.8 | 11.1 | 10 | 7.2 | -1.1 | 5.6 | -12.8 | 24.4 | 19.7 | 3.9 | -2.8 | 20.7 | 1 | 18.3 | 3.9 | 23.9 | 1.7 | 1.1 | -2.8 | 7.6 | -4.5 | -11.1 | -20 | 5 | 2.8 | 3.9 | -2.2 | -6.3 | -8.4 | 14.6 | 6.2 | 12.2 | -8.3 | -2.8 | -15.6
-25 | -26 | -6.1 | -7.8 | 18.9 | 18.3 | 5 | -3.9 | 12.8 | -4.6 | 20 | -7.8 | 8 | 7 | 15 | 7.2 | 22.2 | 5 | 10.4 | 7.7 | 11.1 | 3.9 | 19.4 | 7.5 | 18.1 | -7.9 | -2.2 | -13.3 | 8 | -6 | 19.4 | 12.2 | 25 | 18.3 | 21.5 | 14.7 | 16.7 | 3.9 | 15.6 | 15 | 25 | 15.6 | -11.7 | -13.3 | 3.3 | -2.8 | 2.2 | -5.6 | 0 | -0.6 | 11.7 | -5.6 | 5.6 | 4.1 | 16.7 | 3.3 | 13.9 | 7.2 | -5.6 | -20 | -8 | -9 | -15 | -23.9 | 0 | -4.4 | -1.7 | -7.2 | -6.7 | -13.6 | -3.3 | -6.1 | -13.3 | -16.7 | -6.7 | -11.1 | 11.7 | -1.7 | 15 | -2.2 | 12.2 | -4.4 | 23.9 | 9.4 | 14.4 | 0.2 | 9.1 | 1.5 | 7.8 | -5 | 17.8 | 17.2 | 17.2 | 4.4 | -15.6 | -21.7 | 8.3 | 0 | 12.8 | -6.7 | 2.8 | -2.8 | 13.3 | -5.6 | 8.3 | -5 | 2.2 | -10 | -5 | -8.3 | 8.9 | 4.9 | 2.2 | -7.2 | -1.7 | -5 | 16.1 | -0.6 | 4 | 2 | 11.3 | 3.6 | 4.8 | 1.3 | 7.2 | 5 | 2.8 | 1.1 | -2 | -7 | 11.7 | -7.2 | 3.9 | -5 | 1.7 | -2.8 | 11.7 | 10.6 | 8.3 | -1.1 | 3.9 | -13.9 | 24.4 | 19.4 | 4.4 | -3.3 | 18.9 | 0.6 | 18.3 | 5 | 23.3 | 1.7 | 1.7 | -2.8 | 9.1 | -3.9 | -11.1 | -23.9 | 5 | 2.2 | 2.8 | -1.7 | -6.1 | -8.3 | 14.8 | 6.4 | 10.9 | -7.9 | -3.9 | -15.6
-27 | -28 | -7.2 | -7.8 | 19.4 | 18.9 | 5 | -3.3 | 12.2 | -4.7 | 19.4 | -9.4 | 8 | 7 | 15 | 7.2 | 19.4 | 5.6 | 10 | 7.2 | 11.1 | 4.4 | 18.3 | 8.3 | 16.9 | -8.8 | -3.3 | -12.2 | 8 | -6 | 18.3 | 12.2 | 25 | 18.3 | 21.7 | 16.1 | 16.7 | 4.4 | 16.1 | 15.6 | 25 | 15.6 | -12.8 | -14.6 | 2.8 | -2.8 | 2.2 | -5 | -0.6 | -1.1 | 11.7 | -6.7 | 5.6 | 4.4 | 15.2 | 4.9 | 14.4 | 7.8 | -6.1 | -20 | -10 | -12 | -15.6 | -21.1 | 0.6 | -2.8 | -2.2 | -6.7 | -6.1 | -13.9 | -3.3 | -6.7 | -15.6 | -18.9 | -6.1 | -9.4 | 10.2 | -1.9 | 13.1 | -1.1 | 10.7 | -3.7 | 21.5 | 10.4 | 12.8 | 0.5 | 9.2 | 1.6 | 8.3 | -5.6 | 17.8 | 17.2 | 15 | 6.7 | -16.1 | -19.4 | 7.2 | -0.2 | 12.8 | -5.6 | 2.2 | -2.8 | 13.9 | -5.6 | 6.7 | -6.1 | 2.8 | -9.4 | -5 | -8.3 | 8.9 | 5 | 1.7 | -7.2 | -2.8 | -6.7 | 16.1 | 0 | 4 | 2 | 12.2 | 3.3 | 4.4 | 1.7 | 6.7 | 4.4 | 2.8 | 0.6 | -2 | -6 | 11.7 | -7.8 | 3.3 | -6.1 | 1.7 | -3.9 | 10.6 | 10 | 9.4 | 0 | 3.9 | -15.6 | 23.5 | 19.5 | 4.4 | -3.3 | 17.4 | 0.5 | 17.2 | 7.2 | 23.9 | 1.7 | 2.2 | -3.9 | 10.6 | -4.4 | -11.1 | -20.6 | 5 | 2.2 | 2.8 | -1.7 | -6.1 | -8 | 15 | 6.1 | 9.6 | -8.9 | -2.2 | -17.2
-27 | -28 | -10 | -11.1 | 18.9 | 18.3 | 4.4 | -3.9 | 11.7 | -6.1 | 19.4 | -10 | 8 | 7 | 15 | 7.8 | 17.2 | 8.9 | 8.9 | 6.5 | 11.1 | 3.9 | 15.5 | 7.8 | 15.6 | -10 | -4.4 | -11.7 | 7 | -6 | 17.8 | 12.8 | 24.4 | 18.3 | 20.4 | 15.8 | 17.2 | 3.9 | 16.1 | 16.1 | 23.9 | 15.6 | -13.9 | -15.9 | 2.8 | -2.8 | 2.8 | -5 | -0.8 | -1.7 | 11.1 | -6.7 | 5.2 | 4.2 | 13.7 | 5.6 | 13.9 | 6.7 | -6.7 | -20.6 | -11 | -13 | -16.1 | -21.1 | 0.6 | -2.8 | -2.2 | -7.2 | -7 | -12.4 | -3.9 | -6.1 | -15.6 | -18.9 | -6.7 | -8.3 | 8.7 | -2.3 | 11.3 | -1 | 9.3 | -3.8 | 19.1 | 10.7 | 11.1 | 0 | 9.4 | 1.7 | 8.3 | -5 | 16.9 | 16.4 | 10.6 | 4.4 | -16.7 | -20.6 | 6.1 | -0.6 | 12.8 | -5 | 1.7 | -2.8 | 12.8 | -4.4 | 5 | -6.7 | 2.2 | -9.4 | -5 | -7.8 | 6.7 | 3.3 | 1.1 | -7.2 | -2.8 | -7.2 | 13.3 | 0.6 | 2 | 0 | 11.3 | 4.5 | 4.2 | 1.7 | 6.7 | 4.4 | 2.8 | 0 | -2 | -6 | 11.1 | -7.2 | 2.8 | -6.7 | 1.7 | -3.3 | 11.1 | 11.1 | 7.2 | -1.1 | 3.3 | -14.4 | 22.6 | 19.6 | 3.9 | -3.3 | 15.9 | 0 | 15.6 | 7.8 | 23.3 | 1.7 | 1.7 | -4.4 | 7.6 | -4 | -13.3 | -21.1 | 4.4 | 2.8 | 2.8 | -2.2 | -6.1 | -7.7 | 14.1 | 5.7 | 8.3 | -10.6 | -3.3 | -14.4
-28 | -28 | -10 | -10.6 | 18.9 | 18.9 | 2.8 | -3.3 | 9.7 | -4.8 | 18.3 | -10.6 | 8 | 6 | 13.3 | 6.7 | 15.6 | 9.4 | 7.8 | 5.8 | 9.4 | 3.9 | 12.8 | 7.3 | 13.9 | -7.7 | -5.6 | -12.2 | 6 | -1 | 16.7 | 12.2 | 24.4 | 19.4 | 19.1 | 15.6 | 15 | 6.1 | 16.7 | 16.7 | 23.3 | 15.6 | -15 | -17.8 | 0.6 | -2.8 | 2.8 | -3.9 | -0.9 | -2 | 7.2 | -5 | 4.8 | 3.8 | 12.2 | 6.1 | 11.7 | 6.7 | -6.7 | -20.6 | -13 | -16 | -16.7 | -20.6 | 2.2 | -0.6 | -2.2 | -6.1 | -8 | -12 | -6.1 | -8.3 | -16.1 | -20 | -8.3 | -10.6 | 7.2 | -3.3 | 9.4 | -1.1 | 7.8 | -4.4 | 16.7 | 10.6 | 10.2 | -0.5 | 8.3 | 1.7 | 6.7 | -3.9 | 15.9 | 15.5 | 6.1 | 0.6 | -16.7 | -21.7 | 5 | -1.1 | 9.4 | -4.4 | 1.1 | -2.8 | 10.6 | -3.3 | 2.2 | -5.6 | 1.7 | -8.3 | -5 | -7.8 | 4.4 | 1.2 | 0.6 | -6.7 | -3.9 | -7.2 | 8.9 | 0 | 1 | 0 | 10.3 | 5.3 | 4.1 | 2.1 | 6.1 | 3.9 | 2.2 | -0.6 | -1 | -6 | 8.9 | -1.7 | 2.2 | -6.7 | 1.7 | -2.8 | 10 | 10 | 5.6 | -1.1 | 1.7 | -13.9 | 21.7 | 19.4 | 3.3 | -3.3 | 14.4 | 0 | 14.4 | 7.8 | 21.1 | 1.7 | -1.7 | -5 | 4.7 | -4.3 | -14.4 | -20.6 | 4.4 | 2.2 | 2.8 | -2.2 | -6.1 | -7.8 | 13.1 | 5 | 5.5 | -8.1 | -5.6 | -14.4
-28 | -29 | -11.7 | -13.3 | 18.9 | 18.9 | 1.7 | -2.8 | 7.6 | -4.5 | 15.6 | -10 | 8 | 6 | 12.8 | 7.2 | 17.2 | 6.1 | 6.7 | 5 | 8.9 | 4.4 | 10 | 6.1 | 12.3 | -6.3 | -7.2 | -11.1 | 6 | 0 | 14.4 | 12.2 | 23.3 | 18.9 | 17.8 | 15 | 11.7 | 3.9 | 16.7 | 16.7 | 22.8 | 16.1 | -15.9 | -18.3 | -1.1 | -2.8 | -0.6 | -1.1 | -1.1 | -2.8 | 5 | -5 | 4.4 | 3.3 | 11.5 | 6 | 11.7 | 6.1 | -6.7 | -19.4 | -14 | -17 | -18.3 | -21.7 | 2.8 | -1.1 | -2.2 | -6.1 | -8.9 | -12.2 | -7.2 | -8.9 | -16.1 | -19.4 | -10 | -13.3 | 6.1 | -2.4 | 8.7 | -0.8 | 7.2 | -3.5 | 16.3 | 10.9 | 9.2 | -1.6 | 7.2 | 1.5 | 4.4 | -2.8 | 15 | 14.4 | 5 | 0.6 | -16.7 | -22.8 | 4.3 | -1.3 | 8.3 | -5 | 0 | -4.4 | 8.3 | -3.3 | 0 | -4.4 | 1.1 | -7.2 | -5 | -6.7 | 2.2 | -0.6 | 0.6 | -7.2 | -3.3 | -7.2 | 6.7 | -0.6 | 0 | -4 | 9.4 | 6.1 | 3.9 | 2.2 | 6.1 | 4.4 | 2.2 | -0.6 | 0 | -5 | 7.2 | -0.6 | 2.2 | -7.8 | 0 | -2.8 | 11.1 | 11.1 | 5 | -1.1 | -1.1 | -13.3 | 21.3 | 19.4 | 2.2 | -3.3 | 12.4 | -0.1 | 12.8 | 7.8 | 17.8 | 1.7 | -2.8 | -5.6 | 1.7 | -6.1 | -15 | -20.6 | 3.9 | 2.2 | 2.2 | -1.7 | -6.3 | -7.6 | 12.2 | 4.4 | 2.8 | -7.6 | -6.7 | -14.4
-29 | -30 | -12.8 | -13.9 | 18.3 | 16.7 | 2.2 | -2.8 | 5.6 | -5.6 | 14.4 | -8.9 | 8 | 6 | 10.6 | 6.1 | 18.3 | 2.8 | 6.9 | 5.1 | 8.3 | 4.4 | 9.1 | 5.7 | 10.6 | -6.7 | -5.6 | -10.6 | 6 | 1 | 13.9 | 12.2 | 23.3 | 18.9 | 17.2 | 15.2 | 11.1 | 2.2 | 16.7 | 16.7 | 20.6 | 17.2 | -16.9 | -19.4 | -1.1 | -2.8 | 0.6 | -0.6 | -1.1 | -3 | 4.4 | -5.6 | 4 | 3 | 10.7 | 5.9 | 11.1 | 5 | -6.7 | -18.9 | -15 | -17 | -19.4 | -22.2 | 2.8 | -0.6 | -2.2 | -6.1 | -9.6 | -12 | -7.2 | -8.9 | -16.7 | -19.4 | -10.6 | -12.8 | 5 | -2.1 | 7.9 | -0.5 | 6.7 | -3.1 | 16 | 11 | 8.3 | -2.8 | 6.1 | 1.1 | 3.9 | -2.2 | 14.6 | 14.2 | 5 | 0.6 | -17.8 | -22.2 | 3.5 | -1.6 | 7.8 | -5 | -1.1 | -3.9 | 6.1 | -2.8 | 0.6 | -5 | 0.6 | -4.4 | -5 | -7.8 | 0.9 | -2 | 0.6 | -7.2 | -3.9 | -7.8 | 5.6 | -1.1 | -2 | -7 | 8.9 | 5.5 | 3.9 | 2.1 | 6.1 | 4.4 | 2.2 | -1.1 | 0 | -6 | 7.2 | 0 | 1.7 | -8.3 | -1.7 | -5.6 | 11.1 | 11.1 | 3.9 | -1.1 | -3.9 | -12.8 | 21 | 19.5 | 1.7 | -3.3 | 10.3 | -0.4 | 11.7 | 7.8 | 16.1 | 1.7 | -3.9 | -5.6 | 0.2 | -5.1 | -15.6 | -20.6 | 4.4 | 2.2 | 0.6 | -2.8 | -6.5 | -7.6 | 10.5 | 3.8 | 0 | -8.9 | -6.1 | -15
-30 | -31 | -10.6 | -11.7 | 17.8 | 16.7 | -0.6 | -2.8 | 5.8 | -4.9 | 13.3 | -9.4 | 8 | 5 | 8.9 | 6.1 | 19.4 | -6.1 | 7 | 5 | 7.2 | 3.9 | 8.1 | 5.1 | 9.1 | -4.6 | -6.1 | -10.6 | 6 | 1 | 13.3 | 12.2 | 22.8 | 19.4 | 16.7 | 15.6 | 11.1 | 1.1 | 16.7 | 16.7 | 21.1 | 15.6 | -17.8 | -20.6 | -1.7 | -3.3 | 1.7 | -0.6 | -1.1 | -3.6 | 4.4 | -5.6 | 3.7 | 2.7 | 10 | 5.6 | 10.6 | 3.9 | -7.2 | -18.3 | -16 | -19 | -20 | -23.3 | 2.8 | -0.6 | -1.7 | -5.6 | -10.4 | -12.3 | -5.6 | -7.8 | -17.2 | -20 | -11.1 | -13.9 | 3.9 | -2.2 | 7.2 | -0.6 | 6.1 | -3.3 | 15.6 | 11.1 | 6.1 | -2.7 | 5.5 | 1 | 3.3 | -1.7 | 14.3 | 13.9 | 5 | 0 | -17.8 | -22.8 | 2.8 | -2.2 | 6.7 | -5 | -2.8 | -6.1 | 5.6 | -3.3 | -1.7 | -5 | 0.6 | -3.9 | -5 | -7.8 | -0.4 | -3.8 | 1.1 | -7.2 | -5 | -7.8 | 5.6 | -1.1 | -4 | -8 | 8.3 | 4.9 | 3.9 | 1.9 | 6.1 | 5 | 1.7 | -0.6 | 1 | -5 | 6.1 | 0 | 0.6 | -8.9 | -6.7 | -11.7 | 10.6 | 10.6 | 5 | -0.6 | -5 | -12.2 | 20.6 | 19.4 | 1.7 | -3.3 | 8.3 | -1.1 | 11.7 | 7.8 | 15 | 1.7 | -3.3 | -5.6 | -1.3 | -5.4 | -15.6 | -20.6 | 4.4 | 2.8 | 0 | -2.8 | -6.7 | -7.8 | 8.9 | 3.1 | 0.7 | -8.3 | -6.7 | -15.6
-31 | -33 | -8.9 | -9.4 | 17.2 | 16.7 | -0.6 | -2.8 | 5.9 | -5.1 | 12.8 | -9.4 | 8 | 4 | 8.9 | 5.6 | 18.3 | -5.6 | 7.2 | 5 | 7.2 | 3.3 | 7.2 | 4.4 | 7.6 | -4 | -5 | -10.6 | 4 | 1 | 12.8 | 12.2 | 22.8 | 19.4 | 16.1 | 15.6 | 11.1 | 1.1 | 17.2 | 16.7 | 21.7 | 15.6 | -18.5 | -21 | -4.4 | -5.6 | 1.7 | 0 | -1.1 | -4.4 | 5 | -5.6 | 3.3 | 2.2 | 10.2 | 5 | 9.4 | 3.9 | -7.2 | -17.8 | -19 | -22 | -21.1 | -24.2 | 2.2 | -1.1 | -1.7 | -5.6 | -11.1 | -12.8 | -6.7 | -8.9 | -17.8 | -20.6 | -12.2 | -15 | 3.3 | -1.8 | 7.2 | -0.2 | 5 | -2.7 | 14.7 | 11.7 | 3.9 | -3.2 | 5 | 0.7 | 3.3 | -1.7 | 13.9 | 13.3 | 2.2 | -4.4 | -17.8 | -23.3 | 2.4 | -2.2 | 6.7 | -5.6 | -3.9 | -5.6 | 4.4 | -2.8 | -1.1 | -5 | 0 | -3.3 | -5 | -7.2 | -1.7 | -6.1 | 1.1 | -7.8 | -5.6 | -8.3 | 5 | 1.7 | -6 | -9 | 7.8 | 4.4 | 3.9 | 1.7 | 6.1 | 5 | 1.7 | -0.6 | 1 | -5 | 5.6 | 0 | 0.6 | -8.9 | -10 | -15.6 | 11.1 | 11.1 | 7.8 | 0 | -5.6 | -11.7 | 20.4 | 19.4 | 1.1 | -3.3 | 7 | -1 | 10 | 7.8 | 8.3 | 2.8 | -2.8 | -4.4 | -2.8 | -6.1 | -16.1 | -21.1 | 4.4 | 2.8 | -1.1 | -2.8 | -6.5 | -7.5 | 7.2 | 2.2 | 1.5 | -8.9 | -7.2 | -15
-31 | -32 | -10 | -11.1 | 16.7 | 15 | -1.1 | -2.2 | 6.1 | -6.1 | 11.7 | -9.4 | 8 | 3 | 7.8 | 5 | 14.4 | 2.2 | 6.5 | 4.7 | 5.6 | 2.8 | 7.3 | 4.4 | 6.1 | -3.9 | -3.3 | -11.1 | 4 | 0 | 13.3 | 12.2 | 22.8 | 19.4 | 15.9 | 15.6 | 10.6 | 2.2 | 17.2 | 16.7 | 21.1 | 16.7 | -19.3 | -21.8 | -4.4 | -5.6 | 1.7 | 0 | -1.3 | -4.1 | 3.9 | -4.4 | 2.9 | 1.9 | 10.4 | 4.1 | 8.3 | 2.8 | -7.2 | -17.2 | -21 | -23 | -22.2 | -24.8 | 2.8 | -0.6 | -1.1 | -5 | -11.1 | -13 | -7.2 | -8.3 | -18.3 | -21.7 | -13.3 | -17.2 | 2.8 | -1.9 | 7.2 | -0.2 | 3.9 | -2.4 | 13.7 | 12.1 | 1.7 | -4.4 | 4.4 | 0.6 | 2.8 | -1.1 | 13 | 12.6 | 1.1 | -6.1 | -18.9 | -23.9 | 2.1 | -2.3 | 5.6 | -5.6 | -3.9 | -6.1 | 2.8 | -3.3 | -2.2 | -6.1 | 0 | -3.3 | -5 | -6.7 | -2.4 | -6.4 | 1.7 | -7.8 | -5.6 | -7.8 | 3.9 | 2.2 | -7 | -11 | 7.2 | 3.8 | 4.3 | 1.8 | 6.1 | 4.4 | 1.7 | -1.1 | 1 | -4 | 6.7 | 0 | 0 | -9.4 | -12.8 | -21.1 | 11.1 | 11.1 | 8.3 | 0 | -5 | -11.1 | 20.2 | 19.6 | 1.1 | -3.3 | 5.7 | -1.1 | 8.9 | 7.2 | 6.1 | 2.8 | -2.2 | -5 | -3.2 | -5.8 | -15.6 | -21.1 | 3.9 | 2.8 | -1.7 | -2.8 | -6.3 | -7.3 | 6.5 | 2.2 | 2.2 | -11.1 | -7.2 | -15
-31 | -32 | -10 | -11.1 | 13.3 | 5 | -1.1 | -2.8 | 5.7 | -5.2 | 10 | -8.3 | 7 | 2 | 6.1 | 4.4 | 14.4 | 2.8 | 5.7 | 4.2 | 5 | 2.8 | 7.3 | 4.3 | 5.4 | -4.7 | -6.1 | -10 | 3 | 0 | 13.9 | 12.8 | 22.8 | 19.4 | 15.8 | 15.7 | 10.6 | 3.9 | 17.2 | 17.2 | 21.7 | 16.7 | -20 | -22.8 | -3.9 | -5 | 2.2 | 0 | -1.5 | -4.1 | 2.8 | -4.4 | 2.6 | 1.4 | 10.6 | 3.3 | 7.8 | 1.7 | -7.2 | -17.2 | -22 | -25 | -23.3 | -25.1 | 2.8 | -0.6 | 0 | -5.6 | -11.1 | -13.4 | -9.4 | -10 | -18.9 | -22.2 | -13.9 | -17.8 | 2.2 | -2.2 | 7.2 | 0 | 2.8 | -2.8 | 12.8 | 12.2 | 0.8 | -3.9 | 3.5 | 0 | 3.3 | -1.1 | 12 | 11.4 | 0.6 | -6.7 | -19.4 | -24.4 | 1.7 | -2.8 | 5 | -5.6 | -3.9 | -5.6 | 2.8 | -3.3 | -3.9 | -6.1 | 0 | -2.8 | -5.6 | -7.2 | -3.2 | -7.4 | 1.7 | -7.2 | -5.6 | -7.8 | 3.9 | 2.8 | -7 | -12 | 6.7 | 3.3 | 4.6 | 1.6 | 6.1 | 4.4 | 1.7 | -1.7 | 1 | -3 | 6.1 | 0.6 | -1.1 | -10 | -15.6 | -25.6 | 9.4 | 9.4 | 8.9 | 0 | -5 | -11.7 | 20 | 19.4 | 1.7 | -3.3 | 4.4 | -1.7 | 8.9 | 7.2 | 5.6 | 2.8 | -5 | -7.2 | -3.5 | -5.7 | -16.1 | -20 | 3.9 | 2.8 | -1.7 | -3.3 | -6.1 | -7.2 | 5.7 | 1.8 | 0.9 | -9.7 | -7.8 | -15.6
-32 | -33 | -10 | -11.1 | 12.2 | 5 | 0 | -3.3 | 5.4 | -5.2 | 10 | -10.6 | 7 | 3 | 7.2 | 5 | 13.3 | 2.8 | 5 | 3.9 | 3.9 | 1.7 | 7.3 | 4.2 | 4.6 | -5.9 | -3.9 | -11.1 | 2 | 0 | 13.9 | 12.8 | 22.2 | 18.9 | 15.6 | 15.6 | 12.2 | 8.9 | 17.2 | 17.2 | 21.7 | 16.7 | -20.6 | -23 | -5.6 | -6.7 | 2.2 | 0 | -1.7 | -4.4 | 1.1 | -3.9 | 2.2 | 1.1 | 10.2 | 3.7 | 7.8 | 1.7 | -7.8 | -17.2 | -23 | -26 | -23.9 | -25.7 | 2.8 | -0.6 | 0.6 | -5.6 | -11.1 | -14.4 | -10.6 | -11.7 | -19.4 | -22.8 | -15 | -18.3 | 2 | -2.1 | 6.1 | 0.2 | 3 | -1.7 | 13.5 | 13.1 | -0.2 | -4.3 | 2.6 | -0.4 | 3.3 | -1.1 | 11.1 | 10.6 | 0 | -7.8 | -20.6 | -25 | 1.1 | -2.7 | 4.4 | -5.6 | -4.4 | -6.7 | 2.2 | -3.9 | -4.4 | -6.7 | -0.6 | -2.2 | -5 | -6.7 | -3.9 | -8.9 | 2.2 | -7.2 | -5.6 | -7.8 | 4.4 | 3.9 | -8 | -12 | 6.1 | 2.8 | 5 | 1.7 | 6.1 | 4.4 | 1.1 | -2.8 | 0 | -3 | 5.6 | -5 | -1.1 | -10.6 | -16.7 | -23.9 | 10 | 10 | 7.8 | 0.6 | -4.4 | -12.2 | 20 | 19.5 | 1.7 | -3.9 | 3.7 | -1.3 | 8.9 | 7.2 | 3.9 | 2.2 | -4.4 | -6.7 | -3.9 | -6.1 | -15 | -20 | 3.9 | 2.2 | -1.1 | -3.3 | -5.9 | -6.5 | 5 | 1.7 | -0.4 | -9.7 | -8.3 | -15
-31 | -32 | -10 | -11.1 | 11.1 | 5.6 | -0.6 | -3.3 | 5 | -6.1 | 9.4 | -10.6 | 7 | 2 | 5.6 | 3.9 | 13.9 | 0 | 4.6 | 3.6 | 2.8 | 1.7 | 7.4 | 4.2 | 3.9 | -8.3 | -5.6 | -10 | 2 | 0 | 13.3 | 12.2 | 22.8 | 19.4 | 15.6 | 15.6 | 10.6 | 8.3 | 16.7 | 15.6 | 22.2 | 15 | -21.1 | -23.6 | -5 | -6.7 | 2.8 | -0.6 | -1.5 | -4 | 0 | -3.9 | 2.2 | 0.7 | 9.8 | 3.8 | 7.8 | 1.7 | -8.3 | -17.8 | -23 | -26 | -23.9 | -26.4 | 2.8 | -1.1 | 1.1 | -5.6 | -11.1 | -13.8 | -9.4 | -11.1 | -20.6 | -23.3 | -16.1 | -20 | 1.9 | -2.1 | 5 | 0.5 | 3.1 | -1.1 | 14.3 | 13.9 | -1.1 | -5 | 1.7 | -1.1 | 3.3 | -1.1 | 10.5 | 9.8 | -0.6 | -8.9 | -21.1 | -25 | 0.6 | -2.8 | 4.4 | -5.6 | -6.7 | -8.9 | 3.3 | -4.4 | -5.6 | -7.2 | -0.6 | -2.8 | -5 | -6.7 | -4.5 | -8.6 | 2.2 | -7.8 | -5.6 | -7.8 | 3.9 | 3.3 | -9 | -15 | 5.4 | 2.4 | 5.2 | 2 | 5.6 | 3.3 | 1.1 | -2.8 | 0 | -4 | 4.4 | 1.1 | -1.1 | -10.6 | -18.3 | -24.4 | 10.6 | 10.6 | 8.3 | 1.1 | -5.6 | -12.2 | 20 | 19.5 | 1.7 | -3.9 | 2.9 | -1.4 | 8.3 | 7.2 | 3.9 | 2.2 | -5 | -6.7 | -3.9 | -5.8 | -13.9 | -18.9 | 3.3 | 1.7 | -3.3 | -3.9 | -5.8 | -6.1 | 4.6 | 1.3 | -1.7 | -11.1 | -10.6 | -14.4
-31 | -32 | -11.1 | -12.2 | 10 | 5 | -1.1 | -2.8 | 5 | -5 | 7.2 | -7.8 | 6 | 3 | 5.6 | 4.4 | 12.8 | 0.6 | 4.3 | 3.6 | 2.8 | 1.1 | 7.4 | 4.1 | 4.6 | -7.2 | -4.4 | -11.7 | 2 | -1 | 13.3 | 12.2 | 22.8 | 18.9 | 15.6 | 15.6 | 11.7 | 8.9 | 16.1 | 15 | 21.7 | 15 | -21.7 | -24.4 | -3.9 | -6.1 | 2.2 | -1.1 | -1.3 | -3.8 | -1.7 | -4.4 | 2.2 | 0.2 | 9.4 | 3.9 | 7.2 | 1.1 | -7.8 | -17.8 | -22 | -26 | -24.4 | -27 | 2.8 | -0.6 | 0.6 | -3.9 | -11.1 | -13.7 | -7.8 | -9.4 | -21.7 | -23.9 | -16.7 | -20.6 | 1.7 | -2.8 | 3.9 | 0.6 | 3.3 | -0.6 | 15 | 14.4 | -1.7 | -5.3 | 1.3 | -1 | 3.3 | -0.6 | 10 | 9.1 | -1.1 | -8.3 | -22.2 | -25.6 | 0 | -3.3 | 2.8 | -5.6 | -5.6 | -8.3 | 1.7 | -3.9 | -5.6 | -7.8 | -1.1 | -3.3 | -5 | -6.7 | -5 | -9.1 | 2.8 | -7.8 | -7.2 | -8.3 | 4.4 | 3.9 | -10 | -15 | 4.6 | 2.1 | 5.4 | 2.6 | 4.4 | 2.2 | 0.6 | -2.8 | 0 | -6 | 5.6 | 2.2 | -0.6 | -10 | -18.9 | -26.1 | 10 | 10 | 8.9 | 2.2 | -5.6 | -12.2 | 20 | 19.4 | 1.7 | -3.9 | 2.2 | -1.7 | 8.9 | 7.2 | 3.3 | 1.7 | -3.9 | -6.1 | -3.9 | -5.8 | -13.9 | -18.9 | 2.8 | 1.7 | -2.8 | -3.3 | -5.6 | -5.6 | 4.3 | 1 | -1.9 | -10.2 | -8.3 | -16.7
-28 | -30 | -10.6 | -12.2 | 9.4 | 4.4 | 1.1 | -2.2 | 5 | -4.5 | 6.1 | -8.3 | 6 | 3 | 5.6 | 3.9 | 11.1 | 0.6 | 3.9 | 3.3 | 2.8 | 1.1 | 7.5 | 4 | 5.4 | -7.2 | -5.6 | -10.6 | 2 | -1 | 13.3 | 12.8 | 22.8 | 18.9 | 15.6 | 15.6 | 11.7 | 8.9 | 15.6 | 13.9 | 20.6 | 17.2 | -22.1 | -24.6 | -5 | -6.7 | 1.7 | -1.1 | -1.1 | -3.9 | 0 | -7.2 | 2.2 | 0 | 9.4 | 4.2 | 7.2 | 0.6 | -8.3 | -17.8 | -22 | -25 | -25 | -27.3 | 2.2 | -0.6 | 0 | -1.1 | -11.1 | -13.9 | -7.2 | -8.3 | -22.2 | -24.4 | -17.8 | -21.1 | 1.1 | -2.3 | 3.9 | 0.7 | 1.8 | -1 | 15.2 | 14.4 | -2.2 | -5.9 | 1 | -0.8 | 3.3 | 0 | 9.4 | 8.3 | -1.1 | -8.3 | -22.8 | -26.1 | -0.2 | -3.2 | 2.2 | -5.6 | -6.1 | -8.9 | 1.7 | -3.9 | -6.1 | -7.8 | -1.7 | -3.9 | -5.6 | -7.2 | -5.6 | -10 | 2.8 | -7.8 | -6.7 | -8.3 | 4.4 | 3.9 | -10 | -15 | 3.9 | 1.7 | 5.6 | 2.8 | 3.9 | -0.6 | 0 | -2.8 | -1 | -6 | 5.6 | 2.2 | -1.1 | -10 | -20 | -27.2 | 9.4 | 9.4 | 9.4 | 3.3 | -7.8 | -12.2 | 19.8 | 19.5 | 1.7 | -3.3 | 2.2 | -1.4 | 8.9 | 7.2 | 2.2 | 1.1 | -3.9 | -6.7 | -3.9 | -6.1 | -13.9 | -18.9 | 3.3 | 1.7 | -2.2 | -3.3 | -5.2 | -5.2 | 3.9 | 0.6 | -2 | -10.3 | -10.6 | -15.6
-31 | -32 | -11.1 | -13.9 | 7.8 | 3.9 | -0.6 | -3.3 | 5 | -5 | 6.1 | -7.2 | 6 | 3 | 5.6 | 2.8 | 12.2 | -2.2 | 3.9 | 3.2 | 2.2 | 1.1 | 7.6 | 4 | 6.1 | -8.3 | -4.4 | -11.7 | 2 | -1 | 13.3 | 12.8 | 22.8 | 19.4 | 15.6 | 15.6 | 12.2 | 9.4 | 11.7 | 8.3 | 18.9 | 17.8 | -22.4 | -24.9 | -4.4 | -6.1 | 0.6 | -1.7 | -0.7 | -2.9 | -2.8 | -7.2 | 1.3 | -0.7 | 9.4 | 4.2 | 7.2 | 1.1 | -8.9 | -17.2 | -22 | -25 | -25 | -27.9 | 2.2 | -0.6 | 0.6 | -1.1 | -11.3 | -14 | -6.7 | -8.3 | -23.9 | -26.1 | -18.3 | -22.2 | 0.6 | -2.3 | 3.9 | 0.9 | 0.4 | -1.3 | 15.4 | 14.1 | -2.8 | -7.2 | 0.6 | -1.1 | 3.3 | 0.6 | 9.2 | 7.7 | -1.1 | -8.9 | -23.3 | -26.1 | -0.4 | -3.4 | 0.6 | -5.6 | -6.7 | -9.4 | 2.2 | -3.3 | -6.1 | -7.8 | 1.7 | -3.9 | -5 | -7.8 | -6 | -10.1 | 1.1 | -3.3 | -7.2 | -8.9 | 4.4 | 3.9 | -10 | -15 | 3.9 | 1.3 | 4.8 | 1.6 | 3.3 | -2.2 | -0.6 | -2.8 | -3 | -8 | 5 | 2.8 | -1.1 | -10 | -20.6 | -27.8 | 8.9 | 8.9 | 10 | 5.6 | -7.8 | -12.2 | 19.6 | 19.5 | 1.1 | -2.8 | 2.2 | -1.4 | 8.9 | 7.8 | 2.8 | 1.1 | -3.3 | -6.1 | -3.9 | -5.8 | -12.2 | -18.9 | 3.9 | 1.7 | -2.8 | -3.9 | -4.8 | -4.8 | 3.9 | 0.9 | -2.2 | -11.7 | -8.9 | -14.4
-31 | -32 | -14.4 | -16.1 | 5.6 | -1.7 | -1.1 | -3.3 | 5.6 | -4 | 8.3 | -10 | 6 | 3 | 5 | 3.3 | 11.7 | -1.7 | 3.9 | 2.9 | 1.7 | 0.6 | 7.7 | 4 | 6.5 | -8 | -3.9 | -12.2 | 1 | -3 | 13.9 | 13.3 | 21.1 | 18.9 | 15.6 | 15.6 | 12.2 | 9.4 | 8.9 | 2.2 | 18.9 | 16.7 | -22.8 | -25.6 | -4.4 | -6.7 | -1.1 | -3.9 | -0.4 | -2.2 | -3.3 | -7.2 | 0.3 | -1.3 | 9.4 | 4.4 | 7.2 | -0.6 | -8.3 | -17.2 | -21 | -24 | -25 | -29.4 | 2.2 | -0.6 | 0.6 | -0.6 | -11.5 | -14.7 | -6.7 | -7.8 | -24.4 | -26.7 | -18.9 | -23.3 | 0 | -2.8 | 3.9 | 1.1 | -1.1 | -2.2 | 15.6 | 13.9 | -3.3 | -7.1 | 0.4 | -1.3 | 2.8 | 1.1 | 9.1 | 6.9 | -1.7 | -8.9 | -23.9 | -26.7 | -0.6 | -3.9 | 2.2 | -5.6 | -7.8 | -10 | 2.2 | -3.9 | -6.1 | -8.9 | 2.8 | -4.4 | -5 | -8.3 | -6.3 | -10.5 | 0 | -1.7 | -7.2 | -8.9 | 4.4 | 3.9 | -11 | -16 | 3.9 | 0.6 | 4.1 | 0.2 | 2.8 | -3.3 | -0.6 | -3.3 | -3 | -8 | 5 | 2.8 | -1.1 | -10 | -21.1 | -27.8 | 7.8 | 7.8 | 11.1 | 7.2 | -7.8 | -12.2 | 19.4 | 19.4 | 1.1 | -3.3 | 2.2 | -1.7 | 10 | 8.9 | 2.2 | 0.6 | -2.8 | -5.6 | -3.9 | -5.8 | -11.7 | -18.3 | 2.8 | 0.6 | -2.2 | -3.9 | -4.4 | -4.4 | 3.9 | 1.4 | -2.2 | -10.7 | -7.8 | -13.9
-31 | -32 | -14.4 | -15.6 | 4.4 | -1.7 | -2.2 | -3.3 | 6.1 | -4.1 | 6.7 | -10.6 | 6 | 3 | 5 | 2.8 | 14.4 | -6.1 | 3.9 | 2.8 | 2.2 | 1.1 | 7.8 | 3.9 | 6.8 | -8.9 | -5 | -10 | 1 | -3 | 13.9 | 13.3 | 21.1 | 18.9 | 15.6 | 15.6 | 14.4 | 10 | 7.8 | 1.7 | 19.4 | 16.7 | -22.8 | -26.7 | -4.4 | -7.2 | -1.1 | -5 | 0 | -1.7 | -3.3 | -7.2 | -0.6 | -2.2 | 9.4 | 4.4 | 6.1 | -1.7 | -8.9 | -16.7 | -21 | -23 | -25.6 | -30 | 2.2 | 0 | 1.1 | 0 | -11.7 | -15.6 | -6.7 | -8.3 | -25.6 | -27.8 | -19.4 | -23.3 | 0.6 | -1.7 | 4.1 | 1.6 | 0.4 | -0.8 | 15.6 | 14.2 | -3.9 | -7.9 | 0.2 | -1.9 | 2.8 | 1.7 | 8.9 | 6.1 | -1.7 | -7.8 | -28.3 | -31.7 | 0 | -3.4 | 0.6 | -6.1 | -6.7 | -8.9 | 2.8 | -3.3 | -6.1 | -7.8 | 2.8 | -4.4 | -5.6 | -8.9 | -6.7 | -11.7 | 0 | -1.7 | -7.2 | -8.3 | 4.4 | 3.9 | -11 | -15 | 3.9 | 0 | 3.3 | -1.1 | 1.7 | -6.1 | -0.6 | -3.3 | -3 | -8 | 5 | 3.3 | -1.1 | -10.6 | -21.7 | -28.3 | 7.8 | 7.8 | 11.7 | 8.3 | -7.8 | -12.2 | 20.2 | 19.9 | 1.1 | -5 | 2.9 | -1.4 | 10.6 | 10 | 3.3 | 1.1 | -2.8 | -5.6 | -3.9 | -6.1 | -10.6 | -17.8 | 2.8 | 0.6 | -1.7 | -3.3 | -3.9 | -3.9 | 3.9 | 1.7 | -2.2 | -10.7 | -8.9 | -13.9
-27 | -30 | -16.1 | -18.3 | 3.9 | -3.9 | -0.6 | -2.8 | 6.7 | -4.4 | 6.7 | -10.6 | 5 | 3 | 5 | 3.9 | 15 | -4.4 | 5.2 | 3.9 | 3.3 | 1.7 | 10.2 | 5.2 | 7.2 | -11.1 | -5 | -9.4 | 3 | -3 | 13.9 | 13.3 | 21.1 | 18.9 | 16.1 | 15.8 | 13.9 | 11.1 | 6.7 | 0 | 18.9 | 17.8 | -22.8 | -28.1 | -4.4 | -7.8 | -1.1 | -5 | 0.4 | -1.3 | -2.8 | -6.7 | 0.5 | -1.1 | 9.4 | 4.4 | 6.7 | -2.2 | -8.3 | -16.7 | -21 | -23 | -25.6 | -30 | 1.7 | 0 | 1.7 | 0 | -11.5 | -15.6 | -6.7 | -8.3 | -25.6 | -27.8 | -19.4 | -22.8 | 1.1 | -1.1 | 4.2 | 2.2 | 1.8 | 0.3 | 15.6 | 14.3 | -4.4 | -8.9 | 0 | -2.8 | 3.3 | 1.7 | 9.3 | 6.2 | -1.7 | -7.2 | -28.3 | -31.1 | 0.5 | -3.5 | -0.6 | -6.1 | -7.2 | -10 | 3.9 | -3.9 | -5 | -6.7 | 2.8 | -4.4 | -5.6 | -9.4 | -6.3 | -11.2 | 0.6 | -2.8 | -7.2 | -8.3 | 5 | 4.4 | -11 | -14 | 3.7 | -0.4 | 3.3 | -1.1 | -0.6 | -6.7 | -1.1 | -3.3 | -2 | -7 | 5 | 3.3 | -1.1 | -10.6 | -22.2 | -28.9 | 10 | 10 | 11.7 | 9.4 | -7.2 | -12.8 | 20.9 | 20.3 | 1.1 | -5.6 | 3.7 | -1.3 | 11.7 | 11.1 | 3.3 | 1.7 | -2.8 | -3.9 | -3 | -5.2 | -9.4 | -16.7 | 2.8 | 0 | -1.7 | -3.3 | -3.3 | -3.3 | 4.5 | 2.7 | -2.2 | -12.2 | -8.3 | -13.9
-26 | -29 | -15 | -17.2 | 4.4 | -2.8 | 2.8 | -0.6 | 8.9 | -3.8 | 10 | -10 | 5 | 3 | 8.9 | 6.1 | 17.8 | -3.9 | 6.5 | 5 | 6.1 | 2.8 | 12.6 | 6 | 8.1 | -9.6 | -3.9 | -10 | 4 | -3 | 14.4 | 13.9 | 23.9 | 18.9 | 16.7 | 15.9 | 17.2 | 12.8 | 6.1 | -0.6 | 20 | 18.3 | -22.8 | -30.6 | -3.3 | -7.2 | -1.1 | -5 | 0.7 | -1.2 | -1.1 | -6.7 | 1.7 | -0.3 | 9.4 | 4.4 | 7.8 | -2.2 | -7.2 | -16.7 | -20 | -22 | -23.9 | -29.4 | 2.2 | -0.6 | 2.2 | 0 | -11.3 | -16 | -6.7 | -7.8 | -25 | -27.2 | -18.9 | -22.8 | 1.7 | -0.6 | 4.4 | 2.8 | 3.3 | 1.7 | 15.6 | 14.4 | -4.4 | -8.2 | 0.2 | -2.5 | 3.9 | 2.2 | 9.6 | 6.2 | 0.6 | -6.1 | -27.2 | -29.4 | 1.1 | -3.9 | 2.8 | -5 | -0.6 | -6.7 | 3.9 | -2.2 | -2.8 | -5.6 | 2.8 | -4.4 | -5.6 | -9.4 | -6 | -11.3 | 0.6 | -2.2 | -5.6 | -7.2 | 5 | 4.4 | -10 | -15 | 3.5 | -0.9 | 3.3 | -1.3 | 1.1 | -6.7 | 0 | -2.2 | -2 | -7 | 5.6 | 4.4 | -0.6 | -10.6 | -21.7 | -28.9 | 11.7 | 11.1 | 12.2 | 10 | -5 | -12.2 | 21.7 | 20.6 | 2.2 | -4.4 | 4.4 | -1.7 | 13.3 | 12.2 | 7.2 | 4.4 | -2.2 | -3.9 | -2 | -4.6 | -7.8 | -15.6 | 3.9 | 1.7 | -1.1 | -3.3 | -2.8 | -2.8 | 5 | 3.7 | 1.9 | -9.4 | -7.2 | -13.3
-28 | -30 | -15.6 | -17.2 | 5 | -2.8 | 7.2 | -0.6 | 11.1 | -3.7 | 13.9 | -10 | 6 | 3 | 11.7 | 7.8 | 20.6 | -4.4 | 7.8 | 6.1 | 6.7 | 2.8 | 15 | 6.7 | 9.1 | -8.8 | -1.7 | -10.6 | 7 | -3 | 15 | 14.4 | 24.4 | 17.8 | 17.2 | 16.1 | 20 | 14.4 | 6.1 | -2.2 | 20.6 | 18.9 | -22.1 | -29 | -1.1 | -6.1 | -1.1 | -6.1 | 1.1 | -1.1 | 3.3 | -5.6 | 2.8 | 0.6 | 9.8 | 4.6 | 10 | -1.1 | -6.1 | -18.3 | -18 | -21 | -22.8 | -29.4 | 2.2 | -0.6 | 2.2 | -0.6 | -11.1 | -17.2 | -6.1 | -8.3 | -23.3 | -26.7 | -18.3 | -22.2 | 4.5 | 1.3 | 5.9 | 3.4 | 5.3 | 2.1 | 16.5 | 14.5 | -4.4 | -7.9 | 0.4 | -2.8 | 3.9 | 1.7 | 10 | 6.1 | 1.7 | -5.6 | -24.4 | -27.2 | 2.8 | -2.4 | 7.8 | -4.4 | 3.9 | -5 | 8.9 | -3.3 | -2.2 | -5 | 2.8 | -3.9 | -5 | -8.9 | -5.6 | -12.2 | 1.1 | -2.8 | -3.3 | -6.1 | 5.6 | 5 | -10 | -16 | 3.3 | -1.7 | 3.3 | -1.7 | 2.2 | -6.7 | 1.1 | -2.2 | -2 | -7 | 6.1 | 5 | 1.7 | -10 | -20 | -28.3 | 12.2 | 11.1 | 13.3 | 11.1 | -2.2 | -11.7 | 22.6 | 20.2 | 4.4 | -3.9 | 7 | -1.2 | 16.7 | 13.9 | 11.1 | 6.1 | -2.2 | -3.3 | -1.1 | -4.4 | -6.1 | -14.4 | 4.4 | 2.2 | 0.6 | -1.7 | -2.2 | -2.2 | 5.6 | 4.4 | 5.9 | -9.2 | -2.2 | -10.6
-25 | -28 | -16.1 | -17.8 | 6.1 | -3.3 | 10.6 | -0.6 | 13.3 | -5 | 15 | -11.7 | 6 | 4 | 15 | 7.8 | 22.8 | -3.9 | 8.7 | 5.6 | 7.2 | 2.8 | 15.7 | 7.5 | 10 | -10 | 0 | -12.2 | 8 | -3 | 15.6 | 14.4 | 25 | 16.1 | 19.1 | 16.9 | 20.6 | 14.4 | 6.1 | -2.2 | 20 | 18.3 | -21.3 | -27.9 | 0 | -6.1 | -1.7 | -7.8 | 3.1 | -0.2 | 7.2 | -5.6 | 4.3 | 1.5 | 10.2 | 5 | 10.6 | -2.2 | -5.6 | -19.4 | -17 | -19 | -21.7 | -28.3 | 3.3 | -0.6 | 2.8 | 1.1 | -10.2 | -16.9 | -5.6 | -7.8 | -22.8 | -26.1 | -17.2 | -21.7 | 7.2 | 2.9 | 7.4 | 4 | 7.4 | 2.3 | 17.4 | 14.5 | -4.4 | -8.3 | 0.6 | -3.3 | 4.4 | 2.2 | 10.9 | 6.5 | 3.3 | -5 | -21.7 | -25 | 4.4 | -1.6 | 10.6 | -4.4 | 6.7 | -1.7 | 10.6 | -4.4 | -0.6 | -4.4 | 3.3 | -3.9 | -3.9 | -8.3 | -5.4 | -11.4 | 1.1 | -1.7 | -1.1 | -6.1 | 6.1 | 5.6 | -9 | -13 | 3.7 | -1.6 | 3.9 | -1.5 | 2.8 | -6.7 | 2.8 | -2.2 | -1 | -7 | 6.7 | 5.6 | 2.2 | -10 | -18.3 | -26.7 | 12.2 | 11.1 | 13.9 | 11.1 | 0 | -12.8 | 23.5 | 19.7 | 5.6 | -4.4 | 9.6 | -1.8 | 21.1 | 15 | 15.6 | 6.1 | -1.1 | -3.3 | 0 | -3.6 | -5.6 | -12.8 | 6.7 | 2.8 | 1.1 | -0.6 | -1.7 | -1.7 | 8.9 | 6.7 | 10 | -11.1 | -0.6 | -8.9
-23 | -27 | -14.4 | -15.6 | 6.1 | -4.4 | 13.3 | -0.6 | 14.1 | -4.1 | 16.1 | -11.7 | 6 | 4 | 16.1 | 8.3 | 23.9 | -3.3 | 9.7 | 5.3 | 8.3 | 2.2 | 16.5 | 8.2 | 10.6 | -9.6 | 0.6 | -12.2 | 9 | -2 | 16.7 | 15 | 26.1 | 17.2 | 20.9 | 17.3 | 22.2 | 15.6 | 6.1 | -3.3 | 19.4 | 17.8 | -20.6 | -27.8 | 1.1 | -5 | -1.7 | -7.2 | 5.2 | 0.9 | 10.6 | -5 | 5.7 | 2.5 | 10.6 | 5 | 11.1 | -2.2 | -3.9 | -19.4 | -15 | -17 | -20 | -27.8 | 3.9 | -1.1 | 2.8 | 1.1 | -9.2 | -17.3 | -5.6 | -7.8 | -20.6 | -25.6 | -16.7 | -22.2 | 10 | 4.4 | 8.9 | 4.4 | 9.4 | 2.2 | 18.3 | 14.4 | -4 | -7.7 | 0.6 | -3.6 | 2.8 | 1.7 | 11.9 | 6.6 | 5 | -3.9 | -20.6 | -23.9 | 6.1 | -0.6 | 12.2 | -4.4 | 9.4 | -1.1 | 11.1 | -4.4 | 1.7 | -4.4 | 3.3 | -3.9 | -2.2 | -7.2 | -5.2 | -11.4 | 1.7 | -1.1 | 0 | -6.1 | 7.2 | 6.1 | -8 | -15 | 4 | -1.7 | 4.4 | -1.8 | 3.3 | -6.7 | 3.9 | -2.2 | -1 | -7 | 7.8 | 6.1 | 3.9 | -10.6 | -17.2 | -25.6 | 12.2 | 11.1 | 14.4 | 11.7 | 2.2 | -12.8 | 24.4 | 18.9 | 6.7 | -3.9 | 12.2 | -3.3 | 22.8 | 16.1 | 17.8 | 6.1 | -1.1 | -2.8 | 1.1 | -3.1 | -4.4 | -12.8 | 8.3 | 2.2 | 0.6 | -0.6 | -1.1 | -1.1 | 12.3 | 8.8 | 10.6 | -9.6 | 1.1 | -6.7
-22 | -26 | -15 | -16.7 | 7.8 | -4.4 | 15 | -2.2 | 14.8 | -4.4 | 17.2 | -10.6 | 6 | 4 | 16.7 | 8.3 | 25.6 | -4.4 | 10.6 | 4.4 | 8.3 | 4.4 | 17.2 | 8.9 | 11.1 | -10.4 | 1.1 | -11.7 | 11 | -2 | 18.3 | 15.6 | 26.1 | 17.2 | 22.8 | 17.8 | 19.4 | 16.1 | 5.6 | -5.6 | 19.4 | 17.8 | -20 | -26.7 | 2.2 | -2.8 | -1.1 | -7.2 | 7.2 | 1.7 | 12.2 | -5.6 | 7.2 | 3.3 | 10.8 | 6.8 | 12.2 | -1.7 | -2.8 | -18.9 | -13 | -16 | -18.3 | -32.8 | 4.4 | -0.6 | 3.3 | -0.6 | -8.3 | -19.4 | -4.4 | -6.7 | -19.4 | -25.6 | -15.6 | -21.7 | 10.4 | 4.3 | 10.4 | 4.3 | 10 | 2.4 | 19.8 | 14.6 | -3.7 | -7.7 | 0.6 | -4.1 | 2.2 | 1.1 | 12.8 | 6.7 | 6.1 | -3.9 | -18.9 | -23.3 | 7.6 | 0.3 | 14.4 | -4.4 | 10.6 | -2.8 | 11.1 | -4.4 | 3.3 | -4.4 | 3.9 | -2.8 | -0.6 | -6.7 | -5 | -12.2 | 1.7 | -1.1 | 1.1 | -5.6 | 7.2 | 6.1 | -10 | -13 | 4.4 | -2.2 | 5 | -2.2 | 3.9 | -7.8 | 5.6 | -2.2 | -2 | -6 | 9.4 | 7.2 | 5.6 | -9.4 | -15 | -23.9 | 12.8 | 11.1 | 15 | 12.2 | 3.9 | -12.2 | 24.4 | 19 | 7.8 | -2.8 | 13.1 | -3.2 | 23.9 | 16.1 | 20.6 | 5 | 0.6 | -2.8 | 2.2 | -3.3 | -4.4 | -9.4 | 8.9 | 2.8 | 1.1 | 0 | -0.7 | -0.8 | 15.6 | 10.6 | 11.1 | -10.4 | 3.3 | -8.9
-22 | -25 | -14.4 | -16.1 | 8.9 | -5 | 15.6 | -4.4 | 15.6 | -5 | 18.9 | -11.1 | 7 | 4 | 17.8 | 8.3 | 26.1 | -2.2 | 10.6 | 4.3 | 9.4 | 3.9 | 16.7 | 8.9 | 11.7 | -13.3 | 1.1 | -8.9 | 12 | -2 | 20.6 | 14.4 | 25.6 | 17.2 | 22.4 | 18 | 18.3 | 17.2 | 5.6 | -5 | 20 | 17.2 | -19.5 | -26.2 | 2.2 | -2.8 | -1.1 | -7.2 | 9.2 | 1.8 | 15.6 | -6.7 | 8.7 | 4.1 | 10.9 | 8.2 | 13.9 | -3.3 | -2.8 | -18.9 | -11 | -14 | -17.8 | -26.7 | 4.4 | -0.6 | 2.2 | -1.1 | -7.6 | -17.4 | -4.4 | -6.1 | -18.3 | -25 | -15.6 | -21.7 | 10.7 | 4.2 | 11.8 | 3.6 | 10.5 | 2.3 | 21.3 | 15 | -3.3 | -8.3 | 0.6 | -5.6 | 2.2 | 1.1 | 13.2 | 6.8 | 7.8 | -3.3 | -18.3 | -22.8 | 9.1 | 1.3 | 15.6 | -4.4 | 10 | -2.8 | 12.2 | -4.4 | 7.2 | -3.3 | 3.9 | -3.9 | -0.6 | -6.1 | -5.4 | -11 | 2.2 | -0.6 | 0.6 | -5 | 7.8 | 6.7 | -9 | -15 | 4.8 | -2.2 | 4.1 | -1.3 | 4.4 | -7.8 | 6.1 | -2.2 | -2 | -6 | 10 | 7.8 | 6.1 | -8.9 | -14.4 | -23.3 | 13.3 | 11.1 | 15.6 | 12.2 | 6.1 | -12.2 | 24.4 | 19.3 | 8.9 | -2.8 | 14.1 | -3.6 | 24.4 | 15.6 | 22.2 | 6.7 | 0.6 | -3.9 | 1.8 | -2.9 | -4.4 | -7.8 | 8.3 | 3.9 | 1.7 | 0 | -0.4 | -0.8 | 16 | 9.9 | 11.7 | -11.7 | 3.9 | -9.4
-22 | -25 | -12.8 | -14.4 | 9.4 | -4.4 | 15 | -6.1 | 14.3 | -3.5 | 19.4 | -11.1 | 6 | 4 | 17.8 | 8.3 | 26.7 | -3.3 | 10.6 | 4.3 | 9.4 | 2.2 | 16.1 | 9.1 | 11.1 | -12.3 | 1.1 | -8.9 | 13 | 0 | 21.1 | 14.4 | 25.6 | 16.7 | 22.1 | 17.9 | 16.7 | 15.6 | 6.1 | -5 | 21.1 | 15.6 | -18.9 | -26.7 | 2.8 | -2.8 | -1.1 | -8.9 | 11.3 | 2.1 | 16.7 | -6.1 | 10.2 | 4.6 | 11.1 | 9.4 | 13.9 | -3.3 | -2.2 | -17.8 | -9 | -11 | -17.2 | -25.6 | 3.3 | -1.1 | 1.7 | -2.8 | -6.8 | -17 | -4.4 | -6.7 | -18.3 | -25 | -15 | -21.7 | 11.1 | 3.9 | 13.3 | 2.8 | 11.1 | 2.2 | 22.8 | 15 | -3.5 | -8.5 | 0.2 | -5.3 | 1.7 | 1.1 | 13.5 | 6.4 | 8.3 | -3.9 | -17.2 | -22.8 | 10.6 | 2.2 | 16.7 | -4.4 | 9.4 | -1.7 | 11.7 | -5.6 | 10.6 | -2.2 | 4.4 | -4.4 | -1.1 | -5.6 | -5.7 | -10.8 | 2.2 | 0 | 0.6 | -5 | 8.3 | 7.2 | -10 | -16 | 5.2 | -2.5 | 3.1 | -0.8 | 3.9 | -8.9 | 6.7 | -2.2 | -2 | -5 | 10.6 | 7.8 | 6.7 | -9.4 | -13.9 | -22.2 | 12.8 | 11.1 | 16.1 | 12.8 | 7.2 | -13.3 | 24.4 | 19.4 | 8.9 | -2.8 | 15 | -5 | 23.9 | 15 | 23.3 | 4.4 | 0 | -5 | 1.5 | -2.8 | -3.9 | -7.2 | 8.3 | 3.3 | 1.7 | 0 | 0 | -0.6 | 16.3 | 8.8 | 10.4 | -10.3 | 4.4 | -9.4
-21 | -24 | -13.9 | -16.1 | 10 | -5 | 13.9 | -7.2 | 13 | -2.5 | 20 | -10 | 6 | 3 | 18.3 | 8.9 | 25.6 | -1.7 | 10.6 | 3.9 | 11.1 | 2.8 | 15.6 | 8.9 | 10.6 | -12.7 | 0 | -8.9 | 12 | 1 | 22.2 | 11.1 | 25 | 16.7 | 21.7 | 17.8 | 16.1 | 14.4 | 7.2 | -6.1 | 21.1 | 15 | -18.9 | -25.6 | 2.8 | -2.2 | -1.7 | -10.6 | 13.3 | 1.7 | 16.7 | -6.1 | 11.7 | 5 | 11.8 | 10.4 | 14.4 | -3.9 | -2.2 | -17.2 | -7 | -8 | -17.8 | -26.1 | 2.8 | 0 | 1.7 | -3.3 | -6.1 | -17.8 | -4.4 | -6.7 | -17.8 | -25 | -15.6 | -21.7 | 9.6 | 3.6 | 12.2 | 1.2 | 10 | 2.4 | 21.1 | 14.8 | -3.7 | -9.2 | -0.2 | -5.9 | 1.1 | 0.6 | 13.9 | 6.1 | 8.3 | -4.4 | -16.7 | -22.2 | 8.9 | 1.3 | 16.1 | -4.4 | 9.4 | -0.6 | 11.7 | -5 | 12.2 | -6.1 | 3.9 | -3.9 | -1.1 | -5 | -6.1 | -11.1 | 2.8 | 0.6 | -5.6 | -7.2 | 7.8 | 7.2 | -10 | -15 | 5.6 | -3.3 | 2.2 | -0.6 | 3.9 | -8.3 | 6.7 | -2.8 | -2 | -5 | 9.4 | 7.8 | 8.9 | -7.8 | -13.9 | -22.2 | 12.2 | 11.7 | 17.2 | 12.8 | 8.3 | -14.4 | 23.5 | 19.5 | 9.4 | -3.3 | 13.9 | -4.7 | 22.2 | 15 | 23.9 | 3.3 | 0 | -5 | 1.1 | -3.3 | -3.9 | -6.1 | 7.8 | 3.9 | 2.2 | 0 | -0.2 | -0.6 | 16.7 | 7.8 | 9.1 | -10.2 | 4.4 | -9.4
-21 | -25 | -16.7 | -18.9 | 8.3 | -6.1 | 12.2 | -6.7 | 11.7 | -2.8 | 20 | -9.4 | 6 | 3 | 17.8 | 8.9 | 23.9 | -0.6 | 10.4 | 4.3 | 10 | 5.6 | 13.9 | 7.9 | 10 | -15 | -0.6 | -8.3 | 11 | 2 | 21.7 | 10.6 | 24.4 | 16.7 | 20.8 | 18 | 16.1 | 14.4 | 6.7 | -7.2 | 21.7 | 15 | -18.9 | -25.6 | 1.7 | -2.8 | -2.8 | -10 | 12.4 | 2.8 | 15.6 | -5 | 10.8 | 5.4 | 12.6 | 11.4 | 13.3 | -1.7 | -2.8 | -17.8 | -6 | -7 | -19.4 | -26.1 | 2.2 | 0 | 1.7 | -1.1 | -6.5 | -15.2 | -5 | -7.2 | -18.9 | -25 | -16.1 | -22.8 | 8.2 | 3.3 | 11.1 | -0.1 | 8.9 | 2.5 | 19.5 | 14.4 | -3.9 | -11.1 | -0.6 | -7.2 | 0 | 0 | 11.5 | 6.5 | 7.2 | -4.4 | -16.7 | -21.7 | 7.3 | 0.5 | 15.6 | -4.4 | 4.4 | -3.3 | 10.6 | -5 | 11.7 | -10 | 3.3 | -3.3 | -1.1 | -5 | -6.8 | -10.7 | 2.2 | 0.6 | -9.4 | -11.7 | 8.3 | 8.3 | -10 | -16 | 4.1 | -3 | 1.5 | -1.2 | 2.2 | -8.9 | 3.9 | -2.8 | -2 | -4 | 9.4 | 8.3 | 8.3 | -8.9 | -15 | -23.3 | 12.8 | 11.7 | 18.3 | 12.2 | 8.9 | -15 | 22.6 | 19.6 | 8.3 | -3.3 | 12.8 | -4.6 | 21.7 | 13.9 | 22.8 | 3.3 | -2.8 | -6.7 | 0.9 | -3 | -3.9 | -5 | 6.1 | 2.8 | 2.8 | 0.6 | -0.4 | -0.5 | 16.5 | 7.5 | 7.8 | -11.7 | 3.9 | -6.7
-22 | -25 | -15.6 | -17.2 | 6.7 | -4.4 | 10 | -5.6 | 9.5 | -2.4 | 18.3 | -8.9 | 6 | 3 | 15.6 | 8.9 | 21.7 | -0.6 | 10.2 | 4.4 | 8.9 | 5.6 | 12.3 | 6.8 | 9.3 | -13.6 | -3.3 | -7.8 | 11 | 2 | 18.3 | 11.1 | 23.3 | 17.2 | 19.8 | 17.8 | 16.1 | 14.4 | 5 | -7.2 | 21.1 | 14.4 | -18.9 | -26.1 | 0 | -2.8 | -5 | -11.1 | 11.5 | 3.8 | 10 | -5 | 9.8 | 5.6 | 13.3 | 12.2 | 10.6 | -1.7 | -2.8 | -17.8 | -5 | -6 | -20 | -26.1 | 1.7 | -0.6 | 1.7 | -1.1 | -6.8 | -14.3 | -6.1 | -7.8 | -22.2 | -25.6 | -16.7 | -23.3 | 6.7 | 2.8 | 10 | -1.7 | 7.8 | 2.2 | 17.8 | 13.9 | -4.1 | -9.8 | -1 | -6.5 | 0.6 | 0.6 | 9.1 | 6.2 | 5.6 | -5.6 | -16.7 | -21.7 | 5.6 | -0.6 | 12.8 | -4.4 | 0.6 | -3.9 | 9.4 | -3.3 | 10.6 | -11.1 | 3.3 | -3.3 | -1.1 | -3.9 | -7.6 | -11 | 2.2 | 0.6 | -11.1 | -13.3 | 7.8 | 7.8 | -11 | -16 | 2.6 | -3.1 | 0.7 | -2.1 | 1.7 | -8.9 | 3.3 | -3.3 | -2 | -4 | 8.9 | 8.9 | 6.1 | -8.9 | -17.2 | -23.9 | 13.3 | 11.1 | 18.3 | 12.2 | 7.2 | -13.3 | 21.7 | 19.4 | 6.7 | -3.3 | 11.7 | -6.1 | 20.6 | 13.3 | 20.6 | 4.4 | -4.4 | -7.8 | 0.8 | -3.2 | -3.9 | -5.6 | 5.6 | 2.8 | 5.6 | 0 | -0.6 | -0.6 | 16.3 | 7.3 | 4.8 | -8.3 | 1.7 | -7.2
-23 | -26 | -17.8 | -20 | 5.6 | -3.9 | 6.7 | -6.1 | 7.2 | -2.7 | 15.6 | -7.2 | 6 | 2 | 13.9 | 8.3 | 20 | -1.1 | 10 | 4.4 | 8.9 | 5 | 10.6 | 5.6 | 8.5 | -13.6 | -2.8 | -7.2 | 9 | 3 | 14.4 | 13.3 | 22.8 | 17.2 | 18.9 | 17.8 | 15.6 | 14.4 | 3.9 | -6.7 | 21.1 | 13.9 | -18.9 | -25.2 | -1.1 | -3.3 | -5 | -10.6 | 10.6 | 4.4 | 7.2 | -5.6 | 8.9 | 5.6 | 12.4 | 11.5 | 11.1 | -2.8 | -3.3 | -18.3 | -3 | -5 | -21.1 | -26.7 | 1.1 | -0.6 | 1.7 | -3.3 | -7.2 | -14.4 | -7.2 | -8.9 | -22.8 | -25.6 | -17.2 | -23.9 | 6.3 | 1.6 | 9.3 | -1.3 | 7.6 | 1.9 | 16.7 | 13.6 | -4.2 | -9.5 | -1.3 | -6.6 | 0.6 | -0.6 | 6.7 | 5.6 | 5 | -5.6 | -17.2 | -21.1 | 3.9 | -1.3 | 7.8 | -5.6 | 0 | -4.4 | 7.8 | -3.3 | 10 | -11.1 | 2.8 | -2.8 | -0.6 | -2.8 | -8.3 | -11.7 | 2.8 | 0.6 | -12.8 | -15 | 8.3 | 7.8 | -11 | -17 | 1.1 | -3.9 | 0 | -3.3 | 1.7 | -11.7 | 2.8 | -3.3 | -2 | -3 | 8.3 | 8.3 | 4.4 | -8.9 | -18.9 | -24.4 | 13.9 | 11.1 | 18.3 | 12.8 | 1.1 | -12.8 | 21.1 | 19.4 | 6.1 | -3.3 | 10.6 | -4.4 | 18.9 | 12.2 | 18.3 | 4.4 | -6.7 | -8.3 | 0.6 | -3.9 | -3.9 | -5 | 5 | 2.2 | 5.6 | 0 | -0.8 | -0.8 | 16.1 | 6.7 | 1.9 | -7.8 | 0 | -7.8
-22 | -25 | -17.8 | -20 | 5 | -3.9 | 6.7 | -5.6 | 5 | -3.9 | 13.9 | -6.7 | 6 | 2 | 11.1 | 7.8 | 18.9 | -1.7 | 9.8 | 4.8 | 8.3 | 5 | 9.8 | 4.4 | 7.8 | -15.6 | -3.3 | -7.8 | 8 | 3 | 13.9 | 13.3 | 21.7 | 17.2 | 19.1 | 17.8 | 15.6 | 14.4 | 3.3 | -6.7 | 20.6 | 13.3 | -18.9 | -25 | -1.1 | -4.4 | -5 | -10 | 10.4 | 4.3 | 7.8 | -6.1 | 8.9 | 6 | 11.5 | 10.8 | 10 | -3.3 | -4.4 | -18.3 | -2 | -3 | -22.2 | -26.7 | 0.6 | -0.6 | 1.1 | -3.9 | -7 | -12 | -7.8 | -10.6 | -23.3 | -25.6 | -17.2 | -23.9 | 6 | 0.3 | 8.5 | -0.9 | 7.4 | 1.5 | 15.5 | 13.2 | -4.4 | -10 | -1.7 | -7.2 | 0.6 | 0 | 5.9 | 5 | 4.4 | -5.6 | -20 | -23.3 | 2.3 | -2 | 7.2 | -5 | -2.2 | -5 | 7.8 | -3.9 | 8.9 | -10.6 | 2.8 | -2.8 | -0.6 | -3.3 | -9.1 | -11.9 | 1.7 | 1.1 | -12.8 | -16.7 | 7.8 | 7.8 | -11 | -15 | 0.5 | -3.8 | -0.4 | -3.5 | 0.6 | -10.6 | 1.1 | -3.3 | -2 | -3 | 8.3 | 8.3 | 0.6 | -7.2 | -20 | -25.6 | 15.6 | 11.1 | 17.2 | 11.7 | 0 | -12.8 | 20.6 | 19.6 | 5.6 | -3.3 | 9.4 | -4 | 17.2 | 10 | 17.8 | 6.1 | -7.2 | -11.1 | 0.6 | -2.5 | -3.9 | -5 | 4.4 | 1.7 | 6.1 | 0 | -0.9 | -0.9 | 15.4 | 7.7 | -1.1 | -8.9 | -1.7 | -8.3
-22 | -25 | -19.4 | -22.2 | 4.4 | -3.9 | 4.4 | -5.6 | 4.1 | -3.4 | 12.2 | -5 | 6 | 2 | 10.6 | 6.7 | 18.3 | -1.7 | 9.6 | 4.8 | 8.3 | 5.6 | 9.1 | 3.5 | 5 | -11.5 | -2.8 | -7.2 | 7 | 3 | 13.9 | 13.3 | 21.7 | 16.7 | 19.2 | 17.7 | 15.6 | 15 | 3.3 | -5.6 | 20.6 | 12.8 | -18.9 | -25.6 | -1.7 | -5 | -5 | -10.6 | 10.2 | 4.1 | 7.2 | -5.6 | 8.9 | 6.4 | 10.6 | 10 | 9.4 | -3.3 | -5 | -18.9 | -2 | -4 | -22.2 | -26.7 | 0.6 | 0 | 0 | -6.1 | -6.9 | -10.9 | -7.8 | -10.6 | -27.2 | -29.4 | -17.8 | -23.9 | 5.6 | -1.1 | 7.8 | -1.1 | 7.2 | 1.1 | 14.4 | 12.8 | -5 | -8.9 | -1.9 | -6.8 | 0.6 | 0 | 5.2 | 4.5 | 3.3 | -6.7 | -21.1 | -23.9 | 0.6 | -3.3 | 5.6 | -4.4 | -2.8 | -6.1 | 7.2 | -3.3 | 8.3 | -11.1 | 2.8 | -2.8 | 0 | -2.2 | -9.8 | -12.4 | 2.2 | 1.7 | -14.4 | -18.9 | 8.3 | 8.3 | -11 | -14 | 0 | -4.1 | -0.7 | -4.3 | 0 | -10.6 | 0.6 | -3.3 | -1 | -3 | 7.2 | 7.2 | 3.3 | -8.3 | -18.9 | -24.4 | 13.9 | 11.7 | 16.1 | 10.6 | -0.6 | -12.2 | 20 | 19.4 | 3.3 | -3.3 | 8.3 | -4.4 | 16.7 | 7.2 | 14.4 | 7.8 | -9.4 | -12.2 | 0.6 | -1.7 | -3.3 | -5 | 3.3 | 1.7 | 5.6 | 0 | -1.1 | -1.1 | 14.6 | 8.4 | -1.5 | -8.3 | -1.7 | -8.3
-23 | -26 | -20 | -22.2 | 5 | -3.9 | 3.3 | -5 | 3.1 | -3.7 | 11.1 | -4.4 | 5 | 2 | 10 | 6.7 | 17.8 | -2.2 | 9.4 | 5 | 7.2 | 4.4 | 8.3 | 2.2 | 2.2 | -10.7 | -2.8 | -7.2 | 7 | 3 | 12.8 | 12.2 | 21.1 | 17.2 | 19.4 | 17.8 | 15.6 | 15 | 3.3 | -6.7 | 20.6 | 12.8 | -18.9 | -24.6 | -2.2 | -5 | -5 | -9.4 | 10 | 3.9 | 5 | -5.6 | 8.9 | 6.7 | 9.8 | 8.9 | 8.3 | -3.9 | -4.4 | -17.2 | -1 | -3 | -23.3 | -27.3 | 0 | 0 | 0 | -5.6 | -6.7 | -10 | -8.3 | -10.6 | -27.2 | -29.4 | -18.9 | -24.4 | 5.2 | -1.7 | 5.4 | -2.1 | 7.2 | 0.2 | 14.4 | 12.5 | -5.5 | -8.7 | -2 | -6.9 | 0.6 | 0 | 4.4 | 3.9 | 2.8 | -7.2 | -21.7 | -23.9 | 1 | -2.7 | 2.2 | -5.6 | -3.3 | -6.7 | 6.7 | -2.8 | 8.9 | -10.6 | 2.8 | -2.8 | 0 | -2.2 | -10.6 | -13.3 | 2.2 | 1.1 | -15 | -18.9 | 8.9 | 8.3 | -11 | -17 | -0.6 | -5 | -1.1 | -5.6 | -0.6 | -11.1 | -0.6 | -3.3 | -1 | -3 | 6.7 | 6.7 | 2.8 | -8.9 | -19.4 | -25 | 12.8 | 12.8 | 15.6 | 10 | -0.6 | -12.2 | 20 | 19.4 | 3.3 | -2.8 | 8.1 | -3.9 | 15 | 5 | 14.4 | 11.1 | -10 | -11.7 | 0.6 | -1.1 | -3.3 | -4.4 | 4.4 | 1.7 | 5.6 | 0 | -1.3 | -1.3 | 13.9 | 8.9 | -1.8 | -8.6 | -0.6 | -6.1
-24 | -27 | -21.1 | -23.9 | 3.9 | -3.9 | 2.2 | -5.6 | 2.2 | -4.4 | 10.6 | -5 | 5 | 2 | 8.3 | 5.6 | 17.8 | -5 | 9.2 | 5 | 6.1 | 4.4 | 8.1 | 2.2 | -0.6 | -11.7 | -4.4 | -7.8 | 7 | 2 | 13.3 | 12.2 | 21.7 | 17.2 | 19.2 | 17.7 | 16.7 | 16.1 | 3.3 | -6.7 | 20 | 12.2 | -18.9 | -24.5 | -2.8 | -5.6 | -5 | -10 | 10.2 | 3.9 | 3.9 | -6.1 | 8.9 | 5.7 | 9.1 | 7.7 | 8.3 | -4.4 | -5 | -16.1 | -1 | -3 | -24.4 | -27.7 | 0 | -0.6 | 0 | -4.4 | -6.1 | -9.4 | -8.3 | -11.1 | -27.2 | -29.4 | -19.4 | -25 | 4.8 | -2.4 | 3 | -3.3 | 7.2 | -0.4 | 14.4 | 11.9 | -6.1 | -8.9 | -2.2 | -7.8 | 0 | 0 | 5 | 4.3 | 2.2 | -7.2 | -21.1 | -23.9 | 1.3 | -2.6 | 2.2 | -5 | -4.4 | -7.2 | 6.1 | -2.8 | 8.3 | -10 | 2.2 | -2.8 | 0 | -1.1 | -11 | -14.6 | 2.2 | -0.6 | -15.6 | -18.3 | 8.3 | 7.8 | -12 | -16 | -0.4 | -4.3 | -1.7 | -5.7 | -1.7 | -11.1 | -1.7 | -3.9 | -1 | -3 | 6.7 | 6.7 | 3.3 | -10 | -19.4 | -25 | 11.7 | 11.7 | 14.4 | 8.9 | -1.1 | -11.7 | 20 | 19 | 2.8 | -2.2 | 8 | -3.6 | 13.9 | 3.9 | 13.9 | 12.8 | -9.4 | -11.1 | 0.4 | -0.5 | -2.8 | -3.9 | 4.4 | 1.7 | 5 | 0 | -1.5 | -1.5 | 14.1 | 9.4 | -2.2 | -10 | -2.2 | -7.2
-25 | -27 | -20.6 | -23.3 | 3.3 | -3.9 | 0.6 | -5 | 1.8 | -4 | 9.4 | -3.3 | 4 | 1 | 6.7 | 5 | 16.1 | -3.3 | 9.1 | 5.1 | 6.1 | 4.4 | 7.6 | 2.1 | -0.8 | -10.4 | -3.9 | -8.9 | 6 | 1 | 11.7 | 11.1 | 21.7 | 17.2 | 19.1 | 17.8 | 16.7 | 16.7 | 2.8 | -6.7 | 19.4 | 11.1 | -18.9 | -25 | -2.8 | -6.1 | -6.1 | -11.1 | 10.4 | 4.1 | 3.9 | -4.4 | 8.9 | 4.5 | 8.3 | 6.7 | 8.3 | -5.6 | -5 | -16.1 | 0 | -2 | -24.4 | -27.9 | 0 | 0 | 0 | -4.4 | -5.6 | -9.2 | -8.3 | -11.7 | -28.9 | -31.1 | -19.4 | -24.4 | 4.4 | -3.9 | 0.6 | -5.6 | 7.2 | -1.7 | 14.4 | 11.7 | -6.1 | -8.5 | -2.4 | -6.6 | 0 | 0 | 5.5 | 4.6 | 1.7 | -7.8 | -21.7 | -23.9 | 1.7 | -2.8 | 2.2 | -5 | -3.3 | -7.2 | 7.2 | -2.8 | 7.8 | -10.6 | 1.1 | -2.8 | 0.6 | -0.6 | -11.3 | -16.3 | 1.1 | -2.2 | -15.6 | -19.4 | 7.2 | 7.2 | -12 | -16 | -0.2 | -4.1 | -2.2 | -6.4 | -2.8 | -11.7 | -1.1 | -3.3 | -1 | -3 | 6.7 | 6.7 | 2.2 | -10 | -20 | -25 | 11.7 | 11.7 | 13.9 | 5.6 | -1.1 | -12.2 | 20 | 18.9 | 4.4 | -2.2 | 7.8 | -4.4 | 12.8 | 2.2 | 9.4 | 8.9 | -9.4 | -11.7 | 0.2 | -0.3 | -2.8 | -3.9 | 3.3 | 2.2 | 6.7 | 0 | -1.7 | -1.7 | 14.2 | 9.7 | -1.8 | -9 | -2.8 | -8.3
-26 | -28 | -15.6 | -17.8 | 3.3 | -3.9 | 2.2 | -5 | 1.5 | -4.2 | 8.9 | -3.3 | 2 | 0 | 6.7 | 4.4 | 17.2 | -4.4 | 8.9 | 5 | 6.7 | 4.4 | 7.1 | 2 | -0.9 | -10 | -3.3 | -7.8 | 6 | 0 | 11.7 | 11.1 | 21.7 | 17.2 | 18.9 | 17.8 | 17.2 | 15.6 | 1.7 | -6.1 | 19.4 | 13.3 | -19.6 | -24.8 | -3.3 | -6.7 | -6.7 | -11.1 | 10.6 | 3.9 | 0.6 | -3.9 | 8.9 | 3.3 | 7.8 | 6 | 7.8 | -5 | -5.6 | -16.1 | -4 | -6 | -26.7 | -28.3 | 0.6 | -0.6 | -1.1 | -8.3 | -5 | -9.4 | -8.3 | -11.1 | -28.9 | -31.7 | -21.7 | -25.6 | 1.8 | -4.7 | -1.5 | -6.6 | 4.2 | -4.7 | 14 | 12.1 | -6.1 | -8.5 | -2.6 | -6.1 | 0.6 | 0 | 6.1 | 5 | 1.1 | -8.3 | -19.4 | -22.2 | 1.5 | -2.3 | 0.6 | -5 | -3.9 | -7.8 | 6.1 | -2.2 | 7.8 | -10.6 | 1.1 | -3.3 | 0.6 | -0.6 | -11.7 | -18.9 | 0.6 | -2.2 | -16.1 | -20.6 | 6.7 | 6.7 | -11 | -16 | 0 | -4.4 | -2.8 | -7.8 | -3.9 | -11.7 | 0 | -2.8 | -1 | -3 | 7.2 | 7.2 | 1.7 | -10 | -16.7 | -22.2 | 11.7 | 11.7 | 12.8 | 3.3 | -3.3 | -11.7 | 19.6 | 18.8 | 4.4 | -2.2 | 7.4 | -3.6 | 11.7 | -0.6 | 8.3 | 7.8 | -8.9 | -11.7 | 0 | 0 | -2.8 | -3.3 | 1.7 | 1.7 | 3.9 | 0 | -2.1 | -2.1 | 14.4 | 10 | -1.5 | -9.3 | -1.7 | -7.8
-25 | -27 | -16.7 | -18.3 | 3.3 | -3.9 | 1.7 | -5 | 1.1 | -5 | 7.8 | -3.3 | 2 | 0 | 6.1 | 3.9 | 16.1 | -4.4 | 8.9 | 5.1 | 5 | 3.3 | 6.7 | 2 | -1.1 | -11.1 | -5.6 | -8.9 | 7 | 1 | 11.1 | 10.6 | 21.7 | 16.7 | 18.3 | 17 | 16.7 | 13.3 | 1.7 | -5.6 | 20 | 11.7 | -20.4 | -25.6 | -3.9 | -6.1 | -6.7 | -11.1 | 10.2 | 5 | -0.6 | -3.9 | 7.6 | 2.9 | 7.2 | 5.2 | 7.2 | -4.4 | -5.6 | -16.1 | -9 | -11 | -26.7 | -28.6 | 0.6 | 0 | -2.2 | -9.4 | -5 | -8.2 | -8.9 | -11.1 | -29.4 | -32.8 | -22.8 | -27.2 | -0.7 | -6.3 | -3.5 | -8.2 | 1.3 | -7.8 | 13.7 | 12.5 | -6.1 | -8.9 | -2.8 | -6.1 | 0.6 | -0.6 | 5 | 4 | 1.1 | -8.9 | -18.3 | -21.1 | 1.3 | -2 | -0.6 | -5.6 | -6.7 | -10.6 | 7.2 | -2.2 | 7.8 | -10 | 0.6 | -3.3 | 0 | -0.6 | -11.5 | -17.2 | 0.6 | -2.2 | -16.7 | -20 | 6.7 | 6.1 | -11 | -16 | -0.4 | -3.2 | -3 | -7.8 | -3.9 | -11.7 | -0.6 | -2.8 | -1 | -3 | 7.2 | 7.2 | 0.6 | -10 | -15 | -21.7 | 12.2 | 12.2 | 11.1 | 1.7 | -3.3 | -10.6 | 19.3 | 19 | 4.4 | -2.8 | 7.1 | -3.6 | 11.1 | -2.8 | 8.9 | 8.3 | -8.3 | -11.1 | 0 | 0 | -2.8 | -3.3 | 1.7 | 1.7 | 4.4 | 0 | -2.4 | -2.4 | 15.2 | 10.2 | -1.1 | -10.6 | -0.6 | -7.2
-25 | -27 | -15.6 | -17.2 | 2.8 | -3.9 | 1.1 | -5.6 | 1.1 | -4.7 | 7.2 | -3.3 | 2 | 0 | 5.6 | 3.9 | 16.1 | -4.4 | 8.9 | 5.1 | 4.4 | 3.3 | 6.4 | 1.9 | 0.4 | -10.6 | -5.6 | -9.4 | 6 | 0 | 9.4 | 9.4 | 21.1 | 15.6 | 17.8 | 16.3 | 16.1 | 13.3 | 1.7 | -5.6 | 19.4 | 10 | -21.1 | -26.7 | -3.9 | -7.2 | -7.2 | -11.1 | 9.8 | 6 | -1.7 | -5.6 | 6.3 | 2.2 | 6.7 | 4.4 | 7.8 | -3.9 | -6.1 | -15.6 | -12 | -15 | -26.7 | -29 | 0.6 | 0 | -2.2 | -8.3 | -5 | -7.6 | -8.9 | -11.1 | -31.1 | -33.9 | -22.8 | -26.7 | -3.3 | -8.9 | -5.6 | -10.6 | -1.7 | -12.8 | 13.3 | 12.8 | -9.4 | -12.3 | -3.7 | -6.3 | 0 | -1.1 | 3.9 | 2.7 | 1.1 | -8.9 | -18.3 | -21.1 | 1.1 | -2.2 | 0 | -5 | -7.2 | -10 | 5.6 | -2.2 | 7.2 | -14.4 | 0 | -3.3 | 0.6 | -0.6 | -11.3 | -16.3 | 0.6 | -2.8 | -17.2 | -19.4 | 6.7 | 5.6 | -11 | -17 | -0.7 | -2.6 | -3.1 | -8.5 | -4.4 | -12.2 | -0.6 | -2.8 | -1 | -3 | 7.2 | 7.2 | -1.1 | -8.9 | -13.9 | -21.1 | 12.2 | 12.2 | 10 | 1.7 | -2.8 | -11.1 | 18.9 | 18.9 | 3.9 | -3.3 | 6.7 | -3.9 | 9.4 | -3.9 | 7.8 | 7.8 | -8.9 | -12.2 | 0 | 0 | -2.8 | -3.3 | 2.2 | 2.2 | 4.4 | 0 | -2.8 | -2.8 | 15.9 | 10 | -0.9 | -9.5 | -2.2 | -7.2
-25 | -27 | -16.1 | -18.3 | 1.7 | -3.9 | -0.6 | -6.7 | 1.1 | -4.9 | 6.7 | -2.8 | 2 | 1 | 5 | 3.9 | 16.1 | -5 | 8.9 | 5 | 5 | 3.9 | 6.2 | 1.8 | 1.8 | -11.7 | -6.1 | -10 | 7 | -1 | 9.4 | 9.4 | 20.6 | 14.4 | 17.2 | 15.6 | 16.1 | 12.8 | 1.7 | -5 | 19.4 | 11.1 | -21.5 | -26.5 | -4.4 | -7.2 | -7.8 | -11.1 | 9.4 | 6.7 | -3.3 | -6.1 | 5 | 1.7 | 6.5 | 4.2 | 7.2 | -3.9 | -6.1 | -15.6 | -15 | -17 | -28.3 | -29.2 | 0.6 | 0 | -2.8 | -8.3 | -5 | -7.2 | -10 | -12.2 | -30 | -33.3 | -22.8 | -26.7 | -4.4 | -9 | -6.1 | -10.5 | -3.2 | -11.4 | 13.9 | 13.3 | -12.8 | -16.2 | -4.7 | -6.9 | -1.7 | -2.8 | 2.8 | 1.7 | 1.7 | -7.8 | -17.8 | -20.6 | 1.1 | -1.9 | 0 | -5 | -7.8 | -10.6 | 6.7 | -2.2 | 6.1 | -11.7 | 0 | -3.3 | 0.6 | -0.6 | -11.1 | -16.1 | 0.6 | -3.3 | -17.2 | -20 | 6.7 | 5.6 | -11 | -17 | -1.1 | -2.2 | -3.3 | -10 | -4.4 | -12.2 | -0.6 | -2.8 | -2 | -3 | 7.2 | 7.2 | -1.7 | -9.4 | -13.3 | -20 | 11.7 | 11.7 | 8.3 | 0.6 | -2.2 | -9.4 | 19.3 | 19.2 | 3.9 | -3.9 | 5.8 | -2.9 | 8.3 | -3.9 | 8.9 | 8.9 | -6.7 | -10.6 | 0 | 0 | -2.2 | -3.3 | 2.2 | 2.2 | 4.4 | 0 | -3.2 | -3.2 | 16.7 | 10 | -0.8 | -9.9 | -3.3 | -9.4
-26 | -28 | -16.7 | -18.3 | 2.2 | -3.9 | -1.1 | -7.2 | 1.1 | -6.1 | 6.7 | -3.3 | 3 | 1 | 4.4 | 2.8 | 13.3 | -3.9 | 8.9 | 5.1 | 4.4 | 3.3 | 6.1 | 1.8 | 3.3 | -15.6 | -6.7 | -10 | 7 | -1 | 8.9 | 8.9 | 20 | 15 | 16.7 | 15.3 | 15.6 | 12.2 | 2.2 | -5.6 | 19.4 | 11.1 | -21.8 | -26.8 | -4.4 | -7.2 | -7.2 | -11.7 | 9.6 | 6.9 | -3.9 | -6.7 | 4.4 | 0 | 6.3 | 3.8 | 6.7 | -3.3 | -6.1 | -15 | -17 | -20 | -27.8 | -29.6 | 0.6 | 0 | -2.8 | -8.3 | -4.8 | -6.6 | -10.6 | -12.8 | -30.6 | -32.8 | -23.3 | -26.7 | -5.6 | -10.2 | -6.7 | -11.1 | -4.6 | -11.2 | 14.4 | 13.5 | -16.1 | -20.6 | -5.6 | -7.8 | -2.8 | -4.4 | 2.4 | 1.4 | 1.1 | -7.2 | -16.7 | -19.4 | 1.1 | -1.9 | -1.7 | -5.6 | -8.3 | -11.1 | 5.6 | -2.2 | 6.1 | -13.9 | -1.7 | -3.9 | 0.6 | 0 | -10.9 | -16.1 | -2.2 | -5.6 | -17.8 | -20 | 6.1 | 5 | -11 | -17 | -0.9 | -2 | -3.9 | -9.4 | -3.9 | -13.3 | 0 | -2.2 | -2 | -4 | 7.2 | 7.2 | -3.3 | -7.8 | -12.2 | -17.8 | 12.2 | 12.2 | 3.9 | 0 | -3.9 | -9.4 | 19.6 | 19.3 | 5.6 | -4.4 | 4.8 | -2.6 | 6.7 | -4.4 | 9.4 | 9.4 | -7.2 | -10.6 | 0.2 | 0.2 | -2.2 | -3.3 | 1.7 | 1.7 | 5 | 0 | -3.5 | -3.5 | 15.9 | 10.7 | -0.6 | -11.1 | -2.8 | -8.9
-27 | -28 | -16.7 | -18.3 | 0.6 | -3.9 | -2.8 | -7.2 | 0.7 | -5.3 | 6.1 | -2.8 | 3 | 1 | 3.9 | 2.8 | 16.7 | -6.1 | 8.9 | 5.1 | 3.9 | 3.3 | 5.7 | 1.8 | 3.5 | -12.7 | -7.2 | -10.6 | 7 | 1 | 8.3 | 8.3 | 20 | 15 | 16.1 | 14.8 | 15.6 | 10.6 | 1.7 | -5.6 | 19.4 | 11.1 | -22.2 | -27.8 | -5 | -8.3 | -7.2 | -11.1 | 9.8 | 7.1 | -5 | -7.8 | 3.9 | -1.6 | 6.1 | 3.3 | 6.7 | -2.8 | -6.1 | -14.4 | -18 | -21 | -28.3 | -30.6 | 0.6 | -0.6 | -3.3 | -8.3 | -4.6 | -6.2 | -11.1 | -13.3 | -32.8 | -36.7 | -24.4 | -27.8 | -6.7 | -11.7 | -7.2 | -12.2 | -6.1 | -12.2 | 15 | 13.9 | -17.2 | -21 | -6.9 | -9.2 | -3.9 | -5 | 2.1 | 1.4 | 0.6 | -7.2 | -15.6 | -17.8 | 1.1 | -2.2 | -2.2 | -5.6 | -7.8 | -10.6 | 5.6 | -2.2 | 3.3 | -7.8 | -2.8 | -5.6 | 0.6 | -0.6 | -10.8 | -17.1 | -2.2 | -5.6 | -16.7 | -20 | 5 | 4.4 | -11 | -16 | -0.8 | -2.2 | -4.4 | -9.7 | -5 | -13.9 | 0 | -2.2 | -2 | -4 | 7.2 | 7.2 | -2.2 | -6.7 | -10.6 | -13.9 | 12.2 | 12.2 | 2.2 | -0.6 | -3.9 | -9.4 | 20 | 19.4 | 5.6 | -4.4 | 3.9 | -2.8 | 6.1 | -4.4 | 10 | 10 | -7.8 | -10.6 | 0.4 | 0.4 | -1.7 | -2.2 | 0.6 | 0.6 | 4.4 | 0.6 | -3.9 | -3.9 | 15.2 | 11.4 | -0.2 | -9.5 | -2.8 | -6.7
-27 | -28 | -16.7 | -18.3 | -1.1 | -3.3 | -3.3 | -7.2 | 0.4 | -5.3 | 7.2 | -3.9 | 2 | 1 | 4.4 | 2.8 | 15.6 | -5.6 | 8.9 | 5 | 4.4 | 3.9 | 5.6 | 1.7 | 3.7 | -12.1 | -7.2 | -10.6 | 6 | 1 | 9.4 | 9.4 | 20 | 15.6 | 15.6 | 14.4 | 15 | 11.7 | 1.1 | -5.6 | 18.9 | 10.6 | -22.2 | -27.3 | -5.6 | -7.8 | -8.3 | -12.8 | 10 | 7.2 | -6.1 | -8.3 | 3.3 | -3.9 | 6.3 | 3.5 | 6.1 | -2.8 | -5.6 | -14.4 | -19 | -23 | -30 | -32.8 | 0 | -1.7 | -3.3 | -8.9 | -4.4 | -6.1 | -11.7 | -13.9 | -33.3 | -36.7 | -23.9 | -26.7 | -7.2 | -12.2 | -7 | -12.2 | -6.3 | -11.5 | 15.6 | 14.7 | -18.3 | -22 | -8.1 | -10.6 | -4.4 | -6.1 | 1.7 | 1.1 | 1.1 | -7.2 | -15 | -17.2 | 1.3 | -2 | -1.7 | -5.6 | -8.3 | -11.1 | 4.4 | -1.7 | 3.3 | -7.2 | -3.3 | -7.8 | 0.6 | -0.6 | -10.6 | -18.9 | -2.2 | -6.7 | -16.7 | -20 | 3.3 | 3.3 | -11 | -15 | -0.6 | -2.2 | -5 | -10.6 | -5 | -13.9 | 0.6 | -1.7 | -2 | -5 | 7.2 | 7.2 | -2.8 | -7.2 | -10 | -12.8 | 11.1 | 11.1 | 3.9 | 0 | -3.9 | -8.9 | 20.4 | 19.8 | 3.3 | -4.4 | 5 | -1.7 | 2.2 | -2.8 | 12.2 | 12.2 | -6.7 | -10 | 0.6 | 0.6 | -1.1 | -1.7 | 1.7 | 1.7 | 3.3 | 0.6 | -3.7 | -4.2 | 14.4 | 11.7 | 0.2 | -9.4 | -2.2 | -7.8
-27 | -30 | -16.7 | -18.9 | 2.2 | -1.1 | -2.8 | -7.2 | 0 | -6.1 | 6.7 | -3.3 | 2 | 1 | 5 | 3.3 | 16.7 | -5 | 9.1 | 5.5 | 6.1 | 3.9 | 8.7 | 2.9 | 3.9 | -12.8 | -6.7 | -10.6 | 8 | 3 | 11.1 | 11.1 | 20.6 | 16.7 | 16.1 | 13.6 | 13.9 | 11.1 | 1.1 | -5.6 | 20 | 9.4 | -22.2 | -27.5 | -6.7 | -7.8 | -8.9 | -12.8 | 10.4 | 7.3 | -6.1 | -8.3 | 1.5 | -5.6 | 6.5 | 3.5 | 6.7 | -0.6 | -5 | -14.4 | -20 | -23 | -30 | -32.8 | 0 | -1.1 | -3.3 | -8.3 | -4.2 | -5.3 | -12.2 | -13.9 | -32.2 | -35 | -24.4 | -27.2 | -7.8 | -13.5 | -6.9 | -12.8 | -6.5 | -11.6 | 16.1 | 15.5 | -19.4 | -23.3 | -9.4 | -12.8 | -5.6 | -5.6 | 5.4 | 4.2 | 0.6 | -6.7 | -13.9 | -16.1 | 1.5 | -2.3 | -0.6 | -4.4 | -6.7 | -10.6 | 6.7 | -2.2 | 1.1 | -2.8 | -4.4 | -7.8 | 1.1 | -0.6 | -10.4 | -17.1 | -2.2 | -6.1 | -16.1 | -18.9 | 3.9 | 3.3 | -11 | -15 | -0.6 | -2.1 | -5 | -10.5 | -5 | -13.9 | 0.6 | -0.6 | -2 | -5 | 7.2 | 7.2 | -2.2 | -6.7 | -10.6 | -12.8 | 11.1 | 11.1 | 6.7 | 2.2 | -3.9 | -8.9 | 20.7 | 19.9 | 5 | -3.9 | 6.1 | -1.1 | 3.3 | -2.2 | 11.7 | 11.7 | -7.8 | -11.1 | 1.1 | 1.1 | -1.1 | -1.7 | 1.1 | 1.1 | 3.3 | 0.6 | -3.5 | -4.5 | 14.4 | 11.8 | 0.6 | -10.6 | -0.6 | -7.2
-27 | -28 | -17.2 | -19.4 | 6.7 | -1.7 | -1.7 | -7.8 | 2.4 | -4.6 | 10.6 | -5.6 | 3 | 1 | 8.3 | 6.1 | 17.8 | -3.9 | 9.2 | 5.6 | 6.7 | 3.9 | 11.9 | 3.7 | 6.3 | -10.5 | -4.4 | -9.4 | 12 | 6 | 13.9 | 12.2 | 23.9 | 18.3 | 16.7 | 12.5 | 13.9 | 10 | 2.8 | -5.6 | 21.7 | 10.6 | -22.2 | -28.3 | -4.4 | -7.2 | -8.9 | -13.9 | 10.7 | 7.2 | -5 | -7.8 | -0.4 | -8.3 | 6.7 | 3.3 | 8.3 | 0 | -4.4 | -14.4 | -20 | -23 | -27.8 | -30 | 0 | -2.2 | -3.3 | -8.3 | -4.1 | -4.9 | -13.3 | -15.6 | -31.7 | -33.9 | -22.8 | -25.6 | -8.3 | -15.6 | -6.7 | -14.4 | -6.7 | -12.2 | 16.7 | 16.1 | -19.6 | -23.3 | -10.5 | -13.4 | -5.6 | -6.1 | 9.1 | 7.1 | 3.3 | -6.1 | -13.9 | -16.1 | 1.7 | -2.8 | 2.8 | -3.9 | -1.7 | -7.2 | 8.3 | -2.8 | 1.1 | -1.1 | -3.3 | -9.4 | 1.7 | 0 | -10.2 | -16.6 | -3.3 | -5.6 | -15 | -18.3 | 3.9 | 3.9 | -11 | -14 | -0.6 | -2.1 | -5 | -11.2 | -5 | -15.6 | 1.7 | 0.6 | -2 | -5 | 7.8 | 7.8 | 0.6 | -5 | -8.9 | -12.2 | 11.1 | 11.1 | 10 | 2.2 | -0.6 | -7.8 | 21.1 | 20 | 7.2 | -3.9 | 7.2 | -0.6 | 7.2 | -2.2 | 13.9 | 13.9 | -7.8 | -11.1 | 1.7 | 1.7 | 0 | -0.6 | 2.2 | 2.2 | 3.3 | 0 | -3.3 | -5 | 14.4 | 11.8 | 0.8 | -8.2 | -1.7 | -8.3
-26 | -27 | -18.3 | -20.6 | 9.4 | -1.7 | -0.6 | -7.2 | 4.8 | -4 | 13.9 | -6.1 | 4 | 1 | 11.7 | 8.3 | 21.7 | -3.3 | 9.4 | 6.1 | 7.2 | 3.9 | 15 | 3.9 | 8.7 | -10.5 | -2.8 | -8.3 | 14 | 7 | 14.4 | 12.2 | 24.4 | 17.8 | 17.2 | 11.1 | 14.4 | 9.4 | 5.6 | -4.4 | 23.3 | 10.6 | -21.7 | -27.4 | -2.2 | -6.7 | -9.4 | -15.6 | 11.1 | 7.2 | -2.8 | -7.8 | -2.2 | -12.2 | 7.4 | 3.6 | 8.9 | 0.6 | -3.3 | -14.4 | -20 | -22 | -23.9 | -25.6 | 0.6 | -1.7 | -3.9 | -6.7 | -3.9 | -4.4 | -13.9 | -16.7 | -27.8 | -29.4 | -21.1 | -25 | -7.2 | -14.3 | -6.7 | -13.8 | -5.6 | -12.8 | 17.8 | 16.7 | -19.8 | -23.6 | -11.7 | -14.7 | -6.1 | -6.7 | 12.8 | 10 | 4.4 | -5.6 | -12.8 | -15 | 3 | -2 | 6.1 | -3.9 | 3.3 | -5 | 11.7 | -3.3 | 3.9 | -6.7 | -2.8 | -8.9 | 1.7 | 0 | -10 | -16.7 | -3.3 | -5.6 | -13.3 | -16.7 | 5 | 4.4 | -10 | -14 | -0.6 | -2.2 | -5 | -12.8 | -5.6 | -16.7 | 1.7 | 1.1 | -2 | -5 | 8.9 | 8.9 | 3.9 | -6.7 | -6.7 | -11.1 | 11.7 | 11.7 | 11.1 | 2.2 | 3.9 | -7.2 | 22.6 | 19.8 | 10 | -3.9 | 7.8 | 0.7 | 10 | -3.9 | 14.4 | 14.4 | -5.6 | -10 | 2.2 | 2.2 | 0.6 | 0 | 3.3 | 2.2 | 3.3 | 0 | -2.6 | -4.4 | 14.4 | 11.7 | 0.9 | -7.2 | -0.6 | -7.2
-25 | -27 | -17.8 | -19.4 | 11.7 | -0.6 | 0 | -8.9 | 7.2 | -4.4 | 16.1 | -3.3 | 5 | 1 | 15 | 9.4 | 23.9 | -2.8 | 9.4 | 6.5 | 9.4 | 5 | 16.7 | 4.4 | 11.1 | -11.7 | -1.1 | -8.9 | 17 | 8 | 14.4 | 12.8 | 25 | 18.3 | 18.3 | 9.1 | 15.6 | 8.9 | 8.3 | -3.9 | 23.3 | 10.6 | -21.1 | -27 | -0.6 | -6.7 | -10 | -17.2 | 7.8 | 4.8 | -1.1 | -7.8 | -1.7 | -11.2 | 8.2 | 3.9 | 11.1 | 2.2 | -1.7 | -14.4 | -20 | -23 | -21.7 | -25.6 | 1.1 | -1.1 | -3.9 | -6.1 | -3.2 | -3.9 | -12.8 | -16.1 | -23.3 | -25.6 | -18.3 | -23.9 | -6.1 | -14.1 | -6.7 | -13.8 | -4.4 | -14.5 | 18.9 | 16.9 | -20 | -24.4 | -12.8 | -16.1 | -5.6 | -7.8 | 13.5 | 9.8 | 6.1 | -4.4 | -11.7 | -14.4 | 4.3 | -1.7 | 8.9 | -3.3 | 7.8 | -3.9 | 13.9 | -3.9 | 3.3 | -7.2 | -2.2 | -7.8 | 2.2 | 1.1 | -9.3 | -15.3 | -2.8 | -5 | -11.1 | -14.4 | 5 | 4.4 | -8 | -13 | 0.3 | -1.7 | -4.6 | -11.6 | -4.4 | -17.2 | 1.7 | 1.1 | -2 | -5 | 9.4 | 9.4 | 8.3 | -9.4 | -5.6 | -10.6 | 11.7 | 11.7 | 12.8 | 2.2 | 5.6 | -7.8 | 24.1 | 19.2 | 11.1 | -5 | 8.3 | 2.1 | 12.8 | -3.9 | 15.6 | 15 | -3.3 | -8.3 | 2.6 | 2.6 | 0.6 | -0.6 | 4.4 | 2.8 | 3.9 | -1.1 | -1.8 | -4 | 15.2 | 11.8 | 1.1 | -7.2 | 0 | -6.1
-22 | -25 | -16.7 | -18.3 | 13.9 | -1.1 | 0.6 | -8.3 | 7.9 | -4 | 18.9 | -3.3 | 6 | 1 | 16.7 | 10 | 24.4 | -1.7 | 9.4 | 7.2 | 12.2 | 4.4 | 18.3 | 4.5 | 11.8 | -10.5 | 0.6 | -7.8 | 17 | 6 | 14.4 | 13.3 | 26.1 | 18.9 | 19.5 | 6.3 | 16.1 | 8.9 | 11.1 | -3.3 | 23.3 | 11.7 | -20.6 | -27.2 | 0.6 | -6.1 | -10.6 | -16.1 | 4.4 | 1.9 | 1.1 | -7.2 | -1.1 | -11.4 | 8.9 | 3.9 | 11.1 | 2.8 | -1.1 | -14.4 | -19 | -23 | -17.8 | -23.3 | 1.1 | -1.7 | -3.3 | -7.8 | -2.4 | -3.5 | -11.7 | -15 | -21.1 | -24.4 | -18.3 | -23.9 | -5 | -15 | -6.7 | -15 | -3.3 | -18.9 | 20 | 17.2 | -20.2 | -24 | -13.3 | -16.3 | -4.4 | -7.2 | 14.3 | 9.4 | 7.2 | -3.9 | -10.6 | -13.3 | 5.6 | -1.7 | 10.6 | -3.3 | 10 | -1.1 | 13.9 | -3.9 | 2.2 | -4.4 | -0.6 | -5.6 | 3.9 | 3.3 | -8.5 | -14.6 | -2.2 | -5 | -9.4 | -13.3 | 5.6 | 4.4 | -8 | -12 | 1.3 | -1.3 | -4.3 | -11.4 | -6.1 | -16.1 | 2.2 | 1.1 | -2 | -5 | 8.9 | 8.9 | 10.6 | -12.8 | -5.6 | -10 | 12.2 | 12.2 | 13.9 | 2.2 | 7.8 | -7.8 | 25.6 | 18.3 | 12.8 | -6.7 | 8.9 | 3.3 | 13.9 | -3.9 | 16.7 | 15 | -2.2 | -8.3 | 2.9 | 2.9 | 0.6 | 0 | 5.6 | 2.8 | 3.9 | -1.7 | -1.1 | -3.9 | 15.9 | 11.9 | 0.7 | -6.1 | -0.6 | -5
-21 | -24 | -16.7 | -18.3 | 15.6 | -1.7 | 1.7 | -6.7 | 8.7 | -4 | 22.2 | -4.4 | 5 | 2 | 17.8 | 10 | 27.8 | -2.8 | 9.4 | 7.8 | 13.9 | 6.1 | 20 | 4.4 | 12.6 | -9.9 | 0 | -6.7 | 17 | 7 | 14.4 | 13.3 | 26.1 | 18.9 | 20.6 | 1.7 | 16.1 | 8.9 | 13.9 | -2.8 | 25 | 11.7 | -20 | -26.1 | 1.1 | -5 | -10.6 | -17.2 | 1.1 | -0.6 | 2.2 | -7.2 | -0.6 | -13.3 | 9.8 | 4.4 | 13.3 | 4.4 | 0 | -13.3 | -18 | -22 | -16.1 | -23.3 | 1.1 | -1.7 | -3.3 | -8.3 | -1.7 | -3.3 | -9.4 | -15.6 | -18.3 | -25.6 | -15.6 | -22.2 | -5 | -14 | -6.3 | -13.7 | -3.3 | -17.2 | 20.9 | 16.7 | -20.4 | -24 | -13.9 | -16.9 | -3.9 | -8.3 | 15 | 8.9 | 7.8 | -2.8 | -7.8 | -11.1 | 6 | -1 | 13.3 | -3.9 | 11.1 | -3.3 | 15 | -4.4 | 4.4 | -6.1 | 1.7 | -2.8 | 10 | 8.9 | -7.8 | -15 | -2.2 | -5 | -8.3 | -12.2 | 3.9 | 3.3 | -6 | -11 | 2.2 | -1.1 | -3.9 | -12.2 | -6.1 | -15.6 | 2.8 | 1.7 | -3 | -6 | 7.8 | 7.8 | 12.2 | -13.3 | -5 | -10 | 12.2 | 12.2 | 15 | 2.8 | 9.4 | -7.8 | 24.8 | 18 | 13.9 | -6.7 | 8.5 | 4.7 | 15 | -5 | 17.8 | 14.4 | -0.6 | -7.2 | 3.3 | 3.3 | 0.6 | -0.6 | 5.6 | 3.3 | 3.9 | -1.1 | -2 | -4.5 | 16.7 | 11.7 | 0.4 | -5.5 | 0.6 | -3.9
-21 | -23 | -16.1 | -18.3 | 16.1 | -2.2 | 1.7 | -6.7 | 9.4 | -5 | 23.3 | -5.6 | 5 | 2 | 18.3 | 9.4 | 27.8 | -3.3 | 9.6 | 8.1 | 15 | 3.9 | 18.9 | 5.7 | 13.3 | -11.1 | 1.1 | -7.2 | 17 | 6 | 13.9 | 13.3 | 26.1 | 19.4 | 20.8 | 1.1 | 16.7 | 8.9 | 15 | -3.3 | 25 | 11.7 | -19.5 | -25.4 | 1.7 | -6.1 | -10.6 | -18.9 | 0.7 | -1.3 | 4.4 | -6.7 | -0.6 | -12.4 | 10.8 | 4.7 | 15.6 | 5.6 | 1.1 | -13.3 | -18 | -22 | -15.6 | -22.2 | 0 | -2.2 | -3.9 | -7.8 | -1.3 | -3.2 | -10.6 | -15 | -17.2 | -26.1 | -15.6 | -22.2 | -5 | -14.5 | -6 | -13.4 | -3.3 | -17.2 | 21.9 | 16.4 | -20.6 | -24.4 | -14.4 | -17.8 | -3.9 | -10 | 14.8 | 9.6 | 8.9 | -2.8 | -5.6 | -9.4 | 6.3 | -0.8 | 15 | -3.9 | 13.9 | -1.1 | 15 | -4.4 | 5.6 | -7.2 | 2.8 | -4.4 | 11.1 | 8.9 | -7.8 | -13 | -2.2 | -5 | -7.2 | -11.1 | 5 | 3.9 | -7 | -13 | 2.2 | -1.6 | -4.3 | -11.6 | -5 | -17.2 | 4.4 | 2.8 | -3 | -6 | 8.3 | 8.3 | 13.3 | -14.4 | -2.8 | -7.2 | 12.8 | 12.8 | 15 | 2.2 | 10 | -8.3 | 24.1 | 17.6 | 15.6 | -7.2 | 8.2 | 6.2 | 15.6 | -6.1 | 17.8 | 14.4 | -0.6 | -7.8 | 3.5 | 3.5 | 0.6 | 0 | 6.7 | 3.3 | 3.9 | -1.7 | -3 | -5.5 | 16.5 | 11.9 | 0 | -6.1 | 1.1 | -5
-21 | -23 | -15.6 | -17.8 | 16.7 | -2.2 | 2.2 | -6.1 | 9.4 | -4.7 | 24.4 | -5 | 4 | 2 | 19.4 | 9.4 | 26.7 | -2.8 | 9.8 | 8.6 | 15 | 3.9 | 17.8 | 6.7 | 12.4 | -9.4 | 1.1 | -7.8 | 17 | 6 | 14.4 | 13.3 | 25 | 18.9 | 20.9 | -0.4 | 15 | 8.3 | 16.1 | -3.9 | 24.4 | 12.2 | -18.9 | -25.6 | 2.2 | -4.4 | -11.1 | -20.6 | 0.4 | -2.2 | 5.6 | -6.7 | -0.6 | -13 | 11.7 | 5 | 15 | 5.6 | 0.6 | -13.3 | -19 | -22 | -14.4 | -21.7 | 0 | -1.7 | -3.9 | -8.3 | -1 | -3.4 | -10 | -16.7 | -16.1 | -25 | -16.1 | -22.2 | -5 | -16.1 | -5.6 | -13.9 | -3.3 | -18.9 | 22.8 | 15.6 | -21 | -24.3 | -14.6 | -17.4 | -4.4 | -9.4 | 14.6 | 10.5 | 10 | -1.7 | -3.9 | -6.7 | 6.7 | -0.6 | 15.6 | -3.3 | 12.8 | -2.8 | 15.6 | -4.4 | 4.4 | -8.3 | 1.1 | -1.1 | 11.7 | 8.9 | -7.8 | -12.1 | -2.2 | -6.1 | -7.2 | -10 | 5.6 | 3.9 | -7 | -13 | 2.2 | -2.2 | -4.6 | -12.1 | -5 | -17.2 | 11.7 | 9.4 | -3 | -7 | 7.8 | 7.2 | 14.4 | -13.3 | -0.6 | -6.1 | 11.1 | 10.6 | 15 | 2.8 | 10.6 | -8.3 | 23.3 | 17.2 | 15.6 | -8.3 | 7.8 | 7.2 | 16.1 | -5.6 | 17.8 | 14.4 | -0.6 | -7.2 | 3.7 | 3.7 | 0.6 | 0 | 6.7 | 3.3 | 4.4 | -1.1 | -3.9 | -6.7 | 16.3 | 11.7 | -1.1 | -5.5 | 1.7 | -5
-21 | -23 | -15.6 | -17.8 | 16.1 | -2.2 | 3.3 | -5.6 | 9.4 | -5.4 | 25.6 | -5 | 4 | 2 | 19.4 | 10 | 22.2 | 3.9 | 10 | 8.9 | 15 | 3.9 | 16.7 | 7.2 | 11.5 | -9 | 1.1 | -7.8 | 16 | 4 | 13.9 | 10.6 | 25 | 18.9 | 21.1 | -1.7 | 14.4 | 7.8 | 15.6 | -3.9 | 23.3 | 12.2 | -19.1 | -24.7 | 2.8 | -3.9 | -13.3 | -21.7 | 0 | -3.3 | 6.7 | -6.1 | -0.6 | -15.6 | 11.1 | 5.4 | 13.3 | 5.6 | 0 | -12.8 | -20 | -24 | -16.7 | -21.7 | 0 | -3.3 | -4.4 | -7.8 | -0.6 | -3.9 | -9.4 | -15 | -15 | -23.9 | -16.7 | -22.8 | -5.6 | -15.1 | -6 | -12 | -4.6 | -16.7 | 19.3 | 15 | -21.3 | -24.3 | -14.8 | -17.3 | -4.4 | -9.4 | 14.4 | 11.1 | 10 | -1.1 | -0.6 | -2.8 | 6.3 | -0.6 | 16.7 | -3.3 | 12.2 | -5 | 15 | -4.4 | 2.2 | -8.9 | 0.6 | 0 | 11.1 | 8.9 | -7.8 | -11.7 | -2.8 | -5.6 | -7.8 | -11.1 | 5.6 | 4.4 | -8 | -13 | 2.2 | -3.3 | -5 | -13.3 | -5 | -17.2 | 14.4 | 12.2 | -4 | -7 | 7.2 | 6.7 | 15 | -12.8 | -1.1 | -5 | 8.3 | 7.2 | 14.4 | 2.8 | 10.6 | -8.3 | 22.2 | 15.3 | 16.1 | -8.3 | 7.8 | 7.2 | 16.1 | -5.6 | 18.3 | 14.4 | 0 | -6.7 | 3.9 | 3.9 | 0 | -0.6 | 6.7 | 3.9 | 3.9 | -1.1 | -5.7 | -8.6 | 16.1 | 11.7 | -2.2 | -5.9 | 0.6 | -7.2
-21 | -23 | -16.1 | -18.3 | 13.9 | -1.1 | 2.2 | -4.4 | 9.4 | -6.7 | 24.4 | -4.4 | 4 | 2 | 17.8 | 10.6 | 18.9 | 6.1 | 10 | 9 | 13.9 | 3.9 | 14.3 | 6.9 | 10.6 | -10 | 0 | -6.7 | 15 | 4 | 13.9 | 7.8 | 24.4 | 18.9 | 18.3 | 0 | 13.3 | 7.8 | 15.6 | -4.4 | 22.8 | 10.6 | -19.2 | -24.4 | 2.2 | -5 | -14.4 | -24.4 | -0.2 | -3.2 | 6.7 | -5 | -2.1 | -14.4 | 10.6 | 6 | 12.2 | 6.7 | -0.6 | -13.3 | -21 | -24 | -18.3 | -22.2 | -1.1 | -3.9 | -4.4 | -7.8 | -1 | -3.2 | -10.6 | -16.7 | -15.6 | -23.9 | -17.8 | -23.9 | -6.1 | -15.3 | -6.3 | -10.9 | -5.9 | -16.7 | 15.7 | 13.7 | -21.7 | -25 | -15 | -17.8 | -5.6 | -10.6 | 14.8 | 11.6 | 8.9 | -1.1 | -1.1 | -4.4 | 6 | -0.8 | 15.6 | -3.9 | 5.6 | -5 | 12.2 | -3.9 | 1.7 | -8.9 | 1.1 | 0.6 | 11.1 | 8.3 | -7.6 | -11.6 | -3.3 | -5 | -8.3 | -11.1 | 6.1 | 4.4 | -8 | -13 | 1.3 | -2.5 | -5.6 | -12.8 | -5.6 | -17.8 | 15.6 | 11.7 | -5 | -8 | 7.2 | 6.1 | 14.4 | -11.7 | -1.1 | -5.6 | 6.7 | 5 | 11.1 | 2.8 | 10 | -8.9 | 21.1 | 13.3 | 15.6 | -8.3 | 7.8 | 7.2 | 15.6 | -5 | 18.3 | 14.4 | -0.6 | -6.7 | 4.1 | 4.1 | 0.6 | -0.6 | 5 | 4.4 | 3.3 | -1.1 | -7.6 | -10.7 | 12 | 8.9 | -3.3 | -6.7 | -0.6 | -6.1
-22 | -25 | -17.2 | -19.4 | 10 | 0 | 1.1 | -3.9 | 7.7 | -5.7 | 22.8 | -2.8 | 4 | 2 | 16.7 | 10 | 20.6 | 1.1 | 10 | 9 | 12.2 | 6.1 | 11.8 | 5.9 | 8.9 | -7.7 | -1.7 | -6.1 | 15 | 2 | 12.8 | 6.1 | 23.9 | 19.4 | 15.6 | 0.6 | 12.2 | 7.2 | 12.8 | -2.8 | 21.7 | 10 | -19.4 | -25 | 1.1 | -5.6 | -15.6 | -25 | -0.4 | -3.4 | 4.4 | -5.6 | -3.5 | -15.1 | 10 | 6.1 | 11.1 | 6.1 | -1.1 | -12.8 | -22 | -25 | -18.3 | -22.2 | -2.2 | -5 | -5.6 | -6.7 | -1.3 | -3 | -11.1 | -16.7 | -16.1 | -23.9 | -18.9 | -23.9 | -6.7 | -16.7 | -6.7 | -10.6 | -7.2 | -17.8 | 12.2 | 12.2 | -21.7 | -24.7 | -15.2 | -17.6 | -6.7 | -11.1 | 15.2 | 12.2 | 7.2 | -2.2 | -1.1 | -4.4 | 5.6 | -1.1 | 10.6 | -4.4 | 1.7 | -4.4 | 10.6 | -3.9 | -0.6 | -7.8 | 1.7 | 0.6 | 10 | 7.8 | -7.4 | -12.1 | -3.3 | -5 | -8.9 | -11.7 | 6.1 | 4.4 | -9 | -14 | 0.3 | -2.3 | -6.1 | -13.3 | -6.7 | -17.8 | 15 | 11.7 | -5 | -7 | 7.2 | 5.6 | 11.7 | -10.6 | -3.9 | -6.7 | 5.6 | 3.9 | 9.4 | 2.2 | 7.8 | -8.9 | 20 | 11.1 | 13.3 | -8.9 | 7.8 | 7.2 | 13.3 | -3.3 | 16.1 | 14.4 | -0.6 | -7.2 | 4.2 | 4.2 | 0.6 | 0 | 4.4 | 3.3 | 3.9 | -1.1 | -9.4 | -13.3 | 8 | 6 | -3.7 | -6.2 | -2.8 | -8.9
-22 | -25 | -17.8 | -20 | 7.2 | 0 | -0.6 | -3.9 | 6.1 | -6 | 18.3 | 0 | 3 | 2 | 15 | 10 | 21.1 | 0 | 10 | 8.9 | 11.1 | 6.7 | 9.4 | 5 | 7.3 | -7 | -2.8 | -7.2 | 14 | 0 | 11.1 | 4.4 | 23.3 | 20 | 12.8 | 0.6 | 11.7 | 7.2 | 11.1 | -3.9 | 21.1 | 10.6 | -19.4 | -24.4 | -1.1 | -4.4 | -16.1 | -25.6 | -0.6 | -3.9 | 0 | -6.7 | -5 | -17.2 | 9.3 | 6.4 | 11.1 | 6.7 | -1.7 | -12.8 | -23 | -27 | -18.3 | -22.2 | -2.8 | -5.6 | -5.6 | -7.2 | -1.7 | -2.8 | -11.1 | -16.7 | -18.9 | -25.6 | -21.1 | -25 | -7.2 | -15.2 | -7.1 | -10.2 | -7.9 | -16.3 | 10.5 | 9.6 | -21.7 | -25 | -15.4 | -17.9 | -7.8 | -11.1 | 15.6 | 12.8 | 5 | -2.2 | -1.7 | -4.4 | 5 | -0.9 | 10 | -4.4 | 0 | -5.6 | 8.9 | -3.9 | -1.1 | -8.3 | 1.7 | 0.6 | 10 | 8.3 | -7.2 | -13.3 | -3.9 | -5 | -8.9 | -12.2 | 6.7 | 3.9 | -10 | -13 | -0.6 | -2.2 | -6.7 | -14.4 | -6.7 | -17.2 | 12.2 | 11.1 | -5 | -8 | 6.7 | 4.4 | 10 | -7.8 | -5 | -7.2 | 5 | 2.8 | 8.3 | 2.2 | 5 | -9.4 | 19.4 | 10.7 | 13.3 | -8.3 | 7.8 | 7.2 | 12.8 | -2.2 | 15 | 13.9 | -0.6 | -6.7 | 4.4 | 4.4 | 0 | 0 | 4.4 | 3.3 | 3.3 | -1.1 | -10.5 | -13.7 | 3.9 | 2.8 | -4 | -5.9 | -2.8 | -9.4
-21 | -23 | -16.7 | -18.3 | 5 | 0 | -0.6 | -3.9 | 4.4 | -7.2 | 16.7 | 0.6 | 4 | 2 | 14.4 | 10 | 20.6 | 0 | 9.8 | 8.9 | 11.7 | 6.7 | 8.7 | 4.7 | 5.6 | -7.8 | -2.8 | -6.7 | 12 | -2 | 8.9 | 3.9 | 23.3 | 20 | 10.9 | 0.9 | 11.1 | 6.7 | 10.6 | -4.4 | 20.6 | 10.6 | -19.4 | -24.6 | -2.8 | -4.4 | -17.2 | -26.1 | -1.1 | -4.1 | 0 | -7.2 | -5.9 | -16.7 | 8.5 | 6.7 | 11.7 | 7.2 | -2.8 | -13.3 | -23 | -27 | -18.9 | -22.2 | -3.3 | -7.8 | -6.1 | -7.8 | -1.7 | -2.6 | -13.3 | -17.8 | -18.3 | -23.9 | -20.6 | -24.4 | -7.8 | -15.1 | -7.4 | -10.1 | -8.7 | -16.4 | 8.9 | 7.2 | -21.7 | -25.6 | -15.6 | -18.3 | -7.8 | -11.7 | 15.4 | 12.9 | 4.4 | -2.2 | -3.3 | -6.7 | 4.5 | -1 | 8.9 | -4.4 | 0.6 | -6.1 | 7.8 | -3.3 | -1.7 | -8.9 | 2.2 | 1.1 | 10 | 8.3 | -7.6 | -12.6 | -3.9 | -5 | -10 | -12.8 | 5.6 | 1.7 | -10 | -13 | -0.8 | -2.2 | -6.7 | -13.4 | -7.2 | -17.8 | 11.7 | 10 | -5 | -8 | 6.7 | 2.2 | 8.3 | -7.8 | -4.4 | -7.2 | 3.3 | 1.7 | 7.8 | 1.7 | 1.1 | -9.4 | 18.9 | 10 | 13.3 | -7.8 | 7.8 | 7.2 | 11.1 | -1.1 | 15 | 13.9 | -0.6 | -6.1 | 4.6 | 4.6 | 0 | 0 | 3.9 | 2.8 | 3.3 | -1.1 | -11.7 | -14.4 | 3.2 | 2.3 | -4.4 | -6.1 | -2.8 | -9.4
-20 | -22 | -17.2 | -18.9 | 5 | 0.6 | -1.7 | -3.9 | 4.2 | -6.2 | 16.1 | 0 | 4 | 2 | 13.3 | 10 | 19.4 | 0.6 | 9.6 | 8.9 | 11.1 | 6.7 | 7.9 | 4.3 | 5.8 | -7.2 | -6.1 | -8.9 | 13 | 3 | 8.9 | 3.9 | 22.8 | 20 | 9.1 | 1.3 | 11.1 | 7.2 | 8.9 | -2.2 | 20.6 | 10 | -19.4 | -25.6 | -3.9 | -4.4 | -17.8 | -25.6 | -1.7 | -4.6 | -1.7 | -7.2 | -6.9 | -17.9 | 7.8 | 6.7 | 11.7 | 7.8 | -3.3 | -13.3 | -25 | -28 | -20 | -22.8 | -3.3 | -7.8 | -7.2 | -10 | -1.7 | -2.3 | -13.3 | -17.8 | -18.9 | -25 | -20.6 | -23.9 | -8.3 | -15.6 | -7.8 | -10.6 | -9.4 | -17.2 | 7.2 | 4.4 | -21.9 | -25.3 | -15.4 | -17.9 | -7.8 | -11.1 | 15.2 | 13.3 | 2.8 | -2.2 | -3.3 | -6.7 | 3.9 | -1.1 | 7.8 | -4.4 | -1.1 | -5.6 | 6.7 | -3.3 | -2.8 | -7.8 | 2.8 | 1.7 | 10 | 8.3 | -7.9 | -12.6 | -4.4 | -5 | -10.6 | -13.3 | 4.4 | 1.1 | -10 | -13 | -0.9 | -2 | -6.7 | -13.2 | -7.2 | -17.8 | 11.7 | 10 | -6 | -8 | 6.7 | 2.2 | 7.2 | -7.8 | -6.1 | -7.8 | 3.3 | 1.1 | 5 | 1.1 | -1.7 | -9.4 | 18.3 | 9.4 | 12.2 | -7.2 | 7.8 | 7.2 | 9.4 | 1.1 | 13.9 | 13.3 | -0.6 | -6.1 | 4.8 | 4.8 | 0 | -0.6 | 4.4 | 3.3 | 2.8 | -1.1 | -12.8 | -15.6 | 2.4 | 1.7 | -4.6 | -6.1 | -3.9 | -11.1
-20 | -22 | -17.8 | -20.6 | 3.9 | 0.6 | -1.1 | -3.9 | 4.1 | -6.3 | 17.2 | -2.2 | 4 | 2 | 13.3 | 10 | 18.9 | 0.6 | 9.4 | 8.9 | 11.7 | 6.7 | 7.2 | 3.9 | 5.9 | -7.8 | -6.7 | -9.4 | 13 | 6 | 7.2 | 3.9 | 22.8 | 20 | 7.2 | 1.1 | 10.6 | 6.7 | 7.8 | -1.7 | 20.6 | 11.7 | -19.6 | -25.1 | -3.9 | -5 | -17.8 | -27.8 | -2.2 | -5.6 | -3.3 | -7.8 | -7.8 | -20 | 7.1 | 6.2 | 12.2 | 8.3 | -3.3 | -13.9 | -26 | -30 | -21.1 | -23.3 | -4.4 | -9.4 | -8.9 | -11.7 | -1.7 | -2.2 | -13.3 | -17.2 | -20 | -24.4 | -22.8 | -26.1 | -8.9 | -14.4 | -8 | -10.4 | -10 | -16.4 | 6.7 | 3.7 | -22 | -25.4 | -15.2 | -17.6 | -7.8 | -11.1 | 15 | 13.3 | 2.2 | -2.8 | -4.4 | -7.8 | 3.7 | -1.3 | 8.3 | -3.9 | -1.1 | -5.6 | 5.6 | -2.8 | -3.9 | -8.3 | 2.8 | 2.2 | 10 | 8.9 | -8.3 | -13.3 | -4.4 | -5.6 | -11.1 | -13.3 | 3.9 | 0.6 | -10 | -13 | -1.1 | -2.2 | -6.7 | -13.9 | -7.8 | -17.8 | 8.3 | 6.1 | -6 | -9 | 5.6 | -1.7 | 5 | -6.7 | -6.7 | -8.9 | 2.8 | 0.6 | 4.4 | 0.6 | -1.1 | -9.4 | 16.6 | 7.8 | 11.7 | -7.2 | 8 | 7.6 | 8.3 | 1.1 | 13.3 | 11.7 | 0 | -6.7 | 5 | 5 | 0 | -0.6 | 5 | 2.2 | 2.2 | -1.7 | -13.7 | -16.3 | 1.7 | 1.1 | -4.8 | -6.3 | -5.6 | -10
-20 | -21 | -17.2 | -19.4 | 3.3 | 0 | -0.6 | -4.4 | 3.9 | -7.2 | 18.3 | -3.3 | 4 | 2 | 12.8 | 9.4 | 18.9 | -0.6 | 9.4 | 8.8 | 10.6 | 6.1 | 7 | 3.8 | 6.1 | -9.4 | -6.7 | -10.6 | 13 | 7 | 7.8 | 3.9 | 22.8 | 20 | 8.7 | 0.6 | 10 | 6.1 | 7.2 | -1.7 | 20.6 | 10.6 | -19.8 | -25.5 | -4.4 | -6.1 | -18.9 | -26.7 | -3.1 | -6.3 | -3.9 | -7.8 | -8.7 | -18.7 | 6.3 | 5.6 | 12.2 | 7.8 | -3.9 | -13.3 | -26 | -29 | -22.2 | -23.6 | -5 | -10 | -10.6 | -14.4 | -1.5 | -2.2 | -13.3 | -17.2 | -21.1 | -25 | -22.8 | -25.6 | -9.4 | -14.2 | -8.1 | -10.5 | -10.5 | -16.3 | 6.1 | 2.6 | -22.2 | -26.1 | -15 | -17.8 | -8.9 | -12.2 | 14.8 | 13.2 | 2.2 | -2.8 | -3.9 | -8.3 | 3.5 | -1.6 | 6.7 | -3.9 | 0 | -5 | 4.4 | -3.3 | -5 | -7.8 | 3.3 | 3.3 | 11.1 | 9.4 | -9.6 | -13.7 | -5.6 | -6.1 | -10.6 | -12.8 | 2.8 | 0 | -11 | -14 | -1.3 | -2.6 | -6.7 | -13.2 | -8.3 | -17.8 | 6.7 | 4.4 | -6 | -9 | 4.4 | -2.2 | 3.9 | -4.4 | -6.1 | -8.9 | 2.8 | 0.6 | 3.3 | 0.6 | -3.3 | -8.9 | 15 | 6.1 | 11.7 | -7.2 | 8.1 | 8 | 8.3 | 1.7 | 11.7 | 11.7 | -2.8 | -8.3 | 5.4 | 5.4 | -0.6 | -0.6 | 4.4 | 2.2 | 1.7 | -2.2 | -14.7 | -17.5 | 1.7 | 1 | -5 | -6.7 | -6.1 | -14.4
-20 | -21 | -16.7 | -18.3 | 3.3 | 0 | -1.1 | -3.9 | 4.1 | -6.3 | 18.9 | -3.9 | 4 | 2 | 12.8 | 10 | 17.2 | 0 | 9.4 | 8.8 | 8.9 | 6.7 | 6.6 | 3.5 | 5.5 | -7.4 | -6.7 | -10 | 14 | 10 | 6.1 | 2.8 | 22.8 | 19.4 | 10.2 | 0 | 9.4 | 6.1 | 7.2 | -1.7 | 20.6 | 11.7 | -20 | -26.7 | -2.8 | -5 | -19.4 | -27.2 | -4.1 | -7.8 | -4.4 | -8.3 | -9.7 | -18.9 | 5.6 | 5 | 12.2 | 7.8 | -3.9 | -13.3 | -25 | -30 | -22.2 | -23.8 | -5.6 | -10 | -12.2 | -15.6 | -1.3 | -2.4 | -13.3 | -16.7 | -22.2 | -25.6 | -22.8 | -25.6 | -10 | -14.4 | -8.3 | -11.1 | -11.1 | -17.2 | 5.6 | 1.7 | -22.2 | -25.8 | -15.2 | -17.7 | -9.4 | -13.3 | 14.6 | 13 | 1.7 | -2.2 | -4.4 | -7.8 | 3.3 | -2.2 | 4.4 | -3.9 | -1.1 | -5 | 3.3 | -3.9 | -5.6 | -8.3 | 3.9 | 2.8 | 10.6 | 8.9 | -10.9 | -15 | -7.2 | -8.3 | -10 | -12.8 | 1.7 | -0.6 | -12 | -15 | -1.5 | -3.2 | -6.7 | -13.4 | -8.9 | -17.8 | 5.6 | 3.9 | -6 | -8 | 4.4 | -2.8 | 4.4 | -5 | -5.6 | -8.9 | 2.8 | 0.6 | 2.2 | -0.6 | -2.2 | -8.9 | 13.3 | 4.4 | 11.1 | -7.8 | 8.3 | 8.3 | 5.6 | 1.7 | 12.8 | 12.8 | -3.9 | -8.3 | 5.7 | 5.7 | -0.6 | -1.1 | 3.9 | 2.2 | 0.6 | -2.8 | -15.6 | -18.9 | 1.7 | 0.7 | -5.9 | -7.6 | -6.7 | -12.8
-20 | -21 | -16.7 | -18.3 | 5 | -1.1 | -1.1 | -3.9 | 4.2 | -6.2 | 17.8 | -3.9 | 4 | 2 | 12.2 | 10 | 18.3 | -1.7 | 9.4 | 8.9 | 8.3 | 6.1 | 6.2 | 3.3 | 5 | -6.9 | -6.1 | -10 | 14 | 11 | 5.6 | 2.2 | 22.8 | 19.4 | 11.7 | -1.1 | 10 | 5.6 | 7.8 | -2.8 | 20.6 | 11.1 | -20 | -25.9 | -5 | -6.7 | -19.4 | -27.2 | -5 | -9.4 | -5.6 | -8.3 | -10.6 | -20 | 5.2 | 4.8 | 12.8 | 8.9 | -4.4 | -13.3 | -26 | -30 | -22.8 | -24.1 | -6.1 | -9.4 | -13.3 | -18.9 | -1.1 | -2.8 | -12.8 | -16.7 | -21.1 | -25 | -23.9 | -26.1 | -10.4 | -14.2 | -8.3 | -10.5 | -11.3 | -16 | 4.5 | 0.4 | -22.2 | -26.1 | -15.4 | -18.2 | -10.6 | -14.4 | 14.4 | 12.8 | 1.7 | -2.8 | -5.6 | -8.9 | 3.1 | -2 | 3.3 | -4.4 | 0 | -6.1 | 3.3 | -3.9 | -7.2 | -9.4 | 3.3 | 3.3 | 10.6 | 8.9 | -12.2 | -16.7 | -8.9 | -11.7 | -10 | -12.8 | 1.1 | -1.1 | -12 | -16 | -1.7 | -3.9 | -6.7 | -14.4 | -8.9 | -17.2 | 5 | 2.8 | -5 | -7 | 3.3 | -4.4 | 4.4 | -2.8 | -6.1 | -8.9 | 2.8 | 0.6 | 0.6 | -1.7 | -4.4 | -9.4 | 12.6 | 4.6 | 9.4 | -7.2 | 8.3 | 8.3 | 3.9 | 1.7 | 11.1 | 11.1 | -2.2 | -8.3 | 6.1 | 6.1 | -1.1 | -1.7 | 3.9 | 2.2 | 0 | -3.3 | -16.3 | -19.2 | 1.7 | 0.6 | -6.9 | -9 | -8.3 | -13.9
-20 | -22 | -16.7 | -18.9 | 3.3 | -1.1 | -1.7 | -3.9 | 4.4 | -7.2 | 17.2 | -4.4 | 4 | 3 | 11.7 | 8.9 | 17.2 | -0.6 | 9.2 | 8.8 | 7.2 | 5.6 | 5.9 | 3.2 | 4.4 | -7.2 | -6.7 | -10 | 15 | 11 | 6.7 | -0.6 | 22.8 | 18.9 | 10.4 | -2 | 8.3 | 5 | 6.1 | -2.8 | 20 | 11.7 | -20 | -25.9 | -5.6 | -7.8 | -20 | -27.8 | -5.9 | -9.4 | -5.6 | -8.3 | -11.3 | -19.7 | 4.8 | 4.7 | 12.8 | 8.9 | -5 | -13.3 | -26 | -31 | -23.3 | -24.4 | -7.2 | -10 | -13.9 | -18.9 | -1.3 | -2.4 | -12.8 | -15.6 | -20.6 | -23.9 | -23.3 | -26.7 | -10.7 | -14.3 | -8.3 | -10.4 | -11.5 | -15.6 | 3.3 | -0.9 | -22.2 | -26.7 | -15.6 | -18.9 | -10.6 | -14.4 | 14.4 | 12.1 | 0.6 | -2.8 | -6.7 | -8.9 | 3 | -2 | 3.3 | -4.4 | -1.7 | -3.9 | 2.8 | -3.9 | -7.2 | -10 | 5 | 1.1 | 10.6 | 9.4 | -12.2 | -15.6 | -8.9 | -11.7 | -11.7 | -14.4 | 0.6 | -1.1 | -12 | -15 | -1.7 | -3.4 | -6.7 | -13.8 | -9.4 | -17.2 | 4.4 | 2.2 | 0 | -2 | 2.2 | -4.4 | 3.9 | -2.8 | -5.6 | -8.3 | 2.8 | 0.6 | -0.6 | -2.2 | -4.4 | -8.9 | 11.8 | 4.5 | 8.3 | -7.2 | 8.3 | 8.3 | 4.4 | 1.7 | 10 | 10 | -3.3 | -7.8 | 7 | 7 | -1.7 | -2.2 | 3.9 | 1.7 | -0.6 | -3.9 | -17.1 | -20.1 | 1.5 | 0.5 | -7.8 | -10.6 | -7.8 | -13.3
-20 | -22 | -17.2 | -20 | 2.8 | -0.6 | -2.2 | -4.4 | 4 | -6.1 | 17.2 | -4.4 | 4 | 2 | 11.7 | 9.4 | 16.7 | -1.7 | 9.1 | 9 | 7.2 | 6.1 | 5.7 | 2.9 | 5 | -5.8 | -6.7 | -10 | 14 | 12 | 5.6 | -2.8 | 22.2 | 18.9 | 9.1 | -2.8 | 6.1 | 1.7 | 6.1 | -2.8 | 19.4 | 12.8 | -20 | -26.7 | -6.1 | -7.2 | -20 | -27.8 | -6.9 | -9.7 | -5.6 | -8.3 | -12.1 | -20.7 | 4.4 | 4.4 | 12.8 | 9.4 | -5 | -13.3 | -26 | -31 | -23.3 | -24.8 | -7.8 | -11.7 | -14.4 | -19.4 | -1.5 | -2.2 | -12.2 | -15.6 | -20.6 | -22.8 | -21.7 | -24.4 | -11.1 | -15 | -8.3 | -10.6 | -11.7 | -15.6 | 2.2 | -2.2 | -22.2 | -26.4 | -16 | -18.8 | -11.7 | -15 | 14.4 | 11.2 | 0 | -2.8 | -7.8 | -9.4 | 2.8 | -2.2 | 3.3 | -4.4 | -1.1 | -6.7 | 2.2 | -3.9 | -8.3 | -10.6 | 3.9 | 0 | 10 | 8.9 | -12.2 | -15.1 | -9.4 | -12.2 | -13.3 | -15.6 | 0 | -1.7 | -15 | -18 | -1.7 | -3 | -6.7 | -13.8 | -8.9 | -16.7 | 2.8 | 0.6 | 2 | 0 | 1.1 | -4.4 | 3.9 | -2.2 | -5 | -7.8 | 2.8 | 0.6 | -0.6 | -2.8 | -4.4 | -8.3 | 11.1 | 4.4 | 9.4 | -6.7 | 8.3 | 8.3 | 2.8 | 1.1 | 10.6 | 10.6 | -3.3 | -8.3 | 8 | 8 | -1.7 | -2.2 | 4.4 | 2.2 | -0.6 | -3.9 | -17.8 | -21.1 | 1.3 | 0.6 | -8.2 | -10.6 | -7.8 | -14.4
-20 | -21 | -16.7 | -18.9 | 5.6 | -0.6 | -2.8 | -5 | 3.7 | -6.1 | 17.2 | -5.6 | 4 | 2 | 12.8 | 9.4 | 16.1 | -1.7 | 8.9 | 8.9 | 7.8 | 6.1 | 5.5 | 2.6 | 5.5 | -5.4 | -6.7 | -10.6 | 14 | 11 | 5 | -4.4 | 22.2 | 18.9 | 7.8 | -4.4 | 5.6 | 1.7 | 3.9 | -2.2 | 19.4 | 13.3 | -20 | -25.9 | -4.4 | -5.6 | -20 | -27.8 | -7.8 | -10.6 | -5.6 | -8.3 | -12.8 | -22.2 | 4.6 | 4.6 | 11.7 | 8.9 | -5 | -12.8 | -26 | -31 | -23.3 | -24.9 | -8.9 | -11.7 | -15.6 | -22.2 | -1.7 | -2.2 | -11.7 | -15 | -21.1 | -23.9 | -21.1 | -23.9 | -11.5 | -15.1 | -9.1 | -11.1 | -12.2 | -15.6 | 1.7 | -2.5 | -22.2 | -26.6 | -16.3 | -18.9 | -12.2 | -15.6 | 14.4 | 10.6 | 0 | -2.8 | -7.8 | -9.4 | 2.4 | -1.5 | 2.2 | -4.4 | 0.6 | -5 | 2.2 | -3.9 | -8.3 | -10.6 | 3.9 | -2.2 | 9.4 | 8.3 | -12.2 | -15 | -10.6 | -12.8 | -15.6 | -17.8 | -0.6 | -1.7 | -15 | -18 | -1.7 | -2.8 | -6.7 | -15 | -9.4 | -16.7 | 2.2 | -0.6 | 3 | 1 | 0.6 | -4.4 | 4.4 | -2.8 | -4.4 | -7.2 | 2.8 | 0 | -0.6 | -1.7 | -3.9 | -8.3 | 10.2 | 3.7 | 10 | -8.3 | 8.1 | 8.1 | 2.2 | 1.1 | 10.6 | 10.6 | -2.8 | -8.3 | 8.9 | 8.9 | -1.7 | -2.2 | 3.3 | 1.7 | -0.6 | -3.9 | -18.3 | -21.2 | 1.1 | 0.6 | -8.5 | -10.9 | -9.4 | -15.6
-20 | -20 | -16.1 | -18.9 | 3.3 | 0 | -2.2 | -5 | 3.3 | -6.7 | 17.2 | -5.6 | 3 | 2 | 12.2 | 9.4 | 14.4 | 0 | 8.7 | 8.7 | 6.7 | 4.4 | 5.4 | 2.6 | 6.1 | -5.6 | -6.1 | -10 | 16 | 11 | 4.4 | -5 | 22.8 | 19.4 | 6.5 | -6 | 5 | 2.2 | 4.4 | -2.8 | 19.4 | 13.3 | -20 | -25.9 | -5.6 | -6.7 | -20 | -27.8 | -8.2 | -10.9 | -5 | -7.8 | -13.3 | -21.8 | 4.8 | 4.8 | 11.1 | 9.4 | -5 | -12.8 | -26 | -31 | -24.4 | -25.3 | -9.4 | -12.2 | -16.7 | -22.2 | -1.5 | -2.2 | -11.1 | -14.4 | -21.1 | -23.3 | -20 | -22.8 | -11.8 | -15.5 | -9.8 | -11.8 | -12.8 | -16.2 | 1.1 | -3 | -22.2 | -27.2 | -16.7 | -19.4 | -12.2 | -15 | 13.1 | 10.1 | -0.6 | -2.8 | -8.3 | -10 | 2.1 | -0.9 | 2.2 | -4.4 | 0 | -5.6 | 1.7 | -3.9 | -8.3 | -10.6 | 2.8 | -3.3 | 10.6 | 9.4 | -12.8 | -15.4 | -10.6 | -13.9 | -15.6 | -18.3 | -0.6 | -2.2 | -16 | -20 | -1.7 | -2.8 | -6.7 | -14 | -9.4 | -16.1 | 1.1 | -3.3 | 2 | 1 | 0 | -4.4 | 5 | -5 | -6.1 | -9.4 | 2.2 | 0 | 1.1 | -0.6 | -4.4 | -8.3 | 9.2 | 2.5 | 9.4 | -8.3 | 8 | 8 | 1.7 | 1.1 | 13.3 | 13.3 | -5.6 | -9.4 | 8.3 | 8.3 | -1.1 | -1.7 | 3.9 | 2.8 | -1.7 | -5 | -18.9 | -21.5 | 1.1 | 0.5 | -8.9 | -11.7 | -10 | -15.6
-20 | -21 | -16.1 | -20 | 2.8 | 0 | -2.2 | -5 | 3.1 | -5.8 | 17.2 | -6.1 | 3 | 2 | 12.2 | 9.4 | 14.4 | 0 | 8.5 | 8.5 | 5.6 | 2.8 | 5.1 | 2.4 | 5 | -4.5 | -7.8 | -10.6 | 16 | 13 | 3.3 | -4.4 | 22.8 | 19.4 | 5.2 | -8 | 5 | 1.7 | 4.4 | -2.2 | 18.3 | 13.9 | -20 | -26.7 | -6.7 | -7.8 | -21.1 | -28.3 | -8.5 | -11.6 | -5.6 | -8.3 | -13.9 | -22.3 | 5 | 5 | 11.1 | 8.9 | -5 | -12.8 | -26 | -31 | -24.4 | -26.1 | -10 | -12.8 | -17.8 | -22.2 | -1.3 | -2.4 | -11.1 | -13.9 | -22.8 | -23.9 | -18.9 | -22.2 | -12.2 | -16.7 | -10.6 | -12.8 | -13.3 | -17.2 | 0.6 | -3.9 | -22.4 | -27.1 | -16.5 | -18.9 | -13.3 | -15.6 | 11.9 | 10 | -2.2 | -3.3 | -8.9 | -10 | 1.7 | -0.6 | 4.4 | -6.7 | 2.2 | -5 | 1.1 | -4.4 | -8.9 | -13.3 | 2.2 | -5 | 10.6 | 9.4 | -13.3 | -16.1 | -11.1 | -12.2 | -15.6 | -17.2 | -1.1 | -2.2 | -17 | -21 | -1.7 | -3.1 | -6.7 | -14 | -8.9 | -16.1 | 0 | -3.9 | 2 | 0 | 0 | -5 | 5.6 | -5 | -5.6 | -8.3 | 2.2 | 0 | 1.1 | -1.1 | -3.3 | -7.8 | 8.3 | 1.7 | 9.4 | -7.8 | 7.8 | 7.8 | 2.8 | 1.7 | 13.3 | 13.3 | -5 | -8.9 | 7.8 | 7.8 | -1.1 | -1.7 | 3.9 | 2.2 | -0.6 | -4.4 | -19.4 | -22.2 | 1.1 | 0.5 | -9.3 | -11.5 | -8.3 | -13.9
-20 | -21 | -16.1 | -19.4 | 3.9 | 0.6 | -2.2 | -2.2 | 3 | -5.9 | 16.7 | -6.1 | 4 | 2 | 11.7 | 9.4 | 15.6 | -1.1 | 8.3 | 8.3 | 5 | 2.8 | 5 | 2.2 | 3.9 | -4 | -7.2 | -10.6 | 16 | 15 | 3.3 | -1.7 | 22.8 | 20 | 3.9 | -11.7 | 5 | 1.7 | 3.9 | -2.2 | 19.4 | 15.6 | -19.8 | -25.2 | -5.6 | -7.2 | -21.1 | -28.3 | -8.9 | -12.8 | -6.1 | -8.3 | -14.4 | -23.9 | 6.1 | 6.1 | 11.1 | 9.4 | -5 | -12.8 | -25 | -31 | -23.9 | -25.6 | -10.6 | -13.3 | -18.3 | -23.3 | -1.1 | -2.8 | -11.1 | -13.9 | -22.8 | -24.4 | -18.3 | -21.1 | -12 | -15.6 | -10.6 | -12.8 | -12.6 | -16.6 | 0.8 | -3.4 | -22.6 | -27.4 | -16.3 | -18.4 | -12.8 | -15 | 10.6 | 9.4 | -3.3 | -3.3 | -8.3 | -10 | 2.1 | -0.4 | 1.1 | -7.2 | -0.6 | -4.4 | 0.6 | -4.4 | -8.3 | -12.8 | 1.7 | -10.6 | 10 | 8.9 | -13.9 | -17.2 | -12.2 | -14.4 | -16.7 | -18.3 | -1.1 | -2.2 | -18 | -21 | -1.7 | -3.3 | -6.7 | -15 | -9.4 | -16.1 | -0.6 | -3.3 | 3 | 1 | -1.1 | -4.4 | 4.4 | -5 | -5 | -7.2 | 1.7 | -0.6 | -1.1 | -2.8 | -1.1 | -8.3 | 9.1 | 2.2 | 8.9 | -7.2 | 7.8 | 7.8 | 3.9 | 2.2 | 12.8 | 12.2 | -2.8 | -7.2 | 7.2 | 7.2 | -1.1 | -1.7 | 3.9 | 3.3 | -1.1 | -4.4 | -19 | -21.9 | 1.1 | 0.6 | -9.6 | -11.7 | -9.4 | -16.7
-21 | -22 | -16.1 | -19.4 | 5 | 2.2 | 3.3 | -4.4 | 2.8 | -6.7 | 16.1 | -5.6 | 4 | 2 | 11.7 | 8.9 | 17.2 | -1.7 | 8.5 | 8.5 | 7.2 | 4.4 | 7.6 | 3.3 | 2.8 | -4.4 | -7.2 | -11.1 | 16 | 16 | 4.4 | -1.7 | 23.3 | 18.9 | 4.8 | -10.5 | 5.6 | 2.2 | 4.4 | -1.1 | 19.4 | 15 | -19.6 | -24.5 | -5.6 | -7.2 | -21.1 | -28.3 | -8.7 | -12.5 | -6.1 | -8.3 | -13.9 | -22.8 | 7.2 | 7.2 | 13.3 | 11.1 | -5 | -12.2 | -26 | -33 | -22.8 | -25 | -10 | -14.4 | -19.4 | -24.4 | -1.1 | -2.5 | -11.1 | -13.3 | -22.2 | -23.9 | -17.8 | -20.6 | -11.9 | -15.1 | -10.6 | -13.2 | -11.8 | -16.5 | 0.9 | -3.5 | -22.8 | -28.3 | -16.1 | -18.3 | -14.4 | -16.1 | 10.6 | 7.9 | -0.6 | -2.2 | -8.3 | -10 | 2.4 | -0.5 | 1.7 | -7.2 | 0 | -6.7 | 5 | -3.3 | -8.3 | -11.1 | 0.6 | -9.4 | 9.4 | 5 | -13.7 | -16.9 | -13.3 | -16.1 | -16.1 | -18.3 | -1.1 | -2.2 | -18 | -23 | -1.5 | -3.2 | -6.3 | -13.9 | -8.3 | -15 | -1.1 | -4.4 | 2 | 1 | -0.6 | -5.6 | 4.4 | -4.4 | -4.4 | -7.2 | 1.7 | -0.6 | 0.6 | -0.6 | -1.7 | -8.3 | 9.8 | 2.4 | 8.3 | -6.7 | 7.8 | 7.8 | 6.1 | 3.9 | 11.7 | 11.1 | -2.2 | -7.8 | 5.9 | 5.8 | -1.1 | -1.1 | 4.4 | 3.9 | 0 | -3.3 | -18.7 | -21.8 | 0.9 | 0.3 | -10 | -12.2 | -10 | -17.2
-21 | -22 | -16.1 | -18.9 | 8.3 | -1.1 | 5.6 | -4.4 | 3.5 | -6 | 17.8 | -5 | 4 | 3 | 13.3 | 9.4 | 17.2 | 0 | 8.7 | 8.7 | 10.6 | 3.3 | 10.2 | 4.4 | 8.2 | -2.7 | -3.9 | -9.4 | 16 | 16 | 6.1 | -3.9 | 23.3 | 17.2 | 5.8 | -10.5 | 8.3 | 2.8 | 4.4 | -1.1 | 21.7 | 15.6 | -19.4 | -24.4 | -4.4 | -6.7 | -20 | -27.8 | -8.5 | -13 | -5 | -8.9 | -13.3 | -22.7 | 8.3 | 8.3 | 17.8 | 12.8 | -4.4 | -12.2 | -26 | -32 | -24.4 | -26.1 | -9.4 | -15 | -20 | -25 | -1.1 | -2.5 | -11.7 | -13.3 | -21.7 | -23.9 | -16.1 | -18.9 | -11.7 | -15 | -10.6 | -13.9 | -11.1 | -17.2 | 1.1 | -3.9 | -22.6 | -27.4 | -15.7 | -17.9 | -11.7 | -12.8 | 10.6 | 6.2 | 2.2 | -1.7 | -8.3 | -9.4 | 2.8 | -0.6 | 7.2 | -6.1 | 3.9 | -4.4 | 6.7 | -3.9 | -5.6 | -9.4 | -0.6 | -8.9 | 10.6 | 8.9 | -13.5 | -17 | -13.9 | -16.7 | -15.6 | -17.2 | 0 | -1.7 | -18 | -22 | -1.3 | -3.1 | -6 | -14 | -6.7 | -14.4 | -1.1 | -4.4 | 4 | 2 | 0.6 | -6.1 | 5 | -5 | -4.4 | -7.2 | 1.1 | -1.1 | 5.6 | 2.8 | 0 | -8.3 | 10.6 | 2.8 | 8.9 | -6.1 | 7.8 | 7.8 | 8.9 | 6.7 | 12.2 | 11.1 | -1.1 | -7.2 | 4.6 | 4.2 | -0.6 | -1.1 | 5.6 | 4.4 | 1.1 | -1.7 | -18.3 | -22.2 | 0.8 | 0.2 | -9.6 | -12.5 | -7.2 | -15.6
-20 | -22 | -16.1 | -18.3 | 9.4 | 0.6 | 8.9 | 2.8 | 4.3 | -6.1 | 19.4 | -4.4 | 5 | 3 | 15 | 10 | 20 | 1.1 | 8.9 | 8.9 | 11.1 | 1.1 | 12.8 | 5 | 13.5 | -2.5 | -0.6 | -7.8 | 17 | 16 | 7.8 | -3.3 | 25 | 16.1 | 6.7 | -12.2 | 9.4 | 2.2 | 6.1 | -1.1 | 24.4 | 14.4 | -19.2 | -23.5 | -1.1 | -5 | -17.8 | -27.2 | -8.3 | -13.9 | -2.8 | -8.9 | -12.8 | -23.9 | 9.8 | 8.9 | 20 | 13.9 | -2.2 | -11.7 | -26 | -31 | -21.1 | -23.3 | -8.3 | -16.1 | -19.4 | -25 | -1.1 | -2.8 | -10.6 | -13.3 | -20 | -23.3 | -14.4 | -17.2 | -10.4 | -14.5 | -8.9 | -12.9 | -9.8 | -16.8 | 2.2 | -2.9 | -22.4 | -27.1 | -15.4 | -18 | -9.4 | -14.4 | 10.6 | 3.9 | 5 | -2.2 | -7.2 | -9.4 | 2.8 | -0.1 | 11.7 | -6.1 | 6.7 | -6.1 | 10.6 | -2.8 | -2.2 | -9.4 | -1.1 | -9.4 | 10.6 | 8.3 | -13.3 | -17.8 | -14.4 | -16.7 | -13.9 | -16.7 | 1.7 | -1.7 | -17 | -21 | -1.1 | -3.3 | -5.6 | -15 | -5 | -13.9 | -0.6 | -4.4 | 7 | 5 | -3.3 | -6.7 | 6.7 | -3.9 | -4.4 | -6.7 | 1.1 | -1.1 | 9.4 | 2.8 | 3.9 | -7.8 | 11.9 | 3.4 | 7.8 | -1.7 | 5.9 | 5.9 | 13.3 | 8.3 | 13.9 | 8.9 | 0 | -5.6 | 3.3 | 2.8 | 0 | -1.1 | 7.2 | 3.3 | 2.2 | -1.1 | -16.1 | -20 | 0.6 | 0 | -9.3 | -13.1 | -6.7 | -14.4
-20 | -21 | -15.6 | -18.3 | 10.6 | -1.1 | 11.7 | 4.4 | 5 | -7.2 | 21.7 | -4.4 | 6 | 3 | 15.6 | 11.1 | 20.6 | 1.1 | 9.6 | 9.3 | 12.2 | 1.1 | 14.6 | 5.7 | 18.9 | -6.1 | 1.1 | -7.2 | 16 | 16 | 9.4 | -1.7 | 24.4 | 17.2 | 7.2 | -10.7 | 10 | 1.1 | 9.4 | -1.1 | 25.6 | 15 | -19.1 | -23.2 | 0 | -5 | -16.7 | -27.2 | -6.8 | -12.8 | 0 | -7.8 | -11.5 | -22.7 | 11.3 | 9.6 | 22.2 | 15 | -0.6 | -11.7 | -25 | -30 | -17.8 | -22.2 | -7.2 | -14.4 | -18.9 | -24.4 | -0.9 | -2.3 | -8.9 | -12.2 | -18.3 | -22.8 | -12.2 | -15.6 | -9.1 | -14.4 | -7.3 | -12.3 | -8.5 | -17.3 | 3.3 | -2.5 | -22.2 | -27.2 | -15 | -18.3 | -6.7 | -14.4 | 10.8 | 3.8 | 7.2 | -1.1 | -5.6 | -8.3 | 2.8 | 0.3 | 12.8 | -6.1 | 8.9 | -4.4 | 12.2 | -3.3 | 0 | -9.4 | -1.7 | -11.7 | 10.6 | 8.9 | -12.8 | -17.3 | -15 | -17.8 | -11.7 | -16.7 | 3.9 | -1.7 | -17 | -21 | -0.2 | -2.4 | -5.2 | -13.7 | -3.9 | -14.4 | 0 | -4.4 | 6 | 2 | -2.8 | -15 | 7.2 | -4.4 | -3.9 | -8.3 | 1.1 | -1.1 | 11.7 | 2.8 | 8.3 | -7.8 | 13.1 | 4 | 7.8 | -2.2 | 4.1 | 4.1 | 16.1 | 10 | 17.2 | 6.7 | 0.6 | -6.1 | 3.1 | 2.5 | -2.2 | -4.4 | 8.3 | 5 | 2.2 | -1.1 | -13.9 | -18 | 0.6 | -0.1 | -8.9 | -14.4 | -5 | -12.8
-19 | -21 | -15.6 | -18.3 | 11.7 | -1.7 | 12.2 | 4.4 | 5.2 | -5.9 | 22.2 | -6.1 | 6 | 3 | 16.7 | 10.6 | 23.9 | 0.6 | 10.4 | 9.7 | 13.9 | 1.1 | 16.5 | 6.4 | 18.9 | -5.2 | 1.7 | -6.7 | 18 | 16 | 10 | 0 | 25 | 19.4 | 7.8 | -10.3 | 10.6 | 0 | 10 | -1.7 | 26.1 | 14.4 | -18.9 | -23.3 | 1.7 | -4.4 | -16.1 | -27.2 | -5.4 | -12.6 | 1.7 | -7.2 | -10.2 | -23.1 | 12.8 | 10 | 23.3 | 15 | 0.6 | -11.1 | -25 | -32 | -15.6 | -21.1 | -6.7 | -14.4 | -18.3 | -23.9 | -0.8 | -2.2 | -8.3 | -14.4 | -17.2 | -22.8 | -10.6 | -15 | -7.8 | -15.6 | -5.6 | -12.8 | -7.2 | -19.4 | 4.4 | -2.2 | -21.7 | -26.7 | -14.8 | -18.2 | -4.4 | -13.3 | 10.9 | 3.2 | 8.3 | -1.1 | -3.9 | -7.8 | 2.8 | 0.6 | 13.3 | -6.7 | 9.4 | -3.9 | 13.3 | -3.9 | 1.1 | -9.4 | -2.8 | -10.6 | 10.6 | 8.9 | -12.2 | -17.4 | -15.6 | -17.8 | -10 | -16.1 | 5 | -1.1 | -15 | -21 | 0.8 | -1.8 | -4.8 | -13.8 | -2.8 | -15 | 0 | -5.6 | 6 | 1 | -3.3 | -15 | 8.3 | -3.9 | -3.9 | -8.3 | 1.1 | -1.1 | 13.3 | 2.8 | 11.1 | -8.9 | 14.4 | 4.4 | 7.8 | -3.9 | 2.2 | 2.2 | 17.8 | 11.1 | 18.9 | 7.8 | 1.7 | -6.1 | 3 | 2.4 | -2.2 | -5 | 10.6 | 4.4 | 2.2 | -1.1 | -11.7 | -16.7 | 0.6 | -0.3 | -8.2 | -13.7 | -4.4 | -12.8
-18 | -21 | -15 | -18.3 | 11.7 | -3.3 | 13.9 | 6.1 | 5.4 | -5.7 | 23.9 | -5.6 | 7 | 4 | 17.2 | 11.1 | 25.6 | 0.6 | 11.1 | 10 | 14.4 | 0.6 | 18.3 | 6.7 | 18.9 | -5.9 | 2.8 | -6.7 | 17 | 16 | 10 | 0 | 26.1 | 19.4 | 8.3 | -11.7 | 10.6 | -0.6 | 11.7 | -1.7 | 26.1 | 15.6 | -18.5 | -22.5 | 1.7 | -4.4 | -15 | -26.7 | -3.9 | -13.3 | 3.9 | -6.1 | -8.9 | -25 | 13.9 | 11.1 | 23.3 | 15.6 | 1.1 | -10.6 | -25 | -30 | -15 | -20.6 | -5.6 | -15 | -17.8 | -23.9 | -0.6 | -2.2 | -8.3 | -14.4 | -15.6 | -22.2 | -8.9 | -13.3 | -6.9 | -14.4 | -4.8 | -11.4 | -6.5 | -19.4 | 5 | -1.7 | -21.1 | -26.6 | -14.6 | -18.6 | -4.4 | -11.7 | 11.1 | 2.8 | 10.6 | -0.6 | -2.8 | -7.2 | 3 | 1 | 14.4 | -6.7 | 10.6 | -2.2 | 15 | -4.4 | 3.9 | -9.4 | -2.8 | -12.2 | 10.6 | 8.9 | -11.7 | -18.3 | -15 | -18.3 | -8.9 | -16.7 | 6.7 | -2.2 | -15 | -21 | 1.7 | -1.7 | -4.4 | -15 | -1.7 | -14.4 | 0 | -7.2 | 5 | 1 | -2.8 | -15 | 9.4 | -3.9 | -3.9 | -9.4 | 1.1 | -1.7 | 14.4 | 2.8 | 13.3 | -8.3 | 14.8 | 4.5 | 8.9 | -3.9 | 2 | 1.6 | 18.9 | 11.1 | 20.6 | 8.9 | 2.8 | -5.6 | 2.8 | 2.2 | -3.3 | -5.6 | 11.7 | 5.6 | 2.8 | -1.1 | -10.4 | -14 | 0.6 | -0.6 | -7.4 | -13.7 | -3.3 | -11.7
-18 | -20 | -15 | -17.8 | 12.2 | -1.7 | 14.4 | -3.9 | 5.6 | -6.1 | 24.4 | -5 | 7 | 5 | 17.2 | 10.6 | 23.3 | 5 | 11.5 | 10.1 | 14.4 | 0.6 | 17.2 | 8.4 | 18.9 | -6.7 | 3.9 | -7.2 | 17 | 16 | 8.9 | -2.2 | 26.7 | 19.4 | 8.7 | -10 | 11.1 | -1.7 | 12.2 | -2.2 | 26.7 | 16.1 | -18.2 | -22.2 | 1.7 | -3.3 | -15 | -27.2 | -3 | -11.4 | 6.1 | -6.1 | -8.2 | -23.1 | 15 | 12.4 | 23.9 | 15 | 1.7 | -10.6 | -25 | -31 | -13.3 | -19.4 | -5.6 | -15 | -17.8 | -24.4 | -0.4 | -1.8 | -8.3 | -15 | -14.4 | -22.8 | -7.8 | -12.2 | -5.9 | -14.4 | -4.1 | -11.2 | -5.7 | -20.5 | 5.5 | -1.2 | -20.6 | -27.2 | -14.4 | -19.4 | -2.8 | -10 | 10.9 | 2.2 | 11.1 | -0.6 | -2.8 | -7.2 | 3.1 | 1.3 | 15 | -7.2 | 11.7 | -3.3 | 14.4 | -3.9 | 4.4 | -9.4 | -3.3 | -13.3 | 10.6 | 8.9 | -11.9 | -17.4 | -15 | -16.1 | -8.3 | -15 | 8.3 | -2.8 | -13 | -18 | 1.9 | -1.5 | -4.6 | -13.7 | -1.1 | -13.9 | 0 | -7.2 | 4 | 0 | -2.8 | -17.8 | 10 | -3.3 | -3.9 | -8.9 | 2.2 | -1.1 | 15 | 2.2 | 15 | -7.8 | 15.2 | 4.6 | 11.1 | -4.4 | 1.9 | 1.2 | 20 | 11.7 | 21.1 | 10 | 3.9 | -5.6 | 2.4 | 1.8 | -5.6 | -7.2 | 11.7 | 4.4 | 2.8 | -1.1 | -9.1 | -11.9 | 0.4 | -0.7 | -6.7 | -14.4 | -1.1 | -9.4
-17 | -20 | -15 | -17.8 | 12.2 | -1.1 | 15 | -2.2 | 5.2 | -4.1 | 25 | -3.9 | 8 | 6 | 16.7 | 11.7 | 21.7 | 6.1 | 11.8 | 9.9 | 15.6 | 1.1 | 16.1 | 9.8 | 18.2 | -5.8 | 4.4 | -6.7 | 18 | 16 | 8.9 | -9.4 | 26.1 | 20 | 9 | -10.3 | 11.1 | 0 | 12.2 | -2.2 | 25.6 | 15.6 | -17.8 | -22.2 | 0.6 | -3.9 | -15.6 | -27.2 | -2 | -10.3 | 7.8 | -4.4 | -7.4 | -23.3 | 16.1 | 13.3 | 23.3 | 15.6 | 2.2 | -10.6 | -24 | -30 | -12.8 | -20 | -5.6 | -16.1 | -17.8 | -23.9 | -0.2 | -1.6 | -8.9 | -15.6 | -14.4 | -22.2 | -7.8 | -12.2 | -5 | -15.6 | -3.3 | -11.7 | -5 | -24.4 | 6.1 | -1.1 | -20.8 | -26.3 | -14.8 | -19.2 | -2.2 | -8.3 | 10.8 | 1.3 | 12.2 | 0 | -2.8 | -7.2 | 3.3 | 1.7 | 15.6 | -8.3 | 10.6 | -2.2 | 15 | -3.9 | 5.6 | -10 | -3.3 | -14.4 | 6.7 | 5 | -12 | -17.2 | -15 | -18.3 | -7.8 | -14.4 | 8.9 | -3.3 | -13 | -18 | 2 | -1.9 | -4.8 | -13.4 | -1.1 | -15 | -1.1 | -10 | 4 | 0 | -4.4 | -18.9 | 10 | -2.2 | -5 | -10.6 | 2.2 | -1.7 | 16.1 | 2.2 | 15.6 | -7.8 | 15.6 | 4.4 | 12.2 | -5.6 | 1.7 | 0.6 | 20.6 | 11.7 | 21.7 | 10 | 3.3 | -5 | 2.1 | 1.5 | -7.8 | -10 | 11.7 | 4.4 | 3.3 | -1.1 | -7.8 | -10 | 0.2 | -0.8 | -7.8 | -14.3 | -0.6 | -10.6
-17 | -20 | -14.4 | -16.7 | 12.8 | -0.6 | 15 | 0 | 4.8 | -2.9 | 24.4 | -3.9 | 7 | 6 | 16.1 | 11.7 | 17.8 | 9.4 | 12.2 | 10 | 15.6 | 1.7 | 15 | 10.6 | 17.4 | -5.7 | 3.3 | -4.4 | 17 | 16 | 7.8 | -10.6 | 25 | 19.4 | 9.4 | -11.1 | 10 | 0 | 11.1 | -4.4 | 25 | 16.7 | -17.8 | -21.8 | -0.6 | -3.9 | -15.6 | -26.7 | -1.1 | -10.6 | 10 | -3.9 | -6.7 | -25 | 15.4 | 13.5 | 22.2 | 15 | 2.2 | -10.6 | -25 | -30 | -13.9 | -20 | -6.7 | -15 | -17.2 | -23.9 | 0 | -1.7 | -8.9 | -14.4 | -14.4 | -22.2 | -7.2 | -12.8 | -4.8 | -12.9 | -2.6 | -10.4 | -5 | -22.6 | 4.8 | -1.1 | -20.9 | -25.9 | -15.2 | -19.6 | -2.2 | -7.8 | 10.6 | 0.6 | 11.7 | -0.6 | -2.8 | -6.7 | 2.8 | 1.5 | 14.4 | -7.8 | 7.8 | -3.3 | 16.1 | -3.3 | 6.1 | -8.9 | -3.9 | -13.9 | 6.1 | 4.4 | -12.2 | -17.8 | -15 | -17.8 | -7.8 | -15.6 | 9.4 | -2.8 | -12 | -18 | 2.2 | -2.2 | -5 | -14.4 | -1.7 | -15 | -1.1 | -10 | 4 | 0 | -4.4 | -18.9 | 10 | 0 | -7.2 | -13.9 | 1.7 | -2.8 | 15 | 1.7 | 15.6 | -7.8 | 14.5 | 5.1 | 11.1 | -5.6 | 1.3 | 0 | 20.6 | 12.2 | 22.2 | 10 | 3.3 | -5 | 1.7 | 1.1 | -10 | -11.7 | 11.7 | 5.6 | 3.3 | -1.7 | -7.1 | -9.1 | 0 | -1.1 | -8.9 | -14.8 | -0.6 | -10.6
-17 | -20 | -14.4 | -16.7 | 11.1 | 0.6 | 15 | 0.6 | 4.4 | -2.2 | 23.9 | -3.9 | 7 | 4 | 17.2 | 10.6 | 17.2 | 6.1 | 12.2 | 10.1 | 13.3 | 1.7 | 14.3 | 10.7 | 16.7 | -6.7 | 2.2 | -5.6 | 17 | 16 | 6.1 | -13.9 | 25 | 17.8 | 7.7 | -9.4 | 9.4 | -0.6 | 10.6 | -3.3 | 22.2 | 17.2 | -17.8 | -21.8 | -0.6 | -4.4 | -17.2 | -27.2 | -1.7 | -9.8 | 10 | -3.3 | -7.2 | -22.7 | 14.6 | 13.3 | 21.1 | 15.6 | 1.1 | -10.6 | -25 | -30 | -15.6 | -20.6 | -8.9 | -16.1 | -16.7 | -23.9 | -0.2 | -1.6 | -9.4 | -13.3 | -16.7 | -22.2 | -8.9 | -13.3 | -4.6 | -11.4 | -1.8 | -10.1 | -5 | -22.1 | 3.5 | -1.1 | -21.1 | -26.1 | -15.6 | -20.6 | -2.2 | -7.2 | 10 | 0 | 10.6 | -1.1 | -3.9 | -6.7 | 2.2 | 1.3 | 13.3 | -7.2 | 6.1 | -3.9 | 12.8 | -3.3 | 3.9 | -8.3 | -4.4 | -14.4 | 6.1 | 5 | -12.8 | -17 | -15.6 | -17.2 | -7.8 | -15.6 | 9.4 | -2.8 | -12 | -16 | 0.9 | -2.7 | -5 | -13.3 | -2.8 | -16.1 | -2.2 | -10 | 3 | -1 | -5.6 | -19.4 | 7.8 | 4.4 | -8.9 | -15 | 1.7 | -5 | 12.8 | 1.7 | 15.6 | -8.3 | 13.3 | 5.5 | 10 | -6.7 | 1 | -0.4 | 19.4 | 12.8 | 21.7 | 10 | 3.9 | -5 | 1.5 | 0.8 | -10.6 | -12.8 | 10.6 | 3.9 | 1.1 | -2.2 | -6.3 | -8.3 | -0.4 | -1.3 | -10 | -16.1 | -2.2 | -10
-18 | -21 | -14.4 | -17.2 | 10 | 1.7 | 13.3 | 0.6 | 4.2 | -2.1 | 22.2 | -2.8 | 6 | 4 | 18.9 | 8.9 | 15 | 5.6 | 12.2 | 10.3 | 12.2 | 1.1 | 13.5 | 10.5 | 14.5 | -2.9 | -2.2 | -6.1 | 16 | 16 | 4.4 | -14.4 | 24.4 | 17.2 | 6.1 | -9.4 | 7.8 | 0.6 | 9.4 | -1.7 | 21.7 | 16.7 | -17.8 | -22.2 | -1.7 | -4.4 | -17.8 | -26.7 | -2.2 | -9.8 | 7.2 | -3.3 | -7.8 | -22 | 13.9 | 13.3 | 18.9 | 14.4 | 0.6 | -10.6 | -25 | -32 | -16.7 | -21.7 | -10 | -18.9 | -16.7 | -23.3 | -0.4 | -1.8 | -9.4 | -13.3 | -17.8 | -22.2 | -10 | -13.3 | -4.4 | -11.1 | -1.1 | -11.1 | -5 | -23.9 | 2.2 | -1.7 | -21.3 | -25.7 | -15.6 | -19.8 | -2.8 | -6.7 | 9.5 | -0.3 | 8.9 | 0 | -6.7 | -8.3 | 1.7 | 1.1 | 10 | -6.7 | 5.6 | -3.3 | 10 | -3.3 | 2.2 | -7.8 | -5.6 | -16.1 | 5.6 | 4.4 | -13.3 | -16.9 | -16.1 | -17.2 | -10 | -16.1 | 7.8 | -1.7 | -12 | -16 | -0.4 | -3.4 | -5 | -13.3 | -3.9 | -16.7 | -3.3 | -11.7 | 3 | 0 | -6.1 | -20 | 7.2 | 5.6 | -11.1 | -15.6 | 1.1 | -5 | 10.6 | 1.1 | 12.8 | -7.8 | 12.2 | 5.6 | 8.9 | -6.7 | 0.6 | -1.1 | 18.9 | 13.3 | 19.4 | 10 | 2.2 | -5 | 1.3 | 0.3 | -11.7 | -13.3 | 8.9 | 3.9 | 0 | -2.2 | -5.6 | -7.8 | -0.7 | -1.3 | -11.1 | -16 | -4.4 | -11.1
-19 | -21 | -14.4 | -16.7 | 8.3 | 2.2 | 13.9 | 0.6 | 4.1 | -2.2 | 21.1 | -3.9 | 6 | 4 | 15.6 | 10.6 | 15.6 | 5.6 | 12.2 | 10.6 | 11.7 | 3.9 | 12.8 | 10.6 | 12.2 | -1.2 | -2.8 | -6.7 | 16 | 16 | 2.8 | -16.7 | 23.3 | 17.8 | 4.4 | -10.6 | 6.1 | 0.6 | 8.9 | -1.7 | 21.1 | 16.7 | -18.7 | -22.7 | -1.7 | -4.4 | -17.8 | -27.2 | -2.8 | -11.1 | 5.6 | -3.9 | -8.3 | -23.3 | 13.2 | 12.8 | 16.1 | 13.3 | 0 | -10.6 | -25 | -31 | -18.3 | -21.7 | -11.1 | -17.8 | -16.7 | -23.3 | -0.6 | -2.2 | -9.4 | -11.7 | -20.6 | -23.3 | -10.6 | -13.9 | -4.6 | -9.6 | -1.5 | -9.1 | -5.4 | -14.4 | 1.5 | -1.2 | -21.5 | -25.7 | -15.6 | -19.7 | -3.3 | -6.1 | 8.9 | -1.1 | 8.3 | 0.6 | -8.3 | -9.4 | 1.5 | 0.8 | 8.3 | -6.7 | 5.6 | -3.9 | 8.9 | -3.3 | -0.6 | -8.3 | -6.1 | -15.6 | 5 | 3.9 | -13.9 | -17.2 | -16.7 | -17.8 | -8.9 | -15 | 6.1 | -2.2 | -12 | -18 | -1.7 | -4.4 | -5 | -14.4 | -4.4 | -16.7 | -4.4 | -11.1 | 2 | 0 | -6.7 | -19.4 | 6.7 | 5 | -13.9 | -18.3 | 0 | -6.1 | 8.9 | 0.6 | 7.8 | -7.8 | 10.9 | 5.7 | 7.8 | -9.4 | 0.6 | -1 | 18.9 | 13.3 | 17.2 | 9.4 | 1.1 | -5 | 1.1 | 0 | -12.2 | -15 | 10 | 5 | 1.1 | -1.7 | -5.4 | -6.7 | -1.1 | -1.7 | -12.2 | -16.6 | -4.4 | -10
-19 | -21 | -13.9 | -16.7 | 4.4 | 1.7 | 13.9 | 1.1 | 3.9 | -2.8 | 20 | -4.4 | 5 | 3 | 15.6 | 10 | 16.7 | 3.9 | 12 | 10.3 | 11.1 | 3.9 | 12.4 | 10.3 | 10 | -0.6 | -3.3 | -7.2 | 16 | 16 | 0.6 | -17.2 | 22.8 | 18.3 | 2.2 | -8.6 | 6.1 | 0.6 | 7.2 | -1.1 | 21.1 | 16.7 | -19.7 | -23.7 | -1.7 | -4.4 | -18.3 | -26.1 | -2.8 | -9.9 | 5.6 | -3.9 | -8.1 | -20.9 | 12.4 | 12.3 | 16.1 | 13.9 | -0.6 | -11.1 | -25 | -31 | -18.3 | -21.7 | -11.7 | -16.7 | -16.7 | -22.8 | -0.8 | -2.2 | -9.4 | -11.7 | -22.8 | -24.4 | -10.6 | -12.8 | -4.8 | -9.1 | -1.8 | -8.2 | -5.7 | -10.1 | 0.7 | -1.1 | -21.7 | -26.1 | -15.6 | -20 | -3.3 | -6.1 | 8.3 | -2.1 | 8.3 | 0.6 | -9.4 | -10.6 | 1.3 | 0.3 | 6.7 | -7.2 | 3.9 | -2.2 | 6.1 | -3.9 | -0.6 | -7.8 | -6.7 | -17.2 | 4.4 | 3.3 | -14.1 | -17.1 | -16.7 | -18.3 | -7.8 | -14.4 | 4.4 | -2.2 | -12 | -16 | -2.2 | -4.5 | -5 | -13.1 | -5.6 | -17.2 | -5.6 | -11.7 | 2 | 0 | -6.7 | -20 | 6.7 | 5 | -14.4 | -20.6 | -0.6 | -6.1 | 8.3 | 0.6 | 3.9 | -7.8 | 9.6 | 5.8 | 7.2 | -10 | 0.6 | -1.3 | 17.8 | 13.3 | 16.7 | 10 | 0.6 | -5 | 0.9 | -0.3 | -13.3 | -15.6 | 8.9 | 5 | -1.7 | -2.8 | -5.2 | -5.8 | -1.7 | -2.2 | -13.3 | -17.8 | -5.6 | -9.4
-20 | -22 | -14.4 | -17.2 | 3.9 | 1.1 | 13.3 | 1.7 | 3.2 | -3.6 | 18.9 | -3.9 | 5 | 3 | 15.6 | 9.4 | 16.7 | 3.9 | 11.9 | 10.2 | 10 | 2.8 | 12.1 | 10.4 | 8.7 | 0.4 | -5.6 | -8.3 | 16 | 16 | 0 | -16.7 | 21.7 | 18.3 | 0 | -8.6 | 5.6 | 1.7 | 6.7 | -0.6 | 21.1 | 17.2 | -20.6 | -25 | -2.2 | -4.4 | -17.8 | -26.1 | -2.8 | -9.9 | 4.4 | -3.9 | -8 | -20.4 | 11.7 | 11.7 | 16.1 | 13.9 | -1.1 | -10.6 | -25 | -32 | -20 | -21.7 | -12.8 | -17.8 | -16.7 | -22.8 | -0.9 | -2.3 | -9.4 | -13.3 | -23.3 | -25.6 | -13.3 | -15 | -5 | -8.9 | -2.2 | -8.3 | -6.1 | -7.2 | 0 | -1.1 | -21.7 | -25.8 | -15.8 | -19.7 | -3.9 | -5.6 | 7.8 | -3 | 8.3 | 0.6 | -10 | -11.1 | 1.1 | 0 | 4.4 | -7.2 | 5.6 | -2.8 | 5 | -4.4 | -2.8 | -7.8 | -7.2 | -16.1 | 3.9 | 2.8 | -14.2 | -17.2 | -16.1 | -16.7 | -7.8 | -13.3 | 3.9 | -2.2 | -12 | -16 | -2.8 | -4.9 | -5 | -13.1 | -6.1 | -17.8 | -6.1 | -11.1 | 2 | 0 | -6.7 | -18.9 | 7.8 | 5.6 | -14.4 | -20 | -1.1 | -6.7 | 7.8 | 0.6 | 4.4 | -7.8 | 8.3 | 5.6 | 5.6 | -10 | 0.6 | -1.7 | 16.7 | 13.3 | 13.3 | 9.4 | 0 | -6.7 | 0.8 | -0.6 | -13.9 | -16.7 | 9.4 | 4.4 | -2.2 | -3.3 | -5 | -5 | -2.2 | -2.7 | -13.7 | -17.5 | -6.7 | -11.7
-19 | -21 | -14.4 | -16.7 | 4.4 | 2.2 | 12.2 | 1.7 | 2.4 | -5.1 | 18.9 | -3.9 | 6 | 3 | 15 | 9.4 | 16.1 | 4.4 | 11.7 | 10 | 9.4 | 1.1 | 11.7 | 10 | 7.4 | 1.2 | -6.7 | -9.4 | 16 | 16 | -1.1 | -15.6 | 21.1 | 18.9 | -2.2 | -10 | 6.7 | 2.2 | 5.6 | -0.6 | 20.6 | 17.8 | -21.7 | -25.9 | -2.2 | -5 | -17.2 | -25 | -2.8 | -10.6 | 5 | -4.4 | -7.8 | -21.1 | 11.1 | 9.6 | 16.7 | 15 | -1.7 | -10.6 | -25 | -32 | -21.7 | -21.9 | -13.9 | -18.9 | -16.1 | -23.3 | -1.1 | -2.8 | -9.4 | -13.3 | -23.9 | -26.1 | -12.8 | -14.4 | -4.6 | -8.9 | -1.8 | -6.9 | -5.4 | -7 | -0.6 | -1.6 | -21.7 | -25.8 | -15.9 | -19.8 | -3.9 | -5.6 | 7.2 | -5 | 7.8 | 0 | -7.2 | -9.4 | 0.9 | -0.2 | 2.8 | -7.2 | 5.6 | -3.9 | 4.4 | -4.4 | -3.3 | -7.8 | -7.2 | -16.7 | 3.9 | 2.8 | -14.4 | -17.8 | -15.6 | -18.3 | -7.2 | -13.3 | 1.7 | -2.8 | -12 | -15 | -3.3 | -5.6 | -5 | -13.9 | -6.7 | -17.8 | -6.7 | -11.1 | 2 | 0 | -7.2 | -19.4 | 7.8 | 5.6 | -15.6 | -20.6 | -1.7 | -6.7 | 8.3 | 0 | 3.3 | -8.3 | 7.6 | 5.3 | 3.9 | -14.4 | 0.4 | -1.5 | 16.7 | 13.3 | 12.2 | 8.9 | -1.1 | -6.7 | 0.6 | -1.1 | -14.4 | -17.8 | 9.4 | 4.4 | -1.7 | -2.8 | -8.1 | -9.3 | -2.8 | -3.3 | -14 | -18 | -7.8 | -11.7
-19 | -22 | -13.9 | -16.1 | 5.6 | 3.3 | 9.4 | 1.7 | 1.7 | -7.2 | 18.3 | -3.9 | 5 | 3 | 15 | 9.4 | 15 | 5 | 11.1 | 9.7 | 8.9 | 1.1 | 11.5 | 9.9 | 6.1 | 1.7 | -5 | -8.9 | 16 | 16 | -2.2 | -15.6 | 21.1 | 18.3 | -3.1 | -8.5 | 6.7 | 3.9 | 4.4 | -1.1 | 20.6 | 17.8 | -22.8 | -27.1 | -1.7 | -4.4 | -17.2 | -25 | -1.5 | -7.7 | 4.4 | -3.9 | -7.8 | -18.4 | 10.6 | 7.5 | 16.7 | 15 | -2.2 | -10.6 | -25 | -31 | -21.7 | -22 | -14.4 | -16.7 | -16.7 | -22.8 | -0.9 | -2 | -9.4 | -13.3 | -25.6 | -27.2 | -13.3 | -15 | -4.3 | -9.3 | -1.5 | -6.2 | -4.6 | -6.8 | -1.1 | -2.1 | -21.7 | -26.1 | -16.1 | -20.6 | -4.4 | -5.6 | 6.5 | -4.9 | 5.6 | 5 | -7.2 | -9.4 | 0.8 | -0.3 | 1.1 | -7.8 | 5.6 | -4.4 | 3.9 | -4.4 | -5 | -8.3 | -7.8 | -17.8 | 3.9 | 2.8 | -14.6 | -17.4 | -15 | -16.7 | -7.2 | -12.8 | 1.1 | -2.8 | -12 | -15 | -4.1 | -6 | -5 | -12.4 | -7.2 | -17.8 | -7.2 | -11.1 | 3 | 0 | -7.8 | -19.4 | 8.3 | 5.6 | -16.7 | -21.7 | -2.2 | -7.2 | 8.3 | 0 | 1.1 | -8.3 | 6.8 | 4.8 | 1.7 | -15.6 | 0.2 | -1.4 | 15.6 | 10.6 | 11.1 | 8.3 | -1.1 | -6.7 | 0.2 | -1.2 | -15 | -18.3 | 8.9 | 2.2 | -1.7 | -2.2 | -11.3 | -13.9 | -3 | -3.9 | -14.4 | -18.9 | -9.4 | -12.2
-18 | -21 | -13.9 | -16.1 | 4.4 | 1.7 | 7.2 | 2.2 | 1.3 | -5.4 | 16.1 | -1.7 | 6 | 4 | 13.9 | 6.7 | 15 | 5 | 10.6 | 9.7 | 6.1 | 3.3 | 11.2 | 9.8 | 5 | 1.3 | -6.1 | -10 | 16 | 15 | -2.8 | -16.1 | 20.6 | 18.9 | -4.1 | -8.1 | 6.7 | 4.4 | 4.4 | -1.1 | 19.4 | 16.7 | -23.9 | -28.9 | -1.7 | -4.4 | -17.2 | -25 | -0.2 | -5.7 | 3.9 | -3.9 | -7.8 | -17.6 | 10 | 5 | 16.7 | 15 | -2.2 | -10.6 | -25 | -30 | -21.7 | -22 | -16.7 | -18.9 | -16.7 | -22.2 | -0.8 | -1.5 | -10 | -13.9 | -27.8 | -30.6 | -13.3 | -15 | -3.9 | -10.6 | -1.1 | -6.1 | -3.9 | -7.2 | -1.7 | -2.8 | -21.7 | -25.8 | -16.1 | -20 | -5 | -6.1 | 5.7 | -5.8 | 5 | 5 | -6.7 | -8.3 | 0.6 | -0.6 | 1.1 | -7.8 | 3.3 | 0 | 2.8 | -4.4 | -5.6 | -8.9 | -8.3 | -17.8 | 3.9 | 2.8 | -14.8 | -17.3 | -16.1 | -18.3 | -6.7 | -12.2 | 0.6 | -3.3 | -12 | -14 | -4.8 | -6.8 | -5 | -12.2 | -7.8 | -18.3 | -7.2 | -10.6 | 3 | 0 | -8.3 | -18.9 | 7.8 | 2.2 | -17.8 | -22.2 | -2.8 | -7.2 | 8.3 | 0 | 1.1 | -8.3 | 6.1 | 4.4 | 2.2 | -13.9 | 0 | -1.7 | 14.4 | 12.8 | 10 | 8.3 | -1.1 | -6.7 | -0.2 | -1.6 | -15.6 | -18.9 | 8.3 | 2.2 | -2.8 | -3.3 | -14.4 | -18.9 | -3.1 | -4.2 | -15.5 | -19.6 | -7.8 | -12.8
-18 | -21 | -13.3 | -15.6 | 4.4 | 0.6 | 8.3 | 4.4 | 1 | -4.5 | 15.6 | -1.1 | 5 | 3 | 13.3 | 7.8 | 13.9 | 7.8 | 10 | 9.4 | 6.1 | 2.2 | 10.9 | 9.6 | 3.9 | 1.1 | -7.2 | -10.6 | 16 | 15 | -3.3 | -15.6 | 20 | 18.9 | -5 | -8.3 | 6.7 | 5 | 4.4 | -1.1 | 19.4 | 17.2 | -23.9 | -28.3 | -1.7 | -3.3 | -17.2 | -25 | 1.1 | -4.4 | 3.3 | -4.4 | -7.8 | -17.8 | 9.3 | 4.9 | 17.2 | 15 | -2.8 | -10.6 | -25 | -30 | -22.2 | -22.2 | -17.8 | -21.1 | -16.7 | -22.2 | -0.6 | -1.1 | -9.4 | -12.8 | -26.7 | -28.9 | -14.4 | -16.1 | -3.2 | -8.9 | -1.1 | -5 | -3.3 | -6.7 | -1.9 | -2.9 | -21.7 | -25.8 | -16.1 | -20 | -5.6 | -7.2 | 5 | -7.2 | 5 | 5 | -7.2 | -8.3 | 0.2 | -0.7 | -0.6 | -7.8 | 3.9 | -0.6 | 3.3 | -3.9 | -7.2 | -9.4 | -8.9 | -19.4 | 3.3 | 2.2 | -15 | -17.8 | -16.1 | -18.3 | -6.1 | -11.1 | 1.1 | -3.3 | -11 | -13 | -5.6 | -7.8 | -5 | -12.8 | -8.9 | -19.4 | -7.8 | -11.1 | 3 | 0 | -8.9 | -18.9 | 6.7 | 1.1 | -18.9 | -23.9 | -2.8 | -7.8 | 9.4 | -0.6 | 3.9 | -9.4 | 6.1 | 4.4 | 2.2 | -14.4 | -0.6 | -2.1 | 14.4 | 12.8 | 10.6 | 7.8 | -0.6 | -6.1 | -0.6 | -2.2 | -16.1 | -18.9 | 9.4 | 1.7 | -2.8 | -3.9 | -16.1 | -20.8 | -3.3 | -5 | -16.7 | -21.1 | -8.9 | -13.3
-18 | -21 | -13.9 | -15.6 | 3.3 | -0.6 | 8.3 | 4.4 | 0.6 | -4.4 | 16.1 | -2.2 | 5 | 3 | 12.2 | 9.4 | 14.4 | 8.3 | 10 | 9.4 | 5 | 1.1 | 10.7 | 9.5 | 2.8 | 0.6 | -6.7 | -10.6 | 16 | 15 | -3.9 | -15.6 | 21.1 | 20 | -5 | -7.9 | 6.1 | 5 | 2.8 | -1.1 | 18.9 | 17.2 | -23.9 | -28 | -1.7 | -3.3 | -17.2 | -24.4 | 1.1 | -3.5 | 2.2 | -4.4 | -8 | -15.7 | 8.5 | 4.7 | 17.2 | 15.6 | -3.3 | -10.6 | -25 | -30 | -22.2 | -22.3 | -16.7 | -19.4 | -16.7 | -21.7 | -0.6 | -1.1 | -8.9 | -12.8 | -27.2 | -29.4 | -15.6 | -16.1 | -2.4 | -8 | -1.1 | -4.5 | -2.8 | -6.6 | -2 | -3 | -21.7 | -26.1 | -16.1 | -20.6 | -5 | -6.7 | 4.1 | -6.5 | 4.4 | 4.4 | -6.7 | -7.8 | -0.2 | -0.8 | 0 | -7.2 | 5.6 | -1.7 | 2.8 | -3.9 | -6.7 | -8.9 | -9.4 | -19.4 | 3.3 | 2.2 | -15.4 | -19.2 | -15.6 | -18.3 | -6.1 | -10 | 1.1 | -3.3 | -8 | -11 | -6.3 | -8.3 | -5 | -11.8 | -10 | -19.4 | -7.8 | -11.7 | 2 | 0 | -9.4 | -18.9 | 5.6 | -1.1 | -18.3 | -22.8 | -3.3 | -8.3 | 11.7 | -0.6 | 2.8 | -9.4 | 6.1 | 4.4 | -1.7 | -13.3 | -1.1 | -2.9 | 13.3 | 12.8 | 8.3 | 6.7 | 0.6 | -5.6 | -1.3 | -3.1 | -17.2 | -20.6 | 8.9 | 1.7 | -3.3 | -3.9 | -17.7 | -23 | -3.7 | -5.5 | -17.8 | -22.8 | -8.3 | -13.9
-18 | -21 | -13.3 | -15.6 | 3.3 | -2.8 | 11.1 | 5 | 0.2 | -3.4 | 14.4 | -0.6 | 4 | 3 | 10.6 | 8.9 | 13.3 | 6.7 | 10 | 9.4 | 4.4 | 0.6 | 10.5 | 9.4 | 1.7 | -0.2 | -6.7 | -10.6 | 17 | 16 | -4.4 | -18.9 | 21.1 | 19.4 | -5 | -7.9 | 8.3 | 6.7 | 2.8 | -0.6 | 18.9 | 17.2 | -23.9 | -28.3 | -1.7 | -3.3 | -17.2 | -24.4 | 1.1 | -3.3 | 1.7 | -3.9 | -8.1 | -15 | 7.8 | 4.4 | 17.2 | 15.6 | -3.3 | -10.6 | -25 | -28 | -21.7 | -22.4 | -18.3 | -20.6 | -16.7 | -21.7 | -0.6 | -1.1 | -9.4 | -12.2 | -25.6 | -27.8 | -16.1 | -17.8 | -1.7 | -7.8 | -1.1 | -4.4 | -2.2 | -7.2 | -2.2 | -3.3 | -22.1 | -26.2 | -15.9 | -19.8 | -5 | -6.7 | 3.1 | -7.1 | 5 | 5 | -6.7 | -7.8 | -0.6 | -1.1 | -1.7 | -7.8 | 5 | -1.7 | 2.8 | -3.9 | -7.8 | -10 | -9.4 | -19.4 | 2.8 | 1.7 | -15.7 | -20.9 | -15 | -18.9 | -6.1 | -10 | 0.6 | -3.3 | -8 | -11 | -7.1 | -9.1 | -5 | -11.8 | -10.6 | -19.4 | -8.3 | -12.2 | 3 | 0 | -10 | -18.9 | 5 | -2.2 | -18.9 | -23.3 | -3.9 | -8.3 | 11.1 | 0 | 1.7 | -8.9 | 6.1 | 4.4 | -2.8 | -13.3 | -1.7 | -3.9 | 13.9 | 13.3 | 6.7 | 5.6 | 0.6 | -5 | -2.1 | -4.2 | -18.3 | -21.7 | 8.3 | 2.2 | -2.2 | -3.3 | -19.4 | -26.1 | -4 | -6.2 | -18.2 | -22.7 | -9.4 | -14.4
-18 | -21 | -13.3 | -15 | 2.8 | -3.9 | 10.6 | 6.7 | -0.2 | -3.2 | 13.3 | 0.6 | 4 | 2 | 10 | 8.3 | 13.9 | 6.1 | 10 | 9.4 | 3.3 | 0.6 | 10.4 | 9.2 | 0.5 | -1.2 | -7.2 | -11.7 | 16 | 15 | -4.4 | -17.2 | 21.1 | 20 | -5 | -8.3 | 7.2 | 6.1 | 1.7 | -0.6 | 18.9 | 16.7 | -24.6 | -28.5 | -1.7 | -3.9 | -16.7 | -23.9 | 1.1 | -3.3 | 1.1 | -3.9 | -8.3 | -15 | 7.4 | 4 | 17.8 | 16.1 | -3.9 | -11.1 | -25 | -28 | -21.7 | -22.4 | -18.9 | -21.7 | -16.7 | -21.1 | -0.6 | -1.1 | -9.4 | -12.2 | -26.7 | -29.4 | -17.2 | -18.9 | -2.4 | -7.6 | -2.6 | -5.4 | -3.5 | -7.2 | -2.8 | -3.7 | -22.4 | -26.5 | -15.8 | -19.7 | -4.4 | -6.1 | 2.2 | -8.3 | 4.4 | 4.4 | -6.7 | -7.8 | -0.8 | -1.2 | -1.7 | -8.3 | 4.4 | -1.7 | 2.8 | -3.9 | -7.8 | -10 | -9.4 | -19.4 | 2.8 | 1.1 | -16.1 | -23.9 | -15 | -18.9 | -5.6 | -9.4 | 1.7 | -3.3 | -8 | -12 | -7.8 | -10 | -5 | -12.8 | -10.6 | -20 | -8.3 | -12.2 | 2 | 0 | -10 | -19.4 | 4.4 | -3.3 | -18.9 | -23.3 | -5 | -8.3 | 13.9 | 3.3 | 1.1 | -8.9 | 6.3 | 4.5 | -6.1 | -13.9 | -2.2 | -4.3 | 13.9 | 13.3 | 6.1 | 5 | -1.1 | -5.6 | -2.8 | -5.6 | -18.9 | -22.8 | 7.2 | 3.9 | -1.7 | -2.8 | -20.7 | -26.4 | -4.4 | -7.2 | -18.5 | -23 | -8.3 | -13.3
-18 | -21 | -13.3 | -15 | 1.7 | -3.9 | 11.7 | 7.2 | -0.6 | -3.3 | 13.3 | 0 | 7 | 2 | 9.4 | 6.7 | 12.8 | 5 | 10.2 | 9.6 | 3.9 | 1.1 | 10.3 | 9.2 | -0.6 | -2.2 | -8.9 | -12.2 | 16 | 16 | -5.6 | -15 | 21.1 | 20 | -5.4 | -8.1 | 7.2 | 6.1 | 2.8 | -2.8 | 18.9 | 17.2 | -25.4 | -29.4 | -1.7 | -3.9 | -16.7 | -23.9 | -0.2 | -3.5 | 0 | -3.9 | -7.9 | -12.4 | 7.1 | 3.4 | 17.8 | 16.1 | -3.9 | -11.1 | -24 | -28 | -20.6 | -22.5 | -19.4 | -21.7 | -16.7 | -21.1 | -0.6 | -1 | -10 | -12.2 | -26.7 | -28.9 | -16.7 | -18.9 | -3.2 | -8.2 | -4.1 | -6.7 | -4.8 | -7.8 | -3.3 | -3.9 | -22.8 | -27.2 | -15.6 | -20 | -4.4 | -6.1 | 1.8 | -7.9 | 4.4 | 3.3 | -7.2 | -8.3 | -0.9 | -1 | -1.1 | -7.8 | 4.4 | -1.1 | 3.9 | -3.9 | -7.8 | -10 | -10 | -17.8 | 2.8 | 1.1 | -15.9 | -22.2 | -15.6 | -18.3 | -5.6 | -8.3 | 0.6 | -3.9 | -8 | -11 | -7.1 | -9.1 | -5.6 | -11.6 | -10.6 | -20 | -8.3 | -12.2 | 3 | 0 | -10.6 | -18.9 | 3.9 | -3.9 | -21.1 | -25.6 | -6.1 | -8.9 | 13.9 | 6.1 | 0.6 | -8.9 | 6.5 | 4.5 | -6.1 | -13.3 | -2.8 | -5.1 | 14.4 | 13.9 | 5.6 | 5 | 0 | -4.4 | -3.2 | -5.8 | -20 | -23.3 | 7.2 | 3.9 | -1.7 | -2.2 | -22 | -27.5 | -4.6 | -7 | -18.9 | -23.9 | -9.4 | -14.4
-18 | -20 | -13.3 | -15 | 1.1 | -5 | 11.7 | 3.9 | -2.1 | -5.2 | 15.6 | -2.2 | 7 | 2 | 7.8 | 6.1 | 12.2 | 6.1 | 10.4 | 9.8 | 2.8 | 0.6 | 10.1 | 9 | -0.4 | -4 | -7.8 | -12.2 | 15 | 15 | -5 | -15.6 | 21.1 | 20 | -5.7 | -8.3 | 6.1 | 5 | 2.2 | -6.7 | 18.9 | 16.7 | -26.1 | -30.6 | -1.7 | -3.9 | -16.7 | -23.3 | -1.5 | -4 | -1.7 | -4.4 | -7.6 | -10.7 | 6.7 | 2.8 | 17.8 | 16.7 | -3.9 | -11.1 | -24 | -27 | -21.1 | -22.8 | -19.4 | -22.2 | -16.7 | -20.6 | -0.6 | -0.7 | -9.4 | -12.2 | -26.7 | -28.9 | -17.2 | -18.9 | -3.9 | -9.4 | -5.6 | -8.3 | -6.1 | -8.9 | -3.9 | -4.4 | -22.8 | -26.8 | -15.8 | -19.9 | -4.4 | -6.1 | 1.5 | -8.6 | 3.3 | 2.2 | -8.3 | -9.4 | -1.1 | -1.1 | -1.1 | -7.8 | 3.3 | -1.1 | 2.8 | -3.9 | -8.9 | -12.8 | -10 | -19.4 | 2.8 | 0 | -15.8 | -21.4 | -16.7 | -20 | -5.6 | -7.8 | 0 | -3.9 | -8 | -11 | -6.3 | -8.3 | -6.1 | -11.2 | -11.1 | -20.6 | -8.3 | -12.2 | 2 | 0 | -10.6 | -18.9 | 3.9 | -4.4 | -21.1 | -26.1 | -5.6 | -8.9 | 13.3 | 7.8 | 0 | -8.9 | 6.7 | 4.4 | -5 | -12.8 | -3.3 | -6.1 | 13.3 | 12.8 | 6.1 | 5.6 | 0.6 | -5 | -3.5 | -6.3 | -20 | -23.9 | 7.8 | 2.8 | -1.1 | -2.2 | -23.3 | -28.9 | -4.8 | -7.2 | -18.5 | -23.4 | -10.6 | -14.4
-18 | -20 | -15 | -16.7 | 0 | -5 | 8.9 | 3.3 | -3.5 | -7.2 | 15 | -1.7 | 7 | 2 | 7.8 | 5.6 | 13.3 | 3.3 | 10.6 | 10 | 3.3 | 1.1 | 10 | 8.9 | -0.2 | -6.1 | -8.9 | -13.3 | 15 | 15 | -5.6 | -15.6 | 21.7 | 20.6 | -6.1 | -8.9 | 6.7 | 5.6 | 1.7 | -7.8 | 17.2 | 16.1 | -26.3 | -30.2 | -1.7 | -3.3 | -16.7 | -22.8 | -2.8 | -5 | -3.3 | -5.6 | -7.2 | -9.4 | 6.3 | 2.2 | 17.8 | 16.7 | -3.9 | -11.7 | -23 | -27 | -20.6 | -23.3 | -20 | -22.8 | -16.7 | -20.6 | -0.6 | -0.6 | -8.9 | -11.7 | -25 | -26.7 | -16.7 | -18.3 | -5.2 | -9.8 | -5.8 | -8.7 | -6.8 | -9.6 | -1.9 | -2.8 | -22.8 | -26.8 | -15.9 | -20.2 | -4.4 | -6.1 | 1.1 | -10.6 | 2.8 | 1.1 | -8.9 | -10 | -0.5 | -0.6 | -1.7 | -7.8 | 4.4 | -1.7 | 1.7 | -4.4 | -8.3 | -11.1 | -11.1 | -17.2 | 2.2 | -1.7 | -15.6 | -21.1 | -16.7 | -18.9 | -5.6 | -7.8 | 0 | -3.9 | -8 | -11 | -5.6 | -7.8 | -6.7 | -11.7 | -11.1 | -20 | -7.8 | -11.7 | 2 | 0 | -10.6 | -18.3 | 3.3 | -3.9 | -20.6 | -25.6 | -6.1 | -8.9 | 13.9 | 8.9 | -2.2 | -8.9 | 8.2 | 5.9 | -8.9 | -13.9 | -3.5 | -6.3 | 14.4 | 13.9 | 5 | 5 | -0.6 | -4.4 | -3.9 | -7.2 | -21.1 | -24.4 | 7.8 | 5.6 | -1.1 | -2.2 | -23.5 | -29 | -5 | -7.8 | -18.2 | -23.6 | -10 | -14.4
-20 | -21 | -17.2 | -18.3 | 1.7 | -4.4 | 7.8 | 2.8 | -5 | -10 | 16.1 | -2.8 | 7 | 3 | 8.3 | 6.7 | 14.4 | 3.3 | 10.6 | 10.2 | 3.9 | 1.7 | 11.1 | 9.6 | 0 | -10 | -7.8 | -12.2 | 16 | 16 | -4.4 | -15.6 | 20.6 | 18.9 | -2.6 | -7.5 | 8.9 | 7.8 | 1.1 | -7.2 | 18.9 | 16.1 | -26.5 | -30.1 | -1.7 | -2.8 | -16.1 | -23.3 | -3.3 | -4.9 | -3.3 | -5.6 | -7 | -9.3 | 6 | 1.7 | 18.3 | 16.7 | -3.9 | -11.7 | -23 | -27 | -19.4 | -22.8 | -17.8 | -20.6 | -16.1 | -18.9 | -0.4 | -0.4 | -8.3 | -11.7 | -22.8 | -24.4 | -16.1 | -18.3 | -6.5 | -11.1 | -5.9 | -9.4 | -7.6 | -11 | 0.2 | -1.2 | -22.8 | -27.2 | -16.1 | -21.1 | -3.9 | -6.1 | 2 | -9.3 | 2.8 | 0 | -8.9 | -10 | 0 | -0.4 | -1.1 | -7.2 | -2.2 | -3.3 | 5 | -3.3 | -7.8 | -10 | -10.6 | -18.3 | 1.7 | -2.8 | -14.3 | -19.4 | -16.1 | -17.2 | -5.6 | -7.8 | 1.1 | -3.3 | -7 | -10 | -4.8 | -6.7 | -5.6 | -10.7 | -11.1 | -19.4 | -7.8 | -12.8 | 2 | 0 | -10.6 | -18.3 | 3.3 | -4.4 | -21.1 | -26.1 | -6.7 | -8.9 | 14.4 | 10 | -3.3 | -8.3 | 9.6 | 7.1 | -5.6 | -12.8 | -3.7 | -6.7 | 14.4 | 13.3 | 5 | 5 | -1.1 | -5 | -3.5 | -6.9 | -22.2 | -25.6 | 9.4 | 6.1 | -1.7 | -2.2 | -23.7 | -29.8 | -5.2 | -7.6 | -17.8 | -24.4 | -9.4 | -14.4
-20 | -21 | -17.2 | -20 | 2.8 | -6.7 | 10.6 | 1.7 | -4.6 | -9.7 | 16.7 | -2.2 | 7 | 3 | 10 | 7.8 | 15.6 | 3.3 | 10.6 | 10.5 | 7.2 | 3.3 | 12.2 | 10 | 0.4 | -9.8 | -5.6 | -11.1 | 16 | 16 | -2.8 | -16.7 | 20.6 | 18.9 | 0.9 | -7.2 | 12.8 | 10.6 | 1.1 | -7.2 | 22.8 | 15.6 | -26.7 | -30.6 | -1.7 | -2.8 | -15 | -23.9 | -3.9 | -5.1 | -0.6 | -3.3 | -6.9 | -9.6 | 5.6 | 1.1 | 19.4 | 17.2 | -2.8 | -11.1 | -23 | -26 | -19.4 | -23.3 | -16.1 | -20 | -15 | -17.8 | -0.2 | -0.2 | -8.9 | -11.1 | -21.7 | -23.9 | -15.6 | -17.2 | -7.8 | -12.8 | -6.1 | -10.6 | -8.3 | -12.8 | 2.2 | 0 | -22.8 | -27 | -15.7 | -19.9 | -3.9 | -6.1 | 3 | -9.1 | 3.9 | -1.7 | -8.9 | -10 | 0.6 | 0 | 0.6 | -6.7 | -2.8 | -3.9 | 8.3 | -3.9 | -4.4 | -7.8 | -10 | -18.3 | 1.7 | -3.3 | -13 | -18.1 | -16.7 | -18.3 | -5 | -7.2 | 2.2 | -1.7 | -6 | -10 | -4.1 | -5.7 | -4.4 | -10.5 | -9.4 | -18.9 | -7.2 | -12.2 | 2 | -1 | -9.4 | -18.3 | 5 | -3.9 | -18.3 | -23.3 | -4.4 | -8.3 | 16.1 | 11.7 | -0.6 | -7.8 | 11.1 | 8.3 | 0 | -11.7 | -3.9 | -7.8 | 16.1 | 13.9 | 9.4 | 8.9 | -0.6 | -5 | -3.2 | -7 | -21.7 | -25.6 | 10 | 6.7 | -0.6 | -1.7 | -23.9 | -31.1 | -5.4 | -7.8 | -12.8 | -19.8 | -8.9 | -15
-19 | -21 | -17.8 | -19.4 | 4.4 | -7.2 | 12.2 | 1.1 | -4.3 | -10.4 | 18.9 | -2.2 | 8 | 4 | 11.1 | 6.7 | 19.4 | 2.8 | 10.6 | 10.6 | 8.3 | 3.9 | 13.3 | 10.6 | 0.7 | -11 | -2.2 | -10.6 | 17 | 17 | -1.7 | -17.2 | 21.1 | 18.3 | 4.4 | -9.4 | 15.6 | 11.7 | 2.2 | -8.9 | 25.6 | 15.6 | -24.8 | -28.7 | -1.1 | -2.8 | -12.8 | -22.2 | -4.4 | -5.6 | 1.7 | -2.2 | -6.7 | -10 | 5.8 | 0.9 | 23.3 | 17.8 | -2.2 | -11.1 | -22 | -25 | -16.7 | -22.2 | -11.7 | -19.4 | -13.3 | -16.7 | 0 | 0 | -9.4 | -11.7 | -18.3 | -20.6 | -14.4 | -16.1 | -7.4 | -12.3 | -5.7 | -10.1 | -7.4 | -12.4 | 4.6 | -0.5 | -22.8 | -27.1 | -15.4 | -19.5 | -2.2 | -5 | 3.9 | -10.6 | 5 | -2.8 | -7.2 | -8.9 | 1.1 | 0.7 | 3.9 | -6.7 | -2.2 | -5 | 10.6 | -3.9 | -1.1 | -7.8 | -9.4 | -19.4 | 1.7 | -4.4 | -11.7 | -17.8 | -16.7 | -20 | -3.9 | -7.2 | 4.4 | 0 | -6 | -9 | -3.3 | -5 | -3.3 | -11.1 | -7.8 | -18.3 | -6.7 | -11.7 | 2 | -1 | -8.3 | -18.9 | 6.7 | -3.9 | -14.4 | -20.6 | -2.8 | -8.3 | 16.7 | 12.2 | 5 | -6.7 | 13.5 | 8.8 | 3.3 | -11.1 | -3 | -6.7 | 17.8 | 14.4 | 14.4 | 11.7 | 2.2 | -3.9 | -2.8 | -7.8 | -21.1 | -26.1 | 10 | 7.8 | 0 | -1.1 | -23.3 | -30.2 | -5.6 | -8.3 | -7.8 | -15.9 | -5.6 | -13.3
-18 | -21 | -13.9 | -15 | 6.1 | -8.3 | 13.9 | 0.6 | -3.9 | -11.7 | 21.1 | -2.2 | 8 | 4 | 12.8 | 7.2 | 21.7 | 2.8 | 10.8 | 10.7 | 10 | 4.4 | 14.1 | 10.5 | 1.1 | -13.9 | 0 | -9.4 | 18 | 16 | 0.6 | -18.3 | 22.2 | 18.3 | 6.8 | -8.5 | 17.8 | 11.7 | 3.9 | -8.9 | 26.7 | 15.6 | -23 | -27.5 | -0.6 | -1.7 | -12.8 | -22.2 | -5.7 | -7.8 | 3.9 | -1.7 | -6.7 | -10.3 | 5.9 | 0.8 | 22.2 | 17.8 | -0.6 | -10.6 | -21 | -25 | -15 | -21.1 | -9.4 | -18.3 | -12.2 | -17.2 | 0.2 | 0.2 | -8.9 | -13.3 | -14.4 | -18.3 | -12.8 | -15 | -7.1 | -12.3 | -5.4 | -10.2 | -6.5 | -12.8 | 7 | -1.9 | -22.8 | -27.8 | -15 | -19.4 | -1.1 | -5 | 4.6 | -9.2 | 5.6 | -3.9 | -5 | -8.3 | 1.7 | 1.5 | 7.2 | -6.1 | 1.1 | -6.1 | 13.3 | -5 | 2.2 | -6.7 | -8.9 | -18.9 | 1.7 | -3.9 | -9.1 | -13.9 | -16.1 | -18.9 | -1.7 | -6.7 | 6.1 | 0 | -5 | -8 | -1.3 | -3.8 | -2.2 | -9.8 | -6.7 | -17.8 | -4.4 | -10.6 | 2 | -2 | -6.7 | -18.9 | 8.3 | -4.4 | -10.6 | -16.7 | -1.1 | -8.9 | 17.8 | 12.8 | 7.2 | -6.1 | 15.9 | 9.1 | 5 | -12.2 | -2 | -6 | 21.1 | 15.6 | 18.9 | 12.2 | 4.4 | -8.9 | -2.1 | -6.8 | -20.6 | -25.6 | 7.8 | 7.2 | 1.1 | -0.6 | -22.8 | -30.1 | -4.3 | -7.5 | -2.8 | -13.3 | -2.8 | -8.9
-18 | -20 | -12.2 | -13.9 | 6.1 | -10.6 | 15.6 | -0.6 | -2.8 | -9.5 | 22.8 | -2.2 | 8 | 4 | 13.9 | 7.2 | 23.3 | 1.1 | 10.9 | 10.5 | 10.6 | 3.9 | 14.8 | 10.6 | 1.1 | -13.8 | 1.7 | -10.6 | 18 | 16 | 2.8 | -17.2 | 24.4 | 17.2 | 9.3 | -9.1 | 19.4 | 10.6 | 5 | -9.4 | 27.2 | 15.6 | -21.1 | -26.7 | 0 | -1.1 | -11.1 | -21.1 | -7 | -10.6 | 7.2 | -0.6 | -6.7 | -10.9 | 6.1 | 0.6 | 23.9 | 17.8 | 0.6 | -10.6 | -20 | -24 | -12.8 | -20.6 | -8.3 | -16.7 | -11.1 | -16.7 | 0.4 | 0.4 | -8.3 | -13.9 | -12.2 | -17.8 | -11.1 | -13.9 | -6.7 | -13.3 | -5 | -11.1 | -5.6 | -14.4 | 9.4 | -5.6 | -21.9 | -26.7 | -15.4 | -18.9 | -0.6 | -4.4 | 5.4 | -8.5 | 6.1 | -3.9 | -2.8 | -7.8 | 2.2 | 2.2 | 8.9 | -6.7 | 1.7 | -2.2 | 14.4 | -6.7 | 2.2 | -7.8 | -7.2 | -20 | 2.2 | -4.4 | -6.5 | -10.9 | -15 | -19.4 | -1.7 | -6.7 | 7.2 | 0 | -4 | -7 | 0.8 | -2.9 | -1.1 | -9.2 | -5.6 | -17.8 | -4.4 | -12.2 | 2 | -2 | -4.4 | -19.4 | 9.4 | -4.4 | -8.9 | -15.6 | 0 | -8.3 | 18.3 | 12.8 | 10.6 | -5 | 18.3 | 8.9 | 7.2 | -12.2 | -1.1 | -6.1 | 22.8 | 16.1 | 21.1 | 12.8 | 5 | -2.2 | -1.3 | -6.2 | -19.4 | -25.6 | 8.9 | 8.3 | 1.1 | -0.6 | -22.2 | -30.6 | -3 | -7 | -0.6 | -11.8 | 2.2 | -8.9
-17 | -19 | -12.2 | -15 | 7.2 | -9.4 | 16.7 | -1.7 | -1.7 | -8.1 | 24.4 | -2.8 | 9 | 3 | 14.4 | 6.7 | 19.4 | 10 | 11.1 | 10.6 | 11.1 | 3.9 | 15.6 | 10.6 | 1.1 | -15 | 3.3 | -10 | 18 | 16 | 4.4 | -17.8 | 24.4 | 17.2 | 11.7 | -12.2 | 20 | 11.1 | 6.1 | -10.6 | 28.3 | 15.6 | -20.2 | -25.8 | 0 | -1.1 | -10.6 | -19.4 | -8.3 | -13.9 | 9.4 | -0.6 | -6.7 | -12.2 | 5.9 | 0 | 25 | 19.4 | 1.1 | -10.6 | -20 | -23 | -11.1 | -20 | -6.7 | -15.6 | -10.6 | -15.6 | 0.6 | 0.6 | -7.8 | -14.4 | -10.6 | -16.7 | -8.9 | -12.8 | -5.8 | -12.6 | -4.1 | -9.8 | -5 | -13.3 | 10.3 | -4.7 | -20.9 | -26.1 | -15.7 | -18.6 | 0 | -5 | 6.1 | -9.4 | 7.2 | -3.9 | -0.6 | -5.6 | 3.5 | 3.5 | 10.6 | -6.7 | 2.2 | -5.6 | 15.6 | -7.2 | 6.1 | -7.8 | -6.7 | -18.3 | 2.2 | -4.4 | -3.9 | -8.3 | -13.3 | -16.7 | -0.6 | -7.8 | 9.4 | 1.7 | -4 | -8 | 2.8 | -2.8 | 0 | -10 | -5 | -17.8 | -3.9 | -12.8 | 2 | -2 | -3.3 | -20 | 10.6 | -4.4 | -7.2 | -14.4 | 1.7 | -8.3 | 20.6 | 13.3 | 14.4 | -4.4 | 18.7 | 8.7 | 8.9 | -12.8 | -0.2 | -5 | 22.8 | 16.1 | 21.1 | 12.2 | 7.2 | -2.2 | -0.6 | -6.7 | -18.9 | -23.9 | 8.3 | 7.8 | 1.7 | -0.6 | -21.7 | -29.2 | -1.7 | -7.2 | 1.7 | -12.2 | 4.4 | -8.9
-16 | -19 | -12.2 | -15.6 | 7.2 | -10 | 16.7 | -3.3 | -0.6 | -7.8 | 24.4 | -2.2 | 8 | 3 | 14.4 | 6.1 | 18.9 | 8.9 | 11.7 | 10.8 | 13.3 | 3.3 | 16.3 | 10 | 1.1 | -18.9 | 3.9 | -9.4 | 18 | 17 | 6.1 | -17.2 | 26.1 | 17.2 | 12.8 | -9.7 | 20.6 | 11.1 | 6.7 | -11.1 | 26.7 | 15.6 | -19.2 | -25.5 | 0 | -1.1 | -9.4 | -18.3 | -8.5 | -14.2 | 10.6 | 0 | -6.7 | -12.3 | 5.8 | -0.2 | 24.4 | 19.4 | 1.7 | -11.1 | -19 | -22 | -10 | -18.9 | -5 | -14.4 | -11.1 | -17.2 | 0.6 | 0.6 | -5.6 | -14.4 | -9.4 | -15.6 | -7.8 | -11.7 | -4.8 | -12.9 | -3.1 | -9.4 | -4.5 | -13.3 | 11.3 | -4.6 | -20 | -26.1 | -16.1 | -18.9 | 1.1 | -4.4 | 7 | -6.6 | 7.8 | -3.9 | 2.2 | -5 | 4.8 | 4.8 | 10 | -7.2 | 2.2 | -2.8 | 17.2 | -7.2 | 8.3 | -8.3 | -6.7 | -17.2 | 1.7 | -5 | -3.3 | -8.3 | -13.3 | -17.2 | 0 | -7.8 | 12.2 | 3.3 | -3 | -6 | 3.3 | -2.3 | 0.6 | -8.4 | -3.3 | -17.2 | -2.8 | -13.9 | 2 | -2 | -1.7 | -18.9 | 9.4 | -4.4 | -6.1 | -12.8 | 5 | -6.7 | 19.4 | 12.8 | 17.2 | -5 | 19 | 8.7 | 10.6 | -12.2 | 0.8 | -4.6 | 22.2 | 16.1 | 22.2 | 11.7 | 7.2 | -1.1 | 0 | -6.3 | -18.9 | -22.8 | 8.3 | 7.8 | 1.1 | -0.6 | -21.1 | -28.6 | -0.6 | -6.1 | 3.9 | -14.4 | 4.4 | -8.9
-16 | -19 | -14.4 | -17.8 | 6.7 | -11.1 | 16.1 | -0.6 | -0.6 | -7.4 | 26.1 | -2.2 | 8 | 3 | 14.4 | 6.7 | 18.3 | 7.8 | 12.2 | 11 | 16.1 | 1.7 | 17.1 | 9.3 | 0.4 | -14.3 | 4.4 | -8.3 | 21 | 17 | 6.7 | -18.3 | 25.6 | 15 | 13.9 | -8.9 | 20 | 11.1 | 7.2 | -10.6 | 26.7 | 15.6 | -18.3 | -26.1 | 0.6 | -0.6 | -8.9 | -15.6 | -8.7 | -15.3 | 11.7 | 0 | -6.7 | -12.8 | 5.6 | -1.1 | 24.4 | 18.9 | 1.7 | -11.1 | -18 | -21 | -10.6 | -18.9 | -5 | -14.4 | -10.6 | -15 | 0.6 | 0.6 | -4.4 | -15 | -8.9 | -15.6 | -6.7 | -10.6 | -3.9 | -14.4 | -2.2 | -10 | -3.9 | -14.4 | 12.2 | -5.6 | -20.2 | -25.6 | -16.5 | -20 | 2.2 | -3.9 | 8 | -4.8 | 7.8 | -3.9 | 1.7 | -3.9 | 6.1 | 6.1 | 9.4 | -7.2 | 2.2 | -3.3 | 16.7 | -7.8 | 12.2 | -11.1 | -7.2 | -17.8 | 1.1 | -6.1 | -2.8 | -9.1 | -12.8 | -18.3 | 0.6 | -8.3 | 13.3 | 3.9 | -3 | -6 | 3.9 | -2 | 1.1 | -8.2 | -2.8 | -17.2 | -2.8 | -15 | 2 | -1 | -1.1 | -18.9 | 9.4 | -3.9 | -5 | -11.7 | 6.7 | -5.6 | 20 | 12.8 | 17.8 | -6.7 | 19.4 | 8.3 | 10.6 | -12.8 | 1.7 | -5 | 22.2 | 16.7 | 23.9 | 10 | 6.1 | -0.6 | 0.5 | -6.6 | -17.2 | -20.6 | 8.3 | 8.3 | 1.1 | -0.6 | -20.6 | -28.9 | 0.6 | -5.6 | 3.5 | -12.7 | 3.3 | -8.9
-17 | -20 | -13.9 | -17.8 | 6.1 | -10.6 | 15 | 0.6 | -0.6 | -8.3 | 25 | -1.7 | 9 | 3 | 13.9 | 5.6 | 17.8 | 6.1 | 12.8 | 11.1 | 14.4 | 3.3 | 17.8 | 8.3 | -0.4 | -12.9 | 5.6 | -8.3 | 17 | 16 | 7.2 | -16.7 | 25 | 13.9 | 15 | -8.9 | 20.6 | 11.7 | 6.1 | -11.7 | 25.6 | 16.1 | -18.5 | -25.4 | 0.6 | 0 | -8.9 | -14.4 | -8.9 | -17.2 | 13.3 | 0 | -6.7 | -14.4 | 5 | -1.1 | 23.9 | 17.8 | 1.1 | -11.1 | -18 | -22 | -11.7 | -18.9 | -5 | -14.4 | -10.6 | -16.1 | 0.6 | 0.6 | -6.7 | -14.4 | -8.9 | -15 | -6.7 | -10.6 | -3.9 | -13 | -1.8 | -9 | -4.1 | -13.2 | 10 | -2.6 | -20.4 | -25.6 | -16.8 | -21.2 | 1.7 | -4.4 | 8.9 | -3.9 | 7.2 | -3.9 | 1.7 | -3.3 | 7.2 | 7.2 | 8.9 | -7.2 | 2.2 | -2.8 | 17.2 | -8.3 | 11.1 | -14.4 | -7.2 | -15 | 1.1 | -6.7 | -2.2 | -11.1 | -13.3 | -19.4 | 0.6 | -8.3 | 13.9 | 3.3 | -2 | -6 | 4.4 | -2.2 | 1.7 | -8.9 | -2.8 | -17.2 | -3.3 | -15.6 | 2 | -1 | 0 | -17.8 | 10 | -4.4 | -5 | -11.1 | 7.2 | -6.1 | 18.9 | 12.8 | 18.3 | -6.7 | 18.1 | 9 | 11.1 | -12.2 | 1.9 | -4.1 | 22.8 | 16.7 | 24.4 | 10.6 | 6.1 | -2.2 | 1.1 | -8.3 | -16.7 | -19.4 | 8.9 | 8.9 | 0.6 | -1.1 | -21.3 | -28.4 | 1.7 | -6.1 | 3.2 | -12.9 | 3.3 | -8.9
-18 | -21 | -16.1 | -18.9 | 5 | -10.6 | 13.3 | 2.2 | -0.6 | -10 | 25.6 | -1.1 | 8 | 2 | 13.3 | 6.7 | 16.7 | 7.8 | 13 | 10.9 | 12.2 | 5 | 15.2 | 8.5 | -1.1 | -12.8 | 2.2 | -5 | 18 | 16 | 7.2 | -17.2 | 23.9 | 11.7 | 11.7 | -4.3 | 19.4 | 12.2 | 5.6 | -12.2 | 25 | 16.7 | -18.7 | -25.6 | 0 | -0.6 | -8.3 | -13.9 | -10.2 | -17.6 | 13.3 | -0.6 | -7.4 | -14.5 | 4.5 | -1.5 | 22.2 | 17.8 | 0 | -12.2 | -17 | -21 | -13.3 | -19.4 | -6.1 | -12.8 | -10.6 | -17.2 | 0.6 | 0.6 | -7.2 | -13.3 | -7.8 | -13.3 | -6.7 | -10 | -3.9 | -12.5 | -1.5 | -8.9 | -4.2 | -13.3 | 7.8 | -1.5 | -20.6 | -26.1 | -17.2 | -23.3 | 1.1 | -4.4 | 8.7 | -2 | 5.6 | -4.4 | 1.7 | -2.8 | 8.3 | 8.3 | 8.9 | -7.2 | -2.8 | -8.9 | 14.4 | -8.3 | 9.4 | -18.3 | -7.8 | -18.3 | 0.6 | -8.9 | -1.5 | -10 | -13.9 | -19.4 | -0.6 | -6.7 | 12.8 | 3.3 | -2 | -5 | 3.3 | -1.1 | 0.4 | -7.2 | -3.3 | -17.2 | -3.9 | -13.9 | 2 | -1 | 0.6 | -16.1 | 8.9 | -5.6 | -5 | -11.7 | 7.2 | -6.7 | 17.8 | 12.8 | 17.2 | -7.2 | 16.9 | 9.4 | 10.6 | -12.8 | 2 | -4 | 22.2 | 16.7 | 24.4 | 9.4 | 6.1 | -1.7 | -0.6 | -7.6 | -16.1 | -18.3 | 8.9 | 8.9 | 0.6 | -1.7 | -22.1 | -29 | 1.7 | -4.8 | 2.8 | -14.4 | 2.2 | -8.3
-18 | -20 | -15.6 | -17.2 | 2.2 | -10.6 | 8.9 | 2.2 | -2.8 | -9.7 | 23.9 | -1.1 | 7 | 3 | 12.8 | 6.1 | 17.2 | 4.4 | 13.1 | 10.3 | 11.1 | 5.6 | 12.6 | 7.9 | -1.8 | -11.5 | -0.6 | -7.2 | 18 | 16 | 5.6 | -12.8 | 22.2 | 11.7 | 8.3 | -2.6 | 17.8 | 12.8 | 3.9 | -12.2 | 23.3 | 16.1 | -18.9 | -26.7 | 0 | -0.6 | -8.3 | -12.8 | -11.5 | -18.6 | 11.7 | -0.6 | -8.2 | -15.5 | 3.9 | -2.2 | 21.7 | 18.3 | -0.6 | -11.7 | -17 | -20 | -13.3 | -19.4 | -7.2 | -12.2 | -10.6 | -16.7 | 0.6 | 0.6 | -7.8 | -13.3 | -7.8 | -12.8 | -6.7 | -10 | -3.9 | -13.3 | -1.1 | -10 | -4.4 | -14.4 | 5.6 | -1.1 | -21.7 | -26.4 | -17.9 | -22.7 | -1.1 | -5 | 8.5 | -0.9 | 5 | -4.4 | 0 | -2.8 | 9.4 | 9.4 | 7.2 | -6.7 | -7.2 | -10.6 | 11.7 | -7.2 | 9.4 | -17.8 | -8.3 | -17.8 | 0.6 | -9.4 | -0.7 | -9.8 | -13.9 | -18.3 | -1.7 | -6.7 | 10.6 | 3.3 | -2 | -5 | 2.2 | -0.5 | -0.9 | -7.1 | -3.9 | -16.1 | -5 | -12.8 | 2 | -1 | -0.6 | -14.4 | 7.8 | -6.7 | -5.6 | -11.1 | 6.7 | -6.7 | 17.8 | 13.3 | 13.3 | -6.1 | 15.6 | 9.4 | 8.3 | -12.8 | 2.2 | -4.4 | 21.1 | 16.1 | 20.6 | 14.4 | 3.3 | -2.2 | -2.2 | -8 | -16.1 | -17.8 | 8.9 | 8.3 | 0.6 | -1.7 | -22.8 | -30 | 1.7 | -4.6 | 2.1 | -13.4 | -1.7 | -8.9
-21 | -22 | -17.8 | -20 | 0.6 | -10.6 | 7.2 | 2.2 | -5 | -10.5 | 21.7 | 1.1 | 8 | 2 | 11.7 | 6.7 | 17.8 | 2.2 | 13.3 | 10 | 11.7 | 4.4 | 10 | 7.2 | -2.6 | -11.5 | -2.2 | -7.2 | 17 | 16 | 3.9 | -12.8 | 20.6 | 11.7 | 5 | -2.8 | 17.2 | 12.8 | 2.2 | -13.9 | 22.2 | 16.1 | -19.3 | -25.8 | 0 | -0.6 | -7.8 | -13.3 | -12.8 | -20.6 | 8.9 | -0.6 | -8.9 | -17.2 | 3.2 | -1.5 | 20.6 | 18.3 | -1.1 | -11.1 | -17 | -21 | -13.9 | -19.4 | -7.8 | -13.3 | -11.1 | -16.7 | 0.6 | 0.6 | -8.9 | -15 | -7.2 | -11.7 | -6.1 | -9.4 | -4.1 | -11.8 | -1.7 | -9.1 | -4.4 | -13.2 | 3.9 | -0.9 | -22.8 | -27.1 | -18.7 | -22.8 | -1.7 | -5 | 8.3 | 0 | 3.9 | -4.4 | -1.1 | -3.9 | 10.2 | 10.2 | 7.2 | -6.7 | -6.1 | -11.7 | 9.4 | -7.2 | 7.8 | -16.7 | -10 | -16.7 | 0 | -9.4 | 0 | -11.1 | -13.3 | -18.3 | -2.2 | -6.1 | 7.2 | 2.2 | -1 | -4 | 1.1 | 0 | -2.2 | -7.8 | -3.3 | -12.2 | -6.1 | -12.2 | 1 | -1 | -1.7 | -13.9 | 6.1 | -6.1 | -6.1 | -9.4 | 5 | -6.7 | 18.3 | 13.9 | 11.7 | -5 | 14.1 | 9.6 | 6.7 | -12.8 | 2.2 | -3.8 | 20.6 | 16.7 | 18.9 | 14.4 | 1.7 | -2.2 | -3.9 | -9.4 | -15.6 | -17.2 | 8.9 | 8.3 | 0.6 | -1.7 | -23.5 | -29.6 | 1.7 | -5 | 1.3 | -13.6 | -2.8 | -11.1
-22 | -22 | -20 | -22.2 | 0 | -10.6 | 9.4 | 3.9 | -7.2 | -12.2 | 18.9 | 2.8 | 7 | 2 | 11.1 | 6.1 | 17.8 | 4.4 | 12.9 | 9.9 | 11.7 | 4.4 | 9.1 | 6.6 | -3.3 | -12.8 | -2.2 | -7.2 | 17 | 15 | 1.1 | -8.9 | 18.3 | 12.2 | 3.7 | -2.2 | 16.7 | 12.8 | 1.1 | -14.4 | 22.2 | 16.7 | -19.6 | -25.5 | 0.6 | 0 | -7.8 | -12.8 | -13.7 | -20.1 | 7.8 | -1.7 | -8.9 | -16.5 | 2.4 | -1.5 | 20.6 | 17.8 | -1.1 | -10.6 | -17 | -21 | -15 | -18.3 | -8.3 | -12.8 | -11.1 | -16.7 | 0.6 | 0.6 | -8.3 | -13.9 | -7.8 | -11.7 | -6.1 | -8.9 | -4.2 | -11.1 | -2.2 | -9 | -4.4 | -13.2 | 2.3 | -1.2 | -23.9 | -28.3 | -19.4 | -23.3 | -2.8 | -5.6 | 8.5 | 0.2 | 3.3 | -4.4 | -2.2 | -3.9 | 10.9 | 10.9 | 6.7 | -6.7 | -7.2 | -10.6 | 8.9 | -7.2 | 8.3 | -13.9 | -11.1 | -18.9 | -0.6 | -7.8 | -0.2 | -7.3 | -13.3 | -17.8 | -2.2 | -6.1 | 6.1 | 2.2 | -1 | -4 | 1.3 | 0.1 | -2.8 | -7 | -4.4 | -11.7 | -6.7 | -12.2 | 1 | 0 | -1.7 | -12.2 | 5 | -5.6 | -6.1 | -8.9 | 3.9 | -5.6 | 18.3 | 13.9 | 9.4 | -4.4 | 12.6 | 9.6 | 6.7 | -12.2 | 2.2 | -3.8 | 19.4 | 16.1 | 17.2 | 14.4 | 1.1 | -2.8 | -2.6 | -8.2 | -11.7 | -17.2 | 8.3 | 7.8 | 0 | -1.7 | -24.3 | -30.2 | 2.4 | -4 | 0.6 | -16.1 | -3.3 | -10.6
-22 | -23 | -18.9 | -22.2 | -1.1 | -11.1 | 8.9 | 1.1 | -7.9 | -11.6 | 17.8 | 1.7 | 7 | 2 | 10.6 | 6.1 | 17.2 | 4.4 | 12.6 | 10 | 11.7 | 6.1 | 8.1 | 5.8 | -5.2 | -11.6 | -5 | -8.3 | 16 | 15 | -0.6 | -8.3 | 17.8 | 12.2 | 2.4 | -2.2 | 15.6 | 13.3 | 0 | -13.3 | 21.7 | 16.1 | -20 | -26.1 | 0.6 | 0 | -7.8 | -12.2 | -14.7 | -20.7 | 7.8 | -2.2 | -8.9 | -17 | 1.7 | -1.7 | 20.6 | 18.3 | -2.2 | -10.6 | -17 | -20 | -16.7 | -18.9 | -10.6 | -12.2 | -11.1 | -17.2 | 0.6 | 0.6 | -7.2 | -12.8 | -8.3 | -12.2 | -5 | -8.3 | -4.4 | -11.7 | -2.8 | -10 | -4.4 | -14.4 | 0.6 | -1.7 | -23.7 | -27.7 | -20.7 | -23.9 | -3.3 | -5.6 | 8.7 | 0.4 | 2.8 | -4.4 | -2.8 | -4.4 | 11.7 | 11.7 | 6.7 | -6.7 | -7.8 | -11.7 | 7.8 | -7.2 | 8.9 | -13.9 | -12.2 | -20.6 | -0.6 | -8.3 | -0.4 | -5.3 | -13.3 | -17.8 | -2.2 | -6.1 | 5.6 | 2.2 | -1 | -2 | 1.5 | 0.3 | -3.3 | -6.8 | -5 | -12.2 | -7.8 | -12.2 | 1 | 0 | -2.8 | -11.7 | 4.4 | -6.1 | -6.7 | -8.9 | 2.8 | -5 | 18.9 | 14.4 | 8.9 | -4.4 | 11.1 | 9.4 | 6.1 | -12.2 | 2.2 | -4.4 | 18.3 | 16.1 | 16.7 | 14.4 | 0 | -3.9 | -1.3 | -7.7 | -11.7 | -17.2 | 7.8 | 6.7 | 0.6 | -1.7 | -25 | -31.1 | 3.2 | -3.6 | 0.2 | -13.7 | -5.6 | -12.8
-19 | -21 | -18.9 | -21.1 | -1.7 | -11.1 | 8.3 | 1.7 | -8.7 | -11.8 | 17.2 | 2.8 | 7 | 2 | 8.9 | 5.6 | 16.1 | 5.6 | 12.2 | 10 | 11.7 | 6.7 | 7.2 | 5 | -7 | -11.9 | -4.4 | -8.3 | 16 | 16 | 0 | -7.8 | 17.2 | 11.7 | 1.1 | -2.8 | 14.4 | 12.8 | -1.1 | -13.3 | 21.1 | 16.1 | -19.4 | -24.6 | 0.6 | 0 | -8.3 | -11.1 | -15.6 | -21.7 | 7.8 | -2.2 | -8.9 | -18.3 | 1.9 | -1.8 | 20 | 17.8 | -2.2 | -10.6 | -17 | -20 | -16.1 | -19.2 | -11.7 | -13.3 | -10.6 | -16.7 | 0.6 | 0.6 | -6.7 | -12.8 | -8.3 | -11.7 | -5.6 | -8.3 | -4.6 | -10.8 | -2.8 | -8.7 | -4.2 | -12.8 | 0.2 | -1.8 | -23.5 | -27.5 | -22 | -24.8 | -3.9 | -5.6 | 8.9 | 0.6 | 2.2 | -3.9 | -3.9 | -4.4 | 9.5 | 9.4 | 6.7 | -6.7 | -8.3 | -11.1 | 7.2 | -6.7 | 7.8 | -15.6 | -13.3 | -21.1 | -0.6 | -9.4 | -0.6 | -3.9 | -13.3 | -17.2 | -2.8 | -6.1 | 4.4 | 1.7 | -1 | -3 | 1.7 | 0.6 | -3.9 | -7.2 | -5 | -12.2 | -7.8 | -12.2 | 1 | 0 | -3.3 | -10.6 | 3.9 | -6.7 | -6.1 | -8.9 | 3.9 | -5 | 18.9 | 14.4 | 7.2 | -5 | 10.7 | 9.3 | 5.6 | -11.7 | 2.4 | -3.5 | 18.3 | 16.1 | 15 | 14.4 | -1.1 | -4.4 | 0 | -8.3 | -12.2 | -17.2 | 8.3 | 7.2 | 0.6 | -1.7 | -25.6 | -30.6 | 3.9 | -3.9 | -0.2 | -13 | -4.4 | -13.3
-18 | -20 | -19.4 | -22.2 | -1.7 | -11.1 | 8.3 | 1.7 | -9.4 | -12.2 | 16.7 | 2.8 | 7 | 2 | 8.3 | 5.6 | 15 | 5.6 | 12.4 | 9.6 | 11.7 | 8.3 | 6.7 | 4.6 | -8.9 | -12.8 | -3.9 | -8.9 | 15 | 15 | 0.6 | -8.3 | 16.1 | 11.7 | 0.4 | -2.3 | 12.8 | 11.7 | -1.7 | -12.2 | 21.1 | 16.1 | -18.9 | -23.7 | 0.6 | 0 | -8.3 | -9.4 | -16.1 | -21 | 6.7 | -2.8 | -9.6 | -17 | 2 | -2.4 | 20 | 17.2 | -2.8 | -11.1 | -17 | -20 | -16.7 | -19.3 | -13.3 | -15 | -10.6 | -16.1 | 0.6 | 0.6 | -6.7 | -12.8 | -8.3 | -11.1 | -5.6 | -8.3 | -4.8 | -11.2 | -2.8 | -8.6 | -4.1 | -12.2 | -0.2 | -2.2 | -23.3 | -27.8 | -23.3 | -26.1 | -4.4 | -6.1 | 9.1 | 0 | 1.7 | -3.9 | -3.9 | -5 | 7.2 | 6.8 | 3.9 | -7.2 | -8.3 | -11.1 | 6.1 | -6.1 | 8.3 | -11.1 | -14.4 | -20.6 | -0.6 | -9.4 | -0.6 | -3 | -12.8 | -16.7 | -2.8 | -6.7 | 5 | 1.1 | -1 | -2 | 1.3 | 0.1 | -3.9 | -6.6 | -5 | -11.1 | -8.3 | -12.2 | 1 | -1 | -2.8 | -11.7 | 2.8 | -6.7 | -6.1 | -8.9 | 6.1 | -5.6 | 18.9 | 13.9 | 6.7 | -5 | 10.4 | 9.5 | 2.2 | -12.2 | 2.6 | -3.1 | 17.8 | 16.1 | 15 | 14.4 | 1.1 | -3.3 | 0.2 | -6.7 | -12.8 | -19.4 | 7.8 | 6.7 | 0.6 | -1.1 | -26.1 | -30.6 | 4.1 | -3.4 | -0.6 | -14.4 | -4.4 | -15
-20 | -21 | -17.8 | -20 | -3.9 | -10 | 8.3 | 2.2 | -9.8 | -12.3 | 15 | 3.3 | 7 | 2 | 7.8 | 5.6 | 13.9 | 8.9 | 12.6 | 9.3 | 11.1 | 8.9 | 5.8 | 3.8 | -9.1 | -11.7 | -5.6 | -9.4 | 16 | 16 | 0 | -6.7 | 16.7 | 11.1 | -0.4 | -2.3 | 12.8 | 12.2 | -2.2 | -12.2 | 21.1 | 16.1 | -18.3 | -23.3 | 3.9 | 2.2 | -8.3 | -9.4 | -16.7 | -21.1 | 3.9 | -3.3 | -10.4 | -17.1 | 2.2 | -3.3 | 20 | 17.2 | -2.8 | -11.7 | -17 | -20 | -18.3 | -19.4 | -12.2 | -14.4 | -10 | -15.6 | 0.6 | 0.6 | -6.7 | -12.2 | -7.8 | -10.6 | -5.6 | -7.8 | -5 | -12.2 | -2.8 | -8.9 | -3.9 | -12.8 | -0.6 | -2.8 | -23.9 | -28 | -23.3 | -26.9 | -3.9 | -6.1 | 9.2 | -0.8 | 1.7 | -3.3 | -5.6 | -6.1 | 5 | 4.4 | 2.2 | -7.2 | -7.2 | -10 | 7.2 | -6.7 | 7.2 | -14.4 | -14.4 | -20.6 | -0.6 | -8.9 | -0.6 | -2.5 | -11.7 | -16.7 | -2.8 | -6.7 | 4.4 | 0 | 0 | -1 | 1 | -0.1 | -3.9 | -6.5 | -4.4 | -10.6 | -8.3 | -11.7 | 1 | -1 | -3.3 | -8.9 | 1.7 | -6.7 | -6.1 | -8.9 | 5.6 | -5.6 | 18.9 | 14.4 | 5 | -5.6 | 10 | 9.4 | 4.4 | -12.2 | 2.8 | -3.3 | 17.8 | 16.1 | 15 | 14.4 | -1.7 | -4.4 | 0.4 | -6.3 | -13.3 | -18.9 | 7.8 | 7.2 | 0.6 | -1.1 | -26.7 | -31.1 | 4.2 | -3.8 | -1.3 | -13.1 | -5.6 | -17.2
-21 | -22 | -18.9 | -21.1 | -4.4 | -8.9 | 7.8 | 2.2 | -10.2 | -12.7 | 15 | 1.7 | 7 | 2 | 8.3 | 5.6 | 13.9 | 6.7 | 12.8 | 8.9 | 11.1 | 8.9 | 4.9 | 3 | -9.2 | -11.3 | -5 | -9.4 | 16 | 16 | -0.6 | -5 | 15 | 11.1 | -1.1 | -2.8 | 12.8 | 12.2 | -2.8 | -12.2 | 21.1 | 16.1 | -18.3 | -22.8 | 2.8 | 1.1 | -7.8 | -8.9 | -17.2 | -21.7 | 1.7 | -3.9 | -11.1 | -17.8 | 1.7 | -3.3 | 20.6 | 17.2 | -3.3 | -11.7 | -18 | -21 | -18.9 | -19.6 | -13.3 | -15.6 | -10 | -13.9 | 0.6 | 0.6 | -6.7 | -12.2 | -7.8 | -10 | -5.6 | -7.2 | -5 | -11.2 | -2.2 | -7.4 | -3.9 | -11.2 | -0.8 | -2.5 | -24.4 | -28.8 | -23.3 | -28.1 | -5 | -7.2 | 9.4 | -1.7 | 1.1 | -3.9 | -6.1 | -6.7 | 4.3 | 3.6 | 1.7 | -8.3 | -7.2 | -11.7 | 7.8 | -6.7 | 6.7 | -11.7 | -15 | -21.1 | -0.6 | -8.3 | -0.6 | -2.2 | -11.1 | -16.1 | -3.3 | -6.7 | 3.9 | 0 | 1 | 0 | 0.6 | -0.6 | -3.9 | -6.7 | -4.4 | -10.6 | -8.3 | -11.1 | 0 | -1 | -3.9 | -10 | 1.1 | -7.2 | -6.1 | -8.3 | 5.6 | -5.6 | 19.4 | 14.4 | 4.4 | -3.9 | 10 | 9.4 | 2.8 | -13.3 | 2.4 | -1.7 | 17.8 | 16.7 | 15 | 14.4 | -2.8 | -5 | 0.6 | -6.7 | -12.8 | -18.9 | 7.8 | 6.7 | 1.7 | 0 | -27.2 | -30.7 | 4.4 | -4.4 | -2.1 | -13.2 | -7.2 | -15
-20 | -22 | -23.3 | -26.1 | -3.9 | -10 | 7.8 | 1.7 | -10.6 | -13.3 | 14.4 | 1.1 | 7 | 2 | 7.8 | 5 | 13.3 | 6.1 | 11.9 | 9.1 | 11.1 | 8.3 | 4.3 | 2.6 | -9.4 | -11.1 | -5.6 | -10 | 16 | 16 | -0.6 | -5 | 14.4 | 11.1 | -1.7 | -3.5 | 12.2 | 11.7 | -3.3 | -11.1 | 21.1 | 16.1 | -18.3 | -22.8 | 0 | 0 | -7.2 | -8.3 | -17.4 | -21.4 | 2.2 | -3.9 | -10 | -16.2 | 1.1 | -3.8 | 20 | 17.2 | -3.9 | -11.7 | -18 | -21 | -19.4 | -19.8 | -15 | -17.2 | -10 | -12.2 | 0.6 | 0.6 | -6.7 | -11.7 | -7.2 | -9.4 | -5 | -7.8 | -5 | -11 | -1.7 | -6.8 | -3.9 | -10.4 | -0.9 | -2.2 | -25 | -30 | -23.3 | -30 | -6.1 | -7.2 | 9.6 | -1.5 | 0.6 | -3.3 | -5.6 | -6.7 | 3.5 | 2.5 | 1.7 | -8.3 | -9.4 | -12.8 | 6.7 | -6.1 | 6.7 | -9.4 | -15 | -23.3 | -0.6 | -8.3 | -0.4 | -1.8 | -10.6 | -15.6 | -3.9 | -6.7 | 3.9 | 0.6 | 1 | 0 | 0 | -1.1 | -4.5 | -6.7 | -3.9 | -8.3 | -8.9 | -11.1 | 0 | -2 | -3.3 | -9.4 | 1.1 | -7.2 | -5.6 | -8.3 | 5 | -5.6 | 20 | 14.4 | 4.4 | -2.8 | 10 | 9.4 | -1.1 | -13.3 | 2.1 | -0.7 | 18.3 | 17.2 | 15 | 14.4 | -1.1 | -4.4 | 0.8 | -5.4 | -15 | -19.4 | 8.3 | 6.7 | 1.7 | -0.6 | -27.8 | -30.8 | 4.6 | -3.7 | -2.8 | -15 | -9.4 | -15.6
-20 | -22 | -24.4 | -27.8 | -5 | -9.4 | 7.8 | 1.1 | -10.2 | -12.7 | 12.8 | 1.7 | 7 | 2 | 7.2 | 5 | 11.1 | 6.1 | 10.9 | 9.4 | 10.6 | 8.9 | 3.7 | 1.8 | -8.3 | -11.7 | -5.6 | -10.6 | 15 | 15 | -1.1 | -5.6 | 13.3 | 10 | -2.2 | -4.3 | 12.2 | 11.7 | -2.8 | -11.1 | 20.6 | 16.1 | -18.3 | -23.3 | 0 | -0.6 | -7.2 | -7.8 | -17.6 | -21.9 | 2.8 | -3.9 | -8.9 | -15.5 | 0.6 | -5 | 19.4 | 16.7 | -4.4 | -12.2 | -18 | -21 | -19.4 | -19.9 | -16.1 | -18.3 | -10 | -11.7 | 0.6 | 0.6 | -6.1 | -11.1 | -7.2 | -8.9 | -4.4 | -6.7 | -5 | -11.7 | -1.1 | -6.7 | -3.9 | -10.6 | -1.1 | -2.2 | -24.4 | -28.8 | -23.9 | -29.1 | -6.7 | -7.8 | 9.8 | -1.4 | 0 | -3.3 | -6.1 | -7.2 | 2.8 | 1.7 | 0.6 | -8.3 | -10.6 | -13.3 | 5 | -6.1 | 6.1 | -9.4 | -15.6 | -22.2 | -0.6 | -7.2 | -0.2 | -1.6 | -11.1 | -12.8 | -3.9 | -6.7 | 3.9 | 0.6 | 1 | 0 | -0.5 | -1.9 | -5 | -6.7 | -3.3 | -7.8 | -8.9 | -10.6 | 0 | -2 | -2.8 | -9.4 | 0.6 | -7.2 | -5.6 | -8.3 | 5 | -5.6 | 20 | 14.4 | 3.9 | -2.8 | 10 | 9.4 | -1.7 | -12.8 | 1.7 | 0 | 18.3 | 17.2 | 14.4 | 13.9 | -1.7 | -4.4 | 0.9 | -5.1 | -16.1 | -18.9 | 8.9 | 7.2 | 1.7 | 0 | -28.3 | -31.1 | 4.8 | -3.5 | -1.9 | -13.3 | -7.8 | -18.9
-20 | -21 | -21.1 | -23.9 | -5 | -9.4 | 8.3 | 1.1 | -9.8 | -12.3 | 13.9 | 0 | 7 | 2 | 6.7 | 5 | 11.1 | 6.1 | 10 | 9.4 | 10.6 | 8.9 | 3.3 | 0.8 | -7.2 | -13.1 | -6.1 | -10.6 | 16 | 16 | -2.8 | -5.6 | 12.8 | 8.9 | -2.8 | -5.6 | 11.1 | 11.1 | -2.8 | -12.2 | 20.6 | 16.7 | -18.9 | -23.2 | 1.1 | 0 | -7.2 | -7.8 | -17.8 | -22.8 | 2.2 | -4.4 | -7.8 | -15.6 | 0.2 | -4.3 | 18.9 | 16.7 | -4.4 | -12.8 | -17 | -20 | -19.4 | -20 | -15.6 | -17.8 | -9.4 | -11.1 | 0.6 | 0.6 | -5.6 | -10 | -6.7 | -8.3 | -5 | -6.7 | -5 | -10.3 | -0.5 | -5.4 | -3.5 | -9.2 | -1.1 | -2.4 | -23.9 | -28 | -24.4 | -28.6 | -7.8 | -8.3 | 10 | -1.7 | -1.7 | -3.9 | -5 | -6.1 | 1.1 | -0.3 | -1.7 | -8.3 | -10.6 | -13.3 | 5 | -6.7 | 5.6 | -8.3 | -16.1 | -24.4 | -0.6 | -7.8 | 0 | -1.7 | -11.1 | -12.8 | -3.3 | -6.7 | 3.3 | 0 | 1 | 0 | -1.1 | -2.8 | -5.6 | -7.2 | -3.3 | -7.2 | -8.9 | -10.6 | 0 | -2 | -2.2 | -8.3 | -0.6 | -7.2 | -5.6 | -7.8 | 3.9 | -5.6 | 18.9 | 15 | 4.4 | -2.8 | 9.8 | 9.2 | -1.7 | -12.8 | 0.8 | -0.4 | 18.3 | 17.2 | 14.4 | 13.9 | -1.1 | -4.4 | 1.1 | -5.6 | -15.6 | -19.4 | 8.9 | 7.2 | 1.1 | -0.6 | -28.5 | -31 | 5 | -3.9 | -0.9 | -13.3 | -9.4 | -16.7
-19 | -20 | -22.2 | -25.6 | -5.6 | -9.4 | 8.3 | 2.2 | -9.4 | -12.2 | 12.8 | 0.6 | 7 | 2 | 5.6 | 3.9 | 11.1 | 5.6 | 10.4 | 9.7 | 10.6 | 8.9 | 3.1 | 0.8 | -6.1 | -16.1 | -6.7 | -11.1 | 16 | 16 | -1.7 | -4.4 | 13.9 | 10 | -3.2 | -5.7 | 10 | 10 | -3.3 | -12.2 | 20.6 | 16.7 | -19.4 | -23.5 | 0.6 | 0 | -7.2 | -7.8 | -17.8 | -22.4 | 1.7 | -5 | -7.2 | -13.3 | -0.2 | -4.5 | 18.3 | 16.1 | -5 | -12.8 | -17 | -20 | -20 | -20.2 | -15.6 | -17.8 | -8.9 | -10.6 | 0.8 | 0.8 | -5.6 | -10 | -6.7 | -7.8 | -5 | -6.7 | -5 | -9.9 | 0 | -4.8 | -3.2 | -8.7 | -1.1 | -2.8 | -23.3 | -27.8 | -25 | -28.9 | -7.2 | -7.8 | 9.6 | -1.8 | 1.7 | -3.3 | -5.6 | -6.7 | -0.5 | -2.2 | -1.1 | -8.3 | -10 | -12.8 | 4.4 | -7.2 | 5 | -6.7 | -16.7 | -22.8 | -0.6 | -7.2 | 0.4 | -1.2 | -10.6 | -12.8 | -3.3 | -6.7 | 2.8 | -1.1 | 1 | 0 | -1.3 | -2.8 | -5.6 | -7.1 | -2.8 | -6.7 | -8.9 | -10.6 | 0 | -2 | -1.1 | -8.3 | -0.6 | -7.2 | -5.6 | -7.8 | 2.8 | -5.6 | 18.3 | 15 | 4.4 | -2.8 | 9.6 | 9 | -3.9 | -13.3 | -0.2 | -0.9 | 18.3 | 17.2 | 15 | 13.9 | -1.1 | -4.4 | 0 | -4.9 | -16.7 | -18.9 | 9.4 | 7.2 | 1.1 | -0.6 | -28.7 | -31.2 | 5 | -3.1 | 0 | -15 | -11.1 | -15.6
-18 | -20 | -21.7 | -24.4 | -3.3 | -10.6 | 7.8 | 3.3 | -7.7 | -10 | 13.3 | 0.6 | 7 | 3 | 5 | 3.3 | 11.1 | 5 | 10.7 | 9.8 | 10 | 8.3 | 2.4 | 0 | -6.1 | -14.6 | -6.1 | -11.1 | 16 | 16 | -1.7 | -4.4 | 13.3 | 8.3 | -3.5 | -6 | 10 | 10 | -3.9 | -12.2 | 20 | 16.7 | -20 | -24.4 | 0.6 | 0 | -6.7 | -7.8 | -17.8 | -22.6 | 1.7 | -5.6 | -6.7 | -12.3 | -0.6 | -5 | 18.3 | 16.1 | -4.4 | -12.2 | -18 | -21 | -18.9 | -20.6 | -16.1 | -17.8 | -8.9 | -10.6 | 0.9 | 0.9 | -5.6 | -9.4 | -6.7 | -7.8 | -5 | -6.7 | -5 | -10 | 0.6 | -5 | -2.8 | -8.9 | -1.1 | -3.3 | -23.7 | -27.4 | -26.7 | -31 | -7.2 | -7.8 | 9.3 | -2 | 1.7 | -3.9 | -6.1 | -7.8 | -2.2 | -4.4 | -1.1 | -7.2 | -10 | -13.3 | 5 | -7.8 | 4.4 | -7.2 | -17.2 | -23.9 | 0 | -6.7 | 0.7 | -1.2 | -10.6 | -12.2 | -3.9 | -6.1 | 4.4 | -0.6 | 1 | 1 | -1.5 | -3 | -5.6 | -7.1 | -2.8 | -6.1 | -8.9 | -10 | 0 | -2 | 0.6 | -8.3 | -0.6 | -7.2 | -5.6 | -7.2 | 2.8 | -5 | 18.9 | 15 | 3.9 | -2.8 | 9.4 | 8.9 | -2.8 | -12.8 | -1.1 | -1.7 | 18.9 | 17.2 | 15 | 13.9 | -1.1 | -4.4 | -1.1 | -5.2 | -19.4 | -21.1 | 8.9 | 7.2 | 1.1 | -0.6 | -28.9 | -31.7 | 5 | -3.1 | 0 | -13.2 | -10.6 | -16.7
-18 | -20 | -23.3 | -26.7 | -2.8 | -11.7 | 7.8 | 3.9 | -6.1 | -8.2 | 12.8 | 1.1 | 7 | 2 | 4.4 | 3.3 | 10.6 | 3.9 | 11.1 | 10 | 10 | 8.3 | 2.2 | -0.6 | -6.1 | -13.9 | -7.8 | -11.7 | 17 | 17 | -2.2 | -3.9 | 12.8 | 8.3 | -3.9 | -6.7 | 10 | 10 | -3.9 | -12.2 | 17.8 | 15.6 | -19.1 | -23.1 | 1.1 | 0 | -7.2 | -9.4 | -17.8 | -23.3 | 0.6 | -5.6 | -6.1 | -11.7 | -0.2 | -4.6 | 18.3 | 16.1 | -3.9 | -12.2 | -18 | -21 | -18.3 | -20.6 | -16.7 | -18.9 | -8.3 | -10 | 1.1 | 1.1 | -5 | -8.9 | -6.1 | -7.2 | -4.4 | -6.7 | -2 | -6.7 | 1 | -3.6 | -1.5 | -7.5 | 1.3 | -2 | -24 | -27.3 | -28.3 | -33.5 | -7.2 | -7.8 | 8.9 | -2.8 | 1.1 | -3.9 | -5.6 | -6.7 | -3.5 | -5.8 | 0 | -7.2 | -8.9 | -11.7 | 2.2 | -7.8 | 3.3 | -6.7 | -17.2 | -23.3 | 0.6 | -6.1 | 1.1 | -1.1 | -10 | -11.7 | -3.9 | -6.1 | 3.3 | -0.6 | 1 | 1 | -1.7 | -3.3 | -5.6 | -7.2 | -2.2 | -6.1 | -8.9 | -10 | 0 | -2 | 1.7 | -7.2 | -0.6 | -7.2 | -5.6 | -7.2 | -1.1 | -5 | 15.6 | 13.3 | 1.7 | -2.8 | 11.1 | 10.4 | -3.9 | -12.8 | -0.7 | -1.4 | 18.3 | 17.2 | 15 | 13.9 | -1.7 | -5 | -2.2 | -6.1 | -19.4 | -21.1 | 8.9 | 7.2 | 1.1 | -1.1 | -28.3 | -30.9 | 5 | -3.3 | 0 | -13.2 | -10 | -17.8
-20 | -22 | -23.3 | -26.7 | -1.1 | -10.6 | 7.8 | 5.6 | -4.4 | -6.7 | 12.8 | 1.1 | 7 | 2 | 5.6 | 4.4 | 11.1 | 4.4 | 11.3 | 10.2 | 10 | 7.8 | 5.9 | 1 | -6.1 | -14.4 | -6.7 | -11.7 | 17 | 17 | -1.1 | -3.9 | 12.2 | 8.3 | 0.2 | -2.8 | 10 | 10 | -3.9 | -12.2 | 20.6 | 16.7 | -18.1 | -22 | 1.7 | 0 | -7.8 | -11.1 | -17.4 | -22.7 | 0 | -6.1 | -4.8 | -9.9 | 0.2 | -4.6 | 18.9 | 16.7 | -3.9 | -11.7 | -19 | -22 | -16.7 | -18.3 | -15.6 | -18.9 | -8.3 | -9.4 | 1.5 | 1.5 | -5 | -8.3 | -6.1 | -6.1 | -4.4 | -6.1 | 0.9 | -4.2 | 1.3 | -3 | -0.2 | -6.8 | 3.7 | -1.5 | -24.4 | -27.8 | -30 | -36.7 | -7.8 | -8.9 | 9.8 | -2.2 | 1.7 | -3.3 | -6.1 | -7.2 | -4.8 | -7.4 | 2.2 | -6.1 | -7.8 | -11.1 | 3.9 | -7.8 | 3.9 | -6.1 | -17.2 | -23.9 | 1.1 | -5 | 1.1 | -0.9 | -10 | -11.7 | -3.3 | -5.6 | 3.3 | -1.1 | 1 | 1 | -1.3 | -2.4 | -4.7 | -6.6 | -2.2 | -5.6 | -8.3 | -9.4 | 0 | -1 | 2.2 | -5 | 0 | -6.7 | -5.6 | -7.2 | -1.7 | -4.4 | 12.8 | 10.6 | 1.1 | -3.3 | 12.7 | 11.8 | -1.7 | -11.7 | -0.4 | -1.5 | 17.2 | 16.7 | 15.6 | 13.9 | -1.1 | -4.4 | -0.4 | -4.3 | -20 | -21.7 | 8.3 | 7.2 | 1.1 | -1.1 | -27.8 | -30.7 | 4.8 | -2.4 | 0 | -15 | -10 | -18.3
-21 | -22 | -23.9 | -27.2 | 1.7 | -10 | 8.3 | 8.3 | -2.6 | -5.2 | 15 | 0.6 | 7 | 2 | 6.7 | 5.6 | 13.9 | 4.4 | 11.5 | 10.4 | 10.6 | 7.8 | 9.6 | 2.2 | -4.1 | -13.9 | -3.3 | -10.6 | 17 | 17 | 4.4 | -1.1 | 13.9 | 6.7 | 4.2 | 0 | 11.1 | 11.1 | -2.2 | -12.2 | 23.3 | 17.2 | -17.2 | -21.7 | 1.1 | 0.6 | -8.9 | -11.7 | -17.1 | -22.8 | 3.3 | -5 | -3.5 | -9 | 0.6 | -5.6 | 20 | 17.2 | -2.8 | -12.2 | -18 | -21 | -15.6 | -17.2 | -13.3 | -16.7 | -7.8 | -9.4 | 1.8 | 1.8 | -4.4 | -7.8 | -5.6 | -6.1 | -4.4 | -6.1 | 3.9 | -2.2 | 1.7 | -2.8 | 1.1 | -7.2 | 6.1 | -1.1 | -23.5 | -26.8 | -27.6 | -33.2 | -5.6 | -7.2 | 10.8 | -2 | 3.3 | -2.8 | -6.7 | -7.8 | -6.1 | -9.4 | 1.1 | -1.7 | -5 | -11.1 | 10 | -8.3 | 5 | -5.6 | -16.7 | -23.9 | 1.7 | -4.4 | 1.1 | -0.6 | -9.4 | -11.1 | 0 | -3.3 | 6.1 | 0 | 1 | 1 | -1 | -1.9 | -3.7 | -6.2 | -1.7 | -5 | -8.3 | -9.4 | 0 | -1 | 4.4 | 0 | 1.7 | -5.6 | -6.7 | -8.9 | 2.8 | -2.8 | 11.1 | 8.9 | 3.9 | -2.8 | 14.4 | 13.3 | 2.2 | -10.6 | 0 | -1.7 | 18.3 | 16.7 | 16.1 | 14.4 | -0.6 | -3.3 | 1.5 | -3.3 | -15 | -17.2 | 8.3 | 7.2 | 1.1 | -1.1 | -27.2 | -30.6 | 4.6 | -1.8 | 2 | -13 | -6.7 | -15.6
-20 | -21 | -22.8 | -25 | 3.9 | -10 | 8.3 | 8.3 | -0.7 | -4.1 | 17.2 | 0 | 7 | 2 | 9.4 | 6.7 | 16.1 | 7.8 | 11.7 | 10.6 | 11.7 | 8.3 | 13.3 | 2.8 | -2 | -14.6 | 0 | -9.4 | 17 | 16 | 10 | 0.6 | 15.6 | 8.3 | 8.3 | 3.3 | 12.2 | 12.2 | 0 | -12.2 | 25.6 | 17.2 | -14.6 | -18.6 | 4.4 | 1.1 | -8.3 | -12.8 | -16.7 | -23.3 | 7.2 | -4.4 | -2.2 | -8.9 | 2.1 | -4.3 | 21.1 | 17.8 | -1.7 | -11.7 | -18 | -22 | -13.3 | -16.7 | -10.6 | -14.4 | -7.2 | -9.4 | 2.2 | 2.2 | -3.3 | -7.8 | -4.4 | -5.6 | -2.8 | -5.6 | 6.7 | -1.1 | 4.7 | -1.2 | 5 | -4.3 | 8.9 | 0.1 | -22.6 | -26.4 | -25.2 | -30.2 | -3.9 | -6.7 | 11.7 | -2.2 | 5.6 | -2.8 | -3.3 | -5 | -5.9 | -9.2 | 0 | -0.6 | -2.8 | -10 | 12.2 | -9.4 | 7.8 | -5 | -16.1 | -26.1 | 2.2 | -3.9 | 1.1 | -0.6 | -9.4 | -10.6 | 3.3 | -2.2 | 10 | 0.6 | 2 | 1 | -0.6 | -1.1 | -2.8 | -6.1 | -1.1 | -3.9 | -7.2 | -8.9 | 0 | -1 | 8.3 | -0.6 | 4.4 | -5.6 | -5.6 | -7.8 | 5 | -1.7 | 10.6 | 7.8 | 6.1 | -2.8 | 17.2 | 13.8 | 5.6 | -10 | 0.7 | -1.3 | 20.6 | 17.2 | 17.2 | 14.4 | 1.7 | -1.7 | 3.3 | -2.8 | -12.8 | -17.2 | 7.8 | 7.2 | 2.2 | -0.6 | -25.7 | -29.3 | 4.4 | -1.7 | 4.1 | -13.1 | -5 | -14.4
-18 | -20 | -19.4 | -21.7 | 6.7 | -8.9 | 8.9 | 8.9 | 1.1 | -3.9 | 18.9 | 1.7 | 7 | 3 | 11.7 | 6.7 | 17.2 | 8.9 | 12.2 | 11.3 | 13.9 | 8.9 | 15 | 4.4 | 0 | -18.9 | 1.1 | -8.9 | 16 | 16 | 13.9 | 0 | 17.2 | 7.8 | 11.8 | 3.6 | 13.3 | 12.8 | 2.8 | -12.2 | 26.1 | 17.8 | -12 | -15.9 | 2.8 | 1.1 | -8.9 | -13.3 | -16.1 | -22.6 | 11.7 | -3.3 | 0.2 | -6.1 | 3.5 | -4.1 | 22.8 | 17.8 | -0.6 | -11.7 | -18 | -21 | -8.3 | -14.4 | -6.1 | -15 | -6.1 | -9.4 | 2.8 | 2.8 | -1.7 | -6.1 | -3.3 | -5 | -1.1 | -4.4 | 9.4 | -0.4 | 7.6 | -0.5 | 8.9 | -2.4 | 11.6 | 1 | -21.7 | -26.1 | -22.8 | -27.8 | -1.7 | -5 | 12.2 | -1.2 | 6.7 | -2.8 | -0.6 | -3.9 | -5.8 | -9.4 | 1.1 | 0 | -2.2 | -8.9 | 14.4 | -10 | 8.3 | -6.1 | -15.6 | -25.6 | 3.3 | -2.8 | 1.5 | -0.1 | -7.8 | -8.9 | 5 | -1.7 | 13.9 | 1.1 | 2 | 1 | 1.6 | -0.4 | -1.9 | -5.5 | -0.6 | -3.3 | -6.1 | -7.8 | 1 | -1 | 10 | -0.6 | 6.1 | -5.6 | -5.6 | -7.8 | 6.1 | 0 | 8.3 | 5.6 | 11.1 | -3.3 | 20 | 13.5 | 6.7 | -9.4 | 1.5 | -1.4 | 21.7 | 17.2 | 19.4 | 14.4 | 4.4 | -1.7 | 5.3 | -1.8 | -11.1 | -17.2 | 8.3 | 6.7 | 1.1 | -0.6 | -24.3 | -28.7 | 4.2 | -1.2 | 6.1 | -15.6 | -5 | -13.3
-17 | -20 | -17.2 | -18.9 | 8.3 | -9.4 | 10.6 | 10.6 | 1.1 | -3.1 | 20.6 | 1.1 | 7 | 3 | 13.3 | 6.7 | 15.6 | 12.2 | 12.8 | 12.2 | 12.8 | 8.9 | 16.6 | 6.2 | 0.6 | -16.7 | 3.3 | -9.4 | 16 | 14 | 16.1 | -7.2 | 18.9 | 8.3 | 15.4 | 2.9 | 15.6 | 14.4 | 3.3 | -13.9 | 26.7 | 18.3 | -9.4 | -13.9 | 2.8 | 1.7 | -8.3 | -13.9 | -15.6 | -22.7 | 16.1 | -3.9 | 2.6 | -4.5 | 5 | -4.4 | 23.3 | 17.8 | 0 | -12.2 | -18 | -22 | -6.7 | -11.1 | -5.6 | -15 | -5 | -9.4 | 3.3 | 3.3 | 0 | -5.6 | -1.7 | -4.4 | 1.1 | -2.8 | 12.2 | -0.6 | 10.6 | 0 | 12.8 | -1.1 | 14.4 | 1.7 | -20.9 | -24.8 | -22.4 | -26.3 | 1.7 | -4.4 | 12.8 | -0.1 | 7.2 | -3.3 | 1.7 | -2.2 | -5.6 | -10 | 2.8 | 0 | -1.1 | -7.8 | 15.6 | -9.4 | 10.6 | -6.7 | -14.4 | -25 | 4.4 | -1.7 | 1.8 | 0.2 | -7.8 | -9.4 | 7.2 | 0 | 16.7 | 0 | 2 | 2 | 3.9 | -0.1 | -0.9 | -5 | -0.6 | -3.3 | -5 | -7.2 | 1 | -1 | 11.1 | -0.6 | 8.9 | -6.1 | -3.3 | -6.7 | 7.8 | 0 | 6.7 | 3.9 | 15.6 | -3.3 | 22.8 | 12.8 | 8.9 | -9.4 | 2.2 | -1.7 | 22.8 | 17.2 | 21.1 | 14.4 | 6.1 | -1.1 | 7.4 | -1.1 | -10.6 | -16.7 | 7.8 | 4.4 | 1.7 | -0.6 | -22.8 | -28.3 | 4.1 | -1.1 | 7 | -12.9 | -2.8 | -12.2
-16 | -18 | -16.7 | -18.3 | 10 | -8.9 | 11.1 | 11.1 | 1.1 | -3 | 22.2 | 1.1 | 7 | 3 | 13.3 | 7.2 | 16.1 | 12.2 | 13.3 | 12.8 | 11.7 | 9.4 | 18.3 | 7.8 | 1.1 | -16.9 | 5 | -8.9 | 16 | 12 | 17.2 | -4.4 | 20 | 8.9 | 18.9 | 0.6 | 18.9 | 14.4 | 5 | -12.8 | 26.7 | 17.8 | -7.6 | -12.1 | 4.4 | 1.7 | -8.3 | -13.9 | -15 | -23.3 | 18.9 | -3.9 | 5 | -3.3 | 6.5 | -3.5 | 23.9 | 17.2 | 0 | -12.2 | -18 | -22 | -5.6 | -10.6 | -5 | -15 | -5 | -10 | 3.9 | 3.9 | 1.7 | -4.4 | -0.6 | -4.4 | 2.8 | -1.7 | 13.3 | -0.3 | 12.4 | 0.2 | 14.5 | -0.7 | 15.3 | 1.1 | -20.2 | -23.8 | -22.1 | -25.6 | 3.9 | -4.4 | 13.3 | 0.6 | 8.9 | -2.8 | 4.4 | -1.7 | -5.6 | -9.7 | 4.4 | -1.1 | -0.6 | -6.7 | 18.3 | -8.9 | 11.7 | -7.2 | -13.3 | -23.9 | 4.4 | -1.1 | 2.2 | 0.6 | -6.1 | -8.9 | 9.4 | 1.1 | 17.8 | -0.6 | 2 | 2 | 6.1 | 0 | 0 | -5.6 | -0.6 | -2.2 | -4.4 | -6.7 | 1 | -2 | 12.2 | 6.7 | 10 | -6.1 | -3.9 | -7.2 | 7.8 | 0 | 5.6 | 2.2 | 17.8 | -3.3 | 23 | 12.9 | 10 | -9.4 | 2.2 | -2 | 23.3 | 17.2 | 22.8 | 14.4 | 6.7 | -0.6 | 9.4 | -1.1 | -10 | -15.6 | 6.7 | 2.8 | 1.7 | -0.6 | -21.9 | -27.5 | 3.9 | -1.1 | 8 | -11.6 | -1.7 | -10
-16 | -18 | -16.1 | -18.3 | 10 | -8.9 | 11.7 | 11.7 | 1.1 | -3.3 | 24.4 | 1.7 | 7 | 1 | 14.4 | 5.6 | 14.4 | 12.2 | 13.5 | 12.9 | 11.7 | 9.4 | 17.6 | 8.5 | 1.7 | -18.9 | 6.1 | -7.8 | 16 | 12 | 17.8 | -5 | 21.1 | 9.4 | 18.7 | 2.9 | 21.1 | 13.9 | 6.1 | -12.2 | 26.7 | 18.3 | -5.7 | -11 | 5 | 2.2 | -7.8 | -14.4 | -14.6 | -22.3 | 20.6 | -5.6 | 7.4 | -1.6 | 7.9 | -3.7 | 25.6 | 17.8 | 0.6 | -12.2 | -19 | -23 | -5.6 | -10.6 | -4.4 | -13.9 | -4.4 | -10 | 3.5 | 3.5 | 3.9 | -2.2 | 0 | -4.4 | 3.9 | -1.1 | 14.5 | -0.7 | 14.3 | 0.5 | 16.1 | -1.3 | 16.3 | 0.8 | -19.4 | -23.3 | -21.7 | -25 | 4.4 | -4.4 | 13.5 | 1.8 | 8.9 | -2.8 | 6.1 | -1.1 | -5.6 | -9.9 | 6.1 | -1.7 | 2.2 | -6.1 | 17.8 | -9.4 | 10 | -8.9 | -11.7 | -24.4 | 5.6 | -0.6 | 2.4 | 0.9 | -7.2 | -9.4 | 10.6 | 1.1 | 18.9 | -0.6 | 2 | 2 | 5.2 | 0.5 | 0.7 | -4.9 | 0 | -0.6 | -3.9 | -5.6 | 1 | -2 | 12.2 | 6.7 | 11.1 | -5.6 | -2.8 | -6.7 | 8.3 | -1.1 | 6.7 | 1.1 | 19.4 | -2.8 | 23.1 | 12.7 | 11.1 | -10.6 | 2.2 | -2.7 | 23.3 | 16.7 | 23.9 | 14.4 | 7.2 | -0.6 | 8.5 | -1.2 | -9.4 | -15 | 6.7 | 1.7 | 1.7 | -0.6 | -20.9 | -27.3 | 3.5 | -0.6 | 8.9 | -12.2 | 0 | -11.1
-16 | -18 | -16.7 | -19.4 | 10.6 | -8.3 | 12.8 | 12.8 | 0.5 | -2.5 | 25 | 1.7 | 6 | 3 | 14.4 | 4.4 | 13.3 | 11.1 | 13.7 | 12.8 | 8.9 | 5.6 | 16.8 | 9 | 1.1 | -16.9 | 5 | -6.1 | 16 | 11 | 18.9 | -2.2 | 21.7 | 9.4 | 18.5 | 5 | 21.1 | 12.2 | 7.2 | -12.2 | 26.7 | 18.3 | -3.9 | -10.6 | 5 | 2.2 | -8.3 | -14.4 | -14.3 | -22.1 | 21.7 | -6.7 | 9.8 | -0.1 | 9.4 | -4.4 | 25 | 17.2 | -0.6 | -12.8 | -19 | -23 | -6.1 | -11.7 | -5 | -12.8 | -3.9 | -10 | 3.2 | 3.2 | 5 | -1.7 | 1.1 | -4.4 | 3.9 | -0.6 | 15.6 | -1.1 | 16.1 | 0 | 17.8 | -2.2 | 17.2 | 0 | -19.2 | -23 | -21.3 | -24.2 | 4.4 | -3.3 | 13.7 | 2.9 | 9.4 | -2.8 | 5.6 | -1.1 | -5.6 | -10.6 | 5 | -2.2 | 1.1 | -5.6 | 18.3 | -8.9 | 10 | -8.9 | -11.1 | -21.1 | 5.6 | -0.6 | 2.6 | 1.3 | -7.2 | -10 | 11.7 | 1.7 | 20 | -0.6 | 3 | 2 | 4.2 | 0.9 | 1.5 | -5 | 0 | -0.6 | -3.3 | -5 | 1 | -2 | 12.8 | 6.7 | 11.7 | -5.6 | -2.8 | -6.7 | 8.9 | -1.1 | 6.1 | 0 | 20.6 | -4.4 | 23.3 | 12.8 | 12.8 | -11.1 | 2.2 | -3.9 | 22.2 | 17.2 | 23.3 | 13.9 | 7.8 | 0 | 7.6 | -1.7 | -8.9 | -14.4 | 7.2 | 1.1 | 2.2 | -0.6 | -20 | -27.8 | 3.2 | -0.2 | 9.1 | -11.9 | 1.1 | -10.6
-15 | -16 | -17.2 | -19.4 | 10.6 | -8.3 | 12.8 | 12.8 | 0 | -2.1 | 25.6 | 3.3 | 6 | 2 | 14.4 | 4.4 | 13.3 | 11.1 | 13.9 | 12.8 | 9.4 | 7.2 | 16.1 | 9.4 | 0.6 | -16.7 | 5.6 | -6.7 | 14 | 11 | 18.3 | -1.7 | 21.7 | 8.9 | 18.3 | 6.7 | 21.7 | 11.7 | 7.8 | -11.1 | 26.7 | 18.3 | -4.3 | -9.6 | 5.6 | 2.8 | -8.9 | -15 | -13.9 | -22.8 | 22.2 | -7.2 | 12.2 | 1.1 | 8.7 | -3.1 | 23.9 | 16.7 | -0.6 | -13.3 | -20 | -23 | -7.2 | -11.1 | -5.6 | -13.3 | -4.4 | -10 | 2.8 | 2.8 | 4.4 | -1.1 | 0 | -4.4 | 3.3 | -0.6 | 14.5 | -0.7 | 15 | 0.8 | 17.1 | -1.8 | 14.4 | 1 | -19.1 | -23.2 | -21 | -23.9 | 4.4 | -3.9 | 13.9 | 3.9 | 9.4 | -2.8 | 5.6 | -1.1 | -5.8 | -9.9 | 5 | -3.3 | 0 | -7.2 | 18.3 | -11.1 | 11.1 | -13.3 | -10.6 | -21.7 | 6.1 | -1.1 | 2.8 | 1.7 | -7.8 | -10.6 | 11.1 | 1.7 | 21.1 | -1.1 | 2 | 2 | 3.3 | 1.1 | 2.2 | -6.1 | 0.6 | 0.6 | -3.3 | -5 | 1 | -2 | 13.9 | 7.2 | 12.2 | -5 | -2.8 | -6.7 | 8.9 | -1.1 | 5.6 | 0 | 19.4 | -6.1 | 22 | 13.1 | 12.2 | -11.7 | 2 | -3.2 | 22.8 | 17.8 | 23.3 | 13.9 | 8.3 | 1.1 | 6.7 | -2.2 | -9.4 | -13.9 | 7.2 | 0 | 2.2 | 0 | -21.3 | -27.5 | 2.8 | 0 | 9.2 | -12.4 | 2.2 | -8.9
-15 | -17 | -19.4 | -22.2 | 10 | -6.7 | 12.8 | 12.8 | -0.6 | -2.2 | 24.4 | 3.3 | 5 | 1 | 13.3 | 5.6 | 12.8 | 10.6 | 13.9 | 13 | 8.9 | 7.2 | 14.1 | 9.4 | 0 | -18.9 | 5.6 | -7.8 | 14 | 10 | 16.7 | -0.6 | 20.6 | 11.1 | 16.6 | 7.3 | 20.6 | 12.2 | 7.2 | -10 | 27.2 | 17.2 | -4.6 | -9.6 | 5 | 2.8 | -10.6 | -15.6 | -13.9 | -21.9 | 21.1 | -6.7 | 12.2 | 2.1 | 7.9 | -2.4 | 22.8 | 16.7 | -1.1 | -13.3 | -21 | -26 | -9.4 | -12.8 | -6.1 | -13.3 | -4.4 | -10.6 | 2.4 | 2.4 | 5 | 0 | -1.1 | -4.4 | 2.8 | -0.6 | 13.3 | -0.9 | 13.9 | 0.9 | 16.3 | -2.4 | 11.7 | 1.3 | -18.9 | -23.9 | -20.6 | -23.9 | 3.9 | -3.9 | 13.3 | 4.2 | 8.3 | -3.3 | 3.9 | -0.6 | -5.9 | -9.7 | 5 | -3.3 | -1.7 | -7.2 | 16.1 | -10 | 10 | -12.8 | -11.1 | -20.6 | 6.1 | -1.1 | 3 | 1.8 | -8.3 | -10.6 | 11.1 | 2.2 | 20 | -0.6 | 2 | 2 | 3.1 | 1.1 | 0.9 | -5.5 | 1.1 | 1.1 | -2.8 | -5 | 1 | -2 | 13.3 | 7.8 | 12.2 | -5 | -5.6 | -8.9 | 8.9 | -2.2 | 5 | -1.1 | 18.3 | -5.6 | 20.7 | 13.4 | 12.2 | -11.1 | 1.9 | -3 | 22.2 | 17.2 | 23.9 | 13.3 | 5.6 | 0.6 | 5.4 | -1.7 | -9.4 | -13.9 | 4.4 | 1.7 | 2.2 | 0 | -22.6 | -27.9 | 2.8 | -0.4 | 9.4 | -15.6 | 0.6 | -6.1
-14 | -16 | -22.8 | -25.6 | 8.9 | -6.7 | 12.8 | 12.8 | -0.6 | -2.1 | 22.2 | 3.9 | 4 | 0 | 12.2 | 6.1 | 11.7 | 10.6 | 13.9 | 13.3 | 8.9 | 6.7 | 12 | 8.9 | -0.6 | -16.4 | 0 | -6.1 | 13 | 9 | 15 | 1.7 | 18.9 | 11.7 | 15 | 7.3 | 18.9 | 13.3 | 6.1 | -10 | 25 | 18.3 | -5 | -10 | 4.4 | 2.2 | -10.6 | -15.6 | -13.9 | -21.9 | 15.6 | -5 | 12.2 | 3.2 | 7.2 | -2.2 | 21.1 | 16.7 | -1.7 | -13.9 | -22 | -26 | -10.6 | -13.9 | -6.7 | -12.8 | -5 | -10 | 2.1 | 2.1 | 5 | 0 | -2.8 | -5.6 | 2.2 | -1.1 | 12.2 | -1.1 | 12.8 | 1.1 | 15.6 | -2.8 | 8.9 | 1.1 | -15.4 | -20.3 | -20.8 | -23.6 | 2.8 | -4.4 | 12.8 | 4.8 | 6.7 | -2.8 | 3.3 | -1.1 | -6.1 | -10 | 1.7 | -3.3 | -4.4 | -6.7 | 11.7 | -10 | 8.9 | -13.3 | -11.1 | -18.3 | 5.6 | -1.1 | 3.1 | 2.1 | -8.3 | -10.6 | 10 | 2.2 | 17.8 | -0.6 | 2 | 2 | 3 | 1 | -0.4 | -6.1 | 1.7 | 1.1 | -2.8 | -5.6 | 1 | -2 | 12.8 | 7.8 | 8.9 | -6.1 | -5.6 | -8.3 | 7.2 | -2.2 | 5 | -0.6 | 15 | -5.6 | 19.4 | 13.3 | 8.3 | -11.7 | 1.7 | -3.3 | 22.2 | 17.8 | 22.2 | 13.9 | 2.8 | -1.1 | 4.1 | -1.8 | -9.4 | -12.8 | 4.4 | 1.1 | 2.8 | 0 | -23.9 | -28.9 | 2.8 | -0.9 | 7.7 | -13.5 | -1.1 | -5
-14 | -16 | -23.9 | -26.1 | 7.2 | -6.7 | 12.8 | 12.8 | -0.6 | -2.4 | 20 | 5 | 3 | 0 | 11.7 | 6.1 | 12.2 | 10.6 | 13.9 | 13.3 | 8.3 | 6.1 | 10 | 8.3 | -1.1 | -16.4 | -2.2 | -6.1 | 13 | 8 | 12.2 | 2.2 | 18.3 | 12.2 | 13.3 | 7.2 | 15.6 | 12.8 | 5 | -6.7 | 24.4 | 17.8 | -6.5 | -10.4 | 2.8 | 1.7 | -11.1 | -16.1 | -13.9 | -22.8 | 12.2 | -5 | 12.2 | 3.9 | 6.3 | -0.8 | 19.4 | 16.7 | -2.2 | -13.9 | -23 | -27 | -10.6 | -13.3 | -6.7 | -12.2 | -5 | -10 | 1.7 | 1.7 | 5 | 0 | -3.3 | -5.6 | 2.2 | -0.6 | 11.7 | -0.7 | 11.3 | 1.2 | 13.9 | -1.5 | 8.3 | 1 | -11.8 | -17.2 | -20.9 | -23.6 | 3.3 | -4.4 | 12.2 | 5 | 5 | -2.8 | 2.2 | -0.6 | -6.3 | -9.4 | 0 | -3.3 | -4.4 | -6.7 | 10 | -10 | 7.2 | -11.7 | -11.1 | -18.9 | 5.6 | -1.7 | 3.3 | 2.2 | -8.3 | -9.4 | 10 | 2.2 | 14.4 | -0.6 | 2 | 2 | 2.8 | 1.1 | -1.7 | -7.2 | 1.7 | 1.7 | -2.2 | -5.6 | 1 | -2 | 13.3 | 7.8 | 7.2 | -5.6 | -5 | -7.8 | 5 | -2.8 | 3.9 | -3.3 | 13.9 | -5 | 18.1 | 13.4 | 2.8 | -12.8 | 1.3 | -2.6 | 21.1 | 18.3 | 20 | 13.3 | 0 | -2.2 | 2.8 | -2.2 | -10 | -12.2 | 4.4 | 0.6 | 2.2 | 0 | -25.4 | -29.2 | 2.8 | -1.7 | 6.1 | -13 | -2.2 | -9.4
-15 | -16 | -20.6 | -23.9 | 2.2 | -4.4 | 12.8 | 12.8 | -0.6 | -2.8 | 18.9 | 5 | 3 | 0 | 10 | 6.1 | 12.2 | 10.6 | 13.7 | 13.3 | 7.8 | 6.7 | 9.1 | 7.7 | -1.7 | -17.8 | -2.2 | -7.2 | 12 | 8 | 12.2 | 1.7 | 17.2 | 11.7 | 11.3 | 7.3 | 16.1 | 13.3 | 3.9 | -8.3 | 22.8 | 17.8 | -7.9 | -11.3 | 2.2 | 1.7 | -11.7 | -16.7 | -13.7 | -21.1 | 10 | -5.6 | 12.4 | 4.9 | 5.3 | 0.3 | 19.4 | 16.7 | -2.8 | -13.3 | -23 | -27 | -11.7 | -15 | -6.7 | -12.2 | -5.6 | -9.4 | 1.3 | 0.7 | 5 | -0.6 | -3.9 | -5.6 | 2.2 | -1.7 | 11.1 | -0.6 | 9.8 | 1.4 | 12.3 | -1.1 | 7.8 | 1.2 | -8.3 | -15 | -21.1 | -23.9 | 2.8 | -2.8 | 10 | 4.6 | 3.9 | -2.8 | 1.7 | -0.6 | -6.5 | -9.2 | 0 | -3.9 | -5 | -7.2 | 9.4 | -10.6 | 7.8 | -12.8 | -11.1 | -18.9 | 5 | -1.7 | 3.3 | 2.1 | -8.9 | -10.6 | 10 | 1.7 | 12.8 | 0 | 1 | 1 | 2.6 | 0.6 | -2.2 | -6.9 | 1.7 | 1.7 | -2.2 | -5 | 1 | -2 | 12.8 | 8.3 | 1.7 | -5 | -4.4 | -7.2 | 4.4 | -2.8 | 3.3 | -3.9 | 10 | -4.4 | 16.9 | 13.5 | 2.2 | -12.2 | 1 | -2.4 | 21.1 | 18.3 | 17.2 | 13.9 | 0 | -2.2 | 2.6 | -2.2 | -10.6 | -12.8 | 4.4 | 1.1 | 2.8 | 0 | -26.8 | -30 | 2.4 | -1.5 | 4.4 | -15 | -2.8 | -9.4
-14 | -16 | -25 | -27.2 | 1.1 | -5 | 12.2 | 10 | -0.6 | -2.5 | 17.8 | 5 | 3 | -1 | 10.6 | 6.7 | 11.7 | 10.6 | 13.5 | 13.1 | 7.8 | 6.7 | 8.1 | 7.2 | -3.5 | -15.4 | -3.3 | -7.8 | 12 | 8 | 12.2 | 1.1 | 16.1 | 11.1 | 9.2 | 6.7 | 13.9 | 12.8 | 3.3 | -8.9 | 21.7 | 17.8 | -9.4 | -12.8 | 2.8 | 1.7 | -12.2 | -17.2 | -13.5 | -20.5 | 11.1 | -5.6 | 12.6 | 6 | 4.4 | 1.1 | 18.9 | 16.7 | -3.3 | -12.8 | -23 | -27 | -12.2 | -15 | -7.2 | -12.2 | -6.7 | -8.9 | 1 | 0 | 5.6 | -1.1 | -3.9 | -5.6 | 1.1 | -1.7 | 10.6 | -0.6 | 8.3 | 1.1 | 10.6 | -1.1 | 7.2 | 1.1 | -6.5 | -13 | -21.5 | -23.9 | 3.3 | -2.8 | 7.8 | 4.2 | 3.3 | -3.9 | 0.6 | -1.1 | -6.7 | -9.4 | -0.6 | -3.9 | -2.2 | -6.7 | 8.9 | -12.2 | 5 | -11.7 | -11.1 | -18.9 | 5 | -1.7 | 3.3 | 1.8 | -8.3 | -10 | 9.4 | 1.1 | 10 | 0.6 | 2 | 1 | 2.4 | 0.4 | -2.8 | -7.3 | 1.7 | 1.7 | -2.8 | -3.9 | 1 | -2 | 12.2 | 8.9 | 0.6 | -5 | -5 | -7.2 | 1.7 | -1.7 | 3.3 | -3.3 | 8.3 | -2.2 | 15.6 | 13.3 | 1.7 | -12.2 | 0.6 | -2.8 | 20 | 18.3 | 18.3 | 15 | -0.6 | -2.8 | 2.4 | -2.6 | -12.2 | -13.9 | 3.3 | 0.6 | 2.8 | 0.6 | -28.3 | -31.1 | 2.1 | -1.6 | 2.6 | -12.6 | -3.9 | -10
-15 | -16 | -21.7 | -25 | 0 | -4.4 | 12.8 | 12.8 | -0.6 | -2.5 | 17.2 | 5 | 3 | -2 | 10 | 6.1 | 12.2 | 10.6 | 13.3 | 12.8 | 7.2 | 6.1 | 7.2 | 6.7 | -5.4 | -15.1 | -3.3 | -8.3 | 10 | 8 | 11.7 | 1.7 | 15 | 11.1 | 7.2 | 6.1 | 13.3 | 12.8 | 2.8 | -10 | 21.1 | 17.2 | -10.9 | -13.5 | 2.2 | 1.7 | -12.8 | -17.8 | -13.3 | -20.6 | 8.3 | -5 | 12.8 | 6.7 | 3.5 | 0.9 | 19.4 | 16.7 | -4.4 | -13.3 | -24 | -28 | -14.4 | -15.7 | -6.1 | -11.7 | -6.1 | -10 | 0.6 | -1.1 | 6.1 | -1.1 | -3.9 | -6.1 | 1.7 | -1.1 | 8.9 | -0.6 | 6.5 | 0.4 | 9.1 | -0.9 | 6.5 | 1.4 | -4.6 | -11.6 | -21.8 | -23.9 | 3.9 | -1.1 | 5.6 | 3.3 | 2.2 | -3.9 | -0.6 | -2.8 | -7.2 | -9.3 | -1.7 | -3.3 | -3.9 | -7.2 | 8.9 | -11.7 | 6.7 | -7.8 | -11.7 | -18.9 | 4.4 | -1.7 | 3.3 | 1.7 | -8.3 | -9.4 | 9.4 | 1.1 | 11.7 | 0.6 | 2 | 2 | 2.2 | 0 | -3.3 | -8.3 | 1.7 | 1.7 | -2.8 | -3.9 | 1 | -2 | 10.6 | 10 | -0.6 | -5 | -7.8 | -11.7 | -0.6 | -2.2 | 2.8 | -5 | 6.1 | -1.7 | 15.6 | 13.5 | -0.6 | -12.8 | 0.8 | -1.7 | 20 | 18.3 | 17.8 | 17.8 | -0.6 | -2.2 | 2.2 | -3.3 | -13.3 | -14.4 | 3.3 | 0.6 | 2.8 | 0 | -27.9 | -30.8 | 1.7 | -2.2 | 0.7 | -11.9 | -3.3 | -11.1
-14 | -16 | -23.9 | -26.1 | 0 | -4.4 | 13.9 | 13.9 | -0.6 | -2.8 | 16.1 | 5 | 3 | -2 | 9.4 | 5.6 | 12.2 | 10.6 | 12.9 | 12.6 | 7.2 | 6.1 | 6.6 | 6.2 | -7.2 | -16.1 | -4.4 | -9.4 | 8 | 7 | 8.9 | 2.2 | 14.4 | 10.6 | 8.9 | 8 | 12.8 | 12.2 | 1.7 | -10 | 21.1 | 17.8 | -12.4 | -14.7 | 3.9 | 1.7 | -13.3 | -17.8 | -13.3 | -19.5 | 7.8 | -5.6 | 12.1 | 7.2 | 2.6 | 0.8 | 19.4 | 16.7 | -5 | -13.9 | -24 | -28 | -15.6 | -16.1 | -5 | -11.7 | -6.7 | -10.6 | -0.2 | -2.2 | 6.1 | -0.6 | -3.9 | -6.1 | 0.6 | -1.1 | 7.3 | -1 | 4.6 | -0.5 | 7.6 | -1 | 5.7 | 1.4 | -2.8 | -11.7 | -22.2 | -24.4 | 3.9 | 0 | 5.2 | 3.2 | 1.7 | -3.9 | -2.8 | -4.4 | -7.8 | -9.5 | -0.6 | -1.7 | -1.1 | -7.2 | 8.9 | -11.1 | 7.8 | -7.2 | -11.7 | -18.3 | 2.8 | -3.9 | 3.1 | 1.6 | -9.4 | -10 | 8.9 | 0 | 10.6 | 0.6 | 2 | 1 | 2 | -0.2 | -3.7 | -7.7 | 1.1 | 1.1 | -0.6 | -2.8 | 1 | -2 | 10.6 | 10 | -1.7 | -5.6 | -9.4 | -13.3 | -1.1 | -2.8 | 2.2 | -5 | 8.9 | -1.1 | 15.6 | 13.8 | -2.2 | -12.8 | 0.9 | -1 | 21.1 | 18.3 | 16.7 | 16.7 | -0.6 | -2.2 | 1.3 | -3.7 | -15.6 | -16.7 | 3.3 | 1.1 | 2.2 | 0 | -27.6 | -30.8 | 1.5 | -2.3 | -1.1 | -13.3 | -5 | -9.4
-15 | -17 | -23.9 | -26.1 | -1.1 | -4.4 | 14.4 | 13.9 | -1 | -3.1 | 15.6 | 5 | 2 | -3 | 8.9 | 5.6 | 10.6 | 9.4 | 12.6 | 12.5 | 7.2 | 6.1 | 5.5 | 5.3 | -8.1 | -14.8 | -6.1 | -9.4 | 8 | 8 | 10.6 | 3.3 | 13.3 | 10.6 | 10.5 | 9.8 | 12.8 | 12.2 | 0 | -7.8 | 21.1 | 17.8 | -13.9 | -16.1 | 2.8 | 1.7 | -13.9 | -18.9 | -13.3 | -19.5 | 5.6 | -5 | 11.3 | 7.6 | 1.7 | 0.6 | 18.9 | 16.1 | -5 | -15 | -24 | -28 | -16.1 | -16.3 | -4.4 | -11.7 | -7.2 | -9.4 | -0.9 | -3.3 | 6.7 | -0.6 | -4.4 | -5.6 | 0 | -1.7 | 5.6 | -1.7 | 2.8 | -1.7 | 6.1 | -1.7 | 5 | 1.7 | -2.1 | -9.7 | -20.9 | -23.2 | 3.9 | 0.6 | 4.8 | 3 | 1.1 | -3.9 | -4.4 | -6.1 | -8.3 | -10 | 0 | -1.1 | -2.8 | -6.7 | 8.3 | -11.1 | 6.7 | -6.7 | -11.7 | -16.1 | 2.2 | -7.8 | 3 | 1.7 | -10 | -10 | 8.3 | -1.7 | 8.3 | 0 | 2 | 1 | 1.9 | -0.6 | -4 | -7.7 | 1.1 | 1.1 | 1.1 | -2.2 | 1 | -2 | 10.6 | 10 | 0 | -5 | -11.1 | -13.9 | -1.1 | -3.3 | 1.7 | -5 | 6.7 | -0.6 | 15.6 | 13.9 | -3.9 | -13.3 | 1.1 | -0.6 | 20.6 | 18.3 | 17.2 | 17.2 | 0.6 | -2.8 | 0.3 | -4.7 | -15.6 | -17.2 | 2.2 | 0 | 2.2 | 0 | -27.2 | -31.1 | 1.3 | -2.8 | -1.5 | -12.6 | -5.6 | -10
-15 | -16 | -21.7 | -23.9 | -1.7 | -5 | 16.7 | 15 | -1.3 | -3.5 | 15 | 6.1 | 2 | -3 | 9.4 | 6.1 | 10 | 9.4 | 12.2 | 12.2 | 7.2 | 6.1 | 4.4 | 4.3 | -9.1 | -14.6 | -5.6 | -10 | 8 | 7 | 8.9 | 3.3 | 13.3 | 11.1 | 12.2 | 11.7 | 13.9 | 13.3 | 1.1 | -8.9 | 20 | 17.8 | -14.6 | -16.7 | 2.2 | 1.1 | -16.1 | -21.1 | -13.3 | -20 | 8.3 | -6.7 | 10.6 | 7.8 | 1.5 | 0.2 | 19.4 | 16.7 | -5.6 | -15.6 | -24 | -28 | -16.7 | -16.8 | -3.9 | -11.1 | -7.8 | -10 | -1.7 | -5 | 6.7 | -0.6 | -3.3 | -5 | -1.7 | -2.2 | 4.1 | -2.6 | 2.2 | -1.9 | 4.4 | -2.8 | 5 | 2.2 | -1.3 | -8.7 | -19.6 | -22.3 | 3.9 | 0.6 | 4.4 | 2.8 | 0 | -4.4 | -5 | -6.7 | -8.7 | -10 | -0.6 | -1.7 | -1.7 | -6.1 | 11.7 | -13.3 | 6.1 | -4.4 | -10.6 | -15.6 | 1.7 | -8.9 | 2.8 | 1.7 | -10 | -10.6 | 8.3 | -2.2 | 6.7 | -0.6 | 2 | 1 | 1.7 | -1.1 | -4.4 | -8.3 | 1.1 | 1.1 | 1.7 | -1.7 | 1 | -2 | 11.1 | 10.6 | -2.2 | -5.6 | -12.2 | -16.1 | -2.8 | -4.4 | 1.7 | -4.4 | 7.2 | -0.6 | 15.4 | 14 | -5 | -13.3 | 0.7 | -1.1 | 20.6 | 18.3 | 17.2 | 16.1 | -0.6 | -2.8 | -0.6 | -6.1 | -16.1 | -17.8 | 2.2 | 0 | 2.2 | 0 | -27 | -30.9 | 1.1 | -3.9 | -1.8 | -13.2 | -4.4 | -10.6
-15 | -16 | -20.6 | -23.3 | -1.7 | -5 | 16.7 | 15 | -1.7 | -4.4 | 13.9 | 6.1 | 2 | -3 | 10.6 | 6.7 | 10.6 | 9.4 | 12 | 12 | 7.8 | 6.1 | 3.7 | 3.7 | -10 | -15 | -5 | -10.6 | 9 | 6 | 8.3 | 2.8 | 12.8 | 11.1 | 12.4 | 11.8 | 15 | 13.9 | 0 | -6.7 | 20 | 17.2 | -15.4 | -17.8 | 2.2 | 1.1 | -16.7 | -21.1 | -14.2 | -19.8 | 8.9 | -6.7 | 8.5 | 6.1 | 1.3 | -0.1 | 19.4 | 16.1 | -6.7 | -17.8 | -25 | -28 | -17.8 | -17.8 | -3.9 | -10 | -8.9 | -11.1 | -2.4 | -4.6 | 7.2 | -0.6 | -3.3 | -5 | -1.7 | -1.7 | 2.6 | -4.1 | 1.7 | -2.3 | 2.8 | -3.9 | 5 | 2.9 | -0.6 | -8.9 | -18.3 | -21.7 | 3.9 | 1.1 | 5.2 | 3.2 | -1.1 | -4.4 | -6.1 | -7.8 | -9 | -10.2 | 0 | -0.6 | -2.8 | -6.7 | 7.2 | -12.8 | 7.8 | -3.3 | -6.7 | -10 | 0 | -8.9 | 3.3 | 2.1 | -10 | -10.6 | 8.3 | -1.7 | 6.1 | -0.6 | 1 | 1 | 1.1 | -1 | -4.6 | -7.9 | 1.1 | 1.1 | 2.2 | -1.1 | 1 | -2 | 11.1 | 10 | -2.2 | -6.1 | -13.3 | -17.2 | -2.8 | -3.9 | 1.1 | -5 | 6.7 | -0.6 | 15.2 | 13.9 | -6.7 | -13.9 | 0.4 | -1.7 | 20.6 | 18.3 | 17.2 | 17.2 | -1.7 | -3.3 | -1.3 | -5.5 | -17.2 | -18.9 | 2.8 | 0.6 | 2.2 | -0.6 | -26.9 | -31.1 | 0.7 | -3.5 | -2.2 | -15.6 | -4.4 | -10.6
-15 | -17 | -20.6 | -22.8 | -1.7 | -4.4 | 16.1 | 15 | -1.9 | -4.1 | 12.8 | 6.1 | 2 | -5 | 10.6 | 6.1 | 10 | 9.4 | 11.9 | 11.9 | 7.2 | 6.1 | 2.9 | 2.9 | -9.4 | -14.5 | -8.3 | -11.1 | 9 | 6 | 8.3 | 1.7 | 12.8 | 11.1 | 12.6 | 12 | 14.4 | 13.9 | -1.1 | -6.7 | 17.8 | 16.7 | -16.1 | -18.9 | 1.7 | 0.6 | -17.2 | -21.1 | -15.2 | -20.6 | 1.7 | -4.4 | 6.5 | 4.5 | 1.1 | -0.6 | 19.4 | 16.1 | -7.8 | -20 | -24 | -28 | -18.3 | -18.3 | -3.3 | -8.3 | -10 | -13.3 | -3.2 | -4.8 | 6.7 | -0.6 | -3.3 | -5 | -1.7 | -1.7 | 1.1 | -6.1 | 1.1 | -3.3 | 1.1 | -6.1 | 5 | 3.3 | -0.4 | -7.7 | -17.8 | -21 | 2.2 | 1.1 | 5.9 | 3.4 | -1.1 | -4.4 | -6.7 | -8.3 | -9.4 | -10.6 | 0 | -3.3 | -2.8 | -6.1 | 6.1 | -12.8 | 6.1 | -4.4 | -5.6 | -8.3 | -0.6 | -10.6 | 3.9 | 2.9 | -9.4 | -10.6 | 8.3 | -1.1 | 5.6 | -0.6 | 1 | 1 | 0.6 | -0.9 | -4.8 | -8.3 | 1.1 | 1.1 | 1.7 | -1.1 | 1 | -2 | 10 | 7.8 | -2.8 | -6.1 | -13.9 | -19.4 | -3.3 | -4.4 | 0.6 | -6.1 | 5 | -0.6 | 15 | 13.9 | -6.1 | -13.3 | 0 | -2.8 | 20 | 18.3 | 17.2 | 16.1 | -1.7 | -3.3 | -2.1 | -5.6 | -17.8 | -19.4 | 2.8 | 1.1 | 2.2 | -0.6 | -26.7 | -31.7 | 0.4 | -3.7 | -1.5 | -13.9 | -4.4 | -10.6
-15 | -17 | -20.6 | -23.3 | -1.7 | -5 | 16.1 | 15 | -2 | -4.1 | 12.2 | 6.1 | 2 | -5 | 9.4 | 6.1 | 10 | 8.9 | 11.7 | 11.7 | 7.2 | 6.7 | 2.4 | 1.7 | -8.9 | -14.9 | -6.7 | -11.1 | 8 | 6 | 7.8 | 1.1 | 12.8 | 10.6 | 12.8 | 12.2 | 12.2 | 11.7 | -0.6 | -9.4 | 18.9 | 17.2 | -17.2 | -19.8 | 1.7 | 0.6 | -17.2 | -20.6 | -16.1 | -21.7 | -1.1 | -3.3 | 4.4 | 2.8 | 1.3 | -0.1 | 19.4 | 16.7 | -8.3 | -20.6 | -23 | -27 | -17.8 | -17.9 | -3.3 | -7.8 | -11.7 | -15.6 | -3.9 | -5 | 6.7 | -0.6 | -3.3 | -5 | -1.1 | -1.1 | 0 | -6.1 | -0.2 | -3.8 | -0.6 | -5.2 | 5.4 | 3.9 | -0.2 | -7.5 | -17.2 | -20.5 | 2.2 | 1.1 | 6.7 | 3.9 | -1.7 | -5 | -6.7 | -8.9 | -9.4 | -10.5 | -1.1 | -1.7 | 1.1 | -4.4 | 6.7 | -13.3 | 5 | -2.2 | -4.4 | -7.2 | -1.1 | -10.6 | 4.4 | 3.3 | -8.3 | -9.4 | 8.3 | -0.6 | 4.4 | -0.6 | 1 | 1 | 0 | -1.1 | -5 | -8.9 | 1.1 | 1.1 | 1.7 | -1.1 | 0 | -1 | 7.8 | 6.1 | -3.3 | -6.1 | -15.6 | -22.2 | -3.9 | -5 | 0 | -6.1 | 4.4 | -1.1 | 14.3 | 13.5 | -7.2 | -14.4 | 0 | -2.4 | 20.6 | 18.3 | 16.7 | 15.6 | -1.1 | -3.3 | -2.8 | -6.1 | -17.2 | -19.4 | 2.8 | 1.1 | 1.7 | -0.6 | -27.2 | -31.4 | 0 | -4.4 | -0.7 | -13.8 | -6.1 | -10.6
-15 | -16 | -20 | -22.2 | -2.2 | -5 | 15 | 15 | -2.2 | -4.4 | 11.1 | 6.1 | 2 | -6 | 10 | 5.6 | 9.4 | 8.9 | 11.9 | 11.9 | 7.8 | 6.7 | 2.2 | 1.7 | -8.3 | -16.1 | -7.8 | -11.1 | 7 | 7 | 7.8 | 0.6 | 12.8 | 10.6 | 11.1 | 10.7 | 11.1 | 10.6 | -0.6 | -7.8 | 17.8 | 16.7 | -18.3 | -21.2 | 1.1 | 0.6 | -17.2 | -20.6 | -16.7 | -21.6 | -2.2 | -3.9 | 3.1 | 1.5 | 1.5 | 0.2 | 20 | 16.7 | -8.3 | -21.1 | -24 | -28 | -17.8 | -18.3 | -2.8 | -7.2 | -12.2 | -15.6 | -4.5 | -6 | 6.7 | -1.1 | -3.9 | -5.6 | 0 | -0.6 | -1.1 | -7.1 | -1.5 | -5.1 | -2.2 | -5.4 | 5.7 | 4.5 | 0 | -8.3 | -16.7 | -20.6 | 1.7 | 1.1 | 7.2 | 4.3 | -1.1 | -5 | -7.2 | -9.4 | -9.4 | -10.5 | -1.1 | -1.7 | 0 | -4.4 | 7.8 | -13.9 | 3.9 | -1.7 | -4.4 | -6.1 | -1.1 | -10.6 | 5.2 | 4.2 | -8.3 | -8.9 | 7.2 | -0.6 | 5 | -0.6 | 2 | 1 | -0.2 | -1.2 | -4.8 | -8.1 | 1.1 | 1.1 | 1.7 | -1.1 | 1 | -2 | 6.1 | 4.4 | -3.9 | -6.7 | -17.2 | -23.9 | -3.9 | -5 | 0 | -5.6 | 4.4 | -2.2 | 13.5 | 13.2 | -7.8 | -13.9 | 0 | -2.4 | 20.6 | 18.3 | 17.2 | 15.6 | -1.1 | -3.3 | -3 | -5.5 | -17.8 | -20 | 2.8 | 1.1 | 1.7 | -0.6 | -27.8 | -31.6 | 0.2 | -4.1 | 0 | -15.6 | -3.9 | -10.6
-14 | -16 | -20.6 | -22.8 | -2.2 | -5 | 15.6 | 15 | -2 | -3.9 | 11.1 | 6.1 | 1 | -6 | 10 | 5.6 | 9.4 | 8.9 | 12 | 12 | 7.8 | 6.7 | 1.3 | 0.7 | -7.8 | -15.1 | -7.8 | -11.7 | 7 | 6 | 6.7 | 1.1 | 12.2 | 10.6 | 9.5 | 9.4 | 11.1 | 10.6 | -1.7 | -7.8 | 18.3 | 17.2 | -19.4 | -22.8 | 1.1 | 0.6 | -15.6 | -18.9 | -17.2 | -21.9 | -2.2 | -3.3 | 1.9 | 0.3 | 1.7 | 0.6 | 20 | 17.2 | -8.9 | -21.1 | -26 | -30 | -18.3 | -19.4 | -2.8 | -7.2 | -12.8 | -16.1 | -5 | -6.9 | 6.1 | -0.6 | -3.9 | -5.6 | 0 | -0.6 | -2.2 | -8.9 | -2.8 | -6.7 | -3.9 | -6.1 | 6.1 | 5 | -0.2 | -5.7 | -14.7 | -17.9 | 2.8 | 1.7 | 7.8 | 5.1 | -1.1 | -5 | -7.2 | -8.9 | -9.4 | -10.6 | -3.3 | -3.9 | 0 | -2.8 | 8.3 | -13.3 | 3.9 | -0.6 | -4.4 | -5 | -1.7 | -10.6 | 5.9 | 4.9 | -7.8 | -8.3 | 7.2 | -1.1 | 4.4 | -1.1 | 2 | 1 | -0.4 | -1.4 | -4.6 | -7.6 | 0.6 | 0.6 | 1.7 | -1.1 | 1 | -2 | 4.4 | 2.2 | -4.4 | -7.8 | -18.3 | -26.1 | -4.4 | -5.6 | 0 | -6.7 | 4.4 | -2.8 | 12.8 | 12.8 | -7.2 | -13.3 | 0 | -2.8 | 21.1 | 18.3 | 17.2 | 15.6 | -1.1 | -3.3 | -3.1 | -5 | -17.2 | -18.9 | 2.8 | 1.1 | 1.7 | -0.6 | -28.3 | -32.2 | 0.4 | -4.1 | 1.9 | -14.4 | -5.6 | -10.6
-15 | -16 | -21.7 | -23.9 | -2.2 | -5 | 15.6 | 15 | -1.9 | -3.8 | 11.7 | 5.6 | 1 | -6 | 9.4 | 5.6 | 10 | 9.4 | 12.2 | 12.2 | 7.8 | 6.1 | 1.1 | 0 | -7.2 | -15.2 | -7.8 | -12.8 | 7 | 7 | 7.2 | 1.7 | 11.7 | 10 | 7.8 | 7.8 | 10 | 10 | -0.6 | -7.2 | 17.2 | 16.1 | -19.6 | -23 | 2.8 | 1.1 | -15 | -18.9 | -17.8 | -22.8 | -3.3 | -3.9 | 0.6 | -1.1 | 3 | 1.7 | 19.4 | 17.2 | -9.4 | -21.1 | -27 | -31 | -18.9 | -20 | -2.2 | -6.7 | -13.3 | -16.1 | -5.6 | -8.3 | 5.6 | -1.1 | -4.4 | -6.1 | -0.6 | -1.1 | -2.9 | -8.3 | -3.3 | -6.4 | -5 | -6.4 | 8.1 | 6.3 | -0.4 | -4.2 | -12.6 | -15.7 | 2.2 | 1.7 | 8.3 | 5.6 | -1.1 | -5 | -7.8 | -9.4 | -8.3 | -9.6 | -5 | -5 | 0.6 | -3.3 | 5.6 | -13.9 | 3.3 | -0.6 | -3.3 | -3.9 | -1.7 | -11.1 | 6.7 | 5.6 | -7.8 | -9.4 | 7.8 | -1.1 | 5.6 | -1.1 | 2 | 1 | -0.6 | -1.7 | -4.4 | -7.8 | 0.6 | 0.6 | 1.7 | -1.1 | 1 | -1 | 3.3 | 0.6 | -4.4 | -7.8 | -20 | -28.9 | -2.8 | -4.4 | -0.6 | -7.2 | 4.4 | -2.8 | 14.3 | 14 | -7.2 | -12.8 | 0.4 | -2.3 | 20.6 | 17.8 | 13.9 | 11.7 | -1.7 | -3.9 | -3.3 | -5 | -16.7 | -18.3 | 2.8 | 1.1 | 2.2 | 0 | -27.4 | -31.3 | 0.6 | -5 | 3.7 | -14.9 | -5 | -11.1
-16 | -18 | -21.1 | -23.3 | 0.6 | -2.2 | 15.6 | 15 | -1.7 | -3.9 | 11.1 | 5.6 | 2 | -5 | 10 | 6.1 | 10.6 | 9.4 | 12 | 11.9 | 7.2 | 6.7 | 4.8 | 2.2 | -6.7 | -16.1 | -6.1 | -11.7 | 7 | 6 | 10 | 2.8 | 11.7 | 9.4 | 10.9 | 10.2 | 12.2 | 11.7 | -2.8 | -7.2 | 18.9 | 17.2 | -19.8 | -23.7 | 1.1 | 0.6 | -14.4 | -18.3 | -17.1 | -21.6 | -3.3 | -4.4 | -0.3 | -1.7 | 4.3 | 2.8 | 19.4 | 17.2 | -10 | -21.7 | -27 | -32 | -19.4 | -21.1 | -2.2 | -6.1 | -14.4 | -16.7 | -5 | -7.9 | 5.6 | -1.1 | -4.4 | -5.6 | -1.1 | -1.1 | -3.7 | -8.9 | -3.9 | -6.6 | -6.1 | -7.1 | 10.2 | 7.3 | -0.6 | -3.3 | -10.6 | -13.9 | 2.2 | 1.7 | 9.4 | 7.2 | -1.1 | -5 | -8.3 | -10 | -7.2 | -8.9 | -5.6 | -5.6 | 1.1 | -2.8 | 8.9 | -13.3 | 2.2 | -0.6 | -2.2 | -2.8 | -2.2 | -11.7 | 7.2 | 6.2 | -8.3 | -10.6 | 8.3 | 0 | 6.1 | -1.1 | 2 | 1 | 0 | -0.9 | -3.7 | -7.4 | 0.6 | 0.6 | 1.7 | -1.1 | 1 | -2 | 2.8 | 0.6 | -3.9 | -5.6 | -21.1 | -30.6 | -3.3 | -4.4 | -0.6 | -6.7 | 3.3 | -2.2 | 15.7 | 14.9 | -5 | -12.2 | 0.7 | -2.4 | 20.6 | 17.8 | 10.6 | 7.2 | -2.2 | -3.9 | -2.2 | -4.7 | -16.1 | -18.3 | 2.8 | 0.6 | 2.8 | -0.6 | -26.5 | -30.7 | 0.6 | -3.7 | 5.6 | -18.3 | -2.2 | -10.6
-15 | -17 | -21.1 | -23.9 | 7.2 | -3.9 | 16.1 | 15.6 | -1.1 | -3.5 | 12.2 | 5.6 | 2 | -5 | 11.1 | 6.7 | 11.7 | 8.9 | 11.9 | 11.5 | 7.8 | 6.7 | 8.5 | 4 | -2.4 | -13.8 | -3.9 | -10 | 8 | 6 | 10.6 | 4.4 | 14.4 | 8.9 | 14.1 | 12.3 | 16.1 | 13.9 | -0.6 | -6.1 | 23.9 | 18.3 | -20 | -25 | 1.1 | 0 | -13.3 | -17.8 | -16.3 | -20.7 | -2.8 | -3.9 | -1.3 | -2.7 | 5.6 | 3.9 | 20 | 17.8 | -9.4 | -21.7 | -26 | -30 | -18.9 | -20 | -1.7 | -6.1 | -11.7 | -15 | -4.5 | -7.8 | 6.1 | -0.6 | -6.1 | -7.2 | -1.1 | -1.1 | -4.4 | -10 | -4.4 | -7.2 | -7.2 | -7.8 | 12.2 | 8.3 | -0.4 | -4.2 | -8.7 | -12.4 | 2.8 | 1.7 | 10.6 | 9.1 | 1.7 | -3.9 | -8.9 | -10.6 | -6.1 | -8.3 | -3.9 | -3.9 | 1.7 | -3.3 | 11.7 | -12.8 | 1.7 | -0.6 | -1.7 | -3.3 | -2.2 | -11.1 | 7.8 | 6.8 | -8.3 | -10 | 8.9 | 0.6 | 8.3 | -1.1 | 2 | 2 | 0.5 | -0.2 | -2.9 | -7.4 | 0.6 | 0.6 | 1.7 | -1.7 | 1 | -2 | 5 | 0 | 0 | -5 | -21.7 | -30 | 1.1 | -2.2 | 0 | -5.6 | 5 | -2.2 | 17.2 | 16.1 | 0.6 | -10.6 | 1.1 | -2.8 | 20 | 17.8 | 10 | 5.6 | -1.1 | -2.8 | -1.1 | -4.7 | -15 | -16.7 | 2.8 | 0.6 | 2.8 | -0.6 | -25.6 | -30.6 | 0.6 | -3.4 | 6.1 | -14.7 | -3.9 | -10.6
-15 | -18 | -17.8 | -20 | 9.4 | -3.9 | 16.1 | 15.6 | -0.6 | -3.6 | 14.4 | 6.1 | 2 | -3 | 11.7 | 6.1 | 13.3 | 8.9 | 11.7 | 11.1 | 8.9 | 7.2 | 12.2 | 5.6 | 1.8 | -13.2 | -1.7 | -9.4 | 8 | 7 | 14.4 | 8.3 | 17.8 | 11.1 | 17.2 | 14.4 | 18.9 | 15.6 | 4.4 | -5.6 | 26.1 | 18.3 | -18 | -23.6 | 2.2 | 0.6 | -11.1 | -17.2 | -15.6 | -20.6 | -1.1 | -3.3 | -2.2 | -3.9 | 7.8 | 4.9 | 21.1 | 18.3 | -8.9 | -21.7 | -25 | -30 | -15 | -17.2 | -0.6 | -5.6 | -11.1 | -14.4 | -3.9 | -8.3 | 6.7 | -0.6 | -7.2 | -7.8 | -0.6 | -0.6 | -4.4 | -9.7 | -3.9 | -7.7 | -6.8 | -8.3 | 14.6 | 9.4 | -0.2 | -5.3 | -6.9 | -11.3 | 6.7 | 4.4 | 11.7 | 10.6 | 3.9 | -4.4 | -8.9 | -11.1 | -3.9 | -6.9 | -2.2 | -2.2 | 3.9 | -3.3 | 12.8 | -11.7 | 1.1 | -0.6 | -1.1 | -2.8 | -1.7 | -11.7 | 8.3 | 7.2 | -8.3 | -11.1 | 10 | 1.1 | 10 | -0.6 | 3 | 2 | 1.1 | 0.6 | -2.2 | -8.3 | 1.7 | 1.1 | -2.8 | -5 | 2 | -2 | 5.6 | -1.7 | 3.9 | -3.9 | -22.2 | -32.2 | 6.7 | -0.6 | 1.1 | -5.6 | 8.3 | -1.1 | 19.4 | 16.3 | 4.4 | -10 | 3 | -2.4 | 22.2 | 17.8 | 11.1 | 4.4 | 1.7 | -0.6 | 0 | -5.6 | -12.2 | -13.9 | 3.3 | 0.6 | 3.3 | 0 | -23.5 | -28.6 | 0.6 | -3.3 | 6.7 | -12.6 | -3.3 | -10.6
-16 | -18 | -19.4 | -21.1 | 10.6 | -3.9 | 16.1 | 15.6 | 0 | -3.9 | 17.2 | 5 | 3 | -4 | 12.8 | 6.7 | 13.9 | 8.9 | 12.4 | 11.7 | 10.6 | 7.2 | 13.9 | 6.1 | 6.1 | -16.7 | -0.6 | -8.3 | 9 | 6 | 17.2 | 10 | 19.4 | 10.6 | 17.2 | 15 | 18.9 | 15 | 7.2 | -6.1 | 27.2 | 18.9 | -15.9 | -22.7 | 4.4 | 1.7 | -10.6 | -17.2 | -14.8 | -20.4 | 1.7 | -3.9 | -2.6 | -4.1 | 10 | 6 | 23.3 | 18.9 | -7.8 | -21.1 | -22 | -27 | -13.9 | -17.2 | 1.1 | -4.4 | -7.2 | -13.3 | -3 | -7.7 | 7.2 | -1.1 | -7.2 | -8.3 | 0.6 | 0 | -4.4 | -10.1 | -3.3 | -8.5 | -6.5 | -9.2 | 17 | 10.4 | 0 | -7.8 | -5 | -11.1 | 9.4 | 5 | 9.8 | 8.9 | 5.6 | -3.9 | -8.3 | -10.6 | -1.6 | -5.6 | 0.6 | -1.7 | 4.4 | -3.3 | 15 | -11.7 | 1.7 | -1.1 | 0.6 | -2.2 | -1.7 | -11.1 | 8.7 | 7.7 | -7.2 | -11.7 | 10.6 | 1.7 | 11.7 | 0.6 | 3 | 3 | 2 | 1.1 | -1.3 | -7.5 | 1.7 | 1.7 | -4.4 | -7.2 | 3 | -1 | 7.2 | -2.2 | 7.2 | -4.4 | -22.2 | -32.2 | 9.4 | 0.6 | 1.7 | -6.1 | 14.4 | -0.6 | 21.7 | 16.2 | 7.8 | -9.4 | 4.8 | -2.6 | 21.1 | 18.3 | 13.3 | 4.4 | 3.3 | 0.6 | 0.4 | -4.1 | -8.9 | -11.1 | 2.8 | 0.6 | 3.9 | 0 | -21.5 | -27 | 1.1 | -2.2 | 7.2 | -12.8 | -1.1 | -7.8
-16 | -19 | -19.4 | -21.7 | 12.2 | -3.9 | 17.8 | 16.1 | -0.6 | -3.7 | 18.9 | 4.4 | 3 | -5 | 13.9 | 6.7 | 15.6 | 8.3 | 13.2 | 12.3 | 11.7 | 8.9 | 15.5 | 6 | 6.8 | -14.8 | 0 | -8.3 | 8 | 6 | 18.9 | 10.6 | 21.7 | 10.6 | 17.2 | 15.6 | 21.1 | 15.6 | 10 | -6.7 | 27.2 | 18.9 | -13.9 | -23.3 | 6.7 | 2.8 | -9.4 | -15 | -14.1 | -21.1 | 3.9 | -3.9 | -2.9 | -4.7 | 12.2 | 6.7 | 25 | 19.4 | -7.2 | -20.6 | -21 | -25 | -12.2 | -17.2 | 1.7 | -3.9 | -6.7 | -13.3 | -2 | -7.4 | 7.2 | -1.1 | -6.7 | -8.9 | 1.1 | -0.6 | -4.4 | -11.7 | -2.8 | -10.6 | -6.1 | -10.6 | 19.4 | 11.1 | 0.4 | -6.9 | -3.7 | -8.9 | 11.7 | 4.4 | 8 | 7.3 | 6.7 | -3.9 | -7.2 | -10 | 0.6 | -5.6 | 4.4 | -2.2 | 5 | -2.8 | 16.1 | -13.9 | 2.2 | -0.6 | -1.7 | -4.4 | -1.1 | -11.1 | 9 | 8 | -6.1 | -12.2 | 12.2 | 2.8 | 13.3 | 1.1 | 3 | 3 | 3 | 1.7 | -0.3 | -7.1 | 2.2 | 2.2 | -6.7 | -10 | 3 | -1 | 8.3 | -1.7 | 10 | -5.6 | -22.2 | -31.7 | 10.6 | 0.6 | 3.3 | -6.7 | 18.3 | -1.7 | 23.9 | 15.6 | 10 | -9.4 | 6.7 | -3.9 | 21.7 | 18.9 | 13.9 | 3.9 | 5.6 | 1.7 | 0.7 | -3.5 | -6.7 | -11.7 | 3.3 | 1.1 | 3.9 | 0 | -19.4 | -26.1 | 1.7 | -1.2 | 7.2 | -10.7 | 2.2 | -7.2
-16 | -19 | -19.4 | -21.7 | 13.9 | -4.4 | 20 | 16.7 | -1.1 | -3.8 | 20 | 3.9 | 3 | -5 | 13.9 | 7.2 | 15 | 10.6 | 13.9 | 12.8 | 12.2 | 7.8 | 17.2 | 6.1 | 7.6 | -14.9 | 1.1 | -7.8 | 9 | 6 | 17.8 | 11.1 | 22.8 | 10.6 | 17.2 | 16.1 | 22.2 | 15.6 | 10.6 | -6.7 | 26.7 | 18.9 | -11.9 | -19.4 | 9.4 | 3.9 | -8.9 | -15 | -13.3 | -22.8 | 6.1 | -3.3 | -3.3 | -5.6 | 12.6 | 7.5 | 25 | 17.8 | -6.1 | -20.6 | -21 | -26 | -11.7 | -16.7 | 2.8 | -3.3 | -5.6 | -12.8 | -1.1 | -8.3 | 7.2 | -1.1 | -6.7 | -9.4 | 1.1 | -0.6 | -4 | -10.5 | -3.3 | -8.3 | -6.3 | -10.7 | 19.8 | 11.1 | 0.7 | -7.1 | -2.4 | -7.4 | 11.1 | 1.7 | 6.1 | 5.6 | 8.3 | -3.9 | -7.2 | -9.4 | 1.9 | -4.3 | 5.6 | -2.8 | 5.6 | -3.9 | 17.2 | -12.8 | 3.3 | -2.2 | -2.8 | -6.7 | -1.1 | -11.1 | 9.4 | 8.3 | -5 | -12.2 | 12.8 | 3.9 | 14.4 | 1.7 | 4 | 4 | 3.9 | 2.2 | 0.6 | -8.3 | 2.8 | 2.8 | -7.2 | -12.8 | 3 | 0 | 8.9 | -2.8 | 11.1 | -6.1 | -21.7 | -31.1 | 12.2 | 0 | 5.6 | -8.3 | 20 | -3.3 | 24.1 | 15.6 | 11.1 | -10.6 | 7.6 | -4 | 21.7 | 19.4 | 15.6 | 4.4 | 6.1 | 1.1 | 1.1 | -3.3 | -5.6 | -11.7 | 3.9 | 0.6 | 3.9 | 0.6 | -18.1 | -24.1 | 2.2 | -0.6 | 7.2 | -10.3 | 3.9 | -6.1
-15 | -18 | -18.3 | -20 | 13.9 | -5 | 20.6 | 16.1 | -1.7 | -4.4 | 21.7 | 2.8 | 3 | -5 | 14.4 | 7.8 | 15 | 10 | 14.3 | 12.4 | 11.7 | 7.2 | 16.7 | 7.4 | 8.3 | -16.7 | 2.2 | -8.9 | 9 | 6 | 17.8 | 10.6 | 23.9 | 10 | 18.3 | 16.3 | 22.2 | 15 | 11.1 | -7.2 | 27.2 | 18.9 | -9.8 | -16.6 | 8.9 | 4.4 | -8.3 | -13.9 | -12.9 | -21.4 | 8.3 | -3.3 | -3.3 | -5.5 | 12.9 | 8.2 | 25.6 | 17.2 | -5 | -20 | -20 | -25 | -10 | -16.7 | 3.9 | -2.8 | -5 | -11.1 | 0 | -6.9 | 7.2 | -0.6 | -6.1 | -9.4 | 1.7 | -0.6 | -3.7 | -10.4 | -3.9 | -7.2 | -6.5 | -11.4 | 20.2 | 10.6 | 1.1 | -8.3 | -1.1 | -6.7 | 11.7 | -3.3 | 5.9 | 5.3 | 8.9 | -4.4 | -6.7 | -10 | 3.1 | -3.9 | 7.2 | -3.3 | 5 | -2.8 | 18.3 | -13.3 | 3.3 | -4.4 | -2.2 | -10.6 | -0.6 | -11.1 | 9.6 | 8.6 | -5.6 | -11.7 | 14.4 | 5.6 | 16.1 | 2.8 | 7 | 6 | 4.1 | 2 | 0.4 | -7.2 | 2.8 | 2.8 | -8.3 | -14.4 | 3 | 0 | 9.4 | -2.2 | 11.7 | -7.2 | -21.1 | -30.6 | 12.2 | 0 | 6.7 | -8.9 | 19.4 | -2.8 | 24.2 | 15.2 | 12.8 | -11.1 | 8.5 | -4.4 | 22.2 | 19.4 | 16.7 | 4.4 | 6.7 | 1.1 | 0.7 | -2.2 | -4.4 | -11.1 | 2.8 | 1.1 | 3.9 | 0.6 | -16.9 | -22.9 | 2.2 | -0.2 | 7.2 | -11.1 | 5.6 | -5.6
-15 | -18 | -18.3 | -20.6 | 14.4 | -6.1 | 20.6 | 16.1 | -2.2 | -4.7 | 21.7 | 2.2 | 3 | -3 | 14.4 | 6.7 | 14.4 | 10.6 | 14.6 | 11.6 | 11.1 | 6.1 | 16.1 | 8.6 | 7.4 | -13.2 | 3.9 | -7.8 | 10 | 7 | 16.7 | 9.4 | 23.3 | 9.4 | 19.5 | 16.7 | 22.8 | 15 | 12.2 | -7.2 | 26.7 | 20 | -7.8 | -14.4 | 10 | 5 | -7.2 | -13.3 | -12.6 | -20.9 | 9.4 | -3.3 | -3.3 | -5.9 | 13.3 | 8.9 | 25 | 17.2 | -4.4 | -19.4 | -19 | -23 | -9.4 | -16.7 | 5 | -2.8 | -4.4 | -10.6 | 1.1 | -6.4 | 7.2 | -1.1 | -6.1 | -10 | 1.7 | -0.6 | -3.3 | -11.1 | -4.4 | -6.7 | -6.7 | -12.8 | 20.6 | 10.6 | 0.5 | -7.7 | -1.5 | -5.7 | 11.7 | -5.6 | 5.8 | 5.2 | 10 | -5 | -6.7 | -9.4 | 4.4 | -3.9 | 8.3 | -3.9 | 5.6 | -3.3 | 17.8 | -12.2 | 4.4 | -6.1 | -3.3 | -13.3 | -0.6 | -10.6 | 9.8 | 8.8 | -5 | -11.7 | 13.9 | 5 | 16.7 | 2.2 | 7 | 6 | 4.2 | 1.4 | 0.2 | -7.3 | 2.8 | 2.8 | -8.9 | -16.1 | 3 | 0 | 10.6 | -2.8 | 13.9 | -7.2 | -21.1 | -30.6 | 13.3 | -0.6 | 6.7 | -10 | 19.4 | -5.6 | 24.4 | 15 | 13.9 | -11.1 | 9.4 | -6.1 | 21.1 | 20 | 17.2 | 4.4 | 7.2 | 0.6 | 0.4 | -1.5 | -5.6 | -12.2 | 3.3 | 0.6 | 3.3 | 1.1 | -15.6 | -22.2 | 2.2 | 0.2 | 6.5 | -9.9 | 5 | -6.1
-14 | -18 | -18.9 | -21.1 | 13.9 | -5.6 | 19.4 | 16.1 | -2.8 | -5.6 | 21.7 | 1.7 | 3 | -2 | 13.9 | 6.7 | 13.9 | 10.6 | 15 | 11.1 | 11.7 | 6.1 | 15.6 | 9.4 | 6.5 | -11.7 | 5 | -6.1 | 11 | 6 | 16.1 | 8.3 | 23.3 | 8.3 | 20.6 | 16.7 | 21.1 | 14.4 | 12.8 | -8.3 | 26.1 | 18.9 | -8.2 | -13.4 | 7.2 | 3.3 | -7.2 | -12.8 | -12.2 | -21.7 | 8.3 | -3.9 | -3.3 | -6.7 | 12.8 | 9.3 | 25.6 | 17.2 | -4.4 | -18.9 | -20 | -25 | -10.6 | -16.7 | 4.4 | -2.2 | -3.9 | -10 | 2.2 | -6.7 | 7.2 | -1.7 | -7.2 | -10.6 | 1.7 | -0.6 | -4.1 | -10.4 | -5.2 | -7.1 | -7.8 | -13.2 | 18.5 | 10.4 | 0 | -7.9 | -1.8 | -5.4 | 11.1 | -5.6 | 5.6 | 5 | 10 | -5.6 | -6.7 | -8.9 | 3.9 | -2.2 | 10 | -9.4 | 4.4 | -3.3 | 18.3 | -12.2 | 4.4 | -7.2 | -4.4 | -12.8 | -0.6 | -10.6 | 10 | 8.9 | -5 | -11.1 | 13.9 | 3.9 | 16.7 | 2.2 | 6 | 5 | 4.4 | 1.1 | 0 | -8.3 | 3.3 | 2.8 | -10 | -16.1 | 3 | 0 | 10 | -5 | 14.4 | -7.2 | -21.7 | -30.6 | 13.3 | 0 | 6.7 | -11.1 | 18.9 | -4.4 | 23.1 | 15.5 | 12.8 | -12.2 | 8.5 | -5.4 | 16.1 | 15.6 | 16.7 | 4.4 | 6.7 | 0 | 0 | -1.1 | -6.7 | -11.1 | 2.8 | 0.6 | 3.9 | 1.1 | -16.1 | -21.7 | 2.2 | 0.6 | 5.7 | -9.8 | 5 | -6.1
-17 | -20 | -18.9 | -22.2 | 13.3 | -5.6 | 20.6 | 16.7 | -3.3 | -6.7 | 20.6 | 0 | 3 | -3 | 13.3 | 6.7 | 13.3 | 10.6 | 13.9 | 10.5 | 10.6 | 5.6 | 13.7 | 9.2 | 5.6 | -12.2 | 3.3 | -5 | 11 | 6 | 14.4 | 7.2 | 22.2 | 9.4 | 20.2 | 16.3 | 20.6 | 14.4 | 11.7 | -6.7 | 26.1 | 18.9 | -8.5 | -13 | 6.1 | 2.8 | -6.1 | -13.3 | -12.9 | -20.8 | 7.2 | -3.9 | -4.1 | -7 | 12.2 | 9.3 | 23.9 | 16.7 | -5.6 | -19.4 | -21 | -25 | -12.8 | -17.2 | 3.9 | -1.1 | -3.9 | -9.4 | 0.9 | -5.9 | 6.7 | -2.2 | -7.8 | -11.1 | 1.7 | -0.6 | -4.8 | -10.3 | -5.9 | -7.9 | -8.9 | -14.4 | 16.5 | 10.4 | -0.6 | -9.4 | -2.2 | -5.6 | 10.6 | -4.4 | 5.2 | 4.6 | 8.3 | -5.6 | -6.7 | -9.4 | 3.3 | -1.3 | 8.9 | -10 | 2.8 | -3.3 | 16.7 | -14.4 | 2.2 | -7.2 | -7.8 | -15 | -0.6 | -10 | 10 | 9 | -6.7 | -12.2 | 13.9 | 2.8 | 16.7 | 2.8 | 5 | 4 | 3.3 | 0.5 | -1.1 | -7.1 | 2.8 | 2.8 | -10.6 | -16.1 | 3 | 0 | 10 | -5.6 | 13.9 | -6.7 | -22.2 | -31.1 | 12.8 | -1.1 | 5 | -11.7 | 18.9 | -2.8 | 21.9 | 15.5 | 12.2 | -10.6 | 7.6 | -5.1 | 15 | 13.9 | 15.6 | 3.9 | 5.6 | 0 | -0.7 | -1.6 | -6.7 | -11.1 | 2.2 | 1.1 | 3.9 | 1.7 | -16.7 | -22.1 | 2.2 | 0.7 | 5 | -11.1 | 3.9 | -6.1
-20 | -22 | -18.9 | -23.3 | 11.7 | -4.4 | 17.8 | 16.7 | -3.7 | -6.5 | 18.9 | -0.6 | 2 | -3 | 11.7 | 7.2 | 11.7 | 10 | 12.8 | 10 | 10 | 5 | 11.9 | 9 | 3.5 | -11.9 | 0 | -5.6 | 11 | 7 | 13.3 | 7.2 | 21.1 | 9.4 | 19.8 | 15.7 | 19.4 | 15.6 | 10.6 | -5.6 | 24.4 | 19.4 | -8.9 | -13.3 | 5.6 | 2.8 | -6.1 | -12.2 | -13.7 | -21.1 | 3.9 | -4.4 | -4.8 | -7.7 | 11.7 | 9.4 | 22.2 | 16.7 | -6.1 | -19.4 | -20 | -24 | -12.8 | -17.2 | 3.3 | -1.1 | -5 | -9.4 | -0.4 | -6.3 | 5.6 | -2.8 | -8.9 | -11.7 | 1.7 | -1.1 | -5.6 | -11.1 | -6.7 | -8.9 | -10 | -16.1 | 14.4 | 10 | -2.3 | -10.1 | -3.9 | -6.6 | 9.4 | -3.9 | 4.8 | 4.2 | 6.7 | -6.7 | -7.2 | -8.9 | 2.8 | -0.6 | 6.7 | -10 | 1.7 | -3.3 | 11.7 | -13.3 | 1.7 | -6.7 | -10 | -18.3 | -0.6 | -10 | 10 | 9 | -7.2 | -12.2 | 12.8 | 0.6 | 14.4 | 3.3 | 3 | 3 | 2.2 | 0 | -2.2 | -7.1 | 3.3 | 3.3 | -12.2 | -18.3 | 2 | 0 | 6.7 | 0 | 10 | -5 | -23.3 | -31.7 | 10.6 | -1.1 | 3.3 | -11.1 | 16.1 | -1.7 | 20.6 | 15.6 | 8.9 | -11.7 | 6.7 | -6.1 | 13.9 | 12.8 | 13.3 | 3.3 | 1.7 | -1.1 | -1.5 | -2.1 | -7.8 | -11.1 | 1.7 | 1.1 | 4.4 | 1.7 | -17.2 | -22.8 | 2.2 | 0.9 | 3.1 | -10 | 0.6 | -7.8
-21 | -23 | -17.8 | -22.8 | 11.1 | -4.4 | 13.3 | 12.8 | -4 | -6.6 | 17.2 | -0.6 | 2 | -2 | 11.1 | 6.1 | 12.2 | 10 | 11.7 | 9.4 | 8.9 | 5 | 10 | 8.3 | 1.5 | -12.7 | -1.1 | -5.6 | 11 | 7 | 11.7 | 7.8 | 19.4 | 9.4 | 19.4 | 15 | 17.8 | 16.1 | 8.3 | -5.6 | 23.3 | 19.4 | -8.9 | -12.3 | 3.9 | 2.8 | -7.2 | -12.2 | -14.4 | -22.2 | 0 | -6.1 | -5.6 | -8.9 | 11.3 | 9.2 | 21.1 | 16.7 | -6.7 | -20.6 | -20 | -24 | -14.4 | -17.8 | 3.3 | -1.1 | -5.6 | -10 | -1.7 | -7.2 | 6.1 | -1.7 | -8.9 | -12.2 | 1.7 | -0.6 | -6 | -10.9 | -6.9 | -9.2 | -10.2 | -15.3 | 13.7 | 10 | -3.9 | -11.4 | -5.5 | -8.1 | 7.8 | -4.4 | 4.4 | 3.9 | 4.4 | -5.6 | -8.3 | -11.1 | 2.2 | -0.3 | 4.4 | -9.4 | -0.6 | -4.4 | 9.4 | -12.8 | 1.7 | -5.6 | -11.7 | -19.4 | -0.6 | -9.4 | 10 | 8.9 | -8.3 | -12.2 | 12.2 | -0.6 | 10 | 3.9 | 3 | 2 | 1.1 | -0.6 | -3.3 | -7.8 | 3.9 | 3.9 | -12.8 | -17.8 | 2 | 0 | 5 | 0.6 | 6.7 | -3.9 | -25.6 | -32.8 | 8.3 | -0.6 | 2.2 | -11.1 | 12.2 | -1.1 | 19.3 | 15.8 | 8.9 | -12.2 | 4.8 | -4.7 | 12.8 | 11.7 | 11.7 | 3.3 | 1.7 | -1.1 | -2.2 | -2.8 | -7.8 | -11.1 | 1.1 | 0.6 | 4.4 | 2.2 | -17.8 | -22.4 | 2.2 | 1.1 | 1.3 | -9.9 | 0.6 | -7.2
-23 | -25 | -17.8 | -23.3 | 9.4 | -2.2 | 12.2 | 12.2 | -4.4 | -7.2 | 15.6 | 0 | 2 | -3 | 10.6 | 6.7 | 12.2 | 10 | 11.7 | 9.3 | 9.4 | 5.6 | 8.7 | 7 | -0.6 | -15.6 | -1.1 | -5.6 | 9 | 6 | 11.7 | 7.8 | 18.9 | 9.4 | 18.5 | 15.2 | 17.8 | 16.1 | 6.7 | -6.1 | 23.3 | 18.9 | -8.9 | -11.7 | 3.3 | 1.7 | -6.7 | -12.2 | -15 | -21 | -2.8 | -7.8 | -6.1 | -9.7 | 11 | 9.3 | 20 | 17.2 | -7.2 | -21.7 | -20 | -23 | -15.6 | -18.3 | 3.3 | -1.1 | -6.7 | -10 | -2.8 | -6.5 | 5.6 | -3.9 | -10 | -12.8 | 2.2 | -1.1 | -6.3 | -11.2 | -7 | -9.7 | -10.4 | -15.1 | 12.9 | 9.9 | -5.6 | -13.9 | -7.2 | -10 | 8.3 | -5.6 | 4.4 | 3.7 | 3.9 | -5.6 | -10 | -12.8 | 1.7 | -0.1 | 3.3 | -8.9 | -2.8 | -5 | 8.9 | -13.3 | -0.6 | -3.3 | -13.3 | -21.7 | -0.6 | -10 | 8.7 | 7.8 | -9.4 | -13.3 | 11.7 | 0 | 8.9 | 2.8 | 3 | 2 | 0.7 | -0.9 | -3.7 | -7.4 | 3.9 | 3.9 | -13.3 | -17.8 | 2 | 0 | 4.4 | 0 | 6.7 | -3.3 | -27.8 | -34.4 | 6.1 | 0 | 2.2 | -10.6 | 10.6 | -1.1 | 18 | 15.7 | 1.7 | -12.8 | 3 | -4.3 | 12.8 | 10.6 | 10.6 | 2.8 | 0.6 | -1.7 | -2.4 | -2.8 | -6.1 | -12.2 | 1.7 | 0.6 | 3.9 | 2.2 | -18.3 | -22.6 | 2 | 0.5 | -0.6 | -11.7 | -2.2 | -8.9
-24 | -26 | -18.3 | -23.9 | 10.6 | -3.9 | 11.1 | 11.1 | -4.2 | -6.7 | 15 | 0.6 | 2 | -3 | 9.4 | 6.1 | 12.2 | 9.4 | 11.7 | 9.1 | 8.9 | 5.6 | 7.4 | 5.7 | -2.1 | -12.6 | -2.2 | -6.1 | 8 | 7 | 11.7 | 7.8 | 16.7 | 11.7 | 17.6 | 15.1 | 17.8 | 16.1 | 6.7 | -2.8 | 23.3 | 19.4 | -8.9 | -11.7 | 2.8 | 1.7 | -5.6 | -11.1 | -15.5 | -20.7 | -3.9 | -8.3 | -6.7 | -11.2 | 10.6 | 8.9 | 20 | 17.2 | -7.2 | -22.2 | -19 | -23 | -16.7 | -18.9 | 3.3 | -1.1 | -6.7 | -10.6 | -3.9 | -6.4 | 6.7 | -0.6 | -10.6 | -12.8 | 1.7 | -0.6 | -6.7 | -12.2 | -7.2 | -10.6 | -10.6 | -15.6 | 12.2 | 10 | -5.6 | -13 | -7.4 | -9.3 | 8.3 | -6.1 | 4.4 | 3.4 | 3.3 | -5.6 | -10.6 | -13.9 | 1.1 | 0 | 2.8 | -8.3 | -1.7 | -5 | 7.8 | -13.3 | 0 | -2.8 | -13.9 | -21.1 | -1.1 | -10 | 7.4 | 6.7 | -9.4 | -12.8 | 10.6 | 0.6 | 8.3 | 2.8 | 3 | 2 | 0.4 | -1.2 | -4 | -7.5 | 3.9 | 3.9 | -13.9 | -17.8 | 1 | -1 | 3.9 | 0 | 6.1 | -2.2 | -28.9 | -34.4 | 5.6 | 0 | 1.1 | -10 | 6.7 | -1.1 | 16.7 | 15.6 | 2.2 | -11.7 | 1.1 | -5 | 12.2 | 9.4 | 9.4 | 2.8 | -1.1 | -2.8 | -2.6 | -2.7 | -6.7 | -11.7 | 1.7 | 0.6 | 3.9 | 1.7 | -18.9 | -23.3 | 1.9 | 0 | -1.1 | -10.1 | -2.2 | -10.6
-23 | -25 | -18.3 | -23.9 | 10 | -3.9 | 11.1 | 11.1 | -4.1 | -6.6 | 13.9 | 1.1 | 2 | -4 | 9.4 | 6.1 | 12.2 | 9.4 | 11.7 | 8.9 | 9.4 | 6.1 | 6.1 | 4.4 | -3.5 | -11.9 | -3.3 | -6.7 | 9 | 7 | 12.2 | 7.8 | 15 | 10 | 16.7 | 15 | 17.8 | 16.1 | 7.2 | -4.4 | 23.3 | 19.4 | -7.8 | -10.6 | 2.2 | 1.7 | -6.1 | -9.4 | -16.1 | -21.1 | -4.4 | -8.3 | -7.2 | -13.3 | 11 | 9.5 | 19.4 | 17.8 | -7.8 | -22.2 | -19 | -23 | -17.2 | -18.5 | 3.3 | -2.2 | -6.7 | -10 | -5 | -6.7 | 7.8 | -0.6 | -11.1 | -12.8 | 1.7 | -1.1 | -7.4 | -12.4 | -7.8 | -11.1 | -10.4 | -15.3 | 12.6 | 10.4 | -5.6 | -13 | -7.6 | -9.1 | 5 | -2.2 | 4.4 | 3.3 | 0.6 | -4.4 | -12.8 | -15.6 | 1.1 | 0.1 | 1.7 | -8.3 | 0.6 | -3.3 | 6.1 | -13.3 | 0.6 | -4.4 | -14.4 | -20 | -1.7 | -10.6 | 6.1 | 5.6 | -9.4 | -12.2 | 11.1 | 0.6 | 7.8 | 2.2 | 2 | 1 | 0 | -1.7 | -4.4 | -8.3 | 3.9 | 3.9 | -14.4 | -18.3 | 2 | -1 | 2.8 | 0 | 6.1 | -1.7 | -28.9 | -34.4 | 3.9 | -0.6 | 0.6 | -10 | 7.8 | -3.3 | 17.1 | 16 | 0 | -12.2 | 0.2 | -4.1 | 12.2 | 9.4 | 9.4 | 2.2 | -1.7 | -3.3 | -2.8 | -2.8 | -7.2 | -10.6 | 1.7 | 0.6 | 3.9 | 1.1 | -19.6 | -23.4 | 1.7 | -0.6 | -1.7 | -10.2 | -3.9 | -8.9
-25 | -27 | -18.3 | -23.3 | 10.6 | -5 | 10 | 9.4 | -3.9 | -6.7 | 12.8 | 1.7 | 2 | -3 | 8.3 | 6.1 | 12.2 | 10 | 11.3 | 9.1 | 8.9 | 6.1 | 5.9 | 4.2 | -5 | -12.2 | -2.8 | -7.2 | 11 | 7 | 11.7 | 6.7 | 15 | 8.3 | 16.9 | 15.4 | 17.8 | 15.6 | 6.1 | -2.2 | 23.3 | 19.4 | -6.7 | -10.1 | 3.3 | 2.2 | -7.2 | -8.3 | -16.7 | -20.9 | -5 | -8.9 | -7.9 | -13.6 | 11.3 | 9.8 | 17.2 | 15 | -8.3 | -22.2 | -18 | -22 | -16.7 | -17.9 | 3.9 | -1.7 | -7.2 | -10.6 | -4.8 | -6.3 | 7.8 | -0.6 | -11.7 | -12.8 | 1.7 | -0.6 | -8.2 | -13.4 | -8.3 | -11.8 | -10.2 | -15.5 | 12.9 | 10.6 | -5.6 | -13.9 | -7.8 | -8.9 | 2.2 | 0.6 | 3.9 | 2.9 | 1.7 | -5.6 | -13.3 | -16.7 | 1.1 | 0.4 | -0.6 | -8.3 | -0.6 | -2.2 | 4.4 | -13.3 | -1.7 | -3.9 | -15 | -20.6 | -1.7 | -10.6 | 4.8 | 4.1 | -10.6 | -13.9 | 10 | 0.6 | 4.4 | 1.7 | 1 | 0 | -0.4 | -1.9 | -4.8 | -7.8 | 3.9 | 3.9 | -15 | -18.9 | 1 | -1 | 2.8 | 0 | 6.1 | -1.7 | -30 | -35 | 3.3 | -0.6 | 0 | -9.4 | 11.7 | -4.4 | 17.4 | 16.3 | -1.1 | -12.2 | -0.8 | -4.1 | 10.6 | 7.8 | 8.9 | 2.2 | -1.7 | -3.3 | -2.4 | -2.4 | -8.3 | -10 | 1.7 | 0.6 | 5 | 0 | -20.4 | -24 | 1.5 | -0.8 | -2.2 | -11.1 | -4.4 | -11.7
-22 | -24 | -18.3 | -23.3 | 10.6 | -4.4 | 8.3 | 8.3 | -3.9 | -6.4 | 12.2 | 1.7 | 1 | -1 | 7.2 | 5.6 | 11.1 | 9.4 | 11 | 9.5 | 8.3 | 6.1 | 5.5 | 3.9 | -5.9 | -11.3 | -4.4 | -7.8 | 10 | 7 | 10.6 | 6.7 | 14.4 | 6.7 | 17 | 15.7 | 18.3 | 16.1 | 7.2 | -5 | 23.9 | 18.9 | -5.6 | -10 | 4.4 | 3.9 | -7.8 | -8.9 | -17.2 | -21.3 | -5.6 | -9.4 | -8.7 | -14.8 | 11.7 | 10 | 16.7 | 14.4 | -8.9 | -22.8 | -18 | -22 | -16.1 | -17.1 | 3.9 | -1.1 | -8.3 | -11.1 | -4.6 | -6.1 | 7.8 | -1.7 | -12.2 | -13.9 | 1.1 | -1.1 | -8.9 | -15 | -8.9 | -13.3 | -10 | -16.7 | 13.3 | 11.1 | -5.8 | -13 | -8.3 | -9.4 | 2.2 | -3.3 | 3.3 | 2.6 | -0.6 | -2.8 | -13.9 | -16.7 | 1.1 | 0.6 | -2.8 | -8.3 | -3.3 | -5 | 3.3 | -12.8 | -1.1 | -3.9 | -15 | -20.6 | -2.2 | -10.6 | 3.5 | 2.5 | -10 | -12.2 | 10 | 1.1 | 5.6 | 1.7 | 1 | 0 | -0.7 | -2.2 | -5.2 | -7.9 | 3.3 | 3.3 | -15.6 | -20 | 2 | -1 | 0.6 | -0.6 | 6.1 | -1.7 | -30 | -36.1 | 1.7 | -1.1 | -1.1 | -8.9 | 8.3 | -3.9 | 17.8 | 16.7 | -1.7 | -12.2 | -1.7 | -4.4 | 10 | 7.2 | 8.9 | 2.2 | -1.7 | -2.8 | -2.1 | -2.1 | -8.9 | -10.6 | 1.7 | 0 | 4.4 | 0 | -21.1 | -25 | 1.3 | -1.1 | -2.6 | -10 | -6.7 | -11.7
-24 | -26 | -18.3 | -23.3 | 11.1 | -3.9 | 7.2 | 7.2 | -3.9 | -6.4 | 10.6 | 2.2 | 0 | 0 | 6.7 | 5 | 10 | 8.9 | 10.6 | 9.4 | 7.8 | 5.6 | 5.1 | 3.6 | -6.9 | -11.6 | -2.8 | -7.8 | 10 | 7 | 8.9 | 6.1 | 12.8 | 6.7 | 17.2 | 16.1 | 18.3 | 15.6 | 5.6 | -3.3 | 23.3 | 19.4 | -6 | -10.2 | 5 | 3.9 | -7.2 | -8.3 | -17.8 | -22.2 | -6.1 | -10 | -9.4 | -16.7 | 11.7 | 10.3 | 16.7 | 13.9 | -9.4 | -23.3 | -18 | -22 | -15 | -16.5 | 3.3 | -0.6 | -7.8 | -11.1 | -4.4 | -6.1 | 7.8 | -0.6 | -12.8 | -15 | 0 | -1.7 | -9.1 | -14.9 | -9.3 | -13.4 | -10.4 | -16.2 | 12.8 | 11.1 | -5.9 | -12.9 | -8.9 | -10.2 | 0 | -2.2 | 2.8 | 2.2 | 0.6 | -3.3 | -14.4 | -17.2 | 1.1 | 0.5 | -4.4 | -8.3 | -3.3 | -5 | 5 | -13.3 | -1.7 | -3.9 | -15 | -20.6 | -2.2 | -10 | 2.2 | 1.1 | -10 | -12.8 | 10 | 1.1 | 3.3 | 0.6 | 1 | -1 | -1.1 | -2.8 | -5.6 | -8.3 | 3.3 | 3.3 | -16.1 | -20 | 1 | -2 | 0 | -0.6 | 7.2 | 0 | -28.3 | -35 | 0.6 | -1.7 | -1.1 | -8.9 | 6.7 | -4.4 | 17.8 | 16.7 | -3.9 | -13.3 | -2.1 | -4.4 | 9.4 | 7.2 | 7.2 | 2.2 | -2.2 | -3.3 | -1.7 | -1.7 | -8.3 | -11.1 | 1.7 | -0.6 | 3.9 | 0.6 | -21.7 | -25 | 1.1 | -1.7 | -2.9 | -9.6 | -5 | -12.8
-25 | -27 | -18.3 | -23.3 | 11.1 | -3.9 | 7.2 | 6.7 | -3.9 | -6.7 | 10.6 | 1.7 | 0 | 0 | 7.2 | 5.6 | 10 | 9.4 | 10.6 | 9.5 | 7.8 | 5 | 4.8 | 3.5 | -7.8 | -12.2 | -3.9 | -8.3 | 10 | 7 | 7.2 | 5.6 | 12.2 | 6.7 | 17.2 | 16.3 | 17.8 | 13.9 | 5 | -3.3 | 23.3 | 18.9 | -6.3 | -10.9 | 5 | 3.9 | -6.7 | -8.3 | -18.3 | -22.2 | -6.1 | -10 | -10.3 | -16.3 | 11.7 | 10.5 | 16.1 | 13.9 | -9.4 | -22.8 | -18 | -21 | -14.4 | -15.8 | 2.2 | -0.6 | -7.2 | -11.1 | -4.4 | -5.5 | 8.3 | -0.6 | -13.3 | -15.6 | -0.6 | -1.1 | -9.2 | -15.4 | -9.6 | -14.2 | -10.7 | -16.7 | 12.2 | 11.1 | -6.1 | -13.9 | -9.4 | -11.1 | 0.6 | -5 | 2.6 | 2 | 1.1 | -3.9 | -16.1 | -18.9 | 1.1 | 0.5 | -3.9 | -8.3 | -4.4 | -6.1 | 3.9 | -13.3 | -1.1 | -3.9 | -16.1 | -22.8 | -2.8 | -10 | 1.8 | 0.3 | -10 | -12.8 | 10 | 1.7 | 3.9 | 1.1 | 1 | -1 | -1.1 | -2.8 | -5.2 | -7.9 | 2.8 | 2.8 | -17.2 | -22.2 | 3 | -1 | 0 | -0.6 | 6.1 | 1.1 | -28.9 | -37.2 | -1.7 | -2.8 | -0.6 | -8.9 | 6.7 | -6.1 | 17.8 | 16.7 | -2.2 | -12.2 | -2.4 | -4.9 | 10 | 7.8 | 7.8 | 2.2 | -1.7 | -2.8 | -1.7 | -1.8 | -8.9 | -11.7 | 1.1 | -2.8 | 3.3 | -0.6 | -22.2 | -25.3 | 0.9 | -1.5 | -3.3 | -10.6 | -7.8 | -13.3
-23 | -24 | -17.2 | -23.3 | 10.6 | -1.1 | 6.7 | 5.6 | -3.7 | -6 | 10 | 2.2 | 1 | 0 | 6.7 | 5.6 | 9.4 | 8.9 | 10.6 | 9.5 | 7.2 | 5 | 4.6 | 3.1 | -7.4 | -11.8 | -5 | -8.9 | 10 | 6 | 6.1 | 5 | 11.1 | 6.1 | 17.2 | 16.6 | 16.1 | 12.2 | 5.6 | -3.9 | 23.9 | 20.6 | -6.7 | -12.2 | 5 | 3.9 | -6.7 | -7.8 | -18.9 | -22.9 | -7.2 | -10.6 | -11.3 | -17 | 11.7 | 10.6 | 16.1 | 13.9 | -10 | -23.3 | -18 | -21 | -13.3 | -15.2 | 2.8 | -1.1 | -8.9 | -12.2 | -4.4 | -5.2 | 8.3 | -0.6 | -13.3 | -15 | -0.6 | -0.6 | -9.4 | -17.2 | -10 | -15.6 | -11.1 | -17.8 | 11.7 | 11.1 | -5.7 | -11.9 | -7.6 | -9.4 | 0 | -5 | 2.4 | 1.8 | 1.7 | -5 | -16.7 | -20.6 | 1.1 | 0.6 | -5 | -8.3 | -3.3 | -5 | 1.7 | -13.3 | -0.6 | -4.4 | -16.7 | -22.8 | -3.3 | -10 | 1.5 | -0.4 | -11.1 | -12.8 | 10.6 | 2.8 | 2.8 | 1.1 | 1 | -1 | -1.1 | -2.9 | -4.8 | -7.8 | 2.8 | 2.8 | -18.3 | -22.2 | 3 | -1 | 0 | -1.1 | 6.1 | 2.8 | -28.9 | -35.6 | -1.7 | -2.8 | 0.6 | -8.3 | 4.4 | -6.7 | 17.8 | 16.7 | -2.2 | -12.2 | -2.8 | -5.6 | 8.9 | 3.9 | 7.2 | 2.8 | -1.7 | -2.8 | -1.7 | -2.1 | -8.3 | -11.7 | 0.6 | -2.8 | 2.8 | -0.6 | -22.8 | -26.1 | 0.8 | -1.4 | -4.1 | -9.6 | -7.8 | -13.3
-24 | -25 | -16.7 | -22.8 | 10.6 | -1.7 | 5.6 | 5.6 | -3.5 | -5.5 | 9.4 | 1.7 | 1 | 0 | 6.7 | 6.1 | 8.9 | 8.3 | 10.6 | 9.4 | 6.1 | 5 | 4.4 | 2.8 | -7.1 | -12 | -5 | -9.4 | 9 | 7 | 5.6 | 4.4 | 10.6 | 6.7 | 17.2 | 16.7 | 15 | 9.4 | 5 | -3.3 | 23.9 | 21.1 | -6.9 | -11.6 | 3.9 | 2.8 | -6.7 | -7.8 | -19.4 | -23.9 | -7.8 | -11.1 | -12.2 | -18.3 | 11.7 | 10.8 | 16.1 | 13.9 | -10 | -23.3 | -18 | -21 | -12.8 | -14.4 | 2.8 | -0.6 | -9.4 | -12.2 | -4.4 | -5 | 8.3 | -1.7 | -13.9 | -16.1 | 0.6 | 0 | -9.4 | -17 | -10.4 | -15.5 | -11.1 | -17 | 11.9 | 11.3 | -5.4 | -11.2 | -5.7 | -8.1 | -0.6 | -6.7 | 2.2 | 1.7 | 2.2 | -5.6 | -17.2 | -21.7 | 1.3 | 0.7 | -4.4 | -8.3 | -5 | -6.7 | 1.1 | -12.8 | -2.2 | -3.9 | -17.8 | -24.4 | -3.9 | -10.6 | 1.1 | -1.1 | -10 | -12.2 | 10 | 3.3 | 1.7 | 0.6 | 1 | -2 | -1.1 | -3.3 | -4.4 | -8.3 | 5.6 | 5.6 | -18.3 | -22.8 | 2 | -2 | -0.6 | -1.1 | 6.7 | 1.7 | -29.4 | -36.1 | -2.2 | -3.3 | 0.6 | -8.3 | 1.7 | -7.2 | 17.6 | 16.6 | -3.3 | -12.8 | -2.8 | -5.1 | 8.3 | 3.3 | 7.2 | 2.8 | -2.2 | -3.3 | -1.7 | -2.2 | -8.9 | -11.7 | 0 | -2.8 | 2.2 | -1.1 | -23.2 | -26.1 | 0.6 | -1.7 | -4.8 | -9.4 | -7.2 | -14.4
-22 | -23 | -16.7 | -22.8 | 10.6 | -1.7 | 3.9 | 3.9 | -3.3 | -5.6 | 8.3 | 1.7 | 1 | 0 | 6.7 | 5.6 | 8.3 | 8.3 | 10.6 | 9.4 | 6.7 | 5.6 | 4.3 | 2.8 | -6.7 | -12.8 | -6.7 | -10 | 9 | 8 | 5 | 4.4 | 9.4 | 5.6 | 17.2 | 16.6 | 13.9 | 7.2 | 5 | -3.3 | 23.9 | 20.6 | -7 | -11.5 | 3.3 | 2.8 | -6.7 | -7.8 | -19.8 | -23.6 | -9.4 | -12.8 | -12.9 | -19.1 | 11.7 | 11 | 16.1 | 13.9 | -10 | -22.8 | -17 | -21 | -11.1 | -13.8 | 3.3 | -0.6 | -10.6 | -12.8 | -4.4 | -4.9 | 8.9 | 0 | -14.4 | -16.1 | 0.6 | -0.6 | -9.4 | -17.9 | -10.7 | -15.9 | -11.1 | -17 | 12 | 11.4 | -5 | -11.1 | -3.9 | -7.2 | -1.1 | -6.7 | 1.7 | 1 | 1.7 | -5 | -18.3 | -22.2 | 1.5 | 0.9 | -5.6 | -8.3 | -5 | -6.7 | 2.2 | -13.3 | -2.2 | -3.3 | -18.3 | -25.6 | -3.9 | -11.7 | 1.3 | -1 | -10 | -12.2 | 10 | 3.9 | 1.1 | 0 | 1 | -1 | -1.1 | -2.8 | -3.7 | -7.1 | 5.6 | 5.6 | -17.8 | -21.7 | 1 | -2 | -1.1 | -1.7 | 6.7 | 1.1 | -29.4 | -36.1 | -2.8 | -3.3 | 0 | -7.8 | 1.1 | -7.2 | 17.4 | 16.8 | -4.4 | -12.2 | -2.8 | -4.9 | 8.3 | 3.3 | 7.2 | 2.8 | -1.7 | -3.3 | -1.9 | -2.4 | -8.9 | -11.7 | 0 | -3.9 | 1.7 | -1.1 | -23.5 | -26.2 | 0.4 | -1.5 | -5.6 | -10 | -6.7 | -15
-21 | -22 | -16.7 | -22.8 | 10 | 0 | 3.3 | 3.3 | -3.3 | -5.2 | 7.8 | 1.1 | 1 | 0 | 6.1 | 5.6 | 8.9 | 8.3 | 10.6 | 9.1 | 6.7 | 5 | 4 | 2.4 | -6.3 | -11.2 | -5.6 | -10 | 9 | 8 | 5 | 4.4 | 9.4 | 5.6 | 17.2 | 16.3 | 13.3 | 5.6 | 5 | -2.8 | 23.9 | 21.1 | -7.2 | -12.2 | 3.9 | 2.8 | -6.1 | -7.8 | -20.2 | -23.8 | -9.4 | -12.8 | -13.7 | -20.7 | 11.7 | 11.1 | 17.2 | 15 | -10.6 | -22.8 | -17 | -20 | -11.1 | -13.9 | 3.9 | -0.6 | -10.6 | -12.2 | -4.4 | -4.9 | 8.9 | -0.6 | -14.4 | -16.1 | 0.6 | -0.6 | -9.4 | -20 | -11.1 | -17.2 | -11.1 | -17.8 | 12.2 | 11.7 | -5.7 | -11 | -5 | -7.4 | -1.7 | -6.7 | 1.1 | 0.1 | 1.7 | -5.6 | -20 | -25 | 1.7 | 1.1 | -3.9 | -8.3 | -6.1 | -7.8 | 1.1 | -13.3 | -3.3 | -6.1 | -18.9 | -25.6 | -4.4 | -12.2 | 1.5 | -0.9 | -10.6 | -12.2 | 10.6 | 3.9 | 1.7 | 0.6 | 1 | -2 | -1.1 | -2.4 | -2.9 | -6.3 | 7.8 | 7.2 | -17.8 | -21.7 | 0 | -2 | -1.1 | -1.7 | 6.7 | 1.7 | -30 | -36.7 | -3.3 | -3.9 | -2.2 | -7.8 | 2.2 | -7.2 | 17.2 | 16.7 | -3.9 | -12.2 | -2.8 | -5 | 8.3 | 3.3 | 7.2 | 3.3 | -1.7 | -3.3 | -2 | -2.5 | -8.3 | -10.6 | -0.6 | -4.4 | 0.6 | -2.2 | -23.9 | -26.7 | 0.2 | -1.4 | -6.1 | -10.2 | -9.4 | -15.6
-20 | -22 | -16.7 | -22.8 | 8.9 | 3.3 | 1.7 | 1.7 | -3.3 | -5.2 | 7.2 | 1.1 | 1 | 0 | 5.6 | 5 | 9.4 | 8.9 | 10.6 | 8.9 | 6.1 | 5 | 3.9 | 2.2 | -6 | -10.4 | -5.6 | -10.6 | 9 | 7 | 5.6 | 5 | 10 | 6.1 | 17.2 | 16.1 | 12.8 | 3.3 | 5.6 | -3.3 | 21.1 | 19.4 | -6.8 | -11 | 3.3 | 2.8 | -5.6 | -7.8 | -20.6 | -24.4 | -9.4 | -12.8 | -14.4 | -23.3 | 12.2 | 11.3 | 16.7 | 15 | -10.6 | -22.8 | -17 | -20 | -11.1 | -14.4 | 3.3 | -0.6 | -11.1 | -12.2 | -4.4 | -5 | 8.9 | -1.1 | -13.9 | -16.1 | 0 | -1.7 | -9.4 | -18.8 | -11.1 | -16.3 | -10.9 | -17.8 | 12.6 | 12 | -6.5 | -11.9 | -6.1 | -8 | -1.7 | -6.7 | 0.6 | -0.6 | 1.7 | -5.6 | -21.1 | -26.1 | 1.9 | 1.5 | -6.7 | -8.9 | -6.7 | -7.8 | 1.1 | -13.3 | -4.4 | -6.1 | -19.4 | -23.3 | -5 | -12.2 | 1.7 | -1.1 | -10.6 | -11.7 | 11.1 | 3.9 | 0.6 | 0 | 1 | -2 | -1.1 | -2.2 | -2.2 | -6.1 | 7.8 | 5 | -18.3 | -22.2 | -2 | -5 | -1.1 | -1.7 | 6.1 | 2.2 | -29.4 | -36.1 | -2.8 | -3.9 | -3.9 | -8.3 | 0.6 | -7.8 | 17.9 | 17.4 | -6.1 | -12.8 | -1.9 | -3.8 | 7.2 | 2.2 | 7.2 | 3.9 | -1.7 | -3.9 | -2.2 | -2.8 | -8.3 | -10 | -0.6 | -5.6 | 0 | -2.2 | -23 | -25.8 | 0 | -1.7 | -6.7 | -10.9 | -9.4 | -15.6
-18 | -20 | -16.1 | -22.2 | 8.3 | 6.1 | 0.6 | 0.6 | -3.3 | -5.6 | 7.8 | 1.1 | 1 | 0 | 5.6 | 5 | 10.6 | 9.4 | 10.8 | 9.3 | 7.2 | 5.6 | 6.5 | 3.7 | -5.6 | -10 | -6.1 | -10.6 | 9 | 7 | 6.1 | 5.6 | 11.1 | 7.2 | 18.3 | 16.1 | 12.8 | 2.8 | 5.6 | -3.3 | 20.6 | 19.4 | -6.5 | -10.6 | 3.3 | 2.8 | -5 | -7.8 | -20 | -23.6 | -8.9 | -12.2 | -14.2 | -22.2 | 12.8 | 11.6 | 17.8 | 16.1 | -11.1 | -22.2 | -18 | -22 | -11.1 | -13.9 | 3.9 | -0.6 | -13.3 | -14.4 | -3.7 | -4.3 | 8.3 | -1.7 | -15.6 | -17.8 | -2.8 | -3.9 | -9.4 | -18.8 | -11.1 | -16.2 | -10.8 | -19 | 12.9 | 12.5 | -7.2 | -13.3 | -7.2 | -8.9 | -1.7 | -6.7 | 0.2 | -1.4 | 1.7 | -5 | -21.7 | -27.2 | 2 | 1.9 | -5 | -7.8 | -6.1 | -7.2 | 4.4 | -11.7 | -3.3 | -6.1 | -18.9 | -24.4 | -5 | -11.7 | 1.7 | -1.4 | -11.1 | -12.2 | 11.1 | 4.4 | 0 | -0.6 | 1 | -3 | -0.5 | -1.5 | -1.8 | -4.9 | 6.7 | 2.2 | -18.3 | -22.2 | -3 | -7 | 0 | -1.1 | 6.1 | 2.2 | -29.4 | -36.1 | -3.9 | -4.4 | 0.6 | -5 | 0 | -7.2 | 18.7 | 18.2 | -1.1 | -11.1 | -0.9 | -2.8 | 6.1 | 1.7 | 7.2 | 3.9 | -2.2 | -3.9 | -1.8 | -2.3 | -7.8 | -10 | -0.6 | -5.6 | -0.6 | -3.3 | -22 | -25.2 | 0 | -1.4 | -7.2 | -12.2 | -5.6 | -13.3
-18 | -20 | -15.6 | -21.7 | 8.9 | 7.2 | 0.6 | 0.6 | -3.1 | -5.1 | 9.4 | 1.1 | 2 | 1 | 6.1 | 5.6 | 11.7 | 9.4 | 10.9 | 9.7 | 7.8 | 6.7 | 9.1 | 5.1 | -1.7 | -8.7 | -3.3 | -9.4 | 10 | 6 | 12.8 | 8.9 | 13.9 | 7.8 | 19.5 | 16.4 | 14.4 | 2.8 | 6.1 | -2.2 | 21.1 | 18.9 | -6.1 | -10.6 | 3.3 | 2.8 | -3.9 | -7.2 | -19.5 | -23.3 | -9.4 | -12.2 | -14.1 | -22.1 | 13.3 | 11.7 | 19.4 | 17.8 | -11.1 | -22.2 | -20 | -23 | -11.1 | -13.3 | 4.4 | -0.6 | -11.1 | -12.2 | -2.9 | -3.8 | 8.3 | 6.7 | -15.6 | -17.8 | -4.4 | -6.7 | -9.4 | -20 | -11.1 | -16.7 | -10.6 | -21.1 | 13.3 | 12.8 | -5.7 | -11.9 | -4.6 | -6.8 | -0.6 | -6.7 | -0.2 | -2.2 | 1.1 | -2.8 | -21.7 | -27.2 | 2.2 | 2.2 | -1.1 | -6.1 | -2.2 | -4.4 | 7.8 | -11.1 | -1.1 | -6.7 | -18.3 | -22.8 | -4.4 | -12.2 | 1.7 | -1.8 | -10 | -11.7 | 10.6 | 4.4 | 2.8 | 1.7 | 1 | -3 | 0 | -1 | -1.5 | -4.1 | 7.2 | 1.7 | -16.1 | -20.6 | -1 | -3 | 4.4 | -0.6 | 7.2 | 3.3 | -26.1 | -32.8 | -1.7 | -2.8 | 4.4 | -5 | 0.6 | -6.7 | 19.4 | 18.9 | 3.9 | -10.6 | 0 | -2.2 | 6.1 | 0.6 | 8.3 | 5 | -0.6 | -2.2 | -1.5 | -2 | -7.2 | -9.4 | -0.6 | -6.1 | 0 | -3.3 | -21.1 | -25 | 0 | -1.4 | -4.6 | -10.6 | -3.9 | -13.9
-17 | -19 | -15 | -21.1 | 9.4 | 7.8 | 1.7 | 1.1 | -3 | -5.3 | 11.7 | 1.7 | 2 | 1 | 6.1 | 5.6 | 13.3 | 10 | 11.1 | 10 | 10 | 6.1 | 11.7 | 6.1 | 2.2 | -8.9 | -2.2 | -8.3 | 11 | 6 | 16.7 | 8.3 | 16.7 | 9.4 | 20.6 | 16.1 | 16.1 | 0 | 7.8 | 1.7 | 21.1 | 17.8 | -5.2 | -9.1 | 3.9 | 3.3 | -3.3 | -6.1 | -18.9 | -23.3 | -7.8 | -12.2 | -13.9 | -22.8 | 15 | 12.7 | 22.2 | 18.3 | -10.6 | -22.2 | -19 | -22 | -10.6 | -12.8 | 6.1 | -0.6 | -8.3 | -10.6 | -2.2 | -3.3 | 8.3 | 7.2 | -15.6 | -17.8 | -6.1 | -17.2 | -8.7 | -19.2 | -9.6 | -15.8 | -9.5 | -20.3 | 15.3 | 13.2 | -4.3 | -11.6 | -2 | -5.1 | 0.6 | -6.7 | -0.6 | -3.3 | 0 | -0.6 | -21.1 | -27.2 | 2.9 | 2.8 | 2.2 | -5.6 | -0.6 | -3.9 | 11.7 | -11.1 | 1.1 | -5.6 | -16.1 | -22.2 | -3.9 | -12.8 | 1.7 | -2.8 | -7.2 | -9.4 | 11.7 | 4.4 | 6.1 | 2.8 | 2 | -2 | 0.6 | -0.6 | -1.1 | -3.9 | 7.8 | 1.1 | -13.9 | -20 | 1 | -2 | 8.9 | -0.6 | 9.4 | 2.2 | -23.3 | -30.6 | 1.1 | -1.1 | 6.7 | -5 | 4.4 | -3.9 | 21.1 | 18.9 | 7.8 | -10.6 | 2.2 | -1.7 | 7.2 | 1.1 | 9.4 | 6.7 | 2.2 | -0.6 | -1.1 | -1.7 | -7.2 | -9.4 | 0 | -7.8 | 0 | -3.3 | -19.6 | -23.4 | 0 | -1.7 | -2 | -9.8 | -3.9 | -15
-16 | -20 | -14.4 | -20.6 | 10 | 8.3 | 1.7 | 1.1 | -2.8 | -5.6 | 15.6 | 2.2 | 3 | 2 | 7.2 | 6.1 | 15 | 8.9 | 11.7 | 10.3 | 10.6 | 5 | 13.7 | 6.6 | 6.1 | -12.8 | 0.6 | -8.3 | 11 | 6 | 18.3 | 6.1 | 18.9 | 8.9 | 21.7 | 16 | 17.2 | 0.6 | 8.3 | 2.2 | 21.1 | 17.2 | -4.2 | -8 | 5 | 3.9 | -2.2 | -6.1 | -17.2 | -21.7 | -6.7 | -12.8 | -13.2 | -21.9 | 16.6 | 13.5 | 23.3 | 18.3 | -10 | -21.7 | -18 | -21 | -10 | -12.2 | 9.4 | -1.1 | -4.4 | -10 | -1.5 | -2.4 | 7.8 | 5.6 | -15.6 | -18.3 | -7.8 | -11.1 | -7.9 | -20 | -8.2 | -15.9 | -8.3 | -20.7 | 17.4 | 13.6 | -2.8 | -12.2 | 0.6 | -3.9 | 1.1 | -6.7 | -0.8 | -3.6 | 0 | 0 | -20.6 | -27.2 | 3.7 | 3.3 | 3.9 | -6.1 | 1.1 | -3.9 | 14.4 | -10.6 | 2.8 | -4.4 | -13.3 | -20.6 | -2.8 | -11.7 | 1.9 | -2.5 | -5 | -7.8 | 12.8 | 5 | 11.7 | 3.9 | 2 | 0 | 1.7 | 0.2 | -0.5 | -2.9 | 8.3 | 1.1 | -12.2 | -18.3 | 2 | -1 | 11.7 | -1.7 | 11.1 | 1.7 | -20 | -28.9 | 2.8 | -0.6 | 9.4 | -5.6 | 7.8 | -2.8 | 22.7 | 18.3 | 10 | -10.6 | 4.5 | -1.5 | 8.3 | 1.7 | 11.7 | 8.3 | 4.4 | -1.1 | -0.7 | -1.4 | -6.7 | -8.9 | 0.6 | -5.6 | 2.2 | -2.8 | -18.2 | -22.4 | 1.1 | -0.7 | 0.6 | -11.1 | 0.6 | -10.6
-16 | -18 | -13.9 | -20.6 | 10.6 | 10 | 2.8 | 1.1 | -2.4 | -5.2 | 17.2 | 1.7 | 6 | 4 | 7.8 | 6.1 | 15 | 8.3 | 12.2 | 10.3 | 10 | 5.6 | 15.8 | 6.8 | 8 | -11.6 | 2.2 | -8.3 | 12 | 6 | 18.9 | 6.7 | 20.6 | 5.6 | 22.8 | 15.7 | 17.8 | -0.6 | 9.4 | 5.6 | 20 | 17.8 | -3.3 | -7.8 | 7.2 | 5 | -1.7 | -6.1 | -15.6 | -20.5 | -5.6 | -12.2 | -12.4 | -21.9 | 18.3 | 14.4 | 24.4 | 19.4 | -10 | -21.7 | -17 | -20 | -10.6 | -12.2 | 10 | -1.1 | -3.9 | -10 | -0.7 | -1.3 | 8.3 | 6.1 | -16.7 | -20 | -8.3 | -13.3 | -7.2 | -22.2 | -6.7 | -17.2 | -7.2 | -23.3 | 19.4 | 13.3 | -2.1 | -10.6 | 1 | -2.6 | 1.7 | -7.2 | -0.9 | -4 | 0.6 | 0.6 | -19.4 | -26.1 | 4.4 | 3.9 | 5 | -5.6 | 1.7 | -2.2 | 15 | -10.6 | 3.3 | -5.6 | -11.1 | -19.4 | -2.8 | -12.8 | 2 | -2.7 | -3.3 | -6.7 | 13.9 | 6.1 | 15.6 | 3.3 | 2 | -1 | 2.8 | 1 | 0 | -2.4 | 7.8 | 0.6 | -11.1 | -18.3 | 3 | -1 | 12.8 | -0.6 | 11.7 | 0.6 | -17.8 | -27.8 | 5 | 0.6 | 11.7 | -6.7 | 10 | -1.7 | 24.4 | 17.8 | 12.2 | -10.6 | 6.7 | -2.2 | 10 | 1.7 | 13.3 | 10.6 | 6.1 | -1.7 | -0.4 | -1.5 | -6.7 | -11.7 | 1.1 | -6.1 | 2.8 | -2.2 | -16.7 | -21.7 | 2.2 | -0.2 | 1.1 | -9 | 2.8 | -7.8
-15 | -18 | -12.8 | -20 | 12.8 | 11.7 | 2.2 | 0 | -2.1 | -5.2 | 17.8 | 1.7 | 4 | 3 | 8.3 | 6.7 | 13.9 | 9.4 | 12.8 | 10.6 | 10.6 | 6.1 | 17.8 | 6.7 | 9.8 | -12 | 2.8 | -7.2 | 12 | 5 | 18.9 | 7.2 | 21.7 | 2.8 | 23.9 | 15 | 18.9 | -1.1 | 10 | 7.2 | 22.8 | 17.2 | -2.8 | -7 | 11.1 | 5.6 | -1.1 | -5.6 | -13.9 | -20 | -3.9 | -12.2 | -11.7 | -23.3 | 18.5 | 14.6 | 23.9 | 17.8 | -8.9 | -21.1 | -17 | -21 | -10 | -12.2 | 11.1 | -0.6 | -2.8 | -10 | 0 | -0.6 | 7.8 | 6.7 | -17.2 | -21.7 | -9.4 | -14.4 | -6.8 | -20.7 | -6.7 | -16.6 | -7.2 | -21.8 | 20.2 | 13.2 | -1.3 | -9.8 | 1.3 | -1.7 | 2.2 | -6.1 | -1.1 | -5 | 1.7 | 0.6 | -18.9 | -26.1 | 4.8 | 4.4 | 5 | -6.7 | 3.9 | -3.9 | 14.4 | -10.6 | 4.4 | -5 | -9.4 | -20 | -2.2 | -12.2 | 2.2 | -3.3 | -2.8 | -6.7 | 13.3 | 7.8 | 17.8 | 2.8 | 2 | -2 | 3.9 | 1.7 | 0.6 | -2.2 | 8.3 | 0.6 | -9.4 | -17.2 | 4 | -1 | 13.3 | 0 | 12.8 | -1.1 | -17.2 | -26.1 | 6.1 | 0 | 12.2 | -7.2 | 11.7 | -1.7 | 24.4 | 17.4 | 13.9 | -10.6 | 7.6 | -2.4 | 12.2 | 2.2 | 13.9 | 12.2 | 6.7 | -0.6 | 0 | -1.7 | -7.2 | -15 | 1.7 | -6.7 | 3.3 | -2.8 | -15.9 | -20.3 | 3.3 | 0.6 | 1.7 | -8 | 3.9 | -7.8
-15 | -18 | -12.2 | -20 | 12.2 | 11.1 | 2.2 | -0.6 | -1.7 | -5.6 | 18.9 | 2.2 | 4 | 3 | 8.9 | 6.1 | 15 | 8.3 | 13.2 | 10.4 | 11.1 | 5.6 | 17.1 | 8.3 | 11.7 | -13.9 | 3.9 | -6.7 | 12 | 6 | 18.9 | 8.3 | 22.2 | 2.8 | 23.9 | 14.9 | 19.4 | -1.7 | 8.9 | 7.8 | 23.9 | 16.1 | -2.2 | -6.7 | 11.7 | 5.6 | -1.1 | -5.6 | -12.8 | -18.7 | -2.2 | -11.7 | -11.3 | -21.9 | 18.7 | 14.8 | 25 | 17.2 | -7.8 | -20.6 | -17 | -21 | -10 | -12.2 | 9.4 | -0.6 | -1.7 | -9.4 | 0.2 | -0.3 | 7.8 | 7.2 | -18.3 | -23.9 | -10 | -15.6 | -6.5 | -20.8 | -6.7 | -17.4 | -7.2 | -22.2 | 20.9 | 13.1 | -0.6 | -10.6 | 1.7 | -1.1 | 3.3 | -6.1 | -0.7 | -5.3 | 3.3 | 2.2 | -18.3 | -25.6 | 5.2 | 5.1 | 6.7 | -7.2 | 3.9 | -5.6 | 15 | -11.1 | 4.4 | -5.6 | -8.9 | -18.3 | -1.1 | -12.8 | 2 | -2.7 | -2.8 | -6.7 | 14.4 | 7.8 | 20 | 1.1 | 2 | -3 | 4.5 | 2 | 1 | -1.4 | 8.3 | 0.6 | -8.9 | -17.8 | 4 | -1 | 14.4 | 0 | 12.8 | -1.7 | -16.1 | -25.6 | 6.7 | 0 | 13.3 | -7.2 | 13.9 | -2.2 | 24.4 | 17.4 | 16.7 | -10 | 8.5 | -2.7 | 13.9 | 1.7 | 13.9 | 13.3 | 6.7 | -1.1 | 0.2 | -1.1 | -7.8 | -15.6 | 1.7 | -5.6 | 3.9 | -2.8 | -15.2 | -19.3 | 4.2 | 0.5 | 2.2 | -8.3 | 5 | -7.2
-15 | -18 | -12.8 | -18.9 | 12.2 | 11.1 | 2.2 | -0.6 | -1.9 | -5.1 | 19.4 | 0.6 | 4 | 3 | 8.9 | 6.1 | 13.9 | 9.4 | 13.5 | 10.2 | 10 | 6.1 | 16.3 | 9.5 | 10.4 | -12.8 | 4.4 | -5.6 | 12 | 6 | 18.9 | 8.3 | 22.8 | 4.4 | 23.9 | 14.3 | 18.9 | 0 | 8.3 | 7.8 | 23.9 | 15.6 | -1.7 | -7.2 | 11.7 | 5 | -1.7 | -5.6 | -11.7 | -18.2 | -1.7 | -11.7 | -11 | -21.7 | 18.9 | 15 | 23.9 | 17.2 | -7.2 | -20 | -17 | -22 | -9.4 | -11.7 | 8.3 | -0.6 | -1.7 | -9.4 | 0.4 | -0.1 | 6.7 | 5 | -19.4 | -25 | -10.6 | -16.7 | -6.1 | -22.8 | -6.7 | -19.4 | -7.2 | -24.4 | 21.7 | 12.8 | -0.6 | -9.7 | 0.4 | -1.9 | 4.4 | -6.1 | -0.4 | -6.3 | 5.6 | 0.6 | -17.8 | -25.6 | 5.6 | 5.6 | 6.7 | -7.8 | 5 | -4.4 | 15.6 | -11.7 | 5.6 | -4.4 | -8.3 | -18.9 | -0.6 | -10.6 | 1.9 | -2.5 | -1.7 | -7.2 | 15 | 7.8 | 21.1 | 0 | 1 | -3 | 5 | 2 | 1.3 | -1 | 8.9 | 0.6 | -8.9 | -17.8 | 3 | 0 | 15 | -0.6 | 12.2 | -3.9 | -15.6 | -25 | 7.8 | 1.1 | 12.8 | -8.9 | 15.6 | -4.4 | 24.4 | 17.2 | 18.3 | -11.1 | 9.4 | -3.9 | 14.4 | 1.7 | 15 | 14.4 | 6.1 | 0 | 0.4 | -0.8 | -7.2 | -15.6 | 1.7 | -4.4 | 3.9 | -2.8 | -14.4 | -18.9 | 5.2 | 0.7 | 1.1 | -7.7 | 3.9 | -7.8
-17 | -20 | -12.8 | -18.3 | 12.8 | 11.7 | 1.7 | -1.1 | -2 | -5.1 | 19.4 | 0.6 | 5 | 4 | 9.4 | 6.1 | 13.9 | 9.4 | 13.9 | 10 | 11.7 | 5 | 15.6 | 10.6 | 9.1 | -12.5 | 4.4 | -5 | 12 | 7 | 18.3 | 8.3 | 22.2 | 5 | 23.9 | 13.9 | 18.3 | 2.8 | 7.8 | 7.8 | 22.8 | 15.6 | -2.6 | -6.9 | 11.1 | 5.6 | -1.7 | -5.6 | -10.6 | -18.3 | -2.2 | -11.1 | -10.6 | -22.8 | 18.2 | 15.1 | 23.3 | 16.1 | -6.7 | -19.4 | -17 | -22 | -10 | -12.2 | 7.8 | -0.6 | -1.7 | -9.4 | 0.6 | 0 | 4.4 | 2.8 | -19.4 | -25.6 | -11.7 | -17.8 | -7.2 | -21.5 | -6.9 | -18.2 | -8.5 | -23 | 19.7 | 13 | -0.6 | -10.2 | -0.9 | -3 | 5 | -6.1 | 0 | -8.3 | 5.6 | -0.6 | -17.8 | -25 | 5.6 | 5.5 | 7.8 | -7.2 | 5 | -5 | 16.7 | -10 | 4.4 | -5 | -8.3 | -17.8 | -0.6 | -10.6 | 1.7 | -2.8 | -2.2 | -6.1 | 13.3 | 9.4 | 21.1 | -0.6 | 1 | -3 | 5.6 | 2.2 | 1.7 | -0.6 | 8.3 | 0 | -8.9 | -17.2 | 3 | -2 | 14.4 | 0.6 | 11.1 | -5.6 | -15.6 | -25 | 8.3 | 0.6 | 12.2 | -8.9 | 16.7 | -5.6 | 23.3 | 17.8 | 16.7 | -11.7 | 8.7 | -2.8 | 13.9 | 0.6 | 17.2 | 16.7 | 6.1 | -0.6 | 0.6 | -0.6 | -7.8 | -16.7 | 1.7 | -4.4 | 2.2 | -2.8 | -14.4 | -17.5 | 6.1 | 0.6 | 0 | -8.4 | 4.4 | -6.7
-15 | -18 | -12.2 | -18.9 | 12.2 | 11.1 | 1.1 | -2.2 | -2.2 | -5.6 | 18.9 | -0.6 | 4 | 3 | 9.4 | 6.7 | 12.8 | 9.4 | 13.2 | 10 | 11.1 | 5.6 | 14.3 | 10.6 | 7.8 | -14.4 | 2.8 | -5 | 12 | 6 | 17.2 | 10 | 21.1 | 2.2 | 20.9 | 12.9 | 16.7 | 3.3 | 7.8 | 7.8 | 23.3 | 15 | -3.5 | -7.3 | 10.6 | 5.6 | -1.7 | -6.1 | -10.8 | -17.7 | -2.2 | -11.1 | -11.5 | -22.1 | 17.4 | 15.1 | 22.2 | 15.6 | -7.2 | -19.4 | -17 | -23 | -10 | -12.2 | 7.2 | -1.1 | -2.2 | -7.2 | 0.6 | 0 | 3.3 | 2.2 | -21.1 | -27.2 | -12.2 | -17.2 | -8.3 | -22.1 | -7 | -18.3 | -9.8 | -23.4 | 17.6 | 12.7 | -0.6 | -11.7 | -2.2 | -4.4 | 4.4 | -6.7 | -0.4 | -8.5 | 5.6 | -1.1 | -18.3 | -25 | 5.6 | 5.2 | 7.2 | -7.2 | 2.8 | -6.1 | 13.3 | -11.1 | 3.9 | -7.2 | -8.3 | -20.6 | 0 | -10 | 1.5 | -2.6 | -3.3 | -6.1 | 12.8 | 10.6 | 20 | 0 | 1 | -4 | 4.8 | 2 | 1.3 | -0.8 | 7.2 | -1.1 | -8.3 | -18.3 | 3 | 0 | 13.9 | 0.6 | 10 | -7.2 | -16.7 | -25 | 8.9 | 1.1 | 10 | -8.3 | 16.1 | -5 | 22.2 | 18 | 16.7 | -12.2 | 7.9 | -2.4 | 13.3 | 0.6 | 17.2 | 17.2 | 4.4 | -0.6 | 0.2 | -0.7 | -10.6 | -17.8 | 1.1 | -3.9 | 1.1 | -3.9 | -14.4 | -16.7 | 5.9 | 0.2 | -1.1 | -10 | 2.2 | -6.7
-16 | -19 | -13.3 | -17.8 | 11.1 | 10.6 | 0.6 | -2.2 | -2.4 | -5.2 | 17.2 | -1.1 | 6 | 4 | 8.9 | 6.1 | 12.2 | 9.4 | 12.4 | 10 | 10 | 5.6 | 13 | 10.4 | 4.5 | -11.1 | 0 | -5.6 | 12 | 7 | 15 | 11.1 | 20 | 5 | 18 | 11.6 | 14.4 | 4.4 | 7.8 | 7.8 | 22.2 | 13.3 | -4.4 | -8.3 | 5.6 | 5 | -2.2 | -6.1 | -10.9 | -17.8 | -2.8 | -11.1 | -12.4 | -22.7 | 16.7 | 15 | 21.1 | 15.6 | -7.8 | -20 | -17 | -23 | -10.6 | -11.7 | 6.1 | -1.1 | -2.8 | -7.2 | 0.6 | 0 | 3.3 | 2.2 | -22.2 | -27.2 | -12.8 | -18.9 | -9.4 | -24.4 | -7.2 | -20 | -11.1 | -25.6 | 15.6 | 12.2 | -0.8 | -10.6 | -5.2 | -7.5 | 2.2 | -6.7 | -0.7 | -10 | 5.6 | -5.6 | -19.4 | -25.6 | 5.6 | 5 | 3.9 | -7.8 | 0 | -5.6 | 11.1 | -10.6 | 3.3 | -7.2 | -8.3 | -18.9 | 0 | -8.3 | 1.3 | -3 | -3.3 | -6.1 | 12.2 | 10.6 | 17.2 | 0 | 0 | -3 | 4.1 | 2 | 1 | -1.1 | 5.6 | -1.1 | -8.3 | -17.8 | 3 | -2 | 11.1 | 0 | 7.8 | -7.2 | -18.9 | -25.6 | 7.8 | 1.1 | 7.8 | -8.3 | 13.9 | -5.6 | 21.1 | 18.3 | 11.7 | -13.9 | 7.2 | -2.2 | 11.7 | 0.6 | 16.7 | 16.7 | 2.2 | -1.7 | -0.2 | -0.8 | -11.7 | -18.3 | 0.6 | -3.3 | 1.1 | -4.4 | -14.4 | -16.1 | 5.8 | 0 | -2 | -9 | 0.6 | -2.8
-18 | -20 | -13.1 | -17.4 | 10.9 | 9.7 | 0.3 | -1.8 | -2.7 | -5.4 | 15.3 | -0.1 | 6 | 4 | 8 | 5.3 | 12.2 | 9.5 | 10.7 | 9.1 | 8.9 | 5.8 | 10.7 | 9.2 | 0.6 | -10.2 | -1.1 | -6.3 | 11 | 7 | 12.7 | 11.3 | 17.4 | 8.3 | 14.6 | 9.4 | 11.7 | 5.9 | 6.8 | 5.8 | 21.2 | 12.8 | -6.2 | -8.5 | 3.9 | 3.1 | -1.9 | -6.1 | -10.8 | -17.8 | -5.4 | -11.1 | -12.8 | -23.1 | 16.9 | 15.5 | 20.4 | 15.7 | -8.5 | -20.6 | -17 | -21 | -10.4 | -12.2 | 5.4 | -2.1 | -3.2 | -8 | 0.1 | -0.6 | 1.8 | 0.4 | -23.9 | -28.4 | -14.4 | -20.4 | -9.4 | -20.3 | -6.3 | -16.2 | -10.8 | -22.3 | 13.7 | 11.2 | -0.6 | -10.1 | -9.5 | -11.9 | 1 | -6.5 | 0.1 | -10.7 | 3.3 | -7.7 | -20.8 | -26.2 | 3.9 | 2.8 | -0.6 | -8 | -1 | -6 | 8 | -10.2 | 2.3 | -6.5 | -7.2 | -16.4 | 0.2 | -7.3 | 0.1 | -4.8 | -2.8 | -6.3 | 11.2 | 10.4 | 13.1 | -0.1 | 0 | -2 | 2.9 | 1.3 | 0.4 | -1.7 | 3.3 | -1.9 | -6.9 | -15.3 | 2 | -1 | 9 | -0.6 | 5.2 | -7.8 | -21.1 | -26.8 | 6.8 | 0.5 | 5.5 | -8.3 | 8.9 | -5.1 | 20.2 | 18.1 | 9.3 | -14.4 | 6.6 | -1 | 7.1 | 2.3 | 15.5 | 15.1 | 0.1 | -2.7 | 0.2 | -0.5 | -11.9 | -18.4 | 0.6 | -3.4 | 1.2 | -3.5 | -14.1 | -15.3 | 5.2 | -0.4 | -2.8 | -9.3 | -2 | -10.3
-19 | -21 | -13.3 | -17.7 | 9.7 | 7.9 | 0.2 | -1.3 | -3 | -5.8 | 13.3 | 1.2 | 6 | 4 | 6.9 | 4.5 | 11.9 | 9.6 | 9.2 | 7.9 | 9.3 | 5.9 | 8.9 | 8 | -2.3 | -11.3 | -1.8 | -6.5 | 11 | 7 | 11.3 | 10.8 | 16.6 | 9.1 | 13.4 | 7.6 | 11 | 7.5 | 5.8 | 3.8 | 20.9 | 14.1 | -7.8 | -9.5 | 3 | 2.5 | -2.2 | -6.5 | -10.4 | -15.6 | -7.1 | -11 | -12.7 | -20.7 | 17 | 15.8 | 19.7 | 16.6 | -9.1 | -20.9 | -16 | -19 | -10.5 | -12.7 | 3.2 | -4.2 | -4 | -7.3 | -0.2 | -1 | 0.1 | -1.7 | -25.2 | -29.7 | -15.7 | -22.1 | -9.1 | -18.6 | -5.2 | -13.8 | -10.2 | -20.6 | 12.1 | 10.2 | -0.4 | -10.6 | -13 | -16 | 0.2 | -5.9 | 1.2 | -7.2 | 0.6 | -8.7 | -21.3 | -26.7 | 2.3 | 0.7 | -1.9 | -8.2 | -1.7 | -5.9 | 6.5 | -10.9 | 1.3 | -6.4 | -6.1 | -14.4 | 0.9 | -6.1 | -1.2 | -5.2 | -2.2 | -5.4 | 10.7 | 9.6 | 10.6 | -0.2 | 0 | -3 | 2.1 | 0.8 | -0.5 | -2 | 1.3 | -2.7 | -6.1 | -13.1 | 1 | -1 | 7.2 | -1.3 | 3.6 | -8.2 | -20.2 | -26.2 | 3.8 | 0.4 | 2.2 | -7.9 | 4.3 | -4.8 | 19.6 | 17.9 | 7.6 | -13.9 | 6.3 | -0.1 | 5.2 | 2.1 | 14.3 | 13.4 | 0.6 | -2.2 | 0.6 | -0.1 | -12.4 | -17.5 | 0.6 | -4.7 | 1 | -3 | -13.9 | -15 | 4.3 | 0.1 | -3.2 | -10.1 | -3.3 | -11.1
-21 | -23 | -14.3 | -17.8 | 9 | 6.3 | 0.3 | -1.2 | -3.3 | -5.8 | 12.1 | 1.8 | 6 | 4 | 6.7 | 4.3 | 11.9 | 9.5 | 8 | 7 | 9.6 | 5.7 | 7.4 | 6.9 | -2.5 | -10.2 | -2 | -7.1 | 11 | 7 | 10.6 | 10.4 | 16 | 9.5 | 12.6 | 6.5 | 10.5 | 8.2 | 4.8 | 1.8 | 21.1 | 14.8 | -8.9 | -10.4 | 3.1 | 2.4 | -2.1 | -6.3 | -10.1 | -14.6 | -7.3 | -11 | -12.3 | -19.5 | 17.2 | 16.1 | 19.3 | 16.5 | -9.6 | -21.1 | -16 | -18 | -10.2 | -12.9 | 1.3 | -4 | -4.4 | -7.6 | -0.7 | -1.5 | -1.3 | -3.8 | -25.9 | -30.8 | -16.7 | -22.6 | -8.7 | -17.7 | -4 | -12.5 | -9.5 | -20 | 10.7 | 9 | -0.2 | -8.8 | -14 | -16.2 | -0.1 | -5.7 | 2.4 | -5 | -0.5 | -10.3 | -21.7 | -27.3 | 0.8 | -1.3 | -1.7 | -8 | -2.6 | -5.1 | 6.4 | -11.3 | 0.6 | -6.5 | -5.3 | -11.2 | 1.4 | -4.4 | -2.3 | -6.2 | -2 | -5.4 | 9.9 | 8.6 | 9.8 | -0.3 | 0 | -3 | 1.5 | 0.4 | -1.1 | -2.4 | 0.3 | -3.8 | -5.2 | -8.8 | 0 | -4 | 5.4 | -1.9 | 2.2 | -8.8 | -21.3 | -25.6 | 2.6 | -0.2 | 1.4 | -7.6 | -0.3 | -3.4 | 19.1 | 17.8 | 6.4 | -13.3 | 5.9 | 0.5 | 5.1 | 1.2 | 13.1 | 11.8 | -0.1 | -2.5 | 1.1 | 0.4 | -12.5 | -17.1 | 0.6 | -4.9 | 0.2 | -2.9 | -13.8 | -14.9 | 3.6 | 0.3 | -3 | -10 | -5.4 | -11
-21 | -23 | -14 | -17.3 | 8.3 | 4.7 | 0.2 | -0.7 | -3.4 | -6 | 11.7 | 2.3 | 6 | 4 | 6.1 | 3.8 | 12 | 9.7 | 6.9 | 6 | 9.3 | 6.4 | 6.2 | 6 | -2.6 | -9.8 | -2.2 | -7.7 | 10 | 7 | 10.2 | 9.7 | 15.3 | 10.6 | 12 | 5.5 | 10.6 | 9 | 3.8 | -0.1 | 21.2 | 14.7 | -9.5 | -11 | 3.3 | 2.3 | -2.4 | -6.9 | -9.8 | -13.8 | -7.5 | -10.9 | -11.9 | -18.6 | 17.1 | 16.1 | 19.2 | 16.7 | -10.1 | -21.4 | -15 | -17 | -10.3 | -12.7 | 0.3 | -5.7 | -5 | -7.7 | -1.1 | -2 | -2.5 | -5.2 | -26.7 | -31 | -17.2 | -22.9 | -7.7 | -16.2 | -2.3 | -9.6 | -8.5 | -18.1 | 9.6 | 7.9 | 0.1 | -8.1 | -14.9 | -17 | -0.4 | -5.4 | 3.6 | -3.5 | -1.7 | -10.9 | -21.7 | -27.4 | -0.5 | -3.1 | -2 | -8.8 | -2.7 | -5.4 | 6.1 | -11.4 | 0.3 | -6.3 | -3.9 | -11.5 | 1.4 | -4.2 | -3.3 | -7.4 | -1.6 | -5.1 | 9.3 | 7.6 | 7.7 | -0.6 | -1 | -7 | 1 | 0 | -1.4 | -2.8 | -0.4 | -4.5 | -4.3 | -7.6 | 0 | -5 | 4.4 | -1.1 | 1.2 | -8.6 | -20.2 | -24.4 | 1.7 | -1.3 | 0.3 | -7.7 | -2.1 | -3.8 | 18.9 | 17.5 | 4.3 | -12.3 | 5.5 | 1.6 | 4.4 | 0.5 | 11.7 | 9.9 | -0.2 | -2.7 | 1.9 | 0.9 | -11.7 | -17.5 | 0.3 | -4.8 | 0.6 | -2.3 | -13.7 | -15 | 3.1 | 0.5 | -2.7 | -10.2 | -5.7 | -11.6
-22 | -23 | -13 | -16.1 | 7.5 | 3.4 | 1 | -0.2 | -3.5 | -6.2 | 11.2 | 2.5 | 4 | 3 | 5.6 | 3.3 | 12.1 | 9.9 | 6.1 | 5.1 | 9.2 | 6.7 | 5.3 | 5.3 | -2.7 | -9.9 | -1.8 | -7.8 | 10 | 7 | 9.9 | 9.3 | 14.8 | 11.1 | 11.9 | 5.3 | 11.1 | 9.5 | 2.8 | -2.1 | 21.5 | 15.2 | -9.9 | -11.5 | 3.4 | 2 | -2.6 | -7.6 | -9.6 | -12.2 | -7.7 | -10.9 | -11.4 | -17.2 | 17.1 | 16.1 | 19.2 | 16.7 | -10.1 | -21 | -15 | -17 | -9.7 | -12.5 | -0.7 | -5.9 | -5.1 | -8.3 | -1.7 | -2.7 | -3 | -6.3 | -27 | -31.5 | -17.4 | -23.1 | -6.7 | -15.2 | -0.6 | -7.7 | -7.4 | -16.9 | 8.7 | 6.8 | 0.4 | -7.8 | -15.9 | -17.9 | -0.2 | -5.4 | 4.9 | -1.6 | -2.4 | -12.1 | -22 | -27.1 | -1.7 | -4.8 | -3.1 | -8.6 | -3 | -5.2 | 5.6 | -11.5 | -0.3 | -5.7 | -2.8 | -8.2 | 1.5 | -4.1 | -4.2 | -8.1 | -0.7 | -4.3 | 9 | 7 | 7.2 | -0.6 | -3 | -7 | 0.9 | -0.3 | -1.1 | -2.3 | -2.3 | -5.4 | -3.4 | -5.8 | 0 | -5 | 3.8 | -2.2 | 0.5 | -8.6 | -19.9 | -24 | 0.9 | -2 | -0.8 | -7.7 | -3 | -4.4 | 18.7 | 17.5 | 3 | -11.7 | 5.4 | 2.3 | 3.8 | 0 | 10.6 | 8.4 | 0.1 | -2.7 | 2.9 | 1.8 | -11.6 | -16.8 | 0.2 | -4.5 | 1.1 | -2 | -13.9 | -15.4 | 3 | 0.6 | -2.4 | -10.6 | -6.4 | -11.7
-23 | -23 | -12.7 | -15.6 | 6.9 | 2.3 | 1.4 | 0.4 | -3.6 | -6.3 | 10.7 | 2.6 | 3 | 1 | 5.9 | 3.3 | 12.2 | 10.1 | 5.5 | 4.4 | 9.2 | 6.7 | 4.8 | 4.8 | -2.4 | -9.3 | -1.2 | -7.9 | 10 | 7 | 9.2 | 8.7 | 15 | 11.1 | 12 | 5.4 | 11.4 | 10.4 | 1.8 | -4.1 | 21.6 | 15.5 | -10.2 | -12 | 3.6 | 2 | -3 | -8.1 | -9.4 | -11.5 | -7.9 | -10.8 | -10.8 | -16.2 | 17.1 | 16.1 | 19.1 | 16.4 | -10 | -20.7 | -13 | -16 | -9.2 | -12.4 | -1.8 | -6.8 | -5.6 | -8.6 | -2.2 | -3.3 | -3.5 | -7 | -27.2 | -31.7 | -17.5 | -23.2 | -5.7 | -14.4 | 1 | -5.9 | -6.2 | -15.9 | 7.9 | 5.8 | 0.8 | -6.9 | -17 | -19.1 | 0.3 | -5.4 | 6.2 | 0.1 | -3 | -12.8 | -21.9 | -27 | -2.9 | -6.5 | -3.5 | -8.9 | -3.2 | -5.4 | 5.8 | -11.6 | -0.4 | -5.6 | -1.7 | -5.9 | 1.7 | -4.1 | -5 | -9.1 | 0 | -4 | 8.7 | 6.4 | 6 | -0.6 | -4 | -9 | 0.7 | -0.6 | -0.9 | -2.1 | -2.9 | -5.9 | -2.6 | -4.9 | 0 | -4 | 3.3 | -3.4 | 0 | -8.3 | -18.9 | -22.4 | 0.9 | -2.4 | -1.2 | -7.9 | -3.9 | -5.1 | 18.6 | 17.2 | 1.7 | -11.5 | 5.4 | 2.6 | 3.3 | -0.4 | 9.5 | 6.8 | 0.4 | -2.4 | 3.9 | 2.5 | -11 | -16.2 | 0.2 | -4.2 | 1.5 | -1.3 | -14 | -15.8 | 2.9 | 0.7 | -1.9 | -10.4 | -7 | -12.2
-22 | -23 | -11.2 | -13.9 | 5.6 | 0.2 | 2.7 | 1.4 | -3.6 | -6.3 | 10.4 | 3 | 2 | 2 | 6.3 | 3.3 | 12.3 | 10.4 | 4.5 | 3.3 | 9.1 | 6.7 | 4.5 | 4.5 | -2.4 | -8.7 | -0.6 | -7.3 | 9 | 8 | 9.1 | 8.5 | 15 | 11.1 | 12.5 | 6.4 | 12.5 | 11.8 | -0.1 | -8.1 | 21.7 | 16.7 | -10.7 | -12.7 | 3.6 | 1.7 | -3.7 | -9.6 | -9.1 | -10.9 | -8.3 | -10.7 | -9.4 | -14.1 | 17.1 | 16.1 | 19 | 16.2 | -9.5 | -19.9 | -12 | -15 | -8.6 | -12.3 | -3.7 | -8.8 | -6.1 | -9.2 | -3.4 | -4.7 | -4.3 | -8 | -27.1 | -31.9 | -17.5 | -22.9 | -3.8 | -12.1 | 4 | -1.9 | -3.9 | -13.6 | 6.4 | 3.8 | 1.7 | -6.1 | -18.5 | -20.9 | 0.8 | -5.1 | 8.8 | 3.4 | -3.7 | -14.4 | -21.5 | -26.3 | -5.1 | -9.8 | -4.3 | -9.4 | -2.9 | -5.1 | 6.4 | -11.7 | -1.2 | -5.6 | 0.6 | -3.6 | 1.7 | -4.8 | -6.7 | -10.8 | 1.1 | -3.2 | 8 | 5.3 | 4.4 | -0.7 | -5 | -10 | 0.2 | -1.2 | -0.8 | -1.7 | -4.3 | -7.4 | -0.8 | -3.4 | 1 | -3 | 2.8 | -5.5 | 0 | -7.8 | -16.7 | -19.8 | 0.8 | -3.2 | -2.7 | -8.2 | -5 | -6.4 | 18.6 | 16.9 | 1.7 | -10.7 | 5.9 | 2.7 | 2.8 | -1.3 | 7.2 | 3.7 | 0.7 | -2 | 5.9 | 4.1 | -9 | -14.9 | 0.9 | -3.6 | 2.4 | -0.3 | -14.7 | -16.8 | 2.9 | 1 | -0.7 | -10.5 | -7.9 | -12.6
-22 | -23 | -10.5 | -13.1 | 5 | -1 | 3.3 | 2 | -3.7 | -6.6 | 9.9 | 3.1 | 2 | 2 | 6.2 | 3.3 | 12.4 | 10.2 | 3.9 | 2.6 | 8.9 | 6.5 | 4.3 | 4.3 | -2.7 | -8 | -0.5 | -7.8 | 9 | 7 | 9 | 8.2 | 14.8 | 11.1 | 12.6 | 7 | 13.5 | 12.4 | -1.3 | -9.9 | 21.5 | 17 | -11.2 | -13.2 | 3.8 | 1.6 | -4 | -10.1 | -9.3 | -10.9 | -8.6 | -10.8 | -8.6 | -12.8 | 17 | 16.2 | 18.9 | 16.2 | -9.2 | -19.6 | -12 | -15 | -8.3 | -12.2 | -4.6 | -9.6 | -6.4 | -9.5 | -3.9 | -5.1 | -4.7 | -8.4 | -27.2 | -32.2 | -17.4 | -22.8 | -2.9 | -11 | 5.3 | 0.6 | -2.6 | -12.5 | 5.8 | 3.1 | 2.3 | -5.9 | -19.8 | -23.5 | 0.6 | -4.6 | 10 | 4.9 | -4.5 | -15 | -21.4 | -26 | -6.3 | -11.5 | -4.7 | -9.7 | -2.8 | -4.9 | 6.6 | -11.4 | -1.5 | -5.5 | 1.8 | -2.3 | 1.6 | -4.8 | -6.9 | -10.8 | 1.7 | -3.1 | 7.7 | 4.7 | 3.3 | -0.9 | -5 | -13 | -0.5 | -1.8 | -0.8 | -1.6 | -4.8 | -8.1 | -0.1 | -2.6 | 1 | -3 | 2.4 | -6 | -0.2 | -7.7 | -15.4 | -18.4 | 0.6 | -3.4 | -3.5 | -8.4 | -5.6 | -7.1 | 18.5 | 16.7 | 1.7 | -10.3 | 5.9 | 3.2 | 2.5 | -1.9 | 6.1 | 2.2 | 0.4 | -2.1 | 6.7 | 4.7 | -8 | -13.9 | 0.7 | -3.1 | 2.8 | 0.2 | -15.1 | -17.4 | 2.9 | 1.1 | -0.4 | -10.3 | -8.5 | -13
-21 | -22 | -9.7 | -12.2 | 4.5 | -2.8 | 4 | 2.7 | -4 | -6.7 | 8.6 | 2.8 | 1 | 0 | 5.8 | 3.2 | 12.5 | 10.1 | 3.3 | 1.9 | 8.6 | 6.1 | 3.9 | 3.9 | -1.8 | -8 | -0.4 | -7.5 | 9 | 7 | 8.7 | 7.7 | 14.5 | 11.1 | 12.7 | 7.6 | 13.7 | 13 | -2.6 | -11.3 | 21.4 | 17.5 | -11.9 | -14 | 3.8 | 1.4 | -4.5 | -9.8 | -8.6 | -10.2 | -9.2 | -11.2 | -7.7 | -11.4 | 16.9 | 16.1 | 18.7 | 16.2 | -9.4 | -19.2 | -12 | -14 | -8.1 | -12 | -5.6 | -10.5 | -6.7 | -9.8 | -4.2 | -5.6 | -5.1 | -8.8 | -27.4 | -32.9 | -17.4 | -22.9 | -2.2 | -10.2 | 6.9 | 2.5 | -1.2 | -11.8 | 5.3 | 2.5 | 3.1 | -5.9 | -20.6 | -25.2 | 0.6 | -4.2 | 11.2 | 6.7 | -5.5 | -15.9 | -21.4 | -25.7 | -7.5 | -13.7 | -4.1 | -9.3 | -2.7 | -4.8 | 6.6 | -11.5 | -1.7 | -5.7 | 3.2 | -0.8 | 1.4 | -4.9 | -6.4 | -10.2 | 2.2 | -3 | 7.4 | 4.3 | 2 | -1.3 | -5 | -13 | -0.9 | -2.2 | -0.9 | -1.5 | -5.4 | -9.8 | 0.4 | -1.9 | 1 | -2 | 1.9 | -6.5 | -0.6 | -8.3 | -14.2 | -16.8 | 0.5 | -4 | -4.5 | -8.9 | -6.1 | -8 | 18.5 | 16.6 | 1.9 | -9.9 | 5.6 | 3.9 | 2 | -2.4 | 5 | 0.1 | 0.3 | -2.2 | 7.8 | 5.4 | -7 | -13 | 1 | -2.7 | 3.1 | 0.6 | -15.6 | -18.1 | 2.9 | 1.2 | 0.5 | -10 | -9 | -13
-21 | -22 | -9 | -11.7 | 4.1 | -3.5 | 4.7 | 3.2 | -4.6 | -7.1 | 6.8 | 2.2 | 2 | 2 | 5.1 | 3 | 12.6 | 10.5 | 2.5 | 1.3 | 8 | 5.4 | 3.3 | 2.7 | -2.6 | -7.7 | -0.5 | -7.5 | 8 | 7 | 8.4 | 6.9 | 14.7 | 11.1 | 12.6 | 8.2 | 14 | 13.3 | -4.1 | -12.2 | 21.7 | 18 | -12.8 | -14.8 | 3.7 | 1.2 | -5.3 | -9.5 | -7.2 | -8.9 | -9.8 | -11.5 | -6.8 | -10 | 16.6 | 15.9 | 18.7 | 16.3 | -9.3 | -18.9 | -12 | -14 | -7.9 | -11.7 | -6.6 | -11.6 | -7 | -9.9 | -4.4 | -6.2 | -5.5 | -9.6 | -27.8 | -33.1 | -17.7 | -23.2 | -1.5 | -8.8 | 8 | 5 | -0.2 | -10 | 5.2 | 2.3 | 3.4 | -5.6 | -21.6 | -27 | 0.9 | -3.5 | 11.8 | 8.4 | -6.8 | -17.6 | -21.4 | -25.4 | -8.6 | -14.9 | -5.5 | -10 | -2.6 | -4.8 | 6.4 | -12.3 | -1.9 | -6.2 | 4.2 | 0.5 | 1.1 | -5.4 | -5.4 | -9 | 2.8 | -2.8 | 7.1 | 3.8 | 0.6 | -2.2 | -6 | -11 | -2 | -2.9 | -1 | -1.4 | -6 | -10.8 | 1.2 | -1.1 | 1 | -2 | 1.3 | -7.6 | -1.3 | -10.1 | -12.4 | -14.8 | 0 | -4.1 | -5.6 | -9.2 | -6.7 | -8.5 | 18.3 | 16.1 | 2 | -9.5 | 5.6 | 4.3 | 1.3 | -2.9 | 3.9 | -1.1 | 0.2 | -2.5 | 9.1 | 6.5 | -5.9 | -12.4 | 0.9 | -2.6 | 3.4 | 0.9 | -16.5 | -18.9 | 2.8 | 1.3 | 1 | -9.2 | -9.5 | -12.9
-21 | -22 | -8.6 | -11.4 | 3.6 | -4.6 | 5.4 | 3.8 | -5.4 | -7.7 | 6.2 | 2 | 2 | 1 | 4.9 | 3 | 12.6 | 10.1 | 1.4 | 0.7 | 7.9 | 5.6 | 2.9 | 2.2 | -3.5 | -7.4 | -0.7 | -8.1 | 8 | 7 | 8.3 | 6.5 | 15 | 11.1 | 13 | 9.2 | 15.7 | 14.3 | -5.3 | -13.7 | 21.7 | 18.5 | -13.7 | -16 | 3.4 | 1 | -5.3 | -9.2 | -5.8 | -7.6 | -10.7 | -12.1 | -5.9 | -8.8 | 16.3 | 15.7 | 18.8 | 16.4 | -9.1 | -18.5 | -12 | -15 | -7.3 | -11.3 | -7.4 | -12 | -6.8 | -10.1 | -4.8 | -5.9 | -5.9 | -9.7 | -28.1 | -33.6 | -17.7 | -22.9 | -0.8 | -7.8 | 9.4 | 7.2 | 0.8 | -8.5 | 5.4 | 2.4 | 4.4 | -5.9 | -22.9 | -28.7 | 1.4 | -3.1 | 12.9 | 10 | -8.2 | -17.5 | -20.9 | -25 | -9.6 | -16.5 | -3.9 | -8.5 | -2.6 | -4.6 | 6.4 | -11 | -2.7 | -6.1 | 5.4 | 2.2 | 1.3 | -5.2 | -4.5 | -8.1 | 3.3 | -3 | 6.7 | 2.9 | -0.9 | -3.3 | -6 | -8 | -2.7 | -3.8 | -1.3 | -1.6 | -6.6 | -11.8 | 1.9 | 0 | 1 | -2 | 0.6 | -7.2 | -2.1 | -9.8 | -9.9 | -12.4 | -0.2 | -5.2 | -6.9 | -9.9 | -7.2 | -9.1 | 18.2 | 15.4 | 2.1 | -9.1 | 5.6 | 4.8 | 0.4 | -3.8 | 2.8 | -2.9 | -0.3 | -3 | 10.1 | 7.7 | -4.9 | -11.1 | 0.6 | -2.7 | 3.6 | 1.1 | -17.7 | -19.9 | 2.5 | 1.2 | 1.2 | -7.8 | -10.1 | -13
-17 | -18 | -7.9 | -10.2 | 3.3 | -6.5 | 6 | 4.4 | -6.9 | -9 | 5.3 | 1.9 | 2 | 1 | 4.6 | 3.2 | 12.2 | 10 | 0.7 | 0 | 7.8 | 6.2 | 2.6 | 0.7 | -4.6 | -7.5 | -1 | -7.1 | 7 | 6 | 8.3 | 6 | 15.5 | 11.6 | 13.7 | 10.5 | 16.5 | 15 | -7 | -15.2 | 21.2 | 18.9 | -14.9 | -17.4 | 2.7 | 0.3 | -5.3 | -8.9 | -5.1 | -6.8 | -11.6 | -12.9 | -5 | -8 | 15.8 | 15.2 | 18.9 | 16.6 | -8.5 | -17.2 | -13 | -15 | -6.5 | -11.2 | -8.2 | -12.8 | -8 | -10.8 | -4.7 | -5.8 | -6.3 | -10.2 | -28.7 | -34.5 | -17.2 | -22.8 | -0.2 | -7.6 | 8.4 | 7.5 | 1.7 | -7.9 | 5.8 | 2.6 | 6.4 | -6.2 | -24.5 | -30 | 2.9 | -3.6 | 13.4 | 11.7 | -9.8 | -17.9 | -21.2 | -24.7 | -10.6 | -18.8 | -4.3 | -9.4 | -2.7 | -4.6 | 6.3 | -11.1 | -3.8 | -6.2 | 6.6 | 3.6 | 1.7 | -5.4 | -3.2 | -7.4 | 3.9 | -3.9 | 5 | 0.8 | -2.6 | -4.9 | -6 | -8 | -3.3 | -4.9 | -1.7 | -1.8 | -7.2 | -11.4 | 2.6 | 0.9 | 2 | -2 | -0.2 | -7.4 | -3.2 | -10.2 | -7.8 | -10.1 | -0.4 | -5.2 | -7.9 | -10.7 | -7.8 | -9.9 | 17.9 | 14.4 | -0.7 | -9.2 | 5.6 | 5.2 | -0.5 | -4.9 | 1.7 | -5.4 | -0.4 | -3.1 | 11.2 | 9 | -3.8 | -10.4 | 0.6 | -2.4 | 3.8 | 1.2 | -19.2 | -21.4 | 2.2 | 1.3 | 1.7 | -6.7 | -11.4 | -13.8
-15 | -17 | -7.2 | -10 | 3.5 | -5.3 | 6.9 | 4.9 | -8.7 | -10.7 | 2.2 | 0.6 | 1 | 0 | 4.4 | 3.3 | 12.2 | 9.4 | 0 | -0.6 | 7.8 | 6.7 | 1.7 | -0.6 | -5.6 | -7.2 | -1.3 | -6.4 | 7 | 6 | 8.3 | 5.6 | 14.4 | 11.7 | 14.4 | 11.7 | 17.2 | 15.6 | -8.3 | -17.2 | 21.1 | 19.4 | -15.6 | -18 | 1.8 | -0.5 | -5 | -8.3 | -3.9 | -5.6 | -12.2 | -13.2 | -3.9 | -7.8 | 15.8 | 15.4 | 19.3 | 17.3 | -8.3 | -16.1 | -15 | -17 | -5.6 | -10.6 | -8.9 | -13.9 | -7.2 | -10.6 | -3.9 | -5 | -6.7 | -11.1 | -29.1 | -34.6 | -17.2 | -22.8 | 1.3 | -5.6 | 7.8 | 7.8 | 3.5 | -5.5 | 6 | 3.5 | 7.8 | -6.1 | -25.6 | -31.7 | 3.9 | -3.3 | 15.6 | 13.9 | -11.7 | -19.4 | -21.1 | -24.4 | -12.1 | -19.8 | -3.3 | -8.3 | -2.8 | -5 | 6.1 | -12.2 | -5 | -6.7 | 7.8 | 5.6 | 2.2 | -6.7 | -1.7 | -7.2 | 4.4 | -3.9 | 5 | -0.6 | -4.5 | -6.1 | -6 | -7 | -4.4 | -5.6 | -2.2 | -2.2 | -7.2 | -10.6 | 3.3 | 1.7 | 1 | -2 | -1.1 | -8.3 | -4.4 | -11.7 | -5.6 | -8.3 | -1.1 | -6.7 | -8.9 | -11.7 | -7.4 | -9.4 | 18 | 13.7 | 0 | -8.9 | 5.8 | 5.8 | -1.1 | -5.6 | 0.8 | -6.4 | -1.1 | -3.3 | 11.7 | 11.1 | -2.8 | -10.6 | 0 | -2.2 | 3.9 | 1.1 | -18.3 | -20.4 | 1.7 | 1.1 | 1.7 | -4.4 | -13 | -15.3
-16 | -18 | -7.2 | -10 | 4.3 | -3.7 | 7 | 4.7 | -10 | -12.2 | 3.3 | 1.7 | 2 | 1 | 6.6 | 4.1 | 12.2 | 8.9 | 1.7 | 0 | 8.3 | 6.6 | 5 | 1.7 | -3.9 | -6.7 | -1.7 | -6.7 | 8 | 6 | 11.1 | 7.4 | 14.4 | 11.7 | 14.8 | 12.3 | 16.7 | 14.4 | -8.3 | -17.8 | 22.2 | 20 | -15.6 | -17.7 | 1.1 | -1.1 | -3.3 | -6.7 | -3.9 | -5.6 | -12.2 | -13.2 | -3 | -6.1 | 15.9 | 15.5 | 19.6 | 17.8 | -7.8 | -15.6 | -15 | -18 | -4.1 | -8.7 | -7.6 | -12.8 | -7.2 | -10.6 | -3.3 | -3.9 | -6.7 | -10.6 | -29.2 | -34.5 | -17.2 | -22.2 | 2.1 | -5.1 | 6.7 | 6.1 | 4.3 | -5.1 | 6.3 | 4.5 | 8.3 | -6.1 | -25.6 | -31.1 | 4.4 | -3.9 | 13.9 | 13.3 | -9.8 | -18.5 | -21.1 | -23.9 | -12.4 | -20.1 | -4.4 | -9.4 | -0.8 | -3.3 | 8.7 | -9.1 | -3.1 | -5.4 | 7.8 | 6.1 | 3.1 | -5.8 | -1.5 | -6 | 4.4 | -4.4 | 4.4 | -1.7 | -5 | -6.9 | -5 | -10 | -4.4 | -5.6 | -1.1 | -1.1 | -7.2 | -11.1 | 3.3 | 2.2 | 1 | -2 | 1.5 | -6.9 | -3.3 | -11.3 | -3.9 | -7.2 | -1.1 | -5.6 | -9.4 | -11.7 | -6.5 | -8.4 | 18.1 | 13.6 | 1.7 | -7.8 | 5.9 | 5.9 | -1.7 | -5.6 | 0.9 | -6.7 | -0.6 | -2.8 | 12.2 | 12.2 | -2.1 | -9.1 | 0.6 | -2.2 | 5.2 | 2 | -16.7 | -18.7 | 1.5 | 0.9 | 1.1 | -5 | -13.9 | -16.7
-17 | -19 | -7.2 | -10 | 5 | -2.8 | 7.2 | 4.4 | -6.7 | -10 | 5.6 | 1.7 | 2 | 1 | 8.9 | 4.7 | 12.8 | 8.3 | 3.3 | 1.1 | 8.9 | 6.4 | 11.7 | 2.8 | -2.8 | -6.1 | -0.4 | -6.6 | 10 | 7 | 13.9 | 9.4 | 17.8 | 12.8 | 15.2 | 12.9 | 16.1 | 12.2 | -7.2 | -17.2 | 23.3 | 20 | -15.6 | -17.8 | 3 | 0 | -3.3 | -6.7 | -4.4 | -5.6 | -12.2 | -13.3 | -2 | -4.6 | 16.1 | 15.6 | 20 | 18.3 | -7.2 | -14.4 | -16 | -19 | -2.6 | -7.3 | -6.3 | -12.5 | -7.2 | -10.6 | -2.8 | -3.3 | -6.7 | -10.6 | -29.4 | -35 | -17.2 | -22.8 | 2.8 | -5.6 | 5 | 5 | 5 | -5.6 | 6.7 | 5.6 | 8.3 | -6.1 | -23.3 | -28.3 | 5 | -3.9 | 17.2 | 15 | -8 | -18.6 | -20.6 | -23.9 | -12.8 | -21.1 | -2.2 | -8.9 | 1.3 | -2 | 11.3 | -8.1 | -1.3 | -4.6 | 7.8 | 6.1 | 4.1 | -5.7 | -1.3 | -5.5 | 4.4 | -5 | 5 | -1.1 | -5.6 | -7.8 | -6 | -11 | -3.3 | -3.3 | 0 | 0 | -3.9 | -8.3 | 3.3 | 1.7 | 1 | -2 | 4.1 | -6.8 | -2.2 | -12.4 | -2.8 | -6.1 | -1.1 | -7.2 | -9.4 | -11.7 | -5.6 | -7.8 | 18.3 | 13.3 | 2.8 | -7.8 | 6.1 | 6.1 | -1.1 | -5 | 1.1 | -7.8 | 1.1 | -1.7 | 12.8 | 12.8 | -1.3 | -8.1 | 2.8 | -1.1 | 6.5 | 3.1 | -15 | -17.2 | 1.3 | 0.7 | 1.1 | -5 | -14.3 | -16.7
-17 | -20 | -7.2 | -9.4 | 5.6 | -2.4 | 7 | 4.5 | -3.3 | -8.3 | 7.8 | 2.2 | 2 | 1 | 11.1 | 5 | 12.8 | 8.3 | 5 | 2.2 | 9.4 | 6.1 | 15 | 2.8 | -0.6 | -5.6 | 0.9 | -7.9 | 13 | 9 | 16.7 | 11.1 | 21.7 | 13.9 | 15.6 | 13.3 | 16.1 | 10.6 | -6.1 | -20 | 23.9 | 20 | -14.5 | -16.6 | 4.8 | 1.3 | -3.3 | -6.1 | -3.9 | -5 | -11.8 | -13.1 | -1.1 | -3.9 | 17.2 | 14.1 | 20.7 | 18.5 | -6.7 | -14.4 | -17 | -19 | -1.1 | -6.7 | -5 | -12.8 | -6.1 | -10 | -1.7 | -2.2 | -6.7 | -11.1 | -27.9 | -33.8 | -16.7 | -22.2 | 3.5 | -3.5 | 4.4 | 3.9 | 5.4 | -3 | 8.5 | 7.3 | 10 | -6.1 | -22.2 | -28.3 | 3.9 | 1.1 | 18.9 | 15 | -6.1 | -21.1 | -20.6 | -23.9 | -11.9 | -19.6 | -0.6 | -7.2 | 3.3 | -1.1 | 13.9 | -7.8 | 0.6 | -4.4 | 7.8 | 6.7 | 5 | -6.7 | -1.1 | -5.6 | 5 | -5 | 6.1 | -1.1 | -5.4 | -7.4 | -6 | -11 | -1.7 | -1.7 | 1.1 | 1.1 | -2.8 | -7.8 | 3.9 | 1.7 | 1 | -1 | 6.7 | -8.3 | -1.1 | -15.6 | -2.2 | -5 | 0.6 | -5.6 | -9.4 | -11.7 | -3.7 | -5.6 | 20.3 | 11 | 6.1 | -8.9 | 6.3 | 6.2 | 0.6 | -5 | 2 | -6.7 | 5 | 0.6 | 13.3 | 13.3 | -0.6 | -8.3 | 5 | -0.6 | 7.8 | 3.9 | -12.8 | -15 | 1.1 | 0.6 | 0 | -4.4 | -14.6 | -17
-11 | -13 | -7.2 | -9.4 | 6.1 | -2.7 | 6.9 | 4.6 | 0 | -7.8 | 10.6 | 2.8 | 2 | 1 | 13.9 | 5.6 | 13.3 | 8.3 | 7.8 | 4.4 | 10.7 | 5.5 | 17.8 | 2.8 | 1.7 | -5.6 | 2.2 | -10.6 | 16 | 7 | 18.9 | 10.8 | 22.8 | 12.8 | 15.8 | 14.2 | 18.3 | 9.4 | -4.4 | -18.9 | 26.1 | 19.4 | -13.3 | -15.6 | 6.7 | 2.2 | -2.8 | -6.1 | -2.2 | -3.3 | -11.5 | -13.2 | -0.4 | -3.1 | 18.3 | 12.3 | 21.5 | 18.9 | -4.4 | -13.3 | -17 | -20 | 0.2 | -5.3 | -3.7 | -11.2 | -5 | -10 | -0.6 | -1.1 | -6.3 | -10.1 | -26.5 | -33.2 | -16.1 | -21.7 | 4.3 | -2.3 | 3.9 | 3.3 | 5.7 | -1.5 | 10.4 | 8.9 | 11.1 | -6.1 | -21.1 | -26.1 | 3.3 | 2.8 | 16.1 | 13.9 | -5.4 | -19.8 | -20 | -23.9 | -10.9 | -19.1 | 1.7 | -6.1 | 4.2 | -0.5 | 14.5 | -7.3 | 3.9 | -2.4 | 7.8 | 6.7 | 6.5 | -5.4 | 0.2 | -4.6 | 6.1 | -3.9 | 6.7 | -0.6 | -5.2 | -7.2 | -6 | -12 | 2.8 | 1.1 | 3.3 | 1.7 | -1.1 | -6.7 | 3.9 | 1.1 | 2 | -1 | 8.9 | -5.4 | 0.2 | -13.4 | 0.6 | -4.4 | 1.1 | -4.4 | -9.4 | -11.7 | -1.9 | -3.8 | 22.4 | 7.4 | 7.2 | -10 | 6.5 | 6.1 | 2.2 | -4.4 | 3 | -6.6 | 7.8 | 1.7 | 15.6 | 13.3 | 0.3 | -6.6 | 6.7 | -0.6 | 8.5 | 4.3 | -10.5 | -12.8 | 1.5 | 0.6 | 0 | -4.4 | -15 | -17.8
-11 | -13 | -7.2 | -8.9 | 6.7 | -3.3 | 6.7 | 4.4 | 1.3 | -7.6 | 13.3 | 3.3 | 3 | 2 | 16.6 | 5.6 | 13.9 | 8.9 | 8.9 | 4.4 | 12 | 4.7 | 18.9 | 5 | 3.3 | -3.9 | 2.8 | -9 | 17 | 8 | 21.1 | 9.7 | 23.3 | 12.2 | 15.9 | 15 | 19.4 | 6.7 | -2.8 | -20 | 27.2 | 20 | -12.2 | -15 | 8.2 | 2.9 | -2.2 | -6.1 | -1.1 | -2.2 | -11.1 | -13.3 | 0.4 | -2.6 | 19.4 | 9.4 | 22.2 | 18.9 | -2.8 | -12.2 | -18 | -21 | 1.5 | -4.8 | -2.4 | -10.2 | -3.9 | -10 | 0.6 | -1.1 | -6 | -9.6 | -25 | -33.3 | -15.6 | -21.7 | 5 | -1.1 | 3.3 | 2.2 | 6.1 | 0 | 12.2 | 10.6 | 13.3 | -6.1 | -17.8 | -25 | 3.9 | 3.9 | 21.1 | 15.6 | -4.6 | -20.4 | -18.9 | -23.3 | -10 | -19.4 | 3.3 | -5 | 5.2 | 0.2 | 15 | -8.8 | 7.3 | -1.4 | 8.3 | 6.7 | 7.9 | -4.9 | 1.5 | -4.4 | 6.7 | -4.4 | 6.7 | -0.6 | -5 | -7.2 | -5 | -12 | 6.1 | 2.2 | 5.6 | 1.9 | 0.6 | -5.6 | 3.9 | 1.1 | 2 | -1 | 11.1 | -3.7 | 1.5 | -12.7 | 2.8 | -3.9 | 2.8 | -4.4 | -9.4 | -11.1 | 0 | -2.2 | 24.4 | 0 | 8.3 | -10 | 6.7 | 6.1 | 3.3 | -5 | 3.9 | -7.8 | 9.4 | 2.2 | 17.2 | 13.9 | 1.3 | -6 | 8.3 | -1.1 | 9.3 | 4.7 | -8.3 | -11.1 | 1.8 | 0.5 | 3.3 | -7.2 | -14.6 | -17.7
-11 | -12 | -7.2 | -8.9 | 6.7 | -3.1 | 6.9 | 4.6 | 2.6 | -8.9 | 15.6 | 2.8 | 4 | 2 | 19.4 | 5 | 13.9 | 8.9 | 10 | 4.4 | 13.3 | 3.3 | 18.9 | 5.6 | 5 | -3.9 | 3.3 | -8.9 | 18 | 8 | 23.3 | 8.3 | 23.9 | 13.3 | 16.1 | 15.6 | 19.4 | 6.7 | -1.7 | -19.4 | 27.2 | 19.4 | -10.4 | -12.9 | 9.6 | 3.1 | -2.2 | -6.1 | -0.6 | -1.7 | -10.5 | -12.6 | 1.1 | -2.8 | 20.3 | 8.7 | 21.8 | 18 | -1.7 | -12.2 | -20 | -22 | 2.8 | -5 | -1.1 | -10.6 | -3.3 | -10 | 2.2 | 0.6 | -5.6 | -9.4 | -24.3 | -32.1 | -15 | -21.7 | 5.7 | -0.3 | 2.8 | 1.1 | 7.2 | -0.2 | 10.7 | 9.6 | 13.9 | -6.1 | -16.7 | -25 | 4.4 | 4.4 | 21.1 | 15 | -3.9 | -23.3 | -18.3 | -22.8 | -8.9 | -17.9 | 6.7 | -5.6 | 6.1 | 0.6 | 15.6 | -11.1 | 10.6 | -1.1 | 8.3 | 7.2 | 9.4 | -5.6 | 2.8 | -5 | 7.2 | -3.9 | 5 | 2.2 | -4.4 | -6.8 | -5 | -12 | 8.3 | 2.8 | 7.8 | 1.7 | 1.7 | -5.6 | 3.9 | 1.1 | 3 | -1 | 13.3 | -2.2 | 2.8 | -13.9 | 3.9 | -1.7 | 4.4 | -5.6 | -8.9 | -11.1 | 1.3 | -1.7 | 25.2 | -1.4 | 8.9 | -10 | 7.6 | 6.7 | 5 | -4.4 | 4.6 | -7 | 10.6 | 2.2 | 19.4 | 13.9 | 2.2 | -6.1 | 8.9 | -2.8 | 10 | 5 | -7.6 | -10.3 | 2.2 | 0.6 | 4.4 | -6.7 | -14.3 | -18
-10 | -12 | -7.2 | -8.9 | 6.7 | -3.1 | 7 | 4.5 | 3.9 | -11.7 | 16.7 | 1.1 | 6 | 3 | 20.2 | 5.5 | 14.4 | 8.9 | 10.6 | 4.4 | 13.5 | 3.9 | 18.3 | 8.3 | 6.1 | -3.3 | 3.9 | -9.4 | 16 | 9 | 23.3 | 8.2 | 23.3 | 12.8 | 17.2 | 16.4 | 19.4 | 6.1 | 0 | -17.8 | 27.8 | 19.4 | -8.5 | -10.9 | 11.1 | 3.3 | -1.7 | -6.1 | 0 | -1.7 | -10 | -12.4 | 1.3 | -1.9 | 21.3 | 7.6 | 21.5 | 17.1 | -1.7 | -12.2 | -20 | -23 | 2.4 | -4.4 | -1.3 | -9.4 | -2.8 | -10 | 3.3 | 0.6 | -5.4 | -9 | -23.5 | -31.7 | -15 | -21.1 | 6.5 | 0.4 | 2.2 | 0 | 8.3 | -0.4 | 9.3 | 8.7 | 14.4 | -6.1 | -15.6 | -23.9 | 4.4 | 4.4 | 21.1 | 15.6 | -3.5 | -21.3 | -17.8 | -22.2 | -7.8 | -17.6 | 7.2 | -6.1 | 6.3 | 1.2 | 15.6 | -9.7 | 11.9 | 0 | 8.9 | 7.2 | 9.6 | -4.9 | 3 | -3.9 | 7.8 | -3.3 | 5.6 | 4.4 | -3.9 | -6.9 | -4 | -10 | 11.1 | 1.7 | 7.4 | 1.2 | 3.3 | -6.1 | 3.9 | 1.1 | 3 | -1 | 13.5 | -0.2 | 3.9 | -12.4 | 4.4 | -1.1 | 5.6 | -3.3 | -8.9 | -10.6 | 2.6 | -1.5 | 25.9 | -3.2 | 10 | -11.1 | 8.5 | 7.1 | 6.1 | -5 | 5.4 | -7.2 | 11.1 | 2.8 | 20.6 | 13.3 | 2.6 | -5.3 | 9.4 | 0.6 | 9.6 | 4.6 | -6.8 | -9.6 | 2.4 | 0.8 | 3.9 | -8.3 | -13.9 | -18.9
-10 | -11 | -7.2 | -9.4 | 6.7 | -3.9 | 7.2 | 4.4 | 3.7 | -10.2 | 17.2 | 0.6 | 6 | 3 | 20.9 | 5.3 | 14.4 | 8.9 | 11.7 | 3.3 | 13.7 | 4 | 17.2 | 7.8 | 5.6 | -2.8 | 4.1 | -8.6 | 16 | 9 | 23.3 | 8.6 | 22.8 | 13.9 | 18.3 | 17 | 21.1 | 6.1 | 0.6 | -17.8 | 27.2 | 19.4 | -6.7 | -9.4 | 11.7 | 3.7 | -1.1 | -5.6 | 0 | -2.2 | -9.4 | -12.2 | 1.5 | -1.4 | 22.2 | 6.1 | 21.1 | 16.1 | -2.2 | -11.7 | -21 | -23 | 2.1 | -4.7 | -1.5 | -9.6 | -2.2 | -10 | 3.3 | 0.6 | -5.2 | -9 | -22.8 | -32.2 | -15 | -20.6 | 7.2 | 1.1 | 1.7 | 0 | 9.4 | -1.1 | 7.8 | 7.8 | 13.9 | -2.8 | -14.4 | -23.9 | 5 | 5 | 19.4 | 15 | -3.2 | -22.1 | -16.7 | -21.1 | -6.7 | -18.3 | 7.8 | -6.1 | 6.5 | 1.8 | 15.6 | -10.5 | 13.1 | 0.5 | 8.9 | 7.8 | 9.8 | -4.7 | 3.1 | -3.7 | 7.8 | -2.8 | 6.7 | 6.7 | -3.3 | -7.2 | -5 | -11 | 12.2 | 3.3 | 7.1 | 0.7 | 3.3 | -5.6 | 3.3 | 0.6 | 3 | -1 | 13.7 | 1.7 | 5 | -12.4 | 5 | 0 | 6.7 | -4.4 | -8.9 | -11.1 | 3.9 | -1.7 | 26.7 | -6.1 | 10.6 | -11.1 | 9.4 | 7.8 | 7.2 | -4.4 | 6.1 | -8.9 | 11.7 | 3.3 | 21.1 | 12.8 | 2.9 | -5.3 | 9.4 | -0.6 | 9.3 | 4.3 | -6.1 | -9.4 | 2.6 | 1 | 3.9 | -10 | -14.5 | -18.8
-10 | -13 | -7.2 | -10 | 6.3 | -3 | 7 | 4.5 | 3.5 | -10.4 | 17.8 | 0 | 6 | 3 | 21.7 | 5.6 | 15 | 8.3 | 11.1 | 3.9 | 13.9 | 4.4 | 16.7 | 7.2 | 2.8 | -3.3 | 4.2 | -9.1 | 16 | 10 | 23.3 | 8.9 | 22.8 | 13.9 | 19.4 | 17.8 | 21.1 | 7.2 | 0.6 | -18.9 | 26.7 | 18.9 | -7.2 | -9.5 | 12.2 | 3.7 | -1.7 | -5.6 | 0.6 | -2.2 | -9.8 | -12.2 | 1.7 | -1.1 | 20.5 | 6.5 | 20.2 | 14.6 | -1.7 | -12.2 | -21 | -24 | 1.7 | -5.6 | -1.7 | -10.6 | -2.2 | -10 | 3.3 | 0.6 | -5 | -9.4 | -23.3 | -31.6 | -14.4 | -20.6 | 6.8 | 0.9 | 1.7 | -1.1 | 8.9 | -0.6 | 6.1 | 5.7 | 13.9 | -2.8 | -14.4 | -24.4 | 5.6 | 5.6 | 18.3 | 14.4 | -2.8 | -24.4 | -16.1 | -20.6 | -6.9 | -17.1 | 7.8 | -5.6 | 6.7 | 2.2 | 15.6 | -11.7 | 14.4 | 1.1 | 8.9 | 7.8 | 10 | -5.6 | 3.3 | -3.9 | 7.8 | -1.7 | 7.8 | 7.2 | -3.9 | -7.4 | -5 | -12 | 12.2 | 3.3 | 6.7 | 0 | 2.8 | -6.1 | 3.3 | 0 | 3 | -1 | 13.9 | 3.3 | 6.1 | -14.4 | 4.4 | 0.6 | 6.7 | -3.3 | -8.9 | -11.1 | 3.7 | -1.6 | 24.3 | 2.5 | 10.6 | -11.1 | 9.2 | 7.3 | 7.8 | -5.6 | 5.7 | -7.6 | 11.1 | 2.2 | 21.1 | 12.8 | 3.3 | -6.1 | 8.3 | -1.7 | 8.9 | 3.9 | -5.9 | -8.3 | 2.8 | 1.1 | 3.9 | -13.3 | -15 | -19.1
-10 | -13 | -7.2 | -10 | 6 | -2.7 | 6.9 | 4.6 | 3.3 | -11.7 | 17.2 | 0 | 5 | 4 | 19.1 | 5.9 | 13.9 | 8.3 | 10 | 4.4 | 13 | 5.2 | 15 | 5 | 1.1 | -3.3 | 4.4 | -10.6 | 15 | 11 | 21.1 | 10.6 | 22.2 | 14.4 | 19.6 | 17.8 | 21.1 | 6.1 | 0.6 | -18.9 | 26.1 | 18.9 | -7.8 | -9.9 | 12.8 | 3.9 | -1.7 | -5.6 | 1.7 | -2.2 | -10.2 | -12.3 | 1.1 | -1.3 | 18.9 | 6.7 | 19.2 | 13.2 | -2.2 | -12.2 | -24 | -28 | 0.9 | -4.9 | -3.4 | -9.9 | -2.8 | -10 | 3.3 | 0 | -6.5 | -10.1 | -23.9 | -31.7 | -14.4 | -20 | 6.5 | 0.8 | 1.7 | -1.7 | 8.3 | -0.2 | 4.5 | 3.8 | 12.2 | -2.8 | -15.6 | -24.4 | 5.6 | 5.6 | 17.2 | 13.3 | -3.5 | -22.4 | -15.6 | -19.4 | -7 | -16.6 | 4.4 | -3.9 | 5 | 1.3 | 13.7 | -11.1 | 11.1 | 1.1 | 8.9 | 7.8 | 9.3 | -4.8 | 3.7 | -2.4 | 8.3 | -1.1 | 8.9 | 7.2 | -4.4 | -7.9 | -6 | -10 | 10.6 | 3.3 | 5.9 | -0.1 | 2.2 | -6.1 | 3.3 | -0.6 | 3 | -1 | 13.3 | 5.2 | 4.3 | -10.8 | 7.2 | 2.8 | 6.7 | -3.3 | -8.3 | -10.6 | 3.5 | -1.8 | 21.8 | 6.9 | 10 | -11.1 | 9.1 | 7.1 | 7.2 | -5 | 5.4 | -7.8 | 7.8 | 2.8 | 20 | 12.8 | 3.1 | -5.6 | 8.3 | -1.1 | 8.2 | 3.3 | -5.8 | -7.8 | 2.6 | 1.1 | 1.7 | -12.2 | -15.6 | -20
-12 | -15 | -7.8 | -10.6 | 5.6 | -2.8 | 6.7 | 4.4 | 0 | -9.6 | 16.7 | 0.6 | 5 | 4 | 16.5 | 6.1 | 13.3 | 8.3 | 8.3 | 3.9 | 12 | 5.9 | 11.7 | 5 | -1.7 | -3.3 | 2.9 | -7.2 | 13 | 11 | 18.9 | 11.7 | 21.1 | 13.9 | 19.8 | 17.8 | 20 | 2.8 | 0 | -18.9 | 25 | 18.9 | -8.3 | -10.6 | 10.2 | 3.5 | -1.1 | -4.4 | 1.1 | -2.8 | -10.6 | -12.8 | 0.6 | -1.6 | 17.2 | 6.7 | 18.3 | 11.7 | -3.3 | -12.2 | -25 | -30 | 0.2 | -4.8 | -5 | -10.5 | -3.9 | -10 | 2.2 | 1.1 | -7.9 | -11.2 | -24.4 | -32.8 | -14.4 | -20 | 6.1 | 0.6 | 1.7 | -1.7 | 7.8 | 0 | 2.8 | 1.7 | 11.1 | -2.8 | -17.2 | -25.6 | 5.6 | 5.6 | 16.7 | 13.9 | -4.3 | -22 | -15.6 | -18.9 | -7.2 | -17.8 | 1.7 | -0.6 | 3.4 | 0.1 | 11.9 | -11 | 7.7 | 0.2 | 8.3 | 7.8 | 8.5 | -4.7 | 4 | -1.4 | 7.2 | 1.1 | 8.9 | 7.8 | -5 | -8.9 | -7 | -12 | 6.7 | 2.2 | 5.2 | -0.2 | 1.7 | -6.1 | 2.8 | -1.1 | 3 | -2 | 12.8 | 7.1 | 2.4 | -10.2 | 5 | 2.2 | 5.6 | -3.9 | -7.8 | -10 | 3.3 | -2.2 | 19.4 | 8.9 | 8.3 | -11.1 | 8.9 | 6.7 | 6.1 | -3.9 | 5 | -8.9 | 6.1 | 2.2 | 17.8 | 12.8 | 3 | -5.7 | 6.7 | -2.8 | 7.4 | 2.5 | -5.6 | -7.2 | 2.4 | 1.1 | -1.7 | -8.9 | -16.5 | -20
-13 | -16 | -7.8 | -10.6 | 5.4 | -1.7 | 6.5 | 4.5 | -3.4 | -10.5 | 15 | 1.1 | 6 | 3 | 13.9 | 5.6 | 13.3 | 7.8 | 7.2 | 4.4 | 11.1 | 6.1 | 8.9 | 3.9 | -3.3 | -4.4 | 1.5 | -5.8 | 13 | 11 | 16.7 | 12.2 | 20.6 | 14.4 | 20 | 17.8 | 17.2 | 2.2 | -1.1 | -19.4 | 23.9 | 19.4 | -9.6 | -11 | 7.6 | 2.7 | -1.1 | -5 | 0.6 | -2.2 | -11.9 | -13.7 | 0 | -2.2 | 16.1 | 6.3 | 17.9 | 11.7 | -3.9 | -13.3 | -27 | -32 | -0.6 | -5.6 | -6.7 | -11.7 | -3.9 | -10 | 1.7 | 0.6 | -9.4 | -12.8 | -25 | -31.5 | -13.9 | -19.4 | 5.4 | 1.5 | 1.7 | -1.7 | 7.6 | -0.3 | 1.9 | 0.1 | 10.6 | -2.8 | -18.3 | -25.6 | 6.1 | 5.6 | 16.1 | 13.9 | -5 | -23.9 | -15.6 | -21.1 | -7.4 | -17 | 1.7 | -0.6 | 1.7 | -1.1 | 10 | -13.3 | 4.4 | -1.1 | 8.3 | 7.8 | 7.8 | -5.6 | 4.4 | -0.6 | 6.7 | 2.8 | 8.9 | 8.3 | -5.4 | -8.6 | -9 | -14 | 3.3 | 0.6 | 4.4 | -0.6 | 0.6 | -4.4 | 2.8 | -2.2 | 2 | -2 | 12.2 | 8.3 | 0.6 | -11.1 | 1.7 | -1.1 | 5 | -3.9 | -7.8 | -10 | 1.8 | -2.9 | 17.4 | 9.8 | 6.1 | -11.1 | 8.5 | 6.8 | 5.6 | -1.7 | 4.4 | -6.3 | 4.4 | 1.7 | 17.2 | 12.8 | 2.8 | -6.7 | 6.7 | -2.8 | 6.7 | 1.7 | -5.8 | -7.5 | 2.2 | 1.1 | -4.4 | -6.7 | -17.4 | -20.3
-15 | -17 | -8.3 | -11.1 | 5.2 | -0.9 | 6.3 | 4.5 | -6.7 | -12.2 | 13.9 | 1.1 | 6 | 3 | 12.2 | 5.6 | 13.3 | 8.3 | 6.7 | 4.4 | 10.9 | 6.7 | 6.7 | 3.3 | -4.4 | -4.4 | 0 | -5.6 | 13 | 9 | 15.8 | 12.4 | 20 | 14.4 | 19.6 | 17.8 | 15 | 0.6 | -1.1 | -20 | 23.9 | 18.9 | -10.9 | -11.8 | 5 | 1.7 | -1.1 | -5.6 | 0 | -3.3 | -13.1 | -14.7 | 0 | -2 | 15 | 5.5 | 17.6 | 11.7 | -4.4 | -15 | -28 | -32 | -0.8 | -5 | -7.1 | -11.1 | -3.9 | -10 | 2.2 | 1.1 | -9.4 | -12 | -25.5 | -31.3 | -13.9 | -18.9 | 4.6 | 2.1 | 1.1 | -2.2 | 7.4 | -0.9 | 0.9 | -1.2 | 11.1 | -2.8 | -19.4 | -26.7 | 6.1 | 6.1 | 16.7 | 13.9 | -5.6 | -22.1 | -15.6 | -20 | -7.6 | -17.2 | 1.7 | -0.6 | 1.5 | -0.8 | 9.3 | -12.3 | 3.7 | -0.9 | 7.8 | 7.8 | 7.2 | -4 | 4.4 | 0 | 7.2 | 3.3 | 8.9 | 8.9 | -5.7 | -8.4 | -8 | -13 | 2.2 | 0 | 4.4 | -0.5 | 0 | -4.4 | 1.7 | -2.2 | 3 | -2 | 12.2 | 9.1 | -0.5 | -8.6 | -1.1 | -5.6 | 4.4 | -3.9 | -8.9 | -10.6 | 0.4 | -3.9 | 15.3 | 9.9 | 5.6 | -10 | 8.2 | 7.2 | 5.6 | -2.8 | 3.9 | -4.9 | 3.9 | 1.1 | 16.7 | 12.2 | 2.8 | -5.8 | 5 | -3.3 | 5.8 | 1.5 | -5.9 | -8 | 2 | 0.8 | -2.8 | -10.6 | -18.3 | -21.1
-12 | -15 | -8.3 | -10.6 | 5 | -0.6 | 6.1 | 4.4 | -8.2 | -12.2 | 12.2 | 1.1 | 6 | 3 | 10.6 | 5.4 | 13.3 | 7.8 | 5.6 | 3.9 | 10.8 | 7 | 5.6 | 2.8 | -4.4 | -5 | -0.2 | -5.7 | 12 | 9 | 14.8 | 12.3 | 19.4 | 15 | 19.3 | 17.8 | 14.4 | -1.1 | -1.7 | -20.6 | 23.3 | 18.9 | -12.2 | -12.8 | 4.1 | 1.5 | -1.7 | -5.6 | 0 | -3.3 | -14.4 | -16.1 | 0 | -2 | 13.9 | 5 | 17.2 | 11.7 | -6.1 | -17.2 | -30 | -33 | -0.9 | -5 | -7.4 | -11.1 | -4.4 | -9.4 | 2.8 | 1.7 | -9.4 | -11.6 | -26.1 | -31.7 | -13.3 | -18.9 | 3.9 | 2.8 | 0.6 | -2.8 | 7.2 | -1.7 | 0 | -2.8 | 11.7 | -2.8 | -20 | -26.7 | 6.7 | 6.7 | 17.2 | 14.4 | -6.1 | -21.7 | -15 | -21.7 | -7.8 | -18.9 | 1.1 | -1.1 | 1.3 | -0.5 | 8.5 | -12.3 | 2.9 | -1.3 | 8.3 | 7.8 | 6.7 | -3.4 | 4.4 | 0.5 | 7.8 | 5 | 10 | 9.4 | -6.1 | -8.9 | -7 | -10 | 1.7 | -0.6 | 4.4 | -0.5 | 0 | -4.4 | 1.1 | -2.2 | 3 | -3 | 12.2 | 9.8 | -1.7 | -8.1 | -3.9 | -7.8 | 4.4 | -4.4 | -8.9 | -10.6 | -1.1 | -5.6 | 13.3 | 10 | 5.6 | -10 | 7.8 | 7.2 | 5 | -2.8 | 3.3 | -4.4 | 3.3 | 1.1 | 16.1 | 12.2 | 2.8 | -5.8 | 3.9 | -3.9 | 4.8 | 0.9 | -6.1 | -8.9 | 1.9 | 0.7 | -2.8 | -11.1 | -19.4 | -22.4
-16 | -18 | -8.3 | -11.1 | 4.8 | 0 | 6.3 | 4.6 | -9.6 | -12.8 | 11.1 | 1.1 | 6 | 3 | 8.9 | 5 | 13.3 | 7.2 | 6.7 | 4.4 | 10.6 | 7.2 | 5 | 2.8 | -5 | -6.1 | -0.4 | -6.6 | 11 | 9 | 13.9 | 12.2 | 18.9 | 14.4 | 18.9 | 17.8 | 13.3 | -0.6 | -2.8 | -19.4 | 22.8 | 19.4 | -12.6 | -13 | 3.1 | 1.3 | -1.7 | -5 | 0 | -3.3 | -15 | -16.5 | 0 | -2.2 | 13 | 4.4 | 16.7 | 10.6 | -7.2 | -19.4 | -30 | -33 | -1.1 | -5.6 | -7.8 | -11.7 | -5 | -9.4 | 3.3 | 2.2 | -9.4 | -11.7 | -27 | -31.9 | -13.3 | -18.3 | 3.7 | 2.7 | 0 | -2.8 | 6.1 | 0.6 | -0.6 | -3.4 | 12.2 | -2.2 | -19.4 | -26.1 | 7.2 | 7.2 | 17.2 | 14.4 | -6.7 | -23.3 | -15 | -18.9 | -7.4 | -16.3 | -0.6 | -1.7 | 1.1 | -0.6 | 7.8 | -14.4 | 2.2 | -1.7 | 8.3 | 7.8 | 6.1 | -3.3 | 4.4 | 1.1 | 8.3 | 5 | 10.6 | 10 | -6.3 | -8.7 | -7 | -8 | 0.6 | -1.1 | 4.4 | -0.6 | 0 | -5 | 1.1 | -2.8 | 3 | -3 | 12.2 | 10.6 | -2.8 | -8.3 | -5.6 | -10 | 3.9 | -3.9 | -8.9 | -10 | -2 | -5.4 | 13.9 | 10.2 | 2.2 | -10 | 7.6 | 7 | 5 | -2.8 | 2.9 | -2.9 | 3.3 | 0.6 | 15.6 | 12.2 | 2.8 | -6.7 | 4.4 | -2.2 | 3.9 | 0.6 | -6.1 | -8.4 | 1.7 | 0.6 | -2.2 | -11.1 | -20.6 | -24.1
-16 | -17 | -8.3 | -11.1 | 4.6 | 0.2 | 6.5 | 4.8 | -11.1 | -13.9 | 10.6 | 1.1 | 5 | 3 | 7.6 | 4.6 | 13.3 | 7.2 | 5.6 | 4.4 | 9.5 | 6.4 | 4.4 | 2.9 | -5.6 | -6.1 | -0.6 | -8.3 | 11 | 9 | 13.5 | 11.9 | 18.3 | 14.4 | 19.5 | 18.5 | 11.1 | -2.8 | -2.8 | -20.6 | 22.2 | 18.9 | -12.9 | -13.3 | 2.2 | 1.1 | -1.7 | -5 | -0.6 | -3.3 | -15.5 | -17 | -0.2 | -2 | 12 | 4 | 16.1 | 9.6 | -8.3 | -19.4 | -31 | -37 | -1.7 | -5.7 | -8.5 | -11.7 | -5 | -9.4 | 3.3 | 2.2 | -9 | -11 | -28 | -33.1 | -13.3 | -18.3 | 3.5 | 2.8 | -0.6 | -2.8 | 5 | 2.2 | -1.1 | -4.2 | 11.7 | -2.2 | -19.4 | -25.6 | 7.2 | 7.2 | 17.2 | 14.4 | -7.8 | -20.9 | -15 | -18.3 | -7.1 | -14.8 | -0.6 | -1.7 | 1.5 | -0.2 | 7.4 | -12.1 | 0.9 | -2 | 8.3 | 7.8 | 5.5 | -2.9 | 4.8 | 1.6 | 8.3 | 5.6 | 11.1 | 10 | -6.5 | -8.9 | -6 | -8 | 0 | -1.7 | 4 | -0.3 | 0 | -5 | 1.1 | -2.2 | 2 | -3 | 11.8 | 10.2 | -3.2 | -8.2 | -7.8 | -11.1 | 3.3 | -3.9 | -8.9 | -10.6 | -3 | -5.9 | 14.4 | 10.5 | 3.9 | -10 | 7.4 | 6.8 | 5 | -2.8 | 2.6 | -1.7 | 2.8 | 0.6 | 15.6 | 12.8 | 2.8 | -5.8 | 3.9 | -1.7 | 3.5 | 0.4 | -6.1 | -8.2 | 1.5 | 0.5 | -2.8 | -11.1 | -21.7 | -26.1
-16 | -17 | -9.4 | -12.2 | 4.4 | 0.6 | 6.7 | 5 | -10.9 | -13.4 | 8.9 | 1.7 | 6 | 4 | 6.3 | 4 | 13.3 | 7.2 | 5.6 | 3.9 | 8.3 | 5.4 | 3.9 | 2.9 | -5.6 | -6.1 | -1.5 | -7.1 | 11 | 9 | 13.2 | 11.6 | 18.3 | 13.9 | 20 | 19.4 | 10.6 | -1.7 | -3.9 | -20.6 | 22.2 | 18.9 | -13.3 | -13.9 | 2.6 | 1.1 | -1.7 | -5.6 | 0 | -3.3 | -16.1 | -17.8 | -0.4 | -1.9 | 11.1 | 3.3 | 15.6 | 8.3 | -8.9 | -20 | -31 | -35 | -2.2 | -5.8 | -9.3 | -12.4 | -6.1 | -10 | 3.3 | 2.2 | -8.7 | -10.7 | -28.9 | -34.4 | -12.8 | -17.8 | 3.3 | 2.8 | -1.1 | -2.8 | 3.9 | 3.3 | -1.7 | -5.6 | 11.1 | -2.2 | -20 | -26.1 | 7.8 | 7.8 | 16.7 | 14.4 | -8.9 | -20.3 | -14.4 | -17.8 | -6.7 | -14.4 | -0.6 | -1.7 | 1.8 | -0.3 | 7.1 | -11.8 | -0.4 | -2.8 | 8.3 | 8.3 | 5 | -2.9 | 5.2 | 2.4 | 8.3 | 5 | 11.7 | 11.1 | -6.7 | -9.4 | -6 | -8 | -1.1 | -2.8 | 3.7 | -0.1 | 0 | -5 | 0.6 | -2.2 | 4 | -3 | 11.5 | 10.3 | -3.5 | -8.7 | -8.3 | -12.2 | 2.2 | 1.7 | -8.9 | -10.6 | -3.9 | -6.7 | 15 | 10.6 | 1.1 | -9.4 | 7.2 | 6.7 | 4.4 | -3.9 | 2.2 | -1.1 | 2.2 | 0 | 16.1 | 12.8 | 2.8 | -5.8 | 3.9 | -3.3 | 3.2 | 0.2 | -6.1 | -8.3 | 1.3 | 0.6 | -3.9 | -11.1 | -22.1 | -26
-16 | -17 | -10 | -12.8 | 4.6 | 0.9 | 6.7 | 5 | -10.8 | -13.3 | 4.4 | 0 | 5 | 4 | 5 | 3.3 | 13.3 | 7.2 | 5 | 3.9 | 7.2 | 4.4 | 3.3 | 3 | -5.6 | -6.1 | -2.4 | -6.9 | 10 | 9 | 12.8 | 11.1 | 17.2 | 14.4 | 20.6 | 20 | 9.4 | -0.6 | -4.4 | -21.1 | 21.7 | 19.4 | -14.1 | -14.4 | 2.9 | 1.1 | -1.7 | -5.6 | -1.1 | -3.3 | -16.1 | -17.6 | -0.6 | -2.2 | 10 | 3.7 | 14.7 | 7.3 | -8.9 | -20.6 | -31 | -36 | -2.8 | -6.2 | -10 | -13.3 | -8.3 | -11.7 | 2.8 | 2.8 | -8.3 | -10.6 | -29.5 | -34.5 | -12.8 | -17.8 | 3.1 | 2.1 | -1.1 | -3.3 | 3.7 | 3.1 | -2.2 | -6.4 | 11.1 | -1.7 | -20.6 | -26.7 | 8.3 | 8.3 | 17.8 | 14.4 | -10 | -21.1 | -13.9 | -17.8 | -6.3 | -13 | -3.3 | -4.4 | 2.2 | 0 | 6.7 | -12.8 | -1.7 | -3.9 | 8.9 | 8.9 | 4.4 | -3.3 | 5.6 | 2.8 | 8.3 | 5.6 | 11.7 | 6.1 | -7.1 | -9.2 | -6 | -8 | -1.1 | -2.8 | 3.3 | 0 | 0 | -5 | 0.6 | -2.2 | 3 | -3 | 11.1 | 10 | -3.9 | -10 | -10.6 | -14.4 | 2.8 | -3.9 | -8.3 | -10 | -4.5 | -6.7 | 14.8 | 10.8 | -1.1 | -10 | 7.2 | 6.6 | 4.4 | -2.8 | 2 | -1 | 1.7 | 0 | 16.1 | 12.8 | 2.8 | -6.7 | 3.3 | -3.3 | 2.8 | 0 | -5.9 | -7.9 | 1.1 | 0.6 | -3.3 | -11.1 | -22.4 | -26
-16 | -18 | -10.6 | -13.9 | 4.8 | 1.3 | 6.7 | 5 | -10.6 | -13.3 | 4.4 | 0.6 | 5 | 4 | 4.1 | 2.6 | 12.8 | 7.2 | 4.4 | 3.3 | 6.7 | 4.4 | 2.8 | 2.8 | -5.6 | -6.1 | -3.3 | -7.2 | 10 | 9 | 12.8 | 11.2 | 17.2 | 13.9 | 20.4 | 19.9 | 8.9 | -1.1 | -4.4 | -22.8 | 21.7 | 19.4 | -14.8 | -14.9 | 3.3 | 1.1 | -1.7 | -5 | -0.6 | -3.3 | -16.1 | -17.6 | -0.8 | -2.1 | 8.9 | 3.9 | 13.7 | 6.1 | -8.9 | -20.6 | -31 | -35 | -3 | -6.3 | -10.7 | -13.3 | -10.6 | -12.8 | 3.3 | 2.8 | -9.1 | -10.9 | -30 | -35.1 | -12.2 | -17.2 | 3 | 1.7 | -1.1 | -2.8 | 3.5 | 2.9 | -2.8 | -7.8 | 11.7 | -1.7 | -20.6 | -26.7 | 8.3 | 8.3 | 17.2 | 15 | -11.1 | -19 | -13.3 | -17.2 | -6 | -12.6 | -3.9 | -5 | 2 | 0 | 6.1 | -10.7 | -1.9 | -3.8 | 9.4 | 9.4 | 4.2 | -2.7 | 6.5 | 3.1 | 8.3 | 6.1 | 12.8 | 6.7 | -7.4 | -9.1 | -6 | -7 | -1.7 | -3.3 | 2.8 | 0 | 0.6 | -4.4 | 0.6 | -2.8 | 2 | -4 | 10.5 | 9.8 | -3.2 | -9.9 | -11.7 | -15.6 | 1.7 | -1.7 | -8.3 | -11.1 | -5 | -6.7 | 14.6 | 11 | -0.6 | -9.4 | 7.2 | 6.6 | 4.4 | -1.7 | 1.9 | -0.9 | 2.2 | 0 | 15.6 | 12.8 | 3 | -5.9 | 3.3 | -3.3 | 2.1 | -0.4 | -5.8 | -7.8 | 0.9 | 0.3 | -3.9 | -11.7 | -22.8 | -26.7
-18 | -20 | -11.1 | -14.4 | 5 | 1.7 | 6.7 | 5 | -11.3 | -13.9 | 5 | 0.6 | 6 | 4 | 3.1 | 1.8 | 12.8 | 7.2 | 3.9 | 3.3 | 6.1 | 4.1 | 2.2 | 2.2 | -5.6 | -6.1 | -3.7 | -7.1 | 10 | 9 | 12.8 | 11.2 | 17.2 | 13.9 | 20.2 | 19.7 | 8.9 | -0.6 | -5 | -21.7 | 21.7 | 20 | -15.6 | -15.6 | 3.3 | 1.3 | -1.7 | -5 | 0 | -3.3 | -16.1 | -17.8 | -0.9 | -2 | 7.8 | 3.9 | 12.8 | 5 | -9.4 | -20.6 | -31 | -36 | -3.1 | -6.5 | -11.5 | -13.8 | -10 | -11.7 | 3.3 | 2.8 | -9.8 | -11.4 | -30.6 | -36.1 | -12.2 | -12.2 | 2.8 | 1.1 | -1.7 | -3.3 | 3.3 | 2.8 | -3.3 | -10 | 10.6 | 0 | -21.7 | -27.2 | 8.3 | 8.3 | 16.7 | 15 | -12.2 | -18.6 | -13.3 | -18.3 | -5.6 | -12.8 | -2.2 | -3.9 | 1.9 | 0.4 | 5.6 | -10.6 | -2 | -3.9 | 9.4 | 8.3 | 4.1 | -2.6 | 7.4 | 3.3 | 9.4 | 7.2 | 12.2 | 6.7 | -7.8 | -9.4 | -5 | -7 | -1.1 | -2.2 | 2.2 | 0 | 0.6 | -5 | 0.6 | -2.8 | 2 | -4 | 10 | 9.7 | -2.4 | -10.9 | -13.9 | -17.2 | 1.7 | -2.2 | -7.8 | -10 | -5.6 | -7.2 | 14.4 | 11.1 | -1.1 | -9.4 | 7.2 | 6.7 | 3.9 | 0 | 1.7 | -1.1 | 2.2 | 0 | 16.1 | 12.8 | 3.1 | -5.8 | 2.2 | -3.3 | 1.3 | -1 | -5.6 | -7.8 | 0.8 | 0.2 | -3.3 | -11.7 | -23.2 | -26.8
-17 | -20 | -11.1 | -13.9 | 4.8 | 2 | 6.7 | 5.2 | -12.1 | -15 | 6.1 | 0.6 | 6 | 4 | 2.2 | 1.1 | 12.8 | 7.8 | 4.4 | 3.3 | 5.6 | 3.9 | 2.8 | 2.8 | -4.4 | -5.6 | -4 | -7 | 10 | 9 | 12.8 | 11.1 | 17.8 | 13.9 | 20 | 19.4 | 7.8 | -1.1 | -5 | -21.1 | 21.7 | 20.6 | -16.1 | -16.8 | 3.3 | 1.5 | -1.7 | -5 | 0 | -3.3 | -16.7 | -18 | -1.1 | -2.2 | 8 | 3.7 | 11.9 | 4.4 | -9.4 | -20.6 | -31 | -36 | -3.3 | -6.6 | -12.2 | -14.4 | -8.3 | -10.6 | 2.8 | 2.8 | -10.6 | -12.2 | -31.5 | -36.4 | -12.2 | -17.2 | 0 | -2.1 | -1.7 | -3.9 | 3.1 | 2.5 | -4.1 | -9.6 | 11.1 | -0.6 | -21.7 | -27.2 | 8.9 | 8.9 | 16.7 | 15 | -13.3 | -18.9 | -13.3 | -16.7 | -5.2 | -11.6 | -2.8 | -4.4 | 1.7 | 0.6 | 5 | -11.7 | -2.2 | -4.4 | 9.4 | 8.3 | 3.9 | -2.8 | 8.3 | 3.3 | 9.4 | 7.2 | 12.2 | 12.2 | -8.5 | -9.8 | -5 | -7 | -1.7 | -3.3 | 1.7 | 0 | 0.6 | -4.4 | 0.6 | -2.8 | 3 | -4 | 9.4 | 9.4 | -1.7 | -13.3 | -14.4 | -18.9 | 1.1 | -2.2 | -8.3 | -10 | -4.8 | -6.3 | 14.6 | 12 | -2.8 | -9.4 | 7.2 | 6.3 | 2.2 | 0.6 | 1.5 | -0.8 | 1.7 | 0 | 16.1 | 12.8 | 3.3 | -6.7 | 1.1 | -3.3 | 0.6 | -1.7 | -6.1 | -8.1 | 0.6 | 0 | -3.9 | -12.2 | -23.5 | -27.4
-16 | -18 | -10.6 | -13.9 | 4.6 | 2.5 | 6.7 | 5.5 | -12.8 | -16.1 | 2.8 | -0.6 | 7 | 5 | 2.4 | 0.8 | 12.8 | 7.2 | 3.3 | 2.8 | 6 | 4 | 3.3 | 3.2 | -4.4 | -5.6 | -4.4 | -7.8 | 9 | 8 | 13.2 | 11.8 | 17.2 | 13.9 | 20 | 19.7 | 7.2 | -3.9 | -5 | -20.6 | 21.7 | 20 | -16.7 | -17.9 | 3.3 | 1.7 | -1.7 | -5.6 | -0.6 | -3.3 | -17.2 | -18.3 | -0.9 | -1.9 | 8.1 | 3.2 | 10.9 | 3.5 | -10 | -20.6 | -31 | -35 | -3.1 | -6.8 | -11.3 | -13.5 | -7.8 | -10.6 | 2.8 | 2.8 | -10.2 | -11.6 | -32.4 | -37.3 | -12.2 | -17.2 | -2.8 | -5.3 | -1.1 | -4.4 | 3 | 2.4 | -4.8 | -10.1 | 11.1 | 0 | -22.8 | -28.3 | 8.9 | 8.9 | 16.7 | 15 | -12.9 | -17.7 | -13.3 | -15 | -4.8 | -11 | -3.9 | -5.6 | 1.3 | 0.1 | 5 | -10.3 | -2.9 | -4.7 | 9.4 | 8.3 | 3.9 | -2.2 | 8.7 | 4.1 | 9.4 | 7.8 | 11.7 | 11.7 | -9.3 | -10.5 | -5 | -8 | -3.3 | -5 | 0.9 | -0.3 | 1.1 | -3.9 | 0.6 | -2.2 | 2 | -3 | 9.6 | 9.5 | -1.7 | -12.3 | -15 | -20 | 1.7 | -2.2 | -8.3 | -10.6 | -4.1 | -5.6 | 14.8 | 12.7 | -1.7 | -10 | 7.2 | 5.9 | 1.7 | 1.7 | 1.3 | -0.5 | 2.2 | 0 | 15.6 | 12.8 | 2.9 | -6 | 2.2 | -3.9 | 0.4 | -1.7 | -6.7 | -8.7 | 0.6 | -0.1 | -5 | -12.2 | -23.9 | -28.3
-10 | -13 | -11.1 | -14.4 | 4.4 | 2.8 | 6.7 | 5.6 | -12.8 | -15.6 | 3.3 | 0 | 7 | 5 | 2.6 | 0.3 | 12.8 | 7.2 | 3.3 | 2.8 | 6.3 | 4 | 4.4 | 3.3 | -5 | -5.6 | -4.6 | -7.6 | 9 | 8 | 13.5 | 12.3 | 15.6 | 13.3 | 20 | 19.9 | 6.7 | -5.6 | -5.6 | -20.6 | 21.7 | 20.6 | -17.2 | -19.4 | 2.9 | 1.3 | -2.2 | -5.6 | -0.6 | -3.9 | -17.8 | -18.9 | -0.8 | -1.8 | 8.3 | 2.8 | 10 | 2.8 | -10.6 | -20.6 | -30 | -36 | -3 | -7 | -10.3 | -12.6 | -7.2 | -10 | 2.8 | 2.8 | -9.8 | -11.2 | -33.3 | -38.3 | -11.7 | -16.7 | -5.6 | -8.9 | -2.2 | -4.4 | 2.8 | 2.2 | -5.6 | -11.1 | 10.6 | 0 | -23.3 | -29.4 | 8.9 | 8.9 | 16.7 | 15 | -12.6 | -17.1 | -13.3 | -15.6 | -4.4 | -11.7 | -4.4 | -6.1 | 1 | -0.1 | 5 | -9.9 | -3.7 | -5.3 | 10 | 9.4 | 3.9 | -2 | 9 | 4.8 | 9.4 | 7.2 | 10.6 | 8.9 | -10 | -11.1 | -5 | -8 | -3.9 | -6.1 | 0.2 | -0.7 | 0 | -2.2 | 0.6 | -2.2 | 2 | -3 | 9.8 | 9.4 | -1.7 | -12.8 | -16.7 | -22.2 | 2.8 | -3.3 | -8.9 | -11.1 | -3.3 | -5 | 15 | 13.3 | -1.7 | -10.6 | 7.2 | 5.6 | 1.1 | 1.1 | 1.1 | -0.6 | 2.8 | 0.6 | 15.6 | 12.8 | 2.6 | -6.2 | 2.2 | -3.9 | 0.2 | -2.1 | -7.2 | -9.4 | 0.6 | -0.3 | -5 | -12.8 | -24.5 | -28.3
-9 | -13 | -11.7 | -15.6 | 5 | 3 | 7.2 | 6 | -12.8 | -15.4 | 1.7 | -0.6 | 7 | 6 | 2.8 | 0 | 12.8 | 7.2 | 3.3 | 2.8 | 6.7 | 3.9 | 5 | 3.5 | -5 | -5.6 | -4.8 | -8.1 | 9 | 8 | 13.9 | 12.8 | 15 | 12.8 | 20 | 20 | 6.1 | -6.1 | -5.6 | -20 | 21.7 | 20.6 | -17.2 | -19 | 2.6 | 1 | -2.2 | -5.6 | -0.6 | -3.9 | -17.4 | -18.7 | -0.6 | -1.7 | 8.7 | 2.7 | 10.6 | 3.2 | -10.6 | -20.6 | -30 | -36 | -2.8 | -7.2 | -9.4 | -12.2 | -7.2 | -10 | 2.8 | 2.8 | -9.4 | -11.1 | -32.8 | -37.5 | -11.1 | -15.6 | -7.3 | -11 | -1.1 | -3.9 | -0.4 | -1.4 | -5.6 | -10.7 | 10.6 | 0.6 | -23.9 | -29.4 | 9.4 | 9.4 | 17.2 | 15 | -12.2 | -17.2 | -13.9 | -17.2 | -4 | -10.5 | -2.8 | -6.1 | 0.6 | -0.6 | 5 | -11.1 | -4.4 | -6.1 | 8.9 | 8.3 | 3.9 | -2.2 | 9.4 | 5.6 | 9.4 | 7.8 | 11.1 | 9.4 | -9.6 | -10.8 | -5 | -8 | -3.9 | -5.6 | -0.6 | -1.1 | 0 | -1.7 | 0.6 | -2.8 | 2 | -3 | 10 | 9.4 | -1.7 | -14.4 | -17.2 | -22.2 | 2.8 | -2.2 | -9.4 | -11.7 | -2.6 | -4.7 | 15.9 | 14.1 | -4.4 | -10.6 | 7.2 | 4.9 | 0.6 | 0.6 | 1.3 | -0.3 | 3.3 | 1.1 | 15.6 | 13.3 | 2.2 | -7.2 | 1.1 | -4.4 | 0 | -2.8 | -7.2 | -9.3 | 0.6 | -0.6 | -3.9 | -12.8 | -25 | -28.6
-11 | -15 | -15 | -18.3 | 5.5 | 3.2 | 7.8 | 6.3 | -12.8 | -15.6 | 2.2 | -0.6 | 7 | 6 | 6.1 | 1.8 | 12.8 | 8.3 | 3.9 | 3.3 | 7.1 | 3.9 | 5.6 | 3.3 | -4.4 | -5 | -5 | -8.9 | 11 | 8 | 16.1 | 13.6 | 16.1 | 12.8 | 20.2 | 19.9 | 6.1 | -4.4 | -5.6 | -19.4 | 21.7 | 19.4 | -17.2 | -18.8 | 2.2 | 0.6 | -2.2 | -5.6 | -0.6 | -3.9 | -17.1 | -18.7 | 0 | -1.4 | 9 | 2.3 | 11.1 | 3.2 | -10 | -20.6 | -31 | -36 | -1.3 | -5.9 | -7.7 | -10.8 | -6.7 | -10 | 3.3 | 2.8 | -8.9 | -10.6 | -32.2 | -36.8 | -11.7 | -15 | -8.9 | -13.5 | -0.6 | -3.9 | -3.5 | -5 | -5.6 | -10.9 | 11.1 | 0.6 | -22.8 | -28.3 | 10 | 10 | 17.8 | 15 | -10 | -16.2 | -14.4 | -17.8 | -3.7 | -10.4 | -4.4 | -6.7 | 2.4 | 0.3 | 6.3 | -9.7 | -0.9 | -3.7 | 6.1 | 5 | 4.6 | -1.2 | 10.2 | 6.2 | 10 | 7.8 | 10.6 | 10 | -9.3 | -10.6 | -5 | -7 | -3.3 | -5 | 0.5 | -0.4 | 0 | -1.1 | 0.6 | -2.8 | 3 | -3 | 10.4 | 9.2 | -1.1 | -12.9 | -18.3 | -22.8 | 3.9 | -2.8 | -9.4 | -11.7 | -1.8 | -4.6 | 16.9 | 14.9 | -1.1 | -9.4 | 7.2 | 4.2 | 0 | 0 | 1.5 | -0.1 | 4.4 | 2.2 | 15.6 | 13.3 | 2.8 | -6.3 | 1.1 | -3.9 | 0.2 | -2.2 | -7.2 | -9.5 | 0.6 | -0.5 | -2.8 | -12.8 | -25.6 | -29.4
-12 | -15 | -16.7 | -23.9 | 6.1 | 3.3 | 8.3 | 6.7 | -7.4 | -12.4 | 5 | 0 | 8 | 6 | 9.5 | 3.3 | 12.8 | 7.8 | 6.1 | 4.4 | 7.4 | 3.6 | 6.1 | 4.4 | -3.3 | -3.9 | -3 | -7.8 | 14 | 9 | 18.4 | 14.1 | 19.4 | 13.9 | 20.4 | 19.6 | 8.3 | -2.8 | -4.4 | -18.9 | 22.2 | 19.4 | -17.2 | -18.9 | 2.4 | 0.6 | -1.7 | -5.6 | -0.6 | -3.9 | -16.7 | -18.9 | 0.5 | -1.5 | 9.4 | 2.2 | 11.7 | 3.3 | -9.4 | -20.6 | -30 | -35 | 0.2 | -5.3 | -6.1 | -9.9 | -7.2 | -10 | 2.8 | 2.8 | -8.3 | -10.4 | -31.7 | -36.7 | -11.7 | -15 | -10.6 | -16.7 | 1.1 | -2.8 | -6.7 | -8.9 | -5.6 | -11.7 | 12.2 | 1.1 | -20 | -25 | 10 | 10 | 19.4 | 15.6 | -7.8 | -16.4 | -13.9 | -21.1 | -3.3 | -11.1 | 0 | -2.8 | 4.3 | 1 | 7.6 | -10 | 2.6 | -2.2 | 5 | 3.9 | 5.4 | -0.6 | 10.9 | 6.7 | 11.1 | 9.4 | 10 | 5 | -8.9 | -10.6 | -5 | -7 | -1.7 | -2.8 | 1.7 | 0.4 | 0.6 | -1.1 | 0.6 | -2.8 | 3 | -2 | 10.7 | 8.7 | -0.6 | -13 | -18.3 | -22.8 | 3.3 | -1.1 | -9.4 | -11.7 | -1.1 | -5 | 17.8 | 15.6 | 1.7 | -8.3 | 7.2 | 3.3 | 0.6 | 0.6 | 1.7 | 0 | 3.9 | 1.7 | 16.1 | 13.9 | 3.3 | -6.7 | 2.2 | -2.8 | 0.4 | -2 | -7.2 | -10 | 0.6 | -0.5 | 0 | -13.3 | -23.4 | -27.4
-7 | -11 | -17.2 | -22.8 | 6.8 | 3.8 | 8.9 | 6.9 | -2.1 | -10.8 | 8.3 | 1.1 | 8 | 6 | 12.8 | 4.4 | 12.8 | 7.8 | 8.9 | 6.1 | 7.8 | 3.3 | 10 | 6.1 | -2.8 | -3.3 | -0.9 | -7.5 | 17 | 10 | 20.6 | 14.4 | 21.7 | 15.6 | 20.6 | 19.4 | 11.7 | 0 | -2.8 | -18.3 | 23.9 | 20.6 | -15.2 | -16.7 | 2.6 | 0.5 | -1.7 | -5.6 | -0.6 | -3.3 | -13.7 | -16.3 | 1.1 | -1.7 | 11.3 | 2.1 | 13.4 | 3.2 | -8.9 | -20 | -28 | -33 | 1.7 | -5.6 | -4.4 | -9.4 | -7.2 | -10 | 3.3 | 3.3 | -7.8 | -10.6 | -28.7 | -33.4 | -11.1 | -13.3 | -10.8 | -18.1 | 2.8 | -2.2 | -7.6 | -9.9 | -3.7 | -10 | 12.8 | 1.1 | -18.3 | -23.9 | 13.3 | 13.3 | 20 | 16.1 | -5.6 | -18.3 | -15 | -19.4 | -2 | -9.8 | 2.2 | -2.8 | 6.1 | 1.7 | 8.9 | -11.1 | 6.1 | -1.1 | 2.8 | 2.2 | 6.1 | 0 | 11.7 | 7.2 | 11.1 | 8.9 | 10.6 | 4.4 | -7 | -9.3 | -4 | -6 | 0.6 | -0.6 | 2.8 | 1.1 | 0.6 | -1.1 | 0.6 | -2.8 | 3 | -2 | 11.1 | 8.3 | 0 | -14.4 | -17.8 | -24.4 | 2.8 | 0 | -8.9 | -11.7 | 1.9 | -3.7 | 18.9 | 14.6 | 4.4 | -8.9 | 6.1 | 1.6 | 0.6 | 0.6 | 2.2 | 0.4 | 5 | 2.2 | 15.6 | 14.4 | 3.9 | -7.8 | 3.3 | -1.1 | 0.6 | -2.2 | -6.3 | -8.6 | 0.6 | -0.6 | 1.1 | -14.4 | -21.1 | -25.4
-6 | -11 | -17.2 | -21.1 | 7.6 | 4.2 | 9.4 | 7 | 3.3 | -12.2 | 11.7 | 1.7 | 9 | 6 | 14.8 | 5.1 | 13.9 | 6.7 | 10.6 | 5 | 8.5 | 3.6 | 12.2 | 6.1 | -2.8 | -3.9 | 1.1 | -8.3 | 18 | 10 | 21.7 | 14.1 | 23.9 | 14.4 | 20.8 | 17.2 | 13.9 | 3.3 | -0.6 | -18.3 | 26.1 | 20 | -13.1 | -14.6 | 2.8 | 0.6 | -1.1 | -5.6 | 0.6 | -3.3 | -10.8 | -14.1 | 2.4 | -0.6 | 13.1 | 1.1 | 15 | 2.2 | -7.8 | -20 | -27 | -35 | 2.2 | -4.6 | -2.9 | -7.7 | -6.7 | -10 | 3.3 | 3.3 | -7.2 | -9.6 | -25.8 | -30.6 | -10 | -13.3 | -10.9 | -20.5 | 5 | -2.8 | -8.5 | -11.2 | -1.9 | -9.3 | 12.8 | 1.1 | -15 | -21.1 | 13.9 | 12.2 | 20.6 | 16.1 | -4.1 | -16.9 | -15 | -21.1 | -0.7 | -9.3 | 4.4 | -3.9 | 5.9 | 0.2 | 10 | -10.1 | 7.2 | -1.3 | 1.7 | 1.1 | 7.2 | 2.3 | 12.2 | 7.1 | 11.1 | 9.4 | 10.6 | 3.3 | -5.2 | -8.2 | -4 | -7 | 5.6 | 1.7 | 4.6 | 1.4 | 1.1 | -0.6 | 1.7 | -3.3 | 4 | -2 | 11.7 | 6.4 | 1.3 | -12.8 | -16.1 | -23.9 | 2.8 | 1.1 | -7.8 | -12.2 | 4.8 | -3.5 | 20 | 13.5 | 6.1 | -9.4 | 5 | -0.2 | 0.6 | 0.6 | 2.8 | 0.8 | 5 | 2.8 | 15.6 | 15 | 4.3 | -5.3 | 6.1 | -1.7 | 1.1 | -1.4 | -5.3 | -7.5 | 1 | -0.3 | 3.3 | -14.4 | -18.9 | -24.4
-6 | -12 | -16.7 | -20.6 | 8.3 | 4.4 | 10 | 7.2 | 3.7 | -10.9 | 13.3 | 1.7 | 8 | 6 | 16.9 | 5.9 | 14.4 | 7.8 | 12.2 | 5.6 | 9.3 | 3.5 | 13.9 | 5 | -2.2 | -2.8 | 2.8 | -7.3 | 18 | 9 | 22.8 | 13.6 | 24.4 | 14.4 | 20.9 | 14.8 | 16.1 | 5.6 | 1.7 | -17.8 | 26.7 | 20.6 | -11.1 | -12.8 | 4.1 | -0.4 | -1.1 | -5.6 | 1.7 | -2.8 | -7.8 | -12.2 | 3.7 | 0.2 | 15 | 0 | 16.7 | 1.1 | -6.7 | -18.9 | -26 | -32 | 2.8 | -4.1 | -1.5 | -6.6 | -6.7 | -10 | 3.3 | 3.3 | -6.7 | -9.1 | -22.8 | -28.3 | -9.4 | -12.8 | -11.1 | -25 | 6.7 | -2.8 | -9.4 | -12.8 | 0 | -9.4 | 13.9 | 1.1 | -13.9 | -21.7 | 13.9 | 10.6 | 21.7 | 16.1 | -2.6 | -17.3 | -15 | -21.7 | 0.6 | -10.6 | 6.7 | -5.6 | 5.8 | -1 | 11.1 | -10.4 | 8.3 | -1.6 | 1.7 | 1.1 | 8.3 | 4.5 | 12.8 | 6.9 | 12.8 | 9.4 | 8.3 | 1.7 | -3.3 | -7.8 | -3 | -8 | 8.3 | 2.8 | 6.5 | 1.6 | 1.1 | -0.6 | 1.1 | -4.4 | 3 | -2 | 12.2 | 4.2 | 2.6 | -12.6 | -15.6 | -23.3 | 3.9 | 2.8 | -7.8 | -12.2 | 7.8 | -4.4 | 21.1 | 11.7 | 7.8 | -10 | 3.9 | -2.2 | 1.1 | 1.1 | 3.3 | 1.1 | 5 | 2.8 | 16.1 | 15.6 | 4.6 | -4.1 | 7.8 | -1.7 | 1.7 | -0.9 | -4.4 | -6.7 | 1.3 | -0.1 | 5.6 | -14.4 | -17.4 | -23.4
-2 | -6 | -15 | -22.8 | 8.5 | 4.7 | 12 | 7.7 | 4 | -10.7 | 15.6 | 1.1 | 9 | 7 | 18.9 | 6.1 | 14.4 | 7.8 | 12.8 | 6.1 | 10 | 3.3 | 15 | 3.3 | -1.7 | -3.9 | 4.4 | -7.1 | 17 | 9 | 23.9 | 12.8 | 24.4 | 14.4 | 21.1 | 11.7 | 18.9 | 7.2 | 3.3 | -16.1 | 27.2 | 20 | -9.6 | -11.3 | 5.4 | -1.9 | -1.1 | -5.6 | 1.7 | -2.2 | -6.5 | -10.9 | 5 | 1.1 | 15.7 | -0.1 | 16.9 | 0.9 | -5.6 | -18.9 | -25 | -31 | 3.3 | -4.4 | 0 | -6.1 | -7.2 | -10 | 3.9 | 3.3 | -6.1 | -8.9 | -21.1 | -26.8 | -9.4 | -12.8 | -10.2 | -22.7 | 7.8 | -3.3 | -9.2 | -13.2 | 0.9 | -8.1 | 15 | 3.3 | -10.6 | -19.4 | 13.3 | 8.3 | 21.7 | 16.1 | -1.1 | -20 | -15 | -20.6 | 0.6 | -8.9 | 7.8 | -7.8 | 5.6 | -2.8 | 12.2 | -12.2 | 9.4 | -2.8 | 0.6 | 0 | 9.4 | 6.7 | 13.3 | 6.7 | 12.2 | 8.9 | 7.8 | 2.2 | -2.4 | -6.8 | -3 | -8 | 11.1 | 3.3 | 8.3 | 1.7 | 1.1 | -0.6 | 1.1 | -5 | 4 | -3 | 12.8 | 1.1 | 3.9 | -14.4 | -14.4 | -23.9 | 3.9 | 2.2 | -7.2 | -11.7 | 9.1 | -3.9 | 22.6 | 10.1 | 9.4 | -10 | 3.5 | -2.7 | 1.7 | 1.7 | 4.6 | 1.4 | 3.3 | 1.1 | 17.8 | 15 | 5 | -3.3 | 7.8 | -1.1 | 2.2 | -0.6 | -3.3 | -5.2 | 1.7 | 0 | 7.8 | -12.8 | -15.9 | -22.9
1 | -3 | -15.6 | -21.1 | 8.7 | 4.9 | 14.1 | 7.9 | 4.4 | -12.2 | 16.1 | -0.6 | 10 | 7 | 19.6 | 6 | 14.4 | 8.3 | 13.3 | 6.1 | 10.2 | 3.5 | 16.1 | 6.1 | -0.6 | -4.4 | 6.1 | -8.3 | 19 | 8 | 24.6 | 12.3 | 23.9 | 16.7 | 21.1 | 10.3 | 19.4 | 7.8 | 3.3 | -13.9 | 28.9 | 18.3 | -8.2 | -10 | 6.7 | -4.4 | -1.1 | -5 | 1.7 | -2.2 | -5.2 | -9.8 | 5 | 1.3 | 16.5 | -0.6 | 17 | 1 | -4.4 | -18.3 | -25 | -30 | 3.5 | -3.7 | -0.2 | -5.1 | -7.2 | -10.6 | 4.4 | 3.3 | -5.7 | -8.6 | -19.5 | -26.2 | -8.9 | -12.2 | -9.2 | -22.2 | 8.3 | -2.8 | -9.1 | -14.2 | 1.9 | -8.1 | 15 | 3.9 | -10.6 | -19.4 | 14.4 | 7.8 | 21.1 | 15.6 | -0.5 | -17.6 | -15 | -21.1 | 0.6 | -8.4 | 7.2 | -8.3 | 3.4 | -1.5 | 12.6 | -11.2 | 8.9 | -3.2 | -0.6 | -0.6 | 9.4 | 7 | 13.5 | 6.9 | 10.6 | 6.7 | 7.2 | 2.2 | -1.5 | -6.4 | -3 | -8 | 12.8 | 2.8 | 8.5 | 1.2 | 1.1 | -1.1 | 0.6 | -6.1 | 4 | -1 | 11.9 | 1.2 | 4.5 | -12.8 | -13.3 | -22.2 | 4.4 | 3.3 | -7.2 | -11.7 | 10.4 | -3.9 | 24.1 | 7.3 | 10 | -10 | 3.2 | -3.8 | 2.8 | 2.8 | 5.9 | 1.6 | 3.3 | 1.7 | 17.2 | 15 | 4.6 | -2 | 8.3 | -2.2 | 2.8 | -1.4 | -2.2 | -3.8 | 1.5 | 0 | 7.2 | -12.2 | -14.4 | -23.9
1 | -3 | -14.4 | -24.4 | 8.9 | 5 | 16.1 | 7.8 | 4.2 | -10.2 | 17.2 | -1.1 | 11 | 7 | 20.4 | 5.6 | 13.9 | 10 | 15 | 6.7 | 10.4 | 3.4 | 15 | 0 | -0.6 | -4.4 | 6.1 | -6.3 | 19 | 8 | 25.4 | 12 | 23.9 | 17.2 | 21.1 | 8.4 | 19.4 | 8.3 | 3.9 | -15.6 | 28.3 | 18.9 | -6.7 | -8.9 | 6.1 | -4.4 | -1.1 | -5 | 1.7 | -2.2 | -3.9 | -9.4 | 5 | 1.5 | 17.2 | -1.1 | 17.2 | 0.6 | -3.3 | -18.3 | -25 | -30 | 3.7 | -3.6 | -0.4 | -4.8 | -6.7 | -10.6 | 3.9 | 3.9 | -5.4 | -8.9 | -17.8 | -26.1 | -8.9 | -12.2 | -8.3 | -22.8 | 9.4 | -3.9 | -8.9 | -16.1 | 2.8 | -8.9 | 15.6 | 4.4 | -10.6 | -19.4 | 13.9 | 6.7 | 20.6 | 16.1 | 0 | -17.7 | -15.6 | -21.7 | 0.6 | -9.4 | 7.8 | -7.8 | 1.1 | -1.4 | 12.9 | -11 | 8.3 | -4.6 | -0.6 | -1.1 | 9.4 | 7.4 | 13.7 | 7 | 11.1 | 5.6 | 6.7 | 2.2 | -0.6 | -6.7 | -3 | -8 | 13.9 | 2.8 | 8.7 | 0.6 | 1.1 | -1.1 | 0.6 | -4.4 | 4 | 1 | 10.9 | 1.2 | 5 | -12.4 | -12.2 | -22.2 | 5 | 3.3 | -7.2 | -12.2 | 11.7 | -5 | 25.6 | 3.3 | 10 | -10 | 2.8 | -5.6 | 2.8 | 2.8 | 7.2 | 1.7 | 3.3 | 1.1 | 15.6 | 15.6 | 4.3 | -1.1 | 10 | -0.6 | 3.3 | -2.5 | -1.1 | -2.8 | 1.3 | 0 | 7.8 | -11.7 | -15 | -23.1
1 | -2 | -14.4 | -23.9 | 8.9 | 5.3 | 15.5 | 7.6 | 4.1 | -9.2 | 18.9 | -1.1 | 9 | 7 | 21.1 | 5.6 | 13.3 | 10 | 13.9 | 6.1 | 10.6 | 3.3 | 15.6 | 1.7 | -1.7 | -4.4 | 6.1 | -5.2 | 18 | 9 | 26.1 | 11.1 | 23.3 | 17.8 | 21.1 | 6.7 | 19.4 | 8.9 | 5 | -17.8 | 27.2 | 20 | -7.2 | -9.3 | 5.6 | -4.8 | -1.1 | -5 | 1.7 | -1.7 | -4.1 | -8.4 | 5 | 1.7 | 15.9 | -0.7 | 16.1 | 1.4 | -2.8 | -18.3 | -25 | -31 | 3.9 | -3.9 | -0.6 | -5 | -6.1 | -10 | 3.9 | 3.3 | -5 | -9.4 | -18.9 | -26 | -8.9 | -11.7 | -9.2 | -22.2 | 9.4 | -4.4 | -9.3 | -15.9 | 2.2 | -7.8 | 16.1 | 3.9 | -10.6 | -19.4 | 14.4 | 5.6 | 18.9 | 16.1 | 0.6 | -20 | -16.1 | -22.2 | 0.6 | -8.1 | 7.8 | -8.3 | -1.1 | -1.7 | 13.3 | -12.8 | 7.8 | -6.7 | -1.1 | -1.7 | 9.4 | 7.8 | 13.9 | 7.2 | 10 | 3.9 | 6.7 | 2.2 | -1.1 | -6 | -4 | -8 | 14.4 | 2.8 | 8.9 | 0 | 0.6 | -1.7 | 0 | -5 | 3 | 2 | 10 | 1.1 | 5.6 | -13.9 | -12.2 | -20.6 | 5 | 3.3 | -7.8 | -12.2 | 10.9 | -4.2 | 23.5 | 3.4 | 11.1 | -10 | 2.4 | -5.9 | 2.8 | 2.8 | 7 | 1.9 | 2.8 | 1.7 | 13.9 | 13.9 | 3.9 | -0.6 | 10 | -0.6 | 3.9 | -4.4 | -2.4 | -4.5 | 1.1 | 0 | 7.2 | -11.7 | -15.5 | -23.6
2 | -2 | -15.6 | -20.6 | 8.9 | 5.5 | 15 | 7.1 | 3.9 | -10 | 18.9 | -1.7 | 9 | 8 | 18.9 | 5.4 | 12.8 | 8.9 | 13.3 | 6.7 | 10.2 | 3.5 | 13.3 | 4.4 | -1.7 | -4.4 | 6.1 | -5 | 17 | 11 | 24.1 | 11.8 | 22.8 | 18.3 | 19.6 | 7.7 | 20 | 8.3 | 5 | -17.8 | 26.1 | 20 | -7.8 | -10.2 | 5 | -6.1 | -1.1 | -5 | 1.1 | -1.7 | -4.2 | -7.7 | 4.8 | 2.3 | 14.6 | -0.9 | 15 | 1.5 | -2.8 | -18.9 | -25 | -30 | 4.1 | -1.7 | -0.6 | -4.5 | -6.1 | -10 | 2.2 | 1.7 | -5.6 | -8.9 | -20 | -26.5 | -8.3 | -11.7 | -10.2 | -22.7 | 8.9 | -5 | -9.6 | -16.4 | 1.7 | -7.7 | 16.1 | 3.9 | -12.2 | -20 | 13.3 | 5 | 18.3 | 16.1 | -0.5 | -17.2 | -16.7 | -22.8 | 0.6 | -8.1 | 5.6 | -8.3 | -1.1 | -2.5 | 10.9 | -11.8 | 5.9 | -6.2 | -1.7 | -2.2 | 9.6 | 7.9 | 12.6 | 7.1 | 8.9 | 3.3 | 6.1 | 1.7 | -1.7 | -6.4 | -5 | -8 | 12.8 | 3.3 | 7.8 | 0.3 | 0.6 | -1.7 | -0.6 | -6.1 | 4 | 2 | 8.1 | 0.6 | 4.8 | -11.3 | -12.2 | -21.7 | 4.4 | 2.8 | -7.8 | -12.2 | 10.2 | -3.7 | 21.5 | 3.2 | 11.1 | -10 | 2.1 | -6.9 | 2.8 | 2.8 | 6.9 | 2.2 | 3.3 | 1.1 | 11.1 | 10.6 | 4.3 | -0.1 | 9.4 | -0.6 | 3.2 | -3.6 | -3.7 | -6.2 | 1.1 | -0.2 | 5.6 | -11.7 | -16.1 | -25
0 | -3 | -20 | -25.6 | 8.9 | 5.6 | 14.4 | 6.7 | 1.1 | -8.5 | 17.8 | -3.9 | 8 | 7 | 16.6 | 5 | 12.8 | 8.9 | 11.7 | 5.6 | 9.8 | 3.3 | 12.2 | 5.6 | -2.8 | -5 | 3.9 | -3.2 | 16 | 9 | 22 | 12.3 | 22.8 | 18.3 | 18.2 | 8.5 | 20 | 8.9 | 4.4 | -17.2 | 25 | 19.4 | -8.3 | -11.1 | 4.3 | -4.8 | -1.1 | -5 | 1.1 | -1.1 | -4.4 | -7.8 | 4.6 | 2.8 | 13.3 | -1.1 | 13.9 | 1.7 | -3.3 | -18.9 | -26 | -30 | 4.2 | 0 | -0.6 | -4.5 | -6.1 | -10 | 0.6 | 0 | -6.1 | -8.7 | -21.1 | -27.8 | -8.3 | -11.7 | -11.1 | -25 | 7.2 | -5.6 | -10 | -17.8 | 1.1 | -8.9 | 15 | 4.4 | -13.3 | -20.6 | 8.3 | 3.3 | 17.2 | 15 | -1.7 | -17.4 | -18.3 | -23.3 | 0.6 | -9.4 | 2.8 | -7.8 | -1.1 | -3.5 | 8.5 | -12.3 | 4.1 | -6.5 | -2.2 | -3.3 | 9.8 | 8.1 | 11.3 | 7.1 | 8.3 | 3.3 | 6.1 | 2.2 | -2.2 | -7.2 | -5 | -8 | 6.1 | 1.7 | 6.7 | 0.1 | 0.6 | -1.1 | -1.1 | -5 | 4 | 3 | 6.3 | 0.2 | 4.1 | -10.6 | -13.3 | -21.7 | 5 | 3.3 | -8.3 | -12.2 | 9.4 | -4.4 | 19.4 | 2.8 | 8.3 | -10.6 | 1.7 | -9.4 | 2.8 | 2.8 | 6.7 | 2.2 | 3.3 | 1.1 | 10 | 9.4 | 4.6 | 0.2 | 7.8 | -1.1 | 2.4 | -3.5 | -5 | -8.3 | 1.1 | -0.3 | 3.9 | -10.6 | -17 | -24.2
-1 | -3 | -21.1 | -26.7 | 8.7 | 5.6 | 13.1 | 5.5 | -1.6 | -8.8 | 16.1 | -1.7 | 8 | 7 | 14.4 | 4.4 | 12.2 | 8.9 | 10.6 | 5.6 | 9.4 | 3.3 | 10.6 | 6.7 | -4.4 | -5.6 | 1.6 | -2.6 | 14 | 12 | 20 | 12.2 | 22.2 | 18.3 | 16.7 | 8.9 | 19.4 | 9.4 | 4.4 | -16.1 | 23.9 | 20 | -9.1 | -11.2 | 3.5 | -4.6 | -1.1 | -5 | 0.6 | -1.1 | -4.6 | -6.8 | 4.4 | 3.3 | 11.6 | 0.1 | 12.2 | 2.1 | -3.9 | -19.4 | -28 | -32 | 4.4 | 1.7 | -0.6 | -5 | -6.1 | -10 | 0 | -0.6 | -6.7 | -8.9 | -20.7 | -26.8 | -8.9 | -11.7 | -11.8 | -23.2 | 5.6 | -5 | -10.7 | -17.6 | 0.2 | -7.8 | 14.4 | 3.9 | -13.9 | -20.6 | 6.7 | 2.2 | 17.2 | 15.6 | -2.8 | -18.9 | -21.7 | -25.6 | 0 | -7.9 | 1.7 | -7.8 | -1.1 | -5 | 6.1 | -15 | 2.2 | -8.3 | -2.8 | -4.4 | 10 | 8.3 | 10 | 6.7 | 7.8 | 3.3 | 5 | 1.7 | -2.2 | -6.4 | -6 | -8 | 3.3 | 0 | 5.6 | 0 | 1.1 | -1.1 | -1.7 | -5 | 4 | 3 | 4.4 | -0.6 | 3.3 | -11.1 | -15 | -20.6 | 5 | 3.3 | -8.3 | -12.2 | 7.2 | -3.2 | 17.2 | 3.5 | 6.7 | -10 | 0.9 | -8.9 | 2.8 | 2.8 | 5.6 | 2.6 | 3.3 | 1.7 | 8.9 | 8.9 | 5 | 0.6 | 7.2 | -3.3 | 1.7 | -3.9 | -4.8 | -8 | 1.1 | -0.6 | 4.4 | -11.1 | -18 | -24.5
-2 | -6 | -20.6 | -26.1 | 8.5 | 5.6 | 11.9 | 4.6 | -4.4 | -10.6 | 15 | -1.1 | 9 | 7 | 12.4 | 4.4 | 11.7 | 8.9 | 8.3 | 5.6 | 8.7 | 3.7 | 10 | 8.9 | -3.3 | -5.6 | -0.6 | -2.8 | 14 | 13 | 18.7 | 12.3 | 21.7 | 18.3 | 15.6 | 8.6 | 18.9 | 10 | 3.9 | -15 | 23.9 | 19.4 | -9.8 | -11.6 | 2.8 | -5 | -1.1 | -5 | 0.6 | -1.1 | -4.8 | -6.4 | 4.2 | 3.3 | 10 | 0.8 | 10.6 | 1.9 | -4.4 | -18.9 | -30 | -33 | 4.4 | 2.4 | -0.8 | -4.5 | -6.1 | -9.4 | 0 | 0 | -6.1 | -8.1 | -20.4 | -26.3 | -8.9 | -12.2 | -12.6 | -23.4 | 3.9 | -3.9 | -11.5 | -18.4 | -0.8 | -7.8 | 13.9 | 3.9 | -16.7 | -23.3 | 5.6 | 1.7 | 16.7 | 15.6 | -3 | -17.3 | -22.8 | -25.6 | -0.5 | -8 | 1.1 | -8.3 | -2.4 | -5.3 | 5.5 | -13.5 | 2 | -7.5 | -3.3 | -6.1 | 10 | 8.3 | 9.1 | 5.5 | 7.2 | 2.8 | 3.9 | 0 | -2.2 | -6.2 | -6 | -9 | 2.2 | -0.6 | 6 | -0.1 | 1.1 | -0.6 | -1.7 | -6.1 | 3 | 2 | 3.7 | -0.8 | 2.9 | -10.2 | -16.1 | -19.4 | 4.4 | 3.3 | -8.3 | -12.2 | 5 | -3.1 | 15 | 4.1 | 5 | -10.6 | 0.2 | -9.2 | 3.3 | 3.3 | 4.4 | 2.7 | 1.7 | -0.6 | 7.2 | 7.2 | 5.2 | 0.9 | 6.7 | -3.3 | 0.6 | -3.6 | -4.6 | -7.9 | 0.7 | -0.9 | 0.6 | -11.1 | -18.9 | -25.6
-2 | -5 | -21.1 | -26.7 | 8.3 | 5.6 | 10.6 | 3.3 | -5.5 | -10.1 | 13.3 | -1.1 | 9 | 7 | 10.3 | 3.8 | 11.1 | 8.3 | 7.2 | 5.6 | 7.9 | 3.8 | 10 | 9.4 | -3.9 | -6.1 | -0.4 | -3.1 | 14 | 13 | 17.4 | 11.9 | 20 | 17.2 | 14.4 | 8.2 | 18.3 | 10.6 | 3.9 | -15 | 22.8 | 19.4 | -10.6 | -12.2 | 2.4 | -4.2 | -1.1 | -5 | 0.6 | -1.1 | -5 | -6.1 | 4.1 | 3.4 | 8.3 | 1.1 | 8.9 | 1.7 | -5 | -18.3 | -30 | -33 | 4.4 | 3.1 | -0.9 | -4.5 | -5.6 | -7.8 | -0.6 | -1.7 | -5.6 | -7.5 | -20 | -26.7 | -8.9 | -12.8 | -13.3 | -24.4 | 2.8 | -3.3 | -12.2 | -20 | -1.7 | -8.9 | 13.9 | 3.9 | -16.1 | -22.2 | 5.6 | 1.7 | 17.2 | 16.1 | -3.1 | -17 | -22.2 | -26.1 | -1.1 | -8.9 | 0.6 | -7.8 | -3.7 | -6 | 5 | -13.4 | 1.9 | -7.5 | -3.9 | -6.7 | 10 | 8.3 | 8.1 | 4.1 | 6.7 | 3.3 | 3.9 | -0.6 | -2.2 | -6.7 | -7 | -9 | 2.2 | 0 | 6.3 | -0.2 | 1.1 | -0.6 | -1.7 | -6.7 | 3 | 2 | 2.9 | -1.1 | 2.6 | -10.1 | -16.7 | -21.7 | 4.4 | 3.3 | -8.9 | -12.2 | 2.8 | -3.9 | 12.8 | 3.9 | 2.2 | -9.4 | -0.6 | -11.1 | 3.3 | 3.3 | 3.3 | 2.8 | 1.7 | -1.1 | 6.1 | 6.1 | 5.4 | 1.3 | 6.7 | -3.3 | -0.6 | -4.2 | -4.4 | -8.3 | 0.4 | -1.5 | -1.1 | -10 | -19.5 | -24.5
1 | -3 | -22.2 | -28.3 | 8.3 | 5.8 | 9.5 | 2.4 | -6.7 | -10.8 | 12.2 | -1.1 | 9 | 7 | 8.3 | 3.3 | 11.1 | 8.9 | 4.4 | 3.9 | 7.2 | 3.9 | 10 | 9.4 | -5.6 | -6.7 | -0.2 | -3.8 | 14 | 13 | 16.1 | 11.7 | 19.4 | 16.7 | 13.3 | 7.8 | 17.8 | 10 | 3.9 | -13.9 | 22.2 | 18.9 | -11.1 | -12.1 | 2.1 | -4.3 | -1.1 | -5 | 0.6 | -1.1 | -5 | -6 | 3.9 | 3.3 | 7.8 | 1 | 8.5 | 1.2 | -5.6 | -17.2 | -30 | -33 | 4.4 | 3.9 | -1.1 | -5 | -5 | -7.2 | -1.1 | -2.8 | -5 | -7.2 | -21.3 | -27 | -9.4 | -13.3 | -14.1 | -23.2 | 0.6 | -2.8 | -13.1 | -20.3 | -2.2 | -8 | 13.9 | 3.9 | -17.8 | -22.8 | 6.1 | 1.7 | 17.8 | 16.1 | -3.3 | -18.9 | -23.3 | -27.8 | -1.1 | -8.1 | 0 | -7.8 | -5 | -7.2 | 4.4 | -15.6 | 1.7 | -8.9 | -4.4 | -6.7 | 10 | 8.3 | 7.2 | 2.8 | 6.7 | 3.3 | 2.8 | -0.6 | -2.2 | -5.9 | -6 | -9 | 1.1 | -1.1 | 6.7 | -0.6 | 1.1 | -0.6 | -1.7 | -6.7 | 3 | 3 | 2.2 | -1.7 | 2.2 | -11.7 | -16.1 | -22.8 | 5 | 3.9 | -8.9 | -11.7 | 1.5 | -3.1 | 12.1 | 3.6 | 1.1 | -9.4 | -1.1 | -10.4 | 2.8 | 2.8 | 2.2 | 1.5 | 1.7 | -0.6 | 5 | 4.4 | 5.6 | 1.7 | 6.1 | -3.3 | -1.7 | -5 | -5.2 | -8.4 | 0 | -2.2 | -2.2 | -10 | -20 | -24.2
2 | -2 | -22.8 | -27.8 | 8.3 | 6 | 8.3 | 1 | -7.8 | -11.7 | 9.4 | -1.7 | 9 | 7 | 7.4 | 2.9 | 11.1 | 8.9 | 4.4 | 4.4 | 7.4 | 4 | 10 | 9.5 | -6.7 | -8.3 | 0 | -5 | 13 | 12 | 15.7 | 11.5 | 20 | 17.8 | 12.9 | 7.2 | 17.2 | 10 | 3.3 | -12.8 | 21.1 | 18.9 | -11.7 | -12.5 | 1.7 | -5 | -1.1 | -5.6 | 0.6 | -0.6 | -5 | -6 | 3.9 | 3.5 | 7.2 | 0.4 | 8.2 | 0.7 | -5.6 | -16.1 | -30 | -33 | 4.8 | 3.9 | -1.3 | -4.4 | -4.4 | -6.7 | -1.7 | -3.3 | -4.8 | -6.6 | -22.6 | -27.9 | -11.1 | -15 | -14.8 | -23.4 | 1.1 | -2.8 | -14.1 | -21.7 | -2.8 | -8.2 | 13.3 | 2.8 | -20 | -23.9 | 6.1 | 1.7 | 17.8 | 16.1 | -3.3 | -16.8 | -23.9 | -28.3 | -1.1 | -8.1 | 0 | -7.8 | -5 | -7.7 | 3.5 | -13.6 | 0.6 | -8.1 | -5 | -7.8 | 9.8 | 8.1 | 6.8 | 2.7 | 6.7 | 3.3 | 2.8 | -0.6 | -2.2 | -5.7 | -6 | -8 | 0 | -1.7 | 6.3 | -0.6 | 1.1 | 0 | -3.3 | -8.3 | 4 | 3 | 1.3 | -1.6 | 2 | -9.9 | -16.1 | -22.2 | 5.6 | 3.9 | -8.9 | -11.7 | 0.2 | -3.3 | 11.3 | 2.9 | 0.6 | -8.9 | -1.7 | -10.9 | 2.8 | 2.8 | 1.1 | 0.1 | 1.1 | -1.1 | 3.3 | 2.8 | 6 | 1.7 | 6.1 | -3.3 | -1.5 | -5.1 | -5.9 | -8.6 | -0.4 | -2.2 | -2.8 | -8.9 | -20.6 | -24.4
4 | 0 | -21.7 | -27.8 | 8.3 | 6.1 | 7.2 | 0 | -8 | -11 | 7.2 | -1.7 | 9 | 7 | 6.5 | 2.2 | 11.1 | 8.9 | 3.9 | 3.3 | 7.6 | 4 | 10 | 9.5 | -8.3 | -10 | -0.2 | -4.8 | 13 | 12 | 15.4 | 11.2 | 20 | 17.8 | 12.6 | 6.9 | 16.1 | 10 | 3.3 | -13.3 | 21.1 | 18.9 | -12.2 | -12.8 | 1.1 | -4.6 | -1.1 | -5.6 | 0.6 | 0 | -5 | -6.1 | 3.9 | 3.8 | 6.7 | 0 | 7.8 | 0 | -6.7 | -16.7 | -30 | -33 | 5.2 | 3.9 | -1.5 | -4.3 | -3.9 | -6.1 | -2.2 | -3.9 | -4.6 | -6.2 | -23.9 | -29.4 | -12.8 | -17.2 | -15.6 | -24.4 | 0 | -2.2 | -15 | -23.9 | -3.3 | -8.9 | 13.3 | 2.8 | -19.4 | -25 | 6.1 | 2.2 | 17.2 | 16.1 | -3.3 | -16.8 | -22.8 | -27.8 | -1.1 | -9.4 | -1.1 | -7.8 | -5 | -8.5 | 2.6 | -13.4 | -0.6 | -8.5 | -5.6 | -10 | 9.6 | 7.9 | 6.5 | 2.4 | 5.6 | 2.2 | 2.8 | -0.6 | -2.2 | -6.1 | -5 | -8 | -1.7 | -3.3 | 6 | -0.8 | 1.1 | 0.6 | -5 | -10 | 4 | 3 | 0.3 | -1.8 | 1.9 | -9.7 | -15 | -22.2 | 5 | 3.9 | -10 | -12.8 | -1.1 | -3.9 | 10.6 | 2.2 | 0.6 | -8.9 | -2.2 | -12.8 | 2.8 | 2.8 | 0 | -1.1 | 1.1 | -3.3 | 2.8 | 2.2 | 6.3 | 1.8 | 6.7 | -3.3 | -1.3 | -5.5 | -6.7 | -9.4 | -0.7 | -2.2 | -3.3 | -8.9 | -20.4 | -24
4 | 0 | -18.9 | -23.9 | 8.3 | 6.1 | 6.3 | -0.6 | -8.1 | -10.5 | 5.6 | -1.7 | 9 | 7 | 5.6 | 1.7 | 10.6 | 8.3 | 3.9 | 3.3 | 7.8 | 3.9 | 10 | 9.6 | -7.8 | -10.6 | -0.4 | -5.2 | 12 | 12 | 15 | 11.1 | 20 | 17.2 | 12.2 | 6.1 | 14.4 | 10 | 2.2 | -13.3 | 21.1 | 18.9 | -12.8 | -13.2 | 0.6 | -5 | -1.1 | -5.6 | 0.6 | 0 | -6.3 | -7.1 | 3.9 | 3.9 | 6.3 | 0.4 | 8 | 0 | -6.7 | -15.6 | -30 | -31 | 5.6 | 3.9 | -1.7 | -4.4 | -3.3 | -5.6 | -2.2 | -3.9 | -4.4 | -6.1 | -24.8 | -29.7 | -15.6 | -19.4 | -16 | -23.6 | 0.6 | -2.8 | -15.6 | -23.3 | -3.7 | -8.2 | 12.8 | 1.7 | -20 | -25 | 5.6 | 2.8 | 17.2 | 16.1 | -3.3 | -18.3 | -23.3 | -27.8 | -1.1 | -7.7 | -2.2 | -8.3 | -5 | -10 | 1.7 | -15 | -1.7 | -10 | -6.7 | -11.7 | 9.4 | 7.8 | 6.1 | 2.2 | 5 | 1.1 | 2.2 | -1.1 | -2.4 | -5.2 | -5 | -8 | -1.7 | -3.3 | 5.6 | -1.1 | 1.1 | 0.6 | -5.6 | -11.1 | 4 | 2 | -0.6 | -2.2 | 1.7 | -10.6 | -16.7 | -22.8 | 5 | 3.9 | -10 | -12.8 | -1.1 | -3.5 | 9.3 | 0.2 | -1.1 | -8.3 | -2.6 | -11.5 | 2.8 | 2.8 | 0.2 | -0.4 | 1.1 | -5 | 2.2 | 1.7 | 6.7 | 1.7 | 6.7 | -3.3 | -1.1 | -6.7 | -6.5 | -9.1 | -1.1 | -2.8 | -3.9 | -8.9 | -20.2 | -24
2 | 1 | -18.9 | -23.9 | 8.3 | 6.1 | 5.3 | -1.4 | -8.3 | -10.6 | 5 | -1.7 | 9 | 7 | 5 | 1.5 | 8.9 | 7.2 | 2.8 | 2.8 | 7.4 | 3.8 | 9.4 | 9.4 | -8.9 | -12.8 | -0.6 | -6.1 | 12 | 12 | 14.6 | 11.6 | 20.6 | 18.9 | 9.8 | 5.4 | 12.8 | 9.4 | 2.2 | -13.3 | 21.1 | 18.9 | -13.3 | -13.7 | 0 | -6.1 | -1.1 | -5.6 | 1.1 | 0.6 | -7.6 | -8.2 | 4.3 | 4.2 | 6 | 0.5 | 8.1 | 0.1 | -7.2 | -15.6 | -30 | -31 | 6.1 | 3.9 | -1.7 | -4.1 | -2.8 | -5 | -2.8 | -3.9 | -4.2 | -5.7 | -25.8 | -30.5 | -17.2 | -21.1 | -16.3 | -23.9 | 2.2 | -3.9 | -16.1 | -23.3 | -4 | -8.3 | 12.2 | 0.6 | -18.9 | -25 | 5 | 2.2 | 17.2 | 16.1 | -3.5 | -16.7 | -24.4 | -28.9 | -1.1 | -6.9 | -2.2 | -7.8 | -5.4 | -10.3 | 1.3 | -13.6 | -3.5 | -9.2 | -7.2 | -13.3 | 8.5 | 6.8 | 5.7 | 2.2 | 5 | 1.7 | 2.8 | -0.6 | -2.6 | -4.7 | -6 | -7 | -1.7 | -3.9 | 5.8 | -1 | 1.1 | 0.6 | -6.7 | -11.1 | 3 | 2 | -1 | -2.8 | 1.7 | -9.6 | -16.7 | -22.2 | 5 | 4.4 | -10.6 | -12.8 | -1.1 | -3.5 | 8 | -1.8 | -1.1 | -8.3 | -2.9 | -11.6 | 2.8 | 2.8 | 0.4 | 0 | 0.6 | -5.6 | 1.7 | 1.1 | 6.5 | 1.4 | 6.7 | -3.3 | -1.3 | -6.6 | -6.3 | -9.1 | -1.3 | -2.6 | -3.9 | -8.9 | -20 | -24.4
1 | 0 | -22.8 | -28.3 | 8.3 | 6.1 | 4.4 | -2.2 | -8.3 | -10.4 | 5 | -1.1 | 8 | 7 | 4.5 | 1.3 | 9.4 | 7.2 | 1.1 | 1.1 | 7.1 | 3.7 | 10 | 9.8 | -9.4 | -13.9 | -1 | -5.6 | 12 | 11 | 14.3 | 12.4 | 21.1 | 19.4 | 7.4 | 4.5 | 12.8 | 9.4 | 2.2 | -12.2 | 20.6 | 18.9 | -13.9 | -14.4 | -0.2 | -6.1 | -1.1 | -5 | 1.1 | 0.6 | -8.9 | -9.4 | 4.6 | 4.2 | 5.6 | 0.6 | 8.3 | 0 | -6.7 | -15 | -30 | -32 | 6.7 | 3.9 | -1.7 | -3.8 | -2.2 | -4.4 | -2.2 | -5 | -4.1 | -5.6 | -26.7 | -31.7 | -18.3 | -22.2 | -16.7 | -25 | 2.2 | -3.9 | -16.7 | -24.4 | -4.4 | -8.9 | 11.7 | 0 | -20.6 | -25.6 | 4.4 | 1.7 | 17.8 | 16.7 | -3.7 | -16.5 | -24.4 | -28.9 | -1.1 | -7.2 | -2.2 | -7.8 | -5.7 | -11 | 1 | -13.4 | -5.4 | -9.7 | -8.3 | -13.3 | 7.6 | 5.9 | 5.4 | 2.2 | 3.3 | 0 | 2.2 | -0.6 | -2.8 | -4.4 | -5 | -7 | -2.8 | -4.4 | 5.9 | -1.3 | 1.1 | 0.6 | -7.8 | -11.7 | 3 | 2 | -1.3 | -3.5 | 1.7 | -9.6 | -16.7 | -22.2 | 5.6 | 4.4 | -10 | -12.2 | -1.1 | -3.9 | 6.7 | -4.4 | -0.6 | -8.3 | -3.3 | -12.8 | 2.8 | 2.8 | 0.6 | 0.6 | 0 | -7.2 | 1.1 | 1.1 | 6.3 | 1 | 6.7 | -3.3 | -1.5 | -6.9 | -6.1 | -9.4 | -1.5 | -2.6 | -3.9 | -8.9 | -20.9 | -25.2
2 | -1 | -24.4 | -28.9 | 8.3 | 6 | 3.9 | -2.4 | -8.3 | -10.5 | 3.3 | -1.7 | 8 | 7 | 3.9 | 1.1 | 8.3 | 6.7 | 1.1 | 1.1 | 6.7 | 3.3 | 10 | 9.8 | -8.3 | -14.4 | -1.3 | -5.5 | 12 | 10 | 13.9 | 12.8 | 21.1 | 19.4 | 5 | 3.3 | 12.8 | 10 | 2.2 | -11.7 | 21.1 | 18.9 | -14.1 | -14.5 | -0.4 | -6.6 | -1.1 | -5 | 1.1 | 0.6 | -8.9 | -9.5 | 5 | 4.4 | 5.4 | 0.5 | 8.1 | -0.1 | -6.7 | -15 | -31 | -33 | 7.2 | 3.9 | -1.7 | -3.9 | -1.1 | -3.9 | -2.8 | -5 | -3.9 | -5.6 | -26.9 | -31.4 | -19.4 | -25.6 | -17.1 | -24.5 | 2.2 | -3.9 | -16.7 | -23.5 | -4.2 | -8.5 | 11.1 | -1.1 | -17.8 | -23.9 | 4.4 | 1.1 | 17.2 | 16.1 | -3.9 | -18.3 | -26.1 | -29.4 | -1.3 | -6.7 | -2.8 | -7.2 | -6.1 | -12.8 | 0.6 | -15.6 | -7.2 | -10.6 | -8.9 | -13.3 | 6.7 | 5 | 5 | 2.2 | 2.8 | -0.6 | 2.2 | -0.6 | -2.8 | -4.2 | -5 | -6 | -2.8 | -3.9 | 6.1 | -1.7 | 1.7 | 1.1 | -8.3 | -11.7 | 2 | 1 | -1.7 | -4.4 | 1.7 | -11.1 | -15.6 | -22.8 | 5.6 | 5 | -11.7 | -13.9 | -1.1 | -3.5 | 5 | -3.8 | -1.1 | -7.8 | -3.5 | -11.7 | 3.9 | 3.9 | 1.5 | 1.5 | -0.6 | -6.7 | 1.1 | 0.6 | 6.1 | 0.6 | 6.7 | -3.9 | -1.7 | -8.3 | -6.3 | -9.1 | -1.7 | -2.8 | -3.9 | -8.9 | -21.9 | -26.9
2 | -2 | -24.4 | -30 | 8.3 | 5.8 | 3.3 | -2.9 | -8.3 | -11.1 | 3.3 | -1.1 | 8 | 7 | 3.5 | 0.7 | 8.9 | 7.8 | 0.6 | 0.6 | 6.7 | 3.7 | 10 | 9.9 | -8.3 | -15 | -1.7 | -6.1 | 12 | 9 | 13.7 | 12.9 | 21.7 | 18.9 | 5 | 3.3 | 12.8 | 10 | 2.2 | -11.7 | 20.6 | 18.9 | -14.2 | -14.6 | -0.6 | -8.3 | -1.1 | -4.4 | 0.6 | 0 | -8.9 | -9.7 | 5.2 | 4.5 | 5.2 | 0.2 | 8 | -0.2 | -6.1 | -14.4 | -31 | -33 | 7 | 3.9 | -1.9 | -3.7 | -0.6 | -3.3 | -3.3 | -5.6 | -3.9 | -5.4 | -27 | -31.6 | -21.1 | -27.2 | -17.4 | -24.9 | 2.8 | -3.9 | -16.7 | -23.3 | -4.1 | -8.6 | 11.1 | -1.1 | -18.9 | -25 | 3.9 | 0.6 | 10 | 8.9 | -3.9 | -16.7 | -26.7 | -30 | -1.5 | -7.1 | -3.3 | -7.2 | -6.8 | -12 | 0.8 | -13.2 | -7.8 | -10.8 | -9.4 | -12.8 | 6.5 | 4.8 | 4.1 | 1.5 | 2.2 | -1.1 | 1.7 | -1.1 | -2.8 | -3.9 | -4 | -5 | -3.3 | -5 | 6.1 | -1.4 | 1.7 | 1.1 | -10 | -12.8 | 2 | 0 | -1.5 | -4.6 | 1.7 | -9.9 | -15.6 | -21.7 | 6.1 | 5 | -13.9 | -16.1 | -1.1 | -3.5 | 3.4 | -4 | -2.2 | -8.9 | -3.7 | -11.9 | 3.9 | 3.3 | 2.4 | 2.4 | -0.6 | -7.2 | 1.1 | 0 | 5.2 | 0 | 6.7 | -3.9 | -2.2 | -7.6 | -6.5 | -9.1 | -1.9 | -2.9 | -2.2 | -9.4 | -22.8 | -28.9
2 | -3 | -24.4 | -29.4 | 8.3 | 5.6 | 2.8 | -3.9 | -8.7 | -10.9 | 3.9 | -1.1 | 8 | 7 | 3.2 | 0.4 | 7.8 | 6.7 | 0.6 | 0.6 | 6.7 | 3.9 | 10 | 10 | -9.4 | -15 | -1.9 | -5.6 | 12 | 9 | 13.5 | 13.2 | 21.7 | 19.4 | 5 | 3.3 | 12.8 | 10 | 1.7 | -11.7 | 20 | 18.3 | -14.4 | -15 | -1 | -7.4 | -1.1 | -3.9 | 0 | -0.6 | -8.9 | -10 | 5.4 | 4.5 | 5 | 0 | 7.8 | -0.6 | -5.6 | -13.3 | -30 | -32 | 6.9 | 3.9 | -2 | -3.7 | -0.6 | -3.3 | -2.8 | -6.1 | -3.9 | -5.4 | -27.2 | -32.2 | -22.8 | -28.3 | -17.8 | -26.1 | 3.3 | -3.9 | -16.7 | -23.9 | -3.9 | -9.4 | 10.6 | -1.1 | -20 | -25 | 2.8 | 0 | 9.4 | 8.9 | -3.9 | -16.4 | -27.8 | -31.1 | -1.7 | -8.3 | -2.8 | -6.7 | -7.6 | -12.5 | 0.9 | -13.2 | -8.3 | -11.2 | -10.6 | -13.3 | 6.3 | 4.6 | 3.1 | 0.6 | 2.2 | -1.1 | 1.7 | -1.1 | -2.8 | -3.9 | -3 | -5 | -2.8 | -3.3 | 6.1 | -1.4 | 1.7 | 1.1 | -10 | -12.8 | 0 | -1 | -1.3 | -5 | 1.7 | -10.2 | -15.6 | -21.1 | 7.2 | 6.1 | -14.4 | -16.7 | -1.1 | -3.9 | 1.7 | -5 | -1.7 | -9.4 | -3.9 | -12.8 | 3.9 | 3.3 | 3.3 | 3.3 | -1.1 | -7.8 | 1.1 | -0.6 | 4.2 | -0.9 | 7.2 | -3.9 | -2.8 | -8 | -6.7 | -9.4 | -2 | -3 | -1.1 | -9.4 | -22.2 | -27.2
2 | -3 | -25.6 | -30 | 8.3 | 5.8 | 3.2 | -3.4 | -9 | -11.1 | 3.3 | -1.1 | 8 | 7 | 2.8 | 0 | 6.7 | 6.1 | 0.6 | 0.6 | 6.7 | 3.9 | 10 | 10 | -8.9 | -15.6 | -2 | -5.6 | 12 | 9 | 13.3 | 13.3 | 21.7 | 19.4 | 5 | 3.3 | 12.2 | 9.4 | 1.7 | -12.2 | 20 | 18.3 | -13.7 | -14.1 | -1.3 | -7.1 | -2.2 | -5 | -0.6 | -1.1 | -9.3 | -10.2 | 5.6 | 4.4 | 6.5 | 0.4 | 8.9 | 0.3 | -5.6 | -12.8 | -30 | -33 | 6.7 | 3.9 | -2.2 | -3.9 | -0.6 | -3.3 | -2.8 | -5 | -3.9 | -5.6 | -26.8 | -31.4 | -23.3 | -28.9 | -17.2 | -24.8 | 3.3 | -3.9 | -16.1 | -23.1 | -3 | -8.7 | 11.1 | -1.7 | -20 | -25.6 | 2.2 | -0.6 | 9.4 | 8.3 | -3.9 | -17.8 | -26.1 | -28.9 | -1.7 | -7.5 | -2.2 | -6.7 | -8.3 | -13.3 | 1.1 | -14.4 | -8.9 | -12.2 | -10.6 | -13.3 | 6.1 | 4.4 | 2.2 | 0 | 1.7 | -1.7 | 1.1 | -1.7 | -2.6 | -4.1 | -2 | -3 | -2.8 | -4.4 | 6.1 | -1.7 | 1.7 | 1.1 | -10 | -12.8 | -1 | -3 | -1.1 | -6.1 | 1.7 | -11.7 | -15 | -20 | 7.2 | 6.1 | -13.9 | -16.1 | -0.5 | -3 | 3.2 | -4.6 | -2.2 | -9.4 | -3.5 | -11.5 | 4.4 | 2.8 | 3.7 | 3.7 | -1.1 | -7.2 | 0.6 | -0.6 | 3.3 | -1.7 | 7.2 | -3.9 | -3.3 | -8.9 | -6.3 | -8.9 | -2.2 | -3.3 | -1.1 | -9.4 | -21.7 | -26.1
2 | -3 | -24.4 | -28.9 | 8.3 | 6 | 3.5 | -3.3 | -9.4 | -11.7 | 3.3 | -1.7 | 8 | 8 | 6.1 | 1 | 8.9 | 6.7 | 1.1 | 1.1 | 6.9 | 3.9 | 10 | 10 | -7.8 | -15.6 | -2.2 | -6.1 | 12 | 9 | 15.9 | 14.5 | 21.1 | 18.9 | 6.9 | 3.2 | 12.2 | 10 | 1.7 | -11.7 | 20.6 | 18.9 | -12.9 | -13.3 | -1.7 | -7.8 | -3.3 | -5.6 | -0.6 | -2.2 | -9.6 | -10.5 | 3.7 | 3 | 7.9 | 0.8 | 10 | 1.1 | -5 | -11.1 | -30 | -32 | 6.3 | 4.3 | -1.8 | -3.5 | -0.6 | -2.8 | -2.2 | -5.6 | -4.5 | -6.4 | -26.5 | -31 | -23.3 | -29.4 | -16.7 | -24.1 | 4.4 | -3.3 | -15.6 | -23.3 | -2 | -8.8 | 10 | -1.7 | -19.4 | -25 | 1.7 | -0.6 | 9.4 | 8.3 | -3.5 | -16 | -26.7 | -29.4 | -1.7 | -7.5 | -1.7 | -6.1 | -7.4 | -12.8 | 3.9 | -11.6 | -6.3 | -10.4 | -11.1 | -13.9 | 5.7 | 4.2 | 1.7 | -0.5 | 1.7 | -1.7 | 1.7 | -2.2 | -2.4 | -4.3 | -2 | -3 | -2.8 | -4.4 | 5.9 | -0.9 | 1.7 | 1.1 | -10.6 | -13.3 | -3 | -5 | 0.2 | -4.6 | 1.7 | -10.2 | -15 | -20 | 8.3 | 6.7 | -12.8 | -15 | 0 | -2.7 | 4.6 | -5.6 | -0.6 | -9.4 | -3.2 | -11 | 3.3 | 2.8 | 4 | 4 | -1.7 | -5 | 0.6 | -0.6 | 2.9 | -2.1 | 7.8 | -3.9 | -2 | -8.2 | -6 | -8.9 | -1.8 | -3.1 | 0 | -10 | -21.1 | -25.6
2 | -2 | -23.9 | -28.3 | 8.3 | 6.1 | 3.9 | -3.9 | -5.9 | -10.3 | 6.1 | -0.6 | 8 | 7 | 9.5 | 1.9 | 11.1 | 8.3 | 2.2 | 1.7 | 7 | 3.6 | 10.6 | 10.6 | -5.6 | -15 | -0.4 | -5 | 14 | 11 | 18.5 | 15.4 | 21.7 | 18.9 | 8.7 | 2.7 | 15.6 | 11.7 | 1.7 | -12.2 | 23.9 | 20 | -12.2 | -12.8 | -1.1 | -6.9 | -2.8 | -6.7 | -1.7 | -3.3 | -10 | -11.1 | 1.9 | 1.6 | 9.4 | 1.1 | 11.1 | 1.7 | -4.4 | -10 | -29 | -32 | 6 | 4.8 | -1.5 | -3.3 | 0 | -3.3 | -2.2 | -5 | -5 | -7.4 | -26.1 | -31.1 | -22.8 | -28.3 | -16.1 | -24.4 | 5 | -2.8 | -15 | -24.4 | -1.1 | -10 | 11.7 | -1.7 | -17.8 | -22.8 | 2.2 | -0.6 | 9.4 | 8.3 | -3.2 | -15.4 | -26.1 | -28.9 | -1.7 | -8.3 | -0.6 | -6.1 | -6.5 | -13 | 6.6 | -11.2 | -3.7 | -9 | -10 | -14.4 | 5.4 | 4.2 | 1.1 | -1 | 1.7 | -2.2 | 1.1 | -2.2 | -2.2 | -5 | -1 | -2 | 0.6 | -1.7 | 5.8 | -0.2 | 1.7 | 1.1 | -9.4 | -12.2 | -4 | -6 | 1.5 | -4 | 1.7 | -9.9 | -13.3 | -18.3 | 7.8 | 6.7 | -11.1 | -14.4 | 0.6 | -2.8 | 6.1 | -7.8 | 3.9 | -9.4 | -2.8 | -11.7 | 3.9 | 3.3 | 4.4 | 4.4 | -2.2 | -5.6 | 1.1 | -0.6 | 2.6 | -2.7 | 8.3 | -3.3 | -0.7 | -8.4 | -5.6 | -8.9 | -1.5 | -3.2 | 2.8 | -12.2 | -19.3 | -23.7
2 | -2 | -25.6 | -32.8 | 7.4 | 4.4 | 5 | -4.3 | -2.4 | -10.2 | 10 | 0 | 8 | 7 | 12.8 | 1.7 | 13.3 | 8.3 | 3.9 | 3.3 | 7.2 | 3.3 | 13.9 | 12.2 | -2.2 | -13.3 | 1.5 | -4.6 | 19 | 11 | 21.1 | 16.1 | 23.3 | 19.4 | 10.6 | 1.7 | 20 | 12.2 | 1.7 | -12.2 | 25 | 19.4 | -10.5 | -11.4 | -0.6 | -7 | -2.8 | -6.7 | -2.2 | -3.9 | -8 | -9.1 | 0 | 0 | 11.5 | 1.2 | 12.2 | 1.5 | -3.3 | -8.9 | -27 | -31 | 5.6 | 5 | -1.1 | -3.3 | -0.6 | -4.4 | -2.2 | -4.4 | -5.6 | -8.9 | -22.4 | -27.1 | -21.1 | -27.8 | -14.8 | -23.2 | 6.1 | -2.8 | -13.5 | -22.7 | 0.9 | -8.4 | 12.8 | -2.2 | -16.7 | -21.7 | 3.3 | -0.6 | 10 | 8.3 | -2.8 | -16.7 | -23.9 | -28.3 | -1.5 | -6.8 | 3.3 | -7.8 | -5.6 | -14.4 | 9.4 | -12.2 | -1.1 | -8.9 | -8.3 | -13.3 | 5 | 3.9 | 0.6 | -1.7 | 1.7 | -2.8 | 0.6 | -2.8 | -1.1 | -4.2 | -1 | -2 | 1.1 | -0.6 | 5.6 | 0 | 2.2 | 1.7 | -8.3 | -11.7 | -5 | -7 | 2.8 | -3.9 | 1.7 | -11.1 | -10 | -13.3 | 8.3 | 6.7 | -9.4 | -13.9 | 3.9 | -1.6 | 8 | -6.1 | 6.7 | -8.9 | -1.9 | -10.4 | 4.4 | 3.9 | 7.6 | 5.6 | -1.7 | -5.6 | 1.7 | -0.6 | 2.2 | -3.9 | 8.9 | -3.3 | 0.6 | -10 | -4.7 | -8.5 | -1.1 | -3.3 | 2.8 | -11.1 | -17.4 | -22.2
2 | -2 | -21.7 | -27.8 | 6.5 | 2.6 | 6.1 | -5.2 | 1.1 | -12.8 | 12.2 | 0 | 8 | 7 | 14.8 | 3 | 15.6 | 6.7 | 5.6 | 5 | 8.5 | 3.8 | 16.7 | 8.9 | 0.6 | -11.1 | 3.3 | -5 | 21 | 11 | 22.8 | 16.4 | 23.3 | 20 | 11.9 | 1.2 | 22.2 | 12.8 | 1.7 | -12.2 | 27.8 | 20 | -8.9 | -10.3 | 0 | -7.8 | -2.8 | -7.2 | -2.8 | -4.4 | -5.9 | -7.2 | -0.2 | -0.3 | 13.5 | 0.5 | 13.3 | 1.3 | -1.1 | -7.8 | -26 | -30 | 5.6 | 4.9 | -0.9 | -3.6 | -0.6 | -4.4 | -2.2 | -5 | -5.4 | -8.9 | -18.7 | -23.5 | -20 | -26.7 | -13.5 | -22.7 | 8.3 | -2.2 | -12.1 | -22.1 | 3 | -8.2 | 14.4 | -1.7 | -15.6 | -21.1 | 3.9 | -0.6 | 10 | 8.9 | -2.2 | -15.5 | -22.2 | -28.3 | -1.3 | -6.2 | 3.3 | -8.3 | -5 | -11.2 | 10.9 | -10 | 0.6 | -7.9 | -8.3 | -13.3 | 5.2 | 4.2 | 0.2 | -1.8 | 1.7 | -2.8 | 0.6 | -3.9 | 0 | -3.8 | -1 | -2 | 4.4 | 1.1 | 5.6 | 0.9 | 3.3 | 3.3 | -6.1 | -11.1 | -6 | -7 | 4.5 | -3.1 | 1.9 | -9.4 | -8.9 | -13.3 | 8.9 | 7.2 | -7.8 | -13.3 | 7.3 | -1.2 | 9.8 | -5.4 | 8.9 | -8.9 | -0.9 | -10.2 | 5 | 4.4 | 10.7 | 6.1 | -0.6 | -7.2 | 2.2 | 0 | 0.5 | -4.3 | 10 | -2.8 | 0.8 | -8.2 | -3.7 | -8.2 | 0.6 | -2.6 | 3.9 | -9.4 | -15.6 | -21.7
0 | -2 | -20 | -26.1 | 5.6 | 0.6 | 7.2 | -7.8 | 1.1 | -11 | 13.9 | -0.6 | 8 | 7 | 16.9 | 4.6 | 15.6 | 8.9 | 10 | 6.7 | 9.8 | 3.8 | 17.8 | 8.9 | 3.3 | -11.1 | 5.3 | -4.3 | 22 | 12 | 24.4 | 16.7 | 24.4 | 19.4 | 13.1 | 0.5 | 24.4 | 12.2 | 2.2 | -11.1 | 27.2 | 19.4 | -7.2 | -9.4 | 0.9 | -7.2 | -1.7 | -8.9 | -3.3 | -5 | -3.9 | -5.6 | -0.4 | -0.8 | 15.6 | -0.6 | 14.4 | 0.6 | 0 | -6.1 | -25 | -28 | 5.6 | 4.7 | -0.8 | -4.4 | -0.6 | -5.6 | -2.2 | -3.9 | -5.2 | -9.5 | -15 | -20.6 | -18.3 | -25.6 | -12.2 | -23.9 | 10 | -1.7 | -10.6 | -22.8 | 5 | -9.4 | 15.6 | -1.7 | -13.9 | -19.4 | 5 | -1.7 | 10.6 | 8.9 | -1.7 | -16.1 | -21.1 | -26.7 | -1.1 | -6.1 | 5 | -8.3 | -4.5 | -9.1 | 12.4 | -10 | 2.2 | -8.6 | -6.7 | -12.2 | 5.4 | 4.4 | -0.2 | -2.2 | 1.1 | -2.2 | 0.6 | -5 | 1.1 | -3.9 | 0 | -1 | 7.8 | 1.7 | 5.6 | 1.5 | 5 | 4.4 | -4.4 | -11.7 | -6 | -7 | 6.1 | -3.1 | 2 | -8.8 | -7.2 | -11.7 | 9.4 | 7.2 | -6.1 | -12.8 | 10.6 | -2.2 | 11.7 | -6.1 | 10.6 | -8.3 | 0 | -11.7 | 5.6 | 3.9 | 13.9 | 6.1 | -0.6 | -5.6 | 3.3 | 0 | -1.1 | -5.5 | 11.1 | -2.2 | 0.9 | -7.9 | -2.8 | -8.9 | 2.2 | -2.4 | 4.4 | -8.9 | -13.2 | -19.2
-2 | -5 | -17.8 | -25.6 | 4.5 | -0.6 | 8.3 | -7 | 1.1 | -10.7 | 15.6 | -1.7 | 8 | 7 | 18.9 | 5.6 | 15.6 | 7.8 | 12.2 | 6.7 | 11.1 | 3.9 | 17.8 | 7.8 | 5.6 | -13.3 | 7.4 | -3.9 | 21 | 13 | 26.1 | 16.7 | 25.6 | 20 | 14.4 | -0.6 | 25.6 | 12.2 | 1.7 | -10 | 27.8 | 19.4 | -7.2 | -9.2 | 1.9 | -7.3 | -1.7 | -9.4 | -4.4 | -7.2 | -2.8 | -4.7 | -0.6 | -1.1 | 16.3 | 0 | 15.5 | 0.1 | 0.6 | -3.9 | -23 | -28 | 5.6 | 4.4 | -0.6 | -5.6 | -0.6 | -5.6 | -2.2 | -3.9 | -5 | -10.6 | -14.1 | -19.4 | -17.8 | -24.4 | -11.5 | -22.1 | 12.2 | -0.6 | -10 | -21.6 | 5.7 | -7.6 | 16.1 | -1.7 | -12.8 | -18.3 | 4.4 | -2.2 | 10 | 8.3 | -1.1 | -18.9 | -21.1 | -26.1 | -1.3 | -4.9 | 5.6 | -8.9 | -3.9 | -7.8 | 13.9 | -10.6 | 3.9 | -10.6 | -5.6 | -12.2 | 5.6 | 4.4 | -0.6 | -2.8 | 1.1 | -3.3 | 1.1 | -4.4 | 1.7 | -3.3 | 0 | -3 | 10.6 | 1.7 | 5.6 | 2.2 | 3.9 | 3.3 | -3.3 | -11.1 | -7 | -8 | 7.8 | -3.9 | 2.2 | -9.4 | -5.6 | -10.6 | 9.4 | 7.8 | -5.6 | -12.2 | 11.9 | -2 | 13 | -5.4 | 11.7 | -8.3 | 1.3 | -9.6 | 6.7 | 5 | 15.6 | 5.8 | -1.1 | -6.7 | 3.3 | 0 | -2.8 | -7.2 | 11.7 | -2.2 | 1.1 | -8.3 | -2.6 | -8.5 | 3.9 | -2.8 | 5.6 | -10 | -10.7 | -17.4
-3 | -5 | -16.1 | -23.9 | 3.3 | -2.2 | 9.5 | -7.6 | 1.1 | -11.7 | 17.2 | -3.9 | 8 | 8 | 19.5 | 5.6 | 15.6 | 8.9 | 12.8 | 6.1 | 11.8 | 4.1 | 18.9 | 7.8 | 5.6 | -13.3 | 9.4 | -4.4 | 21 | 13 | 24.6 | 17.1 | 25 | 19.4 | 14.4 | -0.1 | 27.2 | 12.2 | 1.7 | -9.4 | 27.8 | 19.4 | -7.2 | -9.2 | 2.8 | -8.9 | -2.8 | -8.9 | -6.1 | -8.9 | -1.7 | -4.2 | -1 | -2 | 17.1 | 0.7 | 16.7 | -0.1 | 1.1 | -2.8 | -23 | -28 | 5.6 | 4.7 | -0.6 | -4.8 | -0.6 | -5 | -1.7 | -3.9 | -5.2 | -9.3 | -13.1 | -18.6 | -16.7 | -23.9 | -10.7 | -21.7 | 15 | -0.6 | -9.5 | -21.8 | 6.5 | -7.3 | 15.6 | -4.4 | -12.2 | -17.8 | 5 | -1.7 | 9.4 | 8.3 | -0.9 | -16.6 | -20.6 | -24.4 | -1.5 | -4.1 | 5.6 | -10 | -3.9 | -8.5 | 14.3 | -9.3 | 4.8 | -10.9 | -5.6 | -11.7 | 6 | 4.8 | -0.6 | -2.8 | 1.1 | -3.9 | 1.1 | -4.4 | 2.2 | -3.1 | 0 | -2 | 12.2 | 3.3 | 6 | 1.9 | 3.9 | 3.3 | -2.2 | -11.1 | -8 | -10 | 8.3 | -3.4 | 2.2 | -8.1 | -3.3 | -7.2 | 9.4 | 7.8 | -5 | -11.7 | 13.1 | -2.5 | 14.3 | -5.3 | 12.2 | -8.3 | 2.6 | -9.2 | 8.3 | 6.7 | 17.2 | 4.9 | -0.6 | -5.6 | 3.3 | 0.6 | -4.6 | -7.3 | 11.7 | -1.1 | 1.1 | -6.8 | -2.4 | -8.7 | 4.3 | -2.9 | 6.1 | -10 | -8.3 | -16.7
-3 | -6 | -15.6 | -21.1 | 2.2 | -3.9 | 10.6 | -9.4 | 0.9 | -10 | 17.2 | -3.3 | 8 | 8 | 20 | 5.3 | 15 | 8.9 | 13.3 | 6.1 | 12.6 | 4.3 | 18.3 | 7.2 | 5.6 | -13.3 | 9.6 | -3.5 | 21 | 14 | 23.2 | 17.2 | 25 | 20 | 14.4 | 0.2 | 27.2 | 11.1 | 1.7 | -8.9 | 27.2 | 20 | -7.2 | -9.4 | 2.8 | -8.1 | -3.9 | -9.4 | -7.2 | -10 | -0.6 | -3.9 | -1.3 | -2.7 | 17.8 | 0.6 | 17.8 | -1.1 | 1.7 | -2.2 | -23 | -27 | 5.6 | 4.9 | -0.6 | -4.7 | -0.6 | -5.6 | -1.1 | -3.3 | -5.4 | -8.6 | -12.2 | -18.9 | -16.7 | -23.9 | -10 | -22.8 | 13.9 | -1.7 | -8.9 | -23.3 | 7.2 | -7.8 | 15 | -3.9 | -12.2 | -17.2 | 3.3 | -1.7 | 9.4 | 8.3 | -0.8 | -16.1 | -20.6 | -25.6 | -1.7 | -3.9 | 6.1 | -11.1 | -3.9 | -10.2 | 14.6 | -9.1 | 5.8 | -12.8 | -5 | -11.1 | 6.3 | 4.8 | -0.6 | -3.3 | 1.1 | -3.9 | 1.1 | -4.4 | 2.8 | -3.3 | 0 | -5 | 13.3 | 2.8 | 6.3 | 1.6 | 4.4 | 4.4 | -1.7 | -11.1 | -9 | -11 | 8.9 | -3.5 | 2.2 | -7.6 | -1.7 | -6.1 | 10 | 8.3 | -4.4 | -11.7 | 14.4 | -3.3 | 15.6 | -6.7 | 13.3 | -7.8 | 3.9 | -10 | 10.6 | 7.2 | 18.9 | 3.3 | 0 | -6.1 | 3.3 | 1.1 | -6.5 | -8.4 | 10 | 0.6 | 1.1 | -6.1 | -2.2 | -10 | 4.6 | -3.2 | 4.4 | -8.9 | -7.8 | -14.5
-5 | -8 | -16.1 | -22.8 | 1.5 | -4.2 | 9.7 | -7.9 | 0.8 | -9.2 | 18.3 | -2.8 | 8 | 8 | 20.6 | 5 | 15 | 7.2 | 13.9 | 4.4 | 13.3 | 4.4 | 17.8 | 6.7 | 4.4 | -13.3 | 9.8 | -3.4 | 20 | 14 | 21.7 | 17.2 | 24.4 | 18.9 | 14.4 | 0.6 | 27.2 | 11.7 | 1.7 | -8.9 | 26.1 | 19.4 | -7.6 | -9.7 | 2.8 | -8.4 | -6.1 | -10.6 | -7.8 | -10 | -0.8 | -3.6 | -1.7 | -3.9 | 16.9 | 2.1 | 16.9 | -1.1 | 1.1 | -2.2 | -22 | -25 | 5.6 | 5 | -0.6 | -5 | -0.6 | -6.1 | -0.6 | -2.2 | -5.6 | -8.3 | -11.8 | -18.1 | -16.7 | -23.9 | -10.4 | -21.1 | 13.3 | -2.8 | -9.8 | -21.7 | 5.9 | -5.3 | 14.4 | -3.9 | -12.2 | -17.8 | 3.9 | -1.7 | 9.4 | 8.3 | -0.6 | -17.8 | -20 | -25 | -1.5 | -3.4 | 6.7 | -9.4 | -3.9 | -12.8 | 15 | -10 | 6.7 | -17.8 | -4.4 | -10.6 | 6.7 | 5 | -0.6 | -3.9 | 1.1 | -4.4 | 0.6 | -4.4 | 2.4 | -2.7 | -2 | -6 | 13.9 | 1.7 | 6.7 | 1.1 | 5.6 | 5 | -1.1 | -10.6 | -11 | -12 | 9.4 | -4.4 | 2.2 | -8.3 | -0.6 | -4.4 | 10.6 | 8.3 | -5.6 | -11.7 | 13.3 | -2.7 | 14.5 | -3.8 | 12.8 | -8.3 | 3.3 | -8.3 | 11.1 | 7.2 | 18.2 | 4.4 | 0.6 | -7.8 | 2.8 | 1.7 | -8.3 | -9.4 | 8.9 | 2.2 | 1.1 | -6.7 | -3.1 | -9.6 | 5 | -4.4 | 3.3 | -8.3 | -7.2 | -13.3
-7 | -9 | -17.8 | -23.3 | 0.7 | -5.1 | 8.7 | -7.4 | 0.6 | -10 | 16.7 | -0.6 | 8 | 8 | 17.8 | 5.4 | 15.6 | 3.9 | 14.4 | 3.3 | 12.4 | 4.4 | 16.7 | 6.1 | 2.8 | -12.8 | 10 | -3.3 | 19 | 14 | 20.9 | 17.3 | 24.4 | 18.9 | 13.3 | 1 | 27.2 | 11.7 | 1.1 | -9.4 | 26.1 | 19.4 | -7.9 | -10.3 | 2.8 | -10 | -7.2 | -11.7 | -8.3 | -11.1 | -0.9 | -3.6 | -3 | -4.9 | 15.9 | 2.7 | 15.9 | -1.1 | 1.7 | -2.2 | -21 | -25 | 6.7 | 6 | -1.7 | -4.9 | -1.1 | -7.2 | -0.6 | -2.2 | -5.6 | -8.2 | -11.5 | -18 | -17.2 | -25 | -10.7 | -20.6 | 12.8 | -1.1 | -10.8 | -21.5 | 4.6 | -4.6 | 12.2 | -5 | -12.2 | -17.2 | 2.8 | -2.2 | 9.4 | 8.3 | -1.1 | -11.7 | -20.6 | -25 | -1.3 | -3.2 | 3.9 | -10 | -4.8 | -12.5 | 13 | -9 | 4.3 | -13 | -4.4 | -9.4 | 4.7 | 2.1 | -1 | -3.7 | 1.1 | -3.9 | 0.6 | -5 | 2.1 | -2.6 | -2 | -6 | 11.1 | 3.3 | 6.3 | 1 | 5.6 | 5.6 | -2.2 | -10.6 | -12 | -14 | 7.4 | -2.3 | 1.5 | -5.8 | 0 | -3.3 | 10.6 | 8.3 | -6.1 | -11.7 | 12.2 | -2.5 | 13.3 | -2.7 | 12.8 | -8.3 | 2.8 | -7.6 | 11.7 | 7.2 | 17.4 | 5.1 | 0 | -8.9 | 2.8 | 1.7 | -8.5 | -9.4 | 8.9 | 2.2 | 0.9 | -5.5 | -4.1 | -10 | 3.9 | -4.2 | 2.2 | -5.6 | -6.7 | -12.8
-8 | -11 | -21.1 | -27.2 | 0 | -6.7 | 7.8 | -8.3 | -0.3 | -8.7 | 15 | -2.8 | 8 | 7 | 15 | 5 | 13.9 | 7.8 | 10.6 | 2.8 | 11.5 | 4.3 | 13.9 | 6.1 | 0 | -12.8 | 7 | -1.9 | 18 | 13 | 20.2 | 17.2 | 23.9 | 17.2 | 12.2 | 0.9 | 25 | 11.7 | 0.6 | -6.7 | 25.6 | 18.9 | -8.3 | -11.1 | 2.1 | -8.2 | -8.3 | -12.8 | -8.9 | -12.2 | -1.1 | -3.9 | -4.3 | -6.2 | 15 | 3.3 | 15 | -1.7 | 1.7 | -2.2 | -21 | -24 | 7.8 | 6.9 | -2.8 | -5.3 | -1.7 | -7.2 | -1.1 | -2.2 | -5.6 | -8.3 | -11.1 | -18.9 | -18.9 | -25.6 | -11.1 | -21.7 | 11.7 | -2.2 | -11.7 | -22.8 | 3.3 | -4.4 | 10 | -5 | -13.3 | -18.3 | 1.1 | -1.7 | 10 | 8.9 | -1.7 | -8.7 | -20 | -23.9 | -1.1 | -3.3 | 0.6 | -10 | -5.8 | -13 | 10.9 | -10 | 1.8 | -11.4 | -5 | -9.4 | 2.6 | -0.7 | -1.3 | -3.5 | 1.1 | -3.9 | 0 | -5 | 1.7 | -2.8 | -3 | -7 | 7.8 | 2.8 | 6 | 0.7 | 7.2 | 7.2 | -3.3 | -11.7 | -13 | -15 | 5.3 | -1.4 | 0.7 | -4.9 | 0 | -4.4 | 10.6 | 8.9 | -6.1 | -11.7 | 11.1 | -2.8 | 12.2 | -1.7 | 9.4 | -7.2 | 2.2 | -8.3 | 10 | 7.2 | 16.7 | 5.6 | -1.1 | -9.4 | 2.2 | 2.2 | -8.7 | -9.6 | 8.9 | 1.1 | 0.8 | -5 | -5 | -11.1 | 2.8 | -4.7 | -1.7 | -3.3 | -8.9 | -14.8
-11 | -13 | -22.8 | -28.9 | -0.9 | -6.2 | 6.1 | -5.7 | -1.3 | -8.9 | 14.4 | -3.9 | 8 | 7 | 12.2 | 4.4 | 12.8 | 7.2 | 9.4 | 2.8 | 10.6 | 3.9 | 12.8 | 6.1 | -1.7 | -11.7 | 4.1 | -1.7 | 17 | 14 | 19.4 | 17.2 | 22.8 | 17.2 | 11.1 | 1.1 | 23.3 | 11.7 | 0 | -6.1 | 24.4 | 19.4 | -9.6 | -11.8 | 1.3 | -8 | -8.9 | -13.3 | -9.4 | -12.2 | -2.2 | -4.4 | -5.6 | -7.8 | 12.8 | 5.7 | 12.4 | 0.2 | 1.7 | -3.3 | -20 | -23 | 8.9 | 7.8 | -3.9 | -6.1 | -1.7 | -6.7 | -1.7 | -3.9 | -5.6 | -8.9 | -10.9 | -16.3 | -21.1 | -27.2 | -11.5 | -19.4 | 11.1 | -2.2 | -11.5 | -21.6 | 2.4 | -3.7 | 8.3 | -5 | -14.4 | -18.9 | 1.1 | -1.7 | 10 | 8.9 | -2.2 | -7.2 | -20 | -23.3 | -1.5 | -3.4 | 0 | -9.4 | -6.7 | -14.4 | 8.9 | -11.7 | -0.6 | -12.2 | -5 | -8.3 | 0.6 | -3.9 | -1.7 | -3.9 | 1.1 | -3.9 | 0.6 | -5 | 0.8 | -2.6 | -4 | -7 | 5 | 1.7 | 5.6 | 0.6 | 8.3 | 8.3 | -3.9 | -11.7 | -15 | -16 | 3.3 | -1.1 | 0 | -4.4 | 0 | -5 | 11.1 | 8.3 | -6.1 | -11.7 | 8.9 | -2.4 | 9.6 | 0.2 | 9.4 | -7.2 | 1.5 | -6.2 | 7.8 | 6.7 | 14.8 | 5.9 | -1.1 | -8.3 | 2.2 | 2.2 | -8.9 | -10 | 9.4 | 0 | 0.6 | -5.6 | -5.6 | -10.5 | 1.7 | -6.1 | -2.2 | -3.3 | -11.1 | -17.6
-14 | -16 | -18.9 | -23.9 | -1.9 | -6.8 | 4.5 | -4.9 | -2.2 | -10 | 12.8 | 0 | 8 | 7 | 10.9 | 3.9 | 11.7 | 8.3 | 8.3 | 3.3 | 10.2 | 4.1 | 13.3 | 5.6 | -2.2 | -11.1 | 1.1 | -2.2 | 17 | 14 | 18.1 | 16.3 | 22.2 | 18.9 | 8.7 | 1.8 | 22.2 | 11.7 | -0.6 | -6.1 | 23.9 | 20 | -10.9 | -12.7 | 0.6 | -8.9 | -10 | -13.9 | -9.4 | -12.2 | -3.3 | -5.1 | -6 | -7.7 | 10.5 | 6.7 | 9.8 | 0.9 | 1.1 | -4.4 | -20 | -22 | 8.9 | 8 | -3.9 | -5.8 | -1.7 | -6.7 | -1.7 | -3.9 | -7.4 | -9.4 | -10.8 | -14.9 | -21.7 | -27.8 | -11.8 | -18.3 | 10.6 | -1.7 | -11.3 | -21.4 | 1.5 | -3.5 | 7.8 | -3.9 | -15 | -20.6 | 0.6 | -2.2 | 10 | 8.9 | -2.2 | -5.9 | -19.4 | -23.3 | -1.8 | -3.7 | -1.1 | -7.8 | -7.8 | -14.1 | 8 | -10.1 | -1 | -10.3 | -4.4 | -7.2 | -0.5 | -4.6 | -0.9 | -3 | 1.1 | -3.3 | 0 | -4.4 | -0.2 | -2.7 | -5 | -8 | 2.8 | 0 | 5.6 | 0.3 | 7.8 | 7.8 | -5 | -11.1 | -15 | -17 | 2.2 | -0.9 | -0.2 | -3.6 | 0.6 | -3.9 | 10.6 | 7.8 | -6.7 | -11.1 | 6.6 | -3 | 7 | 0.9 | 6.7 | -6.1 | 0.7 | -5.5 | 6.7 | 6.1 | 13 | 5.9 | -1.7 | -7.8 | 2.2 | 2.2 | -10.4 | -11.7 | 9.4 | -0.6 | 0.6 | -5.4 | -6.1 | -10.5 | 0.9 | -5.7 | -2.2 | -2.8 | -13.3 | -21.1
-13 | -15 | -17.8 | -23.3 | -2.8 | -7.8 | 2.8 | -5 | -2.9 | -8.3 | 11.1 | 3.9 | 7 | 6 | 9.6 | 3.4 | 11.7 | 8.9 | 6.1 | 3.3 | 9.8 | 4.4 | 12.8 | 5 | -2.8 | -12.2 | 1.1 | -2.3 | 17 | 14 | 16.9 | 15.4 | 20.6 | 18.3 | 6.3 | 2 | 21.7 | 11.7 | -0.6 | -6.1 | 23.3 | 20 | -12.2 | -13.9 | 0.6 | -7.9 | -10.6 | -14.4 | -10.6 | -13.9 | -4.4 | -6.1 | -6.3 | -7.9 | 8.3 | 7.2 | 7.2 | 1.1 | 1.1 | -4.4 | -20 | -22 | 8.9 | 8.2 | -3.9 | -5.8 | -2.2 | -6.7 | -2.2 | -3.9 | -9.3 | -10.5 | -10.6 | -13.9 | -20 | -26.1 | -12.2 | -18.3 | 10 | -1.7 | -11.1 | -22.8 | 0.6 | -3.9 | 7.8 | -3.9 | -17.2 | -22.8 | 0.6 | -2.2 | 10.6 | 9.4 | -2.2 | -5.1 | -18.3 | -21.7 | -2.2 | -4.4 | -1.1 | -7.8 | -8.9 | -14.4 | 7 | -10.4 | -1.3 | -9.6 | -2.2 | -6.1 | -1.7 | -5.9 | -0.2 | -2.4 | 1.7 | -3.3 | 0 | -4.4 | -1.1 | -3.3 | -4 | -7 | 1.7 | 0 | 5.6 | 0.3 | 8.3 | 8.3 | -6.1 | -11.1 | -16 | -18 | 1.1 | -1 | -0.4 | -3.2 | 1.1 | -1.7 | 10.6 | 6.7 | -6.7 | -11.1 | 4.4 | -3.9 | 4.4 | 1.1 | 7.2 | -6.7 | 0 | -5.6 | 5 | 4.4 | 11.1 | 5.6 | -2.8 | -8.3 | 2.2 | 2.2 | -11.8 | -13.3 | 8.9 | 0 | 0.6 | -5.7 | -6.7 | -11.1 | 0.2 | -5.9 | -2.8 | -3.3 | -13.3 | -19.3
-12 | -13 | -16.1 | -21.1 | -3 | -7.7 | 2.2 | -4 | -3.7 | -7.7 | 10 | 4.4 | 6 | 4 | 8.3 | 2.8 | 11.1 | 6.1 | 5.6 | 2.8 | 9.4 | 4.4 | 11.7 | 4 | -3.3 | -11.7 | 1.1 | -2.7 | 17 | 14 | 15.6 | 14.4 | 20 | 18.3 | 3.9 | 1.7 | 19.4 | 12.2 | -0.6 | -5 | 22.2 | 19.4 | -13.1 | -14.5 | 0.6 | -7.9 | -11.1 | -15.6 | -11.7 | -15 | -5.2 | -6.5 | -6.7 | -8.3 | 8.1 | 7.2 | 6.7 | 0.8 | 0.6 | -5 | -20 | -23 | 8.9 | 8.3 | -3.9 | -6.1 | -2.8 | -7.2 | -2.8 | -4.4 | -11.1 | -11.7 | -10.6 | -13.4 | -20.6 | -27.2 | -11.5 | -17.2 | 9.4 | -1.1 | -10.9 | -20.5 | 0 | -4.1 | 6.7 | -5 | -18.3 | -24.4 | 0.6 | -2.2 | 10 | 9.4 | -2.2 | -5 | -18.3 | -21.7 | -2.4 | -4.5 | -1.7 | -9.4 | -10 | -15.6 | 6.1 | -11.7 | -1.7 | -10 | -1.7 | -6.7 | -2.8 | -7.8 | 0.6 | -2.2 | 1.7 | -4.4 | 0.6 | -4.4 | -2.2 | -3.6 | -4 | -7 | 0 | -1.7 | 5.6 | 0 | 11.1 | 11.1 | -6.7 | -11.7 | -16 | -18 | 0 | -1.1 | -0.6 | -3.3 | 1.7 | -2.2 | 8.9 | 4.4 | -6.7 | -11.1 | 4.4 | -3 | 4 | 0.5 | 5.6 | -6.7 | 0 | -4.9 | 4.4 | 3.9 | 8.7 | 4.9 | -2.8 | -8.3 | 2.2 | 2.2 | -13.3 | -15.6 | 8.3 | 0.6 | 0.6 | -7.2 | -7.6 | -11 | -0.6 | -7.2 | -3.3 | -3.9 | -13.3 | -18.6
-11 | -13 | -15.6 | -20.6 | -3.1 | -8.1 | 1.7 | -3.7 | -4.4 | -7.8 | 9.4 | 5 | 5 | 4 | 7.8 | 3.5 | 11.1 | 7.2 | 5 | 3.3 | 8.9 | 4.1 | 10.6 | 3.7 | -3.3 | -11.7 | 1.1 | -3.3 | 17 | 14 | 15.4 | 14.3 | 19.4 | 18.3 | 3.9 | 1.6 | 18.9 | 12.8 | -1.1 | -3.9 | 22.8 | 19.4 | -14.1 | -15.2 | 0.6 | -9.4 | -11.7 | -15.6 | -12.8 | -16.1 | -5.9 | -7 | -7.6 | -9.7 | 8 | 7.3 | 6.1 | 0.4 | 0 | -5 | -20 | -23 | 8.5 | 7.4 | -4.5 | -6.4 | -2.8 | -7.2 | -3.3 | -4.4 | -11.1 | -12 | -10.6 | -13.2 | -23.3 | -28.9 | -10.7 | -16.7 | 8.9 | -1.1 | -10.8 | -19.4 | -0.5 | -4.7 | 6.1 | -3.9 | -20 | -25.6 | 0 | -2.2 | 11.1 | 10 | -2 | -4.2 | -17.2 | -20 | -2.6 | -4.9 | -2.2 | -9.4 | -11.1 | -15.3 | 5.4 | -10.4 | -3 | -9.3 | -1.7 | -6.1 | -4.1 | -7.8 | 0.4 | -1.7 | 1.7 | -4.4 | 0.6 | -4.4 | -3.3 | -4.3 | -4 | -6 | 1.1 | -1.1 | 5.6 | 0.3 | 4.4 | 1.7 | -7.2 | -11.7 | -17 | -18 | 0 | -0.9 | -0.8 | -2.7 | 2.2 | -1.7 | 7.8 | 3.9 | -6.7 | -10.6 | 4.4 | -2.8 | 3.7 | 0 | 3.3 | -6.1 | 0 | -5.1 | 4.4 | 3.9 | 6.3 | 4 | -4.4 | -8.9 | 2.2 | 2.2 | -14.8 | -16.7 | 8.9 | 0.6 | 0.6 | -6.1 | -8.5 | -11.4 | -1 | -6.5 | -5 | -6.1 | -13.3 | -18.3
-10 | -11 | -15.6 | -22.2 | -3.3 | -9.4 | 1.1 | -3.9 | -4.4 | -7 | 10 | 4.4 | 6 | 4 | 7.2 | 4 | 10 | 5.6 | 5 | 3.3 | 8.3 | 3.8 | 9.4 | 2.9 | -3.3 | -11.7 | 0.4 | -3.1 | 17 | 14 | 15.2 | 14.1 | 19.4 | 17.8 | 3.9 | 1.3 | 18.9 | 13.3 | -0.6 | -3.3 | 22.2 | 18.9 | -15 | -16.1 | 0.8 | -8.2 | -11.7 | -16.1 | -12.8 | -16.1 | -6.7 | -7.8 | -8.5 | -11.2 | 7.8 | 7.2 | 5.6 | 0 | -0.6 | -5.6 | -19 | -22 | 8.2 | 6.5 | -5 | -7 | -2.8 | -6.7 | -3.3 | -4.4 | -11.1 | -12.5 | -10.6 | -13.3 | -24.4 | -29.4 | -10 | -17.2 | 8.3 | -1.1 | -10.6 | -19.4 | -1.1 | -6.1 | -2.2 | -6.7 | -21.1 | -26.1 | 0 | -2.2 | 11.7 | 10.6 | -1.9 | -4 | -16.1 | -17.8 | -2.8 | -5.6 | -3.9 | -9.4 | -12.2 | -15.8 | 4.6 | -10.6 | -4.3 | -9.6 | -1.7 | -4.4 | -5.4 | -8.4 | 0.2 | -1.5 | 1.1 | -4.4 | 0.6 | -5 | -4.4 | -5 | -6 | -8 | 0.6 | -1.1 | 5.6 | 0.3 | 4.4 | 0.6 | -8.3 | -12.2 | -17 | -21 | 0 | -0.6 | -0.9 | -2.3 | 1.7 | -1.7 | 6.7 | 2.8 | -6.7 | -10.6 | 4.4 | -2.8 | 3.3 | -0.6 | 1.1 | -7.2 | 0 | -6.1 | 3.3 | 3.3 | 3.9 | 2.8 | -3.9 | -8.3 | 2.8 | 2.8 | -16.3 | -18.3 | 8.3 | 1.1 | 0.6 | -5.9 | -9.4 | -12.2 | -1.3 | -6.6 | -6.1 | -7.2 | -12.6 | -17.4
-10 | -11 | -15.6 | -22.8 | -3.5 | -9.4 | 0.7 | -3.7 | -4.4 | -6.6 | 8.3 | 5.6 | 6 | 5 | 6.7 | 4.4 | 8.9 | 6.7 | 4.4 | 3.3 | 7.8 | 3.3 | 8.9 | 3 | -5 | -11.7 | -0.4 | -3.4 | 17 | 14 | 15 | 13.9 | 19.4 | 17.8 | 3.9 | 1.1 | 17.8 | 12.8 | -0.6 | -3.3 | 21.1 | 18.3 | -15.4 | -17.1 | 0.9 | -8.6 | -11.7 | -15.6 | -12.8 | -16.1 | -7.2 | -8.3 | -9.4 | -13.3 | 7.4 | 6.8 | 4.8 | 0.5 | -1.1 | -6.1 | -18 | -21 | 7.8 | 3.8 | -5.6 | -7.8 | -3.3 | -6.7 | -2.2 | -3.3 | -11.1 | -13.3 | -10.8 | -13.3 | -25.6 | -30.6 | -9.1 | -15.9 | 8.3 | -1.1 | -10.2 | -18.2 | -1.3 | -5.7 | -5.6 | -7.8 | -21.7 | -27.8 | -0.6 | -2.8 | 12.8 | 11.7 | -1.7 | -3.9 | -15.6 | -21.1 | -3 | -5.3 | -3.9 | -8.9 | -13.3 | -16.7 | 3.9 | -12.2 | -5.6 | -10.6 | -2.2 | -2.8 | -6.7 | -9.4 | 0 | -1.7 | 1.1 | -3.9 | 0 | -5 | -4.2 | -4.7 | -6 | -8 | 0 | -2.2 | 5.6 | 0.6 | 4.4 | -0.6 | -8.9 | -12.2 | -17 | -21 | 0 | -0.6 | -1.1 | -2.2 | 2.2 | -1.1 | 5.6 | 2.2 | -7.2 | -11.1 | 3.9 | -2.4 | 3.3 | 0 | 0 | -6.7 | 0.4 | -5.2 | 2.2 | 2.2 | 3.2 | 2 | -5 | -8.9 | 2.8 | 2.8 | -17.8 | -20 | 9.4 | -0.6 | 0.6 | -6.7 | -10.2 | -13 | -1.7 | -7.2 | -8.9 | -10.6 | -11.8 | -16.8
-10 | -11 | -15.6 | -22.8 | -3.7 | -10 | 0.4 | -3.7 | -4.4 | -6.7 | 8.3 | 6.1 | 6 | 4 | 6.7 | 4.5 | 8.9 | 7.2 | 3.9 | 2.8 | 7.6 | 3.7 | 6.7 | 2.6 | -6.1 | -12.2 | -1.1 | -3.9 | 17 | 14 | 14.6 | 13.5 | 19.4 | 17.8 | 3.5 | 0.9 | 17.2 | 12.8 | -1.1 | -2.8 | 20.6 | 17.8 | -15.7 | -18.3 | 1.1 | -10 | -12.2 | -15.6 | -13.3 | -16.7 | -7.8 | -9.1 | -10.2 | -13.2 | 7.1 | 6.5 | 4.1 | 0.9 | -1.1 | -6.7 | -19 | -22 | 5.2 | 2.9 | -5.6 | -7.6 | -3.3 | -6.1 | -1.7 | -2.8 | -12 | -13.9 | -10.9 | -13.4 | -26.7 | -31.7 | -8.1 | -15.6 | 8.3 | -1.7 | -9.8 | -17.6 | -1.5 | -5.9 | -5.6 | -7.8 | -21.1 | -26.7 | -0.6 | -2.8 | 10.6 | 9.4 | -1.7 | -3.5 | -16.1 | -20.6 | -3.1 | -5.1 | -3.9 | -9.4 | -13.5 | -16.3 | 3.9 | -10.8 | -5.2 | -9.6 | -2.8 | -3.3 | -7.4 | -9.9 | 0 | -1.5 | 1.1 | -4.4 | 0.6 | -5 | -4.1 | -4.6 | -6 | -8 | 0 | -2.2 | 5.6 | 0.5 | 4.4 | -2.8 | -10 | -12.8 | -18 | -22 | -0.2 | -1.5 | -0.7 | -1.7 | 1.7 | -1.7 | 3.9 | 0.6 | -7.2 | -11.1 | 3.3 | -2.7 | 3.3 | 0.7 | -0.6 | -6.7 | 0.7 | -4.9 | 2.2 | 2.2 | 2.4 | 0.9 | -5.6 | -10 | 2.8 | 2.8 | -18.3 | -20.1 | 8.3 | 0 | 0.6 | -5.4 | -10.9 | -14.1 | -1.7 | -6.4 | -8.3 | -10 | -11.1 | -17.2
-10 | -12 | -16.1 | -23.3 | -3.9 | -11.7 | 0 | -4.4 | -4.2 | -6.4 | 8.3 | 6.1 | 6 | 5 | 6.7 | 4.5 | 8.9 | 7.2 | 3.9 | 2.8 | 7.4 | 3.8 | 5 | 2.2 | -5.6 | -12.2 | -1.1 | -3.8 | 16 | 15 | 14.3 | 13.2 | 19.4 | 17.8 | 3.2 | 0.7 | 17.2 | 12.2 | -1.1 | -2.8 | 20.6 | 17.8 | -16.1 | -20 | 1.3 | -7.1 | -12.8 | -16.1 | -13.9 | -17.2 | -8.3 | -10 | -10.9 | -13.6 | 6.7 | 6.1 | 3.3 | 1.1 | -1.1 | -7.2 | -19 | -22 | 2.6 | 2.1 | -5.6 | -7.6 | -3.3 | -6.7 | -1.1 | -2.8 | -13 | -15 | -11.1 | -13.9 | -28.9 | -32.2 | -7.2 | -16.1 | 7.8 | -1.1 | -9.4 | -18.3 | -1.7 | -6.7 | -7.8 | -8.9 | -21.1 | -26.1 | -1.1 | -3.3 | 10.6 | 10 | -1.7 | -3.2 | -16.1 | -23.3 | -3.3 | -5.6 | -3.9 | -10 | -13.7 | -16.3 | 3.9 | -10.4 | -4.8 | -9.2 | -3.3 | -4.4 | -8.2 | -11 | 0 | -1.8 | 1.1 | -3.9 | 0.6 | -4.4 | -3.9 | -4.4 | -6 | -8 | -0.6 | -1.7 | 5.6 | 0.5 | 3.3 | -4.4 | -10 | -12.8 | -18 | -23 | -0.4 | -2.5 | -0.4 | -1.4 | 1.7 | -1.1 | 3.3 | 0 | -7.2 | -11.1 | 2.8 | -3.3 | 3.3 | 1.1 | -1.1 | -6.7 | 1.1 | -5.6 | 1.7 | 1.7 | 1.7 | 0 | -6.1 | -10.6 | 2.8 | 2.8 | -18.9 | -20.5 | 8.9 | 0 | 0.6 | -5.2 | -11.7 | -15.6 | -1.7 | -6.2 | -7.8 | -10 | -12.8 | -17.1
-10 | -11 | -17.2 | -24.4 | -4.3 | -11.1 | -0.4 | -4 | -4.1 | -6.7 | 7.8 | 6.7 | 6 | 5 | 6.7 | 4.4 | 8.3 | 6.7 | 2.8 | 1.7 | 7.2 | 3.9 | 3.3 | 1.4 | -5 | -12.2 | -1.1 | -3.9 | 16 | 15 | 13.9 | 12.8 | 19.4 | 18.3 | 2.8 | 0.6 | 16.7 | 12.2 | -1.1 | -2.8 | 20 | 18.3 | -16.7 | -20.3 | 1.5 | -5.6 | -13.3 | -16.7 | -13.9 | -17.2 | -8.9 | -10.2 | -11.7 | -14.4 | 6.5 | 6.1 | 4.2 | 1.6 | -0.6 | -9.4 | -20 | -22 | 0 | 0 | -5.6 | -7.8 | -3.3 | -6.7 | -1.7 | -2.8 | -13.9 | -16.1 | -11.1 | -13.4 | -27.8 | -33.3 | -6.7 | -14.3 | 7.2 | -0.6 | -8.9 | -16.8 | -1.5 | -6.2 | -8.9 | -10.6 | -20 | -25.6 | -1.1 | -3.3 | 11.1 | 10.6 | -1.7 | -3.3 | -16.1 | -20.6 | -3.3 | -5.2 | -5.6 | -11.1 | -13.9 | -16.7 | 3.9 | -11.7 | -4.4 | -9.4 | -3.9 | -5 | -8.9 | -12.2 | 0 | -2.2 | 1.1 | -3.9 | 1.1 | -4.4 | -3.7 | -4.2 | -7 | -9 | -1.7 | -2.8 | 5.6 | 0.6 | 2.2 | -5 | -10 | -12.8 | -19 | -23 | -0.6 | -3.9 | 0 | -1.1 | 0.6 | -1.1 | 3.3 | -0.6 | -7.2 | -10.6 | 2.1 | -2.8 | 3.3 | 1 | -2.2 | -6.7 | 1.3 | -4.2 | 1.7 | 1.7 | 1.5 | 0 | -6.7 | -10.6 | 2.8 | 2.8 | -19.4 | -21.1 | 7.8 | 0.6 | 0.6 | -5.6 | -12.4 | -15.7 | -1.7 | -6.7 | -5.6 | -8.3 | -14.4 | -17.8
-10 | -11 | -16.7 | -23.3 | -4.6 | -11.4 | -0.7 | -4 | -3.9 | -7.2 | 7.8 | 7.2 | 6 | 4 | 7.2 | 4.5 | 8.9 | 6.1 | 1.7 | 1.1 | 6.7 | 3.7 | 2.2 | 1.4 | -5 | -11.7 | -1.1 | -4.4 | 14 | 13 | 13.7 | 12.8 | 18.9 | 17.8 | 0.9 | -1 | 16.1 | 11.7 | -1.1 | -2.8 | 20.6 | 18.3 | -17.2 | -21.1 | 1.7 | -5 | -14.4 | -17.8 | -14.4 | -17.8 | -9.4 | -10.5 | -12.1 | -14.3 | 6.3 | 6.2 | 5.2 | 1.9 | -1.1 | -10 | -20 | -23 | -0.7 | -0.7 | -6.1 | -8.1 | -3.3 | -6.7 | -1.1 | -2.2 | -13.7 | -15.7 | -11.1 | -13.2 | -26.1 | -32.2 | -6.1 | -13.5 | 6.7 | -0.6 | -8.3 | -16.2 | -1.3 | -6.2 | -9.4 | -10.6 | -20 | -25.6 | -1.1 | -3.3 | 10.6 | 10 | -1.7 | -3.1 | -16.1 | -20.6 | -3.3 | -5.2 | -6.1 | -11.1 | -13.2 | -15.9 | 4.1 | -9.9 | -3.9 | -8.7 | -4.4 | -5 | -9.3 | -13.3 | 0.4 | -1.9 | 1.1 | -3.9 | 0 | -4.4 | -3.5 | -4 | -7 | -10 | -2.2 | -3.3 | 5.4 | 0.7 | 1.7 | -6.7 | -10.6 | -13.3 | -20 | -24 | -1.1 | -4.4 | 0.2 | -0.8 | -0.6 | -2.2 | 2.8 | -0.6 | -7.2 | -10.6 | 1.3 | -2.8 | 3.3 | 0.7 | -2.8 | -7.8 | 1.5 | -3.9 | 0.6 | 0.6 | 1.3 | 0 | -7.2 | -10.6 | 3.3 | 3.3 | -19.6 | -21.5 | 10 | 0 | 0.8 | -4.1 | -13.2 | -16.3 | -1.1 | -5.8 | -6.7 | -9.4 | -16.1 | -18.9
-10 | -11 | -17.2 | -24.4 | -5 | -12.8 | -1.1 | -4.4 | -3.9 | -7.1 | 7.2 | 6.7 | 6 | 4 | 7.8 | 4.6 | 7.2 | 5 | 1.1 | 0 | 6.1 | 3.3 | 2.2 | 1.1 | -6.7 | -11.7 | -1.1 | -4.1 | 13 | 13 | 13.5 | 12.9 | 18.9 | 17.2 | -0.9 | -2.6 | 16.1 | 11.7 | -1.1 | -2.8 | 20 | 18.3 | -17.8 | -22.2 | 1.1 | -4 | -13.9 | -17.2 | -15 | -20.6 | -10 | -11.1 | -12.4 | -14.2 | 6.1 | 6.1 | 6.1 | 2.2 | -1.1 | -10 | -20 | -23 | -1.5 | -2 | -6.7 | -8.7 | -3.3 | -7.2 | -1.1 | -2.2 | -13.5 | -15.4 | -11.1 | -13.3 | -25.6 | -31.1 | -5.6 | -13.3 | 6.7 | -1.1 | -7.8 | -16.7 | -1.1 | -7.2 | -10.6 | -11.7 | -20 | -25.6 | -1.1 | -3.3 | 11.1 | 10.6 | -1.7 | -3.1 | -15.6 | -22.8 | -3.3 | -5.6 | -6.7 | -11.7 | -12.4 | -15.5 | 4.2 | -9.8 | -3.3 | -8.3 | -3.9 | -4.4 | -9.6 | -14.7 | 0.7 | -1.9 | 0.6 | -4.4 | -0.6 | -4.4 | -3.3 | -3.9 | -8 | -11 | -1.1 | -2.8 | 5.2 | 0.9 | 0.6 | -8.9 | -10.6 | -13.3 | -20 | -25 | -1.7 | -5.3 | 0.4 | -0.7 | -1.1 | -2.8 | 2.8 | -1.1 | -7.8 | -10.6 | 0.6 | -3.3 | 3.3 | 0.6 | -2.8 | -7.2 | 1.7 | -3.9 | 0 | 0 | 1.1 | 0 | -6.7 | -10.6 | 3.3 | 3.3 | -19.8 | -22.2 | 9.4 | 0 | 0.9 | -3.5 | -13.9 | -17.2 | -0.6 | -5.5 | -5.6 | -8.3 | -15.9 | -18.5
-8 | -10 | -17.2 | -23.3 | -4.4 | -11.7 | 0.6 | -3.7 | -3.9 | -7.4 | 6.1 | 5.6 | 4 | 3 | 8.3 | 4.4 | 7.8 | 5.6 | 1.1 | 0.6 | 5.6 | 2.8 | 3.3 | 2.2 | -6.7 | -11.7 | -1.1 | -4.1 | 13 | 13 | 13.3 | 12.8 | 18.3 | 17.2 | -2.8 | -4.4 | 15.6 | 11.7 | -0.6 | -2.2 | 20 | 18.3 | -17.8 | -21.8 | 0.6 | -3.6 | -13.9 | -16.7 | -14.4 | -20.6 | -10 | -11.3 | -12.8 | -14.4 | 7.8 | 7.7 | 7.8 | 2.9 | -1.7 | -10 | -20 | -23 | -2.2 | -3.3 | -7.2 | -9.4 | -3.3 | -6.7 | -1.1 | -2.2 | -13.3 | -15.6 | -11.1 | -13.3 | -25 | -30 | -4.7 | -11.7 | 6.7 | -1.1 | -6.7 | -15.1 | 0.2 | -5.9 | -10.6 | -11.7 | -20 | -26.1 | -1.7 | -3.3 | 14.4 | 14.4 | -1.7 | -3.3 | -15.6 | -16.7 | -4.1 | -6 | -6.7 | -11.7 | -11.7 | -15.6 | 4.4 | -10.6 | -2.8 | -8.9 | -4.4 | -4.4 | -10 | -17.2 | 1.1 | -2.2 | 0.6 | -4.4 | -1.1 | -5 | -2.8 | -3.3 | -8 | -11 | -2.2 | -3.9 | 5 | 1.1 | 0 | -7.8 | -10.6 | -12.8 | -21 | -26 | -2.2 | -6.7 | 0.6 | -0.6 | -3.9 | -5 | 2.2 | -1.1 | -7.2 | -10.6 | 1.3 | -2.8 | 6.5 | 3.3 | -3.3 | -7.8 | 2.4 | -2.9 | 0.6 | 0.6 | 2.2 | 1 | -5 | -10 | 3.9 | 3.9 | -20 | -23.3 | 7.2 | 2.2 | 1.1 | -3.3 | -13.9 | -16.9 | 0 | -6.1 | -4.4 | -7.2 | -15.8 | -18.6
-8 | -10 | -17.2 | -24.4 | -3.9 | -11.8 | 2.2 | -3.6 | -3.9 | -8.3 | 5.6 | 5 | 4 | 3 | 7.8 | 4.8 | 8.3 | 6.1 | 1.7 | 0.6 | 6.7 | 3.7 | 5 | 3.9 | -1.1 | -12.8 | -1.1 | -4.4 | 14 | 12 | 13.5 | 12.9 | 18.3 | 17.2 | 0.5 | -1.9 | 15.6 | 11.7 | -0.6 | -2.2 | 21.1 | 18.9 | -17.8 | -21.8 | 0 | -3.9 | -13.3 | -16.1 | -16.1 | -21.7 | -10 | -11.6 | -12.6 | -14.9 | 9.4 | 9 | 9.4 | 3.4 | -1.7 | -10 | -20 | -22 | -4.8 | -5.9 | -5.4 | -7.8 | -3.9 | -7.2 | -1.1 | -1.7 | -11.8 | -13.7 | -11.1 | -13.7 | -25 | -30.6 | -3.7 | -10.6 | 6.7 | -1.1 | -5.5 | -14.7 | 1.5 | -5.6 | -10.6 | -11.7 | -20 | -27.2 | -1.7 | -2.8 | 14.4 | 14.4 | -1.3 | -2.7 | -15 | -19.4 | -4.8 | -6.7 | -6.1 | -11.1 | -9.1 | -13.9 | 7 | -8.7 | 0.4 | -6.3 | -4.4 | -4.4 | -10.4 | -17.3 | 1.5 | -1.4 | 0.6 | -3.9 | -1.7 | -4.4 | -2.2 | -2.7 | -8 | -11 | -2.8 | -3.9 | 5.4 | 1.1 | -1.1 | -11.7 | -10 | -12.8 | -22 | -27 | -1.1 | -5.7 | 0.8 | -0.2 | -2.8 | -4.4 | 1.7 | -2.2 | -7.2 | -10 | 2.1 | -2.5 | 9.6 | 5.8 | -1.1 | -6.1 | 3.2 | -2.2 | 1.7 | 1.7 | 3.3 | 2.3 | -3.9 | -9.4 | 3.9 | 3.9 | -20.2 | -24.1 | 9.4 | 0 | 1.1 | -2.7 | -13.9 | -16.9 | 0.2 | -5.3 | -5 | -6.1 | -15.6 | -18.9
-8 | -10 | -18.3 | -24.4 | -3.3 | -12.8 | 3.9 | -4.4 | -3.3 | -7.6 | 7.8 | 6.7 | 4 | 3 | 7.2 | 4.9 | 11.1 | 5.6 | 5.6 | 3.9 | 7.8 | 4.4 | 10 | 5.6 | 2.2 | -12.2 | 1.5 | -3.5 | 15 | 13 | 13.7 | 12.8 | 18.3 | 17.2 | 3.9 | 0.2 | 18.3 | 11.7 | 0 | -1.7 | 23.9 | 20 | -17.8 | -22.2 | 0.2 | -3 | -12.2 | -15 | -16.1 | -22.2 | -10 | -12.2 | -12.4 | -15.4 | 11.1 | 10.6 | 11.1 | 3.9 | -1.7 | -10 | -20 | -22 | -7.4 | -8.7 | -3.5 | -6.4 | -3.9 | -6.7 | -1.1 | -1.7 | -10.4 | -12.3 | -11.1 | -14.4 | -23.3 | -28.9 | -2.8 | -10.6 | 7.2 | -1.1 | -4.4 | -15.6 | 2.8 | -6.1 | -10.6 | -12.8 | -20 | -27.2 | 0 | -1.7 | 15.6 | 15 | -1 | -2.4 | -15 | -21.7 | -5.6 | -7.8 | -3.9 | -11.7 | -6.5 | -12.7 | 9.6 | -8.4 | 3.5 | -5 | -4.4 | -5 | -10.7 | -18 | 1.8 | -1 | 1.1 | -3.3 | -0.6 | -3.9 | -1.7 | -2.2 | -8 | -12 | 0 | -1.7 | 5.7 | 1 | -1.1 | -10.6 | -6.7 | -10 | -23 | -29 | 0 | -5.1 | 0.9 | 0.2 | 1.7 | -2.2 | 2.2 | -2.2 | -6.7 | -9.4 | 2.8 | -2.8 | 12.8 | 8.3 | 4.4 | -5 | 3.9 | -2.2 | 3.3 | 3.3 | 4.4 | 3.3 | -3.9 | -8.9 | 3.9 | 3.9 | -20.4 | -25.6 | 8.9 | 2.2 | 1.1 | -2.5 | -13.9 | -17.2 | 0.4 | -5.3 | -5 | -6.1 | -13.9 | -17.7
-11 | -12 | -18.3 | -23.3 | -1.6 | -11.1 | 6.9 | -3.5 | -2.8 | -7.6 | 10.6 | 6.1 | 5 | 4 | 6.7 | 5 | 12.8 | 6.1 | 7.8 | 3.3 | 8.9 | 5 | 13.9 | 6.1 | 5 | -11.1 | 4.1 | -3.4 | 17 | 14 | 13.9 | 12.8 | 18.3 | 16.7 | 7.2 | 2.2 | 21.1 | 12.2 | 0 | -1.7 | 26.1 | 20 | -16.5 | -21 | 0.4 | -2.3 | -8.3 | -12.8 | -15.6 | -21.1 | -6.5 | -9.6 | -12.2 | -16.7 | 13.3 | 9.4 | 13.5 | 3.6 | -1.1 | -10 | -20 | -22 | -10 | -11.7 | -1.7 | -5.6 | -3.3 | -6.1 | 0 | -1.1 | -8.9 | -11.1 | -10.7 | -13.6 | -22.2 | -27.8 | -1.3 | -8.5 | 7.8 | -0.6 | -2.4 | -12.1 | 5.8 | -5.1 | -11.1 | -13.9 | -20 | -27.2 | 1.7 | -2.2 | 17.2 | 16.7 | -0.6 | -2.2 | -13.9 | -17.8 | -5.8 | -7.7 | -1.7 | -12.2 | -3.9 | -12.8 | 12.2 | -9.4 | 6.7 | -4.4 | -3.9 | -5 | -11.1 | -20 | 2.2 | -0.6 | 3.3 | -2.2 | 2.2 | -2.8 | 1.5 | -0.9 | -6 | -11 | 2.8 | 0.6 | 6.1 | 1.1 | -1.1 | -11.7 | -4.4 | -8.3 | -24 | -30 | 1.1 | -5.6 | 1.1 | 0.6 | 5 | -1.1 | 2.2 | -1.7 | -5 | -8.3 | 4.8 | -1.4 | 15.2 | 8.2 | 7.8 | -4.4 | 6.9 | -0.9 | 5.6 | 5.6 | 6.5 | 5 | -2.8 | -8.9 | 4.4 | 4.4 | -20.6 | -27.8 | 8.9 | 2.8 | 1.1 | -2.8 | -12.8 | -16.2 | 0.6 | -6.1 | -3.9 | -5.6 | -12.3 | -17.1
-11 | -13 | -17.2 | -22.2 | 0 | -11 | 9.8 | -3.4 | -2.2 | -8.3 | 12.2 | 5.6 | 6 | 4 | 6.7 | 5.7 | 15 | 6.1 | 9.4 | 3.3 | 10.4 | 5.6 | 16.7 | 4.4 | 7.8 | -10.6 | 6.7 | -4.4 | 17 | 14 | 14.3 | 12.9 | 17.2 | 15.6 | 10 | 2.6 | 23.3 | 12.2 | 0 | -1.1 | 27.2 | 20 | -15.2 | -20.1 | 0.6 | -2.2 | -5.6 | -10.6 | -13.9 | -20 | -2.9 | -7.2 | -11.5 | -15.4 | 15.6 | 7.1 | 15.9 | 2.3 | -0.6 | -11.1 | -19 | -22 | -11.3 | -12.6 | -1.3 | -4.9 | -2.8 | -7.2 | 0 | -1.7 | -8 | -10.4 | -10.4 | -13.3 | -18.9 | -24.4 | 0.2 | -7.3 | 9.4 | -0.6 | -0.3 | -9.6 | 8.7 | -5.6 | -10.6 | -12.2 | -18.9 | -26.7 | 4.4 | -1.7 | 18.3 | 17.2 | -0.4 | -1.8 | -12.8 | -17.8 | -5.9 | -7.9 | 1.1 | -12.2 | -3.2 | -9.7 | 13.1 | -8.3 | 8.2 | -2.9 | -3.3 | -4.4 | -10.7 | -18.7 | 2.4 | -0.6 | 5.6 | -1.1 | 5 | -1.7 | 4.6 | -0.2 | -5 | -8 | 5 | 0.6 | 6.3 | 1.8 | -0.6 | -11.7 | -2.2 | -8.3 | -23 | -30 | 2.8 | -4.9 | 1.5 | 0.9 | 6.7 | 0.6 | 3.3 | -1.1 | -4.4 | -8.3 | 6.9 | -0.7 | 17.6 | 7.4 | 10.6 | -3.9 | 9.8 | -0.6 | 10 | 7.2 | 8.5 | 6.3 | -2.2 | -9.4 | 5 | 5 | -20.4 | -27 | 9.4 | 3.9 | 1.8 | -3.2 | -11.7 | -15.6 | 0.4 | -4.8 | -2.2 | -5 | -10.6 | -17.2
-12 | -15 | -17.2 | -22.8 | 1.7 | -12.2 | 12.8 | -5 | -2 | -7.2 | 14.4 | 4.4 | 5 | 4 | 6.7 | 6.1 | 17.2 | 6.1 | 10.6 | 5 | 11.8 | 5.9 | 18.3 | 6.1 | 9.4 | -10.6 | 8.2 | -3.5 | 18 | 14 | 14.6 | 12.7 | 18.3 | 16.1 | 12.8 | 2.4 | 25 | 11.7 | 0 | -1.1 | 27.8 | 20.6 | -13.9 | -20 | 1 | -1.4 | -3.9 | -9.4 | -12.8 | -18.9 | 0.6 | -6.1 | -10.7 | -14.6 | 17.8 | 3.3 | 18.3 | 0.6 | 0 | -10.6 | -18 | -22 | -12.6 | -13.8 | -1 | -4.7 | -2.2 | -7.2 | 1.7 | -2.8 | -7 | -10 | -10 | -13.3 | -17.2 | -23.3 | 1.7 | -7.2 | 10 | 0 | 1.7 | -8.9 | 11.7 | -7.8 | -10 | -11.7 | -17.8 | -26.1 | 7.2 | -2.8 | 18.3 | 15.6 | -0.2 | -1.6 | -11.7 | -13.3 | -6.1 | -8.3 | 3.3 | -12.2 | -2.4 | -7.4 | 14.1 | -8.2 | 9.6 | -2.4 | -2.8 | -3.9 | -10.4 | -18.2 | 2.6 | -0.7 | 7.2 | -1.1 | 7.8 | 0.6 | 7.8 | 0 | -3 | -10 | 7.8 | 2.2 | 6.5 | 2.6 | -0.6 | -11.1 | 0 | -8.3 | -23 | -29 | 4.4 | -5 | 1.8 | 1.2 | 7.8 | 1.7 | 3.9 | -0.6 | -2.8 | -7.2 | 8.9 | 0 | 20 | 5.6 | 12.2 | -3.3 | 12.8 | -0.6 | 13.9 | 7.8 | 10.6 | 7.8 | -1.1 | -9.4 | 5.6 | 5.6 | -20.2 | -27 | 9.4 | 3.9 | 2.6 | -4.1 | -10.6 | -15.6 | 0.2 | -4.4 | -2.8 | -5.6 | -8.7 | -14.9
-13 | -15 | -18.3 | -23.3 | 2.8 | -10.9 | 13.5 | -5 | -1.9 | -7 | 15 | 2.8 | 6 | 4 | 6.7 | 6.7 | 17.2 | 8.9 | 11.7 | 5.6 | 13.3 | 6.1 | 20 | 5 | 10.6 | -9.4 | 9.6 | -3.5 | 18 | 15 | 15 | 12.8 | 20 | 16.7 | 15.6 | 1.1 | 26.1 | 11.7 | 0.6 | -1.1 | 27.2 | 20 | -12.8 | -18.7 | 1.3 | -1 | -3.9 | -9.4 | -12.2 | -17.8 | 2.4 | -4.4 | -10 | -14.4 | 18 | 5.3 | 18.9 | 1.9 | 1.1 | -10.6 | -17 | -22 | -13.9 | -15 | -0.6 | -5 | -2.2 | -6.1 | 2.8 | -1.1 | -6.1 | -10 | -9.3 | -12.5 | -16.1 | -21.7 | 2.2 | -5.9 | 11.1 | 0.6 | 3 | -7.2 | 11.9 | -6.7 | -10 | -11.1 | -17.2 | -25.6 | 10 | -3.3 | 17.8 | 15 | 0 | -1.7 | -10.6 | -11.7 | -6.8 | -8.9 | 4.4 | -12.2 | -1.7 | -6.1 | 15 | -8.9 | 11.1 | -1.7 | -2.2 | -3.9 | -10 | -18.9 | 2.8 | -1.1 | 8.3 | 0 | 10 | 1.1 | 9.3 | 0 | -3 | -7 | 10 | 1.1 | 6.7 | 3.3 | 0 | -12.8 | 2.2 | -8.3 | -22 | -28 | 6.1 | -6.1 | 2.2 | 1.7 | 8.9 | 2.2 | 4.4 | 0 | -0.6 | -6.1 | 8.7 | 0.1 | 20.4 | 6.4 | 13.3 | -2.2 | 14.1 | -0.3 | 15.6 | 8.3 | 11.5 | 8.7 | -0.6 | -9.4 | 6.1 | 2.2 | -20 | -27.8 | 8.9 | 5 | 3.3 | -6.1 | -10.2 | -15.3 | 0 | -4.4 | -2.8 | -5 | -6.9 | -13.4
-12 | -15 | -17.2 | -22.8 | 3.9 | -11.6 | 14.3 | -5.3 | -1.7 | -7.2 | 15.6 | 2.2 | 6 | 4 | 7.2 | 6.6 | 15 | 10 | 12.2 | 5.6 | 14.1 | 6 | 21.1 | 6.7 | 11.1 | -7.8 | 11.1 | -3.9 | 19 | 15 | 16.1 | 12.5 | 21.7 | 16.7 | 16.5 | 0.6 | 26.7 | 11.7 | 0.6 | -1.1 | 27.8 | 19.4 | -11.7 | -17.8 | 1.7 | -0.6 | -3.9 | -10.6 | -11.1 | -17.8 | 4.3 | -3.3 | -9.6 | -13.9 | 18.1 | 6.6 | 19.4 | 2.7 | 1.7 | -10 | -17 | -22 | -14.1 | -15.2 | -0.8 | -4.9 | -2.2 | -5.6 | 2.8 | -1.7 | -6.1 | -9.5 | -8.5 | -12 | -13.9 | -20 | 2.8 | -5.4 | 12.2 | 1.1 | 4.3 | -6.6 | 12 | -6.6 | -10.6 | -13.9 | -16.1 | -25 | 11.7 | -3.9 | 17.2 | 14.4 | 0 | -1.4 | -9.4 | -11.7 | -7.6 | -9.9 | 5 | -12.2 | -0.8 | -5.4 | 15.6 | -8.3 | 11.5 | -1.4 | -2.2 | -3.9 | -9.6 | -17.6 | 2.8 | -0.6 | 8.9 | 0 | 11.7 | 1.1 | 10.7 | -0.4 | -3 | -11 | 11.7 | 1.7 | 7.6 | 4.6 | -0.6 | -13.3 | 4.4 | -10 | -22 | -28 | 6.3 | -5.3 | 2.2 | 1.8 | 9.4 | 2.8 | 4.4 | 0 | 0 | -5 | 8.5 | 0 | 20.7 | 6.7 | 15 | -2.2 | 15.4 | -0.7 | 16.7 | 8.9 | 12.4 | 9.6 | -0.6 | -10 | 5 | -0.6 | -19.4 | -27.1 | 9.4 | 5 | 3.1 | -6.6 | -9.8 | -15.4 | 0.2 | -3.4 | -3.3 | -5.6 | -5 | -12.8
-12 | -15 | -16.7 | -22.8 | 5 | -13.3 | 15 | -7.2 | -1.5 | -6.4 | 15.6 | 2.2 | 6 | 4 | 7.8 | 6.8 | 15 | 10 | 13.9 | 5.6 | 14.8 | 5.6 | 21.1 | 7.8 | 12.2 | -8.9 | 11.1 | -3 | 19 | 15 | 17.2 | 12.1 | 21.7 | 16.7 | 17.4 | 0.1 | 27.2 | 11.1 | 0.6 | -1.1 | 27.2 | 18.9 | -10.6 | -17.8 | 2.1 | -0.4 | -3.3 | -12.2 | -10 | -16.7 | 6.1 | -2.8 | -9.3 | -13.9 | 18.3 | 8.3 | 20 | 3.9 | 1.7 | -10 | -16 | -22 | -14.2 | -15.6 | -0.9 | -5.1 | -2.2 | -5.6 | 3.9 | -0.6 | -6.1 | -9.5 | -7.8 | -12.2 | -12.2 | -18.3 | 3.3 | -5.6 | 12.2 | 1.1 | 5.6 | -7.2 | 12.2 | -7.2 | -10.6 | -12.2 | -16.7 | -25 | 12.8 | -3.9 | 15 | 12.2 | 0 | -1.4 | -8.9 | -11.7 | -8.3 | -11.1 | 6.1 | -12.2 | 0.2 | -5.3 | 16.1 | -8 | 11.8 | -1.5 | -1.7 | -3.9 | -9.3 | -17.8 | 2.8 | -0.3 | 9.4 | 0.6 | 13.3 | 1.7 | 12.2 | -1.1 | -3 | -8 | 12.8 | 0 | 8.5 | 6 | -1.1 | -12.2 | 5.6 | -11.1 | -22 | -28 | 6.5 | -5.4 | 2.2 | 2.1 | 10 | 3.3 | 5 | 0 | 1.7 | -4.4 | 8.3 | 0 | 21.1 | 7.2 | 16.1 | -4.4 | 16.7 | -1.1 | 16.7 | 8.9 | 13.3 | 10.6 | 0.6 | -10 | 4.4 | -1.1 | -18.9 | -27.3 | 10.6 | 6.1 | 3 | -7.4 | -9.4 | -16.7 | 0.4 | -2.8 | -3.3 | -5 | -5.4 | -11.8
-12 | -15 | -17.8 | -23.3 | 3.7 | -11.3 | 13.3 | -5.6 | -1.3 | -6.2 | 15.6 | 1.7 | 6 | 4 | 8.3 | 6.7 | 14.4 | 10.6 | 14.4 | 6.1 | 15.6 | 5 | 21.1 | 7.2 | 13.9 | -8.9 | 11.1 | -2.7 | 19 | 14 | 18.3 | 11.7 | 21.1 | 16.7 | 18.3 | -1.1 | 27.2 | 11.7 | 1.1 | -0.6 | 25.6 | 19.4 | -11 | -17.5 | 2.4 | -0.5 | -3.9 | -9.4 | -10 | -18.3 | 4.6 | -2.2 | -8.9 | -14.4 | 17 | 8.7 | 18.3 | 5.5 | 1.7 | -9.4 | -16 | -20 | -14.4 | -16.1 | -1.1 | -6.1 | -2.8 | -6.7 | 2.8 | -1.7 | -6.1 | -10 | -9.1 | -12.6 | -11.1 | -17.8 | 2.9 | -4.6 | 12.2 | 1.1 | 5.2 | -5.6 | 10.9 | -5.7 | -11.1 | -13.3 | -16.7 | -25.6 | 13.3 | -3.3 | 13.3 | 11.7 | 0 | -1.7 | -8.9 | -11.7 | -8.5 | -10.9 | 6.7 | -12.2 | 1.1 | -6.1 | 16.7 | -9.4 | 12.2 | -1.7 | -1.7 | -3.9 | -8.9 | -18.9 | 2.8 | 0 | 8.9 | 0.6 | 12.2 | 0.6 | 10.9 | -1 | -3 | -8 | 13.3 | 0.6 | 9.4 | 7.2 | -1.7 | -13.3 | 5.6 | -11.1 | -21 | -28 | 6.7 | -6.1 | 2.2 | 2.2 | 10.6 | 2.8 | 5 | -0.6 | 1.7 | -3.3 | 7.8 | 0 | 20.2 | 8.3 | 16.1 | -6.1 | 15.8 | 0.4 | 15.6 | 9.4 | 14.4 | 11 | 0.6 | -10 | 2.8 | -3.3 | -18.3 | -28.3 | 12.2 | 5.6 | 2.8 | -10 | -10.7 | -17 | 0.6 | -2.8 | -3.3 | -5.6 | -5.7 | -11.5
-14 | -16 | -18.9 | -25.6 | 2.4 | -10.9 | 11.7 | -5.1 | -1.1 | -6.7 | 15.6 | 1.7 | 5 | 4 | 7.6 | 6.1 | 13.9 | 10.6 | 13.3 | 6.1 | 14.5 | 5.1 | 16.7 | 9.9 | 8.3 | -3.9 | 11.1 | -2.8 | 19 | 13 | 17.2 | 11.9 | 20.6 | 16.1 | 15.3 | 2.8 | 26.1 | 11.7 | 1.1 | 0 | 26.7 | 19.4 | -11.3 | -17.8 | 2.8 | -0.6 | -4.4 | -8.9 | -10.6 | -18.3 | 3.2 | -1.9 | -9.5 | -14.3 | 15.7 | 8.9 | 16.7 | 6.8 | 1.1 | -9.4 | -16 | -20 | -15 | -16.5 | -1.5 | -5.9 | -3.3 | -7.2 | 0 | -3.3 | -7.4 | -11.1 | -10.4 | -13.6 | -11.1 | -17.2 | 2.6 | -4.1 | 11.1 | 1.1 | 4.8 | -5.2 | 9.6 | -5.2 | -12.8 | -13.9 | -17.2 | -25.6 | 12.8 | -3.9 | 13.3 | 11.7 | -0.2 | -1.5 | -8.9 | -13.3 | -8.7 | -11.1 | 6.1 | -12.2 | 0.7 | -4.9 | 14.7 | -8.3 | 11.1 | -2 | -5 | -7.8 | -9.3 | -18 | 2.8 | 0 | 8.9 | 0.6 | 11.1 | 0.6 | 9.6 | -1.5 | -4 | -8 | 12.2 | 1.1 | 8.3 | 6.5 | -2.8 | -15 | 5 | -11.1 | -22 | -29 | 5.4 | -5.5 | 2.4 | 2.4 | 9.4 | 2.2 | 5 | 0.6 | 0.6 | -3.9 | 7.2 | 0.2 | 19.2 | 8.9 | 15 | -6.7 | 14.8 | 1 | 13.3 | 10 | 15.6 | 11.8 | 0.6 | -10 | 2.2 | -3.9 | -19.6 | -28.3 | 12.2 | 5.6 | 1.7 | -8.5 | -12 | -18.1 | 1.1 | -1.9 | -3.9 | -6.1 | -6.1 | -12.2
-12 | -15 | -20.6 | -26.7 | 1.1 | -12.2 | 10 | -5.6 | -1.7 | -5.7 | 15 | 1.7 | 4 | 3 | 6.8 | 5.6 | 12.8 | 10.6 | 11.7 | 5.6 | 13.3 | 4.7 | 12.2 | 10 | 3.9 | -3.9 | 7.8 | -1 | 18 | 13 | 16.1 | 12.1 | 20.6 | 16.1 | 12.4 | 4.4 | 25 | 11.7 | 1.7 | 0 | 25 | 19.4 | -11.7 | -18.9 | 2.8 | -0.9 | -4.4 | -8.9 | -11.7 | -18.3 | 1.7 | -2.2 | -10 | -14.6 | 14.4 | 8.9 | 15 | 7.2 | 1.1 | -10 | -17 | -21 | -15.5 | -17 | -1.8 | -6.2 | -3.9 | -7.2 | -1.1 | -3.9 | -8.7 | -12.9 | -11.7 | -15 | -10 | -13.9 | 2.2 | -4.4 | 10 | 2.2 | 4.4 | -5.6 | 8.3 | -5.6 | -12.8 | -15.6 | -17.8 | -25.6 | 8.3 | -3.3 | 13.3 | 11.7 | -0.4 | -1.5 | -9.4 | -11.7 | -8.9 | -11.7 | 1.7 | -18.3 | 0.4 | -4.3 | 12.6 | -8.7 | 10 | -2.3 | -6.7 | -7.8 | -9.6 | -18.5 | 2.8 | 0 | 7.2 | 0.6 | 10 | 0 | 8.3 | -2.2 | -5 | -7 | 7.8 | 1.7 | 7.2 | 5.9 | -3.3 | -12.8 | 2.8 | -11.1 | -22 | -29 | 4.1 | -6 | 2.6 | 2.6 | 6.7 | 1.7 | 5 | -0.6 | 0 | -3.9 | 6.7 | 0 | 18.3 | 9.4 | 12.2 | -6.7 | 13.9 | 1.7 | 12.8 | 10 | 16.7 | 12.2 | 0.6 | -10 | 1.1 | -4.4 | -20.9 | -29.3 | 11.7 | 5.6 | 0.5 | -8.5 | -13.3 | -20 | 1.7 | -1.4 | -4.4 | -6.1 | -6.8 | -12
-11 | -13 | -19.4 | -25.6 | -0.4 | -9 | 8.7 | -4.9 | -2.2 | -5.4 | 14.4 | 2.2 | 4 | 1 | 6.1 | 5 | 12.2 | 10 | 8.3 | 5.6 | 12.2 | 4.4 | 8.3 | 7.2 | 3.3 | -4.4 | 4.4 | -1 | 16 | 13 | 15 | 12.2 | 20 | 16.1 | 9.4 | 5 | 23.3 | 12.8 | 1.7 | 0 | 24.4 | 18.9 | -11.7 | -17.8 | 2.8 | -1.4 | -5 | -9.4 | -12.8 | -18.3 | 0.6 | -2.3 | -10.6 | -15.6 | 13.9 | 10 | 13.7 | 7.9 | 0.6 | -10 | -18 | -21 | -16.1 | -17.8 | -2.2 | -7.2 | -4.4 | -7.2 | -1.1 | -4.4 | -10 | -15 | -10.8 | -13.6 | -10 | -12.8 | 1.8 | -3.8 | 9.4 | 0 | 4.4 | -4.5 | 7.6 | -4.5 | -12.8 | -15 | -18.3 | -26.7 | 5.6 | -2.8 | 12.2 | 10.6 | -0.6 | -1.7 | -10.6 | -11.7 | -8.9 | -11.4 | 0 | -17.8 | 0 | -4.4 | 10.6 | -10.6 | 8.9 | -3.3 | -6.7 | -7.8 | -10 | -20 | 2.8 | 0 | 6.7 | 0.6 | 7.8 | -0.6 | 6.3 | -1.8 | -5 | -7 | 6.1 | 1.1 | 6.1 | 5 | -3.9 | -15 | 2.2 | -11.1 | -22 | -28 | 2.8 | -7.2 | 2.8 | 2.8 | 4.4 | 1.1 | 5 | -0.6 | 0.6 | -3.3 | 5.4 | 0.1 | 17 | 9.7 | 10.6 | -6.1 | 13.2 | 2.1 | 12.2 | 10 | 15.9 | 12.3 | 0.6 | -10 | 0.6 | -7.2 | -22.2 | -31.1 | 11.1 | 5.6 | -0.6 | -9.4 | -14.6 | -20.1 | 2.2 | -1.1 | -5 | -6.7 | -7.6 | -12.6
-10 | -12 | -20.6 | -26.7 | -1.8 | -8.2 | 7.4 | -4.7 | -2.8 | -5.6 | 13.3 | 2.2 | 1 | 0 | 5.7 | 4.8 | 11.7 | 10 | 7.2 | 5.6 | 12 | 4 | 8.3 | 7.2 | 2.2 | -5 | 1.1 | -1.7 | 16 | 14 | 14.1 | 11.7 | 19.4 | 15.6 | 8.1 | 4.9 | 21.7 | 12.2 | 1.7 | 0.6 | 23.9 | 19.4 | -11.7 | -17.6 | 2.8 | -2.2 | -5 | -9.4 | -13.3 | -18.9 | -0.6 | -2.7 | -11.1 | -15 | 13.3 | 10.5 | 12.4 | 8.1 | 0.6 | -10 | -18 | -21 | -16.5 | -18.1 | -3.3 | -7 | -5 | -8.9 | -1.1 | -4.4 | -10.7 | -14.9 | -9.8 | -12.3 | -10 | -12.2 | 1.5 | -3.5 | 8.3 | 1.7 | 4.4 | -4.5 | 6.8 | -4.6 | -13.3 | -14.4 | -18.9 | -26.7 | 5.6 | -2.2 | 9.4 | 7.2 | -0.6 | -1.6 | -12.8 | -13.3 | -8.9 | -11.7 | -1.1 | -14.4 | 0.2 | -3.8 | 10.4 | -8.8 | 8.3 | -2.9 | -7.2 | -8.9 | -10 | -18.5 | 2.6 | 0 | 6.1 | 0.6 | 6.7 | -1.1 | 4.2 | -2.1 | -5 | -7 | 2.8 | -0.6 | 5.7 | 4.7 | -4.4 | -15 | 1.7 | -11.1 | -22 | -29 | 2.4 | -6.9 | 2.6 | 2.5 | 3.3 | 1.1 | 4.4 | -0.6 | 0.6 | -2.8 | 4.1 | 0.2 | 15.7 | 10.1 | 8.9 | -4.4 | 12.4 | 2.3 | 11.7 | 10 | 15.2 | 12.4 | 0.6 | -8.9 | 0 | -6.7 | -22.8 | -29.9 | 10.6 | 5.6 | -1.5 | -9.1 | -15.9 | -21 | 2.4 | -0.9 | -4.4 | -6.1 | -8.3 | -13.9
-11 | -12 | -21.7 | -27.8 | -3.3 | -8.3 | 6.1 | -5.6 | -2.6 | -4.9 | 13.3 | 2.2 | 3 | 2 | 5.4 | 4.7 | 11.7 | 10 | 6.1 | 5 | 11.9 | 3.9 | 6.7 | 5 | 2.8 | -6.1 | 1.3 | -1.7 | 15 | 14 | 13.1 | 11 | 18.3 | 15 | 6.9 | 4.9 | 20.6 | 12.2 | 2.2 | 0.6 | 23.3 | 19.4 | -11.7 | -17.8 | 1.9 | -3 | -4.4 | -9.4 | -13.9 | -20 | -1.7 | -3.3 | -11.7 | -15.1 | 12.8 | 11.1 | 11.1 | 8.3 | 0.6 | -10 | -17 | -20 | -16.8 | -18.6 | -4.5 | -7.5 | -6.7 | -10 | -1.7 | -5.6 | -11.5 | -15.6 | -8.9 | -11.7 | -9.4 | -12.2 | 1.1 | -3.9 | 8.3 | 0 | 4.4 | -5 | 6.1 | -5 | -13.9 | -15 | -19.4 | -27.2 | 2.8 | -1.7 | 8.9 | 2.8 | -0.6 | -1.6 | -12.8 | -13.3 | -8.9 | -12.2 | -1.7 | -12.8 | 0.4 | -3.6 | 10.2 | -8.9 | 7.8 | -3 | -7.8 | -9.4 | -10 | -18.2 | 2.4 | 0 | 5.6 | 0 | 6.7 | -1.1 | 2.2 | -2.8 | -6 | -8 | 1.1 | -1.1 | 5.4 | 4.2 | -5 | -15.6 | 0.6 | -10.6 | -21 | -28 | 2.1 | -7.1 | 2.4 | 2 | 0.6 | 0 | 3.9 | -0.6 | 0.6 | -2.2 | 2.8 | 0 | 14.4 | 10 | 4.4 | -1.7 | 11.7 | 2.2 | 11.1 | 10 | 14.4 | 12.2 | 1.1 | -8.3 | 0 | -7.8 | -23.3 | -29.2 | 10 | 5.6 | -2.4 | -9.6 | -17.2 | -22.2 | 2.6 | -0.9 | -4.4 | -6.1 | -8.1 | -13.6
-11 | -13 | -20.6 | -23.9 | -3.5 | -7.8 | 5.7 | -4.4 | -2.4 | -4.5 | 12.8 | 2.8 | 4 | 3 | 5 | 4.4 | 11.7 | 10 | 6.1 | 4.4 | 11.7 | 3.3 | 6.1 | 4 | 1.1 | -6.7 | 1.5 | -2.2 | 16 | 14 | 12.2 | 10.6 | 17.2 | 14.4 | 5.6 | 4.4 | 19.4 | 12.2 | 2.2 | 0.6 | 22.8 | 19.4 | -11.7 | -17.1 | 0.9 | -4.2 | -4.4 | -9.4 | -14.4 | -20.6 | -1.1 | -2.8 | -12.2 | -15.6 | 12.8 | 11.2 | 10.9 | 8.5 | 0.6 | -10 | -17 | -19 | -17.2 | -19.4 | -5.6 | -8.3 | -6.1 | -9.4 | -2.2 | -6.1 | -12.2 | -16.7 | -9.3 | -11.8 | -9.4 | -11.7 | 0.7 | -3.7 | 7.8 | -1.7 | 4.2 | -4 | 5.9 | -4 | -14.4 | -15.6 | -19.4 | -27.2 | 2.8 | -1.7 | 8.3 | 2.8 | -0.6 | -1.7 | -12.2 | -13.9 | -8.9 | -12 | -1.7 | -11.1 | 0.6 | -3.9 | 10 | -10 | 7.2 | -3.3 | -7.8 | -12.8 | -10 | -18.9 | 2.2 | 0 | 4.4 | -0.6 | 6.7 | -1.1 | 1.8 | -2.4 | -6 | -8 | 1.7 | -0.6 | 5 | 3.9 | -5.6 | -15.6 | 1.1 | -10.6 | -20 | -27 | 1.7 | -8.9 | 2.2 | 1.7 | -0.6 | -1.1 | 3.3 | -0.6 | 1.1 | -1.7 | 2.1 | -0.3 | 15.2 | 10.2 | 3.9 | -1.1 | 10.8 | 3.6 | 10 | 9.4 | 13.7 | 12 | 1.7 | -7.8 | -1.1 | -8.3 | -23.9 | -29.4 | 10 | 5 | -3.3 | -11.1 | -16.7 | -21.1 | 2.8 | -1.1 | -4.4 | -6.1 | -8 | -14.1
-11 | -13 | -23.3 | -28.9 | -3.7 | -8 | 5.4 | -4.2 | -2.2 | -4.4 | 12.8 | 2.8 | 5 | 2 | 5 | 4.3 | 11.7 | 10 | 5.6 | 3.9 | 10.4 | 3.7 | 5.6 | 3.7 | 1.1 | -7.8 | 1.7 | -2.8 | 16 | 14 | 11.5 | 9.8 | 17.2 | 13.9 | 3.7 | 2.7 | 19.4 | 12.8 | 2.2 | 0.6 | 22.2 | 18.9 | -11.7 | -16.9 | 0 | -6.1 | -4.4 | -10 | -15 | -21.1 | -0.6 | -2.4 | -12.9 | -15.3 | 12.8 | 11.2 | 10.8 | 8.9 | -0.6 | -8.3 | -16 | -19 | -18.9 | -20.1 | -5.6 | -7.9 | -6.1 | -10.6 | -2.8 | -5.6 | -12.6 | -16.5 | -9.6 | -12.4 | -9.4 | -11.7 | 0.4 | -3.7 | 7.2 | -1.7 | 4.1 | -3.6 | 5.8 | -3.6 | -16.1 | -17.2 | -19.4 | -27.2 | 1.1 | -2.2 | 6.7 | 1.7 | -0.6 | -1.6 | -12.8 | -13.9 | -8.9 | -12.1 | 0 | -11.7 | 1 | -3.6 | 8.5 | -8.8 | 5.7 | -3 | -8.9 | -13.3 | -10 | -17.6 | 2 | -0.5 | 2.2 | -1.1 | 6.1 | -1.1 | 1.5 | -2 | -6 | -9 | 0 | -2.2 | 5 | 3.8 | -6.1 | -15.6 | 0 | -11.1 | -19 | -23 | 0.9 | -7.6 | 2.2 | 1.8 | -1.7 | -1.7 | 2.2 | -0.6 | 0.6 | -0.6 | 1.3 | -0.5 | 15.9 | 10.5 | 3.3 | -1.1 | 9.8 | 4.4 | 10 | 9.4 | 12.9 | 11.5 | 2.2 | -7.2 | -1.7 | -7.8 | -23.9 | -28.6 | 8.9 | 4.4 | -3.9 | -10.6 | -16.1 | -20.2 | 2.8 | -0.9 | -4.4 | -6.7 | -7.8 | -15.6
-16 | -17 | -24.4 | -30.6 | -3.9 | -8.9 | 5 | -4.4 | -1.8 | -3.9 | 12.2 | 3.3 | 6 | 3 | 5 | 4.1 | 10.6 | 8.9 | 5.6 | 3.9 | 9.1 | 3.5 | 5 | 2.9 | 1.7 | -8.3 | 1.1 | -2.7 | 16 | 15 | 10.7 | 9 | 17.2 | 13.9 | 1.9 | 0.7 | 18.9 | 12.8 | 2.8 | 1.1 | 21.7 | 19.4 | -11.7 | -17.2 | -0.2 | -5.3 | -4.4 | -10 | -15.6 | -21.1 | 0 | -2.2 | -13.7 | -15.7 | 12.8 | 11.1 | 10.6 | 8.9 | -0.6 | -8.9 | -15 | -18 | -20.5 | -20.9 | -5.6 | -7.7 | -6.7 | -10.6 | -3.9 | -6.1 | -12.9 | -16.8 | -10 | -13.3 | -8.9 | -11.7 | 0 | -4.4 | 6.1 | -1.7 | 3.9 | -3.9 | 5.6 | -3.9 | -17.2 | -17.8 | -20 | -27.2 | 0 | -1.7 | 6.1 | 1.1 | -0.6 | -1.6 | -12.8 | -13.9 | -8.9 | -12.8 | -1.1 | -8.9 | 1.3 | -3.7 | 7.1 | -8.7 | 4.3 | -3.1 | -10 | -14.4 | -10 | -17.6 | 1.9 | -0.9 | 3.9 | -0.6 | 5 | -1.7 | 1.1 | -2.2 | -7 | -11 | -1.1 | -2.2 | 5 | 3.8 | -6.1 | -16.1 | 0 | -11.1 | -18 | -23 | 0.2 | -7.3 | 2.2 | 2.1 | -1.7 | -1.7 | 1.7 | -1.1 | 0.6 | 0 | 0.6 | -1.1 | 16.7 | 10.6 | 1.7 | -1.7 | 8.9 | 5 | 10 | 10 | 12.2 | 11.1 | 2.8 | -5.6 | -2.2 | -7.8 | -23.9 | -28.2 | 8.9 | 3.9 | -4.4 | -11 | -15.6 | -20 | 2.8 | -0.9 | -5 | -7.2 | -8 | -14.5
-16 | -18 | -24.4 | -29.4 | -4.3 | -8.9 | 5 | -3.8 | -1.5 | -3.7 | 12.8 | 2.2 | 5 | 3 | 5 | 3.9 | 10.6 | 8.9 | 5.6 | 4.4 | 7.8 | 3.3 | 4.4 | 3 | 1.7 | -9.4 | 0.6 | -2.8 | 16 | 16 | 10 | 8.3 | 16.7 | 13.9 | 0 | -1.1 | 18.3 | 12.8 | 2.8 | 1.1 | 21.1 | 18.9 | -11.3 | -16 | -0.4 | -5.5 | -5.6 | -9.4 | -15.6 | -21.1 | -0.2 | -2 | -14.4 | -16.1 | 12.2 | 11 | 10.2 | 9 | -0.6 | -8.3 | -14 | -17 | -22.2 | -23.1 | -5.6 | -7.8 | -7.2 | -11.1 | -3.9 | -6.7 | -13.3 | -17.8 | -10.6 | -13.4 | -8.9 | -11.7 | 0 | -3.8 | 5 | -1.7 | 3.7 | -2.8 | 5.4 | -3.7 | -16.7 | -17.2 | -20.6 | -27.8 | 0.6 | -1.1 | 5.6 | -0.6 | -0.6 | -1.7 | -13.3 | -14.4 | -10 | -13.2 | -2.2 | -10.6 | 1.7 | -4.4 | 5.6 | -10.6 | 2.8 | -3.9 | -11.1 | -15 | -10 | -18.3 | 1.7 | -1.7 | 2.2 | -1.7 | 4.4 | -2.2 | 1.3 | -1.7 | -8 | -11 | -1.7 | -2.8 | 5 | 3.9 | -7.2 | -16.7 | 0.6 | -11.1 | -18 | -23 | -0.6 | -8.3 | 2.2 | 2.2 | -2.2 | -2.8 | 2.2 | -0.6 | 1.1 | 0 | 0.4 | -0.9 | 15.9 | 10.9 | 1.7 | -1.1 | 8.5 | 5.6 | 10.6 | 10.6 | 12.4 | 11.5 | 3.9 | -2.8 | -2.2 | -9.4 | -23.9 | -28.3 | 8.9 | 3.9 | -5 | -12.2 | -15 | -19.1 | 2.8 | -1.1 | -5 | -7.8 | -8.1 | -14.4
-15 | -17 | -24.4 | -30.6 | -4.6 | -9.6 | 5 | -3.8 | -1.1 | -3.9 | 13.3 | 2.8 | 4 | 3 | 4.8 | 3.8 | 10.6 | 9.4 | 5.6 | 3.9 | 7.6 | 3.5 | 3.9 | 2.6 | 0.6 | -10 | 0 | -3.3 | 16 | 15 | 9.3 | 7.9 | 16.7 | 13.9 | -0.2 | -1.1 | 18.3 | 12.8 | 3.3 | 1.7 | 21.1 | 18.9 | -11 | -15.2 | -0.6 | -6.1 | -5.6 | -8.9 | -15.6 | -21.1 | -0.4 | -2.1 | -14.4 | -15.9 | 11.7 | 10.8 | 9.8 | 8.9 | -1.7 | -7.8 | -14 | -16 | -22.8 | -23.8 | -6 | -7.9 | -8.9 | -12.8 | -5 | -7.8 | -13.3 | -17.2 | -11.1 | -13.7 | -9.4 | -12.2 | 0 | -3.6 | 4.4 | -1.7 | 3.5 | -2 | 5.2 | -4.3 | -18.3 | -20 | -21.7 | -28.9 | 0.6 | -1.1 | 5 | -0.6 | -0.4 | -1.5 | -13.9 | -15.6 | -11.1 | -14.3 | -2.8 | -10.6 | 1.3 | -3.8 | 5 | -9.2 | 2.2 | -3.1 | -11.7 | -15.6 | -9.6 | -16.8 | 0.8 | -2.3 | 2.8 | -0.6 | 3.9 | -2.2 | 1.5 | -1.5 | -9 | -12 | -1.1 | -2.8 | 5.2 | 3.9 | -7.8 | -17.8 | 1.1 | -10.6 | -18 | -22 | -1.3 | -7.9 | 2.4 | 2.4 | -3.3 | -3.9 | 2.8 | 0 | 1.1 | 0.6 | 0.2 | -1 | 15.2 | 11 | 0.6 | -1.7 | 8.2 | 6.4 | 10 | 10 | 12.6 | 11.9 | 2.2 | -1.1 | -3.3 | -9.4 | -22.4 | -26.9 | 8.9 | 2.8 | -5.6 | -11.2 | -14.5 | -18.8 | 2.6 | -0.7 | -5.6 | -8.9 | -8.3 | -15
-15 | -17 | -25 | -28.9 | -5 | -11.1 | 5 | -4.4 | -1.1 | -3.6 | 11.7 | 2.8 | 2 | 1 | 4.6 | 3.6 | 8.9 | 7.8 | 5.6 | 3.9 | 7.4 | 3.5 | 3.3 | 2.2 | -2.8 | -7.8 | 0 | -3 | 16 | 15 | 8.5 | 7.6 | 16.7 | 13.9 | -0.4 | -1 | 18.3 | 12.8 | 3.9 | 2.8 | 20.6 | 18.3 | -10.6 | -15 | -1.1 | -5.7 | -5.6 | -8.3 | -15.6 | -21.1 | -0.6 | -2.2 | -14.4 | -15.9 | 11.1 | 10.6 | 9.4 | 8.9 | -2.2 | -7.8 | -13 | -16 | -23.3 | -24.5 | -6.3 | -7.9 | -10.6 | -16.1 | -5.6 | -8.3 | -13.3 | -17.2 | -11.7 | -14.4 | -10 | -12.8 | 0 | -3.9 | 3.9 | -1.7 | 3.3 | -1.7 | 5 | -5.6 | -22.8 | -24.4 | -22.2 | -30 | 1.1 | -0.6 | 4.4 | -2.8 | -0.2 | -1.5 | -13.9 | -16.1 | -12.2 | -15.6 | -2.8 | -11.7 | 1 | -3.7 | 4.5 | -9.2 | 1.7 | -3 | -11.7 | -16.1 | -9.3 | -16.3 | -0.2 | -3.5 | 2.2 | -1.1 | 3.9 | -2.2 | 1.7 | -1.7 | -10 | -13 | -2.8 | -5 | 5.4 | 3.9 | -7.8 | -17.8 | 0.6 | -10.6 | -17 | -25 | -2.1 | -8.3 | 2.6 | 2.6 | -3.3 | -3.9 | 2.8 | 0 | 1.1 | 0.6 | 0 | -1.1 | 14.4 | 11.1 | 0 | -1.7 | 7.8 | 6.7 | 10.6 | 10.6 | 12.8 | 12.2 | 1.1 | -1.1 | -3.3 | -9.4 | -20.9 | -25.8 | 8.3 | 1.7 | -6.1 | -11.2 | -13.9 | -18.9 | 2.4 | -0.6 | -8.3 | -12.2 | -8.9 | -14.2
-15 | -17 | -21.7 | -25.6 | -5.4 | -10 | 4.6 | -3.4 | -1.1 | -3.9 | 8.3 | 3.3 | 1 | 0 | 4.4 | 3.3 | 9.4 | 8.3 | 5 | 3.9 | 7.2 | 3.3 | 2.2 | 1.4 | -3.3 | -6.7 | 0 | -3 | 16 | 15 | 7.8 | 7.2 | 16.1 | 13.9 | -0.6 | -1.1 | 18.3 | 12.8 | 6.7 | 5.6 | 20.6 | 18.9 | -10.6 | -14.1 | -1.7 | -5.9 | -5 | -7.8 | -16.1 | -21.7 | -1.7 | -2.8 | -14.4 | -16.1 | 10.9 | 10.5 | 9.2 | 8.6 | -3.3 | -7.8 | -11 | -13 | -23.9 | -25.2 | -6.7 | -8.3 | -12.8 | -17.2 | -6.1 | -7.8 | -13.3 | -17.8 | -11.9 | -14.4 | -10 | -12.8 | -1.3 | -4.1 | 2.2 | -1.7 | 2.8 | -1 | 4.8 | -4.7 | -18.9 | -19.4 | -23.3 | -30.6 | 1.7 | -0.6 | 3.9 | -2.8 | 0 | -1.7 | -13.9 | -16.7 | -12.9 | -15.9 | -2.2 | -12.2 | 0.6 | -4.4 | 3.9 | -10.6 | 1.1 | -3.3 | -13.3 | -16.7 | -8.9 | -16.7 | -1.1 | -5 | 2.2 | -1.1 | 4.4 | -2.2 | 1.5 | -1.5 | -11 | -13 | -2.8 | -4.4 | 5.6 | 3.9 | -8.3 | -16.7 | 0.6 | -10.6 | -17 | -23 | -2.8 | -9.4 | 2.8 | 2.8 | -2.2 | -2.8 | 2.8 | 0 | 0.6 | 0.6 | 0.2 | -1.2 | 14.4 | 11.4 | -0.6 | -2.8 | 7.4 | 6.5 | 11.1 | 11.1 | 12.8 | 12.4 | 0.6 | -1.7 | -3.3 | -9.4 | -19.4 | -25.6 | 7.2 | 1.1 | -6.7 | -11.7 | -13.7 | -18.2 | 2.2 | -0.6 | -8.9 | -12.8 | -9.4 | -14.4
-15 | -16 | -23.3 | -27.8 | -5.7 | -9.8 | 4.3 | -3.1 | -1.1 | -4.4 | 10 | 3.3 | 0 | 0 | 4.4 | 3.2 | 8.9 | 7.8 | 5 | 3.3 | 7 | 3.3 | 2.2 | 1.4 | -3.3 | -7.2 | 0 | -3.3 | 17 | 16 | 6.9 | 6.3 | 16.7 | 13.9 | -0.4 | -1 | 18.3 | 12.8 | 7.2 | 6.1 | 20.6 | 18.3 | -10.6 | -13.5 | -2.2 | -6.7 | -5 | -7.8 | -16.1 | -21.7 | -2.8 | -3.7 | -14.6 | -16 | 10.8 | 10.7 | 9.1 | 8.5 | -2.8 | -7.2 | -10 | -12 | -24.3 | -26.3 | -7.4 | -8.9 | -12.8 | -18.9 | -6.1 | -8.9 | -13.9 | -17.3 | -12 | -14.5 | -10 | -12.8 | -2.6 | -4.7 | 2.2 | -1.7 | 2.2 | -0.8 | 4.6 | -4.4 | -18.3 | -20 | -24.4 | -31.1 | 1.7 | -0.6 | 3.3 | -2.8 | 0.2 | -1.2 | -13.9 | -17.2 | -13.7 | -16.7 | -3.9 | -10.6 | 0.2 | -4.4 | 3.2 | -9 | 1.5 | -2.2 | -13.9 | -17.2 | -8.7 | -15.1 | -1.7 | -5.1 | 1.7 | -1.1 | 3.9 | -2.2 | 1.3 | -1.7 | -11 | -15 | -2.8 | -3.9 | 5.2 | 3.7 | -8.3 | -17.2 | 1.1 | -10.6 | -17 | -23 | -3.3 | -8.8 | 3.3 | 3.3 | -2.2 | -2.2 | 3.3 | -0.6 | 1.1 | 1.1 | 0.4 | -1.6 | 14.4 | 11.6 | -1.1 | -2.2 | 7.1 | 6.4 | 11.1 | 11.1 | 12.8 | 12.7 | 0 | -3.3 | -4.4 | -8.9 | -18.1 | -24.1 | 7.2 | 0.6 | -7.1 | -11.3 | -13.5 | -18 | 2.4 | -0.3 | -7.8 | -12.2 | -10 | -15
-15 | -17 | -21.1 | -26.7 | -6.1 | -10 | 3.9 | -3.3 | -1.1 | -4.1 | 6.7 | 2.8 | 0 | 0 | 4.4 | 2.9 | 8.9 | 7.8 | 4.4 | 3.3 | 6.9 | 3 | 2.2 | 1.1 | -3.9 | -7.8 | -0.2 | -3.2 | 17 | 16 | 5.9 | 5.3 | 17.2 | 14.4 | -0.2 | -1.1 | 17.8 | 13.3 | 7.2 | 6.1 | 20 | 17.8 | -10.6 | -13.3 | -2.9 | -6.4 | -5.6 | -8.3 | -16.1 | -22.2 | -3.9 | -4.4 | -14.8 | -15.9 | 10.6 | 10.6 | 8.9 | 8.3 | -2.8 | -6.7 | -11 | -13 | -24.6 | -27.8 | -8.2 | -9.6 | -13.9 | -20 | -6.7 | -8.3 | -14.4 | -17.2 | -12.2 | -15 | -10 | -12.8 | -3.9 | -5.6 | 1.7 | -2.2 | 1.7 | -0.6 | 4.4 | -5 | -20 | -20.6 | -26.1 | -32.2 | 1.1 | -1.1 | 2.8 | -3.3 | 0.4 | -1.1 | -13.9 | -17.8 | -14.4 | -17.8 | -6.1 | -11.1 | -0.2 | -5.1 | 2.4 | -9 | 1.8 | -1.6 | -13.9 | -17.8 | -8.5 | -14.8 | -2.2 | -5.6 | 1.7 | -1.1 | 3.3 | -1.7 | 1.1 | -2.2 | -12 | -16 | -3.9 | -5 | 4.8 | 3.5 | -8.9 | -18.9 | 0.6 | -10.6 | -16 | -23 | -3.9 | -9.1 | 3.9 | 3.9 | -1.1 | -1.1 | 3.3 | 0 | 1.7 | 1.1 | 0.6 | -2.2 | 14.4 | 11.7 | -1.1 | -2.2 | 6.7 | 6.1 | 10.6 | 10.6 | 12.8 | 12.8 | -1.7 | -6.1 | -4.4 | -8.9 | -16.9 | -23.7 | 5.6 | 0.6 | -7.4 | -11.4 | -13.3 | -18.3 | 2.6 | -0.1 | -7.2 | -10.6 | -9.6 | -14.7
-14 | -16 | -20 | -25 | -4.4 | -9 | 4.3 | -2.1 | -1.1 | -4.1 | 6.7 | 2.8 | -1 | -1 | 4.4 | 2.8 | 8.9 | 7.2 | 5 | 4.4 | 6.7 | 2.8 | 2.2 | 1.1 | -5.6 | -7.8 | -0.4 | -3.4 | 17 | 16 | 5 | 4.4 | 16.7 | 15 | 0 | -1.1 | 18.3 | 13.3 | 8.3 | 7.2 | 20 | 17.8 | -10 | -12.6 | -3.7 | -6.9 | -5 | -8.3 | -16.1 | -22.2 | -3.9 | -4.4 | -15 | -16.1 | 12.4 | 11.8 | 11.1 | 10.2 | -2.2 | -6.1 | -12 | -14 | -25 | -28.9 | -8.9 | -10.6 | -15 | -20 | -6.7 | -7.8 | -15 | -17.8 | -12.2 | -14.8 | -10 | -12.8 | -2.2 | -4 | 1.7 | -2.2 | 2.6 | -0.3 | 5.3 | -4 | -19.4 | -21.7 | -25.6 | -32.2 | 0 | -2.2 | 2.8 | -3.9 | 0.6 | -1.1 | -13.9 | -17.8 | -13.7 | -16.8 | -6.7 | -11.7 | -0.6 | -6.7 | 1.7 | -10 | 2.2 | -1.1 | -13.9 | -18.3 | -8.3 | -15 | -2.8 | -6.7 | 1.7 | -1.1 | 2.2 | -3.3 | 2 | -1.6 | -13 | -16 | -3.9 | -5.6 | 4.4 | 3.3 | -9.4 | -18.9 | 0 | -10.6 | -15 | -22 | -4.4 | -10 | 4.4 | 4.4 | -0.6 | -1.1 | 3.3 | -0.6 | 1.7 | 1.7 | 0.8 | -1.8 | 15.7 | 12.3 | -2.2 | -2.8 | 7.1 | 6.7 | 10.6 | 10.6 | 13.2 | 13.1 | -2.2 | -6.7 | -3.9 | -9.4 | -15.6 | -23.9 | 5.6 | 0 | -7.8 | -12.2 | -12.8 | -17.6 | 2.8 | 0 | -8.3 | -11.7 | -9.3 | -15
-12 | -14 | -18.3 | -23.3 | -2.8 | -8.6 | 4.6 | -1.6 | -1.1 | -4.4 | 6.1 | 2.2 | 0 | -1 | 5.2 | 2.9 | 8.9 | 7.8 | 3.9 | 3.9 | 8 | 4 | 5 | 1.7 | -2.8 | -7.2 | -0.6 | -3.9 | 17 | 16 | 7.2 | 4.7 | 19.4 | 15.6 | 2.8 | 1.6 | 17.8 | 13.9 | 7.2 | 4.4 | 20.6 | 17.8 | -9.5 | -12.3 | -4.4 | -7.8 | -5 | -8.3 | -16.1 | -21.7 | -3.9 | -4.4 | -13.5 | -14.8 | 14.3 | 12.9 | 13.4 | 12.2 | -2.8 | -6.7 | -13 | -16 | -23 | -27.5 | -6.7 | -8.7 | -15 | -20 | -6.7 | -8.9 | -15 | -17.8 | -12.2 | -15.1 | -9.4 | -12.8 | -0.6 | -2.8 | 2.2 | -2.2 | 3.5 | -0.1 | 6.3 | -3.7 | -20.6 | -22.8 | -27.2 | -33.3 | 0 | -1.7 | 2.8 | -3.9 | 0.6 | -0.9 | -13.3 | -17.8 | -12.9 | -16.2 | -6.7 | -13.3 | 0.5 | -5.3 | 4.7 | -8.1 | 3.1 | -0.3 | -15.6 | -18.3 | -7.2 | -12.9 | -2.6 | -6.9 | 1.1 | -1.1 | 1.1 | -3.9 | 3 | -1.2 | -14 | -16 | -3.3 | -3.9 | 5 | 3.7 | -9.4 | -18.3 | 0 | -10.6 | -15 | -22 | -2.7 | -9.2 | 6.3 | 6.2 | -0.6 | -1.1 | 3.3 | 0.6 | 1.7 | 1.7 | 0.9 | -1.9 | 17 | 13 | 0 | -1.1 | 7.4 | 7.3 | 10.6 | 10 | 13.5 | 13.1 | -2.2 | -7.2 | -3.9 | -8.9 | -14.7 | -21.8 | 6.7 | 1.1 | -5.9 | -11 | -12.2 | -17.4 | 3.2 | 0.6 | -7.8 | -11.7 | -8.9 | -16.1
-12 | -15 | -17.8 | -22.8 | -1.1 | -9.4 | 5 | -1.1 | -0.4 | -4.2 | 8.9 | 2.8 | 2 | 1 | 5.9 | 2.7 | 10.6 | 8.3 | 5 | 4.4 | 9.3 | 5.5 | 13.3 | 5 | 1.1 | -8.9 | 2 | -2.9 | 17 | 15 | 9.5 | 4.9 | 20.6 | 15.6 | 5.5 | 4.5 | 19.4 | 14.4 | 7.8 | 3.9 | 22.8 | 19.4 | -8.9 | -12.2 | -2.9 | -6.4 | -5 | -8.3 | -14.4 | -20 | -3.9 | -4.4 | -12.1 | -13.8 | 16.1 | 13.9 | 15.6 | 13.9 | -1.7 | -5.6 | -14 | -16 | -20.9 | -26.6 | -4.4 | -7.1 | -13.9 | -20 | -6.7 | -9.4 | -15 | -18.1 | -12.2 | -15.6 | -9.4 | -12.2 | 1.1 | -1.7 | 2.2 | -2.2 | 4.4 | 0 | 7.2 | -3.9 | -20.6 | -22.8 | -25 | -32.2 | 4.4 | 0 | 3.9 | -3.3 | 0.6 | -0.9 | -12.8 | -17.2 | -12.2 | -16.1 | -5.6 | -12.8 | 1.7 | -4.8 | 7.6 | -7.5 | 4.1 | 0.4 | -13.9 | -18.9 | -6.1 | -11.5 | -2.4 | -8 | 2.8 | 0 | 4.4 | -1.7 | 3.9 | -1.1 | -14 | -17 | -1.7 | -1.7 | 5.5 | 4 | -8.3 | -18.9 | 2.2 | -10 | -14 | -21 | -1.1 | -9.7 | 8.1 | 7.7 | 1.7 | -1.7 | 3.9 | 0.6 | 1.7 | 1.7 | 1.1 | -2.2 | 18.3 | 13.3 | 2.8 | 0 | 7.8 | 7.8 | 12.2 | 10.6 | 13.9 | 13.3 | 0 | -7.2 | -2.2 | -8.3 | -13.7 | -20.5 | 6.7 | 1.1 | -4.1 | -10.8 | -11.7 | -17.8 | 3.5 | 1.2 | -5.6 | -10.6 | -8 | -14.5
-11 | -13 | -18.9 | -25.6 | 1.1 | -8.5 | 4.8 | 0.4 | 0.4 | -4.4 | 11.7 | 2.2 | 3 | 2 | 6.7 | 2.8 | 12.8 | 8.3 | 6.7 | 5.6 | 10.6 | 6.7 | 17.8 | 4.4 | 2.2 | -10 | 4.6 | -2.4 | 18 | 14 | 11.7 | 4.4 | 21.1 | 15 | 8.3 | 7.2 | 22.8 | 15.6 | 8.9 | 5 | 26.1 | 18.9 | -6.9 | -9.9 | -1.5 | -5.5 | -4.4 | -8.3 | -11.7 | -20 | -2.2 | -3.6 | -10.6 | -12.8 | 17.6 | 14.5 | 17.6 | 14.1 | -1.1 | -4.4 | -14 | -17 | -18.9 | -26.7 | -2.2 | -6.1 | -13.3 | -18.9 | -4.4 | -8.9 | -15 | -18.9 | -11.8 | -15.1 | -8.9 | -12.2 | 3.3 | -1.6 | 3.9 | -2.2 | 6.1 | -0.2 | 8.7 | -3.4 | -20.6 | -21.7 | -23.3 | -30 | 8.3 | 0.6 | 3.9 | -4.4 | 0.6 | -1.1 | -12.8 | -17.2 | -10.7 | -14.6 | -2.2 | -11.7 | 2.8 | -5 | 10.6 | -8.9 | 5 | 1.1 | -12.8 | -19.4 | -5 | -11.1 | -2.2 | -10 | 3.3 | -0.6 | 7.2 | -1.1 | 6.5 | -0.2 | -14 | -17 | 1.1 | 0.6 | 6.1 | 4.4 | -7.2 | -18.9 | 4.4 | -9.4 | -14 | -20 | 0.6 | -11.7 | 10 | 9.4 | 6.1 | 2.8 | 4.4 | 1.1 | 2.8 | 2.2 | 3.3 | -2 | 20.2 | 13.7 | 4.4 | 0 | 9.5 | 8.5 | 15 | 12.2 | 13.9 | 12.5 | 0.6 | -8.3 | -0.6 | -8.9 | -12.8 | -20 | 7.2 | 1.1 | -2.2 | -11.7 | -10.6 | -16.4 | 3.9 | 1.7 | -4.4 | -10 | -7 | -13.3
-10 | -12 | -17.8 | -22.8 | 3.4 | -8.8 | 4.6 | 1.6 | 1.1 | -5.6 | 13.3 | 2.2 | 4 | 3 | 6.5 | 3.7 | 14.4 | 9.4 | 8.3 | 6.7 | 11.3 | 6.9 | 20 | 0.6 | 2.2 | -8.9 | 7.2 | -2.8 | 19 | 12 | 13.7 | 3.8 | 21.7 | 15 | 12.2 | 9.1 | 25 | 16.1 | 10.6 | 3.9 | 27.2 | 19.4 | -4.8 | -7.7 | 0 | -5.6 | -4.4 | -8.3 | -10 | -18.9 | -0.6 | -3 | -8.9 | -11.7 | 19.1 | 14.8 | 19.7 | 13.9 | -1.1 | -4.4 | -14 | -18 | -18 | -24.3 | -1.5 | -5.9 | -11.7 | -18.3 | -3.9 | -8.3 | -14.6 | -18.6 | -11.5 | -15.1 | -8.3 | -12.2 | 5.6 | -1.8 | 7.2 | -0.6 | 7.7 | -0.7 | 10.2 | -3.1 | -19.4 | -21.1 | -21.7 | -30 | 10 | -2.8 | 4.4 | -3.9 | 1.9 | 0.6 | -12.8 | -17.8 | -9.3 | -13.6 | 0 | -12.8 | 3 | -4.3 | 12.4 | -7.2 | 5.9 | 1.4 | -11.1 | -18.9 | -3.5 | -9.4 | -1.8 | -8.4 | 3.9 | -0.6 | 10 | 1.1 | 9.1 | 0.5 | -12 | -16 | 5 | 0.6 | 7 | 4.5 | -6.1 | -18.9 | 6.1 | -7.2 | -13 | -19 | 1.9 | -10.3 | 12.4 | 11.3 | 8.9 | 2.8 | 5.6 | 1.1 | 3.9 | 3.3 | 5.6 | -2.2 | 22 | 13.7 | 6.7 | 0 | 11.1 | 9.1 | 17.8 | 13.3 | 13.9 | 11.5 | 2.2 | -8.9 | -0.6 | -8.9 | -11.9 | -18.6 | 7.8 | 2.2 | -1.7 | -10.9 | -9.4 | -15.6 | 5.2 | 2.7 | -2.2 | -8.3 | -6.1 | -13.3
-8 | -10 | -17.2 | -23.3 | 5.6 | -11.7 | 4.4 | 2.8 | 1.7 | -5.2 | 15.6 | 2.8 | 4 | 3 | 6.3 | 4.3 | 15 | 10 | 10.6 | 7.8 | 12.1 | 7.2 | 22 | 1.1 | 2.2 | -8.3 | 8.7 | -2.3 | 19 | 12 | 15.8 | 2.6 | 22.2 | 14.4 | 16.1 | 10.4 | 26.1 | 16.7 | 10.6 | 3.3 | 28.3 | 18.9 | -2.8 | -6.1 | 1.1 | -4.9 | -3.9 | -8.3 | -7.2 | -15 | 1.1 | -2.8 | -7.3 | -11.2 | 20.6 | 15 | 21.7 | 13.3 | -0.6 | -4.4 | -13 | -18 | -17 | -22.9 | -0.7 | -6 | -11.7 | -19.4 | -2.2 | -6.7 | -14.3 | -18.7 | -11.1 | -15.6 | -8.3 | -12.2 | 7.8 | -3.3 | 8.3 | -1.7 | 9.4 | -1.7 | 11.7 | -3.9 | -18.3 | -20.6 | -20.6 | -27.8 | 13.3 | -6.1 | 4.4 | -3.9 | 3.1 | 2.2 | -12.2 | -17.2 | -7.8 | -13.3 | 2.2 | -12.2 | 3.1 | -4.7 | 14.3 | -6.9 | 6.9 | 2 | -9.4 | -18.3 | -2.1 | -8.7 | -1.5 | -8.1 | 4.4 | -1.1 | 12.8 | 1.7 | 11.7 | 0.6 | -12 | -17 | 7.8 | 1.7 | 8 | 4.6 | -5 | -18.3 | 7.8 | -6.1 | -11 | -18 | 3.1 | -10.7 | 14.8 | 13.2 | 10.6 | 3.9 | 7.2 | 2.2 | 3.3 | 3.3 | 7.8 | -3.9 | 23.9 | 13.3 | 9.4 | -1.1 | 12.8 | 9.4 | 20.6 | 13.9 | 13.9 | 10.6 | 2.8 | -9.4 | -0.6 | -8.3 | -10.9 | -17.6 | 8.3 | 3.3 | -1.1 | -11.2 | -8.3 | -15.6 | 6.5 | 3.7 | -1.7 | -8.9 | -4.6 | -11
-7 | -11 | -16.7 | -21.7 | 6.9 | -10 | 5.2 | 3.4 | 2.2 | -5.7 | 15.6 | 2.2 | 6 | 4 | 6.1 | 5 | 15 | 10 | 10.6 | 7.2 | 12.8 | 7.2 | 23.9 | 1.7 | 1.7 | -8.3 | 10.2 | -1.9 | 18 | 11 | 17.8 | 0.6 | 21.7 | 13.9 | 20 | 11.1 | 24.4 | 16.7 | 12.8 | 4.4 | 28.3 | 19.4 | -1.9 | -5 | 2.2 | -5.4 | -3.9 | -8.3 | -5.6 | -11.1 | 2.4 | -1.9 | -5.6 | -11.1 | 20.8 | 14.9 | 22.4 | 13 | -0.6 | -4.4 | -13 | -18 | -16.1 | -22.2 | 0 | -7.2 | -11.1 | -19.4 | -2.2 | -6.1 | -13.9 | -19.4 | -10.7 | -14.8 | -7.8 | -12.2 | 8.7 | -3.7 | 8.9 | -2.8 | 10.5 | -1.4 | 11.9 | -3.4 | -17.2 | -19.4 | -19.4 | -27.8 | 15.6 | -5.6 | 5.6 | -3.9 | 4.4 | 3.9 | -11.7 | -17.2 | -7.1 | -12.1 | 2.8 | -12.2 | 3.3 | -5.6 | 16.1 | -7.8 | 7.8 | 2.2 | -9.4 | -17.8 | -0.6 | -8.9 | -1.1 | -8.3 | 5.6 | -1.1 | 13.9 | 1.7 | 12.8 | 1.8 | -12 | -18 | 8.9 | 2.2 | 8.9 | 4.4 | -3.9 | -18.9 | 9.4 | -4.4 | -12 | -17 | 4.4 | -12.2 | 17.2 | 15 | 12.2 | 5 | 10 | 5 | 3.9 | 3.3 | 8.7 | -3.7 | 23.5 | 13.7 | 12.2 | -5 | 13.3 | 9.6 | 19.4 | 15 | 15.4 | 10.8 | 3.3 | -9.4 | 0.6 | -8.9 | -10 | -17.8 | 9.4 | 3.3 | -0.6 | -13.3 | -7.9 | -14.6 | 7.8 | 4.4 | -0.6 | -10 | -3.2 | -9.9
-6 | -11 | -15.6 | -20.6 | 8.1 | -9.6 | 5.9 | 3.9 | 2.8 | -7.2 | 16.7 | 2.2 | 6 | 4 | 5.7 | 4.8 | 15 | 10 | 11.1 | 7.2 | 13 | 7.9 | 23.3 | -2.8 | 1.7 | -7.2 | 11.7 | -2.2 | 17 | 11 | 17.4 | 1.8 | 21.1 | 13.9 | 20.2 | 11.7 | 23.3 | 16.7 | 13.3 | 3.3 | 28.3 | 18.3 | -0.9 | -4.2 | 3.3 | -6.7 | -3.9 | -8.3 | -2.8 | -12.2 | 3.7 | -1.1 | -4.5 | -9.5 | 20.9 | 14.8 | 23.2 | 12.8 | -0.6 | -3.3 | -13 | -17 | -15.2 | -20.3 | 0 | -6.7 | -11.1 | -18.3 | -0.6 | -3.3 | -13.3 | -18.1 | -10.4 | -14.7 | -7.2 | -11.7 | 9.7 | -4.8 | 10 | -2.8 | 11.7 | -1.6 | 12 | -3.3 | -16.1 | -17.2 | -18.3 | -26.7 | 17.2 | -2.8 | 4.4 | -4.4 | 5.7 | 5.1 | -11.7 | -17.2 | -6.3 | -11.5 | 3.3 | -12.2 | 2.8 | -3.7 | 17 | -6.6 | 8.5 | 1.9 | -8.9 | -17.2 | -0.2 | -7 | -1.3 | -7.7 | 5.6 | -1.1 | 15 | 2.2 | 13.9 | 2.5 | -12 | -18 | 10 | 1.7 | 8.7 | 4.9 | -3.3 | -17.2 | 10.6 | -4.4 | -8 | -15 | 4.8 | -11.3 | 17.9 | 14.6 | 13.3 | 6.1 | 11.1 | 6.1 | 4.4 | 3.9 | 9.7 | -4.1 | 23.2 | 13.7 | 13.9 | -8.3 | 13.9 | 10 | 16.1 | 14.4 | 16.8 | 10.7 | 2.2 | -10 | 1.7 | -8.3 | -9.1 | -15.5 | 10.6 | 2.2 | 0 | -11.6 | -7.6 | -14.3 | 7.8 | 4.9 | -0.6 | -10.6 | -1.7 | -9.4
-6 | -12 | -15.6 | -21.1 | 9.4 | -10.6 | 6.7 | 4.4 | 2.6 | -6.2 | 17.8 | 2.2 | 6 | 4 | 5.4 | 4.7 | 14.4 | 9.4 | 11.7 | 7.2 | 13.1 | 8.4 | 23.3 | -0.6 | 1.7 | -7.8 | 11.3 | -1 | 16 | 10 | 17.1 | 3.1 | 21.7 | 13.3 | 20.4 | 11.9 | 22.8 | 16.7 | 14.4 | 2.8 | 28.3 | 18.3 | 0 | -3.9 | 3.3 | -6.4 | -3.9 | -8.3 | -1.1 | -10 | 5 | -0.6 | -3.3 | -8.1 | 21.1 | 14.4 | 23.9 | 12.2 | -0.6 | -3.9 | -13 | -18 | -14.2 | -19 | 0 | -6.7 | -11.1 | -18.9 | -0.6 | -5.6 | -12.8 | -17.3 | -10 | -15 | -7.2 | -11.1 | 10.6 | -7.2 | 10.6 | -3.9 | 12.8 | -2.2 | 12.2 | -3.9 | -15.6 | -17.8 | -17.2 | -26.1 | 17.8 | -1.7 | 4.4 | -4.4 | 7 | 6.4 | -12.2 | -17.2 | -5.6 | -11.7 | 3.3 | -11.7 | 2.2 | -3.1 | 18 | -7.3 | 9.3 | 1.7 | -8.9 | -18.3 | 0.2 | -6.1 | -1.5 | -7.9 | 4.4 | -1.7 | 14.4 | 2.2 | 15 | 3.3 | -12 | -18 | 10 | 2.2 | 8.5 | 5.3 | -2.8 | -17.2 | 10.6 | -4.4 | -7 | -16 | 5.2 | -11.8 | 18.7 | 14 | 15 | 6.7 | 12.8 | 7.2 | 5 | 3.9 | 10.6 | -5.6 | 22.8 | 13.9 | 13.9 | -9.4 | 14.4 | 10 | 15 | 13.9 | 18.3 | 10.6 | 2.8 | -10 | 2.8 | -8.9 | -8.1 | -14 | 10.6 | 2.2 | 0.5 | -11.8 | -7.2 | -15 | 7.8 | 5.3 | -0.6 | -11.1 | -1.7 | -8.3
-6 | -11 | -15.6 | -22.8 | 8.5 | -9.3 | 6.7 | 4.7 | 2.4 | -6.4 | 17.8 | 2.2 | 6 | 4 | 5 | 4.4 | 14.4 | 9.4 | 12.8 | 7.2 | 13.3 | 8.9 | 21.1 | 0 | 1.7 | -6.7 | 11 | -0.1 | 16 | 9 | 16.7 | 3.9 | 21.1 | 13.3 | 20.6 | 12.2 | 21.7 | 16.7 | 15 | 2.2 | 27.2 | 18.3 | 0 | -3.4 | 3.3 | -6.7 | -3.9 | -8.3 | -1.1 | -9.4 | 4.3 | -0.3 | -2.2 | -7.8 | 20 | 14.4 | 22 | 12.6 | -0.6 | -3.9 | -13 | -17 | -13.3 | -18.3 | 0 | -7.8 | -10.6 | -18.3 | 0 | -8.3 | -12.2 | -17.2 | -10.7 | -15.8 | -7.2 | -11.7 | 10 | -6.8 | 10.6 | -5.6 | 9.8 | -1.1 | 11.7 | -2.9 | -15 | -18.9 | -16.7 | -25.6 | 16.7 | 0 | 3.9 | -3.9 | 8.3 | 7.8 | -12.2 | -16.7 | -6.7 | -11.8 | 3.3 | -11.7 | 1.7 | -2.8 | 18.9 | -8.3 | 10 | 1.1 | -8.9 | -18.3 | 0.6 | -6.1 | -1.7 | -8.9 | 4.4 | -2.2 | 13.3 | 1.7 | 13.9 | 3.7 | -13 | -20 | 10.6 | 2.8 | 8.3 | 5.6 | -2.8 | -17.8 | 11.1 | -3.9 | -5 | -10 | 5.6 | -13.9 | 19.4 | 13.3 | 13.9 | 7.2 | 13.3 | 7.8 | 5 | 4.4 | 10 | -4.9 | 22.1 | 14 | 14.4 | -10 | 14.4 | 10.1 | 14.4 | 13.9 | 17.8 | 10.5 | 2.2 | -9.4 | 1.1 | -9.4 | -7.2 | -13.3 | 9.4 | 3.3 | 1.1 | -13.3 | -7 | -13.7 | 7.8 | 5.6 | -1.1 | -10.6 | -1.7 | -8.3
-7 | -9 | -15.6 | -23.3 | 7.6 | -8.7 | 6.7 | 4.9 | 2.2 | -7.2 | 17.2 | 3.3 | 6 | 4 | 4.6 | 4 | 13.3 | 10 | 11.7 | 6.7 | 12.8 | 8.5 | 19.4 | 0.6 | 0.6 | -7.2 | 10.6 | 0.6 | 15 | 9 | 15.4 | 5.6 | 20.6 | 12.2 | 18.7 | 12.3 | 21.1 | 16.7 | 15 | 0.6 | 26.1 | 18.3 | 0 | -3.4 | 3.3 | -8.3 | -3.9 | -8.3 | -0.6 | -8.3 | 3.5 | -0.1 | -2.6 | -7.1 | 18.9 | 14.2 | 20.2 | 12.5 | -0.6 | -3.9 | -13 | -18 | -13.1 | -17.4 | -1.5 | -7.9 | -10.6 | -18.9 | -1.1 | -8.9 | -12.8 | -17.3 | -11.5 | -17.2 | -7.2 | -11.7 | 9.5 | -6.8 | 10 | -7.8 | 6.9 | -0.9 | 11.1 | -2.4 | -17.2 | -20 | -17.8 | -26.1 | 16.7 | 2.8 | 3.9 | -3.3 | 8.1 | 7.5 | -13.3 | -17.8 | -7.8 | -12.6 | 4.4 | -10.6 | 0.6 | -3.2 | 16.5 | -7.7 | 8.9 | 1.1 | -9.4 | -16.7 | 0.8 | -4.6 | -2.8 | -7.5 | 2.8 | -2.8 | 12.8 | 1.1 | 12.8 | 3.5 | -14 | -20 | 9.4 | 3.3 | 8.1 | 5.2 | -3.3 | -18.3 | 10 | -3.9 | -2 | -6 | 4.1 | -11 | 17 | 12.2 | 12.8 | 6.1 | 12.8 | 7.8 | 4.4 | 4.4 | 9.5 | -4.6 | 21.3 | 14 | 14.4 | -9.4 | 14.4 | 10.1 | 15 | 13.3 | 17.2 | 9.9 | 2.2 | -8.9 | 0 | -11.1 | -6.8 | -12.4 | 8.9 | 3.9 | -0.4 | -10 | -6.9 | -13.6 | 7.6 | 5.6 | -2.8 | -10.6 | -1.7 | -8.9
-7 | -10 | -16.1 | -23.3 | 6.7 | -10 | 6.7 | 5 | 0.2 | -6.7 | 16.7 | 2.8 | 6 | 3 | 4.3 | 3.7 | 12.8 | 10 | 11.1 | 6.7 | 12.2 | 7.7 | 16.1 | -0.6 | 0 | -6.7 | 9.8 | 0.1 | 14 | 8 | 14.1 | 6.5 | 20.6 | 12.8 | 16.9 | 12.3 | 17.8 | 15 | 12.2 | 0 | 25 | 18.3 | 0 | -3.9 | 2.2 | -7.1 | -3.9 | -8.3 | -1.7 | -8.3 | 2.8 | 0 | -2.9 | -7.1 | 17.8 | 13.9 | 18.3 | 12.2 | -0.6 | -4.4 | -15 | -19 | -13 | -17 | -2.9 | -8.8 | -11.7 | -20 | -2.2 | -8.9 | -13.3 | -18.1 | -12.2 | -19.4 | -7.2 | -12.2 | 8.9 | -8.3 | 8.3 | -7.8 | 3.9 | -1.7 | 10.6 | -2.2 | -20.6 | -22.8 | -19.4 | -27.8 | 12.8 | 3.3 | 3.3 | -2.8 | 8 | 7.4 | -15.6 | -19.4 | -8.9 | -13.9 | 1.1 | -11.1 | -0.6 | -4.5 | 14.1 | -7.6 | 7.8 | 0.7 | -12.8 | -17.2 | 0.9 | -4 | -3.9 | -7.1 | 1.7 | -3.3 | 11.7 | 0.6 | 11.7 | 3.3 | -15 | -20 | 7.2 | 3.3 | 8 | 4.8 | -3.9 | -18.3 | 7.8 | -4.4 | 0 | -3 | 2.6 | -10.4 | 14.6 | 10.8 | 8.9 | 5 | 11.7 | 7.8 | 3.9 | 3.9 | 8.9 | -5.6 | 20.6 | 13.9 | 10 | -8.3 | 14.4 | 10 | 14.4 | 12.8 | 16.7 | 9.4 | 1.7 | -8.9 | -1.1 | -11.7 | -6.5 | -12.1 | 8.9 | 3.3 | -1.8 | -9.2 | -6.7 | -13.9 | 7.4 | 5.6 | -5.6 | -11.1 | -3 | -9.5
-8 | -10 | -16.1 | -22.8 | 4.8 | -6.5 | 7.4 | 5.6 | -1.9 | -7.3 | 12.2 | 3.9 | 6 | 4 | 3.9 | 3.3 | 12.8 | 10 | 8.9 | 6.1 | 11.7 | 7.2 | 12.2 | 1.7 | -0.6 | -7.2 | 9.1 | -0.2 | 14 | 9 | 12.8 | 7.2 | 20.6 | 13.3 | 15 | 11.7 | 17.2 | 15 | 11.7 | -1.7 | 23.9 | 18.3 | -1.3 | -4.1 | 1.1 | -7.2 | -3.9 | -8.3 | -1.7 | -8.3 | 1.9 | -0.4 | -3.3 | -7.8 | 17.1 | 14 | 17.6 | 12.7 | -0.6 | -5 | -13 | -18 | -12.8 | -17.2 | -4.4 | -10.6 | -12.8 | -20.6 | -3.9 | -8.3 | -13.9 | -19.4 | -13.3 | -19.5 | -7.2 | -12.8 | 7.2 | -7.1 | 7.8 | -7.2 | 3.9 | -0.6 | 9.8 | -1.9 | -20.6 | -22.2 | -20.6 | -28.3 | 11.7 | 4.4 | 2.8 | -2.8 | 7.8 | 7.2 | -16.1 | -20 | -8.7 | -13 | -1.1 | -10.6 | -1.7 | -6.1 | 11.7 | -9.4 | 6.7 | 0.6 | -14.4 | -16.1 | 1.1 | -3.9 | -5 | -7.2 | 1.7 | -3.3 | 9.4 | 1.1 | 10.2 | 4.1 | -16 | -20 | 7.8 | 3.3 | 7.8 | 4.4 | -5 | -17.2 | 5.6 | -4.4 | -2 | -5 | 1.1 | -11.1 | 12.2 | 9.4 | 6.7 | 4.4 | 10.6 | 7.2 | 3.3 | 3.3 | 6.3 | -4.7 | 20 | 14.2 | 6.7 | -8.3 | 14.2 | 10.5 | 12.8 | 12.2 | 14.3 | 9.1 | 0 | -5.6 | -2.8 | -12.8 | -6.1 | -12.8 | 8.9 | 3.3 | -3.3 | -9.4 | -7.1 | -12.9 | 7.2 | 5.6 | -5.6 | -11.1 | -4.3 | -10.9
-7 | -10 | -15.6 | -22.2 | 3 | -5.4 | 8.2 | 6.2 | -3.9 | -8.9 | 15 | 3.9 | 4 | 3 | 3.5 | 3.1 | 12.2 | 9.4 | 7.8 | 5.6 | 11.5 | 8 | 7.8 | 1.1 | -2.2 | -6.7 | 8.3 | -0.6 | 14 | 9 | 11.1 | 7.3 | 20 | 12.2 | 13.7 | 11.6 | 17.8 | 15.6 | 8.9 | -1.1 | 23.3 | 18.9 | -2.6 | -4.7 | 0 | -8.3 | -3.9 | -8.3 | -1.1 | -7.8 | 0.9 | -0.9 | -2.8 | -7 | 16.3 | 14 | 16.8 | 13.2 | -1.7 | -5 | -13 | -17 | -12.8 | -15.9 | -5 | -10.3 | -13.9 | -21.1 | -5 | -7.8 | -14.3 | -18.7 | -14.5 | -20.7 | -7.8 | -13.3 | 5.6 | -7.1 | 6.7 | -5.6 | 3.9 | 0.2 | 9.1 | -1.7 | -21.1 | -22.8 | -21.1 | -28.3 | 10 | 4.4 | 2.8 | -2.2 | 7.4 | 6.7 | -17.2 | -21.1 | -8.5 | -12.5 | -1.7 | -10.6 | -1.7 | -5.7 | 10.8 | -8.4 | 6.5 | 0.6 | -18.3 | -20 | 1.1 | -3 | -5.4 | -6.7 | 1.1 | -3.3 | 8.3 | 1.7 | 8.7 | 4.3 | -17 | -21 | 6.1 | 2.8 | 7.6 | 4.2 | -5.6 | -16.7 | 4.4 | -4.4 | -3 | -5 | -0.4 | -8.3 | 10.4 | 8.2 | 6.1 | 3.9 | 9.4 | 7.2 | 2.8 | 2.2 | 3.7 | -5.1 | 19.5 | 14.6 | 4.4 | -8.3 | 14.1 | 10.7 | 10.6 | 10 | 11.8 | 8.1 | 0 | -5.6 | -3.9 | -13.3 | -5.7 | -11.3 | 8.9 | 2.8 | -4.2 | -9 | -7.4 | -12.6 | 7.2 | 5.5 | -7.8 | -12.8 | -5.6 | -13.3
-7 | -9 | -15 | -21.1 | 1.1 | -5.6 | 8.9 | 6.7 | -5.6 | -9.2 | 13.9 | 3.9 | 6 | 4 | 3.2 | 3.1 | 12.2 | 10 | 7.2 | 5.6 | 11.3 | 8.9 | 6.1 | 0 | -2.8 | -6.1 | 7 | -0.4 | 14 | 10 | 9.5 | 7.1 | 19.4 | 12.2 | 12.4 | 11.5 | 17.8 | 15.6 | 7.2 | -2.2 | 23.3 | 18.9 | -3.9 | -5.6 | -0.9 | -7.7 | -3.9 | -7.8 | -0.6 | -7.2 | 0 | -1.7 | -2.2 | -6.7 | 15.6 | 13.9 | 16.1 | 13.3 | -1.7 | -6.7 | -14 | -18 | -12.8 | -15.4 | -5.5 | -10.6 | -13.9 | -21.1 | -5.6 | -8.9 | -14.6 | -18.6 | -15.6 | -22.2 | -8.3 | -13.9 | 3.9 | -8.3 | 5 | -5 | 3.9 | 1.1 | 8.3 | -2.2 | -21.1 | -23.3 | -21.1 | -28.3 | 10 | 6.1 | 3.3 | -3.3 | 7.1 | 6.2 | -18.3 | -22.2 | -8.3 | -12.8 | -2.2 | -10 | -1.7 | -5.9 | 9.8 | -8.7 | 6.3 | 0.6 | -16.7 | -18.3 | 1.1 | -2.7 | -5.7 | -6.7 | 0.6 | -3.9 | 7.2 | 1.1 | 7.2 | 4.4 | -17 | -21 | 5 | 2.2 | 7.4 | 4 | -6.1 | -16.7 | 4.4 | -4.4 | -5 | -8 | -1.8 | -7.2 | 8.5 | 7 | 6.1 | 3.3 | 9.4 | 7.2 | 2.2 | 1.7 | 1.1 | -6.7 | 18.9 | 14.4 | 4.4 | -8.3 | 13.9 | 11.1 | 10.6 | 10 | 9.4 | 7.2 | -1.1 | -6.1 | -4.4 | -12.8 | -5.4 | -10.9 | 9.4 | 2.2 | -5.2 | -9.6 | -7.8 | -12.8 | 7.2 | 5.5 | -9.4 | -13.9 | -5.2 | -12
-7 | -10 | -14.4 | -19.4 | 2.6 | -5.3 | 8.7 | 6.9 | -7.2 | -10.2 | 11.7 | 3.3 | 6 | 4 | 2.8 | 2.8 | 12.2 | 9.4 | 6.7 | 5.6 | 11.1 | 9.4 | 4.4 | -0.7 | -2.8 | -7.2 | 5.7 | -0.5 | 14 | 10 | 7.8 | 6.7 | 19.4 | 11.7 | 11.1 | 11.1 | 17.8 | 15.6 | 6.7 | -1.7 | 22.2 | 18.9 | -3.9 | -5.3 | -1.9 | -8.1 | -3.9 | -7.8 | -0.6 | -6.7 | -0.7 | -2 | -1.7 | -7.2 | 15.6 | 13.8 | 15.7 | 13 | -2.2 | -7.2 | -15 | -18 | -12.8 | -15 | -6.1 | -11.7 | -15.6 | -22.2 | -6.1 | -9.4 | -15 | -18.9 | -16.5 | -22.2 | -8.3 | -13.9 | 2.8 | -6.6 | 1.1 | -4.4 | 3.3 | 0.8 | 8.9 | -1.6 | -21.1 | -23.3 | -21.7 | -28.3 | 8.9 | 4.4 | 3.3 | -2.8 | 6.7 | 5.6 | -19.4 | -22.2 | -9.2 | -13 | -3.3 | -10.6 | -1.7 | -6.7 | 8.9 | -10 | 6.1 | 0.6 | -15.6 | -17.2 | 1.1 | -2.8 | -6.1 | -6.7 | 1.1 | -3.3 | 6.7 | 0.6 | 7 | 4.5 | -17 | -22 | 4.4 | 2.2 | 7.2 | 3.9 | -7.2 | -14.4 | 3.3 | -4.4 | -7 | -10 | -3.3 | -7.2 | 6.7 | 5.6 | 6.1 | 2.2 | 8.9 | 6.7 | 1.7 | 1.1 | 0.2 | -5.7 | 18.7 | 14.6 | 2.8 | -8.9 | 13.7 | 11.4 | 9.4 | 8.9 | 9.2 | 6.3 | -2.2 | -6.1 | -5 | -11.7 | -5 | -11.1 | 9.4 | 2.2 | -6.1 | -10.6 | -7.8 | -12.1 | 7.2 | 5.6 | -10 | -15 | -4.8 | -11.6
-8 | -10 | -13.9 | -18.3 | 4.1 | -6 | 8.5 | 7.1 | -8.9 | -11.7 | 11.1 | 3.9 | 5 | 4 | 2.8 | 2.7 | 11.1 | 8.9 | 6.7 | 5.6 | 11.3 | 9.8 | 5 | -0.9 | -3.9 | -7.2 | 4.4 | -0.6 | 14 | 10 | 8.2 | 7.2 | 18.9 | 11.1 | 9.6 | 9.5 | 17.2 | 15.6 | 6.7 | -1.7 | 21.7 | 18.3 | -3.9 | -5 | -2.8 | -9.4 | -3.9 | -7.2 | -0.6 | -5 | -1.5 | -2.6 | -1.3 | -6.2 | 15.6 | 13.7 | 15.4 | 12.7 | -2.8 | -7.2 | -14 | -17 | -12.4 | -14.5 | -6.7 | -11.2 | -14.4 | -21.1 | -5 | -7.2 | -14.6 | -18.1 | -17.4 | -23.1 | -8.3 | -13.9 | 1.7 | -6.1 | 1.1 | -4.4 | 2.8 | 0.8 | 9.4 | -1.7 | -21.7 | -25.6 | -21.1 | -28.3 | 5.6 | 2.8 | 2.8 | -1.1 | 4.3 | 3.3 | -18.3 | -21.7 | -10.2 | -14.1 | -3.9 | -10.6 | -1.7 | -6.1 | 7.8 | -8.9 | 5.5 | 0.4 | -13.9 | -15.6 | 0.9 | -2 | -6.1 | -6.9 | 1.1 | -3.3 | 6.7 | 0 | 6.9 | 4.6 | -18 | -23 | 4.4 | 2.2 | 7 | 3.6 | -7.2 | -15 | 3.3 | -4.4 | -9 | -11 | -3.7 | -6.9 | 5.6 | 4.6 | 6.1 | 2.8 | 9.4 | 6.7 | 1.1 | 0.6 | -0.8 | -5.9 | 18.5 | 14.4 | 1.7 | -9.4 | 13.5 | 11.9 | 6.7 | 6.7 | 9.1 | 5.5 | -2.8 | -6.7 | -5.6 | -12.8 | -4.6 | -9.9 | 9.4 | 2.2 | -6.3 | -10.9 | -7.8 | -12 | 7 | 5.5 | -10.6 | -15 | -4.4 | -12.2
-8 | -10 | -13.9 | -20.6 | 5.6 | -8.3 | 8.3 | 7.2 | -10 | -12.4 | 11.7 | 3.9 | 5 | 4 | 2.8 | 2.4 | 11.1 | 8.9 | 7.2 | 6.7 | 11.5 | 9.9 | 6.1 | -1.5 | -3.9 | -7.8 | 5.3 | -0.6 | 14 | 10 | 8.5 | 7.5 | 18.9 | 11.1 | 8.2 | 7.8 | 17.8 | 15 | 5.6 | -2.2 | 21.7 | 18.9 | -3.9 | -5 | -3.3 | -8.5 | -4.4 | -7.2 | -0.6 | -2.8 | -2.2 | -3.3 | -1 | -5.9 | 15.6 | 13.3 | 15 | 12.2 | -2.8 | -7.8 | -14 | -17 | -12.1 | -14 | -7.2 | -11.6 | -15 | -21.1 | -3.9 | -6.1 | -14.3 | -17.7 | -18.3 | -24.4 | -8.9 | -14.4 | 0.6 | -6.7 | -0.6 | -3.9 | 2.2 | 0.6 | 10 | -1.7 | -19.4 | -21.7 | -21.1 | -27.8 | 3.9 | 2.8 | 2.8 | -1.1 | 1.8 | 0.6 | -20 | -22.8 | -11.1 | -15.6 | -4.4 | -9.4 | -1.7 | -6.1 | 6.7 | -9 | 5 | 0.2 | -16.7 | -18.3 | 0.8 | -1.7 | -6.1 | -7.2 | 1.1 | -2.8 | 6.7 | 0 | 6.7 | 4.4 | -19 | -23 | 4.4 | 2.2 | 6.9 | 3.5 | -6.7 | -13.9 | 3.3 | -4.4 | -10 | -12 | -4 | -6.7 | 4.4 | 3.4 | 5 | 1.1 | 7.8 | 2.2 | 1.1 | 0.6 | -1.7 | -6.7 | 18.3 | 14.4 | -1.7 | -9.4 | 13.3 | 12.2 | 5.6 | 5.6 | 8.9 | 4.4 | -3.9 | -6.7 | -6.7 | -13.3 | -4.3 | -9.6 | 8.9 | 1.7 | -6.5 | -11.6 | -7.8 | -12.2 | 6.9 | 5.7 | -8.9 | -13.9 | -5.5 | -11.7
-4 | -7 | -13.3 | -18.9 | 6 | -7.4 | 8.3 | 7.4 | -11.1 | -13.6 | 8.9 | 3.3 | 4 | 3 | 2.8 | 2.2 | 10.6 | 8.3 | 6.7 | 5.6 | 11.7 | 10 | 5 | -1.4 | -5 | -8.3 | 6.3 | -0.8 | 13 | 7 | 8.9 | 7.8 | 19.4 | 11.7 | 6.7 | 6.1 | 17.8 | 15 | 5.6 | -2.8 | 21.1 | 17.8 | -4.1 | -5.1 | -3.9 | -8.4 | -4.4 | -7.2 | -0.6 | -1.7 | -2.6 | -3.6 | -0.6 | -6.1 | 15.4 | 13.6 | 15 | 12.5 | -2.8 | -7.8 | -14 | -18 | -11.7 | -14.1 | -7.8 | -12.2 | -15 | -21.1 | -3.3 | -5.6 | -13.9 | -17.8 | -19.2 | -24.3 | -9.4 | -14.4 | 0.6 | -5 | -1.7 | -3.9 | 1.8 | 0.8 | 9.6 | -0.8 | -18.9 | -21.1 | -21.1 | -27.8 | 3.3 | 2.8 | 3.9 | -2.8 | -0.6 | -1.7 | -20 | -22.8 | -11.8 | -15.7 | -4.4 | -11.7 | -1.7 | -6.7 | 5.6 | -10.6 | 4.4 | 0 | -17.8 | -19.4 | 0.6 | -1.7 | -6.1 | -7.8 | 2.2 | -1.7 | 6.7 | 0 | 7.1 | 5.1 | -18 | -22 | 3.9 | 2.2 | 6.7 | 3.3 | -6.1 | -13.3 | 3.3 | -4.4 | -10 | -12 | -4.4 | -7.2 | 3.3 | 2.2 | 5 | 1.1 | 6.7 | 1.7 | 0.6 | 0 | -1.9 | -6.4 | 17.9 | 14.4 | 1.7 | -8.9 | 13.1 | 12.2 | 5 | 5 | 7.8 | 3.7 | -4.4 | -8.3 | -7.8 | -17.2 | -3.9 | -10 | 8.9 | 1.7 | -6.7 | -13.3 | -7.6 | -11.6 | 6.7 | 5.6 | -10.6 | -14.4 | -6.7 | -12.1
-2 | -6 | -12.8 | -17.8 | 6.3 | -7.8 | 8.3 | 7.6 | -12.2 | -15 | 6.7 | 2.8 | 4 | 3 | 3 | 2.4 | 10 | 8.9 | 6.7 | 5.6 | 11.1 | 9.9 | 5.6 | -1.7 | -5.6 | -8.9 | 7.2 | -1.1 | 13 | 7 | 9.3 | 8.6 | 19.4 | 11.7 | 6.9 | 6.5 | 17.2 | 15 | 4.4 | -3.3 | 20.6 | 17.8 | -4.2 | -5.2 | -4.4 | -8.9 | -3.9 | -7.2 | -0.6 | -1.7 | -2.9 | -3.9 | -0.2 | -5.1 | 15.2 | 13.8 | 15 | 12.7 | -2.8 | -6.7 | -13 | -17 | -11.3 | -13.6 | -8.5 | -12.2 | -15.6 | -20.6 | -2.8 | -6.7 | -13.7 | -16.9 | -20.2 | -25 | -9.4 | -15 | 0.6 | -4.1 | -1.1 | -3.3 | 1.5 | 0.9 | 9.3 | 0 | -18.9 | -21.1 | -20.6 | -26.7 | 3.3 | 2.2 | 4.4 | -2.8 | -1 | -2 | -22.2 | -25 | -12.6 | -16.5 | -5 | -12.2 | -1.7 | -6.1 | 4.7 | -9.1 | 2.9 | -0.6 | -14.4 | -16.1 | 0.6 | -1.4 | -6.5 | -8 | 2.8 | -1.1 | 6.1 | 0 | 7.4 | 5.6 | -20 | -23 | 3.9 | 2.8 | 6.3 | 3.1 | -6.1 | -13.3 | 3.9 | -4.4 | -9 | -12 | -4.8 | -7.1 | 2 | 1.1 | 5 | 1.1 | 6.1 | 1.7 | 0.6 | -1.1 | -2 | -6.7 | 17.6 | 14.5 | -1.7 | -9.4 | 13 | 12.2 | 5 | 5 | 6.7 | 2.6 | -4.4 | -8.3 | -8.9 | -21.1 | -3.9 | -8.7 | 8.9 | 2.2 | -6.9 | -13 | -7.4 | -11.4 | 6.5 | 5.5 | -11.7 | -15 | -7.8 | -13.3
-2 | -5 | -12.8 | -17.8 | 6.7 | -8.9 | 8.3 | 7.8 | -12.6 | -15 | 6.7 | 2.8 | 4 | 3 | 3.1 | 2.5 | 10 | 8.9 | 6.1 | 5.6 | 10.6 | 9.7 | 1.7 | -2 | -6.1 | -8.9 | 6.8 | -1.2 | 13 | 6 | 9.6 | 9.3 | 19.4 | 12.2 | 7 | 6.9 | 17.8 | 15.6 | 4.4 | -3.3 | 20 | 17.8 | -4.4 | -5.6 | -4.8 | -8.9 | -4.4 | -7.2 | -1.1 | -2.2 | -3.3 | -4.4 | 0.2 | -4.6 | 15 | 13.9 | 15 | 12.8 | -4.4 | -9.4 | -12 | -15 | -11 | -13.1 | -9.3 | -12.5 | -15.6 | -20.6 | -2.8 | -6.7 | -13.5 | -16.6 | -21.1 | -26.1 | -11.1 | -16.7 | 0.6 | -3.9 | -1.1 | -3.9 | 1.1 | 1.1 | 8.9 | 0.6 | -18.9 | -21.1 | -20 | -26.1 | 4.4 | 2.8 | 5 | -2.8 | -1.3 | -2.3 | -23.3 | -25.6 | -13.3 | -17.8 | -5 | -12.8 | -1.7 | -6.1 | 3.7 | -9.5 | 1.5 | -1.2 | -15.6 | -17.8 | 0.6 | -1.4 | -6.8 | -8.3 | 3.3 | -1.1 | 5.6 | -0.6 | 7.8 | 6.1 | -20 | -23 | 4.4 | 2.8 | 6 | 3 | -6.7 | -10.6 | 4.4 | -5 | -9 | -11 | -5.2 | -7.4 | 0.7 | 0 | 5 | 1.7 | 6.1 | 0 | 0.6 | -2.2 | -2.2 | -7.8 | 17.2 | 14.4 | -1.7 | -9.4 | 12.8 | 12.2 | 3.3 | 3.3 | 5.6 | 1.7 | -4.4 | -8.9 | -10 | -18.9 | -3.9 | -8.2 | 8.3 | 2.8 | -7 | -13.5 | -7.2 | -11.7 | 6.3 | 5.3 | -11.1 | -15.6 | -8 | -12.5
-3 | -5 | -12.2 | -20.6 | 6.5 | -7 | 8.1 | 7.7 | -12.9 | -15.3 | 6.7 | 3.3 | 4 | 3 | 3.3 | 2.8 | 10 | 9.4 | 5 | 5 | 10 | 9.4 | 4.4 | -2.6 | -7.2 | -8.9 | 6.5 | -1.4 | 13 | 7 | 10 | 10 | 19.4 | 12.8 | 7.2 | 7.2 | 17.8 | 15.6 | 3.3 | -3.3 | 20 | 18.3 | -5 | -6 | -5.2 | -9.5 | -4.4 | -7.8 | 0 | -1.1 | -3.5 | -4.6 | 0.6 | -5 | 14.4 | 13.5 | 15 | 12.9 | -5.6 | -11.1 | -11 | -15 | -10.6 | -12.6 | -10 | -13.3 | -15.6 | -20 | -2.8 | -6.7 | -13.3 | -16.7 | -21.5 | -26 | -14.4 | -17.2 | 0 | -2.8 | -1.7 | -3.9 | 0.7 | 0.7 | 9.5 | 1.9 | -18.3 | -20.6 | -19.4 | -25 | 4.4 | 3.3 | 3.9 | -1.7 | -1.7 | -2.8 | -23.9 | -26.1 | -14.8 | -17.7 | -4.4 | -13.3 | -1.7 | -6.7 | 2.8 | -11.1 | 0 | -2.2 | -12.8 | -16.7 | 0.6 | -1.7 | -7.2 | -8.9 | 3.9 | -1.1 | 5.6 | 0 | 6.7 | 5.4 | -21 | -23 | 4.4 | 2.8 | 5.6 | 2.8 | -5.6 | -11.7 | 5 | -4.4 | -8 | -11 | -5.6 | -7.8 | -0.6 | -1.1 | 3.9 | 1.7 | 4.4 | 0.6 | 0 | -2.2 | -2.9 | -7.2 | 16.8 | 14.3 | -2.8 | -8.3 | 12.4 | 12 | 3.3 | 3.3 | 4.5 | 1.2 | -4.4 | -9.4 | -10.6 | -20 | -3.9 | -8.3 | 8.3 | 2.2 | -7.2 | -15 | -7.8 | -11.5 | 6.1 | 5 | -11.7 | -16.1 | -8.1 | -12.3
-3 | -6 | -11.7 | -16.7 | 6.3 | -6.5 | 8 | 7.9 | -13.3 | -16.1 | 7.2 | 3.3 | 6 | 4 | 3.3 | 2.9 | 10.6 | 10 | 5.6 | 5 | 10.2 | 9.5 | 3.3 | -2.6 | -6.7 | -9.4 | 6.1 | -1.7 | 13 | 7 | 9.6 | 9.6 | 19.4 | 12.2 | 6.3 | 6.3 | 17.8 | 15.6 | 2.2 | -3.3 | 20 | 17.8 | -5.5 | -6.5 | -5.6 | -10.6 | -5 | -7.8 | 0 | -1.1 | -3.7 | -5.1 | 0.4 | -2.8 | 13.9 | 13.1 | 15 | 12.9 | -5.6 | -12.2 | -11 | -15 | -10.4 | -12.3 | -10.9 | -13.4 | -16.1 | -20.6 | -2.8 | -6.1 | -13.5 | -16.3 | -21.8 | -26.3 | -15 | -17.8 | -0.5 | -2.4 | -0.6 | -2.8 | 0.4 | 0.4 | 10 | 2.8 | -17.8 | -20 | -18.9 | -25 | 4.4 | 3.9 | 2.8 | -2.8 | -1.5 | -2.8 | -24.4 | -27.2 | -16.3 | -18.5 | -4.4 | -12.8 | -1.5 | -5.7 | 2.6 | -9.8 | -0.6 | -2.5 | -12.2 | -18.3 | 0.4 | -1.5 | -7 | -8.5 | 3.9 | -1.1 | 5.6 | 0 | 5.5 | 4.6 | -22 | -24 | 4.4 | 2.8 | 5.6 | 2.8 | -5.6 | -11.1 | 5 | -4.4 | -8 | -11 | -6 | -7.9 | -0.6 | -1.2 | 3.9 | 1.7 | 2.8 | -0.6 | 0 | -3.3 | -3.7 | -7.5 | 16.5 | 14.2 | -4.4 | -8.9 | 12.1 | 12 | 2.2 | 2.2 | 3.3 | 0.5 | -5.6 | -8.9 | -10.6 | -20 | -4.1 | -7.4 | 8.3 | 2.2 | -7.8 | -13.9 | -8.3 | -11.5 | 5.7 | 4.7 | -11.7 | -16.7 | -8.3 | -12.8
-3 | -6 | -11.1 | -16.1 | 6.1 | -6.7 | 7.8 | 7.8 | -12.8 | -15.6 | 6.1 | 2.8 | 5 | 3 | 3.3 | 3.2 | 10.6 | 9.4 | 5.6 | 5 | 10.4 | 9.5 | 3.3 | -2.8 | -5.6 | -10 | 6.5 | -0.8 | 13 | 8 | 9.3 | 9.3 | 19.4 | 12.8 | 5.3 | 5.3 | 17.2 | 15 | 1.7 | -3.9 | 19.4 | 17.2 | -6.1 | -7.2 | -6 | -10.4 | -5 | -7.8 | 0 | -1.1 | -3.9 | -5.6 | 0.2 | -1.6 | 13.3 | 12.8 | 15 | 12.8 | -6.7 | -12.8 | -11 | -14 | -10.2 | -12.1 | -11.9 | -13.8 | -17.2 | -21.7 | -2.8 | -5 | -13.7 | -16.3 | -22.2 | -27.2 | -15 | -18.3 | -1.1 | -2.2 | 0 | -2.8 | 0 | 0 | 10.6 | 3.9 | -17.2 | -19.4 | -18.3 | -25 | 5 | 4.4 | 2.8 | -3.9 | -1.3 | -3 | -25 | -26.7 | -17.8 | -19.4 | -4.4 | -12.8 | -1.3 | -5.4 | 2.4 | -9.6 | -1.1 | -3 | -12.8 | -18.9 | 0.2 | -1.4 | -6.9 | -8.4 | 3.9 | -1.1 | 5.6 | 0.6 | 4.4 | 3.9 | -22 | -24 | 4.4 | 2.2 | 5.6 | 2.8 | -5 | -10 | 5.6 | -4.4 | -8 | -11 | -6.3 | -7.9 | -0.6 | -1.5 | 3.9 | 1.7 | 2.8 | -0.6 | -0.6 | -3.3 | -4.4 | -8.3 | 16.1 | 13.9 | -5.6 | -10 | 11.7 | 11.7 | 1.7 | 1.7 | 2.2 | 0 | -5.6 | -8.9 | -11.1 | -20 | -4.2 | -7.1 | 7.8 | 2.2 | -8.3 | -13.5 | -8.9 | -12.2 | 5.4 | 4.4 | -11.7 | -15.6 | -8.7 | -12.5
-3 | -5 | -10.6 | -15 | 6.1 | -4.6 | 9.1 | 9 | -12.2 | -15.6 | 3.9 | 2.2 | 4 | 3 | 3.3 | 3.3 | 10.6 | 9.4 | 5.6 | 5 | 10.6 | 9.4 | 3.3 | -2.8 | -5.6 | -11.1 | 6.8 | -0.2 | 12 | 6 | 8.9 | 8.9 | 19.4 | 12.8 | 4.4 | 4.4 | 15.6 | 14.4 | 0.6 | -4.4 | 19.4 | 16.7 | -5.5 | -6.6 | -6.3 | -10.7 | -5 | -7.8 | 0 | -1.1 | -3.2 | -5 | 0 | -0.6 | 14.2 | 13.4 | 15.6 | 13.3 | -6.7 | -13.9 | -11 | -14 | -10 | -11.7 | -12.8 | -14.4 | -18.3 | -23.3 | -2.8 | -5 | -13.9 | -16.7 | -21.5 | -26.2 | -15 | -18.9 | -0.5 | -1.5 | -0.6 | -2.2 | 0.2 | 0 | 10 | 6 | -16.7 | -18.9 | -17.2 | -23.3 | 5 | 4.4 | 2.2 | -4.4 | -1.1 | -3.3 | -27.8 | -30 | -16.9 | -18.9 | -5.6 | -12.8 | -1.1 | -5.6 | 2.2 | -11.1 | -1.7 | -3.9 | -13.9 | -20 | 0 | -1.7 | -6.7 | -8.3 | 4.4 | -0.6 | 5.6 | 0.6 | 4.6 | 4.2 | -22 | -23 | 7.8 | 2.8 | 5.6 | 2.8 | -4.4 | -9.4 | 3.9 | -0.6 | -7 | -10 | -6.7 | -8.3 | -0.6 | -1.7 | 3.3 | 1.7 | 2.2 | -0.6 | -0.6 | -3.9 | -2.7 | -6.7 | 17.4 | 14.7 | -5 | -8.9 | 11.7 | 11.7 | 3.3 | 3.3 | 4.2 | 1.2 | -6.7 | -9.4 | -11.7 | -18.9 | -4.4 | -7.2 | 7.8 | 2.2 | -8.9 | -13.9 | -8.3 | -11.5 | 5 | 3.9 | -11.1 | -15.6 | -9 | -13
-2 | -3 | -10 | -15.6 | 6.1 | -3.9 | 10.4 | 10 | -11.7 | -16.1 | 6.7 | 2.8 | 4 | 3 | 3.1 | 3.1 | 10.6 | 9.4 | 5.6 | 5 | 10.6 | 9.4 | 6.7 | -1.1 | -2.8 | -10.6 | 7.2 | 0.6 | 12 | 5 | 12 | 10.1 | 19.4 | 12.2 | 7.2 | 7.1 | 16.7 | 15.6 | 1.1 | -4.4 | 19.4 | 16.7 | -5 | -6.4 | -6.7 | -11.7 | -5 | -7.8 | 0.6 | -0.6 | -2.4 | -4.6 | 0.2 | -0.3 | 15.2 | 14.3 | 16.1 | 13.6 | -6.7 | -14.4 | -11 | -14 | -9.3 | -10.7 | -10.2 | -13.1 | -17.8 | -22.2 | -2.8 | -4.4 | -13.3 | -16 | -20.7 | -25.6 | -15.6 | -19.4 | 0 | -1 | 0.6 | -1.7 | 0.4 | 0 | 9.5 | 7.6 | -16.7 | -19.4 | -17.2 | -22.8 | 6.1 | 5.6 | 1.7 | -4.4 | 0.9 | -2 | -29.4 | -32.2 | -15.9 | -18.3 | -4.4 | -12.2 | -0.7 | -6 | 6.5 | -8.4 | 0.7 | -2.2 | -14.4 | -20.6 | 0 | -1.4 | -4.8 | -7.4 | 5 | -0.6 | 5.6 | 0.6 | 4.8 | 4.7 | -21 | -23 | 5 | 2.8 | 6.3 | 2.8 | -4.4 | -8.3 | 3.3 | 0 | -6 | -9 | -3.2 | -7 | 2.6 | 0.3 | 3.3 | 1.1 | 1.7 | -1.7 | -0.6 | -4.4 | -1.1 | -5.7 | 18.7 | 15.4 | -2.2 | -7.8 | 11.7 | 11.7 | 4.4 | 3.3 | 6.3 | 2.8 | -5 | -8.9 | -12.2 | -19.4 | -4.2 | -6.7 | 7.8 | 2.2 | -8 | -12.8 | -7.8 | -11.5 | 4.3 | 3.1 | -6.7 | -13.3 | -9.4 | -13.9
-1 | -1 | -10 | -15 | 6.1 | -3.3 | 11.7 | 11.1 | -8 | -13.9 | 8.3 | 2.8 | 6 | 4 | 3 | 3 | 11.1 | 8.9 | 6.7 | 5 | 10.6 | 9.2 | 16.7 | 2.2 | 2.2 | -10.6 | 8.5 | 0.9 | 11 | 4 | 15.2 | 11.2 | 20.6 | 12.8 | 10 | 9.6 | 18.3 | 16.7 | 4.4 | -3.9 | 22.8 | 17.2 | -4.4 | -6.1 | -5 | -9.9 | -5 | -7.2 | 0 | -0.6 | -1.7 | -4.4 | 0.4 | -0.1 | 16.1 | 15 | 16.7 | 13.9 | -6.7 | -14.4 | -11 | -13 | -8.5 | -9.9 | -7.6 | -12.1 | -16.1 | -20.6 | -2.8 | -5 | -12.8 | -15.9 | -20 | -25.6 | -13.9 | -19.4 | 0.6 | -0.6 | 2.2 | -2.2 | 0.6 | 0 | 8.9 | 8.9 | -13.3 | -16.1 | -16.1 | -22.2 | 5.6 | 5.6 | 1.1 | -4.4 | 3 | -1 | -26.7 | -29.4 | -15 | -18.3 | -2.2 | -12.2 | -0.4 | -7 | 10.7 | -7.6 | 3.2 | -0.9 | -12.2 | -20.6 | 0 | -1.4 | -3 | -6.8 | 5.6 | 0.6 | 6.1 | 0.6 | 5 | 5 | -18 | -25 | 7.8 | 3.9 | 7.1 | 3 | -2.8 | -8.3 | 3.9 | -0.6 | -7 | -8 | 0.4 | -6.3 | 5.7 | 2.2 | 1.7 | 0 | 0.6 | -3.3 | -1.1 | -5 | 0.6 | -5.6 | 20 | 16.1 | 3.3 | -6.1 | 11.7 | 11.7 | 8.9 | 3.9 | 8.3 | 3.9 | -4.4 | -8.9 | -11.1 | -19.4 | -4.1 | -6.6 | 7.8 | 2.8 | -7 | -12 | -7.2 | -11.7 | 3.5 | 2 | -3.3 | -10.6 | -6.8 | -11.9
0 | -1 | -8.9 | -14.4 | 6.8 | -0.8 | 13.9 | 11.1 | -4.3 | -12.4 | 11.1 | -1.7 | 6 | 5 | 2.8 | 2.8 | 12.8 | 9.4 | 7.2 | 5.6 | 10.6 | 8.9 | 21.7 | -3.9 | 6.7 | -9.4 | 9.8 | 0.9 | 12 | 5 | 18.3 | 11.7 | 21.1 | 13.3 | 12.8 | 12.2 | 20.6 | 17.8 | 8.9 | -3.9 | 25.6 | 18.9 | -2.4 | -4.3 | -3.4 | -9.1 | -4.4 | -7.2 | 0 | -0.6 | 0.9 | -2.7 | 0.6 | 0 | 18 | 16.2 | 19.1 | 14.8 | -7.2 | -15 | -10 | -12 | -7.8 | -9.4 | -5 | -12.2 | -13.9 | -19.4 | -2.2 | -3.9 | -12.2 | -16.1 | -19.1 | -24.5 | -12.2 | -18.9 | 2.1 | 0.1 | 5 | -2.8 | 0.8 | 0.2 | 9.3 | 9.3 | -12.2 | -13.9 | -13.3 | -19.4 | 6.1 | 6.1 | 0.6 | -5 | 5 | -0.6 | -25 | -28.3 | -13.7 | -17.4 | -1.1 | -12.2 | 0 | -9.4 | 15 | -8.3 | 5.6 | 0 | -11.7 | -20.6 | 0 | -1.7 | -1.1 | -7.2 | 5.6 | 1.7 | 7.8 | 1.1 | 5.4 | 5.3 | -18 | -24 | 11.1 | 4.4 | 7.8 | 2.8 | -1.7 | -7.2 | 3.9 | -0.6 | -5 | -8 | 3.9 | -8.3 | 8.9 | 3.9 | 1.1 | -1.1 | 0 | -3.9 | -0.6 | -5 | 3.2 | -4 | 21.5 | 16 | 7.2 | -7.8 | 12.4 | 12.1 | 11.7 | 2.8 | 11.3 | 3.6 | -2.8 | -9.4 | -10 | -18.9 | -3.9 | -6.7 | 8.3 | 2.2 | -6.1 | -12.2 | -5.9 | -10.3 | 2.8 | 1.1 | 1.1 | -8.9 | -4.3 | -10.4
0 | -1 | -8.3 | -13.9 | 7.6 | 1.2 | 16.1 | 10.9 | -0.6 | -13.3 | 16.1 | -5 | 7 | 5 | 4.6 | 3.7 | 14.4 | 9.4 | 8.3 | 6.1 | 11.7 | 8.6 | 24.4 | -3.3 | 9.4 | -10.6 | 11.1 | 1.1 | 12 | 4 | 20.5 | 11.7 | 22.2 | 13.9 | 15.4 | 12.7 | 21.7 | 18.3 | 11.1 | -3.3 | 27.2 | 19.4 | -0.3 | -2.8 | -1.7 | -8.9 | -3.9 | -7.2 | 0.6 | 0 | 3.5 | -1.6 | 0.6 | 0 | 19.8 | 17.2 | 21.5 | 15.4 | -6.1 | -14.4 | -8 | -11 | -6.9 | -9.2 | -4.1 | -11.4 | -12.2 | -17.8 | -2.2 | -4.4 | -11.7 | -15.4 | -18.1 | -24.1 | -10 | -17.8 | 3.5 | 0.5 | 7.2 | 1.1 | 0.9 | 0.3 | 9.6 | 9.6 | -11.7 | -13.3 | -12.2 | -18.9 | 6.7 | 6.7 | -0.6 | -6.7 | 7.2 | -0.4 | -21.1 | -24.4 | -12.4 | -16.9 | 0.6 | -11.7 | 0.6 | -9.6 | 15.9 | -7.4 | 7.1 | -0.1 | -10.6 | -21.1 | 0 | -1.4 | 0.9 | -5.3 | 5.6 | 2.2 | 7.2 | 1.1 | 5.7 | 5.3 | -16 | -20 | 15 | 4.4 | 8 | 2.7 | 0 | -6.1 | 3.9 | 0 | -4 | -7 | 5.9 | -7.5 | 11.5 | 3.8 | 0.6 | -1.7 | 0.6 | -4.4 | 0 | -5 | 5.7 | -3.2 | 22.9 | 15.5 | 9.4 | -7.2 | 13.2 | 12.4 | 13.9 | 2.2 | 14.2 | 2.1 | -1.7 | -10 | -9.4 | -20 | -3.3 | -6.1 | 8.3 | 2.8 | -4.6 | -11.2 | -4.6 | -9.2 | 2.6 | 1 | 2.2 | -8.9 | -1.7 | -10
1 | 0 | -7.8 | -12.2 | 8.3 | 3.3 | 18.3 | 10 | 0.7 | -11.3 | 17.2 | -5.6 | 7 | 4 | 6.5 | 4.8 | 15 | 10 | 10 | 5 | 12.8 | 8.1 | 26.1 | -5 | 11.1 | -8.9 | 11.7 | 0.4 | 13 | 7 | 22.8 | 11.3 | 22.8 | 13.3 | 18 | 13.1 | 23.3 | 18.3 | 13.9 | -3.3 | 27.8 | 19.4 | 1.7 | -1.7 | -0.8 | -8 | -3.9 | -6.7 | 0.6 | 0 | 6.1 | -0.6 | 0.6 | 0 | 21.7 | 18.3 | 23.9 | 15.6 | -5.6 | -15 | -7 | -10 | -5.9 | -8.9 | -3.1 | -11.5 | -11.1 | -17.2 | -1.1 | -3.3 | -11.1 | -15.2 | -17.2 | -24.4 | -8.9 | -16.1 | 5 | 1.1 | 5.6 | 2.2 | 1.1 | 0.6 | 10 | 10 | -9.4 | -13.3 | -9.4 | -15 | 7.2 | 6.7 | -1.1 | -8.9 | 9.5 | -0.8 | -18.9 | -27.8 | -11.1 | -17.2 | 2.8 | -12.2 | 1.1 | -11.3 | 16.9 | -7.4 | 8.5 | -0.7 | -10 | -21.1 | 0 | -1.4 | 3 | -4.6 | 6.1 | 2.2 | 11.1 | 2.8 | 6.1 | 5.6 | -13 | -17 | 12.2 | 5 | 8.1 | 2.6 | 1.1 | -6.7 | 3.9 | 0 | -2 | -6 | 8 | -7.6 | 14.1 | 3 | 0 | -2.8 | 1.1 | -4.4 | 0 | -5.6 | 8.3 | -3.3 | 24.4 | 15 | 11.1 | -7.8 | 13.9 | 12.8 | 15 | 1.7 | 17.2 | -1.1 | 0 | -10.6 | -8.3 | -19.4 | -2.8 | -5.9 | 8.9 | 2.2 | -3.2 | -11.4 | -3.3 | -8.9 | 2.4 | 0.8 | 3.3 | -11.1 | 0.2 | -7.8
1 | 0 | -7.2 | -12.8 | 8.9 | 4.7 | 19.6 | 8.6 | 2 | -11.2 | 18.3 | -5.6 | 7 | 4 | 8.3 | 5.6 | 16.1 | 10.6 | 11.1 | 5 | 13.9 | 7.2 | 27.2 | -5.6 | 12.2 | -7.8 | 12.2 | -0.3 | 14 | 7 | 25 | 10.6 | 22.2 | 13.3 | 20.6 | 12.8 | 25.6 | 18.3 | 15.6 | -5 | 27.8 | 19.4 | 3 | -0.7 | 0.2 | -8 | -3.9 | -6.7 | 0.6 | 0 | 7.6 | 0.1 | 0.6 | 0 | 21.5 | 18.3 | 24.1 | 15.6 | -5 | -14.4 | -6 | -9 | -5 | -9.4 | -2.2 | -12.8 | -10.6 | -17.2 | -1.1 | -3.3 | -10.6 | -15.6 | -17 | -23.8 | -8.3 | -15.6 | 5.9 | 1.4 | 3.9 | 1.7 | 1.7 | 0.8 | 10.4 | 10.4 | -6.7 | -10.6 | -6.1 | -20.6 | 10 | 9.4 | -1.1 | -7.8 | 11.7 | -2.2 | -15.6 | -22.2 | -10.5 | -16.1 | 5 | -11.7 | 1.7 | -15 | 17.8 | -8.3 | 10 | -1.7 | -8.9 | -21.1 | 0 | -1.7 | 5 | -4.4 | 6.7 | 3.3 | 11.1 | 2.8 | 7.2 | 6.2 | -12 | -16 | 11.1 | 8.3 | 8.3 | 2.2 | 1.7 | -6.7 | 3.9 | 0 | 0 | -3 | 10 | -9.4 | 16.7 | 1.1 | -0.6 | -3.3 | 1.7 | -4.4 | 0 | -5.6 | 9.8 | -2.2 | 24.2 | 15.2 | 12.8 | -8.3 | 13.5 | 12.6 | 16.1 | 1.7 | 17.8 | -0.4 | 0.6 | -11.7 | -7.2 | -19.4 | -2.2 | -6.1 | 8.9 | 1.7 | -1.7 | -12.8 | -2.6 | -7.8 | 2.2 | 0.6 | 3.3 | -12.2 | 2 | -6.5
1 | 0 | -6.7 | -12.2 | 9.4 | 6 | 20.9 | 6.8 | 3.3 | -12.2 | 18.9 | -6.7 | 7 | 4 | 8.9 | 5.7 | 16.1 | 10.6 | 12.2 | 4.4 | 14.5 | 8.3 | 27.8 | -3.9 | 11.1 | -2.2 | 12.8 | -1.1 | 14 | 6 | 25.4 | 10.1 | 22.8 | 14.4 | 21.1 | 12.6 | 25.6 | 18.3 | 16.1 | -5 | 27.2 | 19.4 | 4.3 | 0.2 | 1.1 | -9.4 | -3.3 | -6.7 | 1.1 | 0 | 9.1 | 0.5 | 0.6 | 0 | 21.3 | 18.3 | 24.2 | 15.2 | -3.9 | -14.4 | -5 | -8 | -5 | -8.9 | -2.6 | -11.8 | -10 | -16.7 | -0.6 | -3.3 | -10.6 | -15.2 | -16.9 | -23.9 | -7.8 | -15 | 6.9 | 2 | 2.2 | 1.1 | 2.2 | 0.9 | 10.7 | 10.7 | -6.1 | -9.4 | -3.3 | -11.1 | 11.7 | 8.9 | 0 | -8.3 | 12.2 | -2.1 | -13.3 | -20.6 | -10 | -15.6 | 6.7 | -10.6 | 1.7 | -12.9 | 18.2 | -7.1 | 10.2 | -2.5 | -8.3 | -20.6 | 0.2 | -1.6 | 4.6 | -2.4 | 6.7 | 3.9 | 8.3 | 1.7 | 8.3 | 6.6 | -11 | -16 | 12.2 | 5.6 | 8.1 | 2.8 | 2.2 | -6.7 | 3.9 | 0 | 0 | -4 | 9.8 | -8.7 | 17.4 | 1 | -0.6 | -3.3 | 1.7 | -5.6 | 0.6 | -5.6 | 11.3 | -1.9 | 24.1 | 15.6 | 13.9 | -7.2 | 13.2 | 12.4 | 18.3 | 1.1 | 18.3 | -0.4 | 0 | -11.1 | -5.6 | -18.9 | -1.8 | -5.4 | 9.4 | 1.7 | -1.3 | -10.6 | -1.8 | -7 | 2 | 0.2 | 3.3 | -11.7 | 3.9 | -6.1
0 | -2 | -5 | -11.1 | 10 | 7.2 | 22.2 | 4.4 | 3.5 | -10.7 | 19.4 | -6.7 | 7 | 5 | 9.4 | 5.6 | 15 | 10 | 12.2 | 3.9 | 15 | 9.2 | 26.7 | -6.1 | 11.1 | -3.3 | 11.5 | 0.3 | 14 | 7 | 25.7 | 9.6 | 22.2 | 14.4 | 21.7 | 12 | 26.7 | 18.9 | 16.7 | -6.7 | 27.8 | 20 | 5.6 | 1.1 | 1.3 | -8.5 | -3.3 | -6.7 | 1.1 | 0 | 10.6 | 1.1 | 0.6 | 0 | 21.1 | 18.3 | 24.4 | 15 | -3.3 | -14.4 | -5 | -7 | -5 | -8.9 | -2.9 | -12.1 | -9.4 | -16.7 | -1.1 | -3.3 | -10.6 | -15.3 | -16.7 | -25 | -7.8 | -14.4 | 7.8 | 2.2 | 1.7 | 0 | 2.8 | 1.1 | 11.1 | 11.1 | -6.1 | -10 | 2.8 | -6.1 | 12.8 | 8.3 | -0.6 | -8.3 | 12.8 | -2 | -11.7 | -20 | -9.4 | -16.1 | 6.7 | -10 | 1.7 | -12.2 | 18.5 | -6.9 | 10.4 | -3.2 | -8.3 | -21.1 | 0.4 | -2 | 4.3 | -0.9 | 6.7 | 3.9 | 8.9 | 1.7 | 9.4 | 7.2 | -11 | -16 | 12.2 | 5 | 8 | 3.1 | 2.8 | -6.1 | 4.4 | 0.6 | 0 | -3 | 9.6 | -9.4 | 18.2 | 0.3 | -0.6 | -3.9 | 2.8 | -5 | 1.1 | -6.7 | 12.8 | -1.7 | 23.9 | 15.6 | 15 | -7.2 | 12.8 | 12.2 | 18.9 | 1.1 | 18.9 | 0 | 0 | -11.7 | -4.4 | -19.4 | -1.5 | -5.2 | 8.3 | 2.8 | -1 | -9.8 | -1.1 | -7.2 | 1.9 | -0.2 | 3.9 | -10 | 3.5 | -5.3
0 | -3 | -5 | -11.7 | 10.4 | 7.7 | 20.7 | 3.4 | 3.7 | -10.9 | 20 | -6.7 | 7 | 4 | 10 | 5.6 | 15 | 10.6 | 12.2 | 4.4 | 15.6 | 10 | 24.4 | -1.7 | 10.6 | -5 | 10.2 | 1.6 | 14 | 7 | 26.1 | 8.9 | 22.8 | 14.4 | 22.2 | 11.7 | 25 | 18.3 | 17.2 | -7.2 | 27.2 | 19.4 | 4.8 | 0.9 | 1.5 | -8.9 | -3.3 | -6.7 | 0 | -0.6 | 9.1 | 1 | 0.6 | 0 | 20.4 | 18 | 22.9 | 15.5 | -4.4 | -15 | -6 | -8 | -5 | -9.4 | -3.3 | -13.3 | -9.4 | -16.7 | 0 | -1.7 | -10.6 | -16.1 | -17.6 | -24.9 | -7.8 | -15.6 | 7.1 | 2.6 | 1.1 | -1.7 | 2.6 | 1.1 | 11.1 | 11.1 | -7.8 | -10 | 3.9 | -6.1 | 11.1 | 8.9 | -1.1 | -8.9 | 13.3 | -2.8 | -11.1 | -16.7 | -10 | -15.4 | 6.1 | -9.4 | 1.7 | -13.3 | 18.9 | -7.8 | 10.6 | -5 | -8.9 | -20 | 0.6 | -2.8 | 3.9 | 0 | 6.7 | 3.3 | 7.2 | 1.1 | 9.4 | 6.9 | -11 | -16 | 12.2 | 3.9 | 7.8 | 3.3 | 2.8 | -4.4 | 4.4 | 0.6 | 0 | -4 | 9.4 | -10.6 | 18.9 | 0 | 0 | -3.3 | 1.7 | -5.6 | 0.6 | -7.2 | 11.7 | -1.6 | 23 | 15.9 | 16.1 | -7.8 | 13 | 12.4 | 18.9 | 1.7 | 18.5 | 0.6 | 0 | -12.2 | -3.9 | -20 | -1.1 | -5.6 | 9.4 | 2.8 | -0.6 | -10 | -1.7 | -6.4 | 1.7 | -0.6 | 2.8 | -9.4 | 3.2 | -4.8
0 | -3 | -4.4 | -11.7 | 10.7 | 8 | 19.3 | 3.1 | 3.9 | -12.2 | 20 | -6.7 | 6 | 4 | 9.4 | 5.8 | 14.4 | 10 | 11.7 | 5 | 14.3 | 9.8 | 24.4 | 1.1 | 7.8 | -5 | 8.9 | 2.2 | 13 | 8 | 24.8 | 10 | 21.7 | 15 | 19.4 | 11.7 | 24.4 | 18.9 | 17.2 | -4.4 | 26.7 | 20 | 4.1 | 0.8 | 1.7 | -10.6 | -3.3 | -6.1 | -2.8 | -5 | 7.6 | 1 | 0.6 | 0 | 19.6 | 17.6 | 21.5 | 16 | -5.6 | -15.6 | -6 | -9 | -5.6 | -9.1 | -4.8 | -12.9 | -8.9 | -16.1 | 0 | -5 | -11 | -15.7 | -18.5 | -26 | -8.9 | -16.7 | 6.3 | 2.6 | 2.2 | -2.2 | 2.4 | 1.1 | 11.1 | 11.1 | -10 | -11.7 | 1.7 | -6.1 | 10 | 7.2 | -1.7 | -10 | 11.1 | -1.5 | -11.7 | -14.4 | -10.5 | -15.8 | 4.4 | -8.9 | 0.4 | -11.5 | 16.7 | -7.5 | 8 | -4.5 | -9.4 | -19.4 | 0.4 | -2.2 | 3 | 0.4 | 6.7 | 3.3 | 5 | 0 | 9.4 | 6.3 | -11 | -15 | 11.1 | 3.9 | 7.1 | 3.7 | 2.2 | -2.8 | 3.9 | 1.1 | -1 | -3 | 7.4 | -7.3 | 16.5 | 1.8 | -0.6 | -2.8 | 1.1 | -6.7 | 0 | -7.2 | 10.5 | -1.9 | 22 | 16.1 | 15.6 | -7.8 | 13.1 | 12.5 | 17.8 | 2.2 | 18.2 | 1.2 | -1.1 | -12.2 | -4.4 | -20.6 | -2.8 | -5.6 | 8.3 | 2.8 | -1.3 | -8.3 | -2.2 | -6.2 | 1.1 | -0.9 | 2.2 | -9.4 | 2.8 | -5.6
0 | -2 | -4.4 | -11.7 | 11.1 | 8.3 | 17.8 | 2.2 | 1.1 | -10.4 | 19.4 | -7.2 | 4 | 3 | 8.9 | 6 | 13.3 | 10 | 10.6 | 4.4 | 13 | 9.5 | 20.6 | -1.1 | 3.9 | -3.3 | 8 | 3.3 | 13 | 7 | 23.5 | 10.2 | 21.7 | 15 | 16.7 | 11.2 | 22.8 | 18.3 | 14.4 | 3.3 | 25.6 | 20 | 3.3 | 0.6 | 1.3 | -9.9 | -3.3 | -6.1 | -5.6 | -7.2 | 6.1 | 0.6 | 0.6 | 0 | 18.9 | 17.2 | 20 | 16.1 | -5.6 | -15.6 | -7 | -10 | -6.1 | -8.9 | -6.3 | -13.5 | -10 | -16.1 | -0.6 | -5.6 | -11.3 | -15.8 | -19.4 | -27.8 | -9.4 | -17.8 | 5.6 | 2.8 | 2.2 | -2.8 | 2.2 | 1.1 | 11.1 | 11.1 | -8.9 | -11.1 | 1.1 | -6.7 | 9.4 | 6.7 | -2.2 | -10 | 8.9 | -0.8 | -14.4 | -20 | -11.1 | -16.7 | 2.2 | -8.3 | -0.9 | -11.2 | 14.4 | -8.6 | 5.4 | -5.2 | -10 | -21.1 | 0.2 | -2.1 | 2 | 0.4 | 6.7 | 3.3 | 5 | 0 | 9.4 | 6.1 | -12 | -17 | 10.6 | 3.9 | 6.3 | 3.8 | 1.7 | -1.1 | 3.9 | 0.6 | -3 | -5 | 5.3 | -6.1 | 14.1 | 2.7 | -1.1 | -2.8 | -1.1 | -7.8 | -1.1 | -6.7 | 9.4 | -2.8 | 21.1 | 16.1 | 13.3 | -7.2 | 13.3 | 12.8 | 15.6 | 3.9 | 17.8 | 1.7 | -1.7 | -12.8 | -5.6 | -19.4 | -4.4 | -6.3 | 8.3 | 2.8 | -2.1 | -8.1 | -2.8 | -6.7 | 0.6 | -1 | -1.1 | -8.9 | 0 | -6.1
0 | -3 | -4.4 | -11.1 | 11.5 | 8.7 | 15.8 | 2.9 | -1.6 | -10.9 | 17.8 | -3.9 | 4 | 3 | 8.3 | 6.1 | 12.8 | 10 | 9.4 | 4.4 | 11.7 | 8.9 | 15 | 1.1 | 1.7 | -3.3 | 7 | 3.8 | 12 | 7 | 22.2 | 10.6 | 21.1 | 15.6 | 13.9 | 10.6 | 21.1 | 18.3 | 13.3 | -4.4 | 24.4 | 20.6 | 2.2 | 0 | 1 | -10.7 | -2.8 | -6.7 | -6.1 | -8.3 | 5.2 | 0.4 | 0.6 | 0 | 18.2 | 16.9 | 19.3 | 16 | -6.7 | -16.1 | -10 | -11 | -6.7 | -9.4 | -7.8 | -15 | -10 | -15.6 | -2.2 | -5.6 | -11.7 | -16.7 | -20.2 | -27.2 | -11.1 | -17.2 | 5.2 | 2.2 | 1.7 | -3.9 | 2.4 | 1.4 | 11.1 | 11.1 | -9.4 | -10.6 | -0.6 | -5.6 | 8.3 | 6.1 | -2.2 | -11.7 | 6.7 | -1.1 | -17.2 | -21.1 | -13 | -16.9 | 0.6 | -8.3 | -2.2 | -12.8 | 12.2 | -10.6 | 2.8 | -6.7 | -10.6 | -20.6 | 0 | -2.2 | 1.1 | 0.6 | 6.7 | 3.3 | 4.4 | -0.6 | 7.6 | 5.4 | -12 | -17 | 10.6 | 3.3 | 5.6 | 3.9 | 1.7 | -1.1 | 3.3 | 0.6 | -2 | -5 | 3.3 | -6.1 | 11.7 | 2.8 | -1.7 | -3.3 | -2.8 | -8.9 | -2.2 | -6.7 | 8.3 | -2.6 | 20.4 | 16.3 | 10.6 | -6.7 | 12.2 | 11.8 | 12.8 | 4.4 | 16.9 | 1.7 | -2.2 | -8.9 | -6.7 | -20 | -6.1 | -7.2 | 7.8 | 2.8 | -2.8 | -8.3 | -3.5 | -6.6 | 0 | -1.7 | -4.4 | -9.4 | -2.8 | -7.6
-1 | -5 | -3.9 | -11.7 | 11.8 | 9 | 13.7 | 3.5 | -4.4 | -12.8 | 16.7 | -2.8 | 4 | 3 | 7.8 | 6.1 | 12.8 | 10 | 10 | 5 | 11.3 | 8.2 | 13.3 | 1.1 | 2.2 | -3.3 | 6.1 | 4.4 | 11 | 6 | 20.7 | 11.4 | 21.1 | 15.6 | 13.2 | 10.4 | 20 | 17.8 | 12.8 | -5.6 | 25 | 20 | 1.1 | -0.4 | 0.6 | -12.8 | -2.8 | -6.7 | -6.1 | -8.9 | 4.2 | -0.2 | 0.6 | 0.2 | 17.4 | 16.6 | 18.5 | 15.8 | -7.2 | -16.7 | -10 | -12 | -7.4 | -9.3 | -8.7 | -14.8 | -11.1 | -21.1 | -1.7 | -5 | -11.9 | -16 | -20.9 | -27.3 | -11.7 | -16.7 | 4.8 | 1.6 | 1.1 | -5 | 2.6 | 1.9 | 11.1 | 11.1 | -8.3 | -9.4 | -1.1 | -5.6 | 7.8 | 6.1 | -1.7 | -11.7 | 5.8 | -1 | -17.2 | -21.1 | -14.8 | -17.6 | -0.6 | -8.3 | -3.3 | -11 | 10.9 | -9.4 | 2.1 | -5.7 | -11.7 | -18.3 | 0.4 | -1.9 | 1.1 | 0.5 | 6.1 | 3.9 | 4.4 | -0.6 | 5.7 | 4.7 | -12 | -16 | 10.6 | 2.2 | 5.4 | 3.7 | 1.1 | 0 | 3.3 | 0.6 | -3 | -5 | 2.2 | -4.8 | 8.9 | 2.9 | -2.2 | -3.3 | -3.9 | -8.9 | -2.2 | -7.8 | 7.2 | -3 | 19.6 | 16.1 | 8.9 | -6.1 | 11.1 | 11 | 12.8 | 3.9 | 15.9 | 1.2 | -1.7 | -10 | -7.8 | -18.9 | -6.8 | -7.6 | 7.8 | 2.2 | -3.7 | -8.2 | -4.3 | -7 | -0.4 | -1.8 | -5 | -9.4 | -5.6 | -10
-1 | -5 | -3.9 | -11.7 | 12.2 | 9.4 | 11.7 | 3.3 | -5.5 | -12.1 | 15 | -2.8 | 4 | 3 | 7.2 | 6.2 | 12.8 | 10.6 | 7.8 | 5 | 11 | 7.5 | 16.1 | -0.6 | 1.7 | -3.9 | 5.5 | 4.2 | 10 | 4 | 19.3 | 12.1 | 21.1 | 16.1 | 12.4 | 10.3 | 20 | 18.3 | 11.7 | -4.4 | 23.9 | 20 | 0 | -1.1 | -0.2 | -10.3 | -2.8 | -7.2 | -7.2 | -10 | 3.3 | -0.6 | 0.6 | 0.4 | 16.7 | 16.1 | 17.8 | 15.6 | -7.8 | -17.2 | -12 | -13 | -8.2 | -9.6 | -9.7 | -15.5 | -12.8 | -20 | -1.7 | -4.4 | -12 | -15.7 | -21.7 | -28.3 | -14.4 | -18.3 | 4.4 | 1.1 | 1.1 | -6.1 | 2.8 | 2.2 | 11.1 | 11.1 | -8.3 | -9.4 | -4.4 | -9.4 | 6.1 | 5 | -1.1 | -13.3 | 4.8 | -1.3 | -14.4 | -17.8 | -16.7 | -18.9 | -1.1 | -8.3 | -4.5 | -11.1 | 9.6 | -8.9 | 1.3 | -5.8 | -14.4 | -18.3 | 0.7 | -1.9 | 1.1 | 0.5 | 4.4 | 1.1 | 4.4 | -0.6 | 3.9 | 3.9 | -11 | -13 | 10 | 2.2 | 5.2 | 3.5 | 0.6 | 0 | 3.3 | 1.1 | -3 | -6 | 1.1 | -4.2 | 6.1 | 2.6 | -2.8 | -4.4 | -4.4 | -9.4 | -2.8 | -8.3 | 6.1 | -3.9 | 18.9 | 16.1 | 10 | -5.6 | 10 | 10 | 12.8 | 5.6 | 15 | 1.1 | -1.7 | -10 | -8.3 | -19.4 | -7.6 | -8.2 | 7.8 | 2.8 | -4.7 | -9 | -5 | -7.8 | -0.7 | -2.1 | -6.1 | -10.6 | -5.4 | -10
-5 | -7 | -3.3 | -11.7 | 11.8 | 9.2 | 10.2 | 3.3 | -6.7 | -12.7 | 13.3 | -1.7 | 2 | 2 | 6.7 | 6.1 | 12.8 | 10 | 5.6 | 4.4 | 10.6 | 6.7 | 11.1 | -1 | 1.1 | -4.4 | 5 | 4.1 | 9 | 5 | 17.8 | 12.2 | 21.1 | 16.1 | 11.7 | 10 | 20.6 | 18.3 | 10 | -5 | 23.9 | 20 | -0.6 | -1.5 | -0.9 | -9.7 | -2.8 | -7.2 | -8.3 | -11.7 | 2.6 | -0.4 | 0.6 | 0.6 | 16.5 | 16 | 17.6 | 15.4 | -7.8 | -17.2 | -13 | -15 | -8.9 | -10 | -10.6 | -16.7 | -12.8 | -19.4 | -1.7 | -3.9 | -12.2 | -16.1 | -23 | -28.6 | -15 | -17.2 | 4 | 1.4 | 0.6 | -6.7 | 2.6 | 2.2 | 10.9 | 10.9 | -8.3 | -8.9 | -7.2 | -11.7 | 6.1 | 5 | -1.1 | -12.8 | 3.9 | -1.7 | -13.3 | -15 | -16.5 | -18.5 | -1.7 | -8.3 | -5.6 | -11.7 | 8.3 | -10 | 0.6 | -6.7 | -13.3 | -20.6 | 1.1 | -2.2 | 1.1 | 0.6 | 3.3 | 0 | 4.4 | -0.6 | 3 | 3 | -11 | -13 | 10 | 2.2 | 5 | 3.3 | 1.7 | 1.1 | 3.9 | 1.7 | -5 | -6 | 0 | -4.4 | 3.3 | 1.7 | -2.8 | -4.4 | -5 | -10.6 | -3.3 | -7.8 | 5.4 | -3.2 | 18 | 15.7 | 10.6 | -8.3 | 10.7 | 10.6 | 12.2 | 6.1 | 14.3 | 2.2 | -2.8 | -8.3 | -8.9 | -18.3 | -8.3 | -8.9 | 7.2 | 2.8 | -5.6 | -10 | -5.2 | -7.5 | -1.1 | -2.8 | -7.2 | -11.1 | -5.2 | -10.3
-8 | -11 | -3.3 | -11.7 | 11.5 | 9.1 | 8.7 | 2.7 | -7.8 | -13.9 | 8.9 | -3.3 | 2 | 2 | 6.5 | 6.1 | 12.2 | 10 | 5 | 4.4 | 10.4 | 6.9 | 11.7 | -1.1 | -0.6 | -4.4 | 4.4 | 3.9 | 9 | 5 | 18.2 | 13.5 | 21.7 | 16.1 | 10.2 | 9 | 19.4 | 17.8 | 8.9 | -3.3 | 23.9 | 20 | -1.1 | -1.7 | -1.7 | -10 | -5.6 | -8.9 | -9.4 | -12.8 | 1.8 | -0.4 | -0.7 | -1.3 | 16.3 | 15.8 | 17.4 | 15.2 | -8.3 | -17.8 | -15 | -17 | -10 | -10 | -11 | -16.4 | -12.8 | -17.2 | -1.1 | -4.4 | -12.2 | -15.5 | -24.3 | -29.7 | -15 | -17.8 | 3.7 | 1.9 | 0 | -7.2 | 2.4 | 2.3 | 10.8 | 10.8 | -8.3 | -9.4 | -7.8 | -12.8 | 5.6 | 5 | -1.1 | -12.8 | 3.3 | -1.4 | -13.3 | -17.8 | -16.3 | -18.3 | -2.2 | -8.3 | -6.1 | -11.2 | 7.4 | -8.8 | -1.1 | -6.2 | -13.3 | -18.9 | 0.5 | -2.1 | 1.3 | 0.4 | 2.8 | 0 | 3.3 | -1.7 | 2 | 2 | -11 | -14 | 8.9 | 3.3 | 5 | 3.3 | 2.2 | 1.7 | 3.3 | 0 | -5 | -6 | -1.3 | -4.6 | 2.9 | 1.3 | -3.3 | -5.6 | -5.6 | -10.6 | -4.4 | -7.8 | 4.6 | -3.4 | 17 | 15 | 7.2 | -6.1 | 11.5 | 11.1 | 11.7 | 5.6 | 13.5 | 3.3 | -2.2 | -7.8 | -9.4 | -17.8 | -8.7 | -9.5 | 6.7 | 2.8 | -6 | -9.8 | -5.4 | -7.6 | -1.3 | -2.8 | -7.8 | -11.7 | -5 | -11.7
-11 | -12 | -3.3 | -11.1 | 11.1 | 8.9 | 7.2 | 2.2 | -7.8 | -13.3 | 9.4 | -2.8 | 0 | 0 | 6.3 | 6.2 | 12.2 | 10 | 4.4 | 3.9 | 10.2 | 7.1 | 8.9 | -1.5 | -1.7 | -4.4 | 4.2 | 3.8 | 9 | 4 | 18.5 | 14.8 | 21.7 | 16.7 | 8.7 | 7.8 | 17.8 | 16.1 | 8.3 | -3.3 | 24.4 | 20.6 | -1.7 | -2.2 | -2.4 | -8.9 | -5.6 | -8.9 | -11.7 | -15 | 1.1 | -0.6 | -2 | -3.2 | 16.1 | 15.6 | 17.2 | 15 | -8.3 | -17.8 | -16 | -19 | -11.1 | -11.1 | -11.3 | -16.9 | -12.8 | -18.3 | -1.1 | -2.8 | -12.2 | -15.3 | -25.6 | -31.1 | -16.7 | -18.9 | 3.3 | 2.2 | 0 | -6.7 | 2.2 | 2.2 | 10.6 | 10.6 | -8.9 | -10 | -8.9 | -14.4 | 3.9 | 3.3 | -1.1 | -13.9 | 2.8 | -1.4 | -12.8 | -16.1 | -16.1 | -18.3 | -2.8 | -8.3 | -6.7 | -11.4 | 6.5 | -9.1 | -2.7 | -6.5 | -13.9 | -18.9 | 0 | -2.2 | 1.5 | 0.2 | 2.8 | 0 | 2.8 | -2.2 | 1.1 | 1.1 | -11 | -13 | 5.6 | 1.7 | 5 | 3.3 | 2.2 | 1.7 | 3.3 | 0 | -7 | -8 | -2.6 | -5.1 | 2.6 | 1 | -3.9 | -6.1 | -5.6 | -10.6 | -5.6 | -8.3 | 3.9 | -3.9 | 16.1 | 14.4 | 5.6 | -5.6 | 12.2 | 11.7 | 10 | 6.7 | 12.8 | 3.9 | -2.2 | -8.3 | -9.4 | -17.2 | -9 | -10.1 | 6.7 | 3.3 | -6.3 | -9.9 | -5.6 | -7.8 | -1.5 | -3.3 | -7.2 | -11.7 | -4.8 | -10.5
-17 | -18 | -3.9 | -11.1 | 10.2 | 7.8 | 5.9 | 2.2 | -7.8 | -13.5 | 7.2 | -2.8 | 1 | 0 | 6.1 | 6.1 | 11.7 | 9.4 | 5.6 | 4.4 | 10 | 7.2 | 11.1 | -1.4 | -1.7 | -6.1 | 4.1 | 4 | 9 | 3 | 18.9 | 16.1 | 21.1 | 17.2 | 7.2 | 6.7 | 18.9 | 18.3 | 6.7 | -3.3 | 23.9 | 19.4 | -1.5 | -2 | -3.2 | -8.7 | -6.1 | -9.4 | -12.8 | -15.6 | 0.9 | -0.8 | -3.3 | -5.6 | 16.3 | 15.8 | 16.7 | 14.9 | -8.3 | -17.8 | -20 | -20 | -12.2 | -12.2 | -11.7 | -17.8 | -13.3 | -18.9 | -1.1 | -2.8 | -12.2 | -15.6 | -26.1 | -30.8 | -17.8 | -18.9 | 3.3 | 2.6 | 0 | -6.1 | 2.2 | 2.2 | 10.8 | 10.8 | -8.3 | -9.4 | -10 | -14.4 | 1.7 | 1.7 | -1.7 | -14.4 | 2.2 | -1.7 | -11.7 | -13.3 | -16.3 | -18.4 | -3.3 | -8.3 | -7.2 | -12.2 | 5.6 | -10.6 | -4.4 | -7.8 | -14.4 | -18.9 | -0.6 | -2.8 | 1.7 | 0 | 2.8 | 0 | 3.3 | -2.2 | 0.7 | 0.7 | -11 | -15 | 7.2 | 2.8 | 5 | 3.3 | 2.2 | 1.7 | 2.8 | -0.6 | -7 | -9 | -3.9 | -6.1 | 2.2 | 0.6 | -5 | -6.7 | -6.1 | -10.6 | -6.1 | -8.9 | 3.2 | -3.4 | 16.1 | 14.5 | 6.1 | -6.7 | 12.2 | 11.6 | 10 | 7.2 | 12.6 | 5.5 | -2.2 | -8.3 | -10 | -16.7 | -9.4 | -11.1 | 6.7 | 3.3 | -6.7 | -10.6 | -5.6 | -7.5 | -1.7 | -3.9 | -8.3 | -12.2 | -4.6 | -10.1
-18 | -19 | -3.9 | -11.7 | 9.2 | 6.7 | 4.6 | 2 | -7.8 | -14.4 | 7.2 | -2.2 | 0 | 0 | 5.9 | 5.8 | 11.1 | 9.4 | 7.2 | 5.6 | 9.1 | 6.4 | 7.8 | -1.6 | 0 | -7.8 | 3.9 | 3.9 | 8 | 3 | 19.5 | 16.7 | 21.7 | 17.8 | 7.2 | 6.8 | 19.4 | 18.9 | 6.1 | -3.9 | 23.3 | 20 | -1.3 | -1.8 | -3.9 | -9.4 | -6.1 | -9.4 | -11.7 | -14.4 | 0.8 | -1.1 | -4.8 | -6.7 | 16.5 | 16 | 16.1 | 14.7 | -8.3 | -17.2 | -17 | -19 | -12.2 | -12.2 | -12.1 | -17.6 | -14.4 | -18.9 | -1.7 | -3.3 | -12.2 | -15.2 | -26.7 | -31 | -19.4 | -22.2 | 3.3 | 2.9 | -0.6 | -6.1 | 2.2 | 2.2 | 10.9 | 10.9 | -7.8 | -8.9 | -10.6 | -16.1 | 1.1 | 1.1 | -1.7 | -15 | 2 | -1.7 | -12.2 | -13.3 | -16.5 | -18.9 | -3.9 | -8.9 | -6.1 | -11.2 | 4.7 | -9.1 | -5 | -7.4 | -16.1 | -18.9 | -0.4 | -2.3 | 1.7 | -0.1 | 2.2 | -0.6 | 2.8 | -2.8 | 0.4 | 0.4 | -11 | -16 | 5.6 | 2.8 | 4.8 | 3.3 | 1.1 | 1.1 | 2.8 | -1.1 | -8 | -10 | -3.9 | -5.8 | 1.7 | 0.2 | -5.6 | -7.8 | -6.7 | -11.1 | -6.1 | -9.4 | 2.4 | -3.3 | 16.1 | 14.5 | 5 | -6.7 | 12.2 | 11.6 | 9.4 | 7.2 | 12.4 | 6.7 | -3.9 | -9.4 | -11.1 | -17.2 | -9.8 | -11.2 | 6.7 | 3.3 | -7.1 | -10.7 | -5.6 | -7.2 | -2.2 | -4.3 | -7.8 | -11.7 | -4.4 | -10.6
-15 | -16 | -5.6 | -11.7 | 8.3 | 5.6 | 3.3 | 1.7 | -7.8 | -13.2 | 6.7 | -2.8 | 1 | 0 | 5.8 | 5.4 | 10.6 | 9.4 | 6.1 | 5.6 | 8.1 | 5.4 | 5 | -1.7 | -1.7 | -6.7 | 3.7 | 3.7 | 8 | 4 | 20 | 17.6 | 21.7 | 18.3 | 7.2 | 7.1 | 19.4 | 18.3 | 5 | -2.8 | 23.3 | 18.3 | -1.1 | -1.7 | -4.5 | -9 | -6.7 | -9.4 | -10.6 | -13.9 | 0.6 | -1.7 | -6.3 | -8.3 | 16.7 | 16.1 | 15.6 | 14.4 | -7.8 | -16.7 | -17 | -20 | -12.2 | -12.2 | -12.4 | -17.9 | -15 | -20 | -1.7 | -3.3 | -12.2 | -15.2 | -27.2 | -31.7 | -21.1 | -23.3 | 3.3 | 3.3 | -1.1 | -6.1 | 2.2 | 2.2 | 11.1 | 11.1 | -7.8 | -9.4 | -11.1 | -16.1 | 2.2 | 1.7 | -1.7 | -15 | 1.9 | -2 | -12.2 | -13.3 | -16.7 | -19.4 | -3.9 | -8.9 | -5 | -11 | 3.7 | -9.2 | -5.5 | -7.4 | -15.6 | -19.4 | -0.2 | -2.2 | 1.7 | -0.3 | 2.2 | -1.1 | 2.2 | -2.8 | 0 | 0 | -12 | -17 | 6.1 | 3.3 | 4.6 | 3.3 | 2.2 | 1.7 | 2.8 | -0.6 | -10 | -12 | -3.9 | -5.8 | 1.1 | -0.2 | -6.1 | -7.2 | -6.7 | -11.1 | -6.7 | -9.4 | 1.7 | -3.9 | 16.1 | 14.4 | 6.7 | -7.2 | 12.2 | 11.7 | 9.4 | 7.8 | 12.2 | 7.8 | -3.9 | -9.4 | -11.7 | -18.3 | -10.2 | -11.6 | 6.7 | 2.8 | -7.4 | -11.1 | -5.6 | -7.2 | -2.8 | -5.1 | -8.9 | -13.3 | -5.2 | -10.1
-12 | -13 | -5 | -11.1 | 7.4 | 4.5 | 3.3 | 1.8 | -7.8 | -12.6 | 7.2 | -1.7 | 1 | 0 | 5.6 | 5 | 10 | 8.9 | 4.4 | 3.9 | 7.2 | 4.4 | 5 | -2.1 | -3.9 | -6.7 | 3.5 | 3.5 | 8 | 5 | 20.6 | 18.3 | 21.7 | 18.3 | 7.2 | 7.2 | 19.4 | 18.3 | 6.7 | -2.2 | 23.3 | 17.8 | -0.9 | -1.3 | -5 | -9.3 | -6.7 | -10 | -11.7 | -15 | 0.8 | -1 | -7.8 | -10 | 16.3 | 15.8 | 15 | 14.1 | -7.8 | -16.7 | -18 | -20 | -12.2 | -12.2 | -12.8 | -18.9 | -14.4 | -18.9 | -1.7 | -3.3 | -12.2 | -15.6 | -27.8 | -31.2 | -23.3 | -26.1 | 3.5 | 3.5 | -1.1 | -6.1 | 2.4 | 2.4 | 11.1 | 11.1 | -7.8 | -8.3 | -12.2 | -16.1 | 4.4 | 4.4 | -1.7 | -15.6 | 1.7 | -2.8 | -11.7 | -12.8 | -17.4 | -20 | -3.3 | -8.9 | -3.9 | -11.7 | 2.8 | -10.6 | -6.1 | -7.8 | -16.1 | -18.9 | 0 | -2.2 | 1.7 | -0.6 | 0.6 | -2.8 | 1.7 | -3.3 | 0 | 0 | -15 | -18 | 7.2 | 3.3 | 4.4 | 3.3 | 1.7 | 1.1 | 2.8 | 0 | -11 | -11 | -3.9 | -6.1 | 0.6 | -0.6 | -6.7 | -7.8 | -6.7 | -10.6 | -6.7 | -10 | 1.7 | -3.2 | 16.1 | 14.5 | 2.8 | -7.2 | 11.8 | 11.4 | 10.6 | 8.3 | 12.2 | 8.3 | -5 | -10 | -12.2 | -17.8 | -10.6 | -12.2 | 6.7 | 2.8 | -7.8 | -12.2 | -6.1 | -7.6 | -3.3 | -6.1 | -9.4 | -13.3 | -5.9 | -10.6
-13 | -15 | -5 | -11.7 | 6.5 | 3.3 | 3.3 | 2 | -7.8 | -12.8 | 5.6 | -2.8 | 0 | 0 | 5.4 | 4.8 | 9.4 | 8.3 | 5 | 5 | 7.6 | 5.4 | 5.6 | -2.1 | -2.8 | -6.7 | 3.3 | 3.3 | 8 | 4 | 21 | 18.8 | 21.7 | 18.9 | 7.2 | 7.2 | 19.4 | 18.3 | 7.2 | -0.6 | 22.8 | 18.3 | -0.8 | -0.9 | -5.6 | -10 | -6.7 | -10 | -12.8 | -15.6 | 0.9 | -0.5 | -8.9 | -11 | 16 | 15.6 | 14.5 | 13.7 | -7.8 | -17.2 | -17 | -18 | -11.5 | -11.5 | -13.7 | -19 | -13.9 | -17.8 | -2.2 | -3.3 | -12.6 | -15.5 | -28.3 | -31.3 | -22.2 | -27.2 | 3.7 | 3.7 | -1.7 | -6.7 | 2.6 | 2.6 | 11.1 | 11.1 | -8.9 | -9.4 | -14.4 | -17.8 | 3.3 | 3.3 | -1.1 | -10.6 | 1.5 | -2.2 | -13.3 | -15 | -18.2 | -21.1 | -4.4 | -9.4 | -5.4 | -11.2 | 3.2 | -9 | -6.5 | -8.2 | -18.9 | -20.6 | -0.6 | -2.5 | 1.9 | -0.4 | 0.6 | -2.8 | 1.7 | -3.3 | 0 | 0 | -14 | -18 | 10.6 | 2.8 | 4 | 2.8 | 1.1 | 0.6 | 2.8 | -0.6 | -11 | -12 | -4.1 | -5.7 | 2.3 | 1.3 | -6.7 | -8.3 | -6.7 | -11.7 | -7.2 | -10.6 | 1.7 | -3 | 16.1 | 14.5 | 2.2 | -7.2 | 11.5 | 11.4 | 11.1 | 8.3 | 12.2 | 8.5 | -5.6 | -10.6 | -13.3 | -16.7 | -11.1 | -12.5 | 6.7 | 2.2 | -8 | -11.5 | -6.7 | -8.2 | -3.9 | -6.4 | -10 | -13.9 | -6.7 | -11.7
-13 | -16 | -7.8 | -11.7 | 5.6 | 2.2 | 3.3 | 2.2 | -7.2 | -11.9 | 6.1 | -2.8 | 0 | 0 | 5.2 | 4.6 | 8.9 | 8.3 | 6.1 | 5.6 | 7.9 | 6.4 | 4.4 | -2.2 | 0.6 | -8.3 | 2.4 | 2.4 | 7 | 3 | 21.3 | 19.1 | 22.2 | 18.9 | 7.2 | 7.2 | 19.4 | 18.3 | 7.8 | 3.3 | 22.2 | 18.9 | -0.6 | -0.6 | -5.6 | -9.5 | -6.7 | -10 | -15 | -18.9 | 1.1 | 0 | -10 | -12.4 | 15.6 | 15 | 13.9 | 13.3 | -7.8 | -17.2 | -11 | -12 | -10.7 | -10.7 | -14.7 | -19.9 | -15 | -18.9 | -3.9 | -6.1 | -12.9 | -15.5 | -28.9 | -31.7 | -22.2 | -25.6 | 3.9 | 3.9 | -2.2 | -7.2 | 2.8 | 2.8 | 11.1 | 11.1 | -6.7 | -7.8 | -12.8 | -16.7 | 0 | 0 | -2.2 | -9.4 | 1.3 | -2 | -15 | -18.3 | -18.9 | -22.2 | -3.9 | -8.3 | -6.8 | -11.5 | 3.5 | -9 | -6.8 | -8.9 | -16.7 | -20 | -1.1 | -3 | 2 | -0.5 | 0 | -2.8 | 1.7 | -3.3 | 0 | 0 | -14 | -18 | 10.6 | 2.8 | 3.7 | 2.5 | 0 | 0 | 2.8 | -0.6 | -11 | -12 | -4.2 | -5.4 | 3.9 | 3.2 | -6.7 | -8.3 | -7.2 | -11.7 | -6.7 | -10.6 | 1.7 | -3.3 | 16.1 | 14.4 | 2.2 | -7.2 | 11.1 | 11.1 | 11.1 | 8.3 | 12.2 | 8.9 | -5 | -10 | -12.2 | -18.3 | -11.7 | -13.1 | 6.1 | 1.7 | -8.1 | -11.3 | -7.2 | -8.9 | -4.4 | -6.8 | -11.1 | -15 | -5.6 | -10.5
-13 | -15 | -6.7 | -12.8 | 5 | 1.5 | 4.4 | 3.1 | -6.7 | -11.8 | 5 | -2.2 | 0 | -1 | 5 | 4.4 | 8.3 | 7.2 | 4.4 | 3.9 | 8.3 | 7.2 | 3.9 | -2.2 | 0.6 | -8.9 | 1.5 | 1.5 | 7 | 3 | 21.7 | 19.4 | 21.7 | 18.9 | 7.2 | 7.2 | 18.9 | 17.8 | 6.7 | 3.9 | 22.2 | 17.8 | -1 | -1 | -5.6 | -9.5 | -6.7 | -10 | -16.7 | -18.9 | 1.8 | 0 | -11.1 | -13.9 | 15.8 | 15.4 | 15.2 | 14.1 | -7.2 | -16.7 | -7 | -8 | -10 | -10.6 | -15.6 | -21.1 | -16.1 | -20.6 | -5 | -7.2 | -13.3 | -16.1 | -28.7 | -32 | -23.3 | -27.2 | 4.3 | 4.3 | -2.8 | -7.2 | 3.3 | 3.3 | 11.5 | 11.5 | -2.8 | -3.9 | -13.3 | -17.2 | 0.6 | 0.6 | -2.8 | -9.4 | 1.1 | -2.2 | -15 | -17.8 | -19.1 | -22.6 | -3.9 | -8.9 | -8.3 | -12.8 | 3.9 | -10 | -7.2 | -10 | -18.3 | -21.7 | -1.7 | -3.9 | 2.2 | -0.6 | 0.6 | -2.2 | 1.7 | -2.8 | 1.5 | 1.5 | -14 | -18 | 10 | 2.2 | 3.3 | 2.2 | 1.1 | 0 | 2.8 | -1.1 | -8 | -9 | -4.4 | -5.6 | 5.6 | 5 | -7.2 | -8.3 | -7.8 | -11.7 | -6.7 | -11.1 | 1.5 | -2.5 | 16.8 | 15 | 2.8 | -6.7 | 11.3 | 11.3 | 10.6 | 8.3 | 12.6 | 9.6 | -4.4 | -11.1 | -12.8 | -17.2 | -12.2 | -13.9 | 5.6 | 1.7 | -8.3 | -11.7 | -7 | -8.7 | -5 | -7.8 | -9.4 | -13.9 | -4.4 | -10.1
-11 | -13 | -8.9 | -13.3 | 4.5 | 0.8 | 5.6 | 4.1 | -6.1 | -12.2 | 5.6 | -2.8 | 1 | 0 | 5.4 | 4.8 | 8.9 | 7.8 | 5.6 | 5.6 | 8.5 | 7.5 | 6.1 | -0.6 | 0 | -6.7 | 0.6 | 0.6 | 8 | 3 | 21.1 | 18.7 | 22.2 | 19.4 | 10.2 | 9.6 | 18.9 | 17.2 | 6.1 | 2.8 | 22.2 | 17.8 | -1.3 | -1.3 | -5.6 | -10 | -6.7 | -10 | -17.2 | -20 | 2.6 | 0 | -10.5 | -13.4 | 15.9 | 15.5 | 16.5 | 14.9 | -7.2 | -16.7 | -7 | -9 | -8.9 | -9.7 | -13 | -18.8 | -16.1 | -20 | -6.1 | -7.8 | -13.3 | -15.7 | -28.5 | -32.7 | -23.9 | -28.3 | 4.6 | 4.6 | -2.8 | -7.8 | 3.9 | 3.9 | 11.8 | 11.8 | -1.1 | -2.8 | -13.3 | -17.2 | 0 | 0 | -2.2 | -10 | 3 | -0.7 | -15.6 | -18.9 | -19.2 | -23.5 | -1.7 | -7.8 | -5.9 | -10.8 | 7.6 | -7.5 | -4.4 | -7.7 | -18.3 | -20.6 | -1.1 | -3.6 | 2.2 | -0.2 | 0.6 | -2.2 | 1.1 | -3.3 | 2.9 | 2.9 | -13 | -17 | 10.6 | 2.2 | 3.7 | 2.4 | 0 | -1.1 | 2.8 | -1.7 | -10 | -12 | -0.5 | -2.6 | 6.5 | 5.8 | -7.2 | -8.3 | -7.8 | -11.1 | -6.1 | -11.1 | 1.3 | -2.2 | 17.6 | 15.6 | 11.7 | -8.9 | 11.5 | 11.5 | 11.1 | 8.3 | 12.9 | 10.5 | -5 | -8.3 | -11.7 | -15 | -10.7 | -12.3 | 5.6 | 1.7 | -7.2 | -10.5 | -6.9 | -9 | -5.2 | -7.8 | -7.8 | -12.2 | -3.3 | -10.6
-8 | -11 | -9.4 | -13.9 | 3.9 | 0 | 6.7 | 5 | -2 | -9.4 | 10 | -2.2 | 0 | 0 | 5.7 | 5.1 | 10 | 8.9 | 6.1 | 6.1 | 8.7 | 7.7 | 15 | -1.1 | 8.3 | -8.3 | 1.1 | 0.9 | 9 | 4 | 20.6 | 18 | 23.3 | 19.4 | 13.1 | 11.7 | 18.9 | 17.8 | 6.7 | 4.4 | 23.9 | 17.8 | -1.7 | -1.7 | -3.7 | -9 | -6.7 | -10 | -16.1 | -20 | 3.3 | 0 | -10 | -13.5 | 16.1 | 15.6 | 17.8 | 15.6 | -7.2 | -17.2 | -7 | -8 | -7.8 | -8.9 | -10.4 | -16.9 | -14.4 | -17.8 | -6.1 | -8.3 | -13.3 | -15.7 | -28.3 | -33.9 | -21.1 | -25.6 | 5 | 5 | -1.7 | -8.3 | 4.4 | 4.4 | 12.2 | 12.2 | 0 | -2.8 | -12.2 | -16.1 | 0.6 | 0.6 | -1.1 | -9.4 | 4.8 | 0.5 | -15 | -17.8 | -19.4 | -25 | 0 | -7.8 | -3.5 | -9.4 | 11.3 | -7.1 | -1.7 | -6.2 | -15.6 | -20 | -0.6 | -3.9 | 2.2 | 0.2 | 0.6 | -2.2 | 0.6 | -4.4 | 4.4 | 4.4 | -12 | -17 | 10.6 | 2.2 | 4 | 2.5 | -1.7 | -6.1 | 2.8 | -1.7 | -7 | -8 | 3.3 | -0.5 | 7.4 | 6.5 | -6.1 | -8.9 | -5.6 | -10.6 | -5.6 | -11.1 | 1.1 | -2.2 | 18.3 | 16.1 | 13.9 | -8.3 | 11.7 | 11.7 | 11.7 | 7.8 | 13.3 | 11.1 | -1.7 | -9.4 | -10 | -18.3 | -9.3 | -11.1 | 5.6 | 1.7 | -6.1 | -9.7 | -6.7 | -9.4 | -5.4 | -8.1 | -3.9 | -10 | -2.6 | -8.9
-4 | -8 | -11.7 | -15 | 3.9 | -0.6 | 9.7 | 5.3 | 2 | -8.2 | 14.4 | -2.2 | 3 | 2 | 6.1 | 5.6 | 12.2 | 10 | 6.1 | 6.1 | 8.9 | 7.8 | 18.9 | 1.1 | 10.6 | -8.9 | 1.7 | 1.3 | 11 | 5 | 20 | 17.2 | 23.9 | 20 | 16.1 | 13.9 | 20 | 18.3 | 6.7 | 5 | 24.4 | 18.3 | -0.8 | -0.8 | -1.9 | -8.9 | -5.6 | -9.4 | -15 | -18.9 | 4.6 | 0.9 | -9.4 | -13.9 | 17.4 | 16.3 | 19.8 | 16.1 | -7.2 | -16.1 | -7 | -9 | -6.7 | -8.3 | -7.8 | -16.1 | -12.8 | -16.1 | -6.1 | -8.3 | -13.3 | -16.1 | -26.8 | -32.2 | -18.3 | -21.1 | 6.1 | 6 | 0 | -8.3 | 5.3 | 5.3 | 12.8 | 12.7 | 1.7 | -1.7 | -10.6 | -15 | 4.4 | 4.4 | -0.6 | -8.9 | 6.7 | 1.7 | -13.9 | -17.2 | -18.1 | -23.7 | 1.1 | -7.8 | -1.1 | -9.4 | 15 | -7.8 | 1.1 | -5.6 | -13.9 | -20 | 0 | -4.4 | 2.2 | 0.6 | 0.6 | -1.7 | 2.2 | -3.3 | 8.1 | 7.8 | -12 | -17 | 11.7 | 2.8 | 4.4 | 2.8 | -2.2 | -8.3 | 2.8 | -1.1 | -3 | -5 | 7.2 | 1.7 | 8.3 | 7.2 | -3.9 | -8.9 | -4.4 | -10.6 | -5 | -11.7 | 1.7 | -0.9 | 19.6 | 16.5 | 14.4 | -8.9 | 12.6 | 12.3 | 12.8 | 8.3 | 14.4 | 12.3 | -0.6 | -11.1 | -8.9 | -17.8 | -7.8 | -10 | 5.6 | 1.7 | -5 | -9.4 | -3.7 | -6.9 | -5.6 | -8.9 | 1.7 | -7.8 | -1.8 | -8.2
-3 | -5 | -9.4 | -15 | 3.9 | -1.1 | 12.6 | 4.8 | 6.1 | -8.9 | 16.1 | -3.9 | 5 | 3 | 7.2 | 6.2 | 13.3 | 10 | 7.2 | 6.7 | 10.7 | 8.7 | 22.8 | 1.1 | 12.8 | -9.4 | 2.2 | 1.7 | 13 | 3 | 21.3 | 15.9 | 25 | 20 | 18.3 | 14 | 25 | 19.4 | 7.8 | 6.1 | 26.1 | 18.9 | 0.2 | 0.2 | 0 | -10 | -4.4 | -8.3 | -12.2 | -17.2 | 5.9 | 1.8 | -8.5 | -13 | 18.7 | 16.7 | 21.9 | 16.2 | -6.7 | -16.1 | -7 | -9 | -4.8 | -7 | -6.3 | -14.1 | -10.6 | -15.6 | -5.6 | -8.3 | -12 | -14.9 | -25.4 | -31.1 | -15.6 | -18.9 | 7.2 | 6.8 | 1.7 | -8.9 | 6.3 | 6.3 | 13.3 | 13 | 3.3 | -0.6 | -9.4 | -13.3 | 8.3 | 5.6 | 0 | -8.9 | 7.1 | 3.2 | -12.2 | -15.6 | -16.9 | -23.5 | 2.8 | -7.2 | 0.2 | -8 | 16.7 | -6.2 | 4.4 | -4.3 | -11.7 | -19.4 | 0.7 | -3.8 | 3.3 | 1 | 1.1 | -1.7 | 2.8 | -2.8 | 11.9 | 11.2 | -11 | -16 | 13.3 | 2.8 | 5.5 | 2.5 | -2.2 | -8.9 | 2.2 | -0.6 | -2 | -4 | 9.8 | 0.7 | 7.9 | 7 | -1.7 | -7.2 | -2.8 | -10.6 | -3.9 | -11.1 | 2.2 | 0.1 | 20.9 | 16.5 | 14.4 | -8.9 | 13.5 | 12.7 | 13.9 | 8.9 | 15.6 | 13.5 | 1.1 | -12.2 | -7.2 | -16.7 | -5 | -7.9 | 6.1 | 1.7 | -3.1 | -8.1 | -0.8 | -4.7 | -5.2 | -8.7 | 3.9 | -9.4 | -1.1 | -8.3
0 | -4 | -8.9 | -13.9 | 3.9 | -2.2 | 15.6 | 3.3 | 6.7 | -7.5 | 18.3 | -3.9 | 5 | 3 | 8.3 | 6.6 | 15.6 | 10 | 7.2 | 6.1 | 12.6 | 9.5 | 27.2 | -1.1 | 14.4 | -9.4 | 3.5 | 1.2 | 14 | 1 | 22.6 | 13.7 | 25.6 | 21.1 | 20.6 | 13.6 | 27.2 | 20 | 8.3 | 6.7 | 28.9 | 19.4 | 1.1 | 1.1 | 2.4 | -9 | -3.9 | -8.3 | -10.6 | -16.1 | 7.2 | 2.8 | -7.6 | -12.5 | 20 | 17.2 | 23.9 | 16.1 | -5.6 | -15 | -7 | -9 | -3 | -6.1 | -4.8 | -12.9 | -9.4 | -15.6 | -5.6 | -7.8 | -10.7 | -14.2 | -23.9 | -30.6 | -13.9 | -18.3 | 8.3 | 7.8 | 2.2 | -9.4 | 7.2 | 7.2 | 13.9 | 13.3 | 3.9 | 0 | -8.9 | -13.9 | 10 | 5 | 0.6 | -10.6 | 7.4 | 4.4 | -11.1 | -13.9 | -15.6 | -23.9 | 4.4 | -7.8 | 1.5 | -7.9 | 18.3 | -6.4 | 7.8 | -4.1 | -10.6 | -20 | 1.5 | -3.5 | 4.5 | 1.3 | 1.7 | -1.1 | 2.8 | -2.8 | 15.6 | 14.4 | -10 | -15 | 12.8 | 4.4 | 6.7 | 2.4 | -2.2 | -10.6 | 2.8 | 0 | 0 | -3 | 12.4 | -1.3 | 7.6 | 6.9 | -1.1 | -6.1 | 0.6 | -10.6 | -3.3 | -12.2 | 2.8 | 1.1 | 22.2 | 16.7 | 16.7 | -8.3 | 14.4 | 13.3 | 14.4 | 9.4 | 16.7 | 14.4 | 2.2 | -12.8 | -5.6 | -15.6 | -2.2 | -5.9 | 7.2 | 1.7 | -1.3 | -7.7 | 2.2 | -3.3 | -4.8 | -8.9 | 3.9 | -9.4 | 1.3 | -7.3
1 | -5 | -6.7 | -13.3 | 4.5 | -2.3 | 16.5 | 4.6 | 7.2 | -7.5 | 18.9 | -3.9 | 5 | 3 | 9.4 | 7.2 | 16.7 | 11.1 | 9.4 | 6.7 | 14.4 | 10 | 28.9 | -3.9 | 15 | -9.4 | 4.8 | 0.4 | 15 | 4 | 23.9 | 11.1 | 26.7 | 20.6 | 22.8 | 12.8 | 25.6 | 18.9 | 7.2 | 4.4 | 28.9 | 18.9 | 2 | 2 | 4.8 | -9.7 | -3.9 | -8.9 | -10 | -16.1 | 8.1 | 3.4 | -6.7 | -12.8 | 20.4 | 17.2 | 23.5 | 16.1 | -4.4 | -14.4 | -7 | -10 | -1.1 | -5.6 | -3.3 | -12.8 | -8.9 | -15.6 | -5.6 | -7.8 | -9.4 | -13.9 | -22.8 | -29.3 | -12.2 | -17.2 | 9.6 | 8.1 | 3.3 | -9.4 | 8.1 | 7.4 | 14.1 | 13.7 | 4.4 | 0.6 | -8.9 | -13.9 | 11.7 | 6.1 | 0 | -8.9 | 7.8 | 5.6 | -10 | -13.3 | -15.2 | -22.5 | 6.7 | -7.2 | 2.8 | -8.9 | 20 | -6.7 | 11.1 | -6.1 | -10 | -19.4 | 2.2 | -3.9 | 5.6 | 1.7 | 2.2 | -1.1 | 2.8 | -2.8 | 16.9 | 14.2 | -8 | -12 | 11.1 | 4.4 | 7.8 | 1.7 | -2.2 | -12.8 | 3.3 | 0.6 | 0 | -3 | 15 | -6.1 | 7.2 | 6.7 | 0.6 | -6.7 | 1.7 | -10.6 | -3.3 | -12.8 | 3.2 | 1.9 | 22 | 17 | 16.7 | -8.3 | 15.2 | 13.1 | 14.4 | 9.4 | 17.1 | 14.9 | 2.8 | -11.7 | -4.4 | -15 | 0.6 | -5 | 7.2 | 1.7 | 0.6 | -8.3 | 2.8 | -2.6 | -4.4 | -10 | 3.9 | -10 | 3.7 | -7.7
1 | -3 | -6.1 | -11.1 | 5 | -2.7 | 17.4 | 5.7 | 7.8 | -8.3 | 20.6 | -3.9 | 6 | 4 | 9.8 | 7.4 | 16.1 | 11.1 | 10 | 6.7 | 14.6 | 9.9 | 28.3 | -6.1 | 15.6 | -9.4 | 6.1 | -0.6 | 14 | 4 | 23.3 | 12.3 | 26.7 | 20 | 23.2 | 11.9 | 25 | 18.9 | 7.2 | 4.4 | 27.8 | 18.9 | 3 | 3 | 7.2 | -12.8 | -3.3 | -8.9 | -9.4 | -15.6 | 9.1 | 4.3 | -6.5 | -11.9 | 20.7 | 17.3 | 23.2 | 15.8 | -3.9 | -14.4 | -7 | -10 | -1.1 | -4.8 | -2.9 | -11.6 | -7.8 | -14.4 | -5 | -7.8 | -8.5 | -13.1 | -21.7 | -28.8 | -11.1 | -17.8 | 10.9 | 8.2 | 4.4 | -8.9 | 9.1 | 7.7 | 14.2 | 13.8 | 5.6 | 1.1 | -8.3 | -12.2 | 14.4 | 5.6 | 1.7 | -8.3 | 6.7 | 4.9 | -10 | -13.3 | -14.8 | -21.9 | 8.9 | -7.2 | 3.3 | -7.4 | 20.7 | -6.1 | 12 | -5.3 | -10 | -19.4 | 2.9 | -3.2 | 5 | 1.5 | 2.8 | -0.6 | 3.3 | -2.2 | 18.1 | 13.6 | -7 | -15 | 11.7 | 5 | 8.2 | 1.8 | -2.2 | -13.9 | 1.7 | -1.1 | 0 | -3 | 15.4 | -6 | 7.9 | 7.2 | 2.2 | -3.9 | 3.3 | -14.4 | -3.3 | -12.2 | 3.5 | 2.6 | 21.9 | 17.1 | 18.3 | -7.8 | 15.9 | 12.7 | 13.9 | 9.4 | 17.4 | 15.2 | 3.3 | -11.7 | -2.8 | -14.4 | 1.1 | -4.6 | 8.3 | 2.2 | 1 | -7.1 | 3.3 | -2.3 | -3.9 | -9.2 | 3.9 | -8.9 | 6.1 | -10
1 | -3 | -5.6 | -12.8 | 5.6 | -3.9 | 18.3 | 6.7 | 7.1 | -7.2 | 21.1 | -6.7 | 5 | 3 | 10.2 | 7.6 | 15 | 11.1 | 10 | 6.7 | 14.8 | 9.8 | 26.7 | -5.6 | 16.1 | -10 | 5.9 | -0.9 | 14 | 4 | 22.8 | 13.3 | 26.1 | 20 | 23.5 | 11.3 | 24.4 | 18.9 | 7.8 | 5 | 27.2 | 18.9 | 3.9 | 3.9 | 7.4 | -10.6 | -3.9 | -8.9 | -8.9 | -17.2 | 10 | 5 | -6.3 | -11.7 | 21.1 | 17.2 | 22.8 | 15.6 | -2.8 | -13.9 | -8 | -10 | -1.1 | -4.7 | -2.6 | -11.3 | -7.2 | -14.4 | -5 | -7.8 | -7.6 | -13.2 | -20.6 | -28.9 | -10.6 | -17.2 | 12.2 | 8.3 | 4.4 | -9.4 | 10 | 7.8 | 14.4 | 13.9 | 5.6 | 0.6 | -6.7 | -11.1 | 15 | 5.6 | 0.6 | -7.8 | 5.5 | 4.2 | -8.9 | -12.2 | -14.4 | -22.2 | 10 | -7.2 | 3.9 | -6.7 | 21.5 | -5.5 | 13 | -4.9 | -8.3 | -18.3 | 3.7 | -3.1 | 4.5 | 1.3 | 3.3 | -1.7 | 3.3 | -1.7 | 19.4 | 12.8 | -6 | -12 | 12.8 | 5.6 | 8.5 | 1.9 | -2.8 | -15.6 | 2.8 | -0.6 | 1 | -2 | 15.7 | -6.4 | 8.7 | 7.8 | 2.2 | -2.8 | 3.9 | -12.8 | -3.9 | -12.8 | 3.9 | 3.3 | 21.7 | 17.2 | 17.8 | -7.8 | 16.7 | 12.2 | 13.3 | 9.4 | 17.8 | 15.6 | 3.3 | -11.7 | -1.1 | -14.4 | 1.7 | -4.8 | 8.3 | 1.1 | 1.3 | -7.3 | 3.9 | -2.2 | -3.3 | -9 | 2.2 | -8.9 | 5.4 | -7.8
2 | -4 | -5.6 | -15 | 4.5 | -4.2 | 17.2 | 7.3 | 6.3 | -6.8 | 21.1 | -3.9 | 6 | 4 | 10.6 | 7.8 | 14.4 | 11.1 | 10.6 | 5 | 15 | 9.4 | 25.6 | -3.3 | 13.3 | -7.8 | 5.8 | -1 | 14 | 4 | 22.2 | 14.4 | 26.7 | 18.3 | 23.9 | 10 | 23.9 | 18.9 | 7.8 | 5 | 27.8 | 18.9 | 3.7 | 3.7 | 7.6 | -9.5 | -3.9 | -9.4 | -9.4 | -18.9 | 10 | 6 | -6.1 | -12.2 | 20.4 | 17.4 | 22.1 | 15.7 | -2.8 | -13.9 | -8 | -11 | -1.1 | -5 | -2.2 | -12.2 | -6.1 | -13.9 | -5 | -7.8 | -6.7 | -13.9 | -21 | -28.4 | -10 | -17.2 | 11.1 | 8 | 3.9 | -9.4 | 9.1 | 7.7 | 14 | 13.7 | 5.6 | 0.6 | -6.1 | -11.1 | 15 | 6.1 | 0.6 | -7.2 | 4.4 | 3.3 | -7.8 | -11.1 | -15.5 | -22.2 | 10 | -7.2 | 4.4 | -7.2 | 22.2 | -6.1 | 13.9 | -6.1 | -7.8 | -19.4 | 4.4 | -3.3 | 3.9 | 1.1 | 3.3 | -1.7 | 3.9 | -1.1 | 19 | 12.5 | -6 | -13 | 11.7 | 3.9 | 8.9 | 1.7 | -3.3 | -16.1 | 1.1 | -1.7 | 0 | -3 | 16.1 | -8.3 | 9.4 | 8.3 | 2.8 | -3.9 | 5 | -12.8 | -3.9 | -12.8 | 2.8 | 2.2 | 21.3 | 16.9 | 17.2 | -7.2 | 16.1 | 12.1 | 12.8 | 9.4 | 17.8 | 15.6 | 4.4 | -11.7 | -1.7 | -15.6 | 2.2 | -6.1 | 8.3 | 0.6 | 1.7 | -8.3 | 3 | -1.9 | -2.8 | -10 | 2.2 | -8.3 | 4.6 | -7.2
1 | -4 | -7.2 | -15.6 | 3.3 | -5 | 16.1 | 7.6 | 5.6 | -7.8 | 21.1 | -3.3 | 4 | 4 | 10.2 | 8 | 13.3 | 10.6 | 10.6 | 5 | 14.1 | 9.2 | 22.8 | -2.8 | 11.1 | -7.2 | 5.6 | -1.7 | 13 | 6 | 20.4 | 13.9 | 26.1 | 19.4 | 22.2 | 11.6 | 24.4 | 19.4 | 7.8 | 5 | 27.2 | 18.3 | 3.5 | 3.5 | 7.8 | -10 | -5 | -10 | -10 | -23.3 | 10 | 6.9 | -6.7 | -11.6 | 19.6 | 17.2 | 21.3 | 15.6 | -2.8 | -13.9 | -8 | -10 | -2 | -4.8 | -3.9 | -11.4 | -6.7 | -13.9 | -5.6 | -7.8 | -8.5 | -14.2 | -21.3 | -28.4 | -12.2 | -18.9 | 10 | 7.6 | 3.3 | -9.4 | 8.1 | 7.4 | 13.7 | 13.6 | 3.9 | 0 | -7.2 | -10 | 13.9 | 5.6 | 0 | -6.7 | 3.9 | 2.9 | -9.4 | -13.9 | -16.7 | -23.3 | 8.3 | -6.1 | 1.6 | -5.9 | 19.8 | -6 | 10.9 | -5.3 | -7.8 | -20 | 4 | -2.9 | 3.2 | 1.2 | 3.9 | -1.1 | 2.8 | -1.1 | 18.7 | 12.5 | -7 | -13 | 11.1 | 3.9 | 7.8 | 2.5 | -3.9 | -17.2 | 1.1 | -3.3 | 0 | -3 | 13.5 | -4.5 | 8.7 | 7.8 | 1.1 | -3.3 | 5 | -11.1 | -5 | -13.9 | 1.7 | 1.1 | 21 | 16.6 | 16.7 | -8.3 | 15.6 | 12 | 12.2 | 8.9 | 17.8 | 15.6 | 5 | -10.6 | -1.1 | -15.6 | 1.3 | -5.8 | 8.3 | 0.6 | 0.6 | -7.2 | 2 | -2.1 | -3.3 | -9.6 | 0.6 | -9.4 | 3.9 | -7.8
3 | -5 | -7.8 | -16.1 | 2.2 | -6.7 | 15 | 7.8 | 3.5 | -6.7 | 20.6 | -4.4 | 3 | 3 | 9.8 | 8.3 | 13.3 | 10.6 | 8.3 | 6.1 | 13.1 | 8.4 | 20.6 | -3.9 | 10.6 | -10 | 4.3 | -1.7 | 13 | 6 | 18.5 | 13.4 | 25 | 19.4 | 20.6 | 12.9 | 22.8 | 20 | 7.2 | 4.4 | 26.1 | 18.3 | 3.3 | 3.3 | 5.6 | -7.4 | -5 | -10 | -11.7 | -22.8 | 10 | 7.8 | -7.2 | -11.6 | 18.9 | 17.2 | 20.6 | 15.6 | -3.3 | -14.4 | -8 | -11 | -3 | -5 | -5.5 | -11.7 | -8.3 | -14.4 | -6.7 | -7.8 | -10.4 | -15.3 | -21.7 | -29.4 | -14.4 | -20.6 | 8.9 | 7.2 | 1.7 | -10 | 7.2 | 7.2 | 13.3 | 13.3 | 3.9 | -1.1 | -7.2 | -10 | 11.1 | 5.6 | -1.7 | -6.7 | 3.3 | 2.1 | -10 | -13.9 | -17.8 | -25 | 8.3 | -5 | -1.1 | -6.4 | 17.4 | -5.7 | 8 | -5.8 | -7.8 | -19.4 | 3.7 | -2.9 | 2.4 | 1.1 | 2.8 | -1.7 | 2.8 | -0.6 | 18.3 | 12.2 | -10 | -15 | 10.6 | 3.3 | 6.7 | 3.1 | -5 | -16.7 | 0 | -4.4 | -1 | -5 | 10.9 | -3.5 | 7.9 | 7.2 | -1.1 | -1.7 | 4.4 | -11.7 | -6.1 | -14.4 | 0.6 | 0 | 20.6 | 16.1 | 15 | -8.9 | 15 | 11.7 | 11.7 | 8.9 | 17.8 | 15.6 | 1.7 | -10 | -2.2 | -15.6 | 0.3 | -6.2 | 7.2 | 1.7 | -0.6 | -7.2 | 1.1 | -2.2 | -3.9 | -10.2 | -2.2 | -10.6 | 2.6 | -6.7
4 | -1 | -8.3 | -17.2 | 1.3 | -6.2 | 14.3 | 7.6 | 1.5 | -6.9 | 19.4 | -2.2 | 2 | 1 | 9.4 | 8.3 | 12.8 | 10.6 | 5.6 | 5 | 12.2 | 7.8 | 15.6 | -0.6 | 10.6 | -11.1 | 3 | -2 | 13 | 6 | 16.7 | 12.8 | 24.4 | 20 | 18.9 | 13.3 | 17.8 | 15.6 | 7.2 | 5.6 | 25 | 18.3 | 3.9 | 3.9 | 3.3 | -6.7 | -6.1 | -12.2 | -14.4 | -23.9 | 9.3 | 7.9 | -7.8 | -12.2 | 18.5 | 17.2 | 20 | 16.1 | -3.9 | -14.4 | -8 | -11 | -3.9 | -5.6 | -7.2 | -12.8 | -10.6 | -15 | -7.2 | -9.4 | -12.2 | -17.2 | -22.2 | -28.7 | -15 | -20 | 8 | 6.6 | 0 | -9.4 | 6.7 | 6.7 | 12.9 | 12.9 | 3.3 | -1.7 | -7.8 | -10 | 10 | 4.4 | -1.7 | -5.6 | 2.8 | 1.7 | -10 | -14.4 | -18.9 | -24.3 | 3.9 | -5 | -3.9 | -7.8 | 15 | -7.2 | 5 | -7.8 | -7.8 | -18.3 | 3.3 | -3.3 | 1.7 | 1.1 | 2.8 | -1.7 | 2.8 | -0.6 | 17.8 | 12.3 | -11 | -15 | 10 | 3.3 | 5.6 | 3.3 | -5.6 | -16.1 | -0.6 | -7.2 | -2 | -6 | 8.3 | -3.3 | 7.2 | 6.7 | -1.7 | -2.8 | 2.8 | -11.1 | -6.7 | -15 | -1.3 | -1.9 | 20 | 16.3 | 13.9 | -9.4 | 14.1 | 12 | 11.1 | 8.3 | 17.6 | 15.8 | -0.6 | -7.2 | -2.2 | -16.1 | -0.6 | -7.8 | 7.2 | 1.7 | -1.7 | -8.3 | 1.3 | -1.3 | -4.4 | -11.7 | -5 | -11.1 | 1.3 | -7.1
3 | -2 | -8.3 | -18.9 | 0.3 | -6.4 | 13.5 | 7.5 | -0.6 | -8.3 | 18.9 | -2.2 | 1 | 1 | 9 | 8.3 | 12.2 | 10.6 | 5.6 | 5 | 12.4 | 7.3 | 13.3 | 1.1 | 9.4 | -11.7 | 1.7 | -2.8 | 13 | 7 | 15.9 | 12.3 | 23.3 | 20.6 | 17.6 | 13.6 | 17.2 | 15.6 | 7.2 | 5.6 | 24.4 | 18.9 | 4.4 | 4.4 | 1.1 | -7.2 | -6.7 | -12.2 | -16.1 | -24.4 | 8.5 | 7.8 | -8.5 | -12 | 18.2 | 17.4 | 19.5 | 16.4 | -4.4 | -14.4 | -8 | -10 | -4.5 | -5.9 | -8.1 | -12.8 | -12.8 | -17.2 | -7.8 | -10.6 | -11.8 | -15.5 | -22.8 | -28.7 | -15.6 | -20.6 | 7 | 6.1 | 0.6 | -9.4 | 6.1 | 6.1 | 12.6 | 12.6 | 2.2 | -1.1 | -7.2 | -10 | 9.4 | 5 | 0 | -5 | 2.6 | 1.4 | -10 | -14.4 | -20 | -24.7 | 2.2 | -5.6 | -4.5 | -7.4 | 13.3 | -6.1 | 3 | -6.1 | -7.2 | -17.8 | 2.9 | -2.9 | 1.5 | 0.9 | 2.8 | -1.7 | 2.8 | -0.6 | 17.2 | 12.6 | -12 | -16 | 8.3 | 5 | 5 | 3.2 | -6.1 | -15.6 | -1.1 | -7.8 | -5 | -6 | 6.3 | -2.5 | 7 | 6.4 | -1.7 | -2.2 | -0.6 | -8.3 | -7.2 | -14.4 | -3.1 | -4 | 19.5 | 16.2 | 13.3 | -8.9 | 13.1 | 12.2 | 10.6 | 8.3 | 17.4 | 15.9 | -0.6 | -7.8 | -2.8 | -15.6 | -1 | -7 | 5.6 | 1.1 | -2.2 | -7.6 | 1.5 | -0.7 | -5 | -10.8 | -4.4 | -10 | 0 | -8.3
-1 | -4 | -9.4 | -19.4 | -0.6 | -7.8 | 12.8 | 7.2 | 0.3 | -7.2 | 17.8 | -1.1 | 3 | 3 | 8.7 | 8.4 | 12.2 | 10 | 5.6 | 5 | 12.6 | 6.4 | 10.6 | 1.7 | 7.8 | -11.1 | 1.5 | -2.2 | 13 | 8 | 15.2 | 12 | 23.3 | 20.6 | 16.3 | 13.4 | 17.2 | 15 | 7.2 | 5.6 | 24.4 | 18.9 | 5 | 5 | 0 | -6.1 | -7.8 | -13.3 | -16.1 | -23.9 | 7.8 | 7.8 | -9.3 | -12.5 | 17.8 | 17.2 | 18.9 | 16.7 | -5.6 | -15 | -8 | -10 | -5 | -6.1 | -9.1 | -13.4 | -14.4 | -18.3 | -8.3 | -11.1 | -11.5 | -14.5 | -23.3 | -29.4 | -17.2 | -21.7 | 6.1 | 5.6 | -1.1 | -8.9 | 5.6 | 5.6 | 12.2 | 12.2 | 2.2 | -1.7 | -7.2 | -10 | 7.8 | 4.4 | 0 | -5.6 | 2.4 | 1.2 | -10.6 | -13.9 | -21.1 | -25.6 | 2.2 | -5.6 | -5 | -7.3 | 11.7 | -6.4 | 0.9 | -6.1 | -7.2 | -17.2 | 2.6 | -2.9 | 1.3 | 0.7 | 2.8 | -1.1 | 3.3 | -0.6 | 16.7 | 12.8 | -13 | -17 | 7.8 | 5 | 4.5 | 3 | -6.7 | -15.6 | -1.7 | -8.9 | -4 | -7 | 4.2 | -2.7 | 6.9 | 6.3 | -1.7 | -2.2 | -1.1 | -6.7 | -7.8 | -15 | -5 | -6.1 | 18.9 | 16.1 | 13.9 | -8.3 | 12.2 | 12.2 | 10.6 | 8.9 | 17.2 | 16.1 | -0.6 | -8.3 | -2.8 | -15.6 | -1.3 | -7.3 | 5.6 | 1.1 | -2.8 | -8 | 1.7 | 0 | -5.5 | -10.8 | -5.6 | -11.1 | 0 | -7.7
-1 | -5 | -10 | -19.4 | -1.1 | -7.1 | 12.8 | 8.5 | 1.3 | -6.9 | 16.1 | -0.6 | 2 | 2 | 8.3 | 8.3 | 12.2 | 10 | 4.4 | 4.4 | 12.8 | 5.6 | 10 | 1.3 | 6.7 | -11.7 | 1.3 | -1.7 | 12 | 8 | 14.4 | 11.7 | 21.1 | 19.4 | 15 | 13.3 | 17.2 | 15 | 7.2 | 5.6 | 23.3 | 19.4 | 5.4 | 5.4 | -1.1 | -6 | -8.9 | -13.9 | -15.6 | -22.8 | 8.2 | 8.2 | -10 | -13.3 | 18 | 17.4 | 18.9 | 16.7 | -6.1 | -15.6 | -7 | -8 | -5.6 | -6.7 | -10 | -14.4 | -15 | -19.4 | -8.9 | -11.7 | -11.1 | -13.9 | -24.4 | -30 | -16.1 | -20.6 | 4.4 | 4 | -2.2 | -8.3 | 5.4 | 5.4 | 12 | 12 | 2.2 | -1.1 | -7.8 | -10 | 7.2 | 4.4 | 1.1 | -5.6 | 2.2 | 1.1 | -11.1 | -13.3 | -22.4 | -26.2 | 1.7 | -5.6 | -5.6 | -7.8 | 10 | -7.2 | -1.1 | -7.2 | -7.2 | -17.2 | 2.2 | -3.3 | 1.1 | 0.6 | 2.8 | 0 | 2.2 | -0.6 | 16.1 | 12.7 | -13 | -17 | 7.8 | 3.9 | 3.9 | 2.8 | -7.8 | -14.4 | -1.7 | -7.8 | -4 | -6 | 2.2 | -3.3 | 6.7 | 6.1 | -1.7 | -2.2 | -1.7 | -7.2 | -8.9 | -15 | -5.6 | -6.9 | 18.2 | 15.8 | 12.8 | -8.3 | 12.2 | 12.2 | 10 | 9.4 | 17.4 | 16.1 | -1.1 | -8.3 | -2.2 | -15 | -1.7 | -8.3 | 5.6 | 1.1 | -3.3 | -8.9 | 1.5 | 0 | -6.1 | -11.7 | -5.6 | -10 | 0 | -7.9
-3 | -6 | -11.1 | -20 | -1.7 | -7.3 | 12.8 | 9.5 | 2.2 | -7.8 | 14.4 | -0.6 | 2 | 2 | 8.1 | 8.1 | 11.7 | 10 | 4.4 | 4.4 | 12.4 | 7.1 | 9.4 | 1.1 | 4.4 | -9.4 | 1.1 | -1.7 | 12 | 9 | 14.4 | 11.2 | 21.1 | 20 | 14.3 | 13.2 | 17.2 | 15 | 7.2 | 5.6 | 22.8 | 18.9 | 5.7 | 5.7 | -2.2 | -6.7 | -11.7 | -16.1 | -16.7 | -24.4 | 8.5 | 8.5 | -10.4 | -13.3 | 18.1 | 17.1 | 18.9 | 16.7 | -6.7 | -15.6 | -7 | -8 | -6.3 | -7 | -11.3 | -14.6 | -16.1 | -20 | -10 | -12.2 | -10.9 | -13.4 | -25.6 | -31.2 | -15.6 | -20 | 2.8 | 2.7 | -2.8 | -7.8 | 5.2 | 5.2 | 11.9 | 11.9 | 2.2 | -1.1 | -7.2 | -9.4 | 7.2 | 4.4 | 1.1 | -5 | 2 | 0.8 | -11.1 | -13.9 | -23.7 | -27.4 | 2.2 | -5.6 | -6.3 | -8.3 | 9.3 | -6.6 | -2.2 | -6.6 | -7.2 | -16.7 | 1.5 | -2.8 | 1.1 | 0.5 | 2.8 | 0 | 2.2 | 0 | 15.6 | 12.8 | -14 | -17 | 6.7 | 4.4 | 4.1 | 2.9 | -7.8 | -15.6 | -2.2 | -8.9 | -4 | -6 | 1.7 | -2.5 | 6.5 | 6.1 | -1.7 | -2.2 | -2.2 | -7.2 | -9.4 | -15 | -6.1 | -7.7 | 17.4 | 15.4 | 12.2 | -8.3 | 12.2 | 12.2 | 11.1 | 10 | 17.6 | 16.1 | -1.7 | -8.3 | -2.2 | -14.4 | -2.1 | -7.9 | 5 | 0 | -3.7 | -8.3 | 1.3 | 0 | -6.1 | -10.8 | -7.8 | -11.7 | 0 | -9.4
-2 | -6 | -11.1 | -20 | -2.2 | -8.3 | 12.8 | 10.6 | 0.9 | -6.3 | 15 | 0.6 | 2 | 2 | 8 | 8 | 11.7 | 10 | 5.6 | 5.6 | 12.1 | 8.4 | 8.9 | 0.8 | 3.9 | -9.4 | 0.7 | -1.8 | 11 | 8 | 14.4 | 10.8 | 21.1 | 19.4 | 13.5 | 13.1 | 17.2 | 15 | 7.2 | 6.7 | 22.2 | 18.9 | 6.1 | 6.1 | -2.4 | -6.3 | -12.8 | -17.2 | -17.8 | -23.3 | 8.9 | 8.9 | -10.7 | -13.6 | 18.3 | 17.2 | 18.9 | 16.7 | -7.2 | -16.1 | -7 | -8 | -7.1 | -7.2 | -12.6 | -15.2 | -16.1 | -20.6 | -10.6 | -12.2 | -10.8 | -13.3 | -26.7 | -32.8 | -15.6 | -20 | 1.1 | 1.1 | -4.4 | -7.2 | 5 | 5 | 11.7 | 11.7 | 2.8 | -0.6 | -7.2 | -9.4 | 6.7 | 4.4 | 2.2 | -5 | 1.9 | 0.7 | -11.7 | -14.4 | -25 | -28.9 | 1.7 | -6.1 | -7.1 | -9.4 | 8.5 | -6.4 | -3.3 | -7 | -6.7 | -16.1 | 0.7 | -2.8 | 1.1 | 0.5 | 2.8 | 0 | 0.6 | -2.2 | 15 | 12.8 | -15 | -17 | 5.6 | 3.9 | 4.2 | 3 | -7.8 | -16.1 | -2.8 | -7.2 | -5 | -6 | 1.1 | -2.3 | 6.3 | 6.2 | -1.1 | -1.7 | -3.9 | -7.2 | -9.4 | -15 | -6.7 | -8.9 | 16.7 | 15 | 11.7 | -7.8 | 12.2 | 12.2 | 11.7 | 11.1 | 17.8 | 16.1 | -2.2 | -8.3 | -2.2 | -13.9 | -2.4 | -8.2 | 5 | 0 | -4 | -8.6 | 1.1 | 0 | -6.1 | -10.7 | -8.3 | -12.2 | -0.7 | -8.6
-5 | -7 | -13.9 | -21.1 | -2.6 | -7.6 | 13 | 10.2 | -0.4 | -6.1 | 14.4 | 0 | 2 | 1 | 7.8 | 7.8 | 11.7 | 10 | 6.1 | 5.6 | 11.7 | 9.4 | 8.3 | 0.8 | -0.6 | -3.9 | 0.4 | -2 | 11 | 7 | 14.4 | 10.6 | 21.1 | 19.4 | 12.8 | 12.8 | 17.2 | 15.6 | 7.2 | 6.7 | 21.1 | 18.3 | 6.7 | 6.7 | -2.6 | -6.5 | -12.8 | -17.2 | -17.2 | -23.3 | 8.7 | 8.7 | -11.1 | -14.4 | 18.1 | 17.3 | 19.1 | 16.9 | -7.2 | -16.1 | -7 | -8 | -7.8 | -8 | -13.9 | -16.1 | -16.1 | -21.1 | -11.7 | -13.9 | -10.6 | -13.3 | -28 | -33.1 | -17.2 | -21.7 | 0.7 | 0.7 | -5 | -7.8 | 5 | 5 | 12.4 | 12.4 | 3.3 | -0.6 | -6.1 | -8.9 | 5 | 3.9 | 2.8 | -4.4 | 1.7 | 0.6 | -12.8 | -15.6 | -25 | -28.9 | 1.7 | -6.1 | -7.8 | -10.6 | 7.8 | -7.8 | -4.4 | -7.8 | -6.7 | -15 | 0 | -3.3 | 1.1 | 0.6 | 2.2 | -0.6 | 0 | -2.2 | 15 | 12.9 | -16 | -18 | 5.6 | 4.4 | 4.4 | 3.3 | -8.9 | -17.8 | -3.3 | -8.3 | -5 | -6 | 0.6 | -2.2 | 6.1 | 6.1 | -1.7 | -1.7 | -3.9 | -7.2 | -10 | -15.6 | -7.4 | -9.4 | 16.7 | 15.1 | 10.6 | -10 | 12 | 12 | 11.7 | 11.7 | 17.8 | 16.2 | -2.2 | -8.3 | -1.1 | -13.3 | -2.8 | -9.4 | 5 | 0 | -4.4 | -9.4 | 1.3 | 0.1 | -6.1 | -11.1 | -8.9 | -12.8 | -1.5 | -8.7
-3 | -7 | -15 | -20.6 | -2.9 | -7.6 | 13.1 | 9.8 | -1.7 | -6.7 | 12.2 | 0 | 1 | 1 | 7.8 | 7.8 | 11.7 | 10 | 5.6 | 5 | 11.7 | 9.5 | 7.8 | 0.6 | -2.2 | -6.7 | 0 | -2.8 | 9 | 7 | 13.9 | 10.4 | 20.6 | 18.9 | 13 | 13 | 17.2 | 15.6 | 6.7 | 6.1 | 21.1 | 18.3 | 7.2 | 7.2 | -2.8 | -7.2 | -14.4 | -17.8 | -18.3 | -23.3 | 8.5 | 8.5 | -11.8 | -14 | 18 | 17.7 | 19.2 | 17 | -7.8 | -16.1 | -8 | -10 | -8 | -8.2 | -14.6 | -16.7 | -17.2 | -20.6 | -11.1 | -13.3 | -10.8 | -13.4 | -29.3 | -33.8 | -18.9 | -22.2 | 0.4 | 0.4 | -6.7 | -7.8 | 5 | 5 | 13.2 | 13.2 | 3.3 | -0.6 | -2.8 | -5.6 | 5.6 | 3.9 | 0.6 | -2.2 | 1.7 | 0.5 | -14.4 | -17.2 | -25 | -29.5 | 2.2 | -6.7 | -8 | -10.7 | 7.6 | -6.4 | -5 | -7.6 | -6.1 | -14.4 | -0.4 | -2.8 | 0.9 | 0.3 | 1.7 | -0.6 | 0 | -1.7 | 15 | 13.2 | -15 | -17 | 5 | 3.3 | 4.6 | 3.1 | -9.4 | -18.3 | -4.4 | -10 | -4 | -6 | 0.4 | -1.9 | 6.1 | 6.1 | -1.7 | -2.2 | -5 | -7.8 | -10.6 | -15 | -8.2 | -10.2 | 16.7 | 15.1 | 9.4 | -10.6 | 11.9 | 11.9 | 12.2 | 12.2 | 17.8 | 16.2 | -1.7 | -8.9 | -1.1 | -13.3 | -3 | -8.6 | 5 | -0.6 | -5 | -9.6 | 1.5 | 0.3 | -6.5 | -10.6 | -7.2 | -12.2 | -2.2 | -10
-5 | -7 | -17.8 | -23.9 | -3.3 | -8.3 | 13.3 | 9.4 | -1.5 | -5.9 | 9.4 | -0.6 | 1 | 1 | 7.8 | 7.8 | 11.1 | 10 | 6.1 | 5.6 | 11.7 | 9.5 | 8.3 | 0.5 | -2.8 | -7.8 | 0 | -2.4 | 10 | 6 | 13.3 | 10.1 | 20.6 | 18.9 | 13.1 | 13.1 | 17.8 | 16.1 | 6.7 | 6.7 | 21.7 | 18.3 | 7.8 | 7.8 | -3.2 | -7 | -14.4 | -18.3 | -17.2 | -21.7 | 8.3 | 8.3 | -12.6 | -14.3 | 17.8 | 17.8 | 19.4 | 17.2 | -7.8 | -16.1 | -10 | -12 | -8.1 | -8.5 | -15.4 | -17.8 | -17.8 | -21.1 | -11.1 | -15.6 | -10.9 | -13.6 | -30.6 | -35 | -18.9 | -23.3 | 0 | 0 | -6.7 | -7.8 | 5 | 5 | 13.9 | 13.9 | 2.8 | 0.6 | -3.3 | -6.1 | 6.1 | 4.4 | 0.6 | -2.2 | 1.7 | 0.5 | -17.2 | -20 | -25 | -30.6 | 0.6 | -6.7 | -8.1 | -11.2 | 7.4 | -6.6 | -5.5 | -7.8 | -6.1 | -13.9 | -0.7 | -2.5 | 0.8 | 0.2 | 1.7 | -1.1 | 0 | -1.7 | 15 | 13.3 | -16 | -17 | 5 | 3.3 | 4.8 | 3 | -10 | -18.9 | -4.4 | -10 | -5 | -6 | 0.2 | -1.6 | 6.1 | 6.1 | -1.7 | -2.2 | -5 | -7.2 | -11.7 | -15 | -8.9 | -11.1 | 16.7 | 15 | 11.7 | -10.6 | 11.7 | 11.7 | 12.8 | 12.8 | 17.8 | 16.1 | -2.2 | -8.9 | -2.8 | -13.3 | -3.1 | -8.7 | 5.6 | -0.6 | -5.5 | -10.3 | 1.7 | 0.6 | -6.8 | -10.5 | -6.1 | -11.7 | -2.9 | -9.4
-4 | -7 | -17.2 | -23.3 | -3.7 | -7.7 | 12.8 | 9.8 | -1.3 | -5.7 | 10 | 0 | 1 | 1 | 7.8 | 7.8 | 11.1 | 10 | 5.6 | 5 | 11.7 | 9.4 | 9.4 | 0.1 | -3.3 | -7.8 | 0 | -2.4 | 9 | 6 | 12.8 | 10 | 20.6 | 18.9 | 13.3 | 13.3 | 18.3 | 17.2 | 6.7 | 6.7 | 22.2 | 17.8 | 8 | 8 | -3.5 | -7.3 | -13.3 | -16.7 | -16.1 | -21.7 | 8.5 | 8.5 | -13.3 | -14.4 | 15.6 | 15.5 | 19.6 | 17.4 | -7.2 | -16.1 | -11 | -13 | -8.3 | -8.7 | -16.1 | -18.9 | -18.3 | -23.3 | -13.3 | -17.2 | -11.1 | -14.4 | -30.6 | -35 | -18.9 | -23.3 | -0.2 | -0.7 | -6.1 | -7.2 | 4.1 | 4.1 | 13.9 | 13.9 | 2.8 | 0.6 | -3.3 | -6.1 | 6.7 | 5 | 0 | -1.7 | 1.7 | 0.6 | -7.8 | -10 | -24.8 | -29.5 | 0.6 | -6.7 | -8.3 | -12.2 | 7.2 | -7.2 | -6.1 | -8.3 | -6.1 | -13.3 | -1.1 | -2.8 | 0.6 | 0 | 1.7 | -1.1 | 0 | -1.7 | 15.2 | 13.6 | -13 | -15 | 4.4 | 3.3 | 5 | 2.8 | -10.6 | -19.4 | -4.4 | -12.2 | -5 | -6 | 0 | -1.7 | 6.1 | 6.1 | -1.7 | -2.2 | -5 | -7.8 | -11.1 | -15 | -9.5 | -11.5 | 16.7 | 15.1 | 11.1 | -10.6 | 11.3 | 11.3 | 13.3 | 13.3 | 18 | 16.4 | -3.3 | -8.3 | -3.9 | -12.8 | -3.3 | -9.4 | 5.6 | -0.6 | -6.1 | -11.7 | 1.9 | 0.9 | -7.2 | -11.1 | -5 | -11.7 | -3.7 | -10.2
-7 | -9 | -17.2 | -23.3 | -4 | -7.7 | 12.2 | 10.3 | -1.1 | -6.1 | 9.4 | 0 | 0 | 0 | 7.8 | 7.8 | 11.7 | 10 | 5.6 | 5 | 11.1 | 8.7 | 10.6 | 0.1 | -3.9 | -7.8 | 0 | -2.8 | 8 | 6 | 12.6 | 10.2 | 20.6 | 18.3 | 13.3 | 13.3 | 20.6 | 19.4 | 6.7 | 6.7 | 21.7 | 17.8 | 8.1 | 8.1 | -3.9 | -8.3 | -14.4 | -17.8 | -16.7 | -21.7 | 8.7 | 8.7 | -13.5 | -14.5 | 13.3 | 12.9 | 19.8 | 17.6 | -7.8 | -16.7 | -11 | -13 | -8.7 | -9.1 | -15.9 | -18.7 | -17.8 | -22.2 | -12.2 | -15.6 | -11.5 | -14.2 | -30.6 | -35.4 | -21.7 | -26.1 | -0.4 | -1.4 | -6.7 | -7.8 | 3.1 | 3.1 | 13.9 | 13.9 | 2.2 | 0.6 | -1.7 | -5.6 | 6.7 | 4.4 | 0 | -1.7 | 1.7 | 0.5 | -17.2 | -20 | -24.6 | -28.8 | 0.6 | -6.7 | -8.5 | -11.7 | 6.5 | -6.3 | -6.7 | -8.8 | -6.1 | -12.8 | -0.5 | -2.7 | 0.4 | 0 | 0 | -3.3 | -0.6 | -3.9 | 15.4 | 13.8 | -15 | -16 | 4.4 | 3.3 | 5 | 3.2 | -11.1 | -18.3 | -5 | -8.9 | -5 | -6 | 0 | -1.7 | 5.5 | 5.5 | -1.7 | -2.2 | -4.4 | -6.7 | -11.7 | -15 | -10 | -11.9 | 16.7 | 15.1 | 11.1 | -10 | 11 | 11 | 14.4 | 14.4 | 18.1 | 16.5 | -3.3 | -8.3 | -4.4 | -11.1 | -4.8 | -9.4 | 5 | 0.6 | -6.7 | -11.2 | 2 | 1.3 | -7.2 | -10.6 | -5 | -11.1 | -4.4 | -11.7
-7 | -10 | -17.2 | -23.3 | -4.4 | -8.3 | 11.7 | 10.6 | -1.3 | -5.7 | 10.6 | 0.6 | 1 | 1 | 7.8 | 7.8 | 11.7 | 10 | 5.6 | 5 | 10.6 | 8 | 11.1 | 0 | -4.4 | -8.3 | 0 | -2.1 | 7 | 6 | 12.4 | 10.3 | 19.4 | 16.7 | 13.3 | 13.3 | 21.7 | 20 | 7.2 | 7.2 | 21.1 | 17.2 | 8.3 | 8.3 | -3.7 | -7.5 | -12.8 | -16.7 | -16.1 | -21.1 | 8.9 | 8.9 | -13.7 | -14.7 | 11.1 | 10.6 | 20 | 17.8 | -7.8 | -16.7 | -10 | -13 | -9 | -9.6 | -15.8 | -19 | -16.1 | -20.6 | -12.2 | -16.1 | -11.8 | -14.4 | -30.6 | -36.1 | -21.1 | -25 | -0.6 | -2.2 | -7.8 | -8.3 | 2.2 | 2.2 | 13.9 | 13.9 | 2.8 | 0.6 | -3.9 | -7.2 | 6.1 | 5 | 0 | -1.7 | 1.7 | 0.5 | -15.6 | -18.3 | -24.4 | -28.9 | 0.6 | -6.7 | -8.7 | -11.8 | 5.7 | -6.7 | -7.2 | -9.5 | -6.7 | -12.8 | 0 | -3 | 0.2 | 0 | -0.6 | -3.9 | -2.2 | -6.1 | 15.6 | 13.9 | -15 | -16 | 5 | 3.9 | 5 | 3.5 | -11.1 | -17.8 | -6.1 | -11.7 | -5 | -6 | 0 | -1.8 | 5 | 5 | -1.7 | -2.2 | -5 | -6.7 | -12.2 | -15.6 | -10.6 | -12.8 | 16.7 | 15 | 11.7 | -10 | 10.6 | 10.6 | 14.4 | 14.4 | 18.3 | 16.7 | -3.9 | -8.3 | -4.4 | -12.2 | -6.3 | -10.4 | 4.4 | 1.1 | -7.2 | -11.4 | 2.2 | 1.7 | -7.2 | -10.6 | -3.9 | -10.6 | -4.6 | -10.6
-5 | -8 | -16.7 | -21.1 | -2.4 | -7.1 | 10.4 | 8.4 | -1.5 | -5.9 | 9.4 | 0 | 1 | 1 | 7.8 | 7.8 | 11.7 | 10 | 6.1 | 5.6 | 10 | 7.2 | 10.6 | 1.1 | -4.4 | -8.3 | 0 | -1.7 | 7 | 6 | 12.2 | 10.6 | 18.9 | 16.7 | 13.3 | 13.3 | 21.7 | 20 | 7.2 | 6.7 | 21.1 | 16.7 | 8.9 | 8.9 | -3.5 | -7.3 | -13.9 | -18.3 | -15.6 | -21.1 | 9.5 | 9.5 | -13.9 | -15 | 10.2 | 9.5 | 20.4 | 18 | -7.8 | -16.7 | -9 | -12 | -9.4 | -10 | -15.6 | -19.4 | -15.6 | -20 | -12.2 | -14.4 | -12.2 | -15 | -30 | -35.1 | -21.1 | -25 | -0.4 | -1.8 | -6.1 | -7.8 | 2 | 2 | 14.5 | 14.5 | 2.2 | 0.6 | -4.4 | -7.2 | 6.7 | 6.7 | -1.1 | -2.2 | 1.7 | 0.6 | -12.8 | -16.1 | -25 | -28.9 | -0.6 | -6.7 | -8.9 | -12.2 | 5 | -7.8 | -7.8 | -10.6 | -7.2 | -12.8 | 0.6 | -3.9 | 0 | 0 | -1.1 | -5.6 | -3.9 | -7.2 | 15.6 | 14 | -16 | -18 | 4.4 | 3.3 | 5 | 3.9 | -11.1 | -17.8 | -6.1 | -12.8 | -2 | -6 | 0 | -2.2 | 4.4 | 4.4 | -1.7 | -1.7 | -5 | -7.2 | -11.7 | -15 | -11 | -12.8 | 17.2 | 15.6 | 10 | -9.4 | 10.8 | 10.8 | 14.4 | 14.4 | 18.3 | 16.8 | -4.4 | -8.3 | -6.1 | -11.7 | -7.8 | -11.7 | 4.4 | 0.6 | -7.8 | -12.2 | 2.4 | 1.8 | -7.2 | -11.1 | -4.4 | -10.6 | -4.8 | -10.8
-6 | -8 | -16.1 | -21.1 | -0.3 | -6.3 | 9.1 | 6.2 | -1.7 | -6.7 | 8.3 | 1.1 | 2 | 2 | 7.8 | 7.8 | 11.7 | 10 | 6.7 | 5.6 | 11.1 | 8 | 12.2 | 1.7 | -2.8 | -7.8 | 0 | -1.7 | 9 | 6 | 12.2 | 10.8 | 18.9 | 16.1 | 14.2 | 14.2 | 21.7 | 20 | 7.2 | 5.6 | 21.1 | 16.1 | 9.4 | 9.4 | -3.3 | -7.8 | -13.9 | -18.3 | -15 | -21.1 | 10 | 10 | -12.6 | -14.1 | 9.2 | 8.3 | 20.7 | 18.1 | -7.2 | -16.1 | -8 | -11 | -8.1 | -8.4 | -13.2 | -17.4 | -15 | -18.9 | -14.4 | -16.7 | -11.5 | -14.1 | -29.5 | -34.5 | -22.2 | -27.2 | -0.2 | -1.3 | -5.6 | -7.8 | 1.9 | 1.9 | 15 | 15 | 1.7 | -0.6 | -5 | -9.4 | 7.2 | 7.2 | 2.8 | -1.1 | 1.7 | 0.7 | -10 | -12.2 | -25.5 | -29.6 | 1.7 | -6.7 | -5.4 | -9.7 | 9.1 | -5.3 | -4.3 | -8.3 | -7.2 | -12.8 | 1.3 | -3 | -0.2 | -0.3 | -1.1 | -5.6 | -4.4 | -8.9 | 15.6 | 14 | -16 | -18 | 4.4 | 3.3 | 5.4 | 3.6 | -10.6 | -17.2 | -6.1 | -11.1 | -1 | -4 | 3.9 | -0.1 | 4.8 | 4.8 | -1.7 | -1.7 | -4.4 | -6.7 | -10 | -14.4 | -11.3 | -12.8 | 17.8 | 16.2 | 11.7 | -10.6 | 10.9 | 10.9 | 14.4 | 14.4 | 18.3 | 17 | -3.9 | -8.3 | -6.1 | -10 | -5.6 | -9.5 | 4.4 | 1.1 | -6.3 | -10.9 | 2.6 | 2 | -5.2 | -9.6 | -3.3 | -10.6 | -5 | -11.7
-4 | -7 | -17.2 | -23.3 | 1.7 | -7.2 | 7.8 | 3.9 | 0.9 | -5.5 | 12.2 | 1.1 | 3 | 2 | 7.8 | 7.8 | 11.1 | 9.4 | 6.7 | 6.1 | 12.2 | 8.9 | 15.6 | 2.2 | -1.7 | -8.9 | 0.6 | -1.7 | 13 | 4 | 12.2 | 11.3 | 19.4 | 15.6 | 15.2 | 15.2 | 20 | 17.2 | 7.2 | 5 | 22.2 | 16.7 | 10 | 10 | -1.1 | -6.5 | -11.7 | -16.7 | -14.4 | -21.7 | 10.6 | 10.6 | -11.3 | -13.2 | 8.3 | 7.2 | 21.1 | 18.3 | -6.7 | -15.6 | -7 | -10 | -6.9 | -7 | -10.7 | -15.4 | -13.9 | -16.7 | -14.4 | -16.1 | -10.7 | -13.5 | -28.9 | -34.4 | -21.1 | -25.6 | 0 | -1.1 | -3.3 | -6.7 | 1.7 | 1.7 | 15.6 | 15.6 | 3.3 | -0.6 | -6.1 | -10 | 7.8 | 7.8 | 5.6 | -3.3 | 1.7 | 1 | -9.4 | -10.6 | -26.1 | -30.6 | 3.9 | -6.1 | -1.8 | -7.4 | 13.1 | -4.4 | -0.7 | -6.7 | -5 | -11.7 | 2.1 | -2.3 | -0.4 | -0.8 | -2.2 | -6.1 | -4.4 | -10 | 15.6 | 13.9 | -14 | -16 | 6.1 | 4.4 | 5.7 | 3 | -8.9 | -17.2 | -5.6 | -9.4 | 0 | -5 | 7.8 | 1.6 | 5.2 | 5.2 | -1.1 | -1.7 | -2.8 | -5.6 | -8.3 | -13.3 | -11.7 | -13.3 | 18.3 | 16.7 | 10.6 | -8.3 | 11.1 | 11.1 | 15.6 | 15 | 18.3 | 17.2 | -2.2 | -6.7 | -1.7 | -11.1 | -3.3 | -8 | 3.3 | 0.6 | -4.8 | -9.9 | 2.8 | 2.2 | -3.1 | -8.7 | 0 | -9.4 | -3.5 | -10.4
-3 | -6 | -16.1 | -23.3 | 3.9 | -5.9 | 8.3 | 4 | 3.5 | -5.3 | 14.4 | 1.1 | 5 | 4 | 7.8 | 7.8 | 11.7 | 9.4 | 7.2 | 6.7 | 13.3 | 9.4 | 21.7 | 1.1 | 1.1 | -8.9 | 1.1 | -2 | 14 | 2 | 12.2 | 11.7 | 18.9 | 13.9 | 16.1 | 16.1 | 20 | 17.2 | 8.3 | 4.4 | 23.3 | 16.7 | 10.6 | 10.5 | 1.1 | -6.1 | -9.4 | -15.6 | -14.4 | -20 | 11.1 | 11.1 | -10 | -12.8 | 7.8 | 6.8 | 17.8 | 15.5 | -5.6 | -14.4 | -6 | -8 | -5.6 | -5.6 | -8.3 | -14.4 | -12.8 | -16.7 | -11.7 | -14.4 | -10 | -13.3 | -26.5 | -31.6 | -19.4 | -23.3 | -0.2 | -1.3 | 0 | -7.2 | 1.9 | 1.3 | 17.3 | 16.8 | 4.4 | 1.1 | -6.1 | -11.7 | 9.4 | 9.4 | 5.6 | -3.3 | 1.7 | 1.1 | -7.8 | -8.3 | -23.7 | -27.3 | 5.6 | -6.1 | 1.7 | -6.7 | 17.2 | -5 | 2.8 | -6.7 | -2.8 | -10.6 | 2.8 | -2.2 | -0.6 | -1.1 | -3.3 | -6.7 | -5.6 | -11.1 | 15.4 | 14.1 | -12 | -15 | 6.7 | 5 | 6.1 | 2.8 | -7.2 | -17.2 | -5 | -10 | 2 | -3 | 11.7 | 2.8 | 5.6 | 5.6 | -0.6 | -1.1 | -0.6 | -5 | -6.1 | -13.3 | -10.8 | -12.5 | 18.9 | 16.7 | 11.7 | -7.2 | 12.4 | 10 | 16.1 | 15.6 | 15.3 | 14 | 1.1 | -6.1 | 1.7 | -8.9 | -1.1 | -7.2 | 3.9 | 1.1 | -3.3 | -10 | 3.2 | 2.6 | -1.1 | -8.9 | 3.3 | -10 | -2.1 | -10.1
-2 | -5 | -14.4 | -19.4 | 6.1 | -6 | 8.9 | 3.9 | 6.1 | -6.7 | 16.7 | 0 | 6 | 5 | 8.3 | 8.2 | 12.8 | 10 | 8.3 | 6.1 | 13.5 | 9.8 | 25 | -3.3 | 2.8 | -7.8 | 1.7 | -2.8 | 14 | 0 | 12.4 | 11.7 | 19.4 | 12.8 | 17.8 | 16.5 | 20 | 17.2 | 8.9 | 5.6 | 23.3 | 16.7 | 11.1 | 10.7 | 3.3 | -7.2 | -8.3 | -15 | -13.3 | -17.8 | 11.7 | 11.7 | -8.5 | -12 | 7.2 | 6.2 | 14.4 | 12.5 | -3.9 | -12.2 | -5 | -7 | -2.6 | -4.2 | -6.1 | -12.9 | -10.6 | -15.6 | -9.4 | -13.9 | -8.7 | -12.5 | -24.1 | -29.4 | -17.2 | -21.7 | -0.4 | -1.8 | 1.7 | -7.8 | 2 | 1 | 18.9 | 17.8 | 5 | 0.6 | -6.7 | -10.6 | 10 | 10 | 6.1 | -4.4 | 1.9 | 1.2 | -5 | -6.1 | -21.3 | -24.2 | 7.8 | -6.1 | 3.2 | -5.5 | 18.7 | -4.2 | 5.6 | -5 | -3.9 | -9.4 | 3.3 | -2.2 | -1 | -1.7 | -3.9 | -7.2 | -6.7 | -11.7 | 15.2 | 14.4 | -10 | -12 | 8.3 | 6.1 | 6.8 | 2.9 | -6.1 | -16.7 | -5 | -8.9 | 1 | -5 | 14.3 | 2.8 | 6.5 | 6.2 | -0.6 | -1.1 | 2.2 | -5 | -4.4 | -12.8 | -9.8 | -11.9 | 19.4 | 16.7 | 13.9 | -8.3 | 13.7 | 8.2 | 16.7 | 16.7 | 12.4 | 10.8 | 2.2 | -5 | 4.4 | -6.1 | 0 | -5.9 | 5.6 | 1.7 | -1.8 | -8.4 | 3.5 | 2.9 | 0.6 | -7 | 5 | -10 | -0.6 | -11.1
-1 | -4 | -13.9 | -18.9 | 8.3 | -7.2 | 9.4 | 3.9 | 6.3 | -5.3 | 19.4 | -1.7 | 6 | 5 | 8.9 | 8.5 | 13.3 | 10 | 10 | 6.1 | 13.7 | 10 | 24.4 | -3.3 | 3.9 | -7.8 | 2.1 | -2.3 | 14 | 2 | 12.6 | 11.7 | 20 | 11.1 | 19.4 | 16.7 | 20.6 | 18.3 | 6.1 | 3.3 | 23.9 | 16.1 | 11.7 | 11.1 | 4.6 | -5.9 | -6.7 | -13.9 | -11.7 | -17.2 | 12.2 | 12.2 | -7.1 | -11.6 | 6.7 | 5.6 | 11.1 | 9.4 | -2.2 | -12.2 | -3 | -6 | 0.3 | -3.5 | -3.9 | -12.3 | -8.3 | -16.1 | -8.9 | -13.9 | -7.4 | -12.1 | -21.7 | -27.8 | -16.1 | -21.1 | -0.6 | -2.2 | 3.9 | -8.3 | 2.2 | 0.6 | 20.6 | 18.9 | 6.7 | 1.7 | -5.6 | -10.6 | 11.1 | 10 | 7.2 | -7.8 | 2 | 1 | -3.3 | -5 | -18.9 | -21.7 | 9.4 | -6.1 | 4.6 | -5.1 | 20.2 | -4.3 | 8.3 | -4.9 | -3.9 | -13.9 | 3.9 | -2.6 | -1.3 | -2.4 | -3.9 | -8.3 | -5.6 | -11.7 | 15 | 14.4 | -9 | -12 | 9.4 | 5.6 | 7.6 | 2.9 | -5.6 | -16.1 | -4.4 | -11.1 | 2 | -3 | 16.8 | 2.4 | 7.4 | 6.7 | 0 | -1.1 | 3.9 | -5.6 | -3.3 | -13.3 | -8.9 | -11.7 | 20 | 16.7 | 16.1 | -7.2 | 15 | 5.6 | 18.9 | 17.8 | 9.4 | 7.8 | 3.3 | -6.7 | 4.4 | -5.6 | 1.1 | -5.5 | 5.6 | 1.1 | -0.4 | -7.4 | 3.9 | 3.3 | 2.2 | -6.6 | 5.6 | -10 | 0.2 | -8.2
0 | -3 | -12.2 | -17.8 | 9.1 | -6 | 9 | 3.6 | 6.5 | -5.1 | 21.1 | -1.1 | 7 | 6 | 9.4 | 8.9 | 13.3 | 9.4 | 10 | 6.7 | 13.9 | 10 | 25 | -2.8 | 6.1 | -8.3 | 2.4 | -2 | 16 | 5 | 12.8 | 11.7 | 21.1 | 10.6 | 21.1 | 16.7 | 21.7 | 17.2 | 1.7 | -1.7 | 23.3 | 15.6 | 12.2 | 11.3 | 5.9 | -5.6 | -6.1 | -14.4 | -10.6 | -16.1 | 11.8 | 11.1 | -5.6 | -12.2 | 6.1 | 5.1 | 9.8 | 8.1 | -1.1 | -10.6 | -2 | -5 | 3.3 | -3.9 | -1.7 | -12.8 | -7.8 | -16.1 | -8.9 | -12.8 | -6.1 | -12.8 | -20.4 | -26.7 | -14.4 | -19.4 | -0.8 | -2.6 | 5 | -8.3 | 1.8 | 0 | 21.1 | 19.1 | 7.8 | -1.1 | -5 | -10 | 9.4 | 8.9 | 6.7 | -9.4 | 2.2 | 1.1 | 1.1 | -1.1 | -17.6 | -21.2 | 11.1 | -6.1 | 6.1 | -5.6 | 21.7 | -5 | 11.1 | -5.6 | -3.9 | -13.9 | 4.4 | -3.3 | -1.7 | -3.3 | -4.4 | -8.3 | -5 | -12.2 | 15 | 14.4 | -7 | -11 | 10.6 | 5.6 | 8.3 | 2.8 | -5 | -16.1 | -4.4 | -11.1 | 2 | -3 | 19.4 | 1.1 | 8.3 | 7.2 | -0.6 | -1.1 | 5.6 | -6.1 | -2.2 | -13.9 | -8.7 | -10.9 | 19.8 | 16.7 | 18.3 | -9.4 | 15.2 | 5.2 | 18.9 | 17.8 | 8.5 | 6.7 | 4.4 | -5.6 | 4.4 | -5.6 | 2.2 | -6.1 | 7.8 | 1.7 | 1.1 | -7.8 | 4.1 | 3.4 | 3.9 | -6.7 | 6.7 | -10.6 | 0.9 | -6.7
0 | -3 | -11.7 | -18.9 | 9.8 | -5.4 | 8.7 | 3.3 | 6.7 | -5.6 | 21.1 | -2.8 | 8 | 5 | 9.6 | 9 | 13.3 | 9.4 | 10 | 6.7 | 13.3 | 10.1 | 23.9 | -3.3 | 6.1 | -9.4 | 2.8 | -2.2 | 16 | 8 | 12.8 | 12.1 | 22.2 | 10.6 | 20.7 | 17.5 | 21.7 | 13.3 | 0.6 | -5 | 23.3 | 14.4 | 12.8 | 11.6 | 7.2 | -6.1 | -6.1 | -13.9 | -8.9 | -15.6 | 11.5 | 10.1 | -5.2 | -11 | 5.6 | 4.6 | 8.5 | 6.5 | 0.6 | -10.6 | -2 | -5 | 3.3 | -3.7 | -0.9 | -11 | -6.7 | -15 | -8.3 | -13.9 | -5.7 | -11.9 | -19.1 | -26.2 | -12.8 | -18.9 | -0.9 | -3.1 | 7.2 | -8.9 | 1.5 | -0.5 | 21.7 | 19.3 | 8.9 | -2.8 | -5 | -11.1 | 8.9 | 8.3 | 6.7 | -3.9 | 2.4 | 1.2 | 1.1 | -1.1 | -16.3 | -21.3 | 13.3 | -7.8 | 6.3 | -5.3 | 22.1 | -4.3 | 12 | -4.9 | -4.4 | -13.9 | 4.2 | -2.9 | -2.6 | -3.7 | -4.4 | -8.9 | -5 | -12.2 | 15 | 14.1 | -7 | -12 | 11.7 | 6.1 | 7.8 | 3.1 | -4.4 | -13.9 | -3.9 | -10.6 | 2 | -6 | 19 | 1 | 9.2 | 7.8 | -1.1 | -1.7 | 5.6 | -6.7 | -1.7 | -12.8 | -8.5 | -10.6 | 19.6 | 16.7 | 18.9 | -8.3 | 15.4 | 4.8 | 20 | 18.3 | 7.6 | 5.6 | 4.4 | -5.6 | 5.6 | -5 | 2.4 | -5.1 | 7.2 | 0 | 1.7 | -6.5 | 4.2 | 3.2 | 4.6 | -6.4 | 6.7 | -12.2 | 1.7 | -6.1
4 | -1 | -10.6 | -19.4 | 10.6 | -6.1 | 8.3 | 2.8 | 6.9 | -4.8 | 21.7 | -3.3 | 9 | 5 | 9.8 | 9.2 | 13.3 | 10 | 10 | 6.7 | 12.8 | 10 | 22.2 | 0.6 | 7.2 | -10.6 | 3.2 | -2.1 | 17 | 9 | 12.8 | 12.5 | 22.8 | 8.9 | 20.4 | 18.2 | 20 | 12.8 | 0 | -6.7 | 23.9 | 14.4 | 13.3 | 11.7 | 7.8 | -5.3 | -6.7 | -15 | -7.8 | -16.1 | 11.1 | 8.9 | -4.8 | -10.7 | 5 | 3.9 | 7.2 | 5 | 0.6 | -11.1 | -3 | -7 | 3.3 | -4.3 | -0.2 | -10.6 | -6.7 | -13.9 | -7.8 | -11.7 | -5.4 | -11.8 | -17.8 | -26.7 | -12.8 | -18.3 | -1.1 | -3.9 | 7.8 | -7.2 | 1.1 | -1.1 | 22.2 | 19.4 | 9.4 | -1.7 | -5.6 | -11.1 | 7.2 | 6.7 | 6.7 | -5 | 2.6 | 1.4 | 2.2 | -1.1 | -15 | -22.2 | 13.3 | -7.8 | 6.5 | -5.7 | 22.4 | -4.9 | 13 | -4.5 | -4.4 | -13.9 | 4.1 | -2.8 | -3.5 | -4.2 | -5 | -9.4 | -5 | -14.4 | 15 | 13.9 | -7 | -13 | 12.8 | 7.8 | 7.2 | 3.3 | -4.4 | -14.4 | -3.9 | -10.6 | 3 | -6 | 18.7 | 0.8 | 10.2 | 8.3 | -0.6 | -1.7 | 7.8 | -5 | -1.7 | -12.2 | -8.3 | -10.6 | 19.4 | 16.7 | 18.3 | -7.8 | 15.6 | 3.9 | 13.3 | 13.3 | 6.7 | 4.4 | 4.4 | -4.4 | 5 | -5.6 | 2.6 | -4.9 | 6.7 | 0.6 | 2.2 | -6.6 | 4.4 | 3.3 | 5.4 | -6.9 | 6.7 | -11.1 | 1.5 | -5
3 | 1 | -10 | -17.2 | 9.5 | -4.9 | 8.1 | 2.6 | 7 | -5 | 22.2 | -3.3 | 8 | 6 | 10 | 9.4 | 13.3 | 9.4 | 10 | 7.2 | 12.2 | 10 | 20.6 | 4.4 | 6.7 | -16.1 | 3.5 | -2.2 | 16 | 9 | 12.8 | 12.8 | 22.8 | 8.3 | 20 | 18.9 | 17.8 | 11.1 | -1.7 | -8.3 | 23.3 | 14.4 | 12.9 | 11.5 | 8.3 | -5.5 | -6.7 | -13.9 | -7.8 | -15.6 | 11.1 | 9.1 | -4.4 | -11.1 | 4.3 | 3.3 | 6.7 | 4.7 | 0.6 | -11.7 | -4 | -7 | 3.3 | -5.6 | 0.6 | -11.1 | -6.7 | -13.9 | -7.8 | -13.3 | -5 | -12.8 | -18.3 | -26.1 | -12.8 | -18.9 | -1.1 | -3.5 | 7.8 | -6.7 | 0.5 | -1.2 | 21.8 | 19.4 | 9.4 | -1.7 | -6.1 | -12.2 | 3.9 | 3.3 | 6.1 | -3.3 | 2.8 | 1.7 | -1.7 | -2.2 | -15.6 | -21.9 | 13.3 | -8.3 | 6.7 | -7.2 | 22.8 | -5 | 13.9 | -5.6 | -5 | -14.4 | 3.9 | -3.3 | -4.4 | -5 | -5 | -10.6 | -5.6 | -14.4 | 15 | 14.1 | -7 | -13 | 13.3 | 2.8 | 6.7 | 3.3 | -4.4 | -15.6 | -3.9 | -10 | 0 | -5 | 18.3 | 1.1 | 11.1 | 8.9 | -1.1 | -2.2 | 7.8 | -3.9 | -1.1 | -12.8 | -8.7 | -10.8 | 19.2 | 16.3 | 17.8 | -8.3 | 14.8 | 2.4 | 8.3 | 8.3 | 6.1 | 3.8 | 4.4 | -4.4 | 4.4 | -5.6 | 2.8 | -5.6 | 6.7 | 1.1 | 2.8 | -7.2 | 4.8 | 3.8 | 6.1 | -8.9 | 6.1 | -8.3 | 1.3 | -4.6
2 | 1 | -10 | -17.8 | 8.3 | -4.9 | 8 | 2.2 | 7.2 | -6.1 | 22.2 | -3.9 | 6 | 6 | 10 | 9.4 | 12.8 | 9.4 | 9.4 | 7.2 | 12.2 | 9.6 | 18.3 | 6.1 | 5.6 | -17.8 | 3.9 | -2.8 | 14 | 10 | 12.8 | 12.8 | 22.8 | 9.4 | 20 | 18.7 | 16.7 | 10 | -2.2 | -9.4 | 22.8 | 13.3 | 12.6 | 11.4 | 8.9 | -6.7 | -7.8 | -13.3 | -7.2 | -15.6 | 11.1 | 9.2 | -4.8 | -10.1 | 3.5 | 2.3 | 6.1 | 4.3 | 0 | -12.2 | -3 | -6 | 2 | -4.6 | -0.3 | -10.2 | -6.7 | -13.9 | -8.9 | -14.4 | -5.4 | -11.8 | -18.9 | -26.2 | -12.8 | -18.3 | -1.1 | -3.2 | 7.8 | -6.7 | 0 | -1.3 | 21.5 | 19.4 | 6.1 | -2.2 | -7.2 | -12.8 | 2.8 | 0 | 6.1 | -1.7 | 2.8 | 1.6 | -3.3 | -5 | -16.1 | -22.2 | 12.2 | -8.3 | 4.7 | -5.5 | 20.6 | -4.7 | 10.7 | -5.5 | -5.6 | -15 | 3.7 | -2.8 | -5 | -6.1 | -5 | -11.1 | -5.6 | -15.6 | 15 | 14.4 | -7 | -12 | 11.7 | 2.2 | 6.9 | 3.5 | -5 | -15.6 | -3.9 | -9.4 | 0 | -5 | 15.9 | 2.3 | 9.1 | 6.2 | -1.7 | -2.8 | 7.8 | -1.7 | -2.2 | -11.7 | -9 | -11.4 | 19.1 | 16 | 18.3 | -8.3 | 14.1 | 0.3 | 6.7 | 6.7 | 5.6 | 2.9 | 5 | -8.3 | 2.8 | -6.7 | 1.1 | -5.1 | 6.7 | 1.1 | 1.7 | -6.3 | 5.2 | 4.5 | 5.2 | -8.3 | 4.4 | -7.2 | 1.1 | -5
0 | -1 | -11.7 | -20 | 7.2 | -5.6 | 7.8 | 1.7 | 5.2 | -5.4 | 21.1 | -4.4 | 6 | 4 | 10 | 9.4 | 12.2 | 10 | 8.9 | 7.2 | 12.2 | 9.3 | 17.2 | 6.1 | 3.9 | -17.8 | 2.6 | -1.5 | 14 | 10 | 12.8 | 12.8 | 21.1 | 8.9 | 20 | 18.5 | 15 | 8.3 | -2.2 | -10.6 | 22.2 | 12.8 | 12.2 | 11.1 | 6.1 | -4.6 | -10 | -13.9 | -9.4 | -13.3 | 11.1 | 9.4 | -5.2 | -10.1 | 2.8 | 1.7 | 5.6 | 3.9 | -0.6 | -13.3 | -3 | -6 | 0.7 | -4.4 | -1.3 | -10.8 | -7.8 | -13.9 | -9.4 | -15 | -5.7 | -11.5 | -19.4 | -27.2 | -13.9 | -20 | -1.1 | -3.3 | 5.6 | -6.1 | -0.6 | -1.7 | 21.1 | 19.4 | 3.9 | -2.2 | -10 | -13.9 | 1.7 | 0 | 5.6 | -0.6 | 2.8 | 1.6 | -5 | -5.6 | -16.7 | -23.3 | 7.8 | -8.3 | 2.6 | -5.3 | 18.3 | -5.7 | 7.6 | -6.1 | -6.1 | -15 | 3.5 | -2.9 | -5.5 | -7.2 | -5.6 | -11.7 | -6.7 | -15 | 15 | 14.4 | -8 | -13 | 9.4 | 3.3 | 7 | 3.6 | -6.1 | -15.6 | -3.9 | -8.9 | -2 | -6 | 13.5 | 3.3 | 7 | 3.3 | -1.7 | -2.8 | 6.7 | 1.1 | -3.9 | -10.6 | -9.4 | -12.2 | 18.9 | 15.6 | 16.1 | -7.8 | 13.3 | -1.7 | 6.1 | 6.1 | 5 | 2.2 | 2.2 | -6.7 | 1.1 | -7.2 | -0.5 | -5.8 | 5 | 1.7 | 0.5 | -6.2 | 5.6 | 5 | 4.2 | -9.1 | 2.8 | -7.8 | 0.2 | -5.7
2 | -4 | -13.3 | -19.4 | 5.4 | -3.7 | 7.4 | 1.9 | 3.1 | -5.8 | 19.4 | -4.4 | 6 | 5 | 10 | 9.4 | 11.7 | 9.4 | 8.3 | 7.2 | 12.2 | 8.9 | 17.8 | 1.7 | 1.7 | -16.1 | 1.3 | -0.8 | 14 | 11 | 12.8 | 12.8 | 19.4 | 8.9 | 20 | 18.3 | 13.9 | 6.1 | -2.8 | -10.6 | 21.1 | 12.2 | 12.2 | 11.3 | 3.4 | -4 | -11.7 | -15 | -9.4 | -15 | 9.8 | 8.4 | -5.6 | -10.6 | 2.4 | 1.1 | 5.2 | 3.5 | -1.1 | -13.9 | -4 | -6 | -0.6 | -5 | -2.2 | -12.2 | -9.4 | -14.4 | -10.6 | -14.4 | -6.1 | -12.2 | -20.3 | -26.9 | -13.9 | -19.4 | -0.5 | -2.3 | 3.9 | -5.6 | -0.8 | -1.9 | 20.7 | 19.4 | 2.8 | -2.2 | -11.7 | -15 | 1.1 | -0.6 | 5.6 | 0 | 2.8 | 1.7 | -6.1 | -7.2 | -18 | -23.5 | 6.1 | -8.9 | 0.6 | -6.1 | 16.1 | -6.7 | 4.4 | -8.3 | -6.7 | -15 | 3.3 | -3.3 | -6.1 | -8.9 | -5.6 | -12.8 | -7.2 | -16.1 | 14.6 | 14.2 | -8 | -13 | 8.3 | 4.4 | 7.2 | 3.9 | -6.1 | -16.1 | -4.4 | -9.4 | -3 | -6 | 11.1 | 3.3 | 5 | 0.6 | -2.2 | -2.8 | 5.6 | 1.7 | -4.4 | -11.7 | -9.8 | -12.2 | 18.3 | 15.4 | 15.6 | -7.2 | 11.3 | -0.7 | 5.6 | 5.6 | 4.6 | 1.8 | 0 | -5 | -0.6 | -6.7 | -2.2 | -7.2 | 5 | 2.2 | -0.6 | -7.2 | 5.6 | 5.2 | 3.3 | -11.1 | 0 | -8.3 | -0.8 | -7
4 | -5 | -15 | -20 | 3.5 | -3.1 | 7.1 | 1.8 | 1.1 | -7.2 | 17.2 | -2.8 | 6 | 4 | 10 | 9.6 | 11.7 | 9.4 | 8.3 | 7.2 | 11.8 | 8.7 | 18.3 | 3.3 | 0.6 | -12.2 | 0 | -0.6 | 15 | 10 | 13.3 | 13.3 | 17.8 | 10 | 18.1 | 16.6 | 12.8 | 6.1 | -2.8 | -11.7 | 21.1 | 11.7 | 12.2 | 11.5 | 0.6 | -5 | -12.2 | -15.6 | -10 | -10 | 8.5 | 7.6 | -5.6 | -9.7 | 2.1 | 0.6 | 4.8 | 3.1 | -1.7 | -14.4 | -3 | -6 | -2.4 | -6.3 | -3.1 | -11.1 | -11.1 | -15.6 | -12.2 | -15 | -6.1 | -11.4 | -21.3 | -27.7 | -14.4 | -19.4 | 0 | -1.7 | 4.4 | -5.6 | -0.9 | -2.2 | 20.4 | 19.6 | 0.6 | -2.2 | -10.6 | -14.4 | 0.6 | -0.6 | 5.6 | -1.1 | 3.2 | 1.9 | -7.2 | -8.3 | -19.3 | -24.2 | 5.6 | -8.3 | -0.3 | -5.6 | 15 | -5.8 | 3.1 | -6.8 | -7.2 | -15.6 | 3.1 | -2.7 | -6.7 | -9.3 | -5.6 | -13.3 | -7.2 | -15.6 | 14.3 | 13.9 | -8 | -13 | 6.7 | 4.4 | 7 | 3.6 | -7.8 | -15 | -4.4 | -9.4 | -5 | -7 | 9.6 | 3.8 | 3.1 | -1.3 | -2.2 | -2.8 | 5 | 2.2 | -5 | -12.8 | -10.2 | -12.3 | 17.8 | 15.3 | 14.4 | -8.3 | 9.2 | -0.8 | 5.6 | 5.6 | 4.3 | 1.5 | -1.1 | -5 | -0.6 | -7.2 | -3.7 | -7.2 | 5 | 2.2 | -1.7 | -6.8 | 5.6 | 5.5 | 1.8 | -8.9 | -1.1 | -9.4 | -1.7 | -9.4
3 | -3 | -17.2 | -22.2 | 1.7 | -3.3 | 6.7 | 1.7 | -0.4 | -6.4 | 16.1 | -2.8 | 6 | 5 | 10 | 9.9 | 11.7 | 10 | 8.3 | 7.8 | 11.5 | 8.6 | 16.7 | 6.1 | -1.1 | -10 | -0.2 | -0.8 | 16 | 11 | 13.9 | 13.9 | 17.2 | 11.1 | 16.3 | 15 | 11.7 | 3.9 | -3.3 | -11.7 | 21.1 | 12.2 | 12.2 | 11.7 | 0.6 | -4.3 | -13.3 | -15 | -10 | -12.2 | 7.2 | 6.7 | -5.6 | -9.4 | 1.7 | 0 | 4.4 | 2.8 | -2.2 | -14.4 | -4 | -6 | -4.3 | -8.3 | -4.1 | -11 | -11.7 | -15 | -12.2 | -14.4 | -6.1 | -11.2 | -22.2 | -28.9 | -14.4 | -19.4 | 0.6 | -1.1 | 3.9 | -5 | -1.1 | -2.8 | 20 | 19.4 | 2.2 | -2.2 | -11.1 | -15 | 0 | -1.1 | 5 | 0 | 3.5 | 2 | -8.9 | -11.1 | -20.6 | -25.6 | 4.4 | -7.8 | -1.3 | -6.2 | 13.9 | -6.1 | 1.9 | -6.6 | -8.9 | -15.6 | 3 | -2.6 | -7.2 | -10 | -5.6 | -13.3 | -8.3 | -16.7 | 13.9 | 13.3 | -8 | -12 | 6.7 | 5 | 6.9 | 3.5 | -8.3 | -15 | -4.4 | -8.9 | -4 | -7 | 8.2 | 3.9 | 1.3 | -3.1 | -3.3 | -3.9 | 5 | 2.2 | -5 | -11.7 | -10.6 | -12.8 | 17.2 | 15 | 14.4 | -7.2 | 7.2 | -1.1 | 5 | 5 | 3.9 | 1.1 | -1.7 | -5.6 | -1.1 | -6.7 | -5.2 | -7.9 | 4.4 | 2.2 | -2.8 | -7.3 | 5.6 | 5.6 | 0.4 | -8.1 | -3.3 | -10 | -2.2 | -8.7
2 | -2 | -18.3 | -23.9 | 1.3 | -3.1 | 5.9 | 1 | -1.8 | -6.7 | 12.2 | -2.2 | 6 | 5 | 10 | 10 | 11.7 | 10 | 8.3 | 8.3 | 11.1 | 8.3 | 16.1 | 6.1 | -1.7 | -11.1 | -0.4 | -1.3 | 15 | 12 | 14.4 | 14.4 | 16.1 | 11.1 | 14.4 | 13.3 | 11.1 | 3.3 | -3.3 | -11.7 | 20.6 | 12.2 | 12 | 11.4 | 0.6 | -4.3 | -13.9 | -16.7 | -10 | -12.2 | 6.3 | 4.8 | -5.6 | -9.4 | 1.5 | -0.5 | 4.2 | 2.2 | -2.8 | -14.4 | -4 | -6 | -6.1 | -10.6 | -5 | -11.7 | -11.1 | -14.4 | -11.7 | -13.3 | -6.1 | -11.7 | -23.1 | -28.8 | -14.4 | -18.9 | 0.2 | -1 | 2.2 | -4.4 | -1.3 | -2.2 | 20 | 19.4 | 2.8 | -1.7 | -11.1 | -15 | -0.6 | -1.7 | 4.4 | -0.6 | 3.9 | 2.2 | -10 | -12.2 | -20 | -24.5 | 1.7 | -6.7 | -2.2 | -7.2 | 12.8 | -6.7 | 0.6 | -7.2 | -8.3 | -15 | 2.8 | -2.8 | -7.8 | -11.1 | -6.1 | -13.9 | -7.8 | -16.1 | 13.3 | 12.9 | -8 | -12 | 6.1 | 4.4 | 6.7 | 3.3 | -8.3 | -15 | -4.4 | -9.4 | -3 | -6 | 6.7 | 3.9 | -0.6 | -5.6 | -3.3 | -4.4 | 5.6 | 2.2 | -5 | -11.7 | -10.8 | -12.6 | 17 | 15 | 13.9 | -5.6 | 5.7 | -1.1 | 5 | 5 | 3.5 | 0.9 | -2.2 | -5.6 | -2.2 | -7.2 | -6.7 | -8.9 | 4.4 | 1.7 | -3.9 | -8.3 | 6.1 | 6 | -1.1 | -8.9 | -5 | -10 | -2.8 | -8.9
2 | -3 | -18.3 | -22.8 | 1 | -3.4 | 5.2 | 0.2 | -3.3 | -7.8 | 11.1 | -2.2 | 6 | 4 | 9.8 | 9.8 | 11.7 | 10 | 7.8 | 7.8 | 10.7 | 8.1 | 15.6 | 6.2 | -2.8 | -10 | -0.6 | -1.7 | 16 | 13 | 14.6 | 14.6 | 15 | 10.6 | 13.1 | 12.2 | 10 | 2.2 | -3.9 | -12.2 | 20.6 | 12.2 | 11.9 | 11.3 | 0.6 | -5 | -14.4 | -16.7 | -10.6 | -12.8 | 5.3 | 3 | -5.8 | -8.5 | 1.3 | -1.3 | 4.1 | 1.6 | -2.8 | -13.9 | -3 | -5 | -6.7 | -11 | -6.3 | -11.5 | -11.1 | -15 | -11.1 | -12.8 | -6.1 | -10.3 | -24.1 | -29.8 | -14.4 | -18.9 | -0.2 | -1.1 | 2.2 | -4.4 | -1.5 | -2 | 20 | 19 | 2.2 | -1.7 | -11.1 | -15.6 | -1.1 | -3.3 | 4.4 | -1.1 | 2.8 | -0.3 | -11.1 | -13.3 | -19.5 | -23.9 | 1.1 | -6.7 | -3.1 | -6.9 | 12.8 | -6 | -1.1 | -6.7 | -8.9 | -14.4 | 2.8 | -2.6 | -8 | -10.7 | -6.1 | -13.9 | -7.8 | -15 | 12.8 | 12.2 | -8 | -12 | 5 | 4.4 | 6.7 | 3.7 | -8.9 | -15 | -5 | -10.6 | -3 | -8 | 6.7 | 4.2 | -1 | -5.6 | -3.3 | -4.4 | 6.1 | 2.8 | -6.7 | -11.7 | -10.9 | -12.4 | 16.9 | 15.1 | 13.9 | -5.6 | 4.3 | -1.5 | 5 | 5 | 3.2 | 0.7 | -2.2 | -5.6 | -3.9 | -6.7 | -7.1 | -9 | 4.4 | 2.8 | -3.7 | -7.7 | 6.7 | 6.3 | -1.1 | -7.5 | -1.7 | -9.4 | -3.3 | -10
1 | -2 | -16.1 | -23.9 | 0.6 | -4.4 | 4.4 | -0.6 | -4.1 | -7.4 | 10.6 | 3.3 | 6 | 4 | 9.6 | 9.6 | 11.7 | 10 | 8.3 | 7.8 | 10.4 | 8 | 15 | 6.2 | -3.9 | -9.4 | -0.6 | -1.7 | 15 | 12 | 14.8 | 14.8 | 13.9 | 10 | 11.9 | 11.2 | 10 | 2.8 | -5 | -13.3 | 20.6 | 12.2 | 11.7 | 11.1 | 0.6 | -4.3 | -13.9 | -16.1 | -10.6 | -12.2 | 4.4 | 1.1 | -5.9 | -8 | 1.1 | -2.2 | 3.9 | 1.1 | -3.9 | -13.9 | -3 | -6 | -7.2 | -11.4 | -7.6 | -12.3 | -10.6 | -15.6 | -11.1 | -12.8 | -6.1 | -9.5 | -25 | -31.1 | -15 | -19.4 | -0.6 | -1.1 | 2.8 | -3.9 | -1.7 | -1.7 | 20 | 18.9 | 2.8 | -1.7 | -12.8 | -16.1 | -1.7 | -3.9 | 4.4 | -1.1 | 1.7 | -2.8 | -11.1 | -13.3 | -18.9 | -23.9 | -0.6 | -5.6 | -4.1 | -7.4 | 12.8 | -6.4 | -2.7 | -7 | -8.9 | -14.4 | 2.8 | -2.6 | -8.1 | -10.3 | -6.1 | -14.4 | -8.9 | -16.1 | 12.2 | 11.7 | -7 | -12 | 5 | 3.9 | 6.7 | 4.2 | -8.3 | -15.6 | -6.1 | -11.7 | -3 | -8 | 6.7 | 4.7 | -1.3 | -6 | -3.9 | -4.4 | 7.2 | 3.3 | -7.2 | -11.7 | -11.1 | -12.8 | 16.7 | 15 | 12.2 | -6.1 | 2.8 | -2.2 | 4.4 | 4.4 | 2.8 | 0.6 | -2.8 | -6.7 | -5 | -6.7 | -7.4 | -9 | 5.6 | 3.3 | -3.5 | -7.7 | 7.2 | 6.7 | -1.1 | -7.3 | -2.8 | -9.4 | -2.9 | -9.4
1 | -3 | -18.3 | -21.7 | 0.4 | -3.9 | 3.9 | -0.9 | -4.8 | -7.7 | 10 | -1.7 | 5 | 4 | 9.4 | 9.4 | 11.1 | 10 | 7.8 | 7.8 | 10 | 7.8 | 15 | 6.3 | -3.3 | -11.7 | -0.6 | -2 | 15 | 12 | 15 | 15 | 13.9 | 10 | 10.6 | 10 | 8.9 | 2.2 | -6.1 | -14.4 | 20.6 | 12.8 | 11.5 | 10.9 | 0.6 | -4.3 | -13.3 | -16.1 | -10.6 | -12.2 | 3.7 | 0.2 | -6.1 | -7.8 | 0.9 | -1.9 | 3.3 | 0.7 | -4.4 | -13.9 | -3 | -6 | -7.8 | -12.7 | -8.9 | -13.3 | -10 | -14.4 | -11.1 | -13.9 | -6.1 | -9.4 | -26.1 | -31.1 | -17.8 | -20.6 | -0.8 | -1.3 | 1.7 | -3.9 | -1.5 | -1.5 | 20 | 18.7 | 2.8 | -1.7 | -12.8 | -16.1 | -2.2 | -4.4 | 4.4 | -0.6 | 0.6 | -6.1 | -12.8 | -14.4 | -19.1 | -23.7 | -1.1 | -5.6 | -5 | -8.3 | 12.8 | -7.2 | -4.4 | -8.3 | -10 | -13.9 | 2.8 | -3.3 | -8.3 | -10.6 | -6.1 | -13.9 | -11.1 | -18.3 | 11.8 | 10.9 | -7 | -12 | 5.6 | 4.4 | 6.7 | 4.4 | -8.3 | -16.7 | -6.7 | -11.7 | -5 | -10 | 6.7 | 5 | -1.7 | -7.2 | -5.6 | -7.8 | 8.9 | 3.3 | -7.8 | -11.7 | -11.1 | -12.5 | 15.6 | 14.3 | 11.7 | -5.6 | 2.8 | -1.5 | 4.4 | 4.4 | 2.6 | 0.5 | -2.2 | -6.7 | -6.1 | -6.7 | -7.8 | -9.4 | 4.4 | 2.8 | -3.3 | -8.3 | 7 | 6 | -1.1 | -7.8 | -1.7 | -8.3 | -2.6 | -9.7
0 | -5 | -18.3 | -23.3 | 0.2 | -4.3 | 3.3 | -1.4 | -5.6 | -8.3 | 8.3 | -1.7 | 4 | 4 | 9.2 | 9.2 | 10.6 | 10 | 7.2 | 7.2 | 9.4 | 7.4 | 14.4 | 6.4 | -3.3 | -10.6 | -0.6 | -2.2 | 15 | 13 | 15 | 15 | 13.3 | 10.6 | 9.8 | 9.1 | 7.8 | 2.2 | -6.1 | -15 | 21.1 | 12.8 | 11.3 | 10.7 | 0.6 | -5 | -13.9 | -16.1 | -11.1 | -13.3 | 2.9 | -0.8 | -6.5 | -7.8 | 0.8 | -1.8 | 2.8 | 0.3 | -5 | -13.3 | -4 | -6 | -8.7 | -13.1 | -10 | -13.5 | -8.9 | -13.9 | -11.7 | -15 | -5.7 | -8.6 | -27.2 | -31.6 | -18.9 | -21.1 | -0.9 | -1.4 | 1.1 | -3.3 | -1.3 | -1.3 | 20 | 18.5 | 3.3 | -1.1 | -13.3 | -16.7 | -2.8 | -5.6 | 4.4 | 0 | -0.7 | -7.1 | -13.9 | -17.8 | -19.2 | -23.9 | -1.1 | -6.1 | -5.7 | -8.6 | 12.8 | -6.4 | -4.6 | -7.8 | -11.1 | -14.4 | 2.4 | -2.4 | -8.7 | -10.8 | -6.7 | -13.9 | -10.6 | -17.8 | 11.5 | 10.1 | -7 | -13 | 5.6 | 4.4 | 6.7 | 4.5 | -8.3 | -16.7 | -7.8 | -12.2 | -5 | -10 | 7.2 | 5.9 | -2.1 | -7 | -6.1 | -7.8 | 9.4 | 3.9 | -7.2 | -13.3 | -11.1 | -12.5 | 14.4 | 13.5 | 11.7 | -5.6 | 2.8 | -1.2 | 4.4 | 4.4 | 2.4 | 0.6 | -2.8 | -6.7 | -7.2 | -7.2 | -8.5 | -10.1 | 4.4 | 2.2 | -4.1 | -7.9 | 6.9 | 5.2 | -0.5 | -6.3 | -2.8 | -8.9 | -2.2 | -11.1
-1 | -5 | -19.4 | -25 | 0 | -5 | 2.8 | -2.2 | -4.8 | -8 | 7.2 | -1.7 | 4 | 4 | 9.1 | 9.1 | 10 | 10 | 7.2 | 7.2 | 8.9 | 7 | 13.9 | 6.5 | -2.8 | -11.7 | -0.6 | -2.1 | 16 | 13 | 15 | 15 | 12.8 | 10 | 9.1 | 8.2 | 7.2 | 1.1 | -6.7 | -15.6 | 20.6 | 12.2 | 11.1 | 10.6 | 0.4 | -4.6 | -16.1 | -17.8 | -10.6 | -12.8 | 2.2 | -1.7 | -6.8 | -7.9 | 0.6 | -2.2 | 2.2 | 0 | -5.6 | -13.3 | -5 | -7 | -9.7 | -13.6 | -11.1 | -14 | -7.8 | -13.9 | -13.9 | -16.7 | -5.4 | -8.3 | -28.3 | -32.8 | -19.4 | -22.2 | -1.1 | -1.7 | 1.1 | -3.3 | -1.1 | -1.1 | 20 | 18.3 | 2.8 | -1.1 | -13.3 | -16.7 | -3.3 | -6.7 | 5.6 | 0 | -2 | -8.8 | -15 | -19.4 | -19.4 | -25 | -1.1 | -5.6 | -6.5 | -9.5 | 12.8 | -6 | -4.8 | -7.8 | -12.2 | -15 | 2.1 | -2.1 | -9 | -11.4 | -6.7 | -14.4 | -11.7 | -17.8 | 11.1 | 9.4 | -7 | -13 | 5.6 | 4.4 | 6.7 | 4.5 | -8.3 | -16.7 | -7.2 | -11.7 | -6 | -11 | 7.8 | 6.9 | -2.4 | -7.3 | -6.7 | -8.3 | 10.6 | 5 | -8.3 | -12.2 | -11.1 | -12.8 | 13.3 | 12.8 | 10 | -5.6 | 2.8 | -1.1 | 4.4 | 4.4 | 2.2 | 0.6 | -3.3 | -7.8 | -7.8 | -7.8 | -9.3 | -11.1 | 4.4 | 1.7 | -4.8 | -8.1 | 6.7 | 4.4 | 0 | -5.9 | -1.7 | -7.8 | -2.8 | -9.3
0 | -3 | -18.3 | -23.3 | -0.6 | -4.7 | 2.2 | -2 | -4.1 | -8.1 | 6.7 | -1.7 | 4 | 4 | 8.9 | 8.9 | 10 | 10 | 7.2 | 6.7 | 8.3 | 6.7 | 13.9 | 6.5 | 0 | -15 | -0.6 | -2.1 | 16 | 13 | 15 | 15 | 12.8 | 10 | 8.3 | 7.2 | 7.2 | 1.1 | -7.2 | -15.6 | 20.6 | 11.7 | 11.1 | 10.5 | 0.2 | -5 | -15.6 | -17.8 | -11.1 | -12.8 | 2 | -1.7 | -7.2 | -8.3 | 0.2 | -2.2 | 2.2 | 0 | -5 | -13.3 | -5 | -7 | -10.6 | -14 | -12.2 | -15 | -7.8 | -13.9 | -16.1 | -21.1 | -5 | -8.3 | -27.9 | -32.2 | -19.4 | -23.3 | -0.9 | -1.8 | 1.1 | -3.3 | -0.9 | -0.9 | 20 | 18.3 | 3.3 | -1.1 | -14.4 | -18.9 | -3.9 | -8.3 | 5.6 | 0 | -3.3 | -11.7 | -17.2 | -20.6 | -19.6 | -24.3 | -2.2 | -6.1 | -7.2 | -10.6 | 12.8 | -6.7 | -5 | -8.3 | -15 | -16.7 | 1.7 | -2.2 | -9.4 | -12.2 | -6.7 | -14.4 | -12.2 | -18.3 | 10.5 | 9.1 | -7 | -13 | 5.6 | 4.4 | 6.7 | 4.4 | -8.3 | -16.7 | -8.3 | -12.8 | -6 | -11 | 8.3 | 7.8 | -2.8 | -8.3 | -7.2 | -8.9 | 10 | 6.1 | -7.8 | -12.2 | -11.1 | -12.5 | 13.3 | 12.9 | 9.4 | -3.9 | 3.3 | -1.3 | 4.4 | 4.4 | 2 | 0.4 | -3.3 | -7.2 | -8.3 | -8.3 | -10 | -12.2 | 5 | 1.1 | -5.6 | -8.9 | 6.7 | 4.2 | 0.6 | -6.1 | -1.7 | -7.2 | -3.3 | -8.7
0 | -5 | -19.4 | -24.4 | -1.1 | -4.8 | 1.7 | -2.1 | -3.3 | -8.9 | 6.7 | -1.7 | 4 | 4 | 8.7 | 8.7 | 9.4 | 9.4 | 5.6 | 5.6 | 7.9 | 6.2 | 15 | 6.6 | 0.6 | -14.4 | -0.6 | -2.2 | 16 | 13 | 15.2 | 15.2 | 12.8 | 9.4 | 7.8 | 6.8 | 7.2 | 1.1 | -7.2 | -16.7 | 20 | 11.7 | 11.1 | 10.5 | 0 | -6.1 | -16.7 | -18.9 | -10.6 | -13.3 | 1.9 | -1.8 | -7.2 | -8.2 | -0.2 | -2.6 | 2.2 | 0 | -5 | -13.3 | -6 | -8 | -11.9 | -14.6 | -12.8 | -15.2 | -7.2 | -12.8 | -18.3 | -21.1 | -5.2 | -7.9 | -27.6 | -32.4 | -18.3 | -22.8 | -0.8 | -1.9 | -0.6 | -3.3 | -0.8 | -0.8 | 20 | 18.3 | 3.3 | -2.2 | -15.6 | -18.3 | -4.4 | -8.9 | 5.6 | 0 | -3.7 | -11 | -17.2 | -20.6 | -19.8 | -24.4 | -2.8 | -6.1 | -7.6 | -10.6 | 11.5 | -5.6 | -5.6 | -8.5 | -16.7 | -18.3 | 1.3 | -1.7 | -10.7 | -12.5 | -6.7 | -13.9 | -12.8 | -18.9 | 10 | 9.1 | -7 | -12 | 5.6 | 4.4 | 6.7 | 4.4 | -9.4 | -16.7 | -9.4 | -12.8 | -7 | -11 | 8.1 | 7.4 | -3.3 | -8.1 | -7.8 | -9.4 | 10 | 7.2 | -8.3 | -11.7 | -11.1 | -12.5 | 13.3 | 13.2 | 9.4 | -3.3 | 3.9 | -1.8 | 4.4 | 4.4 | 1.9 | 0.3 | -2.8 | -7.2 | -8.3 | -8.3 | -10.2 | -12.1 | 5 | 1.1 | -5.4 | -8.4 | 6.7 | 3.7 | 0.2 | -5.1 | -2.2 | -6.7 | -3.9 | -8.9
0 | -5 | -17.2 | -24.4 | -1.7 | -5.6 | 1.1 | -2.8 | -4.1 | -8.2 | 6.1 | -1.7 | 4 | 4 | 8.5 | 8.5 | 8.9 | 8.9 | 5.6 | 5.6 | 7.6 | 5.9 | 15.6 | 6.7 | -2.2 | -14.4 | -0.8 | -1.9 | 15 | 13 | 15.4 | 15.4 | 12.2 | 9.4 | 7.2 | 6.2 | 6.7 | 0 | -8.3 | -16.7 | 20.6 | 12.2 | 11.1 | 10.6 | -0.4 | -5.5 | -16.1 | -18.9 | -11.1 | -13.3 | 1.7 | -2.2 | -7.2 | -8.2 | -0.6 | -3.3 | 2.2 | 0 | -5 | -13.3 | -5 | -7 | -13.1 | -15.5 | -13.3 | -15.9 | -6.7 | -12.2 | -18.3 | -21.7 | -5.4 | -8 | -27.2 | -32.8 | -20 | -22.8 | -0.6 | -2.2 | -1.1 | -3.3 | -0.6 | -0.6 | 20 | 18.3 | 3.3 | -2.2 | -15.6 | -19.4 | -5 | -9.4 | 5.6 | 0 | -4 | -11.3 | -15.6 | -18.9 | -20 | -25 | -5.6 | -8.3 | -7.9 | -10.9 | 10.2 | -5.9 | -6.1 | -9.1 | -16.7 | -18.3 | 1 | -1.5 | -12 | -13 | -7.2 | -12.8 | -13.3 | -18.9 | 9.4 | 8.9 | -7 | -12 | 5.6 | 4.4 | 6.7 | 4 | -9.4 | -16.7 | -8.9 | -12.8 | -7 | -11 | 8 | 7.1 | -3.9 | -8.7 | -7.8 | -9.4 | 10.6 | 8.9 | -8.9 | -11.7 | -11.1 | -12.8 | 13.3 | 13.3 | 8.9 | -2.2 | 4.4 | -2.8 | 4.4 | 4.4 | 1.7 | 0 | -2.8 | -7.2 | -8.3 | -8.3 | -10.4 | -12.3 | 5 | 1.7 | -5.2 | -8.5 | 6.7 | 3.3 | -0.2 | -5.1 | -1.1 | -5.6 | -3.7 | -6.6
-1 | -5 | -21.1 | -26.1 | 1.1 | -4 | 1.7 | -2.3 | -4.8 | -8.3 | 5.6 | -1.7 | 4 | 4 | 8.3 | 8.3 | 7.8 | 7.8 | 5.6 | 5.6 | 7.2 | 5.6 | 15 | 7.2 | -1.7 | -13.9 | -0.9 | -1.8 | 16 | 13 | 15.6 | 15.6 | 12.2 | 8.9 | 6.7 | 5.6 | 5.6 | -0.6 | -9.4 | -16.1 | 20.6 | 12.2 | 11.1 | 10.5 | -0.7 | -5.8 | -16.1 | -18.3 | -11.1 | -13.3 | 1.5 | -2.2 | -7.2 | -8.3 | -0.4 | -3.1 | 2 | -0.4 | -5 | -13.3 | -5 | -7 | -14.4 | -16.1 | -13.9 | -16.7 | -6.1 | -11.1 | -15 | -18.9 | -5.6 | -8.3 | -25.7 | -30.5 | -19.4 | -23.9 | -0.8 | -2.6 | -2.2 | -4.4 | -1 | -1 | 20.2 | 18.3 | 2.8 | -2.2 | -17.2 | -21.7 | -5 | -10 | 6.1 | 0 | -4.4 | -12.8 | -13.9 | -17.8 | -19.4 | -24.1 | -4.4 | -7.2 | -8.3 | -11.7 | 8.9 | -6.7 | -6.7 | -10 | -18.3 | -20 | 0.6 | -1.7 | -13.3 | -13.9 | -7.8 | -13.3 | -13.3 | -18.3 | 9.8 | 9.1 | -7 | -11 | 5.6 | 5 | 6.7 | 3.9 | -8.9 | -16.7 | -10 | -13.3 | -7 | -11 | 7.8 | 6.7 | -4.4 | -10 | -8.3 | -9.4 | 11.1 | 10 | -8.9 | -12.8 | -10.5 | -12.3 | 14.1 | 13.7 | 12.2 | 2.2 | 5 | -2.5 | 4.4 | 4.4 | 1.7 | -0.3 | -1.7 | -7.8 | -8.3 | -8.3 | -10.6 | -12.8 | 4.4 | 1.7 | -5 | -8.9 | 6.9 | 3.9 | -0.6 | -5.6 | -1.7 | -6.1 | -3.5 | -5.1
-6 | -9 | -17.8 | -21.7 | 3.9 | -3.2 | 2.2 | -2.4 | -5.6 | -8.9 | 6.7 | -1.7 | 4 | 4 | 8.5 | 8.5 | 7.8 | 7.8 | 6.1 | 6.1 | 8.9 | 6.7 | 16.1 | 7.2 | 0.6 | -12.8 | -1.1 | -1.7 | 17 | 13 | 15.2 | 15.1 | 12.2 | 8.9 | 6.3 | 5.3 | 5.6 | -1.1 | -9.4 | -16.1 | 21.1 | 12.2 | 11.1 | 10.5 | -1.1 | -6.7 | -15.6 | -17.8 | -10.6 | -13.3 | 1.3 | -2.3 | -7.2 | -8.2 | -0.2 | -3.3 | 1.9 | -0.6 | -6.1 | -12.8 | -5 | -7 | -13.1 | -15.3 | -11.1 | -14.7 | -5.6 | -10 | -13.9 | -16.1 | -5.2 | -7.5 | -24.3 | -29 | -20 | -24.4 | -0.9 | -3.1 | -1.7 | -5 | -1.3 | -1.3 | 20.4 | 18.4 | 2.8 | -2.8 | -18.9 | -31.1 | -6.1 | -10.6 | 5.6 | -1.1 | -3.7 | -11.4 | -12.8 | -17.2 | -18.9 | -24 | -1.7 | -6.1 | -5.3 | -8.6 | 11.5 | -5.2 | -3.7 | -7.7 | -16.7 | -17.8 | 1.3 | -1.3 | -12.4 | -13.4 | -7.8 | -13.3 | -11.1 | -17.8 | 10.2 | 9.3 | -7 | -9 | 6.1 | 5 | 6.9 | 4.1 | -8.3 | -17.2 | -9.4 | -12.8 | -7 | -10 | 8.9 | 7.2 | -3.7 | -9.2 | -8.3 | -9.4 | 11.1 | 10 | -6.7 | -11.1 | -10 | -12.1 | 14.8 | 13.7 | 10 | 6.1 | 5.5 | -2.7 | 4.4 | 4.4 | 1.7 | -0.9 | -2.8 | -7.2 | -7.2 | -7.2 | -9.7 | -11.7 | 4.4 | 1.7 | -4.4 | -7.7 | 7 | 4.5 | -2.3 | -5.8 | 1.1 | -4.4 | -3.3 | -3.9
-5 | -10 | -19.4 | -25.6 | 6.7 | -3.3 | 2.8 | -2.8 | -2.6 | -7.1 | 9.4 | -1.7 | 5 | 4 | 8.7 | 8.7 | 11.7 | 10.6 | 6.1 | 6.1 | 10.5 | 7.8 | 15 | 9.4 | 3.3 | -13.3 | -0.5 | -1.1 | 17 | 13 | 14.8 | 14.5 | 13.9 | 8.9 | 6 | 5 | 6.7 | -1.1 | -8.3 | -15.6 | 21.7 | 11.7 | 11.1 | 10.6 | 0.4 | -5.5 | -12.8 | -14.4 | -10.6 | -13.3 | 1.1 | -2.8 | -7.2 | -8.2 | 0 | -3.9 | 1.7 | -1.1 | -4.4 | -12.2 | -5 | -7 | -11.9 | -14.6 | -8.4 | -13.1 | -5 | -9.4 | -12.2 | -17.2 | -4.8 | -6.8 | -22.8 | -27.8 | -20 | -23.9 | -1.1 | -3.9 | -0.6 | -4.4 | -1.7 | -1.7 | 20.6 | 18.3 | 3.9 | -1.7 | -19.4 | -25.6 | -5 | -10 | 6.7 | -0.6 | -2.9 | -11.1 | -11.7 | -13.9 | -18.3 | -24.4 | 1.1 | -5.6 | -2.4 | -5.9 | 14.1 | -5 | -0.8 | -5.9 | -13.9 | -15 | 2.1 | -1 | -11.5 | -13.3 | -6.7 | -13.9 | -10.6 | -16.1 | 10.6 | 9.4 | -6 | -10 | 6.7 | 5.6 | 7 | 4.3 | -7.8 | -16.7 | -7.2 | -11.7 | -7 | -10 | 10 | 7.5 | -2.9 | -9.4 | -7.8 | -10 | 11.1 | 10 | -3.9 | -11.1 | -9.4 | -12.2 | 15.6 | 13.9 | 7.8 | 6.7 | 6.1 | -3.3 | 4.4 | 4.4 | 1.7 | -1.7 | -1.1 | -6.7 | -4.4 | -4.4 | -8.7 | -10.7 | 5.6 | 1.7 | -3.9 | -6.9 | 7.2 | 5 | -3.9 | -6.5 | 4.4 | -4.4 | -3.1 | -4
-4 | -8 | -16.1 | -21.1 | 8.9 | -2.9 | 4.1 | -1.8 | 0.3 | -6.2 | 13.3 | -1.1 | 6 | 6 | 8.9 | 8.9 | 16.1 | 7.8 | 7.8 | 7.8 | 12.2 | 8.9 | 15.6 | 10.6 | 5.6 | -12.2 | 0 | -0.9 | 18 | 14 | 14.4 | 13.9 | 15.6 | 7.8 | 5.6 | 4.4 | 7.2 | -0.6 | -7.8 | -16.7 | 22.8 | 13.9 | 11.3 | 10.6 | 1.8 | -5.6 | -10.6 | -13.3 | -10 | -13.3 | 2 | -2.1 | -7.2 | -8.3 | 0.2 | -3.9 | 1.3 | -1.4 | -3.3 | -12.8 | -3 | -6 | -10.6 | -14.4 | -5.6 | -12.2 | -2.2 | -7.2 | -11.7 | -14.4 | -4.4 | -6.7 | -20.4 | -25.1 | -16.7 | -20 | -0.7 | -3.5 | 0.6 | -4.4 | -1.3 | -1.9 | 21.7 | 18.3 | 6.1 | -2.2 | -19.4 | -25.6 | -5 | -11.1 | 7.2 | -1.1 | -2.2 | -12.2 | -10.6 | -12.8 | -16.1 | -22.7 | 3.3 | -5 | 0.6 | -3.9 | 16.7 | -5.6 | 2.2 | -5 | -10 | -14.4 | 2.8 | -1.1 | -10.6 | -13.3 | -6.7 | -15 | -8.9 | -14.4 | 11.1 | 9.2 | -6 | -8 | 7.2 | 6.1 | 7.2 | 4.4 | -6.7 | -16.1 | -5 | -10.6 | -6 | -9 | 11.1 | 7.8 | -2.2 | -10.6 | -7.8 | -9.4 | 11.7 | 10.6 | -2.2 | -11.1 | -8.5 | -11.4 | 17.3 | 13.8 | 10.6 | 8.3 | 7.4 | -2.8 | 5 | 4.4 | 2.1 | -1.5 | 2.2 | -5.6 | -1.1 | -4.4 | -7.8 | -10 | 5.6 | 2.2 | -3.3 | -6.7 | 8.1 | 5.8 | -5.6 | -7.8 | 6.1 | -6.7 | -3 | -4.1
0 | -4 | -14.4 | -19.4 | 11.1 | -3.7 | 5.4 | -1.3 | 3.3 | -6.7 | 15.6 | -1.7 | 7 | 6 | 9.1 | 9.1 | 16.7 | 10.6 | 11.1 | 8.9 | 12.4 | 8.7 | 17.8 | 11.7 | 7.2 | -12.8 | 0.6 | -0.6 | 18 | 13 | 13.5 | 13.1 | 16.1 | 8.3 | 5.4 | 4.5 | 8.3 | -0.6 | -5.6 | -17.2 | 23.3 | 11.1 | 11.5 | 10.6 | 3.3 | -6.1 | -7.8 | -13.3 | -8.3 | -13.3 | 3 | -1.4 | -6.5 | -8 | 0.4 | -4.3 | 1 | -1.8 | -1.1 | -11.7 | -2 | -6 | -8.9 | -13.4 | -4.3 | -10.9 | -0.6 | -6.1 | -8.9 | -12.8 | -2.9 | -5.5 | -18 | -23.1 | -15 | -19.4 | -0.4 | -3.5 | 2.2 | -4.4 | -1 | -2.3 | 22.8 | 18.2 | 7.8 | -3.3 | -19.4 | -26.1 | -3.9 | -10.6 | 7.8 | -1.1 | -1.5 | -10.8 | -6.1 | -10 | -13.9 | -21.7 | 6.1 | -5 | 3.4 | -4.2 | 17.6 | -5 | 5.2 | -3.9 | -7.2 | -13.9 | 3.3 | -1.1 | -9.8 | -12.9 | -6.7 | -15 | -6.7 | -13.9 | 11.7 | 8.8 | -5 | -7 | 8.3 | 7.2 | 7.2 | 4.3 | -5.6 | -15 | -3.3 | -11.1 | -5 | -9 | 13.5 | 9 | -0.9 | -9.2 | -7.2 | -9.4 | 11.7 | 8.3 | 0.6 | -11.1 | -7.6 | -11 | 18.9 | 13.1 | 12.2 | 7.8 | 8.7 | -2.8 | 4.4 | 3.9 | 2.4 | -1.7 | 3.3 | -5.6 | 0.6 | -4.4 | -6.3 | -8.9 | 6.1 | 2.2 | -2.9 | -5.8 | 9.1 | 6.6 | -6 | -8.3 | 7.8 | -7.2 | -2.8 | -4.4
0 | -3 | -12.8 | -18.3 | 13.3 | -5.6 | 6.7 | -1.1 | 2.9 | -5.1 | 18.9 | -1.7 | 8 | 6 | 9.2 | 9.2 | 17.2 | 11.1 | 12.2 | 9.4 | 12.6 | 8.7 | 16.7 | 13.3 | 8.3 | -13.9 | 0.8 | -0.2 | 19 | 13 | 12.6 | 12 | 16.7 | 8.3 | 5.2 | 4.5 | 10 | 0 | -5 | -17.2 | 23.3 | 11.7 | 11.7 | 10.6 | 4.2 | -4.9 | -5.6 | -12.8 | -7.8 | -13.3 | 3.9 | -1.1 | -5.7 | -7.6 | 0.6 | -5.6 | 0.6 | -2.8 | 0 | -11.1 | -1 | -5 | -7.3 | -12.9 | -3 | -10.1 | -0.6 | -5.6 | -7.2 | -12.2 | -1.5 | -5.1 | -15.6 | -21.7 | -12.2 | -17.8 | 0 | -3.9 | 3.3 | -3.9 | -0.6 | -2.8 | 23.9 | 17.8 | 8.9 | -2.2 | -19.4 | -25.6 | -3.3 | -11.1 | 7.2 | 4.4 | -0.7 | -10.8 | -3.9 | -7.8 | -11.7 | -22.2 | 8.3 | -5.6 | 6.1 | -6.7 | 18.5 | -4.3 | 8.1 | -3.9 | -6.1 | -13.9 | 3.9 | -1.1 | -9.1 | -12.8 | -5.6 | -13.3 | -5.6 | -14.4 | 12.2 | 8.3 | -4 | -7 | 10 | 7.2 | 7.2 | 4 | -4.4 | -14.4 | -2.8 | -10 | -5 | -8 | 15.9 | 10.3 | 0.4 | -8.8 | -6.7 | -10.6 | 11.7 | 7.8 | 2.8 | -11.1 | -6.7 | -11.1 | 20.6 | 12.2 | 10 | 7.8 | 10 | -3.3 | 5 | 3.9 | 2.8 | -2.2 | 5 | -5.6 | 2.2 | -3.3 | -4.8 | -8 | 7.2 | 2.8 | -2.6 | -5.5 | 10 | 7.2 | -6.3 | -8.9 | 7.8 | -7.2 | -3.2 | -5.1
0 | -3 | -10.6 | -19.4 | 13.9 | -4.7 | 7.1 | -0.7 | 2.6 | -4.1 | 20.6 | -1.1 | 8 | 4 | 9.4 | 9.4 | 16.7 | 11.1 | 13.9 | 8.9 | 12.8 | 8.3 | 17.2 | 15 | 8.9 | -12.8 | 0.9 | 0.2 | 18 | 13 | 11.7 | 11.1 | 17.8 | 7.8 | 5 | 4.4 | 9.4 | -0.6 | -3.9 | -17.2 | 24.4 | 12.2 | 11.7 | 10.5 | 5.2 | -4.3 | -5 | -12.8 | -7.2 | -12.8 | 4.3 | -1.1 | -5 | -7.8 | 1 | -4.5 | 0.4 | -2.6 | 1.1 | -11.1 | 0 | -4 | -5.6 | -13.3 | -1.7 | -10.6 | 0 | -5 | -7.2 | -11.7 | 0 | -5 | -14.7 | -19.9 | -10.6 | -17.2 | -0.2 | -3.5 | 4.4 | -4.4 | -0.4 | -2.5 | 24.3 | 17.8 | 9.4 | -1.7 | -18.9 | -24.4 | -2.8 | -10.6 | 7.8 | 3.3 | 0 | -12.2 | -0.6 | -4.4 | -10.9 | -19.8 | 10 | -6.1 | 8.9 | -12.8 | 19.4 | -5 | 11.1 | -5 | -6.1 | -13.9 | 4.4 | -1.7 | -8.3 | -13.3 | -6.1 | -13.9 | -4.4 | -14.4 | 12.6 | 9.1 | -3 | -6 | 11.7 | 7.8 | 7.2 | 3.9 | -3.3 | -14.4 | -1.1 | -8.9 | -4 | -8 | 18.3 | 11.1 | 1.7 | -10 | -6.7 | -9.4 | 10 | 6.1 | 3.3 | -9.4 | -5.6 | -10 | 21.3 | 11.7 | 11.7 | 8.3 | 10.7 | -3.3 | 3.9 | 2.2 | 3 | -1.9 | 5.6 | -5.6 | 3.3 | -2.8 | -3.3 | -7.8 | 8.3 | 2.2 | -2.2 | -5.6 | 9.6 | 7.2 | -6.7 | -10 | 8.3 | -7.8 | -3.5 | -6
0 | -4 | -10 | -16.1 | 14.4 | -4.8 | 7.4 | -0.5 | 2.2 | -3.9 | 22.2 | -1.7 | 8 | 4 | 9.6 | 9.6 | 20.6 | 7.2 | 15 | 8.9 | 13.3 | 8.8 | 19.4 | 13.9 | 9.4 | -12.8 | 1.1 | 0.6 | 19 | 13 | 10.8 | 9.9 | 18.9 | 7.8 | 4.8 | 4.2 | 10 | 0 | -2.8 | -17.2 | 24.4 | 12.8 | 11.7 | 10.1 | 6.1 | -4.4 | -4.4 | -12.8 | -6.7 | -12.2 | 4.6 | -1.6 | -4.1 | -7 | 1.3 | -4.2 | 0.2 | -3.1 | 1.1 | -10.6 | 0 | -3 | -5.2 | -12 | -1.9 | -8.1 | 1.7 | -3.9 | -6.1 | -11.1 | 0.6 | -4.1 | -13.7 | -18.8 | -10 | -16.1 | -0.4 | -3.5 | 5.6 | -3.9 | -0.2 | -2.4 | 24.6 | 17.4 | 10 | -2.8 | -18.9 | -25 | -2.2 | -10.6 | 6.7 | 4.4 | 0.4 | -10.9 | 1.7 | -1.7 | -10.2 | -18.9 | 11.7 | -6.1 | 9.3 | -9.1 | 19.8 | -4 | 12.4 | -4.5 | -2.8 | -12.8 | 4.4 | -1.2 | -8.3 | -12.8 | -5.6 | -13.3 | -2.2 | -14.4 | 12.9 | 9.8 | -2 | -5 | 12.8 | 6.1 | 7 | 3.6 | -2.2 | -14.4 | -1.1 | -10 | -3 | -7 | 17.2 | 11.9 | 2.2 | -9.5 | -6.7 | -10 | 7.8 | 3.9 | 4.4 | -9.4 | -4.4 | -9.2 | 22.1 | 10.6 | 13.3 | 6.7 | 11.5 | -3.7 | 3.9 | 2.2 | 3.1 | -2 | 7.8 | -5.6 | 4.4 | -1.1 | -2.9 | -6.9 | 7.8 | 1.1 | -2.2 | -5 | 9.3 | 7.3 | -6.5 | -9.9 | 7.8 | -7.8 | -3.9 | -7.2
1 | -3 | -9.4 | -17.8 | 15 | -5.6 | 7.8 | -0.6 | 2.4 | -3.5 | 22.2 | -1.7 | 8 | 6 | 9.8 | 9.8 | 21.1 | 5 | 15.6 | 9.4 | 13.9 | 9.2 | 18.3 | 13.3 | 10 | -12.2 | 1.3 | 0.4 | 19 | 13 | 9.8 | 8.4 | 19.4 | 7.8 | 4.6 | 4 | 9.4 | 0 | -2.8 | -17.2 | 24.4 | 12.8 | 11.7 | 10 | 6.5 | -3.8 | -4.4 | -12.8 | -6.1 | -13.3 | 5 | -2.2 | -3.1 | -6.5 | 1.7 | -4.4 | 0 | -3.9 | 2.2 | -10 | 0 | -3 | -4.8 | -11.6 | -2 | -6.7 | 2.8 | -3.3 | -6.7 | -11.1 | 1.1 | -3.7 | -12.8 | -18.3 | -10 | -17.2 | -0.6 | -3.9 | 5 | -3.3 | 0 | -2.8 | 25 | 17.2 | 9.4 | -3.3 | -19.4 | -26.1 | -1.7 | -10.6 | 6.1 | 3.3 | 0.7 | -11 | 3.3 | -1.1 | -9.4 | -18.9 | 12.8 | -6.1 | 9.6 | -6.7 | 20.2 | -4.3 | 13.7 | -4.4 | -2.2 | -11.1 | 4.4 | -1 | -8.3 | -13 | -6.7 | -11.1 | -3.3 | -15 | 13.3 | 10.6 | -1 | -6 | 12.2 | 6.7 | 6.9 | 3.5 | -1.7 | -14.4 | -0.6 | -8.9 | -3 | -7 | 16.1 | 12.3 | 2.8 | -9.9 | -6.7 | -10.6 | 5.6 | 1.7 | 5.6 | -9.4 | -3.3 | -9.4 | 22.8 | 9.4 | 13.3 | 5 | 12.2 | -5 | 3.3 | 1.7 | 3.3 | -2.2 | 7.8 | -6.7 | 4.4 | -1.1 | -2.6 | -6.8 | 7.2 | 1.7 | -2.2 | -4.7 | 8.9 | 7.2 | -6.3 | -10.2 | 7.2 | -8.3 | -4.1 | -7.4
0 | -2 | -8.9 | -15.6 | 13.1 | -4.4 | 6.5 | -0.2 | 2.6 | -3.3 | 22.2 | -1.7 | 8 | 6 | 10 | 10 | 18.3 | 9.4 | 15 | 8.9 | 14.4 | 9.4 | 17.2 | 13.3 | 9.4 | -12.8 | 1.5 | 0.2 | 18 | 13 | 8.9 | 7.2 | 20 | 7.2 | 4.4 | 3.9 | 9.4 | -0.6 | -2.2 | -17.2 | 23.3 | 13.3 | 10.6 | 8.7 | 6.8 | -3.8 | -5 | -12.2 | -5.6 | -13.3 | 4.4 | -1.6 | -2.2 | -6.7 | 1.5 | -4.4 | -0.2 | -3.8 | 1.7 | -8.9 | 0 | -2 | -4.4 | -12.2 | -2.2 | -6.1 | 2.8 | -3.3 | -7.8 | -11.1 | 1.7 | -3.9 | -13 | -17.8 | -9.4 | -16.1 | -1.1 | -4.1 | 5 | -3.3 | 0 | -2.7 | 24.4 | 17.2 | 8.9 | -2.2 | -20 | -27.2 | -1.7 | -9.4 | 6.1 | 3.9 | 1.1 | -12.8 | 4.4 | -1.1 | -9.2 | -17.5 | 12.8 | -6.1 | 10 | -5.6 | 20.6 | -5 | 15 | -5.6 | -1.7 | -10.6 | 4.4 | -1.1 | -8.3 | -13.9 | -6.1 | -12.8 | -3.9 | -15.6 | 12.9 | 9.6 | -1 | -4 | 11.7 | 7.2 | 6.7 | 3.3 | -1.7 | -15 | -0.6 | -8.9 | -3 | -7 | 15 | 12.8 | 3.3 | -12.2 | -6.7 | -10.6 | 4.4 | 0.6 | 5.6 | -8.9 | -3.9 | -8.7 | 21.5 | 7.7 | 10 | 7.2 | 11.5 | -4.5 | 2.8 | 1.7 | 2.8 | -2.6 | 7.8 | -7.2 | 4.4 | -2.2 | -2.2 | -7.2 | 6.1 | -0.6 | -2.2 | -5 | 8.7 | 7.2 | -6.1 | -11.1 | 7.2 | -7.8 | -4.2 | -8.2
0 | -3 | -9.4 | -15.6 | 11.3 | -4.2 | 5.2 | -0.4 | 2.8 | -3.9 | 21.7 | -1.7 | 8 | 6 | 9.8 | 9.7 | 17.2 | 9.4 | 13.9 | 8.9 | 13.7 | 9.2 | 17.8 | 13.3 | 7.8 | -12.2 | 1.7 | 0 | 17 | 13 | 9.1 | 7.4 | 20 | 7.2 | 4.4 | 3.5 | 8.9 | -1.1 | -2.8 | -17.8 | 23.3 | 13.3 | 9.4 | 7.4 | 7.2 | -4.4 | -6.1 | -13.3 | -6.1 | -13.9 | 3.9 | -1.1 | -3.1 | -6.5 | 1.3 | -5.2 | -0.4 | -4.2 | 1.7 | -9.4 | 0 | -2 | -5.5 | -11.5 | -2.2 | -5.4 | 2.8 | -2.8 | -7.8 | -11.1 | 0.9 | -3.5 | -13.1 | -17.7 | -9.4 | -15.6 | -1.7 | -4.6 | 4.4 | -3.3 | 0 | -3.1 | 23.9 | 17.4 | 8.3 | -2.2 | -21.1 | -27.2 | -2.8 | -9.4 | 6.1 | 3.9 | 0 | -11.9 | 3.3 | -1.1 | -9.1 | -17.4 | 13.3 | -7.2 | 6.3 | -3.9 | 18.7 | -4.2 | 11.9 | -3.8 | -1.7 | -10.6 | 4 | -0.7 | -9.2 | -12.6 | -6.1 | -13.9 | -5 | -16.1 | 12.6 | 8.7 | -1 | -3 | 12.2 | 3.9 | 6.1 | 3.1 | -2.2 | -14.4 | -0.6 | -8.9 | -2 | -7 | 14.4 | 12.3 | 2.2 | -11.4 | -7.2 | -10.6 | 2.8 | 0.6 | 4.4 | -6.7 | -4.4 | -8.9 | 20.2 | 5.8 | 10.6 | 5.6 | 10.7 | -5.1 | 2.8 | 1.7 | 2.2 | -3.3 | 6.7 | -5.6 | 4.4 | -1.1 | -1.5 | -5.2 | 6.1 | 1.7 | -2.2 | -4.4 | 8.5 | 7.3 | -6.7 | -11.4 | 5 | -8.3 | -4.4 | -9.4
0 | -3 | -10 | -17.8 | 9.4 | -5 | 3.9 | -0.6 | 2.6 | -3.1 | 21.1 | -1.1 | 7 | 6 | 9.6 | 9.2 | 14.4 | 10.6 | 11.7 | 8.3 | 12.9 | 8.6 | 16.7 | 12.8 | 6.1 | -12.2 | 1.1 | 0.1 | 17 | 13 | 9.2 | 7.5 | 19.4 | 7.2 | 4.4 | 3.1 | 7.2 | -1.1 | -3.9 | -17.2 | 22.2 | 13.3 | 8.3 | 6.1 | 6.1 | -2.4 | -8.9 | -13.9 | -7.2 | -14.4 | 3.3 | -1.1 | -4.1 | -7 | 1.1 | -6.7 | -0.6 | -5 | 0.6 | -9.4 | -1 | -3 | -6.7 | -11.8 | -2.2 | -5.3 | 2.2 | -2.8 | -8.9 | -12.2 | 0.2 | -3.8 | -13.3 | -18.3 | -10 | -15.6 | -2.2 | -5.6 | 2.8 | -3.9 | 0 | -3.9 | 23.3 | 17.2 | 7.2 | -2.2 | -21.7 | -28.3 | -2.8 | -9.4 | 6.1 | 4.4 | -1.1 | -12.3 | 3.3 | -1.7 | -8.9 | -18.3 | 9.4 | -7.8 | 2.6 | -4.1 | 16.9 | -4.9 | 8.7 | -3.4 | -1.7 | -10 | 3.7 | -0.6 | -10.2 | -12.3 | -7.2 | -16.1 | -6.1 | -16.7 | 12.2 | 7.8 | -2 | -3 | 10.6 | 3.9 | 5.6 | 3.1 | -3.3 | -13.9 | -0.6 | -8.9 | -2 | -6 | 13.9 | 12.1 | 1.1 | -11.6 | -7.2 | -10.6 | 2.8 | -2.2 | 3.3 | -7.2 | -5 | -9.4 | 18.9 | 3.9 | 10.6 | 5.6 | 10 | -6.1 | 2.2 | 1.1 | 1.7 | -4.4 | 4.4 | -5 | 2.8 | -1.1 | -0.7 | -3.7 | 5.6 | 1.1 | -2.2 | -4.3 | 8.3 | 7.2 | -7.2 | -12.2 | 2.2 | -7.8 | -5.9 | -9.5
0 | -3 | -10 | -17.2 | 7.6 | -3.7 | 3.3 | -0.3 | 2.4 | -3.1 | 19.4 | -1.7 | 7 | 6 | 9.4 | 8.9 | 13.9 | 10.6 | 10.6 | 8.3 | 12.2 | 8.3 | 16.7 | 12.8 | 4.4 | -12.2 | 0.6 | 0 | 16 | 13 | 9.4 | 7.8 | 17.8 | 7.8 | 4.4 | 2.8 | 6.7 | -0.6 | -5 | -16.7 | 21.7 | 13.9 | 7 | 5.3 | 5 | -1.7 | -9.4 | -13.3 | -8.9 | -15 | 2 | -1.3 | -5 | -7.8 | 0.9 | -6.1 | -0.6 | -4.7 | 0 | -9.4 | -1 | -3 | -7.8 | -12.8 | -2.2 | -5.6 | 1.7 | -2.8 | -9.4 | -11.1 | -0.6 | -4.4 | -14.2 | -18.3 | -10 | -14.4 | -2.8 | -5.3 | 1.1 | -5.6 | -0.6 | -3.7 | 22.6 | 17.8 | 7.2 | -2.8 | -22.8 | -29.4 | -3.3 | -9.4 | 6.1 | 4.4 | -2.2 | -14.4 | 2.8 | -1.1 | -9.3 | -16.1 | 7.2 | -7.2 | -1.1 | -5.6 | 15 | -6.1 | 5.6 | -4.4 | -1.1 | -9.4 | 3.3 | -0.6 | -11.1 | -12.2 | -8.3 | -16.1 | -6.1 | -16.7 | 10.5 | 7 | -1 | -3 | 9.4 | 5 | 5 | 2.8 | -4.4 | -13.3 | -1.1 | -8.3 | -2 | -6 | 13.3 | 11.7 | 0 | -13.9 | -7.2 | -10 | 2.2 | -2.2 | 2.2 | -5.6 | -6.1 | -9.1 | 16.5 | 6.1 | 8.9 | 7.2 | 8.1 | -4.7 | 1.7 | 0.6 | 1.3 | -3.7 | 1.7 | -5.6 | 1.1 | -1.1 | 0 | -2.8 | 5 | -0.6 | -2.2 | -4.4 | 7.4 | 6.7 | -7.8 | -13.9 | 2.2 | -8.3 | -7.4 | -10.1
-1 | -3 | -8.3 | -17.2 | 5.7 | -3.5 | 2.8 | 0 | 2.2 | -3.3 | 18.9 | -1.1 | 6 | 5 | 9.2 | 8.8 | 14.4 | 10.6 | 9.4 | 7.8 | 11.8 | 8.5 | 15.6 | 12.8 | 3.3 | -11.1 | 0 | 0 | 17 | 14 | 9.4 | 7.9 | 16.1 | 7.8 | 4 | 2.4 | 7.2 | 0 | -6.1 | -17.2 | 21.7 | 12.8 | 5.7 | 4.7 | 3.9 | -1.1 | -10.6 | -15 | -10.6 | -16.1 | 0.7 | -1.6 | -5.9 | -8.3 | 0.8 | -6.4 | -0.6 | -4.8 | 0 | -8.3 | 0 | -1 | -9.1 | -12.2 | -1.8 | -5.2 | 1.1 | -3.3 | -10 | -13.3 | -1.9 | -4.7 | -15.2 | -19 | -9.4 | -12.8 | -3.3 | -5.2 | -0.6 | -6.7 | -1.1 | -3.8 | 21.8 | 18 | 6.1 | -0.6 | -23.3 | -29.4 | -3.9 | -9.4 | 6.1 | 4.4 | -2.9 | -13.4 | 2.8 | -1.1 | -9.6 | -15.2 | 6.1 | -6.7 | -1.7 | -5.4 | 14.6 | -5.1 | 4.1 | -3.9 | -1.1 | -9.4 | 2.8 | -0.6 | -11.5 | -12.9 | -8.9 | -15.6 | -7.2 | -17.2 | 8.9 | 6.4 | -1 | -3 | 8.9 | 5 | 4.4 | 2.1 | -5 | -13.9 | -1.1 | -7.8 | -2 | -6 | 13.3 | 11.7 | -0.7 | -12.2 | -7.2 | -9.4 | 0.6 | -2.8 | 2.8 | -7.2 | -7.2 | -9.5 | 14.1 | 7.4 | 8.3 | 6.7 | 6.3 | -4.7 | 1.7 | 0.6 | 1 | -3.6 | 2.8 | -6.7 | 0 | -1.7 | -0.2 | -2.7 | 3.3 | -0.6 | -1.8 | -3.6 | 6.5 | 6.2 | -8.7 | -13.7 | 3.9 | -8.3 | -8.9 | -11.1
-1 | -3 | -10 | -17.2 | 3.9 | -3.9 | 2.2 | 0 | 1.8 | -2.9 | 17.2 | -1.1 | 6 | 6 | 9.1 | 9 | 14.4 | 10 | 9.4 | 7.2 | 11.5 | 8.7 | 15 | 13.3 | 3.3 | -10.6 | -0.2 | -0.2 | 17 | 14 | 9.4 | 8.2 | 15 | 8.3 | 3.7 | 2.1 | 7.8 | 1.1 | -6.7 | -16.7 | 21.7 | 12.8 | 4.4 | 3.9 | 3.5 | -0.6 | -11.7 | -14.4 | -10 | -15.6 | -0.6 | -2.2 | -6.9 | -9.3 | 0.6 | -7.8 | -0.6 | -5.6 | 0 | -8.3 | 0 | -1 | -10.4 | -12.3 | -1.5 | -5.4 | 0.6 | -3.3 | -11.1 | -13.9 | -3.1 | -5.1 | -16.1 | -20 | -8.3 | -11.7 | -3.9 | -5.6 | -0.6 | -7.2 | -1.7 | -4.4 | 21.1 | 18.3 | 6.1 | 0 | -23.9 | -29.4 | -3.9 | -9.4 | 6.7 | 5 | -3.7 | -13.8 | 1.7 | -1.7 | -10 | -15 | 5.6 | -6.1 | -2.2 | -5.7 | 14.3 | -4.8 | 2.6 | -4.1 | -1.1 | -7.8 | 2.2 | -0.8 | -11.8 | -13.7 | -10.6 | -15.6 | -8.9 | -17.2 | 7.2 | 5.6 | -2 | -3 | 7.8 | 5 | 3.9 | 1.3 | -5 | -13.9 | -1.7 | -7.8 | -2 | -6 | 13.3 | 11.7 | -1.5 | -12.4 | -7.2 | -9.4 | 0.6 | -3.9 | 2.2 | -8.3 | -8.3 | -10 | 11.7 | 7.8 | 8.3 | 6.7 | 4.4 | -5.6 | 1.1 | 0 | 0.6 | -3.9 | 1.7 | -6.7 | -1.7 | -2.2 | -0.4 | -3.2 | 3.9 | 0 | -1.5 | -3 | 5.6 | 5.6 | -9.7 | -14.5 | 3.9 | -8.3 | -8.9 | -11.1
-1 | -4 | -11.1 | -17.8 | 3 | -3.1 | 1.3 | -0.3 | 1.5 | -2.8 | 17.2 | 0.6 | 6 | 6 | 8.9 | 8.9 | 13.3 | 7.8 | 8.9 | 7.2 | 11.1 | 8.9 | 14.4 | 13 | 2.8 | -9.4 | -0.4 | -0.4 | 17 | 14 | 9.4 | 8.3 | 14.4 | 8.9 | 3.3 | 1.7 | 8.3 | 1.7 | -7.8 | -16.7 | 21.7 | 12.8 | 3.9 | 3.3 | 3.2 | -0.2 | -10 | -13.3 | -11.1 | -16.1 | -1.1 | -2.5 | -7.8 | -10.6 | 0.2 | -6.7 | -0.6 | -5.2 | 0.6 | -7.8 | 0 | -3 | -11.7 | -12.8 | -1.1 | -6.1 | -0.6 | -3.9 | -10.6 | -12.8 | -4.4 | -6.1 | -16.5 | -19.8 | -7.2 | -10.6 | -4.1 | -5.6 | -1.1 | -8.9 | -3 | -4.9 | 19.1 | 16.9 | 6.1 | -0.6 | -25 | -30.6 | -4.4 | -9.4 | 6.1 | 5 | -4.4 | -15.6 | 1.1 | -2.2 | -10.7 | -14.5 | 4.4 | -5.6 | -2.8 | -6.7 | 13.9 | -5.6 | 1.1 | -5 | -1.1 | -6.7 | 1.7 | -1.1 | -12.2 | -15 | -10.6 | -15.6 | -8.9 | -15.6 | 7 | 6 | -2 | -3 | 7.2 | 5 | 3.3 | 0.6 | -5 | -12.8 | -2.2 | -7.8 | -2 | -5 | 13.3 | 11.7 | -2.2 | -13.9 | -6.7 | -8.9 | 0 | -5 | 2.2 | -8.3 | -7.9 | -10.3 | 11.3 | 8 | 7.8 | 6.1 | 3.5 | -4.1 | 1.7 | 0.6 | 0 | -3.6 | 0.6 | -4.4 | -2.8 | -2.8 | -0.6 | -3.9 | 4.4 | 1.1 | -1.1 | -2.8 | 5.6 | 5.5 | -10.6 | -15.6 | 3.9 | -8.3 | -8.9 | -11.5
-2 | -5 | -9.4 | -17.2 | 2 | -2.9 | 0.3 | -0.6 | 1.1 | -3.3 | 13.3 | 0 | 6 | 6 | 8.9 | 8.9 | 15.6 | 2.8 | 8.3 | 6.7 | 11.1 | 8.9 | 13.9 | 12.9 | 2.8 | -9.4 | -0.6 | -0.6 | 17 | 16 | 9.2 | 7.8 | 13.9 | 9.4 | 3.1 | 1.3 | 8.9 | 2.8 | -8.3 | -16.7 | 21.7 | 14.4 | 3.3 | 2.7 | 2.8 | 0 | -10 | -13.3 | -11.1 | -16.1 | -1.7 | -2.8 | -8.3 | -10.5 | -0.2 | -6.8 | -0.6 | -5.4 | 0.6 | -7.8 | 0 | -3 | -12.1 | -12.1 | -1.7 | -5.6 | -1.7 | -4.4 | -11.1 | -12.8 | -4.2 | -5.8 | -16.8 | -19.8 | -6.7 | -8.9 | -4.2 | -5.7 | -2.2 | -9.4 | -4.3 | -5.7 | 17 | 15.4 | 6.1 | -0.6 | -25.6 | -31.1 | -4.4 | -9.4 | 6.7 | 5 | -5.2 | -14.2 | 1.1 | -1.7 | -11.5 | -14.5 | 3.3 | -6.7 | -3 | -6.2 | 13 | -4.5 | 0.2 | -4.4 | -1.1 | -5 | 1.7 | -0.8 | -11.8 | -13.9 | -10 | -15 | -10 | -14.4 | 6.9 | 6.3 | -2 | -3 | 5.6 | 3.9 | 2.8 | 0.2 | -4.4 | -12.8 | -2.2 | -7.8 | -1 | -4 | 12.8 | 11.4 | -2.9 | -12.3 | -6.7 | -8.9 | -0.6 | -5.6 | 2.2 | -8.3 | -7.6 | -10.9 | 11 | 8.3 | 8.3 | 6.7 | 2.6 | -3.7 | 1.7 | 0 | -0.5 | -3.8 | 0 | -5 | -3.3 | -3.3 | -0.2 | -3.5 | 3.9 | 1.1 | -0.5 | -1.9 | 5.6 | 5.2 | -11.1 | -15.2 | 3.3 | -7.8 | -8.9 | -12.2
-1 | -4 | -9.4 | -17.8 | 1.1 | -3.3 | -0.6 | -1.1 | 1.3 | -2.3 | 11.7 | 0 | 4 | 3 | 8.9 | 8.9 | 15.6 | 0.6 | 7.2 | 6.1 | 11.1 | 8.9 | 13.9 | 12.7 | 7.2 | -11.1 | -1.5 | -1.5 | 17 | 16 | 9.1 | 7.2 | 12.8 | 8.9 | 3 | 0.9 | 8.9 | 2.8 | -8.9 | -16.7 | 21.7 | 12.8 | 2.8 | 2.2 | 2.6 | -0.1 | -7.8 | -11.7 | -11.1 | -16.7 | -2.2 | -3.3 | -8.9 | -11 | -0.6 | -7.8 | -0.6 | -6.1 | 0.6 | -7.2 | -1 | -5 | -12.4 | -12.4 | -2.2 | -5.6 | -2.8 | -5 | -14.4 | -16.1 | -4.1 | -5.9 | -17.2 | -20.6 | -6.1 | -7.8 | -4.4 | -6.1 | -3.9 | -10.6 | -5.6 | -6.7 | 15 | 13.9 | 6.1 | -1.1 | -25 | -30.6 | -4.4 | -9.4 | 6.7 | 5 | -5.9 | -14.4 | 1.1 | -1.7 | -12.2 | -15 | 2.2 | -6.7 | -3.1 | -6.2 | 12 | -4.9 | -0.8 | -4.9 | -1.1 | -4.4 | 1.7 | -0.6 | -11.5 | -13.3 | -10 | -14.4 | -10.6 | -14.4 | 6.7 | 6.7 | -1 | -2 | 3.9 | 2.8 | 2.2 | -0.2 | -4.4 | -12.8 | -3.3 | -8.3 | 0 | -2 | 12.2 | 11 | -3.7 | -12.3 | -6.7 | -8.9 | -1.1 | -6.1 | 1.7 | -7.2 | -7.2 | -12.2 | 10.6 | 8.3 | 8.9 | 5 | 1.7 | -3.9 | 1.7 | 0 | -1.1 | -4.4 | 0.6 | -3.9 | -4.4 | -4.4 | 0.2 | -3.4 | 5 | 1.1 | 0 | -1.4 | 5.6 | 5 | -11.7 | -15.4 | 4.4 | -7.2 | -10 | -12.6
-2 | -5 | -10 | -18.3 | 2.4 | -2.9 | -1.1 | -1.6 | 1.5 | -1.8 | 11.1 | 0 | 4 | 3 | 8.9 | 8.9 | 15.6 | -2.8 | 7.2 | 6.1 | 11.1 | 8.9 | 13.3 | 12.8 | 7.2 | -9.4 | -2.4 | -2.4 | 17 | 16 | 8.9 | 6.7 | 11.7 | 7.8 | 2.8 | 0.6 | 8.9 | 2.2 | -8.9 | -16.7 | 21.7 | 13.3 | 1.3 | 0.7 | 2.4 | -0.3 | -6.1 | -10 | -10.6 | -18.3 | -2.4 | -3.4 | -9.4 | -11.7 | -0.8 | -7.4 | -1 | -5.6 | 1.1 | -7.2 | -1 | -4 | -12.8 | -12.8 | -2.8 | -6.1 | -3.9 | -5 | -12.2 | -13.9 | -3.9 | -6.1 | -16.3 | -19.3 | -5.6 | -7.2 | -4.6 | -6.1 | -4.4 | -10 | -5 | -6 | 15 | 14.1 | 7.2 | -1.1 | -25 | -30.6 | -4.4 | -10 | 6.1 | 5 | -6.7 | -15.6 | -0.6 | -3.9 | -12.2 | -14.8 | 1.1 | -6.7 | -3.3 | -6.7 | 11.1 | -5.6 | -1.7 | -5.6 | -1.1 | -4.4 | 1.7 | -0.6 | -11.1 | -12.8 | -9.4 | -13.9 | -10.6 | -15 | 6.5 | 6.4 | -1 | -2 | 2.8 | 1.7 | 1.7 | -0.6 | -5 | -12.8 | -3.9 | -8.3 | -1 | -4 | 11.7 | 10.6 | -4.4 | -13.3 | -7.2 | -8.3 | -1.1 | -6.1 | 1.7 | -6.1 | -7.9 | -11.6 | 10 | 8.1 | 8.9 | 4.4 | 0.8 | -3.2 | 1.1 | -0.6 | -1.3 | -4.6 | 1.1 | -3.3 | -5 | -5 | 0.6 | -3.9 | 3.3 | 0.6 | 0.6 | -1.1 | 6 | 5.4 | -12.2 | -16.1 | 5.6 | -7.2 | -11.1 | -13.3
-3 | -5 | -9.4 | -17.8 | 3.7 | -3.4 | -1.7 | -2.2 | 1.7 | -1.7 | 10.6 | 0 | 3 | 2 | 8.5 | 8.5 | 14.4 | -3.3 | 6.1 | 5 | 10.2 | 8.3 | 12.8 | 12.6 | 7.2 | -8.9 | -3.3 | -3.3 | 17 | 16 | 8.3 | 6.1 | 11.1 | 7.8 | 2.2 | 0 | 7.2 | 0.6 | -9.4 | -16.1 | 21.1 | 12.8 | -0.2 | -0.7 | 2.2 | -0.6 | -5 | -8.3 | -10.6 | -17.8 | -2.6 | -3.6 | -9.8 | -11.6 | -0.9 | -7.7 | -1.3 | -5.5 | 1.1 | -7.2 | -3 | -5 | -11.5 | -11.5 | -2.8 | -5.7 | -5 | -6.7 | -11.1 | -13.9 | -3.5 | -5.5 | -15.3 | -18.5 | -4.4 | -6.7 | -4.8 | -6.3 | -4.4 | -11.7 | -4.5 | -5.5 | 15 | 14.4 | 6.1 | -0.6 | -26.1 | -31.1 | -5 | -10 | 6.1 | 4.4 | -7.2 | -14.9 | -4.4 | -7.2 | -12.2 | -15.1 | 0.6 | -6.7 | -3.3 | -6.2 | 10.2 | -4.7 | -1.9 | -5.5 | -1.1 | -4.4 | 1.7 | -0.3 | -11.1 | -12.6 | -8.9 | -13.9 | -10.6 | -15 | 6.3 | 5.9 | -1 | -2 | 3.9 | 2.8 | 0.9 | -0.9 | -5 | -12.2 | -3.9 | -7.8 | -2 | -5 | 12.4 | 10.7 | -5.2 | -12.2 | -6.7 | -7.8 | -1.7 | -6.7 | 1.7 | -7.8 | -8.7 | -11.8 | 9.5 | 8.1 | 8.3 | 4.4 | -0.2 | -3.3 | 0.6 | -1.1 | -1.5 | -5.1 | 1.7 | -3.9 | -5.6 | -5.6 | 0.4 | -4.3 | 3.3 | 0.6 | 0.6 | -0.9 | 6.3 | 5.7 | -13.1 | -16.1 | 5.6 | -6.7 | -12.2 | -14.4
-4 | -6 | -9.4 | -16.7 | 5 | -4.4 | -2.2 | -2.8 | 1.7 | -1.7 | 8.9 | 0 | 4 | 3 | 8.2 | 8.2 | 12.2 | -2.2 | 6.1 | 5.6 | 9.2 | 7.8 | 12.8 | 12.5 | 6.7 | -8.3 | -2.9 | -2.9 | 17 | 16 | 7.8 | 5.6 | 10.6 | 7.8 | 1.7 | -0.5 | 6.1 | -2.2 | -10 | -16.7 | 21.1 | 12.2 | -1.7 | -2.2 | 2.2 | -0.3 | -4.4 | -7.8 | -10.6 | -17.2 | -2.8 | -3.9 | -10.2 | -11.8 | -1.1 | -9.4 | -1.7 | -6.1 | 1.1 | -7.2 | -5 | -8 | -10.2 | -10.2 | -2.8 | -5.7 | -4.4 | -6.7 | -10.6 | -13.9 | -3.2 | -5.5 | -14.4 | -18.3 | -2.8 | -5.6 | -5 | -6.7 | -5 | -10.6 | -3.9 | -5 | 15 | 14.4 | 5 | -1.1 | -26.1 | -31.7 | -4.4 | -10.6 | 6.1 | 4.4 | -7.8 | -15.3 | -5.6 | -8.3 | -12.2 | -15.6 | 0.6 | -6.7 | -3.3 | -6.2 | 9.2 | -4.8 | -2 | -5.7 | -1.1 | -3.9 | 1.7 | -0.1 | -11.1 | -12.9 | -8.9 | -13.3 | -11.7 | -15 | 6.1 | 5.6 | -2 | -3 | 3.3 | 2.8 | 0.2 | -1.1 | -5 | -12.2 | -4.4 | -7.8 | -2 | -5 | 13.2 | 10.6 | -5.9 | -12.1 | -6.7 | -7.8 | -2.2 | -6.7 | 1.7 | -6.1 | -9.4 | -12.2 | 8.9 | 7.8 | 8.3 | 4.4 | -1.1 | -3.9 | 0.6 | -1.1 | -1.7 | -6.1 | 1.1 | -3.3 | -5.6 | -5.6 | 0.2 | -5 | 3.9 | 0.6 | 0.6 | -0.9 | 6.7 | 6.1 | -14.1 | -16.5 | 5 | -6.7 | -13.5 | -15.7
-6 | -7 | -10.6 | -16.1 | 4.8 | -4 | -2.2 | -2.7 | 1.7 | -2 | 8.3 | 0.6 | 6 | 4 | 7.8 | 7.8 | 11.1 | -0.6 | 4.4 | 4.4 | 8.3 | 7.2 | 12.2 | 12.2 | 6.1 | -8.3 | -2.6 | -2.6 | 17 | 16 | 7.2 | 5 | 10 | 7.2 | 1.1 | -1.1 | 3.9 | -6.7 | -10.6 | -17.2 | 20.6 | 12.2 | -1.9 | -2.4 | 2.2 | -0.2 | -3.9 | -6.1 | -10.6 | -17.2 | -3.2 | -4.2 | -10.6 | -12.2 | -1.5 | -8.1 | -2.1 | -5.8 | 0.6 | -7.2 | -7 | -9 | -8.9 | -8.9 | -2.8 | -6.1 | -5.6 | -7.2 | -11.1 | -12.8 | -2.8 | -5.6 | -14.4 | -17.8 | -2.2 | -5 | -4.6 | -6.2 | -4.4 | -11.1 | -4.1 | -5.1 | 14.6 | 14.2 | 6.1 | -0.6 | -27.2 | -32.8 | -4.4 | -11.1 | 6.1 | 5 | -8.3 | -16.7 | -6.7 | -8.9 | -12.6 | -15.5 | 0 | -6.7 | -3.3 | -6.7 | 8.3 | -5.6 | -2.2 | -6.7 | -1.7 | -4.4 | 1.7 | 0 | -11.1 | -13.3 | -11.7 | -15.6 | -12.2 | -16.7 | 5.5 | 4.2 | -4 | -5 | 3.9 | 2.8 | -0.6 | -1.7 | -5.6 | -12.2 | -4.4 | -7.8 | -2 | -4 | 13.9 | 10.6 | -6.7 | -12.8 | -6.7 | -7.8 | -2.8 | -7.8 | 2.2 | -6.7 | -9.2 | -12 | 8.3 | 7.3 | 7.8 | 3.9 | -1.1 | -3.3 | 0 | -1.1 | -1.9 | -5.8 | 2.2 | -3.9 | -5.6 | -5.6 | 0 | -6.7 | 3.9 | 0.6 | 0.6 | -1.1 | 6.1 | 5.4 | -15 | -17.2 | 6.7 | -5 | -14.8 | -17.1
-6 | -7 | -10 | -15 | 4.6 | -4.1 | -2.2 | -2.7 | 1.7 | -2.8 | 8.9 | 0.6 | 6 | 4 | 7.6 | 7.6 | 9.4 | 0.6 | 4.4 | 4.4 | 8.1 | 6.9 | 12.2 | 12.2 | 5.6 | -8.3 | -2.2 | -2.2 | 18 | 16 | 7.2 | 4.7 | 10 | 6.7 | 0.9 | -1.2 | 2.2 | -5.6 | -10.6 | -17.8 | 19.4 | 12.8 | -2 | -2.5 | 2.2 | 0 | -2.8 | -5.6 | -10.6 | -17.2 | -3.5 | -4.5 | -10 | -11.6 | -1.8 | -7.8 | -2.4 | -5.9 | 0.6 | -7.2 | -10 | -13 | -7 | -7 | -2.8 | -5.7 | -5.6 | -7.2 | -12.8 | -15 | -2.2 | -5.1 | -14.4 | -17.8 | -2.2 | -7.2 | -4.3 | -6.1 | -5 | -11.1 | -4.2 | -5.2 | 14.3 | 13.9 | 6.7 | 0 | -26.7 | -32.2 | -5 | -10.6 | 6.1 | 4.4 | -9.2 | -16 | -7.8 | -10.6 | -12.9 | -15.5 | -0.6 | -7.2 | -3.5 | -6.4 | 9.2 | -1.1 | -2.6 | -6.1 | -2.2 | -7.2 | 1.9 | 0.3 | -11.5 | -13 | -11.7 | -15 | -11.7 | -16.1 | 5 | 3 | -9 | -10 | 3.3 | 2.2 | 0 | -1 | -5.6 | -12.2 | -5 | -7.8 | -2 | -4 | 13.9 | 10.5 | -7.4 | -11.9 | -6.7 | -7.8 | -3.3 | -8.3 | 2.2 | -5.6 | -9.1 | -12.2 | 7.8 | 6.8 | 8.3 | 3.3 | -1.1 | -3.2 | 0 | -1.1 | -2 | -5.9 | 2.2 | -3.3 | -5.6 | -5.6 | -0.4 | -6.4 | 3.9 | 0.6 | 1.1 | -0.3 | 5.6 | 4.7 | -15.4 | -17.4 | 6.7 | -4.4 | -16.1 | -18.9
-7 | -8 | -10 | -15 | 4.4 | -5 | -2.2 | -2.8 | 1.5 | -2.3 | 9.4 | 1.1 | 6 | 4 | 7.4 | 7.4 | 11.1 | -2.2 | 5.6 | 5 | 8 | 6.5 | 12.2 | 12.2 | 6.1 | -8.9 | -2.4 | -2.9 | 17 | 16 | 7.2 | 4.2 | 9.4 | 7.2 | 0.8 | -1.3 | 1.7 | -7.8 | -11.1 | -18.3 | 18.3 | 12.8 | -2.2 | -2.8 | 2.2 | 0.1 | -2.8 | -5 | -10.6 | -16.7 | -3.9 | -5 | -9.5 | -11.3 | -2.2 | -8.3 | -2.8 | -6.7 | 0 | -7.2 | -12 | -14 | -5.2 | -5.3 | -2.8 | -5.7 | -5.6 | -6.7 | -12.8 | -15 | -1.7 | -5.1 | -14.4 | -18.3 | -5 | -10 | -3.9 | -6.1 | -5.6 | -10.6 | -4.4 | -5.6 | 13.9 | 13.3 | 6.7 | 0.6 | -26.7 | -32.2 | -5 | -10.6 | 6.1 | 3.3 | -10.2 | -16.2 | -8.9 | -11.7 | -13.3 | -16.1 | -1.1 | -6.7 | -3.7 | -6.6 | 10.2 | 2.3 | -2.9 | -6.1 | -2.8 | -8.9 | 2 | 0.4 | -11.8 | -13.1 | -11.1 | -14.4 | -12.2 | -16.1 | 4.4 | 1.7 | -7 | -8 | 2.8 | 2.2 | 0.5 | -0.6 | -6.1 | -12.2 | -5.6 | -8.9 | -2 | -4 | 13.9 | 10.5 | -8.2 | -11.9 | -8.3 | -10.6 | -3.9 | -8.3 | 2.8 | -5.6 | -8.9 | -12.8 | 7.2 | 6.1 | 7.8 | 3.3 | -1.1 | -3.3 | 0 | -1.7 | -2.2 | -6.7 | 2.2 | -3.9 | -6.7 | -7.2 | -0.7 | -6.9 | 4.4 | 0.6 | 1.7 | 0.4 | 5 | 3.9 | -15.7 | -17.7 | 7.2 | -4.4 | -16.3 | -18.7
-7 | -8 | -8.9 | -13.9 | 5.3 | -4.3 | -1.1 | -1.5 | 1.3 | -2.3 | 8.3 | 0.6 | 6 | 5 | 7.2 | 7.2 | 11.1 | -2.8 | 5 | 5 | 7.8 | 6.1 | 10.6 | 10.6 | 5.6 | -8.3 | -2.6 | -3.6 | 18 | 17 | 7.2 | 3.9 | 9.4 | 7.2 | 0.6 | -1.7 | 1.1 | -8.3 | -11.1 | -16.7 | 18.9 | 12.8 | -1.8 | -2.3 | 2.2 | 0.4 | -2.2 | -4.4 | -10.6 | -16.7 | -3.3 | -4.3 | -8.9 | -11.1 | -1.5 | -7.5 | -2.2 | -5.6 | 0.6 | -6.7 | -13 | -16 | -3.3 | -4.4 | -2.8 | -6.1 | -6.7 | -7.8 | -11.7 | -14.4 | -1.1 | -5.6 | -14.8 | -18.5 | -6.7 | -11.1 | -2.4 | -4.9 | -5.6 | -11.1 | -3.3 | -4.9 | 13.7 | 13.3 | 6.1 | 0 | -27.8 | -32.8 | -5 | -11.1 | 6.1 | 2.2 | -11.1 | -17.2 | -10.6 | -13.3 | -12 | -14.5 | -2.2 | -7.2 | -3.9 | -7.2 | 11.1 | 5.6 | -3.3 | -6.7 | -2.8 | -10 | 2.2 | 0.6 | -12.2 | -13.3 | -10 | -13.9 | -12.8 | -17.2 | 3.9 | 1.6 | -5 | -7 | 3.3 | 2.2 | 1.1 | 0 | -6.1 | -12.2 | -6.1 | -9.4 | 0 | -3 | 13.9 | 10.6 | -8.9 | -12.2 | -9.4 | -12.2 | -5 | -10 | 3.3 | -6.7 | -7.8 | -11.8 | 10.2 | 8 | 7.8 | 2.8 | 0.4 | -2.2 | 0 | -1.1 | -1.5 | -5.7 | 2.2 | -3.9 | -5.6 | -5.6 | -1.1 | -8.3 | 2.8 | 0 | 2.2 | 1.1 | 4.6 | 3.4 | -16.1 | -18.3 | 7.2 | -3.9 | -16.5 | -18.6
-11 | -13 | -7.8 | -12.8 | 6.3 | -4.2 | 0 | -0.1 | 1.1 | -2.8 | 9.4 | 1.7 | 6 | 5 | 8.1 | 7.8 | 13.9 | -1.7 | 6.1 | 5 | 8.2 | 6.7 | 12.2 | 12.2 | 6.7 | -8.3 | -2.8 | -4.4 | 18 | 17 | 8.1 | 4.3 | 8.9 | 7.2 | 0.8 | -1.4 | 1.1 | -8.3 | -11.1 | -16.7 | 20 | 12.2 | -1.5 | -2 | 2.2 | 0.6 | -2.2 | -3.9 | -10.6 | -16.7 | -2.8 | -3.8 | -8 | -10.1 | -0.7 | -7.3 | -1.7 | -5.1 | 1.7 | -7.2 | -15 | -17 | -2.6 | -4 | -1.3 | -5 | -8.3 | -10 | -11.1 | -13.3 | -0.9 | -4.8 | -15.2 | -19.3 | -8.9 | -14.4 | -0.9 | -4.2 | -5.6 | -12.2 | -2.2 | -4.4 | 13.5 | 13.1 | 5.6 | 0 | -27.2 | -32.2 | -4.4 | -11.1 | 6.1 | 2.8 | -9.4 | -16 | -11.1 | -12.8 | -10.7 | -13.2 | 0.6 | -6.1 | -0.4 | -5.2 | 10.7 | 6.5 | -0.2 | -4.3 | -3.3 | -11.1 | 2.6 | 0.8 | -10.7 | -11.8 | -10 | -13.3 | -13.9 | -17.2 | 3.3 | 1.7 | -3 | -4 | 3.3 | 3.3 | 1.5 | 0.3 | -6.1 | -11.7 | -6.1 | -9.4 | 2 | -5 | 15 | 11 | -6.9 | -11.1 | -12.2 | -15.6 | -5.6 | -9.4 | 3.9 | -6.7 | -6.7 | -11.4 | 13.1 | 9.6 | 8.3 | 2.2 | 1.8 | -1.6 | 0 | -1.1 | -0.7 | -5.1 | 2.2 | -3.9 | 0.6 | -1.1 | -0.2 | -7.3 | 2.2 | -1.1 | 2.4 | 1.4 | 4.3 | 2.8 | -14.3 | -16.6 | 7.8 | -3.9 | -16.7 | -18.9
-13 | -15 | -7.8 | -11.1 | 7.2 | -5 | 1.1 | 1.1 | 0.9 | -2.2 | 11.1 | 1.7 | 6 | 5 | 9.1 | 8.4 | 18.9 | -2.8 | 7.8 | 7.8 | 8.5 | 7.3 | 16.7 | 13.3 | 8.9 | -8.3 | -2.2 | -4 | 19 | 18 | 9.1 | 5.1 | 11.1 | 6.7 | 0.9 | -1.5 | 2.8 | -10 | -9.4 | -17.2 | 23.3 | 13.3 | -1.1 | -1.7 | 3.1 | 1.1 | -1.7 | -3.9 | -10 | -16.7 | -2.2 | -3.3 | -7 | -9.3 | 0 | -8.3 | -1.1 | -5 | -0.6 | -4.4 | -15 | -18 | -1.8 | -3.7 | 0.2 | -4.3 | -5.6 | -7.2 | -10.6 | -12.8 | -0.8 | -4.7 | -15.6 | -20.6 | -9.4 | -15.6 | 0.6 | -3.9 | -4.4 | -12.2 | -1.1 | -4.4 | 13.3 | 12.8 | 5.6 | -0.6 | -26.1 | -31.7 | -3.9 | -12.2 | 7.8 | 3.3 | -7.8 | -15.7 | -10 | -12.2 | -9.4 | -12.2 | 3.3 | -5.6 | 3.2 | -4.4 | 10.4 | 7.1 | 3 | -3 | -3.9 | -9.4 | 2.9 | 0.9 | -9.3 | -10.6 | -10 | -13.9 | -11.7 | -14.4 | 2.8 | 1.7 | -3 | -4 | 3.9 | 3.9 | 1.8 | 0.6 | -4.4 | -11.7 | -5.6 | -8.9 | 3 | -6 | 16.1 | 11.7 | -4.8 | -10.5 | -13.3 | -16.7 | -4.4 | -10 | 6.1 | -6.1 | -5.6 | -11.7 | 16.1 | 11.1 | 8.3 | 2.2 | 3.3 | -1.1 | 0.6 | -0.6 | 0 | -5.6 | 3.3 | -3.9 | 0.6 | -1.1 | 0.8 | -6.8 | 4.4 | -0.6 | 2.6 | 1.9 | 3.9 | 2.2 | -12.4 | -15 | 9.4 | -2.8 | -14.7 | -17.9
-13 | -15 | -7.2 | -10.6 | 8.7 | -4.3 | 3.9 | 1.6 | 0.8 | -2 | 14.4 | 2.8 | 7 | 6 | 10 | 8.9 | 21.7 | -2.2 | 8.9 | 6.7 | 8.9 | 7.8 | 18.9 | 12.8 | 10.6 | -7.8 | -1.7 | -3.9 | 19 | 17 | 10 | 5.6 | 13.3 | 5 | 1.1 | -1.7 | 4.4 | -8.9 | -7.2 | -17.8 | 23.9 | 13.9 | -0.5 | -1.1 | 4.1 | 1.6 | -1.1 | -3.9 | -9.4 | -15.6 | -0.5 | -2.3 | -6.1 | -8.9 | 1.5 | -6.9 | 0.2 | -3.8 | 1.1 | -5 | -15 | -18 | -1.1 | -3.9 | 1.7 | -4.4 | -5 | -5.6 | -10 | -13.9 | -0.6 | -5 | -14.3 | -19.1 | -10 | -16.1 | 3 | -3 | -3.9 | -12.8 | 0.7 | -3.2 | 13.1 | 12.8 | 7.2 | -0.6 | -23.9 | -29.4 | -3.9 | -12.8 | 8.9 | 3.3 | -6.1 | -16.7 | -8.9 | -11.7 | -6.3 | -9.6 | 5.6 | -5 | 6.7 | -5 | 10 | 7.8 | 6.1 | -2.2 | -3.3 | -9.4 | 3.3 | 1.1 | -7.8 | -9.4 | -8.9 | -12.2 | -8.9 | -12.8 | 4.6 | 2 | -2 | -4 | 5.6 | 5 | 2.2 | 1.1 | -3.3 | -12.2 | -5 | -8.9 | 0 | 0 | 17.2 | 12.2 | -2.8 | -11.1 | -13.9 | -16.7 | -2.8 | -8.3 | 10.6 | -5.6 | -3.9 | -9.6 | 17.6 | 10.5 | 8.9 | 2.2 | 7 | -0.4 | 0.6 | -0.6 | 2.8 | -4.5 | 4.4 | -3.9 | 3.9 | -2.8 | 1.7 | -7.8 | 4.4 | -0.6 | 2.8 | 2.2 | 3.5 | 1.5 | -10.6 | -13.9 | 11.1 | -2.2 | -12.6 | -17.3
-14 | -16 | -6.7 | -10 | 10.2 | -4 | 6.6 | 1.3 | 0.6 | -2.2 | 17.8 | 5 | 7 | 5 | 11.5 | 9.3 | 24.4 | -1.7 | 10 | 8.3 | 9.6 | 8.4 | 20 | 12.8 | 11.1 | -7.2 | -1.1 | -3.9 | 21 | 17 | 11.9 | 6.4 | 15 | 3.9 | 1.5 | -1.1 | 6.1 | -8.3 | -4.4 | -17.2 | 23.9 | 13.3 | 0 | -0.9 | 5 | 2.2 | -0.6 | -3.9 | -7.8 | -13.3 | 1.1 | -1.9 | -4.4 | -7.4 | 2.9 | -6.5 | 1.5 | -3.3 | 2.8 | -5 | -14 | -18 | 0 | -3.1 | 3 | -3.1 | -1.1 | -2.2 | -10 | -15.6 | 1.5 | -3.7 | -13 | -18 | -10.6 | -16.7 | 5.4 | -2.6 | -2.8 | -13.3 | 2.6 | -2.6 | 13 | 12.9 | 7.8 | -0.6 | -22.2 | -26.7 | -3.3 | -12.2 | 9.4 | 3.3 | -4.4 | -14.7 | -7.8 | -11.7 | -3.1 | -7.4 | 8.9 | -6.1 | 8 | -2.8 | 10.7 | 8 | 9.8 | -0.1 | -3.3 | -8.9 | 5 | 2.9 | -6.7 | -8.6 | -5.6 | -10.6 | -6.1 | -10.6 | 6.5 | 2.4 | -1 | -3 | 6.7 | 5 | 2.8 | 1.2 | -2.2 | -11.1 | -3.9 | -8.3 | 1 | -1 | 17.8 | 12.5 | -1.3 | -10.3 | -13.3 | -17.2 | -1.7 | -8.3 | 11.7 | -4.4 | -2.3 | -8.3 | 19.1 | 9.3 | 10.6 | 2.2 | 10.7 | -0.7 | 0.6 | -0.6 | 5.5 | -4.9 | 5 | -4.4 | 5.6 | -3.9 | 2.6 | -5.8 | 6.1 | 1.7 | 3.9 | 2.9 | 3.2 | 0.7 | -7.6 | -11.8 | 12.2 | -2.8 | -10.6 | -17.8
-15 | -16 | -6.7 | -10.6 | 11.7 | -5 | 9.4 | 0.6 | 0.4 | -2 | 18.9 | 6.7 | 9 | 5 | 12.9 | 9.4 | 22.8 | 3.3 | 10.6 | 8.9 | 10.4 | 9 | 20.6 | 11.1 | 11.7 | -6.7 | -1.7 | -3.5 | 20 | 17 | 13.7 | 6.8 | 16.7 | 5.6 | 1.8 | -0.8 | 7.2 | -9.4 | -2.8 | -17.2 | 25 | 12.8 | 0.6 | -0.6 | 8.1 | 3.8 | 0 | -4.4 | -6.7 | -12.2 | 2.8 | -1.7 | -2.8 | -6.5 | 4.4 | -7.2 | 2.8 | -3.3 | 3.9 | -5.6 | -13 | -16 | 1.1 | -3 | 4.3 | -2.6 | 0 | -1.7 | -9.4 | -15 | 3.5 | -2.9 | -11.7 | -17.8 | -10.6 | -16.7 | 7.8 | -3.3 | -3.3 | -13.9 | 4.4 | -2.2 | 12.8 | 12.8 | 8.9 | -0.6 | -21.1 | -26.1 | -2.2 | -12.2 | 10 | 3.3 | -2.8 | -14.4 | -6.7 | -10 | 0 | -6.1 | 10 | -6.1 | 9.3 | -1.8 | 11.5 | 8.2 | 13.5 | 1.5 | -2.8 | -10 | 6.6 | 4.4 | -5.5 | -7.9 | -5 | -12.2 | -5 | -10.6 | 8.3 | 2.2 | 0 | -3 | 8.9 | 5.6 | 3.3 | 1 | -1.1 | -11.1 | -2.8 | -7.8 | 1 | -2 | 18.3 | 13 | 0.2 | -10.8 | -12.8 | -16.7 | 0 | -7.2 | 11.7 | -5 | -0.6 | -7.8 | 20.6 | 7.8 | 12.2 | 2.2 | 14.4 | -2.8 | 0.6 | -0.6 | 8.3 | -6.7 | 5.6 | -3.9 | 6.7 | -3.9 | 3.5 | -4.8 | 6.7 | 1.7 | 5 | 3.3 | 2.8 | 0 | -4.7 | -10.4 | 12.8 | -2.2 | -9.7 | -15.3
-15 | -16 | -5.6 | -10.6 | 12.2 | -4.3 | 10.7 | 0.7 | 0.2 | -2.2 | 18.9 | 6.7 | 8 | 4 | 14.4 | 9.4 | 22.2 | 6.1 | 11.1 | 8.9 | 11.1 | 9.4 | 20 | 11.7 | 12.8 | -5.6 | -2.2 | -3.3 | 19 | 18 | 15.6 | 7.2 | 17.2 | 5 | 2.2 | -0.6 | 8.9 | -8.9 | -1.1 | -17.2 | 25 | 13.3 | 1.1 | -0.3 | 11.3 | 5.2 | 0.6 | -5.6 | -5 | -11.1 | 3.5 | -2.2 | -1.1 | -6.1 | 6.3 | -5.6 | 4.1 | -2.8 | 4.4 | -5.6 | -12 | -15 | 2.2 | -3.3 | 5.6 | -2.2 | 2.2 | -1.7 | -8.3 | -15 | 5.6 | -2.8 | -10.6 | -16.2 | -10.6 | -17.2 | 8.3 | -2.6 | -3.3 | -13.9 | 5.7 | -1.5 | 13.5 | 13.4 | 10 | -0.6 | -21.1 | -25 | -1.7 | -12.2 | 9.4 | 3.3 | -1.1 | -15.6 | -4.4 | -8.3 | 1.7 | -4.2 | 12.8 | -6.1 | 10.6 | -0.6 | 12.2 | 8.3 | 17.2 | 2.8 | -2.8 | -11.1 | 8.3 | 6.1 | -4.4 | -7.8 | -5 | -12.2 | -3.9 | -10 | 8.9 | 3.1 | 0 | -2 | 12.8 | 6.1 | 3.9 | 1.1 | -0.6 | -10.6 | -1.1 | -7.2 | 1 | -1 | 18.9 | 13.3 | 1.7 | -13.3 | -12.8 | -16.7 | 1.1 | -7.8 | 12.8 | -3.3 | 0.7 | -6.1 | 21.3 | 8.3 | 14.4 | 0 | 16.6 | -1.3 | 1.1 | 0 | 9.1 | -6.3 | 7.8 | 0 | 7.2 | -4.4 | 4.4 | -4.4 | 6.7 | 0.6 | 6.1 | 3.9 | 3.2 | 0.1 | -1.7 | -10 | 12.8 | -2.8 | -8.7 | -13.7
-15 | -16 | -5.6 | -9.4 | 12.8 | -3.8 | 12 | 0.7 | 0 | -2.8 | 18.9 | 6.7 | 8 | 4 | 15 | 9.4 | 21.7 | 6.1 | 13.3 | 10 | 13 | 10 | 20.6 | 11.7 | 11.7 | -6.1 | -2.8 | -3.3 | 19 | 18 | 14.8 | 7.1 | 16.7 | 4.4 | 2.4 | -0.6 | 10 | -9.4 | 1.1 | -17.2 | 24.4 | 14.4 | 1.7 | -0.2 | 14.4 | 6.1 | -0.6 | -4.4 | -3.9 | -10 | 4.3 | -2.9 | -0.5 | -4.9 | 8.1 | -5.4 | 5.4 | -3 | 5 | -5.6 | -12 | -15 | 2.2 | -2.7 | 5.6 | -1.4 | 3.9 | -0.6 | -8.9 | -16.7 | 5.6 | -2.4 | -9.4 | -15.1 | -10 | -17.2 | 8.9 | -2.1 | -3.3 | -12.2 | 7 | -0.8 | 14.3 | 14 | 11.1 | -1.1 | -21.1 | -28.3 | 0 | -12.2 | 8.9 | 3.9 | -0.4 | -13.9 | -2.8 | -6.7 | 3.3 | -3.3 | 13.9 | -6.1 | 10 | -0.2 | 12.4 | 8.9 | 18.1 | 2.8 | -2.2 | -11.7 | 8.3 | 6.1 | -5.2 | -9 | -5 | -12.2 | -3.3 | -10 | 9.4 | 3.8 | 0 | -2 | 12.8 | 5.6 | 4.5 | 1.2 | 0.6 | -10 | -1.1 | -7.8 | 0 | -1 | 18.9 | 13.3 | 2.6 | -11.8 | -13.3 | -16.7 | 2.8 | -7.8 | 12.8 | -3.3 | 2 | -5.4 | 22.1 | 8.6 | 15.6 | -0.6 | 18.9 | 0 | 2.8 | 0.6 | 9.8 | -6.6 | 10 | -0.6 | 7.2 | -5 | 4 | -2.5 | 6.7 | 0.6 | 5.9 | 3.1 | 3.5 | 0 | -0.4 | -8.8 | 12.2 | -2.2 | -7.8 | -12.8
-14 | -16 | -3.9 | -9.4 | 13.3 | -4.4 | 13.3 | 0.6 | 0.2 | -2.8 | 20.6 | 6.1 | 9 | 4 | 15.5 | 9.2 | 20.6 | 7.2 | 13.9 | 9.4 | 14.8 | 10 | 20.6 | 11.1 | 12.2 | -6.1 | -3 | -3.6 | 20 | 18 | 14.1 | 7 | 17.2 | 3.9 | 2.6 | -0.7 | 10.6 | -7.8 | 2.8 | -16.7 | 24.4 | 13.3 | 2.2 | 0 | 14.4 | 6.5 | -1.1 | -3.9 | -3.3 | -10 | 5 | -4.4 | 0 | -4.3 | 10 | -5.6 | 6.7 | -3.9 | 5 | -5.6 | -12 | -15 | 2.2 | -2.6 | 5.6 | -0.6 | 4.4 | 0 | -7.8 | -15 | 5.6 | -2.4 | -8.3 | -15 | -10 | -17.2 | 9.4 | -2.2 | -2.8 | -11.1 | 8.3 | -0.6 | 15 | 14.4 | 11.1 | -1.1 | -20.6 | -28.3 | -0.6 | -12.2 | 8.3 | 3.9 | 0.4 | -13.6 | -1.1 | -5 | 5 | -2.8 | 13.9 | -6.7 | 9.5 | -0.1 | 12.6 | 9.5 | 19.1 | 2.5 | -2.2 | -11.7 | 8.3 | 6.1 | -5.9 | -10.6 | -5 | -12.2 | -3.3 | -10 | 10 | 4.4 | 0 | -3 | 13.9 | 5.6 | 5 | 1.1 | 1.1 | -10 | -0.6 | -6.7 | 0 | -1 | 18.9 | 13.3 | 3.5 | -11.9 | -13.3 | -17.2 | 3.9 | -7.8 | 12.8 | -2.2 | 3.3 | -5.6 | 22.8 | 8.9 | 14.4 | -1.1 | 21.1 | 0.6 | 3.9 | 0 | 10.6 | -8.3 | 10.6 | 1.1 | 8.3 | -5 | 3.7 | -1.5 | 6.1 | 1.1 | 5.8 | 2.1 | 3.9 | 0 | 0.9 | -8.4 | 12.2 | -2.8 | -8.2 | -12.4
-15 | -17 | -3.3 | -9.4 | 12 | -3.3 | 11.6 | 2.1 | 0.4 | -3.3 | 20.6 | 4.4 | 8 | 4 | 16.1 | 8.9 | 20 | 5.6 | 13.3 | 8.3 | 16.7 | 10 | 18.3 | 12.2 | 11.7 | -6.1 | -3.1 | -4 | 20 | 18 | 13.3 | 6.7 | 17.2 | 4.4 | 2.8 | -1.1 | 10 | -5.6 | 3.3 | -16.1 | 23.9 | 13.3 | 1.8 | -0.5 | 14.4 | 6.5 | -1.1 | -6.1 | -2.8 | -9.4 | 4.6 | -3.7 | 0.6 | -4.4 | 9.4 | -4.3 | 5.9 | -3.5 | 5 | -5.6 | -12 | -15 | 2.2 | -2.8 | 5.6 | 0 | 5 | 0 | -7.2 | -17.8 | 5.6 | -2.8 | -8.7 | -14.2 | -9.4 | -17.8 | 7.6 | -1.4 | -3.9 | -11.1 | 6.8 | -0.6 | 14.4 | 14.1 | 10.6 | -1.1 | -20.6 | -27.2 | -1.7 | -12.8 | 8.9 | 4.4 | 1.1 | -15.6 | 0.6 | -3.3 | 4.6 | -2.2 | 15 | -6.7 | 8.9 | 0 | 12.8 | 10 | 20 | 2.2 | -2.2 | -11.7 | 8.3 | 6.1 | -6.7 | -13.3 | -4.4 | -11.7 | -3.9 | -10.6 | 8.9 | 4.1 | 0 | -2 | 13.9 | 5.6 | 5.6 | 1.1 | 0.6 | -10.6 | -0.6 | -7.8 | 0 | -1 | 18.9 | 13.3 | 4.4 | -13.3 | -13.9 | -18.3 | 5 | -9.4 | 12.8 | -1.1 | 2.8 | -3.9 | 21.5 | 9.4 | 13.9 | -2.2 | 19.8 | 1.3 | 5 | 0 | 10.2 | -7.1 | 10.6 | 0.6 | 7.2 | -5.6 | 3.3 | -0.6 | 6.1 | 0.6 | 5.6 | 1.1 | 3.2 | -0.5 | 2.2 | -9.4 | 12.2 | -2.8 | -8.5 | -12.5
-16 | -17 | -3.3 | -9.4 | 10.7 | -3 | 10 | 2.8 | 0.6 | -4.4 | 20.6 | 4.4 | 7 | 4 | 14.6 | 9.4 | 19.4 | 5.6 | 12.8 | 8.9 | 15 | 9.8 | 17.2 | 11.7 | 10 | -5.6 | -3.3 | -4.4 | 19 | 18 | 12.6 | 6.9 | 16.7 | 3.9 | 2.8 | -1.4 | 9.4 | -5 | 3.9 | -15 | 24.4 | 13.9 | 1.5 | -0.9 | 14.4 | 6.7 | -2.8 | -7.8 | -3.3 | -8.9 | 4.3 | -3.3 | 0 | -3.8 | 8.9 | -4.1 | 5.2 | -3.6 | 4.4 | -6.1 | -11 | -14 | 2 | -2.2 | 5.6 | 0.3 | 5 | 0 | -7.8 | -16.1 | 5.2 | -1.5 | -9 | -14.3 | -10 | -18.3 | 5.7 | -1.5 | -3.9 | -10.6 | 5.4 | -0.6 | 13.9 | 13.8 | 8.9 | -1.1 | -21.1 | -27.2 | -2.2 | -12.8 | 7.2 | 4.4 | -0.4 | -13.2 | -1.1 | -3.9 | 4.3 | -1.9 | 14.4 | -6.7 | 7 | -0.2 | 12.6 | 10.4 | 16.5 | 1.8 | -2.8 | -12.2 | 7.6 | 5.8 | -6.9 | -12.1 | -4.4 | -11.7 | -3.9 | -11.1 | 7.8 | 3.8 | 0 | -3 | 10.6 | 5 | 4.8 | 1.3 | -0.6 | -10.6 | -1.1 | -7.8 | 1 | 0 | 18.7 | 13.2 | 3.1 | -11 | -13.9 | -18.9 | 4.4 | -10 | 12.8 | -2.2 | 2.2 | -3.4 | 20.2 | 10.1 | 13.3 | -1.7 | 18.5 | 1.5 | 5.6 | -0.6 | 9.8 | -7 | 9.4 | 0 | 6.7 | -4.4 | 3.5 | -0.4 | 6.7 | 0 | 3.9 | 0 | 2.4 | -1.4 | 1.7 | -8.2 | 11.1 | -3.9 | -8.9 | -13.3
-17 | -18 | -2.8 | -8.9 | 9.4 | -3.3 | 8.3 | 3.3 | -0.2 | -4 | 20 | 3.3 | 7 | 3 | 13.2 | 9.5 | 18.3 | 5.6 | 11.7 | 9.4 | 13.4 | 9.5 | 16.1 | 12.2 | 8.9 | -5.6 | -3.7 | -4.3 | 17 | 15 | 11.8 | 7.1 | 15 | 3.3 | 2.8 | -1.9 | 7.2 | -5 | 2.8 | -13.3 | 23.3 | 14.4 | 1.1 | -1.7 | 12.9 | 5.3 | -5 | -9.4 | -3.9 | -9.4 | 3.9 | -3.3 | -0.5 | -3.9 | 8.3 | -4.4 | 4.4 | -4.4 | 3.9 | -6.1 | -12 | -14 | 1.9 | -2 | 5.6 | 0.7 | 4.4 | 0 | -9.4 | -19.4 | 4.8 | -0.7 | -9.4 | -15 | -11.1 | -18.9 | 3.9 | -1.7 | -4.4 | -13.3 | 3.9 | -1.1 | 13.3 | 13.3 | 6.1 | -0.6 | -21.7 | -28.3 | -3.3 | -13.3 | 6.7 | 3.9 | -1.8 | -13.2 | -2.8 | -5.6 | 3.9 | -2.2 | 10.6 | -6.7 | 5.2 | -0.4 | 12.4 | 10.8 | 12.9 | 0.3 | -3.9 | -11.7 | 6.8 | 5.5 | -7 | -11.9 | -4.4 | -10.6 | -5 | -11.7 | 6.7 | 3.3 | -1 | -3 | 8.3 | 5.6 | 4.1 | 1.6 | -1.7 | -10.6 | -1.1 | -8.3 | 1 | -1 | 18.5 | 13 | 1.9 | -10.6 | -14.4 | -18.3 | 3.9 | -10.6 | 10.6 | -1.7 | 1.7 | -3.3 | 18.9 | 10 | 12.2 | -2.8 | 17.2 | 1.7 | 5 | 0.6 | 9.4 | -7.8 | 8.3 | -0.6 | 3.3 | -4.4 | 3.7 | -0.4 | 6.1 | 1.1 | 2.3 | -0.8 | 1.7 | -2.2 | 1.1 | -8.2 | 11.7 | -3.3 | -10.4 | -13.9
-18 | -20 | -2.8 | -9.4 | 9.2 | -3 | 7 | 3.1 | -0.9 | -4.3 | 18.3 | 3.3 | 6 | 3 | 11.7 | 9.4 | 16.7 | 6.7 | 11.1 | 9.4 | 11.7 | 8.9 | 15.6 | 12.8 | 8.9 | -5.6 | -4 | -4.4 | 19 | 17 | 11.1 | 7.2 | 13.9 | 2.8 | 2.8 | -2.8 | 3.9 | -4.4 | 1.1 | -7.8 | 22.8 | 14.4 | 0.5 | -1.7 | 11.5 | 3.8 | -6.7 | -11.7 | -3.9 | -9.4 | 2.6 | -2.9 | -1.1 | -4.4 | 6.3 | -1.8 | 4 | -3.7 | 3.3 | -6.7 | -11 | -14 | 1.7 | -2.2 | 5.6 | 1.1 | 3.9 | 0 | -12.2 | -20.6 | 4.4 | 0 | -9.2 | -13.7 | -12.2 | -18.9 | 2.6 | -1.5 | -5 | -15.6 | 2.6 | -1.2 | 13.5 | 13.4 | 5 | -0.6 | -22.8 | -29.4 | -3.3 | -13.3 | 6.7 | 3.9 | -3.3 | -14.4 | -3.9 | -6.1 | 2.4 | -2.4 | 7.8 | -7.2 | 3.3 | -1.1 | 12.2 | 11.1 | 9.4 | -1.1 | -4.4 | -12.8 | 6.1 | 5 | -7.2 | -12.2 | -4.4 | -11.1 | -6.7 | -11.7 | 5.9 | 2.9 | -1 | -2 | 7.8 | 5.6 | 3.3 | 1.7 | -2.8 | -10 | -1.7 | -8.3 | 2 | -1 | 18.3 | 12.8 | 0.6 | -11.7 | -14.4 | -17.8 | 2.8 | -9.4 | 10.6 | -1.7 | 0.2 | -3.6 | 17.2 | 10.6 | 11.7 | -2.2 | 15.5 | 2.3 | 3.9 | 1.1 | 8.7 | -5.6 | 7.2 | -1.1 | 0.6 | -4.4 | 3.9 | -0.6 | 6.1 | -0.6 | 0.6 | -2.2 | 0.8 | -2.4 | 0.6 | -9.4 | 11.1 | -3.3 | -11.8 | -15.1
-22 | -24 | -3.3 | -10 | 9.1 | -2.8 | 5.7 | 2.7 | -1.7 | -5 | 17.2 | 2.8 | 5 | 2 | 10.9 | 9.2 | 17.2 | 6.1 | 11.1 | 8.9 | 11.7 | 9.1 | 15 | 13.3 | 8.9 | -5.6 | -4.4 | -4.4 | 18 | 18 | 10.5 | 7.6 | 13.3 | 2.8 | 3 | -2.4 | 2.2 | -4.4 | 0.6 | -8.3 | 22.8 | 14.4 | 0 | -1.8 | 10 | 2.2 | -7.2 | -13.3 | -3.9 | -10 | 1.3 | -2.8 | -1.3 | -4.4 | 4.2 | -1 | 3.7 | -3.4 | 2.2 | -7.2 | -11 | -13 | 1.5 | -1.7 | 4.8 | 1.1 | 3.3 | 0 | -14.4 | -20.6 | 4 | -0.2 | -9.1 | -12.9 | -13.3 | -19.4 | 1.3 | -1.7 | -5.6 | -16.7 | 1.3 | -1.6 | 13.7 | 13.4 | 3.9 | -1.1 | -24.4 | -31.1 | -3.9 | -13.9 | 6.7 | 4.4 | -3.7 | -13.3 | -4.4 | -6.1 | 0.9 | -2.8 | 6.1 | -7.2 | 3.5 | -1.3 | 12 | 10.9 | 7.7 | -0.9 | -5.6 | -12.2 | 6.1 | 4.9 | -7.6 | -12 | -4.4 | -12.2 | -7.8 | -11.7 | 5.2 | 2.7 | -1 | -2 | 7.2 | 5.6 | 3.3 | 1.7 | -3.9 | -9.4 | -2.8 | -9.4 | 2 | -1 | 18.1 | 13.2 | -0.9 | -8.6 | -15 | -17.8 | 2.2 | -7.2 | 11.1 | -1.7 | -1.3 | -4.7 | 15.6 | 10.6 | 10.6 | -1.1 | 13.9 | 2.8 | 3.3 | 1.1 | 7.9 | -4.6 | 6.7 | -1.1 | -0.6 | -5 | 3.2 | -0.4 | 5.6 | -0.6 | 1 | -1.7 | -0.2 | -3 | 1.1 | -8 | 9.4 | -3.3 | -13.3 | -16.7
-22 | -23 | -5.6 | -10.6 | 8.9 | -3.3 | 4.4 | 2.2 | -2.4 | -5.2 | 16.1 | 2.8 | 5 | 3 | 10.2 | 9.2 | 16.1 | 6.1 | 11.1 | 8.9 | 11.7 | 9.3 | 14.4 | 12.8 | 8.9 | -5.6 | -4.6 | -5.6 | 17 | 17 | 10 | 8.1 | 12.2 | 2.8 | 3.1 | -2.3 | 2.8 | -3.9 | -0.6 | -10 | 22.8 | 14.4 | -0.6 | -2.2 | 9.8 | 1.9 | -7.8 | -14.4 | -4.4 | -10 | 0 | -3.3 | -1.5 | -4.8 | 2.2 | -0.6 | 3.3 | -3.9 | 1.7 | -7.8 | -11 | -13 | 1.3 | -1.6 | 4.1 | 1.1 | 3.3 | 0 | -13.9 | -21.7 | 3.7 | -0.3 | -8.9 | -12.8 | -13.3 | -18.9 | 0 | -2.2 | -6.1 | -20 | 0 | -2.2 | 13.9 | 13.3 | 5.6 | -1.7 | -23.9 | -30 | -3.9 | -13.3 | 6.7 | 4.4 | -4 | -13.1 | -6.1 | -7.2 | -0.6 | -3.9 | 5.6 | -6.7 | 3.7 | -1.5 | 11.9 | 10.8 | 6.1 | -1.1 | -7.2 | -13.3 | 6.1 | 4.6 | -7.9 | -12.2 | -5 | -12.2 | -8.3 | -12.2 | 4.4 | 2.2 | 0 | -1 | 7.2 | 6.1 | 3.3 | 1.7 | -3.9 | -10 | -3.3 | -10 | 1 | 0 | 18 | 13.5 | -2.4 | -7.8 | -15.6 | -18.9 | 2.8 | -8.3 | 11.1 | -1.1 | -2.8 | -6.1 | 13.9 | 10.6 | 9.4 | -0.6 | 12.2 | 2.8 | 2.8 | 1.1 | 7.2 | -4.4 | 6.7 | -1.1 | -0.6 | -4.4 | 2.4 | -0.5 | 5.6 | -0.6 | 1.3 | -1.6 | -1.1 | -3.9 | 1.7 | -7.5 | 8.3 | -3.3 | -14.2 | -17
-19 | -21 | -7.2 | -10.6 | 8.7 | -3.1 | 3.7 | 1.9 | -3.2 | -5.8 | 15 | 2.8 | 4 | 3 | 9.4 | 8.9 | 15.6 | 6.1 | 11.1 | 10 | 11.7 | 9.4 | 13.9 | 12.8 | 8.3 | -5.6 | -4.8 | -6.7 | 17 | 16 | 9.4 | 8.3 | 12.2 | 3.3 | 3.3 | -2.8 | 3.3 | -4.4 | -0.6 | -10.6 | 22.2 | 14.4 | -0.8 | -2.2 | 9.6 | 1.5 | -8.9 | -15 | -4.4 | -9.4 | -0.9 | -3.4 | -1.7 | -5.6 | 1.7 | -0.9 | 2.9 | -3.6 | 1.7 | -7.8 | -11 | -14 | 1.1 | -1.7 | 3.3 | 1.1 | 3.9 | 0.6 | -15 | -22.8 | 3.3 | -0.6 | -8.3 | -11.5 | -14.4 | -18.9 | -0.2 | -2 | -6.7 | -18.3 | -0.4 | -2.2 | 13.5 | 13.2 | 3.9 | -1.7 | -23.3 | -28.9 | -4.4 | -12.8 | 6.7 | 4.4 | -4.4 | -14.4 | -7.8 | -8.3 | -1 | -3.7 | 3.9 | -5.6 | 3.9 | -2.2 | 11.7 | 10.6 | 4.4 | -1.7 | -7.8 | -13.3 | 6.1 | 4.4 | -8.3 | -13.3 | -5 | -12.2 | -8.9 | -12.8 | 3.5 | 1.5 | -1 | -1 | 6.1 | 5 | 3.3 | 1.7 | -5 | -10.6 | -3.9 | -10 | 1 | 0 | 17.8 | 13.9 | -3.9 | -7.8 | -14.4 | -18.3 | 2.8 | -7.8 | 9.4 | 2.2 | -3.3 | -6.1 | 14.1 | 11.1 | 6.1 | -1.7 | 11.1 | 3.4 | 2.2 | 1.1 | 5.4 | -2.8 | 9.4 | -1.1 | -2.8 | -4.4 | 1.7 | -0.6 | 5.6 | -0.6 | 1.7 | -1.7 | -1.5 | -3.7 | 2.2 | -8.3 | 8.9 | -3.3 | -15.2 | -17.9
-21 | -22 | -7.8 | -11.1 | 8.5 | -3.2 | 2.9 | 1.4 | -3.9 | -6.7 | 13.9 | 2.8 | 4 | 4 | 8.7 | 8.1 | 16.1 | 5.6 | 11.1 | 10 | 11.3 | 9.2 | 13.3 | 12.8 | 7.8 | -5 | -5 | -8.3 | 17 | 13 | 9 | 8 | 12.8 | 3.9 | 1.8 | -2.4 | 1.1 | -3.9 | -1.1 | -11.1 | 22.2 | 14.4 | -0.9 | -2 | 9.4 | 1.1 | -10 | -15.6 | -4.4 | -9.4 | -1.9 | -3.8 | -2.4 | -5.5 | 1.1 | -1.4 | 2.6 | -4.1 | 0 | -7.8 | -11 | -13 | 0.9 | -1.4 | 3.3 | 1.2 | 3.9 | 0 | -17.8 | -23.3 | 2.8 | -0.6 | -7.8 | -10.9 | -14.4 | -18.9 | -0.4 | -2.1 | -7.8 | -18.3 | -0.7 | -2.2 | 13.2 | 13.1 | 4.4 | -1.7 | -22.2 | -27.8 | -5 | -12.8 | 6.7 | 4.4 | -4.6 | -13.2 | -1.1 | -3.3 | -1.3 | -3.5 | 2.2 | -6.1 | 4.1 | -2.2 | 11.5 | 10.3 | 3.1 | -2.1 | -10 | -14.4 | 5.5 | 4 | -9.4 | -12.9 | -5.6 | -11.1 | -8.9 | -12.8 | 2.6 | 0.6 | -1 | -1 | 5.6 | 5 | 3.1 | 1.5 | -3.9 | -11.1 | -3.9 | -10.6 | 1 | 0 | 17.4 | 14.1 | -4.6 | -7.3 | -15 | -18.9 | 2.2 | -7.8 | 8.9 | 2.2 | -3.9 | -6.5 | 14.2 | 11.7 | 5.6 | -7.2 | 10 | 3.7 | 1.7 | 0.6 | 3.5 | -2.5 | 11.7 | -0.6 | -3.3 | -4.4 | 1.5 | -0.5 | 5.6 | -1.1 | 1.1 | -1.7 | -1.8 | -3.6 | 1.7 | -7 | 8.3 | -3.9 | -16.1 | -18.9
-18 | -20 | -7.8 | -11.1 | 8.3 | -3.9 | 2.2 | 1.1 | -4.8 | -7.5 | 11.1 | 2.8 | 5 | 3 | 7.9 | 7.3 | 15.6 | 5 | 11.7 | 10.6 | 11 | 9.3 | 12.8 | 12.8 | 7.2 | -5 | -5.7 | -9.2 | 17 | 13 | 8.7 | 7.7 | 12.8 | 3.3 | 0.4 | -2.6 | 0.6 | -3.3 | -1.7 | -10.6 | 22.2 | 15 | -1.1 | -2.2 | 8.7 | 0.9 | -11.7 | -16.7 | -4.4 | -9.4 | -2.8 | -4.4 | -3.2 | -6 | 0.6 | -2.2 | 2.2 | -5 | -1.7 | -6.7 | -12 | -15 | 0.8 | -1 | 3.3 | 1.5 | 3.3 | 0 | -19.4 | -23.3 | 2.2 | -0.8 | -7.2 | -10.6 | -14.4 | -18.3 | -0.6 | -2.2 | -8.3 | -19.4 | -1.1 | -2.8 | 12.8 | 12.8 | 3.3 | 3.3 | -20.6 | -26.7 | -5.6 | -12.2 | 6.7 | 4.4 | -4.8 | -12.9 | -1.7 | -4.4 | -1.7 | -3.9 | 0.6 | -6.7 | 4.2 | -2.5 | 11.3 | 9.9 | 1.9 | -2.6 | -11.1 | -14.4 | 5 | 3.8 | -10.6 | -13.2 | -5.6 | -11.7 | -10.6 | -13.9 | 1.7 | 0 | -2 | -2 | 4.4 | 3.9 | 3 | 1.2 | -3.9 | -11.7 | -4.4 | -11.1 | 1 | 0 | 17.1 | 14.4 | -5.4 | -7.4 | -13.9 | -17.8 | 1.7 | -7.8 | 7.8 | 2.8 | -4.4 | -7.2 | 14.4 | 12.2 | 2.2 | -6.1 | 8.9 | 3.9 | 1.1 | 0.6 | 1.7 | -2.8 | 7.8 | -0.6 | -2.2 | -5 | 1.3 | -0.4 | 5.6 | -0.6 | 0.6 | -2 | -2.2 | -3.9 | 1.1 | -7 | 11.7 | -3.9 | -15.5 | -18.4
-22 | -24 | -7.8 | -10.6 | 7.6 | -3.4 | 2.4 | 1.1 | -5.8 | -9 | 11.7 | 3.3 | 5 | 3 | 7.2 | 6.7 | 14.4 | 5 | 11.7 | 10 | 10.6 | 8.9 | 12.2 | 12.2 | 5.6 | -5 | -6.5 | -10.6 | 16 | 13 | 8.3 | 7.2 | 12.8 | 3.9 | -1.1 | -3.3 | 0.6 | -3.3 | -2.2 | -11.7 | 21.7 | 14.4 | -1.1 | -2 | 7.9 | 0.8 | -12.2 | -17.2 | -5.6 | -8.9 | -3.2 | -4.7 | -3.9 | -6.7 | 0.4 | -2.2 | 1.8 | -4 | -1.7 | -6.7 | -13 | -16 | 0.6 | -1.1 | 3.3 | 1.7 | 3.3 | 0 | -20 | -24.4 | 1.7 | -1.1 | -7.2 | -10 | -13.9 | -18.3 | -1 | -2.5 | -8.9 | -18.9 | -1.5 | -3 | 14.1 | 14.1 | 2.8 | -1.7 | -20.6 | -26.1 | -6.1 | -12.2 | 6.7 | 4.4 | -5 | -13.9 | 1.1 | -2.8 | -0.8 | -2.9 | -2.8 | -7.2 | 4.4 | -3.3 | 11.1 | 9.4 | 0.6 | -3.9 | -11.7 | -14.4 | 4.4 | 3.3 | -11.7 | -13.9 | -6.1 | -11.1 | -12.2 | -15.6 | 1.5 | -0.1 | -1 | -1 | 4.4 | 3.3 | 2.8 | 1.1 | -4.4 | -11.7 | -5 | -12.2 | 2 | 0 | 16.7 | 14.4 | -6.1 | -7.8 | -15 | -17.8 | 1.7 | -7.8 | 7.8 | 2.8 | -4.6 | -7.2 | 14.2 | 11.9 | 1.1 | -6.7 | 8.2 | 3.9 | 0.6 | 0 | 1.1 | -2.2 | 6.7 | -0.6 | -4.4 | -5.6 | 1.1 | -0.6 | 5.6 | -0.6 | 0 | -2.8 | -2.2 | -3.8 | 0.6 | -7.8 | 10.6 | -4.4 | -15 | -18.5
-22 | -22 | -5.6 | -8.9 | 6.8 | -3.3 | 2.6 | 1 | -6.7 | -10.6 | 8.9 | 2.8 | 5 | 4 | 7 | 6.3 | 12.8 | 5.6 | 11.1 | 10 | 9.8 | 8.1 | 11.7 | 11.7 | 2.8 | -4.4 | -7.2 | -12.2 | 16 | 12 | 7.9 | 7 | 12.8 | 6.1 | -2 | -3.9 | 0 | -3.9 | -3.3 | -11.1 | 20.6 | 13.9 | -1.1 | -1.7 | 7.2 | 0.6 | -13.3 | -17.2 | -4.4 | -8.9 | -3.5 | -5 | -3.9 | -6.4 | 0.2 | -2.5 | 1.5 | -3.7 | -1.1 | -6.1 | -15 | -17 | 0.6 | -0.7 | 3.9 | 2.4 | 3.3 | 0 | -22.8 | -27.2 | 1.7 | -0.9 | -7.2 | -9.7 | -13.3 | -17.8 | -1.3 | -2.8 | -10 | -20.6 | -1.8 | -3.6 | 15.4 | 15.4 | 1.7 | -1.7 | -20 | -25.6 | -6.7 | -11.7 | 7.2 | 5 | -5.2 | -12.6 | 1.7 | -2.8 | 0.2 | -2.1 | 0.6 | -5 | 3.7 | -2.9 | 10.4 | 9 | -0.3 | -3.9 | -11.7 | -14.4 | 4.4 | 3.1 | -12.2 | -13.9 | -6.7 | -12.8 | -12.8 | -15.6 | 1.3 | 0 | -4 | -5 | 3.9 | 2.8 | 3 | 1.2 | -4.4 | -11.7 | -5.6 | -12.8 | 2 | 0 | 16.5 | 14.5 | -6.5 | -8 | -15.6 | -18.9 | 1.7 | -7.8 | 7.2 | 3.3 | -4.8 | -7.5 | 14.1 | 11.5 | 0.6 | -8.3 | 7.4 | 3.6 | 0 | 0 | 0.6 | -2 | 5.6 | -1.7 | -5 | -5.6 | 0.9 | -0.6 | 5.6 | 0 | 0 | -2.4 | -2.2 | -4 | 0.8 | -6 | 11.7 | -5 | -14.4 | -18.9
-20 | -21 | -5.6 | -8.9 | 6.1 | -3.9 | 2.8 | 1.1 | -7.6 | -10.9 | 7.2 | 2.8 | 5 | 4 | 6.9 | 6 | 12.8 | 5.6 | 10.6 | 10 | 9.1 | 7.1 | 11.1 | 11.1 | 2.8 | -4.4 | -7.8 | -12 | 15 | 11 | 7.6 | 6.9 | 12.2 | 6.7 | -3 | -4.9 | 0.6 | -3.3 | -3.3 | -11.1 | 19.4 | 13.9 | -1.1 | -1.7 | 5.7 | 0.2 | -13.3 | -17.2 | -5 | -8.9 | -3.9 | -5.6 | -3.9 | -6.4 | 0 | -3.3 | 1.1 | -3.9 | 0 | -6.1 | -15 | -17 | 0.6 | -0.4 | 4.4 | 3.2 | 2.8 | 0 | -22.2 | -28.3 | 1.7 | -0.9 | -7.2 | -10 | -12.2 | -16.7 | -1.7 | -3.3 | -10.6 | -20.6 | -2.2 | -4.4 | 16.7 | 16.7 | 1.1 | -1.7 | -20 | -26.1 | -7.2 | -11.7 | 7.8 | 5 | -5.4 | -12.6 | 0.6 | -3.3 | 1.1 | -1.7 | -1.1 | -5.6 | 2.9 | -2.9 | 9.6 | 8.4 | -1.3 | -4.6 | -11.1 | -13.3 | 4.4 | 2.6 | -12.8 | -14.1 | -7.8 | -13.9 | -12.8 | -15.6 | 1.1 | 0 | -5 | -6 | 3.3 | 2.8 | 3.1 | 1.5 | -5 | -11.7 | -6.7 | -13.3 | 2 | 0 | 16.3 | 14.5 | -6.8 | -8.3 | -16.1 | -19.4 | 1.7 | -7.2 | 8.3 | 5 | -5 | -8.3 | 13.9 | 11.1 | 0 | -7.2 | 6.7 | 3.3 | 0 | 0 | 0 | -2.2 | 5.6 | -2.2 | -3.9 | -4.4 | 0.8 | -0.7 | 5.6 | 0 | 0 | -2.4 | -2.2 | -4.4 | 0.9 | -5.5 | 11.1 | -5 | -15 | -18.8
-17 | -20 | -5 | -7.2 | 6.1 | -3.6 | 3 | 1.4 | -8.5 | -11.6 | 6.7 | 3.3 | 5 | 4 | 6.7 | 5.6 | 12.2 | 4.4 | 10.6 | 8.9 | 8.3 | 6.1 | 10.6 | 10.6 | 2.2 | -5 | -8.3 | -12.2 | 14 | 6 | 7.2 | 6.7 | 12.2 | 5 | -3.9 | -6.1 | 1.1 | -2.8 | -3.3 | -10 | 19.4 | 13.3 | -1.3 | -1.8 | 4.3 | 0.1 | -14.4 | -18.3 | -4.4 | -8.9 | -4.1 | -5.6 | -3.9 | -6.7 | -0.4 | -3.1 | -0.2 | -3.3 | 0 | -6.7 | -14 | -17 | 0.6 | 0 | 5 | 3.9 | 2.8 | 0 | -22.2 | -26.1 | 1.7 | -1.1 | -7.6 | -9.9 | -11.1 | -15 | -1.7 | -3.2 | -11.1 | -21.1 | -2.2 | -4.1 | 16.9 | 16.9 | 2.8 | -1.7 | -18.9 | -24.4 | -7.2 | -11.7 | 7.8 | 5.6 | -5.6 | -13.3 | -1.1 | -4.4 | 1.5 | -0.9 | -2.2 | -5.6 | 2.2 | -3.3 | 8.9 | 7.8 | -2.2 | -5.6 | -12.2 | -13.9 | 4.4 | 2.2 | -13.3 | -14.4 | -7.8 | -13.9 | -12.8 | -15.6 | 0.7 | -0.5 | -1 | -2 | 3.3 | 2.8 | 3.3 | 1.7 | -5.6 | -11.7 | -6.7 | -13.3 | 2 | 0 | 16.1 | 14.4 | -7.2 | -8.9 | -16.1 | -19.4 | 1.1 | -7.8 | 6.7 | 3.3 | -5.4 | -7.8 | 14.3 | 11.7 | -2.2 | -8.3 | 5.8 | 3.1 | 0 | 0 | 0.9 | -1.9 | 4.4 | -1.7 | -6.7 | -6.7 | 0.6 | -1.1 | 5.6 | -0.6 | 0 | -2.8 | -2.6 | -4.4 | 1.1 | -5.6 | 10.6 | -5.6 | -15.5 | -19.1
-16 | -18 | -5 | -7.2 | 6.1 | -3.6 | 3.1 | 1.8 | -9.4 | -12.8 | 6.7 | 2.8 | 5 | 4 | 6.3 | 5 | 11.7 | 5 | 10.6 | 8.9 | 8.3 | 6.5 | 12.8 | 12.8 | 2.8 | -4.4 | -8.9 | -12.8 | 13 | 5 | 6.8 | 6.2 | 11.7 | 4.4 | -4.5 | -6.1 | 1.7 | -2.2 | -3.9 | -9.4 | 18.3 | 13.9 | -1.5 | -2 | 2.8 | -0.6 | -15.6 | -18.3 | -4.4 | -8.9 | -4.2 | -5.7 | -4.5 | -6.7 | -0.7 | -3.2 | -1.5 | -3.4 | -1.1 | -6.7 | -14 | -17 | 1 | 0.2 | 4.6 | 3.7 | 2.8 | 0 | -23.9 | -29.4 | 2.1 | -0.9 | -7.9 | -10 | -9.4 | -13.3 | -1.7 | -3.2 | -11.7 | -22.8 | -2.2 | -4.1 | 17 | 17 | 1.7 | -1.7 | -17.8 | -22.8 | -7.8 | -11.7 | 7.2 | 5.6 | -6.5 | -12.5 | -0.6 | -4.4 | 1.8 | -0.5 | -3.3 | -6.7 | 1.7 | -3.7 | 8.5 | 7.3 | -2.9 | -5.1 | -11.1 | -13.3 | 4.2 | 2.2 | -13.3 | -14.1 | -8.3 | -14.4 | -11.7 | -14.4 | 0.4 | -1.1 | 1 | 0 | 3.3 | 2.8 | 3.9 | 1.8 | -6.1 | -11.7 | -8.3 | -14.4 | 2 | 0 | 15.7 | 14.3 | -7.2 | -8.7 | -16.1 | -18.9 | 1.7 | -7.8 | 5.6 | 3.3 | -5.7 | -7.6 | 14.6 | 12.3 | -3.3 | -9.4 | 4.8 | 2.7 | 0 | 0 | 1.9 | -1.8 | 4.4 | -1.7 | -6.1 | -6.7 | 0.6 | -0.9 | 6.1 | 0 | 0.4 | -1.7 | -2.9 | -4.5 | 1.5 | -3.3 | 11.7 | -5.6 | -16.1 | -20
-15 | -17 | -5 | -7.2 | 6.1 | -4.4 | 3.3 | 2.2 | -10.5 | -13.3 | 5 | 1.7 | 6 | 5 | 6 | 4.2 | 11.7 | 5.6 | 10.6 | 10 | 8.3 | 6.9 | 12.8 | 12.8 | 2.8 | -5.6 | -8.9 | -13 | 13 | 4 | 6.5 | 5.9 | 11.7 | 4.4 | -5 | -6.2 | 2.2 | -2.2 | -4.4 | -11.7 | 17.8 | 14.4 | -1.7 | -2.2 | 2.1 | -0.9 | -15.6 | -18.3 | -4.4 | -8.3 | -4.4 | -6.1 | -5 | -6.7 | -1.1 | -3.9 | -2.8 | -3.9 | -1.7 | -7.2 | -15 | -17 | 1.3 | 0.4 | 4.3 | 3.6 | 2.8 | 0 | -23.3 | -32.8 | 2.4 | -0.9 | -8.3 | -10.6 | -9.4 | -12.8 | -1.7 | -3.3 | -12.2 | -23.3 | -2.2 | -4.4 | 17.2 | 17.2 | 1.1 | -1.7 | -17.8 | -22.2 | -8.9 | -11.7 | 7.8 | 6.7 | -7.4 | -12.4 | -2.8 | -6.1 | 2.2 | 0 | -3.9 | -6.7 | 1.1 | -4.6 | 8.2 | 6.7 | -3.7 | -5.3 | -10.6 | -13.3 | 4.1 | 2.3 | -13.3 | -14 | -10 | -15 | -11.1 | -14.4 | 0 | -1.7 | 1 | 0 | 4.4 | 3.9 | 4.4 | 1.6 | -6.7 | -11.7 | -8.9 | -15 | 2 | 0 | 15.4 | 14.1 | -7.2 | -8.7 | -16.7 | -20 | 1.1 | -7.2 | 6.1 | 2.8 | -6.1 | -7.8 | 15 | 12.8 | -3.9 | -9.4 | 3.9 | 2.2 | 0 | 0 | 2.8 | -2.2 | 4.4 | -1.7 | -5.6 | -6.1 | 0.6 | -0.9 | 5.6 | 1.1 | 0.7 | -1.1 | -3.3 | -5 | 1.8 | -2.2 | 11.1 | -5.6 | -16.3 | -19.6
-14 | -17 | -5 | -7.2 | 7 | -3.4 | 4.8 | 2.8 | -11.7 | -14.3 | 5.6 | 1.7 | 6 | 5 | 5.6 | 3.3 | 11.7 | 5 | 10.6 | 10 | 8.3 | 7.2 | 12.8 | 12.8 | 2.2 | -6.1 | -8.9 | -13.7 | 12 | 3 | 6.1 | 5.6 | 11.7 | 4.4 | -5.6 | -6.7 | 2.2 | -2.2 | -4.4 | -11.1 | 18.3 | 14.4 | -1.5 | -2.1 | 1.3 | -1.4 | -15 | -18.3 | -5 | -8.9 | -3.7 | -5.3 | -5.6 | -7.2 | 0.2 | -2.8 | -0.6 | -2.8 | -2.2 | -7.2 | -15 | -18 | 1.7 | 0.6 | 3.9 | 3.3 | 2.2 | -0.6 | -23.9 | -27.8 | 2.8 | -1.1 | -8.3 | -10.4 | -8.3 | -11.7 | -1.7 | -3.4 | -12.8 | -22.8 | -1.8 | -4.2 | 17.9 | 17.6 | 1.1 | -1.7 | -17.2 | -21.7 | -9.4 | -11.7 | 8.3 | 6.7 | -8.3 | -13.3 | -2.8 | -5.6 | 2.4 | 0.1 | -3.9 | -6.1 | 0.6 | -6.1 | 7.8 | 6.1 | -4.4 | -5.6 | -11.1 | -13.9 | 3.9 | 2.2 | -13.3 | -13.9 | -10.6 | -16.1 | -11.1 | -13.9 | 0.6 | -1.2 | 1 | 0 | 4.4 | 3.9 | 5 | 1.7 | -6.7 | -11.7 | -9.4 | -15 | 2 | 0 | 15 | 13.9 | -7.2 | -8.9 | -16.1 | -19.4 | 1.1 | -7.2 | 6.1 | 3.3 | -5.9 | -7.6 | 16.1 | 13.4 | -3.3 | -10 | 5.4 | 3.1 | 0 | 0 | 3.7 | -1.6 | 3.3 | -1.7 | -6.1 | -6.7 | 0.6 | -1.1 | 5.6 | 1.7 | 1.1 | -0.6 | -2.8 | -4.4 | 2.2 | -1.1 | 8.9 | -5.6 | -16.5 | -19.5
-13 | -16 | -5 | -6.7 | 8 | -2.8 | 6.3 | 3.3 | -12.8 | -15.6 | 6.1 | 2.8 | 6 | 5 | 7.6 | 4.6 | 13.9 | 6.1 | 10.6 | 9.4 | 8.3 | 7.4 | 12.8 | 12.8 | 4.4 | -6.1 | -8.9 | -15 | 12 | 2 | 10 | 7.5 | 11.7 | 5 | -2.4 | -5.3 | 3.3 | -1.7 | -4.4 | -10.6 | 19.4 | 14.4 | -1.3 | -2.2 | 0.6 | -2.2 | -13.9 | -16.7 | -6.7 | -9.4 | -2.9 | -4.7 | -3.9 | -6.1 | 1.5 | -2.3 | 1.7 | -2.1 | -1.1 | -6.1 | -15 | -18 | 1.9 | 0.7 | 5.4 | 4.4 | 2.2 | -0.6 | -23.3 | -30.6 | 2.8 | -0.9 | -8.3 | -10.5 | -6.1 | -10 | -1.7 | -3.5 | -12.2 | -22.8 | -1.5 | -4.4 | 18.7 | 17.9 | 1.7 | -1.1 | -17.8 | -22.8 | -8.3 | -10.6 | 8.3 | 7.2 | -4.6 | -11 | -3.9 | -6.7 | 2.6 | 0.3 | -1.7 | -5 | 2.6 | -4.9 | 9.5 | 7.6 | -0.7 | -3.4 | -11.1 | -15 | 4.1 | 1.3 | -12.9 | -13.7 | -10 | -16.1 | -10 | -12.2 | 1.1 | -0.9 | 1 | -1 | 5 | 3.9 | 5.6 | 1.7 | -5.6 | -12.2 | -10 | -15.6 | 2 | 0 | 16.3 | 14.3 | -3.3 | -6.8 | -13.9 | -18.3 | 0.6 | -6.7 | 5.6 | 3.3 | -5.8 | -7.9 | 17.2 | 13.9 | -2.2 | -10 | 6.8 | 3.8 | 1.1 | 0.6 | 4.7 | -1.5 | 2.2 | -2.2 | -3.3 | -3.3 | 0.6 | -0.9 | 5 | 2.8 | 1.8 | 0.2 | -2.2 | -4 | 2.4 | -0.6 | 8.9 | -5 | -16.7 | -20
-12 | -15 | -4.4 | -6.1 | 8.9 | -2.8 | 7.8 | 3.9 | -7.4 | -12.3 | 10 | 3.3 | 6 | 5 | 9.7 | 5.9 | 17.2 | 7.2 | 11.1 | 10 | 8.3 | 7.6 | 13.3 | 13.3 | 7.8 | -6.1 | -8.3 | -13.6 | 13 | 2 | 13.9 | 9 | 12.2 | 5 | 0.7 | -4.5 | 5 | -1.7 | -2.2 | -11.1 | 22.8 | 15 | -1.1 | -2.2 | 2.8 | -0.9 | -12.2 | -15 | -5.6 | -9.4 | -2.2 | -4.4 | -2.3 | -5.4 | 2.8 | -2.2 | 3.9 | -2.2 | -0.6 | -5.6 | -16 | -19 | 2 | 0.8 | 6.8 | 5.1 | 2.2 | 0 | -19.4 | -20.6 | 2.8 | -0.9 | -8.3 | -11.1 | -3.9 | -8.3 | -1.7 | -3.9 | -10.6 | -22.2 | -1.1 | -5 | 19.4 | 18.3 | 2.2 | -1.1 | -15.6 | -20.6 | -6.1 | -10 | 10 | 8.3 | -0.9 | -10.2 | -3.3 | -6.7 | 2.8 | 0.6 | 1.7 | -3.9 | 4.7 | -4.3 | 11.1 | 9.1 | 3 | -2 | -8.3 | -12.8 | 4.2 | 0.1 | -12.6 | -13.6 | -9.4 | -17.2 | -7.2 | -10 | 1.7 | -0.6 | 2 | 0 | 5.6 | 5 | 6.1 | 1.8 | -4.4 | -12.2 | -8.3 | -15 | 2 | 0 | 17.6 | 14.7 | 0.5 | -5.8 | -12.8 | -17.2 | 1.1 | -6.1 | 5.6 | 3.3 | -5.6 | -8.3 | 18.3 | 14.4 | -2.2 | -10.6 | 8.3 | 4.4 | 3.3 | 2.2 | 5.6 | -1.7 | 6.1 | -1.1 | 0.6 | -2.8 | 0.6 | -0.9 | 5.6 | 3.3 | 2.6 | 1 | -1.7 | -3.9 | 2.6 | -0.3 | 10.6 | -5 | -14.3 | -17.5
-10 | -12 | -3.9 | -5 | 10.7 | -2.4 | 9.8 | 2.6 | -2.1 | -10.4 | 12.8 | 3.3 | 7 | 5 | 11.7 | 6.7 | 21.1 | 7.2 | 11.7 | 10.6 | 8.3 | 7.8 | 14.4 | 13.3 | 11.7 | -6.1 | -7.8 | -13 | 14 | 3 | 17.8 | 10 | 13.9 | 6.1 | 3.9 | -5.6 | 7.2 | -1.1 | 1.7 | -10 | 23.9 | 14.4 | -0.2 | -1.9 | 5 | 0.2 | -9.4 | -14.4 | -3.9 | -8.9 | -0.4 | -3.7 | -0.6 | -5 | 4.6 | -1.8 | 5.6 | -2 | 2.2 | -4.4 | -15 | -18 | 2.2 | 1.1 | 8.3 | 6.1 | 3.3 | 0 | -12.2 | -16.7 | 2.8 | -1.1 | -7.8 | -10.3 | -2.2 | -7.2 | -1.3 | -3.5 | -8.9 | -22.2 | -0.5 | -4.4 | 20.9 | 18.3 | 2.2 | -1.1 | -12.8 | -16.1 | -3.9 | -10 | 10.6 | 7.8 | 2.8 | -11.7 | -1.1 | -4.4 | 3.7 | 0.6 | 4.4 | -3.9 | 6.7 | -5 | 12.8 | 10.6 | 6.7 | -1.7 | -6.7 | -12.2 | 4.4 | -1.1 | -12.2 | -13.9 | -8.9 | -17.2 | -5.6 | -9.4 | 3.2 | -0.2 | 2 | 0 | 5.6 | 5 | 6.7 | 1.7 | -2.8 | -12.2 | -6.1 | -13.9 | 2 | 0 | 18.9 | 15 | 4.4 | -6.7 | -10.6 | -17.2 | 2.8 | -5.6 | 5 | 3.9 | -4.1 | -7.3 | 20.3 | 14.7 | -1.1 | -10 | 11.3 | 5.8 | 6.1 | 2.2 | 7.3 | -1.2 | 8.3 | -0.6 | 2.8 | -2.8 | 0.6 | -1.1 | 5.6 | 3.3 | 3.3 | 1.7 | -0.8 | -3.2 | 2.8 | 0 | 11.7 | -4.4 | -11.8 | -15.4
-10 | -12 | -3.9 | -5.6 | 12.6 | -2.9 | 11.9 | 0.6 | 3.3 | -11.1 | 15 | 2.8 | 7 | 5 | 13.2 | 7.5 | 22.2 | 10 | 13.9 | 11.7 | 10.2 | 8.7 | 14.4 | 13.3 | 14.4 | -6.7 | -7.2 | -12.8 | 15 | 2 | 19.5 | 10.3 | 15 | 5.6 | 5.6 | -4.8 | 10 | 1.1 | 3.9 | -8.9 | 23.9 | 15.6 | 0.8 | -1.5 | 7.2 | 1.1 | -7.2 | -12.8 | -2.2 | -7.8 | 1.5 | -3.7 | 1.5 | -3.5 | 6.5 | -1.9 | 7.2 | -2.5 | 3.9 | -3.9 | -14 | -18 | 2.2 | 1.2 | 9.2 | 6 | 3.9 | 0.6 | -11.1 | -17.2 | 3.3 | -0.9 | -7.2 | -10 | -0.6 | -6.1 | -1 | -3.7 | -6.7 | -23.9 | 0 | -4.3 | 22.4 | 18.2 | 2.8 | -0.6 | -11.7 | -15 | -1.1 | -10.6 | 15 | 10 | 4.3 | -9.7 | 1.7 | -3.3 | 4.7 | 0.8 | 6.7 | -3.9 | 7.8 | -4.1 | 13.9 | 10.7 | 10.2 | -0.5 | -6.7 | -12.2 | 5 | -1.1 | -12.2 | -14.1 | -7.8 | -18.9 | -5 | -8.9 | 4.6 | 0 | 2 | 0 | 6.1 | 5 | 7.2 | 2.9 | -1.1 | -11.7 | -3.9 | -12.8 | 3 | 1 | 19.8 | 15.1 | 6.3 | -6.2 | -9.4 | -15 | 5 | -5 | 4.4 | 3.9 | -2.6 | -6.6 | 22.4 | 14.8 | 2.2 | -9.4 | 14.2 | 6.6 | 7.8 | 1.1 | 8.9 | -1.6 | 10 | 0 | 4.4 | -1.7 | 0.8 | -0.8 | 6.1 | 3.9 | 4.1 | 2.1 | 0.2 | -2.8 | 2.8 | 0.5 | 15 | -5.6 | -9.4 | -13.9
-8 | -10 | -3.3 | -5 | 14.4 | -3.9 | 13.9 | -2.8 | 4.4 | -10 | 17.2 | 1.7 | 6 | 6 | 14.6 | 7.9 | 21.1 | 10 | 14.4 | 11.7 | 12 | 9.4 | 16.7 | 12.8 | 16.7 | -7.2 | -6.3 | -12.3 | 16 | 2 | 21.1 | 10 | 15.6 | 3.9 | 7.2 | -5.2 | 12.8 | 3.3 | 6.1 | -9.4 | 25 | 14.4 | 1.7 | -1.7 | 8.3 | 1.4 | -5.6 | -12.8 | -0.6 | -6.7 | 3.3 | -4.4 | 3.5 | -2.5 | 8.3 | -2.8 | 8.9 | -3.9 | 4.4 | -3.3 | -13 | -17 | 2.2 | 1.5 | 10.2 | 6 | 4.4 | 0.6 | -10.6 | -18.3 | 3.9 | -0.8 | -6.7 | -10 | 1.7 | -5 | -0.6 | -3.9 | -5 | -23.9 | 0.6 | -5 | 23.9 | 17.8 | 3.9 | 0 | -7.2 | -14.4 | 1.1 | -12.2 | 16.1 | 9.4 | 5.7 | -9.8 | 3.3 | -2.2 | 5.6 | 0.6 | 10 | -4.4 | 8.9 | -4.1 | 15 | 10.6 | 13.7 | -0.6 | -5.6 | -12.2 | 5.5 | -1.4 | -12.2 | -14.6 | -6.7 | -18.9 | -3.9 | -8.9 | 6.1 | 0 | 3 | 1 | 7.2 | 4.4 | 7.8 | 3.8 | -0.6 | -11.7 | -2.2 | -13.9 | 3 | 1 | 20.8 | 15.2 | 8.1 | -7.5 | -8.3 | -12.8 | 6.7 | -7.8 | 4.4 | 4.4 | -1.1 | -6.7 | 24.4 | 14.4 | 4.4 | -8.9 | 17.2 | 7.2 | 9.4 | 1.7 | 10.6 | -2.2 | 11.1 | 0.6 | 5 | -2.8 | 0.9 | -1 | 5.6 | 3.9 | 4.8 | 2.5 | 1.1 | -2.8 | 2.8 | 1.2 | 15.6 | -6.1 | -8.5 | -12.8
-7 | -9 | -2.8 | -5 | 15 | -3.4 | 14.6 | -3.3 | 5.6 | -10.6 | 19.4 | -1.1 | 6 | 6 | 16.1 | 8.3 | 21.1 | 10 | 15.6 | 11.7 | 13.9 | 10 | 17.8 | 12.2 | 18.3 | -8.3 | -5.3 | -12.1 | 17 | 3 | 22.8 | 10 | 16.1 | 4.4 | 8.9 | -6.7 | 15.6 | 5 | 7.8 | -10.6 | 25 | 15.6 | 2.4 | -1.5 | 9.5 | 2.1 | -3.3 | -9.4 | 0.6 | -6.1 | 3.7 | -3.8 | 5.6 | -2.2 | 8.9 | -2.4 | 9.3 | -1.8 | 5 | -2.8 | -13 | -17 | 2.2 | 1.7 | 11.1 | 5.6 | 5 | 0.6 | -8.9 | -17.2 | 4.4 | -1.1 | -7.6 | -10.6 | 3.3 | -4.4 | -0.2 | -3.3 | -3.9 | -24.4 | 1 | -3.7 | 23.5 | 17.7 | 4.4 | 0 | -5 | -10 | 3.9 | -13.3 | 16.7 | 10 | 7.2 | -10.6 | 5 | -1.7 | 6.1 | 0.8 | 12.2 | -5 | 10 | -5 | 16.1 | 10.6 | 17.2 | -1.7 | -4.4 | -12.8 | 6.1 | -2.2 | -12.2 | -15.6 | -5 | -19.4 | -2.8 | -9.4 | 6.8 | 0 | 3 | 1 | 7.8 | 4.4 | 8.3 | 5 | 0.6 | -11.1 | -1.1 | -13.9 | 3 | 1 | 21.7 | 15 | 10 | -10.6 | -6.1 | -10.6 | 7.8 | -6.7 | 5 | 4.4 | -0.9 | -5.6 | 24.4 | 14.5 | 7.2 | -8.9 | 18.5 | 7.3 | 11.7 | 0.6 | 11 | -1.8 | 11.7 | 0.6 | 5.6 | -3.9 | 1.1 | -1.1 | 5.6 | 3.3 | 5.6 | 2.8 | 2.2 | -2.2 | 2.8 | 1.7 | 16.1 | -7.2 | -7.6 | -12.1
-5 | -8 | -2.8 | -5 | 15.5 | -3.5 | 15.4 | -3.5 | 6.7 | -12.8 | 20 | -2.8 | 6 | 6 | 16.7 | 8.7 | 22.2 | 7.2 | 16.7 | 12.2 | 14.8 | 10.2 | 18.9 | 12.2 | 17.8 | -8.9 | -4.4 | -13.3 | 18 | 3 | 23.2 | 10.7 | 17.2 | 5.6 | 9.8 | -5.8 | 17.8 | 5.6 | 10 | -10.6 | 27.8 | 16.1 | 3.2 | -1.4 | 10.6 | 2.2 | -1.1 | -7.8 | 1.7 | -5 | 4 | -3.5 | 6.7 | -1.5 | 9.4 | -2.2 | 9.6 | -0.8 | 6.1 | -2.8 | -12 | -16 | 2.2 | 1.3 | 10.7 | 4 | 5 | 0 | -7.8 | -15.6 | 4.2 | -1 | -8.5 | -11.4 | 3.3 | -3.3 | 0.2 | -3.1 | -2.8 | -24.4 | 1.3 | -3.3 | 23.2 | 17.9 | 3.3 | 0 | -2.8 | -8.3 | 5.6 | -16.7 | 16.7 | 10 | 7.9 | -9.3 | 5 | -1.7 | 6.7 | 1 | 13.9 | -7.8 | 10.4 | -4.2 | 16.5 | 10.2 | 17.6 | -1.9 | -4.4 | -12.2 | 5.5 | -2.1 | -12 | -14.3 | -5 | -17.2 | -1.7 | -9.4 | 7.6 | 0.1 | 3 | 1 | 7.2 | 4.4 | 7.4 | 4.4 | 1.1 | -11.7 | 0 | -13.9 | 2 | 1 | 21.5 | 14.9 | 11.1 | -9.3 | -5.6 | -8.9 | 10 | -6.1 | 5.6 | 5 | -0.8 | -5.4 | 24.4 | 14.5 | 10 | -8.9 | 19.8 | 7.6 | 11.7 | 0.6 | 11.3 | -1.9 | 12.2 | 0 | 6.7 | -3.9 | 1.1 | -1 | 5 | 2.8 | 5.4 | 2.9 | 3.3 | -2.2 | 2.6 | 1.4 | 16.1 | -6.7 | -6.7 | -12.2
-7 | -10 | -2.8 | -5.6 | 16.1 | -3.9 | 16.1 | -5 | 6.7 | -10.6 | 20.6 | -3.3 | 7 | 6 | 17.2 | 9.2 | 22.2 | 7.2 | 16.7 | 10.6 | 15.8 | 10.6 | 19.4 | 12.8 | 17.2 | -3.9 | -4.4 | -12.1 | 19 | 2 | 23.5 | 11.3 | 17.2 | 5 | 10.8 | -6.2 | 18.9 | 5.6 | 11.1 | -10 | 26.1 | 15 | 3.9 | -1.7 | 11.1 | 2.4 | 0.6 | -6.7 | 2.8 | -4.4 | 4.4 | -3.9 | 7.8 | -1 | 10 | -2.8 | 10 | 0.6 | 6.7 | -1.1 | -11 | -16 | 2.2 | 0.9 | 10.4 | 2 | 5 | 0 | -7.2 | -16.1 | 4.1 | -1.3 | -9.4 | -12.8 | 3.9 | -3.3 | 0.6 | -3.3 | -1.7 | -23.9 | 1.7 | -3.3 | 22.8 | 17.8 | 2.8 | 0 | -1.7 | -7.2 | 7.2 | -16.1 | 16.7 | 10.6 | 8.7 | -8.7 | 5 | -1.7 | 7.2 | 1.1 | 14.4 | -8.3 | 10.7 | -4.7 | 16.8 | 9.5 | 17.9 | -2.1 | -3.9 | -11.7 | 5 | -2.1 | -11.9 | -13.4 | -5.6 | -16.1 | -1.1 | -10 | 8.3 | 0 | 3 | 0 | 7.8 | 4.4 | 6.5 | 4 | 1.1 | -11.7 | 0.6 | -13.3 | 2 | 1 | 21.3 | 14.7 | 12.2 | -9 | -5.6 | -10 | 10.6 | -8.9 | 5.6 | 3.9 | -0.6 | -5.6 | 24.4 | 14.4 | 11.7 | -8.3 | 21.1 | 7.2 | 12.2 | 1.1 | 11.7 | -2.2 | 12.2 | 0 | 7.2 | -3.3 | 1.1 | -1 | 5 | 2.8 | 5.2 | 2.9 | 4.4 | -2.2 | 2.4 | 1.2 | 18.3 | -8.9 | -6.7 | -11.6
-5 | -8 | -2.8 | -5.6 | 14.8 | -3.1 | 14.3 | -2.3 | 6.7 | -10.6 | 21.1 | -3.3 | 7 | 6 | 17.8 | 9.4 | 22.2 | 7.2 | 17.8 | 10.6 | 16.7 | 10.6 | 20 | 12.2 | 16.1 | -3.3 | -4.4 | -12.1 | 18 | 1 | 23.9 | 11.7 | 16.7 | 6.1 | 11.7 | -7.2 | 19.4 | 5.6 | 11.7 | -7.8 | 25 | 15 | 2.6 | -2.2 | 11.7 | 2.4 | 2.2 | -5 | 3.3 | -3.9 | 4.4 | -3.2 | 8.9 | -1.1 | 9.4 | -0.9 | 8.3 | -0.2 | 6.1 | -0.6 | -11 | -16 | 2.2 | 0.6 | 10 | 0 | 6.1 | 0.6 | -6.1 | -18.3 | 3.9 | -1.7 | -10.2 | -13.4 | 3.3 | -2.8 | 0.6 | -3.2 | -1.1 | -22.8 | 0.9 | -2.4 | 20.6 | 17.2 | 2.2 | 0 | -1.1 | -6.1 | 6.7 | -16.1 | 16.1 | 10.6 | 9.4 | -10 | 4.4 | -1.1 | 6.7 | 1 | 15 | -8.3 | 11.1 | -5.6 | 17.2 | 8.9 | 18.3 | -3.3 | -3.9 | -12.2 | 4.4 | -2.8 | -11.7 | -12.8 | -5 | -14.4 | -1.7 | -10 | 7.8 | -0.2 | 3 | 1 | 7.8 | 4.4 | 5.6 | 3.3 | 1.1 | -11.7 | 0 | -15 | 2 | 1 | 21.1 | 14.4 | 13.3 | -10.6 | -6.1 | -9.4 | 11.7 | -8.3 | 0.6 | 0 | -1 | -5.6 | 23.3 | 15.1 | 12.2 | -8.3 | 19.1 | 5.6 | 11.7 | 0.6 | 11.7 | -1.6 | 11.7 | -0.6 | 5 | -3.9 | 1.1 | -1.1 | 5 | 2.8 | 5 | 2.8 | 3.1 | -2.9 | 2.2 | 1.1 | 17.8 | -9.4 | -6.7 | -11.6
-7 | -10 | -3.3 | -6.1 | 13.5 | -2.5 | 12.4 | -1 | 6.7 | -11.7 | 21.1 | -4.4 | 6 | 5 | 16.3 | 9.7 | 20 | 8.9 | 16.1 | 10 | 15.2 | 10.4 | 17.2 | 12.2 | 13.9 | -3.3 | -4.4 | -12.8 | 17 | 1 | 22.2 | 12.8 | 16.7 | 6.7 | 9.1 | -4.3 | 19.4 | 5.6 | 11.7 | -7.8 | 25 | 15.6 | 1.3 | -3.1 | 12.2 | 2.2 | 2.2 | -4.4 | 2.8 | -3.9 | 4.4 | -3.2 | 7 | -1 | 8.9 | 0.6 | 6.7 | -1.1 | 6.1 | -0.6 | -11 | -15 | 2.4 | 0.6 | 8.7 | -0.1 | 5.6 | 0 | -7.8 | -14.4 | 3.3 | -1.4 | -10.9 | -14.5 | 3.3 | -2.8 | 0.6 | -3.6 | -1.1 | -21.1 | 0.2 | -1.8 | 18.3 | 16.5 | 2.2 | 0 | -1.1 | -6.1 | 6.7 | -16.7 | 14.4 | 10.6 | 7 | -8.3 | 4.4 | -1.1 | 6.1 | 0.8 | 15.6 | -7.8 | 8.3 | -4 | 15.5 | 9.2 | 15.9 | -2.7 | -3.9 | -10.6 | 4 | -2.5 | -11.3 | -12.3 | -5.6 | -13.9 | -2.2 | -10.6 | 7.2 | -0.2 | 3 | 0 | 7.8 | 4.4 | 5.4 | 3.1 | 0.6 | -11.1 | 0 | -16.7 | 0 | -1 | 20 | 14.4 | 10.9 | -7.4 | -6.1 | -9.4 | 12.2 | -7.2 | -0.6 | -1.7 | -1.3 | -6 | 22.2 | 15.3 | 12.2 | -7.2 | 17 | 3.7 | 11.1 | 1.7 | 11.7 | -1.6 | 10.6 | 0 | 3.9 | -2.2 | 0.4 | -2.2 | 3.9 | 1.7 | 3.7 | 1.9 | 1.9 | -3.5 | 2.2 | 1 | 15.6 | -9.4 | -6.7 | -12.2
-10 | -12 | -3.3 | -6.7 | 12.2 | -2.8 | 10.6 | -0.6 | 3.2 | -9.3 | 20 | -4.4 | 6 | 5 | 14.8 | 10 | 19.4 | 8.3 | 14.4 | 10 | 13.7 | 10.3 | 13.3 | 11.7 | 10 | -2.2 | -7.2 | -13.5 | 15 | 2 | 20.6 | 13.1 | 16.1 | 7.2 | 6.5 | -3 | 18.3 | 6.1 | 9.4 | -4.4 | 23.9 | 15.6 | 0 | -4.4 | 9.6 | 1.7 | 2.2 | -4.4 | 1.1 | -3.9 | 4.4 | -3.3 | 5.2 | -1.5 | 8.3 | 1.7 | 5 | -2.2 | 4.4 | -1.1 | -11 | -15 | 2.6 | 0.5 | 7.4 | -0.3 | 3.9 | -0.6 | -9.4 | -16.1 | 2.8 | -1.4 | -11.7 | -16.1 | 2.2 | -3.3 | 0.6 | -4.4 | -2.8 | -16.7 | -0.6 | -1.7 | 16.1 | 15.6 | 1.7 | 0 | -1.1 | -5.6 | 4.4 | -17.2 | 13.3 | 10.6 | 4.6 | -8.5 | 2.8 | -1.1 | 5.6 | 0.6 | 11.1 | -7.2 | 5.6 | -4 | 13.9 | 9.6 | 13.5 | -3.3 | -4.4 | -10.6 | 3.7 | -2.8 | -11 | -12.3 | -6.1 | -13.9 | -3.3 | -11.1 | 6.7 | -0.6 | 2 | 0 | 7.2 | 5.6 | 5.2 | 2.6 | -1.7 | -10.6 | -1.7 | -17.2 | -2 | -3 | 18.9 | 14.2 | 8.5 | -6.8 | -6.1 | -8.9 | 10 | -7.2 | -1.1 | -2.2 | -1.7 | -7.2 | 21.1 | 15.6 | 10 | -2.8 | 15 | 1.7 | 10 | 3.3 | 11.7 | -1.7 | 8.9 | 0.6 | 1.1 | 0.6 | -0.4 | -3.7 | 3.3 | 1.1 | 2.4 | 0.9 | 0.6 | -5 | 2.2 | 1 | 13.3 | -10 | -7.1 | -12.1
-9 | -12 | -3.3 | -6.7 | 12.2 | -2.5 | 9.5 | -0.1 | -0.4 | -9.7 | 18.9 | -4.4 | 6 | 5 | 13.3 | 10 | 16.1 | 10 | 13.3 | 10.6 | 12.2 | 10 | 12.8 | 11.7 | 10.6 | -3.9 | -10 | -15.4 | 13 | 2 | 18.9 | 13.3 | 15.6 | 7.2 | 3.9 | -3.3 | 15.6 | 6.1 | 6.7 | -6.1 | 23.3 | 15.6 | -0.7 | -4.1 | 7 | 1.1 | 2.2 | -3.9 | 1.1 | -3.9 | 2.9 | -3 | 3.3 | -2.2 | 7.6 | 2.5 | 5 | -0.9 | 3.9 | -1.1 | -11 | -15 | 2.8 | 0.6 | 6.1 | -0.6 | 2.8 | -1.1 | -10.6 | -16.7 | 2.2 | -1.7 | -12.8 | -16.5 | 1.1 | -3.3 | 0.4 | -4.4 | -3.3 | -16.1 | -0.6 | -2.3 | 16.1 | 15.6 | 1.1 | 0.6 | -0.6 | -5 | 0.6 | -13.3 | 13.3 | 11.7 | 2.2 | -10 | 0 | -1.7 | 4.7 | 0.3 | 9.4 | -6.7 | 2.8 | -5 | 12.2 | 9.4 | 11.1 | -4.4 | -5 | -11.1 | 3.3 | -3.3 | -10.6 | -12.2 | -6.7 | -14.4 | -5.6 | -12.2 | 5.8 | -0.4 | 2 | 1 | 7.2 | 5.6 | 5 | 2.2 | -0.6 | -10.6 | -2.8 | -16.7 | -5 | -6 | 17.8 | 13.9 | 6.1 | -7.2 | -6.1 | -8.9 | 8.9 | -6.7 | -1.1 | -2.8 | -3.2 | -7.2 | 19.8 | 15.5 | 7.2 | -3.3 | 13.3 | 1.6 | 8.9 | 4.4 | 10.8 | -0.6 | 5.6 | 0 | 0.6 | 0.6 | -1.1 | -5.6 | 4.4 | 1.1 | 1.1 | 0 | 0.6 | -4.1 | 2.2 | 1.1 | 12.2 | -10 | -7.4 | -12.6
-2 | -8 | -3.3 | -6.1 | 12.2 | -2.5 | 8.3 | 0 | -3.9 | -11.7 | 16.7 | -3.9 | 6 | 6 | 12 | 9.6 | 16.7 | 11.1 | 12.2 | 10 | 11.8 | 9.7 | 11.7 | 11.1 | 10 | -5 | -12.8 | -17.8 | 12 | 2 | 19.1 | 13.8 | 15 | 9.4 | 1.5 | -3.3 | 12.8 | 6.1 | 5.6 | -6.7 | 22.2 | 16.1 | -1.5 | -4.4 | 4.4 | 0 | 2.2 | -3.9 | -0.6 | -3.9 | 1.5 | -3.1 | 2.8 | -2.2 | 6.8 | 2.9 | 5 | 0.2 | 5.6 | -1.1 | -11 | -15 | 2.6 | 1 | 6.1 | -0.6 | 1.7 | -1.7 | -11.7 | -14.4 | 1.3 | -1.6 | -13.9 | -17.6 | -0.6 | -3.9 | 0.2 | -4.8 | -4.4 | -13.9 | -0.6 | -2.8 | 16.1 | 15.6 | 1.7 | 1.7 | 1.7 | -2.8 | -2.2 | -12.2 | 14.4 | 11.7 | 2.8 | -8.7 | -2.8 | -3.3 | 3.7 | -0.4 | 6.7 | -7.2 | 1.9 | -4.5 | 11.7 | 9.1 | 8.5 | -3.8 | -5.6 | -11.7 | 3.3 | -3.3 | -10.8 | -12.1 | -8.3 | -14.4 | -6.7 | -12.2 | 4.8 | -0.3 | 2 | 0 | 6.7 | 5 | 4.8 | 2.2 | -1.7 | -7.8 | -3.3 | -15.6 | -6 | -7 | 17.1 | 13.8 | 3.7 | -5.1 | -5.6 | -9.4 | 5 | -3.9 | -1.1 | -3.3 | -4.6 | -7.8 | 18.5 | 15.4 | 8.3 | -3.9 | 11.7 | 1.6 | 8.3 | 4.4 | 9.8 | 0.1 | 5.6 | -0.6 | 0.6 | 0.6 | -2.4 | -5.8 | 3.9 | 0.6 | 1.3 | 0 | 0.6 | -3.7 | 2 | 1 | 11.1 | -8.9 | -7.8 | -13.9
-7 | -11 | -3.9 | -7.2 | 12.2 | -2.8 | 7.2 | 0 | -5 | -10.8 | 12.8 | -3.9 | 7 | 5 | 10.7 | 9.3 | 16.7 | 11.1 | 11.1 | 10 | 11.5 | 9.8 | 12.8 | 11.1 | 7.2 | -4.4 | -12.2 | -16.6 | 12 | 2 | 19.2 | 13.8 | 13.3 | 8.9 | -0.9 | -4 | 11.1 | 6.1 | 5 | -6.7 | 20.6 | 16.1 | -2.2 | -5 | 4 | -0.2 | 2.2 | -3.9 | 0 | -4.4 | 0 | -3.9 | 2.2 | -2.6 | 6.1 | 3.3 | 5 | 1.1 | 6.1 | -1.7 | -11 | -15 | 2.4 | 1.2 | 6.1 | -0.6 | -0.6 | -2.8 | -11.7 | -15 | 0.3 | -1.7 | -15 | -18.9 | -1.7 | -4.4 | 0 | -6.1 | -3.3 | -13.3 | -0.6 | -3.9 | 16.1 | 15.6 | 1.7 | 1.1 | 0.6 | -3.9 | -1.7 | -15 | 14.4 | 11.7 | 3.3 | -8.9 | -4.4 | -5 | 2.8 | -1.1 | 5 | -6.7 | 0.9 | -4.5 | 11.1 | 8.7 | 5.9 | -4 | -5.6 | -10.6 | 3.3 | -3.5 | -10.9 | -11.9 | -8.9 | -15 | -6.7 | -12.8 | 3.9 | -0.6 | 2 | 0 | 6.7 | 4.4 | 4.6 | 2.3 | -3.3 | -8.3 | -5 | -15.6 | -6 | -7 | 16.3 | 13.4 | 1.3 | -4.4 | -5.6 | -9.4 | 2.8 | -3.3 | -1.1 | -4.4 | -6.1 | -8.9 | 17.2 | 15 | 6.7 | -5 | 10 | 1.1 | 8.3 | 3.3 | 8.9 | 0.6 | 4.4 | -0.6 | 1.1 | 1.1 | -3.7 | -6.6 | 3.3 | 0 | 1.5 | 0 | 0.6 | -3.9 | 1.9 | 1.2 | 11.1 | -9.4 | -7.4 | -13.3
-7 | -11 | -3.9 | -9.4 | 12.2 | -2.1 | 6.8 | -0.6 | -6.1 | -10.8 | 11.1 | -3.9 | 6 | 5 | 9.4 | 8.9 | 15.6 | 9.4 | 10 | 9.4 | 11.1 | 9.4 | 12.2 | 11.1 | 6.7 | -3.9 | -11.7 | -15.8 | 11 | 2 | 19.4 | 14.4 | 13.3 | 8.3 | -3.3 | -5.6 | 12.2 | 6.7 | 2.8 | -6.1 | 20 | 16.1 | -2.4 | -4.6 | 3.7 | -0.3 | 2.2 | -3.3 | -0.6 | -4.4 | 0 | -3.1 | 1.7 | -3.3 | 5.7 | 2.7 | 4.4 | 1.1 | 6.1 | -1.7 | -11 | -15 | 2.2 | 1.7 | 6.1 | -0.6 | -1.1 | -3.9 | -11.1 | -15 | -0.6 | -2.2 | -16.9 | -19.6 | -1.7 | -4.4 | -1.1 | -5.7 | -3.3 | -11.7 | -0.6 | -4 | 15.7 | 15.1 | 1.1 | 1.1 | 1.1 | -2.2 | -2.8 | -12.8 | 14.4 | 13.3 | 3.9 | -10 | -5.6 | -6.1 | 2.6 | -1.1 | 1.7 | -7.2 | 0 | -5.6 | 10.6 | 8.3 | 3.3 | -5.6 | -5.6 | -10 | 3.3 | -4.4 | -11.1 | -12.2 | -9.4 | -15.6 | -7.2 | -13.9 | 3 | -0.6 | 1 | 0 | 5 | 2.2 | 4.4 | 2.2 | -1.7 | -9.4 | -5 | -15.6 | -7 | -8 | 15.6 | 13.3 | -1.1 | -5 | -5 | -9.4 | 1.1 | -3.3 | -1.7 | -4.4 | -5.5 | -8.1 | 16.7 | 14.7 | 2.8 | -3.3 | 8.9 | 0.6 | 7.8 | 4.4 | 9.1 | 0.5 | 3.3 | -0.6 | 1.1 | 1.1 | -5 | -7.8 | 3.3 | 0 | 1.7 | 0 | -0.2 | -3.5 | 1.7 | 1.1 | 12.8 | -10.6 | -7.1 | -13.4
-7 | -12 | -5 | -7.8 | 12.2 | -2.1 | 6.5 | -0.8 | -7.2 | -11.7 | 11.1 | -2.8 | 7 | 4 | 9 | 8 | 15.6 | 8.9 | 10 | 10 | 10.9 | 9.5 | 12.2 | 11.2 | 6.1 | -3.9 | -11.1 | -15.6 | 10 | 2 | 19 | 15.1 | 12.8 | 8.9 | -4.1 | -5.9 | 12.8 | 7.2 | 1.7 | -5.6 | 20 | 16.1 | -2.6 | -4.4 | 3.3 | -0.6 | 1.7 | -3.3 | -1.7 | -5 | 0 | -2.7 | 1.7 | -3 | 5.4 | 1.9 | 3.9 | 1.3 | 6.7 | -1.7 | -11 | -13 | 1.7 | 1.3 | 6.1 | -0.6 | -2.8 | -4.4 | -12.2 | -15 | -0.8 | -2.3 | -18.7 | -20.8 | -2.2 | -4.4 | -2.2 | -5.9 | -2.8 | -12.2 | -0.6 | -4.5 | 15.4 | 14.5 | 1.1 | 1.1 | 1.1 | -2.2 | -3.9 | -12.2 | 14.4 | 13.3 | 3.2 | -7.8 | -6.1 | -6.7 | 2.4 | -1.2 | 3.3 | -7.8 | -0.7 | -4.8 | 9.5 | 7.6 | 1.8 | -4.7 | -5.6 | -9.4 | 2.9 | -4.4 | -11.3 | -12.1 | -10 | -16.1 | -7.8 | -13.9 | 2 | -0.8 | 2 | 0 | 3.9 | 2.8 | 4 | 1.9 | -3.9 | -6.7 | -7.2 | -15 | -7 | -9 | 15.6 | 13.5 | -1.7 | -4.8 | -5 | -9.4 | -0.6 | -3.9 | -1.7 | -4.4 | -5 | -7.7 | 16.1 | 14.3 | 4.4 | -3.9 | 7.8 | 0 | 6.7 | 5.6 | 9.2 | 0.1 | 2.2 | -1.7 | 1.7 | 1.1 | -6.1 | -8.9 | 2.8 | -0.6 | 1.5 | -0.1 | -0.9 | -3.4 | 1.9 | 1.2 | 11.7 | -11.1 | -6.7 | -14.4
-1 | -6 | -5 | -10.6 | 12.2 | -2.2 | 6.1 | -1.7 | -7.9 | -11.6 | 8.3 | -2.8 | 7 | 3 | 8.7 | 7 | 15 | 8.9 | 10 | 10 | 10.8 | 9.6 | 12.2 | 11.2 | 5.6 | -3.9 | -10.9 | -15.1 | 9 | 2 | 18.7 | 16 | 11.7 | 9.4 | -4.8 | -6.4 | 12.2 | 7.2 | 1.7 | -6.1 | 20.6 | 14.4 | -2.8 | -4.4 | 3.1 | -0.8 | 1.1 | -3.3 | -0.6 | -5 | 0 | -2.8 | 1.7 | -3.2 | 5 | 1.1 | 3.3 | 1.1 | 8.3 | -1.7 | -11 | -14 | 1.1 | 0.9 | 6.1 | -0.6 | -3.3 | -4.4 | -12.8 | -14.4 | -0.9 | -2.7 | -20.6 | -22.2 | -2.2 | -4.4 | -3.3 | -6.7 | -2.2 | -12.2 | -0.6 | -5.6 | 15 | 13.9 | 1.1 | 1.1 | 1.7 | -1.7 | -5.6 | -12.2 | 15 | 13.9 | 2.4 | -7.4 | -6.1 | -6.7 | 2.2 | -1.7 | 1.1 | -7.2 | -1.5 | -5.1 | 8.3 | 6.9 | 0.4 | -4.6 | -5.6 | -9.4 | 2.6 | -4.7 | -11.5 | -12.1 | -10.6 | -16.1 | -8.3 | -13.9 | 1.1 | -1.1 | 2 | 0 | 1.7 | 0.6 | 3.7 | 1.6 | -3.9 | -7.2 | -7.8 | -14.4 | -8 | -10 | 15.6 | 13.8 | -2.2 | -5 | -4.4 | -9.4 | -1.1 | -3.9 | -1.7 | -5 | -4.4 | -7.8 | 15.6 | 13.9 | 4.4 | -5 | 6.7 | -0.6 | 6.1 | 5.6 | 9.4 | 0 | 0.6 | -2.2 | 1.7 | 1.1 | -7.2 | -10.6 | 2.2 | 0 | 1.3 | -0.3 | -1.7 | -3.9 | 2 | 1 | 10.6 | -11.7 | -7.6 | -14.1
-8 | -11 | -5 | -10.6 | 11.7 | -0.4 | 4.8 | -1.3 | -8.7 | -12.2 | 8.9 | -1.1 | 7 | 4 | 8.3 | 6.1 | 14.4 | 8.9 | 10 | 9.4 | 10.6 | 9.4 | 12.2 | 11.3 | 5.6 | -4.4 | -10.8 | -15.4 | 9 | 2 | 18.3 | 16.7 | 11.7 | 9.4 | -5.6 | -7.2 | 11.7 | 7.8 | 1.7 | -7.2 | 21.1 | 14.4 | -2.6 | -4.2 | 3 | -1 | 0 | -3.9 | 0 | -3.9 | -0.6 | -2.7 | 1.7 | -3.9 | 5.4 | 2.6 | 2.8 | 1 | 6.7 | -2.2 | -11 | -13 | 0.6 | -0.2 | 6.1 | -0.6 | -2.2 | -3.3 | -13.3 | -15.6 | -1.1 | -3.3 | -21.5 | -23.9 | -3.3 | -5 | -4.1 | -6.8 | -2.2 | -12.2 | -1.1 | -5.3 | 13.9 | 13 | 0.6 | 0.6 | 1.1 | -2.2 | -5.6 | -11.1 | 15.6 | 13.9 | 1.7 | -7.8 | -7.8 | -7.8 | 0 | -3.8 | 1.7 | -6.1 | -2.2 | -5.6 | 7.2 | 6.1 | -1.1 | -5.6 | -5.6 | -8.9 | 2.2 | -6.1 | -11.7 | -12.2 | -10.6 | -17.2 | -9.4 | -14.4 | 1.1 | -1.1 | 2 | 0 | 0 | -0.6 | 3.3 | 1.1 | -3.9 | -6.7 | -8.3 | -15 | -9 | -10 | 15.6 | 13.9 | -2.8 | -5.6 | -4.4 | -8.9 | -0.6 | -3.3 | -1.7 | -5 | -4.4 | -7 | 15.6 | 14 | 5 | -6.1 | 5.4 | -0.6 | 6.1 | 5.6 | 8.9 | 0.8 | 1.1 | -2.2 | 1.7 | 1.1 | -8.3 | -12.8 | 1.7 | 0 | 1.1 | -0.6 | -2.2 | -4.1 | 2.2 | 1.1 | 7.2 | -11.1 | -8.5 | -14.4
-8 | -11 | -4.4 | -9.4 | 11.1 | 0.5 | 3.5 | -1.3 | -9.4 | -13.3 | 7.8 | -2.2 | 7 | 4 | 7.9 | 6.2 | 13.3 | 9.4 | 9.4 | 8.9 | 10.6 | 9.7 | 12.2 | 11.4 | 5.6 | -6.1 | -10.6 | -16.1 | 9 | 2 | 18.3 | 16.8 | 11.7 | 8.3 | -4.8 | -6.6 | 11.1 | 7.8 | 2.2 | -8.3 | 21.1 | 13.9 | -2.4 | -4.2 | 2.8 | -1.7 | 0 | -3.9 | 0 | -3.9 | -1.1 | -2.9 | 1.9 | -3.2 | 5.7 | 3.7 | 2.2 | 0.7 | 5.6 | -2.2 | -11 | -13 | 0.2 | -0.6 | 5.4 | -0.2 | -2.8 | -3.9 | -13.9 | -16.1 | -0.9 | -3 | -22.4 | -25.7 | -3.3 | -5 | -4.8 | -7.1 | -2.8 | -11.7 | -1.7 | -5.7 | 12.8 | 12.1 | 0 | 0 | 1.1 | -1.7 | -6.7 | -10.6 | 15.6 | 14.4 | 0.9 | -5.7 | -8.3 | -8.3 | -2.2 | -6.6 | 1.1 | -6.1 | -2.8 | -5.4 | 6.7 | 5.7 | -1.5 | -5.2 | -6.7 | -7.8 | 1.7 | -5.6 | -11.3 | -12.1 | -11.1 | -17.2 | -10 | -15 | 1.1 | -1.4 | 1 | 0 | 0 | -0.6 | 3.1 | 1 | -4.4 | -7.8 | -9.4 | -14.4 | -10 | -11 | 15.8 | 14.4 | -3.2 | -5.4 | -4.4 | -8.9 | -1.1 | -3.9 | -2.2 | -5.6 | -4.4 | -6.6 | 15.6 | 14 | 6.1 | -6.7 | 4.1 | -0.6 | 6.1 | 5.6 | 8.3 | 1.2 | 0.6 | -2.8 | 1.1 | 1.1 | -9.4 | -13.4 | 3.3 | 0.6 | 1.1 | -0.4 | -2.8 | -4.7 | 2.6 | 1.3 | 10.6 | -11.7 | -9.4 | -15.6
-11 | -13 | -5.6 | -9.4 | 10.6 | 1.7 | 2.2 | -1.7 | -9.6 | -13 | 7.2 | -2.2 | 7 | 4 | 7.6 | 6.6 | 12.8 | 10 | 8.9 | 8.3 | 10.6 | 9.9 | 12.2 | 11.5 | 8.9 | -7.8 | -11.3 | -16 | 9 | 2 | 18.3 | 17 | 11.7 | 8.3 | -4.1 | -6.3 | 10.6 | 7.8 | 1.1 | -7.8 | 22.2 | 13.3 | -2.2 | -4.4 | 2.8 | -1.4 | -1.1 | -4.4 | 0.6 | -3.9 | -1.7 | -3.3 | 2 | -3.1 | 6.1 | 5 | 1.7 | 0.6 | 5 | -2.2 | -11 | -13 | -0.2 | -1 | 4.6 | -0.2 | -2.2 | -3.9 | -14.4 | -16.7 | -0.8 | -3 | -23.3 | -28.3 | -6.1 | -7.2 | -5.6 | -7.8 | -2.8 | -11.7 | -2.2 | -6.7 | 11.7 | 11.1 | 0 | 0 | 0 | -2.8 | -7.2 | -10 | 16.1 | 13.9 | 0.2 | -4.6 | -11.1 | -11.7 | -4.4 | -10 | 1.7 | -5.6 | -3.3 | -5.5 | 6.1 | 5.1 | -1.8 | -5.4 | -6.7 | -7.2 | 1.1 | -6.4 | -11 | -12 | -11.1 | -17.2 | -11.1 | -14.4 | 1.1 | -1.7 | 1 | 0 | 1.1 | 0 | 3 | 0.9 | -5 | -7.8 | -8.9 | -14.4 | -11 | -12 | 15.9 | 14.6 | -3.5 | -5.3 | -4.4 | -9.4 | -1.7 | -5 | -2.8 | -4.4 | -4.4 | -6.7 | 15.6 | 13.9 | 4.4 | -6.7 | 2.8 | -1.1 | 6.1 | 5.6 | 7.8 | 1.7 | 0 | -2.8 | 1.1 | 1.1 | -10.6 | -14.9 | 3.9 | 0 | 1.1 | -0.4 | -3.3 | -5.6 | 2.9 | 1.4 | 10.6 | -11.7 | -8.7 | -14
-10 | -13 | -5.6 | -8.9 | 10 | 1.6 | 2.6 | -2.6 | -9.8 | -13.2 | 7.2 | -2.2 | 7 | 2 | 7.2 | 6.7 | 13.9 | 10 | 8.9 | 8.3 | 10.6 | 10 | 11.7 | 11.5 | 8.9 | -8.3 | -12.1 | -16.8 | 9 | 2 | 18.3 | 17.2 | 11.1 | 7.8 | -3.3 | -6.1 | 10.6 | 7.8 | 0.6 | -7.2 | 22.8 | 12.2 | -2.2 | -4.3 | 2.8 | -1.4 | -1.7 | -4.4 | 0.6 | -3.9 | -1.9 | -3 | 2.2 | -3.3 | 6.5 | 5.3 | 3 | 1.7 | 5 | -2.8 | -12 | -14 | -0.6 | -1.4 | 3.9 | 0 | -4.4 | -5 | -14.4 | -18.3 | -0.6 | -3.3 | -22.8 | -27.4 | -6.1 | -6.7 | -6.1 | -8 | -2.8 | -13.3 | -2.6 | -6.1 | 10.2 | 9.6 | 0 | 0 | 0.6 | -2.2 | -7.2 | -11.1 | 16.1 | 14.4 | -0.6 | -4.4 | -10.6 | -11.1 | -5.5 | -10.1 | -0.6 | -6.1 | -3.9 | -6.1 | 5.6 | 4.4 | -2.2 | -6.1 | -6.1 | -6.7 | 0.6 | -7.8 | -10.6 | -12.2 | -12.2 | -17.2 | -8.9 | -15 | 0.9 | -1.6 | 1 | 0 | 0.6 | 0 | 2.8 | 0.6 | -4.4 | -8.3 | -10 | -15.6 | -12 | -13 | 16.1 | 15 | -3.9 | -5.6 | -5 | -9.4 | -2.2 | -3.9 | -2.8 | -4.4 | -4.8 | -6.7 | 15 | 13.7 | 0.6 | -5 | 2.1 | -1.3 | 6.1 | 4.4 | 7.2 | 2.1 | -0.6 | -3.3 | 1.1 | 1.1 | -11.7 | -16.7 | 3.9 | -0.6 | 1.1 | -0.6 | -3.3 | -5.1 | 3.3 | 1.7 | 10 | -12.2 | -7.9 | -12.9
-12 | -14 | -5.6 | -8.3 | 9.5 | 1.9 | 2.9 | -4.2 | -10 | -13.9 | 6.7 | -2.2 | 6 | 2 | 6.5 | 5.9 | 12.2 | 8.9 | 7.8 | 7.2 | 10.2 | 9.5 | 11.7 | 11.6 | 5 | -7.8 | -12.8 | -17.8 | 9 | 1 | 18.5 | 17.2 | 9.4 | 5.6 | -3.9 | -6.1 | 10.6 | 7.8 | 0 | -6.1 | 21.7 | 12.8 | -2.2 | -4.5 | 2.8 | -1.7 | -0.6 | -3.3 | 0.6 | -3.3 | -2 | -2.9 | 1.3 | -3.1 | 6.8 | 5.3 | 4.3 | 2.8 | 4.4 | -2.8 | -12 | -14 | -1.5 | -2 | 4.1 | 0 | -3.3 | -5 | -15 | -17.2 | -1.7 | -3.8 | -22.2 | -27 | -2.8 | -3.3 | -6.7 | -8.3 | -3.3 | -13.9 | -2.9 | -6.1 | 8.7 | 8.1 | 0 | 0 | 0.6 | -1.7 | -7.8 | -11.7 | 15 | 13.9 | -1.5 | -4.4 | -11.1 | -11.7 | -6.7 | -11.2 | 1.1 | -6.7 | -3.9 | -5.9 | 5.4 | 4.4 | -2.9 | -6 | -4.4 | -5 | 0 | -7.3 | -10.8 | -11.9 | -11.1 | -17.8 | -9.4 | -15.6 | 0.8 | -1.4 | 1 | 0 | 0 | -0.6 | 2.4 | 0.3 | -6.1 | -9.4 | -10.6 | -15 | -13 | -14 | 16.1 | 15 | -3.9 | -5.3 | -6.1 | -10 | -1.1 | -3.3 | -2.8 | -5 | -5.2 | -7.1 | 14.5 | 13.6 | 0 | -5.6 | 1.3 | -1.9 | 6.1 | 3.9 | 6.7 | 2.6 | -0.6 | -3.3 | 1.1 | 1.1 | -12.2 | -16.1 | 3.3 | 0 | 1.1 | -0.4 | -3.3 | -4.9 | 3.9 | 2.4 | 10.6 | -12.2 | -7.2 | -12.8
-11 | -13 | -5.6 | -8.3 | 8.9 | 1.7 | 3.3 | -6.7 | -10 | -13.3 | 4.4 | -2.8 | 6 | 2 | 5.7 | 5.1 | 14.4 | 6.1 | 7.2 | 7.2 | 9.8 | 8.9 | 11.7 | 11.7 | 2.8 | -7.2 | -12.1 | -16.3 | 9 | 0 | 18.7 | 17.2 | 8.9 | 5.6 | -4.4 | -6.2 | 10.6 | 7.8 | 0.6 | -3.3 | 21.1 | 13.3 | -2.2 | -5 | 2.8 | -1.5 | -1.1 | -4.4 | -0.6 | -4.4 | -2.2 | -2.8 | 0.3 | -3.7 | 7.2 | 5.6 | 5.6 | 3.9 | 4.4 | -2.8 | -12 | -14 | -2.4 | -2.7 | 4.2 | 0 | -2.8 | -3.9 | -15.6 | -17.8 | -2.8 | -4.6 | -21.7 | -27.2 | -5.6 | -6.7 | -7.2 | -8.9 | -3.3 | -12.2 | -3.3 | -6.7 | 7.2 | 6.7 | -0.6 | -0.6 | 2.2 | -1.1 | -9.4 | -11.7 | 11.7 | 11.1 | -2.4 | -4.7 | -12.2 | -12.2 | -7.8 | -12.8 | 0 | -6.1 | -3.9 | -6.2 | 5.2 | 4.2 | -3.7 | -6.5 | -4.4 | -5 | -0.5 | -7.8 | -10.9 | -11.7 | -11.7 | -18.3 | -10 | -15 | 0.6 | -1.7 | 1 | 0 | 0.6 | 0.6 | 2.1 | -0.1 | -6.1 | -8.9 | -10 | -15 | -13 | -15 | 16.1 | 15 | -3.9 | -5 | -7.8 | -12.2 | -0.6 | -3.3 | -3.3 | -6.1 | -5.6 | -7.8 | 13.9 | 13.3 | -0.6 | -6.7 | 0.6 | -2.8 | 6.1 | 3.3 | 6.1 | 2.8 | -0.6 | -3.9 | 1.7 | 1.7 | -12.8 | -16.2 | 3.3 | 0 | 1.1 | -0.4 | -3.3 | -5 | 4.4 | 3.2 | 11.1 | -11.7 | -7.9 | -12.7
-10 | -12 | -5.6 | -8.3 | 8.3 | 2.3 | 3.3 | -6.1 | -10 | -13.3 | 6.7 | -2.2 | 6 | 4 | 5 | 4.4 | 15 | 3.9 | 7.8 | 7.8 | 9.4 | 8.3 | 12.2 | 11.7 | 2.8 | -7.2 | -11.3 | -15.1 | 8 | 0 | 18.9 | 17.2 | 8.9 | 4.4 | -5 | -6.7 | 10.6 | 7.8 | 1.1 | -0.6 | 20.6 | 13.3 | -1.3 | -4 | 2.8 | -1.7 | -1.1 | -3.9 | -2.2 | -5.6 | -2 | -2.5 | -0.6 | -4.4 | 7.9 | 5.9 | 7.3 | 4.6 | 4.4 | -2.8 | -13 | -15 | -3.3 | -3.3 | 4.4 | 0 | -1.7 | -3.3 | -15 | -17.2 | -3.9 | -5.6 | -22.4 | -27.4 | -8.3 | -8.9 | -6.3 | -7.9 | -4.4 | -13.9 | -3.5 | -6.7 | 7.4 | 6.4 | -0.6 | -0.6 | 1.7 | -2.2 | -8.3 | -11.1 | 9.4 | 8.9 | -3.3 | -5.6 | -12.8 | -12.8 | -8.3 | -12.3 | -1.1 | -6.7 | -3.9 | -6.7 | 5 | 3.9 | -4.4 | -7.2 | -3.9 | -4.4 | -1.1 | -9.4 | -11.1 | -11.7 | -12.8 | -17.8 | -10.6 | -15.6 | 1 | -1.1 | 1 | 0 | 0.6 | 0.6 | 1.7 | -0.6 | -5.6 | -7.8 | -10 | -15 | -13 | -14 | 16.1 | 15 | -3.9 | -5 | -9.4 | -12.8 | -0.6 | -3.3 | -3.9 | -7.2 | -4.7 | -6.6 | 15.7 | 14.8 | -1.1 | -6.7 | 1.3 | -2.3 | 6.1 | 2.8 | 6.8 | 3.1 | -1.1 | -3.9 | 1.7 | 1.7 | -13.3 | -16.7 | 3.3 | -1.1 | 1.1 | -0.6 | -2 | -3.8 | 5 | 3.9 | 11.1 | -12.2 | -8.7 | -13.7
-9 | -10 | -5.6 | -8.9 | 7.8 | 3.1 | 3.3 | -6.1 | -10 | -13.9 | 6.1 | -2.8 | 6 | 4 | 6.5 | 5.9 | 17.8 | 3.9 | 8.3 | 8.3 | 9.6 | 8.6 | 12.8 | 12.2 | 3.9 | -6.7 | -10.6 | -14.4 | 8 | 0 | 19.1 | 17.6 | 8.9 | 4.4 | -2 | -5.2 | 10.6 | 8.3 | 1.1 | -0.6 | 21.7 | 13.3 | -0.3 | -3.1 | 2.8 | -2.2 | -0.6 | -3.3 | -2.2 | -5.6 | -1.9 | -2.4 | 1.1 | -3.3 | 8.7 | 6.3 | 8.9 | 5.1 | 5 | -2.8 | -13 | -16 | -5.2 | -5.3 | 4.8 | -0.7 | -0.6 | -1.7 | -15.6 | -17.8 | -2 | -3.8 | -23.2 | -28.3 | -8.3 | -8.3 | -5.3 | -7.2 | -4.4 | -13.3 | -3.7 | -7.2 | 7.6 | 5.9 | -0.6 | -0.6 | 2.2 | -2.2 | -9.4 | -10.6 | 8.3 | 7.8 | 0 | -2.7 | -10.6 | -10.6 | -8.9 | -12.6 | 1.1 | -6.1 | -1.3 | -5.5 | 7.8 | 5.8 | -0.7 | -4.8 | -2.8 | -3.3 | -1.1 | -8.8 | -10.9 | -12.1 | -13.3 | -18.3 | -10 | -15 | 1.3 | -0.8 | 1 | 0 | 1.1 | 0.6 | 3 | 0.2 | -4.4 | -7.8 | -10.6 | -15 | -13 | -14 | 16.1 | 15 | -1.7 | -2.3 | -10 | -13.9 | -0.6 | -3.3 | -3.9 | -7.2 | -3.7 | -5.6 | 17.6 | 16.3 | 2.8 | -6.1 | 2.1 | -2.3 | 6.1 | 2.2 | 7.6 | 3.7 | 0 | -3.3 | 1.7 | 1.7 | -12.9 | -16.8 | 2.2 | -0.6 | 1.7 | 0.1 | -0.7 | -2.8 | 3.5 | 2.6 | 11.1 | -12.8 | -9.4 | -15
-8 | -10 | -6.7 | -10 | 7.2 | 3.3 | 3.3 | -7.2 | -4.4 | -10.3 | 11.1 | -1.7 | 6 | 4 | 7.9 | 7.3 | 22.2 | 3.3 | 8.3 | 8.3 | 9.8 | 8.8 | 14.4 | 12.2 | 7.2 | -7.2 | -9.8 | -13.9 | 9 | 0 | 19.2 | 17.9 | 11.7 | 4.4 | 0.9 | -4.4 | 14.4 | 10 | 1.7 | 0 | 24.4 | 12.8 | 0.6 | -2.8 | 5 | -1.3 | 2.8 | -2.2 | -1.1 | -5 | -1.7 | -2.2 | 2.7 | -2.8 | 9.4 | 6.7 | 10.6 | 5.6 | 5 | -2.8 | -17 | -20 | -7 | -7.3 | 5.2 | -1.5 | 0 | -0.6 | -15 | -16.7 | -0.2 | -2.3 | -23.9 | -29.4 | -7.2 | -7.2 | -4.4 | -6.7 | -4.4 | -16.1 | -3.9 | -8.3 | 7.8 | 5.6 | -0.6 | -0.6 | 2.2 | -2.2 | -6.1 | -7.8 | 7.8 | 7.8 | 3.4 | -0.4 | -7.2 | -7.2 | -9.4 | -13.3 | 3.3 | -5.6 | 1.3 | -5.2 | 10.5 | 7.4 | 3 | -3.3 | -2.2 | -2.8 | -1.1 | -9 | -10.8 | -12.9 | -9.4 | -18.3 | -7.8 | -12.2 | 1.7 | -0.6 | 1 | 0 | 1.7 | 1.1 | 4.3 | 1 | -2.2 | -6.1 | -7.2 | -12.2 | -13 | -14 | 16.1 | 15 | 0.6 | 0.2 | -10.6 | -14.4 | 0.6 | -2.8 | -4.4 | -7.2 | -2.8 | -5 | 19.4 | 17.8 | 7.2 | -6.1 | 2.8 | -2.8 | 6.7 | 2.2 | 8.3 | 3.9 | 1.1 | -1.7 | 1.7 | 1.7 | -12.6 | -17.4 | 3.9 | 0 | 2.2 | 0.6 | 0.6 | -2.2 | 2.1 | 1.4 | 13.9 | -12.8 | -6.1 | -11.7
-8 | -10 | -6.7 | -9.4 | 7.8 | 4.2 | 4.2 | -6.7 | 1.1 | -8.5 | 14.4 | -2.2 | 7 | 4 | 9.4 | 8.9 | 25.6 | 3.9 | 9.4 | 9.4 | 10 | 8.9 | 15.6 | 11.1 | 12.2 | -8.3 | -9.1 | -13.9 | 11 | 1 | 19.4 | 18.3 | 15 | 4.4 | 3.9 | -5 | 17.8 | 11.1 | 2.8 | 1.7 | 25 | 11.7 | 2.8 | -1.4 | 7.2 | -0.7 | 4.4 | -1.7 | 1.7 | -3.3 | 0.5 | -1.4 | 4.4 | -2.8 | 10.2 | 7.3 | 11.7 | 6.4 | 5.6 | -2.2 | -20 | -22 | -8.9 | -9.4 | 5.6 | -2.8 | 1.1 | 0.6 | -13.3 | -16.7 | 1.7 | -1.1 | -21.7 | -27.4 | -6.1 | -6.7 | -2.9 | -5.8 | -4.4 | -17.8 | -2.6 | -7.3 | 7.6 | 5.1 | -0.6 | -0.6 | 3.3 | -2.2 | -2.8 | -9.4 | 7.8 | 7.8 | 6.7 | 1.7 | -5 | -6.1 | -8.5 | -12.3 | 6.7 | -5.6 | 3.9 | -6.1 | 13.3 | 8.9 | 6.7 | -2.8 | -1.7 | -2.2 | -1.1 | -10.6 | -10.6 | -13.9 | -6.1 | -18.9 | -5.6 | -10.6 | 4.3 | -0.6 | 2 | 1 | 2.2 | 1.7 | 5.6 | 1.7 | 0 | -4.4 | -3.3 | -10 | -12 | -14 | 16.1 | 15 | 2.8 | 2.8 | -8.9 | -12.8 | 1.1 | -2.8 | -4.4 | -7.8 | -1.9 | -4 | 20.9 | 17.5 | 10 | -6.7 | 3.9 | -2.4 | 7.8 | 1.7 | 9.2 | 2.5 | 5.6 | -0.6 | 2.2 | 2.2 | -12.2 | -18.9 | 5 | 0 | 2.8 | 1.1 | 2.6 | -1.5 | 0.6 | 0 | 15.6 | -15.6 | -2.7 | -9.2
-8 | -11 | -6.7 | -9.4 | 8.3 | 4.9 | 5.2 | -6.8 | 6.7 | -9.4 | 17.8 | -3.3 | 7 | 4 | 10.9 | 9.4 | 26.7 | 4.4 | 13.9 | 11.1 | 10.7 | 9.3 | 17.8 | 11.1 | 14.4 | -8.3 | -8.3 | -14.4 | 12 | 0 | 18.7 | 17.4 | 17.8 | 3.3 | 5.9 | -4.3 | 20.6 | 11.7 | 4.4 | 2.8 | 26.1 | 12.2 | 5 | -0.4 | 9.4 | -0.6 | 5.6 | -1.7 | 2.8 | -2.2 | 2.8 | -0.7 | 5.3 | -2 | 10.9 | 7.8 | 12.8 | 7.5 | 5 | -1.7 | -21 | -24 | -9.1 | -10 | 5.6 | -2.8 | 2.2 | 1.1 | -12.2 | -15.6 | 2.2 | -0.2 | -19.4 | -25.7 | -4.4 | -4.4 | -1.5 | -5.4 | -2.2 | -23.3 | -1.3 | -7.1 | 7.4 | 4.4 | 0.6 | 0.6 | 3.9 | -2.8 | 0 | -11.7 | 7.8 | 7.2 | 9.1 | 2 | 0 | -2.2 | -7.6 | -12 | 10 | -6.7 | 5.6 | -5.3 | 14.8 | 9 | 9.8 | -1.6 | -1.1 | -2.2 | -0.5 | -9.6 | -9.7 | -13.2 | -5 | -16.1 | -2.8 | -8.9 | 6.8 | -1.6 | 3 | 1 | 4.4 | 3.3 | 6.5 | 1.8 | 1.7 | -5.6 | -0.6 | -9.4 | -12 | -14 | 16.3 | 15.2 | 6.1 | 3.9 | -7.8 | -12.2 | 2.2 | -3.9 | -4.4 | -7.8 | -0.9 | -3.1 | 22.4 | 17.3 | 11.7 | -6.7 | 5 | -2.3 | 8.9 | 1.7 | 10.2 | 0.5 | 7.8 | -1.7 | 2.2 | 2.2 | -11.3 | -17.6 | 5.6 | 1.1 | 3.9 | 1.8 | 4.7 | -1.3 | 0.6 | -0.1 | 16.1 | -14.4 | 0.6 | -7.8
-8 | -11 | -5.6 | -8.9 | 8.9 | 5.6 | 6.1 | -8.3 | 7.6 | -9.5 | 19.4 | -3.9 | 7 | 5 | 12.4 | 9.8 | 28.3 | 3.9 | 15.6 | 12.8 | 11.5 | 9.6 | 19.4 | 11.1 | 17.8 | -8.9 | -7.6 | -13.2 | 13 | 1 | 17.9 | 16.4 | 20.6 | 8.3 | 8 | -4.2 | 22.8 | 11.7 | 8.9 | 4.4 | 27.8 | 12.8 | 7.2 | 0.6 | 10.5 | 0 | 6.1 | -1.7 | 3.9 | -1.7 | 5 | -0.6 | 6.3 | -1.6 | 11.7 | 8.3 | 13.9 | 8.3 | 6.7 | -2.2 | -21 | -24 | -9.2 | -10.6 | 5.6 | -3.5 | 1.7 | 0.6 | -9.4 | -15 | 2.8 | 0.8 | -17.2 | -25 | -3.3 | -3.9 | 0 | -5.6 | -1.1 | -22.8 | 0 | -7.8 | 7.2 | 3.9 | 2.8 | 2.2 | 5.6 | -2.2 | 1.1 | -12.2 | 7.8 | 7.2 | 11.5 | 2 | 1.1 | -2.8 | -6.7 | -12.2 | 12.2 | -7.2 | 7.2 | -5.5 | 16.3 | 8.8 | 13 | -1.5 | 0 | -1.1 | 0 | -9.9 | -8.7 | -12.9 | -3.3 | -16.1 | 0 | -8.3 | 9.4 | -3.9 | 4 | -1 | 5.6 | 3.9 | 7.4 | 1.7 | 3.3 | -6.1 | 0.6 | -9.4 | -12 | -14 | 16.5 | 15.4 | 9.5 | 4.9 | -7.2 | -11.1 | 2.2 | -1.7 | -3.9 | -8.3 | 0 | -2.8 | 23.9 | 16.7 | 14.4 | -6.1 | 6.1 | -2.8 | 9.4 | 2.2 | 11.1 | -2.2 | 9.4 | 0 | 2.2 | 2.2 | -10.3 | -17.2 | 6.7 | 0 | 5 | 2.2 | 6.7 | -1.7 | 0.6 | -0.3 | 16.1 | -12.8 | 1.5 | -6
-7 | -11 | -5 | -8.3 | 8.9 | 6.4 | 6.8 | -7.4 | 8.5 | -11.2 | 21.1 | -5 | 7 | 6 | 13.9 | 10 | 29.4 | 3.9 | 17.2 | 8.3 | 12.2 | 10 | 19.4 | 11.1 | 18.3 | -11.1 | -6.8 | -12.2 | 15 | 2 | 17.2 | 15.6 | 20.6 | 8.9 | 10 | -5.6 | 23.3 | 11.7 | 10 | 5 | 28.9 | 13.3 | 7.8 | 0.5 | 11.7 | 0.8 | 6.1 | -1.1 | 4.4 | -1.7 | 6.5 | -0.8 | 7.2 | -1.7 | 13.2 | 9.3 | 14.1 | 8.5 | 7.2 | -2.2 | -21 | -25 | -9.4 | -11.7 | 5.6 | -4.4 | 2.8 | 1.7 | -6.7 | -13.3 | 3.3 | 1.7 | -16.5 | -24.1 | -2.8 | -3.3 | 1.1 | -4.6 | 0 | -22.2 | 0.7 | -6.3 | 6.7 | 2.8 | 3.3 | 2.2 | 6.1 | -2.2 | 3.3 | -11.7 | 7.8 | 7.2 | 13.9 | 1.1 | -5 | -6.7 | -6.1 | -11.5 | 15.6 | -8.3 | 8.9 | -6.7 | 17.8 | 8.3 | 16.1 | -2.2 | 0.6 | -0.6 | 0.6 | -11.7 | -7.8 | -13.3 | -1.1 | -14.4 | 1.7 | -7.8 | 10.3 | -2.4 | 4 | 1 | 7.8 | 5 | 8.3 | 1.7 | 4.4 | -5.6 | 1.1 | -10 | -13 | -15 | 16.7 | 15.6 | 12.8 | 5 | -6.1 | -11.1 | 2.8 | -0.6 | -3.3 | -7.8 | 0.4 | -2.2 | 22.2 | 16.5 | 15.6 | -6.1 | 7.8 | -2.2 | 10.6 | 2.2 | 11.3 | -1 | 10.6 | -1.1 | 2.8 | 2.2 | -9.4 | -17.8 | 6.1 | -0.6 | 6.1 | 2.8 | 7.1 | -1.4 | 0.6 | -0.6 | 15.6 | -12.2 | 2.4 | -5.1
-7 | -10 | -5 | -7.8 | 8.9 | 7.2 | 7.6 | -7.1 | 9.4 | -15.6 | 21.7 | -6.1 | 7 | 6 | 14.8 | 9.8 | 29.4 | 5 | 17.2 | 10 | 13.3 | 10.3 | 16.1 | 11.7 | 17.2 | -8.9 | -6.1 | -12.2 | 15 | 1 | 17.4 | 15.6 | 21.7 | 8.3 | 10.6 | -4.8 | 23.9 | 11.7 | 13.3 | 5.6 | 28.9 | 12.8 | 8.3 | 0.3 | 12.8 | 1.1 | 7.2 | -0.6 | 4.4 | -1.1 | 7.9 | -1.2 | 6.5 | 0.4 | 14.6 | 9.9 | 14.2 | 8.8 | 7.8 | -2.8 | -21 | -25 | -10.7 | -12.6 | 5.6 | -4 | 2.2 | 1.1 | -5.6 | -13.3 | 3.3 | 1.8 | -15.7 | -23.8 | 0 | -2.2 | 2.2 | -4.2 | -0.6 | -24.4 | 1.5 | -5.8 | 6.1 | 1.6 | 5.6 | 3.3 | 7.2 | -2.2 | 5 | -11.7 | 7.8 | 6.7 | 14.3 | 2.2 | -5.6 | -7.8 | -5.6 | -11.4 | 17.2 | -9.4 | 9.8 | -5.4 | 18 | 6.9 | 16.7 | -1.2 | 1.7 | -3.3 | 1 | -10.4 | -8.2 | -12.9 | -1.1 | -11.7 | 2.8 | -6.7 | 11.3 | -1 | 3 | 0 | 8.3 | 5 | 8.7 | 1.1 | 5 | -5.6 | 1.7 | -10.6 | -13 | -16 | 17.4 | 15.8 | 13.7 | 6.8 | -5 | -10 | 3.3 | 0.6 | -2.8 | -7.8 | 0.7 | -2.1 | 20.6 | 16 | 17.2 | -6.1 | 9.4 | -2.2 | 10.6 | 2.2 | 11.5 | -0.6 | 11.7 | 1.1 | 2.8 | -0.6 | -8.7 | -16.6 | 7.2 | -1.7 | 6.3 | 2.9 | 7.4 | -1.1 | 0.8 | -0.4 | 10 | -6.1 | 3.3 | -5
-6 | -7 | -5 | -7.8 | 8.9 | 7.8 | 8.3 | -8.3 | 9 | -13.2 | 22.8 | -8.3 | 7 | 6 | 15.8 | 9.5 | 26.1 | 7.2 | 17.8 | 10.6 | 14.5 | 10.9 | 16.7 | 11.1 | 15.6 | -3.9 | -6.7 | -10.4 | 13 | 4 | 17.6 | 15.6 | 21.7 | 8.9 | 11.1 | -5.2 | 23.3 | 12.8 | 13.3 | 5.6 | 27.8 | 13.3 | 8.9 | 0 | 13.5 | 1.5 | 7.8 | 0 | 4.4 | -1.1 | 9.4 | -2.2 | 5.7 | 1.6 | 16.1 | 10.6 | 14.4 | 8.9 | 6.7 | -2.2 | -21 | -25 | -12 | -13.9 | 5.6 | -4 | 2.8 | 1.7 | -4.4 | -11.1 | 3.3 | 2.1 | -15 | -25 | 2.8 | -2.2 | 3.3 | -4.4 | 0 | -23.9 | 2.2 | -6.1 | 5.6 | 0.6 | 7.2 | 2.8 | 6.7 | -1.1 | 6.1 | -11.7 | 8.3 | 7.2 | 14.6 | 3.1 | -6.7 | -8.3 | -5 | -12.2 | 18.3 | -8.9 | 10.8 | -4.6 | 18.1 | 5.4 | 17.2 | -1.3 | 1.7 | -2.2 | 1.3 | -10.8 | -8.5 | -13.1 | -1.1 | -10.6 | 3.9 | -5.6 | 12.2 | 0 | 2 | 0 | 8.3 | 5.6 | 9 | 0.2 | 6.1 | -6.1 | 2.2 | -10.6 | -13 | -16 | 18.2 | 15.8 | 14.7 | 8.9 | -4.4 | -11.1 | 3.9 | 0.6 | -2.2 | -7.8 | 1.1 | -2.2 | 18.9 | 15.6 | 16.7 | -5.6 | 11.1 | -2.8 | 10 | 1.7 | 11.7 | 0 | 11.7 | 1.1 | 1.1 | -4.4 | -7.9 | -16.3 | 7.2 | -1.7 | 6.5 | 3.3 | 7.8 | -1.1 | 0.9 | -0.5 | 7.2 | -8.9 | 3.1 | -4.3
-6 | -7 | -5 | -7.8 | 8.7 | 7.3 | 7.2 | -7.5 | 8.7 | -13.4 | 22.8 | -7.2 | 7 | 6 | 16.7 | 8.9 | 25 | 8.3 | 17.8 | 11.1 | 15.6 | 11.1 | 16.1 | 11.7 | 13.3 | -5 | -7.2 | -9.5 | 12 | 4 | 17.8 | 15.6 | 21.7 | 8.9 | 11.7 | -6.1 | 22.8 | 13.3 | 13.3 | 6.1 | 27.2 | 12.8 | 7.4 | -0.5 | 14.3 | 1.9 | 7.8 | 0.6 | 5 | -1.1 | 9 | -2.6 | 5 | 2.8 | 15.5 | 10.7 | 14.6 | 8.8 | 6.7 | -2.8 | -20 | -26 | -13.3 | -15.6 | 5.6 | -4.4 | 2.8 | 1.7 | -5 | -10.6 | 3.3 | 2.2 | -15.9 | -24.6 | 2.2 | -2.2 | 2.9 | -3.8 | -0.6 | -23.9 | 1.8 | -5.4 | 5.4 | 0.7 | 7.8 | 1.7 | 6.1 | -2.2 | 5.6 | -11.7 | 8.3 | 7.2 | 15 | 3.9 | -7.8 | -8.9 | -5.2 | -12 | 18.3 | -8.9 | 11.7 | -5 | 18.3 | 3.3 | 17.8 | -1.1 | 0.6 | -2.2 | 1.7 | -12.8 | -8.9 | -13.9 | -1.1 | -10 | 3.9 | -5 | 11.7 | -0.1 | 2 | 0 | 8.3 | 5.6 | 9.4 | -0.6 | 5 | -5.6 | 2.2 | -11.1 | -13 | -16 | 18.9 | 16.1 | 15.6 | 10.6 | -3.3 | -10.6 | 4.4 | 1.7 | -1.7 | -7.8 | 1.1 | -1.7 | 18.7 | 15.4 | 18.3 | -6.1 | 10.9 | -2.2 | 10.6 | 2.2 | 11.5 | 0.9 | 12.2 | 0.6 | -0.6 | -4.4 | -7.2 | -17.2 | 7.2 | -1.7 | 6.7 | 3.3 | 5.8 | -1.6 | 1.1 | -0.6 | 5.6 | -10.6 | 3 | -3.9
-6 | -9 | -5 | -7.8 | 8.5 | 6.7 | 6.1 | -8 | 8.3 | -15 | 21.7 | -8.3 | 7 | 6 | 15.4 | 8.7 | 21.7 | 8.3 | 16.1 | 10 | 14.3 | 10.9 | 15.6 | 11.7 | 12.2 | -4.4 | -7.8 | -8.9 | 8 | 7 | 17.1 | 15.5 | 21.1 | 11.1 | 10.4 | -3.2 | 21.7 | 13.3 | 12.8 | 7.2 | 26.7 | 13.3 | 5.9 | -0.9 | 15 | 2.2 | 7.2 | 1.1 | 4.4 | -1.1 | 8.7 | -2.8 | 4.4 | 2.7 | 15 | 10.6 | 14.8 | 8.8 | 6.7 | -2.8 | -21 | -26 | -13.5 | -15.5 | 4.5 | -4.7 | 2.8 | 2.2 | -4.4 | -10 | 2.9 | 1.4 | -16.9 | -25.9 | 1.7 | -3.3 | 2.6 | -3.9 | -1.1 | -23.9 | 1.5 | -5.2 | 5.2 | 0.9 | 6.7 | 2.2 | 7.2 | -2.8 | 5 | -11.7 | 7.8 | 7.2 | 13.9 | 6.3 | -9.4 | -11.1 | -5.4 | -12.8 | 17.2 | -9.4 | 8.2 | -2.7 | 17.2 | 4.2 | 14.1 | -0.6 | -0.6 | -1.1 | 1.3 | -11.1 | -9.5 | -12.7 | -1.7 | -9.4 | 3.3 | -4.4 | 11.1 | -0.1 | 2 | 1 | 8.9 | 6.1 | 8.7 | -0.1 | 4.4 | -4.4 | 1.7 | -11.1 | -13 | -16 | 18 | 15.7 | 15 | 11 | -2.8 | -9.4 | 5 | 1.7 | -1.1 | -8.3 | 1.1 | -1.6 | 18.5 | 15.2 | 16.1 | -6.7 | 10.8 | -2 | 10 | 2.2 | 11.3 | 1.2 | 11.7 | 0.6 | -1.1 | -6.1 | -8.3 | -16.6 | 6.7 | -2.2 | 5.8 | 3 | 3.7 | -2.2 | 0.9 | -0.9 | 4.4 | -10 | 2.8 | -4.4
-6 | -9 | -5 | -8.3 | 8.3 | 6.1 | 5 | -9.4 | 5.2 | -11.4 | 21.7 | -8.3 | 7 | 6 | 14.1 | 8.3 | 18.3 | 8.3 | 15 | 10 | 13 | 10.6 | 15 | 11.7 | 10.6 | -2.8 | -9.3 | -10.1 | 8 | 8 | 16.3 | 15.4 | 20 | 11.1 | 9.1 | -2.2 | 18.9 | 13.3 | 10.6 | 8.9 | 25 | 13.9 | 4.4 | -1.7 | 13.5 | 1.8 | 5.6 | 1.1 | 3.9 | -2.2 | 8.3 | -3.9 | 3.9 | 2.9 | 14.4 | 10.6 | 15 | 8.3 | 6.1 | -2.8 | -23 | -27 | -13.7 | -16 | 3.3 | -5.2 | 2.8 | 2.2 | -6.1 | -12.8 | 2.6 | 0.8 | -17.8 | -27.8 | 1.1 | -3.9 | 2.2 | -4.4 | -2.8 | -23.3 | 1.1 | -6.1 | 5 | 1.1 | 5.6 | 2.2 | 4.4 | -3.3 | 4.4 | -11.7 | 7.8 | 5.6 | 12.8 | 7.7 | -10.6 | -11.7 | -5.6 | -14.4 | 13.3 | -9.4 | 4.6 | -2.4 | 16.1 | 4.5 | 10.4 | -0.9 | -0.6 | -1.1 | 1 | -10.7 | -10 | -11.9 | -2.2 | -9.4 | 1.1 | -5 | 10.6 | -0.6 | 2 | 0 | 7.8 | 4.4 | 7.9 | 0.4 | 2.8 | -5 | 1.1 | -11.1 | -14 | -17 | 17 | 15.4 | 14.5 | 11.5 | -4.4 | -10 | 4.4 | 1.7 | -1.1 | -7.8 | 1.1 | -1.7 | 18.3 | 15 | 12.8 | -6.1 | 10.6 | -2.2 | 9.4 | 2.8 | 11.1 | 1.7 | 7.2 | 1.1 | -1.7 | -8.9 | -9.5 | -17.3 | 5 | -2.2 | 4.8 | 2.3 | 1.7 | -3.3 | 0.8 | -1.4 | 2.2 | -11.7 | 1.3 | -5.6
-6 | -9 | -5.6 | -8.9 | 7.6 | 5.1 | 3.7 | -6.3 | 2 | -11.2 | 20 | -7.8 | 7 | 4 | 12.8 | 7.8 | 17.8 | 7.8 | 11.1 | 10 | 11.7 | 10 | 13.9 | 11.7 | 8.3 | -2.8 | -10.7 | -11.3 | 8 | 8 | 15.6 | 15 | 18.9 | 12.2 | 7.8 | -1.7 | 18.3 | 13.3 | 10 | 8.3 | 23.3 | 14.4 | 3.5 | -1.6 | 12.1 | 1.1 | 4.4 | 1.1 | 3.3 | -2.2 | 7 | -2.6 | 3.3 | 2.8 | 14 | 10.8 | 14.8 | 8.8 | 5 | -2.8 | -24 | -27 | -13.9 | -16.7 | 2.2 | -6.7 | 2.8 | 1.7 | -8.3 | -12.2 | 2.2 | 0 | -19.5 | -27.2 | 1.1 | -3.9 | 1.5 | -3.9 | -3.9 | -23.3 | 0.7 | -5.3 | 4.1 | 0.6 | 5 | 1.7 | 2.2 | -3.9 | 2.2 | -11.1 | 7.2 | 5 | 11.7 | 8.9 | -11.1 | -12.2 | -6.5 | -13.2 | 10.6 | -6.7 | 1.1 | -3.3 | 15 | 5 | 6.7 | -2.2 | -0.6 | -2.8 | 0.6 | -12.2 | -10.6 | -11.7 | -2.2 | -9.4 | -1.1 | -5.6 | 9.1 | 0.5 | 2 | 0 | 7.8 | 4.4 | 7.2 | 0.6 | 2.8 | -4.4 | 0 | -11.1 | -14 | -18 | 16.1 | 15 | 13.9 | 11.7 | -6.7 | -9.4 | 4.4 | 2.2 | -1.1 | -8.3 | 0.7 | -1.5 | 17.4 | 14.7 | 10 | -5.6 | 9.5 | -0.3 | 8.3 | 3.9 | 10.4 | 2.7 | 3.9 | -1.1 | -2.2 | -10 | -10.6 | -18.9 | 3.3 | -2.2 | 3.9 | 1.7 | 1.1 | -2.8 | 0.6 | -2.2 | 1.7 | -11.1 | -0.2 | -7.3
-7 | -9 | -5.6 | -8.3 | 6.8 | 3.8 | 2.4 | -5.3 | -1.1 | -12.8 | 17.8 | -5.6 | 7 | 4 | 11.3 | 7.8 | 18.9 | 6.7 | 12.2 | 8.9 | 11.3 | 9.8 | 14.4 | 11.7 | 7.8 | -2.8 | -12.2 | -12.8 | 7 | 7 | 16 | 15.7 | 17.8 | 12.8 | 6.7 | -0.6 | 18.3 | 13.9 | 9.4 | 8.3 | 22.8 | 13.3 | 2.6 | -1.9 | 10.6 | 0.6 | 3.9 | 1.1 | 2.8 | -1.7 | 5.7 | -1.9 | 3.3 | 2.7 | 13.7 | 11.1 | 14.6 | 9.2 | 4.4 | -2.2 | -25 | -27 | -14.1 | -16.2 | 0.9 | -5.5 | 2.8 | 1.7 | -9.4 | -12.8 | 1.7 | -0.2 | -21.1 | -27.5 | 0 | -3.9 | 0.7 | -3.8 | -4.4 | -23.3 | 0.4 | -5.3 | 3.1 | 0 | 5 | 0 | 2.2 | -3.9 | 1.1 | -11.1 | 6.1 | 3.3 | 11.7 | 9.3 | -11.7 | -12.8 | -7.4 | -13.1 | 10 | -6.7 | 0.7 | -3 | 14.6 | 4.9 | 6.1 | -2 | -0.6 | -1.1 | 0.2 | -10.5 | -12.1 | -12.9 | -2.2 | -13.9 | -1.7 | -6.1 | 7.6 | 0.8 | 2 | 1 | 7.2 | 5 | 6.8 | 0.7 | 1.7 | -3.3 | -0.6 | -11.1 | -15 | -18 | 16.1 | 15 | 14.1 | 12.3 | -7.8 | -10 | 3.9 | 2.2 | -1.7 | -10 | 0.4 | -1.3 | 16.5 | 14.4 | 7.8 | -5.6 | 8.3 | 0.7 | 7.2 | 4.4 | 9.6 | 3.4 | 3.3 | 0 | -2.8 | -10.6 | -10.8 | -17.7 | 3.9 | -1.7 | 3.7 | 1.6 | 0.6 | -2.5 | 0.8 | -1.8 | 0.6 | -11.7 | -1.7 | -10
-7 | -9 | -6.7 | -8.9 | 6.1 | 2.8 | 1.1 | -5 | -1.7 | -11.5 | 14.4 | -6.1 | 6 | 4 | 9.8 | 7.6 | 18.3 | 6.7 | 11.7 | 9.4 | 11 | 9.5 | 14.4 | 11.1 | 7.8 | -2.8 | -12.6 | -13.4 | 8 | 7 | 16.3 | 16.2 | 16.1 | 13.3 | 5.5 | -0.3 | 17.8 | 14.4 | 10 | 8.3 | 21.1 | 13.9 | 1.7 | -2.2 | 10 | 0.6 | 3.9 | 1.1 | 2.8 | -0.6 | 4.4 | -1.7 | 3.3 | 2.7 | 13.3 | 11.1 | 14.4 | 9.4 | 3.9 | -2.8 | -25 | -27 | -14.2 | -16 | -0.4 | -5.5 | 2.2 | 1.7 | -10 | -13.3 | 1.1 | -0.3 | -22.8 | -28.9 | -2.8 | -5 | 0 | -4.4 | -5.6 | -22.2 | 0 | -6.1 | 2.2 | -0.6 | 1.7 | -0.6 | 2.2 | -4.4 | -0.6 | -10.6 | 6.1 | 2.8 | 11.7 | 9.8 | -12.2 | -13.3 | -8.3 | -13.9 | 8.3 | -6.1 | 0.4 | -3.3 | 14.3 | 4.6 | 5.6 | -1.8 | -0.6 | -0.6 | -0.2 | -10.6 | -13.5 | -14.1 | -4.4 | -13.9 | -2.2 | -6.7 | 6.1 | 1.1 | 2 | 1 | 6.7 | 3.9 | 6.5 | 1 | 1.7 | -2.8 | -2.8 | -11.1 | -15 | -18 | 16.1 | 15 | 14.2 | 12.8 | -8.9 | -11.1 | 3.9 | 2.2 | -1.7 | -11.1 | 0 | -1.7 | 15.6 | 13.9 | 7.2 | -5 | 7.2 | 1.7 | 8.9 | 3.3 | 8.9 | 3.9 | 4.4 | 0 | -3.3 | -11.1 | -10.9 | -17.6 | 3.9 | -1.7 | 3.5 | 1.4 | 0 | -2.8 | 0.9 | -1.9 | 0 | -12.2 | -2.2 | -9.2
-7 | -9 | -6.1 | -8.3 | 5.5 | 2.3 | 0.4 | -4.3 | -2.2 | -11.4 | 12.2 | -5 | 6 | 3 | 8.3 | 7.2 | 18.3 | 7.2 | 10.6 | 8.9 | 10.6 | 8.9 | 15 | 11 | 3.3 | -2.2 | -12.9 | -14.1 | 8 | 8 | 16.7 | 16.7 | 15.6 | 12.8 | 4.4 | 0 | 17.2 | 15 | 10 | 8.3 | 20 | 13.9 | 1.5 | -2 | 9.5 | 0.6 | 3.3 | 0.6 | 2.8 | -0.6 | 3.3 | -1.6 | 3.3 | 2.8 | 13.5 | 11.6 | 14.6 | 9.6 | 2.8 | -2.2 | -26 | -30 | -14.4 | -16.1 | -1.7 | -6.1 | 2.2 | 1.1 | -10.6 | -13.3 | 0.6 | -0.6 | -24.3 | -29.7 | -2.2 | -4.4 | 0.2 | -3.8 | -6.1 | -22.8 | 0.7 | -4.9 | 2 | -0.8 | 1.1 | -1.1 | 1.7 | -4.4 | 0 | -10.6 | 5 | -1.7 | 11.7 | 10 | -12.8 | -13.3 | -9.1 | -13.6 | 6.7 | -5.6 | 0 | -3.9 | 13.9 | 4.4 | 5 | -2.2 | -3.3 | -3.9 | -0.6 | -11.7 | -15 | -15.6 | -5.6 | -14.4 | -2.8 | -7.2 | 5.4 | 0.5 | 2 | 2 | 6.1 | 4.4 | 6.1 | 1.1 | 2.2 | -1.7 | -2.2 | -10.6 | -14 | -18 | 16.1 | 15 | 14.4 | 13.3 | -10 | -11.7 | 3.9 | 2.8 | -2.2 | -12.2 | 0 | -1.5 | 15 | 13.6 | 6.7 | -5.6 | 7 | 1.7 | 8.3 | 4.4 | 8.5 | 4.1 | 2.2 | -1.1 | -4.4 | -12.2 | -11.1 | -18.3 | 2.2 | -1.7 | 3.3 | 1.1 | 0 | -2.1 | 1.1 | -2.2 | -0.6 | -13.3 | -2.8 | -9.1
-7 | -8 | -6.1 | -8.3 | 5 | 2 | -0.4 | -4.5 | -2.8 | -12.8 | 11.7 | -3.9 | 5 | 3 | 7.8 | 7.1 | 18.9 | 6.1 | 10 | 8.9 | 10.4 | 8.9 | 15 | 11.4 | 1.7 | -2.2 | -13.3 | -15 | 8 | 7 | 16.7 | 16.7 | 15 | 12.2 | 4.6 | -0.2 | 16.1 | 14.4 | 9.4 | 7.8 | 20.6 | 14.4 | 1.3 | -2 | 8.9 | 0.6 | 2.2 | 0 | 2.8 | 1.1 | 2.2 | -1.9 | 3.3 | 2.7 | 13.7 | 12 | 14.8 | 9.8 | 2.8 | -2.2 | -27 | -30 | -15 | -16.3 | -2.6 | -6.1 | 2.2 | 0 | -10.6 | -13.9 | 0.8 | -0.6 | -25.7 | -30.8 | -3.9 | -5.6 | 0.4 | -3.6 | -6.7 | -22.2 | 1.5 | -4.2 | 1.9 | -1 | 0.6 | -1.1 | 1.7 | -5 | 0 | -11.1 | 3.9 | -6.1 | 11.7 | 10.3 | -13.3 | -13.9 | -9.8 | -14.1 | 5.6 | -6.1 | -0.4 | -3.7 | 13.5 | 3.9 | 3.9 | -2.6 | -4.4 | -6.1 | -0.6 | -10.4 | -15.7 | -16.1 | -5 | -15.6 | -3.9 | -7.8 | 4.6 | 0 | 2 | 2 | 5.6 | 3.9 | 5.9 | 1.6 | 2.2 | -1.1 | -1.1 | -11.1 | -14 | -17 | 17 | 15.5 | 14 | 12.9 | -10.6 | -12.2 | 3.3 | 2.2 | -2.8 | -11.7 | 0 | -1.8 | 14.5 | 13.2 | 7.2 | -6.1 | 6.9 | 1.8 | 7.8 | 5.6 | 8.2 | 4.4 | 1.1 | -1.7 | -5 | -13.3 | -11.5 | -17.6 | 1.7 | -1.7 | 3.3 | 1.2 | 0 | -1.7 | 0.7 | -2.1 | -1.7 | -14.4 | -3.3 | -10
-9 | -10 | -5.6 | -7.8 | 4.4 | 1.7 | -1.1 | -5 | -3.5 | -11.5 | 11.7 | -3.3 | 6 | 3 | 7.2 | 6.9 | 18.3 | 5 | 10 | 8.9 | 10.2 | 8.5 | 14.4 | 11.5 | -0.6 | -2.8 | -13.1 | -15.1 | 8 | 8 | 16.7 | 16.7 | 14.4 | 12.2 | 4.8 | -0.2 | 16.1 | 14.4 | 9.4 | 7.8 | 20 | 15 | 1.1 | -2.2 | 7.2 | 0.4 | 1.1 | -1.1 | 2.2 | 1.1 | 1.1 | -2.2 | 3.3 | 2.7 | 13.9 | 12.2 | 15 | 10 | 2.2 | -2.8 | -27 | -30 | -15.5 | -16.5 | -3.5 | -6.7 | 1.7 | -0.6 | -11.1 | -12.8 | 0.9 | -0.9 | -27.2 | -32.8 | -3.3 | -5.6 | 0.6 | -3.9 | -7.2 | -22.2 | 2.2 | -4.4 | 1.7 | -1.7 | 0.6 | -0.6 | 1.1 | -5 | 0.6 | -10.6 | 2.2 | -7.2 | 11.7 | 10.5 | -13.9 | -14.4 | -10.6 | -15 | 2.8 | -6.1 | -0.7 | -3.8 | 13.2 | 3.6 | 2.8 | -3.1 | -5.6 | -8.3 | -0.6 | -10.4 | -16.5 | -17 | -5.6 | -15 | -2.8 | -7.8 | 3.9 | -0.6 | 2 | 2 | 6.1 | 4.4 | 5.8 | 2.3 | 2.2 | -1.1 | -1.1 | -10.6 | -14 | -16 | 18 | 16.2 | 13.7 | 12.6 | -11.7 | -13.3 | 3.9 | 2.2 | -3.3 | -11.7 | 0 | -2.2 | 13.9 | 12.8 | 6.1 | -5.6 | 6.7 | 1.7 | 7.2 | 5 | 7.8 | 4.4 | 1.7 | -1.7 | -5.6 | -13.9 | -11.8 | -17.9 | 2.2 | -1.1 | 3.3 | 1.2 | 0 | -1.7 | 0.4 | -2.2 | -1.7 | -13.9 | -3.5 | -8.9
-8 | -10 | -5.6 | -7.2 | 4.4 | 1.6 | -1.7 | -4.8 | -4.3 | -11.4 | 7.2 | -3.9 | 6 | 3 | 6.7 | 6.7 | 16.1 | 4.4 | 10 | 8.9 | 10 | 8.3 | 15 | 12.2 | -1.1 | -2.8 | -13 | -15.4 | 7 | 7 | 16.7 | 16.7 | 14.4 | 11.7 | 5 | -0.6 | 16.7 | 15 | 4.4 | 2.2 | 20 | 15.6 | 0.5 | -1.8 | 5.6 | 0 | 1.7 | 0 | 1.7 | 1.1 | 0.7 | -1.6 | 3.3 | 2.8 | 13.7 | 12.5 | 15 | 10.4 | 2.2 | -2.2 | -27 | -30 | -16.1 | -17.2 | -4.4 | -7.8 | 1.7 | -0.6 | -11.7 | -13.9 | 1.1 | -1.1 | -27.9 | -32.7 | -3.3 | -5.6 | -0.5 | -3.9 | -7.8 | -21.7 | 0.5 | -4.2 | 1.3 | -2.2 | 0.6 | -0.6 | 0 | -5 | 0 | -9.4 | 1.1 | -7.2 | 11.7 | 10.6 | -14.4 | -15 | -11.1 | -15.3 | 2.8 | -5.6 | -1.1 | -4.4 | 12.8 | 2.8 | 1.7 | -4.4 | -6.7 | -8.3 | -0.6 | -11.7 | -17.2 | -17.8 | -5.6 | -15 | -3.9 | -8.3 | 3.3 | -0.6 | 2 | 2 | 6.1 | 4.4 | 5.6 | 2.8 | 2.8 | 0.6 | -1.1 | -11.1 | -15 | -16 | 18.9 | 16.7 | 13.3 | 12.2 | -11.1 | -13.3 | 3.9 | 2.2 | -3.9 | -12.2 | 0 | -2.1 | 14.1 | 13.2 | 6.1 | -5.6 | 6.3 | 2 | 6.7 | 5.6 | 7.6 | 4.6 | 1.7 | -1.7 | -6.1 | -13.9 | -12.2 | -18.9 | 1.7 | -1.1 | 3.3 | 1.1 | -0.9 | -2.3 | 0 | -2.8 | -1.7 | -15 | -3.7 | -8.5
-12 | -13 | -5.6 | -7.8 | 4.4 | 1.6 | -2.2 | -5 | -5 | -12.2 | 7.2 | -3.3 | 4 | 2 | 6.1 | 6.1 | 17.8 | 1.7 | 9.4 | 8.3 | 9.6 | 7.7 | 14.4 | 12.5 | -0.6 | -2.8 | -12.8 | -16.1 | 8 | 8 | 15.8 | 15.7 | 13.3 | 11.7 | 4.6 | 0.2 | 16.7 | 14.4 | 1.7 | -1.1 | 19.4 | 15.6 | 0 | -1.7 | 3.9 | -0.6 | 0 | -0.6 | 1.7 | 1.1 | 0.4 | -1.3 | 2.9 | 2.3 | 13.5 | 12.6 | 15 | 10.8 | 2.2 | -2.2 | -26 | -29 | -16.3 | -17.4 | -4.4 | -7 | 1.7 | -0.6 | -12.8 | -15 | 0.7 | -1.2 | -28.7 | -33.1 | -2.8 | -5 | -1.7 | -4.6 | -8.9 | -21.1 | -1.1 | -4.5 | 1 | -3.1 | 0 | -0.6 | 0.6 | -5 | -1.1 | -10.6 | 0 | -9.4 | 11.9 | 11.2 | -15 | -15.6 | -11.7 | -16.2 | 1.7 | -5.6 | -1.5 | -4.3 | 12.1 | 2.3 | 0.9 | -4.5 | -6.7 | -9.4 | -0.4 | -10 | -17.6 | -18.6 | -6.1 | -15.6 | -3.3 | -8.3 | 2.8 | -0.7 | 2 | 2 | 5.6 | 4.4 | 5.4 | 2.4 | 2.2 | 0.6 | -1.1 | -10.6 | -16 | -20 | 18.9 | 16.5 | 13.1 | 12.2 | -10 | -12.8 | 3.9 | 2.8 | -4.4 | -12.2 | 0 | -2.2 | 14.2 | 13.4 | 4.4 | -5.6 | 6 | 2.1 | 6.1 | 5 | 7.4 | 4.5 | 2.8 | -1.7 | -6.7 | -14.4 | -13.1 | -18.2 | 1.1 | -1.7 | 3.1 | 1 | -1.9 | -3.4 | 0.2 | -2.4 | -2.2 | -15.6 | -3.9 | -8.9
-9 | -10 | -5 | -7.8 | 4.4 | 1.7 | -2.8 | -5.6 | -5.2 | -12 | 7.8 | -3.3 | 3 | 2 | 5.6 | 5.6 | 15 | 2.2 | 9.4 | 8.3 | 9.3 | 7.3 | 13.9 | 12.8 | -1.7 | -3.9 | -13.3 | -16.4 | 8 | 8 | 14.8 | 14.5 | 13.3 | 11.1 | 4.3 | 0.6 | 16.7 | 14.4 | 0 | -1.7 | 18.9 | 16.1 | -0.6 | -1.7 | 3.3 | -0.8 | -2.2 | -3.9 | 1.7 | 1.1 | 0 | -1.1 | 2.6 | 2 | 13.3 | 12.8 | 15 | 11.1 | 1.7 | -2.2 | -27 | -31 | -16.5 | -17.6 | -4.4 | -6.7 | 1.7 | -0.6 | -13.3 | -15 | 0.4 | -1.2 | -29.4 | -33.9 | -2.8 | -5 | -2.8 | -5.6 | -8.9 | -20.6 | -2.8 | -5.6 | 0.6 | -4.4 | 1.1 | -0.6 | -0.6 | -5.6 | -0.6 | -10.6 | -0.6 | -10 | 12 | 11.7 | -15.6 | -16.7 | -12.2 | -17.8 | 1.7 | -6.1 | -1.8 | -4.3 | 11.3 | 1.8 | 0.2 | -5.1 | -7.2 | -10.6 | -0.2 | -9.8 | -17.9 | -19.4 | -8.3 | -15.6 | -3.9 | -8.3 | 2.2 | -1.1 | 2 | 2 | 5.6 | 4.4 | 5.2 | 2 | 2.2 | 0.6 | -1.1 | -10.6 | -16 | -20 | 18.9 | 16.2 | 13 | 12.2 | -10 | -13.3 | 4.4 | 2.2 | -5 | -12.8 | 0 | -2.8 | 14.4 | 13.9 | 2.8 | -5.6 | 5.6 | 2.2 | 6.7 | 5.6 | 7.2 | 4.4 | 2.8 | -2.2 | -6.7 | -15 | -14.1 | -18.7 | 1.7 | -1.7 | 3 | 0.7 | -2.8 | -4.4 | 0.4 | -2.3 | -2.2 | -17.2 | -4.3 | -8.6
-11 | -13 | -5 | -6.7 | 3.7 | 1.1 | -3.2 | -5.4 | -5.4 | -12.8 | 5.6 | -3.3 | 4 | 2 | 5 | 5 | 13.9 | 3.3 | 10 | 9.4 | 8.9 | 6.7 | 14.4 | 12.9 | -2.2 | -4.4 | -13.9 | -17.3 | 8 | 8 | 13.9 | 13.3 | 13.3 | 10.6 | 3.9 | 1.1 | 14.4 | 11.7 | 0 | -1.7 | 18.9 | 15.6 | -1.7 | -2.7 | 2.8 | -1 | -1.7 | -3.9 | 1.7 | 0.6 | -1.1 | -2.1 | 2.2 | 1.7 | 12.9 | 12.5 | 15.2 | 11.6 | 1.7 | -1.7 | -27 | -30 | -16.7 | -17.8 | -4.4 | -6.7 | 1.7 | -0.6 | -14.4 | -16.1 | 0 | -1.7 | -29.8 | -33.9 | -2.2 | -5 | -3.9 | -6.4 | -9.4 | -19.4 | -3.3 | -6.1 | 0.2 | -3.9 | 1.1 | -0.6 | -0.6 | -5.6 | -0.6 | -10 | -0.6 | -11.1 | 12.2 | 12.2 | -16.7 | -17.8 | -12.6 | -17.1 | 1.1 | -5.6 | -2.2 | -5 | 10.6 | 1.1 | -0.6 | -6.7 | -7.2 | -11.1 | 0 | -10.6 | -18.3 | -20.6 | -8.9 | -15 | -5 | -10 | 1.8 | -1 | 2 | 0 | 5.6 | 4.4 | 5 | 1.7 | 2.2 | 1.1 | -0.6 | -10 | -18 | -21 | 18.9 | 16.1 | 12.8 | 12.2 | -8.3 | -10.6 | 3.3 | 0 | -5.6 | -12.2 | -0.2 | -2.7 | 14.6 | 14 | 1.7 | -5 | 6 | 2.6 | 6.7 | 5.6 | 7.2 | 4.5 | 2.8 | -2.2 | -6.7 | -14.4 | -15 | -19.4 | 1.1 | -1.7 | 2.8 | 0.6 | -2.8 | -4.3 | 0.6 | -2.8 | -1.1 | -17.2 | -4.6 | -9
-14 | -16 | -4.4 | -6.7 | 2.9 | 0.4 | -3.5 | -5.3 | -5.6 | -14.4 | 6.1 | -3.9 | 2 | 1 | 4.6 | 4.6 | 13.3 | 3.3 | 10 | 9.4 | 8.7 | 6.9 | 14.4 | 13.5 | -3.3 | -5 | -14.4 | -18.3 | 8 | 8 | 13.2 | 12.3 | 12.8 | 7.2 | 3.9 | 1.3 | 13.3 | 8.3 | -0.6 | -3.9 | 19.4 | 15.6 | -2.8 | -3.8 | 2.2 | -1.7 | -5 | -5.6 | 1.7 | 0.6 | -2.2 | -3.2 | 2 | 1.4 | 12.6 | 12.5 | 15.4 | 12 | 1.1 | -2.2 | -28 | -31 | -16.7 | -18.1 | -4.2 | -6.4 | 1.1 | -2.2 | -15 | -17.2 | -1.7 | -2.6 | -30.2 | -34.2 | -1.7 | -5 | -5 | -7.4 | -10 | -18.9 | -3.9 | -6.9 | -0.2 | -4 | 1.7 | -2.8 | -2.2 | -6.1 | -0.6 | -10.6 | -1.1 | -10.6 | 12.4 | 12.3 | -17.2 | -17.8 | -12.9 | -17.1 | 1.1 | -5.6 | -2.2 | -4.7 | 8.7 | 1.6 | -1 | -5.4 | -7.2 | -11.1 | -0.2 | -7.9 | -17.9 | -20.1 | -10.6 | -16.7 | -5 | -9.4 | 1.5 | -0.9 | 2 | 0 | 5 | 4.4 | 5 | 1.5 | 2.8 | 2.2 | 1.7 | -8.9 | -18 | -22 | 18.7 | 16 | 12.2 | 11.1 | -7.8 | -10 | 2.8 | -1.7 | -5.6 | -12.8 | -0.4 | -3.2 | 14.8 | 14.4 | 2.2 | -5.6 | 6.3 | 3.1 | 6.7 | 5.6 | 7.2 | 4.5 | 0.6 | -2.8 | -6.7 | -16.1 | -15.4 | -19.3 | 1.7 | -1.1 | 3 | 0.7 | -2.8 | -4.3 | -0.5 | -3.2 | -1.7 | -16.7 | -5 | -10
-16 | -19 | -6.7 | -8.9 | 2.2 | 0 | -3.9 | -5.6 | -4.1 | -12.9 | 6.7 | -3.3 | 3 | 1 | 4.3 | 4.3 | 13.3 | 2.8 | 10.6 | 9.4 | 8.5 | 7.1 | 14.4 | 13.9 | -4.4 | -5 | -14.2 | -17.9 | 8 | 8 | 12.4 | 11.2 | 11.7 | 5.6 | 3.9 | 1.6 | 12.8 | 7.8 | -1.1 | -4.4 | 18.3 | 15.6 | -3.9 | -5 | 1.8 | -1.6 | -3.9 | -4.4 | 1.7 | 0 | -3.3 | -4.4 | 1.9 | 1.3 | 12.2 | 12.2 | 15.6 | 12.2 | 1.7 | -1.7 | -29 | -31 | -16.7 | -18.6 | -4.1 | -6.4 | 1.1 | -2.2 | -15.6 | -15.6 | -3.3 | -3.8 | -30.6 | -35 | -2.8 | -6.1 | -6.1 | -8.9 | -10 | -18.3 | -4.4 | -8.3 | -0.6 | -4.4 | 0.6 | -2.8 | -2.8 | -6.7 | 0 | -10 | -1.7 | -10.6 | 12.6 | 12.2 | -17.8 | -17.8 | -13.3 | -17.8 | 1.7 | -5.6 | -2.2 | -5 | 6.9 | 1.8 | -1.3 | -5 | -7.2 | -10.6 | -0.4 | -6.6 | -17.6 | -20.2 | -9.4 | -13.9 | -5 | -9.4 | 1.1 | -1.1 | 2 | 0 | 5 | 4.4 | 5 | 1.3 | 3.3 | 3.3 | 0.6 | -4.4 | -19 | -25 | 18.5 | 16.1 | 11.7 | 10 | -7.8 | -10.6 | 1.7 | -1.7 | -6.1 | -13.3 | -0.6 | -3.9 | 15 | 14.4 | 2.2 | -6.7 | 6.7 | 3.3 | 7.2 | 6.1 | 7.2 | 4.4 | 0 | -2.8 | -7.2 | -16.7 | -15.7 | -19.6 | 2.2 | -0.6 | 3.1 | 1 | -2.8 | -4.4 | -1.7 | -4.3 | -2.2 | -16.1 | -5.2 | -9.8
-16 | -19 | -6.1 | -8.3 | 2.4 | 0.1 | -2.2 | -4.5 | -2.6 | -12.3 | 6.1 | -3.9 | 3 | 1 | 3.9 | 3.9 | 13.3 | 2.2 | 11.1 | 9.4 | 8.3 | 7.2 | 14.4 | 13.9 | -5.6 | -6.1 | -14.1 | -17.9 | 8 | 8 | 11.7 | 10 | 12.2 | 6.7 | 3.9 | 1.7 | 11.1 | 7.8 | -1.1 | -5 | 18.3 | 15.6 | -4.5 | -5.9 | 1.5 | -1.7 | -2.8 | -4.4 | 1.7 | -1.1 | -4.1 | -5.1 | 1.7 | 1.1 | 13.3 | 13 | 16.1 | 12.7 | 1.7 | -1.7 | -30 | -33 | -16.7 | -18.9 | -3.9 | -6.7 | 1.1 | -1.7 | -17.2 | -19.4 | -5 | -5 | -27.8 | -32.1 | -4.4 | -7.8 | -6.3 | -9 | -10.6 | -17.8 | -5.2 | -8.7 | 0.3 | -3.7 | 1.7 | -3.3 | -2.8 | -6.7 | 0 | -11.7 | -2.2 | -10.6 | 12.8 | 12.2 | -18.3 | -23.9 | -12.6 | -16.9 | -2.2 | -6.7 | -2.2 | -5.6 | 5 | 1.7 | -1.7 | -5 | -7.2 | -9.4 | -0.6 | -6.1 | -17.2 | -20.6 | -9.4 | -14.4 | -3.9 | -8.9 | 2.2 | -0.3 | 1 | 0 | 5 | 4.4 | 5 | 1.1 | 5.6 | 5.6 | 1.1 | -3.3 | -20 | -26 | 18.3 | 16.1 | 11.1 | 8.9 | -7.2 | -10 | 1.7 | -2.8 | -6.7 | -13.9 | 0.7 | -3.2 | 15.4 | 14.8 | 2.8 | -7.8 | 8 | 4.6 | 7.2 | 6.1 | 7.6 | 5.3 | 2.8 | -2.2 | -7.2 | -16.7 | -16.1 | -20.6 | 2.2 | -0.6 | 3.3 | 1.1 | -1.5 | -3 | -2.8 | -5.6 | -3.9 | -16.1 | -5.4 | -10.2
-17 | -20 | -6.7 | -8.9 | 2.6 | 0.3 | -0.6 | -4 | -1.1 | -13.3 | 8.3 | -3.3 | 3 | 1 | 6.1 | 5.4 | 16.1 | 2.8 | 11.1 | 10.6 | 8.9 | 7.9 | 14.4 | 13.9 | -6.1 | -7.2 | -13.9 | -18.3 | 9 | 8 | 11.5 | 9.8 | 13.3 | 5.6 | 5.6 | 2.9 | 11.7 | 7.8 | -2.2 | -6.7 | 19.4 | 16.1 | -5 | -6.6 | 1.1 | -2.2 | -2.2 | -3.3 | 1.7 | -1.1 | -4.8 | -5.8 | 1.7 | 1.1 | 14.5 | 13.7 | 16.7 | 13.1 | 1.7 | -1.1 | -30 | -33 | -16.7 | -19.7 | -2 | -4.6 | 1.1 | -2.2 | -15.6 | -19.4 | -5.6 | -5.6 | -25 | -29.7 | -4.4 | -7.8 | -6.5 | -9.6 | -10.6 | -17.8 | -5.9 | -9.7 | 1.3 | -3.1 | 0.6 | -3.3 | -3.3 | -7.8 | -1.1 | -12.8 | -1.7 | -10.6 | 12.6 | 12 | -18.3 | -21.7 | -11.8 | -16.7 | 1.7 | -4.4 | 0.6 | -3.7 | 7.8 | 2.3 | 1.6 | -2.9 | -7.2 | -10 | -0.8 | -7 | -15.7 | -19 | -8.3 | -13.3 | -3.9 | -8.3 | 3.3 | 0.3 | 1 | 0 | 5.6 | 4.4 | 5.2 | 1.1 | 6.7 | 6.7 | 0 | -2.8 | -20 | -26 | 17.8 | 15.3 | 8.1 | 5.8 | -7.2 | -10.6 | 1.7 | -3.3 | -5.6 | -13.3 | 2 | -3.1 | 15.7 | 14.8 | 2.8 | -6.7 | 9.3 | 5.7 | 7.2 | 6.1 | 7.9 | 5.9 | 2.2 | -2.2 | -7.2 | -16.7 | -16.5 | -20.9 | 2.8 | 0 | 4.1 | 2 | -0.2 | -1.6 | -3 | -5.9 | -1.1 | -15.6 | -5.6 | -11.1
-18 | -20 | -7.2 | -10 | 2.8 | 0.6 | 1.1 | -3.9 | 1.7 | -11.1 | 12.2 | -2.8 | 5 | 2 | 8.4 | 7 | 20 | 3.3 | 11.1 | 10.6 | 9.4 | 8.4 | 15 | 14.4 | -6.7 | -7.2 | -11.9 | -16.8 | 9 | 8 | 11.3 | 9.6 | 16.7 | 8.3 | 7.2 | 4 | 12.2 | 7.2 | -2.8 | -6.7 | 22.2 | 16.1 | -5.6 | -7.8 | 3.7 | -0.9 | 1.7 | 0 | 1.7 | -1.1 | -5.6 | -6.7 | 1.7 | 1.1 | 15.6 | 14.4 | 17.2 | 13.3 | 2.2 | -0.6 | -27 | -31 | -16.7 | -20.9 | -0.2 | -3 | 1.1 | -2.2 | -13.9 | -16.1 | -6.1 | -6.1 | -22.2 | -27.8 | -5 | -9.4 | -6.7 | -10.6 | -9.4 | -17.2 | -6.7 | -11.1 | 2.2 | -3.3 | 2.2 | -3.3 | 2.8 | -6.1 | 1.7 | -11.7 | -1.7 | -12.2 | 12.4 | 11.8 | -18.3 | -21.1 | -11.1 | -17.2 | 6.1 | -3.9 | 3.3 | -3.1 | 10.5 | 2.1 | 5 | -1.5 | -6.1 | -11.1 | -0.9 | -8.6 | -14.3 | -18.1 | -7.2 | -13.3 | -1.1 | -6.7 | 4.4 | 1.1 | 2 | -1 | 6.1 | 5 | 5.4 | 1.1 | 7.8 | 7.8 | 0.6 | -2.8 | -20 | -26 | 17.2 | 14.3 | 5.2 | 2.6 | -7.2 | -10 | 1.7 | -3.3 | -4.4 | -13.3 | 3.3 | -3.3 | 16.1 | 15 | 7.8 | -6.7 | 10.6 | 6.7 | 8.3 | 6.1 | 8.3 | 6.7 | 3.9 | -1.7 | -6.1 | -16.1 | -16.8 | -21.8 | 3.3 | 0 | 4.8 | 2.7 | 1.1 | -0.6 | -3.1 | -6.5 | 1.7 | -14.4 | -3.2 | -9.3
-21 | -23 | -6.1 | -8.9 | 3.3 | 0.5 | 2.6 | -3.5 | 4.4 | -10.8 | 15.6 | -3.9 | 6 | 2 | 10.6 | 8.3 | 22.2 | 3.9 | 11.7 | 11.1 | 10 | 8.9 | 15.6 | 14.4 | -6.7 | -7.8 | -9.8 | -15.6 | 10 | 8 | 11.1 | 9.4 | 19.4 | 10.6 | 8.9 | 5 | 13.3 | 5.6 | -3.3 | -7.2 | 24.4 | 15.6 | -5.6 | -8 | 6.3 | -0.4 | 2.2 | 0 | 2.2 | 0 | -6 | -7.1 | 1.7 | 1.1 | 17.3 | 15.1 | 18.9 | 14 | 2.2 | -0.6 | -26 | -30 | -16.7 | -22.8 | 1.7 | -1.7 | 0.6 | -2.2 | -9.4 | -14.4 | -6.7 | -6.7 | -19.2 | -24.9 | -5.6 | -10.6 | -5.8 | -10.4 | -8.3 | -17.2 | -5.8 | -10.9 | 2.9 | -2.3 | 3.3 | -2.8 | 0 | -6.7 | 3.3 | -12.2 | -1.1 | -11.1 | 12.2 | 11.7 | -18.3 | -21.7 | -9.4 | -15.6 | 8.9 | -3.3 | 6.1 | -2.8 | 13.3 | 1.7 | 8.3 | -0.6 | -5.6 | -12.2 | -1.1 | -11.7 | -12.8 | -17.8 | 0 | -12.2 | 1.1 | -5.6 | 4.8 | 1.5 | 2 | -1 | 7.8 | 6.1 | 5.6 | 1.1 | 8.9 | 8.9 | 1.1 | -1.7 | -20 | -26 | 16.7 | 13.3 | 2.2 | -0.6 | -6.7 | -9.4 | 1.7 | -4.4 | -2.8 | -12.2 | 5.7 | -1.9 | 19.1 | 15.4 | 10.6 | -7.2 | 13.4 | 7.9 | 9.4 | 6.7 | 9.6 | 7.4 | 6.1 | -0.6 | -5 | -16.7 | -17.2 | -23.3 | 5.6 | 1.1 | 5.6 | 3.3 | 0.7 | -0.8 | -3.3 | -7.8 | 3.3 | -16.1 | -0.7 | -7.9
-21 | -23 | -5.6 | -8.3 | 3.9 | 0.6 | 4.1 | -3.9 | 7.2 | -12.2 | 16.7 | -2.2 | 6 | 3 | 12.1 | 9.3 | 24.4 | 3.9 | 12.2 | 11.1 | 11.9 | 9.7 | 15.6 | 14.4 | -6.1 | -7.2 | -7.8 | -15.6 | 11 | 9 | 11.3 | 9.1 | 21.7 | 12.8 | 12 | 6.7 | 15 | 6.7 | -3.3 | -7.8 | 24.4 | 15.6 | -5.6 | -8.6 | 8.9 | 0 | 2.8 | 0.6 | 2.2 | 0.6 | -6.3 | -7.6 | 2.1 | 1.4 | 18.9 | 15.8 | 20.5 | 14.7 | 3.9 | 1.1 | -25 | -28 | -16.5 | -21.9 | 1.1 | -1.1 | 1.1 | -2.8 | -6.1 | -12.2 | -5.8 | -6.9 | -16.3 | -23.1 | -6.1 | -11.1 | -4.8 | -10.8 | -6.7 | -17.2 | -4.8 | -11.2 | 3.7 | -1.6 | 5.6 | -2.8 | 1.1 | -5 | 5 | -13.3 | 0 | -10 | 10.7 | 9.5 | -18.3 | -21.7 | -7.8 | -15.1 | 13.3 | -3.3 | 8.3 | -2.1 | 14.6 | 1.5 | 11.6 | 0.4 | -5 | -11.7 | -0.9 | -10.2 | -10.6 | -15.7 | 1.7 | -12.8 | 4.4 | -3.9 | 5.2 | 1.9 | 1 | -1 | 8.9 | 6.1 | 6.3 | 1.6 | 10 | 9.4 | 1.7 | -1.7 | -19 | -26 | 18 | 13.3 | 2.2 | -1.2 | -6.1 | -9.4 | 1.7 | -3.9 | -1.1 | -11.1 | 8.2 | -1.2 | 22 | 15.4 | 12.8 | -6.7 | 16.1 | 8.9 | 10.6 | 7.8 | 10.9 | 8.2 | 7.8 | -1.1 | -5 | -16.1 | -16.8 | -22.5 | 6.1 | 3.3 | 7.1 | 3.9 | 0.4 | -1.1 | -2.8 | -7.3 | 5.6 | -16.1 | 1.7 | -8.3
-20 | -22 | -5.6 | -7.8 | 4.4 | 0.6 | 5.6 | -5 | 7.2 | -10.3 | 18.9 | -2.8 | 6 | 3 | 13.5 | 10.3 | 26.7 | 3.3 | 12.8 | 12.2 | 13.7 | 10.2 | 15.6 | 14.4 | -5.6 | -7.2 | -6.3 | -13.7 | 10 | 9 | 11.5 | 8.7 | 22.8 | 12.8 | 15.2 | 8.2 | 13.9 | 7.2 | -4.4 | -8.3 | 24.4 | 15.6 | -5.6 | -9.4 | 9.6 | 0.7 | 2.8 | 0.6 | 1.7 | 0 | -6.7 | -8.3 | 2.4 | 1.4 | 20.6 | 16.1 | 22.2 | 15 | 3.9 | 1.1 | -23 | -28 | -16.3 | -21.3 | 0.6 | -0.7 | 0.6 | -2.2 | -2.8 | -10 | -4.8 | -7.2 | -13.3 | -22.2 | -6.7 | -12.2 | -3.9 | -12.2 | -5.6 | -16.1 | -3.9 | -12.8 | 4.4 | -1.1 | 8.3 | -2.8 | 3.9 | -2.8 | 6.1 | -13.3 | 0 | -11.1 | 9.3 | 7.3 | -17.2 | -21.1 | -6.1 | -15.6 | 16.7 | -5.6 | 10.6 | -2.1 | 15.9 | 1.6 | 15 | 0.8 | -5.6 | -11.7 | -0.8 | -10.1 | -8.3 | -14.2 | 4.4 | -13.3 | 7.2 | -2.2 | 5.6 | 2.2 | 1 | 0 | 9.4 | 6.1 | 7.1 | 2.4 | 10.6 | 10 | 1.7 | -1.1 | -18 | -25 | 19.3 | 12.8 | 2.2 | -2 | -5.6 | -10 | 2.8 | -2.8 | 0 | -10.6 | 10.6 | -0.6 | 25 | 14.4 | 14.4 | -6.7 | 18.9 | 9.4 | 12.2 | 7.8 | 12.2 | 8.9 | 11.7 | -1.1 | -4.4 | -16.1 | -16.5 | -22.2 | 6.7 | 1.1 | 8.5 | 4.3 | 0 | -1.7 | -2.2 | -7.2 | 5.6 | -14.4 | 3.7 | -6.9
-20 | -22 | -3.9 | -7.2 | 4.8 | 0.5 | 6.1 | -4.4 | 7.2 | -9.8 | 20.6 | -4.4 | 6 | 3 | 15 | 11.1 | 21.7 | 10.6 | 13.3 | 11.7 | 15.6 | 10.6 | 15.6 | 15 | -5.6 | -7.2 | -4.8 | -12.7 | 9 | 7 | 11.7 | 8.3 | 22.8 | 11.7 | 18.3 | 9.4 | 12.8 | 7.8 | -3.9 | -8.3 | 25 | 14.4 | -5.4 | -9.2 | 10.4 | 1.7 | 3.9 | 0.6 | 1.7 | 0 | -6.7 | -8.2 | 2.8 | 1.7 | 20.6 | 16.7 | 21.7 | 15.6 | 3.3 | 1.1 | -20 | -25 | -16.1 | -21.7 | 0 | -0.6 | 0.6 | -3.3 | -0.6 | -10 | -3.9 | -8.3 | -12 | -20.4 | -6.7 | -12.2 | -3.5 | -11 | -4.4 | -15 | -3.5 | -11.9 | 4.4 | -1.6 | 8.9 | -2.8 | 5 | -3.3 | 7.8 | -13.9 | 0.6 | -11.1 | 7.8 | 5 | -17.8 | -21.7 | -5.2 | -13.5 | 18.9 | -8.9 | 12.8 | -2.8 | 17.2 | 1.1 | 18.3 | 0.6 | -5 | -11.7 | -0.6 | -11.1 | -6.1 | -13.9 | 5.6 | -12.8 | 7.2 | -3.3 | 5.4 | 2 | 1 | 0 | 10 | 6.7 | 7.8 | 2.8 | 11.7 | 11.1 | 1.7 | -1.7 | -18 | -25 | 20.6 | 12.2 | 2.2 | -3.3 | -5 | -9.4 | 3.3 | -3.3 | 1.7 | -11.1 | 11.3 | 0.1 | 25 | 14.8 | 16.1 | -6.7 | 20.6 | 10.2 | 12.2 | 7.8 | 13.5 | 9.4 | 12.8 | -0.6 | -3.9 | -15.6 | -16.1 | -22.8 | 6.1 | 1.1 | 10 | 4.4 | 0 | -2.2 | -1.7 | -8.3 | 6.1 | -14.4 | 5.8 | -6.3
-20 | -22 | -3.9 | -7.8 | 5.2 | 0.7 | 6.7 | -4.7 | 7.2 | -10.6 | 21.7 | -4.4 | 6 | 3 | 15.6 | 11 | 21.7 | 9.4 | 14.4 | 11.7 | 16.7 | 10.8 | 15 | 14.4 | -5.6 | -6.7 | -3.3 | -12.8 | 8 | 7 | 12.1 | 7.8 | 22.8 | 12.2 | 18.9 | 10 | 13.9 | 7.2 | -4.4 | -9.4 | 25.6 | 15 | -5.2 | -9.3 | 11.1 | 2.2 | 1.7 | -1.1 | 1.7 | -0.6 | -6.7 | -8.2 | 3 | 1.8 | 20.6 | 16.9 | 21.1 | 15.9 | 3.9 | 1.7 | -21 | -26 | -15.9 | -20.8 | 0.2 | -0.4 | 0.6 | -4.4 | 0 | -9.4 | -3.7 | -7.4 | -10.7 | -19.6 | -6.7 | -12.2 | -3.2 | -11 | -3.3 | -15 | -3.2 | -12.1 | 4.4 | -2.4 | 8.3 | -2.8 | 3.9 | -1.1 | 8.3 | -13.3 | 1.1 | -11.1 | 5.6 | 2.6 | -18.3 | -21.7 | -4.2 | -12.6 | 20 | -9.4 | 13 | -2.5 | 17.8 | 0 | 19.1 | -0.3 | -5 | -11.7 | -0.8 | -10.9 | -5.5 | -13.1 | 6.1 | -10.6 | 6.7 | -2.8 | 5.2 | 1.9 | 0 | 0 | 11.7 | 5.6 | 8.2 | 2.9 | 10 | 6.7 | 1.7 | -1.7 | -18 | -25 | 20.2 | 11.2 | 2 | -3.6 | -5 | -10 | 5 | -3.3 | 2.8 | -10.6 | 12.1 | 0.5 | 25 | 14.8 | 17.2 | -7.2 | 22.2 | 11 | 13.3 | 7.8 | 14.8 | 9.6 | 13.9 | 0.6 | -3.3 | -15.6 | -16.1 | -22.6 | 6.1 | 1.1 | 10.4 | 4.6 | 0 | -3 | -1.1 | -7.5 | 7.2 | -10 | 7.8 | -7.2
-20 | -22 | -3.3 | -6.1 | 5.6 | 0.6 | 7.2 | -5.6 | 6.7 | -8.2 | 22.2 | -5 | 6 | 1 | 16.1 | 10.4 | 21.1 | 8.9 | 16.1 | 11.7 | 17.8 | 10.7 | 14.4 | 13.3 | -5.6 | -6.7 | -3.9 | -10.6 | 6 | 5 | 12.4 | 6.9 | 22.8 | 12.8 | 19.4 | 10.2 | 11.7 | 7.8 | -4.4 | -9.4 | 25 | 15.6 | -5 | -10 | 11.3 | 2.3 | 1.1 | -1.1 | 0.6 | -1.1 | -6.7 | -8.3 | 3.1 | 2.1 | 20.6 | 17.2 | 20.6 | 16.1 | 5 | 2.8 | -20 | -26 | -15.8 | -20.7 | 0.4 | -0.5 | 0.6 | -5 | 0.6 | -10.6 | -3.5 | -7 | -9.4 | -20 | -7.2 | -12.8 | -2.8 | -11.7 | -2.2 | -14.4 | -2.8 | -13.3 | 4.4 | -3.3 | 8.9 | -2.8 | 3.9 | -2.2 | 10 | -7.8 | 1.1 | -12.2 | 3.3 | -0.1 | -17.2 | -21.1 | -3.3 | -12.8 | 21.1 | -9.4 | 13.1 | -2.5 | 18.3 | -1.3 | 19.8 | -1.7 | -5 | -12.2 | -0.9 | -11.8 | -5 | -13.3 | 6.1 | -7.2 | 6.7 | -2.8 | 5 | 1.7 | 0 | -2 | 10 | 5.6 | 8.5 | 2.9 | 7.8 | 5 | 1.7 | -1.7 | -18 | -25 | 19.8 | 9.7 | 1.9 | -4.1 | -4.4 | -10.6 | 5.6 | -2.8 | 3.3 | -11.1 | 12.8 | 1.1 | 25 | 15 | 17.2 | -8.3 | 23.9 | 11.7 | 15 | 7.8 | 16.1 | 10 | 14.4 | 1.7 | -2.2 | -15 | -16.1 | -22.9 | 6.1 | 1.1 | 10.7 | 4.6 | 0 | -4.4 | -0.6 | -7.6 | 6.1 | -13.3 | 6.9 | -6
-20 | -22 | -2.8 | -6.1 | 5.6 | 0.5 | 6.5 | -4.6 | 6.1 | -7.6 | 21.7 | -5.6 | 6 | 1 | 16.7 | 10 | 20 | 8.9 | 16.7 | 10.6 | 18.9 | 10.6 | 14.4 | 13.3 | -5.6 | -7.2 | -4.4 | -9.7 | 6 | 2 | 12.8 | 6.1 | 22.2 | 12.2 | 20 | 10.6 | 12.2 | 5.6 | -4.4 | -10 | 24.4 | 15 | -5.6 | -9.9 | 11.5 | 2.5 | 0.6 | -2.2 | -0.6 | -2.2 | -6.7 | -9 | 3.3 | 2.2 | 19.7 | 17.3 | 20 | 16.5 | 4.4 | 1.7 | -20 | -25 | -15.6 | -21.1 | 0.6 | -0.6 | 0.6 | -5.6 | -0.6 | -10 | -3.3 | -7.2 | -9.2 | -18.7 | -7.8 | -13.9 | -2.8 | -11 | -1.7 | -13.9 | -3 | -11.9 | 3.9 | -3 | 8.3 | -2.8 | 2.2 | -1.1 | 9.4 | -2.8 | 1.7 | -11.7 | 1.1 | -2.8 | -17.2 | -20.6 | -3.3 | -11.5 | 21.7 | -12.2 | 13.3 | -3.3 | 18.9 | -3.3 | 20.6 | -3.3 | -5 | -11.7 | -1.1 | -14.4 | -4.4 | -15 | 4.4 | -5.6 | 6.1 | -2.2 | 3.5 | 0.4 | 0 | -2 | 11.1 | 5 | 8.9 | 2.8 | 6.7 | 5.6 | 1.7 | -1.7 | -18 | -26 | 19.4 | 8.3 | 1.7 | -5.6 | -4.4 | -9.4 | 6.1 | -3.3 | 3.9 | -12.2 | 11.5 | 1.7 | 23.9 | 14.9 | 17.2 | -8.3 | 22.8 | 12.8 | 15 | 8.3 | 15.9 | 10.3 | 14.4 | 2.2 | -2.8 | -15.6 | -16.1 | -24.4 | 6.1 | 0.6 | 11.1 | 4.4 | -0.7 | -5.1 | 0 | -8.9 | 5 | -12.8 | 5.9 | -5.9
-20 | -22 | -3.3 | -7.2 | 5.6 | 0.3 | 5.7 | -4.4 | 5.6 | -7.8 | 21.1 | -2.8 | 5 | 1 | 15.4 | 10.2 | 19.4 | 10 | 16.1 | 10 | 17.8 | 10.2 | 13.9 | 12.8 | -5.6 | -7.8 | -5 | -9.4 | 6 | 2 | 12.4 | 6.5 | 22.2 | 12.2 | 18.3 | 10.7 | 13.3 | 4.4 | -4.4 | -10 | 23.9 | 16.1 | -6.1 | -10.2 | 11.7 | 2.2 | 0 | -2.8 | -0.6 | -2.8 | -6.7 | -9.7 | 2.6 | 1.6 | 18.7 | 17.4 | 19.5 | 16.6 | 3.3 | 1.7 | -21 | -26 | -16.7 | -21.7 | 0.6 | -0.3 | 0.6 | -5.6 | -1.1 | -10.6 | -2.9 | -6.7 | -9.1 | -18.3 | -8.3 | -15 | -2.8 | -11.7 | -2.2 | -13.3 | -3.1 | -11.3 | 3.3 | -3.3 | 7.2 | -2.8 | 5 | -3.3 | 7.8 | -3.3 | 1.7 | -11.7 | 0.5 | -2.4 | -17.2 | -20.6 | -3.3 | -11.3 | 20.6 | -12.8 | 9.8 | -1.6 | 17.6 | -1.4 | 16.7 | -1.7 | -5.6 | -11.7 | -1.5 | -12.6 | -5 | -13.1 | 2.8 | -6.1 | 6.1 | -2.2 | 2.1 | -0.9 | 0 | -3 | 10 | 3.9 | 8.2 | 2.9 | 5.6 | 3.9 | 1.7 | -1.7 | -18 | -26 | 17.7 | 8 | 1.1 | -4.9 | -5 | -11.1 | 6.7 | -2.8 | 3.3 | -11.1 | 10.2 | 2.1 | 22.8 | 14.9 | 17.2 | -8.3 | 21.7 | 13.4 | 14.4 | 8.3 | 15.8 | 10.4 | 13.3 | 2.8 | -3.3 | -15 | -16.7 | -24.1 | 6.1 | 0.6 | 9.3 | 3.9 | -1.5 | -6.4 | -0.9 | -8.6 | 3.9 | -11.7 | 5 | -6.7
-21 | -23 | -2.8 | -6.7 | 5.6 | 0 | 5 | -5 | 5 | -6.3 | 20 | -3.3 | 4 | 1 | 14.1 | 10.2 | 16.7 | 9.4 | 15.6 | 9.4 | 16.7 | 9.7 | 12.8 | 12.2 | -5.6 | -7.8 | -6.7 | -10.1 | 5 | 1 | 12.1 | 7 | 21.1 | 12.8 | 16.7 | 10.4 | 11.7 | 5 | -4.4 | -10 | 23.3 | 16.7 | -6.7 | -11.1 | 10.4 | 2.3 | 0 | -3.3 | -0.6 | -3.3 | -6.7 | -11.1 | 1.8 | 0.6 | 17.8 | 17.2 | 18.9 | 16.7 | 3.3 | 0.6 | -22 | -25 | -17.8 | -23.1 | 0.6 | -0.1 | 0 | -5.6 | -1.7 | -10.6 | -2.6 | -6.9 | -8.9 | -19.4 | -8.9 | -16.7 | -2.8 | -13.3 | -3.3 | -13.3 | -3.3 | -12.2 | 2.8 | -3.9 | 5 | -2.8 | 3.3 | -2.2 | 7.2 | -1.7 | 1.1 | -11.7 | 0 | -2.4 | -17.2 | -20.6 | -3.3 | -12.2 | 15.6 | -7.2 | 6.3 | -1.8 | 16.3 | 0 | 12.8 | -1.7 | -6.1 | -11.7 | -1.8 | -12.1 | -5.5 | -12.3 | 3.9 | -9.4 | 5.6 | -3.9 | 0.6 | -2.2 | -1 | -2 | 7.2 | 2.8 | 7.4 | 2.9 | 5 | 3.9 | 1.7 | -1.7 | -19 | -26 | 16.1 | 7.4 | 0.6 | -5.2 | -6.7 | -11.7 | 5.6 | -3.9 | 1.7 | -11.7 | 8.9 | 2.2 | 21.7 | 14.4 | 14.4 | -8.3 | 20.6 | 13.9 | 13.9 | 8.9 | 15.6 | 10.6 | 10 | 2.2 | -4.4 | -15 | -17.2 | -24.8 | 6.1 | 1.1 | 7.4 | 3.1 | -2.2 | -8.3 | -1.9 | -9.3 | 2.2 | -11.1 | 4.3 | -5.8
-21 | -23 | -2.8 | -5.6 | 4.1 | 0 | 4.6 | -3.7 | 4.5 | -6.2 | 19.4 | -2.2 | 4 | 0 | 12.8 | 10 | 16.1 | 9.4 | 14.4 | 10.6 | 15.6 | 8.9 | 12.8 | 12.2 | -6.1 | -7.8 | -8.3 | -11.2 | 4 | 0 | 11.7 | 7.2 | 20 | 12.2 | 15 | 10 | 11.1 | 5 | -5 | -10.6 | 22.8 | 17.8 | -7.4 | -11 | 9.1 | 2.2 | -0.6 | -3.9 | -0.6 | -3.3 | -6.7 | -10.4 | 1.1 | 0 | 16.5 | 16 | 18.7 | 16.5 | 3.9 | 0.6 | -23 | -27 | -18.9 | -25 | 0.6 | 0 | 0 | -5.6 | -3.3 | -10 | -2.2 | -7.8 | -9.5 | -16.3 | -8.9 | -16.7 | -4.1 | -10 | -5 | -12.8 | -4.1 | -10.6 | 2.2 | -2.9 | 3.3 | -1.7 | 2.8 | -2.8 | 6.7 | -2.2 | 1.1 | -11.1 | -0.6 | -2.8 | -17.8 | -21.1 | -3.1 | -10.4 | 13.3 | -8.3 | 2.8 | -2.8 | 15 | 0.6 | 8.9 | -2.8 | -6.7 | -12.8 | -2.2 | -13.3 | -6.1 | -12.8 | 3.9 | -12.2 | 5 | -3.3 | -0.2 | -2 | -1 | -2 | 6.1 | 2.8 | 6.7 | 2.8 | 5.6 | 2.8 | 1.1 | -1.7 | -20 | -27 | 14.4 | 6.7 | 0 | -6.1 | -8.3 | -13.9 | 4.4 | -3.9 | 1.1 | -12.8 | 7.2 | 1.3 | 20.8 | 15.2 | 10 | -8.3 | 19.7 | 14.1 | 13.3 | 10 | 15.6 | 11 | 7.2 | 3.3 | -5 | -15 | -17.8 | -26.1 | 5.6 | 1.7 | 5.6 | 2.2 | -3.5 | -8.7 | -2.8 | -11.1 | 2.2 | -11.1 | 3.5 | -5.7
-21 | -23 | -2.8 | -6.1 | 2.6 | -0.1 | 4.3 | -3.3 | 3.9 | -6.7 | 17.8 | -1.7 | 4 | 0 | 12.4 | 10.3 | 16.1 | 9.4 | 14.4 | 10.6 | 14.3 | 9.4 | 11.1 | 10.6 | -7.8 | -10 | -10 | -12.8 | 3 | 1 | 11.7 | 7.6 | 19.4 | 13.3 | 14.8 | 10.2 | 10.6 | 4.4 | -5 | -10 | 22.8 | 17.2 | -8.2 | -11.4 | 7.8 | 1.7 | -0.6 | -4.4 | -0.6 | -3.3 | -6.7 | -10.3 | 0.5 | -0.8 | 15.2 | 14.6 | 18.5 | 16.3 | 3.9 | 0.6 | -25 | -27 | -19.8 | -25.2 | 1.1 | 0.7 | 0 | -5 | -3.9 | -11.1 | -2.6 | -7.3 | -10 | -14.6 | -8.9 | -16.1 | -5.4 | -8.6 | -5.6 | -12.8 | -4.8 | -10.3 | 1.7 | -2.6 | 3.9 | -1.7 | 3.3 | -3.9 | 5.6 | -3.3 | 1.1 | -10.6 | -0.2 | -3.3 | -17.8 | -21.1 | -3 | -9.7 | 11.7 | -8.3 | 2.2 | -2.6 | 14.1 | 1.7 | 8.2 | -2.7 | -6.7 | -13.3 | -3.1 | -12.8 | -8 | -11.7 | 2.2 | -12.2 | 4.4 | -2.2 | -0.9 | -2 | -1 | -2 | 3.9 | 0.6 | 6.5 | 2.4 | 5.6 | 2.2 | 1.1 | -1.7 | -20 | -27 | 13.7 | 6.8 | -0.4 | -5.9 | -10 | -16.1 | 2.8 | -3.3 | -1.1 | -11.7 | 5.6 | 0.5 | 19.8 | 15.3 | 8.3 | -7.8 | 18.7 | 14 | 11.7 | 10 | 15.6 | 11.4 | 5.6 | 2.2 | -5 | -14.4 | -18.7 | -25.8 | 5 | 1.1 | 5.6 | 2.2 | -4.8 | -9.9 | -3.3 | -10.2 | 1.7 | -10.6 | 2.8 | -6.7
-21 | -23 | -3.3 | -6.7 | 1.1 | -0.6 | 3.9 | -3.3 | 3.9 | -5.7 | 17.2 | -1.1 | 3 | 2 | 12.1 | 10.9 | 16.7 | 8.9 | 13.9 | 11.7 | 13 | 9.5 | 11.1 | 11.1 | -8.3 | -10.6 | -9.4 | -11.9 | 3 | 0 | 11.7 | 8 | 18.9 | 13.3 | 14.6 | 10.5 | 11.1 | 4.4 | -4.4 | -10 | 22.2 | 17.8 | -8.9 | -12.2 | 5.9 | 0.8 | -0.6 | -4.4 | -0.6 | -3.3 | -6.7 | -10.6 | 0 | -1.7 | 13.9 | 13.3 | 18.3 | 16.1 | 4.4 | 0.6 | -25 | -27 | -20.8 | -26.3 | 1.7 | 1.5 | 0 | -5.6 | -5.6 | -12.8 | -2.9 | -7.4 | -10.6 | -13.9 | -9.4 | -16.1 | -6.7 | -7.8 | -6.1 | -12.8 | -5.6 | -10.6 | 1.1 | -2.8 | 5 | -1.7 | 0 | -7.2 | 5 | -3.9 | 1.7 | -11.7 | 0.2 | -4.3 | -18.3 | -21.1 | -2.8 | -10 | 10.6 | -10 | 1.7 | -2.6 | 13.1 | 2.3 | 7.4 | -3.1 | -7.2 | -12.8 | -4.1 | -13.9 | -9.8 | -11.8 | 2.2 | -12.2 | 3.3 | -1.1 | -1.7 | -2.2 | -1 | -4 | 3.9 | 0.6 | 6.3 | 2 | 5.6 | 2.2 | 1.1 | -1.7 | -19 | -27 | 12.9 | 6.7 | -0.7 | -6.3 | -11.7 | -18.9 | 1.1 | -3.3 | 0 | -10.6 | 3.9 | -0.6 | 18.9 | 15.6 | 5.6 | -7.2 | 17.8 | 13.9 | 11.7 | 10 | 15.6 | 11.7 | 5.6 | 2.2 | -5 | -15 | -19.7 | -26.2 | 5 | 1.1 | 5.6 | 2.2 | -6.1 | -11.7 | -3.9 | -10.2 | 2.2 | -11.1 | 0.8 | -5
-21 | -23 | -3.3 | -6.7 | 0.4 | -1.1 | 3.7 | -2.9 | 3.9 | -5.7 | 17.2 | 0 | 4 | 1 | 11.7 | 11.1 | 16.1 | 8.3 | 13.3 | 11.7 | 11.7 | 9.4 | 10.6 | 9.3 | -8.3 | -10 | -8.9 | -11.4 | 3 | 0 | 11.7 | 8.3 | 18.9 | 12.8 | 14.4 | 10.6 | 10 | 2.8 | -4.4 | -10 | 22.2 | 17.8 | -9.3 | -11.9 | 4.1 | 0 | -1.1 | -5 | -0.6 | -3.9 | -8 | -10.7 | -0.6 | -2.8 | 13.3 | 12.9 | 17.2 | 15.2 | 3.9 | 0.6 | -25 | -28 | -21.7 | -27.8 | 2.2 | 2.2 | 0 | -6.7 | -6.7 | -12.8 | -3.3 | -8.3 | -11 | -13.7 | -10 | -15.6 | -6.7 | -7.7 | -7.2 | -11.7 | -6.3 | -9 | 0.7 | -2.4 | 5.6 | -1.1 | -1.1 | -7.8 | 3.3 | -6.7 | 2.2 | -11.7 | 0.6 | -6.1 | -18.3 | -21.1 | -2.8 | -8.9 | 7.2 | -9.4 | 1.1 | -3.3 | 12.2 | 2.8 | 6.7 | -3.9 | -7.8 | -11.1 | -5 | -16.1 | -11.7 | -12.2 | 0.6 | -11.7 | 2.8 | -0.6 | -2.2 | -2.8 | -1 | -4 | 5.6 | 0 | 6.1 | 1.7 | 4.4 | 2.2 | 1.1 | -1.7 | -18 | -25 | 12.2 | 6.7 | -1.1 | -7.8 | -12.8 | -18.9 | -1.1 | -3.9 | -1.1 | -11.1 | 3.7 | -0.8 | 18.9 | 16 | 4.4 | -7.8 | 17.1 | 14 | 10 | 8.9 | 15.2 | 12 | 5 | 1.1 | -5 | -15 | -20.6 | -27.2 | 5 | 1.1 | 5.6 | 2.2 | -6.7 | -11.6 | -4.4 | -11.1 | -0.6 | -11.1 | -1.3 | -5
-21 | -23 | -3.3 | -6.7 | -0.4 | -1.8 | 3.5 | -3.3 | 3.9 | -6.1 | 15.6 | 1.7 | 2 | 0 | 11.5 | 10.9 | 15 | 8.9 | 13.3 | 12.2 | 11.1 | 9.2 | 8.9 | 8.7 | -8.3 | -10.6 | -8.3 | -11.1 | 3 | 0 | 10.6 | 7.9 | 18.3 | 12.8 | 14.8 | 10.2 | 10 | 1.7 | -5.6 | -12.2 | 21.7 | 17.8 | -9.6 | -11.8 | 2.2 | -1.1 | -1.1 | -5 | -1.1 | -4.4 | -9.3 | -11.4 | -0.8 | -2.9 | 12.8 | 12.7 | 16.1 | 14.3 | 4.4 | 0.6 | -25 | -28 | -22.4 | -28.1 | 1.8 | 1.7 | 0 | -6.1 | -6.7 | -11.7 | -4.1 | -7.8 | -11.3 | -13.9 | -10 | -15.6 | -6.7 | -7.7 | -7.2 | -12.8 | -7.1 | -8.4 | 0.4 | -2.5 | 5 | -0.6 | -3.9 | -8.3 | 2.2 | 1.1 | 2.2 | -13.3 | -0.2 | -6.4 | -18.3 | -21.1 | -2.8 | -8.7 | 7.2 | -9.4 | 0.4 | -2.9 | 11.7 | 2.4 | 5.8 | -3.6 | -8.9 | -15 | -5.7 | -15.4 | -12.4 | -13.2 | 0.6 | -11.7 | 1.7 | 0 | -2.8 | -3.7 | -1 | -3 | 3.3 | 0.6 | 5.9 | 1.4 | 4.4 | 2.2 | 0.6 | -2.2 | -20 | -26 | 11.5 | 6.7 | -1.7 | -7.5 | -13.3 | -18.9 | -1.7 | -3.9 | -1.7 | -11.1 | 3.5 | -1.1 | 18.9 | 16.3 | 5 | -7.2 | 16.3 | 14 | 10 | 8.9 | 14.8 | 12.2 | 3.9 | 0 | -5 | -15.6 | -21.3 | -26.8 | 5 | 1.1 | 5.2 | 2 | -7.2 | -12.2 | -5.2 | -10.3 | -1.7 | -11.7 | -3.3 | -5.6
-22 | -23 | -2.8 | -6.7 | -1.1 | -2.8 | 3.3 | -3.9 | 2.6 | -4.3 | 17.2 | -1.7 | 1 | 0 | 11.3 | 10.7 | 14.4 | 8.3 | 14.4 | 12.2 | 10.6 | 9.2 | 7.2 | 7.2 | -8.9 | -11.1 | -9.2 | -11.6 | 3 | -1 | 9.4 | 7.2 | 18.3 | 13.3 | 15.2 | 10 | 9.4 | 2.8 | -6.7 | -12.2 | 21.7 | 17.8 | -10 | -12.2 | 2.4 | -0.8 | -1.7 | -5.6 | -1.1 | -4.4 | -10.6 | -12.2 | -0.9 | -3.1 | 12.2 | 12.2 | 15 | 13.3 | 5 | -1.1 | -23 | -27 | -23.2 | -28.4 | 1.5 | 1.1 | 0 | -6.7 | -6.1 | -10.6 | -4.8 | -7.8 | -11.7 | -14.4 | -10.6 | -17.8 | -6.7 | -7.8 | -7.2 | -13.3 | -7.8 | -7.8 | 0 | -2.8 | 5 | 0 | -4.4 | -11.1 | 1.7 | 1.7 | 2.2 | -11.1 | -0.9 | -7.3 | -18.3 | -21.7 | -2.8 | -9.4 | 6.7 | -9.4 | -0.4 | -3.2 | 11.1 | 2.1 | 4.8 | -4 | -10 | -15.6 | -6.5 | -15.9 | -13.2 | -14.4 | 0.6 | -11.7 | 1.7 | 0.6 | -3.3 | -4.4 | -2 | -3 | 1.7 | -0.6 | 5.8 | 1.3 | 4.4 | 1.1 | 0.6 | -2.2 | -20 | -26 | 10.7 | 6.7 | -2.2 | -8 | -13.9 | -20.6 | -2.2 | -4.4 | -2.8 | -10.6 | 3.3 | -1.7 | 18.9 | 16.7 | 4.4 | -7.8 | 15.6 | 13.9 | 8.9 | 8.3 | 14.4 | 12.2 | 3.3 | 0 | -5.6 | -16.1 | -22.1 | -27.1 | 5 | 1.7 | 4.8 | 1.8 | -7.8 | -13.3 | -5.9 | -10.5 | 2.8 | -13.9 | -4.4 | -6.2
-22 | -25 | -2.8 | -6.7 | -1.7 | -3.1 | 2.9 | -3.4 | 1.3 | -3.3 | 15 | -0.6 | 2 | 0 | 11.1 | 10.6 | 13.3 | 8.9 | 13.9 | 11.7 | 10 | 8.9 | 6.7 | 6.7 | -8.9 | -11.1 | -10.2 | -12.3 | 3 | -1 | 8.3 | 6.7 | 18.3 | 13.3 | 15.6 | 9.4 | 8.3 | 1.1 | -6.7 | -12.8 | 21.1 | 18.3 | -10.4 | -12.3 | 2.6 | -0.6 | -2.8 | -6.7 | -1.1 | -4.4 | -10.4 | -12 | -1.1 | -3.9 | 12.2 | 12.1 | 14.8 | 13.4 | 3.9 | -1.1 | -23 | -27 | -23.9 | -29.3 | 1.1 | 0.6 | 0 | -6.7 | -6.1 | -8.9 | -5.6 | -8.3 | -11.5 | -14 | -10.6 | -17.2 | -6.9 | -8 | -7.8 | -13.3 | -8.2 | -8.2 | -0.2 | -2.6 | 5 | 0 | -5.6 | -10.6 | 2.2 | 1.7 | 1.7 | -11.1 | -1.7 | -9.4 | -18.9 | -21.7 | -2.8 | -8.2 | 3.3 | -9.4 | -1.1 | -3.9 | 10.6 | 1.7 | 3.9 | -5 | -9.4 | -15.6 | -7.2 | -17.8 | -13.9 | -15.6 | 1.1 | -11.7 | 2.8 | 1.1 | -3.7 | -4.7 | -2 | -4 | 0.6 | -0.6 | 5.6 | 1.1 | 3.9 | 1.1 | 0.6 | -2.8 | -21 | -26 | 10 | 6.7 | -2.8 | -9.4 | -15 | -21.1 | -3.3 | -5.6 | -1.7 | -9.4 | 2.6 | -1.5 | 18.9 | 16.9 | 2.2 | -7.2 | 15.2 | 13.8 | 10 | 10 | 14 | 12.2 | 2.2 | -0.6 | -6.1 | -16.1 | -22.8 | -27.8 | 5 | 1.1 | 4.4 | 1.7 | -8.5 | -13.1 | -6.7 | -11.1 | 0.6 | -13.9 | -5.6 | -7.2
-22 | -23 | -2.2 | -6.7 | -2.2 | -3.7 | 2.6 | -3.5 | 0 | -3.3 | 14.4 | 2.2 | 0 | -1 | 10.9 | 10.5 | 12.8 | 9.4 | 13.3 | 12.8 | 9.6 | 8.1 | 5.6 | 5.6 | -12.2 | -13.3 | -11.1 | -13.3 | 2 | -1 | 8.3 | 6.6 | 18.9 | 13.9 | 15.6 | 10.6 | 6.7 | 1.1 | -7.8 | -13.9 | 21.1 | 18.3 | -10.7 | -12.6 | 2.8 | -0.6 | -3.3 | -7.2 | -1.1 | -4.4 | -10.2 | -12 | -1.3 | -3.5 | 12.2 | 11.8 | 14.6 | 13.3 | 3.3 | -2.8 | -23 | -27 | -24.1 | -29.6 | 1.1 | 0.4 | 0 | -6.7 | -5.6 | -9.4 | -6.1 | -9.1 | -11.3 | -13.8 | -11.7 | -17.2 | -7 | -8.3 | -7.2 | -12.2 | -8.5 | -8.5 | -0.4 | -2.5 | 3.3 | -0.6 | -6.7 | -13.9 | 1.7 | 1.7 | 0.6 | -11.1 | -2.1 | -9.3 | -19.4 | -22.2 | -2.8 | -8 | 1.7 | -8.9 | -1.5 | -3.9 | 10.4 | 2 | 1.9 | -4.3 | -8.3 | -13.9 | -7.6 | -16.9 | -13.5 | -15.7 | 1.7 | -10.6 | 2.8 | 1.7 | -4 | -5 | -2 | -3 | -1.1 | -2.8 | 5.6 | 1.1 | 3.3 | 1.7 | 0.6 | -3.3 | -20 | -25 | 9.3 | 6.4 | -3.2 | -8.6 | -16.1 | -22.2 | -3.3 | -5 | 0.6 | -7.8 | 1.8 | -1.7 | 18.9 | 17.1 | 2.8 | -7.2 | 14.8 | 13.5 | 10 | 10 | 13.7 | 12.3 | 0.6 | -1.7 | -6.1 | -16.7 | -22.4 | -27.1 | 4.4 | 1.1 | 4.2 | 1.2 | -9.3 | -13.6 | -6.9 | -10.6 | 0.6 | -13.9 | -6.7 | -8.3
-22 | -23 | -2.8 | -7.2 | -2.8 | -4.4 | 2.2 | -3.9 | -0.2 | -2.7 | 16.1 | 4.4 | 1 | -1 | 10.8 | 10.7 | 12.2 | 9.4 | 13.3 | 12.2 | 9.3 | 7.1 | 4.4 | 4.4 | -13.3 | -15 | -9.8 | -12 | 2 | -2 | 8.3 | 6.6 | 18.3 | 13.9 | 15.6 | 11.4 | 5.6 | -1.1 | -8.3 | -13.9 | 20.6 | 18.3 | -11.1 | -13.3 | 2.4 | -0.8 | -3.3 | -7.8 | -1.7 | -5 | -10 | -12.2 | -1.5 | -3.6 | 12.2 | 11.7 | 14.4 | 13.3 | 3.3 | -2.8 | -23 | -27 | -24.2 | -29.9 | 1.1 | 0.1 | -0.6 | -6.1 | -5.6 | -10.6 | -6.7 | -10.4 | -11.1 | -13.9 | -12.2 | -17.2 | -7.2 | -8.9 | -10 | -11.1 | -8.9 | -8.9 | -0.6 | -2.8 | 2.2 | -0.6 | -6.7 | -13.3 | 1.7 | 1.7 | 0.6 | -11.1 | -2.4 | -9.8 | -18.9 | -21.7 | -2.8 | -8.3 | -1.1 | -8.9 | -1.8 | -4.2 | 10.2 | 2.1 | -0.2 | -4.5 | -8.3 | -13.3 | -7.9 | -17.2 | -13.2 | -15.9 | 2.8 | -10 | 3.3 | 1.7 | -4.4 | -5.6 | -2 | -6 | -1.1 | -2.2 | 5.6 | 1.1 | 3.3 | 1.7 | 0 | -3.3 | -20 | -26 | 8.5 | 6.3 | -3.5 | -8.7 | -16.1 | -20 | -3.3 | -4.4 | -1.1 | -7.2 | 1.1 | -2.2 | 18.9 | 17.2 | 1.7 | -6.1 | 14.4 | 13.3 | 10 | 10 | 13.3 | 12.2 | 0 | -2.2 | -6.7 | -16.7 | -22.1 | -26.9 | 4.4 | 1.1 | 4.1 | 0.9 | -10 | -14.4 | -7 | -10.6 | 2.8 | -14.4 | -7.6 | -10.4
-22 | -23 | -2.8 | -6.7 | -3 | -4.4 | 2.4 | -3.7 | -0.4 | -2.6 | 13.3 | 6.7 | 0 | -1 | 10.6 | 10.6 | 12.8 | 9.4 | 13.3 | 12.2 | 8.9 | 6.1 | 5 | 4.5 | -14.4 | -15.6 | -8.5 | -11.2 | 2 | -2 | 8.3 | 6.7 | 17.8 | 13.9 | 15.6 | 12.2 | 5.6 | 0 | -9.4 | -14.4 | 20.6 | 18.9 | -11.1 | -13 | 2.1 | -1 | -3.9 | -8.3 | -1.7 | -5 | -10 | -11.8 | -1.7 | -3.9 | 11.5 | 10.4 | 13.9 | 12.8 | 2.8 | -3.9 | -23 | -27 | -24.4 | -30.2 | 1.1 | 0 | -0.6 | -6.7 | -5 | -10.6 | -7.2 | -12.2 | -10.7 | -13 | -12.8 | -16.7 | -7.6 | -9.1 | -7.8 | -11.7 | -8.9 | -8.9 | -0.6 | -2.5 | 2.2 | -0.6 | -8.3 | -12.2 | 2.2 | 2.2 | 0 | -10 | -2.8 | -11.7 | -18.9 | -21.7 | -2.4 | -6.9 | 1.7 | -8.3 | -2.2 | -5 | 10 | 2.2 | -2.2 | -5.6 | -7.8 | -13.3 | -8.3 | -18.9 | -12.8 | -16.7 | 2.2 | -9.4 | 3.3 | 2.2 | -4.4 | -5.4 | -2 | -6 | -1.7 | -3.3 | 5.6 | 1.1 | 2.8 | 1.7 | 0 | -3.9 | -20 | -25 | 7.8 | 6.1 | -3.9 | -9.4 | -16.1 | -21.7 | -3.3 | -4.4 | -2.8 | -7.2 | 1.7 | -1.5 | 18.7 | 17 | 0 | -6.7 | 12.4 | 10.5 | 10 | 10 | 13.3 | 12.4 | 0 | -2.2 | -7.8 | -17.8 | -21.7 | -27.2 | 3.9 | 1.7 | 3.9 | 0.6 | -10.4 | -14.3 | -7.2 | -11.1 | 2.8 | -14.4 | -8.5 | -12.7
-22 | -24 | -2.8 | -7.8 | -3.1 | -4.2 | 2.6 | -3.7 | -0.6 | -2.8 | 11.7 | 8.9 | 0 | 0 | 10.4 | 10.4 | 12.8 | 8.3 | 12.8 | 12.2 | 8.7 | 6.3 | 3.9 | 3.9 | -14.4 | -16.1 | -7.2 | -10.6 | 2 | -2 | 8.1 | 6.4 | 16.7 | 13.3 | 15.2 | 12.7 | 3.9 | -0.6 | -9.4 | -14.4 | 20.6 | 18.9 | -11.1 | -13 | 1.7 | -1.7 | -3.9 | -8.3 | -2.2 | -4.4 | -10 | -11.6 | -2.6 | -4.2 | 10.7 | 9 | 13.3 | 12.2 | 1.7 | -3.9 | -23 | -27 | -24.8 | -30.7 | 1.1 | -0.2 | -2.2 | -7.2 | -4.4 | -10.6 | -8.3 | -12.3 | -10.4 | -12.5 | -12.8 | -17.2 | -7.9 | -9.4 | -7.2 | -11.7 | -8.9 | -8.9 | -0.6 | -2.5 | 3.3 | -1.7 | -8.3 | -12.2 | 2.2 | 2.2 | 0 | -9.4 | -3.2 | -11 | -18.3 | -21.7 | -2.1 | -6.3 | 0 | -8.3 | -2.4 | -4.9 | 9.8 | 2.4 | -2.6 | -5.5 | -8.3 | -15 | -8.5 | -17.5 | -12.8 | -15.9 | 2.2 | -3.3 | 3.3 | 2.8 | -4.4 | -5.4 | -2 | -7 | -2.2 | -3.3 | 5.6 | 1.5 | 2.8 | 1.7 | 0 | -3.9 | -21 | -26 | 7.6 | 5.9 | -4.3 | -9.1 | -16.7 | -21.7 | -3.9 | -5.6 | -2.8 | -6.7 | 2.2 | -1.2 | 18.5 | 16.9 | -1.7 | -7.2 | 10.3 | 7.4 | 11.1 | 11.1 | 13.3 | 12.5 | 0 | -2.2 | -7.2 | -17.8 | -22.2 | -27.2 | 3.9 | 1.1 | 3.9 | 0.6 | -10.7 | -14.6 | -7.4 | -10.8 | 3.3 | -14.4 | -9.4 | -16.1
-23 | -25 | -3.3 | -7.2 | -3.3 | -4.4 | 2.8 | -4.4 | -0.6 | -2.7 | 11.1 | 8.9 | 0 | 0 | 10.2 | 10.2 | 12.2 | 7.2 | 12.2 | 11.1 | 8.5 | 6.5 | 4.4 | 3.9 | -15 | -16.7 | -7.8 | -10.1 | 1 | -1 | 8 | 6.3 | 15 | 12.8 | 14.8 | 13 | 2.2 | -1.1 | -9.4 | -14.4 | 20.6 | 18.3 | -11.1 | -13.3 | 2.1 | -1.3 | -3.9 | -8.3 | -4.4 | -6.1 | -10 | -11.7 | -3.5 | -4.7 | 10 | 7.8 | 12.8 | 11.7 | 1.7 | -3.9 | -23 | -27 | -25.2 | -31.3 | 1.1 | -0.3 | -2.2 | -6.1 | -3.9 | -10 | -9.5 | -13.3 | -10 | -12.2 | -13.3 | -17.2 | -8.3 | -10 | -7.8 | -11.7 | -8.9 | -8.9 | -0.6 | -2.8 | 2.8 | -1.7 | -8.3 | -12.8 | 2.8 | 2.8 | 0 | -9.4 | -3.5 | -11.5 | -17.8 | -21.7 | -1.7 | -6.1 | -1.1 | -8.3 | -2.6 | -5.4 | 9.6 | 2.2 | -2.9 | -5.8 | -8.9 | -17.2 | -8.7 | -17.2 | -12.8 | -15.5 | 1.7 | -1.1 | 3.9 | 3.3 | -4.4 | -5.6 | -2 | -5 | -2.8 | -3.9 | 5.6 | 1.9 | 3.9 | 1.1 | 0 | -5 | -21 | -26 | 7.4 | 5.7 | -4.6 | -9.6 | -17.8 | -23.3 | -5.6 | -7.2 | -3.3 | -7.2 | 2.8 | -1.1 | 18.3 | 16.7 | -1.7 | -7.2 | 8.3 | 4.4 | 11.1 | 11.1 | 13.3 | 12.8 | 0 | -2.8 | -10 | -15.6 | -22.8 | -27.9 | 3.3 | 1.1 | 3.9 | 0.6 | -11.1 | -15.6 | -7.6 | -11 | 2.8 | -13.9 | -10 | -15.6
-22 | -25 | -3.3 | -6.7 | 0.4 | -1.9 | 3 | -3.9 | -0.6 | -2.8 | 10.6 | 8.9 | 0 | -1 | 10 | 10 | 10.6 | 6.7 | 11.1 | 10.6 | 8.3 | 6.7 | 2.8 | 2.2 | -15 | -16.7 | -8.3 | -9.9 | 0 | -2 | 7.8 | 6.1 | 16.1 | 13.3 | 14.4 | 13.3 | 2.2 | -0.6 | -10 | -14.4 | 20 | 18.3 | -10.5 | -12.3 | 2.4 | -1.4 | -4.4 | -8.3 | -4.4 | -6.1 | -9.6 | -11.4 | -4.4 | -5.6 | 10.2 | 7.6 | 13.2 | 12.1 | 1.7 | -4.4 | -23 | -27 | -25.6 | -31.7 | 1.1 | -0.6 | -1.1 | -6.1 | -3.9 | -10.6 | -10.6 | -14.4 | -9.6 | -11.4 | -13.9 | -17.8 | -8.5 | -9.9 | -8.3 | -11.7 | -8.3 | -8.8 | 0 | -2.4 | 3.3 | -1.1 | -8.3 | -12.2 | 2.8 | 2.8 | 0 | -10 | -3.9 | -12.8 | -17.8 | -20.6 | -1.1 | -4.7 | 0 | -8.3 | -2.8 | -6.1 | 9.4 | 2.2 | -3.3 | -6.7 | -8.9 | -18.3 | -8.9 | -18.3 | -12.8 | -15.6 | 1.1 | -1.1 | 3.9 | 3.3 | -4.2 | -6 | -3 | -7 | -3.3 | -4.4 | 5.6 | 2.2 | 4.4 | 0.6 | -0.6 | -5.6 | -22 | -27 | 7.2 | 5.6 | -5 | -10.6 | -18.9 | -25 | -5 | -7.2 | -3.9 | -7.2 | 3.3 | -0.5 | 19.4 | 17.2 | -2.8 | -7.2 | 7.8 | 3.7 | 11.7 | 11.7 | 13.5 | 13.1 | 0 | -2.8 | -10.6 | -14.4 | -23.3 | -28.9 | 3.3 | 0 | 3.9 | 0.6 | -10.2 | -14.5 | -7.8 | -11.7 | 2.2 | -13.3 | -10.5 | -16.1
-22 | -25 | -3.3 | -7.2 | 4.1 | 0 | 3.1 | -3.9 | -0.6 | -3.3 | 10.6 | 9.4 | 0 | -1 | 10.7 | 10.4 | 12.2 | 7.8 | 11.1 | 10.6 | 10.5 | 7.8 | 7.2 | 5.6 | -15 | -16.7 | -8.9 | -10 | 1 | -3 | 10 | 7.1 | 16.7 | 13.9 | 15.9 | 14.1 | 3.9 | 0.6 | -9.4 | -14.4 | 21.7 | 18.3 | -10 | -11.6 | 2.8 | -1.7 | -4.4 | -8.3 | -3.9 | -5.6 | -9.3 | -11.4 | -2.7 | -4.1 | 10.4 | 7.5 | 13.5 | 12.4 | 2.2 | -4.4 | -22 | -27 | -24.8 | -31 | 1.8 | -1 | -1.1 | -5 | -3.3 | -10 | -10 | -13.3 | -9.3 | -10.9 | -13.3 | -17.8 | -8.7 | -10.1 | -6.7 | -12.2 | -7.8 | -8.7 | 0.5 | -2.4 | -0.6 | -1.1 | -7.8 | -11.1 | 2.8 | 2.8 | 0.6 | -9.4 | -3.2 | -12.1 | -17.2 | -20.6 | -0.6 | -3.7 | 3.3 | -6.7 | 0.2 | -4.3 | 11.1 | 1.9 | 0 | -4.4 | -8.3 | -18.3 | -8 | -17.3 | -10.8 | -14.4 | 1.7 | -0.6 | 3.9 | 3.3 | -4.1 | -6.7 | -3 | -7 | -1.7 | -2.2 | 6 | 2.6 | 5 | 0.6 | -1.1 | -6.7 | -22 | -26 | 8.7 | 6 | -3.5 | -9.4 | -18.9 | -25 | -5.6 | -7.2 | -2.2 | -6.7 | 3.9 | 0 | 20.6 | 17.8 | 0.6 | -6.7 | 7.2 | 2.7 | 11.7 | 11.7 | 13.7 | 13.6 | 0 | -2.2 | -8.9 | -13.3 | -20.7 | -26.1 | 2.8 | 0.6 | 4.8 | 0.9 | -9.2 | -13.8 | -6.5 | -10.1 | 2.8 | -12.8 | -11.1 | -17.2
-21 | -23 | -3.3 | -7.2 | 7.8 | 1.7 | 3.3 | -4.4 | -0.4 | -2.6 | 11.1 | 9.4 | 1 | 0 | 11.5 | 10.8 | 15 | 8.9 | 12.2 | 11.1 | 12.8 | 9.1 | 10.6 | 6.7 | -14.4 | -16.7 | -8 | -8.9 | 1 | -3 | 12.2 | 7.7 | 21.1 | 15 | 17.4 | 14.9 | 7.8 | 1.7 | -7.8 | -13.3 | 21.7 | 18.9 | -9.4 | -11.1 | 4.6 | -0.9 | -4.4 | -8.3 | -2.8 | -4.4 | -8.9 | -11.7 | -1.1 | -3 | 10.6 | 7.2 | 13.9 | 12.8 | 3.3 | -4.4 | -21 | -25 | -24.1 | -30.9 | 2.6 | -1.7 | -0.6 | -6.1 | -3.3 | -8.9 | -9.5 | -12.6 | -8.9 | -10.6 | -13.3 | -17.2 | -8.9 | -10.6 | -5.6 | -10.6 | -7.2 | -8.9 | 1.1 | -2.8 | -3.9 | -4.4 | -7.8 | -12.2 | 2.8 | 2.8 | 2.2 | -10 | -2.4 | -12.6 | -17.2 | -20 | 0 | -3.3 | 6.7 | -5.6 | 3.1 | -3.5 | 12.7 | 0.7 | 3.4 | -3.2 | -7.2 | -17.2 | -7 | -17.1 | -8.7 | -13.5 | 2.8 | -0.6 | 3.3 | 2.8 | -3.9 | -7.8 | -2 | -7 | -0.6 | -1.1 | 6.3 | 2.9 | 5.6 | 1.7 | -1.1 | -7.2 | -20 | -25 | 10.2 | 6.6 | -2.1 | -9.3 | -18.3 | -24.4 | -4.4 | -5 | -1.1 | -6.7 | 4.4 | 0.6 | 21.7 | 18.3 | 7.2 | -6.1 | 6.7 | 1.7 | 11.7 | 11.7 | 13.9 | 13.9 | 2.8 | -0.6 | -4.4 | -10 | -18.2 | -23.8 | 5 | 0.6 | 5.8 | 1.5 | -8.3 | -13.9 | -5.2 | -8.8 | 3.9 | -12.8 | -8.7 | -15.7
-20 | -22 | -3.3 | -7.8 | 10.4 | 2 | 3.7 | -4 | -0.2 | -2.3 | 11.1 | 10 | 3 | 0 | 12.2 | 11.1 | 15.6 | 11.1 | 15.6 | 12.2 | 15 | 10 | 13.9 | 6.7 | -13.3 | -16.1 | -7 | -8 | 3 | -5 | 14.4 | 8.3 | 22.2 | 13.9 | 18.9 | 15.6 | 9.4 | 1.1 | -6.1 | -12.8 | 22.2 | 18.9 | -8.1 | -10.2 | 6.5 | -0.2 | -4.4 | -7.8 | -0.6 | -3.3 | -6.7 | -10.3 | 0.6 | -2.2 | 11.5 | 7.4 | 14.3 | 12.7 | 4.4 | -5 | -19 | -22 | -23.3 | -31.7 | 3.3 | -2.8 | 0 | -7.2 | -3.3 | -7.2 | -8.9 | -12.2 | -8.2 | -9.9 | -13.3 | -17.2 | -8.3 | -9.9 | -3.3 | -11.7 | -6.8 | -7.8 | 3.1 | -2.5 | -3.3 | -5.6 | -7.2 | -10.6 | 2.8 | 2.8 | 2.8 | -7.8 | -1.7 | -14.4 | -15.6 | -18.3 | 0 | -2.8 | 10 | -5.6 | 6.1 | -3.3 | 14.4 | -0.6 | 6.7 | -2.8 | -6.1 | -15.6 | -6.1 | -18.9 | -6.7 | -13.9 | 3.3 | 0 | 3.3 | 2.8 | -2.8 | -6.8 | -2 | -6 | 0 | 0 | 6.7 | 3.3 | 6.1 | 1.7 | -0.6 | -7.2 | -18 | -24 | 11.7 | 6.7 | -0.6 | -10 | -16.7 | -23.3 | -1.7 | -3.9 | 0 | -8.3 | 5 | 1.8 | 22.8 | 18.2 | 10 | -6.1 | 6.3 | 2.8 | 12.2 | 12.2 | 14.6 | 14.5 | 6.7 | 0.6 | -2.2 | -16.7 | -15.6 | -22.2 | 5 | 0.6 | 6.7 | 1.7 | -6.8 | -12.8 | -3.9 | -8.3 | 6.1 | -12.2 | -6.3 | -15
-19 | -21 | -2.8 | -7.2 | 13 | 1.3 | 4 | -3.9 | 0 | -2.2 | 12.2 | 10.6 | 4 | 1 | 13.1 | 11 | 16.1 | 12.2 | 16.7 | 12.2 | 17.4 | 9.1 | 15.6 | 7.2 | -12.8 | -16.1 | -6.1 | -7.2 | 4 | -3 | 15.2 | 8.5 | 23.3 | 13.9 | 19.1 | 16.2 | 10.6 | 1.1 | -3.9 | -12.8 | 22.8 | 18.9 | -6.9 | -9.6 | 8.3 | 0 | -4.4 | -7.8 | 1.1 | -2.2 | -4.4 | -9 | 3 | -0.9 | 12.4 | 7.7 | 14.6 | 12.5 | 5 | -5 | -17 | -21 | -21.8 | -29.8 | 4.1 | -2.4 | 0.6 | -6.7 | -2.8 | -6.7 | -8.7 | -12.2 | -7.4 | -9.5 | -11.1 | -16.1 | -7.8 | -9.6 | -1.7 | -12.2 | -6.5 | -7 | 5.2 | -2.7 | -3.9 | -6.7 | -6.1 | -9.4 | 2.8 | 2.8 | 3.3 | -8.9 | -0.4 | -12.5 | -14.4 | -17.8 | 0 | -2.8 | 15 | -7.8 | 8.1 | -3 | 15.2 | -1.2 | 10 | -1.5 | -4.4 | -14.4 | -5.7 | -16.8 | -3.9 | -11.4 | 3.9 | -1.1 | 3.9 | 3.3 | -1.7 | -6.1 | -2 | -6 | 1.1 | 0.6 | 7.2 | 3.3 | 7.2 | 1.1 | 0.6 | -6.7 | -17 | -23 | 13.2 | 6.8 | 1.1 | -8.7 | -15 | -20.6 | 2.8 | -1.1 | 1.1 | -8.3 | 5.5 | 3.2 | 23.9 | 18.1 | 12.8 | -6.7 | 6 | 3.8 | 13.9 | 13.3 | 15.4 | 15.1 | 8.9 | 0.6 | 0.6 | -16.7 | -14.5 | -20.9 | 5 | 0 | 7.2 | 2.5 | -5.4 | -12.2 | -2 | -7.1 | 6.7 | -12.2 | -3.9 | -16.1
-18 | -21 | -2.2 | -6.7 | 15.6 | 0 | 4.4 | -4.4 | 0.6 | -1.9 | 12.8 | 10.6 | 4 | 2 | 14.1 | 10.9 | 18.3 | 11.7 | 17.2 | 11.7 | 19.8 | 7.2 | 16.1 | 8.3 | -12.2 | -16.1 | -5.4 | -6.6 | 6 | -4 | 15.9 | 8.4 | 23.3 | 13.3 | 19.2 | 16.6 | 11.7 | 0.6 | -1.7 | -11.1 | 23.3 | 18.3 | -5.6 | -9.4 | 9.8 | 0.7 | -3.3 | -7.8 | 5 | -0.6 | -2.2 | -8.9 | 5.4 | 0 | 13.3 | 7.8 | 15 | 12.2 | 5.6 | -6.1 | -15 | -19 | -20.4 | -28.6 | 4.8 | -2.4 | 0 | -8.3 | -2.2 | -6.1 | -8.5 | -12.7 | -6.7 | -9.4 | -10.6 | -16.1 | -7.2 | -9.4 | -0.6 | -12.2 | -6.1 | -6.1 | 7.2 | -4.4 | -3.3 | -6.1 | -4.4 | -8.9 | 3.3 | 3.3 | 3.9 | -9.4 | 0.9 | -12.1 | -13.9 | -16.7 | 0 | -3.3 | 17.2 | -7.8 | 10.2 | -3.7 | 15.9 | -1.9 | 13.4 | -0.5 | -3.3 | -13.3 | -5.4 | -16.5 | -1.1 | -9.9 | 5 | -0.6 | 4.4 | 3.9 | -0.6 | -6.1 | -2 | -7 | 3.3 | 1.7 | 7.8 | 3.5 | 7.8 | 1.1 | -0.6 | -6.1 | -16 | -22 | 14.6 | 6.2 | 2.7 | -8.5 | -13.9 | -22.2 | 6.1 | -0.6 | 2.2 | -9.4 | 6.1 | 4.4 | 25 | 17.8 | 15 | -7.2 | 5.6 | 4.4 | 15 | 13.9 | 16.1 | 15.6 | 11.7 | 1.1 | 2.2 | -15.6 | -13.3 | -20.3 | 5.6 | -0.6 | 7.8 | 3.3 | -3.9 | -12.8 | -0.2 | -6.8 | 8.9 | -11.7 | -3.2 | -13.1
-17 | -20 | -2.2 | -7.2 | 16 | 0.1 | 4.4 | -3 | 1.1 | -1.9 | 14.4 | 10.6 | 6 | 1 | 15 | 10.6 | 18.9 | 11.7 | 17.8 | 9.4 | 22.2 | 3.9 | 17.2 | 8.3 | -11.7 | -15 | -4.6 | -6.2 | 7 | -3 | 16.7 | 8.3 | 23.3 | 13.9 | 19.4 | 17.2 | 12.2 | 0.6 | 0 | -10.6 | 25.6 | 16.7 | -4.1 | -8.7 | 11.3 | 1.2 | -3.3 | -7.8 | 7.8 | 0 | -1.3 | -7.5 | 7.8 | 0.6 | 14.1 | 7.9 | 15.9 | 11.9 | 5.6 | -6.1 | -13 | -17 | -18.9 | -28.3 | 5.6 | -2.8 | -0.6 | -7.2 | -1.7 | -5 | -8.3 | -13.9 | -6.1 | -8.9 | -9.4 | -15.6 | -7 | -9 | 0.6 | -11.7 | -5.9 | -5.9 | 7.6 | -4 | -2.8 | -6.1 | -3.9 | -9.4 | 3.3 | 3.3 | 5 | -10.6 | 2.2 | -13.3 | -12.8 | -16.1 | 0.7 | -2.5 | 19.4 | -10 | 12.2 | -5.6 | 16.7 | -3.3 | 16.7 | -0.6 | -2.8 | -13.3 | -5 | -17.2 | 1.7 | -10 | 5 | -2.2 | 5 | 4.4 | 0.5 | -6 | -1 | -7 | 6.1 | 2.8 | 8.3 | 3.3 | 8.3 | 1.1 | 1.1 | -3.9 | -15 | -23 | 16.1 | 5.6 | 4.4 | -10 | -12.2 | -20.6 | 10 | -0.6 | 3.3 | -8.9 | 8.3 | 5.6 | 25 | 17.5 | 17.2 | -7.8 | 5.6 | 4.7 | 16.7 | 14.4 | 17 | 16.1 | 12.8 | 1.1 | 2.8 | -14.4 | -12.2 | -20.6 | 6.1 | -0.6 | 8.3 | 3.9 | -3.5 | -12.4 | 1.7 | -7.8 | 9.4 | -11.7 | -2.4 | -11.6
-16 | -20 | -1.7 | -6.7 | 16.3 | -0.4 | 4.4 | -2 | 1.7 | -2.2 | 15.6 | 10 | 6 | 1 | 15.2 | 10.2 | 17.2 | 12.8 | 18.3 | 10 | 20.9 | 6.8 | 18.3 | 6.7 | -11.1 | -14.4 | -3.9 | -6.1 | 9 | -3 | 16.9 | 8.9 | 23.9 | 12.8 | 19.8 | 18 | 12.8 | -0.6 | 2.2 | -11.1 | 26.7 | 16.7 | -2.6 | -8.5 | 12.8 | 1.7 | -2.8 | -7.8 | 10 | 1.7 | -0.3 | -6.5 | 9.6 | 1.2 | 14.8 | 7.9 | 16.9 | 11.4 | 6.1 | -7.2 | -11 | -13 | -18.7 | -26 | 5.8 | -2.7 | -0.6 | -8.9 | -1.7 | -3.3 | -8.5 | -13.3 | -5.6 | -9.1 | -8.9 | -15 | -6.9 | -8.9 | 0.6 | -11.7 | -5.8 | -5.8 | 7.9 | -4.6 | -2.8 | -5.6 | -2.8 | -8.9 | 3.9 | 3.9 | 4.4 | -11.1 | 2.6 | -11.8 | -12.2 | -13.9 | 1.5 | -2.2 | 20.6 | -10.6 | 11.8 | -4.6 | 16.7 | -3.5 | 16.3 | -1.5 | -1.7 | -12.2 | -4.8 | -14.6 | 2.4 | -8.2 | 5 | -1.1 | 5 | 4.4 | 1.7 | -6.7 | -2 | -7 | 7.8 | 3.3 | 8.7 | 3.3 | 8.3 | 0.6 | 1.1 | -5 | -13 | -22 | 15.9 | 6.4 | 5.7 | -8.6 | -11.7 | -18.9 | 12.2 | -1.7 | 3.9 | -9.4 | 10.6 | 7 | 25 | 17 | 18.3 | -7.8 | 5.6 | 4.9 | 18.9 | 15.6 | 18 | 16.4 | 14.4 | 1.1 | 3.9 | -16.1 | -11.8 | -19.5 | 6.7 | -1.1 | 9.1 | 3.5 | -3.2 | -13.1 | 2.6 | -7 | 9.4 | -11.7 | -1.7 | -11.1
-16 | -18 | -1.1 | -7.2 | 16.7 | -0.6 | 4.4 | -1.1 | 1.3 | -1.9 | 15.6 | 10 | 6 | 2 | 15.4 | 10 | 16.1 | 12.2 | 18.3 | 10 | 19.6 | 8.6 | 18.3 | 6.7 | -11.7 | -14.4 | -4.5 | -5.7 | 10 | -2 | 17 | 9 | 23.9 | 13.3 | 20.2 | 18.7 | 12.8 | -1.1 | 3.9 | -10.6 | 25.6 | 16.1 | -1.1 | -9.4 | 12.6 | 1.9 | -2.8 | -8.3 | 11.1 | 2.2 | 0.6 | -6.7 | 11.5 | 1.4 | 15.6 | 7.8 | 17.8 | 10.6 | 6.1 | -7.2 | -10 | -13 | -18.5 | -24.4 | 5.9 | -3.1 | -0.6 | -8.3 | -2.2 | -2.8 | -8.7 | -13.7 | -5 | -9.4 | -8.9 | -15 | -6.7 | -8.9 | 1.1 | -11.7 | -5.6 | -5.6 | 8.3 | -5.6 | -2.2 | -5.6 | -1.7 | -8.3 | 5 | 5 | 4.4 | -11.7 | 2.9 | -12.3 | -11.7 | -13.3 | 2.2 | -2.2 | 21.7 | -11.1 | 11.5 | -4.5 | 16.7 | -4 | 16 | -2.2 | -1.7 | -11.1 | -4.6 | -13.4 | 3.2 | -7.3 | 4.4 | -1.1 | 5 | 4.4 | 2.8 | -8.9 | -2 | -7 | 7.8 | 4.4 | 9 | 3.4 | 7.2 | 0.6 | 1.7 | -5 | -12 | -22 | 15.8 | 6.8 | 7 | -8.7 | -10.6 | -19.4 | 13.3 | -3.9 | 4.4 | -9.4 | 12.8 | 7.8 | 25 | 16.7 | 17.2 | -8.9 | 5.6 | 5 | 18.3 | 15.6 | 18.9 | 16.7 | 13.9 | 2.8 | 6.1 | -15.6 | -11.5 | -19.6 | 7.2 | -1.1 | 9.8 | 3.1 | -2.8 | -15 | 3.5 | -7.3 | 10 | -12.2 | -1.9 | -10.2
-16 | -18 | -0.6 | -7.2 | 15.2 | -0.1 | 4.2 | -0.9 | 1 | -1.8 | 16.1 | 8.9 | 5 | 0 | 15.6 | 9.4 | 15 | 11.7 | 18.3 | 9.4 | 18.3 | 10 | 16.1 | 6.7 | -12.2 | -14.4 | -5 | -5.6 | 10 | -3 | 17.2 | 9.4 | 23.3 | 13.3 | 20.6 | 19.4 | 12.8 | -1.7 | 5 | -11.1 | 25 | 17.2 | -1.7 | -8.7 | 12.4 | 1.7 | -3.3 | -7.8 | 12.2 | 2.2 | 0.4 | -5.9 | 13.3 | 1.7 | 14.3 | 6.9 | 16.7 | 9.9 | 6.7 | -7.2 | -9 | -12 | -18.3 | -23.9 | 6.1 | -3.9 | -0.6 | -8.9 | -2.8 | -3.9 | -8.9 | -14.4 | -5 | -8.9 | -8.9 | -15 | -6.5 | -8.4 | 1.1 | -11.1 | -5.6 | -5.6 | 7.4 | -5.3 | -2.2 | -4.4 | -1.1 | -7.8 | 6.1 | 6.1 | 4.4 | -8.3 | 3.3 | -13.9 | -10.6 | -12.8 | 2.2 | -1.9 | 22.2 | -10 | 11.1 | -5 | 16.7 | -5 | 15.6 | -3.9 | -1.7 | -10.6 | -4.4 | -13.3 | 3.9 | -7.8 | 3.9 | -0.6 | 5 | 4.4 | 2.8 | -8.4 | -2 | -7 | 8.9 | 6.1 | 9.4 | 3.3 | 6.7 | -0.6 | 2.2 | -4.4 | -12 | -23 | 15.6 | 7.2 | 8.3 | -10 | -11.1 | -18.9 | 13.9 | -4.4 | 3.3 | -10 | 11.7 | 7.1 | 24.1 | 17.1 | 17.8 | -8.3 | 6.1 | 4.3 | 17.2 | 15.6 | 18.7 | 16.7 | 13.9 | 1.7 | 6.1 | -14.4 | -11.1 | -20.6 | 6.7 | -0.6 | 10.6 | 2.2 | -3.2 | -13.1 | 4.4 | -8.9 | 9.4 | -12.2 | -2 | -10.3
-16 | -18 | -1.1 | -7.8 | 13.7 | -0.3 | 4.1 | -0.6 | 0.6 | -2.2 | 16.1 | 9.4 | 4 | 1 | 14.7 | 9.3 | 13.3 | 11.1 | 17.2 | 9.4 | 17.6 | 8.8 | 13.3 | 10.6 | -12.2 | -14.4 | -5.6 | -5.6 | 9 | -5 | 16.1 | 9.8 | 23.3 | 13.9 | 20 | 18.9 | 11.7 | -2.2 | 5 | -11.7 | 24.4 | 16.7 | -2.2 | -8.6 | 12.2 | 1.7 | -3.9 | -7.8 | 12.2 | 2.8 | 0.2 | -5.9 | 11.5 | 1.2 | 13 | 6.2 | 15.5 | 9.2 | 6.1 | -7.2 | -10 | -11 | -19.1 | -23.8 | 4.4 | -3.2 | -0.6 | -8.9 | -2.2 | -4.4 | -9.5 | -14.1 | -5 | -8.9 | -9.4 | -15 | -6.3 | -7.9 | 0.6 | -10.6 | -5.6 | -5.6 | 6.5 | -6 | -2.2 | -5.6 | -1.7 | -7.2 | 8.3 | 7.2 | 3.9 | -5.6 | 2.4 | -12.7 | -10.6 | -12.2 | 2.2 | -1.9 | 21.1 | -10 | 8.1 | -2.7 | 15.4 | -4.5 | 14.7 | -3.2 | -1.1 | -10 | -4.8 | -11 | 3 | -3.7 | 3.3 | -0.6 | 5 | 4.4 | 2.8 | -8.7 | -3 | -7 | 11.1 | 3.3 | 8.7 | 3.5 | 5.6 | -1.1 | 1.1 | -5.6 | -12 | -22 | 14.3 | 7.2 | 7 | -8.3 | -10.6 | -17.8 | 13.9 | -3.3 | 2.2 | -10 | 10.5 | 5.9 | 23.1 | 17.6 | 17.8 | -8.9 | 6.7 | 3.3 | 16.7 | 15.6 | 18.5 | 16.7 | 13.3 | -0.6 | 5 | -16.7 | -12.6 | -19.4 | 6.1 | -2.2 | 9.7 | 3 | -3.5 | -12.4 | 3.9 | -7.8 | 7.8 | -11.7 | -2.2 | -11.7
-18 | -21 | -3.3 | -7.2 | 12.2 | -0.6 | 3.9 | -0.6 | 0.2 | -2.1 | 15.6 | 10 | 3 | 2 | 13.7 | 8.8 | 12.8 | 11.1 | 15 | 10 | 16.8 | 7.2 | 12.2 | 9.4 | -12.2 | -13.3 | -5.6 | -5.6 | 8 | -2 | 15 | 9.8 | 22.2 | 13.3 | 19.5 | 18.4 | 10 | -1.1 | 4.4 | -12.2 | 23.3 | 17.8 | -2.8 | -9.4 | 11.8 | 1.1 | -3.9 | -7.8 | 10 | 2.2 | 0 | -6.7 | 9.6 | 0.7 | 11.7 | 5 | 14.4 | 8.3 | 6.1 | -7.8 | -11 | -13 | -19.8 | -24.5 | 2.8 | -3.3 | -1.7 | -10 | -2.8 | -4.4 | -10 | -14.3 | -5 | -9.4 | -10 | -15 | -6.1 | -7.8 | 0 | -10.6 | -5.6 | -5.6 | 5.6 | -7.2 | -2.8 | -6.1 | -2.8 | -7.8 | 7.2 | 7.2 | 1.1 | -4.4 | 1.5 | -13.4 | -11.1 | -12.2 | 2.2 | -2.2 | 16.7 | -10 | 5.2 | -2.3 | 14.1 | -4.1 | 13.7 | -3.5 | -3.3 | -10.6 | -5.2 | -10 | 2 | -1.6 | 2.8 | 0 | 4.4 | 3.9 | 2.8 | -10.6 | -4 | -8 | 10.6 | 2.8 | 7.9 | 3.8 | 4.4 | -2.2 | 0 | -6.1 | -13 | -22 | 13 | 7 | 5.7 | -7.9 | -11.1 | -18.3 | 13.3 | -1.1 | 0.6 | -11.7 | 9.4 | 5 | 22.2 | 17.8 | 15.6 | -10 | 7.2 | 2.2 | 16.1 | 15.6 | 18.3 | 16.7 | 10.6 | 1.1 | 2.8 | -13.3 | -14.1 | -19.7 | 5 | -1.1 | 8.7 | 3.1 | -3.9 | -12.8 | 3.3 | -8 | 3.3 | -12.2 | -4.1 | -11.8
-20 | -22 | -7.2 | -10 | 11.1 | -0.1 | 3.5 | -0.3 | -0.2 | -2.3 | 14.4 | 10 | 4 | 2 | 12.8 | 8.3 | 13.3 | 11.7 | 13.9 | 10 | 16.1 | 5.6 | 11.1 | 9.4 | -12.8 | -13.9 | -5.6 | -5.6 | 7 | -1 | 13.9 | 10 | 21.1 | 13.9 | 18.9 | 17.8 | 6.7 | -1.7 | 3.3 | -12.2 | 22.8 | 17.2 | -3 | -8.2 | 11.5 | 0.9 | -3.9 | -7.2 | 7.8 | 1.7 | -1.3 | -6 | 7.8 | 0 | 10.8 | 4.5 | 13.3 | 8.2 | 5 | -7.2 | -13 | -17 | -20.6 | -25.6 | 1.1 | -3.9 | -2.2 | -10 | -3.9 | -4.4 | -10.6 | -15 | -4.8 | -8.8 | -10.6 | -15 | -6.3 | -7.6 | 0 | -10 | -5.6 | -5.6 | 3.4 | -4.9 | -3.3 | -6.1 | -3.3 | -7.8 | 6.7 | 6.7 | -0.6 | -3.9 | 0.6 | -15.6 | -10.6 | -11.7 | 1.3 | -2.2 | 13.3 | -7.8 | 2.2 | -2.8 | 12.8 | -5 | 12.8 | -3.9 | -5 | -10.6 | -5.6 | -9.4 | 1.1 | 0 | 2.8 | 0 | 3.9 | 3.9 | 1.7 | -8.5 | -5 | -10 | 10 | 3.3 | 7.2 | 3.9 | 3.3 | -2.8 | -1.7 | -6.1 | -13 | -22 | 11.7 | 6.7 | 4.4 | -8.9 | -11.1 | -16.7 | 12.2 | -0.6 | 0 | -10.6 | 6.5 | 3.3 | 21.7 | 17.9 | 13.3 | -10 | 7 | 1.9 | 16.1 | 15.6 | 17.9 | 16.4 | 6.1 | 0 | 2.2 | -12.8 | -15.6 | -20.6 | 4.4 | -1.7 | 7.8 | 3.3 | -4.5 | -11.5 | 2.8 | -9.4 | 2.2 | -11.1 | -5.9 | -13.3
-20 | -22 | -8.3 | -11.1 | 10 | 0 | 3.2 | -0.1 | -0.6 | -2.8 | 13.9 | 10 | 4 | 2 | 12.2 | 8.3 | 13.3 | 11.7 | 12.8 | 10 | 14.3 | 6.9 | 11.1 | 9.4 | -13.3 | -15 | -5.6 | -5.6 | 6 | -1 | 13 | 10 | 21.1 | 14.4 | 18 | 17 | 4.4 | -0.6 | 0.6 | -8.9 | 22.8 | 17.8 | -3.1 | -7.8 | 11.1 | 0 | -3.9 | -6.7 | 6.1 | 0.6 | -2.6 | -6.5 | 8 | 0 | 9.8 | 4 | 12.2 | 8.1 | 3.3 | -6.7 | -15 | -17 | -21.1 | -25.1 | 1.3 | -3.5 | -2.8 | -10 | -4.4 | -6.7 | -11 | -14.8 | -4.6 | -8.6 | -10.6 | -15 | -6.5 | -7.6 | 0 | -10 | -5.6 | -5.6 | 1.1 | -4.2 | -3.9 | -6.1 | -3.3 | -7.8 | 2.8 | 2.8 | -1.1 | -3.3 | -0.2 | -12.7 | -9.4 | -10.6 | 0.3 | -2.6 | 11.1 | -6.7 | 2 | -2.9 | 11.3 | -3.9 | 12.1 | -4 | -8.3 | -11.7 | -5.4 | -8.6 | 0.9 | -0.2 | 2.8 | 0 | 4.4 | 4.4 | 0.5 | -7.7 | -6 | -8 | 8.9 | 3.3 | 5.5 | 2.3 | 2.8 | -2.8 | -1.7 | -6.7 | -16 | -23 | 10.8 | 6.8 | 2.6 | -6.5 | -11.1 | -16.7 | 11.1 | -0.6 | -1.1 | -11.1 | 3.5 | 1.4 | 21.1 | 17.7 | 7.2 | -9.4 | 6.9 | 1.6 | 15.6 | 15.6 | 17.6 | 16.3 | 5.6 | 1.1 | 1.7 | -11.7 | -16 | -20.6 | 3.3 | -1.7 | 7.8 | 4 | -5 | -11.2 | 2.1 | -8.2 | 3.3 | -10.6 | -7.8 | -15.6
-20 | -22 | -8.3 | -11.1 | 8.9 | 0 | 2.8 | 0 | -0.4 | -2.5 | 13.3 | 10 | 3 | 3 | 11.7 | 8 | 13.3 | 11.1 | 12.8 | 10.6 | 12.4 | 7.5 | 11.1 | 9.4 | -13.3 | -15.6 | -5.6 | -5.6 | 5 | 0 | 12 | 10.1 | 20.6 | 15 | 17 | 16.4 | 3.9 | -0.6 | 0 | -8.9 | 22.2 | 17.2 | -3.3 | -7.8 | 11.1 | -0.1 | -3.3 | -6.7 | 7.2 | 0 | -3.9 | -7.2 | 8.1 | 0.1 | 8.9 | 3.3 | 11.1 | 7.8 | 2.8 | -6.1 | -15 | -17 | -21.7 | -25.1 | 1.5 | -3.3 | -4.4 | -9.4 | -5 | -7.2 | -11.3 | -14.9 | -4.4 | -8.9 | -11.1 | -15.6 | -6.7 | -7.8 | 0 | -10 | -5.6 | -5.6 | -1.1 | -4.4 | -3.9 | -6.7 | -3.3 | -7.8 | 2.8 | 2.8 | -0.6 | -3.3 | -0.9 | -12.1 | -7.8 | -8.3 | -0.6 | -3.3 | 10 | -6.1 | 1.9 | -3.3 | 9.8 | -3.4 | 11.3 | -4.2 | -8.3 | -11.1 | -5.2 | -7.9 | 0.8 | -0.3 | 2.2 | 0 | 3.9 | 3.9 | -0.6 | -8.3 | -6 | -10 | 8.3 | 3.3 | 3.9 | 0.9 | 1.7 | -2.2 | -2.8 | -6.7 | -13 | -21 | 9.8 | 6.7 | 0.7 | -5.7 | -11.1 | -17.2 | 8.3 | -0.6 | -1.1 | -11.7 | 0.6 | -0.6 | 20.6 | 17.8 | 6.1 | -9.4 | 6.7 | 1.1 | 15.6 | 15.6 | 17.2 | 16.1 | 3.3 | 0.6 | 1.7 | -11.1 | -16.3 | -21.2 | 2.2 | -1.7 | 7.8 | 4.6 | -5.6 | -11.7 | 1.3 | -8.3 | 1.7 | -10.6 | -8 | -15.1
-18 | -21 | -7.8 | -10.6 | 8.7 | 0.1 | 2.6 | 0 | -0.2 | -2.4 | 13.3 | 10.6 | 3 | 3 | 11.1 | 7.8 | 13.3 | 11.1 | 12.2 | 10.6 | 10.6 | 7.8 | 10.6 | 9.3 | -13.9 | -15.6 | -5.6 | -5.6 | 4 | -1 | 11.1 | 10 | 20.6 | 14.4 | 16.1 | 15.6 | 3.3 | -0.6 | -1.7 | -8.9 | 22.2 | 17.8 | -3.9 | -7.4 | 11.1 | -0.1 | -3.3 | -6.7 | 6.1 | 0 | -4.1 | -6.8 | 8.3 | 0 | 8 | 3.1 | 10.5 | 7.2 | 3.3 | -5.6 | -16 | -18 | -22.2 | -25.6 | 1.7 | -3.9 | -5 | -10 | -5.6 | -6.7 | -11.7 | -15.6 | -4.4 | -8.2 | -12.2 | -16.1 | -6.7 | -7.7 | 0 | -9.4 | -5.6 | -5.6 | -1.7 | -4.2 | -3.9 | -6.1 | -3.9 | -7.8 | 2.8 | 2.8 | -1.1 | -2.8 | -1.7 | -12.8 | -7.2 | -7.8 | -1.3 | -3.5 | 10.6 | -5.6 | 1.7 | -4.4 | 8.3 | -3.9 | 10.6 | -5.6 | -8.9 | -11.1 | -5 | -7.8 | 0.6 | -0.6 | 1.7 | -0.6 | 3.3 | 2.8 | -1.1 | -7.1 | -6 | -9 | 10.6 | 2.8 | 2.2 | -0.6 | 1.7 | -2.8 | -3.9 | -6.7 | -17 | -22 | 8.9 | 6.7 | -1.1 | -6.1 | -11.1 | -17.8 | 3.9 | 0 | -1.7 | -11.7 | 0.6 | -0.6 | 20.6 | 17.8 | 3.9 | -8.9 | 5.9 | 1 | 15.6 | 15.6 | 17.2 | 16.1 | 4.4 | 0 | 1.1 | -8.9 | -16.7 | -22.2 | 2.2 | -1.1 | 7.8 | 5 | -5.8 | -11.1 | 0.6 | -9.4 | 2.2 | -10.6 | -8.1 | -15.4
-18 | -21 | -10.6 | -13.3 | 8.5 | 0.5 | 2.4 | 0.1 | 0 | -2.8 | 12.8 | 10.6 | 2 | 2 | 10 | 7.1 | 13.3 | 10.6 | 12.2 | 10.6 | 10 | 7.5 | 10 | 9.2 | -14.4 | -16.7 | -5.6 | -5.6 | 4 | -2 | 10.2 | 9.2 | 20.6 | 15 | 16.1 | 15.6 | 2.2 | -0.6 | -1.7 | -7.8 | 22.2 | 17.2 | -4.4 | -7.3 | 11.1 | -0.6 | -3.3 | -7.2 | 9.4 | 0 | -4.2 | -6.8 | 8.1 | 0.3 | 7 | 2.5 | 10 | 6.7 | 2.8 | -5.6 | -15 | -17 | -22.4 | -25.8 | 0.9 | -5.1 | -5 | -10 | -5 | -7.2 | -12.1 | -15.7 | -4.4 | -7.9 | -11.7 | -15.6 | -6.7 | -7.7 | 0 | -8.9 | -5.6 | -5.6 | -2.2 | -4.1 | -4.4 | -6.7 | -3.9 | -7.2 | 2.8 | 2.8 | -1.7 | -2.8 | -2.2 | -11.2 | -7.2 | -7.8 | -2.1 | -4.2 | 10.6 | -5.6 | 2.4 | -4 | 7.4 | -3.1 | 10.6 | -2.8 | -7.2 | -11.1 | -4.8 | -7.1 | 0.4 | -0.5 | 1.7 | -0.6 | 3.3 | 2.8 | -1.7 | -6.8 | -6 | -9 | 10 | 2.8 | 1.5 | -0.9 | 1.1 | -2.2 | -3.3 | -6.7 | -14 | -21 | 8.2 | 6.4 | -1.3 | -5.4 | -11.7 | -17.2 | 2.8 | -1.1 | -4.4 | -8.9 | 0.6 | -0.7 | 20.6 | 17.8 | 4.4 | -9.4 | 5.2 | 0.7 | 15 | 15 | 17.2 | 16.1 | 4.4 | -0.6 | 1.1 | -7.8 | -16.9 | -21.7 | 0.6 | -3.3 | 7.2 | 4.2 | -5.9 | -11 | 0.6 | -8.1 | 3.3 | -10.6 | -8.3 | -16.7
-18 | -20 | -11.1 | -12.8 | 8.3 | 0.6 | 2.2 | 0 | -0.4 | -2.9 | 9.4 | 7.2 | 2 | 2 | 8.9 | 6.4 | 13.3 | 10.6 | 12.2 | 10.6 | 9.5 | 7.1 | 9.5 | 9.1 | -15.6 | -17.2 | -6.9 | -6.9 | 3 | -2 | 9.2 | 8.2 | 20.6 | 15.6 | 16.1 | 15.6 | 2.8 | -0.6 | -1.7 | -9.4 | 22.2 | 17.2 | -5 | -7.8 | 10.9 | 0 | -3.3 | -7.2 | 9.4 | 0 | -4.4 | -7.2 | 8 | 0.9 | 6.1 | 2.2 | 9.4 | 6.1 | 2.2 | -5.6 | -15 | -17 | -22.6 | -25.9 | 0.2 | -6.9 | -6.7 | -11.7 | -5.6 | -6.7 | -12.4 | -16.1 | -4.4 | -8.3 | -11.1 | -15 | -6.7 | -7.8 | -1.1 | -6.1 | -5.6 | -5.6 | -2.8 | -4.4 | -5 | -6.7 | -3.9 | -7.2 | 2.8 | 2.8 | -1.1 | -2.2 | -2.8 | -11.3 | -6.7 | -6.7 | -2.8 | -5 | 10 | -5 | 3.2 | -4 | 6.5 | -3 | 10.6 | -1 | -6.1 | -10.6 | -4.6 | -6.6 | 0.2 | -0.4 | 1.1 | -1.1 | 3.9 | 3.9 | -2.2 | -7.2 | -6 | -9 | 10 | 1.7 | 0.7 | -1.5 | 1.1 | -2.2 | -3.9 | -6.7 | -17 | -22 | 7.4 | 6.1 | -1.5 | -5.2 | -11.7 | -16.7 | 3.3 | 0 | -4.4 | -9.4 | 0.6 | -1.1 | 20.6 | 17.8 | 4.4 | -8.3 | 4.4 | 0.6 | 15 | 15 | 17.2 | 16.1 | 4.4 | -1.1 | 2.2 | -7.8 | -17 | -21.7 | 0.6 | -2.2 | 6.7 | 3.1 | -6.1 | -11.7 | 0.6 | -7.9 | 0.6 | -10.6 | -9.2 | -16.2
-20 | -21 | -12.2 | -13.9 | 8.3 | 2.1 | 1.8 | 0 | -0.7 | -3.5 | 9.4 | 7.8 | 1 | 0 | 7.8 | 5.6 | 12.8 | 10 | 12.2 | 10 | 8.9 | 6.7 | 8.9 | 8.9 | -16.1 | -17.8 | -8.1 | -8.1 | 2 | -2 | 8.3 | 7.2 | 19.4 | 15.6 | 16.1 | 15.6 | 2.2 | -1.1 | -1.1 | -9.4 | 21.7 | 17.8 | -5.6 | -7.9 | 10.8 | 0.2 | -3.3 | -7.8 | 8.9 | 0.6 | -4.6 | -6.8 | 7.8 | 1.1 | 5.4 | 1.9 | 8.9 | 5.5 | 2.2 | -5.6 | -16 | -18 | -22.8 | -26.4 | -0.6 | -10 | -7.2 | -11.7 | -6.1 | -8.3 | -12.8 | -17.2 | -4.4 | -7.7 | -11.1 | -15 | -6.7 | -7.3 | -1.7 | -6.1 | -5.8 | -5.8 | -3.3 | -4.7 | -5 | -6.7 | -2.8 | -7.2 | 2.8 | 2.8 | 0 | -0.6 | -3.3 | -12.2 | -6.1 | -6.1 | -2.8 | -4.7 | 9.4 | -4.4 | 3.9 | -5 | 5.6 | -3.3 | 10.6 | 0.6 | -3.9 | -10.6 | -4.4 | -6.7 | 0 | -0.6 | 1.1 | -0.6 | 3.3 | 3.3 | -2.2 | -6.1 | -6 | -11 | 9.4 | 3.9 | 0 | -2.2 | 0.6 | -2.2 | -5 | -7.8 | -17 | -21 | 6.7 | 5.6 | -1.7 | -5.6 | -11.7 | -16.7 | 2.2 | -1.1 | -2.2 | -10 | 0.6 | -1 | 20.4 | 18 | 3.3 | -7.8 | 4.4 | 0.5 | 15 | 15 | 17 | 16.1 | 7.2 | -1.1 | 2.2 | -7.8 | -17.2 | -22.2 | 0.6 | -2.8 | 6.1 | 2.2 | -6.3 | -10.9 | 0.6 | -8.9 | -0.6 | -11.1 | -10.2 | -16.6
-19 | -21 | -11.1 | -13.3 | 8.3 | 3.8 | 1.5 | 0 | -1.1 | -4.4 | 9.4 | 7.8 | 1 | 0 | 7.2 | 5.5 | 12.8 | 10 | 10.6 | 8.9 | 8.7 | 6.3 | 8.3 | 8.3 | -17.2 | -18.9 | -9.4 | -9.4 | 2 | -2 | 7.9 | 6.9 | 19.4 | 16.1 | 15.5 | 15.1 | 1.1 | -1.1 | -1.1 | -9.4 | 21.7 | 17.8 | -6.1 | -8.2 | 10.6 | 0.6 | -3.9 | -8.3 | 7.8 | 1.1 | -4.8 | -6.6 | 7.6 | 0.8 | 4.6 | 1.4 | 8.3 | 4.7 | 1.7 | -5.6 | -15 | -17 | -23.3 | -26.6 | -2.1 | -9.3 | -7.8 | -12.2 | -7.2 | -10 | -13.3 | -16.3 | -4.4 | -7.7 | -10 | -13.9 | -6.7 | -7 | -1.7 | -5.6 | -5.9 | -5.9 | -3.9 | -5 | -5.6 | -6.1 | -2.2 | -7.2 | 1.7 | 1.7 | 1.1 | 0 | -3.7 | -11.2 | -5.6 | -5.6 | -2.8 | -4.7 | 9.4 | -4.4 | 4.3 | -4.1 | 6.5 | -3 | 9.3 | 1 | -2.8 | -11.7 | -3.9 | -5.8 | -0.2 | -0.8 | 1.1 | -1.1 | 3.3 | 3.3 | -2.2 | -5.6 | -6 | -11 | 8.3 | 2.8 | -0.6 | -2.3 | -0.6 | -2.2 | -5 | -7.2 | -17 | -22 | 6.5 | 5.5 | -2.4 | -5.3 | -12.2 | -18.3 | 2.2 | -0.6 | -3.9 | -11.1 | 0.6 | -1.3 | 20.2 | 18.2 | 2.2 | -8.3 | 4.4 | 0.5 | 15 | 15 | 16.9 | 16.3 | 6.1 | -1.1 | 0.6 | -7.8 | -16.3 | -21.2 | -0.6 | -2.8 | 5.2 | 1.3 | -6.5 | -10.7 | 0.4 | -7.6 | -0.6 | -10.6 | -11.1 | -17.8
-18 | -21 | -13.3 | -15.6 | 8.3 | 5 | 1.1 | 0 | -1.7 | -4.6 | 8.9 | 7.2 | 1 | 0 | 6.7 | 5.7 | 12.8 | 10 | 8.9 | 8.3 | 8.5 | 6 | 7.8 | 7.8 | -18.3 | -20 | -9 | -9.1 | 1 | -1 | 7.6 | 6.6 | 19.4 | 16.1 | 15 | 14.4 | 0.6 | -1.1 | -2.2 | -9.4 | 21.7 | 17.2 | -6.7 | -8.9 | 10 | 1.1 | -3.9 | -8.3 | 3.3 | 1.7 | -5 | -6.7 | 7.4 | 0.4 | 3.9 | 1.1 | 7.8 | 3.9 | 1.7 | -5 | -15 | -19 | -23.9 | -26.8 | -3.5 | -9.4 | -7.8 | -12.2 | -7.8 | -11.1 | -13.9 | -16.2 | -4.4 | -8.3 | -10 | -13.9 | -6.7 | -6.7 | -2.2 | -5 | -6.1 | -6.1 | -4.4 | -5.6 | -5.6 | -6.1 | -2.8 | -7.2 | 2.2 | 2.2 | 7.2 | 5.6 | -4 | -11.1 | -4.4 | -4.4 | -2.8 | -5 | 8.3 | -3.9 | 4.6 | -4.4 | 7.4 | -3.1 | 8 | 1.2 | -3.3 | -11.7 | -3.3 | -5.2 | -0.4 | -1.3 | 0.6 | -1.1 | 1.7 | 1.1 | -2.2 | -5.6 | -7 | -11 | 8.3 | 2.2 | -1.1 | -2.4 | 0 | -1.7 | -5 | -7.2 | -17 | -22 | 6.3 | 5.3 | -3.2 | -5.5 | -12.2 | -16.1 | 1.1 | -1.1 | -5 | -11.1 | 0.6 | -1.7 | 20 | 18.3 | 1.1 | -8.3 | 4.4 | 0.6 | 14.4 | 14.4 | 16.7 | 16.1 | 6.1 | -1.1 | 1.7 | -6.7 | -15.3 | -20.4 | -0.6 | -3.3 | 4.2 | 0.3 | -6.7 | -11.1 | 0.2 | -7.3 | -1.1 | -10.6 | -10.2 | -16.7
-19 | -21 | -13.9 | -16.1 | 8.5 | 5.4 | 0.9 | -0.2 | -2.2 | -5.1 | 9.4 | 6.1 | 1 | 0 | 6.1 | 5.6 | 12.8 | 9.4 | 8.9 | 8.3 | 8.3 | 5.6 | 8.3 | 8.3 | -19.4 | -21.7 | -8.7 | -9 | 1 | -2 | 7.2 | 6.1 | 18.9 | 16.1 | 14.4 | 13.9 | 2.2 | 0 | -2.2 | -9.4 | 21.7 | 17.2 | -7.1 | -9 | 9.5 | 1.9 | -4.4 | -8.3 | 0 | -0.6 | -4.8 | -6.4 | 7.2 | 0 | 3.5 | 0.5 | 7.2 | 3.4 | 1.7 | -5 | -16 | -18 | -24.4 | -27 | -5 | -10.6 | -9.4 | -15 | -8.9 | -12.2 | -14.4 | -16.1 | -4.6 | -7.9 | -9.4 | -12.8 | -6.7 | -7.2 | -2.8 | -4.4 | -6.3 | -6.4 | -3.9 | -5.7 | -5.6 | -6.1 | -2.2 | -7.2 | 3.3 | 3.3 | 10 | 5.6 | -4.4 | -12.2 | -2.8 | -3.3 | -3 | -4.9 | 7.2 | -3.9 | 5 | -5 | 8.3 | -3.9 | 6.7 | 1.1 | -2.8 | -11.7 | -2.8 | -5 | -0.6 | -1.7 | 0 | -1.7 | 1.7 | -0.6 | -2.9 | -5.1 | -7 | -11 | 7.2 | 2.2 | -1.7 | -2.8 | -0.6 | -2.2 | -6.7 | -8.9 | -17 | -22 | 6.1 | 5 | -3.9 | -6.1 | -12.2 | -17.2 | 1.7 | 0 | -6.7 | -11.1 | 0.2 | -1.6 | 20 | 18.3 | 2.2 | -8.3 | 3.9 | 0.7 | 14.4 | 14.4 | 16.7 | 16.2 | 6.7 | -1.1 | 1.7 | -5.6 | -14.4 | -20.6 | -0.6 | -3.3 | 3.3 | -0.6 | -7.4 | -11 | 0 | -8.3 | 0 | -11.1 | -9.2 | -16.4
-19 | -21 | -13.9 | -15.6 | 8.7 | 5.8 | 0.8 | -0.3 | -2.8 | -6.1 | 9.4 | 5.6 | 1 | 0 | 5.7 | 4.8 | 12.8 | 9.4 | 8.9 | 8.3 | 8.7 | 6 | 8.9 | 8.9 | -17.2 | -18.9 | -8.3 | -8.9 | 0 | -2 | 7.2 | 6.3 | 18.3 | 15.6 | 13.5 | 12.9 | 2.2 | -0.6 | -1.1 | -9.4 | 21.1 | 17.2 | -7.4 | -9 | 8.9 | 2.2 | -4.4 | -8.3 | 0.6 | -0.6 | -4.6 | -6.5 | 6.8 | 0.9 | 3.2 | 0.1 | 6.7 | 2.8 | 1.1 | -3.9 | -16 | -18 | -24 | -27.2 | -4.6 | -10.1 | -10 | -15 | -9.4 | -12.8 | -15.2 | -17.3 | -4.8 | -8.3 | -8.9 | -12.2 | -6.7 | -7.7 | -3.3 | -5 | -6.5 | -6.8 | -3.3 | -5.8 | -6.1 | -6.7 | -1.7 | -6.7 | 3.3 | 3.3 | 10.6 | 6.1 | -4.4 | -10.3 | -3.3 | -3.9 | -3.1 | -5 | 7.8 | -3.9 | 4.6 | -3.9 | 6.6 | -2.7 | 6.5 | 0 | -3.3 | -11.7 | -3 | -4.8 | -0.6 | -1.5 | 0 | -1.7 | 1.7 | -1.1 | -3.7 | -5.3 | -8 | -11 | 5.6 | 1.7 | -1.9 | -2.9 | -0.6 | -2.2 | -6.7 | -8.9 | -18 | -22 | 6.5 | 5.5 | -4.1 | -5.9 | -12.2 | -17.2 | 3.3 | 0.6 | -7.2 | -11.7 | -0.2 | -1.7 | 20 | 18.3 | 1.1 | -7.8 | 3.3 | 1 | 15 | 15 | 16.7 | 16.2 | 7.2 | -1.7 | 1.7 | -4.4 | -14.2 | -19.1 | -1.1 | -3.9 | 2.9 | -0.6 | -8.2 | -11.4 | 0.2 | -7.1 | -0.6 | -10.6 | -8.3 | -17.2
-19 | -21 | -13.3 | -15 | 8.9 | 6.1 | 0.6 | -0.6 | -3 | -5.9 | 9.4 | 2.2 | 1 | 1 | 5.4 | 4.1 | 12.8 | 9.4 | 8.3 | 8.3 | 9 | 6.3 | 10 | 8.9 | -16.1 | -17.8 | -9.1 | -9.6 | 0 | -2 | 7.2 | 6.5 | 17.2 | 15.6 | 12.6 | 12 | 1.1 | -1.1 | -1.7 | -9.4 | 19.4 | 17.2 | -7.8 | -9.4 | 7.8 | 2.1 | -5 | -8.9 | 0.6 | -0.6 | -4.4 | -6.7 | 6.5 | 2 | 2.8 | -0.6 | 6.1 | 2.2 | 1.7 | -3.9 | -17 | -19 | -23.7 | -27.5 | -4.3 | -10.6 | -10 | -15 | -10.6 | -13.9 | -15.9 | -18.7 | -5 | -8.9 | -8.3 | -11.7 | -6.7 | -8.3 | -3.3 | -5.6 | -6.7 | -7.2 | -2.8 | -6.7 | -6.1 | -6.7 | -1.7 | -6.7 | 2.2 | 2.2 | 11.1 | 6.7 | -4.4 | -9.2 | -1.1 | -2.2 | -3.3 | -5.6 | 7.2 | -3.3 | 4.3 | -3.7 | 5 | -2.5 | 6.3 | -1.2 | -2.8 | -11.1 | -3.1 | -4.7 | -0.6 | -1.2 | 0 | -1.7 | 1.1 | -1.7 | -4.4 | -5.6 | -9 | -12 | 5.6 | 2.2 | -2 | -3 | -0.6 | -3.3 | -6.1 | -7.8 | -18 | -22 | 6.8 | 5.8 | -4.2 | -5.8 | -12.2 | -17.2 | 3.3 | 1.1 | -7.8 | -11.7 | -0.6 | -2.2 | 20 | 18.3 | 0.6 | -7.2 | 2.8 | 1.1 | 15 | 15 | 16.7 | 16.1 | 6.1 | -1.1 | 1.7 | -2.8 | -14.1 | -18.5 | -0.6 | -5 | 2.6 | -0.7 | -8.9 | -12.2 | 0.4 | -6.9 | -0.6 | -10.6 | -8.7 | -16.1
-20 | -21 | -12.8 | -16.7 | 9.5 | 6.6 | 0.6 | -0.5 | -3.1 | -6 | 8.3 | 1.7 | 1 | 1 | 5 | 3.3 | 12.8 | 8.9 | 7.8 | 7.8 | 9.4 | 6.7 | 10 | 9.4 | -15.6 | -17.2 | -9.8 | -10.3 | 1 | -3 | 7.2 | 6.7 | 17.8 | 15.6 | 11.7 | 11.1 | 1.1 | -1.1 | -1.7 | -7.2 | 19.4 | 17.2 | -6.7 | -8 | 6.7 | 2 | -5 | -8.9 | 0.6 | -0.6 | -4 | -6 | 6.1 | 2.8 | 3.7 | -0.4 | 6.3 | 1.8 | 1.7 | -3.9 | -17 | -21 | -23.3 | -27.8 | -3.9 | -11.7 | -11.1 | -16.7 | -11.1 | -14.4 | -16.7 | -20.6 | -5 | -8.5 | -7.8 | -11.1 | -6.5 | -8.1 | -2.8 | -5 | -6.5 | -7.1 | -0.6 | -5 | -6.1 | -6.7 | -1.1 | -5.6 | 1.1 | 1.1 | 11.7 | 7.2 | -4.4 | -8.9 | -2.8 | -3.9 | -2.2 | -4.4 | 5.6 | -2.8 | 3.9 | -3.9 | 3.3 | -2.8 | 6.1 | -2.8 | -2.2 | -11.1 | -3.3 | -5 | -0.6 | -1.1 | 0 | -2.2 | 0.6 | -1.7 | -3.3 | -4.9 | -10 | -13 | 7.2 | 3.9 | -2.2 | -3.3 | -0.6 | -3.3 | -5.6 | -7.2 | -19 | -23 | 7.2 | 6.1 | -4.4 | -6.1 | -12.8 | -15.6 | 4.4 | 1.1 | -8.3 | -12.2 | -1.3 | -2.4 | 20.6 | 18.7 | 0 | -8.9 | 2.8 | 1.3 | 14.4 | 14.4 | 16.9 | 16.4 | 5.6 | 0 | 3.3 | -0.6 | -13.9 | -18.3 | -0.6 | -5.6 | 2.2 | -1.1 | -7 | -10.3 | 0.6 | -7.8 | -1.1 | -10 | -9 | -16.2
-19 | -21 | -14.4 | -23.3 | 10 | 6.9 | 0.6 | -0.5 | -3.3 | -6.7 | 7.2 | 2.8 | 2 | 1 | 6.5 | 4.2 | 12.8 | 9.4 | 8.3 | 8.3 | 11.1 | 7.8 | 8.9 | 8.3 | -15.6 | -16.7 | -10.6 | -11.1 | 2 | -2 | 11.5 | 8.9 | 19.4 | 16.7 | 11.9 | 10.7 | 2.2 | 0 | -1.1 | -6.7 | 20.6 | 17.2 | -5.5 | -6.6 | 5.6 | 1.7 | -4.4 | -8.9 | 0.6 | -0.6 | -3.7 | -5.6 | 5.2 | 2.4 | 4.7 | -0.3 | 6.5 | 1.6 | 1.7 | -3.3 | -18 | -21 | -21.8 | -25.6 | -3.7 | -11 | -11.7 | -16.7 | -11.7 | -15.6 | -16.7 | -20.6 | -5 | -8.5 | -7.8 | -11.1 | -6.3 | -8.2 | -2.2 | -4.4 | -6.3 | -7.1 | 1.7 | -4.1 | -6.1 | -6.7 | 1.7 | -3.9 | 0.6 | 0.6 | 12.8 | 8.3 | -1.6 | -7.8 | -2.2 | -2.8 | -1.1 | -3.6 | 6.7 | -2.2 | 5 | -3.3 | 6.5 | -1.7 | 7.8 | -3.3 | -1.7 | -10 | -3.3 | -4.9 | -1.3 | -1.8 | 0 | -1.7 | 0.6 | -1.7 | -2.2 | -4.4 | -12 | -16 | 6.7 | 2.8 | -1.5 | -2.4 | -0.6 | -2.2 | -6.7 | -8.3 | -18 | -23 | 8.3 | 6.8 | 0.4 | -4.3 | -12.2 | -17.2 | 4.4 | 1.7 | -6.7 | -12.2 | -2.1 | -2.8 | 21.1 | 19.1 | 0.6 | -7.8 | 2.8 | 1.5 | 15 | 15 | 17 | 16.5 | 5.6 | 0.6 | 4.4 | 0.6 | -13 | -16.4 | -1.1 | -5.6 | 3.3 | -0.6 | -5.2 | -8.8 | 1.7 | -5.9 | -0.6 | -9.4 | -9.4 | -17.2
-18 | -21 | -13.3 | -19.4 | 10.6 | 7.2 | 0.6 | -0.6 | -3.1 | -6 | 9.4 | 2.2 | 2 | 1 | 7.9 | 4.9 | 12.8 | 9.4 | 9.4 | 8.9 | 12.7 | 9 | 10.6 | 9.4 | -13.9 | -15.6 | -9.1 | -10.2 | 4 | -2 | 15.7 | 10.5 | 23.3 | 16.7 | 12 | 9.9 | 7.2 | 1.1 | 1.1 | -6.7 | 22.8 | 17.8 | -4.4 | -5.6 | 6.5 | 1.2 | -3.9 | -8.9 | 1.1 | -0.6 | -3.3 | -5.6 | 4.2 | 2.1 | 5.6 | -0.6 | 6.7 | 1.1 | 1.1 | -2.8 | -16 | -18 | -20.4 | -24 | -3.5 | -11 | -11.1 | -19.4 | -12.8 | -16.7 | -16.7 | -21.2 | -5 | -8.9 | -7.8 | -11.1 | -6.1 | -8.3 | -1.7 | -4.4 | -6.1 | -7.2 | 3.9 | -3.9 | -5.6 | -6.1 | 4.4 | -3.3 | 1.7 | 1.7 | 13.9 | 8.9 | 1.1 | -7.7 | -2.8 | -3.3 | 0 | -3.3 | 7.8 | -5 | 6.1 | -3.1 | 9.6 | -1.8 | 9.4 | -4.3 | -0.6 | -8.3 | -3.3 | -5.1 | -2.1 | -2.6 | 0 | -1.7 | 0 | -2.2 | -1.1 | -4.4 | -12 | -16 | 6.7 | 4.4 | -0.7 | -1.3 | 2.2 | -0.6 | -3.9 | -5.6 | -18 | -22 | 9.5 | 7.3 | 5.2 | -4.3 | -12.2 | -16.7 | 5.6 | 2.2 | -5.6 | -12.8 | -2.8 | -3.3 | 21.7 | 19.4 | 6.1 | -7.2 | 2.8 | 1.7 | 16.1 | 16.1 | 17.2 | 16.7 | 6.7 | 0 | 5 | 1.1 | -12 | -15 | 1.1 | -5 | 4.5 | -0.1 | -3.3 | -7.8 | 2.8 | -5.2 | 3.9 | -8.9 | -6.5 | -13.9
-18 | -21 | -12.2 | -18.3 | 11.5 | 7.6 | 0.6 | -0.5 | -3 | -5.9 | 10 | 2.2 | 2 | 2 | 9.4 | 5.6 | 13.3 | 9.4 | 10.6 | 10 | 14.4 | 10 | 13.3 | 10 | -13.3 | -16.1 | -7.6 | -9.3 | 7 | 0 | 20 | 11.7 | 23.9 | 16.7 | 12.2 | 9.4 | 11.1 | -1.7 | 3.3 | -6.1 | 25.6 | 17.2 | -2.4 | -4.2 | 7.4 | 0.8 | -3.3 | -10.6 | 1.1 | -1.1 | -1.6 | -4.4 | 3.3 | 1.7 | 7.1 | 0.1 | 7.8 | 1.2 | 1.1 | -2.2 | -13 | -15 | -18.9 | -22.8 | -3.3 | -12.2 | -10 | -18.9 | -13.3 | -17.2 | -16.7 | -22.2 | -4.4 | -8 | -7.2 | -10.6 | -5.2 | -7.6 | -1.1 | -5 | -5.4 | -7 | 5.7 | -3.5 | -5.6 | -6.1 | 6.1 | -3.3 | 5.6 | 5.6 | 14.4 | 8.9 | 3.9 | -10 | 1.7 | -2.8 | 1.5 | -2 | 11.1 | -1.1 | 7.2 | -3.9 | 12.8 | -2.8 | 11.1 | -7.2 | 0.6 | -6.1 | -3.3 | -5.6 | -2.8 | -3.3 | 0 | -2.2 | 1.1 | -2.2 | 0.9 | -2.8 | -11 | -16 | 7.8 | 3.9 | 0 | -0.6 | 5 | 0 | -1.1 | -3.9 | -16 | -21 | 10.6 | 7.8 | 10 | -7.8 | -11.1 | -15.6 | 7.2 | 3.3 | -4.4 | -12.2 | -3 | -3.5 | 22.2 | 19.4 | 11.1 | -6.7 | 3 | 1.7 | 17.8 | 17.2 | 19.2 | 16.8 | 7.2 | 0.6 | 5.6 | 2.2 | -11.1 | -13.9 | 2.8 | -3.9 | 5.6 | 0 | -1.6 | -6.5 | 3.9 | -5 | 5.6 | -8.3 | -3.5 | -11.7
-17 | -21 | -10.6 | -13.3 | 12.4 | 8.1 | 0.6 | -0.5 | -2.8 | -6.1 | 10.6 | 1.1 | 4 | 2 | 10.2 | 6.4 | 13.9 | 9.4 | 13.9 | 11.1 | 16.1 | 10.2 | 13.9 | 10.6 | -10.6 | -15.6 | -6.1 | -8.9 | 9 | -1 | 20.7 | 11.4 | 24.4 | 15.6 | 13.5 | 8.8 | 13.3 | -3.3 | 8.3 | -3.9 | 25.6 | 17.8 | -0.3 | -2.8 | 8.3 | 0 | -2.2 | -11.7 | 1.1 | -2.2 | 0 | -3.8 | 2.9 | 1.1 | 8.5 | 0.2 | 8.9 | 1.3 | 0.6 | -2.2 | -12 | -15 | -16.9 | -21.3 | -2.9 | -9.6 | -9.4 | -17.8 | -13.3 | -16.1 | -15.9 | -21.5 | -3.9 | -7.6 | -6.7 | -10 | -4.2 | -7.2 | 0.6 | -3.9 | -4.6 | -6.8 | 7.6 | -4 | -5.6 | -6.7 | 7.2 | -1.7 | 6.7 | 5 | 16.1 | 9.4 | 5.9 | -7.5 | 2.2 | -2.2 | 2.9 | -1.3 | 12.8 | -1.7 | 7.4 | -2.8 | 13.9 | -2.6 | 11.7 | -6.4 | 1.7 | -5 | -2.6 | -4.5 | -2.4 | -3.5 | -0.6 | -2.2 | 1.1 | -2.8 | 3 | -1.9 | -11 | -15 | 8.9 | 4.4 | 2.4 | -0.2 | 7.8 | 0 | 1.7 | -3.3 | -15 | -18 | 12.6 | 8.3 | 11.3 | -5.8 | -9.4 | -15.6 | 9.4 | 5 | -3.9 | -11.7 | -3.1 | -3.6 | 22.8 | 19.6 | 13.3 | -5.6 | 3.1 | 1.6 | 18.9 | 17.8 | 21.3 | 16.7 | 8.9 | 0 | 6.7 | 2.8 | -10.5 | -12.8 | 3.9 | -2.8 | 5.8 | 0.1 | 0 | -5.9 | 6.3 | -3 | 6.7 | -8.3 | -0.6 | -10.6
-17 | -20 | -8.9 | -11.7 | 13.3 | 8.3 | 0.6 | -0.6 | -2.2 | -5.6 | 10 | 1.7 | 4 | 2 | 10.9 | 7.1 | 15 | 9.4 | 15.6 | 10 | 17.7 | 10.4 | 15 | 10 | -11.1 | -15 | -4.8 | -8.3 | 11 | -4 | 21.5 | 11.3 | 24.4 | 16.1 | 14.8 | 7.6 | 15 | -5 | 10 | -1.7 | 25.6 | 18.3 | 1.7 | -2.2 | 7.9 | -0.1 | -1.1 | -11.7 | 1.7 | -2.2 | 1.7 | -3.9 | 2.6 | 0.5 | 10 | 0.6 | 10 | 1.1 | 1.1 | -1.7 | -10 | -11 | -14.8 | -20.1 | -2.6 | -8 | -8.9 | -17.8 | -13.3 | -18.3 | -15.2 | -21.5 | -3.3 | -7.8 | -6.1 | -9.4 | -3.3 | -7.2 | 2.2 | -5 | -3.9 | -7.2 | 9.4 | -5.6 | -5.6 | -6.1 | 8.3 | -1.7 | 7.2 | 3.3 | 18.3 | 10 | 8 | -6.5 | 2.2 | -1.7 | 4.4 | -0.6 | 13.9 | -3.9 | 7.6 | -2.6 | 15 | -3 | 12.2 | -6 | 2.2 | -3.3 | -1.8 | -3.7 | -2.1 | -3.7 | -0.6 | -2.8 | 1.1 | -2.2 | 5 | -1.1 | -10 | -12 | 12.8 | 2.2 | 4.8 | -0.3 | 10 | 1.7 | 2.2 | -4.4 | -13 | -17 | 14.7 | 8.5 | 12.6 | -4.4 | -7.2 | -13.9 | 11.7 | 7.8 | -3.9 | -11.7 | -3.3 | -3.9 | 23.3 | 19.4 | 14.4 | -4.4 | 3.3 | 1.7 | 19.4 | 17.8 | 23.3 | 16.1 | 9.4 | 3.3 | 9.4 | 5.6 | -10 | -12.1 | 5.6 | -2.8 | 5.9 | 0 | 1.7 | -6.1 | 8.7 | -2 | 8.9 | -8.3 | 0 | -8.9
-16 | -20 | -8.3 | -11.1 | 13.5 | 8.4 | 0.6 | -0.6 | -1.7 | -5.6 | 10 | 2.8 | 5 | 2 | 11.7 | 7.8 | 16.1 | 11.1 | 17.2 | 10 | 19.4 | 10 | 15.6 | 8.9 | -10.6 | -15 | -3.5 | -8.2 | 11 | -1 | 22.2 | 10.6 | 23.9 | 15.6 | 16.1 | 6.1 | 17.2 | -4.4 | 11.7 | 0.6 | 25.6 | 18.3 | 2.6 | -2.6 | 7.6 | 0.1 | 0 | -10 | 1.1 | -3.3 | 2.8 | -2.8 | 2.2 | 0 | 11.1 | 0.8 | 11.1 | 1.1 | 1.1 | -1.7 | -9 | -12 | -12.8 | -20 | -2.2 | -7.2 | -8.9 | -18.3 | -12.8 | -17.8 | -14.4 | -22.2 | -2.6 | -7.1 | -5.6 | -8.9 | -3.1 | -6.6 | 3.3 | -6.1 | -3 | -6.5 | 10.5 | -4.5 | -5.6 | -6.7 | 9.4 | 0 | 7.2 | 2.2 | 18.3 | 10.6 | 10 | -6.1 | 2.8 | -2.8 | 5.5 | -0.1 | 15.6 | -3.9 | 7.8 | -2.8 | 16.1 | -3.9 | 12.8 | -6.7 | 2.2 | -1.7 | -1.1 | -3.3 | -1.7 | -4.4 | -0.6 | -3.3 | 1.1 | -1.7 | 7 | -0.2 | -10 | -13 | 13.3 | 2.2 | 7.2 | -1.1 | 11.1 | 2.8 | 2.8 | -5 | -13 | -16 | 16.7 | 8.3 | 13.9 | -3.9 | -6.7 | -13.9 | 11.1 | 8.9 | -2.2 | -11.7 | -3.5 | -4.4 | 23.1 | 19.3 | 16.1 | -3.3 | 3.5 | 1.4 | 21.1 | 18.3 | 24.4 | 16.2 | 5.6 | 2.8 | 10 | 5.6 | -9.4 | -11.7 | 7.2 | -2.2 | 6.1 | 0 | 2.1 | -5.3 | 11.1 | -1.1 | 11.1 | -8.9 | 0.5 | -8.2
-16 | -20 | -7.2 | -10.6 | 13.7 | 8.4 | 0.6 | -0.9 | -1.1 | -6.1 | 11.1 | 2.2 | 6 | 2 | 12.6 | 7.5 | 15.6 | 10.6 | 17.8 | 7.8 | 20.3 | 10.4 | 15.6 | 8.9 | -10.6 | -13.9 | -2.2 | -8.9 | 11 | 0 | 22 | 11.1 | 24.4 | 16.1 | 16.8 | 6.1 | 16.7 | 0.6 | 12.2 | 2.8 | 25.6 | 17.8 | 3.5 | -3.5 | 7.2 | 0 | 0.6 | -8.9 | 0 | -3.3 | 3.9 | -2 | 3.3 | -0.6 | 12.2 | 0.6 | 12.2 | 0.9 | 2.2 | -1.1 | -8 | -11 | -12.4 | -16.7 | -1.3 | -6.9 | -8.9 | -18.9 | -12.2 | -16.7 | -13.9 | -20.3 | -1.8 | -6.9 | -5 | -8.3 | -3 | -6.4 | 3.9 | -6.1 | -2 | -6.2 | 11.7 | -3.9 | -5.6 | -6.7 | 10 | -2.2 | 8.9 | 1.7 | 18.3 | 11.1 | 10.6 | -5.2 | 2.8 | -3.3 | 6.7 | 0.4 | 16.1 | -5 | 8 | -4.5 | 16.5 | -3.2 | 12.4 | -5.8 | 3.3 | -0.6 | -1.1 | -3 | -2.1 | -4.3 | -1.7 | -3.9 | 0 | -2.8 | 9.1 | 0.3 | -9 | -12 | 13.3 | 1.1 | 7.4 | -0.7 | 11.7 | 3.3 | 3.9 | -5 | -12 | -15 | 17.4 | 8 | 14.5 | -2.5 | -5.6 | -12.8 | 11.7 | 10 | -2.2 | -11.7 | -3.7 | -4.8 | 23 | 19.2 | 18.3 | -3.9 | 3.7 | 0.9 | 22.8 | 18.3 | 25.6 | 15.9 | 5.6 | 2.2 | 10.6 | 3.9 | -8.9 | -10.7 | 8.3 | -2.2 | 5.9 | 0 | 2.4 | -5.1 | 12.6 | -0.6 | 10 | -8.9 | 1.1 | -8.9
-16 | -19 | -5 | -11.1 | 13.9 | 8.3 | 0.6 | -1.1 | -1.7 | -5.4 | 11.7 | 1.7 | 6 | 1 | 13.5 | 6.9 | 14.4 | 10.6 | 18.3 | 7.8 | 21.3 | 11.1 | 15 | 8.9 | -10.6 | -14.4 | -2.4 | -8.4 | 11 | 0 | 21.9 | 11.3 | 24.4 | 16.7 | 17.6 | 5.6 | 18.3 | -2.2 | 13.3 | 4.4 | 25.6 | 17.2 | 4.4 | -5 | 7.8 | -0.6 | 0.6 | -8.3 | -0.6 | -3.9 | 5 | -1.7 | 4.5 | -1.3 | 13.3 | 0.6 | 13.3 | 0.6 | 1.7 | -2.8 | -7 | -11 | -12.1 | -14.5 | -0.3 | -7.1 | -8.3 | -17.8 | -12.8 | -17.2 | -13.3 | -19.1 | -1.1 | -7.8 | -5 | -7.8 | -2.8 | -6.7 | 4.4 | -7.2 | -1.1 | -6.7 | 12.8 | -4.4 | -5.6 | -6.7 | 10 | -3.3 | 6.7 | 0 | 16.7 | 11.1 | 11.1 | -5.2 | 2.8 | -3.3 | 7.8 | 0.6 | 17.2 | -5.6 | 8.1 | -7.5 | 16.8 | -3.4 | 12.1 | -6 | 3.3 | -0.6 | -1.1 | -3 | -2.4 | -4.5 | -2.8 | -5.6 | -1.1 | -5 | 11.1 | 0.6 | -10 | -12 | 10.6 | 1.7 | 7.6 | -0.5 | 11.1 | 3.3 | 3.3 | -6.1 | -11 | -13 | 18.2 | 7.9 | 15 | -1.7 | -6.1 | -12.2 | 11.7 | 9.4 | -2.2 | -11.7 | -3.9 | -5.6 | 22.8 | 18.9 | 19.4 | -3.9 | 3.9 | 0.6 | 23.9 | 18.9 | 26.7 | 15.6 | 6.7 | 2.8 | 11.1 | 7.2 | -8.3 | -9.9 | 7.2 | -1.1 | 5.8 | 0.1 | 2.8 | -5.6 | 14.1 | -0.3 | 8.9 | -9.4 | 0.5 | -7.3
-16 | -18 | -4.4 | -11.1 | 13.2 | 8.3 | 0.6 | -1 | -2.2 | -5.3 | 12.8 | 1.7 | 6 | 1 | 14.4 | 6.1 | 14.4 | 10.6 | 17.8 | 8.3 | 22.2 | 11.1 | 13.9 | 8.9 | -10.6 | -15.6 | -2.6 | -8.5 | 11 | 1 | 21.7 | 11.7 | 24.4 | 16.1 | 18.3 | 5 | 16.7 | 3.3 | 13.9 | 5 | 26.1 | 17.8 | 3.5 | -5 | 8.3 | -1.6 | 0 | -8.3 | 0 | -4.4 | 3.9 | -1.6 | 5.6 | -2.8 | 12.6 | 0 | 12.8 | 0.8 | 2.2 | -3.9 | -10 | -13 | -11.7 | -12.8 | 0.6 | -8.9 | -8.9 | -17.8 | -13.3 | -18.3 | -12.8 | -18.9 | -1.3 | -6.7 | -4.4 | -6.7 | -3.2 | -6.4 | 5.6 | -7.2 | -1.7 | -5.9 | 11.7 | -2.9 | -5.6 | -6.7 | 7.8 | -3.3 | 4.4 | -1.1 | 16.1 | 12.2 | 11.7 | -6.1 | 2.8 | -3.3 | 7.1 | 0.5 | 17.2 | -6.1 | 8.3 | -12.8 | 17.2 | -3.9 | 11.7 | -6.7 | 3.3 | 0 | -1.1 | -3.3 | -2.8 | -5 | -3.3 | -6.1 | -2.2 | -7.2 | 10.2 | 1.3 | -10 | -13 | 10.6 | 3.3 | 7.8 | -0.6 | 11.1 | 3.3 | 3.3 | -5 | -11 | -12 | 18.9 | 7.2 | 15.6 | -1.1 | -6.1 | -11.1 | 11.7 | 10 | -1.1 | -12.2 | -4.5 | -6 | 20.6 | 17.1 | 18.9 | -5 | 4.5 | 1 | 23.9 | 18.3 | 26.1 | 15.5 | 8.3 | 1.7 | 10.6 | 7.2 | -7.8 | -9.4 | 7.2 | -0.6 | 5.6 | 0 | 2.2 | -5 | 15.6 | -0.6 | 9.4 | -10 | 0 | -7.1
-16 | -19 | -5.6 | -11.7 | 12.4 | 7.9 | 0.6 | -1 | -2.8 | -5.6 | 13.3 | 3.3 | 5 | 2 | 12.9 | 6.5 | 13.9 | 10.6 | 17.2 | 8.3 | 20.7 | 11.1 | 12.8 | 8.3 | -10.6 | -16.1 | -2.8 | -9.4 | 11 | 1 | 20.2 | 12.2 | 23.9 | 16.1 | 16.6 | 4.3 | 16.1 | 2.2 | 12.8 | 5.6 | 25 | 18.9 | 2.6 | -5.3 | 8.9 | -2.8 | -0.6 | -7.8 | -1.1 | -4.4 | 2.8 | -1.7 | 4.3 | -2.9 | 11.8 | -0.3 | 12.2 | 1.2 | 2.2 | -6.1 | -13 | -15 | -11.9 | -12.5 | -0.3 | -8.4 | -9.4 | -17.2 | -14.4 | -19.4 | -12.8 | -18 | -1.5 | -6.8 | -3.9 | -6.7 | -3.5 | -6.7 | 4.4 | -6.7 | -2.2 | -5.7 | 10.5 | -2.5 | -5.6 | -6.7 | 5.6 | -3.9 | 3.9 | -2.8 | 16.1 | 12.8 | 9.7 | -4.1 | 2.8 | -3.3 | 6.3 | 0.4 | 16.7 | -7.8 | 5.7 | -10.1 | 15.5 | -3 | 9.3 | -6.2 | 3.9 | 0 | -0.5 | -2.3 | -3 | -4.8 | -3.9 | -7.2 | -3.3 | -8.9 | 9.2 | 1.4 | -11 | -16 | 10.6 | 2.2 | 6.7 | 0 | 10.6 | 2.2 | 2.2 | -4.4 | -10 | -12 | 17.6 | 7.9 | 13.7 | 0 | -6.7 | -10.6 | 11.7 | 10.6 | -1.7 | -12.8 | -5 | -6.5 | 18.3 | 14.8 | 19.4 | -6.1 | 5 | 1.3 | 22.8 | 17.8 | 25.6 | 15.3 | 10 | 1.1 | 9.4 | 7.2 | -7.4 | -8.9 | 7.2 | -0.6 | 5.2 | -0.4 | 1.7 | -5.2 | 14.7 | -0.5 | 7.8 | -11.1 | -0.6 | -7.8
-19 | -20 | -6.1 | -12.8 | 11.7 | 7.8 | 0.6 | -1.1 | -2.8 | -5.3 | 11.7 | 4.4 | 5 | 2 | 11.5 | 6.9 | 13.3 | 10.6 | 16.1 | 8.3 | 19.3 | 10.6 | 11.7 | 8.3 | -12.8 | -16.1 | -4.3 | -10 | 9 | 1 | 18.7 | 12.7 | 22.8 | 16.1 | 15 | 3.8 | 14.4 | 0.6 | 10.6 | 7.2 | 24.4 | 18.3 | 1.7 | -6.7 | 8 | -2.3 | -1.1 | -7.8 | -2.2 | -5 | 1.7 | -2.2 | 3 | -3.3 | 11.1 | -1.1 | 11.7 | 1.1 | 1.1 | -9.4 | -16 | -18 | -12 | -12.3 | -1.3 | -9.4 | -9.4 | -17.2 | -15.6 | -20.6 | -12.8 | -18 | -1.7 | -7.2 | -3.3 | -6.7 | -3.9 | -7.2 | 2.2 | -6.7 | -2.8 | -6.1 | 9.4 | -2.2 | -5.6 | -6.7 | 3.3 | -4.4 | 2.8 | -3.3 | 16.1 | 13.3 | 7.6 | -4 | 2.8 | -3.3 | 5.6 | 0 | 12.8 | -8.3 | 3.2 | -9.6 | 13.9 | -3 | 6.8 | -7.1 | 3.9 | 0 | 0 | -1.5 | -3.1 | -4.7 | -5 | -8.3 | -4.4 | -10 | 8.3 | 1.7 | -12 | -16 | 10 | 1.1 | 5.5 | -0.1 | 11.1 | 2.2 | 1.7 | -3.9 | -10 | -12 | 16.3 | 8.1 | 11.9 | 0.9 | -6.7 | -11.1 | 11.7 | 10.6 | -3.3 | -12.2 | -5.6 | -7.2 | 16.1 | 12.8 | 16.7 | -6.7 | 5.6 | 1.7 | 21.1 | 17.8 | 25 | 15 | 6.7 | 2.2 | 8.9 | 7.8 | -7.1 | -8.6 | 6.7 | 0 | 4.8 | -0.9 | 1.1 | -6.1 | 13.7 | -1 | 3.9 | -10.6 | -1 | -7.2
-18 | -20 | -12.2 | -15 | 11.5 | 5.8 | 0.6 | -1 | -2.8 | -5.3 | 11.1 | 4.4 | 4 | 1 | 10 | 6.7 | 13.3 | 10.6 | 13.9 | 8.9 | 17.8 | 10 | 10.6 | 7.8 | -13.3 | -16.1 | -5.7 | -11.3 | 8 | 1 | 17.2 | 12.8 | 22.2 | 16.1 | 13.3 | 2.8 | 10.6 | 0.6 | 9.4 | 7.2 | 23.3 | 19.4 | 1.1 | -5.3 | 7 | -2.4 | -1.1 | -7.2 | -2.2 | -5.6 | -0.5 | -3.6 | 1.7 | -4.4 | 9.6 | -0.3 | 10.9 | 1.2 | -0.6 | -10.6 | -18 | -21 | -12.2 | -12.2 | -2.2 | -11.1 | -10 | -17.2 | -16.1 | -22.2 | -12.8 | -18.3 | -1.5 | -6.4 | -3.3 | -5.6 | -4.8 | -7.2 | 1.7 | -6.7 | -3.9 | -6.4 | 8.9 | -1.8 | -5.6 | -6.1 | 1.7 | -3.9 | 1.7 | -2.8 | 13.9 | 13.3 | 5.6 | -4.4 | 2.2 | -3.3 | 5 | 0.2 | 9.4 | -8.3 | 0.6 | -11.1 | 12.2 | -3.9 | 4.4 | -8.9 | 3.9 | 0 | 0.6 | -1.1 | -3.3 | -5 | -5.6 | -8.9 | -5 | -11.1 | 6.8 | 1.9 | -12 | -17 | 10 | 0 | 4.4 | 0 | 10.6 | 2.8 | 2.2 | -5 | -10 | -11 | 15 | 8.3 | 10 | 1.1 | -6.7 | -10 | 11.1 | 10 | -3.9 | -12.8 | -6 | -7.3 | 15.2 | 11.6 | 12.8 | -6.7 | 5.6 | 1.1 | 19.4 | 17.2 | 23 | 15.6 | 5.6 | 1.7 | 7.2 | 7.2 | -6.7 | -8.3 | 6.7 | -0.6 | 4.4 | -1.7 | 0.4 | -5.2 | 12.8 | -1.7 | 1.7 | -10 | -1.3 | -7.7
-18 | -20 | -11.1 | -15 | 11.3 | 3.3 | 0.6 | -1 | -2.8 | -5.6 | 10 | 4.4 | 4 | 1 | 9.1 | 6.4 | 12.8 | 10 | 12.8 | 8.9 | 16.9 | 9.9 | 9.4 | 7.8 | -13.9 | -16.7 | -7.2 | -13.3 | 8 | 0 | 16.7 | 12.5 | 21.7 | 16.1 | 12.2 | 2.4 | 8.9 | 0.6 | 8.9 | 7.8 | 23.3 | 18.9 | 0.6 | -4.8 | 6.1 | -2.8 | -1.1 | -7.2 | -1.7 | -5.6 | -2.8 | -5.6 | 0.8 | -4.1 | 8.2 | 0 | 10.2 | 1.3 | -0.6 | -11.1 | -21 | -25 | -12 | -12.1 | -3.3 | -10.4 | -11.1 | -17.8 | -17.2 | -23.3 | -14.3 | -18.4 | -1.3 | -6.2 | -2.8 | -4.4 | -5.8 | -7.8 | 1.1 | -6.7 | -5 | -6.9 | 8.3 | -2.1 | -5.6 | -6.7 | 2.2 | -4.4 | 1.1 | -3.9 | 13.3 | 12.8 | 3.7 | -3.8 | -0.6 | -3.9 | 4.5 | 0.1 | 10 | -6.7 | -0.3 | -8.9 | 10.9 | -2.8 | 2.9 | -7.8 | 3.9 | -1.7 | 0.6 | -1.3 | -4.4 | -5.8 | -6.1 | -9.4 | -5.6 | -11.7 | 5.4 | 1.9 | -13 | -17 | 9.4 | 0.6 | 3.5 | 0 | 9.4 | 2.2 | 2.8 | -5 | -10 | -11 | 14.8 | 7.6 | 10.4 | 1 | -6.7 | -10.6 | 11.1 | 10 | -6.1 | -11.1 | -6.3 | -7.4 | 14.2 | 10.3 | 10 | -7.2 | 5.6 | 0.7 | 18.3 | 17.2 | 20.9 | 15.7 | 3.9 | 1.1 | 6.7 | 6.7 | -6.7 | -8.3 | 6.7 | 0.6 | 3.7 | -1.6 | -0.4 | -5 | 11.1 | -0.9 | 1.7 | -12.8 | -1.7 | -8.9
-18 | -20 | -14.4 | -17.8 | 11.1 | 0.6 | 0.6 | -1.1 | -2.8 | -5.1 | 9.4 | 4.4 | 3 | 1 | 8.1 | 5.9 | 13.3 | 10.6 | 12.2 | 8.9 | 15.9 | 9.4 | 9.4 | 7.2 | -15.6 | -18.3 | -8.3 | -13.5 | 7 | 1 | 16.1 | 11.9 | 21.1 | 16.1 | 11.1 | 1.6 | 6.7 | 0.6 | 7.8 | 6.7 | 22.8 | 18.9 | 0 | -5 | 4.6 | -2.2 | -2.2 | -7.2 | -2.2 | -6.7 | -5 | -7.8 | -0.2 | -4.6 | 6.7 | 0 | 9.4 | 1.1 | -1.7 | -11.7 | -23 | -27 | -11.9 | -12.2 | -4.5 | -11.1 | -11.7 | -17.2 | -17.8 | -29.4 | -15.7 | -18.9 | -1.1 | -6.7 | -1.7 | -3.9 | -6.7 | -8.3 | 0 | -6.7 | -6.1 | -7.8 | 7.8 | -2.2 | -5.6 | -6.1 | 1.7 | -1.7 | 0 | -3.9 | 13.9 | 13.3 | 1.9 | -4.1 | -2.2 | -5 | 3.9 | 0 | 7.8 | -2.8 | -1.3 | -8.3 | 9.6 | -2.4 | 1.5 | -8.1 | 3.9 | 0 | 0.6 | -1.9 | -5.6 | -6.7 | -6.7 | -10.6 | -6.7 | -12.8 | 3.9 | 1.7 | -13 | -17 | 8.9 | 0.6 | 2.6 | 0 | 7.8 | 1.1 | 2.2 | -3.9 | -10 | -11 | 14.6 | 6.7 | 10.7 | 1 | -7.2 | -10 | 10.6 | 9.4 | -6.1 | -11.1 | -6.7 | -7.8 | 13.3 | 8.9 | 8.3 | -7.2 | 5.6 | 0 | 17.2 | 16.7 | 18.9 | 15.6 | 3.3 | 0.6 | 6.7 | 6.7 | -6.7 | -8.6 | 4.4 | 0 | 2.9 | -2.1 | -1.1 | -5.6 | 9.5 | -0.8 | 1.1 | -13.9 | -2.1 | -7.9
-18 | -20 | -13.9 | -18.3 | 10.4 | 0.7 | 0.6 | -1.2 | -2.8 | -4.9 | 7.8 | 5 | 3 | 1 | 7.2 | 5.6 | 13.3 | 10.6 | 10.6 | 8.3 | 15 | 8.9 | 8.9 | 6.2 | -15 | -18.9 | -9.5 | -14.6 | 6 | 2 | 15.6 | 11.7 | 21.1 | 16.1 | 10 | 1.1 | 7.2 | 1.7 | 7.8 | 7.2 | 22.2 | 18.9 | -0.4 | -4.5 | 3.2 | -2.2 | -1.1 | -6.1 | -2.2 | -6.7 | -6.3 | -8.7 | -1.1 | -5.6 | 6.1 | 0 | 8.5 | 1.2 | -2.2 | -12.2 | -23 | -28 | -11.7 | -12.2 | -5.6 | -12.2 | -11.7 | -17.8 | -18.3 | -30.6 | -17.2 | -20 | -1.5 | -6.4 | -1.1 | -3.3 | -7.1 | -8.4 | 0 | -6.7 | -6.7 | -7.8 | 7.1 | -1.6 | -5.6 | -6.1 | 0.6 | -1.7 | -0.6 | -3.3 | 14.4 | 13.9 | 0 | -5 | -0.6 | -3.9 | 4.1 | -0.1 | 6.7 | -2.8 | -2.2 | -8.9 | 8.3 | -2.8 | 0 | -9.4 | 3.9 | 0 | 0.6 | -2.8 | -6.7 | -7.8 | -7.2 | -10.6 | -6.7 | -12.8 | 4.6 | 2.8 | -13 | -17 | 8.3 | 0 | 1.7 | 0 | 6.1 | -1.1 | 1.7 | -1.1 | -9 | -13 | 14.4 | 6.1 | 11.1 | 0.6 | -7.2 | -10 | 10.6 | 9.4 | -6.1 | -12.8 | -7.1 | -8.4 | 12.8 | 8.1 | 7.2 | -7.2 | 4.8 | -0.3 | 17.2 | 16.7 | 16.1 | 13.4 | 3.3 | 0.6 | 6.7 | 6.7 | -6.7 | -8.9 | 4.4 | 0 | 2.2 | -2.8 | -1.7 | -5.3 | 7.8 | -1.1 | 1.1 | -13.9 | -2.4 | -7.8
-20 | -21 | -13.3 | -15.6 | 9.6 | 0.2 | 0.6 | -1.3 | -2.8 | -5 | 6.7 | 4.4 | 3 | 1 | 6.7 | 5.2 | 13.3 | 10.6 | 10 | 8.3 | 14.3 | 8.7 | 8.3 | 5.9 | -15 | -18.3 | -10.6 | -16.1 | 6 | 2 | 15.2 | 11.4 | 20.6 | 16.1 | 8.9 | 0.8 | 7.2 | 1.7 | 7.2 | 5.6 | 21.7 | 18.9 | -0.7 | -4.4 | 1.7 | -2.8 | -1.1 | -6.1 | -2.2 | -6.7 | -7.6 | -10.1 | -1.8 | -5 | 5.6 | 0.1 | 7.6 | 1.2 | -2.8 | -12.8 | -22 | -28 | -12.1 | -12.3 | -6.5 | -11.6 | -12.8 | -18.9 | -18.9 | -29.4 | -16.1 | -18.9 | -1.8 | -6.7 | -1.1 | -3.9 | -7.4 | -8.6 | 0 | -6.1 | -7.2 | -8 | 6.3 | -1.2 | -5.6 | -6.1 | 0.6 | -2.2 | -0.6 | -5.6 | 14.4 | 13.9 | 0.9 | -4.5 | -3.9 | -6.7 | 4.2 | -0.3 | 6.1 | -2.8 | -2.9 | -7.7 | 7.8 | -2.2 | -1.3 | -8.7 | 3.9 | -0.6 | 0.4 | -2.6 | -7.4 | -8.4 | -8.3 | -11.7 | -6.7 | -14.4 | 5.4 | 4.1 | -13 | -17 | 8.3 | 0 | 1.3 | -0.3 | 4.4 | -1.1 | 1.1 | -0.6 | -9 | -13 | 14.2 | 7.3 | 10.5 | 3.5 | -6.7 | -10 | 11.1 | 10 | -6.7 | -12.8 | -7.4 | -9 | 12.2 | 7.1 | 7.8 | -6.1 | 4.1 | -0.9 | 16.7 | 16.7 | 13.4 | 11.3 | 2.8 | 0.6 | 6.7 | 6.7 | -7.1 | -9.1 | 5 | 0.6 | 1.8 | -2.4 | -2.2 | -5.4 | 7.6 | -0.5 | 1.1 | -13.3 | -2.8 | -8.3
-20 | -22 | -15 | -17.8 | 8.9 | 0 | 0.6 | -1.7 | -2.6 | -4.7 | 7.2 | 5 | 3 | 2 | 6.1 | 4.9 | 13.3 | 10.6 | 9.4 | 8.9 | 13.5 | 8.2 | 7.8 | 5.1 | -15.6 | -19.4 | -10.8 | -15.7 | 5 | 3 | 14.8 | 11.2 | 20 | 16.1 | 7.8 | 0.5 | 6.7 | 2.2 | 7.2 | 5.6 | 21.7 | 17.2 | -1.1 | -5 | 1.5 | -2.5 | -1.1 | -5.6 | -2.2 | -6.1 | -8.9 | -11.7 | -2.6 | -5.1 | 5 | 0 | 6.7 | 1.1 | -3.3 | -13.3 | -22 | -26 | -12.4 | -12.5 | -7.4 | -11.8 | -12.8 | -20 | -18.9 | -31.7 | -15 | -18.1 | -2.2 | -7.8 | -4.4 | -6.7 | -7.8 | -8.9 | -1.7 | -6.1 | -7.8 | -8.3 | 5.6 | -1.1 | -5.6 | -6.7 | 0 | -1.7 | -0.6 | -6.1 | 14.4 | 13.9 | 1.9 | -4.5 | -4.4 | -6.7 | 4.4 | -0.6 | 5.6 | -2.2 | -3.7 | -7.8 | 7.2 | -2.5 | -2.6 | -9.3 | 2.8 | -0.6 | 0.2 | -3.1 | -8.2 | -9.1 | -8.3 | -11.1 | -8.3 | -15 | 6.1 | 5 | -14 | -17 | 8.3 | 0 | 1 | -0.3 | 3.9 | -1.7 | 1.1 | 0 | -8 | -12 | 14.1 | 8.3 | 10 | 6 | -7.2 | -11.1 | 10.6 | 9.4 | -7.8 | -11.7 | -7.8 | -10 | 11.7 | 6.1 | 3.9 | -7.2 | 3.3 | -1.7 | 16.7 | 16.7 | 10.6 | 8.9 | 2.2 | 0 | 6.1 | 6.1 | -7.4 | -9.4 | 5 | 0.6 | 1.5 | -2.3 | -2.8 | -6.1 | 7.4 | -0.3 | 1.1 | -13.3 | -2.2 | -6.9
-21 | -23 | -15.6 | -21.1 | 8.9 | -0.4 | 0.4 | -1.6 | -2.4 | -4.6 | 5.6 | 3.9 | 2 | 1 | 5.6 | 4.4 | 13.3 | 10.6 | 8.9 | 7.8 | 12.8 | 7.8 | 7.2 | 5.2 | -15.6 | -20 | -10.9 | -15.8 | 6 | 3 | 14.4 | 11.1 | 19.4 | 16.1 | 6.7 | 0 | 5.6 | 2.2 | 7.2 | 5.6 | 21.7 | 19.4 | -3.7 | -6.6 | 1.3 | -2.6 | -1.1 | -5.6 | -2.2 | -7.2 | -9.3 | -11.8 | -3.3 | -5.6 | 4.3 | -0.3 | 5.9 | 0.6 | -4.4 | -13.9 | -21 | -24 | -12.8 | -12.9 | -8.3 | -12.2 | -13.3 | -20.6 | -18.9 | -26.1 | -13.9 | -17.8 | -2.2 | -6.7 | -5.6 | -7.8 | -8.5 | -9.2 | -3.3 | -6.7 | -8.2 | -8.5 | 4.8 | -0.3 | -6.1 | -6.7 | -0.6 | -2.8 | -0.6 | -6.1 | 13.3 | 12.8 | 2.8 | -5.6 | -8.3 | -9.4 | 4.4 | -0.7 | 4.4 | -2.2 | -4.4 | -8.3 | 6.7 | -2.8 | -3.9 | -10.6 | 3.9 | -1.7 | 0 | -3.9 | -8.9 | -10 | -8.3 | -11.1 | -8.9 | -16.1 | 5.2 | 4.2 | -14 | -17 | 7.8 | 0 | 0.6 | -0.6 | 2.8 | -1.7 | 1.1 | 0 | -8 | -12 | 13.9 | 9.4 | 9.4 | 7.8 | -8.9 | -11.1 | 10.6 | 9.4 | -8.3 | -12.2 | -8.2 | -10.2 | 11.1 | 5.9 | 3.9 | -7.2 | 2.8 | -1.7 | 12.2 | 11.1 | 9.5 | 8 | 0.6 | -0.6 | 6.1 | 6.1 | -7.8 | -10 | 4.4 | 0.6 | 1.1 | -2.8 | -3 | -5.8 | 7.2 | 0 | 1.1 | -13.3 | -1.7 | -6.2
-21 | -23 | -15 | -19.4 | 8.9 | -0.8 | 0.2 | -1.8 | -2.2 | -5 | 5.6 | 4.4 | 2 | 2 | 4.7 | 4 | 13.3 | 10.6 | 9.4 | 8.3 | 12.1 | 7.6 | 6.1 | 4.8 | -15 | -19.4 | -11.1 | -16.7 | 6 | 3 | 13.9 | 11.1 | 18.9 | 16.1 | 5.6 | -0.4 | 4.4 | 1.7 | 6.7 | 4.4 | 21.1 | 17.2 | -6.3 | -8.7 | 1.1 | -3.3 | -1.1 | -5 | -2.8 | -7.2 | -9.6 | -12.1 | -3.9 | -5.7 | 3.5 | -0.6 | 5.2 | 0 | -5 | -14.4 | -20 | -23 | -12.8 | -13 | -8.7 | -11.9 | -14.4 | -20.6 | -19.4 | -26.1 | -15.9 | -18.9 | -2.2 | -6.4 | -6.1 | -8.3 | -9.3 | -9.6 | -2.2 | -6.1 | -8.5 | -8.6 | 4.1 | 0 | -6.1 | -6.7 | -0.6 | -2.8 | -1.1 | -6.7 | 12.8 | 12.2 | 2.1 | -5.1 | -8.9 | -8.9 | 4.4 | -0.7 | 2.8 | -2.2 | -4.8 | -8.1 | 5.8 | -2.5 | -4.6 | -9.7 | 3.3 | -1.1 | 0 | -3.6 | -10 | -11.1 | -8.9 | -11.7 | -8.3 | -15 | 4.2 | 3 | -15 | -17 | 8.3 | -0.6 | 0.2 | -0.8 | 3.9 | -1.7 | 3.9 | 2.2 | -9 | -13 | 13.9 | 10 | 7.6 | 6.2 | -10 | -12.8 | 10 | 9.4 | -8.9 | -12.2 | -8.5 | -10.5 | 10.6 | 5.4 | 3.9 | -6.1 | 2.2 | -2 | 9.4 | 8.9 | 8.3 | 6.6 | 0 | -0.6 | 5.6 | 4.4 | -8.5 | -10.7 | 4.4 | 0.6 | 0.9 | -2.5 | -3.1 | -5.7 | 7 | 0.2 | 3.9 | -12.2 | -1.1 | -6.1
-21 | -23 | -14.4 | -18.3 | 8.9 | -1.7 | 0 | -2.2 | -2.4 | -5 | 5 | 3.9 | 2 | 2 | 3.7 | 3.4 | 13.3 | 10.6 | 7.8 | 7.2 | 11.3 | 7.1 | 5.6 | 4.4 | -16.7 | -19.4 | -11.3 | -16.2 | 6 | 3 | 13.3 | 11.2 | 18.9 | 16.1 | 4.4 | -0.9 | 4.4 | 2.2 | 6.7 | 4.4 | 21.1 | 17.8 | -8.9 | -11.1 | 0.5 | -3 | -1.1 | -4.4 | -2.8 | -7.2 | -10 | -12.8 | -4.4 | -6 | 2.8 | -1.1 | 4.4 | -0.6 | -5.6 | -15 | -18 | -21 | -12.8 | -13.1 | -9 | -11.8 | -14.4 | -20.6 | -20.6 | -26.7 | -18 | -20.8 | -2.2 | -6.7 | -5.6 | -8.3 | -10 | -10 | -2.2 | -6.1 | -8.9 | -8.9 | 3.3 | 0.6 | -6.1 | -7.2 | -0.6 | -3.3 | -2.2 | -5.6 | 12.8 | 12.2 | 1.3 | -5.4 | -10.6 | -11.1 | 4.4 | -1.1 | 2.2 | -2.8 | -5.2 | -8.7 | 4.8 | -2.6 | -5.4 | -10 | 2.8 | -1.1 | 0 | -3.8 | -11.1 | -12.4 | -8.9 | -12.2 | -8.9 | -16.1 | 3.3 | 2.2 | -15 | -17 | 8.3 | 0 | -0.2 | -1.2 | 3.3 | -2.2 | 3.9 | 2.2 | -9 | -13 | 13.9 | 10.5 | 5.7 | 4.8 | -11.7 | -15 | 10.6 | 9.4 | -8.3 | -12.2 | -8.9 | -11.1 | 10 | 5 | 2.8 | -7.2 | 1.7 | -2.8 | 6.7 | 6.7 | 7.2 | 5.6 | 0.6 | -1.7 | 5 | 2.8 | -9.3 | -11.9 | 4.4 | 0.6 | 0.8 | -2.8 | -3.3 | -6.1 | 6.9 | 0.3 | 0.6 | -11.7 | -1.5 | -6
-21 | -23 | -15.6 | -20 | 8.5 | -0.9 | -0.2 | -2.4 | -2.6 | -5.7 | 4.4 | 3.3 | 2 | 1 | 2.8 | 2.8 | 13.3 | 10 | 7.2 | 6.7 | 10.6 | 6.7 | 4.4 | 3.6 | -15.6 | -20 | -11.5 | -16.5 | 6 | 3 | 12.8 | 11.1 | 18.3 | 15.6 | 3.3 | -1.7 | 3.3 | 1.1 | 6.1 | 4.4 | 20 | 18.3 | -10.2 | -12.1 | 0 | -3.3 | -0.6 | -3.9 | -4.4 | -7.8 | -10.4 | -12.7 | -5 | -6.7 | 2.4 | -0.9 | 4 | -0.9 | -6.1 | -15 | -18 | -21 | -12.8 | -13.2 | -9.4 | -12.2 | -15 | -20.6 | -21.1 | -26.7 | -20 | -22.8 | -2 | -6 | -6.7 | -9.4 | -10.4 | -10.5 | -2.8 | -6.1 | -8.9 | -8.9 | 3.7 | 0.2 | -6.1 | -6.7 | -0.6 | -3.3 | -2.8 | -5 | 12.8 | 11.7 | 0.6 | -6.7 | -9.4 | -9.4 | 4 | -1 | 1.1 | -2.8 | -5.6 | -9.4 | 3.9 | -3.3 | -6.1 | -10.6 | 2.2 | -1.7 | 0 | -4.4 | -12.2 | -13.9 | -9.4 | -12.8 | -8.9 | -16.1 | 1.6 | 0.1 | -15 | -17 | 8.3 | -0.6 | -0.6 | -1.7 | 2.8 | -2.2 | 3.3 | 1.1 | -10 | -15 | 13.9 | 11.1 | 3.9 | 3.3 | -10.6 | -13.3 | 10.6 | 10 | -9.4 | -12.2 | -9.3 | -11.3 | 9.4 | 4.4 | 1.1 | -7.8 | 1.1 | -2.3 | 5.6 | 5.6 | 6.3 | 4.6 | -1.1 | -2.8 | 4.4 | 2.2 | -10 | -13.3 | 4.4 | 0.6 | 0.6 | -3.3 | -3.1 | -5.4 | 6.7 | 0.6 | 1.1 | -11.7 | -1.8 | -6.5
-21 | -22 | -15.6 | -19.4 | 8.2 | -0.7 | -0.4 | -3.1 | -2.8 | -6.7 | 3.9 | 2.8 | 1 | 1 | 2.6 | 2.6 | 13.3 | 10 | 6.7 | 6.1 | 10.4 | 7.3 | 4.4 | 3.6 | -17.8 | -20.6 | -11.7 | -17.2 | 7 | 3 | 13.2 | 11.6 | 17.8 | 15.6 | 2.8 | -1.9 | 2.8 | 1.1 | 5.6 | 3.9 | 20 | 17.8 | -11.5 | -13.6 | -0.6 | -3.9 | 0 | -3.9 | -4.4 | -7.8 | -10.7 | -12.8 | -5.6 | -6.7 | 2.1 | -0.9 | 3.7 | -1.1 | -6.1 | -15 | -17 | -19 | -13 | -13.4 | -9.6 | -12 | -15.6 | -20.6 | -21.1 | -27.8 | -19.4 | -22 | -1.9 | -6.1 | -6.7 | -9.4 | -10.7 | -11 | -3.3 | -6.7 | -8.9 | -8.9 | 4 | -0.2 | -6.1 | -6.7 | -0.6 | -3.3 | -3.9 | -5.6 | 12.2 | 11.1 | -0.3 | -5.8 | -14.4 | -14.4 | 3.7 | -1.3 | 3.9 | -3.3 | -6.1 | -9.4 | 4.1 | -2.8 | -5.7 | -9.6 | 2.2 | -1.7 | -0.2 | -4.8 | -12.8 | -14.1 | -10 | -12.8 | -10.6 | -17.2 | 0 | -1.7 | -14 | -17 | 8.3 | -0.6 | -0.8 | -1.7 | 2.8 | -2.8 | 2.2 | 0.6 | -10 | -15 | 13.7 | 11.4 | 2.8 | 2.4 | -9.4 | -13.9 | 10.6 | 9.4 | -8.9 | -12.2 | -9.6 | -11.6 | 8.9 | 3.9 | 1.7 | -7.8 | 0.6 | -2.3 | 5 | 5 | 5.3 | 3.6 | -0.6 | -2.8 | 3.3 | -0.6 | -10 | -13.2 | 3.9 | 1.1 | 0.4 | -2.9 | -3 | -5 | 6.5 | 0.8 | -1.7 | -11.7 | -2.2 | -7.8
-22 | -23 | -13.9 | -17.2 | 7.8 | -0.6 | -0.6 | -3.9 | -2.8 | -6.2 | 3.9 | 2.8 | 1 | 0 | 2.4 | 2.4 | 13.3 | 10 | 6.1 | 5.6 | 10.2 | 7.8 | 5.6 | 3.3 | -15.6 | -19.4 | -11.9 | -16.9 | 7 | 3 | 13.5 | 11.9 | 17.8 | 15.6 | 2.2 | -2.4 | 5 | 2.8 | 5 | 3.9 | 20.6 | 16.1 | -12.8 | -15 | -0.6 | -3.6 | -0.6 | -3.9 | -5 | -7.8 | -11.1 | -13.3 | -6.1 | -6.9 | 1.7 | -1.1 | 3.3 | -1.7 | -6.7 | -15 | -16 | -19 | -13.1 | -13.7 | -9.8 | -11.9 | -15.6 | -20.6 | -21.7 | -28.9 | -18.9 | -21.8 | -1.7 | -6.7 | -5.6 | -8.9 | -11.1 | -11.7 | -2.2 | -6.7 | -8.9 | -8.9 | 4.4 | -0.6 | -6.7 | -7.8 | -0.6 | -3.3 | -4.4 | -6.7 | 12.2 | 11.1 | -1.3 | -5.9 | -13.9 | -13.9 | 3.3 | -1.7 | 1.7 | -3.3 | -6.7 | -9.8 | 4.2 | -2.9 | -5.4 | -9.3 | 1.7 | -1.7 | -0.4 | -5.9 | -13.3 | -14.5 | -10.6 | -13.3 | -11.1 | -17.8 | -1.7 | -3.9 | -14 | -17 | 8.3 | 0 | -0.9 | -1.5 | 1.7 | -2.8 | 0.6 | -1.1 | -10 | -15 | 13.5 | 11.9 | 1.7 | 1.5 | -8.9 | -12.2 | 10.6 | 9.4 | -9.4 | -12.2 | -10 | -12.2 | 8.3 | 3.3 | 0 | -8.3 | 0 | -2.8 | 4.4 | 4.4 | 4.4 | 2.8 | 0.6 | -3.9 | 2.8 | -1.1 | -10 | -13.6 | 3.9 | 1.1 | 0.2 | -2.8 | -2.8 | -5 | 6.3 | 1 | 1.1 | -11.7 | -2.2 | -6.7
-22 | -24 | -13.9 | -18.3 | 7.2 | 0 | -0.6 | -3.4 | -2.8 | -6.2 | 3.3 | 2.2 | 1 | 1 | 2.2 | 2.2 | 13.3 | 10 | 5 | 5 | 10 | 8.3 | 3.9 | 2.8 | -18.3 | -20.6 | -12 | -17 | 7 | 3 | 13.9 | 12.2 | 17.8 | 15.6 | 1.7 | -3.3 | 3.9 | 1.7 | 5.6 | 3.9 | 19.4 | 17.8 | -12.8 | -14.8 | -0.6 | -3.6 | -0.6 | -3.3 | -5.6 | -7.8 | -9.8 | -12.6 | -6.7 | -7.2 | 2.6 | -0.4 | 3.9 | -1.5 | -6.7 | -15 | -15 | -17 | -13.3 | -13.9 | -10 | -12.2 | -16.1 | -20.6 | -22.2 | -27.8 | -18.3 | -21.7 | -1.5 | -5.5 | -5.6 | -9.4 | -9.8 | -10.5 | -2.2 | -6.7 | -8.2 | -8.7 | 5.3 | 0.5 | -6.7 | -7.8 | -1.1 | -3.9 | -4.4 | -7.8 | 11.1 | 10.6 | -2.2 | -6.7 | -16.1 | -16.1 | 3.1 | -1.3 | 1.7 | -3.3 | -7.2 | -10.6 | 4.4 | -3.3 | -5 | -9.4 | 1.7 | -1.7 | -0.6 | -7.8 | -13.9 | -15 | -11.1 | -14.4 | -12.8 | -20 | -2.4 | -5 | -15 | -17 | 7.8 | 0 | -1.1 | -1.7 | 1.7 | -2.8 | 0 | -2.2 | -10 | -15 | 13.3 | 12.2 | 0.6 | 0.6 | -8.3 | -12.2 | 10.6 | 9.4 | -8.3 | -12.2 | -10.2 | -12 | 9.1 | 3.3 | 1.1 | -7.2 | 0.9 | -2.2 | 3.9 | 3.9 | 3.9 | 1.8 | -1.1 | -3.9 | 2.8 | -2.2 | -10 | -14.4 | 3.9 | 1.1 | 0 | -3.3 | -4.1 | -6.7 | 6.1 | 1.1 | -1.1 | -12.2 | -2.2 | -6.4
-22 | -23 | -13.3 | -17.8 | 6.7 | 0.4 | -0.6 | -3.3 | -2.8 | -6.7 | 3.9 | 2.2 | 2 | 1 | 4.1 | 3.8 | 13.3 | 10 | 6.7 | 6.1 | 11.3 | 8.9 | 6.1 | 4.4 | -11.7 | -17.8 | -12.2 | -17.8 | 8 | 3 | 16.1 | 12.3 | 17.8 | 15.6 | 2.8 | -2.4 | 5.6 | 3.3 | 3.9 | 2.2 | 17.8 | 16.7 | -12.8 | -14.8 | -0.6 | -3.9 | 0 | -3.3 | -5.6 | -8.3 | -8.5 | -12 | -4.8 | -5.9 | 3.5 | 0 | 4.4 | -1.8 | -6.1 | -15 | -13 | -16 | -11.8 | -12.8 | -8.1 | -11.2 | -16.1 | -20 | -22.8 | -27.8 | -17.2 | -20.5 | -1.3 | -5 | -6.1 | -10 | -8.5 | -9.3 | -0.6 | -5.6 | -7.4 | -8.4 | 6.3 | 1.8 | -6.7 | -7.2 | -1.7 | -4.4 | -4.4 | -7.8 | 10.6 | 9.4 | 0 | -5.3 | -15 | -15.6 | 3 | -1 | 2.2 | -2.8 | -3.9 | -8.4 | 7 | -2.6 | -3.1 | -7.9 | 1.1 | -3.3 | -0.8 | -7.8 | -14.1 | -14.9 | -11.7 | -15 | -13.3 | -20 | -3.2 | -6.4 | -14 | -17 | 8.3 | 0 | 0 | -0.9 | 2.2 | -3.3 | -1.1 | -3.3 | -9 | -13 | 15.2 | 13.8 | 3.9 | 1.4 | -7.2 | -10.6 | 11.1 | 10 | -5 | -11.7 | -10.4 | -12 | 9.8 | 3.1 | 8.3 | -6.7 | 1.9 | -2 | 3.9 | 3.3 | 3.3 | 0.5 | -1.1 | -4.4 | 2.2 | -2.8 | -9.4 | -14 | 3.9 | 1.1 | 1.1 | -2.7 | -5.4 | -8.6 | 6.5 | 1.8 | 0 | -11.7 | -2.2 | -6.7
-22 | -23 | -12.2 | -16.1 | 6.1 | 0.6 | -0.6 | -3.3 | -3 | -6.1 | 6.1 | 2.8 | 3 | 2 | 5.9 | 5.2 | 13.3 | 10 | 9.4 | 8.9 | 12.6 | 9.6 | 10.6 | 5.6 | -7.2 | -16.7 | -9.8 | -15.6 | 9 | 2 | 18.4 | 12.2 | 20.6 | 15.6 | 3.9 | -2.2 | 10 | 5 | 7.2 | 4.4 | 17.8 | 17.2 | -12.8 | -15 | 1.5 | -3 | 0.6 | -2.8 | -3.9 | -6.1 | -7.2 | -12.2 | -3 | -4.6 | 4.4 | 0.6 | 5 | -2.2 | -6.1 | -14.4 | -13 | -15 | -10.4 | -12.1 | -6.3 | -10.7 | -14.4 | -18.9 | -22.8 | -26.7 | -16.1 | -19.7 | -1.1 | -5 | -6.1 | -10.6 | -7.2 | -8.3 | 2.8 | -5.6 | -6.7 | -8.3 | 7.2 | 2.8 | -6.1 | -7.2 | -0.6 | -3.3 | -4.4 | -9.4 | 9.4 | 7.2 | 2.2 | -5.2 | -15 | -15 | 2.8 | -1.1 | 0.6 | -1.7 | -0.5 | -6.7 | 9.6 | -2.4 | -1.3 | -7.1 | 0.6 | -3.9 | -0.9 | -8.8 | -14.2 | -14.9 | -11.7 | -15.6 | -13.3 | -21.7 | -3.9 | -8.3 | -13 | -17 | 9.4 | 0 | 1.1 | -0.2 | 3.3 | -3.9 | -0.6 | -3.9 | -8 | -12 | 17 | 15.2 | 7.3 | 1.8 | -6.1 | -9.4 | 11.1 | 10 | -1.7 | -10 | -10.6 | -12.2 | 10.6 | 2.8 | 11.1 | -6.7 | 2.8 | -2.2 | 3.9 | 3.3 | 2.8 | -0.6 | 1.1 | -2.8 | 2.8 | -3.9 | -8.9 | -14 | 4.4 | 1.1 | 2.2 | -2.4 | -6.7 | -11.1 | 6.8 | 2.3 | 3.9 | -10.6 | -1.1 | -5.5
-21 | -23 | -12.2 | -13.9 | 7 | 0.2 | -0.2 | -3.2 | -3.1 | -5.9 | 10 | 0.6 | 4 | 3 | 7.8 | 6.7 | 13.3 | 10 | 10.6 | 9.4 | 13.9 | 10 | 12.2 | 5.6 | -3.9 | -16.7 | -7.4 | -13.9 | 11 | 5 | 20.6 | 11.1 | 23.3 | 15.6 | 5 | -2.2 | 13.9 | 5 | 10 | 3.3 | 17.8 | 17.2 | -10.8 | -13.7 | 3.5 | -2.9 | 1.7 | -2.8 | -1.7 | -5.6 | -4.6 | -10.6 | -1.1 | -3.9 | 5.7 | 0.4 | 5.9 | -1.3 | -5 | -14.4 | -12 | -14 | -8.9 | -11.7 | -4.4 | -11.1 | -12.8 | -17.2 | -21.7 | -29.4 | -15 | -19.4 | -0.7 | -3.8 | -5.6 | -11.1 | -5.4 | -7.6 | 4.4 | -4.4 | -4.7 | -7.6 | 7.6 | 3.7 | -6.1 | -6.7 | 0 | -2.8 | -2.8 | -9.4 | 8.3 | 5.6 | 4.4 | -6.1 | -12.2 | -12.8 | 4.3 | -0.3 | 0.6 | -0.6 | 2.8 | -6.7 | 12.2 | -3.3 | 0.6 | -7.2 | 0 | -5 | -1.1 | -11.1 | -14.4 | -15 | -11.1 | -14.4 | -12.2 | -21.1 | -2.4 | -7.1 | -13 | -17 | 10 | 0.6 | 2.2 | 0.6 | 4.4 | -5 | -1.1 | -5 | -7 | -12 | 18.9 | 16.7 | 10.6 | 1.1 | -4.4 | -8.9 | 11.1 | 9.4 | 2.2 | -11.1 | -10.2 | -12 | 12.8 | 3.2 | 15 | -6.1 | 4.3 | -1.5 | 2.8 | 2.2 | 3.3 | -0.8 | 3.3 | -2.2 | 4.4 | -2.8 | -8.3 | -15 | 5 | 1.7 | 3.3 | -2.8 | -5.9 | -11 | 7.2 | 2.8 | 10 | -10.6 | 0 | -5.1
-21 | -23 | -11.1 | -13.3 | 8 | -0.2 | 0.2 | -3.3 | -3.3 | -6.1 | 11.1 | 1.1 | 6 | 3 | 8.5 | 7 | 13.9 | 10 | 13.9 | 10 | 15.4 | 10.4 | 13.9 | 5.6 | -0.6 | -16.7 | -5 | -13.3 | 14 | 5 | 21.7 | 10.9 | 24.4 | 14.4 | 6.5 | -1.9 | 17.2 | 5.6 | 11.7 | 2.2 | 17.2 | 16.7 | -8.7 | -12.5 | 5.6 | -3.3 | 2.8 | -2.2 | -0.6 | -6.1 | -2 | -9.8 | 0.4 | -3.1 | 7 | 0 | 6.9 | -0.9 | -5 | -13.9 | -11 | -13 | -9.1 | -11.6 | -2.9 | -8.1 | -11.1 | -16.7 | -20.6 | -27.8 | -13.7 | -18.2 | -0.4 | -3.1 | -5.6 | -11.7 | -3.5 | -7 | 7.2 | -3.9 | -2.6 | -6.9 | 7.9 | 4.1 | -5 | -6.1 | 2.8 | -2.8 | -3.3 | -8.9 | 9.4 | 5.6 | 5.9 | -4.8 | -8.9 | -9.4 | 5.7 | 0 | 1.7 | 0 | 4.5 | -6.5 | 13.9 | -2.6 | 2.4 | -6.2 | -0.6 | -6.1 | -0.7 | -10 | -14.6 | -15.3 | -11.1 | -15 | -12.2 | -21.1 | -0.9 | -6.4 | -11 | -15 | 11.1 | 0.6 | 4.1 | 0.9 | 5.6 | -4.4 | -1.1 | -4.4 | -5 | -11 | 20.6 | 16.5 | 12.3 | 0.7 | -1.7 | -7.2 | 11.1 | 9.4 | 4.4 | -10 | -9.8 | -11.9 | 15 | 3.2 | 18.3 | -6.1 | 5.7 | -1.1 | 2.8 | 2.2 | 3.9 | -0.9 | 5.6 | -2.2 | 4.4 | -2.8 | -7.8 | -14.1 | 5.6 | 2.2 | 4.2 | -2.5 | -5.2 | -11.6 | 7.6 | 3.8 | 13.9 | -11.1 | 1.1 | -5.6
-20 | -22 | -11.7 | -11.7 | 8.9 | -1.1 | 0.6 | -3.9 | -3.1 | -5.7 | 12.8 | 2.2 | 7 | 3 | 9.3 | 7.1 | 13.3 | 10.6 | 16.7 | 11.7 | 16.8 | 10.7 | 16.1 | 3.3 | 0 | -16.1 | -3.9 | -11.8 | 14 | 6 | 22.8 | 10.3 | 25 | 15.6 | 7.9 | -1.9 | 19.4 | 5.6 | 13.9 | 1.1 | 17.8 | 15.6 | -6.7 | -12.2 | 6.7 | -2.9 | 4.4 | -1.7 | 1.1 | -5.6 | 0.6 | -10.6 | 1.8 | -2.9 | 8.3 | -0.6 | 7.8 | -0.6 | -3.9 | -14.4 | -10 | -13 | -9.2 | -12 | -1.5 | -6 | -10 | -17.2 | -18.3 | -25 | -12.4 | -17.2 | 0 | -2.8 | -4.4 | -11.7 | -1.7 | -7.2 | 10 | -3.3 | -0.6 | -7.8 | 8.3 | 5 | -3.9 | -6.1 | 3.3 | -3.3 | -3.3 | -7.8 | 9.4 | 4.4 | 7.4 | -4.7 | -5.6 | -7.8 | 7.2 | 0.6 | 1.7 | 0.6 | 6.1 | -7.6 | 15.5 | -2.6 | 4.3 | -6.4 | -0.6 | -7.2 | -0.4 | -10 | -14.8 | -15.6 | -11.1 | -15 | -11.7 | -20.6 | 0.6 | -6.7 | -10 | -12 | 11.7 | 0.6 | 5.9 | 1 | 6.1 | -4.4 | -0.6 | -4.4 | -4 | -11 | 22.2 | 15.8 | 13.9 | 0.2 | 0.6 | -6.1 | 11.7 | 10.6 | 6.1 | -8.9 | -9.4 | -12.2 | 17.2 | 2.8 | 19.4 | -5.6 | 7.2 | -1.1 | 3.3 | 1.7 | 4.4 | -1.7 | 6.7 | -2.8 | 3.9 | -3.9 | -7.2 | -13.7 | 6.1 | 2.2 | 5.2 | -2.5 | -4.4 | -13.3 | 7.9 | 4.7 | 15.6 | -11.1 | 3 | -4.3
-20 | -22 | -9.4 | -11.7 | 8.5 | 0.2 | 0.8 | -3.2 | -3 | -5.8 | 15.6 | 0.6 | 8 | 5 | 10 | 7.2 | 13.3 | 11.1 | 18.3 | 9.4 | 18.3 | 10.6 | 17.2 | 3.3 | 0 | -15.6 | -2.8 | -11.3 | 14 | 5 | 23.9 | 9.4 | 25 | 17.2 | 9.4 | -2.8 | 21.1 | 2.8 | 15 | 3.9 | 18.9 | 15.6 | -6.5 | -12.7 | 7.8 | -3 | 5.6 | -2.8 | 2.2 | -4.4 | 1.1 | -9.5 | 3.3 | -3.3 | 8.9 | -0.6 | 8.9 | -0.4 | -3.3 | -13.9 | -11 | -14 | -9.4 | -12.8 | 0 | -4.4 | -8.3 | -16.7 | -16.7 | -23.3 | -11.1 | -17.2 | 1.5 | -1.8 | -2.8 | -10.6 | -0.8 | -6.1 | 11.7 | -3.9 | 0.2 | -6.5 | 7.9 | 5.7 | -2.8 | -5 | 3.9 | -4.4 | -3.3 | -7.8 | 8.3 | 3.9 | 8.9 | -5 | -2.2 | -5.6 | 7.9 | 1.1 | 2.2 | 0.6 | 7.8 | -10.6 | 17.2 | -3.3 | 6.1 | -7.8 | -1.1 | -7.8 | 0 | -11.7 | -15 | -16.1 | -11.1 | -15.6 | -11.7 | -20 | 1.9 | -5.9 | -10 | -12 | 12.2 | 0 | 7.8 | 1.1 | 6.1 | -5.6 | 0 | -3.9 | -3 | -11 | 23.9 | 15 | 15.6 | -1.1 | 1.1 | -4.4 | 11.7 | 10.6 | 7.2 | -7.2 | -8.5 | -11.6 | 18.7 | 2.5 | 21.7 | -6.1 | 9.1 | -0.2 | 3.9 | 1.1 | 5 | -1.7 | 7.8 | -5.6 | 4.4 | -3.9 | -6.7 | -14.4 | 6.1 | 2.8 | 6.1 | -3.3 | -5 | -12.9 | 8.3 | 5.6 | 15.6 | -12.2 | 4.8 | -4.2
-20 | -22 | -8.9 | -11.1 | 8.2 | 1.3 | 0.9 | -3.2 | -2.8 | -6.1 | 16.1 | -0.6 | 8 | 5 | 10.6 | 7.1 | 13.3 | 11.1 | 18.9 | 11.1 | 18.1 | 10.7 | 17.8 | 2.8 | 0 | -12.2 | -1.7 | -11.7 | 14 | 5 | 23.3 | 10.4 | 23.9 | 16.7 | 10.2 | -2.2 | 21.7 | 5 | 16.1 | 5 | 18.3 | 15 | -6.3 | -14.1 | 8.9 | -3.9 | 5.6 | -3.3 | 2.8 | -4.4 | 1.7 | -9.6 | 4.4 | -3.4 | 9.4 | -0.7 | 10 | -0.2 | -3.3 | -14.4 | -12 | -15 | -9.2 | -12.7 | 0.2 | -3.4 | -7.8 | -16.7 | -16.1 | -24.4 | -10.5 | -16.3 | 2.9 | -1.3 | -1.7 | -9.4 | 0.2 | -5.3 | 11.7 | -5.6 | 0.9 | -6.1 | 7.6 | 6.6 | -3.3 | -5.6 | 3.3 | -6.1 | -1.1 | -9.4 | 9.4 | 3.9 | 9.5 | -4.6 | 1.1 | -2.8 | 8.7 | 1.8 | 2.2 | 0 | 7.6 | -10 | 18.1 | -2.4 | 6.8 | -7.1 | -0.6 | -6.7 | 0.4 | -10.1 | -14.8 | -16.2 | -11.7 | -16.7 | -11.1 | -19.4 | 3.1 | -6.3 | -10 | -16 | 12.2 | 1.7 | 8.3 | 1.4 | 6.7 | -6.7 | 0 | -3.9 | -2 | -11 | 23.2 | 15 | 16.1 | -0.9 | 2.2 | -3.3 | 13.9 | 12.8 | 8.3 | -7.2 | -7.6 | -11.3 | 20.2 | 2.1 | 22.8 | -5 | 10.9 | 0 | 3.3 | 0.6 | 5.5 | -2.1 | 9.4 | -4.4 | 6.1 | -3.9 | -6.7 | -13.8 | 6.1 | 2.8 | 6.3 | -3.2 | -5.5 | -13.6 | 9.6 | 7.1 | 15.6 | -11.1 | 6.7 | -5
-20 | -22 | -8.3 | -10 | 7.8 | 2.2 | 1.1 | -3.3 | -2.6 | -5.7 | 17.2 | -2.2 | 8 | 5 | 11.1 | 7.1 | 13.3 | 11.7 | 18.3 | 11.7 | 18 | 10.7 | 15.6 | 7.2 | 0.6 | -10 | -2.2 | -10.9 | 14 | 8 | 22.8 | 11.6 | 24.4 | 16.1 | 10.9 | -2.2 | 21.1 | 4.4 | 16.1 | 5.6 | 18.3 | 15.6 | -6.1 | -16.7 | 8.9 | -3.5 | 6.1 | -3.3 | 3.9 | -4.4 | 2.2 | -11.1 | 5.6 | -3.8 | 10 | -1.1 | 11.1 | -0.6 | -2.2 | -14.4 | -12 | -15 | -9.1 | -13.4 | 0.4 | -2.9 | -7.2 | -16.7 | -15.6 | -24.4 | -10 | -16 | 4.4 | -1.1 | -1.7 | -9.4 | 1.1 | -5.6 | 12.2 | -7.8 | 1.7 | -6.7 | 7.2 | 7.2 | -3.3 | -5.6 | 4.4 | -6.1 | -1.7 | -10 | 8.9 | 3.9 | 10 | -4.5 | 2.2 | -1.7 | 9.4 | 2.2 | 1.7 | 0.6 | 7.4 | -10.1 | 19.1 | -2.7 | 7.6 | -7.1 | -0.6 | -7.8 | 0.7 | -9.8 | -14.6 | -16.2 | -11.1 | -16.1 | -10 | -18.9 | 4.4 | -7.8 | -10 | -16 | 10.6 | 3.9 | 8.9 | 2 | 6.7 | -6.7 | 0 | -4.4 | -1 | -10 | 22.4 | 15 | 16.7 | -1.2 | 2.8 | -2.8 | 17.2 | 14.4 | 8.3 | -7.2 | -6.7 | -11.7 | 21.7 | 1.1 | 22.8 | -5 | 12.8 | 0.6 | 3.9 | 0 | 6.1 | -2.8 | 10 | -6.1 | 6.7 | -3.3 | -6.7 | -13.8 | 6.7 | 2.8 | 6.5 | -3.8 | -6.1 | -15 | 10.9 | 8.5 | 14.4 | -12.2 | 6.5 | -4.9
-19 | -21 | -8.3 | -11.7 | 8.2 | 2.4 | 1.3 | -2.8 | -2.4 | -5.6 | 17.2 | -1.7 | 7 | 5 | 11.7 | 6.7 | 13.3 | 11.1 | 17.8 | 11.7 | 17.8 | 10.6 | 14.4 | 8.3 | -7.8 | -11.7 | -2.8 | -11 | 14 | 8 | 22.2 | 12.2 | 24.4 | 16.1 | 11.7 | -2.8 | 21.1 | 2.2 | 17.2 | 5.6 | 18.9 | 15.6 | -7.4 | -16.7 | 8.9 | -4.1 | 5.6 | -3.3 | 3.3 | -6.1 | 2.2 | -9.2 | 6.7 | -5.6 | 10 | -1.2 | 10.5 | -0.8 | -2.8 | -14.4 | -12 | -15 | -8.9 | -14.4 | 0.6 | -2.8 | -6.7 | -16.7 | -15 | -21.1 | -9.4 | -16.7 | 4.4 | -1.6 | -2.8 | -9.4 | 0.9 | -4.4 | 11.7 | -8.9 | 1.3 | -5.8 | 7 | 7 | -3.3 | -5 | 4.4 | -6.1 | -2.8 | -10.6 | 8.3 | 3.9 | 10.6 | -5.6 | 2.2 | -1.7 | 8.7 | 2.1 | 1.7 | 0.6 | 7.2 | -12.2 | 20 | -3.3 | 8.3 | -8.9 | -1.7 | -7.8 | 1.1 | -11.1 | -14.4 | -16.7 | -11.1 | -16.1 | -11.1 | -20 | 4 | -7.2 | -10 | -16 | 8.3 | 3.9 | 9.4 | 2.2 | 6.1 | -6.7 | 0.6 | -7.8 | -3 | -11 | 21.7 | 15 | 17.2 | -1.7 | 4.4 | -2.8 | 17.8 | 14.4 | 7.2 | -7.2 | -6.7 | -11.1 | 20 | 3.7 | 23.3 | -5 | 12.8 | 0.8 | 3.3 | -1.1 | 5 | -2.9 | 10.6 | -8.3 | 6.1 | -3.9 | -6.7 | -15 | 6.7 | 3.3 | 6.7 | -5 | -7.6 | -15.1 | 12.2 | 10 | 13.9 | -12.8 | 6.3 | -5.6
-19 | -21 | -8.3 | -11.7 | 8.5 | 2.7 | 1.5 | -2.6 | -2.2 | -6.1 | 17.8 | -2.8 | 7 | 4 | 11.5 | 7.3 | 13.3 | 11.7 | 16.1 | 12.8 | 16.3 | 10.4 | 13.9 | 7.8 | -8.9 | -12.8 | -3.3 | -12.2 | 13 | 9 | 20.7 | 12.2 | 23.3 | 15.6 | 10.8 | -2.6 | 21.1 | 5 | 16.7 | 5.6 | 18.9 | 15.6 | -8.7 | -17.7 | 8.9 | -5 | 5 | -3.3 | 3.3 | -4.4 | 2.2 | -8.3 | 5.4 | -4.7 | 10 | -1.2 | 10 | -0.9 | -2.2 | -15 | -12 | -15 | -10.2 | -14.3 | 0.4 | -1.7 | -6.7 | -17.2 | -14.4 | -25 | -11.3 | -16.9 | 4.4 | -2.2 | -3.9 | -10.6 | 0.8 | -3.9 | 10 | -9.4 | 1 | -5.8 | 6.9 | 6.9 | -2.8 | -5 | 2.8 | -6.1 | -2.8 | -11.1 | 8.3 | 3.3 | 8.5 | -4.4 | 1.7 | -1.1 | 7.9 | 1.9 | 1.7 | 0 | 5.7 | -8.3 | 17.8 | -2.7 | 7.4 | -7.7 | -2.2 | -7.8 | 0.7 | -9.8 | -14.4 | -17.1 | -11.1 | -17.2 | -10.6 | -20.6 | 3.7 | -7.4 | -10 | -17 | 8.3 | 3.3 | 8.7 | 2.7 | 4.4 | -6.7 | -0.6 | -8.3 | -6 | -10 | 20.4 | 15 | 15.4 | -0.3 | 1.7 | -2.8 | 18.3 | 14.4 | 6.7 | -7.2 | -6.7 | -11.1 | 18.4 | 5.3 | 22.8 | -5.6 | 12.8 | 0.8 | 2.2 | -1.7 | 3.9 | -3.4 | 10 | -7.8 | 5.6 | -4.4 | -7.4 | -14.5 | 6.7 | 3.3 | 5.8 | -4.1 | -9.1 | -16.1 | 11.3 | 9.4 | 11.7 | -12.2 | 6.1 | -7.2
-19 | -21 | -9.4 | -11.7 | 8.9 | 2.8 | 1.7 | -2.8 | -2.6 | -5.7 | 17.2 | -3.9 | 5 | 3 | 11.3 | 7.4 | 12.8 | 10 | 16.1 | 13.3 | 14.8 | 10 | 11.7 | 7.8 | -10.6 | -12.8 | -5 | -10.3 | 13 | 9 | 19.3 | 11.9 | 22.8 | 15.6 | 9.8 | -2.8 | 18.3 | 3.3 | 16.1 | 5.6 | 18.9 | 15.6 | -10 | -20 | 7.6 | -4.3 | 2.8 | -3.9 | 2.2 | -5 | 2.2 | -8.9 | 4.1 | -4.5 | 10 | -1.7 | 9.4 | -1.7 | -3.3 | -15 | -12 | -16 | -11.5 | -14.7 | 0.2 | -1.1 | -7.2 | -17.2 | -15.6 | -22.8 | -13.1 | -17.7 | 4.4 | -3.3 | -6.1 | -11.1 | 0.6 | -3.9 | 4.4 | -7.8 | 0.6 | -6.7 | 6.7 | 6.7 | -3.9 | -5 | 0.6 | -6.1 | -3.9 | -10.6 | 6.7 | 3.9 | 6.5 | -4.6 | -0.6 | -2.2 | 7.2 | 1.7 | 1.7 | 0.6 | 4.3 | -6.9 | 15.5 | -3 | 6.5 | -7.3 | -3.3 | -8.3 | 0.4 | -9.8 | -14.4 | -17.6 | -11.1 | -17.2 | -11.7 | -19.4 | 3.3 | -8.9 | -11 | -17 | 7.2 | 2.8 | 7.9 | 3 | 2.8 | -6.7 | -1.1 | -6.7 | -7 | -11 | 19.1 | 14.8 | 13.5 | -0.2 | 1.1 | -2.8 | 15.6 | 12.8 | 6.1 | -7.2 | -6.7 | -11.7 | 16.7 | 6.1 | 20.6 | -5.6 | 12.8 | 1.1 | 1.7 | -2.2 | 2.8 | -4.4 | 6.7 | -6.7 | 3.9 | -5 | -8.2 | -15.3 | 6.7 | 3.9 | 4.8 | -4.2 | -10.6 | -17.8 | 10.3 | 8.9 | 8.3 | -12.2 | 4.8 | -6.8
-18 | -20 | -10.6 | -13.3 | 8.3 | 4.1 | 1.7 | -2.3 | -2.9 | -5.7 | 16.1 | -3.9 | 6 | 4 | 11.1 | 7.8 | 12.2 | 7.8 | 15.6 | 13.9 | 13.3 | 9.4 | 10 | 7.2 | -10.6 | -12.8 | -6.6 | -9.9 | 12 | 9 | 17.8 | 11.7 | 22.2 | 14.4 | 8.9 | -3.9 | 14.4 | 1.7 | 15.6 | 6.1 | 18.3 | 16.1 | -10.9 | -18.8 | 6.3 | -4.2 | 2.2 | -3.9 | 0 | -5 | 1.3 | -7.3 | 2.8 | -5.6 | 8.9 | -0.4 | 8.7 | -2 | -3.9 | -15.6 | -15 | -17 | -12.8 | -15.6 | 0 | -0.6 | -8.9 | -17.2 | -17.2 | -26.7 | -15 | -19.4 | 3.9 | -3 | -6.7 | -11.1 | 0.2 | -3.6 | 1.7 | -9.4 | -0.2 | -5.5 | 6.5 | 6.5 | -3.9 | -5 | 0 | -5.6 | -5.6 | -10.6 | 4.4 | 3.3 | 4.4 | -5.6 | -1.1 | -2.8 | 5.5 | 0.8 | 1.7 | 0.6 | 2.8 | -6.7 | 13.3 | -3.9 | 5.6 | -8.3 | -3.9 | -9.4 | 0 | -11.1 | -14.4 | -18.9 | -11.1 | -16.1 | -13.9 | -18.3 | 1.6 | -6.8 | -11 | -17 | 6.7 | 2.8 | 7.2 | 3.3 | 1.7 | -5.6 | -2.2 | -8.9 | -9 | -13 | 17.8 | 14.4 | 11.7 | 0 | -0.6 | -3.3 | 13.9 | 11.7 | 4.4 | -7.2 | -7.8 | -11.5 | 13.9 | 5.8 | 16.1 | -5 | 10.6 | 1.7 | 1.1 | -2.8 | 1.7 | -4.2 | 3.3 | -3.9 | 2.8 | -5 | -8.9 | -16.7 | 6.1 | 4.4 | 3.9 | -5 | -11.3 | -17.4 | 9.4 | 8.3 | 8.9 | -9.4 | 3.5 | -7.3
-19 | -20 | -10.6 | -12.8 | 7.8 | 5.3 | 1.7 | -2 | -3.3 | -6.1 | 15.6 | -5 | 5 | 3 | 10.2 | 7.6 | 12.2 | 8.3 | 14.4 | 12.8 | 12.8 | 9.5 | 9.4 | 5 | -8.9 | -11.1 | -8.3 | -10 | 10 | 8 | 17.4 | 12.3 | 21.1 | 15 | 7.8 | -3.5 | 11.7 | 2.2 | 12.8 | 5 | 18.3 | 15 | -11.9 | -19.2 | 5 | -5 | 0.6 | -4.4 | -1.1 | -5 | 0.3 | -7.2 | 2.1 | -5.1 | 7.8 | 0.5 | 7.9 | -2.4 | -5 | -16.1 | -16 | -19 | -13.3 | -14.8 | 0 | -0.5 | -9.4 | -16.7 | -19.4 | -28.3 | -17.2 | -21.9 | 3.3 | -3.3 | -7.2 | -11.1 | -0.2 | -3.8 | 0 | -11.1 | -0.9 | -5.1 | 6.3 | 6.3 | -4.4 | -5.6 | 0 | -5 | -6.1 | -12.2 | 3.3 | 2.8 | 3.5 | -4.8 | -1.1 | -2.8 | 3.9 | -0.1 | 1.7 | 0.6 | 2.6 | -4.5 | 12.8 | -3.8 | 5.6 | -7.1 | -4.4 | -9.4 | 0 | -9.1 | -14.4 | -18.7 | -11.1 | -16.7 | -14.4 | -18.9 | 0 | -6.1 | -11 | -16 | 6.1 | 1.7 | 5.9 | 2.9 | 1.7 | -6.1 | -2.8 | -9.4 | -9 | -13 | 17.2 | 14.7 | 8.7 | 0.4 | -1.7 | -3.3 | 12.8 | 11.1 | 4.4 | -6.7 | -8.9 | -12 | 11.1 | 5 | 14.4 | -5 | 8.3 | 1.4 | 0.6 | -2.8 | 0.5 | -4.5 | 3.3 | -5 | 1.1 | -5.6 | -9.6 | -15.6 | 6.1 | 5 | 3 | -4.1 | -12.1 | -18 | 8.1 | 7.1 | 3.9 | -3.9 | 2.2 | -8.9
-21 | -21 | -10.6 | -12.8 | 7.2 | 6.1 | 1.7 | -2.2 | -3.5 | -6.1 | 15 | -3.3 | 6 | 4 | 9.2 | 7.5 | 12.2 | 8.3 | 14.4 | 12.8 | 12.2 | 9.1 | 10 | 3.3 | -7.8 | -10 | -8.3 | -10.1 | 9 | 8 | 17.1 | 13.3 | 21.1 | 15 | 6.7 | -3.9 | 11.7 | 1.7 | 11.1 | 5 | 17.8 | 15 | -12.8 | -20 | 4.4 | -4.3 | -0.6 | -4.4 | -1.7 | -5.6 | -0.6 | -7.8 | 1.3 | -5.4 | 6.7 | 1.1 | 7.2 | -3.3 | -6.1 | -16.7 | -18 | -21 | -13.9 | -14.7 | 0 | -0.5 | -10 | -15.6 | -20 | -29.4 | -19.5 | -24.7 | 2.8 | -3.9 | -8.9 | -11.7 | -0.6 | -4.4 | -1.1 | -12.2 | -1.7 | -5.6 | 6.1 | 6.1 | -4.4 | -5.6 | -0.6 | -5 | -6.1 | -12.2 | 2.8 | 2.2 | 2.6 | -5.1 | 0.6 | -1.7 | 2.2 | -1.1 | 1.7 | 0.6 | 2.4 | -3.5 | 12.2 | -4.3 | 5.6 | -6.4 | -4.4 | -9.4 | 0 | -8.4 | -14.4 | -19 | -12.2 | -16.7 | -15 | -18.9 | -1.7 | -6.7 | -11 | -15 | 5.6 | 1.7 | 4.6 | 2.6 | 1.7 | -6.7 | -3.9 | -12.2 | -10 | -15 | 16.7 | 14.9 | 5.8 | 0.3 | -1.7 | -3.9 | 12.8 | 11.7 | 3.3 | -6.7 | -10 | -12.8 | 8.3 | 3.9 | 8.9 | -6.1 | 6.1 | 1.1 | 0.6 | -3.3 | -0.6 | -5.6 | 2.2 | -3.3 | 1.7 | -5 | -10.4 | -15.5 | 6.1 | 4.4 | 2 | -4.4 | -12.8 | -18.9 | 6.9 | 5.9 | 0.6 | -4.4 | 2.2 | -7.8
-21 | -22 | -8.9 | -10 | 6.8 | 5.5 | 1.5 | -2.2 | -3.7 | -6.5 | 14.4 | -3.3 | 4 | 3 | 8.3 | 7.2 | 11.7 | 8.9 | 14.4 | 13.3 | 11.7 | 8.9 | 9.4 | 3.2 | -1.7 | -12.8 | -8.3 | -10.4 | 9 | 7 | 16.7 | 13.9 | 21.7 | 15.6 | 5.6 | -5 | 11.7 | 0.6 | 10.6 | 5 | 17.8 | 15 | -13.2 | -20 | 3.9 | -4.2 | -1.1 | -4.4 | -2.2 | -6.1 | -1 | -7 | 0.6 | -6.7 | 6.1 | 0.8 | 6.5 | -2.6 | -6.7 | -16.7 | -19 | -22 | -14.4 | -14.4 | 0 | -0.6 | -11.1 | -16.1 | -23.9 | -28.9 | -21.7 | -28.3 | 2.2 | -3.3 | -8.9 | -11.7 | -0.6 | -3.7 | -2.2 | -12.8 | -1.9 | -5.5 | 6.1 | 6.1 | -5 | -5.6 | -1.1 | -5 | -6.7 | -12.2 | 2.2 | 1.7 | 1.7 | -6.1 | 1.1 | -1.7 | 1.5 | -1.4 | 1.1 | 0 | 2.2 | -2.8 | 11.7 | -5.6 | 5.6 | -7.2 | -4.4 | -8.3 | 0 | -8.9 | -14.4 | -20 | -12.8 | -17.8 | -15 | -18.9 | -2.2 | -6.2 | -11 | -15 | 5.6 | 2.2 | 3.3 | 2.2 | 1.1 | -7.2 | -3.9 | -9.4 | -10 | -15 | 16.1 | 15 | 2.8 | -0.6 | -1.7 | -3.3 | 11.7 | 10 | 5 | -6.7 | -10.9 | -13.2 | 7.4 | 4 | 8.3 | -5 | 5.2 | 1.3 | 0 | -5 | -0.8 | -5.2 | 1.7 | -5 | -0.6 | -4.4 | -11.1 | -16.1 | 6.1 | 4.4 | 1.1 | -5 | -13.5 | -18.5 | 5.6 | 4.4 | -0.6 | -4.4 | 2.2 | -7.8
-21 | -22 | -9.4 | -11.7 | 6.5 | 4.7 | 1.3 | -2.6 | -3.9 | -7.2 | 15 | -1.7 | 3 | 2 | 7.8 | 7.1 | 11.7 | 8.9 | 12.8 | 12.2 | 11.3 | 8.7 | 8.9 | 3.1 | -2.2 | -12.8 | -8.3 | -11.1 | 9 | 8 | 16.5 | 13.8 | 22.2 | 15.6 | 4.8 | -4.9 | 11.1 | 1.7 | 9.4 | 4.4 | 17.8 | 15.6 | -13.5 | -20.7 | 3.3 | -5 | -1.7 | -5 | -2.2 | -6.1 | -1.3 | -7.1 | 0.8 | -5.4 | 5.6 | 0.3 | 5.7 | -2.5 | -7.2 | -16.7 | -20 | -22 | -15.7 | -15.7 | 0 | -0.5 | -11.7 | -16.1 | -25.6 | -30 | -20.6 | -26.2 | 1.7 | -3.3 | -9.4 | -11.7 | -0.6 | -3.4 | -2.8 | -12.8 | -2 | -5.7 | 6.1 | 6.1 | -5 | -6.1 | -0.6 | -5.6 | -7.2 | -11.1 | 2.2 | 1.7 | 1.3 | -5.2 | 1.7 | -1.1 | 0.7 | -1.9 | 1.7 | 0.6 | 1.5 | -2 | 10.2 | -4.7 | 4.8 | -4.4 | -4.4 | -8.3 | -0.7 | -7.7 | -15 | -19.4 | -13.9 | -18.3 | -15.6 | -19.4 | -2.8 | -6.6 | -11 | -14 | 3.3 | 1.7 | 2.6 | 1.6 | 1.7 | -6.7 | -4.4 | -8.9 | -10 | -15 | 15.5 | 14.1 | 1.7 | -0.9 | -1.7 | -3.9 | 12.2 | 11.1 | 3.9 | -6.1 | -11.9 | -14 | 6.5 | 4 | 7.8 | -5 | 4.2 | 1.2 | -0.6 | -6.1 | -0.9 | -5.3 | 2.2 | -3.3 | -1.7 | -3.9 | -12.4 | -16.3 | 6.1 | 4.4 | 0.4 | -4.4 | -14.3 | -18.7 | 5.4 | 4.4 | -1.1 | -5.6 | 2.2 | -8.9
-20 | -21 | -10.6 | -13.3 | 6.1 | 3.9 | 1.1 | -3.3 | -4.8 | -8.1 | 12.8 | 1.1 | 3 | 2 | 7.2 | 6.9 | 11.7 | 9.4 | 13.9 | 13.3 | 11 | 8.6 | 7.8 | 3 | -13.9 | -16.1 | -8.7 | -11.2 | 8 | 7 | 16.3 | 13.8 | 21.7 | 16.7 | 4.1 | -5.7 | 10.6 | 2.2 | 10.6 | 4.4 | 18.3 | 15.6 | -13.9 | -22.2 | 3.5 | -4.4 | -1.7 | -5 | -2.8 | -6.7 | -1.7 | -7.8 | 0.9 | -5.1 | 5 | 0 | 5 | -2.8 | -7.8 | -17.2 | -20 | -22 | -17 | -17 | 0 | -0.5 | -12.8 | -16.7 | -26.1 | -29.4 | -19.4 | -24.3 | 1.1 | -3.9 | -9.4 | -11.1 | -0.6 | -3.3 | -2.8 | -13.3 | -2.2 | -6.7 | 6.1 | 6.1 | -5 | -6.1 | -0.6 | -6.1 | -7.2 | -12.8 | 1.7 | 1.1 | 1 | -4.8 | 2.2 | -1.1 | 0 | -2.8 | 1.7 | 0.6 | 0.7 | -1.6 | 8.7 | -4.9 | 4.1 | -3 | -5 | -8.3 | -1.5 | -7.9 | -15.5 | -19.4 | -15 | -18.9 | -17.2 | -20 | -3.3 | -7.2 | -11 | -15 | 3.3 | 1.1 | 1.8 | 1.1 | 0.6 | -7.2 | -4.4 | -8.9 | -11 | -15 | 15 | 13.1 | 0.5 | -1.4 | -2.2 | -3.9 | 12.2 | 11.1 | 3.3 | -5.6 | -12.8 | -15 | 5.6 | 3.9 | 5.6 | -5 | 3.3 | 1.1 | -1.1 | -6.7 | -1.1 | -6.1 | 1.7 | -2.2 | -3.9 | -5 | -13.7 | -17.1 | 6.1 | 4.4 | -0.4 | -4.8 | -15 | -19.4 | 5.2 | 4.2 | -2.2 | -5.6 | 1.5 | -7.9
-20 | -22 | -10 | -13.3 | 5.9 | 3.9 | 0.9 | -3 | -5.8 | -9.7 | 7.8 | 4.4 | 2 | 2 | 6.7 | 6.7 | 11.7 | 9.4 | 12.2 | 12.2 | 10.6 | 8.3 | 6.1 | 3 | -2.2 | -13.3 | -9 | -11.5 | 8 | 7 | 16.1 | 13.9 | 21.7 | 17.8 | 3.3 | -7.2 | 11.1 | 3.3 | 8.9 | 4.4 | 18.9 | 17.2 | -14.1 | -20.7 | 3.7 | -4.2 | -2.2 | -5.6 | -2.8 | -6.1 | -2.1 | -7.3 | 1.1 | -5.6 | 4.6 | -0.3 | 4.8 | -2.4 | -8.3 | -17.8 | -20 | -22 | -18.3 | -18.3 | 0 | -0.6 | -13.3 | -17.2 | -27.2 | -31.7 | -18.3 | -23.3 | 0.2 | -3.6 | -9.4 | -11.7 | -1 | -2.9 | -3.9 | -12.8 | -2.2 | -5.9 | 6.1 | 6.1 | -5 | -5.6 | -1.1 | -6.1 | -7.8 | -13.9 | 2.2 | 1.7 | 0.6 | -5.6 | 1.7 | -1.1 | 0.4 | -2 | 1.7 | 0.6 | 0 | -1.7 | 7.2 | -6.1 | 3.3 | -2.2 | -4.4 | -8.3 | -2.2 | -8.9 | -16.1 | -20 | -14.4 | -18.9 | -17.2 | -20.6 | -3.7 | -7.1 | -11 | -15 | 2.8 | 1.1 | 1.1 | 0.6 | 0.6 | -8.3 | -4.4 | -8.9 | -10 | -14 | 14.4 | 12.2 | -0.6 | -2.2 | -1.7 | -5 | 12.8 | 11.1 | 4.4 | -6.7 | -12.6 | -14.4 | 5.2 | 3.5 | 7.2 | -5 | 3.9 | 1.4 | -1.1 | -6.7 | -1.3 | -6 | 1.1 | -1.7 | -3.9 | -4.4 | -15 | -18.3 | 6.1 | 4.4 | -1.1 | -5.6 | -15.6 | -20 | 5 | 3.9 | -2.2 | -5 | 0.7 | -8.3
-20 | -21 | -10 | -13.3 | 5.8 | 4 | 0.8 | -2.9 | -6.7 | -11.7 | 7.2 | 5 | 3 | 2 | 7.1 | 7 | 11.7 | 8.9 | 12.2 | 11.7 | 10.4 | 8.4 | 4.4 | 3 | 0 | -13.9 | -9.4 | -12.2 | 8 | 7 | 15.7 | 13.7 | 21.7 | 18.3 | 2.4 | -6.4 | 10.6 | 3.9 | 9.4 | 5 | 17.2 | 16.7 | -14.2 | -20 | 3.9 | -5 | -2.2 | -6.7 | -3.3 | -6.1 | -2.4 | -7.4 | 0.9 | -4.7 | 4.3 | -0.6 | 4.6 | -2.8 | -9.4 | -18.3 | -20 | -22 | -19.1 | -19.1 | 0 | -0.6 | -13.9 | -17.2 | -28.3 | -33.9 | -17.4 | -21.8 | -0.8 | -4.2 | -9.4 | -11.7 | -1.3 | -2.8 | -5 | -15.6 | -2.2 | -5.7 | 6.1 | 6.1 | -5 | -5.6 | -1.7 | -6.1 | -8.3 | -13.3 | 1.7 | 1.1 | 0 | -4.6 | 1.1 | -1.7 | 0.7 | -1.8 | 2.2 | 1.1 | -0.7 | -2.1 | 9.8 | -5.4 | 2.9 | -2 | -5.6 | -7.8 | -2.4 | -7.8 | -16.5 | -19.4 | -15 | -18.9 | -17.8 | -21.1 | -4 | -7.2 | -11 | -15 | 2.8 | 0.6 | 0.7 | 0.3 | 0 | -7.8 | -5 | -9.4 | -10 | -13 | 14 | 12.4 | -0.6 | -1.9 | -2.2 | -4.4 | 12.2 | 11.1 | 4.4 | -6.7 | -12.4 | -13.9 | 4.8 | 3.1 | 6.7 | -5.6 | 4.4 | 1.4 | -1.7 | -6.7 | -1.5 | -6.6 | 2.8 | -2.2 | -4.4 | -4.4 | -15 | -18.1 | 6.1 | 4.4 | -1.1 | -4.8 | -16.1 | -21.1 | 4.8 | 3.8 | -3.3 | -5 | 0 | -9.4
-20 | -22 | -11.7 | -13.9 | 5.6 | 3.9 | 0.6 | -3.3 | -7.2 | -11.2 | 8.3 | 3.3 | 3 | 2 | 7.4 | 7 | 10.6 | 8.9 | 12.2 | 11.7 | 10.2 | 8.3 | 3.3 | 2.9 | 0.6 | -13.9 | -9.4 | -11.8 | 7 | 6 | 15.4 | 14 | 21.7 | 17.8 | 1.5 | -6.7 | 10.6 | 4.4 | 8.9 | 4.4 | 17.8 | 16.7 | -14.4 | -20 | 3.5 | -3.9 | -3.3 | -7.2 | -3.9 | -6.7 | -2.8 | -8.3 | 0.8 | -4.8 | 3.9 | -1.1 | 4.4 | -3.3 | -10.6 | -18.9 | -18 | -21 | -19.8 | -19.8 | 0 | -0.9 | -13.9 | -17.2 | -28.9 | -32.8 | -16.5 | -20.6 | -1.7 | -5 | -10 | -12.8 | -1.7 | -2.8 | -5.6 | -15.6 | -2.2 | -6.1 | 6.1 | 6.1 | -5 | -5 | -1.7 | -6.1 | -8.3 | -13.3 | 1.7 | 1.1 | -0.5 | -4.6 | 1.7 | -1.7 | 1.1 | -1.7 | 2.2 | 1.1 | -1.5 | -2.9 | 12.4 | -5.8 | 2.6 | -1.9 | -4.4 | -7.8 | -2.6 | -7.8 | -16.8 | -19.3 | -15.6 | -18.9 | -18.9 | -21.7 | -4.4 | -7.8 | -10 | -13 | 2.8 | 1.1 | 0.4 | 0.2 | -0.6 | -7.8 | -6.1 | -9.4 | -9 | -13 | 13.7 | 12.6 | -0.6 | -1.7 | -2.2 | -5.6 | 12.2 | 11.1 | 5.6 | -1.7 | -12.2 | -13.9 | 4.4 | 2.8 | 4.4 | -5 | 5 | 1.7 | -1.7 | -6.7 | -1.7 | -7.8 | 2.8 | -3.3 | -5 | -5 | -15 | -18.4 | 5.6 | 3.9 | -1.1 | -4.7 | -16.7 | -22.8 | 4.6 | 3.6 | -3.9 | -6.1 | -1.5 | -8.3
-21 | -22 | -10 | -13.9 | 5.6 | 4.1 | 0.6 | -2.9 | -7.8 | -11.5 | 8.3 | 1.7 | 3 | 2 | 7.8 | 7.2 | 11.1 | 8.3 | 12.2 | 11.7 | 10 | 8.3 | 2.2 | 2.2 | 1.1 | -13.9 | -9.4 | -11.5 | 7 | 5 | 15 | 13.9 | 21.7 | 18.3 | 0.6 | -7.8 | 9.4 | 4.4 | 9.4 | 4.4 | 17.2 | 16.1 | -14.4 | -19.2 | 3.2 | -3.6 | -3.9 | -7.2 | -3.3 | -6.7 | -3 | -8 | 0.6 | -5.6 | 3.5 | -1.6 | 3.9 | -3 | -11.7 | -20 | -16 | -19 | -20.6 | -20.6 | 0 | -1.1 | -13.9 | -17.2 | -29.4 | -34.4 | -15.6 | -20 | -2.1 | -4.9 | -10.6 | -12.8 | -1.5 | -2.8 | -7.2 | -21.7 | -2.8 | -5.3 | 6.1 | 6.1 | -5 | -5 | -1.7 | -7.2 | -9.4 | -13.3 | 1.1 | 0.6 | -1.1 | -5 | 1.1 | -2.2 | 0.5 | -1.9 | 2.2 | 1.1 | -2.2 | -3.9 | 15 | -8.3 | 2.2 | -2.2 | -4.4 | -7.8 | -2.8 | -8.3 | -17.2 | -19.4 | -16.1 | -18.9 | -19.4 | -22.2 | -5 | -7.7 | -10 | -13 | 2.8 | 1.1 | 0 | 0 | -0.6 | -7.8 | -6.7 | -10 | -9 | -13 | 13.3 | 12.8 | -0.6 | -1.7 | -3.9 | -6.1 | 12.8 | 9.4 | 3.9 | 0.6 | -11.7 | -13.2 | 5 | 3.3 | 2.8 | -5 | 4.8 | 1.6 | -2.2 | -6.7 | -1.9 | -7.1 | 2.8 | -3.3 | -5.6 | -5.6 | -15 | -18.9 | 5.6 | 3.9 | -1.1 | -5 | -17.1 | -22.6 | 4.4 | 3.3 | -4.4 | -6.7 | -2.9 | -8.1
-23 | -24 | -10 | -13.9 | 5.6 | 4.4 | 0.6 | -2.9 | -8.3 | -12.2 | 8.3 | 1.7 | 3 | 2 | 7.8 | 7.2 | 10.6 | 8.9 | 11.7 | 11.1 | 9.1 | 6.7 | 2.8 | 2.8 | 1.1 | -13.3 | -9.4 | -11.7 | 7 | 6 | 15.4 | 14.1 | 21.7 | 18.3 | 0 | -7.1 | 8.9 | 4.4 | 8.9 | 4.4 | 18.3 | 16.1 | -14.4 | -19 | 2.8 | -3.9 | -3.9 | -7.8 | -3.3 | -6.1 | -3.1 | -8.3 | 0.4 | -4.4 | 3.2 | -2.1 | 3.3 | -3.3 | -12.2 | -21.1 | -16 | -18 | -20.6 | -20.6 | 0 | -1.4 | -14.4 | -17.2 | -30 | -35 | -15.4 | -19.3 | -2.4 | -5 | -10 | -12.2 | -1.3 | -3 | -8.9 | -27.2 | -3.3 | -5.1 | 6.1 | 6.1 | -5 | -5 | -2.2 | -7.8 | -9.4 | -13.9 | 1.1 | 0.6 | -1.3 | -4.6 | 1.1 | -2.2 | 0 | -2.4 | 2.2 | 1.1 | -2.2 | -3.3 | 14.8 | -7.6 | 1.5 | -2.2 | -5.6 | -7.8 | -3 | -8 | -17.4 | -19.2 | -14.4 | -19.4 | -18.9 | -22.8 | -5.5 | -7.8 | -10 | -13 | 3.3 | 1.1 | 0 | 0 | -0.6 | -7.2 | -7.2 | -10 | -8 | -12 | 13.3 | 12.5 | -0.4 | -1.4 | -5.6 | -7.2 | 11.7 | 9.4 | 2.8 | 1.1 | -11.1 | -12.9 | 5.5 | 3.8 | 6.1 | -4.4 | 4.6 | 1.6 | -2.2 | -6.7 | -2 | -7.1 | 7.2 | -5 | -5.6 | -5.6 | -15 | -18.4 | 5.6 | 3.3 | -0.9 | -4.5 | -17.4 | -22.9 | 4.6 | 3.4 | -4.4 | -6.7 | -4.4 | -8.9
-28 | -30 | -9.4 | -13.3 | 5.6 | 4.4 | 0.6 | -3.3 | -8.5 | -11.9 | 8.3 | 0.6 | 3 | 2 | 7.8 | 7.2 | 10.6 | 8.3 | 11.1 | 10 | 8.1 | 5.1 | 3.9 | 2.8 | 1.1 | -13.9 | -9.2 | -11.3 | 8 | 5 | 15.7 | 14.3 | 21.7 | 18.3 | -0.5 | -7.5 | 8.9 | 4.4 | 8.3 | 5 | 16.7 | 15.6 | -14.4 | -19.4 | 2.6 | -3.1 | -5 | -8.3 | -4.4 | -7.2 | -3.3 | -9.4 | 0.2 | -4.3 | 2.8 | -3.3 | 2.8 | -3.9 | -12.8 | -21.1 | -15 | -18 | -20.6 | -21.8 | 0 | -2 | -14.4 | -17.2 | -30 | -34.4 | -15.2 | -19.1 | -2.8 | -5.6 | -8.3 | -11.1 | -1.1 | -3.3 | -9.4 | -25.6 | -3.9 | -5 | 6.1 | 6.1 | -5 | -5 | -2.2 | -9.4 | -10.6 | -13.9 | 0.6 | 0.6 | -1.5 | -4.6 | 1.1 | -2.2 | -0.6 | -3.3 | 2.8 | 1.1 | -2.2 | -2.9 | 14.6 | -7.2 | 0.7 | -2.5 | -6.7 | -8.3 | -3.1 | -8.3 | -17.6 | -19.2 | -15 | -19.4 | -17.8 | -22.2 | -6.1 | -8.3 | -11 | -15 | 3.3 | 1.1 | 0 | 0 | -0.6 | -7.2 | -7.2 | -10 | -9 | -13 | 13.3 | 12.1 | -0.2 | -1.2 | -5.6 | -6.7 | 11.1 | 9.4 | 2.8 | 1.1 | -10.6 | -12.8 | 6.1 | 4.4 | 2.8 | -4.4 | 4.4 | 1.7 | -2.2 | -6.7 | -2.2 | -7.8 | 5 | -4.4 | -6.1 | -6.1 | -15 | -18.1 | 5.6 | 3.3 | -0.8 | -4.5 | -17.8 | -23.9 | 4.8 | 3.3 | -5 | -7.2 | -5 | -8.8
-30 | -30 | -9.4 | -13.3 | 6.1 | 4.6 | 1 | -3.1 | -8.7 | -12.1 | 7.2 | -3.9 | 3 | 2 | 7.8 | 7.2 | 10.6 | 8.3 | 11.1 | 9.4 | 7.2 | 3.3 | 2.8 | 1.7 | 0.6 | -14.4 | -9.1 | -11.5 | 8 | 5 | 16.1 | 14.4 | 21.7 | 18.3 | -1.1 | -8.9 | 8.9 | 4.4 | 8.3 | 5.6 | 16.1 | 15.6 | -13.5 | -18 | 2.4 | -3.1 | -5 | -8.3 | -5.6 | -8.3 | -2.8 | -8.6 | 0 | -4.4 | 2.8 | -2.6 | 2.6 | -3.9 | -12.8 | -21.1 | -15 | -18 | -20.6 | -22.8 | 0 | -2.8 | -15 | -18.3 | -30.6 | -34.4 | -15 | -19.4 | -2.2 | -5 | -8.3 | -11.1 | 0.2 | -2.2 | -10 | -23.9 | -1.9 | -3.8 | 6.3 | 6.3 | -5 | -5 | -1.7 | -10 | -11.1 | -13.9 | 0.6 | 0 | -1.7 | -5 | -1.1 | -3.3 | 1.1 | -1.7 | 2.2 | 1.1 | -2.2 | -2.8 | 14.4 | -8.3 | 0 | -3.3 | -7.2 | -8.3 | -3.3 | -9.4 | -17.8 | -19.4 | -14.4 | -17.8 | -18.3 | -22.2 | -4.6 | -6.9 | -12 | -15 | 3.3 | 1.1 | 0 | 0 | -0.6 | -6.7 | -7.8 | -10 | -9 | -12 | 13.3 | 11.7 | 0 | -1.1 | -6.7 | -7.2 | 10.6 | 8.9 | 2.8 | 1.1 | -10.2 | -12.1 | 8.7 | 6.2 | 3.9 | -2.8 | 5.9 | 2.4 | -2.2 | -6.1 | -1.5 | -6.9 | 7.2 | -5 | -5.6 | -5.6 | -15 | -18.3 | 5.6 | 2.8 | -0.6 | -5 | -17.2 | -23.2 | 5 | 3.3 | -5.6 | -7.8 | -5.5 | -9.1
-30 | -31 | -9.4 | -13.9 | 6.7 | 4.5 | 1.3 | -3.1 | -8.9 | -12.8 | 6.1 | -3.9 | 4 | 3 | 8.3 | 7.3 | 11.1 | 8.9 | 11.7 | 8.9 | 9.2 | 5.6 | 4.4 | 2.8 | 0.6 | -13.3 | -8.9 | -11.7 | 11 | 6 | 17.2 | 14.3 | 22.2 | 18.3 | -0.2 | -7.7 | 10 | 5.6 | 8.9 | 5.6 | 16.1 | 14.4 | -12.6 | -17.1 | 2.2 | -3.3 | -3.3 | -7.2 | -3.9 | -6.1 | -2.2 | -8.2 | 1.7 | -2.6 | 2.8 | -2.6 | 2.4 | -4.2 | -12.2 | -21.1 | -15 | -17 | -18.5 | -20.5 | -0.7 | -5.8 | -15 | -17.8 | -30 | -33.9 | -13.1 | -17.4 | -1.7 | -4.8 | -7.8 | -10 | 1.5 | -1.5 | -10 | -23.3 | 0.2 | -3 | 6.5 | 6.5 | -5.6 | -5.6 | -1.1 | -10 | -10.6 | -13.3 | 3.3 | 3.3 | 0.5 | -3.5 | -2.8 | -4.4 | 2.7 | -0.7 | 2.2 | 1.1 | -1.8 | -2.5 | 15.5 | -4.9 | 1.5 | -2.5 | -6.1 | -8.3 | -2.8 | -8.6 | -16.9 | -19 | -17.2 | -20 | -18.9 | -23.9 | -3.2 | -5.8 | -12 | -16 | 3.3 | 1.7 | 0.7 | 0.5 | -0.6 | -6.7 | -6.7 | -9.4 | -9 | -12 | 13.7 | 11.4 | 2.2 | 0.6 | -7.2 | -8.3 | 9.4 | 8.3 | 3.9 | 1.7 | -9.8 | -11.8 | 11.3 | 8 | 7.8 | -1.1 | 7.4 | 3.3 | -2.2 | -6.7 | -0.7 | -6.9 | 7.2 | -4.4 | -3.9 | -3.9 | -12.2 | -16.1 | 5.6 | 2.8 | 0.2 | -4.1 | -16.7 | -23.1 | 7.8 | 5.5 | -5.6 | -8.3 | -6.1 | -10
-28 | -30 | -9.4 | -13.9 | 7.2 | 4.4 | 1.7 | -3.9 | -7.4 | -11.6 | 7.8 | -4.4 | 4 | 3 | 8.9 | 7.2 | 12.2 | 8.9 | 11.7 | 8.9 | 11.3 | 7.8 | 10 | 6.1 | 2.8 | -12.8 | -6.5 | -10.1 | 13 | 7 | 18.3 | 14.2 | 22.8 | 17.8 | 0.8 | -7.3 | 13.9 | 7.8 | 10 | 5.6 | 19.4 | 15 | -11.7 | -16.7 | 2.6 | -1.9 | -0.6 | -6.7 | -0.6 | -4.4 | -1.7 | -8.9 | 3.3 | -1.3 | 2.8 | -2.8 | 2.2 | -5.6 | -11.1 | -20.6 | -15 | -17 | -16.5 | -18.5 | -1.5 | -9.8 | -11.7 | -13.3 | -26.7 | -30 | -11.3 | -15.8 | -1.1 | -5 | -6.7 | -9.4 | 2.8 | -1.1 | -9.4 | -23.9 | 2.2 | -2.8 | 6.7 | 6.7 | -5.6 | -5.6 | 0.6 | -8.9 | -8.9 | -13.9 | 8.3 | 6.1 | 2.8 | -2.6 | -1.7 | -3.3 | 4.4 | 0.6 | 2.2 | 1.7 | -1.5 | -2.6 | 16.7 | -2.1 | 2.9 | -2.1 | -4.4 | -8.3 | -2.2 | -8.6 | -15.9 | -18.7 | -16.7 | -19.4 | -14.4 | -21.1 | -1.7 | -5 | -11 | -15 | 4.4 | 2.2 | 1.5 | 1.1 | -0.6 | -6.7 | -3.9 | -7.8 | -8 | -12 | 14 | 10.8 | 4.5 | 2.4 | -4.4 | -5.6 | 11.7 | 10.6 | 6.1 | 2.2 | -9.4 | -11.7 | 13.9 | 9.4 | 11.1 | 1.7 | 8.9 | 3.9 | -0.6 | -6.1 | 0 | -7.8 | 7.2 | -1.1 | -0.6 | -1.7 | -9.5 | -14.6 | 5.6 | 2.8 | 0.9 | -3.7 | -16.1 | -23.9 | 10.5 | 7.6 | -5.6 | -8.3 | -3.1 | -7.6
-27 | -28 | -8.9 | -13.3 | 7.8 | 4.6 | 2.6 | -3.3 | -5.9 | -11.2 | 9.4 | -2.8 | 4 | 3 | 9.4 | 7.2 | 13.9 | 8.9 | 12.2 | 10 | 13.3 | 10 | 15 | 6.1 | 4.4 | -12.2 | -4.1 | -9.1 | 18 | 4 | 19.4 | 13.9 | 23.9 | 17.8 | 1.7 | -8.3 | 18.9 | 9.4 | 13.3 | 6.7 | 21.1 | 16.1 | -9.5 | -15.1 | 2.9 | -1 | 1.1 | -6.1 | 1.7 | -4.4 | 0.2 | -7.3 | 5 | 0 | 3 | -2.6 | 2.6 | -4.7 | -10 | -19.4 | -15 | -17 | -14.4 | -16.7 | -2.2 | -16.7 | -8.3 | -13.9 | -18.9 | -21.7 | -9.4 | -15 | 0.2 | -4.3 | -5 | -7.8 | 5 | -0.2 | -8.3 | -25 | 4.6 | -1.2 | 7.4 | 6.5 | -5 | -5.6 | 3.3 | -8.3 | -7.2 | -15.6 | 10.6 | 3.3 | 5 | -2.2 | -0.6 | -3.3 | 6.6 | 1.5 | 3.9 | 1.7 | -1.1 | -2.8 | 17.8 | 0 | 4.4 | -2.2 | -2.2 | -7.8 | -1.7 | -9.4 | -15 | -18.9 | -12.8 | -17.2 | -12.2 | -18.3 | 1.5 | -4.6 | -10 | -14 | 5.6 | 2.8 | 2.2 | 1.7 | -0.6 | -6.7 | -1.7 | -6.7 | -7 | -12 | 14.4 | 10.6 | 6.7 | 3.9 | -0.6 | -3.9 | 13.3 | 10.6 | 7.2 | 2.2 | -7.7 | -10 | 16.9 | 9.1 | 13.9 | 1.7 | 11.3 | 5 | 0.6 | -5.6 | 1.1 | -6.6 | 10.6 | -3.3 | 4.4 | -2.2 | -6.7 | -13.9 | 6.1 | 3.3 | 1.7 | -3.9 | -14.6 | -22.8 | 13.3 | 9.4 | -4.4 | -8.3 | -0.2 | -6.1
-25 | -26 | -7.8 | -12.2 | 8.3 | 4.5 | 3.5 | -3.3 | -4.4 | -11.7 | 10.6 | -3.3 | 4 | 4 | 10.3 | 7.6 | 13.9 | 7.2 | 15 | 10 | 15.2 | 10.2 | 16.7 | 5.6 | 5.6 | -11.1 | -1.7 | -8.9 | 18 | 6 | 20.7 | 13.4 | 24.4 | 17.8 | 3 | -6.9 | 21.7 | 10 | 17.8 | 8.9 | 22.8 | 16.7 | -7.2 | -14.3 | 3.3 | 0 | 3.3 | -5.6 | 4.4 | -3.3 | 2 | -6.7 | 6.1 | 0 | 3.1 | -2.7 | 2.9 | -4.4 | -8.9 | -18.9 | -15 | -17 | -12.7 | -15 | -2.4 | -15.3 | -5.6 | -11.1 | -13.9 | -18.9 | -8.3 | -13.1 | 1.5 | -4.2 | -2.8 | -6.7 | 7.2 | 0.2 | -6.7 | -23.9 | 7 | -0.4 | 8.2 | 6.5 | -3.9 | -3.9 | 3.9 | -8.3 | -5 | -17.2 | 12.2 | 2.8 | 8 | -0.9 | 1.1 | -2.2 | 8.9 | 2.2 | 7.2 | 2.2 | 0.2 | -1.8 | 18.3 | -0.4 | 5.2 | -1.9 | -1.1 | -7.8 | -0.8 | -7 | -14.4 | -18.4 | -12.2 | -17.2 | -10.6 | -16.1 | 4.6 | -5.9 | -7 | -12 | 8.3 | 2.2 | 3.9 | 2.3 | 0 | -6.1 | 0 | -5 | -6 | -12 | 15.2 | 10 | 10.8 | 5.6 | 1.7 | -3.3 | 15 | 11.1 | 8.3 | 1.7 | -6.1 | -8.7 | 19.8 | 7.6 | 17.8 | 1.7 | 13.7 | 6.1 | 1.7 | -5 | 2.2 | -6.6 | 10 | -3.9 | 7.8 | -2.2 | -5.6 | -12.2 | 6.1 | 3.3 | 2.8 | -3.5 | -13.2 | -22.4 | 14.6 | 10.1 | -5 | -8.3 | 2.8 | -5.6
-21 | -22 | -5.6 | -11.7 | 8.9 | 4.4 | 4.4 | -3.9 | -4 | -10.5 | 12.2 | -3.3 | 4 | 4 | 11.3 | 8 | 16.1 | 8.3 | 16.1 | 11.1 | 17 | 10.4 | 17.8 | 3.9 | 7.2 | -11.1 | -0.6 | -7.6 | 19 | 6 | 22 | 13.1 | 25 | 17.2 | 4.3 | -6.9 | 22.8 | 10 | 19.4 | 7.8 | 23.9 | 16.1 | -5 | -14.4 | 3.9 | 0 | 5 | -5 | 6.7 | -2.8 | 3.9 | -7.2 | 7.2 | 0.2 | 3.3 | -3.3 | 3.3 | -5 | -8.3 | -17.8 | -14 | -17 | -11.1 | -13.7 | -2.6 | -15.5 | -3.9 | -10.6 | -10.6 | -17.2 | -7.2 | -11.7 | 2.8 | -5 | -1.1 | -5.6 | 9.4 | 0.6 | -4.4 | -23.9 | 9.4 | 0.6 | 8.9 | 6.1 | -1.1 | -2.8 | 5 | -6.7 | -3.3 | -16.7 | 12.8 | 3.9 | 10.9 | -0.2 | 2.2 | -1.7 | 11.1 | 2.8 | 8.3 | 1.1 | 1.5 | -1.4 | 18.9 | -0.9 | 5.9 | -1.9 | 0 | -7.2 | 0.2 | -5.7 | -13.9 | -18.4 | -11.1 | -16.1 | -8.3 | -14.4 | 7.8 | -10 | -7 | -12 | 9.4 | 1.1 | 5.5 | 2.8 | 0.6 | -5 | 1.1 | -5 | -4 | -11 | 15.9 | 9.1 | 14.8 | 6.1 | 3.3 | -2.8 | 16.1 | 11.1 | 8.9 | 0 | -4.4 | -7.8 | 22.8 | 4.4 | 20 | 2.8 | 16.1 | 6.7 | 2.8 | -5 | 3.3 | -7.2 | 11.7 | -2.8 | 9.4 | -2.2 | -4.4 | -11 | 6.1 | 3.9 | 3.9 | -3.8 | -11.7 | -23.3 | 15.9 | 10.3 | -5.6 | -8.9 | 3.3 | -5
-20 | -22 | -4.4 | -10 | 9.5 | 4.5 | 5.2 | -3.4 | -3.7 | -10.4 | 12.2 | -3.9 | 4 | 4 | 12.2 | 8.3 | 15.6 | 10 | 17.2 | 11.1 | 18.9 | 10 | 18.9 | 3.9 | 8.9 | -10.6 | 0.6 | -7.2 | 18 | 7 | 23.3 | 12.2 | 24.4 | 16.7 | 5.6 | -7.8 | 24.4 | 8.9 | 19.4 | 7.8 | 24.4 | 15.6 | -3.5 | -11.9 | 4.4 | 0 | 5.6 | -3.9 | 8.9 | -2.2 | 5.2 | -5.9 | 8.3 | 0 | 3.1 | -2.3 | 3.5 | -4.4 | -7.2 | -17.8 | -14 | -17 | -9.4 | -12.8 | -2.8 | -17.2 | -2.8 | -10.6 | -8.3 | -15 | -6.1 | -11.1 | 3 | -4.3 | 0.6 | -4.4 | 11.8 | 2 | -3.9 | -23.3 | 10.7 | 0.7 | 9.3 | 6.4 | 0 | -2.8 | 6.1 | -6.7 | -1.7 | -17.2 | 13.3 | 1.7 | 13.9 | 0 | 3.3 | -1.1 | 12 | 3 | 9.4 | 0 | 2.8 | -1.1 | 19.4 | -1.7 | 6.7 | -2.2 | 0.6 | -6.7 | 1.1 | -5 | -13.3 | -18.9 | -10.6 | -15.6 | -7.2 | -13.3 | 8.7 | -8.7 | -6 | -12 | 10 | 1.1 | 7.2 | 3.3 | 1.7 | -4.4 | 1.7 | -5 | -3 | -11 | 16.7 | 8.3 | 18.9 | 6.1 | 5.6 | -1.1 | 16.7 | 11.7 | 9.4 | 0 | -3.5 | -6.4 | 23.2 | 5.2 | 22.2 | 2.2 | 18.7 | 7.2 | 3.9 | -3.3 | 3.5 | -6.7 | 11.1 | -1.1 | 11.7 | -1.7 | -3.3 | -11.1 | 6.7 | 4.4 | 5 | -5 | -10.4 | -21.7 | 17.2 | 10.6 | -5.6 | -8.9 | 3.9 | -4.9
-19 | -21 | -3.3 | -8.9 | 10 | 4.6 | 5.9 | -3.3 | -3.3 | -11.1 | 13.3 | -5 | 6 | 6 | 12.4 | 8.7 | 15.6 | 11.1 | 17.2 | 9.4 | 19.6 | 9.8 | 17.8 | 7.8 | 8.9 | -11.7 | 1.7 | -7.8 | 18 | 5 | 23.3 | 12 | 25 | 16.7 | 6.1 | -6.7 | 25 | 8.3 | 20 | 8.3 | 26.1 | 15.6 | -2.1 | -10.6 | 5 | 0 | 6.7 | -3.9 | 10.6 | -2.8 | 6.5 | -5.4 | 8.5 | 0.2 | 3 | -1.9 | 3.7 | -4.2 | -6.1 | -17.2 | -13 | -16 | -8.3 | -11.7 | -3.5 | -16.3 | -2.8 | -11.7 | -7.2 | -12.8 | -4.6 | -9.4 | 3.1 | -4.7 | 1.7 | -4.4 | 14.3 | 3.7 | -2.8 | -23.3 | 12 | 0.7 | 9.6 | 6.3 | 2.2 | -1.7 | 6.7 | -6.7 | -1.1 | -13.9 | 12.2 | 0 | 14.5 | 0.7 | 4.4 | -0.6 | 13 | 2.8 | 11.7 | -1.1 | 3 | -1.4 | 19.4 | -3.1 | 6.9 | -2.2 | 1.1 | -6.7 | 1.1 | -3.8 | -13.5 | -18.3 | -10 | -16.1 | -5 | -12.8 | 9.7 | -8.3 | -6 | -12 | 10.6 | 1.1 | 7.2 | 3.4 | 1.7 | -3.9 | 3.3 | -4.4 | -2 | -10 | 16.5 | 7.5 | 20 | 6.7 | 7.2 | -1.7 | 15.6 | 10.6 | 10.6 | -2.8 | -2.6 | -5.5 | 23.5 | 5.4 | 23.3 | -0.6 | 21.3 | 7.2 | 6.1 | -3.9 | 3.7 | -6.9 | 9.4 | 0 | 12.8 | -2.2 | -2.8 | -9.9 | 7.2 | 3.9 | 5.2 | -4.3 | -9.1 | -20.8 | 18.1 | 10.7 | -6.7 | -10.6 | 4.4 | -6.1
-18 | -21 | -1.7 | -5.6 | 10.6 | 4.4 | 6.7 | -3.9 | -3.3 | -10.2 | 14.4 | -5.6 | 9 | 7 | 12.6 | 9.1 | 15 | 10.6 | 17.8 | 9.4 | 20.4 | 9.7 | 15.6 | 8.3 | 8.3 | -7.8 | 2.1 | -6.2 | 19 | 8 | 23.3 | 12 | 23.3 | 16.1 | 6.7 | -6.5 | 25 | 7.8 | 20 | 7.2 | 25 | 14.4 | -0.6 | -10 | 5.4 | 0.1 | 6.7 | -5 | 10.6 | -3.3 | 7.8 | -5.6 | 8.7 | 0.4 | 2.8 | -1.7 | 3.9 | -5 | -5 | -16.1 | -13 | -16 | -7.2 | -11.1 | -4.3 | -16.7 | -1.7 | -11.1 | -7.2 | -12.8 | -3.2 | -8.6 | 3.3 | -5.6 | 3.3 | -3.9 | 16.7 | 5 | -2.2 | -22.8 | 13.3 | 0.6 | 10 | 6.7 | 3.3 | -1.1 | 7.2 | -5.6 | 0 | -13.9 | 13.3 | 1.1 | 15 | 1.2 | 5 | -0.6 | 13.9 | 2.8 | 12.2 | -2.8 | 3.1 | -1.8 | 19.4 | -4.9 | 7 | -2.9 | 2.2 | -6.1 | 1.1 | -3.3 | -13.7 | -18.3 | -10 | -16.1 | -5 | -12.2 | 10.6 | -9.4 | -6 | -12 | 11.1 | -1.7 | 7.2 | 3.6 | 1.7 | -3.9 | 4.4 | -4.4 | -2 | -10 | 16.3 | 6.2 | 21.1 | 7.4 | 10 | -2.2 | 18.3 | 11.7 | 10.6 | -6.1 | -1.7 | -5 | 23.9 | 6.1 | 23.9 | -1.7 | 23.9 | 6.7 | 6.7 | -3.3 | 3.9 | -8.3 | 6.7 | 1.7 | 12.8 | -2.2 | -2.2 | -9.4 | 7.8 | 3.3 | 5.4 | -4.2 | -7.8 | -21.7 | 19.1 | 10.7 | -7.8 | -11.7 | 4.4 | -5.5
-19 | -21 | 0 | -2.8 | 9.5 | 4.5 | 6.3 | -3.4 | -3.3 | -10.2 | 14.4 | -6.1 | 8 | 3 | 12.8 | 9.4 | 15 | 9.4 | 17.2 | 10 | 21.1 | 8.9 | 15.6 | 7.8 | 7.8 | -8.3 | 2.4 | -5.7 | 18 | 11 | 23.3 | 11.7 | 23.9 | 16.7 | 7.2 | -7.2 | 24.4 | 12.2 | 18.9 | 6.7 | 24.4 | 15 | -1 | -8.4 | 5.7 | 0.4 | 7.2 | -4.4 | 10.6 | -2.2 | 7.2 | -4.9 | 8.9 | 0.6 | 3 | -1.9 | 3.9 | -4.2 | -5 | -16.1 | -13 | -15 | -6.1 | -11.1 | -5 | -18.9 | -1.1 | -11.7 | -7.8 | -13.9 | -1.7 | -8.3 | 3.1 | -4.7 | 3.3 | -3.9 | 16.9 | 4.3 | -2.2 | -23.3 | 11.6 | 1 | 9.8 | 6.4 | 5 | -1.7 | 7.2 | -5 | 0.6 | -16.1 | 12.8 | 1.7 | 15.6 | 1.7 | 5 | 0 | 12 | 3 | 12.8 | -5.6 | 3.3 | -2.8 | 19.4 | -8.3 | 7.2 | -3.9 | 2.8 | -5.6 | 1.1 | -3.3 | -13.9 | -18.9 | -9.4 | -15 | -5 | -11.7 | 9.7 | -7.9 | -6 | -12 | 11.1 | -0.6 | 7.2 | 3.9 | 1.7 | -3.3 | 3.9 | -4.4 | -2 | -10 | 16.1 | 5 | 22.2 | 7.8 | 10 | -2.2 | 18.3 | 10.6 | 10 | -6.7 | -1.9 | -4.7 | 22.2 | 7.6 | 23.3 | -3.9 | 22 | 6.3 | 7.8 | -3.3 | 3.5 | -6.7 | 7.2 | 2.2 | 12.8 | -2.2 | -1.7 | -10 | 7.8 | 3.9 | 5.6 | -5 | -8.3 | -19.7 | 20 | 10.6 | -8.3 | -12.2 | 4.4 | -5.5
-20 | -23 | 0.6 | -2.8 | 8.3 | 4.1 | 6 | -3.2 | -3.3 | -11.1 | 13.9 | -6.7 | 4 | 2 | 11.9 | 9.3 | 14.4 | 9.4 | 17.2 | 9.4 | 19.8 | 7.6 | 14.4 | 8.9 | 6.1 | -8.3 | 2.8 | -5.6 | 17 | 11 | 22.2 | 12.2 | 23.3 | 16.7 | 6.8 | -6.4 | 23.3 | 10.6 | 18.9 | 8.3 | 25 | 15.6 | -1.3 | -8.1 | 6.1 | 0.6 | 4.4 | -3.9 | 9.4 | -1.1 | 6.7 | -4.4 | 7.4 | 0.8 | 3.1 | -2.3 | 3.9 | -4.2 | -5 | -16.1 | -13 | -15 | -6.3 | -9.9 | -6.3 | -18.9 | -2.2 | -11.1 | -7.8 | -14.4 | -1.9 | -7.5 | 3 | -4.3 | 2.8 | -3.9 | 17 | 3.7 | -2.8 | -23.9 | 10 | 1.4 | 9.6 | 6.2 | 3.9 | -2.8 | 5.6 | -5 | 0.6 | -16.7 | 11.1 | 1.7 | 14.1 | 2.4 | 3.9 | 0 | 10.2 | 3 | 11.1 | -6.7 | 2 | -2.2 | 17.7 | -9 | 5.9 | -2.6 | 3.3 | -5.6 | 1.1 | -2.8 | -15.2 | -18.4 | -10 | -16.7 | -6.1 | -12.2 | 8.7 | -7.4 | -6 | -13 | 8.9 | 2.2 | 6.8 | 3.2 | 0.6 | -2.2 | 3.9 | -5 | -3 | -10 | 14.8 | 4.8 | 19.8 | 8.5 | 8.3 | -0.6 | 18.3 | 10.6 | 8.3 | -6.7 | -2 | -4.5 | 20.6 | 8.9 | 22.8 | -5 | 20.2 | 6.2 | 7.2 | -4.4 | 3.2 | -6.2 | 7.2 | 1.7 | 12.2 | -2.8 | -1.9 | -9.5 | 7.8 | 3.9 | 4.3 | -4.1 | -8.9 | -19.7 | 19.3 | 10.1 | -9.4 | -12.8 | 4.4 | -6.7
-21 | -23 | 0.6 | -2.8 | 7.2 | 3.9 | 5.6 | -3.9 | -4.6 | -10.6 | 13.9 | -5.6 | 5 | 4 | 10.9 | 9.2 | 13.3 | 10 | 15.6 | 10 | 18.5 | 6.1 | 11.7 | 10 | 3.3 | -7.8 | 0.6 | -5 | 16 | 12 | 21.1 | 12.6 | 23.3 | 17.2 | 6.5 | -6.6 | 21.1 | 10.6 | 16.1 | 7.8 | 23.3 | 15 | -1.7 | -8.3 | 5.7 | 0.6 | 2.2 | -3.9 | 8.3 | -1.7 | 6.1 | -5 | 5.9 | 0.6 | 3.3 | -3.3 | 3.9 | -5 | -5 | -16.1 | -12 | -15 | -6.5 | -9.2 | -7.6 | -20.1 | -2.8 | -11.1 | -8.9 | -15.6 | -2 | -7.6 | 2.8 | -5 | 2.2 | -3.9 | 17.2 | 2.8 | -4.4 | -23.9 | 8.3 | 1.1 | 9.4 | 6.1 | 2.2 | -1.7 | 3.9 | -6.1 | -0.6 | -16.1 | 8.9 | 3.9 | 12.6 | 2.7 | 3.3 | 0 | 8.3 | 2.8 | 8.3 | -5.6 | 0.7 | -2.4 | 16.1 | -10.2 | 4.6 | -2.2 | 1.7 | -3.9 | 1.1 | -2.8 | -16.5 | -18.5 | -11.1 | -16.7 | -5.6 | -12.8 | 7.8 | -8.3 | -7 | -13 | 8.3 | 2.2 | 6.5 | 2.8 | 0 | -1.7 | 3.3 | -5.6 | -7 | -11 | 13.5 | 4.4 | 17.4 | 8.8 | 7.2 | -0.6 | 17.2 | 10 | 5.6 | -5.6 | -2.2 | -5 | 18.9 | 9.4 | 21.1 | -5 | 18.3 | 5.6 | 6.7 | -1.7 | 2.8 | -6.7 | 5.6 | 2.2 | 8.9 | -3.9 | -2 | -10 | 7.8 | 3.9 | 3 | -4.1 | -9.4 | -20.6 | 18.5 | 9.6 | -10 | -13.3 | 3.1 | -5.6
-21 | -23 | 0 | -3.3 | 6.1 | 3.4 | 4.7 | -3.8 | -5.9 | -11 | 12.2 | -3.9 | 5 | 4 | 10 | 8.9 | 12.8 | 10 | 14.4 | 9.4 | 17.2 | 4.4 | 8.9 | 8.9 | 5.6 | -13.3 | -1.7 | -5.6 | 15 | 12 | 20 | 12.8 | 22.2 | 16.7 | 6.1 | -7.8 | 17.8 | 9.4 | 14.4 | 7.2 | 22.2 | 15.6 | -2.1 | -7.3 | 5.4 | 0.5 | 0.6 | -4.4 | 6.1 | 2.2 | 3.9 | -4 | 4.4 | 0.6 | 3.1 | -3.3 | 4.1 | -4.3 | -5.6 | -16.1 | -12 | -15 | -6.7 | -8.9 | -8.9 | -22.8 | -5 | -11.1 | -9.4 | -15.6 | -2.2 | -8.3 | 1.3 | -4.6 | 1.7 | -3.9 | 14.8 | 2.7 | -5.6 | -22.8 | 7.4 | 1.5 | 8.7 | 5.5 | 1.7 | -1.7 | 3.9 | -5.6 | -2.8 | -14.4 | 6.7 | 5 | 11.1 | 2.8 | 2.8 | 0 | 7.4 | 2.7 | 6.7 | -3.9 | -0.6 | -2.8 | 14.4 | -13.3 | 3.3 | -2.2 | 1.1 | -3.9 | 1.1 | -3.3 | -17.8 | -18.9 | -11.7 | -17.2 | -7.2 | -13.3 | 5.6 | -6.1 | -8 | -15 | 7.2 | 2.2 | 6.1 | 2.2 | 0 | -1.7 | 2.2 | -5.6 | -7 | -11 | 12.2 | 3.9 | 15 | 8.3 | 6.1 | -1.7 | 16.1 | 8.9 | 5.6 | -5.6 | -2.4 | -4.6 | 17 | 9.9 | 16.7 | -4.4 | 17 | 5.3 | 6.1 | -2.2 | 2.6 | -4.5 | 5.6 | 2.8 | 6.7 | -3.9 | -2.2 | -11.7 | 7.8 | 3.9 | 1.7 | -5 | -9.2 | -18.4 | 17.8 | 8.9 | -10 | -13.3 | 1.9 | -5.7
-22 | -23 | 0 | -2.8 | 5 | 2.9 | 3.7 | -4.4 | -7.2 | -12.2 | 10.6 | -2.8 | 5 | 5 | 9.3 | 8.4 | 12.8 | 10 | 13.9 | 10 | 16.1 | 5.1 | 8.9 | 8.3 | 4.4 | -13.3 | -3.9 | -6.7 | 15 | 12 | 18.1 | 12.8 | 22.2 | 15 | 5.7 | -6.1 | 15.6 | 8.9 | 12.8 | 6.7 | 22.2 | 15.6 | -2.4 | -7.1 | 5 | 0.6 | 0 | -3.9 | 5 | 2.2 | 1.6 | -4.1 | 4.2 | 0.7 | 3 | -3.5 | 4.2 | -4.2 | -5.6 | -16.1 | -13 | -17 | -7.2 | -8.8 | -10.4 | -21.4 | -6.1 | -11.1 | -10.6 | -16.7 | -2.8 | -8 | -0.2 | -5 | 2.2 | -3.3 | 12.4 | 2.3 | -5.6 | -22.2 | 6.5 | 1.6 | 7.9 | 5 | 1.1 | -1.1 | 2.8 | -6.1 | -3.9 | -14.4 | 8.3 | 4.4 | 10 | 3.1 | 2.2 | 0 | 6.5 | 2.4 | 5.6 | -5 | -0.6 | -2.3 | 13.9 | -13.4 | 1.8 | -2.7 | 0 | -3.9 | 0.9 | -3 | -17.4 | -18.7 | -13.3 | -17.8 | -7.8 | -13.3 | 3.3 | -5.4 | -8 | -14 | 7.2 | 2.2 | 5 | 1.8 | 0 | -1.7 | 1.1 | -5.6 | -8 | -11 | 11.5 | 3.5 | 12.8 | 7.9 | 5 | -1.7 | 15.6 | 9.4 | 4.4 | -6.1 | -2.6 | -4.7 | 15.2 | 10 | 16.1 | -5 | 15.7 | 4.7 | 5 | -3.3 | 2.4 | -3.5 | 3.9 | 1.7 | 4.4 | -2.8 | -2.4 | -10.4 | 7.8 | 3.9 | 0.9 | -4.4 | -9.1 | -17.6 | 16.3 | 7 | -12.2 | -15 | 0.6 | -6.7
-21 | -23 | 0 | -3.3 | 3.9 | 2.2 | 2.8 | -5.6 | -7.4 | -11.6 | 9.4 | -3.9 | 6 | 4 | 8.5 | 7.8 | 12.8 | 10 | 12.2 | 9.4 | 15 | 5.3 | 7.8 | 7.2 | 2.8 | -11.7 | -3.2 | -6.4 | 14 | 12 | 16.3 | 12.5 | 22.2 | 16.1 | 5.4 | -5.7 | 15 | 8.9 | 11.7 | 7.8 | 22.2 | 16.7 | -2.8 | -7.2 | 4.3 | 0.1 | 0.6 | -3.9 | 4.4 | 2.2 | -0.6 | -5 | 4.1 | 0.9 | 2.8 | -4.4 | 4.4 | -5 | -6.1 | -16.1 | -18 | -21 | -7.8 | -9.1 | -11.8 | -21.6 | -5.6 | -10.6 | -11.1 | -17.2 | -3.3 | -8.3 | -1.7 | -6.1 | 2.8 | -2.8 | 10 | 1.7 | -6.1 | -21.7 | 5.6 | 1.7 | 7.2 | 4.4 | -1.7 | -2.8 | 2.2 | -5.6 | -5.6 | -14.4 | 7.8 | 5 | 8.9 | 2.9 | 2.2 | -0.6 | 5.6 | 2.2 | 4.4 | -5.6 | -0.6 | -1.9 | 13.3 | -15.8 | 0.4 | -3.6 | 0 | -4.4 | 0.8 | -3.2 | -17.1 | -18.7 | -15 | -18.3 | -8.3 | -13.3 | 1.1 | -6.1 | -8 | -13 | 6.1 | 2.2 | 3.9 | 1.4 | 0 | -2.2 | 0 | -5.6 | -10 | -12 | 10.7 | 3.3 | 10.5 | 7 | 5 | -1.7 | 14.4 | 9.4 | 3.3 | -6.7 | -2.8 | -5 | 13.3 | 10 | 13.9 | -4.4 | 14.4 | 4.4 | 4.4 | 0 | 2.2 | -2.8 | 2.2 | 0.6 | 2.8 | -2.2 | -2.6 | -10.6 | 7.2 | 3.3 | 0.2 | -4.3 | -8.9 | -17.8 | 14.8 | 4.8 | -13.9 | -16.1 | -0.2 | -6.3
-21 | -23 | 0 | -2.8 | 3.9 | 2.1 | 2.2 | -5.2 | -7.6 | -11.6 | 7.2 | -1.7 | 5 | 1 | 7.8 | 7.2 | 12.8 | 8.3 | 11.1 | 8.9 | 13.9 | 5.6 | 6.7 | 6.1 | 1.7 | -8.9 | -2.4 | -6.4 | 14 | 12 | 14.4 | 12.2 | 22.2 | 16.7 | 5 | -6.1 | 13.3 | 8.9 | 10.6 | 7.2 | 20 | 16.7 | -3.5 | -6.9 | 3.5 | -0.4 | 1.1 | -4.4 | 2.2 | 0 | -0.6 | -4.5 | 3.9 | 1.1 | 2.6 | -3.9 | 4.2 | -4.2 | -6.7 | -16.7 | -20 | -23 | -8.3 | -9.4 | -13.3 | -22.8 | -6.1 | -10 | -11.1 | -16.7 | -3.9 | -9.4 | -3.5 | -7 | 2.8 | -2.8 | 10 | 1.4 | -5.6 | -21.7 | 5.6 | 2.1 | 7.2 | 4.2 | -2.2 | -2.8 | 2.2 | -5.6 | -7.2 | -14.4 | 6.7 | 5 | 7.8 | 2.8 | 1.1 | -2.2 | 6 | 2.5 | 3.3 | -6.1 | -0.6 | -1.7 | 12.8 | -18.9 | -1.1 | -5 | -0.6 | -4.4 | 0.6 | -3.9 | -16.7 | -18.9 | -16.1 | -19.4 | -8.9 | -13.3 | 0.9 | -4.9 | -8 | -12 | 5 | 1.7 | 2.8 | 1.1 | 0 | -2.2 | -0.6 | -5.6 | -11 | -13 | 10 | 2.8 | 8.3 | 6.1 | 4.4 | -1.7 | 11.7 | 8.9 | 2.8 | -5 | -3 | -4.8 | 13.9 | 10.7 | 14.4 | -3.9 | 13.7 | 4.3 | 4.4 | 0 | 2 | -2.1 | 2.2 | 0 | 0.6 | -1.7 | -2.8 | -11.7 | 7.2 | 3.3 | -0.6 | -5 | -9.5 | -16.3 | 13.3 | 2.8 | -12.8 | -16.1 | -0.9 | -6.5
-21 | -23 | 0 | -2.8 | 3.9 | 1.9 | 1.7 | -5.6 | -7.8 | -12.2 | 6.1 | -0.6 | 4 | 1 | 6.9 | 6.5 | 12.8 | 8.3 | 10 | 8.3 | 13.2 | 6.3 | 5.6 | 5.6 | 1.7 | -8.9 | -1.7 | -7.2 | 14 | 13 | 14.6 | 12.1 | 22.2 | 16.7 | 5 | -5.3 | 13.3 | 8.9 | 9.4 | 6.7 | 20.6 | 16.7 | -4.3 | -6.9 | 2.8 | -1.1 | 0 | -4.4 | 1.1 | -1.1 | -0.6 | -4.5 | 4.3 | 1.3 | 2.4 | -3.8 | 4.1 | -4.3 | -7.8 | -16.7 | -22 | -26 | -8.9 | -9.1 | -12.8 | -20.9 | -5.6 | -9.4 | -12.2 | -17.2 | -3.9 | -8.2 | -5.4 | -8.7 | 2.8 | -2.2 | 10 | 1.4 | -5.6 | -21.1 | 5.6 | 2.6 | 7.2 | 3.6 | -3.3 | -3.3 | 2.2 | -6.1 | -7.2 | -13.9 | 6.7 | 5.6 | 6.5 | 2.6 | 0.6 | -2.8 | 6.3 | 2.6 | 3.3 | -6.7 | -1 | -2.3 | 12.8 | -16.2 | -2.2 | -5.3 | -1.7 | -4.4 | 0.4 | -3.3 | -17.6 | -19.1 | -17.2 | -20 | -10 | -13.9 | 0.8 | -4.3 | -8 | -12 | 3.9 | 1.7 | 2.2 | 0.6 | 0 | -2.8 | 0 | -5.6 | -11 | -13 | 9.6 | 1 | 7.4 | 5.6 | 2.8 | -1.1 | 12.2 | 8.9 | 1.7 | -5 | -3.1 | -4.7 | 14.4 | 11.6 | 8.3 | -3.9 | 12.9 | 4.1 | 4.4 | 0 | 1.9 | -1.7 | 2.2 | 0.6 | 0 | -1.7 | -4.1 | -10.8 | 6.7 | 3.3 | -0.6 | -4.5 | -10 | -15.8 | 11.6 | 2.9 | -13.3 | -16.7 | -1.7 | -7.8
-21 | -23 | -1.1 | -4.4 | 3.9 | 1.7 | 1.1 | -6.7 | -9.6 | -13.3 | 5 | 0.6 | 4 | 1 | 5.9 | 5.8 | 12.8 | 8.3 | 10 | 8.3 | 12.4 | 6.7 | 4.4 | 4.4 | 0.6 | -8.9 | -2.8 | -6.2 | 14 | 13 | 14.8 | 12.2 | 22.2 | 17.2 | 5 | -5.3 | 13.3 | 8.9 | 10.6 | 7.8 | 19.4 | 16.7 | -5 | -7.2 | 1.9 | -1.3 | 0.6 | -3.3 | -0.6 | -2.2 | -0.6 | -5 | 4.6 | 1.4 | 2.2 | -4.4 | 3.9 | -5 | -7.8 | -16.1 | -23 | -26 | -9.4 | -9.4 | -12.2 | -19.6 | -5 | -9.4 | -11.7 | -16.1 | -3.9 | -7.7 | -7.2 | -10.6 | 2.8 | -2.2 | 10 | 1.1 | -6.1 | -21.1 | 5.6 | 2.8 | 7.2 | 3.3 | -3.3 | -3.9 | 2.2 | -5.6 | -7.8 | -13.3 | 6.7 | 6.1 | 5.2 | 2.2 | -0.6 | -3.3 | 6.7 | 2.8 | 1.7 | -6.7 | -1.3 | -3 | 12.8 | -15.2 | -3.3 | -6.1 | -1.1 | -4.4 | 0.2 | -3 | -18.5 | -19.5 | -17.8 | -20.6 | -10 | -13.9 | 0.6 | -4.4 | -8 | -12 | 3.9 | 2.2 | 1.7 | 0.4 | 0 | -2.2 | -1.7 | -5.6 | -10 | -12 | 9.3 | -0.5 | 6.5 | 5.2 | 0.6 | -1.7 | 11.1 | 8.3 | 0.6 | -3.9 | -3.3 | -5 | 15 | 12.2 | 13.3 | -3.3 | 12.2 | 3.9 | 4.4 | 0 | 1.7 | -1.7 | 2.8 | 1.1 | -0.6 | -2.2 | -5.4 | -11.2 | 6.7 | 2.8 | -0.6 | -4.5 | -10.6 | -16.1 | 10 | 3.1 | -11.7 | -15 | -2.2 | -7.1
-22 | -23 | 1.1 | -0.6 | 3.9 | 1.8 | 0.9 | -5.7 | -11.5 | -15.1 | 4.4 | 1.1 | 4 | 1 | 5 | 5 | 11.7 | 8.3 | 8.9 | 7.8 | 11.7 | 7.2 | 3.3 | 3.3 | 0.6 | -8.9 | -3.9 | -6.1 | 14 | 13 | 15 | 12.2 | 22.2 | 17.2 | 5 | -6.1 | 12.8 | 8.3 | 11.7 | 8.3 | 20 | 16.7 | -2.6 | -5.8 | 0.9 | -1.9 | 1.7 | -2.8 | -2.2 | -3.3 | -0.8 | -4.9 | 5 | 1.7 | 2 | -2.9 | 4.1 | -3.6 | -7.8 | -16.1 | -23 | -27 | -10 | -10 | -11.7 | -19.4 | -5 | -9.4 | -12.2 | -17.8 | -3.9 | -7.8 | -8.1 | -11.6 | 2.2 | -1.7 | 9.4 | 1.1 | -5.6 | -17.8 | 6 | 3 | 7 | 3.3 | -3.9 | -3.9 | 1.1 | -5.6 | -9.4 | -13.3 | 7.2 | 6.7 | 3.9 | 1.7 | -1.7 | -4.4 | 6.9 | 3.2 | 0 | -6.7 | -1.7 | -3.9 | 12.8 | -16.1 | -4.4 | -7.2 | -1.7 | -4.4 | 0 | -3.3 | -19.4 | -20 | -17.2 | -20 | -8.3 | -12.8 | 0 | -3.9 | -8 | -12 | 4.4 | 1.7 | 1.1 | 0 | 0 | -2.2 | -2.8 | -5.6 | -10 | -12 | 8.9 | -2.8 | 5.6 | 4.4 | 0.6 | -2.2 | 10.6 | 8.9 | 0.6 | -3.3 | -2.9 | -4.3 | 14.1 | 12 | 12.8 | -3.9 | 11.3 | 3.8 | 4.4 | 1.1 | 1.9 | -1.5 | 3.3 | 1.1 | -1.7 | -2.2 | -6.7 | -12.2 | 6.7 | 2.8 | -0.6 | -5 | -11 | -15.2 | 8.3 | 2.8 | -12.8 | -15 | -2.8 | -7.1
-22 | -24 | 1.1 | -2.2 | 3.9 | 1.8 | 0.8 | -5.6 | -13.3 | -17.2 | 4.4 | 0.6 | 2 | 1 | 4.6 | 4.6 | 10 | 7.8 | 8.9 | 7.8 | 10.8 | 6.4 | 2.8 | 2.8 | -3.3 | -7.8 | -5 | -6.1 | 16 | 13 | 14.4 | 12.1 | 22.2 | 18.3 | 5 | -5 | 12.2 | 8.3 | 11.7 | 8.3 | 20 | 16.1 | -0.2 | -5 | 0 | -2.8 | 3.3 | -2.2 | -2.2 | -3.3 | -0.9 | -5.1 | 4.4 | 1.1 | 1.9 | -2.1 | 4.2 | -2.9 | -8.3 | -16.1 | -25 | -28 | -9.3 | -9.3 | -11.7 | -18.6 | -5.6 | -9.4 | -11.7 | -16.7 | -3.5 | -6.9 | -9.1 | -13.4 | 1.1 | -2.2 | 8.9 | 1.3 | -5 | -19.4 | 6.3 | 2.8 | 6.9 | 3.3 | -5 | -5 | 0 | -6.1 | -10 | -13.3 | 6.7 | 6.1 | 3.3 | 1.2 | -2.8 | -6.1 | 7 | 3.6 | 0 | -6.7 | -1.9 | -4 | 12.1 | -13 | -5 | -7.4 | -1.1 | -3.9 | -0.2 | -3 | -18.9 | -19.8 | -16.7 | -20 | -8.3 | -12.2 | -0.5 | -3.9 | -8 | -11 | 4.4 | 1.7 | 1.1 | 0.1 | 0 | -1.7 | -2.8 | -5.6 | -9 | -11 | 8.7 | -2.8 | 4.8 | 3.8 | -0.6 | -2.2 | 10 | 8.3 | 0 | -2.8 | -2.6 | -3.7 | 13.1 | 11.5 | 12.8 | -3.9 | 10.3 | 3.6 | 3.9 | 1.1 | 2 | -1.7 | 3.3 | 1.1 | -1.7 | -1.7 | -7.4 | -11.8 | 6.1 | 2.2 | -0.6 | -4 | -11.3 | -14.9 | 7.4 | 2.9 | -13.3 | -16.7 | -3.3 | -7.8
-23 | -25 | -1.1 | -3.3 | 3.9 | 1.7 | 0.6 | -6.1 | -14.6 | -18 | 3.3 | 0.6 | 1 | 0 | 4.3 | 4.3 | 9.4 | 8.3 | 7.8 | 7.8 | 9.8 | 5.4 | 2.8 | 2.8 | -3.9 | -8.3 | -4.8 | -6.3 | 16 | 13 | 13.9 | 12.3 | 22.8 | 18.3 | 5 | -4.5 | 12.2 | 8.9 | 10.6 | 8.3 | 22.2 | 15 | 2.2 | -5 | 0.2 | -2.2 | 4.4 | -2.2 | -2.2 | -3.9 | -1.1 | -6.1 | 3.9 | 0.6 | 1.7 | -1.7 | 4.4 | -2.8 | -7.8 | -16.1 | -26 | -30 | -8.5 | -8.5 | -11.7 | -18.4 | -5 | -9.4 | -11.1 | -15.6 | -3.2 | -6.6 | -10 | -15.6 | 1.7 | -2.2 | 8.3 | 1.1 | -5 | -17.2 | 6.7 | 2.8 | 6.7 | 3.3 | -5 | -5 | 0.6 | -5.6 | -11.7 | -13.3 | 7.2 | 6.1 | 2.8 | 0.5 | -3.9 | -6.7 | 7.2 | 3.9 | -0.6 | -6.1 | -2 | -4.2 | 11.3 | -11.5 | -5.5 | -7.9 | -0.6 | -4.4 | -0.4 | -3.4 | -18.3 | -19.4 | -16.1 | -19.4 | -7.2 | -12.2 | -1.1 | -4.4 | -7 | -12 | 4.4 | 1.7 | 1.1 | 0.4 | 0 | -1.7 | -2.8 | -5.6 | -9 | -11 | 8.5 | -3 | 4.1 | 3.1 | -2.2 | -2.2 | 9.4 | 8.3 | 0.6 | -2.8 | -2.2 | -3.3 | 12.2 | 11.1 | 15 | -3.9 | 9.4 | 3.3 | 4.4 | 1.7 | 2.2 | -2.2 | 3.3 | 1.1 | -1.7 | -2.2 | -8.2 | -12.1 | 6.1 | 1.7 | -0.6 | -3.4 | -11.7 | -15 | 6.5 | 2.9 | -13.9 | -17.2 | -2.6 | -6.8
-23 | -25 | -1.1 | -3.3 | 4.6 | 2.6 | 0.4 | -5.2 | -15.9 | -19.4 | 3.9 | 0.6 | 1 | 1 | 3.9 | 3.9 | 9.4 | 8.3 | 7.2 | 6.7 | 8.9 | 4.4 | 2.2 | 2.2 | -5 | -7.8 | -4.6 | -6.5 | 16 | 14 | 13.3 | 12.2 | 22.2 | 18.3 | 5 | -5 | 11.7 | 8.9 | 7.2 | 6.1 | 22.2 | 15 | 0 | -5.3 | 0.4 | -2 | 4.4 | -1.7 | -2.8 | -4.4 | -1.7 | -5.7 | 3.3 | 0 | 1.7 | -1.2 | 4.4 | -2.2 | -8.3 | -16.1 | -27 | -31 | -7.8 | -7.8 | -11.7 | -18.9 | -5 | -9.4 | -11.1 | -13.9 | -2.8 | -6.7 | -10.7 | -15.6 | 1.7 | -2.2 | 7 | 0.9 | -5 | -18.3 | 6.1 | 2.6 | 6.1 | 3.1 | -5.6 | -5.6 | 1.7 | -5.6 | -11.7 | -13.3 | 9.4 | 7.8 | 2.2 | 0 | -2.8 | -6.7 | 7 | 3.8 | -1.1 | -6.1 | -2.2 | -5 | 10.6 | -12.2 | -6.1 | -8.9 | 0 | -3.9 | -0.6 | -3.9 | -17.8 | -19.4 | -16.1 | -19.4 | -7.2 | -12.8 | -0.9 | -3.9 | -8 | -13 | 4.4 | 1.7 | 1.1 | 0.6 | 0.6 | -1.7 | -2.2 | -5 | -9 | -11 | 8.3 | -3.9 | 3.3 | 2.2 | -3.3 | -3.3 | 10.6 | 8.3 | 0 | -2.8 | -2 | -3 | 12.9 | 11.8 | 9.4 | -3.9 | 8.9 | 3.3 | 3.9 | 1.7 | 2 | -1.6 | 2.2 | 0.6 | -2.2 | -2.2 | -8.9 | -12.8 | 6.1 | 1.7 | -0.6 | -3.3 | -12.2 | -15.2 | 5.6 | 2.8 | -13.3 | -16.1 | -1.8 | -6.3
-23 | -25 | -1.1 | -5 | 5.4 | 3.6 | 0.2 | -5.1 | -17.2 | -21.1 | 3.9 | 0.6 | 2 | 0 | 4.5 | 4.5 | 9.4 | 6.7 | 6.7 | 6.7 | 8.5 | 4.9 | 2.8 | 2.8 | -5.6 | -8.3 | -4.4 | -7.2 | 16 | 9 | 13.5 | 12.3 | 22.2 | 18.9 | 5 | -4.3 | 11.7 | 8.9 | 7.8 | 7.2 | 21.7 | 14.4 | -2.2 | -6.6 | 0.6 | -2.2 | 4.4 | -0.6 | -2.8 | -3.9 | -2.2 | -5.9 | 2.9 | 0 | 1.7 | -1.1 | 4.4 | -2.2 | -7.8 | -16.1 | -27 | -31 | -7.4 | -7.6 | -11.7 | -18 | -5 | -8.9 | -10.6 | -14.4 | -2.6 | -5.8 | -11.5 | -16.4 | 1.1 | -2.2 | 5.7 | 0.4 | -4.4 | -16.7 | 5.6 | 2.4 | 5.6 | 3.1 | -5.6 | -5.6 | 1.7 | -5.6 | -11.1 | -12.8 | 7.2 | 6.7 | 1.3 | -0.7 | -3.9 | -7.8 | 6.9 | 3.7 | -1.7 | -6.1 | -2.4 | -5 | 10.2 | -10.5 | -6.7 | -9.1 | 1.1 | -2.8 | -0.8 | -3.9 | -17.6 | -19.2 | -16.1 | -19.4 | -7.8 | -12.2 | -0.8 | -3.8 | -9 | -13 | 4.4 | 2.8 | 1.1 | 0.5 | 0.6 | -1.7 | -3.3 | -5.6 | -9 | -11 | 7.8 | -1.5 | 2.4 | 1.7 | -2.8 | -2.8 | 10.6 | 8.3 | 0.6 | -3.3 | -1.9 | -2.9 | 13.7 | 12.6 | 6.7 | -3.9 | 8.3 | 3 | 4.4 | 2.2 | 1.9 | -1.2 | 1.1 | -0.6 | -1.1 | -1.7 | -8.9 | -12.4 | 6.1 | 1.7 | -0.2 | -2.9 | -12.8 | -15.8 | 5.6 | 2.9 | -12.2 | -15.6 | -1.1 | -6.7
-23 | -25 | -3.3 | -5.6 | 6.1 | 4.4 | 0 | -5.6 | -17.6 | -21.1 | 2.8 | 0 | 2 | 0 | 5 | 5 | 10 | 5 | 5.6 | 5 | 8.2 | 5.3 | 3.3 | 2.8 | -6.1 | -8.9 | -4 | -6.5 | 13 | 8 | 13.7 | 12.3 | 22.2 | 18.9 | 5 | -4.3 | 11.7 | 9.4 | 6.1 | 5 | 21.7 | 14.4 | -4.4 | -8.3 | 0.2 | -2.5 | 5.6 | 0.6 | -2.2 | -3.9 | -2.8 | -6.7 | 2.6 | 0 | 1.7 | -1.1 | 4.4 | -2.2 | -7.8 | -16.1 | -28 | -32 | -7.1 | -7.4 | -11.7 | -17.8 | -4.4 | -8.9 | -11.7 | -15 | -2.4 | -5.5 | -12.2 | -17.8 | 1.7 | -2.2 | 4.4 | 0 | -4.4 | -17.2 | 5 | 2.2 | 5 | 2.8 | -5.6 | -6.1 | 1.1 | -6.1 | -11.7 | -14.4 | 5 | 4.4 | 0.3 | -1.3 | -3.9 | -7.8 | 6.7 | 3.3 | -2.2 | -6.7 | -2.6 | -5.7 | 9.8 | -10.2 | -7.2 | -9.6 | 1.1 | -3.3 | -0.9 | -4.2 | -17.4 | -19.2 | -14.4 | -17.8 | -6.7 | -11.7 | -0.6 | -3.9 | -9 | -13 | 4.4 | 2.2 | 1.1 | 0.5 | 0.6 | -2.2 | -3.3 | -5.6 | -10 | -11 | 7.2 | -0.2 | 1.5 | 1.2 | -2.8 | -3.3 | 10.6 | 8.9 | 1.1 | -3.9 | -1.7 | -2.8 | 14.4 | 13.3 | 7.8 | -3.9 | 7.8 | 2.8 | 4.4 | 2.2 | 1.7 | -1.1 | 1.1 | -0.6 | -1.7 | -2.2 | -8.9 | -12.6 | 6.1 | 1.7 | 0.2 | -3 | -13.3 | -16.7 | 5.6 | 2.9 | -11.1 | -13.9 | -1.3 | -6.6
-25 | -27 | -4.4 | -6.1 | 6.3 | 4.3 | 0.9 | -4.5 | -17.9 | -21.3 | 3.3 | -0.6 | 2 | 0 | 5.6 | 5.6 | 10 | 7.2 | 6.7 | 5.6 | 7.8 | 5.6 | 2.8 | 2.2 | -6.1 | -8.3 | -3.7 | -6.2 | 13 | 7 | 13.9 | 12.2 | 22.2 | 18.9 | 5 | -5 | 11.7 | 9.4 | 6.7 | 5.6 | 20 | 14.4 | -5.5 | -8.7 | -0.2 | -3.3 | 5.6 | 0.6 | -2.2 | -4.4 | -1.7 | -5.4 | 2.2 | 0 | 2.2 | -1.2 | 4.8 | -1.6 | -7.8 | -16.1 | -29 | -34 | -6.7 | -7.2 | -11.7 | -18.3 | -3.9 | -8.9 | -12.2 | -16.1 | -2.2 | -5.6 | -12.6 | -17.3 | 0.6 | -3.9 | 5.9 | 1 | -3.9 | -18.3 | 6.7 | 2.6 | 6.5 | 3.5 | -5.6 | -6.1 | 0 | -6.7 | -11.7 | -13.3 | 3.9 | 3.9 | -0.6 | -2.2 | -6.7 | -7.8 | 6.7 | 3.7 | -2.8 | -6.7 | -2.8 | -6.7 | 9.4 | -11.1 | -7.8 | -10.6 | 0.6 | -3.3 | -1.1 | -5 | -17.2 | -19.4 | -15 | -18.9 | -6.7 | -12.2 | 0.3 | -3.2 | -10 | -13 | 4.4 | 2.2 | 1.1 | 0.6 | 0.6 | -1.7 | -3.3 | -5 | -11 | -12 | 6.7 | 1.1 | 0.6 | 0.6 | -3.3 | -3.9 | 11.1 | 9.4 | 1.7 | -3.3 | -1.5 | -2.6 | 16.3 | 14.3 | 5.6 | -3.9 | 8.9 | 3.5 | 4.4 | 2.2 | 2.1 | -0.9 | 1.1 | -0.6 | -2.2 | -2.8 | -8.9 | -13.3 | 5 | 1.1 | 0.6 | -3.3 | -14.1 | -17.1 | 5.6 | 2.8 | -11.1 | -14.4 | -1.5 | -6.9
-25 | -26 | -7.2 | -9.4 | 6.5 | 4.2 | 1.9 | -4.3 | -18.3 | -22.2 | 2.2 | 0 | 3 | 1 | 7.1 | 6.5 | 11.7 | 8.3 | 7.8 | 6.7 | 10 | 6.9 | 5.6 | 4.4 | -3.9 | -8.9 | -3.3 | -6.1 | 14 | 9 | 16.3 | 13.6 | 22.8 | 18.9 | 5.6 | -4.3 | 11.7 | 10 | 8.3 | 7.2 | 18.9 | 15 | -6.7 | -9.5 | -0.6 | -4.4 | 5.6 | 0.6 | -2.8 | -5 | -0.5 | -4.6 | 2.6 | -1.2 | 2.8 | -1.5 | 5.2 | -1.1 | -7.2 | -15.6 | -30 | -33 | -6.3 | -6.8 | -9.7 | -16.7 | -4.4 | -8.9 | -11.1 | -13.3 | -2 | -4.8 | -12.9 | -17.6 | 0.6 | -3.9 | 7.4 | 1.9 | -3.9 | -18.9 | 8.3 | 2.7 | 7.9 | 3.9 | -5.6 | -6.1 | 0 | -6.1 | -10.6 | -11.7 | 6.1 | 5.6 | 3.3 | -0.5 | -7.2 | -8.9 | 6.7 | 3.9 | -0.6 | -5.6 | -1.9 | -5.9 | 10.3 | -9.9 | -4.6 | -8.1 | 0.6 | -3.9 | -0.2 | -4.1 | -15.9 | -18.9 | -11.1 | -15.6 | -6.1 | -11.7 | 1.3 | -2.8 | -9 | -13 | 4.4 | 2.8 | 1.3 | 0.6 | 0.6 | -1.7 | -2.8 | -5 | -9 | -11 | 6.7 | 2.4 | 4.8 | 3.6 | -4.4 | -5 | 10.6 | 8.3 | 1.7 | -2.8 | -1.3 | -2.6 | 18.1 | 15.2 | 7.8 | -2.8 | 10 | 4.4 | 5 | 1.7 | 2.4 | -0.9 | 1.1 | -0.6 | 1.1 | -0.6 | -6.3 | -10.9 | 4.4 | 1.1 | 1.1 | -2.7 | -14.8 | -17.7 | 6 | 3.5 | -10 | -13.3 | -1.7 | -8.3
-23 | -25 | -5.6 | -6.7 | 6.7 | 3.9 | 2.8 | -4.4 | -13.1 | -17.7 | 5.6 | 1.1 | 4 | 3 | 8.5 | 7.5 | 12.8 | 8.9 | 11.1 | 8.3 | 12.2 | 8.3 | 10 | 6.7 | -1.1 | -8.9 | -1.8 | -5.2 | 12 | 7 | 18.7 | 15 | 23.9 | 18.9 | 6.1 | -4.1 | 13.9 | 11.7 | 11.1 | 9.4 | 21.1 | 15 | -7.8 | -10.6 | 1.8 | -3.2 | 6.7 | 1.1 | -1.7 | -5 | 0.6 | -4.4 | 2.9 | -2.7 | 3.3 | -2.2 | 5.6 | -1.1 | -6.7 | -15 | -29 | -33 | -6 | -6.5 | -7.6 | -15.8 | -3.3 | -8.3 | -10 | -13.3 | -1.9 | -4.4 | -13.3 | -18.3 | 1.1 | -3.3 | 8.9 | 2.8 | -2.2 | -15 | 10 | 2.8 | 9.4 | 4.4 | -5.6 | -6.1 | 1.1 | -4.4 | -7.8 | -10 | 10 | 6.1 | 7.2 | 0.4 | -4.4 | -7.2 | 6.7 | 3.9 | 1.7 | -5.6 | -0.9 | -5.5 | 11.3 | -9.7 | -1.5 | -6.4 | 1.1 | -6.1 | 0.8 | -3.6 | -14.6 | -18.7 | -10.6 | -15.6 | -5 | -11.1 | 2.2 | -2.8 | -7 | -12 | 5 | 2.8 | 1.5 | 0.5 | 0.6 | -1.1 | -1.7 | -5 | -5 | -10 | 6.7 | 3.5 | 9.1 | 6.4 | -5 | -5.6 | 11.7 | 9.4 | 3.3 | -3.9 | -1.1 | -2.8 | 20 | 16.1 | 10.6 | -2.8 | 11.1 | 5 | 6.1 | 1.1 | 2.8 | -1.1 | 1.7 | 0 | 3.3 | 0 | -3.7 | -9.2 | 6.1 | 1.1 | 1.7 | -2.1 | -15.6 | -18.9 | 6.3 | 4 | -8.3 | -12.2 | 0.5 | -6.9
-22 | -24 | -4.4 | -6.1 | 7.8 | 2.1 | 4.5 | -3.8 | -8 | -14.1 | 8.3 | 1.1 | 5 | 3 | 10 | 8.3 | 13.9 | 9.4 | 13.3 | 9.4 | 14.4 | 9.4 | 13.3 | 7.2 | 0 | -9.4 | -0.4 | -4.6 | 12 | 3 | 21.1 | 16.1 | 25 | 18.9 | 6.7 | -5 | 19.4 | 12.2 | 14.4 | 10 | 21.1 | 15.6 | -7.4 | -10.4 | 4.3 | -2.6 | 7.2 | 1.7 | -2.2 | -5.6 | 2.8 | -2.9 | 3.3 | -5 | 5.2 | -0.9 | 7.4 | 0.4 | -4.4 | -13.3 | -27 | -31 | -5.6 | -6.1 | -5.6 | -16.1 | -1.7 | -8.3 | -8.3 | -11.7 | -1.7 | -4.4 | -12 | -16.9 | 1.7 | -3.3 | 10.2 | 3.5 | -1.1 | -20.6 | 12.8 | 3.5 | 11.1 | 5 | -5 | -6.1 | 1.7 | -3.3 | -5 | -9.4 | 11.1 | 5.6 | 11.1 | 0.6 | -2.2 | -6.1 | 6.7 | 4.2 | 4.4 | -5 | 0 | -6.1 | 12.2 | -11.1 | 1.7 | -5.6 | 1.7 | -6.7 | 1.7 | -3.9 | -13.3 | -19.4 | -8.3 | -15 | -4.4 | -10.6 | 5.2 | -1.3 | -6 | -11 | 6.1 | 2.8 | 1.7 | 0.6 | 0.6 | -1.1 | -1.1 | -5 | -3 | -8 | 6.7 | 4.4 | 13.3 | 8.9 | -5 | -6.1 | 12.2 | 9.4 | 4.4 | -3.3 | 1.3 | -1.1 | 21.7 | 16.2 | 16.1 | -3.3 | 14.6 | 6.2 | 6.7 | 1.1 | 5.2 | -0.2 | 2.8 | 0.6 | 5.6 | -0.6 | -1.1 | -8.3 | 7.8 | 2.2 | 2.2 | -2.2 | -15.6 | -18.7 | 6.7 | 4.4 | -7.8 | -12.2 | 2.8 | -6.3
-20 | -22 | -2.8 | -6.1 | 8.9 | -0.4 | 6.1 | -4.1 | -2.8 | -11.7 | 10.6 | 0 | 6 | 3 | 11.3 | 8.7 | 15 | 9.4 | 15.6 | 8.3 | 15.7 | 8.9 | 15 | 7.2 | 1.1 | -10 | 1.1 | -5 | 12 | 4 | 22.8 | 15.9 | 25.6 | 19.4 | 7.8 | -3.8 | 22.2 | 10.6 | 17.8 | 10 | 25 | 15.6 | -7.1 | -10.5 | 6.7 | -2.8 | 8.9 | 2.8 | -2.8 | -5 | 5 | -1.9 | 3.9 | -4.7 | 7 | 0.2 | 9.3 | 1.7 | -2.2 | -13.9 | -26 | -32 | -4.3 | -5.8 | -4.8 | -14.3 | -0.6 | -7.8 | -6.1 | -8.9 | -1.5 | -3.9 | -10.7 | -15.8 | 2.2 | -2.8 | 11.5 | 4 | 0 | -21.7 | 15.5 | 3.6 | 12.7 | 5.2 | -4.4 | -5.6 | 2.8 | -2.2 | -1.7 | -12.2 | 11.7 | 5.6 | 13.5 | -0.5 | 1.1 | -5.6 | 6.7 | 4.4 | 6.7 | -4.4 | 0.7 | -5.1 | 13.1 | -10.2 | 4.3 | -3.9 | 2.2 | -6.7 | 2.6 | -2.7 | -11.3 | -17.2 | -6.1 | -13.9 | -3.3 | -9.4 | 8.1 | -0.6 | -4 | -10 | 6.7 | 3.3 | 2.2 | 1.2 | 1.1 | -0.6 | 0 | -5 | -2 | -7 | 6.9 | 4.9 | 15.9 | 8.4 | -3.9 | -6.1 | 14.4 | 9.4 | 6.1 | -4.4 | 3.7 | 0 | 23.3 | 15.9 | 17.8 | -3.3 | 18.2 | 6.7 | 7.8 | 1.7 | 7.6 | 0.3 | 2.8 | 0 | 7.2 | 0.6 | -0.2 | -6.8 | 8.3 | 2.8 | 2.8 | -1.9 | -15.6 | -18.9 | 8.4 | 5.2 | -7.2 | -11.7 | 5 | -7.2
-18 | -21 | -1.1 | -5.6 | 10 | -4.4 | 7.8 | -5 | -1.1 | -10.1 | 12.8 | -1.1 | 7 | 3 | 12.6 | 9.3 | 16.7 | 9.4 | 16.7 | 7.2 | 17 | 8.5 | 17.2 | 6.7 | 2.2 | -12.8 | 2.6 | -3.7 | 10 | 4 | 24.4 | 15.6 | 25.6 | 19.4 | 8.9 | -3.2 | 23.9 | 8.3 | 19.4 | 9.4 | 25.6 | 15 | -6.7 | -11.1 | 7.2 | -2.7 | 9.4 | 3.3 | -2.8 | -5.6 | 7.2 | -1.1 | 4.4 | -5.2 | 8.9 | 1.1 | 11.1 | 2.8 | -2.8 | -12.2 | -25 | -31 | -3 | -5.6 | -4.1 | -13.9 | 0 | -6.1 | -4.4 | -8.3 | -1.3 | -3.7 | -9.4 | -15.6 | 2.8 | -3.3 | 12.8 | 4.4 | 1.7 | -19.4 | 18.3 | 3.3 | 14.4 | 5.6 | -4.4 | -5.6 | 5 | -2.8 | 0.6 | -12.8 | 12.2 | 6.1 | 15.9 | -2.7 | 1.7 | -5 | 6.7 | 4.4 | 8.9 | -6.7 | 1.5 | -5 | 14.1 | -10.1 | 6.8 | -3.3 | 3.3 | -6.7 | 3.5 | -2 | -9.2 | -15.6 | -4.4 | -13.3 | -1.7 | -7.8 | 11.1 | 0 | -3 | -10 | 7.2 | 2.8 | 2.8 | 2.1 | 1.7 | 0.6 | 0.6 | -5 | 0 | -6 | 7 | 5.2 | 18.5 | 7.3 | -3.9 | -6.1 | 14.4 | 9.4 | 6.7 | -4.4 | 6.1 | 1.1 | 25 | 15.6 | 21.1 | -2.2 | 21.7 | 6.7 | 8.3 | 2.2 | 10 | 0.6 | 3.3 | -0.6 | 8.3 | 1.1 | 0.8 | -6.4 | 9.4 | 2.2 | 3.3 | -1.8 | -15.6 | -19.4 | 10 | 5.8 | -7.2 | -11.7 | 6.7 | -5.6
-17 | -21 | -1.1 | -7.2 | 9.8 | -4 | 8.5 | -4.7 | 0.5 | -10.3 | 14.4 | -3.9 | 7 | 3 | 13.9 | 9.4 | 16.1 | 10 | 18.3 | 7.8 | 18.3 | 7.2 | 16.7 | 7.8 | 2.8 | -12.2 | 4.1 | -3 | 10 | 2 | 26.1 | 15 | 25.6 | 19.4 | 10 | -3.3 | 24.4 | 7.8 | 20.6 | 8.3 | 26.1 | 16.1 | -6.7 | -11.1 | 7.8 | -3 | 7.8 | 3.9 | -3.3 | -5.6 | 4.4 | -1.6 | 5 | -6.7 | 10 | 2.6 | 11.8 | 4.1 | -2.2 | -12.2 | -23 | -28 | -1.7 | -6.1 | -3.3 | -14.4 | 1.1 | -5 | -3.9 | -7.2 | -1.1 | -3.9 | -8.5 | -14.8 | 3.3 | -3.9 | 9.3 | 2.6 | 1.7 | -19.4 | 16.8 | 4.2 | 15.3 | 4.1 | -3.9 | -6.1 | 6.1 | -2.2 | 2.8 | -13.9 | 12.2 | 6.7 | 18.3 | -8.3 | 2.2 | -6.1 | 6.3 | 4.1 | 11.1 | -6.1 | 2.2 | -5.6 | 15 | -12.2 | 9.4 | -3.3 | 3.3 | -6.7 | 4.4 | -1.7 | -7.2 | -15 | -3.9 | -12.8 | -0.6 | -7.2 | 13 | 0.7 | -2 | -8 | 7.8 | 2.8 | 3.3 | 2.8 | 2.2 | 1.1 | 1.7 | -5 | 1 | -5 | 7.2 | 5.6 | 21.1 | 4.4 | -3.9 | -6.7 | 15.6 | 9.4 | 7.8 | -4.4 | 9.8 | 3.3 | 25.4 | 15.7 | 21.1 | -2.2 | 22.1 | 5.5 | 8.9 | 3.3 | 11.5 | 2 | 4.4 | 0 | 10 | 1.7 | 1.7 | -6.7 | 10.6 | 2.2 | 3.9 | -2.2 | -15 | -18.9 | 11.7 | 6.1 | -7.2 | -11.7 | 8.3 | -4.6
-16 | -20 | 0 | -7.2 | 9.6 | -4.5 | 9.3 | -5.4 | 2.2 | -11.7 | 15 | -4.4 | 7 | 3 | 14.3 | 9.4 | 16.1 | 10 | 19.4 | 7.2 | 18.3 | 8.9 | 17.8 | 6.1 | 2.8 | -11.1 | 5.6 | -2.8 | 11 | 2 | 26.3 | 14.5 | 26.7 | 18.9 | 10.6 | -2.1 | 23.9 | 8.3 | 21.7 | 8.3 | 25.6 | 15.6 | -6.7 | -11.6 | 8.3 | -3.9 | 7.2 | 4.4 | -3.3 | -7.2 | 1.7 | -2.5 | 3.9 | -5.4 | 11.1 | 3.9 | 12.6 | 5.1 | -1.1 | -11.1 | -21 | -28 | -1.5 | -5.7 | -3.1 | -13.5 | 2.2 | -3.9 | -2.8 | -6.7 | -1.3 | -3.8 | -7.6 | -14.5 | 3.3 | -3.9 | 5.7 | 0.6 | 1.7 | -20.6 | 15.4 | 4.8 | 16.3 | 2.7 | -3.3 | -5.6 | 6.7 | -3.3 | 4.4 | -13.3 | 13.3 | 4.4 | 18.7 | -6.8 | 2.8 | -6.7 | 6 | 3.8 | 12.2 | -6.1 | 2.6 | -4.9 | 15.2 | -11.6 | 10.9 | -3.2 | 4.4 | -6.7 | 3.7 | -0.9 | -6.7 | -13 | -2.8 | -13.3 | 0 | -7.8 | 14.8 | 0.6 | -1 | -6 | 8.9 | 2.8 | 4.4 | 3.1 | 2.8 | 1.7 | 2.8 | -5 | 2 | -3 | 6.5 | 4.8 | 21.7 | 4.3 | -4.4 | -7.2 | 15 | 9.4 | 6.7 | 0 | 13.5 | 5.2 | 25.7 | 15.4 | 22.8 | -2.2 | 22.4 | 4 | 9.4 | 5 | 12.9 | 3 | 4.4 | 0 | 11.1 | 1.7 | 2.6 | -5.8 | 11.1 | 2.8 | 4.5 | -1.7 | -14.5 | -18.9 | 13.4 | 6.3 | -7.2 | -11.1 | 10 | -4.4
-15 | -20 | 0.6 | -7.2 | 9.4 | -5.6 | 10 | -6.7 | 1.8 | -8.9 | 15.6 | -5 | 7 | 4 | 14.6 | 9.2 | 15.6 | 9.4 | 20.6 | 7.2 | 18.3 | 9.9 | 15.6 | 8.3 | 2.8 | -10.6 | 6 | -2.3 | 10 | 4 | 26.5 | 14 | 25.6 | 18.9 | 11.1 | -1.7 | 23.3 | 8.3 | 21.7 | 8.3 | 26.1 | 15.6 | -6.7 | -12.8 | 8.5 | -3 | 7.2 | 5 | -2.8 | -6.1 | -1.1 | -3.9 | 2.8 | -5.4 | 12.2 | 5 | 13.3 | 6.1 | -0.6 | -11.7 | -21 | -26 | -1.3 | -5.9 | -3 | -13.7 | 1.7 | -3.3 | -2.8 | -6.7 | -1.5 | -4.3 | -6.7 | -15.6 | 2.8 | -5 | 2.2 | -1.7 | 2.2 | -19.4 | 13.9 | 5 | 17.2 | 0.6 | -2.8 | -6.1 | 7.8 | -3.9 | 5 | -13.3 | 12.8 | 5 | 19 | -7.3 | 3.9 | -5 | 5.6 | 3.3 | 12.8 | -5.6 | 2.9 | -5.3 | 15.4 | -12.4 | 12.4 | -3.4 | 4.4 | -6.7 | 2.9 | -0.8 | -6.1 | -12.1 | -2.2 | -13.3 | 0 | -7.8 | 16.7 | 0.6 | 0 | -6 | 10 | 1.7 | 5.6 | 3.6 | 3.3 | 2.2 | 3.3 | -5 | 3 | -3 | 5.7 | 4 | 22.2 | 3.3 | -3.9 | -6.7 | 16.1 | 9.4 | 3.9 | 2.2 | 17.2 | 6.7 | 26.1 | 15.6 | 23.9 | -2.2 | 22.8 | 2.2 | 10 | 6.1 | 14.4 | 4.4 | 4.4 | 0 | 11.7 | 0.6 | 3.5 | -5.7 | 11.7 | 3.3 | 5 | -1.5 | -13.9 | -19.4 | 15 | 6.1 | -6.7 | -11.7 | 9.1 | -4.6
-16 | -19 | 1.7 | -7.2 | 8.3 | -4.9 | 9.3 | -5.8 | 1.5 | -7.9 | 16.1 | -3.9 | 7 | 3 | 15 | 8.9 | 15 | 8.9 | 20.6 | 8.9 | 18.3 | 11.1 | 15 | 8.9 | 2.2 | -9.4 | 6.3 | -2.5 | 10 | 2 | 26.7 | 13.3 | 25 | 18.9 | 11.7 | -1.1 | 24.4 | 8.3 | 21.7 | 8.3 | 25 | 15 | -8 | -12.7 | 8.7 | -2.8 | 7.2 | 5 | -2.8 | -6.1 | -1.1 | -3.9 | 1.7 | -6.1 | 12 | 5.2 | 12.6 | 6 | 0.6 | -12.2 | -21 | -26 | -1.1 | -6.7 | -2.8 | -15.6 | 1.1 | -2.8 | -2.8 | -6.7 | -1.7 | -5 | -7.2 | -14.7 | 2.2 | -5 | 0.9 | -2.7 | 1.7 | -17.8 | 10.2 | 3.5 | 15.7 | 1.4 | -2.2 | -5.6 | 6.1 | -3.9 | 5 | -12.8 | 12.8 | 3.9 | 19.4 | -8.3 | 3.9 | -3.3 | 5.8 | 3.8 | 13.3 | -5.6 | 3.3 | -6.1 | 15.6 | -14.4 | 13.9 | -5 | 4.4 | -6.7 | 2.2 | -0.6 | -5.6 | -11.7 | -2.2 | -12.2 | 0 | -7.8 | 16.1 | 1 | 0 | -5 | 10.6 | 2.8 | 6.7 | 3.9 | 3.3 | 2.2 | 3.3 | -3.9 | 2 | -2 | 5 | 3.3 | 22.8 | 2.8 | -2.8 | -6.1 | 16.1 | 9.4 | 3.9 | 2.8 | 17.4 | 6 | 25 | 15.9 | 22.2 | -2.2 | 21.1 | 2.9 | 10 | 7.2 | 14.6 | 4.6 | 5.6 | -1.7 | 11.1 | -0.6 | 4.4 | -6.7 | 11.7 | 2.8 | 5.6 | -1.7 | -14.8 | -19.9 | 16.7 | 5.6 | -7.2 | -11.7 | 8.1 | -5.1
-15 | -18 | 1.1 | -6.7 | 7.2 | -4.9 | 8.5 | -6.1 | 1.1 | -7.8 | 15.6 | -5.6 | 6 | 4 | 13.9 | 9 | 14.4 | 7.2 | 18.9 | 6.7 | 15.7 | 10.5 | 13.9 | 9.4 | 1.1 | -8.3 | 6.7 | -2.8 | 9 | 1 | 25 | 14.8 | 25 | 18.9 | 11.1 | -0.6 | 23.9 | 8.3 | 21.1 | 7.8 | 25 | 15.6 | -9.3 | -13.4 | 8.9 | -2.8 | 7.2 | 4.4 | -3.9 | -6.1 | -1.1 | -4.2 | 0.8 | -4.6 | 11.9 | 5.6 | 11.8 | 5.9 | -2.2 | -10 | -21 | -25 | -1.1 | -5.5 | -3.9 | -14.3 | 1.7 | -2.8 | -2.8 | -6.1 | -2.1 | -5.2 | -7.8 | -14.9 | 1.7 | -5.6 | -0.4 | -4.2 | 1.1 | -18.3 | 6.5 | 1.6 | 14.3 | 2.5 | -2.8 | -5.6 | 4.4 | -4.4 | 4.4 | -12.2 | 11.1 | 4.4 | 17 | -6 | 3.9 | -2.2 | 5.9 | 4.1 | 12.2 | -5.6 | 1.3 | -5.2 | 14.1 | -12.4 | 11.5 | -3.4 | 5 | -6.1 | 2.6 | -0.1 | -6.5 | -11.2 | -2.2 | -11.7 | 0 | -7.2 | 15.6 | 1 | 0 | -6 | 9.4 | 0.6 | 6.1 | 3.6 | 3.9 | 2.2 | 1.7 | -1.1 | 2 | -2 | 4.8 | 3.3 | 20.8 | 3.1 | -2.8 | -6.1 | 15 | 8.9 | 3.9 | 3.3 | 17.6 | 5.6 | 23.9 | 16 | 20.6 | -2.2 | 19.5 | 3.2 | 10 | 7.2 | 14.8 | 4.8 | 4.4 | -1.7 | 9.4 | 0 | 4 | -5.3 | 10.6 | 2.8 | 4.7 | -1 | -15.8 | -21.2 | 15.9 | 5.2 | -8.3 | -11.7 | 7.2 | -6.7
-17 | -20 | -1.7 | -7.8 | 6.1 | -6.1 | 7.8 | -6.7 | -1.7 | -9.1 | 15 | -5.6 | 4 | 3 | 12.8 | 9.1 | 12.8 | 7.8 | 16.7 | 10 | 13.2 | 9.5 | 11.7 | 8.9 | 0 | -7.2 | 4.3 | -1.9 | 8 | 0 | 23.4 | 15.7 | 24.4 | 19.4 | 10.6 | -0.2 | 22.2 | 7.8 | 18.9 | 7.8 | 23.3 | 15.6 | -10.6 | -14.4 | 8.3 | -1.3 | 7.2 | 4.4 | -4.4 | -7.8 | -1.1 | -5 | -0.2 | -4.3 | 11.7 | 5.6 | 11.1 | 5.6 | -2.8 | -10 | -22 | -26 | -1.1 | -5 | -5 | -14.8 | 1.1 | -2.8 | -2.8 | -5 | -2.4 | -5.6 | -8.3 | -16.1 | 1.1 | -5.6 | -1.7 | -6.1 | 0.6 | -17.8 | 2.8 | -0.6 | 12.8 | 2.8 | -3.3 | -5.6 | 2.2 | -4.4 | 2.2 | -11.7 | 10 | 3.9 | 14.6 | -5.1 | 3.3 | -1.1 | 6.1 | 4.4 | 10 | -4.4 | -0.8 | -5.2 | 12.6 | -11.9 | 9.1 | -3.3 | 2.2 | -7.2 | 2.9 | 0.1 | -7.4 | -11.4 | -1.7 | -11.7 | 0 | -7.2 | 15 | 1.1 | 0 | -5 | 7.2 | 2.2 | 5.6 | 3.6 | 3.9 | 2.2 | 1.1 | -0.6 | 2 | -2 | 4.6 | 3.3 | 18.7 | 3.3 | -3.3 | -6.1 | 13.3 | 7.8 | 3.9 | 3.3 | 17.8 | 4.4 | 22.8 | 16.1 | 21.1 | -2.8 | 17.8 | 3.3 | 10 | 7.8 | 15 | 5 | 4.4 | -0.6 | 8.9 | 0 | 3.7 | -5.1 | 9.4 | 2.2 | 3.7 | -0.6 | -16.7 | -22.8 | 15.2 | 4.9 | -10 | -12.8 | 6.1 | -5.2
-19 | -21 | -3.9 | -7.8 | 5.4 | -5.2 | 5.9 | -4.8 | -4.4 | -11.7 | 13.3 | -3.9 | 4 | 2 | 11.7 | 8.9 | 12.8 | 7.2 | 15.6 | 10 | 10.6 | 8.3 | 12.2 | 1.1 | 0 | -6.7 | 1.8 | -1.7 | 7 | 1 | 21.7 | 16.1 | 23.9 | 20 | 10 | 0 | 20.6 | 8.3 | 17.2 | 6.1 | 22.2 | 15.6 | -11.5 | -14.7 | 7.8 | -0.2 | 6.7 | 4.4 | -5 | -7.2 | -2 | -4.9 | -1.1 | -4.4 | 10.9 | 6.3 | 10.5 | 5.7 | -2.2 | -9.4 | -21 | -24 | -1.1 | -5 | -6.1 | -16.1 | 1.1 | -2.8 | -2.8 | -5 | -2.8 | -6.7 | -9.2 | -15.4 | 0 | -6.1 | -2.8 | -6.8 | 0.6 | -19.4 | 1.3 | -1.6 | 11.3 | 3.1 | -3.9 | -5.6 | 1.7 | -4.4 | 1.7 | -12.2 | 10 | 2.8 | 12.2 | -6.1 | 1.1 | -1.7 | 6.7 | 5 | 8.9 | -5 | -2.8 | -6.1 | 11.1 | -13.3 | 6.7 | -3.9 | 1.1 | -6.7 | 3.3 | 0.6 | -8.3 | -12.2 | -2.8 | -10.6 | 0 | -6.1 | 12.6 | 1 | -1 | -5 | 6.1 | 2.8 | 5 | 3.3 | 3.9 | 2.8 | 0.6 | -1.1 | 0 | -2 | 4.4 | 3.3 | 16.7 | 2.8 | -3.3 | -5.6 | 12.8 | 7.8 | 3.9 | 3.9 | 16.7 | 4.4 | 21.5 | 16.5 | 15.6 | -2.2 | 15.4 | 2.2 | 10 | 8.3 | 13.5 | 6.2 | 2.8 | -1.1 | 5.6 | -0.6 | 3.3 | -5.6 | 9.4 | 2.2 | 2.8 | -0.6 | -17.4 | -23.2 | 14.4 | 4.4 | -11.7 | -14.4 | 5 | -5
-20 | -22 | -3.3 | -6.7 | 4.6 | -5.3 | 4.1 | -4.1 | -7.2 | -15 | 13.3 | -3.3 | 3 | 2 | 10.4 | 8.4 | 12.8 | 8.3 | 15 | 9.4 | 10.4 | 8.2 | 13.3 | 0 | -0.6 | -7.2 | -0.6 | -2.2 | 7 | 1 | 20.6 | 16.5 | 23.3 | 20 | 9.6 | 0.5 | 19.4 | 8.9 | 14.4 | 6.7 | 21.7 | 16.1 | -12.4 | -15.1 | 7.2 | 0.6 | 6.7 | 4.4 | -5 | -7.2 | -3 | -5.3 | -1.8 | -4.3 | 10.2 | 6.7 | 10 | 5.6 | -2.8 | -11.1 | -20 | -23 | -1.3 | -4.4 | -6.5 | -15.4 | 0.6 | -2.2 | -2.8 | -5 | -3.2 | -7 | -10.2 | -15.6 | -1.1 | -6.7 | -3.9 | -8 | 0 | -17.8 | -0.2 | -2.7 | 9.8 | 3.1 | -4.4 | -5.6 | 1.1 | -4.4 | 0.6 | -11.7 | 9.4 | 4.4 | 11.3 | -5 | 0.6 | -1.7 | 7.2 | 5.5 | 4.4 | -3.9 | -2.2 | -5.7 | 10.5 | -10.3 | 6.1 | -2.9 | 1.1 | -6.7 | 3.3 | 0.3 | -7.9 | -11.3 | -2.8 | -9.4 | 0 | -6.1 | 10.2 | 0.8 | 0 | -5 | 6.1 | 1.7 | 3.9 | 2.6 | 3.9 | 2.8 | 0.6 | -1.1 | 0 | -3 | 4.6 | 3.4 | 15.2 | 4.3 | -3.3 | -5.6 | 11.7 | 8.3 | 3.9 | 3.9 | 15.5 | 4.3 | 20.2 | 16.7 | 14.4 | -1.7 | 13 | 1.3 | 10.6 | 8.9 | 12.1 | 6.8 | 2.8 | -0.6 | 4.4 | -1.1 | 3.5 | -4.4 | 8.9 | 2.2 | 2.2 | -0.6 | -18.2 | -24.3 | 13.1 | 5.5 | -13.3 | -16.1 | 3.9 | -5.6
-19 | -21 | -0.6 | -6.1 | 3.9 | -6.1 | 2.2 | -4.4 | -9.1 | -15.3 | 10 | -1.7 | 3 | 2 | 9.1 | 7.9 | 12.8 | 7.8 | 14.4 | 9.4 | 10.2 | 8 | 11.7 | -0.6 | -0.6 | -7.2 | -0.2 | -2 | 5 | -1 | 19.4 | 16.7 | 23.3 | 20 | 9.3 | 1 | 18.9 | 8.3 | 13.9 | 6.1 | 20.6 | 16.7 | -13.3 | -16.1 | 6.3 | 1 | 6.7 | 4.4 | -6.1 | -8.9 | -3.9 | -6.1 | -2.6 | -4.5 | 9.4 | 7.2 | 9.4 | 5.6 | -2.2 | -10.6 | -20 | -23 | -1.5 | -4.1 | -6.8 | -15.7 | 0.6 | -2.2 | -2.2 | -4.4 | -3.5 | -7.8 | -11.1 | -16.7 | -1.7 | -7.2 | -5 | -10 | 0 | -15.6 | -1.7 | -4.4 | 8.3 | 2.8 | -5 | -5.6 | 1.1 | -4.4 | -0.6 | -10.6 | 8.9 | 6.1 | 10.3 | -5.4 | -2.8 | -3.9 | 7.8 | 6.1 | 3.9 | -3.3 | -1.7 | -5.9 | 10 | -9.6 | 5.6 | -2.6 | 0 | -6.7 | 3.3 | 0.2 | -7.6 | -11 | -2.2 | -9.4 | -0.6 | -5.6 | 7.8 | 0 | -1 | -4 | 2.2 | 0.6 | 2.8 | 1.9 | 3.9 | 2.2 | 0 | -1.1 | 0 | -1 | 4.8 | 3.6 | 13.7 | 5.1 | -3.9 | -6.1 | 11.1 | 8.9 | 4.4 | 4.4 | 14.4 | 3.9 | 18.9 | 16.7 | 11.1 | -2.8 | 10.6 | 0 | 11.1 | 9.4 | 10.6 | 7.2 | 2.8 | -1.1 | 5 | -0.6 | 3.7 | -4.2 | 7.8 | 2.2 | 1.7 | -0.8 | -18.9 | -26.1 | 11.9 | 6.2 | -13.3 | -16.1 | 3.3 | -5.2
-16 | -19 | -2.8 | -6.7 | 3.2 | -6 | 1.3 | -3.5 | -10.9 | -16.5 | 8.3 | 0 | 2 | 1 | 7.8 | 7.2 | 12.2 | 8.9 | 13.9 | 10 | 10 | 7.8 | 10 | -0.7 | -1.1 | -7.8 | 0.2 | -1.9 | 3 | -3 | 18.3 | 16.7 | 22.8 | 20 | 8.9 | 1.1 | 18.3 | 9.4 | 12.8 | 6.1 | 19.4 | 16.1 | -14.1 | -16.4 | 5.3 | 1.4 | 6.7 | 4.4 | -6.7 | -8.9 | -4.6 | -6.4 | -3.3 | -5 | 9.2 | 7.2 | 9.4 | 6.2 | -2.2 | -11.1 | -18 | -21 | -1.7 | -4.4 | -7.2 | -17.2 | -0.6 | -3.3 | -2.2 | -4.4 | -3.9 | -9.4 | -11.7 | -16.2 | -2.2 | -8.3 | -6.1 | -10.2 | 0 | -15 | -2.6 | -5.2 | 6.3 | 2.6 | -4.4 | -5.6 | 1.1 | -4.4 | -1.1 | -11.7 | 10 | 6.7 | 9.4 | -6.1 | -2.2 | -2.8 | 8.5 | 6.7 | 4.4 | -3.3 | -1.1 | -6.7 | 9.4 | -10 | 5 | -2.8 | -1.7 | -6.7 | 3.3 | 0 | -7.2 | -11.1 | -2.2 | -9.4 | -0.6 | -5 | 5.6 | -0.2 | -1 | -3 | 2.2 | 0 | 1.7 | 1.1 | 3.9 | 2.8 | -0.6 | -1.7 | 1 | 0 | 5 | 3.9 | 12.2 | 5.6 | -4.4 | -6.7 | 10.6 | 7.8 | 4.4 | 4.4 | 13.9 | 4.2 | 18.7 | 16.5 | 9.4 | -2.8 | 9.3 | -0.8 | 11.1 | 10.6 | 10.4 | 7.7 | 2.2 | -1.1 | 5.6 | 0.6 | 3.9 | -4.4 | 7.2 | 2.2 | 1.1 | -1.1 | -19.3 | -25.8 | 10.6 | 6.7 | -14.4 | -17.8 | 2.8 | -5.4
-15 | -17 | -1.7 | -6.1 | 2.4 | -6.6 | 0.3 | -3.2 | -12.8 | -18.3 | 6.7 | 0 | 1 | 0 | 7.4 | 7 | 11.7 | 8.9 | 13.3 | 9.4 | 9.8 | 7.8 | 8.9 | -0.8 | -2.2 | -7.2 | 0.6 | -2.2 | 2 | -3 | 17.4 | 15.1 | 23.3 | 20 | 8.5 | 1.2 | 17.2 | 9.4 | 12.2 | 6.1 | 18.9 | 16.1 | -14.8 | -16.9 | 4.4 | 1.7 | 6.1 | 3.9 | -6.7 | -9.4 | -5.4 | -7 | -3.3 | -4.7 | 9.1 | 7.2 | 9.4 | 6.7 | -3.9 | -12.2 | -17 | -20 | -1.7 | -4.2 | -8.1 | -16.7 | -0.6 | -3.9 | -1.7 | -4.4 | -5 | -9.3 | -12.2 | -16.4 | -3.9 | -9.4 | -7.2 | -11.2 | 0 | -13.9 | -3.5 | -6.6 | 4.2 | 1.7 | -4.4 | -5.6 | 1.7 | -5 | -1.7 | -11.7 | 10 | 6.7 | 8.7 | -4.3 | -3.3 | -3.3 | 9.3 | 7.3 | 3.3 | -3.3 | -0.7 | -4.9 | 8.9 | -8.1 | 4.4 | -1.8 | -3.9 | -7.2 | 3.1 | 0 | -6.5 | -10.7 | -2.2 | -9.4 | -0.6 | -5.6 | 3.3 | -0.9 | -2 | -3 | 1.7 | 0.6 | 1.7 | 1.1 | 4.4 | 2.8 | -1.1 | -2.2 | 1 | 0 | 5 | 4 | 10.9 | 5.9 | -5 | -6.7 | 10 | 7.8 | 5 | 4.4 | 13.3 | 4.7 | 18.5 | 16.3 | 7.8 | -2.8 | 8 | -1.6 | 12.2 | 11.7 | 10.2 | 8 | 2.2 | -1.1 | 6.1 | -0.6 | 3.5 | -3.7 | 6.1 | 2.2 | 1.1 | -1 | -19.6 | -26.1 | 10 | 6.6 | -14.4 | -18.3 | 2.2 | -6.7
-11 | -15 | -3.3 | -6.7 | 1.7 | -8.3 | -0.6 | -3.3 | -13.3 | -18.1 | 5.6 | 0 | 1 | 1 | 7.1 | 7 | 11.7 | 8.9 | 12.2 | 9.4 | 9.6 | 7.7 | 7.8 | -0.9 | -3.3 | -6.7 | -0.2 | -2.3 | 2 | -4 | 16.5 | 13.3 | 23.3 | 20.6 | 8.2 | 0.9 | 16.1 | 9.4 | 11.1 | 5.6 | 19.4 | 16.7 | -15.6 | -17.8 | 3.5 | 0.9 | 5.6 | 3.3 | -6.7 | -9.4 | -6.1 | -7.8 | -3.3 | -4.4 | 8.9 | 7.2 | 9.4 | 7.2 | -4.4 | -11.7 | -16 | -19 | -1.7 | -3.9 | -9.1 | -17.4 | -2.2 | -5 | -1.7 | -3.9 | -6.1 | -10 | -12.8 | -17.2 | -3.9 | -9.4 | -8.3 | -12.8 | 0.6 | -12.8 | -4.4 | -8.3 | 2.2 | 1.1 | -5 | -5.6 | 2.8 | -5.6 | -2.8 | -8.3 | 10 | 6.7 | 7.9 | -3.2 | -3.9 | -5 | 10 | 7.8 | 0.6 | -3.9 | -0.4 | -3.8 | 8.3 | -7.7 | 3.9 | -1.3 | -5.6 | -7.8 | 3 | 0 | -5.7 | -10.6 | -2.2 | -8.9 | 0 | -5 | 1.1 | -1.7 | -1 | -3 | 1.1 | -0.6 | 1.7 | 1.1 | 4.4 | 2.8 | -1.1 | -1.7 | 1 | 0 | 5 | 4.3 | 9.6 | 6.2 | -5 | -6.7 | 9.4 | 7.2 | 5 | 4.4 | 12.8 | 5 | 18.3 | 16.1 | 6.7 | -2.8 | 6.7 | -2.8 | 13.3 | 12.8 | 10 | 8.3 | 2.2 | -1.1 | 5 | -0.6 | 3.2 | -3.4 | 5 | 1.7 | 1.1 | -1 | -20 | -27.2 | 9.5 | 6.4 | -15 | -18.9 | 1.8 | -5.8
-11 | -15 | -2.2 | -7.2 | 0.8 | -8.7 | -1 | -3.4 | -13.9 | -18.5 | 4.4 | -0.6 | 0 | -1 | 6.7 | 6.7 | 11.7 | 8.3 | 11.7 | 9.4 | 9.4 | 7.8 | 6.7 | -0.9 | -4.4 | -6.7 | -0.9 | -2.7 | 1 | -4 | 15.6 | 11.7 | 23.3 | 20 | 7.8 | 0.6 | 15.6 | 9.4 | 11.1 | 5.6 | 18.9 | 16.7 | -16 | -19 | 2.6 | 0.1 | 5 | 3.3 | -6.7 | -9.4 | -6.7 | -8 | -3.3 | -4.4 | 8.9 | 7.4 | 9.6 | 7.6 | -4.4 | -11.1 | -16 | -18 | -1.7 | -3.9 | -10 | -18.9 | -2.2 | -5 | -1.1 | -3.9 | -7.2 | -11.1 | -12.6 | -16.5 | -5 | -10 | -8.9 | -12.6 | 0.6 | -12.2 | -5.2 | -8.2 | 2 | 0.8 | -5 | -5.6 | 2.8 | -7.2 | -4.4 | -9.4 | 10 | 6.7 | 7.2 | -2.8 | -7.2 | -7.2 | 9.8 | 7.6 | 1.7 | -3.3 | 0 | -3.3 | 7.8 | -8.3 | 3.3 | -1.1 | -6.1 | -7.8 | 2.8 | 0 | -5 | -11.7 | -1.7 | -8.9 | -0.6 | -5.6 | 0.4 | -2.2 | -1 | -3 | 0.6 | -1.1 | 1.7 | 1.1 | 3.9 | 2.8 | -1.1 | -2.2 | 1 | 0 | 5 | 4.4 | 8.3 | 6.1 | -4.4 | -6.1 | 9.4 | 7.2 | 5 | 4.4 | 12.6 | 3.6 | 17.8 | 15.8 | 8.3 | -2.2 | 5.6 | -3.3 | 13.3 | 12.8 | 9.8 | 8.8 | 2.2 | -1.7 | 5.6 | -2.8 | 2.8 | -3.9 | 5 | 2.2 | 1.1 | -1.1 | -20.2 | -26.5 | 8.9 | 6.1 | -14.4 | -18.3 | 1.5 | -5.8
-8 | -11 | -2.8 | -8.3 | -0.2 | -10.6 | -1.3 | -3.4 | -14.4 | -19.4 | 3.9 | 0 | 1 | 0 | 7.1 | 7 | 10 | 7.8 | 11.7 | 10 | 9.4 | 7.7 | 5 | -0.9 | -5 | -6.1 | -1.7 | -3.3 | 1 | -5 | 15 | 11.6 | 23.3 | 20.6 | 7.6 | 1 | 14.4 | 9.4 | 10.6 | 5 | 20 | 15.6 | -16.3 | -20.5 | 1.7 | -0.6 | 4.4 | 2.8 | -6.7 | -8.9 | -7.2 | -8.3 | -4.6 | -5.7 | 8.9 | 7.7 | 9.8 | 7.9 | -4.4 | -10.6 | -16 | -20 | -1.7 | -3.7 | -10.7 | -18 | -3.3 | -6.1 | -1.1 | -3.9 | -8.3 | -11.2 | -12.4 | -16.3 | -6.1 | -10.6 | -9.4 | -13.1 | 0.6 | -11.1 | -5.9 | -8.6 | 1.9 | 0.7 | -5 | -5.6 | 3.9 | -7.8 | -4.4 | -8.3 | 11.1 | 6.7 | 6.5 | -2.3 | -7.2 | -7.2 | 9.6 | 7.4 | 0.6 | -3.3 | 0.4 | -2.6 | 7.4 | -7.7 | 2.8 | -1.2 | -7.2 | -8.3 | 2.8 | 0.2 | -5 | -10.3 | -1.7 | -8.9 | -1.7 | -6.7 | -0.4 | -2.9 | -2 | -5 | -1.1 | -2.2 | 1.9 | 1.3 | 2.8 | 1.1 | -1.1 | -2.2 | 1 | 0 | 5.2 | 4.6 | 7 | 5.3 | -4.4 | -6.1 | 9.4 | 7.2 | 4.4 | 3.9 | 12.4 | 2.3 | 17.2 | 15.4 | 5 | -3.3 | 4.4 | -4.5 | 13.3 | 12.8 | 9.6 | 9 | 2.8 | -2.2 | 3.3 | 0 | 1.7 | -2.8 | 5.6 | 2.2 | 0.9 | -1 | -20.4 | -26.7 | 7.6 | 4.9 | -13.9 | -17.8 | 1.1 | -6.7
-10 | -13 | -2.2 | -8.3 | -1.1 | -13.9 | -1.7 | -3.9 | -15 | -18.9 | 4.4 | 0 | 0 | 0 | 7.4 | 7 | 9.4 | 7.8 | 11.1 | 10 | 9.4 | 7.7 | 3.3 | -1 | -5.6 | -6.7 | -1.7 | -3.4 | 1 | -3 | 14.5 | 11.7 | 23.3 | 20.6 | 7.4 | 1.5 | 13.9 | 9.4 | 8.3 | 4.4 | 19.4 | 16.1 | -16.7 | -22.8 | 1.5 | -0.9 | 3.3 | 1.7 | -6.7 | -9.4 | -7.8 | -8.9 | -5.9 | -7.2 | 8.9 | 7.8 | 10 | 8.3 | -5 | -10 | -16 | -19 | -1.7 | -3.5 | -11.5 | -18 | -4.4 | -6.7 | -1.1 | -2.2 | -9.5 | -11.9 | -12.2 | -16.7 | -5.6 | -10.6 | -10 | -13.9 | 0.6 | -10.6 | -6.7 | -9.4 | 1.7 | 0.6 | -5 | -5 | 2.2 | -7.8 | -5 | -8.9 | 10.6 | 7.2 | 5.7 | -2.3 | -8.3 | -8.3 | 9.4 | 7.2 | 0.6 | -3.3 | 0.7 | -2.5 | 7.1 | -8.3 | 2.2 | -1.6 | -8.9 | -9.4 | 2.8 | 0.3 | -5 | -9.9 | -1.7 | -8.3 | -2.2 | -6.7 | -1.1 | -3.9 | -3 | -5 | 0 | -1.1 | 2 | 1.4 | 2.2 | 0.6 | -1.1 | -2.2 | 0 | 0 | 5.4 | 4.8 | 5.7 | 4.7 | -4.4 | -4.4 | 8.3 | 5 | 3.9 | 3.3 | 12.2 | 0.6 | 16.7 | 15 | 4.4 | -3.3 | 3.3 | -6.1 | 13.3 | 12.8 | 9.4 | 9.4 | 2.8 | -1.7 | 2.2 | 0 | 0.5 | -2.7 | 5 | 1.7 | 0.8 | -0.8 | -20.6 | -27.2 | 6.3 | 3.5 | -11.1 | -16.7 | 0.7 | -6.7
-9 | -12 | -2.2 | -7.2 | -0.9 | -12.7 | -2.1 | -3.9 | -15.5 | -18.8 | 3.9 | 0 | -1 | -2 | 7.8 | 7.2 | 8.9 | 7.8 | 11.1 | 10 | 9.4 | 7.8 | 2.2 | -1.1 | -5.6 | -6.7 | -1.7 | -3.5 | 1 | -3 | 13.9 | 11.7 | 23.3 | 20.6 | 7.2 | 1.7 | 13.9 | 9.4 | 9.4 | 5 | 19.4 | 16.7 | -16.7 | -22.2 | 1.3 | -1.4 | 3.3 | 1.1 | -7.2 | -9.4 | -8 | -8.8 | -7.2 | -8.9 | 8.9 | 7.5 | 9.8 | 8.3 | -5 | -10 | -17 | -21 | -1.7 | -3.3 | -12.2 | -18.9 | -2.8 | -5 | -1.1 | -1.7 | -10.6 | -12.8 | -11.8 | -15.5 | -6.1 | -10 | -10.7 | -13.7 | 1.1 | -9.4 | -7.2 | -9.5 | 1.5 | 0.5 | -4.4 | -4.4 | 1.7 | -6.7 | -6.1 | -9.4 | 10.6 | 7.8 | 5 | -2.8 | -8.3 | -8.9 | 9.6 | 7.4 | 1.1 | -3.3 | 1.1 | -2.8 | 6.7 | -10 | 1.7 | -2.2 | -8.9 | -10 | 2.8 | 0.6 | -5 | -10 | -1.1 | -7.2 | -1.7 | -7.2 | -1.8 | -4.3 | -2 | -4 | 0 | -1.7 | 2.2 | 1.7 | 1.7 | 0 | -1.1 | -2.2 | 0 | -1 | 5.6 | 5 | 4.4 | 3.9 | -3.9 | -3.9 | 7.8 | 3.3 | 3.9 | 3.3 | 11.7 | 0.8 | 17.2 | 15.6 | 3.9 | -3.3 | 2.6 | -6.5 | 13.9 | 12.8 | 8.9 | 8.9 | 2.8 | -1.7 | 2.2 | 0 | -0.6 | -2.8 | 3.9 | 1.1 | 0.6 | -1.1 | -20.2 | -26.5 | 5 | 2.2 | -9.4 | -16.1 | 0.4 | -7.8
-10 | -13 | -2.2 | -6.7 | -0.8 | -13.2 | -2.4 | -4 | -16.1 | -19.4 | 2.8 | -0.6 | -1 | -3 | 7.6 | 7.2 | 8.9 | 7.8 | 11.1 | 9.4 | 9 | 7.1 | 1.1 | -1.1 | -6.7 | -7.2 | -1.7 | -3.9 | 1 | -3 | 14.1 | 11.5 | 23.3 | 20.6 | 6.8 | 1.7 | 14.4 | 9.4 | 10 | 5.6 | 18.9 | 16.7 | -16.7 | -22.2 | 1.1 | -2.2 | 2.8 | 1.1 | -7.2 | -10 | -8.1 | -8.7 | -7.2 | -8.7 | 8.9 | 7 | 9.6 | 8.4 | -3.9 | -8.9 | -19 | -22 | -1.9 | -3.1 | -12.4 | -19 | -1.1 | -4.4 | -1.7 | -2.8 | -11.1 | -13 | -11.5 | -15.1 | -7.2 | -11.1 | -11.5 | -14 | 1.1 | -8.9 | -7.8 | -9.9 | 1.3 | 0.6 | -4.4 | -4.4 | 0.6 | -6.1 | -6.7 | -9.4 | 10 | 8.3 | 5.2 | -1.7 | -8.9 | -8.9 | 9.8 | 7.6 | 0.6 | -3.3 | 0 | -2.2 | 6.7 | -9 | 0 | -3.1 | -8.9 | -10 | 3 | 0.5 | -4.1 | -8.7 | -1.1 | -6.7 | -1.7 | -7.2 | -2.6 | -5.1 | -3 | -5 | 0.6 | -0.6 | 2.2 | 1.6 | 1.7 | 0.6 | -1.1 | -2.2 | -1 | -2 | 5.4 | 4.8 | 4 | 3.3 | -3.9 | -3.9 | 7.2 | 2.8 | 3.3 | 2.8 | 11.1 | 0.5 | 17.8 | 16.2 | 3.3 | -3.9 | 1.8 | -7.6 | 13.3 | 12.2 | 8.3 | 8.3 | 2.8 | -2.2 | 2.2 | 0.6 | -1.1 | -3.3 | 4.4 | 1.1 | 0.4 | -1.3 | -19.8 | -26.1 | 4.1 | 1.5 | -5.6 | -14.4 | 0 | -10
-10 | -13 | 0 | -5 | -0.6 | -15.6 | -2.8 | -4.4 | -15.5 | -18.4 | 1.1 | -0.6 | -1 | -1 | 7.4 | 7.3 | 9.4 | 7.8 | 10.6 | 9.4 | 8.7 | 6.7 | 1.7 | -1.1 | -5 | -5.6 | -1.5 | -3.7 | 1 | -3 | 14.2 | 11.2 | 23.3 | 20.6 | 6.5 | 1.6 | 13.9 | 9.4 | 7.8 | 4.4 | 18.9 | 16.1 | -16.7 | -22.8 | 0.9 | -2.5 | 2.2 | 0 | -6.7 | -10 | -8.3 | -8.9 | -7.2 | -8.7 | 8.9 | 6.7 | 9.4 | 8.3 | -3.9 | -8.3 | -20 | -23 | -2 | -3 | -12.6 | -20.3 | -2.2 | -6.7 | -1.7 | -2.8 | -11.7 | -13.6 | -11.1 | -15 | -7.8 | -10.6 | -12.2 | -14.4 | 1.7 | -8.3 | -8.3 | -10.6 | 1.1 | 0.6 | -4.4 | -4.4 | 1.7 | -6.7 | -6.7 | -9.4 | 10 | 9.4 | 5.4 | -1.3 | -10.6 | -10.6 | 10 | 7.8 | 0 | -3.3 | -1.1 | -2.5 | 6.7 | -9 | -1.6 | -4.7 | -8.9 | -9.4 | 3.1 | 0.5 | -3.1 | -7.8 | -0.6 | -6.1 | -0.6 | -6.7 | -3.3 | -6.1 | -2 | -3 | 1.1 | -0.6 | 2.2 | 1.6 | 1.7 | 0.6 | -1.1 | -2.2 | -4 | -6 | 5.2 | 4.6 | 3.7 | 2.8 | -3.3 | -3.3 | 7.2 | 2.8 | 3.3 | 2.8 | 10.6 | 0.6 | 18.3 | 16.7 | 2.8 | -3.3 | 1.1 | -10 | 12.8 | 12.2 | 7.8 | 7.8 | 2.8 | -2.2 | 2.2 | 0.6 | -1.7 | -4.3 | 3.9 | 1.1 | 0.2 | -1.9 | -19.4 | -26.7 | 3.1 | 0.6 | -5.6 | -16.1 | 0 | -7.3
-11 | -15 | 1.1 | -3.9 | -0.2 | -13 | -0.8 | -3.5 | -15 | -17.9 | 1.1 | -1.1 | -1 | -1 | 7.2 | 7.2 | 9.4 | 7.8 | 10.6 | 9.4 | 8.3 | 6.1 | 3.3 | -0.6 | -5.6 | -6.1 | -1.3 | -4 | 1 | -3 | 14.4 | 11.1 | 23.3 | 20.6 | 6.1 | 1.7 | 12.2 | 8.3 | 8.3 | 5 | 18.9 | 16.1 | -15.9 | -21.8 | 0.8 | -3.1 | 2.2 | 0 | -6.7 | -10 | -8.3 | -8.8 | -7.2 | -8.9 | 9.3 | 6.6 | 9.8 | 8.3 | -2.8 | -7.8 | -20 | -23 | -2.2 | -2.8 | -12.8 | -22.2 | -2.2 | -6.7 | -1.1 | -2.2 | -12.2 | -14.4 | -10.7 | -14.2 | -10 | -11.7 | -11.7 | -14.3 | 2.2 | -6.7 | -8.3 | -10.5 | 4.4 | 2.6 | -5.6 | -6.1 | 1.1 | -7.2 | -6.7 | -9.4 | 11.1 | 11.1 | 5.6 | -1.1 | -11.7 | -11.7 | 9.8 | 7.8 | -1.1 | -3.3 | -2.2 | -2.8 | 6.7 | -10.6 | -3.3 | -6.7 | -10 | -10.6 | 3.3 | 0.6 | -2.2 | -7.8 | 0 | -5.6 | -0.6 | -6.7 | -3.1 | -5.7 | -2 | -3 | 0.6 | 0 | 2.2 | 1.7 | 1.7 | 1.7 | -1.1 | -1.7 | -6 | -10 | 5 | 4.4 | 3.3 | 2.2 | -2.8 | -2.8 | 7.2 | 2.8 | 2.2 | 1.7 | 11 | 1 | 19.2 | 17.4 | 1.1 | -4.4 | 1.5 | -9.5 | 13.9 | 13.3 | 9.1 | 8.8 | 2.8 | -1.7 | 2.2 | 0.6 | -2.2 | -5.6 | 4.4 | 1.1 | 0 | -2.8 | -19.6 | -26.7 | 2.2 | 0 | -5 | -15.6 | 0 | -6.1
-12 | -15 | 0 | -2.8 | 0.2 | -12.3 | 1.3 | -2.8 | -14.4 | -17.8 | 3.3 | 0 | 0 | 0 | 8.5 | 6.3 | 10.6 | 8.9 | 11.7 | 10 | 9.1 | 6.7 | 5.6 | 0.6 | -3.9 | -5.6 | -1.1 | -4.4 | 2 | -3 | 15.7 | 11.7 | 23.9 | 20.6 | 7.2 | 1.5 | 13.3 | 9.4 | 8.9 | 5 | 18.9 | 16.1 | -15.2 | -21.7 | 0.6 | -4.4 | 2.2 | -1.1 | -7.2 | -10.6 | -8.3 | -8.8 | -6.8 | -8.4 | 9.6 | 6.3 | 10.2 | 8 | -1.7 | -6.7 | -21 | -25 | -2.6 | -4 | -13 | -21.7 | -3.3 | -7.2 | -0.6 | -1.7 | -10.7 | -12.8 | -10.4 | -13.7 | -8.9 | -11.1 | -11.1 | -14.4 | 2.8 | -4.4 | -8.3 | -11 | 7.8 | 4.4 | -6.1 | -6.1 | 2.2 | -7.2 | -6.7 | -7.8 | 11.7 | 11.1 | 8.4 | 1.1 | -11.7 | -11.7 | 9.6 | 7.7 | 1.7 | -2.2 | -1.8 | -3.3 | 8 | -9.2 | -2.9 | -6.7 | -7.8 | -8.3 | 4.2 | 1.2 | -1.7 | -5.9 | 0.6 | -5.6 | -0.6 | -6.7 | -3 | -5.8 | -3 | -6 | 1.7 | 0.6 | 2.6 | 1.7 | 1.7 | 1.1 | -1.1 | -1.7 | -7 | -12 | 5.6 | 4.7 | 7.9 | 5.2 | -2.2 | -2.2 | 7.2 | 2.2 | 2.8 | 1.7 | 11.3 | 1 | 20.2 | 18.2 | 7.2 | -3.3 | 1.8 | -10.7 | 15 | 13.9 | 10.4 | 9.7 | 2.8 | -1.1 | 3.9 | -1.1 | -3.9 | -7.2 | 4.4 | 1.1 | 0 | -2.5 | -19.8 | -27.7 | 1.8 | -0.3 | -3.3 | -15 | 0 | -5.6
-15 | -17 | 0 | -4.4 | 0.6 | -13.3 | 3.3 | -2.8 | -9.4 | -14.9 | 6.1 | 0 | 2 | 0 | 9.8 | 4.8 | 11.7 | 9.4 | 13.3 | 10.6 | 9.8 | 7.3 | 10.6 | 1.7 | -2.2 | -5 | 0.4 | -3.3 | 3 | -3 | 17 | 12.2 | 25 | 20.6 | 8.3 | 1.4 | 18.9 | 11.1 | 10.6 | 6.7 | 20.6 | 16.7 | -14.4 | -22.2 | 0.6 | -3.6 | 1.7 | -2.2 | -7.2 | -11.7 | -8.3 | -8.9 | -6.5 | -8.4 | 10 | 6.1 | 10.6 | 7.8 | -1.1 | -6.1 | -21 | -25 | -2.9 | -5.2 | -13.1 | -21.8 | -1.7 | -6.7 | -0.6 | -1.1 | -9.3 | -11.5 | -10 | -13.9 | -8.3 | -11.1 | -10.6 | -15 | 4.4 | -2.2 | -8.3 | -11.7 | 11.1 | 6.1 | -6.1 | -6.1 | 2.2 | -7.2 | -2.8 | -6.1 | 11.7 | 11.7 | 11.1 | 3.2 | -10.6 | -11.1 | 9.4 | 7.8 | 5.6 | -1.7 | -1.5 | -4.1 | 9.3 | -9.6 | -2.6 | -7.3 | -5 | -7.2 | 5.2 | 2 | -1.1 | -4.7 | 0.6 | -5 | 0 | -6.1 | -2.8 | -6.1 | -2 | -6 | 2.2 | 1.1 | 2.9 | 1.6 | 1.7 | 1.1 | -0.6 | -1.7 | -8 | -14 | 6.1 | 4.8 | 12.6 | 7.9 | -2.2 | -2.8 | 7.8 | 2.2 | 3.3 | 1.7 | 11.7 | 1.1 | 21.1 | 18.9 | 11.7 | -2.2 | 2.2 | -13.3 | 17.8 | 15.6 | 11.7 | 10.6 | 2.8 | -1.1 | 5 | -2.2 | -5.5 | -9.4 | 5.6 | 1.7 | 0 | -2.7 | -20 | -29.4 | 1.5 | -0.2 | -2.2 | -15 | 0.7 | -4
-15 | -17 | -1.1 | -6.1 | 1.9 | -11.3 | 5.3 | -2.2 | -4.4 | -13 | 9.4 | -1.1 | 6 | 1 | 11.1 | 2.8 | 12.8 | 8.9 | 15 | 12.2 | 10.6 | 7.8 | 12.8 | 1.7 | -0.6 | -6.7 | 1.8 | -2.6 | 6 | -5 | 18.3 | 12.8 | 25.6 | 20.6 | 9.4 | 1.1 | 20.6 | 10.6 | 12.8 | 7.8 | 23.9 | 17.8 | -13.1 | -20.5 | 0.6 | -3.6 | 1.7 | -2.8 | -6.7 | -12.2 | -7.6 | -8.6 | -6.1 | -8.3 | 11.3 | 6.5 | 12.1 | 8.4 | 0 | -5 | -21 | -24 | -3.3 | -7.2 | -13.3 | -23.3 | -0.6 | -7.8 | 0 | -1.7 | -7.8 | -10.6 | -9.1 | -12.5 | -4.4 | -9.4 | -8.7 | -13.7 | 5.6 | -2.2 | -6.5 | -10.7 | 13.5 | 5.9 | -5.6 | -5.6 | 3.9 | -6.7 | 0.6 | -6.7 | 12.2 | 12.2 | 13.9 | 5 | -8.3 | -8.9 | 8.5 | 6.8 | 9.4 | -1.1 | -1.1 | -5.6 | 10.6 | -11.1 | -2.2 | -8.9 | -1.1 | -6.1 | 6.1 | 2.8 | -0.6 | -3.9 | 1.1 | -4.4 | 0.6 | -6.1 | -0.9 | -4.6 | -1 | -6 | 4.4 | 2.8 | 3.3 | 1.7 | 2.2 | 2.2 | -0.6 | -1.7 | -9 | -15 | 6.7 | 5 | 17.2 | 10 | -0.6 | -1.7 | 7.8 | 1.7 | 3.3 | 1.7 | 13.7 | 1.7 | 20.2 | 17.4 | 16.7 | -4.4 | 3.7 | -11.7 | 18.3 | 15.6 | 15.9 | 12.1 | 2.2 | -0.6 | 6.1 | -2.2 | -7.2 | -12.2 | 6.7 | 2.8 | 0 | -3.3 | -18.9 | -27.7 | 1.1 | -0.6 | -1.1 | -14.4 | 1.5 | -3.1
-14 | -17 | 0.6 | -5 | 3.1 | -11 | 7.4 | -1.8 | 0.6 | -14.4 | 12.8 | -2.8 | 5 | 1 | 10.5 | 4.7 | 13.3 | 8.3 | 16.7 | 12.2 | 11.7 | 8.4 | 15.6 | 1.1 | 1.1 | -6.7 | 3.3 | -2.2 | 7 | -6 | 18.7 | 12.9 | 26.1 | 21.1 | 10.5 | 2.1 | 22.2 | 10.6 | 16.1 | 8.3 | 25 | 15.6 | -11.9 | -19.8 | 0.6 | -3.9 | 2.8 | -2.2 | -5.6 | -11.1 | -6.8 | -8.3 | -5.5 | -7.8 | 12.6 | 6.7 | 13.5 | 8.6 | 1.7 | -3.9 | -20 | -24 | -3.9 | -7.4 | -12.8 | -22.3 | 0.6 | -9.4 | 0 | -1.1 | -6.9 | -10.2 | -8.1 | -11.5 | -2.2 | -7.8 | -6.9 | -13 | 8.3 | -1.1 | -4.6 | -10.3 | 15.9 | 5.2 | -5.6 | -6.1 | 4.4 | -6.1 | 5 | -8.9 | 13.3 | 12.8 | 15.7 | 5.6 | -5.6 | -6.7 | 7.6 | 5.9 | 10.6 | -2.2 | -1.5 | -5.2 | 11.3 | -10.2 | -1.3 | -7.7 | 1.1 | -6.1 | 6.1 | 1.2 | 0 | -3.3 | 1.7 | -3.9 | 2.8 | -6.7 | 0.9 | -4 | -1 | -6 | 5.6 | 2.8 | 4.1 | 2.5 | 2.2 | 1.7 | 0 | -1.7 | -8 | -13 | 8.9 | 6 | 18.9 | 10.2 | 1.7 | -2.2 | 7.8 | 1.7 | 4.4 | 2.2 | 15.8 | 1.5 | 19.2 | 15.9 | 20 | -5 | 5.2 | -11.4 | 20.6 | 16.1 | 20.2 | 12.7 | 2.8 | 0 | 6.7 | -0.6 | -7.8 | -12.1 | 7.2 | 3.9 | 0.2 | -2.7 | -17.8 | -26.9 | 1.8 | -0.7 | 0.6 | -13.9 | 2.2 | -2.8
-13 | -16 | 0.6 | -5 | 4.4 | -12.2 | 9.4 | -2.2 | 2.4 | -13.1 | 14.4 | -2.8 | 6 | 1 | 10 | 6 | 12.8 | 10 | 17.8 | 12.2 | 12.8 | 9.1 | 17.2 | -1.1 | 2.8 | -6.1 | 4.4 | -1.8 | 8 | -8 | 19 | 12.8 | 26.7 | 21.1 | 11.7 | 3.5 | 23.9 | 10.6 | 18.3 | 8.3 | 26.1 | 14.4 | -10.6 | -20 | 1 | -3.1 | 3.3 | -1.7 | -5.6 | -11.1 | -6.1 | -8.3 | -5 | -7.6 | 13.9 | 6.7 | 15 | 8.9 | 2.2 | -3.9 | -20 | -25 | -4.4 | -8.2 | -12.2 | -22.2 | 1.1 | -10 | 0.6 | -1.1 | -5.9 | -10.1 | -7.2 | -11.1 | 0.6 | -8.3 | -5 | -13.3 | 9.4 | -0.6 | -2.8 | -11.1 | 18.3 | 3.9 | -6.1 | -6.1 | 7.2 | -5.6 | 6.7 | -11.1 | 13.9 | 13.3 | 17.6 | 6.5 | -3.3 | -5 | 6.7 | 5 | 12.8 | -3.3 | -1.8 | -5.4 | 12.1 | -10.3 | -0.3 | -7.4 | 3.3 | -6.1 | 6.1 | -0.2 | 0.5 | -3 | 2.8 | -3.3 | 5 | -4.4 | 2.8 | -3.9 | -2 | -7 | 8.3 | 3.3 | 4.8 | 3.1 | 1.1 | 0.6 | 0.6 | -1.7 | -8 | -13 | 11.1 | 6.7 | 20.5 | 10.3 | 3.3 | -5 | 9.4 | 2.2 | 5 | 2.2 | 17.8 | 1.1 | 18.3 | 14.4 | 22.2 | -5.6 | 6.7 | -13.3 | 21.7 | 16.1 | 24.4 | 12.2 | 2.8 | 1.1 | 7.8 | 1.1 | -8.3 | -12.8 | 8.3 | 3.9 | 0.4 | -2.5 | -16.7 | -27.2 | 2.6 | -1.1 | 1.7 | -16.1 | 5.2 | -2.7
-12 | -16 | 4.4 | -8.3 | 5.2 | -11.4 | 9.8 | -2.2 | 4.3 | -13.4 | 15 | -1.7 | 7 | 1 | 9.4 | 7.2 | 12.8 | 10 | 18.3 | 12.8 | 13.9 | 9.4 | 17.8 | -0.6 | 3.3 | -5 | 5.6 | -1.6 | 10 | -7 | 19.4 | 12.8 | 25.6 | 20.6 | 12.8 | 4.4 | 24.4 | 10.6 | 18.9 | 8.3 | 26.7 | 12.8 | -9.7 | -18.2 | 1.3 | -2.6 | 3.9 | -2.8 | -5 | -10.6 | -4.8 | -7.4 | -4.4 | -7.8 | 14.5 | 7.1 | 15.4 | 9.1 | 2.8 | -2.8 | -20 | -23 | -5 | -9.4 | -11.7 | -23.3 | 1.1 | -9.4 | 0.6 | -1.1 | -5 | -11.1 | -6.7 | -10.6 | 3.9 | -6.7 | -3.1 | -11.8 | 10.6 | 0 | -1.5 | -10 | 19.1 | 4.1 | -6.1 | -6.7 | 5.6 | -6.1 | 8.3 | -8.9 | 14.4 | 13.9 | 19.4 | 6.7 | -1.1 | -2.8 | 6.3 | 4.6 | 15 | -3.3 | -2.2 | -6.1 | 12.8 | -12.8 | 0.6 | -8.3 | 4.4 | -6.1 | 6.1 | -2.2 | 1.1 | -3.3 | 2.8 | -3.3 | 6.1 | -5 | 4.6 | -2.8 | -1 | -6 | 9.4 | 2.8 | 5.6 | 3.9 | 0.6 | 0 | 0.6 | -1.1 | -8 | -12 | 13.3 | 7.2 | 22.2 | 10 | 3.9 | -5 | 10 | 2.2 | 6.1 | 2.8 | 18.2 | 1.2 | 17.9 | 13.4 | 23.3 | -5 | 7.4 | -11 | 22.2 | 15.6 | 26.6 | 11.9 | 4.4 | 0.6 | 6.7 | 2.2 | -8.9 | -13.9 | 7.8 | 3.9 | 0.6 | -2.8 | -15.6 | -25.6 | 3.3 | -1.7 | 2.2 | -12.8 | 8.1 | -4.4
-11 | -14 | 3.9 | -5.6 | 5.9 | -11.7 | 10.2 | -2.2 | 6.1 | -16.7 | 16.7 | -2.8 | 7 | 2 | 10.2 | 6.7 | 12.8 | 11.7 | 16.7 | 12.2 | 13.7 | 9.2 | 17.8 | 0.6 | 3.3 | -4.4 | 6.7 | -1.7 | 11 | -7 | 18.7 | 12.9 | 26.1 | 20 | 13.3 | 4.2 | 24.4 | 10 | 19.4 | 8.3 | 26.1 | 13.9 | -8.7 | -17.5 | 1.7 | -2.8 | 4.4 | -4.4 | -4.4 | -10 | -3.5 | -6.7 | -3.9 | -7.9 | 15 | 7.6 | 15.7 | 9.4 | 3.3 | -2.8 | -20 | -24 | -5.9 | -9.8 | -11.1 | -21.5 | 1.7 | -8.9 | 0.6 | -1.1 | -5.2 | -10.3 | -6.1 | -10.5 | 2.8 | -6.7 | -1.3 | -11.1 | 12.8 | 0.6 | -0.2 | -10.1 | 19.8 | 4.7 | -6.7 | -7.2 | 5.6 | -6.1 | 9.4 | -8.3 | 15 | 13.3 | 19.6 | 6.7 | 0.6 | -1.7 | 6 | 4.3 | 16.1 | -3.3 | -2.9 | -6.3 | 13.3 | -12.2 | -0.3 | -6.7 | 4.4 | -6.1 | 6.1 | -2.2 | 1.1 | -2.3 | 3.3 | -3.3 | 7.8 | -4.4 | 6.5 | -2.6 | -1 | -5 | 11.1 | 1.1 | 6.1 | 4.6 | 0.6 | -0.6 | 0.6 | -0.6 | -8 | -13 | 14.1 | 5.2 | 22.2 | 10.4 | 5 | -5 | 11.1 | 2.2 | 7.2 | 2.8 | 18.5 | 1.5 | 17.6 | 12.7 | 23.9 | -4.4 | 8.2 | -10.9 | 23.9 | 15.6 | 28.9 | 11.5 | 4.4 | 0.6 | 5 | 3.9 | -9.1 | -14.2 | 9.4 | 2.8 | 1 | -2 | -14.4 | -25.3 | 2.8 | -1.5 | 2.8 | -12.2 | 11.1 | -8.9
-10 | -14 | 2.8 | 1.1 | 6.7 | -14.4 | 10.6 | -2.8 | 5.4 | -12.6 | 17.2 | -4.4 | 6 | 2 | 10.9 | 5.9 | 13.3 | 7.8 | 17.8 | 12.2 | 13.5 | 8.8 | 16.1 | 3.3 | 4.4 | -4.4 | 6.9 | -1.1 | 11 | -7 | 17.9 | 12.8 | 27.2 | 20.6 | 13.9 | 4.2 | 25 | 10 | 20 | 8.3 | 27.2 | 13.3 | -7.8 | -17.8 | 2.2 | -2.9 | 5 | -4.4 | -3.3 | -9.4 | -2.2 | -6.7 | -3.3 | -8.3 | 15.6 | 7.8 | 16.1 | 9.4 | 2.8 | -2.2 | -20 | -23 | -6.9 | -10.8 | -10.6 | -20.8 | 1.7 | -8.9 | 0.6 | 0 | -5.4 | -10.5 | -5.6 | -11.1 | 2.8 | -6.7 | 0.6 | -12.2 | 13.3 | 0.6 | 1.1 | -11.7 | 20.6 | 5 | -7.2 | -7.8 | 5.6 | -5.6 | 10.6 | -7.8 | 15 | 13.3 | 19.8 | 6.6 | 1.1 | -1.1 | 5.6 | 3.9 | 17.2 | -3.3 | -3.7 | -7.1 | 13.9 | -13.4 | -1.3 | -6.7 | 5 | -7.8 | 6.1 | -2.9 | 1.1 | -1.9 | 3.3 | -3.3 | 8.3 | -3.9 | 8.3 | -2.8 | -1 | -5 | 10.6 | 2.8 | 6.7 | 5.5 | 0 | -1.1 | 0.6 | -1.1 | -8 | -13 | 14.8 | 2.7 | 22.2 | 10.4 | 3.9 | -5 | 12.2 | 2.2 | 7.8 | 2.8 | 18.9 | 1.1 | 17.2 | 11.7 | 25 | -3.3 | 8.9 | -11.7 | 25 | 15.6 | 31.1 | 10 | 3.9 | 1.1 | 4.4 | 4.4 | -9.2 | -14.9 | 8.9 | 4.4 | 1.3 | -1.7 | -13.3 | -26.1 | 2.2 | -1.7 | 2.8 | -11.7 | 10.4 | -7.4
-9 | -13 | 3.3 | -3.3 | 5.8 | -12.8 | 9.3 | -1.8 | 4.6 | -10.6 | 17.8 | -4.4 | 7 | 2 | 11.7 | 5 | 12.8 | 7.2 | 18.3 | 7.2 | 13.3 | 8.3 | 15.6 | 4.4 | 3.3 | -4.4 | 7 | -0.8 | 11 | -7 | 17.2 | 12.8 | 26.7 | 20 | 14.4 | 3.9 | 25.6 | 10 | 20 | 8.3 | 25.6 | 15 | -8.3 | -17.3 | 2.8 | -3.5 | 3.3 | -6.1 | -3.3 | -10.6 | -2.4 | -6.1 | -2.8 | -10 | 15.2 | 8.5 | 15 | 9.2 | 2.2 | -2.8 | -19 | -23 | -7.8 | -12.2 | -10 | -21.1 | 1.7 | -9.4 | 0.6 | -0.6 | -5.6 | -11.1 | -5.2 | -10.5 | 3.3 | -6.1 | 0.6 | -10.2 | 14.4 | 1.1 | 0.4 | -9.8 | 18.9 | 6.1 | -7.2 | -7.8 | 6.7 | -5.6 | 10.6 | -8.3 | 15 | 12.8 | 20 | 6.1 | 1.1 | -0.6 | 4.5 | 2.5 | 16.1 | -3.3 | -4.4 | -8.3 | 14.4 | -17.2 | -2.2 | -7.2 | 4.4 | -7.2 | 6.1 | -3.9 | 1.1 | -1.7 | 3.9 | -3.3 | 8.9 | -5 | 7.9 | -2.4 | -1 | -5 | 12.2 | 3.3 | 7.2 | 6.1 | 0 | -1.1 | 0.6 | -1.1 | -9 | -15 | 15.6 | -1.1 | 22.2 | 10.6 | 3.9 | -3.9 | 12.8 | 1.1 | 8.3 | 2.8 | 18.3 | 1.3 | 16.8 | 11.3 | 24.4 | -3.9 | 8.9 | -9.9 | 25.6 | 15.6 | 30.2 | 8 | 1.7 | -0.6 | 4.4 | 4.4 | -9.4 | -16.7 | 8.9 | 4.4 | 1.7 | -1.7 | -14.6 | -25.2 | 1.7 | -2.2 | 2.8 | -11.7 | 9.6 | -7.5
-9 | -13 | 2.2 | -4.4 | 4.8 | -12.6 | 8 | -1.1 | 3.9 | -10.6 | 17.8 | -5.6 | 6 | 3 | 10.6 | 5 | 12.8 | 6.7 | 17.8 | 6.7 | 12.4 | 8.1 | 13.9 | 5.6 | 1.1 | -5 | 7.2 | -0.6 | 11 | -6 | 16.3 | 12.9 | 25.6 | 20 | 12.4 | 4.4 | 25 | 10 | 19.4 | 7.2 | 24.4 | 16.1 | -8.9 | -18.1 | 3.3 | -5 | 2.8 | -6.7 | -2.8 | -11.1 | -2.6 | -6.1 | -3.3 | -9.8 | 14.8 | 9 | 13.9 | 9 | 2.2 | -2.8 | -19 | -23 | -9.3 | -13 | -10.6 | -20.2 | 1.1 | -9.4 | 0.6 | -0.6 | -6 | -10.4 | -4.8 | -10.3 | 2.2 | -6.1 | 0.6 | -9.9 | 13.3 | 1.1 | -0.4 | -9.7 | 17.3 | 6.5 | -7.2 | -8.3 | 5.6 | -5 | 10 | -8.9 | 14.4 | 13.3 | 18.9 | 7.4 | 1.1 | -0.6 | 3.3 | 0.8 | 14.4 | -2.2 | -5 | -8 | 13.1 | -14 | -2.4 | -7.6 | 3.9 | -6.1 | 4.6 | -4.6 | 1.1 | -1.4 | 3.9 | -3.3 | 7.8 | -5 | 7.6 | -2.4 | -1 | -5 | 7.2 | 2.8 | 7.4 | 6.2 | -0.6 | -1.7 | -1.1 | -2.8 | -10 | -15 | 13.7 | 0 | 21.3 | 11.1 | 3.3 | -4.4 | 13.3 | 0.6 | 7.2 | 2.8 | 17.8 | 1.7 | 16.5 | 11 | 24.4 | -3.3 | 8.9 | -9.9 | 25 | 15.6 | 29.2 | 6 | 1.1 | -0.6 | 4.4 | 4.4 | -10.7 | -17 | 9.4 | 3.9 | 1.1 | -1.9 | -15.9 | -25.9 | 1.5 | -2 | 0.6 | -8.3 | 8.9 | -8.3
-10 | -15 | 1.7 | -3.3 | 3.9 | -14.4 | 6.7 | -1.1 | 1.7 | -10.2 | 16.7 | -5.6 | 4 | 3 | 9.4 | 4.8 | 12.2 | 6.1 | 14.4 | 3.3 | 11.5 | 7.6 | 11.7 | 5.6 | 0.6 | -5.6 | 5 | 0.2 | 9 | -5 | 15.3 | 12.8 | 25.6 | 20.6 | 10.3 | 4.7 | 23.9 | 10 | 18.3 | 6.7 | 23.9 | 16.1 | -9.4 | -20 | 2.9 | -4.4 | 1.1 | -7.8 | -3.3 | -11.7 | -2.8 | -6.7 | -3.9 | -10.6 | 14.4 | 9.4 | 12.8 | 8.3 | 2.8 | -2.8 | -20 | -25 | -10.7 | -14.3 | -11.1 | -20.5 | -0.6 | -9.4 | 0.6 | -0.6 | -6.3 | -10.2 | -4.4 | -11.1 | 0 | -6.1 | 0.6 | -10.6 | 12.2 | 1.1 | -1.1 | -10.6 | 15.6 | 6.7 | -8.3 | -8.9 | 3.9 | -4.4 | 7.2 | -8.9 | 13.9 | 13.3 | 17.8 | 7.9 | 1.1 | -0.6 | 2.2 | -0.6 | 13.3 | -2.2 | -5.5 | -8.2 | 11.9 | -14 | -2.6 | -8.5 | 3.3 | -5 | 3.2 | -5.5 | 1.1 | -1.4 | 3.3 | -3.3 | 7.2 | -4.4 | 7.2 | -2.8 | -2 | -6 | 6.1 | 2.8 | 7.6 | 6.1 | -0.6 | -1.7 | -1.7 | -3.9 | -11 | -16 | 11.9 | 0.9 | 20.3 | 11 | 2.8 | -3.9 | 13.3 | 0 | 5.6 | 2.8 | 17.2 | 1.7 | 16.1 | 10.6 | 22.2 | -5 | 8.9 | -10.6 | 23.9 | 15.6 | 28.3 | 3.9 | 1.1 | -1.1 | 4.4 | 4.4 | -12 | -18.5 | 8.9 | 5 | 0.6 | -2.3 | -17.2 | -27.2 | 1.3 | -2.2 | 0 | -11.1 | 8.2 | -7
-10 | -13 | 1.7 | -3.9 | 3.3 | -12.4 | 6.3 | -0.8 | -0.6 | -11.2 | 15.6 | -5 | 4 | 3 | 8.3 | 4.4 | 12.2 | -1.1 | 12.8 | 1.1 | 10.6 | 7.2 | 9.4 | 5.6 | -1.1 | -5 | 2.8 | 0.2 | 8 | -6 | 14.4 | 12.8 | 25 | 20.6 | 8.3 | 4.4 | 18.9 | 10.6 | 16.7 | 7.2 | 22.2 | 16.1 | -10.5 | -19.6 | 2.6 | -4.3 | 0 | -8.3 | -5 | -11.7 | -3.3 | -6.4 | -4.4 | -12.2 | 13.1 | 9.6 | 12.6 | 8.7 | 2.8 | -2.8 | -21 | -25 | -12.2 | -16.1 | -11.7 | -21.7 | -0.6 | -8.9 | 0.6 | -0.6 | -6.7 | -10.6 | -5 | -10.7 | 1.1 | -6.1 | -0.2 | -8.8 | 11.7 | 1.1 | -1.8 | -8.6 | 13.4 | 6.3 | -8.9 | -10 | 3.3 | -4.4 | 5 | -10.6 | 15.6 | 14.4 | 16.7 | 8.3 | 1.1 | -0.6 | 1.7 | -1.1 | 12.8 | -2.2 | -6.1 | -8.9 | 10.6 | -15 | -2.8 | -10.6 | 3.9 | -4.4 | 1.7 | -7.8 | 1.1 | -1.7 | 3.3 | -3.3 | 5.6 | -4.4 | 5.9 | -2.6 | -3 | -7 | 5.6 | 2.8 | 7.8 | 6.1 | -0.6 | -1.7 | -1.7 | -3.9 | -12 | -17 | 10 | 1.1 | 19.4 | 11.1 | 1.1 | -5 | 11.1 | 0 | 3.3 | 1.7 | 15.2 | 1.7 | 15.5 | 10.1 | 17.8 | -5.6 | 7.6 | -9.1 | 21.7 | 16.1 | 24.2 | 7 | 0.6 | -1.1 | 4.4 | 4.4 | -13.3 | -20.6 | 8.3 | 5 | 0 | -3.3 | -18.7 | -26.9 | 1.1 | -2.8 | -0.6 | -11.7 | 7.4 | -7.3
-10 | -13 | 0.6 | -4.4 | 2.8 | -12.4 | 6 | -0.4 | -2.8 | -13.9 | 14.4 | -3.3 | 2 | 1 | 7.6 | 4.4 | 12.2 | -3.3 | 11.1 | 0.6 | 10.2 | 7.1 | 7.2 | 4.4 | -0.6 | -6.7 | 0.6 | 0 | 8 | -6 | 14.2 | 12.8 | 24.4 | 21.7 | 6.8 | 4 | 18.3 | 11.1 | 16.1 | 7.2 | 20 | 15.6 | -11.7 | -20.5 | 2.2 | -5 | -1.1 | -7.8 | -5 | -11.1 | -3.9 | -6.6 | -4.6 | -11.4 | 11.9 | 9.7 | 12.4 | 8.7 | 1.7 | -2.8 | -21 | -25 | -13.1 | -16.8 | -12.1 | -22.4 | -2.2 | -9.4 | 0.6 | -0.6 | -7.1 | -10.8 | -5.5 | -11.1 | -0.6 | -5.6 | -0.9 | -8.3 | 11.1 | 1.7 | -2.6 | -8.2 | 11.1 | 5.4 | -9.4 | -10.6 | 4.4 | -3.9 | 3.3 | -10.6 | 16.1 | 15 | 16.3 | 8.3 | 1.1 | -0.6 | 1.1 | -1.7 | 12.2 | -2.8 | -6.8 | -9.3 | 10.4 | -12.8 | -3.2 | -10.1 | 3.3 | -4.4 | 0.6 | -7.9 | 1.3 | -1.4 | 2.8 | -3.3 | 3.9 | -5 | 4.6 | -2.6 | -5 | -7 | 5 | 2.8 | 8.5 | 6.3 | -0.6 | -1.1 | -2.8 | -5 | -13 | -19 | 8.3 | 1.7 | 18.9 | 11.7 | -0.6 | -5 | 8.9 | 0.6 | 2.8 | 1.7 | 13.1 | 1.4 | 15 | 9.6 | 16.7 | -4.4 | 6.3 | -8.9 | 19.4 | 16.1 | 20.2 | 7.6 | 0.6 | -1.7 | 3.9 | 3.9 | -14.1 | -19.9 | 8.3 | 5 | 0.2 | -2.7 | -20.2 | -27.6 | 0.4 | -2.8 | -1.7 | -11.7 | 6.7 | -8.3
-9 | -13 | 0.6 | -5 | 2.2 | -13.9 | 5.6 | -0.6 | -3.9 | -12.3 | 11.1 | -1.1 | 2 | 1 | 6.8 | 4.1 | 12.2 | -3.9 | 10 | 1.7 | 9.8 | 6.9 | 6.7 | 4.4 | -0.6 | -7.2 | 0.8 | 0 | 6 | -5 | 14.1 | 12.9 | 23.9 | 21.1 | 5.4 | 3.6 | 18.3 | 11.1 | 16.1 | 7.2 | 20 | 15 | -12.8 | -22.2 | 2.2 | -4.4 | -1.1 | -6.7 | -6.7 | -11.1 | -4.4 | -7.2 | -4.8 | -11.6 | 10.6 | 9.4 | 12.2 | 8.9 | 0.6 | -3.3 | -21 | -26 | -14.1 | -18.2 | -12.4 | -23.8 | -2.8 | -9.4 | 0.6 | -0.6 | -7.4 | -11.4 | -6.1 | -12.2 | -0.6 | -5 | -1.7 | -8.9 | 9.4 | 1.7 | -3.3 | -8.3 | 8.9 | 4.4 | -10.6 | -11.1 | 3.9 | -0.6 | 1.1 | -10.6 | 15.6 | 14.4 | 16 | 8.5 | 1.1 | -0.6 | 0.6 | -2.8 | 10.6 | -3.9 | -7.6 | -10.4 | 10.2 | -12.3 | -3.5 | -10.4 | 1.7 | -0.6 | -0.6 | -9.2 | 1.5 | -1.4 | 1.7 | -5 | 1.7 | -6.1 | 3.3 | -3.3 | -5 | -8 | 5.6 | 2.8 | 9.3 | 6.4 | 0.6 | -2.2 | -3.3 | -5.6 | -14 | -20 | 6.7 | 2.2 | 18.3 | 11.9 | 0 | -5.6 | 6.7 | 1.7 | 2.8 | 1.1 | 11.1 | 1.1 | 14.4 | 8.9 | 13.3 | -5.6 | 5 | -10 | 17.8 | 15.6 | 16.1 | 7.2 | 0.6 | -2.2 | 3.9 | 3.9 | -14.8 | -20.2 | 8.3 | 5.6 | 0.4 | -2.5 | -21.7 | -28.9 | -0.4 | -3.5 | -1.1 | -11.7 | 5 | -5.3
-7 | -12 | 0.6 | -3.9 | 1.7 | -11.8 | 4.7 | -0.4 | -5 | -12.4 | 10 | -0.6 | 1 | 0 | 6.1 | 3.9 | 11.7 | -6.1 | 10 | 0.6 | 9.4 | 6.7 | 6.1 | 3.3 | -1.7 | -9.4 | 0.9 | -0.3 | 6 | -5 | 13.9 | 12.8 | 23.9 | 21.1 | 3.9 | 2.8 | 18.3 | 11.1 | 15.6 | 7.2 | 19.4 | 14.4 | -13.7 | -21.5 | 2.2 | -4.4 | -1.7 | -6.7 | -7.2 | -11.7 | -4.4 | -7 | -5 | -12.8 | 10.2 | 9.2 | 11.7 | 8.6 | -0.6 | -3.9 | -21 | -25 | -15 | -20 | -12.8 | -27.2 | -3.3 | -9.4 | 0.6 | -0.6 | -7.8 | -12.8 | -6.7 | -12.3 | -0.6 | -5 | -2.8 | -8.4 | 9.4 | 1.7 | -3.5 | -7.8 | 8.3 | 4 | -11.7 | -12.8 | 3.3 | -0.6 | 1.7 | -10 | 15.6 | 13.3 | 15.6 | 8.3 | 0.6 | -0.6 | 0.6 | -2.5 | 8.3 | -2.8 | -8.3 | -11.7 | 10 | -13.3 | -3.9 | -11.7 | 1.1 | 0 | -1.7 | -11.7 | 1.7 | -1.7 | 1.1 | -6.7 | 1.1 | -6.1 | 2.4 | -3.3 | -6 | -9 | 4.4 | 2.8 | 10 | 6.7 | 0 | -5 | -2.8 | -6.7 | -15 | -21 | 5 | 2.2 | 17.8 | 12.2 | -1.1 | -6.1 | 5.6 | 1.1 | 2.2 | 1.1 | 11.1 | 1.3 | 14.2 | 8.2 | 12.2 | -5.6 | 4.3 | -8.4 | 17.2 | 15.6 | 14.6 | 7.4 | 0.6 | -1.1 | 3.9 | 3.9 | -15.6 | -21.1 | 8.3 | 5.6 | 0.6 | -2.8 | -21.9 | -28.4 | -1.1 | -4.4 | -2.2 | -11.1 | 3.4 | -4
-10 | -12 | 0 | -3.3 | 1.1 | -11.9 | 3.7 | -0.8 | -6.1 | -13.3 | 7.2 | 0 | 2 | 2 | 5.2 | 3.5 | 10.6 | -5.6 | 10 | 0 | 9.2 | 6.3 | 5.6 | 2.9 | -1.7 | -7.8 | 1.1 | -0.6 | 5 | -7 | 14.1 | 13.2 | 23.9 | 21.1 | 3.7 | 2.5 | 18.9 | 11.7 | 15.6 | 7.2 | 19.4 | 12.8 | -14.7 | -21.8 | 2.2 | -5 | -0.6 | -6.1 | -8.3 | -12.2 | -4.4 | -7.1 | -5.6 | -11.8 | 9.8 | 8.8 | 11.1 | 8.2 | 0 | -3.9 | -22 | -27 | -15.9 | -20.4 | -14.1 | -26.6 | -3.3 | -10 | 0 | 0 | -8.5 | -12.7 | -7.2 | -12.9 | -1.7 | -5.6 | -3.9 | -8.9 | 8.9 | 2.2 | -3.7 | -8 | 7.8 | 3.5 | -12.8 | -13.9 | 3.3 | 0 | -2.2 | -9.4 | 15.6 | 15 | 15.6 | 9.1 | 0.6 | -0.6 | 0.6 | -2.8 | 8.9 | -4.4 | -8.1 | -10.5 | 9.8 | -12 | -3.5 | -10.4 | 0.6 | 0 | -2.6 | -11.3 | 1.7 | -1.4 | 0 | -7.2 | 0 | -6.1 | 1.5 | -3.5 | -7 | -9 | 4.4 | 2.8 | 9.8 | 6.5 | -0.6 | -4.4 | -3.3 | -6.7 | -15 | -21 | 4.6 | 2.1 | 17.4 | 12.1 | -0.6 | -5.6 | 6.1 | 1.1 | 1.7 | 1.1 | 11.1 | 1.6 | 14.1 | 7.7 | 7.8 | -6.1 | 3.5 | -8.4 | 16.1 | 15.6 | 13.2 | 7.5 | 0.6 | -1.7 | 3.9 | 3.9 | -16.3 | -20.9 | 8.3 | 5.6 | 0.6 | -2.2 | -22 | -28.5 | -0.9 | -3.9 | -1.7 | -11.7 | 1.7 | -3.9
-7 | -11 | 0 | -2.2 | 0.6 | -13.3 | 2.8 | -1.1 | -5.5 | -12.1 | 7.8 | -0.6 | 2 | 1 | 4.2 | 3.2 | 10.6 | -5.6 | 8.9 | 1.1 | 9.1 | 6 | 4.4 | 2 | -2.8 | -7.2 | 0.7 | -0.8 | 4 | -4 | 14.2 | 13.6 | 23.9 | 21.1 | 3.5 | 2 | 18.9 | 12.2 | 15.6 | 8.3 | 18.9 | 12.2 | -15.6 | -22.8 | 2.4 | -4.4 | -0.6 | -5.6 | -8.3 | -11.7 | -4.4 | -7.8 | -6.1 | -11.5 | 9.4 | 8.3 | 10.6 | 7.8 | 0 | -4.4 | -23 | -27 | -16.9 | -20.9 | -15.4 | -27.8 | -3.3 | -9.4 | 0 | 0 | -9.3 | -13.4 | -7.8 | -14.4 | -2.2 | -5.6 | -5 | -10 | 8.9 | 2.8 | -3.9 | -8.9 | 7.2 | 2.8 | -13.3 | -15 | 2.8 | -0.6 | -3.3 | -9.4 | 15 | 14.4 | 15.6 | 9.5 | 0.6 | -0.6 | 0.6 | -3.3 | 8.3 | -6.1 | -8 | -10 | 9.6 | -12.7 | -3.2 | -10.1 | 0.6 | -0.6 | -3.5 | -12.4 | 1.7 | -1.4 | 0 | -7.2 | 0.6 | -5 | 0.6 | -4.4 | -7 | -10 | 5 | 2.8 | 9.6 | 6.7 | -0.6 | -5.6 | -3.9 | -6.7 | -16 | -22 | 4.3 | 2.3 | 17.1 | 12 | -0.6 | -5.6 | 3.9 | 1.1 | 1.7 | 1.1 | 11.1 | 1.7 | 13.9 | 6.7 | 7.8 | -5.6 | 2.8 | -9.4 | 15.6 | 15 | 11.7 | 7.2 | 0 | -2.2 | 3.3 | 3.3 | -17.1 | -21.5 | 8.3 | 5.6 | 0.6 | -2 | -22.2 | -29.4 | -0.8 | -3.8 | -2.2 | -9.4 | 1.1 | -3.5
-1 | -6 | 0.6 | -2.2 | 0 | -11.3 | 2.8 | -0.7 | -5 | -12 | 5.6 | 0.6 | 0 | -1 | 3.3 | 2.8 | 10 | -5 | 9.4 | 0 | 8.9 | 5.6 | 3.3 | 2.2 | -2.2 | -6.7 | 0.4 | -1.1 | 4 | -2 | 14.4 | 13.9 | 23.3 | 20.6 | 3.3 | 1.7 | 17.8 | 12.8 | 15.6 | 9.4 | 18.3 | 12.2 | -16.1 | -22.2 | 2.6 | -4.3 | -1.1 | -5.6 | -7.8 | -12.8 | -4.4 | -7.3 | -6.7 | -12.2 | 9.4 | 8.5 | 10 | 7.8 | -0.6 | -3.9 | -22 | -26 | -17.8 | -22.2 | -16.7 | -30 | -3.3 | -8.3 | 0 | -0.6 | -10 | -14.4 | -8 | -13.9 | -2.8 | -5.6 | -6.5 | -10.2 | 7.8 | 2.8 | -5.6 | -9.7 | 5.9 | 2.2 | -14.4 | -15.6 | 3.3 | -1.7 | -3.3 | -8.3 | 14.4 | 13.9 | 15.6 | 10 | 1.1 | 0 | 0.4 | -3.3 | 7.8 | -6.7 | -7.8 | -9.4 | 9.4 | -14.4 | -2.8 | -10.6 | 1.1 | 0 | -4.4 | -14.4 | 1.7 | -1.7 | -0.6 | -7.2 | -0.6 | -6.7 | -0.2 | -4.1 | -7 | -10 | 4.4 | 2.8 | 9.4 | 6.7 | -2.2 | -5 | -2.8 | -5 | -16 | -22 | 3.9 | 2.2 | 16.7 | 11.7 | -2.2 | -7.2 | 3.3 | 0.6 | 0.6 | 0 | 10.4 | 2 | 13.9 | 6.3 | 6.7 | -5 | 2.1 | -7.6 | 13.9 | 13.3 | 11.1 | 7.1 | 0 | -2.2 | 3.3 | 3.3 | -17.8 | -22.2 | 7.8 | 5.6 | 0.6 | -2.2 | -22.9 | -29 | -0.6 | -3.9 | -2.8 | -9.4 | 0.6 | -3.7
0 | -3 | 0.6 | -1.1 | -0.5 | -11.1 | 2.8 | -0.6 | -4.4 | -12.8 | 5.6 | 0.6 | 1 | 0 | 2.8 | 2.2 | 10 | -5.6 | 7.8 | 0 | 8.7 | 5.5 | 2.8 | 1.7 | -2.8 | -3.9 | 0 | -1.7 | 3 | -2 | 14 | 13.6 | 23.9 | 20.6 | 2.8 | 1 | 17.2 | 12.2 | 13.3 | 10.6 | 18.3 | 12.2 | -16.7 | -22.6 | 2.8 | -5 | -1.1 | -5 | -8.3 | -13.3 | -4.4 | -7.3 | -7.2 | -11.6 | 9.4 | 8.7 | 9.5 | 8 | -2.8 | -6.1 | -22 | -28 | -18.3 | -22.6 | -18 | -29.2 | -4.4 | -8.9 | 0 | -0.6 | -10.4 | -14 | -8.1 | -14 | -3.9 | -6.7 | -7.9 | -11.3 | 6.1 | 2.2 | -7.2 | -11.2 | 4.6 | 1.3 | -15.6 | -17.2 | 2.8 | -1.1 | -3.9 | -8.9 | 13.9 | 13.9 | 15 | 10.2 | 1.7 | -0.6 | 0.2 | -3.6 | 6.1 | -3.9 | -7.4 | -8.9 | 8.9 | -12.6 | -2.8 | -9.3 | 1.1 | -0.6 | -5 | -13.1 | 2.1 | -1.3 | 1.1 | -6.7 | 0.6 | -5.6 | -0.9 | -4.3 | -8 | -11 | 4.4 | 2.8 | 9.4 | 6.5 | -2.8 | -6.7 | -2.8 | -5 | -16 | -21 | 3.5 | 1.7 | 16.3 | 11.7 | -3.9 | -6.1 | 1.7 | -0.6 | -1.1 | -1.7 | 9.6 | 2.2 | 13.9 | 6.1 | 5.6 | -5 | 1.3 | -7.1 | 15 | 15 | 10.6 | 7 | 0.6 | -2.2 | 3.9 | 3.9 | -18.3 | -22.2 | 7.8 | 5 | 0.6 | -1.9 | -23.7 | -29.6 | -1.1 | -3.8 | -2.8 | -9.4 | 0 | -4.4
-3 | -7 | 0.6 | -2.8 | -1.1 | -12.2 | 2.8 | -0.6 | -4.2 | -11.5 | 5 | 0.6 | 1 | 0 | 2.2 | 1.6 | 9.4 | -5.6 | 7.2 | 0.6 | 8.5 | 5.3 | 4.4 | 1.3 | -2.8 | -3.9 | -0.2 | -2 | 3 | -2 | 13.7 | 13.3 | 23.3 | 20 | 2.2 | 0.1 | 16.1 | 12.2 | 12.8 | 10.6 | 17.2 | 11.1 | -17.2 | -23.3 | 2.1 | -4.1 | -2.2 | -5.6 | -8.3 | -13.3 | -4.4 | -7.8 | -7.8 | -11.7 | 9.4 | 8.9 | 8.9 | 7.8 | -0.6 | -4.4 | -21 | -27 | -18.9 | -23 | -19.3 | -30.1 | -5 | -9.4 | -0.6 | -0.6 | -10.7 | -13.9 | -8.3 | -15 | -4.4 | -7.2 | -9.4 | -12.8 | 1.7 | -1.7 | -8.9 | -13.3 | 3.3 | 0.6 | -16.1 | -17.8 | 2.8 | -0.6 | -5 | -8.3 | 14.4 | 13.9 | 14.5 | 10.6 | 1.7 | -1.1 | 0 | -4.4 | 5.6 | -2.8 | -7.1 | -8.6 | 8.3 | -11.9 | -2.8 | -8.9 | 1.1 | -0.6 | -5.5 | -12.9 | 2.4 | -1.4 | 1.7 | -6.1 | 0.6 | -5 | -1.7 | -5 | -8 | -11 | 4.4 | 2.8 | 9.4 | 6.2 | -3.9 | -8.3 | -2.8 | -5.6 | -17 | -21 | 3.2 | 1.2 | 16 | 11.4 | -5 | -6.1 | 1.7 | -0.6 | -1.7 | -2.2 | 8.9 | 2.2 | 13.9 | 5.6 | 4.4 | -5 | 0.6 | -7.8 | 16.1 | 16.1 | 10 | 6.7 | 1.7 | -3.3 | 4.4 | 4.4 | -18.9 | -22.6 | 8.3 | 5.6 | 0.6 | -1.9 | -24.4 | -30.6 | -1.7 | -3.9 | -3.9 | -10 | 0 | -4.6
-1 | -6 | -1.1 | -4.4 | -1.7 | -10.7 | 2.6 | -0.7 | -4.1 | -11.4 | 5 | 0.6 | 0 | -1 | 1.7 | 1.1 | 8.3 | -6.1 | 7.2 | -0.6 | 8.3 | 5 | 5 | 0.4 | -2.8 | -3.9 | -0.4 | -2.5 | 2 | -2 | 13.3 | 12.8 | 23.9 | 20 | 1.7 | -0.6 | 16.1 | 12.8 | 12.8 | 11.1 | 17.8 | 11.1 | -17.6 | -22.9 | 1.3 | -3.8 | -2.2 | -5.6 | -8.3 | -12.8 | -4.6 | -7.5 | -8.3 | -12.2 | 9.4 | 8.7 | 8 | 7.3 | -1.7 | -5 | -21 | -26 | -19.4 | -23.4 | -20.6 | -31.7 | -6.1 | -9.4 | -0.6 | -0.6 | -11.1 | -14.4 | -9.6 | -15.4 | -3.9 | -6.7 | -10.3 | -13.1 | 0 | -2.8 | -9.5 | -13.3 | 2.8 | 0 | -16.7 | -18.9 | 3.3 | -0.6 | -5 | -9.4 | 13.9 | 13.9 | 13.9 | 10.6 | 1.7 | -1.1 | -0.4 | -4.2 | 5 | -2.2 | -6.7 | -8.3 | 7.8 | -13.3 | -2.8 | -9.4 | 1.7 | 0 | -6.1 | -13.9 | 2.8 | -1.7 | 0.6 | -5.6 | 0 | -5.6 | -2.1 | -4.9 | -9 | -11 | 2.8 | 1.1 | 9.4 | 6.1 | -4.4 | -10 | -2.8 | -5.6 | -17 | -22 | 2.8 | 0.6 | 15.6 | 11.1 | -6.7 | -8.9 | 0.6 | -1.7 | -1.7 | -2.2 | 7.8 | 2.1 | 13.9 | 5.8 | 5 | -5 | 0.2 | -6.7 | 16.1 | 16.1 | 9.3 | 6.4 | 2.2 | -5 | 5 | 5 | -19.4 | -23.3 | 8.3 | 5.6 | 0.6 | -2.2 | -24.8 | -30.7 | -2.2 | -4.4 | -3.3 | -10 | 0 | -5.5
-3 | -6 | -0.6 | -3.9 | -2.2 | -10.2 | 2.4 | -1.1 | -3.9 | -12.2 | 3.9 | 0 | 0 | 0 | 1.5 | 0.9 | 7.8 | -6.7 | 6.7 | -0.6 | 8.9 | 5.5 | 5 | 0.4 | -2.8 | -3.3 | -0.6 | -3.3 | 2 | -1 | 13.7 | 13.1 | 23.3 | 20 | 1.3 | -0.8 | 16.1 | 12.8 | 12.2 | 11.1 | 17.2 | 11.1 | -17.9 | -23 | 0.6 | -4.4 | -2.8 | -5.6 | -8.3 | -12.8 | -4.8 | -7.8 | -8.5 | -11.7 | 9.4 | 8.5 | 7 | 6.7 | -1.7 | -5.6 | -22 | -28 | -20 | -24.1 | -21.3 | -30.9 | -6.1 | -10 | -0.6 | -1.7 | -13.3 | -16 | -10.9 | -16.8 | -5 | -7.2 | -11.3 | -13.9 | -0.6 | -3.3 | -10 | -14 | 2.2 | -0.5 | -17.2 | -20.6 | 2.8 | -0.6 | -5.6 | -7.8 | 13.9 | 13.3 | 13.5 | 10.7 | 1.1 | -1.1 | -0.7 | -4.3 | 5 | -2.2 | -6.1 | -7.4 | 7.4 | -11.5 | -2.6 | -8.2 | 1.7 | 0 | -6.1 | -12.9 | 2.2 | -1.7 | 1.1 | -5.6 | 0 | -5.6 | -2.4 | -5 | -9 | -12 | 2.8 | 1.7 | 9.2 | 5.8 | -5.6 | -11.1 | -2.8 | -4.4 | -17 | -22 | 2.4 | 0.1 | 15.2 | 11.8 | -8.3 | -9.4 | 0.6 | -1.1 | -1.1 | -1.1 | 6.7 | 2 | 13.9 | 6.1 | 7.8 | -3.9 | -0.2 | -6.4 | 16.1 | 16.1 | 8.5 | 6 | 1.1 | -3.9 | 5 | 5 | -19.4 | -23.1 | 8.3 | 6.7 | 0 | -2.4 | -25.2 | -31.4 | -2.6 | -4.4 | -3.9 | -11.1 | 0 | -7.2
-4 | -7 | -0.6 | -3.3 | -2.8 | -11.1 | 2.2 | -1.7 | -3.9 | -11 | 3.9 | 0 | 0 | -1 | 1.3 | 0.7 | 7.8 | -7.2 | 6.7 | -0.6 | 9.4 | 5.8 | 2.8 | 0 | -2.8 | -3.3 | -0.6 | -3.1 | 2 | -2 | 14 | 13.1 | 23.3 | 20 | 1 | -1.1 | 16.1 | 12.8 | 11.7 | 10.6 | 16.1 | 11.7 | -18.3 | -23.9 | 0.2 | -3.9 | -2.8 | -6.1 | -8.3 | -12.8 | -5 | -8.3 | -8.7 | -11.8 | 9.4 | 8.3 | 6.1 | 6.1 | -1.7 | -5.6 | -22 | -26 | -20.5 | -25 | -22.1 | -31.1 | -6.1 | -10 | -0.6 | -1.7 | -15.6 | -18.2 | -12.2 | -18.9 | -5.6 | -7.8 | -12.2 | -15 | -1.1 | -3.9 | -10.6 | -15 | 1.7 | -1.1 | -18.9 | -23.3 | 3.9 | -0.6 | -5 | -7.8 | 14.4 | 13.9 | 13.2 | 11.1 | -0.6 | -1.7 | -1.1 | -5 | 4.4 | -2.2 | -5.6 | -6.7 | 7.1 | -11.8 | -2.4 | -8 | 1.7 | 0 | -6.1 | -12.9 | 1.7 | -2 | 1.1 | -6.1 | 0.6 | -5 | -2.8 | -5.6 | -9 | -11 | 3.3 | 1.7 | 9.1 | 5.7 | -6.1 | -12.2 | -2.8 | -5.6 | -16 | -20 | 2.1 | -0.4 | 14.8 | 12.3 | -8.9 | -12.2 | -0.6 | -1.7 | -1.1 | -1.1 | 5.6 | 1.7 | 13.9 | 6.1 | 5.6 | -3.3 | -0.6 | -7.2 | 16.1 | 16.1 | 7.8 | 5.6 | 0.6 | -4.4 | 5 | 5 | -19.4 | -23.2 | 8.3 | 6.7 | -0.5 | -2.9 | -25.6 | -32.8 | -2.9 | -4.5 | -4.4 | -11.1 | -0.4 | -6.3
-3 | -6 | -3.3 | -5 | -1.1 | -10.1 | 2.9 | -1.6 | -3.9 | -11 | 3.3 | 0 | 0 | 0 | 1.1 | 0.6 | 7.2 | -6.7 | 6.7 | -1.1 | 10 | 6.1 | 1.7 | 0 | -2.8 | -3.9 | -0.6 | -3.1 | 3 | 0 | 14.4 | 13.3 | 23.3 | 20 | 0.6 | -1.7 | 16.1 | 13.3 | 11.7 | 10.6 | 16.7 | 11.7 | -17.6 | -22.9 | -0.2 | -4.3 | -2.2 | -5.6 | -8.3 | -12.8 | -5.2 | -7.9 | -8.9 | -12.2 | 10.5 | 8.8 | 9.1 | 7.7 | -1.7 | -5.6 | -21 | -25 | -21.1 | -25.6 | -22.8 | -32.2 | -6.1 | -9.4 | -1.1 | -2.8 | -17.8 | -20.6 | -12.4 | -18.3 | -4.4 | -7.2 | -11.3 | -14.6 | -1.7 | -5 | -10 | -14.4 | 4.3 | -0.8 | -17.8 | -21.1 | 3.3 | 0 | -5 | -7.8 | 13.9 | 13.9 | 12.8 | 11.1 | -1.7 | -2.2 | -1.3 | -4.7 | 4.4 | -2.8 | -5 | -6.1 | 6.7 | -13.3 | -2.2 | -8.3 | 1.7 | 0 | -6.1 | -13.9 | 1.1 | -2.8 | 0 | -6.1 | 1.7 | -5 | -2.4 | -4.9 | -10 | -12 | 3.3 | 1.7 | 8.9 | 5.6 | -6.1 | -12.2 | -2.8 | -6.1 | -18 | -22 | 1.7 | -1.1 | 14.4 | 12.8 | -11.1 | -15.6 | 0 | -1.7 | -0.6 | -0.6 | 6.5 | 2.2 | 14.1 | 7 | 7.2 | -3.9 | 0.9 | -5.7 | 16.7 | 16.7 | 10.4 | 7.1 | 0 | -4.4 | 5.6 | 5.6 | -19.4 | -23.9 | 8.3 | 6.7 | -1.1 | -3.9 | -23.7 | -30.5 | -3.3 | -5 | -5 | -12.2 | -0.7 | -6
-4 | -10 | -5 | -7.8 | 0.5 | -10.6 | 3.7 | -1.6 | -3.9 | -11.7 | 5 | 0 | 0 | 0 | 3.3 | 1.8 | 9.4 | -6.7 | 7.2 | -1.1 | 10.6 | 6.6 | 5.6 | 2.2 | -3.3 | -4.4 | -0.6 | -3.3 | 4 | -3 | 16.5 | 14.7 | 23.9 | 20 | 4.3 | -0.6 | 16.7 | 13.9 | 12.2 | 10.6 | 17.2 | 11.1 | -16.8 | -22.5 | -0.6 | -5 | 0 | -2.8 | -8.9 | -12.8 | -5.4 | -7.7 | -7.8 | -11.4 | 11.7 | 9.1 | 12 | 8.9 | -0.6 | -4.4 | -18 | -21 | -19.3 | -24 | -20.8 | -30.2 | -6.1 | -8.9 | -1.1 | -2.8 | -15.9 | -18.7 | -12.6 | -18.5 | -3.9 | -7.2 | -10.3 | -14.7 | -2.8 | -6.1 | -9.5 | -14.3 | 6.8 | -1 | -17.8 | -21.7 | 3.3 | -1.1 | -3.9 | -6.7 | 13.9 | 13.9 | 13.9 | 11.6 | -2.2 | -2.8 | -1.5 | -4.9 | 5 | -2.8 | -4.8 | -6 | 8.9 | -10.9 | -1.5 | -7.1 | 2.8 | 0 | -4.8 | -12 | 1.8 | -3.1 | 1.1 | -4.4 | 1.1 | -5 | -2.1 | -4.6 | -9 | -11 | 3.3 | 1.7 | 9.5 | 5.9 | -6.7 | -12.8 | -3.3 | -6.1 | -17 | -21 | 4.8 | 0 | 15 | 13.6 | -13.3 | -17.8 | 0 | -1.7 | -0.6 | -0.6 | 7.4 | 2.9 | 14.2 | 7.7 | 10 | -2.2 | 2.4 | -5.3 | 16.7 | 16.1 | 13 | 8.3 | 2.2 | -7.2 | 5.6 | 5.6 | -17.2 | -21.7 | 8.3 | 6.1 | -0.7 | -3.2 | -21.9 | -29.2 | -2.2 | -3.8 | -4.4 | -11.7 | -1.1 | -6.7
-4 | -8 | -3.3 | -6.1 | 2.2 | -12.8 | 4.4 | -2.2 | -2.2 | -10.2 | 7.8 | 0 | 1 | 0 | 5.6 | 2.9 | 11.1 | -6.7 | 9.4 | -1.7 | 11.1 | 6.9 | 10 | 3.3 | -3.9 | -5 | 1.1 | -2.5 | 6 | -5 | 18.5 | 16 | 25 | 20.6 | 8 | -0.4 | 18.9 | 15 | 12.2 | 11.1 | 20 | 10.6 | -16.1 | -22.8 | 1.1 | -4.4 | 2.2 | -2.2 | -7.2 | -11.7 | -5.6 | -7.8 | -6.7 | -10.9 | 12.8 | 9.4 | 15 | 10 | 0 | -3.9 | -17 | -19 | -17.4 | -22.9 | -18.7 | -28.7 | -5.6 | -8.9 | -1.7 | -2.2 | -14.1 | -17.2 | -12.8 | -19.4 | -2.8 | -6.1 | -9.4 | -15.6 | -2.8 | -7.8 | -8.9 | -15 | 9.4 | -2.2 | -18.3 | -22.8 | 4.4 | -1.1 | -1.1 | -5 | 14.4 | 13.9 | 15 | 12 | -2.8 | -3.3 | -1.7 | -5.6 | 5.6 | -2.2 | -4.6 | -6.2 | 11.1 | -11 | -0.7 | -6.3 | 2.8 | 0 | -3.5 | -11.2 | 2.6 | -3.7 | 0.6 | -2.8 | 1.1 | -1.1 | -1.7 | -4.4 | -7 | -10 | 3.9 | 2.2 | 10 | 6.4 | -6.7 | -12.8 | -2.8 | -4.4 | -15 | -20 | 8 | 0.7 | 15.5 | 14.2 | -15 | -23.3 | 2.2 | 0.6 | 1.1 | 1.1 | 8.3 | 3.3 | 14.4 | 8.3 | 13.3 | -3.3 | 3.9 | -5.6 | 17.2 | 16.7 | 15.6 | 9.4 | 1.7 | -5.6 | 6.1 | 6.1 | -15 | -20.3 | 8.9 | 5.6 | -0.4 | -3.1 | -20 | -28.3 | -1.1 | -2.9 | -1.1 | -10 | 0.7 | -4.9
-4 | -8 | -2.2 | -5 | 4.8 | -11.3 | 5.7 | -1.7 | -0.6 | -9.9 | 11.7 | 0 | 3 | 2 | 7.8 | 3.9 | 12.8 | -6.7 | 10.6 | -1.7 | 11.7 | 7.2 | 13.3 | 2.2 | -2.8 | -4.4 | 2.7 | -2 | 8 | -5 | 20.6 | 17.2 | 25.6 | 20 | 11.7 | -1.7 | 22.2 | 16.1 | 13.3 | 12.2 | 16.7 | 12.8 | -14.3 | -21.4 | 2.7 | -4.8 | 4.4 | -1.7 | -5 | -10 | -5.4 | -7.4 | -5.6 | -11.1 | 13.9 | 9 | 16.9 | 10.5 | 1.1 | -3.3 | -15 | -19 | -15.6 | -22.8 | -16.7 | -28.9 | -5 | -8.3 | -2.2 | -2.8 | -12.2 | -16.1 | -11.7 | -17.8 | -2.2 | -5.6 | -7.7 | -14.4 | -2.2 | -7.8 | -7 | -13.5 | 11.5 | -0.8 | -17.8 | -20.6 | 6.1 | -2.2 | 2.8 | -5 | 13.9 | 12.8 | 16.1 | 12.2 | -1.1 | -2.8 | -1.7 | -5.1 | 7.2 | -2.8 | -4.4 | -6.7 | 13.3 | -12.2 | 0 | -6.7 | 3.3 | 0 | -2.2 | -11.7 | 3.3 | -5.6 | 1.1 | -2.2 | 1.7 | 0 | -0.2 | -3.3 | -5 | -8 | 5 | 2.8 | 10.6 | 6.7 | -6.1 | -13.3 | -2.2 | -5.6 | -14 | -19 | 11.1 | 0.6 | 16.1 | 15 | -16.7 | -23.9 | 5.6 | 2.2 | 2.2 | 2.2 | 10.7 | 3.3 | 15 | 8.7 | 16.1 | -2.2 | 5.9 | -5.1 | 17.8 | 16.7 | 19.3 | 11.1 | 2.2 | -5 | 7.2 | 7.2 | -12.8 | -19.4 | 9.4 | 6.1 | 0 | -3.3 | -18.1 | -26.5 | 0 | -2.2 | 1.1 | -8.3 | 2.6 | -3.9
-3 | -6 | -2.2 | -4.4 | 7.4 | -11.5 | 7 | -1.7 | 1.1 | -11.1 | 13.3 | 0 | 3 | 1 | 8.9 | 4.9 | 13.9 | -5.6 | 12.8 | -1.1 | 11.7 | 7.6 | 17.2 | -5 | -2.2 | -4.4 | 4.4 | -1.7 | 11 | -8 | 22.1 | 17.3 | 26.1 | 20 | 13.7 | -1 | 25 | 16.7 | 15.6 | 13.3 | 21.7 | 11.1 | -12.4 | -20.5 | 4.4 | -6.1 | 6.1 | -2.2 | -2.8 | -10 | -5.2 | -7.2 | -4.1 | -10.2 | 15 | 8.3 | 18.7 | 10.6 | 2.2 | -2.2 | -15 | -18 | -14.1 | -21.3 | -15.6 | -27 | -3.9 | -8.3 | -2.2 | -3.9 | -11.3 | -15.1 | -10.5 | -16.7 | -0.6 | -5 | -6.1 | -14.3 | -2.8 | -7.8 | -5.2 | -13.1 | 13.5 | 0.1 | -16.7 | -20.6 | 7.2 | -1.7 | 6.1 | -5.6 | 14.4 | 13.9 | 16.3 | 12.3 | -1.1 | -2.2 | -1.7 | -5.1 | 9.4 | -2.8 | -3.3 | -6.2 | 14.2 | -10 | 1.3 | -5.4 | 3.3 | 0 | -1.7 | -10.2 | 4.1 | -5 | 1.7 | -1.7 | 1.7 | 0 | 1.3 | -2.6 | -3 | -7 | 6.1 | 3.3 | 11.3 | 7.1 | -5.6 | -13.3 | -1.1 | -5.6 | -13 | -18 | 12.4 | 0.8 | 17.8 | 15.5 | -16.7 | -24.4 | 10 | 3.3 | 2.8 | 2.8 | 13.2 | 3 | 15.5 | 9.2 | 19.4 | -1.1 | 8 | -5.8 | 18.9 | 17.2 | 23 | 12.7 | 4.4 | -6.1 | 9.4 | 7.8 | -11.5 | -18 | 10 | 6.7 | 0.7 | -2.8 | -16.3 | -25.5 | 1.1 | -2.2 | 2.8 | -8.3 | 4.4 | -3.3
-1 | -5 | -0.6 | -3.9 | 10 | -13.9 | 8.3 | -1.7 | 1.8 | -9.2 | 15 | -0.6 | 5 | 2 | 10 | 5.8 | 15.6 | -4.4 | 13.9 | -1.1 | 11.7 | 8 | 18.9 | -2.8 | -1.7 | -4.4 | 5.5 | -0.7 | 12 | -9 | 23.5 | 17 | 25.6 | 19.4 | 15.8 | -1.1 | 26.1 | 16.1 | 16.7 | 13.9 | 23.3 | 7.2 | -10.6 | -21.1 | 5.7 | -5 | 7.2 | -2.2 | -2.2 | -11.1 | -5 | -7.2 | -2.6 | -10 | 16.1 | 7.2 | 20.6 | 10.6 | 1.7 | -2.2 | -12 | -16 | -12.6 | -20.3 | -14.4 | -26 | -3.9 | -8.3 | -2.2 | -3.9 | -10.3 | -14.4 | -9.4 | -16.7 | 1.7 | -4.4 | -4.4 | -15.6 | -2.8 | -8.3 | -3.3 | -13.9 | 15.6 | 1.1 | -16.1 | -20.6 | 8.9 | -2.2 | 7.8 | -3.3 | 14.4 | 13.9 | 16.5 | 12.3 | -1.7 | -2.8 | -1.7 | -5.6 | 11.1 | -3.3 | -2.2 | -6.2 | 15.2 | -10 | 2.6 | -5.1 | 3.9 | 0 | -1.1 | -9.7 | 4.8 | -5.4 | 1.7 | -1.1 | 2.8 | 0.6 | 2.8 | -2.2 | -3 | -7 | 7.8 | 2.8 | 12.1 | 7.6 | -5.6 | -13.3 | -1.7 | -3.9 | -10 | -18 | 13.7 | 0.3 | 19.4 | 15.5 | -17.2 | -23.9 | 13.9 | 2.8 | 4.4 | 3.3 | 15.6 | 1.7 | 16.1 | 9.4 | 21.1 | -0.6 | 10 | -8.3 | 19.4 | 17.2 | 26.7 | 13.3 | 5.6 | -3.9 | 11.7 | 8.3 | -10.2 | -17.3 | 11.1 | 6.7 | 1.5 | -2.8 | -14.4 | -25.6 | 2.2 | -2.4 | 3.9 | -8.9 | 5.7 | -2.5
-1 | -4 | -0.6 | -4.4 | 10.7 | -11.3 | 8.1 | -1.3 | 2.6 | -8.3 | 16.7 | -2.8 | 5 | 2 | 11.1 | 6.7 | 16.1 | -1.1 | 15 | -1.1 | 11.7 | 8.3 | 19.4 | -6.1 | 0.6 | -3.3 | 6.7 | 0.1 | 14 | -7 | 25 | 16.7 | 26.1 | 19.4 | 17.8 | -1.7 | 26.1 | 16.1 | 17.8 | 13.3 | 23.3 | 7.2 | -9.5 | -20 | 7 | -5 | 8.3 | -2.2 | -1.1 | -11.1 | -4.8 | -6.8 | -1.1 | -11.1 | 16.8 | 6.9 | 20.4 | 10.5 | 1.1 | -2.2 | -11 | -13 | -11.1 | -20.6 | -13.3 | -26.7 | -3.9 | -8.9 | -2.2 | -3.9 | -9.4 | -14.4 | -8.1 | -15.2 | 2.8 | -3.9 | -2.9 | -13.1 | -2.8 | -8.9 | -2.2 | -12.7 | 16.9 | 2.1 | -15 | -20.6 | 10 | -2.8 | 7.8 | -1.7 | 13.9 | 13.3 | 16.7 | 12.2 | -2.2 | -3.3 | -1.5 | -5.2 | 11.7 | -3.3 | -1.1 | -7.2 | 16.1 | -10.6 | 3.9 | -5.6 | 3.9 | 0 | -0.6 | -10.6 | 5.6 | -6.7 | 2.2 | -1.7 | 2.2 | 0.6 | 4.1 | -1.5 | -3 | -6 | 8.3 | 1.7 | 12.8 | 7.8 | -5.6 | -13.9 | -1.7 | -5 | -10 | -15 | 15 | 0 | 21.1 | 15.6 | -16.7 | -25 | 16.1 | 2.8 | 7.8 | 3.3 | 16 | 0.5 | 15.5 | 9.2 | 24.4 | -2.8 | 11.1 | -6.4 | 20.6 | 17.2 | 27.6 | 13.9 | 5.6 | -5 | 11.7 | 8.3 | -8.9 | -17.8 | 12.8 | 7.2 | 2.2 | -3.3 | -13.5 | -24.2 | 3.3 | -3.3 | 5.6 | -8.3 | 7 | -2.2
-1 | -4 | -0.6 | -4.4 | 11.5 | -10.7 | 8 | -0.6 | 3.3 | -8.9 | 17.8 | -2.8 | 5 | 3 | 11.7 | 6 | 15 | 1.1 | 15 | -1.1 | 11.3 | 8.6 | 19.4 | -4.4 | 0.6 | -3.3 | 7.8 | 1.1 | 14 | -5 | 25.4 | 16.3 | 26.1 | 19.4 | 18.2 | 0.3 | 26.1 | 16.1 | 18.9 | 13.3 | 22.8 | 6.7 | -8.3 | -20.4 | 8.3 | -5.6 | 9.4 | -2.2 | 0 | -11.7 | -4.6 | -6.6 | -0.4 | -10.2 | 17.6 | 6.8 | 20.2 | 10.4 | 1.1 | -2.2 | -9 | -12 | -10.9 | -19.5 | -13.1 | -25.3 | -2.8 | -10 | -2.8 | -6.1 | -8.9 | -14 | -6.9 | -14.4 | 2.8 | -3.3 | -1.5 | -12.1 | -2.8 | -7.8 | -1.1 | -12.6 | 18.1 | 2.8 | -15.6 | -20.6 | 10.6 | -2.2 | 6.1 | 0.6 | 12.8 | 12.2 | 17.4 | 12.3 | -3.3 | -5 | -1.3 | -5.4 | 11.7 | -3.3 | -1.1 | -6.9 | 16.3 | -9.2 | 4.3 | -4.6 | 3.3 | -0.6 | -0.4 | -10.2 | 4.3 | -3.3 | 1.7 | -1.7 | 2.8 | 0.6 | 5.4 | -0.9 | -3 | -5 | 9.4 | -0.6 | 13.3 | 7.6 | -5.6 | -13.9 | -1.1 | -6.1 | -8 | -13 | 14.4 | 2 | 21.1 | 15.7 | -16.7 | -24.4 | 18.3 | 1.1 | 10.6 | 1.7 | 16.3 | -0.4 | 15 | 8.7 | 25.6 | -2.8 | 12.2 | -6 | 21.7 | 17.2 | 28.5 | 14.4 | 5.6 | -5.6 | 11.7 | 6.7 | -7.8 | -15.9 | 13.3 | 5.6 | 2.8 | -2.8 | -12.6 | -24 | 4.1 | -3.2 | 6.1 | -8.3 | 8.3 | -2.2
0 | -3 | -0.6 | -3.3 | 12.2 | -10.6 | 7.8 | -0.6 | 3.3 | -7.7 | 18.3 | -3.9 | 6 | 2 | 12.2 | 5.4 | 15.6 | 2.2 | 15.6 | -0.6 | 11 | 9 | 20 | -6.1 | 3.9 | -2.8 | 8 | 1.8 | 14 | -7 | 25.7 | 15.4 | 26.1 | 20 | 18.5 | 1.9 | 26.1 | 16.7 | 21.7 | 11.7 | 22.8 | 6.7 | -7.2 | -22.2 | 8.7 | -4.6 | 8.3 | -1.7 | 1.1 | -8.9 | -4.4 | -6.7 | 0.4 | -10.6 | 18.3 | 6.1 | 20 | 10 | 1.1 | -1.7 | -7 | -10 | -10.8 | -19.4 | -13 | -25.2 | -2.2 | -10.6 | -3.3 | -6.7 | -8.3 | -14.4 | -5.6 | -15 | 2.8 | -3.3 | 0 | -12.2 | -2.8 | -8.3 | 0 | -14.4 | 19.4 | 3.3 | -15.6 | -20.6 | 10.6 | -3.3 | 6.1 | 1.1 | 12.8 | 11.7 | 18.2 | 12.2 | -3.9 | -6.1 | -1.1 | -6.1 | 12.8 | -3.3 | -1.1 | -7.7 | 16.5 | -8.4 | 4.6 | -4.8 | 6.7 | 0 | -0.2 | -10.9 | 3 | -1.7 | 2.2 | -1.7 | 2.8 | 0.6 | 6.7 | -0.6 | -2 | -7 | 10 | 0 | 13.9 | 7.2 | -5 | -13.9 | -1.7 | -6.7 | -8 | -15 | 13.9 | 3.7 | 21.1 | 15.7 | -16.1 | -25 | 19.4 | 0 | 12.2 | 0.6 | 16.7 | -2.2 | 14.4 | 8.3 | 26.1 | -2.8 | 13.3 | -6.1 | 23.9 | 17.2 | 29.4 | 15 | 6.1 | -5.6 | 11.7 | 7.8 | -6.7 | -15.1 | 13.3 | 5 | 3.3 | -2.9 | -11.7 | -25 | 4.8 | -3.7 | 6.7 | -8.3 | 8.3 | -2.1
1 | -3 | -0.6 | -3.9 | 10.5 | -8.2 | 7.4 | 0.1 | 3.3 | -7.7 | 18.9 | -5 | 6 | 2 | 12.8 | 4.4 | 13.9 | 3.9 | 15.6 | -1.7 | 10.6 | 8.9 | 19.4 | -7.2 | 2.8 | -1.1 | 8.1 | 2.1 | 13 | -3 | 26.1 | 15 | 26.1 | 20 | 18.9 | 3.3 | 25.6 | 16.7 | 21.7 | 11.7 | 20 | 10 | -7.6 | -21.4 | 9 | -4.7 | 7.8 | -2.2 | 1.1 | -10 | -4.8 | -6.7 | 1.1 | -12.8 | 17.2 | 6.1 | 18.7 | 9.8 | 1.1 | -1.7 | -6 | -9 | -10.6 | -20.6 | -12.8 | -26.7 | -2.8 | -10.6 | -2.8 | -6.1 | -7.8 | -15.6 | -5.8 | -14.5 | 2.2 | -2.8 | 0 | -10.1 | -3.3 | -8.3 | -0.4 | -12.9 | 17.9 | 4.5 | -15.6 | -20 | 10.6 | -2.2 | 4.4 | 2.2 | 12.8 | 11.7 | 18.9 | 12.2 | -4.4 | -6.1 | -1.3 | -5.4 | 12.2 | -3.3 | -1.1 | -9.4 | 16.7 | -9.4 | 5 | -5.6 | 6.1 | 0 | 0 | -13.3 | 1.7 | -0.6 | 2.2 | -1.7 | 3.3 | 0.6 | 5.9 | -0.9 | -3 | -6 | 10.6 | 0 | 14.4 | 6.7 | -5 | -14.4 | -1.1 | -6.1 | -8 | -13 | 13.3 | 5 | 21.1 | 15.6 | -16.1 | -25.6 | 18.9 | -2.8 | 13.3 | -1.1 | 15.6 | -1.7 | 14 | 8.9 | 26.1 | -2.8 | 12.9 | -5 | 23.9 | 17.2 | 28.7 | 14.9 | 5.6 | -7.8 | 10.6 | 1.7 | -5.6 | -15.6 | 12.8 | 5.6 | 3.9 | -3.3 | -12.8 | -24.2 | 5.6 | -5 | 6.7 | -8.3 | 8.3 | -2.1
0 | -3 | -0.6 | -3.9 | 8.9 | -6.9 | 7.1 | 0.7 | 3.3 | -8.9 | 19.4 | -5 | 6 | 1 | 11.9 | 4.6 | 13.3 | 3.3 | 14.4 | -1.7 | 10.6 | 9.1 | 18.9 | -7.2 | -0.6 | -2.8 | 8.3 | 2.8 | 13 | -5 | 24.6 | 16.1 | 25 | 20 | 17.4 | 4 | 23.9 | 16.7 | 21.1 | 9.4 | 18.9 | 10 | -7.9 | -21.7 | 9.4 | -5 | 6.7 | -4.4 | 1.1 | -9.4 | -5.2 | -6.8 | 0.4 | -10.9 | 16.1 | 6 | 17.4 | 9.6 | 1.1 | -1.7 | -7 | -11 | -11.9 | -19.4 | -13.7 | -25.6 | -3.3 | -11.7 | -2.2 | -5.6 | -9.1 | -14.9 | -5.9 | -14.9 | 2.8 | -2.8 | 0 | -9.6 | -3.9 | -8.3 | -0.7 | -12.8 | 16.5 | 5.2 | -15 | -20.6 | 10.6 | -1.7 | 4.4 | 0.6 | 12.8 | 11.7 | 17.6 | 12.1 | -4.4 | -6.1 | -1.5 | -5.2 | 10.6 | -3.3 | -2 | -8.4 | 16.3 | -6.5 | 3.9 | -4.9 | 5 | 0 | -0.6 | -11.8 | 1.7 | -0.5 | 2.2 | -1.7 | 2.2 | 0 | 5.2 | -1.1 | -3 | -8 | 10 | 0 | 12.9 | 6.7 | -5 | -16.1 | -1.7 | -7.2 | -8 | -13 | 11.6 | 5 | 20.5 | 15.5 | -16.1 | -26.7 | 18.9 | -1.7 | 12.8 | -1.1 | 14.4 | -1.8 | 13.7 | 9.6 | 25 | -3.3 | 12.6 | -4.8 | 23.9 | 17.2 | 27.9 | 14.9 | 5.6 | -7.8 | 10.6 | 1.7 | -6.3 | -14.5 | 12.2 | 5.6 | 2.6 | -2.9 | -13.9 | -24.6 | 5 | -5 | 6.1 | -7.8 | 8.3 | -2.8
-1 | -4 | -0.6 | -3.9 | 7.2 | -7.2 | 6.7 | 1.1 | 1.6 | -8.3 | 18.3 | -3.9 | 5 | 1 | 10.9 | 4.6 | 12.8 | 4.4 | 13.9 | -3.3 | 10.6 | 9.1 | 11.7 | 4.4 | -1.1 | -2.8 | 6.5 | 2.4 | 11 | -3 | 23.2 | 16.8 | 24.4 | 20.6 | 15.9 | 4.3 | 22.2 | 16.7 | 18.9 | 10 | 18.9 | 8.3 | -8.3 | -23.9 | 7.4 | -4.1 | 5.6 | -1.7 | 0.6 | -8.9 | -5.6 | -7.2 | -0.4 | -10.5 | 15 | 5.6 | 16.1 | 8.9 | 0.6 | -2.2 | -7 | -11 | -13.1 | -19.1 | -14.7 | -25.9 | -3.9 | -11.1 | -2.8 | -6.1 | -10.4 | -15.1 | -6.1 | -16.7 | 2.2 | -1.7 | 0 | -10 | -4.4 | -6.7 | -1.1 | -14.4 | 15 | 5.6 | -15.6 | -19.4 | 10 | -2.8 | 3.9 | -0.6 | 12.2 | 11.7 | 16.3 | 12.1 | -4.4 | -6.1 | -1.7 | -5.6 | 8.3 | -3.9 | -3 | -8.6 | 16 | -5.6 | 2.8 | -4.9 | 3.3 | 0 | -1.1 | -12 | 1.7 | -0.5 | 1.7 | -1.7 | 2.2 | 0.6 | 4.4 | -1.7 | -5 | -10 | 8.3 | 0.6 | 11.5 | 6.5 | -5.6 | -17.2 | -2.2 | -7.2 | -8 | -14 | 10 | 5.2 | 20 | 15.7 | -17.2 | -26.7 | 17.2 | -0.6 | 10.6 | -0.6 | 13.3 | -2.2 | 13.3 | 10 | 23.9 | -3.3 | 12.2 | -5.6 | 22.8 | 17.8 | 27.2 | 15 | 3.3 | -8.9 | 9.4 | 0.6 | -7.1 | -14.8 | 11.7 | 5.6 | 1.3 | -3.1 | -15 | -26.1 | 4.5 | -5.4 | 3.3 | -6.7 | 8.1 | -3
-1 | -3 | -0.6 | -3.3 | 5.5 | -5.4 | 6.3 | 1.8 | 0 | -8.6 | 16.7 | -3.3 | 4 | 1 | 10 | 4.4 | 12.8 | 5.6 | 13.3 | -3.9 | 10.6 | 8.9 | 11.1 | 3.3 | -1.1 | -2.8 | 4.6 | 1.8 | 11 | -3 | 21.7 | 17.2 | 24.4 | 21.1 | 14.4 | 4.4 | 20.6 | 16.1 | 18.3 | 8.9 | 18.3 | 8.3 | -8.7 | -22.4 | 5.3 | -4.5 | 5.6 | -1.1 | -1.7 | -7.2 | -5.8 | -7.3 | -1.1 | -11.7 | 14.4 | 6 | 15 | 8.1 | 0 | -3.3 | -8 | -11 | -14.4 | -20 | -15.6 | -27.2 | -5 | -11.7 | -3.3 | -6.1 | -11.7 | -16.1 | -7 | -15.7 | 2.2 | -1.1 | -0.7 | -8.8 | -4.4 | -7.8 | -1.1 | -12.6 | 13.5 | 7.3 | -18.3 | -22.2 | 9.4 | -3.9 | 2.2 | -1.1 | 12.2 | 10.6 | 15 | 11.7 | -5 | -6.1 | -1.9 | -5.3 | 7.2 | -3.9 | -3.9 | -9.4 | 15.6 | -5 | 1.7 | -6.1 | 3.3 | -0.6 | -1.7 | -13.3 | 1.7 | -0.6 | 1.7 | -1.7 | 1.7 | 0 | 3.5 | -2.2 | -6 | -10 | 5 | 1.1 | 10 | 6.1 | -6.1 | -18.3 | -3.3 | -7.8 | -10 | -15 | 8.3 | 5 | 19.4 | 15.6 | -17.8 | -27.2 | 15.6 | 0 | 7.8 | 0 | 12 | -2 | 13.1 | 9.4 | 22.2 | -3.3 | 11.5 | -4.5 | 21.7 | 17.8 | 24.4 | 15.1 | 1.7 | -8.9 | 8.3 | -0.6 | -7.8 | -16.1 | 11.1 | 5.6 | 0 | -3.9 | -15.9 | -25.1 | 3.9 | -7.2 | 2.8 | -7.8 | 8 | -3.9
-1 | -1 | -0.6 | -3.3 | 3.9 | -4.7 | 6 | 2.3 | -1.7 | -10.6 | 15 | -2.2 | 4 | 2 | 8.5 | 4.9 | 12.2 | 7.8 | 12.8 | -3.9 | 11 | 9.3 | 8.3 | 2.8 | -1.1 | -2.8 | 2.8 | 1.1 | 9 | 0 | 20.9 | 17.7 | 24.4 | 21.1 | 12.4 | 4.4 | 19.4 | 16.1 | 16.1 | 11.7 | 17.8 | 7.8 | -9 | -22.3 | 3.3 | -5.6 | 5.6 | -0.6 | -2.2 | -7.8 | -5.9 | -7.4 | -2 | -10.3 | 13.9 | 6.5 | 13.9 | 7.2 | 0 | -3.9 | -11 | -13 | -14.2 | -19.1 | -16 | -26.8 | -5 | -11.7 | -3.9 | -6.7 | -13.9 | -17.1 | -8 | -16.1 | 1.7 | -1.1 | -1.5 | -9.1 | -4.4 | -11.7 | -1.1 | -12.3 | 12.1 | 8.8 | -17.2 | -20.6 | 8.3 | -4.4 | 2.2 | -1.7 | 11.7 | 11.1 | 14.4 | 11.9 | -5 | -6.1 | -2 | -5.4 | 6.1 | -3.9 | -4.8 | -9.4 | 15 | -4.8 | 0.6 | -5.4 | 1.7 | 0 | -2.1 | -12.1 | 1.3 | -0.8 | 1.7 | -1.7 | 1.7 | 0 | 2.6 | -2.7 | -7 | -11 | 3.9 | 0.6 | 8.5 | 5.4 | -6.7 | -20 | -3.9 | -7.8 | -10 | -15 | 7.8 | 4.4 | 18.5 | 15.4 | -17.8 | -27.2 | 14.4 | 0.6 | 7.2 | 2.8 | 10.7 | -2.1 | 13 | 9.1 | 21.1 | -3.3 | 10.7 | -4 | 21.1 | 18.3 | 21.7 | 14.6 | 0.6 | -4.4 | 7.8 | -0.6 | -8.3 | -15.6 | 11.1 | 5.6 | -0.6 | -3.7 | -16.9 | -25.6 | 2.2 | -6.1 | 2.2 | -8.3 | 7.8 | -5.6
-1 | -1 | -0.6 | -2.8 | 2.2 | -5 | 5.6 | 2.8 | -2.4 | -9.6 | 12.8 | -1.1 | 2 | 0 | 7.1 | 5.1 | 11.1 | 6.1 | 11.7 | -3.9 | 11.3 | 9.2 | 7.8 | 2.2 | -1.1 | -2.8 | 2.2 | 0.7 | 8 | 0 | 20.2 | 18 | 23.9 | 20.6 | 10.3 | 3.8 | 18.9 | 15.6 | 15.6 | 12.2 | 17.2 | 9.4 | -9.4 | -23.9 | 1.8 | -4.9 | 6.1 | -1.1 | -1.7 | -7.2 | -6.1 | -7.8 | -3 | -10.1 | 13.3 | 6.7 | 12.8 | 6.1 | 0 | -3.9 | -11 | -13 | -14.1 | -19 | -16.3 | -27.1 | -6.1 | -12.2 | -5 | -7.2 | -16.1 | -18.6 | -8.9 | -17.2 | 0.6 | -1.7 | -2.2 | -10 | -5 | -12.2 | -1.1 | -13.3 | 10.6 | 9.4 | -16.1 | -20 | 5.6 | -3.9 | 1.7 | -2.2 | 11.7 | 10.6 | 13.9 | 12.1 | -4.4 | -6.7 | -2.2 | -6.1 | 5.6 | -3.3 | -5.8 | -10.4 | 14.5 | -4.7 | -0.6 | -5.7 | 1.7 | -1.1 | -2.4 | -12.1 | 1 | -1.1 | 0 | -2.2 | 1.7 | -0.6 | 1.7 | -3.9 | -8 | -12 | 2.8 | 0 | 7.1 | 4.8 | -7.2 | -20 | -3.9 | -7.8 | -9 | -14 | 7.2 | 3.8 | 17.6 | 15.3 | -17.8 | -27.8 | 12.2 | 1.7 | 3.3 | 0 | 9.4 | -2.8 | 12.8 | 8.3 | 20.6 | -1.1 | 10 | -4.4 | 20.6 | 18.3 | 18.9 | 13.9 | 0 | -5 | 6.7 | -1.1 | -8.9 | -16.3 | 9.4 | 5 | -1.1 | -3.8 | -17.8 | -26.7 | 0.6 | -5.9 | 1.7 | -8.3 | 7.2 | -4.9
0 | -1 | -0.6 | -3.3 | 2.2 | -4 | 5.4 | 2.6 | -3.2 | -9.7 | 12.2 | -0.6 | 3 | 1 | 5.6 | 5 | 11.1 | 3.9 | 10.6 | -3.9 | 11.7 | 9.4 | 5.6 | 0.5 | -1.7 | -3.3 | 1.7 | 0.4 | 6 | 2 | 19.4 | 18.3 | 23.9 | 20.6 | 8.3 | 3.3 | 17.2 | 15 | 13.9 | 11.7 | 16.7 | 10 | -10.3 | -22.2 | 0.4 | -5 | 3.3 | -2.2 | -1.7 | -8.9 | -6.7 | -8 | -3.9 | -11.1 | 12 | 6.1 | 11.9 | 5.1 | 0 | -3.9 | -10 | -11 | -13.9 | -19.4 | -16.7 | -28.9 | -6.1 | -12.2 | -5 | -7.8 | -18.3 | -20.6 | -10.9 | -17.2 | 1.1 | -1.1 | -2.4 | -8.9 | -6.1 | -13.3 | -1.5 | -12.1 | 9.7 | 8.8 | -16.7 | -20.6 | 3.9 | -3.9 | 1.1 | -2.2 | 11.1 | 10.6 | 13.3 | 12.2 | -3.9 | -6.1 | -2.2 | -5.7 | 5 | -3.9 | -6.7 | -11.7 | 13.9 | -6.1 | -1.7 | -6.7 | 2.2 | 0 | -2.8 | -13.3 | 0.6 | -1.7 | 0 | -2.2 | 1.1 | -0.6 | 0.9 | -3.7 | -8 | -12 | 2.2 | 0 | 5.6 | 3.9 | -8.3 | -20.6 | -4.4 | -7.8 | -10 | -15 | 6.7 | 3.3 | 16.7 | 15 | -18.9 | -26.1 | 12.8 | 0.6 | 2.2 | 0 | 8.9 | -2.1 | 13.3 | 9.2 | 19.4 | 0.6 | 9.1 | -3.3 | 20.6 | 18.3 | 17.4 | 13.8 | -1.1 | -6.1 | 5.6 | -3.3 | -9.4 | -17.8 | 8.3 | 3.9 | -1.7 | -4.4 | -18 | -26 | -1.1 | -7.2 | 1.7 | -8.3 | 6.7 | -4.7
0 | -1 | -0.6 | -3.3 | 2.2 | -3.8 | 5.2 | 2.4 | -3.9 | -10.6 | 10.6 | 0 | 2 | 0 | 4.8 | 4.2 | 13.9 | 4.4 | 10 | -4.4 | 12.1 | 9.7 | 2.8 | 0 | -1.7 | -3.3 | 1.1 | 0 | 7 | 0 | 18.7 | 16.9 | 23.9 | 20.6 | 8.1 | 2.6 | 17.2 | 15 | 14.4 | 12.2 | 16.1 | 9.4 | -11.3 | -22.2 | -1.1 | -6.1 | 3.9 | -2.2 | -2.2 | -8.9 | -7.2 | -8.3 | -3.7 | -10.2 | 10.7 | 5.7 | 10.9 | 3.9 | -0.6 | -4.4 | -10 | -11 | -15.2 | -19.9 | -17.6 | -28.5 | -6.1 | -11.7 | -5.6 | -7.8 | -19.4 | -21.6 | -13 | -18.3 | 1.1 | -1.1 | -2.6 | -8.9 | -7.8 | -15 | -1.8 | -12.3 | 8.7 | 8 | -18.3 | -22.2 | 3.3 | -4.4 | 1.1 | -2.8 | 11.1 | 10 | 12.6 | 11.9 | -3.9 | -5.6 | -2.2 | -5.9 | 2.2 | -3.9 | -7.4 | -11.6 | 13.2 | -2.4 | -2.2 | -6.1 | 1.7 | 0 | -3.2 | -12.3 | -0.2 | -2 | 0 | -2.2 | 1.1 | -1.1 | 0.2 | -4.1 | -9 | -13 | 1.1 | -0.6 | 5.6 | 4.1 | -8.9 | -20.6 | -4.4 | -7.2 | -12 | -16 | 6.3 | 2.8 | 16.1 | 15 | -19.4 | -28.3 | 13.9 | 0.6 | 2.2 | 0 | 8.3 | -1.8 | 13.9 | 10 | 19.4 | 2.2 | 8.1 | -2.7 | 20.6 | 18.3 | 15.9 | 13.2 | -1.1 | -7.2 | 5 | -4.4 | -9.4 | -16.2 | 7.8 | 3.9 | -2.1 | -4.3 | -18.1 | -26.1 | -1.8 | -6.3 | 0 | -7.8 | 6.1 | -5.6
0 | -1 | -0.6 | -2.8 | 2.2 | -3.9 | 5 | 2.2 | -3.7 | -9.6 | 10.6 | 0.6 | 3 | 2 | 4.1 | 3.5 | 8.9 | 5 | 9.4 | -6.1 | 12.4 | 9.8 | 1.1 | -1.4 | -1.7 | -3.3 | 1.1 | -0.3 | 7 | 1 | 17.9 | 15.4 | 23.9 | 20.6 | 8 | 2 | 17.8 | 15.6 | 15 | 12.8 | 15.6 | 11.1 | -12.2 | -23.3 | -1.1 | -5.3 | 5 | -2.2 | -2.2 | -8.3 | -7.8 | -8.9 | -3.5 | -10.2 | 9.4 | 5 | 10 | 2.8 | -0.6 | -4.4 | -7 | -8 | -16.5 | -20.4 | -18.5 | -29.1 | -6.7 | -11.1 | -5 | -7.2 | -20.6 | -22.9 | -15 | -20 | 1.7 | -0.6 | -2.8 | -9.4 | -8.9 | -15.6 | -2.2 | -13.9 | 7.8 | 7.2 | -16.7 | -20.6 | 3.9 | -4.4 | 0.6 | -2.8 | 10.6 | 10 | 11.8 | 11.5 | -3.9 | -6.1 | -2.2 | -6.7 | 2.8 | -3.3 | -8.2 | -12.2 | 12.4 | -0.4 | -2.8 | -6.2 | 2.2 | -0.6 | -3.5 | -12.1 | -0.9 | -2.4 | 0.6 | -1.7 | 1.1 | -1.1 | -0.6 | -5 | -10 | -15 | -0.6 | -2.2 | 5.6 | 4.4 | -9.4 | -20.6 | -4.4 | -7.2 | -13 | -17 | 6 | 2.3 | 15.6 | 15.2 | -20 | -30.6 | 13.9 | 0.6 | 1.1 | -0.6 | 7.8 | -2.2 | 14.4 | 10.6 | 18.9 | 2.8 | 7.2 | -2.8 | 20 | 18.3 | 14.4 | 12.8 | -1.1 | -9.4 | 4.4 | -3.3 | -9.4 | -15.8 | 7.2 | 3.3 | -2.4 | -4.5 | -18.3 | -27.2 | -2.6 | -6.6 | -1.1 | -7.8 | 5 | -5.3
-4 | -5 | -0.6 | -2.8 | 3.5 | -2.9 | 5.4 | 2.4 | -3.5 | -9.4 | 10 | 0.6 | 3 | 2 | 3.3 | 2.8 | 8.3 | 3.9 | 10 | -3.9 | 12.8 | 10 | 0.6 | -1.1 | -1.1 | -3.9 | 1.1 | -0.7 | 8 | 3 | 17.2 | 13.9 | 23.9 | 20 | 7.8 | 1.1 | 17.8 | 15.6 | 14.4 | 13.3 | 15.6 | 11.7 | -12.6 | -22.3 | -1.1 | -5.2 | 5 | -2.2 | -1.1 | -8.9 | -8 | -9.1 | -3.3 | -11.1 | 9.6 | 4.6 | 9.4 | 2.7 | -1.1 | -4.4 | -6 | -7 | -17.8 | -22 | -19.4 | -31.1 | -6.7 | -10 | -4.4 | -6.7 | -21.7 | -24.4 | -15.2 | -19.4 | 1.7 | -0.6 | -3 | -8.7 | -10 | -16.7 | -2.4 | -11.8 | 7.2 | 6.8 | -15.6 | -18.9 | 3.9 | -5 | 0.6 | -3.3 | 10.6 | 8.3 | 11.1 | 11.1 | -4.4 | -6.1 | -2.4 | -6.4 | 3.3 | -3.3 | -8.9 | -13.3 | 11.7 | 1.1 | -3.3 | -6.7 | 0.6 | -3.9 | -3.9 | -13.3 | -1.7 | -3.3 | 0.6 | -2.2 | 0.6 | -2.2 | -1.1 | -4.7 | -10 | -15 | 0 | -1.1 | 5.6 | 4.4 | -9.4 | -20 | -4.4 | -6.7 | -11 | -16 | 5.6 | 1.7 | 15 | 15 | -21.1 | -28.3 | 11.7 | 1.7 | 0.6 | -0.6 | 7.4 | -2.1 | 13.7 | 9.8 | 18.3 | 2.8 | 7.2 | -1.5 | 20.6 | 18.3 | 15.2 | 13.1 | -2.8 | -8.9 | 3.9 | -2.2 | -9.4 | -16.1 | 6.1 | 2.2 | -2.8 | -5 | -18.7 | -26.4 | -3.3 | -7.2 | 0 | -7.8 | 3.9 | -5.4
-6 | -7 | -0.6 | -2.8 | 4.8 | -2.2 | 5.7 | 2.5 | -3.3 | -10 | 9.4 | 1.1 | 2 | 1 | 2.8 | 2.2 | 8.9 | 3.9 | 8.3 | -3.3 | 13.3 | 10.7 | 0 | -1.9 | -1.7 | -4.4 | 1.1 | -1.1 | 8 | 3 | 17.6 | 14.7 | 23.9 | 20 | 7.1 | 1.2 | 18.3 | 15 | 15 | 13.3 | 16.1 | 9.4 | -12.9 | -22.6 | -1.1 | -5.6 | 4.4 | -2.2 | -1.7 | -8.9 | -8.1 | -9.4 | -2.4 | -9.8 | 9.8 | 4 | 8.9 | 2.5 | -1.1 | -5 | -4 | -6 | -18.7 | -22.5 | -19.2 | -30.1 | -7.2 | -10.6 | -4.4 | -5 | -21.9 | -25.3 | -15.4 | -19.5 | 1.7 | -0.6 | -3.1 | -8.7 | -10.6 | -17.8 | -2.6 | -11.5 | 6.7 | 6.6 | -14.4 | -18.3 | 3.3 | -5 | 0.6 | -3.9 | 10 | 7.8 | 11.3 | 11.3 | -3.9 | -5.6 | -2.6 | -6.8 | 2.8 | -3.3 | -10.9 | -14.2 | 10.8 | 3.6 | -4.1 | -7 | -1.1 | -7.8 | -4.6 | -12.7 | -3.4 | -4.5 | 1.1 | -1.7 | 0.6 | -2.8 | -1.7 | -4.9 | -11 | -15 | -1.7 | -3.3 | 4.8 | 3.8 | -10.6 | -20 | -4.4 | -6.7 | -11 | -16 | 5.4 | 1.7 | 14.6 | 14.6 | -22.2 | -26.7 | 10 | 3.3 | 1.7 | 0 | 7.1 | -2.1 | 12.9 | 8.8 | 17.8 | 3.3 | 7.2 | -0.9 | 20.6 | 18.3 | 15.9 | 13.2 | -2.8 | -8.9 | 3.3 | -2.8 | -9.4 | -15.4 | 5 | 2.2 | -2.8 | -4.6 | -19 | -26.3 | -3.9 | -6.9 | 0 | -7.8 | 2.8 | -6.7
-7 | -8 | -0.6 | -3.3 | 6.1 | -2.2 | 6.1 | 2.8 | -3.1 | -9 | 9.4 | 1.1 | 1 | 0 | 2.2 | 1.6 | 7.8 | 3.3 | 6.1 | -2.2 | 13.9 | 11.6 | 0 | -2.5 | -1.7 | -5 | 0.5 | -1.4 | 7 | 1 | 17.9 | 15.4 | 23.3 | 20 | 6.3 | 1.2 | 18.3 | 15 | 14.4 | 13.3 | 13.9 | 10 | -13.3 | -23.9 | -1.1 | -5.3 | 3.3 | -2.8 | -1.7 | -8.9 | -8.3 | -10 | -1.5 | -9.3 | 10 | 3.3 | 8.3 | 2.2 | -1.1 | -5 | -3 | -5 | -19.7 | -23 | -19.1 | -30.5 | -7.8 | -11.7 | -4.4 | -5 | -22 | -26.4 | -15.6 | -20 | 1.7 | -0.6 | -3.3 | -9.4 | -11.1 | -18.9 | -2.8 | -12.2 | 6.1 | 6.1 | -12.2 | -16.1 | 4.4 | -5 | 0 | -3.9 | 10 | 7.8 | 11.5 | 11.5 | -3.9 | -5.6 | -2.8 | -7.8 | 2.8 | -3.3 | -13 | -15.8 | 9.8 | 5.4 | -4.8 | -7.7 | -2.8 | -10 | -5.4 | -13.5 | -5 | -5.7 | 1.1 | -1.7 | -0.6 | -3.3 | -2.2 | -5.6 | -11 | -16 | -1.7 | -3.3 | 4.1 | 2.9 | -10.6 | -20 | -5.6 | -7.2 | -12 | -16 | 5.2 | 1.7 | 14.3 | 14.3 | -22.8 | -27.2 | 7.8 | 2.2 | 1.1 | -0.6 | 6.7 | -2.8 | 12.2 | 7.8 | 17.2 | 3.3 | 7.2 | 0 | 20 | 18.3 | 16.7 | 13.3 | -2.8 | -9.4 | 2.2 | -3.3 | -9.4 | -15.6 | 5 | 2.2 | -2.8 | -4.4 | -19.4 | -27.2 | -4.4 | -7.1 | 0 | -7.8 | 1.9 | -4.3
-8 | -10 | -3.3 | -5.6 | 6.8 | -2.3 | 6.1 | 2.7 | -3 | -8.7 | 8.9 | 1.7 | 1 | 0 | 1.7 | 1.1 | 7.2 | 2.8 | 5.6 | -2.2 | 14.4 | 12.2 | -0.6 | -3.9 | -2.2 | -5.6 | 0 | -1.7 | 7 | 1 | 18.3 | 16.1 | 23.3 | 19.4 | 5.6 | 1.1 | 18.3 | 15.6 | 14.4 | 13.9 | 14.4 | 10 | -14.1 | -23 | -1.1 | -5.7 | 3.9 | -2.8 | 0.6 | -8.9 | -8.5 | -9.9 | -0.6 | -10 | 9.6 | 3.1 | 8.1 | 2.3 | -1.1 | -5 | -4 | -6 | -20.6 | -23.5 | -18.9 | -31.7 | -8.9 | -12.8 | -3.9 | -4.4 | -22.2 | -28.3 | -15.4 | -19.2 | 1.7 | -0.6 | -2.8 | -7.5 | -12.2 | -23.3 | -2.6 | -10.2 | 6.1 | 6.1 | -11.1 | -15 | 4.4 | -5 | -0.6 | -4.4 | 10 | 8.3 | 11.7 | 11.7 | -3.3 | -5 | -3.2 | -7.7 | 2.8 | -3.9 | -15 | -17.8 | 8.9 | 6.7 | -5.6 | -8.9 | -4.4 | -11.1 | -6.1 | -15 | -6.7 | -7.2 | 0.6 | -2.2 | -0.6 | -2.8 | -3.1 | -5.1 | -12 | -16 | -2.2 | -3.3 | 3.3 | 2.2 | -11.1 | -19.4 | -6.1 | -8.3 | -10 | -14 | 5 | 1.7 | 13.9 | 13.9 | -22.8 | -30 | 6.7 | 1.7 | 0 | -1.1 | 6.9 | -2.5 | 12 | 7.5 | 16.1 | 3.9 | 7.2 | 0.4 | 19.4 | 18.9 | 16.9 | 10.5 | -3.9 | -9.4 | 1.1 | -6.1 | -9.4 | -16.7 | 4.4 | 1.7 | -2.8 | -4.4 | -19.2 | -27.1 | -5 | -7.8 | -1.1 | -7.8 | 0.9 | -3.3
-8 | -10 | -7.8 | -8.9 | 7.6 | -2.9 | 6.1 | 2.7 | -2.8 | -9.4 | 8.3 | 1.1 | 1 | 0 | 1.5 | 0.9 | 6.7 | 2.2 | 5.6 | -1.1 | 13.9 | 11.6 | 0 | -3.9 | -2.8 | -6.1 | -0.6 | -2.2 | 6 | 2 | 18.3 | 16.7 | 23.3 | 19.4 | 4.8 | 0.5 | 18.3 | 15.6 | 14.4 | 13.9 | 13.9 | 8.9 | -14.8 | -23.4 | -1.1 | -6.7 | 2.8 | -2.2 | 1.1 | -8.9 | -8.7 | -10.1 | 0 | -8.4 | 9.3 | 2.6 | 8 | 2.2 | -0.6 | -5 | -4 | -6 | -21.1 | -24.3 | -20.2 | -28.9 | -9.4 | -12.8 | -3.9 | -4.4 | -21.5 | -26.8 | -15.2 | -18.8 | 1.7 | -0.6 | -2.2 | -6.2 | -12.8 | -21.7 | -2.4 | -9.3 | 6.1 | 6.1 | -10.6 | -13.9 | 4.4 | -5.6 | -0.6 | -5 | 9.4 | 8.3 | 10.9 | 10.9 | -2.8 | -4.4 | -3.5 | -8.2 | 2.2 | -2.2 | -15 | -17.8 | 9.1 | 6.9 | -6 | -8.9 | -6.1 | -13.3 | -6.1 | -13.9 | -6.1 | -6.6 | 0.6 | -2.8 | 0 | -2.8 | -4.1 | -5.3 | -12 | -16 | -2.2 | -3.3 | 4.1 | 2.3 | -11.7 | -18.3 | -9.4 | -10.6 | -10 | -14 | 4.1 | 0.9 | 13.9 | 13.9 | -23.3 | -30.6 | 7.2 | 2.2 | 0.6 | -1.7 | 7 | -2.9 | 11.9 | 7.2 | 12.2 | -5 | 7.2 | 0.6 | 18.9 | 18.9 | 17 | 7.1 | -3.9 | -10 | 0.6 | -6.1 | -9.4 | -15.8 | 4.4 | 1.1 | -3.2 | -4.6 | -19.1 | -28.1 | -5.6 | -7.7 | -1.1 | -7.8 | 0 | -2.8
-8 | -12 | -7.8 | -8.3 | 8.3 | -4.4 | 6.1 | 2.8 | -3.5 | -8.7 | 8.3 | 0 | 1 | 0 | 1.3 | 0.7 | 6.1 | 2.2 | 4.4 | -1.1 | 13.3 | 10.7 | 0 | -4.4 | -2.8 | -6.7 | -0.4 | -2.2 | 5 | 1 | 18.3 | 17.3 | 23.3 | 19.4 | 4.1 | 0 | 17.8 | 15.6 | 14.4 | 13.9 | 13.9 | 8.9 | -15.6 | -24.4 | -1.3 | -6.7 | 2.8 | -2.2 | 1.7 | -8.3 | -8.9 | -10.6 | 0.5 | -7.7 | 8.9 | 2.2 | 7.8 | 2.2 | -0.6 | -6.1 | -5 | -7 | -21.7 | -25.3 | -21.5 | -27.9 | -13.3 | -15 | -3.9 | -4.4 | -20.7 | -25.9 | -15 | -18.9 | 1.7 | -0.6 | -1.7 | -5.6 | -13.3 | -21.7 | -2.2 | -9.4 | 6.1 | 6.1 | -10 | -11.7 | 3.9 | -5.6 | -1.1 | -5 | 9.4 | 7.8 | 10.2 | 10.2 | -2.8 | -5.6 | -3.9 | -9.4 | 3.3 | -2.8 | -15 | -18.1 | 9.2 | 7 | -6.3 | -9.3 | -7.2 | -13.9 | -6.1 | -13.9 | -5.6 | -6.1 | 0.6 | -3.3 | -1.1 | -3.3 | -5 | -5.6 | -13 | -16 | -3.3 | -4.4 | 4.8 | 2.2 | -11.1 | -17.8 | -10 | -10.6 | -11 | -15 | 3.1 | 0.1 | 13.9 | 13.9 | -23.9 | -27.8 | 9.4 | 2.8 | 3.9 | 0 | 7.2 | -3.3 | 11.7 | 6.7 | 9.4 | -5 | 7.2 | 1.1 | 18.3 | 18.3 | 17.2 | 2.2 | -4.4 | -8.3 | 0 | -7.2 | -9.4 | -15.8 | 4.4 | 1.1 | -3.5 | -4.6 | -18.9 | -30 | -6.1 | -7.8 | 0 | -7.8 | -0.2 | -2.6
-8 | -11 | -6.7 | -8.9 | 8.1 | -2.7 | 6.7 | 2.8 | -4.3 | -8.8 | 8.3 | 1.1 | 1 | 0 | 1.1 | 0.6 | 7.2 | 2.2 | 3.3 | 0.6 | 12.8 | 10 | -0.6 | -4.4 | -3.3 | -7.2 | -0.2 | -2.3 | 6 | 2 | 18.3 | 17.8 | 23.3 | 19.4 | 3.3 | -0.6 | 17.2 | 15.6 | 14.4 | 13.3 | 14.4 | 8.9 | -15 | -23.6 | -1.5 | -7.3 | 2.8 | -2.2 | 1.7 | -7.2 | -9.1 | -10.5 | 1.1 | -8.3 | 9.1 | 2.4 | 8.3 | 2.3 | -0.6 | -7.2 | -6 | -8 | -22.2 | -26.1 | -22.8 | -27.8 | -13.3 | -16.1 | -3.9 | -4.4 | -20 | -25.6 | -14.6 | -18.3 | 1.7 | -0.6 | 0 | -4.3 | -13.9 | -21.7 | -0.2 | -7.3 | 8.1 | 7.4 | -10 | -11.1 | 5 | -5.6 | -1.7 | -5.6 | 8.9 | 1.7 | 9.4 | 9.4 | -2.8 | -5.6 | -3.9 | -8.9 | 3.9 | -1.7 | -15 | -18.9 | 9.4 | 7.2 | -6.7 | -10 | -7.8 | -16.1 | -6.1 | -15 | -5 | -5.6 | 0.6 | -4.4 | -2.2 | -3.3 | -4.6 | -5.4 | -13 | -16 | -3.3 | -3.9 | 5.6 | 2.2 | -10 | -18.9 | -8.3 | -10 | -11 | -15 | 2.2 | -0.6 | 13.9 | 13.9 | -24.4 | -30.6 | 8.9 | 1.1 | 3.9 | 0.6 | 7.8 | -3 | 12.2 | 7.1 | 8.9 | -5.6 | 7.8 | 1.4 | 18.3 | 18.3 | 18.7 | 2.5 | -3.9 | -8.9 | -1.1 | -12.2 | -9.4 | -16.7 | 5.6 | 1.1 | -3.9 | -5 | -18.3 | -28.1 | -6.7 | -8.3 | -0.6 | -7.8 | -0.4 | -2.8
-8 | -11 | -6.7 | -8.3 | 8 | -1.6 | 7.2 | 2.9 | -5 | -9.4 | 7.8 | 2.2 | 3 | 1 | 4.4 | 2.3 | 8.9 | 2.8 | 7.2 | -1.1 | 12.6 | 9.5 | 4.4 | -3.3 | -0.6 | -5.6 | 0 | -2.8 | 8 | 4 | 18.5 | 18.2 | 23.9 | 20 | 4.6 | -0.3 | 17.2 | 15.6 | 14.4 | 13.3 | 16.1 | 10.6 | -14.5 | -23.4 | -1.7 | -8.9 | 3.9 | -1.1 | 2.2 | -6.7 | -9.2 | -10.6 | 2.8 | -6.6 | 9.2 | 2.5 | 8.9 | 2.7 | -1.1 | -7.2 | -3 | -7 | -19.8 | -24.2 | -20.9 | -27 | -10.6 | -12.8 | -3.9 | -4.4 | -17.8 | -21.5 | -14.3 | -18.1 | 1.7 | -0.6 | 1.6 | -4 | -13.9 | -21.1 | 1.9 | -6.4 | 10.2 | 8.8 | -9.4 | -11.1 | 6.1 | -6.1 | -1.1 | -3.3 | 9.4 | 1.1 | 10.2 | 9.9 | -3.3 | -5.6 | -3.9 | -9.1 | 4.4 | -1.1 | -11.3 | -16.2 | 9.8 | 7.3 | -4.5 | -8.1 | -8.3 | -18.9 | -5.4 | -13.5 | -3.7 | -4.9 | 0.6 | -4.4 | -1.1 | -2.2 | -4.3 | -5.4 | -12 | -17 | -2.2 | -3.3 | 7.3 | 2.8 | -8.9 | -17.8 | -8.3 | -10 | -12 | -16 | 3.7 | -0.8 | 14.3 | 14.3 | -24.4 | -31.7 | 7.2 | 0.6 | 7.8 | 3.3 | 8.3 | -3.1 | 12.8 | 7.5 | 9.4 | -10.6 | 8.3 | 1.4 | 17.8 | 17.2 | 20.2 | 2.1 | -3.9 | -7.8 | -1.7 | -8.3 | -9 | -15.8 | 5.6 | 1.1 | -3.7 | -4.7 | -17.8 | -27.2 | -4.3 | -6.1 | 1.1 | -7.2 | -0.6 | -3.3
-9 | -12 | -3.9 | -6.1 | 7.8 | -1.1 | 7.8 | 2.8 | -5.2 | -10.5 | 10.6 | 1.7 | 3 | 1 | 7.8 | 3.8 | 11.1 | 4.4 | 8.9 | -1.1 | 12.4 | 8.9 | 8.9 | -2.2 | -2.8 | -5 | 2 | -2.1 | 13 | 9 | 18.7 | 18.6 | 24.4 | 20 | 5.9 | -0.3 | 18.9 | 16.1 | 14.4 | 13.3 | 18.9 | 7.8 | -13.9 | -24.4 | -0.4 | -7.4 | 6.1 | -1.7 | 5 | -3.9 | -9.4 | -11.1 | 4.4 | -5.8 | 9.4 | 2.8 | 9.4 | 2.8 | -1.1 | -7.8 | -2 | -6 | -17.4 | -23.1 | -19.1 | -27 | -7.8 | -10.6 | -3.9 | -5.6 | -15.5 | -18.1 | -13.9 | -18.3 | 1.7 | -0.6 | 3.3 | -3.9 | -12.8 | -21.1 | 3.9 | -6.1 | 12.2 | 10 | -8.9 | -11.1 | 6.7 | -5.6 | -0.6 | -3.9 | 8.9 | 0.6 | 10.9 | 10.2 | -2.8 | -5 | -3.9 | -10 | 4.4 | 1.1 | -7.6 | -14.1 | 10.2 | 7.3 | -2.2 | -6.7 | -8.3 | -18.3 | -4.6 | -13.2 | -2.4 | -4.5 | 0.6 | -3.9 | 0 | -2.2 | -3.9 | -5.6 | -11 | -16 | -1.1 | -1.1 | 8.9 | 3.1 | -8.3 | -15 | -8.3 | -9.4 | -11 | -15 | 5.2 | -1.5 | 14.6 | 14.6 | -23.9 | -30 | 10 | 1.7 | 12.2 | 4.4 | 8.9 | -3.9 | 13.3 | 7.8 | 10.6 | -12.2 | 8.9 | 1.7 | 17.8 | 17.2 | 21.7 | 1.7 | -1.7 | -8.9 | -2.2 | -10.6 | -8.7 | -15.7 | 7.8 | 2.8 | -3.5 | -4.5 | -17.2 | -27.2 | -1.8 | -3.9 | 4.4 | -6.1 | 0.3 | -3.3
-10 | -12 | -4.4 | -6.1 | 10 | 0.6 | 8.3 | 2.7 | -5.4 | -12 | 12.8 | -1.1 | 5 | 2 | 11.1 | 5 | 13.3 | 5.6 | 11.1 | 0 | 12.2 | 8.3 | 12.8 | 0 | 1.7 | -2.8 | 4.1 | -1.8 | 15 | 10 | 18.9 | 18.9 | 25.6 | 21.1 | 7.2 | -0.6 | 22.2 | 18.3 | 15.6 | 13.9 | 22.2 | 8.9 | -12.4 | -22.9 | 0.9 | -6.7 | 8.3 | -1.1 | 6.7 | -2.2 | -8.3 | -10.7 | 6.1 | -6.1 | 10.7 | 2.5 | 10.2 | 2.6 | -0.6 | -8.9 | 0 | -4 | -15 | -22.8 | -17.2 | -28.3 | -7.8 | -11.1 | -4.4 | -7.8 | -13.3 | -15 | -11.1 | -16.7 | 1.1 | -0.6 | 6.1 | -2.4 | -12.2 | -20 | 6.3 | -4.2 | 14.4 | 10.1 | -7.8 | -10 | 8.3 | -7.2 | 1.1 | -4.4 | 8.9 | -1.1 | 11.7 | 10.6 | -2.8 | -5 | -3.3 | -8.7 | 6.1 | 1.7 | -3.9 | -13.3 | 10.6 | 7.2 | 0 | -6.1 | -8.9 | -17.8 | -3.9 | -13.9 | -1.1 | -4.4 | 0.6 | -3.3 | 1.1 | -1.1 | -3.7 | -5.5 | -10 | -13 | 0 | -0.6 | 10.6 | 3.3 | -6.7 | -16.1 | -6.1 | -8.9 | -10 | -14 | 6.7 | -2.8 | 15 | 15 | -22.2 | -29.4 | 11.7 | 0.6 | 15 | 3.9 | 10.9 | -3.2 | 15.7 | 8.7 | 11.1 | -12.8 | 9.8 | 1.9 | 20.6 | 18.9 | 23.4 | 2.3 | -0.6 | -10 | -3.3 | -15 | -8.3 | -16.7 | 11.1 | 3.9 | -3.3 | -4.4 | -15.2 | -25 | 0.6 | -2.2 | 6.1 | -5.6 | 1.3 | -3.7
-9 | -12 | -4.4 | -5.6 | 12.2 | 2.1 | 8.9 | 2.5 | -5.6 | -15 | 15.6 | -3.9 | 6 | 2 | 12.8 | 4.3 | 15 | 6.1 | 13.3 | -0.6 | 12.4 | 7.9 | 12.8 | 7.2 | 4.4 | -3.3 | 6.1 | -2.2 | 16 | 11 | 17.8 | 17.8 | 25.6 | 20.6 | 8.9 | -0.1 | 25.6 | 18.3 | 15 | 13.9 | 23.3 | 7.8 | -10.9 | -22.4 | 2.2 | -7.2 | 8.9 | 0 | 6.7 | -1.7 | -7.2 | -10.5 | 8.1 | -3 | 12 | 1.9 | 10.9 | 2.2 | -0.6 | -9.4 | 1 | -3 | -13.7 | -20.9 | -15.7 | -26 | -6.7 | -11.7 | -5 | -9.4 | -10.9 | -13.5 | -8.4 | -15.9 | 1.1 | -1.7 | 8.9 | -1.6 | -10.6 | -19.4 | 8.7 | -2.8 | 16.7 | 10.1 | -6.1 | -10.6 | 10.6 | -7.2 | 3.3 | -5 | 8.3 | -0.6 | 14.1 | 10 | -2.8 | -5 | -2.8 | -8.2 | 6.7 | 1.7 | -1.9 | -12.2 | 9.3 | 6.1 | 2 | -4.8 | -10 | -17.2 | -2.4 | -12.4 | 0 | -3.9 | 0.6 | -2.8 | 1.7 | -0.6 | -3.5 | -5.7 | -9 | -16 | 2.8 | 1.1 | 11.9 | 3.7 | -5.6 | -13.3 | -3.9 | -8.3 | -9 | -14 | 7.8 | -3 | 15.6 | 15.5 | -20 | -27.2 | 13.3 | -0.6 | 16.7 | 3.3 | 13 | -3.3 | 18.2 | 9.6 | 10.6 | -12.8 | 10.8 | 1.9 | 22.8 | 18.9 | 25 | 1.8 | 1.1 | -11.1 | -3.3 | -15 | -7.2 | -15.2 | 14.4 | 3.3 | -2.8 | -3.9 | -13.1 | -23.3 | 3.4 | -1.5 | 8.9 | -7.2 | 2.2 | -5
-8 | -11 | -3.3 | -6.1 | 14.4 | 3.3 | 9.4 | 2.2 | -6 | -13.8 | 16.1 | -3.3 | 7 | 1 | 14.4 | 2.9 | 16.1 | 5.6 | 15 | 2.2 | 12.6 | 7.7 | 14.4 | 6.7 | 7.2 | -5 | 7.2 | -1.3 | 16 | 11 | 16.7 | 16.7 | 26.1 | 20.6 | 10.5 | -0.3 | 26.7 | 17.2 | 15.6 | 13.9 | 24.4 | 8.3 | -9.4 | -23.9 | 3.7 | -5.8 | 10 | 0.6 | 8.3 | 0 | -6.1 | -11.1 | 10.2 | -1.1 | 13.3 | 1.1 | 11.7 | 1.7 | 0 | -8.9 | 2 | -2 | -12.4 | -20.1 | -14.3 | -24.7 | -5.6 | -11.7 | -5 | -10 | -8.5 | -12.5 | -5.6 | -16.7 | 0.6 | -2.2 | 11.7 | -1.1 | -8.3 | -19.4 | 11.1 | -2.2 | 18.9 | 9.4 | -5 | -10 | 14.4 | -8.3 | 6.1 | -5 | 8.3 | 0 | 16.5 | 8.5 | -2.8 | -5 | -2.2 | -8.3 | 8.9 | 1.7 | 0.2 | -12.7 | 8 | 4.8 | 4.1 | -4.5 | -10 | -18.3 | -0.9 | -12.4 | 1.1 | -4.2 | 0.6 | -2.8 | 1.1 | -0.6 | -3.3 | -6.1 | -8 | -15 | 4.4 | 1.7 | 13.1 | 3.8 | -4.4 | -14.4 | -3.3 | -7.8 | -8 | -13 | 8.9 | -3.8 | 16.1 | 15.8 | -19.4 | -26.7 | 15 | -3.3 | 17.2 | 2.2 | 15 | -4.4 | 20.6 | 10 | 12.8 | -13.3 | 11.7 | 1.7 | 24.4 | 17.2 | 26.7 | 1.7 | 1.7 | -10 | -2.8 | -13.9 | -6.1 | -14.8 | 15.6 | 4.4 | -2.2 | -3.4 | -11.1 | -23.3 | 6.1 | -2 | 10.6 | -8.9 | 2.6 | -4.1
-6 | -9 | -2.8 | -4.4 | 15.3 | 4.7 | 9.2 | 2.8 | -6.3 | -13.7 | 16.7 | -13.9 | 7 | 2 | 16.1 | 1.1 | 15.6 | 8.9 | 16.1 | 3.3 | 12.8 | 7.2 | 13.3 | 7.2 | 7.8 | -6.1 | 8.3 | -0.6 | 17 | 11 | 15.6 | 15.6 | 25.6 | 20 | 12.2 | -0.6 | 27.2 | 16.7 | 15.6 | 13.9 | 23.3 | 7.2 | -8.1 | -21.9 | 5.2 | -5.1 | 10 | 0.6 | 8.9 | 1.7 | -5.2 | -10 | 12.2 | 1.1 | 13.5 | 1.8 | 12.2 | 1.8 | 0 | -10 | 2 | -2 | -11.1 | -20 | -12.8 | -24.4 | -4.4 | -12.2 | -5 | -8.9 | -6.1 | -12.2 | -4.7 | -15 | 0.6 | -2.8 | 12.6 | -0.6 | -7.2 | -20 | 12.6 | -2.2 | 18.9 | 9.4 | -3.9 | -9.4 | 16.7 | -8.3 | 8.3 | -5.6 | 8.3 | 3.9 | 18.9 | 5.6 | -2.2 | -6.1 | -1.8 | -7.2 | 12.2 | 0.6 | 2.2 | -15.6 | 6.7 | 3.3 | 6.1 | -5 | -10 | -18.3 | 0.6 | -13.9 | 2.2 | -5 | 0.6 | -2.2 | 2.2 | -1.1 | -2.9 | -5.5 | -7 | -11 | 7.8 | 2.2 | 14.4 | 3.9 | -2.8 | -12.8 | -2.8 | -8.9 | -7 | -13 | 10 | -5.6 | 16.7 | 16.1 | -17.8 | -22.8 | 15.6 | -4.4 | 17.8 | 2.8 | 15.4 | -4 | 20.4 | 10.3 | 14.4 | -12.2 | 12.4 | 1.1 | 26.1 | 13.3 | 27.4 | 1 | 2.2 | -10 | -2.2 | -14.4 | -5 | -15.6 | 17.2 | 1.7 | -1.7 | -3.3 | -9.4 | -20.8 | 8.9 | -3.3 | 12.2 | -11.1 | 2.9 | -3.6
-7 | -10 | -1.7 | -4.4 | 16.3 | 5.6 | 9.1 | 3.5 | -6.7 | -14.4 | 13.3 | -18.9 | 7 | 2 | 16.8 | 0.4 | 15 | 8.9 | 17.8 | 3.9 | 12.8 | 7.5 | 12.8 | 4.4 | 7.8 | -7.8 | 9.4 | 0 | 16 | 12 | 15 | 14.7 | 26.7 | 20.6 | 13.7 | -0.6 | 27.2 | 17.2 | 16.7 | 15 | 23.9 | 7.2 | -6.9 | -22 | 6.7 | -5.6 | 9.4 | 0.6 | 9.4 | 2.8 | -4.2 | -9.2 | 12.6 | 2.5 | 13.7 | 2.3 | 12.8 | 1.8 | 0.6 | -10 | 2 | -2 | -11.1 | -18.8 | -12.2 | -22.8 | -3.9 | -12.8 | -5 | -8.3 | -5.7 | -11.1 | -3.7 | -14.4 | 0.6 | -2.8 | 13.5 | -0.2 | -6.1 | -20 | 14.1 | -2.4 | 18.9 | 9.4 | -2.8 | -8.3 | 16.7 | -11.1 | 10.6 | -6.1 | 7.8 | -3.9 | 19.1 | 5.2 | -2.2 | -5.6 | -1.5 | -6.8 | 12.2 | -1.1 | 2.8 | -13.2 | 6.9 | 3.9 | 6.5 | -4.6 | -10 | -18.3 | 0.6 | -12.3 | 2 | -2.9 | 0.6 | -2.2 | 2.8 | -2.2 | -2.6 | -5.4 | -6 | -11 | 8.9 | 2.8 | 14.8 | 3 | -1.1 | -10 | -2.8 | -8.9 | -7 | -12 | 10.6 | -4.1 | 16.9 | 16.4 | -16.1 | -21.1 | 16.7 | -5 | 17.2 | 3.3 | 15.7 | -4.2 | 20.2 | 10.1 | 14.4 | -18.3 | 13.2 | 0.6 | 27.2 | 12.2 | 28.2 | 0 | 2.2 | -10 | -1.1 | -14.4 | -4.6 | -14.1 | 18.3 | 1.1 | -1.1 | -2.6 | -7.8 | -19.9 | 9.8 | -3.4 | 11.7 | -11.1 | 3.3 | -3.9
-6 | -9 | -1.7 | -4.4 | 17.2 | 6.7 | 8.9 | 3.9 | -7.4 | -14.9 | 13.3 | -25 | 7 | 3 | 17.6 | -0.1 | 15 | 8.3 | 18.3 | 4.4 | 12.8 | 7.7 | 12.8 | 2.8 | 7.2 | -7.8 | 9.6 | 0 | 16 | 12 | 14.5 | 13.7 | 26.1 | 20 | 15.2 | -0.8 | 26.1 | 17.2 | 16.7 | 14.4 | 22.2 | 8.9 | -5.6 | -23.3 | 7.2 | -5.5 | 7.2 | 2.2 | 10 | 4.4 | -3.3 | -9.4 | 12.9 | 3.8 | 13.9 | 2.8 | 13.3 | 1.7 | 0.6 | -10.6 | 4 | -2 | -11.1 | -18.6 | -11.7 | -22 | -3.3 | -12.8 | -5.6 | -10 | -5.4 | -10.7 | -2.8 | -15.6 | 0.6 | -3.9 | 14.4 | 0 | -5 | -21.7 | 15.6 | -3.9 | 18.9 | 9.4 | -1.1 | -8.3 | 15 | -11.1 | 10 | -6.1 | 7.8 | -4.4 | 19.2 | 4.6 | -2.8 | -6.7 | -1.1 | -7.2 | 12.2 | 0 | 3.3 | -13.3 | 7 | 4.2 | 6.8 | -4.9 | -10 | -18.3 | 0.6 | -12.3 | 1.9 | -1.7 | -0.6 | -3.3 | -1.1 | -3.3 | -2.2 | -5.6 | -6 | -9 | 10.6 | 2.8 | 15.2 | 2.4 | 0 | -8.9 | -2.2 | -8.9 | -6 | -12 | 11.1 | -3.7 | 17 | 16.5 | -15 | -19.4 | 16.1 | -5 | 18.3 | 3.3 | 16.1 | -5 | 20 | 10 | 13.9 | -12.8 | 13.9 | -0.6 | 28.9 | 5.6 | 28.9 | -1.1 | 3.3 | -11.1 | -0.6 | -13.9 | -4.3 | -14.4 | 17.8 | 1.1 | -0.6 | -2.4 | -6.1 | -20 | 10.8 | -3.9 | 12.8 | -10.6 | 3.1 | -3.1
-8 | -12 | -1.1 | -4.4 | 16.8 | 6.6 | 8.3 | 4.5 | -8.2 | -16.3 | 12.8 | -22.8 | 7 | 2 | 18.3 | -1.1 | 14.4 | 8.3 | 18.3 | 4.4 | 12.8 | 7.8 | 12.2 | 3.3 | 6.1 | -7.2 | 9.8 | -0.3 | 17 | 13 | 13.9 | 12.8 | 26.1 | 20.6 | 16.7 | -2.2 | 26.7 | 17.2 | 16.7 | 14.4 | 23.3 | 6.1 | -6.1 | -21.7 | 7.8 | -6.6 | 6.7 | 2.8 | 11.7 | 5.6 | -3.9 | -8.9 | 13.3 | 5 | 13.5 | 4.4 | 13.1 | 1.7 | 0.6 | -10 | 3 | -2 | -11.1 | -19.4 | -11.1 | -22.8 | -2.8 | -13.3 | -6.1 | -10 | -5 | -11.1 | -3.5 | -14.8 | 0 | -3.9 | 13.3 | 0 | -4.4 | -21.1 | 14.3 | -2.7 | 15.4 | 8.7 | -0.6 | -7.8 | 13.9 | -11.1 | 11.1 | -8.3 | 6.7 | 1.1 | 19.4 | 3.9 | -3.3 | -6.7 | -1.3 | -6.2 | 13.9 | -3.9 | 3.9 | -14.4 | 7.2 | 4.4 | 7.2 | -6.1 | -9.4 | -18.3 | 0.6 | -13.9 | 1.7 | -0.6 | -0.6 | -5 | 0 | -3.3 | -2.4 | -5.2 | -7 | -13 | 11.7 | 0.6 | 15.6 | 1.1 | 0 | -7.2 | -2.8 | -10 | -5 | -11 | 11.7 | -3.3 | 17.2 | 16.7 | -13.9 | -18.9 | 16.1 | -5.6 | 17.8 | 2.2 | 15.9 | -4.6 | 19.6 | 10.4 | 14.4 | -14.4 | 13.9 | -0.8 | 27.2 | 6.7 | 28 | -0.9 | 3.3 | -7.8 | -0.6 | -15 | -3.9 | -15.6 | 17.2 | 0 | 0 | -2.2 | -7.2 | -19.4 | 11.7 | -5.6 | 12.2 | -10 | 3 | -2.6
-9 | -12 | -1.7 | -5 | 16.5 | 6.9 | 7.8 | 5.1 | -8.9 | -18.9 | 11.7 | -17.2 | 4 | 2 | 16.3 | 2 | 13.3 | 8.9 | 16.1 | 7.2 | 12.6 | 7.7 | 11.1 | 3.9 | 6.1 | -6.1 | 10 | -0.6 | 16 | 14 | 13.5 | 11.8 | 25.6 | 20.6 | 15.4 | -1.8 | 26.1 | 16.7 | 15.6 | 13.9 | 22.2 | 6.7 | -6.7 | -22.2 | 8.3 | -8.9 | 5.6 | 2.8 | 11.7 | 6.1 | -4.4 | -9.2 | 12.9 | 5.6 | 13.2 | 6.1 | 13 | 1.7 | -0.6 | -10.6 | 3 | 0 | -12.4 | -19 | -12.2 | -21.5 | -3.3 | -13.3 | -6.7 | -11.1 | -5 | -10.7 | -4.3 | -15.2 | -0.6 | -3.9 | 12.2 | -0.6 | -5 | -21.1 | 13 | -2.2 | 11.8 | 7.1 | -1.7 | -7.8 | 8.9 | -4.4 | 11.1 | -6.7 | 5.6 | 0 | 16.8 | 8 | -3.3 | -6.7 | -1.5 | -6.2 | 13.3 | -2.2 | 1.3 | -9.9 | 7.2 | 4.9 | 6.1 | -4.4 | -9.4 | -17.2 | 0.2 | -11.7 | 1.3 | -0.3 | -1.1 | -6.7 | -0.6 | -5 | -2.6 | -5.2 | -7 | -12 | 10.6 | -1.1 | 14.8 | 1.3 | 1.1 | -6.1 | -3.3 | -8.9 | -6 | -12 | 10 | -2.3 | 16.8 | 16.2 | -13.3 | -21.7 | 15.6 | -5.6 | 17.2 | 1.7 | 15.8 | -4.2 | 19.3 | 10.6 | 12.8 | -13.3 | 13.9 | -1.1 | 26.7 | 6.1 | 27 | -1.6 | 2.8 | -10 | -0.6 | -15.6 | -4.8 | -14.3 | 16.1 | -1.1 | 0 | -2 | -8.3 | -19.7 | 11.1 | -5.5 | 10 | -4.4 | 2.8 | -2.8
-12 | -15 | -1.7 | -3.9 | 16.1 | 6.7 | 7.2 | 5.6 | -9.3 | -18 | 11.1 | -12.8 | 4 | 2 | 14.2 | 3.4 | 12.2 | 8.3 | 13.9 | 7.8 | 12.4 | 7.5 | 8.9 | 3.9 | 3.9 | -5.6 | 7.4 | 0.6 | 14 | 14 | 13.2 | 10.6 | 25 | 20.6 | 14.1 | -2.1 | 24.4 | 17.2 | 14.4 | 12.8 | 21.7 | 9.4 | -7.2 | -23.9 | 5.7 | -5.5 | 5 | 2.2 | 11.1 | 6.7 | -5 | -10 | 12.6 | 6.2 | 12.8 | 7.2 | 12.8 | 1.7 | -0.6 | -11.7 | 2 | -1 | -13.7 | -19.7 | -13.3 | -21.8 | -3.9 | -12.2 | -7.2 | -11.7 | -5 | -11 | -5 | -17.2 | -0.6 | -4.4 | 11.1 | -1.1 | -6.1 | -21.1 | 11.7 | -2.2 | 8.3 | 5.6 | -1.7 | -7.8 | 6.7 | -4.4 | 7.8 | -5.6 | 4.4 | -1.7 | 14.3 | 10.2 | -3.9 | -6.7 | -1.7 | -6.7 | 12.2 | -2.8 | -1.3 | -8.9 | 7.2 | 5.2 | 5 | -3.8 | -10 | -17.8 | -0.2 | -10.9 | 1 | -0.1 | -2.2 | -8.9 | -1.7 | -6.1 | -2.8 | -5.6 | -8 | -14 | 8.3 | -1.1 | 14.1 | 1.4 | 1.1 | -5.6 | -4.4 | -9.4 | -8 | -13 | 8.4 | -2 | 16.5 | 15.6 | -13.9 | -26.1 | 13.9 | -6.1 | 16.7 | 1.1 | 15.6 | -5 | 18.9 | 10.6 | 10.6 | -13.3 | 13.9 | -1.7 | 23.9 | 8.3 | 26.1 | -1.7 | 1.1 | -8.9 | -1.7 | -15 | -5.8 | -14.3 | 14.4 | -1.7 | 0 | -2 | -9.4 | -21.7 | 10.6 | -6.3 | 6.7 | -5 | 1.3 | -2.8
-14 | -17 | -3.3 | -5.6 | 15.7 | 6.5 | 7 | 5.5 | -9.6 | -18.5 | 10 | -11.7 | 3 | 2 | 12.2 | 4.4 | 11.7 | 8.3 | 12.8 | 7.2 | 12.2 | 7.2 | 6.7 | 3.9 | 1.7 | -5.6 | 4.8 | 0.7 | 8 | 8 | 12.8 | 9.4 | 24.4 | 21.1 | 12.8 | -2.8 | 22.8 | 17.2 | 13.9 | 12.2 | 20.6 | 10 | -8.3 | -21 | 3.2 | -4.6 | 4.4 | 1.7 | 9.4 | 5 | -5.6 | -9.4 | 12.2 | 6.7 | 11.7 | 7.4 | 11.9 | 2.4 | -1.7 | -12.2 | 2 | -1 | -15 | -21.1 | -14.4 | -22.8 | -4.4 | -11.7 | -8.3 | -13.3 | -5 | -12.2 | -7 | -16.1 | -1.1 | -3.9 | 9.4 | -0.9 | -7.8 | -21.1 | 9.7 | -1.5 | 6.6 | 4.1 | -2.2 | -7.8 | 5 | -3.9 | 6.7 | -7.8 | 3.9 | -2.8 | 11.7 | 11.1 | -4.4 | -7.2 | -1.9 | -5.8 | 7.2 | 0.6 | -3.9 | -9.4 | 7.2 | 5.6 | 3.9 | -3.9 | -10.6 | -16.7 | -0.6 | -11.7 | 0.6 | 0 | -3.3 | -10 | -2.8 | -7.8 | -3 | -5.6 | -9 | -13 | 5.6 | -1.1 | 13.3 | 1.1 | 1.7 | -5 | -5.6 | -10 | -8 | -13 | 6.7 | -2.2 | 16.1 | 15 | -15 | -26.1 | 12.2 | -5.6 | 15.6 | 0.6 | 13.2 | -2.4 | 18.2 | 11.1 | 8.9 | -14.4 | 13 | -0.5 | 18.3 | 10 | 22.4 | 2.5 | -0.6 | -7.8 | -2.8 | -13.9 | -6.7 | -15.6 | 13.9 | -2.2 | 0 | -2.2 | -10.2 | -20.7 | 10 | -8.3 | 5 | -5.6 | -0.2 | -3.3
-16 | -18 | -4.4 | -8.3 | 15.4 | 6.2 | 6.9 | 5.7 | -10 | -20 | 8.9 | -8.9 | 2 | 1 | 10.4 | 4.8 | 11.1 | 8.3 | 11.7 | 7.2 | 12 | 7.7 | 7.8 | 5 | 0.6 | -5 | 2.2 | 0.6 | 9 | 9 | 13 | 9.1 | 23.9 | 20.6 | 10.8 | -1.7 | 21.1 | 17.2 | 12.8 | 12.2 | 18.9 | 10 | -9.5 | -20 | 0.6 | -5 | 3.9 | 1.7 | 7.2 | 3.9 | -6.1 | -9.1 | 11.7 | 7.6 | 10.5 | 7.2 | 10.9 | 2.5 | -2.2 | -12.8 | 1 | -1 | -15.2 | -20.5 | -16.3 | -23.1 | -4.4 | -10.6 | -9.4 | -12.8 | -5 | -11 | -9.1 | -16.7 | -1.1 | -4.4 | 7.8 | -1 | -7.8 | -20.6 | 7.6 | -1.7 | 5 | 2.7 | -1.7 | -7.8 | 4.4 | -5.6 | 5 | -7.8 | 3.3 | -2.8 | 11.5 | 10.9 | -5 | -7.2 | -2 | -5.4 | 7.2 | 1.1 | -3.9 | -9.2 | 7.2 | 5.5 | 3.7 | -3.8 | -10.6 | -16.7 | -0.6 | -9.9 | 0 | -0.5 | -3.9 | -11.1 | -3.9 | -8.9 | -3.1 | -6 | -8 | -13 | 4.4 | -1.7 | 12.9 | 1.6 | 2.2 | -5 | -5.6 | -10.6 | -8 | -12 | 5.8 | -1.6 | 15.9 | 14.6 | -15.6 | -24.4 | 10.6 | -4.4 | 13.9 | 1.1 | 10.7 | -1.2 | 17.4 | 11 | 7.2 | -13.3 | 12 | 0.1 | 15.6 | 10.6 | 18.7 | 3.7 | -2.8 | -7.2 | -3.3 | -13.9 | -6.9 | -14.2 | 13.9 | -2.8 | 0 | -2 | -10.9 | -20.5 | 8.3 | -6.6 | 4.4 | -6.1 | -1.7 | -4.4
-18 | -19 | -3.9 | -7.8 | 15 | 5.6 | 6.7 | 5.6 | -10.9 | -19.5 | 8.3 | -10 | 2 | 1 | 8.5 | 4.7 | 11.7 | 8.9 | 10.6 | 5.6 | 11.9 | 8 | 7.2 | 6.1 | -0.6 | -5 | 2 | 0.4 | 9 | 9 | 13.1 | 8.8 | 23.9 | 20.6 | 8.7 | -1.2 | 20.6 | 17.2 | 13.9 | 12.2 | 17.2 | 10 | -10.6 | -20.6 | 0.8 | -4.1 | 3.9 | 1.7 | 4.4 | 1.1 | -6.7 | -9.4 | 11.1 | 8.4 | 9.4 | 7.2 | 10 | 2.8 | -3.3 | -13.3 | 1 | -1 | -15.4 | -20.5 | -18.1 | -24.2 | -4.4 | -10.6 | -8.9 | -12.8 | -5 | -10.7 | -11.1 | -18.3 | -1.1 | -6.1 | 6.1 | -1.7 | -6.1 | -21.1 | 5.6 | -2.2 | 3.3 | 1.1 | -1.7 | -7.2 | 0.6 | -5 | 3.3 | -8.3 | 3.3 | -3.3 | 11.3 | 10.7 | -5 | -7.2 | -2.2 | -5.6 | 3.3 | -0.6 | -3.9 | -9.6 | 7.2 | 5.5 | 3.5 | -4.4 | -12.8 | -16.7 | -0.6 | -9.4 | -0.5 | -1 | -4.4 | -11.7 | -3.3 | -8.9 | -3.3 | -6.7 | -8 | -13 | 1.1 | -2.2 | 12.6 | 1.6 | 2.2 | -4.4 | -6.7 | -11.1 | -8 | -12 | 4.8 | -1.6 | 15.8 | 14.4 | -15 | -24.4 | 10 | -4.4 | 14.4 | 0.6 | 8.3 | -1.1 | 16.7 | 11.1 | 6.1 | -12.8 | 11.1 | 0.6 | 17.2 | 13.3 | 15 | 3.9 | -2.2 | -6.7 | -4.4 | -13.9 | -7 | -13.7 | 12.8 | -2.2 | 0 | -2 | -11.7 | -21.7 | 6.7 | -6.5 | 3.3 | -7.2 | -1.7 | -3.9
-18 | -20 | -6.7 | -9.4 | 14.6 | 6.5 | 6.7 | 5.8 | -11.9 | -20 | 7.2 | -10 | 3 | 1 | 6.7 | 4.4 | 11.7 | 8.9 | 8.9 | 4.4 | 11.7 | 8.3 | 6.7 | 5.4 | -2.2 | -5 | 1.9 | 0.3 | 9 | 9 | 13.3 | 8.3 | 23.9 | 21.1 | 6.7 | -1.7 | 21.1 | 17.8 | 12.8 | 12.2 | 16.7 | 10.6 | -11.5 | -19.4 | 0.9 | -4 | 3.3 | 1.1 | 2.8 | -0.6 | -7.8 | -9.6 | 10.6 | 8.9 | 9.2 | 7.2 | 9.8 | 3.1 | -4.4 | -13.3 | 0 | -3 | -15.6 | -21.1 | -20 | -26.1 | -4.4 | -10 | -9.4 | -13.3 | -5 | -11.1 | -12.4 | -18.3 | -1.1 | -6.1 | 6.3 | -1.8 | -6.7 | -21.7 | 5.8 | -1.2 | 2.8 | 0.7 | -1.1 | -6.1 | 0 | -5 | 1.7 | -9.4 | 2.8 | -4.4 | 11.1 | 10.6 | -5.6 | -7.2 | -2.4 | -5.2 | 1.1 | -0.6 | -3.9 | -11.1 | 7.2 | 5.6 | 3.3 | -5.6 | -13.9 | -16.7 | -0.6 | -10 | -1.1 | -1.7 | -5 | -11.1 | -4.4 | -10 | -3.7 | -6.7 | -7 | -11 | 2.2 | -1.1 | 12.2 | 1.7 | 2.2 | -3.9 | -7.8 | -11.7 | -7 | -11 | 3.9 | -1.7 | 15.6 | 13.9 | -15 | -22.8 | 8.9 | -3.3 | 13.3 | 0 | 9.1 | -1.2 | 16.9 | 11.4 | 6.1 | -12.2 | 10.9 | 0.9 | 18.9 | 17.2 | 13.1 | 4 | -2.8 | -7.8 | -5 | -13.3 | -7.2 | -14.4 | 12.8 | -2.2 | 0 | -2.2 | -12.6 | -21.1 | 5 | -7.2 | 5 | -9.4 | -1.7 | -3.8
-17 | -20 | -7.2 | -10 | 14.3 | 7.4 | 6.7 | 6 | -12.8 | -21.7 | 6.7 | -10.6 | 3 | 1 | 6.1 | 4.1 | 11.1 | 8.9 | 6.7 | 3.3 | 11.1 | 7.6 | 6.7 | 5.2 | -1.7 | -5 | 1.7 | 0 | 9 | 9 | 13.5 | 8.2 | 23.9 | 21.1 | 6.5 | -1.4 | 21.1 | 17.8 | 12.8 | 12.2 | 16.1 | 10.6 | -12.4 | -19.2 | 1.1 | -4.4 | 3.3 | 1.1 | 1.7 | -2.2 | -8.9 | -10.3 | 10 | 8.5 | 9.1 | 7.2 | 9.6 | 3.1 | -5 | -13.9 | -1 | -3 | -16.5 | -20.5 | -20.2 | -25.6 | -3.9 | -9.4 | -9.4 | -13.3 | -4.6 | -9.4 | -13.7 | -19 | -1.1 | -6.7 | 6.5 | -2.3 | -6.7 | -20.6 | 5.9 | -0.9 | 2.2 | 0 | -1.1 | -6.1 | 0 | -5 | 1.1 | -11.1 | 2.8 | -3.9 | 11.3 | 10.6 | -5.6 | -7.8 | -2.6 | -5.2 | 1.1 | 0 | -4.6 | -10.1 | 7 | 5.3 | 2.4 | -4.4 | -13.9 | -17.2 | -0.6 | -8.7 | -1.3 | -1.8 | -5 | -10.6 | -5 | -10.6 | -4 | -7 | -7 | -11 | -1.1 | -2.8 | 12 | 1.6 | 2.2 | -2.8 | -8.3 | -11.1 | -7 | -11 | 3.7 | -1.5 | 15.2 | 13.9 | -14.4 | -21.1 | 8.3 | -2.2 | 13.3 | -1.1 | 9.8 | -1.4 | 17 | 11.5 | 4.4 | -12.2 | 10.8 | 1.1 | 17.2 | 16.7 | 11.3 | 3.8 | -2.8 | -8.3 | -8.3 | -12.2 | -7 | -13.1 | 12.2 | -1.7 | 0.2 | -1.9 | -13.5 | -21.5 | 3.5 | -6 | 2.8 | -8.9 | -1.7 | -3.9
-17 | -19 | -6.7 | -8.9 | 13.9 | 7.8 | 6.7 | 6.1 | -12.8 | -21.1 | 6.7 | -12.2 | 3 | 1 | 5.6 | 3.8 | 11.1 | 8.3 | 6.7 | 4.4 | 10.6 | 7 | 6.1 | 4.6 | -2.2 | -5.6 | 1.3 | -0.1 | 9 | 9 | 13.7 | 8.2 | 23.3 | 20.6 | 6.3 | -1.6 | 21.1 | 17.8 | 13.9 | 12.8 | 15.6 | 10.6 | -13.3 | -20 | 1.1 | -3.8 | 3.9 | 1.7 | 0.6 | -3.9 | -10 | -11.1 | 9.5 | 7.8 | 8.9 | 7.2 | 9.4 | 3.3 | -6.1 | -15 | -1 | -5 | -17.4 | -20 | -20.4 | -25.6 | -3.3 | -8.3 | -9.4 | -13.3 | -4.3 | -8.6 | -15 | -20.6 | -1.7 | -6.7 | 6.7 | -3.3 | -6.7 | -19.4 | 6.1 | -0.6 | 1.7 | -0.6 | -0.6 | -6.1 | 0 | -5.6 | 0.6 | -10 | 2.2 | -3.9 | 11.5 | 10.6 | -5.6 | -7.2 | -2.8 | -5.6 | 1.1 | 0 | -5.4 | -10 | 6.9 | 5.2 | 1.5 | -4.4 | -14.4 | -17.8 | -0.6 | -8.7 | -1.5 | -2 | -6.1 | -9.4 | -5.6 | -10.6 | -4.4 | -7.8 | -7 | -10 | -1.7 | -3.3 | 11.9 | 1.8 | 3.3 | -3.3 | -8.9 | -11.1 | -7 | -11 | 3.5 | -1.4 | 14.8 | 13.9 | -14.4 | -21.7 | 7.2 | -1.7 | 13.3 | -1.7 | 10.6 | -2.2 | 17.2 | 11.7 | 1.1 | -12.8 | 10.6 | 1.1 | 15.6 | 15.6 | 9.4 | 3.3 | -2.8 | -8.3 | -9.4 | -11.7 | -6.9 | -12.8 | 12.8 | -1.1 | 0.4 | -1.9 | -14.4 | -22.8 | 2.1 | -5.7 | 3.3 | -10 | -2.4 | -4.2
-15 | -17 | -6.7 | -9.4 | 13.9 | 8.3 | 6.9 | 6.3 | -12.8 | -21.8 | 5.6 | -12.8 | 2 | 1 | 5 | 3.3 | 11.7 | 8.9 | 7.2 | 5 | 10 | 6.1 | 5.6 | 4.7 | -3.3 | -5.6 | 1 | -0.3 | 9 | 9 | 13.9 | 7.8 | 23.9 | 20.6 | 6.1 | -2.2 | 20.6 | 17.8 | 14.4 | 13.3 | 15.6 | 10.6 | -13.9 | -19.5 | 1.1 | -3.8 | 3.3 | 1.7 | 0.6 | -3.9 | -10.2 | -11.1 | 8.9 | 7.2 | 8.2 | 6.4 | 9 | 3.2 | -5.6 | -15 | -2 | -5 | -18.3 | -20 | -20.6 | -26.1 | -2.8 | -7.8 | -9.4 | -13.3 | -3.9 | -8.3 | -16.5 | -20.7 | -2.2 | -7.2 | 6.9 | -2.7 | -6.1 | -21.1 | 6.5 | -1.2 | 1.5 | -0.5 | 0.6 | -6.1 | 0 | -7.2 | 0 | -10.6 | 0 | -2.8 | 11.7 | 10.6 | -5.6 | -7.2 | -2.8 | -5.3 | 1.1 | -0.6 | -6.1 | -10.6 | 6.7 | 5 | 0.6 | -5 | -15 | -17.2 | -0.6 | -9.4 | -1.7 | -2.2 | -5.6 | -9.4 | -6.7 | -10.6 | -4.8 | -7.7 | -6 | -10 | -2.8 | -4.4 | 11.7 | 1.7 | 4.4 | -2.8 | -9.4 | -11.7 | -6 | -10 | 3.3 | -1.7 | 14.4 | 13.9 | -14.4 | -21.1 | 6.1 | -2.2 | 13.3 | -1.7 | 10.4 | -1.4 | 16.7 | 12.1 | 1.1 | -12.8 | 10.6 | 1.7 | 13.9 | 13.9 | 9 | 3.2 | -3.3 | -8.3 | -9.4 | -11.7 | -6.7 | -13.3 | 12.8 | -0.6 | 0.6 | -2.2 | -14.8 | -22.1 | 0.6 | -6.7 | 1.1 | -8.9 | -3.2 | -4.8
-15 | -19 | -6.7 | -9.4 | 13.9 | 8.6 | 7 | 6.4 | -12.8 | -23.3 | 5 | -13.9 | 2 | 1 | 4.4 | 2.9 | 10 | 7.8 | 6.7 | 3.9 | 9.1 | 5.7 | 5.6 | 4.4 | -3.3 | -5.6 | 0.6 | -0.6 | 10 | 10 | 13.7 | 9.4 | 23.9 | 20.6 | 5.5 | -1.4 | 20.6 | 17.2 | 15.6 | 13.9 | 15 | 10 | -14.4 | -19.7 | 1.1 | -4.4 | 3.3 | 1.7 | -0.6 | -4.4 | -10.4 | -11.3 | 6.1 | 4.1 | 7.4 | 5.4 | 8.7 | 2.9 | -6.7 | -15.6 | -5 | -7 | -18.3 | -19.4 | -19.8 | -24.8 | -2.2 | -7.2 | -9.4 | -15 | -3.9 | -7.6 | -17.9 | -21.5 | -2.8 | -8.3 | 7 | -2.6 | -6.1 | -21.7 | 6.8 | -2.1 | 1.3 | -0.5 | -1.1 | -7.2 | 0 | -7.2 | -1.1 | -10 | -1.1 | -2.2 | 11.7 | 10.8 | -6.1 | -7.8 | -2.8 | -5.3 | 0.6 | -0.6 | -6.3 | -10.2 | 5.6 | 4.1 | -0.7 | -4.8 | -13.3 | -18.3 | -0.6 | -8.1 | -1.7 | -2.2 | -5.6 | -10 | -6.7 | -10 | -5.2 | -7.8 | -6 | -10 | -2.8 | -4.4 | 11.5 | 1.4 | 4.4 | -2.2 | -10 | -11.7 | -6 | -9 | 3.7 | -1.6 | 15.9 | 15.1 | -15 | -20.6 | 5.6 | -2.2 | 13.3 | -0.6 | 10.2 | -0.8 | 16.1 | 12.1 | 2.2 | -11.7 | 10.6 | 2.4 | 15 | 15 | 8.7 | 2.9 | -3.3 | -8.3 | -8.3 | -12.2 | -6.5 | -11.7 | 13.3 | -1.1 | 0.4 | -1.9 | -15.2 | -22.5 | 0.6 | -5.4 | 2.2 | -9.4 | -3.9 | -5.6
-14 | -18 | -5 | -8.3 | 13.9 | 8.9 | 7.2 | 6.7 | -12.1 | -22.7 | 3.9 | -13.3 | 2 | 1 | 3.9 | 2.7 | 8.9 | 7.2 | 6.7 | 4.4 | 8.1 | 5.1 | 5 | 4.1 | -3.9 | -6.1 | 0.6 | -0.5 | 10 | 9 | 13.5 | 10.5 | 23.3 | 20.6 | 5 | -1.1 | 20.6 | 17.2 | 16.1 | 14.4 | 14.4 | 10.6 | -15 | -20.6 | 0.9 | -4 | 3.3 | 1.1 | -1.1 | -5 | -10.6 | -11.7 | 3.4 | 0.9 | 6.7 | 4.4 | 8.3 | 2.8 | -6.7 | -15.6 | -2 | -4 | -18.3 | -18.9 | -19.1 | -24 | -2.2 | -6.7 | -10 | -13.3 | -3.9 | -7.4 | -19.4 | -22.8 | -3.9 | -10 | 7.2 | -2.8 | -6.1 | -21.1 | 7.2 | -3.9 | 1.1 | -0.6 | -0.6 | -7.2 | 0 | -7.8 | -1.7 | -10 | -2.2 | -3.3 | 11.7 | 11 | -6.1 | -7.2 | -2.8 | -5.6 | 0.6 | -0.6 | -6.5 | -10.4 | 4.4 | 3.2 | -2 | -5.6 | -14.4 | -17.8 | -0.6 | -7.8 | -1.7 | -2.2 | -5.6 | -10 | -6.7 | -10 | -5.6 | -8.3 | -6 | -10 | -2.8 | -3.3 | 11.3 | 1.2 | 3.9 | -1.7 | -9.4 | -11.7 | -5 | -8 | 4 | -2.1 | 17.4 | 16.4 | -16.7 | -21.1 | 4.4 | -2.2 | 13.9 | 2.2 | 10 | -0.6 | 15.6 | 12.2 | -0.6 | -12.2 | 10.6 | 2.8 | 12.8 | 12.8 | 8.3 | 2.8 | -3.9 | -9.4 | -10 | -11.7 | -6.3 | -11.2 | 12.8 | -0.6 | 0.2 | -1.9 | -15.6 | -23.3 | 0.6 | -5.2 | -1.1 | -8.3 | -3.9 | -6.1
-13 | -17 | -6.1 | -10.6 | 13.9 | 9.4 | 7 | 6.4 | -11.3 | -22.8 | 4.4 | -15 | 2 | 1 | 3.3 | 2.2 | 8.9 | 7.2 | 6.1 | 5 | 7.2 | 4.4 | 4.4 | 3.5 | -3.3 | -6.1 | 0.6 | -0.5 | 10 | 9 | 13.3 | 11.7 | 23.3 | 20 | 4.4 | -1.1 | 20 | 17.2 | 16.7 | 15 | 13.9 | 10.6 | -15.7 | -20.3 | 0.8 | -4.1 | 2.2 | 0.6 | -3.3 | -8.9 | -10.8 | -11.7 | 0.6 | -2.2 | 6.3 | 4.5 | 7.9 | 1.7 | -7.2 | -15.6 | -5 | -6 | -18.3 | -18.3 | -18.3 | -23.9 | -1.7 | -6.7 | -10 | -13.3 | -3.9 | -7.8 | -19.2 | -21.8 | -3.9 | -10.6 | 7.4 | -2.1 | -6.1 | -20.6 | 7.8 | -3.3 | 0.4 | -1.3 | -1.1 | -7.8 | 0 | -8.9 | -2.2 | -10.6 | -2.2 | -3.3 | 11.7 | 11.1 | -7.2 | -7.2 | -3 | -5.3 | 0.6 | -0.6 | -6.7 | -11.1 | 3.3 | 2.2 | -3.3 | -6.7 | -12.2 | -17.2 | -0.6 | -8.3 | -1.7 | -2.2 | -6.1 | -10.6 | -8.3 | -12.2 | -5.8 | -8.4 | -5 | -10 | -3.9 | -6.1 | 11.1 | 1.1 | 3.9 | -1.1 | -10 | -11.7 | -3 | -8 | 4.4 | -2.8 | 18.9 | 17.8 | -17.2 | -21.7 | 3.9 | -2.8 | 13.9 | 3.3 | 9.6 | -0.8 | 15.4 | 12.2 | -0.6 | -11.1 | 10.4 | 3.7 | 10.6 | 10.6 | 8.1 | 2.8 | -4.4 | -9.4 | -8.9 | -11.7 | -6.1 | -11.1 | 13.3 | -1.1 | 0 | -2.2 | -16 | -22.5 | 0.6 | -5.6 | -0.6 | -7.8 | -3.9 | -6.9
-15 | -17 | -7.2 | -10 | 13.9 | 9.8 | 6.9 | 6.3 | -10.6 | -25 | 3.9 | -15 | 2 | 1 | 2.6 | 1.7 | 8.9 | 7.2 | 6.1 | 4.4 | 7.6 | 4.7 | 4.4 | 3.5 | -2.2 | -5 | 0.6 | -0.6 | 10 | 10 | 13.7 | 12.5 | 23.3 | 19.4 | 4.2 | -1 | 20.6 | 17.8 | 16.7 | 15 | 14.4 | 10.6 | -16.5 | -20.9 | 0.6 | -5 | 2.2 | 0 | -2.8 | -8.3 | -10.9 | -11.9 | 0.2 | -2.8 | 6 | 4.7 | 7.6 | 1 | -7.2 | -16.1 | -6 | -8 | -17 | -17.9 | -17.2 | -21.9 | -2.8 | -6.7 | -10.6 | -13.9 | -5.6 | -8.5 | -19.1 | -21.4 | -5 | -11.7 | 7.6 | -1.7 | -6.1 | -20.6 | 8.3 | -3.1 | -0.4 | -2.2 | -1.7 | -7.2 | 0 | -9.4 | -2.8 | -10.6 | -2.8 | -3.9 | 11.5 | 10.9 | -6.7 | -7.8 | -3.1 | -5.1 | 0.6 | -0.6 | -6.7 | -10.6 | 2.9 | 1.9 | -3.1 | -6.2 | -11.7 | -17.2 | -0.4 | -7.4 | -2.1 | -2.6 | -6.1 | -10.6 | -9.4 | -12.8 | -5.9 | -8.8 | -5 | -9 | -4.4 | -6.1 | 11.1 | 1.1 | 3.9 | -1.1 | -11.1 | -12.8 | -3 | -7 | 4.2 | -2.1 | 19.1 | 17.8 | -18.3 | -21.7 | 2.8 | -3.9 | 13.9 | 4.4 | 9.3 | -1 | 15.2 | 12 | -2.2 | -12.8 | 10.2 | 4.4 | 10.6 | 10.6 | 8 | 2.9 | -3.3 | -8.9 | -10 | -12.2 | -5.5 | -9.9 | 12.8 | -1.7 | -0.6 | -2.4 | -16.3 | -22.4 | 0.8 | -5 | 3.3 | -7.8 | -3.9 | -8.3
-18 | -20 | -7.2 | -10.6 | 13.9 | 10 | 6.7 | 6.1 | -10.6 | -22.2 | 3.3 | -15 | 2 | 1 | 1.8 | 1.1 | 8.9 | 6.1 | 5 | 3.3 | 7.9 | 4.9 | 4.4 | 3.3 | -1.1 | -5.6 | 0.4 | -0.5 | 10 | 9 | 14 | 13.2 | 23.3 | 20 | 4.1 | -1.3 | 21.1 | 18.3 | 18.3 | 15 | 14.4 | 11.1 | -17.2 | -21.7 | 0.6 | -4.3 | 1.7 | -0.6 | -3.3 | -9.4 | -11.1 | -12.2 | -0.2 | -4 | 5.6 | 4.4 | 7.2 | 0 | -8.3 | -16.7 | -7 | -10 | -15.7 | -17.6 | -16.1 | -20.3 | -4.4 | -7.2 | -10.6 | -14.4 | -7.2 | -9.6 | -18.9 | -21.1 | -6.1 | -12.2 | 7.8 | -1.7 | -6.1 | -21.1 | 8.9 | -3.9 | -1.1 | -3.3 | -0.6 | -7.2 | 0 | -8.9 | -3.3 | -10 | -3.3 | -3.9 | 11.3 | 10.7 | -6.7 | -7.8 | -3.3 | -5.6 | 0.6 | -0.6 | -6.7 | -10.6 | 2.6 | 1.4 | -3 | -6.2 | -11.1 | -16.7 | -0.2 | -7.3 | -2.4 | -2.9 | -6.7 | -11.1 | -8.9 | -12.8 | -6.1 | -9.4 | -5 | -8 | -3.9 | -5.6 | 11.1 | 0.8 | 4.4 | -0.6 | -12.2 | -13.3 | -2 | -5 | 4.1 | -1.7 | 19.2 | 17.7 | -17.2 | -21.7 | 2.2 | -3.9 | 12.2 | 6.7 | 8.9 | -1.7 | 15 | 11.7 | -3.9 | -12.8 | 10 | 5 | 10 | 10 | 7.8 | 2.8 | -4.4 | -8.9 | -9.4 | -11.1 | -5 | -9.4 | 13.3 | -2.2 | -1.1 | -2.6 | -16.7 | -22.8 | 0.9 | -5.1 | 3.9 | -6.7 | -3.9 | -6.6
-16 | -19 | -7.8 | -11.1 | 13.5 | 10.3 | 6.7 | 6 | -10.6 | -21 | 3.3 | -15 | 2 | 0 | 1.1 | 0.6 | 8.3 | 6.7 | 5 | 3.9 | 8.3 | 5 | 3.9 | 2.2 | -0.6 | -5 | 0.2 | -0.4 | 9 | 9 | 14.4 | 13.9 | 23.3 | 20 | 3.9 | -1.7 | 21.1 | 18.9 | 17.8 | 15.6 | 14.4 | 10.6 | -15.9 | -20.3 | 0.6 | -4.3 | 1.7 | -0.6 | -3.9 | -8.3 | -10.2 | -12 | -0.6 | -5.6 | 6.9 | 4.6 | 8.1 | -0.3 | -8.9 | -16.7 | -9 | -12 | -14.4 | -17.2 | -15 | -19.4 | -4.4 | -7.2 | -11.1 | -14.4 | -8.9 | -11.1 | -17.6 | -20.6 | -7.2 | -13.3 | 7.2 | 0.8 | -6.1 | -21.1 | 9.1 | -1.2 | -0.5 | -3.8 | -0.6 | -6.1 | -2.8 | -8.9 | -3.9 | -10.6 | -3.3 | -3.9 | 11.1 | 10.6 | -7.2 | -7.8 | -3.1 | -5.1 | 0.6 | -0.6 | -6.7 | -11.1 | 2.2 | 1.1 | -2.8 | -6.7 | -10.6 | -16.7 | 0 | -8.3 | -2.8 | -3.3 | -6.7 | -11.1 | -8.3 | -11.7 | -5.9 | -9.4 | -5 | -8 | -4.4 | -5.6 | 11.1 | 0.6 | 4.4 | -1.7 | -12.2 | -13.9 | -2 | -5 | 3.9 | -1.7 | 19.4 | 17.8 | -17.2 | -21.7 | 1.7 | -3.9 | 12.2 | 6.7 | 8.9 | -1.1 | 16.7 | 12.5 | -4.4 | -12.8 | 9.8 | 5.6 | 10 | 10 | 10.2 | 3.7 | -4.4 | -12.2 | -10.6 | -11.1 | -4.4 | -9.4 | 13.3 | -2.8 | -1.7 | -3.3 | -14.3 | -19.4 | 1.1 | -6.1 | 4.4 | -6.1 | -3.9 | -5.8
-14 | -17 | -8.9 | -12.2 | 13.2 | 10.4 | 6.7 | 5.8 | -10.6 | -21.1 | 3.9 | -15 | 4 | 0 | 5 | 2 | 10.6 | 7.8 | 6.1 | 5 | 9.4 | 5.8 | 5.6 | 3.3 | 1.7 | -6.1 | 0 | -0.6 | 10 | 9 | 14.8 | 14.2 | 23.9 | 20.6 | 5.7 | -1.9 | 21.1 | 18.9 | 16.1 | 13.9 | 16.1 | 11.1 | -14.6 | -19.2 | 0.6 | -5 | 1.1 | -1.1 | -4.4 | -8.3 | -9.2 | -11.8 | -0.2 | -4.8 | 8.1 | 4.3 | 9.1 | -0.4 | -7.2 | -16.1 | -11 | -13 | -12.6 | -14.6 | -11.7 | -16.6 | -5 | -7.8 | -10.6 | -13.9 | -7.2 | -9.5 | -16.3 | -20.4 | -7.2 | -13.9 | 6.7 | 3 | -6.7 | -16.1 | 9.2 | 0.9 | 0 | -4.6 | -2.8 | -3.9 | -2.8 | -8.9 | -3.3 | -11.1 | -0.6 | -0.6 | 11.7 | 11.3 | -7.2 | -7.8 | -3 | -5.3 | 0.6 | -1.7 | -4.7 | -10.2 | 4.4 | 1.8 | -0.4 | -5.3 | -9.4 | -15.6 | 1.5 | -6.7 | -2.8 | -3.8 | -7.2 | -11.1 | -7.8 | -10.6 | -5.8 | -9.7 | -5 | -8 | -2.8 | -3.3 | 11.7 | 0.8 | 3.3 | -4.4 | -13.3 | -15 | -2 | -5 | 5.6 | -1.4 | 20.2 | 18 | -17.8 | -21.1 | 1.7 | -3.9 | 13.3 | 7.2 | 8.9 | -1.1 | 18.3 | 13 | 1.1 | -11.1 | 9.6 | 6.2 | 11.7 | 11.7 | 12.6 | 4.6 | -3.3 | -11.7 | -5.6 | -9.4 | -3.9 | -8.4 | 13.9 | -2.8 | -1.1 | -2.5 | -11.8 | -16.7 | 4.1 | -3.6 | 5.6 | -5.6 | -3.9 | -5
-15 | -18 | -8.9 | -12.8 | 12.8 | 10.6 | 6.7 | 5.6 | -8.9 | -19.4 | 6.1 | -14.4 | 3 | 2 | 8.9 | 2.9 | 12.2 | 8.3 | 10 | 6.1 | 10.6 | 6.6 | 8.3 | 4.4 | 2.8 | -6.1 | 1.7 | 0.1 | 10 | 10 | 15.2 | 14.3 | 25 | 20 | 7.6 | -2.9 | 21.7 | 19.4 | 13.3 | 10.6 | 19.4 | 12.8 | -13.3 | -18.9 | 1.1 | -4.2 | 0.6 | -1.1 | -3.3 | -6.7 | -8.3 | -12.2 | 0.2 | -4.4 | 9.4 | 3.9 | 10 | -1.1 | -6.1 | -15.6 | -11 | -13 | -10.7 | -12.5 | -8.3 | -14.2 | -1.1 | -5.6 | -10.6 | -12.2 | -5.6 | -8.2 | -15 | -21.1 | -7.2 | -14.4 | 6.1 | 4.4 | -6.7 | -15.6 | 9.4 | 2.8 | 0.6 | -6.7 | -10.6 | -11.7 | -4.4 | -11.1 | -2.2 | -11.1 | 6.7 | -3.3 | 12.2 | 12.1 | -6.7 | -7.2 | -2.8 | -5.6 | 1.1 | -1.1 | -2.6 | -9.7 | 6.7 | 2.6 | 2 | -4.8 | -7.2 | -14.4 | 2.9 | -6.2 | -2.8 | -4.2 | -8.9 | -12.8 | -6.7 | -9.4 | -5.6 | -10.6 | -3 | -6 | 0 | -1.7 | 12.2 | 0.6 | 2.2 | -7.2 | -11.1 | -12.2 | 0 | -2 | 7.2 | -1.5 | 20.9 | 18.1 | -16.1 | -21.1 | 3.3 | -3.3 | 15 | 8.3 | 8.9 | -1.1 | 20 | 13.3 | 6.7 | -10 | 9.4 | 6.7 | 13.3 | 12.8 | 15 | 5 | -1.7 | -10 | -1.7 | -8.9 | -3.3 | -7.6 | 13.9 | -2.8 | -0.6 | -2 | -9.4 | -14.4 | 7 | -1.9 | 8.3 | -5 | 0.2 | -4.6
-13 | -17 | -10 | -13.3 | 11.9 | 9.7 | 6.7 | 5 | -7.3 | -18.8 | 7.8 | -15 | 4 | 2 | 12.8 | 2.8 | 13.3 | 7.8 | 11.7 | 6.1 | 11.7 | 7.2 | 11.1 | 5 | 3.3 | -6.1 | 3.3 | 0.7 | 10 | 9 | 15.6 | 14.4 | 25.6 | 20 | 9.4 | -5 | 23.9 | 20 | 14.4 | 12.8 | 22.8 | 12.2 | -10.7 | -17 | 1.7 | -3.9 | 0 | -1.7 | -2.2 | -10 | -7 | -11.9 | 0.6 | -5 | 9.8 | 3.8 | 11.3 | -1 | -4.4 | -12.8 | -8 | -11 | -8.9 | -10.6 | -5 | -12.8 | 1.7 | -5.6 | -9.4 | -12.8 | -3.9 | -7.2 | -11.9 | -18.4 | -6.7 | -14.4 | 6.1 | 4.8 | -5.6 | -17.2 | 8.7 | 3.3 | 2.1 | -5.5 | -12.2 | -14.4 | -5 | -10.6 | 0 | -12.2 | 8.3 | -8.9 | 12.8 | 12.8 | -6.7 | -7.2 | -2.8 | -5.6 | 1.7 | -1.1 | -0.6 | -11.1 | 8.9 | 2.8 | 4.4 | -5.6 | -4.4 | -13.3 | 4.4 | -6.7 | -2.8 | -5 | -8.3 | -13.3 | -5.6 | -8.3 | -4.5 | -9.8 | -2 | -5 | 1.7 | -0.6 | 12.8 | 0.6 | 1.1 | -9.4 | -9.4 | -11.1 | 0 | -1 | 8.9 | -2.2 | 21.7 | 18.3 | -13.3 | -21.1 | 5 | -3.9 | 16.7 | 8.9 | 10.9 | -0.8 | 20.4 | 12.9 | 8.3 | -10 | 9.4 | 7.2 | 16.7 | 15.6 | 18.9 | 6.1 | 0 | -8.9 | 2.2 | -10 | -2.8 | -7.8 | 14.4 | -2.2 | 0 | -1.7 | -7.7 | -12.4 | 10 | -0.6 | 9.4 | -5 | 4.2 | -7
-13 | -17 | -7.2 | -10.6 | 10.9 | 8.7 | 6.7 | 4.5 | -5.6 | -20 | 9.4 | -14.4 | 6 | 2 | 14.6 | 2.5 | 14.4 | 7.8 | 14.4 | 7.2 | 12.1 | 6.6 | 12.8 | 4.4 | 4.4 | -5.6 | 5 | 1.1 | 10 | 9 | 17.3 | 14.8 | 26.1 | 20 | 11.3 | -5 | 24.4 | 19.4 | 15.6 | 10.6 | 25.6 | 11.7 | -8.2 | -16.3 | 2.2 | -4.4 | -0.6 | -2.2 | -1.7 | -10 | -5.7 | -12.3 | 1.1 | -4.7 | 10.2 | 3.3 | 12.6 | -1.5 | -2.2 | -10.6 | -4 | -10 | -7.8 | -9.9 | -3.5 | -11 | 5 | -4.4 | -8.9 | -12.2 | -2.4 | -6.1 | -8.7 | -16.1 | -6.1 | -15 | 6.1 | 5.2 | -4.4 | -17.2 | 7.9 | 3.6 | 3.5 | -5.7 | -13.9 | -16.7 | -5 | -12.2 | 1.1 | -12.8 | 10 | -11.1 | 14.6 | 14.2 | -7.2 | -7.8 | -2.8 | -5.9 | 2.2 | 0 | 0.5 | -9.2 | 10.2 | 3 | 5.3 | -4.5 | -3.3 | -13.3 | 6.5 | -4.6 | -3.2 | -5.1 | -7.2 | -12.8 | -5.6 | -8.9 | -3.3 | -9.6 | 0 | -2 | 2.8 | -0.6 | 12.8 | 1.8 | 0.6 | -10 | -7.2 | -12.8 | 0 | -1 | 10.7 | -1.5 | 21.1 | 18.5 | -11.7 | -21.7 | 6.7 | -3.9 | 18.9 | 10 | 13 | -0.9 | 20.7 | 12.4 | 11.1 | -11.1 | 9.4 | 7.9 | 19.4 | 14.4 | 22.8 | 7 | 0.6 | -9.4 | 5 | -10 | -1.9 | -6.4 | 15.6 | -2.2 | 0.7 | -1.2 | -6.1 | -10.8 | 12.6 | -0.3 | 10 | -5 | 8.3 | -16.1
-11 | -13 | -3.9 | -10 | 10 | 7.8 | 6.7 | 3.9 | -4.5 | -19 | 10.6 | -13.9 | 7 | 1 | 16.5 | 1.8 | 14.4 | 7.8 | 16.7 | 6.7 | 12.4 | 5.8 | 15 | 3.3 | 6.1 | -5.6 | 7.8 | 1.6 | 11 | 8 | 18.9 | 15 | 27.2 | 20 | 13.1 | -6.7 | 24.4 | 20 | 16.1 | 12.2 | 25 | 12.2 | -5.6 | -16.7 | 2.9 | -4.2 | -0.6 | -2.2 | -1.7 | -11.7 | -4.4 | -13.9 | 1.7 | -5.2 | 10.6 | 2.8 | 13.9 | -2.2 | -0.6 | -9.4 | -2 | -10 | -6.7 | -9.4 | -2.1 | -9.9 | 6.1 | -3.3 | -7.8 | -10.6 | -0.9 | -5.3 | -5.6 | -15.6 | -5.6 | -14.4 | 6.1 | 5.6 | -3.9 | -18.9 | 7.2 | 3.9 | 5 | -6.7 | -14.4 | -16.1 | -5 | -10.6 | 2.8 | -13.9 | 11.1 | -7.8 | 16.5 | 15.4 | -6.7 | -7.8 | -2.8 | -6.7 | 4.4 | -0.6 | 1.7 | -8.5 | 11.5 | 3 | 6.3 | -4.5 | -1.1 | -11.7 | 8.5 | -3.8 | -3.5 | -5.4 | -6.1 | -12.8 | -3.9 | -8.3 | -2.2 | -10.6 | 1 | -1 | 5.6 | 0.6 | 12.8 | 2.9 | 0.6 | -10 | -6.7 | -11.7 | 1 | -1 | 12.6 | -1.5 | 20.6 | 18.7 | -10.6 | -17.2 | 7.8 | -3.3 | 21.1 | 10 | 15 | -1.7 | 21.1 | 11.7 | 12.2 | -11.7 | 9.4 | 8.3 | 22.2 | 13.9 | 26.7 | 6.7 | 2.2 | -10 | 6.7 | -10 | -0.9 | -5.5 | 16.1 | -2.2 | 1.5 | -1.1 | -4.4 | -10 | 15.2 | -0.8 | 10.6 | -5 | 8.1 | -14.5
-11 | -12 | -3.9 | -10.6 | 10.4 | 7.5 | 8 | 4 | -3.3 | -19.2 | 11.7 | -13.3 | 8 | 2 | 18.3 | 0.6 | 14.4 | 7.8 | 17.2 | 6.1 | 12.8 | 5 | 15.6 | 2.8 | 8.3 | -6.1 | 10.5 | 1.6 | 11 | 8 | 20.6 | 15 | 26.7 | 20 | 15 | -10 | 27.2 | 20 | 17.2 | 10.6 | 26.1 | 12.8 | -4.3 | -16.1 | 3.7 | -4.6 | 0 | -3.3 | -1.7 | -11.7 | -3.1 | -12.5 | 2.2 | -6.7 | 10.6 | 3.2 | 13.5 | -0.8 | 0.6 | -8.9 | -2 | -10 | -5.6 | -9.4 | -0.6 | -10 | 7.2 | -2.8 | -6.7 | -9.4 | 0.6 | -5.6 | -3.9 | -14 | -5.6 | -15 | 6.5 | 5.8 | -3.9 | -18.9 | 7.4 | 4.5 | 6.3 | -5.6 | -14.4 | -18.3 | -5 | -12.2 | 5 | -13.3 | 12.2 | -3.9 | 18.3 | 16.7 | -7.8 | -8.9 | -2.8 | -6 | 7.8 | -1.1 | 2.8 | -8.9 | 12.8 | 2.8 | 7.2 | -5 | 0 | -11.1 | 10.6 | -3.3 | -3.9 | -6.1 | -5.6 | -11.7 | -2.8 | -8.9 | -1.3 | -9.4 | 2 | -3 | 8.3 | 1.1 | 12.8 | 3.9 | 0.6 | -9.4 | -5.6 | -11.7 | 1 | -1 | 14.4 | -1.7 | 20 | 18.9 | -8.9 | -14.4 | 9.4 | -2.8 | 21.7 | 10 | 15.9 | -2.3 | 21.3 | 12.2 | 13.9 | -12.2 | 9.8 | 8.9 | 25.6 | 13.9 | 27.6 | 6.4 | 3.3 | -10 | 8.3 | -8.9 | 0 | -5.6 | 16.7 | -1.7 | 2.2 | -1.1 | -4.2 | -9.3 | 17.8 | -2.2 | 10 | -5 | 8 | -13.9
-11 | -13 | -3.3 | -10 | 10.7 | 7.1 | 9.3 | 4.1 | -2.2 | -22.2 | 12.8 | -12.8 | 9 | 1 | 18.7 | -0.1 | 14.4 | 8.9 | 18.9 | 6.7 | 13 | 4.4 | 16.7 | 1.7 | 7.8 | -5.6 | 13.3 | 1.1 | 11 | 8 | 21.3 | 14.5 | 27.8 | 19.4 | 15.9 | -8.8 | 26.7 | 18.9 | 18.9 | 6.1 | 25.6 | 11.7 | -3 | -16.6 | 4.4 | -6.1 | -0.6 | -5 | 0 | -10 | -1.9 | -12.2 | 2.6 | -6 | 10.6 | 3.2 | 13.2 | 0.2 | 1.7 | -7.2 | -1 | -8 | -5.2 | -8.4 | -0.4 | -9 | 8.3 | -2.2 | -6.1 | -8.9 | 0.8 | -4.4 | -2.3 | -14.3 | -5.6 | -13.9 | 6.8 | 5.9 | -2.2 | -18.3 | 7.6 | 5.1 | 7.6 | -5.8 | -14.4 | -17.2 | -4.4 | -12.8 | 7.2 | -13.3 | 13.9 | -3.3 | 17.9 | 16.8 | -5 | -7.8 | -2.8 | -5.9 | 8.9 | -4.4 | 2.1 | -7.1 | 13.2 | 2.7 | 6.1 | -2.9 | 1.7 | -11.1 | 11.5 | -2.7 | -4.1 | -6.3 | -5 | -10.6 | -2.8 | -8.9 | -0.3 | -9.4 | 2 | -3 | 10 | 0 | 12.6 | 2.7 | 0 | -11.7 | -4.4 | -12.2 | 2 | -1 | 14.6 | -2.1 | 19.8 | 18.8 | -8.3 | -13.9 | 10.6 | -2.8 | 21.1 | 9.4 | 16.9 | -2.9 | 21.5 | 12.4 | 15.6 | -12.2 | 10.2 | 9.5 | 27.8 | 12.8 | 28.5 | 5.4 | 3.9 | -9.4 | 10 | -7.2 | 0.6 | -4.4 | 17.2 | -1.7 | 2.4 | -1.1 | -4.1 | -9.4 | 19.1 | -2.2 | 9.4 | -5 | 7.8 | -15.6
-11 | -13 | -2.8 | -8.9 | 11.1 | 6.7 | 10.6 | 3.9 | -1.8 | -20.3 | 13.3 | -12.2 | 8 | 2 | 19 | -1.3 | 13.9 | 9.4 | 19.4 | 4.4 | 13.1 | 4 | 18.3 | 1.1 | 8.9 | -5.6 | 11.5 | 1.4 | 12 | 7 | 22.1 | 14 | 26.7 | 19.4 | 16.9 | -8.8 | 26.7 | 20 | 18.9 | 7.2 | 26.1 | 12.8 | -1.7 | -19.4 | 4.6 | -4.8 | -0.6 | -6.7 | 0 | -10.6 | -0.6 | -13.3 | 2.9 | -6.2 | 10.6 | 3.3 | 12.8 | 1.1 | 2.2 | -6.7 | -1 | -8 | -4.8 | -7.5 | -0.2 | -9.3 | 9.4 | -2.2 | -5.6 | -10 | 0.9 | -4.2 | -0.6 | -16.1 | -5.6 | -14.4 | 7.2 | 6.1 | -2.2 | -17.8 | 7.8 | 5.6 | 8.9 | -6.7 | -14.4 | -20 | -4.4 | -12.8 | 8.9 | -13.3 | 13.9 | 0.6 | 17.6 | 17.1 | -5 | -7.2 | -2.8 | -6.1 | 8.9 | -6.1 | 1.3 | -6.9 | 13.5 | 2.1 | 5 | -1.7 | 2.2 | -9.4 | 12.4 | -2.7 | -4.2 | -6.8 | -4.4 | -10 | -2.2 | -8.9 | 0.6 | -10.6 | 3 | -3 | 10.6 | 0 | 12.4 | 1.4 | -0.6 | -13.9 | -4.4 | -11.7 | 2 | -1 | 14.8 | -2.7 | 19.6 | 19 | -7.2 | -16.1 | 11.7 | -2.8 | 21.1 | 10 | 17.8 | -5 | 21.7 | 12.8 | 16.7 | -11.7 | 10.6 | 10 | 28.3 | 12.2 | 29.4 | 5 | 3.9 | -8.9 | 11.1 | -6.7 | 1.1 | -4.2 | 17.2 | -1.7 | 2.6 | -1.2 | -3.9 | -10 | 20.4 | -2.3 | 3.3 | -2.2 | 7.2 | -12.7
-13 | -15 | -2.2 | -8.9 | 10.5 | 5.9 | 9.8 | 3.8 | -1.5 | -20.6 | 13.9 | -12.2 | 8 | 1 | 19.4 | -2.2 | 13.3 | 7.8 | 20.6 | 6.1 | 13.3 | 3.3 | 15.6 | 6.1 | 8.3 | -5.6 | 9.6 | 1.2 | 13 | 7 | 22.8 | 13.3 | 27.2 | 20 | 17.8 | -10 | 24.4 | 19.4 | 18.9 | 7.2 | 25 | 12.2 | -2.4 | -18.4 | 4.8 | -4.7 | -1.1 | -8.3 | 0.6 | -10 | -1 | -11.9 | 3.3 | -7.2 | 9.8 | 4.6 | 12.2 | 1.8 | 2.2 | -6.1 | -1 | -8 | -4.4 | -7.2 | 0 | -10.6 | 9.4 | -1.7 | -5.6 | -10 | 1.1 | -4.4 | -1.5 | -14.5 | -6.1 | -15 | 6.8 | 5.8 | -2.2 | -18.3 | 7.6 | 5.6 | 8.5 | -5.1 | -15 | -20 | -5 | -14.4 | 8.9 | -14.4 | 14.4 | 2.2 | 17.2 | 17.2 | -5 | -7.8 | -2.8 | -5.7 | 9.4 | -5.6 | 0.6 | -7.2 | 13.9 | 1.7 | 3.9 | -1.1 | 3.3 | -8.9 | 13.3 | -3.3 | -4.4 | -7.8 | -4.4 | -9.4 | -0.6 | -7.8 | 0.6 | -9.4 | 2 | -2 | 10.6 | 0 | 12.2 | 0 | -1.1 | -13.3 | -5 | -12.2 | 2 | -1 | 15 | -3.9 | 19.4 | 18.9 | -6.1 | -14.4 | 13.3 | -2.2 | 21.1 | 10 | 17.4 | -5.1 | 20.9 | 13.1 | 17.2 | -13.9 | 10.4 | 9.5 | 28.3 | 11.1 | 28.9 | 4.4 | 3.9 | -10 | 11.7 | -6.1 | 1.7 | -4.4 | 16.1 | 0 | 2.8 | -1.7 | -4.3 | -9.3 | 21.7 | -3.9 | 1.7 | -2.8 | 6.7 | -11.1
-13 | -16 | -2.8 | -8.3 | 10 | 5.2 | 9.1 | 3.3 | -1.1 | -23.3 | 13.9 | -12.2 | 7 | 3 | 17.9 | -0.3 | 13.3 | 8.9 | 18.9 | 6.1 | 12.8 | 3.2 | 12.2 | 7.2 | 7.8 | -5 | 7.8 | 1.1 | 13 | 6 | 21.5 | 13.4 | 25.6 | 19.4 | 15.2 | -6.7 | 23.9 | 19.4 | 16.7 | 1.1 | 24.4 | 12.8 | -3.2 | -19.1 | 5 | -5 | -2.2 | -9.4 | -0.6 | -10 | -1.3 | -11.9 | 1.8 | -6.4 | 9.1 | 5.9 | 11.7 | 2.4 | 2.8 | -6.1 | -2 | -8 | -4.2 | -6.5 | -1.1 | -9.9 | 7.8 | -1.1 | -5.6 | -10 | -0.4 | -4.5 | -2.4 | -14.4 | -6.7 | -15.6 | 6.5 | 5.5 | -2.8 | -18.9 | 7.4 | 5.6 | 8.2 | -4.4 | -15 | -19.4 | -5 | -14.4 | 8.9 | -14.4 | 13.3 | 3.9 | 17.2 | 16.9 | -6.1 | -8.3 | -2.8 | -5.7 | 8.3 | -6.7 | -0.3 | -6.3 | 12.8 | 1.8 | 3.3 | -1.6 | 3.9 | -8.3 | 12.6 | -2.5 | -6.3 | -8.7 | -5 | -8.9 | -0.6 | -7.8 | 0.6 | -9.4 | 2 | -2 | 9.4 | 0 | 11.1 | 3.2 | -1.7 | -13.9 | -5 | -11.7 | 2 | -1 | 13.1 | -1.8 | 20 | 19 | -6.1 | -16.7 | 13.9 | -2.8 | 20.6 | 10.6 | 17.1 | -5.9 | 20.2 | 13.2 | 16.7 | -13.3 | 10.2 | 8.8 | 27.8 | 10 | 28.3 | 4.6 | 4.4 | -10.6 | 11.1 | -5.6 | 2.2 | -3.8 | 15 | 1.1 | 1.9 | -1.8 | -4.6 | -9 | 20.8 | -2 | -1.1 | -4.4 | 6.1 | -11.7
-17 | -18 | -5 | -9.4 | 9.4 | 4.4 | 8.3 | 2.8 | -3 | -19.8 | 12.8 | -12.2 | 6 | 2 | 16.5 | 1.4 | 12.8 | 8.9 | 17.8 | 3.3 | 12.2 | 3.2 | 11.1 | 6.1 | 5 | -3.3 | 6.7 | 0 | 12 | 5 | 20.2 | 13.4 | 25 | 19.4 | 12.6 | -6.1 | 22.8 | 18.9 | 14.4 | 0 | 22.8 | 11.1 | -3.9 | -21.7 | 4.1 | -4.3 | -3.3 | -10.6 | -1.7 | -9.4 | -1.7 | -12.8 | 0.4 | -6.5 | 8.3 | 6.7 | 11.1 | 2.8 | 1.7 | -6.1 | -2 | -6 | -4.1 | -6.1 | -2.2 | -10.2 | 6.7 | -1.7 | -6.1 | -9.4 | -1.8 | -5.4 | -3.3 | -16.1 | -7.8 | -15.6 | 6.1 | 5 | -3.3 | -19.4 | 7.2 | 5.6 | 7.8 | -4.4 | -15.6 | -20.6 | -5.6 | -14.4 | 6.7 | -15 | 12.8 | 3.9 | 17.2 | 16.4 | -7.8 | -9.4 | -2.8 | -6.1 | 6.7 | -7.2 | -1.3 | -6.4 | 11.7 | 1.9 | 2.8 | -2.2 | 3.9 | -8.3 | 11.8 | -2.8 | -8.1 | -9.9 | -5 | -8.3 | -1.1 | -8.9 | 0.6 | -10.6 | 1 | -1 | 7.2 | 0.6 | 10 | 5.6 | -2.2 | -13.3 | -5.6 | -12.2 | 2 | 0 | 11.3 | -0.4 | 20.5 | 18.8 | -6.1 | -18.3 | 13.3 | -3.3 | 18.9 | 10 | 16.7 | -7.8 | 19.4 | 13.3 | 14.4 | -12.2 | 10 | 8.3 | 25.6 | 10 | 27.8 | 3.9 | 1.1 | -9.4 | 10 | -5.6 | 2.8 | -3.9 | 13.9 | 1.7 | 0.9 | -2.4 | -5 | -9.4 | 19.8 | -0.7 | -2.2 | -4.4 | 4.4 | -5.8
-18 | -19 | -7.8 | -11.1 | 8.9 | 3.9 | 7.4 | 2.3 | -4.8 | -19.7 | 11.7 | -11.7 | 6 | 3 | 15 | 2.2 | 12.8 | 8.9 | 15 | 4.4 | 11.7 | 2.8 | 9.4 | 7.2 | 3.3 | -3.3 | 5.5 | -1.4 | 9 | 6 | 18.9 | 13.3 | 24.4 | 19.4 | 10 | -6.7 | 21.7 | 18.9 | 13.3 | 0.6 | 21.7 | 11.7 | -5.2 | -18.9 | 3.1 | -4.3 | -3.9 | -10.6 | -4.4 | -9.4 | -3 | -11 | -1.1 | -7.8 | 7.8 | 6.1 | 10.2 | 4.8 | 1.7 | -6.1 | -4 | -7 | -3.9 | -6.1 | -3.3 | -11.7 | 4.4 | -1.7 | -6.7 | -9.4 | -3.3 | -6.7 | -4.1 | -15 | -8.3 | -16.1 | 5.4 | 4.5 | -3.9 | -18.3 | 5.9 | 4.6 | 5.9 | -3.5 | -16.7 | -20.6 | -6.1 | -15 | 3.3 | -15.6 | 12.8 | 5.6 | 17.2 | 16.1 | -8.9 | -10.6 | -2.8 | -5.7 | 5 | -5.6 | -2.2 | -7.2 | 10.6 | 1.7 | 2.2 | -3.3 | 3.3 | -8.3 | 11.1 | -3.3 | -10 | -11.7 | -5 | -8.9 | 0 | -7.2 | -0.5 | -9.6 | 1 | -2 | 6.7 | 0 | 8.9 | 7.2 | -2.8 | -13.9 | -6.7 | -12.2 | 2 | -1 | 9.4 | 0 | 21.1 | 18.9 | -8.3 | -15.6 | 12.2 | -2.8 | 18.3 | 10 | 13.2 | -0.7 | 19 | 13.4 | 10.6 | -13.3 | 10 | 8.6 | 22.8 | 9.4 | 26.3 | 4.7 | 0 | -6.7 | 8.9 | -5 | 3.3 | -4.4 | 11.1 | 4.4 | 0 | -3.3 | -5.2 | -9.1 | 18.9 | 0 | -3.3 | -6.7 | 2.8 | -2.9
-21 | -21 | -9.4 | -12.2 | 8.3 | 3.4 | 6.5 | 1.8 | -6.7 | -21.1 | 10 | -11.1 | 6 | 3 | 13.5 | 2.7 | 12.8 | 9.4 | 12.8 | 4.4 | 11.5 | 3 | 8.3 | 6.7 | 2.2 | -3.9 | 4.4 | -2.8 | 9 | 6 | 17.4 | 12.1 | 23.9 | 18.9 | 7.6 | -4.5 | 21.7 | 18.9 | 11.7 | 1.7 | 21.7 | 11.7 | -6.5 | -18.4 | 2.2 | -5 | -4.4 | -10.6 | -3.9 | -9.4 | -4.3 | -10.7 | -1.7 | -6.9 | 7.2 | 5.5 | 9.2 | 6.1 | 1.7 | -6.1 | -5 | -7 | -3.9 | -5.8 | -4.4 | -11.2 | 3.9 | -1.7 | -7.8 | -10 | -4.4 | -7 | -4.8 | -15.4 | -8.9 | -16.7 | 4.6 | 3.9 | -4.4 | -17.2 | 4.6 | 3.7 | 4.1 | -3.2 | -16.7 | -21.1 | -6.7 | -15 | 1.1 | -13.9 | 13.3 | 6.1 | 17.2 | 16.3 | -10.6 | -12.2 | -2.8 | -5.7 | 3.9 | -5 | -2.8 | -6.6 | 9.5 | 2.6 | 1.8 | -2.6 | 3.9 | -7.2 | 10.7 | -2.4 | -9.3 | -10.7 | -5 | -8.3 | 0.6 | -8.9 | -1.7 | -9.8 | 1 | -2 | 5 | -0.6 | 8.7 | 6.7 | -3.9 | -12.8 | -8.3 | -12.8 | 3 | 0 | 8.7 | -0.3 | 20 | 16.5 | -9.4 | -16.1 | 7.2 | -0.6 | 17.8 | 9.4 | 9.6 | 2 | 18.7 | 13.8 | 10.6 | -13.3 | 10 | 9.1 | 17.2 | 10.6 | 24.8 | 5.1 | -0.6 | -7.2 | 8.9 | -4.4 | 3.1 | -4.3 | 10.6 | 5 | -0.4 | -3.1 | -5.4 | -9.3 | 17.6 | 2 | -3.9 | -7.2 | 1.1 | -1.7
-22 | -23 | -10 | -13.9 | 7.8 | 2.8 | 5.6 | 1.1 | -8 | -19.5 | 7.2 | -8.9 | 5 | 3 | 12.1 | 2.8 | 12.2 | 9.4 | 10 | 5 | 11.3 | 3.3 | 7.8 | 6.7 | 1.1 | -3.9 | 3.3 | -3.1 | 8 | 6 | 15.9 | 11.1 | 23.9 | 19.4 | 5.2 | -3.9 | 21.7 | 19.4 | 11.1 | -0.6 | 21.7 | 12.2 | -7.8 | -19.4 | 1.7 | -4.2 | -4.4 | -11.1 | -3.3 | -9.4 | -5.6 | -11.1 | -2.2 | -7.1 | 6.7 | 5 | 8.3 | 7.2 | 1.1 | -6.1 | -4 | -7 | -3.9 | -5.8 | -5.6 | -11.6 | 2.8 | -2.8 | -8.3 | -10 | -5.6 | -7.9 | -5.6 | -17.2 | -10 | -16.7 | 3.9 | 3.3 | -3.9 | -17.8 | 3.3 | 2.8 | 2.2 | -3.9 | -16.7 | -20.6 | -6.7 | -14.4 | -0.6 | -12.2 | 12.2 | 6.1 | 17.2 | 16.6 | -12.8 | -13.3 | -2.8 | -6.1 | 2.2 | -4.4 | -3.3 | -6.7 | 8.3 | 3 | 1.5 | -2.2 | 3.9 | -6.7 | 10.4 | -2 | -8.5 | -9.9 | -5 | -8.9 | 0 | -8.3 | -2.8 | -11.1 | 1 | -3 | 4.4 | 0 | 8.5 | 6.1 | -3.9 | -14.4 | -9.4 | -12.8 | 1 | -3 | 7.9 | -0.5 | 18.9 | 13.8 | -9.4 | -16.1 | 6.7 | -0.6 | 17.2 | 9.4 | 6.1 | 2.8 | 18.3 | 13.9 | 6.7 | -13.3 | 10 | 9.4 | 20.6 | 10.6 | 23.3 | 5 | -1.7 | -7.2 | 8.9 | -3.3 | 3 | -4.3 | 10 | 5.6 | -0.7 | -3.2 | -5.6 | -10 | 16.3 | 3.7 | -3.3 | -7.2 | 1.5 | -2.6
-22 | -23 | -10.6 | -13.9 | 8.3 | 2.7 | 4.5 | 1.2 | -9.3 | -19.8 | 7.2 | -8.9 | 4 | 2 | 10.6 | 2.8 | 11.7 | 9.4 | 9.4 | 5 | 11.1 | 3.3 | 7.2 | 6.3 | 0 | -4.4 | 2.2 | -3.8 | 8 | 7 | 14.4 | 10 | 23.3 | 19.4 | 2.8 | -4.4 | 20 | 16.7 | 10.6 | -1.7 | 21.7 | 12.2 | -8.7 | -17 | 1.1 | -4.4 | -5 | -11.7 | -3.9 | -9.4 | -6 | -10.7 | -2.8 | -7.8 | 6.9 | 5.1 | 8.5 | 7 | 0.6 | -6.1 | -5 | -7 | -3.9 | -6.1 | -6.7 | -12.8 | 2.2 | -3.3 | -8.3 | -10.6 | -6.7 | -8.9 | -6.3 | -16 | -10.6 | -17.2 | 2.6 | 2 | -3.3 | -17.2 | 2.9 | 2.5 | 1.5 | -3.7 | -17.2 | -20.6 | -6.1 | -16.1 | 0.6 | -13.3 | 11.1 | 6.1 | 17.2 | 16.7 | -13.9 | -15 | -2.8 | -5.7 | 3.3 | -3.9 | -3.9 | -7.2 | 7.2 | 3.3 | 1.1 | -2.2 | 3.3 | -5.6 | 10 | -2.2 | -7.8 | -9.4 | -5 | -8.3 | 0.6 | -7.2 | -3.7 | -10.2 | 0 | -3 | 4.4 | 0 | 8.3 | 5.6 | -3.9 | -15.6 | -10 | -13.3 | -1 | -7 | 7.2 | -1.1 | 17.8 | 11.1 | -9.4 | -15.6 | 3.9 | -0.6 | 16.7 | 8.9 | 4.8 | 2.2 | 17.9 | 14 | 5 | -12.8 | 9.8 | 9.2 | 17.8 | 17.2 | 20 | 7.1 | -1.1 | -7.2 | 8.9 | -2.8 | 2.8 | -5.6 | 10 | 4.4 | -1.1 | -3.9 | -5.6 | -9.4 | 15 | 4.4 | -3.3 | -8.9 | 1.8 | -4.2
-22 | -22 | -9.4 | -11.7 | 8.9 | 2.9 | 3.3 | 1.2 | -10.6 | -21.1 | 4.4 | -7.2 | 5 | 1 | 9.5 | 3 | 11.7 | 8.9 | 10 | 5.6 | 10.7 | 3.7 | 6.7 | 6.1 | 0 | -4.4 | 1.1 | -5 | 8 | 7 | 13.7 | 8.6 | 23.3 | 20 | 4.1 | -2.2 | 18.9 | 15 | 8.9 | -1.1 | 20.6 | 12.8 | -9.7 | -16.1 | 0.6 | -5 | -6.1 | -11.7 | -3.9 | -8.9 | -6.3 | -10.9 | -3.2 | -7.5 | 7 | 5 | 8.7 | 6.5 | -1.1 | -6.1 | -4 | -7 | -3.5 | -6.8 | -7.4 | -12.1 | 2.2 | -3.3 | -7.2 | -9.4 | -5.6 | -8 | -7.1 | -16.5 | -11.7 | -17.8 | 1.3 | 0.7 | -3.9 | -18.9 | 2.6 | 2.5 | 0.7 | -4.2 | -17.2 | -20.6 | -6.7 | -13.3 | -1.7 | -12.2 | 11.1 | 6.1 | 16.8 | 15.7 | -14.4 | -16.1 | -2.8 | -5.7 | 3.3 | -3.3 | -4.5 | -7.4 | 6.3 | 3.1 | 1.1 | -2.3 | 3.3 | -5 | 8.9 | -1.8 | -8.2 | -9.6 | -4.4 | -8.3 | 0.6 | -5 | -4.7 | -10.4 | -1 | -4 | 4.4 | -0.6 | 7.8 | 5.1 | -5 | -17.2 | -10 | -13.3 | -5 | -11 | 7.2 | -1.1 | 16.7 | 10.6 | -8.3 | -15.6 | 3.9 | -1.1 | 17.2 | 8.3 | 3.5 | 1.7 | 17.6 | 14.3 | 3.3 | -12.8 | 9.6 | 9 | 16.1 | 16.1 | 16.6 | 7.6 | -2.8 | -6.7 | 8.9 | -2.8 | -0.2 | -6.8 | 8.9 | 6.1 | -0.5 | -2.7 | -5.6 | -9.2 | 14.8 | 5.6 | -3.3 | -10 | 2.2 | -6.7
-22 | -23 | -8.3 | -10.6 | 9.4 | 2.8 | 2.2 | 1.1 | -8.9 | -18.6 | 3.3 | -6.7 | 3 | 1 | 8.3 | 3 | 11.7 | 8.3 | 7.8 | 5 | 10.4 | 4.3 | 5.6 | 5.6 | -1.1 | -5 | 0.9 | -4 | 7 | 6 | 12.9 | 7.4 | 23.3 | 20.6 | 5.4 | -0.6 | 18.9 | 15.6 | 7.2 | -1.7 | 20.6 | 12.8 | -10.6 | -16.1 | -0.2 | -4.3 | -6.7 | -12.2 | -3.9 | -8.9 | -6.7 | -11.7 | -3.5 | -7.8 | 7.2 | 5 | 8.9 | 6.1 | 0 | -6.7 | -5 | -7 | -3.2 | -7.5 | -8.2 | -12.4 | 1.1 | -2.2 | -7.2 | -9.4 | -4.4 | -7.3 | -7.8 | -17.8 | -10 | -17.2 | 0 | -0.6 | -3.9 | -16.7 | 2.2 | 2.2 | 0 | -5 | -17.2 | -20.6 | -6.7 | -14.4 | -1.7 | -13.3 | 11.1 | 6.7 | 16.5 | 14.5 | -15.6 | -17.8 | -2.8 | -6.1 | 1.7 | -3.9 | -5 | -7.9 | 5.3 | 2.7 | 1.1 | -2.8 | 3.3 | -5 | 7.8 | -1.7 | -8.5 | -9.9 | -4.4 | -7.8 | 0 | -5 | -5.6 | -11.1 | -1 | -4 | 4.4 | -0.6 | 7.2 | 4.3 | -5.6 | -18.3 | -11.1 | -13.9 | -7 | -13 | 7.2 | -1.3 | 15.5 | 9.7 | -8.3 | -13.9 | 3.3 | -0.6 | 16.1 | 8.3 | 2.2 | 1.1 | 17.2 | 14.4 | 1.7 | -12.8 | 9.4 | 8.9 | 16.1 | 16.1 | 13.3 | 7.2 | -3.3 | -6.7 | 8.3 | -2.2 | -3.1 | -9 | 8.9 | 5.6 | 0 | -2.1 | -5.6 | -9.4 | 14.6 | 6.5 | -2.8 | -9.4 | 1.7 | -6.1
-21 | -22 | -7.2 | -10 | 9.2 | 2.5 | 2.2 | 0.9 | -7.3 | -17.7 | 2.2 | -6.7 | 3 | 1 | 7.2 | 2.8 | 11.1 | 7.8 | 7.2 | 4.4 | 10 | 4.4 | 5 | 5 | -0.6 | -5.6 | 0.8 | -3.7 | 7 | 6 | 12.2 | 6.1 | 23.9 | 20 | 6.7 | 1.1 | 18.9 | 15.6 | 6.7 | -2.2 | 19.4 | 13.3 | -10.8 | -15 | -0.9 | -4.5 | -7.2 | -12.8 | -3.9 | -8.9 | -6.9 | -10.9 | -3.9 | -8.9 | 7.2 | 5.2 | 9.1 | 6.4 | 0.6 | -6.1 | -5 | -7 | -2.8 | -9.5 | -8.9 | -12.8 | 1.1 | -2.2 | -7.2 | -9.4 | -3.3 | -7.2 | -9.6 | -16.8 | -10.6 | -18.3 | -0.4 | -1.7 | -5.6 | -17.2 | 1.5 | 0.8 | 0 | -4.8 | -17.2 | -21.1 | -6.7 | -11.7 | -1.1 | -13.3 | 11.7 | 7.8 | 16.1 | 13.3 | -17.2 | -19.4 | -2.8 | -5.9 | 1.1 | -3.9 | -5.6 | -8.9 | 4.4 | 2.2 | 1.1 | -3.9 | 3.3 | -4.4 | 6.7 | -2.2 | -8.9 | -10.6 | -4.4 | -7.8 | 0 | -5.6 | -6 | -10.7 | -2 | -5 | 4.4 | -0.6 | 6.7 | 3.9 | -6.7 | -17.8 | -11.1 | -13.3 | -9 | -15 | 7.2 | -1.7 | 14.4 | 8.9 | -8.9 | -11.7 | 2.2 | -1.7 | 16.7 | 8.3 | 2.2 | 0.9 | 17.6 | 14.7 | 0.6 | -13.3 | 9.4 | 8.8 | 15.6 | 15.6 | 12.6 | 7.1 | -3.3 | -7.2 | 8.3 | -2.2 | -6.1 | -12.2 | 8.3 | 5 | 0.6 | -1.7 | -5.6 | -8.9 | 14.4 | 7.2 | -3.3 | -9.4 | 1.1 | -6.6
-21 | -22 | -5 | -7.2 | 9.1 | 2.4 | 2.2 | 0.6 | -5.6 | -17.8 | 2.8 | -6.7 | 3 | 1 | 7.2 | 2.5 | 10 | 7.2 | 6.7 | 4.4 | 9.4 | 5.2 | 4.4 | 4.4 | -0.6 | -6.1 | 0.6 | -3.9 | 6 | 6 | 11.5 | 7.1 | 23.9 | 20 | 7.6 | 0.8 | 18.9 | 15.6 | 5.6 | -3.3 | 20 | 13.3 | -10.9 | -14.5 | -1.7 | -5 | -8.9 | -14.4 | -3.9 | -8.3 | -7 | -10.7 | -3.7 | -8 | 7.2 | 5.4 | 9.2 | 6.5 | 0.6 | -5.6 | -6 | -7 | -4.8 | -10.2 | -10 | -13.1 | 1.7 | -2.2 | -7.8 | -8.9 | -2.9 | -6.4 | -11.5 | -17.2 | -11.7 | -18.9 | -0.7 | -2.8 | -5 | -18.3 | 0.7 | -0.7 | 0 | -4.9 | -17.2 | -20.6 | -7.2 | -15 | -2.8 | -11.1 | 11.7 | 8.3 | 14.4 | 9.7 | -18.3 | -20 | -2.8 | -6 | 0 | -4.4 | -5.4 | -8.4 | 4.4 | 1.8 | 0.7 | -3 | 3.9 | -4.4 | 5.9 | -3.3 | -8.7 | -10 | -5 | -7.8 | -0.6 | -7.2 | -6.3 | -10.9 | -2 | -5 | 3.3 | 0 | 6.5 | 3.7 | -8.3 | -18.3 | -11.1 | -13.3 | -10 | -16 | 6.7 | -2.6 | 13.3 | 6.2 | -8.9 | -10.6 | 1.1 | -1.7 | 16.1 | 8.3 | 2.2 | 0.7 | 17.9 | 14.8 | 2.8 | -12.8 | 9.4 | 8.8 | 15.6 | 15.6 | 11.8 | 6.9 | -3.9 | -7.8 | 8.9 | -1.1 | -8 | -13.9 | 8.3 | 4.4 | 0.4 | -1.6 | -5.6 | -8.8 | 14.6 | 7.9 | -3.9 | -8.9 | 0.6 | -7.8
-20 | -21 | -5 | -7.2 | 8.9 | 2.2 | 2.2 | 0.6 | -7.8 | -17.1 | 1.1 | -6.1 | 3 | 1 | 7.2 | 2.1 | 8.9 | 6.7 | 6.7 | 4.4 | 8.9 | 5.7 | 5.6 | 5.5 | -1.1 | -6.1 | 0.2 | -3.6 | 6 | 5 | 10.7 | 7.6 | 23.9 | 20 | 8.5 | 0.2 | 15.6 | 10 | 4.4 | -3.9 | 21.1 | 14.4 | -11.1 | -14.4 | -1.9 | -4.8 | -9.4 | -15 | -3.9 | -8.3 | -7.2 | -11.1 | -3.5 | -7.8 | 7.2 | 5.6 | 9.4 | 6.7 | 0.6 | -5.6 | -5 | -7 | -6.9 | -10.9 | -11.1 | -13.6 | 1.7 | -2.2 | -7.8 | -8.9 | -2.6 | -6.3 | -13.3 | -18.3 | -12.2 | -19.4 | -1.1 | -4.4 | -5.6 | -17.2 | 0 | -2.2 | 0 | -6.1 | -17.2 | -20.6 | -8.3 | -15 | 1.1 | -10.6 | 12.2 | 8.3 | 12.8 | 5.5 | -20 | -21.1 | -2.8 | -6.7 | -1.1 | -4.4 | -5.2 | -8.5 | 4.4 | 1.1 | 0.4 | -2.6 | 3.9 | -3.9 | 5.2 | -4.3 | -8.5 | -9.6 | -5 | -7.8 | -1.7 | -7.8 | -6.7 | -11.7 | -2 | -5 | 2.2 | -0.6 | 6.3 | 3.5 | -8.9 | -17.8 | -11.7 | -13.9 | -12 | -18 | 6.1 | -3.6 | 12.2 | 3.4 | -8.9 | -10 | 0.6 | -2.2 | 16.1 | 8.9 | 2.2 | 0.6 | 18.3 | 15 | -2.2 | -13.3 | 9.4 | 8.9 | 15.6 | 15.6 | 11.1 | 6.7 | -3.9 | -7.8 | 8.9 | -1.1 | -9.8 | -16.2 | 6.7 | 3.9 | 0.2 | -1.8 | -5.6 | -8.9 | 14.8 | 8.3 | -3.9 | -9.4 | 0.4 | -6.5
-21 | -21 | -7.8 | -10 | 8.9 | 2.9 | 1.5 | 0.2 | -10 | -18 | 1.1 | -5.6 | 3 | 1 | 7.2 | 1.7 | 9.4 | 7.8 | 7.2 | 4.4 | 8.3 | 6.1 | 6.7 | 5.1 | -1.1 | -7.2 | -0.2 | -3.8 | 4 | 3 | 10 | 8.3 | 23.9 | 20 | 9.4 | -0.6 | 15 | 11.7 | 3.9 | -4.4 | 21.7 | 13.3 | -12 | -14.5 | -2 | -4.9 | -10 | -15 | -3.9 | -8.3 | -7.2 | -10.9 | -3.3 | -8.3 | 7.2 | 5.5 | 9.4 | 6.3 | 0.6 | -5.6 | -4 | -6 | -8.9 | -11.6 | -12.2 | -14.4 | 1.7 | -2.2 | -7.8 | -9.4 | -2.2 | -6.7 | -14.1 | -18.2 | -13.9 | -20 | -1.5 | -4.3 | -5.6 | -17.2 | -0.7 | -2.4 | -1.5 | -5.4 | -17.8 | -22.2 | -8.9 | -13.9 | 2.8 | -10 | 11.1 | 7.2 | 11.1 | 1.1 | -20.6 | -24.4 | -2.8 | -6.5 | 0.6 | -4.4 | -5 | -8.9 | 4.4 | 0.6 | 0 | -2.8 | 4.4 | -3.9 | 4.4 | -6.7 | -8.3 | -9.4 | -3.9 | -7.2 | -1.7 | -7.8 | -7.2 | -11.2 | -2 | -5 | 2.8 | 0.6 | 6.1 | 3.3 | -10 | -18.3 | -12.8 | -13.9 | -13 | -20 | 5.6 | -5.6 | 11.1 | 0 | -8.3 | -10 | 0.6 | -1.7 | 15.6 | 8.9 | 2 | 0.5 | 18.5 | 15.2 | -2.2 | -13.3 | 9.2 | 8.8 | 15.6 | 15.6 | 11.3 | 8.6 | -3.9 | -7.2 | 8.3 | -1.1 | -11.7 | -19.4 | 7.2 | 2.8 | 0 | -2.2 | -5.6 | -8.6 | 15 | 8.9 | -4.4 | -7.8 | 0.2 | -6.5
-21 | -22 | -10.6 | -14.4 | 8.9 | 3.3 | 0.7 | -0.3 | -12.2 | -20 | 1.1 | -6.1 | 3 | 2 | 5.9 | 1.6 | 9.4 | 7.2 | 5 | 2.8 | 9.4 | 6.7 | 7.8 | 5.1 | -1.1 | -7.2 | -0.6 | -4.4 | 4 | 4 | 9.4 | 7.4 | 23.9 | 20 | 10.2 | -0.5 | 15 | 12.8 | 3.3 | -4.4 | 21.7 | 13.3 | -13 | -15 | -2.2 | -5.6 | -10.6 | -14.4 | -4.4 | -8.9 | -7.2 | -11.4 | -2.9 | -7.2 | 7.2 | 5.5 | 9.4 | 6 | 0.6 | -5.6 | -5 | -7 | -10.2 | -12.6 | -12.4 | -14.3 | 1.7 | -1.7 | -7.8 | -8.9 | -2.8 | -6.3 | -14.8 | -18.6 | -13.9 | -20.6 | -1.8 | -4.4 | -5 | -17.2 | -1.5 | -2.8 | -2.9 | -5.5 | -19.4 | -23.3 | -9.4 | -15.6 | 2.8 | -9.4 | 9.4 | 5 | 10.4 | 0.1 | -20.6 | -23.9 | -2.8 | -6.8 | -0.6 | -5.6 | -5.6 | -8.8 | 3.9 | 0.7 | -0.4 | -2.6 | 4.4 | -2.8 | 3.9 | -6.4 | -10.2 | -11.5 | -3.9 | -6.7 | -4.4 | -8.9 | -7.8 | -11.5 | -2 | -6 | 2.8 | -0.6 | 6.3 | 3.5 | -10 | -17.8 | -13.9 | -15 | -14 | -23 | 5.4 | -4.7 | 10.2 | 0 | -8.3 | -9.4 | 0 | -2.2 | 15.6 | 8.9 | 1.9 | 0.6 | 18.7 | 15.4 | -2.2 | -12.2 | 9.1 | 9 | 16.1 | 16.1 | 11.5 | 10.1 | -3.9 | -7.8 | 8.3 | -0.6 | -12.6 | -19.2 | 6.7 | 2.8 | 0.2 | -1.9 | -5.6 | -8.6 | 14.1 | 9 | -5 | -8.9 | 0 | -7.2
-22 | -23 | -10.6 | -13.9 | 8.9 | 3.9 | 0 | -0.6 | -12.4 | -18.6 | 0.6 | -6.1 | 3 | 2 | 4.6 | 1.4 | 9.4 | 7.2 | 5 | 3.9 | 10.6 | 7.3 | 8.9 | 5 | 0 | -7.2 | -0.8 | -5.7 | 4 | 2 | 8.9 | 6.5 | 23.9 | 20 | 10.9 | -0.8 | 16.1 | 13.9 | 2.2 | -4.4 | 21.7 | 14.4 | -13.9 | -15.6 | -2.6 | -5.5 | -11.7 | -15 | -4.4 | -8.9 | -7.2 | -12.2 | -2.6 | -6.9 | 7.2 | 5.6 | 9.4 | 5.6 | 0 | -7.2 | -4 | -6 | -11.5 | -14 | -12.6 | -14.3 | 1.7 | -1.7 | -8.9 | -11.1 | -3.3 | -6.5 | -15.6 | -19.4 | -14.4 | -21.1 | -2.2 | -5 | -5.6 | -16.7 | -2.2 | -3.3 | -4.4 | -6.1 | -18.3 | -22.2 | -10 | -16.1 | 2.8 | -8.9 | 9.4 | 4.4 | 9.6 | -0.5 | -20.6 | -23.3 | -2.8 | -7.8 | -2.8 | -5.6 | -6.1 | -8.8 | 3.3 | 1 | -0.7 | -2.8 | 4.4 | -2.8 | 3.3 | -7.2 | -12 | -13.7 | -4.4 | -7.2 | -5 | -9.4 | -8.3 | -12.2 | -2 | -5 | 2.2 | -0.6 | 6.5 | 3.7 | -10 | -17.8 | -13.9 | -15 | -15 | -22 | 5.2 | -4.3 | 9.2 | -0.1 | -8.3 | -9.4 | -0.6 | -3.3 | 14.4 | 9.4 | 1.7 | 0.6 | 18.9 | 15.6 | -3.3 | -12.8 | 8.9 | 8.9 | 15.6 | 15.6 | 11.7 | 11.7 | -3.9 | -7.8 | 7.8 | -0.6 | -13.5 | -20.1 | 6.1 | 2.2 | 0.4 | -1.9 | -5.6 | -8.9 | 13.1 | 9 | -5.6 | -10 | 0.6 | -6.6
-21 | -22 | -8.9 | -11.1 | 9.1 | 4.5 | 1.5 | 0.5 | -12.6 | -18.1 | 0 | -6.1 | 4 | 2 | 3.3 | 1.1 | 10 | 5.6 | 4.4 | 3.3 | 11.7 | 7.8 | 8.9 | 3.9 | 1.7 | -7.8 | -0.9 | -7.7 | 4 | 1 | 8.3 | 5.6 | 23.9 | 20 | 11.7 | -1.1 | 13.9 | 10 | 1.7 | -4.4 | 22.2 | 15.6 | -12.2 | -13.5 | -2.9 | -5.8 | -10.6 | -14.4 | -3.9 | -8.3 | -6.7 | -12.7 | -2.2 | -7.2 | 7.4 | 5.7 | 9.6 | 5.4 | 0 | -6.1 | -4 | -6 | -12.8 | -15 | -12.8 | -14.4 | 1.7 | -1.1 | -9.4 | -12.2 | -3.9 | -7.2 | -14.3 | -18.3 | -15 | -21.1 | -1.3 | -3.7 | -5.6 | -16.7 | -0.9 | -2.3 | -0.7 | -4.3 | -17.8 | -22.2 | -10 | -15.6 | 1.7 | -7.8 | 10.6 | 4.4 | 8.9 | -1.7 | -20.6 | -23.3 | -3.5 | -8 | -3.3 | -6.1 | -6.7 | -9.4 | 2.8 | 1.1 | -1.1 | -3.3 | 4.4 | -2.8 | 2.8 | -8.9 | -13.9 | -16.1 | -4.4 | -7.8 | -6.1 | -7.8 | -7 | -11 | -2 | -5 | 1.7 | -0.6 | 6.7 | 3.9 | -10 | -18.3 | -13.9 | -15 | -15 | -23 | 5 | -5 | 8.3 | -0.6 | -8.3 | -9.4 | -0.6 | -2.8 | 15 | 10 | 1.9 | 0.4 | 19.5 | 15.8 | -3.9 | -12.8 | 9.1 | 9.1 | 15.6 | 15.6 | 11.7 | 11.7 | -3.9 | -7.8 | 7.2 | 0 | -14.4 | -21.7 | 6.7 | 1.1 | 0.6 | -2.2 | -5.2 | -8.4 | 12.2 | 8.9 | -6.7 | -10 | 1.1 | -6.8
-21 | -22 | -7.8 | -10.6 | 9.2 | 5 | 2.9 | 1.3 | -12.8 | -18.3 | 0 | -5.6 | 3 | 1 | 7.8 | 2.3 | 11.7 | 3.3 | 5 | 3.9 | 11.9 | 7.2 | 9.4 | 6.1 | 4.4 | -6.1 | -1.1 | -11.1 | 6 | 2 | 9.8 | 4.8 | 24.4 | 20 | 12.4 | -1 | 14.4 | 11.1 | 2.2 | -3.9 | 22.8 | 15 | -10.6 | -11.8 | -3.3 | -6.7 | -9.4 | -14.4 | -3.3 | -6.7 | -6.1 | -13.7 | -1.5 | -5.1 | 7.6 | 5.9 | 9.8 | 5.2 | 0 | -6.7 | -4 | -6 | -13.3 | -15.6 | -9.6 | -12.5 | 1.7 | -1.1 | -11.1 | -12.8 | -3.3 | -6.2 | -13 | -17.3 | -14.4 | -21.1 | -0.3 | -2.4 | -5.6 | -16.1 | 0.4 | -1.6 | 3 | -3.7 | -17.8 | -22.2 | -7.8 | -16.7 | 0 | -6.7 | 13.9 | 3.3 | 9.3 | -1.3 | -21.1 | -23.9 | -4.3 | -9.1 | -0.6 | -4.4 | -5 | -8.3 | 5.8 | 2.1 | 0 | -2.5 | 4.4 | -2.8 | 2.2 | -8.6 | -11.7 | -14.4 | -4.4 | -7.8 | -3.3 | -6.1 | -5.7 | -10.4 | -3 | -5 | 2.8 | 0 | 7.8 | 4.6 | -9.4 | -17.2 | -13.9 | -15 | -15 | -23 | 5.2 | -3.9 | 8.7 | -0.5 | -8.3 | -9.4 | 0 | -1.7 | 16.1 | 10.6 | 2 | 0 | 20 | 16.1 | 1.1 | -12.8 | 9.2 | 9.2 | 15.6 | 15.6 | 11.7 | 11.7 | -4.4 | -8.3 | 8.3 | 0.6 | -14.2 | -21 | 7.8 | 1.1 | 0.6 | -1.9 | -4.8 | -8.1 | 12.4 | 9.6 | -6.7 | -10.6 | 1.7 | -8.3
-20 | -21 | -11.1 | -13.3 | 9.4 | 5.6 | 4.4 | 2.2 | -8 | -14.9 | 3.9 | -5.6 | 5 | 2 | 12.2 | 2.1 | 14.4 | 2.8 | 9.4 | 6.1 | 12 | 6.3 | 10 | 5.6 | 8.9 | -7.2 | -0.7 | -9.3 | 9 | 2 | 11.3 | 3.6 | 25.6 | 20.6 | 13.2 | -0.7 | 16.7 | 12.8 | 3.9 | -3.3 | 23.3 | 15.6 | -8.9 | -10 | -1.1 | -5 | -8.3 | -13.9 | -2.2 | -4.4 | -5.6 | -16.1 | -0.7 | -3.4 | 7.8 | 6.1 | 10 | 5 | 1.7 | -6.1 | -2 | -5 | -13.9 | -16.4 | -6.5 | -11.1 | 1.7 | -0.6 | -8.3 | -9.4 | -2.8 | -5.7 | -11.7 | -17.2 | -13.9 | -20 | 0.6 | -1.7 | -5 | -17.2 | 1.7 | -1.1 | 6.7 | -4.4 | -18.3 | -22.8 | -6.7 | -16.1 | 3.9 | -6.1 | 15.6 | 5.6 | 9.6 | -1.5 | -18.3 | -22.8 | -5 | -10.6 | 1.1 | -3.9 | -3.4 | -7.7 | 8.7 | 2.5 | 1.1 | -2.2 | 5 | -2.2 | 1.7 | -9.6 | -9.4 | -12.9 | -5 | -8.9 | -2.8 | -4.4 | -4.4 | -10.6 | -3 | -6 | 3.3 | 0 | 8.9 | 5.5 | -8.9 | -16.1 | -12.2 | -13.3 | -15 | -23 | 5.4 | -3.2 | 9 | -0.8 | -8.3 | -10.6 | 2.2 | -1.7 | 18.9 | 11.7 | 2.2 | 0 | 20.6 | 16.1 | 7.2 | -11.7 | 9.4 | 9.4 | 17.2 | 16.1 | 11.7 | 11.7 | -2.2 | -7.2 | 10 | 1.1 | -14.1 | -21.1 | 8.3 | 1.7 | 0.6 | -1.9 | -4.4 | -8.3 | 12.6 | 10.5 | -5.6 | -10.6 | 2.1 | -6.7
-18 | -20 | -6.7 | -7.8 | 10.9 | 6.7 | 4.8 | 2.2 | -3.1 | -12.5 | 8.3 | -6.7 | 6 | 2 | 16.7 | 0 | 15 | 2.8 | 11.7 | 7.8 | 12.2 | 5.6 | 10.6 | 4.4 | 11.1 | -7.8 | -0.4 | -9 | 11 | 1 | 12.8 | 1.7 | 26.7 | 20.6 | 13.9 | -1.1 | 19.4 | 13.9 | 5.6 | -3.3 | 25 | 15.6 | -6.5 | -8.8 | 1.1 | -4 | -7.2 | -13.9 | -2.2 | -2.8 | -4.1 | -13.9 | 0 | -2.2 | 8.3 | 6.1 | 10.9 | 5 | 2.8 | -5 | 0 | -3 | -14.4 | -17.8 | -3.3 | -10.6 | 2.2 | 0 | -6.1 | -9.4 | -2.2 | -5.6 | -8.4 | -14.5 | -12.2 | -19.4 | 2.6 | -0.9 | -3.9 | -17.8 | 4.3 | -0.8 | 9.3 | -2.9 | -17.2 | -22.2 | -6.1 | -13.3 | 5.6 | -5 | 16.7 | 7.2 | 10 | -1.7 | -17.2 | -21.7 | -4.3 | -9.4 | 2.8 | -3.9 | -1.7 | -7.8 | 11.7 | 2.2 | 2.2 | -2.2 | 5.6 | -2.2 | 1.1 | -11.7 | -7.2 | -12.2 | -4.4 | -8.9 | -0.6 | -2.8 | -2.7 | -9.4 | -5 | -6 | 5 | -2.2 | 10 | 6.1 | -7.8 | -16.7 | -8.3 | -12.2 | -15 | -23 | 5.6 | -3.3 | 9.4 | -1.1 | -7.2 | -10 | 6.1 | 0.6 | 20 | 11.7 | 3.5 | 0.4 | 21.1 | 16.1 | 10.6 | -11.7 | 9.6 | 9.6 | 19.4 | 16.1 | 16.3 | 11.7 | 1.1 | -7.8 | 11.7 | 2.2 | -13.9 | -22.2 | 7.8 | 3.3 | 0.6 | -2.2 | -3.5 | -7.7 | 12.8 | 11.1 | -4.4 | -10 | 2.4 | -6.4
-17 | -20 | -5.6 | -7.2 | 12.4 | 7.9 | 5.2 | 1.9 | 1.7 | -12.2 | 10.6 | -7.8 | 7 | 3 | 16.9 | -0.3 | 16.1 | 3.9 | 15 | 9.4 | 12.8 | 5.3 | 11.7 | 3.3 | 13.3 | -9.4 | 0 | -9.4 | 13 | 2 | 13.7 | 1 | 27.2 | 21.1 | 15 | 0 | 21.7 | 12.2 | 7.8 | -2.8 | 25 | 16.1 | -4.1 | -7.8 | 3.3 | -3.9 | -6.1 | -13.9 | -1.7 | -2.8 | -2.6 | -13.1 | 1.3 | -0.3 | 8.9 | 6.2 | 11.9 | 5.1 | 3.3 | -5.6 | 0 | -4 | -14.6 | -18.1 | -2.2 | -8.7 | 4.4 | 2.2 | -5 | -7.8 | -1.8 | -4.4 | -5 | -12.2 | -11.1 | -18.9 | 4.7 | -0.6 | -2.2 | -18.3 | 6.8 | -1.2 | 11.8 | -2.5 | -17.2 | -22.2 | -6.1 | -16.1 | 7.8 | -4.4 | 17.2 | 8.3 | 10.9 | -1 | -15 | -20.6 | -3.5 | -9 | 4.4 | -3.9 | -0.6 | -6.8 | 12.8 | 2.6 | 3.3 | -2.5 | 5.6 | -2.2 | 1.1 | -10.4 | -6.1 | -11 | -3.3 | -8.3 | 1.7 | -1.1 | -1.1 | -9 | -5 | -6 | 6.1 | -2.8 | 11.1 | 5.7 | -6.7 | -16.1 | -6.1 | -11.7 | -14 | -22 | 5.8 | -1.8 | 10.7 | -0.4 | -5.6 | -9.4 | 9.4 | 0 | 21.7 | 12.2 | 4.8 | 0.9 | 21.7 | 16.2 | 13.3 | -11.1 | 9.8 | 9.8 | 22.8 | 17.2 | 21 | 9.9 | 1.7 | -6.7 | 13.9 | 2.8 | -13.3 | -21.1 | 8.3 | 3.9 | 1.1 | -1.6 | -2.6 | -7.3 | 14.5 | 12 | -4.4 | -8.9 | 2.8 | -6.7
-15 | -17 | -5.6 | -7.2 | 13.9 | 8.9 | 5.6 | 1.7 | 3.2 | -9.9 | 13.3 | -7.8 | 6 | 3 | 17 | -0.2 | 17.2 | 3.9 | 16.1 | 7.8 | 13.3 | 4.5 | 12.2 | 2.8 | 13.9 | -8.3 | 0.6 | -8.4 | 14 | 0 | 14.7 | 0.5 | 27.8 | 21.1 | 16.1 | 0.6 | 21.7 | 12.2 | 9.4 | -1.1 | 24.4 | 15 | -1.7 | -7.8 | 4.4 | -2.8 | -6.1 | -13.9 | -1.7 | -2.2 | -1.1 | -13.3 | 2.6 | 1.4 | 9.4 | 6.1 | 12.8 | 5 | 2.8 | -5 | 0 | -2 | -14.8 | -19.1 | -1.1 | -7.9 | 9.4 | 3.3 | -3.3 | -8.3 | -1.5 | -3.7 | -1.7 | -11.7 | -10 | -18.3 | 6.7 | -0.6 | -1.7 | -18.3 | 9.4 | -2.8 | 14.4 | -2.2 | -16.7 | -21.7 | -4.4 | -17.2 | 8.3 | -5 | 17.2 | 8.3 | 11.9 | -0.8 | -13.3 | -18.3 | -2.8 | -9.4 | 6.1 | -4.4 | 0.6 | -6.4 | 13.9 | 2.8 | 4.5 | -3.1 | 3.9 | -0.6 | 1.1 | -10.7 | -5 | -10.7 | -2.2 | -8.3 | 2.2 | -0.6 | 0.6 | -10 | -5 | -6 | 6.1 | -2.8 | 12.2 | 4.9 | -6.1 | -16.1 | -4.4 | -11.1 | -13 | -23 | 5.9 | -0.9 | 12 | 0.1 | -5.6 | -9.4 | 14.4 | 0.6 | 22.8 | 12.2 | 6.1 | 1.1 | 22.2 | 16.1 | 16.7 | -10.6 | 10 | 10 | 24.4 | 16.7 | 25.6 | 2.8 | 2.2 | -6.7 | 15.6 | 3.9 | -12.8 | -21.3 | 9.4 | 5 | 1.7 | -1.2 | -1.7 | -7.8 | 16.1 | 12.7 | -2.8 | -10 | 3 | -6.6
-13 | -15 | -5 | -7.2 | 15.6 | 10 | 5.8 | 1.9 | 4.6 | -9.5 | 15 | -9.4 | 6 | 3 | 17.2 | -0.6 | 17.8 | 6.1 | 16.7 | 7.8 | 13.9 | 3.9 | 11.1 | 2.8 | 12.8 | -6.1 | 1.1 | -8.7 | 15 | 0 | 15.6 | -0.6 | 27.2 | 21.1 | 17.2 | 1.7 | 22.2 | 12.2 | 10 | -1.7 | 20.6 | 18.3 | -0.8 | -7.8 | 5.6 | -2.4 | -5.6 | -13.3 | -1.1 | -1.7 | -0.2 | -11.2 | 3.9 | 3.3 | 9.6 | 6 | 13.3 | 5.5 | 2.8 | -5 | 1 | -2 | -15 | -20.6 | 0 | -7.8 | 11.1 | 3.9 | -2.8 | -8.3 | -1.1 | -3.3 | -0.4 | -10 | -9.4 | -17.8 | 8 | -1.1 | 0 | -18.3 | 10.3 | -2.7 | 15.7 | -0.8 | -16.7 | -23.3 | -3.3 | -16.1 | 9.4 | -5.6 | 16.7 | 8.9 | 12.8 | -0.6 | -11.1 | -16.7 | -2.2 | -8.2 | 7.2 | -5.6 | 1.7 | -7.2 | 15 | 2.8 | 5.6 | -5 | 3.9 | -0.6 | 1.1 | -12.2 | -3.9 | -11.1 | -1.7 | -6.7 | 1.7 | -0.6 | 1.7 | -9 | -5 | -6 | 6.7 | -2.2 | 13.3 | 3.9 | -5 | -15.6 | -3.3 | -10 | -13 | -21 | 6.1 | 0 | 13.3 | 0.6 | -5 | -10 | 17.8 | 0.6 | 23.9 | 13.3 | 8.5 | 1.6 | 22 | 15.9 | 17.8 | -10.6 | 10.2 | 10.2 | 25.6 | 15.6 | 26.3 | 2.3 | 2.8 | -5.6 | 10.6 | 3.3 | -12.2 | -22.2 | 10 | 3.9 | 2.2 | -1.1 | -1.7 | -6.9 | 17.8 | 13.3 | -2.2 | -10.6 | 3.1 | -7.9
-11 | -13 | -5 | -7.2 | 17.2 | 10.8 | 5.9 | 2 | 6.1 | -10 | 16.7 | -10 | 6 | 4 | 17.2 | 0.8 | 17.2 | 7.8 | 17.2 | 7.2 | 13.3 | 3.4 | 11.7 | 2.8 | 12.2 | -7.2 | 1.7 | -10 | 17 | 0 | 16.3 | -1.1 | 27.2 | 20.6 | 17.8 | 2.1 | 22.8 | 12.2 | 11.1 | -1.1 | 20 | 18.9 | 0.2 | -8.5 | 6.7 | -2.2 | -5.6 | -13.3 | 0 | -0.6 | 0.8 | -10 | 5.2 | 4.8 | 9.8 | 5.8 | 13.9 | 5.8 | 1.7 | -3.9 | 1 | -2 | -15.4 | -20.6 | 0 | -6.5 | 12.2 | 4.4 | -2.8 | -7.8 | -1.3 | -3.4 | 0.9 | -10 | -9.4 | -17.8 | 9.3 | -2.3 | 1.1 | -18.3 | 11.3 | -3.2 | 17 | 0.6 | -17.2 | -23.9 | -3.3 | -15.6 | 11.7 | -8.9 | 17.2 | 8.3 | 12.4 | -0.7 | -10 | -15.6 | -1.7 | -7.9 | 7.8 | -7.8 | 1.5 | -6 | 15.6 | 2.7 | 5.8 | -4.4 | 4.4 | -5 | 1.1 | -11.3 | -3.9 | -10.2 | -1.7 | -6.1 | 1.1 | -0.6 | 2.8 | -9 | -5 | -6 | 5.6 | -2.2 | 13.5 | 3.9 | -4.4 | -15 | -2.8 | -10 | -12 | -20 | 6.1 | 0.4 | 14.1 | 1 | -5 | -12.2 | 22.2 | 2.8 | 22.8 | 12.8 | 10.9 | 2 | 21.9 | 15.8 | 19.4 | -7.8 | 10.4 | 10.4 | 28.3 | 13.3 | 27.1 | 2.2 | 3.9 | -5.6 | 8.9 | 2.8 | -12.2 | -21.2 | 11.7 | 4.4 | 2.6 | -1.2 | -1.7 | -6.8 | 19.6 | 13.1 | -2.2 | -11.1 | 3.3 | -10
-11 | -13 | -4.4 | -8.9 | 18.9 | 11.7 | 6.1 | 2.2 | 6.5 | -8.4 | 17.8 | -9.4 | 7 | 4 | 17.2 | 2.4 | 16.7 | 8.3 | 17.8 | 7.2 | 12.8 | 2.9 | 10.6 | 2.8 | 12.8 | -5.6 | 1.9 | -9.1 | 15 | 4 | 17.1 | -1.8 | 26.1 | 20.6 | 18.3 | 2.2 | 21.1 | 12.8 | 12.2 | -1.1 | 21.1 | 19.4 | 1.1 | -11.1 | 6.9 | -2.2 | -6.1 | -13.3 | 0 | 0 | 1.7 | -10.6 | 6.5 | 6.4 | 10 | 5.6 | 14.4 | 6.1 | 1.7 | -3.9 | 1 | -2 | -15.7 | -21.3 | 0 | -5.9 | 11.1 | 4.4 | -2.2 | -10 | -1.5 | -3.7 | 2.2 | -11.1 | -8.9 | -17.8 | 10.6 | -4.4 | 1.1 | -18.9 | 12.2 | -4.4 | 18.3 | 1.7 | -17.2 | -23.3 | -3.3 | -17.8 | 12.2 | -9.4 | 17.2 | 8.9 | 12.1 | -0.7 | -9.4 | -15 | -1.1 | -8.3 | 8.9 | -8.3 | 1.3 | -5.6 | 16.1 | 2.1 | 5.9 | -4.3 | 5 | 0 | 1.1 | -11.9 | -3.9 | -10.2 | -1.7 | -5 | 2.2 | -0.6 | 3.9 | -10.6 | -4 | -6 | 6.1 | -2.8 | 13.7 | 4 | -3.9 | -15.6 | -2.2 | -10 | -12 | -20 | 6.1 | 0.6 | 14.8 | 1 | -5 | -11.7 | 25 | 2.8 | 23.3 | 13.3 | 13.3 | 1.7 | 21.7 | 15.6 | 20.6 | -14.4 | 10.6 | 10.6 | 28.9 | 11.7 | 27.8 | 1.7 | 3.3 | -6.7 | 5.6 | 4.4 | -12.2 | -21.2 | 11.1 | 4.4 | 2.9 | -1.6 | -1.7 | -7.2 | 21.5 | 12.7 | -2.2 | -10.6 | 2.6 | -9.8
-9 | -12 | -3.9 | -10 | 18.3 | 11.9 | 5.9 | 2.2 | 6.8 | -7.8 | 17.8 | -9.4 | 7 | 4 | 17.2 | 3.3 | 16.7 | 7.8 | 16.1 | 8.3 | 12.2 | 2.2 | 10 | 2.8 | 12.8 | -5.6 | 2 | -9.3 | 15 | 3 | 17.8 | -3.3 | 26.7 | 20.6 | 18.9 | 2.8 | 21.1 | 12.2 | 12.2 | -1.1 | 20.6 | 17.8 | 0.4 | -10.1 | 7 | -2.9 | -6.1 | -13.3 | 0.6 | 0.6 | 1.5 | -8.9 | 7.8 | 7.8 | 10 | 6 | 14.2 | 6.6 | 1.7 | -3.3 | 0 | -2 | -16.1 | -22.8 | 0 | -6.1 | 9.4 | 4.4 | -2.8 | -8.9 | -1.7 | -4.4 | 1.5 | -10 | -8.3 | -17.2 | 9.8 | -3.1 | 2.2 | -17.8 | 10.5 | -2.5 | 17.2 | 2 | -17.8 | -23.3 | -3.9 | -17.8 | 12.2 | -10 | 16.1 | 8.9 | 11.7 | -1.1 | -8.9 | -13.9 | -1.3 | -7.7 | 8.3 | -8.3 | 1.1 | -6.1 | 16.7 | 1.7 | 6.1 | -5 | 4.4 | -0.6 | 1.1 | -14.4 | -3.9 | -11.1 | -1.1 | -4.4 | 2.8 | -0.6 | 3.7 | -9.5 | -3 | -5 | 5.6 | -1.7 | 13.9 | 3.9 | -2.8 | -15.6 | -1.7 | -9.4 | -12 | -21 | 6.1 | 1.1 | 15.6 | 1.1 | -4.4 | -12.2 | 25.6 | 3.3 | 22.8 | 13.3 | 12.6 | 1.9 | 20.8 | 16 | 21.1 | -10.6 | 10.6 | 10.6 | 28.9 | 10.6 | 26.7 | 2.6 | 3.9 | -6.1 | 4.4 | 4.4 | -12.2 | -22.2 | 10.6 | 4.4 | 3.3 | -2.2 | -2.1 | -6.5 | 23.3 | 11.7 | -2.8 | -11.7 | 1.8 | -10.4
-11 | -13 | -4.4 | -10 | 17.8 | 12.3 | 5.8 | 2.3 | 7.2 | -8.3 | 18.3 | -8.9 | 7 | 4 | 15.4 | 5.3 | 16.7 | 8.9 | 14.4 | 7.8 | 11.7 | 2.2 | 9.4 | 2.8 | 11.7 | -5.6 | 2.2 | -11.1 | 14 | 3 | 15.9 | -0.3 | 25.6 | 20.6 | 16.5 | 3.2 | 19.4 | 11.1 | 11.1 | -1.7 | 19.4 | 17.8 | -0.4 | -10.5 | 7.2 | -3.9 | -6.7 | -13.3 | 1.1 | 0.6 | 1.3 | -8.8 | 8.2 | 7.9 | 10 | 6.4 | 14.1 | 7 | 1.7 | -2.8 | 0 | -3 | -17 | -22.5 | -0.9 | -5.8 | 6.7 | 3.9 | -3.3 | -7.8 | -1.5 | -3.7 | 0.7 | -10.4 | -8.9 | -17.8 | 9.1 | -2.2 | 1.1 | -18.3 | 8.9 | -1.8 | 16.1 | 2.1 | -18.3 | -23.3 | -5 | -18.9 | 11.7 | -10 | 15.6 | 8.9 | 10.2 | -1.1 | -8.9 | -14.4 | -1.5 | -7.9 | 7.8 | -8.3 | 0 | -5.7 | 15 | 3.2 | 4.4 | -4.3 | 3.3 | -0.6 | 0.5 | -12.4 | -5 | -10.1 | -1.7 | -4.4 | 2.8 | -0.6 | 3.5 | -9.7 | -3 | -5 | 6.1 | -3.3 | 12.4 | 4.1 | -3.3 | -11.7 | -2.2 | -9.4 | -12 | -21 | 5.7 | 0.8 | 14.7 | 1.2 | -5 | -11.7 | 25.6 | 3.3 | 21.7 | 13.3 | 11.8 | 2.3 | 19.8 | 16.5 | 21.7 | -13.3 | 10.6 | 10.6 | 28.3 | 10 | 25.5 | 2.9 | 3.9 | -7.2 | 4.4 | 4.4 | -12.8 | -22 | 9.4 | 4.4 | 3.1 | -1.8 | -2.4 | -6.3 | 23.1 | 11.5 | -3.9 | -12.2 | 1.1 | -12.8
-11 | -13 | -5 | -8.3 | 17.2 | 12.2 | 5.6 | 2.2 | 5.5 | -7.8 | 17.2 | -10 | 6 | 4 | 13.5 | 6.2 | 15.6 | 7.8 | 12.8 | 7.8 | 11.1 | 1.9 | 6.1 | 4.4 | 8.9 | -4.4 | 0.9 | -9.4 | 12 | 4 | 14.1 | 1.7 | 25 | 20.6 | 14.1 | 3.3 | 17.8 | 10.6 | 8.9 | -2.2 | 20.6 | 17.8 | -1.1 | -12.2 | 5.5 | -2.7 | -6.7 | -11.7 | 1.1 | 0.6 | 1.1 | -9.4 | 8.5 | 7.8 | 10 | 6.7 | 13.9 | 7.2 | 1.7 | -2.8 | -2 | -5 | -18 | -23.3 | -1.9 | -6.4 | 6.7 | 1.7 | -3.3 | -8.3 | -1.3 | -3.4 | 0 | -12.2 | -10 | -18.3 | 8.3 | -2.2 | 0 | -18.3 | 7.2 | -1.7 | 15 | 2.2 | -18.9 | -23.3 | -6.7 | -18.3 | 9.4 | -7.8 | 15.6 | 8.9 | 8.7 | -1 | -11.1 | -14.4 | -1.7 | -8.9 | 4.4 | -5 | -1.1 | -6 | 13.4 | 4.3 | 2.8 | -4.1 | 2.8 | -1.1 | 0 | -12.5 | -6.1 | -10 | -2.8 | -5.6 | 2.2 | -0.6 | 3.3 | -11.1 | -3 | -5 | 4.4 | -1.7 | 10.9 | 4.2 | -5 | -8.3 | -2.8 | -10 | -13 | -22 | 5.4 | 0.7 | 13.7 | 1.3 | -5.6 | -11.1 | 23.3 | 3.3 | 20.6 | 13.3 | 11.1 | 2.2 | 18.9 | 16.7 | 18.9 | -12.8 | 10.6 | 10.6 | 25 | 10 | 24.4 | 3.9 | 1.7 | -6.7 | 4.4 | 4.4 | -13.3 | -22.5 | 8.9 | 3.3 | 3 | -1.5 | -2.8 | -6.7 | 23 | 11.4 | -4.4 | -12.8 | 0.4 | -10.4
-12 | -13 | -8.9 | -11.1 | 16.5 | 12.1 | 5.2 | 2 | 3.9 | -8.4 | 16.1 | -9.4 | 4 | 3 | 11.7 | 6.7 | 15.6 | 4.4 | 11.7 | 7.8 | 10.6 | 1.7 | 4.4 | 3.9 | 6.7 | -3.9 | -0.4 | -9 | 11 | 5 | 12.2 | 2.8 | 24.4 | 20 | 11.7 | 2.8 | 17.2 | 10.6 | 7.2 | -2.2 | 20 | 17.8 | -2.6 | -10.4 | 3.9 | -2.4 | -6.1 | -11.7 | 1.1 | 0.6 | -0.6 | -8.3 | 8.9 | 7.8 | 10 | 7.1 | 11.5 | 6.7 | 1.7 | -2.8 | -6 | -8 | -18.9 | -24.4 | -2.8 | -7.2 | 3.9 | 1.1 | -4.4 | -7.8 | -1.1 | -3.3 | -2 | -11.7 | -10.6 | -18.3 | 7.4 | -3.3 | 0 | -17.8 | 6.7 | -1.1 | 14.3 | 1.9 | -21.1 | -26.1 | -8.3 | -18.3 | 5.6 | -7.2 | 15 | 10.6 | 7.2 | -1.7 | -13.9 | -16.1 | -3 | -8.7 | 1.1 | -1.7 | -2.2 | -7.2 | 11.7 | 4.4 | 1.1 | -5 | 2.2 | -2.8 | -0.6 | -13.9 | -7.2 | -10.6 | -2.8 | -5.6 | 2.2 | -1.1 | 1.1 | -8.7 | -3 | -6 | 2.2 | -1.7 | 9.4 | 3.9 | -5.6 | -7.2 | -3.3 | -9.4 | -14 | -22 | 5 | 0.6 | 12.8 | 1.1 | -8.9 | -11.7 | 20.6 | 3.9 | 21.1 | 12.8 | 9.3 | 2.4 | 18.7 | 16.7 | 12.8 | -12.8 | 10.6 | 10.6 | 20 | 14.4 | 21.6 | 5.5 | -0.6 | -5.6 | 3.9 | 3.9 | -13.9 | -24.4 | 7.2 | 3.3 | 2.8 | -1.7 | -2.8 | -6 | 22.8 | 11.1 | -5.6 | -13.3 | -0.4 | -9.5
-12 | -14 | -8.9 | -12.8 | 15.7 | 11.5 | 4.8 | 1.8 | 2.2 | -10 | 13.3 | -7.8 | 4 | 3 | 11.3 | 6.1 | 15.6 | 3.3 | 11.7 | 7.2 | 10.2 | 1.8 | 5 | 3.9 | 3.9 | -3.3 | -1.7 | -10 | 11 | 6 | 10.9 | 3.7 | 24.4 | 20.6 | 9.3 | 2.8 | 16.1 | 10 | 5.6 | -1.7 | 19.4 | 17.8 | -4.1 | -10 | 2.2 | -2.8 | -7.2 | -12.8 | 1.7 | 1.1 | -2.2 | -8.6 | 8.7 | 8 | 10 | 7.5 | 9.1 | 6 | 1.7 | -3.3 | -8 | -10 | -19.3 | -24.7 | -3.5 | -7 | 3.3 | 0.6 | -5 | -7.8 | -0.4 | -2.3 | -4.1 | -12.7 | -11.1 | -18.3 | 6.5 | -5.1 | -0.6 | -18.3 | 6.1 | -0.9 | 13.5 | 1.5 | -22.8 | -26.7 | -8.3 | -17.8 | 3.9 | -7.8 | 14.4 | 11.1 | 6.3 | -2 | -16.7 | -18.9 | -4.3 | -9.3 | 0.6 | -1.1 | -2.9 | -6.7 | 10.6 | 4.7 | 0 | -4.6 | 1.1 | -3.9 | -0.8 | -12.3 | -7.2 | -9.9 | -2.8 | -6.1 | 2.2 | -3.3 | -1.1 | -8.5 | -3 | -6 | 2.8 | -1.1 | 8.5 | 4 | -5 | -6.1 | -3.3 | -9.4 | -14 | -21 | 4.8 | 0.7 | 11.5 | 0.6 | -10 | -13.9 | 19.4 | 4.4 | 21.1 | 12.8 | 7.4 | 2.1 | 18.5 | 16.7 | 8.9 | -12.2 | 10.6 | 10.6 | 18.9 | 16.1 | 18.9 | 6.1 | -1.1 | -5 | 3.3 | 3.3 | -14.6 | -23.4 | 7.2 | 2.8 | 3 | -1.4 | -2.8 | -5.9 | 22.2 | 11 | -5.6 | -13.9 | -1.1 | -10
-13 | -15 | -7.8 | -10 | 15 | 11.1 | 4.4 | 1.7 | 0.7 | -9 | 11.7 | -7.2 | 5 | 3 | 11 | 5.3 | 13.3 | 4.4 | 11.1 | 7.2 | 9.8 | 1.7 | 3.9 | 3.3 | 3.9 | -3.9 | -2.1 | -9.3 | 10 | 6 | 9.6 | 4.4 | 23.9 | 20.6 | 6.8 | 2.3 | 15.6 | 9.4 | 5.6 | -1.7 | 17.8 | 16.7 | -5.6 | -10.6 | 2 | -2.6 | -7.2 | -12.8 | 1.7 | 1.7 | -3.9 | -9.4 | 8.5 | 8.2 | 10 | 7.8 | 6.7 | 5 | 1.7 | -3.3 | -9 | -11 | -19.6 | -25.5 | -4.3 | -7.2 | 3.3 | 1.1 | -5 | -7.8 | 0.4 | -1.6 | -6.1 | -15 | -11.7 | -18.9 | 5.6 | -7.8 | -0.6 | -16.1 | 5.6 | -1.1 | 12.8 | 1.1 | -22.8 | -26.7 | -10 | -18.3 | 3.9 | -7.2 | 15 | 11.1 | 5.3 | -3.1 | -17.2 | -21.7 | -5.6 | -10.6 | 0.6 | -0.6 | -3.7 | -7.1 | 9.4 | 4.6 | -1.1 | -5.2 | 0 | -3.9 | -0.9 | -12.4 | -7.2 | -9.5 | -3.3 | -6.7 | 1.7 | -5 | -3.3 | -9.4 | -3 | -6 | 2.8 | -0.6 | 7.6 | 4 | -4.4 | -6.1 | -3.3 | -9.4 | -13 | -21 | 4.6 | 0.9 | 10.2 | 0.2 | -11.1 | -14.4 | 15.6 | 4.4 | 20.6 | 12.8 | 5.6 | 1.7 | 18.3 | 16.7 | 7.2 | -12.8 | 10.6 | 10.6 | 18.3 | 16.7 | 16.1 | 6.1 | -1.7 | -5.6 | 5 | 1.7 | -15.4 | -23.7 | 6.7 | 2.2 | 3.1 | -1.4 | -2.8 | -6.1 | 21.7 | 10.9 | -6.7 | -14.4 | -0.9 | -9
-14 | -16 | -11.7 | -13.9 | 15 | 10.6 | 3.9 | 1.3 | -0.7 | -9 | 8.9 | -6.7 | 3 | 2 | 10.6 | 4.4 | 13.9 | 2.2 | 10 | 7.2 | 9.4 | 1.7 | 3.9 | 2.5 | 2.2 | -3.9 | -2.4 | -9.6 | 9 | 5 | 8.3 | 5 | 23.3 | 20.6 | 4.4 | 1.7 | 13.9 | 9.4 | 4.4 | -2.2 | 17.2 | 16.1 | -6.3 | -9.9 | 1.9 | -2.6 | -8.3 | -12.8 | 1.7 | 1.1 | -4.6 | -9.2 | 8.3 | 8.3 | 10 | 8 | 6.3 | 5 | 1.1 | -3.3 | -11 | -13 | -20 | -27.2 | -5 | -7.8 | 3.3 | 1.1 | -5.6 | -8.9 | 1.1 | -1.1 | -6.8 | -14.8 | -11.7 | -18.9 | 4.3 | -5.3 | -0.6 | -17.8 | 4.7 | -1.2 | 12.6 | 3.3 | -22.8 | -26.7 | -10.6 | -18.3 | 3.9 | -7.8 | 14.4 | 10.6 | 4.4 | -4.4 | -17.8 | -20.6 | -7.1 | -10.8 | 0.6 | 0 | -4.4 | -7.8 | 8.3 | 4.4 | -2.2 | -6.1 | 0 | -4.4 | -1.1 | -13.9 | -7.2 | -9.4 | -3.3 | -6.7 | 0 | -5.6 | -3.7 | -8.9 | -4 | -6 | 2.2 | -0.6 | 6.7 | 3.9 | -4.4 | -5.6 | -3.3 | -8.9 | -13 | -20 | 4.4 | 1.1 | 8.9 | -0.6 | -12.2 | -14.4 | 16.7 | 4.4 | 21.1 | 12.8 | 4.5 | 1 | 18.5 | 16.9 | 6.7 | -12.2 | 10.4 | 10.4 | 17.2 | 16.1 | 14.8 | 6.6 | -2.2 | -5.6 | 4.4 | 0.6 | -16.1 | -25 | 5.6 | 1.7 | 3.3 | -1.7 | -3 | -5.8 | 21.1 | 10.6 | -6.7 | -15.6 | -0.8 | -9.4
-15 | -17 | -12.8 | -15.6 | 15 | 10.2 | 3.3 | 1 | -2.2 | -10.6 | 8.3 | -5 | 4 | 3 | 9.5 | 4.5 | 13.9 | 0.6 | 10 | 7.2 | 9.2 | 1.8 | 3.3 | 2.2 | 0.6 | -3.9 | -2.8 | -10.6 | 8 | 4 | 8.1 | 4.3 | 22.2 | 20.6 | 4.2 | 1.7 | 12.8 | 9.4 | 3.9 | -3.9 | 16.7 | 15.6 | -7.1 | -9.8 | 1.7 | -3.3 | -8.9 | -13.3 | 1.7 | 1.1 | -5.4 | -9.7 | 7.9 | 7.9 | 10 | 8.1 | 6 | 5.1 | 1.7 | -3.3 | -10 | -12 | -20.4 | -27.4 | -6.3 | -8.2 | 3.3 | 1.7 | -6.7 | -10 | 1.5 | -0.7 | -7.6 | -15.8 | -14.4 | -20 | 3 | -4.6 | -0.6 | -17.8 | 3.7 | -1.5 | 12.4 | 5.1 | -22.8 | -26.7 | -11.1 | -17.8 | 2.2 | -7.2 | 14.4 | 8.9 | 3.1 | -3.9 | -18.3 | -20.6 | -8.5 | -11.6 | 1.1 | 0 | -5.3 | -8 | 7.9 | 3.9 | -2.4 | -5.8 | 0 | -5 | -1.5 | -12.1 | -6.7 | -9 | -3.3 | -6.7 | -0.6 | -5.6 | -4 | -9 | -4 | -6 | 0.6 | -1.7 | 5.2 | 2.9 | -3.3 | -4.4 | -2.8 | -8.9 | -13 | -20 | 4.4 | 1.4 | 7.8 | -0.4 | -12.2 | -15 | 15 | 4.4 | 16.1 | 15.6 | 3.3 | 0.2 | 18.7 | 17 | 5.6 | -11.7 | 10.2 | 10.2 | 16.7 | 12.8 | 13.5 | 6.6 | -2.2 | -6.1 | 3.3 | 0.6 | -15.7 | -23.2 | 6.1 | 2.8 | 3.5 | -1.4 | -3.1 | -5.7 | 20.4 | 10.8 | -7.8 | -16.1 | -0.6 | -10.6
-13 | -16 | -11.7 | -13.9 | 15 | 9.4 | 2.8 | 0.6 | -1.3 | -9.4 | 7.2 | -5 | 2 | 1 | 8.3 | 4.1 | 12.8 | 0.6 | 9.4 | 6.7 | 9.1 | 2.2 | 2.8 | 1.5 | 1.1 | -4.4 | -3.3 | -9.4 | 7 | 7 | 8 | 4 | 22.8 | 20.6 | 4.1 | 2.1 | 13.3 | 9.4 | 2.8 | -3.9 | 16.7 | 15 | -7.8 | -10 | 1.7 | -2.8 | -10 | -13.3 | 1.7 | 1.1 | -6.1 | -10.6 | 7.6 | 7.6 | 10 | 8.3 | 5.6 | 5 | 1.7 | -4.4 | -10 | -12 | -20.7 | -27.5 | -7.6 | -9.1 | 3.3 | 2.2 | -6.7 | -11.7 | 1.8 | -0.4 | -8.3 | -17.8 | -13.9 | -20 | 1.7 | -4.4 | -0.6 | -16.1 | 2.8 | -2.2 | 12.2 | 6.7 | -23.3 | -27.2 | -12.2 | -18.9 | 1.1 | -7.2 | 14.4 | 10 | 1.9 | -4.1 | -19.4 | -22.2 | -10 | -12.8 | 0.6 | 0 | -6.3 | -8.9 | 7.6 | 3.5 | -2.6 | -6 | -1.1 | -5.6 | -1.8 | -11.5 | -6.1 | -8.7 | -3.3 | -6.7 | -1.7 | -5.6 | -4.4 | -10 | -3 | -6 | -0.6 | -2.2 | 3.7 | 2.1 | -2.8 | -3.9 | -2.2 | -8.3 | -13 | -20 | 4.4 | 1.9 | 6.7 | -0.6 | -13.3 | -15.6 | 12.2 | 4.4 | 15.6 | 15 | 2.2 | -0.6 | 18.9 | 17.2 | 3.3 | -12.2 | 10 | 10 | 15.6 | 11.7 | 12.2 | 6.7 | -1.7 | -5.6 | 2.2 | 1.1 | -15.4 | -22.3 | 5 | 2.2 | 3.7 | -1.5 | -3.3 | -6.1 | 19.6 | 11.2 | -7.2 | -15.6 | -1.3 | -7.7
-13 | -15 | -12.2 | -15 | 14.4 | 9.9 | 2.4 | 0.6 | -0.3 | -8.9 | 6.7 | -4.4 | 2 | 2 | 7.2 | 3.9 | 11.1 | 3.3 | 10 | 6.7 | 8.9 | 2.2 | 2.2 | 1.6 | 0.6 | -4.4 | -3.9 | -9.1 | 7 | 6 | 7.8 | 3.3 | 22.2 | 20.6 | 3.9 | 2.2 | 13.3 | 10.6 | 2.2 | -3.9 | 16.7 | 15.6 | -8.5 | -9.9 | 1.7 | -2.8 | -10.6 | -13.9 | 2.2 | 1.1 | -5.9 | -10.5 | 7.2 | 7.2 | 9.8 | 7.9 | 6.3 | 5.4 | 1.1 | -5 | -8 | -11 | -21.1 | -28 | -8.9 | -10 | 3.9 | 2.8 | -7.8 | -11.7 | 2.2 | 0 | -10.3 | -17.2 | -12.8 | -20.6 | 2.2 | -2.9 | -0.6 | -11.7 | 3 | -0.7 | 12.4 | 8.3 | -23.9 | -27.8 | -12.2 | -18.3 | 0.6 | -7.2 | 14.4 | 10 | 0.6 | -5 | -21.1 | -22.8 | -10.4 | -13 | 0 | -1.1 | -7.2 | -10 | 7.2 | 2.8 | -2.8 | -6.7 | -0.6 | -5.6 | -2.2 | -12.8 | -5.6 | -8.9 | -3.9 | -6.7 | -2.8 | -6.1 | -4.8 | -9.4 | -3 | -5 | -1.1 | -3.9 | 2.2 | 1.1 | -2.8 | -3.3 | -1.7 | -8.3 | -12 | -20 | 4.4 | 2.2 | 5.6 | -1.1 | -14.4 | -16.7 | 10 | 4.4 | 15.6 | 15 | 2.2 | -0.2 | 18.9 | 17.4 | 4.4 | -12.2 | 10 | 10 | 11.7 | 10.6 | 11.5 | 6.7 | -1.1 | -6.1 | 1.7 | 1.7 | -15 | -22.2 | 4.4 | 1.7 | 3.9 | -1.7 | -3.1 | -5.7 | 18.9 | 11.1 | -7.2 | -15 | -2.1 | -6.3
-13 | -15 | -10.6 | -13.3 | 13.9 | 10.4 | 2.1 | 0.6 | 0.6 | -10 | 5.6 | -4.4 | 1 | 0 | 6.3 | 3.8 | 10 | 5 | 10 | 6.7 | 8.3 | 2.3 | 1.7 | 1.2 | 0 | -4.4 | -4.4 | -9.4 | 7 | 6 | 7.2 | 3.6 | 21.7 | 20.6 | 2.4 | 0.8 | 13.9 | 10.6 | 2.2 | -3.9 | 16.7 | 14.4 | -9.3 | -10.2 | 1.7 | -3.3 | -9.4 | -12.8 | 1.7 | 0.6 | -5.8 | -11.1 | 7 | 6.9 | 9.6 | 7.6 | 7.1 | 5.8 | 0.6 | -6.1 | -7 | -10 | -21.7 | -28.2 | -8.5 | -10.1 | 3.9 | 2.8 | -8.3 | -13.3 | 3.1 | 1 | -12.4 | -17.9 | -13.9 | -21.1 | 2.8 | -2 | -1.1 | -11.1 | 3.1 | 0.5 | 12.6 | 9.8 | -25 | -28.9 | -12.2 | -20.6 | 1.7 | -6.7 | 13.3 | 9.4 | 0.2 | -4.4 | -20 | -22.2 | -10.7 | -13.5 | -0.6 | -1.7 | -7.8 | -10.2 | 6.8 | 2.5 | -3.9 | -7.1 | -2.2 | -5.6 | -2 | -11.5 | -5.6 | -7.7 | -5 | -8.3 | -3.9 | -6.7 | -5.2 | -9.8 | -3 | -5 | -2.2 | -4.4 | 2 | 0.7 | -2.2 | -3.3 | -1.1 | -7.8 | -12 | -16 | 4.2 | 2.4 | 4.3 | -0.8 | -15.6 | -17.8 | 10.6 | 4.4 | 15 | 14.4 | 2.2 | 0.2 | 18.9 | 17.6 | 6.7 | -11.1 | 10 | 10 | 11.1 | 10.6 | 10.7 | 6.3 | -1.1 | -5.6 | 1.7 | 1.7 | -14.8 | -20.4 | 3.9 | 1.7 | 4.1 | -1.1 | -3 | -5.8 | 17.6 | 11.9 | -7.2 | -15 | -2.8 | -5.6
-14 | -16 | -11.1 | -14.4 | 13.3 | 10.6 | 1.7 | 0.6 | -1.3 | -9.2 | 6.1 | -3.9 | 2 | 2 | 5.3 | 3.6 | 8.3 | 5 | 9.4 | 7.8 | 7.8 | 2.3 | 1.1 | 1 | 0.6 | -5.6 | -5 | -9.1 | 6 | 5 | 6.7 | 3.9 | 22.8 | 20.6 | 0.9 | -0.6 | 12.8 | 9.4 | 0 | -3.9 | 16.7 | 14.4 | -10 | -10.6 | 2.2 | -2.9 | -8.3 | -11.7 | 1.1 | 0 | -5.6 | -12.2 | 6.9 | 6.5 | 9.4 | 7.2 | 7.8 | 6.1 | 0.6 | -5.6 | -7 | -10 | -22.2 | -28.4 | -8.2 | -10.4 | 5 | 3.3 | -8.3 | -13.3 | 4.1 | 2.3 | -14.4 | -19.4 | -15 | -21.1 | 3.3 | -1.1 | -1.7 | -11.1 | 3.3 | 1.7 | 12.8 | 11.1 | -25 | -28.9 | -13.9 | -21.1 | 1.1 | -6.7 | 11.7 | 8.3 | -0.2 | -4.8 | -20 | -22.2 | -11.1 | -14.4 | -0.6 | -2.2 | -8.3 | -10.7 | 6.5 | 2 | -5 | -8 | -3.3 | -6.7 | -1.9 | -11.4 | -5.6 | -7.2 | -5.6 | -8.9 | -3.3 | -7.2 | -5.6 | -10.6 | -3 | -5 | -2.8 | -4.4 | 1.9 | 0.3 | -2.2 | -3.3 | -2.2 | -5 | -13 | -16 | 4.1 | 2.6 | 3 | -0.7 | -15.6 | -17.8 | 11.7 | 3.9 | 15 | 13.9 | 2.2 | 0.6 | 18.9 | 17.8 | 4.4 | -12.2 | 10 | 10 | 12.2 | 10.6 | 10 | 6.1 | -0.6 | -5.6 | 3.3 | -0.6 | -14.6 | -19.3 | 3.9 | 1.1 | 4.2 | -0.9 | -2.8 | -6.1 | 16.3 | 12.1 | -6.1 | -15 | -2.6 | -5.4
-13 | -15 | -10 | -13.3 | 13.5 | 10.7 | 1.1 | 0.1 | -3.1 | -9.6 | 5 | -4.4 | 1 | 0 | 4.4 | 3.3 | 8.3 | 5 | 8.3 | 6.7 | 7.2 | 2.2 | 0.6 | 0.3 | 0 | -6.7 | -5.5 | -9.3 | 6 | 5 | 6.1 | 3.9 | 23.3 | 21.1 | -0.6 | -2.2 | 12.2 | 9.4 | 1.1 | -3.9 | 16.1 | 14.4 | -10.4 | -10.9 | 2.8 | -2.8 | -8.3 | -11.7 | 0 | -1.1 | -5.4 | -11.6 | 6.7 | 6.1 | 9.4 | 7.2 | 8 | 6.6 | 0.6 | -5 | -7 | -10 | -22.8 | -28.6 | -7.8 | -11.1 | 6.7 | 3.9 | -8.3 | -13.3 | 5 | 3.3 | -13.9 | -18.5 | -14.4 | -21.1 | 3.5 | 0.2 | -2.2 | -10 | 2.9 | 1.4 | 12.6 | 11.5 | -24.4 | -28.9 | -13.9 | -21.7 | -2.2 | -6.7 | 10 | 4.4 | -0.6 | -5.6 | -20 | -23.3 | -10.9 | -13.6 | -1.1 | -2.8 | -8.9 | -11.7 | 6.1 | 1.7 | -6.1 | -9.4 | -1.7 | -7.2 | -1.7 | -12.8 | -5.6 | -6.7 | -5.6 | -8.3 | -3.3 | -6.7 | -5.8 | -10.2 | -3 | -5 | -3.3 | -5 | 1.7 | 0 | -2.2 | -3.3 | -5 | -8.9 | -12 | -16 | 3.9 | 2.8 | 1.7 | -1.1 | -15 | -17.2 | 12.8 | 4.4 | 15 | 13.9 | 1.8 | 0.2 | 18.9 | 17.8 | 2.8 | -12.8 | 10 | 10 | 11.7 | 10 | 9.4 | 6 | -0.6 | -6.1 | 2.8 | -1.7 | -14.4 | -18.9 | 3.9 | 0 | 4.4 | -0.6 | -3.2 | -6.4 | 15 | 12.2 | -8.3 | -15.6 | -2.4 | -5.5
-16 | -17 | -8.9 | -11.1 | 13.7 | 10.9 | 0.6 | -0.1 | -5 | -11.1 | 3.3 | -4.4 | 2 | 1 | 3.7 | 3 | 8.3 | 3.9 | 8.3 | 6.7 | 7.2 | 1.7 | 0.6 | 0.3 | 0.6 | -7.8 | -6.1 | -10 | 6 | 4 | 6.5 | 3.8 | 23.3 | 20.6 | -1 | -2.3 | 11.1 | 9.4 | 0 | -3.9 | 16.7 | 13.9 | -10.7 | -11.2 | 3.3 | -3.3 | -7.8 | -11.1 | 0.6 | -0.6 | -5.2 | -11.4 | 6.5 | 5.8 | 9.4 | 7.2 | 8.1 | 7.2 | 1.1 | -4.4 | -9 | -11 | -23.2 | -28.8 | -8.5 | -11.2 | 6.7 | 3.9 | -8.3 | -11.7 | 5 | 3.3 | -13.3 | -18.1 | -14.4 | -21.7 | 3.7 | 1.4 | -1.7 | -10.6 | 2.6 | 1.3 | 12.4 | 12 | -23.9 | -28.3 | -12.8 | -20 | -1.1 | -6.1 | 9.4 | 5.6 | -0.2 | -5 | -21.7 | -23.9 | -10.8 | -13.4 | -1.1 | -2.2 | -9.3 | -11.5 | 5.7 | 1.6 | -5.4 | -8.3 | -2.8 | -7.2 | -1.1 | -10.4 | -6 | -6.8 | -4.4 | -7.8 | -4.4 | -7.8 | -5.9 | -10.3 | -2 | -4 | -1.7 | -3.3 | 1.3 | 0 | -2.2 | -2.8 | -6.1 | -9.4 | -12 | -15 | 4.1 | 2.9 | 1.1 | -1.1 | -15.6 | -17.2 | 15.6 | 4.4 | 15.6 | 13.9 | 1.5 | -0.1 | 18.9 | 17.8 | 0.6 | -12.8 | 10 | 10 | 11.1 | 10 | 8.9 | 5.8 | -0.6 | -5 | 1.7 | -4.4 | -14 | -18 | 2.8 | 1.1 | 4.8 | -0.2 | -3.5 | -7.2 | 14.6 | 12.5 | -7.2 | -15.6 | -2.2 | -6.1
-16 | -17 | -8.3 | -10 | 13.9 | 11.1 | 0 | -0.6 | -5.4 | -10.3 | 3.9 | -3.9 | 2 | 1 | 2.9 | 2.6 | 7.8 | 3.3 | 7.8 | 5.6 | 7.2 | 1.3 | 1.1 | 0 | -1.1 | -7.2 | -5.9 | -9.5 | 6 | 4 | 6.8 | 3.4 | 23.3 | 20 | -1.3 | -2.4 | 11.7 | 9.4 | -0.6 | -4.4 | 15 | 13.9 | -11.1 | -11.7 | 3.5 | -3.1 | -7.8 | -11.7 | 0.6 | -1.1 | -5 | -12.2 | 6.3 | 5.4 | 9.4 | 7.2 | 8.3 | 7.8 | 1.1 | -3.9 | -11 | -13 | -23.5 | -29.1 | -9.3 | -11.5 | 7.2 | 3.3 | -8.9 | -11.7 | 5 | 3.3 | -12.8 | -18.3 | -15 | -21.7 | 3.9 | 2.8 | -1.1 | -13.3 | 2.2 | 1.1 | 12.2 | 12.2 | -23.9 | -28.3 | -13.9 | -21.1 | -0.6 | -6.1 | 9.4 | 5.6 | 0.2 | -4.8 | -21.7 | -23.9 | -10.6 | -13.3 | -0.6 | -2.2 | -9.6 | -11.7 | 5.4 | 1.7 | -4.6 | -7.5 | -3.3 | -8.3 | -0.6 | -9.4 | -6.3 | -6.9 | -3.3 | -7.8 | -5.6 | -8.3 | -6.1 | -11.1 | -2 | -3 | -2.2 | -3.9 | 1 | 0 | -2.2 | -2.8 | -6.7 | -12.2 | -12 | -16 | 4.2 | 3 | 0.6 | -1.2 | -15 | -16.7 | 16.7 | 3.9 | 15.6 | 13.9 | 1.1 | -0.6 | 18.9 | 17.8 | -0.6 | -12.2 | 10 | 10 | 10.6 | 9.4 | 8.3 | 5.6 | -0.6 | -5.6 | 0.6 | -6.7 | -13.7 | -17.5 | 0.6 | -1.1 | 5.2 | 0.4 | -3.9 | -8.3 | 14.3 | 12.7 | -6.7 | -15.6 | -2 | -5.1
-17 | -18 | -8.3 | -10.6 | 14.6 | 11.2 | 1.9 | 0.6 | -5.7 | -10.4 | 3.9 | -3.3 | 1 | 0 | 2.2 | 2.2 | 8.9 | 2.8 | 7.8 | 5 | 7.2 | 0.6 | 2.8 | 1.1 | -2.2 | -7.2 | -5.8 | -9.6 | 6 | 4 | 7.2 | 3.3 | 23.3 | 20 | -1.7 | -2.8 | 12.2 | 10.6 | -1.1 | -4.4 | 15 | 13.9 | -9.3 | -9.9 | 3.7 | -3.1 | -7.8 | -11.1 | 0.6 | -1.1 | -3.9 | -10.2 | 6.1 | 5 | 9.8 | 7.3 | 9.4 | 8.2 | 1.1 | -3.3 | -12 | -15 | -23.9 | -29.4 | -10 | -12.2 | 7.2 | 3.3 | -10 | -12.8 | 5 | 3.3 | -12.4 | -17.9 | -15 | -21.7 | 4.3 | 3.6 | -1.1 | -12.2 | 3.7 | 2.2 | 12.4 | 12.4 | -23.9 | -28.3 | -15 | -21.1 | -0.6 | -6.1 | 9.4 | 5.6 | 0.6 | -5.6 | -21.7 | -23.9 | -9.8 | -12.6 | -2.2 | -2.8 | -10 | -12.2 | 5 | 1.7 | -3.9 | -7.2 | -4.4 | -8.9 | 0 | -9.4 | -6.7 | -7.2 | -3.9 | -8.3 | -6.1 | -8.9 | -4.4 | -9.5 | -1 | -2 | -1.1 | -2.8 | 0.6 | 0 | -1.7 | -2.2 | -7.8 | -12.8 | -13 | -17 | 4.4 | 3.3 | 0 | -1.7 | -12.8 | -15 | 15.6 | 3.9 | 15.6 | 13.9 | 1.1 | -0.6 | 19.3 | 18.2 | -1.7 | -12.2 | 10 | 10 | 10 | 9.4 | 10.3 | 6.7 | -1.1 | -5 | -0.6 | -8.3 | -13.3 | -17.8 | 1.1 | -1.1 | 5.6 | 0.6 | -3.5 | -7.7 | 13.9 | 12.8 | -6.1 | -15.6 | -1.9 | -4.5
-17 | -19 | -8.3 | -10.6 | 15.4 | 11.6 | 3.7 | 1.7 | -6.1 | -11.1 | 5 | -3.3 | 2 | 1 | 4.8 | 3.5 | 11.1 | 3.9 | 7.8 | 3.3 | 8.1 | 1.3 | 3.9 | 2.8 | 0.6 | -6.7 | -5.6 | -10 | 8 | 6 | 9.2 | 2.1 | 23.9 | 20 | 3.9 | 0.4 | 13.3 | 11.1 | -0.6 | -3.3 | 16.1 | 13.9 | -7.4 | -8.2 | 3.9 | -3.9 | -7.2 | -16.1 | 0.6 | -1.7 | -2.8 | -8.9 | 6.3 | 5.4 | 10.2 | 7.3 | 10.6 | 8.6 | 1.7 | -2.8 | -12 | -14 | -22.2 | -28.2 | -7.8 | -10.9 | 6.7 | 3.3 | -11.1 | -13.3 | 5 | 3.3 | -12.1 | -18.4 | -14.4 | -21.1 | 4.6 | 4.2 | -0.6 | -10 | 5.2 | 3.4 | 12.6 | 12.6 | -23.9 | -28.9 | -12.8 | -17.8 | 1.1 | -5.6 | 9.4 | 5.6 | 2.8 | -3.9 | -21.1 | -23.3 | -9.1 | -12.2 | 0 | -2.2 | -6.7 | -10.3 | 7.6 | 2.1 | -1.5 | -5.4 | -3.9 | -8.9 | 1.7 | -7.7 | -5.8 | -7.9 | -3.9 | -7.8 | -5.6 | -7.8 | -2.8 | -8.7 | 0 | -1 | -0.6 | -1.7 | 2.4 | 0.9 | -1.7 | -2.2 | -8.3 | -12.8 | -13 | -18 | 4.6 | 3.4 | 2.8 | -0.6 | -11.1 | -12.8 | 15.6 | 4.4 | 16.7 | 13.9 | 1.1 | -0.9 | 19.6 | 18.5 | 2.2 | -11.1 | 10 | 10 | 11.1 | 10 | 12.4 | 7.5 | -1.1 | -5.6 | -0.6 | -7.8 | -12.6 | -16.5 | 1.7 | -0.6 | 6.7 | 1.6 | -3.2 | -7.5 | 12 | 10.9 | -4.4 | -14.4 | -1.7 | -4.4
-16 | -17 | -7.8 | -10.6 | 16.1 | 11.7 | 5.6 | 2.8 | -1.7 | -8.7 | 10 | -2.2 | 6 | 2 | 7.4 | 4.7 | 13.3 | 5 | 10 | 4.4 | 9.1 | 2.2 | 4.4 | 3.9 | 4.4 | -7.2 | -3.9 | -9.2 | 11 | 8 | 11.3 | 0.1 | 25 | 20 | 9.4 | 2.9 | 16.1 | 11.7 | 2.8 | -2.8 | 20 | 15.6 | -5.6 | -6.7 | 4.6 | -3 | -7.8 | -11.1 | 0 | -2.2 | -1.7 | -8.3 | 6.5 | 5.8 | 10.6 | 7.2 | 11.7 | 8.9 | 0.6 | -2.8 | -11 | -14 | -20.6 | -27.4 | -5.5 | -9.9 | 6.1 | 3.9 | -8.9 | -14.4 | 5 | 3.3 | -11.7 | -19.4 | -12.8 | -20.6 | 5 | 5 | 0 | -12.2 | 6.7 | 4.4 | 12.8 | 12.8 | -22.8 | -27.2 | -9.4 | -21.7 | 4.4 | -3.9 | 9.4 | 5.6 | 5 | -3.1 | -18.3 | -21.7 | -8.3 | -12.2 | 0.6 | -2.2 | -3.3 | -8.7 | 10.2 | 2.3 | 0.9 | -4.2 | -3.3 | -8.9 | 3.3 | -7.2 | -4.8 | -8.8 | -3.9 | -8.3 | 0 | -3.9 | -1.1 | -8.9 | 1 | -1 | 0 | -1.7 | 4.3 | 2 | -1.1 | -2.2 | -8.3 | -12.8 | -14 | -20 | 4.8 | 3.6 | 5.5 | -0.1 | -8.9 | -11.7 | 17.2 | 4.4 | 16.7 | 14.4 | 1.1 | -1.1 | 20 | 18.9 | 9.4 | -10 | 10 | 10 | 12.8 | 10.6 | 14.4 | 8.3 | 1.1 | -5.6 | 0.6 | -8.9 | -11.8 | -15.7 | 3.9 | 1.1 | 7.8 | 2.5 | -2.8 | -7.8 | 10.2 | 9.2 | -1.7 | -13.3 | -0.2 | -4.1
-14 | -17 | -7.2 | -10 | 18 | 11.6 | 7.3 | 3 | 2.8 | -7.6 | 12.8 | -2.2 | 7 | 2 | 10 | 5.6 | 15.6 | 5.6 | 11.1 | 4.4 | 10 | 2.8 | 4.4 | 3.3 | 6.1 | -6.1 | -2.3 | -9.3 | 13 | 7 | 13.3 | -3.3 | 25 | 19.4 | 15 | 4.4 | 17.8 | 10.6 | 5.6 | -2.8 | 22.8 | 14.4 | -2.4 | -5.3 | 5.4 | -2.8 | -7.8 | -11.1 | 0 | -2.2 | 0.7 | -6.7 | 6.7 | 6.1 | 11.9 | 7.8 | 12.4 | 9.4 | 0.6 | -2.8 | -10 | -13 | -18.9 | -27.8 | -3.3 | -10 | 7.2 | 5 | -9.4 | -15.6 | 5 | 3.3 | -8 | -15.9 | -11.1 | -19.4 | 6.1 | 5.8 | 0.6 | -12.8 | 7.2 | 5.4 | 11.5 | 11.4 | -21.7 | -27.2 | -6.1 | -16.1 | 7.8 | -4.4 | 9.4 | 5.6 | 7.2 | -2.8 | -14.4 | -17.8 | -5.9 | -10 | 2.8 | -2.2 | 0 | -8.9 | 12.8 | 1.7 | 3.3 | -3.9 | -2.8 | -10 | 5 | -7.8 | -3.9 | -11.1 | -3.3 | -9.4 | 1.1 | -4.4 | 0.9 | -7.9 | 1 | -1 | 1.1 | -1.1 | 6.1 | 2.8 | -0.6 | -1.7 | -7.8 | -12.8 | -14 | -20 | 5 | 3.9 | 8.3 | 0 | -6.7 | -9.4 | 18.9 | 3.9 | 16.7 | 13.9 | 3 | -0.9 | 21.5 | 19.1 | 12.8 | -9.4 | 10 | 10 | 16.7 | 11.7 | 17.7 | 9.9 | 2.2 | -5 | 1.1 | -7.8 | -11.1 | -15.6 | 6.1 | 2.8 | 8.9 | 3.3 | -2.2 | -7.1 | 8.3 | 7.2 | 1.1 | -11.7 | 1.3 | -4.6
-12 | -15 | -7.2 | -8.9 | 19.8 | 11.1 | 8.9 | 3.1 | 7.2 | -9.4 | 16.1 | -1.7 | 8 | 2 | 11.5 | 5.2 | 18.3 | 5 | 9.4 | 4.4 | 10.9 | 3 | 5.6 | 3.3 | 8.9 | -4.4 | -0.6 | -10.6 | 16 | 7 | 14.8 | -3.5 | 26.7 | 18.9 | 16.7 | 3.7 | 19.4 | 10 | 8.3 | -2.2 | 23.9 | 13.3 | 0.7 | -4.7 | 6.1 | -2.8 | -7.2 | -10 | -1.1 | -2.8 | 3.2 | -6.2 | 7.2 | 6.5 | 13.1 | 8 | 13.2 | 10 | 0.6 | -2.2 | -10 | -15 | -17.2 | -25.7 | -2.4 | -8.5 | 10 | 6.7 | -8.9 | -15 | 5.6 | 3.6 | -4.3 | -13.6 | -9.4 | -18.3 | 7.2 | 6.5 | 1.7 | -12.2 | 7.8 | 6.4 | 10.2 | 9.8 | -20.6 | -27.2 | -2.8 | -13.3 | 9.4 | -5.6 | 9.4 | 5 | 8.1 | -2.2 | -10.6 | -19.4 | -3.5 | -8.5 | 4.4 | -2.8 | 2.2 | -7.6 | 13.9 | 1.5 | 7 | -1.7 | -2.2 | -7.8 | 6.7 | -6.2 | -3 | -9.5 | -2.8 | -9.4 | 3.3 | -5.6 | 3 | -8.2 | 2 | 1 | 2.8 | -1.7 | 8.3 | 3.6 | 1.1 | -1.7 | -7.2 | -12.8 | -14 | -21 | 5.4 | 4.1 | 10.2 | 0 | -4.4 | -8.3 | 20.6 | 2.8 | 17.2 | 13.9 | 4.8 | -0.9 | 22.9 | 18.9 | 16.7 | -7.8 | 10 | 10 | 21.1 | 14.4 | 21.1 | 11.5 | 3.3 | -6.1 | 1.7 | -7.8 | -10.7 | -14.6 | 6.7 | 3.3 | 8.2 | 2.2 | -1.7 | -6.8 | 7.8 | 6.8 | 2.8 | -10 | 2.8 | -6.1
-11 | -15 | -6.7 | -8.9 | 21.7 | 10 | 10.6 | 2.8 | 8.1 | -8.3 | 20 | -3.9 | 9 | 3 | 12.9 | 4.6 | 16.7 | 10 | 11.1 | 2.8 | 11.9 | 2.9 | 7.2 | 3.9 | 11.1 | -3.9 | 0.9 | -8.9 | 17 | 8 | 16.3 | -4.3 | 27.8 | 19.4 | 18.3 | 1.8 | 20.6 | 7.2 | 10.6 | -1.7 | 24.4 | 13.9 | 3.9 | -5.6 | 7 | -1.9 | -6.1 | -10.6 | -1.1 | -4.4 | 5.6 | -6.7 | 7.8 | 6.9 | 14.4 | 8.3 | 13.9 | 10.6 | 1.1 | -2.2 | -11 | -15 | -15.6 | -24.4 | -1.5 | -8.1 | 10.6 | 6.7 | -7.2 | -15 | 6.1 | 3.8 | -0.6 | -12.8 | -8.3 | -17.2 | 8.3 | 7.2 | 2.2 | -11.7 | 8.3 | 7.2 | 8.9 | 8.3 | -20 | -26.1 | -0.6 | -13.9 | 11.7 | -7.2 | 10.6 | 3.3 | 9.1 | -1.9 | -7.8 | -12.2 | -1.1 | -7.8 | 6.7 | -3.9 | 4.5 | -7.3 | 15 | 1.5 | 10.7 | -0.4 | -1.7 | -10 | 8.3 | -5.9 | -2 | -9 | -2.2 | -8.9 | 5 | -6.1 | 5 | -10.6 | 2 | 2 | 4.4 | -2.8 | 10.6 | 4.5 | 1.7 | -1.1 | -5.6 | -11.7 | -13 | -21 | 5.7 | 4.2 | 12 | -0.2 | -3.9 | -7.8 | 22.2 | 2.8 | 17.2 | 13.9 | 6.7 | -1.7 | 24.4 | 18.9 | 20 | -6.1 | 10 | 10 | 23.9 | 16.1 | 24.4 | 12.2 | 5 | -5 | 3.3 | -6.7 | -10.4 | -14.3 | 9.4 | 4.4 | 7.4 | 1.2 | -1.1 | -7.2 | 7.2 | 6.2 | 3.9 | -9.4 | 2.8 | -5.8
-9 | -13 | -6.1 | -8.3 | 22.1 | 10 | 11.3 | 3.3 | 9.1 | -8.8 | 21.1 | -3.9 | 8 | 2 | 14.4 | 3.3 | 16.7 | 10 | 12.8 | 3.3 | 12.8 | 2.8 | 6.1 | 3.9 | 12.2 | -2.8 | 2.4 | -8.2 | 18 | 10 | 17.8 | -6.1 | 27.8 | 18.3 | 20 | -0.6 | 21.7 | 4.4 | 12.2 | -2.8 | 23.9 | 14.4 | 4.6 | -5.6 | 8 | -1.3 | -5.6 | -11.1 | -0.6 | -4.4 | 7.3 | -5.7 | 8.3 | 7.2 | 15.2 | 8.2 | 13.3 | 10.7 | 1.1 | -1.7 | -11 | -15 | -13.9 | -24.4 | -0.6 | -8.3 | 10.6 | 6.7 | -7.2 | -13.3 | 6.7 | 3.9 | 0.7 | -11 | -7.2 | -16.7 | 8.7 | 7.3 | 2.2 | -10 | 8.9 | 7.5 | 7.6 | 7 | -18.9 | -25 | 1.7 | -12.2 | 13.9 | -6.7 | 12.2 | 2.2 | 10 | -2.2 | -5 | -10 | 0.2 | -5.9 | 7.8 | -5.6 | 6.7 | -8.9 | 16.1 | 1.1 | 14.4 | 0.6 | -1.7 | -10 | 10 | -6.7 | -1.1 | -9.4 | -2.2 | -8.9 | 6.1 | -5.6 | 6.3 | -7.8 | 4 | 3 | 5.6 | -3.3 | 12.8 | 5 | 2.2 | -1.7 | -4.4 | -11.7 | -13 | -21 | 6.1 | 4.4 | 13.9 | -1.1 | -3.3 | -6.1 | 22.8 | 1.7 | 17.2 | 13.3 | 7.6 | -1.9 | 25.2 | 18.7 | 22.8 | -4.4 | 10.2 | 10.2 | 26.1 | 16.1 | 25.2 | 12.5 | 6.1 | -5 | 3.9 | -8.3 | -10 | -14.4 | 10 | 3.9 | 6.7 | 0 | -0.2 | -6.1 | 6.7 | 5.6 | 5.6 | -8.9 | 2.8 | -6.3
-8 | -12 | -6.1 | -8.3 | 22.4 | 9.3 | 12.1 | 3.6 | 10 | -10.6 | 22.2 | -5 | 9 | 2 | 15.2 | 3 | 16.7 | 10 | 11.1 | 3.9 | 13 | 3.4 | 7.2 | 4.4 | 11.7 | -1.1 | 3.9 | -8.9 | 19 | 11 | 18.3 | -5.1 | 26.7 | 18.9 | 20.6 | -0.1 | 23.3 | 5.6 | 13.9 | -2.8 | 25 | 13.3 | 5.4 | -6.3 | 8.9 | -1.1 | -6.1 | -10.6 | 0 | -3.9 | 8.9 | -5.4 | 6.6 | 5.7 | 15.9 | 8.2 | 12.8 | 11.1 | 1.7 | -1.7 | -12 | -16 | -13.2 | -22.6 | -0.6 | -6.6 | 6.7 | 2.2 | -6.1 | -13.3 | 5.4 | 2.6 | 2 | -10.9 | -7.2 | -16.7 | 9 | 7.1 | -0.6 | -3.9 | 9.4 | 7.5 | 6.3 | 5.7 | -18.3 | -25 | 3.3 | -12.8 | 15 | -6.7 | 11.7 | 2.2 | 10.6 | -1.6 | -3.3 | -7.8 | 1.5 | -5.2 | 8.3 | -6.7 | 6.7 | -6.8 | 16.7 | 0.8 | 13.7 | 1 | -1.7 | -9.4 | 10.6 | -5.9 | -1.5 | -7.7 | -2.2 | -8.3 | 6.7 | -5.6 | 7.6 | -6.1 | 5 | 4 | 4.4 | 0 | 13.2 | 5.1 | 2.2 | -1.1 | -4.4 | -12.2 | -12 | -20 | 6.5 | 5 | 15.2 | -0.1 | -2.8 | -6.7 | 23.9 | 0.6 | 17.2 | 13.9 | 8.5 | -2.4 | 25.9 | 18.1 | 23.9 | -4.4 | 10.4 | 10.4 | 26.7 | 14.4 | 25.9 | 12.8 | 7.2 | -5 | 3.9 | -8.3 | -10 | -14 | 12.2 | 4.4 | 6.9 | -0.9 | 0.8 | -5.8 | 7.1 | 5.9 | 6.1 | -8.3 | 2.8 | -7.8
-7 | -13 | -5.6 | -7.8 | 22.8 | 8.9 | 12.8 | 3.9 | 10 | -8.6 | 23.3 | -6.1 | 9 | 4 | 15.9 | 2.7 | 16.7 | 8.3 | 10 | 3.3 | 13.1 | 3.5 | 6.7 | 3.9 | 10 | -0.6 | 4.5 | -7.9 | 20 | 12 | 18.9 | -4 | 26.7 | 19.4 | 21.1 | -0.2 | 24.4 | 9.4 | 14.4 | -2.8 | 25 | 13.3 | 6.1 | -8.3 | 9.8 | 0.7 | -5.6 | -11.1 | 0.6 | -2.8 | 10.6 | -6.1 | 5 | 4.3 | 16.7 | 7.8 | 12.2 | 11.1 | 1.7 | -1.1 | -12 | -16 | -12.4 | -22.2 | -0.6 | -5.7 | 5 | 0.6 | -5.6 | -12.8 | 4.1 | 0.9 | 3.3 | -12.2 | -7.2 | -16.1 | 9.4 | 7.2 | -0.6 | -2.8 | 10 | 7.8 | 5 | 4.4 | -18.3 | -25.6 | 5 | -12.2 | 16.7 | -7.2 | 11.1 | 2.2 | 11.1 | -1.5 | -1.1 | -6.1 | 2.8 | -5 | 8.9 | -7.8 | 6.7 | -6.2 | 17.2 | -0.1 | 12.9 | 1.6 | -1.1 | -11.7 | 11.1 | -6.4 | -1.8 | -7 | -2.8 | -8.9 | 8.9 | -5.6 | 8.9 | -5.6 | 4 | 3 | 6.7 | -2.2 | 13.5 | 4.9 | 3.3 | -0.6 | -4.4 | -11.1 | -12 | -20 | 6.8 | 5.6 | 16.5 | 0.6 | -2.8 | -6.7 | 23.9 | 1.7 | 18.3 | 12.8 | 9.4 | -3.9 | 26.7 | 17.8 | 23.9 | -5 | 10.6 | 10.6 | 28.3 | 13.3 | 26.7 | 12.8 | 7.2 | -3.9 | 3.3 | -11.1 | -10 | -14 | 12.8 | 3.3 | 7 | -1.9 | 1.7 | -6.1 | 7.4 | 5.9 | 5.6 | -8.3 | 1.9 | -7.5
-7 | -10 | -5.6 | -7.2 | 22.2 | 9.1 | 11.3 | 3.6 | 10 | -8.1 | 23.9 | -6.1 | 9 | 4 | 16.7 | 1.7 | 16.1 | 8.9 | 9.4 | 3.3 | 13.3 | 3.9 | 8.9 | 3.9 | 9.4 | -1.1 | 5 | -8.2 | 19 | 15 | 19.4 | -4.4 | 26.1 | 20 | 21.7 | 0 | 23.9 | 8.9 | 13.9 | -2.2 | 23.3 | 13.3 | 5.2 | -7.4 | 10.8 | 2.4 | -6.1 | -12.2 | 2.8 | -2.8 | 10 | -5.6 | 3.3 | 2.8 | 15.9 | 8.2 | 12.4 | 11.3 | 2.2 | -0.6 | -13 | -16 | -11.7 | -22.8 | -0.6 | -5.6 | 5 | -0.6 | -5 | -12.8 | 2.8 | -0.6 | 2 | -9.9 | -7.2 | -16.1 | 8.9 | 6.7 | 0 | -4.4 | 10 | 7.8 | 3.3 | 2.1 | -18.3 | -26.1 | 6.7 | -11.7 | 16.7 | -8.3 | 11.1 | 2.2 | 11.7 | -1.7 | -0.6 | -6.1 | 2.4 | -4.2 | 8.9 | -8.9 | 6.7 | -6.1 | 17.8 | -0.6 | 12.2 | 1.7 | -1.7 | -13.9 | 11.7 | -7.8 | -2.2 | -7.2 | -3.3 | -9.4 | 8.3 | -6.1 | 8.7 | -4.6 | 5 | 4 | 6.7 | -3.3 | 13.9 | 5 | 2.8 | -0.6 | -3.9 | -12.2 | -12 | -18 | 7.2 | 6.1 | 17.8 | 1.1 | -2.2 | -5.6 | 24.4 | 3.3 | 18.3 | 11.1 | 9.2 | -3.6 | 25.9 | 17.8 | 24.4 | -5.6 | 10.6 | 10.6 | 25.6 | 12.8 | 24.7 | 10.6 | 7.2 | -4.4 | 3.3 | -10 | -10 | -14.4 | 13.3 | 3.3 | 7.2 | -3.9 | 1.3 | -5.6 | 7.8 | 6.1 | 5.6 | -8.3 | 0.9 | -8.6
-7 | -10 | -5 | -6.7 | 21.7 | 9 | 9.8 | 2.9 | 10 | -8.9 | 22.8 | -6.1 | 8 | 6 | 15.4 | 2.9 | 15.6 | 5.6 | 9.4 | 3.3 | 12.4 | 3.6 | 8.9 | 2.8 | 9.4 | -1.7 | 5.6 | -9.4 | 17 | 16 | 17.9 | -2.1 | 25.6 | 19.4 | 20 | 0.9 | 22.8 | 9.4 | 13.9 | -2.8 | 22.8 | 13.3 | 4.2 | -7.3 | 11.7 | 3.9 | -6.7 | -12.2 | 2.2 | -3.3 | 9.5 | -5.6 | 3.1 | 2.5 | 15.2 | 8.2 | 12.6 | 11.5 | 2.2 | -0.6 | -14 | -17 | -13.2 | -22.4 | -1.5 | -5.4 | 3.3 | 0.6 | -6.1 | -13.9 | 2.2 | -0.9 | 0.7 | -9.3 | -7.2 | -16.7 | 8.3 | 6.1 | 0 | -3.3 | 10 | 7.8 | 1.7 | 0.1 | -18.3 | -26.1 | 5.6 | -11.1 | 16.7 | -7.8 | 10 | 2.8 | 10.2 | -1.3 | 0 | -6.7 | 2.1 | -3.9 | 8.3 | -9.4 | 4.7 | -4.3 | 16.5 | 0.6 | 10.7 | 0.1 | -1.7 | -13.3 | 11.1 | -6.4 | -2.8 | -6.3 | -3.9 | -9.4 | 8.3 | -6.1 | 8.5 | -4.4 | 4 | 4 | 4.4 | -5.6 | 12.4 | 4.9 | 3.3 | 0 | -4.4 | -11.1 | -12 | -18 | 6.8 | 5.6 | 15.8 | 2.6 | -1.7 | -5.6 | 23.9 | 5.6 | 17.8 | 10 | 9.1 | -3.6 | 25.2 | 17.7 | 23.9 | -6.1 | 10.6 | 10.6 | 25 | 12.2 | 22.6 | 8 | 7.8 | -5 | 2.8 | -10 | -10.2 | -14 | 12.2 | 3.9 | 5.9 | -2.8 | 1 | -5.8 | 6.9 | 4.1 | 5 | -8.9 | 0 | -10.6
-9 | -12 | -5 | -6.7 | 21.1 | 8.9 | 8.3 | 2.2 | 6.3 | -7.1 | 22.8 | -3.3 | 8 | 5 | 14.1 | 3.6 | 14.4 | 6.1 | 8.9 | 3.9 | 11.5 | 3.3 | 7.2 | 3.3 | 7.2 | -2.2 | 3.7 | -6.1 | 16 | 16 | 16.5 | -1 | 25 | 20 | 18.4 | 1.8 | 21.7 | 11.7 | 13.3 | -2.2 | 22.2 | 14.4 | 3.3 | -8.3 | 10.2 | 2.6 | -7.8 | -13.3 | 0 | -3.9 | 8.9 | -6.7 | 3 | 2.4 | 14.4 | 8.3 | 12.8 | 11.7 | 2.8 | 0 | -15 | -18 | -14.6 | -23 | -2.4 | -5.8 | 2.8 | 0 | -7.2 | -15.6 | 1.7 | -1.4 | -0.6 | -10 | -8.3 | -17.8 | 7.8 | 5.6 | 0 | -3.3 | 10 | 7.8 | 0 | -2.2 | -18.9 | -26.1 | 1.7 | -17.2 | 13.9 | -7.8 | 7.2 | 4.4 | 8.7 | -1.7 | -2.8 | -6.7 | 1.7 | -4.4 | 5 | -11.1 | 2.6 | -3.9 | 15.2 | 1.3 | 9.3 | -1.3 | -2.8 | -13.9 | 10.6 | -5.9 | -3.3 | -5.9 | -3.9 | -10 | 5 | -8.9 | 8.3 | -5 | 4 | 3 | 2.2 | -4.4 | 10.9 | 4.4 | 3.3 | 0 | -5.6 | -11.7 | -12 | -17 | 6.5 | 5 | 13.7 | 3.2 | -2.2 | -5 | 21.7 | 7.2 | 16.1 | 9.4 | 8.9 | -4.4 | 24.4 | 17.8 | 21.1 | -6.7 | 10.6 | 10.6 | 22.8 | 12.2 | 20.6 | 5.6 | 6.1 | -6.1 | 1.7 | -10.6 | -10.4 | -14 | 11.7 | 3.3 | 4.6 | -2.4 | 0.6 | -6.7 | 5.9 | 1.8 | 2.8 | -10 | -0.4 | -9.2
-11 | -13 | -4.4 | -6.7 | 20.5 | 9.2 | 7 | 2.5 | 2.6 | -7.2 | 20 | -3.3 | 8 | 4 | 12.8 | 3.9 | 13.9 | 7.2 | 7.2 | 2.8 | 10.6 | 2.8 | 5 | 3.9 | 6.1 | -2.8 | 1.9 | -4.7 | 15 | 14 | 15 | -0.6 | 23.9 | 20 | 16.7 | 1.7 | 20 | 12.2 | 10.6 | -0.6 | 21.1 | 15 | 2.8 | -7.1 | 8.7 | 1.4 | -8.9 | -13.9 | 0 | -3.3 | 6.5 | -5.7 | 2.8 | 2.2 | 13.3 | 8.6 | 12.4 | 11.5 | 2.8 | 0 | -16 | -19 | -16.1 | -25 | -3.3 | -6.7 | 2.2 | -2.2 | -8.3 | -16.7 | 1.1 | -2.2 | -1.3 | -9.2 | -9.4 | -17.2 | 7.6 | 5.4 | 0 | -3.3 | 9.3 | 7.6 | -0.9 | -3.1 | -19.4 | -26.1 | 2.8 | -10.6 | 10.6 | -7.8 | 6.7 | 4.4 | 7.2 | -2.2 | -5 | -7.2 | 0.6 | -4.3 | 3.3 | -9.4 | 0.6 | -4.4 | 13.9 | 1.7 | 7.8 | -3.3 | -3.9 | -13.9 | 10 | -6.7 | -3.9 | -6.1 | -3.9 | -10 | 2.2 | -9.4 | 6.1 | -3.9 | 4 | 2 | 0 | -5 | 9.4 | 3.9 | 1.7 | 0 | -6.7 | -12.2 | -13 | -16 | 6.1 | 4.4 | 11.7 | 3.3 | -2.2 | -5.6 | 21.1 | 7.8 | 13.9 | 10 | 6.9 | -3.7 | 21.8 | 16.8 | 16.7 | -7.2 | 10.4 | 10.4 | 20.6 | 10.6 | 18.4 | 5.6 | 4.4 | -6.1 | 0.6 | -10 | -10.6 | -14.4 | 10.6 | 3.9 | 3.3 | -2.8 | 0.6 | -5.6 | 5 | -0.6 | 1.7 | -10 | -0.7 | -9
-12 | -14 | -4.4 | -6.7 | 20 | 9.6 | 5.7 | 2.3 | -1.1 | -9.4 | 17.2 | -2.2 | 8 | 5 | 11.3 | 4.3 | 12.8 | 8.9 | 6.1 | 2.8 | 10.4 | 3.4 | 3.9 | 3.3 | 5 | -2.2 | 0 | -4.4 | 15 | 14 | 13.5 | 0.1 | 23.3 | 20 | 12.6 | 2.2 | 18.3 | 11.1 | 8.3 | -0.6 | 21.1 | 13.3 | 2.2 | -6.6 | 7.2 | 0 | -9.4 | -13.9 | -0.6 | -3.3 | 4.1 | -5.7 | 2.8 | 2.1 | 12.2 | 8.9 | 12.1 | 11.4 | 3.3 | 0.6 | -20 | -23 | -17.4 | -23.6 | -3.9 | -6.5 | 2.2 | -2.2 | -9.4 | -16.7 | 0.5 | -2.2 | -2.1 | -9.5 | -9.4 | -17.2 | 7.4 | 5.2 | 0 | -3.9 | 8.5 | 7.5 | -1.9 | -4.5 | -22.2 | -26.7 | 2.2 | -10.6 | 6.7 | -6.1 | 6.1 | 2.8 | 5.9 | -1.9 | -7.2 | -8.3 | -0.6 | -5 | 2.2 | -8.9 | 0.8 | -4.4 | 12.6 | 1.6 | 7.8 | -2.7 | -6.1 | -12.8 | 9.1 | -5.3 | -3.9 | -5.8 | -3.9 | -10 | 1.1 | -8.9 | 3.9 | -3.6 | 3 | 0 | -0.6 | -5.6 | 9 | 4 | 2.8 | 0.6 | -7.8 | -12.8 | -12 | -17 | 5.9 | 4.4 | 10 | 4 | -3.3 | -4.4 | 20 | 8.9 | 12.8 | 9.4 | 4.8 | -4 | 19.3 | 15.8 | 12.8 | -7.8 | 10.2 | 10.2 | 20 | 9.4 | 16.1 | 5.1 | 4.4 | -5.6 | -0.6 | -10 | -10.4 | -13.9 | 9.4 | 2.2 | 2.6 | -2.9 | 0.6 | -5.2 | 3.9 | -1.5 | 1.7 | -9.4 | -1.1 | -10
-11 | -13 | -3.9 | -5.6 | 19.4 | 9.4 | 4.4 | 2.2 | -2.4 | -8.5 | 16.1 | -1.7 | 7 | 6 | 9.8 | 4.6 | 12.8 | 10 | 5.6 | 2.8 | 10.2 | 4.1 | 2.8 | 2.2 | 3.3 | -2.2 | -0.2 | -4.8 | 14 | 14 | 12.1 | 0.5 | 23.9 | 20 | 8.5 | 1.4 | 17.8 | 9.4 | 7.2 | -1.7 | 20.6 | 13.3 | 1.7 | -7.2 | 5.7 | -0.7 | -10 | -14.4 | -0.6 | -3.3 | 1.7 | -7.2 | 2.8 | 1.8 | 11.1 | 8.9 | 11.7 | 11.1 | 3.9 | 1.1 | -22 | -26 | -18.7 | -23.5 | -4.4 | -6.7 | 1.7 | -2.2 | -10.6 | -17.8 | 0 | -2.5 | -2.8 | -10.6 | -10 | -17.8 | 7.2 | 5 | 0 | -3.3 | 7.8 | 7.2 | -2.8 | -6.1 | -21.1 | -25.6 | 1.1 | -10.6 | 4.4 | -6.1 | 5 | 1.1 | 4.6 | -1.8 | -7.8 | -8.3 | -1.7 | -6.1 | 1.7 | -8.3 | 0.9 | -5.5 | 11.3 | 1.5 | 7.8 | -2.7 | -6.7 | -12.2 | 8.1 | -5.1 | -3.9 | -5.8 | -5 | -10 | -0.6 | -9.4 | 1.7 | -4.4 | 3 | 1 | -1.1 | -6.7 | 8.7 | 3.9 | 2.2 | 0.6 | -8.3 | -12.8 | -13 | -17 | 5.8 | 4.6 | 8.4 | 4.1 | -3.9 | -4.4 | 18.3 | 7.2 | 12.2 | 8.9 | 2.8 | -5 | 16.7 | 14.4 | 12.2 | -7.2 | 10 | 10 | 17.8 | 8.9 | 13.9 | 4.4 | 5 | -6.1 | 0 | -10.6 | -10.2 | -13.5 | 8.9 | 2.8 | 1.8 | -3.8 | 0.6 | -5.6 | 2.8 | -2.8 | 2.8 | -9.4 | -1.5 | -9.1
-11 | -13 | -3.3 | -5 | 19.4 | 9.6 | 3.3 | 1.3 | -3.7 | -9 | 15.6 | -1.1 | 7 | 5 | 8.3 | 4.4 | 12.8 | 10 | 4.4 | 2.2 | 10 | 4.4 | 2.2 | 1.5 | 2.8 | -2.8 | -0.4 | -5.5 | 14 | 14 | 10.6 | 0.6 | 23.3 | 19.4 | 4.4 | 0 | 16.7 | 9.4 | 7.2 | -1.7 | 20 | 13.3 | 1.5 | -6 | 4.3 | -1.1 | -10 | -14.4 | -0.6 | -3.9 | 1.1 | -6.4 | 2.8 | 1.7 | 10 | 8.3 | 11.7 | 11.1 | 3.9 | 1.1 | -23 | -27 | -20 | -23.9 | -5 | -7.2 | 1.7 | -2.2 | -12.2 | -20.6 | -0.6 | -3.3 | -3.7 | -9.8 | -10 | -17.8 | 5.4 | 2.9 | 0 | -3.3 | 6.9 | 4.7 | -2.8 | -6.2 | -21.7 | -26.7 | -2.8 | -11.7 | 2.2 | -3.9 | 5 | 1.1 | 3.3 | -2.2 | -10.6 | -11.7 | -3 | -6.4 | 1.7 | -7.8 | 1.1 | -7.2 | 10 | 1.1 | 7.8 | -3.3 | -6.7 | -11.7 | 7.2 | -5.6 | -3.9 | -6.1 | -3.9 | -9.4 | -1.1 | -9.4 | 1.7 | -3.9 | 3 | 1 | -1.7 | -6.7 | 8.3 | 3.9 | 1.7 | 0 | -8.3 | -12.8 | -12 | -16 | 5.6 | 4.4 | 6.7 | 3.9 | -4.4 | -5 | 15 | 8.3 | 10.6 | 7.2 | 1.7 | -4.4 | 16.3 | 14.5 | 10 | -7.2 | 10 | 10 | 15.6 | 7.8 | 12.8 | 4.3 | 5 | -6.7 | -1.7 | -10.6 | -10 | -13.9 | 8.9 | 3.3 | 1.1 | -5 | 0.2 | -5 | 1.7 | -4.4 | 2.8 | -9.4 | -1.8 | -9.4
-11 | -13 | -3.3 | -5 | 19.4 | 9.6 | 2.2 | 0.2 | -5 | -10 | 12.8 | -1.1 | 7 | 5 | 7.4 | 4.5 | 12.2 | 10 | 4.4 | 2.2 | 9.6 | 3.8 | 1.7 | 1.3 | 2.2 | -2.8 | -0.6 | -7.2 | 15 | 15 | 9.7 | -0.4 | 23.3 | 19.4 | 5.2 | 1.5 | 16.1 | 10 | 5.6 | -2.2 | 19.4 | 13.9 | 1.3 | -5.6 | 2.8 | -2.2 | -10 | -14.4 | -1.1 | -3.9 | 0.6 | -6.4 | 2.2 | 1.2 | 8.9 | 7.9 | 11.7 | 11.1 | 3.3 | 1.1 | -23 | -27 | -21.1 | -22.9 | -4.6 | -6.6 | 1.7 | -2.2 | -12.2 | -20.6 | -0.6 | -3.1 | -4.7 | -9.8 | -10.6 | -17.8 | 3.5 | 0.5 | 0.6 | -3.3 | 5.9 | 1.8 | -2.8 | -6.6 | -22.8 | -27.2 | -3.3 | -10.6 | 0.6 | -5 | 5.6 | -1.1 | 2.9 | -2.1 | -11.1 | -11.1 | -4.3 | -7.2 | 1.7 | -8.3 | 1.7 | -6.5 | 8.7 | 1.6 | 7.1 | -3.6 | -5.6 | -11.1 | 7.2 | -4.9 | -4.8 | -6.8 | -3.9 | -8.3 | -1.1 | -9.4 | 1.7 | -3.9 | 2 | 0 | -2.8 | -6.7 | 8.3 | 4.5 | 2.2 | 0.6 | -8.9 | -12.8 | -13 | -16 | 5.6 | 4.3 | 5.6 | 3.1 | -6.1 | -7.8 | 13.3 | 6.7 | 8.9 | 6.1 | 0.5 | -4.7 | 16 | 14.6 | 10 | -5.6 | 10 | 10 | 13.9 | 7.2 | 11.7 | 3.7 | 5.6 | -7.8 | -2.2 | -10 | -8.5 | -11.7 | 8.3 | 5 | 0.4 | -4.3 | -0.2 | -5.3 | 1.7 | -4.2 | 2.8 | -8.9 | -2.2 | -10.6
-11 | -13 | -3.3 | -6.1 | 19.4 | 9.4 | 1.1 | -0.6 | -5.4 | -9.7 | 11.7 | -0.6 | 7 | 5 | 6.5 | 4.7 | 12.2 | 10 | 3.3 | 1.7 | 9.3 | 3.1 | 1.1 | 0.7 | 1.7 | -2.2 | -0.8 | -6.8 | 17 | 17 | 8.7 | -1.7 | 23.3 | 20 | 5.9 | 3.1 | 16.1 | 10 | 5 | -2.2 | 18.3 | 13.9 | 1.1 | -6.1 | 2.2 | -3.4 | -10 | -14.4 | -2.2 | -4.4 | 0 | -7.2 | 1.7 | 1 | 7.8 | 7.2 | 11.7 | 11.1 | 3.3 | 1.7 | -23 | -28 | -22.2 | -22.2 | -4.3 | -6.2 | 1.7 | -3.3 | -12.2 | -20.6 | -0.6 | -3.4 | -5.6 | -10.6 | -13.9 | -18.3 | 1.7 | -1.7 | 0.6 | -3.3 | 5 | -1.1 | -2.8 | -7.8 | -22.2 | -27.2 | -3.3 | -10.6 | 0.6 | -5 | 5 | -2.8 | 2.6 | -2.2 | -12.2 | -12.2 | -5.6 | -8.3 | -1.7 | -7.8 | 2.2 | -7.1 | 7.4 | 2.1 | 6.3 | -4.5 | -6.1 | -11.7 | 7.2 | -4.9 | -5.8 | -8.1 | -3.9 | -9.4 | -1.7 | -8.9 | 1.7 | -4.4 | 2 | -1 | -4.4 | -7.2 | 8.3 | 5.1 | 2.2 | 1.1 | -11.1 | -13.9 | -13 | -17 | 5.6 | 3.8 | 4.4 | 2.1 | -8.3 | -10 | 11.1 | 6.1 | 8.3 | 5 | -0.6 | -5.6 | 15.6 | 14.4 | 7.8 | -6.1 | 10 | 10 | 12.8 | 6.1 | 10.6 | 3.3 | 5 | -6.7 | -3.3 | -10 | -7.1 | -10.1 | 7.8 | 5 | -0.4 | -4.5 | -0.6 | -6.1 | 1.7 | -4.8 | 3.9 | -8.3 | -2.9 | -9.6
-11 | -13 | -3.3 | -6.1 | 18.7 | 10.6 | 1.5 | -0.2 | -5.7 | -9.8 | 10 | -1.1 | 6 | 6 | 5.6 | 4.4 | 11.7 | 8.9 | 4.4 | 2.2 | 8.9 | 2.2 | 0.6 | 0.6 | 0.6 | -2.2 | -0.9 | -7.1 | 17 | 17 | 7.8 | -3.3 | 23.3 | 19.4 | 6.7 | 4.4 | 16.1 | 10.6 | 5 | -1.7 | 17.8 | 13.9 | 0.2 | -4.8 | 1.7 | -5 | -10.6 | -14.4 | -2.8 | -5 | 0.4 | -6.3 | 1.1 | 0.6 | 7.2 | 6.8 | 11.7 | 11.1 | 4.4 | 2.2 | -25 | -28 | -23.3 | -23.3 | -3.9 | -6.1 | 1.7 | -4.4 | -12.2 | -19.4 | -0.6 | -3.9 | -5.4 | -9.5 | -13.9 | -18.3 | 0.4 | -2.5 | 0.6 | -3.3 | 3 | -1.9 | -3.3 | -7.5 | -21.7 | -26.7 | -3.3 | -10.6 | -1.1 | -5.6 | 4.4 | -3.3 | 2.2 | -2.8 | -13.9 | -13.9 | -5.2 | -7.9 | -2.2 | -7.2 | 2.8 | -8.3 | 6.1 | 2.2 | 5.6 | -6.1 | -6.7 | -11.7 | 7.2 | -5.6 | -6.7 | -9.4 | -3.3 | -10 | -1.7 | -8.9 | 1.5 | -3.9 | 2 | -1 | -3.9 | -7.8 | 8.3 | 5.6 | 1.7 | 1.1 | -10.6 | -13.9 | -13 | -18 | 5.6 | 3.3 | 3.3 | 1.1 | -8.9 | -11.1 | 9.4 | 3.3 | 7.8 | 5 | -0.8 | -5.2 | 15.2 | 13.4 | 6.1 | -6.7 | 10 | 10 | 10.6 | 4.4 | 9.7 | 3 | 6.1 | -6.7 | -1.7 | -7.8 | -5.6 | -8.9 | 7.8 | 5 | -1.1 | -5 | -0.8 | -5.7 | 1.7 | -6.1 | 4.4 | -7.8 | -3.7 | -9.6
-12 | -14 | -3.3 | -5.6 | 17.9 | 11 | 1.8 | 0 | -6.1 | -10.6 | 8.3 | 0 | 6 | 6 | 5.2 | 4.2 | 11.7 | 7.2 | 5 | 2.8 | 8.2 | 2.4 | 0.6 | 0.5 | 0.6 | -2.2 | -1.1 | -8.3 | 16 | 16 | 6.9 | -4.8 | 23.9 | 19.4 | 8.4 | 4.4 | 17.8 | 10.6 | 5 | -1.7 | 17.8 | 14.4 | -0.8 | -4.4 | 1.1 | -7.8 | -10.6 | -15 | -2.2 | -4.4 | 0.7 | -6.5 | 0.9 | 0.3 | 6.7 | 6.6 | 11.7 | 11.1 | 5 | 3.3 | -25 | -28 | -21.3 | -21.3 | -3.5 | -5.1 | 1.7 | -3.9 | -11.7 | -19.4 | -0.8 | -3.9 | -5.2 | -9 | -15 | -18.9 | -0.9 | -3.9 | 0.6 | -2.8 | 0.9 | -2.8 | -3.9 | -8 | -21.7 | -26.7 | -4.4 | -10.6 | -1.1 | -5 | 3.3 | -6.7 | 1.7 | -2.5 | -15 | -15.6 | -4.8 | -7.8 | -2.2 | -6.7 | 2.4 | -7.9 | 5.7 | 1.8 | 3.5 | -6.7 | -7.8 | -11.7 | 6.8 | -4.6 | -6.9 | -9.2 | -3.9 | -10 | -1.7 | -8.9 | 1.3 | -3.8 | 1 | 0 | -6.7 | -8.9 | 7.8 | 5.3 | 2.2 | 1.1 | -11.1 | -13.3 | -13 | -18 | 5.2 | 3.1 | 2.4 | 0.6 | -11.7 | -15.6 | 6.7 | 1.7 | 7.8 | 5 | -0.9 | -5.3 | 14.8 | 12.3 | 6.1 | -6.7 | 10 | 10 | 9.4 | 3.9 | 8.7 | 2.7 | 5.6 | -6.1 | -1.7 | -7.8 | -5.8 | -8.7 | 7.8 | 4.4 | -1.3 | -4.9 | -0.9 | -5.8 | 1.5 | -5 | 4.4 | -7.8 | -4.4 | -10.6
-13 | -15 | -3.3 | -5.6 | 17.2 | 11.7 | 2.2 | 0.6 | -6.8 | -10.4 | 7.2 | 0 | 6 | 5 | 4.8 | 3.8 | 9.4 | 6.1 | 5 | 3.3 | 7.4 | 2.3 | 0 | 0 | 0 | -2.8 | -1.8 | -7.4 | 18 | 18 | 5.9 | -7.5 | 23.3 | 19.4 | 10 | 4.2 | 17.8 | 10.6 | 4.4 | -1.7 | 17.2 | 13.9 | -1.7 | -4.4 | 0.7 | -6.9 | -10 | -15 | -3.3 | -5 | 1.1 | -7.2 | 0.8 | 0.2 | 6.1 | 6.1 | 11.7 | 11.1 | 5.6 | 3.9 | -26 | -28 | -19.2 | -19.8 | -3.2 | -4.4 | 1.7 | -3.9 | -11.1 | -18.9 | -0.9 | -4.2 | -5 | -8.9 | -16.1 | -20 | -2.2 | -5.6 | 0.6 | -2.8 | -1.1 | -4.4 | -4.4 | -8.9 | -20.6 | -25.6 | -4.4 | -11.1 | -1.7 | -5.6 | 3.3 | -6.7 | 1.1 | -2.8 | -16.7 | -17.2 | -4.4 | -8.3 | -1.1 | -6.1 | 2.1 | -8.7 | 5.4 | 1.5 | 1.5 | -8.4 | -7.2 | -10.6 | 6.5 | -4.6 | -7 | -9.1 | -5 | -10 | -1.7 | -8.9 | 1.1 | -4.4 | 1 | 0 | -6.7 | -9.4 | 7.2 | 4.9 | 2.2 | 1.1 | -10.6 | -13.3 | -13 | -18 | 4.8 | 2.7 | 1.5 | 0 | -12.8 | -16.7 | 5.6 | -1.7 | 7.8 | 4.4 | -1.1 | -6.1 | 14.4 | 11.1 | 4.4 | -6.7 | 10 | 10 | 7.8 | 3.3 | 7.8 | 2.2 | 5.6 | -6.7 | -3.3 | -8.3 | -5.9 | -8.8 | 7.2 | 4.4 | -1.5 | -5.2 | -1.1 | -6.7 | 1.3 | -5 | 4.4 | -7.8 | -4.8 | -10.1
-12 | -14 | -3.3 | -5.6 | 16.7 | 12.1 | 1.1 | -0.2 | -7.6 | -10.9 | 6.1 | 0 | 5 | 4 | 4.4 | 3.3 | 9.4 | 6.7 | 5.6 | 3.9 | 6.7 | 2.2 | -0.6 | -0.6 | -1.1 | -3.9 | -2.6 | -7.3 | 17 | 17 | 5 | -11.1 | 23.9 | 19.4 | 11.7 | 3.3 | 17.8 | 11.1 | 4.4 | -1.7 | 16.7 | 13.9 | -2.6 | -4.5 | 0.4 | -6.7 | -10.6 | -15 | -3.9 | -5.6 | 0.4 | -6.9 | 0.6 | 0 | 5.9 | 5.9 | 11.7 | 11.1 | 5 | 3.3 | -25 | -28 | -17.2 | -18.7 | -2.8 | -3.9 | 1.1 | -5 | -11.7 | -18.3 | -1.1 | -5 | -6.1 | -9.2 | -16.1 | -20 | -3.1 | -6.2 | 0 | -1.7 | -1.7 | -4.5 | -4.8 | -8.6 | -20 | -25 | -5 | -11.1 | -2.2 | -4.4 | 3.3 | -5 | 0.6 | -3.3 | -17.8 | -18.3 | -4.8 | -8 | -1.1 | -6.7 | 1.7 | -10.6 | 5 | 1.1 | -0.6 | -11.1 | -8.9 | -11.1 | 6.1 | -5 | -7.2 | -9.4 | -5 | -11.1 | -2.2 | -9.4 | 0.7 | -3.7 | 1 | -1 | -6.1 | -9.4 | 6.7 | 4.4 | 2.2 | 1.1 | -11.1 | -13.9 | -13 | -18 | 4.4 | 2.2 | 0.6 | -0.6 | -13.9 | -18.3 | 4.4 | -1.7 | 7.2 | 4.4 | -1.5 | -5.4 | 13.7 | 10.5 | 5 | -6.1 | 9.4 | 9.1 | 7.2 | 3.3 | 7.4 | 2.1 | 5.6 | -6.7 | -3.9 | -8.3 | -6.1 | -9.4 | 7.2 | 4.4 | -1.7 | -6.1 | -2 | -6.2 | 1.1 | -5.6 | 5 | -8.3 | -5.2 | -10.7
-13 | -15 | -2.8 | -5.6 | 16.1 | 12.1 | 0 | -0.9 | -8.3 | -11.7 | 7.2 | 0 | 4 | 3 | 4 | 3.1 | 9.4 | 7.8 | 5.6 | 4.4 | 6.3 | 2.2 | 0 | -0.4 | -2.2 | -4.4 | -3.3 | -7.8 | 17 | 17 | 4.1 | -9.2 | 23.9 | 20 | 11.1 | 4.6 | 18.3 | 11.7 | 3.3 | -2.8 | 17.8 | 14.4 | -3.5 | -5 | 0 | -7.8 | -12.2 | -15.6 | -3.3 | -5 | -0.4 | -7.4 | 0.6 | 0 | 5.8 | 5.8 | 11.7 | 11.1 | 3.9 | 1.7 | -25 | -27 | -15.9 | -18 | -2.8 | -3.7 | 1.1 | -5 | -11.1 | -18.3 | -1.3 | -4.7 | -7.2 | -9.9 | -16.1 | -19.4 | -4.1 | -7.4 | -0.6 | -1.1 | -2.2 | -4.8 | -5.2 | -8.8 | -19.4 | -23.9 | -4.4 | -10.6 | -2.2 | -5 | 2.8 | -3.9 | 0.2 | -2.8 | -17.8 | -18.9 | -5.2 | -8.2 | -0.6 | -6.7 | -0.7 | -9 | 4.8 | 1.1 | -1.7 | -10.7 | -8.3 | -10.6 | 6.3 | -4.5 | -7.9 | -9.5 | -5 | -11.7 | -2.8 | -8.9 | 0.4 | -3.6 | 1 | 0 | -6.7 | -9.4 | 6.7 | 4.7 | 1.7 | 0.6 | -11.1 | -13.9 | -13 | -18 | 4.2 | 1.9 | 0.4 | -0.8 | -15.6 | -20 | 4.4 | -2.8 | 7.2 | 4.4 | -1.8 | -5.2 | 12.9 | 9.6 | 5.6 | -6.1 | 8.9 | 8.2 | 6.1 | 3.3 | 7.1 | 2 | 0 | -3.9 | -4.4 | -8.3 | -7.8 | -11.1 | 7.2 | 4.4 | -1.7 | -5.6 | -3 | -6.5 | 0.7 | -4.4 | 5.6 | -8.9 | -5.6 | -11.7
-12 | -14 | -2.8 | -5 | 15.6 | 12.2 | -1.1 | -1.7 | -7.4 | -11.3 | 6.1 | 0 | 3 | 3 | 3.7 | 3 | 8.9 | 6.7 | 5.6 | 4.4 | 6 | 1.9 | 0 | -0.6 | -2.2 | -3.9 | -2.6 | -7.3 | 17 | 17 | 3.1 | -8.8 | 23.9 | 20 | 10.6 | 5.4 | 18.9 | 12.2 | 3.9 | -2.2 | 17.2 | 15 | -4.4 | -5.6 | -0.2 | -7.5 | -12.2 | -16.1 | -2.8 | -4.4 | -1.1 | -8.9 | 0.6 | 0 | 5.6 | 5.6 | 11.7 | 11.1 | 5 | 2.8 | -26 | -28 | -14.6 | -17.5 | -2.8 | -3.4 | 2.2 | -3.9 | -11.1 | -16.1 | -1.5 | -4.9 | -8.3 | -11.1 | -16.1 | -19.4 | -5 | -8.9 | -0.6 | -1.1 | -2.8 | -5.6 | -5.6 | -9.4 | -18.9 | -23.9 | -3.9 | -9.4 | -2.8 | -5 | 3.3 | -1.1 | -0.2 | -2.6 | -17.8 | -18.3 | -5.6 | -8.9 | -1.7 | -6.7 | -3.2 | -9.3 | 4.6 | 1.1 | -2.8 | -11.5 | -10 | -11.7 | 6.5 | -4.6 | -8.7 | -10 | -5.6 | -11.7 | -2.8 | -8.9 | 0 | -3.9 | 0 | -1 | -7.8 | -10 | 6.7 | 4.9 | 1.7 | 1.1 | -11.1 | -13.9 | -13 | -17 | 4.1 | 1.5 | 0.2 | -1.1 | -16.7 | -20.6 | 4.4 | -2.2 | 7.2 | 5 | -2.2 | -5.6 | 12.2 | 8.9 | 5.6 | -5.6 | 8.3 | 7.2 | 5.6 | 3.3 | 6.7 | 1.7 | -2.2 | -4.4 | -3.9 | -8.3 | -9.4 | -12.9 | 6.7 | 4.4 | -1.7 | -5.6 | -3.9 | -7.2 | 0.4 | -3.7 | 4.4 | -8.9 | -5.8 | -11.1
-10 | -12 | -2.8 | -5.6 | 16.3 | 12.7 | 1.1 | -0.4 | -6.5 | -11.2 | 4.4 | -0.6 | 3 | 3 | 3.3 | 2.8 | 9.4 | 7.8 | 5.6 | 5 | 5.6 | 1.7 | -1.1 | -1.1 | -2.8 | -5 | -1.8 | -7 | 16 | 16 | 2.2 | -9.4 | 24.4 | 20.6 | 10 | 6.1 | 18.9 | 12.8 | 5 | -2.2 | 17.8 | 15 | -4.2 | -5.4 | -0.4 | -8.3 | -12.8 | -16.1 | -3.9 | -5 | -0.5 | -7.5 | 0.6 | 0 | 7.4 | 7 | 11.9 | 11 | 3.9 | 0.6 | -26 | -27 | -13.3 | -16.7 | -2.8 | -3.3 | 2.8 | -3.3 | -11.7 | -14.4 | -1.7 | -5.6 | -7 | -9.5 | -16.7 | -20 | -5 | -9.6 | -0.6 | -1.1 | -3.2 | -6.7 | -4.8 | -9.1 | -17.8 | -22.2 | -4.4 | -10 | -3.3 | -5.6 | 3.9 | -3.3 | -0.6 | -2.8 | -17.2 | -17.8 | -4.3 | -7.6 | -2.2 | -6.7 | -5.6 | -10.6 | 4.4 | 1.1 | -3.9 | -13.3 | -10 | -11.1 | 6.7 | -5.6 | -9.4 | -10.6 | -5.6 | -11.7 | -2.8 | -8.3 | 1.7 | -2.8 | 1 | -1 | -6.7 | -8.3 | 6.7 | 5 | 1.7 | 1.1 | -10.6 | -13.9 | -13 | -17 | 3.9 | 1.1 | 0 | -1.7 | -17.8 | -21.7 | 3.9 | -3.3 | 7.2 | 5 | -1.3 | -4.6 | 13.7 | 9.6 | 7.2 | -4.4 | 7.9 | 5.9 | 5 | 3.3 | 8 | 1.8 | -2.2 | -5 | -5.6 | -8.3 | -11.1 | -15.6 | 6.7 | 3.9 | -1.7 | -6.1 | -3.7 | -7.1 | 0 | -3.9 | 5 | -7.8 | -5.9 | -11
-10 | -12 | -2.8 | -5.6 | 17.1 | 13.1 | 3.4 | 0.8 | -5.6 | -12.2 | 7.8 | 0 | 2 | 2 | 6.1 | 3.9 | 11.1 | 8.9 | 6.1 | 5 | 7.4 | 2.9 | 2.2 | 1.7 | 1.1 | -5.6 | -1.1 | -7.8 | 16 | 16 | 2.8 | -9.3 | 24.4 | 21.1 | 10.2 | 7.3 | 20.6 | 14.4 | 5.6 | -2.2 | 18.9 | 15 | -4.1 | -5.7 | -0.6 | -10 | -12.2 | -15 | -3.3 | -4.4 | 0 | -6.9 | 1.5 | 0.9 | 9.3 | 8.3 | 12 | 10.8 | 5 | 0.6 | -27 | -29 | -11.8 | -14.5 | -2.4 | -3 | 2.8 | -5 | -11.7 | -15 | -1.9 | -5.5 | -5.7 | -8.4 | -15.6 | -18.9 | -5 | -11 | -0.6 | -1.1 | -3.5 | -8.2 | -4.1 | -9.1 | -17.8 | -21.1 | -3.3 | -8.9 | -2.2 | -5 | 5 | -4.4 | 2.4 | -1.1 | -17.8 | -19.4 | -3 | -6.8 | -0.6 | -6.1 | -5.6 | -11.6 | 7.6 | 1.7 | -2.4 | -12.1 | -7.2 | -10 | 8.2 | -3.8 | -8.5 | -10.9 | -6.1 | -11.7 | -2.2 | -7.2 | 3.3 | -2.3 | 1 | -1 | -5.6 | -7.2 | 7.6 | 5.3 | 1.1 | 1.1 | -10 | -13.3 | -13 | -16 | 4.5 | 1.7 | 3.7 | 0.4 | -19.4 | -23.9 | 3.9 | -3.3 | 7.2 | 5 | -0.3 | -3.9 | 15.2 | 10 | 11.1 | -3.3 | 7.6 | 4.4 | 5.6 | 3.3 | 9.3 | 1.9 | -2.8 | -5 | -2.8 | -7.2 | -10.5 | -14.8 | 6.7 | 4.4 | -1.1 | -5.2 | -3.5 | -7.5 | 0.4 | -2.9 | 6.7 | -7.2 | -6.1 | -11.7
-10 | -12 | -2.8 | -5.6 | 17.8 | 13.3 | 5.6 | 1.7 | -0.8 | -8.9 | 12.8 | 0 | 6 | 6 | 8.9 | 4.9 | 13.3 | 10 | 6.1 | 5 | 9.3 | 3.9 | 6.7 | 4.4 | 6.1 | -5 | 0.4 | -7.2 | 16 | 16 | 3.3 | -10.5 | 25.6 | 20.6 | 10.4 | 8.5 | 21.1 | 16.1 | 6.7 | 1.7 | 21.1 | 15 | -3.9 | -6.1 | -0.4 | -8.3 | -9.4 | -13.9 | -1.1 | -2.8 | 0.6 | -7.2 | 2.4 | 1.8 | 11.1 | 9.4 | 12.2 | 10.6 | 6.1 | 0.6 | -22 | -27 | -10.4 | -13 | -2.1 | -3 | 2.2 | -5 | -11.1 | -14.4 | -2 | -5.7 | -4.4 | -7.8 | -14.4 | -18.3 | -5 | -13.3 | 0 | -1.1 | -3.9 | -10.6 | -3.3 | -10 | -17.8 | -22.2 | 0 | -7.2 | 2.2 | -3.3 | 5 | -3.3 | 5.3 | 0.1 | -15.6 | -17.8 | -1.7 | -6.7 | 1.1 | -5.6 | -5.6 | -13.7 | 10.7 | 1.5 | -0.9 | -12.4 | -5.6 | -10 | 9.6 | -3.2 | -7.6 | -11.5 | -5 | -11.7 | 0 | -6.1 | 5 | -2.2 | 1 | -2 | -4.4 | -7.2 | 8.5 | 5.4 | 3.9 | 1.7 | -8.3 | -12.2 | -14 | -19 | 5 | 2.2 | 7.4 | 2.1 | -18.9 | -23.9 | 3.9 | -3.9 | 7.8 | 5 | 0.6 | -3.9 | 16.7 | 10.6 | 15 | -1.7 | 7.2 | 2.8 | 7.8 | 3.9 | 10.6 | 1.7 | -2.8 | -5 | -2.2 | -7.2 | -10 | -14.6 | 7.2 | 4.4 | -0.6 | -4.8 | -3.3 | -8.3 | 0.7 | -2.4 | 8.9 | -6.7 | -4.4 | -10.3
-9 | -12 | -2.8 | -5 | 19.3 | 13.5 | 6.7 | 2 | 4.1 | -7.7 | 15.6 | 1.1 | 8 | 3 | 11.7 | 5.6 | 15.6 | 10 | 7.8 | 5 | 11.1 | 5 | 8.3 | 5 | 11.1 | -4.4 | 1.8 | -7.4 | 17 | 16 | 3.9 | -13.3 | 26.7 | 20.6 | 10.6 | 9.4 | 23.3 | 17.2 | 10 | 1.1 | 23.3 | 15 | -2 | -5.1 | -0.2 | -7.9 | -7.8 | -13.3 | 0 | -1.7 | 4.5 | -5.9 | 3.3 | 2.8 | 13 | 9.7 | 13.9 | 11.1 | 7.2 | 0 | -20 | -26 | -8.9 | -11.7 | -1.7 | -2.8 | 2.2 | -5 | -10.6 | -13.3 | -2.2 | -6.7 | -1.6 | -5.8 | -11.1 | -16.1 | -4.1 | -12.5 | 0.6 | -1.1 | -3.3 | -8.8 | -2 | -9 | -17.8 | -23.3 | 3.3 | -7.2 | 7.2 | -2.2 | 5.6 | -7.2 | 8.3 | 1.1 | -12.2 | -15 | 0 | -4.9 | 3.3 | -6.1 | -5.6 | -17.2 | 13.9 | 0.6 | 0.6 | -14.4 | -4.4 | -11.7 | 11.1 | -2.8 | -6.7 | -13.3 | -3.3 | -12.2 | 2.8 | -4.4 | 7.2 | -1.8 | 1 | -1 | -1.7 | -6.1 | 9.4 | 5.6 | 5 | 0.6 | -5 | -10 | -12 | -17 | 5.6 | 2.8 | 11.1 | 3.3 | -17.2 | -25 | 4.4 | -4.4 | 8.3 | 5.6 | 2.6 | -3.3 | 18.2 | 10.8 | 18.3 | 1.7 | 7.6 | 2.9 | 14.4 | 5.6 | 13.5 | 1.2 | -2.2 | -5.6 | -0.6 | -10.6 | -9.4 | -15 | 7.8 | 5 | 0 | -5 | -2.4 | -7.6 | 1.1 | -2.2 | 9.4 | -7.2 | -2.8 | -9.9
-8 | -11 | -2.8 | -4.4 | 20.7 | 13.4 | 7.8 | 2.1 | 8.9 | -8.3 | 17.8 | -1.1 | 9 | 2 | 13 | 5.9 | 15.6 | 10.6 | 8.9 | 4.4 | 11.8 | 4.1 | 8.9 | 3.9 | 13.3 | -3.3 | 3.3 | -8.9 | 14 | 13 | 4.8 | -11.7 | 27.2 | 20 | 12.1 | 10.9 | 25.6 | 18.9 | 14.4 | 0.6 | 24.4 | 15 | -0.2 | -4.6 | 0 | -8.3 | -6.1 | -13.3 | 2.2 | -1.1 | 8.3 | -6.2 | 4.6 | 3.7 | 14.8 | 9.4 | 15.5 | 11.1 | 7.8 | 0.6 | -17 | -26 | -8 | -10.4 | -1.7 | -2.6 | 1.7 | -5.6 | -9.4 | -12.2 | -2 | -6.2 | 1.1 | -4.9 | -8.3 | -13.9 | -3.1 | -12.3 | 1.1 | -1.1 | -2.8 | -8 | -0.7 | -8.8 | -18.3 | -25.6 | 8.3 | -7.8 | 12.2 | -2.2 | 5.6 | -8.9 | 10.7 | 1 | -8.9 | -9.4 | 1.6 | -4.1 | 6.7 | -5.6 | -5 | -14.3 | 15.2 | 0.2 | 0.6 | -12.7 | -2.2 | -13.3 | 11.5 | -1.7 | -6.5 | -12.1 | -2.2 | -12.8 | 5.6 | -3.3 | 9.5 | -1.9 | 2 | -1 | 1.1 | -6.7 | 9.8 | 5.4 | 6.1 | -0.6 | -1.1 | -8.3 | -11 | -16 | 8 | 2.9 | 13.9 | 3.1 | -16.1 | -23.9 | 5.6 | -5 | 9.4 | 5.6 | 4.7 | -3.4 | 19.6 | 10.6 | 20 | 2.2 | 7.9 | 2.8 | 15 | 3.3 | 16.5 | -0.2 | -1.1 | -6.1 | 0 | -10 | -9.2 | -14.7 | 7.2 | 4.4 | 1.3 | -4.8 | -1.5 | -7.5 | 2.2 | -2.2 | 10 | -6.7 | -1.1 | -10.6
-5 | -9 | -2.2 | -4.4 | 22.2 | 13.3 | 8.9 | 2.2 | 9.3 | -6.9 | 20 | -2.2 | 9 | 3 | 14.3 | 6.2 | 15.6 | 10.6 | 9.4 | 4.4 | 12.6 | 2.7 | 11.1 | 4.4 | 13.3 | -4.4 | 4.8 | -7.7 | 13 | 12 | 5.8 | -11.3 | 28.3 | 20 | 13.5 | 12.1 | 26.1 | 19.4 | 17.2 | -1.1 | 24.4 | 14.4 | 1.7 | -5 | 0.2 | -5.9 | -5.6 | -12.8 | 3.9 | 0.6 | 12.2 | -9.4 | 5.9 | 4.6 | 16.7 | 8.9 | 17.2 | 11.1 | 7.8 | 0.6 | -17 | -22 | -7 | -9.4 | -1.7 | -2.3 | 1.7 | -5.6 | -8.9 | -11.7 | -1.9 | -6.4 | 3.9 | -5 | -6.1 | -12.8 | -2.2 | -13.9 | 1.7 | -0.6 | -2.2 | -7.8 | 0.6 | -10 | -18.3 | -24.4 | 10.6 | -6.7 | 14.4 | 0.6 | 6.7 | -7.8 | 13.2 | 0.6 | -5 | -6.7 | 3.3 | -3.9 | 7.8 | -6.7 | -4.5 | -12.6 | 16.5 | 0.2 | 0.6 | -12.7 | -2.2 | -12.2 | 11.8 | -1.5 | -6.3 | -11.9 | 0 | -12.8 | 7.8 | -1.1 | 11.7 | -2.8 | 1 | -1 | 1.7 | -10 | 10.2 | 5.4 | 6.7 | -1.7 | 2.2 | -6.7 | -10 | -15 | 10.4 | 2.3 | 16.6 | 1.9 | -15 | -22.2 | 6.1 | -4.4 | 9.4 | 5.6 | 6.7 | -4.4 | 21.1 | 10.6 | 21.7 | -1.7 | 8.3 | 2.8 | 17.2 | 1.7 | 19.4 | -3.3 | -2.2 | -7.8 | 0 | -9.4 | -9.1 | -14.9 | 7.8 | 5 | 2.6 | -5.1 | -0.6 | -8.3 | 3.3 | -2.7 | 10 | -6.7 | -0.7 | -9.8
-3 | -7 | -1.7 | -4.4 | 23.3 | 12.6 | 9.8 | 2.9 | 9.6 | -6.7 | 21.1 | -2.2 | 9 | 1 | 15.6 | 6.1 | 15.6 | 10.6 | 11.7 | 6.1 | 13.3 | 1.1 | 12.8 | 2.8 | 13.9 | -4.4 | 6.3 | -7.1 | 13 | 11 | 6.7 | -12.8 | 29.4 | 18.9 | 15 | 13.3 | 25.6 | 18.9 | 17.8 | -1.7 | 24.4 | 15 | 2.6 | -4.9 | 0.4 | -4.6 | -3.9 | -13.3 | 5 | 1.1 | 12.6 | -8.1 | 7.2 | 5.6 | 17.6 | 9.3 | 17.9 | 11 | 7.8 | 0.6 | -15 | -21 | -6.1 | -8.9 | -1.7 | -2.2 | 2.2 | -6.7 | -8.3 | -11.7 | -1.7 | -7.2 | 4.5 | -4.2 | -5 | -13.3 | -1.8 | -12.9 | 2.2 | 0 | -1.7 | -7.7 | 1.1 | -8.5 | -18.3 | -24.4 | 13.3 | -7.2 | 15 | 0.6 | 6.1 | -8.9 | 15.6 | -1.1 | 2.2 | -4.4 | 3.9 | -3.2 | 9.4 | -6.7 | -3.9 | -12.2 | 17.8 | -0.6 | 0.6 | -14.4 | -1.7 | -12.2 | 12.2 | -1.1 | -6.1 | -12.2 | 0.6 | -11.7 | 11.1 | -1.1 | 12.4 | -2.7 | 1 | -2 | 3.3 | -10 | 10.6 | 5 | 7.2 | -1.7 | 3.3 | -6.7 | -9 | -13 | 12.8 | 1.1 | 19.4 | -0.6 | -13.9 | -21.7 | 6.7 | -5 | 9.4 | 6.7 | 7.8 | -4.1 | 21.1 | 10.9 | 22.2 | -3.3 | 8.9 | 2.2 | 18.3 | 1.1 | 20.2 | -3.1 | -0.6 | -10 | 1.1 | -10 | -8.9 | -16.1 | 8.3 | 3.9 | 3.9 | -6.7 | 0.2 | -7.3 | 4.4 | -3.9 | 8.3 | -6.1 | -0.4 | -10.2
-1 | -7 | -1.1 | -3.3 | 24.5 | 11.8 | 10.8 | 3.4 | 10 | -7.2 | 22.2 | -3.3 | 9 | 0 | 16.3 | 5.6 | 16.1 | 8.9 | 11.7 | 3.9 | 13.3 | 1.9 | 12.8 | 3.9 | 13.9 | -3.9 | 7.8 | -7.8 | 13 | 9 | 6.9 | -10.9 | 30 | 17.8 | 15.9 | 13.8 | 26.1 | 20 | 18.9 | -1.7 | 25 | 15.6 | 3.5 | -5.7 | 0.6 | -3.9 | -3.3 | -11.7 | 3.9 | 0.6 | 12.9 | -8.5 | 8.5 | 6.5 | 18.5 | 9.3 | 18.7 | 11.1 | 7.8 | -1.1 | -14 | -17 | -6.8 | -9.2 | -1.9 | -2.5 | 2.2 | -6.1 | -7.8 | -9.4 | -1.5 | -6.9 | 5 | -4.3 | -3.9 | -13.3 | -1.5 | -13.2 | 2.8 | 1.1 | -1.1 | -8.1 | 1.7 | -7.7 | -17.8 | -25.6 | 16.1 | -8.3 | 16.1 | -1.1 | 6.1 | -10.6 | 16 | -0.2 | 3.9 | -6.7 | 4.4 | -3 | 11.7 | -6.7 | -4.5 | -12.2 | 18.2 | -1 | 0.8 | -12.9 | -2.2 | -11.1 | 10 | -0.9 | -5.7 | -11.1 | 1.1 | -10.6 | 11.1 | -1.1 | 13.2 | -3.1 | 0 | -2 | 3.3 | -10 | 10.6 | 5 | 7.2 | -1.1 | 3.9 | -6.1 | -9 | -13 | 13.2 | 0.9 | 20.3 | -0.8 | -13.3 | -21.1 | 5.6 | -4.4 | 8.9 | 7.2 | 8.9 | -4.4 | 21.1 | 11.5 | 22.2 | -3.3 | 9.4 | 1.3 | 20 | 1.7 | 20.9 | -2.5 | 0 | -9.4 | 1.7 | -8.3 | -9.1 | -15.5 | 8.3 | 3.9 | 3.7 | -6.3 | 0.9 | -7.4 | 4.6 | -3.4 | 8.9 | -6.1 | 0 | -12.2
-1 | -5 | -0.6 | -3.9 | 25.6 | 10.6 | 11.7 | 3.9 | 9.4 | -6.5 | 23.9 | -3.3 | 10 | 0 | 17.1 | 5.1 | 18.3 | -1.1 | 11.7 | 2.8 | 13.3 | 2.2 | 12.2 | 2.8 | 13.9 | -3.9 | 8.2 | -6.3 | 13 | 9 | 7 | -11.3 | 26.7 | 18.9 | 16.9 | 14.2 | 26.7 | 20.6 | 19.4 | -3.3 | 24.4 | 15 | 4.4 | -7.2 | 1.3 | -4 | -2.8 | -11.7 | 2.8 | 0.6 | 13.3 | -9.4 | 9.8 | 7.4 | 19.4 | 9.4 | 19.4 | 10.6 | 8.3 | -1.7 | -13 | -16 | -7.6 | -10 | -2 | -2.9 | 2.2 | -5 | -6.7 | -9.4 | -1.3 | -7.5 | 5.6 | -5 | -3.3 | -11.7 | -1.1 | -15.6 | 2.8 | 0.6 | -0.6 | -10 | 2.2 | -8.3 | -17.8 | -26.1 | 17.2 | -8.9 | 14.4 | -3.3 | 6.1 | -9.4 | 16.3 | 0 | 4.4 | -4.4 | 5 | -3.3 | 12.2 | -7.8 | -5 | -12.9 | 18.5 | -1.2 | 0.9 | -13.2 | -1.7 | -12.2 | 7.8 | -1.3 | -5.4 | -10.7 | 1.7 | -10 | 12.8 | 0 | 13.9 | -3.9 | 0 | -1 | 3.3 | -10.6 | 10.6 | 4.7 | 7.8 | -0.6 | 4.4 | -6.7 | -9 | -12 | 13.5 | 0.8 | 21.3 | -0.6 | -12.2 | -20.6 | 5.6 | -5.6 | 8.9 | 7.2 | 10 | -5.6 | 21.1 | 11.7 | 22.8 | -1.7 | 10 | 0.6 | 21.1 | 2.8 | 21.7 | -2.8 | 0 | -9.4 | 2.2 | -8.3 | -9.2 | -15.6 | 8.3 | 5 | 3.5 | -6.5 | 1.7 | -8.3 | 4.8 | -3.3 | 8.3 | -6.7 | 0.4 | -11.2
0 | -5 | 0 | -2.2 | 24.5 | 11.1 | 10.8 | 4.3 | 8.9 | -6.9 | 23.9 | -3.3 | 9 | -1 | 17.8 | 3.9 | 17.2 | -3.3 | 12.2 | 3.9 | 13.3 | 2.8 | 11.1 | 2.8 | 13.9 | -2.8 | 8.5 | -5.7 | 13 | 7 | 7.2 | -12.8 | 25 | 17.8 | 17.8 | 14.4 | 25.6 | 20 | 20 | -2.8 | 24.4 | 15 | 3.5 | -6.5 | 2.1 | -4.5 | -2.8 | -12.8 | 2.2 | 0 | 12.4 | -8.3 | 11.1 | 8.3 | 18.7 | 10 | 18.3 | 10.4 | 8.3 | -2.2 | -12 | -14 | -8.3 | -11.1 | -2.2 | -3.3 | 4.4 | -3.9 | -6.1 | -8.9 | -1.1 | -8.9 | 5.6 | -4 | -2.8 | -11.7 | -1.8 | -13.8 | 2.8 | 1.7 | -1.7 | -10.5 | 2 | -7 | -17.8 | -26.7 | 17.2 | -8.3 | 14.4 | -3.9 | 6.1 | -8.3 | 16.7 | 0.6 | 4.4 | -4.4 | 4.6 | -1.2 | 12.8 | -8.3 | -5.6 | -15 | 18.9 | -2.2 | 1.1 | -15 | -2.2 | -11.7 | 5.6 | -2.2 | -5 | -11.1 | 3.3 | -8.9 | 12.8 | 0 | 13.2 | -3.5 | 1 | 0 | 3.9 | -10.6 | 10.6 | 4.4 | 6.1 | 1.7 | 4.4 | -6.1 | -10 | -13 | 13.9 | 0.6 | 22.2 | -1.1 | -12.2 | -20 | 5.6 | -4.4 | 8.9 | 7.2 | 9.6 | -5.2 | 20 | 11.5 | 22.8 | -2.2 | 9.6 | 0.2 | 20.6 | 2.2 | 20.8 | -2 | -1.1 | -7.8 | 1.7 | -9.4 | -9.4 | -16.7 | 9.4 | 5.6 | 3.3 | -7.8 | 0.4 | -7.6 | 5 | -3.9 | 7.8 | -6.7 | 0.7 | -11.6
0 | -3 | 0 | -2.2 | 23.3 | 11.4 | 9.8 | 4.4 | 8.3 | -7.8 | 23.9 | -3.9 | 8 | 0 | 16.5 | 5.2 | 15.6 | -6.7 | 11.7 | 3.9 | 12.6 | 3.6 | 7.2 | 5 | 12.2 | -2.8 | 8.9 | -5.6 | 12 | 7 | 5.9 | -12.2 | 23.3 | 16.1 | 17.8 | 14.5 | 25.6 | 21.1 | 20.6 | -1.1 | 23.3 | 15.6 | 2.6 | -6.2 | 2.8 | -6.1 | -3.3 | -12.2 | 2.2 | 1.1 | 11.5 | -8.4 | 10 | 8 | 17.9 | 10.3 | 17.2 | 9.9 | 7.8 | -2.2 | -11 | -12 | -10.5 | -13.1 | -2.4 | -3.4 | 5 | -3.9 | -6.1 | -8.9 | -1.3 | -7.9 | 5.6 | -4 | -3.3 | -12.2 | -2.6 | -14.2 | 2.2 | 1.7 | -2.8 | -11.7 | 1.9 | -6.6 | -18.3 | -26.1 | 15.6 | -7.2 | 13.9 | -3.3 | 6.1 | -9.4 | 15 | 1.2 | 5 | -3.3 | 4.3 | 0.4 | 12.8 | -7.8 | -6.1 | -14.3 | 17.6 | -1.4 | -0.4 | -12.9 | -2.8 | -13.3 | 4.1 | -3.9 | -5.4 | -9.8 | 3.3 | -7.2 | 10.6 | -2.2 | 12.4 | -4.1 | 0 | 0 | 1.7 | -10 | 9.8 | 4.6 | 5 | 0.6 | 4.4 | -6.1 | -11 | -16 | 12.8 | 0.5 | 20.5 | -0.2 | -12.2 | -20 | 5 | -4.4 | 8.9 | 7.8 | 9.3 | -5.1 | 18.9 | 11.5 | 22.2 | -2.8 | 9.3 | 0 | 19.4 | 0.6 | 19.8 | -2.2 | -2.2 | -7.2 | 1.1 | -8.3 | -11.3 | -18 | 8.9 | 3.9 | 2.2 | -6.6 | -0.9 | -7.7 | 5 | -3.3 | 6.1 | -7.2 | 1.1 | -13.9
-3 | -7 | 0 | -2.2 | 22.2 | 11.7 | 8.9 | 4.4 | 5.9 | -6.8 | 22.8 | -3.9 | 7 | 0 | 15.2 | 5.7 | 13.9 | -8.9 | 10.6 | 3.9 | 11.8 | 4.1 | 6.1 | 4.4 | 9.4 | -1.7 | 6.5 | -3.8 | 12 | 6 | 4.6 | -13.2 | 22.2 | 15 | 17.8 | 14.5 | 24.4 | 21.1 | 18.3 | 2.2 | 22.8 | 15 | 1.7 | -7.2 | 1.9 | -5.3 | -4.4 | -12.2 | 3.3 | 1.7 | 10.6 | -9.4 | 8.9 | 7.7 | 17.2 | 10.6 | 16.1 | 9.4 | 7.2 | -2.8 | -10 | -12 | -12.8 | -15.5 | -2.6 | -3.6 | 4.4 | -3.3 | -6.1 | -8.9 | -1.5 | -8.1 | 5.6 | -4.4 | -5 | -12.2 | -3.3 | -15.6 | 2.2 | 1.7 | -3.9 | -14.4 | 1.7 | -7.2 | -20.6 | -26.7 | 13.9 | -9.4 | 13.3 | -2.8 | 3.9 | -7.8 | 13.4 | 1.4 | 3.3 | -3.3 | 3.9 | 1.7 | 10 | -7.2 | -6.7 | -14.7 | 16.3 | -1.1 | -1.8 | -12.6 | -3.3 | -13.9 | 2.6 | -6 | -5.7 | -9.3 | -1.7 | -6.1 | 9.4 | -1.7 | 11.7 | -5 | 0 | -3 | 0 | -7.2 | 9.1 | 4.9 | 2.8 | -0.6 | 3.3 | -6.7 | -12 | -18 | 11.7 | 0.8 | 18.9 | 0.9 | -13.3 | -21.1 | 3.9 | -2.8 | 8.3 | 7.8 | 8.9 | -6.1 | 17.8 | 11.1 | 21.1 | -3.9 | 8.9 | -0.6 | 18.3 | -2.2 | 18.9 | -2.2 | -1.1 | -9.4 | 0 | -8.9 | -13.1 | -20.3 | 8.3 | 3.3 | 1.1 | -6.4 | -2.2 | -8.9 | 5 | -3.3 | 1.7 | -3.9 | -0.2 | -11.7
-3 | -7 | 0 | -2.2 | 21.7 | 12.3 | 8 | 4.4 | 3.5 | -7.3 | 21.7 | -3.3 | 7 | 1 | 13.9 | 6.1 | 12.8 | -9.4 | 8.9 | 3.9 | 11.1 | 4.4 | 5 | 3.9 | 5.6 | -2.2 | 4.1 | -3 | 12 | 6 | 3.3 | -16.1 | 21.7 | 12.8 | 17.8 | 14.4 | 23.3 | 21.1 | 16.1 | 0 | 21.7 | 16.1 | 0.4 | -5.9 | 0.9 | -5.3 | -6.1 | -12.2 | 2.2 | 1.1 | 8.9 | -7.7 | 7.8 | 7.2 | 15.4 | 11 | 14.1 | 9.4 | 6.7 | -2.8 | -9 | -11 | -15 | -18.3 | -2.8 | -3.9 | 2.8 | -3.3 | -7.8 | -10.6 | -1.7 | -8.9 | 4.8 | -4 | -5.6 | -12.2 | -4.1 | -13.9 | 2.8 | 1.7 | -5 | -12.7 | 0.9 | -5.7 | -21.1 | -24.4 | 7.2 | -9.4 | 12.2 | -1.1 | 0.6 | -3.9 | 11.7 | 1.1 | 2.8 | -3.9 | 3.7 | 1.6 | 8.3 | -7.2 | -7.2 | -16.1 | 15 | -1.1 | -3.3 | -13.9 | -4.4 | -13.3 | 1.1 | -9.4 | -6.1 | -9.4 | -2.8 | -7.2 | 8.9 | -1.7 | 10 | -3.2 | 0 | -3 | -0.6 | -7.8 | 8.3 | 5 | 3.3 | 1.1 | 2.8 | -6.1 | -14 | -20 | 10.6 | 0.6 | 17.2 | 1.1 | -15 | -22.2 | 3.3 | -2.8 | 8.9 | 7.8 | 6.5 | -4.9 | 16.1 | 10.9 | 18.3 | -3.9 | 7.4 | -0.1 | 14.4 | -1.1 | 16.7 | -0.4 | -1.1 | -8.9 | 0 | -10 | -15 | -23.3 | 7.8 | 3.3 | 0 | -7.2 | -3.5 | -8.5 | 5 | -3.9 | 0 | -5 | -1.5 | -11.5
-4 | -7 | 0 | -2.2 | 21.1 | 12.8 | 7 | 4.2 | 1.1 | -8.9 | 18.9 | -1.7 | 6 | 0 | 12.2 | 6.7 | 12.8 | -9.4 | 8.3 | 3.9 | 10.9 | 4.8 | 3.3 | 2.8 | 3.3 | -1.7 | 1.7 | -3.3 | 9 | 3 | 2.4 | -13.5 | 20.6 | 12.8 | 16.9 | 14.6 | 23.3 | 21.1 | 13.9 | 2.2 | 21.7 | 16.1 | -0.9 | -6 | 0 | -6.1 | -6.7 | -11.7 | 1.7 | 0.6 | 7.3 | -7 | 7.8 | 7.4 | 13.5 | 11.2 | 12 | 8.9 | 6.1 | -2.8 | -6 | -8 | -15.7 | -18.8 | -2.4 | -3.5 | 2.2 | -4.4 | -8.9 | -11.7 | -1.7 | -8.1 | 4.1 | -4.1 | -6.1 | -13.3 | -4.8 | -13.6 | 2.8 | 2.2 | -6.1 | -12.3 | 0.2 | -5.3 | -21.7 | -26.1 | 4.4 | -8.9 | 11.1 | -0.6 | 1.1 | -2.8 | 10.8 | 1.6 | 2.2 | -4.4 | 3.5 | 1.4 | 4.4 | -6.7 | -7.2 | -14.5 | 13.5 | -0.8 | -3.7 | -13.1 | -5 | -11.7 | -0.7 | -10.5 | -6.3 | -8.4 | -3.3 | -7.2 | 8.3 | -1.1 | 8.4 | -2.2 | 0 | -3 | -1.1 | -6.7 | 8.1 | 4.7 | 2.8 | 0.6 | 2.8 | -6.7 | -15 | -21 | 9.8 | 0.9 | 15.2 | 3.7 | -17.2 | -20.6 | 3.9 | -3.9 | 8.9 | 7.8 | 4.1 | -5 | 14.5 | 10.6 | 16.1 | -2.2 | 5.9 | 0 | 14.4 | -3.3 | 14.4 | 0.2 | -2.2 | -7.2 | -1.1 | -9.4 | -15.7 | -23.2 | 7.2 | 3.9 | -0.7 | -7.1 | -4.8 | -9.1 | 5 | -4.3 | 0.6 | -8.9 | -2.8 | -12.8
3 | 0 | 0 | -2.2 | 20.6 | 13.3 | 6.1 | 3.9 | 0.2 | -7.1 | 15 | -1.1 | 4 | 0 | 10.6 | 6.8 | 12.2 | -9.4 | 7.8 | 3.9 | 10.8 | 4.9 | 2.2 | 1.7 | 4.4 | -1.7 | 1.5 | -3.3 | 8 | 2 | 1.5 | -13.1 | 18.9 | 10 | 15.9 | 14.6 | 22.2 | 20.6 | 12.8 | 2.2 | 21.1 | 16.7 | -2.2 | -6.7 | -0.4 | -6.8 | -6.7 | -11.7 | 1.7 | 1.1 | 5.6 | -7.8 | 7.8 | 7.7 | 11.7 | 11.1 | 10 | 8.3 | 6.1 | -2.8 | -4 | -6 | -16.5 | -19.8 | -2.1 | -3.5 | 2.2 | -5 | -10 | -11.7 | -1.7 | -8.1 | 3.3 | -5 | -7.2 | -13.9 | -5.6 | -14.4 | 3.3 | 2.2 | -7.2 | -12.8 | -0.6 | -5.6 | -22.2 | -26.1 | 2.8 | -9.4 | 10 | 0 | 1.1 | -2.8 | 9.8 | 1.7 | 1.7 | -4.4 | 3.3 | 1.1 | 3.3 | -4.4 | -7.2 | -14.1 | 12.1 | -0.4 | -4 | -13.3 | -6.1 | -11.1 | -2.6 | -12.8 | -6.5 | -8.1 | -2.8 | -7.2 | 8.9 | -0.6 | 6.7 | -2.2 | 0 | -3 | -2.2 | -8.3 | 8 | 4.6 | 2.2 | 1.1 | 1.1 | -6.7 | -16 | -22 | 9.1 | 1 | 13.1 | 4.8 | -18.9 | -22.8 | 3.9 | -3.3 | 8.9 | 7.8 | 1.7 | -6.1 | 12.8 | 10 | 17.8 | -3.9 | 4.4 | 0 | 13.3 | -6.1 | 12.2 | 0.6 | -1.7 | -7.8 | -1.7 | -8.3 | -16.5 | -23.9 | 7.8 | 3.9 | -1.5 | -8.1 | -6.1 | -10 | 5 | -5.3 | -0.6 | -9.4 | -3.5 | -11.9
0 | 0 | 0 | -2.2 | 20.2 | 13.9 | 5.4 | 3.4 | -0.8 | -6.8 | 15.6 | -1.1 | 3 | 0 | 8.9 | 6.7 | 12.2 | -8.9 | 6.1 | 4.4 | 10.6 | 5 | 1.1 | 0.7 | 3.9 | -1.7 | 1.3 | -3.7 | 7 | 2 | 0.6 | -14.4 | 17.8 | 10.6 | 15 | 14.4 | 21.1 | 20.6 | 11.1 | 2.8 | 20 | 16.1 | -2.8 | -6 | -0.7 | -8.6 | -7.2 | -11.7 | 1.7 | 1.1 | 5.2 | -5.4 | 7.8 | 7.8 | 11.1 | 10.5 | 9.4 | 8.4 | 5.6 | -2.8 | -1 | -1 | -17.2 | -21.1 | -1.7 | -3.3 | 2.2 | -5 | -12.2 | -13.9 | -1.7 | -8.9 | 2 | -4.6 | -7.2 | -13.9 | -6.3 | -12.7 | 2.8 | 1.7 | -7.2 | -12.1 | -0.6 | -5 | -24.4 | -28.9 | 3.3 | -10 | 10 | 2.8 | 5 | -3.3 | 8.9 | 1.7 | 1.1 | -5 | 3.1 | 1.1 | 3.9 | -4.4 | -7.2 | -14.4 | 10.6 | -0.6 | -4.4 | -15 | -6.7 | -11.1 | -4.4 | -16.7 | -6.7 | -7.8 | -2.8 | -7.2 | 7.2 | -0.6 | 6.1 | -1.6 | 0 | -3 | -3.9 | -12.2 | 7.8 | 4.4 | 2.2 | 1.1 | 1.1 | -6.7 | -18 | -27 | 8.3 | 1.1 | 11.1 | 5.6 | -20 | -23.3 | 3.3 | -5 | 8.9 | 7.8 | 1.3 | -5.4 | 12.1 | 9.5 | 16.7 | -4.4 | 3.5 | -0.3 | 12.2 | -6.7 | 10.4 | 1 | -1.7 | -7.8 | -2.2 | -8.3 | -17.2 | -25.6 | 6.7 | 3.9 | -2.2 | -10 | -6.5 | -9.9 | 5 | -7.2 | -1.1 | -8.9 | -4.3 | -12.4
-3 | -4 | 0 | -2.2 | 19.8 | 14.6 | 4.6 | 2.8 | -1.7 | -7.2 | 13.9 | -0.6 | 3 | 1 | 8.3 | 6.5 | 11.7 | -8.9 | 5.6 | 3.3 | 10 | 4.8 | 0.6 | 0.4 | 2.8 | -2.2 | 1.1 | -4.4 | 7 | 2 | 0.2 | -13.4 | 16.7 | 8.3 | 14.3 | 13.9 | 21.7 | 20.6 | 10 | 2.8 | 19.4 | 16.7 | -3.3 | -5.8 | -1.1 | -11.7 | -8.3 | -12.2 | 1.7 | 0.6 | 4.8 | -4 | 7.2 | 7.1 | 10.6 | 10 | 8.9 | 8.3 | 5.6 | -2.8 | -2 | -4 | -18.9 | -21.7 | -1.7 | -3.1 | 2.2 | -5 | -10 | -13.3 | -2.4 | -8.7 | 0.7 | -5.1 | -7.8 | -12.8 | -7.1 | -12.1 | 2.8 | 1.7 | -7.2 | -12.1 | -0.6 | -5 | -24.4 | -28.9 | 1.7 | -9.4 | 8.9 | 3.9 | 2.8 | -2.2 | 8.9 | 1.8 | 0.6 | -5 | 3 | 1.2 | 2.2 | -4.4 | -7.8 | -13.2 | 9.7 | 0 | -5.2 | -13.7 | -8.9 | -11.7 | -5.5 | -15.8 | -6.9 | -7.7 | -2.8 | -7.2 | 8.3 | 1.7 | 5.6 | -1.2 | 0 | -2 | -4.4 | -13.3 | 7.6 | 4 | 2.2 | 1.1 | 1.1 | -6.7 | -18 | -27 | 7.8 | 1.2 | 9.4 | 5 | -20.6 | -23.9 | 2.8 | -4.4 | 8.9 | 8.3 | 1 | -5.2 | 11.3 | 8.9 | 16.7 | -4.4 | 2.6 | -0.6 | 10.6 | -6.7 | 8.5 | 0.7 | -2.8 | -5.6 | -2.2 | -8.9 | -18.1 | -25.4 | 6.1 | 3.3 | -2.6 | -9.1 | -6.8 | -10.2 | 4.4 | -7.1 | -1.7 | -8.9 | -5 | -13.9
-3 | -5 | 0 | -2.2 | 19.4 | 15 | 3.9 | 2.2 | -2.4 | -6.9 | 12.8 | -0.6 | 3 | 1 | 7.8 | 6.4 | 11.7 | -8.9 | 5.6 | 3.3 | 9.5 | 4.3 | 0.6 | -0.4 | 2.8 | -2.2 | 0.4 | -3.9 | 6 | 1 | -0.2 | -14.1 | 15 | 8.3 | 13.5 | 12.9 | 21.7 | 20 | 10 | 2.2 | 18.9 | 16.1 | -3.9 | -6.1 | -1.5 | -9.8 | -8.3 | -11.7 | 1.1 | 0.6 | 4.4 | -3.3 | 6.7 | 6.3 | 10 | 9.4 | 8.3 | 8.3 | 5.6 | -3.9 | -4 | -6 | -20.5 | -22.3 | -1.7 | -2.8 | 2.2 | -5 | -10 | -11.7 | -3.2 | -9.5 | -0.6 | -6.1 | -8.3 | -12.2 | -7.8 | -12.2 | 3.3 | 2.2 | -7.2 | -12.8 | -0.6 | -5.6 | -25 | -27.8 | 2.8 | -8.9 | 8.3 | 5 | 3.3 | -4.4 | 8.9 | 1.8 | -1.1 | -5.6 | 2.8 | 1.1 | 1.7 | -4.4 | -8.3 | -13 | 8.7 | 0.4 | -5.9 | -13.5 | -9.4 | -11.7 | -6.7 | -16.6 | -7 | -7.6 | -2.8 | -7.2 | 5.6 | 0.6 | 5 | -1.1 | -1 | -3 | -5.6 | -13.3 | 7.4 | 3.6 | 2.2 | 1.7 | 1.7 | -6.7 | -20 | -27 | 7.2 | 1.3 | 7.8 | 4.2 | -20.6 | -23.9 | 2.8 | -5 | 8.9 | 8.3 | 0.6 | -6.1 | 10.6 | 8.3 | 17.8 | -3.9 | 1.7 | -1.1 | 8.9 | -6.7 | 6.7 | 0.6 | -2.8 | -5.6 | -3.3 | -8.3 | -19.1 | -26.2 | 6.1 | 3.9 | -2.9 | -9 | -7.2 | -11.1 | 3.9 | -7.5 | -3.3 | -7.2 | -5.9 | -12.9
-2 | -3 | 0 | -2.2 | 19.2 | 15.3 | 4.3 | 2.6 | -3.2 | -7.4 | 11.7 | 0.6 | 3 | 1 | 7.2 | 6.1 | 11.7 | -9.4 | 4.4 | 2.2 | 8.9 | 3.9 | 0 | -0.3 | 2.2 | -2.8 | -0.4 | -4 | 5 | 0 | -0.6 | -16.7 | 13.9 | 7.8 | 12.8 | 12.2 | 21.7 | 17.8 | 9.4 | 1.7 | 18.3 | 16.1 | -4.8 | -6.6 | -1.8 | -9.4 | -9.4 | -12.8 | 1.1 | -0.6 | 3.9 | -2 | 6.1 | 5.6 | 9.4 | 9 | 8.3 | 8.2 | 5.6 | -3.9 | -7 | -9 | -22.2 | -24.1 | -1.7 | -2.8 | 2.8 | -6.1 | -10 | -12.8 | -3.9 | -11.1 | -1.5 | -5.9 | -8.9 | -12.8 | -8 | -11.9 | 3.3 | 2.2 | -7.6 | -12.3 | -0.8 | -4.9 | -25 | -28.3 | 3.3 | -9.4 | 8.3 | 6.1 | 3.3 | -4.4 | 8.9 | 1.7 | -3.3 | -6.1 | 2.6 | 1 | 0.6 | -4.4 | -8.9 | -13.3 | 7.8 | 0.6 | -6.7 | -14.4 | -9.4 | -11.7 | -7.8 | -18.3 | -7.2 | -7.8 | -3.3 | -7.2 | 2.8 | -1.7 | 4.8 | -0.9 | 0 | -4 | -6.7 | -13.3 | 7.2 | 3.3 | 2.2 | 1.7 | 1.1 | -6.7 | -21 | -28 | 6.7 | 1.1 | 6.1 | 3.3 | -22.2 | -25.6 | 2.8 | -5.6 | 8.9 | 8.3 | 0.2 | -5.3 | 10.8 | 8.9 | 16.7 | -3.3 | 1.3 | -1 | 7.2 | -6.1 | 6.3 | -0.6 | -2.2 | -8.3 | -5 | -8.3 | -20 | -27.8 | 5.6 | 2.8 | -3.3 | -10 | -7.9 | -11 | 3.3 | -9.4 | -3.9 | -8.9 | -6.9 | -13
-3 | -4 | 0 | -1.7 | 19.1 | 15.4 | 4.6 | 2.9 | -3.9 | -8.3 | 8.3 | 1.1 | 4 | 1 | 6.5 | 5.6 | 11.7 | -9.4 | 3.3 | 1.7 | 8 | 3.7 | -0.6 | -0.7 | 3.9 | -3.9 | -1.1 | -4.4 | 4 | 0 | -0.8 | -14.6 | 13.3 | 8.3 | 11.5 | 11.1 | 20.6 | 17.2 | 8.9 | 1.7 | 17.2 | 16.1 | -5.8 | -7.4 | -2.2 | -10 | -10 | -13.3 | 0.6 | -1.1 | 3.3 | -1.1 | 5.2 | 4.8 | 8.9 | 8.8 | 8.3 | 7.9 | 5 | -3.9 | -11 | -13 | -22.6 | -24.7 | -1.7 | -2.8 | 2.8 | -5.6 | -15.6 | -17.2 | -4.6 | -10.6 | -2.4 | -6.3 | -8.9 | -12.2 | -8.1 | -12 | 3.3 | 2.2 | -7.9 | -12.4 | -0.9 | -4.6 | -26.7 | -30 | 2.8 | -8.9 | 7.8 | 6.1 | 3.3 | -6.1 | 8.5 | 0.7 | -4.4 | -6.7 | 2.4 | 0.8 | 0 | -4.4 | -10 | -13.5 | 7.2 | 0.4 | -8 | -14.1 | -10.6 | -12.2 | -8.2 | -17.5 | -7.4 | -7.9 | -3.3 | -7.2 | 1.1 | -2.8 | 4.6 | -1.1 | 0 | -5 | -7.2 | -13.9 | 7.2 | 3.1 | 2.2 | 1.7 | 0 | -6.7 | -22 | -30 | 6.3 | 1 | 5.5 | 3.2 | -22.2 | -25.6 | 2.8 | -6.1 | 8.9 | 8.3 | -0.2 | -5.5 | 10.9 | 9.5 | 16.1 | -2.8 | 1 | -0.8 | 5.6 | -5.6 | 6 | -1.6 | -2.2 | -10.6 | -6.7 | -8.3 | -21.1 | -28.1 | 5.6 | 2.8 | -3.7 | -9.2 | -8.7 | -11.5 | 2.6 | -8.3 | -4.4 | -8.9 | -7.8 | -13.9
-6 | -6 | 0 | -2.2 | 18.9 | 15.6 | 5 | 3.3 | -3.3 | -7.8 | 8.3 | 0.6 | 2 | 1 | 5.7 | 5 | 11.1 | -8.9 | 3.9 | 1.7 | 7 | 3.1 | -1.1 | -1.1 | 2.2 | -3.9 | -1.1 | -4.4 | 4 | -1 | -0.9 | -14 | 12.8 | 8.3 | 10.2 | 10.1 | 18.9 | 16.1 | 10 | 1.1 | 17.2 | 15.6 | -6.7 | -8.3 | -2.4 | -8.9 | -10 | -12.8 | 0 | -1.1 | 2.8 | -0.6 | 4.2 | 4.1 | 8.3 | 8.3 | 8.3 | 7.8 | 5 | -3.9 | -13 | -16 | -22.9 | -25.3 | -1.7 | -3.1 | 2.2 | -6.1 | -16.1 | -17.8 | -5.4 | -11 | -3.3 | -7.2 | -7.8 | -11.7 | -8.3 | -12.8 | 2.8 | 2.2 | -8.3 | -13.3 | -1.1 | -5 | -27.2 | -30.6 | 0.6 | -8.3 | 7.2 | 6.1 | 3.3 | -6.7 | 8.2 | -0.3 | -4.4 | -6.7 | 2.2 | 0.6 | -0.6 | -4.4 | -11.1 | -14.4 | 6.7 | 0 | -9.3 | -14.4 | -12.2 | -13.3 | -8.5 | -17.8 | -7.6 | -8.1 | -3.9 | -7.8 | 0.6 | -3.3 | 4.4 | -1.1 | 0 | -5 | -6.7 | -13.9 | 7.2 | 3.1 | 2.2 | 2.2 | 1.1 | -6.7 | -24 | -31 | 6 | 0.7 | 5 | 3 | -23.3 | -26.7 | 2.8 | -7.2 | 8.9 | 8.3 | -0.6 | -6.1 | 11.1 | 10 | 15.6 | -2.8 | 0.6 | -1.1 | 5 | -5 | 5.6 | -3.3 | -2.8 | -10.6 | -4.4 | -7.2 | -22.2 | -29.3 | 6.1 | 2.8 | -4 | -9.2 | -9.4 | -12.2 | 1.8 | -8.7 | -4.4 | -9.4 | -8.2 | -13.9
-6 | -7 | 0 | -2.2 | 18.9 | 15.8 | 5 | 3.2 | -2.8 | -7.8 | 7.8 | 1.1 | 3 | 1 | 5 | 4.4 | 11.1 | -9.4 | 3.9 | 2.2 | 6.1 | 2.8 | -1.7 | -1.9 | 3.3 | -5 | -1.1 | -4.7 | 3 | -1 | -1.1 | -15.6 | 12.8 | 7.8 | 8.9 | 8.9 | 18.3 | 16.7 | 9.4 | 1.7 | 17.2 | 15.6 | -7.4 | -8.5 | -2.6 | -9.1 | -10.6 | -13.3 | -0.6 | -1.7 | 2.6 | -0.3 | 3.3 | 3.3 | 7.8 | 7.8 | 7.8 | 7.4 | 5.6 | -5 | -15 | -18 | -23.3 | -25.9 | -1.7 | -3.3 | 1.1 | -6.7 | -18.3 | -20.6 | -6.1 | -12.2 | -3.9 | -7.1 | -7.8 | -11.7 | -8.1 | -12.4 | 2.8 | 1.1 | -8.1 | -12.6 | -1.7 | -4.8 | -28.9 | -32.2 | 1.1 | -8.3 | 7.2 | 6.1 | 3.3 | -6.7 | 7.8 | -1.7 | -5.6 | -7.2 | 2.2 | 0.6 | -1.1 | -5 | -12.2 | -15.6 | 6.1 | -0.6 | -10.6 | -15.6 | -11.7 | -12.8 | -8.9 | -19.4 | -7.8 | -8.3 | -3.9 | -7.2 | 0 | -3.9 | 4.4 | -0.7 | 0 | -6 | -8.9 | -13.3 | 7.2 | 2.8 | 3.3 | 2.8 | 0 | -6.7 | -25 | -31 | 5.6 | 0.6 | 4.4 | 2.8 | -23.3 | -26.7 | 2.8 | -7.2 | 8.3 | 8.3 | -1.1 | -5.7 | 10 | 9 | 16.1 | -2.2 | 0.2 | -1.2 | 4.4 | -5.6 | 5 | -4 | -3.3 | -11.1 | -4.4 | -7.8 | -23.3 | -31.1 | 6.1 | 3.3 | -4.4 | -10 | -10 | -12.5 | 1.1 | -10 | -4.4 | -10 | -8.5 | -14.6
-6 | -8 | 2.2 | -3.3 | 18.9 | 16 | 5 | 3 | -2.2 | -8.9 | 6.1 | 0.6 | 3 | 2 | 4.8 | 4.2 | 10.6 | -10.6 | 3.9 | 2.2 | 5.7 | 2.5 | -1.7 | -1.9 | 3.3 | -6.1 | -1.1 | -5.6 | 3 | 0 | -1.5 | -13.2 | 12.2 | 7.8 | 9.6 | 9.6 | 18.3 | 17.2 | 10 | 2.2 | 17.2 | 15.6 | -8.2 | -9 | -2.8 | -10 | -10.6 | -13.3 | -0.6 | -2.2 | 2.4 | -0.2 | 3.1 | 3 | 7.2 | 7.2 | 7.2 | 7.1 | 5 | -5 | -16 | -19 | -23.5 | -26.8 | -1.7 | -3.4 | 0.6 | -7.2 | -19.4 | -21.7 | -5.9 | -11.2 | -4.4 | -7.4 | -8.3 | -12.2 | -8 | -12.8 | 2.2 | 0 | -8 | -12.7 | -2.2 | -5 | -26.7 | -30.6 | 1.1 | -8.3 | 6.7 | 6.1 | 2.8 | -6.7 | 7.1 | -0.9 | -6.1 | -7.8 | 2.2 | 0.6 | -1.1 | -5 | -12.6 | -15.6 | 6.3 | -0.6 | -11 | -14.9 | -10.6 | -11.7 | -9.6 | -19 | -7.1 | -7.9 | -3.9 | -7.2 | 0 | -3.9 | 4.4 | -0.3 | -1 | -6 | -10 | -13.3 | 6.8 | 3.1 | 3.3 | 3.3 | 1.7 | -6.1 | -25 | -31 | 4.3 | 0.2 | 4.4 | 2.9 | -23.3 | -26.7 | 2.8 | -7.2 | 8.9 | 8.3 | -1.7 | -5.9 | 8.9 | 7.9 | 15.6 | 0.6 | -0.2 | -1.6 | 3.9 | -5.6 | 4.5 | -4.9 | -3.9 | -13.3 | -5.6 | -7.8 | -24.4 | -31 | 6.7 | 3.9 | -4.4 | -8.9 | -10.5 | -13 | 0.9 | -8.6 | -4.4 | -10 | -8.9 | -16.1
-3 | -6 | 2.8 | -4.4 | 18.9 | 16.1 | 5 | 2.8 | -2.8 | -8.2 | 7.2 | 0 | 4 | 2 | 4.6 | 4 | 11.1 | -11.7 | 5 | 2.8 | 5.4 | 2.4 | -1.7 | -2.2 | 2.8 | -6.1 | -0.7 | -4.9 | 3 | 0 | -1.8 | -12.9 | 11.1 | 7.8 | 10.4 | 10.4 | 18.9 | 17.2 | 8.3 | 3.9 | 17.2 | 15.6 | -8.9 | -9.4 | -3.3 | -9 | -10.6 | -12.8 | -1.1 | -2.8 | 2.2 | 0 | 3 | 2.6 | 6.7 | 6.7 | 6.7 | 6.7 | 5 | -4.4 | -17 | -19 | -23.7 | -28 | -1.7 | -3.5 | 0.6 | -7.2 | -21.7 | -23.9 | -5.8 | -10.9 | -5 | -8.3 | -8.3 | -11.7 | -7.8 | -13.9 | 2.2 | 0 | -7.8 | -13.3 | -2.8 | -5.6 | -27.8 | -32.8 | 0 | -8.9 | 6.1 | 5.6 | 2.2 | -1.7 | 6.3 | -0.6 | -6.1 | -6.7 | 2.2 | 0.6 | -0.6 | -3.9 | -12.9 | -15.9 | 6.5 | -0.6 | -11.3 | -14.6 | -10.6 | -13.3 | -10.4 | -20.1 | -6.3 | -7.4 | -3.9 | -7.2 | 0 | -3.3 | 4.4 | 0 | -1 | -6 | -10 | -13.3 | 6.5 | 3.1 | 3.9 | 3.3 | 2.2 | -5 | -26 | -32 | 3 | -0.1 | 4.4 | 3.2 | -24.4 | -27.8 | 2.8 | -6.7 | 8.9 | 8.3 | -2.2 | -6.7 | 7.8 | 6.7 | 13.3 | 2.2 | -0.6 | -2.2 | 3.3 | -6.1 | 3.9 | -7.2 | -5 | -13.3 | -4.4 | -8.3 | -25.6 | -31.6 | 6.1 | 2.8 | -4.4 | -8.7 | -11.1 | -13.9 | 0.8 | -8.2 | -4.4 | -11.1 | -8.2 | -15.1
-3 | -7 | 3.3 | -4.4 | 17.8 | 15.1 | 5.7 | 2.9 | -3.3 | -8.5 | 6.7 | -0.6 | 3 | 2 | 4.4 | 3.9 | 11.1 | -12.2 | 5.6 | 3.9 | 5 | 2.2 | -1.7 | -2.2 | 2.8 | -6.7 | -0.4 | -5 | 2 | 0 | -2.2 | -13.9 | 10.6 | 7.2 | 11.1 | 11.1 | 18.9 | 17.8 | 9.4 | 5.6 | 18.3 | 16.1 | -7.2 | -8 | -3.9 | -9.2 | -8.9 | -11.7 | -1.1 | -3.3 | 2.4 | 0 | 2.8 | 2.2 | 8.5 | 8.2 | 9.5 | 8.5 | 5.6 | -4.4 | -18 | -21 | -23.9 | -28.9 | -1.7 | -3.9 | 0.6 | -6.1 | -21.7 | -23.9 | -5.6 | -11.1 | -4.8 | -7.7 | -8.3 | -12.2 | -5.8 | -12 | 2.2 | -0.6 | -5.9 | -12.3 | 0.2 | -3.9 | -28.3 | -31.7 | -1.1 | -8.9 | 6.1 | 5.6 | 2.2 | -3.9 | 5.6 | -0.6 | -7.2 | -8.3 | 2.2 | 0.4 | -0.6 | -3.9 | -13.3 | -16.7 | 6.7 | -1.1 | -11.7 | -15 | -11.1 | -13.3 | -11.1 | -22.2 | -5.6 | -7.2 | -3.3 | -7.2 | 0 | -2.8 | 5.3 | 0.3 | -1 | -6 | -10.6 | -14.4 | 6.1 | 3.3 | 3.9 | 3.3 | 2.2 | -4.4 | -25 | -30 | 1.7 | -0.6 | 4.4 | 3.3 | -20.6 | -23.3 | 2.8 | -6.7 | 8.9 | 8.3 | -0.2 | -5 | 9.8 | 8.4 | 14.4 | 4.4 | 0.9 | -1.3 | 2.2 | -5.6 | 5 | -6.3 | -5 | -13.9 | -5 | -10 | -26.7 | -32.8 | 6.1 | 2.2 | -4.4 | -8.9 | -8.9 | -11.7 | 0.6 | -9.4 | -4.4 | -12.2 | -7.4 | -14.7
-5 | -8 | 3.3 | -5 | 16.7 | 14 | 6.5 | 2.9 | -3.9 | -9.4 | 7.8 | 0.6 | 4 | 2 | 6.8 | 5 | 11.7 | -11.1 | 5.6 | 4.4 | 6.9 | 3.3 | 1.7 | 0.6 | 5.6 | -7.2 | 0 | -5.6 | 2 | 0 | 0.2 | -10 | 11.7 | 7.8 | 11.8 | 11.8 | 20 | 18.3 | 8.9 | 7.2 | 18.9 | 17.2 | -5.6 | -6.7 | -4.4 | -10 | -6.7 | -8.9 | -1.7 | -3.9 | 2.6 | 0 | 2.1 | 1.4 | 10.4 | 9.7 | 12.2 | 9.8 | 5.6 | -5.6 | -18 | -21 | -22.4 | -27.5 | -0.9 | -3.6 | 0.6 | -5.6 | -22.2 | -25 | -5.4 | -10.2 | -4.6 | -7.5 | -7.8 | -11.7 | -3.7 | -11 | 1.7 | -1.1 | -4.1 | -12.2 | 3.1 | -3.3 | -27.8 | -30.6 | 0 | -7.2 | 6.1 | 5.6 | 2.2 | -4.4 | 8.2 | 1.3 | -6.7 | -7.2 | 2.2 | 0.1 | 0.6 | -2.8 | -12 | -15.9 | 9.3 | -0.8 | -8.9 | -13.4 | -10 | -12.2 | -10.5 | -20.9 | -5.6 | -8 | -3.9 | -7.2 | -1.1 | -3.3 | 6.3 | 0.4 | -1 | -7 | -8.9 | -13.9 | 6.8 | 3.2 | 4.4 | 4.4 | 2.2 | -3.9 | -24 | -30 | 4.8 | 0.4 | 7.6 | 5.3 | -17.8 | -21.1 | 2.8 | -6.7 | 9.4 | 8.9 | 1.9 | -4.1 | 11.9 | 10.2 | 14.4 | 4.4 | 2.4 | -0.9 | 3.3 | -5.6 | 6.1 | -6.3 | -5 | -12.2 | -4.4 | -8.3 | -24.7 | -31.1 | 6.1 | 2.8 | -3.1 | -8.7 | -6.6 | -9.7 | 1.9 | -7.8 | -4.4 | -11.1 | -6.7 | -15.6
-4 | -7 | 3.9 | -5.6 | 15.6 | 12.8 | 7.2 | 2.8 | 0.4 | -7.2 | 12.8 | 1.1 | 4 | 2 | 9.3 | 6.1 | 13.9 | -10 | 6.1 | 4.4 | 8.7 | 4.1 | 7.2 | 2.2 | 7.2 | -7.8 | 2.4 | -4.6 | 4 | -1 | 2.6 | -8 | 13.9 | 3.9 | 12.6 | 12.6 | 20.6 | 18.3 | 8.9 | 7.2 | 18.9 | 17.2 | -3.9 | -5.6 | -3.1 | -9.2 | -4.4 | -8.3 | -1.7 | -4.4 | 2.8 | 0 | 1.3 | 0.3 | 12.2 | 11.1 | 15 | 11.1 | 6.1 | -5.6 | -18 | -21 | -20.9 | -26.8 | -0.2 | -3.8 | 0.6 | -6.7 | -17.8 | -20.6 | -5.2 | -9.8 | -4.4 | -7.8 | -6.7 | -10.6 | -1.7 | -11.1 | 2.2 | -1.1 | -2.2 | -13.9 | 6.1 | -3.3 | -24.4 | -28.9 | 5.6 | -7.2 | 7.8 | 6.7 | 3.9 | -6.1 | 10.7 | 2.8 | -6.1 | -7.2 | 2.2 | 0 | 1.7 | -3.3 | -10.7 | -15.4 | 11.8 | -0.9 | -6.1 | -12.7 | -6.7 | -11.1 | -10 | -21.3 | -5.6 | -8.9 | -4.4 | -8.3 | 0 | -3.3 | 7.2 | 0.6 | -1 | -5 | -6.7 | -12.8 | 7.6 | 3.5 | 4.4 | 4.4 | 0.6 | -1.7 | -22 | -28 | 8 | 0.9 | 10.7 | 6.9 | -16.1 | -20.6 | 2.2 | -5 | 9.4 | 8.9 | 3.9 | -3.9 | 13.9 | 11.7 | 14.4 | 5 | 3.9 | -0.6 | 6.1 | -6.7 | 7.2 | -7.8 | -4.4 | -12.2 | -1.7 | -9.4 | -22.6 | -30.1 | 6.1 | 2.8 | -1.9 | -9.1 | -4.4 | -8.3 | 3.1 | -7.6 | -4.4 | -10.6 | -4.7 | -12.8
-3 | -7 | 3.9 | -4.4 | 13.7 | 10.7 | 8.5 | 3.6 | 4.6 | -7 | 15.6 | 1.1 | 6 | 2 | 11.7 | 6.7 | 15.6 | -9.4 | 7.2 | 6.1 | 10.6 | 5 | 10 | 3.9 | 8.9 | -7.8 | 4.8 | -4.9 | 6 | -1 | 5 | -6.7 | 15.6 | 2.2 | 13.3 | 13.3 | 24.4 | 20.6 | 8.9 | 7.2 | 18.9 | 17.8 | -1.5 | -4.4 | -1.9 | -9.5 | -2.2 | -7.8 | -1.1 | -5 | 4.5 | 1.2 | 0.6 | -0.6 | 14.8 | 11.4 | 16.9 | 11 | 6.1 | -5.6 | -16 | -20 | -19.4 | -26.7 | 0.6 | -4.4 | 1.1 | -7.2 | -16.1 | -18.9 | -5 | -10 | -2.7 | -5.8 | -4.4 | -9.4 | 1.1 | -8 | 2.8 | -1.1 | 0.9 | -10.8 | 8.7 | -2.3 | -22.2 | -28.3 | 8.9 | -6.1 | 10 | 7.8 | 4.4 | -6.7 | 13.3 | 4.4 | -1.1 | -5 | 2.6 | 0 | 1.7 | -3.3 | -9.4 | -16.1 | 14.4 | -2.2 | -3.3 | -13.3 | -5 | -11.1 | -9.4 | -22.8 | -5.6 | -10.6 | -3.9 | -8.3 | 0 | -2.8 | 7.9 | 1.5 | 0 | -2 | -4.4 | -13.3 | 8.3 | 3.3 | 4.4 | 4.4 | -0.6 | -2.8 | -20 | -27 | 11.1 | 0.6 | 13.9 | 8.3 | -13.3 | -18.3 | 0.6 | -2.2 | 10 | 8.9 | 7.6 | -2.6 | 16.1 | 11.5 | 18.9 | 4.4 | 5.7 | -0.1 | 7.8 | -6.7 | 9.1 | -6 | -3.9 | -13.3 | -1.1 | -10 | -20.6 | -30 | 7.2 | 3.3 | -0.6 | -11.1 | -2.2 | -6.9 | 4.4 | -8.3 | -3.9 | -11.7 | -2.6 | -11.1
-2 | -7 | 3.9 | -5 | 11.9 | 8.4 | 9.8 | 4 | 8.9 | -9.4 | 18.3 | -0.6 | 8 | 2 | 13.5 | 6.9 | 16.7 | -8.9 | 9.4 | 5.6 | 11.5 | 5.2 | 13.3 | 2.8 | 6.7 | -3.9 | 7.2 | -6.1 | 7 | -1 | 5.9 | -5.3 | 17.2 | 3.3 | 14.4 | 13.8 | 26.1 | 20.6 | 9.4 | 8.3 | 20.6 | 18.9 | 0.9 | -4 | -0.6 | -11.1 | -0.6 | -7.2 | -1.1 | -3.9 | 6.1 | 2.2 | 0.8 | -0.6 | 17.4 | 11.5 | 18.7 | 10 | 6.1 | -5.6 | -16 | -18 | -18.5 | -25.2 | 1.7 | -4.1 | 1.7 | -6.7 | -7.8 | -13.3 | -4.8 | -9.4 | -1.1 | -4.4 | -1.7 | -6.7 | 3.9 | -6.4 | 2.8 | -0.6 | 4.1 | -9.2 | 11.3 | -1.9 | -21.1 | -28.3 | 11.7 | -7.2 | 12.2 | 7.8 | 4.4 | -7.8 | 14.1 | 4.7 | 1.1 | -3.9 | 2.9 | 0 | 7.2 | -3.9 | -8.9 | -15.5 | 16.1 | -1.7 | -1.8 | -12.3 | -2.8 | -11.1 | -8.1 | -20.9 | -4.8 | -10.8 | -3.3 | -8.3 | 0.6 | -2.8 | 8.7 | 2.5 | 0 | -6 | -2.2 | -14.4 | 9.2 | 3 | 4.4 | 4.4 | -1.1 | -3.3 | -18 | -26 | 12.6 | 0.7 | 13.7 | 9.8 | -11.1 | -18.3 | 0.6 | -2.2 | 10.6 | 8.9 | 11.3 | -2.5 | 18.4 | 11 | 20.6 | 4.4 | 7.6 | 0.1 | 8.9 | -6.7 | 10.9 | -5.7 | -3.9 | -12.2 | 0 | -10 | -19.5 | -28.5 | 7.8 | 3.3 | 0.2 | -10.8 | 0 | -6.3 | 5.5 | -7.4 | -2.8 | -10.6 | -0.6 | -10.6
-1 | -6 | 4.4 | -5.6 | 10 | 6.1 | 11.1 | 4.4 | 9.5 | -8 | 20.6 | -1.1 | 9 | 1 | 15.4 | 6.7 | 17.8 | -8.3 | 11.1 | 5.6 | 12.4 | 5.1 | 13.9 | 2.2 | 7.8 | -4.4 | 8.5 | -5.4 | 9 | -5 | 6.9 | -4.8 | 18.9 | 2.2 | 15.6 | 14.2 | 28.3 | 20 | 10 | 8.9 | 22.2 | 18.9 | 3.3 | -4.4 | 0.3 | -10.2 | 1.1 | -5.6 | -0.6 | -4.4 | 7.8 | 3.3 | 0.9 | -0.9 | 20 | 10.6 | 20.6 | 8.9 | 6.1 | -5.6 | -15 | -18 | -17.6 | -24.7 | 2.8 | -4.1 | 2.8 | -5.6 | -6.1 | -13.9 | -4.6 | -9.2 | 0.6 | -3.3 | -0.6 | -6.1 | 6.7 | -5.6 | 3.9 | -1.1 | 7.2 | -9.4 | 13.9 | -2.2 | -19.4 | -26.1 | 13.9 | -7.2 | 13.9 | 6.1 | 5 | -7.8 | 14.8 | 4.5 | 3.9 | -3.3 | 3.3 | 0 | 8.9 | -3.9 | -8.3 | -15.8 | 17.7 | -1.8 | -0.4 | -12.9 | -1.7 | -12.2 | -6.9 | -20.8 | -4.1 | -12.2 | -2.8 | -7.2 | 0.6 | -2.8 | 9.4 | 3.3 | 0 | -4 | -1.1 | -17.2 | 10.2 | 2.3 | 4.4 | 3.9 | -1.7 | -3.9 | -18 | -26 | 14.1 | 0 | 13.5 | 11.1 | -9.4 | -16.1 | 0.6 | -1.7 | 11.1 | 8.9 | 15 | -3.9 | 20.6 | 9.4 | 22.2 | 4.4 | 9.4 | 0 | 11.1 | -6.1 | 12.8 | -6.1 | -5 | -7.8 | 1.1 | -9.4 | -18.3 | -28.1 | 8.9 | 3.3 | 0.9 | -11.8 | 2.2 | -6.7 | 6.7 | -7.1 | -3.3 | -12.2 | 0.9 | -8.9
0 | -5 | 4.4 | -5 | 10.2 | 5.6 | 12 | 5 | 10 | -8.1 | 21.7 | -1.1 | 9 | 2 | 17.2 | 6.1 | 18.9 | -8.3 | 11.1 | 5.6 | 13.3 | 5 | 15 | 1.1 | 8.9 | -5 | 9.8 | -5.8 | 10 | -2 | 7.8 | -5 | 21.1 | 3.9 | 16.7 | 14.4 | 30 | 19.4 | 10 | 8.9 | 22.8 | 19.4 | 4.1 | -4.3 | 1.3 | -10.2 | 2.8 | -3.9 | 1.1 | -2.2 | 8.7 | 3.5 | 1.1 | -1.1 | 20.7 | 10.8 | 21.3 | 9.3 | 6.7 | -5.6 | -13 | -17 | -16.7 | -25 | 3.9 | -5 | 2.8 | -6.1 | -4.4 | -11.7 | -4.4 | -10 | 1.3 | -2.8 | 0.6 | -5 | 8 | -4.2 | 5 | -1.1 | 8.9 | -7.3 | 14.8 | -1.5 | -16.7 | -24.4 | 14.4 | -7.2 | 13.3 | 6.1 | 5.6 | -7.8 | 15.6 | 4.4 | 6.7 | -2.2 | 3.3 | 0 | 11.7 | -3.9 | -7.8 | -17.2 | 19.4 | -2.2 | 1.1 | -15.6 | -1.7 | -13.3 | -5.6 | -22.2 | -3.3 | -15 | -2.8 | -7.2 | 0.6 | -2.8 | 8.7 | 4.9 | 0 | -3 | 0.6 | -17.2 | 11.1 | 1.7 | 3.9 | 3.3 | -1.7 | -3.9 | -17 | -26 | 15.6 | -0.6 | 13.3 | 12.2 | -8.3 | -13.3 | 0.6 | -1.7 | 12.8 | 9.4 | 15.7 | -4.2 | 21.1 | 9.4 | 23.3 | 4.4 | 10.7 | 0.7 | 13.3 | -5.6 | 14.5 | -5.2 | -4.4 | -8.9 | 3.3 | -8.9 | -17.2 | -28.9 | 8.9 | 3.3 | 1.7 | -15 | 2.4 | -5.7 | 7.8 | -8.3 | -2.8 | -10 | 2.4 | -8.2
0 | -4 | 4.4 | -3.9 | 10.4 | 4.8 | 13 | 5.2 | 10.6 | -9.4 | 22.8 | -1.1 | 9 | 3 | 17.6 | 6.5 | 18.9 | -8.3 | 11.1 | 5.6 | 13.9 | 6.1 | 14.4 | 2.2 | 10 | -4.4 | 11.1 | -6.7 | 11 | 0 | 8.2 | -4.4 | 21.7 | 0.6 | 17.6 | 14.3 | 31.1 | 19.4 | 10 | 8.9 | 24.4 | 18.3 | 4.8 | -5.2 | 2.2 | -12.2 | 3.3 | -3.3 | 1.7 | -3.3 | 9.7 | 3.7 | 1.5 | -1.2 | 21.5 | 11.3 | 22.1 | 9.7 | 7.2 | -5.6 | -12 | -16 | -16.3 | -24.1 | 4.1 | -5 | 2.8 | -5.6 | -3.9 | -10.6 | -4 | -9.5 | 2.1 | -2.5 | 0.6 | -5 | 9.3 | -4.1 | 6.1 | -0.6 | 10.5 | -6.8 | 15.8 | -1.5 | -16.1 | -24.4 | 15.6 | -7.2 | 13.3 | 6.7 | 5 | -6.7 | 15 | 5.5 | 6.7 | -1.7 | 3.3 | 0 | 13.3 | -5.6 | -7.2 | -16.3 | 19.8 | -2.8 | 1.3 | -14.4 | -1.7 | -12.8 | -5 | -20.3 | -4.1 | -13.7 | -2.2 | -7.2 | 1.1 | -2.2 | 7.9 | 6.2 | 0 | -5 | 1.1 | -15.6 | 10.5 | 2.1 | 3.3 | 3.3 | -1.7 | -4.4 | -16 | -25 | 16.1 | -0.9 | 13.3 | 12.5 | -7.2 | -12.2 | 0.6 | -1.1 | 14.4 | 9.4 | 16.5 | -5.8 | 21.7 | 9.3 | 23.9 | 4.4 | 12 | 1 | 14.4 | -5.6 | 16.1 | -5 | -3.3 | -10.6 | 3.3 | -9.4 | -16.5 | -27.6 | 8.9 | 2.2 | 1.3 | -11.8 | 2.6 | -5.5 | 8.5 | -7.6 | -3.3 | -9.4 | 3.9 | -8.9
-1 | -5 | 4.4 | -2.8 | 10.6 | 3.9 | 13.9 | 5.6 | 10.6 | -8.1 | 25 | -3.9 | 9 | 2 | 17.9 | 6.5 | 18.9 | -19.4 | 12.2 | 5.6 | 14.4 | 6.8 | 15 | 1.1 | 10 | -5 | 11.7 | -5.1 | 11 | 1 | 8.5 | -4.7 | 22.8 | -1.1 | 18.5 | 13.8 | 28.9 | 17.2 | 10 | 9.4 | 25 | 17.8 | 5.6 | -6.7 | 2 | -11.2 | 4.4 | -3.9 | 1.7 | -3.9 | 10.6 | 3.9 | 1.8 | -1.6 | 22.2 | 11.1 | 22.8 | 10 | 7.8 | -5 | -12 | -16 | -16 | -24.5 | 4.2 | -5.9 | 2.8 | -5.6 | -2.8 | -11.1 | -3.7 | -9.8 | 2.8 | -2.8 | 1.1 | -4.4 | 10.6 | -4.4 | 6.1 | -0.6 | 12.2 | -6.7 | 16.7 | -1.7 | -16.1 | -25 | 16.1 | -7.8 | 13.9 | 5.6 | 5 | -7.2 | 14.5 | 6.6 | 7.8 | -1.1 | 3.3 | 0 | 14.4 | -6.1 | -6.7 | -16.6 | 20.2 | -3.1 | 1.5 | -15.1 | -1.1 | -13.3 | -4.5 | -20.3 | -4.8 | -13.4 | -2.2 | -7.2 | 0.6 | -2.8 | 7.2 | 7.2 | 0 | -5 | 1.7 | -16.7 | 10 | 2.6 | 3.3 | 2.8 | -1.1 | -5.6 | -16 | -25 | 16.7 | -0.8 | 13.3 | 13 | -6.1 | -10.6 | 0.6 | -1.1 | 15.6 | 8.9 | 17.2 | -7.8 | 22.2 | 8.9 | 23.9 | 4.4 | 13.3 | 1.7 | 15.6 | -5 | 17.8 | -6.1 | -3.3 | -10 | 4.4 | -8.9 | -15.7 | -27.1 | 8.9 | 2.2 | 1 | -10.2 | 2.8 | -6.1 | 9.3 | -8.2 | -3.3 | -8.3 | 5.2 | -8
0 | -5 | 3.3 | -3.9 | 9.8 | 3.5 | 13 | 5.7 | 10.6 | -8.1 | 25 | -3.3 | 9 | 3 | 18.3 | 6.7 | 18.9 | -19.4 | 12.2 | 4.4 | 15 | 7.8 | 13.3 | 2.2 | 9.4 | -4.4 | 12.2 | -4.3 | 11 | 2 | 8.9 | -5.6 | 22.2 | 6.7 | 19.4 | 13.3 | 28.3 | 17.2 | 10.6 | 9.4 | 24.4 | 17.2 | 4.8 | -6.2 | 1.9 | -11.6 | 3.9 | -3.3 | 1.7 | -4.4 | 9.3 | 3.5 | 2.2 | -2.2 | 20.5 | 11.5 | 21.9 | 9.8 | 7.8 | -5 | -12 | -15 | -15.6 | -25.6 | 4.4 | -7.2 | 1.1 | -3.3 | -2.8 | -10.6 | -3.3 | -11.1 | 3.2 | -2.4 | 1.7 | -3.9 | 10 | -3.2 | 5.6 | -0.6 | 11.1 | -5.5 | 16.1 | -1.3 | -16.1 | -25 | 16.1 | -7.2 | 13.3 | 5.6 | 4.4 | -6.1 | 13.9 | 7.2 | 6.7 | -1.1 | 3.5 | -0.4 | 12.8 | -6.1 | -6.1 | -18.3 | 20.6 | -4.4 | 1.7 | -17.8 | -1.7 | -12.8 | -3.9 | -22.2 | -5.6 | -14.4 | -2.8 | -7.8 | 0.6 | -2.8 | 6.8 | 6.7 | 0 | -3 | 2.2 | -16.7 | 9.4 | 2.8 | 3.3 | 2.2 | -1.1 | -5.6 | -15 | -25 | 17.2 | -1.7 | 13.3 | 13.3 | -5 | -8.9 | 0.6 | -0.6 | 15.6 | 8.9 | 16.7 | -6.9 | 21.1 | 9.7 | 23.3 | 3.3 | 13.1 | 1.7 | 15.6 | -5.6 | 17.6 | -5 | -3.3 | -12.8 | 4.4 | -9.4 | -15 | -28.3 | 8.9 | 2.2 | 0.6 | -10.6 | 1.5 | -5.4 | 10 | -10 | -3.3 | -8.9 | 6.5 | -8.4
-2 | -6 | 3.3 | -3.9 | 9.1 | 2.9 | 12 | 5.7 | 10.6 | -9.4 | 25 | -3.9 | 9 | 3 | 16.8 | 7.5 | 17.8 | -17.8 | 10 | 5 | 14.1 | 7.9 | 12.2 | 4.4 | 8.3 | -3.9 | 12.8 | -3.9 | 10 | 2 | 8.2 | -4.7 | 21.7 | 7.2 | 17.9 | 13.4 | 27.2 | 17.8 | 11.1 | 10 | 23.3 | 17.8 | 4.1 | -6.5 | 1.7 | -13.9 | 3.3 | -3.3 | 2.8 | -4.4 | 8 | 3.3 | 1.7 | -2.1 | 18.9 | 11.5 | 20.9 | 9.2 | 7.2 | -5 | -12 | -16 | -17.3 | -25.5 | 3.3 | -6.9 | 0.6 | -1.7 | -3.9 | -10.6 | -3.9 | -10.2 | 3.5 | -2.3 | 1.7 | -3.9 | 9.5 | -2.7 | 5 | -0.6 | 10 | -4.9 | 15.6 | -0.9 | -16.7 | -23.9 | 15 | -6.7 | 12.2 | 7.2 | 4.4 | -6.1 | 13.2 | 7.9 | 5.6 | -1.1 | 3.7 | -0.9 | 11.7 | -5.6 | -7.4 | -16.5 | 19.1 | -3.3 | -0.3 | -15.3 | -1.7 | -12.8 | -4.3 | -20.1 | -6.5 | -12.8 | -2.8 | -8.9 | 0.6 | -2.8 | 6.5 | 6.1 | 0 | -5 | 1.7 | -17.2 | 9.2 | 3.2 | 3.9 | 3.9 | -1.7 | -5.6 | -15 | -24 | 15.7 | -1.2 | 13.3 | 13.2 | -5 | -9.4 | 0.6 | -1.1 | 15.6 | 8.3 | 16.1 | -7.3 | 20 | 9.9 | 22.8 | 3.3 | 13 | 2.3 | 15 | -2.8 | 17.4 | -4.5 | -3.3 | -13.9 | 5 | -10 | -15.9 | -26.7 | 7.8 | 2.2 | 0.2 | -8.9 | 0.2 | -5.7 | 9.1 | -8.8 | -3.9 | -8.3 | 7.8 | -10
-5 | -8 | 3.3 | -3.9 | 8.3 | 2.2 | 11.1 | 5.6 | 7.8 | -7.7 | 23.9 | -5.6 | 8 | 3 | 15.4 | 8.2 | 15.6 | -16.7 | 9.4 | 5 | 13.1 | 8 | 10 | 5 | 6.7 | -2.8 | 9.5 | -1.6 | 9 | 3 | 7.4 | -4.4 | 20.6 | 7.2 | 16.5 | 13.6 | 25 | 18.9 | 11.1 | 10 | 23.3 | 17.8 | 3.3 | -7.8 | 1.1 | -10.7 | 2.8 | -3.3 | 1.7 | -4.4 | 6.7 | 2.8 | 1.1 | -2.7 | 17.2 | 11.1 | 20 | 8.9 | 6.1 | -5 | -12 | -16 | -18.9 | -26.6 | 2.2 | -7.1 | 0.6 | -1.7 | -5.6 | -11.1 | -4.4 | -10.3 | 3.9 | -2.8 | 1.1 | -3.9 | 8.9 | -2.8 | 4.4 | -0.6 | 8.9 | -5.6 | 15 | -1.1 | -17.2 | -23.3 | 12.2 | -7.2 | 11.1 | 7.8 | 2.2 | -6.1 | 12.4 | 8.5 | 3.9 | -1.1 | 3.9 | -1.7 | 11.7 | -5.6 | -8.7 | -16.4 | 17.6 | -3.3 | -2.4 | -15 | -2.8 | -13.3 | -4.6 | -19.9 | -7.4 | -12.4 | -3.9 | -8.9 | 0 | -2.8 | 6.1 | 5.6 | 0 | -5 | 0.6 | -17.2 | 9.1 | 3.3 | 3.3 | 2.2 | -2.2 | -8.3 | -16 | -25 | 14.3 | -1.2 | 13.3 | 12.9 | -5.6 | -10 | 0 | -1.1 | 13.3 | 8.3 | 15.6 | -7.8 | 18.9 | 10 | 21.7 | 2.8 | 12.8 | 2.2 | 13.3 | -1.7 | 17.2 | -5 | -3.9 | -13.3 | 4.4 | -10.6 | -16.9 | -26.4 | 7.8 | 2.2 | -0.2 | -8.6 | -1.1 | -6.7 | 8.1 | -9.1 | -3.9 | -9.4 | 7.1 | -8.7
-6 | -9 | 3.3 | -4.4 | 7 | 2.1 | 10 | 5.8 | 5 | -7.8 | 22.2 | -5 | 7 | 3 | 13.9 | 8.3 | 13.9 | -12.2 | 7.8 | 5 | 12.2 | 7.8 | 7.8 | 4.4 | 3.9 | -2.2 | 6.1 | -1.1 | 8 | 3 | 6.7 | -5 | 18.9 | 7.8 | 15 | 13.3 | 23.3 | 20 | 13.9 | 12.2 | 22.2 | 17.2 | 2.2 | -6.3 | 0.6 | -9.4 | 2.2 | -3.9 | 0 | -5 | 5.9 | 2.9 | 0.6 | -3.3 | 16.7 | 11.2 | 19.6 | 9.5 | 5.6 | -5 | -12 | -15 | -20.6 | -28.3 | 1.1 | -8.3 | 0.6 | -1.7 | -7.2 | -12.8 | -5 | -11.1 | 3.5 | -2.2 | -0.6 | -4.4 | 7.8 | -2.5 | 3.3 | -1.1 | 8.5 | -4.7 | 12 | 0.4 | -17.8 | -23.9 | 11.7 | -8.3 | 10.6 | 7.8 | -0.6 | -3.3 | 11.7 | 8.9 | 1.7 | -0.6 | 3.2 | -2.2 | 10.6 | -5 | -10 | -17.2 | 16.1 | -3.3 | -4.4 | -16.7 | -3.3 | -12.8 | -5 | -21.7 | -8.3 | -12.8 | -4.4 | -9.4 | -0.6 | -3.3 | 6.1 | 5.5 | 0 | -5 | -2.2 | -12.8 | 8.9 | 3.3 | 3.3 | 0.6 | -3.9 | -8.9 | -16 | -24 | 12.8 | -1.7 | 13.3 | 12.8 | -4.4 | -8.3 | 0.6 | -1.1 | 12.2 | 8.3 | 13.2 | -5.7 | 18.3 | 10.7 | 20 | 2.8 | 11.1 | 2.7 | 10.6 | 1.1 | 16.1 | -3.9 | -5.6 | -12.8 | 2.8 | -11.7 | -17.8 | -27.2 | 7.2 | 2.8 | -0.6 | -9.4 | -1.5 | -5.9 | 7.2 | -10.6 | -3.9 | -8.3 | 6.3 | -8.9
-6 | -10 | 2.2 | -2.8 | 5.7 | 2 | 8.9 | 5.7 | 2.2 | -9.4 | 18.9 | -1.7 | 6 | 3 | 12.4 | 7.5 | 12.8 | -10 | 7.8 | 5 | 12 | 7.9 | 6.7 | 3.9 | 2.8 | -1.1 | 2.8 | -1.7 | 8 | 3 | 5.8 | -3.6 | 18.3 | 8.9 | 13.1 | 12 | 23.3 | 20 | 16.1 | 13.9 | 21.7 | 18.3 | 1.1 | -6.1 | 0 | -9.4 | 1.7 | -4.4 | -1.1 | -5 | 5.2 | 3.2 | 0.2 | -3.3 | 16.1 | 11.3 | 19.3 | 10.3 | 5 | -5 | -14 | -16 | -21 | -27.4 | -0.6 | -8.1 | 0 | -1.7 | -9.4 | -13.3 | -5 | -9.9 | 3.2 | -2.1 | -1.1 | -5 | 6.7 | -2.6 | 2.8 | -2.2 | 8.2 | -4.4 | 9.1 | 0.8 | -19.4 | -23.3 | 8.9 | -8.9 | 10 | 7.8 | -1.1 | -3.3 | 12.8 | 11.1 | 0.6 | -1.1 | 2.4 | -3.1 | 10 | -3.3 | -10.9 | -16.8 | 15.4 | -3.1 | -5.2 | -15.5 | -4.4 | -12.8 | -5 | -19.5 | -8.9 | -12.4 | -4.4 | -10.6 | -1.1 | -4.4 | 6.1 | 5.5 | 0 | -5 | -1.7 | -12.8 | 8.5 | 3.8 | 2.2 | -1.1 | -5.6 | -10 | -15 | -25 | 11.9 | -2 | 13.5 | 13.1 | -5.6 | -8.3 | 0.6 | -1.1 | 11.1 | 8.9 | 10.7 | -5.1 | 17.8 | 11.4 | 19.4 | 3.3 | 9.5 | 3 | 6.7 | 2.2 | 15 | -3.4 | -5 | -14.4 | 0.6 | -10.6 | -18.7 | -26.4 | 7.8 | 1.7 | -1 | -7.2 | -1.8 | -5.7 | 6.7 | -9 | -4.4 | -8.3 | 5.6 | -10
-4 | -8 | 2.2 | -2.8 | 4.4 | 1.7 | 7.8 | 5.6 | 0.5 | -8.2 | 17.2 | -3.3 | 6 | 2 | 10.9 | 6.5 | 11.7 | -10 | 8.3 | 5 | 11.9 | 7.8 | 6.1 | 3.3 | 3.9 | -2.2 | 2.6 | -1.9 | 8 | 3 | 4.8 | -3.3 | 17.2 | 8.3 | 11.3 | 10.9 | 22.2 | 20 | 16.1 | 13.9 | 21.7 | 17.8 | 0 | -6.7 | 0 | -8.6 | 1.7 | -3.9 | -2.2 | -5 | 4.4 | 3.3 | -0.2 | -3.6 | 15.6 | 11.1 | 18.9 | 10.6 | 4.4 | -5 | -16 | -19 | -21.3 | -27.3 | -2.2 | -9 | 0 | -1.7 | -11.1 | -13.9 | -5 | -9.8 | 2.8 | -2.2 | -1.7 | -5 | 5.6 | -3.3 | 2.8 | -2.2 | 7.8 | -5 | 6.1 | 0.6 | -20 | -23.9 | 5 | -8.3 | 10 | 7.8 | -2.2 | -3.9 | 13.9 | 13 | 0.6 | -1.1 | 1.7 | -4.4 | 6.7 | -3.3 | -11.9 | -17.6 | 14.6 | -2.8 | -5.9 | -15.4 | -3.9 | -9.4 | -5 | -18.7 | -9.4 | -12.6 | -5 | -11.1 | -0.6 | -5.6 | 6.1 | 5.6 | 0 | -3 | -5 | -11.1 | 8.2 | 4.2 | 1.7 | -3.3 | -7.2 | -10.6 | -15 | -25 | 10.9 | -3.2 | 13.7 | 13.6 | -4.4 | -8.3 | 0.6 | -0.6 | 10 | 8.9 | 8.3 | -5.6 | 17.2 | 11.7 | 16.1 | 2.8 | 7.8 | 2.8 | 8.9 | 2.8 | 13.9 | -3.9 | -4.4 | -14.4 | 0.6 | -9.4 | -19.7 | -26.8 | 7.2 | 3.3 | -1.3 | -6 | -2.2 | -6.1 | 6.1 | -8.7 | -5 | -8.3 | 5.8 | -8.2
-4 | -8 | 2.2 | -2.8 | 4 | 1.2 | 6.9 | 4.9 | -1.1 | -8.1 | 14.4 | -2.8 | 7 | 3 | 9.4 | 5.6 | 11.1 | -9.4 | 7.2 | 4.4 | 11.7 | 7.8 | 2.8 | 1.9 | 3.3 | -2.2 | 2.4 | -2.4 | 7 | 4 | 3.9 | -3.3 | 16.7 | 9.4 | 9.4 | 9.4 | 22.2 | 20 | 15.6 | 13.9 | 21.7 | 18.3 | -0.4 | -5.9 | 0 | -8.6 | 2.2 | -3.3 | -2.8 | -5 | 4.4 | 3.4 | -0.6 | -4.4 | 14.7 | 11.3 | 17.2 | 10.4 | 4.4 | -4.4 | -18 | -22 | -21.7 | -27.8 | -3.9 | -10.6 | 0.6 | -1.7 | -12.8 | -15 | -5 | -10 | 2.2 | -1.9 | -2.8 | -5 | 4.5 | -3.1 | 2.2 | -2.2 | 6.3 | -3.9 | 6.8 | 0.7 | -21.1 | -25 | 5 | -7.8 | 9.4 | 8.9 | -1.7 | -3.9 | 15 | 15 | 0 | -1.1 | 1.1 | -4.4 | 3.9 | -2.8 | -12.8 | -18.9 | 13.9 | -3.3 | -6.7 | -16.7 | -3.9 | -9.4 | -5 | -20 | -10 | -13.3 | -5.6 | -11.1 | -1.1 | -6.1 | 5.9 | 5.3 | 0 | -3 | -5 | -12.2 | 7.8 | 4.4 | 1.1 | -3.9 | -5.6 | -10.6 | -15 | -23 | 10 | -4.4 | 13.9 | 13.9 | -2.8 | -7.8 | 0.6 | -0.6 | 10 | 8.9 | 7.2 | -4.9 | 17.4 | 12.3 | 15 | 2.2 | 7.4 | 2.9 | 8.3 | 2.8 | 12.6 | -1.2 | -6.7 | -14.4 | 0 | -10 | -20.6 | -27.8 | 6.7 | 2.2 | -1.7 | -5.6 | -2.8 | -5.7 | 5.6 | -9.4 | -5.6 | -9.4 | 5.9 | -7.8
-4 | -7 | 2.2 | -5 | 3.7 | 0.9 | 5.9 | 4.1 | -2.8 | -9.4 | 12.8 | -0.6 | 6 | 2 | 8.7 | 6 | 10.6 | -8.3 | 6.1 | 4.4 | 11.1 | 7.4 | 1.1 | 1.1 | 3.3 | -2.2 | 2.2 | -3.3 | 6 | 3 | 3.3 | -2.2 | 16.7 | 8.3 | 8.7 | 8.6 | 22.2 | 19.4 | 15.6 | 13.3 | 21.1 | 18.3 | -0.7 | -6 | 0 | -10 | 2.2 | -3.3 | -3.9 | -5.6 | 4.4 | 3.7 | -0.8 | -4.2 | 13.7 | 11.3 | 15.6 | 10.2 | 3.3 | -4.4 | -20 | -24 | -23.4 | -28.2 | -4.5 | -9.6 | 0.6 | -1.7 | -13.9 | -16.1 | -5.2 | -9.8 | 1.7 | -1.8 | -3.3 | -5.6 | 3.3 | -3.5 | 2.2 | -2.8 | 4.8 | -4 | 7.6 | 0.5 | -20 | -23.9 | 2.8 | -7.2 | 8.3 | 7.8 | 1.1 | -6.1 | 15.6 | 15.5 | 0 | -1.1 | 0.6 | -4.8 | 3.9 | -2.8 | -13.5 | -18.5 | 13.3 | -3.4 | -7.6 | -15.3 | -3.3 | -9.4 | -4.6 | -17.3 | -10.4 | -13.4 | -5.6 | -11.1 | -2.2 | -6.7 | 5.8 | 5.2 | 0 | -3 | -6.1 | -12.8 | 7.1 | 3.7 | 0.6 | -5 | -5.6 | -10 | -15 | -22 | 8.7 | -4 | 14.5 | 14.5 | -1.7 | -6.7 | 1.1 | -0.6 | 10.6 | 9.4 | 6.1 | -5.2 | 17.6 | 12.7 | 15 | 2.2 | 7.1 | 2.8 | 6.7 | 2.8 | 11.3 | 0.7 | -4.4 | -11.7 | -1.7 | -8.3 | -19.5 | -26 | 6.1 | 1.7 | -2.1 | -5.3 | -3.3 | -5.6 | 4.3 | -7.8 | -6.7 | -10 | 6.1 | -8.3
-6 | -8 | 2.8 | -5 | 3.3 | 0.6 | 5 | 3.3 | -3.5 | -9 | 12.8 | -0.6 | 6 | 1 | 7.9 | 6.4 | 10.6 | -8.3 | 5 | 3.9 | 10.6 | 7.1 | 0.6 | 0.3 | 2.8 | -3.3 | 2.6 | -3.1 | 6 | 3 | 2.8 | -1.4 | 16.1 | 8.3 | 7.9 | 7.5 | 21.7 | 19.4 | 15.6 | 13.3 | 21.1 | 18.3 | -1.1 | -6.7 | 0 | -9.1 | 2.2 | -3.3 | -3.9 | -6.1 | 4.4 | 3.9 | -0.9 | -4.3 | 12.8 | 11.1 | 13.9 | 9.4 | 2.2 | -3.9 | -22 | -25 | -25 | -28.6 | -5 | -9.6 | 0.6 | -1.7 | -16.1 | -18.3 | -5.4 | -10.2 | 1.1 | -2.2 | -3.3 | -6.1 | 2.2 | -4.4 | 1.7 | -3.3 | 3.3 | -4.4 | 8.3 | 0.6 | -21.7 | -26.1 | 2.2 | -7.2 | 8.9 | 8.3 | 2.2 | -6.1 | 16.1 | 15.8 | 0.6 | -1.1 | 0 | -6.1 | 1.1 | -2.8 | -14.3 | -19.1 | 12.8 | -3.8 | -8.5 | -14.9 | -3.3 | -8.3 | -4.3 | -16.7 | -10.7 | -14 | -5.6 | -11.1 | -1.1 | -5.6 | 5.6 | 5 | -1 | -2 | -6.1 | -12.2 | 6.3 | 2.9 | 0 | -5.6 | -6.1 | -10.6 | -15 | -24 | 7.4 | -4.1 | 15 | 15 | -1.7 | -5 | 1.1 | -0.6 | 10.6 | 8.9 | 5 | -6.1 | 17.8 | 13.3 | 13.9 | 2.2 | 6.7 | 2.8 | 6.7 | 3.3 | 10 | 1.7 | -4.4 | -11.7 | -1.7 | -7.2 | -18.3 | -24.6 | 5.6 | 1.1 | -2.4 | -5.5 | -3.9 | -6.1 | 3 | -7.4 | -9.4 | -12.2 | 6.7 | -6.8
-5 | -7 | 2.8 | -4.4 | 3.5 | 0.4 | 4.6 | 2.9 | -4.3 | -9.4 | 11.7 | -0.6 | 6 | 0 | 7.2 | 6.7 | 9.4 | -8.9 | 3.9 | 2.8 | 10 | 6.7 | 0.6 | 0.5 | 2.8 | -3.9 | 2.9 | -3.6 | 6 | 0 | 2.2 | -1.1 | 15 | 8.9 | 7.2 | 6.7 | 21.1 | 18.9 | 15.6 | 13.3 | 21.1 | 17.8 | -1.5 | -5.7 | 0 | -9.1 | 2.2 | -3.3 | -3.9 | -7.2 | 4 | 3.6 | -1.1 | -5 | 11.7 | 10.5 | 13.3 | 9.8 | 2.2 | -3.9 | -22 | -26 | -26.7 | -29.9 | -5.6 | -10 | 0.6 | -1.7 | -15.6 | -17.8 | -5.6 | -11.1 | 0.2 | -2.5 | -3.3 | -6.1 | 2 | -4 | 1.1 | -3.3 | 3.3 | -3.3 | 7.6 | 1 | -21.1 | -26.7 | 1.1 | -7.2 | 7.8 | 7.2 | 3.3 | -6.7 | 16.7 | 16.1 | 0 | -1.1 | -0.7 | -6 | -0.6 | -3.3 | -15 | -20 | 12.2 | -5 | -9.4 | -15.6 | -3.9 | -7.2 | -3.9 | -17.2 | -11.1 | -15 | -5.6 | -11.1 | -1.1 | -6.1 | 5.4 | 5 | 0 | -2 | -7.8 | -11.7 | 5.6 | 2.2 | -0.6 | -6.7 | -6.7 | -11.7 | -14 | -23 | 6.1 | -5 | 15.6 | 15.6 | -1.1 | -2.8 | 1.1 | -0.6 | 9.4 | 6.7 | 3.9 | -5.2 | 17.8 | 13.3 | 14.4 | 2.8 | 6.3 | 2.8 | 5.6 | 3.9 | 8.3 | 1.7 | -8.3 | -13.3 | -2.2 | -6.1 | -17.2 | -24.4 | 6.1 | 0.6 | -2.8 | -6.1 | -4.3 | -6.1 | 1.7 | -8.3 | -10 | -13.3 | 7.2 | -6.1
-5 | -8 | 3.3 | -3.9 | 3.7 | 0.2 | 4.3 | 2.6 | -5 | -10.6 | 11.1 | 0.6 | 6 | 2 | 6.5 | 6.1 | 8.9 | -9.4 | 3.9 | 2.2 | 9.3 | 6.2 | 0 | -0.1 | 2.2 | -3.3 | 3.3 | -4.4 | 6 | 0 | 2 | -0.7 | 13.9 | 9.4 | 6.8 | 6.2 | 20.6 | 18.3 | 15.6 | 13.3 | 21.1 | 17.8 | -1.8 | -5.4 | 0 | -10.6 | 2.2 | -2.8 | -5 | -7.2 | 3.7 | 3.6 | -2 | -4.8 | 10.5 | 9.6 | 12.8 | 9.8 | 3.3 | -2.8 | -23 | -26 | -27.4 | -30.3 | -6.5 | -10.1 | 0.6 | -1.7 | -17.2 | -20.6 | -5.6 | -10.2 | -0.8 | -3.3 | -3.3 | -6.1 | 1.9 | -4.3 | 0.6 | -3.9 | 3.3 | -2.9 | 6.8 | 1.3 | -21.7 | -27.8 | 1.1 | -7.2 | 7.2 | 7.2 | 4.4 | -7.8 | 15.9 | 15.3 | 0 | -1.1 | -1.5 | -6.9 | 1.1 | -2.8 | -15.2 | -20.1 | 11.1 | -3.3 | -8.9 | -14.6 | -5 | -6.7 | -3.9 | -16 | -12.2 | -15.2 | -6.1 | -11.7 | -2.2 | -6.1 | 5.2 | 5.1 | 0 | -1 | -8.3 | -11.7 | 5.6 | 2.1 | -1.1 | -7.2 | -7.2 | -11.7 | -15 | -25 | 5.7 | -3.5 | 16.1 | 16 | -1.1 | -2.8 | 1.1 | -0.6 | 9.4 | 5.6 | 2.8 | -5.2 | 17.8 | 13.3 | 16.1 | 3.9 | 6 | 3 | 4.4 | 3.3 | 6.7 | 1.6 | -10 | -13.3 | -2.8 | -6.1 | -16.3 | -23.5 | 5.6 | 0.6 | -3.2 | -6.1 | -4.6 | -6.2 | 1.3 | -7.3 | -11.7 | -15 | 7.8 | -6.7
-5 | -8 | 3.3 | -3.9 | 3.9 | 0 | 3.9 | 2.2 | -4.6 | -9.7 | 9.4 | 0.6 | 6 | 1 | 5.7 | 5.6 | 8.3 | -9.4 | 3.9 | 1.7 | 8.5 | 5.6 | -0.6 | -0.6 | 2.2 | -3.9 | 2.2 | -3.6 | 6 | 0 | 1.9 | -0.3 | 13.3 | 9.4 | 6.5 | 5.9 | 20.6 | 18.9 | 16.1 | 13.9 | 21.1 | 17.8 | -2.2 | -5.6 | 0 | -9.1 | 2.8 | -2.2 | -5 | -6.7 | 3.3 | 3.3 | -3 | -5 | 9.4 | 8.9 | 12.2 | 10 | 2.8 | -1.7 | -24 | -30 | -28.2 | -30.8 | -7.4 | -10.7 | 0.6 | -1.7 | -18.3 | -21.7 | -5.6 | -9.9 | -1.7 | -4.4 | -4.4 | -6.7 | 1.7 | -5 | 0.6 | -3.9 | 3.3 | -2.8 | 6.1 | 1.7 | -22.8 | -27.8 | 0 | -7.2 | 7.2 | 6.7 | 5.6 | -7.8 | 15.2 | 14.3 | -0.6 | -1.7 | -2.2 | -8.3 | 2.2 | -2.8 | -15.4 | -20.8 | 10 | -2.3 | -8.3 | -14.4 | -5.6 | -6.7 | -3.9 | -16.4 | -13.3 | -15.7 | -6.1 | -12.2 | -2.2 | -6.1 | 5 | 5 | 0 | -1 | -8.9 | -11.7 | 5.6 | 1.9 | -1.1 | -7.8 | -7.8 | -12.2 | -15 | -25 | 5.4 | -2.6 | 16.7 | 16.4 | -1.1 | -3.3 | 1.1 | 0 | 7.8 | 5.6 | 1.7 | -6.1 | 17.8 | 13.3 | 15.6 | 4.4 | 5.6 | 2.8 | 3.3 | 2.8 | 5 | 1.1 | -10 | -13.3 | -1.7 | -4.4 | -15.3 | -23.6 | 5.6 | 1.1 | -3.5 | -6.4 | -5 | -6.7 | 1 | -7.1 | -12.8 | -16.7 | 5.9 | -5.6
-6 | -8 | 3.9 | -4.4 | 3.7 | -0.1 | 4.3 | 2.8 | -4.3 | -9.4 | 7.2 | -0.6 | 6 | 1 | 5 | 5 | 7.8 | -10.6 | 3.3 | 1.1 | 7.8 | 5 | 0 | -1.7 | 2.8 | -3.9 | 1.1 | -3.5 | 5 | 0 | 1.7 | 0 | 13.3 | 9.4 | 6.1 | 5.6 | 20.6 | 18.9 | 15.6 | 13.3 | 21.1 | 17.8 | -2.4 | -5.2 | 0 | -8.6 | 2.8 | -2.2 | -3.9 | -6.1 | 3.1 | 3.1 | -3.9 | -5.6 | 10 | 9.1 | 12.2 | 9.8 | 1.7 | -2.2 | -25 | -28 | -28.9 | -31.2 | -8.3 | -11.7 | 0.6 | -1.7 | -21.1 | -25.6 | -5.6 | -10 | -2.6 | -4.9 | -4.4 | -6.7 | 1.1 | -4.7 | 0.6 | -3.3 | 2 | -2.7 | 4.8 | 1.5 | -23.3 | -26.7 | 0 | -7.2 | 7.2 | 6.7 | 6.7 | -4.4 | 14.4 | 13.3 | -0.6 | -1.1 | -2.4 | -7.6 | 1.1 | -2.8 | -15.6 | -22.2 | 8.9 | -2.2 | -7.8 | -15 | -5.6 | -7.8 | -3.9 | -18.3 | -14.4 | -16.7 | -6.7 | -12.8 | -2.2 | -6.1 | 5 | 5 | 0 | 0 | -9.4 | -12.2 | 5.6 | 1.7 | -1.7 | -7.8 | -8.3 | -11.7 | -17 | -24 | 5 | -2.2 | 17.2 | 16.7 | -0.6 | -3.3 | 1.1 | -0.6 | 7.2 | 3.3 | 1.3 | -5.4 | 17.8 | 13.7 | 17.8 | 3.9 | 6.1 | 3.4 | 3.3 | 2.8 | 4.3 | 1.1 | -8.9 | -14.4 | -1.7 | -3.3 | -14.4 | -25 | 5 | 1.1 | -3.9 | -7.2 | -4.8 | -6.3 | 0.6 | -8.3 | -12.8 | -17.2 | 4.1 | -5.5
-11 | -13 | 4.4 | -5.6 | 3.5 | -0.3 | 4.6 | 3.3 | -3.9 | -10 | 7.2 | 0 | 6 | 1 | 5.2 | 4.9 | 6.1 | -8.9 | 3.9 | 1.7 | 7.6 | 4.9 | -0.6 | -1.7 | 2.2 | -3.9 | 0 | -3.9 | 4 | 0 | 1.9 | 0 | 13.3 | 9.4 | 5.5 | 4.9 | 20.6 | 19.4 | 14.4 | 12.8 | 21.1 | 17.8 | -2.6 | -5.2 | 0 | -9.4 | 2.8 | -2.2 | -4.4 | -6.1 | 3 | 3 | -3.7 | -5.3 | 10.5 | 9.3 | 12.2 | 9.6 | 2.2 | -1.7 | -26 | -30 | -28.5 | -31.8 | -9.8 | -12.3 | 0.6 | -1.7 | -21.1 | -26.1 | -5.8 | -9.6 | -3.5 | -6 | -5 | -7.2 | 0.6 | -5 | 0.6 | -3.3 | 0.7 | -3 | 3.5 | 1.4 | -25 | -28.9 | -0.6 | -7.2 | 7.2 | 6.1 | 7.2 | -4.4 | 14.4 | 13.3 | -0.6 | -1.1 | -2.6 | -7.6 | 1.7 | -2.2 | -16.3 | -22 | 9.1 | -2.2 | -6.5 | -13.2 | -5 | -7.8 | -3.5 | -14.8 | -14.4 | -16.5 | -7.2 | -12.8 | -2.2 | -6.1 | 5 | 5 | 0 | 0 | -10 | -12.8 | 6 | 1.9 | -2.2 | -7.8 | -9.4 | -12.2 | -18 | -24 | 5.6 | -1.2 | 17.2 | 16.7 | -1.1 | -3.3 | 1.1 | 0 | 6.7 | 3.3 | 1 | -5.2 | 17.8 | 14.1 | 17.2 | 6.1 | 6.7 | 4 | 3.3 | 2.8 | 3.5 | 1.2 | -8.9 | -15.6 | -1.7 | -4.4 | -15.2 | -24.5 | 3.9 | 1.7 | -4.6 | -7.6 | -4.6 | -6.1 | -0.2 | -7 | -13.3 | -17.8 | 2.2 | -6.7
-11 | -13 | 5 | -5.6 | 3.3 | -0.6 | 5 | 3.9 | -2.6 | -8.9 | 7.8 | -0.6 | 6 | 2 | 5.4 | 4.7 | 6.7 | -8.9 | 2.8 | 1.7 | 7.4 | 4.7 | -1.7 | -2.2 | -0.6 | -3.9 | 0.4 | -3.4 | 4 | 0 | 2 | 0 | 13.3 | 9.4 | 5 | 4.4 | 20 | 19.4 | 14.4 | 13.3 | 21.7 | 17.2 | -2.8 | -5.6 | 0 | -8.6 | 2.8 | -2.2 | -3.9 | -5.6 | 2.8 | 2.8 | -3.5 | -5.3 | 11.1 | 9.4 | 12.2 | 9.4 | 1.7 | -2.2 | -26 | -29 | -28.2 | -32.7 | -11.3 | -13.2 | 0.6 | -1.7 | -22.2 | -25.6 | -5.9 | -9.5 | -4.4 | -7.2 | -4.4 | -6.7 | 0 | -6.1 | 0.6 | -3.3 | -0.6 | -3.9 | 2.2 | 1.1 | -24.4 | -28.3 | -0.6 | -7.2 | 6.1 | 5.6 | 8.3 | -2.8 | 14.4 | 13.3 | -0.6 | -1.7 | -2.8 | -8.3 | 0.6 | -4.4 | -17.1 | -22.8 | 9.2 | -2.4 | -5.2 | -12.6 | -5 | -7.2 | -3.2 | -13.1 | -14.4 | -16.7 | -7.2 | -13.3 | -2.8 | -6.1 | 5 | 5 | 1 | 0 | -10 | -12.8 | 6.3 | 2 | -2.2 | -8.3 | -11.1 | -12.8 | -18 | -24 | 6.1 | -0.6 | 17.2 | 16.7 | -1.1 | -3.3 | 1.7 | -0.6 | 5.6 | 2.8 | 0.6 | -6.1 | 17.8 | 14.4 | 15 | 8.3 | 7.2 | 4.4 | 3.3 | 2.8 | 2.8 | 1.1 | -10 | -15.6 | -0.6 | -4.4 | -15.9 | -24.9 | 3.9 | 1.1 | -5.4 | -8.7 | -4.4 | -6.1 | -0.9 | -7.1 | -13.9 | -18.3 | 1.8 | -5.8
-11 | -13 | 5 | -5.6 | 5 | 0 | 5.9 | 4.6 | -1.3 | -8.5 | 7.2 | 0 | 6 | 2 | 5.6 | 4.4 | 7.2 | -10.6 | 3.9 | 1.7 | 7.2 | 4.4 | -1.1 | -2.2 | -1.1 | -3.3 | 0.7 | -3.5 | 4 | 0 | 2.2 | 0 | 13.3 | 10 | 4.4 | 3.9 | 20 | 19.4 | 14.4 | 13.3 | 21.7 | 17.2 | -2.2 | -4.8 | 0 | -9.1 | 3.3 | -2.2 | -3.9 | -5 | 2.8 | 2.7 | -3.3 | -5.6 | 11.5 | 9.3 | 12.6 | 9.5 | 1.7 | -1.7 | -26 | -28 | -27.8 | -33.3 | -12.8 | -14.4 | 0.6 | -1.7 | -22.8 | -27.8 | -6.1 | -10 | -5.2 | -7.8 | -5 | -7.2 | 1.7 | -4.4 | 0 | -3.9 | 1.6 | -3.1 | 5.4 | 2.7 | -23.9 | -27.8 | -1.7 | -7.2 | 6.1 | 5 | 8.9 | -1.1 | 14.4 | 13.3 | -0.6 | -1.1 | -2.2 | -7.4 | 1.1 | -2.8 | -17.8 | -23.9 | 9.4 | -3.3 | -3.9 | -12.8 | -5.6 | -6.7 | -2.8 | -12.8 | -14.4 | -17.2 | -8.3 | -13.9 | -3.3 | -6.1 | 5 | 4.9 | 0 | 0 | -10.6 | -12.8 | 6.7 | 2.2 | -2.8 | -8.3 | -12.8 | -13.9 | -19 | -25 | 6.7 | 0 | 17.2 | 16.7 | -0.6 | -3.3 | 1.7 | 0 | 3.9 | 1.1 | 2.6 | -4.5 | 18.9 | 14.8 | 13.9 | 8.9 | 8.1 | 5.1 | 3.9 | 3.3 | 5.2 | 2.9 | -9.4 | -15.6 | -0.6 | -4.4 | -16.7 | -26.7 | 5 | 1.7 | -6.1 | -10 | -3.5 | -5.1 | -1.7 | -7.8 | -13.3 | -17.8 | 1.5 | -5.4
-7 | -10 | 3.3 | -3.3 | 6.6 | 0.3 | 6.9 | 5.4 | 0 | -9.4 | 8.9 | 0 | 8 | 1 | 7.8 | 5.8 | 9.4 | -10 | 4.4 | 3.3 | 8.5 | 5.6 | 2.8 | 1.1 | 0 | -2.8 | 1.1 | -3.9 | 6 | 0 | 6.7 | 2.6 | 16.1 | 11.1 | 8.1 | 6.3 | 21.1 | 20 | 13.3 | 11.7 | 21.7 | 17.2 | -1.7 | -4.5 | 0 | -10.6 | 3.9 | -2.2 | -3.3 | -5 | 2.8 | 2.4 | -1.6 | -4 | 11.8 | 8.7 | 12.9 | 9.6 | 2.8 | -1.1 | -26 | -28 | -25.2 | -30.9 | -8.3 | -11.5 | 0.6 | -1.7 | -22.8 | -27.8 | -6.3 | -9.6 | -5.9 | -8.8 | -5 | -7.2 | 3.3 | -3.7 | 0.6 | -4.4 | 3.9 | -2.8 | 8.5 | 4.3 | -24.4 | -28.9 | 0.6 | -6.7 | 7.2 | 5.6 | 10.6 | 0 | 15 | 13.7 | 0 | -1.1 | -1.7 | -7.1 | 2.2 | -2.2 | -13.7 | -19.5 | 11.5 | -2.4 | -2.2 | -11.9 | -5.6 | -6.7 | -1.3 | -9.8 | -13.5 | -18 | -7.8 | -13.9 | -2.8 | -6.1 | 5 | 4.6 | 1 | 0 | -7.8 | -10.6 | 7.1 | 2.4 | -1.1 | -5 | -11.7 | -13.3 | -18 | -23 | 7.2 | 0.6 | 17.9 | 17.1 | -0.6 | -2.2 | 1.7 | 0 | 3.9 | 0.6 | 4.7 | -3.6 | 20 | 14.8 | 13.9 | 9.4 | 9.1 | 5.7 | 6.7 | 5.6 | 7.6 | 4.6 | -9.4 | -15 | -0.6 | -3.3 | -14.5 | -23.8 | 5 | 2.2 | -5.2 | -9 | -2.6 | -4.4 | -0.8 | -6.6 | -10.6 | -16.1 | 1.1 | -6.1
-6 | -7 | 2.8 | -2.2 | 8.3 | 0.6 | 7.8 | 6.1 | 3 | -7.7 | 14.4 | 0.6 | 8 | 1 | 10 | 6.9 | 11.1 | -7.8 | 6.1 | 3.3 | 9.8 | 6.7 | 7.8 | 1.1 | 0 | -2.8 | 3.3 | -3.5 | 6 | 0 | 11.1 | 4.6 | 21.1 | 13.3 | 11.9 | 8.6 | 23.3 | 20.6 | 14.4 | 11.1 | 21.7 | 17.8 | -1.1 | -4.4 | 0.2 | -9.2 | 4.4 | -1.7 | -2.2 | -3.9 | 2.8 | 2.2 | 0 | -2.8 | 12.2 | 8.3 | 13.3 | 9.4 | 3.9 | -0.6 | -23 | -26 | -22.6 | -28.9 | -3.9 | -9.2 | 0 | -1.7 | -18.9 | -21.7 | -6.5 | -9.6 | -6.7 | -10 | -3.9 | -6.1 | 5 | -3.3 | 1.7 | -3.9 | 6.1 | -3.3 | 11.7 | 5.6 | -23.9 | -27.8 | 2.8 | -6.1 | 8.9 | 6.7 | 11.7 | -1.7 | 15.5 | 14.1 | 0.6 | -0.6 | -1.1 | -7.8 | 6.1 | -1.7 | -9.7 | -15.7 | 13.5 | -2.5 | -0.6 | -12.4 | -4.4 | -6.1 | 0.2 | -8.2 | -12.6 | -19.6 | -6.1 | -12.8 | -2.8 | -6.1 | 5 | 4.4 | 1 | 0 | -6.1 | -10.6 | 7.4 | 2.7 | 1.7 | -4.4 | -9.4 | -12.2 | -17 | -22 | 7.8 | 1.2 | 18.7 | 17.4 | 0.6 | -1.1 | 2.2 | 1.1 | 3.9 | -1.1 | 6.7 | -3.3 | 21.1 | 15 | 13.9 | 10 | 10 | 6.1 | 11.1 | 7.8 | 10 | 6.1 | -5.6 | -12.8 | 0.6 | -2.8 | -12.2 | -21.7 | 5 | 1.7 | -4.2 | -8.2 | -1.7 | -3.9 | 0.2 | -6.1 | -5.6 | -13.9 | 2.4 | -4.2
-5 | -7 | 3.3 | -3.3 | 10.9 | 2.2 | 8.9 | 6.5 | 5.9 | -7.5 | 15.6 | 0 | 9 | 1 | 12.2 | 7.8 | 13.3 | -8.9 | 8.9 | 2.8 | 11.1 | 7.8 | 11.1 | 0 | 1.7 | -2.8 | 5.6 | -3.5 | 10 | 1 | 15.6 | 6.1 | 22.8 | 13.9 | 15.6 | 10.6 | 25 | 20 | 13.9 | 7.8 | 23.3 | 17.8 | 0.6 | -3.6 | 0.4 | -9.3 | 5 | -1.7 | -0.6 | -2.8 | 3 | 2.3 | 1.7 | -2.2 | 13.1 | 8.2 | 14.1 | 9.4 | 3.9 | -0.6 | -23 | -26 | -20 | -27.8 | 0.6 | -8.3 | 0 | -1.7 | -15.6 | -21.7 | -6.7 | -10 | -6.7 | -9.7 | -2.2 | -4.4 | 6.3 | -3 | 2.8 | -3.3 | 7.2 | -3.2 | 13.5 | 5.4 | -22.8 | -26.7 | 5.6 | -5 | 8.9 | 6.7 | 11.7 | 0 | 16.1 | 14.4 | 1.7 | 0 | 0 | -6.5 | 8.3 | -3.9 | -5.6 | -12.8 | 15.6 | -2.8 | 1.1 | -15 | -3.3 | -5.6 | 1.7 | -7.8 | -11.7 | -23.3 | -5 | -12.2 | -3.3 | -6.1 | 5.2 | 4.6 | 1 | 0 | -4.4 | -10 | 7.8 | 2.8 | 4.4 | -2.2 | -7.8 | -12.8 | -15 | -21 | 8.3 | 1.7 | 19.4 | 17.8 | 0 | -1.1 | 2.2 | 0.6 | 4.4 | -1.1 | 10.4 | -2.3 | 21.8 | 15 | 13.9 | 9.4 | 11.9 | 7 | 14.4 | 9.4 | 13 | 7.3 | -4.4 | -12.2 | 0.6 | -2.8 | -10 | -21.1 | 5 | 1.7 | -3.3 | -8.3 | 0.2 | -2.8 | 1.1 | -6.7 | -3.9 | -14.4 | 3.7 | -3.4
-3 | -6 | 3.9 | -2.8 | 13.5 | 3.6 | 10 | 6.9 | 8.9 | -8.9 | 17.8 | 0 | 10 | 1 | 13.9 | 8.3 | 15 | -7.8 | 10.6 | 3.9 | 12.6 | 7.5 | 13.9 | 2.2 | 3.9 | -2.8 | 7.8 | -5 | 12 | 0 | 16.1 | 6.3 | 23.3 | 13.9 | 17.6 | 10.5 | 26.1 | 20 | 15 | 5.6 | 23.9 | 17.2 | 2.2 | -3.4 | 0.6 | -10.6 | 5.6 | -1.1 | 2.2 | -1.7 | 3.1 | 2.1 | 3.7 | -1.3 | 14.1 | 8.1 | 14.8 | 8.8 | 4.4 | 0 | -19 | -25 | -17.4 | -25.4 | 1.7 | -6.3 | 0 | -2.2 | -10 | -17.2 | -6.5 | -9.5 | -6.7 | -9.7 | -1.1 | -3.9 | 7.6 | -2.9 | 3.9 | -3.3 | 8.3 | -4 | 15.4 | 4.8 | -21.7 | -26.1 | 10 | -4.4 | 8.3 | 6.7 | 12.8 | 2.2 | 17.6 | 14.7 | 2.8 | -0.6 | 1.1 | -6.1 | 10.6 | -5 | -4.7 | -13.3 | 17.4 | -2.5 | 1.7 | -11.5 | -2.2 | -4.4 | 1.9 | -6.1 | -10.4 | -20.8 | -2.8 | -11.7 | -2.2 | -5.6 | 5.4 | 4.8 | 1 | 0 | -2.2 | -12.8 | 8.2 | 3.3 | 4.4 | -3.3 | -6.7 | -13.3 | -13 | -19 | 9.1 | 3.5 | 20 | 17.6 | -1.1 | -2.8 | 2.8 | 1.1 | 6.1 | -1.1 | 14.1 | -2.1 | 22.6 | 14.7 | 12.8 | 9.4 | 13.7 | 7.7 | 17.8 | 10.6 | 15.9 | 7.7 | -2.8 | -12.8 | 2.2 | -3.3 | -8.3 | -18.3 | 5 | 1.7 | -2.8 | -7.1 | 2 | -2.4 | 2.4 | -5.9 | -1.1 | -14.4 | 5 | -2.8
0 | -3 | 3.3 | -2.8 | 16.1 | 5 | 11.1 | 7.2 | 9.5 | -7.6 | 20 | -1.1 | 10 | 2 | 15.5 | 8.3 | 15.6 | -7.2 | 11.7 | 4.4 | 14.1 | 7.2 | 15.6 | 2.2 | 3.3 | -3.3 | 8.9 | -3.8 | 13 | -1 | 16.7 | 6.5 | 23.3 | 13.9 | 19.7 | 9.9 | 26.7 | 20 | 16.1 | 2.8 | 24.4 | 16.7 | 3.9 | -3.9 | 0.8 | -8.2 | 6.7 | -1.1 | 4.4 | -0.6 | 3.3 | 2.2 | 5.8 | -1 | 15 | 7.8 | 15.6 | 8.3 | 4.4 | -0.6 | -18 | -22 | -14.8 | -23.6 | 2.8 | -5.2 | -0.6 | -3.3 | -5 | -14.4 | -6.3 | -9.1 | -6.7 | -10 | 0.6 | -2.8 | 8.9 | -3.9 | 5.6 | -2.2 | 9.4 | -5.6 | 17.2 | 3.9 | -21.7 | -26.7 | 13.9 | -5 | 10.6 | 6.1 | 13.3 | 4.4 | 19.1 | 14.6 | 4.4 | 0.6 | 2.2 | -6.7 | 10 | -4.4 | -3.7 | -14.9 | 19.3 | -3.1 | 2.2 | -9.5 | -1.7 | -3.9 | 2 | -5.8 | -9.1 | -19.3 | -2.8 | -10.6 | -2.8 | -5.6 | 5.6 | 5 | 1 | 0 | 0 | -11.7 | 8.5 | 3.6 | 3.9 | -3.9 | -6.1 | -13.9 | -10 | -17 | 9.8 | 5 | 20.5 | 17.5 | -1.7 | -3.3 | 3.3 | 1.7 | 7.2 | -1.1 | 17.8 | -3.9 | 23.3 | 14.4 | 12.8 | 10 | 15.6 | 8.3 | 19.4 | 9.4 | 18.9 | 7.8 | -2.2 | -12.8 | 3.9 | -4.4 | -6.7 | -16.9 | 5 | 2.2 | -2.2 | -6.6 | 3.9 | -2.2 | 3.7 | -6.6 | -0.6 | -15 | 7.8 | -2.5
1 | -1 | 3.3 | -2.8 | 16.7 | 5.1 | 12.6 | 8.3 | 10 | -7.7 | 22.2 | -0.6 | 11 | 3 | 17.2 | 8.3 | 15 | -3.9 | 13.3 | 5.6 | 15.6 | 6.1 | 16.1 | 4.4 | 5 | -2.8 | 10 | -3.5 | 14 | -1 | 17.2 | 6.7 | 24.4 | 14.4 | 21.7 | 8.9 | 27.2 | 20 | 17.2 | 2.8 | 23.9 | 17.2 | 4.1 | -3.2 | 0.9 | -7.6 | 7.2 | 0 | 5.6 | -2.8 | 3.5 | 2.3 | 7.8 | -1.1 | 16.1 | 8.1 | 16.7 | 8.4 | 4.4 | -0.6 | -16 | -20 | -12.2 | -23.3 | 3.9 | -4.4 | -0.6 | -5 | -4.4 | -13.9 | -6.1 | -9.4 | -6.9 | -10 | 2.2 | -1.7 | 9.6 | -3.2 | 7.8 | -1.1 | 10 | -4.2 | 17.8 | 3.7 | -21.1 | -26.7 | 17.8 | -5.6 | 11.1 | 6.1 | 13.9 | 4.4 | 20.6 | 14.4 | 4.4 | 0.6 | 2.4 | -5.9 | 10.6 | -5.6 | -2.8 | -19.4 | 21.1 | -3.9 | 2.8 | -8.9 | -1.7 | -3.9 | 2.2 | -6.1 | -7.8 | -19.4 | -2.2 | -10 | -1.7 | -5 | 6 | 5.4 | 1 | 1 | 1.7 | -11.7 | 8.9 | 3.9 | 3.3 | -3.9 | -5.6 | -13.3 | -9 | -17 | 10.6 | 6.7 | 21.1 | 17.2 | -2.2 | -5 | 3.9 | 2.2 | 8.3 | -1.1 | 18.9 | -3.4 | 22.9 | 14.2 | 13.9 | 10 | 16.1 | 8.9 | 20.6 | 6.7 | 20 | 7.4 | -1.1 | -12.8 | 5 | -5.6 | -5 | -16.7 | 5.6 | 2.2 | -1.7 | -6.7 | 4.1 | -2.2 | 5 | -8.3 | 0 | -11.7 | 10.5 | -3.2
2 | -2 | 2.8 | -2.8 | 17.2 | 5.2 | 14.1 | 9.2 | 10.6 | -8.9 | 23.9 | -2.2 | 9 | 5 | 17.9 | 8.5 | 13.9 | -0.6 | 13.9 | 5 | 16 | 6.7 | 16.1 | 5.6 | 3.9 | -2.8 | 11.1 | -3.3 | 14 | 0 | 17.2 | 6.4 | 23.9 | 14.4 | 22.1 | 8.3 | 27.8 | 18.9 | 17.8 | 2.2 | 23.9 | 17.2 | 4.2 | -3.1 | 1.1 | -7.8 | 7.8 | 0 | 7.2 | -1.7 | 3.7 | 2.5 | 8.2 | -1.2 | 17.2 | 8.1 | 17.8 | 8.1 | 3.9 | -1.1 | -15 | -19 | -11.3 | -21.9 | 3.7 | -3.8 | -0.6 | -5.6 | -2.8 | -12.2 | -5.7 | -8.7 | -7 | -10.3 | 3.3 | -1.1 | 10.4 | -2.9 | 8.9 | -0.6 | 10.5 | -3.8 | 18.3 | 3 | -20.6 | -26.1 | 18.3 | -6.1 | 11.7 | 4.4 | 14.4 | 6.1 | 21.3 | 14.2 | 5 | 0 | 2.6 | -5.8 | 11.1 | -4.4 | -3.2 | -15.7 | 21.3 | -4.2 | 2.8 | -8.4 | -1.7 | -3.9 | 2.8 | -4.5 | -7.8 | -16.9 | -2.2 | -10 | -1.1 | -4.4 | 6.3 | 5.7 | 3 | 2 | 2.8 | -11.7 | 8.9 | 4.5 | 5 | -5 | -5 | -13.3 | -7 | -15 | 10.2 | 7.3 | 22 | 16.5 | -3.3 | -5.6 | 4.4 | 2.2 | 8.3 | -2.8 | 20 | -3.2 | 22.6 | 14.2 | 14.4 | 10.6 | 16.7 | 9.7 | 21.1 | 6.7 | 21.1 | 7 | -0.6 | -14.4 | 4.4 | -3.3 | -4.4 | -14.5 | 5.6 | 2.2 | -1.7 | -6.2 | 4.2 | -2.7 | 5.4 | -8.2 | 0 | -12.2 | 13.3 | -6.1
2 | -1 | 2.8 | -2.8 | 17.8 | 5 | 15.6 | 10 | 10.4 | -7.4 | 25 | -2.2 | 9 | 5 | 18.7 | 8.4 | 13.9 | 0.6 | 13.9 | 1.7 | 16.3 | 7 | 14.4 | 7.8 | 4.4 | -3.3 | 11.3 | -2.8 | 14 | 0 | 17.2 | 6.4 | 23.9 | 15 | 22.4 | 7 | 28.3 | 18.3 | 18.3 | -0.6 | 25 | 18.3 | 4.4 | -3.3 | 0.4 | -6.3 | 7.8 | 0.6 | 8.3 | -1.7 | 3.9 | 2.8 | 8.5 | -1.9 | 18.3 | 8.3 | 18.9 | 7.8 | 3.9 | 0 | -13 | -17 | -10.3 | -21.9 | 3.5 | -3.7 | -0.6 | -5.6 | -0.6 | -10 | -5.4 | -8.7 | -7.2 | -11.1 | 3.3 | -1.1 | 11.1 | -3.3 | 8.9 | 0 | 11.1 | -3.9 | 18.9 | 2.8 | -21.1 | -26.7 | 19.4 | -6.1 | 11.7 | 3.9 | 14.4 | 6.7 | 22.1 | 13.8 | 6.1 | -1.1 | 2.8 | -6.7 | 12.2 | -3.9 | -3.5 | -13.9 | 21.5 | -4 | 2.8 | -9 | -1.1 | -2.8 | 3.3 | -4.1 | -7.8 | -15.7 | -1.7 | -9.4 | 0 | -4.4 | 6.7 | 6.1 | 3 | 2 | 3.9 | -12.2 | 8.9 | 4.9 | 5 | -4.4 | -3.9 | -12.8 | -6 | -13 | 9.8 | 7.9 | 23 | 15.4 | -3.9 | -6.1 | 4.4 | 2.8 | 8.3 | -2.8 | 21.1 | -4.4 | 22.2 | 13.9 | 15 | 11.1 | 17.2 | 10 | 21.7 | 5 | 22.2 | 6.1 | -0.6 | -13.9 | 3.3 | 0.6 | -3.9 | -14 | 1.7 | -0.6 | -1.7 | -6.4 | 4.4 | -3.3 | 5.7 | -9 | -0.6 | -12.8 | 13.1 | -3.6
1 | -1 | 2.8 | -2.8 | 16.9 | 5.5 | 15.6 | 10.2 | 10.2 | -7.5 | 25.6 | -3.3 | 10 | 4 | 19.4 | 8.3 | 13.3 | 2.2 | 13.9 | 1.7 | 16.7 | 7.2 | 13.3 | 7.8 | 3.9 | -2.8 | 11.5 | -2.7 | 13 | 2 | 17.2 | 6.1 | 23.9 | 16.1 | 22.8 | 6.1 | 27.2 | 18.9 | 18.3 | -3.9 | 23.9 | 16.1 | 4 | -3.1 | -0.4 | -6.3 | 8.3 | 1.1 | 9.4 | -3.9 | 4.1 | 2.9 | 8.9 | -2.8 | 17.9 | 8.5 | 18 | 7.8 | 3.9 | 0 | -13 | -16 | -9.4 | -23.3 | 3.3 | -3.9 | -1.1 | -6.7 | -0.6 | -10 | -5 | -8.9 | -7 | -10.4 | 2.8 | -1.7 | 9.8 | -2.8 | 10.6 | 0.6 | 9.3 | -3.5 | 18.2 | 2.9 | -21.1 | -26.7 | 19.4 | -5 | 11.7 | 3.9 | 13.9 | 6.1 | 22.8 | 13.3 | 6.1 | -2.2 | 2.4 | -5.9 | 10 | -3.9 | -3.9 | -13.9 | 21.7 | -5 | 2.8 | -11.1 | -1.7 | -3.3 | 3.9 | -3.9 | -7.8 | -15.6 | -1.7 | -9.4 | 1.1 | -3.3 | 6.7 | 6.3 | 2 | -1 | 3.9 | -12.8 | 8.9 | 5.6 | 3.9 | -5 | -3.9 | -12.8 | -5 | -11 | 9.4 | 8.3 | 23.9 | 13.9 | -4.4 | -6.7 | 5 | 2.8 | 8.9 | -3.3 | 20.9 | -4.5 | 21.7 | 14.9 | 16.1 | 11.1 | 16.5 | 9.7 | 21.1 | 7.2 | 22 | 5.5 | 0 | -13.9 | 5 | -0.6 | -3.3 | -14.4 | 1.7 | -1.1 | -1.7 | -7.2 | 3.5 | -2.7 | 6.1 | -11.7 | -1.1 | -12.8 | 13 | -2.5
0 | -2 | 2.2 | -2.8 | 15.9 | 5.5 | 15.6 | 10 | 10 | -8.3 | 25 | -2.8 | 10 | 4 | 18.1 | 9.2 | 13.3 | 3.3 | 13.9 | 1.7 | 15.2 | 7.8 | 12.2 | 7.8 | 1.1 | -3.3 | 11.7 | -2.8 | 12 | 1 | 16.1 | 6.3 | 22.8 | 17.2 | 21.3 | 6.4 | 25 | 19.4 | 18.3 | -3.3 | 23.3 | 16.7 | 3.7 | -3.4 | -1.1 | -6.7 | 7.8 | 1.7 | 8.9 | -3.9 | 4.2 | 3 | 8.2 | -1.9 | 17.6 | 8.8 | 17 | 7.7 | 3.9 | 2.8 | -13 | -16 | -10.9 | -21.9 | 1.6 | -3.1 | -1.7 | -7.2 | -0.6 | -13.3 | -5.4 | -8.7 | -6.9 | -10.3 | 2.8 | -1.1 | 8.5 | -2.4 | 11.1 | -1.7 | 7.4 | -3.9 | 17.4 | 3.3 | -21.7 | -26.1 | 18.9 | -5.6 | 10 | 3.9 | 13.3 | 6.1 | 21.1 | 12.6 | 5.6 | -3.9 | 2.1 | -6.2 | 10.6 | -2.8 | -4.6 | -11.6 | 20 | -4.4 | 1.1 | -7.7 | -1.1 | -3.3 | 3.7 | -3.1 | -8.3 | -13.6 | -2.2 | -9.4 | 2.2 | -1.7 | 6.7 | 6.6 | 0 | 0 | 3.9 | -12.8 | 8.7 | 5.1 | 3.9 | -6.1 | -3.9 | -13.3 | -4 | -10 | 9.6 | 8.7 | 22.6 | 13.4 | -4.4 | -6.7 | 5 | 3.3 | 7.8 | -3.3 | 20.8 | -5.2 | 21.1 | 15.4 | 16.1 | 10.6 | 15.7 | 9.4 | 22.2 | 5 | 21.9 | 5.4 | 0 | -13.9 | 4.4 | 0 | -3.7 | -12.6 | 2.2 | -0.6 | -2.1 | -6.5 | 2.6 | -2.6 | 5 | -10.7 | -1.7 | -14.4 | 12.8 | -1.7
-1 | -4 | 2.2 | -2.8 | 15 | 5.6 | 15.6 | 10 | 7.6 | -6.8 | 25 | -2.2 | 10 | 4 | 16.9 | 9.9 | 11.7 | 5 | 13.3 | 0.6 | 13.7 | 7.9 | 10 | 7.2 | -0.6 | -3.3 | 10.6 | -2.4 | 11 | 2 | 15 | 6.3 | 22.8 | 17.2 | 19.8 | 6.9 | 24.4 | 19.4 | 17.2 | -3.3 | 22.2 | 16.7 | 3.3 | -3.9 | -1.8 | -6.3 | 7.8 | 1.1 | 6.7 | -3.3 | 4.4 | 3.3 | 7.4 | -1.6 | 17.2 | 8.9 | 16.1 | 7.2 | 3.9 | 2.8 | -15 | -18 | -12.4 | -21.9 | 0 | -3 | -2.2 | -7.2 | -2.2 | -15.6 | -5.7 | -8.7 | -6.7 | -10.6 | 2.2 | -1.7 | 7.2 | -2.8 | 10 | -0.6 | 5.6 | -5 | 16.7 | 3.3 | -22.8 | -27.8 | 15 | -5.6 | 8.3 | 3.3 | 12.2 | 7.2 | 19.5 | 11.6 | 4.4 | -5.6 | 1.7 | -7.2 | 7.8 | -2.8 | -5.4 | -10.7 | 18.4 | -4.4 | -0.5 | -6.5 | -1.7 | -3.9 | 3.5 | -3.1 | -8.9 | -13 | -3.3 | -8.9 | 1.1 | -2.2 | 6.7 | 6.7 | -1 | -5 | 2.8 | -11.1 | 8.5 | 4.7 | 2.2 | -6.1 | -4.4 | -13.3 | -4 | -6 | 9.8 | 9.1 | 21.3 | 12.5 | -4.4 | -7.2 | 5 | 3.3 | 5.6 | -3.3 | 20.6 | -6.7 | 20.6 | 16.1 | 15 | 11.1 | 15 | 8.9 | 20.6 | 6.1 | 21.7 | 4.4 | -0.6 | -12.8 | 3.3 | 0.6 | -4 | -11.7 | 2.2 | -0.6 | -2.4 | -6.3 | 1.7 | -2.8 | 3.9 | -11.2 | -2.2 | -13.9 | 11.5 | -2
-1 | -3 | 2.2 | -2.8 | 13.7 | 5.9 | 14.1 | 10.2 | 5.2 | -7.1 | 24.4 | -1.7 | 8 | 6 | 15.6 | 10 | 11.7 | 6.1 | 12.8 | 2.8 | 12.2 | 7.8 | 7.8 | 6.1 | -1.7 | -3.9 | 9.4 | -2.5 | 11 | 3 | 13.9 | 6.1 | 22.8 | 17.8 | 18.3 | 6.7 | 23.3 | 19.4 | 13.3 | -3.3 | 21.7 | 16.7 | 2.4 | -2.6 | -2.6 | -6.8 | 7.8 | 2.2 | 5.6 | -3.3 | 4 | 3 | 6.7 | -1.7 | 15.2 | 9.2 | 15.4 | 7.5 | 3.3 | 3.3 | -16 | -21 | -13.9 | -23.3 | -1.7 | -3.3 | -2.2 | -6.7 | -3.3 | -12.2 | -6.1 | -9.4 | -7.1 | -10.7 | 2.2 | -2.2 | 6.1 | -3.1 | 8.9 | -1.7 | 4.8 | -4 | 14.8 | 4.2 | -23.3 | -28.3 | 13.3 | -6.1 | 6.7 | 3.3 | 10.6 | 7.2 | 17.8 | 10.6 | 3.3 | -5 | 0.8 | -7 | 6.7 | -2.8 | -6.1 | -10.6 | 16.7 | -5 | -2.2 | -6.7 | -2.2 | -3.3 | 3.3 | -3.3 | -9.4 | -12.8 | -4.4 | -9.4 | 1.1 | -2.8 | 6.5 | 6.4 | -1 | -5 | 1.7 | -10 | 8.3 | 4.4 | 2.2 | -6.7 | -5 | -13.9 | -6 | -7 | 10 | 9.4 | 20 | 11.7 | -4.4 | -7.8 | 5 | 3.3 | 3.3 | -3.9 | 17.4 | -5.1 | 20.4 | 16.3 | 14.4 | 11.1 | 13.9 | 10 | 17.8 | 7.8 | 20.2 | 4.7 | -1.1 | -13.9 | 2.8 | 1.1 | -4.4 | -12.2 | 2.2 | -0.6 | -2.8 | -6.7 | 0.9 | -2.5 | 2.8 | -13.3 | -2.8 | -15.6 | 10.2 | -2.5
0 | -4 | 2.2 | -2.8 | 12.4 | 5.8 | 12.6 | 10.2 | 2.8 | -8.3 | 21.7 | -1.1 | 8 | 6 | 14.5 | 10.2 | 11.7 | 5.6 | 10 | 2.8 | 12 | 7.9 | 7.2 | 6.7 | -2.2 | -3.9 | 8.3 | -2.8 | 10 | 2 | 13.2 | 6.1 | 22.8 | 18.3 | 16.5 | 7.2 | 23.3 | 19.4 | 11.7 | -2.8 | 21.7 | 16.1 | 1.5 | -2 | -3.3 | -7.8 | 7.8 | 2.8 | 5.6 | -2.2 | 3.7 | 3 | 6.7 | -1.1 | 13.1 | 9.2 | 14.6 | 7.2 | 3.9 | 3.3 | -18 | -21 | -14.6 | -22.1 | -2.1 | -4.4 | -2.8 | -7.2 | -3.9 | -12.2 | -6.5 | -9.2 | -7.4 | -11.1 | 3.3 | -1.1 | 5 | -3.8 | 7.2 | -1.7 | 4.1 | -3.4 | 13 | 4.4 | -23.3 | -28.3 | 7.2 | -6.1 | 7.2 | 3.9 | 10.6 | 6.1 | 16.9 | 8.9 | 1.7 | -5.6 | -0.2 | -8.1 | 5.6 | -2.8 | -6.5 | -9.9 | 15.2 | -3.7 | -2.8 | -7.8 | -2.2 | -4.4 | 3.3 | -2.5 | -9.6 | -12.4 | -4.4 | -9.4 | 0.6 | -3.3 | 6.3 | 5.9 | -1 | -5 | 1.1 | -8.3 | 8.1 | 4 | 1.7 | -5.6 | -6.1 | -13.9 | -6 | -7 | 10.7 | 10.1 | 18.1 | 8.4 | -5 | -7.8 | 5 | 3.9 | 3.3 | -2.8 | 14.3 | -4.8 | 20.2 | 16.1 | 14.4 | 11.1 | 12.8 | 10.6 | 17.2 | 6.1 | 18.7 | 4.9 | -1.1 | -13.9 | 2.2 | 0.6 | -4.8 | -10.7 | 2.2 | -0.6 | -3.5 | -6.6 | 0.2 | -2.4 | 1.5 | -11.3 | -2.8 | -15 | 8.9 | -3.9
1 | -3 | 1.7 | -2.8 | 11.1 | 5.6 | 11.1 | 10 | 2.6 | -8 | 18.9 | 0 | 8 | 7 | 13.3 | 10.1 | 11.7 | 4.4 | 8.9 | 2.8 | 11.9 | 7.8 | 6.7 | 6.1 | -2.8 | -3.9 | 7.9 | -1.9 | 9 | 2 | 12.4 | 5.8 | 22.8 | 18.9 | 14.6 | 7 | 22.8 | 20 | 10.6 | -3.9 | 21.1 | 16.1 | 0.6 | -1.7 | -4.1 | -7.6 | 7.8 | 2.2 | 5.6 | -1.7 | 3.3 | 2.8 | 6.7 | -1.1 | 11.1 | 8.9 | 13.9 | 7.2 | 3.9 | 3.3 | -20 | -22 | -15.4 | -22.1 | -2.4 | -5.5 | -2.8 | -7.2 | -3.9 | -12.8 | -6.8 | -9.3 | -7.8 | -12.2 | 4.4 | -1.7 | 3.9 | -5 | 7.2 | -1.7 | 3.3 | -3.9 | 11.1 | 4.4 | -23.9 | -28.3 | 11.1 | -3.3 | 6.7 | 3.3 | 10 | 7.2 | 15.9 | 6.9 | 0 | -7.2 | -1.1 | -10 | 5.6 | -2.8 | -6.8 | -9.6 | 13.7 | -3.5 | -3.3 | -9.8 | -2.8 | -5.6 | 3.3 | -2.3 | -9.8 | -12.4 | -5.6 | -9.4 | 0.6 | -3.9 | 6.1 | 5.6 | -2 | -6 | 1.1 | -8.3 | 8 | 3.9 | 1.1 | -4.4 | -7.2 | -13.9 | -6 | -8 | 11.5 | 10.9 | 16.3 | 5.3 | -4.4 | -7.8 | 5 | 3.9 | 2.2 | -3.3 | 11.1 | -6.1 | 20 | 16.1 | 13.9 | 11.1 | 11.7 | 11.1 | 15.6 | 10.6 | 17.2 | 4.4 | -2.2 | -13.3 | 2.2 | 0 | -5.2 | -10 | 2.2 | -0.6 | -4.3 | -7 | -0.6 | -2.8 | 0.2 | -10.8 | -1.1 | -15 | 9.6 | -2.9
-1 | -3 | 1.7 | -3.3 | 10 | 5.6 | 10.9 | 9.2 | 2.4 | -8.5 | 17.2 | 1.1 | 7 | 6 | 12.2 | 10 | 11.1 | 4.4 | 8.9 | 2.8 | 11.7 | 7.8 | 5 | 5 | -2.8 | -3.9 | 7.6 | -1 | 7 | 3 | 11.7 | 5.6 | 22.8 | 18.9 | 12.8 | 6.7 | 22.2 | 20 | 10 | -3.9 | 21.1 | 15.6 | 0.4 | -1.1 | -4.8 | -8 | 7.8 | 2.2 | 5.6 | -1.1 | 1.8 | 1.4 | 6.7 | -1.1 | 10.5 | 8.3 | 13 | 7 | 4.4 | 4.4 | -20 | -22 | -16.1 | -22.8 | -2.8 | -7.2 | -3.3 | -7.2 | -3.3 | -14.4 | -7.2 | -10 | -8.3 | -12.2 | 3.9 | -2.8 | 3.5 | -4.1 | 5.6 | -1.1 | 2.8 | -3.5 | 11.1 | 5.4 | -24.4 | -30 | 7.8 | -1.1 | 6.1 | 3.3 | 6.7 | 3.9 | 15 | 5 | -2.8 | -5 | -1.7 | -9.1 | 5 | -3.3 | -7.2 | -10 | 12.2 | -3.9 | -3.9 | -12.8 | -2.2 | -9.4 | 3.3 | -2.2 | -10 | -12.8 | -5.6 | -9.4 | 0.6 | -3.9 | 6.1 | 5.7 | -2 | -6 | 0.6 | -6.1 | 7.8 | 3.3 | 1.1 | -3.9 | -7.8 | -13.9 | -7 | -9 | 12.2 | 11.7 | 14.4 | 1.7 | -5 | -7.8 | 5 | 3.9 | 1.7 | -3.3 | 10.5 | -5.6 | 20 | 16.1 | 13.9 | 11.1 | 11.9 | 11.5 | 14.4 | 10 | 16.3 | 5.6 | -2.8 | -13.3 | 1.7 | -0.6 | -5.6 | -10 | 2.8 | 0 | -5 | -7.8 | -0.2 | -2.3 | -1.1 | -12.2 | -1.1 | -14.4 | 10.4 | -2.9
0 | -4 | 1.7 | -3.3 | 8.9 | 5.3 | 10.8 | 8.2 | 2.2 | -10.6 | 15.6 | 2.2 | 7 | 7 | 10.9 | 9.2 | 10.6 | 5 | 8.3 | 2.2 | 11.7 | 8 | 5 | 4.6 | -2.8 | -3.9 | 7.2 | -0.6 | 7 | 2 | 11.1 | 6.5 | 22.8 | 20 | 10.8 | 6.4 | 22.2 | 20 | 9.4 | -3.3 | 21.1 | 15 | 0.2 | -0.8 | -5.6 | -8.9 | 7.2 | 2.2 | 5 | -1.1 | 0.4 | 0.2 | 6.1 | -1.1 | 10 | 7.8 | 12 | 6.9 | 4.4 | 4.4 | -19 | -22 | -16.5 | -22.8 | -3.5 | -7.3 | -3.3 | -7.2 | -3.3 | -13.3 | -9.1 | -11.2 | -8.9 | -12.9 | 3.3 | -3.3 | 3.2 | -3.6 | 3.9 | -1.7 | 2.2 | -3.6 | 11.1 | 6.5 | -26.1 | -29.4 | 6.1 | -1.1 | 5.6 | 3.3 | 6.7 | 2.8 | 13.7 | 2 | -3.9 | -6.1 | -2.2 | -9 | 2.2 | -3.3 | -7.8 | -10.3 | 11.7 | -2.9 | -3.7 | -11.4 | -3.3 | -9.4 | 2.6 | -1.9 | -11.7 | -13.5 | -6.1 | -10 | 0 | -3.9 | 6.1 | 6 | -2 | -6 | 1.1 | -7.8 | 7.6 | 3.1 | 1.1 | -2.2 | -7.2 | -13.3 | -7 | -8 | 12.9 | 12.3 | 12.9 | 1.2 | -6.1 | -11.1 | 5 | 3.9 | 0.6 | -2.8 | 10 | -6 | 20 | 16.1 | 12.8 | 11.1 | 12 | 11.9 | 13.3 | 10 | 15.3 | 6.6 | -2.8 | -12.8 | 1.7 | -0.6 | -5.6 | -9.7 | 2.8 | 0.6 | -4.8 | -7.2 | 0.2 | -2.1 | -2 | -10.3 | -2.8 | -14.4 | 11.1 | -3.3
0 | -3 | 1.7 | -3.3 | 7.8 | 5 | 10.6 | 7.2 | 1.1 | -9 | 14.4 | 1.1 | 7 | 6 | 9.6 | 8.6 | 10 | 2.2 | 8.3 | 2.2 | 11.7 | 8.2 | 3.9 | 3.7 | -2.8 | -3.3 | 5.9 | 1 | 8 | 3 | 10.6 | 7.1 | 23.3 | 20.6 | 8.7 | 5.8 | 22.8 | 20 | 8.9 | -3.9 | 21.1 | 14.4 | 0 | -0.6 | -5 | -8.9 | 7.2 | 2.8 | 5 | 0 | -1.1 | -1.1 | 5.6 | -1.2 | 9.4 | 7.2 | 11.1 | 6.7 | 5 | 3.9 | -20 | -23 | -16.8 | -22.8 | -4.3 | -7.9 | -3.9 | -7.2 | -3.3 | -12.2 | -10.9 | -12.7 | -9.4 | -13.9 | 1.7 | -3.9 | 2.8 | -3.9 | 3.3 | -1.7 | 1.7 | -4.4 | 11.1 | 7.2 | -25.6 | -29.4 | 5.6 | -2.2 | 4.4 | 3.3 | 6.7 | 2.2 | 12.4 | -0.7 | -6.7 | -8.9 | -2.8 | -10 | 2.2 | -3.3 | -8.3 | -11.1 | 11.1 | -2.7 | -3.5 | -11 | -3.9 | -9.4 | 1.8 | -1.9 | -13.3 | -14.3 | -6.7 | -10.6 | -2.2 | -6.1 | 6.1 | 6.1 | -3 | -6 | 1.1 | -8.3 | 7.4 | 2.7 | 1.1 | -2.2 | -8.3 | -13.9 | -7 | -8 | 13.7 | 13.3 | 11.5 | 1.2 | -7.2 | -12.8 | 4.4 | 3.3 | 0 | -3.3 | 9.4 | -7.2 | 20 | 16.1 | 12.8 | 10.6 | 12.2 | 12.2 | 11.1 | 10 | 14.4 | 7.2 | -2.2 | -13.3 | 1.1 | 0 | -5.6 | -9.9 | 2.8 | 0.6 | -4.6 | -7 | 0.6 | -2.2 | -3 | -10.1 | -3.3 | -13.9 | 10.7 | -3
0 | -3 | 1.7 | -2.8 | 6.5 | 4.3 | 9.3 | 5.3 | 0 | -8.9 | 12.2 | 1.7 | 7 | 6 | 8.3 | 7.8 | 9.4 | 1.7 | 6.7 | 2.8 | 11.7 | 8.3 | 3.9 | 3.9 | -2.8 | -3.3 | 4.6 | 2 | 9 | 2 | 10 | 7.8 | 22.8 | 20 | 6.7 | 5 | 21.1 | 19.4 | 7.8 | -2.8 | 21.1 | 14.4 | 0 | -0.4 | -4.5 | -9.5 | 7.2 | 3.3 | 4.4 | 0 | -1.1 | -1.1 | 5 | -1.7 | 8.9 | 7 | 10.5 | 6.7 | 3.9 | 1.1 | -20 | -23 | -17.2 | -22.8 | -5 | -8.9 | -3.9 | -7.2 | -3.3 | -12.2 | -12.8 | -14.4 | -10.3 | -14.1 | 1.1 | -3.3 | 2.4 | -3.8 | 3.9 | -1.7 | 1.1 | -3.8 | 10.9 | 7.4 | -24.4 | -27.8 | 4.4 | -2.2 | 5 | 3.3 | 6.1 | 1.1 | 11.1 | -4.4 | -9.4 | -11.7 | -3.5 | -9.4 | 1.1 | -3.3 | -8.9 | -12.2 | 10.6 | -2.8 | -3.3 | -11.7 | -3.9 | -10 | 1.1 | -2.2 | -15 | -15.6 | -7.2 | -10.6 | -1.7 | -5.6 | 5.7 | 5.6 | -3 | -6 | 1.1 | -5.6 | 7.2 | 2.2 | 1.1 | -1.7 | -10.6 | -14.4 | -7 | -8 | 14.4 | 13.9 | 10 | 0.6 | -8.3 | -13.9 | 4.4 | 3.3 | -0.6 | -4.4 | 8.1 | -6 | 19.8 | 16.1 | 13.3 | 10.6 | 12.6 | 12.6 | 8.3 | 7.2 | 12.4 | 6.7 | -2.2 | -12.2 | 1.1 | 0 | -5.6 | -10.6 | 3.3 | 0.6 | -4.4 | -7.2 | 0.6 | -1.6 | -3.9 | -10.6 | -4.4 | -12.8 | 10.4 | -2.9
0 | -2 | 1.7 | -3.3 | 5.2 | 3.7 | 8 | 3.3 | -1.1 | -10 | 11.7 | 1.7 | 8 | 6 | 7.9 | 7.3 | 9.4 | 3.3 | 5 | 3.3 | 11.5 | 8.4 | 4.4 | 3.3 | -2.2 | -3.9 | 3.3 | 2.8 | 9 | 2 | 9.6 | 7.6 | 22.8 | 20 | 7.8 | 5.1 | 20.6 | 19.4 | 8.3 | -4.4 | 21.1 | 15 | 0 | -0.1 | -3.9 | -11.1 | 7.2 | 3.9 | 2.8 | 0 | -1.1 | -1.1 | 4.4 | -1.6 | 8.3 | 6.9 | 10 | 6.7 | 3.9 | 1.1 | -20 | -23 | -17.9 | -22.8 | -5.9 | -9 | -4.4 | -7.2 | -3.3 | -12.8 | -12.8 | -14.5 | -11.3 | -14.9 | 0.6 | -3.3 | 2.1 | -4.3 | 3.3 | -2.2 | 0.6 | -3.9 | 10.8 | 7.7 | -24.4 | -28.3 | 2.8 | -2.8 | 5 | 3.3 | 5.6 | 1.1 | 10.4 | -4.2 | -11.1 | -13.3 | -4.3 | -10 | -0.6 | -3.9 | -9.5 | -12.6 | 10.8 | -2 | -3.1 | -10.4 | -4.4 | -9.4 | 1.1 | -2.2 | -15.2 | -15.9 | -7.2 | -10 | -1.7 | -6.1 | 5.4 | 5 | -3 | -7 | -0.6 | -2.2 | 7 | 2.3 | 1.1 | -1.7 | -10.6 | -13.9 | -7 | -8 | 14.8 | 14.4 | 8.7 | 0.6 | -10 | -14.4 | 4.4 | 3.3 | -1.7 | -4.4 | 6.9 | -6 | 19.6 | 16.1 | 13.3 | 10.6 | 12.9 | 12.9 | 8.9 | 8.3 | 10.3 | 5.9 | -2.2 | -13.3 | 1.1 | 0 | -5.4 | -10 | 3.3 | 0.6 | -4.4 | -7.1 | 0.6 | -1.2 | -4.1 | -9.8 | -3.9 | -13.3 | 10 | -3.9
0 | -3 | 2.2 | -2.8 | 3.9 | 2.8 | 6.7 | 1.1 | -2.2 | -8.7 | 11.7 | 1.1 | 7 | 6 | 7.6 | 7 | 8.3 | 2.2 | 4.4 | 2.8 | 11.3 | 8.4 | 2.8 | 2.8 | -2.2 | -3.3 | 2.6 | 2.2 | 9 | 3 | 9.3 | 7.4 | 22.8 | 20 | 8.9 | 5.1 | 21.1 | 19.4 | 7.2 | -4.4 | 20.6 | 15 | 0 | 0 | -3.7 | -9 | 7.8 | 3.9 | 1.1 | -0.6 | -1.1 | -1.1 | 3.9 | -1.8 | 7.8 | 6.7 | 9.4 | 6.7 | 3.3 | 0.6 | -20 | -23 | -18.7 | -22.8 | -6.9 | -9.7 | -3.9 | -7.2 | -3.9 | -12.8 | -12.8 | -14.6 | -12.2 | -16.1 | 0.6 | -3.3 | 1.7 | -5.6 | 2.8 | -3.9 | 0 | -4.4 | 10.6 | 7.8 | -25 | -28.9 | 0.6 | -3.9 | 5 | 2.8 | 5.6 | 0.6 | 9.6 | -4.9 | -10 | -12.8 | -5 | -11.1 | -1.1 | -3.3 | -10 | -13.3 | 10.9 | -1.3 | -3 | -10.3 | -6.1 | -10 | 1.1 | -2.5 | -15.4 | -16.2 | -7.8 | -10.6 | -1.1 | -5.6 | 5 | 4.4 | -3 | -7 | -0.6 | -2.2 | 6.9 | 2.2 | 1.1 | -1.1 | -10.6 | -13.9 | -7 | -9 | 15.2 | 14.8 | 7.4 | 0.8 | -11.1 | -15 | 4.4 | 3.3 | -2.2 | -5 | 5.6 | -6.7 | 19.4 | 16.1 | 13.3 | 10.6 | 13.3 | 13.3 | 8.9 | 8.3 | 8.3 | 5 | -2.8 | -12.8 | 1.1 | 0 | -5.2 | -10 | 3.9 | 0.6 | -4.4 | -7.4 | 0.6 | -1.1 | -4.2 | -9.7 | -3.9 | -13.9 | 9.3 | -2.3
0 | -3 | 2.2 | -3.9 | 3.3 | 2.3 | 5.9 | 0.8 | -3.3 | -8.8 | 11.1 | 1.1 | 7 | 6 | 7.2 | 6.7 | 7.8 | 1.7 | 4.4 | 2.8 | 11.1 | 8.3 | 3.3 | 2.1 | -2.2 | -3.3 | 1.8 | 1.7 | 8 | 3 | 8.9 | 7.2 | 22.2 | 20 | 10 | 5 | 20.6 | 19.4 | 6.7 | -3.9 | 21.1 | 15 | 0 | 0 | -3.5 | -8.2 | 7.2 | 3.9 | 0 | -1.7 | -0.7 | -1.6 | 3.3 | -2.2 | 7.2 | 6.3 | 8.9 | 6.2 | 4.4 | 1.1 | -20 | -22 | -19.4 | -22.8 | -7.8 | -10.6 | -3.3 | -6.7 | -3.9 | -10 | -12.8 | -15 | -12.4 | -16.1 | 2.2 | -3.3 | 1.3 | -4.6 | 1.1 | -5 | -0.6 | -4.2 | 10.6 | 8 | -25 | -28.9 | -1.1 | -5.6 | 4.4 | 2.8 | 5.6 | 0.6 | 8.9 | -6.1 | -9.4 | -11.7 | -6.1 | -10.8 | -1.7 | -4.4 | -10.6 | -14.4 | 11.1 | -1.1 | -2.8 | -11.1 | -5.6 | -9.4 | 1.1 | -3.3 | -15.6 | -16.7 | -8.3 | -10.6 | -2.2 | -5.6 | 5 | 4.4 | -5 | -7 | -1.1 | -2.2 | 6.7 | 2.2 | 2.2 | -1.1 | -10 | -12.8 | -7 | -9 | 15.6 | 15 | 6.1 | 0.6 | -12.2 | -16.7 | 4.4 | 3.3 | -2.8 | -5.6 | 5.2 | -5.9 | 18.7 | 16.2 | 13.3 | 10.6 | 13.5 | 13.5 | 7.8 | 7.8 | 7.4 | 4.5 | -2.8 | -7.2 | 0.6 | -1.1 | -5 | -10.6 | 3.3 | -1.1 | -4.4 | -8.3 | 0.6 | -0.9 | -4.4 | -10.6 | -3.9 | -14.4 | 8.5 | -1.9
0 | -3 | 1.7 | -3.3 | 2.8 | 1.6 | 5.2 | 0.4 | -4.4 | -9.4 | 10 | 1.1 | 7 | 6 | 6.8 | 6.2 | 7.8 | -0.6 | 5 | 2.8 | 11.1 | 8.2 | 2.2 | 2.1 | -2.2 | -3.3 | 1.1 | 1.1 | 8 | 3 | 8.9 | 7.4 | 21.7 | 19.4 | 8.5 | 4.9 | 20 | 19.4 | 6.1 | -3.3 | 20.6 | 15 | 0 | 0 | -3.3 | -7.8 | 6.7 | 3.9 | 0.6 | -1.1 | -0.4 | -2.3 | 3.3 | -1.8 | 6.7 | 6 | 8.3 | 5.6 | 4.4 | 1.1 | -20 | -22 | -19.8 | -22.8 | -7.4 | -9.9 | -2.8 | -6.7 | -3.9 | -10.6 | -14.3 | -16.4 | -12.6 | -16.6 | 2.8 | -5 | 1 | -4.5 | 0 | -5.6 | -1.1 | -4.4 | 10.6 | 8.2 | -25.6 | -28.9 | -1.7 | -6.1 | 3.3 | 2.2 | 5 | 0.6 | 7.2 | -4 | -9.4 | -11.7 | -7.2 | -11.6 | -3.3 | -5.6 | -11.7 | -15 | 10.4 | -0.9 | -2.6 | -10.2 | -7.8 | -10.6 | 0.7 | -4 | -15.8 | -16.9 | -8.3 | -10.6 | -2.2 | -5 | 5 | 4.4 | -5 | -8 | -0.6 | -2.2 | 6.3 | 1.8 | 2.8 | 0.6 | -11.1 | -13.3 | -7 | -9 | 15.8 | 15.4 | 4.8 | 0.5 | -13.9 | -17.8 | 4.4 | 3.3 | -3.3 | -5.6 | 4.8 | -5.7 | 17.9 | 16.1 | 12.8 | 10 | 13.7 | 13.7 | 6.1 | 6.1 | 6.5 | 4 | -5 | -7.8 | 0.6 | -1.1 | -5.4 | -10.3 | 3.3 | -1.1 | -5 | -8.2 | 0.6 | -0.9 | -4.2 | -9.2 | -4.4 | -13.3 | 7.8 | -1.7
0 | -3 | 2.2 | -3.9 | 2.2 | 1.1 | 4.4 | 0 | -3.9 | -8.7 | 9.4 | 1.1 | 7 | 6 | 6.5 | 5.9 | 7.8 | -3.3 | 3.3 | 2.2 | 11.1 | 8 | 2.2 | 1.7 | -2.2 | -2.8 | 1.3 | 0 | 8 | 4 | 8.9 | 7.7 | 22.2 | 20 | 7.1 | 4.9 | 20.6 | 19.4 | 4.4 | -1.7 | 21.1 | 15 | 0 | 0 | -4.2 | -7.7 | 5.6 | 2.8 | 2.2 | 0.6 | 0 | -3.3 | 3.3 | -1.6 | 6.1 | 5.6 | 7.8 | 5 | 5.6 | 1.1 | -19 | -22 | -20.2 | -22.8 | -7.1 | -9.5 | -3.3 | -6.7 | -3.9 | -12.2 | -15.7 | -17.9 | -12.8 | -17.8 | 0 | -6.1 | 0.6 | -5 | -1.1 | -5.6 | -1.7 | -5 | 10.6 | 8.3 | -25.6 | -28.9 | -3.3 | -6.7 | 3.3 | 2.8 | 5 | 2.2 | 5.6 | -2.8 | -9.4 | -12.2 | -8.3 | -12.8 | -1.7 | -4.4 | -12.8 | -15.9 | 9.6 | -0.8 | -2.4 | -10.4 | -8.3 | -11.1 | 0.4 | -5 | -15.9 | -17.3 | -10 | -12.8 | -2.8 | -5.6 | 5 | 4.4 | -6 | -9 | -0.6 | -2.2 | 6 | 1.5 | 1.7 | 0 | -12.8 | -14.4 | -7 | -9 | 15.9 | 15.5 | 3.5 | 0.2 | -14.4 | -18.3 | 4.4 | 3.3 | -3.3 | -5.6 | 4.4 | -6.7 | 17.2 | 16.1 | 12.8 | 10 | 13.9 | 13.9 | 6.7 | 6.7 | 5.6 | 3.3 | -4.4 | -8.3 | 0.6 | -1.1 | -5.7 | -10.6 | 3.3 | -1.1 | -5.5 | -8.5 | 0.6 | -1.1 | -4.1 | -8.7 | -6.7 | -13.9 | 8 | -1.8
-3 | -5 | 1.7 | -5 | 5.9 | 3.6 | 4.8 | -0.3 | -3.3 | -8.3 | 9.4 | 0.6 | 7 | 6 | 6.1 | 5.6 | 7.8 | -3.9 | 3.9 | 2.2 | 11.1 | 7.8 | 3.3 | 2.8 | -2.2 | -2.8 | 1.5 | -1.2 | 8 | 4 | 8.9 | 7.8 | 22.2 | 20 | 5.6 | 4.4 | 20.6 | 20 | 5.6 | -1.7 | 20.6 | 15.6 | 0.4 | 0.4 | -5.2 | -8.4 | 4.4 | 1.7 | 2.8 | 1.1 | 1.1 | -2.7 | 3.3 | -1.7 | 6.7 | 5.8 | 8.3 | 5.3 | 5 | 0.6 | -20 | -23 | -20.6 | -22.8 | -6.7 | -9.4 | -3.3 | -7.2 | -3.9 | -12.8 | -17.2 | -20 | -13.2 | -17.4 | -1.1 | -6.7 | 1 | -4.5 | -0.6 | -5.6 | -0.2 | -4 | 11.7 | 9.1 | -26.1 | -29.4 | -3.3 | -7.2 | 3.3 | 2.8 | 6.1 | 3.3 | 3.9 | -2.8 | -10 | -12.2 | -7.2 | -11.2 | -1.1 | -4.4 | -13.9 | -17.2 | 8.9 | -1.1 | -2.2 | -11.7 | -9.4 | -11.7 | 0 | -7.2 | -16.1 | -17.8 | -10.6 | -13.3 | -2.8 | -5 | 5.4 | 4.5 | -6 | -8 | -0.6 | -2.2 | 5.6 | 1.1 | 1.7 | -0.6 | -10.6 | -12.8 | -7 | -9 | 16.1 | 15.6 | 2.2 | 0 | -15 | -17.8 | 4.4 | 3.3 | -2.2 | -5 | 6.3 | -5 | 18.7 | 16.3 | 12.8 | 10 | 14.3 | 14.3 | 7.2 | 7.2 | 8.4 | 5 | -3.9 | -10.6 | 0 | -2.8 | -6.1 | -11.7 | 3.3 | 0 | -6.1 | -9.4 | 0.8 | -0.7 | -3.9 | -8.9 | -6.7 | -13.9 | 8.1 | -2.2
-4 | -5 | 1.7 | -6.7 | 9.6 | 6.2 | 5.2 | -0.5 | -2.8 | -8.9 | 10.6 | 0.6 | 8 | 7 | 8.9 | 6.9 | 9.4 | -3.3 | 4.4 | 3.3 | 10.7 | 7.4 | 4.4 | 3.9 | -2.2 | -2.8 | 1.7 | -2.8 | 11 | 4 | 11.7 | 8.6 | 23.3 | 20 | 8 | 6.3 | 20.6 | 20 | 8.9 | -4.4 | 20.6 | 15.6 | 0.7 | 0.7 | -6.1 | -9.4 | 5 | 1.7 | 3.9 | 1.1 | 2.2 | -2.2 | 5.5 | -0.3 | 7.2 | 5.9 | 8.9 | 5.5 | 4.4 | -1.7 | -20 | -24 | -18 | -21.2 | -4.3 | -7.9 | -3.3 | -7.2 | -3.9 | -13.3 | -15 | -17 | -13.5 | -17.7 | -3.3 | -8.9 | 1.3 | -5 | 0.6 | -5 | 1.3 | -3.7 | 12.8 | 9.8 | -26.7 | -30.6 | -1.7 | -5.6 | 4.4 | 2.8 | 6.1 | 2.2 | 6.7 | -2.2 | -10 | -12.8 | -6.1 | -10.3 | 1.7 | -2.2 | -11.7 | -15.9 | 10.2 | -0.3 | -1.1 | -9.9 | -6.7 | -10.6 | 0.2 | -7.1 | -13.9 | -16.3 | -10 | -12.8 | -1.7 | -4.4 | 5.7 | 4.4 | -5 | -8 | -0.6 | -2.2 | 6 | 1.3 | 2.8 | 1.1 | -9.4 | -11.7 | -7 | -10 | 17 | 16.5 | 5.7 | 1.6 | -15.6 | -18.3 | 4.4 | 3.3 | -0.6 | -3.3 | 8.1 | -4.7 | 20.2 | 16.7 | 13.3 | 10.6 | 14.6 | 14.6 | 9.4 | 9.4 | 11.1 | 6.1 | -4.4 | -7.8 | 0 | -3.3 | -5.2 | -10.1 | 3.3 | -0.6 | -5.7 | -8.9 | 0.9 | -0.6 | -0.9 | -6.5 | -3.9 | -13.9 | 8.3 | -3.3
-6 | -7 | 2.2 | -6.1 | 13.3 | 8.3 | 5.6 | -1.1 | 1.8 | -6.2 | 15.6 | 1.7 | 8 | 7 | 11.6 | 8.1 | 11.1 | -2.8 | 8.3 | 3.9 | 10.4 | 7.1 | 7.8 | 6.1 | -1.7 | -2.8 | 3.2 | -3.2 | 13 | 6 | 14.4 | 9 | 25 | 20 | 10.4 | 7.8 | 21.1 | 20.6 | 9.4 | -2.8 | 23.9 | 16.1 | 1.1 | 1.1 | -4.4 | -8.7 | 7.2 | 2.2 | 4.4 | 1.7 | 3.3 | -2.2 | 7.8 | 1.2 | 7.8 | 6.1 | 9.4 | 5.6 | 4.4 | -2.8 | -18 | -21 | -15.4 | -20.2 | -1.8 | -6.7 | -2.8 | -6.1 | -3.3 | -10 | -12.8 | -14.2 | -13.9 | -18.3 | -5.6 | -10 | 1.7 | -6.1 | 1.7 | -5.6 | 2.8 | -3.9 | 13.9 | 10.6 | -26.1 | -30 | 0.6 | -3.3 | 4.4 | 3.3 | 6.1 | 1.7 | 9.4 | -2.2 | -10 | -12.8 | -5 | -10 | 5 | -2.2 | -9.4 | -15.1 | 11.5 | 0 | 0 | -9.1 | -4.4 | -10.6 | 0.4 | -7.8 | -11.6 | -14.9 | -8.9 | -11.7 | 0 | -3.3 | 6.1 | 4.4 | -5 | -8 | 0.6 | -1.7 | 6.3 | 1.6 | 3.9 | 0 | -7.8 | -11.1 | -7 | -9 | 18 | 17.5 | 9.3 | 3.1 | -13.9 | -18.9 | 5 | 3.9 | 1.1 | -2.8 | 10 | -5 | 21.7 | 16.7 | 15 | 11.1 | 15 | 15 | 12.2 | 12.2 | 13.9 | 7.2 | -4.4 | -7.8 | 0 | -2.2 | -4.2 | -9 | 3.9 | 0 | -5.4 | -9 | 1.1 | -0.6 | 2 | -5.2 | -2.2 | -12.8 | 9.8 | -2.2
-7 | -8 | 2.2 | -5.6 | 15.5 | 8.3 | 6.7 | -0.9 | 6.5 | -5.1 | 18.9 | 1.1 | 7 | 6 | 14.4 | 8.9 | 12.2 | -2.8 | 10 | 1.1 | 10 | 6.7 | 11.1 | 6.7 | -1.1 | -3.3 | 4.6 | -4.4 | 18 | 10 | 17.2 | 8.9 | 26.1 | 18.9 | 12.8 | 9.4 | 22.2 | 20.6 | 13.3 | -3.3 | 23.3 | 15.6 | 1.7 | 1.7 | -2.8 | -8.7 | 10 | 2.2 | 8.9 | 3.9 | 5.5 | -1.6 | 10 | 2.2 | 9.8 | 6.9 | 10.9 | 6.3 | 5 | -3.3 | -16 | -20 | -12.8 | -20 | 0.6 | -6.7 | -2.8 | -6.7 | -2.2 | -11.1 | -10.6 | -11.7 | -12.4 | -17.6 | -6.1 | -10.6 | 3.9 | -4 | 2.8 | -5 | 4.8 | -3.3 | 15.9 | 11.3 | -25 | -28.9 | 2.8 | -4.4 | 5 | 2.2 | 6.7 | 0.6 | 12.2 | -3.9 | -8.9 | -12.8 | -3.3 | -8.7 | 6.7 | -3.3 | -7.2 | -15.6 | 12.8 | 0.6 | 1.1 | -10 | -2.2 | -10.6 | 0.6 | -10 | -9.4 | -14.4 | -5 | -8.9 | 1.1 | -2.2 | 8 | 4.4 | -5 | -7 | 4.4 | -5.6 | 6.7 | 1.7 | 6.1 | -2.2 | -6.7 | -11.1 | -7 | -9 | 18.9 | 18.3 | 12.8 | 3.9 | -8.9 | -18.3 | 5 | 3.9 | 5 | -2.2 | 12.8 | -3.4 | 22.4 | 16.7 | 15.6 | 11.7 | 16.5 | 15.2 | 16.1 | 13.9 | 16.1 | 9.3 | -4.4 | -7.8 | 0.6 | -2.2 | -3.3 | -8.9 | 3.9 | 0 | -5 | -9.4 | 1.5 | -0.2 | 5 | -5 | -0.6 | -12.8 | 11.3 | -1.3
-8 | -10 | 3.3 | -5 | 17.8 | 7.6 | 7.8 | -0.8 | 11.1 | -6.1 | 21.1 | 1.1 | 7 | 6 | 15.9 | 9.6 | 12.2 | -0.6 | 10.6 | 2.8 | 10.9 | 6.1 | 14.4 | 6.7 | 0 | -2.8 | 6.1 | -6.7 | 20 | 12 | 18.3 | 8.9 | 26.7 | 18.9 | 14.6 | 9.9 | 25 | 20 | 15 | -4.4 | 23.9 | 15.6 | 2.2 | 2.2 | -1.1 | -10 | 11.7 | 1.1 | 11.7 | 4.4 | 7.8 | -1.7 | 12.8 | 2.9 | 11.9 | 7.4 | 12.4 | 6.7 | 5 | -3.9 | -14 | -19 | -10.2 | -17.8 | 1.9 | -4.7 | -2.8 | -6.7 | 0.6 | -11.1 | -8.9 | -11.4 | -10.9 | -17.2 | -5.6 | -10 | 6.1 | -2.9 | 4.4 | -4.4 | 6.9 | -3.7 | 18 | 12.3 | -24.4 | -28.9 | 4.4 | -4.4 | 7.2 | 2.2 | 5.6 | 0.6 | 14.6 | -3.3 | -8.3 | -12.2 | -1.7 | -8.3 | 7.8 | -4.4 | -7.4 | -13.3 | 14.1 | 2 | 1.3 | -8.8 | -1.1 | -10.6 | 1.5 | -8.6 | -7.4 | -13.5 | 0 | -10 | 2.2 | -1.1 | 9.8 | 4.2 | -3 | -7 | 5 | -4.4 | 6.3 | 2.2 | 7.8 | -1.7 | -5.6 | -9.4 | -6 | -9 | 18.9 | 18.3 | 14.6 | 2.8 | -6.1 | -15 | 5.6 | 3.9 | 6.7 | -3.3 | 15.5 | -2.6 | 23.2 | 16.8 | 16.7 | 11.1 | 17.9 | 15.2 | 20.6 | 14.4 | 18.4 | 11.3 | -3.9 | -7.8 | 1.7 | -3.3 | -3.1 | -8.1 | 4.4 | 0 | -4.6 | -9 | 1.8 | -0.3 | 6.7 | -3.9 | 0 | -13.3 | 12.8 | -1.1
-9 | -12 | 3.9 | -6.1 | 20 | 6.1 | 8.9 | -1.1 | 12 | -5.3 | 23.9 | 0.6 | 7 | 6 | 17.4 | 9.8 | 12.8 | 1.1 | 11.1 | 3.3 | 11.9 | 5.1 | 15 | 5 | 1.1 | -3.3 | 6.5 | -6 | 21 | 12 | 19.5 | 8.5 | 26.7 | 18.3 | 16.5 | 10.2 | 25.6 | 21.1 | 16.1 | -4.4 | 23.9 | 15 | 2.8 | 2.8 | -1.8 | -8.2 | 11.1 | 1.1 | 13.9 | 5 | 10 | -2.2 | 15.5 | 3.3 | 13.9 | 7.8 | 13.9 | 7.2 | 5 | -3.9 | -14 | -19 | -7.6 | -16.4 | 3.1 | -3.3 | -1.7 | -7.8 | 2.2 | -10.6 | -7.3 | -11.8 | -9.4 | -18.3 | -4.4 | -10 | 8.3 | -2.2 | 5.6 | -6.1 | 8.9 | -5 | 20 | 12.8 | -23.3 | -27.8 | 5.6 | -7.2 | 7.8 | 2.2 | 5.6 | -0.6 | 17 | -4.3 | -7.2 | -11.7 | 0 | -8.9 | 9.4 | -6.1 | -7.6 | -12.1 | 15.4 | 3.2 | 1.5 | -8.6 | -0.6 | -10.6 | 2.4 | -8.5 | -5.3 | -13.6 | 1.7 | -8.3 | 3.3 | -0.6 | 11.7 | 3.3 | -2 | -7 | 5 | -3.3 | 6 | 2.5 | 8.9 | -2.8 | -3.9 | -7.8 | -6 | -8 | 18.9 | 17.9 | 16.5 | 0.6 | -5.6 | -14.4 | 6.1 | 3.9 | 8.9 | -2.8 | 18.3 | -2.8 | 23.9 | 16.7 | 17.2 | 11.7 | 19.4 | 15 | 22.2 | 12.8 | 20.6 | 13.3 | -2.2 | -8.9 | 2.8 | -3.3 | -3 | -8.2 | 4.4 | -0.6 | -4.3 | -9.1 | 2.2 | 0 | 8.3 | -4 | 1.1 | -12.2 | 13.2 | -1
-8 | -11 | 4.4 | -5.6 | 21.1 | 6.6 | 9.6 | -0.8 | 13 | -4.9 | 25 | -1.1 | 7 | 5 | 18.9 | 10 | 13.3 | 2.8 | 12.2 | 4.4 | 12.8 | 3.9 | 16.1 | 8.3 | 1.1 | -3.3 | 6.8 | -6.4 | 19 | 12 | 20.6 | 8.3 | 27.2 | 18.3 | 18.3 | 10 | 27.2 | 20.6 | 16.1 | -5 | 26.1 | 15 | 5 | 3.3 | -2.6 | -7.6 | 10 | -0.6 | 15 | 6.1 | 10.9 | -3.2 | 18.3 | 2.8 | 15.2 | 8.2 | 15 | 7.3 | 5 | -3.9 | -13 | -18 | -5 | -16.7 | 4.4 | -2.2 | -1.7 | -7.8 | 3.3 | -8.9 | -5.6 | -13.3 | -8.5 | -17.1 | -3.9 | -9.4 | 9.6 | -0.8 | 5 | -7.8 | 9.5 | -3.6 | 18.7 | 13.6 | -22.8 | -27.8 | 6.7 | -7.2 | 8.9 | 1.1 | 5 | -0.6 | 19.4 | -6.1 | -5 | -10.6 | 0.6 | -7.9 | 11.7 | -6.1 | -7.8 | -11.7 | 16.7 | 4.4 | 1.7 | -10 | 1.1 | -10 | 3.3 | -9.4 | -3.3 | -15.6 | 3.3 | -7.2 | 4.4 | 0 | 12.8 | 3.2 | -2 | -9 | 3.9 | 0.6 | 5.6 | 2.8 | 10 | -2.2 | -3.3 | -7.8 | -6 | -8 | 18.9 | 17.8 | 18.3 | -2.8 | -3.3 | -12.2 | 6.1 | 3.9 | 10.6 | -3.9 | 20.3 | -2.4 | 23.7 | 17 | 16.1 | 11.7 | 20.7 | 14.4 | 23.3 | 12.2 | 21.9 | 13.3 | -1.7 | -8.3 | 3.3 | -3.9 | -2.8 | -8.9 | 3.9 | 0 | -3.9 | -10 | 2.2 | 0.1 | 10 | -4.4 | 1.1 | -12.8 | 13.5 | -1.1
-6 | -9 | 4.4 | -4.4 | 22.2 | 6.5 | 10.4 | -0.9 | 13.9 | -6.1 | 26.7 | -1.7 | 6 | 4 | 19.3 | 10.1 | 13.9 | 4.4 | 11.7 | 5.6 | 12.6 | 3.6 | 14.4 | 7.2 | 1.1 | -2.8 | 7.2 | -7.2 | 17 | 13 | 20.6 | 9.2 | 26.7 | 18.3 | 19.1 | 10.2 | 28.3 | 20 | 12.8 | 1.7 | 24.4 | 13.9 | 7.2 | 3.8 | -3.3 | -7.8 | 8.3 | 3.3 | 17.2 | 5.6 | 11.9 | -4.1 | 18.7 | 2.9 | 16.5 | 8.7 | 16.1 | 7.4 | 5.6 | -4.4 | -13 | -17 | -5 | -15 | 4.4 | -2 | -0.6 | -7.8 | 4.4 | -8.3 | -5.4 | -12.6 | -7.6 | -16.7 | -2.2 | -7.8 | 10.9 | 0.6 | 4.4 | 2.2 | 10 | -2.6 | 17.4 | 14.1 | -22.2 | -27.2 | 7.8 | -9.4 | 10 | 1.1 | 5 | -0.6 | 19.6 | -4.7 | -4.4 | -8.3 | 1.1 | -8 | 12.8 | -6.7 | -8 | -11.7 | 15.9 | 4.9 | 1.9 | -8.9 | 1.1 | -8.9 | 3.3 | -8.9 | -2.6 | -13.9 | 3.9 | -6.1 | 5 | 0 | 13.9 | 2.5 | -2 | -7 | 2.2 | 0.6 | 6.7 | 1.6 | 10 | -2.2 | -2.8 | -8.9 | -5 | -8 | 18.2 | 17.1 | 18.3 | -0.9 | -1.7 | -9.4 | 6.1 | 3.9 | 11.7 | -5 | 22.4 | -2.7 | 23.5 | 17 | 17.8 | 11.7 | 22 | 13.7 | 23.9 | 12.2 | 23.1 | 13 | -2.2 | -10 | 4.4 | -4.4 | -3 | -8.6 | 4.4 | 0 | -3.7 | -9 | 2.2 | 0.4 | 10.6 | -4.1 | 1.7 | -13.3 | 13.9 | -1.7
-7 | -10 | 4.4 | -5 | 23.3 | 6.7 | 11.1 | -1.1 | 13.7 | -5.3 | 27.2 | -2.8 | 7 | 4 | 19.6 | 9.8 | 13.3 | 5.6 | 10.6 | 6.1 | 12.4 | 2.8 | 13.9 | 8.3 | 1.7 | -2.2 | 6.8 | -7.4 | 17 | 13 | 20.6 | 10.4 | 26.1 | 18.3 | 19.8 | 9.7 | 28.3 | 18.9 | 13.9 | 1.1 | 23.9 | 15 | 9.4 | 3.9 | -3.3 | -7 | 6.1 | -1.7 | 18.3 | 6.1 | 12.8 | -6.7 | 19 | 2.8 | 17.8 | 8.9 | 17.2 | 7.2 | 6.1 | -5.6 | -13 | -17 | -5 | -15 | 4.4 | -2 | -0.6 | -7.8 | 4.4 | -6.1 | -5.2 | -13.1 | -6.7 | -17.8 | -1.7 | -7.8 | 12.2 | 1.7 | 4.4 | -5 | 10.6 | -2.2 | 16.1 | 14.4 | -21.7 | -26.7 | 8.3 | -10 | 11.1 | 1.1 | 4.4 | -1.1 | 19.8 | -4.6 | -3.3 | -7.8 | 1.7 | -9.4 | 13.9 | -7.8 | -8.1 | -12.1 | 15.2 | 4.9 | 2 | -8.8 | 1.7 | -10 | 3.3 | -9.2 | -1.8 | -13.8 | 5.6 | -6.1 | 4.4 | 0 | 15 | 1.7 | -2 | -7 | 5.6 | 2.2 | 7.8 | 0 | 10 | -2.2 | -1.1 | -10.6 | -5 | -8 | 17.4 | 16.3 | 18.3 | 0.4 | -1.1 | -8.3 | 6.1 | 3.9 | 12.2 | -5 | 24.4 | -3.9 | 23.3 | 17.2 | 18.3 | 11.1 | 23.3 | 12.2 | 24.4 | 12.2 | 24.4 | 12.8 | -3.3 | -8.3 | 5.6 | -4.4 | -3.1 | -8.8 | 3.3 | 0.6 | -3.5 | -8.9 | 2.2 | 0.6 | 11.1 | -4 | 1.7 | -14.4 | 12.6 | -1.2
-6 | -9 | 3.3 | -4.4 | 21.8 | 6.9 | 10.4 | -1.4 | 13.5 | -5 | 27.8 | -5 | 6 | 3 | 20 | 9.4 | 13.3 | 6.7 | 10 | 8.3 | 12.2 | 2.2 | 13.3 | 7.8 | 1.1 | -2.2 | 6.5 | -8.7 | 16 | 13 | 20.6 | 11.1 | 26.7 | 18.9 | 20.6 | 9.4 | 27.8 | 18.3 | 15.6 | 0.6 | 24.4 | 15 | 8.5 | 2.1 | -3.3 | -6.8 | 3.9 | -3.3 | 17.8 | 6.1 | 12.4 | -5.8 | 19.4 | 2.8 | 17.2 | 11.3 | 16.1 | 7.1 | 6.1 | -6.1 | -12 | -16 | -5 | -16.1 | 4.4 | -2.2 | -1.1 | -7.2 | 4.4 | -4.4 | -5 | -14.4 | -7.4 | -16.7 | -2.2 | -7.8 | 11.7 | 1.9 | 3.3 | -14.4 | 9.3 | 1.2 | 15.9 | 14.3 | -21.1 | -26.1 | 8.9 | -9.4 | 10.6 | 1.7 | 3.9 | -1.1 | 20 | -4.4 | -2.8 | -6.7 | 1.3 | -7.8 | 12.2 | -7.2 | -8.3 | -13.3 | 14.4 | 5 | 2.2 | -10 | 2.2 | -10.6 | 3.3 | -11.1 | -1.1 | -15.6 | 5.6 | -5 | 5 | 0.6 | 14.4 | 1.7 | -2 | -7 | 6.1 | 0 | 8.9 | -2.2 | 10 | -1.1 | -1.1 | -10 | -5 | -8 | 16.7 | 15.6 | 18.3 | 1.7 | 0 | -8.3 | 6.1 | 4.4 | 12.8 | -4.4 | 23.1 | -3.6 | 22.9 | 17.6 | 18.9 | 10.6 | 22.2 | 13.3 | 23.9 | 12.8 | 24 | 11.7 | -2.8 | -8.3 | 6.1 | -5.6 | -3.3 | -10 | 2.2 | -0.6 | -3.3 | -9.4 | 2.4 | 0.4 | 11.7 | -5 | 0.6 | -10.6 | 11.3 | -1
-8 | -12 | 2.8 | -4.4 | 20.4 | 6.7 | 9.6 | -1.8 | 13.3 | -6.1 | 27.8 | -6.1 | 7 | 4 | 18.5 | 9.9 | 12.8 | 6.7 | 11.7 | 8.3 | 11.3 | 2.6 | 12.8 | 7.2 | 1.1 | -2.2 | 6.1 | -11.1 | 17 | 13 | 19.8 | 11.3 | 25.6 | 17.8 | 19.3 | 9.2 | 26.7 | 18.3 | 15.6 | -1.1 | 23.9 | 15 | 7.6 | 0.1 | -3.3 | -7.2 | 3.3 | -2.8 | 17.8 | 6.7 | 12.1 | -6 | 18.1 | 3.2 | 16.7 | 13.5 | 15 | 7.1 | 5 | -7.2 | -12 | -16 | -6.1 | -14.8 | 4 | -1.9 | -0.6 | -7.8 | 3.3 | -3.3 | -5.6 | -13 | -8.2 | -17 | -2.8 | -9.4 | 11.1 | 1.6 | -0.6 | -16.7 | 8 | 3.5 | 15.8 | 14.2 | -21.1 | -26.1 | 8.3 | -10 | 10 | 1.7 | 4.4 | -2.8 | 18 | -2 | -1.7 | -6.7 | 1 | -7.1 | 13.3 | -6.7 | -8.3 | -12.5 | 13.5 | 6.4 | 1.5 | -8.9 | 1.1 | -12.2 | 2.6 | -9.8 | -1.1 | -12.3 | 1.7 | -5 | 5.6 | 1.1 | 13.9 | 1.9 | -2 | -6 | 5.6 | -1.1 | 7.2 | -0.4 | 10 | -1.7 | -0.6 | -11.1 | -5 | -8 | 16.3 | 15.2 | 16.6 | 5 | -1.1 | -11.1 | 6.7 | 4.4 | 11.1 | -8.3 | 21.9 | -3.7 | 22.6 | 18.2 | 18.9 | 11.1 | 21.1 | 14.1 | 23.3 | 12.8 | 23.7 | 11.1 | -3.9 | -7.2 | 5.6 | -5.6 | -4.1 | -10 | 2.8 | -1.1 | -6.1 | -10.5 | 2.6 | 0.1 | 10.8 | -4.3 | -0.6 | -12.2 | 10 | -1.1
-9 | -12 | 1.1 | -5.6 | 18.9 | 6.7 | 8.9 | -2.8 | 9.6 | -5.2 | 26.7 | -8.3 | 6 | 5 | 17.1 | 10.3 | 12.2 | 7.2 | 11.7 | 7.2 | 10.3 | 2.6 | 10.6 | 7.8 | 0.6 | -2.2 | 4.6 | -7.9 | 15 | 13 | 19.1 | 11.2 | 25.6 | 18.9 | 18 | 8.9 | 26.1 | 19.4 | 14.4 | -1.1 | 22.8 | 15 | 6.7 | -1.7 | -4.4 | -7.9 | 2.2 | -3.9 | 16.7 | 6.1 | 11.7 | -6.7 | 16.9 | 3.2 | 16.1 | 15 | 13.9 | 6.7 | 3.3 | -7.2 | -13 | -17 | -7.2 | -14.9 | 3.7 | -2 | -2.2 | -7.8 | 1.7 | -4.4 | -6.1 | -12.7 | -8.9 | -18.3 | -3.9 | -9.4 | 10.6 | 1.7 | -3.3 | -18.9 | 6.7 | 5 | 15.6 | 13.9 | -21.7 | -26.1 | 7.2 | -10.6 | 8.3 | 1.1 | 3.9 | -2.8 | 15.9 | -1.4 | -1.7 | -6.1 | 0.6 | -7.8 | 10.6 | -6.7 | -8.3 | -12.3 | 12.6 | 7.5 | 0.7 | -8.8 | 0 | -12.2 | 1.8 | -9.8 | -1.1 | -10.6 | 1.7 | -5.6 | 5 | 0.6 | 13.3 | 1.7 | -2 | -6 | 5 | -2.2 | 5.6 | 0.5 | 10 | -0.6 | -0.6 | -10.6 | -4 | -10 | 16 | 14.9 | 15 | 7.1 | -1.1 | -10.6 | 6.7 | 4.4 | 10 | -7.2 | 20.6 | -5 | 22.2 | 18.3 | 18.3 | 11.1 | 20 | 14.4 | 22.2 | 12.8 | 23.3 | 10 | -5 | -8.3 | 3.3 | -5 | -4.8 | -10.7 | 2.8 | -1.7 | -8.9 | -12.6 | 2.8 | 0 | 9.8 | -4.7 | -3.3 | -9.4 | 9.3 | -1.5
-12 | -15 | -0.5 | -6.7 | 16.2 | 8 | 7.2 | -2 | 5.2 | -5.5 | 23.3 | -6.4 | 4 | 3 | 14.9 | 9.8 | 11.5 | 6.7 | 10.2 | 6.1 | 9.4 | 3 | 8.1 | 7.2 | 0.2 | -2.7 | 2.6 | -6.6 | 16 | 12 | 17.6 | 11.1 | 23.6 | 18.3 | 16.4 | 8.7 | 23.3 | 19.8 | 12.6 | 1.4 | 21.5 | 16.2 | 4.6 | -2.1 | -4.7 | -8.7 | 0.7 | -4.1 | 12 | 4.8 | 7.4 | -5.2 | 15.1 | 3.6 | 14 | 12.6 | 13 | 7.4 | 2.3 | -7.6 | -15 | -18 | -8.6 | -15.8 | 1.8 | -4 | -2.8 | -7.8 | 1.4 | -5.2 | -8.2 | -14.3 | -10.7 | -17.7 | -4.7 | -10.4 | 8.2 | 3.1 | -5.3 | -12.4 | 6.2 | 3.9 | 14.2 | 12.4 | -20 | -25 | 3.8 | -10.9 | 6.9 | 1.2 | 3 | -2.8 | 12.8 | -1 | -3 | -5.4 | 0.1 | -6.5 | 6.6 | -5.7 | -9.1 | -13.5 | 11.5 | 6.8 | -0.3 | -9.6 | -1.4 | -10.7 | 0.7 | -10.8 | -2.1 | -10.9 | 1.3 | -4.8 | 2.8 | -1.3 | 9.6 | 1.4 | -2 | -6 | 3.2 | -0.9 | 4.2 | 1.5 | 9 | -1.9 | -2.2 | -9.9 | -3 | -8 | 15.2 | 13.9 | 12.9 | 8.5 | -2.2 | -8.8 | 6.9 | 4.7 | 7.6 | -5.8 | 14.9 | -2.3 | 20.7 | 17.2 | 15.5 | 10 | 17.8 | 13.5 | 20.1 | 14.1 | 20.4 | 10.6 | -4.3 | -7.7 | 1.5 | -3.7 | -5.5 | -11.7 | 2.2 | -1.2 | -10.6 | -13.9 | 0.7 | -1.9 | 7.7 | -5.9 | -4.5 | -10 | 6.8 | -3.5
-14 | -17 | -1 | -7.6 | 14 | 8.4 | 5.9 | -1.7 | 1.9 | -7.1 | 21 | -3.5 | 4 | 3 | 13.3 | 10 | 11.3 | 5 | 9.4 | 6.5 | 9.2 | 2.5 | 7 | 6.6 | -0.1 | -3.2 | 0.9 | -6.5 | 14 | 14 | 16.4 | 11.8 | 22 | 17.6 | 15.1 | 9.1 | 21.9 | 20 | 12 | 2.6 | 21.3 | 16.4 | 2.9 | -2.8 | -4.5 | -9.1 | 0.4 | -4.6 | 9.5 | 3.6 | 4 | -5.5 | 13.3 | 4 | 12.4 | 10.7 | 12.2 | 8 | 1 | -7.5 | -15 | -18 | -9.7 | -14.9 | -0.1 | -5.2 | -3.2 | -7.8 | 1.1 | -3.9 | -9.6 | -14.8 | -12.3 | -18.3 | -5.9 | -10.8 | 6.1 | 3.4 | -6 | -13 | 5.5 | 2.7 | 12.9 | 10.8 | -18.5 | -23.6 | 1.2 | -12.2 | 6.2 | 2.2 | 2.7 | -2.4 | 10.8 | 0 | -2.6 | -5.2 | -0.3 | -6.2 | 4.9 | -4.6 | -10.4 | -14 | 10.9 | 5 | -1.6 | -8.2 | -4.1 | -9.4 | -0.1 | -9.5 | -3.8 | -10.2 | 2.4 | -3.1 | 1.6 | -1.4 | 6.6 | 1 | -2 | -6 | 3.1 | -1.1 | 4.3 | 1.8 | 7.6 | -2.2 | -2 | -9.6 | -3 | -7 | 15 | 13.2 | 12.1 | 8.8 | -2.8 | -8.6 | 7.1 | 5 | 5.5 | -5.9 | 10.3 | -2.2 | 19.3 | 15.8 | 14.5 | 8.4 | 15.8 | 12.4 | 18.8 | 15 | 18.1 | 10.9 | -5.2 | -9.1 | 0.7 | -2.5 | -5.5 | -10.8 | 2.2 | -1.3 | -8.5 | -11.4 | -1.2 | -3.7 | 5.1 | -5.5 | -5.9 | -10.6 | 4.6 | -5.5
-16 | -18 | -1.4 | -8.1 | 12.6 | 8.6 | 4.9 | -1.9 | 1 | -6.3 | 18.8 | -2.8 | 5 | 3 | 12 | 9.6 | 10.7 | 4.7 | 9.2 | 6.7 | 9.1 | 2.6 | 5 | 5 | -0.5 | -3.7 | 0 | -5.9 | 13 | 13 | 15.3 | 11.9 | 21 | 17 | 14.2 | 9.3 | 21.2 | 19.6 | 10.7 | 4.3 | 20.8 | 16.5 | 1.6 | -3.4 | -3.7 | -8 | -0.3 | -4.8 | 6.4 | 2.5 | 1.3 | -6.1 | 12.1 | 4.2 | 11.2 | 9.3 | 11.8 | 8.7 | 0.7 | -7.6 | -16 | -20 | -10.5 | -14.7 | -1.9 | -6.9 | -3.8 | -7.2 | 0.7 | -3.6 | -11.1 | -15.9 | -13.6 | -19.4 | -6.7 | -11.8 | 4.4 | 3.1 | -4.9 | -9.8 | 4.8 | 1.6 | 11.5 | 9.3 | -15.8 | -21.5 | -3.2 | -13.1 | 5.6 | 2.5 | 2.7 | -2.6 | 9.2 | 0.4 | -2.3 | -4.6 | -0.6 | -6.6 | 4.2 | -4.4 | -11.5 | -14.9 | 10.5 | 3.3 | -2.5 | -7.8 | -4.6 | -7.9 | -0.6 | -9.3 | -5.3 | -10.5 | 2.4 | -1.8 | 1.6 | -1.6 | 4.2 | 0.4 | -3 | -6 | 2.7 | -1.2 | 4.5 | 2.2 | 6.4 | -2.4 | -1.1 | -8.2 | -2 | -6 | 14.7 | 12.3 | 11.4 | 8.9 | -3.3 | -8.1 | 7.3 | 5.4 | 3.4 | -5.4 | 6.9 | -2.7 | 18 | 14.5 | 13.2 | 7 | 14.2 | 11.1 | 18.2 | 15 | 16.1 | 10.7 | -4.6 | -8.7 | 1 | -1.9 | -5.4 | -10.5 | 2.2 | -1.5 | -6.8 | -9.8 | -2.8 | -5.5 | 3.1 | -6.1 | -7.3 | -11.6 | 3.3 | -6.3
-16 | -18 | -2.6 | -8.6 | 13.2 | 9 | 4.9 | -1.6 | 0.5 | -6 | 16 | -1.7 | 5 | 4 | 11.2 | 9.4 | 10.4 | 5.2 | 8.4 | 6.4 | 9 | 2.6 | 4.2 | 4.2 | -0.9 | -4.3 | -0.7 | -6 | 12 | 12 | 14.5 | 11.9 | 20.4 | 16.4 | 13.7 | 9.6 | 20.8 | 19.1 | 10.2 | 5.1 | 20.5 | 16.9 | 1.4 | -3.5 | -2.9 | -7.1 | -0.8 | -4.9 | 6.2 | 1.9 | 0.4 | -5.8 | 11.3 | 4.3 | 11.3 | 9.1 | 12 | 9.6 | 0.1 | -7.2 | -17 | -20 | -11 | -14.9 | -3.5 | -8.8 | -3.6 | -6.7 | 0.4 | -2.8 | -12.6 | -17.4 | -15.3 | -19.9 | -6.9 | -12 | 3.3 | 2.2 | -3.7 | -6.1 | 4 | 0.8 | 9.9 | 7.9 | -13.2 | -19.7 | -6.1 | -14.1 | 5.7 | 3.1 | 2.3 | -2.9 | 7.9 | 0.5 | -1.8 | -4.5 | -0.9 | -6.1 | 4.6 | -4.2 | -12.4 | -15.9 | 10.2 | 1.6 | -3 | -8 | -4.5 | -6.9 | -1.1 | -9.7 | -6.4 | -11.3 | 2 | -1.3 | 0.9 | -1.8 | 3.3 | 0.1 | -3 | -7 | 2.6 | -0.6 | 4.7 | 2.7 | 5.3 | -2.4 | -0.3 | -6.7 | -1 | -4 | 14.4 | 11.8 | 10.9 | 9 | -4.3 | -7.6 | 7.5 | 5.7 | 2.6 | -5.3 | 6.1 | -1.1 | 17 | 13 | 11.9 | 5.6 | 13.4 | 9.9 | 17.9 | 15.3 | 15.2 | 10.9 | -3.5 | -8.3 | 2 | -0.9 | -5.3 | -10.6 | 2.2 | -2.1 | -5.5 | -8.7 | -3.7 | -6.4 | 1.5 | -6.9 | -7.7 | -12.6 | 1.9 | -7.4
-17 | -19 | -3.3 | -9.4 | 13.6 | 9.2 | 4.9 | -1.5 | 0.3 | -6.1 | 16 | -1.2 | 6 | 5 | 10.8 | 9.1 | 10.2 | 5.7 | 8.1 | 6.3 | 9.1 | 3 | 3.8 | 3.8 | -1.3 | -4.8 | -1.1 | -6.2 | 10 | 10 | 14 | 11.6 | 19.8 | 15.7 | 13.6 | 9.9 | 20.1 | 19 | 9.5 | 5.7 | 20.5 | 17 | 1.2 | -3.7 | -1.8 | -6.3 | -1.2 | -5 | 5.6 | 1.3 | -0.3 | -5.9 | 11.4 | 4.6 | 11.3 | 8.8 | 12.2 | 10.5 | -0.3 | -6.8 | -18 | -21 | -11 | -14.3 | -4.9 | -10.6 | -3.8 | -6.3 | 0.1 | -2.4 | -14.8 | -18.4 | -16.3 | -20.5 | -6.8 | -12.5 | 2.4 | 1.3 | -2.1 | -4.8 | 3.2 | -0.1 | 8.5 | 6.6 | -11 | -18 | -7 | -14.5 | 6.7 | 3.9 | 1.9 | -3 | 7.4 | 0.2 | -1.5 | -4.5 | -1.1 | -6.2 | 3.8 | -3.8 | -13.2 | -16.7 | 10.2 | 0.2 | -2.9 | -7.8 | -4.3 | -6.3 | -1.4 | -9.1 | -7.1 | -11.7 | 2.6 | -0.6 | 0.2 | -2.4 | 2.6 | -0.1 | -2 | -6 | 2.6 | -0.3 | 4.9 | 3.1 | 4.6 | -2.2 | 0.3 | -5.8 | -1 | -3 | 13.4 | 11 | 10.5 | 9.3 | -4.8 | -7.7 | 7.5 | 6 | 1 | -5.9 | 5.4 | -0.6 | 16 | 11.5 | 11.8 | 4.9 | 12.5 | 8.7 | 17.5 | 15.2 | 14.5 | 10.8 | -2.1 | -7.7 | 2.3 | -0.3 | -5.1 | -9.7 | 2.2 | -2 | -5.5 | -8.6 | -4.6 | -7.5 | 0.8 | -7 | -7.8 | -13.3 | 0.3 | -8.8
-17 | -18 | -3.3 | -9.7 | 13.5 | 9.1 | 4.9 | -1.5 | 0.7 | -5.6 | 15.9 | -1.3 | 7 | 5 | 10.6 | 8.9 | 10.1 | 6.3 | 8 | 6.1 | 9.3 | 3.6 | 3.6 | 3.6 | -1.6 | -5.3 | -1.1 | -6 | 9 | 7 | 13.6 | 11.3 | 19.2 | 15.1 | 13.8 | 10.3 | 19.9 | 18.6 | 8.9 | 6.4 | 20.3 | 17.1 | 1 | -4 | -0.4 | -5.2 | -1.4 | -5.1 | 4.5 | 0.6 | -0.9 | -6.1 | 11.6 | 4.9 | 11.4 | 8.6 | 12.5 | 11 | -0.6 | -6.7 | -20 | -23 | -10.8 | -14 | -6.2 | -12.6 | -3.6 | -5.7 | -0.2 | -2.2 | -16.3 | -19.5 | -16.9 | -21 | -6.9 | -12.7 | 1.4 | 0.3 | -1.1 | -3.9 | 2.4 | -1.1 | 7.2 | 5.2 | -8.7 | -16.2 | -8.6 | -15.5 | 7.2 | 4.4 | 1.5 | -3 | 6.7 | -0.1 | -1.4 | -4.4 | -1.3 | -6.4 | 3 | -3.8 | -13.7 | -17.2 | 10.3 | -1.2 | -2.6 | -7.5 | -3.9 | -5.6 | -1.5 | -9.1 | -7.6 | -12.2 | 2.5 | -0.2 | 0.3 | -2 | 2.1 | -0.3 | -1 | -5 | 2.4 | 0.1 | 5.3 | 3.6 | 3.8 | -2.7 | 0.6 | -5.8 | -1 | -3 | 13 | 10.7 | 10.3 | 9.5 | -5.1 | -7.6 | 7.8 | 6.3 | 0.5 | -6.3 | 4.7 | -0.6 | 14.9 | 10.1 | 11.7 | 3.9 | 11.7 | 7.3 | 17.4 | 15 | 13.8 | 10.2 | -1.2 | -7.4 | 2.9 | 0.2 | -4.9 | -9.3 | 2.2 | -2 | -5.1 | -8.2 | -5.5 | -8.7 | 0.4 | -7.2 | -7.9 | -13.6 | -1.6 | -9.8
-17 | -18 | -3.4 | -10.3 | 12.6 | 8.7 | 4.6 | -1.3 | 1.6 | -4.9 | 16.8 | -1.5 | 7 | 4 | 10.9 | 8.9 | 10.4 | 7 | 8.1 | 6.1 | 9.8 | 4.7 | 3.6 | 3.6 | -2.4 | -6.3 | -1.1 | -6 | 6 | 4 | 12.9 | 10.5 | 18 | 13.8 | 15 | 11.7 | 19.6 | 18.1 | 8.4 | 6.4 | 20.6 | 17 | 0.6 | -4.4 | 2.1 | -3.1 | -1.4 | -5.4 | 3.2 | -0.6 | -1.9 | -6.1 | 12.1 | 5.8 | 11.4 | 8.1 | 13.1 | 11.6 | -0.6 | -6.7 | -21 | -24 | -10.1 | -14 | -8.6 | -16.6 | -2.5 | -4.3 | -0.9 | -2.8 | -17.6 | -20.7 | -17 | -20.9 | -6.4 | -12.8 | -0.3 | -1.9 | 0.5 | -3.4 | 0.9 | -3.3 | 4.8 | 2.6 | -4.2 | -12.8 | -11 | -17.2 | 8.4 | 5.6 | 0.7 | -3.1 | 5.2 | -0.6 | -0.6 | -3.8 | -1.5 | -6.4 | 3.1 | -3.4 | -13.8 | -17.5 | 10.3 | -3.9 | -2 | -6.4 | -2.7 | -4.4 | -1.5 | -9 | -8.1 | -13.2 | 3 | 0.7 | -0.3 | -2.5 | 1.3 | -0.6 | -1 | -5 | 2.6 | 0.4 | 6.3 | 4.8 | 2.3 | -3.9 | 1.6 | -5.9 | -1 | -4 | 13.1 | 10.5 | 10.3 | 9.7 | -5.8 | -8.2 | 8.3 | 7 | -0.7 | -7.2 | 3.6 | -1.6 | 12.9 | 7.1 | 11.7 | 2.2 | 10 | 4.3 | 17 | 15 | 12.7 | 8.5 | 0.6 | -6.5 | 4.9 | 1.5 | -4.4 | -8.5 | 2.2 | -1.9 | -3.2 | -6.4 | -7.6 | -11 | 0 | -7.7 | -8.2 | -13.8 | -5.1 | -12.5
-20 | -21 | -3.7 | -10.6 | 12.4 | 8.6 | 4.8 | -1.5 | 1.8 | -4.4 | 17.2 | -1.5 | 5 | 4 | 10.8 | 8.7 | 10.4 | 7.3 | 8.3 | 6.1 | 10 | 5.7 | 3.5 | 3.5 | -2.7 | -7.2 | -1.1 | -6.2 | 5 | 3 | 12.7 | 10.4 | 17.4 | 13.2 | 15.4 | 12.3 | 19.5 | 17.9 | 8.1 | 6.5 | 20.8 | 17 | 0.3 | -4.4 | 3.5 | -2 | -1.5 | -5.5 | 2.4 | -1.1 | -2.4 | -6.1 | 12.3 | 6.3 | 11.5 | 8 | 13.4 | 12 | -0.6 | -7 | -22 | -26 | -9.8 | -13.7 | -10.1 | -19.2 | -1.9 | -3.7 | -1.5 | -3.5 | -18.1 | -21.3 | -17.2 | -21 | -6.2 | -12.6 | -1.2 | -3.1 | 1.2 | -3.1 | -0.1 | -4.6 | 3.5 | 1.1 | -2.1 | -11.2 | -12.2 | -18.2 | 8.5 | 6 | 0.2 | -3.1 | 4.7 | -1.2 | -0.1 | -3.5 | -1.8 | -6.2 | 3.8 | -3.1 | -13.8 | -17.3 | 10.2 | -4.7 | -1.8 | -6 | -1.8 | -3.4 | -1.6 | -9 | -8.3 | -13.5 | 2.9 | 0.7 | -1.1 | -3.2 | 0.8 | -0.8 | 0 | -3 | 2.3 | 0.4 | 6.8 | 5.4 | 1.6 | -4 | 2 | -5.9 | -2 | -6 | 12.9 | 10.3 | 10.2 | 8.6 | -6.3 | -8.8 | 9.1 | 6.5 | -1.3 | -7.8 | 2.7 | -2.2 | 11.8 | 5.8 | 11 | 1.2 | 9.3 | 2.8 | 17.4 | 15.5 | 11.6 | 7.2 | 0.6 | -5.5 | 5.6 | 2.2 | -4.3 | -8.1 | 2.1 | -1.9 | -2.3 | -5.5 | -8.7 | -12.2 | -0.3 | -7.9 | -8.1 | -14.1 | -6.7 | -13.9
-20 | -20 | -3.6 | -10.9 | 12 | 8.4 | 5.1 | -1.3 | 1.8 | -3.6 | 15.8 | -1.5 | 6 | 3 | 10.5 | 8.4 | 10.4 | 7.6 | 8.4 | 5.9 | 10 | 6.7 | 3.3 | 3.3 | -3.2 | -7.3 | -1.5 | -6 | 5 | 2 | 12.5 | 10.5 | 16.6 | 12.5 | 15.9 | 12.5 | 19.4 | 17.6 | 7.8 | 6.5 | 20.5 | 17 | 0 | -4.1 | 4.7 | -1 | -1.5 | -5.9 | 1.9 | -1.4 | -2.9 | -6.1 | 12.3 | 6.8 | 11.5 | 7.6 | 13.7 | 12.2 | -0.8 | -6.9 | -23 | -27 | -9.4 | -13.1 | -11.4 | -21.5 | -1.3 | -3.1 | -2 | -4 | -19 | -22.5 | -17.5 | -21.3 | -5.7 | -12.3 | -2.6 | -4.3 | 2 | -2.6 | -1.2 | -5.8 | 2.2 | -0.6 | -0.3 | -9.1 | -13.4 | -18.7 | 8.2 | 6.2 | -0.3 | -3.2 | 4.1 | -1.4 | 0.4 | -3.3 | -2 | -5.8 | 3.4 | -3 | -13.6 | -17.1 | 9.8 | -5.6 | -1.8 | -5.9 | -0.6 | -2.2 | -1.8 | -9 | -8.5 | -13.4 | 2.4 | 0.4 | -1.4 | -3.4 | 0.2 | -1.2 | 0 | -3 | 2.4 | 0.4 | 7.3 | 6 | 0.3 | -4.5 | 2.3 | -5.7 | -3 | -7 | 12.4 | 9.9 | 10.2 | 7.6 | -7.1 | -9.7 | 9.4 | 6.9 | -1.9 | -8.6 | 1.4 | -3.2 | 10.1 | 5.4 | 11.7 | 0.1 | 8.8 | 0.9 | 17.5 | 15.7 | 10 | 5.3 | 0.6 | -4.7 | 6.3 | 2.9 | -4.1 | -7.7 | 2 | -2.1 | -1.2 | -5.1 | -9.9 | -13.7 | -1.1 | -7.8 | -8.2 | -14.3 | -8.3 | -15.1
-21 | -22 | -3.7 | -11.3 | 11.7 | 8.3 | 5.5 | -1.2 | 1.5 | -2.7 | 16.6 | -1.2 | 4 | 3 | 10 | 7.9 | 10.1 | 7.3 | 7.9 | 6.4 | 9.8 | 6.9 | 2.8 | 2.8 | -3.8 | -7.3 | -2.2 | -6.1 | 5 | 1 | 12.4 | 10.7 | 15.6 | 11.9 | 15.7 | 12.3 | 19.3 | 17.4 | 8.2 | 7.2 | 19.9 | 16.9 | -0.3 | -4 | 5.9 | -0.1 | -1.7 | -5.7 | 1 | -1.9 | -3.5 | -6.1 | 12.1 | 7.4 | 11.6 | 7.4 | 13.7 | 12 | -1.2 | -7 | -24 | -28 | -9 | -12.2 | -13 | -23.4 | -0.3 | -2.1 | -2.5 | -3.9 | -23.2 | -26.7 | -18.2 | -21.7 | -6.1 | -10.6 | -3.6 | -5.7 | 2.7 | -2.5 | -2.1 | -7.6 | 0.5 | -1.9 | 1.1 | -7.1 | -14.5 | -19.2 | 7.5 | 6.3 | -0.8 | -3.2 | 3.8 | -1.4 | 0.4 | -3 | -2.2 | -5.3 | 1.9 | -3.1 | -13.2 | -17 | 9.2 | -7.4 | -2 | -6.2 | 1.1 | -0.5 | -1.9 | -9.3 | -8.7 | -13.4 | 1.5 | -0.2 | -1.6 | -3.5 | -0.2 | -1.5 | 0 | -3 | 2 | 0.5 | 7.2 | 6.3 | -0.9 | -5.5 | 2.7 | -5.7 | -5 | -9 | 11.7 | 9.3 | 9.5 | 6.3 | -8.1 | -10.5 | 9.5 | 7.3 | -2.9 | -8.9 | 0.5 | -4.3 | 8.5 | 3.7 | 9.1 | -0.9 | 7.7 | -0.3 | 17.5 | 16 | 8.1 | 3.2 | 0.8 | -3.6 | 6.8 | 3.6 | -3.6 | -7.6 | 1.9 | -2.1 | -1.4 | -5 | -10.8 | -14.7 | -1.5 | -7.9 | -8.2 | -15.2 | -10 | -16.8
-25 | -26 | -4.1 | -11.2 | 11.3 | 7.7 | 5.7 | -0.4 | 1.1 | -1.9 | 15.4 | -1.2 | 3 | 2 | 9.5 | 7.5 | 9.3 | 6.7 | 7.4 | 6.5 | 9.1 | 6.8 | 2.6 | 2.6 | -4.6 | -7.6 | -3.1 | -6.5 | 5 | 1 | 12.1 | 10.8 | 14.8 | 11.7 | 15.3 | 10.7 | 19.1 | 17.2 | 8.4 | 7.8 | 18.9 | 16.8 | -0.6 | -4 | 7 | 0.8 | -1.8 | -5.8 | -0.1 | -3.1 | -4 | -6.1 | 11.8 | 7.5 | 11.6 | 7.2 | 13.6 | 11.8 | -1.4 | -7.1 | -25 | -29 | -8.6 | -11.1 | -15.2 | -24.8 | 0.7 | -1.4 | -2.5 | -4.3 | -27.5 | -31.5 | -19.3 | -22.8 | -5.9 | -10 | -4.6 | -6.9 | 3.5 | -2.3 | -3.1 | -9.3 | -1.6 | -3.5 | 2.2 | -5.4 | -15.5 | -19.7 | 6.3 | 5.5 | -0.9 | -2.4 | 3.7 | -0.9 | 0.2 | -3 | -2 | -4.6 | 2.4 | -2.6 | -13.7 | -17.4 | 8.2 | -7 | -2 | -5.8 | 2.2 | 0.6 | -2 | -9.3 | -8.2 | -13.1 | 1.4 | -0.2 | -1.2 | -3 | -0.7 | -1.7 | 0 | -2 | 2.7 | 0.9 | 8 | 7.1 | -1.9 | -6.5 | 2.3 | -6.5 | -5 | -8 | 10.7 | 8.1 | 8.1 | 5.1 | -9.1 | -11.5 | 9.4 | 7.5 | -4 | -9.6 | -1.2 | -5.5 | 6.3 | 2 | 7.3 | -1.5 | 6.4 | -2.1 | 17.6 | 16.2 | 5.9 | 0.5 | 2.7 | -4.3 | 7 | 2.3 | -2.9 | -8.1 | 1.8 | -2.1 | -0.8 | -5.2 | -11.4 | -15.9 | -2.3 | -8.1 | -8.2 | -17.4 | -11.7 | -19
-25 | -26 | -3.8 | -11.5 | 11 | 7.4 | 5.9 | 0.3 | 1.1 | -1.1 | 13.3 | -1.7 | 3 | 2 | 9 | 7.2 | 8.6 | 6.2 | 7.3 | 7 | 8.1 | 6.3 | 2.4 | 2.4 | -5.3 | -7.4 | -3.8 | -6.9 | 6 | 2 | 11.9 | 11 | 13.6 | 11.2 | 13.5 | 10.1 | 18.5 | 16.9 | 7.9 | 7.6 | 19.6 | 16.8 | -0.4 | -3 | 7.8 | 1.8 | -2.1 | -6.5 | -0.4 | -2.8 | -4.5 | -6.1 | 11.6 | 7.5 | 12.1 | 6.9 | 13.2 | 11.1 | -2 | -7.6 | -27 | -30 | -8.7 | -11 | -17.3 | -26.3 | 1 | -1.7 | -2.9 | -5.2 | -29.6 | -32.9 | -20.5 | -24.4 | -6.2 | -9.5 | -5.7 | -8.2 | 3.7 | -1.5 | -4.1 | -10.8 | -3.9 | -5.2 | 2.8 | -3.7 | -16.1 | -19.7 | 4.8 | 4.4 | 1.1 | -1.9 | 3.7 | -1 | -0.1 | -3.4 | -1.7 | -3.7 | 2.3 | -2.4 | -14.6 | -18.6 | 7 | -7.6 | -2 | -5.6 | 3.3 | 1.9 | -2.1 | -9.3 | -7.8 | -12.8 | 1.2 | -0.5 | -0.9 | -3.1 | -1.2 | -2 | 0 | -2 | 2.8 | 1.5 | 9.4 | 7.7 | -3.9 | -8.1 | 3.5 | -5.1 | -6 | -11 | 9.7 | 6.6 | 7.2 | 3.3 | -10.3 | -13 | 7.8 | 6.7 | -5.2 | -11 | -2.2 | -6.8 | 4.8 | 0.7 | 4.5 | -2.4 | 4.9 | -4.4 | 17.2 | 16.5 | 3.4 | -3.5 | 3.3 | -4.3 | 6.9 | -0.1 | -3.5 | -8 | 1.3 | -2.7 | -0.6 | -4.8 | -11.9 | -17.6 | -2.4 | -8.2 | -8.4 | -17 | -12.4 | -20.6
-26 | -26 | -3.9 | -10.6 | 11.1 | 7.8 | 7.8 | 1.7 | 1.1 | -0.4 | 13.3 | -1.7 | 3 | 2 | 8.3 | 6.7 | 8.3 | 6.1 | 8.3 | 7.2 | 8.9 | 7.8 | 2.2 | 1.7 | -5.9 | -7.4 | -4.6 | -7.8 | 7 | 3 | 11.7 | 11.1 | 12.8 | 11.1 | 12.8 | 10 | 18.9 | 17.8 | 7.8 | 7.8 | 20.6 | 17.2 | -0.6 | -2.8 | 8.7 | 2.7 | -1.8 | -5.8 | 0 | -3.3 | -5 | -6.1 | 11.1 | 7.2 | 11.7 | 6.7 | 13.1 | 11 | -2.2 | -7.8 | -28 | -32 | -8.9 | -11.7 | -19.4 | -27.8 | 1.1 | -1.1 | -3.3 | -5.6 | -29.4 | -32.8 | -20.5 | -24.6 | -6.1 | -8.9 | -5.6 | -10.6 | 3.3 | -1.1 | -5 | -11.7 | -3.2 | -5.5 | 3 | -2.2 | -16.3 | -19.6 | 2.8 | 2.8 | 3.3 | 2.2 | 3.3 | -1.1 | 0.6 | -2.9 | -0.6 | -2.2 | 1.7 | -2.2 | -15.6 | -20.6 | 5.6 | -8.9 | -2.2 | -6.1 | 4.4 | 3.3 | -2.8 | -9.4 | -7.2 | -12.2 | 1.1 | -0.6 | -0.6 | -3.3 | -0.9 | -1.3 | 0 | -1 | 3.3 | 1.7 | 10.6 | 9.4 | -5 | -9.4 | 3.3 | -6.1 | -8 | -11 | 8.3 | 4.4 | 2.2 | 2.2 | -11.5 | -14 | 6.7 | 6.1 | -4.6 | -10.6 | -3.9 | -7.8 | 3.3 | -0.6 | 2.8 | -3.9 | 6.1 | -4.1 | 17.2 | 17.2 | 1.3 | -5.6 | 1.7 | -3.3 | 6.7 | -3.9 | -2.2 | -8.3 | 0.6 | -3.3 | 1.1 | -5 | -10.9 | -16.5 | -3.9 | -8.3 | -8.7 | -17.7 | -15 | -22.8
-27 | -27 | -3.9 | -11.1 | 11.7 | 8.3 | 8.3 | 2.2 | 1.1 | -0.6 | 13.9 | -1.1 | 3 | 2 | 11.5 | 7.8 | 9.4 | 6.1 | 8.9 | 7.8 | 10.6 | 8.3 | 5 | 4.4 | -6.1 | -7.2 | -5 | -8.9 | 10 | 3 | 13.7 | 11.1 | 14.4 | 12.2 | 12.8 | 10 | 17.8 | 17.8 | 8.3 | 7.2 | 21.7 | 17.2 | 0 | -2.2 | 8.3 | 2.8 | -1.5 | -5.7 | 0.6 | -2.2 | -5 | -6.1 | 11.8 | 8.7 | 12.2 | 6.7 | 13 | 10.7 | -0.6 | -6.1 | -30 | -32 | -6.7 | -11.7 | -16.7 | -27.8 | 1.1 | -1.1 | -3.3 | -5.6 | -23.3 | -27.8 | -20 | -24.7 | -6.1 | -8.9 | -5 | -10.6 | 3.3 | -0.6 | -3.9 | -12.2 | -0.7 | -4.8 | 1.7 | -3.3 | -15.6 | -19.4 | 6.7 | 5.7 | 5 | 3.9 | 3.3 | -1.1 | 1.1 | -3.1 | 0 | -2.2 | 6.7 | -1.1 | -14.3 | -19.7 | 6.9 | -8.4 | 1.9 | -3.2 | 4.8 | 3.3 | -2.8 | -9.4 | -6.1 | -10 | 2 | -0.2 | -0.6 | -3.3 | -0.2 | -0.3 | 0 | -5 | 2.8 | 1.7 | 9.4 | 8.3 | -0.6 | -6.1 | 3.3 | -6.1 | -8 | -13 | 10.2 | 4.4 | 4.4 | 3.3 | -11.8 | -14.3 | 8.3 | 7.8 | -3.2 | -10.5 | -3.3 | -7.8 | 2.8 | 0.6 | 8.3 | -2.8 | 8.4 | -2.5 | 17.8 | 17.2 | 1 | -6.4 | 4.4 | -2.2 | 6.9 | -3.2 | -2.2 | -7.8 | 1.1 | -3.9 | 1.1 | -3.9 | -9.1 | -14.9 | -2.2 | -6.7 | -8.9 | -18.9 | -13.9 | -21.1
-24 | -25 | -3.3 | -10.6 | 12.2 | 12.2 | 10.6 | 3.9 | 2.2 | -0.3 | 17.2 | -2.2 | 4 | 3 | 14.6 | 8.6 | 12.2 | 4.4 | 10 | 7.8 | 13.3 | 8.9 | 8.9 | 6.7 | -4.6 | -7.8 | -3.5 | -8.5 | 13 | 5 | 15.8 | 11 | 17.2 | 12.8 | 15.6 | 9.4 | 17.8 | 17.2 | 9.4 | 6.1 | 23.2 | 17.2 | 0 | -2.2 | 8.5 | 2.5 | -1.1 | -6.1 | 2.8 | -1.1 | -4.4 | -5.6 | 12.6 | 10.4 | 11.7 | 6.7 | 12.8 | 10.6 | 1.7 | -6.7 | -32 | -36 | -3.3 | -8.3 | -13.9 | -26.7 | 2.2 | -1.1 | -3.3 | -5 | -22.8 | -26.1 | -19.4 | -25.6 | -5.6 | -9.4 | -3.9 | -11.7 | 4.4 | -0.6 | -2.8 | -13.9 | 1.7 | -5 | 2.4 | -2.9 | -12.6 | -16.8 | 10.5 | 8.1 | 6.7 | 3.3 | 5 | -1.1 | 1.7 | -3.9 | 0.6 | -1.7 | 10 | -1.7 | -13 | -19.6 | 8.1 | -9.1 | 5.9 | -1.1 | 5.2 | 3.4 | -2.8 | -10 | -1.1 | -7.2 | 3 | 0.2 | 2.2 | -0.6 | 0.6 | 0.6 | -1 | -3 | 3.9 | 2.2 | 8.9 | 7.8 | 1.1 | -6.1 | 3.9 | -4.4 | -9 | -13 | 12 | 3.5 | 10 | 3.3 | -12.2 | -15 | 9.4 | 8.3 | -1.7 | -11.7 | 0.6 | -6.1 | 3.9 | -0.6 | 12.2 | -2.8 | 10.6 | -1.7 | 18.3 | 17.2 | 0.6 | -8.3 | 8.9 | -2.8 | 7 | -3.4 | -1.1 | -7.2 | 2.8 | -3.3 | 2.2 | -3.9 | -7.2 | -13.9 | 1.7 | -5 | -8.2 | -17.2 | -11.7 | -19.4
-21 | -23 | -2.8 | -10 | 13.3 | 10.6 | 13.3 | 6.1 | 3.3 | -0.5 | 21.7 | -1.7 | 6 | 4 | 17.8 | 8.9 | 15.6 | 6.1 | 11.1 | 7.8 | 13.9 | 9.4 | 11.7 | 7.8 | -3.2 | -8.9 | -2.1 | -8.9 | 15 | 7 | 17.8 | 10 | 19.4 | 13.9 | 16.1 | 6.1 | 18.3 | 17.8 | 10.6 | 5.6 | 24.6 | 17.1 | 0 | -2.2 | 8.7 | 2.5 | 0.2 | -5.1 | 5.6 | 0 | -3.9 | -5 | 13.3 | 11.7 | 12.2 | 7.2 | 13 | 10.2 | 2.8 | -5.6 | -30 | -33 | 1.1 | -5 | -12.2 | -26.1 | 2.8 | -1.1 | -2.8 | -5 | -18.3 | -22.2 | -17.2 | -22.7 | -5 | -9.4 | -2.8 | -12.2 | 7.2 | -1.7 | -1.1 | -13.9 | 3.5 | -4.6 | 3.2 | -3.2 | -9.7 | -14.6 | 14.4 | 10.6 | 10.6 | 1.1 | 6.7 | -0.6 | 2.2 | -2.9 | 1.1 | -1.1 | 12.8 | -2.2 | -11.7 | -20.6 | 9.4 | -11.7 | 10 | 0.6 | 5.6 | 3.3 | -2.2 | -10 | 1.7 | -6.1 | 3.9 | 0.6 | 5.6 | 1.1 | 4.1 | 2 | -1 | -4 | 4.4 | 2.8 | 8.3 | 7.8 | 2.8 | -6.7 | 3.3 | -1.1 | -8 | -13 | 13.9 | 2.2 | 14.4 | 2.2 | -11.7 | -14.3 | 10 | 8.9 | 0.3 | -10.2 | 3.3 | -7.2 | 3.9 | -1.7 | 16.1 | -2.2 | 13 | -0.9 | 20 | 17.2 | 2.1 | -7.1 | 11.7 | -2.8 | 7.2 | -3.9 | 0 | -7.2 | 4.4 | -2.8 | 4.4 | -3.3 | -5.9 | -12.1 | 5.6 | -3.3 | -7.4 | -17 | -9.4 | -15.6
-19 | -21 | -2.8 | -9.4 | 15 | 11.7 | 15 | 8.3 | 4.4 | -0.6 | 23.9 | -2.2 | 7 | 4 | 19.5 | 8.5 | 16.1 | 7.8 | 12.2 | 7.8 | 14.4 | 10.6 | 13.3 | 6.7 | -1.7 | -12.2 | -0.6 | -10.6 | 17 | 9 | 18.3 | 9.9 | 20 | 13.3 | 16.7 | 5.6 | 20.6 | 17.8 | 12.2 | 5 | 26.1 | 16.7 | 0 | -1.7 | 8.9 | 2.2 | 1.5 | -5 | 7.2 | 0.6 | -3.9 | -4.4 | 14.2 | 11.9 | 12.8 | 7.8 | 13.1 | 9.9 | 2.8 | -5 | -27 | -31 | 2.8 | -4.4 | -10 | -21.7 | 3.3 | -1.1 | -2.2 | -5 | -16.7 | -21.7 | -15 | -20.8 | -4.4 | -9.4 | -2.2 | -13.3 | 9.4 | -1.7 | -1.1 | -15.6 | 5.4 | -4.9 | 3.9 | -3.9 | -6.7 | -13.3 | 15.7 | 11.3 | 11.1 | 3.3 | 7.8 | 0 | 2.8 | -2.4 | 1.7 | 0 | 15.6 | -2.8 | -11.1 | -17.8 | 10.3 | -11 | 11.9 | 0.3 | 5.6 | 1.7 | -2.2 | -10 | 2.8 | -5.6 | 3.9 | 0.2 | 7.2 | 1.1 | 7.6 | 3.1 | -1 | -3 | 5.6 | 3.3 | 8.9 | 7.8 | 4.4 | -7.2 | 2.8 | -0.6 | -8 | -13 | 15.4 | 2.2 | 15.6 | -1.1 | -11.1 | -13.8 | 11.1 | 8.9 | 2.4 | -10.2 | 5.6 | -7.8 | 5 | 0 | 18.9 | -1.7 | 15.4 | -1.1 | 21.1 | 17.2 | 3.5 | -7.6 | 15 | -2.2 | 8.1 | -3.3 | 0 | -9.4 | 3.9 | -4.4 | 6.1 | -2.2 | -4.6 | -10.8 | 11.1 | -3.3 | -6.7 | -17.8 | -6.7 | -14.4
-16 | -18 | -2.2 | -9.4 | 16.1 | 11.1 | 17.2 | 8.9 | 4.8 | -1.3 | 25.6 | -3.3 | 8 | 3 | 21.1 | 7.7 | 16.7 | 7.2 | 12.8 | 8.3 | 17.2 | 10.6 | 15 | 8.3 | -1.7 | -10.9 | 0 | -9.6 | 18 | 9 | 18.9 | 10 | 22.8 | 11.1 | 17.8 | 3.9 | 22.2 | 17.8 | 13.3 | 5.6 | 26.7 | 16.7 | 0.6 | -1.7 | 10.2 | 2.3 | 2.8 | -5.6 | 8.3 | 1.7 | -3.3 | -4.4 | 15.2 | 12.2 | 13.3 | 7.8 | 13.3 | 9.4 | 3.3 | -4.4 | -25 | -28 | 3.9 | -4.4 | -9.4 | -17.8 | 3.9 | -2.2 | -1.1 | -5 | -15.6 | -20.6 | -12.8 | -19.4 | -5 | -7.8 | -1.7 | -12.8 | 11.1 | -2.2 | 0.6 | -16.1 | 7.2 | -6.7 | 5.2 | -3.2 | -4.5 | -9.1 | 17 | 11.7 | 12.8 | 3.9 | 8.9 | -1.7 | 3.3 | -2.2 | 2.2 | 0.6 | 17.2 | -2.2 | -10.6 | -16 | 11.3 | -11.5 | 13.7 | 0 | 5.6 | 0 | -2.2 | -8.3 | 5.6 | -5 | 3.9 | -0.1 | 8.9 | 1.7 | 11.1 | 3.3 | 0 | -2 | 6.7 | 3.9 | 9.4 | 7.2 | 6.7 | -7.8 | 3.9 | -0.6 | -7 | -13 | 16.8 | 1.3 | 16.7 | 0 | -10.6 | -13.9 | 13.3 | 10 | 4.4 | -12.2 | 8.3 | -8.3 | 6.1 | 0 | 21.1 | -1.1 | 17.8 | -1.7 | 22.8 | 16.7 | 5 | -8.9 | 17.2 | -4.4 | 9.1 | -3 | 0 | -11.7 | 6.1 | -2.8 | 6.1 | -2.8 | -3.3 | -10.6 | 13.9 | -2.8 | -5.9 | -15.4 | -0.6 | -11.1
-14 | -16 | -1.7 | -10 | 17.8 | 10 | 18.9 | 8.9 | 5.2 | -1.9 | 27.2 | -2.2 | 7 | 3 | 22.8 | 6.7 | 16.1 | 8.9 | 13.3 | 8.3 | 18.3 | 11.7 | 15.6 | 8.9 | -1.7 | -10.9 | 0.5 | -10 | 18 | 10 | 19.4 | 9.4 | 23.3 | 10.6 | 18.9 | 3.3 | 22.8 | 17.8 | 13.9 | 5 | 27.2 | 16.2 | 0.6 | -1.7 | 11.5 | 2 | 2.6 | -5.5 | 9.4 | 2.2 | -2.8 | -3.9 | 16.1 | 12.2 | 12.8 | 8.3 | 14.1 | 9.8 | 2.8 | -3.3 | -23 | -27 | 5.6 | -3.3 | -8.3 | -17.2 | 4.4 | -2.2 | 0 | -5 | -13.9 | -18.9 | -11.5 | -17.6 | -5 | -7.2 | -1.1 | -12.8 | 13.3 | -3.3 | 2.2 | -16.7 | 8.5 | -5.7 | 6.5 | -3.3 | -2.2 | -5.6 | 18.3 | 12.2 | 12.8 | 5.6 | 11.1 | 1.1 | 3.3 | -2 | 2.2 | 0.6 | 18.3 | -2.2 | -10 | -15 | 12.2 | -13.3 | 15.6 | -1.1 | 5.6 | -2.2 | -2.8 | -7.2 | 5 | -3.9 | 3.9 | -0.6 | 9.4 | 1.7 | 12.6 | 3.6 | 0 | -3 | 8.3 | 4.4 | 10.6 | 7.2 | 7.2 | -5.6 | 4.4 | 1.7 | -7 | -14 | 18.3 | 0.6 | 17.2 | 0 | -10 | -13.1 | 15 | 9.4 | 5.7 | -10.6 | 10.6 | -8.3 | 8.3 | 1.7 | 22.2 | -1.7 | 18.2 | -1.4 | 22.2 | 15.6 | 5.7 | -8.3 | 17.8 | -4.4 | 10 | -3.9 | 0.6 | -11.7 | 6.1 | -2.8 | 5.6 | -4.4 | -2.8 | -9.5 | 16.7 | -2.2 | -5.2 | -14.5 | 0 | -11.1
-15 | -16 | -2.2 | -7.8 | 19.4 | 8.9 | 19.4 | 8.9 | 5.6 | -3.3 | 28.3 | -3.3 | 7 | 3 | 22.8 | 5.7 | 16.1 | 8.3 | 12.8 | 8.3 | 17.8 | 9.4 | 14.4 | 8.3 | -1.7 | -12.2 | 1.1 | -11.7 | 18 | 11 | 19.2 | 10 | 23.3 | 10.6 | 19.4 | 3.3 | 23.3 | 17.8 | 13.3 | 4.4 | 27.8 | 16.1 | 1.1 | -1.1 | 12.8 | 1.7 | 2.4 | -6.2 | 11.1 | 1.1 | -2.2 | -3.9 | 16.5 | 12.5 | 12.8 | 8.9 | 14.8 | 10 | 2.8 | -2.8 | -22 | -26 | 5.6 | -4.4 | -8.3 | -13.3 | 5 | -2.8 | 0 | -5.6 | -13.3 | -20 | -10.2 | -16.7 | -4.4 | -7.2 | 0 | -12.8 | 15.6 | -2.8 | 1.1 | -15.6 | 9.8 | -5.4 | 7.8 | -3.9 | 0 | -2.8 | 17.2 | 12.4 | 12.2 | 6.7 | 12.2 | -3.9 | 3.3 | -2 | 2.8 | 1.1 | 20 | -3.3 | -9.8 | -14.9 | 12.6 | -12.7 | 15.8 | -1.5 | 5.8 | -2.5 | -3.3 | -6.1 | 6.1 | -1.1 | 4.1 | -0.9 | 9.4 | 1.7 | 14.1 | 3.6 | 0 | -4 | 9.4 | 3.9 | 11.1 | 7.2 | 7.8 | -5 | 5.6 | 2.2 | -6 | -13 | 18.3 | 0.9 | 17.8 | 0.6 | -9.5 | -12.7 | 15.6 | 8.9 | 7 | -10.4 | 11.7 | -8.9 | 8.9 | 2.2 | 23.9 | -1.7 | 18.5 | -2.1 | 22.8 | 16.7 | 6.5 | -8.7 | 18.3 | -5.6 | 11.3 | -3.2 | -0.6 | -7.8 | 5 | -2.8 | 5 | -4.4 | -2.2 | -9 | 16.1 | -3.3 | -4.4 | -14.4 | 0 | -11.1
-13 | -16 | -2.2 | -7.2 | 20 | 8.3 | 21.7 | 8.9 | 5.4 | -2.8 | 28.9 | -1.7 | 7 | 4 | 22.8 | 5.3 | 15.6 | 9.4 | 13.3 | 8.9 | 16.7 | 6.7 | 12.8 | 7.8 | -2.4 | -9.3 | 0.5 | -10.9 | 17 | 11 | 19.1 | 10.4 | 24.4 | 10.6 | 21.1 | 1.1 | 23.3 | 17.8 | 13.3 | 4.4 | 27.4 | 16.4 | 1.1 | -0.6 | 11.5 | 2 | 2.2 | -7.8 | 11.7 | 0.6 | -2.2 | -3.9 | 16.8 | 12.6 | 12.8 | 9.4 | 15.6 | 10 | 2.2 | -2.8 | -20 | -28 | 5.6 | -3.3 | -7.2 | -11.7 | 5.6 | -2.2 | 0.6 | -4.4 | -13.3 | -20 | -8.9 | -16.7 | -4.4 | -7.2 | 0 | -12.8 | 15.6 | -3.3 | 1.1 | -14.4 | 11.1 | -6.1 | 7.2 | -2.5 | -0.2 | -3.5 | 16.1 | 12.5 | 12.2 | 6.1 | 12.8 | -2.2 | 3.3 | -2.2 | 2.8 | 1.1 | 20.6 | -3.3 | -9.6 | -15.2 | 12.9 | -14.2 | 15.9 | -1.9 | 5.9 | -2.8 | -3.3 | -6.1 | 6.7 | 0 | 4.2 | -1.4 | 9.4 | 0.6 | 15.6 | 3.3 | 0 | -2 | 8.9 | 4.4 | 11.7 | 6.1 | 8.3 | -3.3 | 6.7 | 3.7 | -5 | -13 | 18.3 | 1.8 | 18.9 | 1.1 | -8.9 | -12.8 | 16.1 | 8.3 | 8.3 | -11.7 | 13.3 | -7.8 | 8.9 | 2.8 | 24.4 | -2.8 | 18.9 | -2.8 | 22.2 | 16.1 | 7.2 | -10.6 | 18.9 | -5 | 12.6 | -3.6 | -0.6 | -8.3 | 5 | -1.7 | 5.6 | -3.3 | -1.7 | -9.4 | 16.1 | -2.8 | -5.3 | -13.6 | 0 | -11.1
-13 | -15 | -1.7 | -6.1 | 20.6 | 7.8 | 20.6 | 8.9 | 5.2 | -3 | 29.4 | -4.4 | 7 | 4 | 22.8 | 4.4 | 15.6 | 9.4 | 13.3 | 8.9 | 15 | 7.8 | 11.7 | 7.8 | -3.2 | -8.4 | 0 | -11 | 16 | 11 | 18.9 | 10.6 | 25 | 9.4 | 21.7 | 1.1 | 22.8 | 17.8 | 13.3 | 4.4 | 27.1 | 16.4 | 1.1 | -0.6 | 10.2 | 1.8 | 1.1 | -5.9 | 11.1 | 0.6 | -2.2 | -3.3 | 17.2 | 12.8 | 12.2 | 8.9 | 15.4 | 9.3 | 2.2 | -2.8 | -20 | -23 | 5 | -2.2 | -6.7 | -10.6 | 5 | -2.8 | 1.1 | -3.3 | -13.9 | -20 | -9.1 | -15.7 | -4.4 | -7.2 | 0 | -13.3 | 16.1 | -3.3 | 1.1 | -14.4 | 10.7 | -5.9 | 6.7 | -1.5 | -0.4 | -4.6 | 15 | 12.2 | 11.1 | 6.7 | 12.2 | -2.8 | 2.6 | -2 | 2.2 | 1.1 | 20.6 | -3.9 | -9.4 | -16.7 | 13.3 | -16.1 | 16.1 | -2.8 | 6.1 | -3.9 | -3.3 | -6.1 | 6.1 | -0.6 | 4.4 | -2.2 | 10 | 0 | 15.2 | 3.4 | 0 | -4 | 9.4 | 4.4 | 11.7 | 6.1 | 8.3 | -3.9 | 7.8 | 5 | -6 | -13 | 18.3 | 2.2 | 19.4 | 1.1 | -9.5 | -12.7 | 17.8 | 7.8 | 7.4 | -10.1 | 13.3 | -7.2 | 8.3 | 2.8 | 25 | -3.3 | 18 | -2 | 21.1 | 16.7 | 6.3 | -9.3 | 18.3 | -6.7 | 13.9 | -4.4 | -0.6 | -11.7 | 2.8 | -0.6 | 5.6 | -5 | -1.7 | -8.5 | 16.1 | -2.8 | -6.3 | -14.1 | -0.6 | -11.1
-13 | -16 | -1.7 | -5.6 | 20 | 6.7 | 20 | 8.3 | 5 | -3.3 | 28.9 | -1.1 | 6 | 4 | 20.8 | 7.1 | 15 | 8.9 | 12.8 | 8.3 | 13.3 | 6.7 | 11.7 | 6.7 | -3.9 | -7.8 | -0.6 | -12.8 | 16 | 11 | 18.2 | 11.3 | 24.4 | 9.4 | 20.6 | 0.6 | 22.8 | 17.2 | 11.7 | 3.9 | 26.7 | 16.7 | 1.1 | -0.6 | 8.9 | 1.7 | 0 | -5.3 | 10.6 | -0.6 | -2.8 | -3.3 | 16.5 | 13.1 | 12.2 | 7.8 | 15.2 | 8.7 | 2.2 | -2.2 | -21 | -26 | 4.4 | -2.8 | -6.7 | -9.4 | 4.4 | -3.3 | 0.6 | -4.4 | -14.4 | -20.6 | -9.2 | -15.8 | -4.4 | -7.2 | 0 | -11.7 | 16.1 | -3.9 | 0.6 | -13.9 | 10.4 | -5.7 | 6.1 | -1.1 | -0.6 | -6.7 | 14.6 | 12.8 | 10.6 | 6.1 | 11.7 | -2.2 | 1.8 | -2.2 | 2.2 | 1.1 | 20 | -3.9 | -11.1 | -16.9 | 11.6 | -15.1 | 14.4 | -2.6 | 5.4 | -2.6 | -3.3 | -5.6 | 4.4 | -0.6 | 3.9 | -2.6 | 8.3 | -1.7 | 14.8 | 3.6 | 0 | -5 | 8.9 | 4.4 | 11.7 | 6.1 | 7.8 | -2.8 | 7.2 | 6.1 | -7 | -13 | 16.6 | 3.7 | 18.3 | 1.7 | -10 | -13.1 | 18.3 | 6.1 | 6.5 | -10.4 | 12.8 | -6.7 | 7.8 | 2.8 | 24.4 | -3.9 | 17 | -1.4 | 20 | 16.7 | 5.3 | -9.7 | 17.2 | -4.4 | 11.5 | -3 | -1.1 | -12.8 | 2.2 | -1.1 | 4.4 | -3.3 | -1.7 | -8.3 | 16.1 | -2.8 | -7.2 | -15.6 | -1.7 | -10.6
-15 | -16 | -1.7 | -5 | 17.2 | 6.1 | 17.8 | 9.4 | 4.4 | -2.6 | 28.3 | -2.8 | 6 | 4 | 18.7 | 8.7 | 13.9 | 8.9 | 11.7 | 7.2 | 11.7 | 7.2 | 10 | 7.2 | -5.2 | -7.8 | -1.1 | -12 | 14 | 11 | 17.4 | 11.5 | 23.3 | 10 | 18.9 | 3.9 | 20.6 | 15.6 | 11.1 | 3.9 | 25.2 | 16.9 | 1.1 | -0.6 | 6.3 | 1 | -1.1 | -5.6 | 9.4 | 0 | -2.8 | -3.3 | 15.7 | 13.2 | 12.2 | 8.9 | 15 | 7.8 | 1.1 | 0 | -20 | -23 | 3.3 | -3.3 | -6.7 | -9.4 | 3.9 | -4.4 | -0.6 | -3.9 | -15.6 | -19.4 | -9.4 | -16.7 | -3.9 | -7.2 | 0 | -10.6 | 13.9 | -3.3 | 0.6 | -13.3 | 10 | -6.7 | 5.7 | -0.7 | -1.7 | -5.9 | 14.3 | 13.5 | 10 | 5.6 | 11.1 | -1.7 | 1.1 | -2.8 | 2.2 | 1.1 | 17.2 | -2.8 | -12.7 | -17.7 | 10 | -14.6 | 12.8 | -2.7 | 4.6 | -2 | -2.2 | -5 | 3.3 | -0.6 | 3.3 | -3.3 | 7.2 | -2.2 | 14.4 | 3.3 | -1 | -4 | 8.3 | 4.4 | 11.1 | 5.6 | 5.6 | -2.2 | 7.2 | 5.6 | -7 | -14 | 15 | 4.4 | 18.3 | 3.3 | -10.6 | -13.9 | 17.8 | 6.7 | 5.6 | -11.7 | 11.7 | -6.1 | 7.8 | 2.2 | 21.1 | -3.9 | 16.1 | -1.7 | 18.9 | 16.7 | 4.4 | -11.1 | 14.4 | -3.9 | 9.1 | -2.8 | -1.7 | -12.8 | 2.2 | -1.1 | 3.9 | -2.8 | -1.7 | -8.9 | 15.6 | -3.9 | -8.7 | -14.6 | -1.7 | -8.9
-20 | -20 | -1.7 | -5 | 12.2 | 6.1 | 16.1 | 9.4 | 3.9 | -2.2 | 26.7 | -2.2 | 4 | 4 | 16.7 | 9.4 | 13.3 | 9.4 | 10 | 5 | 11.1 | 6.7 | 9.4 | 6.7 | -6.5 | -8.4 | -1.7 | -12.5 | 14 | 11 | 16.7 | 11.7 | 21.1 | 11.7 | 17.2 | 4.4 | 16.1 | 15 | 10 | 2.8 | 23.7 | 17.2 | 1.1 | -0.6 | 3.7 | 0 | -1.8 | -5.8 | 6.1 | -0.6 | -2.8 | -2.8 | 15 | 13.3 | 11.7 | 8.9 | 14.4 | 7.7 | 0.6 | 0 | -21 | -24 | 3.3 | -2.8 | -6.7 | -9.4 | 2.2 | -5 | -1.1 | -5 | -18.3 | -21.7 | -10 | -15.6 | -4.4 | -7.2 | 0 | -11.7 | 13.3 | -3.9 | 0 | -12.2 | 9.4 | -5.7 | 5.4 | -0.6 | -2.8 | -6.2 | 13.9 | 13.9 | 10 | 5.6 | 9.4 | -1.1 | -0.6 | -4 | 2.2 | 1.1 | 14.4 | -1.1 | -14.4 | -19.4 | 8.3 | -16.7 | 11.1 | -3.3 | 3.9 | -1.7 | -1.1 | -3.9 | 3.9 | -0.6 | 2.8 | -4.4 | 6.1 | -2.2 | 12.9 | 3.8 | -1 | -5 | 8.3 | 4.4 | 10 | 6.1 | 5.6 | -1.1 | 7.2 | 5.6 | -7 | -13 | 13.3 | 5 | 15.6 | 7.2 | -11.7 | -14.3 | 16.1 | 6.1 | 5 | -9.2 | 6.1 | -4.4 | 7.8 | 1.1 | 18.3 | -2.8 | 15.5 | -0.6 | 17.8 | 16.7 | 3.1 | -10.3 | 11.7 | -3.3 | 6.7 | -3.3 | -2.2 | -12.2 | 1.7 | -1.1 | 2.8 | -3.3 | -1.5 | -7.7 | 14.4 | 3.3 | -10.2 | -14.8 | -1.4 | -8.4
-21 | -22 | -1.7 | -5.6 | 11.1 | 6.1 | 15.6 | 10 | 3.3 | -2.2 | 25 | -2.8 | 4 | 4 | 15.9 | 10.5 | 12.8 | 8.9 | 8.3 | 5 | 10.6 | 5.6 | 8.9 | 6.7 | -7.8 | -8.9 | -2.2 | -14.4 | 14 | 11 | 16.5 | 11.3 | 20.6 | 11.7 | 15 | 5.6 | 15.6 | 14.4 | 9.4 | 2.8 | 22.2 | 17.2 | 1.1 | 0 | 1.1 | -1.1 | -2.6 | -6.8 | 6.1 | -0.6 | -2.8 | -2.8 | 15 | 13.4 | 11.1 | 8.9 | 13.9 | 7.9 | 0.6 | 0.6 | -20 | -23 | 2.2 | -3.9 | -2.2 | -5.6 | 2.2 | -5.6 | -1.1 | -4.4 | -19.4 | -23.3 | -10.5 | -15.6 | -4.4 | -8.3 | -0.6 | -10 | 11.1 | -3.3 | 0 | -11.7 | 8.9 | -5.1 | 5 | -0.6 | -3.9 | -6.7 | 13.5 | 13.5 | 10 | 6.1 | 7.8 | 0.6 | -2.2 | -5.9 | 1.7 | 0.6 | 12.8 | -1.1 | -14.6 | -18.9 | 7.4 | -15 | 11.1 | -2.4 | 3.9 | -2 | -1.1 | -3.3 | 2.8 | -0.6 | 2.2 | -4.4 | 4.4 | -2.2 | 11.5 | 4 | -1 | -5 | 7.2 | 4.4 | 10 | 5.6 | 5 | -0.6 | 6.7 | 5 | -7 | -13 | 13.3 | 6 | 10 | 10 | -12.8 | -15.1 | 13.9 | 7.2 | 4.5 | -8.6 | 5.6 | -3.9 | 7.8 | 2.8 | 12.8 | -2.8 | 15 | 0 | 17.8 | 16.7 | 1.9 | -10.6 | 8.9 | -2.2 | 5.6 | -2.8 | -2.8 | -12.8 | 1.7 | -0.6 | 2.2 | -3.3 | -1.3 | -7.5 | 13.9 | -3.9 | -11.7 | -15.6 | -1.1 | -10
-21 | -22 | -1.7 | -5.6 | 10 | 6.1 | 13.9 | 10 | 3.1 | -2 | 24.4 | -1.1 | 4 | 4 | 15.2 | 11.2 | 13.3 | 9.4 | 8.9 | 5.6 | 10.6 | 6.1 | 8.3 | 6.7 | -7.8 | -9 | -2.6 | -12.8 | 13 | 11 | 16.3 | 10.6 | 19.4 | 12.8 | 13.9 | 6.7 | 15 | 14.4 | 8.9 | 2.8 | 21.5 | 17.1 | 1.1 | 0 | 1.3 | -1.1 | -3.3 | -8.3 | 4.4 | -0.6 | -2.2 | -2.2 | 15 | 13.4 | 10.6 | 8.9 | 13.3 | 7.8 | 0.6 | 0.6 | -20 | -23 | 1.1 | -4.4 | -2.2 | -3.3 | 2.2 | -6.1 | -1.7 | -4.4 | -24.4 | -31.7 | -11.1 | -16.1 | -4.4 | -8.9 | -0.6 | -11.1 | 8.9 | -3.3 | -0.6 | -11.7 | 8.3 | -5.6 | 3.5 | -0.6 | -4.6 | -6.9 | 13.2 | 13.2 | 10.6 | 5.6 | 7.2 | 0.6 | -3.9 | -8.3 | 1.7 | 0.6 | 11.1 | -1.1 | -14.8 | -18.9 | 6.5 | -15.7 | 11.1 | -2 | 3.9 | -2.8 | -0.6 | -2.8 | 2.2 | -1.1 | 1.7 | -4.8 | 3.3 | -1.7 | 10 | 3.9 | -2 | -5 | 7.2 | 4.4 | 9.4 | 6.1 | 4.4 | -0.6 | 6.7 | 4.4 | -7 | -13 | 13.3 | 6.9 | 9.4 | 9.4 | -13.9 | -16.1 | 11.1 | 7.8 | 3.9 | -8.9 | 5.6 | -3.9 | 7.8 | 3.3 | 10.6 | -3.3 | 14.4 | 0.6 | 17.8 | 16.1 | 0.6 | -12.8 | 8.3 | -2.2 | 4.4 | -2.8 | -3.3 | -14.4 | 1.7 | -0.6 | 1.7 | -3.3 | -1.1 | -7.8 | 12.8 | -3.3 | -12.2 | -15.6 | -1.3 | -9.2
-21 | -23 | -1.7 | -5.6 | 11.1 | 6.1 | 12.8 | 10 | 3 | -1.9 | 21.1 | -1.1 | 3 | 3 | 14.4 | 11.7 | 13.3 | 9.4 | 8.3 | 5 | 10.6 | 6.7 | 7.8 | 5.9 | -7.8 | -9.1 | -2.9 | -12.3 | 14 | 11 | 16.1 | 10 | 17.8 | 12.8 | 13.3 | 7.2 | 15 | 14.4 | 8.3 | 2.8 | 20.7 | 16.8 | 1.1 | 0 | 1.5 | -1.2 | -3.3 | -7.6 | 3.3 | -1.1 | -2.2 | -2.2 | 15 | 13.3 | 10.6 | 8.3 | 12.9 | 7.6 | 0.6 | 0 | -20 | -23 | 1.7 | -3.9 | -1.7 | -3.9 | 1.7 | -6.1 | -1.7 | -3.9 | -27.8 | -36.1 | -11.7 | -16.7 | -4.4 | -8.9 | -0.6 | -10.6 | 7.8 | -2.2 | -0.6 | -11.1 | 7.6 | -3.4 | 2.1 | -1 | -5.4 | -7.6 | 12.8 | 12.8 | 10 | 6.1 | 7.2 | 1.1 | -5.7 | -9.6 | 1.7 | 0.6 | 6.1 | -1.7 | -15 | -19.4 | 5.6 | -17.8 | 11.1 | -1.7 | 3.9 | -3.9 | -0.6 | -2.8 | 1.7 | -2.8 | 1.1 | -6.1 | 2.8 | -1.7 | 9.6 | 4 | -3 | -5 | 6.7 | 4.4 | 8.9 | 6.1 | 3.9 | -0.6 | 4.4 | 2.8 | -7 | -15 | 13.3 | 7.8 | 9.4 | 9.4 | -14.6 | -17.4 | 10 | 7.2 | 3.5 | -7 | 3.9 | -3.3 | 7.8 | 2.8 | 8.3 | -3.3 | 13.9 | 0.9 | 17.8 | 16.1 | -0.2 | -11.4 | 8.3 | -1.7 | 3.3 | -3.3 | -3.9 | -14.4 | 1.1 | -1.1 | 1.1 | -3.9 | -1.1 | -6.7 | 12.2 | -1.1 | -12.8 | -16.2 | -1.5 | -9.3
-20 | -22 | -1.7 | -5.6 | 10 | 6.1 | 11.7 | 10.6 | 2.8 | -2.2 | 19.4 | -1.1 | 4 | 4 | 13.9 | 11.6 | 13.9 | 9.4 | 8.3 | 5 | 10 | 6.7 | 7.2 | 5.6 | -7.8 | -9.4 | -3.3 | -13.3 | 14 | 11 | 16.1 | 11.5 | 16.7 | 12.8 | 12.2 | 7.8 | 15 | 14.4 | 7.8 | 2.8 | 20 | 16.7 | 1.7 | 0 | 1.7 | -1.7 | -3.3 | -7.6 | 3.3 | -1.1 | -1.7 | -1.7 | 14.4 | 12.8 | 10 | 8.9 | 12.6 | 7.5 | 0.6 | 0 | -19 | -22 | 1.1 | -3.9 | -1.7 | -2.8 | 0.6 | -5 | -1.7 | -3.9 | -28.3 | -34.4 | -12.2 | -17.9 | -5 | -8.3 | -1.1 | -10.6 | 7.2 | -2.2 | -0.6 | -10.6 | 6.8 | -2.3 | 0.6 | -1.7 | -6.1 | -8.3 | 13.2 | 12.9 | 10 | 6.1 | 7.8 | 0.6 | -7.6 | -11.5 | 1.7 | 0.6 | 4.4 | -1.7 | -17.2 | -21.7 | 5.2 | -16 | 8 | -1.6 | 3.5 | -3.5 | -0.6 | -2.8 | 0.6 | -2.2 | 0.9 | -5.1 | 2.8 | -1.7 | 9.3 | 3.9 | -5 | -6 | 6.1 | 3.3 | 8.3 | 5.6 | 3.9 | -0.6 | 4.4 | 2.2 | -8 | -17 | 12 | 7.3 | 8.9 | 8.3 | -15.4 | -18.9 | 10 | 6.7 | 3.2 | -6.5 | 3.3 | -3.3 | 7.2 | 1.7 | 8.3 | -2.2 | 13.3 | 1 | 18.3 | 16.7 | -0.9 | -11.8 | 8.3 | -2.2 | 2 | -2.7 | -4.4 | -14.4 | 1.1 | -1.7 | 0.6 | -3.9 | -1.1 | -6.4 | 12.8 | 1.7 | -13.3 | -17.2 | -1.7 | -10.6
-23 | -24 | -1.7 | -5 | 7.2 | 4.4 | 10.6 | 9.4 | 2.2 | -1.4 | 19.4 | -1.1 | 4 | 3 | 13.3 | 11.4 | 12.8 | 8.9 | 8.3 | 3.9 | 10 | 6.7 | 6.1 | 5 | -8.2 | -9.8 | -3.7 | -12.6 | 14 | 11 | 16.1 | 12.7 | 17.8 | 11.7 | 10 | 7.8 | 15.6 | 14.4 | 7.8 | 2.2 | 19.8 | 16.9 | 1.7 | 0 | 1.3 | -1.7 | -3.3 | -8.3 | 3.9 | -1.1 | -1.7 | -1.7 | 13.9 | 12.3 | 10 | 8.3 | 12.2 | 7.2 | 0.6 | 0 | -19 | -22 | 0.5 | -3.2 | -0.6 | -1.7 | 0.6 | -4.4 | -1.1 | -3.9 | -29.4 | -34.4 | -12.8 | -20 | -5 | -8.3 | -1.1 | -10 | 6.7 | -3.3 | -0.6 | -10 | 6.1 | -1.7 | 1 | -1.1 | -6.3 | -8.3 | 13.5 | 12.7 | 9.4 | 6.1 | 7.2 | 1.7 | -9.4 | -13.9 | 1.7 | 0.6 | 4.4 | -2.2 | -19.5 | -24.4 | 4.8 | -16.3 | 4.8 | -2.4 | 3.2 | -3.8 | -0.6 | -2.2 | 0 | -5 | 0.8 | -5 | 2.2 | -2.2 | 8.9 | 3.9 | -5 | -8 | 5.6 | 3.3 | 7.2 | 5.6 | 3.3 | -0.6 | 4.4 | 2.8 | -10 | -18 | 10.7 | 6.7 | 7.8 | 6.7 | -16.1 | -21.1 | 8.3 | 6.1 | 2.8 | -6.7 | 3.3 | -3.3 | 7.2 | 2.2 | 7.8 | -1.7 | 12.8 | 1.1 | 18.3 | 16.1 | -1.7 | -13.3 | 6.7 | -1.7 | 0.7 | -2.8 | -4.4 | -16.1 | 1.1 | -1.7 | 0 | -4.4 | -1.1 | -6.7 | 12.2 | 2.2 | -14.4 | -17.6 | -1.7 | -9.5
-20 | -20 | -1.7 | -5.6 | 6.7 | 3.9 | 10 | 9.4 | 1.7 | -0.8 | 19.4 | -1.1 | 4 | 3 | 12.8 | 11.1 | 12.8 | 8.9 | 8.3 | 3.3 | 10 | 4.4 | 4.4 | 4.4 | -8.5 | -10.3 | -4 | -12.8 | 14 | 11 | 16.1 | 13.9 | 16.7 | 11.7 | 10 | 7.8 | 16.1 | 14.4 | 7.2 | 1.7 | 19.6 | 17 | 1.7 | 0 | 1 | -2 | -3.5 | -8.2 | 3.9 | -1.1 | -1.1 | -1.1 | 13.3 | 11.7 | 10 | 8.9 | 12.2 | 7.3 | 0.6 | 0 | -20 | -23 | -0.2 | -3.3 | -0.6 | -1.1 | 0 | -3.9 | -1.7 | -3.3 | -29.4 | -34.4 | -13.5 | -19.9 | -5 | -7.8 | -1.1 | -9.4 | 6.7 | -3.3 | -0.6 | -9.4 | 5.9 | -0.9 | 1.3 | -0.8 | -6.5 | -8.5 | 13.9 | 12.8 | 9.4 | 6.1 | 7.8 | 3.3 | -10.2 | -14 | 1.7 | 0.6 | 6.1 | -1.7 | -21.7 | -27.8 | 4.4 | -18.3 | 1.7 | -3.9 | 2.8 | -4.4 | 0 | -2.2 | -0.6 | -5 | 0.6 | -5.6 | 2.8 | -1.1 | 9.1 | 3.9 | -6 | -8 | 4.4 | 2.8 | 7.8 | 5.6 | 2.8 | -1.1 | 3.9 | 2.2 | -11 | -18 | 9.4 | 6.1 | 6.7 | 4.4 | -16.7 | -21.1 | 6.7 | 5 | 3.3 | -5.2 | 1.1 | -3.9 | 7.2 | 2.8 | 7.8 | -2.2 | 12.6 | 2.2 | 18.3 | 16.1 | -2.4 | -12.4 | 6.7 | -1.7 | -0.6 | -3.3 | -5.6 | -16.1 | 0.6 | -1.7 | -1.1 | -4.4 | -1.3 | -6.2 | 11.7 | 2.2 | -15.6 | -18.7 | -1.7 | -9.5
-18 | -20 | -2.2 | -5.6 | 6.7 | 3.9 | 11.7 | 10.6 | 1.1 | -0.6 | 18.3 | -0.6 | 4 | 4 | 12.6 | 11.2 | 12.8 | 8.9 | 7.8 | 1.7 | 9.4 | 3.9 | 3.3 | 3.3 | -8.9 | -11.1 | -4.4 | -14.4 | 13 | 11 | 15.4 | 12.9 | 15 | 12.2 | 11.1 | 6.1 | 16.1 | 14.4 | 7.2 | 1.7 | 19.4 | 17.2 | 1.1 | 0 | 0.6 | -2.8 | -3.7 | -8.7 | 3.9 | -1.1 | -1.1 | -1.1 | 13.5 | 11.8 | 10.6 | 8.9 | 12.2 | 7.3 | 0.6 | 0 | -20 | -23 | -0.9 | -3.4 | -5.6 | -7.2 | 0.6 | -3.3 | -1.7 | -2.8 | -29.4 | -34.4 | -14.3 | -20.9 | -5 | -8.3 | -1.1 | -8.9 | 5 | -2.2 | -0.6 | -10 | 5.8 | -0.2 | 1.7 | -0.6 | -6.7 | -8.9 | 13.5 | 12.6 | 9.4 | 6.1 | 7.8 | 3.3 | -10.9 | -14.5 | 1.7 | 0.6 | 5 | -1.1 | -21.9 | -26.9 | 3.7 | -16.5 | 1.1 | -3.8 | 2.8 | -3.9 | 0 | -2.2 | -1.1 | -7.2 | -0.7 | -4.9 | 2.2 | -1.1 | 9.2 | 4 | -6 | -7 | 5 | 3.3 | 7.2 | 5 | 1.7 | -1.7 | 3.3 | 2.8 | -12 | -18 | 8.3 | 4 | 5.6 | 3.3 | -17.2 | -21.7 | 5.6 | 4.4 | 3.9 | -4.5 | 0 | -3.3 | 7.2 | 2.8 | 7.2 | -2.2 | 12.4 | 3.1 | 18.3 | 16.1 | -3.2 | -12.8 | 6.1 | -1.7 | 0 | -2.2 | -6.1 | -15.6 | 0 | -2.8 | -0.6 | -3.3 | -1.5 | -6.4 | 11.7 | 2.2 | -16.7 | -20 | -1.7 | -10.6
-21 | -22 | -2.2 | -5.6 | 7.2 | 5 | 12.2 | 11.1 | 1.1 | -0.4 | 17.8 | -0.6 | 4 | 3 | 12.4 | 11.2 | 12.8 | 8.9 | 7.8 | 2.2 | 9.4 | 3.3 | 2.2 | 2.2 | -9.8 | -11.8 | -5 | -14 | 14 | 11 | 14.6 | 11.6 | 15 | 12.2 | 10 | 6.1 | 14.4 | 13.3 | 6.7 | 1.1 | 19.6 | 17.4 | 1.1 | -0.6 | 0.6 | -3.2 | -3.9 | -10 | 3.9 | -1.7 | -1.1 | -1.1 | 13.7 | 11.8 | 10.6 | 8.9 | 12.2 | 7.2 | 0 | 0 | -20 | -23 | -1.5 | -3.4 | -5 | -6.7 | -0.6 | -3.9 | -1.7 | -2.2 | -31.1 | -37.2 | -15 | -22.2 | -4.4 | -8.3 | -1.1 | -9.4 | 6.7 | 0 | -0.6 | -9.4 | 5.6 | 0 | 1.5 | -1.8 | -8.5 | -10.5 | 13.2 | 12.4 | 10 | 5 | 7.2 | 3.3 | -11.7 | -15.6 | 1.7 | 0.6 | 5.6 | -1.7 | -22 | -26.5 | 2.9 | -16 | 0.6 | -4.4 | 2.8 | -3.9 | 0.6 | -2.2 | -1.7 | -8.9 | -2 | -5.4 | 2.2 | -1.1 | 9.4 | 3.9 | -6 | -8 | 5 | 3.3 | 7.2 | 5 | 0.6 | -2.8 | 3.3 | 2.2 | -12 | -22 | 7.2 | 1.9 | 5 | 1.7 | -17.8 | -22.8 | 6.1 | 5 | 4.4 | -4.4 | 1.7 | -3.9 | 6.7 | 2.2 | 4.4 | -2.8 | 12.2 | 3.9 | 18.3 | 16.1 | -3.9 | -14.4 | 4.4 | -2.2 | 0.5 | -1.7 | -6.7 | -15.6 | -0.6 | -3.3 | -1.1 | -3.9 | -1.7 | -7.2 | 11.1 | 2.2 | -16.5 | -20 | -1.7 | -10.9
-20 | -21 | -1.7 | -5.6 | 7.2 | 5 | 13.3 | 12.2 | 1.1 | -0.4 | 17.8 | -1.1 | 4 | 3 | 12.2 | 11.1 | 12.2 | 9.4 | 8.3 | -1.1 | 9.4 | 3.9 | 1.7 | 1.7 | -10.8 | -12.9 | -5.5 | -14.7 | 13 | 11 | 13.9 | 10.6 | 15 | 12.8 | 9.4 | 5.6 | 13.3 | 12.2 | 6.7 | 0.6 | 19.8 | 17.6 | 1.1 | -0.6 | 0.6 | -4.3 | -4.1 | -9.1 | 3.3 | -2.2 | -0.6 | -0.6 | 13.9 | 11.7 | 10 | 8.9 | 12.4 | 7.3 | 0 | 0 | -20 | -23 | -2.2 | -3.7 | -5.6 | -7.2 | -1.1 | -3.9 | -1.7 | -2.2 | -30.6 | -35 | -16.3 | -22.6 | -4.4 | -7.8 | -1.1 | -8.9 | 6.1 | -0.6 | -0.6 | -9.4 | 6 | 0.9 | 1.3 | -3.1 | -10.4 | -12.3 | 12.8 | 12.2 | 10.6 | 5.6 | 7.2 | 3.3 | -12.2 | -15.6 | 1.7 | 0.6 | 5 | -1.7 | -22.2 | -26.7 | 2.2 | -17.8 | 0 | -5.6 | 2.8 | -4.4 | 0 | -2.2 | -1.7 | -7.8 | -3.3 | -6.1 | 2.2 | -1.1 | 9 | 4 | -6 | -8 | 4.4 | 2.8 | 7.2 | 4.4 | -0.6 | -4.4 | 3.3 | 2.8 | -13 | -19 | 6.1 | -0.6 | 3.9 | -1.7 | -18.5 | -22.7 | 4.4 | 3.3 | 3.5 | -3.7 | 0 | -3.3 | 6.7 | 2.8 | 3.9 | -2.8 | 12 | 4.3 | 17.8 | 16.1 | -4.8 | -13.1 | 3.3 | -3.3 | 1.1 | -1.1 | -6.7 | -15 | -1.1 | -3.3 | -1.1 | -3.3 | -1.7 | -6.4 | 11.1 | 2.2 | -16.3 | -20.5 | -1.7 | -12.3
-21 | -21 | -1.7 | -5.6 | 7.8 | 5.6 | 13.3 | 12.2 | 1.1 | -0.6 | 17.8 | -1.7 | 4 | 3 | 11.7 | 10.6 | 11.7 | 8.9 | 7.2 | 2.2 | 9.4 | 3.9 | 2.2 | 2.2 | -11.7 | -13.9 | -6.1 | -16.7 | 14 | 11 | 13.3 | 10.3 | 14.4 | 12.8 | 6.1 | 5 | 12.8 | 11.7 | 5.6 | 0.6 | 20 | 17.8 | 1.1 | -0.6 | 0.6 | -6.1 | -4.2 | -8.8 | 3.9 | -1.7 | -0.6 | -0.6 | 13.7 | 11.6 | 10 | 8.9 | 12.6 | 7.3 | 0 | 0 | -20 | -23 | -2.8 | -3.9 | -6.1 | -8.3 | -1.7 | -4.4 | -1.7 | -2.2 | -31.7 | -36.1 | -17.6 | -23.8 | -4.4 | -7.8 | -1.1 | -8.9 | 5 | -0.6 | -1.1 | -8.3 | 6.3 | 1.4 | 1.1 | -5.6 | -12.2 | -14.4 | 12.4 | 12 | 11.1 | 5.6 | 6.7 | 3.3 | -12.8 | -16.2 | 1.7 | 0.6 | 1.7 | -1.7 | -22.2 | -26.7 | 2.2 | -16 | -0.7 | -5.3 | 2.8 | -3.9 | -0.6 | -2.8 | -1.7 | -7.8 | -3.3 | -5.8 | 2.2 | -1.1 | 8.7 | 3.9 | -6 | -7 | 4.4 | 2.8 | 7.2 | 5 | -0.6 | -3.9 | 2.8 | 2.2 | -14 | -23 | 5.2 | -1.3 | 2.8 | -2.8 | -19.3 | -23.1 | 4.4 | 3.9 | 2.6 | -3.9 | 0.6 | -3.9 | 7.2 | 3.9 | 2.8 | -2.8 | 11.9 | 4.4 | 17.8 | 16.1 | -5.8 | -13 | 5.6 | -2.8 | 1.5 | -0.4 | -7.2 | -14.4 | -1.1 | -3.9 | -1.1 | -2.2 | -1.7 | -6.2 | 10.6 | 2.8 | -16.1 | -21.7 | -1.7 | -15.6
-22 | -22 | -1.7 | -5.6 | 10.6 | 7.2 | 12.8 | 11.7 | 0.7 | -1.8 | 16.7 | -2.2 | 4 | 3 | 11.1 | 10 | 12.2 | 8.9 | 6.7 | 2.8 | 8.9 | 3.3 | 2.8 | 2.8 | -11.1 | -13.7 | -5.7 | -16.2 | 15 | 12 | 12.8 | 10.2 | 15 | 13.3 | 4.4 | 3.9 | 12.8 | 11.7 | 5.6 | 0 | 20 | 18 | 1.1 | -0.6 | -0.3 | -5.2 | -4.4 | -9.4 | 3.9 | -0.6 | -0.6 | -0.6 | 13.5 | 11.4 | 10.6 | 9.4 | 12.8 | 7.2 | 0 | 0 | -20 | -23 | -2.2 | -3.9 | -7.8 | -9.4 | -2.2 | -4.4 | -1.7 | -2.2 | -31.1 | -35.6 | -18.9 | -25.6 | -5 | -8.3 | -1.1 | -8.3 | 6.7 | 2.2 | -1.1 | -7.8 | 6.7 | 2.2 | 1.1 | -4.9 | -10.4 | -12.3 | 12.1 | 12 | 11.1 | 6.1 | 6.7 | 3.3 | -13.3 | -17.2 | 1.7 | 0.6 | 1.7 | -1.7 | -22.2 | -27.2 | 2.2 | -15.5 | -1.5 | -5.7 | 2.8 | -3.9 | -1.1 | -3.9 | -1.7 | -5.6 | -3.3 | -5.8 | 2.2 | -1.1 | 8.3 | 3.9 | -6 | -8 | 4.4 | 2.8 | 6.7 | 4.4 | 0.6 | -5.6 | 2.8 | 1.7 | -14 | -22 | 4.2 | -2.3 | 1.7 | -5 | -20 | -23.9 | 3.3 | 3.3 | 1.7 | -4.4 | 0.6 | -3.9 | 7.2 | 3.9 | 2.8 | -2.8 | 11.7 | 4.4 | 18.3 | 16.1 | -6.7 | -13.9 | 3.3 | -3.3 | 1.8 | 0.3 | -7.2 | -15.6 | -1.7 | -4.4 | -1.1 | -3.3 | -1.7 | -6.7 | 9.4 | 3.9 | -15 | -20.3 | -1.7 | -15.6
-24 | -25 | -1.7 | -6.1 | 10.6 | 7.2 | 12.2 | 11.1 | 0.4 | -3.3 | 17.2 | -1.7 | 3 | 2 | 10.6 | 9.4 | 12.2 | 8.9 | 6.7 | 3.9 | 8.9 | 3.3 | 2.2 | 2.2 | -10.6 | -13.9 | -5.4 | -17.1 | 14 | 12 | 12.2 | 10 | 15 | 12.8 | 5.6 | 4.4 | 12.2 | 11.7 | 5 | 0 | 20 | 18.2 | 1.1 | -0.6 | -1.3 | -5.5 | -3.9 | -8 | 4.4 | 1.1 | -1.1 | -1.1 | 13.3 | 11.1 | 11.1 | 10.6 | 13.9 | 9.4 | 0.6 | 0.6 | -20 | -23 | -3.3 | -3.9 | -7.8 | -9.4 | -2.2 | -4.4 | -1.1 | -1.7 | -31.1 | -34.4 | -18.2 | -24.5 | -5.6 | -8.9 | -1.1 | -8.9 | 7.2 | 3.9 | -1.1 | -7.8 | 7.6 | 3.1 | 1.1 | -5.1 | -8.5 | -10.5 | 11.7 | 11.7 | 10.6 | 6.7 | 6.1 | 3.3 | -13.1 | -17.1 | 1.7 | 0.6 | 1.7 | -1.1 | -22.2 | -28.3 | 2.2 | -17.2 | -2.2 | -6.7 | 2.8 | -4.4 | -1.1 | -3.9 | -1.7 | -5.6 | -3.3 | -6.1 | 1.7 | -1.1 | 8.5 | 4.1 | -6 | -7 | 4.4 | 2.8 | 7.2 | 5 | 0 | -6.1 | 2.8 | 1.7 | -15 | -21 | 3.3 | -3.9 | 1.1 | -4.4 | -19.8 | -23.6 | 3.3 | 2.8 | 4.5 | -2.5 | 0 | -3.3 | 7.2 | 4.4 | 3.9 | -2.2 | 11.9 | 5.6 | 18.3 | 16.1 | -5.8 | -12.8 | 3.9 | -2.2 | 2.2 | 1.1 | -8.3 | -16.7 | -1.1 | -4.4 | -2.2 | -3.3 | -0.8 | -5.5 | 8.3 | 4.4 | -13.9 | -19.3 | -1.7 | -12.8
-22 | -23 | -1.7 | -6.1 | 12.2 | 8.3 | 12.2 | 10.6 | 0 | -5.6 | 17.2 | -2.2 | 3 | 2 | 11 | 9.6 | 12.8 | 7.8 | 7.8 | -0.6 | 10 | 3.3 | 7.8 | 6.1 | -10 | -14.4 | -5 | -19.4 | 18 | 14 | 12.2 | 7.1 | 16.1 | 12.8 | 7.8 | 5.6 | 12.8 | 11.7 | 5.6 | 0 | 20 | 18.3 | 1.1 | -0.6 | -2.2 | -6.1 | -3.3 | -7.5 | 6.7 | 2.2 | -1.1 | -1.7 | 10.7 | 8.8 | 11.7 | 11.1 | 15 | 11.4 | 1.1 | 0 | -20 | -23 | -0.6 | -2.8 | -3.9 | -6.1 | -2.2 | -4.4 | -1.1 | -1.1 | -31.1 | -35 | -17.4 | -24 | -5.6 | -8.9 | -0.6 | -8.3 | 7.2 | 5 | -0.6 | -7.8 | 8.5 | 4.1 | 1.1 | -6.1 | -6.7 | -8.9 | 12.6 | 12.2 | 12.8 | 5.6 | 7.2 | 4.4 | -13 | -17.6 | 1.7 | 0.6 | 5.6 | -0.6 | -17.4 | -23.8 | 4.2 | -15 | 2.1 | -3.5 | 3.2 | -4 | -1.1 | -3.9 | -1.7 | -5.6 | -0.7 | -4.1 | 3.9 | 0 | 8.7 | 4.3 | -6 | -8 | 5 | 3.3 | 8.3 | 5 | 2.8 | -5 | 2.2 | 1.7 | -15 | -22 | 4.2 | -3.6 | 1.7 | -4.4 | -19.6 | -23.7 | 2.2 | 2.2 | 7.2 | -1.5 | 1.7 | -2.8 | 8.3 | 5 | 10 | -1.1 | 12 | 6.5 | 18.9 | 16.7 | -4.8 | -12.5 | 5.6 | -2.8 | 2.9 | 1.9 | -8.3 | -18.3 | -0.6 | -3.9 | -1.1 | -2.8 | 0.2 | -4.8 | 7.8 | 4.4 | -12.8 | -19.4 | -1.1 | -14.4
-20 | -23 | -1.1 | -6.1 | 15 | 9.4 | 12.2 | 11.1 | 0.4 | -4.3 | 18.3 | -1.7 | 5 | 2 | 11.3 | 9.4 | 13.9 | 6.7 | 8.9 | -1.1 | 11.1 | 2.8 | 10.6 | 7.2 | -9.1 | -13.1 | -3.7 | -18.3 | 19 | 15 | 12.2 | 3.4 | 22.2 | 13.9 | 10.6 | 5.6 | 15 | 11.7 | 6.7 | 0 | 22 | 18.2 | 1.1 | -0.6 | -1.1 | -5.2 | -2.8 | -7.2 | 7.8 | 2.8 | -2.2 | -2.2 | 8.2 | 6.4 | 11.7 | 11.1 | 16.1 | 13.3 | 1.1 | 0 | -18 | -22 | 1.7 | -1.7 | -1.7 | -6.1 | 1.7 | -2.2 | -0.6 | -0.6 | -21.1 | -24.4 | -16.7 | -24.4 | -5 | -8.9 | 0.6 | -9.4 | 9.4 | 7.2 | -0.6 | -7.2 | 9.4 | 5 | 1.7 | -5.6 | -5.6 | -7.7 | 13.5 | 12.4 | 13.9 | 5.6 | 10 | 5.6 | -12.8 | -18.9 | 2.2 | 0.6 | 8.9 | -1.7 | -12.6 | -19.8 | 6.3 | -15.2 | 6.3 | -1.6 | 3.5 | -4.4 | -0.6 | -4.4 | -2.2 | -5 | 1.8 | -2.7 | 4.4 | 0.6 | 8.9 | 4.4 | -6 | -8 | 6.7 | 3.9 | 8.9 | 5.6 | 5.6 | -5.6 | 2.2 | 1.7 | -15 | -21 | 5.2 | -3.9 | 2.8 | -6.7 | -19.4 | -24.4 | 5.6 | 5 | 10 | -0.6 | 4.4 | -2.2 | 9.4 | 5.6 | 12.8 | 0 | 12.2 | 7.2 | 18.9 | 17.2 | -3.9 | -13.3 | 8.3 | -2.2 | 3.7 | 3 | -7.2 | -19.4 | 0.6 | -4.4 | -1.1 | -2.8 | 1.1 | -5 | 7.8 | 4.4 | -10.8 | -18.1 | 0 | -12.8
-18 | -21 | -0.6 | -6.1 | 17.8 | 9.4 | 12.2 | 10.6 | 0.7 | -3.8 | 18.9 | -0.6 | 6 | 3 | 11.7 | 9.4 | 15 | 6.7 | 10.6 | -0.6 | 12.2 | 2.8 | 15 | 7.8 | -8.1 | -12 | -2.4 | -18.8 | 18 | 15 | 12.2 | -1.1 | 23.9 | 12.2 | 11.7 | 3.9 | 17.2 | 11.7 | 7.8 | -0.6 | 24.1 | 18.1 | 1.1 | -0.6 | 0 | -4.6 | -1.7 | -6.4 | 8.9 | 3.9 | -1.1 | -2.2 | 5.6 | 3.9 | 11.7 | 11.1 | 16.8 | 14.1 | 2.2 | -1.1 | -15 | -19 | 3.3 | -5.6 | 0.6 | -7.2 | 4.4 | -1.7 | 0 | 0 | -19.4 | -23.9 | -14.1 | -22.3 | -5 | -8.9 | 2.8 | -7.8 | 11.1 | 7.8 | 1.1 | -6.7 | 10.9 | 4.4 | 2.2 | -5.9 | -4.4 | -6.7 | 14.4 | 12.8 | 15.6 | 3.9 | 12.8 | 6.1 | -11.3 | -17.4 | 1.7 | 0.6 | 12.8 | -1.1 | -7.8 | -17.2 | 8.3 | -16.7 | 10.6 | 0 | 3.9 | -5 | 0 | -3.9 | -2.2 | -5 | 4.4 | -1.7 | 5 | 1.7 | 10.7 | 5.3 | -6 | -7 | 8.3 | 5 | 9.4 | 5.6 | 8.3 | -7.8 | 3.3 | 2.2 | -15 | -23 | 6.1 | -5 | 3.9 | -6.1 | -18.5 | -23 | 10 | 6.7 | 11.7 | 0.1 | 8.9 | -1.1 | 10.6 | 5.6 | 17.8 | 0 | 12.4 | 8.7 | 18.9 | 17.2 | -2.2 | -11.9 | 7.8 | 0 | 4.4 | 3.9 | -6.7 | -20 | 3.3 | -3.3 | 0 | -2.2 | 1.8 | -4.2 | 7.8 | 4.4 | -8.7 | -18 | 0.6 | -12.8
-16 | -17 | 0.6 | -5.6 | 20.6 | 10 | 12.2 | 10.6 | 1.1 | -3.9 | 20 | 0 | 7 | 3 | 13.7 | 10 | 16.7 | 6.1 | 12.2 | -1.7 | 12.8 | 3.9 | 16.7 | 6.7 | -7.2 | -11.7 | -1.1 | -21.7 | 18 | 15 | 13.7 | 0 | 24.4 | 11.7 | 13.3 | 3.9 | 20 | 12.8 | 9.4 | -0.6 | 26.1 | 17.2 | 1.7 | 0 | 1.1 | -5 | -0.5 | -6 | 10 | 4.4 | -1.7 | -2.8 | 4.3 | 3 | 11.7 | 10.6 | 17.6 | 14.9 | 2.8 | -1.1 | -15 | -20 | 5.6 | -1.7 | 1.7 | -7.2 | 6.1 | -2.2 | 1.1 | 0 | -15 | -20.6 | -11.5 | -20.8 | -4.4 | -8.3 | 5 | -7.8 | 15 | 9.4 | 3.3 | -6.7 | 12.4 | 3.4 | 2.8 | -7.2 | -3.3 | -6.1 | 15.5 | 13 | 16.7 | 3.9 | 15.6 | 6.1 | -9.8 | -16.8 | 1.7 | 0.6 | 15 | -2.2 | -5.4 | -15.7 | 9.2 | -14.4 | 12.8 | -0.4 | 4.3 | -4.4 | 0 | -3.9 | -1.7 | -5.6 | 6.3 | -2 | 7.8 | 3.9 | 12.6 | 6.2 | -6 | -8 | 10.6 | 5.6 | 10 | 6.1 | 8.3 | -8.3 | 3.9 | 2.2 | -14 | -22 | 6.8 | -4.3 | 4.4 | -6.1 | -17.6 | -21.9 | 12.2 | 7.8 | 13.3 | 0.6 | 11.7 | -2.8 | 13.3 | 6.1 | 22.2 | -2.8 | 12.6 | 10 | 18.9 | 17.2 | -0.6 | -11.5 | 8.9 | 0 | 6.1 | 4.4 | -5.6 | -21.1 | 5 | -4.4 | 3.3 | -2.2 | 2.6 | -3.7 | 9.4 | 3.9 | -6.7 | -19.4 | 0.6 | -12.8
-13 | -16 | 1.7 | -5.6 | 22.8 | 10.6 | 12.8 | 10 | 1.7 | -4.1 | 20.6 | 0 | 8 | 4 | 15.8 | 10.2 | 16.7 | 7.2 | 12.8 | -3.3 | 13.9 | 4.4 | 17.8 | 8.3 | -6.1 | -11.4 | -1.1 | -19.7 | 17 | 15 | 15.2 | 1.3 | 24.4 | 11.7 | 15 | 4.4 | 21.7 | 13.3 | 10.6 | -1.1 | 26.1 | 17.2 | 1.7 | 0 | 2.2 | -4 | 0.6 | -6.7 | 10.6 | 4.4 | -1.7 | -2.8 | 3 | 2.1 | 12.2 | 11.7 | 18.3 | 15.6 | 2.8 | -2.2 | -13 | -18 | 5 | -1.7 | 1.1 | -8.3 | 7.8 | -3.3 | 1.1 | 1.1 | -10.6 | -19.4 | -8.9 | -21.1 | -3.9 | -8.3 | 7.2 | -6.1 | 17.2 | 8.3 | 5 | -6.1 | 13.9 | 1.7 | 3.9 | -6.7 | -0.9 | -3.6 | 16.7 | 13.3 | 17.8 | 5 | 17.2 | 5 | -8.3 | -17.2 | 1.7 | 0.6 | 16.7 | -1.7 | -3 | -15.2 | 10.2 | -14.4 | 15 | -1 | 4.6 | -4.6 | 0.6 | -3.9 | -1.7 | -5 | 8.1 | -3.3 | 10 | 5 | 14.4 | 6.7 | -6 | -9 | 12.8 | 4.4 | 11.1 | 5 | 7.2 | -7.2 | 4.4 | 1.7 | -13 | -21 | 7.6 | -4.3 | 4.4 | -6.7 | -16.7 | -21.7 | 15 | 7.8 | 15 | 1.1 | 13.9 | -1.7 | 15 | 6.1 | 25.6 | -2.8 | 12.8 | 11.1 | 18.9 | 17.8 | 1.1 | -13.3 | 9.4 | -0.6 | 7.7 | 4.7 | -5 | -21.1 | 5.6 | -5 | 3.9 | -3.9 | 3.3 | -3.9 | 10.6 | 1.7 | -5.4 | -18.7 | 1.1 | -13.3
-12 | -15 | 2.2 | -5 | 23.9 | 11.1 | 13.3 | 10 | 2.2 | -5.2 | 21.7 | 1.1 | 7 | 4 | 17.8 | 10 | 16.1 | 7.2 | 13.9 | -3.3 | 13.9 | 5 | 16.7 | 10 | -5 | -11.6 | -1.1 | -19.7 | 17 | 14 | 16.7 | 2.2 | 25 | 11.1 | 16.1 | 4.4 | 24.4 | 15 | 11.7 | 0 | 26.1 | 17.2 | 2.2 | 0.6 | 3.3 | -3.7 | 0.6 | -6.1 | 11.7 | 4.4 | -2.8 | -4.4 | 1.7 | 1.1 | 15.6 | 13.3 | 17.9 | 15.2 | 3.3 | -3.3 | -12 | -17 | 5 | -1.1 | 2.2 | -10.6 | 7.8 | -5 | 2.2 | 1.1 | -8.9 | -17.8 | -7.6 | -18.8 | -3.9 | -8.3 | 8.3 | -5 | 19.4 | 8.3 | 7.2 | -5.6 | 13.5 | 3.9 | 5 | -6.9 | 1.5 | -1.4 | 17.8 | 13.3 | 16.7 | 4.4 | 18.3 | 5.6 | -7.2 | -15.6 | 1.7 | 0.6 | 20.6 | -3.9 | -0.6 | -17.2 | 11.1 | -15.6 | 17.2 | -2.8 | 5 | -5 | 0.6 | -3.9 | -2.2 | -5.6 | 10 | -5.6 | 11.7 | 5.6 | 13.5 | 7.7 | -6 | -8 | 14.4 | 5 | 11.1 | 5 | 6.7 | -5.6 | 4.4 | 1.1 | -13 | -20 | 8.3 | -5 | 6.1 | -5.6 | -15.6 | -20 | 17.2 | 8.3 | 15.6 | 1 | 15.6 | -1.1 | 16.7 | 5.6 | 27.2 | -3.3 | 13.7 | 12.1 | 18.9 | 17.8 | 2.8 | -11.3 | 10 | -1.7 | 9.4 | 5 | -4.4 | -20.6 | 6.7 | -3.3 | 4.4 | -3.9 | 4.1 | -3.2 | 11.7 | 1.7 | -4.1 | -19.5 | 1.7 | -13.3
-11 | -13 | 2.2 | -5.6 | 24.4 | 10 | 14.4 | 10.6 | 2.8 | -7.2 | 22.2 | 2.2 | 8 | 5 | 18.7 | 10 | 17.2 | 6.7 | 14.4 | -5 | 13.9 | 5 | 16.1 | 10 | -3.9 | -13.3 | -1.1 | -21.7 | 17 | 14 | 17.2 | 1.2 | 25.6 | 12.2 | 18.9 | 4.4 | 23.9 | 15.6 | 13.3 | -1.1 | 26.1 | 17.2 | 2.2 | 0.6 | 4.4 | -3.9 | 0.6 | -6.4 | 12.2 | 4.4 | -3.3 | -5.6 | 0.9 | 0.2 | 18.3 | 13.9 | 17.6 | 14.9 | 4.4 | -3.9 | -12 | -16 | 6.1 | -3.3 | 2.2 | -11.7 | 8.3 | -4.4 | 2.8 | 1.7 | -8.3 | -17.2 | -6.3 | -17.6 | -3.9 | -7.8 | 8.9 | -3.9 | 20.6 | 7.2 | 7.8 | -5.6 | 13.2 | 5.4 | 6.1 | -8.9 | 3.9 | 0.6 | 18 | 13.5 | 16.7 | 6.1 | 18.9 | 6.1 | -6.1 | -15.3 | 2.2 | 0 | 22.2 | -6.1 | 0 | -14.6 | 11.3 | -13.6 | 17.4 | -3.5 | 5.2 | -4.6 | 0.6 | -3.3 | -2.2 | -6.7 | 10.6 | -4.1 | 7.2 | 3.9 | 12.6 | 8.3 | -6 | -8 | 15 | 4.4 | 10 | 6.7 | 6.7 | -5.6 | 5 | 1.1 | -12 | -19 | 8.7 | -4.9 | 6.1 | -5.6 | -14.4 | -18.8 | 18.9 | 8.9 | 16.1 | 0.2 | 16.1 | -2.2 | 18.3 | 7.2 | 27.8 | -3.3 | 14.7 | 13.1 | 19.4 | 18.3 | 4.4 | -11.2 | 11.1 | -1.7 | 10.9 | 5.7 | -3.9 | -20.6 | 6.7 | -3.9 | 3.3 | -3.9 | 4.8 | -3.1 | 14.4 | 0 | -2.8 | -23.3 | 2.2 | -13.9
-11 | -13 | 2.8 | -5 | 23.9 | 10.6 | 16.1 | 10 | 3 | -7.4 | 25 | 2.2 | 8 | 4 | 19.7 | 9.9 | 16.1 | 6.1 | 14.4 | -5.6 | 13.3 | 5.6 | 17.8 | 8.9 | -3.9 | -12.1 | -1.5 | -20.1 | 16 | 14 | 17.8 | -0.4 | 24.4 | 12.2 | 19.4 | 3.9 | 24.4 | 15.6 | 15 | -1.1 | 25.7 | 17.1 | 2.2 | 0.6 | 4.2 | -3.1 | 0.6 | -7.8 | 11.7 | 4.4 | -3.9 | -6.1 | 0.2 | -0.7 | 19.4 | 13.9 | 17.2 | 14.4 | 5 | -3.9 | -12 | -16 | 5.6 | -2.2 | 1.1 | -11.7 | 7.8 | -3.9 | 3.3 | 2.2 | -7.8 | -17.2 | -5 | -18.3 | -3.9 | -7.2 | 8.3 | -3.9 | 21.7 | 7.8 | 8.3 | -5 | 12.8 | 6.7 | 5.7 | -7.9 | 4.5 | 0.2 | 18.1 | 13.6 | 15.6 | 7.2 | 18.3 | 7.8 | -5 | -16.1 | 1.7 | 0 | 22.8 | -14.4 | 0.5 | -14.2 | 11.5 | -14.3 | 17.6 | -3.9 | 5.4 | -4.7 | 0.6 | -3.3 | -2.2 | -7.8 | 11.1 | -3.3 | 6.1 | 3.3 | 11.7 | 8.9 | -6 | -8 | 15 | 3.9 | 10.6 | 6.1 | 6.1 | -5.6 | 6.1 | 1.1 | -12 | -18 | 9 | -6 | 6.1 | -5.6 | -13.3 | -18.3 | 20.6 | 8.3 | 16.7 | 0 | 16.7 | -1.7 | 17.8 | 6.7 | 27.8 | -3.3 | 15.6 | 13.9 | 18.9 | 18.3 | 6.1 | -12.8 | 11.7 | -2.2 | 12.4 | 6.3 | -3.9 | -20 | 6.7 | -5 | 2.2 | -1.1 | 5.6 | -3.3 | 15 | -1.7 | -3.7 | -20.5 | 2.2 | -11.1
-11 | -15 | 2.8 | -4.4 | 23.3 | 10.6 | 16.1 | 10 | 3.1 | -8.8 | 25.6 | -1.1 | 8 | 3 | 20.6 | 9.4 | 16.1 | 6.7 | 13.9 | -4.4 | 12.8 | 3.9 | 17.2 | 8.9 | -3.9 | -12.1 | -1.8 | -19.8 | 16 | 14 | 18.3 | -2.2 | 23.3 | 12.2 | 20 | 3.9 | 24.4 | 16.1 | 15 | -1.7 | 25.4 | 17.4 | 2.2 | 0.6 | 4.1 | -3 | -0.7 | -7.1 | 7.8 | 4.4 | -4.4 | -7.8 | -0.6 | -1.7 | 20.6 | 13.9 | 16.8 | 14.8 | 5.6 | -5 | -11 | -15 | 6.1 | -2.8 | 0.6 | -13.3 | 7.8 | -3.3 | 3.3 | 2.2 | -6.7 | -12.2 | -5.6 | -17.3 | -3.3 | -7.2 | 8.3 | -3.3 | 21.1 | 8.9 | 7.8 | -4.4 | 12.8 | 6.9 | 5.4 | -8.5 | 5 | 0 | 18.3 | 13.9 | 15.6 | 9.4 | 17.2 | 8.3 | -4.6 | -14.7 | 1.1 | -0.6 | 22.2 | -13.3 | 1.1 | -15 | 11.7 | -15.6 | 17.8 | -5.6 | 5.6 | -5.6 | 1.1 | -2.8 | -2.8 | -10 | 11.7 | -2.8 | 3.3 | 1.1 | 11.3 | 9.1 | -5 | -8 | 15 | 3.9 | 10 | 6.7 | 6.7 | -5 | 7.2 | 0.6 | -11 | -18 | 9.4 | -7.8 | 7.2 | -7.2 | -12.9 | -17.1 | 21.1 | 8.9 | 13.9 | -0.5 | 16.1 | -2.2 | 17.8 | 7.8 | 27.8 | -4.4 | 16.1 | 14 | 18.3 | 17.2 | 5.9 | -11.3 | 11.7 | -1.1 | 13.9 | 6.7 | -3.9 | -20 | 6.1 | -4.4 | 3.9 | -1.1 | 4.8 | -3.3 | 14.4 | -2.2 | -4.7 | -20.5 | 1.7 | -5.6
-12 | -15 | 2.2 | -4.4 | 22.8 | 10.6 | 16.1 | 10 | 3.3 | -11.7 | 25.6 | -1.7 | 8 | 4 | 19.1 | 9.6 | 15 | 7.8 | 12.8 | -4.4 | 11.7 | 5 | 13.9 | 8.9 | -3.9 | -12.8 | -2.2 | -22.2 | 18 | 14 | 16.8 | -1.6 | 23.3 | 11.7 | 18.9 | 3.9 | 24.4 | 16.1 | 15.6 | -1.1 | 25 | 17.2 | 1.1 | -0.6 | 3.9 | -3.3 | -2 | -7.6 | 6.1 | 2.8 | -5 | -7.8 | -1 | -2 | 17.8 | 13.3 | 16.5 | 15.4 | 5 | -6.1 | -11 | -15 | 4.4 | -2.8 | 0 | -12.2 | 7.2 | -1.1 | 4.4 | 2.8 | -6.7 | -17.8 | -6.1 | -18 | -3.3 | -6.7 | 7.8 | -2.8 | 19.4 | 8.3 | 7.8 | -4.4 | 12.8 | 6.9 | 5 | -10 | 5.6 | -0.6 | 16.5 | 13.6 | 14.4 | 10 | 16.1 | 8.9 | -4.3 | -14.9 | 0.6 | -1.1 | 21.1 | -13.3 | -1.7 | -12 | 9.7 | -14.8 | 15.6 | -4.3 | 5 | -5.5 | 1.1 | -2.8 | -4.4 | -11.1 | 10.4 | -2.3 | 2.8 | 0.6 | 11 | 9.5 | -5 | -7 | 14.4 | 3.9 | 9.4 | 7.8 | 5.6 | -2.8 | 7.2 | -1.1 | -11 | -20 | 7.9 | -7.3 | 6.1 | -7.8 | -12.6 | -16.3 | 21.7 | 7.8 | 11.1 | -0.9 | 16.7 | -1.7 | 16.7 | 7.8 | 26.1 | -5 | 16.7 | 14 | 17.2 | 16.7 | 5.8 | -11.8 | 11.1 | -1.1 | 12.6 | 7.1 | -4.4 | -18.9 | 6.7 | -5 | 2.8 | -1.7 | 4.1 | -3.4 | 13.9 | -1.7 | -5.6 | -21.7 | 0 | -6.7
-14 | -16 | 1.7 | -3.3 | 21.7 | 10.6 | 14.4 | 10.6 | 1.8 | -10.7 | 23.9 | -1.7 | 7 | 4 | 17.6 | 9.3 | 13.9 | 7.2 | 12.2 | -6.1 | 10.6 | 4.4 | 12.8 | 8.3 | -4.6 | -11.2 | -3.5 | -18.9 | 17 | 14 | 15.4 | -1.4 | 22.2 | 12.8 | 17.8 | 3.9 | 22.2 | 17.2 | 14.4 | -2.2 | 24.1 | 17.6 | 1.1 | -1.1 | 3.2 | -2.1 | -3.3 | -8.9 | 3.9 | 0.6 | -6.1 | -9.4 | -1.3 | -2.3 | 16.1 | 13.3 | 16.1 | 15.6 | 4.4 | -5.6 | -11 | -15 | 2.8 | -1.7 | -1.7 | -12.2 | 5.6 | -2.2 | 3.9 | 2.8 | -7.8 | -17.8 | -6.7 | -20 | -3.3 | -6.1 | 7.2 | -2.8 | 18.3 | 8.9 | 7.2 | -4.4 | 12.8 | 6.7 | 3.5 | -8.1 | 5 | -0.2 | 14.6 | 13.3 | 14.4 | 8.9 | 15.6 | 8.9 | -3.9 | -16.1 | 0.6 | -1.1 | 17.2 | -8.3 | -4.4 | -11.7 | 7.6 | -14.9 | 13.3 | -4.3 | 4.5 | -6.2 | 1.7 | -2.8 | -5.6 | -12.8 | 9.1 | -1.9 | 1.7 | -0.6 | 10.6 | 9.4 | -6 | -7 | 12.8 | 3.3 | 9.4 | 7.8 | 3.3 | -1.1 | 6.1 | -1.7 | -11 | -20 | 6.5 | -7.3 | 5.6 | -7.2 | -12.2 | -16.1 | 21.1 | 8.3 | 8.3 | -2.2 | 15 | -2.2 | 15 | 7.2 | 25 | -6.1 | 17.2 | 13.9 | 17.8 | 16.7 | 5.6 | -13.3 | 8.9 | -1.7 | 11.3 | 7.3 | -5.6 | -17.8 | 5.6 | -3.9 | 1.7 | -2.2 | 3.3 | -4.4 | 12.8 | -2.8 | -6.7 | -19.9 | -1.7 | -6.7
-15 | -17 | 0.6 | -3.3 | 21.1 | 10.6 | 12.2 | 9.4 | 0.4 | -11.5 | 23.3 | -1.7 | 7 | 4 | 16.1 | 8.9 | 13.9 | 7.8 | 10.6 | -5 | 9.4 | 3.9 | 10 | 8.3 | -5.4 | -10.9 | -4.8 | -18.5 | 17 | 15 | 13.9 | -1.7 | 21.7 | 13.9 | 14.4 | 5.6 | 21.1 | 17.2 | 12.2 | -1.7 | 23.1 | 17.6 | 0.6 | -1.7 | 2.4 | -1.4 | -4.1 | -8.9 | 1.7 | 0 | -7.2 | -11.7 | -1.7 | -2.8 | 15.6 | 12.8 | 16.3 | 15.8 | 3.3 | -5 | -10 | -14 | 2.2 | -2.2 | -2.8 | -12.2 | 4.4 | -2.2 | 3.3 | 2.2 | -11.1 | -19.4 | -8.4 | -19.5 | -3.9 | -6.1 | 5.6 | -2.8 | 16.7 | 8.9 | 6.7 | -3.3 | 11.7 | 7.6 | 2.1 | -7.4 | 4.5 | -0.1 | 12.8 | 12.8 | 14.4 | 10 | 13.3 | 11.7 | -5.4 | -13.7 | 0.6 | -1.1 | 15 | -8.3 | -7.2 | -12.8 | 5.6 | -17.8 | 11.1 | -5 | 3.9 | -7.8 | 1.7 | -2.8 | -5.6 | -12.8 | 7.8 | -2.2 | 1.1 | -1.1 | 10.8 | 9.7 | -6 | -8 | 12.2 | 3.9 | 10 | 7.8 | 3.3 | -0.6 | 5 | -1.7 | -10 | -21 | 5 | -8.9 | 3.9 | -7.2 | -12.4 | -15.7 | 19.4 | 8.3 | 7 | -1.7 | 11.7 | 0 | 12.8 | 8.3 | 22.2 | -7.8 | 16.8 | 14.1 | 17.8 | 16.7 | 4.5 | -11.5 | 5 | -1.7 | 10 | 7.2 | -5.6 | -16.7 | 3.9 | -1.7 | 0 | -2.8 | 2 | -4.4 | 11.1 | -2.8 | -7.8 | -20.3 | -2 | -6.4
-16 | -17 | 1.1 | -3.9 | 21.1 | 10.6 | 11.7 | 10 | -1.1 | -13.9 | 23.3 | -1.7 | 6 | 4 | 14.6 | 9.2 | 13.9 | 7.8 | 8.9 | -3.9 | 9.4 | 5.6 | 8.9 | 7.2 | -6.1 | -11.1 | -6.1 | -19.4 | 19 | 17 | 12.4 | -1.7 | 21.1 | 14.4 | 11.7 | 6.1 | 20.6 | 17.2 | 10.6 | -1.1 | 22.2 | 17.8 | 0.6 | -1.7 | 1.7 | -1.1 | -4.8 | -9.8 | 2.2 | 0 | -8.3 | -11.7 | -2.2 | -3.3 | 15 | 12.8 | 16.5 | 16 | 1.7 | -1.1 | -10 | -14 | 2.8 | -1.7 | -3.3 | -13.3 | 2.8 | -2.8 | 2.2 | 1.7 | -11.1 | -20.6 | -10 | -20.5 | -3.9 | -6.1 | 6.1 | -3.3 | 16.1 | 8.3 | 6.7 | -2.8 | 10.5 | 7.9 | 0.6 | -8.3 | 3.9 | 0 | 12.4 | 12.4 | 14.4 | 10.6 | 12.2 | 11.7 | -6.8 | -12.9 | -0.6 | -2.8 | 13.3 | -7.8 | -8.3 | -12.5 | 4.7 | -15.8 | 9.4 | -4 | 3.3 | -7.2 | 1.7 | -2.8 | -6.7 | -13.9 | 7.6 | -1.9 | -0.6 | -2.2 | 10.9 | 9.8 | -6 | -7 | 11.7 | 5 | 9.4 | 8.3 | 2.8 | -0.6 | 3.3 | -3.9 | -10 | -20 | 4.4 | -8.3 | 2.8 | -8.3 | -12.6 | -15.7 | 18.3 | 8.3 | 5.7 | -1.9 | 10 | -1.7 | 12.2 | 9.4 | 20.6 | -8.3 | 16.5 | 14.4 | 17.2 | 16.7 | 3.3 | -10.9 | 3.3 | -1.7 | 8.7 | 6.3 | -6.1 | -16.7 | 3.9 | -1.7 | 0.6 | -3.3 | 0.7 | -4.9 | 10 | -3.3 | -8.9 | -21.7 | -2.2 | -7.2
-17 | -18 | 1.7 | -1.1 | 20.6 | 11.1 | 11.1 | 10 | -0.9 | -11.2 | 22.2 | -1.7 | 4 | 3 | 13.2 | 9.1 | 13.9 | 8.9 | 8.9 | -4.4 | 9.4 | 5 | 8.3 | 7.2 | -6.8 | -10.9 | -6.5 | -17.2 | 18 | 17 | 10.9 | -1.6 | 21.1 | 14.4 | 8.3 | 5.6 | 20 | 17.2 | 8.9 | -1.1 | 21.5 | 17.9 | 0.6 | -1.7 | 0.9 | -1.5 | -5.6 | -11.1 | 0.6 | -1.7 | -8.9 | -12.8 | -2.8 | -4.2 | 13.9 | 11.1 | 16.7 | 16.1 | 1.7 | -2.8 | -11 | -15 | 2.2 | -1.7 | -3.9 | -14.4 | 2.2 | -3.3 | 2.2 | 2.2 | -11.7 | -21.7 | -11.7 | -22.8 | -3.9 | -6.1 | 6.1 | -2.8 | 16.1 | 8.3 | 6.1 | -2.2 | 9.4 | 8.3 | 0.2 | -7.3 | 2.8 | 0.2 | 12.1 | 12.1 | 14.4 | 11.7 | 12.2 | 11.7 | -8.3 | -13.3 | -0.6 | -3.3 | 8.3 | -6.7 | -9.5 | -13 | 3.7 | -15.4 | 7.8 | -3.8 | 2.8 | -7.1 | 1.7 | -3.3 | -6.7 | -13.9 | 7.4 | -2.1 | -2.2 | -3.9 | 11.1 | 10 | -6 | -8 | 11.1 | 5 | 10 | 8.3 | 2.8 | -0.6 | 2.8 | -2.2 | -10 | -19 | 3.9 | -8.4 | 1.7 | -10.6 | -12.8 | -16.1 | 17.8 | 8.3 | 4.4 | -2.2 | 8.3 | 1.1 | 11.7 | 9.4 | 18.9 | -8.3 | 16.1 | 14.4 | 17.2 | 16.7 | 2.2 | -12.2 | 3.3 | -1.7 | 7.4 | 5.4 | -6.1 | -14.4 | 3.3 | -1.1 | -1.7 | -4.4 | -0.6 | -6.1 | 8.9 | -3.3 | -9.5 | -19.2 | -2.9 | -8.5
-18 | -19 | 1.7 | -1.1 | 20.6 | 11.7 | 11.1 | 10 | -0.8 | -10.4 | 20.6 | -0.6 | 3 | 2 | 11.7 | 8.9 | 13.3 | 8.9 | 8.3 | -4.4 | 8.9 | 4.4 | 7.8 | 6.9 | -7.6 | -11.3 | -6.8 | -16.7 | 21 | 17 | 9.4 | -2.2 | 20.6 | 13.9 | 7.2 | 5 | 20 | 17.2 | 8.9 | -1.1 | 20.7 | 17.7 | 0.6 | -2.2 | 0.2 | -1.9 | -5.8 | -10.2 | -0.6 | -3.9 | -9.4 | -13.3 | -3.3 | -5 | 13.3 | 11.7 | 15.9 | 15.5 | 1.1 | -2.8 | -11 | -14 | 1.7 | -2.2 | -4.4 | -14.4 | 2.2 | -3.3 | 2.8 | 2.8 | -13.3 | -21.7 | -13.4 | -21.7 | -3.9 | -5.6 | 5.6 | -2.8 | 15 | 7.8 | 6.1 | -1.7 | 9.6 | 8.4 | -0.2 | -7.7 | 1.7 | 0.1 | 11.7 | 11.7 | 12.8 | 12.2 | 12.2 | 11.1 | -8.7 | -13 | -0.6 | -3.9 | 6.1 | -6.1 | -10.6 | -13.9 | 2.8 | -17.8 | 6.1 | -4.4 | 2.2 | -8.3 | 1.1 | -5 | -7.2 | -13.3 | 7.2 | -2.2 | -3.3 | -5 | 10.9 | 9.8 | -6 | -8 | 10 | 5 | 9.4 | 8.9 | 1.7 | -1.1 | 1.7 | -2.8 | -10 | -20 | 3.3 | -10 | 0.6 | -10.6 | -12.6 | -15 | 15.6 | 8.3 | 3.5 | -2.7 | 7.8 | 1.1 | 11.7 | 8.9 | 19.4 | -8.9 | 15 | 13.4 | 17.2 | 16.7 | 1.7 | -10.2 | 2.8 | -1.7 | 6.1 | 4.4 | -6.7 | -13.3 | 2.8 | -1.7 | -2.2 | -4.4 | 0 | -5.3 | 7.8 | -2.8 | -10 | -18.2 | -3.7 | -10.6
-18 | -20 | 2.2 | -1.7 | 20 | 12.2 | 10.6 | 9.4 | -0.6 | -10.6 | 20 | 1.1 | 3 | 0 | 11.3 | 8.7 | 13.3 | 9.4 | 7.2 | -4.4 | 8.9 | 4.4 | 7.2 | 6.8 | -8.3 | -12.2 | -7.2 | -17.2 | 18 | 17 | 8.5 | -1.7 | 21.1 | 13.9 | 5.6 | 3.9 | 19.4 | 17.2 | 7.8 | -1.7 | 20 | 17.8 | 0 | -2.8 | -0.6 | -2.8 | -5.9 | -9.8 | -1.7 | -3.9 | -10 | -14.4 | -3.5 | -4.9 | 13.3 | 12.2 | 15.2 | 14.6 | 1.1 | -4.4 | -11 | -14 | 1.7 | -2.2 | -5.6 | -15 | 2.2 | -2.8 | 2.8 | 2.8 | -16.1 | -21.7 | -15 | -21.7 | -3.9 | -6.1 | 5.6 | -2.2 | 14.4 | 7.2 | 6.1 | -1.7 | 9.8 | 8.3 | -0.6 | -8.9 | 0.6 | 0 | 11.1 | 11.1 | 13.3 | 13.3 | 12.2 | 11.1 | -9 | -13.5 | -1.1 | -4.4 | 6.1 | -5.6 | -11.1 | -14.1 | 2.6 | -15.2 | 3.9 | -4.2 | 2 | -7 | 1.1 | -6.1 | -7.8 | -13.3 | 6.5 | -1.9 | -3.9 | -5.6 | 10.8 | 9.7 | -6 | -9 | 10 | 5.6 | 8.3 | 6.1 | 1.7 | -1.1 | 1.1 | -1.7 | -10 | -18 | 2.4 | -9.3 | 0 | -10.6 | -12.4 | -14.3 | 13.9 | 8.9 | 2.6 | -3.5 | 5.6 | 0.6 | 11.7 | 8.9 | 19.4 | -8.9 | 13.9 | 12.3 | 16.1 | 15.6 | 1.1 | -10.1 | 0.6 | -2.8 | 5.4 | 3.9 | -6.7 | -13.3 | 2.2 | -0.6 | -3.3 | -5.6 | 0.5 | -5.4 | 6.1 | -2.8 | -10.6 | -18.3 | -4.4 | -13.9
-21 | -23 | 1.1 | -2.8 | 20 | 12.2 | 10 | 8.9 | -0.6 | -8.1 | 19.4 | 2.8 | 3 | -1 | 11 | 8.6 | 12.8 | 9.4 | 7.8 | -4.4 | 8.3 | 4.4 | 6.7 | 6.5 | -8.1 | -12 | -7.6 | -16.4 | 18 | 17 | 7.6 | -1.4 | 20.6 | 13.9 | 4.4 | 3.3 | 19.4 | 17.2 | 7.2 | -1.7 | 19.8 | 17.6 | 0 | -3.3 | -0.6 | -2.5 | -6.1 | -10 | -2.2 | -5 | -10.6 | -14.4 | -3.7 | -4.8 | 13.3 | 12.2 | 14.4 | 13.9 | 1.1 | -3.3 | -11 | -13 | 1.3 | -2 | -7.2 | -15.6 | 2.8 | -1.7 | 3.3 | 3.3 | -15 | -21.7 | -16.7 | -22.8 | -3.9 | -6.1 | 6.1 | -1.1 | 13.9 | 7.2 | 6.1 | -0.6 | 10 | 8.3 | -1.1 | -8.1 | 0 | -1 | 10.6 | 10.6 | 13.9 | 13.9 | 11.7 | 11.7 | -9.4 | -14.4 | -1.7 | -5 | 6.7 | -5 | -11.7 | -15 | 2.4 | -14.9 | 1.6 | -4.7 | 1.9 | -6.6 | 0.6 | -6.1 | -8.9 | -13.9 | 5.7 | -1.9 | -4.4 | -6.1 | 10.6 | 9.4 | -7 | -8 | 10 | 5.6 | 7.8 | 5 | 1.7 | -0.6 | 1.1 | -2.8 | -10 | -18 | 1.5 | -9.8 | -0.6 | -10.6 | -12.2 | -13.9 | 16.1 | 8.3 | 1.7 | -5 | 5 | 0.6 | 10.6 | 8.3 | 19.4 | -11.1 | 12.8 | 11.1 | 15.6 | 15 | 0.6 | -11.1 | 0.6 | -3.3 | 4.6 | 3.4 | -7.2 | -10 | 2.2 | -0.6 | -3.3 | -5.6 | 1.1 | -6.1 | 5.6 | -3.3 | -10.4 | -17.5 | -5.2 | -13.3
-20 | -22 | 0.6 | -2.2 | 19.4 | 13.3 | 9.4 | 8.9 | -0.6 | -7 | 18.3 | 2.8 | 1 | 0 | 10.6 | 8.3 | 12.2 | 8.9 | 7.2 | -4.4 | 8.3 | 4.4 | 6.1 | 6.1 | -8 | -12.5 | -7.9 | -17 | 18 | 17 | 6.7 | -1.7 | 20.6 | 13.9 | 3.9 | 3.3 | 19.4 | 17.2 | 6.1 | -1.7 | 19.6 | 17.4 | -0.6 | -4.4 | -0.6 | -2.5 | -6.3 | -9 | -2.2 | -5.6 | -10.6 | -15 | -3.9 | -5 | 13.3 | 12.2 | 14.2 | 13.6 | 1.1 | -2.8 | -10 | -12 | 0.9 | -2.2 | -7.8 | -16.1 | 2.8 | -1.7 | 4.4 | 4.4 | -16.1 | -22.8 | -17.8 | -22.9 | -3.9 | -6.1 | 6.7 | -1.1 | 13.9 | 7.2 | 6.1 | -0.6 | 9.4 | 7 | -1.7 | -8.7 | -0.5 | -1.9 | 10 | 10 | 15.6 | 15 | 12.2 | 11.7 | -8.9 | -14 | -2.2 | -5.6 | 2.8 | -5 | -12.2 | -16.1 | 2.2 | -16.1 | -0.6 | -6.1 | 1.7 | -7.2 | 0.6 | -6.7 | -9.4 | -13.3 | 5 | -2.2 | -5.6 | -7.8 | 10.2 | 9.2 | -7 | -8 | 8.9 | 5.6 | 7.8 | 3.9 | 1.1 | -1.1 | 0.6 | -1.1 | -10 | -18 | 0.6 | -11.7 | -1.1 | -10.6 | -11.3 | -12.7 | 16.1 | 8.9 | 0.4 | -5.7 | 4.4 | 0 | 11.7 | 10 | 20 | -7.8 | 12.1 | 10 | 15.6 | 15 | 0.2 | -9.7 | 0.6 | -3.9 | 3.9 | 2.8 | -7.8 | -10 | 2.2 | -0.6 | -3.3 | -5.6 | 0.9 | -5.3 | 5 | -3.3 | -10.2 | -17.8 | -5.9 | -13.9
-21 | -23 | 0 | -2.2 | 19.4 | 12.8 | 9.4 | 8.9 | -0.6 | -6.7 | 15.6 | 2.2 | 1 | 0 | 10 | 8 | 12.2 | 8.3 | 6.1 | -4.4 | 7.8 | 3.3 | 5.6 | 5.6 | -7.8 | -13.3 | -8.3 | -18.3 | 18 | 17 | 5.9 | -1.5 | 20.6 | 13.3 | 3.3 | 2.8 | 19.4 | 17.2 | 5 | -1.7 | 19.4 | 17.2 | -1.7 | -4.4 | -0.6 | -2.8 | -6.5 | -8.6 | -2.8 | -6.1 | -11.1 | -15.6 | -4.3 | -5.3 | 13.9 | 12.2 | 14.1 | 13.5 | 1.1 | -2.2 | -8 | -11 | 0.6 | -2.3 | -8.9 | -16.1 | 2.8 | -1.7 | 5 | 5 | -15.6 | -23.3 | -18.9 | -23.7 | -3.9 | -6.7 | 6.7 | -0.6 | 12.8 | 7.2 | 7.2 | 0 | 8.9 | 5.7 | -2.2 | -10 | -1.1 | -3.3 | 9.8 | 9.8 | 14.4 | 12.8 | 12.8 | 12.8 | -8.3 | -14.4 | -2.8 | -6.7 | 1.7 | -5 | -10.9 | -15.5 | 1.8 | -14.4 | -0.6 | -5.9 | 1.5 | -6.2 | 0 | -6.7 | -9.4 | -13.3 | 5 | -1.9 | -6.7 | -8.3 | 9.8 | 8.8 | -6 | -7 | 8.9 | 5 | 7.2 | 3.3 | 0.6 | -1.7 | 1.1 | 0 | -11 | -19 | 0 | -10.1 | -2.2 | -10.6 | -10.3 | -11.7 | 16.1 | 10.6 | -0.9 | -7.3 | 2.2 | -0.6 | 11.1 | 9.4 | 19.4 | -7.8 | 11.3 | 8.6 | 16.7 | 16.1 | -0.2 | -9.8 | 0 | -4.4 | 3.5 | 2.6 | -7.8 | -10 | 1.1 | -0.6 | -4.4 | -6.7 | 0.8 | -5.4 | 3.9 | -3.3 | -10 | -18.9 | -6.7 | -15.6
-22 | -25 | -0.6 | -3.3 | 18.3 | 12.8 | 6.7 | 6.7 | -1.1 | -5.7 | 13.9 | 2.2 | 1 | 0 | 9.5 | 7.6 | 11.7 | 7.8 | 5.6 | -3.9 | 7.8 | 3.9 | 5 | 5 | -7.8 | -12.8 | -9.1 | -17.2 | 17 | 17 | 5.2 | -1.7 | 20.6 | 12.8 | 3.3 | 2.8 | 20 | 17.2 | 5.6 | -2.8 | 19 | 17 | -1.1 | -5 | -0.6 | -2.5 | -6.7 | -8.3 | -3.3 | -7.2 | -11.7 | -16.1 | -4.6 | -5.6 | 13.3 | 11.7 | 13.9 | 13.3 | 1.7 | -2.2 | -8 | -10 | 0.2 | -2.5 | -10.6 | -16.7 | 1.7 | -1.7 | 5.6 | 5.6 | -14.4 | -22.2 | -20 | -25 | -3.9 | -6.7 | 7.2 | -1.1 | 11.7 | 7.2 | 7.2 | -0.6 | 8.3 | 4.4 | -1.8 | -8.8 | -1.1 | -2.9 | 9.6 | 9.6 | 13.9 | 12.8 | 13.3 | 12.8 | -7.8 | -15.6 | -3.3 | -6.7 | 1.7 | -5.6 | -9.6 | -15.6 | 1.5 | -14.2 | -0.6 | -6.1 | 1.3 | -6 | 0 | -7.8 | -9.4 | -14.4 | 5 | -1.9 | -7.8 | -9.4 | 9.4 | 8.3 | -6 | -7 | 8.3 | 5 | 5 | 2.2 | 0 | -3.9 | 1.1 | 0 | -11 | -19 | -0.5 | -10.3 | -2.8 | -10 | -9.4 | -11.1 | 15 | 10.6 | -2.2 | -10 | 2.2 | -0.6 | 12.2 | 10.6 | 11.1 | -7.2 | 10.6 | 7.2 | 16.7 | 16.1 | -0.6 | -11.1 | -1.1 | -4.4 | 3.2 | 2.5 | -8.3 | -11.1 | 0.6 | 0 | -3.3 | -5.6 | 0.6 | -6.1 | 1.7 | -3.9 | -8.3 | -17.6 | -6.7 | -15.9
-22 | -23 | -2.2 | -4.4 | 16.7 | 13.3 | 8.9 | 8.9 | -1.7 | -5.7 | 11.7 | 2.2 | 1 | -1 | 8.9 | 7.2 | 11.7 | 7.2 | 4.4 | -3.9 | 7.8 | 2.2 | 4.4 | 4.4 | -7.8 | -12.8 | -9.8 | -17.2 | 17 | 17 | 4.4 | -2.2 | 20.6 | 12.8 | 2.8 | 2.2 | 20.6 | 17.8 | 6.1 | -2.8 | 18.7 | 16.9 | -1.7 | -5.6 | -0.6 | -2.5 | -6.7 | -8.2 | -3.3 | -7.8 | -11.7 | -16.1 | -5 | -6.1 | 13.9 | 12.2 | 13.5 | 12.9 | 2.2 | -1.7 | -8 | -11 | -0.2 | -2.7 | -10 | -16.1 | 1.7 | -2.2 | 5 | 5 | -13.9 | -21.1 | -21.3 | -25.5 | -3.9 | -6.1 | 7.8 | -0.6 | 11.7 | 7.8 | 7.2 | 0 | 7 | 2.7 | -1.5 | -8.5 | -1.1 | -2.6 | 9.4 | 9.4 | 14.4 | 13.9 | 13.9 | 13.9 | -8 | -14.5 | -3.9 | -7.8 | 2.2 | -6.1 | -8.3 | -16.7 | 1.1 | -16.1 | -0.6 | -7.2 | 1.1 | -6.7 | 0 | -7.8 | -9.4 | -13.3 | 5 | -2.2 | -7.8 | -10 | 9 | 8.3 | -5 | -6 | 7.8 | 4.4 | 3.3 | 2.2 | -1.1 | -6.7 | 1.1 | 0 | -11 | -18 | -1.1 | -11.7 | -2.8 | -10 | -8.5 | -10.1 | 15 | 10 | -3.1 | -9.4 | 3.3 | -1.1 | 12.2 | 10.6 | 10.6 | -7.2 | 9.8 | 7.1 | 16.1 | 15.6 | -0.8 | -8.5 | -1.1 | -5 | 2.8 | 2.2 | -9.4 | -13.3 | 0.6 | -0.6 | -5 | -7.2 | -0.2 | -6.1 | 1.7 | -3.9 | -6.7 | -17.4 | -6.7 | -17.1
-22 | -25 | -2.2 | -3.9 | 15.6 | 12.8 | 8.9 | 8.3 | -2.2 | -6.1 | 12.8 | 1.7 | 1 | -1 | 8.7 | 6.9 | 11.1 | 6.7 | 2.8 | -3.9 | 7.2 | 1.7 | 5 | 5 | -7.8 | -13.3 | -10.6 | -17.8 | 17 | 17 | 4.2 | -3.1 | 21.1 | 14.4 | 2.2 | 1.7 | 20.6 | 17.8 | 3.3 | -2.2 | 18.3 | 16.7 | -2.2 | -6.1 | -0.6 | -2.8 | -6.7 | -8.2 | -3.9 | -8.3 | -11.7 | -16.1 | -5.2 | -6.3 | 13.9 | 12.8 | 13.2 | 12.6 | 2.2 | -0.6 | -8 | -12 | -0.6 | -3.3 | -10.6 | -16.7 | 1.1 | -2.2 | 5.6 | 5.6 | -14.4 | -21.1 | -22.6 | -26.8 | -3.9 | -6.1 | 8.3 | 0 | 11.7 | 7.8 | 7.8 | -0.6 | 5.7 | 1 | -1.1 | -9.4 | -1.1 | -2.8 | 7.7 | 7.7 | 15 | 14.4 | 14.4 | 14.4 | -8.1 | -14.4 | -4.4 | -8.3 | 2.8 | -6.7 | -8.5 | -14.9 | 0.9 | -13.9 | -1.1 | -6.9 | 0.4 | -6.1 | 0 | -8.3 | -8.3 | -13.9 | 5.7 | -1.5 | -8.3 | -11.1 | 8.7 | 8.4 | -5 | -6 | 7.8 | 5 | 2.2 | 2.2 | -2.8 | -8.9 | 0.6 | 0 | -11 | -19 | -1.7 | -10.2 | -2.8 | -10 | -7.6 | -9.4 | 14.4 | 9.4 | -4.1 | -9.8 | 2.8 | -1.1 | 12.2 | 10.6 | 8.3 | -5.6 | 9.1 | 6.9 | 16.7 | 15.6 | -0.9 | -7.1 | -1.1 | -3.9 | 2.6 | 2 | -9.4 | -13.3 | 0.6 | 0 | -5 | -6.7 | -0.9 | -6.9 | 1.1 | -3.9 | -5 | -19.4 | -6.7 | -20.6
-24 | -27 | -2.8 | -5 | 16.7 | 13.3 | 8.9 | 8.3 | -2.2 | -5.4 | 12.2 | 1.7 | 0 | -1 | 8.5 | 6.5 | 11.1 | 5.6 | 2.8 | -3.9 | 7.2 | 2.2 | 6.1 | 5.6 | -6.3 | -11.4 | -9.7 | -17.1 | 18 | 17 | 4.1 | -4.5 | 21.1 | 14.4 | 1.1 | 1.1 | 21.1 | 17.8 | 3.3 | -2.2 | 19.1 | 17.3 | -2.8 | -7.2 | -0.4 | -2.3 | -6.7 | -8.3 | -4.4 | -9.4 | -11.7 | -16.1 | -5.4 | -6.7 | 13.9 | 12.8 | 12.8 | 12.2 | 3.3 | -0.6 | -8 | -11 | -0.6 | -2.8 | -11.7 | -16.7 | 1.7 | -2.2 | 6.7 | 6.7 | -16.1 | -21.1 | -23.9 | -28.3 | -3.9 | -6.1 | 8.3 | 0 | 11.1 | 7.2 | 8.9 | -1.1 | 4.4 | -0.6 | -2.2 | -9.4 | -2.6 | -4.4 | 6.1 | 6.1 | 15 | 15 | 15 | 15 | -8.3 | -15 | -5.6 | -8.9 | 0 | -6.1 | -8.7 | -14 | 0.8 | -13.6 | -1.7 | -7.7 | -0.4 | -6.3 | -0.6 | -8.3 | -9.4 | -15 | 6.5 | -1.2 | -8.3 | -11.1 | 8.3 | 8.3 | -4 | -5 | 7.8 | 5.6 | 3.3 | 2.8 | -3.9 | -11.7 | 1.1 | 0 | -11 | -20 | -2.2 | -10.2 | -3.3 | -10.6 | -6.7 | -8.9 | 15 | 10.6 | -5 | -11.1 | 2.8 | -1.1 | 13.3 | 11.7 | 8.3 | -5.6 | 8.3 | 6.7 | 14.4 | 14.4 | -1.1 | -6.7 | -2.8 | -5.6 | 2.4 | 1.8 | -10.6 | -16.1 | 0.6 | -0.6 | -3.9 | -4.4 | -1.7 | -8.3 | -0.6 | -3.9 | -4.3 | -16.4 | -8.3 | -20.6
-27 | -30 | -3.3 | -5.6 | 16.7 | 13.3 | 8.9 | 8.3 | -2.2 | -5.3 | 11.1 | 1.7 | 0 | -1 | 8.3 | 6.1 | 11.7 | 6.1 | 3.9 | -5 | 7.8 | 2.2 | 6.1 | 5.6 | -4.8 | -10.1 | -8.7 | -17.2 | 18 | 17 | 3.9 | -6.7 | 21.1 | 15 | 1.7 | 1.1 | 21.1 | 17.8 | 3.9 | -2.8 | 19.8 | 17.8 | -2.8 | -7.8 | -0.2 | -2.2 | -6.5 | -8.1 | -5 | -10 | -12.8 | -16.1 | -5.6 | -7.2 | 14.4 | 13.3 | 12.8 | 12.1 | 3.9 | -1.7 | -9 | -11 | -0.6 | -2.8 | -11.7 | -16.7 | 1.7 | -1.7 | 6.7 | 6.7 | -14.4 | -18.3 | -21.9 | -26.3 | -3.9 | -6.7 | 9.4 | 0 | 10.6 | 7.2 | 9.4 | -0.6 | 4.6 | -1.1 | -3.3 | -10.2 | -4.1 | -6.1 | 4.4 | 4.4 | 17.2 | 16.7 | 15 | 15 | -7.4 | -13.7 | -6.1 | -9.4 | 1.1 | -6.1 | -8.9 | -13.9 | 0.6 | -15 | -2.2 | -8.9 | -1.1 | -7.2 | -0.6 | -8.3 | -10.6 | -15.6 | 7.2 | -1.1 | -7.8 | -10.6 | 6.8 | 5.9 | -3 | -6 | 7.8 | 5.6 | 3.9 | 2.2 | -4.4 | -11.7 | 1.1 | 0.6 | -11 | -19 | -2.8 | -11.1 | -3.9 | -10 | -5.9 | -8 | 15 | 9.4 | -4.4 | -10.3 | 1.7 | -1.1 | 13.3 | 11.7 | 11.1 | -6.1 | 8.1 | 6.6 | 11.1 | 10 | 0.7 | -4.5 | -3.3 | -5.6 | 2.2 | 1.7 | -12.2 | -16.7 | 0.6 | 0 | -2.8 | -2.8 | -1.7 | -7.9 | -1.1 | -4.4 | -3.5 | -15.4 | -7.2 | -18.3
-26 | -28 | -3.3 | -5.6 | 16.1 | 13.3 | 8.9 | 8.3 | -2.2 | -5.6 | 12.8 | 1.7 | 1 | 0 | 11.3 | 7.6 | 14.4 | 4.4 | 4.4 | -3.9 | 8.9 | 2.8 | 8.3 | 7.2 | -3.3 | -9.4 | -7.8 | -18.3 | 18 | 17 | 5.6 | -5.6 | 22.2 | 15.6 | 3.3 | 3.3 | 20.6 | 17.8 | 5 | -2.2 | 20.6 | 18.3 | -3.3 | -8.3 | 0 | -2.2 | -6.3 | -8.2 | -4.4 | -10.6 | -12.8 | -17.8 | -5.2 | -6.9 | 15 | 13.9 | 12.8 | 11.9 | 5 | -0.6 | -9 | -11 | 1.7 | -1.1 | -9.4 | -15.6 | 2.2 | 0 | 7.8 | 7.8 | -14.4 | -17.8 | -19.8 | -24.4 | -3.9 | -6.7 | 9.4 | -0.6 | 10.6 | 7.2 | 10 | -1.1 | 4.8 | -1.8 | -4.4 | -12.2 | -5.6 | -8.3 | 4.2 | 3.9 | 15.6 | 15.6 | 15.6 | 15 | -6.5 | -13.4 | -6.7 | -10.6 | 6.1 | -5.6 | -5.4 | -12 | 3 | -13.1 | 1.9 | -5.7 | 1.1 | -5.9 | -0.6 | -8.3 | -11.1 | -15.6 | 8.7 | 0.4 | -8.3 | -10.6 | 5.4 | 3.6 | -2 | -3 | 8.3 | 6.1 | 3.9 | 2.8 | -4.4 | -12.2 | 1.7 | 1.1 | -11 | -18 | -1.1 | -9.9 | -1.1 | -9.4 | -5.2 | -7.5 | 15 | 8.9 | -3.9 | -10.2 | 1.1 | -2.2 | 14.4 | 13.3 | 18.3 | -8.9 | 8 | 6.8 | 11.1 | 9.4 | 2.6 | -3.3 | -1.7 | -4.4 | 4.2 | 3.2 | -12.2 | -17.2 | 0.6 | 0 | -2.2 | -2.2 | -1.7 | -7.9 | 0.6 | -3.3 | -2.8 | -15.6 | -5.6 | -17.8
-23 | -26 | -0.6 | -2.8 | 16.7 | 13.3 | 11.7 | 10 | -2.4 | -5.2 | 15 | 1.1 | 4 | 0 | 14.2 | 9.1 | 16.1 | 4.4 | 7.8 | -2.2 | 10.6 | 2.8 | 11.1 | 8.9 | 0.6 | -7.2 | -6.7 | -17.4 | 19 | 17 | 7.2 | -5.8 | 23.9 | 16.7 | 11.7 | 7.2 | 20 | 18.3 | 8.9 | -3.3 | 22.3 | 18.5 | -3.3 | -8.3 | 1.3 | -2 | -6.1 | -8.3 | -5 | -10.6 | -12.8 | -18.3 | -4.8 | -7 | 15.6 | 14.4 | 12.8 | 11.7 | 7.2 | 1.1 | -9 | -11 | 4.4 | -0.6 | -6.7 | -15.6 | 3.3 | 0.6 | 8.3 | 8.3 | -12.8 | -17.2 | -17.8 | -23.3 | -3.3 | -6.7 | 10 | 7.8 | 12.2 | 7.8 | 10.6 | -1.1 | 5 | -2.8 | -2.7 | -11.6 | -6 | -8.6 | 4.1 | 3.4 | 15.6 | 15 | 16.1 | 15 | -5.6 | -13.9 | -5.6 | -10.6 | 9.4 | -4.4 | -1.8 | -10.8 | 5.4 | -12.6 | 5.9 | -4 | 3.4 | -5.8 | 0.6 | -7.8 | -10 | -12.8 | 10.2 | 2.1 | -8.3 | -10.6 | 3.9 | 1.1 | -2 | -3 | 8.3 | 6.1 | 6.1 | 3.3 | -3.9 | -12.2 | 5 | 1.7 | -11 | -17 | 0.5 | -10 | 0.6 | -10 | -4.4 | -7.2 | 15 | 11.1 | -3.3 | -11.1 | 6.7 | 0.6 | 18.3 | 15.6 | 17.2 | -6.7 | 7.8 | 6.7 | 10 | 6.7 | 4.4 | -2.2 | 0.6 | -3.9 | 6.3 | 4.6 | -10.6 | -17.8 | 1.1 | 0 | -2.2 | -2.8 | -1.7 | -8.9 | 3.3 | -2.8 | -0.8 | -12.6 | -5 | -14.4
-20 | -22 | -0.6 | -2.8 | 17.2 | 13.9 | 15.6 | 11.7 | -2.6 | -5.2 | 16.1 | -1.7 | 6 | 1 | 17.2 | 10 | 17.8 | 4.4 | 10.6 | -1.1 | 12.2 | 0.6 | 15 | 9.4 | 4.4 | -6.8 | -5.5 | -17.5 | 21 | 17 | 8.9 | -6.7 | 24.4 | 17.2 | 16.1 | 5.6 | 17.8 | 17.2 | 11.7 | -1.1 | 23.9 | 18.1 | -2.8 | -8.3 | 2.6 | -2.4 | -4.6 | -7.8 | -3.9 | -10 | -12.2 | -18.3 | -4.4 | -7.2 | 16.7 | 15 | 12.1 | 10.4 | 9.4 | -0.6 | -8 | -11 | 5.6 | 0 | -5.6 | -15.6 | 5 | 2.2 | 10 | 10 | -10.6 | -16.1 | -13.3 | -20.1 | -3.9 | -7.2 | 10.6 | 7.8 | 15.6 | 7.8 | 11.1 | -0.6 | 5.7 | -2.8 | -1.1 | -12.6 | -6.3 | -9.1 | 3.9 | 2.8 | 15.6 | 15 | 16.7 | 12.8 | -2.8 | -11.3 | -5 | -10.6 | 12.2 | -6.1 | 1.7 | -12.2 | 7.8 | -14.4 | 10 | -2.8 | 5.6 | -6.7 | 1.1 | -6.7 | -9.4 | -13.9 | 11.7 | 3.3 | -7.8 | -10.6 | 2.8 | -0.3 | -2 | -3 | 8.9 | 6.7 | 7.8 | 3.9 | -2.8 | -11.1 | 7.8 | 3.3 | -10 | -16 | 2.2 | -11.7 | 1.7 | -10 | -2.7 | -5.6 | 13.3 | 13.3 | -1.5 | -10 | 10 | 2.2 | 21.7 | 17.2 | 20 | -6.7 | 8.7 | 7.2 | 11.1 | 6.7 | 7 | -1.9 | 3.3 | -3.3 | 8.3 | 6.1 | -9.4 | -17.2 | 1.1 | 0 | -1.7 | -2.8 | -1.3 | -8.3 | 5.6 | -2.8 | 1.3 | -11.5 | -3.9 | -18.3
-17 | -20 | 0 | -2.2 | 17.8 | 14.4 | 17.8 | 12.8 | -2.8 | -5.6 | 16.7 | -1.7 | 7 | 1 | 18.9 | 10.2 | 18.9 | 6.7 | 12.2 | -2.8 | 13.9 | -0.6 | 17.2 | 8.9 | 8.3 | -8.3 | -4.4 | -19.4 | 21 | 18 | 9.6 | -5.2 | 25 | 17.2 | 17.2 | 3.9 | 16.7 | 16.7 | 15 | -1.1 | 25.6 | 17.8 | -2.2 | -8.9 | 3.9 | -3.3 | -3.2 | -7.5 | -3.3 | -9.4 | -11.7 | -17.2 | -4 | -6.6 | 17.8 | 15.6 | 11.3 | 8.7 | 11.7 | -1.1 | -8 | -11 | 6.7 | 0.6 | -4.4 | -16.7 | 7.8 | 3.9 | 10 | 10 | -7.8 | -13.9 | -8.9 | -17.9 | -4.4 | -8.9 | 11.7 | 8.3 | 18.9 | 6.7 | 12.8 | 0 | 6.5 | -3 | 0.6 | -16.1 | -6.7 | -10 | 5 | 2.7 | 17.2 | 15.6 | 17.8 | 12.2 | 0 | -9.4 | -5 | -10.6 | 15 | -7.2 | 3.4 | -9.8 | 8.9 | -12.6 | 12.8 | -2.3 | 6.5 | -6 | 1.7 | -6.7 | -10 | -13.3 | 13.5 | 3.3 | -7.2 | -10 | 1.7 | -1.7 | -2 | -3 | 8.9 | 6.7 | 10 | 1.7 | -1.7 | -10.6 | 10.6 | 4.4 | -10 | -13 | 3.7 | -9.9 | 3.3 | -10 | -1.1 | -4.5 | 12.8 | 12.8 | 0.4 | -9.8 | 13.3 | 3.3 | 22.8 | 16.7 | 21.1 | -6.7 | 9.7 | 7.5 | 12.2 | 6.1 | 9.6 | -2.1 | 5 | -3.9 | 11.5 | 7.3 | -8.9 | -16.7 | 2.2 | 0 | -0.6 | -3.3 | -1 | -8.7 | 8.9 | -2.2 | 3.3 | -11.7 | -3.9 | -14.4
-16 | -18 | 0 | -2.8 | 17.8 | 13.9 | 20 | 12.8 | -3.2 | -5.7 | 18.9 | -3.3 | 7 | 2 | 20.5 | 10.3 | 20.6 | 7.2 | 13.3 | -3.3 | 15 | -1.1 | 18.9 | 8.9 | 9.2 | -7.4 | -3.3 | -17.6 | 21 | 18 | 10.4 | -4.2 | 26.1 | 17.8 | 18.9 | 2.8 | 16.1 | 16.1 | 17.2 | -3.3 | 26.3 | 17.9 | -2.8 | -7.8 | 4.1 | -3 | -1.7 | -8.3 | -2.8 | -8.9 | -11.1 | -19.4 | -3.7 | -6.5 | 17.8 | 15 | 10.6 | 7.2 | 12.8 | 0.6 | -8 | -11 | 7.2 | 1.7 | -3.3 | -15.6 | 11.7 | 7.2 | 10.6 | 10.6 | -6.7 | -19.4 | -4.4 | -17.8 | -3.9 | -8.9 | 11.7 | 8.9 | 20 | 5.6 | 12.8 | -0.6 | 7.2 | -3.9 | 0.8 | -14.4 | -7.1 | -10.2 | 6.1 | 2.2 | 17.8 | 15.6 | 19.4 | 12.8 | 2.8 | -9.4 | -3.3 | -9.4 | 16.7 | -7.8 | 5 | -9.2 | 10 | -13.1 | 15.5 | -3.5 | 7.4 | -6.3 | 3.3 | -6.7 | -7.8 | -13.3 | 15.4 | 2.9 | -6.1 | -9.4 | 0.6 | -3.3 | -2 | -2 | 8.9 | 7.2 | 10 | 0.6 | -0.6 | -10 | 12.8 | 5.6 | -10 | -11 | 5.2 | -9 | 3.9 | -9.4 | 0.6 | -3.9 | 13.3 | 13.3 | 2.2 | -11.7 | 15 | 2.2 | 22.2 | 17.2 | 22.8 | -6.7 | 10.6 | 7.8 | 13.9 | 6.7 | 12.2 | -3.9 | 6.1 | -4.4 | 14.6 | 8.1 | -8.3 | -17.8 | 2.8 | -0.6 | 2.2 | -2.8 | -0.6 | -10 | 11.7 | -1.1 | 4.4 | -10 | -3.9 | -15
-15 | -17 | 0.6 | -3.3 | 17.2 | 13.9 | 21.1 | 11.7 | -3.5 | -6 | 20.6 | -3.3 | 8 | 2 | 22.2 | 10 | 21.1 | 8.3 | 15 | -3.9 | 15.6 | 1.7 | 18.9 | 10.6 | 10.2 | -7.1 | -2.2 | -17.4 | 19 | 19 | 11.1 | -4.4 | 26.1 | 18.3 | 20 | 1.7 | 16.7 | 16.7 | 17.2 | -3.3 | 27.1 | 18.1 | -2.2 | -8.3 | 4.2 | -3.6 | -1.9 | -7 | -2.2 | -8.3 | -10.6 | -16.7 | -3.3 | -6.7 | 19.4 | 16.1 | 10.4 | 6.8 | 14.4 | 0.6 | -7 | -10 | 8.3 | 1.1 | -2.8 | -16.1 | 12.8 | 6.1 | 11.7 | 11.1 | -5.6 | -19.4 | -3.3 | -15.5 | -3.9 | -9.4 | 12.2 | 10 | 21.1 | 3.3 | 13.9 | 8.3 | 7.6 | -3.2 | 0.9 | -15.1 | -7.4 | -10.7 | 7.2 | 1.7 | 18.3 | 15.6 | 20.6 | 11.1 | 4.6 | -7 | -2.2 | -8.9 | 18.3 | -8.9 | 6.7 | -9.4 | 11.1 | -14.4 | 18.3 | -5.6 | 8.3 | -7.2 | 5 | -8.9 | -7.2 | -12.8 | 17.2 | 2.2 | -5 | -9.4 | 0.6 | -3.2 | -1 | -2 | 10.6 | 7.2 | 10 | 0.6 | 0.6 | -10 | 15 | 5.6 | -9 | -11 | 6.7 | -10 | 5.6 | -9.4 | 0.2 | -2.5 | 13.3 | 12.2 | 3.3 | -10.5 | 17.2 | 2.8 | 23.3 | 17.8 | 25 | -7.2 | 11.9 | 7.4 | 13.3 | 5.6 | 13.9 | -2.2 | 6.7 | -3.3 | 17.8 | 8.3 | -7.8 | -18.3 | 3.3 | -1.1 | 3.3 | -3.3 | -0.2 | -9.3 | 13.9 | -1.1 | 5.6 | -9.4 | -2.8 | -18.9
-13 | -15 | 1.1 | -3.9 | 16.7 | 13.9 | 22.2 | 11.1 | -3.9 | -6.7 | 21.1 | -6.1 | 8 | 1 | 22.6 | 10.1 | 23.3 | 8.9 | 15.6 | -3.9 | 14.4 | 1.1 | 17.2 | 11.7 | 11.1 | -8.3 | -1.1 | -18.9 | 19 | 19 | 10.9 | -2.5 | 25.6 | 18.3 | 21.1 | 2.2 | 16.7 | 16.1 | 19.4 | -5 | 27.8 | 18.3 | -2.2 | -8.3 | 4.4 | -4.4 | -2 | -6.5 | -1.1 | -7.2 | -10 | -16.1 | -2.9 | -6.3 | 20.6 | 16.7 | 10.2 | 6.2 | 15 | 0.6 | -7 | -9 | 9.4 | 0 | -2.8 | -16.7 | 13.9 | 7.2 | 12.8 | 11.1 | -4.4 | -18.9 | -2.2 | -15.2 | -3.3 | -10 | 12.2 | 10 | 21.1 | 2.8 | 13.9 | 8.9 | 7.9 | -2.6 | 1.1 | -17.2 | -7.8 | -11.7 | 6.7 | 1.2 | 18.3 | 15.6 | 21.7 | 10 | 6.5 | -6 | -1.1 | -8.3 | 18.3 | -8.9 | 7.2 | -6.4 | 11.5 | -12.7 | 18.5 | -4.9 | 9.1 | -6.7 | 5.6 | -7.2 | -7.2 | -13.3 | 17.4 | 3.7 | -3.3 | -8.9 | 0.6 | -3.4 | -1 | -1 | 10.6 | 6.1 | 10.6 | 0 | 1.7 | -10.6 | 16.1 | 6.7 | -8 | -10 | 7.1 | -9.1 | 6.7 | -10.6 | -0.2 | -1.7 | 13.3 | 12.2 | 4.5 | -10.3 | 17.2 | 1.7 | 22.8 | 17.8 | 23.3 | -8.3 | 13.1 | 6.5 | 14.4 | 5.6 | 15.5 | -1.4 | 7.8 | -2.2 | 18.3 | 8.6 | -6.7 | -18.9 | 4.4 | -1.7 | 3.9 | -5 | 0.2 | -9.4 | 15.6 | -1.1 | 6.7 | -10.6 | -2.8 | -15
-11 | -14 | 2.2 | -0.6 | 16.1 | 13.3 | 22.2 | 8.9 | -4.6 | -6.9 | 21.7 | -6.1 | 7 | 1 | 22.9 | 10 | 19.4 | 8.9 | 15.6 | 1.7 | 14.4 | 0.6 | 16.7 | 11.7 | 10.9 | -7.4 | -1.1 | -16.8 | 19 | 19 | 10.8 | -1.7 | 25.6 | 18.3 | 22.2 | 2.8 | 17.8 | 16.1 | 20 | -7.8 | 27.4 | 17.3 | -2.2 | -7.8 | 4.8 | -4.2 | -2.2 | -6.7 | -0.6 | -7.2 | -9.4 | -14.4 | -2.6 | -6.5 | 20.6 | 16.7 | 10 | 5.6 | 15 | 0.6 | -6 | -8 | 10 | 1.1 | -2.8 | -17.2 | 13.9 | 6.1 | 15 | 10.6 | -3.9 | -16.1 | -1.1 | -16.1 | -3.9 | -10 | 12.2 | 10 | 22.2 | 1.7 | 12.2 | 10 | 8.3 | -2.8 | 0.7 | -14.9 | -8.2 | -11.4 | 6.1 | 0.6 | 18.9 | 15.6 | 22.8 | 10 | 8.3 | -5.6 | -2.2 | -8.9 | 18.3 | -16.1 | 7.8 | -5 | 11.8 | -12.5 | 18.7 | -5.4 | 9.8 | -6.6 | 5.6 | -7.2 | -7.2 | -13.3 | 17.6 | 4.9 | -2.8 | -8.9 | 0.6 | -4.4 | -1 | -1 | 8.3 | 5 | 10.6 | 0 | 2.2 | -10 | 17.2 | 6.7 | -8 | -10 | 7.4 | -9.2 | 7.8 | -10.6 | -0.6 | -1.1 | 12.8 | 12.8 | 5.6 | -12.2 | 16.7 | 0.6 | 21.1 | 17.8 | 27.2 | -10 | 14.4 | 5.6 | 14.4 | 6.1 | 17.2 | -0.6 | 8.3 | -3.3 | 18.9 | 8.9 | -6.7 | -20 | 5.6 | -3.3 | 4.4 | -5 | 0.6 | -11.1 | 16.7 | -1.1 | 6.3 | -9.7 | -2.8 | -19.4
-12 | -15 | 2.8 | -1.7 | 16.1 | 13.3 | 21.7 | 8.9 | -5.4 | -7.6 | 21.1 | -6.7 | 7 | 1 | 23.3 | 10 | 17.8 | 11.1 | 16.1 | -2.2 | 14.4 | -0.6 | 16.1 | 11.1 | 10.8 | -7.5 | -1.1 | -16 | 21 | 19 | 10.6 | -1.1 | 25.6 | 18.9 | 22.2 | 3.9 | 18.3 | 16.1 | 19.4 | -7.2 | 27.1 | 16.7 | -1.7 | -8.3 | 5.2 | -4.3 | -2.9 | -6.3 | 0 | -7.2 | -8.9 | -15 | -2.2 | -7.2 | 21.1 | 17.2 | 8.9 | 4.5 | 15 | 0.6 | -6 | -7 | 8.3 | 1.1 | -2.8 | -17.8 | 13.3 | 7.8 | 15.6 | 10 | -3.9 | -16.1 | -1.7 | -14.7 | -3.3 | -10.6 | 11.7 | 10.6 | 21.7 | 1.7 | 12.2 | 9.4 | 7.2 | -2.5 | 0.4 | -14.7 | -8.5 | -11.6 | 5.6 | 0 | 17.2 | 14.4 | 23.3 | 8.9 | 7.9 | -4 | -1.1 | -8.9 | 17.8 | -17.2 | 8.3 | -3.9 | 12.2 | -13.9 | 18.9 | -6.1 | 10.6 | -7.8 | 6.1 | -6.7 | -6.7 | -13.9 | 17.8 | 6.1 | -3.3 | -9.4 | 0.6 | -3.6 | -1 | -1 | 8.3 | 5.6 | 10 | 0 | 2.2 | -10.6 | 15.6 | 6.1 | -7 | -8 | 7.8 | -11.1 | 8.3 | -10 | -2.1 | -3 | 12.2 | 12.2 | 4.5 | -10.7 | 17.2 | 1.7 | 20.6 | 18.3 | 26.1 | -6.7 | 13.9 | 6.8 | 14.4 | 6.1 | 17 | 1.4 | 8.3 | -2.2 | 19.4 | 8.9 | -6.7 | -20 | 5.6 | -3.3 | 4.4 | -6.1 | -0.3 | -10.2 | 16.7 | -1.1 | 6 | -9.5 | -2.2 | -17.2
-12 | -15 | 2.2 | -0.6 | 16.1 | 13.3 | 21.1 | 10.6 | -6.1 | -8.3 | 21.1 | -6.7 | 8 | 1 | 21.3 | 10.8 | 17.2 | 11.7 | 15.6 | -2.8 | 13.9 | 0 | 13.3 | 10 | 10.6 | -8.9 | -1.1 | -17.2 | 19 | 19 | 9.8 | -0.9 | 24.4 | 19.4 | 22.8 | 5.6 | 18.3 | 16.1 | 18.9 | -3.9 | 26.7 | 15.6 | -2.2 | -7.8 | 5.6 | -5.6 | -3.7 | -6.6 | 0 | -7.8 | -9.4 | -15 | -2.8 | -6.6 | 20 | 17.2 | 7.8 | 3.5 | 14.4 | -0.6 | -6 | -8 | 6.7 | 0.6 | -4.4 | -18.3 | 12.2 | 7.2 | 15.6 | 10 | -3.9 | -16.1 | -2.2 | -14.5 | -4.4 | -11.1 | 11.7 | 10.6 | 20.6 | 1.7 | 11.1 | 10 | 6.1 | -2.7 | 0 | -16.1 | -8.9 | -12.2 | 4.1 | 0 | 16.1 | 13.9 | 22.2 | 8.9 | 7.6 | -3.2 | -1.7 | -8.3 | 16.1 | -12.2 | 5.5 | -3.4 | 10.5 | -12.7 | 15.9 | -3.6 | 7.8 | -5.3 | 6.1 | -6.7 | -6.1 | -13.3 | 16.7 | 5.7 | -2.8 | -8.9 | 0.6 | -3.6 | -1 | -1 | 8.9 | 5.6 | 10.6 | -0.6 | 2.2 | -10.6 | 13.3 | 1.7 | -6 | -8 | 6.5 | -9.1 | 7.2 | -10.6 | -3.5 | -4.6 | 12.2 | 12.2 | 3.3 | -11.3 | 17.2 | 1.1 | 20 | 18.3 | 24.4 | -7.2 | 13.3 | 7.6 | 15 | 6.7 | 16.9 | 3.2 | 7.8 | -2.8 | 18.5 | 9.3 | -7.2 | -20 | 5.6 | -5 | 3.9 | -6.1 | -1.3 | -10.3 | 16.1 | -1.7 | 5.6 | -11.1 | -3.9 | -18.3
-14 | -16 | 2.2 | -1.1 | 16.7 | 13.9 | 19.4 | 11.1 | -6.3 | -8.3 | 20 | -5.6 | 6 | 1 | 19.2 | 11.3 | 15.6 | 12.2 | 13.3 | -1.7 | 13.3 | 0.6 | 12.2 | 10 | 7.3 | -5.7 | -2.2 | -14.8 | 18 | 18 | 9.1 | -0.7 | 24.4 | 19.4 | 21.7 | 5.6 | 17.8 | 16.1 | 17.8 | -4.4 | 25.6 | 16.5 | -2.2 | -7.8 | 5 | -3.8 | -4.4 | -7.2 | -0.6 | -7.8 | -10 | -15 | -3.3 | -6.7 | 20 | 17.2 | 6.7 | 2.2 | 13.3 | -0.6 | -6 | -7 | 6.1 | 0 | -5.6 | -19.4 | 11.1 | 6.7 | 13.9 | 8.9 | -5 | -15.6 | -2.8 | -16.1 | -6.1 | -12.2 | 11.7 | 10.6 | 19.4 | 0.6 | 11.1 | 9.4 | 5 | -3.3 | -0.9 | -13.6 | -9.6 | -12.4 | 2.6 | -0.1 | 15 | 13.3 | 20 | 9.4 | 7.2 | -2.8 | -2.2 | -8.3 | 12.8 | -11.1 | 2.8 | -3.7 | 8.9 | -12.6 | 13 | -2.9 | 5 | -5 | 5.6 | -6.1 | -7.2 | -14.4 | 15.5 | 4.6 | -3.3 | -8.9 | 0.6 | -3.9 | 0 | -1 | 8.9 | 5.6 | 10 | 0 | 0.6 | -11.7 | 12.2 | 2.2 | -6 | -7 | 5.2 | -9 | 6.7 | -10 | -5 | -6.7 | 12.2 | 12.2 | 2.2 | -12.8 | 16.1 | 0.6 | 20 | 18.3 | 22.8 | -8.3 | 12.8 | 8.3 | 15.6 | 7.2 | 16.7 | 4.4 | 6.7 | -3.9 | 17.6 | 9.5 | -8.3 | -20 | 3.9 | -5.6 | 2.8 | -6.7 | -2.2 | -11.7 | 15.6 | -1.1 | 4.3 | -9.7 | -5 | -18.9
-15 | -16 | 1.1 | -1.7 | 16.7 | 13.9 | 18.3 | 11.7 | -6.5 | -8.5 | 18.3 | -3.9 | 6 | 1 | 17.2 | 11.1 | 15 | 12.2 | 10 | 0 | 11.1 | 3.9 | 10 | 8.9 | 3.9 | -5.2 | -3.3 | -14.6 | 18 | 18 | 8.3 | -1.1 | 23.9 | 19.4 | 16.7 | 6.1 | 17.2 | 16.1 | 16.1 | -3.3 | 24.4 | 16.9 | -2.2 | -7.8 | 4.5 | -3.1 | -4.8 | -7.7 | -0.6 | -7.8 | -10.6 | -15.6 | -3.9 | -7.2 | 19.4 | 16.7 | 6.3 | 1.8 | 12.8 | -0.6 | -6 | -7 | 5 | 0 | -6.7 | -20 | 10 | 5.6 | 11.1 | 5.6 | -6.1 | -16.7 | -3.9 | -14.3 | -7.8 | -13.3 | 11.7 | 10.6 | 18.3 | 0.6 | 11.1 | 9.4 | 3.9 | -3.2 | -1.9 | -13.3 | -10.4 | -13 | 1.1 | -0.6 | 14.4 | 13.3 | 18.3 | 10 | 4.6 | -2.8 | -2.2 | -7.8 | 10.6 | -10.6 | 0 | -5 | 7.2 | -15 | 10 | -3.3 | 2.2 | -5.6 | 5.6 | -6.1 | -9.4 | -14.4 | 14.4 | 3.9 | -3.3 | -8.9 | 0.6 | -3.4 | 0 | 0 | 8.3 | 5.6 | 9.4 | 0 | -0.6 | -12.2 | 11.1 | 5.6 | -6 | -7 | 3.9 | -10 | 4.4 | -8.9 | -6.3 | -8 | 12.8 | 12.8 | 1.1 | -11.3 | 11.7 | 2.2 | 19.4 | 18.9 | 21.7 | -9.4 | 12.4 | 6.7 | 13.3 | 6.7 | 15.4 | 5.9 | 3.3 | -3.3 | 16.7 | 9.4 | -9.4 | -20 | 2.2 | -5.6 | 1.1 | -7.2 | -2.6 | -11.1 | 15 | -2.2 | 3 | -9.8 | -5.6 | -19.6
-20 | -22 | 1.1 | -1.7 | 17.2 | 14.4 | 18.3 | 11.7 | -6.7 | -8.9 | 16.7 | -1.7 | 4 | 1 | 15.4 | 10.8 | 14.4 | 11.7 | 8.3 | 1.7 | 11.1 | 2.2 | 8.3 | 7.8 | 0.6 | -6.1 | -4.4 | -15.6 | 18 | 18 | 7.6 | -0.5 | 23.3 | 20 | 12.8 | 7.2 | 16.7 | 16.1 | 14.4 | -2.2 | 23.3 | 17.2 | -2.2 | -7.8 | 3.9 | -2.8 | -5.2 | -8.7 | -0.6 | -7.8 | -11.1 | -15 | -4.1 | -6.7 | 18.9 | 16.7 | 6 | 1.3 | 11.1 | -0.6 | -6 | -7 | 3.3 | -0.6 | -8.3 | -20.6 | 8.9 | 5 | 8.9 | 4.4 | -7.2 | -17.8 | -5 | -14 | -8.9 | -14.4 | 11.7 | 10.6 | 17.2 | 1.1 | 11.1 | 9.4 | 2.8 | -3.5 | -2.8 | -14.4 | -11.1 | -13.9 | 1.1 | -0.4 | 13.3 | 12.8 | 17.2 | 11.1 | 2 | -3.6 | -2.8 | -7.8 | 8.9 | -11.1 | 0 | -4.3 | 5.9 | -13.2 | 7 | -2.9 | 0.9 | -5.1 | 5.6 | -6.1 | -10.6 | -14.4 | 13.9 | 4.2 | -3.3 | -8.9 | 0.6 | -3.4 | 0 | 0 | 6.7 | 4.4 | 8.9 | 1.1 | -1.1 | -13.3 | 10 | 4.4 | -6 | -7 | 2.2 | -7.1 | 1.7 | -7.8 | -7.6 | -9.7 | 12.8 | 12.8 | 0 | -11.3 | 9.4 | 1.7 | 19.4 | 18.3 | 20 | -10 | 12.1 | 4.6 | 12.8 | 6.1 | 14.1 | 6.7 | 1.7 | -3.3 | 17.4 | 9.8 | -10 | -20.6 | 2.2 | -4.4 | -0.6 | -6.1 | -2.9 | -11.3 | 15 | -1.7 | 1.7 | -11.1 | -6.1 | -23.9
-19 | -21 | 1.1 | -2.2 | 16.1 | 15 | 17.8 | 12.8 | -7.1 | -9.2 | 16.1 | -1.1 | 3 | 0 | 13.5 | 10.2 | 14.4 | 11.7 | 8.3 | 2.8 | 9.4 | 2.2 | 8.9 | 8.3 | 0.6 | -5.6 | -5.3 | -13.8 | 18 | 18 | 6.8 | -0.6 | 23.3 | 20 | 11.1 | 6.1 | 17.2 | 16.1 | 13.3 | -1.1 | 23.1 | 17.1 | -2.8 | -7.8 | 3.5 | -2.3 | -5.6 | -10 | -1.1 | -7.8 | -11.7 | -14.4 | -4.2 | -6.4 | 18.9 | 16.1 | 5.6 | 0.6 | 11.1 | -2.2 | -6 | -7 | 2.2 | -0.6 | -10 | -21.1 | 8.3 | 3.9 | 5.6 | 3.3 | -8.3 | -17.8 | -6.1 | -15 | -9.4 | -15.6 | 11.7 | 10.6 | 17.2 | 1.7 | 11.7 | 9.4 | 1.7 | -4.4 | -2.8 | -13.3 | -11.8 | -14.1 | 1.1 | -0.4 | 10 | 10 | 15.6 | 11.1 | -0.6 | -5 | -2.8 | -7.8 | 8.3 | -12.8 | 0 | -4.1 | 4.6 | -13.2 | 4.1 | -3 | -0.4 | -5.2 | 5.6 | -5.6 | -10.6 | -14.4 | 13.3 | 4.2 | -3.3 | -8.3 | 0.6 | -3.9 | 0 | 0 | 5.6 | 3.3 | 8.3 | 2.2 | -2.2 | -13.3 | 8.9 | 2.8 | -5 | -6 | 0.6 | -5.9 | -1.7 | -7.2 | -8.9 | -11.7 | 13.9 | 13.9 | -1.1 | -12.8 | 8.9 | 1.1 | 20 | 18.3 | 16.1 | -11.1 | 11.7 | 2.2 | 10 | 5 | 12.8 | 7.2 | 1.1 | -3.9 | 18.2 | 10.1 | -10 | -21.1 | 1.1 | -3.9 | -2.2 | -5.6 | -3.3 | -12.8 | 14.4 | -2.2 | 1.7 | -9.9 | -6.5 | -21.6
-20 | -22 | 0.6 | -2.2 | 16.1 | 15 | 17.2 | 13.3 | -7.4 | -9.7 | 14.4 | 0.6 | 4 | 1 | 11.7 | 9.4 | 14.4 | 11.7 | 7.8 | 5 | 8.3 | 5.6 | 8.3 | 7.8 | 0.6 | -5.6 | -6.3 | -13.9 | 18 | 18 | 6.1 | -0.6 | 23.3 | 20 | 11.7 | 6.7 | 16.1 | 16.1 | 12.2 | -0.6 | 23 | 17 | -2.8 | -8.3 | 3.2 | -2.4 | -6.1 | -9.7 | -0.6 | -7.2 | -12.8 | -15.6 | -4.4 | -6.7 | 18.9 | 16.7 | 5 | 0.2 | 10 | -3.9 | -6 | -7 | 1.7 | 0 | -10 | -21.1 | 7.2 | 2.8 | 4.4 | 1.1 | -10 | -18.3 | -6.8 | -14.6 | -10.6 | -16.7 | 11.1 | 10.6 | 17.2 | 3.3 | 11.7 | 10 | 0.8 | -4.1 | -2.8 | -13.3 | -12.6 | -14.6 | 1.1 | -0.6 | 8.9 | 8.9 | 15 | 10.6 | -1.3 | -4.7 | -2.2 | -7.8 | 7.8 | -10.6 | 0 | -4.4 | 3.3 | -15 | 1.1 | -4.4 | -1.7 | -6.1 | 4.4 | -5 | -11.7 | -15 | 12.8 | 4.4 | -3.3 | -8.3 | 0.4 | -3.6 | 0 | 0 | 4.4 | 2.2 | 8.3 | 2.8 | -2.8 | -12.8 | 8.9 | 2.8 | -5 | -6 | -1.1 | -6.1 | -1.7 | -8.9 | -10.9 | -13.2 | 13.3 | 13.3 | -1.3 | -11.6 | 7.8 | 0.6 | 20.6 | 18.9 | 15 | -12.2 | 10.6 | 1.9 | 8.3 | 3.9 | 12.8 | 7.9 | 1.1 | -3.3 | 18.9 | 10 | -10 | -21.7 | 0.6 | -3.9 | -2.8 | -5.6 | -3.9 | -12.1 | 13.9 | -2.2 | 1.7 | -9.9 | -6.8 | -21.1
-19 | -21 | 1.7 | -2.8 | 16.1 | 15 | 15 | 13.9 | -7.8 | -10.6 | 13.3 | -0.6 | 2 | 1 | 11.3 | 9.2 | 14.4 | 11.7 | 7.2 | 5.6 | 8.3 | 3.9 | 7.8 | 7.5 | 0.6 | -6.7 | -7.2 | -14.4 | 18 | 18 | 5.9 | -1.5 | 23.3 | 20 | 10.6 | 6.7 | 16.1 | 16.1 | 10.6 | -0.6 | 22.8 | 16.7 | -2.8 | -8.3 | 2.8 | -2.8 | -6.7 | -10 | -0.6 | -7.2 | -13.9 | -16.7 | -4.8 | -6.6 | 18.3 | 17.2 | 4.5 | -0.4 | 10 | -5.6 | -6 | -7 | 1.7 | -0.6 | -11.1 | -22.2 | 6.7 | 1.7 | 3.9 | 1.1 | -11.7 | -19.4 | -7.6 | -15.1 | -11.7 | -17.8 | 11.1 | 10.6 | 15 | 0.6 | 11.7 | 10.6 | -0.2 | -4.6 | -2.8 | -15 | -13.3 | -15.6 | 1.1 | -0.3 | 8.3 | 8.3 | 13.9 | 10.6 | -2.1 | -5 | -2.2 | -7.2 | 6.7 | -8.3 | -0.9 | -4.6 | 2.4 | -13.1 | 0.9 | -4.2 | -2.1 | -5.6 | 4.4 | -3.9 | -12.2 | -15 | 13 | 4.7 | -3.3 | -8.3 | 0.2 | -3.8 | 0 | 0 | 5 | 3.3 | 8.3 | 3.3 | -3.9 | -13.9 | 8.3 | 2.2 | -4 | -5 | -1.3 | -5.4 | -2.8 | -7.2 | -13 | -15.4 | 13.3 | 13.3 | -1.5 | -11.8 | 6.7 | 0.6 | 20 | 18.9 | 15.6 | -13.3 | 9.4 | 1.1 | 7.8 | 2.8 | 12.8 | 8.3 | 1.1 | -3.9 | 19.1 | 10.2 | -10 | -21.7 | 0.6 | -3.9 | -2.2 | -6.1 | -4.4 | -12.1 | 13.9 | -2.2 | 1.7 | -11.1 | -7.2 | -22.2
-21 | -22 | 1.1 | -2.8 | 16.1 | 15 | 14.4 | 13.9 | -8.3 | -10.8 | 11.7 | -0.6 | 1 | 0 | 11 | 9.3 | 14.4 | 11.7 | 5.6 | 2.2 | 9.4 | -1.7 | 7.2 | 7.1 | -0.2 | -6.1 | -7.2 | -13.5 | 18 | 18 | 5.8 | -2.9 | 23.3 | 20 | 8.9 | 5.6 | 15.6 | 15 | 9.4 | -3.3 | 22.6 | 17.1 | -3.3 | -8.3 | 2.8 | -2.4 | -7.2 | -10.6 | -0.6 | -6.7 | -14.4 | -18.9 | -5.2 | -6.8 | 18.3 | 17.2 | 3.9 | -1.1 | 8.3 | -4.4 | -6 | -7 | 1.2 | -1.2 | -12.2 | -21.7 | 6.1 | 1.7 | 3.9 | 0 | -13.3 | -20.6 | -8.3 | -16.7 | -12.2 | -18.3 | 11.1 | 10.6 | 14.4 | 0.6 | 11.7 | 10.6 | -1.1 | -5.6 | -2.8 | -13.3 | -13.7 | -15.6 | 1.1 | -0.2 | 8.3 | 8.3 | 12.8 | 10.6 | -2.8 | -5.6 | -2.2 | -7.2 | 3.9 | -8.3 | -1.9 | -5.5 | 1.5 | -13.4 | 0.8 | -4.4 | -2.4 | -5.6 | 4.4 | -3.9 | -12.2 | -16.1 | 13.1 | 4.8 | -2.8 | -7.2 | 0 | -4.4 | 0 | 0 | 5.6 | 3.3 | 8.3 | 3.3 | -4.4 | -15 | 7.8 | 2.8 | -5 | -5 | -1.5 | -5.2 | -3.9 | -7.2 | -15 | -17.8 | 12.8 | 12.8 | -1.7 | -13.3 | 5.6 | 0 | 20.6 | 18.9 | 13.9 | -10.6 | 8.3 | 0.6 | 7.2 | 2.8 | 12.8 | 8.9 | 0 | -3.9 | 19.2 | 10.3 | -10.6 | -20 | 1.1 | -5 | -3.3 | -6.7 | -5 | -13.3 | 13.9 | -1.7 | 1.9 | -9.4 | -7.4 | -18.9
-21 | -23 | 0.6 | -2.8 | 16.7 | 15.6 | 14.4 | 13.3 | -8.9 | -11.7 | 11.1 | -0.6 | 1 | 0 | 10.6 | 8.9 | 15 | 9.4 | 7.2 | 5 | 7.2 | 2.2 | 6.7 | 6.7 | -0.9 | -6.5 | -7.2 | -13.3 | 18 | 18 | 5.6 | -5 | 23.3 | 20 | 9.4 | 4.4 | 15 | 14.4 | 8.3 | -5.6 | 22.4 | 17.6 | -3.3 | -8.3 | 2.8 | -2.4 | -7.2 | -10.2 | 0 | -4.4 | -15 | -18.9 | -5.6 | -7.2 | 18.3 | 17.2 | 3.9 | -1.1 | 7.8 | -5.6 | -7 | -8 | 0.8 | -1.8 | -12.8 | -21.7 | 5.6 | 1.7 | 3.9 | -1.1 | -15 | -23.3 | -7.9 | -15.4 | -11.7 | -18.3 | 10.6 | 10 | 12.2 | 0.6 | 11.1 | 10 | -2 | -5.2 | -2.8 | -12.7 | -14 | -16 | 1.1 | 0 | 8.9 | 8.3 | 12.2 | 10.6 | -3 | -5.5 | -2.2 | -7.2 | 2.8 | -8.3 | -2.8 | -6.7 | 0.6 | -15 | 0.6 | -5.6 | -2.8 | -6.1 | 5 | -3.9 | -12.8 | -16.7 | 13.3 | 5 | -3.9 | -6.1 | -0.4 | -4.3 | 0 | 0 | 5.6 | 3.3 | 6.7 | 6.7 | -4.4 | -15.6 | 6.7 | 2.2 | -5 | -6 | -1.7 | -5.6 | -3.9 | -8.9 | -15.9 | -18.9 | 12.8 | 12.8 | -3.7 | -11.4 | 3.9 | 0 | 20.6 | 18.9 | 12.2 | -8.9 | 7.6 | 0.1 | 6.7 | 2.2 | 13.3 | 9.6 | -0.6 | -4.4 | 19.4 | 10 | -10 | -20 | 0.6 | -5.6 | -3.9 | -6.7 | -5.2 | -12.6 | 14.4 | -1.7 | 2 | -8.8 | -7.6 | -17.4
-23 | -25 | 1.1 | -3.3 | 16.1 | 15.6 | 14.4 | 13.9 | -9.4 | -12.8 | 11.1 | -0.6 | 1 | 0 | 9.8 | 8.4 | 13.3 | 10 | 6.7 | 3.9 | 8.9 | -2.2 | 6.1 | 6.1 | -1.7 | -7.8 | -7.2 | -13.9 | 18 | 18 | 5 | -4.5 | 23.3 | 20 | 6.7 | 4.4 | 14.4 | 13.9 | 8.3 | -6.1 | 22.2 | 17.8 | -3.3 | -8.3 | 2.8 | -2.8 | -7.2 | -10.2 | -0.6 | -3.9 | -15 | -18.9 | -4.8 | -6.4 | 18.3 | 17.2 | 3.9 | -1.3 | 7.2 | -6.7 | -7 | -9 | 0.3 | -2.6 | -13.9 | -21.7 | 6.1 | 2.8 | 3.3 | -2.2 | -13.9 | -23.9 | -7.6 | -14.9 | -11.1 | -17.8 | 10 | 10 | 8.3 | -0.6 | 11.7 | 10.6 | -3 | -5.5 | -2.8 | -13.9 | -14.4 | -16.7 | 1.3 | 0.1 | 8.9 | 8.3 | 11.7 | 10.6 | -3.1 | -5.6 | -2.8 | -7.2 | 0 | -7.8 | -3 | -6.7 | 0.4 | -13.6 | -0.5 | -5.6 | -2.8 | -5.7 | 3.9 | -2.8 | -12.8 | -16.7 | 12.4 | 5.8 | -4.4 | -7.2 | -0.7 | -4.6 | 0 | 0 | 3.9 | 1.7 | 6.7 | 6.1 | -3.9 | -13.9 | 6.7 | 2.2 | -5 | -5 | -1.9 | -6.1 | -5 | -8.3 | -16.9 | -20.7 | 13.3 | 13.3 | -5.8 | -11.4 | 1.7 | -0.6 | 20 | 18.3 | 8.9 | -8.9 | 6.8 | -0.6 | 6.1 | 2.2 | 13.9 | 10.5 | -0.6 | -4.4 | 18.9 | 9.7 | -10 | -19.4 | 0.6 | -5.6 | -3.3 | -6.1 | -5.4 | -12.8 | 13.9 | -1.7 | 2.2 | -9.4 | -7.8 | -17.2
-22 | -24 | 1.7 | -3.9 | 16.1 | 15.6 | 14.4 | 13.3 | -9.2 | -12.1 | 10.6 | -2.2 | 2 | 0 | 9.1 | 7.9 | 13.3 | 7.2 | 7.2 | 5 | 8.3 | -2.8 | 4.4 | 4.4 | 0.5 | -6.4 | -7.2 | -13.3 | 18 | 18 | 4.5 | -4.4 | 22.8 | 20 | 5.6 | 3.3 | 13.9 | 12.8 | 7.2 | -6.7 | 21.8 | 18 | -3.3 | -7.8 | 2.6 | -2.4 | -7.2 | -10.6 | 0.6 | -2.8 | -15.6 | -19.4 | -4.1 | -5.9 | 17.8 | 17.2 | 3.9 | -1.7 | 8.3 | -8.9 | -6 | -8 | -0.2 | -3.5 | -15 | -22.8 | 5.6 | 3.3 | 2.8 | -2.8 | -13.9 | -23.9 | -7.2 | -15.6 | -11.1 | -17.8 | 3.3 | 2.8 | 7.2 | -1.7 | 12.2 | 10.6 | -3.9 | -6.1 | -2.8 | -12.5 | -15.2 | -17.3 | 1.5 | 0.3 | 7.8 | 7.2 | 11.1 | 10.6 | -3.3 | -6.1 | -3.3 | -7.8 | 0 | -7.8 | -3.1 | -7.1 | 0.2 | -13.4 | -1.7 | -6.8 | -2.8 | -5.7 | 4.4 | -2.8 | -12.8 | -16.7 | 11.5 | 6.2 | -3.9 | -6.1 | -1.1 | -5.6 | 0 | 0 | 3.9 | 2.2 | 6.7 | 5.6 | -3.9 | -14.4 | 6.7 | 3.9 | -5 | -5 | -2 | -6.9 | -5.6 | -8.3 | -17.8 | -22.8 | 13.9 | 13.9 | -7.8 | -12.2 | 1.7 | -1.1 | 18.3 | 17.8 | 8.9 | -8.3 | 6.1 | -1.1 | 5.6 | 1.7 | 14.4 | 11.1 | -1.1 | -5 | 18.3 | 9.4 | -10 | -18.9 | 0.6 | -5.6 | -4.4 | -7.2 | -5.6 | -13.9 | 13.9 | -1.1 | 1.8 | -8.4 | -8.9 | -15.1
-21 | -23 | 1.7 | -4.4 | 16.1 | 15 | 14.4 | 13.3 | -9.1 | -12 | 9.4 | -2.2 | 1 | 0 | 8.3 | 7.2 | 17.2 | 1.1 | 6.7 | 4.4 | 7.8 | -1.7 | 5.6 | 5.6 | 2.8 | -6.1 | -7.2 | -13.5 | 19 | 18 | 3.9 | -5.6 | 22.8 | 20 | 8.3 | 3.3 | 12.8 | 12.2 | 5.6 | -6.1 | 21.5 | 18.1 | -3.3 | -6.7 | 2.4 | -2.4 | -7.8 | -10.5 | 0.6 | -2.2 | -15 | -18.9 | -3.3 | -5.6 | 17.8 | 17.2 | 3.7 | -1.6 | 8.3 | -8.9 | -6 | -8 | -0.6 | -4.2 | -16.1 | -23.3 | 5.6 | 3.9 | 2.8 | -2.8 | -13.3 | -22.2 | -7.9 | -14.8 | -10.6 | -17.8 | 0.6 | 0 | 6.1 | -1.7 | 12.2 | 10.6 | -4.5 | -6.1 | -2.8 | -12.5 | -15.9 | -18.3 | 1.7 | 0.6 | 7.2 | 6.7 | 10.6 | 10 | -3.9 | -6.4 | -4.4 | -6.7 | 0.6 | -6.7 | -3.3 | -8.3 | 0 | -15 | -2.8 | -8.3 | -2.8 | -6.1 | 2.8 | -2.8 | -12.8 | -16.7 | 10.6 | 6.7 | -3.3 | -4.4 | -1.3 | -5.2 | 0 | 0 | 2.8 | 1.1 | 6.7 | 5.6 | -3.3 | -14.4 | 6.7 | 4.4 | -4 | -5 | -2.2 | -8.9 | -6.7 | -8.3 | -18.7 | -23 | 13.9 | 13.9 | -7.8 | -11.7 | 2.8 | -0.6 | 17.8 | 17.2 | 8.9 | -8.9 | 5.5 | -0.9 | 5.6 | 1.7 | 14 | 11.4 | -1.7 | -4.4 | 17.8 | 8.9 | -10 | -19.4 | 1.1 | -6.1 | -4.4 | -7.2 | -5.8 | -13 | 13.3 | -0.6 | 1.5 | -8.1 | -10 | -14.4
-21 | -23 | 1.7 | -5 | 15 | 13.3 | 14.4 | 13.3 | -8.9 | -12.2 | 8.9 | -2.2 | 1 | 0 | 8.3 | 6.9 | 15 | 1.7 | 6.7 | 4.4 | 5 | -2.2 | 6.7 | 5.8 | 5 | -7.2 | -7.2 | -14.4 | 19 | 18 | 3.7 | -4.9 | 22.8 | 20 | 6.7 | 3.9 | 12.2 | 10.6 | 3.9 | -5.6 | 21.1 | 18.3 | -3.3 | -6.1 | 2.2 | -2.8 | -8.3 | -10.5 | 1.1 | -1.1 | -15 | -18.9 | -3.1 | -5 | 18.3 | 17.8 | 3.5 | -1.8 | 7.2 | -8.3 | -6 | -8 | -1.1 | -5.6 | -17.2 | -23.3 | 6.7 | 5.6 | 1.7 | -2.2 | -13.3 | -20.6 | -8.7 | -14.9 | -10.6 | -17.2 | -1.1 | -1.1 | 6.1 | -2.2 | 11.7 | 10.6 | -5 | -6.2 | -2.8 | -13.9 | -16.7 | -19.4 | 1.7 | -0.3 | 6.7 | 6.1 | 10 | 10 | -4.4 | -6.8 | -3.9 | -6.7 | 0 | -6.1 | -3.5 | -7.5 | 0.2 | -13.4 | -3 | -7.8 | -2.8 | -5.7 | 3.9 | -2.8 | -12.8 | -16.7 | 11 | 7.3 | -2.2 | -2.8 | -1.5 | -5.4 | 1 | 0 | 1.7 | 0 | 6.7 | 6.1 | -2.8 | -12.2 | 6.1 | 5.6 | -3 | -3 | -2.4 | -8.2 | -6.7 | -8.9 | -19.7 | -23.8 | 13.3 | 13.3 | -7.8 | -11.7 | 2.2 | -1.1 | 17.8 | 17.2 | 8.3 | -9.4 | 5 | -0.9 | 5.6 | 1.7 | 13.7 | 11.6 | -2.8 | -5 | 17.1 | 9.1 | -10.6 | -19.4 | 1.7 | -6.1 | -4.4 | -6.7 | -5.9 | -13.1 | 12.8 | -0.6 | 1.1 | -9.4 | -11.1 | -14.4
-19 | -21 | 1.1 | -4.4 | 12.8 | 11.1 | 14.4 | 13.3 | -8.7 | -11.5 | 7.8 | -2.8 | 1 | 0 | 8.3 | 6.5 | 11.7 | 5.6 | 6.1 | 4.4 | 4.4 | -1.7 | 9.4 | 5.6 | 5.9 | -5.9 | -6.8 | -13.5 | 18 | 18 | 3.5 | -5.3 | 22.8 | 20 | 6.7 | 3.3 | 11.7 | 10.6 | 3.3 | -5.6 | 22 | 18.4 | -2.8 | -5.6 | 2 | -2.6 | -8.9 | -11.1 | 1.7 | -0.6 | -15.6 | -19.4 | -3 | -4.9 | 18.9 | 18.3 | 3.3 | -2.2 | 6.7 | -7.2 | -6 | -8 | -1.7 | -6.1 | -18.9 | -23.9 | 9.4 | 7.8 | 1.1 | -2.8 | -13.9 | -20 | -9.4 | -16.1 | -10 | -16.7 | -1.7 | -2.2 | 5.6 | -2.8 | 11.7 | 10.6 | -5.6 | -6.7 | -2.1 | -11.8 | -17.1 | -19.7 | 1.7 | -1.4 | 6.7 | 6.1 | 10 | 10 | -5 | -7.8 | -4.4 | -6.7 | -2.2 | -5.6 | -3.7 | -7.4 | 0.4 | -12.8 | -3.1 | -7.9 | -2.8 | -5.7 | 2.2 | -2.8 | -12.8 | -17.8 | 11.3 | 7.8 | -1.7 | -2.8 | -1.7 | -6.1 | 1 | 0 | 0.6 | -1.1 | 7.2 | 6.1 | -2.8 | -11.7 | 6.1 | 5 | -3 | -3 | -2.6 | -8.4 | -7.8 | -8.9 | -20.6 | -25 | 13.3 | 13.3 | -7.8 | -12.2 | 1.1 | -2.2 | 17.8 | 17.2 | 3.3 | -8.3 | 4.4 | -1.1 | 5.6 | 1.7 | 13.3 | 11.7 | -3.9 | -6.1 | 16.3 | 9 | -11.1 | -18.3 | 2.2 | -6.1 | -4.4 | -6.7 | -6.1 | -13.9 | 12.8 | 0 | 1.3 | -8 | -10.6 | -17.8
-16 | -17 | 0.6 | -4.4 | 13.3 | 12.2 | 15 | 13.9 | -8.5 | -11 | 6.7 | -2.8 | 1 | 0 | 8.3 | 6.1 | 16.1 | 1.1 | 6.7 | 5 | 5 | -2.2 | 7.8 | 5.6 | 6.9 | -5.7 | -6.5 | -13.6 | 19 | 18 | 3.3 | -6.1 | 22.8 | 20.6 | 10 | 2.2 | 12.8 | 10.6 | 2.8 | -5.6 | 23 | 18.4 | -2.2 | -4.4 | 1.9 | -2.6 | -6.9 | -9.9 | 2.2 | 0 | -15.6 | -18.9 | -2.8 | -5 | 18.9 | 18.9 | 3.5 | -2 | 7.2 | -7.8 | -6 | -9 | -1.1 | -6.7 | -17.8 | -27.8 | 8.9 | 7.2 | 1.7 | -3.3 | -16.7 | -21.1 | -8.9 | -14.9 | -9.4 | -16.1 | -2.8 | -3.9 | 1.1 | -3.3 | 10 | 8.9 | -2.1 | -5 | -1.3 | -11.1 | -17.4 | -20.3 | 1.7 | -2.8 | 6.7 | 6.1 | 10.6 | 10.6 | -3.3 | -6.2 | -5 | -7.8 | -2.8 | -7.2 | -3.9 | -7.8 | 0.6 | -14.4 | -3.3 | -8.9 | -2.8 | -6.1 | 1.7 | -2.8 | -12.2 | -17.8 | 11.7 | 8.3 | -1.1 | -2.2 | -1.3 | -5.7 | 1 | 1 | 0 | -1.1 | 7.2 | 6.1 | -2.2 | -11.1 | 6.1 | 5.6 | -2 | -2 | -2.8 | -9.4 | -7.8 | -9.4 | -20.2 | -24.4 | 13.9 | 13.9 | -3.7 | -10.2 | 0.6 | -2.2 | 17.2 | 16.7 | 3.9 | -1.1 | 5 | -0.7 | 5.6 | 1.7 | 14.1 | 12 | -4.4 | -6.1 | 15.6 | 8.9 | -11.7 | -16.7 | 2.8 | -6.7 | -5 | -7.2 | -5.5 | -12.5 | 12.2 | 0.6 | 1.5 | -7.9 | -9.4 | -20.6
-18 | -20 | 0 | -5 | 14.4 | 13.3 | 16.1 | 13.9 | -8.3 | -11.1 | 7.8 | -2.8 | 2 | 0 | 11.8 | 7.5 | 16.7 | 2.8 | 6.1 | 5 | 7.8 | 1.1 | 12.2 | 8.9 | 7.8 | -6.1 | -6.1 | -14.4 | 19 | 18 | 6.1 | -3.1 | 23.9 | 21.1 | 11.1 | 1.7 | 13.3 | 10.6 | 3.9 | -6.1 | 23.9 | 18.3 | -0.6 | -2.8 | 1.7 | -3.3 | -4.8 | -8.9 | 2.2 | 0.6 | -14.4 | -17.2 | -2.1 | -4 | 20 | 19.4 | 3.7 | -1.8 | 8.3 | -5.6 | -7 | -10 | 0 | -5.6 | -13.9 | -25 | 8.9 | 7.2 | 1.7 | -2.2 | -18.3 | -23.3 | -8.3 | -14.4 | -8.9 | -15.6 | -2.8 | -4.4 | 1.1 | -3.9 | 5 | 4.4 | 1.5 | -4.2 | -0.6 | -11.7 | -17.8 | -21.1 | 2.4 | -1.2 | 7.8 | 7.2 | 10.6 | 10.6 | -1.7 | -5.1 | -6.1 | -8.3 | 2.2 | -5.6 | -1.1 | -6.4 | 3.2 | -12.1 | 1.1 | -5.5 | -1.5 | -5.4 | 1.7 | -2.8 | -10.6 | -17.8 | 13.2 | 9.3 | -0.6 | -1.7 | -1 | -5.7 | 1 | 0 | 2.8 | 1.1 | 7.2 | 6.1 | -1.7 | -10 | 6.7 | 5.6 | -2 | -2 | -0.4 | -7.9 | -5.6 | -7.2 | -19.8 | -24.4 | 13.9 | 13.9 | 0.3 | -9.4 | 3.3 | -1.1 | 18.3 | 18.3 | 9.4 | -0.6 | 5.5 | -0.5 | 6.1 | 1.7 | 14.8 | 12.2 | -2.2 | -4.4 | 16.7 | 9.2 | -12.2 | -14.4 | 3.3 | -6.7 | -2.2 | -5 | -5 | -11.8 | 11.7 | 1.1 | 1.7 | -8.9 | -8.9 | -18.9
-13 | -15 | 0.6 | -4.4 | 17.8 | 14.4 | 15 | 13.9 | -7.6 | -10.4 | 10.6 | -2.8 | 3 | 1 | 15.4 | 8.9 | 19.4 | 1.1 | 8.3 | 7.2 | 11.7 | -4.4 | 13.9 | 10.6 | 9.6 | -5.6 | -4.4 | -13.2 | 19 | 18 | 8.9 | -0.6 | 24.4 | 21.1 | 13.3 | 0.6 | 12.8 | 10.6 | 6.1 | -6.7 | 25 | 18.5 | -0.6 | -2.8 | 2.6 | -2.7 | -2.8 | -8.9 | 3.3 | 1.1 | -12.2 | -17.2 | -1.3 | -3.2 | 21.1 | 20 | 3.9 | -2.2 | 8.9 | -4.4 | -8 | -11 | 1.1 | -6.1 | -10 | -23.9 | 12.2 | 10 | 2.2 | -3.3 | -14.4 | -21.7 | -7.8 | -15 | -8.3 | -14.4 | -3.3 | -5.6 | 1.1 | -3.3 | 3.3 | 2.2 | 5 | -5 | 0.5 | -10 | -17.2 | -21.1 | 3.2 | -0.1 | 8.3 | 7.8 | 10.6 | 10.6 | 0 | -4.4 | -6.7 | -8.9 | 3.9 | -5 | 1.6 | -5.9 | 5.7 | -12.3 | 5.6 | -3.3 | -0.2 | -5 | 3.9 | -2.8 | -8.9 | -17.8 | 14.6 | 10.3 | 1.1 | 0 | -0.6 | -6.7 | 1 | 0 | 3.3 | 2.2 | 7.8 | 6.7 | -1.1 | -9.4 | 7.2 | 5.6 | -1 | -2 | 2 | -7.5 | 0 | -5 | -19.4 | -25 | 13.9 | 13.9 | 4.4 | -11.7 | 8.3 | 0 | 20 | 20 | 8.9 | -0.6 | 6.1 | -0.6 | 6.7 | 2.2 | 15.6 | 12.2 | 0.6 | -3.3 | 17.8 | 9.5 | -12.2 | -14.4 | 4.4 | -6.1 | -0.6 | -3.9 | -4.4 | -12.2 | 15 | 2.8 | 3 | -7.7 | -6.7 | -14.4
-11 | -13 | 0.6 | -4.4 | 17.8 | 15.6 | 15 | 13.3 | -6.8 | -10.2 | 13.3 | -2.2 | 3 | 1 | 18.9 | 9.4 | 21.7 | 1.7 | 10.6 | 6.1 | 12.2 | -3.3 | 15 | 12.2 | 11.5 | -6.1 | -2.8 | -13.3 | 20 | 18 | 11.7 | 1.7 | 25.6 | 21.1 | 15.6 | 0.6 | 13.3 | 10.6 | 10 | -8.3 | 26.1 | 18.3 | -0.6 | -3.3 | 3.5 | -2.9 | -1.1 | -7.7 | 5.6 | 3.9 | -10.6 | -15 | -0.6 | -2.8 | 22.8 | 20.6 | 4.5 | -1.7 | 8.9 | -5 | -6 | -11 | 2.2 | -4.4 | -7.2 | -21.7 | 15 | 11.1 | 3.3 | -0.6 | -13.3 | -20 | -5.9 | -12.3 | -8.3 | -13.9 | -3.3 | -6.1 | 1.1 | -3.3 | 2.8 | 1.7 | 6.7 | -5 | 1.7 | -9.9 | -16.7 | -21.6 | 3.9 | 1.1 | 10 | 8.3 | 11.1 | 11.1 | 3.3 | -2.7 | -6.7 | -9.4 | 5.6 | -4.4 | 4.4 | -7.2 | 8.3 | -13.9 | 10 | -2.2 | 1.1 | -5.6 | 3.9 | -2.2 | -7.8 | -16.7 | 16.1 | 11.1 | 1.7 | 0.6 | 0.9 | -5.3 | 1 | 0 | 4.4 | 3.3 | 7.8 | 7.2 | -0.6 | -8.3 | 7.8 | 6.7 | -1 | -1 | 4.4 | -8.9 | 3.3 | -2.2 | -17.7 | -23 | 15 | 15 | 6.1 | -10.2 | 10 | -0.6 | 21.7 | 19.4 | 12.2 | -0.6 | 7.4 | 0.1 | 9.4 | 2.8 | 17.8 | 12.5 | 2.8 | -2.8 | 18.9 | 9.4 | -11.7 | -14.4 | 5 | -6.7 | 1.1 | -3.9 | -3.1 | -10.2 | 17.8 | 4.4 | 4.3 | -7.5 | -3.9 | -15
-9 | -12 | 0.6 | -4.4 | 17.2 | 15.6 | 11.1 | 7.8 | -6.1 | -10.6 | 15.6 | -3.3 | 6 | 2 | 20.4 | 10 | 25.6 | -0.6 | 12.2 | 3.3 | 13.9 | -2.8 | 17.2 | 11.7 | 13.3 | -7.8 | -1.1 | -15 | 19 | 18 | 12.8 | 2.4 | 26.7 | 21.1 | 17.8 | 1.7 | 12.8 | 10.6 | 12.2 | -8.9 | 27.2 | 18.3 | -0.6 | -2.8 | 4.4 | -3.3 | 0.5 | -7.7 | 8.3 | 7.2 | -7.8 | -12.8 | 0.9 | -1.6 | 25 | 21.7 | 5 | -1.5 | 7.8 | -3.3 | -6 | -10 | 3.3 | -3.3 | -6.1 | -21.1 | 11.7 | 5 | 1.7 | 0.6 | -10.6 | -17.2 | -4.1 | -10.8 | -7.8 | -12.2 | -3.3 | -6.7 | 1.1 | -2.8 | 2.2 | 0.6 | 8.3 | -6.6 | 2.8 | -11.1 | -16.1 | -22.8 | 5.4 | 1.5 | 11.7 | 9.4 | 12.2 | 12.2 | 6.7 | -1.5 | -6.1 | -8.9 | 8.9 | -5 | 5.2 | -7.1 | 9.4 | -12.3 | 12.8 | -1.7 | 1.5 | -3.7 | 6.7 | -1.7 | -6.1 | -13.9 | 16.8 | 9.3 | 4.4 | 3.3 | 2.4 | -4.6 | 1 | 0 | 7.8 | 4.4 | 8.9 | 8.9 | 0 | -8.3 | 9.4 | 7.8 | 0 | -1 | 5.3 | -7.6 | 4.4 | -5.6 | -16.1 | -21.7 | 16.7 | 15 | 7.7 | -10.8 | 13.3 | 0 | 24.4 | 19.4 | 13.9 | -1.7 | 8.7 | 0.6 | 11.1 | 2.8 | 20 | 12 | 3.3 | -3.3 | 20.6 | 9.9 | -11.1 | -14.4 | 5.6 | -6.1 | 3.3 | -3.3 | -1.9 | -9.5 | 19.4 | 4.4 | 5.6 | -8.9 | 0 | -13.3
-4 | -8 | 1.1 | -4.4 | 17.8 | 11.1 | 10.6 | 6.1 | -5.7 | -10.1 | 16.1 | -4.4 | 6 | 1 | 21.8 | 10.3 | 27.2 | -1.7 | 13.3 | 2.2 | 14.4 | -2.2 | 20 | 11.1 | 13.9 | -6.6 | -0.2 | -13.3 | 20 | 18 | 13.9 | 2.5 | 27.2 | 21.1 | 20 | 1.1 | 11.7 | 10.6 | 14.4 | -8.9 | 27.8 | 18.2 | 0 | -2.8 | 5.5 | -2.9 | 2.2 | -8.9 | 8.3 | 7.2 | -5.6 | -12.2 | 2.4 | -0.8 | 25 | 21.7 | 5.6 | -1.7 | 8.3 | -1.7 | -6 | -9 | 4.4 | -4.4 | -5.6 | -16.1 | 10 | -1.1 | 1.1 | 0.6 | -7.8 | -17.2 | -2.2 | -10 | -7.2 | -10.6 | -3.3 | -7.2 | 1.1 | -1.7 | 1.7 | 0 | 10 | -9.4 | 3.5 | -8.7 | -15.5 | -21.6 | 6.8 | 1.5 | 11.7 | 8.3 | 12.8 | 12.8 | 10 | -1.1 | -6.7 | -9.4 | 10.6 | -6.7 | 5.9 | -8.1 | 10.6 | -12.7 | 15.5 | -2.2 | 1.8 | -2.7 | 7.2 | -1.7 | -6.1 | -9.4 | 17.6 | 7.4 | 6.7 | 5 | 3.9 | -5 | 1 | 0 | 10 | 4.4 | 10 | 9.4 | 0.6 | -7.8 | 10 | 8.3 | 0 | 0 | 6.3 | -7.8 | 5.6 | -8.9 | -14.4 | -21.1 | 17.8 | 13.9 | 9.4 | -12.8 | 15.6 | 0.6 | 26.1 | 18.3 | 15 | -1.7 | 10 | 1.1 | 12.2 | 3.3 | 22.2 | 11.1 | 4.4 | -2.8 | 22.2 | 10.4 | -10.6 | -13.3 | 7.2 | -5 | 4.4 | -3.3 | -0.6 | -9.4 | 22.2 | 5 | 5.6 | -7.1 | 1.7 | -11.7
-3 | -6 | 1.7 | -4.4 | 18.9 | 11.1 | 12.2 | 7.8 | -5.4 | -10.2 | 17.2 | -4.4 | 7 | 1 | 23.3 | 10.6 | 27.2 | 1.1 | 11.1 | 0.6 | 15 | -2.8 | 21.7 | 4.4 | 14.4 | -6.8 | 0.8 | -12.9 | 19 | 18 | 15 | 2.8 | 26.7 | 21.1 | 20.6 | 1.7 | 10.6 | 10 | 15.6 | -9.4 | 28.3 | 18.4 | 0 | -2.8 | 6.7 | -3.1 | 2.8 | -7.3 | 8.3 | 7.2 | -4.4 | -11.1 | 3.9 | 0 | 26.1 | 22.2 | 6.1 | -1.6 | 8.9 | -5.6 | -5 | -10 | 5 | -3.9 | -5 | -13.3 | 10 | -0.6 | 0.6 | 0.6 | -5 | -17.2 | -0.9 | -7.9 | -6.7 | -10 | -3.3 | -7.2 | 1.1 | -1.1 | 1.7 | -0.6 | 10.7 | -8 | 4.3 | -8.1 | -15 | -21.1 | 8.3 | 1.7 | 13.9 | 10 | 13.3 | 13.3 | 10.4 | -0.6 | -5.6 | -8.9 | 12.2 | -9.4 | 6.7 | -10.6 | 11.7 | -14.4 | 18.3 | -3.9 | 2.2 | -1.7 | 6.7 | -1.7 | -5 | -7.8 | 18.3 | 4.4 | 10 | 7.8 | 5 | -4 | 1 | 0 | 12.2 | 5 | 9.4 | 8.3 | 0 | -5 | 10.6 | 8.9 | 0 | -1 | 7.2 | -8.9 | 6.7 | -8.9 | -13.5 | -19.3 | 20 | 12.8 | 10.2 | -11.1 | 17.2 | 1.1 | 26.1 | 18.3 | 16.7 | -1.7 | 10.9 | 0.9 | 15 | 4.4 | 24.2 | 10.5 | 5.6 | -2.8 | 23.9 | 10.6 | -9.4 | -12.2 | 7.2 | -5.6 | 5 | -3.9 | -0.2 | -7.7 | 23.9 | 4.4 | 5.6 | -6.4 | 3.3 | -11.1
-2 | -5 | 2.2 | -4.4 | 19.4 | 10 | 13.3 | 8.3 | -5 | -11.1 | 18.9 | -4.4 | 8 | 0 | 23.7 | 10.4 | 24.4 | 3.3 | 14.4 | 0 | 15.6 | -3.9 | 21.7 | 5 | 15 | -7.2 | 1.7 | -14.4 | 19 | 19 | 15 | 2.9 | 27.8 | 21.1 | 21.7 | -1.7 | 10.6 | 8.9 | 17.2 | -6.7 | 28.9 | 18.3 | 0 | -2.8 | 7.8 | -3.9 | 3.3 | -7.2 | 6.7 | 5.6 | -2.8 | -10 | 4.8 | 0.7 | 23.9 | 21.7 | 6.7 | -1.7 | 8.3 | -3.3 | -5 | -9 | 5.6 | -2.8 | -2.8 | -10 | 11.1 | 1.7 | 0.6 | 0.6 | -4.4 | -15.6 | 0.4 | -6.7 | -6.1 | -9.4 | -3.9 | -6.7 | 1.1 | -1.1 | 1.1 | -1.7 | 11.5 | -7 | 5 | -8.3 | -14.4 | -21.7 | 8.3 | 2.1 | 12.8 | 10.6 | 15 | 13.9 | 10.7 | -0.1 | -5 | -8.3 | 13.3 | -8.3 | 5.4 | -8.9 | 12.1 | -13 | 18.7 | -3.6 | 2.4 | -0.9 | 6.7 | -1.7 | -2.8 | -5 | 17.4 | 4 | 11.1 | 8.9 | 6.1 | -3.9 | 1 | 0 | 12.8 | 4.4 | 9.4 | 8.3 | 0 | -3.9 | 11.1 | 8.9 | 0 | -1 | 7.6 | -7.9 | 8.3 | -8.9 | -12.6 | -18.1 | 21.1 | 12.2 | 10.9 | -11.1 | 17.8 | 0.6 | 26.7 | 17.8 | 18.3 | -2.2 | 11.9 | 0.9 | 14.4 | 4.4 | 26.3 | 9.7 | 5 | -3.9 | 24.3 | 10.3 | -6.7 | -9.4 | 6.7 | -5.6 | 5.6 | -4.4 | 0.2 | -7.1 | 25 | 3.3 | 5.6 | -6.7 | 4.4 | -7.8
-2 | -6 | 1.7 | -2.8 | 19.4 | 10 | 13.3 | 8.3 | -5 | -9.4 | 18.9 | -4.4 | 8 | 1 | 24 | 10 | 24.4 | -1.1 | 14.4 | 0.6 | 15.6 | -5.6 | 22.8 | 3.3 | 13.3 | -5.1 | 2.6 | -12.6 | 21 | 19 | 15 | 2.9 | 27.8 | 20 | 22.8 | -1.1 | 10.6 | 7.2 | 17.8 | -7.8 | 28.2 | 18.3 | 0 | -2.2 | 8.2 | -3.5 | 3.9 | -7.8 | 5.6 | 3.3 | -1.1 | -9.4 | 5.8 | 1.7 | 23.9 | 21.7 | 7.2 | -2.2 | 6.7 | -2.2 | -5 | -8 | 5.6 | -2.8 | -1.7 | -8.9 | 11.7 | 1.7 | 1.1 | 0.6 | -4.4 | -14.4 | 1.7 | -6.7 | -6.1 | -10 | -3.3 | -7.2 | 0.6 | -1.7 | 0.6 | -2.8 | 12.2 | -7.2 | 5.2 | -7.1 | -14.8 | -20.6 | 8.3 | 2.3 | 19.4 | 16.7 | 15.6 | 14.4 | 11.1 | 0 | -3.9 | -7.2 | 13.9 | -10.6 | 4.1 | -8.3 | 12.4 | -13.6 | 19 | -3.4 | 2.6 | -0.1 | 7.2 | -1.7 | -0.6 | -3.3 | 16.5 | 3.9 | 12.2 | 10.6 | 7.2 | -4.4 | 0 | 0 | 12.8 | -0.6 | 10 | 7.8 | 2.2 | -1.7 | 12.2 | 9.4 | 1 | -1 | 7.9 | -7.6 | 8.3 | -9.4 | -11.7 | -17.8 | 21.7 | 11.7 | 11.7 | -12.8 | 18.3 | 0 | 26.1 | 17.8 | 19.4 | -5 | 12.8 | 0.6 | 15.6 | 4.4 | 28.3 | 7.8 | 3.9 | -4.4 | 24.6 | 9.4 | -6.1 | -7.8 | 6.7 | -5.6 | 5 | -5 | 0.6 | -7.2 | 26.1 | 3.3 | 3.9 | -5.4 | 5 | -11.7
-4 | -7 | 1.7 | -2.8 | 20 | 10 | 12.8 | 6.1 | -5 | -8.6 | 20 | -5 | 7 | 4 | 24.4 | 9.4 | 23.9 | -0.6 | 14.4 | 1.1 | 15.6 | -6.1 | 21.1 | 0 | 11.7 | -4.7 | 3.5 | -11.9 | 21 | 19 | 15 | 2.8 | 27.8 | 20 | 22.8 | -0.6 | 10 | 6.1 | 17.8 | -6.7 | 27.4 | 18.4 | 0 | -2.2 | 8.5 | -4.1 | 3 | -6.4 | 4.4 | 0.6 | -0.6 | -9.4 | 6.7 | 2.2 | 23.9 | 21.7 | 7 | -2.4 | 7.2 | -3.9 | -5 | -8 | 5 | -2.2 | -1.7 | -9.4 | 11.7 | 1.1 | 1.1 | 0.6 | -4.4 | -13.3 | 0.8 | -5.8 | -6.1 | -10 | -3.3 | -7.2 | 1.1 | -1.1 | 0.6 | -2.2 | 11.5 | -6.5 | 5.4 | -6.9 | -15.2 | -20.6 | 8.3 | 2.8 | 20 | 17.2 | 16.1 | 15 | 8.7 | 0.1 | -3.3 | -6.1 | 14.4 | -11.1 | 2.8 | -9.4 | 12.8 | -16.1 | 19.4 | -4.4 | 2.8 | 0.6 | 3.3 | -0.6 | 0.6 | -2.8 | 15.6 | 3.3 | 12.8 | 11.1 | 7.2 | -4.3 | 1 | 0 | 12.8 | 4.4 | 9.4 | 8.3 | 2.2 | -1.7 | 11.1 | 8.9 | 1 | -1 | 8.3 | -8.9 | 9.4 | -8.3 | -11.9 | -17.1 | 22.2 | 11.7 | 10.6 | -12 | 18.3 | -0.6 | 24.4 | 17.2 | 18.9 | -7.2 | 12.6 | 1.3 | 16.7 | 5 | 28.1 | 5.1 | 2.2 | -1.7 | 25 | 8.9 | -4.4 | -6.7 | 6.7 | -5.6 | 5.6 | -5 | 0 | -6.7 | 26.7 | 3.9 | 2.3 | -5.4 | 5 | -10.6
-5 | -7 | 1.1 | -1.7 | 18.3 | 9.4 | 10.6 | 5 | -5 | -8.3 | 20 | -6.7 | 7 | 3 | 22.6 | 10.4 | 20 | 6.7 | 12.2 | 1.7 | 14.4 | 1.1 | 20 | 0.6 | 10 | -5 | 4.4 | -12.8 | 21 | 19 | 14.3 | 3.7 | 26.1 | 20 | 21.7 | -0.6 | 9.4 | 5.6 | 16.7 | -7.2 | 26.7 | 18.3 | 0 | -2.2 | 8.9 | -5 | 2 | -6 | 2.8 | -1.1 | 0.6 | -8.9 | 5.2 | 2 | 23.3 | 21.1 | 6.9 | -3 | 7.2 | -2.8 | -6 | -8 | 4.4 | -2.2 | -1.7 | -8.3 | 10.6 | -2.2 | 1.7 | 1.1 | -4.4 | -12.8 | -0.2 | -5.9 | -6.7 | -10 | -3.3 | -7.2 | 1.1 | -0.6 | -0.6 | -2.8 | 10.7 | -6.3 | 5.6 | -7.8 | -15.6 | -21.1 | 7.6 | 2.7 | 18.3 | 16.7 | 17.2 | 16.7 | 6.3 | -0.4 | -3.3 | -5.6 | 13.3 | -11.7 | 1.3 | -6.6 | 10.9 | -13.9 | 17 | -2.3 | 2.4 | 0.3 | 3.3 | -0.6 | 1.1 | -2.8 | 13.4 | 3.2 | 7.8 | 7.2 | 7.2 | -4.6 | 0 | 0 | 12.8 | 2.2 | 10 | 7.8 | 2.2 | -1.1 | 10.6 | 7.2 | 0 | -2 | 7.4 | -5.9 | 8.3 | -9.4 | -12 | -17 | 21.7 | 11.7 | 9.4 | -12.3 | 18.3 | -0.6 | 22.8 | 16.1 | 18.3 | -7.8 | 12.4 | 1.7 | 16.1 | 5 | 28 | 1.5 | 2.8 | 0 | 24.1 | 8.1 | -3.3 | -6.7 | 6.1 | -6.1 | 4.4 | -4.4 | -0.5 | -7.1 | 25.6 | 4.4 | 0.6 | -6.1 | 5 | -10.6
-7 | -9 | 0.6 | -2.2 | 14.4 | 8.3 | 7.8 | 2.2 | -5.4 | -8 | 18.9 | -6.7 | 6 | 4 | 20.7 | 10.5 | 18.9 | 7.2 | 10 | 1.7 | 11.7 | 0 | 19.4 | -0.6 | 7.6 | -2.9 | 2 | -11.2 | 19 | 18 | 13.5 | 4.4 | 25.6 | 20.6 | 20.6 | -1.7 | 8.9 | 5 | 16.1 | -6.7 | 25.6 | 18.6 | 0 | -2.2 | 8.2 | -4.1 | 1.1 | -6.7 | 1.1 | -2.2 | 0.6 | -8.9 | 3.7 | 1.6 | 22.8 | 21.1 | 6.7 | -3.9 | 6.7 | -1.7 | -7 | -9 | 4.4 | -2.8 | -1.7 | -9.4 | 9.4 | -2.8 | 1.7 | 1.1 | -6.1 | -12.2 | -1.1 | -6.7 | -6.7 | -9.4 | -3.3 | -7.8 | 1.7 | -0.6 | -0.6 | -2.8 | 10 | -7.2 | 5.2 | -6.5 | -16.3 | -20.9 | 6.8 | 2.3 | 18.9 | 17.8 | 17.8 | 16.7 | 3.9 | -1.1 | -3.3 | -4.4 | 11.1 | -11.1 | -0.2 | -5.5 | 9.1 | -13.1 | 14.6 | -2.1 | 2.1 | 0.3 | 2.8 | 0 | 1.7 | -1.1 | 11.1 | 2.4 | 5.6 | 5 | 7.2 | -6.1 | 0 | 0 | 11.1 | 1.1 | 9.4 | 7.8 | 2.2 | -0.6 | 10 | 6.7 | 0 | -1 | 6.5 | -4.3 | 6.7 | -7.8 | -12.2 | -17.8 | 20.6 | 10.6 | 8.3 | -14.4 | 17.2 | -0.6 | 21.7 | 16.1 | 16.7 | -6.7 | 12.2 | 2.2 | 14.4 | 7.2 | 27.8 | -1.7 | 2.8 | -3.3 | 23.1 | 6.8 | -2.8 | -4.4 | 6.1 | -6.7 | 3.3 | -3.9 | -1.1 | -8.3 | 24.4 | 5 | -0.5 | -5.1 | 2.2 | -13.3
-6 | -8 | 0 | -2.8 | 11.7 | 9.4 | 6.1 | 0 | -5.7 | -8 | 17.8 | -5.6 | 6 | 3 | 18.9 | 10.6 | 18.9 | 5 | 7.8 | 1.7 | 11.7 | -2.2 | 17.8 | 2.8 | 5.2 | -2.1 | -0.4 | -11.1 | 19 | 18 | 12.8 | 5 | 23.9 | 21.1 | 15.6 | 0 | 7.2 | 4.4 | 14.4 | -5.6 | 24.4 | 18.8 | 0 | -1.7 | 7.4 | -4.1 | 0.9 | -5.3 | 0 | -2.8 | -1.7 | -7.8 | 2.2 | 1.1 | 22.2 | 20.6 | 6.1 | -3.6 | 6.7 | -2.8 | -7 | -10 | 3.9 | -2.2 | -3.3 | -5.6 | 7.2 | -3.9 | 1.1 | 1.1 | -6.7 | -12.8 | -0.9 | -6.2 | -6.1 | -9.4 | -3.9 | -7.8 | 1.7 | -0.6 | -1.7 | -2.8 | 6.7 | -4.4 | 4.8 | -6.5 | -17.1 | -21.5 | 6.1 | 2.2 | 18.3 | 17.8 | 18.3 | 17.2 | 3.2 | -1.4 | -4.4 | -6.1 | 9.4 | -11.1 | -1.7 | -5.6 | 7.2 | -15 | 12.2 | -2.2 | 1.7 | 0 | 3.3 | 1.1 | 2.8 | -0.6 | 8.9 | 1.7 | 3.3 | 2.8 | 5 | -4.5 | 0 | 0 | 9.4 | 2.2 | 8.3 | 7.2 | 2.8 | 0 | 9.4 | 7.2 | 0 | 0 | 5.6 | -3.9 | 4.4 | -6.1 | -14.1 | -18.4 | 18.3 | 10 | 7 | -12.4 | 12.8 | 0 | 20 | 13.9 | 14.4 | -6.7 | 11.3 | 1.5 | 12.2 | 7.8 | 24.5 | -1.2 | 2.8 | -3.9 | 22.2 | 6.1 | -1.7 | -3.9 | 5.6 | -3.9 | 2.2 | -3.3 | -1.5 | -8.3 | 23.3 | 5 | -1.7 | -5.3 | 0.6 | -10.8
-6 | -8 | 0.6 | -2.2 | 9.4 | 5.6 | 5.6 | -0.6 | -6.1 | -8.3 | 16.1 | -5.6 | 5 | 3 | 18.2 | 10.6 | 18.9 | 1.7 | 7.2 | 2.2 | 10.6 | -1.7 | 17.2 | 3.3 | 2.8 | -2.2 | -2.8 | -12.8 | 19 | 18 | 13 | 5.9 | 23.9 | 21.7 | 11.7 | 1.1 | 6.7 | 3.9 | 12.2 | -6.1 | 23.3 | 18.9 | 0.6 | -1.1 | 6.7 | -4.4 | 0.8 | -4.8 | -0.6 | -3.9 | -2.2 | -7.2 | 2.2 | 1 | 17.2 | 15.6 | 5.6 | -3.5 | 5.6 | -1.1 | -8 | -10 | 3.9 | -2.8 | -3.9 | -5 | 6.7 | -3.3 | 1.1 | 0.6 | -7.8 | -12.8 | -0.8 | -6.3 | -6.1 | -8.9 | -3.9 | -7.8 | 1.7 | -0.6 | -1.7 | -2.8 | 3.3 | -3.7 | 4.4 | -7.2 | -17.8 | -22.2 | 5.7 | 2.9 | 17.8 | 17.2 | 18.9 | 18.3 | 2.4 | -1.9 | -4.4 | -6.7 | 5 | -9.4 | -2.4 | -5.9 | 5.9 | -13.2 | 12.8 | -2.7 | 1.7 | 0.4 | 2.2 | 0.6 | 3.3 | 0 | 8.7 | 0.9 | 1.7 | 0.6 | 2.8 | -4.1 | 0 | 0 | 9.4 | 1.7 | 7.8 | 6.1 | 2.8 | 0 | 10.6 | 8.3 | 0 | 0 | 5.2 | -2.5 | 3.9 | -6.7 | -15.9 | -19.8 | 16.7 | 9.4 | 5.7 | -11.4 | 11.1 | -1.1 | 18.9 | 10 | 12.2 | -5.6 | 10.3 | 0.9 | 11.1 | 7.8 | 21.1 | -0.7 | 2.8 | -3.3 | 21.8 | 6.1 | -1.1 | -3.9 | 3.9 | -1.1 | 1.1 | -3.3 | -1.8 | -8.8 | 23.3 | 5.6 | -2.8 | -5.6 | -1.1 | -11.7
-7 | -8 | -1.7 | -8.3 | 8.9 | 2.8 | 5 | -1.7 | -6.1 | -8 | 13.9 | -5.6 | 5 | 3 | 17.4 | 10.3 | 18.9 | 2.2 | 6.7 | 2.8 | 10 | 1.1 | 17.2 | 3.9 | 1.5 | -1.5 | -2.2 | -10.9 | 18 | 18 | 13.1 | 6.9 | 23.3 | 21.7 | 8.9 | 1.7 | 6.1 | 4.4 | 11.1 | -6.7 | 23.1 | 18.7 | 0.6 | -1.7 | 5.4 | -3.2 | 0.6 | -5 | -0.6 | -4.4 | -3.3 | -7.8 | 2.2 | 1 | 10.6 | 8.9 | 5 | -4.4 | 5 | -0.6 | -9 | -12 | 3.3 | -2.2 | -2.2 | -3.9 | 3.9 | -2.2 | 0.6 | 0.6 | -8.3 | -12.8 | -0.6 | -7.2 | -5.6 | -8.3 | -3.9 | -7.8 | 2.2 | -3.3 | -2.2 | -3.9 | 0 | -4.4 | 4.4 | -6 | -17.6 | -21.6 | 5.4 | 3.4 | 18.3 | 17.2 | 18.9 | 17.8 | 1.7 | -2.8 | -5.6 | -8.3 | 3.9 | -9.4 | -3.2 | -6.9 | 4.6 | -13.7 | 13.3 | -3.4 | 1.7 | 0.8 | 2.2 | 0.6 | 3.9 | 1.1 | 8.5 | 0 | 0 | -1.1 | 0.6 | -5 | 0 | 0 | 9.4 | 0.6 | 7.2 | 4.4 | 2.8 | 0 | 11.1 | 8.9 | 0 | 0 | 4.8 | -2 | 2.2 | -5.6 | -17.8 | -21.7 | 16.1 | 8.9 | 4.4 | -12.8 | 9.4 | -0.6 | 18.3 | 10.6 | 11.7 | -5 | 9.4 | 0 | 10.6 | 7.2 | 17.8 | -1.7 | 2.8 | -3.9 | 21.5 | 6.6 | 0 | -2.8 | 2.8 | 0 | 1.7 | -3.9 | -2.2 | -10.6 | 15.6 | 10.6 | -2.8 | -5.3 | -1.8 | -11.3
-7 | -9 | -2.8 | -8.3 | 7.8 | 2.8 | 4.4 | -2.2 | -6.1 | -7.7 | 12.2 | -5.6 | 5 | 3 | 16.7 | 10 | 18.9 | 3.9 | 6.7 | 2.8 | 8.9 | 3.3 | 16.7 | 4 | 0.2 | -1.1 | -1.7 | -10.2 | 16 | 16 | 13.3 | 7.8 | 23.3 | 21.7 | 7.2 | 2.2 | 5.6 | 4.4 | 10 | -6.7 | 23 | 18.6 | 0 | -3.9 | 4.1 | -3 | 0.8 | -4.4 | -1.1 | -5.6 | -3.3 | -7.8 | 2.2 | 1.1 | 7.8 | 6.7 | 4.4 | -3.6 | 5 | -0.6 | -10 | -12 | 2.8 | -1.7 | -1.7 | -3.3 | 2.2 | -3.9 | 0.6 | 0.6 | -10 | -13.3 | -1 | -6.8 | -5.6 | -7.8 | -4.4 | -7.8 | 2.2 | -3.9 | -2.8 | -5.6 | -1.1 | -4.5 | 4.4 | -5.5 | -17.4 | -21.3 | 5 | 3.9 | 18.3 | 17.2 | 19.4 | 17.8 | 1.5 | -2.5 | -6.1 | -9.4 | 4.4 | -7.8 | -3.9 | -8.3 | 3.3 | -15.6 | 13.9 | -5.6 | 1.7 | 1.1 | 2.2 | 0.6 | 5 | 1.1 | 8.3 | -1.1 | -1.1 | -2.2 | 0.2 | -4.4 | 0 | 0 | 9.4 | 0.6 | 6.1 | 5 | 2.2 | 0 | 10.6 | 7.8 | 1 | 0 | 4.4 | -1.7 | 0.6 | -4.4 | -18.7 | -22.1 | 13.3 | 9.4 | 4 | -10.3 | 7.8 | -1.1 | 18.3 | 9.4 | 8.3 | -5 | 7.7 | 0.6 | 11.1 | 7.2 | 15.6 | -0.2 | 1.7 | -4.4 | 21.1 | 6.7 | 0.6 | -2.2 | 3.3 | 0 | 1.1 | -3.9 | -2.4 | -9.6 | 11.7 | 8.9 | -2.8 | -5.3 | -2.6 | -12.3
-6 | -8 | -3.3 | -9.4 | 6.1 | 2.2 | 4.4 | -1.7 | -6.1 | -7.8 | 9.4 | -5.6 | 5 | 3 | 15.4 | 9.8 | 17.2 | 8.3 | 6.7 | 3.3 | 9.4 | -2.8 | 15.6 | 5 | -1.1 | -1.1 | -1.1 | -10.6 | 14 | 13 | 12.8 | 8.7 | 23.3 | 21.7 | 6.1 | 1.1 | 5 | 3.9 | 9.4 | -6.1 | 22.8 | 18.3 | -1.1 | -4.4 | 2.8 | -3.3 | 0.9 | -4.7 | -1.7 | -6.1 | -3.9 | -7.8 | 1.3 | -0.3 | 7.2 | 6.1 | 3.9 | -3.4 | 4.4 | -1.1 | -12 | -16 | 2.8 | -1.7 | -0.6 | -2.2 | 1.7 | -5.6 | 0.6 | 0.6 | -11.7 | -14.4 | -1.3 | -7.1 | -5.6 | -7.8 | -5 | -8.3 | 2.2 | -5.6 | -3.3 | -5.6 | -2.2 | -5.1 | 4.4 | -6.1 | -17.2 | -21.7 | 5 | 4 | 16.7 | 16.1 | 20 | 17.2 | 1.3 | -2.6 | -6.7 | -10 | 1.7 | -8.9 | -4.6 | -8.1 | 2.9 | -13.6 | 13 | -4.5 | 1.9 | 1 | 2.8 | 0.6 | 5 | 1.7 | 6.3 | -1.4 | -1.7 | -2.8 | -0.2 | -4.8 | 0 | 0 | 9.4 | 0 | 5.6 | 3.9 | 2.2 | 0.6 | 11.1 | 8.9 | 1 | 0 | 4.2 | -1.8 | 0.6 | -2.2 | -19.7 | -23.2 | 11.1 | 7.8 | 3.7 | -9.5 | 7.2 | -1.1 | 17.8 | 7.8 | 8.9 | -2.8 | 6.1 | 1 | 10 | 7.8 | 13.3 | 0 | 2.2 | -3.9 | 20.7 | 7 | 0.6 | -2.2 | 3.3 | -0.6 | 1.1 | -3.9 | -2.6 | -9.3 | 11.7 | 9.4 | -2.8 | -5.6 | -3.3 | -14.4
-7 | -8 | -4.4 | -10 | 5 | 2.2 | 5 | -1.7 | -6.5 | -8.2 | 9.4 | -5.6 | 4 | 3 | 14.1 | 9.4 | 17.8 | 6.1 | 6.7 | 3.3 | 7.8 | -1.1 | 14.4 | 5.4 | -1.3 | -1.3 | -2.4 | -9.8 | 14 | 12 | 12.2 | 9.4 | 23.3 | 21.7 | 5.6 | 1.1 | 7.2 | 4.4 | 9.4 | -6.7 | 22.8 | 18.6 | -2.8 | -6.7 | 1.7 | -3 | 1.1 | -5.6 | -1.7 | -6.1 | -3.9 | -7.8 | 0.3 | -1.7 | 6.7 | 6.1 | 3.3 | -3.9 | 3.9 | 0 | -14 | -17 | 2.5 | -1 | 0.6 | -0.6 | 0.6 | -3.9 | 0.6 | 0 | -12.8 | -16.1 | -1.7 | -8.3 | -6.1 | -8.3 | -5 | -8.3 | 1.1 | -5.6 | -3.3 | -5.6 | -3.3 | -6.1 | 4.8 | -5.2 | -18.3 | -21.9 | 5 | 4 | 16.7 | 16.1 | 20 | 17.8 | 1.1 | -3.3 | -7.8 | -11.1 | 1.7 | -8.9 | -5.4 | -8.6 | 2.6 | -13.8 | 12 | -4.5 | 2 | 0.7 | 2.8 | 0.6 | 5.6 | 2.2 | 4.2 | -2.1 | -1.7 | -2.8 | -0.6 | -5.6 | 0 | -3 | 8.3 | 1.1 | 5.6 | 4.4 | 2.2 | 0.6 | 11.1 | 9.4 | 1 | 1 | 4.1 | -2 | 0.6 | -3.3 | -20.6 | -24.4 | 10 | 5.6 | 3.3 | -10 | 6.1 | -2.2 | 17.2 | 7.2 | 6.7 | -2.2 | 4.4 | 1.1 | 8.9 | 7.8 | 11.1 | 0 | 1.1 | -6.7 | 20.4 | 7.1 | 1.1 | -1.7 | 3.9 | -0.6 | 0.6 | -3.3 | -2.8 | -10 | 11.7 | 8.9 | -3 | -5.3 | -3.7 | -13.3
-8 | -10 | -5 | -11.1 | 3.9 | 1.7 | 4.4 | -1.7 | -6.8 | -8.9 | 8.9 | -5.6 | 4 | 2 | 12.8 | 8.9 | 17.2 | 6.7 | 6.1 | 3.3 | 7.8 | -0.6 | 14.4 | 6.1 | -1.5 | -1.5 | -3.7 | -10 | 16 | 14 | 11.7 | 10 | 22.8 | 21.1 | 5 | 1.1 | 6.7 | 3.9 | 8.9 | -7.2 | 22.8 | 18.8 | -3.9 | -7.8 | 0.5 | -3.2 | 1.1 | -4.6 | -1.7 | -6.1 | -3.9 | -7.8 | -0.6 | -3.3 | 5.6 | 4.4 | 2.8 | -3.1 | 3.3 | 0.6 | -12 | -15 | 2.2 | -0.6 | 1.1 | 0 | 0 | -3.3 | 1.1 | 0.6 | -13.9 | -16.7 | -2.2 | -6.7 | -7.2 | -8.9 | -5.6 | -8.3 | 0.6 | -5 | -3.3 | -6.1 | -3.5 | -5.4 | 5.2 | -5.4 | -19.5 | -22.7 | 5 | 3.9 | 16.1 | 15.6 | 19.4 | 17.8 | 0.4 | -2.9 | -9.4 | -12.8 | 2.8 | -8.3 | -6.1 | -9.4 | 2.2 | -15.6 | 11.1 | -5 | 2.2 | 0.6 | 3.9 | 1.1 | 6.1 | 2.8 | 2.2 | -3.3 | -2.8 | -4.4 | -1 | -5.1 | -1 | -5 | 8.3 | 0.6 | 3.9 | 3.3 | 2.8 | 1.1 | 11.1 | 10.6 | 1 | 0 | 3.9 | -2.8 | 1.1 | -3.3 | -21 | -24.3 | 8.3 | 3.9 | 2.4 | -8.7 | 4.4 | -2.8 | 16.1 | 8.9 | 5.6 | -2.8 | 4 | 0.8 | 8.3 | 6.7 | 10.4 | 0.4 | 0.6 | -5.6 | 20 | 7.2 | 1.1 | -1.1 | 3.9 | -0.6 | 0.6 | -3.3 | -3.3 | -9.2 | 11.7 | 6.7 | -3.1 | -5.1 | -4 | -13.1
-11 | -13 | -5.6 | -11.7 | 2.8 | 0.6 | 5 | -1.7 | -7.2 | -10 | 8.9 | -5.6 | 2 | 0 | 11.5 | 8 | 16.1 | 7.8 | 4.4 | 2.8 | 7.8 | 0.6 | 13.3 | 7.1 | -1.7 | -1.7 | -5 | -11.1 | 16 | 14 | 11.1 | 9.7 | 22.8 | 21.1 | 2.8 | 0.6 | 5.6 | 3.3 | 8.3 | -7.2 | 22.8 | 18.9 | -5.6 | -9.4 | -0.6 | -3.9 | 1.1 | -4.2 | -2.8 | -6.7 | -4.4 | -7.8 | -1.3 | -4.4 | 3.9 | 1.7 | 2.2 | -2.9 | 2.8 | 0 | -13 | -15 | 2 | -0.2 | 1.7 | 0 | -1.1 | -4.4 | 1.1 | 1.1 | -16.7 | -18.9 | -2.8 | -6.3 | -7.8 | -9.4 | -6.1 | -8.9 | 0 | -6.1 | -3.3 | -6.7 | -3.7 | -5.2 | 5.6 | -6.1 | -20.6 | -23.9 | 4.8 | 3.9 | 16.1 | 15 | 19.4 | 17.8 | -0.4 | -3.2 | -10 | -14.4 | 1.7 | -7.8 | -6.7 | -9.5 | 1.3 | -13.6 | 10.7 | -3.3 | 2 | 0.7 | 3.3 | 1.1 | 3.3 | 1.1 | 1.5 | -3.1 | -3.3 | -5.6 | -1.3 | -5 | -2 | -6 | 8.3 | 1.1 | 3.3 | 3.3 | 2.8 | 1.1 | 11.7 | 11.1 | 1 | 0 | 4.1 | -2 | 1.1 | -1.7 | -21.3 | -24.3 | 6.7 | 3.3 | 1.5 | -8.9 | 3.9 | -2.8 | 15.6 | 7.8 | 5.6 | -3.3 | 3.7 | 0.7 | 8.3 | 6.7 | 9.6 | 0.5 | -0.6 | -7.2 | 19.6 | 7.7 | 1.1 | -1.1 | 3.3 | 0.6 | 0.6 | -3.3 | -3.9 | -9.4 | 11.1 | 5 | -3.3 | -5.6 | -4.4 | -14.4
-15 | -16 | -6.1 | -12.2 | 2.8 | 0.6 | 4.4 | -2.2 | -9.8 | -12 | 7.8 | -5.6 | 1 | 0 | 10.2 | 7.1 | 15.6 | 10 | 3.9 | 2.8 | 7.8 | 0.6 | 12.8 | 8.3 | -2.1 | -2.1 | -5.4 | -10.5 | 16 | 13 | 10.6 | 9.4 | 22.8 | 21.1 | 2.2 | 0.6 | 5 | 3.3 | 7.2 | -7.2 | 23 | 18.8 | -6.7 | -11.1 | -0.8 | -3.8 | 1.1 | -4.4 | -2.2 | -6.1 | -5 | -8.3 | -2.1 | -6.1 | 2.8 | 1.1 | 1.7 | -3.3 | 2.8 | 0.6 | -15 | -17 | 1.7 | -0.1 | 1.7 | 0.6 | -1.7 | -5.6 | 1.1 | 1.1 | -16.7 | -18.3 | -3.3 | -6.1 | -7.8 | -10 | -6.7 | -9.4 | -1.1 | -6.7 | -3.3 | -6.7 | -3.9 | -5 | 5.2 | -5.1 | -21.7 | -24.6 | 4.6 | 3.9 | 15.6 | 15 | 20 | 17.8 | -1.1 | -3.9 | -11.1 | -15 | 1.1 | -7.8 | -7.2 | -10.2 | 0.3 | -13.3 | 10.4 | -2.6 | 1.9 | 1 | 3.9 | 1.7 | 2.8 | 0 | 0.7 | -3.7 | -3.9 | -6.1 | -1.7 | -5.6 | -2 | -5 | 7.2 | 1.7 | 3.9 | 3.3 | 2.8 | 0.6 | 11.1 | 10.6 | 1 | 0 | 4.2 | -1.8 | 1.1 | -1.7 | -21.7 | -25 | 5.6 | 2.8 | 0.6 | -10 | 3.9 | -2.2 | 15 | 7.2 | 4.4 | -3.3 | 3.3 | 0.6 | 7.8 | 6.1 | 8.9 | 0.6 | -0.6 | -7.8 | 19.3 | 7.7 | 1.1 | -1.1 | 3.3 | 0 | 1.1 | -3.3 | -4.4 | -10 | 11.1 | 4.4 | -3.3 | -5.2 | -4.6 | -12.1
-14 | -16 | -6.7 | -12.2 | 2.8 | 0 | 3.9 | -2.2 | -12.4 | -14.6 | 5.6 | -5 | 2 | 0 | 8.9 | 6.1 | 15.6 | 8.9 | 2.8 | 2.2 | 7.8 | 1.1 | 11.7 | 8.4 | -2.4 | -2.4 | -5.7 | -10.4 | 16 | 13 | 10 | 8.9 | 23.3 | 21.7 | 1.7 | 0 | 5 | 3.9 | 6.7 | -7.2 | 23.1 | 18.7 | -8.9 | -13.9 | -0.9 | -3.9 | 1.3 | -3.8 | -2.8 | -6.1 | -5 | -8.3 | -2.8 | -8.3 | 2.8 | 1.7 | 1.5 | -2.8 | 2.8 | 0 | -15 | -16 | 1.4 | 0.2 | 0.6 | -1.7 | -1.7 | -5 | 1.1 | 0 | -22.8 | -26.7 | -3.1 | -5.3 | -8.3 | -10.6 | -6.7 | -9.4 | -1.7 | -7.8 | -3.9 | -6.7 | -3.9 | -4.9 | 4.8 | -4.9 | -22.8 | -25.9 | 4.4 | 3.9 | 16.1 | 15 | 20 | 17.2 | -1.5 | -3.9 | -11.1 | -15 | 1.7 | -7.8 | -7.8 | -11.1 | -0.6 | -15 | 10 | -2.2 | 1.7 | 1.1 | 3.3 | 1.1 | 2.2 | -2.2 | 0 | -4.4 | -3.3 | -5.6 | -1.5 | -5.1 | -3 | -6 | 7.2 | 2.2 | 3.3 | 2.8 | 2.8 | 1.1 | 8.3 | 7.8 | 1 | 1 | 4.4 | -1.7 | 3.3 | -2.2 | -22.2 | -25.1 | 5.6 | 1.7 | 0.2 | -8.7 | 3.3 | -2.2 | 15 | 7.2 | 3.3 | -3.3 | 2.9 | 0.3 | 7.8 | 5.6 | 9.5 | 0.6 | -1.1 | -7.8 | 18.9 | 7.8 | 1.1 | -1.1 | 3.3 | 1.1 | 0.6 | -2.2 | -4.6 | -9.6 | 10.6 | 4.4 | -3.3 | -5.2 | -4.8 | -11.2
-16 | -18 | -7.2 | -13.3 | 2.2 | 0.6 | 3.3 | -2.2 | -15 | -17.2 | 4.4 | -5 | 3 | 1 | 9.3 | 6.2 | 16.1 | 5.6 | 3.3 | 2.2 | 7.2 | 1.1 | 12.2 | 9.6 | -2.8 | -2.8 | -6.1 | -11.1 | 15 | 13 | 10.2 | 9.2 | 23.3 | 21.7 | 1.7 | 0 | 4.4 | 3.3 | 5.6 | -6.7 | 23.3 | 18.3 | -10 | -14.4 | -1.1 | -4.4 | 1.5 | -3.9 | -2.2 | -6.1 | -4.4 | -8.3 | -3.5 | -8 | 2.8 | 1.1 | 1.3 | -2.8 | 2.8 | 0.6 | -15 | -17 | 1.1 | 0.6 | -0.6 | -2.8 | -2.2 | -5 | 0 | -1.1 | -20 | -23.9 | -3 | -4.8 | -8.9 | -11.7 | -6.7 | -9.4 | -2.8 | -8.9 | -3.9 | -6.7 | -3.9 | -4.9 | 4.4 | -5.6 | -23.9 | -27.2 | 3.9 | 3.2 | 16.1 | 15 | 20.6 | 17.2 | -1.8 | -4.2 | -11.7 | -15 | 2.8 | -7.2 | -8.3 | -12 | 0 | -13.2 | 9.4 | -2.5 | 1.9 | 1.2 | 2.8 | 1.1 | 0 | -5.6 | -0.4 | -4.2 | -3.3 | -5.6 | -1.3 | -5 | -4 | -7 | 6.7 | 2.8 | 3.3 | 3.3 | 3.3 | 1.1 | 8.3 | 7.2 | 1 | 1 | 4.4 | -1.6 | 2.8 | -1.7 | -22.8 | -25.9 | 4.4 | 1.7 | -0.2 | -8.6 | 3.3 | -2.8 | 14.4 | 7.8 | 3.3 | -4.4 | 2.6 | 0.1 | 7.2 | 6.1 | 10 | 0.6 | -1.7 | -8.9 | 18.5 | 8.2 | 1.1 | -0.6 | 3.3 | 1.7 | 0 | -1.7 | -4.8 | -9.8 | 10.6 | 3.3 | -3.3 | -5.6 | -5 | -11.1
-15 | -17 | -7.2 | -13.9 | 1.7 | 0.6 | 2.8 | -2.2 | -14.1 | -16.1 | 3.3 | -5 | 0 | -1 | 9.6 | 6.2 | 16.7 | 5 | 3.9 | 2.2 | 7.2 | 2.8 | 12.2 | 10.6 | -2.6 | -3 | -5 | -10.1 | 15 | 13 | 10.4 | 9.3 | 22.8 | 21.7 | 1.1 | 0 | 3.3 | 2.2 | 4.4 | -5.6 | 22.6 | 18.8 | -10 | -14.4 | -1.3 | -4.3 | 1.7 | -4.4 | -2.2 | -6.1 | -3.9 | -7.8 | -4.3 | -8.6 | 2.8 | 1.1 | 1.1 | -3.3 | 2.8 | 0.6 | -15 | -17 | 1.1 | 0.6 | -1.1 | -2.8 | -2.2 | -5.6 | -0.6 | -1.1 | -20 | -23.3 | -2.8 | -4.4 | -8.9 | -12.2 | -6.7 | -9.4 | -3.3 | -8.3 | -3.9 | -6.7 | -3.9 | -5 | 4.2 | -3.4 | -22.6 | -25.8 | 3.3 | 2.3 | 16.1 | 15 | 20 | 17.2 | -2.2 | -5 | -11.7 | -15.6 | 3.3 | -7.8 | -8.9 | -13.5 | 0.5 | -13.5 | 8.9 | -3.2 | 2 | 1 | 2.2 | 0.6 | -0.6 | -6.1 | -0.7 | -4.3 | -3.9 | -6.1 | -1.1 | -5.6 | -3 | -6 | 5.6 | 2.2 | 3.9 | 3.3 | 3.3 | 1.1 | 7.2 | 6.1 | 1 | 1 | 4.4 | -1.8 | 2.8 | -1.7 | -23.3 | -26.7 | 3.9 | 1.1 | -0.6 | -9.4 | 3.3 | -2.8 | 13.9 | 8.9 | 3.3 | -3.9 | 2.2 | 0 | 7.2 | 5.6 | 10.6 | 0.6 | -2.8 | -8.3 | 18.2 | 8.8 | 1.7 | -0.6 | 3.3 | 1.7 | -0.6 | -1.7 | -5 | -10.6 | 10.6 | 3.3 | -4.1 | -6.3 | -5 | -10.6
-13 | -14 | -7.8 | -13.9 | 1.7 | 0.6 | 2.2 | -2.2 | -13.1 | -15 | 3.9 | -5 | 2 | 0 | 10 | 6.1 | 17.2 | 6.1 | 4.4 | 2.2 | 7.2 | 2.8 | 12.2 | 10.6 | -2.4 | -3 | -3.9 | -10 | 15 | 12 | 10.6 | 9.4 | 22.8 | 21.7 | 0 | -1.1 | 2.8 | 1.7 | 3.9 | -5 | 21.8 | 19.2 | -10 | -14.4 | -1.5 | -4.4 | 1.9 | -3.7 | -1.7 | -5.6 | -3.9 | -7.8 | -5 | -9.4 | 2.8 | 1.1 | 1.1 | -2.8 | 2.2 | 1.1 | -15 | -17 | 1.7 | 1.7 | -0.6 | -2.2 | -2.2 | -8.9 | 0 | -1.1 | -17.2 | -20.6 | -2.4 | -4.2 | -9.4 | -12.8 | -6.7 | -10 | -3.9 | -8.9 | -3.9 | -6.7 | -0.2 | -2.9 | 4.1 | -2 | -21.3 | -24.6 | 2.8 | 1.7 | 16.1 | 15 | 16.7 | 15.6 | -1.1 | -3.8 | -11.1 | -15.6 | 2.2 | -7.2 | -9.4 | -15.6 | 1.1 | -15 | 8.3 | -4.4 | 2.2 | 1.1 | 2.2 | -0.6 | -2.2 | -7.8 | -1.1 | -5 | -3.3 | -6.1 | 0 | -3.8 | -2 | -4 | 3.9 | 0.6 | 4.4 | 3.9 | 3.3 | 1.1 | 6.1 | 5 | 0 | 0 | 4.4 | -2.2 | 1.7 | -1.7 | -21.6 | -24.9 | 3.3 | 0.6 | 2.4 | -7.1 | 5 | -2.2 | 13.3 | 8.9 | 6.1 | -2.2 | 3.5 | 0.4 | 6.7 | 5.6 | 10.8 | 0.2 | -3.3 | -8.9 | 17.8 | 8.9 | 1.7 | -0.6 | 3.9 | 2.2 | -1.1 | -2.2 | -3.9 | -9.2 | 7.2 | 0 | -4.8 | -7.4 | -4.4 | -10.6
-13 | -14 | -7.8 | -15 | 3.3 | 0.6 | 3.9 | -2.2 | -12.2 | -14.4 | 5.6 | -5 | 1 | 0 | 11.9 | 7.2 | 16.7 | 11.1 | 6.1 | 2.8 | 8.9 | 2.8 | 12.2 | 10.6 | -2.2 | -3.3 | -2.8 | -10.6 | 15 | 12 | 12.1 | 10 | 23.9 | 22.2 | 7.2 | 2.8 | 5 | 1.7 | 4.4 | -5 | 21.1 | 19.4 | -10 | -14.4 | -1.7 | -5 | 2 | -3.6 | -2.2 | -5.6 | -3.3 | -7.2 | -4.3 | -8.8 | 1.7 | 0.6 | 1.1 | -2.8 | 2.8 | 0.6 | -16 | -19 | 1.7 | 1.7 | -0.6 | -1.7 | -2.2 | -7.8 | 0 | -1.1 | -15 | -17.8 | -2.1 | -4.2 | -10 | -13.9 | -6.7 | -9.4 | -4.4 | -8.9 | -3.9 | -6.7 | 3.5 | -1.6 | 3.9 | -1.1 | -20 | -23.9 | 3.2 | -0.4 | 17.2 | 15.6 | 16.1 | 13.9 | 0 | -3 | -12.2 | -16.1 | 6.1 | -7.2 | -8.5 | -13.8 | 4.3 | -12.5 | 8.7 | -3.7 | 3.3 | 1.8 | 2.2 | -0.6 | -2.8 | -8.3 | -0.5 | -4.6 | -2.2 | -5 | 1.1 | -2.5 | -2 | -4 | 5 | 1.1 | 5 | 4.4 | 3.9 | 1.7 | 6.1 | 5 | 1 | 1 | 5.5 | -1.6 | 3.3 | -1.1 | -20 | -23.6 | 3.9 | 1.1 | 5.3 | -5.8 | 5 | -2.2 | 12.8 | 8.9 | 9.4 | -1.1 | 4.8 | 0.9 | 8.9 | 7.2 | 10.9 | -0.5 | -1.7 | -8.3 | 17.6 | 8.2 | 2.2 | 0 | 3.9 | 2.2 | -0.6 | -1.7 | -2.8 | -8.7 | 6.7 | -1.7 | -5.6 | -8.9 | -5 | -9.4
-10 | -11 | -8.3 | -15 | 5 | 1.1 | 6.7 | -2.8 | -9.1 | -12.2 | 9.4 | -5 | 3 | 1 | 13.7 | 8.2 | 16.7 | 8.3 | 8.3 | 3.3 | 10.6 | 3.9 | 13.3 | 12.2 | -1.8 | -2.7 | -1.1 | -9.4 | 15 | 11 | 13.5 | 10.3 | 24.4 | 22.2 | 12.8 | 2.8 | 7.2 | 1.1 | 6.1 | -5 | 21.8 | 19.6 | -10 | -13.9 | 0.5 | -3.7 | 2.2 | -3.9 | -2.8 | -6.1 | -1.1 | -6.1 | -3.5 | -8.7 | 1.7 | 0 | 1.1 | -3.3 | 3.3 | 0.6 | -15 | -17 | 1.7 | 1.7 | 0.6 | -0.6 | -0.6 | -8.3 | 0.6 | -1.1 | -11.1 | -12.8 | -1.7 | -4.4 | -9.4 | -13.9 | -6.7 | -9.4 | -2.8 | -8.9 | -3.3 | -5.6 | 7.2 | -1.1 | 5.2 | -1.5 | -17.4 | -21.8 | 3.5 | -2.9 | 18.3 | 16.1 | 16.1 | 13.9 | 1.1 | -2.8 | -11.1 | -15.6 | 9.4 | -7.2 | -7.6 | -12.6 | 7.4 | -12.6 | 9 | -3.1 | 4.5 | 2.7 | 2.2 | -0.6 | -2.8 | -7.2 | 0 | -4.6 | -2.2 | -5 | 2.2 | -1.7 | -1 | -4 | 6.7 | 2.8 | 5.6 | 4.4 | 4.4 | 2.2 | 5.6 | 5 | 1 | 1 | 6.7 | -1.5 | 7.2 | -3.3 | -18.3 | -22.8 | 5 | 1.1 | 8.3 | -5.6 | 7.2 | -1.1 | 18.3 | 6.1 | 12.8 | -2.2 | 6.1 | 1.1 | 12.2 | 8.3 | 11.1 | -1.1 | 0 | -9.4 | 17.4 | 7.5 | 2.2 | 0.6 | 5.6 | 2.8 | 0 | -1.1 | -1.7 | -8.9 | 6.7 | -3.3 | -5.6 | -8.9 | -3.3 | -8.9
-7 | -8 | -7.8 | -15 | 6.7 | 0.6 | 8.3 | -3.3 | -5.9 | -10.1 | 12.8 | -5 | 5 | 1 | 15.6 | 8.9 | 16.7 | 7.8 | 9.4 | 2.8 | 12.2 | 5 | 13.9 | 12.2 | -1.5 | -2.1 | 0.5 | -9.5 | 15 | 9 | 15 | 10.6 | 25 | 21.7 | 15 | 2.8 | 8.9 | 0 | 7.2 | -6.1 | 22.6 | 20 | -8.3 | -12.8 | 2.8 | -2.8 | 2.9 | -3.4 | -1.7 | -5.6 | 2.2 | -3.9 | -2.8 | -9.4 | 1.7 | -0.6 | 4.3 | -1.7 | 3.3 | 1.1 | -11 | -14 | 1.7 | 1.7 | 2.8 | 0.6 | 0 | -8.3 | 1.7 | -1.1 | -9.4 | -11.1 | -1.3 | -3.8 | -8.9 | -15 | -6.1 | -9.4 | -1.1 | -7.8 | -3.3 | -5.6 | 9.2 | -1.9 | 6.5 | -2.1 | -14.8 | -20.2 | 3.9 | -6.7 | 19.4 | 16.7 | 17.2 | 13.3 | 3 | -1.4 | -10 | -15.6 | 11.1 | -6.7 | -6.7 | -12.2 | 10.6 | -14.4 | 9.4 | -3.3 | 5.6 | 3.3 | 2.8 | -0.6 | -2.2 | -6.7 | 0.6 | -5.6 | -1.7 | -5 | 4.8 | -1.1 | -1 | -5 | 10 | 3.3 | 6.7 | 5 | 6.1 | 3.3 | 5.6 | 3.9 | 1 | 1 | 7.8 | -1.7 | 8.9 | -3.9 | -15 | -20.1 | 6.1 | 0.6 | 11.1 | -5.2 | 11.7 | -0.6 | 20 | 5.6 | 16.1 | -1.1 | 6.7 | 1.2 | 15.6 | 7.2 | 13 | -0.5 | 1.1 | -9.4 | 17.2 | 6.7 | 2.2 | 0.6 | 6.7 | 2.8 | 1.7 | -1.1 | -0.6 | -7.4 | 7.8 | -2.8 | -5.6 | -9.5 | -2.8 | -8.3
-4 | -5 | -7.8 | -15.6 | 7.8 | 2.2 | 11.1 | -1.7 | -2.8 | -9.4 | 16.1 | -4.4 | 7 | 2 | 16.3 | 8.8 | 17.8 | 6.1 | 10 | 3.3 | 12.8 | 5 | 13.9 | 12.8 | -1.1 | -1.7 | 2.2 | -11.1 | 15 | 8 | 15.6 | 10.6 | 26.7 | 21.7 | 17.2 | 1.7 | 11.1 | -0.6 | 8.3 | -5.6 | 23.3 | 20 | -7.8 | -12.2 | 5 | -2.8 | 3.7 | -3.4 | 0 | -5.6 | 5.6 | -2.2 | -2.1 | -8.3 | 2.2 | -1.1 | 7.4 | -0.9 | 2.8 | 1.7 | -11 | -15 | 2.2 | 2.2 | 5 | 1.7 | 1.1 | -8.9 | 2.8 | -1.1 | -8.3 | -10.6 | -1 | -3.8 | -8.9 | -15.6 | -6.1 | -8.9 | 0 | -6.7 | -2.8 | -5.6 | 11.3 | -3.2 | 7.8 | -3.9 | -12.2 | -19.4 | 4.5 | -6.8 | 18.9 | 16.1 | 19.4 | 10.6 | 4.8 | -0.7 | -8.9 | -15 | 13.9 | -7.8 | -5.8 | -12 | 12.1 | -13 | 10.7 | -3.7 | 6 | 3.7 | 3.3 | -0.6 | -1.7 | -6.1 | 0.4 | -5.2 | -1.1 | -4.4 | 7.4 | -0.9 | -1 | -6 | 12.8 | 2.8 | 7.2 | 5.6 | 9.4 | 3.9 | 5.6 | 2.2 | 1 | 1 | 9.1 | -0.7 | 10 | -6.7 | -11.6 | -17.7 | 7.2 | 0.6 | 13.9 | -6.6 | 15 | 0 | 20.6 | 2.8 | 18.9 | -2.2 | 7.2 | 1.3 | 17.8 | 6.7 | 14.8 | -0.4 | 2.8 | -10 | 18.1 | 7 | 2.2 | 1.1 | 8.3 | 3.9 | 2.8 | -2.2 | 0.6 | -6.8 | 7.8 | -4.4 | -5.6 | -10.6 | -2.8 | -7.2
0 | -5 | -7.2 | -15 | 9.4 | 5.6 | 12.8 | -1.7 | -2.1 | -8.5 | 18.3 | -4.4 | 7 | 2 | 17.1 | 8.3 | 17.8 | 7.8 | 10 | 3.3 | 12.2 | 4.4 | 13.9 | 12.2 | -2 | -2.6 | 3.9 | -9.4 | 15 | 8 | 16.1 | 10.2 | 28.3 | 21.7 | 18.9 | 0.6 | 12.2 | -0.6 | 10 | -5 | 23.7 | 19.7 | -7.2 | -12.2 | 6.3 | -2.5 | 4.4 | -3.9 | 0.6 | -5.6 | 7.8 | -1.1 | -1.3 | -8.1 | 2.8 | -1.1 | 10.6 | -0.6 | 2.8 | 1.7 | -11 | -13 | 2.8 | 2.8 | 7.8 | 1.1 | 1.1 | -10.6 | 3.9 | -1.1 | -6.7 | -9.4 | -0.6 | -3.9 | -8.3 | -15.6 | -5.6 | -8.9 | 2.8 | -6.7 | -3.3 | -6.1 | 13.3 | -6.7 | 8 | -3.4 | -11.5 | -18.2 | 5 | -7.8 | 17.2 | 16.1 | 19.4 | 7.8 | 6.7 | 0 | -8.3 | -14.4 | 16.1 | -8.3 | -4.8 | -12.5 | 13.5 | -13.7 | 12 | -5.3 | 6.3 | 3.6 | 3.3 | -0.6 | -1.1 | -6.1 | 0.2 | -5.5 | -0.6 | -5 | 10 | -1.7 | -1 | -4 | 13.9 | 1.1 | 8.3 | 5.6 | 9.4 | 2.2 | 6.1 | 3.3 | 1 | 1 | 10.4 | 0.1 | 11.1 | -6.7 | -8.3 | -16.7 | 8.9 | 1.1 | 16.7 | -10 | 16.7 | 0.6 | 20.6 | 2.8 | 21.7 | -2.8 | 7.8 | 1.1 | 18.9 | 6.7 | 16.7 | -0.6 | 3.9 | -8.3 | 19.1 | 7.2 | 2.2 | 1.1 | 9.4 | 1.7 | 4.4 | -3.3 | 1.7 | -7.2 | 9.4 | -4.4 | -6 | -10.1 | -1.1 | -6.1
0 | -5 | -7.2 | -16.1 | 10.6 | 0 | 13.9 | -3.3 | -1.3 | -8.5 | 20.6 | -4.4 | 7 | 1 | 17.8 | 7.8 | 16.1 | 8.9 | 9.4 | 3.9 | 13.3 | 3.3 | 13.9 | 12.2 | -3 | -3.9 | 5.5 | -9.2 | 16 | 9 | 16.7 | 10 | 27.8 | 21.7 | 20 | 0 | 13.9 | -0.6 | 12.2 | -4.4 | 24 | 19.3 | -7.2 | -12.8 | 7.6 | -3.2 | 5 | -3.1 | 1.7 | -5.6 | 10.6 | 0 | -0.6 | -8.9 | 2.8 | -1.1 | 11.3 | 0.1 | 2.8 | 1.7 | -11 | -13 | 3.3 | 3.3 | 8.9 | -0.6 | 1.7 | -10 | 5 | -1.1 | -5.6 | -8.3 | -0.4 | -3.7 | -8.3 | -15.6 | -5 | -8.9 | 3.9 | -6.7 | -2.8 | -6.7 | 13.7 | -5.3 | 8.1 | -3.3 | -10.7 | -17.4 | 5.6 | -10.6 | 16.7 | 15 | 21.1 | 5.6 | 7.6 | -0.1 | -7.2 | -15 | 18.3 | -8.3 | -3.9 | -14.4 | 15 | -16.7 | 13.3 | -7.8 | 6.7 | 3.9 | 3.9 | -0.6 | 0 | -6.1 | 0 | -6.7 | 0.6 | -5 | 11.3 | -1.6 | -1 | -7 | 14.4 | 1.7 | 9.4 | 5 | 9.4 | 0 | 6.1 | 3.3 | 1 | 1 | 11.7 | 0.6 | 12.8 | -6.1 | -7 | -13.7 | 9.4 | 0.6 | 17.2 | -9.4 | 18.9 | 1.7 | 21.1 | 1.7 | 23.9 | -4.4 | 8.5 | 1.4 | 20.6 | 7.8 | 17.4 | -0.3 | 4.4 | -10.6 | 20 | 7.2 | 1.7 | 0.6 | 10 | 2.2 | 5.6 | -3.9 | 1.7 | -6.3 | 10 | -4.4 | -6.3 | -10.1 | 0.6 | -7.2
0 | -5 | -6.7 | -16.1 | 12.2 | -0.6 | 14.4 | -3.3 | -0.6 | -9.4 | 21.7 | -4.4 | 8 | 2 | 17.4 | 7.2 | 16.7 | 11.1 | 8.9 | 3.9 | 12.8 | 4.4 | 13.9 | 11.7 | -3.9 | -5 | 7.2 | -10 | 15 | 8 | 16.5 | 9.9 | 28.3 | 21.7 | 20.6 | 0 | 14.4 | -0.6 | 12.8 | -4.4 | 24.4 | 18.9 | -6.1 | -11.1 | 8.9 | -4.4 | 5.5 | -3.2 | 2.8 | -5.6 | 15 | 2.8 | -0.2 | -8.1 | 2.2 | -2.8 | 12.1 | 0.5 | 2.8 | 1.7 | -10 | -13 | 3.9 | 3.9 | 8.3 | -1.1 | 2.2 | -8.9 | 6.7 | -3.3 | -5 | -8.3 | -0.2 | -3.8 | -7.8 | -16.7 | -5 | -8.9 | 5 | -6.1 | -2.8 | -6.7 | 14 | -5.1 | 8.3 | -3.9 | -10 | -17.8 | 6.1 | -9.4 | 17.2 | 15.6 | 21.1 | 2.2 | 8.5 | -0.5 | -6.7 | -13.9 | 19.4 | -12.8 | -4.3 | -13.1 | 15.4 | -13.3 | 13.1 | -6.7 | 6.5 | 3.8 | 3.9 | -0.6 | 0 | -6.1 | 0 | -6.5 | 0 | -5.6 | 12.6 | -1.8 | -2 | -7 | 12.8 | 1.7 | 10.6 | 4.4 | 9.4 | 0 | 5.6 | 3.3 | 2 | 2 | 12.2 | 0.9 | 13.9 | -6.1 | -5.7 | -11.7 | 10.6 | 0 | 17.8 | -8.9 | 21.7 | -0.6 | 21.1 | 2.8 | 23.3 | -5 | 9.3 | 1.7 | 21.7 | 7.2 | 18.2 | -0.5 | 6.7 | -10 | 18.5 | 7.6 | 1.1 | 0 | 10.6 | 1.7 | 6.7 | -2.8 | 1.7 | -6.3 | 10.6 | -4.4 | -6.7 | -10.6 | 2.2 | -6.1
0 | -4 | -5.6 | -16.1 | 12.2 | -1.1 | 15.6 | -2.8 | -1.1 | -7.9 | 22.8 | -5 | 8 | 3 | 17.1 | 6.9 | 17.2 | 11.7 | 8.9 | 4.4 | 13.9 | 6.1 | 13.3 | 10.6 | -4.5 | -5.6 | 7.9 | -8.8 | 16 | 7 | 16.3 | 9.7 | 27.8 | 21.7 | 21.1 | -0.6 | 15.6 | -1.1 | 14.4 | -4.4 | 24 | 19.3 | -6.1 | -12.2 | 9.1 | -3.6 | 6.1 | -3.3 | 3.3 | -5 | 15.6 | 2.2 | 0.2 | -8.5 | 2.8 | -2.8 | 12.8 | 1.1 | 2.8 | 2.2 | -10 | -13 | 5.6 | 5.6 | 9.4 | -2.8 | 2.8 | -10 | 7.2 | -3.3 | -3.9 | -6.7 | 0 | -4.4 | -8.9 | -16.1 | -4.4 | -9.4 | 6.1 | -5.6 | -3.3 | -6.7 | 14.4 | -5 | 7.9 | -4 | -10.2 | -15.8 | 6.7 | -10.2 | 18.3 | 15.6 | 21.7 | 2.2 | 9.4 | -1.1 | -6.1 | -14.4 | 18.3 | -10.6 | -4.6 | -12.9 | 15.7 | -13.1 | 13 | -6.8 | 6.3 | 4 | 3.9 | -0.6 | 0 | -6.7 | 0 | -7.1 | -1.1 | -5 | 13.9 | -2.8 | -2 | -6 | 11.1 | 3.3 | 10.6 | 3.9 | 9.4 | -0.6 | 5.6 | 3.3 | 3 | 2 | 12.8 | 1.2 | 14.4 | -6.7 | -4.4 | -10.6 | 11.1 | 0 | 18.3 | -10.6 | 22.8 | -3.9 | 20.6 | 5 | 24.4 | -8.3 | 10 | 1.7 | 22.2 | 7.2 | 18.9 | -0.6 | 6.7 | -12.2 | 17.1 | 7.5 | 1.1 | 0 | 10.6 | 1.1 | 6.1 | -3.3 | 1.7 | -7.2 | 10.6 | -4.4 | -7.2 | -10.3 | 3.3 | -6.7
0 | -4 | -5.6 | -15.6 | 12.2 | -1.7 | 15.6 | -3.3 | -1.7 | -7.5 | 22.8 | -7.2 | 7 | 4 | 16.7 | 6.1 | 17.8 | 12.2 | 7.8 | 5 | 13.9 | 3.9 | 13.3 | 11.1 | -5 | -6.4 | 8.7 | -8.2 | 15 | 7 | 16.1 | 9.4 | 27.2 | 22.2 | 21.1 | -0.6 | 16.1 | -1.1 | 15.6 | -3.9 | 23.7 | 19.7 | -5.6 | -10.6 | 9.2 | -3.9 | 5.7 | -2.3 | 3.9 | -5.6 | 15 | 2.8 | 0.6 | -10 | 2.8 | -3.9 | 12.2 | 2.1 | 3.3 | 2.2 | -10 | -13 | 7.2 | 7.2 | 8.9 | -3.3 | 2.2 | -8.9 | 7.8 | -3.3 | -3.9 | -6.7 | 0.2 | -3.8 | -10 | -17.2 | -4.4 | -9.4 | 6.7 | -5 | -3.9 | -6.1 | 14 | -4.2 | 7.6 | -4.5 | -10.4 | -15 | 7.2 | -12.2 | 18.3 | 13.9 | 21.1 | 0 | 8.5 | -1.4 | -5.6 | -13.9 | 18.3 | -8.9 | -5 | -13.9 | 16.1 | -13.3 | 12.8 | -7.2 | 6.1 | 3.9 | 3.3 | -1.1 | 0 | -7.2 | 0 | -8.9 | -1.1 | -4.4 | 13.7 | -2 | -2 | -7 | 11.7 | 2.8 | 10.6 | 3.9 | 9.4 | -0.6 | 5.6 | 2.8 | 8 | 5 | 13.3 | 1.1 | 15 | -7.2 | -5 | -9.4 | 11.1 | 0 | 17.2 | -9.4 | 22.8 | -4.4 | 20 | 5 | 23.9 | -8.9 | 10 | 1.1 | 22.8 | 6.7 | 18.5 | -0.7 | 6.7 | -13.9 | 15.6 | 7.2 | -1.1 | -2.8 | 11.1 | 0 | 6.1 | -3.3 | 0.9 | -7.2 | 10 | -4.4 | -7.8 | -10.5 | 3.3 | -7.8
-1 | -6 | -5.6 | -16.7 | 11.7 | -2.2 | 15.6 | -3.9 | -2.2 | -7.8 | 22.8 | -8.3 | 7 | 3 | 15.4 | 6.2 | 17.2 | 12.8 | 7.2 | 6.1 | 13.9 | 2.8 | 13.3 | 11.1 | -5.6 | -7.2 | 9.4 | -8.9 | 15 | 8 | 15 | 9.2 | 26.7 | 21.7 | 20.6 | -0.6 | 15 | -1.1 | 15 | -3.3 | 23.3 | 20 | -6.1 | -12.8 | 9.4 | -4.4 | 5.4 | -1.9 | 3.3 | -5.6 | 13.3 | 2.8 | -0.2 | -9.3 | 2.2 | -5 | 11.7 | 2.7 | 2.8 | 1.7 | -11 | -13 | 7.8 | 7.8 | 7.8 | -4.4 | 1.7 | -8.9 | 7.2 | -3.3 | -3.3 | -6.7 | 0.4 | -3.6 | -10 | -18.3 | -5 | -9.4 | 6.7 | -4.4 | -3.9 | -6.7 | 13.7 | -3.5 | 7.2 | -6.1 | -10.6 | -14.4 | 5.5 | -11.1 | 16.1 | 13.3 | 21.1 | -1.1 | 7.6 | -1.9 | -5.6 | -13.3 | 16.1 | -6.7 | -5.7 | -12.5 | 14.4 | -12.2 | 11.1 | -6.4 | 5.5 | 3.5 | 3.3 | -1.1 | -1.1 | -7.8 | -0.6 | -6.6 | -0.6 | -5 | 13.5 | -1.5 | -3 | -7 | 11.1 | 1.7 | 10 | 5 | 8.3 | -1.7 | 5.6 | 2.8 | 8 | 1 | 11.8 | 2 | 15 | -7.2 | -5.5 | -9.1 | 11.7 | -1.1 | 16.1 | -10.2 | 22.2 | -5.6 | 18.9 | 5.6 | 22.8 | -7.8 | 10 | 0.3 | 22.8 | 6.7 | 18.2 | -0.5 | 5.6 | -13.3 | 14.7 | 6.3 | -2.2 | -3.9 | 10 | 0.6 | 5.6 | -3.3 | 0.2 | -8 | 9.4 | -4.4 | -8.3 | -11.1 | 3.9 | -6.1
-3 | -6 | -6.1 | -15.6 | 10 | -2.2 | 12.8 | -3.3 | -2.9 | -7.2 | 22.2 | -6.7 | 6 | 3 | 14.1 | 6 | 16.1 | 12.8 | 5.6 | 5 | 12.2 | 0.6 | 12.8 | 11.7 | -5.8 | -7.1 | 7 | -8 | 15 | 3 | 13.9 | 9 | 25 | 21.7 | 20 | 0 | 13.3 | 0 | 13.9 | -3.9 | 23.1 | 19.9 | -6.7 | -12.8 | 7.2 | -3.2 | 5 | -1.7 | 2.2 | -5 | 12.8 | 3.3 | -0.9 | -10 | 1.1 | -6.7 | 11.1 | 3.3 | 2.8 | 1.7 | -12 | -15 | 7.2 | 7.2 | 6.1 | -5 | 1.7 | -10 | 6.1 | -2.2 | -3.3 | -5 | 0.6 | -3.9 | -11.7 | -19.4 | -5.6 | -9.4 | 5.6 | -4.4 | -3.3 | -6.7 | 13.3 | -3.9 | 3.9 | -4.5 | -10.8 | -14 | 3.9 | -11.2 | 16.1 | 13.3 | 18.9 | 2.2 | 6.7 | -2.8 | -6.1 | -13.3 | 15 | -6.1 | -6.5 | -12.3 | 12.8 | -12.5 | 9.5 | -6.8 | 5 | 3.2 | 2.8 | -1.1 | -1.7 | -8.3 | -1.1 | -5.8 | -1.1 | -5 | 13.3 | -1.7 | -3 | -8 | 10 | 2.8 | 9.4 | 6.1 | 6.1 | -2.2 | 5.6 | 2.8 | 7 | 2 | 10.4 | 2.7 | 13.9 | -6.7 | -6.1 | -9.4 | 11.1 | 0 | 15 | -11.7 | 21.1 | -6.7 | 18.3 | 4.4 | 22.2 | -4.4 | 10 | -0.6 | 21.1 | 9.4 | 17.8 | -1.1 | 3.9 | -11.1 | 13.7 | 5.1 | -3.3 | -5.6 | 7.8 | 0.6 | 5 | -2.8 | -0.6 | -10 | 7.8 | -5 | -8.7 | -10.8 | 0.6 | -6.7
-6 | -8 | -6.7 | -13.3 | 8.9 | -2.2 | 10.6 | -2.2 | -3.7 | -7.5 | 21.1 | -6.7 | 4 | 3 | 12.8 | 5.6 | 15.6 | 12.8 | 5.6 | 5.6 | 10.6 | 1.7 | 12.8 | 11.7 | -5.9 | -7 | 4.6 | -7.9 | 14 | 4 | 12.8 | 8.3 | 24.4 | 21.7 | 17.8 | 0 | 10 | 0 | 12.2 | -2.8 | 23 | 19.8 | -7.8 | -13.3 | 5 | -3.1 | 4.8 | -1.4 | 0.6 | -5.6 | 10 | 2.2 | -1.7 | -11.7 | 0 | -4.4 | 10.2 | 3.9 | 2.8 | 1.7 | -16 | -17 | 7.2 | 7.2 | 5 | -5.6 | 0 | -7.2 | 5.6 | -1.7 | -2.8 | -4.4 | 0.2 | -3.8 | -12.8 | -18.9 | -6.1 | -9.4 | 4.4 | -5 | -2.8 | -6.7 | 12.8 | -3.1 | 0.5 | -4.7 | -10.9 | -13.6 | 2.2 | -13.3 | 15 | 12.2 | 17.2 | -1.1 | 4.1 | -2.8 | -6.7 | -13.3 | 13.9 | -5 | -7.2 | -12.8 | 11.1 | -14.4 | 7.8 | -7.8 | 4.4 | 2.8 | 2.8 | -1.1 | -2.8 | -8.3 | -1.7 | -5.6 | -1.7 | -5.6 | 10.7 | -1.2 | -3 | -8 | 8.9 | 2.8 | 8.9 | 6.1 | 5 | -2.8 | 5.6 | 2.8 | 7 | 1 | 8.9 | 2.8 | 11.1 | -5 | -5.7 | -8.4 | 10 | 0.6 | 14.1 | -8.8 | 17.2 | -5 | 16.7 | 5 | 22.2 | -2.2 | 8.5 | -0.9 | 18.3 | 10.6 | 15.4 | -0.7 | 2.2 | -9.4 | 12.8 | 3.9 | -3.9 | -6.1 | 8.3 | -1.1 | 2.8 | -2.2 | -1.3 | -9.6 | 5.6 | -5 | -9 | -10.7 | 0.3 | -6
-11 | -12 | -7.2 | -12.8 | 7.8 | -1.7 | 7.8 | -1.7 | -4.4 | -8.3 | 20 | -6.7 | 4 | 4 | 11.5 | 5.6 | 15 | 12.8 | 5.6 | 5.6 | 10.6 | 0 | 12.8 | 11.7 | -6.1 | -7.2 | 2.2 | -9.4 | 13 | 3 | 12.1 | 8.6 | 23.9 | 21.7 | 15.6 | 0.6 | 8.3 | 0.6 | 11.1 | -2.8 | 22.8 | 19.4 | -7.8 | -13.9 | 2.8 | -3.9 | 4.6 | -1.6 | -0.6 | -5.6 | 8.9 | 1.1 | -2.6 | -10.2 | -1.1 | -7.8 | 9.2 | 4.2 | 2.8 | 1.7 | -16 | -17 | 6.7 | 6.7 | 3.3 | -6.7 | 0 | -8.3 | 5 | -0.6 | -2.8 | -4.4 | -0.2 | -4.1 | -13.9 | -20 | -6.1 | -9.4 | 4.4 | -3.9 | -2.8 | -6.1 | 12.2 | -2.8 | -2.8 | -6.1 | -11.1 | -13.9 | 1.7 | -11.5 | 14.4 | 11.1 | 15.6 | -1.1 | 1.5 | -3.5 | -7.8 | -13.9 | 12.8 | -3.9 | -7.8 | -12 | 9.3 | -13 | 6.1 | -6.3 | 3.9 | 2.1 | 2.8 | -1.1 | -3.3 | -8.3 | -2.6 | -5.5 | -2.2 | -6.1 | 8.2 | -1.2 | -2 | -6 | 6.7 | 2.8 | 9.4 | 5 | 4.4 | -3.9 | 5 | 2.2 | 6 | 0 | 7.6 | 2.5 | 8.3 | -3.9 | -5.4 | -8 | 8.3 | 0.6 | 13.1 | -7.2 | 12.8 | -3.9 | 14.4 | 4.4 | 18.9 | -1.1 | 7.1 | -1.2 | 16.7 | 11.1 | 13 | -0.9 | -1.1 | -9.4 | 12.8 | 3.5 | -4.4 | -6.7 | 7.8 | -1.1 | 2.2 | -3.3 | -2.1 | -10.1 | 3.3 | -6.7 | -9.4 | -11.1 | 0 | -7.2
-10 | -11 | -7.2 | -13.9 | 7.2 | -2.2 | 6.7 | -1.7 | -4.8 | -7.8 | 18.3 | -6.1 | 2 | 1 | 10.2 | 5.4 | 15 | 13.3 | 6.1 | 5.6 | 9.4 | 2.2 | 13.3 | 12.2 | -6.3 | -7.1 | 2 | -8.2 | 12 | 4 | 11.3 | 8.4 | 23.9 | 21.7 | 15 | 0.6 | 7.2 | 0.6 | 10 | -2.8 | 22.8 | 19.4 | -8.3 | -13.9 | 2.1 | -3.3 | 4.4 | -1.7 | -1.1 | -6.1 | 7.8 | 1.1 | -3.5 | -9.8 | -1.1 | -8.3 | 8.3 | 4.4 | 2.8 | 1.7 | -17 | -18 | 5.6 | 5.6 | 1.1 | -6.7 | -1.1 | -6.7 | 4.4 | -1.1 | -2.8 | -4.4 | -0.6 | -5 | -15 | -20.6 | -6.1 | -9.4 | 5 | -3.3 | -2.8 | -6.1 | 11.7 | -2.8 | -4.1 | -7.1 | -11.3 | -13.4 | 1.1 | -11 | 13.9 | 11.1 | 13.3 | 0 | -1.1 | -5 | -7.8 | -13.9 | 12.8 | -2.2 | -8.3 | -11.8 | 7.4 | -12.6 | 4.5 | -5.9 | 3.3 | 1.2 | 2.8 | -1.7 | -3.3 | -8.3 | -3.5 | -6 | -2.8 | -6.7 | 5.6 | -2.2 | -2 | -7 | 6.7 | 2.8 | 8.9 | 5.6 | 3.9 | -4.4 | 3.9 | 1.1 | 4 | -1 | 6.3 | 2.2 | 3.9 | -1.7 | -5 | -7.8 | 7.2 | 0.6 | 12.2 | -7.2 | 11.7 | -2.8 | 12.8 | 5 | 19.4 | -0.6 | 5.6 | -2.2 | 15.6 | 11.1 | 10.6 | -1.7 | -1.7 | -8.9 | 12.8 | 2.9 | -4.4 | -7.2 | 6.7 | 0 | -0.6 | -3.9 | -2.8 | -11.7 | 1.7 | -7.2 | -9.8 | -12 | -0.4 | -6.3
-12 | -13 | -7.8 | -13.9 | 6.7 | -2.2 | 5.6 | -1.7 | -5.2 | -7.9 | 15 | -6.1 | 3 | 1 | 8.9 | 5 | 15 | 13.3 | 6.1 | 5 | 10 | 0.6 | 13.3 | 12.2 | -6.5 | -7.1 | 1.9 | -8.1 | 11 | 4 | 10.6 | 8.3 | 23.3 | 21.7 | 13.9 | 2.8 | 7.2 | 1.1 | 8.9 | -2.2 | 22.8 | 19.2 | -8.9 | -13.3 | 1.3 | -3.7 | 4.2 | -1 | -1.1 | -6.7 | 6.7 | 1.1 | -4.4 | -10.6 | -2.2 | -8.9 | 8.1 | 4.5 | 2.8 | 1.7 | -18 | -20 | 5 | 5 | 0 | -5.6 | -1.1 | -3.3 | 4.4 | -1.1 | -2.8 | -4.4 | -1.5 | -5.4 | -17.8 | -22.2 | -6.7 | -9.4 | 6.1 | -2.8 | -2.8 | -6.1 | 11.5 | -2 | -5.4 | -8.7 | -11.5 | -13.3 | 0.6 | -12.2 | 13.9 | 10.6 | 11.1 | -1.1 | -1.3 | -4.4 | -8.9 | -13.9 | 12.2 | -0.6 | -8.9 | -12.2 | 5.6 | -14.4 | 2.8 | -6.7 | 2.8 | 0.6 | 2.8 | -1.7 | -3.9 | -8.3 | -4.4 | -6.7 | -3.3 | -7.2 | 5 | -1.5 | -1 | -6 | 6.1 | 2.8 | 6.7 | 5 | 2.8 | -5 | 3.3 | 0.6 | 3 | -2 | 5 | 1.7 | 3.9 | -1.7 | -3.9 | -6.2 | 6.1 | 0 | 11.3 | -4.6 | 6.7 | -1.7 | 12.2 | 6.1 | 19.4 | 0 | 4.5 | -2.1 | 13.3 | 10.6 | 9.5 | -1.4 | -2.2 | -9.4 | 12.8 | 2.2 | -4.4 | -8.3 | 7.2 | 0 | -0.6 | -3.9 | -3.7 | -11.2 | 0.6 | -8.3 | -10.2 | -13.2 | -0.7 | -6.3
-11 | -12 | -8.3 | -14.4 | 5 | -2.8 | 5.6 | -1.7 | -5.6 | -8.3 | 11.7 | -5.6 | 1 | 0 | 8.9 | 5.5 | 15.6 | 12.8 | 5.6 | 5 | 8.3 | 1.1 | 13.3 | 12.2 | -6.7 | -7.2 | 1.7 | -8.9 | 10 | 5 | 9.8 | 7.9 | 23.3 | 21.7 | 12.8 | 3.9 | 7.2 | 2.8 | 8.3 | -2.2 | 22.8 | 18.9 | -8.9 | -13.3 | 0.6 | -4.4 | 4.1 | -0.4 | -2.2 | -6.7 | 5 | 0.6 | -5.2 | -9.8 | -2.8 | -9.4 | 8 | 4.6 | 1.7 | 1.7 | -20 | -20 | 4.4 | 2.8 | -0.6 | -6.1 | -1.1 | -3.3 | 4.4 | -0.6 | -2.8 | -4.4 | -2.4 | -6.3 | -17.8 | -22.2 | -7.2 | -8.3 | 6.7 | -2.8 | -3.3 | -6.1 | 11.3 | -1.3 | -6.7 | -10.6 | -11.7 | -13.3 | 0 | -10.7 | 16.7 | 6.7 | 8.9 | -1.1 | -1.5 | -4.1 | -10 | -14.4 | 10.6 | 2.2 | -10 | -12.9 | 4.7 | -12.6 | 0.8 | -6.2 | 3 | 0.4 | 2.8 | -1.7 | -4.4 | -8.3 | -5 | -7.2 | -3.9 | -7.2 | 4.5 | -1.1 | -1 | -6 | 5 | 2.2 | 6.1 | 5 | 2.8 | -5 | 2.8 | 0 | 2 | -2 | 4.1 | 0.9 | 1.1 | -2.8 | -2.8 | -4.9 | 5.6 | -0.6 | 10.3 | -3.3 | 7.2 | -1.7 | 12.2 | 7.2 | 18.9 | -1.1 | 3.3 | -2.5 | 12.2 | 11.1 | 8.3 | -1.8 | -3.3 | -9.4 | 11.9 | 2.9 | -5 | -8.3 | 6.7 | -0.6 | 1.1 | -3.9 | -4.7 | -11.5 | 0 | -8.3 | -10.6 | -15 | -1.1 | -7.2
-12 | -14 | -8.3 | -13.9 | 3.3 | -2.2 | 5.6 | -1.7 | -5.2 | -8.2 | 10 | -5.6 | 0 | -1 | 8.9 | 5.8 | 15 | 12.8 | 5 | 4.4 | 7.8 | 2.2 | 13.3 | 12.2 | -7.6 | -8.1 | 1.1 | -8 | 10 | 4 | 9.1 | 7.7 | 22.8 | 20.6 | 11.7 | 3.9 | 6.7 | 4.4 | 7.2 | -2.2 | 22.6 | 19.2 | -8.9 | -13.9 | 1 | -3.9 | 3.9 | 0 | -2.2 | -6.7 | 6.7 | 1.1 | -5.9 | -10 | -2.8 | -8.9 | 7.8 | 4.4 | 1.1 | 1.1 | -19 | -21 | 3.8 | 2.3 | -1.1 | -6.1 | -1.7 | -3.9 | 4.4 | -1.1 | -2.8 | -4.4 | -3.3 | -7.8 | -17.2 | -22.8 | -7.2 | -8.3 | 7.8 | -3.3 | -3.9 | -5 | 11.1 | -1.1 | -7.2 | -10.6 | -12.1 | -13.9 | -0.5 | -10.9 | 15 | 6.7 | 7.8 | -1.7 | -1.7 | -4.4 | -10 | -13.9 | 8.9 | 2.2 | -11.1 | -14.1 | 3.7 | -13 | -1.3 | -6.7 | 3.1 | 0.1 | 2.8 | -1.7 | -5 | -8.3 | -5.5 | -7.8 | -3.9 | -7.2 | 3.9 | -1.1 | 0 | -3 | 4.4 | 2.2 | 5.6 | 4.4 | 1.7 | -5 | 3.3 | 0.6 | 2 | -2 | 3.1 | 0.1 | 0.6 | -2.8 | -1.7 | -3.9 | 5.6 | -0.6 | 9.4 | -2.8 | 6.1 | -1.1 | 11.7 | 6.1 | 17.8 | -1.1 | 2.2 | -3.3 | 12.2 | 10.6 | 7.2 | -2.2 | -2.8 | -10.6 | 10.9 | 3.2 | -6.1 | -11.1 | 6.7 | -1.1 | 0 | -3.9 | -5.6 | -12.8 | 0 | -8.3 | -10.6 | -14.7 | -1.3 | -6
-11 | -13 | -9.4 | -13.9 | 4.4 | -2.2 | 6.1 | -1.7 | -4.8 | -8.6 | 10.6 | -5 | 0 | 0 | 8.9 | 6.1 | 15 | 12.8 | 5 | 3.3 | 6.7 | 1.7 | 13.3 | 12.2 | -8.5 | -9 | 0.6 | -7.9 | 10 | 4 | 8.3 | 7.2 | 22.2 | 21.1 | 11.1 | 3.9 | 6.1 | 4.4 | 7.2 | -2.2 | 22.4 | 19.2 | -10 | -13.9 | 1.3 | -4 | 3.5 | 0.2 | -2.2 | -6.1 | 4.4 | 0 | -6.7 | -10.6 | -3.3 | -9.4 | 7.1 | 4.4 | 0.6 | 0.6 | -18 | -20 | 3.1 | 1.6 | -2.2 | -6.7 | -2.2 | -5 | 4.4 | -0.6 | -2.2 | -3.9 | -4.1 | -7.8 | -18.3 | -22.2 | -7.2 | -8.3 | 7.8 | -3.3 | -3.9 | -5 | 10.7 | -0.4 | -7.8 | -11.2 | -12.4 | -14.4 | -1.1 | -12.2 | 13.9 | 5.6 | 6.7 | -1.1 | -2.1 | -4.3 | -9.4 | -13.9 | 7.8 | 1.7 | -12.2 | -15.6 | 2.8 | -14.4 | -3.3 | -8.3 | 3.3 | 0 | 2.2 | -1.7 | -5.6 | -8.3 | -6.1 | -8.9 | -3.9 | -6.7 | 3.3 | -1.4 | -1 | -5 | 4.4 | 2.2 | 5.6 | 3.9 | 1.1 | -5 | 2.8 | 0 | 2 | -2 | 2.2 | -0.6 | 0 | -2.2 | -1.3 | -3.4 | 4.4 | -0.6 | 8.1 | -2.2 | 4.4 | -0.6 | 10 | 6.1 | 16.7 | 5.6 | 2.4 | -2.9 | 11.7 | 10.6 | 6.3 | -1.8 | -2.8 | -10.6 | 10 | 3.3 | -7.8 | -12.2 | 7.2 | -1.1 | 0 | -3.3 | -6.5 | -12.7 | 0 | -8.3 | -10.6 | -14.9 | -1.5 | -5.9
-10 | -12 | -7.8 | -12.8 | 3.9 | -3.3 | 5.6 | -1.1 | -4.4 | -9.4 | 8.3 | -5 | 0 | 0 | 8.2 | 5.7 | 15 | 12.2 | 4.4 | 2.8 | 6.7 | 1.7 | 12.8 | 12.2 | -9.4 | -10 | 0 | -8.9 | 9 | 4 | 7.9 | 7 | 22.8 | 21.7 | 10 | 3.9 | 5.6 | 3.9 | 6.1 | -2.2 | 22.2 | 19.4 | -10 | -13.9 | 1.7 | -5 | 3.2 | 0.6 | -2.2 | -6.1 | 0 | -1.1 | -6.9 | -10.2 | -3.3 | -8.9 | 6.3 | 4.1 | 0.6 | 0.6 | -20 | -21 | 2.5 | 1.2 | -2.8 | -7.2 | 3.3 | -5 | 3.3 | -0.6 | -2.2 | -3.3 | -4.8 | -8.4 | -18.3 | -22.2 | -7.2 | -8.3 | 7.2 | -3.3 | -3.9 | -5 | 10.4 | 0.1 | -8.3 | -12.2 | -12.8 | -15.6 | -1.7 | -10.7 | 12.8 | 5 | 5.6 | -1.1 | -2.4 | -4.5 | -10 | -13.3 | 7.2 | 1.1 | -12.4 | -15 | 1.9 | -12.7 | -3.7 | -8 | 2.9 | -0.3 | 2.8 | -1.1 | -6.7 | -8.3 | -6.3 | -8.6 | -2.8 | -5.6 | 2.8 | -1.9 | -2 | -6 | 5.6 | 2.8 | 5.6 | 3.9 | 1.7 | -5 | 2.2 | -0.6 | 1 | -5 | 2.2 | -0.5 | 0 | -1.7 | -1 | -3.2 | 3.3 | 1.1 | 6.9 | -2.2 | 5 | -0.6 | 10.6 | 7.2 | 17.8 | -0.6 | 2.6 | -2.7 | 10.6 | 10 | 5.3 | -2 | -2.2 | -11.1 | 8.1 | 3.2 | -8.3 | -12.8 | 7.2 | -1.1 | 1.1 | -3.3 | -7.4 | -13.5 | -0.6 | -8.9 | -10.6 | -15.6 | -1.7 | -6.1
-11 | -12 | -8.3 | -12.8 | 1.7 | -3.9 | 5 | -1.7 | -4.4 | -9 | 7.2 | -5 | 1 | 1 | 7.4 | 5.1 | 15.6 | 12.2 | 4.4 | 2.8 | 5.6 | 1.7 | 12.8 | 12.2 | -8.9 | -10.9 | -0.7 | -7.7 | 8 | 3 | 7.6 | 6.9 | 22.8 | 21.7 | 9.4 | 3.3 | 5 | 3.9 | 5.6 | -2.2 | 22 | 19.2 | -10 | -13.9 | 1.9 | -4.5 | 2.8 | 0.6 | -2.2 | -6.1 | -0.6 | -1.1 | -7 | -10.1 | -3.3 | -8.9 | 5.6 | 3.9 | 0 | 0 | -22 | -23 | 1.9 | 0.6 | -3.3 | -7.8 | -3.3 | -6.7 | 2.8 | -0.6 | -1.7 | -3.3 | -5.6 | -9.4 | -18.3 | -22.8 | -7.2 | -8.3 | 7.2 | -3.9 | -4.4 | -5 | 10 | 0.6 | -9.1 | -12.5 | -14.1 | -16.4 | -2.2 | -10.2 | 11.7 | 6.1 | 4.4 | -1.1 | -2.8 | -5 | -10 | -13.9 | 10 | 0.6 | -12.6 | -14.9 | 0.9 | -12.8 | -4 | -8.3 | 2.6 | -0.6 | 1.1 | -1.7 | -7.2 | -8.9 | -6.5 | -8.6 | -2.8 | -5.6 | 2.2 | -2.8 | -2 | -5 | 4.4 | 2.2 | 5 | 3.3 | 1.7 | -5 | 1.7 | -1.7 | 0 | -5 | 2.2 | -0.5 | 0 | -2.8 | -0.6 | -3.3 | 2.2 | 0 | 5.6 | -2.8 | 3.9 | -1.7 | 9.4 | 6.7 | 17.8 | -2.8 | 2.8 | -3.3 | 9.4 | 8.9 | 4.4 | -2.2 | -2.2 | -10 | 6.3 | 2.9 | -8.9 | -12.2 | 7.8 | -0.6 | -0.6 | -3.9 | -8.3 | -15 | -1.1 | -8.9 | -10.6 | -14.7 | -2.2 | -5.9
-13 | -15 | -8.9 | -12.8 | 1.1 | -3.3 | 5 | -1.1 | -4.4 | -9 | 6.7 | -5 | 0 | 0 | 6.7 | 4.4 | 15 | 12.8 | 5.6 | 4.4 | 5.6 | 1.7 | 13.3 | 12.2 | -8.3 | -12.2 | -1.5 | -7.7 | 8 | 4 | 7.2 | 6.7 | 22.2 | 21.7 | 8.9 | 3.3 | 5 | 3.9 | 4.4 | -2.2 | 21.9 | 19.1 | -10 | -13.9 | 2 | -4.6 | 2.6 | 0.5 | -1.7 | -6.1 | -1.1 | -1.7 | -7.2 | -10.6 | -3.3 | -8.3 | 6.9 | 5.1 | 0 | 0 | -20 | -21 | 1.2 | 0 | -3.9 | -8.3 | -3.3 | -6.7 | 2.2 | -0.6 | -1.7 | -2.8 | -6.3 | -9.6 | -18.3 | -22.2 | -7.2 | -8.3 | 7.2 | -3.3 | -4.4 | -5.6 | 9.8 | 1.9 | -9.8 | -13.3 | -15.4 | -17.5 | -2.8 | -11.1 | 11.7 | 5.6 | 3.9 | -2.2 | -2.6 | -4.5 | -8.3 | -13.9 | 8.3 | 1.7 | -12.8 | -15 | 0 | -14.4 | -4.4 | -9.4 | 2.2 | -1.1 | 1.1 | -1.7 | -7.8 | -8.9 | -6.7 | -8.9 | -2.2 | -5 | 1.7 | -2.3 | -3 | -6 | 4.4 | 2.2 | 5 | 2.8 | 1.7 | -5.6 | 1.7 | -1.7 | 0 | -4 | 2.2 | -0.6 | -0.6 | -2.2 | -0.4 | -3.1 | 1.7 | 0.6 | 4.8 | -2 | 2.2 | -1.7 | 10.6 | 7.8 | 16.1 | -2.8 | 2.4 | -3.1 | 10.6 | 9.4 | 4.2 | -1.9 | -3.3 | -10.6 | 4.4 | 2.2 | -10 | -13.9 | 7.8 | -0.6 | 0.6 | -3.3 | -8.9 | -14.6 | -1.1 | -7.8 | -10.6 | -14.4 | -2.8 | -6.3
-13 | -16 | -10 | -13.9 | 0.6 | -5.6 | 6.7 | -0.6 | -4.4 | -10 | 6.7 | -5 | 0 | 0 | 6.7 | 4.7 | 14.4 | 12.8 | 5 | 3.9 | 6.1 | 2.2 | 13.3 | 12.2 | -7.8 | -14.4 | -2.2 | -8.3 | 7 | 4 | 7.2 | 6.6 | 22.8 | 21.7 | 8.9 | 3.3 | 3.9 | 3.3 | 3.9 | -2.2 | 21.7 | 18.9 | -9.4 | -13.3 | 2.2 | -5.6 | 2.4 | 0.3 | -1.7 | -6.1 | -1.7 | -2.2 | -7.4 | -10.1 | -3.3 | -8.3 | 8.1 | 6.1 | 0 | 0 | -23 | -24 | 0.6 | -0.6 | -5.6 | -9.4 | -3.9 | -6.7 | 2.2 | -0.6 | -1.7 | -2.8 | -7.1 | -10.2 | -17.8 | -21.7 | -7.2 | -8.3 | 7.2 | -2.8 | -4.4 | -5.6 | 9.6 | 2.9 | -10.6 | -14.4 | -16.7 | -18.9 | -3 | -10.1 | 10 | 3.9 | 3.3 | -2.8 | -2.4 | -4.3 | -7.8 | -13.3 | 6.7 | 1.1 | -13.3 | -15.7 | 0.7 | -12.6 | -4.2 | -8.7 | 2 | -1.6 | 0.6 | -1.7 | -7.8 | -9.4 | -6.9 | -8.8 | -2.2 | -5 | 1.1 | -2.3 | -3 | -7 | 3.9 | 1.7 | 3.9 | 2.8 | 2.2 | -6.1 | 1.7 | -1.7 | -2 | -7 | 2.8 | 0 | -0.6 | -2.2 | -0.2 | -3.3 | 1.7 | 0.6 | 4.1 | -1.7 | 0.6 | -2.2 | 9.4 | 7.2 | 13.9 | -2.8 | 2.1 | -3.5 | 9.4 | 8.3 | 4.1 | -1.8 | -3.9 | -10.6 | 3.5 | 1.5 | -10.6 | -15 | 8.3 | 0 | 0.6 | -3.3 | -9.4 | -15.1 | -1.1 | -7.8 | -10.6 | -14.4 | -3.3 | -7.2
-13 | -15 | -11.1 | -15 | 0 | -2.8 | 6.1 | 0 | -3.7 | -9.2 | 4.4 | -5 | -1 | -1 | 6.7 | 4.9 | 17.2 | 10.6 | 4.4 | 3.9 | 5 | 2.2 | 12.8 | 12.2 | -7.6 | -13.9 | -1.8 | -7.6 | 7 | 4 | 7.2 | 6.6 | 22.8 | 21.7 | 8.9 | 3.9 | 4.4 | 3.3 | 3.3 | -2.2 | 22.2 | 18.8 | -8.3 | -12.8 | 2.6 | -4.7 | 2.2 | 0 | -1.7 | -5.6 | -1.1 | -1.7 | -7.6 | -9.9 | -3.3 | -7.8 | 9.4 | 7.2 | 0 | -1.1 | -22 | -24 | 0 | -0.6 | -5.6 | -8.9 | -4.4 | -7.2 | 2.8 | 0 | -1.7 | -2.8 | -7.8 | -11.1 | -12.8 | -15 | -7.2 | -7.8 | 7.2 | -2.8 | -4.4 | -5.6 | 9.4 | 3.9 | -11.3 | -14.5 | -16.9 | -19.1 | -3.1 | -10.2 | 10 | 2.2 | 2.2 | -3.9 | -2.2 | -4.4 | -9.4 | -13.3 | 6.7 | 1.1 | -13.9 | -16.7 | 1.5 | -12.7 | -4.1 | -8.7 | 1.9 | -2.3 | 0.6 | -1.7 | -8.3 | -10 | -7 | -8.6 | -2.2 | -5 | 0.6 | -2.8 | -2 | -6 | 2.2 | 0 | 3.9 | 2.8 | 1.7 | -7.8 | 1.7 | -2.8 | -3 | -8 | 3.3 | 0.5 | 0.6 | -1.1 | 0 | -3.9 | 0.6 | 0 | 3.3 | -1.7 | 1.7 | -2.2 | 8.9 | 7.2 | 12.2 | -1.7 | 1.7 | -4.4 | 8.9 | 7.2 | 3.9 | -2.2 | -2.8 | -10 | 2.6 | 0.8 | -11.7 | -15.6 | 7.8 | 2.8 | 1.1 | -3.9 | -10 | -16.1 | -1.7 | -6.1 | -10.6 | -14.2 | -3.9 | -6.7
-15 | -16 | -11.7 | -15 | 0.6 | -2.2 | 5.6 | 0.6 | -2.9 | -9.4 | 5.6 | -5 | 0 | 0 | 6.7 | 5 | 15 | 12.2 | 5 | 4.4 | 7.2 | 3.3 | 12.2 | 11.7 | -7.4 | -14.3 | -1.5 | -7.5 | 7 | 6 | 7.2 | 6.7 | 22.8 | 21.1 | 8.3 | 4.4 | 4.4 | 3.3 | 3.3 | -2.2 | 22.8 | 18.6 | -8.3 | -12.2 | 2.9 | -4.9 | 2 | 0 | -1.1 | -5.6 | -1.7 | -1.7 | -7.8 | -10 | -2.8 | -7.8 | 11.1 | 8.2 | 0 | 0 | -24 | -25 | -0.6 | -4.4 | -6.7 | -9.4 | -4.4 | -7.8 | 3.3 | -0.6 | -1.7 | -2.8 | -7.8 | -11.1 | -10.6 | -15 | -7.2 | -7.8 | 7.2 | -2.2 | -4.4 | -6.1 | 9.6 | 4.8 | -12.1 | -14.8 | -17 | -19.6 | -3.3 | -11.1 | 9.4 | 2.2 | 2.2 | -3.3 | -1.7 | -3.8 | -8.9 | -12.2 | 5 | 0.6 | -14.4 | -18.3 | 2.2 | -13.9 | -3.9 | -9.4 | 1.7 | -3.3 | 0.6 | -1.7 | -8.3 | -10 | -7.2 | -8.9 | -2.2 | -4.4 | 2.8 | -1.4 | -2 | -4 | 2.8 | 0.6 | 3.9 | 2.8 | 1.1 | -7.8 | 0.6 | -2.2 | -5 | -9 | 3.9 | 1.1 | 0 | -1.1 | 0.7 | -3 | 0 | 0 | 4.2 | -1 | 1.1 | -2.2 | 8.3 | 6.1 | 10 | -0.6 | 3.2 | -3.2 | 7.8 | 6.7 | 6.1 | -1.1 | -2.2 | -8.3 | 1.7 | 0 | -12.2 | -16.7 | 6.7 | 3.3 | 0 | -2.8 | -8.7 | -14.6 | -1.7 | -7.2 | -10.6 | -14.4 | -2.8 | -6.7
-17 | -18 | -12.2 | -16.1 | 4.4 | 0 | 8.3 | 1.7 | -2.2 | -10.6 | 7.2 | -5 | 0 | 0 | 8.5 | 5.6 | 14.4 | 12.8 | 5.6 | 4.4 | 8.3 | 3.3 | 13.3 | 12.8 | -7.2 | -15.6 | -1.1 | -8.3 | 11 | 6 | 10.4 | 8.5 | 23.3 | 21.1 | 8.9 | 3.9 | 6.1 | 5.6 | 3.9 | -2.2 | 23.3 | 18.3 | -6.7 | -11.1 | 3.3 | -5.6 | 1.9 | 0 | -1.1 | -5.6 | -1.7 | -2.2 | -4.6 | -7.9 | -1.1 | -7.8 | 12.7 | 9.2 | 0 | 0 | -23 | -25 | -1.7 | -6.7 | -1.7 | -8.3 | -3.9 | -7.8 | 3.9 | 1.7 | -1.1 | -2.2 | -7.8 | -11.4 | -8.3 | -13.3 | -6.7 | -7.8 | 8.3 | -0.6 | -5 | -6.1 | 9.8 | 5.4 | -12.8 | -15.6 | -17.2 | -20.6 | -1.3 | -9.6 | 10.6 | 1.7 | 3.9 | -2.2 | -1.1 | -3.3 | -7.8 | -12.2 | 7.8 | 1.7 | -10.5 | -15.8 | 5.4 | -12.1 | -1.3 | -7.3 | 1.3 | -2.6 | 0.6 | -1.7 | -7.8 | -9.4 | -6.7 | -8.2 | -1.7 | -3.9 | 5 | -0.7 | -1 | -4 | 4.4 | 1.7 | 5 | 3.3 | 1.7 | -8.3 | 0 | -2.2 | -5 | -10 | 6.7 | 2.4 | 1.7 | 0 | 1.5 | -2.3 | 0.6 | 0 | 5.2 | -0.7 | 2.8 | -1.7 | 10.6 | 8.9 | 15 | -0.6 | 4.6 | -2.4 | 10 | 7.2 | 8.4 | -0.3 | -1.1 | -8.9 | 4.7 | 1.7 | -12.2 | -16.1 | 6.7 | 3.3 | 0.6 | -2.8 | -7.4 | -13.9 | -1.7 | -8.3 | -10.6 | -15 | -2.2 | -8.9
-12 | -14 | -13.3 | -16.1 | 7.2 | -0.6 | 10.6 | 2.8 | -1.8 | -9.4 | 12.8 | -4.4 | 2 | 0 | 10.4 | 6 | 15.6 | 12.2 | 6.7 | 5 | 9.4 | 3.3 | 14.4 | 13.3 | -5.9 | -14.2 | 1.3 | -7.1 | 13 | 4 | 13.5 | 10.3 | 23.9 | 21.7 | 10.6 | 3.9 | 10.6 | 6.1 | 5.6 | -2.8 | 23.5 | 19 | -4.4 | -8.9 | 4.6 | -4.4 | 1.7 | 0 | -1.1 | -5 | -1.7 | -2.2 | -1.5 | -6.4 | 0 | -7.2 | 14.4 | 10 | 0 | -0.6 | -20 | -21 | -4.4 | -6.1 | -0.6 | -9.4 | -3.3 | -6.1 | 5.6 | 2.2 | -1.1 | -2.2 | -7.8 | -12.2 | -6.7 | -11.7 | -6.1 | -10.6 | 10.6 | 1.1 | -4.4 | -6.1 | 10 | 6.1 | -12.2 | -14.9 | -14.1 | -17.6 | 0.8 | -9.2 | 10.6 | 1.1 | 7.2 | -3.3 | -0.6 | -3.3 | -5 | -11.1 | 11.1 | 0.6 | -6.7 | -14 | 8.5 | -11.8 | 1.3 | -6 | 1 | -2.1 | 0.6 | -1.7 | -4.4 | -8.9 | -6.1 | -7.6 | -1.1 | -3.3 | 7.2 | 0 | -2 | -5 | 5 | 2.8 | 6.7 | 3.9 | 2.2 | -7.8 | 1.1 | -1.7 | -5 | -10 | 9.4 | 3.6 | 8.3 | 2.2 | 2.2 | -2.2 | 4.4 | 1.7 | 6.1 | -0.6 | 10.6 | 0 | 17.8 | 6.7 | 18.3 | -1.7 | 6.1 | -2.2 | 13.3 | 7.2 | 10.6 | 0 | 1.1 | -8.3 | 7.6 | 3.3 | -11.7 | -16.7 | 8.9 | 3.9 | 1.7 | -3.3 | -6.1 | -13.9 | -1.1 | -8.3 | -9.5 | -13.8 | 0.6 | -5.6
-7 | -11 | -11.7 | -18.3 | 10.6 | -1.7 | 12.8 | 3.9 | -1.5 | -9.1 | 16.7 | -4.4 | 4 | 2 | 12.2 | 6.1 | 16.1 | 12.2 | 8.3 | 5.6 | 9.4 | 3.9 | 15.6 | 13.3 | -4.6 | -13.9 | 3.7 | -6.9 | 14 | 4 | 16.7 | 11.7 | 24.4 | 21.7 | 11.7 | 4.4 | 13.3 | 5.6 | 8.3 | -3.9 | 23.7 | 19.4 | -2.8 | -8.3 | 5.9 | -4 | 1.7 | -0.2 | -1.1 | -4.4 | -1.1 | -2.8 | 1.7 | -6.1 | 1.7 | -6.1 | 15.7 | 10.1 | 0 | -0.6 | -17 | -18 | -3.9 | -9.4 | 0 | -10 | -1.7 | -5.6 | 7.8 | 2.8 | 0 | -2.2 | -6.9 | -10.8 | -2.8 | -9.4 | -5.6 | -8.3 | 12.8 | 3.3 | -4.4 | -6.7 | 11.7 | 6 | -11.7 | -14.9 | -10.9 | -15 | 2.8 | -10.6 | 11.1 | 0.6 | 8.9 | -3.3 | 2 | -2.6 | -3.3 | -10.6 | 13.9 | -3.3 | -2.8 | -14.4 | 11.7 | -13.9 | 3.9 | -6.1 | 0.6 | -2.2 | 0.6 | -1.7 | -1.1 | -7.8 | -5.6 | -7.2 | -2.8 | -3.9 | 10.2 | 1 | -1 | -5 | 7.2 | 3.3 | 7.2 | 3.3 | 2.2 | -7.2 | 1.7 | -1.1 | -5 | -10 | 12.2 | 4.4 | 13.3 | 2.8 | 3.7 | -1.1 | 6.7 | 0.6 | 7.2 | 0 | 15.6 | -0.6 | 19.4 | 4.4 | 20.6 | -5 | 8 | -1.3 | 16.7 | 6.1 | 13.5 | 3 | 5 | -9.4 | 10.6 | 4.4 | -10.6 | -17.2 | 8.3 | 2.8 | 3.3 | -2.8 | -5.2 | -12.8 | -0.6 | -9.4 | -8.3 | -12.8 | 2.8 | -5.6
-5 | -8 | -10 | -17.2 | 12.2 | -2.2 | 15.6 | 2.2 | -1.1 | -10 | 19.4 | -5 | 7 | 4 | 13.3 | 6.2 | 18.9 | 12.8 | 8.9 | 5.6 | 11.1 | 6.7 | 16.7 | 12.8 | -3.3 | -15 | 6.1 | -8.3 | 16 | 4 | 18.5 | 11.6 | 25 | 21.7 | 13.9 | 5 | 16.1 | 5 | 10.6 | -4.4 | 23.9 | 20 | -1.1 | -6.7 | 7.2 | -4.4 | 1.7 | -0.3 | -0.6 | -4.4 | 1.7 | -1.7 | 3.7 | -5.1 | 2.2 | -6.1 | 17 | 9.7 | 0.6 | 0 | -15 | -17 | -3.9 | -10 | 0.6 | -9.4 | -1.7 | -4.4 | 9.4 | 1.1 | 0.6 | -1.1 | -5.9 | -9.8 | -1.7 | -8.9 | -5 | -8.3 | 15.6 | 6.1 | -4.4 | -6.7 | 13.3 | 5.2 | -11.1 | -15 | -7.8 | -13.3 | 4.3 | -9.4 | 11.7 | 1.7 | 11.1 | -2.8 | 4.6 | -2.4 | -1.7 | -9.4 | 15 | -5.6 | -1.1 | -12 | 13 | -12.4 | 5.9 | -5.3 | 0.8 | -2 | 1.1 | -1.1 | 0.6 | -7.2 | -4.7 | -6.6 | -1.7 | -3.9 | 13.1 | 1.4 | -1 | -6 | 9.4 | 4.4 | 8.9 | 2.8 | 2.2 | -6.7 | 2.2 | -2.8 | -5 | -11 | 14.2 | 4.5 | 15.6 | 2.2 | 5.2 | -0.2 | 8.9 | -1.7 | 8.3 | 0.3 | 18.3 | -1.1 | 20 | 6.1 | 22.2 | -5 | 9.8 | -1.4 | 19.4 | 6.1 | 16.5 | 6.1 | 6.1 | -9.4 | 11.3 | 4.3 | -10 | -16.7 | 5.6 | 2.8 | 6.1 | -2.8 | -4.2 | -12.3 | 1.7 | -9.4 | -7.2 | -12.8 | 4.4 | -6.7
-2 | -6 | -8.9 | -16.1 | 13.3 | -3.3 | 18.3 | 0.6 | 0.6 | -8.4 | 21.1 | -5.6 | 7 | 4 | 14.5 | 6.1 | 19.4 | 10.6 | 10.6 | 5.6 | 10 | 2.2 | 16.1 | 13.9 | -2.6 | -13.6 | 7.6 | -7.1 | 17 | 3 | 20.4 | 11.1 | 24.4 | 22.2 | 15 | 5.6 | 18.9 | 5 | 12.8 | -5 | 25 | 19.8 | -0.6 | -6.1 | 8.5 | -3 | 1.7 | -0.6 | 0 | -3.9 | 3.3 | -0.6 | 5.8 | -5.1 | 4.4 | -5.6 | 18.3 | 9.4 | 1.1 | 1.1 | -13 | -15 | -3.9 | -8.9 | 1.1 | -8.9 | -2.2 | -5 | 11.1 | -1.1 | 0.6 | -1.1 | -5 | -9.4 | -1.1 | -8.3 | -5 | -7.8 | 16.7 | 6.7 | -3.3 | -6.1 | 15 | 4.4 | -10 | -13.1 | -6.1 | -11.2 | 5.7 | -9.8 | 11.1 | 0.6 | 12.8 | -3.3 | 7.2 | -3.3 | 0.6 | -8.3 | 16.1 | -7.8 | 0.5 | -11.5 | 14.3 | -13.2 | 8 | -5.5 | 0.9 | -2.4 | 1.1 | -1.1 | 1.1 | -7.2 | -3.7 | -6.2 | -1.1 | -2.8 | 16.1 | 1.7 | -1 | -4 | 10.6 | 3.9 | 10 | 1.7 | 1.1 | -4.4 | 3.3 | -2.8 | -5 | -8 | 16.3 | 4 | 16.7 | 1.7 | 6.7 | 0.6 | 10 | -3.9 | 9.4 | 0.6 | 21.1 | -1.7 | 21.1 | 6.1 | 22.8 | -4.4 | 11.7 | -1.7 | 20.6 | 5 | 19.4 | 8.9 | 7.2 | -9.4 | 12.1 | 4.4 | -8.9 | -15.6 | 5.6 | 2.8 | 7.2 | -3.9 | -3.3 | -13.3 | 2.2 | -9.4 | -7 | -12.6 | 4.4 | -5
-1 | -5 | -8.3 | -15.6 | 14.4 | -3.3 | 20 | 0.6 | 2.2 | -8.3 | 23.3 | -8.9 | 8 | 4 | 15.6 | 5.6 | 17.2 | 12.8 | 8.3 | 6.1 | 10 | 5.6 | 16.7 | 13.3 | -1.8 | -13.8 | 9.1 | -7.5 | 17 | 6 | 22.2 | 10 | 23.9 | 21.7 | 16.1 | 5.6 | 20 | 7.8 | 13.9 | -3.3 | 26.1 | 19.3 | 0 | -6.7 | 9.8 | -2.5 | 1.3 | -0.8 | 0 | -3.9 | 5 | -0.6 | 7.8 | -6.7 | 3.9 | -5 | 18.7 | 9.8 | 2.2 | 1.7 | -12 | -14 | -2.8 | -7.8 | 1.7 | -7.8 | -1.7 | -6.1 | 12.2 | -1.7 | 0.6 | -1.1 | -4.3 | -8.4 | -1.1 | -7.8 | -4.4 | -7.2 | 18.3 | 7.8 | -3.3 | -6.7 | 16.7 | 4.1 | -8.9 | -11.7 | -4.5 | -10 | 7.2 | -11.7 | 10.6 | 0.6 | 13.9 | -3.3 | 9.2 | -2.4 | 1.7 | -7.2 | 17.2 | -7.2 | 2.2 | -12.2 | 15.6 | -14.4 | 10 | -7.2 | 1.1 | -2.8 | 1.1 | -1.1 | 1.7 | -7.2 | -2.8 | -6.1 | 0 | -2.2 | 16.8 | 2.8 | -1 | -7 | 12.2 | 3.3 | 11.1 | 1.7 | 0.6 | -2.8 | 3.9 | -2.8 | -5 | -9 | 18.3 | 3.3 | 17.8 | 0.6 | 7.2 | 1.1 | 11.7 | -1.7 | 8.7 | 0.4 | 22.8 | -2.2 | 21.1 | 6.7 | 23.9 | -3.9 | 12.4 | -1 | 22.8 | 4.4 | 21.1 | 10 | 8.3 | -8.9 | 12.8 | 3.9 | -8.3 | -16.1 | 5.6 | 2.2 | 7.2 | -3.9 | -2.4 | -11.6 | 3.9 | -8.9 | -6.9 | -13.4 | 6.7 | -7.8
-1 | -5 | -7.2 | -15 | 15.6 | -3.3 | 20.6 | 0.6 | 3.9 | -9.4 | 24.4 | -9.4 | 7 | 4 | 16.1 | 5.1 | 16.1 | 12.2 | 10.6 | 5.6 | 10 | 5.6 | 15 | 13.9 | -1.1 | -15.6 | 10.6 | -8.9 | 16 | 8 | 21.3 | 11.4 | 25 | 21.1 | 16.7 | 5.6 | 20 | 8.3 | 15.6 | -2.2 | 27.2 | 18.9 | 1.1 | -6.1 | 11.1 | -2.2 | 1 | -1.1 | 0.6 | -3.9 | 6.7 | 0.6 | 8.2 | -5.6 | 4.4 | -5.6 | 19 | 10.3 | 2.8 | 2.8 | -11 | -13 | -1.7 | -6.1 | 1.7 | -6.1 | -1.1 | -7.2 | 13.9 | 0.6 | 1.1 | -1.1 | -3.5 | -7.7 | -1.7 | -7.2 | -2.8 | -7.8 | 20 | 3.3 | -2.8 | -6.7 | 18.3 | 3.4 | -7.8 | -10.6 | -2.8 | -9.4 | 8.3 | -9.4 | 10.6 | -1.1 | 15 | -3.3 | 11.3 | -2.2 | 3.3 | -6.1 | 17.2 | -7.2 | 2.6 | -10.4 | 16.3 | -12.7 | 10.4 | -7.8 | 1.7 | -3 | 2.8 | 0 | 1.7 | -6.7 | -2.8 | -5.4 | 0.6 | -2.2 | 17.6 | 3.5 | -2 | -7 | 13.3 | 2.2 | 8.3 | 3.3 | 0.6 | -2.8 | 4.4 | -2.2 | -5 | -10 | 19.1 | 3.3 | 18.3 | 0.6 | 7.8 | 1.8 | 12.2 | -2.8 | 7.9 | 0.1 | 22.8 | -3.3 | 21.1 | 7.2 | 22.2 | -7.8 | 13.2 | -1 | 22.8 | 2.2 | 22.7 | 10.9 | 8.3 | -8.3 | 11.9 | 6.2 | -8.9 | -17.2 | 5.6 | 3.3 | 6.7 | -3.9 | -1.5 | -11 | 4.4 | -8.3 | -6.7 | -15 | 6.7 | -5.6
0 | -3 | -6.1 | -14.4 | 16.1 | -2.8 | 21.1 | 1.7 | 3.5 | -7.6 | 25.6 | -8.9 | 8 | 3 | 16.7 | 4.7 | 16.1 | 12.2 | 9.4 | 5.6 | 10.6 | 5 | 13.9 | 12.8 | -2.6 | -11.5 | 11.3 | -8.1 | 16 | 8 | 20.3 | 12.6 | 24.4 | 20.6 | 17.2 | 6.1 | 20.6 | 10 | 16.1 | -2.2 | 26.7 | 18.6 | 1.7 | -6.1 | 11.5 | -1.7 | 0.6 | -1.7 | 0.6 | -3.9 | 5.6 | 0 | 8.5 | -5.7 | 5 | -5 | 19.4 | 10.6 | 2.8 | 2.2 | -10 | -13 | -0.6 | -6.1 | 2.2 | -4.4 | -1.1 | -6.7 | 13.3 | 1.7 | 1.7 | -1.1 | -2.8 | -7.8 | -1.7 | -8.9 | -2.2 | -7.8 | 18.3 | -0.6 | -2.2 | -6.7 | 20 | 2.2 | -7.2 | -10 | -2.8 | -9.5 | 9.5 | -8.5 | 10 | 1.7 | 15.6 | -4.4 | 13.3 | -2.2 | 3.9 | -5.6 | 17.2 | -7.8 | 2.9 | -10.5 | 17.1 | -12.1 | 10.7 | -9.6 | 2.2 | -3.6 | 5 | 1.7 | 1.1 | -6.7 | -2.8 | -5 | 0.6 | -2.2 | 18.3 | 4.4 | -2 | -6 | 13.3 | 1.1 | 7.2 | 2.8 | 0.6 | -2.8 | 5 | -2.2 | -4 | -9 | 19.8 | 2.6 | 19.4 | 1.1 | 8.3 | 2.2 | 13.3 | -3.3 | 7.2 | 0 | 23.3 | -2.8 | 21.1 | 7.2 | 24.4 | -7.2 | 13.9 | -1.1 | 23.9 | 2.8 | 24.4 | 11.7 | 9.4 | -8.3 | 10.9 | 7.6 | -10 | -18.9 | 5.6 | 2.8 | 6.7 | -4.4 | -0.6 | -11.7 | 6.1 | -8.3 | -6.7 | -13.6 | 6.1 | -6.1
0 | -3 | -5.6 | -15 | 16.1 | -3.3 | 20.6 | 2.2 | 3.2 | -6.7 | 25 | -8.3 | 8 | 3 | 17.2 | 3.9 | 15.6 | 12.8 | 8.9 | 5.6 | 11.7 | 6.7 | 13.9 | 12.8 | -4.1 | -10.4 | 12.1 | -8 | 16 | 8 | 19.4 | 13.3 | 25.6 | 20 | 17.2 | 6.7 | 21.1 | 10.6 | 15.6 | -1.7 | 26.1 | 18.5 | 2.2 | -5.6 | 11.8 | -1.8 | 0.8 | -1.4 | 0.6 | -3.3 | 4.4 | 0 | 8.9 | -6.7 | 5 | -5 | 18.3 | 11.2 | 2.2 | 2.2 | -10 | -13 | 0 | -4.4 | 2.2 | -5.6 | -2.2 | -4.4 | 13.3 | 1.7 | 1.7 | -1.1 | -3.3 | -7.5 | -1.7 | -9.4 | -1.1 | -7.2 | 14.4 | 0.6 | -2.2 | -6.1 | 18.3 | 2.2 | -6.7 | -10.1 | -2.8 | -10.4 | 10.6 | -8.9 | 9.4 | 2.2 | 16.1 | -4.4 | 12.9 | -2.3 | 4.4 | -5 | 16.7 | -7.2 | 3.3 | -11.7 | 17.8 | -12.8 | 11.1 | -13.3 | 2.8 | -5 | 6.7 | 1.1 | 1.7 | -6.1 | -2.8 | -5 | 0.6 | -2.2 | 17.4 | 4 | -2 | -7 | 13.9 | 1.7 | 8.3 | 2.8 | 0.6 | -2.2 | 5.6 | -2.2 | -3 | -9 | 20.6 | 2.2 | 20 | 1.1 | 7.6 | 2.5 | 14.4 | -1.7 | 7 | 0 | 22.8 | -3.9 | 20.6 | 7.2 | 23.9 | -8.9 | 13.7 | -0.3 | 24.4 | 2.2 | 23.7 | 12.7 | 9.4 | -7.8 | 10 | 8.9 | -10 | -19.4 | 5.6 | 3.3 | 7.2 | -4.4 | -1 | -10 | 5.6 | -8.3 | -6.7 | -13.4 | 7.2 | -5
0 | -3 | -5.6 | -14.4 | 15.6 | -3.3 | 19.4 | 2.2 | 2.8 | -7.2 | 25.6 | -8.9 | 8 | 4 | 15.9 | 4.3 | 15.6 | 12.2 | 7.8 | 5 | 11.1 | 5.6 | 13.9 | 12.8 | -5.6 | -10 | 12.8 | -9.4 | 15 | 8 | 18.7 | 13.4 | 25 | 20 | 17.2 | 6.1 | 21.7 | 10.6 | 16.1 | -1.7 | 25.6 | 18.3 | 1.7 | -4.4 | 12.2 | -2.2 | 0.9 | -1.6 | 0.6 | -3.3 | 3.3 | -0.6 | 8.5 | -6.1 | 4.4 | -4.4 | 17.2 | 11.5 | 2.2 | 1.1 | -8 | -12 | -0.6 | -4.4 | 1.7 | -3.3 | -2.2 | -7.8 | 11.7 | 5 | 1.1 | -1.1 | -3.9 | -8 | -1.1 | -9.4 | -1.1 | -7.2 | 12.8 | -0.6 | -2.2 | -6.1 | 16.7 | 1.6 | -6.1 | -10.6 | -2.8 | -12.8 | 9.5 | -8.5 | 8.3 | 2.2 | 15 | -3.3 | 12.6 | -2.2 | 4.4 | -5 | 16.1 | -6.7 | 1.5 | -8.9 | 15.9 | -12 | 10 | -9.6 | 1.9 | -3.9 | 6.7 | -2.2 | 1.7 | -5 | -3.2 | -5.1 | 0.6 | -2.2 | 16.5 | 3.9 | -3 | -7 | 12.2 | 1.1 | 7.8 | 3.3 | 0.6 | -2.2 | 6.1 | 0.6 | -3 | -10 | 18 | 4.6 | 20 | 1.7 | 6.8 | 2.7 | 14.4 | -2.2 | 6.9 | 0.1 | 22.8 | -2.8 | 20 | 8.9 | 23.3 | -11.1 | 13.5 | 0.1 | 24.4 | 1.7 | 22.9 | 13.1 | 9.4 | -7.8 | 9.6 | 8.9 | -11.1 | -20 | 3.9 | 1.1 | 6.7 | -3.3 | -1.3 | -9.8 | 5.6 | -8.9 | -6.7 | -13.9 | 6.7 | -7.2
-1 | -3 | -6.1 | -14.4 | 13.3 | -3.9 | 17.8 | 2.2 | 2.1 | -6.2 | 24.4 | -10 | 6 | 4 | 14.6 | 4.9 | 15 | 12.8 | 7.2 | 6.7 | 11.1 | 6.1 | 13.9 | 12.8 | -7.8 | -11.1 | 9.3 | -7.8 | 14 | 8 | 17.9 | 13.4 | 23.3 | 20 | 16.7 | 6.1 | 20 | 11.1 | 15.6 | -1.1 | 24.8 | 17.8 | 0.6 | -5.6 | 11.7 | -1.3 | 1.1 | -1.7 | -0.6 | -3.9 | 2.2 | -1.1 | 8.2 | -6 | 3.3 | -4.4 | 16.1 | 11.7 | 2.2 | 1.1 | -10 | -13 | -1.7 | -9.4 | 1.7 | -2.2 | -2.8 | -7.8 | 10.6 | 5 | 1.1 | -1.1 | -4.4 | -8.9 | -1.7 | -8.9 | -1.1 | -7.8 | 10 | -1.7 | -2.8 | -5 | 15 | 1.1 | -6.5 | -10.2 | -5.2 | -11.8 | 8.3 | -9.9 | 7.2 | 1.1 | 13.3 | -0.6 | 12.2 | -2.8 | 3.9 | -3.9 | 13.9 | -6.1 | -0.4 | -8.1 | 14.1 | -11.6 | 8.9 | -8.5 | 0.9 | -3.7 | 5.6 | -5.6 | 1.1 | -5 | -3.5 | -5.4 | 0 | -2.8 | 15.6 | 3.3 | -3 | -8 | 10 | 2.2 | 7.2 | 3.9 | 0.6 | -2.2 | 5.6 | -3.3 | -4 | -11 | 15.4 | 5.3 | 18.3 | 1.1 | 6.1 | 2.8 | 13.9 | -2.2 | 6.7 | 0 | 21.1 | -2.8 | 18.9 | 8.9 | 22.2 | -8.3 | 13.3 | 0.6 | 23.3 | 4.4 | 22.2 | 13.9 | 8.3 | -7.8 | 9.3 | 9 | -11.7 | -20.6 | 4.4 | 2.2 | 5 | -3.3 | -1.7 | -10.6 | 5 | -9.4 | -8.5 | -13.3 | 3.9 | -4.4
-1 | -3 | -7.8 | -15.6 | 8.9 | -2.2 | 14.4 | 3.3 | 1.3 | -6.4 | 23.9 | -8.9 | 5 | 3 | 13.3 | 5 | 14.4 | 12.8 | 7.2 | 6.1 | 10.6 | 5.6 | 13.3 | 12.2 | -10 | -12.6 | 5.7 | -7.6 | 12 | 8 | 17.2 | 13.3 | 22.8 | 19.4 | 16.1 | 5.6 | 16.1 | 8.9 | 13.9 | -0.6 | 24.1 | 17.1 | -0.6 | -5.6 | 11.1 | -1.2 | 0.7 | -2.2 | -1.1 | -3.9 | 1.1 | -1.7 | 7.8 | -7.2 | 2.2 | -4.4 | 15.5 | 11.5 | 1.7 | 1.7 | -12 | -15 | -2.8 | -11.1 | 1.7 | -2.2 | -3.3 | -7.2 | 9.4 | 5 | 1.1 | -1.1 | -4.8 | -8.8 | -1.7 | -7.8 | -4.4 | -8.9 | 5 | -3.3 | -2.8 | -6.1 | 13 | 1.3 | -6.8 | -10.4 | -7.6 | -12.5 | 7.2 | -12.2 | 7.2 | 1.1 | 10.6 | 0.6 | 8.7 | -2 | 2.2 | -3.9 | 11.1 | -6.1 | -2.2 | -8.9 | 12.2 | -13.9 | 7.8 | -8.3 | 0 | -3.9 | 5 | -6.1 | 1.1 | -4.4 | -3.9 | -6.1 | -0.6 | -2.8 | 13.9 | 3.9 | -3 | -8 | 7.8 | 1.1 | 6.7 | 2.8 | 1.1 | -1.7 | 4.4 | -3.9 | -5 | -11 | 12.8 | 5.6 | 15.6 | 0.6 | 4.8 | 2.5 | 12.2 | -2.8 | 5.9 | -0.1 | 17.2 | -1.7 | 18.3 | 8.9 | 20.6 | -10 | 11.3 | 0.4 | 17.8 | 5.6 | 21.5 | 14.9 | 7.2 | -8.3 | 8.9 | 8.9 | -12.2 | -21.7 | 4.4 | 2.2 | 5.6 | -4.4 | -2.4 | -9.8 | 3.9 | -10 | -10.4 | -14 | 2.8 | -3.9
-1 | -2 | -8.9 | -17.2 | 6.1 | -1.1 | 14.4 | 3.9 | 0.6 | -7.2 | 22.8 | -7.2 | 4 | 3 | 12.8 | 5.7 | 14.4 | 12.8 | 7.2 | 6.7 | 11.1 | 6.1 | 12.8 | 12.2 | -12.2 | -14.4 | 2.2 | -9.4 | 12 | 7 | 15.7 | 12.7 | 22.8 | 18.9 | 16.1 | 4.4 | 14.4 | 7.2 | 12.8 | -0.6 | 23.3 | 16.7 | -1.1 | -6.1 | 10.6 | -1.1 | 0.4 | -2.8 | -1.1 | -5 | 0.6 | -1.7 | 7.8 | -5.9 | 1.1 | -4.4 | 15 | 11.4 | 1.7 | 1.7 | -13 | -15 | -3.3 | -11.1 | 1.7 | -2.8 | -3.9 | -6.7 | 8.3 | 5 | 1.1 | -1.1 | -5.2 | -9.1 | -1.7 | -7.2 | -3.3 | -8.3 | 2.8 | -5 | -2.8 | -6.7 | 10.9 | 0.9 | -7.2 | -11.1 | -10 | -13.9 | 6.1 | -10.7 | 7.2 | 2.2 | 7.8 | 1.1 | 5.2 | -2.5 | 0.6 | -3.9 | 11.1 | -6.1 | -3.1 | -8.3 | 10.5 | -10.8 | 6.7 | -6.8 | -0.4 | -4.6 | 4.4 | -6.1 | 1.1 | -2.8 | -4.5 | -6.3 | -0.6 | -2.8 | 12.3 | 4 | -2 | -6 | 7.8 | 1.7 | 6.7 | 3.3 | 1.1 | -1.7 | 3.3 | -1.1 | -5 | -11 | 11.3 | 5.4 | 11.1 | 1.7 | 3.5 | 2 | 11.1 | -3.3 | 5.2 | -0.5 | 12.2 | 0 | 18.3 | 10 | 20 | -9.4 | 9.2 | -0.4 | 17.8 | 5.6 | 20.7 | 15.9 | 7.2 | -7.8 | 8.5 | 8.5 | -12.8 | -22.8 | 4.4 | 2.2 | 3.3 | -3.9 | -3.2 | -10.1 | 2.8 | -10 | -12.2 | -15 | 1.7 | -5
-1 | -3 | -8.9 | -20 | 5.6 | -1.1 | 13.9 | 3.3 | -1.6 | -6.8 | 21.1 | -5 | 4 | 4 | 12.2 | 6.3 | 14.4 | 13.3 | 7.2 | 6.7 | 10.6 | 6.1 | 12.8 | 12.2 | -12.2 | -14.9 | 2.8 | -7.9 | 12 | 4 | 14.3 | 12 | 22.8 | 19.4 | 16.1 | 2.8 | 13.3 | 6.1 | 11.7 | 0 | 22.9 | 16 | -1.7 | -6.1 | 10.2 | -0.5 | 0 | -3.9 | -1.1 | -5 | 0 | -2.2 | 7.8 | -5.9 | 1.1 | -4.4 | 14.4 | 11.1 | 1.7 | 1.7 | -13 | -16 | -4.4 | -11.1 | 1.7 | -1.7 | -4.4 | -8.3 | 7.8 | 5.6 | 1.1 | -1.1 | -5.6 | -10 | -1.7 | -7.8 | -4.4 | -8.9 | 1.1 | -5.6 | -2.8 | -6.7 | 8.9 | 0.6 | -7.2 | -10.3 | -10.9 | -13.8 | 5 | -10.7 | 7.8 | 3.9 | 8.3 | 0 | 1.7 | -3.9 | 1.1 | -3.3 | 7.2 | -5 | -4.1 | -8.6 | 8.9 | -9.9 | 5.5 | -6.2 | -0.7 | -5.8 | 4.4 | -6.7 | 1.1 | -1.7 | -5 | -6.6 | -1.1 | -2.8 | 10.6 | 3.9 | -2 | -7 | 7.2 | 2.2 | 5.6 | 3.9 | 1.1 | -1.7 | 1.1 | -2.2 | -5 | -11 | 9.8 | 5 | 8.9 | 1.7 | 2.2 | 1.7 | 9.4 | -2.8 | 4.4 | -1.1 | 11.7 | 1.7 | 18.3 | 10.6 | 20 | -8.9 | 7.2 | -1.1 | 16.7 | 8.9 | 20 | 16.7 | 6.7 | -7.2 | 8.2 | 8.2 | -13.3 | -22.2 | 3.9 | 2.2 | 1.7 | -3.3 | -3.9 | -11.1 | 1.7 | -10 | -12.6 | -15.7 | 1.3 | -4.8
-1 | -4 | -8.9 | -20.6 | 4.4 | -1.1 | 13.3 | 2.8 | -3.9 | -7.6 | 21.7 | -5 | 4 | 3 | 11.7 | 6.7 | 14.4 | 13.3 | 7.2 | 6.1 | 11.1 | 6.7 | 12.2 | 12 | -12.2 | -15.5 | 3.3 | -7.4 | 11 | 7 | 12.8 | 11.1 | 22.2 | 19.4 | 15.6 | 2.2 | 12.2 | 6.1 | 11.1 | 0 | 22.6 | 15.7 | -1.1 | -6.1 | 9.8 | -0.6 | -0.4 | -3.7 | -1.7 | -5.6 | -0.6 | -2.2 | 7.8 | -6.7 | 1.7 | -4.4 | 14.8 | 11.6 | 1.7 | 1.7 | -13 | -15 | -5 | -10.6 | 1.7 | -1.1 | -4.4 | -8.9 | 6.1 | 4.4 | 1.1 | -0.6 | -6.3 | -10.2 | -1.7 | -7.2 | -5.6 | -8.9 | 0.6 | -6.1 | -2.8 | -7.8 | 7.2 | 1.5 | -7.2 | -9.9 | -11.9 | -14.2 | 3.9 | -12.2 | 7.8 | 3.9 | 5 | 1.1 | 0.8 | -3.6 | 0 | -3.3 | 6.7 | -3.9 | -5 | -9.4 | 7.2 | -10.6 | 4.4 | -6.7 | -1.1 | -7.8 | 4.4 | -6.1 | 1.7 | -0.6 | -5.6 | -7.2 | -1.7 | -3.3 | 10.2 | 4.1 | -2 | -7 | 6.7 | 2.2 | 5 | 3.3 | 1.1 | -1.7 | 0 | -1.7 | -3 | -9 | 8.3 | 4.4 | 6.1 | 2.2 | 2.4 | 1.5 | 8.3 | -1.7 | 3.5 | -0.9 | 10.6 | 1.7 | 17.8 | 11.1 | 16.1 | -7.8 | 6.7 | -0.9 | 15.6 | 10.6 | 19.8 | 17 | 8.9 | -7.8 | 7.8 | 7.8 | -13.9 | -22.2 | 3.3 | 1.7 | 1.1 | -3.3 | -3.3 | -10 | -0.6 | -9.4 | -12.9 | -16.6 | 1 | -5.2
-2 | -2 | -10 | -20.6 | 3.9 | -1.1 | 10 | 3.9 | -6.1 | -8.9 | 19.4 | -4.4 | 2 | 2 | 11.1 | 6.7 | 14.4 | 12.8 | 6.7 | 5.6 | 11.1 | 7.8 | 12.2 | 11.9 | -12.2 | -16.7 | 3.9 | -7.8 | 9 | 7 | 12.6 | 11.4 | 22.2 | 19.4 | 15 | 2.2 | 12.2 | 5.6 | 10.6 | -0.6 | 22.2 | 15 | -1.7 | -6.1 | 9.4 | -0.6 | -0.7 | -3.8 | -2.2 | -6.7 | -1.1 | -2.2 | 7.4 | -5.6 | 1.1 | -5 | 15.2 | 12 | 1.7 | 1.7 | -11 | -13 | -6.1 | -10.6 | 1.7 | -1.1 | -5 | -8.9 | 6.7 | 5.6 | 1.1 | -0.6 | -7.1 | -11 | -2.2 | -7.2 | -5 | -8.3 | 0 | -6.7 | -2.8 | -8.3 | 5.6 | 2.1 | -7.2 | -10 | -12.8 | -15 | 4.5 | -9.9 | 8.3 | 6.1 | 7.8 | 1.7 | -0.2 | -4.1 | -1.1 | -5 | 5.6 | -3.9 | -5.7 | -9.3 | 7.2 | -9.4 | 4.2 | -5.7 | -1.5 | -7.1 | 4.4 | -6.1 | 1.7 | -0.6 | -6 | -7.3 | -2.2 | -3.3 | 9.8 | 4 | -1 | -6 | 5.6 | 1.7 | 3.3 | 2.8 | 0.6 | -2.2 | 0 | -2.2 | -4 | -6 | 8.3 | 4.9 | 6.1 | 1.1 | 2.6 | 1.3 | 5 | -0.6 | 2.6 | -1.2 | 8.3 | 1.1 | 15.6 | 10.6 | 15 | -7.8 | 6.1 | -0.7 | 12.2 | 9.4 | 19.6 | 17.4 | 8.3 | -3.9 | 8 | 8 | -15 | -23.9 | 3.9 | 1.7 | -1.1 | -3.9 | -2.8 | -9.5 | -0.6 | -9.4 | -13.3 | -18.3 | 0.6 | -6.7
-2 | -3 | -10 | -20 | 3.3 | -1.1 | 10 | 4.4 | -5.5 | -8.1 | 18.9 | -4.4 | 2 | 1 | 10.6 | 6.4 | 13.9 | 11.7 | 6.7 | 5 | 10.6 | 6.1 | 12.2 | 11.7 | -12.8 | -17 | 3.3 | -6.7 | 9 | 7 | 12.4 | 11.5 | 21.7 | 19.4 | 15 | 1.7 | 11.7 | 5.6 | 9.4 | -0.6 | 22.2 | 15.3 | -1.7 | -6.1 | 9 | -0.5 | -1.1 | -4.4 | -2.8 | -7.2 | -1.1 | -2.2 | 7.1 | -5.2 | 1.7 | -4.4 | 15.6 | 12.2 | 1.7 | 1.7 | -11 | -13 | -6.5 | -10.1 | 0.6 | -2.2 | -5 | -8.3 | 6.1 | 6.1 | 1.1 | -0.6 | -7.8 | -12.2 | -2.8 | -7.8 | -6.1 | -8.9 | -0.6 | -6.7 | -3.3 | -8.3 | 3.9 | 2.2 | -7.2 | -9.6 | -12.8 | -15.1 | 5 | -9.2 | 8.3 | 6.1 | 7.2 | 3.9 | -1.1 | -5 | -0.6 | -3.9 | 5.6 | -5 | -6.5 | -9.8 | 7.2 | -9.4 | 4.1 | -5.5 | -1.8 | -7 | 4.4 | -6.1 | 1.7 | -0.6 | -6.3 | -7.4 | -2.2 | -3.3 | 9.4 | 3.9 | 0 | -4 | 5 | 1.1 | 2.8 | 2.8 | 1.1 | -1.1 | -0.6 | -2.8 | -4 | -6 | 8.3 | 5.3 | 4.4 | 1.1 | 2.8 | 1.1 | 3.9 | 0 | 1.7 | -1.7 | 6.1 | 1.1 | 15 | 10.6 | 12.2 | -7.2 | 5.6 | -1.1 | 11.7 | 9.4 | 19.4 | 17.8 | 3.9 | -2.8 | 8.1 | 8.1 | -17.2 | -25 | 3.3 | 1.1 | -0.6 | -3.9 | -2.2 | -10 | -1.1 | -7.8 | -12.9 | -17.1 | 0.6 | -5
-2 | -4 | -10 | -20.6 | 2.8 | -1.1 | 9.4 | 4.4 | -5 | -7.7 | 18.3 | -4.4 | 1 | 1 | 10 | 6.1 | 13.9 | -0.6 | 6.1 | 6.1 | 11.1 | 5.6 | 12.2 | 11.6 | -13.3 | -17.6 | 2.8 | -6.6 | 8 | 7 | 12.2 | 11.7 | 21.1 | 19.4 | 13.3 | 5 | 12.8 | 6.1 | 8.9 | -1.1 | 22.2 | 15.3 | -2.2 | -6.1 | 8.7 | -0.3 | -1.3 | -4.1 | -3.9 | -8.9 | -1.7 | -2.8 | 6.7 | -6.1 | 1.7 | -4.4 | 15.8 | 12.8 | 1.7 | 1.7 | -11 | -13 | -6.8 | -10.2 | 0 | -1.7 | -5 | -8.9 | 6.1 | 6.1 | 0.6 | -1.1 | -8.5 | -12.7 | -2.8 | -7.2 | -7.2 | -10 | -1.7 | -8.3 | -5 | -9.4 | 3 | 1.4 | -7.2 | -9.6 | -12.8 | -15.4 | 5.6 | -9.4 | 8.3 | 6.7 | 6.1 | 3.9 | -1.5 | -4.8 | -3.9 | -6.7 | 7.2 | -5 | -7.2 | -10.6 | 7.2 | -10.6 | 3.9 | -6.1 | -2.2 | -7.8 | 4.4 | -6.1 | 1.7 | -0.6 | -6.7 | -7.8 | -2.8 | -3.9 | 9 | 4.2 | 0 | -3 | 4.4 | 1.1 | 1.7 | 1.7 | 0.6 | -1.7 | -1.7 | -5.6 | -5 | -5 | 8.3 | 5.6 | 4.4 | 1.1 | 1.1 | -1 | 2.8 | -0.6 | 0.8 | -1.7 | 7.2 | 1.1 | 15 | 11.1 | 8.9 | -7.2 | 5.2 | -0.5 | 10.6 | 8.9 | 19.4 | 17.4 | 0 | -3.3 | 8.3 | 8.3 | -18.9 | -27.2 | 3.3 | 1.7 | 0.6 | -3.3 | -2 | -9 | -0.6 | -8.3 | -12.6 | -16.3 | 0.6 | -4.1
-3 | -5 | -10.6 | -21.1 | 2.2 | -1.1 | 10 | 5 | -4.4 | -7.8 | 20.6 | -6.7 | 3 | 1 | 9.6 | 6.2 | 14.4 | 12.8 | 6.1 | 6.1 | 10.6 | 5.6 | 12.8 | 11.5 | -13.9 | -18.9 | 2.2 | -7.2 | 8 | 7 | 11.3 | 10.6 | 21.1 | 19.4 | 13.3 | 5.6 | 12.8 | 6.1 | 8.3 | -1.1 | 22.2 | 15.6 | -2.8 | -6.7 | 8.3 | -0.6 | -1.5 | -4.1 | -4.4 | -8.9 | -2.2 | -2.8 | 6.9 | -5.1 | 1.7 | -4.4 | 15.9 | 13 | 1.7 | 1.7 | -12 | -14 | -7.2 | -10.3 | 0 | -1.7 | -5 | -10.6 | 5 | 5 | 0.6 | -1.1 | -9.3 | -13.9 | -2.8 | -6.7 | -8.3 | -10.6 | -2.2 | -8.3 | -6.1 | -10 | 2 | 0.2 | -7.2 | -10 | -12.8 | -16.1 | 5.4 | -5.5 | 8.3 | 7.8 | 4.4 | 3.3 | -1.8 | -4.9 | -4.4 | -6.7 | 5.6 | -5 | -7.6 | -10.4 | 8.9 | -7.7 | 3.5 | -5 | -2.2 | -7.4 | 4.4 | -6.1 | 1.7 | 0 | -6.1 | -7.1 | -2.8 | -3.9 | 8.7 | 4.3 | -1 | -4 | 4.4 | 1.7 | 1.1 | 1.1 | 0.6 | -1.7 | -1.7 | -5.6 | -5 | -5 | 7.8 | 5.6 | 3.9 | 1.1 | -0.5 | -2.9 | 1.7 | 0 | -0.2 | -2 | 6.7 | 1.1 | 14.4 | 11.1 | 9.4 | -6.7 | 4.8 | -0.2 | 12.2 | 10.6 | 19.4 | 17 | 0 | -3.9 | 8.7 | 8.7 | -20.6 | -27.8 | 3.3 | 1.1 | -1.7 | -4.4 | -1.9 | -8.9 | 0 | -8.3 | -12.2 | -16.1 | 0.6 | -3.9
-3 | -5 | -12.2 | -20.6 | 2.2 | -1.1 | 11.7 | 6.7 | -4.2 | -6.8 | 19.4 | -6.7 | 1 | 1 | 9.3 | 6.2 | 13.9 | 12.2 | 5.6 | 5 | 11.1 | 6.1 | 12.2 | 11.5 | -14.1 | -18.2 | 2.4 | -7.1 | 9 | 8 | 10.3 | 9.4 | 20.6 | 18.9 | 12.2 | 5.6 | 12.2 | 7.2 | 7.8 | -2.2 | 22 | 15.9 | -3.3 | -7.2 | 8.3 | -0.2 | -1.7 | -4.4 | -4.4 | -9.4 | -2.2 | -2.8 | 7 | -5.3 | 1.1 | -4.4 | 16.1 | 13.3 | 1.7 | 1.1 | -12 | -14 | -7.6 | -10.4 | 0 | -2.2 | -5.6 | -10.6 | 5.6 | 5.6 | 0 | -1.1 | -10 | -15.6 | -3.3 | -6.7 | -8.9 | -11.1 | -2.8 | -8.3 | -6.7 | -10.6 | 1.1 | -0.6 | -7.4 | -9.8 | -14.5 | -17.2 | 5.2 | -3.4 | 9.4 | 8.3 | 4.4 | 3.3 | -2.2 | -5.6 | -4.4 | -6.7 | 3.3 | -5 | -7.9 | -10.4 | 10.5 | -6 | 3.2 | -5.1 | -2.2 | -7.8 | 3.9 | -6.1 | 0.6 | -0.6 | -5.6 | -6.6 | -2.8 | -3.9 | 8.3 | 4.4 | -2 | -5 | 4.4 | 1.7 | 2.8 | 2.8 | 1.1 | -1.7 | -2.8 | -5 | -5 | -6 | 7.2 | 5.7 | 3.3 | 0.6 | -2.2 | -5.6 | 1.1 | -1.1 | -1.1 | -2.8 | 6.1 | 1.1 | 15 | 11.7 | 12.2 | -2.8 | 4.4 | 0 | 12.8 | 11.7 | 19.4 | 16.7 | 0 | -5 | 9 | 9 | -22.2 | -29.4 | 3.3 | 1.1 | -2.2 | -4.4 | -1.7 | -9.4 | -0.6 | -8.3 | -12 | -16.5 | 0.6 | -3.4
-4 | -5 | -15.6 | -22.2 | 2.8 | 0 | 12.8 | 8.3 | -4.1 | -6.3 | 18.9 | -7.2 | 0 | 0 | 8.9 | 6.1 | 13.3 | 12.8 | 5 | 5 | 10.6 | 6.1 | 12.2 | 11.2 | -14.2 | -18 | 2.6 | -8.3 | 9 | 8 | 9.4 | 8.3 | 20.6 | 18.9 | 12.2 | 6.1 | 12.8 | 10.6 | 7.2 | -2.8 | 21.9 | 16.4 | -2.2 | -6.1 | 8.3 | -0.2 | -2.1 | -4.7 | -5 | -9.4 | -2.8 | -3.3 | 7.2 | -6.1 | 1.1 | -3.3 | 16.3 | 13.8 | 1.7 | 1.7 | -13 | -15 | -7.9 | -10.6 | 0 | -1.7 | -6.1 | -11.7 | 5.6 | 4.4 | 0 | -1.1 | -10.7 | -15.4 | -3.3 | -7.2 | -10.6 | -12.8 | -2.8 | -8.9 | -7.2 | -11.1 | 0.9 | -0.6 | -7.6 | -10 | -16.1 | -18.3 | 5 | -1.7 | 8.9 | 7.8 | 3.3 | 3.3 | -2.6 | -5.5 | -2.2 | -4.4 | 2.2 | -5 | -8.3 | -11.1 | 12.2 | -5 | 2.8 | -5.6 | -2.2 | -8.9 | 3.9 | -6.1 | 0.6 | -0.6 | -5 | -6.1 | -3.9 | -5 | 7.9 | 4.3 | -2 | -7 | 3.9 | 1.1 | 2.2 | 2.2 | 1.1 | -1.7 | -3.3 | -5.6 | -5 | -6 | 6.7 | 5.6 | 3.3 | 1.1 | -3.5 | -6.7 | 0 | -1.1 | -2.2 | -3.7 | 5.6 | 0.6 | 14.4 | 11.7 | 11.1 | -5.6 | 3.7 | -0.1 | 12.2 | 11.7 | 19.2 | 16.6 | -0.6 | -7.2 | 9.4 | 9.4 | -23.3 | -30.6 | 3.3 | 1.1 | -2.2 | -4.4 | -2.6 | -9.1 | -1.1 | -8.3 | -11.9 | -17.4 | 0.6 | -3.4
-6 | -7 | -16.7 | -22.2 | 5.6 | 1.7 | 13.9 | 8.9 | -3.9 | -6.1 | 17.2 | -7.2 | 0 | 0 | 8.9 | 6 | 13.3 | 12.8 | 5 | 3.9 | 9.4 | 6.7 | 11.7 | 11.2 | -14.4 | -18.3 | 2.8 | -10.6 | 9 | 8 | 9.2 | 8.2 | 20.6 | 18.3 | 12.2 | 6.1 | 14.4 | 12.2 | 7.2 | -3.9 | 21.7 | 16.7 | -2.2 | -6.1 | 8.3 | 0 | -2.4 | -5.2 | -5 | -9.4 | -2.8 | -3.9 | 7.6 | -4.8 | 1.1 | -3.9 | 16.5 | 14.2 | 1.1 | 1.1 | -13 | -15 | -8.3 | -11.1 | 0 | -1.7 | -7.2 | -11.7 | 3.9 | 2.8 | 0 | -1.1 | -11.5 | -16 | -5.6 | -9.4 | -9.4 | -11.1 | -2.8 | -8.9 | -7.8 | -11.1 | 0.8 | -0.4 | -7.8 | -10.6 | -17.8 | -20 | 3.1 | -2.1 | 8.9 | 7.8 | 2.8 | 2.2 | -2.9 | -5.8 | -3.9 | -6.7 | 0.6 | -5 | -8.5 | -11 | 11.5 | -3 | 2.1 | -5.3 | -2.6 | -7.8 | 3.9 | -6.1 | 0.6 | 0 | -5.2 | -6 | -4.4 | -6.1 | 7.6 | 4.2 | -3 | -7 | 3.9 | 0.6 | 2.2 | 2.2 | 1.1 | -1.1 | -3.3 | -5.6 | -5 | -6 | 7.2 | 6 | 3.9 | 2.2 | -4.8 | -8.4 | 0.6 | -1.1 | -3.3 | -5.1 | 5 | 0.6 | 15 | 12.8 | 10.6 | -5.6 | 2.9 | -0.3 | 9.4 | 8.9 | 19.1 | 16.7 | -2.2 | -8.3 | 9.2 | 9.2 | -24.4 | -32.8 | 3.3 | 0.6 | -3.3 | -5.6 | -3.5 | -9.8 | -1.1 | -7.2 | -11.7 | -19.4 | 0.6 | -3.9
-5 | -6 | -16.7 | -22.8 | 7.2 | 1.1 | 12.2 | 8.9 | -4.5 | -6.5 | 16.7 | -7.2 | 0 | 0 | 8.9 | 5.8 | 14.4 | 12.8 | 4.4 | 3.9 | 9.4 | 6.7 | 11.7 | 11.1 | -13.3 | -17.2 | 3.2 | -9.6 | 10 | 9 | 9.1 | 8.1 | 20 | 18.3 | 11.7 | 7.8 | 14.4 | 12.8 | 7.8 | -5 | 22.1 | 17.1 | -2.2 | -6.1 | 8.3 | 0.5 | -2.8 | -6.1 | -5 | -10 | -3.3 | -4.4 | 7.9 | -4.6 | 1.1 | -3.9 | 16.7 | 14.4 | 1.7 | 1.1 | -12 | -14 | -8.3 | -11.1 | -0.6 | -2.2 | -6.7 | -11.1 | 2.8 | 1.1 | -0.6 | -1.1 | -12.2 | -17.2 | -6.1 | -10.6 | -10.6 | -11.7 | -3.3 | -8.9 | -9.4 | -11.7 | 0.6 | -0.6 | -7.8 | -10.2 | -16.5 | -18.7 | 1.3 | -2.6 | 8.9 | 8.3 | 2.2 | 2.2 | -3.3 | -6.7 | -2.8 | -6.7 | 1.7 | -5 | -8.7 | -11.5 | 10.7 | -2.4 | 1.3 | -6 | -2.9 | -7.6 | 3.9 | -6.1 | 0.6 | -0.6 | -5.4 | -6 | -5.6 | -7.2 | 7.2 | 3.9 | -3 | -7 | 1.7 | -0.6 | 2.2 | 2.2 | 1.1 | -0.6 | -3.3 | -4.4 | -5 | -8 | 7.8 | 6.3 | 3.9 | 1.7 | -6.1 | -10.6 | 1.1 | -0.6 | -4.4 | -6.7 | 3.9 | 0.6 | 15 | 13.3 | 7.8 | -5 | 2.2 | -0.6 | 8.9 | 8.3 | 18.9 | 16.7 | -5 | -10.6 | 9.1 | 9.1 | -25.6 | -32.8 | 3.3 | 0.6 | -4.4 | -6.7 | -4.4 | -11.1 | -1.7 | -6.7 | -9.3 | -17.1 | -1.1 | -3.9
-5 | -6 | -17.2 | -22.8 | 8.3 | 0.6 | 12.2 | 8.3 | -5 | -7.3 | 13.3 | -1.1 | -2 | -2 | 8.9 | 5.6 | 15 | 12.2 | 5 | 3.3 | 10 | 6.7 | 11.7 | 11.1 | -12.2 | -16.2 | 3.5 | -9.7 | 12 | 11 | 8.9 | 7.8 | 20 | 18.3 | 11.1 | 8.9 | 13.9 | 12.8 | 6.1 | -4.4 | 22.4 | 17.6 | -1.1 | -6.1 | 8.3 | 1.2 | -2.8 | -5.6 | -5.6 | -10 | -3.3 | -4.4 | 8.3 | -5 | 1.1 | -3.9 | 16.9 | 14.6 | 2.2 | 1.7 | -12 | -13 | -7.8 | -10.6 | -0.6 | -2.2 | -6.7 | -10.6 | 1.7 | -3.3 | -0.6 | -1.1 | -12.2 | -16.7 | -6.7 | -10.6 | -11.7 | -12.8 | -3.3 | -9.4 | -9.4 | -12.2 | 3.2 | 0.7 | -7.8 | -10.2 | -15.2 | -17.9 | -0.6 | -3.9 | 7.2 | 6.7 | 2.8 | 2.8 | -2.4 | -5.5 | -3.9 | -6.7 | 1.7 | -5 | -8.9 | -12.2 | 10 | -1.7 | 0.6 | -7.2 | -3.3 | -7.8 | 3.9 | -6.1 | 0 | -1.7 | -5.6 | -6.1 | -6.7 | -8.3 | 7.8 | 3.8 | -3 | -7 | 1.7 | -0.6 | 2.2 | 2.2 | 1.1 | -1.1 | -3.9 | -5 | -5 | -6 | 8.3 | 6.7 | 5 | 2.8 | -5.7 | -9.9 | 1.7 | 1.1 | -1.3 | -4.1 | 3.9 | 0.6 | 16.1 | 13.3 | 7.8 | -4.4 | 4.4 | 0.7 | 10 | 10 | 18.9 | 17.1 | -4.4 | -11.1 | 8.9 | 8.9 | -25.6 | -32.8 | 3.9 | -0.6 | -3.9 | -5.6 | -6.1 | -12.5 | 2.8 | -7.8 | -6.8 | -15.9 | 0.6 | -3.9
-5 | -6 | -16.7 | -22.2 | 10.6 | 1.7 | 12.2 | 8.3 | -5.6 | -8.3 | 12.8 | 1.1 | 0 | 0 | 9.8 | 6.2 | 15 | 12.2 | 7.2 | 5 | 11.1 | 6.1 | 12.2 | 11.1 | -11.1 | -16.1 | 3.9 | -11.1 | 14 | 13 | 13 | 10.2 | 20.6 | 18.3 | 11.7 | 10 | 14.4 | 12.8 | 7.2 | -4.4 | 22.8 | 17.8 | 0 | -5.6 | 8.3 | 1.7 | -2.8 | -5.4 | -5.6 | -10 | -3.3 | -4.4 | 9.1 | -3.6 | 2.2 | -3.9 | 17 | 14.5 | 2.2 | 1.7 | -10 | -12 | -6.1 | -10 | -0.6 | -2.2 | -7.2 | -11.7 | 1.1 | -4.4 | -0.6 | -1.1 | -12.2 | -16.9 | -6.7 | -11.1 | -10 | -11.1 | -2.8 | -9.4 | -8.3 | -12.8 | 5.7 | 2 | -7.8 | -10.6 | -13.9 | -17.2 | 3.3 | -3.1 | 13.3 | 9.4 | 4.4 | 3.9 | -1.5 | -4.8 | -2.2 | -6.7 | 6.7 | -3.3 | -4.5 | -9 | 11.5 | -1.7 | 3 | -5.4 | -2.2 | -7.4 | 3.9 | -6.1 | 0 | -2.2 | -5.6 | -6.8 | -7.8 | -10 | 8.3 | 3.6 | -3 | -7 | 4.4 | 1.1 | 2.2 | 2.2 | 1.7 | 0 | -2.8 | -4.4 | -5 | -5 | 11.6 | 7.9 | 7.2 | 5 | -5.4 | -10 | 2.2 | 1.7 | 1.9 | -2 | 3.9 | 0.6 | 18.3 | 14.4 | 11.1 | -4.4 | 6.7 | 1.8 | 10.6 | 10.6 | 18.9 | 17.4 | -2.8 | -11.1 | 9.3 | 9.3 | -25 | -32.8 | 4.4 | -0.6 | -0.6 | -3.3 | -7.7 | -14.6 | 5 | -8.3 | -4.4 | -16.1 | 1.1 | -3.3
-5 | -6 | -13.3 | -19.4 | 12.8 | 1.7 | 13.9 | 10 | -3 | -7.2 | 15 | 2.2 | 2 | 1 | 10.8 | 6.8 | 15 | 11.7 | 7.8 | 5 | 11.7 | 6.1 | 12.2 | 11.1 | -6.8 | -12.4 | 5 | -9.9 | 18 | 16 | 17 | 12.4 | 21.1 | 18.3 | 12.2 | 10.6 | 17.2 | 13.9 | 9.4 | -3.9 | 23.9 | 18.1 | 1.7 | -5 | 8.9 | 2 | -2.8 | -5.6 | -4.4 | -8.9 | -3.3 | -4.4 | 9.8 | -3.4 | 2.8 | -3.9 | 17.2 | 14.4 | 3.3 | 2.2 | -10 | -12 | -3.9 | -10 | 0 | -1.7 | -7.2 | -12.2 | 3.3 | -4.4 | -0.6 | -1.1 | -12.2 | -17.8 | -5 | -10.6 | -6.7 | -11.1 | -1.7 | -9.4 | -6.7 | -12.2 | 8.3 | 2.8 | -7.1 | -9.8 | -10.4 | -13.7 | 7.2 | -3.5 | 16.1 | 9.4 | 6.7 | 4.4 | -0.6 | -4.4 | 0 | -6.1 | 10 | -3.3 | 0 | -6.5 | 12.9 | -1.9 | 5.4 | -4.4 | -1.1 | -7.9 | 5 | -5.6 | 0 | -1.7 | -5.6 | -7.7 | -7.8 | -10 | 8.9 | 3.3 | -3 | -6 | 6.1 | 2.2 | 1.7 | 1.7 | 1.7 | 0 | 1.1 | -2.2 | -6 | -7 | 15 | 9 | 11.1 | 7.2 | -5 | -10.6 | 4.4 | 1.7 | 5 | -0.6 | 8.9 | 1.7 | 20.6 | 13.9 | 13.3 | -4.4 | 8.9 | 2.8 | 12.2 | 12.2 | 18.9 | 17.8 | -1.7 | -11.1 | 9.6 | 9.6 | -23.9 | -32.2 | 5 | 0 | 1.1 | -2.8 | -9.4 | -17.8 | 7.2 | -7.2 | -2.4 | -13.2 | 0.6 | -2.8
-6 | -7 | -11.1 | -17.8 | 14.4 | 2.2 | 14.4 | 11.1 | -0.4 | -6.6 | 17.2 | 2.2 | 6 | 3 | 11.7 | 7.2 | 15 | 11.1 | 10 | 6.1 | 12.8 | 7.2 | 13.3 | 11.7 | -2.6 | -9.7 | 6.1 | -9.4 | 19 | 16 | 21.1 | 13.9 | 22.2 | 18.3 | 13.3 | 11.7 | 18.9 | 13.9 | 10.6 | -3.3 | 25 | 18.2 | 2.2 | -3.9 | 9.4 | 2.5 | -2.4 | -5.2 | -3.3 | -8.3 | -2.2 | -3.3 | 10.6 | -3.3 | 3.9 | -4.4 | 17.2 | 14.7 | 7.2 | 3.3 | -8 | -10 | -2.2 | -8.3 | 0.6 | -1.1 | -6.7 | -13.3 | 4.4 | -8.3 | 0.6 | -1.1 | -10.9 | -16.3 | -5 | -13.9 | -5 | -10 | -1.1 | -9.4 | -5 | -12.2 | 11.3 | 3.3 | -6.3 | -9.4 | -6.8 | -10.7 | 11.1 | -6.7 | 16.7 | 9.4 | 8.3 | 5.6 | 2.9 | -2.3 | 2.2 | -3.9 | 11.7 | -3.3 | 4.4 | -5.6 | 14.4 | -2.8 | 7.8 | -4.4 | 0 | -9.4 | 6.1 | -5 | 0 | -1.7 | -5.6 | -8.9 | -5.6 | -8.3 | 10.7 | 2.8 | -2 | -5 | 8.3 | 3.3 | 2.8 | 2.8 | 2.2 | 0.6 | 4.4 | -1.1 | -4 | -6 | 18.3 | 9.4 | 15 | 7.8 | -4.8 | -9.8 | 7.2 | 2.2 | 7.2 | -0.4 | 11.1 | 2.2 | 22.2 | 13.3 | 16.7 | -2.8 | 11.3 | 3.3 | 14.4 | 14.4 | 19.6 | 17.8 | -0.6 | -13.3 | 10 | 10 | -23.3 | -31.7 | 6.7 | 0.6 | 3.3 | -2.2 | -9.4 | -17.2 | 8.9 | -6.7 | -0.3 | -11.5 | 2.2 | -1.7
-7 | -8 | -10 | -14.4 | 13.3 | 1.7 | 15.6 | 12.2 | 2.2 | -7.8 | 18.3 | 2.2 | 7 | 3 | 12.1 | 7.8 | 15.6 | 11.7 | 10 | 3.3 | 13.3 | 7.2 | 14.4 | 12.2 | 1.7 | -8.3 | 7.2 | -10.6 | 21 | 17 | 22.6 | 14 | 22.8 | 18.9 | 13.3 | 12.2 | 22.2 | 14.4 | 12.8 | -5 | 26.1 | 18.3 | 2.8 | -3.9 | 10 | 2.8 | -2.1 | -5.2 | -2.8 | -7.2 | -0.6 | -3.3 | 11.7 | -1.9 | 5 | -4.4 | 17.2 | 14.9 | 9.4 | 4.4 | -6 | -8 | 0 | -9.4 | 0.6 | -1.1 | -6.7 | -13.9 | 5 | -9.4 | 2.2 | -2.2 | -9.6 | -15.8 | -5 | -13.9 | -3.9 | -10.6 | 0 | -8.9 | -3.9 | -11.7 | 14.2 | 2.8 | -5.6 | -9.4 | -3.3 | -8.3 | 12.4 | -5.4 | 17.2 | 9.4 | 11.7 | 6.1 | 6.5 | -1 | 2.2 | -3.3 | 12.8 | -3.3 | 6.3 | -5.6 | 15.3 | -3.2 | 8.5 | -4.1 | 0.4 | -8.3 | 7.2 | -3.9 | 0 | -2.2 | -6 | -8.7 | -3.3 | -6.1 | 12.6 | 1.6 | -2 | -5 | 10.6 | 3.9 | 4.4 | 3.3 | 2.8 | 0.6 | 6.1 | -2.2 | -3 | -7 | 19.6 | 9.2 | 19.4 | 7.8 | -4.6 | -9.4 | 10.6 | 2.2 | 9.5 | -0.8 | 14.4 | 3.3 | 23.3 | 13.9 | 19.4 | -3.3 | 13.7 | 3.8 | 17.2 | 15.6 | 20.4 | 17.8 | 1.1 | -13.3 | 13.5 | 12.3 | -22.8 | -29.4 | 8.3 | 1.1 | 6.1 | -1.7 | -9.4 | -17.4 | 12.8 | -5 | 1.7 | -11.7 | 0.6 | -0.6
-6 | -7 | -8.9 | -13.3 | 13.9 | 2.2 | 15.6 | 12.2 | 2 | -6 | 20 | 2.2 | 8 | 4 | 12.4 | 8.3 | 14.4 | 11.7 | 12.2 | 4.4 | 14.4 | 3.9 | 15.6 | 11.7 | 0.8 | -6.6 | 8.7 | -9.1 | 22 | 17 | 24.1 | 14 | 22.8 | 18.9 | 14.4 | 12.8 | 23.9 | 14.4 | 14.4 | -1.7 | 26.5 | 18.1 | 1.7 | -4.4 | 10.6 | 3.2 | -1.7 | -5.6 | -2.2 | -6.7 | 1.1 | -2.8 | 12.8 | -0.7 | 7.2 | -4.4 | 17.2 | 15 | 10 | 2.2 | -5 | -7 | 2.2 | -6.7 | 0.6 | -1.1 | -6.1 | -11.7 | 6.1 | -10.6 | 2.2 | -2.2 | -8.3 | -16.1 | -5 | -13.9 | -3.9 | -10.6 | 0.6 | -8.3 | -3.3 | -11.7 | 17.2 | 1.7 | -5.2 | -8.8 | -1.8 | -6.5 | 13.7 | -4.8 | 17.8 | 10 | 13.9 | 6.1 | 10 | 0 | 2.8 | -2.8 | 13.3 | -2.8 | 8.1 | -6.7 | 16.3 | -4.3 | 9.3 | -4.4 | 0.7 | -8 | 6.7 | -3.3 | 0 | -2.8 | -6.3 | -8.6 | -2.2 | -5.6 | 14.4 | 0 | -1 | -6 | 12.2 | 3.9 | 7.2 | 4.4 | 2.8 | 0.6 | 7.2 | -4.4 | -3 | -7 | 20.9 | 8.6 | 21.1 | 8.3 | -4.4 | -10 | 13.3 | 1.7 | 11.7 | -2.2 | 16.7 | 2.2 | 23.9 | 13.9 | 21.1 | -2.2 | 16.1 | 3.3 | 21.1 | 15 | 21.1 | 17.8 | 2.8 | -11.7 | 17.1 | 14.4 | -21.7 | -28.3 | 8.3 | 0.6 | 7.2 | -2.8 | -9.4 | -18.9 | 15.6 | -4.4 | 2.6 | -9.8 | 1.1 | 0
-6 | -7 | -7.8 | -13.3 | 14.4 | 5 | 16.1 | 12.8 | 1.9 | -5.5 | 20 | 2.2 | 8 | 4 | 12.8 | 8.9 | 15 | 11.1 | 12.2 | 6.1 | 15 | 5.6 | 17.2 | 12.2 | -0.2 | -6.3 | 10.2 | -8.9 | 23 | 16 | 25.6 | 13.3 | 24.4 | 18.3 | 14.4 | 13.3 | 25 | 14.4 | 15 | 0 | 26.8 | 17.9 | 1.7 | -4.4 | 11.1 | 3.2 | -1.5 | -5.2 | -2.2 | -6.7 | 2.8 | -2.2 | 13.9 | 0 | 8.3 | -3.3 | 17 | 14.8 | 10 | 1.7 | -4 | -6 | 2.8 | -5 | 0.6 | -0.6 | -5.6 | -11.7 | 6.1 | -10.6 | 2.8 | -3.9 | -7.4 | -14.7 | -5 | -14.4 | -2.8 | -9.4 | 1.7 | -7.8 | -2.8 | -11.7 | 18.1 | 0.7 | -4.8 | -8.6 | -0.4 | -5.3 | 15 | -5 | 17.8 | 9.4 | 16.7 | 5 | 11.3 | 0.1 | 3.3 | -2.8 | 15 | -3.9 | 10 | -10.6 | 17.2 | -6.1 | 10 | -5.6 | 1.1 | -8.9 | 6.7 | -2.8 | 0 | -3.3 | -6.7 | -8.9 | -1.7 | -5 | 14.8 | -0.4 | -1 | -6 | 13.9 | 3.3 | 9.4 | 4.4 | 3.3 | 1.1 | 8.3 | -3.9 | -2 | -8 | 22.2 | 7.8 | 23.9 | 5 | -4.6 | -9.2 | 14.4 | 0.6 | 13 | -2.5 | 17.2 | 1.7 | 24.4 | 14.4 | 21.7 | -2.2 | 17.4 | 2.6 | 22.2 | 13.3 | 22.4 | 17.8 | 3.3 | -11.7 | 20.6 | 16.1 | -21.1 | -27.8 | 8.9 | 1.1 | 8.3 | -2.8 | -9.2 | -17.9 | 17.8 | -3.9 | 3.5 | -9 | 2.2 | 0
-6 | -8 | -7.2 | -13.9 | 17.2 | 5 | 16.7 | 13.3 | 1.7 | -5.6 | 19.4 | 1.7 | 9 | 4 | 13.5 | 8.6 | 16.7 | 11.1 | 11.1 | 2.8 | 15.6 | 3.9 | 16.1 | 12.8 | -1.1 | -6.7 | 11.7 | -10 | 23 | 18 | 25.8 | 13.3 | 24.4 | 18.3 | 15.6 | 13.3 | 26.1 | 13.9 | 15.6 | 0.6 | 27.2 | 17.8 | 1.1 | -6.1 | 11.7 | 3.3 | -1.3 | -5.4 | -1.1 | -6.1 | 3.9 | -2.2 | 13.7 | 0.3 | 10 | -3.3 | 16.9 | 14.8 | 11.7 | 1.7 | -3 | -6 | 3.9 | -3.9 | 0.6 | -0.6 | -5 | -12.2 | 5 | -11.1 | 3.3 | -3.9 | -6.5 | -14.3 | -4.4 | -13.9 | -1.1 | -9.4 | 1.7 | -7.2 | -2.2 | -11.1 | 19.1 | 0.2 | -4.4 | -8.9 | 1.1 | -5 | 15.6 | -3.8 | 17.8 | 10 | 18.3 | 3.3 | 12.6 | -0.3 | 2.8 | -2.8 | 15.6 | -4.4 | 9.4 | -9 | 17.2 | -4.7 | 9.8 | -5.1 | 1.1 | -8.5 | 5.6 | -1.7 | 0 | -3.3 | -6.9 | -9.3 | -1.1 | -5 | 15.2 | -1.2 | -2 | -5 | 14.4 | 2.8 | 11.1 | 3.3 | 2.2 | 0 | 10 | -4.4 | -3 | -6 | 22.2 | 8 | 24.4 | 8.3 | -4.8 | -9.4 | 15.6 | 1.7 | 14.3 | -3.9 | 17.8 | 1.1 | 23.3 | 14.4 | 23.3 | -3.9 | 18.7 | 1.7 | 22.2 | 12.8 | 23.7 | 17.9 | 4.4 | -12.2 | 21 | 15.8 | -20 | -27.2 | 8.9 | 0.6 | 8.9 | -2.2 | -9.1 | -18.3 | 18.9 | -3.3 | 4.4 | -10 | 3.3 | -0.6
-6 | -7 | -6.7 | -15.6 | 18.9 | 2.2 | 16.1 | 12.8 | 1.5 | -4 | 21.1 | 1.7 | 9 | 4 | 14.3 | 8.3 | 16.7 | 11.7 | 10.6 | 5 | 15.6 | 6.1 | 12.8 | 11.1 | -1.8 | -6.3 | 11.5 | -7.9 | 22 | 20 | 25.9 | 13.1 | 25 | 17.8 | 14.4 | 13.3 | 26.7 | 13.9 | 16.1 | 1.1 | 27 | 17.5 | 1.1 | -6.7 | 11.1 | 3.6 | -1.1 | -6.1 | -1.1 | -6.1 | 3.3 | -2.2 | 13.5 | 0.5 | 10 | -2.8 | 16.7 | 14.4 | 11.7 | 0.6 | -2 | -5 | 4.4 | -2.8 | 0.6 | -0.6 | -3.9 | -11.1 | 6.1 | -11.1 | 3.3 | -3.9 | -5.6 | -15 | -3.9 | -15 | -0.6 | -8.9 | 1.7 | -6.1 | -2.2 | -11.1 | 20 | -1.1 | -4.4 | -8.4 | 0.2 | -5.1 | 16.1 | -3.9 | 17.8 | 10 | 18.9 | 2.8 | 13.9 | -0.6 | 2.2 | -2.8 | 16.7 | -5.6 | 8.9 | -9 | 17.2 | -3.6 | 9.6 | -5.2 | 1.1 | -9.2 | 6.1 | -1.1 | 0 | -3.3 | -7 | -10 | -1.1 | -5.6 | 15.6 | -2.2 | -2 | -6 | 15 | 1.7 | 13.3 | 3.9 | 2.8 | 0.6 | 10.6 | -5.6 | -2 | -7 | 22.2 | 8 | 18.3 | 13.9 | -5 | -10 | 15.6 | 3.3 | 15.6 | -6.1 | 17.8 | 0.6 | 23.3 | 15 | 23.3 | -5 | 20 | 0 | 21.7 | 13.9 | 25 | 17.8 | 4.4 | -13.3 | 21.3 | 15.2 | -18.3 | -26.7 | 9.4 | -1.1 | 8.9 | -2.2 | -8.9 | -19.4 | 18.9 | -3.3 | 4.4 | -9 | 3.9 | -1.1
-6 | -8 | -5.6 | -14.4 | 17.8 | 0.6 | 15.6 | 12.8 | 1.3 | -3.5 | 21.1 | 1.1 | 9 | 6 | 15 | 7.8 | 14.4 | 11.1 | 12.2 | 2.2 | 14.4 | 6.1 | 12.8 | 10.6 | -2.6 | -6.9 | 11.3 | -7.1 | 22 | 17 | 26.1 | 12.8 | 24.4 | 17.2 | 14.4 | 13.3 | 26.1 | 13.9 | 16.7 | 1.1 | 26.9 | 17.4 | 0.6 | -7.2 | 10.6 | 3.9 | -1.7 | -5.4 | -1.1 | -6.7 | 2.8 | -2.2 | 13.3 | 0.6 | 9.4 | -2.8 | 16.9 | 14.9 | 11.7 | 0.6 | -2 | -4 | 3.9 | -2.2 | 0.6 | -0.6 | -3.9 | -11.1 | 6.7 | -9.4 | 3.3 | -3.9 | -6 | -14.7 | -3.9 | -15 | -1.1 | -8.9 | 1.7 | -6.7 | -2.2 | -10.6 | 18.7 | 0.8 | -4.4 | -8.4 | -0.8 | -6.3 | 16.7 | -3.9 | 16.7 | 10.6 | 19.4 | 2.8 | 12.6 | -0.6 | 2.2 | -4.4 | 16.1 | -6.7 | 8.3 | -10 | 17.2 | -3.9 | 9.4 | -6.1 | 1.1 | -11.1 | 6.7 | -2.8 | -0.6 | -4.4 | -7.2 | -11.1 | -1.1 | -5.6 | 15.2 | -1.2 | -2 | -5 | 15 | 1.7 | 13.3 | 3.9 | 2.8 | 0.6 | 11.1 | -5.6 | -2 | -7 | 22.2 | 7.8 | 18.9 | 15.6 | -5.6 | -10.2 | 15.6 | 3.3 | 14.7 | -5 | 17.8 | 0.6 | 22.8 | 15 | 22.8 | -5 | 19.6 | -0.4 | 20.6 | 16.1 | 24.6 | 17.1 | 4.4 | -13.3 | 21.7 | 14.4 | -18.3 | -26.1 | 7.2 | 2.2 | 8.9 | -1.7 | -9.5 | -18.7 | 20 | -3.3 | 4.4 | -9.3 | 4.4 | -1.7
-7 | -9 | -5 | -14.4 | 17.8 | 0 | 13.9 | 12.2 | 1.1 | -3.3 | 21.7 | 1.1 | 8 | 5 | 13.5 | 8.4 | 15.6 | 11.7 | 12.2 | 2.8 | 14.4 | 5.6 | 13.3 | 10 | -3.3 | -7.8 | 11.1 | -7.2 | 21 | 17 | 24.8 | 13.1 | 24.4 | 17.2 | 14.4 | 13.3 | 25 | 13.9 | 16.7 | 1.7 | 26.7 | 17.2 | 0 | -7.8 | 10 | 3.9 | -2.2 | -5.3 | -1.7 | -6.7 | 1.7 | -2.8 | 12.6 | 2.7 | 8.3 | -2.8 | 17 | 15.2 | 11.1 | -1.7 | -3 | -5 | 3.3 | -3.3 | 0.6 | 0 | -4.4 | -11.1 | 6.1 | -10.6 | 2.8 | -2.8 | -6.3 | -15.7 | -4.4 | -15.6 | -2.2 | -10 | 1.7 | -6.1 | -2.8 | -11.1 | 17.4 | 1.8 | -4.4 | -8.9 | -1.7 | -7.8 | 15 | -3 | 16.7 | 11.1 | 18.9 | 5 | 11.3 | -0.7 | 1.7 | -4.4 | 16.7 | -6.7 | 6.1 | -7.3 | 15.2 | -2.8 | 7.6 | -3.4 | 0.2 | -9.7 | 6.7 | -4.4 | -0.6 | -5 | -7.4 | -11.3 | -2.8 | -5.6 | 14.8 | -1.1 | -2 | -5 | 12.8 | -0.6 | 13.3 | 3.9 | 2.8 | 0.6 | 10 | -6.7 | -3 | -10 | 20.9 | 8.9 | 18.9 | 15.6 | -6.1 | -10.8 | 16.1 | 2.2 | 13.7 | -5.3 | 17.2 | 0 | 22.2 | 15.6 | 23.3 | -4.4 | 19.3 | -0.1 | 20 | 16.1 | 24.3 | 16.8 | 4.4 | -14.4 | 20.6 | 14.7 | -18.9 | -25.6 | 6.7 | 2.8 | 8.3 | -1.7 | -10 | -19.2 | 19.4 | -3.9 | 4.4 | -11.1 | 3.9 | -1.1
-11 | -13 | -5.6 | -14.4 | 12.8 | -0.6 | 12.8 | 12.2 | 0 | -3 | 20 | 1.1 | 7 | 4 | 12.1 | 9 | 15 | 11.1 | 11.1 | 2.2 | 12.2 | 6.1 | 12.2 | 9.4 | -4.4 | -7.9 | 9.3 | -5.8 | 20 | 17 | 23.5 | 12.8 | 23.9 | 17.8 | 15 | 13.9 | 23.9 | 14.4 | 16.1 | 1.7 | 25.6 | 16.5 | -1.1 | -8.3 | 9.1 | 4.7 | -2.8 | -5.6 | -2.2 | -8.9 | 1.1 | -2.8 | 11.8 | 4.3 | 6.1 | -2.2 | 17.2 | 15.6 | 9.4 | -1.1 | -3 | -6 | 2.8 | -4.4 | 0.6 | -0.6 | -4.4 | -11.7 | 5 | -10 | 0.6 | -2.8 | -6.7 | -17.8 | -7.2 | -16.1 | -3.3 | -12.2 | 0.6 | -4.4 | -3.3 | -10 | 16.1 | 2.8 | -4.6 | -8.1 | -3.4 | -7.7 | 13.4 | -2.2 | 15.6 | 10.6 | 18.3 | 5.6 | 10 | -1.1 | 1.1 | -4.4 | 14.4 | -6.7 | 3.9 | -6.2 | 13.1 | -2.8 | 5.7 | -2.1 | -0.8 | -10.1 | 6.1 | -5 | -0.6 | -6.1 | -7.6 | -12.1 | -2.8 | -6.1 | 14.4 | -1.1 | -2 | -5 | 11.1 | 0.6 | 10.6 | 4.4 | 2.8 | 0.6 | 10 | -3.3 | -3 | -10 | 19.6 | 9.8 | 13.3 | 11.7 | -6.7 | -12.2 | 14.4 | 3.3 | 12.8 | -6.1 | 16.1 | -0.6 | 21.7 | 15.6 | 21.1 | -3.3 | 18.9 | -0.6 | 19.4 | 16.7 | 23.9 | 16.1 | 3.3 | -14.4 | 19.4 | 14.5 | -20 | -25.6 | 7.2 | 2.2 | 4.4 | -1.7 | -10.6 | -20.6 | 19.4 | -4.4 | 3.1 | -10 | 3.3 | -1.7
-14 | -16 | -6.1 | -15.6 | 10.6 | 4.4 | 12.8 | 12.2 | -1.1 | -3.2 | 18.3 | 2.2 | 6 | 4 | 10.6 | 8.9 | 15 | 11.1 | 10 | 2.2 | 11.1 | 6.7 | 11.7 | 8.9 | -5.6 | -8.5 | 7.4 | -5.9 | 19 | 17 | 22.2 | 12.8 | 23.3 | 17.8 | 15.6 | 14.4 | 21.1 | 14.4 | 16.1 | 0.6 | 24.4 | 15.4 | -2.2 | -8.3 | 8.1 | 5.1 | -3 | -5.5 | -2.8 | -8.9 | 0 | -3.3 | 11.1 | 5.6 | 3.9 | -2.2 | 16.8 | 15.4 | 8.3 | -1.1 | -5 | -7 | 2.8 | -4.4 | 0.6 | -0.6 | -5.6 | -12.2 | 2.8 | -8.3 | 0 | -3.9 | -8 | -16.6 | -7.8 | -16.7 | -6.7 | -13.3 | 0.6 | -2.2 | -5 | -10 | 13.5 | 3.6 | -4.8 | -7.7 | -5 | -8.3 | 11.7 | -2.8 | 15 | 11.1 | 15 | 6.7 | 8.5 | -0.5 | -0.6 | -5.6 | 10 | -5.6 | 1.7 | -6.7 | 11.1 | -3.3 | 3.9 | -1.7 | -1.7 | -11.1 | 3.9 | -2.8 | -1.1 | -7.2 | -7.8 | -13.3 | -3.3 | -6.1 | 12.2 | -0.3 | -3 | -6 | 9.4 | 0.6 | 10.6 | 3.9 | 2.8 | 0.6 | 8.9 | -2.2 | -4 | -10 | 18.3 | 10 | 12.8 | 11.7 | -7.1 | -11.6 | 13.3 | 1.7 | 10.6 | -4.1 | 12.8 | -0.6 | 21.1 | 15.6 | 20 | -4.4 | 15.6 | 2.1 | 18.9 | 16.7 | 22.6 | 16.2 | -0.6 | -11.7 | 18.3 | 14.4 | -20 | -25.6 | 7.2 | 1.1 | 3.9 | -2.2 | -11.1 | -19.9 | 18.3 | -4.4 | 1.9 | -10.3 | 2.5 | -0.8
-18 | -20 | -8.9 | -15.6 | 8.9 | 3.9 | 12.8 | 11.7 | -2.2 | -3.9 | 17.8 | 2.2 | 4 | 3 | 10.4 | 8.9 | 15 | 11.7 | 8.9 | 3.3 | 11.1 | 6.1 | 11.7 | 8.3 | -6.7 | -9.4 | 5.6 | -6.7 | 19 | 17 | 20.9 | 13.4 | 23.3 | 17.8 | 15.6 | 15 | 19.4 | 13.9 | 16.1 | 0.6 | 23.3 | 14.4 | -3.3 | -8.9 | 7.2 | 5.6 | -3.1 | -5.6 | -3.9 | -9.4 | -1.1 | -3.3 | 10.4 | 6.8 | 3.3 | -2.8 | 16.5 | 15.2 | 6.7 | -1.7 | -5 | -6 | 2.2 | -3.9 | 0.6 | -0.6 | -5.6 | -12.2 | 1.7 | -11.1 | -1.7 | -3.9 | -9.3 | -16.7 | -7.2 | -15 | -7.8 | -13.9 | 0 | -2.2 | -5.6 | -9.4 | 10.9 | 3.7 | -5 | -7.8 | -6.7 | -9.4 | 11.3 | -1.9 | 15 | 11.1 | 15 | 6.7 | 7.1 | 0.1 | -1.7 | -6.1 | 7.2 | -1.1 | 1.3 | -5.8 | 10.2 | -2.8 | 3 | -1.7 | -2.1 | -10.1 | 3.9 | -2.8 | -1.7 | -7.2 | -7.8 | -12.8 | -4.4 | -6.1 | 10 | -0.2 | -5 | -8 | 8.3 | 1.7 | 8.3 | 4.4 | 1.1 | -1.7 | 7.8 | -0.6 | -5 | -11 | 16.5 | 11 | 12.8 | 12.2 | -7.4 | -11.6 | 12.2 | 2.2 | 8.3 | -4 | 10.6 | -0.6 | 21.1 | 16.1 | 18.9 | -3.3 | 12.2 | 2.9 | 18.9 | 17.2 | 21.3 | 15.9 | -1.7 | -12.2 | 16.3 | 13.8 | -20.6 | -25.6 | 7.2 | 1.1 | 3.3 | -2.2 | -11.7 | -20.8 | 16.7 | -4.4 | 0.6 | -12.2 | 1.7 | -0.6
-15 | -17 | -8.9 | -16.7 | 9.4 | 5.6 | 12.8 | 12.2 | -2.6 | -4.1 | 14.4 | 2.2 | 3 | 3 | 10.2 | 8.5 | 15 | 11.7 | 6.7 | 3.3 | 11.1 | 5.6 | 11.1 | 8.3 | -8.4 | -10.4 | 4.7 | -5.5 | 18 | 16 | 19.6 | 13.6 | 23.3 | 17.8 | 15.6 | 14.4 | 18.9 | 13.9 | 15.6 | 1.1 | 22.9 | 15.3 | -3.3 | -8.9 | 6.7 | 5 | -3.3 | -6.1 | -5 | -9.4 | -1.1 | -3.3 | 9.6 | 7.6 | 2.2 | -2.8 | 16.1 | 15 | 6.1 | -2.2 | -5 | -6 | 2.8 | -2.2 | 0.6 | -0.6 | -6.7 | -12.2 | 1.1 | -9.4 | -2.2 | -3.9 | -10.6 | -17.8 | -7.2 | -14.4 | -7.2 | -13.9 | 0 | -0.6 | -6.1 | -9.4 | 8.3 | 3.3 | -5.4 | -7.8 | -7.1 | -9.9 | 11 | -1.5 | 14.4 | 11.1 | 13.9 | 8.3 | 5.6 | 0 | -1.7 | -6.1 | 8.3 | -1.7 | 1 | -5.4 | 9.2 | -3 | 2 | -2.1 | -2.4 | -10.2 | 3.9 | -2.8 | -1.7 | -7.2 | -7.8 | -12.8 | -4.4 | -6.1 | 7.8 | -0.6 | -4 | -9 | 6.7 | 1.1 | 7.2 | 4.4 | 0.6 | -2.8 | 5.6 | -3.9 | -5 | -12 | 14.6 | 11.6 | 13.9 | 11.7 | -7.8 | -12.2 | 11.1 | 2.8 | 6.1 | -4.4 | 8.3 | -0.6 | 20 | 16.1 | 18.9 | -3.9 | 8.9 | 2.8 | 18.9 | 17.2 | 20 | 15.6 | -2.2 | -11.7 | 14.2 | 13.1 | -20 | -25.6 | 7.2 | 0.6 | 2.8 | -2.2 | -12.2 | -22.2 | 15 | -3.9 | 0.2 | -10.8 | 1.5 | -0.5
-18 | -20 | -11.1 | -18.3 | 9.4 | 5 | 12.8 | 11.7 | -2.9 | -4.7 | 15.6 | 1.7 | 3 | 3 | 10 | 8.3 | 15 | 12.2 | 6.7 | 2.8 | 11.1 | 5.6 | 10 | 7.4 | -10 | -11.4 | 3.7 | -5.6 | 18 | 16 | 18.3 | 13.9 | 22.8 | 17.2 | 15.6 | 14.4 | 18.3 | 13.9 | 14.4 | 2.8 | 22.6 | 16.2 | -3.9 | -8.9 | 6.1 | 4.4 | -4.1 | -7.3 | -5 | -10 | -1.7 | -3.9 | 8.9 | 8.3 | 1.7 | -2.8 | 15.9 | 14.8 | 3.9 | -5.6 | -5 | -7 | 5 | -2.8 | 1.1 | 0 | -6.1 | -11.1 | 0.6 | -9.4 | -5.6 | -5.6 | -12.1 | -17.8 | -8.3 | -15 | -8.3 | -13.9 | 0 | -1.7 | -6.1 | -9.4 | 9.1 | 3.7 | -5.7 | -8.1 | -7.4 | -10.8 | 10.6 | -1.7 | 15 | 11.7 | 13.9 | 7.2 | 5 | 0 | -1.7 | -6.1 | 9.4 | -1.7 | 0.6 | -6.1 | 8.3 | -3.3 | 1.1 | -2.8 | -2.8 | -11.1 | 3.3 | -3.9 | -2.8 | -8.3 | -7.8 | -13.3 | -5 | -6.7 | 6.9 | -0.3 | -5 | -9 | 6.1 | 1.1 | 8.3 | 3.9 | 0.6 | -2.8 | 4.4 | -3.9 | -6 | -12 | 12.8 | 11.7 | 13.9 | 11.7 | -8.2 | -12.1 | 10 | 3.9 | 4.4 | -3.6 | 7.8 | -1.1 | 20 | 17.2 | 18.9 | -3.3 | 8.9 | 2.9 | 18.9 | 17.2 | 19.1 | 15.4 | -1.7 | -12.8 | 12.2 | 12.2 | -20 | -24.4 | 7.8 | 1.1 | 1.1 | -2.8 | -12.8 | -21.6 | 16.7 | -4.4 | -0.2 | -10.9 | 1.3 | -0.4
-20 | -22 | -11.7 | -18.9 | 8.3 | 5 | 12.2 | 11.7 | -3.3 | -5.6 | 15.6 | 1.7 | 3 | 3 | 10.6 | 8.6 | 15 | 12.2 | 6.1 | 2.8 | 10.6 | 6.1 | 9.4 | 7.1 | -11.7 | -12.8 | 2.8 | -6.1 | 17 | 16 | 18.1 | 14 | 22.8 | 17.2 | 15.6 | 15 | 18.9 | 14.4 | 13.3 | 5 | 22.2 | 16.7 | -4.4 | -9.4 | 5.6 | 3.9 | -4.8 | -8.9 | -5 | -10.6 | -1.7 | -3.9 | 7 | 5.2 | 1.1 | -2.8 | 15.8 | 14.7 | 2.2 | -7.2 | -5 | -7 | 4.4 | -3.3 | 1.1 | 0 | -6.7 | -11.7 | -0.6 | -8.9 | -5 | -5.6 | -13.5 | -18.5 | -9.4 | -15.6 | -8.3 | -13.3 | 0 | -1.7 | -6.7 | -10 | 9.8 | 3.8 | -6.1 | -8.9 | -7.8 | -12.2 | 11 | -0.7 | 14.4 | 11.7 | 13.3 | 6.7 | 4.5 | -0.3 | -1.7 | -6.7 | 8.9 | -0.6 | 0.6 | -5.7 | 7.9 | -3.4 | 1.1 | -2.5 | -3.5 | -9.8 | 3.3 | -3.9 | -3.3 | -8.9 | -7.6 | -12.6 | -5.6 | -7.8 | 5.9 | -0.3 | -6 | -8 | 4.4 | 0.6 | 7.8 | 2.8 | 0.6 | -2.8 | 5.6 | -5 | -7 | -12 | 13.2 | 11.8 | 14.4 | 11.7 | -8.5 | -12.3 | 8.3 | 5.6 | 2.8 | -3.7 | 6.7 | -1.1 | 20 | 16.7 | 16.7 | -3.3 | 8.9 | 2.9 | 18.9 | 17.8 | 18.1 | 14.8 | -1.1 | -13.3 | 11.3 | 11.3 | -20.6 | -24.4 | 6.7 | 1.1 | 0 | -2.8 | -13.3 | -21.6 | 16.7 | -4.4 | -0.6 | -12.2 | 1.1 | -0.6
-18 | -19 | -12.2 | -18.9 | 8.3 | 5 | 12.8 | 11.7 | -3.9 | -5.8 | 13.3 | 1.7 | 1 | 1 | 11.1 | 8.7 | 15 | 11.1 | 4.4 | 2.2 | 10.6 | 6.1 | 8.3 | 6.4 | -11.5 | -12.2 | 2.2 | -4.4 | 17 | 16 | 18 | 14.3 | 22.2 | 17.2 | 15.6 | 15 | 18.9 | 14.4 | 11.7 | 7.2 | 21.8 | 16.3 | -5 | -10 | 5.2 | 3.4 | -5.6 | -11.1 | -6.1 | -10.6 | -1.7 | -3.3 | 5.2 | 2.2 | 1.1 | -2.8 | 15.6 | 14.4 | 0.6 | -6.7 | -5 | -7 | 2.9 | -3.2 | 1.1 | 0 | -7.8 | -11.7 | -1.1 | -8.9 | -2.8 | -6.1 | -15 | -20 | -9.4 | -15 | -9.4 | -13.3 | 0 | -1.7 | -7.2 | -10 | 10.6 | 3.9 | -6.5 | -8.9 | -9.1 | -12.6 | 11.3 | 0.1 | 13.9 | 11.7 | 13.3 | 7.2 | 3.9 | -0.6 | -1.7 | -6.7 | 7.8 | -3.3 | 0.6 | -5.9 | 7.6 | -4.3 | 1.1 | -2.8 | -4.3 | -9.6 | 2.8 | -5 | -5 | -10.6 | -7.4 | -12.4 | -6.7 | -9.4 | 5 | -0.6 | -6 | -8 | 3.9 | 0.6 | 5.6 | 3.9 | 0.6 | -3.3 | 5 | -5 | -7 | -13 | 13.5 | 11.8 | 14.4 | 11.7 | -8.9 | -13.3 | 7.8 | 6.1 | 1.1 | -4.4 | 6.7 | -1.7 | 20 | 17.2 | 12.2 | -2.8 | 8.9 | 2.8 | 19.4 | 17.8 | 17.2 | 14.4 | -1.7 | -13.3 | 10.3 | 10.3 | -20.6 | -24.4 | 7.2 | 1.1 | 1.1 | -3.3 | -13.9 | -22.8 | 16.7 | -3.3 | -0.2 | -10.9 | 0.5 | -1
-22 | -23 | -11.7 | -17.8 | 7.2 | 4.4 | 13.3 | 12.8 | -4.4 | -6.3 | 12.8 | 1.7 | 1 | 1 | 11.7 | 8.9 | 13.9 | 11.1 | 3.9 | 2.2 | 9.4 | 5.6 | 7.8 | 5.8 | -11.3 | -11.6 | 1.7 | -3.7 | 16 | 15 | 17.8 | 14.4 | 22.2 | 17.8 | 15.6 | 15 | 18.3 | 14.4 | 11.7 | 8.3 | 21.5 | 16 | -5.6 | -10.6 | 4.8 | 2.8 | -6.1 | -11 | -6.7 | -11.7 | -1.7 | -3.3 | 3.3 | -1.1 | 0.6 | -2.8 | 15.4 | 14.5 | 0 | -5 | -5 | -7 | 1.5 | -3.5 | 1.1 | 0 | -7.8 | -11.1 | -1.7 | -10 | -2.8 | -6.7 | -16.7 | -20.8 | -8.9 | -15 | -10.6 | -13.9 | 0 | -2.2 | -7.2 | -10.6 | 9.8 | 5.4 | -6.8 | -9.2 | -10.4 | -13.6 | 11.7 | 0.6 | 14.4 | 11.7 | 13.3 | 4.4 | 3 | -0.9 | -1.7 | -6.7 | 8.3 | -3.9 | 0.6 | -7.2 | 7.2 | -5.6 | 1.1 | -3.3 | -5 | -10 | 2.2 | -6.1 | -5.6 | -11.7 | -7.2 | -12.8 | -7.8 | -10.6 | 4.1 | -0.4 | -6 | -7 | 4.4 | 1.7 | 5 | 3.9 | -0.6 | -5.6 | 4.4 | -4.4 | -8 | -13 | 13.9 | 11.7 | 12.8 | 9.4 | -9.6 | -13.1 | 6.1 | 6.1 | 1.8 | -3.4 | 5.6 | -1.7 | 20 | 16.7 | 13.3 | -2.2 | 8.9 | 2.5 | 19.4 | 18.3 | 17 | 14.5 | -2.8 | -12.8 | 9.4 | 9.4 | -21.1 | -24.4 | 6.7 | 1.7 | 1.1 | -3.3 | -14.6 | -22.3 | 16.7 | -3.3 | 0.2 | -10.8 | 0 | -1.4
-23 | -23 | -11.1 | -17.8 | 7.8 | 5 | 14.4 | 13.9 | -5 | -7.2 | 12.2 | 1.7 | 1 | 1 | 11.7 | 9.1 | 13.9 | 11.1 | 2.2 | 1.7 | 7.8 | 5 | 6.1 | 5.5 | -11.1 | -11.1 | 1.1 | -3.3 | 16 | 16 | 17.8 | 14.9 | 22.2 | 17.2 | 15.6 | 15 | 18.3 | 15 | 11.1 | 10 | 21.1 | 15.6 | -6.1 | -10.6 | 4.4 | 2.2 | -6.7 | -11.8 | -6.7 | -12.8 | -1.7 | -3.3 | 2.4 | -2.7 | 0 | -2.8 | 15.2 | 14.6 | -0.6 | -7.2 | -6 | -7 | 0 | -3.8 | 1.1 | -0.6 | -6.7 | -10.6 | -1.1 | -8.3 | -3.9 | -6.7 | -18.3 | -22.2 | -10.6 | -15 | -10 | -13.3 | 0 | -1.7 | -7.2 | -10.6 | 9.1 | 6.4 | -7.2 | -10 | -11.7 | -15 | 10.6 | 4.3 | 13.9 | 11.7 | 11.7 | 3.9 | 2 | -1.4 | -2.2 | -6.7 | 7.2 | -2.8 | 0.6 | -5.6 | 6.3 | -4.5 | 1.3 | -3 | -5.4 | -9.8 | 2.2 | -6.7 | -7.2 | -13.3 | -7.4 | -11.9 | -8.9 | -10.6 | 3.1 | -0.8 | -6 | -10 | 5 | 1.7 | 6.7 | 2.8 | -0.6 | -7.2 | 4.4 | -2.8 | -8 | -13 | 13.3 | 11 | 11.1 | 8.3 | -10.4 | -13.6 | 5.6 | 5.6 | 2.6 | -2.7 | 6.1 | -1.7 | 20 | 16.7 | 13.9 | -1.7 | 8.9 | 2.2 | 19.4 | 18.3 | 16.9 | 14.6 | -1.1 | -13.3 | 10 | 9.9 | -20.6 | -24.4 | 5.6 | 2.8 | 0 | -3.3 | -15.4 | -22.7 | 16.7 | -2.2 | 0.6 | -12.2 | -0.6 | -2.2
-23 | -23 | -13.3 | -19.4 | 7.2 | 4.4 | 15.6 | 14.4 | -6.1 | -8 | 13.3 | 1.7 | 2 | 1 | 11.7 | 9.3 | 13.3 | 10.6 | 1.7 | 1.7 | 7.8 | 6.1 | 5 | 5 | -8.3 | -9.5 | 0.2 | -3.4 | 16 | 14 | 17.8 | 15.3 | 21.7 | 17.2 | 15 | 15 | 18.3 | 15 | 11.1 | 10.6 | 21.1 | 15.4 | -6.1 | -10 | 4 | 1.9 | -7.2 | -12.8 | -7.2 | -12.8 | -1.7 | -3.3 | 1.5 | -4.4 | -0.6 | -2.8 | 15 | 14.4 | -1.1 | -7.2 | -6 | -7 | -1.5 | -4.4 | 1.7 | -0.6 | -6.1 | -10.6 | -1.1 | -7.8 | -4.4 | -6.7 | -20 | -23.9 | -11.1 | -15.6 | -10 | -12.8 | 1.7 | -0.6 | -7.8 | -10.6 | 8.3 | 7.2 | -7.2 | -9.7 | -12.4 | -15.1 | 9.4 | 6.5 | 13.3 | 12.2 | 10.6 | 5 | 1.1 | -2.2 | -2.2 | -6.7 | 7.2 | -3.3 | 0.6 | -5 | 5.3 | -4.5 | 1.5 | -3 | -5.7 | -10.1 | 1.7 | -7.2 | -8.3 | -13.3 | -7.6 | -11.5 | -9.4 | -11.1 | 2.2 | -1.1 | -6 | -11 | 4.4 | 1.7 | 6.7 | 3.9 | -1.7 | -8.3 | 3.9 | -2.2 | -8 | -13 | 12.8 | 10.2 | 10 | 5 | -11.1 | -14.4 | 5.6 | 5.6 | 3.3 | -2.8 | 5 | -2.2 | 20 | 17.8 | 13.9 | -1.7 | 8.9 | 1.7 | 19.4 | 18.9 | 16.7 | 14.4 | -2.2 | -12.8 | 10.5 | 10.1 | -20.6 | -24.4 | 5 | 2.8 | -0.6 | -3.3 | -16.1 | -23.9 | 15 | 0.6 | 0.4 | -10.6 | -0.6 | -3.1
-19 | -20 | -12.2 | -18.3 | 6.7 | 3.9 | 16.7 | 16.1 | -7.2 | -9.2 | 13.3 | 1.7 | 1 | 0 | 11.7 | 9.4 | 12.2 | 10.6 | 1.7 | 1.1 | 7.8 | 6.1 | 3.9 | 3.9 | -5.6 | -8 | -0.8 | -4.1 | 16 | 14 | 17.8 | 15.6 | 21.7 | 17.2 | 15 | 15 | 18.3 | 15 | 11.1 | 10 | 21.1 | 15.2 | -6.1 | -10.6 | 3.7 | 1.6 | -7 | -11.9 | -7.8 | -12.2 | -1.7 | -3.3 | 0.6 | -7.2 | -0.6 | -2.8 | 14.6 | 14.2 | -1.1 | -8.3 | -7 | -9 | -2.9 | -5.1 | 1.7 | -0.6 | -6.7 | -10.6 | -0.6 | -7.8 | -5 | -6.7 | -20 | -23.8 | -11.1 | -15 | -10 | -12.8 | 1.7 | -0.6 | -8.9 | -11.1 | 7.8 | 7.1 | -7.2 | -10 | -13.2 | -15.8 | 8.3 | 8.3 | 13.9 | 12.2 | 11.1 | 3.3 | 1.1 | -1.7 | -2.2 | -6.7 | 5 | -2.8 | 0.6 | -5 | 4.4 | -5 | 1.7 | -3.3 | -6.1 | -11.1 | 1.7 | -7.2 | -8.9 | -14.4 | -7.8 | -11.7 | -9.4 | -11.1 | 1.3 | -1.3 | -6 | -10 | 4.4 | 1.7 | 6.1 | 4.4 | -1.7 | -8.3 | 3.3 | -1.7 | -7 | -13 | 12.2 | 9.4 | 8.3 | 3.9 | -11.8 | -14.4 | 5 | 5 | 4.2 | -1.9 | 4.4 | -2.2 | 20 | 17.2 | 12.8 | -1.7 | 8.2 | 1.6 | 20 | 18.9 | 16.9 | 15.4 | -1.7 | -8.9 | 11.1 | 10.6 | -21.1 | -23.9 | 5 | 2.2 | -0.6 | -3.3 | -16.5 | -23.3 | 13.9 | 4.4 | 0.2 | -10.8 | -0.6 | -4.5
-17 | -18 | -13.3 | -18.9 | 5.6 | 3.3 | 18.3 | 17.2 | -8.3 | -10.6 | 12.2 | 1.7 | 0 | 0 | 11.7 | 9.5 | 12.8 | 10.6 | 1.7 | 1.1 | 8.3 | 5.6 | 3.9 | 3.9 | -2.8 | -7.2 | -1.7 | -5 | 16 | 14 | 18 | 16 | 21.7 | 16.7 | 15 | 15 | 17.8 | 15 | 11.1 | 10 | 21.1 | 15 | -6.1 | -10.6 | 3.3 | 1.1 | -6.9 | -11.4 | -7.8 | -12.2 | -1.7 | -3.3 | 0 | -6.7 | -1.7 | -3.3 | 14.3 | 13.7 | -1.7 | -6.7 | -8 | -10 | -4.4 | -6.1 | 1.7 | 0 | -8.3 | -11.1 | -0.6 | -2.2 | -5.6 | -6.7 | -20 | -24.1 | -12.8 | -16.7 | -10 | -12.8 | 1.1 | 0 | -8.9 | -10.6 | 7.2 | 6.9 | -7.2 | -10.6 | -13.9 | -16.7 | 8.1 | 8.1 | 13.3 | 12.2 | 10 | 3.9 | 1.1 | -1.6 | -2.2 | -6.1 | 6.1 | -3.9 | 0 | -3.6 | 5.2 | -4.1 | 1.7 | -3.2 | -6.1 | -10.7 | 1.7 | -6.7 | -9.4 | -14.4 | -8 | -11.4 | -10 | -11.7 | 0.3 | -1.6 | -6 | -10 | 4.4 | 1.7 | 6.7 | 4.4 | -2.2 | -8.9 | 2.8 | -1.7 | -7 | -13 | 11.1 | 7.8 | 7.2 | 2.2 | -12.6 | -14.8 | 5 | 5 | 5.2 | -1.3 | 4.4 | -2.2 | 20 | 17.8 | 12.8 | -2.2 | 7.4 | 1.5 | 20 | 18.9 | 17 | 16.4 | -1.7 | -10.6 | 10.4 | 10 | -21.7 | -23.9 | 5 | 3.3 | -0.6 | -3.3 | -16.8 | -23.6 | 12.8 | 4.4 | 0 | -12.2 | -0.6 | -6.7
-17 | -18 | -13.3 | -17.8 | 5.6 | 2.8 | 18.9 | 17.2 | -5.9 | -8.6 | 13.3 | 1.7 | 0 | 0 | 11.7 | 9.5 | 13.9 | 10.6 | 1.4 | 1.1 | 8.3 | 5.6 | 4.4 | 3.9 | -2.2 | -6.6 | -0.9 | -5 | 16 | 14 | 18.1 | 16.3 | 21.7 | 16.7 | 13.9 | 13.9 | 18.3 | 15 | 11.1 | 10 | 21.7 | 15.8 | -5.6 | -10.6 | 3.1 | 1 | -6.7 | -11.7 | -7.2 | -11.7 | -2.2 | -3.9 | -0.5 | -7.1 | -1.7 | -3.3 | 13.9 | 13.3 | -2.2 | -7.2 | -9 | -10 | -6.1 | -7.8 | 1.1 | -0.6 | -7.2 | -9.4 | -1.1 | -4.4 | -5.6 | -6.7 | -20 | -25 | -12.8 | -16.1 | -10 | -12.2 | 1.7 | 0.6 | -8.9 | -11.1 | 6.7 | 6.7 | -7 | -10 | -12.2 | -14.8 | 8 | 8 | 12.8 | 12.8 | 11.1 | 2.8 | 1.1 | -1.7 | -2.2 | -6.1 | 6.7 | -1.1 | -0.5 | -2.9 | 5.9 | -4 | 1.7 | -3.2 | -6.1 | -10.8 | 1.7 | -6.7 | -9.4 | -13.3 | -8.1 | -11.5 | -11.7 | -13.3 | -0.6 | -2.2 | -7 | -11 | 3.9 | 1.1 | 6.7 | 5 | -2.2 | -8.9 | 1.7 | -4.4 | -8 | -13 | 10 | 6.2 | 5 | 2.2 | -13.3 | -15.6 | 5.6 | 5.6 | 6.1 | -1.1 | 3.9 | -2.2 | 20 | 17.8 | 8.9 | -1.1 | 6.7 | 1.1 | 20 | 18.9 | 17.2 | 17.2 | -1.7 | -10 | 9.6 | 9.5 | -21.7 | -24.4 | 5 | 3.3 | -1.7 | -3.9 | -17.2 | -24.4 | 11.7 | 6.7 | 0.7 | -11.3 | -2.2 | -5
-17 | -17 | -13.3 | -17.8 | 5 | 2.2 | 18.9 | 17.2 | -3.5 | -7 | 13.9 | 1.7 | 0 | 0 | 11.7 | 9.4 | 13.9 | 10 | 1.1 | 1.1 | 8.9 | 6.7 | 6.1 | 5.6 | -1.7 | -6.6 | -0.2 | -5.7 | 16 | 16 | 18.3 | 16.7 | 21.7 | 16.1 | 14.4 | 14.4 | 18.3 | 15 | 11.1 | 10.6 | 22.2 | 16.5 | -5.6 | -11.1 | 3 | 0.7 | -6.1 | -10.8 | -7.8 | -11.7 | -2.2 | -3.9 | -1.1 | -8.3 | 0.6 | -2.2 | 14.3 | 13.4 | -2.2 | -6.7 | -9 | -10 | -7.8 | -10.6 | 1.1 | -2.2 | -8.3 | -10.6 | -1.1 | -4.4 | -5 | -6.7 | -19.3 | -23.9 | -11.1 | -15.6 | -9.4 | -11.7 | 1.7 | 0.6 | -8.3 | -10.6 | 9.1 | 8.2 | -6.9 | -9.9 | -10.6 | -13.4 | 7.8 | 7.8 | 12.8 | 12.8 | 10 | 2.8 | 1.7 | -0.9 | -1.7 | -5.6 | 7.2 | 0 | -1.1 | -2.8 | 6.7 | -4.4 | 1.7 | -3.9 | -6.1 | -11.7 | 1.7 | -6.1 | -9.4 | -13.3 | -8.3 | -12.2 | -11.1 | -12.8 | 0.5 | -1.4 | -7 | -11 | 3.9 | 1.1 | 6.7 | 4.4 | -2.8 | -9.4 | 0.6 | -5 | -7 | -13 | 8.9 | 4.4 | 4.4 | 2.2 | -12.2 | -14.5 | 5.6 | 5.6 | 8.1 | -0.1 | 1.7 | -2.2 | 19.4 | 17.2 | 12.2 | -1.1 | 7.8 | 2.1 | 20 | 18.9 | 17.6 | 17.6 | -2.2 | -10 | 8.9 | 8.9 | -21.7 | -23.9 | 5 | 3.3 | -0.6 | -3.3 | -16.1 | -23.3 | 12.2 | 6.7 | 1.5 | -12.3 | -1.7 | -8.3
-17 | -18 | -13.9 | -19.4 | 5 | 1.7 | 18.9 | 17.8 | -1.1 | -6.1 | 13.3 | 1.7 | 0 | -1 | 11.1 | 8.9 | 14.4 | 10 | 3.9 | 2.2 | 9.4 | 6.1 | 9.4 | 7.8 | -1.1 | -7.2 | 0.6 | -7.2 | 18 | 18 | 19.6 | 16.7 | 22.8 | 16.7 | 15 | 15 | 18.9 | 15 | 11.1 | 10.6 | 22.8 | 17.2 | -5 | -10.6 | 2.8 | 0.6 | -5.6 | -10.7 | -7.2 | -11.1 | -3.3 | -5 | -0.7 | -7.3 | 1.7 | -1.7 | 14.6 | 13.3 | -1.1 | -6.7 | -9 | -10 | -7.8 | -10.6 | 1.1 | -3.9 | -7.8 | -10 | -2.2 | -5 | -4.4 | -6.1 | -18.5 | -23.3 | -9.4 | -14.4 | -8.3 | -11.1 | 2.2 | 0.6 | -7.2 | -10 | 11.5 | 9.8 | -6.7 | -10 | -8.9 | -12.2 | 6.9 | 5.6 | 15 | 13.3 | 11.1 | 4.4 | 2.2 | -0.5 | -1.1 | -5 | 6.1 | 2.8 | 0.4 | -2.3 | 9.1 | -3.3 | 2.1 | -2.6 | -4.8 | -10.8 | 2.8 | -6.7 | -9.4 | -11.7 | -7.4 | -11.3 | -8.9 | -11.1 | 1.7 | -0.9 | -7 | -11 | 5 | 1.7 | 6.7 | 4.4 | -2.2 | -9.4 | 0.6 | -6.1 | -7 | -12 | 9.8 | 4.4 | 7.2 | 2.2 | -11.1 | -14 | 5.6 | 5 | 10.2 | 0.5 | 5.6 | -1.1 | 20.6 | 17.8 | 13.3 | -1.1 | 8.9 | 2.7 | 20.6 | 18.9 | 17.9 | 17.9 | -0.6 | -11.7 | 11.3 | 9.8 | -18.9 | -21.7 | 5.6 | 3.9 | 1.1 | -2.8 | -15 | -22.7 | 11.7 | 7.8 | 2.2 | -15 | -0.6 | -5.6
-17 | -17 | -12.8 | -17.8 | 6.1 | 1.7 | 20 | 18.3 | 0.9 | -5.7 | 13.3 | 4.4 | 2 | 1 | 10.6 | 8.4 | 15.6 | 10.6 | 6.1 | 3.3 | 11.7 | 7.8 | 12.2 | 6.7 | 0 | -5.1 | 3 | -6.6 | 20 | 19 | 20.9 | 16.3 | 23.3 | 16.7 | 15 | 15 | 20 | 15.6 | 11.7 | 11.1 | 23.3 | 17.5 | -4.4 | -10 | 3.7 | 0.7 | -5 | -11.1 | -5.6 | -10.6 | -2.2 | -3.9 | -0.4 | -7 | 3.3 | -1.7 | 15 | 13.3 | -0.6 | -6.1 | -8 | -9 | -7.2 | -14.4 | 1.1 | -4.4 | -5 | -8.3 | -1.7 | -3.9 | -3.3 | -5.6 | -17.8 | -23.3 | -8.3 | -13.3 | -6.1 | -10 | 2.8 | 0.6 | -3.9 | -8.9 | 13.9 | 11.1 | -6.1 | -9.2 | -6.1 | -9.7 | 5.9 | 3.1 | 18.3 | 12.2 | 13.9 | 3.9 | 2.8 | 0 | -0.6 | -5 | 9.4 | 0.6 | 1.8 | -2.6 | 11.5 | -3 | 2.4 | -2.2 | -3.5 | -11 | 3.9 | -5.6 | -8.9 | -10.6 | -6.5 | -10.9 | -6.1 | -8.9 | 2.8 | -0.6 | -6 | -11 | 5.6 | 2.2 | 6.7 | 5 | -2.2 | -12.2 | 3.3 | -4.4 | -6 | -12 | 10.8 | 4.3 | 8.9 | 1.1 | -10 | -13.9 | 6.7 | 5.6 | 12.2 | 1.1 | 6.1 | -0.6 | 22.2 | 17.8 | 14.4 | 0 | 10 | 3.3 | 21.1 | 19.4 | 18.3 | 18.3 | 2.8 | -9.4 | 13.7 | 10.3 | -15.6 | -22.8 | 7.2 | 5 | 3.9 | -1.7 | -13.9 | -23.3 | 11.7 | 8.3 | 2.9 | -12.3 | 1.1 | -2.8
-16 | -17 | -7.8 | -10.6 | 6.1 | 1.7 | 21.7 | 18.9 | 3 | -6.4 | 12.8 | 6.7 | 6 | 5 | 10 | 7.8 | 16.1 | 10.6 | 7.2 | 3.9 | 13.3 | 7.8 | 15 | 6.1 | 1.1 | -4 | 5.4 | -7.2 | 21 | 18 | 22.2 | 16.1 | 24.4 | 16.7 | 16.1 | 15.6 | 21.1 | 16.7 | 11.7 | 11.1 | 23.9 | 18.1 | -2.8 | -9.4 | 4.7 | 1 | -3.9 | -10.2 | -4.4 | -11.1 | -0.6 | -3.9 | 0 | -7.8 | 5 | -1.7 | 14.8 | 12.9 | -0.6 | -7.2 | -7 | -9 | -6.7 | -14.4 | 1.7 | -8.3 | -3.9 | -8.9 | -1.7 | -4.4 | -2.8 | -5.6 | -15 | -21.3 | -6.1 | -12.2 | -3.3 | -9.4 | 3.3 | 1.1 | -2.8 | -8.3 | 16.3 | 11.1 | -5.6 | -8.9 | -3.4 | -7.9 | 5 | 0.6 | 20 | 12.2 | 17.8 | 6.1 | 3 | 0.2 | 0 | -5 | 6.1 | 5 | 3.3 | -3.3 | 13.9 | -3.3 | 2.8 | -1.7 | -2.2 | -12.2 | 5.6 | -3.9 | -8.3 | -12.8 | -5.6 | -11.1 | -5 | -8.9 | 6.1 | 0.6 | -6 | -11 | 7.8 | 3.3 | 6.7 | 5 | -1.1 | -10.6 | 6.7 | -2.8 | -5 | -10 | 11.7 | 3.9 | 10 | 1.7 | -8.3 | -12.5 | 6.7 | 5 | 14.2 | 2.1 | 11.7 | 0 | 23.3 | 17.8 | 16.7 | -1.1 | 12.8 | 4 | 22.2 | 18.9 | 21.1 | 18.5 | 5 | -11.7 | 16.1 | 10.6 | -14.4 | -22.2 | 9.4 | 6.7 | 6.1 | -1.7 | -12 | -20.6 | 11.7 | 8.9 | 3.7 | -11.7 | 2.8 | -3.9
-15 | -17 | -6.7 | -10.6 | 8.3 | 1.1 | 23.3 | 19.4 | 5 | -8.9 | 12.8 | 7.2 | 7 | 5 | 10.9 | 8 | 16.1 | 10 | 9.4 | 3.9 | 14.4 | 6.7 | 16.7 | 5 | 2.2 | -3.3 | 7.8 | -10 | 21 | 18 | 22.2 | 15.6 | 23.9 | 17.2 | 17.2 | 15.6 | 22.8 | 17.8 | 12.2 | 11.7 | 24.4 | 18.3 | -1.1 | -8.9 | 5.6 | 1.1 | -2.8 | -9.7 | -2.8 | -10.6 | 1.1 | -3.3 | 0.6 | -6.6 | 7.8 | -1.1 | 14.6 | 12.3 | -0.6 | -7.2 | -6 | -8 | -5.6 | -15.6 | 1.7 | -6.7 | -2.8 | -8.3 | -1.7 | -3.9 | -2.2 | -5.6 | -12.2 | -20.3 | -4.4 | -11.1 | -1.7 | -8.3 | 3.3 | 1.7 | 0 | -7.2 | 18.7 | 10.3 | -5 | -8.9 | -0.6 | -6.7 | 5.9 | -0.7 | 20.6 | 12.8 | 19.4 | 8.9 | 3.1 | 0.3 | 0.6 | -4.4 | 7.2 | 7.2 | 4.1 | -3.9 | 15 | -3 | 3.7 | -0.9 | -1.7 | -11.2 | 6.1 | -3.3 | -7.2 | -12.8 | -5 | -9.9 | -3.3 | -8.3 | 9.5 | 1.2 | -5 | -12 | 10.6 | 3.3 | 7.8 | 5 | -0.6 | -10.6 | 9.4 | -1.1 | -4 | -10 | 12.6 | 3.8 | 11.1 | 2.2 | -6.7 | -11.6 | 6.7 | 3.9 | 16.3 | 3.4 | 13.9 | -1.7 | 24.4 | 18.3 | 19.4 | -0.6 | 15.5 | 4 | 22.8 | 18.3 | 23.9 | 18.3 | 7.2 | -10.6 | 17.2 | 10.8 | -11.1 | -20.6 | 10.6 | 7.2 | 7.8 | -1.7 | -10.2 | -18.6 | 12.2 | 10 | 4.4 | -12.2 | 4.4 | -6.1
-13 | -15 | -5.6 | -12.2 | 7.8 | 0 | 25 | 18.3 | 6.1 | -8 | 13.3 | 7.2 | 8 | 6 | 11.9 | 8.4 | 16.7 | 8.9 | 11.7 | 3.9 | 14.4 | 5.6 | 16.7 | 7.8 | 2.6 | -2.9 | 8.7 | -9.1 | 20 | 18 | 22.2 | 15.1 | 24.4 | 16.7 | 19.4 | 15 | 23.3 | 17.2 | 12.2 | 11.7 | 25.3 | 18.5 | 0 | -6.7 | 6.3 | 0.2 | -1.7 | -10.6 | -1.1 | -9.4 | 2.8 | -4.4 | 1.1 | -6.6 | 9.4 | -0.6 | 14.4 | 11.7 | -1.1 | -7.2 | -5 | -7 | -4.4 | -16.1 | 2.8 | -8.3 | -2.8 | -7.8 | -1.7 | -3.3 | -1.7 | -5.6 | -9.4 | -20.6 | -3.3 | -11.1 | 0 | -7.8 | 3.9 | 1.7 | 1.1 | -7.8 | 21.1 | 8.9 | -5 | -8.3 | 0.9 | -4.4 | 6.9 | -2.2 | 21.1 | 12.8 | 20.6 | 7.2 | 3.3 | 0.6 | 0.6 | -4.4 | 7.8 | 7.2 | 4.8 | -5.2 | 16.1 | -3 | 4.7 | -0.1 | -1.1 | -10.9 | 7.8 | -3.3 | -7.8 | -12.8 | -4.5 | -9.3 | -2.2 | -7.2 | 12.8 | 1.1 | -5 | -10 | 11.7 | 4.4 | 8.3 | 6.7 | 0.6 | -10 | 10.6 | -2.2 | -3 | -10 | 13.5 | 3.3 | 12.2 | 1.7 | -5 | -11.7 | 7.2 | 2.8 | 18.3 | 3.9 | 16.1 | -1.7 | 25.6 | 17.2 | 22.2 | 1.7 | 18.3 | 3.3 | 23.9 | 18.9 | 26.7 | 17.2 | 9.4 | -10 | 18.3 | 10.7 | -9.4 | -18.9 | 9.4 | 7.8 | 8.9 | -1.1 | -8.3 | -17.8 | 12.8 | 10.6 | 4.2 | -9.1 | 5 | -6.1
-11 | -12 | -4.4 | -14.4 | 8.9 | -0.6 | 25.6 | 17.8 | 7.2 | -7.8 | 14.4 | 7.2 | 8 | 6 | 12.8 | 8.3 | 16.7 | 10 | 12.8 | 4.4 | 14.4 | 5.6 | 17.2 | 6.7 | 2.9 | -2.9 | 9.7 | -9.3 | 20 | 18 | 22.2 | 14.4 | 24.4 | 16.1 | 20.6 | 12.8 | 21.7 | 17.8 | 12.8 | 11.7 | 26.3 | 18.7 | 1.1 | -6.7 | 7.1 | -0.5 | -1.1 | -9.4 | 0.6 | -8.9 | 4.4 | -3.9 | 1.7 | -7.2 | 11.1 | 0 | 14.4 | 11.4 | -0.6 | -7.2 | -4 | -9 | -4.4 | -12.8 | 2.2 | -8.9 | -1.1 | -7.2 | -1.1 | -2.8 | -0.6 | -5.6 | -8.3 | -19.4 | -2.2 | -11.1 | 3.3 | -7.2 | 3.3 | 1.7 | 1.1 | -7.8 | 21.8 | 9.4 | -5 | -8 | 2.4 | -2.9 | 7.8 | -5 | 21.1 | 12.8 | 22.2 | 6.7 | 3.3 | 0.3 | 1.7 | -3.9 | 7.8 | 5.6 | 5.6 | -7.8 | 17.2 | -3.3 | 5.6 | 0.6 | -0.6 | -12.2 | 7.2 | -1.7 | -7.8 | -12.8 | -3.9 | -9.4 | -0.6 | -7.2 | 14.5 | 1.7 | -3 | -8 | 13.9 | 3.9 | 8.3 | 7.2 | 0.6 | -10 | 11.1 | -7.8 | -3 | -10 | 14.4 | 2.8 | 13.3 | 1.7 | -4.4 | -10.1 | 7.8 | 2.8 | 19.1 | 4.1 | 17.2 | -1.7 | 26.7 | 18.3 | 22.2 | 2.2 | 19.4 | 3.6 | 20 | 15 | 26.7 | 14.8 | 10.6 | -10 | 19.4 | 10.6 | -7.8 | -17.8 | 8.9 | 7.2 | 10 | -0.6 | -7 | -16.1 | 12.8 | 10.6 | 4.1 | -7.4 | 6.7 | -6.1
-10 | -11 | -3.9 | -15.6 | 10 | 0 | 25.6 | 16.7 | 8.3 | -9.4 | 15.6 | 6.1 | 8 | 6 | 13.3 | 8 | 16.7 | 11.1 | 13.9 | 3.3 | 12.2 | 7.2 | 16.7 | 8.3 | 3.3 | -3.3 | 10.6 | -11.1 | 21 | 19 | 22.9 | 12 | 25 | 16.1 | 18.9 | 12.2 | 21.7 | 17.8 | 12.8 | 12.2 | 27.2 | 18.9 | 1.7 | -6.7 | 7.8 | -2.2 | -0.6 | -9.4 | 2.2 | -8.9 | 5.6 | -4.4 | 1.9 | -6.6 | 11.7 | -0.6 | 14.4 | 11 | -1.1 | -7.2 | -4 | -9 | -3.3 | -12.8 | 1.7 | -10 | -0.6 | -6.7 | -1.7 | -2.8 | 0 | -5.6 | -7.2 | -19.7 | -1.7 | -11.7 | 3.3 | -7.8 | 3.9 | 1.7 | 2.8 | -6.7 | 22.6 | 10.1 | -5 | -8.3 | 3.9 | -1.7 | 8.3 | -5.2 | 21.7 | 11.7 | 21.1 | 8.3 | 3.3 | 0.2 | 2.2 | -3.3 | 7.8 | 4.4 | 5.8 | -6.9 | 17.4 | -4 | 5.2 | 0.2 | -0.2 | -10.3 | 7.2 | -2.2 | -7.2 | -13.3 | -3.5 | -8.5 | 0.6 | -6.1 | 16.1 | 1.8 | -3 | -9 | 15 | 3.3 | 8.9 | 7.8 | 1.1 | -10.6 | 12.2 | -3.3 | -3 | -10 | 14.4 | 2.6 | 13.3 | 1.7 | -3.9 | -9.4 | 7.8 | 3.3 | 19.8 | 3.5 | 17.8 | -0.6 | 27.2 | 17.8 | 22.2 | 2.8 | 20.6 | 3.8 | 18.3 | 15.6 | 26.7 | 12.4 | 11.1 | -9.4 | 18.9 | 9.7 | -6.7 | -16.7 | 8.9 | 6.7 | 10.6 | -1.1 | -5.7 | -15.4 | 12.8 | 10.6 | 3.9 | -7.2 | 7.8 | -5.6
-8 | -10 | -3.9 | -14.4 | 10 | -0.6 | 25 | 16.7 | 7.8 | -6.3 | 13.9 | 6.1 | 8 | 6 | 13.9 | 7.5 | 16.1 | 8.3 | 15.6 | 3.9 | 12.2 | 6.7 | 16.7 | 9.4 | 2.9 | -2.3 | 11.1 | -9.8 | 21 | 18 | 23.7 | 9 | 25 | 16.1 | 20.6 | 10 | 17.8 | 15 | 13.3 | 12.8 | 26.7 | 18.6 | 2.2 | -7.2 | 8 | -2.3 | 0 | -10.6 | 3.3 | -8.9 | 7.2 | -4.4 | 2 | -7 | 12.8 | -0.6 | 14.4 | 10.6 | -1.1 | -7.2 | -3 | -7 | -3.3 | -12.2 | 1.1 | -11.7 | -1.1 | -6.7 | -1.7 | -2.8 | 1.1 | -5 | -6.1 | -21.7 | -1.1 | -10.6 | 5 | -7.8 | 3.9 | 1.7 | 2.8 | -6.7 | 23.3 | 10.6 | -3.9 | -8.2 | 3.7 | -1.6 | 8.9 | -6.1 | 20.6 | 13.3 | 22.2 | 8.9 | 3.3 | 0 | 2.2 | -3.3 | 8.9 | 5.6 | 5.9 | -7.1 | 17.6 | -5 | 4.8 | -0.2 | 0.2 | -10 | 7.2 | -2.2 | -6.7 | -12.2 | -3.2 | -8.4 | 1.7 | -6.1 | 17.8 | 2.2 | -3 | -8 | 14.4 | 1.7 | 8.9 | 7.8 | 1.1 | -9.4 | 13.3 | -2.2 | -2 | -7 | 14.4 | 2 | 12.8 | 1.7 | -3.3 | -9.4 | 8.3 | 2.8 | 20.6 | 3.3 | 18.9 | 0 | 27.2 | 17.8 | 22.2 | 4.4 | 21.7 | 3.9 | 20.6 | 15.6 | 26.7 | 8.9 | 12.2 | -8.9 | 18.3 | 8.3 | -6.1 | -17.2 | 8.9 | 6.7 | 11.7 | -1.1 | -4.4 | -16.1 | 12.8 | 10.6 | 3 | -5.4 | 8.9 | -7.8
-8 | -10 | -3.3 | -14.4 | 10 | -0.6 | 25 | 16.7 | 7.2 | -5.2 | 12.2 | 6.1 | 8 | 6 | 14.4 | 6.7 | 16.1 | 6.7 | 15.6 | 1.1 | 11.1 | 7.2 | 15.6 | 10 | 2.6 | -1.9 | 11.7 | -9.9 | 21 | 18 | 24.4 | 4.4 | 25 | 16.7 | 20 | 8.9 | 17.8 | 15 | 13.3 | 12.8 | 26.1 | 18.5 | 2.8 | -6.7 | 8.1 | -3 | -0.7 | -9.8 | 3.9 | -7.8 | 6.7 | -4.4 | 2.2 | -8.3 | 13.9 | -0.6 | 13.7 | 10.2 | -1.7 | -7.2 | -4 | -6 | -3.3 | -13.9 | 1.1 | -11.1 | -1.1 | -6.7 | -1.7 | -2.8 | 1.1 | -6.1 | -6.3 | -20.7 | -1.7 | -10.6 | 4.4 | -7.2 | 3.9 | 0.6 | 2.2 | -6.7 | 22.4 | 10.6 | -2.8 | -8.7 | 3.5 | -1.8 | 9.4 | -8.3 | 20 | 14.4 | 22.2 | 8.3 | 3.5 | 0.2 | 2.8 | -2.8 | 8.9 | 5.6 | 6.1 | -8.3 | 17.8 | -7.2 | 4.4 | -0.6 | 0.6 | -10.6 | 7.2 | -2.2 | -6.7 | -11.7 | -2.8 | -8.9 | 2.2 | -6.7 | 17.6 | 2.4 | -2 | -7 | 13.3 | 3.3 | 9.4 | 7.8 | 1.1 | -10 | 13.3 | -1.7 | -2 | -7 | 14.4 | 1.7 | 13.9 | 1.1 | -2.6 | -8.2 | 7.8 | 2.8 | 19.3 | 3.5 | 18.9 | -0.6 | 26.7 | 17.8 | 21.7 | 4.4 | 20.6 | 3.3 | 21.1 | 14.4 | 25.2 | 7.8 | 12.2 | -8.9 | 17.8 | 7.2 | -5.6 | -16.7 | 8.3 | 6.1 | 11.1 | -1.7 | -4.6 | -14.4 | 12.8 | 11.1 | 2 | -5.2 | 8.3 | -10
-8 | -10 | -2.8 | -15.6 | 9.4 | -0.6 | 23.9 | 17.2 | 6.7 | -4.4 | 12.8 | 6.7 | 8 | 6 | 13.7 | 7 | 15 | 8.3 | 15.6 | 2.2 | 11.7 | 7.2 | 13.3 | 10 | 2.2 | -1.7 | 12.2 | -11.7 | 21 | 18 | 22 | 8.2 | 24.4 | 17.2 | 19.4 | 9.4 | 17.8 | 15 | 13.9 | 12.8 | 25.6 | 18.3 | 2.8 | -6.1 | 8.3 | -4.4 | -1.5 | -10 | 3.9 | -7.8 | 6.7 | -4.4 | 1.1 | -8 | 14.4 | 0 | 12.9 | 9.4 | -1.7 | -5.6 | -4 | -8 | -4.4 | -15.6 | -0.6 | -11.7 | -1.7 | -6.7 | -1.7 | -3.9 | 0.6 | -5.6 | -6.5 | -21.2 | -1.7 | -10 | 3.9 | -6.7 | 2.8 | 0.6 | 1.1 | -6.7 | 21.5 | 10.4 | -1.7 | -10.6 | 3.3 | -2.2 | 7.9 | -8.4 | 18.9 | 13.9 | 22.2 | 8.9 | 3.7 | 0.4 | 2.8 | -2.2 | 10 | 5 | 4.1 | -7.1 | 16.1 | -5 | 3.9 | -0.9 | -0.5 | -9.3 | 7.2 | -2.8 | -7.2 | -12.8 | -3.3 | -8 | 2.2 | -6.7 | 17.4 | 2.6 | -2 | -9 | 12.8 | 3.3 | 8.9 | 7.2 | 1.1 | -10.6 | 12.2 | -1.7 | -1 | -7 | 13.7 | 1.7 | 14.4 | -0.6 | -1.8 | -7.4 | 6.7 | 2.2 | 18 | 3.5 | 18.9 | 0 | 25.6 | 18.3 | 21.1 | 3.3 | 19.4 | 2.3 | 21.1 | 14.4 | 23.7 | 6.5 | 12.2 | -8.9 | 15.4 | 4.8 | -6.1 | -15 | 8.3 | 6.1 | 10.6 | -1.1 | -4.8 | -14.3 | 12.8 | 10.6 | 1.1 | -5.6 | 8.3 | -6.7
-9 | -11 | -2.8 | -13.3 | 7.2 | -1.1 | 23.9 | 17.2 | 4.3 | -3.9 | 12.2 | 6.7 | 7 | 6 | 12.9 | 7.2 | 13.9 | 7.8 | 13.9 | 3.3 | 11.1 | 7.2 | 12.2 | 10 | 2.2 | -2 | 9.1 | -9.3 | 21 | 18 | 19.6 | 10.1 | 23.3 | 17.2 | 18.9 | 10 | 17.8 | 15 | 13.9 | 12.8 | 24.8 | 18 | 2.8 | -6.1 | 7.4 | -3.6 | -2.2 | -11.7 | 1.1 | -2.2 | 6.1 | -5 | 0 | -8.6 | 12.2 | 0 | 12.2 | 8.9 | -1.1 | -5.6 | -6 | -8 | -6.1 | -13.9 | -1.7 | -10 | -2.2 | -6.7 | -1.7 | -4.4 | 0 | -5.6 | -6.7 | -23.3 | -1.7 | -9.4 | 2.8 | -6.1 | 2.8 | 0 | 0.6 | -6.7 | 20.6 | 10.6 | -3.5 | -10.8 | 2.6 | -1.7 | 6.5 | -9.1 | 17.8 | 13.9 | 20 | 10.6 | 3.9 | 0.6 | 2.8 | -2.2 | 8.9 | 6.1 | 2 | -7 | 14.5 | -3.8 | 3.3 | -1.6 | -1.7 | -9.5 | 6.7 | -3.3 | -8.3 | -13.9 | -3.9 | -8 | 2.2 | -6.1 | 17.2 | 2.8 | -2 | -9 | 11.1 | 3.9 | 8.3 | 7.2 | -0.6 | -11.1 | 11.1 | -3.3 | -2 | -7 | 12.9 | 1.9 | 11.1 | -2.8 | -1.1 | -7.8 | 6.1 | 2.2 | 16.7 | 3.3 | 17.8 | 0 | 23.9 | 18.9 | 20 | 3.3 | 18.3 | 1.7 | 20 | 13.9 | 22.2 | 5 | 10.6 | -8.9 | 13 | 2 | -7.8 | -15.6 | 8.9 | 6.1 | 7.2 | -1.7 | -5 | -15 | 12.2 | 10 | 0.9 | -5.1 | 6.1 | -5
-11 | -13 | -3.9 | -13.9 | 5 | -1.1 | 22.8 | 17.8 | 1.8 | -4.3 | 11.7 | 7.2 | 6 | 5 | 12.2 | 7.2 | 13.9 | 9.4 | 11.7 | 4.4 | 11.1 | 6.1 | 11.1 | 10 | 2.2 | -2.7 | 5.9 | -8.8 | 19 | 18 | 17.2 | 11.1 | 22.8 | 16.7 | 16.7 | 12.2 | 17.8 | 15 | 13.3 | 12.8 | 24.1 | 17.6 | 1.7 | -5.6 | 6.5 | -3.3 | -3.3 | -10 | 1.1 | -1.1 | 1.1 | -4.4 | -1.1 | -10.6 | 9.4 | 0 | 11.8 | 8.9 | -1.7 | -2.8 | -6 | -8 | -7.2 | -14.4 | -2.2 | -10.6 | -2.8 | -6.7 | -2.2 | -3.9 | -1.1 | -5.6 | -9.5 | -22.1 | -2.2 | -7.8 | 1.1 | -6.1 | 2.2 | -0.6 | -0.6 | -6.7 | 18.9 | 10.8 | -5.4 | -12.2 | 1.8 | -1.6 | 5 | -11.7 | 17.2 | 14.4 | 18.3 | 11.1 | 3.2 | -0.1 | 0.6 | -2.8 | 7.8 | 6.7 | 0 | -8.3 | 12.8 | -3.9 | 2.8 | -2.2 | -2.8 | -10.6 | 6.7 | -3.3 | -8.9 | -13.3 | -4.4 | -8.3 | 1.7 | -5.6 | 15.5 | 2.7 | -3 | -8 | 9.4 | 3.3 | 8.9 | 7.8 | -1.7 | -11.1 | 10 | -1.1 | -3 | -10 | 12.2 | 1.7 | 8.9 | -6.7 | -1.5 | -6.8 | 5.6 | 2.2 | 15.6 | 3.4 | 12.2 | 0.6 | 22.2 | 19.4 | 19.4 | 3.3 | 17 | 2.2 | 18.9 | 12.2 | 20.5 | 5.3 | 7.8 | -8.9 | 10.6 | -0.6 | -9.4 | -15 | 8.9 | 6.1 | 5.6 | -1.7 | -5.6 | -13.4 | 11.7 | 9.4 | 0.8 | -5.4 | 4.5 | -4.2
-12 | -13 | -6.1 | -14.4 | 3.9 | -0.6 | 23.3 | 17.8 | -0.6 | -5.6 | 11.1 | 7.2 | 4 | 4 | 11.1 | 7.3 | 13.9 | 10.6 | 10.6 | 5 | 11.1 | 6.1 | 10.6 | 10 | 2.2 | -3.9 | 2.8 | -10.6 | 18 | 18 | 16.3 | 8.8 | 22.8 | 16.7 | 15.6 | 13.3 | 16.7 | 15 | 13.3 | 12.8 | 23.3 | 17.2 | 1.7 | -4.4 | 5.6 | -3.9 | -4.5 | -9.6 | 1.1 | -1.1 | -1.1 | -5 | -2 | -9.2 | 7.2 | 0 | 11.5 | 8.9 | -1.1 | -2.8 | -9 | -11 | -8.3 | -17.8 | -3.3 | -12.2 | -2.8 | -6.1 | -2.2 | -4.4 | -1.7 | -5.6 | -12.2 | -22.8 | -2.2 | -7.2 | 1.1 | -7.8 | 2.2 | -1.1 | -1.1 | -6.1 | 17.3 | 10.7 | -7.2 | -14.4 | 1.1 | -1.7 | 3.9 | -10.1 | 16.7 | 14.4 | 17.2 | 12.2 | 2.4 | -0.8 | -0.6 | -3.3 | 6.1 | 5 | -1.3 | -6.9 | 12.2 | -3.5 | 2.8 | -1.9 | -3.9 | -9.8 | 6.7 | -3.3 | -8.9 | -12.8 | -4.4 | -7.9 | 2.2 | -5 | 13.9 | 2.8 | -5 | -8 | 9.4 | 3.3 | 8.9 | 7.2 | -1.7 | -11.1 | 8.3 | -2.2 | -4 | -10 | 11.5 | 0.3 | 7.2 | -6.1 | -1.8 | -6.7 | 5 | 2.2 | 14.4 | 3.5 | 10 | 1.7 | 22.2 | 19.4 | 18.9 | 3.3 | 15.7 | 2.8 | 18.3 | 11.7 | 18.9 | 5.7 | 6.1 | -8.9 | 9.3 | -0.8 | -10.6 | -16.7 | 9.4 | 6.1 | 2.2 | -2.8 | -6.1 | -13.1 | 11.7 | 9.4 | 0.6 | -6.7 | 2.8 | -5
-11 | -13 | -6.1 | -15.6 | 3.3 | -1.1 | 22.8 | 17.8 | -1.3 | -5.4 | 11.1 | 7.2 | 4 | 3 | 10 | 6.9 | 13.3 | 11.1 | 8.9 | 5 | 10.6 | 5.6 | 9.4 | 9.4 | 1.8 | -2.6 | 2.1 | -9 | 18 | 17 | 15.3 | 5.8 | 22.8 | 16.7 | 15 | 13.9 | 16.1 | 15 | 13.9 | 12.8 | 23.1 | 17.1 | 1.7 | -5.6 | 3.9 | -3.2 | -5.6 | -10 | 1.7 | -0.6 | -1.1 | -5.6 | -3 | -9.3 | 6.7 | 0 | 11.1 | 8.9 | -1.1 | -1.7 | -9 | -11 | -8.9 | -18.9 | -4.4 | -13.9 | -2.2 | -5.6 | -2.2 | -3.9 | -2.2 | -5.6 | -15 | -25 | -2.2 | -6.7 | 0 | -7.2 | 1.7 | -1.7 | -1.7 | -6.7 | 15.6 | 10.6 | -7 | -13.7 | 0.2 | -1.8 | 2.8 | -9.9 | 16.7 | 13.9 | 16.7 | 11.7 | 1.7 | -1.7 | -1.7 | -3.9 | 6.7 | 5.6 | -2.6 | -6.8 | 11.7 | -3.2 | 2.8 | -1.7 | -5 | -9.8 | 6.7 | -3.3 | -10 | -12.2 | -4.4 | -7.9 | 0.6 | -3.9 | 12.2 | 2.2 | -5 | -8 | 8.9 | 3.9 | 8.3 | 6.7 | -1.7 | -11.1 | 6.1 | 0 | -4 | -10 | 10.7 | -1.5 | 5.6 | -6.7 | -2.2 | -7.2 | 3.3 | 1.7 | 13.3 | 3.3 | 5.6 | 0.6 | 21.7 | 18.9 | 17.8 | 3.3 | 14.4 | 2.8 | 17.2 | 10 | 17.2 | 5.6 | 6.7 | -8.9 | 8 | -0.9 | -11.1 | -15.6 | 9.4 | 6.7 | 2.2 | -2.8 | -6.7 | -13.3 | 10.6 | 8.9 | -0.9 | -6.7 | 2.8 | -4.7
-11 | -13 | -6.1 | -15 | 2.2 | -1.1 | 23.3 | 17.8 | -2.1 | -5.8 | 11.1 | 7.2 | 4 | 4 | 8.9 | 6.7 | 13.9 | 11.1 | 8.3 | 5 | 9.4 | 5.6 | 8.9 | 8.9 | 1.5 | -1.7 | 1.3 | -9.1 | 18 | 18 | 14.4 | 2.8 | 22.2 | 16.1 | 14.4 | 14.4 | 16.1 | 15 | 13.3 | 11.7 | 23 | 17 | 1.7 | -5.6 | 2.3 | -3.2 | -6.1 | -9.7 | 2.2 | -0.6 | -2.8 | -7.2 | -3.9 | -10 | 6.1 | 0 | 10.7 | 8.5 | -0.6 | -1.7 | -10 | -11 | -9.4 | -20 | -6.1 | -15.6 | -2.2 | -5 | -2.2 | -3.9 | -2.8 | -6.1 | -15.4 | -24.2 | -2.2 | -6.1 | -0.6 | -7.2 | 1.1 | -2.2 | -1.7 | -6.1 | 15.2 | 10.8 | -6.9 | -13.8 | -0.8 | -2.2 | 1.7 | -11.1 | 16.7 | 13.9 | 17.2 | 12.2 | 0.9 | -1.9 | -2.2 | -4.4 | 6.7 | 5.6 | -3.9 | -7.2 | 11.1 | -3.9 | 2.8 | -1.7 | -6.1 | -10.6 | 6.1 | -3.3 | -9.4 | -12.8 | -4.4 | -8.3 | 0.6 | -2.8 | 11.8 | 2 | -6 | -10 | 7.2 | 3.3 | 8.3 | 6.1 | -2.2 | -11.1 | 5 | -0.6 | -3 | -10 | 10 | -3.3 | 4.4 | -6.7 | -2.9 | -6.6 | 4.4 | 2.2 | 13.9 | 3.7 | 4.4 | 0 | 21.7 | 19.4 | 16.1 | 3.9 | 13.9 | 3.4 | 16.1 | 8.9 | 16.7 | 4.7 | 5 | -8.3 | 6.7 | -1.7 | -12.2 | -15.6 | 9.4 | 6.1 | 1.7 | -3.3 | -6.5 | -12.3 | 10.6 | 8.9 | -2.4 | -7.6 | 2.8 | -4.9
-11 | -13 | -5.6 | -12.8 | 1.1 | -1.7 | 22.2 | 17.8 | -2.8 | -6.7 | 10.6 | 7.2 | 4 | 4 | 8.5 | 6.3 | 13.9 | 10.6 | 7.2 | 4.4 | 8.3 | 5.6 | 8.9 | 8.9 | 1.1 | -1.1 | 0.6 | -10 | 18 | 18 | 13.1 | 2.9 | 22.2 | 17.2 | 15 | 14.4 | 16.1 | 15 | 12.8 | 11.7 | 22.8 | 16.7 | 0.6 | -5.6 | 0.6 | -3.9 | -6.7 | -10 | 2.8 | 0 | -3.3 | -6.7 | -4.6 | -9.4 | 5.6 | 1.1 | 10.4 | 8.2 | 0 | -1.1 | -10 | -11 | -10.6 | -17.8 | -6.7 | -15.6 | -1.7 | -4.4 | -2.2 | -3.9 | -2.8 | -6.1 | -15.7 | -24.7 | -2.2 | -6.1 | -1.1 | -6.7 | 0.6 | -3.3 | -2.2 | -7.2 | 14.8 | 10.8 | -6.7 | -15 | -1.7 | -2.8 | 0.8 | -9 | 17.2 | 14.4 | 16.7 | 12.2 | 0.2 | -2.4 | -3.3 | -5 | 7.2 | 5.6 | -4.3 | -7 | 10 | -3.5 | 2.6 | -1.9 | -6.5 | -10.2 | 5.6 | -3.3 | -10 | -12.8 | -4.2 | -7.7 | 0.6 | -1.7 | 11.5 | 1.4 | -6 | -11 | 5.6 | 2.2 | 7.2 | 5 | -2.8 | -8.9 | 3.3 | -1.7 | -3 | -10 | 8.3 | -4 | 3.3 | -6.7 | -3.7 | -6.7 | 4.4 | 2.2 | 14.4 | 3.8 | 3.3 | 0 | 21.7 | 19.4 | 15.6 | 3.3 | 13.3 | 3.7 | 15.6 | 7.2 | 16.1 | 3.9 | 6.1 | -8.9 | 6.9 | -1.3 | -12.8 | -15 | 9.4 | 6.1 | 2.2 | -3.3 | -6.3 | -11.9 | 10.6 | 8.3 | -3.9 | -9.4 | 2.8 | -6.1
-11 | -12 | -5 | -12.2 | 1.1 | -1.7 | 22.2 | 17.8 | -3.2 | -6.6 | 10.6 | 6.1 | 0 | 0 | 8.2 | 6 | 13.3 | 10 | 6.7 | 4.4 | 7.8 | 5 | 8.3 | 8.3 | -0.4 | -1.7 | 0.4 | -8.5 | 18 | 18 | 11.9 | 2.6 | 22.2 | 17.2 | 14.4 | 13.9 | 16.1 | 15 | 12.8 | 11.7 | 22.6 | 16.9 | 0 | -5.6 | -0.2 | -3.8 | -7.2 | -10.6 | 0.6 | -5 | -3.9 | -7.2 | -5.4 | -9.8 | 3.9 | 0.6 | 10 | 7.8 | -0.6 | -0.6 | -8 | -10 | -10.6 | -16.7 | -7.2 | -16.1 | -1.1 | -4.4 | -2.8 | -3.3 | -3.3 | -5.6 | -16.1 | -26.1 | -1.7 | -5.6 | -2.2 | -6.7 | 0.6 | -3.3 | -2.2 | -6.7 | 14.4 | 11.1 | -5.9 | -13.1 | -1.7 | -3.4 | -0.2 | -8.3 | 16.7 | 15 | 16.1 | 12.8 | -0.6 | -3.3 | -3.3 | -5 | 7.8 | 5 | -4.6 | -7.2 | 8.9 | -3.5 | 2.4 | -2.2 | -6.8 | -10.4 | 4.4 | -3.9 | -9.4 | -12.2 | -4.1 | -7.6 | 1.1 | -1.1 | 11.1 | 1.1 | -6 | -11 | 4.4 | 1.7 | 6.7 | 3.9 | -3.3 | -9.4 | 2.2 | -1.7 | -4 | -10 | 6.7 | -4.7 | 2.8 | -7.8 | -4.4 | -7.2 | 4.4 | 1.7 | 15 | 3.9 | 2.8 | 0 | 21.7 | 18.9 | 15 | 3.3 | 12.8 | 3.9 | 15 | 6.1 | 15.6 | 2.8 | 4.4 | -8.9 | 7 | -1.2 | -13.9 | -15.6 | 9.4 | 6.7 | 1.7 | -3.3 | -6.1 | -12.2 | 10 | 6.7 | -4.3 | -8.9 | 1.5 | -5.2
-11 | -12 | -5 | -10 | 1.1 | -1.1 | 21.7 | 18.3 | -3.5 | -6.9 | 10 | 6.1 | 0 | 0 | 7.8 | 5.6 | 13.9 | 11.1 | 5.6 | 3.3 | 7.2 | 5 | 8.3 | 8.3 | -1.8 | -2.4 | 0.2 | -8.2 | 18 | 17 | 10.6 | 2.2 | 22.2 | 17.8 | 14.4 | 13.9 | 16.7 | 15 | 12.2 | 10.6 | 22.4 | 16.7 | -1.1 | -6.1 | -0.9 | -4.2 | -7.4 | -10.2 | -1.7 | -7.2 | -3.9 | -7.2 | -6.1 | -10.6 | 3.3 | 0.6 | 9.1 | 7.4 | 0 | 0 | -13 | -15 | -10.6 | -16.6 | -8.9 | -16.1 | -1.1 | -4.4 | -2.8 | -3.3 | -3.3 | -5 | -17.8 | -26 | -2.2 | -5 | -3.3 | -6.7 | 0 | -3.3 | -2.8 | -6.1 | 14.2 | 11.4 | -5.2 | -12.2 | -1.7 | -3.9 | -1.1 | -8.9 | 16.1 | 15 | 15.6 | 13.9 | -0.6 | -3 | -2.8 | -5 | 6.7 | 5.6 | -5 | -7.8 | 7.8 | -4.4 | 2.2 | -2.8 | -7.2 | -11.1 | 3.9 | -3.9 | -8.9 | -14.4 | -3.9 | -7.8 | 1.7 | -0.6 | 10.2 | 1 | -5 | -10 | 3.3 | 1.1 | 6.1 | 4.4 | -4.4 | -10 | 1.1 | -2.2 | -3 | -10 | 5 | -6.7 | 1.1 | -7.8 | -5 | -7.3 | 4.4 | 1.7 | 14.4 | 4.4 | 2.8 | 0.6 | 21.1 | 18.9 | 14.4 | 2.8 | 12.1 | 4.4 | 15 | 5.6 | 14.5 | 3.3 | 3.9 | -8.3 | 7.2 | -1.7 | -14.4 | -16.7 | 9.4 | 6.7 | 1.1 | -2.8 | -6.3 | -11.5 | 9.4 | 6.1 | -4.6 | -9.2 | 0.2 | -5.3
-11 | -12 | -5.6 | -11.1 | 2.8 | 0 | 20 | 17.2 | -3.9 | -7.8 | 10 | 6.1 | 0 | 0 | 7.2 | 5.2 | 13.9 | 10.6 | 5 | 3.3 | 7.8 | 5.6 | 8.9 | 8.9 | -3.3 | -3.3 | 0 | -8.9 | 18 | 17 | 9.8 | 1.7 | 22.2 | 17.8 | 14.4 | 13.3 | 16.7 | 15 | 11.1 | 10 | 22.2 | 16.7 | -1.1 | -5.6 | -1.7 | -5 | -7.6 | -10.1 | -5.6 | -11.1 | -3.9 | -6.7 | -6.1 | -10 | 3.3 | 1.1 | 8.1 | 7.1 | 0 | 0 | -12 | -12 | -10.6 | -16.4 | -8.9 | -16.7 | -1.1 | -4.4 | -2.8 | -3.3 | -3.3 | -4.4 | -19.4 | -26.7 | -2.2 | -4.4 | -3.9 | -6.7 | 0 | -3.9 | -3.3 | -6.1 | 14.1 | 12 | -4.4 | -12.2 | -1.7 | -5 | -1.5 | -8.3 | 16.7 | 15.6 | 16.7 | 15 | -0.6 | -3 | -2.8 | -5 | 6.7 | 6.7 | -5.4 | -7.8 | 6.7 | -4.1 | 1.5 | -3 | -7.9 | -11.2 | 3.9 | -3.9 | -8.3 | -13.3 | -3.7 | -7.2 | 0 | -1.7 | 9.2 | 0.6 | -7 | -11 | 2.8 | 0 | 6.7 | 4.4 | -3.3 | -10 | 0 | -3.3 | -3 | -10 | 4.1 | -6.5 | 0.6 | -7.8 | -5.5 | -7.7 | 4.4 | 1.7 | 13.9 | 4.8 | 2.2 | 0 | 20.6 | 18.3 | 12.8 | 2.8 | 11.3 | 4.3 | 14.4 | 5 | 13.3 | 3.4 | 3.3 | -7.8 | 6.8 | -0.4 | -15 | -16.7 | 9.4 | 6.7 | 1.7 | -2.8 | -6.5 | -11.6 | 8.9 | 6.1 | -5 | -10 | -1.1 | -6.1
-12 | -13 | -6.7 | -11.1 | 3.3 | 0 | 19.4 | 16.7 | -4.6 | -7.6 | 9.4 | 6.1 | 0 | 0 | 6.7 | 4.9 | 13.9 | 10.6 | 3.9 | 3.3 | 8.9 | 7.2 | 9.4 | 9.1 | -4.4 | -4.4 | -0.2 | -7.9 | 18 | 18 | 9.1 | 0.8 | 22.2 | 18.9 | 13.9 | 13.3 | 17.2 | 15 | 11.1 | 9.4 | 21.8 | 16.8 | -1.7 | -5 | -2.1 | -5 | -7.8 | -10.6 | -6.1 | -11.1 | -3.3 | -6.7 | -6.1 | -10 | 2.2 | 0 | 7.2 | 6.7 | 0.6 | 0.6 | -12 | -13 | -10.6 | -16.4 | -9.4 | -17.2 | -1.7 | -5 | -2.2 | -2.8 | -2.8 | -3.9 | -21.1 | -28.3 | -2.2 | -4.4 | -3.9 | -6.7 | 0 | -3.9 | -3.3 | -5.6 | 13.9 | 12.2 | -4.4 | -11.2 | -1.5 | -4.3 | -1.8 | -8.6 | 16.7 | 15 | 16.7 | 15.6 | -0.6 | -3.3 | -3.3 | -5 | 4.4 | 3.3 | -5.7 | -8.1 | 5.5 | -4.3 | 0.7 | -3.5 | -8.7 | -11.8 | 3.9 | -3.9 | -8.9 | -12.2 | -3.5 | -7 | -2.8 | -4.4 | 8.3 | 0.6 | -8 | -11 | 1.7 | -0.6 | 6.1 | 3.9 | -3.9 | -10.6 | -0.6 | -3.3 | -3 | -10 | 3.1 | -7.1 | 0 | -8.9 | -6.1 | -8.3 | 3.9 | 1.7 | 13.3 | 5 | 1.1 | -0.6 | 20 | 18.3 | 12.2 | 2.2 | 10.6 | 4.4 | 13.9 | 3.9 | 12.2 | 3.3 | 5 | -7.8 | 6.5 | 0.8 | -14.4 | -16.1 | 8.9 | 6.7 | 1.7 | -2.8 | -6.7 | -12.2 | 7.8 | 4.4 | -5 | -9.8 | -1.7 | -5.6
-12 | -13 | -5.6 | -9.4 | 1.1 | -1.7 | 19.4 | 16.7 | -5.4 | -8.1 | 9.4 | 6.1 | 2 | 1 | 6.1 | 4.4 | 13.9 | 11.1 | 4.4 | 4.4 | 8.3 | 6.1 | 10 | 9 | -5.6 | -5.6 | -0.4 | -8.1 | 18 | 18 | 8.3 | 0 | 22.8 | 18.9 | 13.9 | 12.8 | 17.8 | 15 | 10.6 | 9.4 | 21.5 | 16.7 | -1.7 | -5 | -2.4 | -5.3 | -8.2 | -10.4 | -6.7 | -11.1 | -3.9 | -7.2 | -6.1 | -10.6 | 2.2 | 0 | 7.4 | 6.4 | 1.1 | 1.1 | -15 | -16 | -10.6 | -16.2 | -10.6 | -16.1 | -1.7 | -5 | -2.2 | -2.8 | -2.2 | -3.9 | -20.7 | -26.9 | -2.2 | -5 | -3.3 | -6.7 | 0 | -4.4 | -4.4 | -6.1 | 13.2 | 12.1 | -4.4 | -11.2 | -1.3 | -3.8 | -2.2 | -10 | 16.1 | 15 | 16.7 | 15 | -0.6 | -3.1 | -3.9 | -5 | 5 | 1.7 | -6.1 | -8.9 | 4.4 | -5.6 | 0 | -4.4 | -9.4 | -12.8 | 3.3 | -3.9 | -8.9 | -11.1 | -3.3 | -7.2 | -5.6 | -7.2 | 7.2 | 0.4 | -9 | -11 | 1.1 | -1.1 | 5.6 | 3.9 | -3.9 | -10.6 | -1.7 | -3.9 | -3 | -10 | 2.2 | -8.9 | 0 | -8.3 | -6.5 | -8.8 | 3.9 | 1.7 | 13.1 | 5.5 | 0.6 | -0.6 | 20 | 18.3 | 16.7 | 1.1 | 10 | 5 | 13.3 | 2.8 | 12.8 | 3.2 | 5.6 | -8.3 | 6.1 | 1.7 | -15 | -16.7 | 8.9 | 6.1 | 1.1 | -2.8 | -6.3 | -11.4 | 6.1 | 3.3 | -5 | -9.9 | -2.2 | -5.6
-13 | -14 | -6.7 | -11.7 | 1.1 | -1.7 | 11.1 | 9.4 | -6.1 | -8.9 | 8.9 | 5.6 | -1 | -1 | 5.7 | 4 | 13.9 | 11.1 | 3.9 | 3.3 | 6.7 | 5 | 10.6 | 8.9 | -6.7 | -6.7 | -0.6 | -8.9 | 18 | 17 | 7.4 | -0.5 | 22.8 | 18.9 | 13.9 | 12.2 | 17.2 | 15 | 10.6 | 10 | 21.1 | 16.7 | -2.2 | -5 | -2.8 | -6.1 | -8.5 | -10.6 | -7.8 | -12.8 | -3.3 | -7.2 | -6.7 | -10.3 | 1.7 | 0 | 7.6 | 5.9 | 1.7 | 1.7 | -15 | -16 | -10.6 | -16.7 | -10.6 | -16.7 | -1.7 | -5 | -2.2 | -2.8 | -2.2 | -3.9 | -20.4 | -26.3 | -2.2 | -5 | -4.4 | -6.7 | -0.6 | -4.4 | -4.4 | -6.1 | 12.4 | 12 | -4.4 | -12.2 | -1.1 | -3.9 | -2.6 | -9.3 | 16.1 | 15 | 16.7 | 15 | -0.6 | -3.4 | -3.9 | -5 | 4.4 | -0.6 | -5.9 | -8.5 | 5 | -4.5 | -0.4 | -4.6 | -9.2 | -12.1 | 3.3 | -4.4 | -7.8 | -10.6 | -3.1 | -6.8 | -7.2 | -9.4 | 6.1 | 0.2 | -8 | -11 | 0.6 | -1.7 | 5.6 | 3.3 | -2.8 | -9.4 | -1.7 | -3.9 | -5 | -10 | 1.7 | -8.2 | -1.1 | -8.3 | -6.8 | -9.5 | 3.9 | 1.7 | 13 | 6.4 | 0 | -1.7 | 20.6 | 18.9 | 12.2 | -1.1 | 9.5 | 5.3 | 12.8 | 1.7 | 13.3 | 3.1 | 6.1 | -8.9 | 5.5 | 2.3 | -14.4 | -16.7 | 8.3 | 5.6 | 0 | -3.3 | -6 | -11.3 | 5.6 | 3.9 | -5 | -11.1 | -2.8 | -6.1
-16 | -17 | -8.3 | -12.2 | 0.6 | -1.7 | 9.4 | 7.8 | -4.8 | -8.4 | 8.3 | 4.4 | -1 | -2 | 5.4 | 3.7 | 13.9 | 11.1 | 3.3 | 2.8 | 7.2 | 5.6 | 10.6 | 8.9 | -5.9 | -6.9 | -0.2 | -7.9 | 17 | 17 | 6.5 | -0.8 | 22.8 | 19.4 | 13.3 | 12.2 | 17.2 | 15 | 10.6 | 10 | 21.7 | 16.9 | -2.8 | -5.6 | -3 | -5.9 | -8.9 | -11.1 | -8.9 | -13.9 | -3.3 | -7.8 | -7.2 | -10.5 | 1.7 | -0.6 | 7.8 | 5.6 | 1.7 | 1.7 | -14 | -15 | -10.6 | -17.2 | -10.6 | -17.2 | -2.2 | -5.6 | -1.7 | -2.8 | -2.2 | -3.9 | -20 | -26.1 | -2.2 | -4.4 | -5 | -6.7 | -1.1 | -4.4 | -4.4 | -5.6 | 11.7 | 11.7 | -3.9 | -11 | -0.5 | -2.9 | -2.9 | -9.8 | 16.7 | 15.6 | 17.2 | 15.6 | -0.6 | -3.9 | -3.3 | -5 | 4.4 | 0 | -5.8 | -8.5 | 5.5 | -4.1 | -0.7 | -5.3 | -9.1 | -12 | 2.2 | -4.4 | -7.2 | -10 | -3 | -6.8 | -8.3 | -10.6 | 5 | 0 | -8 | -10 | 0.6 | -1.7 | 5.6 | 3.9 | -2.8 | -8.9 | -1.7 | -3.3 | -5 | -10 | 1.1 | -8.5 | -1.1 | -8.9 | -7.2 | -10.6 | 3.3 | 1.7 | 12.8 | 6.7 | -0.6 | -2.8 | 20.6 | 18.3 | 8.9 | 0 | 8.9 | 5.6 | 12.2 | 3.9 | 13.9 | 2.8 | 6.7 | -8.9 | 5 | 2.9 | -14.4 | -17.2 | 7.8 | 5 | 0.6 | -3.3 | -5.6 | -11.7 | 4.4 | 2.2 | -3.7 | -10 | -2.2 | -7.2
-18 | -19 | -8.3 | -14.4 | 1.7 | -1.1 | 8.3 | 6.7 | -3.5 | -8.3 | 7.2 | 4.4 | -1 | -2 | 5 | 3.3 | 13.9 | 10.6 | 3.9 | 2.8 | 8.3 | 6.1 | 9.4 | 8.3 | -5.2 | -7.1 | 0.2 | -7.5 | 18 | 18 | 5.6 | -1.7 | 22.8 | 18.9 | 12.8 | 11.7 | 17.2 | 15 | 10.6 | 10 | 22.2 | 16.7 | -2.2 | -5.6 | -3.1 | -6 | -7 | -10.3 | -10.6 | -15 | -3.3 | -8.3 | -7.8 | -11.1 | 1.1 | 0 | 7.8 | 4.8 | 1.7 | 1.7 | -15 | -16 | -11.1 | -12.8 | -11.1 | -16.7 | -2.2 | -5.6 | -1.7 | -2.2 | -2.2 | -3.9 | -17.8 | -24.5 | -1.7 | -4.4 | -5 | -6.7 | -0.6 | -5 | -4.4 | -5.6 | 13 | 12.2 | -3.3 | -10.8 | 0 | -2.4 | -3.3 | -11.1 | 16.7 | 15.6 | 17.8 | 15.6 | -0.6 | -4 | -3.3 | -5 | 4.4 | -0.6 | -5.6 | -8.9 | 6.1 | -4.4 | -1.1 | -6.7 | -8.9 | -12.2 | 3.3 | -3.9 | -6.7 | -9.4 | -2.8 | -7.2 | -9.4 | -11.7 | 5 | 0.4 | -8 | -11 | 0 | -2.2 | 5 | 3.9 | -1.7 | -7.8 | -1.1 | -2.8 | -7 | -10 | 0.6 | -10 | -1.7 | -8.9 | -7.2 | -10.3 | 3.3 | 1.7 | 13.9 | 7.7 | -1.1 | -3.3 | 19.4 | 17.8 | 8.9 | 0 | 9.6 | 6.3 | 12.2 | 1.7 | 14.5 | 3 | 6.1 | -8.9 | 4.4 | 3.3 | -13.9 | -16.7 | 7.8 | 5.6 | -0.6 | -3.3 | -4.7 | -10.4 | 3.3 | 1.7 | -2.4 | -9.6 | -1.7 | -8.3
-17 | -18 | -8.3 | -15 | 5.6 | 2.8 | 8.3 | 6.7 | -2.2 | -9.4 | 6.7 | 3.3 | -1 | -1 | 7.2 | 4.5 | 13.9 | 10.6 | 5.6 | 3.9 | 10 | 7.2 | 10 | 8.9 | -4.4 | -7.8 | 0.6 | -8.3 | 19 | 18 | 8.7 | 1.4 | 22.8 | 19.4 | 12.8 | 11.7 | 17.8 | 16.1 | 10.6 | 10 | 22.8 | 16.7 | -1.1 | -4.4 | -3.3 | -6.7 | -5.2 | -9.8 | -11.7 | -15.6 | -2.2 | -7.2 | -5.6 | -9.9 | 3.9 | 0 | 7.8 | 3.8 | 3.3 | 3.3 | -15 | -17 | -11.1 | -13.3 | -7.8 | -15.6 | -1.1 | -5 | -1.7 | -2.2 | -2.8 | -3.9 | -15.5 | -23.4 | -1.7 | -3.9 | -2.8 | -5.6 | -0.6 | -5.6 | -3.9 | -5 | 14.3 | 12.9 | -2.8 | -11.7 | 0.6 | -2.2 | -2.2 | -10.5 | 18.3 | 16.1 | 18.3 | 15.6 | -0.6 | -4.5 | -0.6 | -2.2 | 4.4 | -1.1 | -1.5 | -6.6 | 8.9 | -3.2 | 0.7 | -4.7 | -6.9 | -11.1 | 4.4 | -3.9 | -5 | -6.7 | -1.7 | -6.2 | -8.9 | -11.7 | 5 | 0.7 | -6 | -10 | 1.1 | -0.6 | 5.6 | 4.4 | -0.6 | -6.1 | -1.7 | -2.2 | -6 | -10 | 1.7 | -8.5 | 0.6 | -8.3 | -7.2 | -10.5 | 2.8 | 1.7 | 15 | 8.3 | -1.7 | -3.9 | 20.6 | 18.3 | 10.6 | 0 | 10.4 | 7.1 | 11.7 | 2.8 | 15 | 2.9 | 8.3 | -8.9 | 4.4 | 3.4 | -10.6 | -14.4 | 7.2 | 3.9 | 2.2 | -2.8 | -3.7 | -9.4 | 3.9 | 2.8 | -1.1 | -10.6 | 0 | -7.2
-15 | -17 | -8.3 | -15.6 | 7.2 | 2.8 | 8.3 | 6.7 | 0.9 | -7.6 | 7.8 | 3.9 | 0 | 0 | 9.5 | 5.9 | 14.4 | 9.4 | 7.8 | 5 | 10.6 | 7.2 | 11.7 | 10 | -1.6 | -6.5 | 3.2 | -7 | 19 | 18 | 11.9 | 4.4 | 23.9 | 20 | 14.4 | 11.1 | 18.3 | 16.7 | 11.1 | 10 | 24.1 | 16.9 | 0.6 | -3.3 | -1.1 | -5 | -3.3 | -10.6 | -8.9 | -13.9 | 1.7 | -5.6 | -3.3 | -8.8 | 5.6 | 1.7 | 7.8 | 2.8 | 2.8 | 2.8 | -14 | -16 | -11.1 | -12.8 | -6.7 | -15.6 | 0.6 | -4.4 | -1.7 | -2.2 | -2.8 | -3.9 | -13.3 | -23.9 | -1.1 | -3.3 | 0.6 | -5.6 | 0 | -5 | -2.2 | -4.4 | 15.6 | 13.3 | -1.3 | -9.2 | 1.7 | -1.7 | -1.1 | -11.2 | 19.4 | 16.7 | 19.4 | 16.1 | -0.6 | -5.6 | 2.2 | 0.6 | 5.6 | -0.6 | 2.6 | -5.8 | 11.6 | -2.6 | 2.6 | -3.5 | -4.8 | -10.5 | 6.1 | -3.3 | -1.7 | -3.3 | -0.5 | -5.8 | -7.8 | -10.6 | 5 | 1.1 | -5 | -7 | 3.3 | 1.1 | 6.7 | 4.4 | 1.1 | -5.6 | 1.1 | -1.7 | -4 | -9 | 2.8 | -8.4 | 2.2 | -8.9 | -7.2 | -11.1 | 3.3 | 1.7 | 16.1 | 8.9 | -1.1 | -5 | 23.3 | 20 | 11.7 | 0 | 11.1 | 7.8 | 14.4 | 2.2 | 15.6 | 2.8 | 11.1 | -8.3 | 4.4 | 3.4 | -7.8 | -14.4 | 6.7 | 3.9 | 4.4 | -1.7 | -2.8 | -9.4 | 5 | 3.3 | 0 | -9.9 | 1.7 | -7.2
-13 | -16 | -7.2 | -13.3 | 10 | 2.8 | 8.3 | 6.7 | 4.1 | -7.4 | 8.9 | 3.9 | 3 | 3 | 11.7 | 6.7 | 15.6 | 10.6 | 11.1 | 5.6 | 10.6 | 7.2 | 16.1 | 10.6 | 1.1 | -6.4 | 5.7 | -6.7 | 21 | 18 | 15 | 7.2 | 25 | 20 | 15.6 | 10.6 | 18.9 | 16.7 | 11.7 | 10 | 25.4 | 16.8 | 3.3 | -0.6 | 1.1 | -4 | -2 | -9.2 | -7.8 | -13.3 | 5.6 | -2.8 | -1.1 | -9.4 | 8.3 | 2.2 | 8 | 2.9 | 2.2 | 1.7 | -11 | -12 | -11.1 | -12.8 | -5.6 | -13.3 | 2.2 | -4.4 | -1.1 | -1.1 | -2.2 | -4.4 | -10.7 | -20.9 | -0.6 | -2.8 | 4.4 | -4.4 | 1.1 | -4.4 | -0.6 | -4.4 | 16.7 | 13.1 | 0.2 | -8 | 2.8 | -1.5 | 0 | -13.3 | 20 | 16.7 | 21.7 | 15.6 | -0.6 | -5 | 4.4 | 1.1 | 8.3 | 0 | 6.7 | -6.7 | 14.4 | -2.8 | 4.4 | -2.8 | -2.8 | -11.1 | 7.2 | -3.3 | -1.1 | -2.8 | 0.6 | -6.1 | -6.7 | -9.4 | 5.9 | 0.8 | -1 | -8 | 6.7 | 2.2 | 6.1 | 4.4 | 2.8 | -4.4 | 5 | -0.6 | -2 | -7 | 3.9 | -9.4 | 3.9 | -9.4 | -6.1 | -9.5 | 3.9 | 1.7 | 15.9 | 10 | -1.7 | -5.6 | 23.9 | 19.4 | 12.8 | 0 | 12.2 | 8.3 | 16.7 | 1.7 | 16.7 | 5.4 | 13.3 | -8.9 | 4.4 | 3.3 | -5 | -14.4 | 6.7 | 2.8 | 6.1 | -0.6 | -0.8 | -7.4 | 6.1 | 5 | 1.1 | -10.4 | 3.9 | -7.2
-11 | -12 | -7.8 | -11.7 | 13.3 | 2.2 | 8.9 | 6.7 | 7.2 | -8.9 | 9.4 | 3.3 | 8 | 4 | 13 | 7.5 | 18.3 | 11.1 | 12.2 | 7.2 | 12.2 | 7.8 | 17.8 | 10 | 3.9 | -7.8 | 8.3 | -7.8 | 21 | 19 | 15.7 | 7.7 | 25 | 21.1 | 16.1 | 9.4 | 17.8 | 16.7 | 12.2 | 10 | 26.7 | 16.7 | 6.1 | 1.1 | 3.3 | -3.9 | -0.7 | -9 | -6.1 | -12.2 | 9.4 | -2.2 | 0.4 | -8.3 | 11.7 | 2.2 | 8.1 | 2.8 | 2.2 | 1.1 | -8 | -11 | -10.6 | -11.7 | -3.9 | -10.6 | 3.3 | -3.3 | -0.6 | -0.6 | -1.7 | -5 | -8.2 | -18.8 | 0 | -2.2 | 7.2 | -5 | 3.3 | -3.3 | 1.1 | -3.9 | 17.8 | 12.7 | 1.7 | -7.8 | 3.9 | -1.7 | 2 | -11.9 | 21.1 | 16.7 | 22.8 | 15 | -0.6 | -5 | 6.1 | 1.7 | 10 | -1.1 | 7.8 | -6.3 | 16.1 | -3 | 5.9 | -3.1 | -0.9 | -9.5 | 7.8 | -2.8 | -2.2 | -5 | 1.7 | -5 | -6.1 | -8.9 | 6.9 | 0.5 | 0 | -8 | 9.4 | 3.9 | 8.3 | 3.9 | 3.3 | -3.3 | 8.3 | -4.4 | 0 | -5 | 5.4 | -7.5 | 5 | -10 | -5 | -8.3 | 6.7 | 2.8 | 15.8 | 11 | -2.8 | -4.4 | 25.6 | 19.4 | 13.9 | 0 | 13.3 | 8.6 | 18.3 | -3.3 | 17.8 | 7.3 | 13.9 | -8.9 | 5.2 | 3.9 | -2.8 | -10 | 8.3 | 3.9 | 7.8 | -1.1 | 1.3 | -6.4 | 9.4 | 3.9 | 2.2 | -12.8 | 3.9 | -7.2
-8 | -12 | -6.7 | -11.1 | 14.4 | 2.2 | 8.9 | 6.7 | 7.6 | -7.9 | 10.6 | 3.3 | 8 | 4 | 14.3 | 7.8 | 17.8 | 11.1 | 14.4 | 7.8 | 13.3 | 7.2 | 18.9 | 11.1 | 5.4 | -6.6 | 9.6 | -6.3 | 22 | 19 | 16.5 | 8 | 25.6 | 21.7 | 16.1 | 10 | 18.3 | 17.2 | 12.2 | 10 | 26.9 | 16.2 | 8.3 | 2.8 | 4.2 | -3.6 | 0.6 | -10 | -5 | -11.7 | 11.1 | -0.6 | 1.8 | -8.7 | 14.4 | 2.8 | 8.3 | 2.8 | -0.6 | -1.7 | -8 | -10 | -9.4 | -11.1 | -3.3 | -8.3 | 4.4 | -3.3 | -0.6 | -0.6 | -0.6 | -5 | -5.6 | -18.3 | 1.1 | -2.2 | 10 | -5 | 4.4 | -3.3 | 2.2 | -3.3 | 18.9 | 12.2 | 3.4 | -5.8 | 4.3 | -1.3 | 4.1 | -12.2 | 21.1 | 17.2 | 24.4 | 14.4 | -0.6 | -5.6 | 7.2 | 2.2 | 11.7 | -2.8 | 8.9 | -7.3 | 17.7 | -3.3 | 7.4 | -4.1 | 0.9 | -9.1 | 9.4 | -3.3 | -2.8 | -5.6 | 2.8 | -4.7 | -5 | -8.3 | 7.8 | 0 | 0 | -6 | 11.7 | 4.4 | 9.4 | 4.4 | 5.6 | -2.8 | 10.6 | -2.8 | 3 | -2 | 6.8 | -7.4 | 6.7 | -10 | -3.9 | -7.8 | 8.9 | 3.3 | 15.6 | 11.7 | -2.8 | -5 | 26.7 | 18.3 | 15.6 | -0.6 | 14.4 | 8.9 | 19.4 | -3.3 | 18.9 | 9.4 | 15 | -9.4 | 5.9 | 4.1 | 0 | -8.9 | 7.2 | 4.4 | 10 | -0.6 | 3.3 | -6.1 | 11.1 | 2.2 | 3.3 | -11.3 | 4.4 | -5
-8 | -12 | -5.6 | -10.6 | 17.2 | 1.7 | 8.9 | 6.7 | 7.9 | -7.6 | 11.7 | 3.3 | 9 | 4 | 15.6 | 8.3 | 16.1 | 11.7 | 15.6 | 7.8 | 13.9 | 8.3 | 19.4 | 10.6 | 6.8 | -6.7 | 10.9 | -6.1 | 22 | 19 | 17.2 | 8.3 | 25.6 | 20.6 | 16.7 | 10 | 18.3 | 17.2 | 12.2 | 10.6 | 27 | 16 | 10 | 3.3 | 5.2 | -3.9 | 1 | -8.5 | -3.9 | -11.1 | 13.3 | -0.6 | 3.3 | -10.6 | 17.2 | 2.8 | 8.3 | 3 | -1.7 | -3.3 | -6 | -8 | -9.4 | -11.1 | -2.2 | -6.7 | 5.6 | -2.8 | 1.1 | 0.6 | 0.6 | -5 | -4.7 | -16.5 | 1.1 | -1.7 | 10.6 | -7.8 | 5.6 | -3.9 | 5 | -2.8 | 18.5 | 13.6 | 5 | -5 | 4.6 | -1.1 | 6.1 | -15 | 21.1 | 16.7 | 24.4 | 12.8 | -0.6 | -5.5 | 7.2 | 2.2 | 13.3 | -2.8 | 10 | -9.4 | 19.4 | -5 | 8.9 | -6.7 | 2.8 | -10 | 9.4 | -3.3 | -2.8 | -5.6 | 3.9 | -5 | -3.9 | -7.8 | 8.5 | 0 | 0 | -8 | 13.3 | 4.4 | 8.3 | 2.8 | 7.2 | -2.2 | 11.7 | -3.9 | 4 | -1 | 8.3 | -7.8 | 7.8 | -10.6 | -3 | -6.8 | 11.7 | 3.3 | 15 | 12.4 | -2.2 | -3.9 | 26.1 | 18.3 | 16.7 | -0.6 | 15.5 | 9.2 | 20 | -2.2 | 19.8 | 10.8 | 16.1 | -8.3 | 6.7 | 4.4 | 0 | -14.4 | 7.8 | 5 | 11.1 | -1.1 | 4.6 | -4.8 | 12.8 | 1.7 | 4.5 | -10.7 | 5.6 | -5
-6 | -11 | -5 | -10 | 17.8 | 1.7 | 9.4 | 7.2 | 8.3 | -8.9 | 12.8 | 2.8 | 8 | 4 | 16 | 8.3 | 16.7 | 12.2 | 17.2 | 7.2 | 13.3 | 7.8 | 18.3 | 10.6 | 8.3 | -7.8 | 12.2 | -6.1 | 22 | 19 | 16.8 | 8.8 | 26.7 | 21.1 | 17.8 | 9.4 | 18.3 | 17.2 | 13.9 | 11.1 | 27.2 | 15.6 | 8.3 | 1.7 | 6.1 | -5 | 1.3 | -8 | -2.2 | -10.6 | 15.6 | -0.6 | 3.9 | -9.4 | 18.9 | 2.2 | 8.3 | 3.2 | -1.1 | -4.4 | -6 | -8 | -8.9 | -11.1 | -2.8 | -5 | 5.6 | -2.8 | 0.6 | 0.6 | 1.1 | -3.9 | -3.7 | -16.2 | 1.7 | -1.7 | 11.7 | -6.1 | 6.1 | -5 | 4.4 | -2.2 | 18.2 | 15.1 | 6.7 | -5 | 5 | -1.1 | 7.2 | -12.7 | 20.6 | 16.7 | 26.1 | 11.7 | -0.6 | -5.9 | 6.7 | 1.7 | 11.1 | -2.2 | 10.2 | -8.4 | 19.2 | -5 | 9.1 | -6 | 3.5 | -9 | 10 | -3.3 | -2.8 | -5.6 | 5.2 | -4.1 | -2.8 | -7.8 | 9.3 | 0.2 | 1 | -8 | 15 | 3.3 | 9.4 | 1.7 | 9.4 | -0.6 | 11.7 | -3.9 | 5 | -3 | 8.3 | -5.9 | 8.3 | -10 | -2 | -6.4 | 15.6 | 1.7 | 14.5 | 12.9 | -1.7 | -3.9 | 27.8 | 18.9 | 17.8 | -1.1 | 16.7 | 9.4 | 20.6 | -3.3 | 20.8 | 12 | 17.2 | -7.8 | 7.1 | 4.8 | 1.1 | -13.3 | 7.8 | 5 | 12.8 | -1.1 | 5.9 | -4 | 12.8 | 0 | 5.6 | -12.2 | 5.6 | -7.2
-6 | -11 | -4.4 | -9.4 | 19.4 | 1.7 | 9.4 | 7.8 | 8.5 | -7.6 | 13.9 | 1.7 | 10 | 4 | 16.3 | 8.1 | 16.7 | 12.2 | 18.3 | 7.8 | 13.9 | 8.3 | 16.7 | 9.4 | 7.6 | -6.8 | 12.6 | -6.1 | 22 | 19 | 16.5 | 9.2 | 26.7 | 21.1 | 17.8 | 8.9 | 16.1 | 15 | 13.3 | 10 | 26.8 | 15.2 | 6.1 | 0.6 | 6.8 | -4.3 | 1.7 | -8.9 | -1.7 | -9.4 | 17.2 | -1.1 | 4.4 | -9.7 | 20 | 1.1 | 8.3 | 3.3 | -0.6 | -4.4 | -5 | -7 | -8.3 | -11.7 | -2.2 | -4.4 | 6.1 | -2.8 | 0.6 | 0.6 | 2.2 | -3.9 | -2.8 | -17.2 | 1.7 | -1.1 | 12.2 | -5.6 | 6.1 | -5.6 | 5.6 | -2.2 | 17.8 | 16.1 | 7.1 | -4.4 | 4.8 | -0.7 | 8.3 | -12.5 | 21.1 | 16.7 | 25.6 | 10 | -0.6 | -7.2 | 7.2 | 1.7 | 12.8 | -3.9 | 10.4 | -8.8 | 19.1 | -6.5 | 9.2 | -5.9 | 4.3 | -9.4 | 10 | -2.2 | -3.3 | -7.2 | 6.5 | -4 | -1.7 | -7.8 | 10 | 0 | 0 | -5 | 16.7 | 0.6 | 10 | 0 | 7.8 | -1.1 | 12.2 | -2.8 | 6 | -2 | 8.3 | -5.2 | 9.4 | -10 | -1.1 | -6.7 | 16.7 | 0.6 | 13.9 | 13.3 | -1.1 | -3.9 | 26.7 | 17.8 | 18.3 | -1.7 | 17.8 | 9.4 | 21.1 | -2.2 | 21.7 | 13.3 | 17.8 | -7.8 | 7.4 | 4.9 | 0 | -12.2 | 8.3 | 6.7 | 12.8 | -0.6 | 7.2 | -3.9 | 12.8 | -2.2 | 4.7 | -9.4 | 5 | -6.1
-7 | -11 | -3.9 | -8.9 | 19.4 | 2.2 | 9.4 | 7.8 | 8.7 | -7.4 | 10.6 | 4.4 | 9 | 5 | 16.7 | 7.8 | 16.1 | 12.2 | 17.8 | 6.7 | 13.3 | 7.8 | 15.6 | 10 | 6.8 | -7.1 | 12.9 | -7.4 | 22 | 19 | 16.1 | 9.4 | 27.2 | 21.1 | 18.9 | 8.9 | 16.7 | 13.3 | 12.2 | 9.4 | 26.5 | 15 | 3.9 | -1.1 | 7.6 | -4.3 | 1.5 | -7.1 | 0 | -8.3 | 18.3 | -1.7 | 5 | -11.1 | 21.1 | 1.1 | 8.3 | 3 | 0 | -3.9 | -5 | -7 | -8.3 | -10.6 | -2.8 | -4.4 | 7.2 | -2.8 | 1.1 | 0.6 | 2.2 | -3.3 | -3.5 | -15.4 | 2.2 | -1.1 | 12.2 | -4.4 | 5.6 | -6.7 | 6.1 | -2.2 | 17.4 | 16.3 | 7.4 | -4.4 | 4.6 | -0.7 | 9.4 | -13.9 | 21.1 | 17.2 | 25.6 | 11.7 | -0.4 | -6.6 | 7.8 | 1.7 | 11.7 | -2.2 | 10.6 | -10.6 | 18.9 | -8.3 | 9.4 | -6.7 | 5 | -10.6 | 9.4 | -2.2 | -3.3 | -7.2 | 7.8 | -4.4 | -1.7 | -8.3 | 9.8 | -0.3 | 0 | -6 | 17.2 | -0.6 | 8.3 | 1.7 | 8.9 | -2.2 | 11.7 | -2.8 | 6 | -5 | 8.3 | -5 | 10 | -9.4 | -1.1 | -5.7 | 17.2 | 0 | 13.7 | 12.9 | -0.6 | -3.3 | 25.6 | 18.9 | 17.8 | -2.2 | 17.4 | 9.1 | 20.6 | -5 | 22.1 | 13.8 | 16.7 | -8.3 | 7.8 | 5 | -0.6 | -11.1 | 8.9 | 6.1 | 12.8 | 0 | 6.3 | -3.4 | 13.3 | -2.2 | 3.7 | -8.6 | 5.6 | -5
-8 | -13 | -3.3 | -8.3 | 18.9 | 1.7 | 9.4 | 8.3 | 8.9 | -8.3 | 7.8 | 3.9 | 9 | 3 | 15.4 | 8 | 15 | 11.7 | 16.7 | 6.7 | 11.7 | 7.8 | 13.9 | 9.4 | 6.1 | -7.8 | 13.3 | -8.9 | 21 | 19 | 15.5 | 9.7 | 26.7 | 20 | 18.9 | 8.9 | 16.7 | 13.3 | 14.4 | 7.8 | 26.1 | 14.4 | 3.9 | -0.6 | 8.3 | -5 | 1.3 | -6.4 | 0 | -7.2 | 17.8 | -1.1 | 4.4 | -9 | 20.6 | 1.1 | 8.3 | 2.7 | 0.6 | -3.9 | -5 | -6 | -8.3 | -10.6 | -2.8 | -5 | 7.2 | -2.8 | 1.7 | 0.6 | 2.2 | -2.8 | -4.3 | -14.9 | 2.8 | -1.7 | 11.7 | -3.3 | 5 | -6.1 | 5 | -2.2 | 17.1 | 16.6 | 7.8 | -5.6 | 4.4 | -0.6 | 7.7 | -11.3 | 19.4 | 16.7 | 24.4 | 13.3 | -0.2 | -7 | 7.8 | 1.1 | 11.1 | -1.7 | 7.6 | -6.4 | 17 | -6.6 | 8.1 | -5.4 | 3.1 | -8.2 | 9.4 | -1.1 | -3.3 | -7.2 | 6.9 | -4.3 | -1.1 | -8.9 | 9.6 | -1 | 0 | -4 | 16.7 | -2.2 | 7.8 | 1.1 | 6.7 | -8.9 | 11.1 | 0.6 | 4 | -6 | 7.4 | -4.1 | 10 | -9.4 | -1.1 | -5.3 | 17.8 | 1.1 | 13.5 | 12.6 | -1.1 | -3.3 | 24.4 | 18.3 | 17.2 | -1.1 | 17.1 | 8.8 | 20.6 | -5.6 | 22.4 | 14 | 17.2 | -8.9 | 7.6 | 5.3 | 0 | -12.2 | 8.3 | 4.4 | 11.7 | -0.6 | 5.3 | -3.3 | 13.3 | -3.9 | 2.8 | -8.9 | 4.4 | -3.3
-13 | -17 | -3.3 | -8.3 | 16.7 | 1.1 | 7.2 | 5.6 | 5.9 | -6.5 | 10.6 | 4.4 | 8 | 4 | 14.1 | 8.1 | 15 | 12.2 | 15.6 | 7.8 | 11.1 | 7.8 | 12.8 | 10 | 5.4 | -6.3 | 11.6 | -7.4 | 20 | 18 | 15 | 10 | 25.6 | 20.6 | 18.3 | 8.3 | 16.7 | 13.3 | 13.9 | 7.8 | 25 | 15.1 | 3.3 | -1.1 | 6.8 | -4.1 | 1.1 | -6.7 | 0 | -6.1 | 16.7 | -0.6 | 3.9 | -8.4 | 18.3 | 1.7 | 8.3 | 2.2 | 1.1 | -3.9 | -4 | -6 | -8.3 | -10.6 | -2.8 | -4.4 | 6.1 | -2.8 | 1.1 | 0 | 1.1 | -2.2 | -5 | -16.1 | 2.2 | -2.2 | 7.8 | -2.8 | 4.4 | -7.8 | 4.4 | -2.2 | 16.7 | 16.7 | 6.3 | -5.3 | 3.5 | -0.3 | 6.1 | -10.7 | 18.3 | 16.7 | 23.3 | 13.3 | 0 | -8.3 | 6.1 | 0.6 | 10.6 | -2.8 | 4.7 | -5.5 | 15.2 | -6.2 | 6.9 | -5.1 | 1.3 | -7.3 | 8.9 | -1.7 | -3.9 | -7.2 | 5.9 | -4.8 | -1.7 | -8.9 | 9.4 | -1.7 | 0 | -5 | 15 | -0.6 | 6.1 | 2.2 | 4.4 | -10 | 10 | -0.6 | 2 | -7 | 6.5 | -4.3 | 8.9 | -8.9 | -1.1 | -5.6 | 17.2 | 2.2 | 13.3 | 12.2 | -1.1 | -3.3 | 23.9 | 19.4 | 16.1 | -1.1 | 16.7 | 8.3 | 19.4 | -5 | 22.8 | 14.4 | 15 | -8.9 | 7.4 | 5.4 | -1.7 | -11.7 | 7.2 | 3.9 | 8.3 | -2.8 | 4.4 | -3.9 | 12.8 | -4.4 | 2.1 | -8.7 | 3.3 | -6.1
-12 | -15 | -3.9 | -9.4 | 15 | 1.7 | 7.2 | 5 | 3 | -6.4 | 10 | 3.9 | 8 | 3 | 12.8 | 7.8 | 14.4 | 11.7 | 14.4 | 8.9 | 11.1 | 8.3 | 11.7 | 10 | 4.6 | -6.1 | 10 | -6.8 | 20 | 18 | 14.4 | 10 | 24.4 | 21.1 | 17.8 | 8.3 | 15.6 | 13.3 | 12.8 | 8.3 | 23.9 | 15.4 | 2.8 | -1.1 | 5.4 | -3.7 | 0.5 | -4.5 | -1.1 | -6.1 | 10.6 | 0 | 3.3 | -8.9 | 14.4 | 0.6 | 7.9 | 2.2 | 1.1 | -3.3 | -4 | -5 | -8.3 | -10.6 | -3.3 | -5.6 | 4.4 | -2.8 | 0.6 | 0 | 0 | -2.2 | -5 | -14.5 | 2.2 | -2.2 | 6.7 | -4.4 | 3.3 | -8.3 | 2.8 | -2.2 | 16.7 | 16.7 | 4.8 | -6.2 | 2.6 | 0 | 4.4 | -11.7 | 18.3 | 16.7 | 22.2 | 13.3 | -1.3 | -7.3 | 4.4 | 0 | 8.3 | -1.1 | 1.7 | -6.1 | 13.3 | -6.7 | 5.6 | -5.6 | -0.6 | -7.8 | 7.8 | -1.7 | -3.9 | -7.2 | 5 | -6.1 | -2.2 | -8.9 | 8.3 | -1.3 | 0 | -5 | 10 | 1.7 | 5.6 | 2.2 | 2.8 | -10.6 | 10 | 0 | 0 | -8 | 5.6 | -5 | 6.7 | -6.7 | -1.5 | -5.1 | 16.1 | 2.2 | 12.9 | 12.2 | -1.1 | -3.3 | 23.3 | 21.1 | 13.3 | -1.7 | 15.8 | 8.6 | 15.6 | -1.7 | 21.5 | 14.4 | 13.3 | -9.4 | 7.2 | 5.6 | -1.7 | -12.2 | 7.2 | 3.9 | 8.3 | -3.9 | 3.9 | -3.2 | 11.1 | -5 | 1.3 | -9.3 | 1.1 | -4
-13 | -16 | -4.4 | -10 | 14.4 | 1.7 | 5 | 2.2 | 0 | -7.8 | 10 | 3.9 | 8 | 4 | 11.9 | 8 | 14.4 | 12.2 | 14.4 | 8.3 | 10.6 | 7.8 | 10.6 | 8.3 | 3.9 | -6.7 | 8.3 | -7.2 | 19 | 18 | 13.3 | 9.8 | 23.9 | 21.1 | 16.7 | 8.9 | 15.6 | 13.3 | 12.2 | 8.3 | 22.8 | 15.6 | 2.8 | -1.7 | 3.9 | -4.4 | 0 | -3.4 | -0.6 | -6.1 | 9.4 | -1.7 | 2.8 | -7.1 | 12.8 | 1.1 | 7.6 | 1.9 | 1.1 | -1.7 | -4 | -5 | -8.3 | -10.6 | -5 | -7.2 | 2.2 | -2.8 | 0.6 | 0 | 0 | -2.2 | -5 | -14.5 | 1.1 | -2.8 | 5.6 | -2.8 | 2.2 | -8.3 | 1.7 | -3.9 | 16.7 | 16.7 | 3.3 | -7.8 | 1.7 | 0 | 3.3 | -10.2 | 18.3 | 16.7 | 21.1 | 15.6 | -2.6 | -7.5 | 3.3 | -0.6 | 8.3 | -1.7 | 2.1 | -5.3 | 12.4 | -5.4 | 3.7 | -5.1 | -1.1 | -6.9 | 6.1 | -2.2 | -3.9 | -7.2 | 3.7 | -4.9 | -2.8 | -8.3 | 7.2 | -1.3 | -1 | -3 | 8.9 | 1.7 | 5.6 | 2.2 | 1.7 | -10.6 | 10 | 0 | -1 | -10 | 4.8 | -3.5 | 5.6 | -7.2 | -1.8 | -5 | 12.2 | 3.3 | 12.6 | 12.3 | -1.7 | -3.9 | 22.8 | 20.6 | 12.2 | -1.7 | 14.8 | 8.3 | 12.8 | 0.6 | 20.2 | 14.1 | 12.8 | -10 | 7.2 | 5.7 | -2.2 | -12.8 | 6.7 | 2.8 | 7.8 | -3.9 | 3.3 | -3.1 | 10 | -6.1 | 0.6 | -11.7 | -1.1 | -3.9
-12 | -15 | -5 | -10 | 13.9 | 1.7 | 4.4 | 1.7 | -1.3 | -7.1 | 9.4 | 4.4 | 6 | 2 | 10.9 | 7.8 | 13.9 | 11.7 | 13.9 | 10 | 10.6 | 7.8 | 10 | 7.8 | 2 | -5.6 | 7.4 | -5.6 | 19 | 18 | 12.2 | 9.3 | 23.9 | 21.7 | 16.1 | 8.9 | 15 | 12.2 | 11.7 | 7.8 | 22.4 | 15.5 | 2.8 | -1.1 | 2.6 | -3.5 | -0.6 | -2.8 | -0.6 | -6.1 | 8.9 | -2.2 | 2.2 | -6.8 | 11.1 | 2.2 | 7.2 | 1.7 | 1.1 | -4.4 | -4 | -5 | -8.9 | -11.7 | -6.1 | -7.8 | 0.6 | -3.3 | 0.6 | 0 | -1.1 | -2.8 | -5 | -15.6 | 0.6 | -2.8 | 4.4 | -3.9 | 0.6 | -7.2 | 2.2 | -1.1 | 16.7 | 16.7 | 2.8 | -7.1 | -0.7 | -2 | 2.2 | -9.8 | 17.8 | 16.1 | 19.4 | 16.1 | -3.9 | -8.3 | 3.3 | -0.6 | 4.4 | 0 | 2.4 | -5.7 | 11.5 | -5.2 | 1.9 | -5.3 | -1.7 | -7.1 | 5 | -1.7 | -4.4 | -7.2 | 2.4 | -4.4 | -2.8 | -8.3 | 6.1 | -1.7 | -1 | -3 | 7.8 | 0 | 3.9 | 1.7 | -0.6 | -10.6 | 8.9 | -2.2 | -3 | -10 | 4.1 | -2.8 | 5 | -6.7 | -2.2 | -5.6 | 12.2 | 2.2 | 12.2 | 12.2 | -1.7 | -4.4 | 22.8 | 21.1 | 11.1 | -1.7 | 13.9 | 8.3 | 10.6 | 1.7 | 18.9 | 13.9 | 11.1 | -10 | 7.2 | 6 | -3.3 | -13.3 | 5.6 | 2.8 | 7.2 | -3.9 | 2.8 | -3.3 | 9.4 | -6.1 | 0.8 | -10.3 | -2 | -4.1
-11 | -13 | -5.6 | -8.9 | 13.9 | 1.7 | 3.9 | 1.1 | -2.6 | -7.3 | 8.3 | 4.4 | 6 | 2 | 10 | 7.8 | 13.9 | 12.2 | 13.9 | 10 | 10.6 | 7.8 | 8.9 | 7.4 | 0.2 | -5.5 | 6.5 | -4.6 | 19 | 18 | 11.1 | 8.9 | 23.3 | 21.7 | 16.7 | 8.3 | 13.9 | 11.1 | 11.1 | 7.8 | 22.1 | 15.2 | 2.2 | -1.1 | 1.3 | -3.5 | -0.6 | -2.5 | 0 | -5.6 | 7.8 | -2.8 | 1.7 | -7.2 | 9.4 | 2.8 | 7 | 1.7 | 0.6 | -4.4 | -4 | -5 | -8.9 | -11.1 | -7.2 | -8.9 | 0 | -3.9 | 1.1 | 0 | -2.2 | -3.3 | -5 | -14 | 1.1 | -2.8 | 6.1 | -5.6 | -0.6 | -7.2 | 2.2 | -0.6 | 16.9 | 16.9 | 2.2 | -7.1 | -3.2 | -4.3 | 1.1 | -11.1 | 18.3 | 16.1 | 19.4 | 15.6 | -4.6 | -7.9 | 3.3 | 0 | 5 | -0.6 | 2.8 | -6.7 | 10.6 | -5.6 | 0 | -6.7 | -2.2 | -7.8 | 4.4 | -1.7 | -4.4 | -8.3 | 1.1 | -5 | -2.8 | -7.8 | 5.5 | -1.4 | -1 | -3 | 6.1 | 0.6 | 5 | 2.8 | -0.6 | -10 | 8.3 | 0 | -5 | -8 | 3.3 | -2.8 | 3.9 | -3.3 | -2.8 | -5.3 | 9.4 | 2.8 | 12.6 | 12.5 | -1.7 | -4.4 | 22.8 | 21.1 | 10.6 | -2.2 | 13.2 | 8.9 | 11.1 | 1.7 | 17.8 | 13.7 | 11.1 | -9.4 | 7.2 | 6.1 | -3.9 | -13.9 | 6.1 | 3.3 | 6.1 | -3.9 | 2.6 | -2.9 | 8.9 | -5.6 | 0.9 | -10.2 | -3 | -4.8
-11 | -14 | -5.6 | -9.4 | 12.8 | 2.2 | 3.9 | 0.6 | -3.9 | -8.3 | 8.3 | 3.9 | 6 | 2 | 9.1 | 7.1 | 13.3 | 11.7 | 12.2 | 11.1 | 10.6 | 7.8 | 7.8 | 7.2 | -1.7 | -6.7 | 5.6 | -4.4 | 18 | 16 | 10.7 | 8.7 | 23.3 | 21.7 | 12.8 | 8.3 | 13.3 | 11.1 | 11.1 | 7.2 | 21.7 | 15 | 2.2 | -1.1 | 0 | -3.9 | -0.6 | -2.5 | 0 | -5 | 6.7 | -2.8 | 1.5 | -5.6 | 7.2 | 2.8 | 6.9 | 1.8 | 0 | -3.3 | -3 | -5 | -9.4 | -10.6 | -8.3 | -10.6 | 0 | -2.8 | 0.6 | -0.6 | -3.9 | -4.4 | -5 | -14 | 1.1 | -2.2 | 5.6 | -4.4 | -1.1 | -7.2 | 1.7 | -1.1 | 17 | 17 | 1.7 | -8.3 | -5.6 | -6.7 | 0 | -9.1 | 18.9 | 16.7 | 18.9 | 16.1 | -5.4 | -8.3 | 3.3 | 0 | 3.3 | -1.1 | 2.4 | -5.5 | 10.2 | -5.5 | -0.7 | -6.3 | -2.9 | -7.1 | 3.3 | -1.7 | -5 | -9.4 | 0.4 | -4.8 | -2.2 | -7.2 | 5 | -1.3 | -1 | -4 | 4.4 | -0.6 | 4.4 | 2.8 | -1.1 | -10.6 | 8.3 | 0 | -6 | -9 | 3.9 | -1.6 | 5.6 | -3.9 | -3.3 | -5.2 | 10 | 2.8 | 12.9 | 12.5 | -2.2 | -4.4 | 22.8 | 21.1 | 8.3 | -2.2 | 12.4 | 9.1 | 9.4 | 2.8 | 16.7 | 13.3 | 10.6 | -10 | 7.2 | 6.3 | -5 | -13.9 | 5 | 2.2 | 6.1 | -4.4 | 2.4 | -2.9 | 7.2 | -4.4 | 1.1 | -11.7 | -3.9 | -5.6
-12 | -16 | -6.1 | -9.4 | 12.2 | 3.9 | 3.9 | 0.6 | -4.6 | -8.1 | 6.1 | 3.9 | 3 | 1 | 8.1 | 6.3 | 12.8 | 11.7 | 11.7 | 11.7 | 10 | 7.2 | 6.7 | 6.7 | -1.7 | -6.4 | 5.4 | -2.4 | 18 | 15 | 10.4 | 8.5 | 23.3 | 21.7 | 11.1 | 8.9 | 13.9 | 11.1 | 10.6 | 6.7 | 20.8 | 15.2 | 1.7 | -1.7 | 0 | -3.8 | -0.6 | -2.8 | 0.6 | -5 | 5.6 | -2.8 | 1.3 | -5 | 6.7 | 3.3 | 6.7 | 1.7 | -0.6 | -6.1 | -3 | -6 | -9.8 | -10.9 | -9.4 | -11.7 | -0.6 | -2.8 | 0.6 | -0.6 | -4.4 | -5 | -5 | -15 | 0.6 | -1.7 | 3.9 | -3.9 | -1.7 | -7.2 | 1.7 | -0.6 | 17.2 | 17.2 | 1.7 | -7.5 | -7.3 | -8.8 | -1.1 | -8.8 | 18.3 | 16.7 | 18.9 | 15.6 | -6.1 | -8.9 | 2.8 | -0.6 | 4.4 | -1.1 | 2.1 | -5.1 | 9.8 | -6.2 | -1.5 | -6.9 | -3.7 | -7.2 | 2.8 | -1.7 | -6.7 | -10.6 | -0.4 | -5.5 | -1.7 | -6.1 | 4.4 | -1.7 | -2 | -5 | 2.8 | -0.6 | 4.4 | 2.2 | -1.7 | -10.6 | 9.4 | -1.1 | -6 | -10 | 4.4 | -1 | 5.6 | -2.8 | -3.9 | -5.6 | 9.4 | 1.7 | 13.3 | 12.8 | -2.2 | -5 | 22.8 | 21.7 | 7.8 | -1.7 | 11.7 | 9.4 | 8.3 | 3.9 | 15.6 | 12.8 | 11.1 | -10 | 7.2 | 6.5 | -5.6 | -13.9 | 5 | 2.2 | 1.1 | -4.4 | 2.2 | -3.3 | 5 | -3.3 | 1.8 | -10.1 | -5 | -7.2
-14 | -16 | -5.6 | -8.9 | 12.2 | 5 | 3.9 | 0 | -5.4 | -8.6 | 6.7 | 3.9 | 3 | 2 | 7.2 | 5.6 | 12.8 | 12.2 | 11.7 | 11.1 | 10 | 6.7 | 6.1 | 6.1 | -1.7 | -6.6 | 5.2 | -0.7 | 18 | 15 | 10 | 8.3 | 23.3 | 21.7 | 12.2 | 10 | 13.3 | 11.7 | 10.6 | 6.7 | 19.8 | 15.1 | 1.1 | -1.7 | 0 | -4.1 | -0.2 | -2.3 | 1.1 | -5 | 5.6 | -2.8 | 1.1 | -5 | 6.1 | 2.8 | 6.5 | 1.6 | -1.7 | -9.4 | -4 | -6 | -10.2 | -11.5 | -10.6 | -12.2 | 0 | -2.2 | 0 | -5 | -5 | -6.1 | -5.6 | -13.2 | 0.6 | -3.3 | 3.9 | -3.3 | -2.2 | -7.2 | 2.2 | -0.6 | 17.2 | 17.2 | 1.7 | -8 | -8.9 | -10.9 | -2.2 | -9.4 | 18.3 | 17.2 | 18.3 | 15.6 | -6.3 | -8.7 | 2.2 | -0.6 | 3.9 | -1.1 | 1.7 | -5.6 | 9.4 | -7.8 | -2.2 | -8.3 | -4.4 | -7.8 | 2.2 | -1.7 | -7.2 | -10 | -1.1 | -6.7 | -1.1 | -5 | 3.9 | -0.9 | -2 | -5 | 2.8 | -1.1 | 2.8 | 2.8 | -1.7 | -10.6 | 11.7 | 2.8 | -8 | -10 | 5 | -0.6 | 5.6 | -2.2 | -3.9 | -5.7 | 7.8 | 3.9 | 13.3 | 12.5 | -2.2 | -4.4 | 22.2 | 21.1 | 8.3 | -1.1 | 11.7 | 9.8 | 6.7 | 3.9 | 14.5 | 12 | 11.1 | -9.4 | 7.2 | 6.7 | -6.7 | -12.8 | 4.4 | 1.7 | 5.6 | -6.7 | 2.2 | -2.7 | 3.3 | -5 | 2.6 | -10.1 | -5.6 | -7.2
-15 | -17 | -6.7 | -10 | 12.2 | 6.1 | 3.9 | 0 | -6.1 | -9.4 | 5.6 | 3.3 | 2 | 1 | 6.5 | 5.2 | 12.2 | 12.2 | 11.7 | 11.7 | 10 | 6.7 | 5 | 5 | -1.7 | -7.8 | 5 | 0.6 | 17 | 12 | 11.1 | 9.4 | 23.9 | 21.7 | 10 | 8.9 | 13.3 | 11.7 | 9.4 | 5.6 | 18.9 | 15 | 1.1 | -1.7 | 0 | -5 | 0.2 | -2.2 | 1.1 | -5 | 3.9 | -2.8 | 0.2 | -5.5 | 5.6 | 3.3 | 6.3 | 1.4 | -3.3 | -10.6 | -5 | -7 | -10.6 | -12 | -10.6 | -12.2 | -1.1 | -2.8 | -1.1 | -6.1 | -7.8 | -8.3 | -6.1 | -12.5 | -0.6 | -5 | 3.9 | -3.3 | -2.2 | -7.2 | 1.1 | -0.6 | 17.2 | 17.2 | 1.7 | -9.4 | -10.6 | -13.3 | -2.6 | -7.8 | 18.3 | 17.2 | 18.3 | 15.6 | -6.5 | -8.9 | 2.2 | -0.6 | 3.9 | -1.1 | 1.5 | -5 | 9 | -6.8 | -2.2 | -7.8 | -5.2 | -7.8 | 2.2 | -1.7 | -8.9 | -9.4 | -1.1 | -6 | 0 | -5 | 3.3 | -0.8 | -2 | -3 | 1.7 | -1.7 | 3.3 | 2.8 | -2.2 | -10.6 | 8.3 | 5.6 | -8 | -11 | 5.4 | 0.3 | 5.6 | -1.7 | -3.9 | -6.1 | 5.6 | 2.8 | 13.3 | 12.4 | -2.8 | -4.4 | 22.2 | 21.1 | 6.1 | -2.2 | 11.7 | 10.3 | 6.7 | 3.3 | 13.3 | 10.9 | 10.6 | -8.9 | 6.5 | 6.1 | -7.2 | -12.2 | 4.4 | 1.7 | 5.6 | -7.8 | 2.2 | -2.7 | 2.2 | -3.9 | 3.3 | -11.1 | -6.7 | -7.8
-12 | -15 | -6.7 | -10 | 11.1 | 6.7 | 3.3 | -0.6 | -6.7 | -9.4 | 5.6 | 2.8 | 3 | 2 | 5.7 | 4.8 | 11.1 | 11.1 | 11.1 | 11.1 | 10 | 6.7 | 4.4 | 4.4 | -0.9 | -7.1 | 4.3 | 1.3 | 16 | 10 | 12.2 | 10.6 | 23.3 | 21.7 | 10 | 9.4 | 12.2 | 10.6 | 8.3 | 5.6 | 18.5 | 15.2 | 1.7 | -1.7 | -0.6 | -4.7 | 0.6 | -2.2 | 1.7 | -5 | 3.9 | -2.2 | -0.8 | -6.8 | 3.3 | 2.2 | 6.1 | 1.1 | -3.9 | -12.2 | -5 | -7 | -10.9 | -12.4 | -11.1 | -13.3 | -1.1 | -2.8 | -2.2 | -8.3 | -8.3 | -8.9 | -6.7 | -12.8 | -2.2 | -6.7 | 4.4 | -3.3 | -3.9 | -8.3 | 1.1 | -0.6 | 17.2 | 17.2 | 1.7 | -8.2 | -11.1 | -13.4 | -2.9 | -7.2 | 18.3 | 16.7 | 19.4 | 15.6 | -6.7 | -9.4 | 2.2 | -0.6 | 2.2 | -1.1 | 1.3 | -5.2 | 8.7 | -7 | -2.2 | -8.2 | -5.9 | -8.2 | 2.2 | -1.7 | -9.4 | -10.6 | -1.1 | -6 | 0 | -4.4 | 2.8 | -0.6 | -2 | -5 | 1.7 | -1.7 | 3.3 | 2.8 | -2.8 | -10.6 | 6.7 | 5 | -9 | -11 | 5.7 | 0.8 | 5 | -1.1 | -3.9 | -6.7 | 5 | 2.8 | 13.3 | 12.2 | -3.9 | -4.4 | 22.2 | 21.1 | 5 | -1.7 | 11.7 | 10.6 | 5.6 | 2.2 | 12.2 | 10 | 10 | -8.9 | 5.7 | 5.6 | -8.3 | -11.7 | 3.9 | 1.1 | 3.3 | -10.6 | 2.2 | -2.8 | 1.7 | -3.3 | 3.1 | -10 | -7.1 | -8.4
-13 | -15 | -7.2 | -10.6 | 11.7 | 7.2 | 2.8 | -1.7 | -7.2 | -9.7 | 4.4 | 1.7 | 5 | 3 | 5 | 4.4 | 10.6 | 10.6 | 11.7 | 11.1 | 10 | 6.7 | 3.9 | 3.9 | -0.2 | -7.5 | 3.5 | 1.7 | 14 | 8 | 13.3 | 11.7 | 23.3 | 21.7 | 8.3 | 8.3 | 12.2 | 10.6 | 7.2 | 4.4 | 18.2 | 15.5 | 1.7 | -2.2 | -1.1 | -4.8 | 0.6 | -1.9 | 2.2 | -5.6 | 2.8 | -2.2 | -1.7 | -8.9 | 3.9 | 2.2 | 6.1 | 1 | -4.4 | -13.9 | -6 | -7 | -11.3 | -13.1 | -11.7 | -12.8 | -1.7 | -3.3 | -2.8 | -9.4 | -8.9 | -9.4 | -6.9 | -11.1 | -3.9 | -8.9 | 3.3 | -2.2 | -4.4 | -8.3 | 1.7 | -0.6 | 17.2 | 17.2 | 1.7 | -8.2 | -11.7 | -13.8 | -3.3 | -7.2 | 18.3 | 17.2 | 19.4 | 15 | -6.9 | -9.3 | 2.2 | -0.6 | 2.2 | -1.1 | 1.1 | -6.1 | 8.3 | -7.8 | -2.2 | -9.4 | -6.7 | -8.9 | 2.2 | -1.7 | -8.9 | -10.6 | -1.1 | -6.7 | 0 | -5 | 2.6 | -0.6 | -2 | -5 | 0.6 | -2.2 | 2.8 | 2.2 | -2.8 | -11.1 | 6.1 | 4.4 | -9 | -11 | 6.1 | 1.7 | 5.6 | 0 | -3.9 | -6.6 | 6.1 | 2.8 | 12.4 | 11.7 | -3.9 | -5 | 22.2 | 21.1 | 3.3 | -2.2 | 11.9 | 10.8 | 5.6 | 2.2 | 13.1 | 10.8 | 8.9 | -8.9 | 5 | 5 | -9.4 | -12.2 | 4.4 | 1.7 | 3.3 | -10 | 1.8 | -2.9 | 1.7 | -2.8 | 3 | -10.4 | -7.4 | -9
-16 | -18 | -6.7 | -10.6 | 11.7 | 8.3 | 2.2 | -2.2 | -7.8 | -10.6 | 4.4 | 1.7 | 5 | 3 | 4.4 | 3.8 | 12.2 | 11.7 | 11.1 | 11.1 | 9.4 | 5.6 | 4.4 | 4.4 | 0.6 | -8.9 | 2.8 | 2.2 | 14 | 8 | 14.1 | 12.3 | 23.3 | 21.7 | 7.2 | 7.2 | 12.2 | 8.9 | 6.7 | 4.4 | 17.8 | 15.6 | 1.1 | -2.2 | -1.7 | -5.6 | 0.6 | -1.6 | 2.2 | -5.6 | 2.8 | -2.2 | -2.4 | -7.8 | 2.8 | 1.1 | 6.1 | 0.8 | -5 | -15.6 | -6 | -7 | -11.7 | -13.9 | -12.8 | -15 | -2.2 | -3.3 | -3.9 | -8.3 | -9.4 | -10.6 | -7 | -10 | -6.1 | -10 | 3.3 | -2.2 | -3.9 | -7.2 | 1.7 | -0.6 | 17.2 | 17.2 | 1.7 | -9.4 | -12.2 | -14.4 | -3.5 | -6.4 | 18.9 | 17.2 | 19.4 | 15.6 | -7 | -9.4 | 2.8 | -0.6 | 1.7 | -1.1 | 0.7 | -4.9 | 7.4 | -6.6 | -2.8 | -8.6 | -5.8 | -8.2 | 1.7 | -1.7 | -7.8 | -10 | -0.9 | -6.2 | 0.6 | -6.1 | 2.4 | -0.8 | -2 | -5 | 0 | -2.8 | 2.2 | 1.7 | -2.8 | -11.1 | 6.7 | 5 | -9 | -11 | 6.5 | 2.2 | 5.6 | -1.1 | -3.9 | -6.9 | 6.7 | 3.9 | 11.5 | 11.2 | -3.9 | -6.1 | 22.2 | 21.1 | 1.1 | -2.8 | 12 | 10.9 | 5 | 2.8 | 14.1 | 12 | 8.9 | -8.9 | 5.7 | 5.6 | -10 | -12.2 | 3.9 | 1.1 | 2.8 | -9.4 | 1.5 | -3.1 | -0.6 | -3.9 | 2.8 | -12.2 | -7.8 | -10
-16 | -18 | -7.2 | -11.1 | 12.2 | 8.9 | 1.7 | -1.7 | -6.7 | -9.7 | 3.9 | 1.7 | 4 | 2 | 3.9 | 3.3 | 12.8 | 11.7 | 11.1 | 10.6 | 8.9 | 5.6 | 6.1 | 5.6 | 1.3 | -7.3 | 2.8 | 2.4 | 12 | 7 | 14.8 | 12.9 | 23.3 | 21.7 | 9.4 | 8.3 | 12.8 | 7.2 | 5.6 | 3.3 | 18 | 16 | 1.1 | -2.2 | -1.7 | -5.1 | 0.6 | -1.7 | 2.8 | -5.6 | 2.8 | -2.8 | -3.2 | -7.9 | 3.3 | 1.7 | 6.1 | 0.6 | -5 | -12.2 | -6 | -7 | -11.7 | -16.1 | -13.3 | -15 | -2.8 | -5 | -3.9 | -9.4 | -10.6 | -11.1 | -7.2 | -9.4 | -6.7 | -10.6 | 2.8 | -2.2 | -3.9 | -7.2 | 2.2 | -1.1 | 17.2 | 17.2 | 1.9 | -8.3 | -12.2 | -14.5 | -3.7 | -6 | 18.9 | 17.8 | 20 | 15 | -7.2 | -10 | 1.7 | -0.6 | 2.8 | -2.2 | 0.4 | -4.3 | 6.5 | -6 | -3.3 | -8.7 | -4.8 | -7.8 | 1.7 | -1.7 | -7.8 | -10 | -0.8 | -6.3 | 0.6 | -6.1 | 2.2 | -1.1 | -2 | -5 | 0 | -3.3 | 2.2 | 2.2 | -4.4 | -11.1 | 6.1 | 3.9 | -9 | -11 | 6.8 | 2.9 | 5 | -0.6 | -3.9 | -7.8 | 6.7 | 5 | 10.6 | 10.6 | -3.9 | -6.1 | 21.1 | 20.6 | 1.1 | -2.8 | 12.2 | 11.1 | 4.4 | 2.2 | 15 | 12.8 | 7.8 | -8.9 | 6.5 | 6.1 | -11.1 | -12.8 | 4.4 | 1.1 | 1.7 | -8.9 | 1.1 | -3.9 | -0.6 | -4.4 | 3.3 | -9.9 | -8.3 | -11.1
-14 | -17 | -7.2 | -11.7 | 11.7 | 8.9 | 1.7 | -1.7 | -5.5 | -9.3 | 3.3 | 1.1 | 3 | 2 | 3.3 | 2.8 | 12.8 | 11.1 | 10.6 | 10.6 | 7.2 | 5.6 | 6.1 | 5.6 | 2.1 | -6.9 | 2.8 | 2.7 | 12 | 6 | 15.6 | 13.3 | 23.3 | 21.7 | 10 | 8.3 | 12.2 | 7.2 | 5.6 | 2.8 | 18.1 | 16.3 | 0.6 | -2.8 | -1.7 | -5.1 | 0.8 | -1.4 | 3.3 | -5.6 | 2.8 | -2.8 | -3.9 | -8.3 | 3.9 | 1.7 | 7.2 | 1.3 | -4.4 | -12.8 | -6 | -7 | -12.2 | -15.6 | -13.3 | -15 | -2.8 | -3.9 | -4.4 | -11.1 | -11.1 | -12.2 | -7.2 | -9.6 | -7.2 | -10.6 | 2.8 | -2.2 | -3.9 | -7.8 | 2.2 | -1.1 | 18.1 | 17.1 | 2 | -8.2 | -12.2 | -14.8 | -3.9 | -6.1 | 19.4 | 17.8 | 20.6 | 14.4 | -6.3 | -9 | 2.2 | -0.6 | 1.7 | -1.7 | 0 | -4.4 | 5.6 | -6.7 | -3.9 | -9.4 | -3.9 | -7.8 | 1.7 | -1.7 | -6.7 | -10 | -0.6 | -7.2 | 1.1 | -5 | 3.5 | -0.6 | -2 | -5 | -0.6 | -3.3 | 3.3 | 2.2 | -5 | -10.6 | 6.1 | 3.9 | -9 | -11 | 7.2 | 3.3 | 5.6 | -1.1 | -3.2 | -7.2 | 7.2 | 3.3 | 11.7 | 11.4 | -4.4 | -6.1 | 21.7 | 20.6 | 2.8 | -2.2 | 12.4 | 11.5 | 4.4 | 2.8 | 16.1 | 13.2 | 7.8 | -8.9 | 7.2 | 6.7 | -9.4 | -12.2 | 3.9 | 1.7 | 1.7 | -8.9 | 3.3 | -2 | 0 | -3.3 | 3.9 | -9 | -8.3 | -10.6
-11 | -15 | -7.8 | -12.8 | 11.7 | 9.4 | 3.3 | -1.1 | -4.4 | -9.4 | 5 | 1.7 | 6 | 3 | 5.7 | 4.7 | 13.9 | 11.1 | 11.1 | 10.6 | 10 | 6.7 | 8.9 | 8.3 | 2.8 | -7.2 | 2.8 | 2.8 | 12 | 6 | 17.8 | 14.1 | 23.9 | 21.7 | 11.1 | 8.3 | 12.2 | 7.8 | 5 | 2.2 | 18.3 | 16.7 | 0.6 | -2.2 | -1.7 | -5.6 | 0.9 | -1.6 | 2.2 | -5 | 3.9 | -2.2 | -3.5 | -7.7 | 8.9 | 5 | 8.3 | 2.1 | -3.9 | -11.1 | -6 | -7 | -11.7 | -15 | -10.6 | -12.2 | -0.6 | -2.2 | -3.9 | -9.4 | -11.7 | -12.8 | -7.2 | -10.2 | -7.2 | -11.7 | 5.6 | -1.7 | -2.2 | -6.7 | 3.9 | -1.7 | 19.1 | 16.9 | 2.2 | -9.4 | -12.2 | -15.6 | 0 | -4.3 | 20 | 17.8 | 17.8 | 16.7 | -5.3 | -8.3 | 2.8 | -0.6 | 5.6 | -1.7 | 1.5 | -4 | 8.5 | -5.1 | -0.6 | -7 | -2 | -6.7 | 2.8 | -1.1 | -6.1 | -8.9 | 2.2 | -5 | 2.2 | -5 | 4.8 | -0.5 | -1 | -4 | 1.7 | -0.6 | 3.9 | 2.2 | -0.6 | -8.3 | 5 | 2.8 | -7 | -9 | 10.7 | 5.9 | 5.6 | -1.1 | -2.4 | -7.1 | 8.9 | 5.6 | 12.8 | 12.1 | -4.4 | -6.1 | 21.7 | 20.6 | 7.8 | -0.6 | 12.6 | 11.9 | 8.9 | 4.4 | 17.2 | 13.6 | 8.3 | -9.4 | 9.2 | 5.4 | -8.3 | -11.7 | 4.4 | 1.1 | 4.4 | -7.8 | 5.6 | -0.4 | 1.1 | -2.8 | 4.4 | -9.4 | -8.3 | -10
-16 | -18 | -7.2 | -12.2 | 13.3 | 10 | 5 | 0 | -0.3 | -7.6 | 7.8 | 2.8 | 4 | 2 | 8.2 | 6.5 | 15 | 11.1 | 11.1 | 11.1 | 11.1 | 6.1 | 12.8 | 10.6 | 4.3 | -5.3 | 4.5 | 2 | 12 | 6 | 20 | 14.4 | 24.4 | 21.7 | 14.4 | 8.3 | 12.8 | 8.3 | 5 | 1.7 | 20.9 | 16.7 | 0.6 | -2.2 | 0.3 | -4.3 | 1.1 | -1.7 | 2.8 | -1.1 | 5 | -1.1 | -3.2 | -7.7 | 12.2 | 5.6 | 9.4 | 2.8 | -2.8 | -13.3 | -6 | -7 | -10.6 | -13.9 | -6.7 | -8.9 | 1.1 | -0.6 | -2.2 | -7.2 | -8.3 | -10 | -7.2 | -11.1 | -6.7 | -11.1 | 8.3 | -0.6 | 0 | -6.1 | 7.2 | -2.8 | 20 | 16.7 | 4.1 | -7.4 | -10.7 | -14.2 | 3.9 | -3.8 | 20.6 | 17.8 | 18.9 | 10.6 | -4.4 | -8.3 | 3.3 | -1.1 | 8.3 | -1.7 | 2.9 | -4.6 | 11.5 | -4.5 | 2.8 | -6.1 | -0.2 | -6.1 | 3.9 | 0 | -3.9 | -8.3 | 5 | -3.8 | 4.4 | -3.9 | 6.1 | -0.6 | 0 | -2 | 5 | 0.6 | 5 | 2.2 | 0.6 | -8.9 | 5.6 | 3.3 | -5 | -7 | 14.3 | 8.5 | 6.1 | -0.6 | -1.7 | -7.8 | 10 | 6.7 | 13.9 | 12.8 | -4.4 | -6.7 | 22.2 | 20.6 | 11.1 | -1.1 | 12.8 | 12.2 | 15.6 | 7.2 | 18.3 | 13.9 | 11.1 | -8.9 | 11.3 | 3.6 | -5 | -11.7 | 5.6 | 1.7 | 6.1 | -8.3 | 7.8 | 1.1 | 5 | -0.6 | 4.8 | -7.7 | -7.8 | -10.6
-12 | -15 | -7.2 | -11.1 | 12.2 | 9.4 | 7.2 | -0.6 | 3.7 | -7.4 | 10.6 | 3.3 | 6 | 3 | 10.6 | 8.3 | 15.6 | 10.6 | 12.8 | 11.7 | 12.2 | 6.7 | 12.8 | 10 | 5.7 | -4.7 | 6.1 | 0.8 | 12 | 6 | 22.2 | 14.4 | 23.9 | 22.2 | 16.1 | 8.3 | 13.9 | 8.3 | 6.1 | 1.7 | 23.5 | 16.6 | 1.7 | -1.7 | 2.4 | -4 | 1.3 | -1.6 | 3.9 | 0 | 8.9 | -0.6 | -2.8 | -8.3 | 15.6 | 3.9 | 11.1 | 3.9 | -2.2 | -12.8 | -5 | -6 | -9.4 | -13.3 | -3.9 | -7.8 | 2.8 | -1.1 | -1.7 | -6.7 | -3.9 | -6.7 | -6.1 | -10.2 | -5 | -10.6 | 11.7 | 0.6 | 1.7 | -6.1 | 8.9 | -1.7 | 21.3 | 16.7 | 5.9 | -6.5 | -9.3 | -13.1 | 7.8 | -5 | 20.6 | 17.8 | 19.4 | 6.1 | -2.4 | -7.1 | 5.6 | -0.6 | 10 | -1.1 | 4.4 | -6.1 | 14.4 | -5 | 6.1 | -6.1 | 1.7 | -6.7 | 3.9 | 0 | -2.2 | -7.8 | 7.8 | -3.3 | 6.7 | -2.2 | 7.6 | -0.8 | 0 | -1 | 7.8 | 1.7 | 6.7 | 2.8 | 2.2 | -8.3 | 5 | 2.8 | -3 | -7 | 17.8 | 10.6 | 6.7 | 0.6 | -0.4 | -6.4 | 10.6 | 7.8 | 14.3 | 12.2 | -3.9 | -6.1 | 23.3 | 21.7 | 13.3 | -1.1 | 13.7 | 12.6 | 18.3 | 4.4 | 21.8 | 14.5 | 12.8 | -8.3 | 13.3 | 0 | -4.4 | -11.1 | 5.6 | 1.7 | 6.7 | -8.3 | 9.5 | 2.1 | 8.9 | -1.7 | 5.2 | -7.4 | -7.2 | -10
-10 | -13 | -7.2 | -11.1 | 11.7 | 9.4 | 8.3 | -1.1 | 7.8 | -10 | 11.7 | 3.3 | 8 | 3 | 12.1 | 8.4 | 16.1 | 11.1 | 13.3 | 11.7 | 12.8 | 7.2 | 13.9 | 10.6 | 7.2 | -4.4 | 7.8 | -1.1 | 16 | 4 | 23.5 | 14 | 22.2 | 20.6 | 17.8 | 7.8 | 14.4 | 8.3 | 6.7 | 1.1 | 26.1 | 15.6 | 2.2 | -2.2 | 4.4 | -4.4 | 1.5 | -1.4 | 5 | 2.2 | 11.7 | 0 | -1.3 | -7.5 | 18.3 | 2.2 | 12.7 | 5.2 | -1.7 | -11.1 | -3 | -4 | -8.3 | -12.2 | -2.2 | -7.2 | 4.4 | -1.1 | -0.6 | -7.8 | -0.6 | -5 | -5 | -9.6 | -3.9 | -10 | 14.4 | 2.2 | 2.8 | -7.2 | 10.6 | -1.7 | 22.6 | 16.4 | 7.8 | -6.7 | -7.8 | -12.8 | 9.3 | -3.8 | 20.6 | 17.8 | 20 | 2.2 | -0.3 | -6.3 | 6.1 | 0 | 10 | -2.2 | 5 | -5.3 | 15.7 | -3.8 | 7.2 | -5.8 | 4.3 | -5.3 | 7.2 | 1.7 | 0 | -7.2 | 8.7 | -2.3 | 7.8 | -1.7 | 9.1 | -1.7 | 1 | 0 | 10 | 2.2 | 7.2 | 2.2 | 3.3 | -8.3 | 5.6 | 1.1 | -2 | -7 | 18.9 | 11.5 | 6.1 | 2.8 | 0.9 | -5.7 | 10 | 8.9 | 14.6 | 11.4 | -3.3 | -6.7 | 24.4 | 21.1 | 16.1 | -0.6 | 14.7 | 13.1 | 21.7 | 3.9 | 25.4 | 14.3 | 13.3 | -7.8 | 13.1 | -0.8 | -3.3 | -10 | 6.7 | 2.8 | 7.2 | -7.2 | 11.1 | 2.7 | 11.7 | -1.7 | 5.6 | -7.8 | -5.6 | -9.4
-7 | -11 | -6.7 | -11.1 | 11.7 | 10 | 10 | -1.1 | 7.4 | -8 | 13.3 | 3.3 | 8 | 3 | 13.5 | 8.2 | 17.2 | 11.1 | 11.1 | 11.1 | 13.9 | 6.7 | 12.8 | 10 | 8.7 | -4 | 8.9 | -1.6 | 17 | 4 | 24.8 | 13.1 | 20 | 17.8 | 20 | 7.2 | 15 | 8.3 | 8.9 | 2.8 | 26.1 | 15.2 | 2.8 | -1.7 | 5.7 | -3.7 | 1.7 | -1.7 | 7.8 | 5 | 14.4 | 1.1 | 0.2 | -7.3 | 20.6 | 1.7 | 14.4 | 6.1 | -1.1 | -11.7 | -2 | -2 | -7.8 | -12.2 | -1.1 | -7.8 | 5.6 | -0.6 | 0 | -7.2 | 1.1 | -3.9 | -3.9 | -10 | -2.8 | -9.4 | 16.1 | 2.2 | 4.4 | -6.7 | 11.7 | -1.7 | 23.9 | 16.1 | 9.3 | -5.8 | -6.3 | -10.9 | 10.7 | -3.3 | 19.4 | 17.8 | 20.6 | 2.8 | 1.7 | -7.2 | 5.6 | 0 | 12.2 | -4.4 | 5.5 | -5.1 | 17 | -3.3 | 8.3 | -6.6 | 6.8 | -5.2 | 8.9 | 1.1 | 1.7 | -7.2 | 9.7 | -1.7 | 7.8 | 0 | 10.6 | -3.3 | 1 | 0 | 12.8 | 2.8 | 8.3 | 2.2 | 4.4 | -7.8 | 5.6 | 0.6 | -1 | -6 | 20 | 12.5 | 6.1 | 3.3 | 2.2 | -6.1 | 10 | 10 | 15 | 10.6 | -2.8 | -6.7 | 25.6 | 21.1 | 18.3 | -1.7 | 15.6 | 13.3 | 23.3 | 2.8 | 28.9 | 13.3 | 15 | -7.2 | 13 | -1.5 | -1.7 | -9.4 | 8.3 | 3.3 | 8.3 | -6.7 | 12.8 | 3.3 | 13.9 | -4.4 | 5.6 | -6.4 | -5.6 | -10
-4 | -8 | -6.1 | -10.6 | 12.2 | 10 | 11.7 | -1.1 | 7.1 | -6.8 | 14.4 | 2.8 | 8 | 1 | 15 | 7.8 | 17.8 | 11.7 | 11.1 | 10 | 14.4 | 6.1 | 14.4 | 10 | 10.2 | -4 | 10 | -2.3 | 18 | 4 | 26.1 | 11.7 | 19.4 | 17.8 | 21.1 | 6.1 | 15.6 | 8.3 | 10.6 | 2.8 | 26.1 | 14.9 | 3.9 | -1.7 | 7 | -3.4 | 1.7 | -1.5 | 8.9 | 6.1 | 17.2 | 1.7 | 1.7 | -8.9 | 22.8 | -0.6 | 15.2 | 6.8 | -0.6 | -11.1 | -1 | -1 | -6.7 | -11.1 | -0.6 | -7.8 | 7.2 | 0 | 1.7 | -5 | 1.7 | -3.3 | -3.5 | -8.5 | -1.7 | -9.4 | 18.3 | 2.8 | 6.7 | -7.8 | 13.3 | -1.7 | 24.6 | 15 | 10.7 | -6.7 | -4.8 | -9.4 | 12.2 | -3.3 | 20 | 13.9 | 20.6 | 1.7 | 1.9 | -7.1 | 5 | 0 | 12.8 | -4.4 | 6.1 | -6.1 | 18.3 | -3.3 | 9.4 | -8.3 | 9.4 | -6.1 | 9.4 | -0.6 | 3.3 | -6.7 | 10.6 | -1.7 | 8.3 | 1.1 | 11 | -2.4 | 1 | 0 | 14.4 | 3.9 | 9.4 | 1.1 | 5.6 | -6.7 | 6.1 | 0.6 | -1 | -6 | 21.1 | 13.3 | 6.7 | 4.4 | 3.1 | -4.3 | 10 | 10 | 14.8 | 10.4 | -2.2 | -6.1 | 27.2 | 20.6 | 19.4 | -2.8 | 16.3 | 13.6 | 25 | 3.3 | 29.6 | 10.2 | 15 | -8.3 | 12.8 | -2.8 | -0.6 | -8.9 | 8.3 | 2.2 | 10 | -6.1 | 13 | 3.9 | 15 | -5 | 5.6 | -6.1 | -4.4 | -10
-4 | -8 | -5 | -9.4 | 11.7 | 9.4 | 13.3 | -1.7 | 6.7 | -7.2 | 15.6 | 1.7 | 10 | 3 | 15.7 | 7.5 | 16.7 | 11.7 | 11.1 | 10.6 | 14.4 | 6.1 | 15 | 9.4 | 11.7 | -5.6 | 11.1 | -3.9 | 17 | 6 | 26.3 | 11.3 | 21.1 | 14.4 | 21.7 | 5.6 | 15 | 8.3 | 10.6 | 3.3 | 26.1 | 14.4 | 4.4 | -1.7 | 8.3 | -3.9 | 1.7 | -1.7 | 10 | 7.2 | 20 | 1.1 | 2.8 | -7.9 | 23.9 | 1.1 | 15.9 | 6.9 | -0.6 | -12.8 | 0 | 0 | -6.7 | -11.7 | 0 | -7.2 | 7.2 | 1.7 | 2.8 | -4.4 | 2.2 | -3.3 | -3.2 | -7.9 | -1.1 | -10 | 19.4 | 2.8 | 7.2 | -8.9 | 14.4 | -0.6 | 25.4 | 13.3 | 12.2 | -8.3 | -3.3 | -8.9 | 12.9 | -2.6 | 20 | 12.8 | 20 | 3.9 | 2 | -8 | 5 | 0 | 13.9 | -3.9 | 6.3 | -5.3 | 18.3 | -3.3 | 9.2 | -7.4 | 10.2 | -4.7 | 10 | -2.2 | 3.9 | -6.1 | 10.2 | -1.1 | 8.9 | 3.3 | 11.3 | -2.2 | 2 | 0 | 16.1 | 4.4 | 10 | 1.1 | 6.1 | -5.6 | 6.1 | -0.6 | 0 | -5 | 21.5 | 12.4 | 7.2 | 6.1 | 4.1 | -3.2 | 10 | 10 | 14.6 | 10.3 | -1.1 | -5.6 | 28.3 | 20 | 22.2 | -3.9 | 17.1 | 13.8 | 26.1 | 3.9 | 30.4 | 6.3 | 14.4 | -9.4 | 12.8 | -2.7 | 0 | -10 | 7.2 | 2.2 | 8.9 | -7.8 | 13.1 | 4 | 15.6 | -4.4 | 5.6 | -6.7 | -4.4 | -10
-3 | -6 | -3.9 | -10 | 11.1 | 9.4 | 13.9 | -2.2 | 5.6 | -6.4 | 16.1 | 1.1 | 9 | 1 | 16.5 | 7.2 | 16.7 | 12.2 | 11.7 | 10.6 | 13.9 | 6.7 | 16.7 | 10 | 10.6 | -3.4 | 10.7 | -4 | 15 | 9 | 26.5 | 10.7 | 22.8 | 10.6 | 21.7 | 6.1 | 13.3 | 8.3 | 10 | 3.3 | 25.7 | 15.1 | 4.4 | -1.7 | 8.5 | -3.2 | 1.7 | -2.2 | 10.6 | 7.8 | 22.2 | 1.1 | 3.9 | -8.4 | 24.4 | 1.7 | 16.7 | 7.2 | 0 | -11.7 | 1 | 0 | -6.7 | -11.7 | -0.6 | -5.6 | 7.2 | 2.8 | 3.3 | -5.6 | 2.2 | -3.3 | -2.8 | -7.8 | -0.6 | -10 | 20 | 2.8 | 7.2 | -8.3 | 15 | -0.6 | 26.1 | 11.7 | 12.4 | -7.7 | -2.6 | -7.1 | 13.7 | -2 | 19.4 | 11.7 | 20 | 3.9 | 2.2 | -10 | 5 | -0.6 | 14.4 | -3.9 | 6.5 | -5.7 | 18.3 | -3.9 | 9.1 | -7.5 | 10.9 | -4.6 | 10 | -3.3 | 3.3 | -5 | 9.8 | -0.6 | 8.9 | 5 | 11.7 | -2.2 | 2 | 0 | 17.8 | 2.8 | 10 | 0.6 | 6.1 | -5.6 | 6.1 | -1.1 | 0 | -3 | 21.8 | 11.3 | 8.9 | 7.2 | 5 | -2.8 | 10.6 | 10.6 | 14.4 | 10 | -1.1 | -5 | 27.8 | 21.1 | 22.8 | -5 | 17.8 | 13.9 | 26.1 | 5 | 31.1 | 0.6 | 15.6 | -8.9 | 12.8 | -3.4 | 1.1 | -10 | 8.3 | 2.8 | 7.8 | -6.7 | 13.3 | 4.4 | 16.7 | -3.9 | 5.6 | -6.1 | -2.8 | -9.4
-3 | -8 | -2.8 | -11.1 | 8.3 | 6.7 | 13.3 | -3.3 | 4.4 | -6.6 | 17.2 | 1.1 | 9 | 3 | 17.2 | 6.7 | 15.6 | 11.7 | 11.7 | 10.6 | 14.4 | 6.7 | 16.7 | 8.9 | 9.4 | -2.5 | 10.4 | -4.6 | 15 | 9 | 26.7 | 10 | 23.9 | 8.9 | 21.7 | 5.6 | 13.3 | 8.3 | 10 | 3.3 | 25.4 | 15.7 | 4.4 | -1.7 | 8.7 | -3.4 | 1.3 | -2.3 | 10.6 | 7.8 | 20.6 | 1.7 | 5 | -10 | 23.9 | 2.2 | 15.9 | 6.6 | -0.6 | -11.7 | 1 | 1 | -7.2 | -12.2 | -0.6 | -6.1 | 7.2 | 3.9 | 4.4 | -8.9 | 2.2 | -3.3 | -3 | -7.7 | -1.1 | -10.6 | 20 | 3.3 | 7.2 | -8.3 | 15 | 0 | 24.6 | 12.3 | 12.6 | -7.6 | -1.8 | -6 | 14.4 | -2.2 | 18.3 | 11.7 | 20 | 2.8 | 1.8 | -8.4 | 5 | -1.1 | 15.6 | -5 | 6.7 | -6.7 | 18.3 | -5 | 8.9 | -8.9 | 11.7 | -4.4 | 9.4 | -3.9 | 4.4 | -3.3 | 9.4 | -0.6 | 8.9 | 5.6 | 11.5 | -2.4 | 1 | 0 | 18.3 | 2.8 | 10 | 0 | 3.9 | -2.8 | 7.2 | -2.8 | -1 | -2 | 22.2 | 10 | 9.4 | 8.3 | 5.6 | -1.8 | 9.4 | 8.3 | 12.6 | 9.1 | -1.1 | -4.4 | 25.6 | 20 | 22.2 | -10 | 18.5 | 14 | 25 | 13.3 | 30 | -0.3 | 14.4 | -9.4 | 12.8 | -4.4 | 1.1 | -9.4 | 6.1 | 2.8 | 7.2 | -7.8 | 11.5 | 3.5 | 16.7 | -3.3 | 5.6 | -6.4 | -3.3 | -10.6
-4 | -8 | -2.2 | -11.1 | 8.3 | 6.1 | 12.8 | -1.7 | 3.3 | -7.8 | 17.2 | 1.7 | 8 | 2 | 15.9 | 6.9 | 15 | 12.2 | 12.2 | 9.4 | 12.8 | 6.7 | 15 | 7.8 | 8.3 | -2.2 | 10 | -6.1 | 14 | 9 | 25.2 | 10.3 | 22.8 | 6.7 | 21.1 | 6.7 | 13.3 | 8.3 | 9.4 | 2.8 | 25 | 16.1 | 3.9 | -2.2 | 8.9 | -3.9 | 1 | -2.9 | 11.1 | 7.8 | 19.4 | 1.7 | 3.9 | -9 | 22.8 | 4.4 | 15.2 | 6.3 | -1.1 | -11.7 | 1 | 0 | -7.8 | -12.8 | -0.6 | -5.6 | 7.2 | 3.3 | 3.3 | -5.6 | 2.2 | -3.3 | -3.1 | -8.1 | -1.7 | -11.7 | 18.9 | 2.8 | 7.2 | -7.2 | 15 | -0.6 | 23.2 | 13.1 | 12.8 | -8.9 | -1.1 | -5.6 | 12.4 | -1.7 | 17.2 | 12.2 | 18.3 | 2.8 | 1.5 | -8.1 | 5.6 | -1.1 | 15 | -5 | 4.3 | -4.8 | 17.4 | -5.1 | 6.3 | -7.1 | 10.2 | -3.7 | 8.9 | -3.9 | 6.1 | -2.2 | 8.5 | 0.2 | 8.9 | 5.6 | 11.3 | -2.8 | 0 | 0 | 16.7 | 3.3 | 10 | -1.1 | 5 | -2.8 | 6.7 | -2.8 | 0 | -1 | 21.1 | 10.6 | 10 | 8.9 | 6.1 | -1.4 | 8.3 | 7.2 | 10.7 | 7.8 | -0.6 | -3.9 | 24.4 | 20 | 21.1 | -8.9 | 19.3 | 13.9 | 25 | 9.4 | 28.9 | -0.3 | 16.1 | -9.4 | 11.3 | -4.2 | 1.7 | -10.6 | 7.2 | 2.8 | 7.8 | -7.2 | 9.6 | 2.7 | 16.7 | -4.4 | 5.6 | -7.8 | -4.4 | -10
-7 | -11 | -2.2 | -12.8 | 7.2 | 5 | 10.6 | 0 | 2.4 | -7.1 | 16.7 | 1.7 | 8 | 2 | 14.6 | 6.7 | 13.9 | 11.7 | 11.1 | 8.9 | 11.7 | 6.7 | 12.8 | 6.7 | 6.6 | -2.2 | 8 | -4.8 | 14 | 9 | 23.7 | 10.8 | 21.1 | 8.3 | 19.4 | 7.8 | 12.8 | 7.8 | 8.9 | 2.8 | 24.4 | 16.2 | 3.3 | -2.8 | 7.4 | -3.3 | 0.6 | -3.9 | 11.1 | 8.3 | 13.3 | 3.9 | 2.8 | -9 | 17.8 | 8.9 | 14.4 | 5.6 | -2.2 | -12.8 | 1 | 1 | -8.3 | -13.3 | -0.6 | -5.6 | 6.7 | 3.3 | 2.8 | -5.6 | 1.7 | -2.8 | -3.3 | -9.4 | -2.8 | -13.3 | 16.1 | 2.8 | 6.7 | -7.2 | 13.9 | 0 | 21.7 | 13.3 | 9.3 | -6.2 | -1.5 | -4.9 | 10.3 | -1.5 | 16.1 | 10.6 | 15.6 | 1.7 | 1.1 | -8.9 | 4.4 | -1.1 | 13.9 | -5 | 1.8 | -4.3 | 16.5 | -5.8 | 3.7 | -6.9 | 8.7 | -3.4 | 7.8 | -3.9 | 5.6 | -1.7 | 7.6 | 0.8 | 8.9 | 6.1 | 11.1 | -3.9 | 1 | 0 | 15 | 0 | 8.3 | 0 | 5 | -4.4 | 5.6 | -2.8 | 0 | -1 | 20 | 11 | 10 | 8.9 | 6.7 | -1.1 | 7.2 | 6.1 | 8.9 | 6.7 | -0.6 | -3.9 | 22.8 | 19.4 | 20 | -7.2 | 20 | 13.9 | 23.9 | 7.2 | 27.8 | -1.1 | 15 | -9.4 | 9.8 | -4.7 | 0.6 | -10 | 6.7 | 2.8 | 6.7 | -6.1 | 7.8 | 1.7 | 16.1 | -4.4 | 4.3 | -6.9 | -7.2 | -12.8
-12 | -15 | -2.8 | -13.3 | 6.7 | 4.4 | 8.3 | 1.7 | 1.5 | -7.4 | 16.1 | 2.2 | 7 | 2 | 13.3 | 6.7 | 13.3 | 11.7 | 10.6 | 7.8 | 10.6 | 7.2 | 10 | 6.1 | 5 | -2.9 | 5.9 | -4.8 | 13 | 9 | 22.2 | 10.6 | 19.4 | 8.9 | 17.2 | 7.8 | 12.2 | 8.3 | 8.9 | 2.8 | 23.9 | 16.2 | 2.8 | -2.8 | 5.9 | -3.5 | -0.9 | -4.2 | 9.4 | 7.2 | 8.9 | 4.4 | 1.7 | -10.6 | 13.3 | 8.9 | 13.3 | 6 | -2.8 | -11.7 | 1 | 0 | -9.4 | -13.3 | -0.6 | -5 | 5.6 | 3.3 | 0.6 | -8.3 | 0 | -3.3 | -4.4 | -9 | -4.4 | -13.9 | 12.2 | 2.2 | 6.1 | -6.7 | 12.2 | 0 | 20.2 | 13.7 | 5.7 | -6.1 | -1.8 | -4.6 | 8.3 | -2.2 | 15.6 | 10.6 | 13.3 | 3.3 | -1.1 | -7.7 | 3.9 | -1.1 | 13.3 | -6.1 | -0.6 | -5 | 15.6 | -7.2 | 1.1 | -8.3 | 7.2 | -3.9 | 6.7 | -4.4 | 5 | -2.8 | 6.7 | 1.1 | 8.9 | 6.1 | 9.1 | -2.5 | 1 | 0 | 13.3 | 1.1 | 6.7 | 0 | 3.9 | -3.3 | 5 | -3.3 | 0 | -1 | 18.9 | 11.1 | 10 | 9.4 | 6.3 | -0.8 | 6.7 | 5 | 8.5 | 6.5 | -1.1 | -3.9 | 21.1 | 19.4 | 19.4 | -7.8 | 19.6 | 14.4 | 21.1 | 8.9 | 25.6 | 0.3 | 13.3 | -9.4 | 8.3 | -6.1 | -1.7 | -8.9 | 6.1 | 2.2 | 6.1 | -4.4 | 5.8 | 0.3 | 14.4 | -5 | 3 | -6.9 | -7.2 | -11.1
-12 | -15 | -2.8 | -14.4 | 6.1 | 3.3 | 7.8 | 2.2 | 0.6 | -8.9 | 15.6 | 2.2 | 8 | 3 | 11.6 | 6.6 | 13.3 | 11.7 | 8.9 | 6.1 | 10.6 | 7.2 | 8.3 | 6.1 | 3.3 | -3.9 | 3.9 | -5.6 | 13 | 9 | 21.3 | 12.7 | 19.4 | 8.9 | 14.4 | 8.3 | 12.2 | 8.3 | 8.3 | 5 | 23.3 | 16.1 | 1.7 | -3.3 | 4.4 | -4.4 | -2.4 | -4.9 | 8.9 | 6.7 | 7.2 | 4.4 | 0.8 | -8.7 | 11.7 | 9.4 | 12.2 | 6.5 | -3.9 | -11.1 | 1 | 0 | -10 | -14.4 | -0.6 | -4.4 | 5 | 3.3 | -1.1 | -7.2 | -2.2 | -3.9 | -5.6 | -9.7 | -6.1 | -13.3 | 11.1 | 1.1 | 5 | -6.7 | 11.1 | 0 | 18.7 | 14 | 2.2 | -7.2 | -2.2 | -5 | 7 | -1.7 | 16.7 | 9.4 | 11.1 | 5.6 | -3.4 | -8.4 | 2.8 | -1.7 | 9.4 | -1.1 | -1.1 | -4.5 | 15.4 | -5.5 | 0.2 | -7.1 | 7 | -3.4 | 6.1 | -4.4 | 5 | -2.8 | 6.9 | 1.6 | 9.4 | 6.7 | 7 | -1.9 | 1 | 0 | 11.1 | 2.2 | 5 | 1.7 | 2.8 | -3.3 | 3.9 | -3.9 | 0 | 0 | 18.2 | 11.8 | 10 | 9.4 | 6 | -0.8 | 6.1 | 5 | 8.2 | 6.4 | -1.1 | -3.9 | 21.1 | 20 | 17.8 | -7.2 | 19.3 | 15.2 | 19.4 | 10.6 | 23.3 | 0.4 | 13.3 | -10.6 | 6.8 | -5.2 | -3.3 | -9.4 | 5.6 | 2.2 | 5.6 | -3.3 | 3.7 | -0.8 | 11.7 | -4.4 | 1.7 | -8.3 | -7.2 | -10.6
-14 | -17 | -3.3 | -13.3 | 5.6 | 2.8 | 7.2 | 2.2 | 0 | -6.7 | 14.4 | 2.8 | 8 | 5 | 10 | 6.6 | 13.9 | 11.7 | 7.8 | 7.2 | 10.6 | 7.2 | 7.2 | 5.6 | 2.2 | -3.4 | 3.3 | -5 | 13 | 11 | 20.3 | 14.2 | 18.3 | 10 | 13.9 | 7.8 | 12.2 | 8.3 | 7.8 | 4.4 | 22.2 | 16.3 | 0.6 | -3.3 | 2.7 | -4 | -3.9 | -6.1 | 8.3 | 6.7 | 5.6 | 4.4 | -0.2 | -8.6 | 11.1 | 7.8 | 11.1 | 6.7 | -5 | -15 | 1 | 0 | -10 | -13.9 | 0.6 | -3.3 | 4.4 | 3.3 | -1.1 | -6.7 | -2.8 | -4.4 | -6.7 | -10.6 | -5.6 | -12.2 | 12.2 | 0.6 | 4.4 | -6.7 | 10 | 0 | 17.2 | 13.9 | 1.3 | -6.6 | -2.4 | -4.5 | 5.7 | -1.9 | 16.1 | 9.4 | 8.9 | 0.6 | -5.6 | -9.4 | 1.1 | -1.7 | 8.9 | -1.1 | -1.7 | -4.5 | 15.2 | -5.1 | -0.8 | -7.4 | 6.9 | -3.5 | 5.6 | -5.6 | 4.4 | -2.8 | 7 | 1.9 | 10 | 7.2 | 5 | -2.2 | 0 | -3 | 10 | 2.8 | 4.4 | 1.1 | 2.8 | -2.8 | 2.2 | -4.4 | 0 | 0 | 17.4 | 11.9 | 10 | 9.4 | 5.6 | -1.1 | 5.6 | 4.4 | 7.8 | 6.1 | -1.1 | -3.9 | 21.7 | 20 | 17.2 | -6.7 | 18.9 | 15.6 | 18.3 | 12.8 | 21.1 | 0.6 | 12.8 | -8.9 | 5.4 | -5.2 | -4.4 | -8.9 | 5 | 1.1 | 5 | -3.3 | 1.7 | -2.2 | 10 | -3.9 | 1.5 | -7.1 | -7.4 | -10.2
-14 | -17 | -3.3 | -13.9 | 6.1 | 3.3 | 6.1 | 2.2 | -0.5 | -5.6 | 13.9 | 3.3 | 8 | 4 | 8.3 | 6.1 | 13.9 | 11.1 | 7.2 | 7.2 | 9.4 | 6.7 | 7.2 | 5.7 | 1.1 | -3.3 | 2.8 | -4.9 | 12 | 11 | 19.4 | 15.6 | 17.8 | 10 | 13.3 | 7.8 | 12.2 | 8.3 | 7.8 | 3.3 | 21.1 | 16.1 | -0.6 | -3.9 | 1.1 | -4 | -3 | -5.3 | 9.4 | 7.2 | 3.9 | 3.3 | -1.1 | -9.4 | 11.1 | 8.3 | 10.2 | 6.2 | -5.6 | -13.9 | 1 | 0 | -10.6 | -14.4 | 1.1 | -2.2 | 4.4 | 3.3 | -2.2 | -6.1 | 0 | -3.9 | -7.4 | -10.5 | -5.6 | -13.3 | 10.6 | 0.6 | 3.9 | -5.6 | 9.4 | 0 | 17 | 13.7 | 0.3 | -7 | -2.6 | -4.4 | 4.4 | -2.2 | 16.1 | 8.3 | 7.8 | 0 | -7.1 | -10.7 | 1.1 | -1.7 | 8.3 | -2.2 | -2.2 | -5 | 15 | -5 | -1.7 | -8.3 | 6.7 | -3.9 | 4.4 | -9.4 | 3.9 | -2.8 | 7.2 | 2.2 | 9.4 | 7.2 | 4.1 | -2 | 0 | -4 | 8.3 | 3.9 | 3.9 | 1.7 | 2.8 | -2.2 | 1.7 | -6.7 | 0 | 0 | 16.7 | 12.2 | 10 | 9.4 | 4.8 | -0.9 | 5.6 | 3.9 | 7.6 | 6.1 | -1.1 | -3.9 | 21.1 | 19.4 | 15.6 | -6.1 | 18.9 | 15.8 | 17.2 | 14.4 | 19.6 | 2.5 | 12.2 | -7.8 | 3.9 | -6.1 | -5 | -8.9 | 3.9 | 0.6 | 4.4 | -3.3 | 1.5 | -1.2 | 7.8 | -4.4 | 1.3 | -7.3 | -7.6 | -10.1
-10 | -15 | -3.3 | -14.4 | 5.6 | 2.8 | 6.1 | 2.2 | -1.1 | -5.6 | 12.8 | 3.9 | 6 | 2 | 7.6 | 5.6 | 13.3 | 11.7 | 6.7 | 6.7 | 9.4 | 7.2 | 6.7 | 6.2 | 0 | -3.9 | 2.2 | -5.6 | 13 | 11 | 18.7 | 15.6 | 17.2 | 10.6 | 12.8 | 7.8 | 12.2 | 8.3 | 7.2 | 3.3 | 20 | 16.1 | -1.1 | -4.4 | -0.6 | -5 | -2 | -4.9 | 11.1 | 8.3 | 2.8 | 1.1 | -0.7 | -8.4 | 10.6 | 8.3 | 9.2 | 5.6 | -6.1 | -13.9 | 0 | 0 | -11.1 | -13.9 | 1.1 | -3.3 | 4.4 | 3.3 | -2.8 | -6.7 | -1.1 | -3.9 | -8.2 | -10.9 | -5.6 | -13.3 | 10.6 | -0.6 | 2.8 | -5 | 10 | 1.7 | 16.9 | 13.7 | -0.6 | -8.3 | -2.8 | -4.4 | 3.3 | -1.8 | 15.6 | 6.7 | 7.2 | 0 | -8.5 | -12.3 | 0.6 | -2.2 | 7.2 | -1.1 | -2.2 | -4.5 | 13.5 | 0.5 | -1.9 | -7.7 | 6.1 | -3.1 | 3.3 | -12.2 | 3.3 | -2.8 | 7 | 2.3 | 9.4 | 7.8 | 3.1 | -2.1 | -1 | -5 | 8.3 | 3.9 | 1.7 | 0.6 | 2.8 | -1.7 | -1.7 | -9.4 | 0 | 0 | 16.7 | 12.1 | 10 | 9.4 | 4.1 | -0.8 | 5 | 2.8 | 7.4 | 6.2 | -2.8 | -4.4 | 21.1 | 20 | 13.9 | -6.7 | 18.9 | 16 | 16.7 | 14.4 | 18.2 | 3.3 | 12.2 | -7.2 | 3.2 | -5.7 | -5.6 | -8.9 | 4.4 | 0.6 | 3.9 | -3.3 | 1.3 | -0.7 | 6.7 | -3.9 | 1.1 | -8.3 | -7.8 | -10.6
-8 | -14 | -3.3 | -13.9 | 5 | 2.2 | 4.4 | 1.7 | -1.1 | -4.7 | 11.7 | 3.9 | 6 | 2 | 6.8 | 5 | 13.3 | 11.1 | 6.7 | 6.7 | 8.9 | 6.7 | 6.7 | 6.5 | 0 | -3.9 | 2.6 | -4.7 | 12 | 11 | 17.9 | 15.6 | 16.7 | 11.1 | 12.8 | 8.3 | 12.2 | 8.3 | 6.7 | 2.8 | 19.3 | 16.2 | -1.1 | -4.4 | -0.6 | -4.3 | -1.1 | -5 | 11.7 | 8.9 | 1.7 | 0.6 | -0.4 | -8.3 | 9.4 | 6.7 | 8.3 | 5 | -6.1 | -14.4 | 0 | -2 | -11.9 | -14.5 | 1.1 | -4.4 | 4.4 | 3.3 | -3.3 | -5.6 | 0 | -3.3 | -8.9 | -11.7 | -8.3 | -13.3 | 10 | -0.6 | 1.7 | -5 | 10 | 2.2 | 16.7 | 13.3 | -0.2 | -7.7 | -3.5 | -4.9 | 2.2 | -1.9 | 13.9 | 3.9 | 6.1 | 0 | -10 | -14.4 | 0 | -2.2 | 6.1 | 0 | -2.2 | -4.5 | 12.1 | 4.1 | -2 | -8 | 5.6 | -3.1 | 2.2 | -12.8 | 3.9 | -2.2 | 6.9 | 2.2 | 10 | 7.8 | 2.2 | -2.8 | -2 | -6 | 8.3 | 3.9 | 1.7 | 0.6 | 3.3 | -0.6 | -3.3 | -8.3 | 0 | 0 | 16.7 | 12.1 | 10 | 10 | 3.3 | -1.1 | 4.4 | 2.2 | 7.2 | 6.1 | -1.1 | -2.8 | 21.1 | 20.6 | 15.6 | -7.8 | 18.9 | 16.1 | 16.7 | 14.4 | 16.7 | 3.9 | 11.7 | -7.8 | 2.4 | -5.9 | -6.1 | -8.9 | 4.4 | 0.6 | 3.9 | -3.3 | 1.1 | 0 | 5.6 | -3.3 | 1.1 | -7 | -8.7 | -12.4
-8 | -12 | -3.3 | -14.4 | 4.4 | 2.2 | 5 | 1.1 | -1.1 | -4.4 | 10 | 3.9 | 6 | 3 | 6.1 | 4.4 | 12.8 | 11.1 | 6.7 | 5.6 | 8.9 | 6.1 | 7.2 | 6.8 | 0 | -4.4 | 2.9 | -4.2 | 12 | 11 | 17.2 | 15.6 | 16.1 | 10.6 | 12.2 | 8.3 | 12.2 | 8.3 | 6.1 | 2.2 | 18.5 | 16.1 | -1.1 | -4.4 | -0.6 | -4.2 | -1.3 | -4.6 | 11.7 | 9.4 | 1.7 | 0 | 0 | -9.4 | 8.3 | 6.7 | 8.5 | 5.4 | -6.7 | -15.6 | 0 | -2 | -12.8 | -15.4 | 1.1 | -4.4 | 4.4 | 2.8 | -4.4 | -5.6 | 0 | -3.3 | -8.7 | -11.1 | -7.8 | -12.8 | 8.3 | 0 | 2.2 | -4.4 | 8.9 | 1.7 | 16.1 | 13.2 | 0.2 | -7.8 | -4.3 | -5.4 | 1.1 | -2.2 | 13.3 | 3.9 | 5 | -1.7 | -11.1 | -15 | 0.6 | -2.2 | 5 | 0.6 | -2.2 | -5 | 10.6 | 6.1 | -2.2 | -8.9 | 5 | -3.3 | 1.1 | -12.2 | 3.3 | -0.6 | 6.7 | 2.2 | 10 | 7.8 | 1.7 | -2.5 | -2 | -4 | 7.2 | 3.9 | 1.1 | 0.6 | 3.3 | -0.6 | -5 | -8.9 | 0 | 0 | 16.7 | 11.7 | 10 | 10 | 2.8 | -0.9 | 4.4 | 1.7 | 7.2 | 6 | -3.3 | -4.4 | 21.1 | 20.6 | 11.1 | -7.2 | 16.7 | 14.6 | 16.7 | 15 | 16.3 | 4 | 11.1 | -6.7 | 1.7 | -7.2 | -6.7 | -9.4 | 3.3 | 0 | 2.8 | -3.9 | 0.4 | -0.3 | 5 | -2.8 | 1.1 | -7 | -9.7 | -15
-9 | -12 | -2.8 | -15 | 3.9 | 1.1 | 4.4 | 1.1 | -1.1 | -4.4 | 8.9 | 3.9 | 6 | 2 | 6.1 | 4.3 | 13.9 | 11.1 | 7.2 | 6.1 | 6.7 | 5 | 7.8 | 7.4 | 0 | -5.6 | 3.3 | -4.4 | 11 | 8 | 16.8 | 15.4 | 15 | 10 | 12.2 | 8.3 | 10 | 8.3 | 5.6 | 1.7 | 17.8 | 16.1 | -0.6 | -3.9 | -0.6 | -4.4 | -1.5 | -4.6 | 11.7 | 10 | 1.7 | 0 | -0.2 | -8.3 | 9.4 | 6.7 | 8.7 | 5.8 | -7.2 | -17.8 | -1 | -3 | -13.6 | -16.3 | 0.6 | -4.4 | 4.4 | 2.8 | -4.4 | -6.7 | 0.6 | -3.3 | -8.5 | -10.9 | -8.3 | -12.8 | 8.9 | 0 | 1.7 | -3.9 | 7.8 | 1.7 | 15.6 | 12.9 | 0.6 | -9.4 | -5 | -6.1 | 1.3 | -3.5 | 11.1 | 2.8 | 3.9 | -0.6 | -12.2 | -16.1 | 0.6 | -1.7 | 2.8 | 0 | -2 | -4.5 | 9.8 | 6.2 | -2.4 | -8.4 | 3.7 | -4 | 0.6 | -13.3 | 3.3 | -1.1 | 6.3 | 2.4 | 8.3 | 6.7 | 1.1 | -2.8 | -3 | -5 | 7.2 | 3.9 | 1.1 | 0.6 | 3.3 | -0.6 | -5.6 | -10 | 0 | 0 | 16.5 | 12.1 | 10 | 10 | 2.2 | -0.9 | 3.9 | 1.1 | 7.2 | 5.7 | -3.3 | -5 | 20.6 | 20 | 14.4 | -8.3 | 14.4 | 12.8 | 16.7 | 15 | 16 | 4.1 | 10.6 | -6.1 | 0.2 | -5.9 | -6.7 | -10 | 2.8 | -0.6 | 1.1 | -4.4 | -0.4 | -0.8 | 4.4 | -2.8 | 1.1 | -7.8 | -10.6 | -18.3
-8 | -12 | -3.9 | -14.4 | 3.3 | 0.6 | 4.4 | 1.7 | -1.5 | -4.4 | 10 | 3.9 | 7 | 3 | 6.1 | 4.1 | 13.3 | 11.1 | 7.2 | 6.7 | 7.8 | 5 | 8.3 | 8.1 | 0 | -5.3 | 2.9 | -4 | 11 | 8 | 16.5 | 15.2 | 14.4 | 9.4 | 11.7 | 7.8 | 8.9 | 8.3 | 4.4 | -0.6 | 17.6 | 16.1 | -0.6 | -3.9 | -0.2 | -4.3 | -1.7 | -5 | 12.2 | 10 | 1.7 | 0 | -0.4 | -8.5 | 10 | 7.2 | 8.9 | 6.1 | -7.2 | -17.2 | -1 | -3 | -14.4 | -17.2 | 0.6 | -3.3 | 3.9 | 2.2 | -4.4 | -7.8 | 0.6 | -3.3 | -8.3 | -11.1 | -7.2 | -11.7 | 8.9 | 1.1 | 1.1 | -3.9 | 7.8 | 1.7 | 15 | 12.8 | 0 | -8.2 | -5 | -5.8 | 1.5 | -5.4 | 9.4 | 1.7 | 3.3 | -1.1 | -13.3 | -17.8 | 0 | -2.2 | 2.8 | 0 | -1.9 | -4.7 | 9.1 | 6.2 | -2.6 | -8.5 | 2.4 | -5.3 | -0.6 | -12.8 | 3.9 | -1.1 | 6 | 2.6 | 8.9 | 7.2 | 0.6 | -3.3 | -3 | -6 | 6.7 | 3.3 | -0.6 | -0.6 | 3.3 | 0.6 | -6.1 | -10 | 0 | 0 | 16.3 | 12.1 | 10 | 10 | 1.7 | -1.1 | 2.8 | 0.6 | 7.2 | 5.6 | -3.9 | -5 | 20 | 19.4 | 11.7 | -7.8 | 12.2 | 11.1 | 16.1 | 15 | 15.6 | 3.9 | 10 | -5 | -1.3 | -6 | -7.2 | -10 | 2.2 | -0.6 | 0.6 | -4.4 | -1.1 | -1.1 | 5 | -2.2 | 1.3 | -6.9 | -11.3 | -17.6
-10 | -15 | -3.9 | -14.4 | 2.8 | 0 | 4.4 | 1.7 | -1.8 | -4.7 | 8.3 | 3.9 | 7 | 3 | 6.1 | 3.9 | 13.3 | 10.6 | 6.7 | 6.7 | 6.1 | 4.4 | 9.4 | 8.2 | 0 | -5.5 | 2.6 | -3.9 | 9 | 8 | 16.1 | 15 | 13.9 | 9.4 | 10 | 6.7 | 7.2 | 7.2 | 3.9 | -0.6 | 17.4 | 16.1 | -1.1 | -4.4 | 0.2 | -4.4 | -3 | -5.2 | 12.2 | 10 | 1.7 | 0 | -0.6 | -9.4 | 7.2 | 5.6 | 8 | 5.7 | -7.2 | -16.7 | -1 | -3 | -15.3 | -18.1 | 0 | -3.3 | 4.4 | 3.3 | -5.6 | -6.7 | 0.6 | -2.2 | -8.7 | -11.1 | -6.7 | -10.6 | 8.3 | 1.7 | 1.7 | -3.9 | 7.8 | 1.7 | 14.8 | 12.5 | -0.5 | -8.2 | -5 | -5.6 | 1.7 | -8.9 | 8.3 | 1.7 | 1.7 | -0.6 | -14.6 | -18.9 | 0.6 | -1.7 | 2.8 | 0 | -1.7 | -5 | 8.3 | 6.1 | -2.8 | -9.4 | 1.1 | -7.2 | -1.1 | -11.7 | 3.9 | -0.6 | 5.6 | 2.8 | 9.4 | 6.7 | 0.2 | -3.1 | -5 | -7 | 6.1 | 2.8 | -1.1 | -1.1 | 3.3 | 0.6 | -6.7 | -10.6 | 0 | 0 | 16.1 | 12.2 | 10.6 | 10.6 | 0.9 | -1.2 | 3.3 | -0.6 | 7 | 5.5 | -3.9 | -5.6 | 18.9 | 18.3 | 10 | -7.8 | 12 | 11.1 | 16.1 | 15 | 16 | 5.9 | 9.4 | -5 | -2.8 | -6.7 | -6.7 | -10 | 1.7 | -1.1 | 0.6 | -3.9 | -0.4 | -0.8 | 5 | -1.7 | 1.5 | -6.7 | -12.1 | -17.6
-11 | -15 | -3.9 | -15 | 2.2 | -0.6 | 3.3 | 1.1 | -2.2 | -5.6 | 7.2 | 3.3 | 7 | 3 | 6.3 | 4 | 12.8 | 10.6 | 6.1 | 6.1 | 10 | 6.1 | 10 | 8.9 | 0 | -6.7 | 2.2 | -4.4 | 9 | 7 | 15.9 | 14.8 | 13.3 | 8.9 | 10.6 | 6.1 | 6.7 | 6.7 | 2.8 | -1.7 | 17.2 | 16.1 | -1.7 | -5 | 0.6 | -5.6 | -4.3 | -5.9 | 13.9 | 11.1 | 1.7 | 0 | 0.3 | -7.7 | 6.7 | 5.6 | 7 | 5 | -7.2 | -16.1 | -2 | -5 | -16.1 | -19.4 | 0 | -2.8 | 4.4 | 3.3 | -6.1 | -7.2 | 0.6 | -2.2 | -9 | -11.5 | -6.1 | -10.6 | 8.9 | 1.7 | 2.2 | -3.9 | 6.7 | 1.7 | 14.6 | 12.3 | -1.1 | -9.4 | -5 | -5.6 | 0.6 | -6.4 | 8.3 | 1.1 | 1.1 | -1.1 | -15.9 | -20.5 | 0.6 | -1.7 | 2.8 | 0 | -1.1 | -3.9 | 8.1 | 5.9 | -2.6 | -8.5 | -0.4 | -7.9 | -1.1 | -11.7 | 3.9 | -0.6 | 5.6 | 2.9 | 8.9 | 6.7 | -0.2 | -3.3 | -5 | -7 | 5.6 | 1.7 | -1.7 | -1.7 | 2.8 | -0.6 | -7.8 | -11.1 | -2 | -2 | 15.2 | 12 | 11.1 | 11.1 | 0.2 | -1.2 | 2.8 | -1.7 | 6.9 | 5.7 | -3.9 | -5.6 | 18.3 | 18.3 | 13.9 | -8.3 | 11.9 | 11.2 | 16.1 | 14.4 | 16.3 | 7.3 | 7.8 | -4.4 | -3.3 | -6.2 | -6.7 | -8.9 | 0.6 | -1.7 | 0 | -3.9 | 0.4 | -0.3 | 5.6 | -1.7 | 1.7 | -7.8 | -12.8 | -18.3
-14 | -17 | -3.9 | -15 | 1.7 | -1.1 | 4.4 | 1.7 | -2 | -4.9 | 7.2 | 3.3 | 7 | 3 | 6.5 | 4 | 12.2 | 10.6 | 4.4 | 4.4 | 8.9 | 6.1 | 10.6 | 9.4 | 0.7 | -5.5 | 2.6 | -3.9 | 9 | 6 | 15.8 | 14.7 | 13.3 | 8.9 | 10 | 5.6 | 6.7 | 6.7 | 2.2 | -3.9 | 17.9 | 16.3 | -1.7 | -5 | 1 | -4.8 | -5.6 | -6.7 | 12.2 | 10.6 | 2.2 | 0 | 1.3 | -7.1 | 6.1 | 5 | 6.1 | 4.4 | -7.8 | -16.7 | -3 | -6 | -15.6 | -20.6 | 0.6 | -2.2 | 4.4 | 3.3 | -6.7 | -7.8 | 0.6 | -2.2 | -9.4 | -12.2 | -7.2 | -11.1 | 7.8 | 1.7 | 1.7 | -3.3 | 6.7 | 2.2 | 14.4 | 12.2 | 0 | -8.2 | -4.1 | -4.7 | -0.6 | -5.7 | 7.8 | 0.6 | 0.6 | -1.7 | -17.2 | -22.8 | 1.1 | -1.7 | 3.3 | 0.6 | -0.6 | -3.1 | 8 | 5.8 | -2.4 | -8.4 | -1.8 | -9.6 | -1.7 | -12.2 | 4.4 | -0.6 | 5.6 | 3.3 | 9.4 | 6.1 | -0.6 | -3.9 | -5 | -7 | 5 | 1.7 | 0 | 0 | 2.8 | -0.6 | -8.3 | -11.7 | -2 | -3 | 14.2 | 11.6 | 11.1 | 10 | -0.6 | -1.7 | 1.7 | -3.3 | 6.7 | 5.6 | -3.9 | -5.6 | 18.3 | 17.8 | 10 | -8.3 | 11.7 | 11.1 | 16.1 | 13.9 | 16.7 | 8.9 | 8.3 | -3.3 | -3.9 | -6.2 | -6.7 | -8.9 | 1.1 | -1.7 | -0.6 | -5 | 1.1 | 0 | 6.7 | -0.6 | 2.4 | -6.9 | -12.8 | -17.2
-16 | -20 | -3.9 | -15 | 1.1 | -1.7 | 4.4 | 1.7 | -1.9 | -4.8 | 7.2 | 3.3 | 6 | 2 | 6.7 | 3.9 | 12.8 | 10.6 | 6.1 | 5.6 | 9.4 | 6.1 | 11.1 | 10 | 1.5 | -5.2 | 2.9 | -3.6 | 9 | 7 | 15.6 | 14.4 | 12.8 | 8.3 | 9.4 | 5.6 | 6.7 | 6.7 | 2.2 | -6.1 | 18.7 | 16.5 | -1.7 | -5.6 | 1.3 | -5.2 | -3.2 | -4.8 | 10.6 | 10 | 1.7 | -0.6 | 2.2 | -7.2 | 6.1 | 5 | 9.1 | 6.7 | -7.2 | -16.7 | -3 | -6 | -15 | -19.4 | 1.1 | -1.1 | 5.6 | 3.3 | -6.7 | -7.8 | 0.6 | -2.2 | -8.7 | -11.2 | -6.7 | -10 | 7.8 | 1.7 | 2.2 | -3.3 | 6.7 | 2.2 | 14 | 12.4 | 1.1 | -8.2 | -3.1 | -4 | -1.7 | -5.6 | 8.3 | 0 | -0.6 | -2.2 | -16.8 | -22.1 | 1.1 | -1.1 | 2.8 | 0 | 0 | -2.8 | 7.8 | 5.6 | -2.2 | -8.9 | -3.3 | -12.2 | -1.7 | -12.8 | 5.6 | -0.6 | 5.6 | 3.3 | 10.6 | 6.1 | 2 | -2.4 | -5 | -9 | 5 | 0.6 | 0 | 0 | 2.8 | 0 | -8.9 | -12.8 | -2 | -3 | 13.3 | 11.1 | 10 | 9.4 | 0.2 | -1.2 | 0 | -6.1 | 7.1 | 5.8 | -3.9 | -5 | 17.8 | 17.2 | 9.4 | -7.2 | 11.9 | 9.7 | 16.1 | 13.9 | 17.2 | 11.1 | 7.8 | -2.8 | -4.4 | -6.7 | -6.7 | -8.3 | 1.1 | -1.7 | 0.6 | -4.4 | 0.4 | -0.3 | 6.7 | 0.6 | 3.2 | -7 | -13.3 | -17.2
-15 | -18 | -3.9 | -15.6 | 1.7 | -1.1 | 7.2 | 2.2 | -1.7 | -5 | 8.9 | 3.9 | 7 | 2 | 9.5 | 5.3 | 14.4 | 10.6 | 6.7 | 5 | 11.1 | 5.6 | 11.7 | 10 | 2.2 | -5.6 | 3.3 | -3.9 | 11 | 7 | 18.2 | 15.7 | 13.9 | 8.3 | 9.4 | 5.6 | 10.6 | 7.2 | 2.2 | -6.7 | 19.4 | 16.7 | -0.6 | -3.9 | 1.7 | -6.1 | -0.7 | -3.2 | 10 | 8.9 | 1.7 | -0.6 | 5.2 | -4.3 | 11.7 | 8.9 | 12 | 9.1 | -6.7 | -15.6 | -3 | -4 | -14.4 | -20 | 1.7 | -0.6 | 5.6 | 3.3 | -6.1 | -7.2 | 0.6 | -1.7 | -7.9 | -10.3 | -5 | -8.9 | 10.6 | 3.3 | 2.2 | -3.3 | 8.3 | 2.2 | 13.7 | 12.6 | 2.2 | -9.4 | -2.2 | -3.3 | 0.7 | -5.1 | 8.3 | 0.6 | 2.8 | -1.1 | -16.5 | -22 | 1.7 | -0.6 | 4.4 | 0.6 | 1.1 | -1.6 | 8.2 | 6 | 0.8 | -6.4 | -3.1 | -12 | -1.1 | -13.3 | 5 | -0.6 | 6.5 | 4 | 10 | 6.1 | 4.6 | -1.2 | -5 | -8 | 5.6 | 0.6 | 0.6 | 0.6 | 3.3 | 0.6 | -9.4 | -13.3 | -2 | -3 | 15.5 | 12.7 | 10 | 8.3 | 0.9 | -1.2 | -1.1 | -6.7 | 7.4 | 5.6 | -2.2 | -4.4 | 19.4 | 18.9 | 12.8 | -6.1 | 12 | 8.1 | 17.8 | 13.9 | 17.8 | 13.1 | 8.3 | -2.8 | -1.5 | -5.7 | -3.9 | -7.8 | 2.2 | -0.6 | 1.1 | -3.9 | -0.4 | -0.8 | 7.2 | 2.2 | 3.9 | -8.3 | -12.2 | -15.6
-12 | -16 | -4.4 | -15.6 | 2.8 | -2.2 | 9.4 | 3.3 | -1.5 | -4.3 | 12.2 | 3.9 | 8 | 2 | 12.2 | 6.5 | 16.1 | 10 | 8.9 | 7.8 | 12.2 | 5.6 | 13.9 | 10.6 | 4.4 | -4.1 | 5 | -3.8 | 13 | 7 | 20.7 | 16.5 | 15 | 6.7 | 10 | 5.6 | 13.3 | 7.8 | 2.2 | -6.7 | 21.5 | 17.1 | 1.1 | -2.8 | 3.5 | -5 | 1.7 | -2.2 | 10 | 8.9 | 3.3 | 0 | 8.1 | -2.2 | 16.1 | 10 | 15 | 11.1 | -5 | -15 | -3 | -4 | -13.3 | -20.6 | 1.7 | 0 | 6.1 | 3.9 | -3.3 | -5 | 1.1 | -1.7 | -7.2 | -10 | -2.8 | -7.8 | 12.8 | 3.9 | 2.8 | -2.8 | 13.9 | 2.8 | 13.3 | 12.8 | 4.8 | -7.1 | 0.8 | -1.3 | 3.2 | -6 | 9.4 | 1.1 | 6.1 | -3.9 | -16.1 | -22.8 | 1.7 | 0 | 6.7 | 0 | 2.2 | -0.8 | 8.5 | 6.3 | 3.7 | -5.1 | -3 | -12.9 | -0.6 | -12.8 | 6.7 | 0 | 7.4 | 4.4 | 8.3 | 5.6 | 7.2 | -0.6 | -3 | -7 | 6.1 | 0 | 0.6 | 0.6 | 3.3 | 1.7 | -8.9 | -14.4 | -3 | -5 | 17.8 | 14.3 | 10.6 | 8.9 | 1.7 | -1.1 | -0.6 | -7.8 | 7.8 | 5.6 | 2.2 | -1.7 | 22.2 | 19.4 | 14.4 | -4.4 | 12.2 | 6.1 | 19.4 | 14.4 | 18.3 | 15 | 8.9 | -2.8 | 1.5 | -6 | 0 | -7.2 | 4.4 | -0.6 | 3.3 | -5 | -1.1 | -1.1 | 6.7 | 3.9 | 4.3 | -7.5 | -10.6 | -16.1
-10 | -13 | -3.3 | -15.6 | 3.9 | -2.2 | 13.3 | 2.8 | -1.3 | -3.8 | 15 | 3.9 | 8 | 2 | 15 | 7.2 | 17.2 | 10.6 | 10.6 | 8.9 | 13.9 | 5 | 16.7 | 11.1 | 6.7 | -3.4 | 6.6 | -4.5 | 15 | 7 | 23.3 | 17.2 | 16.1 | 5.6 | 10 | 5.6 | 15 | 8.3 | 2.8 | -8.3 | 23.5 | 17.3 | 2.8 | -1.7 | 5.4 | -4.7 | 1.9 | -1.5 | 10.6 | 9.4 | 5 | -1.1 | 11.1 | -0.6 | 20 | 7.8 | 16.5 | 11.5 | -4.4 | -14.4 | -2 | -5 | -11.7 | -20 | 2.8 | 0.6 | 8.3 | 4.4 | 0 | -4.4 | 1.7 | -1.7 | -5.5 | -9.1 | -1.1 | -7.2 | 15.6 | 5.6 | 3.9 | -2.8 | 15 | 2.8 | 14.4 | 14 | 7.4 | -5.9 | 3.7 | 0.2 | 5.6 | -8.9 | 10 | 1.7 | 7.2 | -2.8 | -15 | -20.8 | 2.2 | 1.1 | 8.3 | -2.8 | 3.3 | 0 | 8.9 | 6.7 | 6.7 | -4.4 | -2.8 | -15 | -1.1 | -12.2 | 8.3 | 1.1 | 8.3 | 5 | 8.3 | 6.7 | 10.7 | -0.1 | -3 | -7 | 7.2 | -1.1 | 1.1 | 1.1 | 5 | 3.3 | -8.3 | -13.9 | -3 | -5 | 20 | 15.6 | 11.1 | 9.4 | 3.5 | -0.1 | 0 | -6.1 | 8.5 | 6 | 5.6 | -0.6 | 23.9 | 18.3 | 15.6 | -3.3 | 13.5 | 5.2 | 22.2 | 13.9 | 19.4 | 15.7 | 10.6 | -2.8 | 4.4 | -8.3 | 1.7 | -7.8 | 6.1 | 1.1 | 4.4 | -5 | -0.7 | -1.3 | 8.3 | 5.6 | 4.6 | -7.5 | -8.3 | -11.7
-6 | -11 | -2.2 | -15.6 | 5.6 | -2.8 | 16.1 | 2.8 | -1.1 | -3.9 | 17.2 | 3.9 | 8 | 2 | 16.1 | 6.8 | 17.8 | 10.6 | 13.3 | 10.6 | 14.4 | 5 | 18.9 | 12.2 | 8.9 | -3.3 | 8.3 | -6.1 | 16 | 7 | 24.1 | 17.6 | 17.8 | 6.7 | 10 | 5 | 16.1 | 8.3 | 3.3 | -8.9 | 25.6 | 17.2 | 4.4 | -0.6 | 7.2 | -5.6 | 2 | -1.3 | 11.7 | 10 | 6.1 | -3.3 | 14.3 | 0.9 | 22.2 | 3.9 | 17.9 | 11.3 | -2.2 | -13.3 | -2 | -5 | -9.4 | -18.3 | 3.3 | 1.1 | 10.6 | 5.6 | 1.1 | -3.9 | 2.2 | -2.2 | -3.9 | -8.7 | 0.6 | -6.7 | 17.8 | 6.7 | 4.4 | -2.2 | 16.1 | 3.9 | 15.6 | 15.2 | 10 | -5.6 | 6.7 | 1.7 | 7.6 | -6.8 | 10 | 1.1 | 8.9 | -3.3 | -13.9 | -19.3 | 3.3 | 2.2 | 8.9 | -3.9 | 4.4 | -0.5 | 9.3 | 6.2 | 8.2 | -4.4 | -1.7 | -13.4 | -0.6 | -12.2 | 8.9 | 1.7 | 9.6 | 4.8 | 9.4 | 7.8 | 14.3 | -0.5 | -3 | -7 | 7.2 | -0.6 | 3.9 | 2.2 | 6.7 | 4.4 | -8.9 | -13.3 | -3 | -6 | 20.6 | 15.8 | 12.2 | 11.1 | 5.4 | 0.9 | 1.1 | -5 | 9.3 | 6.4 | 9.4 | -2.2 | 23.3 | 16.7 | 16.1 | -4.4 | 14.8 | 3.3 | 23.3 | 13.9 | 20.6 | 16.7 | 10.6 | -3.3 | 5.7 | -7.6 | 2.2 | -8.3 | 7.8 | 1.1 | 7.2 | -7.8 | -0.4 | -1.7 | 9.4 | 7.2 | 5 | -8.9 | -6.7 | -12.2
-3 | -7 | -1.7 | -14.4 | 7.8 | -3.9 | 18.3 | 4.4 | 0 | -3.4 | 18.9 | 3.3 | 10 | 3 | 17.2 | 6.4 | 17.2 | 10.6 | 14.4 | 10.6 | 14.4 | 4.4 | 18.3 | 12.2 | 9.6 | -2.6 | 9.2 | -5.2 | 17 | 8 | 24.8 | 17.6 | 20 | 7.2 | 10.6 | 5 | 17.2 | 8.3 | 3.9 | -8.3 | 26 | 17.4 | 6.1 | 0.6 | 7.6 | -4.5 | 2.2 | -1.1 | 13.3 | 11.7 | 7.8 | -3.3 | 17.4 | 2.2 | 23.3 | 7.2 | 19.4 | 11.1 | -0.6 | -13.3 | -2 | -2 | -7.8 | -17.2 | 3.9 | 1.7 | 11.7 | 4.4 | 2.2 | -2.8 | 1.7 | -2.2 | -2.2 | -9.4 | 2.2 | -6.1 | 20 | 7.2 | 6.7 | -1.1 | 17.2 | 5 | 16.7 | 16.1 | 10.6 | -4.8 | 8 | 1.8 | 9.7 | -5.5 | 9.4 | 0.6 | 9.4 | -3.3 | -12.8 | -18.9 | 4.4 | 3.3 | 5.6 | 0 | 5.6 | -1.4 | 9.6 | 5.6 | 9.6 | -5.2 | -0.5 | -12.6 | 0.6 | -12.8 | 11.1 | 2.2 | 10.9 | 4.8 | 10.6 | 10 | 17.8 | -2.8 | -3 | -8 | 8.3 | 2.2 | 7.8 | 2.8 | 7.8 | 5 | -7.2 | -11.7 | -3 | -8 | 21.1 | 16.1 | 12.8 | 11.1 | 7.2 | 1.7 | 2.8 | -5.6 | 10 | 6.7 | 11.7 | -0.6 | 23.9 | 7.8 | 16.7 | -4.4 | 16.1 | 1.1 | 23.9 | 13.9 | 21.7 | 17.2 | 12.8 | -3.9 | 7 | -7.6 | 2.2 | -7.8 | 8.9 | 1.1 | 7.2 | -7.8 | 0 | -2.2 | 10 | 7.8 | 5.6 | -7.7 | -5.6 | -10.6
-1 | -6 | -1.1 | -14.4 | 9.4 | -3.9 | 20 | 3.9 | 1.1 | -3.5 | 20.6 | 2.8 | 9 | 2 | 18.3 | 5.6 | 17.2 | 10.6 | 15.6 | 10 | 15 | 6.1 | 20.6 | 13.3 | 10.4 | -2.6 | 10.2 | -4.7 | 19 | 8 | 25.6 | 17.8 | 21.7 | 8.3 | 11.7 | 5 | 18.3 | 8.3 | 5 | -7.8 | 26.3 | 17.7 | 7.2 | -1.1 | 7.9 | -4 | 2.4 | -0.8 | 12.2 | 9.4 | 7.8 | -2.8 | 20.6 | 2.8 | 24.4 | 8.3 | 20.2 | 11.7 | 0.6 | -12.8 | -1 | -3 | -7.2 | -16.1 | 3.9 | 1.7 | 13.3 | 5 | 3.9 | -3.9 | 3.9 | -2.2 | -1.5 | -8.3 | 3.3 | -4.4 | 22.2 | 8.3 | 8.9 | 0 | 18.3 | 6.7 | 17.2 | 16.7 | 11.1 | -4.8 | 9.3 | 1.9 | 11.7 | -5.6 | 10 | 0 | 11.7 | -2.8 | -11.5 | -18 | 6.7 | 5 | 8.3 | -3.9 | 6.7 | -2.8 | 10 | 5 | 11.1 | -7.2 | 0.6 | -13.9 | 1.7 | -10.6 | 10.6 | 2.8 | 12.2 | 4.4 | 10.6 | 9.4 | 18.9 | -2.9 | -3 | -8 | 6.1 | 1.1 | 10.6 | 1.7 | 10 | 6.1 | -6.1 | -11.1 | -2 | -8 | 21.7 | 16.1 | 12.8 | 11.1 | 7.9 | 2.6 | 4.4 | -4.4 | 10 | 7.5 | 13.3 | -1.1 | 23.3 | 4.4 | 16.1 | -3.3 | 16.7 | 1.2 | 24.4 | 13.9 | 22.6 | 16.9 | 13.9 | -3.9 | 8.3 | -9.4 | 2.2 | -7.8 | 10 | 0 | 8.3 | -8.3 | 1.1 | -1.6 | 10.6 | 8.3 | 6.1 | -7.3 | -4.4 | -10.6
-1 | -4 | 0 | -14.4 | 10.6 | -4.4 | 20.6 | 4.4 | 2.2 | -4.4 | 21.7 | 1.7 | 10 | 3 | 18.7 | 5.6 | 16.7 | 10.6 | 16.1 | 9.4 | 15 | 6.7 | 20 | 13.3 | 11.1 | -2.8 | 11.1 | -5 | 19 | 10 | 25.2 | 17.2 | 22.2 | 9.4 | 12.2 | 4.4 | 18.9 | 8.3 | 5 | -7.2 | 26.7 | 17.8 | 9.4 | 3.3 | 8.3 | -4.4 | 2.6 | -0.6 | 13.3 | 8.9 | 9.4 | -2.2 | 21.1 | 3.8 | 23.9 | 7.8 | 20.9 | 11.8 | 1.1 | -15.6 | -1 | -3 | -5.6 | -17.8 | 3.3 | 1.1 | 12.2 | 5 | 5 | -2.2 | 4.4 | -1.7 | -0.7 | -7.9 | 4.4 | -3.3 | 24.4 | 9.4 | 8.3 | 0.6 | 19.4 | 6.7 | 17.8 | 17.3 | 11.7 | -5.6 | 10.6 | 1.7 | 12.6 | -4 | 10.6 | 1.7 | 13.3 | -2.2 | -10.2 | -18 | 10.6 | 6.7 | 9.4 | -7.2 | 7.1 | -2.5 | 9.4 | 5.2 | 11.8 | -5.8 | 1.1 | -13 | 1.7 | -11.1 | 7.8 | 5 | 12.8 | 4.5 | 12.8 | 11.1 | 20 | -3.2 | -3 | -7 | 7.8 | 2.8 | 11.7 | 0.6 | 11.7 | 7.2 | -6.1 | -12.2 | -2 | -7 | 22.1 | 16.2 | 12.8 | 11.7 | 8.7 | 3.5 | 5.6 | -3.3 | 10 | 8.3 | 13.9 | -2.8 | 23.3 | 5 | 17.8 | -4.4 | 17.2 | 1.2 | 24.4 | 13.9 | 23.5 | 16.3 | 12.8 | -4.4 | 8.1 | -7.5 | 3.3 | -7.8 | 10.6 | 1.7 | 7.2 | -8.9 | 2.2 | -1.2 | 12.2 | 8.3 | 6.7 | -8.3 | -2.8 | -11.1
0 | -4 | 0.6 | -15 | 11.1 | -5 | 20.6 | 2.8 | 2.4 | -3.8 | 22.8 | 1.1 | 9 | 3 | 19 | 5.5 | 16.7 | 12.2 | 17.2 | 8.9 | 13.9 | 7.2 | 20 | 11.7 | 9.6 | -2.4 | 10.5 | -4.2 | 19 | 11 | 24.8 | 16.8 | 22.8 | 11.1 | 11.7 | 4.4 | 20 | 8.9 | 5.6 | -7.2 | 25.8 | 18 | 9.4 | 3.9 | 6.8 | -1.2 | 2.8 | -0.6 | 14.4 | 8.3 | 9.4 | -2.2 | 21.7 | 4.8 | 22.8 | 6.7 | 21.7 | 12.2 | 1.7 | -13.9 | -1 | -3 | -5.6 | -15.6 | 3.9 | 1.7 | 13.3 | 5.6 | 6.1 | -3.9 | 4.4 | -1.7 | 0 | -8.9 | 5 | -2.2 | 23.9 | 10 | 9.4 | -1.1 | 20.6 | 7.2 | 18.3 | 17.8 | 11.3 | -4.6 | 10.4 | 2.3 | 13.5 | -3.7 | 9.4 | 1.1 | 13.3 | -3.3 | -8.9 | -19.4 | 8.9 | 7.2 | 7.8 | -5.6 | 7.4 | -2.5 | 8.9 | 5.5 | 12.6 | -5.2 | 1.7 | -13.3 | 1.7 | -10 | 8.9 | 4.4 | 13.3 | 4.5 | 12.2 | 11.1 | 21.1 | -5 | -3 | -9 | 7.8 | 1.7 | 13.9 | -1.7 | 13.9 | 8.3 | -6.1 | -12.2 | -2 | -8 | 22.4 | 16.2 | 12.2 | 10.6 | 9.4 | 4.4 | 6.7 | -3.9 | 10 | 8.9 | 15 | -2.8 | 22.8 | 3.9 | 17.2 | -4.4 | 17.8 | 1.1 | 24.4 | 14.4 | 24.4 | 15.6 | 15.6 | -5 | 8 | -7.2 | 3.3 | -7.2 | 11.1 | 1.1 | 8.3 | -8.3 | 3.3 | -1.1 | 12.2 | 9.4 | 7.2 | -7.5 | -2.8 | -11.1
-1 | -4 | 0.6 | -14.4 | 11.7 | -5.6 | 21.1 | 2.8 | 2.6 | -3.9 | 23.3 | 1.1 | 9 | 2 | 19.4 | 5.6 | 16.7 | 12.8 | 16.7 | 7.8 | 13.9 | 7.2 | 18.9 | 11.1 | 8.2 | -2.1 | 10 | -4.2 | 17 | 11 | 24.4 | 16.1 | 22.8 | 11.7 | 11.7 | 5 | 19.4 | 8.9 | 5.6 | -6.7 | 24.8 | 18.3 | 9.4 | 3.3 | 5.4 | 0.5 | 2.6 | -0.7 | 12.2 | 7.8 | 9.4 | -3.3 | 22.2 | 5.6 | 22.2 | 7.8 | 20.8 | 12.8 | 1.1 | -13.3 | 0 | -3 | -5.6 | -16.7 | 4.4 | 1.7 | 13.3 | 5.6 | 5.6 | -8.3 | 4.4 | -1.7 | 0 | -7.5 | 4.4 | -1.7 | 23.3 | 8.9 | 10.6 | -2.8 | 21.7 | 8.3 | 19.4 | 18.6 | 11 | -4.5 | 10.2 | 3 | 14.4 | -3.3 | 7.8 | 1.1 | 15 | -3.3 | -8.3 | -18.3 | 9.4 | 7.8 | 8.9 | -6.7 | 7.8 | -3.3 | 8.3 | 5.6 | 13.3 | -5.6 | 2.2 | -15.6 | 1.7 | -10 | 8.3 | 5.6 | 13.9 | 4.4 | 12.8 | 11.7 | 20.7 | -3.9 | -3 | -10 | 7.2 | 1.1 | 13.9 | -2.2 | 18.3 | 10 | -6.1 | -12.8 | -3 | -11 | 22.8 | 16.1 | 12.8 | 11.7 | 8.7 | 4.3 | 7.2 | -5.6 | 9.8 | 8.8 | 15.6 | -2.8 | 22.8 | 4.4 | 16.1 | -4.4 | 16.9 | 0.5 | 22.8 | 15 | 24.2 | 16.5 | 13.3 | -6.7 | 7.8 | -7.8 | 3.3 | -7.2 | 10 | 1.1 | 7.2 | -5.6 | 2.4 | -1.4 | 13.3 | 8.9 | 7.8 | -7.3 | -2.8 | -11.1
-2 | -6 | 0.6 | -13.9 | 11.1 | -6.7 | 20 | 5 | 2.8 | -4.4 | 22.8 | 1.1 | 9 | 1 | 17.9 | 6.5 | 16.1 | 13.3 | 16.7 | 8.3 | 12.8 | 6.7 | 15 | 13.3 | 6.7 | -2.8 | 9.4 | -4.4 | 16 | 11 | 23.3 | 16.6 | 22.2 | 13.3 | 11.7 | 5 | 19.4 | 8.9 | 5 | -7.2 | 23.9 | 18.3 | 8.3 | 5 | 3.9 | 1.7 | 2.4 | -1.1 | 12.2 | 6.7 | 9.4 | -2.8 | 20.9 | 5.3 | 20.6 | 7.2 | 19.8 | 13.1 | 0.6 | -13.9 | 0 | -3 | -5.6 | -16.1 | 2.8 | 1.1 | 12.8 | 4.4 | 5 | -9.4 | 5 | -1.1 | 0 | -7.5 | 5 | -1.1 | 21.7 | 10.6 | 10 | -3.3 | 20 | 7.2 | 20.6 | 19.3 | 10.6 | -5 | 10 | 3.3 | 12.7 | -2.4 | 7.8 | 2.2 | 15.6 | 1.7 | -7.8 | -18.7 | 10.6 | 8.3 | 9.4 | -7.8 | 6.7 | -1.9 | 8.5 | 4.7 | 11.8 | -4.6 | 1.5 | -12.7 | 1.1 | -8.3 | 7.2 | 5.6 | 13 | 4.2 | 11.7 | 10 | 20.4 | -4.2 | -3 | -9 | 6.7 | 0.6 | 13.9 | -2.2 | 17.8 | 9.4 | -6.7 | -12.8 | -4 | -12 | 20.6 | 15.4 | 13.3 | 11.7 | 7.9 | 4.1 | 7.2 | -5 | 9.6 | 8.6 | 15.6 | -3.9 | 21.7 | 4.4 | 15 | -4.4 | 15.9 | -0.3 | 22.2 | 15.6 | 24.1 | 17.1 | 12.8 | -6.7 | 5.9 | -3.3 | 2.8 | -4.4 | 9.4 | 1.1 | 5.6 | -4.4 | 1.5 | -2 | 13.9 | 8.3 | 8.3 | -8.9 | -3.9 | -12.2
-5 | -7 | 0 | -14.4 | 9.4 | -6.7 | 17.8 | 3.3 | 2.4 | -4 | 22.8 | 0.6 | 8 | 3 | 16.5 | 6.9 | 15 | 13.3 | 15.6 | 8.9 | 11.7 | 6.1 | 13.3 | 12.8 | 5.4 | -2.1 | 8.3 | -2.1 | 15 | 11 | 22.2 | 17.2 | 21.7 | 12.8 | 11.7 | 5 | 18.3 | 8.9 | 4.4 | -6.7 | 23.7 | 18.6 | 8.3 | 5 | 4.1 | 1.8 | 2.2 | -1.7 | 11.1 | 6.1 | 8.3 | -2.8 | 19.6 | 4.9 | 18.9 | 9.4 | 18.9 | 13.3 | 0.6 | -13.9 | -1 | -3 | -7.8 | -17.2 | 2.2 | 1.1 | 10.6 | 5 | 4.4 | -6.1 | 4.4 | -1.1 | 0 | -8.3 | 4.4 | -1.7 | 21.1 | 7.8 | 10 | -3.9 | 19.4 | 7.8 | 21.7 | 20 | 8.5 | -4.4 | 8.5 | 3.4 | 11.1 | -2 | 7.2 | 1.7 | 14.4 | 0.6 | -7.2 | -20.6 | 10.6 | 8.9 | 6.7 | -6.7 | 5.5 | -1.2 | 8.7 | 3.9 | 10.4 | -4.6 | 0.7 | -11.9 | 0.6 | -7.8 | 7.2 | 6.7 | 12 | 3.8 | 9.4 | 6.1 | 20 | -4.4 | -4 | -10 | 3.3 | 0 | 12.8 | -2.2 | 15.6 | 8.9 | -7.2 | -12.2 | -5 | -14 | 18.3 | 14.4 | 12.8 | 12.2 | 7.2 | 3.9 | 6.7 | -6.7 | 9.4 | 8.3 | 14.4 | -3.9 | 20.6 | 7.2 | 13.9 | -3.9 | 15 | -1.1 | 21.7 | 16.1 | 23.9 | 17.8 | 12.8 | -6.1 | 4.1 | -1.1 | 1.7 | -2.2 | 8.3 | 1.7 | 3.9 | -3.9 | 0.6 | -2.8 | 14.4 | 8.3 | 7.2 | -7.8 | -5.6 | -9.4
-8 | -11 | -1.1 | -15 | 7.8 | -7.2 | 15 | 3.3 | 2.1 | -4.1 | 20.6 | 2.2 | 7 | 3 | 15 | 7.2 | 15 | 13.3 | 11.1 | 10 | 10.6 | 6.1 | 12.8 | 12.2 | 4.1 | -2 | 7.2 | -0.4 | 15 | 12 | 21.1 | 17.2 | 21.7 | 13.9 | 10.6 | 6.1 | 16.1 | 8.9 | 3.9 | -7.2 | 23.5 | 18.6 | 8.3 | 5.6 | 4.2 | 1.6 | 2.2 | -1.4 | 8.9 | 5 | 3.9 | -1.7 | 18.3 | 4.4 | 15 | 12.2 | 18.7 | 13.8 | 0.6 | -13.9 | 0 | -3 | -8.9 | -17.8 | 2.8 | 1.7 | 8.9 | 5 | 2.2 | -5 | 3.9 | -1.1 | 0 | -6.9 | 5 | -1.7 | 17.2 | 8.3 | 7.8 | -5 | 17.2 | 7.8 | 21.7 | 19.8 | 6.5 | -4.3 | 7.1 | 3.4 | 9.4 | -2.2 | 6.7 | 2.2 | 11.1 | 2.8 | -8.3 | -18.1 | 11.7 | 8.9 | 6.1 | -5.6 | 4.4 | -1.1 | 8.9 | 2.8 | 8.9 | -5.6 | 0 | -12.2 | 0.6 | -6.7 | 7.2 | 6.7 | 11.1 | 3.3 | 7.2 | 3.3 | 17 | -3.3 | -5 | -11 | 3.3 | -0.6 | 10 | 0 | 14.4 | 8.3 | -7.2 | -12.2 | -6 | -15 | 16.1 | 13.3 | 12.2 | 11.7 | 5.7 | 3.2 | 5.6 | -6.7 | 9.4 | 8.5 | 11.1 | -2.2 | 19.4 | 8.3 | 12.8 | -3.9 | 13.9 | -1.1 | 21.1 | 16.1 | 23.2 | 17.9 | 10.6 | -5.6 | 2.2 | 0 | 1.1 | -1.1 | 8.3 | 1.7 | 1.7 | -3.3 | 0 | -3.3 | 13.3 | 8.9 | 6.1 | -8 | -7.5 | -11.7
-12 | -14 | -2.2 | -16.1 | 6.1 | -6.7 | 13.3 | 1.1 | 1.7 | -5 | 20.6 | 2.2 | 3 | 1 | 14.6 | 7 | 15.6 | 12.8 | 11.7 | 9.4 | 10 | 5.6 | 12.8 | 12.2 | 2.8 | -2.2 | 6.1 | 0.6 | 15 | 12 | 21.1 | 17.9 | 21.7 | 11.7 | 9.4 | 7.2 | 14.4 | 8.9 | 3.3 | -6.1 | 23.3 | 18.9 | 7.8 | 5.6 | 4.4 | 1.7 | 2.2 | -1.4 | 6.7 | 4.4 | 1.7 | -1.7 | 17 | 4.7 | 14.4 | 12.8 | 18.5 | 14 | 0 | -12.8 | 0 | -3 | -9.4 | -17.8 | 1.7 | 0.6 | 6.7 | 3.9 | 1.1 | -5 | 2.8 | -1.1 | 0 | -6.3 | 4.4 | -1.7 | 15.6 | 8.9 | 5.6 | 0.6 | 14.4 | 7.8 | 21.7 | 19.6 | 4.4 | -5.6 | 5.6 | 2.8 | 8.3 | -1.6 | 6.7 | 1.7 | 9.4 | 2.2 | -9.5 | -17.3 | 11.1 | 8.9 | 4.4 | -5 | 3.9 | -1.3 | 8.5 | 3.4 | 7.4 | -4.7 | -1.1 | -11.4 | 0.6 | -6.7 | 6.7 | 5.6 | 10.7 | 3.3 | 5 | 2.2 | 14.1 | -2.8 | -6 | -10 | 2.2 | -1.1 | 7.2 | 0.6 | 13.3 | 8.3 | -7.8 | -12.8 | -7 | -16 | 15.7 | 13.2 | 11.7 | 11.7 | 4.3 | 2.5 | 5 | -7.2 | 9.4 | 8.7 | 8.9 | -2.8 | 17.2 | 8.9 | 11.1 | -3.3 | 12.8 | -1.7 | 20.6 | 17.2 | 22.4 | 18 | 9.4 | -6.1 | 1.7 | 0.1 | 0 | -1.7 | 8.3 | 1.7 | 1.7 | -2.8 | -0.5 | -4.1 | 11.7 | 9.4 | 5 | -9.4 | -9.4 | -15
-13 | -16 | -3.3 | -18.9 | 3.3 | -4.4 | 12.2 | 0 | 1.3 | -4 | 19.4 | 2.2 | 3 | 0 | 14.3 | 6.7 | 15 | 12.8 | 10.6 | 8.9 | 10 | 5.6 | 12.8 | 11.7 | 1.9 | -2.3 | 5.5 | 1 | 14 | 11 | 21.1 | 18.3 | 21.7 | 12.2 | 9.4 | 7.2 | 13.3 | 8.9 | 2.2 | -6.1 | 22.9 | 19.3 | 8.3 | 5.6 | 4.2 | 1.4 | 2.2 | -1.7 | 6.1 | 3.9 | 0.6 | -2.2 | 15.7 | 4.4 | 13.3 | 10.6 | 18.3 | 14.4 | 0 | -14.4 | 0 | -3 | -11.1 | -16.1 | 1.1 | 0.6 | 5.6 | 3.3 | 0.6 | -5 | 2.8 | -0.6 | 0 | -6.7 | 3.9 | -0.6 | 13.9 | 8.9 | 4.4 | 0.6 | 15 | 8.3 | 21.7 | 19.4 | 4.2 | -4.7 | 5.6 | 2.4 | 7.2 | -1.1 | 6.7 | 1.7 | 8.9 | 0.6 | -10.6 | -17.8 | 11.7 | 8.9 | 3.9 | -4.4 | 3.3 | -2 | 8.2 | 4 | 5.9 | -5.1 | -2.2 | -11.7 | 0.6 | -5.6 | 5.6 | 5 | 10.4 | 3 | 3.9 | 1.7 | 11.1 | -3.9 | -7 | -13 | 1.7 | -1.1 | 6.1 | 0 | 12.8 | 8.3 | -7.8 | -12.8 | -8 | -17 | 15.4 | 13.1 | 11.7 | 11.7 | 2.8 | 1.7 | 3.9 | -5 | 9.4 | 8.9 | 5.6 | 0 | 16.7 | 10.6 | 10 | -1.7 | 11.7 | -2.2 | 20 | 17.2 | 21.7 | 17.8 | 9.4 | -6.7 | 1.1 | 0 | -0.6 | -1.7 | 7.8 | 1.7 | 1.1 | -3.3 | -1.1 | -5.6 | 11.7 | 8.9 | 4.1 | -7.9 | -8.9 | -14
-13 | -15 | -3.9 | -20.6 | 4.4 | -3.9 | 11.1 | -1.1 | 1 | -3.6 | 17.8 | 3.9 | 5 | 1 | 13.9 | 6.1 | 14.4 | 12.2 | 9.4 | 8.3 | 10 | 6.1 | 12.2 | 11.4 | 0.9 | -2.7 | 5 | 1.3 | 14 | 11 | 21.1 | 18.9 | 21.7 | 12.2 | 8.9 | 7.8 | 13.3 | 8.9 | 2.2 | -5.6 | 22.6 | 19.6 | 8.3 | 5.6 | 4.1 | 1.3 | 2.2 | -1.4 | 6.7 | 3.9 | 0.6 | -2.2 | 14.4 | 4.4 | 13.3 | 12.2 | 18.1 | 14.6 | -0.6 | -13.9 | 0 | -3 | -13.9 | -18.9 | 1.1 | 0.6 | 4.4 | 2.8 | 0 | -6.1 | 2.8 | 0 | 0 | -5.9 | 3.9 | 1.1 | 13.3 | 8.9 | 4.4 | 0.6 | 13.9 | 8.9 | 20.8 | 18.2 | 4.1 | -4.8 | 5.6 | 1.7 | 6.1 | -1.1 | 7.2 | 2.2 | 6.7 | 1.7 | -10.8 | -16.6 | 11.1 | 8.9 | 3.3 | -4.4 | 2.8 | -2.8 | 7.8 | 4.4 | 4.4 | -6.1 | -3.3 | -13.3 | 0.6 | -3.9 | 5.6 | 5.6 | 10 | 2.8 | 3.3 | 0.6 | 10.4 | -2 | -8 | -13 | 1.7 | -0.6 | 5 | 1.7 | 13.3 | 8.3 | -7.8 | -12.8 | -11 | -18 | 15 | 12.8 | 11.7 | 11.7 | 2.1 | 0.9 | 2.8 | -3.9 | 9 | 8.4 | 5 | 0 | 16.1 | 10.6 | 9.4 | -0.6 | 10.8 | -1.7 | 20.6 | 17.8 | 21.5 | 17.7 | 10 | -6.7 | 0.6 | 0 | -0.6 | -1.7 | 7.2 | 1.7 | 1.1 | -3.3 | -1.3 | -4.7 | 11.1 | 8.9 | 3.1 | -7.9 | -8.3 | -13.5
-14 | -16 | -4.4 | -20.6 | 4.4 | -4.4 | 9.4 | -1.1 | 0.6 | -3.9 | 16.7 | 4.4 | 3 | 0 | 12.2 | 6.3 | 13.9 | 11.7 | 8.9 | 7.8 | 9.4 | 5.6 | 11.7 | 11.2 | 0 | -3.3 | 4.4 | 1.7 | 13 | 11 | 20.4 | 18.5 | 21.1 | 11.7 | 8.3 | 7.8 | 12.2 | 8.9 | 1.1 | -4.4 | 22.2 | 20 | 9.4 | 6.1 | 3.9 | 1.1 | 2.2 | -1.4 | 6.1 | 3.9 | -0.6 | -2.2 | 14.4 | 4.7 | 11.7 | 11.7 | 18 | 14.9 | 0 | -14.4 | 0 | -3 | -15 | -18.9 | 1.7 | 0.6 | 3.9 | 2.2 | -1.1 | -8.3 | 3.3 | 0.6 | 0 | -5.9 | 3.3 | 1.7 | 12.8 | 9.4 | 3.3 | -0.6 | 12.2 | 8.3 | 19.8 | 16.9 | 3.9 | -5.6 | 5.6 | 1.1 | 5.5 | -0.9 | 7.2 | 2.8 | 6.1 | 0.6 | -10.9 | -16.3 | 10.6 | 8.9 | 3.3 | -5 | 2.4 | -2.6 | 7.4 | 3.8 | 3.9 | -5.2 | -3.3 | -12 | 0.6 | -1.1 | 4.4 | 4.4 | 10 | 2.4 | 1.7 | -0.6 | 9.6 | -1.3 | -8 | -13 | 0.6 | -2.2 | 3.9 | 1.7 | 13.3 | 8.3 | -7.8 | -12.2 | -9 | -19 | 15 | 13.1 | 12.2 | 12.2 | 1.3 | 0.1 | 2.2 | -4.4 | 8.7 | 8.1 | 6.1 | -0.6 | 14.4 | 11.1 | 9.4 | 0 | 9.8 | -1.4 | 20 | 17.8 | 21.3 | 17.5 | 9.4 | -6.7 | 0.8 | 0.2 | 0 | -1.7 | 6.7 | 1.7 | 0 | -3.3 | -1.5 | -4.4 | 11.1 | 8.9 | 2.2 | -8.9 | -7.8 | -13.9
-16 | -17 | -5 | -18.9 | 2.8 | -3.9 | 7.2 | 0.6 | 0.6 | -3.4 | 15 | 4.4 | 1 | 0 | 10.6 | 6 | 13.3 | 11.7 | 8.3 | 7.8 | 8.9 | 5 | 11.7 | 11 | 0.6 | -3.2 | 3.9 | 1.9 | 14 | 12 | 19.6 | 18.1 | 21.1 | 12.8 | 8.3 | 7.8 | 11.1 | 8.9 | -0.6 | -1.1 | 22.8 | 20 | 9.4 | 6.7 | 3.3 | 0.8 | 2.2 | -1.7 | 6.1 | 3.3 | -1.1 | -3.3 | 14.4 | 4.7 | 11.7 | 11.7 | 17.8 | 15 | 0 | -14.4 | -1 | -3 | -16 | -19.6 | 1.7 | 0.6 | 3.9 | 2.2 | -1.1 | -6.7 | 2.8 | 0 | 0 | -6.7 | 3.9 | 1.7 | 12.2 | 9.4 | 3.9 | -1.1 | 11.1 | 8.3 | 18.9 | 15.6 | 4.3 | -4.8 | 5 | 0.4 | 5 | -0.9 | 8.3 | 3.9 | 6.7 | 0.6 | -11.1 | -16.7 | 10 | 8.3 | 3.3 | -3.9 | 2.1 | -2.6 | 7.1 | 3.4 | 3.3 | -5.4 | -3.3 | -12 | 0.6 | -1.1 | 3.9 | 3.9 | 10 | 1.6 | 2.2 | 0 | 8.9 | -0.6 | -8 | -12 | 0 | -2.8 | 3.3 | 1.1 | 13.3 | 8.9 | -7.2 | -12.2 | -10 | -25 | 15 | 13.2 | 12.2 | 12.2 | 0.6 | -0.6 | 1.1 | -3.3 | 8.3 | 7.8 | 7.2 | 0 | 13.9 | 11.1 | 8.3 | 1.1 | 8.9 | -1.7 | 20.6 | 17.8 | 21.1 | 17.2 | 8.3 | -6.7 | 0.9 | 0.3 | -0.6 | -1.7 | 6.7 | 2.8 | 0.6 | -2.8 | -1.7 | -4.4 | 16.7 | 12.2 | 2.6 | -7.5 | -8.9 | -14.8
-17 | -18 | -6.1 | -20.6 | 0.6 | -4.4 | 6.7 | 0 | 0.6 | -3.4 | 14.4 | 5 | 1 | 0 | 8.9 | 5.6 | 13.3 | 12.8 | 7.8 | 7.8 | 8.9 | 4.4 | 11.1 | 10.7 | 1.1 | -3.5 | 3.3 | 2 | 14 | 12 | 18.9 | 17.8 | 21.7 | 12.2 | 8.3 | 7.8 | 11.1 | 8.9 | -0.6 | -1.1 | 23.3 | 20.1 | 9.4 | 6.7 | 2.8 | 0.8 | 2.2 | -1.4 | 5.6 | 2.8 | -1.1 | -3.3 | 14.4 | 5 | 11.1 | 10.6 | 18 | 15.3 | -0.6 | -15 | -1 | -3 | -17 | -21.1 | 1.7 | 0.6 | 3.9 | 2.2 | -1.1 | -8.3 | 2.8 | 0 | -0.4 | -5.2 | 3.3 | 1.1 | 10 | 8.3 | 2.8 | -1.7 | 8.9 | 6.7 | 17.8 | 14.7 | 4.6 | -5.1 | 4.5 | -0.3 | 4.4 | -1.1 | 8.3 | 3.9 | 5.6 | 1.7 | -10.9 | -16 | 10 | 8.3 | 2.8 | -5 | 1.7 | -3.3 | 6.7 | 2.8 | 2.8 | -6.1 | -3.3 | -12.8 | 0.6 | -1.1 | 3.3 | 3.3 | 10 | 1.1 | 1.7 | -0.6 | 8.2 | -0.5 | -8 | -12 | -1.1 | -3.3 | 2.2 | 0.6 | 12.2 | 7.8 | -6.1 | -10 | -11 | -25 | 15 | 13.3 | 12.8 | 12.8 | 0.4 | -0.7 | -1.1 | -2.8 | 8.3 | 7.7 | 6.1 | 0.6 | 12.2 | 10 | 8.3 | 1.1 | 8.5 | -1.4 | 20 | 18.3 | 20.9 | 17.3 | 8.9 | -5.6 | 1.1 | 0.6 | -1.1 | -1.7 | 6.7 | 3.3 | 0.6 | -3.3 | -1.3 | -3.8 | 16.1 | 12.2 | 2.9 | -7.5 | -10 | -16.4
-18 | -19 | -7.8 | -19.4 | 0.6 | -3.9 | 6.7 | 0 | 0.6 | -3.9 | 12.2 | 5 | 2 | 0 | 9.6 | 5.6 | 13.3 | 12.2 | 8.9 | 8.3 | 8.3 | 3.9 | 11.1 | 10.6 | 1.7 | -4.4 | 2.8 | 2.2 | 14 | 12 | 18.3 | 17.2 | 21.1 | 12.2 | 8.9 | 7.8 | 10.6 | 8.9 | -1.1 | -1.7 | 23.9 | 20 | 10 | 6.7 | 2.2 | 0.6 | 2.2 | -1.4 | 5.6 | 2.8 | -1.7 | -3.3 | 13.7 | 5.1 | 10 | 10 | 18.1 | 15.4 | -0.6 | -15.6 | -1 | -3 | -18.1 | -22.4 | 2.8 | 1.1 | 3.9 | 2.8 | -2.2 | -6.7 | 1.1 | 0 | -0.7 | -4.6 | 2.8 | 0.6 | 8.9 | 7.8 | 1.7 | -2.2 | 7.8 | 5.6 | 16.7 | 13.6 | 5 | -6.1 | 3.9 | -1.1 | 2.7 | -1 | 8.3 | 4.4 | 5 | 3.3 | -10.8 | -16 | 10 | 8.3 | 2.2 | -3.9 | 2.1 | -3 | 6.9 | 2.6 | 5.4 | -6 | -3.5 | -11.7 | 2.8 | 0 | 3.3 | 3.3 | 9.6 | 2 | 0.6 | -1.1 | 7.4 | -0.7 | -8 | -11 | -1.1 | -3.3 | 1.7 | 0 | 10.6 | 7.8 | -6.1 | -10 | -15 | -26 | 15.2 | 13.8 | 12.8 | 12.8 | 0.2 | -0.8 | -1.1 | -2.2 | 8.3 | 7.7 | 5.6 | 2.2 | 12.8 | 11.1 | 8.3 | 1.7 | 8.2 | -1.6 | 20.6 | 17.2 | 20.8 | 17.2 | 8.3 | -5 | 1.1 | 0.5 | -0.6 | -2.2 | 7.2 | 2.8 | 0.6 | -3.3 | -1 | -3.5 | 16.7 | 13.3 | 3.3 | -8.3 | -11.1 | -18.9
-21 | -22 | -7.8 | -18.9 | 0.6 | -3.9 | 6.1 | 0.6 | -1.3 | -4.7 | 13.3 | 5.6 | 1 | 0 | 10.4 | 5.8 | 13.3 | 12.2 | 9.4 | 8.3 | 8.3 | 3.9 | 11.1 | 10.5 | 0.9 | -4 | 2.2 | 1.8 | 13 | 12 | 17.8 | 16.7 | 21.1 | 11.7 | 8.9 | 7.8 | 11.7 | 8.9 | -0.6 | -1.1 | 23.9 | 20.3 | 10 | 7.2 | 1.5 | -0.1 | 2.2 | -1.7 | 5.6 | 2.8 | -1.1 | -2.8 | 12.9 | 5.1 | 10 | 10 | 18.3 | 15.6 | -1.1 | -16.1 | -1 | -3 | -19.1 | -23.8 | 3.3 | 2.2 | 3.9 | 2.8 | -2.2 | -6.7 | 1.1 | 0.6 | -1.1 | -4.4 | 2.2 | 0.6 | 7.8 | 5.6 | 0.6 | -0.6 | 6.7 | 4.4 | 15.6 | 12.8 | 4.4 | -5.2 | 2.8 | -1.5 | 1.1 | -1.1 | 7.2 | 3.9 | 3.9 | 2.8 | -10.6 | -16.7 | 9.4 | 7.8 | 0 | -3.9 | 2.4 | -3.1 | 7 | 2.5 | 8 | -7.2 | -3.7 | -11.4 | 2.8 | 0 | 2.8 | 2.8 | 9.3 | 2.8 | -0.6 | -1.7 | 6.7 | -1.1 | -6 | -10 | -1.7 | -3.9 | 0.6 | -0.6 | 9.4 | 6.7 | -6.7 | -10.6 | -16 | -22 | 15.4 | 14.1 | 12.8 | 12.8 | 0 | -1.1 | -1.7 | -2.8 | 8.3 | 7.8 | 6.1 | 5 | 13.3 | 10 | 8.3 | 1.7 | 7.8 | -2.2 | 20 | 17.2 | 20.6 | 17.2 | 8.3 | -4.4 | 1.1 | 0.5 | -0.6 | -2.2 | 8.3 | 2.2 | 1.1 | -3.3 | -0.6 | -3.3 | 16.7 | 13.3 | 3.7 | -7.1 | -11.1 | -18.6
-20 | -21 | -10.6 | -18.9 | 0 | -3.3 | 5 | 0 | -3.1 | -6 | 12.2 | 5 | 0 | 0 | 11.1 | 5.6 | 13.3 | 12.2 | 8.9 | 7.8 | 7.8 | 3.3 | 10.6 | 10.2 | 0.2 | -4.3 | 1.7 | 1.5 | 14 | 12 | 17.2 | 16.1 | 21.1 | 12.2 | 8.9 | 7.8 | 12.2 | 8.9 | -0.6 | -1.1 | 23.9 | 20.5 | 10 | 7.2 | 0.7 | -0.8 | 2.2 | -1.2 | 5.6 | 2.8 | -1.1 | -2.8 | 12.2 | 5 | 10.6 | 10.6 | 17.9 | 15.2 | -1.7 | -13.3 | -2 | -5 | -20.1 | -25.1 | 3.9 | 2.8 | 3.9 | 2.8 | -2.8 | -8.3 | 1.7 | 0 | -0.7 | -3.7 | 2.2 | 0.6 | 7.2 | 5 | -0.6 | -1.7 | 6.7 | 3.3 | 13.7 | 11.3 | 3.9 | -5.4 | 1.7 | -2.3 | -0.6 | -1.7 | 6.1 | 4.4 | 3.9 | 3.3 | -10.4 | -15.8 | 9.4 | 7.8 | 0 | -3.9 | 2.8 | -3.9 | 7.2 | 2.2 | 10.6 | -11.7 | -3.9 | -12.2 | 3.3 | 0.6 | 2.2 | 2.2 | 8.9 | 3.3 | -0.6 | -1.7 | 5.8 | -1.2 | -3 | -9 | -0.6 | -2.8 | 0 | -0.6 | 10 | 7.2 | -6.7 | -10.6 | -17 | -23 | 15.6 | 14.4 | 13.3 | 13.3 | -0.2 | -1.2 | -1.7 | -3.3 | 8.3 | 7.9 | 5.6 | 4.4 | 11.7 | 9.4 | 8.3 | 1.1 | 7.6 | -1.9 | 20 | 17.8 | 20 | 17 | 7.8 | -4.4 | 1.1 | 0.6 | -0.6 | -2.8 | 7.8 | 2.2 | 0 | -3.9 | -0.6 | -2.8 | 16.1 | 13.3 | 4 | -7.4 | -11.1 | -19.3
-20 | -20 | -12.8 | -19.4 | 0 | -3.3 | 5 | 0 | -5 | -7.8 | 11.7 | 4.4 | 0 | -1 | 11.1 | 5.7 | 13.9 | 12.2 | 8.3 | 7.2 | 7.8 | 2.2 | 10.6 | 10.1 | -0.6 | -5 | 1.1 | 1.1 | 14 | 12 | 16.7 | 15.9 | 20.6 | 11.7 | 8.3 | 7.2 | 11.7 | 8.9 | 0 | -1.1 | 23.9 | 20.6 | 10 | 7.2 | 0 | -1.7 | 2.2 | -1.1 | 5 | 2.8 | -0.6 | -2.2 | 12.4 | 5.3 | 13.9 | 13.9 | 17.6 | 14.9 | -2.2 | -11.1 | -3 | -5 | -21.1 | -27.2 | 2.8 | 1.7 | 3.9 | 2.8 | -3.9 | -8.9 | 1.7 | 0 | -0.4 | -3.2 | 2.2 | 0.6 | 7.2 | 4.4 | -0.6 | -1.7 | 6.1 | 1.1 | 11.9 | 9.8 | 3.3 | -6.1 | 0.6 | -3.3 | -0.6 | -1.6 | 8.9 | 5.6 | 3.3 | 2.8 | -10.2 | -15.6 | 5 | 2.2 | 1.1 | -3.9 | 3 | -3.5 | 7.6 | 2.5 | 10.8 | -10.6 | -4.1 | -10.4 | 2.2 | 0 | 2.2 | 2.2 | 8.7 | 4.7 | -2.8 | -3.3 | 4.8 | -1.4 | -3 | -9 | -0.6 | -2.8 | 0 | -1.1 | 8.9 | 6.7 | -6.7 | -10.6 | -17 | -22 | 15.8 | 14.7 | 13.3 | 13.3 | -0.4 | -1.4 | -1.7 | -3.3 | 8.3 | 8.2 | 4.4 | 3.3 | 12.2 | 7.8 | 7.8 | 0.6 | 7.4 | -1.8 | 18.9 | 17.2 | 19.5 | 16.9 | 7.2 | -4.4 | 1.3 | 0.7 | -1.1 | -2.2 | 7.2 | 3.3 | -1.1 | -4.4 | -0.6 | -2.4 | 13.3 | 6.1 | 4.4 | -8.3 | -11.1 | -21.1
-20 | -22 | -10.6 | -22.8 | 0 | -3.3 | 2.2 | -0.6 | -5.6 | -8.5 | 10.6 | 4.4 | -1 | -1 | 11.1 | 5.7 | 13.9 | 12.2 | 7.8 | 7.2 | 7.2 | 1.7 | 10.6 | 10 | 0.7 | -4 | 1.7 | 1.3 | 14 | 12 | 16.1 | 15.8 | 18.9 | 12.2 | 8.3 | 7.8 | 8.9 | 8.9 | 0 | -1.7 | 23.7 | 20.8 | 9.4 | 6.7 | 0.2 | -1.5 | 2.2 | -1.1 | 4.4 | 2.2 | -0.6 | -2.2 | 12.6 | 5.5 | 13.9 | 13.9 | 17.2 | 14.4 | -2.2 | -10.6 | -3 | -6 | -21.1 | -27.8 | 2.8 | 1.7 | 4.4 | 3.3 | -4.4 | -8.9 | 0.6 | 0 | 0 | -3.3 | 2.2 | 0.6 | 6.7 | 3.9 | -1.7 | -3.3 | 5.6 | 1.1 | 10 | 8.3 | 4.4 | -5 | 0.2 | -3.1 | -0.6 | -1.6 | 10.6 | 6.1 | 3.3 | 2.8 | -10 | -16.1 | 1.7 | -1.1 | 0 | -3.3 | 3.1 | -4.1 | 7.9 | 2.8 | 10.9 | -10.5 | -4.2 | -9.2 | 1.7 | 0 | 1.7 | 1.7 | 8.5 | 5.6 | -2.2 | -3.3 | 3.9 | -2.2 | -3 | -8 | 0 | -2.8 | 0.6 | 0 | 8.3 | 6.1 | -6.7 | -11.1 | -16 | -21 | 15.9 | 14.8 | 13.9 | 13.9 | -0.6 | -1.7 | -2.2 | -3.3 | 8.3 | 8.3 | 3.3 | 2.8 | 11.7 | 7.2 | 7.2 | 1.7 | 7.2 | -2.2 | 19.4 | 17.2 | 18.9 | 16.7 | 7.8 | -4.4 | 1.5 | 0.9 | -1.1 | -2.8 | 6.1 | 3.9 | -1.1 | -3.9 | -0.6 | -2.2 | 9.4 | 2.2 | 4.4 | -7.4 | -9.4 | -18.3
-21 | -22 | -10.6 | -17.8 | 0.6 | -2.2 | 2.8 | 0.6 | -6.1 | -9.5 | 9.4 | 4.4 | 0 | -1 | 11.1 | 5.6 | 13.9 | 12.8 | 7.2 | 7.2 | 6.7 | 2.8 | 10.6 | 10 | 2 | -3.8 | 2.2 | 1.5 | 14 | 12 | 15.6 | 15.6 | 18.3 | 12.2 | 7.8 | 6.7 | 9.4 | 8.9 | 0 | -1.1 | 23.5 | 20.8 | 10 | 6.7 | 0.4 | -1.7 | 2.4 | -0.6 | 3.9 | 2.2 | -0.6 | -2.2 | 12.8 | 5.6 | 14.4 | 14.4 | 17 | 13.2 | -2.2 | -12.2 | -4 | -6 | -21.1 | -27.8 | 2.8 | 2.2 | 5 | 3.9 | -5 | -9.4 | 0.6 | 0 | 0.4 | -2.5 | 1.7 | 0 | 6.1 | 2.8 | -0.6 | -3.3 | 5 | 1.1 | 9.4 | 7.9 | 5.6 | -4.5 | -0.2 | -3.3 | -0.6 | -1.7 | 11.7 | 7.8 | 3.3 | 3.3 | -9.8 | -15.1 | 0 | -3.3 | 1.1 | -2.8 | 3.3 | -5 | 8.3 | 2.8 | 11.1 | -12.2 | -4.4 | -8.9 | 1.1 | 0 | 1.7 | 1.7 | 8.3 | 6.7 | -1.7 | -2.8 | 5.6 | -0.8 | -3 | -8 | 0 | -1.7 | -0.6 | -1.1 | 8.3 | 6.7 | -6.1 | -10.6 | -18 | -22 | 16.1 | 15 | 13.9 | 13.9 | -0.2 | -1.5 | -2.8 | -3.9 | 9.1 | 9.1 | 2.8 | 2.2 | 11.7 | 7.2 | 7.2 | 1.7 | 8.1 | -1.7 | 17.2 | 16.1 | 20.2 | 14.4 | 7.8 | -4.4 | 1.7 | 1.1 | -2.2 | -4.4 | 6.7 | 4.4 | -2.2 | -5 | -0.4 | -2.3 | 7.2 | -0.6 | 4.4 | -7.4 | -10 | -17.8
-20 | -22 | -8.9 | -15 | 7.2 | 1.7 | 7.2 | 2.2 | -6.7 | -11.1 | 11.1 | 4.4 | 2 | 0 | 11.7 | 5.8 | 14.4 | 12.8 | 8.3 | 8.3 | 9.4 | 1.7 | 11.1 | 10.6 | 3.3 | -3.9 | 2.8 | 1.7 | 16 | 12 | 18.7 | 17 | 21.1 | 13.9 | 7.2 | 6.1 | 12.8 | 8.9 | 0.6 | -1.1 | 23.3 | 21.1 | 10 | 6.7 | 0.6 | -2.2 | 2.6 | -0.3 | 3.3 | 1.7 | 0.6 | -1.7 | 14.5 | 6.6 | 15 | 15 | 16.9 | 11.6 | -1.7 | -13.9 | -5 | -8 | -18.9 | -24.4 | 3.3 | 1.7 | 5.6 | 4.4 | -5.6 | -10.6 | 0 | 0 | 0.7 | -2.2 | 1.1 | -1.1 | 6.1 | 2.2 | 2.2 | -0.6 | 4.4 | 1.1 | 8.9 | 7.7 | 6.7 | -5 | -0.6 | -3.9 | 3.9 | 0.4 | 13.3 | 7.8 | 5.6 | 4.4 | -9.6 | -14.7 | -1.7 | -4.4 | 1.7 | -1.1 | 5.5 | -3.9 | 8.9 | 2.9 | 13 | -10.9 | -4.2 | -7.8 | 1.1 | 0 | 1.7 | 1.7 | 8.5 | 6.7 | -0.6 | -2.2 | 7.2 | 0.2 | -2 | -6 | 1.1 | 0 | 2.2 | 0.6 | 8.9 | 6.1 | -6.1 | -11.1 | -13 | -16 | 18.3 | 16.3 | 14.4 | 14.4 | 0.2 | -1.5 | -0.6 | -2.8 | 9.8 | 9.8 | 2.2 | 1.7 | 13.3 | 7.8 | 5.6 | 2.2 | 9.1 | -1.7 | 19.4 | 17.8 | 21.5 | 11.3 | 8.9 | -3.9 | 2.6 | 1.6 | -5.6 | -10 | 7.2 | 4.4 | 1.1 | -3.9 | -0.2 | -2.7 | 6.7 | -1.1 | 4.4 | -8.3 | -9.4 | -13.3
-18 | -20 | -8.3 | -12.8 | 10 | 0.6 | 10 | 1.1 | -5.4 | -10.7 | 14.4 | 4.4 | 4 | 1 | 12.2 | 5.6 | 15 | 12.8 | 9.4 | 8.3 | 10.6 | 1.7 | 11.7 | 10.6 | 6.1 | -3.1 | 4.6 | 2.1 | 17 | 12 | 21.9 | 18.1 | 22.2 | 13.3 | 7.8 | 5.6 | 15.6 | 8.9 | 1.1 | -1.1 | 22.8 | 20.9 | 5 | 1.7 | 2.3 | -1 | 2.8 | 0 | 3.9 | 2.2 | 2.8 | -0.6 | 16.1 | 7.1 | 16.1 | 16.1 | 16.7 | 10 | -1.1 | -11.7 | -6 | -8 | -15.6 | -21.1 | 2.8 | 2.2 | 7.8 | 6.7 | -5 | -10.6 | 0 | 0 | 1.1 | -2.2 | -0.6 | -2.8 | 7.2 | 2.2 | 8.3 | -0.6 | 5.6 | 1.1 | 8.3 | 7.2 | 8 | -3.9 | -0.4 | -4.2 | 8.3 | 1.7 | 13.3 | 7.8 | 8.9 | 4.4 | -9.4 | -15 | -2.8 | -6.1 | 3.3 | -2.8 | 7.8 | -3.8 | 9.4 | 2.9 | 14.8 | -10.3 | -4.1 | -7.3 | 1.7 | 0 | 2.2 | 2.2 | 8.7 | 6.7 | 1.1 | 0.6 | 8.9 | 1.1 | -1 | -3 | 2.8 | 0 | 4.4 | 1.1 | 9.4 | 6.1 | -5 | -10.6 | -12 | -16 | 20.6 | 17.8 | 15 | 15 | 0.6 | -1.7 | 3.9 | -2.2 | 10.6 | 10.6 | 5 | 3.3 | 18.3 | 9.4 | 5 | 2.2 | 10 | -1.7 | 20.6 | 17.2 | 22.8 | 6.1 | 8.9 | -3.9 | 3.5 | 1.9 | -7.8 | -11.1 | 8.9 | 4.4 | 2.8 | -7.2 | 0 | -3.3 | 6.7 | -2.2 | 6.3 | -6.8 | -6.7 | -16.1
-14 | -16 | -7.2 | -12.2 | 12.8 | 1.1 | 12.2 | 1.7 | -4.1 | -11 | 16.7 | 4.4 | 6 | 2 | 12.8 | 5.6 | 14.4 | 11.7 | 10.6 | 8.9 | 11.7 | 1.7 | 12.8 | 10 | 8.9 | -3.2 | 6.5 | 2.6 | 19 | 11 | 25 | 18.9 | 22.8 | 13.9 | 8.3 | 6.1 | 17.2 | 8.9 | 2.2 | -0.6 | 22.2 | 20.7 | 3.3 | -0.6 | 3.9 | -0.1 | 3.9 | 0.6 | 5.6 | 2.8 | 4.4 | -0.6 | 17.8 | 7.8 | 18.3 | 16.7 | 17.6 | 10.3 | 0 | -10 | -5 | -8 | -10.6 | -17.2 | 3.9 | 3.3 | 10 | 8.9 | -3.3 | -9.4 | 0 | 0 | 1.5 | -1.7 | -0.6 | -3.3 | 8.9 | 2.2 | 10.6 | -2.2 | 5.6 | 1.7 | 7.6 | 6.7 | 9.3 | -3.8 | -0.2 | -4.8 | 12.8 | 2.2 | 14.4 | 9.4 | 12.2 | 4.4 | -7.4 | -13.5 | -3.3 | -7.2 | 5 | -3.3 | 10 | -4.4 | 10 | 2.8 | 16.7 | -12.2 | -3.9 | -7.2 | 1.7 | 0 | 2.8 | 2.2 | 8.9 | 6.7 | 3.9 | 3.3 | 12.2 | 2.1 | -1 | -4 | 5.6 | 0.6 | 6.1 | 1.1 | 12.2 | 7.2 | -4.4 | -10.6 | -7 | -17 | 22.8 | 18.9 | 15.6 | 15.6 | 1 | -1.1 | 7.8 | -1.1 | 11.9 | 10.8 | 8.3 | 4.4 | 21.7 | 10.6 | 5 | 2.2 | 11.5 | -1.4 | 21.7 | 10 | 25 | 5.8 | 9.4 | -3.9 | 4.4 | 2.2 | -8.9 | -13.3 | 9.4 | 5 | 3.9 | -7.2 | 0.7 | -3 | 6.1 | -2.8 | 8.1 | -6.7 | -5 | -15
-10 | -11 | -6.1 | -12.2 | 15 | 1.7 | 12.8 | 1.7 | -2.8 | -12.8 | 19.4 | 4.4 | 7 | 2 | 13.2 | 6.3 | 15 | 13.3 | 11.1 | 8.9 | 13.9 | 0 | 13.9 | 10.6 | 11.7 | -4.4 | 8.3 | 2.8 | 20 | 13 | 26.3 | 19 | 23.3 | 13.9 | 8.9 | 6.7 | 19.4 | 8.9 | 4.4 | 0 | 21.7 | 20.6 | 2.2 | -1.7 | 5.6 | 0.6 | 5 | 1.1 | 7.2 | 4.4 | 7.8 | 0 | 19.3 | 9 | 20.6 | 16.1 | 18.5 | 10.6 | 0.6 | -9.4 | -6 | -8 | -6.7 | -16.7 | 4.4 | 3.3 | 11.7 | 9.4 | -2.2 | -8.9 | 0 | 0 | 1.8 | -1.6 | 0 | -3.3 | 10 | 2.2 | 12.8 | -2.2 | 7.2 | 2.2 | 6.8 | 6.1 | 10.6 | -4.4 | 0 | -6.1 | 15.8 | 3.6 | 15.6 | 8.3 | 14.4 | 2.8 | -5.3 | -12.7 | -3.9 | -7.8 | 5 | -3.9 | 10.9 | -3.8 | 10.4 | 3 | 16.9 | -10.4 | -3.3 | -6.1 | 1.7 | 0 | 3.3 | 2.2 | 9.8 | 7.4 | 8.3 | 7.2 | 15.6 | 2.7 | 0 | -3 | 6.7 | 0 | 7.8 | 1.1 | 14.4 | 7.8 | -3.9 | -9.4 | -7 | -18 | 23.7 | 18.6 | 16.1 | 16.1 | 1.3 | -0.8 | 10 | 1.1 | 13.1 | 10.7 | 10 | 2.8 | 23.9 | 9.4 | 5.6 | 3.3 | 12.9 | -1.3 | 22.2 | 3.3 | 27.2 | 4.9 | 11.1 | -4.4 | 5.2 | 0.9 | -8.3 | -14.4 | 10.6 | 5.6 | 6.1 | -7.8 | 1.5 | -2.8 | 6.7 | -2.2 | 10 | -7.2 | -3.3 | -12.2
-7 | -10 | -5.6 | -11.1 | 16.7 | 2.2 | 15 | 1.7 | -2.2 | -11.7 | 22.2 | 3.9 | 8 | 2 | 13.5 | 6.6 | 16.1 | 13.9 | 11.7 | 9.4 | 13.9 | 2.8 | 15.6 | 10.6 | 13.2 | -3.5 | 7.8 | 2.9 | 21 | 13 | 27.6 | 18.6 | 23.9 | 13.9 | 9.4 | 6.7 | 20.6 | 8.9 | 4.4 | -0.6 | 22.8 | 20.9 | 1.1 | -2.2 | 6.5 | 0.4 | 6.1 | 1.7 | 7.8 | 6.1 | 8.9 | 0.6 | 20.7 | 9.6 | 22.2 | 15.6 | 19.4 | 10.6 | 1.1 | -8.3 | -6 | -9 | -5 | -14.4 | 5 | 3.9 | 12.8 | 10 | -1.1 | -7.8 | 0 | 0 | 2.2 | -1.7 | -1.1 | -4.4 | 10.6 | 2.2 | 15.6 | -3.3 | 8.9 | 2.8 | 6.1 | 5.6 | 11.7 | -2.9 | 0.7 | -5.1 | 18.7 | 4.5 | 17.8 | 7.2 | 16.7 | 2.8 | -3.3 | -13.3 | -3.3 | -7.8 | 5.6 | -5 | 11.9 | -3.4 | 10.7 | 2.8 | 17 | -11.2 | -2.8 | -5.4 | 2.8 | 0 | 3.3 | 2.2 | 10.8 | 8.2 | 11.7 | 9.4 | 18.9 | 2.2 | 0 | -3 | 7.8 | 0 | 10 | 1.7 | 15 | 7.8 | 0 | -6.7 | -6 | -18 | 24.7 | 17.9 | 18.9 | 18.3 | 1.7 | -0.6 | 11.7 | 1.1 | 14.4 | 10.6 | 11.1 | 1.7 | 23.9 | 8.9 | 6.7 | 4.4 | 14.4 | -1.7 | 23.9 | 3.3 | 29.4 | 3.3 | 13.3 | -3.9 | 5.9 | -0.9 | -7.8 | -15 | 10.6 | 6.1 | 6.7 | -7.8 | 2.2 | -3.3 | 7.8 | -2.8 | 10.6 | -6.3 | -5 | -12.8
-5 | -7 | -5 | -12.2 | 19.4 | 3.3 | 15 | -0.6 | -1.7 | -12 | 23.9 | 3.3 | 8 | 2 | 13.9 | 7.2 | 17.2 | 12.2 | 12.8 | 8.9 | 13.9 | 2.2 | 16.1 | 10.6 | 14.6 | -3.7 | 7.2 | 2.7 | 21 | 14 | 28.9 | 18.3 | 24.4 | 15 | 10 | 6.1 | 21.1 | 8.9 | 6.1 | -0.6 | 23.9 | 21.4 | 0 | -3.3 | 7.4 | 0.1 | 6.3 | 1.8 | 10 | 7.8 | 11.7 | 0.6 | 22.2 | 10.6 | 22.8 | 14.4 | 20 | 11 | 1.7 | -6.7 | -5 | -9 | -2.8 | -11.7 | 4.4 | 3.3 | 12.2 | 9.4 | -1.1 | -10 | 1.1 | 0 | 2.4 | -1.4 | -2.2 | -6.1 | 11.7 | 2.8 | 16.7 | -3.9 | 10 | 3.3 | 5.9 | 5 | 12.8 | -1.7 | 1.5 | -4.8 | 21.7 | 5 | 16.7 | 9.4 | 18.3 | 0.6 | -2.4 | -11.8 | -2.8 | -7.8 | 6.7 | -3.9 | 12.8 | -3.9 | 11.1 | 2.8 | 17.2 | -12.2 | -2.2 | -5 | 3.3 | 0 | 3.9 | 2.8 | 11.7 | 8.9 | 14.4 | 11.1 | 19.6 | 1.6 | 0 | -2 | 9.4 | -1.7 | 11.7 | 0.6 | 16.1 | 7.2 | 1.1 | -5 | -5 | -17 | 25.6 | 17.2 | 21.1 | 18.9 | 1.7 | -0.3 | 13.3 | 1.1 | 12.6 | 9.3 | 12.8 | 1.7 | 22.8 | 6.7 | 8.3 | 3.3 | 15.5 | -1.4 | 25 | 4.4 | 29.8 | 3 | 12.8 | -5 | 6.7 | -3.3 | -7.8 | -15.6 | 11.1 | 7.8 | 7.8 | -7.8 | 2.4 | -2.2 | 8.9 | -3.3 | 11.1 | -6 | -5 | -12.8
-3 | -6 | -4.4 | -12.2 | 20.6 | 3.3 | 16.7 | 2.2 | -1.1 | -13.9 | 25 | 2.2 | 8 | 1 | 14.5 | 6.1 | 15.6 | 12.2 | 13.9 | 9.4 | 14.4 | 2.2 | 17.2 | 10.6 | 16.1 | -3.9 | 6.7 | 2.8 | 22 | 13 | 28.3 | 19 | 25 | 14.4 | 11.1 | 6.1 | 22.8 | 8.9 | 7.2 | -0.6 | 25 | 21.7 | -0.6 | -4.4 | 8.3 | -0.6 | 6.5 | 2 | 10 | 8.3 | 13.3 | 0.6 | 22.6 | 10.8 | 23.9 | 15 | 20.5 | 10.9 | 2.2 | -6.1 | -5 | -8 | -2.2 | -11.1 | 5 | 3.3 | 12.2 | 10 | 0 | -12.8 | 1.1 | 0.6 | 2.6 | -1.4 | -2.8 | -7.2 | 11.1 | 3.3 | 18.3 | -5 | 10.6 | 3.3 | 5.8 | 4.5 | 13.9 | -1.1 | 2.2 | -5 | 22.4 | 5.4 | 18.3 | 10 | 18.9 | -3.3 | -1.5 | -11.3 | -2.8 | -7.8 | 5.6 | -3.3 | 13.2 | -3.5 | 11.3 | 2.6 | 16.1 | -11.9 | -1.7 | -4.1 | 2.8 | 0 | 3.3 | 2.8 | 11.9 | 9.3 | 16.1 | 12.2 | 20.4 | 1.3 | 0 | -2 | 9.4 | -2.2 | 13.9 | 1.7 | 15.6 | 6.7 | 2.2 | -10 | -4 | -17 | 25.6 | 17 | 23.3 | 19.4 | 1.7 | -0.1 | 15.6 | 1.1 | 10.7 | 7.6 | 13.9 | 1.7 | 23.9 | 6.7 | 9.4 | 2.8 | 16.7 | -1.2 | 25.6 | 3.3 | 30.2 | 1.6 | 12.8 | -5.6 | 6.1 | -2.7 | -6.7 | -15 | 11.7 | 7.8 | 8.3 | -7.2 | 2.6 | -1.5 | 9.4 | -2.8 | 11.7 | -6.7 | -4.4 | -12.8
-2 | -6 | -3.9 | -12.8 | 21.7 | 2.8 | 16.1 | -0.6 | -0.2 | -12.4 | 26.7 | 1.1 | 8 | 2 | 15 | 5 | 15.6 | 11.1 | 14.4 | 9.4 | 14.4 | 1.7 | 17.8 | 10.6 | 14.6 | -2.1 | 6.5 | 2.9 | 21 | 14 | 27.8 | 19.6 | 24.4 | 14.4 | 11.1 | 5.6 | 22.8 | 8.9 | 8.9 | 0 | 25 | 21.3 | -1.1 | -5.6 | 8.5 | -0.7 | 6.7 | 2.2 | 11.1 | 9.4 | 16.1 | 0.6 | 22.9 | 10.7 | 24.4 | 15.6 | 21.1 | 11.1 | 1.7 | -6.1 | -4 | -7 | -2.2 | -10 | 4.4 | 3.3 | 11.7 | 10 | 0 | -12.8 | 2.2 | 0.6 | 2.8 | -1.7 | -2.8 | -6.7 | 10.6 | 3.9 | 17.8 | -4.4 | 11.1 | 3.3 | 5.6 | 3.9 | 13.5 | -0.8 | 2.2 | -3.8 | 23.2 | 5.6 | 18.3 | 7.8 | 19.4 | -3.9 | -0.6 | -12.2 | -2.8 | -7.8 | 6.1 | -1.7 | 13.5 | -3.3 | 11.5 | 2.5 | 15 | -11.8 | -1.1 | -3.2 | 3.3 | 0 | 5 | 2.2 | 12 | 9.6 | 16.7 | 12.2 | 21.1 | 0 | 0 | -1 | 10 | -1.7 | 15 | 0.6 | 15.6 | 6.1 | 2.8 | -9.4 | -4 | -17 | 25.6 | 17 | 23.3 | 18.9 | 1.7 | 0 | 16.7 | 0.6 | 8.9 | 6.1 | 15 | 3.3 | 23.3 | 7.8 | 9.4 | 1.7 | 17.8 | -1.7 | 25.6 | 1.7 | 30.6 | 1.1 | 15 | -6.1 | 5.6 | -2.4 | -6.1 | -14.4 | 11.1 | 7.8 | 8.3 | -7.2 | 2.8 | -1.1 | 10 | -2.8 | 10.6 | -4.8 | -4.4 | -12.8
-3 | -6 | -3.3 | -12.8 | 22.2 | 2.8 | 16.1 | 0.6 | 0.8 | -12.5 | 26.7 | 0 | 8 | 2 | 15.6 | 3.3 | 15.6 | 12.2 | 14.4 | 10 | 14.4 | 2.2 | 16.1 | 11.1 | 13.2 | -1 | 6.3 | 3.1 | 19 | 13 | 27.2 | 20 | 24.4 | 15 | 10 | 5 | 22.8 | 8.9 | 8.9 | -1.1 | 25 | 20.9 | -1.7 | -7.2 | 8.7 | -1 | 5.4 | 1.7 | 13.3 | 11.7 | 15.6 | 0 | 23.3 | 10.6 | 22.8 | 16.1 | 20 | 10.5 | 1.7 | -5 | -3 | -6 | -2.2 | -8.3 | 4.4 | 3.3 | 11.7 | 10 | -0.6 | -6.1 | 2.2 | 0.6 | 2.6 | -1.4 | -2.8 | -7.8 | 10 | 3.9 | 18.9 | -3.9 | 10.6 | 3.3 | 5.2 | 3.1 | 13.2 | -0.7 | 2.2 | -3.4 | 23.9 | 5.6 | 17.8 | 8.3 | 18.9 | -6.7 | -0.6 | -10.7 | -2.2 | -7.2 | 5 | -2.8 | 13.9 | -3.9 | 11.7 | 2.2 | 13.9 | -14.4 | -0.6 | -2.8 | 2.8 | 0 | 4.4 | 2.2 | 12.2 | 10 | 15.6 | 12.2 | 20.7 | 1.5 | 0 | 0 | 9.4 | -1.7 | 15.6 | -0.6 | 15.6 | 6.1 | 3.3 | -11.1 | -3 | -17 | 25.6 | 16.7 | 23.9 | 17.8 | 1.5 | 0 | 18.3 | 1.7 | 6.5 | 4.2 | 14.4 | 5 | 22.8 | 7.8 | 10 | 1.1 | 17.6 | -1 | 25 | -1.1 | 30 | 0.5 | 15.6 | -5 | 5 | -2.8 | -6.1 | -15 | 10.6 | 8.3 | 8.3 | -7.2 | 2.2 | -1.1 | 10.6 | -2.8 | 9.4 | -4.3 | -3.9 | -12.2
-5 | -8 | -2.8 | -11.7 | 21.7 | 2.2 | 15.6 | 2.2 | 1.7 | -14.4 | 27.2 | -1.1 | 8 | 2 | 15 | 4.1 | 14.4 | 10.6 | 14.4 | 9.4 | 13.3 | 3.3 | 13.9 | 12.2 | 11.7 | -0.6 | 6.1 | 3.3 | 18 | 14 | 26.1 | 19.3 | 24.4 | 15.6 | 9.4 | 4.4 | 22.8 | 9.4 | 8.9 | -1.7 | 25 | 20.6 | -1.7 | -7.8 | 8.9 | -1.7 | 4.1 | 1.3 | 15 | 12.8 | 14.4 | 0.6 | 21.8 | 10.7 | 21.7 | 15.6 | 18.9 | 9.7 | 1.1 | -3.3 | -4 | -7 | -2.2 | -8.3 | 4.4 | 2.8 | 11.7 | 10 | -0.6 | -11.1 | 2.2 | 1.1 | 2.4 | -1.4 | -3.3 | -8.9 | 9.4 | 3.9 | 17.8 | -3.9 | 10 | 3.3 | 4.8 | 2 | 12.8 | -1.1 | 2.2 | -3.3 | 22.2 | 5.6 | 16.7 | 10 | 18.3 | -4.4 | -0.6 | -10.2 | -2.2 | -6.7 | 3.9 | 0 | 12.4 | -3.8 | 10.9 | 2.2 | 12.2 | -11.5 | -0.6 | -2.7 | 2.8 | 0 | 4.4 | 2.2 | 11.5 | 9.6 | 16.1 | 12.8 | 20.4 | 2.3 | 1 | 0 | 10 | -1.1 | 15 | 1.1 | 14.4 | 5.6 | 4.4 | -7.2 | -3 | -14 | 24.1 | 16.9 | 24.4 | 17.2 | 1.3 | 0 | 18.3 | 0.6 | 4.1 | 2.1 | 15 | 4.4 | 22.2 | 8.3 | 9.4 | 1.7 | 17.4 | -1.1 | 23.3 | -2.8 | 29.5 | -0.7 | 14.4 | -6.7 | 4.3 | -1.3 | -6.1 | -15.6 | 10 | 7.8 | 7.2 | -5.6 | 1.7 | -1.2 | 11.1 | -2.8 | 8.3 | -4.4 | -4.4 | -12.8
-7 | -11 | -3.3 | -13.3 | 18.9 | 2.2 | 13.9 | 2.2 | 0.4 | -12.5 | 25.6 | -0.6 | 7 | 2 | 14.5 | 5.1 | 14.4 | 11.1 | 13.3 | 9.4 | 11.1 | 4.4 | 13.3 | 11.7 | 10.2 | -0.8 | 5.4 | 2.7 | 17 | 14 | 25 | 18.7 | 22.8 | 16.7 | 9.4 | 3.9 | 21.1 | 8.9 | 8.3 | -1.1 | 24.4 | 20.9 | -2.2 | -7.8 | 8.2 | -0.9 | 2.8 | 0.6 | 16.1 | 13.3 | 12.8 | 0 | 20.4 | 10.5 | 20 | 15.6 | 17.8 | 8.9 | 1.1 | -4.4 | -5 | -7 | -2.8 | -7.8 | 3.9 | 2.8 | 10.6 | 9.4 | -1.7 | -12.8 | 1.7 | 0.6 | 2.2 | -1.7 | -2.8 | -8.9 | 8.3 | 3.9 | 16.7 | -3.9 | 9.4 | 3.3 | 4.4 | 1.1 | 11.5 | -1.1 | 0.9 | -2.8 | 20.6 | 5.4 | 14.4 | 10.6 | 15 | -3.3 | -0.6 | -11.1 | -2.2 | -6.7 | 1.1 | 0.6 | 10.9 | -4.2 | 10.2 | 2.3 | 10.6 | -10.2 | -0.6 | -3 | 2.8 | 0 | 4.4 | 1.7 | 10.7 | 9.3 | 16.1 | 12.8 | 20 | 3.3 | 1 | 1 | 9.4 | -2.8 | 13.9 | -0.6 | 12.2 | 5 | 4.4 | -7.2 | -2 | -13 | 22.6 | 16.9 | 23.9 | 17.2 | 1.1 | 0 | 18.3 | 1.7 | 1.7 | 0 | 13.3 | 5 | 20.6 | 10.6 | 8.9 | 2.2 | 17.2 | -1.1 | 22.2 | -6.1 | 28.9 | -1.1 | 12.2 | -6.1 | 3.5 | -0.6 | -7.2 | -17.2 | 10.6 | 7.8 | 3.9 | -2.8 | 1.1 | -1.7 | 10.6 | -2.8 | 6.8 | -3.3 | -5 | -12.8
-8 | -12 | -3.3 | -13.3 | 13.9 | 1.7 | 10.6 | 2.8 | -0.9 | -12.4 | 24.4 | 0 | 6 | 2 | 13.9 | 5.6 | 14.4 | 11.1 | 11.7 | 8.9 | 10.6 | 4.4 | 13.3 | 11.7 | 8.7 | -1 | 4.6 | 2.1 | 16 | 14 | 23.9 | 17.8 | 22.2 | 16.1 | 8.9 | 3.9 | 18.9 | 8.9 | 7.8 | -1.7 | 23.9 | 21.2 | -2.8 | -7.2 | 7.4 | -0.7 | 2.4 | 0.3 | 16.7 | 13.9 | 10 | -0.6 | 18.9 | 10 | 17.2 | 15.6 | 17.6 | 10 | 1.1 | -5 | -6 | -9 | -3.3 | -7.2 | 4.4 | 2.8 | 10 | 8.9 | -3.3 | -14.4 | 1.7 | 0.6 | 2.4 | -1.1 | -3.9 | -10.6 | 8.3 | 3.9 | 15.6 | -3.9 | 8.9 | 3.3 | 4 | 1 | 10.2 | -1.3 | -0.4 | -2.8 | 18.9 | 5 | 13.9 | 10.6 | 12.8 | -3.3 | -1.9 | -9.1 | -1.7 | -7.2 | 1.1 | 0 | 9.4 | -5.6 | 9.4 | 2.2 | 8.9 | -11.1 | -0.6 | -3.3 | 2.8 | 0 | 3.9 | 1.1 | 10 | 8.9 | 15.6 | 12.8 | 18.1 | 3.2 | 2 | 0 | 8.9 | -2.2 | 11.1 | 0 | 11.7 | 4.4 | 2.8 | -9.4 | -1 | -3 | 21.1 | 16.7 | 22.2 | 17.2 | 1.1 | 0 | 16.7 | 1.7 | 0.9 | -1.5 | 10.6 | 4.4 | 19.4 | 11.7 | 7.2 | 1.1 | 16.1 | -0.1 | 19.4 | -3.9 | 25.4 | 0.8 | 10.6 | -6.1 | 2.8 | 0 | -7.8 | -17.8 | 10.6 | 7.8 | 2.2 | -3.9 | 0.7 | -1.3 | 9.4 | -3.3 | 5.4 | -2.8 | -5.9 | -10.8
-8 | -13 | -3.3 | -14.4 | 10.6 | 2.8 | 10.6 | 2.8 | -2.2 | -13.9 | 22.2 | 2.8 | 5 | 2 | 13.3 | 4.5 | 14.4 | 10.6 | 10 | 8.3 | 9.4 | 4.4 | 13.3 | 11.7 | 7.2 | -1.7 | 3.9 | 1.7 | 16 | 14 | 23 | 17.9 | 22.2 | 16.1 | 6.7 | 3.9 | 18.3 | 8.9 | 7.2 | -1.7 | 23.3 | 21.7 | -3.3 | -7.2 | 6.7 | -0.6 | 2.1 | -0.1 | 16.7 | 13.9 | 10 | 0 | 17.4 | 9.8 | 16.7 | 15.6 | 17.4 | 10.8 | 0.6 | -3.9 | -7 | -10 | -3.9 | -7.8 | 3.9 | 2.8 | 9.4 | 8.3 | -4.4 | -15.6 | 1.1 | 0.6 | 2.6 | -0.7 | -4.4 | -10.6 | 7.8 | 3.9 | 15 | -2.8 | 8.9 | 3.9 | 3.7 | 1.2 | 8.9 | -2.2 | -1.7 | -3.3 | 16.5 | 5.8 | 14.4 | 8.9 | 11.1 | -2.8 | -3.1 | -8.7 | -2.2 | -9.4 | 0.6 | 0.6 | 8.7 | -4.9 | 9.2 | 1.8 | 7.6 | -6.4 | -0.6 | -3.3 | 2.8 | 0 | 3.3 | 1.7 | 10 | 9 | 16.1 | 13.3 | 16.3 | 3.4 | 2 | 1 | 8.3 | -1.1 | 10 | 0.6 | 9.4 | 3.9 | 1.7 | -10.6 | 0 | -8 | 20.9 | 16.9 | 20.6 | 16.7 | 1.1 | 0 | 11.7 | 3.9 | 0.2 | -2.8 | 8.3 | 4.4 | 18.9 | 11.1 | 7.2 | -2.8 | 15 | 0 | 17.8 | -1.1 | 21.8 | 1.5 | 10 | -5.6 | 1.7 | -0.6 | -8.9 | -18.9 | 10.6 | 7.8 | 2.8 | -4.4 | 0.4 | -1.1 | 8.9 | -3.9 | 3.9 | -3.3 | -6.7 | -10.6
-9 | -13 | -3.3 | -13.9 | 8.9 | 2.8 | 9.4 | 2.8 | -2.4 | -12.4 | 22.2 | 1.7 | 5 | 1 | 12.8 | 3.5 | 13.9 | 10.6 | 10 | 8.9 | 8.9 | 3.9 | 13.3 | 11.7 | 5.9 | -1.5 | 3.7 | 1.6 | 16 | 14 | 22 | 17.8 | 22.2 | 16.7 | 7.8 | 3.3 | 17.2 | 9.4 | 6.1 | -1.1 | 23.1 | 21.4 | -3.3 | -7.8 | 6.7 | -0.4 | 1.7 | -0.6 | 17.2 | 13.9 | 8.3 | 0.6 | 15.9 | 9.6 | 16.1 | 15 | 17.2 | 11.7 | 1.1 | -2.8 | -7 | -11 | -4.4 | -7.2 | 3.9 | 2.8 | 8.9 | 7.8 | -5.6 | -20.6 | 1.1 | 0.6 | 2.8 | -0.6 | -5.6 | -13.3 | 7.8 | 3.9 | 13.3 | -2.2 | 7.8 | 3.9 | 3.3 | 1.1 | 7.2 | -1.3 | -2.1 | -3.3 | 14.1 | 5.7 | 12.2 | 6.7 | 10.6 | -2.8 | -4.4 | -8.9 | -3.9 | -12.2 | 1.7 | 0.6 | 7.9 | -4.9 | 9.1 | 1.5 | 6.3 | -4.5 | -0.6 | -3.4 | 2.8 | 0 | 3.3 | 1.7 | 10 | 9 | 16.7 | 12.8 | 14.4 | 2.8 | 2 | 1 | 8.3 | -1.7 | 7.8 | 0.6 | 8.9 | 3.3 | 1.1 | -8.3 | 0 | -6 | 20.8 | 17 | 20 | 16.1 | 1.1 | 0 | 10 | 3.9 | -0.6 | -5 | 6.1 | 4.4 | 18.3 | 11.1 | 6.7 | 1.7 | 13.9 | 0.6 | 16.7 | 0.6 | 18.3 | 1.1 | 8.9 | -5 | 0.5 | -1.2 | -9.4 | -17.8 | 10.6 | 8.3 | 2.8 | -3.9 | 0 | -1.1 | 7.8 | -3.9 | 3 | -3.3 | -7.1 | -11
-11 | -14 | -3.3 | -13.9 | 7.2 | 2.8 | 10 | 2.8 | -2.6 | -12.3 | 20 | 2.2 | 3 | 1 | 12.2 | 2.2 | 13.3 | 10.6 | 8.9 | 7.2 | 8.3 | 5 | 13.3 | 11.1 | 4.6 | -1.8 | 3.5 | 1.7 | 14 | 13 | 21.1 | 17.8 | 21.7 | 16.7 | 6.7 | 2.8 | 15.6 | 9.4 | 5.6 | -1.7 | 23 | 21.3 | -3.9 | -8.9 | 6.7 | -0.4 | 1.5 | -0.5 | 18.3 | 13.9 | 7.8 | 0.6 | 14.4 | 8.9 | 16.1 | 15 | 17.2 | 13 | 2.2 | -3.3 | -8 | -11 | -5 | -6.7 | 3.9 | 2.8 | 8.9 | 7.8 | -6.7 | -17.2 | 1.1 | 0.6 | 2.4 | -0.6 | -6.1 | -15 | 7.8 | 3.9 | 12.2 | -2.2 | 7.8 | 3.9 | 2.9 | 1.3 | 5.6 | -1 | -2.4 | -3.5 | 11.7 | 5.6 | 10 | 3.9 | 8.9 | -1.7 | -4.8 | -8.9 | -4.4 | -12.2 | 0 | 0 | 7.2 | -6.1 | 8.9 | 1.1 | 5 | -3.3 | -0.6 | -3.9 | 2.8 | 0 | 3.3 | 1.7 | 10 | 8.9 | 16.7 | 12.2 | 14 | 2.3 | 2 | 1 | 8.9 | -1.1 | 6.7 | 1.1 | 7.2 | 2.2 | 0.6 | -10.6 | -1 | -2 | 20.6 | 17.2 | 15.6 | 15 | 0.9 | -0.1 | 6.1 | 3.9 | -1 | -4.9 | 5 | 4.4 | 18.3 | 11.1 | 6.1 | 1.1 | 13.2 | 0.6 | 15 | 0.6 | 17.8 | 0.9 | 9.4 | -5 | -0.6 | -2.2 | -11.1 | -16.1 | 10 | 7.8 | 2.8 | -3.3 | 0 | -0.9 | 7.2 | -3.9 | 2 | -3.8 | -7.4 | -11.8
-12 | -14 | -3.3 | -13.9 | 6.7 | 3.3 | 7.2 | 2.8 | -2.8 | -13.3 | 18.3 | 3.3 | 3 | 1 | 12.2 | 1.8 | 12.8 | 12.2 | 8.3 | 7.2 | 7.8 | 3.9 | 13.9 | 10.9 | 3.3 | -2.2 | 3.3 | 1.7 | 13 | 13 | 20.7 | 17.7 | 21.7 | 17.8 | 4.4 | 2.2 | 14.4 | 9.4 | 5.6 | -1.7 | 22.8 | 21.1 | -4.4 | -11.1 | 6.7 | -0.6 | 1.3 | -0.5 | 18.3 | 14.4 | 7.2 | 2.2 | 14.6 | 8.8 | 16.7 | 15.6 | 17.2 | 13.9 | 1.7 | -2.8 | -8 | -12 | -5 | -6.7 | 3.9 | 2.8 | 8.3 | 7.2 | -7.2 | -18.3 | 1.1 | 0.6 | 2.1 | -0.7 | -6.7 | -15.6 | 7.2 | 3.9 | 12.2 | -2.8 | 7.8 | 3.9 | 2.6 | 1.6 | 3.9 | -1.1 | -2.8 | -3.9 | 9.8 | 5.2 | 8.9 | 3.9 | 7.2 | -2.2 | -5.2 | -9.5 | -5 | -12.2 | 0 | -0.6 | 4.6 | -3 | 8.5 | 0.9 | 4.8 | -3.3 | -0.8 | -3.5 | 2.8 | 0 | 2.8 | 1.7 | 9.4 | 8.5 | 16.7 | 12.2 | 13.7 | 2 | 3 | 2 | 8.9 | -1.1 | 6.1 | 2.8 | 7.2 | 2.8 | -0.6 | -7.8 | -1 | -2 | 20.6 | 17.6 | 15.6 | 15 | 0.8 | 0.1 | 6.1 | 3.9 | -1.3 | -5.2 | 5 | 3.9 | 17.2 | 10.6 | 6.1 | 1.7 | 12.4 | 0.8 | 13.9 | 0 | 17.2 | 0.4 | 9.4 | -5 | -1 | -4.4 | -11.7 | -16.7 | 9.4 | 6.7 | 1.7 | -2.8 | 0 | -0.6 | 6.7 | -5 | 1.1 | -5 | -7.8 | -13.3
-13 | -15 | -4.4 | -13.3 | 7.2 | 2.8 | 6.7 | 2.2 | -3.2 | -12.3 | 14.4 | 3.3 | 1 | 0 | 12.2 | 1.2 | 12.8 | 10 | 7.2 | 7.2 | 7.2 | 1.7 | 12.8 | 10.5 | 3.7 | -2.2 | 3.5 | 1.5 | 12 | 12 | 20.4 | 17.8 | 21.7 | 17.8 | 2.2 | 1.1 | 14.4 | 9.4 | 5 | -2.2 | 22.4 | 20.7 | -5.6 | -12.2 | 6.9 | -0.5 | 1.1 | -0.6 | 18.9 | 14.4 | 6.7 | 1.1 | 14.8 | 8.8 | 16.7 | 15.6 | 17.2 | 15 | 1.7 | -3.3 | -9 | -12 | -5.7 | -7 | 3.9 | 2.8 | 7.8 | 6.1 | -7.2 | -17.2 | 1.7 | 0.6 | 1.7 | -1.1 | -6.7 | -15.6 | 6.7 | 3.9 | 12.2 | -2.2 | 7.2 | 3.9 | 2.2 | 1.7 | 3.5 | -1.1 | -3.2 | -5 | 8 | 4.6 | 8.3 | 3.9 | 6.1 | -1.7 | -5.6 | -10.6 | -5.6 | -11.7 | -0.6 | -1.1 | 2 | -2.2 | 8.2 | 0.7 | 4.6 | -3.9 | -0.9 | -3.1 | 2.8 | 0 | 2.8 | 1.7 | 8.9 | 8.2 | 16.7 | 12.2 | 13.3 | 1.1 | 3 | 2 | 8.9 | -0.6 | 5.6 | 2.8 | 4.4 | 1.1 | -0.6 | -7.8 | -1 | -2 | 20.6 | 18 | 15 | 15 | 0.6 | 0 | 5 | 3.9 | -1.7 | -6.1 | 4.4 | 3.3 | 16.7 | 10.6 | 5.6 | 0.6 | 11.7 | 0.6 | 12.8 | 0 | 16.7 | 0 | 8.9 | -5 | -1.3 | -7.1 | -13.3 | -16.7 | 9.4 | 6.7 | 1.7 | -2.2 | 0 | -0.6 | 6.1 | -5 | 1.1 | -4.7 | -8.3 | -14.8
-16 | -17 | -5 | -10.6 | 6.1 | 2.8 | 6.1 | 2.2 | -3.5 | -12.6 | 13.9 | 3.3 | 1 | 0 | 12.2 | 0.6 | 13.9 | 8.9 | 6.7 | 6.7 | 7.8 | 4.4 | 12.2 | 10.1 | 4 | -2.7 | 3.7 | 1.2 | 12 | 12 | 20 | 17.8 | 22.2 | 18.3 | 2.2 | 1.7 | 13.3 | 9.4 | 3.3 | -2.2 | 22.1 | 20.4 | -6.1 | -12.8 | 7 | -0.8 | 1.1 | -0.6 | 19.4 | 14.4 | 5.6 | 1.7 | 15 | 8.3 | 16.7 | 15.6 | 17.6 | 15.4 | 1.1 | -3.9 | -9 | -12 | -6.5 | -7.8 | 3.9 | 2.8 | 6.7 | 5.6 | -7.8 | -16.7 | 1.1 | 0.6 | 1.1 | -1.4 | -8.3 | -15.6 | 6.7 | 3.9 | 11.1 | -2.2 | 6.7 | 3.9 | 2 | 0.2 | 3.2 | -1.2 | -3.5 | -6 | 6.1 | 3.9 | 8.3 | 2.8 | 4.4 | -0.6 | -6.1 | -11.2 | -5.6 | -11.7 | -0.6 | -1.1 | -0.6 | -2.2 | 7.8 | 0.6 | 4.4 | -5 | -1.1 | -3.3 | 2.8 | 0 | 2.8 | 1.7 | 8.3 | 7.8 | 17.2 | 12.2 | 12.8 | 2.1 | 4 | 3 | 8.9 | 0.6 | 3.9 | 1.7 | 5 | 2.2 | -1.7 | -8.9 | -1 | -2 | 20.6 | 18.3 | 15.6 | 15 | 0.6 | 0 | 4.4 | 3.9 | -1.9 | -5.6 | 3.9 | 2.8 | 16.1 | 11.1 | 5 | 1.1 | 10.9 | 0.6 | 12.2 | -0.6 | 18.2 | -0.5 | 8.3 | -5 | -1.7 | -11.7 | -13.9 | -17.2 | 9.4 | 6.7 | 1.1 | -2.8 | 0 | -0.5 | 5.6 | -5.6 | 1.1 | -4.9 | -8.9 | -17.4
-15 | -17 | -5 | -8.9 | 8.3 | 3.3 | 7.2 | 2.8 | -3.9 | -13.9 | 12.8 | 3.9 | 1 | -1 | 11.3 | 3.3 | 13.3 | 10 | 5.6 | 5.6 | 7.2 | 1.7 | 11.7 | 9.9 | 4.4 | -3.3 | 3.9 | 1.1 | 11 | 11 | 19.4 | 17.6 | 21.7 | 18.3 | 0.6 | 0 | 13.3 | 9.4 | 2.8 | -2.2 | 21.7 | 20 | -6.1 | -13.3 | 7.2 | -1.1 | 1.1 | -0.6 | 13.9 | 11.7 | 5.6 | 1.7 | 14.1 | 8.1 | 16.7 | 16.1 | 17.9 | 15.7 | 0.6 | -3.9 | -11 | -13 | -7.2 | -8.4 | 3.9 | 2.8 | 6.1 | 3.9 | -8.3 | -15.6 | 1.1 | 0.6 | 0.6 | -1.9 | -8.9 | -16.1 | 6.1 | 4.4 | 10.6 | -1.7 | 6.1 | 3.9 | 1.9 | -1 | 2.8 | -1.7 | -3.9 | -7.8 | 4.8 | 3 | 7.8 | 2.8 | 3.9 | -1.1 | -6.7 | -12.3 | -6.1 | -12.2 | -0.6 | -1.7 | -1.5 | -3 | 7.8 | 0.5 | 3.3 | -3.7 | -1.1 | -2.9 | 2.8 | 0 | 3.9 | 2.2 | 6.5 | 5.9 | 17.2 | 12.2 | 12.2 | 2.4 | 5 | 4 | 8.3 | 1.1 | 3.3 | 1.7 | 4.4 | 1.7 | -2.2 | -7.8 | 0 | -2 | 20.4 | 18.2 | 15.6 | 15.6 | 0.6 | 0 | 3.9 | 3.3 | -2 | -5.6 | 3.3 | 2.8 | 16.1 | 11.1 | 5 | 0 | 10.2 | 0.8 | 11.1 | -1.1 | 19.6 | -1.8 | 8.3 | -4.4 | -2.8 | -11.5 | -15 | -17.2 | 8.9 | 6.7 | 0.6 | -3.3 | 0 | -0.5 | 3.9 | -5.6 | 1.1 | -6.1 | -9.4 | -21.7
-18 | -20 | -5 | -8.9 | 8.9 | 2.2 | 7.2 | 1.7 | -4.1 | -12.7 | 12.8 | 4.4 | 0 | -1 | 10.3 | 5.1 | 13.3 | 10.6 | 5 | 5 | 6.1 | 3.3 | 11.1 | 9.8 | 4.6 | -3 | 3.5 | 0.5 | 12 | 12 | 18.9 | 17.4 | 21.7 | 18.3 | -0.6 | -1.1 | 12.8 | 9.4 | 1.7 | -1.7 | 21.5 | 20 | -6.7 | -13.3 | 6.5 | -0.6 | 1.1 | -0.6 | 13.3 | 11.7 | 5 | 1.7 | 13.1 | 7.8 | 16.7 | 16.1 | 18.3 | 16.1 | 0 | -5 | -10 | -13 | -7.9 | -9 | 3.9 | 2.8 | 5.6 | 3.3 | -9.4 | -16.7 | 1.1 | 0.6 | 0 | -2.8 | -9.4 | -16.1 | 4.4 | 3.9 | 10 | -1.7 | 5.6 | 4.4 | 1.7 | -2.8 | 2.1 | -2.1 | -4.5 | -7.4 | 3.5 | 2 | 7.2 | 1.7 | 2.8 | -0.6 | -7.2 | -14.4 | -6.7 | -12.2 | -1.1 | -2.2 | -2.4 | -4.2 | 7.8 | 0.5 | 2.2 | -3.3 | -1.1 | -2.8 | 2.8 | 0 | 5 | 2.8 | 4.6 | 4 | 17.2 | 12.8 | 11.7 | 2.8 | 5 | 4 | 7.8 | 1.7 | 1.1 | 0 | 3.9 | 1.7 | -1.7 | -8.3 | 0 | -2 | 20.2 | 18 | 15 | 15 | 0.6 | 0 | 3.3 | 2.8 | -2.2 | -6.1 | 2.8 | 2.2 | 16.7 | 12.2 | 4.4 | 0 | 9.4 | 0.6 | 10 | -1.1 | 21.1 | -3.3 | 8.3 | -4.4 | -3.9 | -12.8 | -15.6 | -17.8 | 9.4 | 7.2 | -1.1 | -3.3 | 0 | -0.6 | 2.2 | -3.3 | 1.5 | -5.4 | -10.2 | -20.4
-17 | -18 | -5 | -8.9 | 6.1 | 1.1 | 5.6 | 1.7 | -4.2 | -12.8 | 12.8 | 3.9 | 1 | -1 | 9.4 | 6.7 | 12.8 | 10.6 | 4.4 | 4.4 | 5 | 1.7 | 11.1 | 9.2 | 4.8 | -2.9 | 3.2 | 0.1 | 11 | 11 | 18.3 | 17.2 | 21.7 | 18.9 | 0 | -0.6 | 12.2 | 9.4 | 1.7 | -1.7 | 21.3 | 20 | -7.2 | -13.9 | 5.7 | -0.5 | 1.1 | -0.6 | 8.3 | 4.4 | 4.4 | 1.7 | 12.2 | 7.2 | 16.7 | 16.1 | 18.3 | 15.9 | -0.6 | -5.6 | -10 | -12 | -8.7 | -9.8 | 3.9 | 2.8 | 5.6 | 3.3 | -10 | -17.2 | 1.1 | 0.6 | 0 | -2.5 | -9.4 | -16.1 | 3.9 | 3.3 | 10.6 | -1.7 | 5.6 | 4.4 | 1.7 | -2.5 | 1.3 | -3 | -5 | -7.3 | 2.2 | 1.1 | 6.7 | 0.6 | 1.7 | -1.1 | -7.2 | -14.1 | -7.2 | -12.2 | -1.1 | -1.7 | -3.3 | -5.6 | 7.8 | 0.6 | 1.1 | -3.3 | -1.1 | -2.8 | 2.8 | 0 | 8.3 | 3.3 | 2.8 | 2.2 | 14.4 | 11.7 | 11.9 | 3.9 | 3 | 2 | 6.7 | 2.8 | 2.2 | 1.1 | 3.3 | 0.6 | -2.2 | -7.8 | 0 | -1 | 20 | 17.8 | 17.8 | 16.7 | 0.6 | 0 | 3.3 | 2.8 | -2.8 | -6.3 | 2.8 | 2.2 | 17.2 | 12.2 | 5 | -0.6 | 8.3 | 1 | 9.4 | -1.7 | 19.4 | -0.5 | 8.3 | -4.4 | -5 | -15 | -16.1 | -18.3 | 8.9 | 7.2 | -1.1 | -3.9 | 0 | -0.5 | 1.1 | -3.3 | 1.8 | -5.8 | -10.9 | -20.3
-11 | -14 | -5 | -8.3 | 10.6 | 2.8 | 5 | 1.7 | -4.4 | -13.9 | 12.2 | 4.4 | 3 | 0 | 9.2 | 6.8 | 12.8 | 10.6 | 3.9 | 3.9 | 4.4 | 1.7 | 10 | 9.1 | 5 | -3.3 | 2.8 | -0.6 | 12 | 12 | 18.9 | 17.8 | 21.7 | 18.9 | 0.6 | 0 | 12.2 | 9.4 | 1.1 | -2.2 | 21.1 | 20 | -7.2 | -13.9 | 5 | -0.6 | 1.1 | -0.6 | 7.2 | 2.8 | 4.4 | 2.2 | 11.8 | 6.9 | 17.2 | 16.1 | 18.3 | 15.8 | -1.1 | -6.7 | -11 | -13 | -9.4 | -10.6 | 3.3 | 2.2 | 4.4 | 2.8 | -10.6 | -17.2 | 0.6 | 0.6 | 0 | -2.7 | -10.6 | -16.1 | 2.8 | 2.8 | 10 | -1.1 | 5.6 | 4.4 | 1.7 | -2.5 | 0.6 | -4.4 | -5.6 | -7.8 | 2.2 | 1 | 6.1 | 0.6 | 1.7 | -1.1 | -7.2 | -14.9 | -7.8 | -12.2 | -0.6 | -1.1 | -3.7 | -5.6 | 7.6 | 0.5 | 1.5 | -3.1 | -0.9 | -2.6 | 2.8 | 0.6 | 9.4 | 2.8 | 2.4 | 1.7 | 13.3 | 10 | 12 | 4.7 | 3 | 1 | 6.1 | 3.3 | 1.1 | 0 | 4.4 | 1.1 | -2.2 | -7.2 | 1 | 0 | 19.6 | 17.4 | 18.3 | 17.2 | 0.6 | 0 | 2.2 | 2.2 | -3.3 | -7 | 3.9 | 3.9 | 17.8 | 12.8 | 3.3 | 0 | 7.2 | 1.5 | 8.3 | -1.7 | 17.8 | 1.7 | 7.8 | -4.4 | -5.4 | -13.5 | -16.7 | -18.3 | 8.9 | 7.2 | -1.7 | -4.4 | 0 | -0.5 | 0 | -4.4 | 2.2 | -6.7 | -11.7 | -21.7
-9 | -12 | -5 | -8.3 | 10.6 | 1.1 | 5.6 | 1.7 | -3.9 | -12.8 | 10.6 | 3.9 | 3 | 0 | 9.1 | 7.1 | 13.3 | 10.6 | 5.6 | 5.6 | 5 | 2.2 | 8.9 | 8.9 | 6.7 | -2.6 | 3.3 | 0 | 12 | 12 | 19.4 | 18.3 | 22.2 | 20 | -0.6 | -0.6 | 12.2 | 9.4 | 1.1 | -2.2 | 21.3 | 20 | -7.8 | -13.9 | 4.8 | -0.2 | 1.1 | -0.6 | 6.1 | 1.7 | 4.4 | 3.3 | 11.5 | 6.7 | 17.8 | 16.1 | 18.3 | 15.6 | -1.7 | -6.7 | -11 | -13 | -8.9 | -10 | 3.3 | 2.2 | 3.9 | 1.7 | -11.1 | -17.8 | 0.6 | 0.6 | 0 | -3.3 | -11.1 | -16.7 | 2.2 | 2.2 | 10.6 | -1.1 | 5.6 | 4.4 | 1.7 | -2.8 | 0.6 | -4.6 | -4.8 | -7 | 2.2 | 1 | 5.6 | 1.1 | 1.7 | -1.7 | -7.2 | -16.7 | -8.3 | -12.8 | -0.6 | -1.1 | -4 | -5.9 | 7.4 | 0.6 | 1.8 | -3.2 | -0.8 | -2.6 | 3.3 | 0.6 | 11.7 | 3.3 | 2.1 | 1.1 | 10 | 8.3 | 12.2 | 5.6 | 2 | 1 | 6.1 | 2.8 | 1.1 | 0 | 4.4 | 2.2 | -1.7 | -7.2 | 2 | 0 | 19.3 | 17.1 | 18.3 | 17.2 | 0.6 | 0 | 2.2 | 2.2 | -3.9 | -8.3 | 4.4 | 4.4 | 18.3 | 12.8 | 4.4 | -0.6 | 6.1 | 1.7 | 8.3 | -2.8 | 16.1 | 2.8 | 7.2 | -3.9 | -5.7 | -13.1 | -17.2 | -18.9 | 8.9 | 7.2 | -2.2 | -5 | 0 | -0.6 | 0 | -3.9 | 4.4 | -5.8 | -12.8 | -20
-9 | -13 | -5.6 | -8.3 | 12.2 | 0.6 | 6.1 | 2.2 | -3.3 | -12.4 | 8.3 | 3.3 | 4 | 1 | 8.9 | 7.2 | 13.3 | 10 | 6.1 | 6.1 | 5 | 2.8 | 9.4 | 9.4 | 8.3 | -2.3 | 3.9 | 0.6 | 13 | 12 | 20 | 18.9 | 21.7 | 20.6 | 1.7 | 1.1 | 12.2 | 9.4 | 0.6 | -2.2 | 21.5 | 20 | -7.8 | -13.9 | 4.6 | -0.2 | 1.7 | 0.1 | 4.4 | 0.6 | 3.9 | 2.8 | 11.1 | 6.1 | 17.8 | 16.1 | 19.6 | 16.1 | -1.1 | -8.3 | -11 | -13 | -7.8 | -8.9 | 3.9 | 2.8 | 2.8 | -1.1 | -12.2 | -17.8 | 0.6 | 0 | 0.2 | -2.4 | -12.2 | -16.1 | 1.7 | 1.7 | 11.1 | -0.6 | 6.7 | 4.4 | 2.6 | -2.2 | 0.6 | -5.7 | -4.1 | -6.7 | 2.2 | 1.1 | 5.6 | -2.8 | 1.1 | -2.2 | -6.3 | -15.5 | -10 | -13.9 | -1.1 | -1.7 | -4.4 | -6.7 | 7.2 | 0.6 | 2.2 | -3.9 | -0.6 | -2.8 | 2.8 | 0.6 | 11.1 | 3.9 | 1.7 | 0.6 | 6.7 | 3.9 | 12.6 | 6.2 | 2 | 0 | 6.1 | 2.8 | 1.1 | 0.6 | 5 | 2.2 | -1.7 | -6.7 | 2 | 1 | 18.9 | 16.7 | 18.3 | 17.2 | 1 | -0.1 | 2.8 | 2.2 | -3.3 | -7.8 | 4.4 | 4.4 | 18.9 | 13.3 | 1.7 | -0.6 | 8 | 2.5 | 7.8 | -2.8 | 15.9 | 3 | 7.2 | -3.9 | -6.1 | -13.9 | -16.1 | -18.9 | 9.4 | 7.2 | -1.1 | -4.4 | 0 | -0.5 | -1.1 | -3.9 | 6.7 | -5.6 | -11.7 | -21.1
-7 | -11 | -5.6 | -8.3 | 14.4 | 2.2 | 10 | 3.9 | -2.8 | -13.9 | 11.7 | 3.3 | 4 | 2 | 10 | 7.5 | 14.4 | 10.6 | 7.8 | 7.8 | 7.8 | 4.4 | 11.7 | 11.1 | 10 | -2.8 | 4.4 | 1.1 | 16 | 14 | 22 | 19.2 | 23.3 | 20.6 | 3.3 | 2.2 | 15 | 9.4 | 1.7 | -2.2 | 21.7 | 20 | -6.7 | -13.3 | 4.4 | 0 | 2.2 | 0.9 | 5 | 0.6 | 4.4 | 3.3 | 13.5 | 6.9 | 18.3 | 16.1 | 20.9 | 16.7 | 0 | -8.9 | -11 | -12 | -5.6 | -10 | 3.3 | 2.2 | 2.8 | -1.7 | -11.7 | -18.9 | 0 | 0 | 0.4 | -1.9 | -10 | -15 | 3.3 | 3.3 | 12.2 | 0.6 | 7.2 | 5 | 3.5 | -2.2 | 0.6 | -7.8 | -3.3 | -6.7 | 6.1 | 3.3 | 6.1 | -2.2 | 2.8 | -1.7 | -5.3 | -15.6 | -6.7 | -11.7 | 0 | -0.6 | -2.9 | -6.6 | 8.7 | 0.9 | 3.7 | -3.1 | 0 | -2.5 | 2.8 | 0.6 | 11.7 | 4.4 | 1.7 | 0.4 | 5 | 2.2 | 12.9 | 6.7 | 2 | 0 | 6.1 | 3.3 | 3.3 | 2.8 | 7.8 | 5 | 0 | -7.2 | 2 | 1 | 20 | 16.9 | 18.9 | 17.8 | 1.3 | -0.3 | 3.9 | 3.3 | -2.8 | -7.8 | 5.6 | 5.6 | 19.4 | 12.2 | 5 | 1.1 | 9.8 | 3.3 | 8.9 | -2.8 | 15.8 | 2.9 | 7.8 | -3.3 | -4.4 | -12.5 | -12.8 | -16.7 | 9.4 | 7.2 | 1.1 | -3.9 | 0 | -0.5 | 1.7 | -2.2 | 8.9 | -7.2 | -9.4 | -18.3
-5 | -10 | -5 | -8.3 | 14.4 | 0 | 13.3 | 4.4 | -0.8 | -12.3 | 15.6 | 3.3 | 4 | 2 | 11.1 | 7.8 | 16.1 | 10.6 | 8.9 | 8.9 | 10.6 | 6.1 | 13.9 | 11.7 | 12.2 | -2.8 | 4.6 | 1.4 | 19 | 13 | 24.1 | 19.6 | 25 | 21.1 | 7.2 | 2.8 | 18.3 | 9.4 | 4.4 | -3.3 | 22.8 | 20.2 | -5.6 | -13.3 | 5.7 | 0.4 | 2.8 | 1.7 | 6.1 | 1.1 | 5.6 | 3.3 | 15.9 | 7.4 | 19.4 | 16.7 | 22.2 | 17.2 | 1.7 | -6.7 | -9 | -11 | -6.7 | -11.7 | 3.3 | 2.8 | 3.9 | -1.7 | -9.4 | -18.3 | 0 | 0 | 0.6 | -1.7 | -8.3 | -13.9 | 5 | 4.4 | 15.6 | 0.6 | 8.9 | 6.1 | 4.4 | -2.2 | 2.1 | -7.1 | -0.7 | -5.6 | 10 | 5.2 | 7.2 | -1.7 | 5.6 | -4.4 | -4.4 | -17.2 | -4.4 | -12.2 | 2.8 | 0 | -1.5 | -7.3 | 10.2 | 1.3 | 5.2 | -3 | 0.5 | -2.9 | 3.3 | 0.6 | 10.6 | 6.7 | 1.7 | 0.1 | 6.1 | 1.7 | 13.3 | 7.2 | 2 | 0 | 6.7 | 3.9 | 6.1 | 3.3 | 10.6 | 6.1 | 3.3 | -6.1 | 2 | 1 | 21.1 | 16.7 | 20 | 18.3 | 1.7 | -0.6 | 6.1 | 4.4 | -2.2 | -8.9 | 6.1 | 5.6 | 20 | 12.2 | 7.8 | 0 | 11.7 | 3.9 | 11.7 | -2.2 | 15.6 | 2.8 | 8.9 | -3.3 | -2.8 | -12.2 | -8.9 | -16.7 | 10.6 | 7.8 | 3.3 | -3.9 | 0 | -0.6 | 2.8 | -2.2 | 10 | -6.4 | -8.9 | -15.6
-3 | -7 | -5 | -8.3 | 17.2 | 1.1 | 17.8 | 7.2 | 1.3 | -12.5 | 18.9 | 2.8 | 6 | 3 | 12.2 | 7.8 | 16.7 | 10 | 12.2 | 9.4 | 11.1 | 5.6 | 15.6 | 10.6 | 14.5 | -3.3 | 4.8 | 1.8 | 19 | 11 | 26.1 | 19.4 | 23.3 | 22.2 | 10 | 2.8 | 21.1 | 9.4 | 7.2 | -3.3 | 23.9 | 20.5 | -4.4 | -12.2 | 7 | 0.9 | 3.5 | 2 | 7.2 | 1.1 | 8.3 | 3.9 | 18.3 | 7.2 | 21.7 | 17.2 | 22.8 | 17.3 | 3.9 | -7.2 | -9 | -12 | -7.2 | -12.8 | 3.3 | 2.2 | 4.4 | -1.1 | -8.3 | -18.3 | 1.1 | 0 | 1.1 | -1.6 | -6.7 | -12.8 | 5.6 | 4.4 | 17.2 | 2.2 | 10 | 6.1 | 5.7 | -1.9 | 3.5 | -7.8 | 1.8 | -6 | 13.9 | 6.7 | 7.2 | -2.2 | 7.2 | -5 | -3.1 | -15 | -2.2 | -11.1 | 6.1 | -2.2 | 0 | -9.4 | 11.7 | 1.1 | 6.7 | -3.3 | 1.1 | -3.3 | 3.3 | 0.6 | 11.7 | 8.3 | 1.7 | 0 | 7.8 | 2.2 | 15.2 | 6.5 | 1 | -1 | 7.2 | 4.4 | 8.3 | 2.8 | 15 | 8.3 | 8.3 | -3.9 | 3 | 2 | 22.2 | 16.7 | 21.1 | 18.9 | 3.5 | 0.2 | 10 | 5.6 | -0.9 | -7.9 | 8.9 | 6.7 | 20.6 | 11.1 | 9.4 | 0 | 15 | 4.7 | 13.9 | -1.7 | 16.7 | 1.6 | 10.6 | -3.3 | -1.1 | -13.9 | -7.2 | -16.7 | 11.1 | 7.8 | 5 | -3.9 | 0.4 | -0.4 | 6.1 | -2.8 | 11.1 | -7.3 | -6.7 | -15
-2 | -6 | -4.4 | -7.8 | 20.6 | 3.3 | 21.1 | 8.9 | 3.3 | -15 | 21.1 | 2.2 | 7 | 2 | 13.1 | 8.2 | 17.2 | 10.6 | 13.9 | 10 | 12.8 | 5.6 | 16.1 | 10 | 16.7 | -5.6 | 5 | 2.2 | 22 | 13 | 27.2 | 19.6 | 27.2 | 21.7 | 12.2 | 2.8 | 23.3 | 15 | 9.4 | -5.6 | 25 | 20.6 | -2.8 | -12.2 | 8.3 | 1.1 | 4.3 | 2.5 | 8.9 | 1.1 | 9.4 | 2.8 | 17.4 | 8.6 | 23.3 | 16.1 | 23.3 | 17.1 | 4.4 | -8.3 | -8 | -11 | -6.7 | -14.4 | 3.3 | 2.2 | 6.1 | -1.7 | -6.1 | -13.9 | 1.7 | 0.6 | 1.7 | -1.7 | -4.4 | -12.2 | 6.1 | 4.4 | 19.4 | 6.1 | 9.4 | 6.1 | 7 | -1.7 | 5 | -10 | 4.4 | -7.8 | 16.9 | 6.4 | 7.8 | -0.6 | 9.4 | -4.4 | -1.9 | -14.2 | -0.6 | -10 | 8.3 | -3.3 | 0.4 | -9 | 12.4 | 0.8 | 7.4 | -3.3 | 1.3 | -2.8 | 3.9 | 1.1 | 8.3 | 5.6 | 2.2 | 0 | 8.3 | 2.2 | 17 | 5 | -1 | -2 | 7.8 | 5 | 10 | 3.3 | 15 | 8.9 | 11.7 | -4.4 | 3 | 2 | 23.5 | 17.3 | 21.1 | 18.9 | 5.4 | 1.1 | 16.7 | 4.4 | 0.4 | -7.8 | 13.3 | 6.7 | 21.1 | 11.1 | 11.1 | -1.1 | 18.4 | 4.6 | 15.6 | -2.2 | 17.8 | -0.4 | 6.1 | -0.6 | 0.6 | -11.4 | -5 | -17.2 | 11.7 | 7.8 | 6.7 | -3.3 | 0.7 | -0.5 | 6.7 | -3.3 | 12.2 | -8.9 | -5.6 | -15
0 | -4 | -3.9 | -7.8 | 19.4 | 2.2 | 22.8 | 9.4 | 5 | -12.4 | 23.9 | 1.1 | 7 | 2 | 14.1 | 8.3 | 17.8 | 10.6 | 15.6 | 10 | 15.6 | -2.2 | 16.1 | 11.1 | 16.7 | -5.1 | 5.9 | 2 | 23 | 13 | 28.3 | 19.5 | 27.8 | 21.7 | 13.3 | 2.2 | 25 | 16.7 | 10.6 | -5.6 | 25.2 | 20.3 | -0.6 | -11.7 | 10 | 1.6 | 5 | 2.8 | 11.1 | 0.6 | 8.9 | 3.9 | 16.5 | 9.5 | 23.9 | 15 | 23.9 | 17.2 | 3.9 | -7.8 | -7 | -10 | -6.1 | -13.9 | 3.3 | 2.2 | 6.7 | -2.2 | -4.4 | -15.6 | 2.2 | 0.6 | 2.2 | -2.2 | -3.3 | -11.1 | 7.2 | 4.4 | 20.6 | 7.8 | 8.3 | 5.6 | 8.3 | -2.2 | 4.8 | -9.3 | 6.3 | -5.3 | 19.8 | 4.7 | 7.8 | -2.8 | 10 | -5.6 | -0.6 | -15.6 | 1.1 | -9.4 | 9.4 | -6.1 | 0.7 | -9.8 | 13.2 | -0.1 | 8.2 | -3.8 | 1.5 | -2.6 | 3.9 | 1.1 | 7.2 | 3.3 | 2.8 | 0 | 10 | 2.2 | 18.9 | 2.8 | -1 | -5 | 7.8 | 5 | 11.7 | 1.1 | 15.6 | 10 | 13.3 | -2.2 | 2 | 1 | 24.8 | 17.8 | 22.2 | 18.9 | 7.2 | 1.7 | 17.2 | 3.9 | 1.7 | -9.4 | 15.6 | 5.6 | 21.1 | 10 | 12.8 | -1.1 | 21.7 | 3.9 | 17.2 | -2.2 | 18.9 | -3.3 | 3.3 | 0.6 | 2.2 | -11.1 | -3.3 | -16.7 | 12.2 | 7.8 | 7.8 | -3.9 | 1.1 | -0.6 | 9.4 | -3.9 | 12 | -6.6 | -3.9 | -14.4
1 | -3 | -3.9 | -7.8 | 21.7 | 3.3 | 22.8 | 11.1 | 6.6 | -11.2 | 26.1 | 1.1 | 7 | 3 | 15 | 8.3 | 18.3 | 10.6 | 16.7 | 11.7 | 16.1 | -2.8 | 16.7 | 11.1 | 16.7 | -5.6 | 6.9 | 2 | 24 | 12 | 29.4 | 19.4 | 27.8 | 22.2 | 14.4 | 1.1 | 26.1 | 16.1 | 11.7 | -6.1 | 25.4 | 20.2 | 0.6 | -10.6 | 11.6 | 2.1 | 6.7 | 3.5 | 11.7 | 0 | 9.4 | 2.8 | 15.6 | 10 | 24.4 | 16.7 | 23.5 | 17.3 | 5.6 | -7.8 | -6 | -10 | -6.1 | -13.3 | 3.3 | 2.2 | 7.8 | -1.7 | -2.8 | -16.1 | 2.2 | 0.6 | 2.9 | -1.8 | -2.8 | -11.7 | 8.3 | 5 | 21.1 | 7.8 | 8.3 | 5 | 9.1 | -2.2 | 4.6 | -10.2 | 8.1 | -3.9 | 22.8 | 1.7 | 7.8 | -2.2 | 12.2 | -3.9 | 0.7 | -13.3 | 2.8 | -8.3 | 10.6 | -7.2 | 1.1 | -12.2 | 13.9 | -1.1 | 8.9 | -5 | 1.7 | -2.8 | 4.4 | 1.7 | 6.7 | 0.6 | 3.3 | 0 | 10.6 | 1.1 | 18.9 | 2.7 | -2 | -5 | 8.9 | 5.6 | 13.9 | 3.3 | 13.3 | 10 | 16.7 | -1.7 | 2 | 1 | 26.1 | 18.3 | 19.4 | 17.8 | 7.4 | 1.5 | 17.8 | 3.3 | 2.6 | -8.6 | 18.3 | 4.4 | 21.7 | 10.6 | 13.3 | -1.1 | 23.7 | 4.1 | 18.9 | -2.8 | 20.2 | -3.1 | 2.8 | 0.6 | 3.9 | -11.7 | -2.2 | -17.2 | 12.2 | 6.7 | 8.3 | -4.4 | 1.1 | -1.3 | 11.1 | -5 | 11.9 | -5.8 | -3.9 | -17.2
1 | -3 | -3.3 | -6.7 | 22.2 | 2.8 | 23.9 | 13.9 | 8.3 | -11.7 | 26.7 | -1.7 | 7 | 1 | 15.2 | 8.2 | 18.3 | 11.7 | 17.8 | 12.2 | 15 | 5 | 16.1 | 10 | 16.7 | -6.7 | 7.8 | 1.7 | 24 | 10 | 29.6 | 18.7 | 27.8 | 21.7 | 16.1 | 2.2 | 26.7 | 16.7 | 13.3 | -5.6 | 25.6 | 20 | 2.2 | -11.1 | 13.3 | 2.2 | 8.3 | 4.1 | 12.2 | 0.6 | 8.3 | 3.9 | 14.7 | 10.9 | 23.9 | 16.7 | 23.2 | 17.2 | 5 | -6.1 | -6 | -9 | -5.6 | -12.8 | 2.8 | 1.7 | 8.3 | -0.6 | -2.2 | -13.3 | 1.7 | -0.6 | 3.7 | -1.5 | -1.7 | -10.6 | 8.9 | 5 | 21.1 | 7.8 | 10 | 5.6 | 9.8 | -3.1 | 4.4 | -12.2 | 10 | -2.8 | 22.4 | 2 | 7.8 | -2.8 | 12.2 | -5.6 | 2 | -13 | 4.4 | -6.7 | 10.6 | -7.8 | 0.7 | -10.4 | 14.3 | -0.2 | 8.3 | -5.2 | 2.1 | -2.1 | 3.3 | 1.1 | 6.7 | -2.2 | 3.7 | -0.3 | 11.1 | 1.7 | 18.9 | 2.3 | -3 | -6 | 10 | 6.1 | 15 | 2.8 | 14.4 | 11.1 | 17.2 | 1.1 | 2 | 1 | 25.9 | 17.6 | 20.6 | 18.3 | 7.6 | 1 | 19.4 | 3.3 | 3.5 | -9 | 20 | 3.3 | 22.2 | 10.6 | 13.3 | -1.7 | 25.8 | 4.3 | 20 | -3.3 | 21.5 | -3.4 | 1.7 | 0 | 4.3 | -10.1 | -1.1 | -17.2 | 12.2 | 7.8 | 8.9 | -6.1 | 1.1 | -2 | 11.1 | -5 | 11.7 | -5.6 | -2.8 | -15
2 | -2 | -2.8 | -6.7 | 21.1 | 3.3 | 22.8 | 15 | 8.7 | -10 | 27.8 | -1.7 | 7 | 2 | 15.4 | 7.7 | 16.7 | 10.6 | 18.3 | 11.7 | 14.4 | 5.6 | 16.1 | 9.4 | 15.4 | -3.5 | 6.9 | 1.4 | 25 | 10 | 29.8 | 18 | 28.9 | 21.1 | 17.2 | 0.6 | 26.7 | 17.2 | 13.3 | -5 | 25.6 | 19.7 | 3.3 | -10 | 13.9 | 2.2 | 10 | 4.4 | 12.8 | 1.1 | 3.9 | 2.8 | 13.7 | 11.3 | 22.8 | 16.1 | 22.8 | 17.2 | 4.4 | -5.6 | -6 | -10 | -5.6 | -12.8 | 2.8 | 2.2 | 8.3 | -2.8 | -0.6 | -8.9 | 1.7 | 0.6 | 4.4 | -1.7 | -0.6 | -8.3 | 10 | 5.6 | 21.7 | 8.9 | 11.7 | 6.1 | 10.6 | -4.4 | 4.2 | -10.2 | 9.6 | -1.8 | 22.1 | 2.8 | 7.2 | -1.7 | 13.9 | -3.3 | 3.3 | -14.4 | 5.6 | -6.1 | 10.6 | -7.8 | 0.4 | -10.1 | 14.6 | 0.4 | 7.8 | -5.6 | 2.4 | -1.7 | 2.8 | 2.8 | 7.8 | -3.9 | 4 | -0.7 | 11.7 | 2.2 | 18.9 | 2.2 | -3 | -7 | 10.6 | 5.6 | 15 | 3.3 | 13.9 | 11.1 | 17.8 | 0.6 | 1 | 1 | 25.8 | 16.9 | 22.2 | 18.9 | 7.8 | 0.6 | 20 | 2.2 | 4.4 | -11.1 | 21.1 | 1.7 | 22.2 | 11.1 | 13.9 | -1.1 | 27.8 | 4.4 | 21.1 | -2.8 | 22.8 | -4.4 | 1.7 | 0 | 4.6 | -9.5 | 0 | -16.1 | 11.7 | 6.7 | 7.8 | -6.1 | 1.1 | -3.3 | 10.6 | -4.4 | 10.4 | -4.9 | -2.8 | -15
1 | -3 | -2.2 | -6.1 | 21.7 | 3.3 | 22.2 | 15 | 9 | -9.8 | 27.8 | -1.7 | 7 | 2 | 15.6 | 7.2 | 16.7 | 11.1 | 18.3 | 11.7 | 12.8 | 5.6 | 15 | 9.4 | 14.1 | -2.4 | 5.9 | 0.8 | 24 | 8 | 30 | 17.2 | 29.4 | 19.4 | 17.8 | 0.6 | 26.7 | 15.6 | 13.9 | -4.4 | 25.6 | 19.3 | 2.8 | -10 | 14.4 | 2.3 | 9.6 | 4.4 | 12.8 | 1.1 | 4.4 | 1.7 | 12.8 | 11.7 | 22.8 | 16.7 | 22.6 | 17.5 | 3.9 | -5.6 | -6 | -8 | -5.6 | -12.8 | 3.3 | 2.2 | 8.3 | -0.6 | 0.6 | -8.3 | 2.2 | 0.6 | 4.4 | -1.4 | 0 | -7.2 | 10 | 5.6 | 21.1 | 10 | 13.3 | 6.7 | 9.5 | -3 | 4.1 | -9.9 | 9.3 | -1.3 | 21.7 | 2.8 | 7.2 | -1.1 | 14.4 | -4.4 | 3.1 | -12.6 | 6.7 | -5 | 11.1 | -7.8 | 0 | -11.1 | 15 | 1.1 | 7.2 | -7.2 | 2.8 | -1.7 | 3.3 | 2.8 | 8.9 | -4.4 | 4.4 | -1.1 | 12.2 | 2.2 | 18.3 | 1.3 | -3 | -7 | 11.1 | 5.6 | 15.6 | 3.9 | 15 | 11.7 | 18.3 | 0.6 | 1 | 1 | 25.6 | 16.1 | 21.7 | 18.9 | 7.1 | 1.2 | 20 | 2.2 | 3.3 | -10.2 | 21.7 | 1.7 | 21.7 | 12.2 | 13.9 | -2.8 | 27.2 | 3.7 | 20.6 | -1.7 | 21.5 | -4 | 1.7 | 0 | 5 | -10.6 | 0 | -15.6 | 10 | 7.2 | 8.9 | -6.1 | 0.9 | -3.2 | 10 | -3.9 | 9.1 | -5.3 | -2.8 | -18.3
-1 | -5 | -2.2 | -6.7 | 20 | 3.3 | 21.7 | 15 | 9.4 | -10.6 | 27.8 | -1.7 | 6 | 2 | 13.7 | 7.7 | 15.6 | 10 | 17.8 | 10 | 11.7 | 6.7 | 13.9 | 9.4 | 12.8 | -1.7 | 5 | 0.6 | 22 | 7 | 28.5 | 18.6 | 28.9 | 18.9 | 17.8 | 1.1 | 26.7 | 15.6 | 13.9 | -3.9 | 25.6 | 18.9 | 3.3 | -8.9 | 15 | 2.2 | 9.3 | 4.1 | 12.2 | 0.6 | 4.4 | 1.7 | 12.6 | 11.4 | 21.7 | 17.2 | 22.4 | 17.6 | 2.8 | -4.4 | -6 | -8 | -6.7 | -17.2 | 3.3 | 1.7 | 7.8 | -2.2 | -0.6 | -12.8 | 2.2 | 0.6 | 4.4 | -1.4 | 0 | -7.2 | 8.9 | 5 | 20 | 10.6 | 12.2 | 6.7 | 8.3 | -2.9 | 3.9 | -10.6 | 8.9 | -1.1 | 20.4 | 3.6 | 6.7 | -1.1 | 13.3 | -3.9 | 3 | -11.9 | 7.2 | -5.6 | 11.1 | -8.3 | -1.3 | -10.8 | 13.5 | 1.8 | 5.9 | -6.2 | 2.4 | -1.7 | 2.2 | 1.1 | 7.8 | -5 | 3.1 | -1.8 | 11.1 | 0.6 | 17.8 | 0.9 | -3 | -7 | 10 | 6.1 | 15.6 | 2.8 | 15.6 | 11.1 | 17.8 | 3.9 | 1 | 1 | 24.3 | 17.1 | 22.2 | 19.4 | 6.3 | 1.4 | 20 | 1.7 | 2.2 | -11.1 | 22.2 | 1.7 | 21.1 | 13.3 | 13.9 | -2.8 | 26.7 | 2.6 | 20.6 | -2.2 | 20.2 | -4.3 | 2.2 | 0 | 4.1 | -9.2 | 0 | -16.7 | 10 | 7.2 | 7.8 | -6.1 | 0.8 | -3.2 | 9.4 | -1.1 | 7.8 | -6.7 | -2.8 | -18.3
-2 | -7 | -2.2 | -6.7 | 18.3 | 5 | 21.1 | 15.6 | 5.7 | -8.6 | 27.2 | -2.2 | 6 | 3 | 11.9 | 8 | 14.4 | 11.1 | 16.7 | 8.9 | 10 | 6.1 | 12.2 | 10 | 10.4 | -0.4 | 4.4 | 0.5 | 21 | 8 | 27.1 | 20 | 28.3 | 19.4 | 16.7 | 1.1 | 25 | 16.7 | 12.8 | -3.3 | 24.7 | 18.9 | 2.2 | -8.9 | 12.8 | 2.9 | 8.9 | 3.9 | 11.7 | 0.6 | 4.4 | 1.7 | 12.4 | 11 | 20.6 | 17.2 | 22.2 | 17.8 | 2.2 | -3.9 | -6 | -8 | -8.3 | -18.9 | 3.3 | 2.2 | 6.1 | 0.6 | -1.1 | -13.9 | 1.7 | 0.6 | 4.4 | -1.7 | 0 | -6.1 | 6.7 | 4.4 | 18.9 | 11.1 | 11.7 | 6.7 | 7.2 | -2.8 | 2.6 | -9.8 | 7.4 | -1.4 | 19.1 | 3.7 | 5.6 | 0.6 | 12.2 | -3.3 | 2.8 | -13.3 | 6.1 | -6.1 | 9.4 | -8.3 | -2.6 | -11.8 | 12.1 | 2 | 4.6 | -6.4 | 2.1 | -2.1 | 2.2 | 2.2 | 6.7 | -5 | 1.9 | -2.6 | 10.6 | 0 | 17.2 | 0 | -3 | -7 | 8.9 | 6.1 | 14.4 | 1.7 | 14.4 | 10 | 13.3 | 5 | 0 | -1 | 23 | 17.9 | 21.1 | 19.4 | 5.6 | 1.7 | 18.9 | 2.8 | 1.1 | -13.3 | 20.6 | 1.1 | 20.6 | 14.4 | 12.8 | -2.8 | 26.1 | 2.2 | 19.4 | -2.8 | 18.9 | -5 | 1.1 | -1.1 | 3.1 | -9.7 | 0 | -15.6 | 9.4 | 6.7 | 5 | -5.6 | 0.6 | -3.9 | 10 | -2.2 | 5.8 | -6.9 | -5 | -14.4
-3 | -8 | -2.8 | -6.7 | 18.3 | 5.6 | 18.9 | 16.1 | 2 | -8.5 | 26.1 | -2.8 | 6 | 3 | 10 | 7.8 | 13.9 | 11.1 | 13.9 | 8.9 | 9.4 | 6.1 | 11.7 | 9.4 | 8 | 0.2 | 3.9 | 0.6 | 19 | 10 | 25.6 | 20.6 | 26.1 | 21.1 | 13.3 | 2.2 | 24.4 | 17.2 | 11.7 | -3.3 | 23.7 | 18.6 | 1.1 | -8.3 | 10.5 | 2.8 | 7.8 | 4 | 10 | 0.6 | 3.9 | 1.7 | 12.2 | 10.6 | 18.9 | 17.2 | 22 | 17.8 | 2.2 | -3.9 | -7 | -10 | -8.9 | -18.3 | 3.3 | 2.2 | 3.9 | -0.6 | -2.2 | -12.8 | 1.7 | 0.6 | 4.4 | -1.2 | 0 | -6.1 | 4.4 | 3.3 | 17.8 | 11.1 | 11.1 | 6.7 | 5.7 | -2.3 | 1.3 | -10.2 | 5.9 | -1.7 | 17.8 | 3.9 | 5 | 0.6 | 9.4 | -3.3 | 2.2 | -11.1 | 3.3 | -6.1 | 7.8 | -7.8 | -3.9 | -13.9 | 10.6 | 2.2 | 3.3 | -7.2 | 1.7 | -2.8 | 2.2 | 1.7 | 6.1 | -3.3 | 0.6 | -3.9 | 8.9 | -1.1 | 15.2 | 0.6 | -3 | -8 | 8.9 | 6.1 | 12.8 | 2.2 | 13.3 | 9.4 | 11.7 | 3.9 | 0 | -1 | 21.7 | 18.3 | 20 | 18.9 | 4.1 | 1.1 | 18.9 | 2.2 | 0.4 | -11.2 | 17.2 | 1.7 | 20 | 14.4 | 11.7 | -2.8 | 24.1 | 2.9 | 16.7 | -1.7 | 17.6 | -3.9 | 0 | -1.1 | 2.2 | -11.1 | 0 | -15 | 8.9 | 6.7 | 4.4 | -5.6 | 0.4 | -3.3 | 8.9 | -1.7 | 3.7 | -8 | -6.7 | -14.7
-3 | -8 | -5 | -7.2 | 18.3 | 5.6 | 18.9 | 16.7 | -1.7 | -10.6 | 24.4 | -3.3 | 6 | 3 | 9.8 | 7.1 | 13.9 | 11.1 | 11.1 | 8.9 | 9.4 | 6.1 | 11.1 | 9.4 | 5.6 | 0 | 3.3 | 0.6 | 19 | 11 | 24.7 | 20.8 | 25.6 | 21.1 | 8.3 | 3.3 | 23.3 | 16.7 | 10 | -2.8 | 22.8 | 18.3 | -0.6 | -7.8 | 8.3 | 2.8 | 6.7 | 4 | 8.9 | 0.6 | 2.8 | 1.1 | 9.6 | 7.6 | 18.9 | 17.8 | 21.9 | 17.9 | 2.2 | -3.3 | -7 | -10 | -10 | -19.4 | 2.8 | 1.7 | 1.1 | -1.7 | -3.9 | -13.3 | 1.7 | 0.6 | 4.4 | -1 | 0.6 | -4.4 | 4.4 | 3.9 | 16.7 | 10.6 | 10 | 7.2 | 4.3 | -2.3 | 0 | -12.2 | 4.4 | -2.8 | 17.6 | 4.6 | 5 | 1.1 | 8.9 | -3.3 | 1.7 | -10.8 | 1.7 | -5.6 | 7.2 | -6.7 | -4.6 | -12.3 | 9.7 | 2.5 | 2.6 | -6.7 | 1.3 | -3 | 2.2 | 2.2 | 5.6 | -2.2 | 0.6 | -3.4 | 7.8 | -1.1 | 13.1 | 0.8 | -3 | -8 | 9.4 | 5 | 11.1 | 3.3 | 12.2 | 9.4 | 11.1 | 4.4 | -1 | -2 | 21.9 | 18.5 | 19.4 | 18.9 | 2.6 | 0.6 | 17.2 | 3.9 | -0.4 | -11.1 | 14.4 | 3.3 | 20 | 15 | 10 | -1.1 | 22 | 3.2 | 15 | -1.7 | 16.3 | -3.3 | 0 | -1.1 | 1.7 | -9.6 | 0 | -16.7 | 8.9 | 6.7 | 3.3 | -4.4 | 0.2 | -3.1 | 6.7 | 0.6 | 1.7 | -10.6 | -8.3 | -17.2
-5 | -9 | -7.2 | -9.4 | 18.3 | 6.7 | 18.3 | 16.1 | -2.4 | -9.6 | 22.2 | -0.6 | 4 | 3 | 9.6 | 6.3 | 13.9 | 10.6 | 11.1 | 8.9 | 8.9 | 5.6 | 9.4 | 8.3 | 5.2 | -0.5 | 2.9 | 0.6 | 19 | 11 | 23.7 | 21 | 25 | 21.1 | 6.1 | 3.3 | 23.3 | 16.1 | 8.9 | -2.8 | 22.4 | 18 | -0.6 | -7.8 | 8.5 | 2.5 | 5.6 | 3.9 | 7.8 | 0.6 | 2.8 | 1.7 | 7 | 4.7 | 18.9 | 17.2 | 21.7 | 17.8 | 1.7 | -2.2 | -7 | -9 | -11.7 | -20.6 | 2.8 | 1.7 | 0.6 | -1.7 | -4.4 | -15 | 1.7 | 0.6 | 4.4 | -1.1 | 0 | -4.4 | 3.9 | 3.3 | 16.1 | 11.1 | 10 | 7.2 | 2.8 | -2.8 | -0.4 | -11.1 | 4 | -2.3 | 17.4 | 5.1 | 2.8 | 0 | 8.3 | -3.3 | 1.1 | -11.7 | 1.1 | -5 | 5.6 | -6.7 | -5.4 | -12.2 | 8.7 | 2.7 | 1.8 | -6.9 | 1 | -3.4 | 2.2 | 2.2 | 5.6 | -1.7 | 0.6 | -3.4 | 7.2 | -0.6 | 11.1 | 0.6 | -4 | -8 | 10 | 3.3 | 10.6 | 3.3 | 10.6 | 8.3 | 10.6 | 6.1 | -1 | -3 | 22 | 18.8 | 19.4 | 18.9 | 1.1 | 0 | 15.6 | 5 | -1.1 | -12.2 | 13.3 | 3.9 | 20 | 14.4 | 8.9 | -1.1 | 20 | 3.3 | 12.2 | -1.7 | 15 | -3.3 | -0.6 | -1.7 | 1.1 | -9.2 | 0 | -15 | 8.3 | 6.1 | 1.7 | -5 | 0 | -3.3 | 6.1 | 1.7 | 1.3 | -9.3 | -7.9 | -17
-4 | -8 | -4.4 | -7.2 | 17.8 | 7.2 | 18.3 | 16.1 | -3.2 | -9.7 | 18.9 | 1.7 | 4 | 4 | 9.4 | 5.6 | 13.3 | 11.1 | 10.6 | 8.9 | 8.9 | 5 | 9.4 | 7.4 | 4.8 | -1.3 | 2.6 | 1 | 19 | 12 | 22.8 | 21.1 | 25 | 21.1 | 5 | 2.2 | 22.8 | 16.1 | 7.8 | -2.8 | 22.1 | 17.7 | -1.1 | -7.8 | 8.7 | 2.1 | 7.1 | 5.6 | 7.2 | 1.1 | 2.2 | 0 | 4.4 | 1.7 | 18.9 | 17.8 | 21.9 | 18.3 | 1.7 | -2.8 | -8 | -10 | -12.2 | -19.4 | 2.2 | 1.1 | 0 | -1.7 | -6.1 | -17.8 | 1.7 | 0 | 4 | -1.4 | 0 | -4.4 | 2.8 | 2.2 | 15.6 | 11.1 | 9.4 | 7.2 | 2.2 | -2 | -0.7 | -11.1 | 3.7 | -2 | 17.2 | 5.6 | 0.6 | 0 | 7.2 | -2.8 | 0.5 | -8.5 | 1.1 | -5.6 | 4.4 | -6.1 | -6.1 | -12.8 | 7.8 | 2.8 | 1.1 | -8.3 | 0.6 | -4.4 | 2.2 | 2.2 | 5 | -1.7 | 0.6 | -3.9 | 5 | -0.6 | 10.9 | 0.3 | -4 | -8 | 10 | 2.8 | 8.3 | 2.8 | 11.7 | 2.8 | 10.6 | 5.6 | -1 | -6 | 22.2 | 18.9 | 18.9 | 18.3 | 0.9 | -0.1 | 15.6 | 5.6 | -1.5 | -10.8 | 12.2 | 3.9 | 19.4 | 14.4 | 8.3 | -0.6 | 19.4 | 3.6 | 10.6 | -3.9 | 14.6 | -2.4 | -0.6 | -1.7 | 0.6 | -10.6 | 0 | -15 | 7.8 | 5 | 2.8 | -5 | 0 | -3.3 | 6.1 | 3.3 | 1 | -9.1 | -7.6 | -18
-6 | -10 | -5.6 | -7.8 | 16.7 | 8.3 | 18.9 | 16.7 | -3.9 | -10.6 | 16.7 | 2.2 | 4 | 4 | 8.3 | 5.3 | 13.3 | 10.6 | 8.9 | 8.3 | 8.9 | 4.4 | 8.9 | 7.1 | 4.4 | -2.2 | 2.2 | 1.1 | 19 | 13 | 22.4 | 20.5 | 24.4 | 22.2 | 3.9 | 1.7 | 21.1 | 16.1 | 6.7 | -2.8 | 21.7 | 17.2 | -1.1 | -7.8 | 8.9 | 1.7 | 8.5 | 7.3 | 5 | 1.1 | 0 | -1.7 | 3.9 | 0.9 | 18.9 | 17.8 | 22 | 18.6 | 1.7 | -2.8 | -8 | -11 | -12.8 | -20 | 2.2 | 1.1 | -0.6 | -2.2 | -6.7 | -18.3 | 1.7 | 0 | 3.7 | -1.8 | 0 | -3.9 | 2.8 | 2.8 | 10.6 | 8.3 | 8.9 | 6.7 | 1.7 | -1.8 | -1.1 | -12.8 | 3.3 | -2.2 | 15.2 | 8.2 | 1.7 | 0 | 6.7 | 0 | 0 | -7.1 | -0.6 | -6.1 | 2.8 | -5.6 | -6.7 | -11.8 | 7.1 | 2.6 | 0.7 | -7.1 | -0.5 | -4.9 | 3.9 | 3.9 | 5 | -1.7 | 0.2 | -3.6 | 5 | -0.6 | 10.8 | -0.3 | -4 | -8 | 9.4 | 2.8 | 7.8 | 2.2 | 10.6 | -2.2 | 12.2 | 5 | -1 | -6 | 21.8 | 19 | 20 | 18.3 | 0.8 | 0.1 | 15.6 | 5.6 | -1.8 | -10.6 | 10.6 | 3.9 | 19.4 | 14.4 | 6.7 | -1.1 | 18.9 | 3.9 | 8.9 | -5.6 | 14.3 | -2.3 | -0.6 | -1.7 | -0.2 | -9.5 | 0.6 | -13.9 | 7.2 | 5 | 2.8 | -5.6 | 0 | -3.6 | 5.6 | 2.8 | 0.6 | -10.6 | -7.2 | -20.6
-6 | -10 | -5.6 | -7.8 | 17.2 | 10.6 | 18.3 | 17.2 | -4.5 | -10.6 | 15.6 | 2.2 | 4 | 3 | 7.2 | 4.9 | 12.8 | 10.6 | 8.9 | 8.3 | 8.9 | 4.4 | 8.3 | 6.4 | 3.7 | -2.4 | 2.4 | 1.2 | 19 | 15 | 22.1 | 20 | 23.9 | 22.2 | 2.8 | 1.7 | 20.6 | 16.1 | 6.7 | -2.8 | 21.3 | 17.3 | -0.6 | -7.8 | 8.9 | 1.6 | 10 | 8.9 | 5.6 | 1.1 | 0 | -1.7 | 3.3 | 0.2 | 18.9 | 17.8 | 22.2 | 18.9 | 1.7 | -2.8 | -8 | -11 | -13.5 | -19.1 | 2.8 | 1.1 | 0 | -2.2 | -8.9 | -15 | 1.7 | 0 | 3.3 | -2.8 | -1.1 | -5 | 2.8 | 2.8 | 9.4 | 3.9 | 8.3 | 6.7 | 1.1 | -1.7 | -1.5 | -11.5 | 2.9 | -2.1 | 13.1 | 9.6 | 1.7 | 1.1 | 5.6 | 0.6 | -0.6 | -6.7 | -1.1 | -6.1 | 2.2 | -5 | -7.2 | -11.7 | 6.3 | 2 | 0.4 | -6.9 | -1.7 | -6.2 | 5 | 2.2 | 4.4 | -2.2 | -0.2 | -3.8 | 5 | 0.6 | 10.6 | -1.1 | -5 | -8 | 8.9 | 2.8 | 7.8 | 2.8 | 11.1 | -3.3 | 12.8 | 3.9 | -2 | -8 | 21.5 | 18.9 | 20 | 17.8 | 0.6 | 0 | 15.6 | 5.6 | -2.2 | -11.7 | 10.6 | 5 | 20 | 15.6 | 7.8 | -1.1 | 18.3 | 3.9 | 7.8 | -6.1 | 13.9 | -2.2 | -0.6 | -1.7 | -0.9 | -10 | 0.6 | -12.8 | 8.3 | 5 | 2.8 | -6.1 | 0 | -4.4 | 5.6 | 2.8 | 0 | -9.6 | -7.9 | -17.7
-4 | -8 | -5 | -7.8 | 16.7 | 11.1 | 18.9 | 17.2 | -5 | -11.2 | 12.8 | 2.2 | 4 | 3 | 6.1 | 4.4 | 11.7 | 10.6 | 8.9 | 8.3 | 8.9 | 2.2 | 8.3 | 5.8 | 2.9 | -3 | 2.6 | 1.4 | 18 | 16 | 21.7 | 19.4 | 23.9 | 22.2 | 1.7 | 1.1 | 20 | 16.1 | 6.7 | -2.8 | 21 | 17.2 | 0 | -7.8 | 8.9 | 1.6 | 10.2 | 8.8 | 5 | 0 | -1.1 | -2.8 | 2.8 | -0.6 | 19.4 | 18.3 | 22 | 18.8 | 1.7 | -2.8 | -9 | -11 | -14.3 | -19.4 | 2.2 | 0.6 | -0.6 | -2.8 | -10 | -16.1 | 1.1 | -0.6 | 2.8 | -1.9 | -2.2 | -5.6 | 2.8 | 2.8 | 8.9 | 1.7 | 8.3 | 6.7 | 1.1 | -2 | -1.8 | -11.8 | 2.6 | -2.2 | 11.1 | 10.6 | 0.6 | 0 | 5.6 | 2.2 | -0.4 | -6.3 | -1.1 | -5.6 | 0 | -5 | -7.8 | -12.2 | 5.6 | 1.7 | 0 | -7.8 | -2.8 | -7.8 | 5 | 2.8 | 3.9 | -2.2 | -0.6 | -4.4 | 5.6 | 0.6 | 9.5 | -0.6 | -5 | -8 | 9.4 | 3.3 | 5 | 3.3 | 11.1 | -4.4 | 13.3 | 3.3 | -4 | -9 | 21.1 | 18.9 | 19.4 | 17.8 | 0.6 | 0 | 15.6 | 6.1 | -3.5 | -9.4 | 9.4 | 5 | 20 | 15.6 | 3.9 | -0.6 | 17 | 4 | 6.1 | -7.8 | 13.2 | -1.7 | -0.6 | -1.7 | -1.7 | -11.7 | 0.6 | -11.7 | 7.8 | 5 | 3.3 | -6.7 | -0.2 | -4.1 | 5.6 | 3.3 | -0.5 | -10.3 | -8.7 | -16.6
-7 | -11 | -7.2 | -9.4 | 16.7 | 11.1 | 18.9 | 17.2 | -5.6 | -12.8 | 13.9 | 1.7 | 4 | 3 | 5.4 | 3.9 | 11.1 | 10.6 | 7.8 | 7.8 | 9.4 | 3.9 | 7.8 | 5.5 | 2.2 | -3.9 | 2.8 | 1.7 | 19 | 16 | 21.7 | 19.5 | 23.9 | 22.2 | 1.1 | 0.6 | 20 | 16.1 | 5 | -2.8 | 20.6 | 17.2 | 0.6 | -7.2 | 8.9 | 1.1 | 10.4 | 8.5 | 4.4 | 0 | -2.2 | -3.3 | 2.4 | -1.1 | 18.9 | 17.8 | 21.9 | 18.5 | 1.7 | -1.7 | -10 | -11 | -15 | -19.4 | 1.7 | 0 | -0.6 | -2.2 | -10 | -13.9 | 0.6 | -0.6 | 2.2 | -1.7 | -1.1 | -4.4 | 3.9 | 3.9 | 8.9 | 0.6 | 8.3 | 7.2 | 1.1 | -2.5 | -2.2 | -13.3 | 2.2 | -2.8 | 10.4 | 9.8 | 0 | -0.6 | 4.4 | 1.7 | -0.2 | -6.4 | -1.1 | -6.1 | 0.6 | -4.4 | -8.2 | -11.7 | 5 | 1.5 | 0.4 | -6.7 | -4.1 | -7.9 | 5.6 | 2.8 | 3.9 | -2.2 | -0.8 | -4.4 | 4.4 | -0.6 | 8.3 | -0.9 | -5 | -8 | 8.3 | 3.3 | 4.4 | 2.8 | 9.4 | -4.4 | 14.4 | 2.8 | -5 | -9 | 20.7 | 18.3 | 17.8 | 16.7 | 0.6 | 0 | 15.6 | 7.2 | -4.8 | -8.9 | 8.3 | 5.6 | 20 | 16.1 | 4.4 | -0.6 | 15.7 | 3.8 | 5.6 | -9.4 | 12.4 | -2 | -0.6 | -1.7 | -2.1 | -10.4 | 0.6 | -11.7 | 7.8 | 5 | 3.3 | -6.7 | -0.4 | -4.3 | 5.6 | 3.3 | -1.1 | -12.2 | -9.4 | -16.7
-7 | -10 | -7.2 | -10 | 16.7 | 11.7 | 19.4 | 17.2 | -5.6 | -11.6 | 13.3 | 1.7 | 4 | 3 | 4.6 | 3.4 | 11.1 | 10 | 6.1 | 6.1 | 9.4 | 2.8 | 6.7 | 5.3 | 1.3 | -3.3 | 2.8 | 1.8 | 18 | 16 | 21.7 | 19.5 | 23.9 | 21.7 | 0.6 | 0 | 20 | 16.1 | 5.6 | -2.8 | 20 | 17.2 | 0.6 | -8.3 | 9.1 | 1 | 10.6 | 8.3 | 3.9 | 0 | -2.2 | -3.3 | 2.1 | -1.6 | 18.9 | 17.8 | 21.7 | 18.3 | 1.1 | -3.9 | -9 | -11 | -15.7 | -19.6 | 2.2 | -0.6 | -2.8 | -4.4 | -11.1 | -15 | 0.6 | -0.6 | 1.7 | -1.7 | 0 | -3.3 | 5 | 4.4 | 8.3 | -0.6 | 8.3 | 7.8 | 1.1 | -3.3 | -2.8 | -12 | 1.5 | -2.3 | 9.6 | 9 | 0.6 | 0 | 4.4 | 2.8 | 0 | -7.8 | -1.1 | -6.1 | -1.7 | -5.6 | -8.5 | -11.7 | 4.5 | 1.3 | 0.7 | -6.9 | -5.4 | -8.4 | 5.6 | 0.6 | 3.3 | -1.7 | -0.9 | -4.6 | 3.3 | -0.6 | 7.2 | -1.1 | -5 | -8 | 7.2 | 3.9 | 3.3 | 2.8 | 7.8 | -4.4 | 12.8 | 5 | -6 | -10 | 20.4 | 17.8 | 17.2 | 16.7 | 0.6 | 0 | 15 | 8.3 | -6.1 | -8.9 | 8.3 | 5.6 | 20 | 16.7 | 2.8 | -1.1 | 14.4 | 3.3 | 5 | -7.8 | 11.7 | -2.2 | -0.6 | -2.2 | -2.4 | -10.2 | 0.6 | -11.1 | 7.8 | 5 | 3.3 | -6.7 | -0.6 | -5 | 5.6 | 3.3 | -1.5 | -11 | -9.4 | -16.8
-7 | -10 | -7.2 | -10.6 | 16.7 | 11.7 | 19.4 | 17.2 | -5.6 | -11.4 | 11.7 | 1.7 | 4 | 4 | 3.9 | 2.8 | 11.1 | 10 | 7.2 | 7.2 | 8.3 | 5.6 | 7.2 | 4.4 | 0.3 | -3.5 | 2.8 | 2.1 | 18 | 16 | 21.7 | 19.4 | 23.9 | 22.2 | 0 | -0.6 | 19.4 | 16.1 | 3.9 | -2.8 | 19.5 | 17.3 | 0 | -8.3 | 9.2 | 0.4 | 10.4 | 8.2 | 4.4 | -0.6 | -3.3 | -4.4 | 1.7 | -2.8 | 18.3 | 17.8 | 20.6 | 17.6 | 0 | -0.6 | -10 | -11 | -16.5 | -19.8 | 2.8 | -1.7 | -2.8 | -3.3 | -11.1 | -14.4 | 0.6 | -0.6 | 1.7 | -1.2 | 0.6 | -3.3 | 5 | 5 | 7.2 | 0 | 8.9 | 8.3 | 0.7 | -3.7 | -3.3 | -12.2 | 0.7 | -2.4 | 8.9 | 8.3 | 1.1 | 0.6 | 6.1 | 3.9 | -0.6 | -6.8 | -2.2 | -5.6 | -2.8 | -5.6 | -8.9 | -12.2 | 3.9 | 1.1 | 1.1 | -7.8 | -6.7 | -9.4 | 4.4 | -2.2 | 2.8 | -2.2 | -1.1 | -5.6 | 2.8 | -0.6 | 5.9 | -1.7 | -5 | -8 | 6.7 | 3.3 | 2.2 | 1.7 | 7.8 | -5 | 10.6 | 6.7 | -6 | -10 | 20 | 17.2 | 16.7 | 16.7 | 0.6 | -0.1 | 15.6 | 10.6 | -5.9 | -8.2 | 8.3 | 5 | 20.6 | 17.2 | 3.3 | -0.6 | 13.5 | 3.3 | 3.9 | -7.8 | 11.7 | -1.6 | -1.1 | -2.2 | -2.8 | -11.1 | 0 | -10 | 7.8 | 5 | 3.3 | -6.7 | -0.8 | -4.7 | 6.1 | 3.9 | -1.8 | -11.3 | -9.4 | -18.1
-6 | -11 | -7.8 | -10.6 | 16.1 | 12.2 | 19.4 | 17.2 | -5.6 | -11.7 | 9.4 | 1.7 | 4 | 3 | 4.3 | 3 | 10.6 | 10 | 5.6 | 5.6 | 7.8 | 4.4 | 6.1 | 4.3 | -0.6 | -3.9 | 2.8 | 2.2 | 18 | 16 | 21.7 | 19.6 | 23.3 | 21.7 | -0.6 | -1.1 | 19.4 | 16.1 | 5 | -3.9 | 18.9 | 17.2 | -0.6 | -8.3 | 9.4 | 0 | 10.2 | 8 | 3.3 | 0 | -2.8 | -3.9 | 1.5 | -2 | 18.9 | 17.8 | 19.4 | 16.8 | 0 | -0.6 | -10 | -11 | -17.2 | -20.6 | 2.2 | -2.2 | -2.8 | -3.3 | -12.2 | -13.9 | 0.6 | -0.6 | 1.7 | -1.1 | 0.6 | -2.8 | 6.7 | 6.1 | 7.2 | 0 | 8.9 | 8.3 | 0.4 | -4.3 | -3.9 | -13.3 | 0 | -2.8 | 8.7 | 8.3 | 5 | 4.4 | 6.1 | 3.9 | -1.1 | -6.5 | -2.8 | -5.6 | -2.2 | -5.6 | -8.5 | -11.6 | 4.3 | 1.3 | 1.1 | -6.1 | -7.2 | -9.6 | 3.3 | -3.3 | 2.8 | -2.8 | -1.3 | -5 | 2.2 | -1.1 | 4.6 | -2.4 | -4 | -7 | 6.7 | 3.3 | 2.2 | 1.7 | 7.8 | -5.6 | 11.1 | 7.8 | -8 | -11 | 20.4 | 17.2 | 17.2 | 16.7 | 0.6 | -0.3 | 15.6 | 11.7 | -5.8 | -7.8 | 7.2 | 3.9 | 20 | 17.8 | 3.3 | -0.6 | 12.6 | 3.3 | 2.8 | -8.9 | 11.7 | -1.6 | -1.7 | -2.8 | -3 | -9.9 | 0 | -9.4 | 7.8 | 4.4 | 3.9 | -6.7 | -0.9 | -4.8 | 6.1 | 3.3 | -2.2 | -12.8 | -9.4 | -20.6
-7 | -10 | -7.8 | -11.1 | 15.6 | 12.2 | 18.9 | 16.7 | -3.5 | -8 | 11.7 | 1.7 | 3 | 3 | 4.6 | 2.8 | 11.7 | 10 | 6.7 | 6.7 | 8.3 | 3.9 | 4.4 | 3.9 | -1.3 | -3.5 | 3.2 | 2.3 | 18 | 16 | 21.7 | 19.8 | 23.3 | 22.2 | -0.6 | -1.1 | 19.4 | 17.2 | 5 | -3.9 | 19.3 | 17.3 | -1.1 | -7.8 | 9.2 | 0.6 | 10 | 7.8 | 2.8 | 0 | -2.2 | -3.3 | 1.3 | -1.7 | 18.3 | 17.2 | 18.3 | 16.1 | 0 | 0 | -10 | -11 | -17.2 | -22.2 | 2.8 | -2.2 | -2.2 | -3.9 | -12.2 | -13.9 | 0.6 | -0.6 | 1.7 | -1.1 | 0.6 | -2.8 | 6.7 | 6.1 | 7.2 | 0 | 10 | 8.9 | 0 | -5.6 | -4.6 | -11 | 0.7 | -2.4 | 8.5 | 8.4 | 7.2 | 7.2 | 7.2 | 4.4 | -1.7 | -7.2 | -3.9 | -6.7 | -1.7 | -6.1 | -8.2 | -11.4 | 4.6 | 1.4 | 1.1 | -5.5 | -7.8 | -10.3 | 2.8 | -3.3 | 2.2 | -3.3 | -1.5 | -5.1 | 2.2 | -1.1 | 3.3 | -3.9 | -4 | -7 | 6.7 | 3.3 | 1.1 | 0.6 | 6.7 | -6.1 | 8.9 | 8.3 | -8 | -11 | 20.7 | 17.3 | 16.7 | 16.7 | 0.6 | -0.6 | 15 | 13.9 | -5.6 | -7.8 | 10 | 1.7 | 18.9 | 17.8 | 3.9 | 0 | 11.7 | 2.8 | 2.2 | -10 | 11.7 | -1.7 | -1.1 | -2.2 | -3.1 | -9.4 | 0.6 | -8.3 | 7.8 | 4.4 | 3.9 | -6.7 | -1.1 | -5.6 | 6.1 | 3.9 | -1.8 | -11.8 | -11.1 | -17.8
-8 | -11 | -6.7 | -9.4 | 15 | 12.8 | 19.4 | 17.2 | -1.5 | -5.2 | 11.7 | 1.1 | 5 | 3 | 5 | 2.8 | 11.7 | 10 | 7.2 | 7.2 | 8.3 | 4.4 | 5.6 | 5 | -2.1 | -3.7 | 3.5 | 2.2 | 19 | 17 | 21.7 | 20 | 23.3 | 22.2 | -1.1 | -1.7 | 19.4 | 17.2 | 3.9 | -3.9 | 19.6 | 17.2 | -1.7 | -7.8 | 9.1 | 1.3 | 10.7 | 8.1 | 2.2 | 0 | -0.6 | -2.2 | 1.1 | -1.7 | 18.3 | 17.8 | 19.4 | 16.3 | 0 | -0.6 | -11 | -13 | -16.7 | -22.8 | 2.8 | -2.2 | -3.3 | -5 | -12.2 | -13.9 | 0.6 | -0.6 | 1.7 | -0.9 | -0.6 | -4.4 | 7.2 | 6.7 | 7.2 | 0 | 11.1 | 8.9 | 2.6 | -4.5 | -5.4 | -10.3 | 1.5 | -2.3 | 8.3 | 8.3 | 8.3 | 7.2 | 7.2 | 5.6 | -1.9 | -5.9 | -4.4 | -6.7 | -0.6 | -5 | -7.8 | -11.7 | 5 | 1.7 | 1.1 | -5.6 | -8.3 | -11.1 | 2.8 | -3.9 | 2.2 | -2.8 | -1.7 | -5.6 | 3.3 | -0.6 | 4.2 | -3.8 | -4 | -7 | 6.1 | 3.3 | 2.2 | 2.2 | 6.7 | -5.6 | 7.2 | 5 | -8 | -12 | 21.1 | 17.2 | 20.6 | 17.8 | 1.5 | -0.1 | 14.4 | 12.8 | -3.2 | -6.6 | 8.3 | 1.7 | 18.9 | 18.3 | 0.6 | -1.1 | 12.4 | 5.1 | 1.7 | -9.4 | 13 | -1.8 | -0.6 | -1.7 | -3.3 | -10 | 0 | -7.8 | 8.9 | 5 | 3.3 | -5.6 | -1.1 | -5.2 | 6.1 | 3.9 | -1.5 | -12.4 | -10 | -18.3
-8 | -12 | -3.9 | -7.2 | 14.4 | 8.9 | 20 | 17.8 | 0.6 | -2.8 | 14.4 | 1.1 | 6 | 3 | 7.6 | 4.7 | 13.3 | 10.6 | 10 | 8.3 | 8.9 | 5 | 10 | 8.3 | -2.8 | -3.9 | 3.9 | 2.2 | 21 | 18 | 22.8 | 20.2 | 24.4 | 22.2 | 2.2 | 1.7 | 20 | 18.3 | 5 | -4.4 | 20 | 17.2 | 0.6 | -6.7 | 8.9 | 1.7 | 11.5 | 8.6 | 2.8 | -0.6 | -0.6 | -1.7 | 1.3 | -1.1 | 19.4 | 18.3 | 20.6 | 16.2 | 0 | -0.6 | -12 | -13 | -14.4 | -20.6 | 4.4 | -1.7 | -1.1 | -2.2 | -11.1 | -15.6 | 0.6 | -0.6 | 1.7 | -0.9 | 0 | -3.9 | 10 | 8.9 | 7.2 | -1.1 | 12.2 | 10 | 5.2 | -4.6 | -6.1 | -10 | 2.2 | -2.8 | 9.6 | 8.4 | 12.2 | 10 | 8.3 | 6.7 | -2 | -5.1 | 0.6 | -2.8 | 2.2 | -5 | -5.2 | -10.3 | 7 | 1.9 | 3 | -4.1 | -5 | -8.6 | 2.8 | -3.9 | 2.8 | -2.8 | 0.5 | -3.8 | 2.8 | -1.1 | 5.2 | -4.3 | -3 | -5 | 5.6 | 2.8 | 2.8 | 2.8 | 8.3 | -5 | 6.1 | 2.2 | -8 | -11 | 21.5 | 17.7 | 20.6 | 18.3 | 2.4 | 0.1 | 10 | 7.8 | -0.7 | -6 | 8.3 | 1.7 | 18.9 | 18.3 | 5 | -0.6 | 13.2 | 7 | 4.4 | -8.3 | 14.3 | -2.7 | -0.6 | -2.2 | -1.3 | -8.7 | 1.1 | -7.2 | 8.3 | 5 | 4.4 | -5 | -1.1 | -5.3 | 6.7 | 3.9 | -1.1 | -14.4 | -8.3 | -16.7
-6 | -10 | -3.9 | -7.2 | 13.3 | 7.2 | 21.7 | 18.3 | 3.2 | -3.2 | 17.8 | 1.7 | 6 | 3 | 10.2 | 6.7 | 13.9 | 10.6 | 11.1 | 8.3 | 11.1 | 5 | 12.2 | 9.4 | -0.6 | -4 | 4.8 | 2.3 | 21 | 18 | 23.9 | 20.1 | 25 | 22.8 | 10 | 5.6 | 21.7 | 19.4 | 6.1 | -5.6 | 21.5 | 17.5 | 3.9 | -3.3 | 9.5 | 2.4 | 12.2 | 8.9 | 4.4 | 1.1 | 1.1 | -1.1 | 1.5 | -0.8 | 20.6 | 18.3 | 21.7 | 16.1 | 0 | 0 | -11 | -12 | -12.8 | -18.9 | 2.8 | -2.2 | 2.2 | -1.7 | -6.1 | -12.2 | 0.6 | -0.6 | 1.7 | -1.1 | 0.6 | -4.4 | 14.4 | 11.7 | 7.8 | -5.6 | 14.4 | 11.7 | 7.8 | -5.6 | -5.4 | -9.7 | 4.4 | -1.8 | 10.9 | 8.2 | 16.1 | 10.6 | 9.4 | 8.3 | -2.2 | -5 | 3.9 | -0.6 | 3.3 | -3.9 | -2.6 | -10 | 9.1 | 2 | 4.8 | -3.5 | -1.6 | -6.5 | 3.9 | -3.9 | 3.3 | -2.8 | 2.8 | -2.8 | 4.4 | 1.1 | 6.1 | -6.1 | -1 | -4 | 6.7 | 2.8 | 3.3 | 3.3 | 9.4 | -5 | 2.2 | -1.7 | -7 | -10 | 21.8 | 18 | 20.6 | 13.3 | 3.3 | 0.6 | 9.4 | 6.1 | 1.7 | -6.7 | 12.8 | -0.6 | 17.8 | 16.7 | 8.9 | 0.6 | 13.9 | 8.9 | 5.6 | -9.4 | 15.6 | -4.4 | 0 | -1.7 | 0.8 | -8.5 | 2.2 | -6.1 | 10.6 | 5 | 4.4 | -2.8 | -1.1 | -6.1 | 6.1 | 3.3 | -0.2 | -11.7 | -6.1 | -16.1
-5 | -10 | -3.3 | -6.7 | 15 | 6.7 | 22.8 | 17.8 | 5.7 | -5.5 | 20.6 | 2.2 | 6 | 4 | 12.8 | 8.3 | 16.1 | 11.1 | 13.9 | 9.4 | 10.6 | 5 | 13.3 | 9.4 | 1.7 | -5 | 5.8 | 2.3 | 23 | 19 | 25 | 20 | 26.7 | 22.8 | 14.4 | 5 | 23.9 | 20 | 9.4 | -7.2 | 22.9 | 17.6 | 5.6 | -2.8 | 10 | 2.8 | 12.6 | 9.5 | 7.2 | 1.1 | 2.2 | -1.1 | 1.7 | -0.6 | 21.1 | 18.9 | 23.5 | 15.1 | 0 | 0 | -9 | -12 | -10.6 | -18.9 | 5 | -2.8 | 5.6 | -2.2 | -2.8 | -13.3 | 0.6 | -0.6 | 1.9 | -0.9 | 0.6 | -4.4 | 17.8 | 12.2 | 8.9 | -4.4 | 17.8 | 12.8 | 9.3 | -4.4 | -4.6 | -9.9 | 6.7 | -1.1 | 12.2 | 7.8 | 17.2 | 11.1 | 10 | 9.4 | -1.3 | -4.1 | 6.1 | -2.2 | 7.2 | -4.4 | 0 | -11.1 | 11.1 | 1.7 | 6.7 | -3.3 | 1.7 | -5.6 | 4.4 | -4.4 | 3.9 | -2.2 | 5 | -2.2 | 6.7 | 0 | 7.8 | -4.7 | 0 | -3 | 7.2 | 2.2 | 5.6 | 3.9 | 11.1 | -5.6 | 2.2 | -2.8 | -5 | -9 | 22.2 | 18.3 | 21.1 | 14.4 | 5.2 | 1.9 | 10 | 3.9 | 4.3 | -5.8 | 16.7 | -2.2 | 15.6 | 14.4 | 11.1 | 0.6 | 16.1 | 10.9 | 8.3 | -10 | 16.7 | -4 | 0 | -1.1 | 2.8 | -10 | 3.3 | -5.6 | 10.6 | 5.6 | 3.9 | -2.8 | -0.9 | -5.6 | 6.7 | 2.2 | 0.8 | -10.9 | -4.4 | -13.9
-3 | -9 | -2.2 | -6.1 | 15.6 | 4.4 | 23.9 | 17.2 | 8.3 | -11.1 | 22.8 | 1.1 | 6 | 4 | 13.7 | 7.7 | 16.1 | 10 | 15.6 | 11.1 | 11.7 | 8.3 | 14.4 | 9.4 | 3.9 | -8.3 | 6.7 | 2.2 | 24 | 21 | 24.4 | 20.3 | 26.7 | 22.2 | 17.2 | 1.7 | 26.7 | 20.6 | 11.1 | -7.2 | 24.4 | 17.8 | 6.7 | -5.6 | 10.6 | 3.3 | 12.9 | 9.9 | 10.6 | -0.6 | 2.8 | -0.6 | 3.5 | -0.1 | 22.2 | 18.3 | 25.4 | 13.3 | 0 | 0 | -7 | -10 | -9.4 | -19.4 | 6.1 | -7.2 | 7.2 | -3.3 | -1.7 | -11.7 | 1.1 | -0.6 | 2 | -1 | 0.6 | -7.2 | 17.8 | 12.2 | 10 | -5.6 | 20 | 13.3 | 10.7 | -4 | -3.9 | -11.1 | 8.9 | -1.1 | 13.5 | 7.1 | 18.3 | 11.1 | 11.1 | 10.6 | -0.3 | -3.7 | 6.1 | -2.2 | 9.4 | -5.6 | 1.3 | -9.3 | 12.2 | 1.2 | 8 | -3.1 | 3.2 | -5.1 | 5.6 | -3.9 | 5 | -1.7 | 6.5 | -1.9 | 7.8 | -0.6 | 9.4 | -4.7 | 0 | -2 | 6.7 | 2.2 | 6.7 | 4.4 | 12.8 | -4.4 | 2.2 | -2.2 | -5 | -9 | 22.8 | 16.6 | 20 | 9.4 | 7 | 3.3 | 10.6 | 3.3 | 6.8 | -6.1 | 19.4 | -6.1 | 12.2 | 11.7 | 14.4 | -1.7 | 18.4 | 12.6 | 10 | -10.6 | 17.8 | -4.3 | 0.6 | -1.1 | 4.5 | -8.2 | 5 | -4.4 | 11.1 | 5.6 | 4.4 | -2.8 | -0.8 | -5.9 | 6.7 | 0 | 1.7 | -11.1 | -2.8 | -15
-2 | -8 | -1.7 | -6.7 | 16.7 | 3.3 | 26.1 | 16.1 | 8.7 | -10 | 25 | 0 | 6 | 5 | 14.7 | 6.6 | 15.6 | 10.6 | 17.8 | 11.1 | 11.1 | 7.8 | 15 | 8.9 | 5 | -7.5 | 7.4 | 2.1 | 23 | 20 | 23.9 | 20.8 | 22.8 | 20.6 | 18.3 | 0.6 | 26.7 | 20.6 | 12.8 | -4.4 | 25 | 17.5 | 7.2 | -4.4 | 11.9 | 3.7 | 13.3 | 10.6 | 12.2 | -2.2 | 5.6 | -0.6 | 5.4 | 0 | 22.8 | 18.9 | 27.2 | 10.6 | 0.6 | 0 | -7 | -10 | -7.8 | -16.1 | 5.6 | -5.6 | 8.3 | -4.4 | 0 | -11.7 | 1.7 | -0.6 | 2.2 | -1.1 | 0 | -8.3 | 16.1 | 11.1 | 11.1 | -6.1 | 21.1 | 13.3 | 12.2 | -3.9 | -2.8 | -9.9 | 10.6 | -0.5 | 14.8 | 5.6 | 18.3 | 11.7 | 11.7 | 11.7 | 0.6 | -3.9 | 6.7 | -3.3 | 11.7 | -5.6 | 2.6 | -8.6 | 13.3 | 1 | 9.3 | -3.8 | 4.6 | -5.3 | 5.6 | -2.2 | 5.6 | -1.7 | 7.9 | -2.4 | 8.9 | -1.1 | 11.1 | -5 | 1 | -2 | 7.8 | 0.6 | 8.9 | 3.3 | 13.9 | -5.6 | 2.2 | -1.7 | -2 | -8 | 23.3 | 14.1 | 20.6 | 9.4 | 8.9 | 4.4 | 11.7 | 2.2 | 9.4 | -8.3 | 20 | -7.2 | 11.7 | 11.1 | 15.6 | -2.2 | 20.6 | 14.4 | 11.1 | -10.6 | 18.9 | -5 | 1.7 | -0.6 | 6.1 | -8.3 | 6.1 | -3.3 | 11.1 | 5 | 5 | -1.7 | -0.6 | -6.7 | 8.9 | 1.1 | 2.1 | -10.5 | -1.1 | -14.4
-2 | -7 | -1.7 | -7.2 | 17.2 | 1.1 | 26.1 | 14.4 | 9 | -10.3 | 26.7 | 0 | 7 | 5 | 15.6 | 5 | 15.6 | 10 | 19.4 | 10.6 | 10 | 3.9 | 15.6 | 8.9 | 6.1 | -8 | 8.2 | 1.8 | 22 | 20 | 23.3 | 21.1 | 23.3 | 18.3 | 19.4 | 1.1 | 26.7 | 20.6 | 13.9 | -3.9 | 25.5 | 17.5 | 6.7 | -3.9 | 13.1 | 3.8 | 14.1 | 11.1 | 12.8 | -3.9 | 7.8 | 0 | 7.2 | 0 | 23.9 | 18.9 | 27.4 | 10.2 | 1.1 | 1.1 | -6 | -8 | -6.7 | -14.4 | 6.1 | -6.7 | 10 | -4.4 | 1.7 | -11.7 | 1.7 | -1.1 | 1.8 | -0.8 | 0 | -8.9 | 17.8 | 10.6 | 12.2 | -7.8 | 20.6 | 13.3 | 13.3 | -3.4 | -1.7 | -10 | 12.2 | 0 | 16.1 | 3.9 | 20 | 12.2 | 12.8 | 12.2 | 2.4 | -2.6 | 7.2 | -3.3 | 12.8 | -6.1 | 3.9 | -9.4 | 14.4 | 0 | 10.6 | -5 | 6.1 | -6.7 | 6.1 | -2.2 | 6.7 | -2.8 | 9.4 | -3.3 | 10 | -1.7 | 12 | -4.5 | 1 | -1 | 11.1 | 1.1 | 11.1 | 3.3 | 14.4 | -5.6 | 2.2 | -2.2 | -1 | -7 | 23.9 | 11.1 | 19.4 | 7.2 | 9.5 | 4.9 | 12.8 | 1.7 | 10 | -7.2 | 20.6 | -7.8 | 12.2 | 10 | 17.2 | -2.8 | 22.1 | 15 | 12.2 | -10 | 19.5 | -3.6 | 3.9 | 0 | 7.8 | -9.4 | 7.8 | -3.3 | 12.2 | 4.4 | 6.1 | -2.2 | -0.4 | -5.7 | 10 | 0 | 2.4 | -11.6 | -0.6 | -15
-2 | -7 | -2.2 | -6.7 | 17.8 | 0 | 23.9 | 14.4 | 9.4 | -12.2 | 27.8 | -0.6 | 8 | 6 | 16.1 | 5.1 | 15.6 | 11.1 | 20.6 | 8.3 | 10.6 | 6.7 | 15 | 8.9 | 7.2 | -10 | 8.9 | 1.7 | 21 | 20 | 23.7 | 19.4 | 24.4 | 17.2 | 20.6 | 0.6 | 26.7 | 20.6 | 16.7 | -2.8 | 26.1 | 17.2 | 6.1 | -3.3 | 14.4 | 3.9 | 14.8 | 11.8 | 13.3 | -2.8 | 8.9 | 0.6 | 8.3 | -0.6 | 23.9 | 18.9 | 27.6 | 10.4 | 1.7 | 1.7 | -6 | -8 | -6.1 | -12.8 | 5.6 | -7.2 | 10.6 | -6.7 | 2.2 | -10.6 | 2.8 | -1.1 | 1.5 | -0.5 | 0 | -9.4 | 19.4 | 7.2 | 12.8 | -10 | 21.1 | 13.3 | 14.5 | -2.9 | -0.6 | -11.1 | 13.9 | 0 | 16.3 | 2.7 | 17.2 | 12.8 | 13.3 | 13.3 | 4.3 | -1.7 | 7.2 | -3.3 | 14.4 | -5.6 | 4.1 | -8.3 | 15 | -0.6 | 10.4 | -4.6 | 6.3 | -5.6 | 6.1 | -2.8 | 6.7 | -2.8 | 8.9 | -2.9 | 11.7 | -1.7 | 13 | -4.9 | 1 | -1 | 8.3 | 0 | 12.2 | 2.8 | 15.6 | -6.7 | 1.7 | -2.8 | 0 | -6 | 23.2 | 10.3 | 18.3 | 8.3 | 10 | 5.2 | 12.8 | 1.1 | 10.5 | -6.8 | 21.1 | -8.3 | 12.2 | 10.6 | 18.9 | -2.8 | 23.5 | 15.3 | 13.3 | -8.9 | 20 | -3.2 | 4.4 | -0.6 | 8.5 | -8.4 | 8.9 | -2.2 | 10.6 | 4.4 | 6.7 | -2.2 | -0.2 | -5.3 | 10.6 | -1.1 | 2.8 | -13.9 | 0 | -13.9
-2 | -7 | -2.2 | -7.2 | 17.8 | -1.7 | 18.3 | 12.2 | 9 | -9.8 | 28.9 | -0.6 | 7 | 4 | 16.7 | 5.4 | 15.6 | 10.6 | 21.1 | 7.8 | 7.8 | 5 | 13.9 | 8.9 | 6.7 | -9.4 | 9.3 | 0.2 | 21 | 20 | 24 | 17.3 | 25 | 14.4 | 21.1 | 2.2 | 25.6 | 21.1 | 16.7 | -3.9 | 25.4 | 17.4 | 5.6 | -3.9 | 12.4 | 4.4 | 15.6 | 12.2 | 13.3 | -2.8 | 11.1 | -0.6 | 9.5 | -1.6 | 23.3 | 18.3 | 27.8 | 10 | 1.7 | 1.7 | -5 | -7 | -5.6 | -10.6 | 5 | -7.8 | 11.1 | -6.1 | 3.3 | -10 | 2.8 | -1.1 | 1.1 | -0.6 | -0.6 | -10 | 20 | 2.8 | 13.9 | -8.9 | 21.7 | 13.3 | 15.6 | -3.3 | -0.8 | -10.1 | 14.3 | 0.2 | 16.5 | 1.4 | 17.2 | 12.8 | 13.9 | 13.9 | 6.1 | -1.1 | 7.2 | -2.8 | 15.6 | -6.1 | 4.2 | -8.2 | 15.5 | -2.2 | 10.2 | -5.1 | 6.5 | -5.4 | 6.1 | -2.8 | 7.2 | -4.4 | 8.3 | -3.1 | 12.2 | -2.2 | 13.9 | -6.1 | 1 | -1 | 8.3 | 1.1 | 12.8 | 1.1 | 15.6 | -6.7 | 2.2 | -3.9 | 0 | -5 | 22.4 | 9.6 | 17.2 | 8.3 | 10.6 | 5.6 | 13.3 | 1.1 | 11.1 | -7.8 | 21.7 | -8.3 | 12.2 | 10 | 19.4 | -2.8 | 25 | 15.6 | 14.4 | -8.9 | 20.6 | -2.8 | 5 | -1.7 | 9.3 | -9.1 | 10 | -1.7 | 10 | 6.1 | 6.1 | -1.1 | 0 | -5.6 | 10 | -1.7 | 2.4 | -12 | 0.6 | -12.2
-2 | -6 | -2.8 | -7.2 | 17.2 | -2.2 | 17.2 | 10.6 | 8.7 | -9.6 | 29.4 | -1.7 | 8 | 3 | 17.2 | 5 | 14.4 | 11.1 | 21.7 | 7.8 | 8.3 | 5 | 13.3 | 8.9 | 6.1 | -10.7 | 9.6 | -1.3 | 21 | 20 | 24.4 | 15 | 26.1 | 12.8 | 20.6 | 1.1 | 26.1 | 21.1 | 17.2 | -3.3 | 24.6 | 17.1 | 5 | -4.4 | 10.3 | 4.7 | 16 | 12.8 | 12.8 | -2.8 | 12.2 | 0 | 10.6 | -3.3 | 23.3 | 18.9 | 26.9 | 11.8 | 1.7 | 1.7 | -6 | -8 | -5 | -11.1 | 5 | -7.2 | 11.7 | -5.6 | 2.2 | -3.3 | 2.2 | -0.6 | 1.1 | -0.6 | -0.6 | -10 | 20 | -6.7 | 13.9 | -10.6 | 22.8 | 8.3 | 15.2 | -2 | -0.9 | -10.2 | 14.6 | 0.1 | 16.7 | 0 | 17.2 | 12.8 | 14.4 | 14.4 | 6.7 | -1.5 | 7.8 | -3.3 | 15.6 | -6.7 | 4.4 | -9.4 | 16.1 | -3.9 | 10 | -6.1 | 6.7 | -5.6 | 6.1 | -3.9 | 6.7 | -5 | 7.8 | -3.9 | 12.8 | -3.9 | 13.7 | -4.8 | 0 | 0 | 7.2 | 0 | 13.9 | 1.1 | 15.6 | -6.7 | 3.3 | -4.4 | 0 | -3 | 21.7 | 8.3 | 16.1 | 6.1 | 10.2 | 5.8 | 13.3 | 0 | 10.2 | -6.7 | 22.2 | -6.1 | 11.7 | 9.4 | 19.4 | -4.4 | 24.6 | 15.5 | 13.9 | -9.4 | 20.4 | -0.7 | 6.1 | -3.9 | 10 | -11.1 | 10.6 | -1.1 | 10 | 5 | 5.6 | -1.1 | -0.4 | -5 | 10 | -1.7 | 2.1 | -11.5 | 1.1 | -10.6
-3 | -7 | -2.2 | -6.1 | 16.1 | -3.9 | 16.7 | 7.8 | 8.3 | -10 | 29.4 | -2.8 | 7 | 4 | 15.7 | 6.2 | 13.9 | 10 | 21.1 | 5.6 | 8.9 | 4.4 | 12.8 | 8.3 | 5.6 | -12.8 | 10 | -3.3 | 20 | 19 | 22.7 | 13.8 | 25.6 | 11.1 | 19.4 | 1.1 | 24.4 | 21.1 | 17.2 | -2.8 | 23.9 | 17.2 | 4.4 | -4.4 | 8.3 | 4.4 | 16.3 | 13.1 | 12.2 | -3.3 | 12.2 | 0 | 9.3 | -2.6 | 22.2 | 18.9 | 25.9 | 13.4 | 1.7 | 1.7 | -6 | -8 | -3.9 | -10.6 | 4.4 | -7.2 | 11.1 | -7.8 | 2.2 | -9.4 | 2.2 | 0 | 1.1 | -0.9 | -1.1 | -10.6 | 18.9 | -7.2 | 13.3 | -11.7 | 21.7 | 2.8 | 14.8 | -1.1 | -1.1 | -11.7 | 15 | 0 | 14.8 | -0.1 | 16.7 | 12.8 | 15 | 14.4 | 7.2 | -2 | 6.1 | -3.9 | 15 | -6.7 | 3.1 | -7.9 | 15.2 | -2.8 | 8.1 | -4.7 | 5.4 | -5.5 | 5.6 | -4.4 | 5.6 | -5 | 6.1 | -4.4 | 11.7 | -5 | 13.5 | -4.5 | 0 | 0 | 9.4 | -1.7 | 12.8 | 0 | 14.4 | -8.3 | 3.3 | -5 | 0 | -3 | 20.2 | 7.6 | 12.8 | 3.3 | 9.8 | 6 | 12.8 | -1.1 | 9.2 | -6.2 | 21.7 | -8.9 | 11.7 | 10 | 18.3 | -2.8 | 24.3 | 15.8 | 13.9 | -9.4 | 20.2 | 0.1 | 6.1 | -5 | 8 | -9.6 | 10.6 | -0.6 | 8.9 | 3.9 | 4.4 | -1.1 | -0.7 | -4.9 | 10 | -2.8 | 1.7 | -12.8 | 0 | -12.8
-5 | -7 | -2.2 | -6.7 | 13.3 | -5 | 16.1 | 5 | 6.5 | -9.1 | 28.9 | -3.3 | 6 | 4 | 14.3 | 6.9 | 13.3 | 10 | 18.9 | 6.1 | 8.3 | 2.2 | 11.7 | 9.4 | 3.9 | -10.1 | 8.7 | -1.5 | 19 | 19 | 21.1 | 12.6 | 24.4 | 7.8 | 18.3 | 1.1 | 23.9 | 21.1 | 16.7 | -2.8 | 22.8 | 16.8 | 3.9 | -5.6 | 7.8 | 3.8 | 16.7 | 13.3 | 11.7 | -3.3 | 11.7 | -0.6 | 8 | -2.8 | 21.7 | 19.4 | 25 | 14.4 | 2.2 | 1.7 | -7 | -10 | -3.3 | -9.4 | 3.3 | -7.8 | 10 | -7.2 | 1.1 | -10 | 1.7 | -0.6 | 1.1 | -1.1 | -2.2 | -10.6 | 17.2 | -6.7 | 12.2 | -12.2 | 20 | -1.1 | 14.4 | -0.6 | -2.2 | -10.7 | 13.1 | 0.8 | 13 | -0.5 | 16.7 | 12.8 | 15 | 14.4 | 7.8 | -3.3 | 5.6 | -3.3 | 12.2 | -6.7 | 1.9 | -7.3 | 14.2 | -2.4 | 6.3 | -4.7 | 4.1 | -5.7 | 5 | -5.6 | 3.3 | -5.6 | 4.5 | -5.2 | 11.1 | -3.3 | 13.3 | -5 | 1 | 0 | 5.6 | -6.1 | 11.7 | 0 | 12.8 | -8.3 | 3.3 | -4.4 | 0 | -3 | 18.7 | 6.2 | 9.4 | 0.6 | 9.4 | 6.1 | 11.1 | -2.8 | 8.3 | -7.2 | 21.7 | -7.2 | 11.1 | 10 | 17.8 | -3.3 | 23.9 | 15.6 | 12.8 | -9.4 | 20 | 1.1 | 5 | -5.6 | 5.9 | -10 | 8.9 | -0.6 | 7.8 | 3.3 | 1.7 | -0.6 | -1.1 | -5.6 | 10 | -2.8 | 0.4 | -11.9 | -2.2 | -9.4
-5 | -7 | -2.2 | -6.7 | 11.1 | -4.4 | 14.4 | 3.3 | 4.6 | -9.2 | 27.2 | -1.1 | 6 | 3 | 12.8 | 7.2 | 13.3 | 10 | 15 | 6.1 | 7.8 | 2.2 | 10 | 9.4 | 2.3 | -9.4 | 7.4 | -0.7 | 19 | 19 | 19.4 | 11.1 | 22.8 | 5.6 | 14.4 | 2.8 | 22.8 | 20.6 | 15.6 | -2.8 | 21.7 | 16.7 | 2.2 | -6.1 | 7.2 | 3.1 | 16.9 | 13.5 | 10 | 0.6 | 8.3 | -0.6 | 6.7 | -3.3 | 21.1 | 19.4 | 23.1 | 15.7 | 1.7 | 1.7 | -9 | -12 | -5 | -6.1 | 3.3 | -8.3 | 6.7 | -5.6 | 0.6 | -11.1 | 1.1 | -0.6 | 1.1 | -1 | -3.3 | -10.6 | 14.4 | -3.9 | 10 | -12.2 | 18.9 | -3.3 | 13.3 | 1.3 | -3.3 | -11.3 | 11.3 | 1 | 11.1 | -1.1 | 16.1 | 13.3 | 15 | 14.4 | 5 | -2.9 | 3.3 | -3.9 | 10.6 | -7.2 | 0.6 | -8.3 | 13.3 | -2.2 | 4.4 | -5.6 | 2.8 | -7.2 | 4.4 | -6.7 | 2.2 | -5.6 | 2.8 | -7.2 | 8.9 | -0.6 | 11.5 | -3.7 | 1 | 0 | 4.4 | -5.6 | 10.6 | -0.6 | 10.6 | -8.9 | 3.9 | -3.3 | 0 | -2 | 17.2 | 5 | 7.2 | -0.6 | 8.9 | 6 | 9.4 | -2.8 | 7.9 | -6.2 | 18.3 | -5 | 12.2 | 11.1 | 15 | -2.2 | 22.4 | 15.8 | 10 | -8.3 | 19.1 | 3.3 | 1.7 | -5 | 3.9 | -11.7 | 8.9 | -1.1 | 7.2 | 3.3 | 1.1 | -0.6 | -1.3 | -5.5 | 8.3 | -4.4 | -0.9 | -12.7 | -3.9 | -10.2
-5 | -8 | -2.2 | -6.7 | 10 | -3.9 | 12.2 | 3.9 | 2.8 | -11.1 | 25.6 | -1.1 | 4 | 3 | 11.5 | 7.3 | 13.3 | 8.9 | 13.3 | 8.3 | 7.8 | 2.8 | 10 | 8.9 | 0.6 | -10 | 6.1 | 0 | 19 | 19 | 18.1 | 10.7 | 21.1 | 5.6 | 10.6 | 2.8 | 22.2 | 20.6 | 15 | -2.2 | 20.6 | 16.1 | 1.1 | -6.1 | 6.7 | 2.2 | 17 | 13.4 | 9.4 | 0 | 7.2 | -1.1 | 5.4 | -2.6 | 21.1 | 19.4 | 21.3 | 16.3 | 1.1 | 1.1 | -11 | -13 | -5 | -5.6 | 3.3 | -8.3 | 5 | -6.7 | -0.6 | -8.3 | 1.1 | -0.6 | 1.1 | -1 | -3.9 | -10 | 9.4 | -5.6 | 8.9 | -11.7 | 18.9 | -6.7 | 12.2 | 2.9 | -4.4 | -12.8 | 9.4 | 1.1 | 9.6 | -0.5 | 16.1 | 13.3 | 15 | 15 | 2.2 | -3.6 | 1.7 | -3.9 | 10.6 | -7.2 | 1 | -5.8 | 11.8 | -0.9 | 2.9 | -5.3 | 2.4 | -6.4 | 3.9 | -6.7 | 1.1 | -5.6 | 2.6 | -5.8 | 7.8 | 0 | 9.6 | -3.2 | 2 | -1 | 3.3 | -5 | 8.9 | -2.8 | 10 | -7.8 | -1.1 | -6.7 | 0 | -1 | 14.4 | 3.5 | 6.1 | -1.1 | 8.3 | 5.8 | 7.8 | -2.2 | 7.6 | -5.8 | 15.6 | -4.4 | 10.6 | 10 | 14.4 | -3.3 | 20.9 | 15.7 | 7.8 | -5.6 | 18.1 | 4.3 | 1.1 | -5.6 | 2 | -9.6 | 7.8 | -0.6 | 7.2 | 2.8 | 1.1 | -0.6 | -1.5 | -6 | 8.3 | -4.4 | -2.2 | -15 | -5.6 | -12.8
-5 | -7 | -2.2 | -6.7 | 8.9 | -3.3 | 11.7 | 2.8 | 1.1 | -9.5 | 22.2 | 0.6 | 3 | 2 | 10.2 | 6.9 | 13.3 | 8.9 | 11.7 | 10 | 7.2 | 2.8 | 10 | 7.8 | 1 | -9.1 | 5.2 | -0.4 | 19 | 19 | 16.9 | 10.1 | 20.6 | 6.7 | 8.3 | 2.8 | 21.7 | 20.6 | 13.3 | -1.7 | 20 | 16.1 | 0.6 | -4.4 | 5.9 | 2.2 | 17.2 | 13.3 | 10 | -0.6 | 5 | 2.2 | 4.1 | -2.4 | 20.6 | 18.9 | 19.4 | 16.7 | 0.6 | 0.6 | -11 | -13 | -5 | -5.6 | 2.8 | -8.3 | 2.2 | -7.8 | -0.6 | -9.4 | 0.6 | -0.6 | 1.1 | -1.1 | -4.4 | -10 | 3.9 | -6.7 | 6.7 | -6.7 | 17.2 | -3.9 | 11.1 | 3.9 | -4.6 | -11.8 | 8.7 | 1.1 | 8.2 | -0.5 | 16.7 | 13.3 | 15 | 15 | -0.6 | -5 | 2.2 | -3.9 | 10 | -7.2 | 1.3 | -4.6 | 10.4 | -0.4 | 1.5 | -5.6 | 2.1 | -6.2 | 2.8 | -7.2 | 1.1 | -4.4 | 2.4 | -5.3 | 7.8 | 0 | 7.8 | -3.9 | 2 | -1 | 3.9 | -3.9 | 8.3 | -5 | 9.4 | -8.3 | -1.1 | -6.7 | 0 | -1 | 11.7 | 1.9 | 5.6 | -1.1 | 7.8 | 5.6 | 6.7 | -2.2 | 7.2 | -6.7 | 13.9 | -4.4 | 10 | 8.9 | 14.4 | -4.4 | 19.4 | 15.6 | 5.6 | -3.3 | 17.2 | 5.6 | 0 | -4.4 | 0.2 | -9.4 | 8.3 | 0 | 7.8 | 2.8 | 1.1 | -0.6 | -1.7 | -7.2 | 7.2 | -3.9 | -2.4 | -13.2 | -6 | -11.6
-6 | -8 | -2.8 | -7.2 | 7.8 | -3.3 | 11.1 | 2.8 | -0.5 | -9.6 | 18.3 | 2.2 | 3 | 2 | 8.9 | 6.7 | 13.9 | 9.4 | 10.6 | 8.9 | 7.2 | 3.3 | 9.4 | 6.8 | 1.3 | -9.1 | 4.2 | -1 | 19 | 19 | 15.6 | 9.4 | 17.8 | 5 | 6.1 | 2.2 | 21.7 | 20.6 | 11.7 | -0.6 | 19.5 | 15.8 | 0 | -5.6 | 5.2 | 1.9 | 16.3 | 13.3 | 9.4 | 0 | 3.3 | 2.8 | 2.8 | -2.8 | 20.6 | 19.4 | 18.9 | 16.3 | 0 | 0 | -12 | -14 | -5 | -5.6 | 2.2 | -8.9 | 3.9 | -7.8 | -1.1 | -8.9 | 0.6 | -0.6 | 0.4 | -1.9 | -5 | -10 | 1.7 | -6.7 | 5.6 | -3.9 | 11.1 | -3.9 | 10.7 | 4.6 | -4.8 | -12.2 | 7.9 | 1.1 | 6.7 | -0.6 | 16.7 | 12.8 | 15 | 15 | -1.7 | -5.3 | 1.7 | -3.9 | 9.4 | -7.2 | 1.7 | -3.9 | 8.9 | 0 | 0 | -7.2 | 1.7 | -7.2 | 2.2 | -7.8 | 0 | -2.2 | 2.2 | -5.6 | 7.8 | 0 | 7.8 | -3 | 1 | -1 | 3.3 | -3.3 | 7.2 | -5 | 7.8 | -7.8 | -2.2 | -8.3 | 0 | 0 | 8.9 | 0 | 4.4 | -1.1 | 6.9 | 5.2 | 6.7 | -2.2 | 7.2 | -5.5 | 10.6 | -3.9 | 9.4 | 8.9 | 13.9 | -4.4 | 19 | 15.7 | 5 | -5 | 16.5 | 6.6 | 0 | -5 | -1.7 | -10.6 | 8.3 | -0.6 | 6.7 | 3.3 | 1.7 | 0 | -1.9 | -6.6 | 6.1 | -3.3 | -2.6 | -12.5 | -6.3 | -11.4
-7 | -8 | -3.3 | -6.7 | 7.2 | -3.3 | 10.6 | 0.6 | -2.2 | -11.1 | 17.2 | 2.2 | 4 | 3 | 8.3 | 6.3 | 12.2 | 11.1 | 10 | 8.3 | 7.2 | 2.8 | 8.9 | 6.4 | 1.7 | -10.6 | 3.3 | -1.7 | 19 | 19 | 14.5 | 10.2 | 16.1 | 6.7 | 4.4 | 1.7 | 21.7 | 20.6 | 11.1 | -0.6 | 18.9 | 15.6 | -0.6 | -6.1 | 4.4 | 1.7 | 15.3 | 13 | 7.8 | 1.7 | 3.9 | 3.3 | 2.4 | -2.6 | 20.6 | 19.4 | 18.3 | 15.9 | -1.1 | -2.8 | -11 | -14 | -5 | -5.6 | 2.2 | -9.4 | -0.6 | -3.9 | -1.1 | -8.9 | 0.6 | -1.1 | -0.4 | -3.1 | -5.6 | -10.6 | 0.6 | -6.7 | 3.9 | -4.4 | 7.2 | -6.1 | 10.4 | 5.6 | -5 | -13.3 | 7.2 | 1.1 | 4.5 | -0.3 | 16.7 | 13.3 | 15 | 15 | -2.8 | -6 | 1.1 | -3.9 | 8.9 | -6.7 | 0.6 | -2.6 | 8 | 0.5 | -1.1 | -6.9 | 1.1 | -6.4 | 1.7 | -8.3 | 0 | -2.2 | 1.7 | -4.4 | 7.2 | 0 | 7.8 | -2.5 | 1 | -2 | 3.3 | -2.2 | 4.4 | -2.2 | 5 | -7.8 | -3.9 | -9.4 | 0 | 0 | 7.6 | -0.5 | 4.4 | -1.1 | 5.9 | 4.9 | 5.6 | -2.8 | 7.2 | -5.2 | 10.6 | -1.7 | 9.4 | 8.9 | 13.3 | -3.9 | 18.7 | 16 | 5.6 | -6.1 | 15.7 | 7.7 | -0.6 | -5 | -2.8 | -9.5 | 8.9 | 1.1 | 7.2 | 2.8 | 1.7 | 0 | -2 | -6.5 | 5.6 | -2.2 | -2.8 | -13.3 | -6.7 | -11.7
-7 | -9 | -3.3 | -6.7 | 5.6 | -3.9 | 10 | -3.3 | -2.8 | -9.9 | 16.7 | 2.2 | 3 | 3 | 7.8 | 6 | 11.7 | 8.9 | 9.4 | 7.8 | 6.7 | 2.2 | 8.3 | 5.6 | 1.5 | -9.2 | 3.1 | -1.1 | 19 | 19 | 13.3 | 10.3 | 14.4 | 5.6 | 3.3 | 1.7 | 21.7 | 20.6 | 9.4 | -0.6 | 19.3 | 15.8 | -1.7 | -6.7 | 4.4 | 1.6 | 14.4 | 12.8 | 6.7 | 2.2 | 3.9 | 3.3 | 2.1 | -2.6 | 20 | 18.9 | 17.8 | 15.6 | -1.7 | -3.3 | -11 | -14 | -4.3 | -4.7 | 1.7 | -10.6 | -0.6 | -5.6 | -1.7 | -8.3 | 0 | -1.1 | -1.1 | -4.4 | -5.6 | -10.6 | 0 | -6.7 | 4.4 | -2.8 | 3.3 | -5.6 | 10 | 6.1 | -5.9 | -12.7 | 5.9 | 0.6 | 2.2 | -0.6 | 16.7 | 12.8 | 14.4 | 14.4 | -3.9 | -7.2 | 1.1 | -3.3 | 5.6 | -2.8 | -0.6 | -2.4 | 7 | 0.9 | -2.2 | -7.4 | 0.6 | -6.4 | 1.1 | -9.4 | -1.1 | -2.8 | 1.1 | -4.2 | 7.2 | 0 | 7.8 | -2.8 | 1 | -2 | 1.1 | -1.7 | 3.9 | -1.7 | 7.2 | -8.9 | -5 | -10 | 0 | -1 | 6.3 | -1.2 | 3.9 | -1.1 | 5 | 4.4 | 5 | -2.2 | 7.2 | -5.6 | 8.9 | 1.1 | 8.9 | 8.3 | 12.2 | -3.3 | 18.3 | 16.1 | 3.3 | -2.8 | 15 | 8.3 | -1.1 | -4.4 | -3.9 | -9.8 | 9.4 | 2.2 | 6.7 | 2.8 | 1.7 | 0 | -2.2 | -7.2 | 3.3 | -2.8 | -2.8 | -12.2 | -6.7 | -11.9
-7 | -10 | -3.3 | -6.7 | 4.4 | -3.9 | 9.4 | -3.9 | -3.3 | -9.8 | 15.6 | 2.8 | 3 | 3 | 7.2 | 5.6 | 11.7 | 8.3 | 8.3 | 6.7 | 7.2 | 2.8 | 7.2 | 5 | 1.3 | -9.3 | 3 | -0.7 | 19 | 19 | 12.2 | 10.6 | 13.9 | 5.6 | 2.2 | 1.1 | 21.7 | 20.6 | 8.3 | 0.6 | 19.6 | 15.9 | -1.7 | -7.8 | 4.4 | 1.6 | 11.3 | 9.6 | 6.1 | 2.8 | 1.7 | 1.1 | 1.7 | -3.3 | 20 | 18.3 | 16.7 | 14.6 | -1.7 | -3.3 | -13 | -16 | -3.5 | -3.9 | 1.1 | -11.7 | 0.6 | -5 | -1.7 | -6.7 | 0 | -1.1 | -1.7 | -4.6 | -5.6 | -11.1 | 0 | -6.7 | 3.9 | -3.9 | 2.8 | -5.6 | 9.1 | 6 | -6.9 | -12.8 | 4.6 | 0 | 0 | -1.1 | 17.2 | 13.3 | 14.4 | 14.4 | -3.2 | -6.6 | 1.1 | -2.8 | 3.3 | -5 | -1.7 | -2.2 | 6.1 | 1.1 | -3.3 | -8.9 | 0 | -7.2 | 0.6 | -9.4 | -1.7 | -3.9 | 0.6 | -4.4 | 6.1 | -0.6 | 6.7 | -2.2 | 0 | -1 | 0.6 | -1.7 | 2.8 | -2.2 | 6.7 | -10 | -4.4 | -11.7 | 0 | -1 | 5 | -2.2 | 3.3 | -1.1 | 4.8 | 4.2 | 3.3 | -1.1 | 7.4 | -4.4 | 6.7 | 2.2 | 8.3 | 7.2 | 9.4 | -2.2 | 17.8 | 16.2 | 1.7 | -2.2 | 14.6 | 8.4 | -1.1 | -4.4 | -5 | -10.6 | 8.9 | 2.8 | 6.7 | 2.2 | 1.7 | 0 | -2.8 | -7.3 | 4.4 | -2.2 | -2.8 | -12.2 | -6.7 | -13.9
-7 | -9 | -2.8 | -6.1 | 2.2 | -3.9 | 7.8 | -3.9 | -3.9 | -10.6 | 13.3 | 2.8 | 2 | 1 | 6.7 | 5 | 11.1 | 5.6 | 7.8 | 6.7 | 6.7 | 2.2 | 5.6 | 4.6 | 1.1 | -10.6 | 2.8 | -0.6 | 19 | 19 | 11.3 | 9.6 | 12.8 | 6.1 | 1.7 | 0.6 | 21.1 | 20.6 | 8.3 | 0 | 20 | 16.1 | -1.7 | -7.8 | 4.4 | 1.7 | 8.1 | 6.1 | 6.1 | 3.3 | 0.6 | 0 | 0.8 | -3.1 | 19.4 | 18.3 | 15.5 | 13.4 | -2.2 | -4.4 | -15 | -17 | -2.8 | -3 | 0.6 | -12.2 | 0.6 | -6.1 | -2.8 | -3.9 | -0.6 | -1.1 | -2.2 | -5.1 | -6.1 | -11.1 | -0.6 | -7.2 | 3.9 | -3.3 | 2.8 | -5.6 | 8.1 | 5.8 | -7.8 | -13.9 | 3.3 | -0.6 | 0.7 | -0.8 | 17.2 | 13.3 | 14.4 | 14.4 | -2.4 | -6.3 | 1.1 | -2.2 | 2.2 | -5.6 | -2.4 | -3 | 5.5 | 0.8 | -3.1 | -8.1 | -0.6 | -6.3 | 0.6 | -10 | -1.1 | -3.3 | -0.5 | -4.1 | 5.6 | 0.6 | 5.5 | -2.3 | 0 | -3 | 0.6 | -1.7 | 1.1 | -2.2 | 5.6 | -10 | -5.6 | -8.9 | 0 | -1 | 4.3 | -1.7 | 2.8 | -0.6 | 4.6 | 4 | 1.7 | -1.1 | 7.6 | -3.7 | 5.6 | 2.8 | 7.8 | 7.2 | 6.7 | -2.2 | 17.2 | 16.3 | 1.1 | -2.8 | 14.3 | 8.5 | -1.1 | -4.4 | -5.6 | -9.7 | 9.4 | 3.3 | 7.2 | 1.7 | 1.1 | -0.6 | -3.3 | -8.1 | 5 | -1.1 | -2.8 | -13.3 | -7.2 | -13.3
-7 | -9 | -2.8 | -6.1 | 1.7 | -3.3 | 7.8 | -4.4 | -3.7 | -10 | 13.3 | 2.8 | 3 | 2 | 6.1 | 4.4 | 10.6 | 5 | 7.2 | 6.7 | 6.7 | 1.7 | 3.9 | 3.9 | 1.3 | -9.3 | 2.2 | -0.5 | 19 | 19 | 10.3 | 8.3 | 12.2 | 5.6 | 2.2 | 1.7 | 21.1 | 20.6 | 7.8 | 0 | 19.6 | 15.9 | -1.7 | -8.3 | 3.9 | 1.3 | 5 | 2.8 | 6.1 | 3.3 | 0.6 | 0 | -0.2 | -3.6 | 18.9 | 17.8 | 14.4 | 12.2 | -1.7 | -3.9 | -15 | -18 | -2.1 | -2.2 | -0.6 | -14.4 | -1.7 | -5 | -2.8 | -3.3 | -0.6 | -1.1 | -2.8 | -6.1 | -6.7 | -11.1 | -1.7 | -7.2 | 3.9 | -2.8 | 2.2 | -5.6 | 7.2 | 5.6 | -8.2 | -13.2 | 2.6 | -0.3 | 1.5 | -0.7 | 17.2 | 14.4 | 13.9 | 13.9 | -1.7 | -6.7 | 0.6 | -3.3 | 0 | -5.6 | -3.2 | -4.1 | 5 | 0.7 | -3 | -8.2 | -1.1 | -6.2 | 0 | -9.4 | -1.7 | -3.9 | -1.7 | -4.3 | 5.6 | 1.7 | 4.4 | -2.8 | 0 | -2 | 0.6 | -1.1 | 1.1 | -1.1 | 5 | -11.1 | -6.7 | -11.7 | 0 | -1 | 3.5 | -1.4 | 2.2 | -0.6 | 4.4 | 3.9 | 0.6 | -1.1 | 7.8 | -3.9 | 3.9 | 2.2 | 7.2 | 6.1 | 4.4 | -2.8 | 16.7 | 16.1 | 1.1 | -3.3 | 13.9 | 8.3 | -1.1 | -4.4 | -6.1 | -9.2 | 8.3 | 3.3 | 7.8 | 1.1 | 1.1 | -0.6 | -3.9 | -9.4 | 4.4 | -0.6 | -2.8 | -12 | -7.2 | -14.4
-8 | -10 | -2.8 | -5.6 | 0.6 | -3.3 | 6.7 | -3.9 | -3.5 | -10 | 13.3 | 2.2 | 3 | 2 | 5.6 | 3.9 | 10 | 3.3 | 6.7 | 6.7 | 6.7 | 1.7 | 2.8 | 2.8 | 1.5 | -9.8 | 1.7 | -0.3 | 19 | 19 | 9.4 | 7.2 | 12.2 | 5.6 | 1.7 | 1.1 | 21.1 | 20.6 | 6.7 | 0 | 19.3 | 15.8 | -2.2 | -8.9 | 3.3 | 0.8 | 5 | 2.4 | 6.1 | 3.9 | 0.6 | 0 | -1.1 | -4.4 | 18.9 | 17.8 | 14.4 | 12.1 | -2.2 | -4.4 | -16 | -18 | -1.3 | -1.4 | -1.1 | -13.9 | -1.1 | -5 | -2.2 | -3.9 | -0.6 | -1.1 | -3.5 | -6.4 | -6.7 | -11.1 | -2.2 | -7.8 | 3.9 | -1.7 | 1.7 | -5.6 | 7.2 | 5.5 | -8.5 | -13.3 | 1.8 | -0.1 | 2.2 | -0.6 | 17.8 | 14.4 | 13.9 | 13.9 | -1.7 | -5.7 | 0 | -3.3 | 0 | -4.4 | -3.9 | -5 | 4.4 | 0.6 | -2.8 | -8.9 | -1.7 | -6.7 | -0.6 | -10 | -2.8 | -3.9 | -2.8 | -5 | 5 | 1.7 | 4.4 | -2.2 | -1 | -5 | 1.1 | -1.1 | 1.1 | -1.1 | 5 | -11.7 | -7.8 | -13.9 | 0 | -2 | 2.8 | -1.7 | 1.7 | -0.6 | 4.4 | 3.8 | 0 | -1.1 | 7.2 | -3.2 | 3.3 | 2.2 | 7.2 | 5.6 | 3.9 | -2.8 | 15.8 | 15.5 | 1.1 | -2.2 | 13.7 | 8.4 | 1.1 | -3.9 | -6.7 | -9.4 | 9.4 | 4.4 | 7.2 | 1.7 | 1.1 | 0 | -3.9 | -9.4 | 3.9 | -1.7 | -2.8 | -11.7 | -7.2 | -14.4
-10 | -12 | -2.8 | -5.6 | 0 | -3.3 | 5.6 | -3.9 | -3.3 | -11.1 | 12.8 | 2.2 | 3 | 3 | 5.2 | 3.5 | 9.4 | 3.3 | 6.7 | 6.1 | 6.7 | 1.7 | 2.8 | 2.8 | 1.7 | -11.1 | 1.1 | -0.6 | 19 | 19 | 8.5 | 6.3 | 12.2 | 5.6 | 0.6 | 0 | 21.1 | 20.6 | 6.1 | 0.6 | 18.9 | 15.6 | -2.2 | -8.9 | 2.8 | 0.6 | 5 | 1.7 | 5.6 | 3.3 | 0.6 | 0 | -1.1 | -3.9 | 18.9 | 17.8 | 14.4 | 11.9 | -1.7 | -4.4 | -16 | -18 | -0.6 | -0.6 | -2.2 | -14.4 | 1.7 | -6.1 | -2.2 | -3.3 | -1.1 | -1.7 | -4.3 | -7.2 | -8.3 | -11.7 | -2.8 | -7.2 | 3.9 | -2.8 | 0.6 | -7.2 | 7.2 | 5.5 | -8.9 | -13.9 | 1.1 | 0 | 2.4 | -0.5 | 18.3 | 15 | 15 | 15 | -1.7 | -5.4 | -0.6 | -3.9 | -1.1 | -2.2 | -5.6 | -6.9 | 5.5 | 0.4 | -3.3 | -8.5 | -1.5 | -7.1 | -1.1 | -10 | -2.8 | -3.9 | -2.4 | -4.5 | 4.4 | 1.1 | 4.4 | -2.2 | -3 | -6 | 1.1 | -1.7 | 0 | -1.7 | 5 | -11.1 | -8.3 | -17.8 | 0 | -2 | 2.4 | -1.4 | 1.1 | -0.6 | 4.4 | 3.8 | 2.8 | -2.2 | 6.7 | -3.4 | 2.2 | 1.7 | 7.2 | 5 | 3.9 | -3.9 | 14.8 | 14.7 | 0 | -2.8 | 13.5 | 8.4 | 0.6 | -4.4 | -6.9 | -9.2 | 8.9 | 5 | 7.2 | 1.1 | 1.1 | -0.6 | -3.9 | -10.2 | 3.3 | -3.3 | -2.8 | -12.8 | -7.8 | -13.3
-11 | -13 | -2.8 | -5 | -0.6 | -3.3 | 5 | -3.9 | -1.3 | -9.4 | 10.6 | 2.2 | 3 | 3 | 4.8 | 3.1 | 10 | 2.8 | 6.1 | 6.1 | 6.7 | 1.1 | 3.3 | 2.8 | 2.4 | -9.6 | 2 | -0.5 | 19 | 19 | 7.6 | 5.4 | 11.7 | 5 | -0.6 | -0.6 | 21.1 | 20.6 | 5.6 | 1.1 | 19.5 | 15.6 | -2.2 | -8.9 | 3 | 0.5 | 5 | 1.1 | 5.6 | 3.3 | 0.6 | 0 | -1.1 | -3.6 | 18.3 | 17.2 | 14.4 | 11.7 | -1.1 | -3.3 | -16 | -18 | 0 | 0 | -2.2 | -15 | -0.6 | -5 | -1.7 | -2.8 | -1.1 | -2.2 | -5 | -8.3 | -8.9 | -11.7 | -3.9 | -7.2 | 0.6 | -3.9 | 0 | -6.7 | 7.2 | 5.6 | -8.7 | -13.3 | 1.3 | 0 | 2.6 | -0.4 | 18.3 | 15.6 | 15.6 | 15.6 | -1.7 | -5.6 | -0.6 | -4.4 | -1.1 | -1.7 | -7.2 | -8.8 | 6.7 | 0.4 | -3.9 | -8.9 | -1.3 | -8.5 | -1.1 | -10 | -2.8 | -3.9 | -2.1 | -4.4 | 4.4 | 1.7 | 4.4 | -2.2 | -2 | -7 | 0.6 | -2.2 | -1.7 | -3.3 | 4.4 | -10.6 | -10 | -14.4 | -1 | -4 | 2.1 | -1.3 | -0.6 | -1.7 | 4.4 | 3.9 | 2.2 | -2.2 | 6.1 | -3.9 | 1.7 | 0.6 | 7.2 | 5 | 3.3 | -3.9 | 13.9 | 13.9 | 1.1 | -2.2 | 13.3 | 8.3 | 0.6 | -4.4 | -7 | -9.1 | 9.4 | 5.6 | 7.2 | 2.8 | 1.1 | -0.6 | -3.9 | -11.7 | 2.8 | -4.4 | -2.1 | -11.3 | -7.8 | -15
-10 | -12 | -2.8 | -4.4 | 2.8 | -1.1 | 5.6 | -2.2 | 0.8 | -9 | 11.1 | 2.2 | 4 | 3 | 4.4 | 2.8 | 10 | 2.8 | 6.1 | 6.1 | 6.7 | 1.7 | 4.4 | 3.9 | 3.2 | -9 | 3 | -0.7 | 19 | 19 | 6.7 | 4.4 | 11.1 | 4.4 | -0.6 | -0.6 | 21.1 | 20.6 | 6.1 | 2.2 | 20 | 15.3 | -2.2 | -8.3 | 3.1 | 0.5 | 5 | 0.4 | 5.6 | 3.3 | 1.1 | 0.6 | -1.1 | -3.9 | 16.7 | 16.1 | 16.1 | 12.1 | -0.6 | -3.3 | -17 | -19 | 0.6 | 0 | -1.1 | -13.9 | 1.1 | -2.8 | -1.7 | -2.2 | -0.6 | -1.7 | -5.7 | -9.2 | -8.3 | -11.1 | -3.3 | -7.2 | 0.6 | -3.3 | -0.6 | -6.7 | 9.2 | 6.3 | -8.5 | -13.1 | 1.5 | 0 | 2.8 | -0.6 | 18.3 | 15.6 | 16.1 | 15.6 | -0.2 | -4 | -0.6 | -5 | -2.2 | -2.2 | -8.9 | -11.1 | 7.8 | 0 | -4.4 | -10 | -1.1 | -11.1 | -1.1 | -10 | -2.2 | -3.3 | -1.7 | -4.4 | 3.9 | 1.7 | 5 | -1.5 | -4 | -7 | 0.6 | -2.2 | -1.7 | -2.8 | 4.4 | -9.4 | -10.6 | -15.6 | -2 | -3 | 1.7 | -1.7 | 0.6 | -0.6 | 4.4 | 3.7 | 2.8 | -1.7 | 7.4 | -2.3 | 2.8 | 2.2 | 7.2 | 5 | 3.9 | -3.9 | 15 | 13.4 | 1.7 | -3.3 | 15 | 9.6 | 0.6 | -3.9 | -7.2 | -9.4 | 9.4 | 6.1 | 6.7 | 2.8 | 1.1 | -0.6 | -4.3 | -9.8 | 1.7 | -3.9 | -1.3 | -11.3 | -8.3 | -13.3
-8 | -12 | -2.8 | -3.9 | 6.1 | 0 | 8.9 | -3.3 | 2.8 | -10 | 14.4 | 2.2 | 4 | 4 | 7.2 | 4.7 | 11.1 | 2.8 | 6.7 | 6.7 | 7.8 | 2.8 | 7.2 | 4.4 | 3.9 | -10 | 3.9 | -1.1 | 19 | 19 | 9.8 | 6.7 | 11.7 | -0.6 | 2.8 | 2.2 | 21.1 | 20.6 | 7.8 | 3.3 | 20.6 | 15 | -2.2 | -8.9 | 3.3 | 0.6 | 5 | -0.2 | 5.6 | 3.9 | 1.1 | 0.6 | 1.5 | -2 | 18.3 | 17.8 | 17.7 | 12.2 | 1.7 | -2.2 | -15 | -18 | 0.6 | 0 | 0.6 | -15 | 1.7 | -2.2 | -1.7 | -2.2 | -0.6 | -1.7 | -6.5 | -10.7 | -6.1 | -10 | -2.8 | -7.2 | 2.8 | -1.7 | 0.6 | -6.7 | 11.3 | 7.3 | -8.3 | -13.9 | 1.7 | 0 | 5.8 | 0 | 18.9 | 16.1 | 16.1 | 16.1 | 1.3 | -2.8 | -0.6 | -5 | -2.2 | -2.8 | -5.6 | -8.3 | 10 | 0.3 | -1.1 | -7.3 | -1.5 | -10.8 | -1.1 | -9.4 | 0 | -2.2 | 0.5 | -3 | 4.4 | 2.2 | 5.5 | -0.9 | -3 | -6 | 0.6 | -2.2 | 2.2 | 0.6 | 4.4 | -8.9 | -11.1 | -15.6 | -2 | -6 | 4.8 | -0.3 | 3.3 | 0.6 | 4.4 | 3.5 | 2.2 | -1.7 | 8.7 | -1 | 2.8 | 2.2 | 7.2 | 5 | 5.6 | -4.4 | 16.1 | 12.7 | 7.2 | -2.2 | 16.6 | 10.5 | 2.2 | -4.4 | -2.8 | -7.3 | 9.4 | 6.7 | 7.8 | 1.7 | 0.6 | -1.1 | -4.6 | -8.7 | 3.9 | -3.3 | -0.6 | -12.8 | -6.7 | -12.8
-8 | -10 | -2.8 | -5 | 7.2 | -2.2 | 11.7 | -2.8 | 4.5 | -8.2 | 18.3 | 2.8 | 4 | 3 | 10 | 6.7 | 12.8 | 3.9 | 7.8 | 7.8 | 8.9 | 1.7 | 10.6 | 5 | 5 | -8.5 | 5.7 | -1.1 | 19 | 19 | 13 | 9.1 | 12.2 | -1.7 | 11.7 | 6.7 | 21.7 | 20.6 | 10.6 | 5.6 | 21.9 | 15.5 | -1.7 | -8.9 | 4.6 | 1.1 | 5 | -1.1 | 5.6 | 3.9 | 1.1 | 0.6 | 4.1 | -0.6 | 21.1 | 18.3 | 19.4 | 12.2 | 3.3 | -1.1 | -15 | -17 | 1.1 | 0 | 1.7 | -16.1 | 3.9 | -1.1 | -1.1 | -1.7 | 0 | -1.7 | -7.2 | -12.8 | -3.9 | -8.3 | -2.2 | -8.3 | 6.7 | -2.2 | 1.1 | -7.2 | 13.3 | 7.8 | -7.4 | -13 | 3.2 | 0.4 | 8.7 | -0.3 | 18.9 | 16.7 | 16.7 | 13.9 | 2.8 | -2.2 | -0.6 | -5 | -1.7 | -2.8 | -2.2 | -5.6 | 12.2 | 0 | 2.3 | -5.8 | -1.8 | -11.8 | 0 | -9.4 | 2.2 | -3.9 | 2.8 | -2.2 | 2.8 | 1.1 | 6.1 | -0.6 | -2 | -7 | 2.2 | -1.7 | 4.4 | 0.6 | 5 | -8.3 | -10 | -17.2 | -2 | -6 | 8 | 0.7 | 7.2 | 1.7 | 4.4 | 3.3 | 4.4 | -0.6 | 10 | 0 | 3.9 | 2.8 | 7.2 | 4.4 | 7.2 | -4.4 | 17.2 | 11.7 | 10.6 | -1.7 | 18.3 | 11.7 | 3.3 | -3.3 | 1.7 | -6.1 | 10 | 7.2 | 8.9 | 2.2 | 0.6 | -1.1 | -5 | -8.3 | 5 | -4.4 | 0.7 | -11.3 | -4.4 | -11.1
-6 | -8 | -2.8 | -5 | 8.9 | -5.6 | 12.8 | -2.2 | 6.1 | -8.3 | 22.2 | 2.8 | 6 | 3 | 12.8 | 8.3 | 13.9 | 4.4 | 10.6 | 9.4 | 9.4 | 1.1 | 12.2 | 6.1 | 6.1 | -8.7 | 7.6 | -1.2 | 19 | 19 | 16.1 | 11.1 | 12.8 | -1.1 | 15 | 7.8 | 21.7 | 21.1 | 13.3 | 6.7 | 23.1 | 15.5 | -0.6 | -8.9 | 5.9 | 1.8 | 5.2 | -1.1 | 5.6 | 3.9 | 1.1 | 0.6 | 6.7 | 0.6 | 22.8 | 18.3 | 21.6 | 12.2 | 5.6 | 0 | -12 | -15 | 1.1 | 0.6 | 2.8 | -16.1 | 5 | -2.2 | 0 | -1.7 | 0.6 | -1.1 | -7 | -12.4 | -1.7 | -7.2 | -0.6 | -8.3 | 11.7 | -2.8 | 1.7 | -6.7 | 14.6 | 8.1 | -6.5 | -13 | 4.6 | 0.5 | 11.7 | -1.7 | 20 | 16.7 | 17.8 | 17.2 | 3.9 | -2.4 | 0.6 | -4.4 | -2.2 | -2.8 | 1.1 | -3.9 | 14.4 | -0.6 | 5.6 | -5.6 | -2.2 | -13.9 | 1.7 | -9.4 | 2.8 | -4.4 | 5 | -1.7 | 2.2 | 1.7 | 7.4 | -0.5 | -1 | -6 | 5 | -1.7 | 7.2 | 0 | 5.6 | -8.3 | -8.9 | -12.8 | -2 | -6 | 11.1 | 1.1 | 10 | 1.1 | 6.5 | 4.2 | 3.3 | -5.6 | 12.2 | 1.5 | 6.7 | 3.3 | 7.2 | 3.9 | 7.8 | -4.4 | 19.2 | 10.8 | 13.3 | -5.6 | 19.8 | 12.3 | 5 | -2.8 | 6.1 | -7.8 | 11.7 | 7.2 | 7.2 | 2.8 | 0.6 | -0.6 | -3.5 | -7.7 | 6.1 | -6.7 | 2 | -11.9 | -2.8 | -11.7
-4 | -6 | -2.8 | -5 | 10 | -6.1 | 14.4 | -3.3 | 7.8 | -9.4 | 24.4 | 1.1 | 7 | 4 | 14.3 | 8.3 | 14.4 | 5 | 12.2 | 10 | 10.6 | 0 | 11.7 | 6.1 | 7.2 | -10 | 9.4 | -2.2 | 18 | 18 | 16.8 | 11.3 | 13.3 | -0.6 | 18.3 | 7.8 | 22.8 | 21.1 | 15 | 5.6 | 24.4 | 15.6 | 0 | -8.9 | 7.2 | 2.2 | 5.4 | -1.1 | 6.1 | 4.4 | 3.3 | 1.7 | 7.4 | 1.5 | 24.4 | 17.8 | 23.9 | 11.6 | 6.7 | -0.6 | -9 | -12 | 2.8 | 1.1 | 3.3 | -15 | 5.6 | -1.7 | 1.1 | -1.7 | 1.1 | -1.1 | -6.9 | -12.7 | -0.6 | -6.7 | 1.7 | -7.8 | 13.9 | -6.1 | 3.3 | -6.1 | 15.9 | 8.7 | -5.6 | -13.9 | 6.1 | 0.6 | 13.9 | -1.1 | 20.6 | 17.2 | 18.9 | 17.2 | 5 | -2.9 | 1.7 | -4.4 | -1.7 | -2.8 | 2.4 | -3.7 | 15.3 | -0.8 | 8.2 | -4.7 | -1.3 | -12.7 | 2.8 | -8.3 | 3.3 | -5 | 4.8 | -1.6 | 2.8 | 1.7 | 8.7 | -0.5 | -1 | -5 | 6.1 | -1.7 | 10 | -1.1 | 5.6 | -8.3 | -6.7 | -17.2 | -1 | -7 | 12.6 | 1.6 | 11.7 | 1.7 | 8.5 | 4.7 | 3.9 | -5.6 | 14.5 | 3.3 | 7.8 | 3.3 | 8.9 | 5 | 9.4 | -5 | 21.3 | 9.3 | 15 | -5 | 21.3 | 12.7 | 7.8 | -1.7 | 8 | -6.5 | 12.2 | 7.2 | 7.2 | 2.8 | 0.6 | -0.6 | -2.1 | -7.5 | 7.2 | -7.8 | 3.3 | -13.9 | -1.1 | -8.3
-1 | -5 | -2.8 | -5.6 | 11.1 | -6.1 | 15.6 | -1.7 | 8.5 | -8 | 26.7 | 1.1 | 7 | 2 | 15.7 | 7.5 | 15 | 5.6 | 14.4 | 12.2 | 11.1 | 0 | 12.8 | 6.1 | 7 | -8.7 | 10.3 | -2.4 | 20 | 19 | 17.6 | 11.4 | 14.4 | -2.2 | 20 | 5 | 24.4 | 21.1 | 15.6 | 5 | 24.6 | 15.3 | 1.7 | -8.3 | 8.5 | 2.5 | 5.6 | -1.7 | 6.1 | 4.4 | 4.4 | 1.7 | 8.2 | 2.4 | 24.4 | 17.8 | 26.1 | 10.6 | 7.2 | -1.1 | -7 | -10 | 3.3 | 1.7 | 4.4 | -16.1 | 6.1 | -2.2 | 2.2 | -1.7 | 1.7 | -1.7 | -6.7 | -13.9 | 0 | -6.1 | 2.8 | -8.3 | 15 | -7.2 | 4.4 | -5.6 | 17.2 | 8.9 | -4.8 | -11.4 | 5.2 | 0.5 | 16.1 | -0.9 | 20.6 | 17.2 | 18.9 | 16.7 | 6.1 | -4.4 | 2.8 | -3.9 | -1.1 | -2.2 | 3.7 | -4 | 16.3 | -1.1 | 10.7 | -4.7 | -0.3 | -12.8 | 3.9 | -8.9 | 3.3 | -5 | 4.6 | -1.8 | 3.9 | 2.2 | 10 | -1.1 | -1 | -4 | 7.2 | -1.7 | 13.3 | 0.6 | 6.1 | -7.8 | -5 | -15.6 | -1 | -6 | 14.1 | 2 | 13.9 | 1.7 | 10.6 | 5 | 5 | -5.6 | 16.7 | 4.4 | 10.6 | 3.9 | 10.6 | 5 | 11.1 | -5 | 23.3 | 6.7 | 16.7 | -5 | 22.8 | 13.3 | 10 | -2.2 | 9.8 | -6.6 | 13.3 | 7.2 | 6.1 | 2.2 | 0.6 | -1.1 | -0.6 | -8.3 | 8.3 | -8.9 | 3.9 | -12 | 0.6 | -6.1
0 | -3 | -2.2 | -5 | 12.2 | -6.1 | 16.7 | -2.8 | 9.3 | -8.2 | 28.3 | 0 | 7 | 2 | 17.2 | 6.7 | 15.6 | 6.1 | 17.2 | 12.2 | 11.1 | 1.1 | 13.9 | 5.6 | 6.9 | -8.8 | 11.3 | -2.8 | 19 | 19 | 18.3 | 11.7 | 15.6 | 0 | 20.6 | 5.6 | 25 | 21.7 | 17.2 | 4.4 | 24.8 | 14.9 | 2.2 | -8.3 | 9.8 | 2.4 | 5.6 | -0.8 | 6.7 | 4.4 | 6.7 | 1.7 | 8.9 | 3.3 | 25 | 17.8 | 26.5 | 10.3 | 8.9 | -1.1 | -5 | -8 | 4.4 | 1.1 | 5 | -16.7 | 6.7 | -2.8 | 3.9 | -1.7 | 1.7 | -0.6 | -5.9 | -12.5 | 1.1 | -6.7 | 4.4 | -9.4 | 15.6 | -8.3 | 5.6 | -6.1 | 17.9 | 9 | -4.1 | -10.2 | 4.2 | 0.1 | 18.3 | -1.7 | 21.1 | 17.2 | 18.3 | 17.2 | 7.6 | -4 | 4.4 | -3.3 | 1.7 | -2.2 | 5 | -5.6 | 17.2 | -2.2 | 13.3 | -6.1 | 0.6 | -14.4 | 4.4 | -8.3 | 4.4 | -6.1 | 4.4 | -2.2 | 4.4 | 2.8 | 9.4 | -0.2 | -1 | -5 | 7.2 | -1.7 | 16.1 | -1.7 | 6.7 | -7.8 | -5 | -15.6 | -1 | -8 | 15.6 | 2.2 | 15 | 0.6 | 12.1 | 4.8 | 6.1 | -5.6 | 16.7 | 5.4 | 11.7 | 3.9 | 11.7 | 5.6 | 12.2 | -5.6 | 23.9 | 6.7 | 17.8 | -4.4 | 23 | 13.2 | 11.7 | -3.3 | 11.7 | -7.8 | 14.4 | 7.2 | 6.7 | 2.2 | 1.1 | -1.1 | 0.3 | -7.7 | 8.9 | -8.9 | 4.4 | -11.6 | 1.7 | -7.2
1 | -3 | -1.7 | -4.4 | 12.8 | -6.1 | 17.2 | -3.3 | 10 | -9.4 | 29.4 | 0 | 7 | 1 | 17 | 6.5 | 13.9 | 6.1 | 18.9 | 13.3 | 11.7 | 1.7 | 13.9 | 6.1 | 6.7 | -10 | 12.2 | -3.9 | 19 | 19 | 18.5 | 11.8 | 16.7 | -0.6 | 22.2 | 5 | 26.1 | 21.7 | 18.3 | 3.9 | 25 | 14.4 | 2.2 | -8.3 | 11.1 | 2.2 | 5.6 | -0.4 | 6.7 | 4.4 | 7.2 | 1.7 | 9.1 | 4.3 | 26.1 | 17.2 | 26.8 | 9.7 | 8.9 | -0.6 | -5 | -8 | 4.4 | -1.7 | 5 | -16.1 | 6.7 | -3.9 | 5 | -1.7 | 1.7 | -1.1 | -5.2 | -12.2 | 1.7 | -6.1 | 5.6 | -10.6 | 16.7 | -7.8 | 6.7 | -6.7 | 18.7 | 9 | -3.3 | -9.4 | 3.3 | 0 | 19.1 | -1.2 | 19.4 | 17.2 | 18.3 | 16.7 | 9.1 | -4.3 | 4.4 | -3.9 | 3.3 | -2.8 | 5.4 | -5.2 | 16.1 | -0.5 | 13.5 | -6.4 | 1.3 | -12.5 | 5 | -6.7 | 3.9 | -6.7 | 3.9 | -2.6 | 5 | 3.3 | 8.9 | 0.3 | 0 | -5 | 6.7 | -1.7 | 16.7 | -1.7 | 7.8 | -7.8 | -7.2 | -12.2 | 0 | -8 | 15.4 | 3.2 | 16.7 | 2.2 | 13.5 | 3.9 | 7.2 | -6.7 | 16.7 | 6.3 | 13.3 | 4.4 | 12.8 | 6.1 | 13.3 | -3.9 | 24.4 | 6.7 | 17.2 | -3.9 | 23.1 | 13 | 13.9 | -3.3 | 12.8 | -6.4 | 9.4 | 5.6 | 7.2 | 1.7 | 3.3 | -1.7 | 1.3 | -8.3 | 9.4 | -8.9 | 5 | -12.8 | 3.3 | -8.3
1 | -3 | -0.6 | -3.9 | 13.3 | -5.6 | 18.3 | -5.6 | 10.4 | -8.8 | 30 | -2.8 | 7 | 1 | 16.9 | 6.4 | 13.9 | 6.7 | 18.9 | 12.2 | 11.1 | 2.8 | 13.3 | 6.1 | 6.7 | -8.2 | 12.4 | -3 | 19 | 18 | 18.7 | 12 | 17.2 | -0.6 | 21.7 | 7.2 | 26.7 | 21.7 | 18.9 | 3.9 | 24.6 | 14.4 | 2.2 | -8.3 | 11.1 | 1.6 | 5.6 | 0 | 6.7 | 5 | 7.8 | 1.7 | 9.2 | 5.2 | 26.7 | 16.1 | 27.2 | 8.9 | 9.4 | -1.1 | -4 | -8 | 3.3 | -2.2 | 5 | -15 | 7.2 | -4.4 | 4.4 | -1.1 | 1.7 | -1.1 | -4.4 | -12.8 | 2.2 | -5.6 | 6.1 | -10 | 17.8 | -7.8 | 7.8 | -8.3 | 19.4 | 8.9 | -3.5 | -7.8 | 3.3 | -0.9 | 19.8 | -0.7 | 18.3 | 17.2 | 11.7 | 10 | 10.6 | -5.6 | 5.6 | -3.9 | 4.4 | -1.1 | 5.7 | -5.8 | 15 | 0.4 | 13.7 | -7.9 | 2.1 | -11.5 | 6.1 | -6.7 | 5 | -6.7 | 3.3 | -3.3 | 5 | 3.3 | 8.3 | 1.1 | 0 | -5 | 6.1 | -1.7 | 17.2 | -2.2 | 7.8 | -7.8 | -6.1 | -14.4 | -1 | -8 | 15.2 | 4 | 16.7 | 2.2 | 15 | 2.8 | 8.3 | -7.8 | 16.7 | 6.7 | 15.6 | 4.4 | 13.3 | 6.7 | 13.9 | -2.8 | 25 | 6.7 | 17.8 | -3.3 | 23.3 | 12.8 | 14.4 | -3.3 | 13.9 | -5.6 | 11.1 | 1.7 | 7.8 | 1.7 | 3.9 | -2.8 | 2.2 | -10 | 10.6 | -7.2 | 3.1 | -9.4 | 3.3 | -8.9
1 | -3 | 0 | -3.9 | 13.3 | -6.1 | 18.3 | -3.9 | 10.7 | -9.6 | 30.6 | -0.6 | 7 | 1 | 16.7 | 6.1 | 13.9 | 7.2 | 18.3 | 11.7 | 10.6 | 1.7 | 13.3 | 7.2 | 6.7 | -7.8 | 12.6 | -2.9 | 18 | 18 | 18.9 | 12.2 | 17.8 | -0.6 | 22.2 | 6.7 | 27.2 | 21.7 | 18.3 | 3.9 | 24.3 | 14.1 | 2.2 | -7.8 | 11.1 | 1.1 | 4.7 | -0.1 | 6.7 | 5 | 7.8 | 1.7 | 9.4 | 6.1 | 26.7 | 15 | 26.5 | 9 | 7.8 | 0 | -5 | -8 | 2.8 | -2.2 | 5 | -15.6 | 7.2 | -5 | 4.4 | -1.1 | 1.7 | -1.1 | -4.6 | -11.6 | 2.8 | -4.4 | 6.7 | -9.4 | 17.8 | -8.9 | 7.8 | -8.3 | 18.1 | 9 | -3.7 | -7.1 | 3.3 | -2.2 | 20.6 | -0.6 | 17.8 | 16.1 | 10 | 7.2 | 10.4 | -4.9 | 2.8 | -4.4 | 6.7 | -1.7 | 6.1 | -7.2 | 13.9 | 1.1 | 13.9 | -10 | 2.8 | -12.2 | 6.7 | -7.2 | 5 | -8.3 | 2.8 | -4.4 | 5 | 3.3 | 8.3 | 1.4 | -1 | -5 | 6.7 | -3.3 | 17.2 | -2.8 | 7.8 | -7.8 | -6.1 | -14.4 | -1 | -7 | 15 | 4.4 | 17.2 | 1.7 | 14.1 | 3.6 | 8.9 | -7.2 | 15.9 | 6.6 | 15.6 | 3.9 | 13.3 | 6.7 | 14.4 | -3.3 | 24.1 | 6 | 16.7 | -2.2 | 22.4 | 13.2 | 13.9 | -0.6 | 15 | -6.1 | 11.7 | 0.6 | 6.1 | 1.7 | 3.9 | -2.8 | 1.3 | -9.1 | 10 | -9.4 | 1.3 | -8.3 | 3.9 | -7.2
0 | -2 | 3.3 | -3.9 | 11.7 | -6.1 | 17.8 | -3.3 | 11.1 | -11.7 | 30.6 | -6.7 | 7 | 1 | 15.6 | 7.4 | 13.9 | 7.2 | 16.7 | 11.1 | 10 | 2.2 | 12.2 | 7.8 | 6.7 | -8.3 | 12.8 | -2.8 | 18 | 17 | 18.3 | 12.6 | 17.8 | 1.7 | 21.1 | 3.9 | 26.7 | 21.7 | 18.3 | 3.9 | 23.9 | 13.9 | 2.2 | -8.9 | 11.1 | 0 | 3.7 | -0.6 | 7.2 | 5 | 7.8 | 1.7 | 9.6 | 6.2 | 26.1 | 17.2 | 25.7 | 9.1 | 5 | 2.8 | -5 | -8 | 2.8 | 1.1 | 5 | -15.6 | 7.2 | -5 | 3.9 | -1.7 | 1.1 | -1.1 | -4.8 | -11.8 | 2.8 | -3.9 | 6.1 | -10.6 | 17.8 | -8.3 | 7.2 | -9.4 | 16.9 | 9.1 | -3.9 | -6.7 | 3.3 | -3.9 | 18.2 | 0.8 | 12.8 | 11.1 | 8.9 | 6.7 | 10.2 | -5.1 | 3.3 | -5 | 8.3 | -1.1 | 4.1 | -6.3 | 12.4 | 4.1 | 12.4 | -7.2 | 1.1 | -10.4 | 6.1 | -7.2 | 3.9 | -9.4 | 1.7 | -4.4 | 5 | 3.9 | 8.3 | 1.9 | -1 | -8 | 6.7 | -2.2 | 16.1 | -2.8 | 7.8 | -7.8 | -5 | -13.3 | -2 | -10 | 13.7 | 4.6 | 17.2 | 1.7 | 13.1 | 4 | 8.3 | -8.3 | 15.2 | 6.5 | 15 | 4.4 | 13.3 | 6.1 | 13.9 | -3.3 | 23.1 | 5.1 | 16.1 | -1.7 | 21.5 | 13.2 | 12.8 | 0.6 | 13.9 | -4.2 | 10.6 | 0 | 5 | 1.1 | 3.9 | -3.3 | 0.3 | -9.6 | 10 | -9.4 | -0.6 | -8.9 | 3.9 | -7.8
0 | -5 | 4.4 | -3.9 | 9.4 | -6.1 | 15 | -0.6 | 8.5 | -10.7 | 30 | -2.2 | 7 | 2 | 14.4 | 8.4 | 14.4 | 6.7 | 13.9 | 10 | 9.4 | 2.8 | 10.6 | 7.2 | 5.2 | -6.5 | 10.8 | -2 | 19 | 17 | 17.8 | 13.1 | 17.2 | 0.6 | 20 | 3.9 | 25 | 21.1 | 17.8 | 3.9 | 23.3 | 14.1 | 1.7 | -8.3 | 9.8 | 0.1 | 2.8 | -1.1 | 7.2 | 5 | 6.7 | 1.7 | 9.8 | 6.2 | 23.9 | 18.9 | 25 | 8.9 | 5 | 2.2 | -5 | -10 | 1.7 | -2.2 | 2.8 | -16.1 | 5 | -5.6 | 3.3 | -2.2 | 1.1 | -1.1 | -5 | -12.8 | 0.6 | -1.7 | 5 | -10 | 16.7 | -8.9 | 6.1 | -8.3 | 15.6 | 8.9 | -3.7 | -6.3 | 2.4 | -3.5 | 15.7 | 1 | 10.6 | 9.4 | 8.3 | 7.2 | 10 | -6.1 | 2.8 | -5.6 | 7.8 | -0.6 | 2 | -6.5 | 10.9 | 5.9 | 10.9 | -6.1 | -0.5 | -9.8 | 5 | -7.8 | 2.2 | -8.3 | 0.5 | -4.9 | 5 | 3.9 | 8.3 | 2.2 | -2 | -7 | 5.6 | -2.8 | 15 | -3.9 | 7.2 | -8.3 | -5 | -12.8 | -4 | -13 | 12.4 | 4.1 | 15.6 | 1.7 | 12.2 | 4.4 | 7.8 | -7.8 | 14.4 | 6.1 | 13.3 | 5.6 | 12.8 | 6.7 | 12.8 | -2.8 | 22.2 | 4.4 | 14.4 | -1.1 | 20.6 | 13.3 | 11.1 | 0.6 | 12.8 | -3.4 | 8.3 | -0.6 | 4.4 | 0 | 2.8 | -2.2 | -0.6 | -11.1 | 9.4 | -9.4 | -1.3 | -7.1 | 1.7 | -9.4
-2 | -3 | 3.3 | -3.3 | 7.2 | -6.7 | 12.8 | -1.1 | 5.9 | -11.7 | 28.3 | -2.2 | 7 | 3 | 13.3 | 8.9 | 13.9 | 6.1 | 11.1 | 8.3 | 8.9 | 2.8 | 10 | 7.2 | 3.7 | -6.1 | 8.7 | -2.3 | 19 | 14 | 17.2 | 13.3 | 16.1 | 0.6 | 16.1 | 6.7 | 22.8 | 20.6 | 16.1 | 5 | 22.8 | 13.9 | 0.6 | -8.3 | 8.5 | 0.2 | 1.9 | -1.2 | 7.2 | 5 | 2.2 | 1.7 | 10 | 6.1 | 20 | 18.3 | 23.3 | 9 | 4.4 | 1.1 | -7 | -10 | 1.1 | -3.3 | 1.7 | -15.6 | 2.8 | -4.4 | 2.2 | -2.2 | 0 | -1.1 | -5.4 | -11.8 | 0.6 | -3.3 | 2.8 | -9.4 | 14.4 | -6.7 | 4.4 | -7.8 | 15 | 9.6 | -3.5 | -6.3 | 1.5 | -3.5 | 13.3 | 1.1 | 8.3 | 7.2 | 8.3 | 7.2 | 6.9 | -4.5 | 1.1 | -5.6 | 5.6 | -1.7 | 0 | -7.8 | 9.4 | 7.2 | 9.4 | -6.1 | -2.2 | -11.1 | 4.4 | -8.3 | 0.6 | -8.9 | -0.6 | -6.1 | 5.6 | 4.4 | 7.9 | 2.4 | -2 | -9 | 3.3 | -1.7 | 11.7 | -1.1 | 6.7 | -6.1 | -5.6 | -13.3 | -7 | -16 | 11.1 | 3.9 | 13.9 | 2.8 | 10.5 | 4 | 6.7 | -8.3 | 13.9 | 6.8 | 11.1 | 5 | 11.7 | 6.7 | 11.7 | -2.8 | 19.4 | 5.1 | 12.8 | -0.6 | 19.7 | 14.1 | 6.1 | 1.7 | 11.7 | -3.3 | 7.2 | -1.1 | 3.9 | 0.6 | 2.2 | -2.8 | -1.7 | -10.2 | 7.8 | -11.7 | -2.1 | -6.6 | -0.6 | -7.2
-1 | -4 | 2.8 | -2.8 | 7.2 | -5.6 | 10.6 | -1.1 | 3.3 | -13.9 | 25 | -0.6 | 6 | 2 | 12.9 | 9 | 13.3 | 5 | 10 | 8.9 | 8.3 | 2.2 | 8.9 | 6.7 | 2.2 | -6.7 | 6.7 | -2.8 | 18 | 13 | 16.5 | 13.3 | 15 | 0.6 | 12.2 | 8.9 | 22.2 | 20.6 | 15.6 | 5 | 22.2 | 13.9 | 0 | -8.9 | 7.2 | 0 | 0.9 | -1.6 | 6.7 | 5.6 | 1.1 | 0 | 9.8 | 6 | 18.9 | 18.3 | 21.7 | 8.6 | 3.9 | 1.7 | -8 | -11 | 1.1 | -3.9 | 0 | -14.4 | 2.2 | -3.9 | 1.1 | -3.3 | 0 | -1.1 | -5.7 | -11.9 | 0 | -3.9 | 1.1 | -7.8 | 13.9 | -6.1 | 3.9 | -8.3 | 14.5 | 10.6 | -3.3 | -6.7 | 0.6 | -4.4 | 11.6 | 1.5 | 7.2 | 5.6 | 7.2 | 6.1 | 3.7 | -4.9 | 0 | -4.4 | 1.7 | -1.1 | -1.1 | -6.9 | 9.4 | 6.5 | 9 | -6 | -3.7 | -10.8 | 4.4 | -8.3 | 0 | -8.3 | -0.8 | -5.9 | 5.6 | 4.4 | 7.6 | 2.3 | -3 | -7 | 3.9 | -1.1 | 11.7 | -2.8 | 5.6 | -5.6 | -5.6 | -12.2 | -8 | -18 | 10.4 | 4.1 | 12.8 | 3.9 | 8.9 | 3.5 | 5 | -7.8 | 13.3 | 6.9 | 9.4 | 5.6 | 10.6 | 7.8 | 11.1 | -2.8 | 16.7 | 5.4 | 12.8 | -0.6 | 18.7 | 14.6 | 3.9 | 1.1 | 11.1 | -1.7 | 7.2 | -2.8 | 3.9 | 0.6 | 1.7 | -2.8 | -2.8 | -10.4 | 6.7 | -10.6 | -2.8 | -6.7 | -2.2 | -7.2
-2 | -5 | 2.2 | -1.1 | 6.1 | -5.6 | 10 | -0.6 | 1.6 | -12.2 | 22.2 | 1.1 | 4 | 3 | 12.6 | 8.9 | 12.8 | 5 | 9.4 | 7.8 | 9.4 | 2.8 | 10 | 6.7 | 1.5 | -5.8 | 5.4 | -2.4 | 17 | 13 | 15.7 | 13 | 14.4 | 1.1 | 11.7 | 10.6 | 21.1 | 20.6 | 14.4 | 5.6 | 21.7 | 14.1 | -1.1 | -7.8 | 6.1 | -0.4 | 0 | -2.2 | 6.7 | 5.6 | 1.1 | -1.7 | 9.6 | 5.8 | 18.3 | 17.2 | 20 | 8.3 | 3.3 | 0.6 | -9 | -11 | 0.6 | -3.3 | -2.2 | -14.4 | 2.2 | -5 | 1.1 | -3.3 | -0.6 | -1.1 | -6.1 | -12.8 | -1.1 | -8.3 | 0 | -7.2 | 13.3 | -6.1 | 3.3 | -8.3 | 13.9 | 11.1 | -3.3 | -6.2 | 0 | -3.9 | 10 | 1.9 | 7.2 | 5.6 | 6.7 | 5.6 | 0.6 | -6.1 | -1.7 | -5.6 | 3.3 | -1.1 | -2.2 | -6.9 | 9.4 | 5.8 | 8.7 | -6.6 | -5.2 | -11.8 | 3.9 | -8.3 | -0.6 | -7.8 | -0.9 | -6 | 5.6 | 4.4 | 7.2 | 2.2 | -3 | -9 | 3.3 | -0.6 | 8.9 | -1.7 | 5 | -4.4 | -5.6 | -12.2 | -9 | -18 | 9.6 | 4.4 | 11.7 | 3.9 | 7.2 | 2.8 | 3.3 | -6.1 | 12.8 | 7.2 | 7.8 | 5.6 | 9.4 | 7.8 | 10 | -2.8 | 13.9 | 5 | 12.8 | -0.6 | 17.8 | 15 | 3.3 | 0.6 | 10.6 | -0.7 | 7.2 | -2.8 | 3.9 | 0.6 | 1.7 | -2.8 | -3.9 | -11.7 | 4.4 | -11.1 | -4.1 | -7.6 | -2.8 | -8.9
-2 | -5 | 2.2 | -0.6 | 5 | -5.6 | 7.8 | 1.1 | 0 | -12.2 | 19.4 | 1.1 | 4 | 3 | 12.2 | 8.9 | 12.2 | 5 | 8.9 | 7.8 | 8.3 | 4.4 | 8.9 | 6 | 0.7 | -5.9 | 4.1 | -2.2 | 15 | 11 | 15 | 12.8 | 13.3 | 3.3 | 10 | 8.9 | 20.6 | 20 | 13.3 | 5.6 | 21.1 | 14.3 | -2.2 | -7.8 | 5 | -0.5 | -0.6 | -3.3 | 6.7 | 5.6 | 0 | -2.8 | 9.4 | 5.6 | 17.8 | 17.2 | 19.6 | 7.4 | 3.9 | -0.6 | -9 | -11 | 0 | -2.2 | -0.6 | -16.1 | 1.1 | -6.1 | 0.6 | -0.6 | -0.6 | -1.7 | -7 | -12.6 | -2.8 | -8.3 | 1.7 | -10 | 13.3 | -6.1 | 2.8 | -8.3 | 13.5 | 11.1 | -3.3 | -6.2 | -0.5 | -4.2 | 8.3 | 1.7 | 7.8 | 4.4 | 6.1 | 5.6 | -0.7 | -5.4 | -2.8 | -5.6 | 0.6 | -1.7 | -3.3 | -7.8 | 9.4 | 5 | 8.3 | -8.3 | -6.7 | -13.3 | 3.3 | -8.9 | -1.1 | -7.8 | -1.1 | -7.2 | 5.6 | 4.4 | 6.8 | 2.9 | -3 | -9 | 3.3 | -0.6 | 8.3 | -1.1 | 5 | -3.9 | -6.1 | -11.7 | -10 | -18 | 8.9 | 4.4 | 10.6 | 3.9 | 6.3 | 2.4 | 2.8 | -6.7 | 13 | 7.5 | 7.2 | 6.1 | 9.4 | 7.8 | 10.6 | -3.3 | 13 | 5.4 | 12.2 | 0 | 17.8 | 15.3 | 1.7 | -0.6 | 10 | 0 | 6.1 | -2.8 | 3.9 | -0.6 | 0 | -3.3 | -4.6 | -11.2 | 3.9 | -10 | -5.4 | -9.2 | -2.8 | -8.9
-3 | -6 | 2.2 | -2.2 | 3.9 | -5.6 | 9.4 | -1.1 | -1.7 | -13.9 | 17.8 | 1.1 | 4 | 2 | 11.8 | 8.9 | 12.8 | 5 | 8.3 | 7.8 | 8.3 | 3.3 | 7.8 | 5.7 | 0 | -6.7 | 2.8 | -2.8 | 13 | 11 | 16.1 | 13.8 | 11.7 | 1.1 | 8.3 | 7.2 | 21.1 | 20.6 | 12.8 | 5 | 20.6 | 14.4 | -2.8 | -7.2 | 3.9 | -1.1 | -1.1 | -4.7 | 7.2 | 5.6 | -0.6 | -2.2 | 9.6 | 6 | 18.9 | 18.3 | 19.3 | 6.8 | 3.9 | -1.7 | -10 | -12 | -0.6 | -3.3 | -1.7 | -15.6 | 0 | -8.9 | -0.6 | -1.1 | -0.6 | -1.7 | -8 | -13.5 | -3.3 | -9.4 | -2.8 | -6.7 | 13.3 | -6.1 | 2.2 | -7.8 | 13.2 | 11.3 | -3.3 | -6.7 | -1.1 | -5 | 7.8 | 2.5 | 7.8 | 2.8 | 5.6 | 4.4 | -2 | -5.9 | -3.3 | -5.6 | 0.6 | -1.7 | -3.9 | -7.1 | 9.2 | 5.2 | 7 | -6.9 | -7.4 | -13 | 2.8 | -10 | -0.6 | -7.8 | -1.5 | -6.2 | 5.6 | 4.4 | 6.5 | 3.5 | -4 | -9 | 2.8 | -1.1 | 5.6 | -1.1 | 5 | -2.8 | -6.7 | -11.7 | -10 | -17 | 8.7 | 4.9 | 11.1 | 3.9 | 5.3 | 1.6 | 1.1 | -6.7 | 13.1 | 7.6 | 6.7 | 5.6 | 8.9 | 7.2 | 10 | -3.3 | 12 | 5.4 | 11.7 | 0 | 17.8 | 15.5 | 2.2 | -0.6 | 10.6 | -0.2 | 5 | -3.9 | 3.9 | 0.6 | -0.6 | -3.9 | -5.4 | -11.6 | 1.1 | -10 | -6.7 | -11.1 | -3.3 | -9.4
-5 | -7 | 2.8 | -2.8 | 3.9 | -5.6 | 7.8 | -2.8 | -2.4 | -11.8 | 17.2 | 1.7 | 4 | 2 | 11.5 | 8.9 | 11.7 | 5.6 | 8.3 | 7.2 | 8.3 | 3.9 | 6.1 | 5.2 | -0.6 | -5.7 | 2.4 | -2.9 | 13 | 11 | 17.2 | 14.7 | 10.6 | 0.6 | 8.3 | 7.8 | 21.7 | 21.1 | 13.9 | 5.6 | 19.7 | 14.8 | -3.3 | -7.8 | 3 | -1.2 | -1.7 | -6.7 | 7.2 | 6.1 | -1.1 | -2.8 | 9.8 | 6.4 | 18.9 | 18.9 | 18.9 | 5.6 | 3.3 | -2.2 | -12 | -15 | -2.2 | -4.7 | -1.7 | -15 | -1.1 | -7.2 | -0.6 | -1.1 | -0.6 | -1.7 | -8.9 | -15 | -4.4 | -10 | -2.2 | -7.8 | 11.7 | -6.7 | 1.1 | -7.2 | 12.8 | 11.1 | -3.3 | -6.1 | -1.8 | -4.7 | 7.2 | 2.9 | 8.3 | 2.8 | 4.4 | 4.4 | -3.3 | -6.7 | -1.1 | -5 | -0.6 | -2.2 | -4.4 | -6.8 | 9.1 | 5.3 | 5.7 | -7 | -8.2 | -13.5 | 2.2 | -9.4 | -0.6 | -7.8 | -1.8 | -6.2 | 5.6 | 5 | 6.1 | 3.9 | -3 | -8 | 2.2 | -1.1 | 5 | 0 | 4.4 | -2.2 | -7.8 | -12.2 | -10 | -18 | 8.5 | 5.3 | 10 | 4.4 | 4.4 | 1.1 | 0.6 | -6.7 | 13.3 | 7.8 | 6.7 | 5.6 | 8.9 | 7.2 | 11.1 | -4.4 | 11.1 | 5.6 | 11.7 | 2.2 | 17.8 | 15.6 | 3.9 | 0 | 11.1 | -0.9 | 4.4 | -4.4 | 4.4 | 0.6 | 0.6 | -3.3 | -6.1 | -12.8 | 0 | -9.4 | -5.9 | -10.5 | -3.3 | -8.3
-5 | -8 | 2.8 | -2.8 | 3.3 | -5.6 | 8.9 | -4.4 | -3.2 | -11.2 | 14.4 | 2.2 | 4 | 2 | 11.1 | 8.9 | 11.7 | 4.4 | 8.3 | 7.2 | 7.2 | 5 | 4.4 | 4.4 | -1.1 | -5.7 | 2.1 | -3.3 | 12 | 10 | 18.3 | 15.6 | 9.4 | 0.6 | 9.4 | 9.4 | 21.1 | 20.6 | 13.9 | 5.6 | 18.7 | 15 | -2.2 | -6.7 | 2 | -1.6 | -2.2 | -6.4 | 7.2 | 6.1 | -1.1 | -2.8 | 10 | 6.7 | 16.7 | 15 | 18.5 | 7 | 3.3 | -3.3 | -13 | -16 | -3.7 | -6.5 | -1.1 | -15.6 | -1.1 | -7.2 | -0.6 | -1.7 | -0.6 | -1.7 | -10.7 | -15.3 | -5.6 | -10.6 | -3.9 | -7.8 | 11.7 | -6.7 | 1.1 | -7.8 | 12.8 | 11.4 | -3.3 | -5.9 | -2.6 | -4.9 | 6.7 | 3.3 | 8.3 | 2.2 | 3.9 | 3.9 | -3.7 | -6.5 | 1.1 | -2.2 | -0.6 | -2.8 | -5 | -7.2 | 8.9 | 5.6 | 4.4 | -7.8 | -8.9 | -14.4 | 2.2 | -9.4 | -0.6 | -8.3 | -2.2 | -6.7 | 6.1 | 5.6 | 6.1 | 3.9 | -3 | -8 | 1.1 | -1.7 | 4.4 | 2.2 | 4.4 | -1.7 | -8.3 | -12.2 | -10 | -23 | 8.3 | 5.6 | 9.4 | 5 | 3.7 | 0.9 | 0.6 | -8.3 | 13.1 | 8 | 7.2 | 6.7 | 7.2 | 6.7 | 8.3 | -3.9 | 10.4 | 6 | 11.7 | 2.8 | 18.5 | 16.3 | 5.6 | -2.2 | 11.7 | -1.7 | 2.8 | -5.6 | 3.3 | 0 | 0.6 | -3.3 | -6.3 | -11.9 | -0.6 | -8.9 | -5.2 | -10.7 | -3.3 | -11.1
-7 | -10 | 2.8 | -3.9 | 2.2 | -5.6 | 7.2 | -3.3 | -3.9 | -11.7 | 16.1 | 2.2 | 4 | 2 | 10.9 | 8.7 | 11.1 | 6.7 | 7.8 | 7.2 | 6.7 | 4.4 | 3.3 | 3.3 | -1.7 | -6.1 | 1.7 | -4.4 | 12 | 10 | 18.9 | 16.2 | 8.3 | 1.1 | 9.4 | 9.4 | 21.1 | 20.6 | 13.9 | 5.6 | 17.8 | 15 | -2.2 | -6.7 | 1.1 | -2.2 | -2.8 | -7 | 7.2 | 6.1 | -1.7 | -3.3 | 10 | 7.1 | 14.4 | 11.1 | 18.2 | 8.5 | 2.8 | -3.3 | -14 | -16 | -5.3 | -8.2 | -1.7 | -15.6 | -1.1 | -8.3 | -0.6 | -1.7 | -0.6 | -1.7 | -12.6 | -16.6 | -6.7 | -11.7 | -3.9 | -7.8 | 10.6 | -6.1 | 1.1 | -7.8 | 12.8 | 11.6 | -3.3 | -6.1 | -3.3 | -5.6 | 7.6 | 4.4 | 7.8 | 3.3 | 3.3 | 3.3 | -4 | -6.6 | 1.1 | -1.7 | -1.7 | -3.3 | -5.2 | -7.2 | 8 | 5.5 | 4.6 | -7 | -9.1 | -14.1 | 2.2 | -10.6 | -1.7 | -7.8 | -2 | -6.5 | 6.1 | 5.6 | 6.1 | 3.9 | -3 | -8 | 1.1 | -1.7 | 3.3 | 1.1 | 3.9 | -1.1 | -8.3 | -12.2 | -10 | -20 | 8.7 | 5.8 | 9.4 | 5.6 | 2.9 | 0.8 | 0 | -8.3 | 13 | 8.3 | 6.7 | 6.7 | 7.2 | 6.1 | 5.6 | -3.3 | 9.6 | 6 | 11.7 | 3.3 | 19.3 | 17.1 | 6.1 | -2.8 | 11.5 | -1.4 | 1.7 | -5.6 | 3.3 | -1.1 | 0.6 | -3.9 | -6.5 | -11.7 | -1.1 | -8.9 | -4.4 | -11.7 | -3.9 | -10.6
-7 | -10 | 2.2 | -2.8 | 1.7 | -4.4 | 6.1 | 0 | -4.6 | -11 | 13.9 | 2.2 | 5 | 3 | 10.8 | 8.6 | 10.6 | 6.1 | 7.8 | 7.2 | 7.2 | 4.4 | 2.8 | 2.8 | -1.1 | -6.4 | 2.4 | -3.7 | 12 | 9 | 19.4 | 16.7 | 7.8 | 1.7 | 10 | 10 | 21.1 | 20.6 | 13.9 | 5.6 | 17.2 | 15.2 | -0.6 | -5.6 | 1.3 | -1.7 | -3.3 | -7.8 | 7.8 | 6.1 | -1.7 | -3.3 | 10 | 7.5 | 13.3 | 8.9 | 17.8 | 9.4 | 2.2 | -3.3 | -15 | -16 | -6.9 | -9.9 | -2.2 | -15 | -1.1 | -7.8 | -0.6 | -1.1 | -0.6 | -1.7 | -14.4 | -18.3 | -7.2 | -12.2 | -3.9 | -7.8 | 10.6 | -5.6 | 1.1 | -7.8 | 12.8 | 11.7 | -0.9 | -3.9 | -3.7 | -5.7 | 8.5 | 5.3 | 7.2 | 3.3 | 1.7 | 1.7 | -4.4 | -7.2 | 0.6 | -2.8 | -1.7 | -3.3 | -5.4 | -7.7 | 7 | 5.2 | 4.8 | -6.8 | -9.2 | -14.2 | 1.1 | -8.9 | -1.1 | -7.8 | -1.9 | -7 | 6.1 | 5.6 | 6.1 | 3.9 | -4 | -7 | 0 | -2.8 | 2.2 | 0.6 | 4.4 | -2.2 | -8.9 | -12.2 | -10 | -21 | 9 | 5.9 | 8.9 | 6.1 | 2.2 | 0.6 | -1.1 | -7.8 | 12.8 | 8.3 | 7.2 | 7.2 | 6.1 | 5 | 4.4 | -2.8 | 8.9 | 6.1 | 11.1 | 3.9 | 20 | 17.8 | 6.7 | -2.8 | 11.3 | -1.6 | 0.6 | -5.6 | 2.8 | -0.6 | -0.6 | -3.9 | -6.7 | -12.2 | -2.2 | -8.9 | -4.8 | -11.2 | -5 | -9.4
-7 | -10 | 2.2 | -2.8 | 3.3 | -3.3 | 3.9 | 1.1 | -5.4 | -11.6 | 13.9 | 1.7 | 4 | 3 | 10.6 | 8.3 | 10.6 | 3.3 | 7.8 | 6.7 | 6.7 | 5 | 1.7 | 1.7 | -0.6 | -7.2 | 3.2 | -3.6 | 11 | 8 | 20 | 17.2 | 7.8 | 1.7 | 10.6 | 10.6 | 21.7 | 20.6 | 13.3 | 6.1 | 16.7 | 15.6 | -1.1 | -6.7 | 1.5 | -1.5 | -3.5 | -7.2 | 8.3 | 6.7 | -0.6 | -2.8 | 10 | 7.8 | 12.8 | 7.8 | 15.8 | 8.3 | 2.2 | -4.4 | -16 | -17 | -8.4 | -11.6 | -1.7 | -15.6 | -1.1 | -7.2 | -0.6 | -1.1 | -0.6 | -2.8 | -14.6 | -18 | -7.8 | -12.8 | -2.8 | -7.8 | 11.1 | -5 | 0.6 | -6.1 | 13.3 | 12.4 | 1.5 | -2 | -4 | -6.3 | 9.4 | 6.1 | 7.2 | 2.8 | 2.2 | 2.2 | -4.6 | -7.2 | -1.7 | -3.9 | -1.1 | -3.9 | -5.6 | -8.3 | 6.1 | 5 | 5 | -7.8 | -9.4 | -15 | 0 | -8.3 | -1.1 | -7.2 | -1.7 | -8.3 | 6.7 | 6.1 | 5.9 | 3.9 | -3 | -7 | 0 | -3.3 | 1.7 | 0 | 3.9 | -2.2 | -9.4 | -12.2 | -11 | -22 | 9.4 | 6.1 | 9.4 | 5.6 | 2.2 | 0.6 | -1.7 | -7.2 | 12.1 | 9 | 7.2 | 7.2 | 5.6 | 4.4 | 3.9 | -2.8 | 8.7 | 6.2 | 11.1 | 5 | 20.2 | 17.8 | 5.6 | -2.8 | 11.1 | -2.2 | -0.6 | -6.1 | 2.8 | -0.6 | -1.7 | -5 | -6.5 | -11.6 | -2.2 | -8.3 | -5.2 | -11.8 | -5.6 | -9.4
-5 | -7 | 2.2 | -2.2 | 3.9 | -6.7 | 3.3 | 0 | -6.1 | -12.8 | 12.8 | 1.7 | 4 | 3 | 10.8 | 8.6 | 9.4 | 2.8 | 7.2 | 6.1 | 6.7 | 5 | 2.8 | 2.8 | 0 | -9.4 | 3.9 | -3.9 | 12 | 6 | 20.2 | 17.6 | 6.7 | 1.7 | 11.1 | 11.1 | 21.7 | 20.6 | 13.3 | 7.8 | 16.1 | 15.6 | -2.8 | -9.4 | 1.7 | -1.7 | -3.7 | -7.1 | 8.9 | 7.2 | -0.6 | -2.8 | 10 | 8.1 | 12.8 | 7.8 | 13.7 | 6.8 | 1.7 | -3.9 | -16 | -17 | -10 | -13.9 | -2.8 | -15.6 | -1.1 | -6.7 | -0.6 | -1.7 | -3.3 | -4.4 | -14.8 | -18.3 | -8.3 | -14.4 | -2.8 | -7.2 | 9.4 | -4.4 | 0.6 | -6.1 | 13.9 | 13.3 | 3.9 | -0.6 | -4.4 | -7.2 | 10.7 | 8 | 7.2 | 3.3 | 1.7 | 1.7 | -4.8 | -7.5 | -3.9 | -6.1 | -3.3 | -4.4 | -5.2 | -7.4 | 6.1 | 4.8 | 6.1 | -6.3 | -9 | -14.3 | 0.6 | -6.7 | -1.7 | -7.8 | -1.9 | -8.3 | 6.7 | 6.1 | 5.8 | 4 | -3 | -7 | -1.1 | -3.3 | 2.2 | 1.1 | 3.9 | -2.8 | -9.4 | -12.2 | -11 | -22 | 9.6 | 6.3 | 8.9 | 5.6 | 2.2 | 0.6 | -1.1 | -7.8 | 11.3 | 9.2 | 7.8 | 7.8 | 6.7 | 3.9 | 1.7 | -3.3 | 8.5 | 6.1 | 11.1 | 4.4 | 20.4 | 17.8 | 6.7 | -3.3 | 10.7 | 0.4 | -1.1 | -6.7 | 2.8 | -1.1 | -2.2 | -5.6 | -6.3 | -11.5 | -3.9 | -8.3 | -5.6 | -13.3 | -5.6 | -11.7
-4 | -6 | 2.2 | -2.8 | 3.9 | -7.2 | 2.2 | 0 | -4.4 | -10.3 | 12.8 | 1.7 | 4 | 3 | 10.9 | 8.7 | 8.9 | 2.8 | 6.7 | 6.1 | 6.7 | 5 | 3.9 | 3.3 | 0.7 | -8.5 | 3.9 | -3 | 11 | 4 | 20.4 | 18 | 6.7 | 1.7 | 11.7 | 11.7 | 21.7 | 20.6 | 13.3 | 8.3 | 17.2 | 15.7 | -3.3 | -9.4 | 2.1 | -1 | -3.9 | -7.2 | 9.4 | 8.3 | -0.6 | -3.9 | 10 | 8.6 | 13.3 | 6.7 | 11.7 | 5.6 | 1.7 | -5 | -16 | -18 | -10.6 | -14.4 | -2.8 | -16.1 | -1.1 | -6.7 | -0.6 | -1.7 | -3.9 | -4.4 | -15 | -18.9 | -8.9 | -15 | -3.3 | -7.2 | 10.6 | -4.4 | 0.6 | -6.1 | 14.4 | 13.9 | 4.6 | -0.2 | -4 | -6.3 | 12 | 9.9 | 7.2 | 4.4 | 0.6 | 0.6 | -5 | -8.3 | -5 | -7.2 | -2.2 | -4.4 | -4.8 | -6.6 | 6.1 | 4.3 | 7.2 | -5.5 | -8.7 | -14.2 | -0.6 | -5.6 | -1.1 | -7.8 | -2 | -9.2 | 7.2 | 6.1 | 5.6 | 3.9 | -4 | -7 | -1.7 | -3.9 | 0.6 | -1.1 | 4.4 | -2.8 | -9.4 | -12.2 | -12 | -21 | 9.8 | 6.5 | 9.4 | 6.1 | 2.2 | 0.6 | -1.1 | -7.2 | 10.6 | 9.4 | 8.3 | 8.3 | 6.1 | 4.4 | 1.1 | -3.3 | 8.3 | 6.1 | 10.6 | 3.3 | 20.6 | 17.8 | 6.7 | -2.8 | 10.4 | 2.3 | -2.2 | -7.2 | 2.8 | -1.1 | -1.1 | -5 | -6.1 | -12.2 | -4.4 | -8.3 | -4.8 | -11.8 | -6.1 | -10.6
-5 | -6 | 2.2 | -2.2 | 4.4 | -7.2 | 2.2 | 0 | -2.8 | -8.6 | 11.1 | 1.7 | 4 | 4 | 11.1 | 8.9 | 10.6 | 2.8 | 6.7 | 6.1 | 6.7 | 5 | 2.8 | 2.2 | 1.5 | -8.6 | 3.9 | -2.4 | 12 | 4 | 20.6 | 18.3 | 6.7 | 1.1 | 11.7 | 11.7 | 21.7 | 20.6 | 12.8 | 8.3 | 18.3 | 15.6 | -3.3 | -8.9 | 2.4 | -0.8 | -3.2 | -6.7 | 10 | 8.3 | -1.1 | -4.4 | 10 | 8.9 | 13.3 | 6.7 | 11.7 | 5.4 | 1.7 | -5.6 | -15 | -17 | -11.1 | -15 | -1.1 | -16.7 | -1.1 | -6.7 | -1.1 | -2.2 | -5.6 | -5.6 | -13.5 | -17.5 | -8.9 | -15.6 | -3.3 | -7.2 | 9.4 | -3.9 | 1.7 | -5.6 | 15.3 | 14 | 5.4 | 0.3 | -3.7 | -5.7 | 13.3 | 11.7 | 7.8 | 4.4 | -0.6 | -0.6 | -2.6 | -6.5 | -5 | -7.2 | -0.6 | -4.4 | -4.4 | -6.1 | 6.1 | 3.9 | 8.3 | -5.6 | -8.3 | -15 | -0.6 | -6.7 | -1.7 | -7.8 | -2.2 | -11.1 | 7.8 | 6.7 | 5.8 | 3.8 | -5 | -7 | -1.1 | -3.3 | 1.7 | 0 | 5 | -5 | -10 | -12.2 | -12 | -21 | 10 | 6.7 | 9.4 | 6.1 | 2.6 | 1 | -1.1 | -6.7 | 10.6 | 9.7 | 8.9 | 8.9 | 6.1 | 4.4 | -0.6 | -3.9 | 10 | 6.7 | 11.1 | 3.3 | 21 | 18.2 | 6.1 | -2.8 | 10 | 3.9 | -3.9 | -7.8 | 2.8 | -1.1 | -0.6 | -4.4 | -4.6 | -10.5 | -3.9 | -7.8 | -4.1 | -11.6 | -5.6 | -10.6
-5 | -6 | 2.2 | -2.8 | 5 | -6.7 | 7.8 | 1.7 | -1.1 | -7.8 | 15.6 | 2.2 | 4 | 4 | 11.8 | 8.3 | 12.2 | 3.9 | 8.9 | 7.2 | 6.1 | 3.9 | 8.9 | 6.7 | 2.2 | -10 | 3.9 | -2.2 | 13 | 6 | 21.7 | 19.1 | 8.3 | 0.6 | 12.2 | 12.2 | 21.1 | 20.6 | 13.3 | 8.9 | 19.4 | 15.6 | -2.8 | -10 | 2.8 | -0.6 | -2.4 | -6.3 | 10.6 | 9.4 | -0.6 | -3.9 | 9.3 | 8.1 | 14.4 | 7.2 | 11.7 | 5.4 | 2.2 | -5 | -15 | -16 | -10 | -16.7 | 1.1 | -17.2 | 0 | -6.1 | -1.1 | -2.2 | -4.4 | -5 | -12.1 | -16.5 | -8.3 | -16.1 | 0 | -6.1 | 10 | -3.3 | 3.3 | -5 | 16.3 | 14.3 | 6.1 | 0.6 | -3.3 | -5.6 | 13.1 | 12 | 8.9 | 5.6 | 1.1 | 1.1 | -0.2 | -5.3 | -1.7 | -6.1 | 2.8 | -3.9 | -0.9 | -5.1 | 7.6 | 4.9 | 8.1 | -4.4 | -6.1 | -13.3 | 0.6 | -8.9 | 0.6 | -6.7 | -0.2 | -9.1 | 8.9 | 8.3 | 5.9 | 3.6 | -5 | -6 | 0 | -2.8 | 4.4 | 2.2 | 5.6 | -4.4 | -6.7 | -10 | -12 | -22 | 10 | 7.3 | 8.9 | 6.7 | 2.9 | 1.3 | -0.6 | -6.7 | 10.6 | 9.9 | 8.9 | 8.9 | 8.9 | 6.1 | 6.1 | -1.7 | 11.6 | 7 | 10.6 | 4.4 | 21.3 | 18.5 | 8.3 | -2.2 | 10.7 | 5.5 | -3.9 | -8.9 | 2.8 | -1.1 | 1.1 | -4.4 | -3.2 | -9.7 | -2.8 | -6.1 | -3.3 | -12.2 | -5.6 | -10.6
-1 | -3 | 2.2 | -2.2 | 8.3 | -4.4 | 13.3 | 1.7 | 2.4 | -6.4 | 20.6 | 2.8 | 4 | 3 | 12.6 | 7.5 | 15 | 3.3 | 8.3 | 7.8 | 6.7 | 5 | 11.7 | 6.1 | 3.3 | -9.2 | 5.7 | -1.5 | 15 | 7 | 22.8 | 20 | 10.6 | -1.7 | 12.8 | 12.8 | 21.7 | 20.6 | 15 | 9.4 | 21.3 | 15.9 | -1.7 | -10 | 4.3 | -0.1 | -1.7 | -6.7 | 12.8 | 11.1 | 2.2 | -4.4 | 8.5 | 7 | 16.1 | 7.8 | 11.7 | 5 | 3.3 | -6.1 | -13 | -16 | -10.6 | -15.6 | 2.2 | -16.1 | 1.7 | -5.6 | -1.1 | -2.8 | -5 | -5.6 | -10.6 | -16.1 | -7.8 | -15.6 | 3.9 | -6.1 | 11.1 | -0.6 | 5.6 | -5.6 | 17.2 | 14.4 | 7.4 | 1.7 | -1.8 | -4.4 | 13 | 12.6 | 10 | 5 | 4.4 | 3.9 | 2.2 | -5 | 0.6 | -6.7 | 5 | -3.9 | 2.6 | -5.5 | 9.1 | 5.9 | 8 | -3.6 | -3.9 | -12.3 | 1.7 | -8.3 | 2.2 | -6.1 | 1.9 | -8.6 | 8.9 | 8.3 | 6.1 | 3.3 | -5 | -6 | 2.8 | -1.7 | 7.8 | 2.8 | 7.2 | -6.7 | -4.4 | -9.4 | -11 | -21 | 10 | 7.8 | 8.9 | 7.8 | 3.3 | 1.7 | 0.6 | -7.2 | 10.6 | 10 | 8.9 | 8.9 | 12.2 | 7.2 | 9.4 | -1.1 | 13.3 | 7.2 | 11.7 | 3.3 | 21.7 | 18.9 | 10 | -1.7 | 11.5 | 6.9 | -1.7 | -8.3 | 4.4 | -0.6 | 1.7 | -3.9 | -1.7 | -9.4 | 0 | -5 | -1.6 | -10.9 | -2.8 | -8.3
1 | -1 | 2.8 | -2.2 | 10 | -3.9 | 17.2 | -2.8 | 5.9 | -6.8 | 22.8 | 1.7 | 5 | 3 | 13.3 | 6.7 | 16.1 | 4.4 | 8.3 | 7.8 | 6.7 | 3.9 | 13.3 | 6.7 | 4.5 | -9.6 | 7.6 | -1.2 | 17 | 8 | 23.9 | 20.6 | 12.8 | -5 | 13.9 | 13.3 | 21.7 | 20.6 | 17.2 | 10 | 23.1 | 15.7 | -1.1 | -10 | 5.7 | -0.1 | -1.5 | -5.7 | 15 | 13.9 | 4.4 | -6.1 | 7.8 | 6.1 | 18.3 | 8.9 | 12.2 | 4.9 | 3.9 | -6.7 | -11 | -13 | -9.4 | -16.1 | 3.9 | -16.1 | 3.3 | -5 | 0 | -5 | -2.8 | -4.4 | -8.5 | -14.8 | -7.2 | -15.6 | 7.8 | -5 | 12.8 | 1.7 | 7.8 | -6.1 | 18.1 | 14 | 8.7 | 2.9 | -0.4 | -3.8 | 12.8 | 12.8 | 11.1 | 3.9 | 10 | 3.3 | 5.4 | -3.9 | 1.7 | -6.1 | 6.7 | -2.8 | 6.1 | -8.9 | 10.6 | 6.7 | 7.8 | -3.9 | -1.7 | -12.8 | 2.8 | -6.7 | 3.3 | -6.1 | 3.9 | -9.4 | 10.6 | 10 | 6.5 | 3.7 | -4 | -6 | 3.9 | -1.1 | 11.7 | 0.6 | 8.9 | -7.2 | -2.2 | -8.9 | -10 | -19 | 10 | 8.3 | 9.4 | 8.3 | 5.7 | 2.3 | 2.2 | -6.1 | 11.7 | 10.8 | 10.6 | 10 | 15 | 6.7 | 12.8 | -2.2 | 14.6 | 6 | 12.2 | 4.4 | 22.1 | 18.9 | 13.3 | -1.1 | 12.2 | 8.3 | -1.1 | -8.9 | 5.6 | 1.7 | 5 | -5.6 | -0.4 | -7.9 | 5 | -3.9 | 0 | -10.7 | -1.1 | -8.9
1 | -1 | 3.3 | -2.8 | 12.8 | -3.3 | 18.9 | -2.2 | 9.4 | -10 | 25 | 0.6 | 6 | 4 | 12.9 | 7.8 | 17.2 | 4.4 | 10.6 | 8.3 | 5.6 | 3.9 | 15 | 7.2 | 5.6 | -11.7 | 9.4 | -1.1 | 18 | 9 | 25.6 | 20.6 | 14.4 | -5 | 14.4 | 13.3 | 23.3 | 21.1 | 19.4 | 10.6 | 25 | 15.6 | -1.7 | -10.6 | 7.2 | 0 | -1.3 | -5.4 | 20 | 17.8 | 5.6 | -6.1 | 8.2 | 6 | 21.1 | 10.6 | 12.8 | 4.8 | 5 | -5.6 | -9 | -12 | -8.9 | -14.4 | 5.6 | -15.6 | 5 | -5 | 1.7 | -8.3 | -0.6 | -3.9 | -6.5 | -14.5 | -6.1 | -14.4 | 10 | -3.9 | 12.8 | 1.7 | 10 | -5 | 19.1 | 14 | 10 | 3.9 | 1.1 | -3.9 | 13.3 | 12.9 | 11.7 | 0 | 12.2 | 1.1 | 8.5 | -4.1 | 2.8 | -6.1 | 8.3 | -2.8 | 7.2 | -7.5 | 12.4 | 7.1 | 7.6 | -2.1 | -0.6 | -11 | 3.3 | -6.1 | 5.6 | -5.6 | 5.6 | -7.4 | 13.9 | 13.3 | 6.8 | 3.8 | -4 | -6 | 6.1 | -0.6 | 14.4 | -3.9 | 8.3 | -7.8 | 0 | -7.2 | -10 | -19 | 10.9 | 9.4 | 10 | 8.3 | 8.2 | 2.9 | 5 | -4.4 | 12.8 | 11.6 | 12.2 | 10 | 16.7 | 6.7 | 14.4 | -1.1 | 15.9 | 4.3 | 14.4 | 4.4 | 22.4 | 19 | 15 | -1.7 | 11.7 | 8.9 | 0.6 | -8.3 | 6.7 | 0.6 | 5 | -5.6 | 0.9 | -7 | 9.4 | -3.3 | 1.7 | -12.8 | -0.6 | -7.8
1 | -1 | 3.3 | -2.8 | 14.4 | -3.3 | 20 | -1.1 | 10.3 | -8.8 | 27.2 | -0.6 | 7 | 4 | 12.6 | 9.1 | 16.7 | 4.4 | 12.2 | 7.8 | 6.7 | 3.9 | 15.6 | 7.2 | 7.1 | -9.9 | 10.7 | -2.1 | 21 | 10 | 27.2 | 20.1 | 15.6 | -2.2 | 19.4 | 12.2 | 25 | 21.1 | 19.4 | 10.6 | 25.2 | 15.8 | 0 | -10.6 | 7.8 | 1 | -1.1 | -5.6 | 22.8 | 17.8 | 6.7 | -7.2 | 8.5 | 5.8 | 23.9 | 13.9 | 13.3 | 4.4 | 5.6 | -5 | -7 | -10 | -7.8 | -13.3 | 6.7 | -14.4 | 5.6 | -3.9 | 2.2 | -6.7 | 0.6 | -3.9 | -4.4 | -15.6 | -6.1 | -13.9 | 13.3 | -3.3 | 13.3 | 0 | 11.1 | -3.9 | 20 | 13.3 | 11.7 | 4 | 2.6 | -4.1 | 13.9 | 12.8 | 12.2 | 0.6 | 13.3 | -0.6 | 11.7 | -6.1 | 3.9 | -6.1 | 10.6 | -1.1 | 8.3 | -7.7 | 14.3 | 7.4 | 7.4 | -1.4 | 0.6 | -10.5 | 4.4 | -5.6 | 5.6 | -5 | 7.2 | -7.1 | 18.3 | 17.2 | 7.2 | 3.9 | -3 | -6 | 8.3 | -0.6 | 16.1 | -5 | 8.3 | -7.8 | 1.7 | -8.9 | -10 | -18 | 11.9 | 10.7 | 10 | 8.9 | 10.6 | 2.8 | 7.2 | -5.6 | 13.9 | 12.2 | 14.4 | 9.4 | 17.8 | 6.1 | 16.1 | -2.2 | 17.2 | 1.7 | 14.4 | 5.6 | 22.8 | 18.9 | 16.1 | -2.2 | 11.1 | 9.6 | 2.2 | -9.4 | 7.8 | -0.6 | 5.6 | -5 | 2.2 | -7.2 | 12.2 | -5 | 2.6 | -11.8 | 1.1 | -6.7
1 | 0 | 4.4 | -2.8 | 16.7 | -2.2 | 20.6 | -0.6 | 11.3 | -9.1 | 28.9 | 0 | 7 | 4 | 12.2 | 10 | 16.7 | 5 | 14.4 | 10 | 8.3 | 5 | 15.6 | 8.3 | 8.5 | -9.7 | 12 | -3.7 | 22 | 11 | 28.9 | 19.4 | 17.2 | -3.9 | 22.2 | 10 | 26.7 | 21.1 | 21.1 | 10 | 25.4 | 16 | 0.6 | -10 | 8.3 | 1.9 | -0.7 | -5.1 | 23.3 | 17.2 | 7.8 | -8.9 | 8.9 | 5.6 | 24.4 | 15 | 14.6 | 4 | 5.6 | -6.7 | -6 | -9 | -6.7 | -12.8 | 7.8 | -13.3 | 6.7 | -3.9 | 2.2 | -6.7 | 1.1 | -3.9 | -3.7 | -13.8 | -5.6 | -13.3 | 15.6 | -3.3 | 14.4 | -3.9 | 13.9 | -4.4 | 20.7 | 12.4 | 13.3 | 3.9 | 4.1 | -5 | 14.4 | 12.8 | 13.3 | -0.6 | 14.4 | 1.7 | 13.5 | -5.4 | 4.4 | -5.6 | 12.8 | -3.9 | 9.4 | -8.9 | 16.1 | 7.2 | 7.2 | -0.6 | 1.7 | -11.1 | 6.7 | -8.3 | 6.1 | -5.6 | 8.9 | -7.2 | 21.1 | 19.4 | 7.2 | 4.2 | -3 | -5 | 9.4 | 0.6 | 16.7 | -4.4 | 8.9 | -7.2 | 2.8 | -9.4 | -11 | -14 | 12.8 | 11.7 | 9.4 | 8.9 | 11.3 | 2.9 | 9.4 | -4.4 | 14.8 | 11.2 | 14.4 | 7.2 | 18.3 | 7.2 | 17.2 | -4.4 | 17.9 | 1.8 | 16.1 | 2.2 | 23.7 | 18.8 | 18.9 | -3.3 | 10.6 | 10 | 2.2 | -11.1 | 8.3 | 1.1 | 6.1 | -5.6 | 1.8 | -6 | 15.6 | -5 | 3.5 | -12.3 | 2.2 | -6.7
2 | 0 | 5 | -2.8 | 16.7 | -2.8 | 20.6 | 0.6 | 12.2 | -11.1 | 30.6 | -5.6 | 8 | 3 | 12 | 9.4 | 16.7 | 7.8 | 15.6 | 8.9 | 10.6 | 4.4 | 15.6 | 8.3 | 10 | -11.1 | 13.3 | -6.7 | 22 | 10 | 29.1 | 18.6 | 18.3 | -3.3 | 23.9 | 9.4 | 27.2 | 21.7 | 21.1 | 9.4 | 25.6 | 16.1 | 0.6 | -10 | 8.9 | 2.8 | -0.4 | -5.2 | 24.4 | 16.7 | 8.3 | -10 | 10.2 | 5.8 | 25.6 | 15.6 | 15.9 | 3.7 | 6.1 | -4.4 | -5 | -8 | -5.6 | -13.3 | 8.9 | -13.3 | 7.8 | -3.9 | 2.8 | -5.6 | 1.7 | -4.4 | -2.9 | -13.4 | -4.4 | -13.3 | 17.8 | -3.9 | 14.4 | -7.2 | 15 | -3.9 | 21.5 | 11.6 | 15 | 3.3 | 5.6 | -7.8 | 14.2 | 12.4 | 13.3 | -3.3 | 15.6 | 0.6 | 15.4 | -6.6 | 3.9 | -5 | 14.4 | -6.1 | 9.4 | -8.1 | 17.4 | 5.1 | 7 | -1.9 | 2.4 | -9.6 | 7.2 | -6.7 | 3.3 | -0.6 | 7.4 | -5.3 | 22.2 | 19.4 | 7.2 | 4.3 | -2 | -5 | 11.1 | 0 | 17.2 | -5 | 8.3 | -7.2 | 4.4 | -8.9 | -11 | -15 | 13.5 | 12.3 | 10 | 9.4 | 12.1 | 3.1 | 11.7 | -2.8 | 15.8 | 10.2 | 15.6 | -3.9 | 18.9 | 7.8 | 18.9 | -5 | 18.7 | 2.5 | 15.6 | 2.8 | 24.7 | 18.7 | 19.4 | -2.8 | 9.7 | 9.1 | 3.3 | -10.6 | 7.8 | 0.6 | 6.1 | -5 | 1.5 | -5.6 | 16.7 | -3.9 | 4.4 | -15 | 3.3 | -5.6
2 | 0 | 5 | -2.8 | 16.7 | -2.2 | 20.6 | -1.1 | 11.8 | -8.2 | 31.7 | -4.4 | 8 | 3 | 11.9 | 9 | 16.7 | 8.3 | 15.6 | 8.3 | 11.1 | 4.4 | 15 | 7.8 | 10.4 | -9.8 | 13.7 | -6.8 | 21 | 10 | 29.2 | 17.7 | 18.3 | -2.2 | 23.3 | 8.9 | 23.9 | 21.7 | 21.1 | 9.4 | 25.4 | 16 | 0.6 | -10.6 | 7.8 | 2.7 | 0 | -6.1 | 23.9 | 16.1 | 8.9 | -8.9 | 11.5 | 5.8 | 26.1 | 15.6 | 17.2 | 2.8 | 4.4 | -3.3 | -3 | -7 | -5.6 | -11.7 | 9.4 | -14.4 | 8.3 | -5 | 2.8 | -5.6 | 2.2 | -5.6 | -2.2 | -14.4 | -3.9 | -13.3 | 18.9 | -3.3 | 14.4 | -10 | 16.1 | -4.4 | 22.2 | 10 | 15.4 | 2.6 | 5 | -7.2 | 14.1 | 12.2 | 13.9 | 0.6 | 16.7 | 0.6 | 17.2 | -8.9 | 4.4 | -4.4 | 16.1 | -7.8 | 9.4 | -8.1 | 18.7 | 1.2 | 6.9 | -3.5 | 3.2 | -9.3 | 6.7 | -7.8 | 3.3 | 0 | 5.9 | -4.5 | 22.8 | 18.9 | 7.2 | 4.4 | -2 | -5 | 11.1 | 0 | 17.2 | -4.4 | 6.7 | -4.4 | 5.6 | -10 | -11 | -13 | 14.3 | 12.9 | 10 | 9.4 | 12.8 | 2.8 | 13.3 | -3.3 | 16.7 | 8.3 | 15 | -1.7 | 18.3 | 8.3 | 19.4 | -5.6 | 19.4 | 2.8 | 15 | 3.9 | 25.6 | 18.3 | 19.4 | 2.8 | 8.7 | 8.1 | 4.4 | -10.6 | 6.1 | 1.1 | 6.7 | -5 | 1.1 | -6.1 | 17.2 | -3.3 | 4.4 | -13.3 | 3.9 | -6.1
2 | 0 | 5 | -4.4 | 16.7 | -2.8 | 20.6 | -0.6 | 11.5 | -7 | 32.2 | -4.4 | 9 | 3 | 11.7 | 8.3 | 16.1 | 9.4 | 16.1 | 8.3 | 10 | 3.9 | 14.4 | 8.9 | 10.7 | -10.1 | 14 | -8.2 | 20 | 10 | 29.4 | 16.7 | 19.4 | 0 | 23.3 | 10.6 | 20.6 | 15.6 | 22.2 | 9.4 | 25.2 | 15.8 | 0.6 | -11.1 | 6.7 | 2.6 | -0.2 | -5.5 | 24.4 | 15 | 9.4 | -10 | 12.8 | 5.6 | 25.6 | 17.2 | 16.3 | 1.6 | 4.4 | -5.6 | -3 | -7 | -5.6 | -12.2 | 10 | -13.9 | 8.3 | -5 | 2.2 | -7.2 | 2.2 | -6.1 | -2.4 | -12.4 | -3.9 | -13.3 | 19.4 | -4.4 | 14.4 | -8.3 | 17.2 | -4.4 | 21.1 | 7.7 | 15.7 | 1.8 | 4.5 | -7.6 | 13.9 | 11.7 | 13.9 | -1.1 | 17.2 | -1.1 | 15.9 | -6.8 | 4.4 | -4.4 | 16.7 | -7.2 | 9.4 | -10 | 20 | -4.4 | 6.7 | -6.1 | 3.9 | -10 | 6.1 | -6.1 | 2.8 | 0.6 | 4.4 | -4.4 | 23.9 | 16.1 | 7 | 4.7 | -2 | -5 | 11.7 | -0.6 | 17.2 | -5.6 | 4.4 | -2.2 | 6.1 | -9.4 | -11 | -12 | 15 | 13.3 | 10 | 9.4 | 11.9 | 2.6 | 13.9 | -3.3 | 14.8 | 6.9 | 15 | -1.7 | 18.3 | 7.2 | 20 | -7.2 | 19 | 2.8 | 15.6 | 3.3 | 25.4 | 18.4 | 14.4 | 5 | 7.8 | 7.2 | 4.4 | -9.4 | 3.9 | 1.1 | 6.1 | -5.6 | -0.9 | -6.4 | 17.8 | -3.3 | 4.4 | -12.9 | 4.4 | -6.7
1 | 0 | 5 | -3.9 | 16.7 | -2.8 | 20 | 0 | 11.1 | -6.7 | 31.7 | -6.7 | 8 | 4 | 10.9 | 7.8 | 14.4 | 10.6 | 15 | 7.8 | 10 | 3.3 | 13.3 | 8.3 | 11.1 | -11.7 | 14.4 | -10 | 19 | 10 | 26.8 | 18.1 | 18.9 | 0 | 23.3 | 8.9 | 19.4 | 13.9 | 21.7 | 10 | 25 | 15.6 | 0 | -11.1 | 5.6 | 2.2 | -0.4 | -5.7 | 23.3 | 13.3 | 10 | -7.2 | 11.9 | 5.1 | 24.4 | 17.2 | 15.3 | 0.7 | 2.2 | -3.9 | -4 | -7 | -6.7 | -12.2 | 8.9 | -13.9 | 7.8 | -5.6 | 1.7 | -6.7 | 1.7 | -6.1 | -2.6 | -12 | -3.9 | -13.3 | 18.9 | -4.4 | 13.9 | -10.6 | 17.2 | -5 | 20 | 5.3 | 16.1 | 0.6 | 3.9 | -9.4 | 12.4 | 10.5 | 13.3 | -2.2 | 17.2 | -2.8 | 14.6 | -5.6 | 5 | -5 | 16.7 | -8.3 | 8.5 | -8.4 | 18.7 | -4.2 | 4.8 | -4.7 | 2.2 | -8.9 | 5.6 | -6.1 | 2.2 | 0.6 | 3.5 | -3.7 | 23.3 | 14.4 | 6.9 | 4.9 | -1 | -5 | 10.6 | -1.1 | 16.1 | -5 | 3.3 | -1.1 | 7.2 | -11.1 | -10 | -12 | 15.4 | 14 | 11.7 | 9.4 | 10.9 | 2.2 | 13.9 | -3.3 | 13 | 5.4 | 15 | -2.2 | 17.8 | 7.8 | 19.4 | -8.3 | 18.7 | 2.9 | 14.4 | 3.3 | 25.2 | 18.4 | 11.7 | 3.9 | 7.4 | 5.7 | 5.6 | -8.9 | 5.6 | -1.1 | 5.6 | -5 | -3 | -7.7 | 16.7 | -2.2 | 4.4 | -14.4 | 3.9 | -6.1
1 | 0 | 3.9 | -4.4 | 16.1 | -2.8 | 16.7 | 2.8 | 9.3 | -6.2 | 30.6 | -3.9 | 7 | 4 | 10.2 | 7.3 | 13.9 | 10.6 | 12.8 | 7.2 | 8.9 | 2.8 | 11.7 | 8.3 | 7.8 | -8.1 | 12.4 | -8.8 | 18 | 10 | 24.3 | 18.7 | 18.3 | -0.6 | 22.2 | 9.4 | 19.4 | 14.4 | 21.1 | 9.4 | 24.3 | 15.8 | -0.6 | -10.6 | 4.8 | 1.5 | -0.6 | -6.7 | 21.7 | 12.8 | 9.4 | -7.2 | 10.9 | 4.6 | 22.8 | 17.8 | 14.4 | -0.6 | 2.2 | -3.3 | -5 | -7 | -7.2 | -12.8 | 7.8 | -14.4 | 6.7 | -5.6 | 1.1 | -5.6 | 1.7 | -5.6 | -2.8 | -12.8 | -5 | -13.9 | 16.7 | -5.6 | 11.7 | -10.6 | 16.1 | -5.6 | 18.9 | 2.8 | 14.8 | 1 | 2.2 | -5.4 | 10.9 | 9 | 10.6 | -2.2 | 15.6 | -2.2 | 13.3 | -6.1 | 5 | -5 | 13.9 | -8.3 | 7.6 | -8.3 | 17.4 | -4.5 | 3 | -4.3 | 0.6 | -9.1 | 5 | -4.4 | 2.2 | 1.1 | 2.6 | -3.5 | 21.1 | 13.9 | 6.7 | 5 | -2 | -3 | 10.6 | -1.7 | 14.4 | -5 | 2.8 | -1.7 | 6.1 | -10 | -10 | -12 | 15.7 | 14.4 | 10 | 9.4 | 10 | 1.7 | 13.3 | -3.3 | 11.1 | 3.9 | 14.4 | -1.7 | 16.7 | 8.3 | 17.2 | -8.9 | 18.3 | 2.8 | 13.9 | 4.4 | 25 | 18.3 | 11.7 | 4.4 | 7.1 | 4.1 | 3.9 | -8.3 | 5 | -0.6 | 5 | -5 | -5 | -9.4 | 16.1 | -2.8 | 3.5 | -12.3 | 3.3 | -5.6
1 | 0 | 3.3 | -4.4 | 11.7 | -1.1 | 14.4 | 2.8 | 7.4 | -6.9 | 28.9 | -1.7 | 7 | 4 | 9.4 | 6.7 | 12.8 | 11.1 | 11.1 | 7.2 | 8.3 | 3.3 | 10.6 | 8.3 | 4.4 | -7.1 | 10.3 | -8.3 | 17 | 10 | 21.7 | 18.9 | 17.8 | 0.6 | 18.9 | 10.6 | 19.4 | 14.4 | 20 | 9.4 | 23.5 | 16.1 | -2.2 | -10.6 | 4.1 | 0.8 | -1.1 | -6 | 19.4 | 12.8 | 4.4 | -5 | 10 | 3.9 | 20 | 17.8 | 13.7 | -0.6 | 1.7 | -11.1 | -5 | -7 | -10.6 | -14.4 | 5.6 | -13.3 | 4.4 | -4.4 | 0.6 | -6.7 | -0.6 | -5.6 | -4.5 | -12.2 | -6.1 | -13.3 | 11.1 | -3.9 | 10 | -9.4 | 13.9 | -0.6 | 15.9 | 4.9 | 13.5 | 1.2 | 0.6 | -3.9 | 9.4 | 7.8 | 6.1 | 1.7 | 12.8 | -0.6 | 10.3 | -4.3 | 2.8 | -3.9 | 12.8 | -8.3 | 6.7 | -9.4 | 16.1 | -5.6 | 1.1 | -5 | -1.1 | -10.6 | 5 | -3.9 | 2.2 | 1.1 | 1.7 | -3.9 | 20 | 12.2 | 6.5 | 5 | -2 | -8 | 8.3 | -1.7 | 12.2 | -4.4 | 2.8 | -1.1 | 3.3 | -8.9 | -10 | -12 | 16.1 | 15 | 9.4 | 9.4 | 8.3 | 2.1 | 11.7 | -2.2 | 10.5 | 3.3 | 12.2 | -2.2 | 15.6 | 8.9 | 15.6 | -7.8 | 17.6 | 3.1 | 13.3 | 4.4 | 24.1 | 18.5 | 10.6 | 3.9 | 6.7 | 2.2 | 2.8 | -8.3 | 3.9 | -0.6 | 4.4 | -4.4 | -6.1 | -11 | 15.6 | -3.3 | 2.6 | -12.2 | 0.6 | -5.6
1 | 0 | 2.8 | -5.6 | 13.3 | 0.6 | 13.9 | 2.2 | 5.6 | -8.3 | 27.8 | -2.2 | 6 | 4 | 9 | 5.9 | 14.4 | 11.1 | 10 | 7.2 | 8.3 | 2.8 | 9.4 | 7.8 | 1.1 | -8.3 | 8.3 | -9.4 | 17 | 10 | 21.1 | 18.9 | 16.7 | 1.1 | 16.1 | 9.4 | 17.8 | 14.4 | 20 | 9.4 | 22.8 | 16.1 | -2.8 | -10.6 | 3.3 | 0 | -1.7 | -6.4 | 16.7 | 12.8 | 3.9 | -5 | 9.1 | 4.7 | 19.4 | 18.3 | 12.9 | -0.6 | 0 | -12.2 | -6 | -8 | -12.2 | -15.6 | 3.3 | -8.3 | 1.7 | -5 | 0.6 | -6.7 | -1.7 | -6.1 | -6.1 | -12.9 | -6.7 | -13.9 | 10 | -3.9 | 8.3 | -9.4 | 12.8 | -1.1 | 13 | 6.2 | 12.2 | 1.1 | -1.1 | -3.3 | 8.5 | 7.1 | 4.4 | 1.1 | 8.3 | 3.3 | 7.4 | -3.9 | 2.2 | -3.3 | 10.6 | -8.3 | 6.3 | -8.2 | 15.5 | -3 | 1.1 | -4.6 | -2.4 | -9.6 | 5.6 | -3.9 | 2.8 | 1.7 | 1.7 | -3.2 | 18.3 | 11.7 | 6.3 | 5.1 | -3 | -9 | 6.1 | 0 | 11.1 | -4.4 | 2.8 | -0.6 | 2.2 | -10 | -10 | -11 | 16.1 | 15 | 9.4 | 8.9 | 6.7 | 2.4 | 10 | -1.7 | 10 | 2.8 | 9.4 | -2.2 | 14.4 | 10 | 10.6 | -6.1 | 16.8 | 2.8 | 12.8 | 5.6 | 23.1 | 18.4 | 8.9 | 5.6 | 5.8 | 0.3 | 2.2 | -7.8 | 3.9 | 0 | 3.3 | -4.4 | -7.2 | -13.1 | 13.9 | -2.8 | 1.7 | -13.3 | -1.1 | -5.6
1 | -1 | 2.2 | -6.1 | 10 | 0 | 12.8 | 2.2 | 3.4 | -7.1 | 22.8 | -1.1 | 6 | 4 | 8.7 | 5.3 | 14.4 | 3.3 | 8.9 | 6.7 | 7.8 | 3.3 | 9.4 | 7.8 | 1.8 | -6.9 | 7.9 | -8.8 | 17 | 8 | 20.6 | 18.9 | 16.1 | 1.1 | 13.9 | 9.4 | 17.8 | 12.8 | 18.9 | 9.4 | 22.6 | 16.4 | -3.3 | -10.6 | 2.8 | -0.6 | -2.2 | -7.2 | 15.6 | 12.2 | 1.1 | -5 | 8.1 | 5.1 | 18.9 | 18.3 | 12.2 | -1.1 | -1.7 | -12.2 | -7 | -8 | -12.8 | -16.7 | 2.8 | -7.2 | 0.6 | -5.6 | 0 | -7.2 | -2.2 | -6.1 | -7.8 | -14.4 | -7.2 | -13.3 | 9.4 | -3.9 | 7.8 | -8.9 | 11.7 | -1.1 | 10 | 6.1 | 11.7 | 1.3 | -1.3 | -3.5 | 7.6 | 6.7 | 4.4 | 1.1 | 9.4 | 1.1 | 4.4 | -5 | -0.6 | -4.4 | 8.3 | -8.3 | 6 | -8.4 | 15 | -1 | 1.1 | -4.7 | -3.7 | -9.6 | 5 | -1.1 | 3.3 | 1.7 | 1.7 | -3.2 | 16.1 | 10.6 | 6.1 | 5 | -5 | -8 | 5 | 0 | 10.6 | -5.6 | 3.3 | 0 | 1.7 | -9.4 | -10 | -11 | 16.1 | 15 | 9.4 | 8.3 | 5 | 2.2 | 7.8 | 0 | 9.4 | 2.2 | 7.8 | -1.1 | 15 | 10 | 12.2 | -7.8 | 16.1 | 2.8 | 12.8 | 6.1 | 22.2 | 18.3 | 8.9 | 4.4 | 4.8 | -1.4 | 2.8 | -8.3 | 2.8 | 0 | 2.2 | -4.4 | -8.3 | -16.1 | 12.8 | -2.8 | 1.5 | -12 | -1.1 | -5.6
1 | -1 | 1.7 | -6.1 | 7.8 | 0.6 | 12.8 | 0.6 | 1.1 | -7.5 | 20.6 | -0.6 | 5 | 4 | 8.3 | 4.4 | 13.9 | 2.8 | 8.3 | 6.1 | 7.8 | 2.8 | 8.9 | 6.6 | 2.6 | -6.7 | 7.6 | -8.7 | 16 | 8 | 20 | 18.9 | 15.6 | 1.7 | 11.7 | 8.9 | 17.2 | 12.2 | 18.9 | 8.9 | 22.4 | 16.5 | -3.3 | -10 | 2.2 | -1.2 | -2.8 | -6.5 | 13.9 | 11.7 | 0.6 | -6.1 | 7.2 | 5.6 | 18.9 | 17.8 | 10.7 | -0.1 | -2.8 | -10.6 | -7 | -8 | -13.3 | -18.3 | 2.8 | -8.3 | 0 | -5.6 | -0.6 | -6.1 | -2.8 | -6.1 | -9.1 | -14.2 | -6.1 | -12.2 | 10 | -3.9 | 5 | -5.6 | 10 | -1.7 | 8.7 | 5.6 | 11.1 | 1.6 | -1.5 | -4.1 | 6.7 | 6.1 | 3.9 | 1.1 | 8.9 | 0.6 | 5 | -4.8 | -1.1 | -5 | 8.3 | -11.1 | 5.6 | -9.4 | 14.4 | 0 | 1.1 | -5.6 | -5 | -10.6 | 4.4 | -0.6 | 3.3 | 1.7 | 1.7 | -3.3 | 14.4 | 9.4 | 6.3 | 5.4 | -5 | -11 | 3.9 | 0 | 9.4 | -4.4 | 3.3 | 0 | 1.7 | -10 | -10 | -11 | 16.1 | 15 | 8.9 | 7.8 | 4.4 | 1.9 | 6.7 | 0 | 7.6 | 2.5 | 9.4 | 0 | 15 | 10 | 11.1 | -6.7 | 15.9 | 3.4 | 12.2 | 6.1 | 21.7 | 18.1 | 8.9 | 4.4 | 3.9 | -3.9 | 2.2 | -8.3 | 2.2 | 0 | 1.1 | -4.4 | -9.1 | -15.7 | 12.8 | -3.3 | 1.3 | -12.1 | -1.1 | -6.7
0 | -3 | 1.7 | -6.1 | 12.2 | 2.8 | 9.4 | 3.3 | -1.1 | -8.9 | 20.6 | 0 | 4 | 3 | 7.8 | 4.6 | 12.8 | 9.4 | 7.2 | 5.6 | 7.8 | 2.8 | 8.3 | 6.1 | 3.3 | -7.2 | 7.2 | -10 | 16 | 8 | 20.2 | 18.7 | 15.6 | 1.7 | 10.6 | 8.9 | 16.7 | 12.2 | 17.8 | 10 | 22.2 | 16.7 | -3.3 | -9.4 | 1.7 | -2.2 | -3.3 | -6.4 | 11.1 | 8.3 | 0.6 | -4.4 | 7 | 5.5 | 17.8 | 17.2 | 9.3 | 0.5 | -2.8 | -11.7 | -7 | -9 | -13.9 | -18.9 | 1.7 | -6.1 | -1.1 | -5.6 | -1.1 | -6.7 | -3.3 | -6.7 | -10.4 | -15 | -7.2 | -12.2 | 10 | -3.9 | 6.1 | -5 | 9.4 | -1.7 | 7.4 | 5.1 | 10.6 | 1.7 | -1.7 | -5 | 6.5 | 6.1 | 4.4 | 1.1 | 8.3 | 1.1 | 5.5 | -5.1 | 0.6 | -3.3 | 5.6 | -7.8 | 4.8 | -7.7 | 13.3 | 0.6 | 0.5 | -5.3 | -5.4 | -10 | 4.4 | 0 | 3.3 | 1.7 | 2.4 | -4.2 | 13.9 | 10 | 6.5 | 5.8 | -5 | -12 | 2.2 | -1.1 | 7.2 | -2.2 | 3.3 | 0 | 0.6 | -9.4 | -10 | -11 | 14.8 | 13.5 | 8.3 | 7.8 | 3.9 | 1.9 | 6.7 | -0.6 | 5.7 | 2.5 | 8.9 | 1.7 | 15.6 | 10 | 10 | -7.2 | 15.8 | 3.6 | 11.7 | 7.8 | 21.1 | 17.5 | 8.9 | 4.4 | 3.7 | -3.4 | 2.2 | -7.8 | 2.8 | 0 | 1.1 | -4.4 | -9.8 | -16.2 | 11.7 | -2.8 | 1.1 | -13.9 | -1.7 | -8.3
0 | -3 | 1.1 | -6.1 | 12.2 | 1.7 | 9.4 | 2.8 | -1.3 | -7.9 | 19.4 | 0 | 3 | 2 | 7.2 | 4.5 | 12.2 | 10 | 7.2 | 5 | 7.8 | 2.8 | 7.8 | 5.1 | 3.3 | -6.7 | 5.9 | -7.5 | 14 | 8 | 20.4 | 18.5 | 15 | 5 | 9.4 | 8.3 | 16.1 | 11.7 | 17.2 | 10.6 | 21.7 | 16.5 | -2.8 | -8.9 | 1.7 | -2.3 | -3.9 | -6.7 | 10.6 | 7.2 | 2.2 | -6.1 | 6.9 | 5.7 | 18.9 | 17.8 | 7.8 | 0.6 | -4.4 | -15 | -7 | -9 | -14.5 | -18.5 | 1.7 | -6.1 | -0.6 | -5 | -2.2 | -8.3 | -4.4 | -6.7 | -11.7 | -16.1 | -6.7 | -12.2 | 10.6 | -3.3 | 3.9 | -5 | 9.4 | -1.1 | 6.1 | 4.4 | 10.2 | 1.8 | -2.4 | -5.3 | 6.3 | 6.2 | 3.9 | 1.1 | 7.8 | 0 | 6.1 | -6.7 | -0.6 | -3.9 | 7.8 | -8.9 | 4.1 | -7.4 | 12.2 | 0.9 | 0 | -5.5 | -5.7 | -9.9 | 4.4 | 0.6 | 2.8 | 2.2 | 3.2 | -5.7 | 13.3 | 10.6 | 6.7 | 6.1 | -6 | -11 | 2.2 | -0.6 | 7.2 | 0.6 | 2.8 | 0 | 0.6 | -9.4 | -9 | -11 | 13.5 | 12.1 | 7.8 | 7.2 | 3.3 | 1.7 | 4.4 | 0 | 3.9 | 2.2 | 8.9 | 0 | 15.6 | 11.1 | 10.6 | -7.8 | 15.6 | 3.9 | 11.1 | 8.9 | 20.6 | 17.2 | 6.7 | 4.4 | 3.5 | -3.3 | 2.2 | -7.8 | 2.8 | 0 | 0.6 | -4.4 | -10.6 | -17.2 | 10.6 | -3.3 | 0.4 | -10.9 | -1.1 | -11.1
0 | -2 | 1.1 | -6.1 | 11.7 | 1.7 | 11.1 | 1.1 | -1.5 | -8.1 | 18.3 | 0.6 | 3 | 2 | 6.7 | 4.4 | 11.7 | 9.4 | 6.7 | 5 | 7.2 | 5 | 6.7 | 4.4 | 3.3 | -6.9 | 4.6 | -6.7 | 13 | 8 | 20.6 | 18.3 | 15 | 6.1 | 8.3 | 7.8 | 14.4 | 10 | 12.2 | 6.1 | 21.1 | 15.9 | -2.8 | -7.8 | 1.7 | -2.8 | -4.1 | -6.4 | 9.4 | 6.7 | 1.1 | -6.1 | 6.7 | 5.6 | 18.3 | 17.8 | 7.2 | 1.1 | -6.1 | -15.6 | -11 | -12 | -15 | -18.5 | 1.7 | -6.1 | -0.6 | -5 | -2.8 | -8.9 | -5.6 | -7.2 | -12.6 | -16.2 | -6.7 | -11.7 | 10 | -1.7 | 4.4 | -6.1 | 8.9 | -1.1 | 5.5 | 4 | 9.8 | 1.7 | -3.2 | -6.1 | 6.1 | 6.1 | 4.4 | 2.2 | 6.7 | 0 | 5.2 | -6.2 | 0.6 | -3.3 | 7.2 | -8.9 | 3.3 | -7.8 | 11.1 | 1.1 | -0.6 | -6.7 | -6.1 | -10.6 | 3.9 | 0.6 | 2.8 | 2.2 | 3.9 | -8.9 | 11.1 | 8.9 | 6.9 | 6.3 | -6 | -11 | 1.1 | -1.7 | 5 | 0.6 | 2.2 | -0.6 | -1.1 | -9.4 | -10 | -11 | 12.2 | 10.6 | 7.8 | 6.7 | 2.2 | 0.7 | 2.8 | 0 | 3.5 | 1.9 | 8.3 | 2.2 | 15.6 | 11.1 | 9.4 | -6.7 | 16 | 5 | 11.7 | 9.4 | 20.4 | 17.1 | 6.1 | 2.8 | 3.3 | -3.9 | 2.8 | -7.8 | 2.8 | 0 | 0.6 | -4.4 | -11.5 | -17.1 | 9.4 | -2.8 | -0.4 | -10.2 | -1.7 | -8.3
-1 | -2 | 1.1 | -6.1 | 10.6 | -1.1 | 10 | 1.7 | -1.7 | -8.9 | 17.2 | 1.7 | 2 | 2 | 6.5 | 4.7 | 12.2 | 8.3 | 5.6 | 4.4 | 6.7 | 2.8 | 4.4 | 3.9 | 3.3 | -8.3 | 3.3 | -6.7 | 13 | 8 | 20.4 | 18.2 | 14.4 | 5.6 | 7.8 | 7.2 | 13.9 | 7.8 | 10 | 4.4 | 20.6 | 15.6 | -2.8 | -8.9 | 1.7 | -3.9 | -4.2 | -6.4 | 9.4 | 6.1 | 1.1 | -6.7 | 6.3 | 5.1 | 18.3 | 17.8 | 6.7 | 1.4 | -6.7 | -15.6 | -11 | -13 | -15.6 | -18.7 | 1.1 | -6.1 | -1.1 | -3.9 | -3.3 | -9.4 | -5.6 | -8.3 | -13.5 | -16.8 | -6.7 | -11.7 | 9.4 | -1.1 | 6.7 | -8.3 | 10 | -1.1 | 5 | 3.7 | 9.4 | 1.7 | -3.9 | -7.2 | 5.9 | 5.8 | 3.9 | 2.2 | 6.1 | 0.6 | 4.2 | -6.4 | 0 | -3.3 | 6.7 | -7.8 | 1.5 | -6.5 | 10.4 | 1.5 | -0.4 | -5.9 | -6.8 | -10.2 | 4.4 | 1.1 | 2.8 | 2.8 | 3 | -7.7 | 9.4 | 7.2 | 7 | 6.4 | -6 | -10 | 2.2 | -1.1 | 3.3 | 0 | 3.3 | -0.6 | -1.1 | -8.9 | -10 | -11 | 11.5 | 9.8 | 7.8 | 6.7 | 1.1 | -0.2 | 2.8 | 0 | 3.2 | 1.6 | 7.8 | 2.2 | 15.6 | 11.1 | 8.9 | -6.1 | 16.3 | 5.9 | 11.7 | 10 | 20.2 | 16.9 | 5.6 | 2.8 | 2.9 | -3.4 | 3.3 | -6.7 | 2.8 | 0.6 | -1.1 | -5.6 | -12.4 | -17.7 | 9.4 | -3.3 | -1.1 | -10.6 | -2.8 | -8.3
-1 | -2 | 0.6 | -6.1 | 10 | -0.6 | 10.6 | 1.1 | -2.2 | -7.6 | 16.7 | 1.7 | 2 | 1 | 6.3 | 5 | 11.7 | 7.2 | 5.6 | 5 | 6.1 | 2.2 | 2.8 | 2.8 | 2.4 | -6.9 | 4.1 | -6.5 | 12 | 8 | 20.2 | 18 | 14.4 | 5 | 7.2 | 6.7 | 13.3 | 7.2 | 8.3 | 3.9 | 20.8 | 16.4 | -2.8 | -8.9 | 1.3 | -3.1 | -4.4 | -6.7 | 10 | 6.7 | -0.6 | -5.6 | 6 | 4.5 | 17.8 | 17.2 | 6.1 | 1.7 | -7.2 | -16.1 | -11 | -13 | -16.1 | -18.9 | 1.7 | -7.2 | -1.1 | -4.4 | -3.9 | -8.3 | -7.8 | -9.4 | -14.4 | -17.8 | -7.2 | -11.7 | 10 | -0.6 | 7.2 | -8.3 | 10 | -1.1 | 4.4 | 3.3 | 9.2 | 1.6 | -4.3 | -7.5 | 5.8 | 5.4 | 4.4 | 2.2 | 5.6 | 0 | 3.3 | -7.8 | -0.6 | -3.3 | 7.2 | -6.1 | -0.4 | -6.3 | 9.6 | 2 | -0.2 | -5.9 | -7.6 | -10.6 | 4.4 | 1.7 | 3.3 | 2.8 | 2 | -7.7 | 8.9 | 6.1 | 7.2 | 6.7 | -7 | -10 | 2.2 | -0.6 | 4.4 | -0.6 | 2.8 | 0 | -1.7 | -8.9 | -10 | -11 | 10.7 | 8.7 | 7.8 | 6.7 | 0 | -1.1 | 2.8 | -0.6 | 2.8 | 1.1 | 6.7 | 2.2 | 15.6 | 12.2 | 8.3 | -6.7 | 16.7 | 6.7 | 12.2 | 10 | 20 | 16.7 | 6.7 | 2.2 | 2.6 | -3.7 | 2.8 | -6.1 | 2.8 | -0.6 | -0.6 | -5 | -13.3 | -18.9 | 7.8 | -2.8 | -1.3 | -9.4 | -3.9 | -7.8
-1 | -2 | 0.6 | -6.1 | 10 | -0.6 | 8.9 | 2.2 | -2.8 | -7.5 | 15.6 | 1.7 | 2 | 2 | 6.1 | 5 | 11.7 | 7.2 | 7.2 | 6.1 | 6.1 | 2.8 | 1.7 | 1.7 | 1.5 | -6.9 | 4.8 | -7.1 | 12 | 8 | 20 | 17.8 | 14.4 | 4.4 | 6.7 | 6.1 | 12.8 | 5.6 | 7.2 | 2.8 | 20.9 | 16.9 | -2.8 | -8.3 | 1 | -3.1 | -4.8 | -6.8 | 9.4 | 6.7 | -1.7 | -6.1 | 5.6 | 3.9 | 17.8 | 17.2 | 6.3 | 1.8 | -7.8 | -16.1 | -11 | -13 | -16.7 | -19 | 1.7 | -6.1 | -1.1 | -3.9 | -4.4 | -8.9 | -8.3 | -9.4 | -15 | -17.8 | -6.7 | -11.7 | 10 | -0.6 | 6.7 | -8.3 | 10 | -1.1 | 4 | 3.3 | 9.1 | 1.5 | -4.6 | -8.2 | 5.6 | 5 | 3.9 | 2.2 | 4.4 | 1.7 | 2.6 | -6.7 | -1.7 | -4.4 | 6.1 | -4.4 | -2.2 | -7.2 | 8.9 | 2.2 | 0 | -6.7 | -8.3 | -11.1 | 3.3 | 1.1 | 2.8 | 2.8 | 1.1 | -8.9 | 8.3 | 6.1 | 7.4 | 6.7 | -8 | -12 | 2.2 | -0.6 | 5 | -2.8 | 2.8 | 0 | -1.1 | -8.9 | -10 | -11 | 10 | 7.8 | 7.8 | 6.7 | 0 | -1 | 0 | -0.6 | 1.7 | 0.2 | 5.6 | 2.2 | 15.6 | 11.7 | 12.8 | -9.4 | 16.7 | 10.1 | 12.8 | 10.6 | 19.8 | 16.9 | 6.7 | 2.2 | 2.2 | -4.4 | -1.7 | -2.8 | 2.2 | -0.6 | -0.6 | -4.4 | -13.7 | -18.5 | 6.7 | -1.7 | -1.5 | -9.1 | -3.9 | -9.4
-1 | -2 | 0 | -5.6 | 8.3 | 2.2 | 8.3 | 2.2 | -3.3 | -7.8 | 13.3 | 1.7 | 3 | 3 | 6.1 | 4.9 | 10.6 | 7.2 | 7.2 | 6.1 | 4.4 | 2.2 | 1.7 | 1.7 | 0.6 | -7.8 | 5.6 | -8.9 | 12 | 7 | 20 | 18.2 | 13.3 | 4.4 | 6.1 | 5 | 12.2 | 3.9 | 6.7 | 2.2 | 21.1 | 17.8 | -2.8 | -8.3 | 0.6 | -3.3 | -5.2 | -7.2 | 8.3 | 6.1 | -0.6 | -6.1 | 5 | 3.3 | 17.8 | 17.2 | 6.5 | 2.2 | -8.3 | -17.2 | -11 | -13 | -17.2 | -19.4 | 1.7 | -5 | -0.6 | -3.9 | -5 | -11.7 | -8.3 | -9.4 | -15.5 | -18.1 | -6.1 | -10 | 10.6 | -0.6 | 6.7 | -8.3 | 10 | -1.1 | 3.7 | 3.3 | 8.9 | 1.1 | -5 | -9.4 | 5.6 | 5 | 4.4 | 3.9 | 5 | 1.1 | 1.8 | -6.9 | -1.7 | -4.4 | 3.9 | -3.9 | -3.3 | -8.5 | 9.5 | 1.6 | -0.7 | -6.3 | -8.7 | -11.2 | 3.3 | 2.2 | 3.3 | 2.8 | 0.9 | -7.9 | 8.3 | 6.1 | 7.6 | 6.7 | -10 | -13 | 2.2 | 0 | 0.6 | -1.7 | 3.3 | 0.6 | -2.2 | -8.9 | -10 | -12 | 9.4 | 7 | 7.2 | 6.1 | 0 | -1 | 0 | -0.6 | 0.5 | -0.7 | 4.4 | 1.1 | 15.6 | 11.7 | 12.8 | -10.6 | 16.7 | 12.7 | 13.3 | 11.1 | 19.6 | 17 | 5.6 | 2.2 | 2 | -4.6 | -2.2 | -5.6 | 2.2 | -1.1 | -0.6 | -5 | -14 | -18.6 | 5 | -3.3 | -1.7 | -10 | -3.9 | -11.1
-1 | -2 | 0 | -6.1 | 8.3 | 2.2 | 8.3 | 1.7 | -2.6 | -6.6 | 15.6 | 1.1 | 2 | 2 | 6.1 | 4.6 | 8.9 | 6.1 | 7.2 | 6.1 | 4.4 | 2.8 | 2.2 | 1.7 | 3.2 | -6.2 | 4.8 | -8.7 | 11 | 7 | 20 | 18.5 | 13.3 | 4.4 | 6.1 | 5.6 | 11.7 | 4.4 | 6.1 | 1.1 | 21.5 | 17.5 | -3.3 | -7.8 | 0.4 | -2.3 | -5.6 | -7.8 | 7.2 | 5 | -0.6 | -6.1 | 4.5 | 2.8 | 17.8 | 17.2 | 6.7 | 2.2 | -8.3 | -17.2 | -11 | -12 | -17.2 | -20.6 | 2.8 | -10 | -1.1 | -3.9 | -5 | -12.2 | -7.8 | -9.4 | -16.1 | -18.9 | -7.2 | -10 | 10.6 | -0.6 | 6.7 | -7.8 | 10.6 | -1.7 | 3.3 | 3.3 | 8.9 | 1.3 | -3.9 | -8 | 5.6 | 5 | 4.4 | 3.3 | 4.4 | 0 | 1.1 | -7.8 | -2.8 | -5 | 3.3 | -3.9 | -4.5 | -10.4 | 10 | 0.6 | -1.5 | -6.9 | -9 | -11.5 | 3.3 | 2.2 | 3.3 | 2.8 | 0.8 | -7.7 | 8.3 | 6.1 | 7.8 | 6.7 | -10 | -13 | 2.8 | 0 | 2.2 | 0.6 | 3.3 | 1.1 | -2.2 | -8.9 | -10 | -12 | 8.9 | 6.4 | 7.8 | 6.1 | 0 | -1.1 | -0.6 | -0.6 | -0.6 | -1.7 | 1.7 | -1.1 | 15.6 | 12.2 | 11.1 | -10.6 | 16.7 | 15 | 13.9 | 11.7 | 19.4 | 17.2 | 2.8 | 0.6 | 1.9 | -5.1 | -2.8 | -7.8 | 2.2 | -1.1 | -1.1 | -4.4 | -14.4 | -19.4 | 4.4 | -4.4 | -1.7 | -9.1 | -4.4 | -10
-2 | -3 | 0 | -6.1 | 8.3 | 2.2 | 7.8 | 3.3 | -1.8 | -6 | 14.4 | 1.1 | 2 | 2 | 6.1 | 4.4 | 10.6 | 5.6 | 8.3 | 6.7 | 4.4 | 2.8 | 4.4 | 3.3 | 5.7 | -6.1 | 4.1 | -8.9 | 12 | 7 | 20 | 18.9 | 13.3 | 3.9 | 5.6 | 5 | 10.6 | 4.4 | 5.6 | 1.1 | 21.8 | 17.4 | -3.3 | -6.7 | 0.2 | -1.9 | -3.7 | -6.9 | 7.2 | 5 | -0.6 | -6.1 | 3.9 | 2.2 | 18.3 | 17.2 | 8.7 | 2.3 | -8.9 | -17.2 | -10 | -11 | -16.7 | -21.1 | 2.8 | -9.4 | -2.2 | -3.9 | -6.1 | -10.6 | -10.6 | -11.7 | -13.1 | -16.4 | -6.1 | -9.4 | 11.1 | 0 | 6.7 | -6.7 | 11.1 | -2.2 | 7.8 | 5.8 | 8.9 | 1.3 | -2.8 | -7 | 5.6 | 5 | 5 | 3.9 | 4.4 | 0 | 1.5 | -6 | -1.7 | -4.4 | 2.8 | -4.4 | -5.6 | -13.3 | 10.6 | -0.6 | -2.2 | -8.3 | -9.4 | -12.2 | 2.8 | 2.2 | 2.8 | 2.8 | 0.6 | -8.9 | 7.8 | 5.6 | 8 | 7 | -11 | -15 | 3.3 | 0.6 | 1.1 | -0.6 | 3.3 | 1.1 | -3.3 | -8.9 | -10 | -12 | 8.3 | 5.6 | 7.2 | 5.6 | 1.7 | 0.1 | -0.6 | -1.1 | 2.9 | 0.6 | 3.3 | 2.8 | 16.1 | 12.2 | 10 | -5.6 | 17.6 | 16.1 | 14.4 | 11.7 | 16.8 | 12.2 | 3.3 | 1.7 | 1.7 | -6.7 | -3.3 | -8.3 | 1.7 | -1.7 | 1.1 | -4.4 | -13.3 | -18.4 | 2.8 | -5 | -1.7 | -9.1 | -5 | -11.7
-2 | -3 | -1.1 | -6.1 | 11.1 | 4.4 | 11.1 | 2.2 | -1.1 | -6.1 | 17.2 | 1.1 | 3 | 3 | 8 | 5 | 12.8 | 6.7 | 9.4 | 6.7 | 7.8 | 3.9 | 10 | 7.2 | 8.3 | -7.2 | 3.3 | -10.6 | 14 | 8 | 19.8 | 18.3 | 14.4 | -2.2 | 9.4 | 8.3 | 11.1 | 2.8 | 6.1 | 0.6 | 22.2 | 17.2 | -2.8 | -6.7 | 0 | -1.7 | -1.9 | -6.3 | 7.2 | 4.4 | 1.7 | -4.4 | 3.5 | 2.2 | 18.9 | 18.3 | 10.8 | 2.1 | -8.3 | -19.4 | -9 | -11 | -14.4 | -19.4 | 2.8 | -11.1 | 1.1 | -2.2 | -6.1 | -8.9 | -8.3 | -9.4 | -10.2 | -14.1 | -3.9 | -8.3 | 12.8 | -1.7 | 7.8 | -6.7 | 12.8 | -2.2 | 12.2 | 7.5 | 8.9 | 1.1 | -1.7 | -6.7 | 6.1 | 4.9 | 10.6 | 9.4 | 6.7 | 0.6 | 1.8 | -5.6 | 0.6 | -3.3 | 2.8 | -7.2 | -5 | -13.5 | 13 | -1.2 | -0.2 | -6.6 | -5.7 | -9.8 | 3.3 | 2.2 | 3.9 | 3.9 | 3.9 | -6.2 | 7.2 | 5.6 | 8.1 | 7.1 | -11 | -14 | 3.9 | 0.6 | 4.4 | 1.1 | 3.9 | 1.1 | -0.6 | -6.1 | -10 | -12 | 9.1 | 5.9 | 7.2 | 6.1 | 3.3 | 1 | 0 | 0 | 6.5 | 2.9 | 4.4 | 3.3 | 17.2 | 12.8 | 10.6 | -3.9 | 18.5 | 17.2 | 15 | 11.7 | 14.3 | 7.2 | 5 | 2.8 | 2.8 | -5.4 | -3.3 | -8.9 | 3.3 | -1.1 | 2.2 | -4.4 | -12.2 | -18.3 | 3.3 | -5 | -1.7 | -10 | -3.9 | -9.4
-2 | -2 | -1.7 | -6.1 | 14.4 | 5.6 | 13.9 | 1.1 | 3.7 | -4.6 | 22.8 | 1.7 | 4 | 4 | 9.8 | 5.4 | 14.4 | 8.9 | 10.6 | 7.8 | 9.4 | 2.2 | 12.8 | 7.8 | 11.1 | -6 | 4.2 | -9.5 | 17 | 10 | 19.6 | 17.8 | 16.7 | 3.3 | 17.2 | 10 | 10.6 | 0.6 | 7.2 | 1.1 | 22.9 | 17.6 | -0.6 | -6.1 | 1.3 | -1 | 0 | -6.7 | 6.7 | 3.9 | 5 | -2.8 | 3.2 | 2.3 | 19.4 | 18.9 | 12.8 | 1.1 | -7.8 | -17.8 | -8 | -10 | -12.8 | -19.4 | 2.8 | -11.1 | 4.4 | -0.6 | -5 | -11.1 | -3.3 | -6.1 | -7.2 | -12.8 | -1.7 | -6.7 | 16.1 | 4.4 | 8.9 | -6.7 | 15.6 | -1.7 | 16.7 | 8.9 | 10.2 | 0.5 | 0.3 | -5.8 | 6.7 | 4.7 | 13.3 | 7.2 | 10 | 2.8 | 2.2 | -5.6 | 2.2 | -2.2 | 3.3 | -8.3 | -4.5 | -14.8 | 15.4 | -3.1 | 1.9 | -5.9 | -2 | -8.2 | 3.3 | 2.2 | 3.3 | 3.3 | 7.3 | -4.2 | 7.2 | 4.4 | 8.3 | 7.2 | -10 | -16 | 5 | 1.1 | 7.8 | 0.6 | 3.9 | 1.7 | 2.8 | -5.6 | -9 | -12 | 9.8 | 6 | 8.3 | 6.1 | 5 | 2.2 | 4.4 | 2.2 | 10 | 5 | 3.9 | 2.8 | 20 | 12.8 | 11.1 | -4.4 | 19.4 | 18.3 | 16.7 | 12.8 | 11.7 | 1.1 | 6.7 | 3.9 | 3.9 | -4.7 | -3.3 | -9.4 | 5 | -1.1 | 3.9 | -4.4 | -11.1 | -18.9 | 3.9 | -5 | 1.6 | -8.3 | -1.7 | -7.8
-2 | -3 | 0 | -5.6 | 15.6 | 6.7 | 15 | 0.6 | 8.5 | -5.1 | 25 | 0.6 | 6 | 5 | 11.7 | 5.6 | 16.1 | 8.9 | 12.2 | 7.2 | 9.4 | 4.4 | 16.7 | 7.8 | 13.9 | -6.6 | 5.2 | -9.8 | 19 | 12 | 19.4 | 17.2 | 19.4 | 3.3 | 20 | 9.4 | 12.2 | 0 | 8.9 | 1.1 | 23.7 | 17.9 | 1.1 | -6.1 | 2.6 | -0.7 | 1.1 | -5.5 | 6.1 | 3.9 | 9.4 | -4.4 | 2.8 | 2.2 | 20.6 | 18.9 | 14.1 | 0.7 | -7.8 | -17.8 | -5 | -8 | -10.6 | -17.2 | 3.9 | -12.2 | 8.9 | -1.7 | -3.9 | -10.6 | -0.6 | -5.6 | -5.2 | -10.1 | 0 | -6.1 | 18.3 | 6.7 | 9.4 | -6.7 | 18.9 | 0 | 18.5 | 7.6 | 11.5 | -0.8 | 2.4 | -6.2 | 7.2 | 4.4 | 13.9 | 3.9 | 13.3 | 2.8 | 5 | -4.3 | 4.4 | -2.2 | 3.9 | -6.7 | -3.9 | -18.3 | 17.8 | -7.8 | 3.9 | -6.7 | 1.7 | -7.8 | 3.9 | 3.9 | 2.2 | 2.2 | 10.6 | -3.3 | 6.7 | 4.4 | 8.7 | 7.8 | -10 | -15 | 6.1 | 1.7 | 10 | 0 | 4.4 | 2.2 | 6.7 | -6.7 | -8 | -12 | 10.6 | 6.1 | 10 | 7.2 | 4.6 | 2.6 | 8.3 | 0.6 | 11.9 | 5.1 | 4.4 | 2.8 | 20 | 12.2 | 10.6 | -3.3 | 20.2 | 18.3 | 17.8 | 12.8 | 13.5 | 1.5 | 10 | 4.4 | 5 | -5 | -2.2 | -10 | 6.1 | -1.7 | 5.6 | -3.9 | -9.8 | -17.2 | 5.6 | -6.1 | 5 | -8.5 | 0 | -7.8
-2 | -3 | 0 | -6.1 | 16.1 | 7.8 | 17.2 | 0.6 | 13.3 | -10 | 27.2 | 0.6 | 7 | 5 | 12.4 | 5.3 | 17.2 | 7.8 | 12.8 | 6.1 | 9.4 | 3.9 | 18.3 | 8.9 | 16.7 | -8.3 | 6.1 | -11.1 | 21 | 10 | 19.2 | 16.5 | 21.1 | 10 | 21.7 | 10.6 | 12.8 | -1.7 | 10.6 | 1.1 | 24.4 | 18.3 | 2.8 | -5.6 | 3.9 | -0.6 | 2.2 | -5.2 | 5.6 | 2.8 | 10.6 | -3.3 | 3.3 | 1.8 | 21.7 | 18.9 | 15.4 | 0 | -6.1 | -17.2 | -5 | -7 | -9.4 | -15.6 | 3.9 | -10.6 | 12.2 | -1.1 | -2.2 | -12.2 | 1.1 | -6.1 | -3.1 | -8.3 | 1.7 | -5 | 21.7 | 10 | 8.9 | -5 | 22.2 | 0 | 20.4 | 6 | 12.8 | -2.8 | 4.4 | -7.8 | 7 | 3.6 | 15 | 3.3 | 16.1 | 3.3 | 7.8 | -4.4 | 7.2 | -1.1 | 5 | -8.3 | -3.2 | -15.4 | 18.5 | -6.9 | 5 | -5.5 | 3.4 | -6.6 | 5.6 | 5 | 1.7 | 1.7 | 13 | -0.9 | 7.2 | 3.9 | 9 | 8.3 | -9 | -14 | 7.8 | 2.2 | 12.8 | -1.7 | 5 | 2.8 | 8.9 | -7.2 | -8 | -12 | 12.3 | 6.6 | 12.2 | 8.3 | 4.3 | 3 | 11.1 | 2.2 | 13.7 | 5.1 | 2.8 | 1.1 | 20.6 | 12.2 | 12.2 | -6.1 | 20.9 | 18.3 | 17.2 | 13.3 | 15.4 | 1.2 | 11.7 | 4.4 | 5.9 | -4.5 | -1.7 | -9.4 | 6.7 | -2.2 | 6.7 | -5 | -8.5 | -16.4 | 6.7 | -7.2 | 8.3 | -10.6 | 2.2 | -9.4
-2 | -3 | 2.2 | -7.8 | 18.3 | 8.9 | 18.9 | 1.7 | 14.2 | -8.1 | 28.3 | 0.6 | 8 | 4 | 13.2 | 5.4 | 18.9 | 10.6 | 13.3 | 7.2 | 10 | 3.3 | 17.8 | 8.3 | 15.2 | -4.6 | 6.5 | -9.1 | 23 | 8 | 19.1 | 15.8 | 21.1 | 10.6 | 23.3 | 11.1 | 15 | -1.1 | 12.2 | 1.7 | 24.2 | 17.9 | 4.4 | -4.4 | 4.8 | -1.3 | 3.3 | -5.6 | 6.7 | 3.3 | 14.4 | -3.9 | 3.9 | 1.6 | 23.3 | 18.9 | 16.7 | -1.1 | -4.4 | -17.2 | -3 | -6 | -7.2 | -13.9 | 4.4 | -12.2 | 15 | 1.7 | -1.7 | -7.2 | 2.2 | -6.1 | -1.1 | -7.2 | 2.2 | -5 | 22.8 | 11.1 | 10 | -3.9 | 23.3 | 10 | 22.2 | 2.8 | 13.2 | -3.1 | 5.7 | -6.4 | 6.9 | 2.8 | 16.1 | 3.3 | 18.3 | 2.8 | 10.6 | -5.6 | 9.4 | -0.6 | 5 | -7.2 | -2.4 | -13.8 | 19.3 | -6.3 | 6.1 | -5.5 | 5 | -6.1 | 6.1 | 4.4 | 1.7 | 1.7 | 15.4 | 1.2 | 7.2 | 3.9 | 9.4 | 8.9 | -8 | -13 | 8.3 | 2.2 | 15 | -0.6 | 5.6 | 2.8 | 11.1 | -8.9 | -8 | -11 | 13.9 | 6.8 | 12.8 | 8.3 | 3.9 | 3.3 | 13.9 | 3.9 | 15.6 | 4.4 | 2.8 | 0.6 | 20.6 | 12.2 | 13.3 | -11.1 | 21.7 | 18.3 | 17.8 | 13.3 | 17.2 | 0.6 | 12.2 | 5 | 6.9 | -4.8 | -1.1 | -9.4 | 7.2 | -2.8 | 9.4 | -4.4 | -7.2 | -16.7 | 8.3 | -8.3 | 5.7 | -8.3 | 3.3 | -8.9
-2 | -4 | 2.2 | -9.4 | 20 | 9.4 | 19.4 | 0.6 | 15.2 | -8 | 31.1 | 1.1 | 9 | 3 | 13.9 | 5 | 17.8 | 10 | 14.4 | 7.8 | 11.1 | 2.2 | 17.2 | 10 | 13.7 | -3.1 | 6.8 | -8.1 | 23 | 6 | 18.9 | 15 | 21.1 | 10.6 | 23.3 | 11.7 | 16.7 | -5 | 13.9 | 2.2 | 24.1 | 17.6 | 6.7 | -3.9 | 5.8 | -2 | 3.9 | -4.9 | 7.2 | 3.9 | 16.7 | -4.4 | 4.4 | 1.1 | 25 | 19.4 | 17.4 | -0.7 | -3.9 | -16.7 | -1 | -5 | -6.1 | -12.8 | 5.6 | -13.3 | 17.8 | 2.2 | -1.1 | -8.3 | 2.8 | -6.7 | -0.5 | -5.8 | 3.3 | -3.9 | 23.3 | 13.3 | 10.6 | -3.3 | 24.4 | 10 | 22.4 | 3 | 13.5 | -3.7 | 7 | -5.6 | 6.7 | 1.7 | 15 | 5 | 19.4 | 1.7 | 12.3 | -4.6 | 11.7 | 0 | 6.7 | -7.2 | -1.7 | -13.9 | 20 | -7.2 | 7.2 | -6.1 | 6.7 | -6.7 | 7.2 | 4.4 | 1.7 | 1.7 | 17.8 | 3.3 | 7.8 | 4.4 | 10.3 | 9.7 | -8 | -16 | 6.1 | 2.8 | 17.2 | 0 | 5.6 | 2.2 | 12.8 | -7.8 | -7 | -11 | 15.6 | 6.7 | 13.9 | 8.3 | 3.3 | 2.7 | 16.1 | 5.6 | 16.5 | 3.9 | 2.2 | 0 | 21.7 | 13.3 | 14.4 | -10.6 | 22.8 | 18.4 | 16.7 | 14.4 | 18.1 | 0.2 | 13.3 | 4.4 | 7.8 | -6.1 | -1.1 | -7.8 | 8.3 | -3.9 | 9.4 | -4.4 | -6.5 | -15.2 | 7.8 | -8.9 | 3.2 | -7.5 | 4.4 | -7.2
-3 | -5 | 2.8 | -10.6 | 21.1 | 9.4 | 21.1 | 1.1 | 16.1 | -8.3 | 31.7 | -1.7 | 10 | 4 | 14.1 | 5 | 17.2 | 11.7 | 13.9 | 7.8 | 11.1 | 3.3 | 16.1 | 9.4 | 12.2 | -2.2 | 7.2 | -8.3 | 21 | 11 | 19.3 | 15 | 21.7 | 10 | 24.4 | 11.7 | 16.7 | -2.2 | 15 | 2.2 | 23.9 | 17.2 | 7.8 | -3.9 | 6.7 | -3.9 | 4.4 | -5.2 | 9.4 | 4.4 | 17.8 | -3.3 | 4.8 | 1.1 | 25 | 19.4 | 18.2 | -1 | -2.8 | -14.4 | -1 | -5 | -5.6 | -12.2 | 6.1 | -13.3 | 18.9 | 3.3 | -1.7 | -5 | 3.9 | -7.2 | 0 | -5.3 | 3.3 | -2.2 | 23.9 | 13.3 | 12.2 | -3.3 | 26.1 | 10.6 | 22.6 | 3.2 | 13.9 | -5.6 | 8.3 | -6.1 | 7.1 | 1.4 | 16.1 | 3.9 | 21.1 | 2.8 | 13.9 | -4.2 | 13.9 | 1.7 | 7.2 | -8.9 | -1.3 | -12.7 | 20.9 | -6.7 | 7.2 | -6.1 | 7.1 | -5.5 | 10 | 5.6 | 1.7 | 1.1 | 18.3 | 3 | 8.3 | 4.4 | 11.3 | 10.7 | -7 | -14 | 7.2 | 2.2 | 17.8 | -1.1 | 6.7 | 3.3 | 13.3 | -7.8 | -6 | -11 | 16 | 7 | 15.6 | 8.3 | 2.8 | 2.2 | 17.2 | 6.1 | 17.4 | 3.3 | 0.6 | 0 | 21.7 | 12.8 | 15.6 | -10.6 | 23.9 | 18.6 | 16.7 | 15 | 19.1 | -0.3 | 16.7 | 4.4 | 7.8 | -5.6 | -1.7 | -6.7 | 8.3 | -2.8 | 10.6 | -3.9 | -5.7 | -14.9 | 7.2 | -8.9 | 0.6 | -8.9 | 5.6 | -6.7
-3 | -5 | 0.6 | -6.7 | 21.7 | 8.9 | 21.7 | 1.7 | 15.2 | -6.2 | 32.8 | -0.6 | 10 | 3 | 14.2 | 4.5 | 17.2 | 11.7 | 14.4 | 8.3 | 12.2 | 2.8 | 15.6 | 10 | 9.1 | -2.2 | 6.8 | -7.1 | 21 | 11 | 19.6 | 14.7 | 21.7 | 10 | 25.6 | 11.7 | 16.7 | -2.2 | 15.6 | 2.8 | 23.5 | 17.3 | 10 | -2.8 | 7.1 | -4.4 | 5 | -6.1 | 10.6 | 5.6 | 18.3 | -2.8 | 5.2 | 1.1 | 25.6 | 18.9 | 18.9 | -1.1 | -2.2 | -14.4 | -1 | -5 | -5 | -11.1 | 6.7 | -13.9 | 18.9 | 4.4 | -0.6 | -3.9 | 3.9 | -8.9 | 0.6 | -5.6 | 2.8 | -1.7 | 22.2 | 13.3 | 12.2 | -3.9 | 26.7 | 10.6 | 22.8 | 3.3 | 11.9 | -4.1 | 9.1 | -4.9 | 7.4 | 0.6 | 17.8 | 0 | 21.1 | -1.1 | 15.6 | -5 | 15.6 | 2.2 | 8.9 | -10 | -1 | -13.1 | 21.9 | -7.8 | 7.2 | -6.8 | 7.4 | -5.3 | 11.1 | 6.1 | 1.7 | 1.7 | 18.9 | 3.1 | 8.9 | 4.4 | 12.2 | 11.7 | -8 | -15 | 8.3 | 2.2 | 18.3 | -0.6 | 6.7 | 2.8 | 14.4 | -9.4 | -6 | -11 | 16.3 | 7.3 | 16.7 | 7.8 | 2.2 | 1.7 | 18.3 | 6.1 | 18.3 | 2.2 | 0 | 0 | 21.1 | 11.7 | 15.6 | -10.6 | 25 | 18.3 | 16.7 | 15 | 20 | -1.1 | 16.7 | 5 | 7.8 | -6.3 | -2.2 | -5 | 8.3 | -2.8 | 9.4 | -3.3 | -5 | -15.6 | 7.8 | -7.8 | -1.3 | -7.5 | 5.6 | -7.2
-3 | -5 | 1.1 | -10.6 | 21.1 | 8.9 | 22.2 | 1.7 | 14.2 | -5.9 | 32.8 | -0.6 | 11 | 3 | 14.4 | 4.4 | 16.7 | 10.6 | 14.4 | 8.3 | 11.7 | 2.8 | 15 | 10 | 5.9 | -2.8 | 6.5 | -6.6 | 19 | 10 | 20 | 14.4 | 21.1 | 10 | 25 | 12.8 | 15 | -2.2 | 16.1 | 3.3 | 23.2 | 17.2 | 10 | -2.2 | 7.4 | -5.3 | 4.6 | -5.1 | 11.1 | 5.6 | 19.4 | -1.7 | 5.6 | 1.1 | 23.9 | 19.4 | 18.2 | -0.5 | -1.7 | -15 | -2 | -4 | -6.1 | -10 | 7.2 | -14.4 | 18.9 | 3.9 | 0 | -5 | 3.9 | -7.2 | 0.4 | -5 | 2.8 | -1.7 | 23.9 | 13.9 | 12.8 | -3.9 | 26.1 | 10.6 | 21.5 | 3.7 | 9.8 | -3.7 | 9.8 | -5.1 | 7.8 | 0 | 17.2 | 3.9 | 21.1 | 0 | 15.8 | -4.7 | 16.7 | 2.2 | 11.1 | -7.8 | -0.6 | -15 | 22.8 | -8.9 | 7.2 | -8.3 | 7.8 | -5.6 | 11.1 | 5.6 | 1.7 | 1.1 | 19.4 | 2.8 | 9.4 | 4.4 | 12.8 | 12.1 | -8 | -15 | 8.3 | 1.7 | 17.8 | -0.6 | 7.2 | 2.2 | 14.4 | -10 | -6 | -11 | 16.7 | 7.2 | 17.8 | 7.8 | 2.2 | 1.6 | 18.9 | 4.4 | 17.2 | 2 | 0.6 | 0 | 21.1 | 12.2 | 15 | -10.6 | 25 | 18 | 16.7 | 15.6 | 19.3 | -2.1 | 17.8 | 6.1 | 7.8 | -7.8 | -1.7 | -5.6 | 8.3 | -2.2 | 9.4 | -2.8 | -5.7 | -15.4 | 8.9 | -6.1 | -3.1 | -7.4 | 6.7 | -7.8
-3 | -6 | 0.6 | -10 | 20.6 | 8.9 | 21.7 | 0.6 | 13.3 | -6.1 | 32.2 | -0.6 | 9 | 2 | 12.9 | 4.9 | 15.6 | 10.6 | 13.9 | 8.9 | 11.1 | 2.8 | 13.3 | 10 | 2.8 | -4.4 | 6.1 | -7.2 | 18 | 11 | 19.3 | 14.4 | 20.6 | 11.1 | 23.3 | 12.8 | 14.4 | -0.6 | 15.6 | 3.9 | 22.8 | 17.2 | 10 | -1.7 | 7.8 | -7.8 | 4.3 | -4.6 | 11.1 | 5.6 | 20 | -0.6 | 5.8 | 1.5 | 23.3 | 18.9 | 17.4 | -0.7 | -2.2 | -16.1 | -1 | -4 | -5.6 | -11.1 | 7.2 | -15 | 17.8 | 4.4 | -1.7 | -9.4 | 3.9 | -7.2 | 0.2 | -5.1 | 2.8 | -1.1 | 23.9 | 13.3 | 13.3 | -3.3 | 25.6 | 10.6 | 20.2 | 3.9 | 7.8 | -4.4 | 10.6 | -5.6 | 7.2 | 0 | 16.7 | 7.2 | 20.6 | -2.2 | 15.9 | -4.6 | 17.2 | 3.3 | 10.6 | -8.3 | -1.9 | -12.4 | 21.3 | -7.3 | 5.7 | -6.4 | 6.7 | -4.1 | 11.1 | 6.1 | 1.7 | 0.6 | 17.9 | 1.8 | 8.3 | 3.9 | 13.3 | 12.4 | -8 | -15 | 7.8 | 1.7 | 18.3 | -1.1 | 6.7 | 2.2 | 13.9 | -10.6 | -6 | -12 | 15.6 | 7.7 | 17.8 | 7.2 | 2.2 | 1.6 | 18.9 | 5 | 16.1 | 1.4 | 0 | 0 | 21.1 | 13.3 | 15 | -10 | 25 | 17.7 | 16.7 | 16.1 | 18.5 | -2.7 | 15 | 6.1 | 7.1 | -7.5 | -1.7 | -6.1 | 8.3 | -2.8 | 8.3 | -3.3 | -6.5 | -16.2 | 2.8 | -2.2 | -5 | -8.3 | 7.2 | -6.7
-4 | -6 | 0.6 | -7.8 | 19.4 | 8.9 | 20 | 0.6 | 10.3 | -4.3 | 31.7 | 0.6 | 9 | 3 | 11.5 | 5 | 13.9 | 12.2 | 13.9 | 7.8 | 10 | 3.9 | 11.7 | 10 | 1.1 | -5.1 | 5.4 | -6.9 | 17 | 11 | 18.5 | 14.2 | 20 | 10.6 | 21.7 | 12.8 | 13.3 | 0.6 | 15 | 3.3 | 22.4 | 17.6 | 9.4 | -1.1 | 6.1 | -5.5 | 3.9 | -5 | 11.1 | 6.1 | 19.4 | -1.1 | 5.9 | 1.8 | 22.8 | 18.9 | 16.7 | -0.6 | -3.9 | -17.8 | -2 | -5 | -6.7 | -7.8 | 6.1 | -14.4 | 14.4 | 3.3 | -2.2 | -9.4 | 2.8 | -6.7 | 0 | -6.1 | 2.8 | -1.1 | 11.7 | 4.4 | 11.7 | -3.3 | 18.9 | 15.6 | 18.9 | 3.9 | 4.6 | -5.1 | 9.1 | -4.6 | 6.7 | -0.2 | 15 | 8.3 | 18.9 | -3.3 | 16.1 | -5.6 | 16.1 | 1.1 | 9.4 | -10 | -3.1 | -11.5 | 19.8 | -6 | 4.3 | -5.8 | 5.5 | -3.9 | 10.6 | 6.1 | 1.7 | 0.6 | 16.5 | 1 | 7.2 | 2.8 | 13.9 | 12.8 | -9 | -14 | 7.2 | 2.8 | 16.1 | 0.6 | 6.1 | 1.1 | 12.8 | -11.1 | -8 | -14 | 14.4 | 7.7 | 16.7 | 7.2 | 2.2 | 1.7 | 18.3 | 5.6 | 15 | 1.1 | 0 | 0 | 20 | 13.3 | 13.9 | -10 | 25 | 17.2 | 14.4 | 13.3 | 17.8 | -4.4 | 12.8 | 5.6 | 6.3 | -8.2 | -2.2 | -6.1 | 7.8 | -2.2 | 5.6 | -3.3 | -7.2 | -18.3 | 2.8 | -2.2 | -5.7 | -8.4 | 5.6 | -6.7
-4 | -6 | 0 | -8.9 | 18.3 | 8.9 | 15.6 | 0.6 | 7.4 | -3.9 | 30 | 0.6 | 8 | 4 | 10 | 5 | 13.3 | 11.7 | 12.8 | 11.1 | 9.4 | 3.9 | 10.6 | 10 | -0.5 | -6.2 | 4.6 | -7.9 | 16 | 11 | 17.8 | 13.9 | 19.4 | 10.6 | 20.6 | 12.8 | 12.2 | 1.1 | 13.9 | 3.3 | 22.1 | 17.7 | 7.2 | -1.7 | 4.5 | -4.7 | 2.8 | -3.9 | 8.9 | 5 | 15 | -0.6 | 6.1 | 2.2 | 20.6 | 18.9 | 14.8 | 1 | -4.4 | -17.8 | -5 | -7 | -7.2 | -8.3 | 5 | -15.6 | 11.1 | 3.3 | -3.3 | -10 | 1.1 | -7.2 | 0.2 | -4.6 | 2.8 | -0.6 | 5.6 | 2.2 | 9.4 | -5.6 | 17.8 | 15.6 | 16.1 | 5.1 | 1.5 | -6.2 | 7.6 | -4.3 | 6.1 | -0.6 | 14.4 | 8.3 | 17.2 | -4.4 | 12.6 | -1.8 | 10.6 | 1.7 | 7.2 | -10.6 | -4.4 | -12.2 | 18.3 | -6.7 | 2.8 | -6.1 | 4.4 | -3.9 | 8.9 | 5.6 | 1.7 | 0.6 | 15 | 0 | 6.1 | 2.8 | 14.3 | 13 | -9 | -16 | 5.6 | 1.1 | 13.9 | -0.6 | 5.6 | 0.6 | 11.7 | -10.6 | -9 | -16 | 13.3 | 7.8 | 15 | 6.7 | 1.8 | 0.6 | 17.8 | 5.6 | 12.8 | 2.1 | 0 | 0 | 19.4 | 13.9 | 12.8 | -10 | 24.6 | 17.1 | 15 | 13.9 | 15.9 | -4.1 | 11.1 | 6.1 | 5.6 | -10.6 | -2.2 | -6.1 | 7.2 | -1.1 | 3.9 | -3.3 | -8.1 | -17.2 | 3.3 | -3.3 | -6.5 | -9.1 | 2.2 | -4.4
-5 | -6 | -2.2 | -10 | 17.2 | 8.3 | 15.6 | 2.8 | 4.4 | -5 | 29.4 | 0 | 8 | 3 | 9.1 | 5.1 | 12.8 | 11.7 | 12.2 | 10.6 | 8.9 | 4.4 | 10 | 9.4 | -2.2 | -8.3 | 3.9 | -9.4 | 16 | 11 | 18 | 14.3 | 19.4 | 10.6 | 19.4 | 12.8 | 11.7 | 2.2 | 13.3 | 3.3 | 21.7 | 17.8 | 5.6 | -1.7 | 2.8 | -5 | 1.7 | -3.7 | 6.7 | 3.9 | 11.1 | 0.6 | 5.4 | 2 | 19.4 | 18.9 | 13 | 2 | -5.6 | -21.7 | -6 | -7 | -7.8 | -8.9 | 1.1 | -11.7 | 8.9 | 2.8 | -3.9 | -10.6 | 0 | -7.2 | 0.4 | -4.1 | 2.8 | -0.6 | 3.3 | 1.7 | 8.9 | -8.3 | 12.8 | 9.4 | 13.4 | 5.3 | -1.7 | -8.9 | 6.1 | -5 | 5.4 | 0 | 14.4 | 8.9 | 15.6 | -3.9 | 9.1 | -0.4 | 10.6 | 2.2 | 6.7 | -12.2 | -5.2 | -12 | 17.2 | -4.1 | 2.2 | -5.4 | 3.9 | -3.4 | 7.8 | 5 | 1.7 | 0.6 | 14.6 | 1.8 | 5.6 | 2.2 | 14.6 | 13.2 | -10 | -15 | 5.6 | 1.7 | 10 | 1.1 | 5 | 0.6 | 10.6 | -10 | -10 | -17 | 12.8 | 7.3 | 13.3 | 6.7 | 1.5 | -0.1 | 15.6 | 6.7 | 10.5 | 2.3 | 0.6 | 0 | 18.9 | 13.9 | 12.8 | -10 | 24.3 | 16.8 | 15 | 13.9 | 14.1 | -4.5 | 10 | 5 | 5.2 | -8.7 | -2.8 | -6.7 | 7.8 | -2.2 | 3.9 | -2.8 | -9.1 | -17.2 | 0.6 | -1.7 | -7.2 | -10 | 2.8 | -7.8
-5 | -7 | -2.2 | -10.6 | 16.7 | 8.3 | 14.4 | 3.3 | 2.7 | -4.6 | 25 | 1.7 | 7 | 3 | 8.1 | 5.1 | 12.8 | 11.7 | 11.1 | 8.3 | 8.9 | 5 | 10 | 10 | -2.8 | -7.6 | 3.2 | -8.4 | 14 | 12 | 18.1 | 14.6 | 19.4 | 10.6 | 17.8 | 12.2 | 10 | 2.2 | 11.7 | 2.2 | 21.1 | 18.1 | 5.6 | -1.1 | 2.1 | -4.5 | 0.6 | -3.9 | 6.1 | 3.3 | 10.6 | 0 | 4.6 | 2 | 19.4 | 18.9 | 11.1 | 2.2 | -7.2 | -21.1 | -7 | -8 | -7.2 | -8.3 | 1.7 | -11.7 | 8.9 | 3.3 | -4.4 | -10.6 | -0.6 | -7.2 | 0.6 | -3.9 | 2.8 | 0 | 2.2 | 0 | 6.1 | -10 | 8.3 | 4.4 | 10.6 | 5 | -2.6 | -7.8 | 4.8 | -4.2 | 4.6 | 0.3 | 13.9 | 8.3 | 15 | -5.6 | 5.6 | -0.6 | 10.6 | 2.2 | 5 | -10 | -5.9 | -12.9 | 16.1 | -3.5 | 1.7 | -5.2 | 3.3 | -3.5 | 7.8 | 5 | 1.1 | 0.6 | 14.3 | 3.2 | 5 | 1.7 | 15 | 13.3 | -10 | -13 | 5.6 | 1.1 | 8.3 | 1.7 | 4.4 | 0 | 7.8 | -7.2 | -10 | -18 | 12.2 | 6.7 | 12.8 | 6.7 | 1.1 | -1.1 | 10.6 | 7.2 | 8.3 | 2.2 | 0 | 0 | 19.4 | 14.4 | 11.1 | -9.4 | 23.9 | 16.7 | 13.9 | 12.8 | 12.2 | -6.1 | 9.4 | 5 | 4.8 | -8 | -3.3 | -7.2 | 7.8 | -2.8 | 3.3 | -2.8 | -10 | -18.3 | 0.6 | -1.7 | -7.2 | -9.7 | 3.3 | -6.7
-6 | -7 | -5.6 | -11.1 | 15.6 | 8.3 | 12.8 | 3.9 | 1.1 | -4.9 | 21.7 | 1.7 | 7 | 3 | 7.2 | 5 | 12.8 | 11.1 | 11.1 | 8.3 | 8.9 | 5 | 9.4 | 9.4 | -3.3 | -7.6 | 2.4 | -8.7 | 16 | 12 | 18.3 | 15 | 18.9 | 11.1 | 16.1 | 12.2 | 9.4 | 2.8 | 11.1 | 1.7 | 20.6 | 18.2 | 5.6 | -0.6 | 1.3 | -4.6 | 0.8 | -3.1 | 5.6 | 2.8 | 8.9 | 0 | 3.9 | 1.7 | 19.4 | 18.9 | 10.9 | 2.5 | -8.3 | -19.4 | -7 | -8 | -7.2 | -8.3 | 1.7 | -10.6 | 10.6 | 4.4 | -5 | -9.4 | -1.1 | -6.7 | 0 | -3.6 | 2.8 | 0 | 1.1 | -0.6 | 5 | -11.7 | 7.2 | 3.9 | 11.3 | 5 | -3.5 | -7.8 | 3.5 | -4.4 | 3.9 | 0.6 | 13.9 | 8.9 | 13.3 | -5 | 3.9 | -0.9 | 10 | 1.7 | 4.4 | -10.6 | -6.7 | -14.4 | 15 | -2.8 | 1.1 | -6.1 | 2.8 | -3.9 | 6.1 | 3.9 | 1.1 | 0.6 | 13.9 | 4.4 | 4.4 | 1.7 | 15.2 | 13.6 | -11 | -14 | 5.6 | 1.1 | 8.3 | 2.2 | 4.4 | 0 | 5.6 | -6.7 | -11 | -18 | 11.7 | 6.1 | 12.2 | 7.2 | 0.5 | -1.2 | 9.4 | 7.2 | 7.6 | 2.5 | 0.6 | 0 | 18.9 | 13.9 | 11.1 | -9.4 | 23.9 | 12.9 | 12.8 | 11.7 | 9.6 | -4.5 | 6.7 | 3.9 | 4.4 | -8.9 | -3.3 | -7.2 | 7.2 | -1.7 | 3.3 | -2.8 | -10.7 | -17.6 | 0.6 | -2.2 | -7.2 | -10 | 3.3 | -9.4
-6 | -7 | -5.6 | -11.1 | 15 | 8.3 | 10.6 | 5 | -0.6 | -6.1 | 22.8 | 2.8 | 7 | 3 | 7 | 4.8 | 13.3 | 11.7 | 10.6 | 7.8 | 8.3 | 5.6 | 9.4 | 9.2 | -3.9 | -8.3 | 1.7 | -10 | 14 | 12 | 18.7 | 14.8 | 18.9 | 11.7 | 15 | 11.7 | 9.4 | 3.3 | 10 | 1.1 | 20 | 18.3 | 6.1 | 0 | 0.6 | -5.6 | 0.9 | -2.7 | 4.4 | 2.8 | 8.9 | 0.6 | 3.7 | 1.6 | 17.8 | 17.8 | 10.8 | 2.9 | -8.3 | -20.6 | -10 | -11 | -8.3 | -9.4 | 0.6 | -11.7 | 10.6 | 6.7 | -5.6 | -8.9 | -1.1 | -6.1 | -0.5 | -3.8 | 3.3 | 0 | -0.6 | -2.2 | 3.9 | -10.6 | 5 | 2.2 | 12.1 | 4.8 | -4.4 | -8.3 | 2.2 | -5 | 3.3 | 0.5 | 13.9 | 9.4 | 12.8 | -4.4 | 2.3 | -1.6 | 9.4 | 1.7 | 2.8 | -10 | -7.4 | -13.7 | 14.1 | -3.2 | 0.2 | -5.9 | 3 | -3.9 | 8.3 | 4.4 | 1.1 | 0.6 | 13.5 | 5.2 | 4.4 | 1.7 | 15.4 | 13.8 | -11 | -14 | 5.6 | 1.1 | 7.8 | 2.2 | 3.9 | -0.6 | 6.1 | -8.9 | -12 | -18 | 11.1 | 5.9 | 11.7 | 7.8 | 0 | -1.3 | 8.3 | 7.8 | 6.8 | 2.7 | 0.6 | 0 | 18.9 | 14.4 | 9.4 | -9.4 | 23.9 | 8 | 11.7 | 10 | 7 | -4.5 | 6.7 | 3.3 | 4.2 | -7 | -3.3 | -7.2 | 7.2 | -0.6 | 2.2 | -3.3 | -11.5 | -17.8 | 0 | -2.8 | -7.2 | -10.6 | 3.3 | -10.6
-6 | -7 | -6.1 | -11.1 | 14.4 | 7.8 | 7.8 | 5 | -1.1 | -5.7 | 20 | 2.8 | 5 | 3 | 6.9 | 4.7 | 13.9 | 11.1 | 10.6 | 8.3 | 7.2 | 4.4 | 8.9 | 8.8 | -3.9 | -8.4 | 0.4 | -9 | 13 | 12 | 19 | 14.7 | 18.9 | 12.2 | 13.9 | 11.7 | 8.9 | 3.9 | 10 | 0.6 | 20.2 | 18.2 | 5.6 | -0.6 | 0.2 | -5.1 | 1.1 | -2.8 | 5 | 2.8 | 7.8 | 0 | 3.5 | 1.4 | 17.8 | 17.8 | 10.6 | 2.8 | -8.9 | -20 | -10 | -11 | -9.1 | -10.2 | 0.6 | -10.6 | 12.8 | 7.8 | -6.1 | -9.4 | -1.7 | -6.1 | -1.1 | -4.4 | 3.3 | 0 | -1.1 | -2.8 | 3.9 | -11.1 | 3.3 | 1.1 | 12.8 | 4.4 | -4.8 | -8 | 2 | -4.6 | 2.8 | 0.7 | 14.4 | 7.2 | 12.8 | -5 | 0.6 | -2.8 | 7.8 | 1.1 | 2.2 | -10 | -8.2 | -13.7 | 13.1 | -4 | -0.8 | -6.8 | 3.1 | -4.5 | 8.9 | 3.9 | 0.6 | 0 | 13.2 | 5.6 | 3.9 | 1.7 | 15.6 | 13.9 | -10 | -15 | 3.9 | 0 | 6.7 | 2.2 | 3.9 | -0.6 | 4.4 | -7.2 | -11 | -18 | 10.6 | 5.4 | 10.6 | 6.7 | -0.6 | -1.7 | 8.3 | 7.8 | 6.1 | 2.8 | 0.6 | 0 | 18.3 | 13.9 | 8.3 | -8.9 | 23.9 | 1.1 | 10.6 | 9.4 | 4.4 | -5.6 | 5.6 | 2.8 | 4.1 | -6.5 | -3.9 | -6.1 | 7.2 | -0.6 | 1.1 | -3.9 | -12.2 | -18.9 | -1.1 | -6.7 | -7.6 | -10.4 | 2.8 | -10
-6 | -7 | -5 | -11.7 | 13.3 | 7.8 | 7.8 | 3.3 | -1.7 | -5.9 | 20.6 | 2.8 | 4 | 2 | 6.7 | 4.4 | 13.9 | 11.1 | 10.6 | 8.3 | 7.8 | 5.6 | 8.3 | 8.3 | -3.9 | -9.1 | -0.9 | -9.5 | 13 | 12 | 19.4 | 14.4 | 18.9 | 12.8 | 13.9 | 11.7 | 8.9 | 4.4 | 9.4 | 0.6 | 20.4 | 18 | 5.6 | -0.6 | -0.2 | -5.5 | 1.1 | -2.3 | 5 | 2.8 | 7.2 | -0.6 | 3.3 | 1.1 | 18.3 | 17.8 | 10 | 3.5 | -8.9 | -20 | -11 | -12 | -10 | -11.3 | -1.7 | -10 | 10.6 | 7.2 | -6.7 | -10 | -2.2 | -6.1 | -1.8 | -5 | 2.8 | 0 | -1.7 | -4.4 | 2.2 | -11.7 | 2.2 | 0 | 12.6 | 4.6 | -5.2 | -8.2 | 1.9 | -4.7 | 2.2 | 0.6 | 13.9 | 6.1 | 11.7 | -3.9 | 0.4 | -2.3 | 8.3 | 1.1 | 1.7 | -9.4 | -8.9 | -14.4 | 12.2 | -5.6 | -1.7 | -8.3 | 3.3 | -5.6 | 9.4 | 0.6 | 0 | -0.6 | 12.8 | 6.1 | 3.9 | 1.7 | 15.6 | 14 | -10 | -13 | 3.9 | 0 | 6.1 | 2.8 | 3.3 | -1.1 | 3.3 | -6.7 | -11 | -19 | 10 | 5 | 10 | 6.1 | -1.1 | -2.1 | 6.7 | 6.7 | 5 | 2 | 1.1 | -0.6 | 18.3 | 14.4 | 6.1 | -8.9 | 22 | -1.2 | 9.4 | 7.8 | 3.5 | -5.3 | 5 | 2.8 | 3.9 | -6.7 | -3.9 | -6.1 | 5.6 | 2.2 | 0.6 | -4.4 | -12.9 | -18.6 | -1.7 | -6.7 | -7.9 | -10.4 | 2.2 | -8.3
-6 | -7 | -6.7 | -12.2 | 11.7 | 6.7 | 6.7 | 2.2 | -2.2 | -6.7 | 17.8 | 2.8 | 3 | 2 | 6.1 | 4.3 | 12.8 | 11.1 | 10 | 6.1 | 7.8 | 5 | 7.8 | 7.8 | -3.9 | -10.6 | -2.2 | -11.1 | 12 | 11 | 19.6 | 14.4 | 18.9 | 13.3 | 13.9 | 11.7 | 8.3 | 4.4 | 10 | 0.6 | 20.6 | 17.8 | 6.1 | -0.6 | -0.6 | -6.7 | 1.1 | -2.3 | 4.4 | 2.8 | 7.8 | -1.1 | 3.1 | 1.1 | 17.8 | 17.2 | 9.5 | 4.1 | -8.9 | -20 | -12 | -13 | -10.8 | -12.2 | -3.3 | -8.3 | 8.9 | 6.1 | -7.2 | -9.4 | -3.3 | -6.7 | -2.6 | -6.1 | 2.2 | 0 | -2.2 | -4.4 | 1.1 | -11.7 | 1.1 | -1.1 | 12.4 | 4.4 | -5.6 | -8.9 | 1.7 | -5.6 | 1.3 | 0 | 13.3 | 7.2 | 10.6 | -3.9 | 0.2 | -2.4 | 7.2 | 1.1 | 0.6 | -8.9 | -9.1 | -13.9 | 11.5 | -5.6 | -1.3 | -7.7 | 2.9 | -5.1 | 8.9 | 0.6 | -2.2 | -2.2 | 12.2 | 6.1 | 3.3 | 1.1 | 15.6 | 14 | -11 | -13 | 3.9 | 0 | 4.4 | 1.1 | 3.9 | -1.1 | 4.4 | -5.6 | -11 | -18 | 10 | 5.2 | 9.4 | 5.6 | -1.7 | -2.7 | 6.1 | 6.1 | 3.9 | 1.3 | 1.1 | -1.1 | 18.3 | 15 | 5.6 | -8.3 | 20.2 | -3.1 | 8.3 | 6.1 | 2.6 | -5.8 | 4.4 | 2.2 | 3.9 | -5.4 | -3.9 | -6.1 | 5.6 | 1.7 | 0 | -5.6 | -13.7 | -19.3 | -2.2 | -8.9 | -8.3 | -11.1 | 1.7 | -10
-8 | -9 | -7.2 | -11.7 | 13.3 | 7.8 | 6.1 | 2.2 | -2.4 | -6.1 | 17.8 | 2.8 | 3 | 2 | 5.6 | 4.3 | 12.8 | 11.1 | 8.9 | 6.7 | 7.8 | 5 | 6.7 | 6.7 | -3.9 | -10.4 | -3.3 | -10.4 | 12 | 9 | 19.8 | 14.6 | 18.9 | 13.3 | 13.9 | 11.7 | 7.8 | 4.4 | 10 | 0.6 | 20.4 | 17.6 | 6.7 | -0.6 | -0.4 | -6.4 | 1.1 | -2.8 | 4.4 | 2.2 | 7.8 | -1.1 | 3 | 1.2 | 18.9 | 17.8 | 8.9 | 4.4 | -8.9 | -20.6 | -13 | -14 | -11.6 | -13.1 | -2.8 | -9.4 | 11.1 | 7.8 | -6.1 | -8.3 | -6.1 | -7.2 | -3.3 | -7.8 | 2.2 | -0.6 | -2.8 | -6.1 | 0.6 | -12.8 | 0 | -2.2 | 12.2 | 4.4 | -5.4 | -8.3 | 0.8 | -4.4 | 0.3 | -0.5 | 13.9 | 4.4 | 9.4 | -4.4 | 0 | -2.8 | 7.2 | 1.1 | -0.6 | -8.9 | -9.2 | -13.8 | 10.7 | -6.7 | -1 | -7.8 | 2.6 | -4.9 | 8.9 | 0.6 | -2.2 | -2.2 | 11.7 | 5.8 | 3.3 | 1.1 | 15.6 | 13.9 | -10 | -12 | 3.9 | 0.6 | 3.9 | 3.3 | 3.9 | -1.1 | 2.8 | -4.4 | -12 | -21 | 10 | 5.4 | 9.4 | 5.6 | -2.2 | -3.3 | 5.6 | 5.6 | 2.8 | 0.6 | 1.1 | -0.6 | 18.9 | 15.6 | 6.1 | -10 | 18.3 | -5.6 | 7.2 | 5.6 | 1.7 | -7.2 | 3.9 | 2.2 | 3.9 | -4.7 | -4.4 | -6.1 | 5.6 | 1.7 | -0.6 | -5.6 | -14.4 | -20.6 | -2.8 | -9.4 | -8.3 | -10.7 | 0.6 | -10
-8 | -10 | -7.2 | -11.7 | 11.1 | 7.2 | 6.1 | 1.7 | -2.6 | -6.1 | 16.7 | 2.8 | 4 | 3 | 5 | 3.9 | 11.1 | 10 | 8.3 | 7.8 | 6.7 | 4.4 | 5.6 | 5.6 | -3.9 | -11.2 | -4.5 | -11.1 | 12 | 9 | 20 | 14.4 | 18.9 | 13.3 | 13.9 | 12.2 | 7.8 | 4.4 | 10 | 0 | 20.2 | 17.4 | 6.7 | -0.6 | -0.2 | -7 | 1.7 | -2.1 | 3.9 | 2.2 | 6.7 | -1.7 | 2.8 | 1.1 | 18.3 | 17.8 | 8.7 | 4.9 | -8.9 | -20.6 | -13 | -14 | -12.5 | -14.3 | -2.8 | -8.9 | 11.7 | 7.2 | -6.1 | -8.9 | -5.6 | -6.7 | -3.7 | -7.2 | 2.2 | -0.6 | -3.3 | -6.7 | 0 | -11.7 | -0.6 | -3.3 | 11.8 | 4.5 | -5.2 | -8.1 | -0.2 | -4.1 | -0.6 | -1.1 | 13.3 | 4.4 | 9.4 | -3.3 | -0.2 | -2.7 | 7.8 | 1.7 | 1.1 | -9.4 | -9.4 | -14.4 | 10 | -8.9 | -0.6 | -8.9 | 2.2 | -5.6 | 8.3 | 0.6 | -2.8 | -2.8 | 11.1 | 5.6 | 3.3 | 1.7 | 15.8 | 14.4 | -10 | -12 | 2.8 | 0.6 | 2.8 | 1.1 | 3.9 | -1.1 | 3.3 | -2.2 | -12 | -18 | 10 | 5.6 | 9.4 | 6.1 | -2.4 | -3.3 | 5 | 5 | 2.8 | 0.7 | 1.1 | -1.1 | 18.9 | 15.6 | 3.9 | -10 | 17 | -4.3 | 7.2 | 3.9 | 1.3 | -6.2 | 3.9 | 2.2 | 3.9 | -5 | -3.9 | -5 | 5.6 | 1.7 | -1.1 | -6.1 | -15 | -20.1 | -3.9 | -10.6 | -8.3 | -10.7 | 0 | -8.3
-6 | -7 | -8.9 | -12.2 | 8.9 | 5.6 | 6.7 | 0.6 | -2.8 | -6.7 | 15.6 | 2.8 | 6 | 3 | 5 | 3.8 | 11.1 | 10 | 8.3 | 7.8 | 7.2 | 3.9 | 6.7 | 6.7 | -3.9 | -12.8 | -5.6 | -12.2 | 12 | 7 | 20 | 15 | 19.4 | 13.3 | 14.4 | 12.2 | 8.3 | 4.4 | 10 | 0 | 20 | 17.2 | 6.1 | -1.1 | 0 | -8.9 | 2.2 | -2.2 | 4.4 | 2.8 | 6.7 | -1.7 | 2.6 | 1.1 | 19.4 | 18.9 | 8.5 | 5.3 | -8.9 | -21.1 | -12 | -13 | -13.3 | -15.6 | -3.9 | -8.9 | 10.6 | 7.2 | -7.8 | -10 | -7.8 | -8.9 | -4 | -7.2 | 2.8 | 0 | -3.9 | -7.2 | -0.6 | -10.6 | -0.6 | -4.4 | 11.5 | 4.5 | -5 | -8.3 | -1.1 | -4.4 | -0.8 | -1.4 | 12.8 | 3.3 | 8.3 | -6.7 | -0.4 | -3.2 | 7.2 | 1.7 | 1.1 | -10 | -9.4 | -13.5 | 9.4 | -8.1 | -0.4 | -7.9 | 2.6 | -4.9 | 7.8 | 0 | -2.2 | -2.2 | 11.3 | 5.8 | 3.3 | 1.7 | 15.9 | 14.6 | -10 | -13 | 3.3 | 0.6 | 2.8 | 1.7 | 3.9 | -1.1 | 5.6 | -5 | -12 | -19 | 9.6 | 5.4 | 9.4 | 6.1 | -2.6 | -3.2 | 4.4 | 4.4 | 2.8 | 1 | 1.1 | -1.7 | 18.9 | 16.1 | 1.7 | -9.4 | 15.7 | -4.2 | 7.2 | 3.9 | 1 | -5.8 | 3.9 | 1.7 | 3.3 | -5 | -4.4 | -5.6 | 5.6 | 2.2 | -1.1 | -6.1 | -15.5 | -20.4 | -4.4 | -10.6 | -8.3 | -11.1 | -1.1 | -9.4
-6 | -7 | -10.6 | -14.4 | 8.3 | 5.6 | 6.1 | 1.1 | -1.3 | -5.4 | 15 | 2.8 | 6 | 5 | 5 | 3.5 | 10.6 | 9.4 | 7.8 | 7.8 | 7.2 | 3.9 | 7.2 | 7.2 | -3.2 | -12.1 | -4.7 | -12.6 | 13 | 7 | 20 | 15.3 | 19.4 | 13.3 | 15 | 12.2 | 7.2 | 2.8 | 10 | 2.2 | 20.6 | 17.8 | 6.1 | -0.6 | -0.2 | -7 | 2.8 | -2.2 | 4.4 | 3.3 | 6.7 | -2.2 | 2.4 | 1.1 | 20 | 19.4 | 8.3 | 5.6 | -8.9 | -20 | -13 | -15 | -13.3 | -15.6 | -1.7 | -8.9 | 10.6 | 7.2 | -7.8 | -10 | -6.1 | -7.2 | -4.4 | -7.8 | 1.7 | -1.1 | -3.9 | -7.2 | -0.6 | -10 | -1.1 | -4.4 | 11.1 | 4.4 | -4.8 | -8.1 | -0.4 | -4 | -0.9 | -1.8 | 12.8 | 2.8 | 6.1 | -6.7 | -0.6 | -3.9 | 7.2 | 1.7 | 1.1 | -10.6 | -9.4 | -13.1 | 8.9 | -8.1 | -0.2 | -7.9 | 2.9 | -5.1 | 7.2 | -0.6 | -2.2 | -2.8 | 11.5 | 6 | 3.3 | 1.7 | 16.1 | 15 | -9 | -12 | 2.8 | 0 | 3.9 | 2.8 | 2.2 | -1.7 | 5 | -3.3 | -12 | -19 | 9.3 | 5.3 | 8.3 | 6.7 | -2.8 | -3.3 | 4.4 | 4.4 | 2.8 | 1.1 | 1.1 | -2.2 | 18.9 | 16.1 | 3.9 | -9.4 | 14.4 | -4.4 | 6.7 | 3.3 | 0.6 | -6.7 | 3.9 | 1.7 | 2.8 | -5.6 | -5 | -6.1 | 6.1 | 3.3 | -1.1 | -5.6 | -16.1 | -21.1 | -5 | -11.1 | -8.3 | -11.4 | -1.7 | -7.8
-6 | -7 | -10 | -12.8 | 10.6 | 7.8 | 7.2 | 1.7 | 0.2 | -4.8 | 15 | 2.8 | 6 | 5 | 5 | 3.3 | 11.1 | 9.4 | 8.3 | 7.8 | 7.2 | 3.9 | 8.3 | 8.3 | -2.4 | -12.1 | -3.7 | -13.8 | 13 | 8 | 20 | 15.6 | 20 | 13.9 | 15 | 12.8 | 6.7 | 2.2 | 10 | 0.6 | 21.1 | 18.3 | 5.6 | -0.6 | -0.4 | -6.4 | 2.4 | -1.5 | 4.4 | 3.3 | 6.7 | -2.8 | 2.2 | 1.1 | 20 | 19.4 | 10.7 | 7.1 | -8.3 | -18.9 | -14 | -15 | -12.2 | -14.4 | 0.6 | -8.3 | 12.8 | 8.3 | -6.7 | -7.8 | -6.7 | -7.8 | -3.9 | -7.1 | 1.7 | -0.6 | -4.4 | -7.8 | -0.6 | -10 | -1.7 | -5 | 12.8 | 5.3 | -4.6 | -8.6 | 0.4 | -3.7 | -1.1 | -2.2 | 10 | 4.4 | 5 | -10.6 | -0.4 | -3.2 | 8.3 | 1.7 | 2.2 | -10 | -9.4 | -13.3 | 8.3 | -9.4 | 0 | -8.9 | 3.3 | -5.6 | 7.2 | -0.6 | -2.2 | -2.8 | 11.7 | 6.1 | 3.3 | 2.2 | 16.7 | 15.4 | -8 | -11 | 1.7 | -0.6 | 1.7 | 0.6 | 2.2 | -1.1 | 5 | -3.3 | -13 | -18 | 8.9 | 5 | 7.8 | 6.7 | -1.9 | -2.5 | 4.4 | 4.4 | 5.6 | 2.6 | 0.6 | -2.2 | 19.4 | 16.1 | 3.3 | -7.8 | 14.8 | -1.9 | 6.1 | 2.8 | 4.3 | -4.8 | 3.9 | 1.7 | 2.2 | -7.2 | -4.4 | -5.6 | 5 | 2.8 | -1.1 | -5 | -13.5 | -19.1 | -5.6 | -11.1 | -8.3 | -12.3 | -1.1 | -8.3
-5 | -6 | -8.9 | -12.8 | 15.6 | 10.6 | 8.9 | 1.7 | 1.7 | -5 | 16.1 | 2.8 | 7 | 5 | 6.7 | 4.4 | 12.8 | 10 | 8.9 | 8.9 | 8.9 | 3.9 | 9.4 | 9.4 | -1.7 | -13.9 | -2.8 | -17.2 | 17 | 8 | 21.1 | 16.3 | 21.1 | 15 | 15.6 | 12.8 | 10 | 2.2 | 8.3 | 3.3 | 21.7 | 18.9 | 8.3 | 0 | -0.6 | -6.7 | 2.1 | -0.9 | 5 | 3.9 | 7.8 | -2.8 | 4.2 | 2.1 | 20.6 | 20 | 13.2 | 8.3 | -6.7 | -17.8 | -12 | -13 | -12.2 | -13.9 | 3.9 | -6.7 | 12.8 | 8.3 | -5 | -7.2 | -5.6 | -7.8 | -3.3 | -6.8 | 2.8 | 0.6 | -4.4 | -7.8 | 0 | -10 | -1.7 | -5 | 14.4 | 5.8 | -4.4 | -9.4 | 1.1 | -4.4 | 1.7 | -0.5 | 9.4 | 2.2 | 5.6 | -12.2 | -0.2 | -2.7 | 9.4 | 2.2 | 3.9 | -9.4 | -7.4 | -12.4 | 9.6 | -8.4 | 0.7 | -7.8 | 5 | -4.3 | 7.2 | -0.6 | 0.6 | 0.6 | 13.4 | 7.2 | 3.9 | 2.8 | 17.2 | 15.7 | -8 | -11 | 3.9 | 0.6 | 4.4 | 3.3 | 5 | 0 | 6.1 | -2.8 | -11 | -18 | 8.7 | 5.1 | 7.8 | 6.1 | -0.9 | -1.8 | 5.6 | 5.6 | 8.3 | 3.6 | 0.6 | -2.2 | 20 | 16.7 | 9.4 | -7.2 | 15.2 | -0.5 | 6.1 | 1.7 | 8 | -4.2 | 5 | 2.8 | 3.5 | -6 | -3.9 | -5 | 5 | 2.2 | 1.1 | -3.9 | -10.9 | -18 | -5 | -11.1 | -8.3 | -13.9 | -1.1 | -8.3
-5 | -6 | -7.8 | -12.8 | 17.2 | 9.4 | 10.6 | 1.7 | 6.3 | -3.4 | 20.6 | 3.3 | 7 | 4 | 8.3 | 5.3 | 13.9 | 11.1 | 9.4 | 8.9 | 10 | 5 | 11.1 | 10.6 | -0.9 | -12.4 | -1.9 | -16.3 | 20 | 7 | 22.2 | 16.7 | 22.2 | 15 | 16.1 | 13.3 | 13.9 | 1.1 | 6.7 | 4.4 | 21.3 | 18.9 | 12.2 | 1.1 | 1.5 | -6.5 | 1.7 | -0.6 | 6.1 | 3.9 | 11.7 | -2.8 | 6.3 | 3.1 | 22.2 | 19.4 | 15.6 | 9.4 | -5 | -18.9 | -10 | -11 | -11.1 | -13.3 | 6.1 | -6.7 | 15.6 | 9.4 | -2.2 | -6.1 | -2.8 | -5.6 | -2.8 | -7.2 | 4.4 | 1.7 | -4.4 | -7.8 | 2.2 | -8.9 | -1.1 | -5 | 16.1 | 6.1 | -2 | -7.1 | 4.1 | -3 | 4.4 | 0.9 | 9.4 | 0.6 | 6.1 | -11.7 | 0 | -2.8 | 13.3 | 2.8 | 7.2 | -9.4 | -5.3 | -12.3 | 10.9 | -8.4 | 1.5 | -8.1 | 6.6 | -4 | 6.7 | -1.7 | 1.7 | 1.1 | 15 | 8.1 | 4.4 | 3.3 | 17.8 | 16.1 | -6 | -10 | 6.1 | 1.1 | 8.3 | 3.3 | 6.7 | -0.6 | 8.3 | -1.7 | -8 | -15 | 8.5 | 5.1 | 7.2 | 6.7 | 0 | -1.1 | 7.8 | 7.8 | 11.1 | 4.4 | 2.2 | -1.1 | 21.1 | 16.1 | 11.7 | -7.8 | 15.6 | 1.1 | 6.1 | 1.7 | 11.7 | -5.6 | 10 | 3.9 | 4.8 | -6 | -5.6 | -6.7 | 5.6 | 2.8 | 2.8 | -3.3 | -8.3 | -17.8 | -4.4 | -11.1 | -7.6 | -12.6 | 1.7 | -7.2
-4 | -5 | -4.4 | -12.8 | 18.9 | 9.4 | 11.7 | 2.8 | 11 | -3.8 | 23.9 | 2.8 | 8 | 6 | 10 | 6.1 | 14.4 | 10.6 | 10 | 8.9 | 10.6 | 4.4 | 13.9 | 10 | -0.2 | -12.4 | -0.9 | -17.1 | 22 | 4 | 23.3 | 17.2 | 22.8 | 16.1 | 16.7 | 13.9 | 16.1 | -1.1 | 6.1 | 4.4 | 21 | 19 | 14.4 | 1.1 | 3.5 | -7.8 | 1.9 | -0.3 | 7.8 | 5 | 15 | -2.2 | 8.3 | 3.9 | 22.8 | 19.4 | 17.3 | 8.7 | -2.2 | -16.1 | -8 | -10 | -7.8 | -10 | 6.7 | -6.7 | 16.7 | 10 | -0.6 | -6.1 | -0.6 | -3.9 | -2.2 | -6.9 | 6.1 | 1.7 | -3.3 | -7.8 | 3.9 | -8.9 | -1.1 | -5.6 | 18.1 | 6.3 | 0.4 | -5.3 | 7 | -2.4 | 7.2 | 2.2 | 7.2 | 0 | 6.7 | -11.1 | 0 | -2.2 | 16.7 | 3.3 | 8.9 | -10 | -3.3 | -13.9 | 12.2 | -9.4 | 2.2 | -9.4 | 8.3 | -3.9 | 6.7 | -1.7 | 2.8 | 1.7 | 16.7 | 8.9 | 5 | 3.9 | 18.7 | 16.3 | -4 | -7 | 7.2 | 1.7 | 10 | 2.8 | 7.8 | -1.1 | 10.6 | 0.6 | -6 | -13 | 8.3 | 5 | 7.2 | 5 | 0.6 | -0.3 | 11.1 | 8.9 | 13.7 | 4.6 | 3.3 | -0.6 | 22.2 | 16.1 | 12.8 | -7.8 | 16.7 | 2.7 | 6.1 | 1.1 | 13.4 | -5.1 | 11.7 | 4.4 | 6.1 | -6.7 | -5.6 | -6.7 | 6.7 | 2.8 | 4.4 | -2.8 | -6.5 | -16.4 | -2.2 | -11.1 | -6.8 | -12 | 3.3 | -9.4
-3 | -4 | -3.3 | -13.3 | 21.1 | 10 | 13.3 | 3.3 | 15.6 | -7.2 | 26.7 | 2.2 | 8 | 3 | 11.1 | 5.9 | 15 | 10.6 | 11.7 | 8.9 | 11.1 | 5 | 14.4 | 9.4 | 0.6 | -13.9 | 0 | -20.6 | 23 | 5 | 23.3 | 17.8 | 22.8 | 17.2 | 16.1 | 14.4 | 17.2 | -2.2 | 6.1 | 5 | 20.6 | 18.9 | 17.2 | 1.7 | 5.6 | -11.7 | 2 | -0.1 | 8.9 | 6.1 | 19.4 | -1.7 | 9.4 | 4 | 23.9 | 18.9 | 18.9 | 7.7 | 0 | -15 | -8 | -9 | -6.7 | -8.9 | 7.8 | -6.7 | 17.2 | 10.6 | -0.6 | -5.6 | 1.1 | -3.3 | -1.7 | -7.5 | 7.8 | 2.8 | -1.7 | -8.3 | 7.2 | -7.2 | -1.1 | -6.1 | 20.2 | 5.8 | 2.8 | -4.4 | 10 | -2.8 | 8.7 | 2.5 | 6.7 | -1.1 | 7.2 | -9.4 | 0 | -2.1 | 17.8 | 3.3 | 11.7 | -7.8 | -1.8 | -13.2 | 12.8 | -8.5 | 3.5 | -8.1 | 10.2 | -2.5 | 6.1 | -2.2 | 3.9 | 2.2 | 18 | 9.4 | 7.8 | 6.1 | 19.7 | 16.8 | -3 | -6 | 7.8 | 0 | 13.3 | 2.2 | 8.9 | -0.6 | 10.6 | 0.6 | -5 | -8 | 9.4 | 6 | 7.8 | 5 | 1.1 | 0.4 | 14.4 | 9.4 | 16.3 | 4 | 5 | -0.6 | 22.8 | 16.1 | 14.4 | -7.8 | 17.8 | 3.7 | 6.7 | 1.1 | 15 | -5.8 | 10.6 | 7.8 | 7.2 | -5.8 | -5.6 | -6.7 | 7.2 | 3.9 | 6.1 | -3.3 | -4.6 | -15.8 | -1.7 | -10 | -6.1 | -12.2 | 5 | -7.8
-2 | -3 | -2.8 | -12.8 | 22.8 | 10 | 15 | 4.4 | 15.6 | -5.9 | 28.3 | 1.7 | 8 | 3 | 12.2 | 5.6 | 15 | 10.6 | 11.7 | 8.9 | 11.7 | 5 | 15.6 | 9.4 | 1.1 | -12.3 | 1.1 | -18.5 | 23 | 7 | 23.3 | 18.4 | 23.3 | 17.8 | 15.6 | 15 | 17.8 | -2.2 | 6.7 | 5.6 | 22.1 | 19.5 | 17.8 | 2.2 | 6.5 | -10.4 | 2.2 | 0 | 12.2 | 7.8 | 22.8 | -1.1 | 10.6 | 4.1 | 25.6 | 18.9 | 20.6 | 5.6 | 1.1 | -13.3 | -6 | -8 | -2.8 | -8.9 | 8.3 | -8.3 | 17.8 | 11.1 | 1.1 | -5.6 | 2.8 | -3.3 | -1.1 | -8.9 | 10 | 3.9 | -0.6 | -7.8 | 8.9 | -6.1 | 0 | -6.1 | 22.2 | 5 | 5 | -3.6 | 10.6 | -2.1 | 10.2 | 2.6 | 6.7 | -0.6 | 8.3 | -9.4 | 0 | -2.2 | 18.9 | 3.9 | 13.3 | -7.2 | -0.4 | -14.2 | 13.3 | -8.7 | 4.8 | -8.3 | 12 | -1.3 | 6.7 | -2.2 | 5 | 2.8 | 19.3 | 9.8 | 11.1 | 8.9 | 20.6 | 16.7 | -2 | -5 | 8.9 | 0.6 | 15.6 | 1.7 | 10 | 0 | 11.7 | 1.1 | -3 | -8 | 10.6 | 7 | 7.8 | 6.1 | 1.7 | 1.1 | 17.2 | 10.6 | 18.9 | 2.8 | 6.7 | 1.1 | 22.8 | 16.7 | 15.6 | -7.2 | 18.9 | 5 | 7.2 | 0.6 | 16.7 | -7.8 | 10.6 | 7.2 | 8.3 | -5.5 | -5.6 | -6.7 | 7.8 | 3.9 | 6.7 | -4.4 | -2.8 | -17.2 | -0.6 | -9.4 | -5.5 | -11.3 | 6.7 | -9.4
-1 | -3 | -2.2 | -13.9 | 22.8 | 10 | 15 | 3.9 | 15.6 | -4.8 | 28.3 | 1.1 | 8 | 3 | 13.3 | 5 | 16.1 | 10 | 13.3 | 9.4 | 13.3 | 6.7 | 15.6 | 7.8 | 1.7 | -11.8 | 2.2 | -18.9 | 23 | 8 | 23.3 | 18.9 | 23.3 | 18.3 | 15.6 | 15.6 | 18.9 | -2.8 | 6.7 | 5.6 | 23.5 | 19.7 | 18.9 | 2.8 | 7.4 | -10.6 | 2.4 | 0.1 | 14.4 | 10 | 26.1 | -1.7 | 11.7 | 3.9 | 25.6 | 18.9 | 21.1 | 6.3 | 1.7 | -14.4 | -5 | -6 | -2.2 | -8.3 | 6.7 | -5 | 14.4 | 11.1 | 1.7 | -5 | 3.3 | -3.3 | -0.7 | -7.9 | 11.7 | 4.4 | 1.1 | -7.8 | 11.7 | -4.4 | 1.1 | -6.1 | 22.9 | 4.9 | 7.2 | -3.2 | 11.1 | -2 | 11.7 | 2.2 | 7.8 | -1.1 | 8.9 | -10 | -0.4 | -2.5 | 20.6 | 3.9 | 15.6 | -7.2 | 1.1 | -17.8 | 13.9 | -10 | 6.1 | -9.4 | 13.9 | -0.6 | 6.7 | -2.2 | 5.6 | 2.2 | 20.6 | 10 | 13.9 | 10 | 21.7 | 14.4 | -1 | -3 | 11.1 | 1.1 | 18.3 | 1.7 | 11.7 | 0.6 | 13.3 | 2.8 | -2 | -8 | 11.7 | 7.8 | 8.9 | 7.2 | 2.6 | 1.6 | 18.9 | 11.1 | 19.5 | 2.4 | 8.3 | 1.7 | 22.2 | 16.1 | 17.2 | -7.2 | 20.2 | 4.7 | 7.8 | 0.6 | 17.4 | -7 | 7.2 | 5 | 9.4 | -6.7 | -5 | -6.1 | 8.3 | 3.9 | 7.2 | -5 | -2.1 | -15.1 | 1.7 | -10 | -5 | -11.4 | 7.8 | -9.4
-1 | -3 | -1.7 | -12.2 | 22.8 | 10 | 16.1 | 3.9 | 15.6 | -5 | 28.9 | 0.6 | 8 | 3 | 14.1 | 5 | 16.7 | 10 | 13.3 | 10 | 14.4 | 5 | 14.4 | 7.2 | 2.2 | -13.3 | 3.3 | -21.7 | 22 | 9 | 23.1 | 18.9 | 23.9 | 18.9 | 16.1 | 15 | 19.4 | -3.9 | 6.7 | 5.6 | 25 | 20 | 20 | 3.3 | 8.3 | -12.2 | 2.6 | 0 | 18.3 | 12.2 | 26.7 | -1.7 | 12.2 | 3.2 | 26.7 | 18.3 | 21.7 | 6.8 | 2.2 | -12.2 | -5 | -6 | -0.6 | -7.8 | 5.6 | -5.6 | 9.4 | 7.2 | 1.7 | -4.4 | 3.9 | -3.3 | -0.4 | -8.3 | 12.8 | 4.4 | 2.2 | -7.8 | 13.3 | -3.3 | 2.8 | -6.1 | 23.7 | 4.6 | 9.4 | -3.9 | 11.7 | -2.2 | 11.1 | 2.9 | 8.3 | -2.8 | 11.1 | -10 | -0.7 | -2.9 | 21.7 | 4.4 | 17.2 | -6.7 | 1.8 | -11.1 | 14.5 | -8.5 | 6.1 | -8.7 | 15.2 | 0.2 | 6.7 | -2.8 | 5.6 | 2.8 | 16.9 | 9.1 | 16.7 | 11.1 | 22.8 | 10.9 | 0 | -3 | 11.1 | 0.6 | 20 | 2.2 | 11.7 | 0.6 | 15 | 3.9 | -1 | -6 | 11.5 | 8.6 | 8.9 | 7.2 | 3.5 | 1.9 | 20.6 | 10.6 | 20 | 2.4 | 10 | 1.7 | 22.2 | 16.7 | 18.3 | -7.2 | 21.5 | 4.6 | 9.4 | 0.6 | 18.2 | -7.1 | 8.3 | 7.2 | 10.2 | -5.9 | -5.6 | -6.7 | 7.8 | 4.4 | 8.3 | -5.6 | -1.3 | -14 | 2.8 | -10 | -4.4 | -12.2 | 8.9 | -10
-1 | -3 | 0.6 | -12.2 | 23.9 | 9.4 | 16.1 | 4.4 | 15 | -4.8 | 29.4 | 1.1 | 8 | 4 | 14.8 | 4.8 | 15.6 | 10.6 | 13.9 | 9.4 | 13.3 | 4.4 | 14.4 | 6.1 | 2 | -12.3 | 2.9 | -19.1 | 20 | 13 | 23 | 19 | 24.4 | 19.4 | 16.1 | 14.4 | 20 | -3.3 | 7.2 | 6.1 | 24.3 | 20 | 19.4 | 3.3 | 8.5 | -9.7 | 2.8 | 0 | 20 | 12.8 | 27.2 | -0.6 | 12.8 | 2.6 | 27.2 | 18.9 | 22.2 | 7.2 | 3.9 | -10 | -3 | -5 | 0 | -8.9 | 5.6 | -3.9 | 8.3 | 7.2 | 1.1 | -4.4 | 4.4 | -3.9 | 0 | -9.4 | 14.4 | 5 | 2.8 | -7.8 | 15 | -2.8 | 2.8 | -6.1 | 24.4 | 4.4 | 8.9 | -3.5 | 11.7 | -1.6 | 10.6 | 3.6 | 7.2 | -3.3 | 11.1 | -9.4 | -1.1 | -3.9 | 22.8 | 5.6 | 17.2 | -6.7 | 2.6 | -7 | 15 | -8.8 | 6.1 | -9.4 | 16.5 | 1.4 | 7.2 | -2.8 | 5.6 | 2.8 | 13.1 | 7.8 | 17.2 | 11.1 | 23.9 | 5.6 | 0 | -3 | 12.2 | 0.6 | 21.1 | 1.1 | 12.2 | 0.6 | 15.6 | 3.3 | 0 | -8 | 11.3 | 9.4 | 8.3 | 7.8 | 4.4 | 2.2 | 21.1 | 9.4 | 20.6 | 1.7 | 11.7 | 1.7 | 22.2 | 16.7 | 20 | -7.2 | 22.8 | 3.9 | 10 | 0.6 | 18.9 | -8.3 | 10 | 5 | 10.9 | -5.7 | -5 | -6.7 | 7.2 | 5 | 7.8 | -5.6 | -0.6 | -15 | 3.3 | -9.4 | -4.6 | -11.6 | 9.4 | -9.4
-1 | -3 | 1.1 | -12.2 | 24.4 | 10 | 16.7 | 4.4 | 14.5 | -5.7 | 30.6 | 1.1 | 8 | 3 | 15.6 | 4.4 | 15.6 | 10.6 | 15 | 9.4 | 13.3 | 4.4 | 13.3 | 7.2 | 1.9 | -12.7 | 2.6 | -19.3 | 19 | 13 | 22.8 | 18.9 | 25 | 20.6 | 16.1 | 15 | 20.6 | -2.8 | 8.3 | 7.2 | 23.5 | 20.1 | 18.9 | 3.3 | 8.7 | -9.1 | 2.6 | 0 | 20.6 | 13.3 | 27.8 | -2.8 | 13.3 | 1.7 | 26.7 | 18.9 | 21.1 | 7 | 2.2 | -11.1 | -3 | -4 | -1.1 | -10.6 | 4.4 | -3.9 | 7.8 | 5 | 0 | -1.7 | 3.9 | -3.9 | -0.2 | -8.8 | 15 | 5.6 | 3.3 | -7.8 | 15.6 | -2.8 | 2.8 | -6.7 | 23.1 | 4.6 | 8.3 | -3.7 | 11.7 | -1.6 | 10 | 3.9 | 6.7 | -4.4 | 11.7 | -10.6 | -1.3 | -3.7 | 22.8 | 4.4 | 17.2 | -6.7 | 3.3 | -4.4 | 15.6 | -9.4 | 6.1 | -11.1 | 17.8 | 2.2 | 6.7 | -3.9 | 5.6 | 2.8 | 9.4 | 6.1 | 17.8 | 11.7 | 23.2 | 5.2 | 0 | -3 | 12.2 | 0.6 | 21.1 | 1.1 | 11.7 | 1.1 | 16.1 | 3.9 | 0 | -7 | 11.1 | 10 | 8.3 | 8.3 | 5.3 | 3 | 21.7 | 8.9 | 19.8 | 1.3 | 12.2 | 0 | 21.7 | 16.7 | 20.6 | -7.2 | 22.4 | 3.5 | 10 | -0.6 | 18.3 | -7.1 | 9.4 | 3.9 | 11.7 | -6.7 | -4.4 | -7.2 | 6.1 | 3.3 | 7.2 | -5 | -1.1 | -13.2 | 4.4 | -10.6 | -4.8 | -12 | 8.3 | -12.8
-1 | -3 | 0.6 | -11.1 | 23.3 | 9.4 | 16.1 | 3.9 | 13.9 | -7.2 | 30.6 | 1.1 | 8 | 3 | 13.9 | 5 | 15 | 10.6 | 15 | 10 | 12.2 | 3.9 | 12.2 | 6.1 | 1.7 | -15 | 2.2 | -21.1 | 18 | 12 | 22.4 | 19.2 | 25 | 20.6 | 16.7 | 15.6 | 19.4 | -3.9 | 8.9 | 8.3 | 22.8 | 20 | 18.9 | 3.3 | 8.9 | -9.4 | 2.4 | 0.1 | 18.3 | 13.3 | 27.8 | -4.4 | 11.8 | 1.1 | 23.9 | 18.3 | 20 | 7.1 | 1.7 | -6.7 | -2 | -3 | -2.2 | -11.1 | 3.9 | -3.3 | 7.8 | 5 | -0.6 | -1.1 | 3.9 | -4.4 | -0.4 | -9.5 | 15 | 5.6 | 3.3 | -9.4 | 16.1 | -2.8 | 2.8 | -6.7 | 21.9 | 4.5 | 7.8 | -4.4 | 11.7 | -1.7 | 9.4 | 4.2 | 6.1 | -3.9 | 11.7 | -10.6 | -1.5 | -3.9 | 22.2 | 3.3 | 17.8 | -6.7 | 1.6 | -6.4 | 14.3 | -7.4 | 5.2 | -9.8 | 16.3 | 2.3 | 6.1 | -4.4 | 5 | 2.8 | 8.5 | 5.3 | 18.3 | 11.7 | 22.4 | 4 | 0 | -2 | 11.1 | 0 | 20 | 1.1 | 11.7 | 1.1 | 15.6 | 4.4 | 0 | -8 | 11.1 | 10 | 8.3 | 8.3 | 6.3 | 3.8 | 21.1 | 8.9 | 19.1 | 1.1 | 13.3 | 0.6 | 21.7 | 17.2 | 20 | -7.8 | 22.1 | 2.8 | 10 | -0.6 | 17.8 | -7.4 | 7.2 | 5 | 9.8 | -5.8 | -5 | -6.7 | 5 | 3.3 | 6.7 | -4.4 | -1.7 | -13.1 | 4.4 | -11.7 | -5 | -13.3 | 7.2 | -6.7
-1 | -2 | 0 | -12.2 | 22.2 | 3.3 | 14.4 | 3.3 | 12 | -6.6 | 29.4 | 0 | 8 | 3 | 12.3 | 5.3 | 13.9 | 8.9 | 13.3 | 9.4 | 11.1 | 6.1 | 11.1 | 6.1 | 0.6 | -14.1 | 1.3 | -17.8 | 17 | 12 | 22.1 | 19.3 | 24.4 | 21.1 | 16.1 | 16.1 | 18.3 | -3.3 | 9.4 | 8.9 | 22.6 | 19.8 | 18.3 | 3.9 | 7.8 | -7.7 | 2.2 | 0 | 16.1 | 11.7 | 26.1 | 0 | 10.4 | 0.7 | 22.8 | 18.9 | 18.9 | 6.7 | 1.1 | -5.6 | -2 | -3 | -3.3 | -11.7 | 3.3 | -2.2 | 8.3 | 5 | -0.6 | -1.1 | 2.8 | -6.1 | -0.6 | -11.1 | 13.3 | 5 | 2.2 | -8.9 | 15 | -3.3 | 2.2 | -6.7 | 20.6 | 4.4 | 7.1 | -3.8 | 10.4 | -1.4 | 8.9 | 4.3 | 5 | -3.9 | 10.6 | -10.6 | -1.7 | -4.4 | 19.4 | 2.8 | 16.1 | -6.7 | 0 | -8.6 | 13 | -6.3 | 4.2 | -9.5 | 14.8 | 2.4 | 5 | -5 | 4.4 | 2.8 | 7.6 | 4.6 | 17.2 | 10.6 | 21.7 | 3.3 | 0 | -2 | 9.4 | 0 | 19.4 | 0.6 | 9.4 | 1.1 | 14.4 | 3.3 | 0 | -8 | 11.1 | 10 | 8.9 | 8.3 | 7.2 | 4.4 | 21.1 | 10 | 18.3 | 0.6 | 12.8 | 1.1 | 21.1 | 16.7 | 18.9 | -7.8 | 21.7 | 2.2 | 10 | -1.1 | 17.2 | -8.3 | 7.2 | 4.4 | 8 | -5.5 | -5 | -6.7 | 5 | 3.9 | 6.1 | -3.9 | -2.2 | -14.4 | 4.4 | -13.3 | -6.3 | -13.5 | 4.4 | -9.4
-2 | -3 | -0.6 | -11.7 | 20.6 | 8.9 | 13.3 | 3.9 | 10.2 | -6.7 | 27.8 | 0 | 7 | 3 | 10.6 | 5 | 13.3 | 8.9 | 12.8 | 8.9 | 10.6 | 6.7 | 10 | 6.7 | -0.6 | -15.2 | 0.3 | -16.5 | 16 | 12 | 21.7 | 19.4 | 24.4 | 20.6 | 15.6 | 15 | 15 | -2.8 | 9.4 | 8.9 | 22.4 | 19.6 | 15 | 3.3 | 6.7 | -7.5 | 2.4 | 0.1 | 13.3 | 10.6 | 21.1 | 1.1 | 8.9 | 0 | 20.6 | 18.3 | 17 | 7.4 | 2.8 | -9.4 | -2 | -3 | -4.4 | -12.8 | 3.3 | -1.7 | 8.3 | 1.1 | -0.6 | -0.6 | 0.6 | -6.1 | -1.5 | -9.3 | 11.7 | 5 | 0 | -8.9 | 14.4 | -2.2 | 1.1 | -7.2 | 18.2 | 5.1 | 6.3 | -3.7 | 9.1 | -1.4 | 8.3 | 4.4 | 5 | -1.7 | 7.8 | -7.8 | -2.6 | -4.9 | 16.7 | 3.9 | 12.8 | -6.7 | -1.7 | -12.8 | 11.7 | -6.7 | 3.3 | -10.6 | 13.3 | 2.2 | 3.9 | -5.6 | 3.3 | 2.2 | 6.7 | 3.9 | 12.8 | 7.8 | 19.7 | 4.6 | 0 | -2 | 8.3 | 0 | 15.6 | 1.1 | 8.3 | 0.6 | 13.3 | 3.3 | -2 | -8 | 11.1 | 10 | 8.9 | 8.3 | 6.3 | 4 | 20.6 | 9.4 | 16.3 | 2 | 9.4 | 2.8 | 20.6 | 16.7 | 16.7 | -7.2 | 20.2 | 3 | 8.3 | -1.1 | 16.1 | -5 | 6.7 | 4.4 | 6.1 | -6.7 | -5.6 | -6.7 | 4.4 | 3.3 | 6.1 | -3.9 | -3.3 | -12.7 | 3.3 | -15 | -7.6 | -14.3 | 2.8 | -12.8
-1 | -2 | -1.1 | -10 | 16.1 | 8.9 | 12.8 | 3.9 | 8.3 | -8.3 | 25 | 0.6 | 7 | 3 | 10 | 5 | 13.3 | 9.4 | 10.6 | 8.3 | 10 | 6.7 | 8.3 | 6.1 | -1.7 | -17.8 | -0.6 | -17.8 | 14 | 12 | 21.7 | 19.5 | 23.3 | 21.1 | 15.6 | 15 | 12.8 | 3.3 | 10 | 9.4 | 22.2 | 19.4 | 13.3 | 2.8 | 5.6 | -8.3 | 2.6 | 0 | 12.2 | 9.4 | 16.1 | 0.6 | 6.9 | -0.1 | 19.4 | 17.8 | 15.2 | 7.8 | 0.6 | -9.4 | -2 | -3 | -5.6 | -11.1 | 2.8 | -1.7 | 7.8 | 0.6 | -0.6 | -0.6 | -1.1 | -6.1 | -2.4 | -8.9 | 9.4 | 5 | -1.1 | -8.3 | 11.1 | -2.2 | 0 | -6.7 | 15.7 | 4.7 | 5.6 | -4.4 | 7.8 | -2.2 | 7.6 | 4.6 | 5.6 | -1.1 | 5.6 | -7.8 | -3.5 | -6 | 13.3 | 3.3 | 11.1 | -5.6 | -2.4 | -9.3 | 11.1 | -6.8 | 2.6 | -9.5 | 12.8 | 2.4 | 2.8 | -6.1 | 3.3 | 2.8 | 6.7 | 4 | 10 | 6.7 | 17.6 | 5.6 | 0 | -2 | 6.7 | 0 | 12.8 | 3.9 | 7.2 | -1.7 | 12.8 | 3.3 | -3 | -8 | 12.4 | 11.3 | 9.4 | 8.3 | 5.3 | 3.3 | 16.1 | 10.6 | 14.2 | 2.4 | 7.2 | 2.8 | 20.6 | 17.2 | 15 | -6.7 | 18.7 | 3.7 | 6.7 | -0.6 | 15 | -3.4 | 6.1 | 3.9 | 4.3 | -4.1 | -5.6 | -8.3 | 4.4 | 2.8 | 5 | -2.2 | -4.5 | -12.6 | 2.8 | -15 | -8.9 | -16.1 | 2.8 | -11.7
-1 | -2 | -1.7 | -11.7 | 13.3 | 8.9 | 12.2 | 3.3 | 7.8 | -7.3 | 25 | 1.1 | 7 | 2 | 9.5 | 4.7 | 12.8 | 9.4 | 9.4 | 8.3 | 10 | 6.7 | 8.3 | 6.1 | -3.5 | -14.5 | -1.9 | -15.6 | 14 | 12 | 21.7 | 19.5 | 23.3 | 21.1 | 16.1 | 15.6 | 12.2 | 3.9 | 10 | 10 | 22 | 19.2 | 12.2 | 3.3 | 5.4 | -8.5 | 2.8 | 0 | 11.7 | 8.3 | 14.4 | 2.2 | 4.8 | -0.3 | 19.4 | 17.8 | 13.3 | 7.8 | 0 | -8.3 | -2 | -3 | -6.7 | -12.2 | 2.8 | -1.7 | 6.7 | 0 | -0.6 | -0.6 | -2.8 | -6.7 | -3.3 | -9.4 | 7.2 | 4.4 | -1.7 | -7.8 | 10.6 | -2.8 | -0.6 | -7.2 | 13.3 | 4.4 | 2.6 | -4.3 | 6.1 | -1.4 | 6.8 | 4.5 | 5 | -1.1 | 5 | -6.7 | -4.4 | -7.2 | 11.1 | 2.2 | 7.2 | -5 | -3.2 | -8 | 10.6 | -7.6 | 1.8 | -9.2 | 12.2 | 2.1 | 2.8 | -6.1 | 3.3 | 3.3 | 6.7 | 4.4 | 10.6 | 7.2 | 15.6 | 5.6 | 0 | -1 | 5.6 | -0.6 | 13.9 | 2.2 | 5.6 | -1.1 | 12.2 | 3.3 | -5 | -11 | 13.7 | 12.6 | 10 | 9.4 | 4.4 | 2.8 | 13.3 | 10.6 | 12.2 | 2.8 | 6.7 | 1.7 | 20 | 16.7 | 13.9 | -6.1 | 17.2 | 3.9 | 5.6 | -0.6 | 13.9 | -2.8 | 6.1 | 3.3 | 2.4 | -3.5 | -5.6 | -8.3 | 4.4 | 2.8 | 5 | -3.3 | -5.6 | -13.3 | 0.6 | -14.4 | -8.9 | -15.7 | -0.6 | -10.6
-1 | -3 | -1.7 | -11.7 | 12.8 | 8.9 | 12.2 | 2.8 | 7.2 | -7.8 | 22.8 | 1.7 | 6 | 3 | 8.9 | 4.4 | 12.8 | 10 | 9.4 | 7.8 | 9.4 | 7.2 | 6.7 | 5 | -5.4 | -13.9 | -3.1 | -15.3 | 14 | 12 | 21.7 | 19.4 | 23.3 | 21.7 | 16.1 | 15 | 11.1 | 4.4 | 9.4 | 8.9 | 21.9 | 19.1 | 10.6 | 2.8 | 5.2 | -9.4 | 3.2 | 0.6 | 11.1 | 7.8 | 11.1 | 2.2 | 2.8 | -1.1 | 18.9 | 17.8 | 12.4 | 7.5 | 0 | -8.9 | -1 | -2 | -7.2 | -12.8 | 2.8 | -1.7 | 6.1 | 0 | -0.6 | -0.6 | -3.3 | -6.7 | -5.2 | -10 | 6.1 | 4.4 | -2.8 | -7.2 | 10 | -2.8 | -1.1 | -6.7 | 12.8 | 5.3 | -0.3 | -5.2 | 4.5 | -1.3 | 6.1 | 4.4 | 5 | -0.6 | 3.9 | -7.2 | -4.6 | -7.3 | 8.3 | 2.8 | 6.7 | -5 | -3.9 | -7.2 | 10 | -9.4 | 1.1 | -10.6 | 11.7 | 2.2 | 2.2 | -6.1 | 3.3 | 3.3 | 6.7 | 4.4 | 9.4 | 6.7 | 14.5 | 8.3 | 0 | 0 | 2.8 | -0.6 | 10 | 3.3 | 5.6 | -1.1 | 11.1 | 2.8 | -7 | -15 | 15 | 13.9 | 10.6 | 10 | 3.9 | 2.4 | 11.1 | 10 | 12 | 2.5 | 5.6 | 1.7 | 20 | 16.7 | 14.4 | -6.1 | 16.1 | 4.5 | 5 | -0.6 | 13.5 | -2.5 | 6.1 | 3.3 | 0.6 | -3.3 | -6.1 | -8.9 | 4.4 | 2.8 | 3.3 | -3.9 | -5.4 | -12.2 | 0.6 | -14.4 | -8.9 | -15.9 | -0.6 | -11.1
-1 | -2 | -1.7 | -12.8 | 12.2 | 8.9 | 11.1 | 5 | 6.7 | -8.9 | 21.7 | 2.8 | 6 | 3 | 7.8 | 4.2 | 12.2 | 9.4 | 8.3 | 7.8 | 8.9 | 7.2 | 6.1 | 4.6 | -7.2 | -14.4 | -4.4 | -16.7 | 13 | 11 | 21.9 | 18.5 | 23.3 | 21.7 | 16.7 | 15.6 | 11.7 | 2.8 | 8.3 | 8.3 | 21.7 | 18.9 | 9.4 | 2.8 | 5 | -12.2 | 3.5 | 1.2 | 10 | 7.2 | 10.6 | 3.3 | 1.9 | -1.2 | 18.3 | 17.2 | 11.5 | 7.1 | -0.6 | -9.4 | -1 | -2 | -7.2 | -12.2 | 3.3 | -1.7 | 5.6 | 0 | 0 | 0 | -4.4 | -6.7 | -7 | -11.4 | 5 | 3.3 | -3.3 | -6.7 | 10 | -2.8 | -1.1 | -7.2 | 12.2 | 6.1 | -3.3 | -7.2 | 2.8 | -1.7 | 5 | 3.7 | 1.1 | -1.7 | 3.3 | -7.8 | -4.8 | -8 | 8.3 | 2.8 | 6.7 | -4.4 | -5.4 | -8.4 | 9.1 | -8.4 | -0.2 | -9.5 | 11.3 | 2.1 | 1.7 | -6.1 | 3.3 | 2.8 | 6.3 | 3.8 | 8.3 | 5.6 | 13.3 | 9.8 | 0 | 0 | 2.8 | -0.6 | 9.4 | 3.9 | 5.6 | 0 | 10 | 0.6 | -8 | -14 | 15.9 | 14.6 | 10.6 | 10.6 | 3.3 | 2 | 10.6 | 10 | 11.9 | 2.4 | 6.1 | 1.1 | 20 | 17.2 | 9.4 | -6.1 | 15 | 5.3 | 4.4 | -1.1 | 13.2 | -3.1 | 6.1 | 3.3 | 0.2 | -3.1 | -6.7 | -10 | 5 | 3.3 | 1.7 | -4.4 | -5.2 | -11.8 | -1.7 | -13.3 | -8.9 | -17.2 | 0 | -11.1
-4 | -5 | -1.7 | -12.2 | 11.7 | 8.9 | 10 | 5.6 | 6.5 | -7.7 | 18.9 | 2.2 | 7 | 4 | 6.7 | 3.9 | 11.7 | 8.9 | 7.8 | 7.8 | 7.8 | 6.7 | 5 | 3.7 | -6.1 | -13.5 | -4.4 | -14.7 | 12 | 11 | 22 | 17.2 | 23.3 | 21.7 | 16.1 | 15.6 | 10.6 | 1.1 | 8.3 | 7.2 | 21.1 | 18.9 | 7.2 | 2.2 | 3.1 | -8.5 | 3.9 | 1.7 | 9.4 | 6.7 | 10 | 3.3 | 0.9 | -1.6 | 16.7 | 16.7 | 10.6 | 6.7 | -0.6 | -7.8 | -1 | -2 | -7.2 | -11.2 | 2.8 | -2.8 | 5.6 | 0.6 | 0 | -0.6 | -5 | -6.7 | -8.9 | -13.3 | 3.9 | 3.3 | -3.9 | -7.2 | 10 | -1.7 | -1.7 | -7.2 | 11.7 | 6.7 | -3.9 | -7.2 | 3 | -1.5 | 3.9 | 3 | 0 | -2.8 | 1.7 | -7.2 | -5 | -8.9 | 8.3 | 2.8 | 5 | -3.9 | -6.8 | -10.1 | 8.1 | -8.7 | -1.5 | -10 | 11 | 2.3 | 1.7 | -6.1 | 2.8 | 2.2 | 6 | 3 | 7.8 | 5.6 | 12.2 | 11.1 | 0 | 0 | 2.2 | -1.1 | 8.9 | 3.3 | 6.1 | 0.6 | 10 | 1.7 | -8 | -13 | 16.9 | 15.4 | 11.7 | 11.1 | 2.8 | 1.7 | 10 | 9.4 | 11.7 | 1.7 | 6.1 | 0.6 | 20 | 17.2 | 5 | -6.1 | 13.9 | 5.6 | 2.8 | -0.6 | 12.8 | -3.9 | 6.1 | 3.3 | -0.2 | -3.3 | -7.2 | -10 | 5 | 3.3 | 1.7 | -4.4 | -5 | -12.2 | -1.7 | -12.2 | -8.9 | -16.3 | -0.6 | -11.1
-3 | -4 | -2.2 | -11.7 | 11.1 | 8.3 | 10 | 5.6 | 6.3 | -7.5 | 17.2 | 2.2 | 7 | 4 | 5.6 | 3.3 | 11.7 | 8.9 | 7.8 | 7.8 | 7.2 | 5 | 4.4 | 3 | -5 | -13.5 | -4.4 | -14.5 | 12 | 11 | 22.2 | 16.1 | 23.3 | 21.7 | 16.1 | 15.6 | 10 | 1.7 | 7.8 | 7.2 | 20.6 | 18.9 | 6.7 | 1.7 | 1.3 | -7.1 | 3.7 | 1.6 | 9.4 | 6.7 | 8.9 | 3.3 | 0 | -2.2 | 16.7 | 16.1 | 11 | 7.3 | -1.1 | -7.8 | -1 | -2 | -7.2 | -11.1 | 2.8 | -3.3 | 5 | 0.6 | 0 | -1.1 | -3.9 | -6.1 | -9.5 | -13.2 | 4.4 | 2.8 | -3.9 | -7.2 | 10.6 | -2.2 | -2.2 | -7.2 | 11.7 | 7.3 | -4.4 | -7.9 | 3.1 | -1.8 | 2.8 | 2.2 | 6.1 | -5 | 1.1 | -7.8 | -5.7 | -9 | 8.9 | 2.8 | 3.3 | -3.9 | -8.3 | -12.2 | 7.2 | -10 | -2.8 | -11.7 | 10.6 | 2.2 | 1.1 | -6.7 | 2.8 | 1.7 | 5.6 | 2.2 | 7.2 | 5 | 12.4 | 11.7 | 1 | 0 | 1.1 | -1.7 | 7.2 | 3.9 | 6.1 | 1.1 | 8.9 | -2.2 | -7 | -15 | 17.8 | 16.1 | 11.7 | 11.7 | 2.8 | 1.6 | 8.9 | 8.9 | 11.1 | 1.9 | 5.6 | 0.6 | 19.4 | 17.2 | 5.6 | -6.1 | 13.9 | 5.3 | 2.8 | -0.6 | 12.2 | 0.6 | 6.1 | 2.8 | -0.6 | -3.9 | -6.7 | -9.4 | 4.4 | 2.8 | 1.1 | -4.4 | -4.4 | -11 | -2.2 | -11.1 | -8.9 | -16.3 | -2.2 | -10
-6 | -7 | -2.8 | -12.2 | 13.9 | 10 | 10 | 6.1 | 6.1 | -8.3 | 17.2 | 2.8 | 6 | 4 | 5.2 | 3.2 | 11.7 | 8.9 | 7.2 | 6.7 | 6.1 | 3.9 | 3.3 | 2.6 | -3.9 | -15 | -4.4 | -15 | 12 | 12 | 21.3 | 16.9 | 23.3 | 21.7 | 15.6 | 15.6 | 8.9 | 2.2 | 7.2 | 6.7 | 20 | 18.9 | 6.1 | 1.1 | -0.6 | -7.2 | 3.5 | 1.4 | 8.9 | 6.1 | 7.2 | 3.9 | -0.4 | -2.2 | 16.7 | 16.7 | 11.3 | 7.8 | -1.1 | -7.2 | 0 | -2 | -7.2 | -10.8 | 3.9 | -1.7 | 4.4 | 0.6 | -1.7 | -3.9 | -1.7 | -5.6 | -10 | -13.6 | 3.3 | 2.2 | -3.3 | -7.2 | 11.1 | -1.1 | -2.2 | -7.2 | 11.7 | 7.8 | -5 | -8.9 | 3.3 | -2.2 | 2.8 | 2.2 | 3.3 | -4.4 | 0.6 | -9.4 | -6.5 | -9.6 | 8.3 | 2.8 | 2.8 | -3.9 | -9.1 | -12.2 | 6.7 | -9 | -4.3 | -11.1 | 9.1 | 2.7 | 1.1 | -6.7 | 2.2 | 1.1 | 5.2 | 1.7 | 6.1 | 3.9 | 12.6 | 12.3 | 0 | 0 | 2.2 | -0.6 | 5.6 | 3.3 | 5.6 | 1.1 | 7.2 | -2.2 | -6 | -13 | 17.8 | 16.2 | 14.4 | 13.9 | 2.8 | 1.6 | 8.3 | 8.3 | 10.6 | 1.9 | 5 | 0.6 | 19.4 | 17.2 | 4.4 | -6.1 | 13.9 | 5.3 | 1.7 | -1.1 | 11.7 | 3.7 | 5.6 | 3.3 | 1.1 | -2.5 | -6.1 | -8.9 | 4.4 | 2.8 | 1.7 | -4.4 | -3.9 | -10.6 | -3.3 | -11.1 | -8.9 | -17.2 | -2.8 | -8.3
-6 | -7 | -2.8 | -11.1 | 10 | 7.2 | 10 | 6.1 | 5.4 | -7.2 | 16.7 | 2.8 | 5 | 4 | 4.8 | 3 | 11.7 | 8.9 | 7.2 | 6.7 | 6.1 | 3.9 | 2.2 | 2.2 | -3.5 | -14.2 | -4.6 | -14.9 | 13 | 12 | 20.3 | 17.7 | 23.3 | 21.7 | 15.6 | 15.6 | 8.3 | 2.2 | 7.2 | 6.7 | 19.6 | 18.6 | 6.1 | 1.1 | -1.5 | -6.6 | 3.3 | 1.1 | 8.3 | 5.6 | 6.7 | 3.9 | -0.7 | -2.2 | 18.9 | 17.8 | 11.7 | 8.3 | -1.1 | -6.1 | 0 | -1 | -7.2 | -10.6 | 3.3 | -1.1 | 4.4 | 0 | -1.7 | -3.9 | -1.7 | -5 | -10.6 | -14.4 | 3.3 | 2.2 | -3.9 | -7.2 | 8.9 | 3.3 | -2.8 | -6.7 | 11.7 | 8.3 | -5.7 | -9.3 | 3.5 | -2.2 | 2.8 | 2.2 | 6.1 | -4.4 | 0.6 | -10 | -7.2 | -10.6 | 7.8 | 2.8 | 2.8 | -3.9 | -9.8 | -12.6 | 6.1 | -9.4 | -5.7 | -11.9 | 7.6 | 2.7 | 0.6 | -7.2 | 2.2 | 1.1 | 4.8 | 1.1 | 5 | 3.3 | 12.8 | 12.8 | 0 | 0 | 2.8 | 0 | 6.1 | 3.9 | 5 | 1.1 | 6.7 | -2.2 | -5 | -11 | 17.8 | 16.2 | 15.6 | 15 | 2.8 | 1.7 | 7.2 | 7.2 | 10 | 1.7 | 5 | 0 | 19.4 | 17.2 | 6.7 | -5 | 13.9 | 5 | 1.7 | -1.7 | 11.1 | 6.1 | 5.6 | 3.3 | 2.7 | -1.8 | -6.1 | -8.9 | 4.4 | 2.2 | 1.7 | -3.9 | -3.3 | -11.1 | -4.4 | -11.1 | -8.7 | -16.4 | -2.2 | -11.7
-7 | -8 | -3.3 | -10.6 | 9.4 | 7.2 | 9.4 | 6.1 | 4.6 | -7.2 | 16.1 | 2.2 | 5 | 4 | 4.4 | 2.8 | 11.1 | 8.9 | 6.7 | 6.7 | 6.1 | 3.9 | 1.1 | 1.1 | -3.2 | -15.1 | -4.8 | -16 | 13 | 12 | 19.4 | 18.3 | 23.9 | 21.7 | 15.6 | 15 | 8.3 | 2.2 | 6.7 | 6.7 | 19.3 | 18.7 | 6.7 | 1.7 | -2.4 | -6.9 | 3.3 | 1.2 | 7.8 | 5 | 5.6 | 2.8 | -1.1 | -2.8 | 18.9 | 18.3 | 10.9 | 8.2 | -0.6 | -5.6 | 0 | -1 | -7.2 | -10.3 | 2.2 | 0 | 4.4 | -0.6 | -2.2 | -6.1 | -1.1 | -3.9 | -10.2 | -13.7 | 4.4 | 1.7 | -3.3 | -6.7 | 7.8 | 4.4 | -2.8 | -6.7 | 11.9 | 9.8 | -6.5 | -10.2 | 3.7 | -2.2 | 2.8 | 2.2 | 6.1 | -1.7 | -0.6 | -8.9 | -7.2 | -10.2 | 6.7 | 2.2 | 2.2 | -3.9 | -10.6 | -13.3 | 5.6 | -11.1 | -7.2 | -13.3 | 6.1 | 2.8 | 0.6 | -7.8 | 2.2 | 1.1 | 4.4 | 0.6 | 5 | 2.8 | 11.3 | 11 | 0 | 0 | 2.8 | -0.6 | 4.4 | 2.8 | 5 | 1.1 | 7.2 | -1.7 | -5 | -8 | 17.8 | 16.1 | 15.6 | 15 | 1.7 | 0.5 | 6.7 | 6.7 | 9.4 | 2 | 5 | 0 | 20 | 17.8 | 5 | -4.4 | 13.7 | 5.4 | 1.1 | -1.7 | 10.7 | 6.5 | 5 | 2.2 | 4.4 | -1.1 | -7.2 | -8.9 | 3.3 | 1.7 | 1.1 | -2.8 | -3.1 | -9.8 | -5 | -11.1 | -8.5 | -16.2 | -2.8 | -11.1
-4 | -5 | -4.4 | -9.4 | 8.9 | 6.7 | 10 | 6.1 | 3.9 | -8.3 | 16.1 | 1.7 | 6 | 5 | 4.4 | 2.7 | 10 | 8.3 | 7.8 | 7.8 | 5 | 2.8 | 1.1 | 1 | -2.8 | -17.2 | -5 | -18.3 | 13 | 11 | 19 | 17.5 | 23.9 | 21.7 | 16.1 | 15.6 | 7.2 | 2.2 | 6.7 | 6.7 | 18.9 | 18.3 | 6.7 | 1.7 | -3.3 | -7.8 | 3.3 | 1.2 | 6.7 | 4.4 | 3.3 | 1.7 | -1.7 | -3 | 17.8 | 17.8 | 10.2 | 8 | 0 | -5 | 0 | -1 | -7.2 | -10.6 | 1.7 | 0 | 3.9 | -0.6 | -2.2 | -6.1 | -0.6 | -2.2 | -9.8 | -13.2 | 4.4 | 1.7 | -3.9 | -6.7 | 7.2 | 5 | -3.3 | -6.7 | 12 | 10.9 | -7.2 | -11.7 | 3.9 | -2.8 | 3.3 | 2.9 | 5 | -3.3 | -1.1 | -8.9 | -7.2 | -10.2 | 7.2 | 3.3 | 2.8 | -3.9 | -9.8 | -12.4 | 5.4 | -8.2 | -6.7 | -12.3 | 6.3 | 2.6 | 0 | -7.8 | 1.7 | 0.6 | 4.6 | 0.9 | 5 | 2.8 | 9.8 | 9.1 | 0 | 0 | 2.8 | -0.6 | 3.9 | 3.3 | 4.4 | 0.6 | 6.7 | -1.1 | -5 | -8 | 17.2 | 15.4 | 15 | 13.9 | 0.5 | -0.6 | 7.2 | 7.2 | 8.9 | 2.2 | 5 | -0.6 | 20 | 17.2 | 4.4 | -4.4 | 13.5 | 5.9 | 1.1 | -2.2 | 10.4 | 6.6 | 4.4 | 2.8 | 4.8 | 0.2 | -7.2 | -8.9 | 2.8 | 1.1 | 1.1 | -2.8 | -3 | -9.7 | -4.4 | -10.6 | -8.3 | -17.2 | -3.3 | -11.1
-3 | -3 | -5 | -11.1 | 8.9 | 6.7 | 10.6 | 6.1 | 4.3 | -6.9 | 15 | 1.7 | 6 | 5 | 4.4 | 2.7 | 11.1 | -0.6 | 7.8 | 7.8 | 5 | 2.8 | 1.1 | 0.6 | -1.9 | -15.2 | -4.3 | -17.4 | 13 | 10 | 18.7 | 16.9 | 23.9 | 21.7 | 16.1 | 15.6 | 8.3 | 2.2 | 6.7 | 6.7 | 20 | 18.7 | 6.1 | 2.2 | -2.6 | -6.5 | 3.3 | 1.1 | 6.7 | 4.4 | 2.8 | 1.1 | -2.2 | -3.3 | 17.2 | 17.2 | 9.4 | 7.8 | 0 | -1.1 | 0 | -1 | -6.7 | -10 | 2.2 | 0.6 | 3.9 | -0.6 | -3.9 | -6.7 | 0 | -1.7 | -9.4 | -13.3 | 3.3 | 1.7 | -3.3 | -6.7 | 7.2 | 5 | -2.8 | -6.7 | 12.2 | 12.2 | -7.6 | -11.2 | 3.7 | -1.5 | 3.9 | 3.8 | 4.4 | -2.2 | -2.8 | -8.9 | -7.2 | -10.6 | 7.8 | 3.9 | 2.2 | -3.9 | -9.1 | -11.9 | 5.2 | -7.1 | -6.1 | -11.7 | 6.5 | 2.4 | 0 | -7.8 | 1.7 | 0.6 | 4.8 | 1.3 | 4.4 | 2.8 | 8.3 | 7.2 | 0 | 0 | 2.8 | -0.6 | 3.9 | 2.8 | 3.9 | 0 | 6.7 | -1.1 | -4 | -6 | 16.7 | 14.7 | 13.9 | 12.2 | -0.6 | -1.7 | 7.2 | 7.2 | 8.3 | 2.2 | 5 | -0.6 | 20 | 17.8 | 1.7 | -6.7 | 13.3 | 6.1 | 0 | -2.2 | 10 | 6.7 | 3.9 | 2.2 | 5.2 | 1.1 | -7.2 | -8.3 | 2.8 | 1.1 | 1.1 | -2.8 | -2.8 | -10 | -5.6 | -10.6 | -7.2 | -15.6 | -4.4 | -9.4
-4 | -5 | -5.6 | -11.7 | 10 | 7.8 | 10 | 6.1 | 4.6 | -7 | 13.9 | 1.7 | 5 | 4 | 4.4 | 2.8 | 11.7 | -0.6 | 7.2 | 7.2 | 6.1 | 3.9 | 1.7 | 1.1 | -0.9 | -14.7 | -3.5 | -17.8 | 14 | 10 | 18.3 | 16.1 | 23.9 | 21.7 | 16.1 | 15.6 | 7.8 | 2.2 | 6.7 | 6.1 | 21.1 | 18.9 | 7.8 | 3.3 | -1.8 | -5.7 | 3.1 | 1 | 6.1 | 4.4 | 1.7 | 0.6 | -2.8 | -3.9 | 16.7 | 15 | 12.6 | 9.3 | -0.6 | -1.7 | 0 | -1 | -6.1 | -8.9 | 1.7 | 0.6 | 3.9 | -1.1 | -5 | -8.3 | 1.1 | -1.1 | -8.1 | -12.3 | 3.3 | 1.1 | -2.8 | -6.1 | 6.7 | 4.4 | -2.2 | -6.7 | 14.4 | 13.3 | -7.9 | -11.2 | 3.5 | -0.8 | 4.4 | 4.4 | 5 | -2.2 | -1.1 | -10.6 | -7 | -10 | 8.3 | 5 | 3.3 | -2.8 | -8.3 | -11.7 | 5 | -6.7 | -5.6 | -12.2 | 6.7 | 2.2 | -0.6 | -7.8 | 1.7 | 0.6 | 5 | 1.7 | 4.4 | 2.8 | 8.3 | 7.1 | 2 | 0 | 3.3 | -0.6 | 4.4 | 3.3 | 3.9 | 0.6 | 6.1 | -0.6 | -7 | -8 | 16.1 | 13.9 | 12.8 | 10.6 | 1.3 | -0.3 | 5.6 | 5.6 | 11.1 | 3.4 | 3.3 | -0.6 | 20.6 | 17.8 | 3.3 | -5.6 | 13.7 | 6.6 | 1.1 | -2.2 | 10.6 | 7.3 | 4.4 | 2.2 | 5.6 | 2.2 | -8.3 | -9.4 | 2.8 | 1.1 | 1.1 | -1.7 | -2.1 | -9.1 | -5.6 | -10 | -6.1 | -14.8 | -2.8 | -9.4
-3 | -4 | -5.6 | -10.6 | 16.1 | 12.2 | 10 | 6.7 | 5 | -7.8 | 16.1 | 2.8 | 4 | 4 | 7 | 4 | 13.3 | 0 | 7.2 | 7.2 | 8.9 | 3.3 | 7.2 | 3.9 | 0 | -16.1 | -2.8 | -20 | 16 | 9 | 19.2 | 15.3 | 21.1 | 20.6 | 16.7 | 15.6 | 10 | 3.9 | 6.7 | 6.1 | 22.2 | 18.9 | 10 | 5 | -1.1 | -5.6 | 3 | 0.9 | 6.1 | 4.4 | 1.7 | -0.6 | 0 | -2.2 | 16.1 | 13.9 | 15.7 | 10.3 | -0.6 | -0.6 | 0 | -1 | -5 | -7.2 | 2.8 | 2.8 | 5.6 | -1.1 | -5 | -8.3 | 1.1 | -0.6 | -6.9 | -11.8 | 5.6 | 2.8 | -1.7 | -5.6 | 6.1 | 4.4 | -1.7 | -7.2 | 16.7 | 14.2 | -8.3 | -11.7 | 3.3 | 0 | 6.6 | 5.1 | 6.1 | -2.8 | 0 | -9.4 | -6.9 | -9.9 | 8.9 | 5.6 | 6.7 | -3.3 | -5.5 | -11 | 7 | -6.6 | -2.6 | -10 | 7.8 | 2.7 | 0.6 | -8.3 | 1.7 | 0.6 | 6.7 | 2.4 | 4.4 | 2.2 | 8.3 | 6.8 | 5 | 1 | 3.9 | 0.6 | 6.7 | 3.9 | 6.7 | 1.7 | 6.7 | -1.1 | -7 | -11 | 16.7 | 12.7 | 12.8 | 10 | 3.1 | 0.8 | 7.2 | 7.2 | 13.9 | 4.2 | 4.4 | 0 | 20.6 | 17.8 | 8.9 | -4.4 | 14 | 6.9 | 4.4 | -1.1 | 11.1 | 7.8 | 5.6 | 3.3 | 6.5 | 2.8 | -7.2 | -9.4 | 2.8 | 1.1 | 2.8 | -1.1 | -1.3 | -8.7 | -2.2 | -7.8 | -5 | -15.6 | -1.1 | -8.9
-3 | -4 | -5 | -10 | 19.4 | 10.6 | 10 | 6.7 | 6.3 | -6.5 | 17.8 | 2.8 | 5 | 4 | 9.6 | 4.8 | 15 | 1.1 | 8.9 | 8.9 | 10 | 6.1 | 10 | 4.4 | 2 | -14.3 | -1.9 | -18.4 | 18 | 11 | 20.2 | 14.1 | 21.1 | 20 | 18.3 | 15.6 | 13.3 | 6.7 | 6.7 | 6.7 | 23.3 | 19.3 | 13.3 | 6.7 | 0.9 | -5.3 | 2.8 | 0.6 | 6.1 | 4.4 | 3.9 | -2.2 | 2.8 | -1.2 | 16.7 | 13.3 | 18.9 | 11.1 | 0 | 0 | 0 | -1 | -3.3 | -6.7 | 2.8 | 0.6 | 6.7 | -1.1 | -5.6 | -9.4 | 1.7 | -0.6 | -5.6 | -12.2 | 8.3 | 4.4 | 0 | -6.1 | 6.1 | 3.9 | -0.6 | -6.7 | 18.9 | 15 | -8.3 | -11.8 | 5.2 | -0.5 | 8.9 | 5.5 | 6.7 | -2.2 | 3.3 | -5.6 | -6.7 | -10 | 12.2 | 6.7 | 9.4 | -3.9 | -2.8 | -11.5 | 9.1 | -7.9 | 0.3 | -8.9 | 8.9 | 2.9 | 1.7 | -8.3 | 1.7 | 1.1 | 8.3 | 3 | 4.4 | 2.8 | 8.3 | 6.7 | 5 | 1 | 6.1 | 1.1 | 8.9 | 5 | 8.3 | 0.6 | 6.7 | -1.7 | -8 | -9 | 17.2 | 11.3 | 13.3 | 10 | 5 | 2.2 | 9.4 | 9.4 | 16.7 | 4.4 | 8.9 | 1.7 | 21.7 | 17.8 | 13.3 | -3.3 | 14.4 | 7.2 | 7.8 | -1.7 | 11.7 | 8.3 | 5 | 3.3 | 7.4 | 3.5 | -7.2 | -8.3 | 3.3 | 1.1 | 3.3 | -0.6 | -0.6 | -9.4 | 2.2 | -8.9 | -4.1 | -13.9 | 1.7 | -8.3
-2 | -5 | -3.9 | -10 | 21.1 | 8.9 | 10 | 7.2 | 7.6 | -6.8 | 17.8 | 6.7 | 5 | 4 | 12.2 | 5.6 | 15 | 3.9 | 10.6 | 10 | 10.6 | 7.2 | 12.8 | 3.9 | 4.1 | -14.1 | -0.9 | -18.5 | 19 | 12 | 21.1 | 12.8 | 18.9 | 16.7 | 20 | 15.6 | 16.7 | 8.3 | 7.2 | 7.2 | 24.5 | 19.4 | 16.7 | 7.2 | 3 | -6.1 | 2.4 | 0 | 6.1 | 5 | 6.7 | -3.9 | 5.6 | -0.6 | 17.8 | 13.3 | 20 | 10.7 | 0 | 0 | -1 | -1 | -2.8 | -5.6 | 2.8 | 0.6 | 7.8 | -1.1 | -5 | -8.9 | 1.7 | -0.6 | -3.9 | -10.8 | 13.9 | 5 | 2.2 | -6.1 | 5 | 3.9 | 1.7 | -6.1 | 20.7 | 15.5 | -8.3 | -12.5 | 7 | -1.5 | 11.1 | 5.6 | 7.2 | -4.4 | 5 | -11.1 | -6.1 | -9.1 | 15.6 | 7.2 | 11.7 | -3.9 | 0 | -15 | 11.1 | -11.7 | 3.3 | -9.4 | 10 | 3.3 | 2.8 | -7.8 | 1.7 | 1.1 | 10 | 3.3 | 4.4 | 2.8 | 8.5 | 6.3 | 6 | 2 | 8.9 | 1.7 | 10 | 5.6 | 8.9 | -0.6 | 7.8 | -1.7 | -8 | -9 | 17.8 | 9.4 | 13.9 | 9.4 | 7.6 | 3.5 | 14.4 | 10 | 18.4 | 5.6 | 11.7 | 1.1 | 22.8 | 17.8 | 16.1 | -2.8 | 15.9 | 6.6 | 10 | -3.3 | 13.5 | 9 | 3.3 | 2.2 | 8.3 | 3.9 | -6.1 | -8.3 | 4.4 | 0.6 | 4.4 | 0 | 0.2 | -8.2 | 6.1 | -9.4 | -3.1 | -13.3 | 4.4 | -10.6
-2 | -5 | -2.8 | -9.4 | 22.8 | 10.6 | 12.2 | 8.9 | 8.9 | -7.8 | 21.7 | 6.7 | 6 | 5 | 13.3 | 5.7 | 16.1 | 4.4 | 13.3 | 11.7 | 11.7 | 7.2 | 12.8 | 3.9 | 6.1 | -16.7 | 0 | -21.1 | 22 | 13 | 21.8 | 12.4 | 18.3 | 16.7 | 22.2 | 13.9 | 19.4 | 8.9 | 8.3 | 7.8 | 25.6 | 19.4 | 19.4 | 7.8 | 5 | -8.9 | 2.1 | -0.7 | 6.1 | 5 | 8.9 | -4.4 | 7.3 | -0.2 | 19.4 | 13.3 | 21.1 | 10 | 0 | 0 | -1 | -2 | -1.7 | -6.1 | 3.3 | 0.6 | 6.7 | -2.2 | -5 | -8.3 | 1.7 | -1.1 | -2.3 | -10.3 | 13.9 | 5.6 | 4.4 | -6.1 | 5 | 3.9 | 3.3 | -5.6 | 22.6 | 16 | -8.3 | -13.9 | 8.9 | -3.9 | 12.6 | 5.1 | 8.3 | -2.8 | 7.8 | -11.7 | -5.6 | -8.5 | 18.3 | 7.8 | 15 | -3.9 | 2.6 | -12.2 | 12.4 | -10 | 4.8 | -8.3 | 10.2 | 3.3 | 3.3 | -7.8 | 2.8 | 1.7 | 10.4 | 2 | 5 | 2.8 | 8.7 | 6 | 6 | 2 | 9.4 | 1.7 | 13.3 | 5 | 10 | 0 | 8.9 | -3.9 | -8 | -9 | 17.6 | 9.3 | 13.9 | 9.4 | 10.2 | 4.8 | 18.3 | 7.8 | 20 | 6 | 16.1 | 2.2 | 24.4 | 19.4 | 19.4 | -2.2 | 17.4 | 6 | 11.1 | -3.3 | 15.4 | 9.8 | 5.6 | 3.3 | 10 | 4.8 | -5 | -8.9 | 3.9 | 0.6 | 5.6 | 0 | 0.9 | -8.1 | 9.4 | -9.4 | -2.2 | -14.4 | 5.6 | -10
-1 | -5 | -1.7 | -8.9 | 24.4 | 10.6 | 11.7 | 7.8 | 9.6 | -6.7 | 22.8 | 6.7 | 6 | 5 | 14.5 | 5.9 | 15.6 | 5.6 | 13.9 | 11.7 | 13.3 | 7.2 | 13.3 | 3.3 | 6.8 | -14.8 | 0.6 | -18.9 | 24 | 14 | 22.6 | 12.3 | 16.7 | 16.1 | 22.8 | 13.3 | 20 | 8.9 | 10 | 7.8 | 25.8 | 19.7 | 21.7 | 8.3 | 6.1 | -7.6 | 1.7 | -1.7 | 6.7 | 5 | 10.6 | -3.9 | 8.9 | -0.4 | 21.7 | 13.9 | 22.2 | 8.9 | 0.6 | -0.6 | -1 | -2 | -1.7 | -5 | 4.4 | 0.6 | 4.4 | -1.1 | -4.4 | -8.9 | 2.8 | -0.6 | -0.6 | -11.1 | 16.7 | 7.8 | 6.1 | -6.1 | 5 | 3.9 | 3.9 | -6.1 | 24.4 | 16.1 | -8.1 | -13.3 | 9.3 | -3.8 | 14.1 | 4.4 | 8.3 | -4.4 | 8.3 | -12.2 | -5 | -8.3 | 23.9 | 9.4 | 16.1 | -3.9 | 5.2 | -11.8 | 13.7 | -10.4 | 6.3 | -8.5 | 10.4 | 3.4 | 4.4 | -7.2 | 2.8 | 1.1 | 10.7 | -0.1 | 5 | 3.3 | 8.9 | 5.6 | 7 | 2 | 11.1 | 2.8 | 16.1 | 5 | 11.1 | 0 | 11.1 | -3.9 | -7 | -8 | 17.4 | 9.1 | 14.4 | 9.4 | 12.8 | 5.6 | 21.1 | 11.1 | 21.7 | 6.7 | 15.6 | 1.7 | 25 | 17.8 | 21.7 | -2.8 | 18.9 | 4.4 | 12.2 | -2.8 | 17.2 | 10 | 8.3 | 3.3 | 11.6 | 5.5 | -5 | -9.4 | 5.6 | 1.1 | 6.7 | 0.6 | 1.7 | -8.9 | 12.2 | -11.1 | -0.9 | -11.8 | 6.1 | -10
-1 | -4 | -0.6 | -8.3 | 25 | 10.6 | 11.7 | 7.8 | 10.4 | -6.1 | 23.3 | 7.8 | 6 | 6 | 15.6 | 5.6 | 15.6 | 6.1 | 15.6 | 11.1 | 15.6 | 3.9 | 13.3 | 2.8 | 7.6 | -14.2 | 1.1 | -18.5 | 23 | 14 | 23.3 | 11.7 | 15.6 | 14.4 | 23.9 | 11.1 | 20.6 | 7.8 | 10.6 | 8.3 | 25.9 | 19.8 | 23.3 | 8.3 | 7.2 | -7.5 | 1.5 | -1.7 | 6.7 | 5 | 11.7 | -3.3 | 10.6 | -0.6 | 22.8 | 15.6 | 22.4 | 8.5 | 0.6 | -0.6 | -1 | -3 | -1.1 | -5 | 6.1 | 1.1 | 2.2 | 0.6 | -4.4 | -9.4 | 3.9 | -0.6 | 0.2 | -9.7 | 15.6 | 7.8 | 6.7 | -5.6 | 5.6 | 4.4 | 6.1 | -5 | 25 | 15.6 | -8 | -13.5 | 9.6 | -4.2 | 15.6 | 2.8 | 8.9 | -3.3 | 11.1 | -10.6 | -4.6 | -7.6 | 27.2 | 9.4 | 17.8 | -3.9 | 7.8 | -12.8 | 15 | -11.7 | 7.8 | -10 | 10.6 | 3.3 | 5.6 | -7.2 | 3.3 | 1.1 | 11.1 | -2.2 | 4.4 | 3.3 | 8.9 | 5.7 | 8 | 3 | 11.7 | 3.3 | 17.8 | 4.4 | 11.7 | 0 | 13.3 | -4.4 | -6 | -7 | 17.2 | 8.9 | 15.6 | 10 | 14.1 | 6.7 | 22.2 | 10.6 | 21.9 | 7.7 | 17.8 | 0.6 | 25 | 17.2 | 23.3 | -2.8 | 19.8 | 2.2 | 13.3 | -2.8 | 18.1 | 10.7 | 7.8 | 1.1 | 13.3 | 6.1 | -3.9 | -9.4 | 4.4 | 2.2 | 7.2 | 0.6 | 1.9 | -7.8 | 13.9 | -10.6 | 0.4 | -10.9 | 6.7 | -8.9
-1 | -4 | 0 | -8.3 | 26.1 | 11.1 | 12.2 | 8.9 | 11.1 | -6.7 | 23.3 | 7.8 | 7 | 6 | 16.1 | 5.7 | 15 | 5.6 | 17.2 | 11.7 | 16.7 | 8.9 | 12.8 | 3.9 | 8.3 | -16.1 | 1.7 | -20.6 | 21 | 15 | 23.7 | 11.4 | 16.1 | 12.8 | 25 | 11.1 | 21.7 | 7.8 | 11.7 | 8.3 | 26.1 | 20 | 25 | 7.8 | 8.3 | -8.3 | 1.3 | -2 | 7.2 | 5 | 13.3 | -2.8 | 11.5 | -0.3 | 23.9 | 16.1 | 22.6 | 8.4 | 0.6 | 0.6 | -2 | -4 | -1.1 | -4.4 | 6.7 | 0 | 1.7 | 0 | -3.9 | -8.9 | 4.4 | 0 | 0.9 | -9.4 | 16.7 | 8.9 | 8.9 | -5 | 6.1 | 5 | 6.1 | -4.4 | 25.5 | 15.3 | -7.8 | -14.4 | 10 | -5.6 | 16.3 | 2.7 | 8.9 | -3.3 | 12.2 | -12.2 | -4.3 | -7.5 | 28.9 | 5.6 | 18.3 | -3.9 | 9.1 | -11.9 | 15.7 | -10.4 | 8.2 | -9.5 | 11 | 3.1 | 6.7 | -7.2 | 3.3 | 1.1 | 8.7 | -1.2 | 4.4 | 3.3 | 8.9 | 5.7 | 10 | 5 | 13.3 | 2.8 | 18.9 | 4.4 | 11.7 | 0 | 14.4 | -5.6 | -6 | -7 | 16.8 | 8.8 | 15.6 | 10.6 | 15.4 | 8 | 23.3 | 10.6 | 22 | 8.2 | 18.9 | -1.1 | 24.4 | 17.8 | 25 | -3.3 | 20.8 | -0.4 | 15 | -2.8 | 19.1 | 11.2 | 8.3 | -0.6 | 13.3 | 6.9 | -3.3 | -10.6 | 5.6 | 0.6 | 7.2 | 1.7 | 2 | -7.5 | 16.1 | -6.1 | 1.7 | -11.1 | 7.8 | -10
-1 | -4 | 0.6 | -7.2 | 26.7 | 10.6 | 15 | 11.7 | 10.9 | -7.9 | 23.9 | 7.8 | 7 | 7 | 16.7 | 5.7 | 15.6 | 6.7 | 17.8 | 12.2 | 15 | 7.2 | 13.3 | 5 | 8.3 | -14.4 | 1.9 | -18.5 | 21 | 14 | 24 | 11 | 16.7 | 13.3 | 25 | 8.3 | 21.7 | 7.8 | 12.2 | 8.3 | 25.9 | 19.8 | 24.4 | 7.2 | 8.7 | -7.4 | 1.1 | -2.8 | 7.2 | 5.6 | 13.9 | -2.2 | 12.4 | -0.1 | 23.9 | 16.7 | 22.8 | 7.8 | 0.6 | 0 | -1 | -4 | -0.6 | -3.9 | 7.2 | -0.6 | 3.9 | 0 | -3.3 | -8.9 | 5.6 | 0 | 1.7 | -10.6 | 18.3 | 10 | 8.9 | -4.4 | 6.7 | 5.6 | 7.2 | -3.3 | 26.1 | 14.4 | -8 | -13.7 | 9.1 | -4.6 | 17.1 | 2.7 | 8.3 | -3.3 | 12.8 | -10.6 | -3.9 | -7.8 | 27.8 | 7.2 | 20 | -5 | 10.4 | -13.5 | 16.5 | -9.9 | 8.5 | -10.2 | 11.3 | 2.6 | 5.6 | -6.1 | 3.3 | 1.1 | 6.3 | -0.8 | 4.4 | 3.3 | 8.9 | 5.6 | 10 | 6 | 15 | 3.9 | 21.1 | 5.6 | 11.7 | 0 | 14.4 | -4.4 | -6 | -7 | 16.5 | 8.5 | 15.6 | 10.6 | 16.7 | 8.9 | 23.9 | 10 | 22.2 | 8.9 | 18.9 | 0 | 24.4 | 18.3 | 25 | -3.3 | 21.7 | -5 | 16.7 | -2.8 | 20 | 11.7 | 8.9 | 0.6 | 13.3 | 7.8 | -2.8 | -12.2 | 5.6 | -1.1 | 7.2 | 1.7 | 2.2 | -8.3 | 16.7 | -5 | 2.2 | -10.7 | 8.3 | -10.6
0 | -5 | 0.6 | -7.2 | 25 | 10 | 15.6 | 12.2 | 10.8 | -10 | 23.9 | 7.8 | 7 | 6 | 17.2 | 5.6 | 15 | 6.1 | 17.8 | 11.7 | 14.4 | 7.8 | 12.2 | 3.3 | 8.3 | -13.7 | 2 | -19 | 17 | 17 | 24.4 | 10.6 | 17.2 | 13.3 | 25 | 8.9 | 22.8 | 7.8 | 12.8 | 8.3 | 25.8 | 19.7 | 25 | 8.3 | 9 | -7.6 | 1.1 | -2.2 | 6.1 | 5 | 14.4 | -1.1 | 13.3 | 0 | 23.3 | 16.7 | 21.5 | 8.1 | 0.6 | 0 | -1 | -3 | -0.6 | -3.9 | 6.7 | -1.1 | 2.8 | -2.2 | -3.3 | -9.4 | 5 | 0.6 | 1.1 | -9 | 18.3 | 11.1 | 9.4 | -4.4 | 5.6 | 4.4 | 7.2 | -3.3 | 24.8 | 14.9 | -8.1 | -13.6 | 8.1 | -4.4 | 17.8 | 2.2 | 6.7 | -3.9 | 12.2 | -10 | -4.3 | -7.8 | 26.7 | 11.1 | 20 | -5.6 | 11.7 | -16.7 | 17.2 | -11.1 | 8.9 | -12.2 | 11.7 | 2.2 | 3.9 | -6.7 | 3.9 | 0.6 | 3.9 | -1.1 | 4.4 | 2.8 | 8.9 | 5.8 | 11 | 6 | 15.6 | 2.8 | 20.6 | 5.6 | 10 | -1.1 | 14.4 | -5 | -5 | -5 | 16.1 | 8.3 | 17.8 | 11.1 | 15.8 | 9 | 23.9 | 9.4 | 21.7 | 9.6 | 18.3 | 0.6 | 23.9 | 17.2 | 23.9 | -4.4 | 20.8 | -5.2 | 16.1 | -2.2 | 20.2 | 12.2 | 8.3 | -1.1 | 13.3 | 8.3 | -2.8 | -12.2 | 4.4 | 1.1 | 7.2 | 2.2 | 1.8 | -7.1 | 17.2 | -4.4 | 2.8 | -11.3 | 8.3 | -9.4
-3 | -6 | 0.6 | -6.1 | 22.8 | 12.2 | 17.2 | 12.2 | 10.6 | -14.4 | 23.9 | 7.8 | 7 | 7 | 15.9 | 6.1 | 13.3 | 6.7 | 17.8 | 12.2 | 13.3 | 7.2 | 11.1 | 4.4 | 8.3 | -15.6 | 2.2 | -21.1 | 16 | 16 | 22.9 | 10.7 | 18.3 | 13.3 | 25 | 7.8 | 22.2 | 7.8 | 13.9 | 8.3 | 25.6 | 19.4 | 23.9 | 10 | 9.4 | -8.9 | 1.1 | -2 | 6.7 | 4.4 | 14.4 | -0.6 | 12.4 | -0.1 | 22.8 | 16.7 | 20.2 | 8.6 | 0 | 0 | -3 | -6 | -0.6 | -3.9 | 6.1 | 0 | 3.3 | -2.2 | -3.3 | -8.9 | 5.6 | 0.6 | 0.6 | -8.6 | 16.7 | 10.6 | 9.4 | -5 | 5 | 3.9 | 7.2 | -3.3 | 23.5 | 15.1 | -8.3 | -14.4 | 7.2 | -5 | 15.8 | 2.6 | 6.7 | -2.8 | 12.2 | -7.8 | -4.6 | -8.4 | 25.6 | 12.2 | 20 | -5 | 8.2 | -10.4 | 16.5 | -9.9 | 6.7 | -10.6 | 10.4 | 2 | 3.3 | -2.2 | 3.3 | 0 | 3.7 | -0.8 | 3.9 | 2.8 | 8.9 | 6 | 11 | 7 | 16.1 | 1.7 | 19.4 | 2.8 | 9.4 | -1.7 | 13.3 | -5.6 | -4 | -5 | 15.9 | 8.2 | 17.8 | 10.6 | 14.8 | 9 | 23.3 | 10 | 21.1 | 9.7 | 20 | 0.6 | 23.3 | 18.3 | 23.3 | -4.4 | 19.8 | -6 | 16.7 | -1.7 | 20.4 | 12.4 | 10 | -1.7 | 12.9 | 7.4 | -3.3 | -12.2 | 3.3 | 1.1 | 6.7 | 2.8 | 1.5 | -7.1 | 17.2 | -3.9 | 3.3 | -13.9 | 8.3 | -9.4
-3 | -7 | 0.6 | -7.2 | 22.2 | 11.7 | 17.8 | 12.2 | 8.5 | -12.9 | 22.8 | 7.8 | 7 | 7 | 14.6 | 6.5 | 12.2 | 7.2 | 15.6 | 11.7 | 11.7 | 7.2 | 10 | 4.4 | 5.9 | -10.8 | 0.7 | -17.7 | 16 | 16 | 21.5 | 11 | 18.9 | 12.2 | 24.4 | 8.3 | 20 | 9.4 | 14.4 | 7.8 | 24.5 | 19.4 | 22.2 | 11.1 | 8.3 | -7.7 | 1.1 | -2.2 | 6.1 | 3.9 | 12.8 | -0.6 | 11.5 | -0.6 | 21.7 | 17.8 | 18.9 | 8.3 | 0 | 0 | -3 | -6 | -1.7 | -2.2 | 5 | 0 | 2.8 | -3.9 | -4.4 | -11.1 | 4.4 | 0.6 | 0 | -9.4 | 16.7 | 10 | 9.4 | -5 | 3.9 | 2.8 | 7.2 | -3.3 | 22.2 | 15 | -9.1 | -14.1 | 4.8 | -4.7 | 13.7 | 2.6 | 6.1 | -2.2 | 11.1 | -6.7 | -5 | -9.4 | 24.4 | 10 | 18.3 | -4.4 | 4.6 | -8.5 | 15.7 | -10.4 | 4.4 | -11.2 | 9.1 | 2 | 2.8 | -1.1 | 2.2 | 0 | 3.5 | -0.6 | 3.9 | 2.8 | 8.9 | 6.1 | 11 | 6 | 13.9 | 1.1 | 17.8 | 1.1 | 8.3 | -1.7 | 12.8 | -3.9 | -4 | -5 | 15.8 | 8.1 | 16.7 | 8.9 | 13.9 | 8.9 | 18.3 | 14.4 | 20.6 | 10 | 18.3 | 1.1 | 22.8 | 17.8 | 23.3 | -4.4 | 18.9 | -7.8 | 15.6 | -1.1 | 20.6 | 12.8 | 8.9 | -1.7 | 12.6 | 6.7 | -4.4 | -12.8 | 2.2 | 0.6 | 6.1 | 3.3 | 1.1 | -7.8 | 17.2 | -3.9 | 2.2 | -12.5 | 7.8 | -8.9
-7 | -10 | 0.6 | -6.1 | 19.4 | 12.2 | 16.7 | 10.6 | 6.5 | -12.7 | 21.7 | 8.3 | 7 | 7 | 13.3 | 6.7 | 12.2 | 7.2 | 13.9 | 11.1 | 10.6 | 7.8 | 8.3 | 5 | 3.5 | -9.4 | -0.7 | -17.4 | 17 | 17 | 20 | 10.6 | 17.8 | 11.1 | 21.7 | 8.3 | 17.8 | 9.4 | 12.8 | 8.3 | 23.3 | 19.3 | 21.1 | 11.1 | 7.2 | -7.5 | 1.1 | -2 | 6.1 | 3.9 | 8.3 | -0.6 | 10.6 | -1.1 | 20 | 17.2 | 17.8 | 9.2 | 0 | 0 | -6 | -8 | -2.2 | -2.2 | 3.9 | 0 | 2.2 | -3.9 | -6.1 | -12.8 | 3.9 | 0.6 | -1.1 | -9 | 15 | 9.4 | 8.3 | -4.4 | 3.3 | 2.2 | 6.7 | -2.8 | 21.5 | 15.4 | -9.8 | -14.6 | 2.4 | -5.1 | 11.7 | 2.2 | 5.6 | -1.1 | 9.4 | -1.7 | -5 | -9.1 | 23.3 | 10 | 14.4 | -3.3 | 1.1 | -9.4 | 15 | -11.7 | 2.2 | -12.8 | 7.8 | 1.7 | 2.2 | -1.1 | 2.2 | 0 | 3.3 | -0.6 | 4.4 | 2.8 | 8.5 | 6.1 | 9 | 6 | 10.6 | 3.9 | 15.6 | 2.8 | 7.8 | -2.2 | 11.7 | -4.4 | -4 | -5 | 15.6 | 7.8 | 15.6 | 8.3 | 12 | 8.3 | 16.7 | 14.4 | 19.5 | 10 | 15.6 | 0 | 21.1 | 18.3 | 20 | -3.9 | 16.1 | -6.1 | 12.2 | 0.6 | 19.8 | 13.5 | 6.7 | -3.3 | 12.2 | 5.6 | -5.6 | -12.2 | 2.2 | 0.6 | 6.1 | 3.3 | 0.5 | -6 | 16.1 | -3.9 | 1.1 | -13 | 3.9 | -7.8
-5 | -7 | 0 | -6.1 | 19.4 | 12.2 | 16.7 | 10.6 | 4.4 | -15 | 20.6 | 8.3 | 7 | 6 | 11.6 | 6.6 | 12.2 | 5.6 | 12.2 | 10 | 10 | 7.2 | 7.2 | 4.4 | 1.1 | -10 | -2.2 | -18.9 | 18 | 17 | 18.9 | 11.3 | 16.7 | 11.1 | 16.7 | 8.3 | 16.7 | 9.4 | 12.2 | 7.8 | 22.2 | 18.9 | 20 | 11.1 | 6.1 | -8.9 | 1.1 | -2.2 | 6.1 | 3.9 | 6.7 | 0 | 9.5 | -0.8 | 18.9 | 17.2 | 16.7 | 9.9 | -0.6 | -1.7 | -8 | -11 | -1.7 | -3.9 | 3.3 | 0.6 | 2.2 | -3.3 | -7.8 | -13.3 | 3.3 | 0.6 | -2.2 | -9.6 | 15 | 9.4 | 7.8 | -3.9 | 3.3 | 2.2 | 6.7 | -1.7 | 20.7 | 15.5 | -10.6 | -15.6 | 0 | -6.7 | 10.4 | 2.5 | 6.1 | -1.1 | 8.9 | -3.3 | -5 | -9.3 | 21.1 | 10 | 11.1 | -2.8 | -0.2 | -8.3 | 13 | -9 | 0.4 | -11.2 | 7.4 | 1.5 | 2.2 | -1.1 | 1.1 | -0.6 | 3.1 | -0.8 | 4.4 | 2.8 | 8.2 | 6.2 | 9 | 7 | 10 | 3.9 | 14.4 | 5 | 7.2 | -2.2 | 11.7 | -4.4 | -4 | -5 | 14.8 | 7.4 | 15 | 7.8 | 10.2 | 7.5 | 15.6 | 15.6 | 18.3 | 9.7 | 13.3 | -0.6 | 20.6 | 18.3 | 18.9 | -2.8 | 13.4 | -6.5 | 10.6 | 1.7 | 19.1 | 14 | 5.6 | -1.1 | 11.1 | 4.1 | -6.7 | -12.8 | 2.2 | 1.1 | 6.1 | 3.3 | 0 | -5.1 | 15 | -3.9 | 0 | -15 | 3.3 | -9.4
-6 | -8 | 0 | -6.1 | 18.3 | 11.7 | 16.1 | 10.6 | 3.1 | -13.4 | 18.3 | 10.6 | 7 | 7 | 10 | 6.6 | 13.3 | 0.6 | 11.7 | 9.4 | 9.4 | 7.2 | 5.6 | 3.3 | 0.4 | -8.5 | -3.3 | -16.5 | 18 | 17 | 17.8 | 11.6 | 16.1 | 11.1 | 13.9 | 8.9 | 15 | 9.4 | 10.6 | 7.8 | 21.7 | 19.1 | 18.9 | 10.6 | 3.9 | -5.9 | 1.1 | -2.8 | 6.1 | 4.4 | 6.7 | 0.6 | 8.3 | -1.1 | 18.9 | 17.2 | 15.6 | 10 | -0.6 | -1.1 | -8 | -12 | -1.7 | -3.3 | 2.8 | 0 | 1.7 | -2.8 | -8.9 | -12.8 | 2.8 | 1.1 | -3.3 | -11.1 | 15.6 | 9.4 | 6.1 | -0.6 | 3.3 | 2.2 | 6.7 | -1.7 | 20 | 15.6 | -11.7 | -15.9 | -1.1 | -6.2 | 9.1 | 2.4 | 5 | 0.6 | 8.3 | -5 | -5 | -10 | 21.1 | 10 | 11.1 | -2.2 | -1.5 | -8.7 | 10.9 | -8.9 | -1.5 | -11.3 | 7.1 | 1.4 | 2.2 | -1.1 | 1.1 | -0.6 | 3 | -1.2 | 4.4 | 2.8 | 7.8 | 6.1 | 8 | 6 | 8.9 | 3.3 | 13.9 | 5.6 | 6.7 | -2.2 | 10.6 | -3.3 | -5 | -5 | 14.1 | 7.2 | 11.1 | 7.2 | 8.3 | 6.7 | 15.6 | 15 | 17.2 | 9.4 | 12.2 | 0 | 20.6 | 18.3 | 15.6 | -2.2 | 10.6 | -7.8 | 8.9 | 2.8 | 18.3 | 14.4 | 4.4 | -1.1 | 10 | 2.8 | -8.3 | -12.8 | 2.2 | 0.6 | 6.1 | 3.3 | -0.6 | -5 | 13.3 | -3.3 | -0.6 | -13 | 2.2 | -9.4
-8 | -9 | -0.6 | -6.7 | 17.2 | 11.7 | 15 | 10.6 | 1.9 | -13.9 | 17.8 | 10.6 | 7 | 7 | 8.3 | 6.1 | 12.8 | -1.7 | 10.6 | 9.4 | 9.4 | 7.8 | 4.4 | 2.6 | -0.4 | -8.5 | -4.5 | -16.3 | 18 | 17 | 16.7 | 11.7 | 15.6 | 10 | 13.9 | 8.9 | 13.9 | 9.4 | 10 | 7.8 | 21.1 | 18.9 | 18.9 | 10.6 | 1.6 | -5.3 | 0.7 | -3 | 6.1 | 4.4 | 4.4 | 0.6 | 7.2 | -1.7 | 18.9 | 17.8 | 15 | 10 | -0.6 | -2.8 | -10 | -13 | -1.7 | -3.3 | 2.8 | 0.6 | 1.7 | -2.8 | -8.9 | -12.8 | 2.8 | 1.7 | -3.5 | -9.4 | 13.3 | 10 | 5 | 0.6 | 3.3 | 2.2 | 5.6 | 2.2 | 19.8 | 16.1 | -12.8 | -17 | -2.2 | -6.7 | 7.8 | 2.2 | 5 | 0 | 7.8 | -3.3 | -5.7 | -10.8 | 18.9 | 9.4 | 10 | -1.7 | -2.8 | -10 | 8.9 | -9.4 | -3.3 | -12.8 | 6.7 | 1.1 | 2.2 | -1.1 | 0.6 | -1.1 | 2.8 | -1.7 | 4.4 | 3.3 | 7.8 | 6 | 8 | 6 | 7.2 | 2.8 | 12.8 | 6.1 | 6.7 | -2.8 | 9.4 | -2.8 | -3 | -4 | 13.3 | 6.7 | 12.8 | 6.7 | 7.6 | 6.2 | 13.9 | 13.9 | 16.5 | 9.2 | 10.6 | 1.1 | 20 | 18.3 | 15 | -2.8 | 9.5 | -6.4 | 8.9 | 2.8 | 18.7 | 15 | 3.9 | -1.7 | 8.9 | 1.1 | -8.9 | -11.1 | 2.2 | 0.6 | 5.6 | 2.8 | -0.6 | -4.3 | 12.2 | -3.3 | -1.1 | -12.6 | 2.8 | -10.6
-6 | -7 | -1.1 | -6.7 | 15 | 11.1 | 12.2 | 10 | 0.6 | -16.1 | 17.2 | 10.6 | 7 | 7 | 7.6 | 5.4 | 13.3 | -1.1 | 9.4 | 8.3 | 8.9 | 7.2 | 4.4 | 2.4 | -1.1 | -9.4 | -5.6 | -17.2 | 19 | 18 | 15.8 | 12 | 15 | 9.4 | 16.7 | 11.1 | 13.3 | 9.4 | 10 | 7.8 | 20.6 | 18.9 | 18.9 | 11.1 | -0.6 | -5.6 | 0.4 | -3.7 | 6.1 | 4.4 | 5.6 | 0.6 | 6.8 | -1.6 | 18.3 | 17.2 | 14.5 | 9.8 | -0.6 | -3.9 | -11 | -13 | -2.2 | -3.9 | 2.8 | 0.6 | 1.7 | -2.8 | -10.6 | -14.4 | 2.2 | 1.7 | -3.7 | -8.9 | 13.9 | 10 | 4.4 | 1.1 | 2.8 | 1.7 | 5.6 | 2.2 | 19.6 | 16.3 | -13.9 | -18.3 | -3.3 | -7.8 | 6.5 | 2.2 | 5 | 1.1 | 7.2 | -1.1 | -6.5 | -12.1 | 18.3 | 8.3 | 11.1 | -3.3 | -3.3 | -9.4 | 8 | -7.6 | -3.9 | -12.1 | 5.4 | 1.1 | 2.2 | -1.1 | -0.6 | -1.1 | 2.4 | -1.9 | 3.9 | 2.8 | 7.8 | 5.8 | 7 | 6 | 5.6 | 2.2 | 12.2 | 6.1 | 6.1 | -1.7 | 8.9 | -2.8 | -3 | -3 | 12.8 | 6.4 | 12.2 | 6.1 | 6.8 | 5.9 | 12.2 | 12.2 | 15.7 | 9.2 | 11.1 | 4.4 | 20 | 18.3 | 14.4 | -2.8 | 8.3 | -5.9 | 7.8 | 2.8 | 19 | 15.5 | 3.9 | -2.2 | 8.3 | 0.7 | -8.9 | -11.1 | 1.7 | 0.6 | 5 | 2.2 | -0.6 | -4.2 | 11.7 | -2.8 | -1.7 | -13.9 | 1.7 | -11.7
-7 | -9 | -1.7 | -7.2 | 14.4 | 11.1 | 10.6 | 9.4 | -0.5 | -14 | 16.7 | 10.6 | 8 | 7 | 6.8 | 4.6 | 12.8 | -2.2 | 8.9 | 8.3 | 8.9 | 7.2 | 3.3 | 1.8 | -0.7 | -8.8 | -6.1 | -16.1 | 18 | 17 | 14.8 | 11.8 | 13.9 | 10 | 15.6 | 9.4 | 13.3 | 8.9 | 10.6 | 7.2 | 20.4 | 18.9 | 18.3 | 11.1 | -0.2 | -5.1 | 0 | -5 | 6.1 | 4.4 | 6.1 | 0.6 | 6.5 | -2.1 | 17.8 | 17.2 | 13.9 | 9.4 | -0.6 | -3.9 | -12 | -15 | -2.3 | -3.8 | 2.2 | 0.6 | 1.7 | -2.2 | -11.7 | -15.6 | 1.7 | 1.7 | -3.9 | -8.9 | 12.8 | 9.4 | 3.9 | 2.2 | 2.2 | 1.1 | 4.4 | -1.1 | 19.4 | 16.7 | -13.5 | -17.7 | -3.9 | -7.1 | 5.2 | 2 | 4.4 | 1.7 | 7.8 | -3.3 | -7.2 | -14.4 | 15 | 5.6 | 10 | -2.8 | -3.9 | -10 | 7 | -6.9 | -4.4 | -12.1 | 4.1 | 0.8 | 1.7 | -0.6 | -2.2 | -2.8 | 2.1 | -2.1 | 3.9 | 3.3 | 7.8 | 5.6 | 8 | 6 | 7.2 | 0.6 | 13.3 | 6.7 | 5.6 | -2.2 | 6.7 | -3.3 | -4 | -4 | 12.2 | 5.8 | 12.2 | 6.1 | 6.1 | 5.6 | 11.1 | 11.1 | 15 | 8.9 | 9.4 | 4.4 | 20 | 18.3 | 17.2 | -3.3 | 7.2 | -6.7 | 7.8 | 2.2 | 19.4 | 16.1 | 2.8 | -2.2 | 7.8 | 0 | -10 | -11.7 | 1.1 | 0 | 5 | 2.2 | -0.6 | -4.4 | 11.7 | -2.8 | -1.1 | -13.2 | 0 | -9.4
-6 | -8 | -2.2 | -7.8 | 12.8 | 10.6 | 8.9 | 8.3 | -1.7 | -14 | 17.2 | 10.6 | 8 | 8 | 6.1 | 3.9 | 12.2 | -2.8 | 7.8 | 7.8 | 8.9 | 7.2 | 2.2 | 1.5 | -0.4 | -9.5 | -6.7 | -16.1 | 16 | 16 | 13.9 | 11.7 | 13.3 | 7.2 | 15 | 9.4 | 12.8 | 8.9 | 8.9 | 7.2 | 20.2 | 18.9 | 17.8 | 11.1 | 0.2 | -5.1 | -0.4 | -5 | 6.7 | 5 | 5.6 | 0.6 | 6.1 | -2.8 | 18.3 | 17.8 | 13.2 | 9.5 | -1.1 | -4.4 | -14 | -16 | -2.4 | -4.2 | 1.7 | 0 | 1.1 | -2.8 | -11.7 | -15 | 1.7 | 1.7 | -4.1 | -8.1 | 10 | 5 | 3.9 | 2.8 | 2.2 | 1.1 | 4.4 | 0 | 19.2 | 16.8 | -13.2 | -17.4 | -4.4 | -6.8 | 3.9 | 1.7 | 4.4 | 1.7 | 7.8 | -3.9 | -7.9 | -14.2 | 12.2 | 3.9 | 10 | -2.8 | -4.4 | -11.1 | 6.1 | -7.2 | -5 | -13.3 | 2.8 | 0.6 | 1.1 | -0.6 | -2.2 | -2.8 | 1.7 | -2.8 | 4.4 | 3.3 | 7.8 | 5.6 | 8 | 7 | 7.2 | 1.1 | 13.3 | 6.7 | 5.6 | -2.2 | 6.1 | -3.9 | -4 | -4 | 11.7 | 5.6 | 11.1 | 6.1 | 5.5 | 5.1 | 10 | 10 | 14.4 | 9.2 | 8.9 | 4.4 | 20.6 | 18.9 | 17.8 | -3.9 | 6.3 | -4.2 | 8.9 | 1.7 | 19.4 | 16.1 | 1.7 | -2.8 | 7.2 | -0.6 | -10 | -12.2 | 1.7 | 0 | 5 | 1.7 | -0.6 | -3.9 | 11.1 | -2.2 | -0.6 | -14.4 | 0.6 | -10
-6 | -8 | -2.8 | -7.8 | 13.9 | 11.1 | 10 | 8.9 | -2.8 | -15.6 | 16.7 | 11.1 | 9 | 8 | 5.7 | 3.7 | 11.7 | -2.2 | 8.3 | 7.8 | 7.8 | 5 | 1.7 | 1.2 | 0 | -11.1 | -7.2 | -17.2 | 14 | 14 | 13.5 | 11.6 | 12.8 | 7.2 | 14.4 | 8.9 | 12.8 | 8.9 | 8.9 | 6.7 | 20 | 18.9 | 17.8 | 11.1 | 0.6 | -6.1 | -0.7 | -5.4 | 6.7 | 5 | 4.4 | 0 | 5.5 | -2.7 | 18.9 | 18.3 | 12.4 | 9.1 | -1.1 | -5 | -15 | -16 | -2.5 | -4.4 | 1.7 | 0.6 | 1.7 | -2.2 | -13.9 | -15.6 | 1.7 | 1.1 | -4.2 | -7.8 | 7.2 | 3.3 | 3.9 | 2.8 | 1.7 | 1.1 | 3.9 | 3.3 | 19.1 | 17.1 | -12.8 | -17.8 | -5 | -7.2 | 3 | 1.7 | 5 | 2.8 | 7.2 | 0.6 | -8.7 | -15.1 | 11.1 | 3.9 | 10.6 | -3.3 | -4.4 | -10.7 | 5.4 | -6.9 | -5.6 | -12.6 | 2.8 | 0.5 | 1.1 | 0 | -3.3 | -3.3 | 1.5 | -2.6 | 4.4 | 3.3 | 7.8 | 5.6 | 9 | 7 | 6.7 | 1.1 | 13.9 | 6.7 | 5.6 | -2.2 | 3.3 | -5 | -3 | -3 | 10.9 | 5.5 | 10.6 | 6.7 | 5 | 4.9 | 10.6 | 10.6 | 13.9 | 9.4 | 8.9 | 3.9 | 20.6 | 18.3 | 15.6 | -4.4 | 5.3 | -3.3 | 7.8 | 2.2 | 19.4 | 16.1 | 1.7 | -2.8 | 6.8 | -1.2 | -10 | -11.7 | 1.7 | -0.6 | 4.4 | 1.7 | -0.6 | -3.7 | 10.6 | -2.8 | 0 | -17.2 | 0 | -13.9
-8 | -10 | -2.8 | -7.8 | 11.7 | 9.4 | 10 | 8.9 | -3.9 | -13.5 | 16.1 | 11.1 | 9 | 7 | 5.4 | 3.6 | 10 | -0.6 | 7.8 | 7.2 | 7.8 | 3.3 | 0.6 | 0.6 | -0.6 | -10.2 | -7.6 | -15.8 | 15 | 15 | 13.2 | 11.5 | 12.8 | 6.7 | 13.9 | 9.4 | 12.2 | 8.9 | 9.4 | 7.2 | 19.6 | 18.6 | 13.9 | 5 | 0.2 | -5.5 | -1.1 | -6.7 | 6.7 | 5 | 3.9 | 0.6 | 5 | -2.7 | 20 | 19.4 | 11.7 | 8.9 | -1.1 | -6.7 | -16 | -17 | -2.6 | -4.7 | 2.2 | 0.6 | 1.7 | -2.2 | -13.9 | -15.6 | 1.1 | 0.6 | -4.4 | -8.3 | 7.2 | 3.3 | 3.3 | 3.3 | 1.7 | 1.1 | 3.9 | 3.9 | 18.9 | 17.2 | -12.8 | -17.5 | -4.8 | -6.7 | 2 | 1.3 | 5.6 | 2.8 | 6.1 | 2.8 | -9.4 | -16.7 | 10 | 2.8 | 8.9 | -3.3 | -4.4 | -10.8 | 4.6 | -7.2 | -6.1 | -12.9 | 2.8 | 0.5 | 1.1 | 0 | -2.8 | -2.8 | 1.3 | -2.8 | 5 | 3.9 | 7.8 | 5.6 | 9 | 7 | 5.6 | 0 | 13.3 | 7.2 | 4.4 | -2.8 | 4.4 | -6.1 | -2 | -3 | 10.2 | 5.2 | 10 | 5.6 | 4.4 | 4.4 | 10.6 | 10.6 | 13.3 | 9.4 | 7.8 | 3.9 | 20.6 | 19.4 | 16.1 | -3.9 | 4.4 | -2.8 | 7.2 | 2.8 | 19.4 | 16.1 | 1.7 | -3.3 | 6.5 | -1.7 | -10.6 | -12.8 | 1.1 | -0.6 | 4.4 | 1.7 | -0.6 | -3.9 | 11.7 | -3.3 | -0.2 | -15.2 | 0 | -12.8
-9 | -10 | -3.3 | -8.3 | 11.1 | 9.4 | 10.6 | 8.9 | -5 | -13.1 | 16.7 | 11.1 | 9 | 7 | 5 | 3.3 | 8.3 | 4.4 | 7.2 | 7.2 | 6.1 | 3.9 | 0 | 0 | -1.1 | -10.6 | -7.9 | -15.6 | 14 | 14 | 12.8 | 11.1 | 12.2 | 6.7 | 13.3 | 9.4 | 12.8 | 8.9 | 8.3 | 6.7 | 19.3 | 18.7 | 10.6 | 3.9 | -0.2 | -5.7 | -1.5 | -6.4 | 6.7 | 5 | 2.8 | 0 | 4.4 | -3.3 | 20.6 | 19.4 | 12.2 | 9.4 | -1.7 | -6.1 | -15 | -16 | -2.7 | -5 | 2.2 | 1.1 | 1.7 | -2.2 | -13.3 | -17.8 | 1.7 | 0.6 | -5 | -8.5 | 5.6 | 1.1 | 3.3 | 3.3 | 1.7 | 0.6 | 4.4 | 3.3 | 18.7 | 17.4 | -12.8 | -17.8 | -4.6 | -6.5 | 1.1 | 1.1 | 5.6 | 3.3 | 5.6 | 2.8 | -10.3 | -15.7 | 9.4 | 2.8 | 8.3 | -3.3 | -4.4 | -12.2 | 3.9 | -8.9 | -6.7 | -13.9 | 2.8 | 0.6 | 1.1 | 0 | -2.2 | -2.2 | 1.1 | -3.3 | 5 | 3.9 | 7.8 | 5.6 | 7 | 6 | 6.1 | 0.6 | 12.8 | 7.8 | 3.9 | -2.8 | 3.9 | -6.1 | -2 | -2 | 9.4 | 5 | 9.4 | 5.6 | 4.2 | 4.2 | 10.6 | 10.6 | 14.1 | 10.2 | 6.1 | 3.9 | 20.6 | 18.9 | 12.2 | -3.3 | 3.9 | -3.2 | 6.7 | 3.3 | 19.6 | 16.3 | 0.6 | -2.8 | 6.1 | -2.8 | -10.6 | -12.8 | 1.1 | -1.1 | 4.4 | 1.7 | -0.4 | -2.5 | 8.9 | -3.3 | -0.4 | -15 | 0 | -10.6
-11 | -12 | -3.9 | -8.9 | 10.6 | 9.4 | 8.9 | 8.3 | -6.1 | -13.9 | 16.1 | 11.1 | 9 | 7 | 5 | 3 | 7.8 | 4.4 | 6.7 | 6.7 | 6.7 | 3.9 | 0 | 0 | -1.7 | -12.2 | -8.3 | -16.1 | 15 | 15 | 12.2 | 10.6 | 12.2 | 6.1 | 11.7 | 9.4 | 12.8 | 8.9 | 8.3 | 7.2 | 18.9 | 18.3 | 9.4 | 1.1 | -0.6 | -6.7 | -1.8 | -6.7 | 7.2 | 5.6 | 3.3 | 0 | 4 | -2.7 | 20.6 | 19.4 | 12.8 | 10 | -0.6 | -7.2 | -15 | -17 | -2.8 | -5.6 | 1.7 | 0 | 1.7 | -2.8 | -14.4 | -17.2 | 1.7 | 0 | -5.5 | -9.3 | 4.4 | 0.6 | 3.3 | 3.3 | 1.7 | 0.6 | 4.4 | 3.9 | 18.5 | 17.7 | -12.8 | -18.9 | -4.4 | -6.7 | 0.5 | 0.5 | 7.8 | 1.7 | 5.6 | 2.8 | -11.3 | -16 | 9.4 | 3.3 | 6.1 | -3.9 | -4.2 | -10.7 | 4.5 | -7.6 | -6.5 | -13 | 2.8 | 0.5 | 1.1 | 0 | -1.7 | -1.7 | 0.9 | -2.8 | 5.6 | 4.4 | 7.8 | 5.6 | 7 | 6 | 5 | 1.7 | 12.8 | 8.3 | 3.3 | -2.8 | 2.8 | -6.1 | -1 | -1 | 9 | 5 | 8.3 | 5 | 4.1 | 4.1 | 10.6 | 10.6 | 14.8 | 10.6 | 5 | 2.8 | 20.6 | 18.9 | 11.1 | -3.3 | 3.3 | -3.9 | 6.1 | 3.3 | 19.8 | 16.5 | 0.6 | -2.8 | 5.7 | -3 | -9.4 | -11.7 | 1.1 | -1.1 | 4.4 | 1.7 | -0.2 | -1.5 | 11.1 | -2.8 | -0.6 | -16.7 | 0 | -9.4
-11 | -12 | -4.4 | -9.4 | 10.6 | 8.9 | 8.9 | 7.8 | -5 | -12.9 | 16.1 | 11.1 | 9 | 7 | 5 | 2.5 | 8.3 | 4.4 | 7.8 | 7.8 | 5 | 2.8 | 1.1 | 0 | 1.1 | -10.1 | -7.4 | -15.1 | 15 | 15 | 11.7 | 10.1 | 10.6 | 6.7 | 12.2 | 9.4 | 12.2 | 8.9 | 7.2 | 6.7 | 19.5 | 18.7 | 8.3 | 1.1 | -0.2 | -5.7 | -2.2 | -7.8 | 7.2 | 5.6 | 2.2 | 0 | 3.7 | -2.2 | 20 | 19.4 | 13.3 | 10.6 | -1.7 | -6.1 | -15 | -17 | -2.8 | -6.7 | 0.6 | 0 | 1.1 | -2.8 | -13.9 | -16.1 | 0.6 | -0.6 | -6.1 | -10.6 | 3.9 | 1.1 | 3.3 | 3.3 | 1.7 | 0.6 | 5 | 4.4 | 18.3 | 17.8 | -11.9 | -17.4 | -2.9 | -5 | 0 | 0 | 8.3 | 1.1 | 5 | 3.3 | -12.2 | -16.7 | 8.9 | 3.3 | 3.3 | -3.3 | -4.1 | -10.4 | 5 | -7.5 | -6.3 | -13 | 2.8 | 0.5 | 2.2 | 1.7 | -1.1 | -1.1 | 0.8 | -2.6 | 5.6 | 3.9 | 7.8 | 5.6 | 7 | 7 | 4.4 | 1.1 | 12.2 | 8.3 | 3.9 | -2.2 | 1.1 | -6.1 | -1 | -1 | 8.7 | 5.1 | 8.3 | 5 | 3.9 | 3.9 | 10 | 10 | 15.6 | 11.1 | 4.4 | 2.2 | 20.6 | 19.4 | 10.6 | -3.3 | 2.8 | -5.6 | 5.6 | 3.3 | 20 | 16.7 | 1.7 | -2.2 | 5.4 | -3.2 | -9.4 | -11.7 | 0.6 | -0.6 | 3.9 | 1.1 | 0 | -0.6 | 11.1 | -2.8 | 1.1 | -15 | -2.8 | -8.3
-12 | -13 | -4.4 | -9.4 | 11.7 | 10 | 9.4 | 8.9 | -3.9 | -12.8 | 14.4 | 10.6 | 9 | 8 | 5 | 2.2 | 9.4 | 5 | 7.8 | 7.8 | 8.9 | 7.2 | 1.1 | 0 | 3.9 | -9.4 | -6.5 | -14.7 | 16 | 15 | 11.1 | 9.4 | 10 | 6.7 | 11.1 | 9.4 | 11.1 | 8.9 | 7.2 | 6.7 | 20 | 18.7 | 7.2 | 1.1 | 0.2 | -5.5 | -1.7 | -7.1 | 7.2 | 5.6 | 2.8 | 0 | 3.3 | -2.2 | 19.4 | 18.9 | 15.3 | 11.9 | -1.1 | -6.7 | -14 | -16 | -3.3 | -6.7 | 0.6 | -0.6 | 1.1 | -3.3 | -16.1 | -18.9 | -0.6 | -1.7 | -5.9 | -9.8 | 4.4 | 1.1 | 3.3 | 3.3 | 1.7 | 0.6 | 5 | 4.4 | 18.7 | 17.7 | -10.9 | -16.5 | -1.5 | -3.7 | -0.6 | -0.6 | 7.8 | 0.6 | 5 | 3.3 | -11.5 | -15.7 | 8.9 | 3.3 | 5.6 | -2.8 | -3.9 | -10.6 | 5.6 | -8.3 | -6.1 | -13.9 | 2.8 | 0.6 | 2.2 | 1.7 | -1.7 | -1.7 | 0.6 | -2.8 | 5 | 4.4 | 8.2 | 5.7 | 7 | 6 | 3.9 | 0.6 | 12.2 | 8.9 | 4.4 | -2.2 | 1.1 | -5.6 | -1 | -1 | 8.3 | 5 | 7.8 | 4.4 | 4.3 | 4 | 10 | 10 | 16.1 | 11.5 | 2.8 | 1.7 | 21.1 | 19.4 | 12.8 | -3.3 | 5.4 | -3.9 | 6.1 | 3.9 | 21.1 | 16.1 | 2.2 | -2.2 | 5 | -4.4 | -8.9 | -11.1 | 0.6 | -0.6 | 4.4 | 1.7 | 0.4 | -0.3 | 12.2 | -2.8 | 2.7 | -15.6 | -1.1 | -11.7
-13 | -14 | -5 | -9.4 | 15.6 | 13.3 | 10 | 7.2 | -2.8 | -14.4 | 13.9 | 10.6 | 9 | 8 | 8.1 | 4 | 12.2 | 5 | 9.4 | 9.4 | 9.4 | 8.3 | 5.6 | 3.9 | 6.7 | -10.6 | -5.6 | -15.6 | 18 | 15 | 13.5 | 9.6 | 11.1 | 6.7 | 12.8 | 10 | 13.3 | 9.4 | 8.3 | 7.2 | 20.6 | 18.9 | 9.4 | 1.7 | 0.6 | -6.1 | -1.1 | -7.3 | 7.2 | 5.6 | 3.9 | 0.6 | 6.6 | -0.1 | 20.6 | 19.4 | 17.4 | 13.2 | 0 | -5.6 | -15 | -17 | -2.2 | -7.2 | 1.1 | 0 | 1.1 | -5.6 | -13.9 | -17.2 | 0.6 | -1.7 | -5.8 | -9.7 | 5.6 | 1.7 | 3.3 | 2.8 | 2.2 | 0.6 | 5 | 4.4 | 19 | 17.3 | -10 | -16.7 | 0 | -2.8 | 3.1 | 1.6 | 7.2 | 0 | 5 | 2.8 | -10.7 | -15.3 | 8.9 | 2.2 | 10 | -2.8 | 0.5 | -6.6 | 8 | -7.6 | -1.8 | -10.6 | 3.3 | 0 | 1.1 | 1.1 | -1.1 | -1.1 | 0.8 | -2.3 | 4.4 | 3.9 | 8.5 | 5.6 | 9 | 7 | 5 | 1.7 | 12.8 | 8.3 | 5.6 | -1.7 | 3.3 | -4.4 | 0 | 0 | 10.9 | 5.9 | 11.1 | 6.1 | 4.6 | 3.9 | 10 | 10 | 16.7 | 12.1 | 5.6 | 3.3 | 21.1 | 18.9 | 18.9 | -3.9 | 8 | -3.6 | 10.6 | 7.8 | 22.2 | 15.6 | 3.9 | -1.1 | 5.4 | -3.7 | -5 | -9.4 | 0.6 | -0.6 | 5.6 | 2.2 | 0.7 | -0.3 | 12.8 | -2.2 | 4.4 | -18.3 | 1.1 | -10.6
-8 | -11 | -4.4 | -8.9 | 18.3 | 13.9 | 10.6 | 5.6 | -0.9 | -11 | 14.4 | 10 | 9 | 7 | 11.3 | 5.4 | 13.9 | 5 | 10.6 | 10 | 10.6 | 8.3 | 10.6 | 2.8 | 9.7 | -10.9 | -3.7 | -14.4 | 18 | 16 | 15.9 | 8.9 | 12.2 | 5.6 | 15 | 10 | 18.3 | 12.8 | 10 | 7.8 | 22.3 | 19.5 | 11.7 | 1.1 | 3 | -5.7 | -0.6 | -8.3 | 7.8 | 6.1 | 7.8 | 1.7 | 10 | 2.1 | 21.7 | 20 | 19.4 | 14.4 | 1.7 | -6.1 | -13 | -15 | -1.7 | -5.6 | 1.1 | 0 | 1.1 | -5 | -9.4 | -13.9 | 1.1 | -1.1 | -5.6 | -10 | 6.7 | 2.2 | 3.9 | 3.3 | 2.8 | 1.1 | 5 | 4.4 | 19.4 | 17.2 | -8.3 | -14.4 | 1.9 | -3.2 | 6.9 | 3.5 | 8.3 | -0.6 | 5.6 | 4.4 | -10 | -15.6 | 10.6 | -1.1 | 13.3 | -3.3 | 5 | -4.3 | 10.4 | -7.8 | 2.4 | -9 | 3.9 | -0.4 | 1.7 | 0.6 | -0.6 | -0.6 | 0.9 | -2 | 5 | 4.4 | 8.9 | 5.6 | 11 | 8 | 5.6 | 1.7 | 13.3 | 8.3 | 6.1 | -1.7 | 5.6 | -3.9 | 1 | 0 | 13.5 | 6.6 | 13.9 | 6.1 | 5 | 3.9 | 10.6 | 10.6 | 17.2 | 12.2 | 8.9 | 3.3 | 22.8 | 19.4 | 19.4 | -6.7 | 10.6 | -3.9 | 13.9 | 5.6 | 23.3 | 14.4 | 6.1 | -0.6 | 5.7 | -3.9 | -3.9 | -8.9 | 2.2 | 0.6 | 7.2 | 2.2 | 1.1 | 0 | 14.4 | -2.2 | 5.7 | -15.6 | 3.3 | -7.8
-5 | -8 | -3.9 | -8.9 | 20 | 15 | 11.7 | 2.2 | 0.9 | -9.1 | 15 | 10 | 9 | 7 | 14.4 | 6.7 | 15 | 5.6 | 12.2 | 11.1 | 11.1 | 8.9 | 13.3 | 1.7 | 12.6 | -13.5 | -1.9 | -14.5 | 19 | 15 | 18.3 | 7.8 | 13.9 | 5 | 16.7 | 8.9 | 21.1 | 12.8 | 12.2 | 7.8 | 23.9 | 19.6 | 12.2 | -1.7 | 5.4 | -6.3 | 0.2 | -7.1 | 8.3 | 6.7 | 12.8 | 2.2 | 13.3 | 3.9 | 22.8 | 20 | 20 | 14.2 | 2.8 | -6.7 | -11 | -13 | -0.6 | -5.6 | 2.8 | 0.6 | 1.1 | -5 | -9.4 | -12.8 | 2.2 | -1.1 | -4.3 | -8.8 | 9.4 | 2.8 | 4.4 | 3.9 | 2.8 | 0.6 | 5 | 4.4 | 21.6 | 17.8 | -6.7 | -13.2 | 3.7 | -4.4 | 10.6 | 5 | 7.8 | 1.1 | 5.6 | 3.9 | -8.7 | -13.9 | 12.2 | -3.3 | 14.4 | -4.4 | 9.4 | -2.2 | 12.8 | -10.6 | 6.7 | -8.9 | 4.4 | -1.1 | 1.1 | 0.6 | 2.2 | 1.7 | 1.1 | -2.2 | 6.1 | 5.6 | 10.6 | 6.6 | 13 | 8 | 6.7 | 1.7 | 13.9 | 7.8 | 7.8 | -1.7 | 8.3 | -2.8 | 2 | 0 | 16.1 | 6.7 | 16.1 | 6.7 | 7 | 5 | 12.2 | 12.2 | 17.8 | 13.3 | 12.8 | 1.7 | 23.3 | 18.9 | 21.7 | -5.6 | 13 | -3.3 | 16.7 | 5 | 25.5 | 12 | 7.2 | -0.6 | 6.1 | -4.4 | -3.3 | -8.3 | 3.9 | 2.2 | 9.4 | 2.8 | 1.1 | 0 | 15.6 | -2.2 | 7 | -15.3 | 4.4 | -8.3
-2 | -6 | -2.2 | -8.9 | 22.2 | 14.4 | 13.3 | 2.2 | 2.8 | -8.3 | 16.1 | 10 | 11 | 7 | 15.7 | 6.2 | 16.1 | 3.9 | 15 | 12.2 | 12.2 | 8.9 | 13.3 | 0.6 | 15.6 | -22.8 | 0 | -16.7 | 21 | 16 | 19.8 | 7.9 | 15.6 | 3.3 | 17.2 | 8.9 | 22.8 | 12.8 | 14.4 | 7.2 | 25.6 | 20 | 13.3 | -1.1 | 7.8 | -9.4 | 0.9 | -7 | 10 | 8.3 | 16.1 | 2.2 | 15.3 | 4.1 | 21.7 | 18.9 | 20.5 | 13.7 | 2.8 | -7.2 | -11 | -13 | 0.6 | -5 | 6.1 | -1.7 | 1.7 | -5 | -5 | -12.2 | 2.2 | -1.1 | -3 | -8.2 | 9.4 | 2.2 | 5 | 3.9 | 2.8 | 0.6 | 4.4 | 3.9 | 23.9 | 18.6 | -5 | -12.8 | 5.6 | -7.8 | 13.5 | 6.2 | 7.8 | 1.1 | 5 | 3.9 | -7.4 | -12.6 | 13.9 | -3.9 | 16.7 | -4.4 | 10.5 | -3.5 | 14.1 | -10.1 | 8.5 | -7.6 | 5.2 | -1.3 | 1.1 | 1.1 | 3.9 | 2.2 | 1.3 | -1.6 | 7.8 | 6.7 | 12.2 | 7.1 | 14 | 9 | 8.3 | 1.1 | 15 | 7.2 | 8.3 | -1.1 | 11.1 | -2.8 | 5 | 3 | 18 | 7.2 | 18.3 | 4.4 | 9.1 | 5.9 | 13.9 | 13.9 | 18.3 | 14 | 16.7 | 0.6 | 25.6 | 18.3 | 22.2 | -3.9 | 15.4 | -4 | 18.9 | 2.8 | 27.8 | 7.1 | 8.9 | -0.6 | 6.8 | -4.1 | -2.2 | -7.8 | 3.3 | 1.7 | 12.2 | 3.9 | 1.1 | 0 | 16.7 | -0.6 | 8.3 | -16.1 | 5 | -7.8
0 | -3 | -1.1 | -8.3 | 25 | 13.3 | 14.4 | 1.1 | 3.9 | -8.4 | 17.8 | 10 | 12 | 8 | 17 | 5.3 | 16.7 | 6.7 | 15.6 | 11.1 | 13.9 | 6.7 | 15 | 0.6 | 16.9 | -20.7 | 1.7 | -15 | 22 | 17 | 21.3 | 7.6 | 16.7 | 3.3 | 18.9 | 8.9 | 23.3 | 12.8 | 17.2 | 6.7 | 25.6 | 20 | 14.4 | -2.2 | 8.9 | -8.1 | 1.7 | -7.8 | 11.7 | 10 | 18.3 | 2.2 | 17.4 | 4.4 | 22.2 | 19.4 | 21.1 | 13.3 | 3.9 | -7.2 | -10 | -12 | -0.6 | -5.6 | 7.2 | -4.4 | 1.7 | -4.4 | -5 | -10 | 3.3 | -1.7 | -1.7 | -8.3 | 8.9 | 1.7 | 4.4 | 2.8 | 2.8 | 0 | 5 | 3.9 | 26.1 | 18.9 | -4.1 | -11.2 | 6.5 | -6.6 | 16.5 | 6.6 | 6.7 | 2.2 | 5 | 3.9 | -6.1 | -12.2 | 15 | -5 | 18.3 | -5 | 11.7 | -5.9 | 15.4 | -11.5 | 10.4 | -6.9 | 5.9 | -1.9 | 1.1 | 1.1 | 6.7 | 2.2 | 1.5 | -1.2 | 8.9 | 7.8 | 13.9 | 7.8 | 16 | 10 | 10.6 | 2.8 | 15 | 6.7 | 10 | -0.6 | 13.3 | -4.4 | 7 | 4 | 19.8 | 6.9 | 20.6 | 2.8 | 11.1 | 6.7 | 18.3 | 14.4 | 18.9 | 15 | 18.9 | -2.2 | 26.7 | 19.4 | 23.9 | -4.4 | 17.8 | -5.6 | 19.4 | 3.3 | 30 | -2.8 | 10.6 | 0 | 7.6 | -4 | -1.1 | -8.3 | 3.9 | 1.7 | 14.4 | 2.8 | 1.1 | 0 | 16.7 | 0.6 | 8.9 | -13.3 | 7.2 | -8.3
1 | -2 | 0 | -9.4 | 26.1 | 12.8 | 15 | 2.8 | 5 | -9.5 | 17.8 | 10 | 11 | 8 | 18.3 | 3.9 | 16.1 | 7.8 | 15.6 | 11.1 | 15 | 7.2 | 14.4 | 2.8 | 18.1 | -22.2 | 3.3 | -15.2 | 21 | 17 | 22.8 | 7.2 | 18.3 | 2.8 | 20.6 | 8.9 | 25 | 12.8 | 18.3 | 6.7 | 25.6 | 20 | 14.4 | -2.2 | 10 | -7.7 | 2.2 | -6.3 | 13.3 | 12.2 | 20 | 2.2 | 19.4 | 3.9 | 22.8 | 20 | 21.7 | 13.6 | 4.4 | -8.9 | -8 | -10 | 0 | -4.4 | 7.8 | -1.7 | 2.2 | -4.4 | -3.3 | -9.4 | 2.8 | -2.2 | -1.1 | -8.1 | 8.3 | 1.1 | 4.4 | 2.8 | 2.8 | 0 | 5 | 3.9 | 26.5 | 18.1 | -3.1 | -10.6 | 7.4 | -6.9 | 19.4 | 6.7 | 7.2 | 1.1 | 5 | 3.9 | -5.4 | -11 | 15.6 | -5.6 | 20 | -5.6 | 12.8 | -10.6 | 16.7 | -15 | 12.2 | -7.8 | 6.7 | -2.8 | 1.7 | 0.6 | 7.2 | 0 | 1.7 | -1.1 | 10.6 | 9.4 | 14.8 | 8.3 | 17 | 11 | 8.3 | 1.7 | 15 | 6.1 | 11.7 | -1.1 | 15 | -5.6 | 10 | 6 | 21.7 | 6.7 | 22.2 | 2.8 | 10.7 | 6.9 | 20.6 | 13.9 | 19.3 | 15 | 20.6 | -3.9 | 26.7 | 19.4 | 25 | -3.9 | 18.9 | -4.6 | 21.1 | 3.3 | 30.2 | -2 | 12.8 | 1.7 | 8.3 | -5 | 1.1 | -7.2 | 4.4 | 0 | 15.6 | 1.7 | 1.1 | 0 | 16.7 | 1.1 | 9.4 | -12.9 | 7.8 | -10
3 | -3 | 1.1 | -8.9 | 25.6 | 12.2 | 16.1 | 1.7 | 6.1 | -13.3 | 19.4 | 9.4 | 11 | 8 | 19.1 | 4.1 | 16.1 | 6.7 | 16.7 | 10.6 | 18.3 | 6.7 | 14.4 | 2.8 | 19.4 | -24.4 | 5 | -17.2 | 21 | 17 | 23.5 | 7.6 | 18.9 | 2.8 | 20.6 | 8.3 | 25.6 | 12.8 | 18.9 | 7.2 | 25.6 | 20 | 15 | -3.3 | 11.1 | -8.9 | 2.8 | -5.8 | 15 | 13.9 | 18.3 | 2.2 | 20 | 4.1 | 23.9 | 21.1 | 22.2 | 13.6 | 5.6 | -8.9 | -6 | -8 | 0 | -3.9 | 7.2 | -1.1 | 3.3 | -3.9 | -2.2 | -7.8 | 2.8 | -1.7 | -0.6 | -9 | 7.8 | 0.6 | 2.8 | 1.7 | 2.8 | -0.6 | 5 | 3.3 | 26.8 | 17.3 | -2.2 | -11.1 | 8.3 | -7.8 | 20.2 | 6.6 | 6.7 | 1.1 | 4.4 | 4.4 | -4.6 | -10.6 | 16.1 | -6.7 | 20.6 | -5.6 | 13.2 | -7.7 | 17.6 | -14 | 12.6 | -7.1 | 6.7 | -2.4 | 1.7 | 1.1 | 7.8 | 0.6 | 1.7 | -1.4 | 11.7 | 10.6 | 15.8 | 8.6 | 17 | 10 | 8.9 | 0.6 | 14.4 | 6.7 | 12.2 | -1.7 | 17.2 | -6.1 | 11 | 6 | 22.4 | 5.8 | 23.3 | 2.8 | 10.4 | 7.1 | 22.8 | 13.9 | 19.6 | 15.1 | 20.6 | -2.8 | 26.7 | 20 | 24.4 | -6.7 | 20 | -3.8 | 22.2 | 2.2 | 30.4 | -2.9 | 12.2 | 1.7 | 9.1 | -3.9 | 1.1 | -6.7 | 4.4 | 0 | 16.7 | 1.1 | 1.1 | 0 | 17.8 | 2.2 | 10 | -13.3 | 8.9 | -10
3 | -2 | 1.7 | -7.8 | 25.6 | 11.7 | 13.3 | 2.8 | 6.7 | -12.1 | 20 | 8.9 | 12 | 8 | 19.8 | 3.5 | 16.1 | 6.1 | 18.3 | 11.7 | 18.9 | 7.2 | 13.9 | 0.6 | 18.1 | -16.4 | 5.7 | -15.6 | 20 | 16 | 24.3 | 7.5 | 19.4 | 0.6 | 22.2 | 7.2 | 26.7 | 12.2 | 18.9 | 7.2 | 25.4 | 20.2 | 14.4 | -5 | 11.5 | -7.9 | 3.3 | -6.1 | 17.8 | 15 | 18.9 | 0.6 | 20.5 | 3.7 | 22.8 | 20 | 22.8 | 13.9 | 5 | -10.6 | -6 | -9 | -0.6 | -3.3 | 6.7 | -1.1 | 3.9 | -3.3 | -1.7 | -8.9 | 3.3 | -2.2 | 0 | -11.1 | 5.6 | 0.6 | 1.7 | 1.1 | 2.8 | -0.6 | 5 | 3.3 | 27.2 | 16.7 | -1.7 | -10 | 8.1 | -6.7 | 20.9 | 6.1 | 5.6 | 2.8 | 4.4 | 3.9 | -3.9 | -11.1 | 16.7 | -6.7 | 20.6 | -7.2 | 13.5 | -6.4 | 18.5 | -13.4 | 12.9 | -7.4 | 6.7 | -2.4 | 1.7 | 0.6 | 7.8 | 0 | 1.7 | -2 | 13.3 | 12.2 | 16.7 | 8.9 | 18 | 11 | 8.3 | 1.1 | 14.4 | 6.7 | 12.2 | -1.7 | 17.8 | -7.2 | 9 | 4 | 23.2 | 4.7 | 24.4 | 2.8 | 10 | 7.2 | 24.4 | 13.9 | 20 | 15 | 21.1 | -2.8 | 27.2 | 20.6 | 26.1 | -6.1 | 21.1 | -4.4 | 22.8 | 3.3 | 30.6 | -3.3 | 11.1 | 0 | 9.8 | -4 | 1.7 | -7.2 | 3.3 | 0.6 | 16.7 | 1.7 | 1.1 | 0 | 18.3 | 2.2 | 10 | -11.8 | 9.4 | -10
3 | -2 | 2.8 | -7.2 | 25 | 11.1 | 12.2 | 2.2 | 7.2 | -13.3 | 20 | 9.4 | 12 | 9 | 20.6 | 3.3 | 16.1 | 6.1 | 18.3 | 11.7 | 17.8 | 9.4 | 13.3 | 0 | 16.9 | -14.5 | 6.5 | -15 | 19 | 16 | 25 | 7.8 | 19.4 | 0.6 | 22.2 | 7.2 | 26.7 | 12.2 | 20 | 7.2 | 25.2 | 20.3 | 14.4 | -6.7 | 11.8 | -8.2 | 2.9 | -5.5 | 20 | 14.4 | 19.4 | 0.6 | 21.1 | 3.9 | 22.8 | 19.4 | 21.7 | 13.9 | 5.6 | -12.2 | -6 | -8 | -1.7 | -3.3 | 6.1 | -2.2 | 5.6 | -2.8 | -1.1 | -9.4 | 2.8 | -2.2 | -0.4 | -10 | 4.4 | -2.8 | 0.6 | 0 | 2.8 | -0.6 | 5 | 2.8 | 26.3 | 17.1 | -1.1 | -9.9 | 8 | -6.8 | 21.7 | 5.6 | 6.1 | 2.8 | 3.9 | 3.9 | -4.1 | -10.4 | 16.1 | -7.8 | 20.6 | -7.2 | 13.9 | -6.1 | 19.4 | -15 | 13.3 | -8.9 | 6.7 | -2.8 | 1.7 | 0.6 | 6.1 | 2.2 | 1.7 | -2.8 | 15.6 | 13.9 | 16.3 | 8.8 | 17 | 10 | 7.2 | 0.6 | 13.9 | 6.1 | 11.7 | -1.7 | 18.3 | -6.7 | 10 | 6 | 23.9 | 3.3 | 25 | 2.2 | 9.6 | 7.2 | 24.4 | 13.9 | 18.7 | 14.6 | 21.1 | -2.8 | 26.7 | 20 | 25.6 | -7.8 | 20.5 | -3.4 | 22.8 | 2.8 | 29.1 | -2.8 | 11.1 | -1.1 | 10.6 | -4.4 | 1.7 | -7.2 | 2.8 | 0.6 | 16.7 | 1.7 | 0.9 | -0.1 | 19.4 | 0 | 10 | -12.4 | 10.6 | -8.9
2 | -2 | 2.8 | -6.7 | 23.3 | 11.7 | 8.9 | 1.1 | 7.8 | -15.6 | 20.6 | 9.4 | 12 | 9 | 19.3 | 3.5 | 17.2 | 7.8 | 17.8 | 11.7 | 15 | 9.4 | 11.7 | 0.6 | 15.6 | -13.9 | 7.2 | -17.2 | 18 | 16 | 22.8 | 10.3 | 20.6 | 3.3 | 23.3 | 7.8 | 26.1 | 12.2 | 20 | 6.7 | 25 | 20.6 | 13.9 | -7.8 | 12.2 | -9.4 | 2.6 | -5.3 | 22.8 | 13.9 | 19.4 | 0 | 19.8 | 3.9 | 22.8 | 20 | 20.5 | 14 | 4.4 | -11.1 | -6 | -8 | -1.7 | -3.3 | 5 | -1.1 | 6.1 | -2.2 | -0.6 | -9.4 | 2.8 | -1.7 | -0.7 | -9.8 | 2.2 | -4.4 | 0 | 0 | 1.7 | 0 | 3.9 | 2.2 | 25.3 | 17.3 | -0.6 | -11.1 | 7.8 | -7.8 | 19.7 | 6.1 | 6.7 | 1.7 | 3.9 | 3.3 | -4.2 | -10.5 | 14.4 | -7.8 | 21.1 | -6.7 | 10.7 | -4.7 | 18.1 | -11.4 | 11.5 | -7.4 | 6.1 | -2.7 | 2.2 | 0.6 | 5 | 1.1 | 1.1 | -2.7 | 17.8 | 14.4 | 16 | 8.5 | 17 | 11 | 7.2 | -0.6 | 13.3 | 6.1 | 10.6 | 0 | 16.7 | -6.1 | 8 | 5 | 22.2 | 4.3 | 25 | 1.7 | 9.3 | 7.3 | 25 | 13.3 | 17.4 | 13.9 | 20 | -2.8 | 26.1 | 20 | 23.9 | -7.2 | 20 | -3.2 | 22.2 | 3.9 | 27.6 | -2 | 11.1 | -0.6 | 8.9 | -2.9 | 2.2 | -7.2 | 2.2 | 0.6 | 16.1 | 0.6 | 0.8 | 0.1 | 19.4 | 0 | 10 | -13.9 | 8.9 | -8.3
1 | -3 | 2.2 | -6.7 | 21.7 | 12.8 | 7.2 | 0.6 | 4.6 | -12.7 | 20 | 8.9 | 11 | 8 | 18 | 3.5 | 13.3 | 9.4 | 16.7 | 11.7 | 13.9 | 8.3 | 10.6 | 2.8 | 13.2 | -10.8 | 5.4 | -15.3 | 18 | 16 | 20.5 | 12 | 18.9 | 6.7 | 20.6 | 7.8 | 25.6 | 12.2 | 19.4 | 6.1 | 24.6 | 20.3 | 12.8 | -6.7 | 10.9 | -4.6 | 2.2 | -6.1 | 22.2 | 13.9 | 17.8 | 0 | 18.5 | 3.6 | 22.8 | 20 | 19.4 | 13.9 | 3.3 | -12.8 | -6 | -9 | -2.8 | -5 | 4.4 | -1.7 | 6.7 | -2.2 | -2.2 | -8.3 | 2.2 | -1.7 | -1.1 | -11.1 | 1.1 | -6.1 | 0.6 | 0.6 | 1.7 | -0.6 | 2.8 | 1.7 | 24.4 | 17.8 | -1.3 | -9.6 | 6.3 | -5.9 | 17.6 | 5.9 | 6.1 | 2.2 | 3.9 | 3.3 | -4.4 | -11.7 | 12.2 | -3.3 | 18.3 | -7.8 | 7.6 | -4.5 | 16.9 | -9.6 | 9.6 | -7.5 | 5.6 | -3.1 | 2.2 | 0.6 | 3.9 | 0.6 | 0.6 | -2.8 | 17.8 | 12.8 | 15.6 | 8.3 | 17 | 11 | 7.2 | -1.1 | 12.2 | 5 | 8.9 | -0.6 | 16.7 | -6.1 | 8 | 4 | 20.6 | 4.6 | 23.9 | 2.2 | 8.9 | 7.2 | 24.4 | 13.3 | 16.1 | 13.3 | 18.3 | -2.8 | 24.4 | 20 | 23.9 | -6.7 | 19.4 | -3.3 | 21.1 | 4.4 | 26.1 | -2.2 | 10 | 1.1 | 7.3 | -2.6 | 1.7 | -7.2 | 1.7 | 0.6 | 14.4 | 1.1 | 0.6 | 0 | 18.9 | 0 | 8.3 | -12.5 | 6.7 | -10
-1 | -5 | 1.7 | -6.7 | 19.4 | 12.8 | 6.7 | 0 | 1.5 | -12.7 | 18.3 | 8.9 | 10 | 8 | 16.7 | 3.3 | 12.2 | 8.3 | 15 | 11.1 | 10.6 | 7.8 | 8.9 | 3.3 | 10.7 | -10.7 | 3.5 | -15 | 17 | 16 | 18.3 | 12.8 | 17.8 | 6.7 | 17.2 | 7.8 | 23.9 | 12.2 | 17.8 | 6.7 | 24.3 | 20.2 | 10 | -3.3 | 9.6 | -2.1 | 1.3 | -5.4 | 19.4 | 13.9 | 12.2 | 0.6 | 17.2 | 3.3 | 21.7 | 20 | 19.2 | 14.1 | 1.7 | -12.8 | -7 | -10 | -3.9 | -6.1 | 3.3 | -2.2 | 3.3 | -1.7 | -2.8 | -6.7 | 1.7 | -2.2 | -1.1 | -9.4 | -1.7 | -7.2 | 1.1 | 0 | 1.7 | -0.6 | 1.1 | 0.6 | 23.5 | 18 | -2.1 | -9.3 | 4.8 | -5.7 | 15.6 | 5.6 | 6.1 | 3.9 | 3.3 | 2.8 | -6.6 | -11.8 | 8.9 | -0.6 | 16.1 | -6.1 | 4.4 | -6.1 | 15.6 | -9.4 | 7.8 | -8.9 | 5 | -3.9 | 2.2 | 0.6 | 2.8 | 0 | 0 | -3.3 | 14.4 | 11.1 | 14.3 | 8.5 | 14 | 9 | 5.6 | -1.7 | 11.7 | 4.4 | 8.3 | -1.1 | 15 | -6.1 | 8 | 5 | 18.9 | 5 | 20 | 2.8 | 8.3 | 6.9 | 23.9 | 12.8 | 15.5 | 13.4 | 14.4 | -1.1 | 23.3 | 20.6 | 22.8 | -5 | 17.9 | -2.1 | 18.3 | 3.9 | 23.9 | -1 | 8.9 | 1.1 | 5.6 | -2.8 | 1.7 | -7.8 | 1.1 | 0 | 11.7 | 1.7 | 0.6 | -0.1 | 16.7 | -1.7 | 6.7 | -12.1 | 5.6 | -9.4
-2 | -5 | 0.6 | -7.8 | 17.2 | 14.4 | 6.1 | 0 | -1.7 | -14.4 | 18.3 | 8.9 | 11 | 8 | 14.5 | 3.9 | 12.2 | 7.2 | 13.3 | 10 | 8.3 | 7.2 | 7.8 | 3.9 | 8.3 | -11.7 | 1.7 | -17.2 | 17 | 16 | 17.4 | 12.5 | 17.2 | 7.2 | 13.3 | 7.8 | 20.6 | 12.2 | 16.1 | 6.7 | 23.9 | 20 | 7.2 | -1.1 | 8.3 | -0.6 | 0.3 | -5.4 | 16.1 | 12.8 | 11.1 | 0.6 | 15.9 | 4 | 21.1 | 19.4 | 19.1 | 14.4 | 0.6 | -14.4 | -7 | -10 | -5 | -6.1 | 3.3 | -2.8 | 1.1 | -2.8 | -3.9 | -5.6 | 0 | -1.7 | -1.1 | -8.8 | -3.3 | -8.3 | 1.1 | -1.1 | 0.6 | -2.8 | 1.7 | 1.1 | 22.6 | 18.2 | -2.8 | -10 | 3.3 | -6.1 | 14.3 | 6.4 | 6.1 | 4.4 | 3.3 | 2.8 | -8.9 | -13.2 | 5.6 | -0.6 | 13.3 | -5 | 2.6 | -5.3 | 13.4 | -7.5 | 5.4 | -6.9 | 4.1 | -3.2 | 2.2 | 0.6 | 2.8 | -0.6 | -0.7 | -3.4 | 12.2 | 10 | 13 | 8.5 | 16 | 10 | 5 | -1.1 | 11.7 | 5.6 | 7.2 | 0 | 13.9 | -6.1 | 8 | 5 | 16.9 | 7 | 16.1 | 4.4 | 7.8 | 6.9 | 21.1 | 14.4 | 15 | 13.4 | 11.1 | -1.1 | 22.2 | 20 | 23.9 | -4.4 | 16.5 | -1.8 | 16.7 | 3.3 | 21.6 | 0.2 | 7.2 | 0.6 | 5.4 | -1.5 | 1.7 | -8.9 | 1.1 | 0 | 9.4 | 1.7 | 0.6 | -0.3 | 15 | -1.7 | 5 | -13.9 | 4.4 | -8.9
-6 | -9 | 0 | -7.8 | 17.2 | 15 | 6.1 | 0 | -2.8 | -13 | 16.7 | 8.9 | 11 | 8 | 12.2 | 4.2 | 11.7 | 6.1 | 11.1 | 9.4 | 8.3 | 7.2 | 5.6 | 3.3 | 6.1 | -8.3 | 1.5 | -15.1 | 17 | 16 | 16.5 | 12.1 | 16.1 | 8.3 | 11.7 | 7.8 | 20 | 12.8 | 13.9 | 6.7 | 23.9 | 20.5 | 6.1 | -1.1 | 7.8 | -0.8 | -0.6 | -6.1 | 14.4 | 12.8 | 9.4 | 0.6 | 14.6 | 4.3 | 20.6 | 19.4 | 18.9 | 14.4 | 0 | -15 | -7 | -10 | -5 | -7.8 | 0.6 | -3.3 | 0 | -2.8 | -4.4 | -6.7 | 0.6 | -1.7 | -1.1 | -9.4 | -3.9 | -10 | 0.6 | -2.2 | 0.6 | -3.3 | 2.8 | 1.1 | 21.7 | 18.3 | -2.6 | -8.9 | 2.8 | -5.8 | 13 | 6.6 | 6.7 | 5.6 | 3.3 | 2.8 | -11.1 | -15 | 5.6 | -0.6 | 13.3 | -5 | 0.7 | -5.9 | 11.1 | -7.3 | 3 | -6.6 | 3.1 | -3.5 | 2.2 | 0.6 | 2.8 | 0 | -1.5 | -3.7 | 11.7 | 9.4 | 11.7 | 8.3 | 17 | 11 | 5.6 | -1.1 | 11.1 | 4.4 | 7.2 | 0.6 | 12.8 | -6.1 | 7 | 4 | 14.8 | 7.9 | 14.4 | 6.7 | 7.2 | 6.7 | 19.4 | 15 | 14.4 | 13.3 | 7.8 | -1.1 | 21.7 | 20.6 | 21.1 | -5.6 | 15 | -1.7 | 16.1 | 2.2 | 19.4 | 0.6 | 5.6 | 0 | 5.2 | -0.7 | 0.6 | -5 | 1.1 | 0 | 8.9 | 2.8 | 0.6 | -0.6 | 13.9 | -1.7 | 4.3 | -12.1 | 3.9 | -8.3
-6 | -9 | -0.6 | -7.8 | 17.2 | 14.4 | 5.6 | -0.6 | -3.9 | -12.8 | 16.7 | 8.9 | 11 | 8 | 10 | 3.9 | 11.1 | 7.2 | 9.4 | 4.4 | 8.3 | 7.8 | 5 | 3.4 | 3.9 | -7.2 | 1.3 | -14.8 | 18 | 16 | 15.6 | 11.7 | 15 | 6.1 | 12.8 | 8.9 | 20.6 | 12.8 | 12.8 | 6.7 | 23.9 | 20.8 | 5.6 | -2.2 | 7.2 | -1.5 | -0.4 | -5.2 | 13.3 | 11.7 | 8.9 | 1.1 | 13.3 | 4.4 | 20 | 19.4 | 18.5 | 14.6 | -1.1 | -15 | -7 | -10 | -6.1 | -8.9 | 0 | -3.9 | 1.1 | -2.2 | -5 | -6.7 | -1.1 | -1.7 | -2 | -8.8 | -5 | -11.1 | 0.6 | -2.8 | 0.6 | -3.3 | 2.8 | 0.6 | 21.5 | 18.3 | -2.4 | -8.7 | 2.2 | -6.3 | 11.7 | 6.7 | 7.2 | 6.7 | 3.3 | 2.8 | -10.5 | -13.7 | 5.6 | -1.1 | 11.7 | -4.4 | -1.1 | -7.2 | 8.9 | -8.3 | 0.6 | -7.8 | 2.2 | -3.9 | 2.8 | 0.6 | 2.8 | -0.6 | -2.2 | -4.4 | 11.1 | 10 | 11.3 | 8.6 | 16 | 11 | 3.9 | 0 | 10 | 7.2 | 6.7 | -0.6 | 10.6 | -3.9 | 8 | 4 | 12.8 | 8.3 | 12.2 | 6.7 | 7 | 6.3 | 18.3 | 15 | 17 | 13.9 | 7.8 | -2.2 | 21.7 | 20.6 | 20 | -5 | 14.6 | -0.6 | 14.4 | 1.7 | 18.3 | 0.9 | 3.3 | 0.6 | 5 | 0 | -1.1 | -2.2 | 1.7 | -0.6 | 8.9 | 2.8 | 0.6 | -0.5 | 11.7 | -1.1 | 3.5 | -11.5 | 3.9 | -8.3
-3 | -8 | -1.1 | -7.8 | 17.2 | 14.4 | 5.6 | -0.6 | -5 | -13.9 | 17.8 | 8.9 | 11 | 7 | 8.9 | 3.5 | 11.1 | 6.1 | 8.9 | 7.8 | 8.3 | 7.2 | 4.4 | 3.7 | 1.7 | -7.8 | 1.1 | -16.1 | 18 | 16 | 14.7 | 11.3 | 14.4 | 6.1 | 10.6 | 8.3 | 20 | 12.8 | 12.2 | 7.2 | 23.9 | 21.1 | 4.4 | -4.4 | 6.7 | -2.2 | -0.2 | -4.8 | 12.8 | 11.1 | 8.3 | 0.6 | 12.8 | 4.5 | 20 | 19.4 | 18.2 | 14.5 | -2.2 | -16.1 | -7 | -11 | -6.1 | -8.9 | -1.1 | -3.9 | 0 | -2.2 | -5 | -7.2 | -1.7 | -2.2 | -3 | -9.3 | -5.6 | -11.7 | 0 | -3.3 | 0 | -3.9 | 2.2 | -1.1 | 21.3 | 18.3 | -2.2 | -9.4 | 1.7 | -7.8 | 10.8 | 7.1 | 8.3 | 7.8 | 2.8 | 2.8 | -10 | -12.8 | 4.4 | -2.2 | 8.3 | -3.9 | -1.7 | -6.2 | 8 | -7.2 | -0.9 | -7.1 | 2.4 | -3.3 | 3.3 | 0.6 | 2.8 | -0.6 | -1.8 | -3.9 | 11.1 | 10.6 | 11 | 9 | 16 | 12 | 3.9 | 0.6 | 9.4 | 7.8 | 6.7 | -0.6 | 8.9 | -2.8 | 7 | 4 | 13.2 | 7.9 | 11.1 | 6.1 | 6.9 | 6 | 17.2 | 15 | 19.6 | 14 | 7.2 | -2.8 | 21.7 | 21.1 | 22.8 | -5 | 14.3 | -0.2 | 12.8 | 3.3 | 17.2 | 0.8 | 3.3 | 0 | 5.2 | 0.2 | -1.1 | -2.2 | 2.2 | 0 | 8.3 | 2.8 | 0.6 | -0.5 | 11.1 | -1.7 | 2.8 | -12.8 | 3.9 | -7.8
-1 | -5 | -1.1 | -7.8 | 17.2 | 14.4 | 5.6 | -1.7 | -6.1 | -12.7 | 17.2 | 9.4 | 10 | 8 | 7.8 | 2.9 | 10.6 | 5.6 | 7.2 | 7.2 | 8.3 | 6.7 | 4.4 | 3.8 | 1.7 | -7 | 0.9 | -12.8 | 18 | 17 | 13.7 | 10.5 | 13.3 | 6.1 | 9.4 | 8.3 | 19.4 | 13.3 | 11.1 | 7.2 | 23.9 | 21.4 | 3.9 | -3.9 | 6.3 | -2.3 | 0 | -5 | 11.1 | 8.9 | 5.6 | 0.6 | 12.2 | 4.7 | 20 | 19.4 | 17.8 | 14.4 | -3.3 | -16.7 | -8 | -12 | -6.6 | -9 | -2.2 | -4.4 | 0.6 | -1.7 | -5 | -6.7 | 0 | -1.7 | -3.9 | -10.6 | -6.7 | -11.7 | -0.6 | -4.4 | -0.6 | -3.9 | 1.7 | -1.7 | 21.1 | 18.3 | -1.8 | -8.4 | 1.1 | -7 | 9.8 | 7.1 | 8.9 | 8.3 | 3.3 | 2.8 | -9.4 | -12.2 | 3.9 | -2.8 | 8.3 | -3.3 | -2.2 | -6.2 | 7 | -6.9 | -2.4 | -7.6 | 2.6 | -3.1 | 3.3 | 0 | 2.2 | -0.6 | -1.5 | -3.9 | 11.1 | 10.6 | 10.6 | 8.9 | 16 | 12 | 3.3 | 0.6 | 9.4 | 7.8 | 6.7 | -0.6 | 7.2 | -2.8 | 6 | 3 | 13.5 | 7.1 | 10.6 | 6.7 | 6.7 | 5.6 | 16.7 | 15.6 | 22.2 | 13.9 | 5 | -1.7 | 21.7 | 21.1 | 21.1 | -5 | 13.9 | 0.6 | 12.2 | 5.6 | 16.1 | 1.1 | 2.2 | -0.6 | 5.4 | 0.5 | -1.1 | -2.2 | 2.2 | -0.6 | 7.2 | 2.8 | 0.6 | -0.6 | 8.9 | -3.9 | 2.2 | -10.4 | 3.3 | -13.9
-4 | -7 | -1.7 | -8.3 | 16.7 | 14.4 | 4.4 | -1.7 | -7.2 | -12.6 | 16.1 | 10 | 9 | 7 | 6.7 | 2.2 | 10.6 | 6.7 | 6.7 | 6.7 | 8.3 | 6.7 | 4.4 | 4.1 | 1.7 | -7 | 0.8 | -11.2 | 18 | 17 | 12.8 | 10 | 12.8 | 6.1 | 8.9 | 7.8 | 18.9 | 13.3 | 11.1 | 7.2 | 23.9 | 21.4 | 2.8 | -5.6 | 6 | -2.5 | 0.2 | -4.3 | 9.4 | 6.7 | 6.1 | 0.6 | 11.7 | 4.4 | 20.6 | 20 | 17.6 | 14.5 | -4.4 | -16.1 | -10 | -12 | -7 | -9.4 | -2.2 | -5 | 0.6 | -1.1 | -5.6 | -7.8 | 0 | -1.7 | -4.3 | -9.6 | -6.7 | -11.1 | -1.7 | -5.6 | -1.1 | -4.4 | 1.1 | -4.4 | 20.4 | 18.4 | -1.5 | -8.1 | 0.6 | -7 | 8.9 | 7.2 | 11.7 | 10.6 | 2.8 | 2.8 | -9.2 | -11.7 | 2.8 | -4.4 | 7.2 | -2.2 | -2.8 | -6.7 | 6.1 | -7.8 | -3.9 | -8.9 | 2.8 | -3.3 | 2.2 | -2.8 | 2.2 | -0.6 | -1.1 | -3.9 | 10.6 | 10 | 10.6 | 8.9 | 15 | 12 | 3.3 | 0.6 | 10 | 7.2 | 6.7 | 0 | 6.7 | -3.3 | 6 | 3 | 13.9 | 6.1 | 7.8 | 5.6 | 6.5 | 5.5 | 16.1 | 15.6 | 21.1 | 14.3 | 4.4 | -3.3 | 21.1 | 21.1 | 21.1 | -4.4 | 12.8 | 1.2 | 12.2 | 7.2 | 14.8 | 2 | 1.1 | -1.1 | 5.6 | 0.6 | -0.6 | -1.7 | 2.2 | -0.6 | 6.7 | 2.8 | 0.6 | -0.6 | 7.8 | -4.4 | 1.7 | -9.9 | 3.3 | -8.3
-2 | -6 | -2.8 | -8.9 | 16.7 | 13.9 | 5.6 | -1.7 | -8.3 | -13.3 | 15.6 | 10 | 8 | 7 | 5.8 | 2.3 | 10.6 | 6.7 | 5 | 5 | 7.8 | 6.1 | 5 | 4.4 | 1.7 | -8.3 | 0.6 | -11.1 | 18 | 17 | 12.4 | 10 | 12.2 | 6.7 | 7.8 | 7.2 | 18.9 | 13.9 | 10 | 6.7 | 23.9 | 21.7 | 1.1 | -6.1 | 5.6 | -3.3 | 0.4 | -4.1 | 8.3 | 6.1 | 5.6 | 1.1 | 11.7 | 4.9 | 20.6 | 20 | 17.4 | 14.5 | -5 | -15.6 | -11 | -13 | -7.5 | -9.9 | -1.1 | -3.9 | 1.7 | 0 | -5.6 | -8.3 | 0 | -1.7 | -4.6 | -9.6 | -6.1 | -12.2 | -2.2 | -6.1 | -2.2 | -5.6 | 0 | -4.4 | 19.6 | 18.5 | -1.1 | -8.9 | 0 | -8.3 | 8.7 | 7.2 | 12.2 | 11.1 | 2.8 | 2.8 | -9.1 | -11.5 | 2.2 | -6.7 | 7.8 | -2.2 | -3.3 | -6.5 | 5.4 | -6.6 | -5.2 | -9 | 2.2 | -2.9 | 1.7 | -3.3 | 2.2 | 0 | -0.5 | -3.2 | 10 | 9.4 | 10.6 | 8.6 | 14 | 12 | 2.8 | 0 | 10 | 7.2 | 6.7 | 0.6 | 6.1 | -3.3 | 9 | 4 | 12.8 | 5.7 | 9.4 | 6.7 | 6.3 | 5.3 | 16.1 | 15.6 | 20 | 14.4 | 3.3 | -4.4 | 21.1 | 21.1 | 21.1 | -4.4 | 11.7 | 1.3 | 11.1 | 7.2 | 13.5 | 2.4 | 0.6 | -1.7 | 5.4 | 1.1 | -0.6 | -1.7 | 2.2 | -1.7 | 5.6 | 2.2 | 0.6 | -0.7 | 7.2 | -5 | 1.1 | -10.6 | 3.9 | -8.3
-1 | -6 | -3.3 | -9.4 | 16.1 | 13.9 | 5 | -1.7 | -8.1 | -12.3 | 15.6 | 10 | 9 | 7 | 4.8 | 2 | 10 | 6.7 | 6.1 | 3.9 | 8.3 | 5.6 | 3.9 | 3.9 | 1.9 | -7.1 | -0.2 | -10.1 | 18 | 17 | 12.1 | 10.2 | 11.7 | 7.2 | 7.2 | 6.7 | 18.3 | 13.9 | 8.9 | 6.7 | 23.9 | 21.4 | 0.6 | -6.7 | 5.2 | -2.5 | 0.6 | -4.4 | 7.2 | 5.6 | 5 | 1.1 | 11.7 | 4.9 | 21.1 | 20 | 17.2 | 14.4 | -5.6 | -17.2 | -12 | -15 | -8 | -10.4 | -0.6 | -4.4 | 2.2 | 0.6 | -5.6 | -7.8 | -1.1 | -2.2 | -5 | -10 | -6.1 | -12.2 | -3.3 | -6.7 | -2.8 | -6.1 | -0.6 | -5 | 18.9 | 18.3 | -1.5 | -8.1 | -0.2 | -7.5 | 8.5 | 7.3 | 12.8 | 11.7 | 3.3 | 2.8 | -8.9 | -11.7 | 1.1 | -6.7 | 6.7 | -2.2 | -3.9 | -6.9 | 4.6 | -6.7 | -6.5 | -9.9 | 1.7 | -3 | 1.7 | -3.3 | 2.8 | 0.6 | 0 | -2.8 | 8.3 | 7.8 | 10.6 | 8.3 | 13 | 10 | 2.2 | 0 | 9.4 | 7.8 | 6.7 | 0.6 | 5.6 | -3.3 | 7 | 3 | 11.7 | 5.1 | 8.3 | 6.1 | 6.1 | 5 | 16.1 | 15.6 | 18.9 | 14.4 | 2.8 | -4.4 | 20.6 | 20.6 | 20.6 | -4.4 | 10.6 | 1.7 | 11.7 | 7.8 | 12.2 | 2.8 | 1.1 | -1.7 | 5.2 | 1.3 | -0.6 | -1.7 | 2.2 | -2.2 | 5.6 | 2.2 | 0.6 | -1.1 | 6.1 | -5 | -0.7 | -8.6 | 4.4 | -9.4
-2 | -6 | -3.9 | -10 | 16.1 | 13.9 | 5 | -1.7 | -8 | -12 | 15.6 | 10 | 9 | 7 | 3.9 | 1.7 | 10 | 6.1 | 6.7 | 4.4 | 8.9 | 6.1 | 5.6 | 4.9 | 2 | -7 | -0.9 | -10.5 | 18 | 16 | 11.7 | 10 | 12.2 | 7.2 | 6.7 | 6.1 | 18.3 | 13.9 | 8.3 | 6.1 | 23.9 | 21.4 | 0.6 | -7.8 | 4.8 | -2.2 | 0.6 | -3.7 | 7.2 | 5.6 | 5.6 | 0.6 | 11.7 | 5 | 18.9 | 16.7 | 17.4 | 14.9 | -5.6 | -16.7 | -13 | -15 | -8.4 | -10.8 | -1.1 | -4.4 | 1.7 | 0 | -5.6 | -7.8 | -1.1 | -2.8 | -5.9 | -10.1 | -6.7 | -13.3 | -3.9 | -7.2 | -3.3 | -6.7 | -0.6 | -5 | 16.7 | 16.4 | -1.8 | -8.4 | -0.4 | -7.7 | 8.3 | 7.2 | 12.8 | 11.1 | 3.3 | 3.3 | -9.6 | -12.1 | 0.6 | -6.7 | 6.7 | -2.8 | -4.4 | -7.8 | 3.9 | -7.2 | -7.8 | -11.1 | 1.1 | -3.3 | 1.7 | -3.9 | 2.8 | 1.1 | 0.6 | -2.8 | 7.2 | 6.7 | 10.6 | 8.4 | 12 | 11 | 2.8 | 0.6 | 8.9 | 7.8 | 6.7 | 0.6 | 5 | -3.3 | 5 | 2 | 10.6 | 4.4 | 7.2 | 5.6 | 6.1 | 4.9 | 16.1 | 15.6 | 17.2 | 14.1 | 0.6 | -3.3 | 20 | 20 | 20 | -5 | 10.8 | 3.1 | 9.4 | 7.2 | 10.5 | 1.3 | 1.1 | -1.7 | 5 | 1.7 | -0.6 | -1.7 | 1.1 | -1.1 | 5 | 1.7 | 0.6 | -1 | 5.6 | -5 | -2.6 | -8.7 | 4.4 | -11.1
-2 | -7 | -3.9 | -10.6 | 16.1 | 13.9 | 4.4 | -1.7 | -7.8 | -12.2 | 15.6 | 10 | 8 | 7 | 4.3 | 2 | 10 | 6.1 | 6.1 | 5.6 | 8.3 | 5 | 7.2 | 5.3 | 2.2 | -7.8 | -1.7 | -11.7 | 17 | 16 | 10.8 | 9.4 | 11.7 | 7.2 | 6.1 | 5.6 | 18.3 | 13.9 | 7.8 | 5.6 | 23.9 | 21.1 | 0.6 | -8.3 | 4.4 | -2.2 | 0.6 | -3.6 | 6.7 | 5.6 | 5.6 | 1.1 | 12.1 | 5.5 | 16.7 | 15.6 | 17.6 | 15.3 | -6.1 | -17.8 | -13 | -15 | -8.9 | -11.7 | 0 | -4.4 | 2.2 | 0.6 | -6.1 | -7.2 | -0.6 | -1.7 | -6.9 | -10.9 | -7.2 | -13.9 | -4.4 | -7.8 | -3.9 | -7.2 | -1.1 | -5 | 14.4 | 14.3 | -2.2 | -9.4 | -0.6 | -8.9 | 9.1 | 7.9 | 13.3 | 11.7 | 2.8 | 2.8 | -10.4 | -13.2 | 0 | -6.7 | 6.1 | -3.3 | -3.5 | -6.9 | 5 | -6.3 | -6.7 | -10.1 | 1.7 | -3 | 1.1 | -4.4 | 2.8 | 1.1 | 0.6 | -2.3 | 6.7 | 6.1 | 10.6 | 8.4 | 11 | 9 | 2.2 | 0 | 8.9 | 7.2 | 6.7 | 0.6 | 3.9 | -3.3 | 7 | 3 | 10.2 | 4.6 | 7.2 | 5.6 | 6.1 | 4.6 | 15.6 | 15.6 | 15.6 | 13.5 | 1.1 | -3.3 | 20.6 | 20.6 | 20 | -5.6 | 10.9 | 4.4 | 8.3 | 6.7 | 8.9 | 0.1 | 1.7 | -1.7 | 4.6 | 2.3 | -0.6 | -1.1 | 0.6 | -0.6 | 4.4 | 1.7 | 0.6 | -1.3 | 5.6 | -5.6 | -4.4 | -9.4 | 2.2 | -6.7
-2 | -5 | -5 | -11.1 | 16.1 | 13.9 | 4.4 | -1.7 | -5.6 | -10.9 | 15 | 10 | 9 | 7 | 4.6 | 2 | 10 | 6.1 | 5.6 | 5.6 | 8.3 | 5 | 7.2 | 5.6 | 2.8 | -6.3 | -0.4 | -10 | 17 | 15 | 9.8 | 8.6 | 10.6 | 7.2 | 5.6 | 5.6 | 18.9 | 14.4 | 8.3 | 4.4 | 23.9 | 21 | -0.6 | -8.9 | 4 | -2.1 | 0.6 | -3.9 | 6.7 | 5 | 5 | 0.6 | 12.4 | 5.8 | 16.1 | 13.3 | 17.8 | 15.6 | -6.1 | -19.4 | -12 | -15 | -9.4 | -12.2 | 0 | -3.3 | 2.2 | 0.6 | -7.2 | -8.3 | -0.6 | -1.7 | -7.8 | -12.2 | -7.2 | -13.3 | -5 | -8.9 | -4.4 | -7.2 | -1.1 | -6.1 | 12.2 | 12.2 | -1.8 | -8.4 | 0 | -7.5 | 9.8 | 8.4 | 13.3 | 12.2 | 2.8 | 2.8 | -11.1 | -14.4 | -1.1 | -6.7 | 8.3 | -3.9 | -2.6 | -6.5 | 6.1 | -6.3 | -5.5 | -9.3 | 2.2 | -2.9 | 0 | -2.8 | 3.3 | 2.2 | 0.6 | -2.2 | 5.6 | 4.4 | 10.6 | 8.3 | 11 | 7 | 2.2 | 0 | 8.3 | 7.2 | 6.7 | 0.6 | 3.9 | -3.3 | 6 | 3 | 9.8 | 4.4 | 6.1 | 5 | 6.1 | 4.4 | 15 | 15 | 13.9 | 12.8 | 0 | -3.9 | 20.6 | 20 | 20 | -6.1 | 11.1 | 5.6 | 7.2 | 6.7 | 7.2 | -1.7 | 0 | -2.8 | 4.3 | 2.8 | -0.6 | -1.1 | 0 | -1.1 | 4.4 | 1.7 | 0.6 | -1.7 | 5.6 | -7.8 | -3.5 | -8.5 | 2.8 | -9.4
-1 | -5 | -5 | -11.1 | 16.1 | 14.4 | 4.4 | -1.7 | -3.3 | -10.2 | 15 | 10 | 12 | 6 | 5 | 2.2 | 10.6 | 6.1 | 5.6 | -0.6 | 9.4 | 5.6 | 7.2 | 6.7 | 3.3 | -6.1 | 0.9 | -9.4 | 14 | 7 | 8.9 | 7.8 | 10.6 | 6.1 | 7.8 | 7.8 | 18.9 | 14.4 | 7.2 | 3.9 | 23.9 | 20.8 | -1.1 | -8.9 | 3.7 | -2.2 | 2.3 | -3 | 6.7 | 5.6 | 4.4 | 0.6 | 12.8 | 6.1 | 15 | 12.2 | 18.7 | 16.3 | -5.6 | -17.2 | -12 | -15 | -9.4 | -12.2 | 1.1 | -3.3 | 1.7 | 0 | -8.3 | -9.4 | 0 | -1.1 | -6.9 | -10.8 | -7.2 | -13.9 | -5 | -7.8 | -4.4 | -7.2 | -1.1 | -7.2 | 10.9 | 10.9 | -1.5 | -8.1 | 0.5 | -7.1 | 10.6 | 8.9 | 14.4 | 12.8 | 2.8 | 2.8 | -10.5 | -13.5 | -1.1 | -6.7 | 9.4 | -3.3 | -1.7 | -6.7 | 7.2 | -7.2 | -4.4 | -9.4 | 2.8 | -3.3 | 0 | -2.8 | 3.9 | 2.8 | 0.6 | -2.2 | 4.4 | 3.3 | 11.3 | 9.4 | 9 | 5 | 1.7 | 0 | 8.9 | 7.8 | 6.7 | 1.1 | 3.3 | -3.3 | 6 | 3 | 9.4 | 4.4 | 5.6 | 4.4 | 5.9 | 4.2 | 14.4 | 14.4 | 11.5 | 10.3 | -1.7 | -4.4 | 20.6 | 20 | 18.3 | -5.6 | 10.9 | 3.7 | 7.8 | 6.7 | 9.2 | -0.6 | -1.1 | -3.3 | 3.9 | 3.3 | -0.6 | -1.1 | 0 | -1.1 | 4.4 | 1.7 | 0.6 | -1.7 | 4.4 | -9.4 | -2.6 | -8.4 | 0.6 | -8.9
0 | -3 | -5.6 | -11.7 | 16.7 | 14.4 | 4.4 | -1.7 | -1.1 | -11.1 | 15.6 | 10 | 11 | 7 | 8.7 | 3.7 | 10.6 | 7.2 | 7.8 | -1.1 | 10 | 6.1 | 8.3 | 7.2 | 3.9 | -6.7 | 2.2 | -10 | 14 | 7 | 13 | 9.7 | 12.2 | 7.8 | 10 | 10 | 19.4 | 15 | 10 | 2.8 | 23.9 | 20.6 | -0.6 | -10 | 3.3 | -2.8 | 3.9 | -2.6 | 7.8 | 5.6 | 7.2 | 1.7 | 14.6 | 7.2 | 15.6 | 13.3 | 19.7 | 17.1 | -3.9 | -17.8 | -12 | -14 | -7.2 | -10 | 2.8 | -2.8 | 4.4 | 1.1 | -7.2 | -8.3 | 0 | -1.1 | -5.9 | -9.8 | -6.7 | -15.6 | -4.4 | -8.3 | -3.9 | -7.8 | -0.6 | -5 | 9.6 | 9.6 | -1.1 | -8.9 | 1.1 | -7.8 | 11.9 | 9.5 | 14.4 | 13.3 | 2.8 | 2.8 | -10 | -13.2 | 0 | -6.7 | 11.1 | -2.8 | 2.6 | -5.1 | 10.2 | -6.7 | -1.1 | -7.1 | 3.7 | -2.9 | 0 | -2.8 | 5 | 3.3 | 2.8 | -1.4 | 6.7 | 5 | 12.1 | 10.7 | 8 | 5 | 2.8 | 0.6 | 9.4 | 7.8 | 6.7 | 1.1 | 6.1 | -1.7 | 8 | 5 | 13.7 | 6.1 | 10.6 | 7.8 | 5.8 | 4.1 | 15 | 14.4 | 9.1 | 7.6 | 1.1 | -3.3 | 21.7 | 17.8 | 18.9 | -4.4 | 10.8 | 1.6 | 12.2 | 9.4 | 11.3 | 0.1 | 4.4 | -1.1 | 3.9 | 3.5 | 0 | -1.1 | 0.6 | -0.6 | 5.6 | 1.7 | 0.6 | -2.2 | 4.4 | -10 | -1.7 | -8.9 | 0.6 | -8.9
2 | -2 | -4.4 | -10.6 | 17.2 | 15 | 4.4 | -2.2 | 2.2 | -9.5 | 17.2 | 10 | 9 | 8 | 12.4 | 4.6 | 12.2 | 6.7 | 10 | 0.6 | 11.7 | 7.2 | 8.9 | 8.3 | 5.7 | -5.2 | 4.4 | -9 | 15 | 6 | 17 | 11.1 | 14.4 | 8.3 | 13.9 | 12.2 | 21.1 | 15.6 | 12.8 | 1.7 | 24.8 | 20.9 | 0 | -9.4 | 5 | -2.1 | 5.6 | -2.8 | 7.8 | 0 | 11.7 | 3.3 | 16.5 | 8.5 | 16.1 | 13.9 | 20.6 | 17.8 | -2.8 | -17.2 | -9 | -11 | -4.4 | -8.3 | 3.9 | -3.3 | 5.6 | 1.1 | -6.1 | -8.9 | 0.6 | -1.1 | -5 | -9.4 | -5.6 | -16.1 | -3.3 | -7.8 | -2.8 | -7.2 | -0.6 | -6.1 | 8.3 | 8.3 | 0 | -7.3 | 3.3 | -6.1 | 13.1 | 9.8 | 16.1 | 14.4 | 2.8 | 2.8 | -9.4 | -13.3 | 1.1 | -6.7 | 12.2 | -2.2 | 6.8 | -5.8 | 13.1 | -7.8 | 2.3 | -6.3 | 4.7 | -2.7 | 0 | -2.2 | 5.6 | 3.9 | 5 | -0.7 | 8.3 | 6.7 | 12.8 | 11.7 | 8 | 4 | 2.8 | 0.6 | 9.4 | 7.2 | 7.2 | 1.7 | 7.8 | -2.8 | 5 | 4 | 17.9 | 7.1 | 15.6 | 8.9 | 5.6 | 3.9 | 16.7 | 15.6 | 6.7 | 5 | 5.6 | -5 | 24.4 | 10.6 | 20.6 | -4.4 | 10.6 | -1.1 | 16.1 | 10.6 | 13.3 | 0.6 | 7.2 | 0.6 | 3.9 | 3.8 | 0.6 | -1.1 | 2.2 | 0 | 7.8 | 2.2 | 0.6 | -2.8 | 5 | -8.9 | 0.3 | -7.7 | 3.3 | -7.2
2 | -2 | -3.9 | -10.6 | 18.3 | 15 | 5.6 | -2.2 | 5.6 | -10.2 | 18.9 | 10 | 11 | 8 | 16.1 | 5 | 12.2 | 7.8 | 11.1 | -0.6 | 12.2 | 6.7 | 9.4 | 7.8 | 7.6 | -4.8 | 6.7 | -9 | 15 | 7 | 21.1 | 11.7 | 17.2 | 8.3 | 18.9 | 11.7 | 23.3 | 16.7 | 15 | 0.6 | 25.8 | 21 | 1.1 | -9.4 | 6.6 | -1.8 | 6.5 | -1.7 | 7.8 | 0.6 | 14.4 | 3.9 | 18.3 | 9.4 | 15 | 12.8 | 21.9 | 17.3 | -1.7 | -15.6 | -7 | -10 | -2.2 | -7.2 | 3.3 | -3.3 | 8.3 | 1.7 | -4.4 | -7.2 | 1.1 | -1.1 | -3.3 | -8.8 | -5 | -15.6 | -2.2 | -6.7 | -0.6 | -6.1 | 0.6 | -6.1 | 8.1 | 8.1 | 1.1 | -6.8 | 5.6 | -5.6 | 14.4 | 10 | 16.1 | 15.6 | 3.3 | 2.8 | -8.7 | -12.9 | 2.2 | -6.1 | 12.2 | -0.6 | 11.1 | -9.4 | 16.1 | -11.7 | 5.6 | -6.7 | 5.6 | -3.3 | 1.1 | -2.8 | 5.6 | 4.4 | 7.2 | -0.6 | 8.9 | 7.8 | 14.5 | 12.6 | 8 | 3 | 4.4 | 1.1 | 9.4 | 7.8 | 7.8 | 2.8 | 9.4 | -2.2 | 8 | 7 | 22.2 | 7.2 | 18.9 | 8.9 | 6.1 | 3.3 | 18.9 | 16.1 | 6.5 | 5 | 8.3 | -5 | 25.6 | 13.9 | 21.7 | -5 | 12.1 | -0.1 | 17.8 | 10.6 | 15.2 | 0.2 | 9.4 | 0.6 | 3.9 | 3.9 | 1.1 | -1.7 | 3.3 | 0.6 | 10.6 | 2.2 | 0.8 | -2.3 | 5.6 | -8.9 | 2.4 | -7.9 | 3.9 | -6.7
2 | -3 | -2.8 | -11.1 | 19.4 | 14.4 | 6.1 | -1.7 | 8.9 | -13.3 | 19.4 | 9.4 | 10 | 8 | 17.6 | 4.9 | 10.6 | 8.3 | 12.8 | 0.6 | 13.9 | 6.1 | 8.3 | 6.7 | 9.4 | -5.6 | 8.9 | -11.1 | 15 | 7 | 22.2 | 11.6 | 18.9 | 7.2 | 21.7 | 9.4 | 24.4 | 16.7 | 17.2 | 1.1 | 26.7 | 21.1 | 2.2 | -9.4 | 8.3 | -2.2 | 7.4 | -0.7 | 7.2 | 0 | 16.7 | 2.2 | 18.7 | 10 | 14.4 | 11.7 | 23.1 | 16.7 | -0.6 | -15.6 | -5 | -7 | -1.1 | -7.2 | 3.3 | -2.2 | 10 | 2.2 | -3.9 | -10 | 1.7 | -0.6 | -1.7 | -9.3 | -3.9 | -16.1 | -1.1 | -6.1 | -0.6 | -5.6 | 2.2 | -6.1 | 8 | 8 | 2.2 | -7.2 | 7.8 | -6.1 | 15.3 | 10.5 | 13.9 | 11.7 | 3.9 | 3.9 | -7.9 | -12.9 | 3.9 | -6.1 | 15.6 | -1.1 | 12.6 | -8.7 | 17.6 | -10.8 | 8.7 | -5.2 | 6 | -2.7 | 2.2 | -3.3 | 5.6 | 5 | 8.7 | -0.1 | 8.9 | 5.6 | 16.1 | 13.2 | 9 | 3 | 6.1 | 1.7 | 10 | 6.7 | 8.3 | 3.3 | 12.2 | -1.7 | 8 | 8 | 23.1 | 6.8 | 22.2 | 8.9 | 6.7 | 2.6 | 21.1 | 16.7 | 6.3 | 5.1 | 10.6 | -4.4 | 26.7 | 14.4 | 23.9 | -4.4 | 13.5 | 0.5 | 19.4 | 10 | 17 | -0.2 | 11.1 | 0.6 | 6.1 | 5.7 | 2.8 | -2.2 | 6.1 | 1.1 | 14.4 | 1.1 | 0.9 | -2.2 | 6.7 | -8.9 | 4.4 | -9.4 | 5.6 | -6.7
4 | -3 | -2.2 | -10.6 | 19.4 | 13.9 | 7.2 | -1.7 | 9.6 | -11.5 | 21.1 | 9.4 | 12 | 9 | 19.1 | 4.9 | 10 | 9.4 | 14.4 | 0.6 | 13.9 | 6.1 | 12.2 | 7.8 | 10.7 | -5.1 | 10.9 | -9.4 | 16 | 6 | 23.3 | 11.1 | 21.1 | 6.7 | 23.3 | 8.3 | 26.1 | 15.6 | 18.9 | -1.7 | 26.9 | 21.2 | 2.8 | -10 | 9.2 | -2.4 | 8.3 | 0 | 7.2 | -0.6 | 18.9 | 1.7 | 19 | 10.6 | 12.2 | 11.1 | 24.4 | 15.6 | 1.1 | -11.1 | -4 | -7 | -1.1 | -6.1 | 2.8 | -2.2 | 11.7 | 2.8 | -3.3 | -7.8 | 1.7 | -0.6 | 0 | -11.1 | -3.3 | -16.1 | 1.1 | -4.4 | 1.1 | -4.4 | 2.8 | -7.2 | 7.8 | 7.8 | 2 | -5.4 | 8.5 | -5.4 | 16.3 | 11.3 | 12.2 | 10.6 | 5 | 4.4 | -7.2 | -13.9 | 5 | -6.1 | 17.2 | -3.9 | 14.1 | -9.4 | 19.1 | -10.7 | 11.9 | -4.5 | 6.3 | -3 | 2.8 | -2.8 | 5.6 | 5.6 | 10.2 | 0.5 | 9.4 | 6.1 | 17.8 | 13.9 | 8 | 3 | 7.2 | 1.7 | 10.6 | 4.4 | 7.8 | 5 | 15 | -1.1 | 6 | 6 | 24.1 | 6.4 | 25 | 7.2 | 7.2 | 1.7 | 21.7 | 15 | 6.1 | 5 | 12.2 | -5 | 28.3 | 5 | 24.4 | -3.9 | 15 | 1.1 | 21.1 | 8.9 | 18.9 | -1.7 | 13.3 | -1.1 | 8.4 | 7.4 | 0.6 | -1.1 | 5 | -0.6 | 15.6 | 1.1 | 1.1 | -2.2 | 7.8 | -8.3 | 5.7 | -8.3 | 6.7 | -8.3
4 | -3 | -1.7 | -10 | 20.6 | 15 | 8.3 | -1.1 | 10.4 | -11.5 | 21.7 | 8.3 | 12 | 9 | 20.6 | 3.9 | 12.2 | 0 | 15.6 | 1.7 | 13.9 | 6.7 | 9.4 | 5 | 12 | -6.1 | 13 | -9.6 | 17 | 5 | 24.4 | 10.6 | 22.2 | 7.2 | 24.4 | 7.8 | 26.7 | 15.6 | 20 | -3.3 | 27 | 21.1 | 3.9 | -10 | 10.2 | -2.8 | 8.1 | 0.1 | 6.7 | 0 | 20.6 | 1.1 | 19.4 | 11.1 | 11.7 | 8.3 | 23.1 | 15.7 | 0.6 | -11.1 | -3 | -6 | 0 | -5 | 2.8 | -1.1 | 12.8 | 3.3 | -3.3 | -9.4 | 1.7 | -0.6 | 0 | -9.4 | -2.8 | -15 | 2.2 | -4.4 | 2.2 | -4.4 | 3.9 | -7.2 | 7.8 | 7.7 | 1.9 | -4.7 | 9.3 | -5.4 | 17.2 | 11.7 | 11.7 | 9.4 | 6.1 | 5 | -7 | -13.5 | 6.7 | -7.2 | 18.3 | -6.7 | 15.6 | -11.7 | 20.6 | -13.3 | 15 | -5.6 | 6.7 | -3.3 | 4.4 | -1.7 | 10 | 7.2 | 11.7 | 0.6 | 9.4 | 3.9 | 18.5 | 14 | 5 | 0 | 7.8 | 0.6 | 11.1 | 4.4 | 8.9 | 6.1 | 16.1 | -2.2 | 6 | 6 | 25 | 5.6 | 26.7 | 7.2 | 7.9 | 1.9 | 21.7 | 15.6 | 5.7 | 4.5 | 14.4 | -6.1 | 28.3 | 4.4 | 21.1 | -3.9 | 15.9 | 1.2 | 22.2 | 8.3 | 19.8 | -1.7 | 13.9 | -0.6 | 10.6 | 8.9 | 1.7 | -4.4 | 7.2 | -1.7 | 16.7 | 0.6 | 1.3 | -2.2 | 8.3 | -7.8 | 7 | -8.7 | 5.6 | -9.4
4 | -2 | -0.6 | -10 | 22.2 | 14.4 | 9.4 | -0.6 | 11.1 | -12.8 | 21.7 | 8.3 | 11 | 8 | 21 | 3.7 | 12.2 | -0.6 | 16.1 | -1.1 | 14.4 | 6.1 | 10.6 | 5 | 13.3 | -7.8 | 15 | -10.6 | 17 | 6 | 24.4 | 10.7 | 22.8 | 8.9 | 25 | 6.1 | 26.7 | 15 | 21.1 | -5.6 | 27.2 | 21.1 | 4.4 | -10 | 11.1 | -4.4 | 8 | 0 | 4.4 | -1.7 | 22.2 | 0.6 | 17.9 | 10.8 | 11.1 | 7.2 | 21.9 | 15.8 | 2.2 | -12.8 | -2 | -5 | 1.7 | -6.1 | 3.3 | 0 | 13.9 | 3.3 | -2.8 | -6.7 | 1.7 | -0.6 | 0 | -8.9 | -2.2 | -15 | 2.8 | -5 | 3.3 | -3.9 | 4.4 | -6.7 | 7.8 | 7.4 | 1.7 | -4.4 | 10 | -6.7 | 17 | 12 | 12.2 | 8.3 | 7.2 | 5 | -6.9 | -14 | 7.8 | -7.2 | 19.4 | -8.3 | 15.6 | -8.3 | 21 | -11.7 | 15.6 | -5.9 | 6.9 | -2.7 | 4.4 | -1.7 | 5.6 | 3.9 | 11.9 | 0.3 | 8.3 | 1.7 | 19.3 | 13.9 | 4 | 0 | 8.3 | 0.6 | 11.7 | 3.3 | 9.4 | 6.7 | 17.8 | -2.8 | 5 | 4 | 24.4 | 7.6 | 27.2 | 5.6 | 8.7 | 2.1 | 22.2 | 15 | 5.4 | 3.9 | 15.6 | -5.6 | 27.2 | 3.9 | 21.1 | -5 | 16.9 | 0.9 | 23.3 | 8.3 | 20.8 | -1.5 | 15 | -2.2 | 10.2 | 6.7 | 1.1 | -6.1 | 7.8 | -1.7 | 17.2 | 0.6 | 1.5 | -2.3 | 10 | -6.7 | 8.3 | -10 | 6.1 | -8.9
4 | -3 | 0 | -9.4 | 22.8 | 13.9 | 10.6 | 0 | 11.3 | -11.5 | 22.2 | 7.2 | 13 | 9 | 21.3 | 3.5 | 12.2 | 0 | 16.7 | -1.1 | 15 | 6.1 | 7.8 | 5 | 13.7 | -6.8 | 15.2 | -9.3 | 17 | 6 | 24.4 | 10.7 | 22.8 | 9.4 | 25.6 | 5.6 | 26.1 | 15.6 | 22.2 | -7.8 | 26.8 | 21.1 | 4.4 | -10.6 | 11.1 | -3.7 | 7.8 | 0 | 4.4 | -1.7 | 23.3 | -0.6 | 16.5 | 10.6 | 8.9 | 6.1 | 20.6 | 15.6 | 2.8 | -8.9 | -2 | -5 | 2.2 | -5 | 3.3 | 1.1 | 14.4 | 3.9 | -1.7 | -7.2 | 1.7 | -1.1 | 0 | -9.4 | -1.7 | -14.4 | 3.3 | -6.1 | 3.9 | -3.9 | 5 | -6.7 | 7.8 | 7.2 | 0.8 | -3.6 | 10 | -5.3 | 16.9 | 12.1 | 11.1 | 7.8 | 8.3 | 5 | -6.7 | -15.6 | 8.9 | -7.2 | 20 | -13.3 | 15.6 | -7 | 21.3 | -11.5 | 16.1 | -6.7 | 7 | -2.6 | 5 | -1.7 | 5.6 | 3.3 | 12 | -0.2 | 7.8 | 0.6 | 20 | 13.9 | 2 | -1 | 8.9 | 0.6 | 12.2 | 2.8 | 9.4 | 6.1 | 17.8 | -2.2 | 5 | 4 | 23.9 | 8.8 | 27.8 | 4.4 | 9.4 | 2.2 | 21.7 | 15.6 | 5 | 3.3 | 16.7 | -5 | 26.7 | 5 | 23.3 | -3.9 | 17.8 | 0.6 | 24.4 | 8.3 | 21.7 | -2.2 | 15.6 | -2.2 | 9.8 | 4 | 0.6 | -5.6 | 8.3 | -0.6 | 17.8 | 1.7 | 1.7 | -2.8 | 10.6 | -6.1 | 8.5 | -8.8 | 6.1 | -16.1
3 | -2 | 0.6 | -8.3 | 22.8 | 13.9 | 10.6 | 0 | 11.5 | -12.7 | 22.8 | 7.2 | 16 | 9 | 21.7 | 2.8 | 9.4 | -0.6 | 16.7 | -2.8 | 15 | 5.6 | 9.4 | 6.1 | 14 | -7.1 | 15.4 | -9.2 | 16 | 6 | 24.4 | 10.6 | 22.8 | 10.6 | 26.1 | 7.2 | 26.1 | 15.6 | 22.2 | -3.9 | 26.5 | 21.1 | 4.4 | -11.1 | 11.1 | -3.7 | 6.5 | -0.8 | 4.4 | -2.2 | 23.9 | -0.6 | 15 | 10 | 8.3 | 7.2 | 20.8 | 15.8 | 2.8 | -8.9 | -1 | -5 | 1.7 | -2.8 | 2.8 | 1.1 | 12.2 | 2.2 | -0.6 | -7.2 | 1.7 | -1.7 | -0.6 | -8.7 | -2.2 | -13.9 | 3.9 | -5.6 | 4.4 | -3.9 | 4.4 | -7.2 | 7.2 | 6.8 | -0.2 | -3.5 | 10 | -5.3 | 16.7 | 12.2 | 10.6 | 8.3 | 10 | 5.6 | -6.9 | -13.6 | 8.9 | -7.2 | 19.4 | -12.2 | 15.6 | -6.1 | 21.7 | -12.2 | 16.7 | -9.4 | 7.2 | -2.8 | 4.4 | -2.2 | 5 | 2.8 | 12.2 | -0.6 | 5 | -1.1 | 19.1 | 14 | 1 | -3 | 8.9 | 0.6 | 12.8 | 2.8 | 8.9 | 6.7 | 18.3 | -2.2 | 4 | 3 | 23.3 | 10 | 28.3 | 4.4 | 9.2 | 1.8 | 21.7 | 15 | 4.6 | 2.8 | 17.2 | -4.4 | 25 | 7.8 | 23.9 | -2.8 | 17.1 | -0.5 | 24.4 | 9.4 | 21.5 | -2.1 | 15 | -2.8 | 9.4 | 1.1 | -0.6 | -7.8 | 7.8 | -3.3 | 17.2 | 0 | 1.5 | -2.6 | 11.1 | -5 | 8.7 | -8.2 | 6.1 | -18.3
2 | -2 | 0.6 | -8.3 | 22.8 | 13.3 | 10 | -0.6 | 11.7 | -15 | 22.8 | 7.2 | 14 | 7 | 19.8 | 4.7 | 11.7 | 0 | 16.1 | -4.4 | 13.3 | 5.6 | 10 | 5 | 14.4 | -7.8 | 15.6 | -10 | 15 | 5 | 23.1 | 12.2 | 22.2 | 11.7 | 26.1 | 7.2 | 25.6 | 15.6 | 22.2 | -3.9 | 26.1 | 21.1 | 4.4 | -11.7 | 11.1 | -4.4 | 5.2 | -1.5 | 4.4 | -2.2 | 24.4 | -0.6 | 14.3 | 10.9 | 7.8 | 6.7 | 20.9 | 15.9 | 2.2 | -8.3 | -1 | -5 | 1.1 | -1.7 | 2.2 | 0.6 | 10.6 | 5 | -1.1 | -10 | 1.7 | -1.7 | -1.1 | -8.8 | -2.2 | -15 | 3.9 | -7.2 | 3.9 | -4.4 | 4.4 | -7.8 | 6.7 | 6.6 | -1.1 | -3.9 | 10 | -5.6 | 16.1 | 12.5 | 11.1 | 7.8 | 10.6 | 5.6 | -7 | -12.8 | 8.3 | -7.8 | 18.3 | -13.3 | 12.6 | -5.2 | 20.6 | -9.7 | 14.1 | -5.5 | 6.5 | -2.6 | 4.4 | -2.8 | 4.4 | 2.2 | 11.5 | 0 | 3.3 | -2.2 | 18.1 | 14 | -1 | -3 | 8.9 | 0.6 | 12.2 | 2.8 | 8.9 | 6.7 | 18.9 | -2.2 | 4 | 3 | 21.6 | 9.2 | 27.8 | 3.9 | 9.1 | 1.7 | 21.7 | 15.6 | 4.3 | 2.3 | 16.7 | -3.9 | 23.3 | 11.7 | 23.3 | -4.4 | 16.3 | -2.4 | 24.4 | 9.4 | 21.3 | -2.9 | 14.4 | -1.1 | 7.9 | -0.1 | -1.1 | -7.8 | 7.8 | -3.9 | 15 | 1.1 | 1.3 | -2.8 | 11.7 | -5 | 8.9 | -9.4 | 4.4 | -12.2
1 | -1 | 0.6 | -6.7 | 21.7 | 13.3 | 8.9 | -0.6 | 9.3 | -13.6 | 22.2 | 7.2 | 10 | 7 | 18 | 6.2 | 11.1 | 0 | 14.4 | -3.9 | 12.8 | 5.6 | 8.9 | 5.6 | 11.5 | -4.1 | 12.6 | -8.7 | 13 | 5 | 21.9 | 13.3 | 21.1 | 12.2 | 25 | 7.2 | 23.9 | 15.6 | 21.1 | -5 | 25.5 | 21.2 | 3.3 | -11.1 | 10.2 | -3.7 | 3.9 | -2.8 | 5 | -2.2 | 23.3 | -1.1 | 13.5 | 11.6 | 7.8 | 6.7 | 21.1 | 16.1 | 0.6 | -6.7 | -1 | -5 | 0.6 | -6.1 | 1.7 | 0.6 | 10.6 | 2.2 | -3.3 | -10 | 1.1 | -1.7 | -1.7 | -10 | -2.8 | -15 | 2.8 | -6.1 | 2.8 | -4.4 | 3.9 | -7.8 | 6.1 | 6.1 | -3.5 | -6.3 | 8.7 | -4.3 | 15.6 | 12.8 | 10 | 6.1 | 11.1 | 3.3 | -7.2 | -12.8 | 7.2 | -8.9 | 17.8 | -13.9 | 9.7 | -5.1 | 19.4 | -7.8 | 11.5 | -4.5 | 5.7 | -2.8 | 4.4 | -3.3 | 3.9 | 2.2 | 10.7 | 0.1 | 3.3 | -1.7 | 17.2 | 13.9 | -2 | -6 | 7.8 | 0.6 | 10.6 | 4.4 | 9.4 | 6.7 | 17.8 | -2.8 | 4 | 3 | 20 | 8.7 | 26.1 | 5.6 | 8.9 | 1.1 | 21.1 | 15.6 | 3.9 | 1.7 | 16.1 | -2.2 | 21.7 | 12.8 | 22.8 | -5.6 | 15.6 | -4.4 | 23.9 | 8.3 | 21.1 | -3.3 | 13.3 | 0 | 6.5 | -1.2 | -1.7 | -9.4 | 7.2 | -3.9 | 13.3 | 0 | 1.1 | -3.3 | 12.2 | -5 | 5 | -5.5 | 2.2 | -14.4
1 | -3 | -0.6 | -6.7 | 17.2 | 13.3 | 7.8 | -0.6 | 6.8 | -14.8 | 21.7 | 7.2 | 9 | 7 | 16.1 | 6.7 | 10.6 | 0 | 13.9 | -4.4 | 11.7 | 6.1 | 7.2 | 4.4 | 8.5 | -3.2 | 9.7 | -8.8 | 12 | 4 | 20.6 | 13.9 | 20.6 | 11.7 | 20 | 8.9 | 21.1 | 15.6 | 18.9 | -3.9 | 25 | 21.1 | 2.2 | -11.1 | 9.2 | -3.6 | 3.3 | -2 | 5 | -2.2 | 19.4 | 0 | 12.8 | 12.2 | 7.8 | 6.7 | 19.3 | 15.2 | 0 | -7.2 | -2 | -5 | -1.1 | -5.6 | 1.1 | 0 | 10 | 2.2 | -3.9 | -10 | 0.6 | -2.2 | -3.2 | -10.3 | -5 | -14.4 | 0.6 | -6.7 | 0.6 | -5 | 2.8 | -6.7 | 5.7 | 5.7 | -5.9 | -8.9 | 7.4 | -3.6 | 15 | 12.8 | 9.4 | 6.1 | 10 | 4.4 | -8.3 | -13.3 | 4.4 | -8.3 | 14.4 | -10.6 | 6.7 | -6.7 | 18.3 | -8.3 | 8.9 | -4.4 | 5 | -3.3 | 3.9 | -3.9 | 3.3 | 1.7 | 10 | 0.6 | 3.3 | -1.7 | 17 | 13.9 | -4 | -7 | 6.7 | 0.6 | 10 | 2.2 | 9.4 | 5.6 | 16.1 | -3.9 | 4 | 3 | 18.3 | 7.8 | 22.8 | 6.7 | 7.2 | 1.3 | 20.6 | 16.1 | 3.5 | 1.5 | 12.2 | -1.1 | 20.6 | 14.4 | 21.7 | -6.1 | 14.1 | -3.6 | 21.1 | 10 | 19.3 | -2.1 | 7.8 | 0 | 5 | -2.8 | -2.8 | -11.7 | 5.6 | -1.1 | 12.2 | 1.7 | 0.4 | -3.4 | 11.7 | -5.6 | 1.1 | -4.9 | -0.6 | -11.7
0 | -5 | -1.7 | -6.1 | 15.6 | 12.8 | 6.7 | -0.6 | 4.4 | -17.2 | 21.1 | 7.2 | 8 | 6 | 14.6 | 7.7 | 10 | 0 | 11.1 | -1.7 | 11.7 | 6.7 | 6.1 | 4.4 | 5.6 | -3.3 | 6.7 | -10.6 | 11 | 4 | 19.8 | 14.4 | 19.4 | 11.7 | 15.6 | 8.9 | 20 | 16.1 | 17.2 | -3.3 | 24.4 | 21.1 | 0.6 | -11.1 | 8.3 | -4.4 | 2.8 | -1.7 | 5 | -1.7 | 16.7 | -0.6 | 12.8 | 12.2 | 7.2 | 5.6 | 17.4 | 13.9 | 0 | -7.2 | -2 | -5 | -1.1 | -6.1 | 1.7 | 0.6 | 9.4 | 2.8 | -5 | -7.2 | 0 | -2.8 | -4.6 | -11.2 | -6.1 | -13.9 | -0.6 | -7.2 | 0.6 | -4.4 | 2.8 | -6.7 | 5.4 | 5.4 | -8.3 | -12.2 | 6.1 | -3.9 | 14.6 | 12.7 | 10 | 6.7 | 8.9 | 5.6 | -9.5 | -14.8 | 2.8 | -8.3 | 11.1 | -9.4 | 5.8 | -6 | 16.3 | -6.5 | 8.2 | -3.5 | 3.1 | -3.1 | 3.9 | -3.9 | 3.3 | 1.7 | 10.2 | 2.8 | 3.3 | -1.7 | 16.9 | 14 | -5 | -7 | 5 | 0.6 | 8.9 | 2.8 | 9.4 | 5.6 | 15.6 | -3.9 | 2 | 0 | 16.6 | 8.8 | 20.6 | 6.7 | 5.6 | 0.9 | 20 | 15.6 | 3.2 | 1.4 | 10 | 0 | 20.6 | 15 | 20.6 | -6.1 | 12.6 | -3.6 | 18.3 | 10 | 17.4 | -2 | 5.6 | -1.1 | 4.3 | -2.9 | -2.8 | -15 | 5.6 | -1.1 | 10.6 | 2.2 | -0.4 | -4 | 11.1 | -6.1 | -2.8 | -6.1 | -1.1 | -15
-1 | -5 | -1.1 | -6.1 | 15 | 12.8 | 5.6 | 0 | 2.2 | -14.1 | 18.9 | 7.2 | 9 | 6 | 13.2 | 8.1 | 10 | 0.6 | 9.4 | 1.1 | 11.7 | 5 | 6.1 | 5 | 3.9 | -2.6 | 6.7 | -9.4 | 10 | 3 | 19.1 | 14.8 | 18.3 | 12.8 | 12.8 | 8.3 | 18.3 | 16.1 | 15 | -1.1 | 24.4 | 21.1 | -1.1 | -11.1 | 6.3 | -3 | 2.2 | -1.7 | 5 | -1.1 | 15 | -1.1 | 12.8 | 12.2 | 7.2 | 5.6 | 15.6 | 12.8 | 0.6 | -8.9 | -2 | -5 | -1.7 | -6.1 | 2.2 | 0.6 | 9.4 | 2.8 | -5.6 | -7.8 | 0 | -2.8 | -6.1 | -13.3 | -5 | -13.9 | 0 | -8.3 | 0.6 | -5 | 2.2 | -6.7 | 5 | 5 | -9.4 | -12.8 | 5 | -2.3 | 14.3 | 12.5 | 9.4 | 6.7 | 8.3 | 2.2 | -10.6 | -16.7 | 2.2 | -7.8 | 11.7 | -8.9 | 4.8 | -6 | 14.2 | -6.4 | 7.4 | -3.6 | 1.3 | -3.5 | 3.3 | -3.9 | 2.2 | 0.6 | 10.4 | 5 | 2.8 | -2.2 | 16.7 | 13.9 | -6 | -8 | 4.4 | 0.6 | 8.9 | 2.8 | 7.2 | 3.9 | 13.3 | -3.9 | 0 | -3 | 15 | 9.6 | 18.9 | 7.2 | 3.9 | 0.6 | 16.1 | 15 | 2.8 | 1.1 | 8.3 | 0.6 | 20 | 15.6 | 18.9 | -5.6 | 11.1 | -4.4 | 17.2 | 11.7 | 15.6 | -2.2 | 6.7 | 0 | 3.5 | -3.3 | -3.3 | -15.6 | 4.4 | -1.1 | 11.7 | 0.6 | -1.1 | -5 | 11.1 | -6.7 | -3.5 | -6 | -1.7 | -14.4
-2 | -5 | -2.2 | -6.7 | 13.9 | 12.2 | 5 | -0.6 | 0 | -13.9 | 17.8 | 8.3 | 9 | 5 | 11.7 | 8.3 | 10 | 0 | 7.2 | 5 | 11.7 | 5.6 | 5.6 | 3.8 | 2.3 | -2.3 | 6.7 | -9 | 9 | 3 | 18.3 | 15 | 18.3 | 11.7 | 13.9 | 9.4 | 18.3 | 16.1 | 13.9 | -0.6 | 24.4 | 21.1 | -1.1 | -10.6 | 4.2 | -2.9 | 1.7 | -1.7 | 5 | -1.1 | 13.9 | -1.7 | 12.8 | 12.2 | 6.7 | 5 | 15.6 | 13.1 | 0 | -8.9 | -2 | -5 | -2.8 | -6.7 | 1.7 | 0.6 | 9.4 | 3.9 | -5.6 | -7.8 | -0.6 | -2.8 | -7.2 | -13.1 | -6.1 | -14.4 | -0.6 | -6.7 | 0 | -5 | 1.1 | -6.1 | 4.6 | 4.6 | -10.6 | -14.1 | 3.9 | -1.5 | 13.9 | 12.2 | 9.4 | 6.1 | 6.1 | -0.6 | -11.3 | -16.3 | 2.2 | -6.7 | 10 | -9.4 | 3.9 | -7.2 | 12.2 | -7.2 | 6.7 | -3.9 | -0.6 | -4.4 | 2.8 | -3.3 | 1.7 | 0 | 10.6 | 6.7 | 3.3 | -1.7 | 16.5 | 14 | -6 | -10 | 3.3 | 0 | 8.3 | 3.3 | 6.1 | 3.3 | 12.8 | -3.9 | -3 | -6 | 13.3 | 10 | 18.9 | 7.8 | 2.8 | -0.1 | 15 | 14.4 | 2.6 | 1.1 | 6.7 | 1.1 | 19.4 | 16.1 | 18.9 | -5.6 | 9.3 | -3.2 | 15.6 | 11.7 | 14.8 | -0.4 | 5 | 0.6 | 2.8 | -4.4 | -3.9 | -13.3 | 3.3 | 0 | 15 | -2.2 | -1.7 | -4.9 | 10.6 | -7.8 | -4.3 | -6.2 | -2.8 | -12.8
-3 | -7 | -3.3 | -7.2 | 14.4 | 12.2 | 3.3 | -2.8 | -2.2 | -15.6 | 16.7 | 8.3 | 8 | 4 | 10.8 | 7.1 | 8.9 | 0 | 6.7 | 5.6 | 11.7 | 6.1 | 5 | 3.3 | 0.6 | -2.8 | 6.7 | -10 | 8 | 3 | 17.2 | 14.5 | 17.8 | 11.7 | 11.7 | 8.9 | 17.8 | 16.1 | 13.3 | -0.6 | 24.4 | 21.1 | -2.2 | -10.6 | 2.2 | -3.3 | 1.1 | -2.2 | 4.4 | -1.1 | 12.2 | -1.1 | 11.9 | 11.2 | 6.7 | 5 | 15.6 | 13.3 | 0 | -8.9 | -2 | -6 | -3.3 | -7.2 | 0.6 | -0.6 | 7.8 | 5.6 | -7.2 | -9.4 | -1.1 | -3.3 | -8.3 | -13.6 | -7.2 | -13.3 | -1.1 | -7.2 | -0.6 | -5 | 1.1 | -5.6 | 4.3 | 4.3 | -11.7 | -15.6 | 2.8 | -1.1 | 13 | 11.8 | 8.9 | 4.4 | 5 | -1.1 | -12.1 | -16.8 | 1.7 | -6.1 | 8.9 | -8.9 | 2.4 | -5.5 | 12.8 | -6.9 | 5.6 | -3.1 | -1.1 | -4.2 | 2.8 | -3.9 | 1.7 | 0 | 10.4 | 5.8 | 3.9 | -0.6 | 16.3 | 14 | -6 | -10 | 1.7 | -1.1 | 8.9 | 3.3 | 6.1 | 3.9 | 10.6 | -2.2 | -7 | -10 | 13.9 | 11.1 | 18.3 | 6.7 | 1.7 | -0.8 | 15 | 14.4 | 2.4 | 1.1 | 6.7 | 2.2 | 19.4 | 16.1 | 19.4 | -5.6 | 7.4 | -3.3 | 15 | 11.7 | 14.1 | 0.3 | 5 | 0.6 | 2.6 | -4.3 | -4.4 | -13.3 | 2.2 | -0.6 | 13.3 | -1.1 | -2.2 | -5.3 | 8.9 | -4.4 | -5 | -6.7 | -3.3 | -11.7
-3 | -6 | -2.2 | -8.3 | 14.4 | 12.2 | 2.2 | -2.8 | -1.8 | -14.5 | 15.6 | 8.3 | 7 | 2 | 9.8 | 5.8 | 8.3 | 0 | 4.4 | 3.9 | 11.7 | 6.1 | 4.4 | 2.3 | -0.3 | -2.8 | 6.9 | -8.4 | 8 | 2 | 16.1 | 14 | 16.7 | 11.7 | 10 | 8.3 | 16.7 | 15.6 | 11.7 | 0 | 24.2 | 20.9 | -2.8 | -10.6 | 1.5 | -3.1 | 0.6 | -2.8 | 4.4 | -1.7 | 12.2 | -1.1 | 10.9 | 10 | 6.7 | 5 | 15.6 | 13.3 | 0 | -8.9 | -2 | -6 | -3.6 | -6.7 | 0.6 | -0.6 | 7.2 | 6.1 | -7.8 | -11.1 | -2.2 | -3.9 | -9.4 | -15 | -6.1 | -12.2 | -1.1 | -7.2 | -0.6 | -4.4 | 0.6 | -5.6 | 3.9 | 3.9 | -12.1 | -15.5 | 1.7 | -1.4 | 12 | 11.1 | 7.8 | 3.9 | 4.4 | -1.1 | -12.8 | -17.8 | 1.1 | -6.1 | 8.9 | -8.3 | 0.9 | -5.1 | 13.3 | -7.6 | 4.4 | -3 | -1.7 | -4.5 | 2.2 | -4.4 | 1.7 | 0 | 10.2 | 5 | 3.3 | -0.6 | 16.1 | 13.9 | -7 | -11 | 1.1 | -1.7 | 8.3 | 3.3 | 7.2 | 2.8 | 9.4 | -1.7 | -8 | -12 | 14.4 | 12.3 | 17.2 | 6.1 | 0.6 | -1.7 | 13.9 | 13.9 | 2.2 | 1.1 | 6.1 | 2.8 | 19.4 | 16.1 | 18.9 | -6.1 | 5.6 | -3.9 | 14.4 | 11.7 | 13.3 | 1.1 | 5 | 0 | 2.4 | -4.4 | -7.2 | -13.9 | 1.7 | -1.1 | 12.2 | -1.1 | -2.8 | -6.1 | 6.1 | -0.6 | -5.6 | -7.3 | -3.3 | -11.7
-2 | -5 | -2.8 | -9.4 | 13.3 | 11.7 | 1.7 | -3.3 | -1.5 | -15.6 | 15.6 | 8.9 | 7 | 3 | 8.9 | 4.4 | 7.8 | 0 | 6.1 | 5 | 11.1 | 6.1 | 3.3 | 1.6 | -1.3 | -3.2 | 7 | -8.3 | 7 | 2 | 15 | 13.3 | 15.6 | 11.7 | 10 | 8.3 | 16.7 | 15.6 | 11.7 | -0.6 | 24.1 | 20.8 | -3.3 | -11.1 | 0.7 | -3.7 | 0.4 | -2.8 | 4.4 | -1.1 | 12.2 | 0 | 10 | 8.9 | 6.1 | 5 | 14.3 | 12.4 | -0.6 | -7.8 | -1 | -5 | -3.9 | -6.8 | 1.1 | 0 | 7.2 | 6.7 | -10 | -13.3 | -3.3 | -4.4 | -10.2 | -14.8 | -6.1 | -12.2 | -1.1 | -7.8 | -1.1 | -4.4 | -0.6 | -5.6 | 3.5 | 3.5 | -12.4 | -15.8 | 0.5 | -1.9 | 11.1 | 10.6 | 7.8 | 3.9 | 3.9 | -0.6 | -14.3 | -18.1 | 1.1 | -5.6 | 3.9 | -7.8 | -0.6 | -5.6 | 13.9 | -9.4 | 3.3 | -3.3 | -2.2 | -5 | 2.2 | -4.4 | 1.7 | 0.6 | 10 | 3.9 | 3.9 | -0.6 | 15.7 | 13.9 | -8 | -10 | 0 | -2.2 | 7.8 | 4.4 | 7.2 | -1.7 | 7.8 | -1.1 | -10 | -13 | 15 | 13.3 | 17.2 | 6.1 | 0 | -1.8 | 13.9 | 13.3 | 1.8 | 0.6 | 9.4 | 3.9 | 20 | 17.2 | 18.9 | -6.1 | 5 | -3.3 | 15 | 11.7 | 12.4 | 2.6 | 4.4 | -1.1 | 2.2 | -5.6 | -6.1 | -14.4 | 2.2 | -1.1 | 11.1 | -1.1 | -3.5 | -5.7 | 5 | 1.1 | -6.1 | -8.2 | -4.4 | -13.9
-2 | -6 | -3.3 | -9.4 | 13.9 | 12.2 | 1.7 | -3.9 | -1.1 | -18.3 | 15.6 | 8.9 | 7 | 2 | 8.5 | 3.8 | 8.3 | 0 | 7.8 | 0 | 11.1 | 5.6 | 1.7 | 1.1 | -2.2 | -3.9 | 7.2 | -8.9 | 7 | 2 | 14.1 | 12.7 | 15.6 | 12.2 | 9.4 | 8.3 | 15.6 | 15.6 | 10 | 0 | 23.9 | 20.6 | -3.3 | -11.1 | 0 | -4.4 | 0.2 | -3.1 | 3.9 | -1.1 | 12.2 | 0.6 | 8.9 | 7.2 | 6.1 | 4.4 | 13 | 11.3 | -1.7 | -7.8 | 0 | -1 | -4.2 | -6.8 | 1.7 | 0.6 | 7.8 | 6.7 | -10 | -12.8 | -3.9 | -4.4 | -10.9 | -15.1 | -7.2 | -12.2 | -1.7 | -7.8 | -1.7 | -4.4 | 0 | -5 | 3.2 | 3.2 | -12.8 | -16.7 | -0.6 | -2.8 | 11.1 | 10.5 | 7.2 | 2.2 | 3.3 | -1.1 | -15.7 | -19 | 0.6 | -6.1 | 3.9 | -7.8 | -0.8 | -5.4 | 12.2 | -6.9 | 2.9 | -2.9 | -2.4 | -4.9 | 2.2 | -4.4 | 1.7 | 0 | 10.7 | 4.2 | 3.9 | -0.6 | 15.4 | 14 | -9 | -13 | 0 | -2.2 | 8.3 | 3.3 | 6.7 | -3.3 | 7.2 | -1.7 | -10 | -14 | 15.2 | 13.6 | 16.7 | 6.1 | -0.5 | -2 | 14.4 | 13.9 | 1.5 | 0.3 | 8.9 | 2.8 | 20.6 | 17.2 | 17.2 | -5.6 | 4.5 | -3.3 | 14.4 | 11.7 | 11.5 | 3.8 | 3.3 | -1.1 | 1.5 | -5.2 | -8.3 | -12.2 | 1.7 | -1.1 | 10 | -0.6 | -4.3 | -5.9 | 4.4 | 1.7 | -6.7 | -9.4 | -4.4 | -12.2
-3 | -7 | -5 | -11.1 | 14.4 | 12.8 | 0.6 | -3.3 | -1.5 | -17.2 | 15 | 8.9 | 6 | 2 | 8.2 | 3.1 | 7.8 | 0 | 4.4 | 1.7 | 10 | 5.6 | 0.6 | 0.6 | -2.6 | -3.7 | 6.7 | -7.5 | 6 | 1 | 13.1 | 11.9 | 14.4 | 11.7 | 8.3 | 7.2 | 15.6 | 15 | 8.3 | 1.1 | 23.9 | 20.8 | -3.3 | -11.1 | -0.2 | -4.1 | 0 | -3.9 | 3.3 | -1.1 | 11.1 | 0.6 | 7.8 | 5.3 | 5.6 | 5 | 11.7 | 10 | -1.1 | -10 | 0 | -1 | -4.4 | -6.7 | 1.1 | 0 | 6.1 | 5 | -9.4 | -11.7 | -3.3 | -4.4 | -11.7 | -16.1 | -6.7 | -12.2 | -2.2 | -7.8 | -2.2 | -4.4 | -1.7 | -5 | 2.8 | 2.8 | -13.3 | -16.7 | -1.3 | -3 | 11.1 | 10.5 | 6.7 | 1.7 | 3.3 | -0.6 | -17.2 | -20.6 | 0 | -6.1 | 4.4 | -7.2 | -0.9 | -5.6 | 10.6 | -6.3 | 2.6 | -2.9 | -2.6 | -5.1 | 2.2 | -4.4 | 1.7 | 0 | 11.5 | 4.7 | 3.3 | -1.1 | 15 | 13.9 | -10 | -13 | -1.1 | -3.3 | 7.2 | 4.4 | 6.1 | -5.6 | 5 | -1.7 | -11 | -16 | 15.4 | 13.8 | 16.1 | 6.7 | -1.1 | -2.8 | 14.4 | 13.9 | 1.1 | 0 | 8.9 | 4.4 | 20.6 | 18.3 | 14.4 | -5.6 | 3.9 | -3.9 | 13.9 | 11.7 | 10.6 | 4.4 | 3.3 | -1.7 | 0.7 | -5.9 | -10.6 | -12.8 | 1.1 | -1.7 | 8.9 | 0.6 | -5 | -6.1 | 4.4 | 1.7 | -6.9 | -9.2 | -5 | -11.7
-5 | -9 | -5.6 | -12.2 | 13.3 | 11.7 | 0.6 | -3.3 | -1.8 | -17.4 | 14.4 | 8.9 | 5 | 2 | 7.8 | 2.2 | 6.7 | -0.6 | 4.4 | 2.2 | 10.6 | 6.1 | 0 | -0.4 | -2.9 | -3.8 | 6.1 | -7.6 | 6 | 1 | 12.2 | 11.1 | 13.9 | 11.7 | 7.8 | 7.2 | 13.9 | 13.9 | 9.4 | -0.6 | 23.9 | 21 | -4.4 | -10.6 | -0.4 | -4.3 | -0.6 | -3.7 | 3.3 | -1.1 | 11.1 | 0 | 6.7 | 3.3 | 5.6 | 4.4 | 12.2 | 10.6 | -1.7 | -9.4 | 0 | -1 | -4.7 | -6.9 | 1.1 | 0 | 6.1 | 4.4 | -10.6 | -12.8 | -2.2 | -4.4 | -12.6 | -16.2 | -8.3 | -12.2 | -2.8 | -7.2 | -2.2 | -4.4 | -1.1 | -5.6 | 2.2 | 2.2 | -13.9 | -17.3 | -2.1 | -3.3 | 11.1 | 10.6 | 6.1 | 2.2 | 2.8 | -0.6 | -17.8 | -20.4 | 1.1 | -6.1 | 2.2 | -6.7 | -1.1 | -6.7 | 8.9 | -6.7 | 2.2 | -3.3 | -2.8 | -5.6 | 2.2 | -3.9 | 1.7 | 0 | 12.2 | 5 | 3.3 | -1.1 | 14.6 | 13.5 | -10 | -13 | -1.7 | -3.9 | 7.2 | 5 | 5 | -5.6 | 5.6 | -1.7 | -12 | -17 | 15.6 | 13.9 | 16.1 | 7.2 | -0.9 | -2.3 | 13.9 | 13.3 | 1.1 | 0 | 9.4 | 6.7 | 21.1 | 19.4 | 13.9 | -4.4 | 3.7 | -2.9 | 13.3 | 11.7 | 9.1 | 3.5 | 2.2 | -1.7 | 0 | -7.2 | -11.7 | -13.3 | 1.7 | -1.7 | 7.2 | 1.7 | -5.6 | -6.2 | 5 | 0.6 | -7 | -9.1 | -5.6 | -11.1
-6 | -10 | -6.1 | -12.8 | 15.6 | 12.8 | -0.6 | -3.3 | -2.2 | -20 | 13.3 | 8.9 | 5 | 1 | 8.3 | 2.3 | 7.2 | 0 | 4.4 | 1.1 | 11.1 | 6.7 | 0.6 | -0.6 | -3.3 | -3.9 | 5.6 | -8.3 | 6 | 1 | 12.6 | 11.4 | 13.9 | 11.7 | 7.2 | 6.7 | 14.4 | 14.4 | 8.3 | 0 | 23.9 | 21.1 | -3.9 | -11.1 | -0.6 | -5 | -1.1 | -3.9 | 2.8 | -1.1 | 10.6 | 0 | 6.3 | 3.1 | 5.6 | 3.9 | 12.8 | 11.2 | -2.2 | -8.3 | 0 | 0 | -5 | -7.2 | 1.1 | 0 | 6.1 | 5 | -10.6 | -12.8 | -2.2 | -4.4 | -13.5 | -16.8 | -7.2 | -11.1 | -3.3 | -7.2 | -0.6 | -5 | -1.1 | -5.6 | 1.7 | 1.7 | -14.4 | -18.3 | -2.8 | -3.9 | 10.7 | 8.8 | 6.1 | 1.7 | 2.8 | -1.1 | -18.3 | -20.5 | -0.6 | -6.7 | 2.2 | -6.1 | -0.2 | -5.7 | 9.6 | -5.9 | 1.8 | -2.9 | -2.2 | -4.7 | 2.2 | -3.3 | 1.1 | -0.6 | 12.6 | 5.3 | 3.3 | -0.6 | 14.3 | 13.2 | -10 | -13 | -1.1 | -3.3 | 7.2 | 3.9 | 3.9 | -5.6 | 4.4 | -1.7 | -14 | -19 | 15.2 | 13.4 | 15.6 | 7.8 | -0.8 | -2.2 | 13.3 | 13.3 | 1.1 | 0 | 10.6 | 8.3 | 20.6 | 19.4 | 13.3 | -4.4 | 3.5 | -2.7 | 11.1 | 10 | 7.6 | 2.7 | 2.2 | -2.2 | 0.2 | -6.5 | -12.8 | -14.4 | -0.6 | -2.2 | 6.7 | 1.7 | -6.1 | -6.4 | 5 | 1.1 | -7.2 | -9.4 | -5.6 | -11.7
-8 | -13 | -6.7 | -13.3 | 14.4 | 12.2 | -0.6 | -3.3 | 0 | -17.2 | 12.8 | 8.9 | 3 | 1 | 8.9 | 2.7 | 7.8 | 0 | 3.9 | 0 | 11.7 | 6.1 | 1.1 | -1.1 | -2.9 | -3.4 | 6 | -7 | 6 | 1 | 12.9 | 11.5 | 13.3 | 12.2 | 8.9 | 7.8 | 13.3 | 13.3 | 7.2 | 0 | 24.3 | 21.4 | -4.4 | -11.1 | -0.2 | -4 | -1.7 | -4.4 | 2.8 | -1.1 | 10.6 | 0 | 6 | 2.6 | 5.6 | 3.9 | 13.3 | 11.7 | -2.8 | -8.9 | 0 | -1 | -5 | -7.8 | 1.1 | -0.6 | 5.6 | 4.4 | -12.2 | -13.9 | -3.3 | -4.4 | -14.4 | -17.8 | -7.2 | -11.1 | -3.3 | -7.2 | -0.6 | -5 | -1.1 | -5 | 1.1 | 1.1 | -14.2 | -17.4 | -1.7 | -3.1 | 10.4 | 6.9 | 5.6 | 1.7 | 2.2 | -0.6 | -18.9 | -21.1 | 0.6 | -6.1 | 2.2 | -5.6 | 0.8 | -5.4 | 10.4 | -5.7 | 1.5 | -3 | -1.7 | -4.2 | 2.2 | -3.3 | 1.1 | -0.6 | 12.9 | 5.8 | 3.3 | -0.6 | 13.9 | 12.8 | -10 | -15 | 0 | -2.2 | 6.1 | 4.4 | 3.9 | -5.6 | 4.4 | -1.7 | -15 | -20 | 14.8 | 12.9 | 15.6 | 8.3 | -0.6 | -2.2 | 12.8 | 12.8 | 1.1 | 0 | 9.4 | 8.3 | 20.6 | 19.4 | 12.8 | -3.9 | 3.3 | -2.8 | 11.1 | 10.6 | 6.1 | 1.7 | 3.3 | -1.7 | 0.4 | -6.5 | -13.3 | -15.6 | 0.6 | -2.8 | 5.6 | 1.7 | -6.7 | -6.7 | 5 | 1.1 | -7 | -8.9 | -5.6 | -11.1
-7 | -12 | -6.7 | -13.3 | 15.6 | 12.8 | 0 | -2.8 | 2.2 | -17.1 | 12.8 | 8.9 | 3 | 1 | 9.4 | 2.8 | 8.9 | -1.1 | 4.4 | 0.6 | 11.7 | 6.1 | 2.2 | 0 | -2.6 | -3.1 | 6.3 | -6.8 | 7 | 1 | 13.3 | 11.7 | 13.3 | 10.6 | 8.3 | 7.8 | 13.3 | 13.3 | 7.2 | 0 | 24.6 | 21.5 | -3.9 | -10.6 | 0.2 | -3.4 | -0.6 | -3.9 | 2.8 | -1.1 | 11.7 | 0 | 5.6 | 2.2 | 5.6 | 3.9 | 15.3 | 13 | -2.2 | -7.8 | -1 | -3 | -5 | -7.8 | 1.7 | -0.6 | 6.1 | 5 | -14.4 | -16.1 | -2.8 | -4.4 | -13.7 | -17.2 | -6.1 | -10.6 | -2.8 | -6.7 | 0 | -5 | -0.6 | -3.9 | 0.9 | 0.9 | -14.1 | -17.2 | -0.5 | -2.4 | 10 | 5 | 6.1 | 2.2 | 2.2 | -0.6 | -16.9 | -19.4 | 0.6 | -5.6 | 5.6 | -5 | 1.7 | -6.1 | 11.1 | -6.7 | 1.1 | -3.3 | -1.1 | -3.9 | 2.8 | -3.3 | 1.1 | -1.1 | 13.3 | 6.1 | 2.8 | -1.1 | 13.9 | 12.8 | -10 | -15 | 1.1 | -1.1 | 7.2 | 5 | 4.4 | -4.4 | 3.3 | -1.7 | -15 | -20 | 14.4 | 12.2 | 15.6 | 8.3 | 0 | -2 | 14.4 | 14.4 | 0.9 | -0.3 | 10 | 8.3 | 20.6 | 20 | 12.8 | -3.9 | 5.5 | -1.9 | 11.1 | 10 | 8.5 | 3.4 | 3.3 | -1.7 | 0.6 | -7.8 | -12.8 | -15 | 0.6 | -2.8 | 5.6 | 1.7 | -4.1 | -4.9 | 5 | 0.6 | -6.9 | -8.5 | -5 | -12.2
-4 | -8 | -6.7 | -11.7 | 17.2 | 13.9 | 2.8 | -2.2 | 4.4 | -18.9 | 15 | 8.9 | 3 | 1 | 11.8 | 4.1 | 11.1 | 0 | 7.2 | 1.7 | 12.2 | 6.1 | 6.1 | 3.9 | -2.2 | -2.8 | 6.7 | -7.2 | 8 | 2 | 15.9 | 12.9 | 15.6 | 11.1 | 13.3 | 11.1 | 16.1 | 13.9 | 11.7 | -2.2 | 25 | 21.7 | -1.7 | -10 | 0.6 | -3.3 | 0.6 | -3.4 | 2.8 | -2.2 | 12.8 | 0.6 | 5.8 | 1.5 | 5.6 | 3.9 | 17.4 | 14.3 | 0 | -6.7 | -3 | -6 | -4.4 | -7.8 | 2.2 | -0.6 | 6.7 | 5.6 | -12.2 | -13.9 | -2.2 | -3.9 | -12.9 | -17.1 | -2.2 | -7.2 | -0.6 | -5 | 1.1 | -3.9 | 1.1 | -4.4 | 0.8 | 0.8 | -13.9 | -17.2 | 0.6 | -2.2 | 10.6 | 4.5 | 6.1 | 1.7 | 6.1 | -0.6 | -14.8 | -18 | 1.7 | -5 | 8.9 | -5 | 5.4 | -4.9 | 12.6 | -6.1 | 3.5 | -2.3 | 0.2 | -3 | 3.3 | -3.3 | 1.7 | -1.1 | 14.4 | 7.7 | 2.2 | -1.1 | 13.9 | 12.8 | -9 | -15 | 1.7 | -1.1 | 7.8 | 4.4 | 6.1 | -3.9 | 7.2 | 1.7 | -15 | -21 | 16.1 | 12.7 | 15.6 | 10 | 0.5 | -2.2 | 15.6 | 14.4 | 0.8 | -0.6 | 10.6 | 8.9 | 21.1 | 20.6 | 13.3 | -3.3 | 7.8 | -1.5 | 15 | 12.8 | 10.9 | 5 | 6.1 | -0.6 | 1.9 | -6.6 | -8.9 | -13.9 | 2.2 | -2.8 | 5.6 | 2.2 | -1.5 | -3.4 | 5.6 | 1.7 | -6.7 | -8.3 | -2.8 | -11.7
-3 | -6 | -5 | -13.9 | 18.3 | 15 | 5 | -1.7 | 6.6 | -15.6 | 16.7 | 8.9 | 6 | 2 | 14.3 | 5.1 | 12.2 | 0 | 10.6 | 2.2 | 13.9 | 5.6 | 10 | 4.4 | -1.7 | -2.7 | 8.5 | -6.1 | 9 | 2 | 18.5 | 13.8 | 18.3 | 10.6 | 18.9 | 5.6 | 18.3 | 17.2 | 12.2 | -1.1 | 25.7 | 21.8 | 1.1 | -9.4 | 3.2 | -2.4 | 1.7 | -3.9 | 2.8 | -2.2 | 15.6 | 1.1 | 5.9 | 0.8 | 5.6 | 4.4 | 19.4 | 15.6 | 3.3 | -3.9 | -4 | -6 | -4.4 | -7.2 | 2.2 | -0.6 | 8.9 | 7.8 | -9.4 | -15 | -1.7 | -3.9 | -12.2 | -17.8 | 1.1 | -5 | 1.7 | -4.4 | 2.8 | -2.8 | 2.2 | -6.7 | 0.6 | 0.6 | -12.6 | -16.8 | 2.1 | -2.3 | 11.1 | 3.6 | 6.1 | 2.2 | 7.8 | 1.7 | -12.8 | -17.2 | 3.9 | -5 | 11.1 | -6.1 | 9.1 | -6 | 14.1 | -6 | 5.9 | -1.9 | 1.5 | -2.3 | 3.9 | -3.9 | 2.8 | -0.6 | 15.6 | 9.1 | 2.8 | -0.6 | 13.9 | 12.8 | -9 | -13 | 3.3 | 0 | 8.3 | 5 | 6.7 | -3.9 | 11.1 | 2.2 | -15 | -20 | 17.7 | 12.8 | 17.2 | 11.7 | 1.1 | -2.8 | 16.1 | 15 | 0.6 | -1.1 | 11.7 | 9.4 | 22.8 | 21.1 | 17.8 | -3.9 | 10 | -1.7 | 17.2 | 13.9 | 13.3 | 6.7 | 10.6 | 0.6 | 3.1 | -6.8 | -5.6 | -13.3 | 3.3 | -2.2 | 9.4 | 2.2 | 1.1 | -2.2 | 6.1 | 1.7 | -6.3 | -7.9 | 0 | -10.6
-2 | -6 | -4.4 | -12.2 | 20 | 14.4 | 6.7 | -0.6 | 8.9 | -15.4 | 18.9 | 8.9 | 9 | 1 | 16.7 | 6.1 | 13.9 | 0 | 12.8 | 3.3 | 15 | 7.2 | 12.2 | 3.3 | -1.1 | -2.5 | 10.4 | -6.1 | 11 | 3 | 21.1 | 14.4 | 21.1 | 12.8 | 21.7 | 1.1 | 21.7 | 17.2 | 15 | -3.9 | 26.5 | 21.7 | 3.9 | -8.9 | 5.7 | -2.1 | 2.4 | -3.1 | 2.8 | -2.2 | 18.9 | 1.1 | 6.1 | 0 | 6.1 | 4.4 | 20.5 | 15.5 | 3.3 | -5 | -4 | -7 | -3.3 | -6.7 | 3.3 | 0 | 11.1 | 10 | -7.2 | -12.8 | -0.6 | -3.9 | -10.9 | -16.3 | 2.8 | -5.6 | 3.3 | -3.9 | 5 | -2.2 | 3.9 | -6.7 | 0.6 | 0.4 | -11.3 | -17 | 3.5 | -3.1 | 11.7 | 2.8 | 6.7 | 2.8 | 8.9 | 0 | -11.1 | -15.8 | 6.7 | -3.3 | 13.3 | -6.1 | 12.8 | -10 | 15.6 | -7.2 | 8.3 | -2.2 | 2.8 | -2.2 | 3.9 | -3.9 | 2.8 | -0.6 | 16.7 | 10.6 | 2.2 | -1.1 | 15 | 12.2 | -8 | -13 | 6.1 | 1.7 | 10.6 | 4.4 | 7.8 | -3.3 | 15.6 | 2.2 | -14 | -27 | 19.4 | 12.8 | 17.8 | 12.8 | 2.2 | -2.2 | 17.2 | 15.6 | 0.4 | -0.8 | 15 | 8.9 | 24.4 | 21.1 | 21.1 | -6.7 | 11.5 | -1.7 | 19.4 | 12.8 | 15.9 | 7.9 | 12.8 | -0.6 | 4.4 | -7.8 | -2.8 | -15.6 | 4.4 | -2.2 | 11.1 | 2.2 | 1.3 | -1.9 | 6.7 | 2.2 | -6 | -7.7 | 1.7 | -10
0 | -6 | -3.3 | -12.2 | 21.7 | 14.4 | 8.9 | 0 | 11.1 | -16.7 | 20.6 | 7.8 | 8 | 3 | 18 | 6.6 | 15 | 0 | 14.4 | 3.3 | 14.4 | 7.8 | 13.3 | 4.4 | -0.6 | -2.8 | 12.2 | -6.7 | 12 | 3 | 22.8 | 14.9 | 22.2 | 13.3 | 23.9 | 0.6 | 23.3 | 16.1 | 16.7 | -5.6 | 27.2 | 21.7 | 6.7 | -7.2 | 8.3 | -2.8 | 3.2 | -3 | 2.8 | -1.1 | 21.1 | 0.6 | 5.7 | 0 | 6.1 | 5 | 21.7 | 15.3 | 5.6 | -7.2 | -3 | -6 | -2.2 | -7.2 | 3.9 | -0.6 | 12.2 | 11.1 | -6.1 | -11.1 | 0 | -4.4 | -9.6 | -15.4 | 5 | -3.9 | 4.4 | -4.4 | 6.7 | -1.1 | 5 | -6.7 | 0.6 | 0.2 | -10 | -18.3 | 5 | -5 | 13.2 | 1.8 | 6.7 | 3.3 | 10 | 1.7 | -9.5 | -15.3 | 10 | -1.1 | 15.6 | -6.1 | 13.5 | -8.6 | 18.2 | -5.8 | 10.2 | -1.9 | 3.5 | -1.1 | 4.4 | -3.9 | 4.4 | 0.6 | 17.2 | 10.1 | 2.2 | -1.1 | 16.1 | 11.3 | -6 | -12 | 8.9 | 2.8 | 11.7 | 4.4 | 9.4 | -2.2 | 18.3 | 1.1 | -13 | -21 | 19.4 | 13.4 | 18.3 | 13.9 | 3.3 | -2.3 | 18.9 | 15 | 0.2 | -0.6 | 17.8 | 8.3 | 25 | 20 | 22.8 | -5 | 12.9 | -2.3 | 20.6 | 12.8 | 18.5 | 9.1 | 15 | 1.1 | 5.3 | -7 | -0.6 | -15.6 | 6.7 | -1.1 | 12.8 | 1.1 | 1.5 | -1.7 | 7.8 | 3.3 | -5.6 | -7.8 | 2.8 | -10
1 | -2 | -2.8 | -12.2 | 22.2 | 13.9 | 10 | 1.1 | 12.6 | -13.5 | 21.7 | 6.7 | 8 | 2 | 19.3 | 6.8 | 14.4 | -0.6 | 15.6 | 3.3 | 14.4 | 8.3 | 14.4 | 5.6 | 0.5 | -2.1 | 13.7 | -6.3 | 14 | 3 | 24.4 | 15.4 | 23.3 | 12.2 | 25.6 | 0.6 | 23.3 | 16.7 | 19.4 | -5 | 27.4 | 21.7 | 7.8 | -7.2 | 9.2 | -2.4 | 3.9 | -3.3 | 3.3 | -1.7 | 22.2 | 0.6 | 5.4 | 0 | 6.1 | 5 | 22.8 | 15 | 6.1 | -7.8 | -2 | -5 | -1.7 | -5.6 | 3.9 | -1.7 | 12.8 | 11.7 | -4.4 | -8.9 | 0 | -3.9 | -8.3 | -15.6 | 6.7 | -3.3 | 6.7 | -3.3 | 7.8 | -1.1 | 5.6 | -6.1 | 0.6 | 0 | -8.9 | -17.2 | 5.9 | -4.5 | 14.6 | -0.3 | 6.7 | 2.8 | 10 | 1.7 | -7.8 | -15.6 | 12.8 | -0.6 | 17.8 | -6.7 | 14.3 | -8.6 | 20.7 | -4.6 | 12 | -2.6 | 4.3 | -0.3 | 5.6 | -3.9 | 5.6 | 0.6 | 17.8 | 10 | 2.2 | -1.1 | 17.2 | 10 | -4 | -10 | 10.6 | 1.7 | 12.2 | 4.4 | 10 | -2.2 | 20.6 | 1.1 | -12 | -19 | 19.4 | 14 | 19.4 | 14.4 | 4.4 | -2.8 | 21.1 | 15 | 0 | -0.6 | 20 | 5.6 | 26.7 | 19.4 | 23.3 | -11.1 | 14.4 | -3.3 | 21.7 | 12.8 | 21.1 | 10 | 17.8 | -0.6 | 6.3 | -7.1 | -0.6 | -17.8 | 8.3 | -0.6 | 14.4 | 2.2 | 1.7 | -1.7 | 10.6 | 3.3 | -5 | -6.9 | 4.4 | -8.3
2 | -2 | -2.2 | -11.7 | 22.2 | 13.3 | 11.7 | 1.1 | 14.1 | -11.6 | 22.8 | 5.6 | 9 | 1 | 20.6 | 6.7 | 15.6 | -1.7 | 17.2 | 3.3 | 10.6 | 7.8 | 15 | 5 | 1.7 | -1.8 | 15.2 | -6.7 | 14 | 6 | 26.1 | 15.6 | 23.3 | 12.2 | 26.7 | 2.8 | 25.6 | 15.6 | 20 | -5 | 27.6 | 21.6 | 9.4 | -5 | 10.2 | -2.5 | 3.7 | -3.6 | 3.3 | -1.7 | 24.4 | -0.6 | 5 | 0 | 6.1 | 5 | 23.5 | 15.3 | 6.1 | -11.7 | -1 | -5 | -0.6 | -5 | 3.9 | -2.2 | 13.3 | 12.8 | -4.4 | -11.7 | 0.6 | -3.9 | -8.1 | -14.4 | 6.7 | -2.8 | 8.3 | -2.8 | 9.4 | -1.1 | 7.2 | -5 | 1 | 0 | -7.8 | -17.4 | 6.9 | -5.1 | 16.1 | -2.8 | 7.2 | 3.3 | 10.6 | 1.1 | -7.1 | -14.4 | 13.9 | -1.7 | 18.3 | -7.8 | 15 | -10 | 23.3 | -4.4 | 13.9 | -3.9 | 5 | 0.6 | 6.1 | -3.9 | 6.1 | 0 | 18.3 | 9.4 | 1.7 | -1.1 | 17.8 | 8.7 | -4 | -8 | 11.1 | 2.8 | 12.2 | 5.6 | 11.1 | -2.2 | 21.7 | 0.6 | -12 | -19 | 19.4 | 14.4 | 19.4 | 16.1 | 4.8 | -2.2 | 21.7 | 13.9 | -0.2 | -0.8 | 21.1 | 2.2 | 27.8 | 16.7 | 25 | -7.8 | 15.7 | -2.9 | 22.2 | 12.8 | 22.2 | 10.1 | 18.9 | -1.7 | 7.2 | -8.3 | -0.6 | -16.7 | 10 | -0.6 | 16.1 | 2.2 | 2.4 | -0.8 | 11.7 | 2.8 | -4.5 | -6.4 | 6.7 | -10
2 | -2 | -2.2 | -11.7 | 22.8 | 13.3 | 11.7 | 1.7 | 15.6 | -12.2 | 23.9 | 5.6 | 9 | 3 | 20.6 | 6.6 | 15.6 | 0 | 18.3 | 3.3 | 9.4 | 6.7 | 13.9 | 4.4 | 2.8 | -1.7 | 16.7 | -8.3 | 13 | 6 | 26.1 | 16.1 | 23.3 | 14.4 | 27.2 | 1.7 | 26.7 | 14.4 | 21.7 | -6.1 | 27.8 | 21.7 | 10.6 | -3.3 | 11.1 | -3.3 | 3.5 | -4.1 | 4.4 | -1.7 | 24.4 | -0.6 | 5.2 | 0 | 6.1 | 3.3 | 24.3 | 15.5 | 6.1 | -11.1 | -1 | -5 | 0.6 | -5.6 | 4.4 | -1.7 | 14.4 | 13.9 | -3.3 | -11.1 | 1.1 | -3.9 | -8 | -14.1 | 8.9 | -1.1 | 8.9 | -2.8 | 10 | -0.6 | 8.3 | -3.9 | 1.3 | 0 | -6.7 | -18.9 | 7.8 | -6.7 | 16.3 | -3.8 | 8.3 | 3.3 | 11.7 | 0.6 | -6.3 | -14.1 | 15 | -2.2 | 18.9 | -8.3 | 15.2 | -8.6 | 22.9 | -4.5 | 14.5 | -3.8 | 5.4 | 0.7 | 6.7 | -3.3 | 7.2 | -4.4 | 18.1 | 9.7 | 2.2 | -1.1 | 18.3 | 7.1 | -4 | -8 | 13.3 | 4.4 | 12.8 | 5 | 10.6 | -2.8 | 22.2 | 0 | -10 | -17 | 19.2 | 14.9 | 19.4 | 16.1 | 5.2 | -1.9 | 20.6 | 13.9 | -0.4 | -1.3 | 22.8 | -6.7 | 29.4 | 16.1 | 23.9 | -10 | 17 | -2.3 | 22.2 | 13.3 | 23.3 | 10.1 | 20 | -1.7 | 7.9 | -7.3 | 1.1 | -15.6 | 10.6 | -0.6 | 15 | 1.1 | 3.2 | 0.2 | 11.7 | 2.8 | -3.9 | -6.1 | 8.3 | -8.3
1 | -1 | -2.2 | -11.7 | 22.2 | 12.8 | 12.8 | 1.1 | 15.8 | -10.4 | 23.9 | 6.1 | 9 | 3 | 20.6 | 6.2 | 15.6 | 0 | 18.3 | 2.8 | 10 | 6.1 | 13.3 | 5.6 | 2.8 | -1.7 | 16.7 | -7.5 | 14 | 7 | 26.1 | 16.7 | 22.8 | 14.4 | 27.2 | 1.1 | 26.7 | 13.9 | 21.7 | -4.4 | 27.2 | 21.7 | 11.7 | -3.3 | 11.3 | -3.5 | 3.3 | -5.6 | 5.6 | -0.6 | 25 | -1.1 | 5.4 | 0.1 | 6.1 | 5 | 25 | 15.6 | 6.1 | -10.6 | -1 | -5 | 1.1 | -5 | 4.4 | -1.1 | 15 | 13.3 | -4.4 | -8.3 | 1.7 | -3.3 | -7.8 | -14.4 | 7.2 | -0.6 | 10 | -3.3 | 11.1 | -0.6 | 8.9 | -3.9 | 1.7 | 0 | -6.5 | -16.2 | 8 | -6.1 | 16.5 | -5.8 | 9.4 | 4.4 | 12.8 | 1.7 | -5.6 | -15 | 15.6 | -3.9 | 18.3 | -14.4 | 15.4 | -9.2 | 22.6 | -4 | 15 | -3.8 | 5.7 | 0.8 | 7.2 | -4.4 | 6.7 | -3.3 | 18 | 10.4 | 2.2 | -1.1 | 18.9 | 5 | -3 | -7 | 13.3 | 3.3 | 10.6 | 6.7 | 10 | -3.3 | 22.2 | 0.6 | -10 | -17 | 19.1 | 15.2 | 18.3 | 16.1 | 5.6 | -2.2 | 20 | 12.8 | -0.6 | -1.7 | 22.8 | -7.8 | 29.4 | 13.9 | 26.7 | -10.6 | 18.3 | -2.8 | 22.8 | 13.9 | 24.4 | 10 | 20.6 | -3.3 | 8.7 | -7.4 | 0.6 | -15 | 10.6 | -2.2 | 15.6 | 0.6 | 3.9 | 1.1 | 10 | 4.4 | -3.5 | -5.4 | 7.8 | -7.8
2 | -2 | -0.6 | -11.7 | 20 | 13.9 | 12.8 | 2.2 | 15.9 | -11.1 | 25 | 4.4 | 9 | 2 | 20.6 | 5.6 | 15 | 0.6 | 18.9 | 1.7 | 10 | 6.7 | 12.8 | 6.7 | 2.8 | -1.9 | 16.7 | -8.2 | 14 | 7 | 26.1 | 17.2 | 23.3 | 12.8 | 27.8 | 1.1 | 26.7 | 13.3 | 23.3 | -5.6 | 26.7 | 21.7 | 12.8 | -2.8 | 11.5 | -4.1 | 2 | -6 | 7.2 | 0.6 | 25 | -0.6 | 5.6 | 0 | 6.7 | 5 | 24.1 | 14.8 | 6.7 | -6.1 | -1 | -6 | 1.1 | -5 | 4.4 | -2.2 | 15.6 | 13.9 | -5 | -6.7 | 1.7 | -2.8 | -8.2 | -13.9 | 7.2 | -1.1 | 10 | -2.8 | 12.2 | -0.6 | 9.4 | -3.3 | 1.7 | -0.5 | -6.3 | -15 | 8.1 | -7.1 | 16.7 | -8.3 | 8.9 | 3.3 | 12.8 | 0.6 | -5.4 | -13.5 | 15.6 | -4.4 | 18.9 | -11.7 | 15.6 | -10 | 22.2 | -4.4 | 15.6 | -5 | 6.1 | 1.1 | 6.7 | -6.7 | 5.6 | -3.9 | 17.8 | 10.6 | 2.8 | -1.1 | 18.3 | 4.5 | -2 | -5 | 13.9 | 3.3 | 13.3 | 6.7 | 9.4 | -3.3 | 22.8 | 0.6 | -10 | -16 | 18.9 | 15.6 | 21.1 | 15.6 | 4.7 | -1.7 | 19.4 | 12.8 | -0.8 | -1.9 | 22.2 | -5.6 | 27.8 | 16.7 | 26.1 | -10 | 18.1 | -2.4 | 21.7 | 13.3 | 23.3 | 10.4 | 19.4 | -2.8 | 9.4 | -8.3 | 0.6 | -15.6 | 11.1 | -2.2 | 15.6 | -0.6 | 3.3 | 1 | 8.9 | 5.6 | -3.2 | -5.1 | 7.2 | -7.8
2 | -2 | -0.6 | -9.4 | 19.4 | 14.4 | 12.2 | 1.7 | 16.1 | -12.2 | 24.4 | 3.3 | 8 | 1 | 19.3 | 6.8 | 13.9 | -1.7 | 18.9 | 3.3 | 11.7 | 7.8 | 12.2 | 6.7 | 2.8 | -2.2 | 16.7 | -9.4 | 14 | 7 | 25.5 | 17.5 | 23.3 | 13.3 | 27.8 | 1.7 | 25 | 15.6 | 23.9 | -6.1 | 26.1 | 21.7 | 12.2 | -3.9 | 11.7 | -6.1 | 0.7 | -7.4 | 7.8 | -0.6 | 24.4 | 0 | 5.6 | -0.2 | 7.2 | 5 | 23.1 | 14.2 | 4.4 | -6.1 | -2 | -5 | 0.6 | -5 | 4.4 | -1.7 | 15.6 | 13.3 | -5 | -6.7 | 1.7 | -2.8 | -8.5 | -14 | 7.2 | -0.6 | 10 | -2.8 | 12.2 | -1.1 | 8.9 | -2.8 | 1.7 | -0.9 | -6.1 | -15 | 8.3 | -8.9 | 15 | -6.3 | 9.4 | 2.8 | 12.8 | 1.7 | -5.2 | -12.8 | 15 | -5 | 17.8 | -13.3 | 13.7 | -6.8 | 21.3 | -4.9 | 14.1 | -4.5 | 5.5 | 0.8 | 6.1 | -7.2 | 4.4 | -3.9 | 17.2 | 10.6 | 3.3 | -0.6 | 17.8 | 4.4 | -2 | -6 | 15 | 3.9 | 13.3 | 7.2 | 8.9 | -3.9 | 21.7 | 0.6 | -9 | -16 | 18.5 | 15.8 | 22.2 | 16.1 | 3.7 | -1.8 | 18.3 | 12.2 | -0.9 | -2.2 | 20.6 | -4.4 | 25.6 | 17.8 | 23.9 | -9.4 | 18 | -2.5 | 21.1 | 13.3 | 22.2 | 10.4 | 18.9 | -2.2 | 7.7 | -6.7 | 0.6 | -15.6 | 10.6 | -1.7 | 15 | -2.2 | 2.8 | 1.2 | 7.8 | 5 | -2.8 | -5 | 6.1 | -6.1
1 | -2 | -0.6 | -8.9 | 19.4 | 14.4 | 11.1 | 0.6 | 11.7 | -9.4 | 23.9 | 2.8 | 8 | 2 | 18 | 7.5 | 13.3 | 0 | 17.2 | 3.3 | 10.6 | 7.2 | 10.6 | 6.1 | 1.3 | -2.2 | 15.4 | -7.8 | 12 | 7 | 25 | 17.5 | 22.2 | 12.8 | 25.6 | 2.8 | 22.2 | 15.6 | 21.7 | -6.1 | 25.7 | 21.8 | 10.6 | -3.9 | 10.6 | -4.8 | -0.6 | -9.4 | 7.8 | -1.1 | 22.8 | 3.3 | 5.6 | -0.4 | 6.7 | 5 | 22.2 | 13.3 | 3.9 | -4.4 | -2 | -6 | 0.6 | -5 | 2.8 | -2.2 | 14.4 | 13.3 | -5 | -6.1 | 1.7 | -2.8 | -8.9 | -15 | 6.7 | -0.6 | 8.3 | -2.8 | 11.7 | -1.7 | 7.8 | -3.3 | 1.7 | -1.7 | -7 | -14.1 | 6.5 | -7.3 | 13.4 | -5.1 | 8.3 | 3.3 | 12.2 | 1.7 | -5 | -13.3 | 13.9 | -5 | 15.6 | -8.3 | 11.9 | -4.9 | 20.3 | -5.6 | 12.6 | -4.4 | 5 | 0.7 | 5 | -8.3 | 2.2 | -1.7 | 16.7 | 10.6 | 3.3 | -0.6 | 17.2 | 3.9 | -1 | -6 | 12.8 | 2.2 | 11.7 | 8.9 | 7.8 | -4.4 | 21.1 | 0 | -9 | -17 | 18.2 | 16 | 22.8 | 16.7 | 2.8 | -2.2 | 17.2 | 12.2 | -1.1 | -2.8 | 20 | -5.6 | 23.9 | 17.8 | 23.9 | -8.3 | 17.8 | -3.3 | 20.6 | 13.3 | 21.1 | 10.6 | 18.9 | -2.2 | 6.1 | -6.3 | -1.1 | -15 | 10 | -2.2 | 12.8 | 0 | 2.2 | 1.1 | 7.2 | 4.4 | -3 | -4.9 | 5.6 | -5
0 | -2 | -1.7 | -8.9 | 18.9 | 14.4 | 8.3 | 1.7 | 7.2 | -9.8 | 22.8 | 3.3 | 7 | 3 | 16.7 | 7.8 | 12.8 | -1.1 | 12.8 | 7.8 | 11.7 | 8.3 | 8.9 | 6.1 | -0.2 | -2.6 | 14.1 | -8.2 | 11 | 7 | 24.4 | 17.8 | 22.2 | 12.8 | 22.2 | 6.1 | 17.8 | 15.6 | 20 | -3.9 | 25.4 | 21.7 | 7.8 | -4.4 | 9.4 | -5 | -1.3 | -8.9 | 7.2 | -0.6 | 16.1 | 4.4 | 5.6 | -1.1 | 6.7 | 4.4 | 21.1 | 14.1 | 4.4 | -6.1 | -4 | -7 | -0.6 | -4.4 | 1.1 | -1.7 | 13.3 | 13.3 | -4.4 | -6.7 | 1.1 | -2.2 | -9.3 | -14.3 | 3.3 | -1.1 | 5 | -2.2 | 10.6 | -1.7 | 6.1 | -2.8 | 0.6 | -1.4 | -8 | -14.5 | 4.6 | -7.2 | 11.7 | -5.6 | 7.8 | 2.8 | 10 | 3.3 | -6.7 | -12.8 | 11.1 | -5.6 | 14.4 | -8.3 | 10 | -5 | 19.4 | -7.2 | 11.1 | -5.6 | 4.4 | 0.6 | 4.4 | -9.4 | 2.2 | 0 | 16.1 | 10.6 | 3.3 | 0 | 15.7 | 4.1 | -1 | -5 | 9.4 | 1.1 | 11.7 | 9.4 | 6.7 | -4.4 | 20 | -1.7 | -9 | -17 | 17.8 | 16.1 | 21.1 | 15.6 | 1.7 | -2.3 | 16.7 | 11.7 | -1.5 | -2.9 | 19.4 | -7.8 | 22.2 | 16.7 | 22.2 | -7.2 | 15.4 | -2.2 | 18.3 | 13.3 | 20.4 | 11.6 | 13.9 | -1.1 | 4.4 | -7.2 | -2.2 | -15 | 9.4 | -2.2 | 10.6 | -1.1 | 2 | 0.7 | 7.2 | 4.4 | -3.1 | -5 | 4.4 | -6.7
1 | -2 | -2.8 | -7.8 | 18.9 | 14.4 | 7.2 | 1.7 | 2.8 | -12.2 | 22.2 | 3.9 | 7 | 4 | 15.4 | 7.7 | 12.8 | -1.1 | 11.1 | 7.8 | 11.7 | 7.2 | 7.2 | 5.6 | -1.7 | -3.3 | 12.8 | -8.9 | 11 | 8 | 23.5 | 17.7 | 21.1 | 13.9 | 17.8 | 6.7 | 17.2 | 16.1 | 18.9 | -3.3 | 25 | 21.7 | 5.6 | -4.4 | 8.3 | -5.6 | -2.1 | -9.3 | 6.7 | 0.6 | 13.3 | 4.4 | 5.2 | -0.7 | 6.7 | 4.4 | 20 | 14.6 | 4.4 | -4.4 | -6 | -10 | -0.6 | -5 | 2.2 | -1.1 | 11.1 | 10.6 | -3.9 | -4.4 | 0.6 | -2.2 | -9.6 | -14.4 | 3.9 | -0.6 | 5 | -2.8 | 9.4 | -1.1 | 5.6 | -2.2 | -0.6 | -1.9 | -8.9 | -15.6 | 2.8 | -8.3 | 11.3 | -5 | 7.8 | 3.9 | 8.3 | 2.2 | -8.3 | -13.3 | 7.2 | -5 | 12.2 | -6.7 | 8.7 | -3.7 | 18.5 | -3.7 | 8.7 | -3.4 | 4.4 | 0.7 | 3.3 | -9.4 | 1.7 | 0 | 15.5 | 10.5 | 2.8 | -1.1 | 14.3 | 4 | -2 | -5 | 7.8 | 0.6 | 10.6 | 7.8 | 6.7 | -4.4 | 17.8 | -1.7 | -10 | -16 | 17.2 | 15.7 | 19.4 | 15 | 0.5 | -3 | 16.1 | 11.7 | -1.8 | -3.2 | 15.6 | -2.8 | 20.6 | 16.7 | 21.1 | -6.7 | 13 | -2.2 | 17.2 | 13.9 | 19.6 | 12.2 | 12.2 | -1.7 | 4.2 | -5.7 | -3.3 | -17.8 | 8.3 | -2.2 | 7.8 | 0 | 1.9 | 0.4 | 7.2 | 3.3 | -3.3 | -5.6 | 3.9 | -7.2
1 | -3 | -1.7 | -12.8 | 18.3 | 14.4 | 7.2 | 1.1 | 1.3 | -10.8 | 20 | 6.1 | 7 | 4 | 14.1 | 7.7 | 12.2 | -1.1 | 10 | 7.8 | 11.1 | 8.3 | 6.7 | 5 | -2.1 | -3.3 | 12.2 | -5.1 | 11 | 8 | 22.6 | 18 | 21.1 | 13.9 | 16.7 | 7.2 | 16.7 | 15.6 | 17.2 | -3.3 | 25 | 21.7 | 5 | -3.9 | 6.3 | -4.5 | -2.8 | -10.6 | 6.7 | 1.1 | 11.1 | 4.4 | 4.8 | -0.5 | 7.2 | 4.4 | 18.9 | 15 | 3.3 | -2.8 | -6 | -10 | -1.1 | -5 | 1.7 | -1.1 | 8.3 | 7.8 | -2.2 | -2.8 | 0 | -1.7 | -10 | -15 | 1.7 | -1.7 | 3.9 | -2.8 | 8.9 | -1.7 | 5 | -2.2 | -1.7 | -2.2 | -9.8 | -14.9 | 2.1 | -8.2 | 11 | -4.8 | 7.2 | 2.8 | 7.2 | 2.8 | -10 | -14.4 | 5.6 | -4.4 | 10.6 | -6.1 | 7.4 | -3.6 | 17.6 | -1.9 | 6.3 | -3 | 4.4 | 0.9 | 2.8 | -8.9 | 1.1 | -0.6 | 15 | 10.4 | 2.8 | -1.1 | 12.8 | 3.9 | -3 | -6 | 6.1 | -0.6 | 9.4 | 7.2 | 5 | -4.4 | 16.1 | -1.1 | -9 | -16 | 16.7 | 15.4 | 17.8 | 13.9 | -0.6 | -3.9 | 15.6 | 11.7 | -2.2 | -3.9 | 13.9 | -2.2 | 20 | 16.1 | 20 | -6.7 | 10.6 | -2.8 | 17.2 | 14.4 | 18.9 | 12.8 | 9.4 | -0.6 | 4.1 | -4.8 | -4.4 | -14.4 | 8.3 | -3.3 | 9.4 | -1.1 | 1.7 | 0 | 6.7 | 3.3 | -3.3 | -5.3 | 2.8 | -7.2
1 | -3 | -3.3 | -15 | 18.3 | 13.9 | 6.1 | 1.1 | -0.2 | -10.9 | 17.8 | 6.7 | 6 | 3 | 12.8 | 7.2 | 13.3 | -2.8 | 9.4 | 7.8 | 11.1 | 8.3 | 5.6 | 5 | -2.4 | -3.5 | 11.7 | -2.5 | 11 | 8 | 21.7 | 17.8 | 21.1 | 14.4 | 13.3 | 7.8 | 16.7 | 15.6 | 16.7 | -3.9 | 25 | 21.7 | 5 | -1.1 | 4.2 | -4.2 | -3.3 | -9.8 | 6.7 | 0.6 | 9.4 | 4.4 | 4.4 | -0.6 | 7.2 | 4.4 | 18.5 | 15 | 2.2 | -2.8 | -6 | -10 | -1.1 | -5 | 2.2 | -0.6 | 7.2 | 6.7 | -1.7 | -3.3 | 0 | -1.7 | -10.6 | -14.9 | 1.7 | -1.7 | 3.3 | -2.8 | 8.9 | -2.8 | 4.4 | -2.2 | -1.5 | -2.1 | -10.8 | -15.4 | 1.3 | -8.8 | 10.6 | -6.1 | 7.2 | 2.8 | 5.6 | 1.7 | -10.4 | -14.2 | 5 | -3.9 | 9.4 | -5 | 6.1 | -3.9 | 16.7 | -0.6 | 3.9 | -3.3 | 4.4 | 1.1 | 2.2 | -8.9 | 1.1 | -0.6 | 14.4 | 10.6 | 1.1 | -2.2 | 10.9 | 3.5 | -3 | -6 | 4.4 | -0.6 | 9.4 | 6.7 | 3.3 | -5 | 14.4 | 0.6 | -9 | -13 | 16.1 | 15 | 15 | 12.8 | -1 | -3.7 | 16.1 | 11.7 | -2.9 | -4.4 | 11.7 | -4.4 | 19.4 | 16.7 | 19.4 | -7.2 | 10 | -2.3 | 17.2 | 14.4 | 18.9 | 13.3 | 12.2 | -2.2 | 3.9 | -5 | -6.1 | -12.2 | 7.8 | -3.3 | 6.1 | -1.1 | 1.3 | -0.3 | 6.1 | 3.3 | -3.3 | -5.6 | 1.1 | -6.7
2 | -4 | -4.4 | -13.9 | 17.2 | 13.3 | 5 | 1.1 | -1.7 | -12.8 | 17.2 | 7.2 | 6 | 3 | 12.1 | 7.4 | 12.2 | -0.6 | 8.3 | 7.8 | 11.7 | 8.9 | 5 | 5 | -2.8 | -3.9 | 11.1 | -1.1 | 11 | 8 | 21.5 | 17.7 | 21.1 | 14.4 | 11.1 | 6.7 | 16.7 | 15.6 | 15 | -4.4 | 25 | 21.7 | 5 | -0.6 | 2.2 | -5 | -3.9 | -10.2 | 5.6 | 0.6 | 8.3 | 3.9 | 3.9 | -1.1 | 7.2 | 4.4 | 18.2 | 15.1 | 2.8 | -3.9 | -8 | -10 | -1.7 | -3.9 | 0.6 | -1.7 | 6.7 | 6.1 | -2.8 | -3.9 | 0 | -1.7 | -11.1 | -15.2 | 1.1 | -1.7 | 2.2 | -2.8 | 8.9 | -2.8 | 3.9 | -2.2 | -1.3 | -2.2 | -11.7 | -16.1 | 0.6 | -11.1 | 9.3 | -3.2 | 7.2 | 2.8 | 6.1 | 1.7 | -10.7 | -14.3 | 4.4 | -3.9 | 2.8 | -3.3 | 6.5 | -4 | 16.1 | 0.2 | 3.5 | -2.9 | 4.6 | 1.4 | 2.2 | -8.9 | 0.6 | -1.1 | 12.9 | 9.6 | 0.6 | -2.8 | 9.1 | 3.1 | -3 | -5 | 4.4 | -0.6 | 8.9 | 7.2 | 2.8 | -4.4 | 13.3 | 0.6 | -8 | -11 | 16.1 | 15.2 | 13.9 | 12.2 | -1.3 | -3.5 | 16.1 | 12.2 | -3.7 | -5.5 | 9.4 | 0.6 | 18.9 | 16.7 | 18.9 | -7.2 | 9.5 | -2.4 | 17.2 | 15 | 18.9 | 13.6 | 12.2 | -1.7 | 3.5 | -4.1 | -7.8 | -12.2 | 7.8 | -3.3 | 7.2 | 0 | 1 | -0.5 | 6.1 | 3.3 | -3.3 | -6.1 | 2.2 | -5
1 | -3 | -5 | -16.7 | 16.1 | 13.3 | 5 | 1.1 | -1.9 | -11.6 | 15.6 | 6.7 | 6 | 2 | 11.3 | 7.3 | 10.6 | -1.1 | 7.8 | 7.2 | 11.1 | 8.3 | 4.4 | 4.4 | -3.2 | -4.2 | 9.8 | 0.4 | 11 | 9 | 21.3 | 17.5 | 21.1 | 14.4 | 9.4 | 6.1 | 16.7 | 15.6 | 13.9 | -3.9 | 24.3 | 21.8 | 4.4 | -0.6 | 1.5 | -4.4 | -4.4 | -11.1 | 4.4 | 0 | 8.3 | 2.8 | 3.3 | -1.8 | 7.8 | 4.4 | 17.8 | 15 | 2.2 | -3.3 | -7 | -10 | -2.3 | -4.4 | 0 | -2.2 | 6.1 | 5.6 | -4.4 | -8.3 | 0 | -1.7 | -11.7 | -16.1 | 1.7 | -2.2 | 2.2 | -2.8 | 8.9 | -2.8 | 3.3 | -2.8 | -1.1 | -2.2 | -12.2 | -17.2 | 0 | -9.9 | 8 | -1.8 | 7.2 | 2.8 | 5 | 1.7 | -11.1 | -15 | 5 | -3.9 | 2.8 | -3.9 | 6.8 | -4.9 | 15.6 | 0.6 | 3.2 | -3.2 | 4.8 | 1.8 | 1.7 | -8.3 | 1.1 | -1.1 | 11.5 | 8.7 | 0.6 | -2.2 | 7.2 | 2.2 | -3 | -6 | 2.2 | -1.1 | 8.3 | 6.1 | 2.2 | -3.9 | 12.8 | 0.6 | -8 | -11 | 16.1 | 15.5 | 12.2 | 10.6 | -1.7 | -3.9 | 16.7 | 12.2 | -4.4 | -6.7 | 8.9 | 0.6 | 18.3 | 16.1 | 17.8 | -7.8 | 8.9 | -2.8 | 17.2 | 15 | 18.9 | 13.9 | 13.3 | -2.8 | 3.2 | -4 | -7.2 | -11.1 | 6.7 | -3.3 | 6.7 | 0 | 0.6 | -1.1 | 5.6 | 3.3 | -0.9 | -4.5 | 2.2 | -5.6
0 | -3 | -6.1 | -17.2 | 15.6 | 12.8 | 3.9 | 0.6 | -2 | -11.7 | 15.6 | 6.7 | 6 | 2 | 10.6 | 7.2 | 10.6 | -1.1 | 7.8 | 7.2 | 10.6 | 6.7 | 3.9 | 3.9 | -3.5 | -4.5 | 8.5 | 1.4 | 11 | 9 | 21.1 | 17.2 | 20.6 | 14.4 | 15 | 9.4 | 16.7 | 15 | 12.8 | -3.9 | 23.5 | 21.6 | 3.3 | -1.1 | 0.7 | -4.4 | -5 | -10.5 | 4.4 | 0 | 7.8 | 2.2 | 2.8 | -2.8 | 7.8 | 4.4 | 17.8 | 14.9 | 1.7 | -2.8 | -8 | -10 | -2.8 | -4.9 | -0.6 | -2.8 | 5.6 | 5.6 | -5.6 | -9.4 | 0 | -1.7 | -11.7 | -15.4 | 1.1 | -2.8 | 1.1 | -3.3 | 8.9 | -2.2 | 3.3 | -3.3 | -0.5 | -1.4 | -12.8 | -18.8 | -0.5 | -10.1 | 6.7 | -1.1 | 7.2 | 2.8 | 3.9 | 1.7 | -11.3 | -14.9 | 4.4 | -3.3 | 2.8 | -4.4 | 7.2 | -6.7 | 15 | 1.1 | 2.8 | -3.9 | 5 | 2.2 | 1.1 | -7.8 | 0.6 | -1.7 | 10 | 7.8 | 1.1 | -2.8 | 6.5 | 2.2 | -3 | -6 | 2.2 | -0.6 | 8.3 | 6.1 | 3.3 | -3.9 | 12.8 | 1.1 | -8 | -11 | 16.1 | 15.6 | 10.6 | 9.4 | -2.4 | -4 | 16.7 | 12.8 | -5 | -6.7 | 6.7 | 1.7 | 17.8 | 15.6 | 17.2 | -7.8 | 8.5 | -1.9 | 17.2 | 15.6 | 18.5 | 14.6 | 12.2 | -1.7 | 2.8 | -4.4 | -8.9 | -11.7 | 6.1 | -3.3 | 4.4 | -1.1 | 0.4 | -1.2 | 6.1 | 3.3 | 1.5 | -3.5 | 3.3 | -3.9
0 | -2 | -7.2 | -17.8 | 15.6 | 12.8 | 2.2 | 0 | -2.2 | -13.3 | 13.3 | 6.7 | 7 | 3 | 10.4 | 7.3 | 10 | 6.1 | 7.2 | 6.7 | 10.6 | 7.2 | 3.3 | 3.3 | -3.9 | -5 | 7.2 | 2.2 | 10 | 9 | 20.9 | 16.9 | 20.6 | 14.4 | 15 | 8.9 | 16.1 | 14.4 | 11.7 | -3.9 | 22.8 | 21.7 | 3.3 | -1.1 | 0 | -5 | -5.5 | -10.8 | 4.4 | 0.6 | 7.2 | 1.1 | 1.9 | -3.2 | 7.8 | 4.4 | 17.8 | 14.7 | 1.1 | -2.2 | -10 | -12 | -3.4 | -5.6 | -0.6 | -2.8 | 5.6 | 5.6 | -6.1 | -8.9 | 0 | -1.7 | -11.7 | -15.3 | 1.1 | -2.8 | 0 | -3.3 | 7.8 | -1.7 | 2.2 | -2.8 | 0 | -0.6 | -13.3 | -21.7 | -1.1 | -11.7 | 6.1 | -1.1 | 7.2 | 2.8 | 2.2 | 0.6 | -11.5 | -15.3 | 3.9 | -3.3 | 2.8 | -5 | 7.2 | -5.5 | 14.1 | 1 | 2.1 | -3.9 | 5 | 2.2 | 0.6 | -7.2 | 0.6 | -1.7 | 9.8 | 7.8 | 1.7 | -2.2 | 5.7 | 1.8 | -3 | -6 | 1.1 | -1.7 | 8.3 | 6.1 | 2.2 | -3.9 | 11.7 | 1.1 | -7 | -10 | 15.7 | 15.3 | 10 | 8.9 | -3.2 | -4.4 | 16.1 | 13.3 | -5.5 | -7.1 | 6.1 | 3.9 | 17.8 | 15 | 16.1 | -7.8 | 8.2 | -1.6 | 17.2 | 15.6 | 18.2 | 15.1 | 12.2 | -2.2 | 1.9 | -3.9 | -8.9 | -12.2 | 7.2 | -5 | 4.4 | -1.1 | 0.2 | -1.6 | 6.1 | 3.9 | 3.9 | -3.3 | 1.1 | -5.6
0 | -1 | -7.8 | -17.8 | 16.1 | 13.3 | 5 | 1.1 | -2.4 | -11.6 | 12.8 | 6.7 | 6 | 3 | 10.2 | 7.3 | 9.4 | 6.1 | 6.7 | 6.1 | 10.6 | 7.8 | 3.3 | 3.3 | -3.5 | -4.6 | 6.8 | 1.7 | 10 | 9 | 20.8 | 16.6 | 21.1 | 13.9 | 15.6 | 10.6 | 15.6 | 14.4 | 10.6 | -2.8 | 22.2 | 21 | 3.3 | -1.1 | -0.2 | -4.5 | -6.1 | -11.7 | 4.4 | 1.1 | 6.1 | 1.1 | 0.9 | -4 | 7.8 | 4.4 | 17.8 | 14.4 | 2.2 | -3.3 | -11 | -12 | -3.9 | -6.2 | -0.6 | -4.4 | 6.1 | 6.1 | -6.7 | -12.2 | 0 | -1.7 | -11.7 | -15.6 | 4.4 | -2.8 | 0 | -3.3 | 7.8 | -1.1 | 2.2 | -2.2 | 0.6 | 0 | -13.9 | -20.5 | -1.5 | -9.8 | 5.6 | -1.6 | 7.2 | 2.8 | 2.8 | 0.6 | -11.7 | -16.1 | 3.9 | -3.3 | 1.1 | -5.6 | 7.2 | -5.5 | 13.1 | 0.8 | 1.3 | -4.8 | 5 | 2.2 | 0.6 | -7.2 | -0.6 | -2.8 | 9.6 | 7.7 | 1.7 | -1.7 | 5 | 1.7 | -3 | -6 | 1.1 | -2.2 | 7.8 | 5.6 | 0.6 | -3.9 | 10.6 | 1.1 | -6 | -10 | 15.4 | 15 | 9.4 | 8.3 | -3.9 | -5 | 16.1 | 13.9 | -6.1 | -7.8 | 5.6 | 4.4 | 17.2 | 15.6 | 14.4 | -7.2 | 7.8 | -1.7 | 17.2 | 16.1 | 17.8 | 15.6 | 12.2 | -3.3 | 0.9 | -3.8 | -10 | -12.2 | 5.6 | -4.4 | 6.1 | -1.1 | 0 | -2.2 | 6.1 | 3.9 | 3.9 | -2.4 | 0 | -4.4
-1 | -3 | -7.8 | -22.2 | 15.6 | 12.2 | 4.4 | 0.6 | -2.6 | -11.3 | 12.2 | 6.7 | 6 | 3 | 10 | 7.2 | 9.4 | 6.1 | 6.7 | 6.1 | 10.6 | 6.7 | 3.9 | 3.9 | -3.2 | -4.6 | 6.5 | 1.4 | 9 | 9 | 20.6 | 16.1 | 21.1 | 14.4 | 13.9 | 10.6 | 15.6 | 14.4 | 9.4 | -2.2 | 21.7 | 20.5 | 2.8 | -1.1 | -0.4 | -4.5 | -6.3 | -11.2 | 4.4 | 1.1 | 5.6 | -0.6 | 0 | -5.6 | 7.8 | 4.4 | 17.8 | 14.5 | 1.1 | -3.3 | -9 | -11 | -4.5 | -6.8 | -0.6 | -5 | 5.6 | 5.6 | -8.9 | -12.2 | -0.6 | -1.7 | -12.2 | -15.6 | 4.4 | -2.8 | 0 | -3.9 | 7.2 | -0.6 | 2.2 | -2.8 | 1 | 0.4 | -14.4 | -20 | -1.8 | -9.4 | 5 | -2.2 | 6.7 | 2.8 | 0.6 | 0 | -11.9 | -15.5 | 4.4 | -3.3 | 0.6 | -6.7 | 7.2 | -6.1 | 12.2 | 0.6 | 0.6 | -6.1 | 5 | 2.2 | 0 | -7.8 | -2.8 | -3.9 | 9.4 | 7.8 | 2.2 | -1.7 | 4.4 | 1.4 | -2 | -5 | 1.7 | -1.1 | 7.8 | 6.1 | 0 | -4.4 | 10 | 0.6 | -6 | -10 | 15 | 14.4 | 8.9 | 8.3 | -4.1 | -5.1 | 16.1 | 13.3 | -6.7 | -8.3 | 1.1 | 0 | 16.7 | 15 | 13.3 | -2.2 | 7.1 | -0.9 | 17.2 | 16.1 | 18.3 | 16.1 | 13.3 | -4.4 | 0 | -4.4 | -10.6 | -12.8 | 6.7 | -4.4 | 7.2 | -1.7 | -0.2 | -2.4 | 6.1 | 3.9 | 3.9 | -1.8 | 0.6 | -5
-2 | -5 | -8.3 | -21.7 | 16.1 | 13.3 | 3.3 | 0.6 | -2.8 | -12.2 | 11.7 | 6.7 | 5 | 2 | 9.4 | 6.7 | 10 | 4.4 | 6.7 | 6.1 | 10.6 | 7.2 | 5 | 5 | -2.8 | -4.4 | 6.1 | 1.1 | 10 | 8 | 20.2 | 16.1 | 21.1 | 14.4 | 13.9 | 10 | 15.6 | 14.4 | 9.4 | -2.2 | 21.1 | 20 | 2.8 | -1.7 | -0.6 | -5 | -6.5 | -11.4 | 4.4 | 1.1 | 5 | -0.6 | -0.7 | -5.3 | 8.3 | 5 | 17.8 | 14.5 | 0.6 | -4.4 | -11 | -12 | -5 | -7.8 | -1.7 | -5.6 | 6.1 | 6.1 | -10.6 | -14.4 | -0.6 | -1.7 | -12.8 | -16.2 | 5 | -2.8 | 0 | -3.9 | 7.2 | -0.6 | 1.1 | -2.8 | 1.3 | 0.7 | -15 | -20.6 | -2.2 | -10 | 5.6 | -2.4 | 6.7 | 3.3 | 0 | -1.1 | -12 | -15.3 | 5 | -3.3 | -0.6 | -5 | 7.8 | -5 | 12 | 1 | 0.6 | -5 | 5.4 | 2.4 | -0.6 | -7.8 | -2.2 | -3.3 | 11.1 | 8.2 | 2.2 | -1.1 | 3.9 | 1.4 | -2 | -5 | 0.6 | -1.7 | 7.8 | 5.6 | 0 | -4.4 | 10 | 0.6 | -6 | -9 | 15 | 14.7 | 7.8 | 7.2 | -4.2 | -5.2 | 15.6 | 12.8 | -7.2 | -9.1 | 1.7 | 0 | 15 | 13.9 | 12.8 | -1.1 | 6.3 | -0.6 | 17.8 | 16.1 | 18.9 | 16.7 | 13.3 | -5 | 0.4 | -3.7 | -11.1 | -13.3 | 5.6 | -3.9 | 7.2 | -1.7 | -0.4 | -3.1 | 6.1 | 3.9 | 3.9 | -1.7 | 0 | -4.4
-3 | -5 | -8.9 | -22.2 | 15.6 | 13.3 | 2.8 | 0 | -2.1 | -9.7 | 11.1 | 6.7 | 5 | 3 | 8.9 | 6.2 | 8.9 | 4.4 | 6.7 | 6.1 | 10 | 7.2 | 6.1 | 5.6 | -0.9 | -3.1 | 6.5 | 0.8 | 10 | 8 | 19.8 | 15.7 | 21.7 | 13.9 | 13.3 | 8.9 | 15.6 | 14.4 | 7.8 | -1.1 | 21.7 | 20 | 2.8 | -1.7 | 0 | -4.1 | -6.7 | -12.2 | 4.4 | 1.1 | 3.9 | 0.6 | -1.5 | -6 | 8.3 | 5 | 17.8 | 14.4 | 0 | -5 | -15 | -16 | -6.1 | -10 | -2.2 | -5 | 7.2 | 7.2 | -13.3 | -16.1 | -0.6 | -1.7 | -13.3 | -17.2 | 5.6 | -2.8 | -0.6 | -3.9 | 7.2 | 0 | 1.1 | -3.3 | 1.7 | 1.1 | -14.4 | -19 | -1.3 | -7.5 | 6.1 | -3.4 | 6.1 | 3.9 | -0.6 | -1.1 | -12.2 | -15.6 | 4.4 | -2.8 | 0 | -8.9 | 8.3 | -4.9 | 11.9 | 1.2 | 0.6 | -4.6 | 5.7 | 2.5 | -1.1 | -7.8 | -3.9 | -5 | 12.7 | 8.2 | 2.2 | -1.7 | 3.3 | 1.1 | -2 | -3 | 0.6 | -1.1 | 7.8 | 5 | -0.6 | -4.4 | 8.9 | 0.6 | -5 | -8 | 15 | 14.9 | 7.8 | 7.2 | -4.4 | -5.6 | 15 | 12.8 | -7.8 | -10 | 2.2 | 0 | 14.4 | 13.3 | 12.2 | -2.2 | 5.6 | -0.6 | 17.8 | 16.7 | 19.4 | 17.2 | 11.7 | -3.9 | 0.7 | -3.5 | -11.1 | -13.3 | 5.6 | -3.9 | 7.2 | 1.7 | -0.6 | -3.9 | 6.7 | 3.9 | 2.6 | -1.5 | 1.1 | -5
-3 | -5 | -8.9 | -21.7 | 16.1 | 13.3 | 3.3 | 0.6 | -1.3 | -8.1 | 11.7 | 6.7 | 5 | 3 | 8.3 | 5.6 | 9.4 | 3.9 | 7.2 | 6.1 | 10 | 7.2 | 7.8 | 6.7 | 0.9 | -2.4 | 6.8 | 0.2 | 12 | 9 | 19.4 | 15.6 | 21.7 | 13.9 | 13.3 | 8.3 | 15 | 14.4 | 8.3 | 0 | 22.2 | 19.9 | 3.9 | -1.1 | 0.5 | -3.7 | -5.8 | -11.2 | 3.3 | 0.6 | 2.8 | 1.7 | -2.2 | -7.2 | 8.3 | 4.4 | 18.2 | 14.5 | 0.6 | -3.9 | -12 | -13 | -7.2 | -10.6 | -0.6 | -4.4 | 7.2 | 6.1 | -15.6 | -17.8 | -0.6 | -1.7 | -12.8 | -16.7 | 6.7 | -2.2 | 0 | -3.3 | 7.2 | 0 | 1.7 | -3.3 | 1.7 | 0.7 | -13.9 | -18 | -0.3 | -6.2 | 6.7 | -5 | 6.7 | 2.8 | -0.6 | -1.1 | -10.4 | -14.2 | 4.4 | -2.2 | 0.6 | -10.6 | 8.9 | -5.6 | 11.7 | 1.7 | 0.6 | -5 | 6.1 | 2.8 | -0.6 | -8.3 | -2.8 | -3.9 | 14.4 | 8.3 | 2.8 | -1.1 | 3.9 | 0.7 | -1 | -3 | 1.7 | -1.1 | 7.2 | 5 | 0.6 | -3.9 | 9.4 | 1.1 | -5 | -8 | 15 | 15 | 7.8 | 7.2 | -3.3 | -4.5 | 14.4 | 12.8 | -5.9 | -8.2 | 0 | 0 | 14.4 | 13.9 | 12.2 | -1.1 | 8.4 | 0.4 | 17.8 | 16.7 | 19.6 | 17.4 | 12.2 | -4.4 | 1.1 | -3.9 | -10 | -12.8 | 5.6 | -3.9 | 6.1 | 2.8 | 0.3 | -2.1 | 6.7 | 4.4 | 1.3 | -1.7 | 1.7 | -3.3
-3 | -7 | -7.8 | -21.1 | 15.6 | 13.9 | 7.8 | 2.8 | -0.6 | -7.8 | 13.9 | 6.7 | 6 | 1 | 10.7 | 6.7 | 12.8 | 3.9 | 9.4 | 7.2 | 11.1 | 7.2 | 9.4 | 7.2 | 2.8 | -1.7 | 7.2 | 0 | 13 | 11 | 21.3 | 16.7 | 22.2 | 13.3 | 15 | 8.9 | 16.1 | 15 | 8.9 | 1.1 | 22.8 | 20 | 6.1 | -0.6 | 1.1 | -3.9 | -4.8 | -11 | 3.9 | 0.6 | 2.2 | 1.1 | -1.7 | -6.8 | 9.4 | 4.4 | 18.5 | 14.6 | 2.8 | -2.2 | -12 | -13 | -7.2 | -11.1 | 2.8 | -4.4 | 7.8 | 6.7 | -15.6 | -17.8 | -0.6 | -1.1 | -12.2 | -16.6 | 8.9 | -2.2 | 2.8 | -2.2 | 8.9 | 1.7 | 4.4 | -3.3 | 1.7 | 0.4 | -13.3 | -17.8 | 0.6 | -5.6 | 7.2 | -4 | 7.8 | 3.9 | 2.8 | 0.6 | -8.5 | -13.3 | 6.7 | -1.1 | 2.8 | -7.8 | 10.9 | -5.3 | 13.5 | 1.8 | 3.7 | -3.4 | 7.2 | 2.9 | 0.6 | -7.8 | 0.6 | -1.7 | 15.5 | 8.5 | 2.8 | -1.7 | 4.4 | 0.2 | 0 | -2 | 5.6 | 0 | 7.2 | 5 | 4.4 | -2.2 | 12.2 | 2.2 | -3 | -7 | 16.1 | 15.8 | 11.7 | 10 | -2.2 | -3.8 | 15 | 13.3 | -4.1 | -6.7 | 0 | 0 | 17.2 | 15 | 12.8 | 0 | 11.1 | 0.5 | 18.3 | 16.7 | 19.8 | 17.6 | 12.2 | -3.9 | 3.5 | -2.9 | -6.1 | -11.1 | 8.3 | -3.9 | 6.1 | 2.8 | 1.3 | -0.8 | 7.2 | 4.4 | 0 | -2.2 | 2.2 | -2.8
-3 | -6 | -7.2 | -21.1 | 17.8 | 15 | 11.7 | 3.3 | 4 | -6.1 | 16.7 | 6.7 | 6 | 2 | 13.2 | 7.7 | 13.9 | 5 | 12.2 | 10 | 9.4 | 4.4 | 11.1 | 7.2 | 5.2 | -0.7 | 6.7 | 1.8 | 16 | 12 | 23.1 | 17.8 | 22.8 | 13.9 | 17.8 | 10 | 18.9 | 15.6 | 10.6 | 3.3 | 24.1 | 20 | 9.4 | -0.6 | 3.7 | -2.8 | -3.9 | -11.7 | 5.6 | 1.1 | 2.2 | 1.1 | -1.1 | -7.1 | 12.2 | 5.6 | 18.9 | 14.4 | 5.6 | -1.7 | -10 | -11 | -6.7 | -11.7 | 4.4 | -3.9 | 10.6 | 8.3 | -11.7 | -16.1 | 0.6 | -1.1 | -11.7 | -17.2 | 8.9 | -2.2 | 6.1 | -1.1 | 9.4 | 2.2 | 7.2 | -3.3 | 1.7 | 0 | -11.8 | -16.2 | 3.9 | -3.8 | 7.8 | -3.8 | 8.9 | 4.4 | 7.2 | -0.6 | -6.7 | -13.3 | 11.1 | -3.3 | 5 | -8.9 | 13 | -6.3 | 15.4 | 2.2 | 6.9 | -2.5 | 8.3 | 2.7 | 0.6 | -7.8 | 1.7 | -2.2 | 16.7 | 8.9 | 3.3 | -1.7 | 5 | -0.6 | 3 | 0 | 7.2 | -1.7 | 8.3 | 5 | 7.2 | -2.8 | 16.1 | 2.2 | -2 | -6 | 17.2 | 16.4 | 14.4 | 11.7 | -1.1 | -3.3 | 14.4 | 13.9 | -2.2 | -5.6 | -0.6 | -0.6 | 19.4 | 16.1 | 13.3 | 0.6 | 13.9 | 0.6 | 19.4 | 17.2 | 20 | 17.8 | 13.9 | -5.6 | 5.9 | -3.1 | -2.2 | -9.4 | 10 | -3.9 | 7.2 | 3.9 | 2.2 | 0.6 | 7.8 | 5 | -0.9 | -3.3 | 3.9 | -3.9
-1 | -4 | -6.7 | -21.1 | 20 | 14.4 | 14.4 | 4.4 | 8.7 | -6.6 | 18.3 | 6.7 | 6 | 3 | 15.6 | 8.3 | 15 | 7.8 | 14.4 | 10 | 11.1 | 6.7 | 11.7 | 7.2 | 7.6 | 0.1 | 6.1 | 3.3 | 17 | 12 | 25 | 18.9 | 23.9 | 14.4 | 20.6 | 10.6 | 20 | 15.6 | 13.3 | 5.6 | 25.4 | 19.8 | 12.8 | -1.1 | 6.3 | -2.3 | -3.2 | -10.3 | 7.8 | 1.7 | 2.2 | 1.1 | -0.6 | -8.3 | 14.4 | 7.2 | 20 | 14.8 | 6.1 | -5 | -8 | -10 | -5.6 | -10.6 | 5.6 | -5 | 12.8 | 10.6 | -8.9 | -15 | 1.7 | -1.1 | -10.4 | -16.2 | 11.1 | -1.1 | 8.9 | -2.2 | 10.6 | 3.3 | 8.9 | -3.3 | 2.2 | -1.1 | -10.4 | -15.1 | 7.3 | -2.9 | 8.3 | -4.4 | 10 | 5 | 8.9 | -1.7 | -3.9 | -10.6 | 16.1 | -3.3 | 5 | -10.6 | 15 | -9.4 | 17.2 | 2.2 | 10 | -2.8 | 9.4 | 2.8 | 1.7 | -6.7 | 3.3 | -2.2 | 17.8 | 8.9 | 4.4 | -1.7 | 5.9 | -0.1 | 4 | -2 | 8.3 | -2.2 | 7.8 | 5.6 | 8.9 | -4.4 | 17.8 | 2.8 | 0 | -5 | 18.3 | 17.2 | 18.3 | 11.1 | 0.7 | -3.2 | 15 | 13.9 | -1.8 | -5.2 | -1.1 | -1.1 | 22.8 | 16.1 | 15 | 0 | 15.6 | 0.6 | 21.1 | 16.7 | 20.6 | 18.4 | 13.9 | -4.4 | 8.3 | -3.9 | -0.6 | -10 | 11.7 | -2.8 | 7.8 | 2.2 | 3.9 | 1.6 | 8.3 | 5.6 | -1.9 | -4.8 | 3.9 | -4.4
0 | -3 | -6.1 | -19.4 | 21.7 | 11.7 | 16.7 | 5.6 | 13.3 | -11.7 | 20.6 | 6.7 | 7 | 3 | 16.9 | 8.9 | 15 | 8.9 | 15.6 | 11.1 | 12.2 | 6.7 | 11.1 | 10 | 10 | 0.6 | 5.6 | 4.4 | 19 | 12 | 26.5 | 18.6 | 23.9 | 14.4 | 22.8 | 11.1 | 20.6 | 16.1 | 15.6 | 6.1 | 26.7 | 19.4 | 16.1 | -2.2 | 8.9 | -2.8 | -2.4 | -10 | 10 | 1.7 | 1.1 | 0 | -0.4 | -7 | 16.1 | 8.3 | 21.1 | 15 | 7.2 | -2.8 | -7 | -9 | -4.4 | -10 | 6.7 | -7.8 | 12.8 | 11.1 | -8.3 | -14.4 | 3.3 | -2.2 | -9.1 | -15.9 | 12.8 | -0.6 | 11.1 | -1.1 | 11.7 | 5 | 11.1 | -3.9 | 2.8 | -2 | -8.9 | -15 | 10.6 | -3.3 | 9.1 | -3.3 | 10 | 4.4 | 10 | -1.1 | -1.1 | -8.8 | 18.3 | -3.9 | 5.6 | -10.6 | 15.2 | -7.3 | 18.3 | 1.8 | 11.5 | -2.4 | 10 | 3.1 | 3.3 | -7.2 | 3.9 | -2.8 | 20 | 9.9 | 5.6 | -1.7 | 6.9 | -0.1 | 6 | -1 | 9.4 | -1.7 | 8.3 | 6.7 | 8.9 | -4.4 | 20 | 2.8 | 1 | -5 | 20.2 | 17.6 | 22.2 | 12.2 | 2.6 | -3.7 | 15.6 | 14.4 | -1.5 | -5.4 | -1.7 | -1.7 | 23.9 | 13.9 | 16.7 | -1.7 | 17.2 | 0.4 | 21.7 | 16.7 | 21.1 | 18.9 | 15.6 | -3.3 | 10 | -2.6 | 1.7 | -12.2 | 12.2 | 0.6 | 5.6 | 2.8 | 5.5 | 2.3 | 8.9 | 6.7 | -2.8 | -6.7 | 3.3 | -5
0 | -2 | -5 | -18.9 | 22.8 | 10.6 | 17.8 | 6.1 | 14.1 | -9.4 | 21.7 | 6.1 | 8 | 5 | 18.1 | 9.2 | 15.6 | 9.4 | 17.8 | 11.7 | 12.8 | 5 | 11.7 | 9.4 | 9.4 | 0.8 | 6 | 5 | 18 | 13 | 27.9 | 18 | 23.9 | 15 | 23.9 | 10 | 22.8 | 16.1 | 17.2 | 5.6 | 27.1 | 19.2 | 17.2 | -2.8 | 10.4 | -2.3 | -1.7 | -10.6 | 11.1 | 1.1 | 1.1 | 0 | -0.2 | -6.6 | 17.2 | 8.3 | 22.2 | 15 | 7.8 | -3.9 | -5 | -7 | -2.8 | -8.3 | 7.2 | -6.1 | 13.3 | 11.7 | -8.3 | -14.4 | 3.9 | -2.2 | -7.8 | -16.7 | 14.4 | 1.1 | 12.2 | -1.1 | 13.3 | 6.7 | 12.2 | -4.4 | 3.3 | -3.9 | -7.6 | -14.1 | 11.7 | -3.2 | 9.8 | -3.1 | 10 | 3.3 | 11.1 | 0 | 1.7 | -8.3 | 21.1 | -3.3 | 7.2 | -8.3 | 15.4 | -6.6 | 19.5 | 1 | 12.9 | -2.6 | 10.5 | 3.5 | 5 | -6.1 | 4.4 | -2.8 | 22.2 | 11 | 7.2 | -1.7 | 7.8 | 0 | 7 | -1 | 10 | -2.8 | 9.4 | 5.6 | 9.4 | -3.9 | 22.2 | 2.8 | 2 | -3 | 22 | 17.8 | 25 | 11.7 | 4.4 | -5.6 | 18.3 | 16.1 | -1.1 | -6.1 | -1.7 | -1.7 | 25.6 | 11.7 | 17.8 | -3.3 | 18.9 | 0 | 22.8 | 16.7 | 21.7 | 19.4 | 17.8 | -6.1 | 11.6 | -1.7 | 3.3 | -11.1 | 13.3 | 0.6 | 4.4 | 1.1 | 7.2 | 3.3 | 9.4 | 7.2 | -2.2 | -5.3 | 5 | -5.6
0 | -3 | -4.4 | -18.9 | 24.4 | 9.4 | 18.9 | 6.1 | 14.8 | -9.6 | 22.8 | 5.6 | 7 | 3 | 19.4 | 9.4 | 15.6 | 8.3 | 18.9 | 10.6 | 12.8 | 5 | 13.9 | 11.1 | 8.9 | 1.1 | 6.3 | 5.3 | 18 | 13 | 29.4 | 17.2 | 25 | 13.3 | 24.4 | 8.9 | 24.4 | 16.1 | 18.9 | 4.4 | 27.4 | 18.4 | 18.9 | -2.2 | 11.8 | -2.5 | -1.3 | -8.9 | 11.7 | 0.6 | 0 | -1.7 | 0 | -7.2 | 18.9 | 8.9 | 23.1 | 15.5 | 7.8 | -1.7 | -3 | -6 | -1.7 | -7.8 | 7.2 | -6.7 | 14.4 | 12.8 | -7.8 | -13.9 | 3.3 | -1.1 | -7.6 | -15.8 | 16.1 | 2.2 | 14.4 | -1.7 | 15.6 | 7.8 | 13.9 | -4.4 | 4.1 | -3 | -6.3 | -14.1 | 12.8 | -4.2 | 10.6 | -3.3 | 10 | 2.8 | 12.8 | 0.6 | 2.6 | -5.8 | 21.7 | -2.8 | 6.7 | -9.4 | 15.6 | -6.7 | 20.6 | 0.6 | 14.4 | -3.3 | 11.1 | 3.9 | 5 | -5 | 5.6 | -2.8 | 24.4 | 11.7 | 7.2 | -1.7 | 8.9 | 0.3 | 8 | 0 | 11.1 | -2.8 | 8.9 | 5.6 | 11.1 | -3.9 | 22.8 | 2.2 | 2 | -3 | 23.9 | 17.8 | 27.2 | 13.3 | 5.2 | -5.1 | 20 | 16.1 | -0.5 | -6 | -1.7 | -2.2 | 25.6 | 13.9 | 17.8 | -5 | 19.8 | 0.3 | 22.8 | 16.7 | 23.7 | 17.5 | 18.3 | -7.2 | 13.3 | -1.1 | 3.9 | -11.1 | 13.9 | 0 | 4.4 | 2.2 | 7 | 1.9 | 10 | 7.8 | -1.7 | -4.3 | 5.6 | -7.8
0 | -2 | -4.4 | -20 | 23.3 | 7.2 | 20 | 7.8 | 15.6 | -10 | 22.8 | 4.4 | 8 | 3 | 19.6 | 8.9 | 13.9 | 8.3 | 19.4 | 9.4 | 14.4 | 6.1 | 13.3 | 7.2 | 8.3 | 1.1 | 6.7 | 5.6 | 18 | 11 | 28.9 | 17.8 | 25 | 15.6 | 25 | 7.8 | 26.1 | 16.1 | 20 | 4.4 | 27.8 | 17.8 | 20 | -3.3 | 13.3 | -3.3 | -1 | -8.7 | 12.2 | 1.7 | 0 | -1.7 | 0.6 | -6.1 | 20 | 8.3 | 24.1 | 15.9 | 7.8 | -1.7 | -3 | -6 | -0.6 | -8.9 | 7.2 | -6.1 | 16.7 | 13.9 | -8.3 | -15 | 3.9 | -2.2 | -7.4 | -15.6 | 17.2 | 2.8 | 15 | -2.8 | 18.3 | 8.9 | 14.4 | -4.4 | 4.8 | -2.9 | -5 | -15.6 | 13.9 | -6.1 | 10.8 | -2.6 | 9.4 | 3.3 | 13.3 | 0 | 3.5 | -4.4 | 22.8 | -2.8 | 6.1 | -9.4 | 14.3 | -4.4 | 20.8 | 0 | 14.8 | -3.1 | 11.1 | 3.9 | 5.6 | -5 | 7.2 | -2.8 | 20.9 | 11.3 | 8.9 | 0.6 | 10 | 0.6 | 8 | 0 | 11.7 | -3.3 | 10.6 | 3.9 | 11.7 | -3.3 | 22.8 | 2.8 | 3 | -2 | 24.5 | 17.5 | 27.2 | 13.3 | 5.9 | -5.6 | 22.2 | 11.7 | 0 | -6.5 | -1.7 | -1.7 | 25.6 | 10.6 | 18.9 | -5.6 | 20.8 | 0 | 23.9 | 16.7 | 25.8 | 14 | 17.8 | -6.1 | 14.2 | -0.9 | 4.4 | -10 | 15 | -0.6 | 4.4 | 2.2 | 6.9 | 0.5 | 10 | 7.8 | -1.1 | -3.9 | 5 | -4.4
1 | -1 | -3.9 | -20 | 19.4 | 7.2 | 20.6 | 8.3 | 15.2 | -9.3 | 23.3 | 3.9 | 8 | 3 | 19.8 | 8.5 | 13.3 | 8.9 | 19.4 | 8.9 | 13.9 | 4.4 | 13.9 | 6.1 | 7.4 | 0.8 | 6.5 | 5.5 | 18 | 10 | 28.3 | 18.4 | 25.6 | 14.4 | 26.7 | 6.7 | 26.7 | 15.6 | 21.1 | 4.4 | 27.4 | 17.6 | 21.1 | -2.2 | 13.5 | -2.9 | -0.6 | -8.9 | 12.8 | 1.1 | 0 | -1.7 | 1.1 | -6.4 | 21.1 | 8.9 | 25 | 16.1 | 6.7 | 0.6 | -2 | -5 | -0.6 | -8.9 | 7.8 | -8.3 | 17.2 | 12.2 | -8.9 | -15.6 | 3.9 | -3.3 | -7.2 | -16.7 | 17.8 | 2.8 | 16.7 | -2.2 | 18.9 | 9.4 | 15.6 | -3.3 | 5.6 | -2.8 | -4.4 | -14 | 13.3 | -4.3 | 10.9 | -2.8 | 9.4 | 3.3 | 13.9 | 0 | 4.4 | -3.3 | 23.9 | -2.8 | 5.6 | -13.3 | 13 | -3.7 | 20.9 | 0.1 | 15.2 | -3.7 | 11.1 | 3.9 | 5.6 | -5 | 8.3 | -2.8 | 17.4 | 10.3 | 8.3 | -0.6 | 11.1 | 0.6 | 9 | 1 | 12.2 | -3.3 | 10.6 | 2.8 | 11.7 | -3.9 | 21.7 | 2.8 | 3 | -1 | 25 | 17.2 | 26.7 | 14.4 | 6.7 | -7.2 | 22.8 | 10.6 | 0.6 | -8.3 | -1.7 | -2.2 | 25 | 12.8 | 18.9 | -7.8 | 21.7 | 0 | 23.3 | 17.8 | 27.8 | 8.3 | 18.3 | -6.7 | 15.2 | -1.2 | 5.6 | -10.6 | 14.4 | -1.7 | 5 | 2.8 | 6.7 | -1.1 | 10.6 | 8.3 | -1.5 | -3.9 | 5 | -2.8
1 | -1 | -3.3 | -20 | 19.4 | 12.2 | 19.4 | 7.8 | 14.8 | -10.3 | 23.9 | 3.3 | 9 | 2 | 20 | 7.8 | 13.3 | 8.9 | 19.4 | 10 | 13.9 | 3.9 | 12.8 | 6.7 | 6.5 | 0.6 | 6.3 | 5.3 | 17 | 11 | 27.8 | 18.9 | 25 | 14.4 | 26.1 | 7.2 | 24.4 | 17.8 | 21.7 | 3.9 | 27.1 | 17 | 20.6 | -2.2 | 13.7 | -3.1 | -1.1 | -8.1 | 12.2 | -0.6 | 0 | -1.7 | 1.7 | -7.2 | 21.7 | 8.3 | 24.3 | 16.1 | 5 | 1.1 | -2 | -6 | -1.1 | -9.4 | 7.8 | -7.8 | 13.3 | 10.6 | -8.9 | -13.3 | 3.3 | -3.3 | -7.6 | -15.8 | 18.3 | 3.3 | 16.1 | -4.4 | 19.4 | 9.4 | 15 | -3.3 | 4.8 | -2.9 | -3.9 | -13.5 | 12.8 | -3.4 | 11.1 | -3.3 | 8.3 | 3.3 | 13.9 | 2.2 | 4.6 | -2.6 | 22.8 | -2.8 | 4.4 | -9.4 | 11.7 | -3.3 | 21.1 | 0 | 15.6 | -4.4 | 11.1 | 3.9 | 6.1 | -5.6 | 7.8 | -3.9 | 13.9 | 8.9 | 7.8 | -1.1 | 10.5 | 0.2 | 8 | 1 | 13.3 | -4.4 | 8.9 | 5 | 11.7 | -3.3 | 21.1 | 2.8 | 4 | -1 | 25.6 | 16.7 | 27.2 | 15.6 | 6.1 | -5.7 | 22.2 | 8.3 | -0.2 | -7.3 | -0.6 | -1.7 | 24.4 | 11.7 | 18.9 | -11.7 | 20.9 | 0.1 | 23.3 | 18.3 | 27.4 | 5.7 | 18.3 | -6.7 | 16.1 | -1.7 | 6.7 | -11.1 | 14.4 | -2.8 | 6.1 | 3.9 | 5.9 | -0.7 | 10.6 | 8.9 | -1.8 | -4.2 | 3.9 | -3.9
1 | -2 | -3.3 | -17.2 | 18.9 | 10 | 20 | 7.8 | 14.4 | -11.7 | 23.9 | 3.3 | 8 | 2 | 18 | 8.9 | 12.8 | 9.4 | 17.2 | 7.8 | 13.3 | 6.1 | 12.2 | 6.7 | 5.6 | 0 | 6.1 | 5 | 17 | 12 | 26.5 | 18.6 | 24.4 | 13.9 | 25 | 9.4 | 24.4 | 16.7 | 21.1 | 2.8 | 26.7 | 16.7 | 19.4 | -2.8 | 13.9 | -3.9 | -1.7 | -8.5 | 13.3 | 0 | -0.6 | -2.2 | 1.3 | -6.2 | 21.7 | 8.9 | 23.5 | 15.8 | 5 | 1.7 | -2 | -6 | -2.2 | -12.2 | 7.2 | -8.3 | 10.6 | 6.1 | -10 | -17.8 | 3.3 | -3.3 | -7.9 | -16 | 17.8 | 3.3 | 16.1 | -3.3 | 16.1 | 11.1 | 15 | -1.7 | 4.1 | -3 | -3.3 | -14.4 | 12.2 | -3.3 | 8.3 | -2.3 | 8.3 | 3.9 | 14.4 | 1.7 | 4.8 | -2.2 | 22.2 | -2.2 | 6.1 | -10.6 | 9.5 | -0.3 | 19.4 | 1.8 | 13.7 | -3.5 | 11.1 | 3.6 | 7.2 | -5.6 | 6.7 | -5.6 | 13.9 | 9.8 | 8.3 | -1.1 | 10 | 0 | 8 | 0 | 12.2 | -2.2 | 10 | 1.7 | 11.7 | -3.3 | 18.9 | 2.2 | 4 | -1 | 23.7 | 17.2 | 27.2 | 15 | 5.6 | -5 | 22.8 | 6.7 | -0.9 | -7.3 | 0 | -0.6 | 23.3 | 11.7 | 17.2 | -12.8 | 20.2 | -0.4 | 22.2 | 17.8 | 27.1 | 2.9 | 17.2 | -6.1 | 14.4 | 1 | 5.6 | -9.4 | 14.4 | -1.7 | 7.2 | 4.4 | 5.2 | -0.5 | 10.6 | 8.3 | -2.2 | -5 | 1.1 | -1.1
0 | 0 | -2.8 | -13.9 | 17.2 | 7.8 | 18.9 | 7.8 | 12.4 | -11.3 | 23.9 | 3.3 | 7 | 3 | 15.9 | 9.4 | 12.8 | 10 | 15 | 7.8 | 12.2 | 6.1 | 10.6 | 6.7 | 4.8 | 0.2 | 5.7 | 4.5 | 16 | 10 | 25.2 | 18.7 | 23.9 | 15 | 23.9 | 10 | 22.2 | 16.7 | 20.6 | 2.8 | 25.2 | 16.1 | 18.9 | -2.8 | 13.3 | -3.1 | -2.2 | -9.4 | 12.8 | 0 | -1.1 | -2.2 | 1 | -5.8 | 20 | 8.9 | 22.8 | 15.6 | 4.4 | 2.2 | -2 | -6 | -3.3 | -11.7 | 5.6 | -8.9 | 8.3 | 2.2 | -10.6 | -17.8 | 2.2 | -2.2 | -8.3 | -17.2 | 16.1 | 3.9 | 13.9 | -2.2 | 15 | 11.7 | 13.9 | -1.1 | 3.3 | -3.9 | -4.1 | -13.4 | 10.7 | -3 | 5.6 | -2.2 | 7.2 | 3.9 | 13.9 | 1.7 | 5 | -2.2 | 21.7 | -2.2 | 5 | -12.8 | 7.2 | 0.8 | 17.8 | 2.9 | 11.9 | -3.8 | 11.1 | 3.6 | 6.7 | -7.2 | 5.6 | -4.4 | 13.9 | 10.4 | 8.3 | -0.6 | 9.4 | -0.6 | 6 | 0 | 9.4 | -2.2 | 8.9 | 2.8 | 9.4 | -4.4 | 13.3 | 8.9 | 4 | -1 | 21.9 | 17.3 | 26.7 | 15 | 5 | -5.6 | 21.1 | 7.8 | -1.7 | -8.3 | 0.6 | -0.6 | 22.2 | 12.8 | 16.1 | -12.2 | 19.4 | -0.6 | 21.7 | 18.3 | 26.7 | 0 | 16.7 | -6.7 | 12.8 | 2.9 | 2.8 | -6.7 | 12.8 | -1.7 | 6.7 | 3.3 | 4.4 | -0.6 | 11.1 | 8.9 | -2.4 | -4.6 | 1.1 | -1.1
0 | -2 | -3.3 | -16.7 | 15.6 | 6.7 | 18.3 | 7.8 | 10.3 | -11.6 | 22.8 | 3.3 | 6 | 3 | 13.9 | 9.4 | 12.8 | 8.3 | 12.8 | 7.8 | 10.6 | 5.6 | 9.4 | 6.1 | 4.1 | 0 | 5.4 | 3.9 | 15 | 11 | 23.9 | 18.3 | 23.3 | 16.1 | 21.7 | 11.1 | 20 | 14.4 | 18.9 | 2.2 | 23.7 | 15.8 | 16.7 | -2.2 | 12.8 | -3.1 | -2.8 | -8.4 | 11.1 | 1.7 | -1.1 | -2.2 | 0.6 | -6.7 | 14.4 | 11.1 | 21.5 | 15.6 | 3.3 | 1.1 | -5 | -7 | -4.4 | -12.2 | 4.4 | -8.9 | 5.6 | 0.6 | -11.7 | -17.2 | 1.7 | -1.7 | -8.9 | -16.3 | 11.7 | 2.8 | 12.2 | -4.4 | 11.7 | 6.7 | 12.2 | -0.6 | 2.2 | -3.3 | -4.8 | -13.6 | 9.3 | -3.5 | 2.8 | -3.3 | 5.6 | 2.8 | 11.7 | 2.2 | 4.4 | -2.4 | 20 | -1.7 | 3.9 | -16.1 | 5 | 1.7 | 16.1 | 3.9 | 10 | -4.4 | 11.1 | 3.3 | 6.7 | -7.2 | 2.2 | -2.8 | 13.9 | 11.1 | 6.7 | -1.7 | 8.3 | -0.4 | 5 | -1 | 7.8 | -2.8 | 7.2 | 2.2 | 7.8 | -4.4 | 12.8 | 7.8 | 4 | -1 | 20 | 17.2 | 23.9 | 14.4 | 3.5 | -4.1 | 17.2 | 10.6 | -2.2 | -7.8 | 0.6 | -5 | 20.6 | 13.9 | 15.6 | -10 | 17.9 | 0.1 | 20 | 17.8 | 23.4 | 0.5 | 15.6 | -5 | 11.1 | 3.9 | 1.1 | -7.8 | 11.7 | -0.6 | 5 | 2.2 | 4 | -0.5 | 10.6 | 8.3 | -2.6 | -4.7 | 0.6 | 0
-1 | -5 | -4.4 | -20.6 | 13.3 | 6.7 | 17.2 | 6.7 | 8.3 | -13.9 | 21.1 | 3.9 | 5 | 2 | 13 | 8.7 | 12.8 | 8.9 | 11.1 | 7.8 | 9.4 | 6.7 | 8.3 | 6.1 | 3.3 | 0 | 5 | 3.3 | 15 | 9 | 23.3 | 18 | 22.8 | 16.1 | 20 | 12.2 | 17.2 | 14.4 | 17.8 | 2.8 | 22.2 | 15 | 15.6 | -1.1 | 12.2 | -3.3 | -3.3 | -8 | 8.3 | 1.7 | -1.1 | -2.2 | -0.3 | -5.8 | 12.8 | 11.1 | 20.2 | 15.2 | 3.3 | 1.1 | -5 | -8 | -5.6 | -11.1 | 2.2 | -8.3 | 3.9 | -0.6 | -12.2 | -17.8 | 1.1 | -1.1 | -9.4 | -16.2 | 12.2 | 3.3 | 8.9 | -1.7 | 11.7 | 4.4 | 11.1 | -0.6 | 1.1 | -3 | -5.6 | -15 | 7.8 | -4.4 | 2.1 | -3.3 | 5.6 | 3.9 | 10 | 3.3 | 3.9 | -2.8 | 19.4 | -1.1 | 2.8 | -16.1 | 3.9 | 0.9 | 15.2 | 3.7 | 8.5 | -3.2 | 10.7 | 3 | 6.1 | -5.6 | 1.1 | -3.9 | 10.7 | 7.6 | 4.4 | -2.8 | 7.2 | -0.2 | 4 | 0 | 5.6 | -2.8 | 6.7 | 2.2 | 6.7 | -2.2 | 13.3 | 5.6 | 4 | -1 | 19.8 | 17.6 | 23.3 | 15 | 2.1 | -3.9 | 16.1 | 12.2 | -2.8 | -8.4 | 0 | -3.9 | 18.9 | 14.4 | 14.4 | -10.6 | 16.5 | 0.6 | 19.4 | 17.8 | 20 | 0.4 | 13.9 | -3.9 | 10.4 | 4.8 | -0.6 | -8.3 | 10 | 0 | 5 | 2.2 | 3.7 | -0.4 | 10.6 | 7.8 | -2.8 | -5 | 1.1 | -2.2
-2 | -5 | -5.6 | -20 | 10.6 | 5 | 17.2 | 6.7 | 7.4 | -12.6 | 19.4 | 5 | 5 | 3 | 12 | 7.5 | 12.2 | 8.9 | 10 | 7.8 | 9.4 | 6.1 | 7.2 | 5 | 2.4 | -0.3 | 4.3 | 3 | 14 | 9 | 22.8 | 17.5 | 22.8 | 16.7 | 20 | 10.6 | 17.2 | 14.4 | 16.7 | 2.8 | 21.8 | 15.2 | 15 | -1.1 | 10.9 | -1.6 | -3.9 | -8.3 | 7.8 | 0.6 | -1.1 | -2.2 | -1.3 | -5.9 | 12.2 | 10.6 | 18.9 | 15 | 2.8 | 1.7 | -5 | -8 | -6.7 | -11.7 | -0.6 | -7.2 | 2.2 | -2.2 | -13.9 | -23.3 | 1.1 | -1.1 | -10 | -17.2 | 10 | 2.8 | 7.2 | -1.7 | 11.7 | 1.1 | 10.6 | -0.6 | 0 | -3.3 | -5 | -12.9 | 6.7 | -0.6 | 1.3 | -4.2 | 5.6 | 3.9 | 8.3 | 2.8 | 3.3 | -3.9 | 18.9 | -1.1 | 2.8 | -15.6 | 2.8 | 0.2 | 14.2 | 3.7 | 7.1 | -2.5 | 10.4 | 2.5 | 5 | -5.6 | 0.6 | -4.4 | 7.6 | 4 | 2.8 | -3.3 | 6.1 | -0.6 | 4 | 0 | 3.9 | -3.3 | 7.2 | 3.3 | 6.1 | -3.3 | 14.4 | 4.4 | 3 | 0 | 19.6 | 17.9 | 23.9 | 16.7 | 0.6 | -4.4 | 15.6 | 12.2 | -3.3 | -9.4 | 0 | -4.4 | 18.9 | 15 | 13.9 | -10.6 | 15 | 0.6 | 20 | 18.3 | 16.7 | 0 | 14.4 | -6.7 | 9.6 | 5.6 | -1.7 | -8.9 | 9.4 | 0.6 | 5.6 | 2.8 | 3.3 | -0.6 | 10.6 | 7.8 | -3 | -5 | 0.6 | -2.2
-5 | -7 | -6.7 | -21.1 | 9.4 | 5 | 16.1 | 7.8 | 6.5 | -12.2 | 19.4 | 5.6 | 5 | 2 | 11.1 | 6.7 | 12.2 | 8.9 | 9.4 | 7.2 | 9.4 | 6.1 | 6.1 | 3.9 | 1.5 | -0.7 | 3.5 | 2.6 | 14 | 9 | 22.2 | 17.2 | 22.8 | 16.1 | 20 | 8.3 | 17.2 | 14.4 | 16.1 | 3.3 | 21.5 | 15.6 | 14.4 | -1.1 | 9.6 | -0.5 | -4.3 | -8.1 | 6.1 | -0.6 | -1.1 | -2.2 | -2.2 | -6.7 | 11.7 | 10 | 18.7 | 14.4 | 2.8 | 1.7 | -5 | -8 | -8.3 | -12.2 | -1.7 | -7.2 | 1.7 | -3.3 | -15.6 | -20.6 | 1.1 | -1.1 | -11.9 | -17.4 | 8.3 | 2.8 | 9.4 | -2.8 | 11.7 | 0.6 | 10 | -0.6 | -0.4 | -3.2 | -4.5 | -12.2 | 5.5 | 1.6 | 0.6 | -5.6 | 5.6 | 3.9 | 7.8 | 1.7 | 2 | -3.6 | 17.2 | -0.6 | 1.1 | -14.4 | 1.7 | -0.6 | 13.3 | 3.3 | 5.6 | -2.8 | 10 | 2.2 | 5 | -6.7 | 0.6 | -3.3 | 4.4 | 0.6 | 2.8 | -2.8 | 5.2 | -0.5 | 3 | 0 | 3.3 | -3.3 | 6.1 | 3.9 | 4.4 | -2.8 | 14.4 | 6.1 | 3 | -1 | 19.4 | 18.3 | 21.1 | 18.3 | 0 | -3.8 | 15 | 12.2 | -4.1 | -8.7 | 0 | -5 | 18.9 | 16.1 | 10 | -11.1 | 13.7 | 1 | 19.4 | 17.8 | 15 | 0.4 | 13.9 | -6.7 | 8.9 | 6.1 | -3.3 | -7.8 | 8.9 | 0 | 5 | 2.2 | 2.6 | -0.6 | 9.4 | 7.2 | -3.1 | -5.4 | -0.6 | -1.1
-7 | -8 | -7.8 | -21.1 | 9.4 | 4.4 | 16.1 | 8.3 | 5.6 | -13.9 | 18.9 | 5.6 | 4 | 2 | 9.8 | 6 | 12.8 | 3.3 | 9.4 | 6.7 | 8.3 | 5.6 | 5 | 3.4 | 0.6 | -1.1 | 2.8 | 2.2 | 14 | 9 | 22.2 | 17.8 | 22.8 | 17.2 | 18.9 | 8.9 | 17.8 | 14.4 | 15 | 3.9 | 21.1 | 15.6 | 14.4 | -1.7 | 8.3 | 0 | -4.6 | -8.2 | 5.6 | -1.1 | -0.6 | -2.2 | -2.8 | -6.6 | 11.1 | 10 | 18.5 | 14 | 2.8 | 1.1 | -5 | -9 | -7.8 | -12.8 | -1.1 | -6.7 | 1.1 | -3.3 | -15.6 | -18.9 | 1.1 | -1.1 | -13.7 | -18.3 | 7.8 | 2.8 | 8.3 | -1.7 | 7.2 | 0.6 | 9.4 | -0.6 | -0.7 | -3.4 | -3.9 | -12.2 | 4.4 | 3.3 | 0.2 | -5.1 | 6.1 | 2.8 | 7.2 | 1.7 | 0.7 | -4 | 16.1 | -1.1 | 1.1 | -15.6 | 1.5 | -0.7 | 12.8 | 2.1 | 3.7 | -2.8 | 9.4 | 0.5 | 3.3 | -3.9 | 0 | -2.8 | 3.5 | -0.6 | 2.2 | -2.2 | 4.2 | -0.7 | 3 | -1 | 2.8 | -3.3 | 6.7 | 3.9 | 3.9 | -3.3 | 14.4 | 8.3 | 3 | -1 | 19.6 | 18.1 | 21.1 | 18.9 | -0.5 | -3.9 | 13.9 | 10.6 | -4.8 | -8.9 | 0 | -5 | 18.9 | 16.1 | 7.8 | -10.6 | 12.4 | 1.1 | 18.9 | 18.3 | 13.4 | 0.7 | 12.2 | 1.1 | 9.5 | 7.3 | -3.9 | -7.8 | 7.2 | 0 | 4.4 | 2.2 | 1.8 | -0.8 | 8.9 | 7.2 | -3.3 | -6.1 | -1.7 | -2.2
-3 | -6 | -8.3 | -22.8 | 7.8 | 3.3 | 15.6 | 8.3 | 4.1 | -11 | 16.7 | 5.6 | 3 | 1 | 8.5 | 5.3 | 12.8 | 2.8 | 9.4 | 6.7 | 7.8 | 5.6 | 4.4 | 2.5 | 0.2 | -0.8 | 3 | 2.1 | 14 | 10 | 22.2 | 18.4 | 22.2 | 16.7 | 17.8 | 8.9 | 17.8 | 14.4 | 14.4 | 4.4 | 20.7 | 15.3 | 13.9 | -2.2 | 7.9 | -0.1 | -5 | -8.9 | 5.6 | -1.1 | -0.6 | -2.2 | -3.3 | -7.1 | 10.6 | 10 | 18.3 | 13.3 | 2.8 | 1.1 | -5 | -7 | -8.4 | -13.1 | -0.6 | -6.1 | 0.6 | -4.4 | -16.7 | -19.4 | -0.6 | -1.7 | -15.6 | -20 | 10 | 3.3 | 8.3 | -1.7 | 7.2 | -0.6 | 8.3 | -0.6 | -1.1 | -3.9 | -3 | -10.3 | 3.9 | 2.7 | -0.2 | -5.5 | 3.9 | 1.7 | 6.7 | 1.1 | -0.6 | -5 | 15 | -0.6 | 1.1 | -15.6 | 1.3 | -0.8 | 12.2 | 0.9 | 1.9 | -3.3 | 8.9 | -1.1 | 2.2 | -3.3 | 0 | -2.8 | 2.6 | -1.9 | 2.2 | -2.2 | 3.3 | -1.1 | 1 | 0 | 2.8 | -2.8 | 6.1 | 4.4 | 2.8 | -3.3 | 13.9 | 10 | 3 | -2 | 19.8 | 18 | 20.6 | 18.9 | -1.1 | -4.4 | 12.8 | 8.9 | -5.6 | -9.4 | -0.6 | -5 | 18.9 | 16.1 | 5.6 | -10 | 11.1 | 1.1 | 18.9 | 18.3 | 11.7 | 0.6 | 8.3 | 2.8 | 10 | 8.5 | -4.4 | -7.8 | 7.2 | 0.6 | 4.4 | 2.2 | 1.1 | -1.1 | 8.3 | 6.1 | -3.3 | -5.6 | -1.7 | -3.3
-5 | -8 | -9.4 | -22.8 | 7.2 | 3.3 | 15 | 8.9 | 2.6 | -10.4 | 16.7 | 4.4 | 2 | 1 | 7.2 | 4.4 | 12.8 | 3.3 | 7.8 | 6.1 | 7.8 | 5.6 | 4.4 | 1.9 | -0.2 | -0.7 | 3.1 | 1.8 | 14 | 11 | 22.2 | 18.9 | 22.2 | 17.8 | 17.2 | 9.4 | 16.7 | 14.4 | 13.9 | 4.4 | 20.4 | 15 | 13.3 | -2.2 | 7.6 | -0.3 | -5.4 | -8.9 | 5 | -1.1 | -0.6 | -1.7 | -3.9 | -8.3 | 8.9 | 8.3 | 18.3 | 13.4 | 2.2 | 1.1 | -6 | -10 | -8.9 | -13.9 | -3.3 | -7.2 | 0 | -5 | -18.9 | -22.8 | -2.2 | -3.3 | -15.8 | -19.3 | 7.8 | 1.7 | 7.8 | -1.1 | 4.4 | -1.1 | 8.3 | -0.6 | -1.8 | -3.7 | -2 | -9.2 | 3.3 | 1.8 | -0.6 | -6.7 | 1.1 | 0 | 6.7 | 2.2 | -0.8 | -4.5 | 15 | 0 | -0.6 | -15 | 1.1 | -1.1 | 11.7 | -0.6 | 0 | -4.4 | 8.3 | -2.8 | 1.7 | -2.8 | 0 | -3.9 | 1.7 | -3.3 | 1.7 | -2.8 | 3.1 | -0.9 | 1 | 0 | 1.1 | -3.3 | 6.7 | 4.4 | 2.2 | -3.9 | 12.2 | 11.1 | 3 | -3 | 20 | 17.8 | 19.4 | 18.3 | -1.3 | -4.4 | 12.2 | 7.8 | -6 | -9.1 | -0.6 | -5.6 | 18.9 | 16.1 | 5 | -9.4 | 11.3 | 1.5 | 19.4 | 18.9 | 11.9 | 1.2 | 7.2 | 0.6 | 10.6 | 9.4 | -5 | -7.8 | 5.6 | 0.6 | 3.9 | 1.7 | 1.1 | -1.1 | 7.8 | 6.1 | -3.3 | -5.3 | -2.2 | -8.3
-5 | -7 | -10 | -22.8 | 7.2 | 3.3 | 14.4 | 10 | 1.1 | -11.1 | 16.7 | 3.9 | 1 | 1 | 6.7 | 4.5 | 11.7 | 6.1 | 8.3 | 6.7 | 7.8 | 5 | 3.3 | 1.4 | -0.6 | -0.6 | 3.3 | 1.7 | 14 | 11 | 22 | 19.2 | 22.2 | 17.8 | 17.2 | 9.4 | 16.1 | 14.4 | 13.3 | 5.6 | 20 | 14.4 | 13.3 | -1.7 | 7.2 | -0.6 | -5.7 | -9.2 | 4.4 | -1.1 | -0.6 | -1.7 | -4.1 | -7.4 | 8.3 | 7.8 | 18.3 | 13.4 | 1.1 | 1.1 | -8 | -12 | -9.5 | -14.8 | -3.3 | -6.7 | -0.6 | -6.7 | -18.3 | -23.9 | -3.3 | -3.9 | -15.9 | -18.8 | 6.7 | 1.7 | 7.8 | 0 | 3.9 | -2.2 | 7.2 | -0.6 | -2.6 | -4.1 | -1.1 | -9.4 | 2.8 | 1.1 | -1 | -5.7 | 0 | -1.7 | 5 | 2.2 | -0.9 | -4.5 | 15 | 1.1 | -2.8 | -15 | 0.5 | -1.4 | 11.1 | -0.1 | -0.7 | -4.3 | 8.1 | -1.7 | 1.7 | -2.2 | -1.1 | -3.9 | 0.9 | -3.7 | 1.1 | -2.8 | 3 | -0.9 | 0 | 0 | 0 | -3.9 | 6.7 | 4.4 | 2.2 | -3.3 | 11.7 | 10.6 | 3 | -2 | 19.4 | 17.4 | 18.9 | 18.3 | -1.5 | -4.8 | 10.6 | 6.1 | -6.3 | -9 | -0.6 | -5.6 | 18.9 | 16.7 | 3.9 | -9.4 | 11.5 | 2 | 19.4 | 18.9 | 12 | 1.3 | 5 | 1.7 | 10.4 | 9.3 | -5.6 | -7.2 | 3.9 | 0.6 | 3.3 | 0 | 1.1 | -1.3 | 8.3 | 6.1 | -3.3 | -5.6 | -2.8 | -8.9
-5 | -8 | -10.6 | -22.8 | 6.1 | 2.8 | 14.4 | 9.4 | 0.2 | -9.2 | 13.9 | 5 | 1 | 0 | 6.1 | 4.6 | 11.1 | 6.7 | 7.2 | 6.1 | 6.1 | 4.4 | 2.2 | 1.2 | -0.6 | -0.6 | 2.6 | 1.6 | 14 | 11 | 21.9 | 19.3 | 22.2 | 17.2 | 16.7 | 10 | 15.6 | 14.4 | 12.2 | 6.7 | 18.5 | 14.6 | 13.3 | -1.1 | 7.6 | -0.3 | -6.1 | -10 | 5 | -0.6 | -0.6 | -2.8 | -4.2 | -7.1 | 8.3 | 7.8 | 18.3 | 13.3 | 0.6 | 0.6 | -11 | -14 | -10 | -15.6 | -3.3 | -6.7 | -0.6 | -6.1 | -17.2 | -22.2 | -3.9 | -4.4 | -16.1 | -18.9 | 6.1 | 1.1 | 7.2 | -0.6 | 3.9 | -2.2 | 6.1 | -2.2 | -3.3 | -4.4 | -1.1 | -7.3 | 2.4 | 0.8 | -1.3 | -5.7 | 0 | -1.7 | 3.9 | 1.7 | -1.1 | -5 | 16.1 | 1.7 | -2.8 | -15 | 0 | -1.5 | 10.6 | 0.3 | -1.5 | -4.8 | 8 | -0.6 | 1.1 | -2.8 | -1.1 | -3.9 | 0.2 | -4.3 | 0.6 | -3.3 | 2.8 | -1.1 | 0 | 0 | 1.1 | -2.8 | 6.7 | 4.4 | 0.6 | -3.9 | 11.7 | 11.1 | 2 | -2 | 18.9 | 17.1 | 18.9 | 17.8 | -1.7 | -5.6 | 10 | 6.1 | -6.7 | -9.4 | -0.6 | -5 | 18.9 | 16.1 | 3.9 | -8.9 | 11.7 | 2.2 | 19.4 | 18.9 | 12.2 | 1.7 | 2.8 | 1.1 | 10.2 | 9.2 | -5.6 | -7.8 | 3.9 | -0.6 | 2.2 | -1.1 | 1.1 | -1.7 | 9.4 | 7.2 | -3.7 | -5.6 | -3.3 | -10
-9 | -12 | -11.1 | -22.2 | 6.7 | 2.8 | 14.4 | 9.4 | -0.8 | -8.7 | 13.3 | 5 | 1 | 0 | 5.6 | 4.4 | 12.2 | 3.3 | 6.7 | 6.1 | 6.1 | 3.9 | 1.1 | 0.1 | -0.6 | -0.6 | 1.8 | 1.2 | 14 | 11 | 21.7 | 19.4 | 21.7 | 17.2 | 16.7 | 10.6 | 16.7 | 15 | 12.2 | 6.1 | 17.1 | 14.8 | 13.3 | 0 | 7.9 | -0.5 | -6.7 | -9.8 | 5.6 | 0 | -0.6 | -3.3 | -4.4 | -7.2 | 7.8 | 7.2 | 18.3 | 14 | 0.6 | 0.6 | -11 | -13 | -10.6 | -16.6 | -3.9 | -6.7 | -0.6 | -6.7 | -19.4 | -23.3 | -4.4 | -5.6 | -16.5 | -19.1 | 6.7 | 1.1 | 5.6 | -1.1 | 3.3 | -3.3 | 6.7 | 0 | -3.5 | -4.6 | -1.1 | -6.4 | 2.1 | 0.5 | -1.7 | -6.1 | 0 | -1.7 | 4.4 | 3.3 | -1.5 | -4.8 | 17.2 | 2.2 | -4.4 | -13.9 | -0.6 | -2.2 | 10 | 0.6 | -2.2 | -5.6 | 7.8 | 0 | 1.7 | -3.3 | -2.2 | -5 | -0.6 | -5.6 | 0.6 | -3.3 | 2.8 | -1.4 | 0 | -1 | 1.7 | -2.2 | 6.1 | 4.4 | 1.7 | -3.3 | 11.7 | 10.6 | 2 | -2 | 18.3 | 16.7 | 20 | 17.2 | -1.9 | -5.5 | 9.4 | 3.9 | -7.4 | -9.3 | -1.1 | -5 | 18.9 | 16.7 | 6.7 | -9.4 | 12.1 | 2.8 | 20 | 19.4 | 12 | 0.4 | 2.2 | 0.6 | 10 | 8.9 | -5.6 | -7.8 | 3.3 | 0.6 | 1.7 | -1.1 | 0.9 | -0.8 | 8.9 | 6.7 | -4 | -5.9 | -4.4 | -10
-10 | -12 | -12.2 | -22.8 | 6.7 | 2.8 | 15 | 10 | -1.7 | -9.4 | 11.7 | 5 | 1 | 0 | 5.8 | 4.6 | 12.2 | 2.8 | 8.9 | 6.7 | 5.6 | 3.9 | 2.2 | -0.2 | -0.6 | -0.6 | 1.1 | 1.1 | 14 | 12 | 21.1 | 19.2 | 21.7 | 17.2 | 15 | 12.2 | 17.2 | 15.6 | 11.7 | 6.7 | 15.6 | 14.4 | 13.3 | 1.1 | 8.3 | -0.6 | -7.2 | -9.9 | 5.6 | 0 | -0.6 | -3.9 | -4.2 | -6.7 | 7.2 | 5.6 | 18.3 | 14.4 | 1.1 | 0.6 | -8 | -11 | -11.1 | -18.3 | -3.3 | -7.2 | -1.1 | -7.2 | -20 | -23.9 | -5 | -6.1 | -16.8 | -19.5 | 4.4 | 1.1 | 5.6 | -1.1 | 2.8 | -3.9 | 7.2 | 0 | -3.7 | -5.1 | -1.1 | -6.1 | 1.7 | 0 | -1.7 | -5.6 | 0.6 | 0 | 2.8 | 2.8 | -1.8 | -4.9 | 14.4 | 2.8 | -5.6 | -12.8 | -0.4 | -1.8 | 10 | 0.6 | -1.7 | -4.8 | 7.4 | 0.8 | 1.1 | -3.3 | 0 | -3.3 | -1 | -5.4 | 0.6 | -3.3 | 2.8 | -1.9 | -1 | -2 | 0 | -3.3 | 6.1 | 4.4 | 1.1 | -3.9 | 11.1 | 10.6 | 2 | -2 | 18.5 | 16.7 | 19.4 | 17.2 | -2 | -5.7 | 8.3 | 3.3 | -8.2 | -9.6 | -1.7 | -5.6 | 19.4 | 17.2 | 5 | -8.3 | 12.4 | 3.1 | 20 | 19.4 | 11.9 | -0.8 | 2.8 | 0 | 9.3 | 7.8 | -5.6 | -7.8 | 1.7 | 0 | 1.7 | 0 | 0.8 | 0 | 8.9 | 6.7 | -4.4 | -6.7 | -4.4 | -12.2
-10 | -12 | -12.8 | -22.2 | 6.7 | 1.7 | 15.6 | 11.7 | 1.5 | -7.4 | 12.2 | 5 | 2 | 0 | 5.9 | 4.4 | 12.2 | 2.8 | 8.3 | 6.7 | 5 | 3.3 | 3.3 | -0.6 | -0.6 | -0.6 | 1.5 | 1.5 | 15 | 12 | 20.6 | 19.1 | 22.2 | 16.7 | 15.6 | 12.2 | 17.2 | 15.6 | 11.1 | 6.7 | 16.9 | 14.8 | 13.3 | 1.7 | 8.3 | -0.6 | -7.8 | -10.6 | 5 | 0 | -0.6 | -3.3 | -4.1 | -6.6 | 7.8 | 7.8 | 18.3 | 15 | 1.1 | 0.6 | -6 | -11 | -12.2 | -15.6 | -3.9 | -7.2 | -1.1 | -6.7 | -20 | -23.3 | -6.7 | -7.2 | -17.2 | -20.6 | 6.1 | 1.7 | 5 | -0.6 | -0.6 | -2.8 | 6.7 | 0 | -3.9 | -5.6 | -0.5 | -5.3 | 1.7 | -0.2 | -1.7 | -5.6 | 0.6 | 0 | 3.3 | 2.8 | -2.2 | -5.6 | 11.1 | 1.1 | -4.4 | -13.3 | -0.2 | -1.6 | 10 | 0.6 | -1.1 | -4.4 | 7.1 | 1.6 | 1.1 | -3.3 | -0.6 | -2.8 | -1.3 | -5.7 | 1.7 | -2.8 | 2.8 | -2.8 | 0 | -2 | -1.1 | -3.9 | 6.1 | 4.4 | 0.6 | -3.9 | 11.1 | 10.6 | 1 | -2 | 18.7 | 16.7 | 18.3 | 17.2 | -2.2 | -6.7 | 8.3 | 3.3 | -8.9 | -10 | -2.2 | -6.1 | 19.4 | 17.2 | 7.2 | -8.9 | 12.8 | 3.3 | 20 | 19.4 | 11.7 | -2.8 | 2.8 | 0.6 | 8.5 | 6.3 | -2.8 | -8.3 | 1.7 | 0 | 1.1 | -0.6 | 0.6 | 0.6 | 8.9 | 5.6 | -4 | -5.9 | -4.4 | -12.2
-10 | -12 | -12.2 | -21.7 | 6.7 | 0.6 | 15.6 | 12.8 | 4.6 | -6.7 | 11.1 | 5 | 2 | 1 | 6.1 | 4.4 | 11.1 | 6.7 | 8.9 | 7.2 | 5.6 | 3.9 | 2.8 | -1.7 | -0.6 | -0.6 | 1.8 | 1.8 | 15 | 13 | 20 | 18.9 | 22.2 | 16.1 | 15 | 12.8 | 17.8 | 16.7 | 11.1 | 7.2 | 18.1 | 15 | 15 | 1.7 | 8.3 | -1.1 | -5.8 | -9.1 | 5 | 0 | -0.6 | -3.3 | -3.9 | -6.7 | 8.3 | 8.3 | 18.7 | 15.6 | 1.1 | 1.1 | -6 | -11 | -10.6 | -15.6 | -2.2 | -5 | -1.7 | -6.7 | -20.6 | -23.9 | -6.7 | -7.8 | -16.3 | -19.2 | 7.2 | 0.6 | 5.6 | 0.6 | -0.6 | -3.3 | 7.8 | 0 | -1.1 | -3.9 | 0 | -4.9 | 1.7 | -0.6 | -1.7 | -6.1 | 5.6 | 2.8 | 3.9 | 3.9 | -1.3 | -4.6 | 10 | 1.7 | -1.1 | -12.2 | 0 | -1.7 | 10 | 0.6 | -0.6 | -4.4 | 6.7 | 2.2 | 1.7 | -2.2 | 0 | -2.8 | -1.7 | -6.7 | 1.1 | -2.8 | 3.2 | -3 | 0 | -1 | -1.1 | -3.3 | 6.1 | 5 | 0.6 | -3.3 | 11.7 | 9.4 | 2 | -2 | 18.9 | 16.7 | 18.3 | 16.7 | -1.8 | -6 | 7.8 | 4.4 | -6.1 | -8.2 | -1.7 | -6.1 | 19.4 | 18.3 | 5.6 | -7.8 | 12.8 | 4.8 | 20.6 | 20 | 12.4 | -2.3 | 3.3 | 0 | 7.8 | 5 | -1.1 | -7.8 | 2.8 | 1.1 | 0.6 | -1.1 | 1.1 | 0.2 | 8.3 | 5 | -3.7 | -5.6 | -4.4 | -12.8
-11 | -13 | -11.7 | -20 | 6.7 | 0.6 | 15.6 | 12.8 | 7.8 | -7.8 | 14.4 | 5 | 5 | 2 | 9.1 | 6.2 | 12.2 | 7.2 | 9.4 | 7.2 | 8.3 | 5 | 7.8 | -1.1 | -0.6 | -0.6 | 2.2 | 2.2 | 15 | 14 | 22.2 | 19.4 | 23.3 | 17.2 | 16.1 | 12.8 | 19.4 | 18.3 | 11.7 | 7.2 | 19.4 | 15 | 16.1 | 1.7 | 8.3 | -1.7 | -3.7 | -7.8 | 6.1 | 0 | -0.6 | -3.3 | -3.2 | -6.4 | 12.2 | 12.2 | 19 | 16.1 | 1.7 | 0.6 | -7 | -12 | -7.8 | -13.3 | 0.6 | -4.4 | -1.7 | -6.1 | -17.2 | -20 | -5 | -6.1 | -15.3 | -18.2 | 9.4 | -2.2 | 8.9 | 2.8 | -0.6 | -2.2 | 10.6 | 1.1 | 1.6 | -2.7 | 0.6 | -5.6 | 1.7 | -1.1 | -0.2 | -5.3 | 8.3 | 3.3 | 5.6 | 5.6 | -0.3 | -3.9 | 8.9 | 1.7 | 2.8 | -11.7 | 2.4 | -1.2 | 11.5 | 0.6 | 2.4 | -2.9 | 7.4 | 2.7 | 3.3 | -1.1 | 1.1 | -2.2 | -1.9 | -5.8 | 4.4 | -0.6 | 3.5 | -3.9 | 2 | 0 | 2.2 | -1.7 | 6.1 | 4.4 | 3.9 | -0.6 | 12.8 | 8.9 | 4 | -1 | 20.9 | 17.1 | 19.4 | 17.2 | -1.5 | -6 | 7.2 | 5 | -3.4 | -6.8 | -1.1 | -5.6 | 21.1 | 18.3 | 9.4 | -8.3 | 12.8 | 5.7 | 20.6 | 20 | 13.2 | -2 | 3.9 | 0 | 7.2 | 2.9 | 2.2 | -7.2 | 5 | 1.7 | 0.6 | -0.6 | 1.7 | -0.1 | 8.3 | 4.4 | -3.3 | -5.6 | -2.2 | -10
-6 | -10 | -11.1 | -20.6 | 7.2 | 0.6 | 16.1 | 13.3 | 10.2 | -6.7 | 17.2 | 5 | 7 | 3 | 12 | 7.5 | 14.4 | 6.1 | 10.6 | 8.3 | 9.4 | 5.6 | 11.1 | 1.9 | 1.3 | 0 | 2.9 | 1.9 | 17 | 15 | 24.5 | 20 | 23.3 | 17.2 | 17.2 | 13.3 | 21.7 | 18.9 | 11.1 | 7.2 | 21.5 | 14.9 | 10.6 | 1.7 | 8.9 | -2.1 | -1.7 | -7.8 | 7.8 | 0.6 | -0.6 | -3.3 | -2.4 | -6.4 | 14.4 | 12.8 | 19.4 | 16.7 | 1.7 | 1.1 | -4 | -10 | -6.1 | -11.7 | 2.8 | -2.8 | -1.7 | -6.7 | -15 | -17.2 | -2.2 | -3.9 | -14.4 | -17.8 | 7.8 | 0 | 12.2 | 3.3 | -0.6 | -2.2 | 13.3 | 0.6 | 4.4 | -2.2 | 1.9 | -4.5 | 3.4 | -1.4 | 1.3 | -5.6 | 10.6 | 2.8 | 7.2 | 6.7 | 0.6 | -3.9 | 10.6 | 2.8 | 4.4 | -12.8 | 4.8 | -1.6 | 12.9 | 0.6 | 5.3 | -2.2 | 8.2 | 3.5 | 5 | -1.7 | 3.9 | -0.6 | -2 | -5.4 | 6.1 | 0.6 | 3.9 | -5.6 | 5 | -1 | 4.4 | -1.1 | 6.1 | 5 | 6.7 | 0.6 | 13.9 | 8.9 | 5 | 0 | 23 | 17.7 | 21.1 | 17.2 | -1.1 | -6.7 | 6.7 | 3.9 | -0.6 | -6.1 | 0 | -5 | 22.2 | 17.2 | 12.8 | -9.4 | 12.8 | 6.7 | 21.1 | 20 | 13.9 | -2.8 | 5 | -0.6 | 6.7 | 0.6 | 3.3 | -6.1 | 6.7 | 2.2 | 1.7 | 0 | 2.2 | -0.6 | 8.9 | 4.4 | -1.3 | -4 | -0.6 | -9.4
-3 | -8 | -10 | -19.4 | 7.8 | 0.6 | 16.7 | 13.9 | 12.6 | -7.1 | 19.4 | 5 | 8 | 3 | 15 | 8.9 | 16.7 | 4.4 | 12.2 | 10 | 11.1 | 5 | 13.4 | 4 | 3.1 | 0.3 | 3.7 | 1.6 | 17 | 15 | 26.7 | 20 | 23.9 | 17.2 | 18.9 | 14.4 | 23.9 | 18.9 | 10.6 | 7.2 | 23.5 | 14 | 10.6 | -0.6 | 9.4 | -2.8 | -0.4 | -7 | 11.7 | 1.7 | -0.6 | -4.4 | -1.7 | -7.2 | 17.2 | 13.9 | 19.4 | 16.1 | 2.2 | 1.1 | -2 | -9 | -3.9 | -9.4 | 5.6 | 0 | -1.7 | -7.2 | -15 | -20.6 | 1.1 | -2.8 | -12 | -16.4 | 6.1 | 2.8 | 15.6 | 3.3 | -0.6 | -2.2 | 15.6 | 2.2 | 6.3 | -2 | 3.1 | -4.5 | 5 | -2.5 | 2.8 | -6.7 | 11.7 | 4.4 | 11.7 | 6.7 | 2.6 | -2.7 | 12.8 | 2.2 | 6.1 | -11.1 | 7.2 | -2.8 | 14.4 | 0 | 8.3 | -2.2 | 8.9 | 3.9 | 8.9 | -2.8 | 7.8 | -0.6 | -2.2 | -5.6 | 9.4 | 1.1 | 5.6 | -4.5 | 6 | 0 | 7.2 | -0.6 | 6.1 | 5 | 9.4 | -0.6 | 15 | 9.4 | 7 | 0 | 25 | 17.8 | 23.9 | 17.2 | -0.4 | -6.1 | 6.7 | 2.8 | 0.7 | -5.1 | 0.6 | -4.4 | 24.4 | 17.2 | 14.4 | -9.4 | 12.4 | 8.3 | 21.7 | 20.6 | 16.3 | -1.5 | 5 | -1.1 | 6.1 | -2.2 | 3.9 | -6.7 | 8.9 | 2.8 | 2.2 | 0.6 | 3.9 | 0.9 | 11.1 | 3.9 | 0.8 | -2.8 | 1.1 | -7.8
-1 | -5 | -9.4 | -20 | 7.8 | 1.1 | 17.2 | 14.4 | 15 | -9.4 | 21.1 | 3.3 | 8 | 2 | 16.3 | 8.8 | 16.7 | 5 | 13.3 | 10.6 | 11.7 | 4.4 | 15.6 | 5.6 | 5 | 0.6 | 4.4 | 1.1 | 17 | 16 | 28.4 | 19.9 | 25.6 | 17.2 | 20.6 | 15.6 | 26.1 | 18.3 | 10.6 | 8.3 | 25.6 | 12.8 | 13.3 | 0 | 10 | -4.4 | 0.9 | -7.2 | 13.9 | 2.8 | 0 | -3.9 | -0.9 | -6 | 18.9 | 12.2 | 19.4 | 15.7 | 2.2 | 1.1 | -1 | -7 | -2.2 | -10 | 6.1 | 1.1 | -0.6 | -8.3 | -13.9 | -19.4 | 3.3 | -3.3 | -9.6 | -15.6 | 8.9 | 3.9 | 18.3 | 3.3 | -0.6 | -3.9 | 17.2 | 2.2 | 8.1 | -2.2 | 4.4 | -5 | 6.7 | -4.4 | 4.6 | -5.6 | 14.4 | 2.8 | 15 | 5.6 | 4.7 | -2.3 | 15 | 2.8 | 7.8 | -10.6 | 8.3 | -2.9 | 15.3 | -0.1 | 10.7 | -1.5 | 9.6 | 4.4 | 10.6 | -2.2 | 10 | -0.6 | -1.7 | -5.3 | 12.8 | 2.2 | 7.2 | -4.6 | 7 | 0 | 8.9 | -0.6 | 6.7 | 5 | 11.7 | -0.6 | 17.2 | 8.3 | 8 | 0 | 25.6 | 17.5 | 26.1 | 18.3 | 0.4 | -6.1 | 6.1 | 1.7 | 2 | -5 | 1.1 | -3.9 | 24.4 | 15 | 15 | -9.4 | 12.1 | 9.5 | 23.9 | 20.6 | 18.7 | -1 | 6.1 | -2.2 | 6.1 | -2.7 | 5.6 | -6.7 | 11.1 | 3.9 | 2.8 | 0.6 | 5.5 | 2.3 | 11.7 | 1.7 | 2.8 | -2.2 | 3.3 | -8.9
0 | -5 | -8.9 | -19.4 | 8.9 | 1.7 | 18.9 | 15 | 15.6 | -8.3 | 22.2 | 2.8 | 9 | 2 | 17.6 | 8.5 | 16.1 | 7.8 | 13.3 | 8.9 | 13.3 | 3.9 | 15 | 5.6 | 8.7 | 0.9 | 3.7 | 0.9 | 18 | 16 | 30 | 19.1 | 26.1 | 17.2 | 22.8 | 15.6 | 27.2 | 17.8 | 10.6 | 9.4 | 25.8 | 13.7 | 15 | 0.6 | 10.2 | -4.4 | 2.2 | -8.9 | 15 | 5 | 0.6 | -3.3 | -0.2 | -5.3 | 18.9 | 11.7 | 19.4 | 15 | 2.8 | 1.1 | -1 | -6 | -1.7 | -10 | 6.7 | 1.1 | -0.6 | -8.3 | -15 | -20.6 | 3.9 | -3.3 | -7.2 | -16.1 | 11.7 | 1.1 | 20 | 1.7 | -0.6 | -3.9 | 18.3 | 1.1 | 10 | -3.3 | 4.6 | -4.4 | 7.2 | -4.3 | 6.5 | -5.7 | 13.3 | 3.9 | 17.2 | 6.7 | 6.7 | -2.2 | 16.7 | 0 | 9.4 | -10 | 9.5 | -3.6 | 16.3 | 0 | 13.2 | -1 | 10.4 | 5.2 | 11.1 | -3.3 | 10.6 | -1.1 | -1.1 | -5.3 | 14.4 | 2.8 | 8.9 | -5.6 | 8 | 0 | 10 | -1.1 | 6.7 | 5 | 13.3 | -0.6 | 17.2 | 8.3 | 9 | 0 | 26.1 | 16.9 | 27.2 | 18.9 | 1.1 | -7.2 | 6.1 | 0.6 | 3.3 | -5.6 | 2.2 | -3.3 | 25.6 | 15.6 | 17.8 | -8.3 | 11.7 | 10.6 | 25.6 | 20 | 21.1 | -1.1 | 7.8 | -2.8 | 6.1 | -3.4 | 6.1 | -6.7 | 11.7 | 4.4 | 5 | 0.6 | 7.2 | 3.9 | 13.3 | 0 | 2.6 | -2 | 5 | -7.8
1 | -5 | -8.3 | -17.8 | 11.1 | 1.7 | 19.4 | 15.6 | 16.1 | -8 | 23.9 | 3.3 | 11 | 4 | 18.9 | 7.8 | 16.7 | 7.2 | 14.4 | 5 | 15 | 3.3 | 13.9 | 2.8 | 12.4 | 0.5 | 2.9 | 0.8 | 19 | 17 | 31.7 | 18.3 | 26.1 | 16.7 | 23.9 | 15 | 28.3 | 17.8 | 11.1 | 10 | 25.9 | 14.7 | 16.1 | 1.1 | 10.4 | -4.6 | 2.2 | -8.3 | 15.6 | 5.6 | 1.1 | -3.3 | 0.6 | -5.6 | 20 | 11.7 | 20.9 | 15.9 | 3.9 | 1.1 | 0 | -2 | 0 | -9.4 | 7.2 | 0 | 0 | -7.8 | -14.4 | -20.6 | 4.4 | -3.3 | -6.3 | -14.8 | 11.1 | -1.7 | 21.7 | 2.8 | 0 | -3.3 | 20 | 2.2 | 11.1 | -3 | 4.8 | -4.2 | 7.8 | -4.4 | 8.3 | -6.7 | 13.9 | 3.3 | 18.3 | 8.3 | 8.5 | -1.2 | 17.2 | -3.3 | 12.8 | -9.4 | 10.6 | -5 | 17.2 | -0.6 | 15.6 | -1.7 | 11.1 | 5.6 | 11.1 | -1.7 | 11.7 | 0 | -0.6 | -6.1 | 15 | 3.3 | 9.5 | -4.9 | 9 | 0 | 11.1 | -1.7 | 7.2 | 5 | 14.4 | -1.1 | 12.2 | 9.4 | 10 | 1 | 26.7 | 16.7 | 17.2 | 15 | 1.5 | -6.5 | 7.2 | 1.1 | 4.2 | -4.2 | 3.3 | -2.8 | 27.2 | 13.9 | 20.6 | -12.8 | 11.9 | 10.8 | 26.1 | 18.3 | 22.2 | -0.4 | 8.9 | -3.9 | 6.1 | -5 | 7.2 | -7.8 | 12.8 | 4.4 | 6.7 | -0.6 | 7.8 | 3.8 | 13.9 | 0.6 | 2.4 | -2.2 | 6.7 | -9.4
2 | -2 | -7.8 | -12.8 | 12.2 | 1.1 | 20 | 16.1 | 16.7 | -9.4 | 24.4 | 3.3 | 10 | 1 | 19.1 | 7.6 | 16.1 | 7.8 | 15 | 4.4 | 15.6 | 3.3 | 14.4 | 6.7 | 16.1 | -2.2 | 2.2 | 0.6 | 19 | 17 | 31.7 | 17.6 | 26.1 | 16.7 | 23.9 | 15.6 | 28.9 | 16.1 | 11.7 | 10.6 | 26.1 | 15.6 | 16.1 | 0 | 10.6 | -6.1 | 2.2 | -8.9 | 16.7 | 5.6 | 1.7 | -2.2 | 1 | -4.8 | 21.7 | 12.2 | 22.4 | 16.5 | 3.9 | 1.1 | 0 | -1 | -0.6 | -8.9 | 7.2 | 1.1 | 0 | -8.3 | -15 | -20 | 5 | -3.9 | -5.3 | -14.5 | 9.4 | -1.1 | 22.8 | 3.3 | -0.6 | -2.8 | 21.1 | 2.8 | 12.2 | -2.8 | 5 | -5 | 8.3 | -5.6 | 8.7 | -6.3 | 15 | 1.7 | 19.4 | 8.3 | 10.4 | -0.1 | 18.3 | -4.4 | 15.6 | -7.8 | 10.8 | -5.4 | 16.5 | 1 | 16.1 | -1.7 | 11.5 | 6 | 11.1 | -0.6 | 11.7 | 0 | -1.1 | -5.7 | 16.7 | 4.4 | 10 | -4.9 | 9 | 1 | 11.7 | -3.3 | 7.2 | 5.6 | 15 | -0.6 | 10.6 | 7.8 | 11 | 0 | 25.4 | 16.8 | 16.7 | 15 | 1.8 | -6.7 | 6.7 | 1.7 | 5.2 | -3.9 | 4.4 | -2.2 | 27.2 | 10.6 | 20.6 | -11.1 | 12 | 10.9 | 26.7 | 18.3 | 23.3 | -0.8 | 8.9 | -3.9 | 5.7 | -5 | 7.2 | -7.8 | 13.9 | 4.4 | 7.8 | -1.1 | 8.3 | 4 | 13.3 | -1.7 | 2.2 | -2.8 | 8.3 | -9.4
2 | -2 | -7.2 | -12.2 | 12.8 | 0.6 | 20 | 16.1 | 16.1 | -7.3 | 25 | 3.3 | 11 | 2 | 19.2 | 6.7 | 16.7 | 7.2 | 15 | 5 | 15.6 | 4.4 | 15 | 6.1 | 13.1 | -0.5 | 3.1 | 0.8 | 19 | 16 | 31.7 | 16.9 | 25 | 17.2 | 23.9 | 15 | 28.9 | 15.6 | 12.2 | 11.1 | 25.7 | 15.4 | 17.8 | -3.9 | 10.6 | -5.9 | 2.2 | -10.6 | 17.2 | 4.4 | 3.3 | -3.3 | 1.3 | -5.2 | 20.6 | 12.2 | 23.9 | 17.2 | 4.4 | 0.6 | 1 | -1 | 0 | -8.9 | 7.2 | 1.1 | -0.6 | -8.3 | -13.9 | -18.9 | 5.6 | -3.9 | -4.4 | -15.6 | 7.8 | -1.7 | 23.9 | 2.2 | 0 | -1.7 | 22.2 | 1.7 | 13.3 | -3.3 | 4.8 | -4.4 | 7.9 | -4.3 | 9 | -6.4 | 13.9 | 1.7 | 20.6 | 7.8 | 12.2 | 0.6 | 18.9 | -5.6 | 16.7 | -7.2 | 10.9 | -6.5 | 15.7 | 1.8 | 16.7 | -2.1 | 11.8 | 6.3 | 11.1 | -3.3 | 12.8 | 0.6 | -1.7 | -5.9 | 16.1 | 4.4 | 10.6 | -6.1 | 9 | 2 | 12.8 | -4.4 | 7.8 | 5.6 | 13.3 | -1.7 | 10.6 | 8.3 | 11 | 0 | 24.1 | 16.9 | 16.1 | 15.6 | 2.2 | -7.8 | 7.2 | 2.2 | 6.1 | -3.9 | 5.6 | -3.3 | 26.7 | 10.6 | 22.8 | -12.2 | 12.2 | 11.1 | 26.1 | 18.3 | 24.4 | -0.6 | 8.3 | -3.9 | 5.4 | -5.7 | 6.7 | -5.6 | 13.9 | 4.4 | 8.3 | -2.2 | 8.9 | 3.9 | 14.4 | -1.1 | 2 | -2.6 | 9.4 | -11.7
2 | -3 | -6.7 | -12.2 | 12.8 | -1.1 | 19.4 | 16.1 | 15.6 | -7 | 25 | 3.3 | 11 | 2 | 19.4 | 6.1 | 15 | 8.3 | 15 | 5 | 15.6 | 6.1 | 15 | 5 | 10.2 | -0.3 | 4.1 | 0.9 | 20 | 16 | 31.7 | 16.1 | 25 | 17.8 | 21.7 | 17.2 | 27.8 | 18.9 | 12.8 | 11.1 | 25.4 | 15.2 | 17.2 | -6.7 | 10.6 | -6.8 | 1.3 | -9.1 | 17.2 | 3.3 | 4.4 | -5 | 1.7 | -6.1 | 20.6 | 12.2 | 23.3 | 15.9 | 4.4 | 1.7 | 1 | -1 | 0 | -8.3 | 6.7 | 1.7 | -0.6 | -8.9 | -14.4 | -20 | 5 | -3.3 | -4.4 | -14.2 | 8.3 | -1.7 | 24.4 | 3.9 | -1.1 | -2.2 | 22.8 | 1.1 | 12.8 | -2.3 | 4.6 | -4.6 | 7.6 | -3.4 | 9.4 | -7.8 | 14.4 | 1.7 | 20 | 7.8 | 11.8 | 0.5 | 18.3 | -5.6 | 16.7 | -6.7 | 11.1 | -8.9 | 15 | 2.8 | 17.2 | -2.8 | 12.2 | 6.7 | 11.1 | -2.2 | 13.3 | 0 | -2.2 | -6.7 | 15.6 | 4.4 | 10.4 | -5.3 | 10 | 2 | 13.3 | -5 | 7.8 | 6.1 | 13.9 | -1.7 | 10 | 6.7 | 11 | 1 | 22.8 | 16.7 | 16.1 | 15.6 | 2 | -6.5 | 7.8 | 2.2 | 5.5 | -3.2 | 6.1 | -2.8 | 26.7 | 11.1 | 22.8 | -8.3 | 12 | 11.1 | 26.1 | 18.9 | 23.5 | -0.1 | 8.3 | -4.4 | 5 | -7.2 | 5.6 | -4.4 | 13.9 | 4.4 | 8.9 | -3.3 | 7.6 | 3.5 | 12.8 | -1.7 | 1.9 | -2.6 | 10 | -8.3
2 | -2 | -6.1 | -11.1 | 12.2 | -1.1 | 18.3 | 16.7 | 15 | -7.2 | 25 | 2.8 | 11 | 1 | 18.5 | 7.3 | 16.7 | 7.2 | 16.1 | 3.9 | 14.4 | 4.4 | 13.3 | 5.6 | 7.2 | -0.6 | 5 | 1.1 | 19 | 15 | 30.6 | 15.9 | 24.4 | 18.3 | 21.7 | 17.2 | 26.1 | 18.9 | 12.8 | 11.7 | 25 | 15 | 16.7 | -7.8 | 10.6 | -8.9 | 0.3 | -8.6 | 17.2 | 4.4 | 3.9 | -6.7 | 1.1 | -5.5 | 20.6 | 12.2 | 22.8 | 14.7 | 4.4 | 1.1 | 1 | -1 | -0.6 | -9.4 | 5.6 | 0.6 | -2.2 | -8.9 | -13.9 | -21.7 | 3.9 | -2.2 | -4.4 | -14.2 | 6.7 | -2.8 | 22.8 | 3.9 | -1.1 | -2.2 | 22.2 | 2.2 | 12.2 | -1.5 | 4.4 | -5.6 | 7.2 | -3.3 | 7.9 | -6.5 | 13.3 | 0.6 | 19.4 | 7.2 | 11.5 | 0.9 | 17.8 | -6.7 | 16.7 | -5.6 | 9.8 | -6.6 | 13.3 | 3.7 | 15.7 | -2.4 | 12.4 | 7.5 | 10 | -1.1 | 12.2 | -1.1 | -2.9 | -6.6 | 16.1 | 4.4 | 10.2 | -5.5 | 10 | 4 | 12.8 | -7.2 | 7.8 | 6.7 | 12.2 | -0.6 | 10 | 6.1 | 10 | 0 | 20.9 | 16.5 | 16.1 | 15.6 | 1.9 | -6.1 | 8.3 | 2.2 | 5 | -3.1 | 6.1 | -4.4 | 26.1 | 9.4 | 22.2 | -7.8 | 11.9 | 11.2 | 24.4 | 19.4 | 22.6 | -0.2 | 8.3 | -5.6 | 4.3 | -7.2 | 5.6 | -5 | 13.3 | 3.9 | 8.9 | -3.3 | 6.3 | 2.8 | 10.6 | 0.6 | 1.7 | -3.3 | 10.6 | -9.4
1 | -2 | -5.6 | -11.1 | 10.6 | -1.1 | 17.8 | 16.1 | 12.4 | -6.3 | 24.4 | 1.7 | 10 | 3 | 17.6 | 8.2 | 17.2 | 4.4 | 12.8 | 3.9 | 13.3 | 5 | 11.1 | 6.7 | 5.4 | -0.6 | 3.9 | 0.7 | 18 | 14 | 29.4 | 15.2 | 23.9 | 17.8 | 18.9 | 17.8 | 24.4 | 18.3 | 12.8 | 11.7 | 24.1 | 14.8 | 15.6 | -7.8 | 9.5 | -7.6 | -0.6 | -9.4 | 15.6 | 3.9 | 2.8 | -5 | 0.6 | -5.6 | 18.3 | 11.7 | 22.2 | 13.3 | 4.4 | 1.7 | 1 | -1 | 0 | -8.9 | 3.9 | 1.1 | -3.3 | -8.3 | -15 | -22.2 | 2.8 | -2.2 | -4.4 | -15.6 | 5 | -3.3 | 21.1 | 3.9 | -1.7 | -2.2 | 21.1 | 3.9 | 11.7 | -1.1 | 3.5 | -4.8 | 6.7 | -2.4 | 6.5 | -6.6 | 12.2 | 1.7 | 18.3 | 8.3 | 11.1 | 0.6 | 16.7 | -7.8 | 15 | -6.7 | 8.5 | -5.4 | 11.7 | 4.5 | 14.3 | -1.9 | 12.6 | 8.1 | 8.3 | -0.6 | 9.4 | -0.6 | -3.7 | -7.4 | 15 | 3.9 | 10 | -6.7 | 10 | 4 | 11.1 | -3.9 | 8.3 | 6.7 | 11.7 | -0.6 | 8.9 | 6.1 | 11 | 1 | 19.1 | 16.2 | 16.7 | 15.6 | 1.7 | -6.7 | 8.3 | 1.7 | 4.4 | -3.3 | 6.1 | -3.9 | 24.4 | 14.4 | 21.1 | -8.9 | 11.7 | 11.1 | 23.9 | 19.4 | 21.7 | 0 | 7.8 | -5.6 | 3.5 | -7.8 | 4.4 | -2.2 | 12.2 | 3.3 | 6.7 | -3.3 | 5 | 2.2 | 11.1 | 1.1 | 0.9 | -3 | 8.3 | -11.1
2 | -2 | -6.7 | -11.1 | 10 | -1.7 | 17.2 | 15.6 | 9.8 | -7 | 23.3 | 1.7 | 9 | 4 | 16.7 | 8.9 | 15 | 5.6 | 10.6 | 2.2 | 11.7 | 5.6 | 8.3 | 6.7 | 3.5 | -0.9 | 2.8 | 0.5 | 18 | 15 | 28.3 | 15 | 23.3 | 18.3 | 18.3 | 17.2 | 22.2 | 17.8 | 12.8 | 12.2 | 23.1 | 14.2 | 11.7 | -8.3 | 8.3 | -7.7 | -1.3 | -8.3 | 13.9 | 4.4 | 0 | -3.9 | 0 | -6.7 | 15 | 12.2 | 21.1 | 13.8 | 4.4 | 1.7 | 1 | 0 | -0.6 | -7.8 | 3.3 | 0.6 | -4.4 | -8.3 | -16.7 | -25 | 1.7 | -2.2 | -6.1 | -14.6 | 3.9 | -3.9 | 16.7 | 3.9 | -1.7 | -2.8 | 19.4 | 5.6 | 8.7 | 0.4 | 2.6 | -5.1 | 6.1 | -2.2 | 5 | -7.8 | 10 | 3.9 | 17.2 | 8.9 | 9.3 | 0 | 13.9 | -7.8 | 12.2 | -6.7 | 7.2 | -5.6 | 10 | 4.4 | 12.8 | -2.2 | 12.8 | 8.9 | 7.8 | 0 | 7.8 | -0.6 | -4.4 | -8.3 | 11.7 | 2.8 | 8.1 | -4.4 | 8 | 5 | 10 | -3.9 | 8.9 | 7.2 | 8.9 | -1.1 | 7.8 | 5.6 | 9 | 1 | 17.2 | 15.6 | 16.7 | 15.6 | 1.1 | -4.9 | 8.3 | 1.7 | 3.1 | -2.7 | 3.9 | -3.3 | 22.2 | 16.7 | 20 | -7.2 | 11.7 | 11.1 | 22.8 | 19.4 | 20.4 | 0.8 | 7.2 | -4.4 | 2.8 | -10 | 3.9 | -2.8 | 10 | 2.8 | 4.4 | -3.3 | 4.3 | 1.8 | 10 | 0.6 | 0.2 | -3.3 | 5.6 | -6.7
1 | -2 | -6.7 | -11.1 | 8.3 | -3.9 | 16.7 | 15 | 7.2 | -8.3 | 22.2 | 1.7 | 8 | 5 | 15.4 | 9.1 | 13.9 | 6.1 | 9.4 | 2.8 | 11.1 | 3.9 | 7.8 | 6.7 | 1.7 | -1.7 | 1.7 | 0 | 17 | 15 | 27 | 15.7 | 23.3 | 17.8 | 17.8 | 17.2 | 20.6 | 17.8 | 12.8 | 12.2 | 22.2 | 13.9 | 11.7 | -8.3 | 7.2 | -8.9 | -2.1 | -8.3 | 12.2 | 4.4 | -1.7 | -4.4 | -0.7 | -5.6 | 15 | 12.8 | 20 | 14.4 | 3.3 | 1.7 | 1 | -1 | -1.1 | -7.8 | 3.3 | -1.7 | -5.6 | -10 | -19.4 | -25 | 0 | -2.8 | -7.7 | -15.2 | 3.3 | -3.3 | 15 | 4.4 | -2.2 | -2.8 | 18.3 | 5.6 | 5.8 | 0.9 | 1.7 | -6.1 | 5.6 | -2.2 | 3.7 | -6.1 | 10 | 5 | 16.7 | 8.9 | 7.4 | -0.9 | 10.6 | -7.8 | 10.6 | -6.7 | 5.4 | -5.2 | 9.6 | 4.6 | 10.2 | -1.6 | 9.3 | 5.9 | 6.7 | 0 | 7.2 | 0 | -5 | -8.9 | 10.6 | 3.9 | 6.3 | -3.7 | 6 | 2 | 7.2 | -2.2 | 8.9 | 7.8 | 7.8 | 0 | 7.8 | 6.1 | 7 | 0 | 17.6 | 15.8 | 17.2 | 16.1 | 0.6 | -4.1 | 7.8 | 1.7 | 1.9 | -2.3 | 2.2 | -3.9 | 20 | 16.7 | 20.6 | -6.7 | 11.7 | 11.1 | 22.2 | 19.4 | 19.1 | 1.1 | 3.9 | -2.8 | 2.2 | -9.5 | 3.9 | -5.6 | 9.4 | 2.8 | 3.9 | -2.8 | 3.5 | 1.5 | 8.3 | 1.7 | -0.6 | -3.9 | 6.1 | -6.1
1 | -3 | -6.7 | -11.1 | 4.4 | -3.9 | 16.7 | 15.6 | 5.9 | -7.5 | 21.1 | 2.8 | 7 | 5 | 14.1 | 9 | 12.2 | 8.9 | 7.2 | 3.3 | 10.6 | 3.9 | 6.7 | 5.6 | 1.3 | -1.6 | 1.3 | -1.6 | 17 | 15 | 25.7 | 16.3 | 22.8 | 18.3 | 18.3 | 17.8 | 20 | 17.2 | 13.3 | 12.2 | 21.1 | 14.3 | 10 | -8.3 | 5.9 | -7.8 | -2.8 | -8.9 | 10.6 | 4.4 | -1.1 | -3.9 | -1.5 | -5.7 | 14.4 | 13.3 | 18.9 | 14.4 | 3.3 | 1.7 | 1 | -1 | -0.6 | -9.4 | 3.3 | -1.1 | -5.6 | -11.1 | -20.6 | -28.9 | -1.7 | -3.3 | -9.4 | -16.7 | 2.2 | -3.9 | 16.1 | 5 | -2.2 | -2.8 | 17.2 | 5.6 | 2.8 | 0.6 | 0.9 | -4.9 | 4.8 | -1.8 | 2.4 | -5.5 | 11.7 | 5.6 | 16.7 | 9.4 | 5.6 | -2.2 | 6.7 | -3.3 | 8.9 | -6.7 | 3.5 | -5.7 | 9.3 | 4.5 | 7.6 | -1.4 | 5.7 | 2.5 | 5.6 | 0.6 | 6.1 | 0 | -5.5 | -9.9 | 10 | 3.9 | 4.4 | -3.9 | 4 | 2 | 6.1 | -2.2 | 9.4 | 8.3 | 5.6 | 0.6 | 5.6 | 3.3 | 6 | 0 | 17.9 | 15.9 | 17.2 | 16.1 | 0 | -3.9 | 6.7 | 1.7 | 0.6 | -2.8 | 0.6 | -3.9 | 18.9 | 16.7 | 17.8 | -6.7 | 11.7 | 11.1 | 22.2 | 20 | 17.8 | 1.1 | 2.2 | -2.8 | 1.7 | -10.5 | 1.1 | -1.1 | 9.4 | 2.8 | 1.7 | -2.8 | 2.8 | 1.1 | 8.3 | 1.7 | -0.6 | -3.3 | 3.9 | -7.8
1 | -2 | -6.7 | -11.1 | 5.6 | -3.3 | 17.2 | 15.6 | 4.6 | -7.5 | 18.3 | 3.9 | 7 | 5 | 12.8 | 8.9 | 12.8 | 8.3 | 7.2 | 3.3 | 11.1 | 2.2 | 5.6 | 4.5 | 1 | -1.8 | 1 | -3.4 | 17 | 15 | 24.4 | 16.7 | 22.8 | 17.8 | 18.3 | 17.8 | 20.6 | 17.8 | 13.3 | 12.2 | 20 | 14.4 | 8.9 | -8.3 | 4.6 | -7.5 | -3 | -8.2 | 10.6 | 2.8 | -1.7 | -4.4 | -2.2 | -6.1 | 13.9 | 12.8 | 18.2 | 14.7 | 3.3 | 1.7 | 1 | -1 | -1.1 | -8.3 | 3.3 | 0 | -5.6 | -11.1 | -21.7 | -26.1 | -2.8 | -3.9 | -10.5 | -16.5 | 1.1 | -3.9 | 12.8 | 5 | -2.8 | -3.9 | 16.1 | 7.2 | 2.6 | 0.3 | 0.2 | -4.6 | 4.1 | -1.8 | 1.1 | -6.1 | 12.8 | 7.2 | 15 | 10.6 | 5.2 | -1.9 | 3.3 | -3.9 | 7.8 | -6.1 | 1.7 | -7.2 | 8.9 | 4.4 | 5 | -2.2 | 2.2 | -0.6 | 5.6 | 0.6 | 6.1 | -0.6 | -6.1 | -11.7 | 7.2 | 2.8 | 3.5 | -3.1 | 4 | 2 | 6.7 | -2.2 | 9.4 | 8.3 | 4.4 | -0.6 | 5 | 1.7 | 6 | 0 | 18.3 | 16.1 | 16.7 | 15.6 | -0.2 | -3.3 | 5.6 | 1.1 | 0 | -2.5 | 1.1 | -3.9 | 18.3 | 16.7 | 16.7 | -6.1 | 11.9 | 11.3 | 21.7 | 20 | 17.2 | 2 | 2.8 | -2.8 | 1.1 | -12.8 | 0.6 | -0.6 | 8.9 | 1.7 | 1.7 | -2.8 | 3.3 | 1.5 | 7.8 | 2.8 | -0.6 | -2.8 | 2.2 | -6.1
1 | -3 | -6.7 | -11.1 | 5 | -3.3 | 16.7 | 16.1 | 3.3 | -8.9 | 17.2 | 4.4 | 7 | 4 | 11.3 | 8 | 13.9 | 3.9 | 7.2 | 2.2 | 10.6 | 2.2 | 4.4 | 4 | 0.6 | -2.2 | 0.6 | -6.1 | 17 | 15 | 22.9 | 16.7 | 22.8 | 17.8 | 18.9 | 17.8 | 20.6 | 18.3 | 13.3 | 12.8 | 18.9 | 14.4 | 6.7 | -7.8 | 3.3 | -8.9 | -3.1 | -8.1 | 8.3 | 2.8 | -1.7 | -4.4 | -2.4 | -5.8 | 13.3 | 12.8 | 17.4 | 14.5 | 3.3 | 1.1 | 1 | -1 | -1.1 | -7.2 | 3.3 | 1.1 | -6.1 | -11.1 | -22.8 | -27.2 | -2.8 | -3.9 | -11.7 | -17.4 | 0 | -4.4 | 12.2 | 4.4 | -2.8 | -3.9 | 15 | 8.3 | 2.4 | -0.2 | -0.6 | -5 | 3.3 | -2.2 | 0.9 | -4.7 | 12.8 | 8.3 | 13.9 | 10.6 | 4.8 | -2.2 | 5 | -3.9 | 6.7 | -6.1 | 1.1 | -5.7 | 8.9 | 4.3 | 3.3 | -2.3 | 1.8 | -1.4 | 5 | 0.6 | 3.9 | -0.6 | -6.7 | -11.1 | 6.7 | 2.8 | 2.6 | -2.9 | 4 | 2 | 5.6 | -1.7 | 9.4 | 8.3 | 2.8 | -1.1 | 4.4 | 0.6 | 7 | 0 | 17.9 | 15.9 | 16.7 | 15.6 | -0.4 | -3.1 | 4.4 | 1.1 | -0.5 | -2.7 | 0.6 | -3.9 | 17.8 | 17.8 | 16.1 | -6.1 | 12 | 11.4 | 21.7 | 20 | 16.7 | 2.3 | 0.6 | -2.8 | 0.4 | -11.9 | 0.6 | -0.6 | 8.3 | 1.1 | 1.7 | -2.2 | 3.9 | 1.8 | 6.7 | 2.8 | -0.6 | -2.8 | 2.2 | -6.7
1 | 0 | -6.7 | -11.1 | 4.4 | -3.3 | 16.7 | 16.7 | 3.5 | -7.8 | 15.6 | 5 | 7 | 5 | 9.8 | 7.1 | 14.4 | 3.3 | 6.1 | 2.2 | 10.6 | 2.2 | 3.9 | 3.1 | 0.2 | -2.2 | -0.2 | -6.6 | 18 | 15 | 21.5 | 16.9 | 22.2 | 17.8 | 18.9 | 17.8 | 20 | 17.8 | 13.3 | 12.8 | 18 | 14.9 | 3.9 | -7.2 | 2 | -7.5 | -3.3 | -8.9 | 7.2 | 2.8 | -2.2 | -5 | -2.6 | -6 | 13.3 | 12.8 | 16.7 | 14.4 | 3.3 | 1.1 | 0 | -1 | -1.5 | -6 | 3.3 | 1.1 | -6.7 | -11.1 | -19.4 | -22.8 | -3.3 | -4.4 | -12.8 | -18.9 | 0 | -3.9 | 12.8 | 4.4 | -2.8 | -4.4 | 15 | 8.9 | 2.2 | -0.6 | -0.4 | -4.6 | 2.8 | -1.9 | 0.8 | -3.9 | 12.8 | 10 | 13.9 | 11.1 | 4.4 | -2.8 | 3.9 | -4.4 | 3.9 | -6.1 | 0.6 | -5.2 | 8.9 | 4.1 | 1.7 | -2.8 | 1.5 | -2.5 | 5 | 0.6 | 2.2 | -1.1 | -7.2 | -11.1 | 7.8 | 3.3 | 1.7 | -3.3 | 2 | 1 | 5 | -0.6 | 9.4 | 8.3 | 2.2 | -1.1 | 3.9 | 0 | 4 | 0 | 17.6 | 15.8 | 16.1 | 15 | -0.6 | -3.3 | 3.9 | 1.1 | -1.1 | -3.3 | -0.6 | -3.3 | 18.3 | 17.8 | 15 | -5.6 | 12.2 | 11.7 | 21.1 | 20.6 | 16.1 | 2.8 | 1.1 | -3.9 | -0.4 | -12.9 | 0.6 | -1.1 | 7.2 | 1.7 | 1.7 | -1.7 | 4.4 | 2.2 | 6.7 | 2.8 | -1.3 | -3.4 | 1.7 | -7.8
1 | -2 | -6.7 | -10.6 | 4.4 | -3.3 | 16.7 | 16.1 | 3.7 | -8 | 13.3 | 5 | 7 | 5 | 8.3 | 6.1 | 13.9 | 0.6 | 5.6 | 2.8 | 8.3 | 3.3 | 3.3 | 2.4 | -0.2 | -2.3 | -0.9 | -7.7 | 17 | 16 | 20 | 16.7 | 22.2 | 17.8 | 18.9 | 18.3 | 20 | 17.8 | 13.3 | 12.8 | 17 | 14.8 | 2.8 | -7.2 | 0.7 | -7.4 | -3.9 | -8 | 7.2 | 2.8 | -2.8 | -5.6 | -2.8 | -6.7 | 14.4 | 13.9 | 16.9 | 14.2 | 2.8 | 1.1 | 0 | -1 | -1.8 | -5.7 | 2.2 | 0.6 | -7.2 | -11.1 | -20.6 | -25 | -3.9 | -4.4 | -13.2 | -18.3 | -1.1 | -4.4 | 12.8 | 3.9 | -2.8 | -4.4 | 13.9 | 8.9 | 1.8 | -0.7 | -0.2 | -4.6 | 2.2 | -1.9 | 0.6 | -3.9 | 12.8 | 10 | 15 | 11.1 | 3.3 | -3.1 | 5 | -5 | 4.4 | -6.1 | 0 | -5.6 | 8.9 | 3.9 | 0 | -3.9 | 1.1 | -3.9 | 4.4 | 0.6 | 2.2 | -2.2 | -7.8 | -11.7 | 7.2 | 2.8 | 1.3 | -3 | 1 | 0 | 4.4 | -0.6 | 9.4 | 8.3 | 3.3 | -0.6 | 3.3 | -1.7 | 4 | 0 | 17.2 | 15.6 | 15.6 | 15 | -0.6 | -3 | 3.9 | -1.7 | -0.9 | -3 | 0 | -3.9 | 17.2 | 16.7 | 11.7 | -4.4 | 12.2 | 11.6 | 21.7 | 20.6 | 15.7 | 3.2 | -0.6 | -3.9 | -1.1 | -15 | 0 | -1.1 | 7.2 | 1.7 | 1.1 | -1.7 | 4.6 | 2.1 | 6.1 | 2.8 | -2.1 | -4.4 | 1.1 | -7.8
1 | -2 | -7.2 | -11.1 | 3.3 | -3.3 | 20 | 18.9 | 3.9 | -9.4 | 14.4 | 5 | 7 | 6 | 7.9 | 5.9 | 13.3 | 1.1 | 3.9 | 0.6 | 9.4 | 1.7 | 2.8 | 2 | -0.6 | -2.8 | -1.7 | -10 | 17 | 16 | 20.6 | 17.2 | 22.2 | 17.8 | 18.9 | 18.3 | 20.6 | 17.2 | 13.3 | 12.8 | 16.1 | 15 | 3.9 | -7.8 | -0.6 | -8.3 | -4.4 | -8 | 6.1 | 2.2 | -3.3 | -6.1 | -2.6 | -6.1 | 15 | 14.4 | 17 | 13.7 | 2.8 | 0.6 | 0 | -1 | -2.2 | -5.4 | 1.1 | -0.6 | -7.2 | -11.1 | -23.9 | -28.9 | -4.4 | -5.6 | -13.5 | -18.6 | -2.8 | -5.6 | 11.7 | 3.9 | -2.8 | -5 | 13.3 | 8.9 | 1.5 | -0.8 | 0 | -5.6 | 1.7 | -2.2 | 1 | -3.6 | 13.3 | 10.6 | 14.4 | 11.7 | 2.2 | -3.6 | 5.6 | -4.4 | 2.2 | -6.1 | -0.4 | -4.8 | 8.7 | 4.1 | -0.7 | -4 | 0.9 | -4.4 | 3.3 | 0.6 | 1.7 | -2.2 | -8 | -11.4 | 6.1 | 2.8 | 1 | -3.2 | 0 | 0 | 4.4 | -0.6 | 9.4 | 8.3 | 2.8 | -0.6 | 2.8 | -1.1 | 5 | 0 | 17 | 15.5 | 15 | 14.4 | -0.6 | -3 | 3.9 | -2.8 | -0.8 | -3 | 0 | -3.9 | 16.1 | 16.1 | 10.6 | -4.4 | 12.2 | 11.6 | 21.7 | 20.6 | 15.4 | 3.2 | 0 | -3.3 | -1.7 | -13.4 | 0 | -0.6 | 6.7 | 2.2 | 1.1 | -1.7 | 4.8 | 2.2 | 5.6 | 2.2 | -2.8 | -5.6 | -1.1 | -6.1
0 | -2 | -7.2 | -11.1 | 2.2 | -3.9 | 19.4 | 18.3 | 4.3 | -8.1 | 13.3 | 5 | 7 | 5 | 7.6 | 5.8 | 10.6 | 6.1 | 3.3 | 0.6 | 8.9 | 2.8 | 2.2 | 1.8 | -0.8 | -2.9 | -2.8 | -9.1 | 17 | 16 | 21.1 | 17.7 | 22.2 | 17.8 | 18.9 | 17.8 | 20 | 17.2 | 12.8 | 12.8 | 15.9 | 15 | 4.4 | -7.2 | -1.1 | -7.3 | -5 | -8.3 | 7.8 | 3.3 | -3.9 | -6.7 | -2.4 | -6.1 | 15 | 14.4 | 17.2 | 13.3 | 2.2 | 0.6 | 0 | -2 | -2.6 | -5.2 | 0.6 | -0.6 | -6.7 | -11.1 | -25 | -28.9 | -4.4 | -5.6 | -13.9 | -19.4 | -1.1 | -4.4 | 11.1 | 3.9 | -2.2 | -3.9 | 12.8 | 8.9 | 1.1 | -1.1 | -0.2 | -4.8 | 0.9 | -1.8 | 1.3 | -3.7 | 13.3 | 10.6 | 13.9 | 11.1 | 1.1 | -5 | 7.8 | -3.9 | 1.7 | -6.1 | -0.7 | -4.9 | 8.5 | 4.1 | -1.5 | -4.6 | 0.8 | -5 | 3.3 | 0.6 | 1.1 | -2.2 | -8.1 | -11.5 | 5 | 2.2 | 0.6 | -3.9 | 0 | 0 | 4.4 | -0.6 | 9.4 | 8.3 | 3.9 | 1.7 | 2.8 | -1.7 | 5 | 0 | 16.9 | 15.6 | 14.4 | 13.3 | -0.6 | -3.3 | 3.9 | -2.2 | -0.6 | -3.3 | 0 | -4.4 | 15.6 | 15 | 8.3 | -5 | 12.2 | 11.7 | 21.7 | 20 | 15 | 3.3 | 0 | -3.9 | -2.2 | -13 | 0 | -0.6 | 5.6 | 2.8 | 0.6 | -2.2 | 5 | 2.2 | 5.6 | 1.7 | -3.5 | -6.3 | 0.6 | -7.8
0 | -2 | -7.2 | -11.1 | 2.2 | -3.9 | 19.4 | 18.3 | 4.6 | -8.2 | 13.3 | 5 | 6 | 5 | 7.2 | 5.6 | 8.9 | 6.7 | 2.8 | 0.6 | 8.3 | 3.3 | 1.7 | 0.6 | -0.9 | -3.3 | -3.9 | -9.2 | 17 | 16 | 21.7 | 18.3 | 21.7 | 17.8 | 18.9 | 18.3 | 19.4 | 17.2 | 12.8 | 12.8 | 15.8 | 15.2 | 5.6 | -6.7 | -1.7 | -7.1 | -5.2 | -8.1 | 7.8 | 3.9 | -3.9 | -6.1 | -2.2 | -6.7 | 15 | 14.4 | 16.5 | 12.7 | 2.2 | 0.6 | 0 | -1 | -2.9 | -5 | 0.6 | -0.6 | -6.7 | -11.1 | -26.1 | -29.4 | -4.4 | -5.6 | -14.6 | -19.2 | -1.1 | -3.9 | 9.4 | 5 | -2.2 | -3.9 | 12.8 | 8.9 | 1.3 | -1 | -0.4 | -5 | 0.2 | -1.5 | 1.7 | -4.4 | 13.9 | 10.6 | 13.3 | 11.7 | 0.9 | -4.4 | 8.3 | -3.3 | 2.2 | -5.6 | -1.1 | -5.6 | 8.3 | 4.4 | -2.2 | -5.6 | 0.6 | -6.7 | 2.8 | 0.6 | 0.6 | -2.2 | -8.3 | -12.2 | 5.6 | 2.2 | 0 | -3.4 | -2 | -2 | 4.4 | -0.6 | 8.3 | 7.8 | 4.4 | 2.2 | 2.8 | -1.7 | 6 | 0 | 16.7 | 15.6 | 13.9 | 8.3 | -0.8 | -2.9 | 2.2 | -1.1 | -0.8 | -3 | 0.6 | -5 | 15 | 14.4 | 8.9 | -5 | 12.2 | 11.6 | 21.7 | 20.6 | 13.9 | 5 | -1.1 | -3.9 | -2.8 | -14.4 | 0 | -0.6 | 5.6 | 2.8 | 0.6 | -2.2 | 5.2 | 2.2 | 5.6 | 2.2 | -4.3 | -7.5 | -1.1 | -7.8
1 | -2 | -7.2 | -11.1 | 1.1 | -3.9 | 20 | 18.3 | 5 | -9.4 | 11.7 | 5 | 6 | 5 | 7.6 | 5.9 | 10 | 6.1 | 4.4 | -0.6 | 8.3 | 3.9 | 1.7 | 0.4 | -1.1 | -3.9 | -5 | -10 | 17 | 16 | 21.7 | 18.7 | 21.7 | 17.8 | 18.9 | 18.3 | 19.4 | 17.2 | 12.8 | 12.8 | 15.6 | 15 | 5.6 | -6.7 | -2.2 | -7.8 | -5.4 | -8 | 6.7 | 3.9 | -3.3 | -5.6 | -2 | -6.2 | 15 | 14.4 | 15.7 | 11.9 | 2.8 | 0 | 0 | -1 | -3.3 | -5 | 0.6 | 0 | -6.7 | -10.6 | -23.9 | -27.2 | -5.6 | -6.1 | -15.4 | -19.6 | -1.1 | -3.9 | 6.1 | 3.9 | -2.2 | -3.3 | 12.2 | 8.9 | 1.5 | -0.9 | -0.6 | -5.6 | -0.6 | -1.7 | 1.9 | -3.5 | 13.9 | 11.1 | 13.9 | 12.2 | 0.8 | -4.3 | 7.8 | -2.8 | 1.7 | -5.6 | -0.5 | -4.7 | 8.1 | 3.6 | 1.3 | -3.5 | 0.4 | -5.9 | 3.3 | 0.6 | 1.7 | -1.1 | -7.9 | -11.2 | 5 | 2.2 | -0.5 | -3.3 | -3 | -5 | 4.4 | -1.1 | 8.3 | 7.8 | 4.4 | 2.2 | 2.2 | -2.2 | 5 | 1 | 15.9 | 12.5 | 12.2 | 4.4 | -0.9 | -2.6 | 1.7 | -2.2 | -0.9 | -3 | 1.1 | -6.7 | 15.6 | 13.3 | 4.4 | -6.1 | 12.2 | 11.6 | 21.7 | 20 | 12.8 | 6 | -2.2 | -4.4 | -3.3 | -12.9 | 0 | -0.6 | 5 | 2.8 | 0.6 | -2.2 | 5.4 | 2.2 | 5 | 2.2 | -5 | -8.9 | -0.6 | -7.2
1 | -2 | -7.2 | -10.6 | 0.6 | -3.9 | 20 | 18.3 | 5.7 | -7.6 | 10.6 | 5 | 6 | 5 | 7.9 | 6.2 | 9.4 | 6.1 | 2.2 | -0.6 | 9.4 | 5 | 1.7 | 0 | 0.9 | -2.8 | -4.4 | -8.9 | 18 | 16 | 21.7 | 19.1 | 21.7 | 17.8 | 19.4 | 18.3 | 18.9 | 17.2 | 12.8 | 12.8 | 17.1 | 15.8 | 5 | -7.2 | -1.5 | -6.8 | -5.6 | -8.3 | 6.7 | 3.9 | -2.8 | -5 | -1.9 | -6.4 | 14.4 | 13.9 | 15 | 11.1 | 2.8 | 0 | 0 | -1 | -3.3 | -5.6 | 0.6 | 0 | -6.1 | -10.6 | -20.6 | -27.2 | -6.1 | -7.2 | -16.1 | -20.6 | 0 | -3.3 | 5.6 | 4.4 | -2.2 | -4.4 | 10.6 | 8.3 | 1.7 | -1.1 | 0.2 | -4.6 | -0.4 | -1.8 | 2 | -3.2 | 13.9 | 11.1 | 13.9 | 12.2 | 0.6 | -5 | 8.9 | -0.6 | 0.6 | -6.1 | 0 | -4.4 | 8 | 2.7 | 4.8 | -2.2 | 0.2 | -5.9 | 2.8 | 0.6 | 0 | -1.7 | -7.6 | -10.7 | 5 | 2.2 | -1.1 | -3.9 | -2 | -7 | 4.4 | -1.7 | 8.9 | 7.8 | 4.4 | 2.2 | 2.2 | -2.2 | 5 | 1 | 15.2 | 8.9 | 11.7 | 0.6 | -1.1 | -2.8 | 1.1 | -2.2 | -1.1 | -3.3 | 0 | -5.6 | 15 | 9.4 | 5.6 | -5 | 12.2 | 11.7 | 21.1 | 20 | 11.7 | 6.7 | -2.2 | -5 | -3.9 | -13.2 | 0.6 | -1.1 | 5 | 2.8 | 0.6 | -2.2 | 5.6 | 2.2 | 5 | 2.2 | -3.1 | -7.1 | -2.2 | -7.2
2 | -2 | -7.2 | -11.1 | 2.2 | -3.9 | 20 | 17.8 | 6.5 | -7.3 | 11.7 | 5 | 7 | 6 | 8.3 | 6.7 | 11.1 | 6.1 | 3.3 | -1.1 | 9.4 | 6.7 | 3.9 | 1.1 | 3 | -2.2 | -3.9 | -8.4 | 18 | 16 | 21.7 | 19.4 | 22.2 | 17.8 | 20 | 18.9 | 18.9 | 17.2 | 12.8 | 12.8 | 18.5 | 16.1 | 7.2 | -5 | -0.7 | -6.5 | -3.9 | -7.4 | 6.7 | 3.9 | -2.2 | -5 | -1.7 | -7.2 | 15 | 14.4 | 15 | 11 | 2.8 | 0 | 0 | -1 | -2.2 | -5 | 1.1 | 0 | -6.1 | -10 | -18.3 | -23.3 | -6.7 | -7.8 | -13.1 | -17.7 | 1.1 | -2.8 | 5.6 | 4.4 | -4.4 | -6.7 | 10 | 7.8 | 4.8 | 1.1 | 0.9 | -4.2 | -0.2 | -2.2 | 2.2 | -3.3 | 13.9 | 12.2 | 13.3 | 12.2 | 1.9 | -4.1 | 8.9 | 1.1 | 2.2 | -4.4 | 0.6 | -5 | 7.8 | 1.7 | 8.3 | -1.7 | 0 | -6.7 | 3.3 | 0.6 | 0 | -1.1 | -7.2 | -10.6 | 5.6 | 3.3 | 1.9 | -2 | -4 | -7 | 4.4 | -1.1 | 9.4 | 8.3 | 4.4 | 2.2 | 1.1 | -3.3 | 6 | 1 | 14.4 | 5 | 11.1 | -0.6 | -0.7 | -2.5 | 1.7 | -3.3 | 0.9 | -1.8 | 0.6 | -5 | 13.9 | 7.8 | 8.9 | -3.3 | 12.4 | 12 | 21.1 | 20 | 11.5 | 7.4 | -2.2 | -5 | -4.4 | -14.4 | 1.1 | -1.1 | 5 | 2.8 | 1.1 | -2.2 | 7.8 | 3.7 | 5 | 2.8 | -1.3 | -6 | -1.1 | -6.1
2 | 0 | -7.2 | -10.6 | 3.9 | -3.9 | 20 | 18.3 | 7.2 | -7.8 | 13.3 | 5 | 7 | 6 | 11.1 | 8 | 15.6 | 4.4 | 5.6 | 0 | 10.6 | 8.3 | 9.4 | 5.6 | 5 | -2.2 | -3.3 | -8.3 | 21 | 17 | 22.6 | 19.8 | 23.3 | 17.8 | 20 | 18.9 | 20.6 | 18.3 | 12.2 | 12.2 | 20 | 16.7 | 8.3 | -1.7 | 0 | -7.2 | -2.3 | -6.8 | 6.7 | 4.4 | 0 | -3.3 | -1.5 | -6.4 | 16.7 | 16.1 | 15 | 10.8 | 3.3 | 1.1 | 0 | 0 | 0 | -5 | 1.7 | 1.1 | -5.6 | -8.9 | -15.6 | -19.4 | -5 | -6.1 | -10.2 | -15.6 | 2.2 | -1.7 | 8.3 | 5.6 | -5.6 | -7.2 | 13.9 | 9.4 | 8 | 3.1 | 1.7 | -4.4 | 0 | -2.8 | 1.5 | -1.8 | 14.4 | 11.7 | 15 | 12.8 | 3.1 | -4.3 | 12.2 | 5 | 6.1 | -5 | 4.1 | -4.3 | 8.7 | 1.6 | 8.9 | -1.1 | 0.7 | -5.9 | 6.1 | 1.7 | 3.3 | 0.6 | -6.1 | -9.9 | 5.6 | 3.9 | 4.8 | -0.9 | -3 | -6 | 4.4 | 0 | 9.4 | 8.3 | 5 | 3.3 | 1.7 | -3.3 | 9 | 1 | 15.5 | 3.6 | 13.3 | 1.7 | -0.4 | -2.8 | 1.7 | -3.3 | 3 | -0.6 | 0.6 | -5 | 16.7 | 6.1 | 12.8 | -5 | 12.6 | 12.5 | 22.2 | 20.6 | 11.3 | 7.8 | 1.1 | -3.3 | -4 | -13.3 | 1.1 | -0.6 | 6.7 | 3.3 | 2.8 | -1.7 | 10 | 4.8 | 5.6 | 2.8 | 0.6 | -5.6 | 0.6 | -5
1 | 1 | -6.1 | -10.6 | 5.6 | -3.9 | 21.1 | 18.9 | 8.7 | -5.9 | 17.2 | 5 | 7 | 6 | 13.9 | 9.2 | 18.9 | 3.3 | 7.8 | 0 | 11.1 | 8.3 | 13.3 | 6.1 | 7.4 | -2.3 | -1.8 | -7.8 | 21 | 17 | 23.5 | 20.3 | 24.4 | 18.3 | 20 | 18.9 | 22.8 | 18.9 | 12.8 | 12.2 | 22 | 16.5 | 13.9 | 2.2 | 2.8 | -6.1 | -0.6 | -7.2 | 6.1 | 5 | 2.2 | -2.2 | -1.3 | -6.2 | 20 | 17.2 | 15 | 10.6 | 3.9 | 0.6 | 1 | 0 | 2.2 | -3.9 | 2.8 | 2.2 | -5 | -8.3 | -13.9 | -18.3 | -2.8 | -4.4 | -7.2 | -14.4 | 4.4 | -1.1 | 11.1 | 6.1 | -6.7 | -8.3 | 15.6 | 7.8 | 11.1 | 5 | 3.9 | -3.4 | 0.7 | -2.7 | 0.7 | -1.2 | 16.7 | 11.7 | 15.6 | 12.8 | 4.4 | -5 | 14.4 | 8.9 | 8.3 | -3.9 | 7.6 | -5.1 | 9.7 | 1.1 | 9.4 | -0.9 | 1.5 | -5.8 | 8.9 | 2.8 | 6.7 | 3.3 | -5 | -9.4 | 5 | 3.9 | 7.8 | 0 | -2 | -7 | 7.2 | 0.6 | 9.4 | 8.9 | 6.1 | 4.4 | 2.8 | -3.3 | 6 | 4 | 16.7 | 2.3 | 15.6 | 0 | 0 | -3.3 | 1.1 | -1.7 | 5 | 0.6 | 2.2 | -4.4 | 20.6 | 3.3 | 15 | -6.1 | 12.8 | 12.8 | 23.9 | 20 | 11.1 | 8.3 | 3.9 | -2.8 | -3.7 | -13.8 | 1.7 | -0.6 | 8.3 | 3.9 | 5 | -0.6 | 12.2 | 6.1 | 5.6 | 2.8 | 1.9 | -4.9 | 5.6 | -6.1
1 | 0 | -4.4 | -10.6 | 6.1 | -3.9 | 21.1 | 18.9 | 10.2 | -5.1 | 20.6 | 6.1 | 8 | 7 | 16.7 | 10 | 21.1 | 5 | 10.6 | -0.6 | 11.7 | 8.3 | 15 | 7.2 | 9.8 | -3.4 | -0.4 | -7.9 | 22 | 17 | 24.4 | 20.6 | 25 | 17.8 | 20.6 | 19.4 | 24.4 | 18.9 | 13.3 | 12.8 | 24.1 | 15.9 | 16.7 | 2.8 | 5.5 | -6.5 | 0.3 | -6.6 | 5.6 | 3.9 | 3.9 | -3.9 | -1.1 | -6.7 | 22.2 | 15.6 | 15.4 | 10.4 | 4.4 | 0.6 | 1 | 0 | 5 | -2.2 | 3.9 | 2.2 | -3.9 | -8.9 | -11.1 | -15.6 | 0.6 | -3.3 | -6.1 | -11.7 | 6.7 | -1.1 | 14.4 | 6.7 | -7.2 | -8.3 | 16.7 | 8.3 | 13 | 5 | 6.1 | -2.9 | 1.5 | -3 | 0 | -0.6 | 17.2 | 12.8 | 17.2 | 12.8 | 7.4 | -3.6 | 12.2 | 8.3 | 11.7 | -4.4 | 11.1 | -9.4 | 10.6 | 0.6 | 10 | -0.6 | 2.2 | -6.7 | 15.6 | 4.4 | 8.9 | 3.9 | -3.9 | -10 | 5.6 | 4.4 | 10.2 | 0.5 | -1 | -6 | 8.3 | 1.1 | 9.4 | 9.4 | 7.8 | 4.4 | 3.9 | -3.9 | 6 | 5 | 17.8 | 0 | 17.2 | -1.1 | 0.9 | -2.7 | 1.7 | -2.8 | 7 | 0.4 | 2.8 | -5 | 21.7 | 2.8 | 19.4 | -4.4 | 13.3 | 13 | 25 | 20 | 11.8 | 8.9 | 6.7 | -5.6 | -3.3 | -15.6 | 2.8 | -0.6 | 10.6 | 3.9 | 8.3 | 0.6 | 14.2 | 6.8 | 5 | 1.7 | 3.1 | -5.4 | 7.2 | -5.6
2 | 0 | -2.8 | -10.6 | 6.7 | -3.9 | 22.2 | 18.9 | 11.7 | -5 | 22.2 | 6.1 | 9 | 7 | 18 | 10.4 | 20.6 | 6.7 | 12.2 | 1.1 | 12.8 | 8.3 | 17.8 | 10 | 12.2 | -6.1 | 1.1 | -9.4 | 22 | 17 | 22.7 | 17.4 | 25 | 18.3 | 21.1 | 19.4 | 26.1 | 18.3 | 14.4 | 13.3 | 26.1 | 15 | 17.8 | 6.1 | 8.3 | -8.9 | 1.3 | -6.9 | 5 | 3.3 | 5 | -4.4 | -0.2 | -5.5 | 23.3 | 15 | 15.7 | 10.3 | 5 | 0 | 1 | 0 | 4.4 | -2.2 | 5.6 | 2.8 | -3.3 | -8.9 | -12.2 | -14.4 | 1.7 | -3.3 | -5 | -9.9 | 10 | -1.1 | 16.1 | 6.7 | -7.2 | -8.9 | 18.3 | 7.8 | 14.8 | 4.8 | 8.3 | -3.3 | 2.2 | -3.9 | 0 | -0.5 | 18.3 | 13.9 | 17.8 | 12.8 | 10.3 | -3.3 | 12.2 | 10 | 13.9 | -4.4 | 12.2 | -6.9 | 12.4 | 0.2 | 11.3 | 1 | 2 | -6.3 | 19.4 | 2.2 | 10 | 4.4 | -3.7 | -9 | 7.2 | 5.6 | 12.6 | 1 | 0 | -3 | 9.4 | 1.1 | 12.2 | 10 | 11.1 | 4.4 | 4.4 | -4.4 | 5 | 5 | 18.9 | 0 | 18.3 | -2.2 | 1.9 | -2.5 | 1.7 | -3.9 | 9.1 | 0 | 3.9 | -4.4 | 23.3 | 4.4 | 21.7 | -3.9 | 13.9 | 13.1 | 26.1 | 20 | 12.6 | 9.5 | 7.8 | -6.7 | -2 | -13.4 | 5 | 0 | 12.2 | 5 | 11.7 | -0.6 | 16.3 | 7.8 | 6.1 | 1.1 | 4.4 | -6.7 | 8.9 | -5
2 | 1 | -1.7 | -11.1 | 7.2 | -3.9 | 23.9 | 19.4 | 12.4 | -4.5 | 23.3 | 3.3 | 11 | 7 | 19.3 | 10.6 | 20 | 4.4 | 12.8 | -0.6 | 13.9 | 7.8 | 17.8 | 10 | 12.4 | -5.8 | 2 | -7.2 | 22 | 18 | 21.1 | 14.5 | 25.6 | 18.9 | 22.8 | 20 | 27.2 | 18.3 | 16.7 | 13.9 | 26.3 | 15.4 | 18.3 | 7.8 | 9.1 | -7.9 | 2.2 | -8.3 | 4.4 | 1.7 | 6.7 | -3.9 | 0.8 | -5.2 | 23.9 | 13.9 | 16.1 | 10 | 8.3 | 0 | 1 | 0 | 5.6 | -1.7 | 7.2 | 3.9 | -2.2 | -8.3 | -10 | -13.3 | 3.3 | -2.8 | -3.9 | -8.9 | 12.2 | -0.6 | 18.9 | 7.2 | -7.2 | -8.9 | 21.1 | 7.8 | 16.7 | 3.9 | 8.3 | -2.3 | 3.5 | -3.5 | 0 | -0.5 | 18.9 | 13.3 | 19.4 | 13.3 | 13.3 | -3.9 | 12.8 | 11.7 | 17.2 | -4.4 | 13.3 | -5.1 | 14.3 | -0.2 | 12.6 | 2.5 | 1.9 | -6.6 | 22.2 | 2.2 | 11.1 | 3.9 | -3.5 | -8.9 | 8.3 | 6.1 | 15 | 0.6 | 1 | -2 | 10 | 2.2 | 13.9 | 10 | 12.8 | 6.1 | 5 | -3.9 | 6 | 6 | 20 | -0.5 | 19.4 | -2.2 | 2.8 | -2.8 | 2.2 | -4.4 | 11.1 | -1.1 | 6.7 | -2.8 | 25.6 | 2.8 | 25 | -5.6 | 14.4 | 13.3 | 27.8 | 20.6 | 13.3 | 10 | 9.4 | -7.2 | -0.7 | -12.8 | 5.6 | 0.6 | 13.9 | 5.6 | 13.3 | 0.6 | 18.3 | 8.3 | 7.2 | 0.6 | 4.8 | -5.2 | 9.4 | -5
3 | 0 | -0.6 | -10 | 7.2 | -3.9 | 23.3 | 18.9 | 13.2 | -4.8 | 24.4 | 2.8 | 11 | 9 | 20.6 | 10.6 | 20 | 4.4 | 13.9 | -0.6 | 15 | 6.1 | 17.8 | 10 | 12.6 | -6.6 | 3 | -6.1 | 22 | 18 | 19.4 | 11.1 | 25.6 | 18.9 | 22.8 | 20 | 27.8 | 18.3 | 19.4 | 13.9 | 26.5 | 15.6 | 18.9 | 8.9 | 9.8 | -8.3 | 2 | -8.2 | 4.4 | 2.2 | 7.2 | -0.6 | 1.7 | -5.6 | 24.4 | 14.4 | 16.8 | 10 | 9.4 | -0.6 | 1 | 0 | 6.7 | -1.1 | 6.7 | 3.9 | -2.2 | -7.8 | -8.9 | -12.2 | 3.3 | -2.2 | -3.3 | -7.5 | 13.3 | 0 | 21.1 | 6.7 | -7.8 | -9.4 | 22.2 | 7.8 | 17.6 | 3.5 | 8.3 | -1.8 | 4.8 | -4 | 0 | -0.6 | 18.3 | 13.3 | 18.9 | 13.3 | 13.7 | -4 | 13.3 | 12.2 | 20.6 | -5.6 | 14.4 | -4.4 | 16.1 | -1.7 | 13.9 | 3.9 | 1.7 | -7.8 | 23.9 | 2.8 | 9.4 | 3.3 | -3.3 | -9.4 | 6.1 | 5 | 16.5 | 0.6 | 1 | -1 | 11.1 | 1.1 | 13.9 | 10 | 15 | 6.7 | 5 | -5.6 | 5 | 5 | 21.1 | -1.1 | 20 | -2.8 | 2.8 | -2.2 | 1.7 | -5 | 12 | -0.2 | 7.2 | -2.2 | 27.2 | 3.9 | 28.9 | -5.6 | 14.6 | 13.5 | 27.8 | 18.9 | 14.4 | 10.1 | 10 | -6.1 | 0.6 | -13.9 | 6.7 | 1.1 | 15 | 5 | 15 | -1.1 | 18.3 | 7.7 | 7.2 | 0.6 | 5.2 | -4.8 | 11.7 | -5
3 | 1 | 0 | -10 | 8.9 | -3.3 | 12.8 | 10 | 13.9 | -6.1 | 26.1 | 1.1 | 11 | 8 | 20.8 | 10.6 | 20.6 | 3.3 | 13.9 | -2.2 | 15.6 | 5 | 16.7 | 7.8 | 12.8 | -7.8 | 3.9 | -5.6 | 21 | 18 | 19.6 | 10.4 | 25.6 | 18.9 | 22.8 | 20 | 28.3 | 17.8 | 20.6 | 13.3 | 26.7 | 16.1 | 18.3 | 8.9 | 10.6 | -10 | 1.9 | -8.9 | 3.3 | 1.1 | 8.3 | -1.7 | 2.8 | -4.5 | 24.4 | 13.3 | 17.6 | 10.3 | 10.6 | -1.1 | 1 | 0 | 6.1 | -0.6 | 7.8 | 4.4 | -1.7 | -8.3 | -7.8 | -11.1 | 4.4 | -1.7 | -2.8 | -6.8 | 15 | 1.1 | 22.8 | 7.8 | -7.2 | -10.6 | 23.3 | 7.8 | 18.5 | 2.8 | 8.3 | -1.7 | 6.1 | -5 | 0.9 | -0.3 | 18.3 | 13.9 | 19.4 | 13.3 | 14 | -4.2 | 15 | 12.8 | 21.7 | -6.1 | 13.7 | -3.1 | 16.8 | -2.5 | 13 | 1.7 | 1.1 | -7.7 | 24.4 | 3.3 | 11.1 | 3.3 | -3.1 | -8.3 | 5.6 | 4.4 | 17.9 | -0.3 | 1 | -1 | 13.9 | 2.2 | 13.3 | 9.4 | 16.7 | 6.1 | 6.7 | -2.8 | 6 | 6 | 21.5 | -0.4 | 21.1 | -2.8 | 2.8 | -2 | 1.7 | -5 | 13 | 1 | 8.9 | -3.3 | 28.9 | 2.2 | 26.1 | -3.9 | 14.8 | 13.7 | 26.7 | 18.9 | 15.6 | 10.2 | 10.6 | -5.6 | 1.3 | -12.5 | 7.2 | 1.1 | 16.7 | 5 | 15.6 | -3.3 | 18.3 | 7.1 | 8.3 | 1.7 | 5.6 | -5 | 13.3 | -3.9
4 | 0 | 0.6 | -9.4 | 8.9 | -3.3 | 15.6 | 11.1 | 13.3 | -6.1 | 26.7 | -1.7 | 12 | 6 | 20.9 | 10.7 | 18.9 | 10 | 13.9 | -2.2 | 17.2 | 6.1 | 16.1 | 7.8 | 12.2 | -6.4 | 4.5 | -5.9 | 21 | 18 | 19.8 | 9.4 | 26.7 | 18.3 | 23.9 | 20 | 28.3 | 18.9 | 22.8 | 11.7 | 26.3 | 16 | 16.7 | 9.4 | 10.2 | -8.4 | 1.7 | -11.1 | 2.2 | 0 | 8.3 | -1.7 | 3.9 | -4 | 23.3 | 15.6 | 18.3 | 10 | 10 | 0 | 1 | 0 | 6.1 | -0.6 | 6.7 | 4.4 | -1.7 | -8.3 | -6.7 | -10 | 5 | -2.2 | -2.2 | -6.7 | 16.7 | 3.3 | 23.3 | 7.2 | -6.7 | -10 | 23.9 | 7.8 | 19.4 | 1.7 | 7.9 | -1.4 | 5.9 | -4.8 | 1.9 | 0 | 17.2 | 13.3 | 17.2 | 16.1 | 14.4 | -5.6 | 17.8 | 13.3 | 22.8 | -10.6 | 12.9 | -3 | 17.6 | -3.3 | 12 | -0.7 | 0.6 | -8.6 | 25 | 2.2 | 10.6 | 3.3 | -3 | -8 | 2.2 | 1.7 | 19.4 | -1.1 | 1 | -1 | 13.9 | 2.2 | 12.8 | 10 | 17.8 | 5.6 | 5 | -5 | 7 | 6 | 21.8 | -0.7 | 22.2 | -3.9 | 2.8 | -2.2 | 1.7 | -3.3 | 13.9 | 1.7 | 10 | -2.2 | 28.9 | 1.1 | 28.9 | -4.4 | 15 | 13.9 | 27.2 | 18.9 | 16.7 | 10 | 11.1 | -7.2 | 2.1 | -13 | 6.1 | 1.7 | 17.8 | 5 | 15.6 | -4.4 | 18.3 | 6.7 | 9.4 | 0.6 | 5.4 | -4.7 | 12.8 | -1.1
6 | -1 | 1.1 | -9.4 | 8.3 | -3.9 | 15 | 7.2 | 12.8 | -7.4 | 27.2 | -3.3 | 12 | 7 | 21.1 | 10.6 | 18.9 | 7.2 | 13.9 | -3.9 | 16.1 | 5 | 15 | 8.9 | 11.7 | -5.9 | 5 | -6.9 | 20 | 18 | 20 | 8.3 | 25.6 | 17.8 | 25 | 19.4 | 27.2 | 18.9 | 23.3 | 11.1 | 26 | 16.3 | 16.7 | 10 | 9.8 | -8.7 | 1.1 | -8.7 | 1.1 | 0 | 7.8 | 0 | 5 | -4.4 | 22.2 | 14.4 | 17.9 | 9.8 | 10.6 | 1.1 | 1 | 0 | 4.4 | 0 | 5.6 | 3.9 | -1.7 | -7.2 | -5 | -9.4 | 6.1 | -2.2 | -2.2 | -5.7 | 17.2 | 4.4 | 23.9 | 8.3 | -6.7 | -10 | 24.4 | 8.3 | 18.7 | 1.7 | 7.6 | -1.2 | 5.8 | -4.9 | 2.8 | 0 | 16.1 | 13.3 | 17.8 | 15 | 14.4 | -4.3 | 18.9 | 13.3 | 22.8 | -12.2 | 12.2 | -2.8 | 18.3 | -5.6 | 11.1 | -3.3 | 0 | -10.6 | 24.4 | 1.1 | 8.3 | 3.3 | -2.8 | -8.3 | 1.7 | 1.1 | 19.4 | -0.1 | 0 | 0 | 14.4 | 0 | 13.3 | 10.6 | 18.3 | 3.9 | 5.6 | -5.6 | 7 | 6 | 22.2 | -0.6 | 22.2 | -4.4 | 2.6 | -1.9 | 1.7 | -3.9 | 13.2 | 1.2 | 9.4 | -1.7 | 28.9 | 0 | 28.9 | -12.8 | 15.2 | 13.9 | 27.2 | 19.4 | 16.5 | 9.9 | 11.1 | -6.7 | 2.8 | -15 | 3.9 | 2.2 | 17.8 | 5 | 16.1 | -5.6 | 15.9 | 6.6 | 8.9 | 0.6 | 5.2 | -4.8 | 12.8 | -6.7
6 | -2 | 1.7 | -8.3 | 7.8 | -3.9 | 11.7 | 5 | 12.2 | -9.4 | 26.7 | -2.2 | 11 | 8 | 19.1 | 10.4 | 18.9 | 6.7 | 13.9 | -4.4 | 16.1 | 6.1 | 15 | 8.3 | 11.1 | -6.1 | 5.6 | -9.4 | 19 | 18 | 19.6 | 9.2 | 25.6 | 18.3 | 25 | 19.4 | 26.7 | 16.7 | 23.9 | 5.6 | 25.6 | 16.1 | 17.2 | 10 | 9.4 | -10 | 0.6 | -7.7 | 3.3 | 0.6 | 8.3 | -3.3 | 3.7 | -4.6 | 21.7 | 15 | 17.6 | 9.3 | 8.9 | -0.6 | 1 | 0 | 2.8 | 0 | 5 | 3.9 | -1.1 | -7.2 | -4.4 | -10 | 5.6 | -1.7 | -2.2 | -5.4 | 17.2 | 5 | 22.8 | 8.9 | -6.7 | -9.4 | 23.3 | 8.9 | 17.9 | 1.8 | 7.2 | -1.7 | 5.6 | -6.1 | 2.4 | 0 | 15.6 | 13.3 | 17.2 | 14.4 | 14.4 | -3.4 | 21.1 | 13.9 | 21.1 | -14.4 | 10.7 | -0.7 | 17.2 | -4.7 | 9.3 | -3.5 | -0.4 | -9.5 | 23.9 | 2.8 | 4.4 | 2.2 | -2.6 | -7.8 | 1.7 | 0.6 | 19.4 | 1.4 | 0 | 0 | 14.4 | 0.6 | 13.3 | 10.6 | 17.8 | 0 | 5 | -5.6 | 9 | 7 | 21.1 | -1.3 | 21.1 | -5 | 2.4 | -1.9 | 2.2 | -3.9 | 12.4 | 0.8 | 8.9 | -1.7 | 28.3 | -1.1 | 27.2 | -13.3 | 15.4 | 14 | 27.8 | 19.4 | 16.3 | 9.7 | 10 | -6.7 | 2.2 | -12.9 | 3.9 | 2.8 | 17.2 | 4.4 | 15 | -5 | 13.5 | 6.2 | 10 | 0.6 | 5 | -6.1 | 12.2 | -4.4
5 | 0 | 1.7 | -6.7 | 6.7 | -3.9 | 7.8 | 2.2 | 9.1 | -11.3 | 26.1 | -1.7 | 9 | 8 | 17 | 10.2 | 16.7 | 7.8 | 11.7 | 2.8 | 14.4 | 6.1 | 13.9 | 8.3 | 9.4 | -5 | 4.8 | -7.1 | 19 | 18 | 19.3 | 10.1 | 24.4 | 18.9 | 24.4 | 20 | 25 | 16.1 | 23.3 | 0 | 24.5 | 16.3 | 17.2 | 10 | 8.7 | -7.8 | 0 | -7.8 | 3.9 | 0.6 | 7.2 | -2.2 | 2.4 | -5.5 | 21.1 | 16.1 | 17.2 | 8.9 | 7.2 | -1.1 | 1 | 0 | 1.7 | -1.1 | 4.4 | 3.3 | -1.1 | -7.2 | -4.4 | -8.3 | 3.9 | -2.2 | -2.2 | -5.6 | 16.7 | 7.8 | 21.1 | 10.6 | -7.8 | -11.1 | 22.2 | 10 | 17.2 | 1.7 | 4.8 | -2.2 | 4.5 | -3.8 | 2.1 | 0.1 | 15 | 12.8 | 16.1 | 14.4 | 14.4 | -3.3 | 20.6 | 13.9 | 20.6 | -12.2 | 9.3 | 1 | 16.1 | -5 | 7.4 | -4.1 | -0.7 | -9.8 | 20 | 3.3 | 4.4 | 2.8 | -2.4 | -7.8 | 1.1 | 0 | 19.4 | 2.2 | 0 | 0 | 12.8 | 1.1 | 13.3 | 9.4 | 15.6 | 2.2 | 4.4 | -5.6 | 7 | 5 | 20 | -1.5 | 21.1 | -6.1 | 2.2 | -2.2 | 2.2 | -3.9 | 11.7 | 0 | 8.3 | -2.2 | 27.2 | -1.1 | 26.1 | -15 | 15.6 | 13.9 | 27.2 | 19.4 | 16.1 | 9.4 | 8.9 | -6.1 | 1.7 | -12.9 | 3.9 | 2.8 | 15.6 | 3.9 | 10.6 | -1.1 | 11.1 | 5.6 | 9.4 | 0 | 4.6 | -5.1 | 10.6 | -1.1
3 | 0 | 0.6 | -7.8 | 5.6 | -4.4 | 6.1 | 1.1 | 5.9 | -14.9 | 24.4 | -1.7 | 9 | 8 | 15 | 9.4 | 17.8 | 5.6 | 8.9 | 3.3 | 12.2 | 5.6 | 12.8 | 7.2 | 7.8 | -5 | 4.1 | -5.7 | 19 | 18 | 18.9 | 10.6 | 23.9 | 19.4 | 22.2 | 20 | 23.3 | 17.8 | 20.6 | 0.6 | 23.3 | 16.1 | 16.1 | 10 | 7.9 | -6.9 | -0.2 | -6.3 | 3.9 | 0 | 6.1 | -1.1 | 1.1 | -7.2 | 20.6 | 16.1 | 16.5 | 8.7 | 6.7 | -0.6 | 1 | 0 | 1.1 | -1.7 | 3.9 | 2.8 | -1.7 | -7.2 | -3.9 | -6.7 | 2.2 | -1.7 | -2 | -5.1 | 15.6 | 9.4 | 18.3 | 8.9 | -8.3 | -10 | 21.1 | 10.6 | 14.4 | 2.6 | 2.4 | -3.3 | 3.3 | -2.7 | 1.7 | 0 | 15.6 | 12.8 | 16.1 | 14.4 | 11.3 | -1.9 | 18.9 | 13.3 | 18.9 | -15.6 | 7.8 | 1.7 | 15 | -5.6 | 5.6 | -5.6 | -1.1 | -11.1 | 17.8 | 2.8 | 4.4 | 3.3 | -2.2 | -8.9 | 0.6 | 0 | 17.2 | 2.8 | 0 | 0 | 11.7 | 1.1 | 12.8 | 8.3 | 13.3 | 5.6 | 2.8 | -6.1 | 6 | 4 | 18.9 | -2.8 | 19.4 | -5.6 | 2.2 | -1.9 | 1.7 | -3.9 | 9.7 | 0.8 | 6.7 | -0.6 | 20.6 | 8.3 | 23.9 | -12.8 | 15.6 | 14.3 | 24.4 | 18.9 | 15.2 | 9.6 | 6.7 | -4.4 | 1.1 | -14.4 | 3.9 | 2.8 | 13.3 | 2.8 | 8.3 | -1.1 | 9.3 | 4.3 | 8.3 | 0 | 4.3 | -4.8 | 8.3 | 0.6
3 | -1 | 0.6 | -7.8 | 3.3 | -3.9 | 6.1 | 0 | 2.8 | -20 | 23.9 | -1.1 | 9 | 8 | 14.1 | 8.5 | 17.8 | 3.9 | 7.2 | 2.8 | 11.1 | 5.6 | 12.2 | 7.8 | 6.1 | -5.6 | 3.3 | -5.6 | 19 | 18 | 18.5 | 11.1 | 23.3 | 19.4 | 20 | 18.9 | 22.2 | 17.8 | 19.4 | 0.6 | 22.2 | 16.1 | 16.1 | 10 | 7.2 | -7.2 | -0.4 | -5.5 | 3.3 | -2.2 | 2.2 | -1.1 | -0.2 | -6.3 | 20 | 16.7 | 15.7 | 8.7 | 5.6 | -0.6 | 1 | 1 | 0.6 | -2.2 | 2.8 | 2.2 | -1.7 | -6.7 | -3.9 | -10 | 0 | -2.2 | -1.9 | -5.1 | 14.4 | 10 | 17.8 | 8.9 | -9.4 | -12.8 | 20 | 10 | 11.7 | 3.2 | 0 | -5 | 2.2 | -2.2 | 1.3 | -0.4 | 15.6 | 13.9 | 16.1 | 14.4 | 8.1 | -2 | 17.8 | 13.3 | 15.6 | -13.9 | 8.7 | 1.8 | 13.7 | -4 | 3.4 | -4.9 | -1.5 | -9.6 | 15.6 | 2.8 | 3.9 | 3.3 | -2.4 | -7.6 | 0.6 | -0.6 | 15 | 3.2 | 0 | 0 | 10 | 1.7 | 12.2 | 8.3 | 10.6 | 5.6 | 1.7 | -5 | 5 | 3 | 17.6 | -1.9 | 18.3 | -5 | 2.2 | -1.9 | 1.7 | -3.9 | 7.6 | 0.8 | 5.6 | -1.7 | 18.9 | 8.9 | 21.7 | -12.2 | 15.6 | 14.8 | 24.4 | 18.9 | 14.2 | 9.7 | 5.6 | -4.4 | -0.4 | -10.8 | 3.3 | 2.2 | 12.2 | 3.9 | 5.6 | 0 | 7.4 | 3.1 | 7.2 | 0 | 3.9 | -5.6 | 6.7 | -5.6
2 | 0 | -0.6 | -7.8 | 2.2 | -3.9 | 4.4 | -1.7 | 1.3 | -15.7 | 22.2 | -0.6 | 8 | 8 | 13.1 | 7.4 | 17.2 | 4.4 | 5 | 2.8 | 11.1 | 3.9 | 10.6 | 7.2 | 6.7 | -4.4 | 2.9 | -4 | 19 | 17 | 18.2 | 11.6 | 23.3 | 20 | 18.9 | 18.9 | 20 | 17.8 | 17.2 | 1.1 | 21.8 | 16.1 | 15.6 | 10 | 7 | -6.6 | -0.6 | -5.6 | 3.3 | -3.3 | 1.1 | -1.1 | -1.5 | -6.4 | 18.9 | 16.7 | 15 | 8.3 | 4.4 | -1.7 | 1 | 1 | 0.6 | -3.3 | 2.8 | 1.7 | -2.2 | -6.7 | -3.9 | -8.9 | -1.1 | -3.3 | -1.7 | -5.6 | 13.9 | 10 | 16.7 | 8.9 | -10 | -12.8 | 18.9 | 9.4 | 8.9 | 2.8 | -0.9 | -5 | 1.7 | -1.1 | 1 | -0.9 | 13.9 | 12.8 | 15.6 | 14.4 | 5 | -2.8 | 17.8 | 13.3 | 16.1 | -13.9 | 9.7 | 1.8 | 12.4 | -3.4 | 1.1 | -5.3 | -1.8 | -9.4 | 13.9 | 3.3 | 3.9 | 3.3 | -2.6 | -7.1 | 0 | -1.7 | 12.8 | 2.8 | 0 | 0 | 9.4 | 0.6 | 11.7 | 7.8 | 11.1 | 7.2 | 1.1 | -3.9 | 4 | 2 | 16.3 | -1.1 | 17.2 | -8.9 | 2.2 | -2.2 | 1.7 | -4.4 | 5.6 | 0.6 | 3.3 | -0.6 | 17.2 | 8.3 | 22.2 | -12.2 | 15.6 | 15 | 22.8 | 19.4 | 13.3 | 9.4 | 5.6 | -3.3 | -1.8 | -9.9 | 2.8 | 2.2 | 11.7 | 3.9 | 5 | -1.7 | 5.6 | 1.7 | 6.1 | -0.6 | 3.2 | -4.4 | 5.6 | -5.6
2 | 0 | -0.6 | -7.8 | 1.7 | -3.3 | 3.3 | -2.8 | -0.2 | -14.8 | 21.1 | 1.7 | 8 | 7 | 12.2 | 6.1 | 16.7 | 5.6 | 4.4 | 2.2 | 10 | 3.3 | 7.8 | 5.6 | 7.2 | -4.3 | 2.6 | -3.3 | 19 | 18 | 17.8 | 11.7 | 23.3 | 20 | 20 | 19.4 | 20 | 17.8 | 16.7 | 2.2 | 21.5 | 16 | 15.6 | 10 | 6.9 | -6.7 | -1 | -4.9 | 2.8 | -3.9 | 0.6 | -1.1 | -2.8 | -7.2 | 18.3 | 16.7 | 15 | 7.8 | 3.9 | -2.2 | 1 | 1 | 0 | -3.9 | 2.8 | 2.2 | -2.2 | -6.1 | -2.8 | -6.7 | -1.7 | -3.9 | -1.5 | -5.5 | 12.2 | 9.4 | 15.6 | 8.9 | -10 | -13.3 | 17.8 | 10 | 8.3 | 2.7 | -1.9 | -5.6 | 1.1 | -0.6 | 0.6 | -1.7 | 13.3 | 12.8 | 15.6 | 14.4 | 3.5 | -2.5 | 18.3 | 13.9 | 12.8 | -11.7 | 10.6 | 1.7 | 11.1 | -3.3 | -1.1 | -6.7 | -2.2 | -10 | 15 | 3.3 | 2.2 | 1.7 | -2.8 | -7.2 | -0.6 | -2.8 | 12.2 | 2.9 | 0 | 0 | 5.6 | 0.6 | 11.1 | 8.3 | 10.6 | 7.2 | 0 | -4.4 | 3 | 1 | 15 | -1.1 | 16.1 | -8.9 | 2 | -1.7 | 1.7 | -3.9 | 4.7 | 0.4 | 1.7 | -1.7 | 17.2 | 10.6 | 20.6 | -10.6 | 15.6 | 15.2 | 21.7 | 19.4 | 13.1 | 9.8 | 5 | -3.3 | -3.3 | -10 | 2.8 | 2.2 | 10.6 | 4.4 | 3.3 | -2.2 | 5 | 1.5 | 5.6 | -0.6 | 2.4 | -4 | 5 | -6.1
1 | -1 | -0.6 | -7.8 | 0.6 | -3.9 | 2.2 | -4.4 | -1.7 | -15.6 | 18.9 | 2.2 | 7 | 6 | 11.1 | 5.7 | 15.6 | 7.2 | 4.4 | 2.8 | 10 | 3.3 | 6.1 | 5 | 7.8 | -4.4 | 2.2 | -2.8 | 19 | 18 | 16.5 | 12.1 | 23.3 | 20 | 20 | 20 | 19.4 | 17.8 | 15 | 8.3 | 21.1 | 16.1 | 15.6 | 10.6 | 6.7 | -7.8 | -1.3 | -4.7 | 1.7 | -5 | 0.6 | -1.1 | -3 | -6.5 | 18.3 | 16.7 | 15 | 7.1 | 3.3 | -2.2 | 1 | 0 | -0.6 | -3.9 | 2.8 | 2.8 | -2.8 | -6.7 | -2.2 | -7.8 | -2.2 | -3.9 | -1.3 | -5.9 | 12.2 | 9.4 | 16.7 | 8.3 | -10 | -13.3 | 17.2 | 10 | 7.8 | 2.5 | -2.8 | -6.7 | 0.6 | 0 | 0.4 | -1.7 | 13.9 | 13.3 | 15.6 | 14.4 | 2.1 | -3 | 19.4 | 14.4 | 12.8 | -12.2 | 10.4 | 0.1 | 11.3 | -2.2 | -1.5 | -6.2 | -2.4 | -8.9 | 16.1 | 3.3 | 1.7 | 1.1 | -2.8 | -6.6 | -0.6 | -2.2 | 11.7 | 3 | 0 | 0 | 6.7 | 1.1 | 11.1 | 8.3 | 10 | 7.2 | 0 | -5 | 3 | 1 | 14.1 | -1 | 15 | -7.8 | 1.9 | -1.5 | 1.7 | -3.9 | 3.7 | -0.1 | 1.1 | -1.7 | 15 | 10 | 20 | -7.8 | 15.6 | 15.2 | 20.6 | 18.9 | 13 | 9.9 | 5 | -3.9 | -4.1 | -9.1 | 2.8 | 2.2 | 10 | 4.4 | 5 | -2.2 | 4.5 | 1.3 | 4.4 | -0.6 | 1.7 | -4.4 | 3.3 | -4.4
-1 | -2 | -1.1 | -7.8 | 0.6 | -3.3 | 1.7 | -5.6 | -2.4 | -15.3 | 18.3 | 2.2 | 8 | 7 | 10 | 5.2 | 13.9 | 8.3 | 3.9 | 1.7 | 9.4 | 2.8 | 5 | 3.8 | 5.8 | -3.6 | 2 | -2.4 | 19 | 18 | 15.2 | 12.4 | 23.3 | 20 | 20 | 19.4 | 20 | 17.8 | 13.9 | 13.3 | 20.4 | 16.5 | 16.1 | 11.1 | 6.3 | -6.2 | -1.7 | -5 | 1.1 | -4.4 | 0.6 | -1.1 | -3.1 | -6.3 | 18.3 | 17.2 | 15 | 6.1 | 2.8 | -2.2 | 1 | 0 | -0.9 | -3.9 | 2.8 | 2.2 | -2.8 | -6.7 | -2.2 | -7.8 | -3.9 | -5 | -1.1 | -7.2 | 10 | 8.3 | 16.7 | 8.9 | -10 | -13.9 | 16.1 | 10.6 | 7.2 | 2.2 | -3 | -6.2 | 0.4 | -0.1 | 0.2 | -2.1 | 14.4 | 13.3 | 15.6 | 15 | 0.6 | -3.9 | 20 | 14.4 | 12.8 | -12.8 | 10.2 | -1.3 | 11.5 | -1.7 | -1.8 | -6.3 | -2.6 | -8.9 | 15 | 3.3 | 1.1 | 0.6 | -2.8 | -6.3 | 0 | -1.1 | 11.1 | 2.8 | 1 | 0 | 6.7 | 0.6 | 11.7 | 8.3 | 9.4 | 7.2 | 0 | -6.1 | 2 | 0 | 13.1 | -0.8 | 13.9 | -7.2 | 1.7 | -1.7 | 1.7 | -4.4 | 2.8 | -0.6 | 0.6 | -1.1 | 13.3 | 10 | 20.6 | -4.4 | 15.6 | 15 | 20 | 18.9 | 12.8 | 10 | 5 | -3.9 | -4.8 | -9.1 | 2.8 | 2.2 | 9.4 | 4.4 | 3.3 | -2.2 | 3.9 | 1.1 | 2.8 | -1.1 | 1.5 | -4.4 | 2.8 | -5
-1 | -3 | -1.1 | -8.3 | -0.6 | -3.9 | 0.6 | -6.1 | -3.2 | -16.7 | 16.1 | 2.8 | 8 | 7 | 8.9 | 4.4 | 12.8 | 7.8 | 3.9 | 2.2 | 10 | 2.8 | 5 | 2.8 | 3.7 | -3.6 | 1.9 | -2.1 | 19 | 18 | 13.9 | 12.2 | 23.3 | 20 | 20 | 19.4 | 17.8 | 17.2 | 13.3 | 12.8 | 19.6 | 16.5 | 17.2 | 12.2 | 6 | -5.8 | -2.1 | -4.7 | 0.6 | -5 | 1.7 | -0.6 | -3.3 | -6.7 | 18.9 | 17.8 | 14.4 | 5.2 | 2.8 | -2.8 | 1 | 0 | -1.1 | -4.1 | 2.8 | 2.2 | -3.3 | -6.7 | -2.2 | -7.2 | -3.9 | -5.6 | -1.3 | -5.9 | 11.1 | 8.9 | 15.6 | 10 | -11.7 | -14.4 | 15.6 | 11.1 | 6.3 | 2.2 | -3.1 | -6.2 | 0.2 | -0.3 | 0 | -2.8 | 14.4 | 12.8 | 15.6 | 15 | 0 | -3.6 | 21.1 | 15 | 12.8 | -12.8 | 10 | -3.3 | 11.7 | -1.1 | -2.2 | -7.2 | -2.8 | -9.4 | 15 | 3.3 | 1.1 | 0.6 | -2.8 | -6.7 | 0 | -1.1 | 11.1 | 2.7 | 1 | 0 | 5.6 | 0.6 | 11.7 | 8.3 | 9.4 | 7.2 | 0 | -6.7 | 2 | 0 | 12.2 | -1.1 | 11.7 | -5 | 1.5 | -1.4 | 1.1 | -5 | 2.6 | -0.7 | 0 | -1.7 | 13.3 | 10 | 18.9 | -5.6 | 15.8 | 15.5 | 20 | 18.9 | 12.8 | 10.2 | 6.1 | -5.6 | -5.6 | -9.4 | 2.8 | 2.2 | 8.9 | 3.9 | 2.2 | -2.8 | 4.1 | 0.9 | 2.2 | -0.6 | 1.3 | -4.8 | 1.7 | -5.6
-1 | -3 | -1.1 | -8.9 | -1.1 | -3.9 | 0 | -6.1 | -3.9 | -20 | 16.7 | 2.8 | 8 | 7 | 8.2 | 4.4 | 11.7 | 8.9 | 3.3 | 2.2 | 10.6 | 1.1 | 4.4 | 2.2 | 1.7 | -4.4 | 1.7 | -2.2 | 20 | 18 | 13.5 | 11.8 | 22.8 | 20 | 20 | 19.4 | 18.9 | 17.8 | 12.2 | 12.2 | 18.9 | 16.7 | 17.2 | 12.8 | 5.6 | -6.1 | -2.4 | -4.6 | 0.6 | -5 | 0.6 | -1.7 | -4.1 | -6.6 | 18.3 | 17.2 | 13.9 | 4.5 | 2.2 | -3.9 | 1 | 0 | -1.4 | -4.3 | 3.3 | 2.2 | -3.3 | -6.7 | -1.7 | -6.1 | -5 | -6.1 | -1.5 | -5.5 | 11.7 | 9.4 | 14.4 | 10.6 | -11.7 | -15 | 15 | 11.1 | 5.3 | 1.8 | -3.3 | -6.7 | 0 | -0.6 | -0.4 | -2.8 | 15 | 13.3 | 15 | 14.4 | -0.5 | -3.8 | 19.4 | 13.3 | 10.6 | -13.3 | 9.6 | -2.9 | 11.1 | -0.9 | -3.3 | -7.3 | -2.8 | -8.7 | 14.4 | 3.3 | 0.6 | 0 | -2.6 | -6 | 0 | -1.7 | 11.1 | 2.1 | 0 | 0 | 4.4 | 0.6 | 11.1 | 8.3 | 10 | 7.8 | -1.7 | -5 | 2 | 0 | 11.3 | -1.6 | 10.6 | -4.4 | 1.3 | -1.4 | 1.1 | -5 | 2.4 | -1.1 | 0 | -1.7 | 13.3 | 11.1 | 18.3 | -11.7 | 15.9 | 15.8 | 20.6 | 18.9 | 12.8 | 10.4 | 6.7 | -5 | -5.4 | -8.3 | 3.3 | 2.2 | 7.2 | 3.9 | 0 | -3.9 | 4.2 | 0.7 | 0.6 | -1.7 | 1.1 | -6.1 | 0.6 | -6.1
-2 | -3 | -1.7 | -8.3 | -1.7 | -4.4 | -0.6 | -6.7 | -4.3 | -17.7 | 15.6 | 2.8 | 7 | 6 | 7.4 | 4.2 | 11.1 | 7.8 | 3.3 | 2.2 | 8.9 | 0.6 | 3.3 | 1.9 | 0.6 | -3.7 | 1.9 | -1.8 | 19 | 18 | 13.2 | 11.1 | 22.8 | 20 | 20 | 19.4 | 18.9 | 17.8 | 11.1 | 11.1 | 18.5 | 16.5 | 17.8 | 12.8 | 5.2 | -3.4 | -2.8 | -5 | 0 | -5 | 0 | -1.7 | -4.8 | -6.7 | 18.9 | 18.3 | 13.3 | 3.3 | 2.2 | -3.9 | 1 | 0 | -1.7 | -4.6 | 3.3 | 2.8 | -3.3 | -7.2 | -1.7 | -5.6 | -7.2 | -7.2 | -1.7 | -5.6 | 10.6 | 8.9 | 12.8 | 10 | -11.7 | -14.4 | 14.4 | 11.7 | 4.4 | 1.7 | -3.5 | -6.4 | -0.2 | -0.7 | -0.7 | -3.1 | 14.4 | 13.3 | 15 | 14.4 | -1.1 | -4.4 | 13.3 | 9.4 | 10.6 | -13.9 | 9.3 | -2.9 | 10.6 | -1 | -4.5 | -8.3 | -2.8 | -8.7 | 10.6 | 3.3 | 0.6 | -0.6 | -2.4 | -5.8 | -0.6 | -2.2 | 11.1 | 1.7 | 0 | 0 | 3.3 | 0 | 11.1 | 8.3 | 10 | 7.8 | -2.2 | -4.4 | 1 | -1 | 10.3 | -2.7 | 8.9 | -2.8 | 1.1 | -1.7 | 1.1 | -3.9 | 2.2 | -1.7 | 0 | -1.1 | 13.9 | 11.1 | 15.6 | -8.3 | 16.1 | 16.1 | 20 | 19.4 | 12.8 | 10.6 | 6.1 | -5 | -5.2 | -7.6 | 3.3 | 1.7 | 6.7 | 2.8 | 0 | -3.3 | 4.4 | 0.6 | 0.6 | -2.2 | 0.5 | -5.4 | -1.1 | -6.7
-3 | -5 | -2.8 | -8.3 | -2.2 | -4.4 | -1.1 | -7.2 | -4.6 | -17 | 14.4 | 2.8 | 7 | 6 | 6.7 | 3.9 | 10.6 | 7.8 | 3.9 | 2.8 | 8.9 | 1.1 | 2.8 | 0.3 | -0.6 | -4 | 2 | -1.7 | 19 | 18 | 12.8 | 10.6 | 22.8 | 20 | 20 | 19.4 | 17.8 | 16.7 | 10.6 | 10.6 | 18.2 | 16.4 | 17.2 | 13.3 | 4.8 | -1.8 | -2.4 | -4.6 | -0.6 | -4.4 | 0 | -1.7 | -5.6 | -7.2 | 19.4 | 17.8 | 11.6 | 2.6 | 1.7 | -4.4 | 1 | 0 | -1.9 | -4.8 | 3.3 | 2.8 | -3.9 | -7.2 | -1.7 | -2.2 | -6.7 | -7.8 | -1.7 | -4.9 | 10.6 | 9.4 | 12.8 | 10.6 | -11.7 | -14.4 | 14.4 | 11.7 | 3.9 | 1.4 | -3.7 | -6.6 | -0.4 | -0.9 | -1.1 | -3.9 | 14.4 | 13.3 | 15 | 14.4 | -0.9 | -3.9 | 11.1 | 7.8 | 11.1 | -11.1 | 8.9 | -3.3 | 10 | -1.1 | -5.6 | -9.4 | -2.8 | -9.4 | 9.4 | 3.3 | 0 | -1.1 | -2.2 | -6.1 | -1.1 | -2.2 | 10.5 | 2.1 | 1 | 0 | 4.4 | 0.6 | 11.1 | 8.3 | 10 | 6.7 | -2.8 | -4.4 | 0 | 0 | 9.4 | -3.9 | 7.2 | -2.8 | 1.1 | -1.3 | 1.1 | -4.4 | 2.4 | -1.4 | 0 | -1.1 | 12.2 | 10.6 | 15.6 | -7.2 | 16.1 | 16.1 | 20 | 19.4 | 12.6 | 10.4 | 7.2 | -6.7 | -5 | -7.2 | 3.3 | 1.7 | 6.1 | 3.3 | 1.7 | -3.3 | 3.9 | 0.4 | 0 | -2.2 | 0 | -5.3 | 0 | -6.1
-3 | -5 | -3.3 | -8.3 | -2.2 | -4.4 | -1.1 | -6.7 | -5 | -18.3 | 14.4 | 2.8 | 7 | 6 | 6.5 | 4 | 10 | 7.2 | 4.4 | 2.8 | 7.8 | 2.2 | 2.8 | 0 | -1.7 | -4.4 | 2.2 | -1.7 | 19 | 18 | 12.4 | 9.4 | 22.2 | 20 | 20 | 19.4 | 17.8 | 16.7 | 10 | 10 | 17.8 | 16.1 | 16.7 | 12.8 | 4.4 | -0.6 | -2.1 | -4.7 | -0.6 | -4.4 | 0 | -1.7 | -5.8 | -7.3 | 18.9 | 16.7 | 10 | 2.1 | 1.7 | -4.4 | 0 | 0 | -2.2 | -5.6 | 3.3 | 2.8 | -3.9 | -6.7 | -1.7 | -2.2 | -7.2 | -8.3 | -1.7 | -4.8 | 6.1 | 4.4 | 13.3 | 11.1 | -11.7 | -14.4 | 14.4 | 12.2 | 3.3 | 1.2 | -3.9 | -7.2 | -0.6 | -1.1 | -1.5 | -3.4 | 14.4 | 13.3 | 15 | 14.4 | -0.8 | -3.8 | 11.1 | 5.6 | 10.6 | -9.4 | 9.1 | -1.7 | 10 | -0.7 | -4.7 | -8.8 | -2.4 | -8.4 | 8.3 | 3.3 | 0.6 | -1.1 | -2.4 | -5.5 | -1.1 | -2.8 | 10 | 2.6 | 0 | -1 | 3.9 | 1.1 | 11.1 | 8.3 | 8.9 | 6.1 | -3.3 | -5.6 | 0 | 0 | 8.7 | -2.3 | 6.1 | -2.8 | 1.1 | -1.1 | 0.6 | -3.9 | 2.6 | -1.4 | 0.6 | -0.6 | 11.7 | 10.6 | 12.8 | -6.7 | 16.1 | 16.1 | 20 | 19.4 | 12.4 | 10.2 | 6.1 | -5 | -4.3 | -6.9 | 3.3 | 1.7 | 5.6 | 2.8 | 2.2 | -2.8 | 3.3 | 0.2 | -1.7 | -3.3 | -0.6 | -6.1 | 0 | -5.6
-3 | -5 | -3.3 | -8.3 | -2.8 | -4.4 | -1.1 | -7.8 | -4.1 | -16.2 | 14.4 | 2.8 | 6 | 6 | 6.3 | 4 | 11.7 | 4.4 | 5 | 2.8 | 8.9 | 2.8 | 3.3 | -0.6 | 0.7 | -3 | 2.2 | -1.7 | 19 | 19 | 12.1 | 8.4 | 22.2 | 20 | 19.4 | 19.4 | 17.8 | 17.2 | 9.4 | 9.4 | 18.9 | 16.3 | 16.7 | 12.8 | 4.2 | -0.3 | -1.7 | -5 | -0.6 | -4.4 | 0 | -2.2 | -5.9 | -7.4 | 18.3 | 16.7 | 8.3 | 1.1 | 1.1 | -5 | 0 | 0 | -2.8 | -6.1 | 3.3 | 2.2 | -4.4 | -6.1 | -1.7 | -2.2 | -8.3 | -8.9 | -1.7 | -5 | 6.1 | 3.9 | 13.9 | 11.7 | -12.2 | -15 | 14.4 | 11.7 | 2.8 | 1.1 | -2.6 | -5.7 | -0.6 | -1.2 | -1.8 | -3.2 | 13.9 | 13.9 | 15 | 15 | -0.6 | -3.9 | 10 | 2.8 | 10.6 | -6.7 | 9.2 | -0.6 | 10 | -0.2 | -3.7 | -8.3 | -2.1 | -8.1 | 7.2 | 2.8 | 0 | -1.1 | -2.6 | -5.4 | -2.2 | -3.3 | 9.4 | 2.8 | 0 | -2 | 4.4 | 1.1 | 10.6 | 8.3 | 8.3 | 3.9 | -3.9 | -5.6 | 0 | 0 | 7.9 | -1.7 | 5 | -3.3 | 1.1 | -1.1 | 0 | -3.9 | 2.8 | -1.7 | 1.1 | -0.6 | 11.7 | 10 | 13.3 | -7.8 | 16.1 | 16.1 | 20 | 19.4 | 12.2 | 10 | 5.6 | -4.4 | -3.5 | -7 | 3.3 | 1.1 | 5 | 2.8 | 1.7 | -2.8 | 2.8 | 0 | -1.7 | -3.3 | 0.7 | -5.1 | 0.6 | -6.1
-2 | -3 | -2.2 | -9.4 | -0.6 | -2.8 | -1.1 | -7.8 | -3.1 | -15.6 | 13.9 | 2.8 | 7 | 7 | 6.1 | 3.9 | 12.8 | 5.6 | 5.6 | 2.8 | 10 | 4.4 | 4.4 | -1.1 | 3.2 | -2.1 | 2.2 | -1.9 | 19 | 18 | 11.7 | 7.2 | 22.8 | 19.4 | 19.4 | 19.4 | 18.3 | 17.2 | 9.4 | 9.4 | 20 | 16.7 | 11.7 | 8.3 | 4.1 | -0.1 | -0.2 | -5 | -1.1 | -5 | 0 | -1.7 | -6.1 | -7.8 | 18.9 | 16.1 | 9.4 | 2 | 1.7 | -5 | 1 | 0 | -2.2 | -5.6 | 3.3 | 2.2 | -4.4 | -6.1 | -3.3 | -3.9 | -7.8 | -9.4 | -1.3 | -4.3 | 5.6 | 3.3 | 14.4 | 11.7 | -11.7 | -14.4 | 14.4 | 11.7 | 6.5 | 3.1 | -1.3 | -4.6 | -0.6 | -1.5 | -2.2 | -3.3 | 15.6 | 15 | 15.6 | 15.6 | 1.8 | -2.7 | 10 | 1.7 | 10.6 | -3.3 | 9.4 | 0.6 | 10 | 0 | -2.8 | -8.9 | -1.7 | -8.3 | 8.3 | 3.9 | 0 | -1.7 | -2.8 | -5.6 | -2.2 | -3.3 | 10.5 | 3.5 | 0 | -1 | 5 | 1.7 | 10 | 8.9 | 5.6 | 0.6 | -3.9 | -5.6 | 1 | -1 | 7.2 | -1.1 | 5.6 | -2.8 | 1.3 | -1 | 0.6 | -3.9 | 6.9 | 0.8 | 1.1 | 0 | 12.2 | 10.6 | 14.4 | -6.7 | 16.3 | 16.2 | 20.6 | 19.4 | 12.4 | 10.2 | 5 | -3.9 | -2.8 | -7.8 | 2.8 | 1.1 | 5 | 3.3 | 2.8 | -2.2 | 3.5 | 0.4 | -2.2 | -3.9 | 2 | -5 | 0.6 | -5.6
-1 | -3 | -2.8 | -6.1 | 3.3 | -2.8 | 0.6 | -7.8 | -2.2 | -16.7 | 15.6 | 3.3 | 8 | 7 | 7 | 4.3 | 16.1 | 3.9 | 5.6 | 2.8 | 10.6 | 5.6 | 10.6 | 7.2 | 5.6 | -1.7 | 2.2 | -2.2 | 19 | 18 | 14.8 | 8.5 | 23.9 | 20 | 19.4 | 19.4 | 20.6 | 19.4 | 12.8 | 8.9 | 21.1 | 16.7 | 8.9 | 5.6 | 3.9 | 0 | 1.3 | -5.6 | -1.1 | -5.6 | 2.2 | 0 | -3.1 | -6.2 | 19.4 | 17.8 | 10.6 | 2.7 | 3.3 | -6.7 | 1 | 0 | -2.8 | -6.7 | 3.3 | 2.8 | -5 | -7.2 | -3.3 | -5.6 | -6.7 | -8.3 | -1 | -4 | 5.6 | 2.2 | 16.1 | 12.2 | -10 | -13.9 | 15.6 | 12.2 | 10.2 | 5.2 | 0 | -3.9 | -0.6 | -1.7 | -0.4 | -3.1 | 15.6 | 15 | 15.6 | 15.6 | 4.3 | -2.3 | 10.6 | 1.1 | 11.1 | -2.8 | 11.3 | 0.4 | 11.5 | 0.3 | 0.2 | -6.7 | 0.2 | -7.1 | 10.6 | 4.4 | 0 | -2.2 | -2.6 | -4.8 | -1.1 | -3.3 | 11.7 | 4.2 | 2 | 0 | 5 | 2.2 | 10 | 8.9 | 3.3 | -0.6 | -3.9 | -9.4 | 2 | 0 | 9.1 | -0.7 | 7.2 | -3.3 | 1.5 | -0.9 | 1.1 | -3.3 | 10.9 | 2.5 | 1.7 | 0 | 17.2 | 12.8 | 17.2 | -6.1 | 16.5 | 16.2 | 21.1 | 18.9 | 12.6 | 10.4 | 5.6 | -2.2 | 0.2 | -6.3 | 3.3 | 1.1 | 7.2 | 5 | 6.1 | -1.1 | 4.3 | 0.8 | -0.6 | -2.2 | 3.3 | -5.6 | 3.3 | -2.2
0 | -2 | -2.2 | -5 | 6.1 | 0 | 1.1 | -7.8 | -0.2 | -14.4 | 18.3 | 3.3 | 9 | 7 | 8 | 4.8 | 19.4 | 3.3 | 6.1 | 3.9 | 11.7 | 7.2 | 15 | 4.4 | 9.3 | 0 | 3.7 | -1.8 | 19 | 18 | 18 | 9.4 | 24.4 | 20 | 19.4 | 19.4 | 22.2 | 19.4 | 15.6 | 5.6 | 23 | 17 | 8.3 | 5 | 5.6 | -0.6 | 2.8 | -7.8 | 0 | -6.7 | 5.6 | 1.7 | -0.2 | -5.1 | 21.7 | 18.3 | 11.7 | 3.3 | 5 | -3.9 | 1 | 1 | -3.3 | -6.7 | 3.3 | 2.8 | -5 | -7.2 | -4.4 | -7.2 | -2.2 | -6.1 | -0.6 | -3.9 | 5.6 | 2.2 | 19.4 | 12.8 | -8.9 | -13.3 | 16.7 | 12.2 | 13.9 | 6.7 | 3.7 | -2.4 | -0.4 | -1.8 | 1.5 | -3.1 | 15.6 | 14.4 | 16.7 | 15.6 | 6.7 | -2.2 | 11.7 | 1.1 | 11.1 | -2.2 | 13.1 | -0.5 | 12.9 | 0.3 | 3.1 | -5.6 | 2 | -7 | 13.9 | 5 | 0 | -1.7 | -2.4 | -4.2 | -0.6 | -3.3 | 12.8 | 5 | 5 | -1 | 6.1 | 2.8 | 10.6 | 9.4 | 4.4 | 0.6 | -3.9 | -7.8 | 2 | 0 | 10.9 | -1 | 9.4 | -3.3 | 1.7 | -1.1 | 1.7 | -3.3 | 15 | 3.9 | 2.8 | 0 | 21.1 | 9.4 | 20 | -5 | 16.7 | 16.1 | 22.2 | 19.4 | 12.8 | 10.6 | 7.2 | 0 | 3.1 | -6.1 | 4.4 | 1.1 | 9.4 | 5.6 | 8.3 | 0 | 5 | 1.1 | 1.7 | 0 | 4.8 | -3.5 | 3.9 | -3.3
0 | -2 | -1.7 | -3.9 | 8.3 | -1.1 | 2.8 | -7.2 | 1.9 | -14.4 | 21.1 | 3.3 | 10 | 7 | 8.9 | 5 | 22.2 | 1.1 | 6.7 | 3.3 | 12.2 | 7.2 | 17.2 | 8.3 | 13 | 0.7 | 5.2 | -1.9 | 19 | 18 | 21.1 | 10 | 25.6 | 19.4 | 20 | 20 | 23.9 | 19.4 | 17.8 | 3.9 | 24.8 | 16.8 | 8.3 | 3.3 | 7.2 | -1.5 | 3.9 | -7 | 0 | -6.7 | 9.4 | 2.8 | 2.8 | -5.6 | 21.1 | 18.3 | 13 | 4.7 | 7.2 | -4.4 | 1 | 1 | -2.2 | -6.1 | 3.3 | 2.8 | -4.4 | -7.8 | -3.3 | -6.1 | 1.7 | -6.1 | -0.4 | -3.7 | 6.1 | 2.2 | 21.1 | 13.3 | -7.2 | -12.2 | 18.3 | 12.2 | 16.5 | 6.6 | 7.4 | -1.6 | -0.2 | -2.2 | 3.3 | -4.4 | 16.1 | 15.6 | 17.2 | 15.6 | 8.9 | -1.6 | 11.7 | 2.2 | 12.8 | -5 | 15 | -1.7 | 14.4 | 0 | 6.1 | -5.6 | 3.9 | -7.8 | 14.4 | 5.6 | 0.6 | -1.1 | -2.2 | -3.9 | 0 | -2.8 | 14.6 | 6 | 6 | 0 | 7.2 | 3.3 | 10.6 | 9.4 | 5.6 | -0.6 | -3.9 | -6.7 | 3 | 0 | 12.8 | -1.7 | 11.1 | -3.9 | 1.9 | -0.7 | 3.3 | -2.2 | 16.7 | 4.4 | 3.9 | 0.6 | 23.3 | 10.6 | 21.1 | -3.9 | 16.9 | 16.4 | 23.3 | 19.4 | 13.7 | 11.3 | 8.3 | -1.7 | 6.1 | -7.8 | 5.6 | 0.6 | 8.9 | 5 | 11.7 | 1.1 | 6.3 | 2.2 | 8.3 | 1.7 | 6.3 | -2.5 | 8.3 | -5.6
1 | -2 | 0 | -4.4 | 11.1 | -1.7 | 4.4 | -7.2 | 3.9 | -16.1 | 22.2 | 3.3 | 10 | 7 | 11.1 | 6.1 | 22.2 | 3.9 | 6.7 | 3.9 | 12.8 | 7.2 | 18.9 | 7.2 | 16.7 | 1.1 | 6.7 | -2.2 | 19 | 18 | 21.1 | 9.4 | 25.6 | 19.4 | 20.6 | 20.6 | 25 | 19.4 | 20 | 1.1 | 26.7 | 16.7 | 8.9 | 2.8 | 8.9 | -3.9 | 5 | -6.9 | 0 | -6.1 | 11.7 | 2.2 | 4.1 | -4.5 | 23.3 | 18.9 | 14.3 | 5.7 | 7.8 | -4.4 | 1 | 1 | -1.7 | -6.1 | 4.4 | 3.9 | -2.8 | -8.3 | -2.8 | -8.3 | 3.9 | -7.2 | -0.2 | -3.8 | 8.3 | 3.3 | 22.8 | 13.9 | -6.1 | -12.2 | 21.1 | 12.8 | 19.1 | 5.9 | 11.1 | -2.2 | 0 | -2.8 | 4.8 | -4 | 17.2 | 15.6 | 18.3 | 15.6 | 11.1 | -1.7 | 11.7 | 1.1 | 15.6 | -5.6 | 15.9 | -1.4 | 16.3 | 0.4 | 8.1 | -4.4 | 4.5 | -6.5 | 15 | 5.6 | 0.6 | -1.1 | -2.8 | -4.2 | 0 | -3.3 | 16.5 | 6.6 | 7 | 0 | 8.9 | 2.8 | 11.1 | 10 | 6.7 | -2.2 | -2.8 | -6.7 | 4 | 0 | 13.7 | -1.3 | 12.2 | -3.3 | 2 | -0.7 | 5 | -1.7 | 18.3 | 4.5 | 4.4 | 0 | 24.4 | 8.9 | 22.8 | -5 | 17 | 16.5 | 25 | 19.4 | 14.7 | 12.2 | 9.4 | -2.8 | 8.1 | -5.7 | 6.7 | 2.2 | 13.3 | 4.4 | 12.2 | 1.1 | 7.6 | 3.5 | 11.7 | 1.7 | 7.8 | -1.7 | 10 | -5.6
2 | -2 | 0.6 | -9.4 | 12.2 | -2.2 | 5.6 | -6.1 | 5.2 | -14.3 | 23.3 | 3.3 | 11 | 8 | 13.4 | 6.8 | 20 | 10 | 6.7 | 4.4 | 13.9 | 7.2 | 19.4 | 8.3 | 20.2 | 1.6 | 7.4 | -1.1 | 19 | 13 | 21.1 | 9.1 | 26.1 | 20.6 | 20.6 | 20 | 25.6 | 19.4 | 21.7 | 0 | 26.9 | 17.1 | 9.4 | 1.1 | 10 | -3.9 | 6.1 | -8.3 | 1.1 | -5 | 14.4 | 1.1 | 5.4 | -4.7 | 23.9 | 18.9 | 15.6 | 6.7 | 8.9 | -3.9 | 1 | 1 | -1.7 | -3.3 | 6.7 | 5.6 | -1.7 | -8.3 | -2.2 | -8.3 | 5.6 | -10.6 | 0 | -4.4 | 9.4 | 2.8 | 24.4 | 14.4 | -4.4 | -11.1 | 22.2 | 13.3 | 21.7 | 4.4 | 12.4 | -2 | 1.3 | -2.2 | 6.3 | -4.2 | 17.2 | 15.6 | 20 | 15.6 | 13.3 | -2.2 | 12.2 | 1.1 | 14.4 | -6.1 | 16.9 | -1.5 | 18.1 | -0.2 | 10.2 | -3.7 | 5 | -6.3 | 15 | 6.1 | 1.1 | -2.2 | -3.3 | -4.4 | 0 | -3.3 | 18.3 | 7.2 | 8 | 0 | 9.4 | 3.3 | 11.1 | 10 | 8.3 | -4.4 | -2.8 | -5 | 5 | 0 | 14.7 | -1.6 | 13.3 | -2.8 | 2.2 | -0.6 | 6.1 | -1.7 | 20 | 4.4 | 5 | 0 | 26.1 | 8.9 | 25.6 | -7.2 | 17.2 | 16.7 | 26.7 | 19.4 | 15.6 | 12.8 | 10 | -5.6 | 10.2 | -4.7 | 8.3 | -1.1 | 14.4 | 5 | 12.8 | 1.7 | 8.9 | 4.4 | 13.3 | -1.1 | 9.5 | -0.3 | 12.2 | -5.6
3 | -2 | 1.1 | -8.9 | 13.9 | -1.7 | 7.2 | -5 | 6.5 | -13.8 | 23.9 | 3.3 | 11 | 7 | 15.6 | 7.2 | 18.9 | 12.8 | 7.2 | 5.6 | 15.6 | 8.3 | 19.4 | 10 | 23.7 | 0.7 | 8.2 | -0.3 | 17 | 8 | 21.1 | 8.3 | 27.2 | 20 | 21.1 | 20.6 | 26.7 | 19.4 | 22.8 | 0 | 27 | 17.2 | 9.4 | 2.2 | 11.1 | -5.2 | 6.3 | -7.1 | 1.1 | -4.4 | 15.6 | -1.1 | 6.7 | -5.6 | 23.9 | 17.2 | 16.5 | 7.2 | 9.4 | -5 | 2 | 1 | -1.7 | -2.8 | 6.7 | 6.1 | -1.1 | -7.2 | -2.2 | -7.8 | 6.7 | -10 | 0.2 | -3.9 | 10 | 3.3 | 25.6 | 14.4 | -2.8 | -10.6 | 23.9 | 13.3 | 22.1 | 3.7 | 13.7 | -2 | 2.6 | -1.9 | 7.8 | -5.6 | 16.1 | 13.9 | 21.1 | 15 | 14.2 | -1.3 | 13.3 | -1.1 | 6.1 | 1.1 | 17.8 | -2.2 | 20 | -0.6 | 12.2 | -3.9 | 5.6 | -6.7 | 15.6 | 6.1 | 1.1 | -2.2 | -3.9 | -5 | 0 | -2.8 | 19.1 | 7.2 | 9 | 0 | 10.6 | 3.9 | 8.3 | 7.2 | 8.3 | -5.6 | -1.7 | -6.1 | 6 | 0 | 15.6 | -2.2 | 15 | -2.8 | 1.8 | -0.1 | 8.3 | 0 | 20 | 3.7 | 6.1 | 0 | 25.6 | 6.7 | 25.6 | -10 | 17.2 | 16.9 | 28.3 | 20 | 16 | 13.1 | 11.1 | -4.4 | 12.2 | -4.4 | 8.9 | 0 | 16.1 | 5.6 | 13.9 | 1.7 | 9.1 | 5.9 | 15 | -1.1 | 11.1 | 0.8 | 13.3 | -6.1
3 | -1 | 1.1 | -5 | 15.6 | -1.7 | 9.4 | -3.3 | 7.8 | -15.6 | 25 | 3.3 | 10 | 8 | 16.7 | 7.9 | 19.4 | 8.9 | 7.2 | 5.6 | 16.1 | 6.1 | 18.3 | 8.9 | 27.2 | -1.1 | 8.9 | 0.6 | 17 | 10 | 20.7 | 8.4 | 27.8 | 20 | 21.1 | 20.6 | 26.7 | 18.3 | 22.8 | -1.1 | 27.2 | 17.8 | 10.6 | 2.8 | 12.2 | -7.2 | 6.5 | -7.3 | 1.7 | -5 | 16.7 | -1.7 | 7.8 | -4.4 | 26.1 | 16.7 | 17.4 | 7.2 | 11.7 | -4.4 | 3 | 2 | -2.2 | -2.8 | 7.2 | 6.1 | -0.6 | -7.2 | -2.8 | -11.1 | 6.7 | -8.9 | 0.4 | -3.7 | 11.1 | 2.8 | 26.1 | 14.4 | -1.7 | -8.9 | 25.6 | 13.3 | 22.4 | 3 | 15 | -2.8 | 3.9 | -2.2 | 9.5 | -4.3 | 16.1 | 13.3 | 22.2 | 11.7 | 15.2 | -0.1 | 12.8 | -1.7 | 3.9 | -1.1 | 16.5 | -2.2 | 20.4 | -0.7 | 12.4 | -4.1 | 5.8 | -5.1 | 16.1 | 6.1 | 1.1 | -2.2 | -3.7 | -5.3 | 0 | -3.3 | 19.8 | 7.2 | 9 | 1 | 12.8 | 3.3 | 8.9 | 5.6 | 9.4 | -5 | -1.7 | -6.1 | 6 | 1 | 16.1 | -1.3 | 16.1 | -2.8 | 1.5 | 0.2 | 10 | -1.1 | 20 | 3.3 | 6.1 | 0 | 26.7 | 5.6 | 25.6 | -10.6 | 17.2 | 17.1 | 29.4 | 19.4 | 16.3 | 13.3 | 10.6 | -3.3 | 13.3 | -2.7 | 10 | 0 | 17.2 | 5.6 | 14.4 | 1.7 | 9.2 | 7.2 | 16.1 | -2.2 | 12.8 | 1.7 | 16.7 | -7.8
4 | 0 | 1.1 | -5 | 16.1 | -2.2 | 10.6 | -4.4 | 8.9 | -13.3 | 26.1 | 2.2 | 9 | 7 | 17.8 | 8.4 | 18.9 | 10.6 | 7.2 | 5.6 | 16.1 | 6.1 | 16.1 | 8.3 | 27 | -3.3 | 8.2 | 1.8 | 16 | 8 | 20.4 | 8.4 | 27.8 | 18.9 | 22.2 | 20.6 | 26.7 | 18.3 | 22.8 | -0.6 | 27 | 17.8 | 10 | 2.8 | 12.6 | -7.6 | 6.7 | -8.3 | 0.6 | -5.6 | 17.2 | -2.8 | 8.9 | -4.4 | 26.1 | 16.7 | 18.3 | 7.2 | 11.7 | -5.6 | 1 | 1 | -2.8 | -3.9 | 6.7 | 5.6 | -0.6 | -7.8 | -2.8 | -11.1 | 6.7 | -8.9 | 0.6 | -4.4 | 10 | 2.2 | 26.7 | 14.4 | -1.1 | -8.3 | 26.7 | 13.3 | 22.8 | 2.2 | 14.8 | -2.3 | 4.3 | -2.4 | 11.1 | -3.7 | 16.7 | 13.9 | 18.3 | 12.8 | 16.1 | 0.6 | 12.8 | -1.1 | 5.6 | -1.7 | 15.2 | -2.8 | 20.7 | -1 | 12.6 | -5.2 | 5.9 | -4.5 | 15 | 6.7 | 0 | -2.8 | -3.5 | -5.8 | 1.1 | -1.7 | 20.6 | 6.7 | 9 | 2 | 12.8 | 2.8 | 8.3 | 3.9 | 7.8 | -7.2 | -1.1 | -5.6 | 7 | 0 | 16.7 | -1.2 | 17.2 | -2.8 | 1.1 | 0.6 | 11.7 | -1.1 | 20 | 2.2 | 6.7 | 1.7 | 26.7 | 5 | 25.6 | -12.8 | 17.2 | 17.2 | 28.3 | 18.9 | 16.7 | 13.3 | 10.6 | -3.9 | 14.5 | -1 | 10.6 | -1.1 | 17.8 | 5 | 14.4 | 1.1 | 9.4 | 8.3 | 17.8 | -2.2 | 14.3 | 0.9 | 17.2 | -8.3
3 | -1 | 1.7 | -6.1 | 16.7 | -2.8 | 11.7 | -3.9 | 10 | -13.1 | 26.1 | -0.6 | 9 | 7 | 18.9 | 8.9 | 17.8 | 8.3 | 7.2 | 6.1 | 16.1 | 7.8 | 15.6 | 8.3 | 26.9 | -5.3 | 7.4 | 2.5 | 16 | 6 | 20 | 8.3 | 25.6 | 19.4 | 22.2 | 20.6 | 26.1 | 18.3 | 22.8 | -0.6 | 26.9 | 17.7 | 9.4 | 3.3 | 12.9 | -8.5 | 5.6 | -7.4 | 0.6 | -5 | 18.3 | -3.3 | 10 | -5 | 24.4 | 16.7 | 17.8 | 6.7 | 12.2 | -6.1 | 2 | 1 | -3.3 | -5.6 | 6.7 | 6.1 | 0 | -7.2 | -2.8 | -11.1 | 6.7 | -7.2 | 0.4 | -3.9 | 7.8 | 0 | 27.2 | 13.9 | 0 | -6.7 | 26.1 | 13.3 | 21.5 | 3.2 | 14.6 | -2.4 | 4.6 | -3 | 12.8 | -3.9 | 15.6 | 14.4 | 18.3 | 12.8 | 14.8 | 1 | 13.9 | -2.2 | 5.6 | -2.8 | 13.9 | -3.9 | 21.1 | -1.7 | 12.8 | -6.7 | 6.1 | -4.4 | 12.8 | 7.2 | -1.1 | -3.3 | -3.3 | -6.7 | -1.1 | -3.3 | 19.7 | 6.1 | 10 | 2 | 12.2 | 3.3 | 8.3 | 2.8 | 7.8 | -7.8 | -0.6 | -6.1 | 6 | 1 | 17.2 | -1.1 | 18.3 | -3.9 | 1.1 | 0.4 | 12.8 | -1.1 | 18.9 | 2.3 | 7.8 | 1.7 | 25.6 | 5 | 23.3 | -8.3 | 17.4 | 17.4 | 28.9 | 18.3 | 16.1 | 13.4 | 10 | -2.8 | 15.6 | 0 | 10.6 | -1.1 | 18.3 | 6.1 | 12.8 | 1.7 | 8.3 | 7.1 | 18.3 | -3.9 | 15.7 | -0.5 | 16.7 | -10.6
3 | -1 | 1.1 | -6.1 | 16.7 | -2.2 | 11.1 | -3.9 | 11.1 | -13.9 | 26.1 | -1.7 | 10 | 8 | 17 | 9 | 17.2 | 6.7 | 7.2 | 6.1 | 15.6 | 8.3 | 14.4 | 9.4 | 26.7 | -10.6 | 6.7 | 3.3 | 15 | 6 | 19.1 | 8.2 | 25 | 20 | 22.2 | 21.1 | 25 | 18.3 | 21.7 | 1.7 | 26.7 | 17.8 | 10 | 3.3 | 13.3 | -11.1 | 4.4 | -8 | 0 | -5 | 17.8 | -3.9 | 9.1 | -4.3 | 22.2 | 16.7 | 17.2 | 5.8 | 12.2 | -8.3 | 3 | 1 | -5 | -5.6 | 6.1 | 1.7 | 0 | -7.2 | -2.8 | -11.7 | 6.7 | -7.8 | 0.2 | -4.3 | 6.7 | -1.1 | 26.7 | 13.3 | 0.6 | -6.1 | 26.1 | 12.8 | 20.2 | 3.9 | 14.4 | -2.8 | 5 | -4.4 | 11.3 | -3.5 | 15.6 | 13.9 | 18.9 | -2.8 | 13.5 | 1.2 | 13.9 | -2.8 | 5.6 | -2.8 | 12 | -1.6 | 20 | -1 | 10.6 | -6.3 | 5.2 | -2.5 | 13.3 | 7.8 | -1.1 | -3.9 | -3.5 | -6.7 | 0.6 | -1.7 | 18.7 | 4.9 | 10 | 4 | 11.7 | 1.7 | 9.4 | 0.6 | 7.2 | -9.4 | -1.1 | -6.1 | 7 | 1 | 15.5 | 1.2 | 18.3 | -3.3 | 1.1 | 0.1 | 13.9 | -1.1 | 17.8 | 2.1 | 7.8 | 1.1 | 23.9 | 6.1 | 22.2 | -8.3 | 17.6 | 17.6 | 27.8 | 17.2 | 15.6 | 13.5 | 10 | -2.8 | 15 | 0 | 9.4 | -0.6 | 17.8 | 5 | 12.2 | 2.2 | 7.2 | 5.7 | 18.9 | -3.9 | 17.2 | -2.8 | 16.1 | -8.9
3 | 0 | 1.1 | -8.3 | 15 | -2.2 | 9.4 | -2.8 | 7.6 | -11.4 | 25.6 | -2.8 | 9 | 8 | 15.2 | 8.7 | 16.1 | 8.9 | 7.2 | 6.7 | 15 | 8.3 | 12.8 | 9.4 | 23.4 | -6.7 | 5.9 | 2.5 | 14 | 7 | 18.1 | 7.6 | 24.4 | 20.6 | 21.7 | 20.6 | 20.6 | 17.8 | 21.7 | 1.7 | 25.8 | 18 | 10 | 1.7 | 11.6 | -8.4 | 3.3 | -9.4 | 0.6 | -6.1 | 16.1 | -3.3 | 8.1 | -4.7 | 21.1 | 17.8 | 16.7 | 5 | 10.6 | -10.6 | 2 | 0 | -5.6 | -6.7 | 4.4 | -0.6 | -0.6 | -8.9 | -3.3 | -14.4 | 5 | -7.2 | 0 | -5 | 6.1 | -1.1 | 25 | 12.8 | 0 | -5.6 | 24.4 | 13.3 | 18.9 | 4.4 | 12.9 | -2.3 | 3.7 | -3.8 | 9.8 | -4 | 15 | 14.4 | 16.7 | -5.6 | 12.2 | 1.1 | 13.9 | -3.9 | 5.6 | -5 | 10.2 | -0.5 | 18.9 | -1.4 | 8.3 | -7.3 | 4.2 | -1.8 | 10.6 | 8.9 | -2.2 | -5 | -3.7 | -7.1 | -1.1 | -3.3 | 17.8 | 3.9 | 10 | 4 | 10 | 0.6 | 6.7 | 1.7 | 5.6 | -10 | -1.1 | -6.7 | 6 | 1 | 13.9 | 2.5 | 17.8 | -2.8 | 1.1 | 0 | 14.4 | -1.1 | 16.7 | 1.7 | 7.8 | 1.1 | 22.8 | 8.9 | 19.4 | -3.9 | 17.8 | 17.8 | 27.2 | 17.2 | 15 | 13.3 | 8.9 | -2.8 | 14.5 | 0.3 | 8.3 | -1.1 | 16.1 | 6.1 | 10.6 | 1.1 | 6.1 | 4.4 | 18.3 | -4.4 | 14.2 | -2 | 12.8 | -9.4
2 | 0 | 0 | -12.8 | 10.6 | -0.6 | 6.7 | -2.2 | 4.1 | -11.8 | 23.9 | -2.8 | 9 | 8 | 13.3 | 8.3 | 14.4 | 12.2 | 8.3 | 8.3 | 15 | 8.3 | 11.1 | 8.9 | 20 | -5.8 | 5.2 | 1.9 | 14 | 7 | 17.2 | 7.2 | 24.4 | 20.6 | 21.7 | 20 | 19.4 | 16.7 | 20.6 | 1.7 | 24.8 | 18.3 | 8.3 | 0.6 | 10 | -6.8 | 3.1 | -6.8 | -1.1 | -5 | 14.4 | -2.2 | 7.2 | -5.6 | 20 | 17.8 | 15.4 | 5.1 | 8.9 | -8.3 | 2 | 0 | -5.6 | -7.8 | 3.3 | -1.7 | -1.7 | -8.9 | -5 | -15 | 2.8 | -5 | -0.4 | -4.6 | 5.6 | -2.2 | 22.2 | 12.2 | -0.6 | -5.6 | 22.8 | 13.3 | 16.3 | 5 | 11.5 | -2 | 2.4 | -3.7 | 8.3 | -5 | 15 | 13.9 | 15 | -6.7 | 9.6 | 0.7 | 11.7 | -3.3 | 4.4 | -7.2 | 8.3 | 0 | 17.8 | -1.7 | 6.1 | -8.9 | 3.3 | -1.1 | 10 | 8.9 | -3.3 | -7.2 | -3.9 | -7.8 | -1.7 | -3.9 | 15 | 3.2 | 8 | 5 | 8.9 | 0.6 | 5 | 1.7 | 4.4 | -8.9 | -1.1 | -6.7 | 7 | 0 | 12.2 | 3.3 | 13.3 | 1.7 | 0.7 | -0.3 | 13.3 | -0.6 | 15 | 2.2 | 7.2 | 1.7 | 20 | 11.1 | 8.3 | 0 | 18.2 | 18.1 | 25.6 | 16.1 | 15.4 | 13.5 | 6.7 | -2.2 | 13.9 | 0 | 6.1 | -1.7 | 13.9 | 6.1 | 8.9 | 1.1 | 5 | 3.2 | 17.2 | -5 | 11.3 | -2.2 | 11.1 | -9.4
2 | 0 | -1.1 | -13.3 | 8.3 | 0.6 | 5.6 | -1.1 | 0.6 | -13.9 | 22.8 | -1.1 | 9 | 8 | 12.4 | 7.9 | 13.9 | 11.1 | 8.9 | 8.9 | 14.4 | 8.3 | 10.6 | 8.9 | 16.7 | -6.7 | 4.4 | 1.1 | 13 | 6 | 17.2 | 7.6 | 23.9 | 21.1 | 21.1 | 18.9 | 18.3 | 15 | 18.3 | 3.9 | 23.9 | 18.3 | 6.7 | 0 | 8.3 | -7.2 | 3 | -5.4 | -1.1 | -5 | 9.4 | 0.6 | 6.7 | -4.7 | 19.4 | 18.3 | 14.1 | 5.2 | 8.3 | -10.6 | 2 | 0 | -5.6 | -7.2 | 2.8 | -2.2 | -2.8 | -8.9 | -7.8 | -15.6 | 1.1 | -5.6 | -0.7 | -4.8 | 5.6 | -1.1 | 21.7 | 12.2 | -0.6 | -6.1 | 21.7 | 13.3 | 13.7 | 5.4 | 10 | -2.8 | 1.1 | -4.4 | 6.8 | -3 | 15.6 | 14.4 | 13.3 | -10 | 7 | 0 | 8.3 | -3.3 | 3.3 | -8.3 | 8.9 | -0.8 | 16.9 | -0.7 | 4.6 | -7.5 | 3.1 | -0.9 | 9.4 | 8.9 | -4.4 | -7.2 | -4.6 | -7.6 | -1.7 | -5 | 12.2 | 1.8 | 6 | 2 | 7.2 | 1.1 | 3.3 | 1.1 | 3.3 | -6.7 | -1.1 | -6.7 | 6 | 0 | 10.9 | 3.9 | 10.6 | 2.8 | 0.4 | -0.3 | 12.2 | 0 | 13.4 | 2.6 | 4.4 | 1.7 | 18.3 | 13.3 | 5.6 | -2.8 | 18.5 | 18.2 | 24.4 | 18.9 | 15.7 | 13.4 | 6.1 | -1.1 | 12.8 | -0.1 | 2.8 | -1.7 | 12.8 | 5.6 | 8.9 | 1.1 | 3.9 | 1.8 | 13.9 | -4.4 | 8.3 | -3.3 | 9.4 | -11.7
2 | 0 | -2.2 | -13.9 | 7.8 | 1.1 | 5.6 | 0 | -0.5 | -12.3 | 20.6 | -1.1 | 9 | 8 | 11.5 | 7.3 | 13.3 | 11.1 | 10 | 9.4 | 13.9 | 7.8 | 10.6 | 9.4 | 16.3 | -4.8 | 4.4 | 1.2 | 13 | 6 | 17.2 | 7.6 | 23.3 | 21.7 | 20.6 | 18.9 | 18.3 | 14.4 | 17.2 | 3.3 | 23.2 | 18.3 | 6.1 | -0.6 | 6.8 | -6.1 | 2.8 | -5 | -0.6 | -6.7 | 8.3 | 0.6 | 6.1 | -4.9 | 19.4 | 18.3 | 12.8 | 5 | 7.2 | -10.6 | 2 | 0 | -5.6 | -6.1 | 2.2 | -2.8 | -1.7 | -8.3 | -10 | -16.7 | -1.7 | -5 | -1.1 | -5.6 | 5 | -0.6 | 21.7 | 12.8 | -1.1 | -5.6 | 21.1 | 12.8 | 11.1 | 5 | 8.7 | -2.3 | 0.4 | -3.9 | 5.4 | -2.4 | 17.8 | 14.4 | 12.2 | -6.1 | 4.4 | -1.1 | 6.1 | -3.9 | 2.2 | -10.6 | 9.4 | -2 | 15.9 | -0.7 | 3.2 | -7.3 | 3 | -0.9 | 9.4 | 8.3 | -5 | -8.3 | -5.4 | -7.8 | -2.2 | -6.1 | 9.4 | 0.6 | 4 | 2 | 7.2 | 0.6 | 4.4 | 0.6 | 1.7 | -7.2 | -1.1 | -6.7 | 6 | 0 | 9.6 | 4.4 | 7.8 | 2.2 | 0 | -0.6 | 9.4 | 1.7 | 11.7 | 2.2 | 3.3 | 1.1 | 16.7 | 12.8 | 3.9 | -3.3 | 18.9 | 18.3 | 23.3 | 20 | 16.1 | 13.3 | 5.6 | -1.1 | 11.7 | -0.4 | 2.2 | -1.1 | 11.1 | 5.6 | 6.7 | 1.1 | 2.8 | 0.6 | 11.1 | -4.4 | 8.1 | -3 | 9.4 | -9.4
2 | 0 | -2.8 | -13.9 | 6.1 | 0.6 | 3.9 | -0.6 | -1.7 | -12.3 | 18.9 | 0 | 8 | 8 | 10.6 | 6.7 | 13.3 | 11.1 | 10 | 6.1 | 14.4 | 8.3 | 8.9 | 8.9 | 16 | -3.5 | 4.4 | 1.4 | 13 | 6 | 17.2 | 7.8 | 22.8 | 21.7 | 19.4 | 18.3 | 16.7 | 13.3 | 17.2 | 3.9 | 22.4 | 18.4 | 6.1 | -1.1 | 5.4 | -6 | 2.4 | -3.8 | -1.1 | -6.1 | 7.2 | 1.1 | 5.6 | -5.6 | 19.4 | 18.3 | 12.1 | 4.8 | 6.1 | -9.4 | 1 | 1 | -5.6 | -6.1 | 1.7 | -3.9 | -1.7 | -7.8 | -8.9 | -15.6 | -2.8 | -5.6 | -0.9 | -4.3 | 4.4 | -0.6 | 21.1 | 13.3 | -0.6 | -5.6 | 20.6 | 13.3 | 10.2 | 5.6 | 7.4 | -2.3 | -0.4 | -4.3 | 3.9 | -2.2 | 16.1 | 13.3 | 10.6 | -4.4 | 4 | -1 | 5 | -3.3 | 0.6 | -11.1 | 10 | -3.9 | 15 | -0.6 | 1.7 | -8.3 | 2.8 | -1.1 | 8.9 | 8.3 | -5.6 | -8.3 | -6.1 | -8.3 | -2.8 | -6.7 | 7.7 | 0.4 | 4 | 2 | 6.1 | -0.6 | 3.3 | 1.1 | 1.1 | -7.2 | -1.1 | -5.6 | 6 | 0 | 8.3 | 4.4 | 5.6 | 2.2 | 0.2 | -0.6 | 7.2 | 2.2 | 10.4 | 2 | 2.8 | 1.1 | 16.7 | 13.3 | 3.9 | -4.4 | 18.9 | 18.6 | 21.1 | 18.9 | 16.1 | 13.4 | 5 | -0.6 | 10.6 | -1.1 | 1.1 | -1.7 | 9.4 | 5 | 6.7 | 1.1 | 2.6 | 0.5 | 10 | -3.9 | 8 | -3.1 | 8.9 | -7.2
1 | -1 | -3.3 | -15.6 | 6.7 | 1.1 | 3.9 | -0.6 | -2.8 | -13.9 | 17.2 | 0.6 | 9 | 8 | 10.2 | 6.4 | 12.8 | 11.1 | 8.3 | 7.2 | 13.9 | 8.3 | 7.2 | 7.2 | 15.6 | -3.3 | 4.4 | 1.7 | 12 | 6 | 17.2 | 8.1 | 22.2 | 21.7 | 19.4 | 18.3 | 16.1 | 12.8 | 15.6 | 4.4 | 21.7 | 18.3 | 5.6 | -1.1 | 3.9 | -7.2 | 2.1 | -3.3 | -2.8 | -5.6 | 5.6 | 0.6 | 5.6 | -3.8 | 19.4 | 18.3 | 11.3 | 4.8 | 5.6 | -8.9 | 0 | 0 | -6.1 | -7.2 | 1.7 | -4.4 | -2.2 | -8.9 | -8.9 | -15 | -2.2 | -5.6 | -0.8 | -3.6 | 3.9 | -1.1 | 20 | 13.9 | 0 | -5.6 | 19.4 | 13.9 | 9.2 | 5.8 | 6.1 | -2.8 | -1.1 | -5 | 4.1 | -1.7 | 15.6 | 6.1 | 9.4 | -4.4 | 3.7 | -1.3 | 3.9 | -3.3 | -1.1 | -12.2 | 9.4 | -5 | 13.9 | 0.2 | 0 | -7.7 | 0.9 | -3 | 10 | 8.9 | -6.1 | -8.3 | -5.4 | -7.6 | -3.3 | -7.2 | 6.1 | 0.4 | 4 | 2 | 4.4 | -1.7 | 3.9 | 1.7 | 0.6 | -7.8 | -1.1 | -5.6 | 6 | 0 | 7.6 | 4.6 | 4.4 | 2.2 | 0.4 | -0.8 | 6.7 | 3.3 | 9.1 | 1.7 | 2.8 | 0.6 | 15.6 | 13.3 | 3.9 | -5.6 | 18.9 | 18.8 | 19.4 | 18.3 | 16.1 | 13.4 | 5 | 0 | 8.5 | -0.5 | 0.6 | -1.7 | 7.2 | 5 | 6.1 | 1.1 | 2.4 | 0.6 | 8.9 | -3.3 | 7.8 | -3.9 | 7.8 | -7.8
0 | -1 | -3.9 | -16.1 | 6.1 | 0.6 | 3.9 | 0 | -2.4 | -12.9 | 16.7 | 1.7 | 8 | 8 | 9.8 | 6 | 12.2 | 10.6 | 7.8 | 7.2 | 12.8 | 8.9 | 7.2 | 7.2 | 13 | -2.2 | 4.6 | 1.3 | 11 | 6 | 17.2 | 8.6 | 22.2 | 21.1 | 19.4 | 18.3 | 16.1 | 12.8 | 15.6 | 4.4 | 20.9 | 17.9 | 3.9 | -2.8 | 3.3 | -6.4 | 1.7 | -3.3 | -2.8 | -6.7 | 5.6 | 0.6 | 5.6 | -2.6 | 18.9 | 18.3 | 10.6 | 4.4 | 5 | -10 | 0 | 0 | -6.6 | -7.8 | 1.1 | -5.6 | -3.9 | -10.6 | -7.8 | -15 | -3.3 | -5.6 | -0.6 | -3.3 | 3.3 | -1.7 | 19.4 | 13.9 | -0.6 | -5.6 | 19.4 | 13.9 | 8.3 | 6.1 | 4.6 | -2.8 | -1.7 | -4.9 | 4.2 | -1.6 | 13.9 | 7.8 | 7.8 | -4.4 | 3.3 | -1.7 | 2.2 | -3.3 | -2.2 | -10.6 | 8.9 | -6.9 | 12.8 | 0.5 | -1.6 | -8.4 | -0.9 | -5 | 9.4 | 8.3 | -6.7 | -8.3 | -4.6 | -6.9 | -3.3 | -7.8 | 4.4 | 0 | 3 | 2 | 3.9 | -2.2 | 3.3 | 1.7 | 0.6 | -8.9 | -1.1 | -5 | 6 | 0 | 6.8 | 4.5 | 3.9 | 1.7 | 0.6 | -1.1 | 7.8 | 3.9 | 7.8 | 1.1 | 2.2 | 0.6 | 15 | 12.2 | 3.9 | -6.1 | 18.9 | 18.9 | 19.4 | 18.3 | 16.1 | 13.3 | 4.4 | 0 | 6.5 | -0.6 | -1.1 | -2.8 | 7.2 | 5.6 | 6.7 | 1.1 | 2.2 | 0.6 | 7.2 | -3.3 | 6.7 | -2.2 | 6.1 | -6.1
-1 | -2 | -4.4 | -16.1 | 6.1 | -2.8 | 2.8 | 0 | -2.1 | -13.5 | 15 | 1.7 | 8 | 8 | 9.4 | 5.6 | 12.2 | 11.1 | 6.7 | 6.1 | 13.3 | 10 | 7.2 | 7.2 | 10.4 | -1.7 | 4.8 | 0.9 | 10 | 5 | 17.2 | 8.9 | 21.7 | 21.1 | 20 | 17.8 | 16.1 | 12.2 | 15 | 5.6 | 20.2 | 17.6 | 2.8 | -3.3 | 2.8 | -6.6 | 2.1 | -3 | -2.2 | -7.8 | 5 | 0.6 | 5.6 | -2.2 | 18.9 | 17.8 | 9.8 | 3.8 | 4.4 | -8.9 | 1 | 0 | -7 | -8.6 | 0.6 | -5.6 | -5 | -10.6 | -8.3 | -16.1 | -2.2 | -6.1 | -0.6 | -2.5 | 2.8 | -1.7 | 17.8 | 13.9 | 0 | -5.6 | 18.9 | 13.9 | 7.9 | 6.2 | 3.2 | -3.4 | -2.2 | -5.3 | 4.4 | -1.7 | 13.9 | 6.7 | 6.7 | -5.6 | 2.4 | -1.9 | 1.1 | -3.3 | -1.7 | -11.7 | 8.3 | -10 | 11.7 | 0.6 | -3.3 | -10 | -2.8 | -7.8 | 11.7 | 8.9 | -6.7 | -8.9 | -3.9 | -6.7 | -3.9 | -8.3 | 3.7 | 0 | 3 | 2 | 3.9 | -2.2 | 3.9 | 2.2 | 0 | -8.9 | -2.2 | -5.6 | 6 | 0 | 6.1 | 4.4 | 3.3 | 1.7 | 0.4 | -0.9 | 7.8 | 3.9 | 7.6 | 1 | 1.7 | 0.6 | 14.4 | 11.7 | 4.4 | -6.1 | 18.9 | 18.9 | 18.9 | 17.8 | 15.9 | 13.2 | 4.4 | -0.6 | 4.4 | -1.1 | -0.6 | -2.2 | 6.7 | 5 | 5.6 | 1.7 | 2.2 | 0.4 | 6.1 | -2.8 | 5.5 | -1.4 | 4.4 | -8.3
-2 | -3 | -5 | -16.1 | 5.6 | -2.8 | 2.8 | -0.6 | -1.7 | -15.6 | 15.6 | 2.2 | 8 | 7 | 8.7 | 5.6 | 11.7 | 11.7 | 6.7 | 6.1 | 12.8 | 10.6 | 7.8 | 7.8 | 7.8 | -2.2 | 5 | 0.6 | 9 | 4 | 17 | 9.2 | 21.7 | 21.1 | 19.4 | 17.8 | 15 | 11.7 | 15 | 5.6 | 19.4 | 17.2 | 2.2 | -3.3 | 2.2 | -7.8 | 2.4 | -2.9 | -2.8 | -9.4 | 4.4 | 0 | 4.7 | -0.8 | 18.3 | 17.8 | 9.1 | 3.1 | 3.9 | -8.3 | 1 | 0 | -7.5 | -9.4 | 0 | -6.1 | -5 | -10 | -8.3 | -16.1 | -2.8 | -6.7 | -0.6 | -2 | 2.8 | -1.7 | 17.2 | 14.4 | 0 | -6.1 | 17.8 | 14.4 | 7.6 | 6.6 | 1.7 | -4.4 | -2.8 | -6.1 | 4.4 | -0.9 | 13.3 | 5 | 5 | -3.9 | 1.5 | -2.5 | 0 | -3.3 | -1.7 | -11.7 | 5.9 | -6.5 | 11.3 | 0.4 | -3.9 | -9.6 | -3.5 | -8.5 | 11.7 | 8.3 | -7.8 | -10 | -4.1 | -7.1 | -4.4 | -6.7 | 2.9 | 0 | 3 | 1 | 2.8 | -2.2 | 3.3 | 1.7 | -0.6 | -9.4 | -2.2 | -5.6 | 6 | 0 | 5.7 | 4 | 2.2 | 0.6 | 0.2 | -1 | 6.7 | 2.8 | 7.4 | 0.8 | 1.7 | 0.6 | 13.9 | 11.7 | 4.4 | -6.1 | 18.9 | 18.9 | 18.3 | 17.2 | 15.8 | 13.1 | 3.3 | -0.6 | 4 | -0.9 | -1.1 | -3.3 | 5.6 | 5 | 5.6 | 1.7 | 2.2 | 0.1 | 5 | -2.2 | 4.4 | -1.1 | 4.4 | -8.3
-2 | -3 | -5 | -16.7 | 4.4 | -3.3 | 2.2 | -0.6 | -1.7 | -14.4 | 14.4 | 2.2 | 8 | 7 | 7.9 | 5.6 | 11.7 | 11.1 | 6.1 | 5.6 | 12.8 | 10 | 7.8 | 7.8 | 7.8 | -0.8 | 4.4 | 0.3 | 8 | 4 | 16.9 | 9.4 | 21.7 | 21.1 | 20 | 18.3 | 13.9 | 11.1 | 15 | 6.1 | 19 | 17 | 2.8 | -3.9 | 1.8 | -7.1 | 2.8 | -3.3 | -3.9 | -9.4 | 5.6 | 0 | 3.7 | -0.1 | 18.3 | 17.2 | 8.3 | 2.2 | 3.9 | -8.9 | 1 | 0 | -8 | -10.2 | -0.6 | -7.8 | -6.1 | -10.6 | -8.3 | -13.9 | -1.7 | -6.1 | -0.6 | -1.7 | 2.8 | -3.3 | 16.7 | 14.4 | 0 | -6.1 | 17.2 | 14.4 | 7.2 | 6.7 | 1.3 | -3.7 | -3.7 | -5.9 | 4.4 | -0.5 | 12.8 | 3.9 | 3.9 | -3.9 | 0.6 | -3.3 | -1.1 | -3.3 | -1.1 | -11.7 | 3.5 | -5.3 | 11 | 0.4 | -4.4 | -10.1 | -4.3 | -9.8 | 10.6 | 8.3 | -8.3 | -11.1 | -4.2 | -7.8 | -4.4 | -8.9 | 2.2 | 0 | 6 | 2 | 2.2 | -1.7 | 2.2 | 0.6 | -1.1 | -9.4 | -1.7 | -6.1 | 5 | 0 | 5.4 | 3.7 | 2.2 | 1.1 | 0 | -1.1 | 6.7 | 3.3 | 7.2 | 0.6 | 1.7 | 0.6 | 12.8 | 11.7 | 4.4 | -6.1 | 18.9 | 18.9 | 17.2 | 13.9 | 15.6 | 12.8 | 3.9 | -0.6 | 3.7 | -0.9 | 0 | -2.2 | 6.1 | 5.6 | 5.6 | 2.2 | 2.2 | 0 | 4.4 | -2.2 | 4.4 | -1.4 | 4.4 | -8.3
-4 | -5 | -5 | -16.7 | 3.9 | -3.3 | 1.7 | -0.6 | -1.7 | -14.7 | 13.3 | 2.2 | 8 | 7 | 7.2 | 5.6 | 10.6 | 10.6 | 5 | 5 | 12.8 | 8.9 | 7.2 | 7.2 | 7.8 | 0 | 3.9 | 0.2 | 7 | 4 | 16.7 | 9.4 | 20.6 | 20 | 19.4 | 18.3 | 12.8 | 10.6 | 13.9 | 6.7 | 18.7 | 16.9 | 2.2 | -3.9 | 1.5 | -7.4 | 3 | -3.1 | -4.4 | -8.9 | 5.6 | -0.6 | 2.8 | 0.6 | 18.3 | 17.2 | 7.2 | 1.9 | 3.3 | -8.9 | 1 | 0 | -8.4 | -10.9 | -1.1 | -7.8 | -7.2 | -11.1 | -7.8 | -13.3 | -2.2 | -5.6 | -0.6 | -1.6 | 2.8 | -3.3 | 16.1 | 13.9 | 0 | -6.1 | 17.8 | 15 | 6.3 | 5.9 | 1 | -3.6 | -4.7 | -6.3 | 4.4 | 0 | 12.2 | 1.7 | 2.8 | -5 | 1.3 | -2.6 | 0.6 | -3.3 | -1.7 | -9.4 | 1.1 | -5.6 | 10.6 | 0 | -5 | -11.1 | -5 | -11.7 | 10 | 8.3 | -8.9 | -11.1 | -4.4 | -9.4 | -5 | -8.9 | 2 | -0.2 | 6 | 3 | 1.7 | -2.2 | 3.3 | 2.2 | -1.7 | -10 | -2.2 | -6.7 | 5 | 0 | 5 | 3.3 | 1.1 | 0.6 | 0 | -1 | 5 | 3.3 | 6.1 | 0.6 | 2.2 | 0.6 | 13.3 | 12.2 | 5 | -5.6 | 18 | 18 | 16.1 | 11.1 | 15.6 | 13.1 | 3.3 | 0 | 3.3 | -1.1 | 0 | -2.2 | 5.6 | 5.6 | 4.4 | 2.2 | 2.2 | 0 | 4.4 | -2.2 | 4.4 | -1.8 | 3.9 | -8.9
-10 | -11 | -5.6 | -18.3 | 3.9 | -3.3 | 2.2 | -0.6 | -1.7 | -16.7 | 11.7 | 1.1 | 8 | 7 | 7.4 | 5.6 | 10.6 | 10.6 | 5 | 4.4 | 12.8 | 9.4 | 7.2 | 7.2 | 7.8 | 1.1 | 3.3 | 0 | 7 | 4 | 17.4 | 10.6 | 20.6 | 20 | 19.4 | 18.9 | 12.2 | 10 | 14.4 | 7.2 | 18.3 | 16.7 | 1.7 | -3.9 | 1.1 | -8.9 | 3.1 | -3.7 | -3.3 | -8.3 | 3.9 | -1.1 | 2.8 | 1.2 | 18.3 | 17.8 | 6.1 | 1.6 | 3.3 | -10 | 1 | 0 | -8.9 | -12.2 | -2.2 | -11.1 | -7.8 | -11.1 | -7.2 | -12.2 | -1.7 | -6.1 | -0.6 | -1.6 | 2.2 | -3.3 | 15.6 | 12.8 | 0 | -6.7 | 17.8 | 15 | 5.3 | 5.2 | 0.6 | -3.9 | -5.6 | -6.7 | 4.2 | 0.7 | 11.1 | 0 | 1.7 | -4.4 | 2.1 | -2.1 | -0.6 | -3.9 | -1.7 | -9.4 | 1.1 | -4.9 | 10.4 | 0.4 | -4.4 | -9.9 | -5 | -11.2 | 10 | 7.8 | -8.9 | -10 | -4.6 | -9.2 | -5.6 | -10 | 1.9 | -0.3 | 7 | 4 | 2.2 | -1.7 | 3.9 | 2.2 | -1.7 | -11.7 | -1.7 | -6.1 | 6 | 0 | 5.9 | 3.4 | 4.4 | 0 | 0 | -1 | 4.4 | 2.8 | 5 | 0.7 | 1.7 | 0 | 12.8 | 11.7 | 5.6 | -6.1 | 17 | 17 | 15 | 9.4 | 15.6 | 13.3 | 3.3 | 0 | 3.3 | -1.6 | 0.6 | -1.7 | 5.6 | 5.6 | 3.9 | 1.1 | 2.2 | 0 | 3.3 | -2.8 | 4.4 | -2.8 | 2.8 | -6.7
-12 | -13 | -6.7 | -19.4 | 3.3 | -3.3 | 2.2 | 0 | 0.2 | -14.5 | 12.2 | 1.1 | 8 | 7 | 7.6 | 5.6 | 11.1 | 11.1 | 5 | 4.4 | 12.2 | 9.4 | 7.2 | 7.2 | 9.5 | 1.6 | 4.1 | 0.2 | 7 | 4 | 18.2 | 11.3 | 20 | 19.4 | 19.4 | 18.9 | 11.7 | 9.4 | 14.4 | 8.9 | 19.6 | 17.2 | 1.7 | -4.4 | 1.3 | -7.6 | 3.3 | -4.4 | -2.8 | -8.9 | 3.9 | -1.7 | 2.8 | 1.6 | 18.3 | 17.8 | 5 | 1.1 | 3.3 | -8.9 | 1 | 0 | -8.3 | -11.7 | -2.2 | -11.7 | -8.3 | -11.1 | -7.2 | -11.1 | -2.8 | -6.1 | -0.6 | -1.7 | 1.7 | -4.4 | 16.1 | 12.2 | 0 | -6.1 | 17.8 | 15 | 4.4 | 4.4 | 3 | -2.2 | -4.1 | -5.5 | 4.1 | 1.6 | 10 | 1.1 | 1.1 | -5 | 2.8 | -2.2 | -1.1 | -4.4 | -3.3 | -6.7 | 1.1 | -5.1 | 10.2 | 0.8 | -3.9 | -9.2 | -5 | -11.2 | 9.4 | 7.8 | -8.9 | -10 | -4.8 | -9.9 | -6.1 | -10.6 | 1.7 | -0.6 | 8 | 5 | 2.2 | -1.7 | 3.3 | 2.2 | -1.7 | -12.2 | -1.7 | -5.6 | 6 | 0 | 6.9 | 3.5 | 5.6 | -0.6 | 0 | -1.1 | 4.4 | 2.8 | 3.9 | 0.6 | -0.6 | -1.7 | 12.8 | 11.1 | 5 | -10 | 16.1 | 16.1 | 15.6 | 8.3 | 15.6 | 13.3 | 3.3 | -0.6 | 3.3 | -2.2 | 6.1 | -1.1 | 5.6 | 5 | 3.9 | 0.6 | 2.2 | 0 | 4.4 | -2.2 | 5.3 | -1.4 | 1.7 | -7.8
-13 | -14 | -5.6 | -19.4 | 10 | 3.9 | 2.8 | 0.6 | 2 | -14.3 | 11.1 | 1.1 | 8 | 7 | 7.8 | 5.6 | 11.7 | 11.7 | 6.7 | 6.1 | 12.2 | 10 | 7.2 | 7.2 | 11.1 | 1.6 | 4.8 | 0.4 | 8 | 4 | 18.9 | 12.2 | 20.6 | 17.2 | 19.4 | 19.4 | 12.8 | 9.4 | 13.9 | 11.7 | 20.9 | 17.9 | 1.7 | -3.9 | 1.5 | -7.4 | 4.1 | -3.4 | -3.9 | -10.6 | 3.9 | -2.2 | 2.8 | 2.2 | 20 | 18.9 | 7.6 | 2.3 | 4.4 | -6.7 | 1 | 0 | -7.8 | -10 | -2.2 | -11.1 | -8.3 | -11.1 | -6.7 | -12.2 | -2.8 | -6.1 | -0.4 | -1.5 | 1.7 | -4.4 | 16.1 | 13.3 | 0 | -6.7 | 17.8 | 15 | 8.5 | 7.6 | 5.4 | -0.9 | -2.6 | -4.5 | 3.9 | 2.2 | 10 | 1.1 | 0.6 | -2.8 | 2.8 | -1.2 | 0 | -4.4 | -3.3 | -5.6 | 1.1 | -6.1 | 10 | 1.1 | -3.3 | -9.4 | -5 | -12.2 | 10 | 7.8 | -8.9 | -10.6 | -5 | -11.1 | -6.1 | -10.6 | 2.6 | -0.3 | 9 | 6 | 2.8 | -0.6 | 3.9 | 2.8 | -1.1 | -13.3 | -1.1 | -5.6 | 7 | 0 | 7.8 | 3.3 | 5.6 | -0.6 | 0 | -1 | 4.4 | 2.8 | 8.3 | 3 | -0.6 | -1.7 | 12.2 | 11.1 | 5.6 | -12.8 | 16.5 | 16.5 | 15.6 | 6.7 | 15.6 | 13.7 | 2.8 | -0.6 | 3.3 | -3.3 | 7.2 | -1.1 | 5 | 5 | 3.3 | 1.1 | 3.1 | 0.6 | 3.9 | -2.2 | 6.3 | -0.4 | 2.2 | -6.7
-13 | -15 | -5.6 | -19.4 | 13.3 | 3.3 | 6.1 | 2.2 | 3.9 | -16.1 | 14.4 | 1.1 | 9 | 7 | 10.8 | 7 | 13.3 | 11.7 | 7.8 | 6.7 | 12.8 | 10 | 7.8 | 7.2 | 12.8 | 1.7 | 5.6 | 0.6 | 11 | 4 | 20.2 | 13 | 21.7 | 18.9 | 19.4 | 19.4 | 15 | 9.4 | 13.3 | 12.8 | 22.2 | 18.3 | 2.8 | -4.4 | 1.7 | -8.3 | 4.8 | -3.3 | -2.8 | -10.6 | 7.2 | -1.7 | 4.3 | 3.6 | 21.1 | 20 | 10.2 | 3.3 | 6.7 | -7.8 | 2 | 1 | -5 | -8.9 | -2.2 | -11.1 | -6.1 | -11.1 | -6.1 | -12.8 | -1.7 | -5.6 | -0.2 | -1.5 | 1.7 | -4.4 | 16.1 | 13.9 | 1.1 | -6.1 | 18.3 | 15 | 12.6 | 10.5 | 7.8 | 0 | -1.1 | -3.9 | 4.5 | 2.8 | 11.1 | 1.7 | 3.9 | -3.9 | 2.8 | -0.6 | 3.9 | -1.7 | -2.8 | -5.6 | 3.9 | -5.4 | 12.4 | 1.4 | 0.9 | -7 | -5.2 | -12 | 10.6 | 8.3 | -8.9 | -11.1 | -4.8 | -10.3 | -6.1 | -10 | 3.5 | -0.1 | 11 | 7 | 5.6 | -0.6 | 4.4 | 2.8 | -0.6 | -13.3 | -1.7 | -5 | 7 | 1 | 10 | 4 | 6.1 | -1.1 | 0 | -1 | 5 | 3.3 | 12.8 | 5.3 | 1.1 | -1.1 | 16.7 | 14.4 | 6.7 | -12.2 | 16.8 | 16.8 | 17.8 | 6.1 | 15.6 | 13.8 | 4.4 | 0.6 | 4.4 | -3.2 | 8.3 | -1.1 | 5.6 | 5 | 4.4 | 1.7 | 4.1 | 1.5 | 11.1 | 1.1 | 7.2 | 0.6 | 2.8 | -6.7
-13 | -15 | -5.6 | -19.4 | 15 | 3.3 | 8.3 | 1.1 | 4.6 | -14.2 | 17.2 | 1.1 | 9 | 7 | 13.7 | 8.2 | 14.4 | 11.7 | 9.4 | 7.8 | 12.8 | 10 | 13.9 | 8.9 | 15.6 | 1 | 7.3 | 1.8 | 13 | 5 | 21.5 | 13.7 | 23.9 | 20.6 | 20 | 19.4 | 16.1 | 9.4 | 13.9 | 12.8 | 23.5 | 18.6 | 4.4 | -3.9 | 3.9 | -7.2 | 5.6 | -3.3 | -1.1 | -9.4 | 11.1 | 0 | 5.7 | 4.8 | 22.8 | 20.6 | 12.8 | 3.9 | 8.9 | -10.6 | 2 | 1 | -3.3 | -8.3 | -2.8 | -13.3 | -4.4 | -11.1 | -4.4 | -11.1 | 0.6 | -3.9 | 0 | -1.7 | 2.8 | -3.9 | 16.7 | 14.4 | 2.2 | -4.4 | 20 | 14.4 | 16.7 | 13.3 | 9.8 | 0.4 | 1.7 | -2.3 | 5 | 3.3 | 10.6 | 3.3 | 6.1 | -8.3 | 2.8 | 0 | 6.1 | -1.7 | 0.6 | -8.3 | 6.6 | -5.9 | 14.8 | 1 | 5.2 | -5.9 | -5.4 | -12.4 | 10 | 6.1 | -8.9 | -12.2 | -4.6 | -10.1 | -5.6 | -9.4 | 4.4 | 0 | 12 | 8 | 6.7 | -0.6 | 5.6 | 3.9 | 0 | -13.3 | -1.7 | -5 | 9 | 1 | 12.2 | 4 | 8.3 | -1.1 | 0 | -1.1 | 7.8 | 4.4 | 17.2 | 6.7 | 6.1 | -1.1 | 21.1 | 11.7 | 9.4 | -7.2 | 17.2 | 17.2 | 20 | 8.3 | 15.6 | 13.9 | 6.1 | 0.6 | 5.6 | -3.3 | 10.6 | -0.6 | 5 | 5 | 6.1 | 2.2 | 5 | 2.2 | 16.1 | 0.6 | 8.1 | -0.1 | 6.1 | -6.1
-13 | -16 | -4.4 | -18.3 | 17.2 | 6.1 | 10.6 | 2.2 | 5.4 | -14.1 | 20 | -1.1 | 10 | 7 | 16.7 | 8.9 | 16.7 | 11.1 | 10.6 | 8.9 | 12.8 | 10.6 | 19.4 | 5 | 18.3 | -0.4 | 8.9 | 2.7 | 15 | 6 | 22.8 | 14.4 | 25 | 20 | 21.7 | 20 | 16.7 | 8.3 | 15 | 13.9 | 24.8 | 19 | 6.1 | -4.4 | 6.1 | -7.3 | 5.4 | -1.5 | -1.7 | -9.4 | 17.2 | 1.7 | 7.2 | 6.1 | 25 | 19.4 | 13.7 | 4.6 | 10.6 | -10.6 | 3 | 1 | -3.3 | -7.2 | -2.2 | -13.9 | -2.8 | -11.1 | -4.4 | -9.4 | 2.8 | -2.8 | 0.4 | -1.2 | 2.8 | -3.9 | 18.9 | 14.4 | 4.4 | -3.9 | 21.1 | 13.9 | 18.4 | 13.3 | 11.9 | 0.6 | 4.4 | -1.8 | 5.6 | 3.9 | 10.6 | 2.8 | 7.2 | -8.9 | 3.5 | 0.4 | 8.9 | -1.7 | 1.1 | -12.2 | 9.4 | -8.9 | 17.2 | 0.6 | 9.4 | -6.7 | -5.6 | -13.9 | 10.6 | 4.4 | -8.3 | -12.2 | -4.4 | -10.6 | -3.3 | -9.4 | 6.5 | 1 | 13 | 8 | 7.8 | -1.1 | 7.8 | 3.9 | 0 | -13.3 | -0.6 | -6.1 | 11 | 3 | 14.4 | 3.9 | 11.7 | 0 | 0.6 | -0.6 | 9.4 | 3.9 | 18.9 | 7.4 | 11.7 | -1.7 | 22.8 | 8.3 | 11.1 | -4.4 | 17.6 | 17.6 | 22.8 | 8.3 | 15.6 | 13.8 | 7.8 | -0.6 | 6.7 | -4.4 | 11.7 | 0 | 5.6 | 5.6 | 7.8 | 1.7 | 5.9 | 2 | 19.4 | 1.1 | 9.1 | -0.7 | 8.3 | -6.7
-14 | -16 | -4.4 | -15.6 | 19.4 | 7.2 | 12.2 | 3.3 | 6.1 | -16.1 | 21.1 | -1.7 | 11 | 5 | 18.4 | 9.2 | 17.2 | 12.2 | 12.8 | 9.4 | 12.8 | 9.4 | 21.1 | 4.4 | 21.1 | -4.4 | 10.6 | 3.9 | 17 | 5 | 23.3 | 14.3 | 26.7 | 19.4 | 22.2 | 19.4 | 16.1 | 8.9 | 15 | 14.4 | 26.1 | 18.9 | 7.2 | -3.9 | 8.3 | -9.4 | 5.2 | -0.5 | -0.6 | -10 | 21.1 | 0.6 | 8.1 | 6.9 | 26.1 | 20.6 | 14.7 | 5.2 | 12.8 | -10 | 3 | 1 | -3.9 | -8.3 | -1.7 | -13.9 | -2.8 | -10.6 | -2.2 | -8.3 | 3.9 | -1.7 | 0.7 | -1.2 | 3.9 | -3.9 | 21.7 | 15 | 6.1 | -2.2 | 21.1 | 13.9 | 20 | 12.5 | 13.9 | 0.6 | 7.2 | -1.7 | 7.4 | 5.6 | 10.6 | 2.2 | 9.4 | -6.7 | 4.3 | 0.8 | 11.7 | -2.2 | 0.6 | -12.8 | 9.6 | -8.4 | 18.9 | 0.9 | 12.2 | -5.5 | -4.7 | -12.8 | 11.7 | 2.2 | -7.8 | -12.2 | -4.6 | -9.9 | -2.8 | -8.9 | 8.5 | 1.6 | 14 | 8 | 10 | -1.7 | 9.4 | 4.4 | 1.7 | -12.2 | 1.1 | -6.1 | 11 | 4 | 15.3 | 4.7 | 13.3 | 0.6 | 1.1 | -0.3 | 10.6 | 3.3 | 20.5 | 7.5 | 13.9 | 0 | 24.4 | 6.7 | 12.2 | -3.3 | 17.9 | 17.9 | 24.4 | 8.9 | 15.6 | 13.7 | 10 | 0 | 8.2 | -2.9 | 13.9 | 1.7 | 6.1 | 5.6 | 7.8 | 2.2 | 6.9 | 2 | 21.1 | 3.3 | 10 | -2.2 | 11.1 | -4.4
-14 | -17 | -3.9 | -18.9 | 20.6 | 6.7 | 13.3 | 3.9 | 7.2 | -12.7 | 22.2 | -1.1 | 12 | 6 | 20 | 9 | 17.8 | 11.7 | 11.7 | 7.2 | 13.3 | 10 | 22.2 | 3.3 | 21.7 | -3.9 | 11.9 | 3.7 | 18 | 4 | 23.9 | 14.6 | 26.1 | 20 | 21.1 | 20 | 17.8 | 8.9 | 17.2 | 15.6 | 26.3 | 18.7 | 8.9 | -3.3 | 8.9 | -7.7 | 5 | 0.6 | 0.6 | -9.4 | 22.2 | -1.7 | 9.1 | 7.6 | 26.1 | 20.6 | 15.6 | 5.6 | 13.9 | -10.6 | 3 | 1 | -3.9 | -6.7 | -1.7 | -14.4 | -1.7 | -11.1 | -0.6 | -7.8 | 5 | -1.1 | 1.1 | -1.1 | 4.4 | -3.9 | 22.2 | 14.4 | 8.3 | -0.6 | 22.8 | 14.4 | 21.7 | 11.7 | 15 | 0.4 | 8.7 | -2 | 9.3 | 7.3 | 10 | 1.7 | 11.1 | -6.7 | 5 | 1.1 | 12.8 | -3.3 | 1.7 | -9.4 | 9.8 | -9.2 | 20.5 | 0.9 | 15 | -4.8 | -3.7 | -12.8 | 11.1 | 1.1 | -7.8 | -12.8 | -4.8 | -9.9 | -2.2 | -8.9 | 10.6 | 2.2 | 16 | 11 | 10.6 | -1.7 | 10 | 2.2 | 2.8 | -11.7 | 1.7 | -6.1 | 13 | 5 | 16.3 | 5.3 | 14.4 | 1.1 | 1.7 | 0 | 12.8 | 3.3 | 22.2 | 7.8 | 15.6 | -3.3 | 25.6 | 6.1 | 13.3 | -2.2 | 18.3 | 18.3 | 25.6 | 9.4 | 15.6 | 13.3 | 11.1 | 0 | 9.6 | -1.8 | 16.1 | 2.8 | 6.1 | 6.1 | 8.9 | 2.2 | 7.8 | 1.7 | 22.2 | 3.3 | 10.7 | -2.4 | 15.6 | -10.6
-14 | -17 | -3.3 | -15 | 22.8 | 6.7 | 15.6 | 5 | 8.3 | -11.4 | 24.4 | -1.1 | 12 | 4 | 21.7 | 8.9 | 17.2 | 11.7 | 12.2 | 7.2 | 13.9 | 11.1 | 22.8 | 7.8 | 22.2 | -5 | 13.1 | 2.9 | 19 | 4 | 24.4 | 14.4 | 27.8 | 20 | 20.6 | 20 | 17.8 | 8.9 | 18.3 | 16.1 | 26.5 | 18.6 | 11.1 | -2.8 | 9.4 | -7.3 | 6.3 | 0.6 | 1.7 | -8.9 | 22.8 | -2.2 | 10 | 8.3 | 27.2 | 20 | 16.7 | 6 | 14.4 | -5.6 | 4 | 2 | -3.9 | -7.8 | -1.7 | -14.4 | -1.1 | -9.4 | 0.6 | -7.8 | 5.6 | -0.6 | 1.3 | -1 | 6.1 | -3.3 | 23.3 | 14.4 | 9.4 | -1.1 | 24.4 | 15 | 22.2 | 11.9 | 16.1 | -0.1 | 10.2 | -3.4 | 11.1 | 8.9 | 10.6 | 1.1 | 11.7 | -7.2 | 6.9 | 0.5 | 14.4 | -3.9 | 3.9 | -15 | 10 | -11.7 | 22.2 | 1.1 | 17.8 | -5.6 | -2.8 | -13.9 | 11.1 | 1.1 | -7.2 | -12.8 | -5 | -10.6 | -1.1 | -8.3 | 12.1 | 3.6 | 14 | 11 | 11.1 | -1.7 | 10 | 2.8 | 3.9 | -11.7 | 2.8 | -7.2 | 13 | 5 | 17.2 | 6.1 | 15 | 1.1 | 3.4 | 0.8 | 13.3 | 3.3 | 22.4 | 7.8 | 17.2 | -7.8 | 25.6 | 6.7 | 14.4 | -2.8 | 18.9 | 18.6 | 26.7 | 10.6 | 16 | 13.7 | 12.8 | 0 | 11.1 | -1.1 | 16.7 | 3.9 | 7.2 | 6.7 | 7.8 | 2.8 | 8.7 | 1.8 | 22.8 | 3.9 | 11.5 | -3 | 16.7 | -8.3
-15 | -18 | -3.3 | -14.4 | 23.3 | 5.6 | 16.7 | 5 | 9.4 | -11.1 | 25.6 | -1.7 | 13 | 4 | 22.2 | 9.1 | 17.2 | 12.2 | 11.7 | 7.2 | 13.9 | 11.7 | 20 | 11.1 | 22.8 | -6.1 | 14.4 | 2.2 | 18 | 4 | 24.2 | 14.6 | 26.7 | 19.4 | 20.6 | 20 | 16.7 | 8.9 | 18.9 | 16.1 | 26.7 | 18.3 | 11.1 | -3.9 | 10 | -7.8 | 7.6 | 0.8 | 2.8 | -8.3 | 23.9 | -2.2 | 9.1 | 7.6 | 26.7 | 20 | 17.8 | 6.1 | 15.6 | -6.7 | 4 | 2 | -3.9 | -8.3 | -1.1 | -15 | -0.6 | -11.7 | 1.1 | -5 | 5.6 | -0.6 | 1.5 | -0.9 | 6.1 | -3.3 | 23.9 | 15 | 10.6 | -0.6 | 22.8 | 15 | 22.8 | 12.2 | 17.2 | -0.6 | 11.7 | -6.1 | 11.8 | 9 | 10.6 | 2.8 | 12.8 | -7.2 | 8.7 | -0.8 | 15.6 | -4.4 | 4.4 | -16.7 | 10.2 | -10.5 | 21.8 | 0.9 | 18.3 | -5.1 | -3 | -12.7 | 12.8 | 1.7 | -6.7 | -12.8 | -4.6 | -9.9 | -0.6 | -8.3 | 13.5 | 4.7 | 13 | 11 | 10.6 | -2.8 | 11.1 | 1.7 | 3.9 | -12.2 | 2.8 | -7.8 | 14 | 6 | 16.7 | 6.5 | 16.1 | 0.6 | 5 | 1.3 | 15 | 3.3 | 22.6 | 7.6 | 17.8 | -9.4 | 25.6 | 6.1 | 12.8 | -4.4 | 19.4 | 18.6 | 26.1 | 10.6 | 16.3 | 13.8 | 13.3 | 1.1 | 12.2 | -0.3 | 18.3 | 4.4 | 10.6 | 7.8 | 7.2 | 5 | 9.7 | 2.1 | 22.8 | 3.3 | 12.2 | -4.4 | 16.7 | -8.3
-14 | -17 | -3.3 | -12.8 | 23.9 | 4.4 | 17.8 | 5 | 8.7 | -9.6 | 26.1 | -1.7 | 12 | 4 | 22.8 | 8.9 | 16.1 | 12.2 | 11.7 | 7.2 | 13.9 | 11.1 | 17.2 | 11.1 | 21.1 | -2.4 | 14 | 0.9 | 17 | 5 | 24.1 | 14.5 | 27.8 | 20 | 20 | 18.9 | 17.2 | 8.9 | 17.2 | 16.7 | 26.7 | 18 | 12.8 | -3.3 | 10.6 | -6.8 | 8.9 | 0.6 | 2.2 | -9.4 | 24.4 | -3.3 | 8.1 | 6.9 | 26.7 | 18.3 | 18.9 | 6.1 | 15 | -8.3 | 4 | 2 | -4.4 | -8.9 | -1.7 | -14.4 | 0 | -11.1 | 1.7 | -6.7 | 6.1 | -1.1 | 1.7 | -1.1 | 7.8 | -2.8 | 22.2 | 15 | 10 | -0.6 | 21.7 | 15 | 23.3 | 12.2 | 16.8 | -0.8 | 11.7 | -5.9 | 12.6 | 9.5 | 10.6 | 3.9 | 14.4 | -6.1 | 10.6 | -2.8 | 16.7 | -4.4 | 3.3 | -14.4 | 10.4 | -11.5 | 21.5 | 0.1 | 18.9 | -4.6 | -3.1 | -12.3 | 13.9 | 2.8 | -6.7 | -13.3 | -4.3 | -10.2 | 0 | -7.8 | 15 | 5.6 | 12 | 9 | 11.1 | -2.8 | 11.7 | 0 | 4.4 | -12.2 | 2.8 | -8.3 | 16 | 7 | 16.1 | 7.1 | 17.2 | 0.6 | 6.7 | 1.7 | 13.3 | 7.2 | 22.8 | 7.2 | 16.7 | -7.8 | 25.6 | 6.7 | 13.3 | -5 | 20 | 18.9 | 26.1 | 12.8 | 16.7 | 13.9 | 13.9 | 1.7 | 13.3 | 0.6 | 18.9 | 5 | 12.8 | 7.8 | 6.7 | 5.6 | 10.6 | 2.2 | 21.1 | 5 | 11.7 | -3.9 | 17.2 | -6.7
-14 | -17 | -3.3 | -13.3 | 23.3 | 4.4 | 18.3 | 5.6 | 7.9 | -9.7 | 25.6 | -0.6 | 13 | 4 | 23.3 | 8.9 | 15.6 | 12.2 | 10 | 7.8 | 13.3 | 11.1 | 18.3 | 10 | 19.5 | 0 | 13.7 | -0.3 | 19 | 7 | 23.9 | 14.4 | 27.2 | 20 | 20 | 18.3 | 14.4 | 6.7 | 16.1 | 15.6 | 26.7 | 18 | 12.8 | -5 | 11.1 | -6.4 | 8.9 | 0.3 | 2.2 | -8.3 | 24.4 | -3.9 | 7.2 | 6.1 | 25.6 | 20.6 | 18.5 | 6.1 | 17.2 | -3.9 | 4 | 2 | -5 | -8.3 | -2.2 | -15 | 0 | -11.1 | 1.7 | -6.1 | 6.1 | -1.1 | 1.5 | -0.8 | 7.8 | -3.3 | 23.9 | 15.6 | 7.8 | 1.7 | 22.2 | 15.6 | 22.6 | 12.3 | 16.5 | -1.4 | 11.7 | -6.4 | 13.3 | 9.4 | 10 | 3.9 | 13.9 | -6.1 | 11.3 | -1.6 | 17.2 | -5 | 3.9 | -13.9 | 10.6 | -13.9 | 21.1 | -0.6 | 19.4 | -5.6 | -3.3 | -13.3 | 15 | 3.3 | -6.7 | -13.3 | -3.9 | -11.1 | -1.1 | -8.9 | 15 | 5.8 | 11 | 8 | 12.8 | -2.2 | 10 | 1.1 | 3.9 | -12.8 | 2.8 | -7.8 | 13 | 7 | 15.6 | 7.2 | 18.3 | 1.7 | 6.7 | 0.4 | 12.8 | 6.7 | 21.7 | 7.2 | 16.7 | -9.4 | 24.4 | 6.1 | 13.9 | -4.4 | 20.4 | 17.4 | 25 | 12.8 | 16.7 | 13.8 | 13.9 | 1.7 | 14.4 | 1.1 | 18.9 | 5.6 | 13.3 | 7.2 | 6.7 | 5.6 | 10 | 2.1 | 19.4 | 4.4 | 11.1 | -3.7 | 16.7 | -6.7
-14 | -18 | -2.8 | -12.8 | 22.8 | 5 | 18.9 | 5 | 7.2 | -10.6 | 25.6 | 0 | 11 | 6 | 21.5 | 10.1 | 15 | 12.2 | 8.9 | 8.3 | 12.8 | 10.6 | 18.9 | 10 | 17.8 | 1.1 | 13.3 | -1.7 | 17 | 10 | 23.2 | 14.8 | 26.7 | 20 | 20 | 18.3 | 14.4 | 6.7 | 16.1 | 15 | 26.7 | 17.8 | 13.3 | -4.4 | 11.7 | -7.2 | 8.9 | -0.1 | 1.1 | -9.4 | 24.4 | -3.9 | 7 | 6 | 25 | 21.1 | 18.2 | 5.8 | 17.8 | -4.4 | 4 | 2 | -5.6 | -9.4 | -3.3 | -16.1 | -0.6 | -11.1 | 1.1 | -9.4 | 6.1 | -1.1 | 1.3 | -0.5 | 7.2 | -2.8 | 22.8 | 15.6 | 7.2 | 2.8 | 22.2 | 15.6 | 21.8 | 11.8 | 16.1 | -2.2 | 11.7 | -8.3 | 12.8 | 9.7 | 9.4 | 3.3 | 14.4 | -6.1 | 12.1 | -0.4 | 16.7 | -3.9 | 3.3 | -13.9 | 7.6 | -10.9 | 20 | -0.1 | 18.1 | -3.5 | -4.4 | -12.5 | 15 | 2.8 | -6.1 | -12.8 | -4.3 | -10.6 | -1.1 | -8.9 | 15 | 5.8 | 9 | 8 | 12.2 | -2.8 | 10 | -1.1 | 3.9 | -13.3 | 3.3 | -7.2 | 13 | 6 | 14.7 | 7.5 | 18.3 | 2.2 | 6.7 | -1.3 | 12.8 | 6.1 | 20.5 | 6.5 | 16.1 | -10.6 | 23.9 | 6.7 | 13.9 | -3.3 | 20.7 | 15.9 | 23.9 | 14.4 | 16.7 | 13.6 | 13.3 | 0.6 | 12.9 | 1.2 | 18.9 | 6.1 | 13.3 | 6.1 | 7.2 | 5.6 | 9.5 | 2.4 | 20 | 3.3 | 10.6 | -4.4 | 14.4 | -6.7
-14 | -18 | -2.2 | -12.2 | 21.7 | 3.9 | 16.7 | 5.6 | 6.5 | -9.5 | 25 | 0 | 10 | 6 | 19.6 | 10.4 | 13.3 | 12.2 | 8.3 | 7.8 | 12.8 | 11.1 | 15.6 | 8.9 | 15.8 | -0.4 | 12.6 | -0.6 | 16 | 8 | 22.4 | 15 | 25.6 | 19.4 | 19.4 | 18.9 | 13.3 | 7.8 | 17.2 | 15.6 | 25.6 | 18.1 | 12.2 | -4.4 | 9.7 | -5.1 | 8.9 | -0.6 | 1.1 | -9.4 | 23.3 | -2.8 | 6.9 | 5.9 | 23.9 | 21.1 | 17.8 | 5.6 | 15.6 | -2.2 | 3 | 2 | -6.7 | -8.9 | -4.4 | -18.3 | -1.1 | -11.7 | 0.6 | -7.8 | 6.1 | -1.1 | 1.1 | -0.6 | 5.6 | -3.3 | 21.7 | 15.6 | 6.1 | 3.9 | 21.7 | 15.6 | 21.1 | 11.7 | 14.8 | -0.4 | 9.3 | -5.1 | 12.2 | 9.4 | 8.9 | 2.8 | 13.9 | -5 | 12.8 | 0.6 | 15.6 | -3.9 | 1.1 | -14.4 | 4.7 | -10.5 | 18.9 | -0.4 | 16.9 | -1.9 | -5.6 | -13.2 | 14.4 | 2.8 | -7.2 | -13.3 | -4.6 | -11 | -0.6 | -8.3 | 15 | 5.6 | 11 | 7 | 10.6 | -2.2 | 8.9 | 0 | 2.2 | -13.9 | 2.2 | -7.8 | 13 | 6 | 13.7 | 7.3 | 16.7 | 2.2 | 6.7 | -3.3 | 12.8 | 6.1 | 19.4 | 6.1 | 11.7 | 0.6 | 21.7 | 8.9 | 12.2 | -3.9 | 21.1 | 13.9 | 22.2 | 16.1 | 16.7 | 13.3 | 12.2 | 1.1 | 11.5 | 0.9 | 17.8 | 6.1 | 12.8 | 6.7 | 7.2 | 5.6 | 8.9 | 2.2 | 19.4 | 5 | 8.7 | -4.6 | 11.7 | -5
-14 | -18 | -2.2 | -13.3 | 19.4 | 3.9 | 13.9 | 3.3 | 5.7 | -10.1 | 23.9 | 0.6 | 9 | 6 | 17.8 | 10.6 | 12.8 | 12.2 | 8.3 | 7.8 | 11.7 | 10 | 11.1 | 5.6 | 13.7 | -1.6 | 11.8 | 0.2 | 16 | 8 | 21.7 | 15 | 25.6 | 19.4 | 19.4 | 18.9 | 12.8 | 7.8 | 16.7 | 15.6 | 24.4 | 18.4 | 9.4 | -5 | 7.6 | -4.5 | 8.9 | 0.1 | 0.6 | -9.4 | 19.4 | -1.1 | 6.7 | 5.6 | 23.9 | 21.1 | 15.8 | 6 | 13.9 | 0 | 2 | 1 | -6.7 | -11.1 | -5.6 | -17.8 | -1.1 | -11.7 | 0.6 | -10 | 4.4 | -1.1 | 1.1 | -0.4 | 4.4 | -1.7 | 20 | 15.6 | 5 | 3.9 | 20.6 | 15.6 | 18.9 | 11.7 | 13.5 | 0.5 | 6.8 | -4.3 | 11.7 | 9.4 | 8.3 | 2.2 | 12.2 | -3.3 | 10.8 | 0 | 12.8 | -3.3 | -0.6 | -15 | 1.7 | -12.2 | 17.8 | -0.6 | 15.6 | -1.7 | -6.7 | -14.4 | 13.3 | 1.7 | -7.8 | -14.4 | -5 | -12.2 | -2.2 | -10 | 15 | 6.6 | 5 | 2 | 7.2 | -2.2 | 7.8 | 0.6 | 1.7 | -15 | 1.1 | -8.9 | 12 | 7 | 12.8 | 7.2 | 14.4 | 2.8 | 4.5 | -2.9 | 11.1 | 5.6 | 18.1 | 6.3 | 10 | -0.6 | 20 | 11.1 | 10.6 | -5.6 | 19.4 | 12.5 | 20 | 16.1 | 16.3 | 13.3 | 10 | 0 | 10 | 0.6 | 16.7 | 6.1 | 10.6 | 5 | 7.2 | 5 | 6.9 | 1.6 | 17.8 | 5 | 6.9 | -5.4 | 11.1 | -7.8
-15 | -18 | -2.8 | -13.9 | 13.3 | 4.4 | 10.6 | 5 | 5 | -11.7 | 22.8 | 0.6 | 8 | 6 | 16.3 | 10.4 | 12.8 | 12.2 | 8.3 | 6.7 | 11.1 | 8.9 | 9.4 | 5 | 11.7 | -3.9 | 11.1 | 1.1 | 16 | 8 | 21.3 | 15.2 | 24.4 | 19.4 | 19.4 | 18.9 | 12.2 | 7.8 | 15.6 | 15.6 | 23.3 | 18.3 | 9.4 | -3.9 | 5.6 | -5 | 8.9 | 0.6 | 0 | -9.4 | 16.1 | -0.6 | 6.7 | 5.7 | 23.3 | 21.1 | 13.7 | 5.9 | 13.3 | -0.6 | 2 | 2 | -7.2 | -10.6 | -6.7 | -16.7 | -1.1 | -11.1 | -1.7 | -9.4 | 1.7 | -1.7 | 1.1 | -0.4 | 2.8 | -2.2 | 18.9 | 15.6 | 5 | 3.9 | 20 | 15.6 | 16.6 | 11.6 | 12.2 | 1.1 | 4.4 | -4.4 | 10.6 | 9.2 | 8.3 | 1.1 | 9.4 | 0 | 8.7 | -0.5 | 11.7 | -3.3 | -1.1 | -13.9 | 0.6 | -10.2 | 17.1 | -0.5 | 13 | -0.9 | -7.1 | -13.8 | 12.8 | 1.7 | -8.3 | -15 | -5.4 | -10.9 | -3.3 | -10 | 15 | 7.1 | 3 | 0 | 5.6 | -2.2 | 6.1 | 0.6 | 0.6 | -15.6 | 0 | -8.9 | 12 | 7 | 12.8 | 7.3 | 14.4 | 3.3 | 2.2 | -3.4 | 10.6 | 5.6 | 16.9 | 6.4 | 8.9 | -0.6 | 17.8 | 11.1 | 8.9 | -5.6 | 17.8 | 11.2 | 19.4 | 16.1 | 16 | 13.1 | 8.3 | 1.7 | 9.1 | 0.8 | 16.7 | 6.1 | 10.6 | 3.9 | 7.2 | 5 | 4.8 | 0.9 | 16.7 | 5 | 5 | -7.2 | 11.1 | -7.8
-15 | -18 | -3.3 | -15 | 12.2 | 5 | 10.6 | 4.4 | 4.3 | -9.1 | 21.1 | 0.6 | 7 | 7 | 14.8 | 10 | 12.2 | 12.2 | 8.3 | 6.1 | 10.6 | 8.3 | 8.9 | 6.7 | 11.3 | -3.5 | 10.9 | 0.6 | 16 | 8 | 21 | 15.1 | 25 | 20.6 | 19.4 | 18.3 | 11.7 | 7.8 | 15.6 | 15 | 22.8 | 18.4 | 7.2 | -2.8 | 5.6 | -4 | 8.9 | 1.1 | -1.7 | -9.4 | 14.4 | 0.6 | 6.7 | 5.7 | 22.8 | 20.6 | 11.7 | 5.6 | 12.2 | -0.6 | 2 | 2 | -7.8 | -11.1 | -7.8 | -17.2 | -2.2 | -9.4 | -2.2 | -9.4 | 0.6 | -1.7 | 1.1 | -0.6 | 2.2 | -2.2 | 18.3 | 15.6 | 5 | 2.2 | 19.4 | 15.6 | 14.4 | 11.1 | 11.7 | 0.8 | 3.5 | -3.7 | 9.4 | 8.7 | 8.9 | 2.8 | 8.3 | -2.8 | 6.7 | -1.7 | 11.1 | -3.3 | -1.1 | -13.3 | -0.6 | -9.7 | 16.3 | -0.4 | 10.4 | -0.9 | -7.4 | -14.1 | 12.8 | 1.7 | -8.3 | -15.6 | -5.7 | -10.4 | -3.9 | -8.9 | 15 | 7.8 | 2 | 0 | 5 | -2.2 | 5.6 | 1.1 | -0.6 | -14.4 | -0.6 | -8.9 | 11 | 7 | 12.8 | 7.3 | 13.9 | 1.7 | 0 | -4.4 | 9.4 | 6.1 | 15.6 | 6.1 | 7.8 | -0.6 | 16.7 | 10 | 7.2 | -5.6 | 16.1 | 9.4 | 20.6 | 17.2 | 15.6 | 12.8 | 6.7 | 0.6 | 8.1 | 1 | 16.1 | 5.6 | 10 | 3.9 | 7.2 | 5 | 2.8 | 0 | 16.7 | 3.9 | 5.4 | -6 | 10.6 | -3.3
-14 | -17 | -5 | -13.3 | 12.2 | 6.1 | 10.6 | 4.4 | 3.5 | -8.1 | 20.6 | 1.7 | 7 | 6 | 13.3 | 9.4 | 12.8 | 11.7 | 7.8 | 5.6 | 10 | 8.3 | 7.2 | 5.1 | 11 | -3.4 | 10.8 | 0.5 | 16 | 8 | 20.6 | 15 | 24.4 | 20.6 | 18.9 | 18.9 | 11.7 | 7.8 | 15.6 | 15 | 22.2 | 18.4 | 6.7 | -2.2 | 5.6 | -4 | 9.1 | 1.3 | -1.7 | -9.4 | 13.9 | 0 | 6.7 | 5.6 | 22.8 | 20.6 | 12.2 | 5.8 | 11.7 | -1.7 | 2 | 2 | -7.8 | -11.1 | -7.2 | -19.4 | -3.3 | -9.4 | -2.8 | -11.7 | -0.6 | -1.7 | 0.9 | -0.6 | 2.2 | -1.7 | 17.8 | 15.6 | 5 | 3.9 | 18.9 | 15.6 | 13.9 | 10.9 | 11.1 | 0.5 | 2.6 | -3.9 | 8.3 | 8.3 | 8.9 | 3.9 | 7.8 | -2.2 | 6.3 | -1.4 | 10 | -3.3 | -2.8 | -13.9 | -1.7 | -10.6 | 15.6 | -0.6 | 7.8 | -1.7 | -7.8 | -15 | 11.7 | 1.1 | -8.3 | -15 | -6.1 | -10.6 | -3.9 | -8.9 | 14.8 | 8.8 | 2 | -1 | 3.9 | -2.2 | 4.4 | 1.7 | -1.1 | -15.6 | -1.7 | -11.7 | 7 | 7 | 12.8 | 7.2 | 12.2 | 2.2 | -0.6 | -4.5 | 8.3 | 5.6 | 14.7 | 6.6 | 5.6 | -1.1 | 16.7 | 12.2 | 6.7 | -5 | 14.4 | 9.9 | 20 | 17.8 | 14.7 | 12.4 | 5.6 | 1.1 | 7.2 | 1.1 | 15.6 | 5.6 | 9.4 | 4.4 | 8.3 | 2.8 | 2.8 | 0.2 | 16.7 | 4.4 | 5.7 | -5.5 | 10.6 | -8.3
-15 | -18 | -8.3 | -14.4 | 11.7 | 6.7 | 10 | 3.9 | 2.8 | -8.3 | 18.9 | 1.7 | 7 | 6 | 12 | 8.9 | 12.8 | 12.2 | 7.2 | 5.6 | 10 | 8.3 | 7.8 | 4.5 | 10.6 | -4.4 | 10.6 | 0 | 17 | 8 | 20 | 14.8 | 23.9 | 20 | 19.4 | 18.3 | 11.7 | 7.8 | 15.6 | 15 | 21.7 | 18.3 | 6.1 | -2.2 | 5.6 | -4.4 | 9.2 | 1.6 | -2.8 | -9.4 | 10 | -0.6 | 6.5 | 5.6 | 22.2 | 20.6 | 12.8 | 6.4 | 11.1 | -1.7 | 2 | 2 | -7.8 | -11.1 | -8.3 | -16.7 | -2.2 | -9.4 | -3.9 | -12.8 | -1.1 | -2.8 | 0.8 | -0.7 | 1.7 | -1.7 | 17.8 | 15 | 2.8 | -0.6 | 18.9 | 15.6 | 13.3 | 10.7 | 10.6 | 0 | 1.7 | -4.4 | 8.3 | 8.3 | 9.4 | 4.4 | 7.2 | -2.2 | 6 | -1.2 | 9.4 | -2.8 | -3.3 | -13.3 | -3 | -9.7 | 14.5 | -0.3 | 5.8 | -1.8 | -8.2 | -13.9 | 11.7 | 1.7 | -8.9 | -14.4 | -6.7 | -10.3 | -4.4 | -8.9 | 14.6 | 9.9 | 2 | -1 | 2.8 | -2.8 | 5.6 | 2.2 | -1.7 | -15 | -2.8 | -12.2 | 7 | 7 | 12.1 | 7.6 | 12.2 | 2.8 | -1.1 | -5 | 8.3 | 5.6 | 13.7 | 6.8 | 3.9 | -0.6 | 16.7 | 12.2 | 7.2 | -5.6 | 12.8 | 10.2 | 20 | 17.2 | 13.7 | 11.8 | 6.1 | 1.1 | 6.1 | 1.4 | 15 | 5.6 | 8.9 | 5.6 | 7.2 | 3.3 | 2.8 | 0.3 | 16.7 | 5 | 6.1 | -6.1 | 10 | -7.8
-15 | -17 | -6.7 | -13.9 | 12.8 | 7.2 | 10 | 2.8 | 1.5 | -5.4 | 18.3 | 3.3 | 7 | 6 | 10.7 | 8 | 13.3 | 12.2 | 6.7 | 5.6 | 10 | 7.2 | 5.6 | 3.3 | 9.3 | -2.3 | 10.2 | 0 | 16 | 9 | 19.5 | 14.4 | 23.3 | 19.4 | 19.4 | 18.9 | 11.1 | 7.8 | 13.9 | 13.9 | 21.1 | 18.1 | 6.1 | -2.2 | 5.6 | -3.1 | 9.4 | 1.7 | -2.8 | -8.9 | 11.1 | 0.6 | 6.3 | 5.6 | 22.8 | 21.1 | 13.3 | 6.7 | 8.9 | 0 | 1 | 1 | -8.1 | -11.1 | -8.9 | -16.7 | -1.7 | -9.4 | -5.6 | -12.2 | 0 | -2.2 | 0.6 | -1.1 | 1.1 | -2.2 | 17.8 | 14.4 | 2.2 | -1.1 | 18.3 | 15 | 12.8 | 10.6 | 9.7 | -0.2 | 1.7 | -3.2 | 8.3 | 8.3 | 10 | 5 | 5 | -0.6 | 5.6 | -1.7 | 9.4 | -2.2 | -3.3 | -12.8 | -4.3 | -10.2 | 13.3 | -0.6 | 3.7 | -2.6 | -8.5 | -13.7 | 11.7 | 1.7 | -8.9 | -14.4 | -7.2 | -10.5 | -5 | -8.9 | 14.4 | 10.6 | 1 | -1 | 2.2 | -2.8 | 3.9 | 1.7 | -2.2 | -17.8 | -3.9 | -12.8 | 8 | 8 | 11.3 | 7.6 | 12.2 | 2.8 | -1.7 | -6.1 | 7.8 | 6.1 | 12.8 | 6.7 | 2.8 | -0.6 | 16.7 | 12.8 | 6.7 | -6.7 | 11.1 | 10 | 20 | 17.8 | 12.8 | 11.1 | 6.7 | 1.1 | 5 | 1.7 | 13.9 | 5.6 | 8.3 | 5 | 7.2 | 3.3 | 2.8 | 0.6 | 17.2 | 6.1 | 4.6 | -6.4 | 10 | -8.3
-15 | -17 | -7.2 | -13.3 | 12.8 | 6.7 | 7.8 | 2.8 | 0.2 | -4.3 | 17.8 | 2.2 | 7 | 6 | 9.4 | 7.2 | 13.3 | 11.7 | 5.6 | 4.4 | 9.4 | 7.2 | 6.1 | 2.3 | 8 | -1.6 | 9.8 | 0.1 | 16 | 11 | 18.9 | 13.9 | 23.3 | 19.4 | 18.9 | 18.9 | 10.6 | 7.8 | 14.4 | 14.4 | 20.6 | 18 | 5.6 | -2.2 | 5.6 | -2.4 | 8.7 | 2.1 | -2.8 | -8.3 | 10.6 | 0.6 | 6.1 | 5.6 | 22.2 | 20.6 | 12.9 | 6.7 | 7.8 | 1.1 | 1 | 1 | -8.3 | -11.2 | -8.9 | -18.9 | -3.3 | -12.2 | -6.1 | -13.3 | -0.6 | -2.8 | 0.6 | -0.7 | 1.1 | -1.7 | 17.2 | 15 | 1.1 | -1.1 | 18.3 | 15 | 12.6 | 10.7 | 8.7 | -0.5 | 1.7 | -2.5 | 8.3 | 8.3 | 10.6 | 5 | 4.4 | 0.6 | 5.4 | -1.3 | 8.9 | -1.7 | -2.8 | -13.3 | -5.6 | -11.1 | 12.2 | -0.6 | 1.7 | -3.9 | -8.9 | -13.9 | 11.7 | 1.7 | -10 | -13.9 | -7.8 | -11.1 | -5 | -9.4 | 15 | 11.8 | 1 | -1 | 0.6 | -3.3 | 3.9 | 2.2 | -2.8 | -19.4 | -4.4 | -12.8 | 7 | 3 | 10.6 | 7.8 | 12.2 | 3.9 | -2.6 | -5.8 | 7.8 | 6.1 | 12.8 | 6.9 | 0.6 | -3.3 | 16.7 | 13.9 | 5.6 | -6.1 | 10.9 | 9.7 | 20 | 17.8 | 12.8 | 11.1 | 6.1 | 1.1 | 3.9 | 1.7 | 13.3 | 6.1 | 7.8 | 5 | 7.2 | 0 | 2.6 | 0.3 | 17.2 | 7.2 | 3.2 | -7.5 | 10.6 | -11.1
-15 | -17 | -7.2 | -14.4 | 10.6 | 5.6 | 8.3 | 2.2 | -1.1 | -3.9 | 16.7 | 2.2 | 7 | 6 | 9.2 | 7 | 13.3 | 11.1 | 4.4 | 3.3 | 9.4 | 7.8 | 4.4 | 1.7 | 6.7 | -1.1 | 9.4 | 0 | 16 | 13 | 18.5 | 14.6 | 22.8 | 19.4 | 19.4 | 18.9 | 10 | 7.8 | 13.9 | 13.9 | 20 | 17.8 | 5.6 | -2.2 | 5.6 | -2.2 | 7.9 | 2.2 | -3.3 | -7.2 | 10.6 | 0 | 5.9 | 5.2 | 22.2 | 20.6 | 12.6 | 6.7 | 8.9 | 0 | 1 | 1 | -8.6 | -11.5 | -9.4 | -21.7 | -4.4 | -11.1 | -6.7 | -14.4 | -1.1 | -2.8 | 0.6 | -0.6 | 1.1 | -1.7 | 17.2 | 16.1 | 0.6 | -1.1 | 17.8 | 15.6 | 12.4 | 11 | 7.8 | -1.1 | 1.7 | -2.2 | 8.7 | 8.7 | 10.6 | 5.6 | 4.4 | 0 | 5.2 | -1.5 | 9.4 | -0.6 | -2.8 | -12.8 | -5.6 | -10.2 | 10.9 | 0 | 1.3 | -3.7 | -8.9 | -13.2 | 11.1 | 1.7 | -8.9 | -12.8 | -6.7 | -9.8 | -6.1 | -9.4 | 15.5 | 12.8 | 1 | -1 | -0.6 | -3.3 | 3.9 | 2.8 | -3.3 | -18.9 | -4.4 | -12.8 | 5 | 1 | 10.4 | 7.7 | 12.2 | 4.4 | -3.5 | -6 | 7.8 | 6.1 | 12.8 | 6.9 | 0 | -3.9 | 17.8 | 14.4 | 5.6 | -6.1 | 10.8 | 9.4 | 20 | 17.8 | 12.8 | 10.7 | 6.7 | 1.1 | 3.2 | 1.2 | 13.3 | 6.1 | 6.1 | 5 | 5.6 | -1.1 | 2.4 | 0.1 | 16.7 | 7.8 | 1.7 | -10 | 10 | -12.8
-15 | -17 | -7.2 | -14.4 | 8.3 | 5 | 8.3 | 2.2 | -2.4 | -4.5 | 15 | 2.8 | 7 | 5 | 9.1 | 6.9 | 12.2 | 11.1 | 3.3 | 2.8 | 10.6 | 8.3 | 2.8 | 1.4 | 4.5 | -1 | 8.3 | 0.7 | 16 | 13 | 18.2 | 15.1 | 22.8 | 19.4 | 18.9 | 18.3 | 9.4 | 7.8 | 13.3 | 13.3 | 19.8 | 17.8 | 5.6 | -1.7 | 6 | -1.4 | 7.2 | 2.2 | -3.3 | -7.8 | 10.6 | 0 | 5.8 | 4.9 | 22.2 | 20.6 | 12.2 | 6.7 | 7.2 | 0.6 | 1 | 1 | -8.9 | -11.8 | -10 | -21.7 | -5.6 | -11.1 | -5.6 | -14.4 | -0.6 | -2.8 | 0.6 | -0.6 | 1.7 | -1.1 | 17.2 | 16.1 | 0 | -1.7 | 17.8 | 15.6 | 12.2 | 11.1 | 7.8 | -0.6 | 0.9 | -2.5 | 9 | 9 | 10 | 6.1 | 4.4 | 0 | 5 | -1.7 | 8.9 | -0.6 | -2.8 | -12.2 | -5.6 | -9.9 | 9.6 | 0.2 | 1 | -3.9 | -8.9 | -13 | 11.1 | 1.7 | -9.4 | -12.8 | -5.5 | -8.8 | -5.6 | -9.4 | 16.1 | 13.9 | 1 | -1 | 0 | -3.3 | 3.9 | 3.3 | -3.9 | -18.9 | -5 | -12.2 | 4 | 1 | 10.2 | 7.5 | 12.2 | 5 | -4.4 | -6.7 | 7.8 | 6.1 | 12.8 | 6.7 | -1.1 | -5.6 | 18.3 | 15 | 3.3 | -6.1 | 10.6 | 8.9 | 20.6 | 18.3 | 12.8 | 10.6 | 10 | 0.6 | 2.4 | 0.6 | 13.3 | 6.7 | 5.6 | 5 | 4.4 | -1.1 | 2.2 | 0 | 16.7 | 8.3 | 1.5 | -8.6 | 7.2 | -12.8
-15 | -17 | -7.2 | -15.6 | 7.2 | 5 | 8.3 | 3.9 | -3.7 | -5.5 | 12.8 | 2.8 | 7 | 4 | 8.9 | 6.7 | 11.7 | 10.6 | 2.2 | 1.7 | 11.1 | 8.3 | 2.2 | -0.2 | 2.2 | -1.4 | 7.2 | 1.3 | 17 | 13 | 17.8 | 15.6 | 22.8 | 19.4 | 19.4 | 18.3 | 8.3 | 7.2 | 13.9 | 13.9 | 19.6 | 17.8 | 5 | -1.7 | 6.3 | -1.2 | 6.7 | 1.6 | -4.4 | -8.3 | 11.1 | 0 | 5.6 | 4.4 | 22.2 | 20.6 | 11.3 | 6.1 | 6.1 | 0.6 | 1 | 1 | -9.1 | -12 | -10.6 | -21.7 | -5.6 | -11.1 | -6.1 | -14.4 | 1.7 | -2.2 | 0.4 | -0.7 | 1.7 | -1.1 | 17.2 | 16.7 | -0.6 | -3.3 | 17.8 | 15.6 | 12.4 | 11.7 | 7.8 | -0.2 | 0.2 | -3.3 | 9.4 | 9.4 | 10 | 6.7 | 3.9 | 1.1 | 4.8 | -1.4 | 8.3 | -0.6 | -3.3 | -11.7 | -5.6 | -10 | 8.3 | 0.6 | 0.6 | -5 | -8.9 | -13.3 | 11.7 | 1.1 | -9.4 | -12.8 | -4.4 | -8.3 | -6.1 | -9.4 | 16.5 | 14.4 | 1 | -2 | -1.1 | -4.4 | 3.9 | 2.8 | -5 | -17.8 | -6.1 | -11.1 | 3 | 0 | 10 | 7.2 | 12.2 | 5.6 | -4.4 | -6.2 | 7.2 | 6.1 | 11.9 | 7 | -2.2 | -6.7 | 18.3 | 14.4 | 5.6 | -5.6 | 10.4 | 8.7 | 20 | 18.3 | 12.2 | 10.3 | 12.8 | 0.6 | 1.7 | 0 | 13.9 | 7.2 | 4.4 | 3.3 | 3.9 | -1.7 | 2 | -0.2 | 16.7 | 8.3 | 1.3 | -8.8 | 4.4 | -7.2
-15 | -17 | -7.2 | -14.4 | 7.2 | 4.4 | 8.9 | 6.1 | -5 | -6.7 | 12.2 | 2.8 | 7 | 5 | 9.1 | 6.7 | 11.1 | 10 | 1.7 | 1.1 | 10.6 | 7.8 | 2.8 | -0.5 | 0 | -2.2 | 6.1 | 1.7 | 17 | 14 | 17.4 | 15.2 | 21.7 | 18.9 | 19.4 | 18.3 | 9.4 | 7.2 | 13.9 | 13.9 | 19.4 | 17.8 | 5.6 | -1.1 | 6.7 | -1.1 | 6.1 | 0.8 | -4.4 | -8.3 | 10 | 0 | 5.6 | 4.4 | 22.2 | 20.6 | 10.3 | 5.1 | 5 | 0 | 1 | 1 | -9.4 | -12.8 | -11.1 | -21.7 | -6.1 | -11.1 | -6.1 | -14.4 | 2.8 | -1.1 | 0.2 | -0.8 | 1.7 | -1.1 | 16.7 | 16.1 | -0.6 | -4.4 | 17.8 | 15.6 | 12.6 | 12.3 | 7.8 | 0 | -0.6 | -4.4 | 10.2 | 10.2 | 10 | 7.2 | 3.3 | 1.7 | 4.6 | -1.4 | 8.3 | -1.1 | -2.8 | -12.2 | -4.5 | -8.6 | 9.6 | -0.5 | 0.6 | -4.3 | -8.3 | -12.8 | 11.1 | 0.6 | -9.4 | -12.2 | -4.6 | -8.4 | -6.7 | -9.4 | 16.8 | 14.7 | 0 | -3 | -2.2 | -5 | 2.2 | 1.1 | -5.6 | -17.2 | -6.7 | -11.1 | 3 | 0 | 10.2 | 7.3 | 12.2 | 6.7 | -4.4 | -6 | 6.7 | 5.6 | 10.9 | 7.2 | -2.2 | -6.7 | 18.9 | 14.4 | 4.4 | -3.9 | 10.2 | 8.2 | 20.6 | 18.9 | 11.7 | 10.3 | 12.2 | 1.1 | 1.7 | 0.1 | 13.9 | 7.2 | 3.9 | 3.3 | 3.9 | -1.1 | 1.9 | -0.3 | 16.7 | 8.9 | 1.1 | -10 | 3.9 | -6.1
-15 | -17 | -7.2 | -15.6 | 8.3 | 5 | 8.3 | 6.1 | -2.8 | -6.2 | 12.2 | 2.8 | 7 | 6 | 9.2 | 6.7 | 11.1 | 10.6 | 1.1 | 1.1 | 10 | 7.8 | 2.8 | -1.1 | 2.6 | -1.1 | 6.1 | 1.8 | 16 | 14 | 17.1 | 14.9 | 21.1 | 19.4 | 19.4 | 18.3 | 9.4 | 7.8 | 13.9 | 13.9 | 20.7 | 18.1 | 5.6 | -1.1 | 5.9 | -0.9 | 5.6 | 0 | -4.4 | -8.3 | 8.3 | 0 | 5.6 | 4.1 | 22.2 | 20.6 | 9.4 | 4.4 | 4.4 | 0.6 | 1 | 1 | -10 | -13.9 | -10.6 | -22.2 | -6.7 | -11.1 | -6.7 | -10.6 | 3.3 | -0.6 | 0 | -1.1 | 2.2 | -1.1 | 16.1 | 15.6 | -1.7 | -5.6 | 18.3 | 15.6 | 12.8 | 12.8 | 8 | -0.2 | 0 | -3.4 | 10.9 | 10.9 | 9.4 | 7.8 | 3.3 | 2.2 | 4.4 | -1.7 | 8.3 | -1.1 | -2.8 | -12.2 | -3.3 | -7.5 | 10.9 | -1.6 | 0.6 | -4.3 | -7.8 | -12.6 | 10.6 | 0.6 | -10 | -12.8 | -4.8 | -8.8 | -6.1 | -9.4 | 17.2 | 15 | 0 | -3 | -1.7 | -4.4 | 2.2 | 1.1 | -5.6 | -17.2 | -5.6 | -10 | 2 | 0 | 10.4 | 7.3 | 12.2 | 6.7 | -4.4 | -6.1 | 5.6 | 5 | 10 | 7.2 | -4.4 | -7.2 | 18.9 | 14.4 | 4.4 | -3.3 | 10 | 7.8 | 20.6 | 18.3 | 11.1 | 10 | 8.9 | 2.2 | 1.7 | 0.1 | 14.4 | 7.8 | 5 | 3.3 | 3.9 | -1.1 | 1.7 | -0.6 | 16.7 | 8.9 | 1.7 | -8.5 | 2.8 | -3.9
-15 | -17 | -7.2 | -14.4 | 11.7 | 6.7 | 10 | 7.2 | -0.5 | -6 | 11.7 | 2.8 | 7 | 6 | 9.4 | 6.7 | 11.7 | 11.1 | 2.8 | 2.2 | 11.7 | 7.8 | 7.2 | 2.8 | 5.2 | -0.4 | 6.1 | 2 | 17 | 15 | 16.7 | 14.4 | 20.6 | 18.9 | 19.4 | 18.3 | 8.9 | 7.8 | 13.9 | 13.9 | 22 | 18.6 | 6.1 | -1.1 | 5.2 | -0.7 | 6.3 | 0.6 | -4.4 | -8.3 | 10 | 0 | 5.6 | 3.9 | 22.8 | 20.6 | 11.6 | 5.5 | 4.4 | 0.6 | 1 | 0 | -7.8 | -13.9 | -9.4 | -21.1 | -6.7 | -10.6 | -6.7 | -11.7 | 3.9 | 0 | -0.6 | -2 | 2.8 | -0.6 | 16.1 | 15.6 | -1.7 | -5.6 | 19.4 | 16.1 | 15 | 13.4 | 8.1 | -0.6 | 0.5 | -2.9 | 11.7 | 11.7 | 10.6 | 8.3 | 3.3 | 2.2 | 6.6 | -0.9 | 8.9 | -1.1 | -2.8 | -11.7 | -2.2 | -7.2 | 12.2 | -3.9 | 0.6 | -5 | -7.2 | -13.3 | 11.1 | 1.7 | -10 | -11.7 | -5 | -10 | -6.7 | -9.4 | 17.6 | 15.1 | 0 | -3 | -0.6 | -3.3 | 3.9 | 2.2 | -5 | -16.7 | -5.6 | -9.4 | 1 | 0 | 10.6 | 7.2 | 12.2 | 7.2 | -3.1 | -5.6 | 5.6 | 5 | 13 | 8.5 | -4.4 | -7.8 | 18.9 | 15 | 5.6 | -2.8 | 11.7 | 7.8 | 20.6 | 18.3 | 13.5 | 11.4 | 8.9 | 2.8 | 1.7 | 0 | 13.9 | 7.8 | 5 | 3.9 | 3.9 | -1.1 | 2.8 | 0.5 | 16.7 | 10 | 2.2 | -8.1 | 1.1 | -2.8
-15 | -17 | -6.7 | -14.4 | 13.9 | 7.2 | 11.1 | 5 | 1.7 | -7.8 | 14.4 | 2.8 | 8 | 5 | 12.9 | 8.2 | 15 | 11.1 | 7.2 | 3.9 | 12.8 | 8.9 | 12.8 | 4.4 | 7.8 | 0 | 6.1 | 2.2 | 18 | 15 | 18.9 | 15.6 | 22.8 | 19.4 | 19.4 | 18.3 | 12.2 | 8.9 | 14.4 | 14.4 | 23.3 | 18.9 | 8.9 | -0.6 | 4.4 | -1.1 | 7.1 | 1.4 | -2.8 | -6.7 | 12.2 | 1.1 | 6.3 | 4.1 | 22.8 | 21.1 | 13.9 | 6.5 | 5 | 1.1 | 1 | 0 | -6.1 | -12.2 | -8.9 | -23.3 | -5.6 | -11.7 | -6.1 | -10 | 5.6 | 0 | -1.1 | -3 | 5 | 0 | 16.1 | 15 | -1.1 | -4.4 | 18.9 | 16.1 | 17.2 | 13.8 | 8.3 | -1.1 | 1.1 | -2.8 | 12.1 | 12.1 | 14.4 | 11.1 | 4.4 | 3.3 | 8.9 | -0.8 | 11.1 | -0.6 | -2.8 | -8.3 | 0.9 | -5.9 | 13.9 | -3.4 | 5.2 | -2.3 | -5.7 | -12.5 | 12.2 | 1.1 | -7.2 | -10 | -5 | -9.6 | -4.4 | -7.8 | 17.9 | 15 | 0 | -2 | 2.8 | -1.7 | 5.6 | 2.8 | -2.8 | -15.6 | -1.7 | -7.2 | 0 | 0 | 13.5 | 9 | 12.8 | 6.1 | -1.9 | -5.6 | 6.7 | 6.1 | 15.9 | 9.6 | -3.9 | -8.3 | 20.6 | 15.6 | 5.6 | -2.8 | 13.3 | 7.8 | 21.1 | 18.3 | 15.9 | 12.7 | 12.8 | 0.6 | 5 | 1.1 | 14.4 | 8.3 | 6.1 | 4.4 | 4.4 | -1.1 | 3.9 | 1.8 | 18.3 | 10 | 2.8 | -8.9 | 3.3 | -5
-15 | -17 | -5.6 | -14.4 | 17.2 | 7.8 | 12.2 | 3.9 | 2.2 | -6.6 | 16.7 | 3.3 | 8 | 5 | 16.5 | 9.5 | 18.3 | 5.6 | 8.9 | 5 | 13.9 | 8.9 | 16.7 | 5.6 | 9.1 | 0.3 | 6.8 | 2.3 | 18 | 16 | 21.1 | 16.5 | 24.4 | 18.9 | 20 | 17.8 | 15.6 | 8.3 | 14.4 | 14.4 | 24.1 | 19 | 12.2 | 0 | 5.9 | -1.1 | 7.8 | 1.7 | -0.6 | -6.1 | 16.7 | 1.7 | 7.1 | 4.4 | 23.9 | 21.1 | 16.1 | 7.2 | 5.6 | 1.7 | 1 | 1 | -4.4 | -12.2 | -7.2 | -22.2 | -3.9 | -11.7 | -5 | -10 | 6.7 | 0.6 | -1.7 | -4.4 | 7.2 | 1.1 | 17.8 | 15.6 | -0.6 | -5 | 18.3 | 15.6 | 19.4 | 13.9 | 9.1 | -1.4 | 3.3 | -1.6 | 12.4 | 12.4 | 15 | 11.1 | 9.4 | 3.9 | 11.1 | -1.1 | 13.3 | 0 | -1.1 | -9.4 | 4.1 | -6.3 | 15.5 | -3.9 | 9.8 | -0.6 | -4.3 | -12.4 | 14.4 | 1.7 | -5 | -9.4 | -5 | -10.1 | -2.2 | -6.1 | 18.3 | 15 | 1 | -2 | 4.4 | -1.1 | 6.1 | 3.3 | -1.7 | -15.6 | 1.1 | -6.7 | 0 | 0 | 16.5 | 10.8 | 13.9 | 6.7 | -0.6 | -6.1 | 8.9 | 6.7 | 18.9 | 10 | -2.8 | -9.4 | 20.6 | 13.9 | 6.1 | -2.8 | 15 | 7.2 | 21.7 | 18.3 | 18.3 | 13.9 | 13.3 | 0 | 8.4 | 2 | 13.9 | 8.9 | 8.9 | 6.1 | 5.6 | -0.6 | 5 | 2.8 | 20 | 11.1 | 3.5 | -7.6 | 4.4 | -15
-15 | -17 | -5.6 | -13.3 | 21.1 | 8.3 | 12.2 | 3.3 | 2.8 | -6.6 | 20 | 3.9 | 8 | 4 | 20 | 10 | 19.4 | 2.8 | 10 | 4.4 | 13.3 | 8.9 | 18.9 | 3.9 | 10.4 | 0.1 | 7.6 | 2.7 | 21 | 18 | 23.3 | 17.2 | 26.1 | 18.9 | 20.6 | 18.3 | 18.3 | 7.2 | 16.1 | 13.9 | 24.8 | 19 | 15 | 1.1 | 7.4 | -1.6 | 8.3 | 1.9 | 1.1 | -7.2 | 20.6 | 1.7 | 7.8 | 4.4 | 25 | 20.6 | 17 | 7.7 | 8.3 | 1.7 | 1 | 1 | -3.3 | -9.4 | -6.7 | -22.8 | -2.8 | -11.1 | -3.9 | -10 | 10 | 0.6 | -2.1 | -4.7 | 10.6 | 2.2 | 18.3 | 14.4 | 0.6 | -8.9 | 18.9 | 15.6 | 21.3 | 13.3 | 9.8 | -1.9 | 5.6 | -0.8 | 12.8 | 12.8 | 16.1 | 11.7 | 13.3 | 1.7 | 13.1 | -0.8 | 15 | 1.1 | 0 | -9.4 | 7.2 | -8.3 | 17.2 | -5 | 14.4 | 0 | -2.8 | -13.9 | 16.1 | 2.2 | -4.4 | -11.1 | -5 | -11.1 | -0.6 | -6.1 | 18.5 | 15 | 2 | -1 | 7.2 | 0 | 7.8 | 2.2 | 0 | -15.6 | 4.4 | -4.4 | 0 | 0 | 19.4 | 12.2 | 14.4 | 7.2 | 0.5 | -5.4 | 11.1 | 7.2 | 19.6 | 10.4 | -2.2 | -10 | 22.2 | 13.3 | 7.2 | -2.8 | 17.4 | 8 | 22.8 | 18.3 | 20.9 | 12.1 | 15 | -1.1 | 11.7 | 1.7 | 16.7 | 9.4 | 10 | 6.1 | 6.7 | -1.1 | 6.9 | 3.2 | 20.6 | 11.1 | 4.3 | -7.5 | 3.3 | -14.4
-14 | -17 | -5 | -12.8 | 22.8 | 6.1 | 10.6 | 5.6 | 3.3 | -7.2 | 21.7 | 3.9 | 8 | 6 | 21.5 | 9.4 | 22.2 | 0.6 | 11.1 | 5 | 13.9 | 8.3 | 22.2 | 1.7 | 11.7 | 0 | 8.3 | 2.8 | 22 | 16 | 23.9 | 17.4 | 26.1 | 18.3 | 22.2 | 17.8 | 19.4 | 6.7 | 18.9 | 13.9 | 25.6 | 18.9 | 16.7 | 0.6 | 8.9 | -2.8 | 8.9 | 1.8 | 2.2 | -8.3 | 22.8 | 1.7 | 8.3 | 3.8 | 26.7 | 21.7 | 18 | 8.3 | 9.4 | 2.2 | 1 | 0 | -2.2 | -10.6 | -5.6 | -22.2 | -1.7 | -11.1 | -3.3 | -7.8 | 11.7 | 0.6 | -2.4 | -5.5 | 13.3 | 2.2 | 20 | 15 | 1.1 | -9.4 | 18.3 | 15.6 | 23.1 | 11.8 | 10.6 | -3.3 | 7.8 | -0.6 | 13.7 | 13.4 | 16.1 | 11.7 | 15.6 | -0.6 | 15.2 | -0.5 | 17.8 | 3.9 | 1.1 | -9.4 | 8.5 | -6.8 | 17.8 | -3.7 | 16.1 | 0.2 | -2.8 | -13 | 17.8 | 3.3 | -2.8 | -9.4 | -4.6 | -10.3 | 0.6 | -6.7 | 18.7 | 15 | 3 | -2 | 8.9 | 0 | 8.3 | 2.8 | 1.7 | -15 | 6.7 | -3.9 | 1 | 0 | 20 | 12.5 | 16.7 | 8.9 | 1.7 | -5.6 | 15.6 | 7.8 | 20.4 | 10.5 | -1.1 | -10 | 23.9 | 13.9 | 8.9 | -2.2 | 19.8 | 8.2 | 24.4 | 17.8 | 23.5 | 9.2 | 15.6 | -2.2 | 13.2 | 1.8 | 18.3 | 10 | 12.2 | 6.7 | 8.9 | -1.1 | 8.7 | 3.1 | 21.7 | 11.7 | 5 | -8.3 | 1.7 | -4.4
-13 | -17 | -3.9 | -11.1 | 25 | 5.6 | 14.4 | 6.1 | 3.5 | -6.7 | 23.3 | 3.3 | 8 | 4 | 22.9 | 8.3 | 22.8 | 5 | 12.8 | 6.7 | 15.6 | 8.3 | 22.2 | 0 | 12.8 | -1.7 | 9.8 | 2.2 | 23 | 18 | 24.4 | 17.2 | 27.2 | 18.3 | 23.9 | 17.8 | 20 | 6.7 | 22.2 | 11.1 | 26 | 18.9 | 18.3 | 1.7 | 8.9 | -2.4 | 9.4 | 1.7 | 3.3 | -6.7 | 24.4 | 1.1 | 8.9 | 2.9 | 26.7 | 21.1 | 18.9 | 8.3 | 11.7 | 3.3 | 1 | 1 | -1.1 | -9.4 | -3.9 | -20.6 | -1.1 | -11.1 | -3.3 | -9.4 | 12.8 | 0.6 | -2.8 | -6.7 | 13.9 | 2.2 | 20.6 | 14.4 | 1.7 | -10.6 | 18.3 | 15.6 | 25 | 10 | 11.1 | -3.3 | 8.3 | -0.6 | 14.7 | 13.9 | 16.1 | 12.2 | 16.7 | -1.7 | 17.2 | -1.1 | 18.3 | 3.9 | 2.8 | -11.7 | 9.8 | -5.8 | 18.3 | -3.3 | 17.7 | -0.5 | -2.8 | -13 | 18.3 | 3.3 | -1.7 | -8.9 | -4.3 | -10 | 1.7 | -7.2 | 18.9 | 15 | 4 | -2 | 11.1 | 0 | 8.9 | 2.2 | 3.3 | -13.9 | 8.9 | -4.4 | 1 | 0 | 20.5 | 13 | 18.3 | 10 | 2.8 | -6.7 | 20 | 7.2 | 21.1 | 10.6 | -0.6 | -10 | 25 | 13.9 | 9.4 | -1.1 | 22.2 | 8.3 | 23.9 | 17.8 | 26.1 | 2.8 | 15.6 | -2.2 | 14.6 | 1.5 | 20.6 | 10.6 | 13.9 | 7.2 | 8.3 | -3.3 | 10.6 | 2.8 | 22.8 | 12.2 | 5.2 | -7.7 | 1.1 | -2.2
-13 | -16 | -3.3 | -9.4 | 26.7 | 5.6 | 15.6 | 4.4 | 3.7 | -7.4 | 24.4 | 3.3 | 8 | 2 | 24.4 | 6.7 | 19.4 | 10.6 | 13.3 | 5 | 16.1 | 8.3 | 20 | -0.6 | 13.9 | -3.8 | 11.3 | 1 | 23 | 18 | 25 | 17.2 | 27.2 | 17.2 | 25.6 | 17.8 | 21.1 | 6.7 | 23.9 | 7.2 | 26.3 | 19 | 20 | 1.1 | 8.9 | -2.4 | 9.6 | 1.7 | 4.4 | -5.6 | 27.2 | 0.6 | 9.4 | 1.7 | 26.1 | 21.1 | 19.6 | 8 | 9.4 | 1.7 | 1 | 1 | 0 | -6.7 | -2.8 | -21.1 | 0.6 | -10.6 | -2.8 | -8.9 | 14.4 | 1.7 | -2.6 | -6.1 | 15 | 3.3 | 22.2 | 15 | 2.8 | -10 | 20 | 16.1 | 25.4 | 9.7 | 11.7 | -3.9 | 8.9 | -1.1 | 15.6 | 14.4 | 16.1 | 12.8 | 17.8 | 0.6 | 17.2 | -1.7 | 18.9 | 3.3 | 3.9 | -11.7 | 11.1 | -6.1 | 18.9 | -3.3 | 19.4 | -1.1 | -2.8 | -14.4 | 19.4 | 3.9 | -1.1 | -8.9 | -3.9 | -10.6 | 2.8 | -6.7 | 20.2 | 15.4 | 5 | -1 | 12.8 | 0 | 9.4 | 2.2 | 5 | -13.3 | 10.6 | -5 | 2 | -1 | 21.1 | 13.3 | 20.6 | 11.7 | 2.8 | -5.6 | 21.7 | 9.4 | 21.3 | 10.5 | 0 | -10.6 | 25 | 14.4 | 11.1 | -1.1 | 23.3 | 9 | 24.4 | 17.8 | 26.8 | 2.7 | 16.1 | -3.3 | 16.1 | 1.1 | 21.1 | 10.6 | 15.6 | 7.2 | 8.9 | -3.3 | 10.8 | 3.1 | 22.8 | 12.8 | 5.4 | -8.2 | 0 | -4.4
-12 | -16 | -3.3 | -8.9 | 26.7 | 5 | 16.7 | 2.8 | 3.9 | -8.9 | 25 | 3.3 | 6 | 2 | 25.2 | 7.4 | 19.4 | 11.1 | 13.9 | 5 | 15.6 | 6.7 | 20 | -0.6 | 15 | -8.3 | 12.8 | -0.6 | 22 | 18 | 24.8 | 17.3 | 27.2 | 17.8 | 26.7 | 17.2 | 22.2 | 7.2 | 24.4 | 6.1 | 26.7 | 18.9 | 19.4 | 0.6 | 8.9 | -2.8 | 9.8 | 1.7 | 5 | -6.1 | 28.3 | -0.6 | 10.2 | 2.1 | 26.7 | 21.7 | 20.4 | 7.4 | 9.4 | 1.1 | 0 | 0 | 0.6 | -6.1 | -2.2 | -21.7 | 1.1 | -10 | -3.3 | -9.4 | 15 | 1.7 | -2.4 | -6.1 | 16.1 | 3.9 | 21.1 | 14.4 | 3.9 | -10 | 22.2 | 14.4 | 25.7 | 9.6 | 12.2 | -5.6 | 9.4 | -1.7 | 17.4 | 14.3 | 15.6 | 13.9 | 18.3 | -1.1 | 17.2 | -2.2 | 19.4 | 2.8 | 5 | -12.2 | 11.3 | -5.4 | 19.5 | -3 | 20 | -0.5 | -2.8 | -12.7 | 20.6 | 3.9 | 0 | -7.8 | -3.3 | -9.6 | 3.9 | -6.1 | 21.5 | 15.8 | 6 | -2 | 15.6 | 0.6 | 10 | 1.7 | 6.1 | -12.8 | 12.8 | -5 | 3 | -1 | 21.3 | 13.3 | 22.2 | 12.2 | 2.8 | -5.6 | 22.8 | 10 | 21.5 | 10.7 | 0 | -10 | 25.6 | 14.4 | 12.2 | -1.1 | 24.5 | 9.7 | 25 | 18.3 | 27.6 | 2.6 | 16.1 | -4.4 | 16.5 | 1.8 | 18.9 | 10.6 | 17.2 | 7.2 | 9.4 | -3.3 | 10.9 | 3.2 | 23.3 | 13.3 | 5.6 | -10 | 0.6 | -6.7
-12 | -16 | -1.7 | -8.3 | 27.2 | 5 | 17.2 | 2.2 | 3.9 | -8.4 | 25.6 | 3.3 | 8 | 0 | 25.9 | 7.5 | 17.2 | 12.8 | 15 | 5 | 15.6 | 7.8 | 20.6 | -2.2 | 12.8 | -6.9 | 13.2 | -0.1 | 21 | 18 | 24.6 | 17.1 | 26.7 | 17.8 | 27.8 | 16.7 | 22.2 | 7.8 | 25 | 6.1 | 26.5 | 19.2 | 17.8 | 0 | 9.5 | -3 | 10 | 1.7 | 6.7 | -5.6 | 28.3 | -1.1 | 10.9 | 2.2 | 25.6 | 21.1 | 21.1 | 6.7 | 9.4 | 2.8 | 0 | 0 | 0.6 | -6.1 | -1.7 | -22.2 | 1.7 | -9.4 | -3.3 | -8.9 | 15.6 | 1.7 | -2.2 | -6.7 | 16.1 | 3.9 | 20 | 14.4 | 4.4 | -8.9 | 22.2 | 14.4 | 26.1 | 8.9 | 11.7 | -4.3 | 9.8 | -1.9 | 19.3 | 14.2 | 15.6 | 13.9 | 18.9 | -1.7 | 17.2 | -3.9 | 18.3 | 3.3 | 5 | -12.2 | 11.5 | -6.1 | 20 | -3.8 | 20.5 | -0.7 | -2.8 | -12.2 | 20.6 | 3.3 | 0 | -6.7 | -2.8 | -9.3 | 4.4 | -6.1 | 22.8 | 16.1 | 7 | -2 | 16.1 | 1.7 | 11.1 | 0.6 | 6.1 | -12.8 | 13.3 | -5.6 | 3 | -1 | 21.5 | 12.9 | 24.4 | 12.8 | 2.8 | -6.1 | 24.4 | 9.4 | 21.7 | 10.6 | 0 | -10 | 25 | 15 | 12.2 | -1.7 | 25.6 | 10 | 25.6 | 17.8 | 28.3 | 2.2 | 16.1 | -2.8 | 16.8 | 2 | 18.9 | 11.7 | 17.8 | 6.7 | 11.1 | -2.8 | 11.1 | 3.3 | 23.9 | 12.8 | 5.2 | -8.3 | -1.1 | -5
-12 | -16 | -1.1 | -7.8 | 26.7 | 4.4 | 17.2 | 2.8 | 3.9 | -8.7 | 26.7 | 3.3 | 7 | 1 | 26.7 | 8.3 | 16.7 | 12.8 | 13.9 | 5 | 14.4 | 7.2 | 20.6 | -2.8 | 10.5 | -6.8 | 13.5 | -0.2 | 21 | 18 | 24.4 | 17.2 | 26.1 | 18.3 | 28.3 | 16.7 | 21.1 | 8.3 | 25 | 5 | 26.3 | 19.2 | 16.7 | 0.6 | 10 | -3.9 | 9.4 | 1.6 | 8.9 | -6.1 | 28.3 | -0.6 | 11.7 | 2.2 | 25.6 | 21.7 | 20.7 | 6.3 | 8.9 | 2.8 | 1 | 0 | 1.1 | -3.9 | -1.1 | -22.2 | 2.2 | -10 | -3.9 | -10.6 | 16.7 | 1.7 | -2.4 | -6.3 | 16.1 | 4.4 | 19.4 | 14.4 | 5 | -8.9 | 22.8 | 14.4 | 25.4 | 9.7 | 11.1 | -3.7 | 10.2 | -2.8 | 21.1 | 13.3 | 16.7 | 14.4 | 19.4 | -1.1 | 15 | -2.1 | 12.8 | 8.9 | 4.4 | -12.2 | 11.7 | -7.2 | 20.6 | -4.4 | 21.1 | 0 | -2.8 | -12.8 | 18.9 | 3.3 | 0 | -6.7 | -2.2 | -10 | 6.1 | -6.1 | 22.2 | 16 | 7 | -4 | 16.7 | 2.2 | 11.1 | 0 | 6.1 | -12.8 | 14.4 | -5 | 4 | -1 | 21.7 | 12.8 | 25 | 12.2 | 1.9 | -5.7 | 25 | 10.6 | 20.9 | 10.7 | -0.6 | -10 | 24.4 | 14.4 | 9.4 | -1.7 | 25.2 | 10.3 | 25 | 17.8 | 27.6 | 4.6 | 17.8 | -3.9 | 17.2 | 2.8 | 20.6 | 11.7 | 17.8 | 6.1 | 11.7 | -2.8 | 10.5 | 3.1 | 23.9 | 13.3 | 4.8 | -7.7 | -3.3 | -5.6
-12 | -16 | 0 | -8.3 | 25 | 4.4 | 16.7 | 1.1 | 3.9 | -10.6 | 25.6 | 3.3 | 7 | 0 | 24.3 | 9.9 | 16.1 | 10 | 13.3 | 5.6 | 15 | 7.2 | 17.2 | 8.9 | 8.3 | -7.8 | 13.9 | 0 | 20 | 17 | 23.5 | 17.3 | 26.1 | 18.3 | 27.8 | 16.1 | 20 | 8.3 | 24.4 | 5 | 26.1 | 19.4 | 16.1 | 1.1 | 10.6 | -5.6 | 8.9 | 1.3 | 7.8 | -6.1 | 27.2 | -0.6 | 11.1 | 1.9 | 24.4 | 21.1 | 20.4 | 6 | 8.3 | 2.2 | 1 | 0 | 0 | -5 | -1.1 | -22.2 | 2.8 | -10.6 | -3.9 | -10.6 | 16.7 | 1.7 | -2.6 | -6.5 | 15.6 | 5.6 | 20.6 | 14.4 | 4.4 | -8.9 | 21.7 | 13.3 | 24.6 | 10.1 | 10.6 | -3.9 | 10.6 | -3.9 | 19.4 | 13.4 | 16.7 | 15 | 18.9 | 1.7 | 12.8 | -2 | 11.7 | 9.4 | 4.4 | -12.2 | 9.5 | -5.6 | 19.3 | -3.7 | 19.4 | 0.4 | -3.3 | -12 | 18.3 | 2.8 | 0 | -7.2 | -2.4 | -9.6 | 6.1 | -7.2 | 21.7 | 15.8 | 7 | -2 | 17.2 | 1.7 | 10.6 | -0.6 | 5.6 | -12.2 | 15 | -5.6 | 4 | -2 | 20 | 13.3 | 23.9 | 11.7 | 0.9 | -5.9 | 23.9 | 7.8 | 20.2 | 10.6 | -1.1 | -10.6 | 23.3 | 14.4 | 8.9 | -1.1 | 24.8 | 10 | 25 | 17.8 | 26.8 | 5.7 | 20.6 | -7.2 | 14.8 | 1.7 | 19.4 | 12.2 | 17.2 | 6.1 | 7.8 | 0.6 | 10 | 2.6 | 25 | 13.3 | 4.4 | -8.3 | -3.3 | -5
-12 | -16 | 0 | -8.9 | 23.9 | 4.4 | 14.4 | 0.6 | 2.8 | -9.3 | 25.6 | 3.3 | 6 | 0 | 21.8 | 10.3 | 15 | 8.3 | 11.7 | 6.7 | 13.3 | 7.8 | 15 | 7.8 | 6.5 | -6 | 12.6 | 0.7 | 19 | 17 | 22.6 | 17.3 | 25 | 18.9 | 26.7 | 16.1 | 18.9 | 7.8 | 23.9 | 5 | 25.5 | 19.6 | 13.9 | 2.8 | 9.7 | -4.8 | 8.3 | 1.1 | 6.1 | -6.1 | 25 | -0.6 | 10.6 | 1.1 | 23.9 | 21.1 | 20 | 5.6 | 7.2 | 2.8 | 1 | 0 | -1.1 | -7.2 | -2.2 | -21.7 | 2.2 | -10.6 | -4.4 | -11.1 | 15 | 1.7 | -2.8 | -7.2 | 15 | 6.1 | 19.4 | 13.9 | 3.9 | -10 | 21.1 | 13.3 | 23.9 | 10.6 | 9.3 | -3.5 | 8.7 | -3.1 | 17.8 | 13.1 | 16.1 | 14.4 | 18.9 | -3.3 | 10.6 | -2.2 | 11.1 | 8.9 | 3.9 | -12.2 | 7.2 | -5.2 | 18 | -3 | 17.8 | 0.9 | -3.9 | -12.5 | 15.6 | 1.1 | -1.1 | -11.7 | -2.6 | -9.7 | 6.1 | -7.8 | 21.1 | 15.6 | 6 | -2 | 16.1 | 1.7 | 9.4 | 1.7 | 4.4 | -12.8 | 15 | -3.3 | 3 | -2 | 18.4 | 13.5 | 23.3 | 12.2 | 0 | -7.2 | 23.9 | 12.2 | 19.4 | 10.6 | -3.3 | -11.1 | 22.2 | 15 | 6.1 | -0.6 | 24.4 | 10 | 23.9 | 18.3 | 26.1 | 7.2 | 18.9 | -7.8 | 12.4 | 0.8 | 17.8 | 12.2 | 16.7 | 7.2 | 8.3 | -0.6 | 9.4 | 2.2 | 24.4 | 12.8 | 2.2 | -6.6 | -3.9 | -6.1
-12 | -15 | 0 | -8.3 | 22.2 | 3.9 | 11.7 | 0.6 | 1.7 | -9.6 | 24.4 | 3.3 | 6 | -1 | 19.4 | 10.6 | 14.4 | 7.2 | 9.4 | 5 | 12.8 | 8.3 | 13.3 | 7.8 | 4.6 | -5.6 | 11.3 | 1 | 18 | 17 | 21.7 | 17.2 | 24.4 | 18.9 | 23.9 | 18.9 | 16.1 | 8.3 | 22.8 | 7.8 | 25 | 19.8 | 10.6 | 5.6 | 8.7 | -5.2 | 7.8 | 1 | 6.1 | -6.1 | 21.1 | 0.6 | 10 | 0.6 | 23.9 | 21.1 | 18.5 | 7.6 | 8.9 | 3.3 | 0 | 0 | -2.8 | -11.7 | -2.8 | -20.6 | 0.6 | -10 | -4.4 | -11.1 | 15 | 2.2 | -3.5 | -7.2 | 13.3 | 7.2 | 17.2 | 13.3 | 2.8 | -8.9 | 20.6 | 13.3 | 22.2 | 11 | 8 | -3.6 | 6.9 | -3.2 | 16.1 | 12.8 | 15.6 | 12.8 | 15.6 | 1.1 | 8.2 | -1.6 | 11.1 | 8.3 | 2.2 | -6.1 | 5 | -6.1 | 16.7 | -3.3 | 16.1 | 1.1 | -4.4 | -13.9 | 14.4 | -0.6 | -2.2 | -11.7 | -2.8 | -11.1 | 5 | -8.3 | 20.7 | 15.9 | 3 | -2 | 11.7 | 1.1 | 6.7 | 4.4 | 1.7 | -12.8 | 14.4 | -2.8 | 2 | -2 | 16.7 | 13.3 | 21.1 | 12.2 | -0.4 | -6.4 | 21.7 | 10 | 18.1 | 10.3 | -5 | -11.7 | 21.7 | 16.1 | 5.6 | -0.6 | 22.4 | 10.3 | 22.8 | 19.4 | 24.1 | 9.3 | 17.8 | -8.3 | 10 | -0.6 | 18.9 | 12.2 | 14.4 | 6.7 | 6.1 | -2.8 | 7 | 1.5 | 23.9 | 12.8 | 0 | -6.3 | -5 | -6.7
-12 | -15 | -0.6 | -7.8 | 21.7 | 3.3 | 11.1 | -0.6 | 0.6 | -11.1 | 22.8 | 3.3 | 4 | 1 | 17.6 | 10.7 | 14.4 | 8.3 | 7.8 | 5 | 12.2 | 8.3 | 12.2 | 7.8 | 2.8 | -6.1 | 10 | 1.1 | 18 | 17 | 21.3 | 17.3 | 23.9 | 19.4 | 21.7 | 18.3 | 14.4 | 8.3 | 22.2 | 8.9 | 24.4 | 20 | 9.4 | 5 | 7.8 | -6.1 | 7.2 | 0.8 | 4.4 | -6.1 | 17.8 | 1.1 | 8.9 | 0.1 | 23.3 | 21.1 | 17.1 | 9.3 | 10 | 2.8 | 0 | 0 | -3.3 | -12.2 | -3.9 | -20 | -1.1 | -8.3 | -4.4 | -10.6 | 14.4 | 2.2 | -4.3 | -7.9 | 13.9 | 6.7 | 15.6 | 13.3 | 3.3 | -8.9 | 20 | 14.4 | 20.6 | 11.3 | 6.7 | -4.4 | 5 | -3.9 | 15 | 12.5 | 15.6 | 13.3 | 13.9 | 2.2 | 5.7 | -1.9 | 11.1 | 8.3 | 1.1 | -6.1 | 3.3 | -5.4 | 15.4 | -3.5 | 13 | 1.7 | -4.8 | -12.5 | 11.7 | 0 | -3.3 | -12.8 | -3.3 | -10 | 2.2 | -8.3 | 20.4 | 16.5 | 2 | -2 | 10 | 1.1 | 6.1 | 5 | 0.6 | -12.2 | 13.3 | -0.6 | 1 | -2 | 15.9 | 13.2 | 18.3 | 12.2 | -0.7 | -6.7 | 20.6 | 11.7 | 16.9 | 10.1 | -6.1 | -12.2 | 21.1 | 16.7 | 5.6 | 0 | 20.3 | 10.4 | 22.8 | 19.4 | 22 | 10.5 | 17.2 | -8.3 | 9.4 | -1.2 | 19.4 | 11.7 | 13.9 | 6.7 | 5 | -3.3 | 4.6 | 0.5 | 23.3 | 12.2 | -2.2 | -7.2 | -6.1 | -9.4
-13 | -16 | -1.7 | -6.7 | 20.6 | 3.3 | 9.4 | -0.6 | -0.7 | -10.5 | 20.6 | 3.3 | 5 | 1 | 15.7 | 10.5 | 13.9 | 10.6 | 7.8 | 5 | 11.1 | 8.3 | 11.1 | 7.2 | 2.2 | -5.4 | 9.6 | 1.2 | 18 | 17 | 21 | 17.2 | 24.4 | 19.4 | 19.4 | 17.8 | 12.2 | 8.3 | 20.6 | 9.4 | 24 | 19.5 | 9.4 | 5 | 6.7 | -4.7 | 6.7 | 0.6 | 2.8 | -6.1 | 17.2 | 1.7 | 7.8 | -0.4 | 23.3 | 21.1 | 15.6 | 10 | 10.6 | 2.8 | 0 | 0 | -3.9 | -13.9 | -4.4 | -20 | -2.2 | -7.8 | -4.4 | -8.9 | 13.9 | 2.2 | -5 | -8.9 | 12.2 | 6.7 | 15.6 | 13.3 | 1.1 | -6.7 | 18.9 | 15 | 18.9 | 11.1 | 6.3 | -3.9 | 3.7 | -3.8 | 13.9 | 12.1 | 15.6 | 13.3 | 13.3 | 6.1 | 3.3 | -2.8 | 10.6 | 7.8 | 0.6 | -6.1 | 1.7 | -5.9 | 14.1 | -4.1 | 9.8 | 1.2 | -5.2 | -12.2 | 11.7 | -2.8 | -4.4 | -11.7 | -3.9 | -10 | 0.6 | -8.3 | 20 | 16.7 | 1 | -3 | 8.3 | 1.1 | 6.1 | 4.4 | 0 | -12.2 | 13.3 | 0 | 0 | -3 | 15.2 | 13.1 | 17.8 | 12.2 | -1.1 | -7.8 | 18.3 | 9.4 | 15.6 | 9.4 | -7.2 | -11.7 | 20.6 | 16.7 | 5 | 0 | 18.3 | 10 | 22.8 | 19.4 | 20 | 11.1 | 17.2 | -8.3 | 8.9 | -1.6 | 17.8 | 12.8 | 12.8 | 6.7 | 4.4 | -3.3 | 2.2 | -0.6 | 22.8 | 12.8 | -2.2 | -6.6 | -5.6 | -8.3
-13 | -16 | -1.7 | -5 | 19.4 | 3.3 | 8.9 | -0.6 | -2 | -11.7 | 18.9 | 3.3 | 6 | 2 | 13.9 | 10 | 15 | 5 | 7.2 | 4.4 | 11.1 | 8.9 | 10 | 5.4 | 1.7 | -5.2 | 9.3 | 1.5 | 18 | 17 | 20.6 | 17.2 | 23.9 | 18.3 | 18.3 | 17.2 | 11.7 | 8.3 | 18.9 | 9.4 | 23.7 | 19.2 | 10 | 4.4 | 5.5 | -4.1 | 5.9 | -0.1 | 2.8 | -6.1 | 17.8 | 0.6 | 6.7 | -1.1 | 22.8 | 21.1 | 14.8 | 9.8 | 10 | 3.3 | 0 | 0 | -5 | -12.8 | -5.6 | -16.7 | -1.1 | -8.3 | -4.4 | -8.9 | 13.3 | 2.8 | -5.6 | -9.1 | 11.1 | 7.2 | 15.6 | 13.3 | 1.7 | -7.2 | 17.8 | 14.4 | 17.8 | 11.4 | 6 | -4.2 | 2.4 | -4.2 | 12.8 | 11.7 | 15 | 13.3 | 12.2 | 6.7 | 2.9 | -2.3 | 10 | 6.7 | -0.6 | -6.7 | 0 | -7.2 | 12.8 | -5.6 | 6.7 | 0.6 | -5.6 | -12.8 | 8.9 | 0.6 | -4.4 | -11.7 | -4.4 | -10.6 | 0 | -8.3 | 19.6 | 16.7 | 0 | -2 | 6.7 | 0.6 | 5.6 | 4.4 | 0.6 | -8.3 | 11.7 | 4.4 | 0 | -3 | 14.4 | 12.8 | 18.3 | 13.9 | -2 | -6.7 | 15 | 10.6 | 15.4 | 9.6 | -7.2 | -11.7 | 20.6 | 16.7 | 5.6 | -3.3 | 16.8 | 9.8 | 22.8 | 19.4 | 19.4 | 12 | 16.7 | -8.9 | 8.3 | -2.8 | 17.2 | 12.8 | 12.8 | 7.2 | 3.9 | -3.3 | 1.3 | -1 | 22.8 | 12.8 | -2.2 | -6.6 | -6.7 | -9.4
-13 | -16 | -2.2 | -5 | 18.3 | 3.3 | 8.3 | -1.7 | -3.3 | -13.9 | 18.3 | 3.3 | 6 | 2 | 13 | 9.5 | 13.9 | 7.8 | 5.6 | 3.9 | 11.1 | 8.3 | 8.3 | 4.7 | 1.1 | -6.1 | 8.9 | 1.7 | 17 | 16 | 20 | 17 | 23.3 | 18.3 | 18.3 | 17.2 | 12.2 | 8.3 | 17.2 | 9.4 | 23.3 | 18.9 | 9.4 | 4.4 | 4.4 | -4.4 | 5.2 | -0.9 | 2.2 | -6.1 | 17.2 | 0.6 | 6.5 | -0.6 | 22.8 | 21.1 | 14.1 | 9.4 | 7.2 | 3.3 | 0 | -1 | -6.7 | -13.3 | -5.6 | -17.8 | -3.3 | -8.3 | -4.4 | -8.3 | 12.8 | 3.3 | -6.1 | -9.5 | 10.6 | 7.2 | 15 | 13.3 | 0.6 | -6.7 | 16.1 | 14.4 | 16.7 | 11.2 | 5.6 | -5 | 1.1 | -5.6 | 12.8 | 11.9 | 13.9 | 12.8 | 11.1 | 7.2 | 2.6 | -2.4 | 8.9 | 6.7 | -0.6 | -6.7 | -1.1 | -6.5 | 12.2 | -4.7 | 5.2 | 0 | -5.6 | -11.6 | 7.8 | 1.1 | -3.9 | -11.1 | -5 | -9.9 | -0.6 | -7.2 | 19.3 | 16.7 | 0 | -3 | 5 | 0 | 5.6 | 4.4 | -0.6 | -8.9 | 8.9 | 6.1 | -1 | -4 | 13.9 | 12.7 | 18.3 | 13.9 | -3 | -6.8 | 14.4 | 10.6 | 15.2 | 9.6 | -7.8 | -11.7 | 20.6 | 17.2 | 5 | -3.9 | 15.4 | 9.6 | 22.2 | 19.4 | 18.9 | 12.9 | 16.1 | -8.9 | 7.4 | -1.6 | 17.8 | 13.3 | 11.7 | 6.7 | 3.9 | -2.2 | 0.3 | -1.6 | 22.8 | 12.8 | -2.2 | -7.2 | -7.2 | -11.7
-13 | -16 | 1.1 | -3.9 | 16.7 | 3.9 | 9.4 | -3.3 | -2.9 | -11.6 | 17.2 | 3.3 | 5 | 2 | 12 | 8.5 | 13.3 | 10 | 5 | 4.4 | 11.7 | 7.8 | 6.7 | 3.3 | 0.4 | -5.2 | 8.2 | 1.6 | 17 | 17 | 19.5 | 16.9 | 23.3 | 18.3 | 18.3 | 17.2 | 11.7 | 8.9 | 17.2 | 10 | 22.9 | 19.1 | 9.4 | 4.4 | 3.7 | -3.6 | 4.4 | -1.7 | 2.2 | -6.1 | 15.6 | 1.7 | 6.3 | -0.2 | 22.2 | 20 | 13.3 | 8.9 | 6.1 | 2.8 | 0 | -1 | -6.3 | -11.7 | -5.6 | -17.8 | -3.3 | -8.3 | -3.9 | -7.8 | 12.8 | 3.3 | -6.7 | -10.6 | 10 | 7.2 | 13.3 | 12.2 | 2.2 | -7.8 | 16.7 | 14.4 | 15.6 | 11.1 | 4.8 | -4.2 | 0.4 | -4.4 | 12.8 | 12.1 | 15 | 12.8 | 10.6 | 7.8 | 2.2 | -2.8 | 10 | 7.2 | 0 | -7.2 | -2.2 | -6.7 | 11.7 | -4.7 | 3.7 | -0.8 | -5.6 | -11.4 | 7.2 | 0 | -3.9 | -11.1 | -5.5 | -9.9 | -1.1 | -7.8 | 18.9 | 16.7 | -1 | -3 | 5.6 | 0 | 5.6 | 4.4 | 0 | -9.4 | 8.3 | 6.1 | -1 | -3 | 13.3 | 12.4 | 17.2 | 13.9 | -3.9 | -7.2 | 12.2 | 8.9 | 15 | 9.4 | -7.8 | -11.1 | 20.6 | 17.8 | 5 | -4.4 | 13.9 | 8.9 | 22.2 | 20 | 18.3 | 13.3 | 15 | -8.9 | 6.5 | -1.2 | 18.9 | 13.3 | 10 | 6.1 | 3.9 | -2.2 | -0.6 | -2.2 | 22.8 | 13.3 | -2.4 | -6.8 | -8.9 | -12.2
-13 | -16 | 1.7 | -3.3 | 16.1 | 4.4 | 6.1 | -3.9 | -2.6 | -10.6 | 17.2 | 3.3 | 6 | 2 | 11.1 | 7.8 | 11.7 | 8.9 | 4.4 | 3.3 | 11.7 | 8.9 | 4.4 | 2.2 | -0.4 | -5 | 7.4 | 1.2 | 17 | 16 | 18.9 | 16.7 | 23.3 | 17.8 | 19.4 | 18.3 | 11.7 | 9.4 | 15.6 | 10.6 | 22.6 | 19.2 | 9.4 | 4.4 | 2.9 | -3.6 | 3.5 | -1.6 | 0.6 | -6.7 | 13.9 | 1.7 | 6.1 | 0 | 22.8 | 20.6 | 12.8 | 8.7 | 6.1 | 2.8 | 0 | -1 | -5.9 | -11 | -5.6 | -17.8 | -4.4 | -8.9 | -3.9 | -7.8 | 12.8 | 4.4 | -7.6 | -10.7 | 9.4 | 6.7 | 15 | 13.3 | 2.2 | -7.2 | 15.6 | 13.9 | 14.8 | 11.2 | 4.1 | -4.3 | -0.4 | -4.2 | 12.8 | 12.2 | 15.6 | 13.3 | 10 | 8.3 | 2 | -2.6 | 10 | 7.8 | -2.2 | -6.7 | -3.3 | -7.8 | 11.1 | -5.6 | 2.2 | -1.7 | -5.6 | -11.7 | 6.7 | -0.6 | -4.4 | -10.6 | -6.1 | -10.6 | -1.1 | -7.2 | 18.7 | 16.3 | -1 | -3 | 2.8 | -0.6 | 5.6 | 3.9 | -0.6 | -8.9 | 8.9 | 6.7 | -1 | -4 | 12.8 | 12.2 | 16.1 | 13.9 | -4.3 | -7 | 11.7 | 7.8 | 14.8 | 9.8 | -7.8 | -11.7 | 20 | 17.2 | 4.4 | -5 | 14.3 | 8.9 | 21.7 | 20 | 18.1 | 13.8 | 15 | -8.9 | 5.6 | -1.1 | 18.9 | 13.3 | 10 | 6.1 | 3.9 | -1.7 | -1.5 | -3 | 22.2 | 13.9 | -2.6 | -6.9 | -9.4 | -12.2
-15 | -17 | -1.1 | -3.9 | 15.6 | 4.4 | 5 | -4.4 | -2.2 | -10.6 | 16.7 | 3.3 | 4 | 2 | 10.5 | 7.4 | 11.1 | 8.9 | 5 | 2.8 | 11.7 | 8.3 | 3.3 | 1.5 | -1.1 | -5.6 | 6.7 | 1.1 | 17 | 16 | 18.3 | 16.3 | 22.8 | 17.2 | 19.4 | 18.9 | 11.7 | 9.4 | 16.1 | 11.1 | 22.2 | 19.4 | 8.3 | 6.1 | 2.2 | -3.9 | 2.6 | -1.7 | 0 | -6.7 | 13.9 | 2.8 | 6.1 | 0 | 22.8 | 20.6 | 12.2 | 8.1 | 6.1 | 2.8 | -1 | -1 | -5.6 | -10.4 | -6.7 | -17.2 | -5.6 | -8.9 | -3.9 | -7.8 | 12.2 | 5 | -8.5 | -11.3 | 8.9 | 6.1 | 14.4 | 13.3 | 1.7 | -6.1 | 15 | 13.9 | 14.1 | 11.1 | 3.3 | -5 | -1.1 | -4.4 | 12.6 | 12.2 | 15.6 | 13.9 | 7.2 | 6.7 | 1.9 | -2.6 | 10 | 8.3 | -2.8 | -8.3 | -3.9 | -7.6 | 10.2 | -3.1 | 1.8 | -1.9 | -5.8 | -11.1 | 5 | 0 | -3.9 | -9.4 | -6.1 | -9.9 | -1.1 | -7.8 | 18.5 | 16 | -1 | -3 | 1.7 | -1.1 | 6.1 | 4.4 | -0.6 | -7.8 | 9.4 | 7.2 | -2 | -5 | 12.4 | 11.8 | 15.6 | 13.9 | -4.6 | -7.2 | 11.1 | 8.3 | 14.6 | 9.9 | -8.3 | -11.7 | 20.6 | 17.2 | 3.3 | -5 | 14.6 | 8.6 | 22.2 | 19.4 | 18 | 14.1 | 15 | -6.7 | 5.4 | -0.9 | 18.3 | 12.2 | 9.4 | 6.1 | 2.8 | -0.6 | -2.4 | -3.9 | 22.2 | 13.9 | -2.8 | -7.8 | -9.4 | -15
-14 | -16 | -1.1 | -3.9 | 15 | 3.9 | 3.9 | -4.4 | -2.8 | -8.6 | 15 | 3.3 | 5 | 4 | 10 | 7.1 | 11.7 | 6.7 | 4.4 | 2.2 | 11.1 | 7.8 | 2.8 | 1.1 | -1.1 | -4.8 | 6.3 | 1 | 16 | 10 | 17.8 | 16 | 22.8 | 17.2 | 18.9 | 18.3 | 11.7 | 10 | 15.6 | 11.1 | 21.8 | 19 | 8.3 | 6.1 | 1.8 | -3.6 | 1.7 | -2.2 | -0.6 | -7.8 | 12.8 | 2.8 | 6.1 | 0 | 22.2 | 20.6 | 11.7 | 7.8 | 5 | 3.9 | -1 | -2 | -5.2 | -9.8 | -5.6 | -17.8 | -8.9 | -8.9 | -3.9 | -6.7 | 11.7 | 5.6 | -9.4 | -12.2 | 8.9 | 6.1 | 13.3 | 12.2 | 2.2 | -6.1 | 15.6 | 14.4 | 13.3 | 11.1 | 3.3 | -4.7 | -1.3 | -4.3 | 12.4 | 12.3 | 15 | 13.9 | 7.2 | 3.9 | 1.7 | -3.3 | 10 | 8.3 | -3.3 | -7.8 | -4.4 | -8 | 9.2 | -1.9 | 1.5 | -2.5 | -5.9 | -11 | 5 | -1.7 | -3.9 | -8.3 | -6.1 | -9.7 | -1.1 | -7.8 | 18.3 | 15.6 | -2 | -3 | 0.6 | -2.2 | 6.1 | 4.4 | -0.6 | -7.8 | 10 | 7.2 | -2 | -5 | 12.1 | 11.5 | 13.9 | 13.3 | -5 | -7.8 | 12.8 | 6.7 | 14.4 | 10 | -8.3 | -13.9 | 20 | 17.8 | 3.3 | -4.4 | 15 | 8.3 | 22.2 | 18.9 | 17.8 | 14.4 | 13.9 | -4.4 | 5.2 | -1.3 | 16.1 | 11.7 | 8.9 | 5.6 | 2.2 | -0.6 | -3.3 | -5 | 22.2 | 13.9 | -2.4 | -7.8 | -9.4 | -16.7
-13 | -15 | -3.3 | -6.1 | 14.4 | 3.9 | 3.3 | -5.6 | -3.3 | -7.5 | 14.4 | 3.3 | 4 | 3 | 9.4 | 6.7 | 11.7 | 2.8 | 3.9 | 1.7 | 10.6 | 8.9 | 2.2 | -0.6 | -1.1 | -4.7 | 6 | 0.7 | 15 | 11 | 17.2 | 15.6 | 22.8 | 17.2 | 19.4 | 18.9 | 10.6 | 9.4 | 14.4 | 11.1 | 21.5 | 18.7 | 8.3 | 6.7 | 1.5 | -3.7 | 1.5 | -2.8 | -1.7 | -7.8 | 11.7 | 3.3 | 6.1 | 0 | 22.2 | 20.6 | 11.5 | 8.4 | 3.9 | 2.8 | -2 | -2 | -4.8 | -9.1 | -6.7 | -16.7 | -5.6 | -8.3 | -3.9 | -6.7 | 9.4 | 5.6 | -10.2 | -12.3 | 8.9 | 6.1 | 13.3 | 12.2 | 2.2 | -3.9 | 15 | 13.9 | 13.3 | 11.2 | 3.3 | -5 | -1.5 | -4.4 | 12.2 | 12.2 | 14.4 | 13.3 | 6.1 | 3.3 | 0.9 | -3 | 9.4 | 8.9 | -3.3 | -9.4 | -5 | -8.9 | 8.3 | -1.1 | 1.1 | -3.3 | -6.1 | -11.7 | 4.4 | -3.3 | -2.8 | -8.3 | -6.1 | -10 | -2.2 | -8.3 | 17.9 | 15.6 | -1 | -3 | 1.7 | -1.1 | 6.1 | 4.4 | -2.2 | -8.3 | 11.7 | 7.2 | -2 | -5 | 11.7 | 11.1 | 13.9 | 12.8 | -5.6 | -7.9 | 13.9 | 7.2 | 14.4 | 10.3 | -8.9 | -12.2 | 20.6 | 17.8 | 2.2 | -1.1 | 14.3 | 8.7 | 21.7 | 19.4 | 17.8 | 15.1 | 12.8 | -3.3 | 5 | -1.7 | 16.1 | 10.6 | 8.3 | 5 | 2.8 | 0.6 | -2.6 | -4.2 | 21.7 | 14.4 | -2.1 | -8.7 | -10.6 | -16.7
-13 | -15 | -3.3 | -6.1 | 13.9 | 3.9 | 1.7 | -5.6 | -3.9 | -7.2 | 14.4 | 3.3 | 3 | 2 | 9.8 | 6.7 | 11.1 | 2.2 | 3.9 | 1.7 | 10 | 8.9 | 2.8 | -1 | -1.1 | -5 | 5.6 | 0.6 | 14 | 9 | 17.4 | 15.9 | 22.8 | 16.7 | 19.4 | 18.9 | 11.1 | 9.4 | 15 | 11.1 | 21.1 | 18.3 | 8.9 | 6.7 | 1.1 | -4.4 | 1.3 | -3.8 | -0.6 | -7.8 | 11.7 | 3.3 | 5.7 | 0.8 | 20.6 | 19.4 | 11.3 | 9.1 | 3.9 | 3.3 | -2 | -2 | -4.4 | -8.9 | -7.8 | -15.6 | -5.9 | -8 | -3.9 | -6.7 | 6.7 | 3.9 | -10.9 | -12.7 | 8.9 | 6.7 | 12.8 | 12.2 | 1.7 | -5.6 | 15 | 13.3 | 13.3 | 11.6 | 3.3 | -6.1 | -1.7 | -5 | 12.2 | 12.2 | 13.9 | 13.3 | 6.1 | 3.3 | 0.2 | -3.3 | 10 | 8.9 | -3.9 | -9.4 | -3.3 | -7.5 | 9.2 | -0.4 | 1.7 | -2.6 | -5.7 | -11.3 | 3.9 | -3.9 | -2.2 | -8.3 | -5.9 | -9.4 | -2.2 | -8.3 | 17.6 | 15.6 | 0 | -3 | 0 | -2.2 | 6.1 | 5 | -2.8 | -7.8 | 12.8 | 6.1 | -2 | -5 | 12.2 | 11.5 | 14.4 | 13.3 | -6.1 | -8.2 | 13.9 | 6.7 | 14.4 | 10.5 | -9.4 | -11.1 | 20.6 | 18.3 | 1.7 | -1.7 | 13.5 | 8.8 | 21.7 | 18.9 | 17.8 | 15.6 | 12.2 | -2.2 | 4.8 | -1.3 | 10.6 | 7.8 | 8.3 | 4.4 | 3.3 | 0.6 | -1.8 | -3.6 | 21.7 | 14.4 | -1.7 | -10.6 | -10.6 | -13.9
-13 | -16 | -3.3 | -5.6 | 14.4 | 5.6 | 2.2 | -5 | -3.7 | -6.9 | 14.4 | 3.3 | 4 | 2 | 10.2 | 6.7 | 11.1 | 1.7 | 4.4 | 2.2 | 9.4 | 8.3 | 3.9 | -1.7 | 0.4 | -3.9 | 6.1 | 0.6 | 14 | 8 | 17.6 | 16.3 | 22.2 | 17.2 | 20 | 18.9 | 11.1 | 9.4 | 14.4 | 10.6 | 22 | 18.4 | 8.9 | 6.7 | 1.5 | -3.1 | 1.1 | -5.6 | -1.1 | -7.2 | 9.4 | 3.3 | 5.4 | 1.5 | 19.4 | 18.3 | 11.1 | 9.4 | 4.4 | 4.4 | -2 | -3 | -4.4 | -8.9 | -7.2 | -15 | -6.1 | -8.3 | -3.9 | -6.7 | 5 | 3.3 | -11.7 | -13.3 | 8.9 | 6.7 | 12.8 | 12.2 | 1.7 | -6.7 | 14.4 | 13.3 | 13.3 | 11.7 | 4.2 | -5.2 | -1.1 | -4.4 | 12.2 | 12.2 | 13.3 | 12.8 | 5 | 3.3 | -0.6 | -3.9 | 10 | 8.9 | -4.4 | -11.1 | -1.7 | -6.8 | 10.2 | 0.2 | 2.2 | -2.4 | -5.4 | -11.6 | 4.4 | -6.1 | -2.2 | -8.3 | -5.8 | -9.3 | -1.7 | -8.3 | 17.2 | 15.6 | 1 | -2 | -0.6 | -2.8 | 5 | 3.3 | -3.3 | -7.8 | 12.8 | 5.6 | -3 | -5 | 12.8 | 11.9 | 15.6 | 13.9 | -6.7 | -8.9 | 12.2 | 7.2 | 14.4 | 10.6 | -9.4 | -12.2 | 20.6 | 18.3 | 1.1 | -0.6 | 12.8 | 8.9 | 21.7 | 18.9 | 17.8 | 16.1 | 8.9 | 2.2 | 4.6 | -1.1 | 5 | 3.3 | 7.8 | 3.9 | 3.9 | 1.1 | -1.1 | -3.3 | 21.7 | 15 | 0.3 | -8.6 | -11.1 | -18.3
-13 | -15 | -2.8 | -5 | 15 | 4.4 | 2.8 | -1.7 | -3.5 | -7 | 13.9 | 3.3 | 4 | 2 | 10.6 | 6.7 | 13.3 | 1.7 | 5.6 | 2.2 | 10.6 | 8.9 | 6.1 | 2.2 | 1.8 | -3.8 | 6.7 | 1 | 14 | 8 | 17.8 | 16.7 | 22.8 | 17.8 | 20 | 18.3 | 10.6 | 8.9 | 15 | 10.6 | 23 | 18.4 | 8.9 | 6.7 | 1.8 | -2.6 | 1.5 | -5 | -1.7 | -7.8 | 11.7 | 3.3 | 5 | 2.2 | 18.9 | 17.8 | 13.7 | 10 | 5 | 3.9 | -2 | -3 | -2.8 | -6.1 | -2.8 | -12.8 | -6.1 | -8.9 | -3.3 | -6.7 | 3.9 | 2.8 | -10.2 | -12.4 | 8.3 | 6.7 | 12.2 | 12.2 | 1.1 | -7.8 | 14.4 | 12.8 | 14.8 | 12.9 | 5.2 | -5.1 | -0.6 | -4.2 | 12.2 | 12.2 | 13.9 | 12.8 | 5 | 3.3 | 1.3 | -3 | 10 | 8.9 | -4.4 | -11.1 | 0 | -6.7 | 11.1 | 0.6 | 2.8 | -2.2 | -5 | -12.8 | 4.4 | -4.4 | -1.7 | -7.8 | -5.6 | -9.4 | -2.2 | -8.3 | 17.4 | 15.9 | 1 | -1 | 1.7 | -1.7 | 5.6 | 3.9 | -1.7 | -5.6 | 13.9 | 6.1 | -1 | -3 | 13.3 | 12.2 | 15.6 | 14.4 | -4.8 | -7.7 | 12.2 | 7.8 | 16.3 | 11.5 | -10 | -12.2 | 20.6 | 18.9 | 0 | -0.6 | 13.7 | 9.4 | 21.7 | 18.9 | 18.2 | 13.1 | 8.9 | 1.1 | 4.4 | -1.1 | 3.9 | 2.2 | 8.3 | 4.4 | 5 | 0.6 | 1.7 | -0.8 | 20.6 | 15.6 | 2.4 | -7.9 | -10.6 | -16.1
-13 | -15 | -2.8 | -5.6 | 15.6 | 4.4 | 6.7 | -5 | -3.3 | -7.8 | 17.2 | 3.3 | 6 | 3 | 14.1 | 8.7 | 17.8 | 1.1 | 7.2 | 3.3 | 12.2 | 9.4 | 12.2 | 5.6 | 3.3 | -3.9 | 7.2 | 1.1 | 14 | 6 | 20.4 | 17.4 | 23.9 | 17.2 | 20 | 18.3 | 12.2 | 9.4 | 15.6 | 11.7 | 23.9 | 18.3 | 8.9 | 6.7 | 2.2 | -2.2 | 1.8 | -5.4 | 1.7 | -6.1 | 13.3 | 5.6 | 6.7 | 4.5 | 18.9 | 17.8 | 16.3 | 10 | 5.6 | 4.4 | -3 | -4 | -2.2 | -5.6 | -1.1 | -11.7 | -2.8 | -7.2 | -3.3 | -6.7 | 4.4 | 2.8 | -8.7 | -11.6 | 8.9 | 6.7 | 12.2 | 12.2 | 2.2 | -5.6 | 15 | 12.8 | 16.3 | 13.8 | 6.1 | -5.6 | 0 | -4.4 | 12 | 12 | 11.7 | 10.6 | 8.3 | 3.3 | 3.1 | -2.5 | 10 | 8.9 | -3.9 | -11.7 | 4.4 | -5 | 13.1 | 0.8 | 6.9 | -0.3 | -3.1 | -11.3 | 5.6 | -3.3 | 0.6 | -7.2 | -3.2 | -8 | 1.1 | -5.6 | 17.6 | 16.3 | 2 | -2 | 4.4 | 0.6 | 6.1 | 3.9 | 2.8 | -3.9 | 16.1 | 6.1 | 0 | -4 | 16.5 | 14 | 16.1 | 15 | -3 | -6.8 | 14.4 | 7.2 | 18.1 | 12.1 | -9.4 | -11.7 | 21.7 | 19.4 | -0.6 | -0.6 | 14.7 | 9.7 | 22.2 | 18.9 | 18.5 | 9.3 | 9.4 | 1.1 | 4.4 | -0.7 | 3.3 | 0.6 | 9.4 | 6.1 | 4.4 | 1.7 | 4.4 | 1.4 | 19.4 | 15.6 | 4.4 | -8.3 | -9.4 | -17.8
-12 | -13 | -2.2 | -5 | 18.9 | 7.2 | 7.8 | -6.1 | -1.6 | -7 | 19.4 | 6.1 | 6 | 3 | 17.6 | 10.3 | 19.4 | -2.8 | 10 | 3.9 | 13.3 | 9.4 | 17.8 | 6.1 | 7 | -3.1 | 9.1 | 1.7 | 16 | 5 | 23 | 17.7 | 24.4 | 17.8 | 20.6 | 18.9 | 16.7 | 10.6 | 16.1 | 12.8 | 24.6 | 19.2 | 10 | 7.2 | 2 | -1.3 | 2.2 | -6.1 | 4.4 | -5.6 | 16.7 | 5.6 | 8.3 | 6.6 | 19.4 | 18.3 | 18.9 | 9.4 | 7.8 | 5 | -3 | -4 | -1.7 | -5.6 | 1.7 | -11.1 | -0.6 | -6.7 | -2.8 | -6.7 | 5.6 | 1.1 | -7.2 | -11.7 | 8.9 | 6.7 | 12.8 | 12.2 | 2.8 | -6.1 | 15.6 | 12.8 | 17.8 | 15 | 7.4 | -5.3 | 3.3 | -3.1 | 11.9 | 11.9 | 12.8 | 8.3 | 10 | 0 | 5 | -2.8 | 10.6 | 8.9 | -1.7 | -10 | 8.9 | -5.4 | 15.2 | 1 | 10.9 | 1.2 | -1.3 | -10.8 | 6.1 | -2.2 | 2.2 | -6.7 | -0.7 | -7.1 | 4.4 | -4.4 | 17.8 | 16.7 | 2 | -1 | 7.2 | 1.1 | 7.2 | 3.3 | 5 | -3.9 | 18.3 | 6.1 | 1 | -4 | 19.6 | 15.5 | 20 | 16.1 | -1.1 | -6.7 | 17.8 | 7.2 | 20 | 12.8 | -9.4 | -12.2 | 23.3 | 18.9 | -0.6 | -1.7 | 15.6 | 10 | 22.8 | 18.9 | 18.9 | 3.9 | 9.4 | 1.7 | 4.4 | -0.7 | 2.8 | -0.6 | 12.2 | 5.6 | 5.6 | 1.7 | 7.2 | 3.9 | 19.4 | 16.1 | 5.9 | -6.8 | -5.6 | -15
-12 | -14 | -2.2 | -5.6 | 21.1 | 10 | 10.6 | -3.9 | 0 | -7.1 | 22.2 | 5.6 | 4 | 2 | 21.1 | 11.7 | 21.1 | -3.3 | 13.3 | 3.3 | 13.9 | 8.3 | 21.7 | 3.9 | 10.7 | -4 | 10.9 | 2.5 | 17 | 3 | 25.6 | 17.8 | 25.6 | 17.8 | 22.2 | 18.3 | 20.6 | 11.7 | 16.7 | 14.4 | 25.4 | 20.2 | 10.6 | 7.2 | 1.9 | -0.4 | 2.9 | -5.1 | 7.2 | -4.4 | 17.8 | 6.1 | 10 | 8.9 | 20.6 | 17.2 | 20.2 | 9.5 | 9.4 | 3.9 | -3 | -5 | -1.7 | -3.3 | 4.4 | -11.1 | 2.8 | -6.1 | -2.2 | -6.1 | 7.8 | 2.8 | -5.5 | -10.1 | 8.9 | 7.2 | 14.4 | 12.8 | 2.2 | -7.2 | 15.6 | 12.2 | 19.3 | 15.8 | 8.7 | -5.6 | 6.7 | -2.6 | 11.7 | 11.7 | 12.8 | 7.8 | 11.1 | -0.6 | 7.2 | -2 | 11.1 | 9.4 | -1.1 | -8.3 | 13.3 | -8.9 | 17.2 | 0.6 | 15 | 2.2 | 0.6 | -11.7 | 6.7 | -2.8 | 3.3 | -5 | 1.7 | -7.8 | 6.7 | -3.9 | 20 | 17 | 2 | -1 | 8.9 | 1.7 | 6.7 | 4.4 | 7.2 | -3.9 | 19.4 | 6.7 | 2 | -4 | 22.8 | 16.7 | 20 | 16.7 | -0.4 | -6.4 | 18.9 | 8.3 | 20.9 | 12.9 | -7.8 | -11.7 | 24.4 | 18.9 | 0 | -2.2 | 17.8 | 10.9 | 23.9 | 18.9 | 20.6 | 3.8 | 4.4 | 1.7 | 4.4 | -0.6 | 2.8 | -2.2 | 13.9 | 5 | 6.1 | 2.8 | 9.1 | 4.3 | 21.1 | 16.1 | 7.4 | -6.3 | -4.4 | -11.1
-10 | -12 | -1.7 | -5 | 23.3 | 11.1 | 12.8 | -3.9 | 1.7 | -8.9 | 23.9 | 5 | 7 | 4 | 23 | 11.4 | 22.8 | -3.9 | 14.4 | 1.1 | 13.9 | 8.9 | 21.7 | 5.6 | 14.4 | -7.2 | 12.8 | 2.8 | 18 | 4 | 25.8 | 18 | 25.6 | 18.9 | 23.3 | 18.9 | 23.3 | 11.7 | 17.2 | 15 | 26.1 | 21.1 | 10 | 7.2 | 1.7 | 0 | 3.7 | -4.6 | 8.3 | -2.8 | 20.6 | 5.6 | 11.5 | 9.6 | 21.7 | 17.2 | 21.5 | 9.1 | 11.1 | 2.8 | -3 | -5 | -1.1 | -2.2 | 5.6 | -10.6 | 4.4 | -5 | -1.1 | -5 | 9.4 | 3.3 | -3.9 | -9.4 | 9.4 | 7.2 | 15.6 | 13.3 | 0 | -7.2 | 16.1 | 12.2 | 20.7 | 16.3 | 10 | -7.2 | 10 | -3.3 | 11.1 | 11.1 | 12.8 | 7.2 | 12.8 | -3.3 | 9.5 | -1.9 | 11.1 | 10 | 0.6 | -8.3 | 15.3 | -7.3 | 18.9 | 0.5 | 17.4 | 1.8 | 1.7 | -10.2 | 7.2 | -3.3 | 5 | -5 | 2.8 | -6.3 | 10 | -2.2 | 22.2 | 17.4 | 2 | -1 | 12.2 | 2.8 | 8.3 | 4.4 | 9.4 | -3.9 | 21.1 | 8.3 | 2 | -3 | 23.2 | 16.8 | 21.7 | 17.2 | 0.4 | -6.9 | 19.4 | 8.9 | 21.9 | 12.8 | -6.7 | -12.2 | 25 | 18.3 | 1.1 | -2.2 | 20 | 11.3 | 25 | 18.9 | 22.2 | 3.3 | 1.1 | -1.1 | 3.9 | 0.2 | 1.7 | -3.3 | 16.7 | 3.9 | 7.2 | 4.4 | 10.9 | 4.4 | 21.7 | 16.1 | 8.9 | -6.7 | -2.2 | -11.7
-10 | -13 | -1.7 | -4.4 | 25 | 11.1 | 15 | -2.2 | 2.6 | -8.6 | 26.1 | 5 | 8 | 3 | 24.8 | 11.1 | 22.2 | 2.8 | 15.6 | 3.9 | 15 | 8.9 | 23.9 | 3.9 | 14.4 | -6.8 | 13.7 | 2.3 | 19 | 4 | 25.9 | 18.1 | 25 | 18.3 | 22.2 | 19.4 | 24.4 | 10.6 | 18.3 | 15.6 | 26.3 | 20.9 | 10 | 7.2 | 3 | 0.5 | 4.4 | -5 | 13.9 | -1.7 | 22.8 | 5.6 | 12.9 | 10.1 | 23.3 | 20 | 22.8 | 8.9 | 11.1 | 2.8 | -2 | -4 | -1.1 | -1.7 | 6.7 | -9.4 | 6.1 | -4.4 | -1.1 | -4.4 | 10 | 3.3 | -2.2 | -9.4 | 9.4 | 6.7 | 16.1 | 13.3 | -0.6 | -10 | 16.7 | 13.3 | 22.2 | 17.2 | 10.2 | -6.7 | 11.1 | -2.7 | 10.6 | 10.6 | 13.9 | 6.7 | 13.3 | -10 | 11.7 | -2.8 | 11.1 | 10 | 2.8 | -6.7 | 17.4 | -7 | 20.5 | 0.3 | 19.8 | 1.3 | 2.8 | -9.6 | 7.2 | -2.2 | 6.1 | -5 | 3.9 | -5.7 | 11.7 | -2.2 | 24.4 | 17.2 | 3 | -1 | 14.4 | 3.9 | 9.4 | 3.9 | 11.7 | -5.6 | 22.2 | 10 | 3 | -4 | 23.5 | 16.3 | 20.6 | 18.3 | 1.1 | -8.9 | 20 | 10 | 22.8 | 12.8 | -5.6 | -12.2 | 25.6 | 17.8 | 2.2 | -2.2 | 22.2 | 11.7 | 27.2 | 18.3 | 23.9 | 2.8 | 0.6 | -1.1 | 3.3 | 1 | 2.8 | -3.9 | 18.3 | 4.4 | 8.9 | 3.3 | 12.8 | 4.4 | 20 | 16.7 | 10.4 | -6.9 | -1.1 | -6.1
-10 | -13 | -1.1 | -3.9 | 25.6 | 9.4 | 16.1 | -1.1 | 3.5 | -9.4 | 27.2 | 3.3 | 9 | 2 | 26.7 | 10 | 22.2 | 2.2 | 16.1 | 1.1 | 15.6 | 9.4 | 25.6 | 5 | 14.4 | -6.8 | 14.7 | 1.6 | 19 | 2 | 26.1 | 18.3 | 25.6 | 18.3 | 19.4 | 18.9 | 25 | 9.4 | 18.9 | 15.6 | 26.5 | 20.8 | 10 | 7.8 | 4.3 | 0.8 | 5.2 | -4.3 | 16.1 | -1.7 | 25 | 4.4 | 14.4 | 10.6 | 26.1 | 16.1 | 23.3 | 8.2 | 11.7 | 2.2 | -2 | -3 | -2.2 | -2.8 | 7.8 | -9.4 | 6.7 | -3.9 | -1.1 | -4.4 | 8.9 | 3.3 | -1.3 | -8.3 | 10 | 7.2 | 16.1 | 13.3 | -1.1 | -15 | 16.7 | 13.9 | 23.3 | 16.6 | 10.4 | -6.5 | 12.2 | -2.5 | 10 | 10 | 13.9 | 6.1 | 13.3 | -11.1 | 12.8 | -2 | 11.1 | 10 | 1.7 | -7.2 | 19.4 | -8.3 | 22.2 | 0 | 22.2 | -0.6 | 3.9 | -10.6 | 8.3 | -1.7 | 6.7 | -4.4 | 5 | -6.1 | 12.8 | -1.7 | 25.9 | 14.4 | 5 | -1 | 16.1 | 2.2 | 10 | 5.6 | 12.8 | -6.7 | 23.3 | 10.6 | 5 | -3 | 23.9 | 16.1 | 24.4 | 17.8 | 1.3 | -7.8 | 19.4 | 8.9 | 23.3 | 12.9 | -4.4 | -12.2 | 26.1 | 17.2 | 3.9 | -1.1 | 23.7 | 12.7 | 26.1 | 17.8 | 23.7 | 1.3 | 0.6 | -1.1 | 2.8 | 1.7 | 2.8 | -5.6 | 19.4 | 5 | 7.2 | 1.7 | 13.2 | 5.6 | 20 | 16.7 | 11.8 | -8.7 | -0.6 | -10
-8 | -14 | -0.6 | -3.3 | 26.7 | 10.6 | 16.1 | -0.6 | 4.4 | -12.2 | 28.9 | 3.3 | 9 | 3 | 27.1 | 9.9 | 20 | 10.6 | 16.7 | 1.7 | 15.6 | 10 | 25.6 | 3.3 | 14.4 | -8.3 | 15.6 | 0.6 | 20 | 3 | 26.1 | 18.3 | 26.7 | 17.8 | 18.3 | 17.8 | 26.1 | 8.9 | 18.9 | 16.1 | 26.7 | 20.6 | 10.6 | 8.3 | 5.6 | 1.1 | 5.9 | -4.3 | 16.1 | -2.2 | 25.6 | 3.9 | 12.7 | 8.6 | 26.7 | 10.6 | 23.9 | 7.6 | 12.8 | 2.2 | -2 | -4 | -2.2 | -2.2 | 8.9 | -10.6 | 7.8 | -2.8 | -0.6 | -3.9 | 7.8 | 2.8 | -0.3 | -7.8 | 7.8 | 5.6 | 16.7 | 13.3 | -0.6 | -12.8 | 16.1 | 13.3 | 24.5 | 16 | 10.6 | -7.8 | 13.3 | -2.8 | 10 | 10 | 14.4 | 4.4 | 14.4 | -11.1 | 13.9 | -1.8 | 11.7 | 10 | 3.9 | -7.2 | 19.2 | -8.8 | 22.2 | -0.4 | 22.4 | -0.9 | 4.3 | -9.1 | 6.7 | -1.1 | 7.8 | -4.4 | 5.9 | -4.5 | 13.9 | -1.7 | 27.4 | 10.2 | 6 | -3 | 16.1 | 1.1 | 10.6 | 6.1 | 13.3 | -6.1 | 22.8 | 10 | 6 | -2 | 23.7 | 16.3 | 25 | 17.2 | 1.5 | -7.6 | 22.2 | 10 | 23.9 | 13.2 | -2.8 | -13.3 | 27.8 | 17.8 | 6.1 | -0.6 | 25.2 | 14.1 | 25 | 20 | 23.5 | 0.6 | 0.6 | -1.1 | 2.6 | 1.6 | 2.2 | -6.1 | 20.6 | 1.7 | 7.2 | 3.9 | 13.5 | 6.9 | 20.6 | 16.7 | 13.3 | -12.8 | -0.6 | -10
-7 | -13 | 0.6 | -2.8 | 26.1 | 10 | 17.2 | -1.1 | 3.7 | -9.9 | 29.4 | 3.9 | 9 | 1 | 27.4 | 9.3 | 20.6 | 5.6 | 16.7 | 1.7 | 16.1 | 9.4 | 25.6 | -5.6 | 15.2 | -7.3 | 16 | 0.5 | 20 | 2 | 26.1 | 18.3 | 26.7 | 17.8 | 18.3 | 17.2 | 26.1 | 9.4 | 19.4 | 16.7 | 26.3 | 20.6 | 10.6 | 7.8 | 6 | 0.5 | 6.7 | -5 | 17.2 | -2.8 | 24.4 | 3.3 | 11.1 | 6.5 | 26.1 | 11.7 | 24.4 | 6.7 | 12.2 | 1.7 | -1 | -3 | -1.7 | -2.2 | 9.4 | -12.2 | 7.8 | -1.1 | -0.6 | -3.9 | 7.8 | 2.8 | 0.6 | -8.9 | 7.2 | 5.6 | 16.7 | 12.8 | -1.7 | -13.3 | 14.4 | 12.2 | 25.6 | 15 | 9.8 | -5.1 | 13.9 | -3 | 10 | 10 | 12.8 | 2.8 | 14.4 | -10 | 15 | -2.2 | 11.1 | 10 | 3.3 | -6.7 | 19.1 | -9.8 | 22.2 | -0.4 | 22.6 | -0.7 | 4.6 | -8.8 | 8.9 | 0 | 8.3 | -5 | 6.9 | -4 | 14.4 | -1.1 | 28.9 | 2.8 | 6 | -4 | 16.7 | 1.1 | 8.9 | 4.4 | 13.9 | -7.2 | 23.3 | 10 | 6 | -2 | 23.5 | 16.1 | 25 | 16.7 | 1.7 | -8.9 | 23.3 | 10 | 24.4 | 13.3 | -2.2 | -12.8 | 27.2 | 17.8 | 6.7 | 0 | 26.7 | 15 | 13.9 | 12.8 | 23.3 | -1.1 | 0.6 | -1.1 | 2.4 | 1.7 | 1.7 | -6.7 | 20.6 | 2.8 | 9.4 | 2.2 | 13.9 | 7.8 | 21.1 | 17.8 | 13.1 | -11.6 | 0 | -10
-9 | -15 | 0 | -2.2 | 26.1 | 10 | 16.1 | -2.2 | 2.9 | -8.9 | 29.4 | 3.9 | 8 | 2 | 27.8 | 8.9 | 18.9 | 7.2 | 16.7 | 1.7 | 15.6 | 9.4 | 22.2 | 5 | 15.9 | -7.4 | 16.3 | 0 | 19 | 5 | 26.1 | 18.3 | 26.1 | 17.8 | 17.8 | 16.7 | 25.6 | 9.4 | 19.4 | 16.1 | 26 | 20.6 | 10 | 7.8 | 6.3 | -0.2 | 6.1 | -4.6 | 17.8 | -1.7 | 26.1 | 2.8 | 9.4 | 4.4 | 25.6 | 12.8 | 23.7 | 7.4 | 7.8 | 3.3 | -1 | -3 | -1.7 | -2.2 | 9.4 | -12.2 | 5.6 | 0.6 | -0.6 | -3.9 | 7.8 | 2.8 | 0.4 | -7.8 | 7.2 | 5 | 16.7 | 12.8 | -1.1 | -14.4 | 13.9 | 12.2 | 24.7 | 15.1 | 9.1 | -3.9 | 14.4 | -4.3 | 10 | 10 | 11.7 | 2.2 | 12.8 | -11.7 | 15.2 | -1.6 | 10.6 | 10 | 2.8 | -6.1 | 18.9 | -13.3 | 22.2 | -1.1 | 22.8 | -1.7 | 5 | -9.4 | 11.1 | -5 | 8.3 | -5 | 7.8 | -3.9 | 15 | -1.7 | 27 | 9.8 | 5 | -5 | 17.8 | 1.1 | 9.4 | 4.4 | 13.3 | -8.3 | 18.9 | 10.6 | 6 | -2 | 23.3 | 16.1 | 26.1 | 17.2 | 1.5 | -7.9 | 24.4 | 11.1 | 23.5 | 13.1 | -1.7 | -13.3 | 26.1 | 17.8 | 5.6 | -0.6 | 25.9 | 15.6 | 12.2 | 10 | 22.8 | -1.2 | 0 | -1.1 | 2.2 | 1.7 | 2.2 | -6.1 | 21.1 | 2.8 | 7.8 | 0.6 | 12.8 | 7.1 | 21.7 | 16.7 | 13 | -10.9 | -0.6 | -10
-10 | -16 | 0 | -2.2 | 25 | 8.3 | 16.1 | -1.1 | 2.2 | -9.4 | 28.9 | 3.3 | 7 | 3 | 25.4 | 10.1 | 18.3 | 3.9 | 16.7 | 0.6 | 15 | 8.3 | 18.3 | 4.4 | 16.7 | -8.9 | 16.7 | 0 | 18 | 9 | 25 | 18.5 | 25.6 | 18.3 | 17.8 | 16.1 | 24.4 | 9.4 | 18.9 | 16.1 | 25.6 | 20.6 | 10 | 7.8 | 6.7 | -1.1 | 5.6 | -5 | 16.7 | -2.8 | 25.6 | 2.8 | 7.4 | 3.1 | 25 | 13.3 | 22.9 | 7.9 | 6.1 | 2.2 | -1 | -3 | -1.7 | -2.2 | 9.4 | -11.1 | 4.4 | 1.7 | -1.1 | -3.9 | 6.7 | 3.3 | 0.2 | -8.2 | 6.7 | 4.4 | 15.6 | 12.2 | -1.7 | -14.4 | 13.3 | 11.7 | 23.7 | 15 | 8.3 | -3.3 | 15 | -6.1 | 10.2 | 10.2 | 11.1 | 3.9 | 12.8 | -11.7 | 15.4 | -1.1 | 8.9 | 7.8 | 3.9 | -6.7 | 15.7 | -9.7 | 21.1 | -1.8 | 20.9 | 0.7 | 3.9 | -8.7 | 9.4 | -5.6 | 8.9 | -6.1 | 7.1 | -3 | 15 | -2.8 | 25.2 | 13.8 | 4 | -3 | 14.4 | 2.8 | 8.9 | 3.3 | 12.8 | -6.7 | 17.8 | 9.4 | 7 | -2 | 22 | 16.3 | 25.6 | 17.2 | 1.3 | -8 | 25 | 10 | 22.6 | 12.6 | -2.8 | -14.4 | 25.6 | 18.3 | 6.1 | -1.1 | 25.2 | 16.4 | 11.1 | 9.4 | 22.2 | -2.2 | 0 | -2.2 | 2 | 1.4 | 2.2 | -5 | 20 | 4.4 | 7.8 | 1.1 | 11.7 | 6.4 | 21.1 | 16.7 | 12.8 | -12.2 | -1.1 | -10
-10 | -17 | 0 | -2.8 | 23.9 | 8.3 | 14.4 | -1.7 | 1.1 | -8.5 | 28.3 | 4.4 | 6 | 3 | 23 | 10.1 | 17.2 | 1.7 | 15.6 | 0.6 | 13.9 | 8.3 | 15 | 8.9 | 13.2 | -6.1 | 14.3 | 1.6 | 16 | 9 | 23.9 | 18.3 | 25 | 18.3 | 17.2 | 16.7 | 22.2 | 9.4 | 18.3 | 16.7 | 25.4 | 20.2 | 10 | 7.8 | 6.5 | -1.4 | 5 | -6.1 | 15.6 | -2.8 | 23.9 | 3.3 | 5.3 | 1.4 | 23.9 | 14.4 | 22.2 | 8.3 | 5.6 | 1.7 | -2 | -4 | -1.7 | -2.2 | 7.2 | -10 | 3.9 | 1.7 | -1.1 | -3.9 | 5 | 3.3 | 0 | -9.4 | 6.7 | 4.4 | 14.4 | 12.2 | -2.2 | -15 | 12.8 | 11.7 | 22.8 | 15 | 7.6 | -2.6 | 12.8 | -4.6 | 10.4 | 10.4 | 10 | 5.6 | 12.2 | -12.8 | 15.6 | -1.1 | 7.2 | 6.1 | 3.3 | -6.7 | 12.6 | -8.7 | 20 | -2.6 | 19.1 | 2 | 2.8 | -9 | 7.8 | -3.9 | 8.3 | -6.7 | 6.3 | -3 | 13.9 | -3.3 | 23.3 | 16.1 | 4 | -2 | 12.2 | 2.2 | 8.3 | 3.3 | 11.7 | -7.8 | 16.7 | 9.4 | 6 | -2 | 20.7 | 16.1 | 24.4 | 17.8 | 1.1 | -9.4 | 24.4 | 10 | 21.7 | 12.2 | -3.9 | -15 | 23.9 | 19.4 | 6.1 | -0.6 | 24.4 | 16.7 | 11.1 | 8.9 | 21.7 | -2.8 | -0.6 | -2.8 | 1.9 | 1.3 | 2.2 | -5 | 18.3 | 6.1 | 5.6 | 1.7 | 10.6 | 5.6 | 20 | 16.7 | 10.6 | -10.8 | -1.7 | -10
-12 | -16 | 0 | -3.3 | 22.8 | 8.9 | 12.8 | -2.8 | 0 | -8.6 | 27.2 | 4.4 | 6 | 4 | 20.6 | 10 | 17.2 | 0.6 | 12.8 | 1.7 | 12.8 | 9.4 | 11.7 | 7.8 | 9.6 | -5.9 | 11.8 | 2.5 | 15 | 10 | 22.8 | 18.3 | 24.4 | 18.3 | 17.8 | 16.1 | 19.4 | 8.9 | 17.8 | 16.7 | 25.2 | 19.8 | 10 | 7.2 | 6.3 | -2.3 | 3.5 | -5.3 | 14.4 | -2.8 | 18.3 | 5 | 3.3 | 0 | 21.7 | 15 | 20.9 | 8.6 | 4.4 | 1.7 | -2 | -5 | -2.2 | -2.8 | 5.6 | -9.4 | 2.8 | 1.7 | -1.7 | -2.8 | 4.4 | 3.3 | -1.5 | -8.9 | 6.1 | 4.4 | 14.4 | 11.7 | -3.9 | -15 | 12.8 | 11.7 | 21.9 | 15.1 | 6.8 | -2.6 | 10.5 | -4.2 | 10.6 | 10.6 | 8.3 | 6.1 | 10 | -8.9 | 13.2 | 0.6 | 6.7 | 5 | 1.1 | -6.7 | 9.4 | -10 | 18.9 | -3.9 | 17.2 | 2.8 | 1.7 | -10.6 | 7.2 | -3.3 | 3.3 | -3.9 | 5.6 | -3.3 | 11.7 | -4.4 | 22 | 16.3 | 4 | -2 | 8.9 | 0 | 7.8 | 2.8 | 7.8 | -6.1 | 14.4 | 11.1 | 6 | -1 | 19.4 | 16.1 | 23.3 | 17.2 | -0.7 | -7.5 | 22.8 | 10 | 20.8 | 12.3 | -5.6 | -14.4 | 22.8 | 20.6 | 5.6 | 0 | 22.7 | 16.7 | 10.6 | 8.3 | 19.7 | -1.8 | -1.1 | -3.3 | 1.7 | 1.1 | 1.7 | -5 | 17.2 | 6.1 | 5.6 | 1.1 | 10.2 | 5.6 | 19.4 | 17.2 | 8.3 | -10.9 | -2.8 | -10
-14 | -18 | 0 | -2.8 | 22.2 | 8.9 | 11.1 | -3.9 | -1.1 | -10 | 26.7 | 4.4 | 6 | 2 | 18.9 | 10.5 | 17.2 | 0.6 | 11.7 | 1.7 | 12.8 | 8.9 | 10 | 7.8 | 6.1 | -7.2 | 9.4 | 2.8 | 15 | 11 | 22.8 | 18.8 | 23.9 | 18.9 | 17.8 | 15.6 | 17.2 | 8.9 | 17.8 | 16.1 | 25 | 19.4 | 10 | 7.8 | 6.1 | -3.3 | 2.1 | -5.1 | 12.2 | -2.8 | 16.7 | 5 | 3.3 | -0.5 | 20.6 | 16.1 | 19.6 | 8.3 | 5.6 | 1.7 | -5 | -7 | -2.2 | -2.8 | 5.6 | -9.4 | 2.2 | 1.1 | -1.7 | -2.2 | 3.9 | 3.3 | -2.9 | -9.6 | 6.1 | 4.4 | 13.3 | 11.1 | -4.4 | -14.4 | 12.8 | 11.1 | 20.9 | 15 | 6.1 | -2.8 | 8.3 | -5 | 10.4 | 10.4 | 8.3 | 5.6 | 8.3 | -7.2 | 10.7 | 1 | 5.6 | 3.9 | 1.1 | -13.3 | 8.5 | -8.4 | 17 | -2.3 | 15.9 | 3.7 | 0.4 | -8.8 | 6.1 | -2.2 | 1.1 | -5 | 4.3 | -1.9 | 8.9 | -4.4 | 20.7 | 16.1 | 4 | -1 | 8.3 | -0.6 | 6.7 | 2.8 | 5.6 | -6.7 | 13.3 | 11.1 | 6 | 0 | 19.6 | 16.1 | 22.2 | 17.2 | -2.6 | -7.6 | 21.1 | 8.9 | 19.8 | 11.9 | -6.7 | -13.3 | 22.2 | 20.6 | 5.6 | -0.6 | 21.1 | 16.9 | 11.1 | 7.8 | 17.6 | -1 | -1.7 | -3.3 | 1.7 | 1.1 | 1.7 | -5 | 16.7 | 9.4 | 5 | 1.1 | 9.8 | 5.6 | 18.9 | 17.2 | 6.1 | -12.8 | -2.8 | -10
-14 | -18 | 0 | -2.8 | 21.1 | 7.8 | 8.9 | -6.1 | -2.2 | -9.4 | 22.8 | 5.6 | 6 | 2 | 17.3 | 10.7 | 15.6 | 1.7 | 11.1 | 2.2 | 12.2 | 8.9 | 8.9 | 7.2 | 6.5 | -6 | 8.9 | 2.5 | 13 | 11 | 22.8 | 19.2 | 23.9 | 18.9 | 17.2 | 15.6 | 16.7 | 9.4 | 17.2 | 15.6 | 25 | 19.2 | 10 | 7.8 | 5.4 | -2.6 | 0.6 | -6.1 | 11.7 | -3.9 | 16.7 | 5 | 3.3 | -0.9 | 19.4 | 16.1 | 18.3 | 8.3 | 6.7 | 1.1 | -5 | -7 | -2.2 | -3.3 | 4.4 | -8.9 | 2.2 | 0.6 | -1.7 | -2.8 | 3.3 | 2.8 | -4.4 | -11.1 | 5.6 | 3.9 | 12.2 | 10.6 | -5.6 | -13.9 | 12.8 | 11.1 | 20 | 15 | 5.7 | -3 | 7.4 | -4.7 | 10.2 | 10.2 | 12.2 | 0.6 | 5 | -6.1 | 8.3 | 1.1 | 5.6 | 3.9 | 1.1 | -16.1 | 7.6 | -7.9 | 15.2 | -2 | 14.6 | 4 | -0.9 | -8.6 | 5.6 | -1.1 | 1.7 | -5 | 3 | -1.4 | 7.2 | -3.9 | 19.4 | 16.1 | 6 | -1 | 6.7 | -1.1 | 6.7 | 2.8 | 4.4 | -6.7 | 14.4 | 9.4 | 3 | -1 | 19.8 | 16.1 | 22.2 | 17.2 | -4.4 | -8.3 | 20.6 | 8.3 | 18.9 | 11.7 | -7.2 | -13.3 | 21.7 | 20.6 | 4.4 | -0.6 | 19.4 | 16.7 | 10.6 | 8.3 | 15.6 | -1.1 | -1.7 | -3.9 | 1.7 | 1.1 | 0.6 | -3.3 | 15 | 10 | 4.4 | 0.6 | 9.4 | 5.6 | 18.3 | 16.7 | 5.5 | -9.9 | -3.3 | -8.9
-14 | -17 | 0 | -2.8 | 20.6 | 7.2 | 6.1 | -8.9 | -3.3 | -9.8 | 20.6 | 7.2 | 5 | 2 | 15.6 | 10.6 | 16.7 | 1.7 | 8.3 | 3.3 | 11.7 | 9.4 | 7.8 | 5.8 | 6.8 | -5.8 | 8.3 | 1.9 | 13 | 11 | 22.8 | 19.4 | 23.9 | 18.9 | 17.2 | 15.6 | 15.6 | 9.4 | 17.2 | 15.6 | 25 | 19.2 | 10 | 7.2 | 4.6 | -2.6 | -0.2 | -5.1 | 10.6 | -3.9 | 15.6 | 5 | 3.3 | -1.7 | 18.9 | 15.6 | 17.6 | 8.2 | 6.1 | -2.2 | -6 | -8 | -2.8 | -3.3 | 3.3 | -8.9 | 1.7 | 0.6 | -1.1 | -1.7 | 1.7 | 1.1 | -6.5 | -10.9 | 5.6 | 3.3 | 11.7 | 10.6 | -6.1 | -13.3 | 12.8 | 11.1 | 18.9 | 15.4 | 5.4 | -3.2 | 6.5 | -4.9 | 10 | 10 | 12.2 | 0 | 4.4 | -5.6 | 9.1 | 1.3 | 5.6 | 3.9 | 0.6 | -13.9 | 6.7 | -8.9 | 13.3 | -1.7 | 13.3 | 4.4 | -2.2 | -9.4 | 5 | -0.6 | 1.1 | -3.9 | 1.7 | -1.1 | 6.7 | -3.3 | 19 | 16.1 | 6 | -1 | 5.6 | -1.1 | 6.1 | 2.8 | 3.3 | -4.4 | 14.4 | 8.9 | 4 | -2 | 20 | 16.1 | 22.2 | 18.9 | -4.8 | -7.8 | 17.8 | 8.3 | 18.9 | 12 | -7.8 | -12.8 | 21.7 | 20.6 | 2.2 | -1.7 | 18.1 | 14 | 10.6 | 7.2 | 14.3 | 0.2 | -2.2 | -3.9 | 1.7 | 1.1 | 0 | -6.1 | 13.9 | 10 | 3.9 | -1.1 | 10 | 6.2 | 18.3 | 16.7 | 5 | -9.2 | -4.4 | -6.7
-15 | -17 | -0.6 | -2.8 | 18.9 | 7.8 | 3.9 | -12.2 | -4.4 | -11.1 | 20 | 6.7 | 5 | 2 | 14.3 | 10.2 | 16.7 | 1.1 | 7.8 | 2.8 | 12.2 | 8.9 | 6.7 | 5.2 | 7.2 | -6.1 | 7.8 | 1.7 | 13 | 8 | 22.2 | 19.6 | 23.3 | 18.9 | 17.2 | 16.1 | 16.1 | 10 | 16.1 | 15.6 | 25 | 18.9 | 9.4 | 6.7 | 3.9 | -2.8 | -0.9 | -5.1 | 10 | -2.8 | 14.4 | 4.4 | 2.9 | -1.6 | 17.8 | 15.6 | 16.8 | 8 | 6.1 | -2.2 | -7 | -10 | -3.3 | -4.4 | 2.8 | -8.9 | 1.7 | 0.6 | -1.1 | -1.7 | 1.7 | 1.1 | -8.5 | -11.6 | 5 | 2.8 | 11.7 | 10.6 | -6.1 | -13.3 | 12.2 | 11.1 | 17.8 | 15.5 | 5 | -4.4 | 5.6 | -6.1 | 9.4 | 8.8 | 11.7 | -1.1 | 3.9 | -6.1 | 9.8 | 1.2 | 3.9 | 2.2 | -0.6 | -13.3 | 6.9 | -8.4 | 12.8 | -1.7 | 10.9 | 3.2 | -2 | -8.6 | 5.6 | 1.1 | 0.6 | -4.4 | 1.3 | -1 | 8.9 | -1.7 | 18.7 | 16.2 | 6 | -1 | 3.9 | -2.8 | 6.1 | 2.8 | 2.2 | -5 | 14.4 | 8.3 | 2 | -2 | 20 | 16.1 | 21.1 | 17.8 | -5.2 | -7.9 | 15.6 | 9.4 | 18.9 | 12 | -8.3 | -12.2 | 21.7 | 20.6 | 2.2 | -1.7 | 16.9 | 11.2 | 10 | 6.7 | 13 | 0.7 | -3.3 | -5 | 1.5 | 0.9 | -0.6 | -5 | 13.9 | 10.6 | 3.3 | 0 | 10.5 | 6.7 | 18.3 | 16.1 | 4.4 | -9.4 | -5 | -7.2
-16 | -18 | -0.6 | -2.8 | 18.9 | 7.8 | 1.7 | -12.8 | -5.2 | -11 | 18.3 | 6.7 | 5 | 3 | 13 | 9.5 | 15.6 | 0.6 | 7.8 | 2.2 | 11.7 | 8.9 | 5.6 | 4 | 6.7 | -5.3 | 7.6 | 1 | 12 | 9 | 21.7 | 19.5 | 23.3 | 18.3 | 17.2 | 16.7 | 15.6 | 10.6 | 15.6 | 15 | 24.4 | 18.8 | 9.4 | 6.7 | 3.2 | -2.2 | -1.7 | -5.6 | 9.4 | -1.7 | 12.8 | 4.4 | 2.6 | -1.7 | 17.8 | 15.6 | 16.1 | 7.8 | 4.4 | -2.2 | -8 | -11 | -3.7 | -4.8 | -0.6 | -8.3 | 1.7 | 1.1 | -1.1 | -1.1 | 1.7 | 1.1 | -10.6 | -12.8 | 5 | 2.8 | 11.1 | 10.6 | -5.6 | -13.3 | 11.1 | 10 | 16.7 | 15.6 | 5 | -3.8 | 4.8 | -5.4 | 8.9 | 7.9 | 10 | 2.8 | 4.4 | -7.2 | 10.6 | 1.1 | 1.7 | 0.6 | -1.7 | -12.8 | 7 | -8.7 | 12.2 | -1.5 | 8.5 | 2.1 | -1.9 | -8.7 | 6.1 | 1.7 | 0.6 | -3.9 | 1 | -0.9 | 9.4 | -1.7 | 18.3 | 16.1 | 6 | 0 | 3.9 | -3.9 | 6.7 | 2.8 | 2.2 | -3.9 | 12.8 | 8.3 | 1 | -2 | 20 | 16.1 | 19.4 | 18.9 | -5.6 | -8.3 | 15.6 | 9.4 | 18.9 | 12.2 | -8.3 | -12.2 | 21.7 | 20.6 | 1.1 | -2.2 | 15.6 | 8.3 | 10 | 6.7 | 11.7 | 1.1 | -2.2 | -5 | 1.3 | 0.7 | -0.6 | -5 | 12.8 | 10 | 2.8 | 0.6 | 11.1 | 7.2 | 17.8 | 15.6 | 5.3 | -8.3 | -5.6 | -8.3
-16 | -18 | 0 | -2.2 | 18.3 | 7.8 | 0 | -13.3 | -5.9 | -11.7 | 18.3 | 6.1 | 5 | 3 | 11.7 | 8.9 | 14.4 | 1.1 | 7.8 | 2.2 | 11.7 | 8.3 | 5.6 | 3.2 | 6.1 | -4.9 | 7.4 | 0.1 | 13 | 4 | 21.1 | 19.4 | 23.3 | 18.3 | 17.2 | 16.7 | 13.9 | 11.1 | 15.6 | 15 | 23.9 | 19 | 8.9 | 6.1 | 2.4 | -2.4 | -1.7 | -4.9 | 11.1 | 2.2 | 12.8 | 4.4 | 2.2 | -2.2 | 15.6 | 14.4 | 15.9 | 8.4 | 4.4 | -2.8 | -9 | -12 | -4.1 | -5.2 | 1.7 | -8.3 | 1.7 | 0 | -1.1 | -1.1 | 1.7 | 1.1 | -11.5 | -13.4 | 4.4 | 2.2 | 11.1 | 10 | -7.8 | -13.3 | 10 | 8.9 | 16.9 | 16 | 5 | -3.8 | 4.1 | -5.2 | 8.3 | 6.7 | 7.8 | 2.8 | 0.6 | -2.2 | 9.8 | 0.7 | 1.1 | 0.6 | -1.7 | -12.2 | 7.2 | -10.6 | 11.7 | -1.7 | 6.1 | 0.6 | -1.7 | -9.4 | 5 | 2.2 | -0.6 | -3.9 | 0.6 | -1.1 | 9.4 | -1.1 | 17.9 | 15.9 | 6 | 0 | 2.8 | -5 | 6.1 | 2.8 | 1.7 | -5 | 13.9 | 8.3 | 2 | -1 | 20 | 16.1 | 19.4 | 17.8 | -5.2 | -7.5 | 13.3 | 10 | 17.4 | 11.7 | -8.9 | -12.8 | 21.7 | 20.6 | 1.7 | -2.2 | 15 | 7.8 | 10 | 6.1 | 10.8 | 1.1 | -2.2 | -7.8 | 1.1 | 0.6 | -0.6 | -5.6 | 12.2 | 9.4 | 2.8 | 0 | 11.1 | 6.7 | 21.1 | 14.4 | 6.3 | -8.5 | -6.7 | -9.4
-15 | -17 | 0 | -2.2 | 17.2 | 8.3 | -1.1 | -13.3 | -6.7 | -13.3 | 16.7 | 6.1 | 5 | 2 | 11.9 | 8.8 | 13.9 | 1.1 | 6.7 | 2.8 | 11.7 | 8.3 | 5 | 2.6 | 5.6 | -5.6 | 7.2 | -0.6 | 12 | 2 | 20.9 | 19.4 | 22.8 | 18.3 | 17.2 | 16.7 | 13.9 | 11.1 | 15.6 | 14.4 | 23.3 | 18.9 | 8.9 | 6.7 | 1.7 | -2.8 | -1.7 | -4.8 | 10 | 2.2 | 11.1 | 3.9 | 1.8 | -2.4 | 16.7 | 16.1 | 15.8 | 9 | 3.9 | -1.7 | -10 | -12 | -4.5 | -5.7 | -0.6 | -7.8 | 0.6 | -0.6 | -1.1 | -1.1 | 1.7 | 0.6 | -12.4 | -14.3 | 4.4 | 1.7 | 11.1 | 10 | -7.8 | -12.2 | 10 | 8.3 | 17 | 16.4 | 5 | -4.4 | 3.3 | -6.1 | 7.4 | 5.6 | 7.8 | 3.9 | 1.7 | -3.3 | 9.1 | 0.5 | 1.1 | 0.6 | -3.3 | -12.2 | 5.2 | -8.3 | 10.8 | -1.4 | 5 | -0.4 | -1.1 | -8.5 | 5 | 2.2 | -1.7 | -3.9 | 0.8 | -0.8 | 11.1 | 0 | 17.6 | 15.8 | 5 | -1 | 0.6 | -5 | 6.1 | 2.8 | 2.2 | -6.1 | 12.8 | 7.2 | 1 | -2 | 19.6 | 16.3 | 20 | 17.2 | -4.8 | -6.8 | 15.6 | 8.9 | 15.9 | 11.3 | -9.4 | -12.8 | 22.2 | 21.1 | 1.7 | -2.2 | 14.5 | 7.3 | 9.4 | 5.6 | 9.8 | 0.9 | -3.3 | -10.6 | 1.1 | 0.5 | -0.6 | -5 | 12.2 | 9.4 | 3.3 | 0.6 | 11.1 | 6.3 | 21.7 | 13.3 | 7.2 | -10 | -7.8 | -12.8
-16 | -18 | 0 | -2.2 | 16.1 | 8.3 | -2.2 | -13.9 | -5.9 | -12.1 | 16.1 | 6.1 | 4 | 2 | 12 | 8.5 | 13.9 | 0.6 | 5.6 | 2.2 | 11.1 | 8.9 | 4.4 | 2.3 | 4.8 | -5.4 | 6.5 | -0.6 | 12 | 2 | 20.8 | 19.5 | 22.8 | 17.8 | 17.2 | 16.7 | 13.3 | 11.1 | 14.4 | 14.4 | 23.5 | 18.6 | 8.3 | 5.6 | 0.8 | -2.8 | -1.7 | -5 | 10 | 2.2 | 11.1 | 3.9 | 1.5 | -2.8 | 16.7 | 15.6 | 15.6 | 9.4 | 3.9 | -3.3 | -11 | -14 | -4.8 | -6.2 | -2.2 | -7.8 | 0.6 | -0.6 | -1.1 | -1.1 | 1.7 | -0.6 | -13.3 | -15.6 | 3.9 | 1.7 | 10.6 | 10 | -7.8 | -13.3 | 9.4 | 8.3 | 17.2 | 16.7 | 5.2 | -3.9 | 3.1 | -5.8 | 6.5 | 4.5 | 8.9 | 3.3 | 1.7 | -3.9 | 8.3 | 0 | 2.2 | 0.6 | -6.7 | -12.8 | 3.1 | -7.9 | 9.8 | -1.4 | 3.9 | -1.1 | -0.6 | -8.5 | 5 | 2.2 | -1.7 | -3.3 | 0.9 | -0.8 | 11.7 | 2.2 | 17.2 | 15.6 | 5 | 0 | 0.6 | -5 | 6.1 | 3.9 | 0.6 | -6.7 | 14.4 | 5.6 | 1 | -2 | 19.3 | 16.6 | 20.6 | 17.2 | -4.4 | -6.7 | 12.8 | 8.9 | 14.4 | 10.6 | -10 | -13.9 | 22.2 | 20.6 | 1.1 | -2.2 | 13.9 | 6.7 | 9.4 | 5.6 | 8.9 | 0.6 | -2.8 | -10.6 | 1.1 | 0.5 | -0.6 | -5.6 | 11.7 | 10 | 3.3 | 0.6 | 11.1 | 5.6 | 22.8 | 13.3 | 7.4 | -9.2 | -7.8 | -12.8
-13 | -15 | 0 | -1.7 | 15.6 | 8.3 | -2.8 | -13.9 | -5.2 | -11.6 | 16.1 | 5.6 | 4 | 3 | 12.2 | 8.3 | 15 | -1.7 | 5.6 | 2.8 | 10 | 8.3 | 3.9 | 0.9 | 4.1 | -6.3 | 5.7 | -0.7 | 12 | 2 | 20.6 | 19.4 | 22.8 | 17.8 | 16.7 | 15.6 | 12.2 | 11.1 | 14.4 | 14.4 | 23.7 | 18.6 | 6.1 | 2.8 | -0.2 | -3.5 | -1.7 | -4.6 | 11.1 | 5 | 10 | 3.3 | 1.1 | -3.9 | 15.6 | 15.6 | 14.7 | 9.5 | 4.4 | -2.8 | -11 | -13 | -5.2 | -6.5 | -1.1 | -7.8 | 0 | -1.1 | -1.1 | -1.1 | 1.1 | -1.1 | -12 | -14 | 4.4 | 1.7 | 10.6 | 10 | -7.2 | -13.3 | 8.9 | 7.8 | 17.2 | 16.7 | 5.4 | -4.2 | 3 | -5.9 | 5.6 | 3.3 | 11.7 | 0.6 | 5 | -1.7 | 6.1 | -0.4 | 2.8 | 1.1 | -7.2 | -12.8 | 1.1 | -8.9 | 8.9 | -1.7 | 2.8 | -2.2 | 0 | -9.4 | 4.4 | 2.8 | -1.7 | -3.3 | 1.1 | -0.6 | 11.7 | 3.9 | 15.5 | 11.7 | 5 | 0 | 0.6 | -4.4 | 5.6 | 3.9 | 0 | -6.7 | 15 | 5.6 | 1 | -2 | 18.9 | 16.7 | 20 | 17.2 | -5.2 | -6.9 | 11.7 | 9.4 | 13.3 | 10.3 | -10.6 | -13.3 | 22.2 | 20.6 | 0.6 | -2.2 | 13.5 | 6.6 | 9.4 | 5 | 8.2 | 0.7 | -3.9 | -10 | 1.1 | 0.6 | -0.6 | -6.1 | 12.2 | 10 | 3.3 | 0.6 | 11.3 | 5.8 | 20 | 15 | 7.6 | -10 | -7.8 | -14.4
-12 | -14 | 0 | -2.2 | 15.6 | 8.9 | -3.3 | -13.9 | -4.4 | -12.2 | 15 | 6.1 | 4 | 3 | 12.2 | 8.1 | 14.4 | -3.9 | 6.1 | 2.8 | 9.4 | 8.3 | 3.9 | 0.6 | 3.3 | -7.8 | 5 | -1.1 | 11 | 1 | 20.6 | 19.3 | 22.8 | 17.8 | 16.1 | 15.6 | 12.8 | 11.1 | 14.4 | 13.9 | 23.9 | 18.3 | 3.3 | -0.6 | -1.1 | -4.4 | -1.7 | -4.6 | 12.2 | 6.1 | 8.9 | 3.3 | 0.9 | -3.7 | 15.6 | 14.4 | 13.7 | 9.6 | 4.4 | -3.9 | -12 | -14 | -5.6 | -7.2 | 0 | -7.2 | 0 | -1.1 | -1.1 | -1.1 | 1.1 | -1.7 | -10.7 | -13 | 4.4 | 1.1 | 10.6 | 9.4 | -8.3 | -12.2 | 8.3 | 7.2 | 17.2 | 16.7 | 5.6 | -5 | 2.8 | -7.2 | 5.2 | 3.2 | 11.1 | -0.6 | 0 | -0.6 | 3.9 | -1.1 | 3.3 | 0 | -5.6 | -12.2 | 3.7 | -6.6 | 10 | -0.9 | 2.8 | -2 | 0.6 | -8.4 | 3.9 | 3.3 | -2.2 | -3.3 | 1.1 | -0.4 | 12.2 | 5 | 13.9 | 7.5 | 5 | 0 | 1.1 | -3.9 | 5.6 | 3.9 | 0 | -6.7 | 14.4 | 5.6 | 0 | -2 | 19.3 | 16.9 | 20 | 17.2 | -5.9 | -7.5 | 12.8 | 9.4 | 12.2 | 10 | -10.6 | -13.3 | 21.7 | 20.6 | 0.6 | -2.8 | 13.2 | 6.3 | 8.9 | 5 | 7.4 | 0.6 | -3.9 | -11.1 | 1.3 | 0.7 | -0.6 | -6.7 | 11.7 | 10 | 2.8 | 0.6 | 11.5 | 6 | 17.8 | 15 | 7.8 | -12.2 | -7.8 | -13.3
-11 | -12 | 0 | -2.2 | 15.6 | 9.4 | -4.4 | -13.3 | -3.1 | -11.1 | 13.3 | 5.6 | 6 | 2 | 12.2 | 8.1 | 12.8 | -3.3 | 4.4 | 2.8 | 8.9 | 7.8 | 3.9 | 0 | 6.8 | -6.4 | 6.3 | -0.6 | 10 | 1 | 20.6 | 19.1 | 22.8 | 17.8 | 16.1 | 15 | 12.8 | 11.1 | 14.4 | 13.9 | 24.1 | 18.1 | 1.7 | -1.1 | -0.5 | -3.6 | -1.7 | -5 | 11.7 | 6.7 | 8.3 | 2.8 | 0.8 | -3.9 | 16.7 | 15.6 | 12.8 | 9.4 | 3.9 | -3.3 | -12 | -15 | -3.9 | -5.6 | -1.1 | -5.6 | -0.6 | -1.7 | -0.6 | -1.1 | 1.1 | -2.2 | -9.4 | -12.2 | 3.3 | 1.1 | 10 | 8.9 | -7.2 | -12.8 | 7.8 | 6.7 | 17.2 | 16.7 | 5.6 | -4 | 3.3 | -5 | 4.8 | 3 | 10.6 | -1.7 | -0.6 | -6.7 | 1.7 | -2.2 | 3.9 | -0.6 | -5.6 | -12.2 | 6.3 | -5.6 | 11.1 | -0.9 | 2.8 | -2 | 1.1 | -8.5 | 4.4 | 3.3 | -1.7 | -3.3 | 1.1 | -0.2 | 12.2 | 5.6 | 12.2 | 2.8 | 5 | 0 | 0.6 | -3.9 | 5.6 | 4.4 | 1.1 | -4.4 | 16.7 | 6.1 | 0 | -2 | 19.6 | 17 | 21.1 | 17.8 | -6.7 | -8.3 | 11.1 | 9.4 | 11.1 | 9.4 | -11.1 | -13.3 | 21.1 | 20.6 | 0 | -2.8 | 12.8 | 6.1 | 8.9 | 5 | 6.7 | 0.6 | -6.7 | -11.7 | 1.5 | 0.9 | -0.6 | -6.7 | 11.1 | 10 | 2.8 | 0.6 | 11.7 | 6.1 | 17.2 | 14.4 | 8.5 | -10.7 | -8.9 | -15
-10 | -12 | 0 | -1.7 | 16.1 | 10 | -2.8 | -13.3 | -1.9 | -11.1 | 16.1 | 5.6 | 4 | 3 | 12.2 | 7.8 | 15.6 | -3.9 | 5 | 3.9 | 11.1 | 9.4 | 8.9 | 2.8 | 10.4 | -6.1 | 7.6 | -0.1 | 11 | 1 | 20.6 | 18.9 | 23.3 | 17.2 | 16.1 | 14.4 | 12.8 | 11.1 | 14.4 | 13.9 | 24.2 | 17.9 | 2.2 | -1.1 | 0 | -3.3 | -0.2 | -4.5 | 12.2 | 7.2 | 8.9 | 3.3 | 0.6 | -5 | 17.8 | 16.7 | 15 | 10 | 4.4 | -4.4 | -11 | -13 | -3.3 | -5 | 1.1 | -5.6 | 0 | -1.1 | -0.6 | -0.6 | 1.1 | -2.8 | -7.6 | -10.9 | 2.2 | 0 | 8.9 | 7.8 | -6.7 | -13.3 | 7.8 | 7.2 | 18.1 | 17.1 | 5.6 | -4 | 3.9 | -3.6 | 4.4 | 2.8 | 10.6 | -2.2 | -2.8 | -10.6 | 3.2 | -1 | 4.4 | -0.6 | -3.3 | -11.1 | 8.9 | -5.6 | 12.2 | -0.6 | 2.8 | -2.2 | 1.7 | -9.4 | 6.7 | 5 | -1.1 | -2.8 | 1.1 | 0 | 12.2 | 5.6 | 12.4 | 2.6 | 4 | 0 | 1.1 | -3.3 | 5.6 | 4.4 | 2.8 | -2.8 | 16.7 | 6.1 | 1 | -2 | 20 | 17.2 | 20 | 18.9 | -4.3 | -6.9 | 12.8 | 10 | 14.1 | 11.3 | -10.6 | -13.3 | 21.1 | 20 | 0.6 | -2.8 | 14.1 | 5 | 8.9 | 5.6 | 9.8 | 1.2 | -5 | -10 | 1.7 | 1.1 | 0 | -5.6 | 11.1 | 10 | 1.7 | 0 | 12.4 | 6.5 | 17.2 | 14.4 | 9.3 | -10.1 | -8.3 | -15.6
-10 | -12 | 0 | -1.7 | 17.8 | 10 | -1.1 | -13.9 | -0.6 | -12.8 | 18.3 | 5.6 | 4 | 2 | 15.5 | 9 | 17.8 | -5 | 8.9 | 5 | 12.2 | 9.4 | 13.9 | 3.9 | 13.9 | -8.3 | 8.9 | 0 | 11 | 0 | 22.3 | 19.5 | 23.9 | 18.3 | 16.1 | 15 | 15.6 | 11.7 | 15 | 13.9 | 24.4 | 17.8 | 3.3 | -1.1 | 0.6 | -3.3 | 1.3 | -4.6 | 13.3 | 8.3 | 11.7 | 3.3 | 1.3 | -4.2 | 21.7 | 18.3 | 17.2 | 10.1 | 5 | -5.6 | -10 | -11 | -2.2 | -5.6 | 5 | -4.4 | 0.6 | 0 | 0 | -0.6 | 1.1 | -3.3 | -5.7 | -9.6 | 2.2 | 0 | 8.3 | 7.2 | -5 | -13.3 | 7.2 | 6.7 | 19.1 | 17.4 | 5.6 | -4.4 | 4.4 | -2.8 | 5.7 | 3 | 8.9 | -0.6 | -2.2 | -9.4 | 4.6 | -0.2 | 5.6 | -1.1 | -1.1 | -11.1 | 11.1 | -5.2 | 14.4 | -0.4 | 6.9 | -0.1 | 2.4 | -7.6 | 7.2 | 5.6 | 4.4 | -1.7 | 1.7 | 0.5 | 11.7 | 5 | 12.6 | 2.2 | 5 | 0 | 3.3 | -3.3 | 6.7 | 5 | 5 | -1.7 | 17.8 | 7.2 | 2 | -1 | 20.7 | 17.3 | 20 | 18.9 | -1.8 | -5.7 | 13.3 | 11.1 | 17 | 12.6 | -8.3 | -12.2 | 22.2 | 20.6 | 2.8 | -2.8 | 15.4 | 3.5 | 8.3 | 6.7 | 13 | 1.7 | -5.6 | -11.1 | 2.1 | 1.5 | 2.2 | -4.4 | 11.1 | 10 | 3.3 | 1.7 | 13.2 | 7 | 16.1 | 13.9 | 10 | -11.7 | -6.1 | -13.3
-9 | -11 | 0.6 | -1.7 | 18.3 | 11.1 | -0.6 | -13.3 | 1.3 | -11.1 | 20.6 | 6.7 | 4 | 3 | 18.9 | 9.4 | 20.6 | -8.3 | 12.2 | 4.4 | 13.3 | 9.4 | 17.8 | 8.9 | 16.3 | -7.2 | 10.7 | -0.1 | 11 | -4 | 23.9 | 19.6 | 24.4 | 17.8 | 16.7 | 15.6 | 20 | 12.8 | 15 | 13.9 | 25.7 | 17.4 | 4.4 | -1.7 | 2.6 | -2.7 | 2.8 | -5.6 | 15 | 9.4 | 17.2 | 2.8 | 2.1 | -4.3 | 23.3 | 16.7 | 19.4 | 10 | 5 | -6.7 | -8 | -10 | -1.1 | -4.4 | 8.3 | -6.1 | 2.2 | 1.1 | 0 | 0 | 1.1 | -4.4 | -3.9 | -9.4 | 2.2 | 0 | 8.3 | 6.7 | -3.3 | -13.3 | 7.8 | 6.7 | 20 | 17.8 | 5.8 | -1.4 | 7.2 | -2 | 7 | 3.3 | 5 | 0.6 | -1.1 | -11.1 | 6.1 | 0.6 | 5.6 | -0.6 | 1.1 | -11.7 | 13.4 | -5.5 | 16.7 | -0.8 | 10.9 | 2 | 3.2 | -6.7 | 7.8 | 6.1 | 8.3 | -2.2 | 2.2 | 1 | 12.8 | 5.6 | 12.8 | 1.7 | 5 | 1 | 6.1 | -1.7 | 7.2 | 4.4 | 7.2 | 0 | 17.8 | 8.9 | 3 | -1 | 21.5 | 17.7 | 18.9 | 16.1 | 0.6 | -5.6 | 16.7 | 11.1 | 20 | 13.9 | -5.6 | -12.2 | 23.9 | 20 | 4.4 | -2.8 | 16.7 | 1.1 | 8.3 | 7.2 | 16.1 | 1.1 | -4.4 | -10.6 | 2.4 | 1.8 | 3.9 | -6.1 | 11.1 | 10.6 | 4.4 | 2.8 | 13.9 | 7.2 | 13.9 | 12.2 | 12.8 | -10.4 | -3.3 | -11.1
-8 | -11 | 1.1 | -1.7 | 20.6 | 12.8 | 1.1 | -12.8 | 3.1 | -11.8 | 23.3 | 7.2 | 4 | 3 | 22.2 | 9.4 | 22.2 | -8.3 | 13.9 | 5 | 15 | 10 | 21.7 | 0 | 18.7 | -7.5 | 12.6 | -0.6 | 11 | -5 | 25.6 | 20 | 25 | 17.2 | 18.3 | 15.6 | 22.2 | 12.8 | 15.6 | 13.9 | 27 | 17.2 | 5.6 | -2.2 | 4.7 | -2.5 | 4.5 | -4.4 | 15.6 | 10 | 19.4 | 3.9 | 2.8 | -5 | 25 | 13.3 | 21.1 | 10.6 | 5 | -7.2 | -5 | -8 | -0.6 | -5 | 10 | -6.7 | 3.9 | 1.7 | 0.6 | 0.6 | 1.1 | -3.9 | -2.2 | -7.2 | 2.8 | 0 | 8.9 | 6.7 | -1.7 | -12.8 | 8.3 | 6.7 | 21.7 | 17.9 | 5.9 | 0.6 | 10 | -1.8 | 8.3 | 3.3 | 4.4 | -1.1 | 0 | -8.9 | 9.3 | 0.5 | 7.8 | 0 | 2.2 | -12.2 | 15.6 | -8.3 | 18.9 | -1.7 | 15 | 3.3 | 3.9 | -6.7 | 10 | 6.1 | 11.7 | -1.7 | 2.8 | 1.7 | 13.9 | 6.1 | 14.8 | 3 | 7 | 1 | 7.2 | -3.3 | 8.3 | 3.9 | 10 | 1.7 | 18.9 | 9.4 | 4 | 0 | 22.2 | 17.8 | 19.4 | 16.1 | 1.3 | -5.6 | 18.3 | 11.1 | 21.5 | 14.4 | -3.3 | -12.8 | 25.6 | 18.9 | 6.7 | -2.2 | 17.8 | 1.3 | 8.9 | 7.8 | 18.1 | 1.1 | -1.1 | -9.4 | 2.8 | 2.2 | 3.3 | -2.8 | 11.7 | 10.6 | 5 | 2.8 | 16.9 | 8.9 | 13.3 | 11.7 | 15.5 | -10.6 | -1.1 | -7.8
-7 | -10 | 1.1 | -2.2 | 23.3 | 12.8 | 1.7 | -11.7 | 5 | -13.9 | 25.6 | 7.8 | 5 | 4 | 23.9 | 9.9 | 23.3 | -6.1 | 15.6 | 5.6 | 16.1 | 7.2 | 23.3 | 7.2 | 21.1 | -8.9 | 14.4 | -1.7 | 11 | -6 | 27.1 | 20 | 26.1 | 17.8 | 19.4 | 15.6 | 23.3 | 12.8 | 17.2 | 13.9 | 28.3 | 16.7 | 6.7 | -2.2 | 6.7 | -3.3 | 6.1 | -4.1 | 16.1 | 11.1 | 22.2 | 3.9 | 4.1 | -3.9 | 26.7 | 15.6 | 22.7 | 10.5 | 5.6 | -8.3 | -2 | -7 | 0.6 | -2.8 | 10.6 | -6.7 | 4.4 | 1.7 | 0.6 | 0.6 | 1.1 | -3.9 | -0.6 | -6.1 | 3.3 | 0.6 | 8.9 | 6.1 | -0.6 | -12.8 | 8.9 | 7.2 | 23.3 | 17.5 | 6.1 | 2.8 | 12.8 | -2.8 | 9.1 | 3.3 | 5 | -7.8 | 1.7 | -11.7 | 12.4 | -0.7 | 8.9 | 0 | 4.4 | -11.1 | 16.1 | -7.3 | 20.2 | -1.9 | 16.9 | 2.5 | 4.8 | -4.9 | 12.2 | 6.1 | 13.3 | -0.6 | 2.4 | 1.1 | 15.6 | 7.2 | 16.9 | 4.6 | 7 | 2 | 9.4 | -2.2 | 8.3 | 4.4 | 12.8 | 2.8 | 19.4 | 8.3 | 4 | 0 | 21.8 | 18 | 22.2 | 15.6 | 2.1 | -6.7 | 19.4 | 11.7 | 22.9 | 14.8 | -0.6 | -13.3 | 26.1 | 20 | 8.3 | -2.8 | 18.9 | 1.4 | 9.4 | 8.3 | 20.2 | 0.6 | -1.1 | -8.3 | 2.8 | 2.2 | 1.7 | 0 | 11.1 | 10.6 | 5 | 2.8 | 19.8 | 10.3 | 12.8 | 10.6 | 18.3 | -13.3 | 1.1 | -7.8
-7 | -10 | 0.6 | -2.2 | 23.9 | 12.2 | 3.3 | -10 | 6.9 | -11.9 | 28.3 | 6.7 | 8 | 4 | 25.5 | 10.2 | 25.6 | -3.9 | 16.7 | 7.2 | 16.7 | 7.8 | 24.4 | -0.6 | 21.8 | -11.1 | 16.1 | -1.7 | 12 | -6 | 28.5 | 19.7 | 26.1 | 17.2 | 20.6 | 16.7 | 25.6 | 12.8 | 17.8 | 13.9 | 28.5 | 17.1 | 8.3 | -1.7 | 8.4 | -3.3 | 7.8 | -4.4 | 18.3 | 11.1 | 23.9 | 3.9 | 5.4 | -3.2 | 26.7 | 15.6 | 24.4 | 10.6 | 6.1 | -9.4 | -2 | -7 | 0 | -2.2 | 10.6 | -6.1 | 6.7 | 1.7 | 1.1 | 0 | 0.6 | -3.3 | 1.1 | -5.6 | 3.9 | 0.6 | 8.9 | 6.1 | 1.1 | -12.2 | 8.9 | 7.2 | 25 | 17.2 | 7.4 | 3.3 | 13.2 | -3.1 | 9.8 | 3.1 | 5 | -8.9 | 3.3 | -8.3 | 15.6 | -3.9 | 10.6 | -0.6 | 6.1 | -11.1 | 16.7 | -6.9 | 21.5 | -2.1 | 18.7 | 0.3 | 5.8 | -3.9 | 13.3 | 6.7 | 14.4 | -0.6 | 2.1 | 0.5 | 17.8 | 9.4 | 18.9 | 5.6 | 8 | 2 | 10 | -1.7 | 10.6 | 3.3 | 14.4 | 3.3 | 20 | 8.3 | 6 | 1 | 21.5 | 18.1 | 23.3 | 13.9 | 2.8 | -8.9 | 21.7 | 12.2 | 24.4 | 15 | 2.2 | -13.3 | 26.1 | 20 | 10 | -3.9 | 20 | 1.1 | 10 | 8.9 | 22.2 | 0 | 0.6 | -10.6 | 2.8 | 2.2 | 1.7 | 0.6 | 11.1 | 10 | 4.4 | 2.2 | 22.8 | 11.7 | 12.8 | 10.6 | 18.9 | -11.9 | 1.7 | -5.6
-6 | -8 | 0 | -2.8 | 23.9 | 12.2 | 4.4 | -8.3 | 8.7 | -12.2 | 29.4 | 3.9 | 9 | 3 | 27.2 | 10.6 | 25 | -2.8 | 17.8 | 8.3 | 16.7 | 7.8 | 25 | -3.9 | 22.6 | -13.4 | 17.7 | -1.8 | 12 | -6 | 30 | 19.4 | 26.7 | 16.7 | 20.6 | 17.2 | 27.2 | 9.4 | 18.9 | 13.9 | 28.7 | 17.3 | 9.4 | -2.8 | 10 | -4.5 | 8.9 | -3.2 | 18.9 | 12.2 | 25.6 | 3.3 | 6.7 | -3.3 | 27.8 | 16.1 | 25.3 | 10 | 6.1 | -8.3 | -3 | -7 | 0 | -1.7 | 10.6 | -7.8 | 6.1 | -1.1 | 1.1 | 0 | 1.7 | -5.6 | 2.2 | -4 | 4.4 | 0.6 | 8.3 | 6.7 | 2.8 | -10 | 9.4 | 6.7 | 24.4 | 16.9 | 8.7 | 3.5 | 13.5 | -4.5 | 10.6 | 2.8 | 4.4 | -8.3 | 3.9 | -10.6 | 13.7 | -4 | 11.7 | -0.6 | 8.3 | -12.2 | 17.2 | -8.3 | 22.8 | -3.9 | 20.6 | -2.8 | 6.7 | -3.3 | 15 | 6.7 | 13.9 | -1.7 | 1.7 | 0 | 19.4 | 10 | 19.6 | 5.7 | 10 | 3 | 10.6 | -3.3 | 11.1 | 3.3 | 15 | 3.9 | 20.6 | 6.7 | 6 | 1 | 21.1 | 18.3 | 23.3 | 12.2 | 3 | -8.2 | 22.8 | 12.2 | 24.2 | 14.6 | 3.9 | -15.6 | 26.1 | 19.4 | 11.7 | -5 | 20.7 | 2 | 10 | 10 | 22.8 | -0.6 | 1.1 | -9.4 | 2.8 | 2.2 | 2.2 | -1.1 | 11.7 | 10.6 | 7.8 | 2.2 | 23 | 11.8 | 13.3 | 10 | 19.4 | -10.5 | 3.3 | -14.4
-4 | -6 | 0.6 | -3.3 | 26.1 | 12.2 | 6.1 | -7.8 | 10.6 | -13.3 | 31.1 | -3.3 | 8 | 1 | 27.8 | 10.5 | 23.3 | -4.4 | 18.9 | 7.8 | 16.7 | 8.9 | 25.6 | -1.1 | 23.3 | -19.4 | 19.4 | -2.8 | 13 | -6 | 30.4 | 19.1 | 26.7 | 17.8 | 20.6 | 17.2 | 27.2 | 9.4 | 19.4 | 13.9 | 28.9 | 17.8 | 10 | -3.3 | 11.7 | -6.7 | 10 | -2.9 | 20 | 12.2 | 27.2 | 2.8 | 7.6 | -3.2 | 27.8 | 16.7 | 26.3 | 9.2 | 6.7 | -7.8 | -2 | -6 | 0.6 | -2.2 | 10.6 | -8.9 | 6.7 | -1.7 | 1.7 | 0 | 2.8 | -5 | 3.3 | -3.1 | 5 | 0.6 | 7.8 | 6.7 | 4.4 | -10 | 8.9 | 7.2 | 23.9 | 16.9 | 10 | 3.9 | 13.9 | -6.7 | 11.3 | 1.2 | 4.4 | -6.7 | 4.4 | -12.8 | 11.9 | -4.5 | 12.2 | -2.2 | 8.9 | -13.3 | 17.4 | -7.7 | 23.2 | -3.5 | 20.6 | -2.2 | 6.3 | -1.6 | 15 | 6.7 | 14.4 | -1.7 | 1.5 | -0.4 | 20 | 10.6 | 20.4 | 5.6 | 12 | 4 | 11.7 | -1.7 | 11.7 | 3.3 | 17.2 | 4.4 | 22.8 | 7.8 | 7 | 1 | 21.7 | 18.3 | 23.3 | 10 | 3.1 | -8.5 | 23.9 | 12.8 | 24.1 | 14.5 | 5.6 | -16.1 | 26.7 | 20.6 | 12.8 | -4.4 | 21.5 | 2.2 | 10 | 9.4 | 23.3 | -0.8 | 1.7 | -11.7 | 3 | 2.6 | 1.1 | 0 | 11.7 | 9.4 | 5 | 1.7 | 23.1 | 11.5 | 14.4 | 10.6 | 20 | -11.7 | 4.4 | -14.4
-3 | -5 | 0.6 | -4.4 | 25.6 | 11.7 | 7.2 | -7.2 | 10.8 | -11.2 | 31.1 | -7.8 | 7 | 1 | 28.3 | 10.1 | 20.6 | 1.1 | 20 | 9.4 | 17.2 | 9.4 | 24.4 | 0 | 23.5 | -16.4 | 19.6 | -2.4 | 13 | -6 | 30.7 | 18.8 | 26.1 | 17.8 | 18.3 | 17.2 | 27.2 | 9.4 | 19.4 | 14.4 | 28.5 | 17.7 | 10 | -2.2 | 12.1 | -7.5 | 11.1 | -2.8 | 20.6 | 12.2 | 27.2 | 2.2 | 8.5 | -3.2 | 27.2 | 17.8 | 27.2 | 8.3 | 6.7 | -7.8 | -2 | -6 | 0.6 | -2.2 | 9.4 | -8.9 | 7.2 | -2.8 | 1.1 | 0 | 2.2 | -6.1 | 4.4 | -2.8 | 5 | 0 | 7.8 | 6.7 | 6.1 | -8.9 | 8.9 | 7.8 | 23.3 | 16.7 | 9.3 | 4.1 | 13.5 | -5 | 12.1 | -1 | 4.4 | -3.3 | 5 | -16.1 | 10 | -6.1 | 12.2 | -3.3 | 10.6 | -12.8 | 17.6 | -8.3 | 23.5 | -3.3 | 20.6 | -1.6 | 6 | -0.4 | 14.4 | 6.7 | 15.6 | 2.2 | 1.3 | -0.7 | 20 | 10 | 21.1 | 5.6 | 13 | 6 | 12.8 | -2.8 | 12.2 | 2.8 | 17.2 | 3.9 | 23.3 | 7.2 | 7 | 2 | 22.2 | 18.4 | 23.9 | 9.4 | 3.3 | -10 | 23.9 | 11.7 | 23.9 | 13.9 | 7.8 | -15 | 26.7 | 19.4 | 12.8 | -4.4 | 22.2 | 2.8 | 10 | 9.4 | 23.9 | -2.2 | 2.2 | -10 | 3.1 | 3 | 1.1 | 0.6 | 13.3 | 10.6 | 6.1 | 2.2 | 23.3 | 11.7 | 13.9 | 10 | 20 | -10.1 | 4.4 | -15
-2 | -5 | 1.7 | -6.7 | 24.4 | 12.2 | 7.2 | -7.2 | 10.9 | -10.5 | 31.1 | -10 | 8 | 2 | 28.9 | 10 | 20 | 1.7 | 21.1 | 10.6 | 16.7 | 8.9 | 22.8 | 1.1 | 23.7 | -14.3 | 19.8 | -2.8 | 13 | -6 | 31.1 | 18.3 | 26.1 | 16.1 | 18.9 | 17.2 | 26.7 | 10.6 | 17.8 | 15.6 | 28.2 | 17.4 | 10.6 | -2.8 | 12.4 | -10 | 10.4 | -2 | 16.7 | 12.8 | 27.8 | 2.8 | 9.4 | -4.4 | 26.7 | 18.9 | 26.7 | 8.2 | 5.6 | -9.4 | -1 | -4 | 1.1 | -2.8 | 8.9 | -7.2 | 5 | -2.8 | 1.1 | 0.6 | 1.7 | -6.7 | 4 | -2.1 | 6.1 | -0.6 | 7.2 | 5.6 | 7.2 | -9.4 | 8.9 | 6.7 | 23.1 | 17.1 | 8.5 | 4 | 13.2 | -4.3 | 12.8 | -3.9 | 3.9 | -2.8 | 5 | -15.6 | 8.5 | -4.4 | 12.8 | -4.4 | 10.6 | -12.8 | 17.8 | -10.6 | 23.9 | -3.9 | 20.6 | -2.2 | 5.6 | 0.6 | 14.4 | 7.2 | 16.1 | 0.6 | 1.1 | -1.1 | 20 | 10 | 19.3 | 6.4 | 13 | 6 | 12.8 | -2.8 | 13.3 | 3.3 | 17.2 | 2.8 | 23.3 | 7.2 | 7 | 1 | 22.8 | 18.3 | 23.9 | 8.3 | 3.3 | -8.3 | 25 | 12.2 | 21.9 | 13.8 | 8.9 | -17.8 | 26.7 | 20 | 12.8 | -4.4 | 21.7 | 2.9 | 10 | 10 | 23.7 | -1.8 | 2.8 | -10.6 | 3.3 | 3.3 | 1.1 | 0 | 13.3 | 10 | 5.6 | 2.2 | 22.6 | 11.7 | 12.8 | 9.4 | 20 | -10.1 | 4.4 | -13.9
-2 | -5 | 1.7 | -7.8 | 23.9 | 11.7 | 7.2 | -6.7 | 11.1 | -11.1 | 30.6 | -4.4 | 8 | 2 | 26.5 | 11.5 | 18.9 | 2.2 | 21.1 | 10.6 | 15 | 10 | 20.6 | 5.6 | 23.9 | -13.9 | 20 | -2.8 | 12 | -6 | 30 | 18.5 | 25 | 17.8 | 18.3 | 17.2 | 26.7 | 11.1 | 15.6 | 14.4 | 27.8 | 17.2 | 10 | -3.9 | 12.8 | -13.9 | 9.6 | -2.1 | 16.1 | 13.3 | 27.2 | 2.2 | 8.9 | -4.1 | 25 | 18.9 | 26.1 | 7.7 | 5 | -10.6 | -1 | -5 | 0 | -3.9 | 6.7 | -5.6 | 3.9 | -1.7 | 0.6 | 0 | 1.1 | -6.7 | 3.7 | -1.6 | 6.7 | -2.8 | 6.7 | 5.6 | 7.8 | -8.9 | 8.3 | 6.7 | 23 | 17.9 | 7.8 | 3.9 | 12.8 | -4.4 | 11.7 | -2.9 | 3.3 | -2.8 | 4.4 | -15 | 7.1 | -3.6 | 12.2 | -4.4 | 11.1 | -12.8 | 16.1 | -10.2 | 22.6 | -4.7 | 19.1 | -0.7 | 4.3 | 0.2 | 14.4 | 7.2 | 17.2 | 0.6 | 0.7 | -0.8 | 20.6 | 9.4 | 17.4 | 7.2 | 13 | 6 | 11.7 | -3.3 | 12.2 | 2.8 | 16.7 | 2.2 | 22.8 | 7.2 | 6 | 1 | 21.3 | 17.5 | 21.7 | 5 | 3.3 | -7.7 | 24.4 | 11.7 | 19.8 | 13.5 | 9.4 | -17.2 | 26.1 | 20.6 | 13.3 | -4.4 | 21.1 | 3.3 | 10.6 | 10.6 | 23.5 | -2.6 | 3.3 | -8.9 | 3.5 | 3.2 | 1.1 | 0 | 13.3 | 10 | 5.6 | 1.1 | 21.8 | 11.3 | 12.8 | 8.9 | 20 | -11.1 | 4.4 | -15
-2 | -5 | 1.1 | -6.7 | 23.3 | 11.7 | 7.2 | -5 | 7.6 | -9.1 | 30 | -10 | 7 | 2 | 24.1 | 12.1 | 16.7 | 3.9 | 18.9 | 10.6 | 13.9 | 9.4 | 16.1 | -0.6 | 20.7 | -9.6 | 17.6 | -1 | 11 | -5 | 28.9 | 18.4 | 25 | 16.7 | 18.3 | 17.2 | 23.9 | 11.1 | 12.8 | 11.7 | 26.9 | 17.7 | 9.4 | -3.3 | 11.1 | -11 | 8.9 | -2.2 | 16.7 | 13.3 | 26.1 | 2.2 | 8.3 | -4.3 | 23.9 | 18.3 | 25.6 | 7.8 | 4.4 | -8.9 | -2 | -6 | -1.1 | -5 | 4.4 | -3.9 | 3.9 | -2.8 | 0.6 | 0 | 1.1 | -6.7 | 3.3 | -1.7 | 7.2 | -3.3 | 6.7 | 5 | 7.2 | -8.9 | 7.8 | 6.7 | 22.8 | 18.3 | 7.1 | 3.5 | 11.5 | -4.1 | 10.5 | -2.2 | 4.4 | -4.4 | 3.3 | -14.4 | 5.6 | -3.9 | 10.6 | -5.6 | 9.4 | -12.8 | 14.5 | -10.5 | 21.3 | -4.9 | 17.6 | -0.1 | 3 | -0.1 | 13.9 | 7.2 | 17.8 | 1.7 | 0.4 | -0.7 | 19.4 | 9.4 | 15.6 | 7.2 | 12 | 6 | 10 | -3.9 | 11.7 | 3.9 | 13.9 | 1.7 | 22.8 | 7.8 | 5 | 1 | 19.8 | 16.5 | 18.9 | 2.2 | 3.3 | -8.3 | 23.9 | 11.1 | 17.8 | 12.8 | 10 | -15 | 25 | 20.6 | 12.8 | -3.9 | 20.6 | 3.3 | 11.7 | 11.1 | 23.3 | -3.3 | 2.2 | -6.1 | 3.7 | 3 | 1.1 | 0 | 12.8 | 9.4 | 5 | -0.6 | 21.1 | 11.1 | 12.2 | 8.9 | 16.9 | -8.1 | 4.4 | -14.4
-3 | -5 | 0.6 | -6.7 | 22.8 | 11.7 | 6.7 | -3.9 | 4.1 | -8.9 | 27.8 | -10 | 6 | 0 | 21.7 | 12.2 | 16.7 | 2.2 | 17.2 | 11.7 | 12.8 | 10 | 12.8 | 3.3 | 17.6 | -8.3 | 15.2 | 0.2 | 9 | -5 | 27.8 | 18.3 | 23.9 | 17.2 | 16.1 | 15 | 21.1 | 12.2 | 10 | 8.9 | 25.9 | 17.6 | 7.2 | -3.3 | 9.5 | -9.4 | 7.8 | -1.5 | 16.1 | 13.3 | 22.2 | 4.4 | 7.8 | -5.6 | 21.7 | 19.4 | 22.3 | 8.5 | 3.9 | -7.8 | -2 | -3 | -2.8 | -5.6 | 4.4 | -2.2 | 2.8 | -3.3 | 0.6 | 0.6 | 0.6 | -6.7 | 2.8 | -1.4 | 7.2 | -3.9 | 6.1 | 5 | 5.6 | -7.8 | 7.2 | 6.1 | 21.5 | 18.3 | 6.3 | 2.8 | 10.2 | -4.4 | 9.4 | -2.2 | 4.4 | -6.7 | 2.2 | -13.9 | 3.5 | -4.1 | 9.4 | -5.6 | 6.1 | -12.8 | 12.8 | -13.3 | 20 | -6.7 | 16.1 | 0 | 1.7 | -0.6 | 14.4 | 7.8 | 15 | 1.7 | 0 | -0.6 | 17.2 | 10 | 13.9 | 6.8 | 11 | 7 | 6.7 | -3.9 | 10 | 3.9 | 12.2 | 1.7 | 21.1 | 7.2 | 4 | 1 | 18.3 | 15.6 | 16.7 | 2.2 | 0.9 | -5.5 | 23.3 | 11.1 | 17.1 | 13.1 | 7.8 | -11.1 | 23.9 | 21.1 | 10.6 | -2.8 | 18 | 4.2 | 11.7 | 11.7 | 19.8 | 1.3 | 0.6 | -6.7 | 3.9 | 2.8 | 1.1 | -0.6 | 11.7 | 8.3 | 3.9 | -3.3 | 20.4 | 11.4 | 12.2 | 8.3 | 13.7 | -7.9 | 1.7 | -12.2
-4 | -6 | -0.6 | -6.1 | 21.7 | 11.7 | 5.6 | -0.6 | 0.6 | -11.1 | 25.6 | -8.9 | 6 | 2 | 20 | 12.5 | 15.6 | 6.7 | 15 | 11.1 | 12.8 | 10 | 10 | 2.8 | 14.4 | -8.9 | 12.8 | 0.6 | 8 | -3 | 26.9 | 18.8 | 23.9 | 17.8 | 13.9 | 12.8 | 19.4 | 11.7 | 8.3 | 7.2 | 25 | 17.8 | 5.6 | -3.3 | 7.8 | -10 | 6.7 | -1.1 | 16.1 | 13.3 | 20 | 2.2 | 6.9 | -4 | 21.7 | 18.9 | 18.9 | 8.6 | 3.9 | -8.9 | -2 | -4 | -3.3 | -6.1 | 3.3 | -2.2 | 1.7 | -2.8 | 0.6 | -0.6 | 0 | -6.1 | 2.2 | -1.4 | 6.7 | -3.9 | 5.6 | 4.4 | 5 | -7.2 | 7.2 | 5.6 | 20.2 | 18 | 5.6 | 2.2 | 8.9 | -5.6 | 9 | -1.5 | 5 | -6.1 | 1.1 | -13.3 | 1.5 | -4.8 | 7.8 | -5 | 5.6 | -12.2 | 11.5 | -14.3 | 18 | -4.7 | 12.6 | 0.7 | 1.3 | -1 | 14.4 | 7.8 | 13.3 | 1.1 | -0.2 | -0.8 | 16.7 | 11.1 | 12.3 | 5.9 | 9 | 7 | 5 | -3.3 | 9.4 | 4.4 | 10.6 | 1.1 | 20 | 7.2 | 3 | 0 | 17.4 | 12.5 | 15.6 | 1.7 | -1.5 | -4.8 | 22.2 | 11.7 | 16.3 | 12.9 | 2.8 | -10 | 23.3 | 21.1 | 9.4 | -2.2 | 15.4 | 4.2 | 12.2 | 11.7 | 16.3 | 3 | -1.1 | -7.2 | 3.7 | 2.8 | 1.1 | -1.1 | 11.1 | 8.3 | 2.2 | -3.9 | 19.6 | 11.2 | 12.2 | 8.3 | 10.6 | -8.9 | 0.6 | -11.7
-4 | -6 | -2.2 | -6.1 | 21.1 | 12.2 | 6.1 | -0.6 | -0.7 | -9.8 | 25.6 | -9.4 | 2 | 1 | 18.4 | 12.4 | 15.6 | 6.7 | 13.3 | 10.6 | 12.2 | 8.9 | 10 | 2.2 | 12.2 | -6.9 | 12.2 | 0 | 8 | -3 | 25.9 | 19.1 | 23.9 | 17.8 | 12.2 | 10.6 | 19.4 | 11.7 | 6.7 | 4.4 | 25 | 18 | 4.4 | -3.3 | 5.9 | -8.1 | 5.6 | -1.1 | 16.7 | 13.9 | 18.3 | 2.2 | 5.9 | -3.8 | 22.2 | 17.2 | 15.6 | 7.8 | 3.3 | -7.8 | -2 | -4 | -3.9 | -6.7 | 2.8 | -2.2 | 1.7 | -3.3 | 0.6 | -0.6 | -0.6 | -5.6 | 1.7 | -1.7 | 6.7 | -3.3 | 5 | 2.8 | 4.4 | -6.7 | 6.7 | 5.6 | 18.9 | 17.8 | 5.2 | 1.5 | 8.2 | -3.2 | 8.7 | -0.8 | 5 | -7.2 | 0 | -13.3 | -0.6 | -6.7 | 6.7 | -3.9 | 3.9 | -8.9 | 10.2 | -17 | 15.9 | -3.6 | 9.1 | 0.5 | 1 | -1.4 | 13.9 | 7.8 | 13.9 | 0.6 | -0.4 | -1.3 | 16.1 | 11.7 | 10.6 | 5 | 9 | 7 | 4.4 | -3.9 | 8.3 | 4.4 | 10 | 0.6 | 19.4 | 7.2 | 3 | 0 | 16.5 | 9.5 | 14.4 | 1.7 | -3.9 | -5 | 19.4 | 11.7 | 15.6 | 12.8 | 1.7 | -10 | 22.2 | 20.6 | 7.2 | -1.1 | 12.8 | 3.9 | 13.3 | 12.8 | 12.8 | 3.3 | -1.1 | -7.8 | 3.5 | 2.8 | 1.1 | -1.1 | 11.1 | 8.9 | 1.7 | -3.3 | 18.9 | 11.1 | 12.2 | 8.3 | 8.7 | -7 | -0.6 | -8.9
-3 | -5 | -2.8 | -6.7 | 20.6 | 12.2 | 6.1 | -1.1 | -2 | -10.3 | 25 | -2.2 | 3 | 1 | 16.7 | 12.2 | 15.6 | 5 | 12.8 | 10 | 12.2 | 9.4 | 8.9 | 2.2 | 10 | -6.4 | 11.7 | -0.1 | 7 | -2 | 25 | 19.4 | 23.9 | 18.3 | 11.1 | 8.3 | 18.9 | 11.7 | 5.6 | 3.3 | 25 | 18.2 | 3.9 | -3.3 | 4.1 | -7.9 | 5.8 | -1.2 | 16.7 | 13.9 | 17.2 | 2.8 | 5 | -3.9 | 20.6 | 15 | 16.1 | 8.4 | 2.2 | -6.1 | -2 | -4 | -5.6 | -7.8 | 1.1 | -2.2 | 0.6 | -3.3 | 0 | 0 | -1.7 | -5.6 | 1.3 | -2.3 | 6.7 | -2.8 | 4.4 | 1.7 | 3.3 | -5.6 | 6.7 | 4.4 | 18.9 | 17.1 | 4.8 | 0.7 | 7.4 | -2.3 | 8.3 | -0.6 | 5 | -9.4 | -0.6 | -13.9 | -1 | -6.3 | 3.3 | -2.8 | 3.3 | -6.7 | 8.9 | -22.2 | 13.9 | -3.9 | 5.6 | -0.6 | 0.6 | -2.2 | 12.8 | 7.8 | 13.9 | 1.1 | -0.6 | -1.7 | 15.6 | 11.7 | 9.7 | 4.7 | 8 | 7 | 2.2 | -3.9 | 7.8 | 3.9 | 10 | 0.6 | 18.3 | 7.2 | 2 | 0 | 15.6 | 5.6 | 13.3 | 1.1 | -3.5 | -4.5 | 18.3 | 12.8 | 15.4 | 12.9 | 1.1 | -10 | 22.2 | 21.1 | 6.7 | -1.1 | 11.9 | 4.2 | 13.3 | 12.8 | 11.9 | 3.2 | -1.1 | -8.3 | 3.3 | 2.8 | 1.1 | -1.1 | 10 | 8.3 | 1.1 | -3.9 | 18.9 | 11.3 | 11.7 | 8.3 | 6.9 | -6.7 | -1.7 | -10.6
-3 | -5 | -3.3 | -7.8 | 20 | 12.2 | 6.1 | -2.2 | -3.3 | -11.7 | 23.9 | 3.3 | 2 | 1 | 15.9 | 12.3 | 15 | 2.8 | 10.6 | 8.9 | 12.2 | 9.4 | 7.8 | 2.2 | 7.8 | -7.2 | 11.1 | -0.6 | 7 | -2 | 24.3 | 19.8 | 23.3 | 17.8 | 10 | 7.2 | 18.9 | 11.1 | 4.4 | 1.1 | 25 | 18.3 | 3.3 | -3.3 | 2.2 | -8.9 | 5.9 | -1.7 | 17.2 | 14.4 | 17.2 | 2.8 | 4.1 | -3.2 | 21.1 | 13.3 | 16.7 | 8.9 | 2.2 | -7.2 | -2 | -5 | -7.8 | -10 | 2.2 | -1.1 | 0.6 | -3.3 | -0.6 | -1.7 | -1.7 | -5.6 | 1 | -3.2 | 5 | -3.3 | 3.9 | 1.1 | 2.8 | -5.6 | 6.7 | 3.9 | 18.9 | 16.3 | 4.4 | 0 | 6.7 | -1.7 | 6.8 | 0.9 | 4.4 | -7.2 | -1.7 | -12.8 | -1.3 | -6.7 | 3.9 | -3.3 | 2.2 | -5.6 | 6.5 | -12.7 | 13 | -3.3 | 4.8 | -0.9 | -0.3 | -2.7 | 12.8 | 7.8 | 12.8 | 0.6 | -1 | -2 | 15 | 12.2 | 8.7 | 3.9 | 8 | 7 | 2.8 | -3.3 | 8.3 | 3.9 | 8.9 | 1.1 | 17.8 | 7.2 | 2 | 0 | 14.5 | 4.8 | 12.2 | 0.6 | -3.2 | -4.2 | 17.2 | 12.2 | 15.2 | 12.9 | 2.2 | -9.4 | 22.8 | 21.1 | 5.6 | 0 | 10.9 | 3.9 | 13.9 | 12.8 | 10.9 | 2.7 | -0.6 | -9.4 | 3.5 | 2.8 | 1.1 | -1.1 | 9.4 | 8.3 | 1.1 | -3.9 | 18.9 | 11.3 | 11.7 | 8.9 | 5 | -7.8 | -1.1 | -7.8
-4 | -5 | -2.8 | -8.3 | 19.4 | 12.2 | 6.1 | -2.2 | -4.1 | -11.2 | 23.9 | 6.1 | 3 | 2 | 15.2 | 12.4 | 15.6 | 0 | 10.6 | 9.4 | 12.2 | 9.4 | 7.2 | 2.2 | 7.8 | -6.6 | 10 | -0.7 | 6 | -3 | 23.5 | 20.3 | 23.3 | 17.2 | 9.4 | 6.7 | 17.8 | 11.7 | 3.3 | 0 | 24.6 | 18.3 | 2.2 | -3.9 | 2 | -7.7 | 6.1 | -2.2 | 16.1 | 14.4 | 15.6 | 4.4 | 3.1 | -3.5 | 20 | 12.8 | 17.2 | 9.4 | 1.7 | -5.6 | -2 | -4 | -8.5 | -10.5 | 0 | -2.2 | -0.6 | -5.6 | -0.6 | -2.2 | -2.2 | -5.6 | 0.6 | -5 | 5 | -3.9 | 3.3 | -0.6 | 2.2 | -5.6 | 6.1 | 2.2 | 18.9 | 15.6 | 4.4 | -0.5 | 4.8 | -1.3 | 5.4 | 1.7 | 3.9 | -7.8 | -2.2 | -13.3 | -1.7 | -7.8 | 3.9 | -3.3 | -0.6 | -5.6 | 4.1 | -9.2 | 12 | -3.3 | 4.1 | -1.5 | -1.3 | -3.8 | 12.8 | 7.2 | 14.4 | 3.3 | -1.3 | -2.3 | 14.4 | 12.2 | 7.8 | 3.3 | 7 | 6 | 1.7 | -3.9 | 8.3 | 3.9 | 8.3 | 1.7 | 17.8 | 7.8 | 2 | 0 | 13.3 | 3.4 | 11.1 | 0.6 | -2.8 | -3.9 | 16.7 | 12.8 | 15 | 12.8 | 0.6 | -8.3 | 22.8 | 21.1 | 5.6 | -0.6 | 10 | 3.9 | 13.9 | 13.3 | 10 | 2.2 | -0.6 | -9.4 | 3.7 | 2.8 | 1.1 | -1.1 | 10 | 8.3 | 0.6 | -3.9 | 18.9 | 11.1 | 11.7 | 8.9 | 4.6 | -6.4 | -2.8 | -8.3
-5 | -6 | -3.3 | -8.3 | 18.3 | 12.2 | 4.4 | -2.8 | -4.8 | -11.4 | 23.3 | 7.2 | 4 | 2 | 14.4 | 12.2 | 15 | -0.6 | 9.4 | 8.9 | 12.2 | 9.4 | 7.2 | 2.2 | 7.8 | -6.6 | 8.9 | -0.8 | 6 | -3 | 22.8 | 20.6 | 23.3 | 16.7 | 8.9 | 5.6 | 16.1 | 12.2 | 2.8 | -0.6 | 24.3 | 18.5 | 2.2 | -3.9 | 1.9 | -7.3 | 6.1 | -1.6 | 15 | 13.3 | 15.6 | 5.6 | 2.2 | -3.9 | 18.3 | 11.7 | 16.5 | 9.7 | 1.1 | -6.1 | -2 | -4 | -9.3 | -11.3 | 0.6 | -2.2 | -1.7 | -6.7 | -0.6 | -2.2 | -3.9 | -5.6 | 0.2 | -4.4 | 3.9 | -3.9 | 1.7 | -1.1 | 1.7 | -5 | 5 | 1.1 | 18.3 | 14.8 | 4.4 | -0.9 | 3 | -1.5 | 3.9 | 2.2 | 3.3 | -7.8 | -2.2 | -12.8 | -2.6 | -7.3 | 0.6 | -2.8 | -1.7 | -5.6 | 1.7 | -8.9 | 11.1 | -3.9 | 3.3 | -2.2 | -2.2 | -5 | 13.3 | 6.1 | 13.9 | 5 | -1.7 | -2.8 | 12.8 | 11.1 | 7.2 | 3.3 | 7 | 6 | 1.1 | -3.9 | 8.3 | 3.9 | 7.8 | 2.8 | 17.2 | 7.8 | 2 | 1 | 12.2 | 2.2 | 10 | 0.6 | -3.2 | -4.3 | 17.2 | 12.2 | 15.2 | 13.1 | -1.1 | -8.3 | 22.8 | 21.7 | 5 | -0.6 | 9.3 | 3.5 | 13.9 | 13.3 | 9.6 | 2.7 | -1.1 | -9.4 | 3.9 | 2.8 | 1.1 | -0.6 | 10 | 8.3 | 0.6 | -4.4 | 17.8 | 10 | 11.1 | 8.9 | 4.3 | -6.4 | -3.9 | -8.3
-5 | -6 | -3.9 | -13.3 | 17.8 | 12.2 | 3.9 | -2.2 | -5.6 | -12.8 | 22.8 | 7.8 | 4 | 2 | 13.5 | 11.6 | 13.9 | -1.1 | 8.9 | 8.3 | 12.2 | 9.4 | 6.7 | 2.2 | 7.8 | -7.8 | 7.8 | -1.1 | 6 | -3 | 22.1 | 19.8 | 22.8 | 17.2 | 8.3 | 4.4 | 16.1 | 13.3 | 2.2 | -1.1 | 23.9 | 18.3 | 1.7 | -4.4 | 1.7 | -8.3 | 6.1 | -1.4 | 13.3 | 10.6 | 14.4 | 6.1 | 1.7 | -3.9 | 16.7 | 11.1 | 15.7 | 9.8 | 1.1 | -6.7 | -6 | -8 | -10 | -11.9 | 0 | -2.2 | -2.2 | -6.1 | -0.6 | -2.2 | -4.4 | -6.1 | -0.2 | -4.8 | 4.4 | -3.9 | 1.1 | -1.1 | 1.1 | -4.4 | 4.4 | 0.6 | 17.8 | 14.1 | 4.4 | -1.7 | 1.1 | -2.2 | 3 | 2 | 3.3 | -6.1 | -1.7 | -12.2 | -3.5 | -7.5 | 1.1 | -2.8 | -2.2 | -5.6 | -0.2 | -7.3 | 10.9 | -3.2 | 2 | -2.6 | -1.8 | -4 | 12.8 | 4.4 | 12.2 | 6.7 | -1.9 | -3.4 | 13.3 | 11.7 | 6.7 | 3 | 8 | 6 | 0.6 | -3.9 | 7.2 | 5.6 | 8.9 | 4.4 | 18.9 | 7.8 | 2 | 0 | 11.3 | 2.3 | 8.3 | 0 | -3.5 | -4.9 | 16.1 | 12.2 | 15.4 | 13.3 | 2.2 | -7.2 | 22.8 | 21.7 | 5.6 | 0.6 | 8.5 | 2.7 | 13.9 | 13.3 | 9.3 | 3.1 | -1.1 | -8.3 | 4.1 | 2.8 | 1.1 | -1.1 | 8.9 | 7.8 | 0 | -3.9 | 16.7 | 8.7 | 11.1 | 8.3 | 3.9 | -7.2 | -3.9 | -10
-7 | -8 | -3.9 | -13.3 | 17.2 | 12.2 | 3.3 | -2.2 | -5.8 | -12.2 | 21.1 | 7.8 | 4 | 2 | 12.6 | 10.9 | 14.4 | -2.2 | 7.8 | 7.8 | 12.2 | 9.4 | 6.1 | 2.2 | 7.4 | -6.9 | 7.2 | -1.1 | 6 | -3 | 21.3 | 19.1 | 22.8 | 17.2 | 7.2 | 2.8 | 13.3 | 12.2 | 2.2 | -1.1 | 23.5 | 17.7 | 1.7 | -3.9 | 1.3 | -5.4 | 6.1 | -1.1 | 10.6 | 10 | 13.9 | 6.1 | 1.1 | -4.4 | 15 | 10 | 15 | 10 | 1.1 | -6.7 | -7 | -8 | -10.7 | -12.6 | 0.6 | -2.2 | -3.3 | -6.7 | 0 | -1.7 | -4.4 | -6.1 | -0.6 | -5.6 | 3.3 | -4.4 | 1.1 | -1.1 | 0.6 | -4.4 | 3.9 | 0.6 | 17.2 | 13.3 | 3.9 | -1.6 | 0.7 | -1.8 | 2 | 1.4 | 2.8 | -7.8 | -2.2 | -9.4 | -4.4 | -8.3 | 1.1 | -2.8 | -2.8 | -5.6 | -2 | -7.4 | 10.8 | -2.6 | 0.7 | -3.3 | -1.5 | -3.3 | 12.2 | 2.8 | 9.4 | 6.1 | -2 | -3.9 | 13.3 | 11.1 | 6.1 | 2.8 | 10 | 5 | 1.1 | -3.3 | 6.1 | 4.4 | 8.3 | 4.4 | 18.9 | 7.8 | 2 | 1 | 10.3 | 1.9 | 8.3 | -1.1 | -3.9 | -5.6 | 17.2 | 12.2 | 15.6 | 13.3 | 0 | -9.4 | 22.2 | 21.1 | 7.2 | 0 | 7.8 | 2.2 | 14.4 | 13.9 | 8.9 | 3.3 | 0.6 | -8.9 | 4.2 | 2.4 | 1.1 | -1.1 | 8.9 | 6.7 | -0.6 | -4.4 | 15.6 | 7.2 | 11.1 | 8.9 | 5.6 | -6.7 | -3.9 | -10
-6 | -6 | -4.4 | -12.8 | 17.2 | 12.8 | 2.8 | -1.7 | -5.9 | -12.3 | 20 | 7.8 | 4 | 2 | 11.7 | 10 | 14.4 | -2.8 | 6.1 | 6.1 | 11.7 | 9.4 | 5.6 | 2.2 | 7.1 | -6.8 | 6.7 | -0.9 | 6 | -3 | 20.6 | 18.3 | 22.8 | 17.2 | 6.7 | 1.1 | 12.8 | 12.2 | 1.7 | -1.7 | 23.2 | 17.5 | 2.2 | -3.9 | 1 | -3.6 | 6.3 | -0.6 | 11.7 | 10 | 13.9 | 6.7 | 0.6 | -5.6 | 13.9 | 9.4 | 13.9 | 9.8 | 0 | -8.3 | -6 | -8 | -11.5 | -13.4 | -0.6 | -2.8 | -3.3 | -6.1 | 0.6 | -2.2 | -3.9 | -5.6 | -0.6 | -4.5 | 2.2 | -4.4 | 0.6 | -2.2 | 0.6 | -4.4 | 3.3 | 0 | 16.8 | 13.6 | 3.3 | -2.2 | 0.4 | -1.5 | 1.1 | 1.1 | 2.2 | -7.2 | -3.3 | -9.4 | -4.6 | -7.9 | 1.7 | -2.8 | -3.9 | -6.1 | -3.9 | -8.3 | 10.6 | -2.8 | -0.6 | -4.4 | -1.1 | -2.8 | 12.2 | 2.2 | 7.8 | 6.7 | -2.2 | -5 | 12.2 | 10 | 5.7 | 2.5 | 9 | 5 | 1.7 | -2.8 | 5 | 4.4 | 8.3 | 4.4 | 18.3 | 8.9 | 2 | 1 | 9.4 | 1.7 | 7.2 | -2.8 | -4.1 | -5.7 | 17.8 | 12.2 | 15.6 | 13.7 | -1.1 | -7.8 | 22.2 | 21.1 | 6.7 | -1.1 | 7.6 | 1.9 | 15 | 15 | 9.1 | 3.5 | -0.6 | -7.8 | 4.4 | 2.2 | 1.1 | -1.1 | 8.9 | 6.1 | 0 | -4.4 | 15.2 | 8.5 | 11.1 | 8.9 | 7.2 | -7.8 | -2.2 | -11.1
-7 | -8 | -4.4 | -15.6 | 16.7 | 13.3 | -0.6 | -2.2 | -6.1 | -13.3 | 19.4 | 6.7 | 4 | 2 | 11.3 | 9.8 | 13.3 | -5.6 | 6.7 | 6.7 | 11.1 | 8.9 | 6.1 | 2.2 | 6.7 | -7.8 | 6.1 | -1.1 | 6 | -3 | 20 | 17 | 22.2 | 17.2 | 5.6 | 0.6 | 12.2 | 11.7 | 1.1 | -3.3 | 22.8 | 16.7 | 2.2 | -3.9 | 0.6 | -2.8 | 6.5 | -0.2 | 11.7 | 10 | 13.9 | 6.7 | 0.6 | -4.8 | 13.3 | 8.9 | 12.8 | 9.3 | 0 | -9.4 | -6 | -7 | -12.2 | -14.4 | 0 | -2.2 | -3.9 | -6.1 | 0 | -3.3 | -3.3 | -5.6 | -0.6 | -4 | 2.2 | -4.4 | 0 | -1.7 | 0.6 | -4.4 | 3.3 | -0.6 | 16.5 | 13.6 | 2.8 | -2.8 | 0 | -1.7 | 1.3 | 1.3 | 1.7 | -7.8 | -3.9 | -8.9 | -4.8 | -8.3 | 1.7 | -2.8 | -3.9 | -6.7 | -4.1 | -8.2 | 11.3 | -2.2 | 0 | -3.6 | -1.5 | -3.3 | 11.7 | -1.1 | 8.3 | 7.2 | -2.4 | -4.9 | 12.2 | 10.6 | 5.4 | 2.4 | 8 | 5 | 1.1 | -2.8 | 4.4 | 3.9 | 8.3 | 5 | 17.8 | 10 | 2 | 1 | 8.5 | 2.3 | 6.7 | -3.3 | -4.2 | -6 | 17.2 | 12.2 | 15.6 | 13.8 | -1.7 | -7.2 | 22.2 | 20.6 | 5.6 | -2.2 | 7.4 | 1.5 | 16.1 | 15.6 | 9.2 | 3.8 | 0 | -7.8 | 4.8 | 2.2 | 1.1 | -1.1 | 8.3 | 5.6 | -1.7 | -4.4 | 14.8 | 9.6 | 11.1 | 8.3 | 8.9 | -10.6 | -4.4 | -9.4
-8 | -9 | -5.6 | -15 | 17.2 | 13.9 | 0.6 | -1.7 | -2.2 | -10.2 | 18.3 | 1.1 | 4 | 1 | 11 | 9.5 | 12.8 | -5 | 6.7 | 6.7 | 11.1 | 8.3 | 6.1 | 2.2 | 10.2 | -5.9 | 7.6 | -0.5 | 6 | -3 | 19.5 | 16 | 22.2 | 17.2 | 5 | -0.6 | 11.7 | 11.7 | 0.6 | -3.9 | 23.7 | 16.8 | 2.2 | -3.9 | 0.4 | -2.9 | 6.7 | 0 | 12.2 | 10.6 | 13.3 | 6.1 | 0.6 | -4.8 | 12.8 | 8.3 | 11.7 | 8.9 | 0 | -10.6 | -6 | -7 | -12.2 | -15 | -1.1 | -3.3 | -2.8 | -5 | 0 | -2.8 | -3.9 | -5.6 | -0.6 | -3.9 | 1.7 | -4.4 | 1.1 | -2.8 | 0 | -4.4 | 2.2 | -1.1 | 16.1 | 13.9 | 3.2 | -2.4 | 1.1 | -1.1 | 1.5 | 1.5 | 1.7 | -8.3 | -4.4 | -7.8 | -5 | -8.9 | 1.1 | -2.2 | -4.4 | -7.2 | -4.2 | -8.7 | 12.1 | -2.2 | 0.5 | -3.3 | -1.8 | -4 | 11.1 | -2.8 | 8.9 | 7.8 | -2.6 | -5.1 | 12.2 | 10.6 | 5 | 2.2 | 8 | 4 | 1.7 | -2.8 | 4.4 | 4.4 | 10.6 | 6.7 | 16.1 | 11.1 | 4 | 2 | 7.6 | 2.5 | 5.6 | -3.3 | -4.4 | -6.7 | 16.1 | 12.2 | 15.6 | 13.9 | -0.6 | -7.8 | 17.2 | 15.6 | 6.1 | -1.7 | 7.2 | 1.1 | 17.2 | 17.2 | 9.4 | 3.9 | 0.6 | -7.8 | 5.2 | 1.9 | 1.1 | -1.1 | 7.8 | 5.6 | -1.1 | -3.9 | 14.4 | 10.6 | 15 | 10 | 9.6 | -8.4 | -2.2 | -10
-9 | -10 | -6.1 | -15.6 | 17.8 | 13.9 | 2.8 | 0 | 1.7 | -8.5 | 17.2 | -1.1 | 4 | 2 | 10.6 | 8.9 | 17.8 | -6.7 | 7.8 | 6.7 | 11.1 | 8.9 | 7.2 | 0.6 | 13.7 | -4.8 | 9.1 | -0.2 | 7 | -2 | 18.9 | 14.4 | 22.8 | 17.2 | 5 | -1.1 | 12.2 | 12.2 | 0 | -4.4 | 24.7 | 16.4 | 2.2 | -3.3 | 0.2 | -3.8 | 8.5 | 0.9 | 11.1 | 9.4 | 13.9 | 6.1 | 0.6 | -5.6 | 12.8 | 8.3 | 15.6 | 10.8 | 0.6 | -10 | -7 | -8 | -11.7 | -14.4 | 1.7 | -0.6 | -3.3 | -5.6 | 0 | -2.8 | -5 | -6.1 | 0.7 | -2.8 | 2.2 | -3.9 | 0.6 | -3.3 | -0.6 | -3.9 | 2.8 | -1.7 | 17 | 14.1 | 3.5 | -2.3 | 2.2 | -1.1 | 1.7 | 1.7 | 1.7 | -9.4 | -3.9 | -8.3 | -3.7 | -7.8 | 1.7 | -1.7 | -1.1 | -6.7 | -4.4 | -10 | 12.8 | -2.2 | 1.1 | -3.3 | -2.2 | -5 | 10.6 | -2.2 | 9.4 | 7.8 | -2.8 | -5.6 | 11.7 | 10.6 | 6.1 | 2.6 | 7 | 4 | 2.2 | -2.2 | 5.6 | 5 | 11.7 | 7.8 | 15 | 11.7 | 6 | 3 | 6.7 | 2.8 | 6.1 | -2.8 | -3.9 | -6.4 | 16.7 | 12.2 | 16 | 14.4 | -0.6 | -7.2 | 17.2 | 15 | 7.8 | -1.1 | 8.9 | 1.6 | 18.3 | 17.2 | 11.8 | 5.9 | 1.7 | -7.8 | 5.6 | 1.7 | 1.1 | -1.1 | 7.8 | 6.1 | 0 | -3.3 | 15.2 | 10.6 | 16.7 | 10 | 10.4 | -6.9 | -2.8 | -10
-8 | -9 | -5.6 | -15.6 | 18.9 | 14.4 | 6.7 | -0.6 | 5.6 | -8.3 | 17.8 | -0.6 | 5 | 2 | 14.3 | 10.2 | 20 | -4.4 | 10.6 | 8.9 | 12.2 | 7.8 | 11.1 | 2.8 | 17.2 | -5.6 | 10.6 | 0 | 9 | -3 | 19.5 | 14.8 | 23.3 | 17.8 | 4.4 | -2.2 | 14.4 | 13.9 | 0 | -5 | 25.6 | 16.1 | 3.3 | -2.2 | 0 | -5 | 10.4 | 1.7 | 12.8 | 10 | 16.7 | 6.1 | 3.2 | -3.6 | 14.4 | 8.3 | 19.4 | 12 | 1.1 | -10.6 | -5 | -7 | -10.6 | -12.8 | 6.7 | 1.7 | -1.7 | -5.6 | 0 | -2.2 | -2.8 | -4.4 | 2 | -2.1 | 4.4 | -4.4 | 2.2 | -2.2 | 1.7 | -3.3 | 2.8 | -2.2 | 18 | 14.3 | 3.9 | -2.8 | 3.3 | -1.1 | 2.1 | 2.1 | 2.8 | -8.9 | -1.1 | -7.2 | -2.4 | -7.4 | 3.3 | -1.1 | 3.3 | -7.2 | -3.7 | -9.6 | 15.2 | -2 | 5.5 | -1.1 | -0.5 | -3.6 | 11.1 | -1.7 | 11.1 | 7.2 | -2.1 | -4.9 | 13.3 | 11.7 | 7.2 | 3.1 | 7 | 6 | 1.1 | -2.2 | 7.2 | 5 | 14.4 | 7.8 | 15 | 12.2 | 6 | 4 | 8.5 | 2.1 | 8.9 | -3.9 | -3.3 | -6.5 | 16.1 | 12.8 | 16.3 | 14.7 | 4.4 | -6.1 | 17.2 | 15 | 10.6 | -0.6 | 10.5 | 1.6 | 18.9 | 15.6 | 14.3 | 7.8 | 2.2 | -8.3 | 6.1 | 1.6 | 1.7 | -1.1 | 8.3 | 6.1 | 1.7 | -3.3 | 15.9 | 10.5 | 17.2 | 10.6 | 11.1 | -6.7 | 0 | -7.8
-5 | -6 | -5 | -15.6 | 18.9 | 15 | 10.6 | -0.6 | 7.8 | -7.7 | 20 | 0 | 5 | 2 | 18 | 10.9 | 22.2 | -3.9 | 13.9 | 10 | 13.3 | 7.8 | 18.3 | 1.7 | 18.5 | -6.9 | 13 | 0 | 11 | -5 | 20 | 15 | 23.9 | 17.8 | 4.4 | -2.8 | 19.4 | 15 | 0 | -5.6 | 26.7 | 16.1 | 5 | -1.7 | 1.5 | -4 | 12.2 | 2.2 | 15 | 12.2 | 19.4 | 5.6 | 5.7 | -2.8 | 16.1 | 8.9 | 23.3 | 12.8 | 2.8 | -10.6 | -4 | -6 | -8.9 | -12.2 | 7.2 | 2.2 | 0 | -5 | 0 | -3.3 | 0.6 | -4.4 | 3.3 | -1.7 | 5.6 | -5 | 2.8 | -2.8 | 3.9 | -1.7 | 2.8 | -2.8 | 18.9 | 14.4 | 5.6 | -2.8 | 3.9 | -0.9 | 2.4 | 2.4 | 3.3 | -9.4 | 1.7 | -8.9 | -1.1 | -7.8 | 5.6 | 0 | 7.2 | -8.3 | -2.9 | -9.8 | 17.6 | -1.9 | 10 | 0.6 | 1.1 | -2.7 | 11.7 | -2.2 | 13.3 | 9.4 | -1.3 | -4.4 | 15 | 12.8 | 8.3 | 3.3 | 6 | 4 | 1.7 | -0.6 | 9.4 | 5.6 | 12.8 | 8.9 | 14.4 | 12.8 | 6 | 4 | 10.4 | 1 | 10.6 | -3.3 | -2.8 | -7.2 | 17.2 | 12.8 | 16.7 | 15 | 7.8 | -7.2 | 14.4 | 12.8 | 12.8 | -1.1 | 12.2 | 1.7 | 19.4 | 18.3 | 16.7 | 9.4 | 3.3 | -6.1 | 6.7 | 1.8 | 2.2 | -1.1 | 8.9 | 6.7 | 2.8 | -3.3 | 16.7 | 10.6 | 16.1 | 11.1 | 10.4 | -6.1 | 0.6 | -6.1
-3 | -5 | -3.9 | -12.2 | 20.6 | 15.6 | 13.3 | 0 | 10 | -8.6 | 20.6 | -0.6 | 5 | 2 | 21.7 | 10.6 | 25 | -5 | 16.7 | 10 | 11.1 | 7.8 | 22.8 | 2.2 | 19.8 | -11.3 | 15.4 | -0.7 | 12 | -5 | 20.6 | 15 | 24.4 | 16.1 | 6.1 | -3.3 | 22.2 | 13.9 | 1.1 | -5.6 | 27.8 | 15.8 | 6.1 | -1.1 | 2.9 | -3.6 | 14.4 | 2.9 | 12.8 | 5 | 21.7 | 3.3 | 8.3 | -2.2 | 17.2 | 8.9 | 25 | 12.6 | 3.9 | -8.9 | -3 | -6 | -7.8 | -11.1 | 7.8 | 2.8 | 1.1 | -5 | 0.6 | -3.3 | 1.7 | -6.7 | 4.4 | -1 | 7.2 | -5.6 | 4.4 | -1.1 | 6.7 | -1.1 | 3.3 | -2.8 | 20 | 14.6 | 7.2 | -3.5 | 4.4 | -0.9 | 2.8 | 2.8 | 2.8 | -11.7 | 3.9 | -7.8 | 0.2 | -7.3 | 7.2 | -0.6 | 8.9 | -7.8 | -2.2 | -11.7 | 20 | -2.8 | 14.4 | 1.7 | 2.8 | -2.2 | 12.8 | -2.2 | 15 | 10 | -0.6 | -4.4 | 15.6 | 12.8 | 10.3 | 4.2 | 6 | 5 | 2.8 | 0.6 | 10 | 5.6 | 12.8 | 9.4 | 15 | 12.8 | 6 | 4 | 12.2 | -1.1 | 11.7 | -4.4 | -2.1 | -6.5 | 18.9 | 13.3 | 16.5 | 15.1 | 10.6 | -5.6 | 15 | 10.6 | 13.9 | -1.1 | 13.5 | 2.1 | 19.4 | 18.3 | 18.7 | 10 | 3.9 | -4.4 | 7.2 | 1.7 | 2.8 | -0.6 | 11.1 | 7.2 | 3.9 | -3.3 | 17.4 | 10.8 | 15 | 11.7 | 9.6 | -6.7 | 1.7 | -3.3
-3 | -6 | -2.8 | -13.9 | 20 | 15 | 16.1 | 2.8 | 12.2 | -11.7 | 21.7 | -0.6 | 5 | 2 | 23.4 | 11.2 | 25.6 | -3.9 | 17.8 | 10.6 | 11.1 | 8.3 | 24.4 | 0.6 | 21.1 | -19.4 | 17.8 | -2.2 | 12 | -1 | 20.6 | 15 | 25 | 15.6 | 8.9 | -1.7 | 24.4 | 12.8 | 1.7 | -5.6 | 28.9 | 15.6 | 7.8 | -0.6 | 4.4 | -3.9 | 16.7 | 3.7 | 15 | 5 | 25 | 1.7 | 9.1 | -1.9 | 18.3 | 8.9 | 26.6 | 11.6 | 6.1 | -8.9 | -2 | -5 | -6.7 | -10 | 6.7 | 4.4 | 2.8 | -5 | 1.1 | -3.3 | 1.7 | -6.7 | 5.6 | -0.8 | 8.3 | -0.6 | 6.7 | -1.1 | 9.4 | 0 | 3.9 | -2.8 | 21.1 | 14.5 | 8.9 | -5.6 | 5 | -1.1 | 3.5 | 2.8 | 3.9 | -9.4 | 4.4 | -11.1 | 1.5 | -8.1 | 10 | -2.2 | 11.7 | -7.2 | -0.4 | -8.8 | 21.7 | -2.6 | 16.5 | 0.2 | 4.3 | -2.1 | 13.3 | -3.3 | 17.8 | 10.6 | 0.5 | -4 | 16.7 | 12.8 | 12.4 | 4.9 | 6 | 5 | 6.1 | 1.7 | 11.7 | 5.6 | 13.3 | 9.4 | 15.6 | 12.8 | 7 | 4 | 13.3 | 0 | 12.8 | -4.4 | -1.3 | -6 | 20 | 14.4 | 16.3 | 15 | 12.2 | -5 | 15.6 | 9.4 | 16.1 | -1.7 | 14.8 | 2.7 | 20.6 | 18.3 | 20.8 | 10 | 4.4 | -4.4 | 7.8 | 1.6 | 3.3 | 0 | 13.3 | 6.7 | 6.1 | -3.9 | 18.2 | 11.1 | 16.1 | 11.7 | 8.9 | -7.8 | 2.8 | -3.9
-3 | -6 | -1.7 | -12.2 | 17.8 | 15 | 18.3 | 2.8 | 13.5 | -9.9 | 22.8 | 0.6 | 6 | 3 | 25 | 11.9 | 25 | 1.7 | 19.4 | 11.1 | 10.6 | 6.7 | 25.6 | -1.1 | 19.8 | -12.5 | 19.5 | -1.9 | 13 | -1 | 20.6 | 14.7 | 25 | 16.7 | 9.4 | -2.2 | 26.7 | 10.6 | 2.2 | -5.6 | 28.9 | 15.8 | 8.3 | -1.7 | 5.5 | -4.6 | 18.9 | 3.9 | 15 | 3.9 | 27.8 | 1.1 | 9.8 | -2.5 | 19.4 | 8.3 | 28.3 | 10.6 | 7.8 | -9.4 | -1 | -5 | -6.1 | -10.6 | 6.7 | 5.6 | 3.9 | -5.6 | 2.2 | -2.2 | 1.7 | -6.1 | 6.7 | -0.6 | 10 | -6.7 | 7.8 | -1.1 | 12.2 | 0.6 | 3.9 | -2.8 | 22.2 | 14.4 | 9.1 | -5.6 | 5 | 0 | 4.3 | 3 | 5 | -8.3 | 6.7 | -16.1 | 2.8 | -10.6 | 10.6 | -2.2 | 13.3 | -7.2 | 1.5 | -6.9 | 23.3 | -2.7 | 18.5 | -2.1 | 5.7 | -2.3 | 13.3 | -3.9 | 18.9 | 9.4 | 1.7 | -4.1 | 12.8 | 10 | 14.4 | 5.6 | 6 | 5 | 6.7 | 2.2 | 12.8 | 1.7 | 13.3 | 10 | 16.7 | 14.4 | 9 | 5 | 14.5 | 0.7 | 12.8 | -4.4 | -0.6 | -6.7 | 20.6 | 14.4 | 16.1 | 15 | 13.9 | -5 | 16.1 | 8.3 | 17.2 | -1.7 | 16.1 | 2.8 | 20.6 | 17.8 | 22.8 | 10 | 6.7 | -3.9 | 8.3 | 1.4 | 4.4 | 0 | 15 | 6.7 | 5 | -5 | 18.9 | 11.1 | 17.8 | 11.1 | 8.5 | -7.6 | 3.9 | -4.4
-3 | -5 | -1.1 | -12.2 | 16.7 | 16.1 | 20.6 | 3.3 | 14.8 | -9.6 | 23.9 | 0.6 | 6 | 2 | 26.7 | 12.2 | 22.8 | 5 | 21.1 | 12.2 | 12.2 | 6.1 | 27.2 | -2.2 | 18.5 | -8.4 | 21.1 | -3 | 13 | 0 | 20.6 | 14.4 | 25.6 | 16.1 | 10.6 | -3.3 | 27.8 | 10.6 | 3.3 | -5.6 | 28.9 | 15.8 | 9.4 | -3.3 | 6.7 | -6.5 | 20.4 | 4 | 16.1 | 2.8 | 28.9 | 0.6 | 10.6 | -3.3 | 21.7 | 6.7 | 28.5 | 10.7 | 8.9 | -8.9 | 0 | -3 | -5.6 | -9.4 | 7.2 | 5 | 5 | -5.6 | 2.2 | -2.8 | 3.3 | -4.4 | 7.1 | -0.3 | 10.6 | -6.7 | 9.4 | -0.6 | 14.4 | -0.6 | 5.6 | -2.8 | 22.9 | 14 | 9.2 | -6.6 | 5 | 0.7 | 5 | 2.8 | 4.4 | -9.4 | 7.8 | -13.9 | 3.7 | -9.2 | 11.7 | -2.8 | 16.7 | -8.3 | 3.3 | -6.1 | 25 | -3.3 | 20.6 | -6.7 | 7.2 | -3.3 | 13.9 | -4.4 | 20 | 7.8 | 2.8 | -5 | 13.9 | 8.3 | 15.9 | 5.8 | 7 | 6 | 8.3 | 1.1 | 13.9 | 2.2 | 13.9 | 10.6 | 16.7 | 13.3 | 8 | 5 | 15.6 | 1.7 | 14.4 | -3.3 | 0 | -5.5 | 20.6 | 15 | 16.1 | 14.7 | 15.6 | -5 | 15.6 | 7.8 | 18.9 | -1.7 | 16.5 | 3.2 | 22.2 | 17.2 | 23.5 | 8.8 | 6.7 | -3.3 | 8.9 | 1.1 | 4.4 | 0 | 15.6 | 5 | 5 | -5 | 18.9 | 11 | 18.3 | 10.6 | 8.2 | -8.6 | 3.9 | -4.4
-3 | -5 | -1.1 | -11.1 | 17.2 | 17.2 | 21.1 | 2.8 | 16.1 | -10.6 | 25.6 | -1.7 | 7 | 2 | 26.9 | 11.8 | 24.4 | -0.6 | 22.8 | 14.4 | 12.2 | 5 | 25 | -2.2 | 17.2 | -7.2 | 22.8 | -4.4 | 14 | 1 | 20.6 | 14.5 | 25 | 14.4 | 11.7 | -3.9 | 28.3 | 9.4 | 3.3 | -5 | 28.9 | 16.1 | 10 | -3.9 | 7.8 | -10 | 21.8 | 3.9 | 16.7 | 2.2 | 30.6 | 1.1 | 11.7 | -2.9 | 22.8 | 6.7 | 28.7 | 10.4 | 11.1 | -8.9 | 1 | -5 | -5 | -11.1 | 7.2 | 5 | 6.7 | -4.4 | 2.2 | -1.7 | 3.3 | -4.4 | 7.4 | -0.5 | 10.6 | -6.7 | 10 | -0.6 | 16.1 | 0.6 | 7.2 | -1.7 | 23.7 | 13.9 | 9.4 | -8.9 | 5 | 1.7 | 4.8 | 3.1 | 6.1 | -10 | 8.9 | -13.9 | 4.7 | -8.7 | 12.2 | -3.3 | 17.8 | -8.3 | 3.3 | -7.4 | 25.4 | -2.7 | 20.2 | -5.7 | 7 | -3.4 | 15.6 | -4.4 | 21.1 | 8.3 | 3.5 | -4.1 | 14.4 | 5 | 17.4 | 6 | 6 | 5 | 6.1 | 2.2 | 15.6 | 4.4 | 13.9 | 10.6 | 16.1 | 13.9 | 11 | 6 | 15.8 | 2.2 | 15 | -2.2 | 0.5 | -5.1 | 21.1 | 15.6 | 16.1 | 14.3 | 16.1 | -6.7 | 14.4 | 8.3 | 19.4 | -3.3 | 16.8 | 3.1 | 22.8 | 16.1 | 24.3 | 7.9 | 7.8 | -4.4 | 8.9 | 1.3 | 2.8 | 0.6 | 16.1 | 6.1 | 5.6 | -3.9 | 18.9 | 10.8 | 16.7 | 12.8 | 7.8 | -10.6 | 4.4 | -6.1
-2 | -5 | 0 | -11.7 | 20 | 16.1 | 23.3 | 4.4 | 15.7 | -9.7 | 26.1 | -2.8 | 8 | 2 | 27 | 10.7 | 23.9 | -1.7 | 23.9 | 12.2 | 12.2 | 5 | 21.7 | 0.6 | 14.8 | -7.6 | 22.8 | -3.8 | 14 | 2 | 20.6 | 14.5 | 25.6 | 13.9 | 11.1 | -5.6 | 28.9 | 8.9 | 2.8 | -5.6 | 28.5 | 16.5 | 8.9 | -5 | 8.5 | -9.7 | 23.3 | 3.9 | 16.7 | 2.2 | 31.7 | 1.1 | 12.8 | -3.4 | 22.8 | 5.6 | 28.9 | 10.6 | 11.1 | -7.2 | 1 | -3 | -4.4 | -10.6 | 7.2 | 5.6 | 7.8 | -4.4 | 1.7 | -1.1 | 2.8 | -5 | 7.8 | -0.6 | 11.1 | -6.7 | 9.4 | -1.1 | 17.2 | -0.6 | 8.9 | -1.7 | 24.4 | 13.3 | 9 | -8 | 5.4 | 1.1 | 4.6 | 3.6 | 5.6 | -7.8 | 9.4 | -13.3 | 5.6 | -10 | 12.8 | -3.9 | 17.8 | -8.9 | 3.3 | -10.2 | 25.7 | -1.7 | 19.8 | -6 | 6.9 | -3.5 | 15.6 | -5 | 21.1 | 7.2 | 4.3 | -3.9 | 15 | 4.4 | 18.9 | 6.1 | 6 | 5 | 6.1 | 3.3 | 17.2 | 6.1 | 13.9 | 11.1 | 15.6 | 13.3 | 13 | 7 | 15.9 | 2.3 | 16.1 | -2.2 | 1.1 | -5.6 | 20.6 | 15.6 | 16.1 | 13.9 | 17.2 | -6.7 | 14.4 | 8.3 | 20 | -2.8 | 17.2 | 3.3 | 22.8 | 16.1 | 25 | 6.1 | 6.1 | -2.2 | 8.9 | 1.3 | 2.2 | 1.1 | 16.7 | 6.1 | 6.1 | -3.3 | 18.9 | 10.6 | 15.6 | 13.3 | 6.1 | -9.1 | 4.4 | -6.7
-2 | -4 | 0.6 | -11.7 | 20 | 16.7 | 23.3 | 4.4 | 15.4 | -9.9 | 26.1 | -2.8 | 7 | 1 | 27.2 | 10 | 22.8 | -5 | 24.4 | 12.8 | 12.2 | 4.4 | 22.2 | 1.1 | 12.4 | -9.4 | 22.8 | -3.8 | 13 | 3 | 20.6 | 14.4 | 26.7 | 15 | 11.7 | -5.6 | 27.8 | 8.3 | 4.4 | -6.1 | 28.2 | 16.5 | 8.9 | -5 | 9.3 | -11.2 | 22.2 | 3.3 | 16.7 | 1.1 | 31.7 | 1.1 | 13.9 | -4.4 | 22.8 | 4.4 | 27.6 | 9.5 | 9.4 | -5 | 1 | -3 | -4.4 | -9.4 | 7.8 | 6.1 | 7.8 | -4.4 | 2.2 | -3.3 | 2.8 | -5 | 7.4 | -0.5 | 11.7 | -7.2 | 10 | -1.1 | 16.7 | 1.7 | 8.9 | -2.8 | 23.7 | 14.2 | 8.7 | -8.7 | 5.7 | 0.6 | 4.4 | 3.9 | 6.1 | -6.1 | 10 | -12.2 | 6 | -8.8 | 13.3 | -5 | 18.3 | -13.3 | 3.3 | -15 | 26.1 | -1.7 | 19.4 | -6.7 | 6.7 | -4.4 | 16.1 | -5.6 | 20 | 7.2 | 5 | -4.4 | 14.4 | 2.8 | 18.5 | 6.4 | 5 | 4 | 7.8 | 2.2 | 17.8 | 6.7 | 13.9 | 11.1 | 15.6 | 13.3 | 12 | 6 | 16.1 | 2.8 | 16.1 | -2.2 | 0.7 | -3.8 | 21.1 | 15 | 15.9 | 13.8 | 17.8 | -6.7 | 14.4 | 8.3 | 20 | -5.6 | 17.2 | 3.9 | 22.2 | 16.1 | 24.3 | 5.2 | 4.4 | 0 | 8.9 | 1.1 | 2.2 | 1.1 | 16.7 | 5.6 | 6.7 | -3.9 | 17 | 10.6 | 15.6 | 12.8 | 4.5 | -8.6 | 4.4 | -6.1
-3 | -6 | 0.6 | -11.1 | 19.4 | 18.9 | 22.8 | 6.1 | 15 | -11.1 | 26.7 | -8.9 | 7 | 3 | 24.8 | 11.1 | 20 | -3.3 | 24.4 | 10 | 11.7 | 3.9 | 20.6 | 1.1 | 10 | -12.2 | 22.8 | -4.4 | 13 | 4 | 20.2 | 14.8 | 24.4 | 16.1 | 11.7 | -6.1 | 27.2 | 8.3 | 4.4 | -6.7 | 27.8 | 16.7 | 8.9 | -5 | 10 | -13.9 | 21.1 | 2.9 | 16.1 | 0.6 | 30.6 | 0 | 13.2 | -3.5 | 22.2 | 5 | 26.3 | 8.3 | 7.8 | -1.7 | 1 | -3 | -5 | -10.6 | 7.8 | 6.1 | 7.2 | -3.3 | 1.7 | -3.3 | 1.7 | -6.1 | 7.1 | -0.7 | 10.6 | -7.2 | 10 | -1.7 | 16.7 | 0.6 | 9.4 | -2.2 | 22.9 | 15 | 8.3 | -10 | 6.1 | 0 | 4.4 | 3.8 | 6.7 | -4.4 | 10 | -11.1 | 6.3 | -8.5 | 12.2 | -6.1 | 16.1 | -7.8 | 1.3 | -13.6 | 23.5 | -0.6 | 17.6 | -4.4 | 4.8 | -4.7 | 16.1 | -5.6 | 10.6 | 7.8 | 4.6 | -3.9 | 14.4 | 1.7 | 18.2 | 7 | 6 | 5 | 6.7 | 1.1 | 17.2 | 6.1 | 13.9 | 10.6 | 14.4 | 11.1 | 12 | 4 | 14.8 | 4.5 | 16.1 | -1.1 | 0.4 | -3.1 | 20.6 | 15 | 15.8 | 13.7 | 18.3 | -6.7 | 15 | 8.3 | 20 | -5.6 | 17.2 | 4.2 | 21.1 | 16.1 | 23.5 | 4.5 | 2.8 | 1.1 | 8.2 | 0.9 | 2.2 | 1.1 | 16.1 | 5.6 | 6.1 | -5 | 15.2 | 10.8 | 16.7 | 12.8 | 2.8 | -10 | 4.4 | -6.1
-3 | -5 | 0 | -11.7 | 19.4 | 18.3 | 20.6 | 6.1 | 11.1 | -8.2 | 25.6 | -10 | 6 | 2 | 22.4 | 11.2 | 17.2 | 1.1 | 22.8 | 10.6 | 10 | 3.3 | 17.8 | 3.9 | 8.1 | -10.5 | 20.8 | -3.2 | 13 | 6 | 19.8 | 15.3 | 23.9 | 16.1 | 11.1 | -6.7 | 26.7 | 7.2 | 3.9 | -6.7 | 26.7 | 16.9 | 8.3 | -5 | 8.9 | -11.5 | 20 | 2.2 | 16.1 | 0 | 30 | 1.1 | 12.4 | -3.4 | 20.6 | 3.9 | 25 | 7.2 | 7.8 | -1.7 | 0 | -1 | -5 | -11.7 | 7.2 | 5.6 | 6.7 | -3.3 | 1.7 | -2.2 | 1.1 | -6.1 | 6.7 | -1.1 | 10 | -8.3 | 9.4 | -0.6 | 15.6 | 0.6 | 8.9 | -2.2 | 22.2 | 15.6 | 6.5 | -8 | 5.7 | 0 | 4.4 | 3.8 | 6.7 | -5 | 10 | -11.1 | 6.7 | -10 | 11.1 | -5.6 | 16.1 | -7.2 | -0.8 | -14.2 | 20.9 | -0.9 | 15.7 | -4.2 | 3 | -5.4 | 15.6 | -6.1 | 10.6 | 7.2 | 4.3 | -3.7 | 13.9 | 0 | 17.8 | 7.2 | 6 | 4 | 6.7 | 0.6 | 16.7 | 6.7 | 14.4 | 10.6 | 12.8 | 10 | 11 | 4 | 13.5 | 5.4 | 15.6 | 0 | 0 | -2.8 | 20 | 15.6 | 15.6 | 13.3 | 17.8 | -6.7 | 16.1 | 7.8 | 18.3 | -4.4 | 17.2 | 4.4 | 21.1 | 16.1 | 22.8 | 3.3 | 3.3 | 1.1 | 7.4 | 0.6 | 1.7 | 1.1 | 13.9 | 5.6 | 4.4 | -2.8 | 13.3 | 10.6 | 16.7 | 11.1 | 0.4 | -7.6 | 2.2 | -5.6
-3 | -6 | -0.3 | -11.3 | 18.2 | 15.1 | 16.6 | 6.9 | 6.5 | -7.3 | 23.4 | -9.9 | 5 | 2 | 18.5 | 10.4 | 15.2 | 8.1 | 20.3 | 9.9 | 9.5 | 3.8 | 12.5 | 5.2 | 5.7 | -10 | 17.3 | -3.3 | 14 | 8 | 19.5 | 15.6 | 23.2 | 15.7 | 8.9 | -4 | 24.5 | 8.5 | 3.6 | -6 | 25 | 17 | 6.3 | -4.8 | 7.1 | -10 | 18.3 | 2.9 | 13.7 | -0.1 | 24.6 | 3.1 | 10.9 | -3.1 | 16.2 | 6.3 | 21.7 | 8.7 | 6.4 | -1.5 | -2 | -6 | -6.8 | -11.7 | 7 | 5.5 | 5.5 | -2.6 | 0.8 | -4 | -0.5 | -5.6 | 5 | -1.4 | 7.5 | -7.2 | 7 | -1 | 13.2 | 0.6 | 7.9 | -1.9 | 20.3 | 15.8 | 3.5 | -7.6 | 5 | 0 | 5 | 4.4 | 7.5 | -2.9 | 8.4 | -7.8 | 3.9 | -7 | 8.5 | -3.8 | 14.4 | -7.6 | -3.6 | -16.5 | 18.7 | -0.5 | 13.1 | -3.6 | 1.3 | -6.7 | 11.5 | -4.5 | 9 | 3.9 | 4.4 | -3.4 | 11.1 | -0.3 | 16.1 | 7.7 | 6 | 5 | 5.8 | 0.2 | 13.7 | 6.9 | 13.2 | 8.6 | 11 | 7.8 | 9 | 4 | 12 | 6.4 | 14 | 1.8 | 0 | -2.4 | 17.5 | 14.4 | 14.6 | 12.8 | 12.9 | -4.9 | 14.5 | 7.9 | 16.1 | -5.5 | 15.2 | 6.3 | 20.4 | 16.7 | 20.7 | 6.8 | 3.4 | 0.2 | 6.4 | 0 | 0.9 | 0.3 | 12 | 5.3 | 2.5 | -2.4 | 12.1 | 8.5 | 15.5 | 9.3 | -2.4 | -7.6 | 1 | -7.3
-3 | -6 | -1.1 | -11.3 | 16.2 | 14.5 | 14.9 | 6.6 | 3 | -7.9 | 21.3 | -7.7 | 4 | 2 | 15.4 | 9 | 14.8 | 9.5 | 16.8 | 10.3 | 9.6 | 4 | 12.1 | 3.2 | 3.8 | -10.7 | 14.5 | -3.7 | 15 | 8 | 19.7 | 15.8 | 23.2 | 16.2 | 6.5 | -1.3 | 21.7 | 9.6 | 2.5 | -5.6 | 23.7 | 16.8 | 4.7 | -4.8 | 5.7 | -9.5 | 17.1 | 3 | 11.8 | 1.2 | 21.9 | 0.6 | 8.5 | -1.2 | 14.4 | 8.2 | 19.1 | 9.3 | 5.5 | -3.5 | -2 | -5 | -7.9 | -10.5 | 7.2 | 5.4 | 2.9 | -0.3 | 0.6 | -3.7 | -1.1 | -5.2 | 3.5 | -2.1 | 4.7 | -2.7 | 5.1 | -0.9 | 9.5 | 1.4 | 6.3 | -1.2 | 18.7 | 15.6 | 1.2 | -8.2 | 4.4 | 0 | 5.2 | 4.7 | 8.6 | -1 | 6.7 | -3.9 | 1.6 | -6.7 | 7.8 | -2 | 11.8 | -6.5 | -4.7 | -15.1 | 18.9 | 0.6 | 11.1 | -2 | 1.2 | -5.6 | 8.2 | -3.9 | 6.4 | 2.3 | 4.6 | -1.5 | 8.5 | -1.1 | 14.5 | 7.8 | 5 | 4 | 5.5 | 0.8 | 12.2 | 7.1 | 12.9 | 7.7 | 9.4 | 6.2 | 7 | 2 | 11.9 | 7.5 | 12.8 | 3.3 | 0.1 | -2.5 | 14.9 | 13.1 | 13.9 | 12.3 | 6.2 | -3.3 | 13.4 | 8.3 | 14.3 | -6.3 | 13.6 | 7 | 19.7 | 16.8 | 18.9 | 8.7 | 4.1 | 0.1 | 6 | 0.2 | 0.4 | -0.4 | 9.1 | 5 | 1.4 | -3 | 10.7 | 6.7 | 13.4 | 6.8 | -4.5 | -8.4 | 0.1 | -6.5
-3 | -6 | -1.6 | -10.3 | 14.9 | 13.4 | 13.4 | 6.7 | 1.9 | -6.8 | 19.6 | -2.6 | 4 | 2 | 12.9 | 7.7 | 14.1 | 11.2 | 14.2 | 10.1 | 9.8 | 4.6 | 9.6 | 3.5 | 2.5 | -7.6 | 12.5 | -3.4 | 15 | 9 | 19.9 | 16 | 23.1 | 15.6 | 4.2 | 1.6 | 20.3 | 10.6 | 2 | -4.6 | 23.3 | 16.5 | 3.7 | -4.9 | 4.5 | -6.9 | 16.3 | 3.4 | 10.1 | 2.2 | 20 | 0.6 | 6.6 | -0.5 | 13.5 | 8 | 17.2 | 9.9 | 4.1 | -3.5 | -4 | -8 | -8.8 | -10.5 | 6.8 | 5.5 | 2.7 | -0.1 | 0.6 | -3.3 | -1.1 | -4.7 | 2 | -2.9 | 3.7 | 0 | 4.3 | -1.3 | 8.5 | 0.9 | 5.4 | -0.6 | 17.5 | 15.6 | -0.3 | -7.8 | 3.9 | 0.2 | 5.7 | 5.3 | 9.3 | 2 | 6.7 | -3.4 | 0 | -7.1 | 7.3 | 0.1 | 10.3 | -5.9 | -5.7 | -15.1 | 19.2 | 1.1 | 9.7 | -1.3 | 1.2 | -5.1 | 6.7 | -3.5 | 5.1 | 1.7 | 5 | -0.4 | 6.5 | -1.3 | 13.3 | 7.6 | 6 | 5 | 5.4 | 0.9 | 10.4 | 6.7 | 10.2 | 6.2 | 7.3 | 4.2 | 4 | 0 | 11.7 | 8 | 12.6 | 4.5 | 0.3 | -2.6 | 13.1 | 11.9 | 13.2 | 11.7 | 5.7 | -2.8 | 13.4 | 9.7 | 13.1 | -7.5 | 12.2 | 7.4 | 19.5 | 16.2 | 17.5 | 9.9 | 4.3 | -0.6 | 5.7 | 0.1 | 0.2 | -0.6 | 9.3 | 4.4 | -0.1 | -3.8 | 9.3 | 4.8 | 12.4 | 4.7 | -4.8 | -8.6 | -0.3 | -7.4
-3 | -6 | -1.7 | -10.3 | 14 | 12.3 | 12.1 | 6.3 | 1.4 | -6.2 | 18.6 | -1.8 | 3 | 2 | 11.1 | 6.8 | 13.5 | 11.1 | 12.8 | 10.2 | 9.7 | 4.9 | 8.6 | 3.1 | 1.8 | -6.9 | 11 | -3.4 | 15 | 10 | 20.1 | 16.1 | 22.8 | 16.1 | 4.2 | 2.6 | 19.2 | 11.9 | 1.4 | -3.8 | 23 | 16.3 | 2.6 | -5.4 | 3.6 | -5.9 | 16.5 | 3.8 | 9.4 | 2.9 | 18.2 | 1.7 | 5.5 | -0.2 | 13.4 | 8.6 | 16.5 | 10.9 | 3.2 | -4.1 | -3 | -8 | -9.6 | -11.3 | 6.3 | 5.6 | 2.5 | -0.4 | 0.8 | -3.2 | -0.8 | -4.2 | 0.5 | -3.4 | 3.9 | 0.8 | 3.1 | -1.8 | 6.8 | 1 | 5.1 | -0.7 | 16.7 | 15.3 | -1.4 | -7.9 | 3.5 | 0.5 | 6.1 | 5.7 | 10.1 | 3.2 | 6.6 | -1.5 | 0.4 | -6.7 | 6.6 | 2.3 | 10.6 | -4.8 | -6.5 | -15.8 | 19.5 | 1.9 | 8.6 | -0.8 | 1.3 | -5.1 | 5.4 | -3.3 | 4.1 | 1.8 | 5.4 | 0.5 | 6.3 | -0.8 | 12.5 | 7.7 | 5 | 4 | 5.5 | 1.1 | 9.9 | 6.1 | 9 | 4 | 5.9 | 2.6 | 3 | -2 | 11.5 | 8.4 | 12.4 | 4.4 | 0.5 | -2.1 | 11.9 | 10.6 | 12.7 | 10.9 | 4.5 | -2.2 | 12.9 | 10.3 | 12 | -8.6 | 11.3 | 6.9 | 19.4 | 16.4 | 16.9 | 10.6 | 4.8 | -1.3 | 5.4 | 0.1 | 0.1 | -0.8 | 8.2 | 4.2 | 0.1 | -3.7 | 6.9 | 2.8 | 10.6 | 2.5 | -5 | -9.1 | -0.1 | -7.4
-2 | -5 | -1.9 | -10.1 | 12.7 | 11.2 | 10.6 | 6.1 | 1.2 | -6 | 17.7 | -0.8 | 2 | 1 | 10.5 | 6.7 | 13.1 | 10.3 | 12.4 | 9.8 | 9.9 | 5.3 | 7.9 | 3 | 1.4 | -6.8 | 9.8 | -3.9 | 16 | 11 | 20 | 16 | 22.8 | 16.2 | 4.5 | 3.5 | 18.2 | 12.6 | 1.4 | -3.1 | 22.6 | 16.1 | 1.8 | -6 | 3.1 | -5.2 | 16.8 | 4.3 | 9.3 | 4 | 15.7 | 2.4 | 5.6 | 1.1 | 13 | 9.1 | 16.1 | 11.7 | 2.4 | -4.9 | -3 | -7 | -10.3 | -11.6 | 6.2 | 5.3 | 2.8 | -1 | 1.3 | -2.8 | -0.4 | -3.6 | -0.8 | -4 | 4.5 | 1.4 | 2.7 | -2.4 | 6.6 | 0.6 | 5.1 | -0.6 | 16.1 | 15.2 | -2.2 | -8.3 | 3.2 | 0.4 | 6.9 | 6.3 | 11.1 | 4.4 | 5.4 | 1.8 | 0.5 | -6.9 | 7.6 | 3.9 | 10 | -4.2 | -7.5 | -15.3 | 20.7 | 2.3 | 8.5 | 0.3 | 1.4 | -4.3 | 4.7 | -3.8 | 3.4 | 1.6 | 6.1 | 1.2 | 5.6 | -1.3 | 11.9 | 7.6 | 3 | 2 | 5.9 | 1.2 | 9.6 | 5.8 | 8.1 | 1.2 | 4.8 | 1.9 | 2 | -6 | 11.2 | 8.6 | 12 | 5.8 | 0.8 | -1.6 | 10.8 | 9.2 | 12.3 | 10.3 | 4.2 | -1.5 | 13.6 | 10.9 | 11 | -10.1 | 10.6 | 6.4 | 19 | 16.7 | 16.4 | 11 | 5.8 | -1.6 | 5.1 | 0.1 | 0 | -1 | 8 | 3.9 | 0.2 | -3.7 | 5 | 0.9 | 9.2 | 1.3 | -5.1 | -9.4 | 0 | -7.5
-2 | -6 | -2 | -9.6 | 12 | 10.2 | 9.7 | 5.6 | 1.6 | -5 | 17.6 | -0.1 | 2 | 1 | 10 | 6.6 | 13 | 10 | 11.9 | 9.6 | 10 | 6.4 | 7.5 | 2.9 | 1.8 | -6.7 | 9.4 | -4.3 | 16 | 12 | 20 | 15.9 | 22.8 | 16.3 | 5.2 | 4.4 | 17.8 | 12.8 | 1.4 | -2.4 | 22.3 | 15.9 | 1.3 | -6.5 | 2.9 | -3.7 | 17 | 4.9 | 9.1 | 5 | 15.9 | 2 | 5.7 | 1.6 | 12.8 | 9.9 | 16.1 | 12.2 | 1.9 | -5.7 | -4 | -8 | -10.8 | -11.9 | 5.9 | 5 | 2.3 | -0.9 | 1.8 | -2.3 | -0.1 | -3.2 | -1.9 | -4.7 | 4.9 | 2.2 | 2.6 | -2.7 | 6.1 | 0.5 | 5.3 | -0.3 | 15.7 | 15.1 | -2.6 | -8 | 2.9 | 0.1 | 7.6 | 6.9 | 11.8 | 5.4 | 5.3 | 1.4 | 0.4 | -7.1 | 8.3 | 5.7 | 10.4 | -3.8 | -8 | -15.4 | 21.2 | 2.6 | 8.4 | 0.9 | 1.8 | -3.9 | 4.1 | -4.4 | 3.2 | 1.3 | 6.8 | 1.8 | 5.2 | -1.6 | 11.4 | 7.2 | 2 | 0 | 6.3 | 1.2 | 9.4 | 5.5 | 6.9 | 0.5 | 4.1 | 1.3 | 0 | -6 | 10.9 | 8.5 | 11.7 | 6.3 | 1.1 | -1.3 | 9.9 | 8 | 12.2 | 10.1 | 3.8 | -0.9 | 14.4 | 11.6 | 10.5 | -11.3 | 10.2 | 6.2 | 18.9 | 16.9 | 16 | 10.9 | 6.5 | -2 | 5 | 0.1 | -0.1 | -1.2 | 7.3 | 3.9 | 0.2 | -3.7 | 3.5 | -0.8 | 8.5 | 1.3 | -5 | -8.9 | 0.1 | -7.5
-1 | -4 | -2.4 | -8.8 | 10.2 | 7.9 | 8.4 | 4.8 | 2.6 | -3.4 | 17.4 | 1.4 | 2 | 1 | 9.5 | 6.3 | 12.6 | 9.5 | 11.4 | 9.3 | 10.5 | 7.5 | 7.5 | 2.8 | 2.7 | -7.1 | 8.4 | -5.2 | 15 | 13 | 20.2 | 15.5 | 22.8 | 16.5 | 7 | 6.2 | 17.7 | 12.8 | 1.9 | -1 | 21.5 | 15.4 | 1.1 | -7.6 | 3.5 | -2 | 17.5 | 6.3 | 9.8 | 6.7 | 15.2 | 2.4 | 6 | 1.9 | 13.3 | 11.2 | 16.6 | 13.4 | 0.9 | -7.6 | -5 | -7 | -11 | -11.8 | 5.2 | 4.5 | 1.5 | -1.3 | 2.7 | -1.5 | 0.7 | -2.4 | -3.7 | -5.8 | 6.3 | 3.9 | 2.4 | -3.5 | 5.2 | 0.6 | 5.1 | 0.4 | 15.4 | 14.9 | -3.1 | -7.7 | 2.8 | -0.3 | 8.9 | 8.1 | 12.6 | 6.8 | 5.3 | 1.9 | -0.4 | -6.8 | 10.6 | 8.2 | 10.9 | -3 | -8.3 | -15.6 | 21.4 | 3 | 8.4 | 1.4 | 2.8 | -3 | 3.2 | -6.1 | 2.9 | 0.9 | 7.8 | 3.1 | 4.3 | -2.8 | 10.8 | 6.3 | 0 | -5 | 7 | 1.6 | 9.4 | 5 | 5.4 | 0.1 | 3.2 | 0.4 | -1 | -6 | 10.2 | 8.4 | 11.7 | 5.9 | 1.9 | -0.5 | 8.4 | 5.8 | 12.3 | 10.5 | 3.4 | -0.2 | 15.6 | 12.8 | 8.9 | -13.1 | 9.8 | 6.1 | 18.9 | 17 | 15.3 | 10.3 | 7.9 | -2.5 | 4.8 | 0.3 | -0.4 | -1.6 | 6.5 | 3.4 | 0.9 | -3.5 | 1.5 | -3.6 | 7.6 | 1.5 | -4.7 | -8.4 | 0.3 | -7.7
0 | -3 | -2.7 | -8.5 | 9.4 | 6.7 | 7.6 | 4.3 | 2.9 | -2.8 | 17 | 1.9 | 2 | 1 | 9 | 6.1 | 12.3 | 8.9 | 11.2 | 9.2 | 11 | 8.3 | 7.2 | 2.8 | 3 | -7.6 | 8 | -6.1 | 15 | 14 | 20.2 | 15.3 | 22.5 | 16.8 | 7.9 | 7.2 | 16.8 | 12.6 | 2.1 | -0.3 | 21.2 | 15.2 | 0.6 | -8.2 | 3.4 | -1.7 | 17.1 | 7.2 | 10.2 | 7.5 | 14 | 2.8 | 6.1 | 2.1 | 13.1 | 11.3 | 16.9 | 14.1 | 0.2 | -8.6 | -5 | -8 | -11.4 | -12.1 | 4.7 | 4.1 | 1.2 | -1.4 | 3.2 | -1.1 | 1 | -2 | -4.9 | -6.8 | 7.2 | 4.9 | 2.3 | -4 | 4.8 | 0.7 | 5 | 0.8 | 15.4 | 15 | -3.5 | -8 | 2.5 | -1 | 9.1 | 7.9 | 12.9 | 7.6 | 5.2 | 2.1 | -0.9 | -6.6 | 11.7 | 9.4 | 11.3 | -2.6 | -8.4 | -15.4 | 20.9 | 3.4 | 8.2 | 1.6 | 3.2 | -2.5 | 2.7 | -6.4 | 2.6 | 0.6 | 8.4 | 4 | 4.2 | -3.2 | 10.3 | 6 | -1 | -7 | 7.3 | 1.2 | 9.4 | 4.9 | 4.9 | 0 | 2.8 | 0.1 | -2 | -7 | 10.1 | 8.3 | 11.4 | 5.6 | 2 | -0.3 | 7.7 | 4.9 | 12.2 | 10.5 | 3.1 | -0.1 | 16.1 | 13.3 | 7.4 | -14.1 | 10 | 5.8 | 18.9 | 17 | 14.5 | 9.9 | 8.5 | -3 | 4.4 | 0.1 | -0.5 | -1.9 | 6 | 3.1 | 1.2 | -3.4 | 0.5 | -5.1 | 7.3 | 1.6 | -4.6 | -8.2 | 0.3 | -8.3
1 | -1 | -2.9 | -8.3 | 8.5 | 5.4 | 6.8 | 3.7 | 3.1 | -2.1 | 16.2 | 2.4 | 2 | 1 | 8.4 | 5.8 | 12.1 | 8.4 | 10.9 | 9.2 | 11.3 | 9 | 6.8 | 2.7 | 3.2 | -8.2 | 7.3 | -6.3 | 15 | 14 | 20.1 | 15.1 | 22.1 | 17.2 | 8.9 | 8.4 | 16.3 | 12.5 | 2.1 | 0.2 | 20.8 | 14.6 | 0 | -9 | 3.5 | -1.2 | 16.3 | 7.7 | 10.2 | 7.9 | 13.2 | 3.1 | 6.2 | 2.4 | 12.7 | 11.3 | 17 | 14.7 | -0.6 | -10 | -5 | -8 | -12 | -12.6 | 4.1 | 3.6 | 0.8 | -2 | 3.7 | -0.7 | 1.2 | -1.7 | -5.6 | -7.5 | 8 | 6 | 1.9 | -4.2 | 4.4 | 0.8 | 4.9 | 1.4 | 15.6 | 15.3 | -4 | -8.1 | 2.1 | -1.5 | 9 | 8.1 | 13.2 | 8.3 | 4.9 | 2.1 | -1.7 | -6.8 | 12.3 | 10.4 | 11.2 | -2 | -8.5 | -15.4 | 21.2 | 3 | 7.4 | 1.6 | 3.3 | -2.1 | 2.2 | -6.8 | 2.3 | 0.2 | 8.9 | 4.7 | 3.2 | -3.9 | 9.7 | 5.7 | -3 | -7 | 6.7 | 1.3 | 9.2 | 5.1 | 4 | -0.3 | 2.1 | -0.5 | -2 | -7 | 9.8 | 8.2 | 10.2 | 5.9 | 1.8 | -0.3 | 7 | 4 | 12 | 10.6 | 2.1 | -0.3 | 16.9 | 13.9 | 5.8 | -15.5 | 10 | 5.7 | 18.6 | 17.1 | 13 | 9.4 | 9.3 | -3.4 | 3.7 | 0.4 | -0.6 | -2.2 | 5.8 | 2.8 | 1.5 | -3.5 | -0.5 | -6.3 | 7 | 1.7 | -4.4 | -7.9 | 0.2 | -8.1
2 | 1 | -3.5 | -8.4 | 7.5 | 4.1 | 6 | 3.3 | 3.1 | -1.2 | 15.1 | 3 | 2 | 1 | 7.7 | 5.3 | 11.8 | 8.3 | 10.7 | 9.1 | 11.7 | 9.7 | 6.2 | 2.4 | 2.9 | -9 | 6.6 | -6.8 | 14 | 14 | 20 | 15 | 21.8 | 17.5 | 9.9 | 9.6 | 15.2 | 12.5 | 2.3 | 0.9 | 20.8 | 14 | -1.1 | -9.2 | 2.6 | -1.6 | 15.6 | 8.1 | 10.1 | 8.2 | 11.8 | 4.1 | 6.3 | 2.6 | 13.5 | 12.5 | 16.6 | 15 | -1.6 | -10.8 | -6 | -8 | -12.9 | -13.3 | 3.4 | 3 | 0.2 | -2.4 | 4.2 | -0.2 | 1.4 | -1.5 | -5.9 | -8 | 8.5 | 7 | 1.1 | -5.2 | 3.9 | 0.8 | 4.6 | 1.9 | 14.9 | 14.7 | -4.7 | -8.6 | 1.6 | -2.3 | 9.3 | 8.3 | 13.5 | 9 | 4.8 | 2.3 | -2.2 | -6.2 | 13.6 | 11.2 | 10.8 | -1.7 | -8.6 | -15.8 | 20.9 | 3.1 | 6.1 | 1.5 | 3.2 | -1.8 | 1.6 | -7.6 | 1.9 | -0.5 | 9.5 | 5.8 | 2 | -4.8 | 9 | 5.6 | -4 | -7 | 6.1 | 1.2 | 8.8 | 5.1 | 3.6 | -0.5 | 1.6 | -0.3 | -1 | -6 | 9.6 | 8.1 | 9.8 | 5.8 | 1.7 | -0.1 | 6.4 | 3.3 | 11.9 | 10.5 | 1.5 | -0.2 | 17.5 | 14.4 | 3.8 | -16.3 | 9.7 | 5.5 | 18.3 | 17.1 | 12 | 8.8 | 10.1 | -4.5 | 2.7 | -0.5 | -1.1 | -2.5 | 5.2 | 2.5 | 1.8 | -3.4 | -1.8 | -8.3 | 6.9 | 1.9 | -4.3 | -7.6 | 0 | -8.2
1 | 0 | -3.4 | -7.8 | 6.5 | 2.7 | 5.1 | 2.9 | 3 | -0.4 | 13.7 | 3.3 | 2 | 1 | 7.3 | 5.1 | 11.2 | 7.1 | 10.5 | 9.2 | 12.1 | 10.3 | 5.4 | 2.2 | 3 | -9.9 | 5.7 | -8.1 | 14 | 14 | 20 | 15.2 | 21.6 | 18.2 | 11.2 | 11 | 14.6 | 12.4 | 1.7 | 0.7 | 20.5 | 12.8 | -2.4 | -9.7 | 1.7 | -1.6 | 13.6 | 7.5 | 10.6 | 9.2 | 10.8 | 5 | 6 | 2.7 | 14.4 | 13.7 | 15.4 | 14.4 | -2.4 | -11.8 | -6 | -9 | -12.9 | -14.4 | 3.2 | 2.2 | 0.1 | -2.7 | 4.9 | 0.1 | 1.7 | -1.2 | -6.7 | -8.2 | 9.2 | 8 | 0.3 | -6.5 | 3.3 | 0.7 | 4.4 | 2.4 | 13.9 | 13.8 | -5.6 | -9.4 | 1.6 | -3.2 | 9.5 | 8.5 | 13.9 | 10.3 | 3.9 | 2 | -2 | -5.6 | 14.6 | 11.5 | 10.2 | -1.4 | -8 | -14.9 | 20.4 | 3.2 | 7.5 | 1.9 | 3.9 | -1.1 | 1 | -7.4 | 1.5 | -0.6 | 10 | 6.6 | 2.6 | -4.6 | 8.2 | 5.4 | -2 | -5 | 6.3 | 2 | 8.6 | 5.1 | 2.2 | -0.7 | 1 | -0.5 | -2 | -8 | 9.4 | 8 | 7.7 | 4.9 | 1.5 | 0.2 | 5.1 | 2.3 | 11.1 | 9.7 | 1 | -0.2 | 18.1 | 15.4 | 4 | -15 | 8.8 | 5.3 | 18.5 | 17.1 | 11 | 8.3 | 9.6 | -4.2 | 1 | -1.5 | -0.9 | -2.8 | 4.3 | 2.3 | 1.7 | -3.4 | -3.6 | -10.9 | 6.8 | 2.1 | -4.2 | -7.6 | -0.4 | -8.9
1 | 0 | -4.1 | -7.5 | 5.4 | 1.3 | 4.1 | 2.6 | 2.4 | 0.1 | 14.4 | 4.4 | 2 | 1 | 7 | 5 | 10.9 | 7.1 | 10.2 | 9.3 | 12.9 | 11 | 4.5 | 2 | 3.1 | -12 | 6 | -7.6 | 13 | 13 | 19.5 | 15.1 | 21.3 | 18.5 | 12.8 | 12.7 | 12.6 | 11.3 | 1.7 | 1.2 | 19.8 | 10.8 | -4.1 | -11 | 1.4 | -0.9 | 12 | 4.6 | 10.9 | 9.9 | 9.8 | 5.5 | 5.6 | 2.5 | 14.2 | 13.9 | 15.7 | 15.2 | -3.1 | -11.4 | -6 | -9 | -12.6 | -16.2 | 3.2 | 1.3 | -0.2 | -3 | 5.7 | 0.4 | 1.9 | -0.8 | -7.1 | -8.8 | 9.9 | 9.5 | -1.5 | -6.6 | 2.7 | 0.6 | 4.1 | 2.8 | 13.6 | 13.5 | -5.2 | -8.9 | 1.9 | -2.8 | 9.8 | 8.7 | 14.4 | 11.8 | 2.2 | 1.2 | -4.3 | -6.2 | 16.1 | 12 | 10.3 | 1.3 | -7.2 | -14.3 | 19.2 | 3.7 | 6 | 2.1 | 4.6 | -0.3 | 0.5 | -7.5 | 1.1 | -0.7 | 11.1 | 7.5 | 2.6 | -6.1 | 7.3 | 5.3 | -1 | -5 | 8.6 | -0.3 | 8 | 6 | 1.8 | -1.4 | 0.5 | -1.8 | -3 | -8 | 8.6 | 7.4 | 6 | 4.6 | 1.2 | 0.4 | 3.5 | 1.1 | 10.8 | 9.5 | 0.5 | -0.1 | 18.3 | 15.5 | -0.1 | -17 | 9.1 | 5.2 | 17.4 | 16.7 | 9.9 | 7.7 | 10.1 | -5.1 | -1.2 | -2.4 | -1 | -2.6 | 4.3 | 2 | 2 | -2.9 | -3.9 | -7.9 | 6.7 | 2.4 | -3.9 | -7 | 0.6 | -7.9
2 | 1 | -4.4 | -7.8 | 8.3 | 1.2 | 6.3 | 4 | 1.5 | 0.5 | 15.5 | 5.4 | 1 | 0 | 6.7 | 5 | 12.2 | 2.8 | 10 | 9.4 | 13.3 | 12.2 | 5 | 2.2 | 3.3 | -8.9 | 6.7 | -8.2 | 16 | 13 | 20 | 13.9 | 21.7 | 19.4 | 14.4 | 14.4 | 12.2 | 12.2 | 2.2 | 2.2 | 20 | 11.7 | -1.5 | -9.6 | 1.7 | 0 | 9.4 | 3.9 | 11.7 | 10.6 | 10 | 6.1 | 5 | 2.2 | 15 | 15 | 18.3 | 18.3 | -2.8 | -12.8 | -6 | -9 | -12.2 | -17.2 | 3.3 | 0 | -0.6 | -3.9 | 6.7 | 0.6 | 2.2 | -0.6 | -6.7 | -8.3 | 10.6 | 10 | 1.1 | -8.3 | 2 | 0.4 | 4.3 | 3.4 | 16.1 | 16.1 | -4.4 | -8.2 | 2.8 | -3.9 | 9.4 | 7.8 | 15 | 13.3 | 1.1 | 0.6 | -2.8 | -5 | 17.8 | 11.7 | 10.4 | 4.1 | -6.1 | -14.4 | 20.6 | 3.9 | 8.9 | 2.8 | 5.6 | 0.6 | 0 | -8.9 | 0.6 | -1.1 | 12.2 | 8.3 | 2.8 | -3.3 | 8.7 | 5.8 | 0 | -4 | 8.9 | -0.6 | 7.2 | 6.1 | 1.7 | -0.6 | 0 | -2.2 | -2 | -6 | 8.3 | 7.2 | 3.9 | 3.9 | 1.5 | 0.9 | 1.7 | 0 | 12.2 | 11.1 | 0 | 0 | 20 | 16.7 | 3.9 | -14.4 | 7.2 | 5 | 17.8 | 17.2 | 12.2 | 9.4 | 8.9 | -3.9 | 0 | -1.1 | -1.1 | -3.3 | 4.4 | 2.2 | 2.8 | -2.2 | -3.9 | -8.9 | 6.7 | 2.8 | -3.5 | -6.7 | 2 | -7.5
2 | 1 | -3.9 | -7.8 | 12.2 | 1.5 | 9.2 | 5.6 | 0.6 | 0 | 17.2 | 5.6 | 2 | 1 | 10.2 | 6.2 | 12.8 | 2.8 | 10 | 9.3 | 13.9 | 12.2 | 7.6 | 2.7 | 6.1 | -9.4 | 7.8 | -9.4 | 18 | 14 | 22.2 | 14.4 | 23.9 | 19.4 | 17.2 | 14.9 | 16.1 | 13.9 | 3.3 | 3.3 | 21.7 | 12.2 | 2.1 | -8.4 | 4.4 | 2.8 | 8.9 | 3.3 | 13.3 | 11.7 | 12.2 | 7.2 | 6.9 | 3.3 | 17.8 | 17.2 | 21.1 | 19.4 | -1.1 | -13.9 | -4 | -7 | -10 | -14.8 | 5.3 | 0.5 | -0.6 | -3.9 | 7.4 | 0.8 | 1.8 | -0.5 | -4.4 | -7.8 | 10.6 | 10 | 3.9 | -9.4 | 1.9 | 0.3 | 4.6 | 3.3 | 18.9 | 17.8 | -3.3 | -8.3 | 5.6 | -2.2 | 12.2 | 7.8 | 16.1 | 13.4 | 3.9 | 3.9 | -0.6 | -3.3 | 17.8 | 11.1 | 10.6 | 6.1 | -3 | -10.8 | 22.2 | 5 | 12.8 | 0.6 | 7.8 | 1.2 | 1.1 | -7.7 | 1 | -1.2 | 12.8 | 8.9 | 1.7 | -1.1 | 10.8 | 6.4 | 0 | -5 | 8.3 | 0 | 6.1 | 4.4 | 3.9 | -1.1 | 0 | -2.2 | -1 | -6 | 8.9 | 6.7 | 10 | 6.1 | 1.8 | 1.2 | 5 | 0 | 15.6 | 13.3 | 0 | -0.6 | 22.2 | 17.2 | 7.8 | -16.1 | 12.2 | 5 | 18.9 | 17.8 | 15.6 | 11.4 | 10 | -2.8 | 5.6 | 2.8 | -1.1 | -2.8 | 5 | 2.8 | 3.3 | -2.2 | -2.2 | -7.8 | 12.4 | 5.6 | -3.3 | -7.2 | 3.3 | -8.3
1 | 1 | -3.9 | -7.2 | 16.1 | 1.1 | 12.2 | 7.2 | 1.1 | 0.7 | 20.2 | 6.6 | 3 | 2 | 13.7 | 6.8 | 13.9 | 0.6 | 10 | 9.1 | 13.9 | 12.8 | 10.2 | 2.8 | 8.9 | -10.6 | 11.1 | -7.7 | 21 | 14 | 22.8 | 14.4 | 25.6 | 19.4 | 20 | 14.6 | 20.6 | 14.4 | 5 | 5 | 22.8 | 12.2 | 5.6 | -9.4 | 6.7 | 3.9 | 10 | 3.3 | 15 | 12.8 | 13.9 | 7.8 | 8.7 | 4.5 | 21.1 | 18.3 | 23.3 | 20 | 0 | -15 | -3 | -7 | -7.8 | -13.2 | 7.4 | 1 | 0.6 | -3.3 | 8.2 | 1.1 | 1.5 | -0.4 | -1.7 | -6.1 | 11.7 | 10.6 | 6.7 | -9.4 | 1.7 | 0 | 5 | 3.3 | 21.1 | 17.8 | -1.1 | -6.4 | 8.9 | -3.9 | 13.9 | 7.2 | 17.2 | 13.6 | 6.1 | 3.9 | 1.7 | -2.2 | 18.3 | 16.7 | 13 | 6.6 | 0.2 | -8.2 | 23.3 | 5 | 15.6 | -0.6 | 10 | 1.9 | 2.2 | -7.6 | 1.3 | -1.9 | 14.4 | 10 | 1.1 | -1.7 | 12.8 | 6.7 | 1 | -3 | 10 | 1.1 | 6.7 | 3.9 | 6.1 | 0.6 | 0.6 | -2.2 | 0 | -6 | 11.1 | 7.2 | 13.9 | 5.6 | 2.2 | 1.7 | 8.4 | -0.5 | 17.2 | 13.3 | 0 | -0.6 | 23.9 | 17.2 | 9.4 | -16.7 | 15 | 5 | 20 | 18.3 | 18.9 | 13.3 | 12.8 | -2.8 | 10 | 2.2 | -1.1 | -2.2 | 5.6 | 2.8 | 4.4 | -2.2 | 0 | -6.7 | 18.2 | 7.6 | -2.6 | -6.3 | 5.7 | -7.3
2 | 0 | -3.3 | -6.7 | 18.3 | 3 | 16.3 | 8.6 | 1.7 | 1.5 | 23.1 | 6.4 | 4 | 2 | 17.2 | 6.7 | 15.6 | 1.7 | 10 | 8.9 | 13.9 | 12.8 | 12.8 | 2.2 | 10.6 | -8.9 | 14.5 | -7.3 | 23 | 14 | 23.9 | 13.9 | 27.2 | 19.4 | 22.8 | 13.9 | 22.8 | 14.4 | 6.1 | 6.1 | 24.4 | 12.2 | 7.4 | -8.4 | 8.9 | 3.3 | 11.1 | 2.8 | 16.1 | 12.8 | 16.1 | 8.9 | 10.6 | 5.6 | 22.8 | 17.2 | 25 | 20.6 | 1.1 | -12.8 | -2 | -6 | -5.6 | -12.2 | 9.4 | 1.1 | 1.7 | -3.3 | 8.9 | 1.1 | 1.1 | -0.6 | 0.6 | -5.6 | 12.2 | 11.7 | 8.3 | -11.1 | 1.9 | 0.1 | 6.1 | 3.9 | 22.8 | 18.3 | 1.1 | -5.5 | 11.1 | -2.8 | 15.6 | 4.4 | 18.3 | 13.3 | 7.8 | 3.9 | 5 | -1.7 | 16.7 | 12.8 | 15.4 | 6.4 | 3.3 | -6.7 | 24.4 | 4.4 | 16.1 | -4.4 | 12.2 | 2.2 | 3.3 | -8.9 | 1.7 | -2.8 | 16.1 | 11.1 | 0.6 | -2.2 | 15.6 | 6.6 | 2 | -2 | 7.8 | 4.4 | 6.1 | 4.4 | 7.2 | -1.7 | 1.1 | -2.2 | 1 | -5 | 12.2 | 6.7 | 15.6 | 5 | 3.5 | 1.7 | 11.7 | -3.3 | 21.7 | 13.3 | 0.6 | -0.6 | 26.1 | 17.2 | 12.2 | -16.7 | 16.7 | 5 | 22.2 | 18.3 | 21.7 | 13.9 | 15.6 | -3.3 | 12.2 | 0.6 | -0.6 | -2.8 | 7.8 | 3.3 | 5.6 | -1.7 | 0.6 | -3.3 | 23.9 | 8.3 | -1.8 | -5.8 | 8.2 | -7.4
2 | 0 | -2.8 | -5.6 | 20.6 | 5.4 | 20.3 | 9 | 2.2 | 2.2 | 26.1 | 6.1 | 6 | 2 | 19.1 | 6.3 | 15 | 5 | 10.6 | 9.7 | 13.9 | 12.8 | 13 | 3.1 | 11.7 | -9.4 | 17.8 | -8.9 | 24 | 10 | 24.4 | 13.3 | 28.3 | 19.4 | 24.5 | 13.4 | 24.4 | 13.9 | 7.2 | 6.1 | 25 | 12.2 | 9.3 | -9.1 | 10.6 | 2.8 | 11.7 | 2.8 | 18.3 | 13.3 | 18.9 | 9.4 | 12.1 | 6.4 | 23.3 | 17.2 | 25.6 | 20.6 | 1.7 | -11.1 | -1 | -5 | -4.1 | -10.8 | 9.8 | 0.7 | 3.3 | -2.8 | 9.1 | 1.7 | 1.1 | -0.4 | 2.2 | -5.6 | 12.8 | 12.2 | 10 | -9.4 | 2 | -0.1 | 7.2 | 4.5 | 23.9 | 17.2 | 3.3 | -5.6 | 12.8 | -4.4 | 17.2 | 3.9 | 18.7 | 13.6 | 8.3 | 3.3 | 7.8 | -1.1 | 20.6 | 12.2 | 17.8 | 6.1 | 5 | -7.2 | 25 | 4.4 | 16.7 | -4.4 | 13.7 | 2.9 | 4.4 | -8 | 2.2 | -1.9 | 18.9 | 14.4 | 1.1 | -3.9 | 18.3 | 5.9 | 3 | -5 | 8.3 | 3.9 | 6.7 | 5 | 7.8 | -5 | 1.1 | -2.8 | 2 | -3 | 13.3 | 6.7 | 16.1 | 5 | 4.8 | 1.8 | 14.3 | -1.2 | 22.2 | 12.8 | 0.6 | -0.6 | 26.7 | 17.8 | 16.7 | -13.9 | 18.9 | 5.6 | 22.2 | 17.8 | 24.4 | 14.2 | 17.2 | -6.1 | 13.9 | 1.1 | -0.6 | -2.8 | 7.8 | 2.8 | 7.2 | -0.6 | 1.7 | -5.6 | 26.1 | 7.7 | -1.1 | -6.1 | 10.6 | -10
2 | -1 | -2.2 | -5 | 22.8 | 7.2 | 24.4 | 8.9 | 2.8 | 2.8 | 28.5 | 6.6 | 8 | 2 | 20.9 | 4.9 | 15.6 | 8.3 | 11.1 | 10.4 | 14.4 | 12.8 | 13.1 | 3.8 | 13.3 | -9.4 | 18.9 | -9 | 24 | 11 | 25 | 13.9 | 28.9 | 20.6 | 26.1 | 12.2 | 26.1 | 13.9 | 8.9 | 6.1 | 25.6 | 11.7 | 11.1 | -11.1 | 12.2 | 3.3 | 12.8 | 2.2 | 20 | 13.9 | 20 | 10 | 13.5 | 7.1 | 25 | 16.7 | 25.6 | 21.1 | 2.2 | -11.7 | -1 | -4 | -2.6 | -10.4 | 10.2 | 0.5 | 5.6 | -1.7 | 9.2 | 1.8 | 1.1 | -0.4 | 3.9 | -5.6 | 14.4 | 12.8 | 11.7 | -8.9 | 2.2 | 0 | 8.3 | 5 | 24.4 | 17.2 | 4.4 | -4.8 | 15 | -5.6 | 18.9 | -3.3 | 19 | 13.7 | 8.9 | 3.9 | 9.4 | -1.7 | 22.8 | 12.8 | 19.3 | 5.4 | 6.6 | -9.4 | 26.1 | 3.9 | 15.6 | -7.2 | 15.2 | 3.7 | 5.6 | -8.4 | 2.8 | -1.4 | 17.8 | 13.3 | 2.2 | -3.3 | 21.1 | 3.9 | 3 | -5 | 9.4 | 3.3 | 8.9 | 5 | 8.3 | -2.2 | 1.7 | -2.8 | 3 | -3 | 14.4 | 5.6 | 17.2 | 5 | 6.1 | 1.7 | 16.8 | 0 | 23.3 | 10 | 0.6 | -1.1 | 27.8 | 17.2 | 18.9 | -11.7 | 20.6 | 5 | 23.3 | 17.8 | 27.2 | 13.9 | 17.2 | -6.7 | 14.4 | 1.1 | -0.6 | -2.8 | 9.4 | 2.2 | 7.8 | -1.1 | 2.2 | -5.6 | 28.4 | 6.5 | -1.1 | -5.5 | 12.4 | -6.7
2 | -1 | -2.2 | -4.4 | 23.7 | 7.8 | 25.3 | 8.8 | 3.3 | 3.3 | 30.9 | 6.1 | 8 | 3 | 22.8 | 3.3 | 16.1 | 6.7 | 11.7 | 11.1 | 13.9 | 12.8 | 13.3 | 4.4 | 13.3 | -8.9 | 20 | -11.2 | 24 | 11 | 23.3 | 14.4 | 29.4 | 21.1 | 27.8 | 11.1 | 27.2 | 12.2 | 11.7 | 5 | 25 | 12.2 | 12 | -9.7 | 13.3 | 3.3 | 13.9 | 2.2 | 22.8 | 13.3 | 21.7 | 10.6 | 15 | 7.8 | 25.6 | 17.8 | 26.7 | 21.7 | 3.3 | -11.1 | 0 | -4 | -1.1 | -11.1 | 10.6 | 0 | 6.7 | -3.3 | 9.4 | 2.2 | 1.1 | -0.6 | 5 | -3.9 | 16.7 | 15 | 12.8 | -10.6 | 2.2 | 0 | 7.2 | 5.2 | 23.3 | 18.3 | 5.6 | -5 | 16.7 | -6.7 | 20 | -0.6 | 19.4 | 13.9 | 10 | 2.8 | 10.6 | -2.2 | 24.4 | 13.3 | 20.7 | 3.9 | 8.3 | -15 | 26.1 | 3.9 | 17.2 | -7.2 | 16.7 | 4.4 | 6.7 | -10 | 3.3 | -1.1 | 18.3 | 14.4 | 2.8 | -3.3 | 20.5 | 5.3 | 3 | -5 | 8.9 | 1.7 | 10.6 | 4.4 | 9.4 | -1.1 | 2.2 | -2.2 | 3 | -3 | 15 | 6.1 | 18.3 | 5.6 | 7.6 | 1.9 | 19.4 | 1.7 | 24.4 | 10 | 0 | -0.6 | 27.2 | 17.8 | 21.1 | -11.1 | 21.1 | 4.4 | 23.3 | 17.8 | 27.9 | 13.5 | 18.3 | -7.2 | 15 | 0.6 | -0.6 | -2.2 | 10 | 1.1 | 7.8 | 0 | 3.3 | -5 | 30.6 | 4.4 | -1.1 | -5.5 | 14.3 | -4.8
3 | -1 | -1.7 | -4.4 | 24.7 | 8.3 | 26.3 | 8.8 | 3.9 | 3.9 | 33.3 | 5.6 | 9 | 3 | 23.3 | 2.7 | 16.7 | 4.4 | 11.9 | 11.3 | 13.9 | 12.2 | 12.9 | 4.9 | 13.9 | -8.9 | 21.1 | -13.9 | 23 | 12 | 23.9 | 15 | 29.4 | 21.7 | 27.4 | 10.6 | 27.8 | 11.7 | 15.6 | 4.4 | 25.6 | 12.2 | 13 | -10.2 | 15 | 3.9 | 15 | 1.7 | 25 | 13.9 | 20.6 | 11.1 | 14.3 | 9.1 | 25.6 | 17.8 | 26.7 | 21.7 | 4.4 | -11.1 | 0 | -3 | -1.3 | -9.6 | 10.4 | -0.4 | 7.8 | -2.2 | 9 | 4.2 | 1.1 | -0.4 | 5 | -3.3 | 18.3 | 15 | 13.9 | -11.1 | 2.2 | 0 | 6.1 | 5.1 | 16.7 | 15.6 | 6.7 | -6.1 | 17.2 | -6.7 | 21.1 | -0.6 | 19 | 14.1 | 12.2 | 2.8 | 12.8 | -2.2 | 27.2 | 12.8 | 22.2 | 2.2 | 8.7 | -13.4 | 26.7 | 4.4 | 16.1 | -7.2 | 18.4 | 5.3 | 6.5 | -7.3 | 3.9 | -1.1 | 20.6 | 15.6 | 3.3 | -2.2 | 20 | 6.7 | 4 | -5 | 10.6 | 0.6 | 9.4 | 5 | 10 | -0.6 | 2.2 | -2.8 | 4 | -3 | 16.7 | 6.1 | 18.9 | 5 | 9.1 | 1.7 | 21.3 | 4 | 25 | 10 | 0 | -0.6 | 26.7 | 17.2 | 23.3 | -8.3 | 20 | 4.4 | 23.9 | 18.3 | 28.7 | 13 | 20 | -7.8 | 15.6 | 1.1 | 0 | -2.2 | 10.6 | 0.6 | 7.8 | -0.6 | 4.4 | -3.9 | 31.1 | 4 | -1.1 | -6.1 | 16.1 | -3.3
3 | -2 | -1.1 | -3.9 | 25.6 | 8.3 | 27.2 | 8.9 | 3.5 | 3.4 | 33.7 | 4.4 | 8 | 2 | 23.9 | 2.7 | 16.1 | 7.2 | 12 | 11.4 | 13.3 | 12.2 | 12.6 | 5.3 | 12.8 | -8.9 | 21.1 | -12.9 | 24 | 13 | 23.9 | 15.6 | 29.4 | 21.7 | 27.1 | 10.8 | 27.8 | 12.8 | 13.9 | 2.2 | 25.6 | 12.2 | 13.9 | -11.7 | 15.6 | 4.4 | 15 | 1.1 | 26.1 | 12.8 | 16.1 | 12.2 | 13.5 | 10.3 | 25 | 16.7 | 25.6 | 21.1 | 4.4 | -11.1 | 0 | -3 | -1.5 | -9.3 | 10.2 | -1.1 | 8.3 | -2.8 | 8.7 | 5.8 | 1.1 | -0.4 | 5 | -3.9 | 20.6 | 15.6 | 14.4 | -8.3 | 2.2 | 0 | 5 | 5 | 18.3 | 16.1 | 7.4 | -5.3 | 17.8 | -2.8 | 22.2 | -0.6 | 18.7 | 14.2 | 15 | 3.9 | 13.9 | -3.9 | 27.2 | 12.8 | 22.6 | -0.7 | 9 | -14.6 | 26.7 | 3.3 | 14.4 | -5.6 | 20 | 6.4 | 6.3 | -5.6 | 4.4 | -1.2 | 18.9 | 16.1 | 3.9 | -3.9 | 19.4 | 7.8 | 5 | -5 | 8.9 | 1.7 | 10 | 2.8 | 10.6 | 1.1 | 3.3 | -2.2 | 3 | -3 | 17.8 | 5.6 | 20.6 | 5.6 | 10.6 | 1.7 | 23.1 | 5.5 | 24.4 | 9.4 | 0 | -0.6 | 26.7 | 16.7 | 23.9 | -9.4 | 18.9 | 3.9 | 23.9 | 18.3 | 29.4 | 12.2 | 18.9 | -13.3 | 15.6 | 1.1 | 0 | -2.2 | 11.7 | 0.6 | 7.8 | -0.6 | 5 | -2.8 | 31.7 | 2.8 | -1.5 | -5.7 | 15 | -4.3
2 | -1 | -1.1 | -3.9 | 24.8 | 8.3 | 26.5 | 9 | 3.2 | 2.8 | 34 | 3.7 | 9 | 1 | 24.4 | 2.2 | 15.6 | 8.9 | 12.2 | 11.7 | 12.8 | 12.2 | 12.2 | 5.6 | 12.8 | -9.4 | 21.1 | -12.9 | 23 | 13 | 23.3 | 16.7 | 29.4 | 21.7 | 26.7 | 10.6 | 26.1 | 14.4 | 15.6 | 0.6 | 25 | 12.2 | 13.5 | -10.5 | 15.6 | 3.9 | 15.6 | 0 | 26.7 | 9.4 | 18.9 | 14.4 | 12.8 | 11.1 | 24.4 | 15.6 | 25 | 21.1 | 4.4 | -11.1 | 1 | -3 | -1.7 | -10 | 10 | -1.7 | 8.3 | -2.8 | 8.3 | 7.2 | 1.1 | -0.6 | 3.9 | -1.7 | 23.3 | 15.6 | 15.6 | -6.7 | 2 | -0.1 | 4.8 | 4.8 | 20 | 16.1 | 8.2 | -5.6 | 18.9 | -3.3 | 22.8 | -1.7 | 18.3 | 14.4 | 14.4 | 2.8 | 14.4 | -3.9 | 27.8 | 12.2 | 22.9 | -3.7 | 9.4 | -16.7 | 26.1 | 3.3 | 11.7 | -4.4 | 21.7 | 7.2 | 6.1 | -5 | 5 | -1.7 | 20 | 16.1 | 2.8 | -1.1 | 16.5 | 6.9 | 5 | -4 | 10 | 1.1 | 10 | 3.3 | 10.6 | 0.6 | 2.8 | -2.8 | 3 | -5 | 17.2 | 4.4 | 21.1 | 6.1 | 10 | 1.4 | 25 | 7.8 | 24.4 | 8.9 | 0 | -0.6 | 26.1 | 16.7 | 26.1 | -8.9 | 18.9 | 5 | 23.9 | 18.9 | 27.9 | 10.6 | 18.3 | -8.9 | 15.6 | 1.7 | 0 | -2.2 | 10.6 | 1.1 | 8.3 | -0.6 | 5.6 | -2.8 | 32.2 | 2.2 | -1.8 | -5.8 | 13.9 | -5.6
2 | -2 | -1.1 | -3.3 | 24.1 | 8.1 | 25.7 | 8.7 | 2.8 | 2.2 | 34.4 | 2.8 | 8 | 1 | 22.6 | 4.2 | 15 | 7.2 | 12.2 | 11.1 | 12.2 | 11.7 | 10.9 | 5.7 | 12.8 | -7.2 | 21.1 | -15 | 22 | 13 | 23.3 | 16.7 | 28.9 | 21.7 | 25 | 11.2 | 26.7 | 14.4 | 14.4 | 0 | 23.9 | 12.8 | 13.2 | -10.8 | 15.6 | 4.4 | 14.4 | -0.6 | 25 | 9.4 | 19.4 | 13.9 | 13.2 | 11.8 | 23.3 | 17.2 | 25 | 20.6 | 4.4 | -11.7 | 1 | -3 | -1.9 | -8.7 | 8 | -2.1 | 8.3 | -3.3 | 7.8 | 6.8 | 1.1 | -0.4 | 0.6 | 0 | 23.9 | 15.6 | 15 | -11.1 | 1.9 | 0.1 | 4.6 | 4.6 | 20 | 16.1 | 8.9 | -6.7 | 18.3 | -3.3 | 22.8 | -3.9 | 17.8 | 14.7 | 14.4 | 2.8 | 14.4 | -2.2 | 27.2 | 12.2 | 23.3 | -10.6 | 7.4 | -14.4 | 25 | 4.4 | 8.9 | -2.8 | 19.5 | 7.6 | 5.5 | -3.9 | 3.9 | -0.8 | 20 | 16.1 | 2.2 | -0.6 | 13.5 | 5.9 | 6 | -3 | 10 | 0 | 9.4 | 4.4 | 8.9 | 3.3 | 3.3 | -3.3 | 3 | -7 | 15.6 | 8.9 | 20.6 | 6.1 | 9.5 | 0.9 | 24.3 | 7.9 | 23.3 | 8.9 | 0 | -1.1 | 25.6 | 16.1 | 26.7 | -6.7 | 18.9 | 5 | 21.7 | 20 | 26.5 | 9 | 11.1 | 0 | 14.4 | 1.7 | -0.6 | -2.2 | 10 | 1.7 | 7.8 | -0.6 | 5.6 | -2.2 | 30.9 | 3.9 | -2.2 | -6.7 | 12.8 | -7.8
1 | -2 | -1.1 | -3.3 | 23.3 | 7.8 | 25 | 8.9 | 2.1 | 1.7 | 31.8 | 2 | 7 | 2 | 20.7 | 5.1 | 13.9 | 7.2 | 12.2 | 10.5 | 12.2 | 11.1 | 9.6 | 5.8 | 13.3 | -8.3 | 18.3 | -13.5 | 21 | 13 | 22.2 | 16.7 | 28.3 | 21.7 | 23.4 | 12.1 | 25.6 | 13.3 | 13.3 | 0.6 | 22.8 | 12.2 | 12.8 | -12.8 | 15.6 | 3.9 | 7.8 | -1.7 | 23.9 | 10 | 18.9 | 13.9 | 13.5 | 12.3 | 21.7 | 17.2 | 23.3 | 22.2 | 3.3 | -11.7 | 0 | -3 | -2 | -8.4 | 5.9 | -2.6 | 7.8 | -2.8 | 7.2 | 6.2 | 1.1 | -0.4 | 0 | 0 | 21.7 | 15 | 13.9 | -9.4 | 1.7 | 0 | 4.4 | 4.4 | 18.9 | 16.7 | 7 | -5.9 | 17.2 | 0.6 | 21.1 | -3.3 | 17.2 | 14.9 | 13.3 | 3.3 | 15 | -0.6 | 27.2 | 12.8 | 21.6 | -7.1 | 5.3 | -14.2 | 23.3 | 5.6 | 1.1 | 0 | 17.2 | 7.6 | 5 | -3.3 | 2.8 | -0.3 | 20 | 15.6 | 2.2 | -1.1 | 10.6 | 4.4 | 6 | -3 | 8.9 | -0.6 | 9.4 | 3.3 | 8.9 | 0.6 | 2.8 | -3.3 | 2 | -6 | 14.4 | 8.3 | 20 | 6.1 | 8.9 | 0.6 | 23.5 | 8 | 22.2 | 8.9 | 0 | -1.1 | 23.9 | 16.7 | 24.4 | -7.2 | 17.8 | 3.9 | 21.7 | 19.4 | 25 | 7.2 | 10.6 | -1.7 | 12.8 | 1.7 | -0.6 | -2.8 | 9.4 | 1.1 | 5.6 | 0 | 3.9 | -2.8 | 29.6 | 5 | -2.6 | -6.1 | 11.9 | -6.2
1 | -2 | -1.1 | -2.8 | 22 | 8.2 | 23.9 | 8.8 | 1.3 | 1.1 | 29.3 | 2.5 | 7 | 2 | 18.9 | 6.1 | 12.8 | 7.8 | 12.2 | 10 | 11.7 | 10 | 8.3 | 5.6 | 11.1 | -7.8 | 15.6 | -13.2 | 18 | 13 | 21.1 | 16.7 | 27.2 | 21.7 | 21.7 | 12.2 | 22.8 | 12.2 | 11.7 | -0.6 | 21.7 | 12.8 | 11.1 | -9.8 | 15.6 | 3.9 | 6.1 | -2.2 | 22.2 | 10 | 17.8 | 13.3 | 13.9 | 12.8 | 18.9 | 17.2 | 22.8 | 21.7 | 2.2 | -11.1 | -1 | -4 | -2.2 | -8.9 | 3.9 | -3.9 | 7.8 | -2.2 | 6.7 | 5.6 | 1.1 | -0.6 | 0 | 0 | 19.4 | 14.4 | 11.7 | -7.2 | 1.5 | -0.1 | 4.2 | 4.2 | 16.7 | 16.7 | 5.2 | -5.9 | 15.6 | -0.6 | 17.2 | -2.8 | 16.7 | 15 | 10 | 3.9 | 11.1 | 0 | 25.6 | 12.2 | 20 | -6.6 | 3.3 | -16.1 | 21.7 | 5.6 | 1.7 | -0.6 | 15 | 7.2 | 4.4 | -3.3 | 1.7 | 0 | 19.4 | 15.6 | 1.7 | -1.1 | 8.5 | 3.6 | 6 | -1 | 7.2 | 0 | 8.3 | 3.3 | 7.8 | 1.1 | 2.2 | -3.3 | 1 | -6 | 13.3 | 8.3 | 17.2 | 6.7 | 8.3 | 0.5 | 22.8 | 8.3 | 21.1 | 8.9 | 0 | -2.2 | 22.2 | 16.7 | 22.8 | -6.1 | 16.7 | 3.9 | 21.1 | 20 | 22.4 | 7 | 8.3 | -2.8 | 11.1 | 1.7 | -0.6 | -2.8 | 7.8 | 1.7 | 5 | 0 | 2.8 | -3.3 | 28.3 | 5.6 | -2.9 | -6.1 | 10.9 | -5.3
0 | -4 | -1.1 | -2.8 | 20.7 | 8.4 | 22.8 | 8.9 | 0.6 | 0.6 | 26.7 | 1.7 | 7 | 3 | 16.9 | 6.7 | 12.2 | 7.8 | 10.9 | 9 | 10.6 | 8.3 | 7.6 | 5.1 | 6.1 | -6.7 | 12.8 | -15.6 | 18 | 13 | 21.1 | 16.7 | 26.7 | 21.7 | 20.8 | 13.3 | 20.6 | 12.8 | 10 | 1.1 | 21.1 | 12.8 | 9.5 | -9.4 | 14.4 | 5.6 | 3.9 | -2.2 | 21.7 | 8.9 | 16.7 | 13.3 | 14.6 | 13.2 | 18.3 | 17.2 | 18.9 | 18.9 | 1.7 | -11.1 | -1 | -5 | -2.8 | -6.8 | 3 | -3.5 | 6.7 | -0.6 | 4.7 | 3.7 | 1.1 | -0.4 | 0 | 0 | 18.3 | 14.4 | 10 | -7.2 | 1.3 | -0.3 | 4.1 | 4.1 | 17.2 | 16.1 | 3.3 | -7.2 | 14.4 | 1.1 | 15.6 | -3.3 | 16.7 | 15.1 | 9.4 | 3.3 | 8.9 | 0 | 24.4 | 11.7 | 18.3 | -6.7 | 2.4 | -13.5 | 20.6 | 5.6 | 1.7 | -4.4 | 14.8 | 8.8 | 4.4 | -2.4 | 1.9 | 0.1 | 19.4 | 15 | 0.6 | -4.4 | 6.5 | 2.8 | 5 | 1 | 5 | 0 | 7.2 | 2.8 | 6.1 | -0.6 | 1.1 | -3.9 | 1 | -6 | 12.2 | 8.3 | 15 | 7.2 | 7.8 | 0.7 | 20.9 | 9.2 | 18.3 | 9.4 | 0 | -1.7 | 21.7 | 16.7 | 21.1 | -4.4 | 10 | 2.2 | 21.1 | 19.4 | 19.8 | 6.6 | 6.1 | -0.6 | 10.6 | 3.3 | -0.6 | -2.2 | 7.8 | 2.8 | 4.4 | -0.6 | 3.9 | -2.8 | 26.3 | 7.9 | -3.3 | -6.7 | 10 | -5.6
0 | -3 | -1.7 | -3.3 | 19.4 | 8.3 | 21.7 | 8.3 | 1 | 0.8 | 24.7 | 3.4 | 5 | 3 | 14.8 | 6.9 | 12.2 | 8.3 | 9.6 | 8.2 | 10.6 | 7.2 | 6.8 | 4.5 | 6.1 | -5.6 | 12.4 | -14.5 | 18 | 13 | 21.1 | 16.1 | 25.6 | 21.7 | 19.8 | 14 | 19.4 | 13.3 | 8.3 | 1.1 | 21.1 | 12.8 | 7.8 | -10 | 10.6 | 5 | 3.3 | -2.8 | 18.9 | 9.4 | 16.1 | 12.8 | 15.4 | 13.6 | 17.2 | 16.1 | 20 | 20 | 1.1 | -10.6 | -1 | -5 | -3.3 | -5.6 | 2 | -3.6 | 5.6 | 0 | 2.6 | 1.4 | 1.1 | -0.4 | 0 | -0.6 | 17.8 | 14.4 | 9.4 | -4.4 | 1.1 | -0.6 | 3.9 | 3.9 | 16.1 | 16.1 | 2.4 | -6.4 | 13.3 | 0.6 | 11.7 | -1.1 | 16.7 | 15.1 | 8.9 | 3.3 | 6.1 | 0.6 | 23.3 | 10.6 | 16.8 | -6.2 | 1.5 | -12.7 | 18.9 | 5.6 | 2.2 | -5.6 | 14.6 | 9.9 | 4.4 | -1.6 | 2 | -0.1 | 18.9 | 15 | 0 | -3.9 | 4.4 | 1.7 | 5 | 1 | 6.1 | 0 | 7.2 | 3.3 | 5.6 | 0 | 1.1 | -3.9 | 0 | -5 | 11.7 | 8.3 | 14.4 | 6.7 | 7.2 | 0.6 | 19.1 | 9.6 | 16.1 | 10.6 | 0 | -1.7 | 21.7 | 17.2 | 19.4 | -2.2 | 12.8 | 3.9 | 20.6 | 19.4 | 17.2 | 5.6 | 3.9 | 0 | 6.1 | 5.6 | -0.6 | -2.2 | 7.2 | 3.3 | 4.4 | -0.6 | 4.4 | -2.2 | 24.2 | 8.6 | -3.5 | -6.4 | 8.9 | -5.1
-1 | -5 | -1.7 | -3.3 | 19 | 8.4 | 21.7 | 9.9 | 1.3 | 0.9 | 22.6 | 4.2 | 4 | 2 | 12.8 | 6.7 | 11.7 | 7.8 | 8.3 | 7.2 | 10.6 | 7.2 | 6.1 | 3.9 | 3.3 | -5 | 12.1 | -13.9 | 18 | 13 | 20.6 | 16.7 | 25.6 | 22.2 | 18.9 | 14.4 | 18.3 | 13.9 | 6.1 | 0.6 | 21.1 | 12.8 | 7.2 | -8.2 | 10 | 4.4 | 1.7 | -3.9 | 18.9 | 9.4 | 16.1 | 12.8 | 16.1 | 13.9 | 17.2 | 16.7 | 19.4 | 17.8 | 0.6 | -10.6 | -2 | -5 | -3.9 | -5 | 1.1 | -4.4 | 5.6 | 0.6 | 0.6 | -0.6 | 1.1 | -0.6 | 0 | -0.6 | 17.2 | 13.9 | 9.4 | -3.3 | 0.9 | -1 | 3.3 | 3.3 | 16.1 | 15.6 | 1.5 | -6.2 | 12.2 | 0.6 | 8.3 | 0.6 | 16.7 | 15 | 8.3 | 5 | 5.6 | 0.6 | 22.8 | 10.6 | 15.4 | -6.6 | 0.6 | -13.9 | 17.8 | 5 | 1.7 | -6.7 | 14.4 | 11.1 | 4.4 | -1.1 | 2.2 | 0 | 17.2 | 14.4 | 0 | -4.4 | 3.5 | 0.7 | 4 | 3 | 5.6 | 0 | 6.1 | 2.8 | 5 | 1.1 | 0 | -3.3 | 0 | -5 | 11.1 | 8.9 | 13.3 | 6.7 | 6.1 | 1.6 | 17.2 | 10 | 14.4 | 10.6 | 0.6 | -1.7 | 21.1 | 17.2 | 18.3 | -5 | 11.7 | 5 | 20.6 | 18.9 | 16.5 | 5.5 | 2.2 | -0.6 | 5 | 3.9 | -0.6 | -2.2 | 6.7 | 2.8 | 4.4 | -1.1 | 4.4 | -2.2 | 22.2 | 9.4 | -3.7 | -6.6 | 7.8 | -5.6
-2 | -6 | -1.7 | -3.3 | 18.7 | 8.4 | 21.7 | 11.2 | 1.7 | 1.1 | 20.6 | 4.4 | 4 | 2 | 11.3 | 6.5 | 11.7 | 7.2 | 7.9 | 6.4 | 10.6 | 7.2 | 5.5 | 3.8 | 6.1 | -5 | 11.7 | -15.6 | 17 | 13 | 20.6 | 16.1 | 25.6 | 21.1 | 18.5 | 14.6 | 17.8 | 13.9 | 5 | -0.6 | 21.1 | 12.8 | 6.7 | -7.8 | 9.4 | 5 | 1.1 | -3.3 | 17.8 | 8.9 | 16.1 | 12.8 | 15.9 | 13.9 | 16.7 | 16.1 | 19.4 | 18.3 | 0 | -10.6 | -2 | -5 | -3.9 | -4.6 | 0.4 | -3.6 | 5 | 1.1 | 0.2 | -1.5 | 1.3 | -0.4 | 0 | -0.6 | 16.7 | 13.9 | 8.9 | -3.3 | 0.8 | -1.7 | 2.8 | 2.8 | 15.6 | 15.6 | 0.6 | -7.2 | 5.6 | -0.6 | 8.3 | 0 | 16.7 | 15.1 | 6.7 | 4.4 | 4.4 | 1.1 | 20.6 | 10.6 | 13.9 | -7.8 | -0.9 | -12.1 | 17.2 | 3.3 | 0.6 | -5 | 14 | 11 | 4.4 | -1.4 | 2.9 | 0.3 | 18.3 | 13.3 | 0 | -3.3 | 2.6 | -0.1 | 4 | 3 | 5 | 1.1 | 5 | 2.2 | 4.4 | 2.8 | -0.6 | -3.3 | 1 | -6 | 11.1 | 8.9 | 12.2 | 7.2 | 5 | 2.4 | 15.9 | 9.6 | 14.4 | 10.6 | 0.6 | -2.2 | 21.1 | 17.2 | 17.2 | -5 | 10 | 4.4 | 20 | 18.9 | 15.7 | 5.3 | 3.9 | -2.8 | 4.4 | 3.9 | -0.6 | -2.8 | 5.6 | 2.8 | 3.9 | -1.1 | 4.4 | -1.7 | 20 | 11.5 | -3.9 | -7.2 | 6.7 | -6.7
-3 | -6 | -1.7 | -3.3 | 18.3 | 8.3 | 21.7 | 12.2 | 1.5 | 0.8 | 19.5 | 4.8 | 3 | 1 | 9.8 | 6.2 | 11.7 | 7.2 | 7.6 | 5.4 | 10 | 6.7 | 4.5 | 3.7 | 1.7 | -5 | 10 | -14.6 | 18 | 13 | 20 | 16.1 | 25.6 | 21.1 | 18.2 | 14.9 | 17.2 | 13.9 | 5 | -0.6 | 21.7 | 12.2 | 6.1 | -8.3 | 10 | 4.4 | 0 | -3.3 | 16.1 | 8.3 | 16.1 | 12.8 | 15.8 | 14 | 16.1 | 16.1 | 20 | 20 | 0 | -10 | -2 | -5 | -3.9 | -4.1 | -0.4 | -3.5 | 5 | 1.1 | -0.2 | -2.4 | 1.5 | -0.5 | 0 | 0 | 17.2 | 13.9 | 8.9 | -3.3 | 0.6 | -2.8 | 2.2 | 2.2 | 16.1 | 15 | 1.5 | -6.2 | 5 | 1.7 | 6.7 | 1.7 | 16.7 | 15.1 | 5.6 | 3.9 | 4.4 | 1.1 | 20.6 | 9.4 | 13.2 | -6.1 | -2.4 | -12.1 | 17.8 | 1.7 | 0.6 | -5 | 13.7 | 11.1 | 4.4 | -1.6 | 3.7 | 0.7 | 16.7 | 13.3 | 0 | -2.2 | 1.7 | -1.1 | 4 | 3 | 4.4 | 1.7 | 6.1 | 2.8 | 4.4 | 2.8 | -1.1 | -3.3 | 1 | -6 | 9.4 | 8.3 | 11.7 | 7.8 | 3.9 | 2.8 | 14.6 | 9.2 | 12.8 | 10 | 0 | -2.2 | 21.1 | 17.8 | 15.6 | -11.1 | 10 | 4.4 | 19.4 | 18.9 | 15 | 5 | 2.8 | -2.8 | 4.4 | 3.3 | -0.6 | -2.8 | 5.6 | 2.8 | 3.3 | -3.3 | 4.4 | -1.1 | 17.8 | 12.9 | -4.1 | -6.8 | 7.1 | -5.2
-3 | -6 | -1.1 | -3.3 | 17.9 | 8.5 | 20.8 | 12.5 | 1.3 | 0.3 | 18.3 | 4.9 | 2 | 1 | 8.3 | 5.6 | 11.7 | 8.3 | 7.2 | 4.4 | 10 | 6.1 | 4.1 | 3.5 | 6.1 | -5 | 8.4 | -15 | 17 | 13 | 19.4 | 16.1 | 25 | 21.1 | 17.8 | 15 | 17.2 | 13.3 | 3.9 | -2.8 | 21.1 | 11.1 | 5.5 | -6.8 | 10.6 | 5 | 0 | -3.9 | 16.1 | 8.3 | 15.6 | 13.3 | 15.6 | 13.9 | 15.6 | 15.6 | 20 | 20 | 0 | -10 | -2 | -5 | -3.9 | -3.9 | -1.1 | -3.9 | 4.4 | 1.7 | -0.6 | -3.9 | 1.7 | -0.6 | 0 | 0 | 15 | 12.8 | 8.3 | -2.8 | 0 | -2.8 | 1.7 | 1.7 | 16.1 | 14.4 | 2.4 | -6.4 | 3.9 | -1.1 | 5.6 | 0.6 | 16.7 | 15 | 4.4 | 3.9 | 3.3 | 1.1 | 20 | 10 | 12.4 | -5.8 | -3.9 | -13.3 | 16.7 | 2.2 | 0 | -6.7 | 13.3 | 11.1 | 4.4 | -2.2 | 4.4 | 1.1 | 16.7 | 12.8 | 0.6 | -2.2 | 0.9 | -1.9 | 4 | 4 | 3.9 | 1.1 | 7.2 | 3.3 | 4.4 | 3.3 | -1.1 | -3.3 | 2 | -6 | 9.4 | 8.3 | 8.9 | 7.2 | 3.5 | 2.5 | 13.3 | 8.9 | 11.7 | 9.4 | -0.6 | -3.3 | 21.7 | 17.8 | 16.7 | -10 | 8.3 | 4.4 | 18.9 | 18.3 | 14.3 | 5.1 | 2.2 | -5 | 3.9 | 3.3 | -0.6 | -2.8 | 6.1 | 3.3 | 0.6 | -2.2 | 3.9 | -1.1 | 15.6 | 13.3 | -4.2 | -6.8 | 7.4 | -5
-3 | -6 | -1.1 | -3.3 | 17.6 | 8.8 | 19.8 | 12.8 | 1.1 | 0 | 17.2 | 5 | 2 | 1 | 7.6 | 5.1 | 12.2 | 7.2 | 6.3 | 4.1 | 10 | 7.2 | 3.6 | 3.4 | 6.1 | -4.4 | 6.7 | -17.2 | 17 | 13 | 18.3 | 16.1 | 25 | 21.1 | 17.2 | 15.2 | 17.8 | 13.9 | 3.9 | -2.8 | 21.7 | 13.3 | 5 | -6.3 | 10.6 | 5.6 | 0 | -3.9 | 15.6 | 8.3 | 14.4 | 12.8 | 15.8 | 14 | 13.9 | 13.9 | 20.6 | 20.6 | -0.6 | -10 | -1 | -5 | -3.2 | -3.3 | -1.3 | -3.5 | 5 | 2.2 | -1.1 | -3.9 | 1.7 | -0.5 | 0.6 | 0.6 | 16.7 | 13.3 | 8.3 | -2.8 | -0.5 | -3.5 | 1.1 | 1.1 | 14.4 | 14.4 | 3.3 | -7.2 | 4.4 | -1.7 | 5 | 0 | 16.5 | 14.9 | 3.9 | 2.8 | 1.7 | 0 | 19.4 | 10 | 11.7 | -5.6 | -4.5 | -12 | 14.4 | -2.2 | 0 | -6.7 | 12.4 | 10.7 | 3.7 | -0.8 | 4.2 | 1.4 | 16.1 | 12.2 | 0.6 | -2.2 | 0.2 | -3 | 4 | 3 | 4.4 | 0.6 | 7.2 | 3.9 | 4.4 | 3.9 | -1.1 | -2.8 | 1 | -6 | 8.9 | 8.3 | 8.9 | 7.2 | 3.2 | 2 | 12.8 | 8.7 | 10.6 | 8.9 | -1.1 | -4.4 | 21.7 | 18.3 | 12.8 | -8.9 | 7.8 | 4.4 | 18.9 | 18.3 | 13.5 | 4.9 | 0.6 | -5 | 3.3 | 2.8 | -0.6 | -2.8 | 5 | 2.8 | 0.6 | -1.1 | 3.9 | -1.1 | 15.2 | 13.4 | -4.4 | -7.2 | 7.8 | -5
-3 | -6 | -1.1 | -3.3 | 17.2 | 8.9 | 18.9 | 12.8 | 0.9 | -0.2 | 16.3 | 4.7 | 2 | 1 | 6.8 | 4.5 | 11.7 | 6.1 | 5.3 | 3.8 | 9.4 | 6.7 | 3.2 | 3.2 | 4.4 | -4.4 | 4.8 | -15.1 | 17 | 13 | 18.9 | 16.7 | 25 | 21.1 | 16.7 | 15.4 | 17.8 | 13.9 | 3.3 | -3.3 | 21.1 | 13.3 | 4.4 | -6.7 | 10.6 | 5.6 | -0.6 | -3.9 | 14.4 | 7.8 | 12.8 | 8.9 | 15.9 | 13.9 | 13.9 | 13.9 | 21.1 | 19.4 | -1.1 | -10 | -1 | -5 | -2.4 | -2.8 | -1.5 | -3.6 | 5 | 1.7 | -1.7 | -4.2 | 1.7 | -0.5 | 0.6 | 0 | 19.4 | 12.8 | 8.3 | -2.2 | -1.1 | -4.4 | 0.6 | 0.6 | 13.9 | 13.9 | 3.3 | -6.7 | 3.9 | -1.7 | 2.8 | 0.6 | 16.3 | 14.7 | 3.9 | 0.6 | 3.3 | 1.1 | 19.4 | 10.6 | 11.1 | -3.3 | -5 | -11.6 | 13.3 | -3.9 | -1.7 | -6.1 | 11.5 | 10.4 | 2.9 | 0.1 | 4.1 | 2 | 16.1 | 11.7 | 1.1 | -2.2 | -0.6 | -4.4 | 4 | 4 | 2.8 | 0.6 | 6.7 | 4.4 | 5 | 4.4 | -0.6 | -2.2 | 1 | -6 | 10 | 8.3 | 9.4 | 7.8 | 2.8 | 1.7 | 12.2 | 8.5 | 12.8 | 8.9 | -0.6 | -4.4 | 21.1 | 17.8 | 11.1 | -6.7 | 7.2 | 4.4 | 18.9 | 18.3 | 12.8 | 5 | -1.7 | -5 | 1.7 | 1.7 | -0.6 | -2.8 | 4.4 | 2.2 | -0.6 | -0.6 | 2.2 | -2.2 | 14.8 | 13.4 | -4.4 | -7 | 6.7 | -4.1
-5 | -7 | -0.6 | -2.8 | 15 | 9 | 18.3 | 13.4 | 0.8 | -0.3 | 15.3 | 4.7 | 2 | 1 | 6.1 | 3.9 | 11.7 | 6.1 | 4.4 | 3.3 | 9.4 | 6.7 | 2.6 | 2.6 | 5.6 | -4.4 | 3 | -14.9 | 16 | 13 | 17.8 | 16.1 | 25 | 21.7 | 16.1 | 15.6 | 16.1 | 13.3 | 3.3 | -3.3 | 20.6 | 12.2 | 4.4 | -5.2 | 10 | 5 | 0 | -5 | 14.4 | 7.8 | 8.9 | 7.2 | 16.1 | 13.9 | 13.9 | 13.9 | 21.7 | 21.1 | -2.2 | -9.4 | -2 | -4 | -1.7 | -2.4 | -1.7 | -3.9 | 5 | 2.2 | -2.2 | -5 | 1.7 | -0.6 | 0 | 0 | 19.4 | 11.7 | 7.2 | 0.6 | -2 | -4.9 | 0.6 | 0.2 | 13.9 | 13.9 | 3.3 | -6.7 | 2.8 | -2.2 | 2.2 | 0 | 16.1 | 14.4 | 3.9 | 0 | 6.1 | 2.2 | 18.9 | 11.1 | 10.6 | -2.1 | -5.6 | -12.2 | 13.9 | -10.6 | -1.1 | -6.7 | 10.6 | 10 | 2.2 | 1.1 | 3.9 | 2.2 | 16.7 | 11.1 | 1.1 | -2.2 | -1.5 | -4.3 | 3 | 3 | 1.7 | 0 | 7.2 | 5 | 5.6 | 5 | -0.6 | -2.8 | 2 | -7 | 8.9 | 7.8 | 9.4 | 7.8 | 2.2 | 1 | 11.7 | 8.3 | 12.8 | 9.4 | 0 | -3.9 | 21.1 | 17.8 | 9.4 | -6.7 | 6.7 | 3.3 | 18.3 | 18.3 | 11.5 | 4.5 | 0 | -6.7 | -0.6 | -0.6 | 0 | -3.3 | 5 | 1.7 | 0 | -1.1 | 0.6 | -2.8 | 14.4 | 13.3 | -4.4 | -7.1 | 5.5 | -3.9
-5 | -8 | -0.6 | -2.8 | 12.8 | 8.9 | 17.8 | 13.9 | 0.6 | -0.6 | 14.4 | 4.4 | 3 | 2 | 6.7 | 4.2 | 10.6 | 3.3 | 4.8 | 3.8 | 8.9 | 6.1 | 2.2 | 2.2 | 5 | -4.4 | 1.1 | -16.7 | 16 | 13 | 16.7 | 15.6 | 25 | 21.1 | 15.7 | 13.9 | 13.3 | 12.8 | 1.7 | -3.3 | 20.6 | 12.8 | 4.4 | -4.8 | 10 | 5.6 | -0.6 | -5 | 13.9 | 7.8 | 8.3 | 6.1 | 13.7 | 11.3 | 13.3 | 13.3 | 22.2 | 22.2 | -2.2 | -9.4 | -2 | -5 | -1.1 | -2 | -0.6 | -2.8 | 5.6 | 2.2 | -2.6 | -5.8 | 1.3 | -0.5 | 0 | -0.6 | 17.8 | 12.2 | 5.6 | 2.8 | -3 | -5.9 | 0.6 | -0.1 | 14.4 | 14.4 | 3.3 | -7.8 | 2.8 | -2.8 | 1.7 | 0 | 16.3 | 14.3 | 3.3 | -0.6 | 6.7 | 1.7 | 18.9 | 11.7 | 10 | -1.1 | -4.3 | -11.4 | 11.7 | -12.2 | -0.6 | -6.7 | 10.4 | 10 | 2 | 0.8 | 6.3 | 4.3 | 15.6 | 10.6 | 1.1 | -2.2 | -2.4 | -4.5 | 4 | 3 | 0 | -1.1 | 6.7 | 4.4 | 6.7 | 6.1 | -0.6 | -2.2 | 2 | -6 | 8.3 | 6.7 | 7.8 | 6.7 | 1.7 | 0.5 | 11.5 | 8 | 13.9 | 10 | -0.6 | -3.3 | 21.7 | 18.3 | 8.9 | -6.7 | 7.2 | 3.9 | 18.9 | 18.9 | 10.2 | 4.1 | -0.6 | -6.1 | -1.1 | -1.1 | 0 | -3.3 | 5.6 | 1.7 | -0.6 | -1.7 | 2.2 | -1.7 | 14.8 | 13 | -4.4 | -7.8 | 4.4 | -4.4
-7 | -10 | 0 | -2.2 | 10.6 | 8.3 | 17.2 | 14.4 | 1 | -0.1 | 15.5 | 5.1 | 4 | 2 | 7.2 | 4.3 | 10.6 | 2.2 | 5.2 | 4.2 | 8.3 | 5.6 | 2 | 2 | 5.6 | -4.4 | 3.7 | -13.4 | 16 | 13 | 15.6 | 15 | 25 | 21.1 | 15.4 | 12 | 12.8 | 12.8 | -0.6 | -3.9 | 21.1 | 13.3 | 4.4 | -4.4 | 8.3 | 5 | -0.6 | -5 | 12.8 | 7.8 | 6.7 | 4.4 | 11.3 | 8.4 | 14.4 | 14.4 | 18.9 | 18.9 | -2.2 | -8.9 | -2 | -5 | -0.6 | -1.5 | 0.6 | -2 | 5.6 | 2.8 | -2.9 | -7.2 | 1 | -0.4 | -2.2 | -2.2 | 17.8 | 11.7 | 5 | 3.3 | -3.9 | -7.2 | 0.6 | -0.6 | 14.4 | 14.4 | 3.7 | -6.6 | 2.2 | -2.8 | 1.7 | 0 | 16.5 | 14.2 | 1.7 | -1.7 | 6.7 | 1.1 | 18.9 | 12.8 | 10.6 | -1.3 | -3 | -11.2 | 10 | -10 | -1.1 | -7.8 | 10.2 | 10.1 | 1.9 | 0.7 | 8.7 | 6.3 | 15.6 | 10 | 0 | -2.8 | -3.3 | -5 | 2 | 2 | -0.6 | -1.7 | 5 | 2.8 | 6.7 | 6.7 | -0.6 | -2.2 | 0 | -2 | 8.3 | 5.6 | 7.8 | 7.2 | 1.1 | 0 | 11.3 | 7.6 | 11.7 | 6.7 | 0 | -3.9 | 21.1 | 17.8 | 7.2 | -6.1 | 7.2 | 3.9 | 18.9 | 18.9 | 8.9 | 3.3 | -1.1 | -6.1 | -1.7 | -1.7 | 0 | -3.9 | 5.6 | 1.7 | -0.6 | -1.7 | 2.8 | -1.7 | 15.2 | 12.7 | -4.2 | -7.1 | 5.3 | -3.5
-7 | -9 | 0.6 | -1.7 | 14.5 | 9.5 | 17.6 | 14.7 | 1.3 | 0.1 | 16.7 | 5.7 | 6 | 3 | 7.8 | 4.4 | 11.1 | 2.2 | 5.6 | 4.4 | 10 | 6.1 | 3.9 | 2.8 | 10.6 | -4.4 | 6.3 | -12.4 | 17 | 13 | 16.1 | 15.6 | 25 | 21.1 | 15 | 10 | 13.3 | 12.2 | -1.1 | -3.9 | 21.1 | 12.2 | 5.7 | -3.5 | 8.9 | 5.6 | 0 | -5 | 12.8 | 7.8 | 6.1 | 3.3 | 8.9 | 5.6 | 15.6 | 15.6 | 18.3 | 18.3 | 0 | -8.3 | -2 | -4 | 0 | -1.1 | 1.7 | -1.7 | 5.6 | 2.8 | -3.3 | -9.4 | 0.6 | -0.6 | -2.2 | -2.2 | 15.6 | 12.2 | 5 | 3.9 | -2.4 | -5.6 | 1.3 | 0 | 15 | 15 | 4 | -6.6 | 3.3 | -2.2 | 1.7 | 0.6 | 16.7 | 13.9 | 2.2 | -1.7 | 7.2 | 1.1 | 18.9 | 12.8 | 11.1 | -2 | -1.7 | -12.8 | 11.1 | -10 | 0 | -6.7 | 10 | 10 | 1.7 | 0.6 | 11.1 | 8.3 | 17.2 | 10 | -1.1 | -4.4 | -3.1 | -5.3 | 1 | 1 | 1.7 | 0 | 6.1 | 3.3 | 7.2 | 7.2 | 0 | -2.2 | 0 | -1 | 8.3 | 5 | 8.3 | 7.8 | 2.4 | 0.6 | 11.1 | 7.2 | 10 | 2.8 | 1.1 | -3.9 | 21.1 | 18.3 | 8.3 | -6.1 | 8.3 | 4.4 | 18.9 | 18.9 | 11.7 | 3.5 | -0.6 | -5 | -0.6 | -0.6 | -1.1 | -6.1 | 6.1 | 1.7 | 1.7 | -0.6 | 2.8 | -1.1 | 15.6 | 12.2 | -4.1 | -7 | 6.3 | -3.2
-5 | -8 | 4.4 | 0 | 18.3 | 9.9 | 17.9 | 15 | 1.7 | 0.6 | 17.8 | 6.1 | 6 | 3 | 11.3 | 5.6 | 12.2 | 2.8 | 8 | 5.3 | 11.1 | 6.7 | 7.4 | 3.8 | 11.7 | -3.9 | 8.9 | -12.2 | 20 | 13 | 20.6 | 17.8 | 26.1 | 21.1 | 16.9 | 7.6 | 17.2 | 13.9 | 2.8 | -3.3 | 22.8 | 13.9 | 7 | -2.6 | 10.6 | 6.7 | 0 | -3.3 | 16.1 | 9.4 | 7.8 | 3.9 | 7 | 3.4 | 18.3 | 17.8 | 18.9 | 18.9 | 0.6 | -7.2 | -1 | -3 | 0.6 | -0.6 | 2.6 | -1.4 | 6.1 | 2.8 | -3.3 | -8.1 | 1.9 | -0.3 | 0 | -2.2 | 17.2 | 12.8 | 5.6 | 4.4 | -0.9 | -4.5 | 2.1 | 0.6 | 16.7 | 15.6 | 4.4 | -7.2 | 5.6 | -1.1 | 3.9 | 3.3 | 18.4 | 13.7 | 4.4 | -1.1 | 7.8 | 1.1 | 18.3 | 13.3 | 11.7 | -2.8 | 2.6 | -10.4 | 11.7 | -9.4 | 1.1 | -6.1 | 11.3 | 11 | 1.9 | 0.7 | 10.4 | 7.7 | 18.9 | 9.4 | -0.6 | -2.8 | -3 | -6.1 | 1 | 1 | 3.9 | 1.7 | 7.2 | 5 | 8.3 | 8.3 | 1.7 | -1.7 | 0 | -1 | 9.4 | 3.9 | 10.6 | 10.6 | 3.7 | 1.1 | 14.3 | 8.5 | 10 | 1.1 | 3.9 | -2.2 | 23.3 | 18.3 | 10 | -6.7 | 11.1 | 5.6 | 19.4 | 18.9 | 14.4 | 2.9 | 2.8 | -5.6 | 2.8 | 2.2 | -0.6 | -6.7 | 6.7 | 1.1 | 3.9 | 0 | 3.9 | -0.6 | 15.8 | 11 | -3.9 | -7.2 | 7.2 | -3.3
-3 | -7 | 5.6 | 0 | 22.2 | 9.4 | 18.3 | 15.6 | 2.4 | 1.2 | 20.6 | 6.9 | 7 | 3 | 14.8 | 5.9 | 13.3 | 3.3 | 10.4 | 5.6 | 12.2 | 6.1 | 10.9 | 4.2 | 13.3 | -4.4 | 11.5 | -10.1 | 23 | 14 | 23.3 | 17.2 | 27.2 | 21.1 | 18.7 | 3.3 | 21.1 | 15 | 6.1 | -5.6 | 22.8 | 13.9 | 8.3 | -2.2 | 12.2 | 7.2 | 0 | -2.8 | 19.4 | 10.6 | 10.6 | 5.6 | 5.2 | 1.1 | 21.1 | 17.8 | 18.9 | 18.9 | 1.1 | -7.8 | 0 | -2 | 1.1 | -0.3 | 3.5 | -1.3 | 7.2 | 2.8 | -3.3 | -7.6 | 3.1 | -0.5 | 1.1 | -1.1 | 20.6 | 13.9 | 6.1 | 5 | 0.6 | -3.9 | 2.8 | 1.1 | 20 | 16.7 | 6.5 | -5.7 | 6.7 | -2.8 | 7.2 | 3.9 | 20 | 12.8 | 6.7 | -1.1 | 10 | 1.1 | 19.4 | 13.3 | 14.1 | -2.1 | 6.8 | -11 | 12.8 | -9.4 | 2.2 | -5.6 | 12.6 | 11.9 | 2 | 0.8 | 9.6 | 6.9 | 20.6 | 10.6 | 0.6 | -2.8 | -2.8 | -7.2 | 2 | 1 | 6.7 | 2.2 | 8.3 | 5.6 | 8.3 | 8.3 | 5 | -1.1 | 0 | -1 | 12.2 | 1.7 | 12.8 | 12.2 | 5 | 1.7 | 17.4 | 9.1 | 12.2 | 1.1 | 4.4 | -1.7 | 24.4 | 18.3 | 11.1 | -6.1 | 13.9 | 5.6 | 20 | 17.8 | 17.2 | 1.1 | 6.1 | -9.4 | 6.1 | 1.1 | 0 | -6.1 | 6.1 | 2.8 | 6.7 | 0 | 5 | 0 | 15.9 | 9.1 | -2.6 | -4.9 | 8.7 | -3.1
-2 | -6 | 3.9 | 1.1 | 23.7 | 9 | 19.2 | 15.7 | 3.2 | 2.2 | 23.3 | 6.6 | 8 | 4 | 18.3 | 5.6 | 14.4 | 4.4 | 12.8 | 5.6 | 12.2 | 6.1 | 14.4 | 3.3 | 12.2 | -1.1 | 14.1 | -10.1 | 24 | 14 | 24.4 | 16.7 | 27.2 | 20.6 | 20.6 | -4.4 | 22.8 | 15 | 7.8 | -5 | 25.6 | 12.8 | 7.6 | 0.1 | 15.6 | 7.2 | 0 | -2.2 | 21.1 | 10 | 15.6 | 5.6 | 3.3 | -1.1 | 22.8 | 17.2 | 20 | 19.4 | 2.8 | -8.9 | 0 | -2 | 1.7 | 0 | 4.4 | -1.7 | 7.8 | 3.3 | -3.3 | -7.8 | 4.4 | -0.6 | 3.3 | 0 | 21.7 | 13.9 | 6.1 | 5.6 | 1.9 | -3 | 4.3 | 0.6 | 22.2 | 16.1 | 8.5 | -5.1 | 7.8 | -2.2 | 10 | 4.4 | 21.7 | 11.7 | 8.3 | -3.3 | 10 | 1.1 | 20.6 | 13.9 | 16.5 | -2.2 | 11.1 | -15 | 13.9 | -8.9 | 3.3 | -5 | 13.9 | 12.8 | 2.2 | 1.1 | 8.9 | 6.1 | 22.2 | 11.1 | 1.7 | -3.9 | -0.9 | -6.4 | 2 | 1 | 8.9 | 0.6 | 9.4 | 3.9 | 11.7 | 11.1 | 7.8 | -0.6 | 0 | -1 | 13.3 | -0.6 | 16.7 | 11.7 | 6.3 | -0.2 | 20.6 | 9.4 | 13.3 | -0.6 | 3.3 | -0.6 | 26.1 | 17.8 | 12.8 | -6.1 | 17.2 | 5 | 21.7 | 17.2 | 18.9 | 1.4 | 6.7 | -8.9 | 6.1 | -1.1 | 0 | -6.1 | 6.1 | 3.9 | 7.2 | -0.6 | 5.6 | 0 | 16.1 | 7.2 | -1.3 | -3.2 | 10.2 | -3.4
-2 | -6 | 5 | 1.1 | 25.2 | 8.3 | 20.2 | 15.9 | 3.9 | 2.8 | 26.1 | 6.1 | 8 | 4 | 20.2 | 5.5 | 15.6 | 2.8 | 13.7 | 5.9 | 13.9 | 6.1 | 15.2 | 4 | 11.7 | -1.1 | 16.7 | -11.1 | 24 | 14 | 24.4 | 17.2 | 28.3 | 21.1 | 21.5 | -4 | 24.4 | 14.4 | 10 | -5.6 | 26.7 | 14.4 | 6.8 | 1.7 | 17.8 | 6.7 | 0 | -1.7 | 23.3 | 11.1 | 18.9 | 5 | 2.9 | -1 | 22.2 | 16.1 | 21.1 | 19.4 | 3.9 | -10.6 | 1 | -1 | 1.1 | -0.4 | 4 | -0.5 | 10 | 5 | -3.5 | -7.3 | 6.1 | -0.4 | 5 | 0.6 | 19.4 | 13.9 | 7.8 | 6.1 | 3.1 | -2.7 | 5.7 | -0.1 | 20.6 | 16.7 | 10.6 | -5.6 | 9.4 | -1.7 | 15 | 3.3 | 20.2 | 10.9 | 9.4 | -3.3 | 11.1 | -1.7 | 21.1 | 13.9 | 18.9 | -2.8 | 12.2 | -13 | 15.6 | -9.4 | 4.4 | -6.1 | 14.8 | 12.9 | 2.8 | 1.2 | 9.1 | 5.7 | 25 | 11.7 | 2.8 | -1.7 | 0.9 | -6.7 | 2 | 1 | 10 | 0 | 9.4 | 2.8 | 16.7 | 16.1 | 8.9 | -0.6 | 0 | -1 | 15 | -1.7 | 18.3 | 11.7 | 7.6 | -2.4 | 22.1 | 9.3 | 15 | 0 | 3.3 | 0 | 26.7 | 17.2 | 14.4 | -6.1 | 20 | 4.4 | 24.4 | 18.3 | 20.5 | 0.9 | 7.2 | -8.3 | 7.8 | -1.1 | 0.6 | -6.1 | 6.1 | 3.3 | 8.3 | -1.1 | 6.7 | 1.7 | 17.2 | 6.1 | 0 | -1.7 | 11.7 | -4.4
-1 | -6 | 5.6 | 1.1 | 26.7 | 7.2 | 21.1 | 16.1 | 4.1 | 3.2 | 28 | 6.2 | 9 | 4 | 22 | 4.6 | 15 | 6.1 | 14.7 | 6.3 | 13.9 | 6.1 | 15.9 | 4.3 | 11.7 | -1.1 | 17.8 | -10.7 | 24 | 16 | 25 | 16.7 | 28.9 | 21.1 | 22.4 | -4.1 | 25 | 15 | 11.7 | -4.4 | 26.7 | 15 | 6.1 | 3.3 | 20 | 8.3 | 0 | -1.1 | 24.4 | 11.7 | 20 | 4.4 | 2.6 | -0.9 | 22.8 | 16.1 | 21.1 | 19.4 | 6.1 | -11.1 | 2 | -2 | 0.6 | -0.9 | 3.7 | 0.4 | 8.9 | 7.2 | -3.7 | -7.5 | 7.7 | -0.7 | 6.7 | 0.6 | 20 | 14.4 | 8.3 | 6.1 | 4.4 | -2.8 | 7.2 | -1.7 | 20.6 | 15 | 10.4 | -4.6 | 10.6 | -1.7 | 16.1 | 1.7 | 18.7 | 9.8 | 10.6 | -3.3 | 12.8 | -1.7 | 22.2 | 14.4 | 19.8 | -2.8 | 13.3 | -13 | 16.7 | -10 | 5.6 | -6.7 | 15.8 | 13 | 3.3 | 1 | 9.2 | 5 | 26.1 | 11.7 | 3.3 | -2.2 | 2.8 | -8.3 | 2 | 0 | 10 | -0.6 | 11.1 | 3.3 | 17.2 | 16.1 | 10 | -0.6 | 0 | -1 | 15.6 | -1.1 | 19.4 | 12.2 | 8.9 | -7.2 | 23.5 | 8.4 | 16.7 | -1.7 | 6.7 | 1.1 | 26.7 | 17.2 | 16.1 | -6.1 | 21.1 | 5.6 | 25.6 | 17.2 | 22.2 | 0.6 | 7.8 | -7.2 | 8.3 | -2.8 | 1.1 | -6.7 | 6.1 | 4.4 | 10 | -0.6 | 7.2 | 2.2 | 18.3 | 4.1 | -0.6 | -2 | 13.2 | -3.5
-1 | -6 | 5.6 | 0.6 | 26.5 | 7.1 | 21.5 | 16 | 4.2 | 3.5 | 29.8 | 5.8 | 9 | 5 | 23.9 | 3.9 | 15.6 | 6.7 | 15.6 | 6.1 | 13.9 | 6.1 | 16.7 | 4.4 | 12.8 | -1.1 | 18.9 | -10.9 | 24 | 16 | 25 | 16.1 | 29.4 | 20 | 23.3 | -4.4 | 26.1 | 15 | 12.8 | -5 | 26.7 | 13.9 | 6.5 | 3.5 | 20.6 | 8.9 | 0.6 | -1.1 | 24.4 | 11.7 | 21.1 | 4.4 | 2.2 | -1.1 | 24.4 | 15.6 | 21.7 | 19.4 | 7.2 | -8.3 | 2 | -1 | 0 | -1.7 | 3.3 | 1.1 | 9.4 | 7.8 | -3.9 | -8.3 | 9.4 | -1.1 | 8.3 | -2.2 | 21.7 | 14.4 | 8.9 | 6.7 | 5.2 | -1.9 | 8.1 | -1.7 | 21.1 | 13.3 | 10.2 | -4 | 12.2 | -0.6 | 17.2 | 5.6 | 17.2 | 8.9 | 12.8 | -3.3 | 13.3 | -1.7 | 23.3 | 14.4 | 20.8 | -2.6 | 14.4 | -15 | 17.8 | -10 | 6.7 | -8.3 | 16.7 | 12.8 | 3.9 | 1.1 | 9.4 | 4.4 | 26.7 | 12.2 | 2.8 | -2.2 | 3.7 | -7.4 | 2 | 0 | 11.1 | -0.6 | 12.2 | 2.2 | 16.7 | 15.6 | 11.7 | -0.6 | 1 | 0 | 15.6 | -1.1 | 21.1 | 12.2 | 9.5 | -5.6 | 25 | 7.8 | 17.2 | -2.2 | 9.4 | 1.7 | 27.8 | 17.2 | 17.2 | -6.1 | 23.3 | 5.6 | 26.7 | 15.6 | 22.9 | 2.4 | 8.9 | -6.1 | 8.3 | -2.8 | 0.6 | -7.2 | 7.2 | 3.3 | 10 | -0.6 | 8.3 | 3.3 | 19.4 | 1.7 | -1.1 | -2.5 | 14.6 | -2.8
0 | -5 | 5.6 | 0.6 | 26.3 | 6.9 | 21.8 | 15.7 | 4.4 | 3.9 | 31.7 | 5.6 | 10 | 4 | 24.5 | 3.2 | 15 | 6.7 | 15.4 | 7 | 13.9 | 6.7 | 16.7 | 4.1 | 13.3 | -1.7 | 20 | -13.9 | 24 | 16 | 25 | 16.1 | 30 | 20 | 23.7 | -3.9 | 26.7 | 15 | 13.9 | -4.4 | 27.2 | 13.3 | 6.8 | 3.6 | 21.1 | 8.9 | 0.6 | -0.6 | 26.1 | 11.7 | 23.9 | 4.4 | 2.4 | -0.9 | 24.4 | 15.6 | 21.1 | 20 | 8.3 | -8.9 | 2 | -1 | -0.2 | -3.3 | 2.8 | 1 | 10.6 | 6.1 | -3.5 | -7.8 | 10.3 | -1 | 9.4 | -2.8 | 22.8 | 15 | 10.6 | 7.2 | 5.9 | -1.7 | 9.1 | -2.5 | 20 | 11.7 | 10 | -4.4 | 12.2 | -0.6 | 16.7 | 5.6 | 16.1 | 7.6 | 10.6 | -5 | 13.9 | -1.7 | 22.8 | 15 | 21.7 | -3.9 | 14.2 | -13.2 | 18.3 | -10 | 8.3 | -6.7 | 17.6 | 13.2 | 4.8 | -0.2 | 9.4 | 4.2 | 26.7 | 10.6 | 3.3 | -3.9 | 4.7 | -7.5 | 2 | 0 | 12.2 | -0.6 | 12.2 | 2.8 | 17.2 | 15.6 | 11.7 | -0.6 | 1 | 0 | 16.1 | -0.6 | 21.7 | 11.7 | 10 | -5.6 | 24.8 | 7.5 | 18.3 | -0.6 | 11.7 | 1.1 | 27.2 | 17.2 | 19.4 | -6.7 | 23.9 | 6.1 | 26.7 | 16.1 | 23.7 | 4.6 | 10.6 | -3.9 | 8.9 | -3.3 | 1.7 | -7.2 | 6.7 | 4.4 | 11.1 | -0.6 | 7.2 | 3.9 | 20 | 1.4 | -1.7 | -3.3 | 16.1 | -2.8
0 | -3 | 5.6 | 0 | 26.1 | 6.7 | 22.2 | 15.6 | 3.5 | 2.9 | 32.1 | 5.6 | 10 | 4 | 25 | 2.4 | 14.4 | 6.7 | 15.2 | 7.3 | 13.3 | 6.1 | 16.7 | 3.1 | 12.2 | -3.3 | 20 | -12.4 | 23 | 16 | 25 | 16.1 | 30 | 18.3 | 24 | -4.5 | 27.2 | 16.1 | 15 | -3.9 | 26.7 | 12.8 | 7.2 | 3.9 | 21.7 | 8.9 | 1.1 | 0 | 26.1 | 11.7 | 24.4 | 3.3 | 2.6 | -0.9 | 24.4 | 15 | 20 | 19.4 | 8.3 | -8.3 | 1 | 0 | -0.4 | -5.3 | 2.2 | 0.7 | 11.1 | 6.1 | -3.2 | -8 | 11.3 | -1.3 | 10 | -3.9 | 23.9 | 16.1 | 11.7 | 8.3 | 6.7 | -1.7 | 10 | -3.9 | 20.6 | 11.1 | 9.8 | -4.7 | 12.8 | 1.1 | 14.4 | 10 | 15 | 6.3 | 11.1 | -5.6 | 14.4 | -1.7 | 22.8 | 14.4 | 19.3 | -1.1 | 14.1 | -14.3 | 18.9 | -9.4 | 8.3 | -8.9 | 18.5 | 13.2 | 5.8 | -1.4 | 9.4 | 4.2 | 27.2 | 11.1 | 3.9 | -4.4 | 5.6 | -8.9 | 2 | 0 | 13.9 | 0.6 | 13.9 | 1.7 | 15 | 13.9 | 10.6 | 0 | 1 | 0 | 16.1 | -1.1 | 22.2 | 10 | 10.6 | -6.1 | 24.6 | 6.9 | 17.8 | -0.6 | 12.8 | 0 | 27.8 | 17.8 | 22.2 | -9.4 | 25 | 5.6 | 26.1 | 15.6 | 24.4 | 6.1 | 11.1 | -3.3 | 9.4 | -2.8 | 2.2 | -7.8 | 7.2 | 4.4 | 10.6 | -1.1 | 6.1 | 3.3 | 20.5 | 1.4 | -2.6 | -3.8 | 15.2 | -5.1
0 | -3 | 5.6 | 0 | 25.2 | 6.9 | 21.8 | 15.4 | 2.6 | 2 | 32.4 | 5.1 | 9 | 4 | 25.6 | 1.7 | 14.4 | 6.1 | 15 | 7.8 | 12.8 | 6.1 | 16.7 | 2.2 | 10 | -0.6 | 20 | -13.6 | 23 | 16 | 24.4 | 16.1 | 29.4 | 18.9 | 24.4 | -4.4 | 27.2 | 16.1 | 14.4 | -5.6 | 25.6 | 13.3 | 7.4 | 4.2 | 22.2 | 8.9 | 1.1 | -0.6 | 26.1 | 12.8 | 25 | 0 | 2.8 | -1.1 | 23.9 | 16.7 | 19.4 | 18.9 | 8.3 | -5 | 1 | 0 | -0.6 | -8.9 | 1.7 | 0.6 | 9.4 | 7.8 | -2.8 | -8.9 | 12.2 | -1.7 | 11.1 | -5 | 24.4 | 15.6 | 11.7 | 8.3 | 6.7 | -1.1 | 9.8 | -2.5 | 19.4 | 6.1 | 9.6 | -5.6 | 12.8 | 0 | 14.4 | 10 | 13.9 | 5 | 10.6 | -5.6 | 13.3 | -1.7 | 23.3 | 13.9 | 16.8 | 0 | 13.9 | -16.1 | 18.9 | -11.1 | 8.9 | -8.9 | 19.4 | 13.3 | 6.7 | -3.9 | 9.4 | 3.9 | 26.7 | 11.1 | 3.3 | -3.3 | 5.6 | -8 | 2 | -1 | 14.4 | 0 | 13.3 | 1.7 | 13.9 | 8.9 | 8.9 | 0 | 1 | 0 | 16.1 | -1.1 | 22.2 | 11.1 | 10 | -5.3 | 24.4 | 6.7 | 16.1 | -2.2 | 13.3 | -2.2 | 27.2 | 18.3 | 22.2 | -9.4 | 26.1 | 5 | 27.2 | 15 | 24.6 | 7.3 | 11.7 | -3.3 | 8.3 | -1.1 | 1.1 | -7.8 | 7.8 | 4.4 | 11.1 | -2.2 | 5 | 2.2 | 21.1 | 0.6 | -3.5 | -4.6 | 14.2 | -8.7
0 | -4 | 5.6 | -0.6 | 24.2 | 6.5 | 21.5 | 15.1 | 1.7 | 1.1 | 32.8 | 5.6 | 10 | 4 | 23.4 | 3.4 | 14.4 | 5.6 | 13.5 | 8 | 12.2 | 5 | 14.5 | 3.3 | 7.2 | 2.2 | 20 | -15 | 22 | 13 | 23.3 | 16.1 | 28.9 | 19.4 | 23.1 | -3.6 | 27.2 | 16.1 | 15 | -5.6 | 25 | 13.9 | 7.6 | 4.7 | 22.2 | 8.9 | 1.1 | 0 | 25 | 11.7 | 25 | -2.2 | 3 | -1.4 | 22.8 | 17.2 | 20 | 19.4 | 6.1 | -2.2 | 0 | -2 | -2.1 | -8.9 | 1.7 | 0.5 | 8.3 | 7.2 | -3.3 | -7.5 | 10.4 | -1.2 | 8.9 | -4.4 | 23.3 | 15.6 | 11.7 | 8.3 | 6.7 | -1.1 | 9.6 | -2.1 | 18.9 | 2.8 | 9.4 | -7.2 | 12.2 | -0.6 | 13.9 | 10 | 13.2 | 5.1 | 10.6 | -5 | 12.8 | -2.2 | 23.3 | 13.3 | 14.4 | 0.6 | 12 | -12.4 | 18.3 | -11.1 | 8.9 | -8.9 | 19 | 13.4 | 6.7 | -4.4 | 8.9 | 3.9 | 26.1 | 10 | 2.8 | -2.2 | 5.6 | -8 | 1 | -4 | 13.9 | -1.1 | 12.8 | 0.6 | 14.4 | 10 | 8.9 | 0 | 1 | 0 | 15.6 | -2.2 | 21.1 | 10.6 | 9.5 | -5.6 | 24 | 6.3 | 14.4 | -3.3 | 13.9 | -3.3 | 25.6 | 17.8 | 20 | -7.8 | 26.1 | 5 | 25.6 | 14.4 | 24.8 | 7.9 | 11.7 | -2.8 | 7.8 | -1.7 | 1.1 | -7.8 | 7.2 | 3.3 | 11.1 | -0.6 | 3.9 | 1.7 | 20.5 | -0.2 | -4.4 | -5.6 | 13.3 | -13.3
0 | -3 | 5.6 | -1.1 | 23.3 | 6.7 | 21.1 | 15 | 1.5 | 1.1 | 30.9 | 5.4 | 8 | 4 | 21.1 | 4.7 | 13.3 | 4.4 | 12.1 | 8 | 11.1 | 3.9 | 12.2 | 4 | 5 | 2.2 | 16.1 | -13.9 | 21 | 14 | 22.2 | 16.7 | 28.3 | 19.4 | 21.9 | -2.4 | 25.6 | 15.6 | 15 | -5.6 | 23.3 | 14.4 | 7.8 | 5 | 21.1 | 8.3 | 1.1 | 0 | 24.4 | 11.7 | 25 | -1.7 | 3.1 | -1.8 | 22.2 | 17.8 | 20 | 19.4 | 5.6 | -3.3 | 0 | -2 | -3.5 | -9.8 | 1.7 | 0.5 | 7.8 | 6.7 | -3.9 | -6.8 | 8.5 | -1.2 | 7.8 | -3.3 | 21.7 | 15 | 11.1 | 8.3 | 6.7 | -1.1 | 9.4 | -1.7 | 16.1 | 2.8 | 7.4 | -6.3 | 11.1 | -0.6 | 13.9 | 10 | 12.4 | 5.1 | 10 | -5 | 12.2 | -3.3 | 22.8 | 13.3 | 13.7 | 0 | 10.2 | -11.7 | 17.2 | -11.1 | 7.8 | -9.4 | 18.7 | 13.4 | 6.7 | -5.9 | 8.3 | 3.6 | 25 | 10.6 | 2.8 | -1.1 | 5.6 | -9.4 | 0 | -3 | 12.8 | -1.7 | 11.7 | 2.2 | 13.3 | 3.3 | 8.3 | 0 | 1 | 0 | 14.4 | -2.2 | 20.6 | 11.7 | 8.9 | -6.7 | 23.7 | 5.6 | 11.1 | 2.2 | 13.3 | -3.9 | 24.4 | 18.3 | 17.2 | -8.9 | 25 | 4.4 | 25.6 | 14.4 | 25 | 8.9 | 10.6 | -3.3 | 7.2 | -2.2 | 0.6 | -7.2 | 7.2 | 3.9 | 10 | -0.6 | 2.2 | 0 | 20 | -1 | -4.6 | -5.6 | 9.1 | -4.3
-1 | -4 | 5 | -0.6 | 20.7 | 8.1 | 19.4 | 14.9 | 1.3 | 1.1 | 29.1 | 5.9 | 8 | 4 | 18.9 | 5 | 12.8 | 4.4 | 10.6 | 7.8 | 10.6 | 4.4 | 10 | 3.9 | 1.7 | 0 | 12.2 | -15.6 | 20 | 14 | 21.7 | 17.2 | 27.8 | 19.4 | 20.6 | -2.8 | 21.7 | 15 | 12.2 | -3.9 | 22.2 | 14.4 | 8 | 5.3 | 19.4 | 7.8 | 1.7 | 0 | 21.7 | 11.7 | 21.7 | 0.6 | 3.3 | -2.8 | 20.6 | 17.8 | 20 | 19.4 | 4.4 | -1.7 | -1 | -2 | -5 | -11.7 | 1.7 | 0.6 | 7.8 | 6.7 | -4.4 | -6.7 | 6.7 | -1.7 | 7.2 | -2.2 | 20.6 | 14.4 | 10 | 7.8 | 5.9 | -0.9 | 8.7 | -1.5 | 14.4 | 3.9 | 5.3 | -6.7 | 9.4 | -1.7 | 13.9 | 10 | 11.7 | 5 | 8.9 | -5.6 | 10 | -2.2 | 21.7 | 12.8 | 12.9 | -0.3 | 8.3 | -12.2 | 16.1 | -10.6 | 6.1 | -9.4 | 18.3 | 13.3 | 6.7 | -8.3 | 7.8 | 3.3 | 21.7 | 10.6 | 2.2 | -1.7 | 4.1 | -7.7 | -1 | -6 | 10 | 0.6 | 10.6 | 2.8 | 10 | 0.6 | 7.2 | 0 | 1 | 0 | 12.8 | -2.8 | 18.9 | 11.7 | 7.8 | -4.4 | 23.3 | 5.6 | 7.8 | 0.6 | 10.6 | 0.6 | 22.8 | 18.9 | 14.4 | -10.6 | 20.6 | 7.8 | 22.2 | 15 | 23.7 | 11.1 | 7.8 | -1.7 | 4.4 | -1.1 | 0 | -8.3 | 7.2 | 3.9 | 7.8 | 0 | 1.7 | -0.6 | 19.4 | -2.2 | -4.8 | -5.8 | 4.8 | -2.2
-1 | -4 | 5 | -0.6 | 18.2 | 9.1 | 17.8 | 14.9 | 1.1 | 1.1 | 27.2 | 5.6 | 8 | 3 | 17 | 6.5 | 12.8 | 5 | 9.7 | 7.5 | 10.6 | 4.4 | 8.7 | 3.5 | 1.7 | 0 | 8.3 | -18.3 | 19 | 14 | 21.1 | 17.2 | 26.7 | 20 | 17.3 | 0 | 21.1 | 15 | 9.4 | -1.7 | 22.2 | 13.9 | 8.1 | 5.4 | 18.3 | 7.8 | 1.7 | 0 | 18.9 | 11.7 | 16.1 | 2.8 | 2.8 | -1.9 | 20 | 17.8 | 20 | 18.9 | 3.9 | -1.1 | -5 | -8 | -6.1 | -11.7 | 1.5 | 0.5 | 7.2 | 6.1 | -4.8 | -6.6 | 4.5 | -1 | 3.9 | -2.2 | 20 | 15 | 9.4 | 7.2 | 5.2 | -0.7 | 7.9 | -1.9 | 13.3 | 2.8 | 3.3 | -7.8 | 6.7 | -2.8 | 12.8 | 10 | 11.7 | 4.7 | 8.3 | -4.4 | 7.8 | -1.7 | 20.6 | 13.3 | 12.2 | -1.1 | 7.4 | -10.1 | 15.6 | -8.9 | 3.9 | -7.8 | 17.4 | 13.2 | 5.9 | -6.8 | 8 | 3.3 | 19.4 | 10.6 | 1.1 | -2.2 | 2.6 | -7.5 | -2 | -5 | 8.3 | 0.6 | 9.4 | 4.4 | 8.3 | -1.1 | 7.2 | 0 | 1 | 0 | 10.6 | -1.7 | 16.1 | 12.8 | 6.7 | -3.1 | 21.8 | 8 | 6.1 | -0.6 | 7.2 | -1.1 | 22.8 | 19.4 | 12.8 | -11.1 | 19.4 | 6.1 | 20.6 | 14.4 | 22.4 | 13 | 5 | -1.1 | 3.9 | -1.1 | -0.6 | -8.3 | 6.7 | 3.9 | 6.7 | 0 | 1.7 | -0.6 | 16.8 | 0 | -5 | -6.1 | 0.6 | -2.2
-1 | -5 | 5.6 | -1.1 | 15.6 | 8.9 | 16.1 | 14.4 | 0.7 | 0.7 | 26.1 | 5.7 | 5 | 2 | 15.2 | 7.3 | 13.3 | 5 | 8.7 | 7.2 | 10 | 4.4 | 7.4 | 3.3 | 1.7 | 0 | 7.6 | -15.6 | 18 | 14 | 21.1 | 17.2 | 26.1 | 20.6 | 13.9 | 1.2 | 19.4 | 15 | 7.8 | 0.6 | 22.2 | 13.9 | 8.3 | 5.6 | 15.6 | 7.8 | 2.2 | 0.6 | 18.9 | 11.7 | 13.3 | 2.8 | 2.2 | -1.7 | 19.4 | 17.8 | 20 | 18.3 | 3.9 | 0 | -6 | -9 | -7.2 | -12.8 | 1.3 | 0.6 | 7.2 | 6.1 | -5.2 | -6.8 | 2.2 | -1.1 | 3.9 | -2.2 | 20 | 14.4 | 10.6 | 8.3 | 4.4 | -1.1 | 7.2 | -2.2 | 11.7 | 2.8 | 2.2 | -6.3 | 5.6 | -1.7 | 13.3 | 10.6 | 11.7 | 4 | 7.8 | -3.9 | 6.1 | -1.7 | 20 | 13.3 | 11.8 | -0.6 | 6.5 | -9.1 | 14.4 | -7.8 | 5 | -9.4 | 16.5 | 12.7 | 5.2 | -6.5 | 8.1 | 3 | 20 | 10.6 | 0 | -2.8 | 1.1 | -8.3 | -2 | -6 | 7.2 | 0.6 | 9.4 | 3.3 | 7.2 | -2.2 | 6.7 | 0 | 1 | 0 | 10.6 | -1.1 | 15 | 12.2 | 5.6 | -2.8 | 20.4 | 10 | 5 | -0.6 | 6.7 | -1.7 | 22.2 | 19.4 | 11.1 | -11.7 | 18.9 | 7.8 | 19.4 | 12.8 | 21.1 | 13.9 | 3.3 | -2.2 | 4.4 | -1.1 | -1.1 | -8.9 | 6.7 | 3.9 | 5 | 0 | 2.2 | -0.6 | 14.3 | 1.6 | -5.4 | -6.5 | -0.9 | -3.1
-4 | -7 | 5.6 | -1.1 | 14.8 | 9.4 | 15.9 | 14.5 | 0.4 | 0.4 | 25 | 6.3 | 4 | 2 | 13.3 | 7.8 | 12.8 | 3.9 | 7.8 | 6.7 | 10 | 3.9 | 6.1 | 2.8 | 1.7 | 0 | 6.8 | -14.2 | 17 | 14 | 20.6 | 17.2 | 25.6 | 21.1 | 10.6 | 1.1 | 18.3 | 15.6 | 7.8 | 0.6 | 21.7 | 13.9 | 8.3 | 5.8 | 11.7 | 7.2 | 2.8 | 1.1 | 18.9 | 11.1 | 13.3 | 4.4 | 1.7 | -1.7 | 18.9 | 17.8 | 19.4 | 18.3 | 3.9 | 1.1 | -7 | -12 | -8.3 | -14.4 | 1.1 | 0.6 | 7.8 | 7.2 | -5.6 | -7.2 | 0 | -1.7 | 5 | -2.2 | 18.9 | 14.4 | 11.1 | 8.9 | 3.9 | -0.6 | 6.7 | -1.9 | 10.6 | 3.3 | 1.1 | -6.1 | 2.8 | -2.8 | 12.2 | 11.7 | 11.7 | 3.3 | 6.1 | -3.9 | 5 | -3.3 | 16.7 | 15 | 11.5 | -0.3 | 5.6 | -10 | 13.3 | -7.8 | 3.9 | -7.8 | 15.6 | 12.2 | 4.4 | -7.2 | 8.3 | 2.8 | 20 | 10 | -1.1 | -4.4 | 0.2 | -7.1 | -3 | -6 | 5 | 0.6 | 7.8 | 3.9 | 6.1 | -3.3 | 6.7 | 0 | 1 | 0 | 7.2 | 2.8 | 13.3 | 12.2 | 4.5 | -1.5 | 18.9 | 11.1 | 5.6 | -0.6 | 6.1 | -1.7 | 22.8 | 19.4 | 11.1 | -12.8 | 17.8 | 7.8 | 18.3 | 12.8 | 20.2 | 15.2 | 3.3 | -1.7 | 3.3 | -1.1 | -2.8 | -9.4 | 7.2 | 4.4 | 3.3 | 0 | 1.7 | -1.1 | 11.7 | 1.7 | -5.7 | -7 | -2.4 | -4.5
-6 | -7 | 5.6 | -0.6 | 14.1 | 9.8 | 15.8 | 14.5 | 0 | 0 | 23.9 | 6.1 | 3 | 2 | 12.2 | 7.7 | 13.3 | 3.9 | 7.4 | 6.4 | 9.4 | 4.4 | 5.8 | 2.8 | 1.1 | 0 | 6.1 | -15.6 | 16 | 14 | 20.6 | 16.7 | 25.6 | 21.1 | 9.1 | 1.5 | 18.3 | 15.6 | 7.2 | 0 | 21.7 | 13.9 | 8.3 | 6 | 12.2 | 7.2 | 2.8 | 1.7 | 16.7 | 10.6 | 11.1 | 6.1 | 1.3 | -1.7 | 18.3 | 17.8 | 19.4 | 17.8 | 3.9 | 2.2 | -8 | -14 | -9.2 | -15.1 | 1.3 | 0.6 | 7.2 | 6.7 | -6 | -8 | -0.4 | -2.1 | 4.4 | -1.1 | 18.3 | 13.9 | 11.1 | 8.9 | 3.3 | -0.6 | 6.1 | -1.8 | 7.8 | 5 | 0 | -6.7 | 2.8 | -2.8 | 12.2 | 12.2 | 11.3 | 4.1 | 5 | -3.9 | 4.4 | -3.9 | 18.3 | 12.2 | 11.1 | 0 | 3.9 | -8.4 | 12.8 | -7.2 | 1.7 | -6.7 | 15.4 | 12 | 3.9 | -6.7 | 8.7 | 2.5 | 20 | 10 | -1.1 | -4.4 | -0.8 | -7 | -4 | -7 | 3.9 | 0.6 | 7.8 | 3.9 | 5.6 | -3.9 | 6.7 | 0 | 0 | -1 | 5.6 | 2.8 | 13.3 | 12.2 | 3.3 | -0.9 | 18.7 | 12 | 5.6 | -0.6 | 7.8 | -2.2 | 22.2 | 19.4 | 8.9 | -12.8 | 16.7 | 7.8 | 17.2 | 10 | 19.2 | 15.9 | 3.3 | -2.2 | 1.7 | -2.8 | -4.4 | -8.9 | 6.7 | 3.9 | 3.3 | 0 | 1.7 | -1.1 | 11.3 | 1.5 | -6.1 | -7.8 | -3.9 | -6.1
-5 | -7 | 5.6 | -0.6 | 13.3 | 10 | 15.6 | 14.4 | -0.6 | -0.7 | 22.2 | 6.5 | 4 | 2 | 11.1 | 7.4 | 12.8 | 5 | 7.1 | 6.1 | 9.4 | 4.4 | 5.3 | 2.8 | -0.6 | -1.7 | 5 | -12.4 | 16 | 15 | 20.6 | 16.7 | 25.6 | 21.1 | 7.6 | 1.7 | 19.4 | 15 | 5.6 | 1.1 | 21.7 | 14.4 | 8.3 | 6.1 | 10.6 | 6.7 | 3.3 | 1.7 | 17.8 | 10.6 | 12.8 | 2.8 | 1 | -2 | 18.3 | 17.8 | 19.4 | 17.8 | 3.9 | 2.8 | -9 | -14 | -10.2 | -15.8 | 1.5 | 0.5 | 6.7 | 6.7 | -6.3 | -8.7 | -0.7 | -2.8 | 3.3 | -1.1 | 17.8 | 13.3 | 10.6 | 8.9 | 2.8 | -0.6 | 5.6 | -2.2 | 6.7 | 5 | -0.2 | -5.7 | 2.2 | -1.1 | 12.8 | 12.2 | 11 | 4.7 | 4.4 | -3.3 | 3.3 | -3.9 | 17.2 | 6.7 | 10.7 | 0.1 | 2.3 | -8 | 12.8 | -7.2 | 0 | -6.7 | 15.2 | 11.6 | 3.3 | -7.4 | 9 | 2.1 | 19.4 | 10 | -0.6 | -5 | -1.7 | -7.8 | -5 | -7 | 3.3 | 0 | 6.1 | 4.4 | 5.6 | -3.9 | 6.7 | -0.6 | 0 | -1 | 6.1 | 2.8 | 12.8 | 11.7 | 2.2 | -0.6 | 18.5 | 12.5 | 5.6 | -0.6 | 7.8 | -2.8 | 22.2 | 19.4 | 8.3 | -12.2 | 16.7 | 7.8 | 16.7 | 7.8 | 18.3 | 16.7 | 2.2 | -2.2 | 0.6 | -3.3 | -2.8 | -7.8 | 6.7 | 2.8 | 2.8 | 0 | 1.1 | -1.1 | 11 | 1.5 | -6.8 | -8.3 | -4.5 | -6.3
-6 | -7 | 5.6 | -0.6 | 12.6 | 9.8 | 15 | 14.2 | -1.1 | -1.5 | 20.6 | 6.2 | 4 | 2 | 10 | 7.2 | 10.6 | 5.6 | 6.7 | 5.6 | 9.4 | 4.4 | 5.1 | 2.8 | -1.1 | -2.2 | 3.9 | -11.2 | 16 | 15 | 20 | 17.2 | 25.6 | 21.1 | 6.1 | 1.7 | 19.4 | 15 | 5.6 | 0.6 | 21.7 | 13.9 | 8.1 | 5.9 | 10.6 | 6.7 | 2.8 | 1.7 | 18.3 | 10 | 12.8 | -1.1 | 0.6 | -2.8 | 18.3 | 17.8 | 18.3 | 17.2 | 3.9 | 2.8 | -10 | -13 | -11.1 | -16.5 | 1.7 | 0.6 | 6.7 | 6.1 | -6.7 | -10 | -1.1 | -3.9 | 3.3 | -1.1 | 17.2 | 13.3 | 10.6 | 8.3 | 2.6 | -0.4 | 4.7 | -1.3 | 5.6 | 4.4 | -0.4 | -5.7 | 2.2 | -0.6 | 13.9 | 13.3 | 10.6 | 5 | 4.4 | -3.3 | 2.8 | -3.3 | 7.8 | 4.4 | 10.4 | 0.4 | 0.6 | -9.4 | 12.8 | -6.7 | 0 | -6.7 | 15 | 11.1 | 2.8 | -8.9 | 9.4 | 1.7 | 18.9 | 10 | -3.3 | -5 | -2.4 | -7.3 | -4 | -6 | 2.8 | 0 | 6.1 | 4.4 | 5.6 | -4.4 | 6.7 | 3.3 | 0 | -1 | 4.4 | 2.8 | 12.8 | 11.7 | 2.2 | -0.3 | 18.3 | 13.3 | 5 | -1.1 | 6.1 | -3.3 | 22.8 | 20 | 8.3 | -11.1 | 15 | 8.3 | 15.6 | 5.6 | 18.3 | 17 | 1.1 | -2.8 | 0.6 | -3.3 | -2.2 | -6.7 | 5.6 | 2.8 | 1.7 | 0 | 1.1 | -2.2 | 10.6 | 1.1 | -7.6 | -9.1 | -5 | -6.6
-6 | -7 | 5.6 | -0.6 | 11.8 | 9.7 | 14.5 | 14.2 | -1.7 | -2.2 | 18.9 | 6.1 | 4 | 2 | 9.3 | 7.1 | 11.1 | 5.6 | 6.9 | 5.4 | 9.4 | 5 | 4.8 | 2.8 | -1.7 | -2.8 | 2.8 | -12.2 | 16 | 15 | 19.4 | 17.2 | 25.6 | 21.1 | 5.4 | 1.9 | 17.8 | 15 | 5.6 | 0.6 | 21.1 | 15 | 8 | 5.8 | 11.1 | 6.1 | 2.8 | 1.1 | 18.3 | 10 | 11.1 | -1.1 | 0.2 | -2.8 | 18.3 | 17.2 | 18.9 | 17.2 | 4.4 | 3.3 | -10 | -15 | -11.8 | -17.2 | 1.1 | 0.1 | 6.7 | 6.1 | -7.4 | -10.4 | -1.5 | -3.6 | 2.8 | 0.6 | 16.7 | 12.8 | 10.6 | 8.9 | 2.4 | -0.5 | 3.7 | -1.1 | 4.4 | 4.4 | -0.6 | -6.1 | 1.7 | -1.1 | 15.6 | 15 | 10.4 | 5.2 | 3.9 | -3.3 | 3.9 | -3.3 | 5 | 0.6 | 10 | 0.6 | -0.5 | -8.6 | 12.8 | -6.1 | -2.2 | -6.1 | 14.3 | 11.5 | 2.6 | -8.3 | 7.9 | 1.5 | 16.7 | 10 | -1.1 | -3.9 | -3.2 | -7.5 | -5 | -7 | 1.1 | -0.6 | 5 | 3.9 | 5.6 | -3.9 | 6.7 | 3.3 | 0 | -1 | 5 | 2.8 | 12.8 | 12.2 | 2.2 | -0.2 | 17.4 | 13.4 | 5 | -1.1 | 5.6 | -3.9 | 22.8 | 19.4 | 7.2 | -10.6 | 13.3 | 7.8 | 13.9 | 5.6 | 18.3 | 17.5 | 0.6 | -3.3 | 0 | -3.3 | -2.2 | -6.7 | 4.4 | 2.8 | 1.1 | -0.6 | 0.6 | -2.8 | 9.5 | 1.9 | -8.3 | -10 | -5.6 | -7.2
-6 | -7 | 5.6 | -0.6 | 11.1 | 9.4 | 13.9 | 13.9 | -2.8 | -3.3 | 17.8 | 6.7 | 4 | 3 | 8.5 | 7 | 10 | 5.6 | 7 | 4.8 | 8.9 | 5 | 4.6 | 2.8 | -1.7 | -2.8 | 1.5 | -10.7 | 16 | 15 | 17.2 | 16.1 | 25.6 | 20 | 4.6 | 2.1 | 13.3 | 12.8 | 5.6 | 0.6 | 21.7 | 15.6 | 7.8 | 5.6 | 9.4 | 6.1 | 3.3 | 2.2 | 17.8 | 10 | 12.2 | -0.6 | -0.2 | -3.5 | 18.3 | 17.2 | 19.4 | 17.8 | 5 | 3.9 | -11 | -15 | -12.6 | -17.8 | 0.6 | -0.1 | 6.7 | 6.7 | -8.2 | -11.2 | -1.8 | -3.5 | 2.2 | 1.7 | 17.2 | 12.2 | 11.1 | 9.4 | 2.2 | -0.6 | 2.8 | -1.1 | 7.2 | 2.8 | -0.6 | -5.5 | 1.7 | -1.1 | 16.7 | 15 | 10.2 | 5 | 1.1 | -3.3 | 3.3 | -5 | 4.4 | -1.1 | 9.3 | 0.5 | -1.7 | -9.5 | 12.2 | -6.1 | -2.2 | -5.6 | 13.5 | 11.6 | 2.4 | -9 | 6.5 | 1 | 17.2 | 10 | -1.7 | -5 | -3.9 | -8.3 | -5 | -7 | 0.6 | -0.6 | 4.4 | 2.8 | 5 | -3.9 | 6.1 | 4.4 | 0 | -1 | 3.9 | 2.2 | 12.8 | 12.2 | 2.2 | 0 | 16.5 | 13.3 | 5 | -0.6 | 6.1 | -3.3 | 22.2 | 19.4 | 5.6 | -11.1 | 13.9 | 7.2 | 12.8 | 4.4 | 18.3 | 17.8 | 0 | -3.3 | -0.6 | -3.9 | -2.2 | -7.2 | 4.4 | 2.8 | 0.6 | -0.6 | 0.6 | -3.3 | 8.3 | 2.5 | -8.9 | -10.3 | -6.5 | -8
-6 | -7 | 5 | -0.6 | 10.9 | 9.4 | 13.9 | 13.9 | -3.9 | -4.4 | 16.7 | 7.1 | 2 | 1 | 7.8 | 6.7 | 10 | 5.6 | 7.2 | 4.4 | 7.8 | 4.4 | 4.3 | 2.8 | -1.7 | -2.8 | 0.2 | -11.1 | 16 | 15 | 16.1 | 15.6 | 25 | 19.4 | 3.9 | 2.2 | 13.9 | 12.8 | 4.4 | 0.6 | 21.1 | 15.6 | 8 | 6 | 9.4 | 6.1 | 3.3 | 2.2 | 16.7 | 10 | 12.2 | -2.2 | -0.6 | -4.4 | 17.8 | 17.2 | 19.4 | 18.9 | 5 | 4.4 | -11 | -15 | -13.3 | -18.5 | 0 | -0.6 | 6.7 | 6.1 | -8.9 | -12.2 | -2.2 | -3.9 | 2.2 | 1.7 | 17.2 | 8.9 | 11.1 | 10.6 | 1.8 | -0.5 | 1.9 | -0.9 | 8.3 | 2.2 | -0.6 | -5.5 | 1.7 | -0.6 | 16.7 | 15.6 | 10 | 5 | 1.7 | -4.4 | 2.2 | -3.9 | 3.9 | -2.2 | 8.5 | 0.2 | -2.8 | -11.1 | 12.2 | -6.1 | -2.8 | -6.1 | 12.8 | 11.7 | 2.2 | -10.6 | 5 | 0.6 | 16.7 | 10 | -3.9 | -6.1 | -4.3 | -7.8 | -5 | -7 | 0 | -1.7 | 4.4 | 3.3 | 4.4 | -4.4 | 6.1 | 5 | 0 | -2 | 4.4 | 2.2 | 13.3 | 12.2 | 1.5 | -0.8 | 15.6 | 13.3 | 5 | -1.1 | 5.6 | -2.8 | 22.2 | 19.4 | 3.9 | -11.7 | 12.8 | 7.2 | 11.7 | 4.4 | 18.1 | 17.6 | 0 | -3.9 | -1.7 | -3.9 | -2.2 | -7.8 | 4.4 | 2.8 | 0 | -1.1 | 0 | -3.9 | 7.2 | 2.8 | -9.4 | -10.8 | -7.4 | -8.9
-7 | -8 | 4.4 | -0.6 | 10.8 | 9.3 | 13.9 | 13.9 | -5 | -5.6 | 15.6 | 7.2 | 1 | 0 | 8.2 | 7 | 10 | 5.6 | 7.2 | 4.9 | 7.8 | 3.9 | 4.1 | 2.8 | -1.1 | -2.2 | -1.1 | -12.8 | 16 | 15 | 16.1 | 16.1 | 25 | 18.9 | 4.1 | 2.8 | 12.8 | 12.2 | 4.4 | 1.1 | 21.1 | 16.1 | 8.1 | 6.3 | 8.9 | 5.6 | 3.3 | 1.7 | 17.2 | 10.6 | 11.1 | -1.1 | -0.6 | -3.9 | 17.8 | 17.2 | 20 | 18.3 | 5.6 | 5 | -11 | -15 | -12.9 | -19.2 | 0.9 | 0.2 | 6.7 | 6.1 | -9.3 | -12.2 | -2.4 | -3.6 | 2.2 | 1.7 | 8.3 | 1.7 | 12.2 | 11.1 | 1.5 | -0.4 | 0.9 | -0.9 | 7.8 | 2.2 | -0.6 | -6.1 | 1.1 | -1.1 | 15.6 | 15 | 10 | 5.2 | 1.7 | -4.4 | 1.7 | -3.9 | 2.8 | -3.3 | 7.8 | 0 | -1.5 | -9.6 | 12.2 | -6.1 | -3.3 | -6.7 | 12.8 | 11.6 | 2 | -9.6 | 5.6 | 0.5 | 16.7 | 10 | -3.9 | -5.6 | -4.6 | -7.8 | -6 | -8 | 0 | -1.1 | 3.9 | 2.8 | 4.4 | -4.4 | 6.7 | 5.6 | 0 | -3 | 3.3 | 2.2 | 13.3 | 12.8 | 0.7 | -1.6 | 14.8 | 13.2 | 5 | -0.6 | 5 | -2.2 | 22.2 | 19.4 | 2.2 | -11.7 | 10.6 | 6.1 | 11.1 | 3.9 | 18 | 17.5 | -1.1 | -4.4 | -2.2 | -3.9 | -2.8 | -8.3 | 3.9 | 2.8 | -0.6 | -1.1 | -1.1 | -5.6 | 9.6 | 4.4 | -10 | -11.7 | -8.3 | -10
-7 | -8 | 4.4 | 0 | 10.6 | 8.9 | 13.9 | 13.9 | -3.3 | -3.9 | 16.7 | 7.7 | 1 | 1 | 8.5 | 7 | 10.6 | 5.6 | 7.2 | 5.2 | 7.8 | 3.9 | 4 | 2.8 | -1.1 | -2.2 | 1.7 | -10.2 | 16 | 15 | 15.6 | 15.6 | 25 | 18.9 | 4.2 | 3.3 | 12.8 | 12.2 | 7.8 | 1.1 | 20.6 | 15.6 | 8.3 | 6.7 | 8.9 | 5.6 | 3.3 | 2.2 | 19.4 | 10.6 | 10.6 | 1.7 | -0.6 | -3.7 | 17.8 | 17.2 | 19.4 | 18.9 | 5.6 | 5 | -12 | -16 | -12.6 | -19.9 | 1.9 | 0.9 | 6.1 | 6.1 | -9.6 | -12.5 | -2.6 | -3.7 | 2.2 | 1.7 | 5.6 | -1.1 | 12.8 | 11.7 | 1.1 | -0.6 | 0 | -1.1 | 7.2 | 2.2 | 0.2 | -5.1 | 1.1 | -1.1 | 15.6 | 15 | 10 | 5.4 | -1.1 | -4.4 | 1.7 | -3.9 | 2.8 | -2.8 | 8.7 | 0.1 | -0.2 | -9.1 | 12.2 | -6.1 | -3.9 | -6.1 | 12.8 | 11.4 | 1.9 | -9.7 | 6.1 | 0.6 | 16.7 | 9.4 | -5 | -5.6 | -5 | -8.3 | -6 | -7 | 0.6 | -0.6 | 3.9 | 2.8 | 3.9 | -4.4 | 7.8 | 6.1 | -1 | -3 | 3.3 | 2.2 | 13.9 | 13.3 | 0 | -2.8 | 14.1 | 13 | 4.4 | 0 | 5.6 | -1.7 | 21.7 | 19.4 | 1.7 | -11.7 | 11.1 | 6.1 | 11.1 | 3.3 | 17.8 | 17.2 | -1.1 | -4.4 | -2.2 | -4.4 | -4.4 | -11.7 | 3.9 | 2.2 | -0.6 | -0.6 | -1.7 | -6.7 | 12 | 5.9 | -8.5 | -10.6 | -7.9 | -8.8
-5 | -7 | 3.9 | 0 | 14.5 | 10.6 | 15.6 | 14.7 | -1.7 | -2.6 | 17.8 | 8.1 | 3 | 1 | 8.9 | 7.2 | 11.7 | 6.1 | 7.2 | 5.6 | 8.9 | 3.9 | 5.6 | 2.8 | -1.1 | -2.8 | 4.4 | -9 | 18 | 15 | 17.2 | 16.7 | 25 | 18.9 | 4.4 | 3.9 | 13.3 | 13.3 | 7.2 | 6.1 | 21.1 | 16.1 | 9.2 | 7.3 | 8.3 | 5 | 5.6 | 3.9 | 19.4 | 10.6 | 15.6 | 2.2 | -0.6 | -3.9 | 18.9 | 17.8 | 20 | 18.9 | 6.1 | 6.1 | -12 | -16 | -12.2 | -20.6 | 2.8 | 1.7 | 6.7 | 6.1 | -10 | -13.3 | -2.8 | -3.9 | 2.2 | 1.7 | 3.3 | -3.9 | 13.9 | 12.2 | 2.4 | 0.3 | 3.3 | 0 | 8.3 | 2.2 | 0.9 | -5.1 | 0.6 | -1.1 | 15.6 | 15 | 10 | 5.6 | 3.9 | -3.3 | 2.2 | -3.9 | 2.8 | -2.8 | 9.7 | 0 | 1.1 | -10 | 13.3 | -5.6 | -1.7 | -5.6 | 12.8 | 11.1 | 1.7 | -11.1 | 6.7 | 0.6 | 17.2 | 10 | -2.8 | -3.9 | -3 | -7.3 | -5 | -6 | 0 | -0.6 | 4.4 | 3.3 | 4.4 | -3.9 | 8.9 | 7.2 | -1 | -3 | 5.6 | 2.2 | 14.4 | 13.3 | 1.5 | -2.8 | 13.3 | 12.8 | 5 | -0.6 | 5 | -1.7 | 22.2 | 19.4 | 6.1 | -10.6 | 11.7 | 6.7 | 11.1 | 2.8 | 18.3 | 17.7 | 0 | -3.9 | -0.6 | -2.8 | -5 | -11.7 | 4.4 | 2.2 | 0 | 0 | -1.7 | -7.2 | 14.4 | 7.2 | -7.1 | -9.8 | -7.6 | -8.1
-5 | -7 | 2.8 | 0 | 18.3 | 11.2 | 17.2 | 15 | 0 | -1.1 | 18.9 | 8.3 | 6 | 2 | 11.5 | 7.8 | 13.3 | 6.7 | 9.1 | 5.7 | 10.6 | 3.9 | 9.1 | 4.5 | -1.1 | -3.3 | 7.2 | -9.4 | 21 | 15 | 21.1 | 17.8 | 26.1 | 18.3 | 9.8 | 6.7 | 18.3 | 16.1 | 8.3 | 6.7 | 23.3 | 16.1 | 10.2 | 8.2 | 11.1 | 6.7 | 7.2 | 5 | 20 | 11.7 | 15.6 | 2.2 | 2.4 | -2 | 21.1 | 18.9 | 19.4 | 18.3 | 7.8 | 7.2 | -11 | -17 | -10.7 | -18.7 | 6.1 | 3.6 | 6.7 | 6.1 | -8.9 | -12.3 | -0.2 | -2.7 | 2.8 | 2.2 | 2.8 | -4.4 | 16.1 | 13.9 | 3.7 | 0.9 | 6.7 | 1 | 8.9 | 1.1 | 1.7 | -5.6 | 1.1 | -1.1 | 15 | 15 | 10.6 | 5.4 | 3.9 | -2.2 | 2.8 | -3.3 | 4.4 | -3.3 | 10.6 | 0 | 3 | -8.5 | 15 | -5 | 2.8 | -5.6 | 11.3 | 7.3 | 2.4 | -9.6 | 10.2 | 2.3 | 18.3 | 10.6 | 0 | -1.1 | -0.9 | -7.1 | -3 | -6 | 2.8 | 0.6 | 5 | 3.9 | 5.6 | -3.9 | 10.6 | 7.8 | 0 | -3 | 11.7 | 6.7 | 15.6 | 14.4 | 2.9 | -3.6 | 15.7 | 13.9 | 5 | -0.6 | 8.3 | -0.6 | 22.8 | 19.4 | 8.9 | -10 | 13.9 | 6.7 | 13.3 | 2.8 | 18.9 | 17.9 | 3.9 | -2.2 | 1.7 | -0.6 | -3.3 | -12.8 | 5.6 | 2.2 | 3.9 | 1.7 | -2.2 | -7.8 | 17.4 | 8.6 | -5.6 | -9.4 | -7.2 | -7.2
-2 | -5 | 2.8 | 0.6 | 22.2 | 11.1 | 18.9 | 15.6 | 2.2 | -0.6 | 21.1 | 8.4 | 8 | 5 | 14.1 | 8.1 | 15 | 6.7 | 10.9 | 5.5 | 11.7 | 3.3 | 12.6 | 5.5 | -1.1 | -2.8 | 10.2 | -8 | 23 | 15 | 23.3 | 16.7 | 27.2 | 17.8 | 15.2 | 8.9 | 21.7 | 17.2 | 11.7 | 8.3 | 25 | 16.1 | 11.1 | 8.9 | 13.9 | 7.8 | 9.4 | 6.7 | 21.1 | 11.7 | 16.1 | 0.6 | 5.3 | -1 | 21.7 | 18.3 | 19.4 | 17.8 | 8.9 | 8.3 | -11 | -16 | -9.3 | -18 | 9.5 | 5.3 | 7.8 | 7.2 | -7.8 | -11.7 | 2.4 | -2.4 | 3.9 | 2.8 | 2.2 | -5 | 18.3 | 14.4 | 5 | 1.7 | 10 | 1.1 | 10.6 | 1.7 | 3.2 | -4.8 | 1.1 | -1.7 | 15.6 | 15.6 | 11.1 | 5 | 7.8 | -3.3 | 3.9 | -3.9 | 6.1 | -3.9 | 12.1 | -0.7 | 4.8 | -8.3 | 16.1 | -4.4 | 6.7 | -5.6 | 9.8 | 2.6 | 3.2 | -9.6 | 13.7 | 3.5 | 21.1 | 11.7 | 2.2 | 0.6 | 1.1 | -8.3 | -1 | -9 | 6.7 | 1.7 | 7.2 | 4.4 | 6.1 | -4.4 | 12.2 | 8.3 | 0 | -3 | 15.6 | 7.8 | 15.6 | 15 | 4.4 | -5.6 | 18.2 | 14.9 | 5.6 | -0.6 | 12.2 | 0.6 | 24.4 | 19.4 | 10.6 | -10 | 16.7 | 6.7 | 15.6 | 0.6 | 19.4 | 18.3 | 7.8 | -0.6 | 6.1 | -0.6 | -2.8 | -12.8 | 6.7 | 2.2 | 5.6 | 2.2 | -1.7 | -8.3 | 20.3 | 9.3 | -4.1 | -7.9 | -5.4 | -7
0 | -3 | 2.8 | 0.6 | 23.3 | 11.7 | 21.1 | 15.9 | 4.5 | -0.6 | 23.4 | 8.3 | 8 | 4 | 16.7 | 7.8 | 15.6 | 7.8 | 12.8 | 5 | 12.2 | 3.9 | 16.1 | 6.1 | 1.1 | -2.2 | 13.1 | -8.3 | 23 | 15 | 25.6 | 16.1 | 28.3 | 18.9 | 20.6 | 10 | 23.9 | 16.7 | 12.8 | 8.3 | 26.1 | 16.1 | 13 | 10 | 16.1 | 8.9 | 12.2 | 7.8 | 21.1 | 12.2 | 19.4 | -0.6 | 8.3 | 0 | 22.8 | 17.8 | 19.4 | 17.2 | 10.6 | 9.4 | -10 | -18 | -7.8 | -18.3 | 12.8 | 6.7 | 8.3 | 7.2 | -6.7 | -11.7 | 5 | -2.8 | 5.6 | 1.1 | 1.7 | -5.6 | 18.3 | 14.4 | 5.6 | 1.7 | 12 | 1 | 12.2 | 1.7 | 4.6 | -4.8 | 1.7 | 0.6 | 18.3 | 15.6 | 11.7 | 4.4 | 10 | -2.8 | 5 | -4.4 | 6.7 | -4.4 | 13.5 | -1.8 | 6.7 | -10 | 17.8 | -3.3 | 8.9 | -6.7 | 8.3 | -2.2 | 3.9 | -10.6 | 17.2 | 4.4 | 22.8 | 11.7 | 3.3 | -0.6 | 3.1 | -6.8 | 0 | -6 | 8.3 | 2.2 | 7.8 | 4.4 | 7.2 | -5 | 13.3 | 8.9 | 0 | -3 | 17.8 | 3.9 | 16.1 | 15.6 | 6.3 | -5 | 20.6 | 15.6 | 6.1 | 0 | 16.1 | -0.6 | 26.7 | 18.3 | 13.9 | -10.6 | 19.4 | 7.8 | 17.2 | 1.7 | 21.5 | 18.7 | 10 | -1.7 | 7.8 | -2.2 | -1.7 | -12.8 | 8.3 | 1.7 | 8.3 | 2.2 | -0.6 | -8.3 | 23.3 | 10 | -2.6 | -6.6 | -3.5 | -7
1 | -1 | 2.8 | 0.6 | 24.5 | 12.5 | 23.4 | 16 | 6.7 | -1.1 | 25.6 | 7.8 | 9 | 5 | 18.9 | 8.3 | 16.1 | 8.3 | 13.9 | 5.3 | 13.3 | 5 | 18 | 5.6 | 1.1 | -2.8 | 16.1 | -10.6 | 23 | 15 | 25 | 16.7 | 28.9 | 19.4 | 22.3 | 10.8 | 25.6 | 17.2 | 15 | 8.9 | 25.6 | 16.7 | 14.8 | 11.2 | 17.8 | 9.4 | 14.4 | 9.4 | 21.1 | 12.8 | 20.6 | -1.7 | 10 | 1.1 | 23.3 | 17.2 | 20 | 17.2 | 11.1 | 10 | -10 | -17 | -6.5 | -16.2 | 13 | 6.8 | 8.9 | 7.2 | -5.9 | -10.6 | 7.4 | -1.6 | 6.1 | -0.6 | 1.1 | -5 | 20 | 15 | 6.1 | 1.8 | 14.1 | 0.3 | 13.3 | 1.7 | 6.1 | -6.1 | 1.7 | 0 | 18.9 | 13.9 | 11.9 | 5.6 | 12.2 | -2.8 | 5.6 | -3.9 | 7.2 | -3.3 | 15 | -3.9 | 8.2 | -9.5 | 18.9 | -2.8 | 9.4 | -7.8 | 8.1 | -2.5 | 5.2 | -8.7 | 18.9 | 5 | 23.3 | 12.2 | 5 | -0.6 | 5.2 | -6.8 | 1 | -7 | 11.7 | 2.2 | 10 | 5.6 | 8.3 | -5 | 14.4 | 8.9 | 1 | -4 | 19.4 | 2.8 | 16.7 | 16.1 | 8.1 | -5.7 | 21.5 | 15.1 | 7.8 | -0.6 | 17.2 | 0.6 | 27.2 | 19.4 | 15 | -10.6 | 21.1 | 8.3 | 19.4 | 1.1 | 23.5 | 19 | 11.1 | -1.7 | 7.2 | -2.8 | -1.1 | -13.9 | 9.4 | 1.1 | 10 | 1.7 | 0 | -6.7 | 24.8 | 10.7 | -1.1 | -6.1 | -1.7 | -8.3
2 | -2 | 2.8 | 1.1 | 25.6 | 12.8 | 25.6 | 15.6 | 7.8 | -1 | 26.9 | 7.9 | 10 | 6 | 21.1 | 8.1 | 16.1 | 7.8 | 15 | 5.5 | 14.4 | 4.4 | 19.8 | 3.9 | 1.7 | -3.3 | 17.8 | -9.8 | 23 | 15 | 24.4 | 17.8 | 28.9 | 18.9 | 23.9 | 11.6 | 27.2 | 16.1 | 16.7 | 10 | 26.7 | 16.1 | 16.7 | 12.2 | 19.4 | 9.4 | 16.7 | 10.6 | 21.1 | 12.8 | 21.1 | -1.1 | 11.6 | 1.8 | 22.2 | 17.8 | 20.6 | 18.3 | 11.1 | 10 | -9 | -16 | -5.2 | -15.2 | 13.1 | 6.7 | 9.4 | 6.7 | -5.2 | -10.1 | 9.8 | -1.1 | 6.1 | -0.6 | 0 | -3.3 | 21.7 | 15.6 | 6.7 | 1.7 | 16.1 | -0.6 | 15 | 2.8 | 6.1 | -5.2 | 1.7 | 0.6 | 21.7 | 3.3 | 12 | 6.5 | 13.9 | -2.8 | 6.1 | -4.4 | 6.7 | -4.4 | 15.9 | -3.6 | 9.6 | -10.9 | 20 | -2.8 | 11.1 | -6.7 | 8 | -3.1 | 6.5 | -7.7 | 20.5 | 4.9 | 23.9 | 12.8 | 6.7 | -0.6 | 7.2 | -7.8 | 2 | -4 | 13.3 | 2.2 | 10.6 | 5 | 9.4 | -4.4 | 15.6 | 8.3 | 1 | -4 | 21.1 | 4.4 | 17.2 | 16.7 | 10 | -7.8 | 22.4 | 14.5 | 10 | -0.6 | 18.9 | 0.6 | 28.3 | 19.4 | 16.7 | -9.4 | 23.3 | 9.4 | 20 | 2.2 | 25.6 | 18.9 | 13.3 | 0 | 8.9 | -2.8 | -0.6 | -12.8 | 10.6 | 0.6 | 11.1 | 1.1 | 1.1 | -6.1 | 26.3 | 11.7 | -0.7 | -5.6 | 0.2 | -6.3
2 | -2 | 3.3 | 1.1 | 26.3 | 13.1 | 26.3 | 15.7 | 8.9 | -1.3 | 28.1 | 7.4 | 11 | 4 | 23.3 | 7.8 | 16.1 | 8.3 | 16.1 | 5.6 | 14.4 | 5.6 | 21.7 | 1.7 | 2.2 | -3.3 | 19.4 | -11.6 | 23 | 15 | 24.4 | 17.8 | 29.4 | 19.4 | 25.6 | 12.2 | 28.9 | 15 | 20 | 10.6 | 27.2 | 16.1 | 18.4 | 13.1 | 20.6 | 8.9 | 18.3 | 12.8 | 18.3 | 13.9 | 21.7 | 0 | 13.3 | 2.8 | 24.4 | 17.2 | 21.1 | 17.8 | 15.6 | 10.6 | -10 | -17 | -3.9 | -15.6 | 13.3 | 6.7 | 10 | 6.7 | -4.4 | -10.6 | 12.2 | -1.1 | 7.8 | -0.6 | 0 | -5 | 19.4 | 16.1 | 6.3 | 0.8 | 16.5 | 1.4 | 15.6 | 2.2 | 6.1 | -4.9 | 2.2 | 1.1 | 22.2 | 0 | 12.2 | 7.2 | 15.6 | -2.2 | 7.2 | -5.6 | 6.7 | -5 | 16.9 | -3.3 | 11.1 | -14.4 | 20.6 | -2.2 | 13.3 | -5.6 | 7.8 | -3.9 | 7.8 | -7.8 | 22.2 | 5 | 24.4 | 13.9 | 8.3 | -0.6 | 8.7 | -6.3 | 3 | -2 | 15.6 | 1.7 | 11.7 | 4.4 | 10.6 | -3.9 | 15.6 | 8.3 | 1 | -3 | 21.7 | 5 | 17.2 | 16.7 | 10.4 | -6.5 | 23.3 | 13.9 | 10 | -0.6 | 20 | 0.6 | 28.3 | 19.4 | 17.2 | -9.4 | 26.1 | 9.4 | 21.7 | 2.8 | 27.3 | 17.8 | 15 | 0.6 | 10 | -2.8 | 0 | -12.2 | 10 | -1.1 | 12.8 | 1.1 | 2.2 | -6.1 | 27.8 | 12.2 | -0.4 | -5.7 | 2 | -5.6
3 | -2 | 3.3 | 1.1 | 27.1 | 13.8 | 27.1 | 15.5 | 10 | -2.2 | 29.4 | 7.2 | 10 | 4 | 24.2 | 7 | 16.1 | 9.4 | 16.7 | 5.1 | 15 | 5.6 | 21.3 | 4 | 2.2 | -3.9 | 21.1 | -14.4 | 23 | 17 | 26.7 | 18.3 | 29.4 | 21.7 | 24.5 | 14 | 30 | 13.3 | 21.7 | 8.9 | 27.8 | 16.1 | 20 | 13.7 | 21.1 | 8.9 | 21.1 | 13.9 | 18.9 | 15 | 21.1 | 1.7 | 13.9 | 2.5 | 22.8 | 17.8 | 21.1 | 18.3 | 16.7 | 10 | -9 | -16 | -3.2 | -13.9 | 12.4 | 6.3 | 10.6 | 7.2 | -4.6 | -9.6 | 10.9 | -0.5 | 7.8 | -0.6 | 0 | -6.1 | 18.3 | 15.6 | 6 | 0.1 | 16.8 | 2.8 | 16.7 | 3.9 | 6.1 | -5.6 | 2.2 | 0.6 | 22.2 | -2.8 | 11.8 | 7.5 | 17.2 | -2.2 | 7.8 | -6.1 | 6.7 | -2.8 | 17.8 | -4.4 | 10.9 | -13.2 | 21.1 | -2.2 | 13.9 | -7.2 | 7.1 | -4.4 | 8.5 | -7.2 | 22.2 | 5.6 | 23.9 | 13.9 | 8.9 | -1.1 | 10.2 | -5.5 | 4 | -2 | 17.2 | 0 | 12.2 | 5 | 11.7 | -2.8 | 16.7 | 7.8 | 2 | -3 | 21.7 | 6.1 | 17.8 | 16.7 | 10.7 | -6.3 | 24.4 | 13.6 | 11.1 | 0 | 21.7 | 1.1 | 28.9 | 19.4 | 18.3 | -9.4 | 27.2 | 10 | 22.8 | 3.3 | 28.9 | 16.2 | 16.7 | 0.6 | 10.6 | -2.8 | 0.6 | -11.7 | 12.2 | -1.7 | 12.8 | 0 | 2.8 | -7.2 | 28.3 | 12.3 | 0 | -6.7 | 3.9 | -5.6
3 | -1 | 3.3 | 1.1 | 27.8 | 13.9 | 27.8 | 15.6 | 10 | -0.7 | 29.4 | 6.8 | 11 | 5 | 25.2 | 5.4 | 16.1 | 9.4 | 17.2 | 4.2 | 15 | 4.4 | 21 | 5.4 | 2.2 | -4.4 | 21.1 | -12.9 | 23 | 17 | 25.6 | 17.8 | 29.4 | 20 | 23.3 | 15.6 | 30.6 | 9.4 | 22.2 | 8.9 | 25.6 | 15.6 | 21.7 | 14.4 | 21.7 | 8.3 | 18.9 | 9.4 | 18.3 | 15 | 23.9 | 0.6 | 14.4 | 1.7 | 23.3 | 17.8 | 21.7 | 18.9 | 16.7 | 10 | -9 | -16 | -2.4 | -13.5 | 11.5 | 5.6 | 11.7 | 7.8 | -4.8 | -9.6 | 9.6 | -0.5 | 7.8 | -1.7 | 0 | -6.1 | 18.3 | 15.6 | 5.6 | -1.1 | 17.2 | 4.4 | 16.7 | 2.8 | 6.8 | -5.8 | 2.8 | 0.6 | 23.3 | -3.3 | 11.5 | 7.6 | 18.3 | -1.7 | 8.3 | -6.1 | 3.9 | -2.8 | 18.5 | -3.7 | 10.8 | -14 | 21.1 | -2.2 | 14.4 | -7.8 | 6.3 | -5 | 9.3 | -6.9 | 22.2 | 5.6 | 23.3 | 13.9 | 8.9 | 0 | 11.7 | -6.1 | 4 | -1 | 17.8 | 0.6 | 13.3 | 4.4 | 11.7 | -2.8 | 16.7 | 8.3 | 3 | -3 | 21.7 | 6.7 | 17.8 | 17.2 | 11.1 | -6.7 | 25.6 | 13.2 | 10.6 | -0.6 | 22.8 | 1.7 | 28.9 | 19.4 | 18.9 | -8.9 | 28.3 | 10.6 | 23.3 | 2.8 | 30.6 | 13.3 | 17.2 | 3.3 | 11.7 | -2.8 | 0.6 | -11.7 | 11.7 | -2.2 | 12.8 | 0 | 2.8 | -7.2 | 28.9 | 12.4 | 0.2 | -5.9 | 5.4 | -4.7
3 | -1 | 4.4 | 1.7 | 26.7 | 13.8 | 26.9 | 15 | 10 | 0 | 29.4 | 6.1 | 11 | 4 | 26.1 | 3.9 | 15.6 | 9.4 | 17.8 | 3.3 | 13.9 | 5.6 | 20.6 | 6.7 | 1.7 | -3.9 | 21.1 | -12.9 | 22 | 17 | 25 | 17.8 | 28.9 | 20.6 | 22.2 | 16.7 | 31.1 | 7.8 | 22.2 | 7.8 | 25.6 | 15 | 21.3 | 11.7 | 22.2 | 7.8 | 16.7 | 8.3 | 18.3 | 15 | 26.1 | 0 | 15 | 1.1 | 23.9 | 17.8 | 21.7 | 18.9 | 15 | 10 | -9 | -15 | -1.7 | -14.4 | 10.6 | 5 | 11.1 | 7.8 | -5 | -10 | 8.3 | -0.6 | 8.9 | -2.2 | -0.6 | -7.2 | 18.9 | 15.6 | 5.8 | -1 | 14.8 | 4.8 | 16.7 | 3.3 | 7.6 | -6.8 | 2.8 | 0.6 | 23.3 | -3.9 | 11.1 | 7.8 | 19.4 | -0.6 | 8.3 | -6.7 | 3.9 | -2.8 | 19.3 | -4.3 | 10.6 | -16.1 | 21.7 | -1.7 | 15 | -7.8 | 5.6 | -6.7 | 10 | -8.3 | 22.2 | 6.1 | 21.7 | 13.9 | 9.4 | 1.1 | 11.5 | -5.2 | 5 | -1 | 18.3 | -0.6 | 13.3 | 4.4 | 12.2 | -3.3 | 17.2 | 7.8 | 3 | -3 | 21.1 | 7.2 | 18.3 | 17.2 | 10.5 | -6 | 26.7 | 12.8 | 10 | -0.6 | 22.8 | 1.1 | 28.3 | 19.4 | 20 | -8.9 | 28.9 | 10.6 | 23.9 | 3.9 | 29.1 | 13.8 | 16.1 | 1.7 | 12.2 | -2.8 | 0.6 | -11.7 | 11.7 | -1.1 | 12.2 | 0 | 2.8 | -7.2 | 29.4 | 12.2 | 0.4 | -5.7 | 6.8 | -4.6
3 | -2 | 4.4 | 1.7 | 25.5 | 13.1 | 25.9 | 14.4 | 10 | 1.1 | 29.4 | 5.6 | 11 | 6 | 24.3 | 6.1 | 14.4 | 8.9 | 16.7 | 2.7 | 12.8 | 5.6 | 19.5 | 5.9 | 1.7 | -3.9 | 21.1 | -14.4 | 21 | 16 | 24.4 | 18.3 | 28.9 | 20.6 | 21.5 | 17.3 | 27.8 | 17.2 | 22.2 | 6.7 | 25.6 | 16.1 | 21 | 8.7 | 21.7 | 6.7 | 14.4 | 7.2 | 16.7 | 14.4 | 26.1 | 0 | 13.9 | 0.9 | 23.3 | 18.3 | 22.2 | 18.9 | 7.2 | 6.1 | -10 | -15 | -3.2 | -14.2 | 9.7 | 4.9 | 11.7 | 7.8 | -5.4 | -10 | 7.4 | -0.3 | 8.9 | -2.8 | -1.1 | -7.2 | 18.9 | 15.6 | 5.9 | -1.1 | 12.4 | 4.4 | 16.1 | 3.9 | 8.3 | -9.4 | 3.3 | 0 | 22.2 | -2.8 | 11.3 | 7.8 | 18.9 | -0.6 | 7.2 | -6.1 | 5 | -2.2 | 20 | -5 | 9.1 | -13.1 | 21.7 | -1.7 | 14.4 | -7.2 | 4.5 | -6.2 | 9.4 | -7.7 | 21.5 | 6.2 | 17.8 | 15.6 | 8.3 | 5 | 11.3 | -5 | 5 | 0 | 17.8 | -2.8 | 13.3 | 4.4 | 12.2 | -2.8 | 16.7 | 7.8 | 3 | -3 | 20 | 7.8 | 17.2 | 16.7 | 10 | -5.6 | 25.6 | 13.2 | 10 | -0.6 | 23.3 | -2.2 | 27.8 | 20 | 21.1 | -12.2 | 28.9 | 10.6 | 23.3 | 3.9 | 27.6 | 13.9 | 12.8 | 3.9 | 12.2 | -3.3 | 0.6 | -11.1 | 11.1 | -2.2 | 11.1 | 0.6 | 1.7 | -8.3 | 28.9 | 11.5 | 0.6 | -6.7 | 8.3 | -5.6
3 | -2 | 3.9 | 2.2 | 24.4 | 12.8 | 25 | 13.9 | 7.6 | 1.2 | 27.4 | 5.7 | 9 | 5 | 22.4 | 7 | 13.3 | 9.4 | 15.5 | 2 | 11.7 | 5.6 | 18.3 | 4.5 | 1.1 | -4.4 | 17.4 | -11.9 | 20 | 16 | 23.3 | 18.3 | 28.3 | 21.1 | 20.7 | 17.9 | 25.6 | 16.1 | 22.2 | 5.6 | 24.4 | 15.6 | 20.6 | 5 | 19.4 | 6.1 | 12.2 | 6.7 | 13.9 | 11.1 | 23.3 | 0.6 | 12.8 | 0.5 | 22.8 | 17.8 | 21.7 | 18.3 | 6.1 | 5.6 | -10 | -13 | -4.6 | -14.9 | 8.7 | 4.3 | 10.6 | 8.3 | -5.7 | -10.4 | 6.5 | -0.4 | 7.8 | -2.8 | -0.6 | -7.2 | 18.9 | 14.4 | 6.1 | -1.7 | 10 | 3.9 | 14.4 | 3.9 | 6.5 | -8 | 2.8 | 0.6 | 19.4 | -4.4 | 11.5 | 7.8 | 18.3 | -0.6 | 6.1 | -6.1 | 6.7 | -2.8 | 18.3 | -3.9 | 7.6 | -13 | 20.6 | -2.2 | 13.9 | -6.1 | 3.3 | -6.9 | 8.9 | -8.1 | 20.7 | 6.7 | 18.3 | 15 | 7.8 | 5.6 | 11.1 | -6.1 | 4 | 0 | 17.2 | -1.1 | 12.8 | 4.4 | 11.1 | -3.3 | 16.1 | 7.8 | 2 | -4 | 18.3 | 8.9 | 17.2 | 16.7 | 9.4 | -6.7 | 24.4 | 13 | 7.8 | -0.6 | 22.8 | -1.7 | 25 | 20 | 20 | -13.3 | 26.7 | 11.7 | 22.2 | 6.1 | 26.1 | 13.9 | 10.6 | 2.8 | 10.6 | -1.7 | 0 | -11.1 | 10.6 | -2.2 | 10 | 1.1 | 0.6 | -9.4 | 28.3 | 11 | -0.9 | -6.2 | 6.5 | -4
1 | -3 | 3.3 | 2.2 | 22 | 13.7 | 23.7 | 13.9 | 5.2 | 1.1 | 25.3 | 5.5 | 8 | 4 | 20.6 | 7.8 | 12.8 | 8.9 | 14.4 | 1.1 | 10.6 | 5.6 | 17.2 | 3.3 | 0 | -5.6 | 13.7 | -11.1 | 19 | 16 | 22.8 | 18.3 | 27.2 | 21.1 | 20 | 18.3 | 22.8 | 17.2 | 19.4 | 5.6 | 22.8 | 15.6 | 18.2 | 5.1 | 15.6 | 3.3 | 10 | 7.2 | 13.3 | 9.4 | 20.6 | 1.7 | 11.7 | 0 | 21.7 | 18.3 | 20.6 | 18.9 | 5.6 | 4.4 | -10 | -14 | -6.1 | -17.2 | 7.8 | 3.9 | 10 | 8.9 | -6.1 | -11.7 | 5.6 | -0.6 | 6.7 | -3.9 | -0.6 | -7.8 | 17.8 | 14.4 | 5.7 | -1.1 | 8.7 | 2.7 | 12.2 | 4.4 | 4.6 | -8.5 | 2.8 | 0 | 16.7 | -8.3 | 11.7 | 7.8 | 14.4 | 0 | 5.6 | -4.4 | 6.7 | -2.2 | 16.7 | -3 | 6.1 | -14.4 | 18.9 | -2.2 | 10.6 | -6.7 | 2.2 | -8.3 | 8.3 | -9.4 | 20 | 6.7 | 18.3 | 14.4 | 8.3 | 5 | 8.7 | -4 | 3 | 0 | 15.6 | 0 | 12.2 | 5.6 | 10 | -3.3 | 15.6 | 7.2 | 1 | -5 | 16.7 | 9.4 | 16.7 | 16.7 | 8.3 | -4.9 | 23.3 | 13.3 | 5.6 | -0.6 | 20 | 2.2 | 23.9 | 20.6 | 16.7 | -11.1 | 23.9 | 11.1 | 17.2 | 8.9 | 24.4 | 11.4 | 9.4 | 1.1 | 7.2 | -1.7 | -1.7 | -11.1 | 8.3 | -2.8 | 8.3 | 1.1 | -1.1 | -10.6 | 27.8 | 10 | -2.4 | -6.6 | 4.6 | -3.4
1 | -3 | 3.3 | 1.7 | 19.6 | 14 | 22.4 | 13.5 | 2.8 | 0.6 | 23.3 | 5.6 | 8 | 4 | 18.4 | 8.4 | 12.8 | 8.9 | 12.4 | 3.9 | 10 | 5.6 | 15.4 | 4.2 | -1.7 | -4.4 | 10 | -13.3 | 19 | 16 | 22.8 | 17.2 | 27.2 | 21.1 | 20 | 18.9 | 20.6 | 16.1 | 17.2 | 6.1 | 22.8 | 15 | 15.7 | 5 | 14.4 | 1.1 | 7.2 | 4.4 | 13.3 | 9.4 | 16.7 | 4.4 | 10 | -0.2 | 21.1 | 18.3 | 19.4 | 18.3 | 5.6 | 3.3 | -10 | -15 | -6.7 | -16.1 | 6.7 | 3.7 | 9.4 | 8.3 | -6.8 | -11 | 5.2 | -0.4 | 3.9 | -1.7 | -0.6 | -7.8 | 16.7 | 13.3 | 5.4 | -0.6 | 7.4 | 1.2 | 8.3 | 6.1 | 2.8 | -10 | 1.7 | 0.6 | 15 | -8.3 | 11.7 | 8.4 | 11.7 | 0.6 | 4.4 | -3.3 | 6.7 | -3.9 | 15 | -3.3 | 4.3 | -12.1 | 17.8 | -1.1 | 8.9 | -7.2 | 1.5 | -6.5 | 7.4 | -8.4 | 18.7 | 9 | 18.3 | 15 | 8.3 | 6.7 | 6.3 | -3.4 | 3 | -1 | 12.2 | 2.2 | 12.2 | 5 | 8.3 | -3.3 | 13.9 | 7.8 | 1 | -5 | 15.6 | 10.6 | 16.7 | 16.7 | 7.2 | -4.3 | 22.6 | 14.2 | 5 | -1.1 | 12.2 | 3.9 | 23.3 | 20.6 | 12.8 | -12.2 | 23.3 | 11.1 | 16.1 | 7.2 | 22.8 | 8.9 | 8.9 | 0 | 5 | -1.1 | -3.3 | -11.1 | 7.8 | -2.2 | 7.2 | 1.7 | -2.8 | -10 | 25 | 13.3 | -3.9 | -7.8 | 2.8 | -3.9
1 | -2 | 3.3 | 1.7 | 17.2 | 13.9 | 21.1 | 13.3 | 1.5 | -0.5 | 22.6 | 6 | 7 | 4 | 16.1 | 8.1 | 12.8 | 9.4 | 10.3 | 5.3 | 10 | 6.1 | 13.5 | 4.7 | -1.1 | -4.4 | 9.8 | -11.4 | 19 | 16 | 22.2 | 17.2 | 26.7 | 21.7 | 20 | 19.5 | 20 | 16.1 | 16.1 | 5.6 | 21.7 | 15 | 13.3 | 4.4 | 12.8 | -4.4 | 8.9 | 7.8 | 13.3 | 8.3 | 15.6 | 6.7 | 8.4 | -0.3 | 20.6 | 18.9 | 19.4 | 18.3 | 5.6 | 1.1 | -11 | -15 | -7.2 | -16.1 | 5.5 | 3.2 | 8.9 | 7.8 | -7.6 | -11.2 | 4.8 | -0.5 | 5 | 0.6 | 0 | -6.7 | 16.1 | 14.4 | 5 | -0.6 | 6.1 | 0 | 7.2 | 5.6 | 2.1 | -7.9 | 1.7 | 0.6 | 14.4 | -8.3 | 11.7 | 8.9 | 11.7 | 1.1 | 3.9 | -2.8 | 5.6 | -3.9 | 13.5 | -2.9 | 2.4 | -12.3 | 16.7 | -2.2 | 7.2 | -5 | 0.7 | -6.1 | 6.5 | -8.7 | 17.4 | 10.6 | 16.1 | 12.2 | 8.3 | 7.2 | 3.9 | -3.9 | 3 | -2 | 11.7 | 3.3 | 11.1 | 5.6 | 6.7 | -3.3 | 13.3 | 7.2 | 0 | -6 | 14.4 | 11.1 | 16.7 | 16.7 | 6.1 | -4.4 | 21.8 | 15 | 3.9 | -1.7 | 11.1 | 2.8 | 23.3 | 20 | 11.1 | -11.7 | 22.8 | 10.6 | 15.6 | 6.7 | 21.1 | 6.1 | 8.3 | 0.6 | 5 | -1.1 | -4.4 | -11.1 | 6.7 | 0 | 7.8 | 1.1 | -3.3 | -10 | 22.2 | 14.9 | -5 | -8.2 | 1.7 | -3.7
0 | -3 | 2.8 | 1.7 | 15.9 | 13.4 | 19.8 | 13.8 | 0.2 | -1.4 | 21.8 | 6.9 | 5 | 3 | 13.9 | 7.8 | 12.8 | 8.9 | 8.3 | 6.1 | 9.4 | 6.7 | 11.7 | 4.4 | -2.8 | -6.1 | 9.6 | -10.9 | 16 | 14 | 22.2 | 17.8 | 26.1 | 21.7 | 20 | 20 | 19.4 | 16.1 | 17.2 | 6.1 | 21.7 | 15 | 12.2 | 4.4 | 10.6 | -8.9 | 8.3 | 7.8 | 12.8 | 6.7 | 14.4 | 11.1 | 6.7 | -1.1 | 20.6 | 18.9 | 17.2 | 16.7 | 3.9 | -1.7 | -12 | -16 | -7.8 | -17.2 | 4.4 | 2.8 | 8.9 | 7.8 | -8.3 | -11.7 | 4.4 | -0.6 | 3.9 | 0.6 | 0 | -7.2 | 14.4 | 13.3 | 4.8 | -0.7 | 5.7 | -0.3 | 6.7 | 5.6 | 1.3 | -7.3 | 2.2 | 0 | 12.8 | -10.6 | 11.7 | 9.4 | 11.7 | 1.7 | 3.3 | -2.8 | 5 | -5.6 | 12.1 | -3.3 | 0.6 | -13.9 | 15 | -3.9 | 6.1 | -4.4 | 0 | -6.1 | 5.6 | -10 | 16.1 | 11.7 | 16.7 | 7.8 | 8.3 | 7.8 | 3.5 | -3.1 | 3 | -2 | 11.1 | -2.2 | 11.1 | 6.7 | 7.2 | -2.8 | 12.8 | 7.2 | 0 | -7 | 15 | 11.7 | 18.3 | 16.7 | 5.4 | -3.5 | 21.1 | 15.6 | 2.8 | -1.7 | 11.1 | 1.1 | 22.8 | 20 | 9.4 | -12.2 | 21.7 | 10.6 | 15 | 8.3 | 20.2 | 5.5 | 8.9 | 0.6 | 4.4 | -1.1 | -5.6 | -11.1 | 6.1 | 0.6 | 6.7 | 1.1 | -3.9 | -10 | 19.4 | 15.6 | -6.1 | -9.2 | 0.5 | -4
0 | -2 | 2.8 | 1.7 | 14.6 | 12.8 | 18.5 | 13.8 | -1.1 | -2.8 | 21.1 | 7.2 | 6 | 3 | 12.6 | 7.7 | 11.7 | 8.3 | 7.4 | 5.7 | 8.9 | 6.1 | 10.7 | 4.4 | -3.3 | -6.1 | 9.4 | -12.2 | 15 | 14 | 21.7 | 17.8 | 26.1 | 21.7 | 20 | 20 | 20 | 16.1 | 16.1 | 5 | 21.1 | 14.4 | 11.1 | 4.6 | 8.9 | -9.4 | 7.8 | 7.2 | 11.1 | 2.2 | 14.4 | 12.2 | 6.9 | -0.9 | 20 | 18.9 | 16.7 | 16.7 | 2.8 | -2.8 | -12 | -17 | -9.1 | -16.7 | 4.6 | 2.9 | 8.3 | 7.8 | -8.9 | -11.3 | 4.2 | -0.9 | 2.8 | 0.6 | 0 | -7.8 | 13.9 | 8.9 | 4.6 | -1.1 | 5.4 | -0.6 | 5.6 | 5 | 0.6 | -7.8 | 2.2 | 0.6 | 12.2 | -9.4 | 11.5 | 9.6 | 11.1 | 3.3 | 2.8 | -2.8 | 4.4 | -5 | 10.6 | -3.9 | -1.3 | -11.3 | 13.9 | -2.8 | 4.4 | -3.3 | -0.6 | -6.6 | 5 | -8.5 | 17 | 12.2 | 15.6 | 4.4 | 8.9 | 8.3 | 3.2 | -3 | 3 | -1 | 9.4 | 3.9 | 9.4 | 6.7 | 5.6 | -0.6 | 13.3 | 7.2 | 0 | -8 | 15 | 11.7 | 17.2 | 17.2 | 4.6 | -3 | 20 | 15.7 | 3.3 | -1.7 | 9.4 | 1.7 | 22.8 | 20 | 8.9 | -12.2 | 20.6 | 11.7 | 13.3 | 8.9 | 19.2 | 4.6 | 6.7 | 1.1 | 7.2 | -0.6 | -5 | -11.1 | 5 | 0.6 | 6.1 | 1.1 | -4.4 | -10 | 19.6 | 15.7 | -7.2 | -10.6 | -0.6 | -5
0 | -2 | 3.3 | 1.7 | 13.3 | 12.2 | 17.2 | 13.9 | -1.5 | -2.9 | 20.9 | 7.5 | 3 | 2 | 11.3 | 7.6 | 12.8 | 8.3 | 6.5 | 5.5 | 6.7 | 3.3 | 9 | 4.4 | -4.4 | -7.2 | 8.1 | -10 | 15 | 14 | 21.7 | 18.3 | 26.1 | 22.2 | 20 | 20 | 20.6 | 15.6 | 15.6 | 4.4 | 21.1 | 15 | 10 | 4.4 | 6.7 | -5.6 | 7.2 | 7.2 | 10.6 | 2.2 | 11.7 | 10 | 7 | -0.8 | 20 | 18.9 | 15.6 | 15.6 | 1.7 | -4.4 | -13 | -17 | -10.4 | -16.2 | 4.8 | 3.1 | 7.8 | 7.2 | -9.4 | -11.4 | 4.1 | -1.1 | 2.2 | 0.6 | -0.6 | -7.2 | 13.9 | 6.7 | 4.4 | -1.7 | 5 | -1.1 | 5 | 4.4 | -0.5 | -6.7 | 2.2 | 0.6 | 11.7 | -9.4 | 11.3 | 9.9 | 11.1 | 3.9 | 1.7 | -2.8 | 3.3 | -3.9 | 10.4 | -3.9 | -3.1 | -10.9 | 12.8 | -1.7 | 2.8 | -3.9 | -1.1 | -7.9 | 4.5 | -8.2 | 18 | 12.5 | 14.4 | 5.6 | 9.4 | 8.9 | 2.8 | -3.3 | 2 | -1 | 9.4 | 4.4 | 9.4 | 6.7 | 5.6 | -0.6 | 13.3 | 7.2 | -1 | -8 | 15 | 11.7 | 17.2 | 16.7 | 3.9 | -3.3 | 18.9 | 15.8 | 3.3 | -1.1 | 7.2 | 1.7 | 22.8 | 20 | 6.7 | -12.2 | 19.4 | 12.2 | 11.7 | 8.9 | 18.3 | 3.9 | 6.1 | 0.6 | 7.2 | -0.6 | -6.1 | -11.1 | 4.4 | 0.6 | 3.3 | 0.6 | -4.4 | -10 | 19.8 | 15.9 | -6.8 | -9.2 | -0.6 | -4.8
1 | -3 | 2.2 | 1.1 | 14.1 | 12.5 | 17.4 | 14.1 | -1.8 | -3.2 | 20.8 | 8.1 | 4 | 2 | 10 | 7.2 | 12.2 | 8.3 | 5.6 | 5 | 7.8 | 5 | 8.4 | 4.4 | -3.9 | -6.7 | 6.9 | -9.2 | 14 | 13 | 21.1 | 18.3 | 26.1 | 21.7 | 20 | 20 | 20 | 15.6 | 14.4 | 5.6 | 21.7 | 15.6 | 8.3 | 4 | 5.6 | -3.3 | 7.2 | 7.2 | 8.9 | 1.7 | 13.3 | 7.8 | 7.2 | -1.1 | 20.6 | 18.9 | 15.6 | 15.6 | 1.1 | -5 | -14 | -19 | -11.7 | -15.7 | 5 | 3.3 | 7.8 | 7.8 | -10 | -11.7 | 3.9 | -1.7 | 1.7 | 0.6 | -0.6 | -7.2 | 12.8 | 6.1 | 3.7 | -1.5 | 3.5 | -0.1 | 3.9 | 3.9 | -1.7 | -6.9 | 2.8 | 0.6 | 10.6 | -10.6 | 11.1 | 10 | 11.1 | 4.4 | 0 | -1.7 | 2.8 | -5 | 10.2 | -4 | -5 | -11.7 | 11.7 | -1.1 | 2.8 | -3.9 | -1.7 | -10 | 3.9 | -9.4 | 18.9 | 12.8 | 11.7 | 2.8 | 8.3 | 8.3 | 2.1 | -3 | 2 | 0 | 10 | 3.3 | 8.9 | 6.7 | 5 | -2.8 | 13.3 | 7.8 | 0 | -8 | 16.1 | 11.7 | 17.2 | 16.7 | 3 | -3 | 17.8 | 15.6 | 1.7 | -1.7 | 7.8 | 1.7 | 22.8 | 20.6 | 6.1 | -12.8 | 18.3 | 12.8 | 12.2 | 9.4 | 17.2 | 3.1 | 4.4 | 0 | 6.7 | -0.6 | -7.2 | -11.7 | 4.4 | 0.6 | 4.4 | 1.1 | -4.4 | -10.6 | 20 | 16.1 | -6.5 | -8.5 | -0.6 | -5.2
1 | -3 | 2.2 | 0.6 | 14.8 | 12.7 | 17.6 | 14.3 | -2.2 | -3.9 | 20.6 | 8.3 | 3 | 2 | 9.6 | 7.2 | 11.1 | 8.3 | 5.4 | 4.8 | 6.1 | 4.4 | 7.7 | 4.4 | -5 | -7.8 | 5.6 | -10.6 | 14 | 13 | 21.1 | 18.3 | 25 | 21.7 | 19.8 | 19.8 | 18.9 | 15.6 | 14.4 | 5.6 | 21.7 | 15 | 6.7 | 3.5 | 5 | -2.8 | 7.2 | 6.7 | 5.6 | -2.2 | 12.2 | 6.7 | 6.3 | 0 | 20 | 18.9 | 15 | 15 | 1.1 | -5 | -15 | -20 | -11.1 | -15.2 | 5.4 | 3.9 | 7.2 | 6.1 | -9.3 | -11 | 3.3 | -1.6 | 1.1 | 0 | -0.6 | -8.3 | 8.3 | 3.3 | 2.9 | -1.8 | 2.1 | 0.3 | 3.3 | 3.3 | -2.8 | -7.8 | 2.8 | 0.6 | 10 | -11.1 | 12.6 | 11.4 | 11.7 | 5.6 | 1.1 | -0.6 | 1.7 | -3.9 | 10 | -5 | -5.6 | -10.5 | 11.1 | -2.2 | 1.1 | -2.8 | -2.2 | -10.2 | 3.2 | -8.7 | 18.7 | 13.2 | 10.6 | 1.7 | 7.2 | 6.1 | 1.3 | -3.5 | 2 | 0 | 7.8 | 2.8 | 8.9 | 4.4 | 3.9 | -0.6 | 13.9 | 7.2 | -2 | -9 | 16.1 | 11.7 | 17.2 | 16.7 | 2 | -3.1 | 16.7 | 14.9 | 1.7 | -1.1 | 9.4 | 1.7 | 22.2 | 20 | 6.1 | -12.2 | 17.2 | 12.8 | 11.1 | 8.9 | 16.1 | 2.9 | 3.9 | 0 | 7.2 | 0.6 | -7.2 | -11.1 | 4.4 | 0.6 | 4.4 | 0.6 | -5.6 | -12.2 | 19.6 | 15.9 | -6.1 | -7.8 | -0.6 | -6.1
0 | -3 | 2.2 | 0.6 | 15.6 | 12.8 | 17.8 | 14.4 | -2.2 | -3.6 | 18 | 6.6 | 3 | 1 | 9.3 | 7.3 | 11.1 | 8.3 | 5.2 | 4.6 | 7.8 | 5 | 7 | 4.4 | -5.6 | -7.8 | 6 | -8.8 | 13 | 13 | 20.6 | 18.3 | 25 | 21.7 | 19.6 | 19.6 | 18.3 | 15.6 | 14.4 | 5.6 | 20.6 | 15 | 5 | 2.8 | 3.9 | -3.3 | 7.2 | 6.7 | 3.9 | -2.8 | 10 | 6.7 | 5.3 | 0.5 | 20 | 18.9 | 13.9 | 13.9 | 0.6 | -6.1 | -15 | -20 | -10.6 | -14.8 | 5.7 | 4.5 | 7.8 | 7.2 | -8.5 | -10.6 | 2.8 | -1.7 | 1.1 | 0 | -1.7 | -8.3 | 5 | 0 | 2.2 | -2.2 | 0.6 | 0.6 | 3.3 | 2.8 | -3.2 | -7.5 | 2.8 | 0 | 10 | -11.7 | 14.1 | 12.7 | 11.7 | 6.1 | 1.1 | -0.6 | 1.1 | -3.9 | 9.4 | -4.7 | -6.1 | -10.3 | 10 | -2.2 | 0.6 | -3.9 | -2.8 | -11.5 | 2.4 | -9.3 | 18.5 | 13.6 | 10 | 0.6 | 5 | 4.4 | 0.6 | -4.4 | 2 | 0 | 6.1 | 1.7 | 8.9 | 5.6 | 3.3 | -1.7 | 12.8 | 8.9 | -3 | -9 | 15.6 | 10.6 | 17.2 | 16.7 | 1.1 | -3.9 | 15.5 | 14.1 | 1.7 | -1.1 | 7.2 | 0.6 | 21.7 | 19.4 | 3.9 | -13.3 | 16.7 | 12.8 | 11.1 | 8.9 | 15 | 2.2 | 2.8 | -1.1 | 7.2 | 0.6 | -7.8 | -11.1 | 4.4 | 1.1 | 5 | 1.1 | -5.6 | -12.2 | 19.3 | 15.8 | -5 | -7.3 | -1 | -6.1
0 | -3 | 2.2 | 0.6 | 14.5 | 12.4 | 18 | 14.9 | -2.2 | -3.6 | 15.4 | 4.8 | 2 | 0 | 8.9 | 7.2 | 11.7 | 8.9 | 5 | 4.4 | 6.1 | 4.4 | 6 | 4.4 | -5 | -7.8 | 6.3 | -8.5 | 16 | 14 | 20.6 | 18.3 | 25 | 21.7 | 19.4 | 19.4 | 17.8 | 15.6 | 11.7 | 10.6 | 20.6 | 15 | 3.5 | 1.4 | 3.3 | -3.9 | 7.2 | 6.7 | 3.9 | -2.2 | 8.9 | 6.1 | 4.4 | 1.1 | 20 | 18.9 | 13.3 | 13.3 | 0.6 | -7.2 | -14 | -21 | -10 | -14.3 | 6.1 | 5 | 8.3 | 8.3 | -7.8 | -10.6 | 2.2 | -2.2 | 1.1 | -0.6 | -1.7 | -8.3 | 4.4 | -0.6 | 1.5 | -2.3 | 0.6 | 0.6 | 2.8 | 2.8 | -3.5 | -7.8 | 2.8 | 0 | 9.4 | -12.2 | 15.6 | 13.9 | 11.7 | 6.7 | 1.1 | -1.1 | 1.1 | -4.4 | 8.9 | -4.4 | -6.7 | -10.6 | 10 | -1.1 | 0 | -3.9 | -3.3 | -13.9 | 1.7 | -11.1 | 18.3 | 13.9 | 8.9 | 0.6 | 4.4 | 2.2 | 0.4 | -3.6 | 2 | 0 | 6.1 | 2.2 | 8.3 | 6.7 | 3.9 | -1.1 | 12.2 | 8.9 | -3 | -9 | 15 | 9.4 | 17.2 | 16.7 | 0.5 | -3.7 | 14.4 | 13.3 | 1.1 | -1.7 | 7.2 | -0.6 | 21.7 | 20 | 4.4 | -12.2 | 16.1 | 12.8 | 12.2 | 10 | 14.4 | 2 | 2.2 | -1.1 | 6.7 | 2.8 | -7.2 | -11.1 | 4.4 | 1.1 | 4.4 | 0.6 | -6.1 | -12.2 | 18.9 | 15.6 | -3.9 | -7.2 | -1.3 | -6.6
0 | -4 | 2.2 | 1.1 | 13.3 | 11.7 | 18.1 | 15 | -2.2 | -3.9 | 12.8 | 2.8 | 3 | 0 | 10 | 7.5 | 10.6 | 7.2 | 5.4 | 4.5 | 5.6 | 4.4 | 5.3 | 4.4 | -5 | -7.8 | 6.7 | -9.4 | 14 | 14 | 20.6 | 18.3 | 25 | 21.7 | 19.4 | 19.4 | 17.2 | 15 | 11.1 | 10.6 | 20 | 15.6 | 2.1 | -0.1 | 2.2 | -5 | 7.2 | 7.2 | 3.9 | -1.1 | 7.8 | 5.6 | 4 | 0.8 | 20 | 18.9 | 13.3 | 13.3 | 0 | -7.2 | -14 | -21 | -8.9 | -13.8 | 6.3 | 5.4 | 8.3 | 8.3 | -8.7 | -10.9 | 1.7 | -2.3 | 1.1 | -0.6 | -2.2 | -8.3 | 3.3 | -1.7 | 0.7 | -3 | 0.6 | 0.6 | 2.8 | 2.2 | -3.9 | -8.9 | 2.8 | 0 | 9.4 | -13.3 | 16.1 | 14.5 | 11.7 | 7.2 | 0.6 | -1.7 | 0 | -4.4 | 8.3 | -5 | -5.4 | -9.5 | 10 | -0.6 | -0.6 | -3.9 | -2.9 | -13.1 | 1.9 | -9.4 | 17.6 | 14.1 | 6.1 | -0.6 | 3.3 | 0.6 | 0.2 | -3.6 | 2 | 0 | 6.1 | 3.3 | 7.8 | 6.7 | 2.8 | -1.7 | 13.9 | 9.4 | -3 | -9 | 14.4 | 9.4 | 17.8 | 17.2 | 0 | -4.1 | 13.9 | 13 | -0.6 | -2.8 | 7.8 | -1.1 | 22.2 | 20.6 | 4.4 | -12.2 | 15.6 | 13.3 | 11.7 | 10 | 13.9 | 1.9 | 2.2 | -1.7 | 6.1 | 4.4 | -7.2 | -11.1 | 5.6 | 1.7 | 4.4 | 1.7 | -7.2 | -12.8 | 18.9 | 15.2 | -2.8 | -7.8 | -1.7 | -7.8
0 | -3 | 2.2 | 1.1 | 12.2 | 11.1 | 18.3 | 15.6 | 0.2 | -1.6 | 13.9 | 3.1 | 2 | 0 | 11.1 | 7.8 | 10.6 | 6.7 | 5.7 | 4.4 | 5.6 | 4.4 | 5 | 4.4 | -5 | -7.8 | 8.2 | -7.8 | 16 | 14 | 20 | 18.3 | 25 | 21.7 | 19.4 | 19.4 | 13.3 | 12.2 | 11.1 | 10.6 | 20 | 15 | 0.6 | -1.7 | 1.1 | -6.1 | 7.2 | 6.7 | 3.9 | -1.7 | 6.1 | 4.4 | 3.7 | 0.7 | 20 | 19.4 | 13.3 | 13.3 | 0 | -6.7 | -14 | -21 | -7.8 | -13.3 | 6.5 | 5.8 | 8.3 | 7.8 | -9.7 | -11.8 | 1.1 | -3 | 1.7 | 0 | -2.8 | -7.8 | 3.3 | -2.2 | 0 | -3.9 | 0.6 | 0.6 | 2.2 | 2.2 | -2.4 | -7.3 | 2.8 | 0 | 8.9 | -12.2 | 16.7 | 15.1 | 12.8 | 7.8 | 0 | -1.7 | -0.6 | -3.9 | 9.2 | -3.9 | -4.1 | -9.1 | 8.9 | -0.6 | -1.7 | -3.9 | -2.6 | -13.6 | 2 | -9.3 | 16.8 | 14.3 | 5 | -2.2 | 2.8 | 0.6 | 0 | -3.9 | 2 | 0 | 6.1 | 3.3 | 8.3 | 7.2 | 2.8 | -2.8 | 16.1 | 11.7 | -4 | -9 | 14.4 | 9.4 | 18.3 | 17.2 | -0.6 | -5 | 13.3 | 12.7 | 1.7 | -3.9 | 6.7 | -1.7 | 22.2 | 20 | 4.4 | -12.2 | 15.6 | 13.3 | 12.8 | 8.9 | 13.3 | 1.7 | 1.7 | -2.2 | 6.1 | 5.6 | -7.2 | -11.1 | 5.6 | 1.7 | 3.9 | 1.7 | -6.1 | -11.1 | 18.9 | 15 | -2.6 | -6.8 | -0.6 | -5.9
0 | -3 | 2.2 | 0.6 | 15.7 | 12.9 | 19.1 | 16.2 | 2.6 | -0.1 | 15 | 2.9 | 3 | 1 | 12.2 | 7.8 | 12.2 | 7.8 | 6.1 | 4.4 | 8.9 | 5.6 | 7.2 | 4.4 | -4.4 | -7.8 | 9.6 | -7.1 | 17 | 16 | 20 | 18.9 | 24.4 | 22.8 | 19.4 | 19.4 | 15 | 14.4 | 11.1 | 10.6 | 21.7 | 16.1 | 0.2 | -2.4 | 0 | -5.6 | 7.8 | 6.7 | 2.8 | -2.8 | 5.6 | 4.4 | 3.3 | 0.6 | 20.6 | 20 | 15.6 | 15.6 | 0.6 | -7.2 | -14 | -19 | -6.7 | -12.8 | 6.7 | 6.1 | 7.8 | 7.8 | -10.6 | -12.8 | 0.6 | -3.9 | 1.7 | -1.1 | -2.2 | -7.2 | 3.3 | -1.1 | 1.1 | -3.1 | 1.3 | 0.6 | 6.1 | 5 | -0.9 | -6.2 | 2.8 | 0 | 8.3 | -11.1 | 17.2 | 15.6 | 13.3 | 7.2 | 0 | -2.2 | -0.6 | -3.3 | 10.2 | -2.8 | -2.8 | -9.4 | 11.7 | 0 | 2.2 | -2.8 | -2.2 | -15.6 | 2.2 | -10 | 16.1 | 14.4 | 4.4 | -2.8 | 1.7 | 0 | 3 | -2.6 | 2 | 0 | 6.7 | 3.9 | 8.3 | 7.2 | 5 | -1.1 | 16.7 | 11.7 | -3 | -9 | 15 | 9.4 | 18.3 | 17.2 | 1.1 | -4 | 12.8 | 12.2 | 3.9 | 0 | 5.6 | -1.1 | 22.2 | 20 | 7.8 | -12.2 | 15.6 | 12.8 | 12.8 | 9.4 | 14.1 | 2 | 2.2 | -1.7 | 6.1 | 5.6 | -4.4 | -11.1 | 6.1 | 1.7 | 5 | 2.2 | -3.9 | -9.4 | 18.9 | 14.4 | -2.4 | -6.4 | 0.6 | -4.4
1 | -3 | 2.2 | 0.6 | 19.3 | 14.2 | 19.8 | 17 | 5 | 1.7 | 16.1 | 2.8 | 7 | 2 | 15.4 | 8.7 | 14.4 | 7.8 | 8.7 | 6 | 10.6 | 6.1 | 11.5 | 6.7 | -1.7 | -6.1 | 11.1 | -7.8 | 19 | 16 | 21.7 | 18.9 | 25.6 | 22.8 | 20 | 19.9 | 19.4 | 18.3 | 12.2 | 11.1 | 22.2 | 16.1 | -0.2 | -3.5 | 2.2 | -5.6 | 10 | 8.3 | 2.8 | -3.3 | 8.9 | 6.1 | 4.4 | 0.5 | 22.2 | 20.6 | 20.6 | 12.8 | 1.1 | -7.2 | -12 | -16 | -4.1 | -10 | 7.1 | 6.7 | 8.3 | 7.8 | -8.7 | -11.6 | 1.3 | -3.7 | 2.8 | -1.1 | 0 | -7.8 | 3.3 | -0.6 | 2.2 | -3.1 | 2.1 | 0.6 | 10.6 | 6.1 | 0.6 | -6.1 | 3.3 | 0.6 | 10.6 | -10.6 | 18.3 | 15.8 | 15 | 7.2 | -0.6 | -2.2 | 1.7 | -3.9 | 11.1 | -2.2 | 0.7 | -7.8 | 15.6 | 0.6 | 5.6 | -2.2 | -1.5 | -14.5 | 3.7 | -8.3 | 18.7 | 15.4 | 3.3 | -1.7 | 0.6 | -2.2 | 5.9 | -1.9 | 3 | 0 | 7.2 | 3.9 | 8.9 | 6.7 | 6.1 | -1.1 | 16.7 | 11.7 | -1 | -9 | 17.8 | 9.4 | 18.9 | 17.2 | 2.7 | -3.6 | 14.5 | 13.6 | 6.7 | 0 | 11.1 | -0.6 | 23.3 | 20 | 10 | -10.6 | 17.2 | 13.3 | 15 | 9.4 | 14.8 | 2.7 | 6.7 | 0 | 6.7 | 6.1 | -1.7 | -11.7 | 7.2 | 2.2 | 7.2 | 2.8 | -2.2 | -8.9 | 19.5 | 14.6 | -2.2 | -6.7 | 1.7 | -3.9
2 | -2 | 2.8 | 1.1 | 22.8 | 15 | 20.6 | 17.8 | 6.7 | 1.2 | 19.3 | 1.8 | 9 | 4 | 18.5 | 8.5 | 16.1 | 7.8 | 11.3 | 7.6 | 11.7 | 5.6 | 15.7 | 8 | 0.6 | -5 | 13.5 | -5 | 21 | 16 | 22.2 | 19.4 | 26.7 | 21.1 | 20.5 | 20.2 | 22.2 | 18.9 | 13.3 | 11.7 | 22.2 | 17.2 | -0.6 | -5 | 5.6 | -6.7 | 15 | 13.9 | 3.9 | -3.3 | 11.1 | 4.4 | 5.6 | 0.3 | 23.3 | 20.6 | 21.7 | 18.3 | 2.8 | -7.8 | -12 | -16 | -1.5 | -7.7 | 7.4 | 7.3 | 9.4 | 8.9 | -6.9 | -10.9 | 2.1 | -3.9 | 3.3 | -1.1 | 1.7 | -8.9 | 3.3 | -0.6 | 3.3 | -3.3 | 2.8 | 0.6 | 15 | 4.4 | 3 | -5.2 | 3.3 | 0.6 | 13.9 | -11.1 | 19.5 | 16.2 | 15.6 | 6.7 | 0 | -3.9 | 2.2 | -5.6 | 12.2 | -2.5 | 4.3 | -7.8 | 17.2 | 0.6 | 8.9 | -2.2 | -0.7 | -14.5 | 5.2 | -7.7 | 21.3 | 15.9 | 2.2 | -1.7 | 1.1 | -2.8 | 8.9 | -2.2 | 6 | 0 | 7.8 | 4.4 | 10 | 6.7 | 7.8 | -0.6 | 16.7 | 11.7 | 0 | -8 | 20 | 10.6 | 21.1 | 18.9 | 4.4 | -3.9 | 16.1 | 14.5 | 9.4 | 1.1 | 18.3 | -1.7 | 25 | 20 | 14.4 | -9.4 | 18.9 | 14.4 | 19.4 | 6.1 | 15.6 | 2.8 | 11.1 | -0.6 | 7.2 | 6.7 | 0 | -11.1 | 6.7 | 3.3 | 8.9 | 3.3 | -1.1 | -8.3 | 20 | 14.6 | 0.9 | -4.7 | 4.1 | -3.6
3 | -2 | 3.3 | 1.1 | 24.1 | 14.2 | 21.3 | 17.7 | 8.3 | 0.3 | 22.4 | -1.4 | 11 | 5 | 21.7 | 7.8 | 16.1 | 10.6 | 13.9 | 8.9 | 12.2 | 7.2 | 20 | 8.9 | 2.2 | -4.4 | 15.9 | -2.7 | 23 | 17 | 24.4 | 19.4 | 26.7 | 22.2 | 21.1 | 20.6 | 23.9 | 18.9 | 15.6 | 12.8 | 25 | 17.2 | -0.6 | -4.7 | 7.2 | -8.3 | 14.4 | 12.8 | 2.8 | -4.4 | 13.9 | 3.3 | 6.7 | 0 | 25 | 20.6 | 23.3 | 18.9 | 3.3 | -7.2 | -12 | -15 | 1.1 | -6.7 | 7.8 | 7.8 | 12.2 | 8.3 | -5 | -11.1 | 2.8 | -5 | 3.9 | -1.1 | 2.8 | -8.3 | 2.8 | -1.1 | 5 | -2.7 | 4.5 | 0.8 | 17.2 | 3.9 | 5.4 | -5.5 | 3.9 | 1.7 | 14.4 | -11.1 | 20.6 | 16.1 | 18.3 | 7.8 | 1.1 | -5 | 3.9 | -5 | 13.3 | -2.7 | 7.8 | -10.6 | 19.4 | 0.6 | 10.6 | -1.7 | 0 | -16.7 | 6.7 | -8.3 | 23.9 | 16.1 | 1.1 | -5 | 1.1 | -3.3 | 11.5 | -1.4 | 8 | 2 | 10 | 4.4 | 10.6 | 5.6 | 9.4 | -0.6 | 16.7 | 12.8 | 0 | -7 | 21.1 | 11.1 | 21.7 | 18.3 | 6.3 | -3.2 | 17.8 | 15.6 | 11.7 | 0.6 | 20.6 | -0.6 | 26.1 | 19.4 | 17.2 | -8.9 | 20.6 | 14.4 | 21.1 | 5 | 16.7 | 3.4 | 15 | -0.6 | 7.2 | 6.7 | 1.1 | -7.2 | 7.2 | 3.3 | 11.1 | 3.3 | 0.6 | -7.2 | 20.6 | 14.4 | 4.1 | -3.6 | 6.5 | -4.9
2 | -1 | 5.6 | 1.1 | 25.4 | 13.3 | 22.1 | 17.9 | 10 | -1.1 | 25.6 | -8.3 | 9 | 3 | 23.5 | 7.2 | 16.1 | 10.6 | 15.6 | 9.1 | 13.3 | 7.8 | 21.1 | 8.7 | 3.9 | -5.6 | 18.3 | -1.1 | 22 | 17 | 27.2 | 19.4 | 27.8 | 21.7 | 21.7 | 20.7 | 26.1 | 18.3 | 16.7 | 12.8 | 26.7 | 16.1 | -0.6 | -4.8 | 8.9 | -8.9 | 12.2 | 11.1 | 3.9 | -4.4 | 16.7 | 3.3 | 7.6 | 0.5 | 25.6 | 20.6 | 24.4 | 18.3 | 2.8 | -8.3 | -10 | -12 | 2.2 | -5.2 | 7.8 | 7.8 | 14.4 | 7.2 | -4.3 | -9.3 | 3.7 | -4.2 | 3.3 | 0 | 4.4 | -9.4 | 2.8 | -2.8 | 6.6 | -2.7 | 6.1 | 0.8 | 19.4 | 2.8 | 7.8 | -7.2 | 4.4 | 1.7 | 15.6 | -9.4 | 21.1 | 16.3 | 20.6 | 8.9 | 1.7 | -4.4 | 6.1 | -5 | 14.4 | -3.9 | 8.7 | -11.1 | 20.6 | 0.6 | 14.4 | -3.3 | 1.3 | -14.4 | 8.2 | -7 | 24.6 | 15.3 | 0.6 | -5 | 3.9 | -2.8 | 14.1 | -1 | 9 | 3 | 11.1 | 4.4 | 10.6 | 4.4 | 10 | -1.7 | 16.7 | 12.2 | 1 | -8 | 22.2 | 11.7 | 23.3 | 18.3 | 8.1 | -3.6 | 21.3 | 15.9 | 13.9 | 0 | 22.2 | 1.7 | 27.8 | 19.4 | 18.3 | -8.9 | 22.8 | 14.4 | 22.8 | 5.6 | 17.8 | 4 | 16.7 | 0.6 | 8.9 | 7.2 | 2.2 | -6.1 | 8.3 | 3.3 | 11.7 | 2.2 | 0.6 | -6.7 | 21.3 | 14 | 7.2 | -3.9 | 8.9 | -7.8
4 | 1 | 7.8 | 0.6 | 26.7 | 11.7 | 22.8 | 17.8 | 10.2 | -0.5 | 26.3 | -6.9 | 9 | 5 | 25.4 | 6.1 | 16.1 | 8.3 | 17.2 | 8.9 | 15 | 7.8 | 22.2 | 8 | 2.8 | -6.1 | 18.7 | -1 | 22 | 17 | 26.1 | 18.3 | 28.3 | 21.7 | 22.2 | 20.5 | 27.2 | 16.7 | 17.8 | 13.3 | 28.3 | 15.6 | -0.6 | -5.6 | 10 | -9.4 | 11.1 | 9.4 | 5.6 | -3.3 | 18.9 | 2.2 | 8.5 | 0.7 | 25.6 | 19.4 | 25 | 20 | 3.9 | -8.3 | -9 | -12 | 3.3 | -4.7 | 7.8 | 7.8 | 15.6 | 7.8 | -3.5 | -8.2 | 4.7 | -4.3 | 3.9 | 0.6 | 6.7 | -7.8 | 3.3 | -2.2 | 8.3 | -3.3 | 7.8 | 0.6 | 21.1 | 2.2 | 8.9 | -6.5 | 4.4 | 2.2 | 16.7 | -7.8 | 21.7 | 16.7 | 20 | 7.8 | 4.4 | -5 | 7.8 | -5.6 | 15 | -3.8 | 9.7 | -13.3 | 22.2 | -1.1 | 16.1 | -1.7 | 2.6 | -13.4 | 9.6 | -6.7 | 25.4 | 14.6 | 1.1 | -7.2 | 4.4 | -3.9 | 16.7 | -1.7 | 11 | 5 | 12.2 | 4.4 | 11.1 | 3.3 | 10.6 | -1.7 | 17.2 | 12.2 | 1 | -8 | 22.8 | 11.7 | 25 | 17.2 | 10 | -4.4 | 24.8 | 15.2 | 15 | 0 | 25 | 0 | 28.9 | 19.4 | 21.1 | -2.2 | 25 | 15.6 | 23.9 | 6.7 | 18.9 | 4.4 | 18.9 | 2.8 | 10.6 | 7.8 | 3.3 | -6.1 | 8.9 | 3.3 | 12.2 | 1.7 | 2.8 | -6.1 | 22.1 | 13.5 | 6.3 | -2.5 | 11.5 | -5.6
7 | 0 | 8.3 | -1.1 | 27.1 | 11.2 | 22.8 | 17.9 | 10.4 | -0.4 | 27.1 | -7.5 | 11 | 6 | 27.2 | 4.4 | 16.7 | 8.9 | 18.9 | 8.3 | 16.1 | 7.8 | 23.3 | 7.2 | 3.3 | -6.1 | 19 | -0.8 | 22 | 17 | 27.8 | 18.3 | 28.9 | 20.6 | 22.8 | 20.6 | 28.3 | 15 | 15.6 | 12.8 | 28.3 | 16.1 | -0.6 | -5.2 | 11.7 | -8.9 | 11.1 | 8.3 | 6.1 | -3.3 | 20 | 2.2 | 9.4 | 1.1 | 25.6 | 19.4 | 26.1 | 20.6 | 4.4 | -9.4 | -8 | -13 | 4.4 | -5 | 7.8 | 7.8 | 16.1 | 7.2 | -2.8 | -7.8 | 5.6 | -5 | 5.6 | -1.1 | 7.2 | -7.8 | 2.8 | -2.8 | 9.2 | -2.4 | 8.3 | 0 | 21.7 | 2.8 | 10 | -6.4 | 5.6 | 1.7 | 17.8 | -6.1 | 22.2 | 16.7 | 21.7 | 8.3 | 5.6 | -5.6 | 10 | -8.3 | 15.5 | -3.9 | 10.6 | -18.3 | 23.9 | -1.1 | 15.6 | -2.2 | 3.9 | -14.4 | 11.1 | -7.8 | 26.1 | 13.3 | 3.3 | -5.6 | 5 | -3.3 | 17.6 | -1.4 | 11 | 4 | 12.8 | 4.4 | 11.1 | 5.6 | 11.1 | -3.3 | 17.8 | 12.2 | 2 | -8 | 22.2 | 12.8 | 26.1 | 13.9 | 10.7 | -4.7 | 28.3 | 13.3 | 17.2 | -0.6 | 26.7 | -2.2 | 28.9 | 18.9 | 22.2 | -5 | 26.1 | 15.6 | 25 | 6.7 | 19.6 | 4.5 | 19.4 | 3.9 | 11.1 | 6.7 | 4.4 | -6.7 | 8.9 | 5 | 13.3 | 2.2 | 3.3 | -6.1 | 22.8 | 12.8 | 5.3 | -1.8 | 14.1 | -5
6 | 1 | 7.2 | -0.6 | 27.4 | 11.1 | 22.8 | 18.2 | 10.6 | 0 | 27.8 | -7.8 | 10 | 5 | 27.9 | 3.6 | 16.1 | 8.9 | 18.9 | 8.6 | 17.8 | 7.8 | 22.2 | 7.6 | 5.6 | -5 | 19.4 | -1.1 | 22 | 17 | 27.8 | 17.8 | 29.4 | 20.6 | 23 | 19.8 | 29.4 | 14.4 | 13.9 | 10.6 | 26.7 | 15 | -0.6 | -5.4 | 12.2 | -9.4 | 11.7 | 7.8 | 7.2 | -2.8 | 21.7 | 3.9 | 9.2 | 1.1 | 25.6 | 19.4 | 26.7 | 18.3 | 5 | -8.9 | -7 | -12 | 4.8 | -4 | 8.3 | 8.3 | 16.1 | 5 | -2.6 | -7.6 | 6 | -4.7 | 3.9 | -1.7 | 8.3 | -7.2 | 2.2 | -3.9 | 10.2 | -2.2 | 8.9 | -0.6 | 22.8 | 4.4 | 11.1 | -7.8 | 5.6 | 1.7 | 18.3 | -4.4 | 21.7 | 16.7 | 21.7 | 8.3 | 4.4 | -6.1 | 11.1 | -10 | 16.1 | -5 | 11.3 | -15.3 | 23.9 | -1.1 | 16.1 | -1.7 | 5 | -12 | 11.7 | -6.8 | 26.7 | 11.6 | 3.9 | -5.6 | 5.6 | -1.7 | 18.5 | -1.7 | 12 | 5 | 13.3 | 4.4 | 12.2 | 4.4 | 11.1 | -3.3 | 14.4 | 12.2 | 2 | -10 | 21.7 | 11.7 | 27.2 | 13.3 | 11.5 | -5.2 | 28.9 | 12.8 | 17.8 | -2.2 | 25.6 | -3.9 | 28.9 | 19.4 | 22.8 | -2.8 | 26.1 | 15.6 | 25.6 | 6.7 | 20.4 | 4.9 | 19.4 | 2.8 | 13.3 | 6.1 | 5 | -6.1 | 8.9 | 3.9 | 12.2 | 1.1 | 5 | -5.6 | 23.3 | 12 | 4.4 | -1.7 | 16.7 | -4.4
4 | 1 | 7.8 | 0 | 27.8 | 10.6 | 22.8 | 18.3 | 10.4 | -0.9 | 28 | -6.9 | 9 | 6 | 28.7 | 2.1 | 15.6 | 8.3 | 18.9 | 8.9 | 18.3 | 7.8 | 21.1 | 7.7 | 3.3 | -4.4 | 19.2 | -1.1 | 22 | 17 | 29.4 | 17.2 | 28.3 | 20 | 23.1 | 18.7 | 28.9 | 16.1 | 13.3 | 10 | 27.8 | 15.6 | -0.6 | -6.1 | 12.8 | -8.9 | 11.1 | 6.7 | 8.3 | -2.8 | 22.8 | 5.6 | 9.1 | 1.3 | 25.6 | 19.4 | 26.7 | 18.9 | 5 | -10 | -7 | -12 | 5.2 | -3.6 | 8.9 | 8.9 | 16.7 | 6.7 | -2.4 | -8 | 6.3 | -5.3 | 5 | -2.8 | 9.4 | -7.2 | 2.2 | -3.9 | 11.1 | -2.2 | 9.4 | -1.7 | 22.8 | 3.9 | 11.1 | -6.8 | 6.1 | 2.2 | 19.4 | -3.3 | 21.1 | 16.3 | 22.8 | 7.8 | 6.7 | -6.1 | 11.7 | -8.9 | 14.8 | -3.5 | 12.1 | -14.7 | 24.4 | -1.7 | 16.1 | -2.2 | 6.1 | -11.6 | 12.2 | -6.4 | 27.2 | 9.6 | 5.6 | -5 | 6.7 | -3.3 | 19.4 | -2.2 | 9 | 3 | 13.3 | 3.9 | 12.2 | 4.4 | 11.1 | -2.8 | 15 | 12.2 | 2 | -8 | 21.7 | 12.2 | 26.7 | 8.3 | 12.2 | -7.2 | 29.4 | 11.9 | 18.9 | -1.7 | 26.7 | -3.3 | 28.9 | 19.4 | 23.9 | -2.2 | 26.1 | 16.1 | 26.1 | 7.8 | 21.1 | 5 | 20.6 | 1.1 | 11.7 | 3.3 | 6.7 | -6.7 | 9.4 | 4.4 | 13.3 | 0.6 | 5 | -7.2 | 23.9 | 10.9 | 4.6 | -2 | 16.3 | -4.3
4 | 1 | 7.2 | -0.6 | 26.7 | 10.8 | 21.9 | 18.3 | 10.2 | -2.2 | 28.1 | -5.6 | 9 | 6 | 29.4 | 1.1 | 15.6 | 8.3 | 18.9 | 8.9 | 18.9 | 6.1 | 20 | 7.8 | 3.3 | -3.9 | 19.1 | -1.7 | 21 | 17 | 28.9 | 17.8 | 28.9 | 20.6 | 23.3 | 17.8 | 28.9 | 17.2 | 15.6 | 10 | 27.8 | 15.6 | -0.6 | -5.5 | 12.8 | -8.3 | 11.1 | 6.1 | 8.9 | -2.8 | 22.2 | 6.1 | 8.9 | 1.1 | 25 | 20.6 | 26.7 | 17.8 | 5 | -9.4 | -6 | -11 | 5.6 | -3.9 | 9.4 | 9.4 | 15.6 | 3.9 | -2.2 | -9.4 | 6.7 | -6.7 | 5 | -3.3 | 10 | -7.8 | 2.2 | -3.9 | 10.5 | -2.5 | 9 | -2.3 | 22.8 | 5.6 | 11.1 | -6.4 | 6.1 | 1.7 | 19.4 | -3.3 | 20.6 | 16.1 | 14.4 | 11.7 | 5.6 | -6.1 | 12.2 | -9.4 | 13.5 | -3.3 | 12.8 | -15 | 23.9 | -3.3 | 16.1 | -1.1 | 7.2 | -12.2 | 12.8 | -7.2 | 27.8 | 7.2 | 6.7 | -5.6 | 7.8 | -3.9 | 18.3 | -1.3 | 8 | 3 | 13.3 | 3.3 | 12.8 | 2.8 | 11.1 | -2.8 | 15 | 11.7 | 2 | -8 | 21.1 | 12.2 | 26.1 | 3.9 | 11.7 | -6.8 | 30 | 11.7 | 19.4 | -1.7 | 26.7 | -3.9 | 28.3 | 19.4 | 25 | -2.8 | 25 | 15 | 25.6 | 8.9 | 20.4 | 4.9 | 21.7 | -0.6 | 10.6 | 1.7 | 6.7 | -6.1 | 8.9 | 5 | 12.8 | 1.1 | 5.6 | -6.1 | 24.4 | 10 | 4.8 | -2.6 | 16 | -4.5
4 | 1 | 6.7 | -2.8 | 25.5 | 11 | 20.9 | 17.9 | 10 | -3.9 | 28.3 | -6.7 | 9 | 5 | 27.4 | 2.5 | 14.4 | 8.3 | 17.8 | 8.9 | 18.9 | 4.4 | 17.6 | 6.5 | 5 | -4.4 | 18.9 | -2.2 | 22 | 18 | 28.3 | 17.8 | 28.9 | 21.1 | 22.8 | 17.3 | 27.8 | 17.8 | 14.4 | 8.3 | 26.7 | 16.1 | -0.6 | -5.5 | 12.8 | -8.3 | 11.1 | 5.6 | 8.9 | -4.4 | 21.7 | 6.7 | 7.6 | 0.1 | 24.4 | 20 | 26.1 | 17.8 | 4.4 | -10 | -6 | -11 | 4.8 | -3.7 | 8.9 | 8.9 | 15 | 6.7 | -2.4 | -8.5 | 5.9 | -7.1 | 5.6 | -4.4 | 10 | -7.2 | 2.2 | -3.9 | 10 | -2.9 | 8.7 | -2.8 | 22.8 | 5.6 | 11.1 | -7.2 | 6.1 | 1.7 | 18.3 | -2.8 | 19.8 | 16.5 | 15.6 | 12.2 | 4.4 | -6.1 | 12.8 | -8.3 | 12.2 | -3.3 | 10.6 | -10.8 | 23.3 | -3.9 | 15 | -0.6 | 6.3 | -9.7 | 12.2 | -6.9 | 23.7 | 7.8 | 6.7 | -5.6 | 7.8 | -5 | 17.2 | -0.9 | 7 | 3 | 12.8 | 3.9 | 12.2 | 3.9 | 10.6 | -1.1 | 15 | 11.7 | 2 | -8 | 19.4 | 11.7 | 24.4 | 0.6 | 11.1 | -7.7 | 28.7 | 11.3 | 18.9 | -0.6 | 26.1 | -5.6 | 27.8 | 20 | 23.9 | -2.8 | 25.6 | 15.6 | 25.6 | 10 | 19.6 | 4.1 | 18.9 | 4.4 | 10.6 | 0 | 7.2 | -7.2 | 10 | 5 | 12.2 | 0 | 4.4 | -6.1 | 22 | 11.1 | 5 | -3.9 | 15.6 | -5.6
5 | 1 | 5.6 | -2.8 | 24.4 | 11.1 | 20 | 17.8 | 8.7 | -2.8 | 26.1 | -4.9 | 9 | 5 | 25.3 | 3.9 | 13.9 | 8.9 | 16.7 | 9.2 | 18.3 | 4.4 | 15.2 | 5.4 | 3.3 | -4.4 | 16.1 | -2.6 | 21 | 19 | 25 | 17.8 | 28.3 | 21.1 | 22.2 | 16.7 | 25.6 | 16.7 | 12.2 | 6.7 | 24.4 | 16.1 | -0.6 | -6.1 | 12.2 | -8.3 | 10.6 | 5.6 | 8.3 | -3.9 | 20.6 | 8.3 | 6.3 | -0.8 | 23.9 | 20 | 25 | 17.8 | 2.8 | -11.1 | -6 | -12 | 4.1 | -4.3 | 8.3 | 8.3 | 13.9 | 7.2 | -2.6 | -8.5 | 5.2 | -8.3 | 5 | -5 | 8.9 | -7.2 | 2.2 | -3.3 | 9.4 | -4.4 | 8.3 | -4.4 | 21.1 | 6.1 | 9.4 | -5.7 | 6.1 | 1.7 | 15.6 | -3.9 | 19.1 | 16.5 | 15 | 10.6 | 3.9 | -5.6 | 12.2 | -7.8 | 10.5 | -2.8 | 8.3 | -9 | 22.2 | -4.4 | 13.9 | 0 | 5.3 | -9 | 11.7 | -6.8 | 19.7 | 7.5 | 6.7 | -6.1 | 7.2 | -4.4 | 16.1 | -0.6 | 7 | 3 | 11.7 | 3.3 | 11.7 | 5 | 9.4 | -1.7 | 13.3 | 11.7 | 1 | -8 | 17.2 | 13.9 | 22.8 | 0 | 10.6 | -9.4 | 27.4 | 11.1 | 17.8 | -1.1 | 25.6 | -6.1 | 25 | 20.6 | 22.8 | -1.7 | 25 | 15.6 | 24.4 | 9.4 | 18.9 | 3.9 | 16.7 | 3.9 | 8.9 | -0.6 | 6.1 | -7.2 | 9.4 | 5.6 | 11.1 | 1.1 | 2.2 | -7.8 | 19.6 | 11.7 | 3.7 | -4 | 13.7 | -4.4
3 | 0 | 4.4 | -1.7 | 23.7 | 12.4 | 19.8 | 18 | 7.4 | -2.5 | 23.9 | -5.5 | 8 | 4 | 23.3 | 4.4 | 13.3 | 9.4 | 15.6 | 8.9 | 17.2 | 4.4 | 12.8 | 3.9 | 2.2 | -3.9 | 13.4 | -3.4 | 21 | 19 | 25 | 17.8 | 27.2 | 21.1 | 21.7 | 16.1 | 22.8 | 16.7 | 10.6 | 5 | 23.3 | 16.7 | -0.6 | -5.7 | 10.6 | -9.4 | 9.4 | 5 | 7.8 | -3.9 | 17.8 | 10.6 | 5 | -2.2 | 22.8 | 20 | 22.8 | 17.2 | 2.2 | -11.1 | -6 | -12 | 3.3 | -5.6 | 7.8 | 7.8 | 12.8 | 5.6 | -2.8 | -9.4 | 4.4 | -11.1 | 2.2 | -3.9 | 7.2 | -7.8 | 2.2 | -3.3 | 8.3 | -2.9 | 6.3 | -3.2 | 16.1 | 7.2 | 7.8 | -5.3 | 5.6 | 1.1 | 14.4 | -3.9 | 18.3 | 16.7 | 12.8 | 3.9 | 3.3 | -5.6 | 11.1 | -7.2 | 8.9 | -2.6 | 6.1 | -9.4 | 21.1 | -4.4 | 9.4 | 4.4 | 4.4 | -9.4 | 11.1 | -8.3 | 15.6 | 6.1 | 5.6 | -5 | 5 | -3.3 | 14.4 | -0.1 | 7 | 2 | 11.1 | 3.3 | 9.4 | 4.4 | 9.4 | -1.7 | 12.2 | 11.1 | 0 | -8 | 17.2 | 13.3 | 21.1 | 0 | 7.4 | -6.6 | 26.1 | 10.6 | 15 | -0.6 | 23.3 | -7.8 | 24.4 | 20.6 | 20 | -7.8 | 23.9 | 15 | 22.8 | 13.9 | 16.7 | 4.1 | 12.8 | 3.9 | 7.2 | -1.7 | 3.9 | -7.2 | 9.4 | 5.6 | 9.4 | 1.1 | 0.6 | -8.9 | 17.2 | 11.7 | 2.4 | -4.6 | 11.9 | -3.8
0 | -1 | 3.9 | -2.2 | 22.9 | 13.7 | 19.6 | 18.1 | 6.1 | -2.8 | 21.7 | -6.1 | 8 | 4 | 20.3 | 6.3 | 13.3 | 9.4 | 14.7 | 9.1 | 16.1 | 6.1 | 11.1 | 3.9 | 1.7 | -3.9 | 10.6 | -5 | 19 | 19 | 22.8 | 18.3 | 26.7 | 21.1 | 20.4 | 15 | 21.1 | 16.7 | 8.9 | 4.4 | 22.8 | 16.1 | -0.6 | -5.9 | 8.3 | -8.9 | 8.3 | 4.4 | 6.1 | -3.3 | 15.6 | 11.1 | 4.3 | -2.1 | 22.2 | 20.6 | 21.1 | 17.8 | 1.7 | -11.1 | -8 | -12 | 2.9 | -4 | 7.6 | 7.6 | 8.9 | 7.8 | -3.9 | -8.9 | 2.2 | -8.6 | 0.6 | -4.4 | 4.4 | -7.2 | 2.2 | -3.3 | 7.2 | -2.2 | 4.2 | -3.4 | 12.2 | 9.4 | 6.1 | -6.1 | 5 | 1.1 | 13.3 | -3.3 | 18.1 | 16.5 | 10.6 | 1.1 | 2.2 | -5.6 | 10 | -6.7 | 7.2 | -3.3 | 4.1 | -9.6 | 20 | -5 | 9.4 | 5 | 3.7 | -7.4 | 10.4 | -6.5 | 14.5 | 5.9 | 5 | -4.4 | 2.8 | -2.2 | 12.8 | 0.2 | 4 | 3 | 10 | 3.3 | 10 | 3.9 | 7.8 | 2.2 | 11.7 | 9.4 | 0 | -7 | 17.2 | 13.3 | 19.4 | 0 | 4.3 | -6.1 | 24.4 | 11.7 | 15 | -0.6 | 20 | -6.1 | 23.9 | 20.6 | 16.1 | -7.8 | 22.2 | 15.6 | 21.1 | 12.2 | 14.4 | 3.8 | 11.7 | 3.3 | 6.1 | -1.7 | 3.9 | -7.8 | 10 | 5 | 10 | 1.7 | -0.6 | -8.3 | 16.8 | 12.4 | 1.1 | -6.1 | 10 | -4.4
0 | -2 | 4.4 | -2.8 | 22.2 | 14.4 | 19.4 | 18.3 | 5.4 | -2.6 | 20.9 | -6.7 | 8 | 6 | 17.4 | 7.2 | 13.3 | 8.9 | 13.7 | 9 | 13.9 | 8.3 | 9.5 | 3.9 | -0.6 | -5 | 11.1 | -3.7 | 21 | 19 | 22.8 | 18.3 | 26.7 | 21.7 | 19.1 | 14 | 20.6 | 17.2 | 7.8 | 3.9 | 22.8 | 16.1 | -0.6 | -6.7 | 4.4 | -8.9 | 5 | 3.9 | 5.6 | -3.9 | 15 | 12.2 | 3.5 | -2.5 | 21.7 | 20.6 | 20.6 | 18.3 | 1.1 | -11.1 | -9 | -13 | 2.6 | -3.5 | 7.4 | 7.4 | 8.3 | 7.8 | -5 | -9.1 | 0 | -8.4 | 0.6 | -6.7 | 3.3 | -7.2 | 2.2 | -3.3 | 6.1 | -2.2 | 2.2 | -3.9 | 11.1 | 8.9 | 5.5 | -5.7 | 3.3 | 0 | 12.2 | -3.3 | 18 | 16.4 | 9.4 | -0.6 | 1.7 | -5.6 | 8.3 | -5 | 6.3 | -3 | 2 | -10.6 | 18.3 | -5.6 | 8.3 | 4.4 | 2.9 | -6.5 | 9.6 | -6.3 | 13.3 | 5 | 4.4 | -3.9 | 0.6 | -3.9 | 11.1 | 0 | 5 | 3 | 8.9 | 3.3 | 8.9 | 3.3 | 7.8 | -2.8 | 10.6 | 9.4 | 0 | -8 | 16.7 | 12.8 | 18.3 | 0.6 | 1.1 | -7.2 | 22.8 | 12.5 | 13.3 | -0.6 | 16.7 | -3.9 | 23.9 | 21.1 | 15.6 | -7.8 | 21.7 | 15.6 | 20 | 12.8 | 12.2 | 3.3 | 9.4 | 3.3 | 5.6 | -2.8 | 2.2 | -7.8 | 10.6 | 4.4 | 9.4 | 2.2 | -1.1 | -8.3 | 16.5 | 12.9 | 0.9 | -4.5 | 8.7 | -3.1
0 | -2 | 4.4 | -3.3 | 21.8 | 15.2 | 19.2 | 17.9 | 4.6 | -2.6 | 20.2 | -9 | 8 | 6 | 14.4 | 7.2 | 12.8 | 10 | 12.8 | 8.9 | 14.4 | 7.8 | 7.8 | 3.3 | 2.8 | -8.9 | 11.7 | -3.2 | 20 | 19 | 21.7 | 18.3 | 26.1 | 21.7 | 17.8 | 12.8 | 20.6 | 17.2 | 7.2 | 3.3 | 22.8 | 16.1 | -0.8 | -6.6 | 4.4 | -10 | 4.4 | 3.3 | 3.9 | -3.3 | 15.6 | 13.3 | 2.8 | -3.3 | 21.1 | 20 | 20 | 18.9 | 0.6 | -11.1 | -10 | -13 | 2.2 | -3.3 | 7.2 | 7.2 | 7.8 | 7.8 | -6.1 | -10 | -2.2 | -9.4 | -0.6 | -7.2 | 2.8 | -6.7 | 2.2 | -3.3 | 5.2 | -2.5 | 1.7 | -3 | 11.1 | 8.3 | 5 | -5.8 | 2.2 | 0 | 9.4 | -1.1 | 17.8 | 16.1 | 8.3 | -1.1 | 1.7 | -5.6 | 7.2 | -5 | 5.3 | -2.9 | 0 | -13.3 | 17.8 | -5.6 | 8.3 | 5.6 | 2.2 | -6.7 | 8.9 | -6.7 | 12.2 | 4.4 | 3.9 | -4.4 | 0 | -4.4 | 10.7 | 0.4 | 5 | 4 | 8.9 | 2.8 | 8.3 | 3.9 | 6.7 | -3.9 | 10.6 | 10 | -2 | -10 | 16.1 | 12.8 | 16.7 | 1.1 | 0.5 | -6 | 21.1 | 12.8 | 13.3 | -0.6 | 14.4 | -2.2 | 23.3 | 21.1 | 14.4 | -7.8 | 20.6 | 15.6 | 18.3 | 12.8 | 11.7 | 3.5 | 8.3 | 2.2 | 4.4 | -2.2 | 2.8 | -7.8 | 10.6 | 4.4 | 8.9 | 2.2 | -1.1 | -8.3 | 16.1 | 13.3 | 0.8 | -3.6 | 7.4 | -2.8
0 | -3 | 3.9 | -2.2 | 21.5 | 15.6 | 19.1 | 17.6 | 3.9 | -3.3 | 19.4 | -11.7 | 8 | 6 | 13.3 | 6.4 | 12.8 | 9.4 | 12.2 | 8.7 | 14.4 | 7.8 | 7.7 | 3.6 | -0.6 | -6.7 | 12.2 | -2.8 | 19 | 18 | 20.6 | 18.3 | 26.1 | 21.7 | 16.1 | 11.1 | 20 | 17.2 | 6.1 | 2.8 | 22.2 | 16.1 | -0.9 | -6.9 | 3.9 | -8.9 | 3.3 | 2.8 | 3.3 | -3.3 | 16.1 | 14.4 | 1.7 | -3 | 21.1 | 20 | 18.9 | 18.3 | 0 | -12.2 | -11 | -14 | 2 | -2.7 | 6.7 | 6.7 | 7.8 | 7.8 | -7 | -10.1 | -2 | -8.6 | -2.2 | -7.2 | 3.3 | -6.1 | 2.2 | -3.9 | 4.2 | -3.1 | 1.1 | -2.7 | 13.3 | 7.8 | 4.4 | -7.2 | 1.1 | -1.1 | 6.1 | -1.1 | 17.8 | 16.2 | 5.6 | -1.1 | 0 | -5.6 | 6.7 | -4.4 | 4.4 | -3.3 | -0.7 | -10 | 17.2 | -5.6 | 7.2 | 4.4 | 2 | -5.2 | 8.2 | -7 | 11.3 | 3.8 | 3.3 | -4.4 | 1.7 | -3.9 | 10.4 | 0.4 | 4 | 4 | 8.3 | 2.8 | 7.8 | 3.9 | 6.1 | -3.3 | 10 | 8.9 | -2 | -10 | 15 | 12.8 | 15 | 1.1 | 0 | -5.7 | 21.3 | 12.7 | 12.2 | -0.6 | 12.2 | -2.2 | 22.8 | 20.6 | 13.9 | -7.8 | 20.6 | 16.1 | 17.2 | 12.8 | 11.1 | 3.4 | 7.2 | 2.2 | 2.8 | -2.8 | 2.8 | -7.8 | 10.6 | 4.4 | 7.2 | 2.8 | -1.1 | -7.8 | 14.8 | 11.8 | 0.6 | -3.3 | 6.1 | -2.8
1 | -3 | 4.4 | -3.9 | 21.1 | 16.1 | 18.9 | 17.2 | 3.2 | -2.4 | 16.8 | -8.1 | 7 | 3 | 12.2 | 5.8 | 12.2 | 10 | 11.7 | 8.6 | 12.8 | 7.8 | 7.5 | 3.9 | -1.1 | -7.8 | 10.4 | -2.3 | 18 | 18 | 20 | 18.3 | 26.1 | 21.7 | 14.5 | 9.5 | 19.4 | 17.2 | 5.6 | 2.2 | 21.1 | 17.2 | -1.1 | -8.3 | 1.7 | -8.3 | 3.3 | 2.8 | 3.3 | -3.9 | 16.7 | 14.4 | 0.5 | -3.2 | 21.1 | 20 | 18.9 | 17.8 | -1.1 | -13.3 | -11 | -15 | 1.9 | -2.2 | 6.1 | 6.1 | 7.2 | 6.1 | -8 | -10.7 | -1.9 | -8.5 | -2.2 | -7.8 | 3.3 | -6.1 | 1.7 | -3.9 | 3.3 | -4.4 | 0.6 | -2.8 | 13.9 | 7.8 | 4.2 | -6.4 | 2.2 | 0.6 | 5 | -0.6 | 17.8 | 16.2 | 5.6 | -2.2 | 0 | -5.6 | 6.7 | -3.3 | 3.7 | -3.1 | -1.5 | -8.7 | 15.6 | -5.6 | 6.7 | 5 | 1.9 | -4.5 | 7.4 | -8 | 10.3 | 3.4 | 2.8 | -5 | 0 | -3.9 | 10 | 0.6 | 4 | 3 | 6.7 | 3.3 | 7.2 | 3.9 | 5 | -3.3 | 10 | 9.4 | -1 | -9 | 13.3 | 11.7 | 12.2 | 2.2 | -0.6 | -6.1 | 21.5 | 12.9 | 12.2 | 1.1 | 8.9 | -0.6 | 23.3 | 21.1 | 11.7 | -7.8 | 20.6 | 16.7 | 17.2 | 13.3 | 10.6 | 3.3 | 7.2 | 1.1 | 1.1 | -3.3 | 1.1 | -7.8 | 10.6 | 4.4 | 6.7 | 3.3 | -1.1 | -7.2 | 13.5 | 10 | 0 | -3.1 | 5 | -2.1
0 | -3 | 4.4 | -3.9 | 20.7 | 16.5 | 18.9 | 17.1 | 2.4 | -2 | 14.3 | -6.3 | 7 | 4 | 11.1 | 5 | 12.8 | 10.6 | 11.1 | 8.3 | 11.7 | 7.2 | 7.4 | 4.2 | -1.7 | -7.8 | 8.5 | -2.7 | 19 | 19 | 21.1 | 18.9 | 26.1 | 21.7 | 12.8 | 7.8 | 19.4 | 16.7 | 4.4 | 1.7 | 21.7 | 16.1 | -1.8 | -7.8 | 1.1 | -8.9 | 2.8 | 2.2 | 3.3 | -4.4 | 16.1 | 14.4 | -0.6 | -3.9 | 20.6 | 20 | 18.3 | 17.8 | -2.2 | -14.4 | -11 | -15 | 1.7 | -1.6 | 5.6 | 5.6 | 7.2 | 5 | -8.9 | -11.7 | -1.7 | -9.4 | -3.3 | -7.8 | 2.8 | -5.6 | 1.1 | -3.9 | 3.1 | -3.7 | 0.4 | -2.5 | 13.9 | 8.3 | 4.1 | -6.5 | 1.7 | 0.6 | 3.3 | -1.1 | 17.8 | 16.1 | 5 | -2.2 | -2.2 | -5.6 | 6.1 | -3.3 | 2.9 | -3.2 | -2.2 | -8.3 | 13.9 | -5.6 | 5.6 | 3.3 | 1.7 | -4.4 | 6.7 | -10.6 | 9.4 | 2.8 | 2.2 | -5 | 0 | -3.9 | 9.4 | 0.5 | 4 | 4 | 7.2 | 3.9 | 6.7 | 3.9 | 4.4 | -3.3 | 10 | 8.9 | -1 | -8 | 13.9 | 12.2 | 11.7 | 1.1 | -0.8 | -5.4 | 21.7 | 12.8 | 10.6 | 2.8 | 10.6 | -1.7 | 23.3 | 20.6 | 12.8 | -7.8 | 20.6 | 16.7 | 16.7 | 13.3 | 9.7 | 3 | 10.6 | -0.6 | -1.1 | -2.8 | 1.1 | -7.8 | 10.6 | 4.4 | 5.6 | 2.8 | -1.1 | -6.1 | 12.2 | 8.3 | -0.5 | -3.2 | 3.9 | -2
0 | -3 | 3.9 | -3.3 | 20.4 | 16.9 | 18.9 | 16.9 | 1.7 | -2.2 | 11.7 | -6.7 | 7 | 3 | 10.7 | 4.8 | 11.7 | 8.9 | 10.7 | 8.1 | 12.8 | 2.8 | 7.3 | 4.5 | -2.8 | -7.8 | 6.7 | -3.3 | 18 | 17 | 20.6 | 19.4 | 26.1 | 21.1 | 11.9 | 7.2 | 18.9 | 16.1 | 3.9 | 1.1 | 21.1 | 16.7 | -2.6 | -8 | -0.6 | -8.3 | 2.2 | 1.7 | 2.2 | -3.9 | 15.6 | 13.3 | -0.8 | -3.8 | 20.6 | 20 | 18.3 | 18.3 | -2.2 | -15 | -12 | -16 | 1.7 | -1.1 | 5.4 | 5.4 | 6.1 | 3.9 | -9.5 | -11.6 | -1.9 | -8.5 | -2.8 | -7.8 | 2.8 | -5 | 0.6 | -4.4 | 3 | -3.5 | 0.2 | -2.7 | 13.3 | 9.4 | 3.9 | -7.8 | 1.1 | 0 | 3.9 | 1.1 | 17.6 | 16.1 | 2.8 | -1.7 | -3.3 | -6.1 | 5.6 | -2.8 | 2.2 | -3.9 | -3.1 | -8.7 | 12.2 | -6.7 | 5 | 2.8 | 1.9 | -3.9 | 6.3 | -8.5 | 8.9 | 2.7 | 1.1 | -4.4 | 0 | -5.6 | 8.9 | 0.6 | 4 | 4 | 7.2 | 3.3 | 6.1 | 3.9 | 3.3 | -3.3 | 9.4 | 8.9 | -1 | -8 | 15 | 12.8 | 10.6 | 1.1 | -0.9 | -5.1 | 22.1 | 13.8 | 10 | 3.3 | 12.2 | -3.9 | 23.3 | 20.6 | 10.6 | -7.8 | 20 | 17.2 | 16.1 | 13.3 | 8.7 | 2.3 | 10.6 | 0 | -1.7 | -3.3 | -1.7 | -7.2 | 10.6 | 4.4 | 5 | 2.2 | -1.7 | -6.1 | 11.3 | 7.3 | -1.1 | -3.9 | 2.8 | -2.2
0 | -3 | 3.9 | -3.3 | 20 | 17.2 | 18.9 | 16.7 | 0.2 | -3.4 | 11.5 | -5.6 | 7 | 3 | 10.4 | 4.8 | 10.6 | 8.3 | 10.4 | 8 | 12.8 | 8.3 | 7.2 | 4.9 | -2.2 | -8.9 | 7.6 | -2.6 | 18 | 14 | 20.6 | 19.4 | 26.1 | 21.1 | 10.9 | 6.3 | 18.3 | 15 | 3.3 | 1.1 | 21.7 | 16.1 | -3.3 | -8.9 | -1.1 | -8.3 | 1.1 | 0.6 | 1.7 | -3.3 | 15 | 12.8 | -0.9 | -3.9 | 20.6 | 20 | 17.8 | 17.8 | -2.2 | -14.4 | -12 | -15 | 1.7 | -0.5 | 5.2 | 5.2 | 4.4 | 2.2 | -10 | -11.7 | -2 | -8.6 | -3.3 | -7.8 | 2.2 | -5 | 0.6 | -4.4 | 2.8 | -3.9 | 0 | -3.3 | 12.8 | 10 | 3.3 | -6.7 | 1.1 | 0.6 | 4.4 | 0 | 17.4 | 16.1 | 1.1 | -2.2 | -3.9 | -6.1 | 5.6 | -3.3 | 2 | -3.8 | -4.1 | -9.8 | 11.1 | -6.7 | 4.4 | 3.3 | 2 | -4 | 6 | -7.4 | 8.3 | 2.3 | 1.7 | -5.6 | 0.6 | -5 | 8.3 | 0.6 | 4 | 4 | 5.6 | 3.9 | 4.4 | 3.3 | 2.8 | -3.9 | 10 | 8.3 | -2 | -8 | 15 | 11.7 | 9.4 | 0.6 | -1.1 | -5.6 | 22.4 | 14.8 | 8.3 | 3.3 | 11.7 | -4.4 | 23.3 | 20 | 10 | -7.2 | 19.4 | 16.7 | 16.7 | 13.9 | 7.8 | 1.7 | 9.4 | -0.6 | -1.7 | -3.3 | -3.3 | -7.2 | 9.4 | 6.1 | 4.4 | 2.2 | -0.6 | -4.4 | 10.3 | 6.1 | -1.7 | -4.1 | 2.8 | -2.2
0 | -2 | 3.9 | -3.3 | 19.6 | 17.4 | 18.7 | 16.7 | -1.3 | -5.4 | 11.3 | -5 | 7 | 3 | 10 | 4.4 | 11.7 | 8.3 | 10 | 7.8 | 11.7 | 5.6 | 7.1 | 5.2 | -2.2 | -8.9 | 8.5 | -2.2 | 17 | 11 | 21.1 | 19.4 | 25.6 | 20.6 | 10 | 5.6 | 17.8 | 15 | 2.8 | 1.1 | 20.6 | 16.7 | -4.2 | -8.5 | -2.2 | -7.8 | 1.7 | 1.1 | 0.6 | -2.2 | 15 | 11.7 | -1.1 | -4.4 | 19.4 | 18.9 | 17.8 | 17.8 | -2.8 | -14.4 | -13 | -17 | 1.7 | 0 | 5 | 5 | 5 | 2.2 | -10.6 | -12.2 | -2.2 | -9.4 | -4.4 | -7.8 | 0.6 | -5 | 0 | -5 | 2.2 | -3.3 | -0.4 | -2.9 | 12.2 | 10.6 | 2.8 | -6.8 | 1.1 | 0 | 4.4 | 1.7 | 17.2 | 16.1 | 0.6 | -2.8 | -4.4 | -6.1 | 5 | -2.8 | 1.9 | -4.1 | -5 | -11.7 | 11.1 | -5.6 | 5 | 2.8 | 2.2 | -4.4 | 5.6 | -7.8 | 7.8 | 2.2 | 1.7 | -7.8 | 0.6 | -5 | 8.3 | 0.7 | 4 | 4 | 4.4 | 2.8 | 4.4 | 3.9 | 1.7 | -4.4 | 9.4 | 7.8 | -3 | -8 | 13.9 | 10 | 8.9 | 0.6 | -0.2 | -4.6 | 22.8 | 15.6 | 7.2 | 3.3 | 13.3 | -5.6 | 23.3 | 20 | 8.9 | -6.7 | 20 | 16.7 | 15 | 13.3 | 8.2 | 1.8 | 11.7 | -1.1 | -3.3 | -3.3 | -3.3 | -7.2 | 10 | 5.6 | 2.2 | 0 | 0 | -5 | 9.4 | 5 | -2.2 | -4.7 | 2.8 | -2.4
0 | -3 | 3.9 | -3.3 | 19.3 | 17.6 | 18.5 | 16.7 | -2.8 | -7.8 | 11.1 | -5.6 | 7 | 3 | 10.9 | 5 | 10.6 | 7.2 | 10 | 8.1 | 11.7 | 7.2 | 7 | 5.5 | -2.2 | -8.9 | 9.4 | -2.2 | 17 | 8 | 18.9 | 18.3 | 25.6 | 22.2 | 9.1 | 5.1 | 17.8 | 15.6 | 5 | 1.7 | 21.1 | 16.7 | -5.2 | -8.8 | -3.9 | -8.9 | 1.7 | 1.7 | 0 | -2.8 | 15 | 11.1 | -1.3 | -4.1 | 18.9 | 18.9 | 17.8 | 17.8 | -3.3 | -14.4 | -13 | -17 | 1.7 | 0.6 | 5.9 | 5.9 | 5.6 | 2.2 | -10.6 | -12.4 | -1.3 | -8.3 | -3.9 | -7.2 | 1.1 | -4.4 | 0.6 | -5.6 | 1.7 | -3.3 | -0.7 | -2.9 | 11.7 | 10.6 | 2.2 | -7.8 | -1.7 | -2.2 | 4.4 | 1.7 | 17 | 15.5 | 0.6 | -3.3 | -5 | -6.7 | 5 | -2.2 | 1.7 | -5 | -3.5 | -9.6 | 10 | -5 | 5 | 2.8 | 2.6 | -3.5 | 5.2 | -7.1 | 7.6 | 2.5 | 0.6 | -6.7 | 0.6 | -4.4 | 8.3 | 1 | 4 | 4 | 3.9 | 2.8 | 2.8 | 2.8 | 1.7 | -4.4 | 7.8 | 6.1 | -3 | -9 | 12.2 | 2.8 | 7.8 | 0.6 | 0.8 | -4.4 | 21.5 | 15.8 | 7.8 | 3.3 | 8.9 | -2.8 | 23.3 | 20 | 8.9 | -6.7 | 14.4 | 7.2 | 15.6 | 13.9 | 8.5 | 1.9 | 8.9 | -0.6 | -3.9 | -4.4 | -3.9 | -7.2 | 9.4 | 5.6 | 2.2 | 1.7 | 0 | -5 | 8.7 | 4.9 | -2.8 | -5.6 | 2.8 | -3.3
-1 | -4 | 3.3 | -2.8 | 18.9 | 17.8 | 18.3 | 16.7 | -1.5 | -6.2 | 13.1 | -4.4 | 6 | 2 | 11.9 | 5.8 | 11.1 | 7.2 | 10 | 8.6 | 13.9 | 1.7 | 7 | 5.8 | -2.8 | -8.9 | 9.8 | -1.6 | 17 | 7 | 18.9 | 18.3 | 25.6 | 21.1 | 8.1 | 4.3 | 17.2 | 15.6 | 5 | 1.1 | 21.7 | 16.7 | -6.1 | -9.4 | -5 | -9.4 | 1.1 | 1.1 | 0 | -3.3 | 15 | 11.1 | -1.5 | -4 | 20 | 19.4 | 17.8 | 17.8 | -3.3 | -14.4 | -13 | -17 | 1.7 | 1.1 | 6.9 | 6.9 | 5.6 | 2.8 | -10.6 | -12.7 | -0.3 | -8.2 | -6.1 | -7.2 | 1.7 | -4.4 | 0 | -5.6 | 1.1 | -3.9 | -1.1 | -3.3 | 12.2 | 10.6 | 3.5 | -6.7 | -2.2 | -3.9 | 4.4 | 2.2 | 16.9 | 15.1 | 0 | -3.3 | -4.4 | -6.1 | 5 | -2.2 | 2.6 | -3.7 | -2.1 | -8.7 | 10.6 | -4.4 | 5.6 | 2.2 | 2.9 | -3 | 4.8 | -7.1 | 7.4 | 2.7 | -1.1 | -8.3 | 0.6 | -4.4 | 8.3 | 1.1 | 4 | 4 | 3.9 | 2.8 | 2.2 | 2.2 | 1.1 | -4.4 | 8.3 | 7.2 | -3 | -10 | 11.1 | 2.2 | 7.2 | 0.6 | 1.7 | -5 | 20.2 | 16.1 | 6.1 | 3.3 | 7.8 | -1.1 | 23.3 | 20 | 5.6 | -7.8 | 13.9 | 6.7 | 16.1 | 13.9 | 8.9 | 1.7 | 12.2 | -0.6 | -3.9 | -4.4 | 0.6 | -6.1 | 8.9 | 6.1 | 1.7 | 1.1 | 0.6 | -5 | 7.9 | 4.7 | -1.1 | -4.7 | 4.3 | -2.4
0 | -3 | 3.3 | -2.8 | 19.1 | 17.6 | 19.1 | 17.1 | -0.2 | -5.1 | 15.2 | -4.1 | 6 | 2 | 12.8 | 6.1 | 12.2 | 8.9 | 10 | 8.9 | 13.3 | 3.3 | 9.4 | 6.1 | -0.6 | -8.3 | 10.2 | -1.6 | 18 | 6 | 19.4 | 18.3 | 25.6 | 21.7 | 7.2 | 3.9 | 17.8 | 15.6 | 5.6 | 1.1 | 21.7 | 15.6 | -4.4 | -8.4 | -3.3 | -7.8 | 3.3 | 3.3 | 0.6 | -4.4 | 15 | 11.7 | -1.7 | -4.4 | 20.6 | 20 | 20.6 | 20 | -2.2 | -13.9 | -11 | -15 | 1.7 | 1.7 | 7.8 | 7.8 | 5 | 2.8 | -10.6 | -13.3 | 0.6 | -9.4 | -4.4 | -6.7 | 2.8 | -3.3 | 0 | -5.6 | 3.5 | -2.2 | 1.7 | -2.1 | 13.9 | 11.7 | 4.8 | -6.5 | -0.6 | -2.2 | 5.6 | 1.7 | 16.7 | 14.4 | 1.7 | -1.7 | -4.4 | -6.1 | 4.4 | -1.7 | 3.5 | -2.7 | -0.6 | -8.3 | 13.9 | -4.4 | 6.1 | 3.3 | 3.3 | -2.8 | 4.4 | -8.3 | 7.2 | 2.8 | 0 | -7.8 | 0.6 | -3.9 | 9.6 | 2.7 | 4 | 4 | 4.4 | 2.2 | 3.3 | 3.3 | 2.8 | -4.4 | 8.3 | 4.4 | -3 | -10 | 10.6 | 1.1 | 7.2 | 0.6 | 3.5 | -3.7 | 18.9 | 16.1 | 10 | 5 | 8.3 | 2.2 | 23.3 | 19.4 | 8.9 | -6.7 | 13.3 | 6.7 | 16.7 | 14.4 | 9.8 | 1.4 | 15.6 | -1.1 | -1.7 | -2.8 | 1.7 | -5.6 | 6.1 | 2.8 | 4.4 | 2.8 | 0.6 | -5 | 7.2 | 4.4 | 0.5 | -4.5 | 5.7 | -2.1
0 | -2 | 3.3 | -2.8 | 19.2 | 17.4 | 19.8 | 17.4 | 1.1 | -5 | 17.2 | -5 | 6 | 2 | 17.2 | 7 | 13.3 | 10 | 11.7 | 9.1 | 13.9 | 2.2 | 13.1 | 7.8 | 2.8 | -7.8 | 10.6 | -1.7 | 20 | 6 | 20 | 18.9 | 25.6 | 21.7 | 9.4 | 3.4 | 20.6 | 17.8 | 7.2 | 1.1 | 23.3 | 16.1 | -2.8 | -8 | -0.6 | -6.7 | 8.9 | 6.1 | 2.8 | -2.8 | 16.7 | 12.8 | 0.7 | -3.3 | 21.7 | 20 | 22.8 | 21.1 | -1.1 | -13.3 | -10 | -17 | 1.7 | 1.7 | 8 | 8 | 6.7 | 5 | -8.2 | -11.2 | 2.8 | -6.8 | -1.7 | -5.6 | 7.8 | -3.3 | 1.1 | -5 | 5.9 | -1.3 | 4.4 | -2 | 16.1 | 12.8 | 6.1 | -7.8 | 1.7 | 1.7 | 6.1 | 3.3 | 18.9 | 14 | 6.7 | -0.6 | -3.3 | -5 | 6.7 | -2.8 | 4.4 | -2.2 | 3.1 | -6.8 | 16.7 | -2.2 | 6.7 | 2.2 | 4.8 | -1.6 | 6.1 | -8 | 7 | 2.7 | 1.1 | -7.8 | 2.8 | -2.2 | 10.9 | 4.2 | 7 | 6 | 6.7 | 3.3 | 4.4 | 4.4 | 4.4 | -5.6 | 8.3 | 3.9 | -2 | -10 | 11.7 | 1.7 | 10 | 0.6 | 5.4 | -3.2 | 19.6 | 16.3 | 11.7 | 5 | 10 | 3.3 | 23.9 | 19.4 | 13.3 | -6.1 | 14.4 | 7.2 | 18.3 | 16.1 | 10.8 | 0.8 | 15.6 | -1.1 | 2.8 | 0 | 2.2 | -5 | 6.1 | 3.9 | 6.1 | 2.8 | 1.1 | -4.4 | 6.8 | 3.2 | 2.2 | -5 | 7.2 | -2.2
1 | -2 | 3.9 | -2.8 | 19.4 | 17.2 | 20.6 | 17.8 | 3.7 | -4.4 | 20 | -5.1 | 7 | 3 | 21.7 | 6.4 | 15 | 10.6 | 13.3 | 8.8 | 16.1 | 0 | 16.9 | 8.9 | 5.6 | -7.2 | 12.6 | -1.5 | 23 | 7 | 22.2 | 18.9 | 26.7 | 21.1 | 11.7 | 2.2 | 22.8 | 18.9 | 9.4 | 0.6 | 24.4 | 16.1 | -1.1 | -8.3 | 2.8 | -5.6 | 11.7 | 3.9 | 5 | -3.9 | 18.9 | 12.8 | 3.2 | -2.8 | 22.8 | 20.6 | 25 | 22.2 | 0.6 | -11.7 | -8 | -19 | 1.7 | 1.7 | 8.1 | 8.1 | 7.8 | 5 | -5.7 | -9 | 5 | -5.5 | 2.2 | -4.4 | 11.1 | -3.3 | 1.7 | -6.1 | 8.3 | -0.6 | 7.2 | -2.2 | 20 | 13.9 | 8.7 | -6.6 | 4.4 | 1.7 | 7.8 | 1.7 | 21.1 | 13.1 | 9.4 | -0.6 | 0 | -4.4 | 9.4 | -3.9 | 6.6 | -2.7 | 6.9 | -7 | 18.9 | -2.8 | 7.8 | 3.3 | 6.3 | -0.8 | 7.7 | -8.6 | 6.9 | 2.6 | 2.8 | -7.8 | 5.6 | -0.6 | 12.2 | 5.6 | 9 | 8 | 8.9 | 3.9 | 6.7 | 4.4 | 5 | -7.2 | 8.3 | 3.3 | -2 | -7 | 12.8 | 2.2 | 11.1 | 0.6 | 7.2 | -3.3 | 20.4 | 16.9 | 13.9 | 3.3 | 12.8 | 3.9 | 24.4 | 19.4 | 17.8 | -6.1 | 15.6 | 7.8 | 21.7 | 17.2 | 11.7 | 0 | 15.6 | 0 | 7.2 | -0.6 | 3.9 | -3.9 | 6.7 | 4.4 | 8.3 | 1.1 | 1.1 | -3.3 | 6.5 | 2 | 4.6 | -4.1 | 10 | -1.5
3 | -1 | 3.9 | -1.7 | 19 | 16.8 | 21.5 | 17.3 | 6.3 | -4.7 | 22.8 | -8.2 | 8 | 2 | 26.1 | 3.9 | 16.7 | 10 | 15 | 8.3 | 17.2 | -3.9 | 20.6 | 9.4 | 7.8 | -6.7 | 14.7 | -2.4 | 25 | 8 | 26.1 | 18.9 | 26.7 | 21.1 | 13.9 | 0 | 24.4 | 18.9 | 12.2 | -0.6 | 27.2 | 16.1 | 0 | -7.3 | 5.6 | -7.2 | 12.8 | 3.3 | 7.8 | -3.9 | 21.7 | 14.4 | 5.6 | -3.3 | 24.4 | 20 | 24.4 | 22.2 | 2.8 | -11.1 | -7 | -20 | 1.7 | 1.7 | 8.3 | 8.3 | 8.3 | 4.4 | -3.3 | -7.8 | 7.2 | -5 | 3.9 | -4.4 | 12.8 | -2.2 | 2.8 | -6.1 | 10 | -0.2 | 8.7 | -1.7 | 22.8 | 13.9 | 11.3 | -7.1 | 7.8 | 3.3 | 7.8 | 6.1 | 23.3 | 11.1 | 11.1 | -0.6 | 1.1 | -5 | 11.7 | -4.4 | 8.9 | -4.4 | 10.6 | -10 | 20.6 | -2.2 | 9.4 | 2.8 | 7.8 | 0 | 9.4 | -11.1 | 6.7 | 2.2 | 3.9 | -6.7 | 8.3 | 0.6 | 14.2 | 7.3 | 11 | 9 | 11.7 | 5 | 9.4 | 4.4 | 6.1 | -6.1 | 8.9 | 3.3 | -1 | -7 | 15 | 3.3 | 12.8 | 0.6 | 9.8 | -2.2 | 21.1 | 17.2 | 15.6 | 3.3 | 13.9 | 0.6 | 25 | 18.9 | 19.4 | -6.1 | 16.7 | 7.8 | 22.8 | 16.1 | 13 | 0.7 | 17.2 | 0 | 10.6 | -1.1 | 6.7 | -2.8 | 7.8 | 3.3 | 10 | 1.7 | 1.1 | -3.3 | 6.1 | 0.6 | 7 | -3.9 | 12.8 | -1.3
4 | -1 | 4.4 | -2.8 | 18.7 | 16.5 | 22.4 | 16.9 | 8.9 | -7.2 | 25.6 | -13.9 | 8 | 3 | 27.6 | 3.3 | 17.2 | 10.6 | 15.2 | 7.8 | 14.4 | 3.9 | 21.3 | 8.6 | 9.4 | -7.2 | 16.7 | -3.9 | 26 | 9 | 28.3 | 14.4 | 27.2 | 21.7 | 15.4 | 0.4 | 26.1 | 18.3 | 14.4 | 0 | 27.8 | 14.4 | 1.1 | -7.2 | 7.2 | -6.7 | 13.3 | 2.2 | 9.4 | -3.9 | 25 | 13.9 | 6.9 | -3 | 25.6 | 20 | 26.7 | 22.2 | 3.9 | -11.1 | -5 | -16 | 1.9 | 1.9 | 9.2 | 9.2 | 8.3 | 5 | -1.8 | -6.7 | 8.5 | -4.1 | 5.6 | -4.4 | 13.3 | -2.2 | 3.9 | -6.7 | 11.6 | 0.1 | 10.2 | -1.9 | 24.4 | 13.9 | 13.9 | -9.4 | 11.7 | 4.4 | 8.9 | 8.9 | 23.9 | 11.3 | 12.8 | -2.2 | 2.8 | -4.4 | 13.9 | -4.4 | 11.1 | -8.3 | 12.4 | -8.8 | 22.2 | -3.9 | 12.2 | 4.4 | 10.2 | 1 | 11.3 | -9.1 | 6.3 | 2 | 5.6 | -7.2 | 10.6 | 0.6 | 16.3 | 9 | 11 | 9 | 12.8 | 5 | 11.7 | 6.1 | 7.2 | -7.2 | 8.9 | 2.8 | -1 | -7 | 17.2 | 5 | 13.3 | 0 | 12.4 | -1.3 | 20.9 | 17.7 | 16.7 | 2.2 | 14.4 | -2.8 | 25.6 | 18.3 | 22.8 | -7.2 | 17.2 | 6.1 | 24.4 | 15 | 14.3 | 1.2 | 17.8 | 1.1 | 11.7 | -1.7 | 8.3 | -2.2 | 8.9 | 2.8 | 11.7 | 1.7 | 1.7 | -2.2 | 6.3 | 0.2 | 9.4 | -5 | 15.6 | -2.2
6 | 0 | 4.4 | -3.9 | 18.3 | 16.1 | 23.3 | 16.1 | 10.6 | -4.4 | 26.9 | -10.5 | 8 | 2 | 29.1 | 2.4 | 17.2 | 11.1 | 15.4 | 6.7 | 12.8 | 10.6 | 22.1 | 7.5 | 10 | -3.9 | 16.9 | -2.9 | 25 | 11 | 29.4 | 10.6 | 28.3 | 22.2 | 16.8 | 0 | 26.7 | 17.8 | 15.6 | 0 | 29.4 | 12.2 | 2.2 | -8.3 | 9.4 | -8.3 | 15.6 | 2.8 | 11.1 | -3.9 | 26.7 | 11.1 | 8.1 | -3 | 26.7 | 20 | 27.8 | 22.2 | 6.1 | -10.6 | -5 | -16 | 2 | 2 | 10.2 | 10.2 | 7.8 | 5 | -0.4 | -6.4 | 9.8 | -3.7 | 6.7 | -4.4 | 15 | -0.6 | 5.6 | -6.7 | 13.3 | 0 | 11.7 | -2.2 | 25.6 | 12.8 | 15.2 | -8 | 15.6 | 2.8 | 10 | 10 | 24.4 | 11.1 | 13.9 | -2.2 | 2.8 | -5 | 15.6 | -3.9 | 12 | -7 | 14.3 | -10 | 22.8 | -3.9 | 12.8 | 3.3 | 12.6 | 2.2 | 13.1 | -8.9 | 6 | 1.5 | 7.2 | -4.4 | 11.1 | 1.1 | 18.3 | 10.6 | 11 | 9 | 14.4 | 5 | 13.3 | 5.6 | 7.8 | -6.7 | 8.9 | 3.3 | -1 | -7 | 17.8 | 8.9 | 14.4 | 0 | 15 | -1.1 | 20.8 | 18.4 | 18.3 | 1.7 | 15.6 | 0 | 27.8 | 18.9 | 25 | -11.1 | 18.3 | 6.1 | 25.6 | 14.4 | 15.6 | 1.7 | 15 | 3.9 | 13.3 | -2.8 | 10 | -3.9 | 10 | 2.8 | 12.2 | -0.6 | 1.7 | -2.2 | 6.5 | 0 | 10 | -3.5 | 16.5 | -2.2
5 | -2 | 5.6 | -5.6 | 18.5 | 16.3 | 22.6 | 15.5 | 12.2 | -3.2 | 28.1 | -9.7 | 9 | 3 | 30.6 | 1.1 | 17.2 | 11.7 | 15.6 | 5.6 | 13.9 | 12.2 | 22.8 | 6.1 | 11.7 | -3.3 | 17 | -1.9 | 25 | 16 | 28.3 | 10 | 28.3 | 22.2 | 18.3 | 0 | 27.8 | 17.8 | 17.2 | 2.2 | 28.9 | 12.8 | 3.3 | -6.9 | 11.1 | -10.6 | 15 | 2.8 | 11.7 | -4.4 | 27.8 | 7.8 | 9.4 | -3.9 | 25.6 | 20 | 27.2 | 22.2 | 6.7 | -10.6 | -3 | -15 | 2.2 | 2.2 | 11.1 | 11.1 | 7.8 | 2.8 | 1.1 | -7.2 | 11.1 | -4.4 | 8.3 | -3.9 | 15 | -0.6 | 5 | -4.4 | 14.1 | 0 | 12.8 | -2.3 | 26.1 | 12.8 | 16.5 | -7 | 16.7 | 3.3 | 10.6 | 10 | 25 | 11.1 | 15 | -1.7 | 3.3 | -2.2 | 16.7 | -3.3 | 13 | -6.8 | 16.1 | -12.2 | 23.9 | -3.3 | 13.3 | 3.3 | 15 | 2.8 | 15 | -9.4 | 5.6 | 1.1 | 7.2 | -2.2 | 12.2 | 1.7 | 18.3 | 10.4 | 9 | 8 | 17.2 | 4.4 | 15.6 | 5.6 | 8.3 | -7.2 | 10 | 1.7 | 0 | -8 | 18.9 | 9.4 | 15.6 | 0 | 16.5 | -0.6 | 20.6 | 18.9 | 19.4 | 0.6 | 15 | -2.2 | 28.9 | 17.2 | 25.6 | -8.3 | 18.9 | 5.6 | 27.2 | 14.4 | 16 | 1.3 | 15 | 3.9 | 15.6 | -2.2 | 11.1 | -3.3 | 10 | 2.8 | 12.8 | -1.1 | 1.7 | -2.2 | 6.7 | -0.6 | 10.5 | -3.2 | 17.4 | -3
4 | -1 | 5.6 | -5.6 | 18.7 | 16.5 | 21.8 | 14.7 | 13.9 | -1.7 | 29.4 | -8.3 | 8 | 1 | 31.1 | 0.5 | 17.2 | 11.7 | 16 | 8.3 | 13.9 | 12.2 | 21.3 | 8.6 | 12.2 | -5 | 17.2 | -1.7 | 24 | 16 | 28.9 | 10 | 27.8 | 18.3 | 18.7 | -0.1 | 28.3 | 17.8 | 17.8 | 1.7 | 28.9 | 13.3 | 4.5 | -6.2 | 12.2 | -8.3 | 14.4 | 4.4 | 12.8 | -4.4 | 29.4 | -3.3 | 10 | -3.2 | 26.7 | 20.6 | 26.7 | 21.7 | 8.3 | -11.1 | -4 | -13 | 2.2 | 2.1 | 10.7 | 10.7 | 7.8 | 1.7 | 2 | -6.5 | 12 | -3.7 | 7.2 | -3.9 | 16.7 | 0.6 | 7.2 | -3.9 | 14.8 | 0.2 | 13.9 | -3.4 | 27.2 | 11.1 | 17.8 | -7.8 | 18.9 | 0.6 | 10.6 | 9.4 | 24.4 | 11.1 | 16.1 | -1.1 | 3.9 | -2.8 | 17.8 | -3.9 | 13.9 | -7.2 | 16.7 | -10.6 | 24.4 | -2.8 | 15.6 | 2.8 | 15.9 | 3.4 | 15.4 | -7.2 | 5.8 | 0.7 | 6.7 | -4.4 | 13.3 | 0.6 | 18.3 | 10.4 | 8 | 7 | 18.3 | 4.4 | 16.1 | 5 | 8.9 | -6.1 | 10.6 | 1.1 | 0 | -10 | 18.3 | 8.9 | 16.7 | -0.6 | 17.9 | 0.1 | 19.8 | 18 | 19.4 | 0 | 15.6 | 0 | 27.8 | 17.8 | 25.6 | -11.1 | 19.4 | 2.8 | 27.8 | 14.4 | 16.3 | 0.4 | 15 | 4.4 | 17.2 | -2.2 | 11.7 | -2.8 | 10.6 | 3.9 | 13.3 | -2.2 | 1.7 | -2.2 | 6.7 | -0.2 | 11.1 | -2.8 | 18.3 | -4.4
4 | -1 | 2.8 | -1.7 | 18.9 | 16.7 | 21.1 | 13.9 | 13.3 | -2 | 29 | -6.2 | 9 | 2 | 31.7 | -1 | 17.2 | 11.7 | 16.3 | 10.2 | 13.9 | 11.1 | 19.8 | 10.5 | 12.2 | -4.4 | 14.1 | 2.7 | 23 | 17 | 28.3 | 9.4 | 27.2 | 18.9 | 19 | 0.1 | 28.9 | 17.2 | 18.3 | 0.6 | 28.9 | 15.6 | 5.6 | -6.7 | 12.8 | -9.4 | 13.9 | 4.4 | 13.3 | -5 | 28.3 | -3.9 | 10.5 | -2.8 | 26.1 | 20 | 26.1 | 21.7 | 8.3 | -7.2 | -3 | -12 | 2.2 | 1.8 | 10.4 | 10.4 | 7.8 | 1.7 | 3 | -6.4 | 13 | -3.7 | 6.7 | -3.3 | 17.8 | 0 | 7.2 | -3.9 | 15.6 | 0 | 15 | -5 | 26.1 | 12.2 | 18.2 | -6.4 | 19.4 | 1.1 | 10 | 10 | 23.9 | 11.3 | 17.2 | -1.1 | 5.6 | -3.9 | 18.9 | -3.9 | 13.3 | -5.6 | 17.2 | -9.4 | 24.4 | -3.3 | 15.6 | 1.1 | 16.9 | 3.9 | 15.7 | -6.4 | 5.9 | 0 | 7.8 | -6.7 | 13.9 | -1.1 | 18.3 | 10 | 8 | 6 | 19.4 | 3.9 | 16.7 | 4.4 | 9.4 | -6.7 | 10 | 1.1 | 0 | -11 | 18.9 | 9.4 | 17.2 | -1.1 | 19.4 | 0.6 | 19.1 | 17.1 | 21.1 | 0.6 | 16.1 | -3.9 | 27.8 | 17.8 | 26.7 | -10.6 | 19.4 | 2.8 | 27.8 | 13.9 | 16.7 | 0 | 14.4 | 2.8 | 17.2 | -1.7 | 12.2 | -3.9 | 11.1 | 2.8 | 13.3 | -1.1 | 1.1 | -1.7 | 6.7 | 0 | 10.4 | -1.4 | 18.3 | -3.9
4 | -1 | 3.3 | -2.8 | 18.9 | 16.5 | 20.2 | 13.2 | 12.8 | -2.3 | 28.7 | -6.5 | 9 | 3 | 32.2 | -1.7 | 16.7 | 12.2 | 16.7 | 12.2 | 14.4 | 10.6 | 18.3 | 11.7 | 10.6 | -1.7 | 10.9 | 4.6 | 22 | 17 | 28.3 | 8.3 | 27.2 | 18.9 | 19.4 | 0 | 28.3 | 18.3 | 18.9 | 0 | 27.8 | 15 | 5.8 | -6 | 13.3 | -7.8 | 13.9 | 5 | 13.9 | -4.4 | 28.3 | -4.4 | 11.1 | -3.3 | 26.1 | 20.6 | 26.7 | 21.7 | 8.3 | -7.8 | -2 | -11 | 2.2 | 1.7 | 10 | 10 | 6.7 | 1.1 | 3.9 | -7.8 | 13.9 | -4.4 | 6.7 | -0.6 | 18.3 | 0.6 | 8.3 | -4.4 | 16.1 | 1 | 14.6 | -4.1 | 27.2 | 11.1 | 18.5 | -5.5 | 20.6 | -2.2 | 9.4 | 8.9 | 23.3 | 11.1 | 17.2 | -0.6 | 6.1 | -7.2 | 19.4 | -3.3 | 12.8 | -5.1 | 17.8 | -10 | 23.9 | -2.2 | 15.6 | 1.1 | 17.8 | 4.4 | 16.1 | -6.1 | 6.1 | -0.6 | 8.9 | -6.7 | 14.4 | -0.6 | 17.4 | 9.8 | 7 | 6 | 21.1 | 5.6 | 17.2 | 3.9 | 9.4 | -7.8 | 10 | 0.6 | 0 | -11 | 18.9 | 8.9 | 17.8 | -1.7 | 18.5 | 1.1 | 18.3 | 16.1 | 20.6 | -1.1 | 16.1 | -2.2 | 26.7 | 17.2 | 26.7 | -10 | 19.4 | 0.6 | 27.8 | 13.9 | 16.7 | -0.1 | 10 | 4.4 | 17.8 | -1.7 | 12.8 | -3.9 | 11.1 | 2.2 | 13.9 | -0.6 | 1.7 | -1.7 | 6.7 | 0 | 9.6 | -1 | 18.3 | -3.9
4 | -1 | 3.3 | -4.4 | 18.9 | 16.3 | 19.2 | 12.5 | 12.2 | -3.3 | 28.3 | -6.1 | 8 | 2 | 29.2 | -0.1 | 16.7 | 12.8 | 15.4 | 11.6 | 13.3 | 10 | 15.7 | 11.3 | 10.6 | -0.6 | 7.8 | 5 | 21 | 18 | 27.2 | 9.4 | 26.7 | 21.1 | 18.7 | 0.3 | 27.2 | 18.3 | 18.9 | 1.1 | 26.7 | 13.3 | 5.9 | -5.9 | 13.3 | -8.3 | 13.3 | 5 | 13.3 | -5.6 | 27.8 | -5.6 | 10.2 | -3.4 | 23.9 | 20.6 | 26.7 | 21.7 | 9.4 | -11.1 | -3 | -11 | 2 | 1.1 | 9.6 | 9.6 | 6.1 | 1.1 | 3.2 | -4.8 | 13.2 | -3.9 | 6.1 | -1.1 | 17.8 | 0.6 | 7.8 | -5 | 16.7 | 1.6 | 14.3 | -4.4 | 26.7 | 10.6 | 18.9 | -6.1 | 19.4 | -2.2 | 9.4 | 9.4 | 20.9 | 11 | 16.1 | -1.1 | 6.1 | -9.4 | 20 | -2.8 | 12.2 | -5 | 14.8 | -8.3 | 24.4 | -3.3 | 13.3 | 1.7 | 16.1 | 4.5 | 14.4 | -3 | 5.2 | -0.2 | 8.3 | -8.3 | 15 | 0 | 16.5 | 9.5 | 6 | 4 | 20.6 | 6.1 | 16.7 | 3.3 | 9.4 | -7.2 | 8.9 | 0.6 | 0 | -12 | 17.2 | 8.9 | 17.2 | -1.7 | 17.6 | 1.6 | 18.7 | 16.9 | 17.8 | 0 | 15 | -4.4 | 25 | 17.8 | 26.7 | -10.6 | 19.4 | 0.6 | 26.1 | 15 | 16.7 | -0.4 | 10 | 5.6 | 17.2 | -1.7 | 11.1 | -3.9 | 10 | 1.1 | 13.3 | -2.2 | 2.2 | -1.1 | 6.1 | 0.2 | 8.9 | -0.6 | 18.3 | -4.4
4 | 0 | 3.3 | -5 | 18.9 | 16.1 | 18.3 | 11.7 | 9.6 | -2.9 | 25.9 | -5 | 8 | 3 | 26.3 | 0.1 | 15.6 | 13.3 | 14.1 | 10.7 | 12.2 | 9.4 | 13.2 | 10.9 | 8.3 | -1.1 | 7.1 | 3 | 21 | 18 | 25 | 13.3 | 26.1 | 19.4 | 17.9 | 1 | 25.6 | 17.2 | 17.8 | 3.3 | 25 | 15.6 | 6.1 | -6.7 | 12.8 | -6.7 | 11.7 | 4.4 | 12.8 | -3.9 | 22.8 | -5 | 9.2 | -4.2 | 23.3 | 20.6 | 25 | 21.1 | 8.3 | -8.3 | -3 | -10 | 1.9 | 0.6 | 9.3 | 9.3 | 6.1 | 1.1 | 2.4 | -3.5 | 12.4 | -3.8 | 5.6 | -1.1 | 16.7 | 0.6 | 7.2 | -3.3 | 17.2 | 2.2 | 13.9 | -5 | 25 | 11.1 | 17 | -4.8 | 17.8 | -0.6 | 9.4 | 9.4 | 18.5 | 10.6 | 15 | 0 | 5 | -10 | 19.4 | -1.7 | 11.1 | -4 | 11.9 | -7.6 | 22.8 | -3.9 | 12.2 | 2.2 | 14.5 | 4.2 | 12.8 | -1.7 | 4.2 | 0 | 7.8 | -8.9 | 13.9 | -0.6 | 15.6 | 8.9 | 4 | 2 | 18.9 | 5.6 | 15.6 | 3.3 | 8.9 | -6.7 | 8.9 | 1.1 | -1 | -10 | 16.1 | 9.4 | 17.2 | -1.7 | 16.7 | 1.7 | 19 | 17.5 | 16.7 | -0.6 | 14.4 | -2.2 | 24.4 | 18.3 | 25.6 | -11.1 | 18.9 | 2.2 | 24.4 | 15.6 | 16.7 | -0.6 | 8.3 | 5 | 16.7 | -1.7 | 8.9 | -3.3 | 8.9 | 2.2 | 11.1 | -1.1 | 2.8 | -0.6 | 5.6 | 0.5 | 7.2 | -0.4 | 17.2 | -3.6
3 | 0 | 3.3 | -5 | 18.7 | 16.2 | 16.6 | 10.9 | 7 | -3.1 | 23.5 | -5.8 | 7 | 3 | 23.3 | 0.6 | 15 | 12.8 | 12.8 | 10 | 11.7 | 8.9 | 10.6 | 10 | 7.2 | 0 | 6.3 | 0.4 | 19 | 18 | 20 | 13.9 | 25.6 | 20 | 17.2 | 1.1 | 23.3 | 17.2 | 16.1 | 5 | 23.3 | 16.1 | 4.4 | -5.5 | 11.1 | -6.1 | 10.6 | 5 | 10.6 | -3.3 | 21.7 | -4.4 | 8.3 | -5.6 | 22.8 | 20.6 | 24.4 | 21.7 | 6.1 | -10.6 | -4 | -12 | 1.7 | 0 | 8.9 | 8.9 | 5.6 | 1.7 | 1.7 | -2.8 | 11.7 | -4.4 | 3.9 | -3.3 | 13.3 | 0.6 | 5.6 | -3.9 | 16.1 | 3.2 | 13.7 | -4 | 22.2 | 10.6 | 15.2 | -5.1 | 15 | -1.7 | 8.9 | 8.9 | 16.1 | 10 | 11.1 | -0.6 | 4.4 | -9.4 | 18.3 | -2.8 | 10 | -3.5 | 8.9 | -9.4 | 21.1 | -5 | 12.2 | 2.2 | 12.8 | 3.9 | 11.1 | -0.6 | 3.3 | 0 | 5.6 | -8.3 | 11.1 | 1.1 | 15 | 8.7 | 3 | 1 | 15.6 | 5.6 | 13.9 | 2.8 | 7.2 | -6.1 | 8.3 | 1.1 | -1 | -10 | 15 | 8.9 | 14.4 | -0.6 | 14.3 | 2.8 | 19.4 | 18.3 | 16.1 | 0.6 | 12.2 | -3.3 | 22.8 | 18.3 | 23.3 | -12.2 | 16.7 | 3.9 | 22.8 | 14.4 | 14.7 | 0.1 | 8.3 | 4.4 | 12.2 | -1.7 | 6.7 | -3.9 | 7.2 | 1.7 | 7.8 | -1.7 | 3.3 | 0.6 | 5 | 0.6 | 5.6 | -0.6 | 16.1 | -3
3 | 0 | 2.2 | -5 | 18.5 | 16.1 | 15 | 10.2 | 4.4 | -4.4 | 21.1 | -6.1 | 7 | 3 | 21.1 | 4.7 | 15 | 13.3 | 11.9 | 9.7 | 11.7 | 8.3 | 10.2 | 9.8 | 5 | 1.1 | 5.6 | -2.2 | 19 | 18 | 16.1 | 13.9 | 25 | 20.6 | 15.4 | 3.9 | 23.3 | 17.2 | 14.4 | 3.9 | 23.3 | 16.1 | 2.8 | -4.9 | 8.3 | -6.1 | 8.3 | 5.6 | 7.8 | -2.2 | 20 | 0 | 7.8 | -3.8 | 22.2 | 20.6 | 23.9 | 21.7 | 3.9 | -1.7 | -5 | -12 | 1.5 | 0.2 | 8.5 | 8.2 | 5 | 2.2 | 0.2 | -3.4 | 9.7 | -3.5 | 2.8 | -3.9 | 11.7 | 0 | 3.9 | -3.3 | 15 | 3.5 | 13.5 | -3.7 | 21.1 | 10 | 13.3 | -6.1 | 14.4 | -2.8 | 8.9 | 8.9 | 15.7 | 10.3 | 9.4 | -0.6 | 1.7 | -7.2 | 16.7 | -2.2 | 8.9 | -3.9 | 6.5 | -8.7 | 18.9 | -5.6 | 12.2 | 2.8 | 10.6 | 4.1 | 11.3 | -2.2 | 2.8 | -0.1 | 4.4 | -7.8 | 8.3 | 1.1 | 14.5 | 8.3 | 3 | 1 | 13.9 | 5.6 | 12.8 | 1.1 | 6.1 | -3.9 | 7.8 | 0 | -2 | -11 | 13.3 | 8.9 | 12.8 | 0.6 | 11.8 | 2.8 | 19.2 | 17.9 | 15 | 1.7 | 7.8 | -2.2 | 22.8 | 18.9 | 22.2 | -8.9 | 16.7 | 1.7 | 21.1 | 16.7 | 12.6 | 0.7 | 7.8 | 3.3 | 11.1 | -1.7 | 5 | -3.3 | 6.7 | 0.6 | 7.8 | -2.2 | 3.9 | 1.1 | 5 | 0.5 | 3.9 | -1.1 | 15 | -3.3
2 | 0 | 0 | -5 | 18.3 | 16.1 | 13.3 | 9.4 | 2.4 | -3.3 | 19.3 | -3.7 | 7 | 3 | 18.9 | 7.1 | 14.4 | 12.8 | 10.9 | 9.4 | 11.1 | 7.8 | 9.8 | 9.7 | 6.1 | -0.6 | 5.2 | -3 | 18 | 18 | 16.1 | 13.9 | 25 | 21.1 | 13.5 | 5.2 | 22.8 | 17.2 | 13.3 | 3.9 | 23.3 | 16.1 | 1.1 | -5.6 | 5.6 | -6.7 | 9.4 | 5.6 | 7.2 | -2.8 | 18.3 | -0.6 | 7.2 | -3.2 | 21.1 | 20.6 | 23.3 | 22.2 | 4.4 | -3.9 | -6 | -13 | 1.3 | 0.4 | 8.2 | 7.5 | 5 | 2.2 | -1.3 | -4.9 | 7.6 | -3.2 | 1.7 | -5.6 | 7.8 | -1.1 | 3.3 | -4.4 | 13.9 | 3.9 | 13.3 | -3.9 | 20 | 10.6 | 12.8 | -5.5 | 13.3 | -2.2 | 8.9 | 8.9 | 15.4 | 10.4 | 10 | -0.6 | 1.1 | -6.7 | 13.9 | -1.1 | 8.5 | -3 | 4.1 | -9.9 | 17.8 | -5.6 | 11.1 | 3.3 | 8.3 | 3.8 | 11.5 | -3.7 | 2.2 | -0.3 | 4.4 | -7.2 | 8.9 | -2.2 | 13.9 | 7.8 | 3 | 1 | 11.1 | 5.6 | 10 | 2.2 | 5 | -5 | 6.7 | 0 | -4 | -11 | 12.8 | 8.3 | 7.8 | 2.8 | 9.4 | 2.8 | 19.1 | 17.6 | 12.2 | 3.3 | 6.1 | -2.2 | 22.2 | 18.9 | 21.7 | -8.9 | 16.1 | 1.1 | 20.6 | 17.2 | 10.6 | 0.6 | 7.8 | 2.8 | 8.3 | -1.7 | 2.8 | -3.9 | 6.1 | 1.7 | 7.2 | -3.3 | 4.4 | 1.7 | 5 | 0.5 | 4.1 | -1.8 | 14.6 | -2.1
2 | 0 | 0.6 | -5 | 18.1 | 15.9 | 12.9 | 9 | 0.3 | -3.3 | 17.4 | -3 | 6 | 3 | 16.7 | 8.3 | 14.4 | 12.2 | 10 | 8.9 | 10.6 | 7.8 | 9.4 | 9.4 | 4.4 | 0 | 4.8 | -4 | 19 | 18 | 15 | 13.9 | 25 | 21.1 | 11.7 | 6.1 | 20 | 17.8 | 12.2 | 4.4 | 22.8 | 16.1 | 0.7 | -4.7 | 6.1 | -7.2 | 9.4 | 5.6 | 6.1 | -3.9 | 15.6 | -1.1 | 6.7 | -2.8 | 21.1 | 20.6 | 23.3 | 22.2 | 3.3 | -4.4 | -6 | -12 | 1.1 | 0.6 | 7.8 | 6.7 | 5 | 1.7 | -2.8 | -6.7 | 5.6 | -3.9 | -0.6 | -5 | 7.8 | -1.1 | 2.2 | -3.3 | 12.8 | 4.3 | 11.8 | 0.8 | 19.4 | 11.7 | 12.2 | -5.5 | 10.6 | -0.6 | 8.9 | 8.9 | 15 | 10.6 | 10.6 | 1.1 | -3.3 | -7.2 | 13.3 | -1.7 | 8.2 | -2.4 | 1.7 | -12.2 | 15.6 | -5 | 11.1 | 3.3 | 6.1 | 3.3 | 11.7 | -6.7 | 1.7 | -0.6 | 3.9 | -7.8 | 8.3 | -1.1 | 13.7 | 7.5 | 2 | 0 | 10 | 5 | 10 | 2.2 | 4.4 | -5.6 | 6.7 | 0.6 | -3 | -11 | 11.1 | 7.8 | 6.7 | 2.2 | 8.5 | 2.7 | 18.9 | 17.2 | 11.1 | 3.9 | 5.6 | -1.7 | 21.1 | 18.9 | 20.6 | -8.3 | 12.2 | 1.7 | 20.6 | 17.2 | 8.5 | 1.4 | 6.7 | 3.3 | 5 | -0.6 | 1.7 | -3.9 | 5.6 | 0.6 | 6.7 | -3.9 | 5 | 2.8 | 5 | 0.6 | 4.2 | -2.7 | 14.3 | -1.2
2 | 0 | -0.6 | -5 | 18 | 15.8 | 12.6 | 8.7 | -1.7 | -3.9 | 15.6 | -2.8 | 6 | 3 | 15.2 | 8.5 | 14.4 | 11.7 | 9.4 | 8.4 | 11.1 | 7.8 | 9.2 | 9.2 | 3.3 | -0.6 | 4.4 | -6.1 | 19 | 19 | 15.6 | 13.9 | 24.4 | 20 | 10.6 | 7.1 | 18.9 | 17.2 | 12.2 | 4.4 | 22.8 | 15.6 | 0.4 | -4.6 | 3.9 | -7.2 | 8.9 | 6.1 | 5.6 | -3.9 | 14.4 | -1.7 | 5.8 | -2.2 | 20 | 20 | 22.8 | 21.7 | 2.2 | -1.7 | -7 | -12 | 0.7 | 0.2 | 7.2 | 6.2 | 4.4 | 1.7 | -3.9 | -6.6 | 5.2 | -3 | 0 | -5 | 7.8 | -1.1 | 1.7 | -3.3 | 11.7 | 4.5 | 10.4 | 3.7 | 18.9 | 12.8 | 11.7 | -6.7 | 9.4 | -1.1 | 8.9 | 8.9 | 14.6 | 10.6 | 8.3 | 2.2 | -2.2 | -7.2 | 12.2 | 0 | 7.8 | -2.2 | 1.5 | -10.7 | 15.6 | -3.9 | 10 | 2.8 | 5.5 | 2.7 | 11.1 | -4.8 | 1.1 | -0.4 | 2.8 | -7.2 | 7.8 | 0.6 | 13.5 | 7.1 | 2 | 0 | 10 | 5 | 9.4 | 1.7 | 3.3 | -4.4 | 6.1 | 1.1 | -3 | -10 | 11.1 | 7.8 | 5 | 2.8 | 7.6 | 2.9 | 18.7 | 17 | 10.6 | 4.4 | 5.6 | -2.8 | 21.1 | 19.4 | 20.6 | -10.6 | 11.1 | 3.9 | 20.6 | 17.8 | 6.5 | 1.6 | 6.7 | 3.3 | 5 | -0.6 | 0 | -3.9 | 4.4 | 0.6 | 5.6 | -3.9 | 4.4 | 2.8 | 4.1 | 0.8 | 4.4 | -4.4 | 13.9 | -0.6
3 | -1 | -1.1 | -5 | 17.8 | 15.6 | 12.2 | 8.3 | -2.1 | -3.9 | 14.3 | -2.3 | 6 | 3 | 13.7 | 8.2 | 14.4 | 11.7 | 8.9 | 7.9 | 11.1 | 8.3 | 8.8 | 8.8 | 2.2 | -2.2 | 3.9 | -4.9 | 18 | 18 | 13.9 | 13.3 | 23.3 | 20.6 | 9.4 | 7.9 | 20.6 | 18.3 | 12.2 | 3.9 | 23.3 | 15.6 | 0 | -5 | 1.7 | -7.2 | 8.3 | 6.7 | 5 | -3.9 | 14.4 | -1.7 | 4.8 | -2.4 | 20 | 20 | 22.8 | 21.7 | 1.7 | -1.7 | -7 | -12 | 0.4 | -0.2 | 6.7 | 5.7 | 3.3 | 1.1 | -5 | -7 | 4.8 | -2.6 | -1.7 | -5.6 | 3.3 | -2.8 | 1.1 | -3.9 | 10.6 | 4.4 | 8.9 | 5.6 | 18.3 | 11.7 | 11.1 | -6.4 | 8.3 | 0 | 8.9 | 8.9 | 14.3 | 10.6 | 8.3 | 2.2 | -3.3 | -7.2 | 12.8 | 0.6 | 6.3 | -2.5 | 1.3 | -10.8 | 13.9 | -3.9 | 10.6 | 2.2 | 5 | 2.2 | 10.6 | -4.1 | 0.6 | -0.5 | 2.8 | -7.2 | 7.2 | 0 | 13.3 | 6.7 | 1 | -1 | 9.4 | 4.4 | 8.3 | 1.1 | 2.8 | -4.4 | 5 | 0.6 | -5 | -11 | 10 | 7.8 | 3.3 | 2.2 | 6.7 | 2.8 | 18.5 | 16.9 | 8.9 | 6.1 | 4.4 | -2.8 | 20.6 | 19.4 | 20 | -10.6 | 11.1 | 4.4 | 21.1 | 17.8 | 4.4 | 1.7 | 6.7 | 3.9 | 6.1 | -1.1 | 0.6 | -3.9 | 3.9 | 1.1 | 3.3 | -2.8 | 5 | 3.3 | 3.1 | 1 | 4 | -3.5 | 12.8 | -0.4
2 | -1 | -1.1 | -4.4 | 17.1 | 15.1 | 11.8 | 8.3 | -2.4 | -4 | 13 | -2.2 | 5 | 2 | 12.2 | 7.8 | 13.9 | 12.2 | 8.3 | 7.2 | 10.6 | 8.3 | 8.7 | 8.7 | 1.7 | -3.3 | 3.3 | -5 | 18 | 18 | 12.8 | 12.2 | 21.7 | 20 | 8.3 | 8.3 | 19.4 | 17.8 | 10.6 | 5 | 22.8 | 15 | -0.2 | -4.5 | 1.7 | -7.2 | 8.3 | 7.2 | 5 | -4.4 | 11.1 | -2.8 | 3.9 | -2.8 | 20 | 20 | 22.8 | 21.7 | 2.2 | -2.8 | -7 | -12 | 0 | -0.5 | 6.1 | 5 | 2.8 | 1.1 | -6.1 | -7.8 | 4.4 | -2.8 | -2.2 | -6.1 | 1.7 | -2.8 | 1.1 | -3.9 | 9.3 | 4.7 | 8.3 | 5.3 | 16.7 | 11.7 | 10.6 | -6.3 | 7.8 | 0.6 | 8.9 | 8.3 | 13.9 | 10.6 | 7.2 | 1.1 | -5 | -7.2 | 11.1 | 0 | 4.8 | -2.9 | 1.1 | -12.2 | 11.7 | -4.4 | 9.4 | 3.3 | 4.4 | 1.7 | 10 | -3.9 | 0 | -0.6 | 2.2 | -6.7 | 6.1 | -0.6 | 13.5 | 6.4 | 1 | -1 | 7.8 | 4.4 | 8.3 | 1.7 | 2.2 | -3.9 | 4.4 | 0.6 | -5 | -11 | 8.9 | 7.2 | 3.3 | 2.2 | 6.9 | 2.8 | 18.3 | 16.7 | 8.3 | 6.1 | 3.3 | -3.3 | 22.2 | 20.6 | 18.9 | -12.8 | 10 | 4.4 | 21.1 | 17.8 | 4 | 1.4 | 6.7 | 1.1 | 5.6 | -1.1 | -1.1 | -4.4 | 3.3 | 0.6 | 4.4 | -3.3 | 5.6 | 4.4 | 2.2 | 1.1 | 3.7 | -3.1 | 11.7 | -0.4
1 | 0 | 0 | -3.3 | 16.3 | 14.5 | 11.5 | 8.4 | -2.8 | -4.4 | 11.7 | -2.8 | 5 | 2 | 12.2 | 8.5 | 12.8 | 10.6 | 7.4 | 6.5 | 10.6 | 7.8 | 8.6 | 8.6 | 2.8 | -4.4 | 2.8 | -5.6 | 18 | 18 | 13.3 | 12.2 | 21.1 | 19.4 | 7.4 | 7.4 | 18.3 | 16.7 | 11.7 | 3.3 | 22.8 | 15.6 | -0.4 | -4.5 | 0.6 | -6.7 | 7.8 | 6.7 | 5 | -4.4 | 11.1 | -3.3 | 3.9 | -2 | 20.6 | 20 | 22.8 | 21.7 | 1.1 | -2.8 | -7 | -13 | -1.1 | -1.1 | 5.5 | 4.5 | 1.7 | 0.6 | -6.8 | -8.3 | 2.7 | -2 | -3.9 | -6.7 | 1.1 | -2.8 | 0.6 | -3.9 | 8 | 4.6 | 7.8 | 4.9 | 15 | 11.7 | 10 | -7.8 | 3.9 | -0.6 | 8.9 | 8.3 | 13.7 | 10.5 | 6.1 | 0.6 | -3.9 | -6.7 | 8.9 | 0.6 | 3.3 | -3.9 | 0.4 | -10.9 | 13.3 | -5.6 | 7.2 | 3.9 | 4.6 | 1.6 | 9.3 | -4.1 | 0 | -0.5 | 2.2 | -6.7 | 8.3 | 0.6 | 13.7 | 5.9 | 1 | -2 | 5.6 | 3.3 | 7.8 | 2.2 | 1.7 | -3.9 | 3.9 | 1.1 | -3 | -11 | 8.3 | 7.2 | 2.8 | 1.7 | 7 | 2.9 | 17.9 | 16.3 | 7.8 | 6.7 | 1.7 | -3.3 | 22.2 | 20.6 | 18.3 | -11.7 | 10 | 3.9 | 20.6 | 17.8 | 3.7 | 1.4 | 6.1 | 1.1 | 5 | -0.6 | -1.7 | -4.4 | 2.8 | 0 | 2.2 | -2.2 | 5 | 3.9 | 1.8 | 0.6 | 3.3 | -3.3 | 10.6 | -0.6
3 | -1 | 0 | -5.6 | 15.6 | 13.9 | 11.1 | 8.3 | -3 | -4.4 | 10.9 | -2.5 | 5 | 2 | 12.2 | 8.9 | 12.2 | 10.6 | 6.5 | 5.8 | 9.4 | 7.2 | 8.4 | 8.4 | 1.1 | -4.4 | 2.4 | -4.8 | 19 | 18 | 12.2 | 11.1 | 19.4 | 13.3 | 6.5 | 6.5 | 18.3 | 16.7 | 10 | 5 | 22.2 | 13.9 | -0.6 | -5 | 0 | -6.1 | 7.2 | 6.7 | 4.4 | -4.4 | 8.9 | -3.9 | 3.9 | -1.8 | 20.6 | 20.6 | 22.2 | 21.7 | 1.1 | -2.8 | -7 | -13 | -2.2 | -2.2 | 5 | 4 | 1.1 | 0 | -7.6 | -9.1 | 1.1 | -1.9 | -5.6 | -8.9 | -1.1 | -3.9 | -0.6 | -3.9 | 6.7 | 4.4 | 7.2 | 4.4 | 15 | 11.7 | 9.6 | -7.1 | 5 | -1.1 | 12.2 | 3.9 | 13.5 | 10.5 | 5.6 | 1.1 | -3.9 | -6.7 | 8.9 | -0.6 | 2.8 | -3.3 | -0.4 | -11.6 | 12.8 | -6.1 | 8.3 | 3.3 | 4.8 | 1.6 | 8.5 | -5.1 | 0 | -0.5 | 2.2 | -6.7 | 7.2 | 3.3 | 13.9 | 5.6 | 0 | -3 | 5 | 2.8 | 5 | 3.3 | 1.1 | -3.3 | 3.9 | 0.6 | -4 | -10 | 7.8 | 7.2 | 1.7 | 1.1 | 7.2 | 2.8 | 17.6 | 16 | 7.8 | 6.7 | 1.1 | -3.3 | 21.7 | 20 | 17.8 | -11.1 | 8.9 | 3.3 | 20.6 | 18.3 | 3.3 | 1.1 | 5.6 | 1.1 | 5.6 | 0.6 | -1.7 | -5 | 2.2 | 0.6 | 2.2 | -2.2 | 5.6 | 4.4 | 1.5 | 0.3 | 3.3 | -2.5 | 10.2 | 0.5
1 | 0 | -0.6 | -5.6 | 15.4 | 13.8 | 10.9 | 8.3 | -3.1 | -4.2 | 10.2 | -2.2 | 4 | 2 | 12.2 | 9.4 | 12.2 | 10 | 5.6 | 5 | 9.4 | 7.2 | 8.2 | 8.2 | 1.7 | -4.4 | 2.1 | -4.7 | 19 | 18 | 11.7 | 10.6 | 18.3 | 12.2 | 5.6 | 5.6 | 17.2 | 16.1 | 10 | 5 | 22.8 | 13.9 | -1 | -4.6 | -2.2 | -6.7 | 7.2 | 6.1 | 4.4 | -3.9 | 8.9 | -3.9 | 3.9 | -1.7 | 20.6 | 20.6 | 22.8 | 21.7 | 0.6 | -2.8 | -8 | -13 | -3.3 | -3.3 | 4.4 | 3.3 | 1.1 | 0 | -8.3 | -10 | -0.6 | -2.2 | -5.6 | -6.7 | 1.1 | -2.8 | -0.6 | -3.9 | 5.8 | 3.8 | 7.4 | 4.2 | 15 | 11.7 | 9.3 | -6.9 | 5.6 | -1.1 | 7.8 | 2.8 | 13.3 | 10.6 | 5.6 | 1.1 | -2.8 | -5.6 | 7.2 | 0.6 | 2.2 | -3.4 | -1.1 | -13.3 | 12.8 | -6.7 | 6.7 | 3.9 | 5 | 1.7 | 7.8 | -6.7 | 0 | -0.6 | 1.7 | -6.7 | 6.7 | 1.1 | 13.9 | 5.6 | 0 | -4 | 5 | 3.3 | 5 | 2.8 | 1.1 | -3.3 | 1.7 | 0 | -3 | -10 | 6.7 | 6.1 | 1.7 | 1.1 | 6.7 | 2.8 | 17.2 | 15.6 | 7.2 | 6.1 | 1.7 | -3.9 | 22.2 | 20.6 | 15.6 | -11.1 | 10 | 3.3 | 17.8 | 16.7 | 2.6 | 0.8 | 4.4 | 1.1 | 3.9 | 0 | -1.7 | -4.4 | 2.8 | 0.6 | 2.2 | -1.7 | 5.6 | 4.4 | 1.1 | 0 | 3.3 | -2.3 | 9.8 | 1.4
0 | -1 | -1.1 | -5.6 | 15.2 | 13.6 | 10.8 | 8.4 | -3.3 | -4.4 | 9.4 | -2.8 | 2 | 1 | 12.2 | 9.4 | 12.2 | 10 | 5.8 | 5.4 | 9.4 | 7.2 | 8.1 | 8.1 | 0.6 | -3.3 | 1.7 | -5.6 | 19 | 18 | 11.1 | 11.1 | 17.8 | 11.1 | 5.2 | 5.2 | 17.8 | 16.7 | 10 | 3.9 | 21.7 | 13.3 | -1.3 | -4.6 | -2.8 | -7.2 | 7.8 | 6.7 | 3.3 | -3.9 | 8.3 | -3.9 | 4.1 | -1.3 | 20.6 | 20.6 | 22.8 | 21.7 | 1.1 | -3.3 | -7 | -13 | -2.8 | -2.8 | 4.8 | 3.6 | 0 | -1.1 | -8.5 | -9.9 | -0.8 | -2.2 | -6.7 | -7.8 | -2.2 | -5 | -0.6 | -3.9 | 4.8 | 3 | 7.6 | 3.8 | 16.1 | 11.7 | 8.9 | -8.3 | 3.3 | -1.7 | 4.4 | -1.1 | 13.3 | 10.7 | 5 | 1.1 | -3.9 | -6.7 | 6.1 | 0.6 | 1.7 | -3.9 | 0.2 | -11.4 | 11.7 | -6.7 | 7.2 | 3.3 | 4.6 | 1.3 | 7.6 | -6.4 | -0.4 | -0.9 | 1.1 | -6.7 | 6.1 | 1.1 | 13.9 | 5.6 | -1 | -5 | 3.3 | 2.2 | 4.4 | 2.8 | 0.6 | -3.3 | 2.2 | 0 | -4 | -10 | 6.1 | 5 | 0.6 | 0.6 | 6.1 | 2.4 | 16.8 | 15.2 | 6.7 | 5.6 | 1.7 | -4.4 | 22.2 | 20 | 14.4 | -11.1 | 8.9 | 3.3 | 17.8 | 16.7 | 1.8 | 0.3 | 4.4 | 1.1 | 3.9 | 0.6 | -2.8 | -5 | 2.8 | 0.6 | 2.2 | -1.1 | 5.6 | 3.9 | 0.9 | -0.1 | 3.3 | -2.2 | 9.4 | 2.2
-1 | -2 | -1.1 | -7.2 | 15 | 13.3 | 10.6 | 8.3 | -1.1 | -2.6 | 10.9 | -1.9 | 2 | 1 | 12.2 | 9.4 | 11.7 | 10 | 5.9 | 5.8 | 9.4 | 7.2 | 8 | 8 | -0.6 | -4.4 | 2.6 | -4.5 | 19 | 18 | 11.7 | 10.6 | 17.2 | 11.1 | 4.8 | 4.8 | 18.3 | 16.7 | 9.4 | 3.9 | 22.2 | 14.4 | -1.7 | -5 | -2.8 | -7.2 | 7.8 | 7.2 | 1.7 | -3.9 | 7.2 | -2.8 | 4.2 | -1 | 21.1 | 20.6 | 20 | 16.7 | 1.1 | -1.7 | -7 | -12 | -2.2 | -2.4 | 5.2 | 3.7 | 1.1 | 0 | -8.7 | -10.1 | -0.9 | -2.3 | -6.7 | -7.8 | -1.7 | -3.9 | -1.1 | -4.4 | 3.9 | 2.2 | 7.8 | 3.3 | 15.6 | 12.8 | 10 | -6.8 | 3.9 | -1.1 | 2.8 | -3.9 | 13.3 | 11 | 3.9 | 0.6 | -2.2 | -5.6 | 5 | 1.1 | 3.5 | -2.7 | 1.5 | -10.7 | 12.2 | -5.6 | 6.7 | 3.3 | 4.3 | 1 | 7.4 | -6.9 | -0.7 | -1.2 | 1.1 | -6.7 | 5 | 0 | 13.9 | 5.6 | -1 | -4 | 3.9 | 2.8 | 4.4 | 2.2 | 0 | -3.3 | 2.8 | 0.6 | -2 | -10 | 7.2 | 6.1 | 0.6 | 0.6 | 5.6 | 2.2 | 16.5 | 14.9 | 6.1 | 4.4 | 0 | -3.9 | 21.7 | 19.4 | 15 | -10.6 | 8.9 | 3.9 | 17.2 | 16.7 | 1.1 | 0 | 4.4 | 1.1 | 4.4 | 1.1 | -1.7 | -4.4 | 2.8 | 0.6 | 1.1 | -0.6 | 5 | 3.3 | 0.8 | 0.1 | 3.7 | -2.4 | 9.2 | 1.8
-1 | -2 | -1.7 | -7.2 | 15.2 | 13.4 | 10.8 | 8.4 | 1.1 | -1.3 | 12.4 | -2 | 3 | 1 | 12.2 | 9.4 | 12.8 | 11.1 | 6.1 | 6.1 | 10 | 6.1 | 7.8 | 7.8 | 5 | -2.8 | 3.5 | -4.1 | 19 | 18 | 12.2 | 11.1 | 16.1 | 10.6 | 4.4 | 4.4 | 18.3 | 16.7 | 8.3 | 3.9 | 22.2 | 13.3 | 0 | -3.8 | -1.1 | -7.2 | 8.3 | 7.8 | 2.8 | -4.4 | 6.7 | -1.1 | 4.4 | -1.1 | 21.1 | 20.6 | 19.4 | 15 | 2.2 | -1.1 | -7 | -12 | -1.7 | -2.8 | 5.6 | 3.9 | 1.1 | 0 | -8.9 | -10.6 | -1.1 | -2.8 | -5.6 | -7.2 | 2.8 | -1.1 | 0 | -3.9 | 7.2 | 2.5 | 9.3 | 3.5 | 15 | 13.9 | 11.1 | -6.8 | 6.1 | -1.7 | 0.6 | -5 | 13.3 | 11.1 | 6.7 | 2.8 | -1.1 | -5 | 5 | 1.1 | 5.4 | -1.9 | 2.8 | -11.7 | 13.9 | -3.3 | 7.2 | 3.9 | 3.9 | 0.6 | 7.2 | -8.3 | -1.1 | -1.7 | 2.8 | -6.1 | 6.1 | 2.2 | 13.9 | 5.8 | 0 | -5 | 5 | 3.9 | 6.1 | 3.9 | 1.1 | -2.8 | 2.8 | 0.6 | -2 | -11 | 8.3 | 7.2 | 1.1 | 0.6 | 6.5 | 2.6 | 16.1 | 14.4 | 5.6 | 3.9 | 1.1 | -2.8 | 22.2 | 20 | 15.6 | -10.6 | 8.3 | 3.9 | 17.2 | 16.1 | 5.7 | 2.3 | 4.4 | 1.1 | 6.1 | 2.8 | 1.1 | -3.9 | 3.3 | 0.6 | 5 | 0 | 5.6 | 3.9 | 0.6 | 0 | 4 | -2.9 | 9.1 | 1.7
-1 | -1 | -1.1 | -7.8 | 15.4 | 13.5 | 10.9 | 8.3 | 3.3 | 0 | 13.9 | -2.2 | 5 | 2 | 14.1 | 9.6 | 15 | 11.7 | 8.1 | 7.2 | 11.7 | 5.6 | 8.5 | 7.9 | 10.6 | -2.8 | 4.4 | -4.4 | 21 | 18 | 18.3 | 13.9 | 16.1 | 4.4 | 9 | 5 | 20.6 | 18.3 | 11.7 | 5 | 23.9 | 14.4 | 1.6 | -3.4 | 3.3 | -5.6 | 10 | 8.9 | 5.6 | -2.2 | 12.2 | 3.3 | 5.2 | 0.5 | 21.7 | 21.1 | 18.9 | 10 | 3.3 | 0 | -6 | -12 | -0.9 | -2.8 | 6.1 | 3.1 | 2.8 | 0.6 | -6.3 | -8.7 | 2.4 | -1.2 | -1.7 | -7.2 | 7.2 | 1.7 | 2.2 | -3.3 | 10.6 | 1.7 | 10.7 | 3.3 | 15 | 14.4 | 12.2 | -7.2 | 10 | 0.6 | 0.6 | -5 | 14.2 | 11.6 | 8.9 | 3.9 | 1.7 | -3.9 | 8.3 | 0 | 7.2 | -1.7 | 7.1 | -9.5 | 17.8 | 1.1 | 8.3 | 2.2 | 3.3 | 1.2 | 9.1 | -7.5 | -1.1 | -2.8 | 6.7 | -4.4 | 9.4 | 2.8 | 13.9 | 6.1 | 1 | -4 | 7.8 | 5 | 7.8 | 3.9 | 3.9 | -1.1 | 3.3 | 0.6 | -2 | -10 | 11.1 | 8.9 | 6.7 | 5 | 7.4 | 3.1 | 15.9 | 13.4 | 5.6 | 3.3 | 6.1 | -0.6 | 23.9 | 20.6 | 17.8 | -11.1 | 13.3 | 6.1 | 17.2 | 16.7 | 10.4 | 4.3 | 4.4 | 1.1 | 7.8 | 2.8 | 5.6 | -1.7 | 4.4 | 1.7 | 7.2 | 0.6 | 6.1 | 3.9 | 1.5 | 0 | 4.4 | -3.9 | 8.9 | 1.1
0 | 0 | 0 | -7.8 | 15.6 | 13.3 | 11.1 | 8.3 | 5.7 | -0.9 | 17.4 | -1.6 | 6 | 2 | 15.9 | 9.4 | 16.1 | 10.6 | 10.2 | 8.5 | 13.3 | 6.1 | 9.3 | 8.3 | 13.9 | -0.6 | 5.7 | -3.9 | 22 | 18 | 23.3 | 16.1 | 17.8 | 1.7 | 13.7 | 4.3 | 22.8 | 18.3 | 15.6 | 4.4 | 26.7 | 13.9 | 3.3 | -3.3 | 6.7 | -4.4 | 10.6 | 10 | 8.3 | -1.7 | 15 | 5.6 | 5.9 | 2 | 22.8 | 20.6 | 18.3 | 10 | 5 | 0.6 | -5 | -10 | -0.2 | -3 | 6.7 | 2.2 | 4.4 | 1.1 | -3.7 | -7.4 | 5.9 | -0.5 | 0.6 | -6.1 | 9.4 | 2.2 | 5.6 | -1.7 | 13.9 | -0.6 | 12.2 | 2.8 | 16.7 | 15.6 | 14.6 | -6.1 | 10.6 | 0 | 0.6 | -6.7 | 15.2 | 12 | 13.9 | 6.7 | 1.7 | -3.9 | 12.8 | 1.7 | 8.7 | -1.7 | 11.3 | -9.7 | 18.3 | 1.7 | 10 | 2.2 | 2.8 | 1.8 | 10.9 | -7.4 | -1.1 | -4.1 | 10.6 | -5 | 10.6 | 2.8 | 13.9 | 6.1 | 2 | -3 | 10.6 | 6.1 | 10.6 | 4.4 | 6.7 | -5.6 | 4.4 | 0 | -1 | -11 | 15 | 10.6 | 12.8 | 2.8 | 8.3 | 3.3 | 15.8 | 12.4 | 5 | 3.3 | 10 | -1.7 | 25 | 19.4 | 18.9 | -7.2 | 16.7 | 5.6 | 15.6 | 14.4 | 15 | 5.6 | 5.6 | 1.7 | 11.1 | 3.3 | 8.3 | -1.1 | 6.1 | 1.7 | 10 | 0.6 | 7.2 | 4.4 | 2.4 | 0.1 | 5 | -3.6 | 11.1 | 0.5
2 | -2 | 1.1 | -6.7 | 16.3 | 13.4 | 12.4 | 8.9 | 8.2 | -2.4 | 20.9 | -1.4 | 6 | 2 | 17.8 | 8.9 | 18.3 | 10 | 12.2 | 9.4 | 14.4 | 5 | 10 | 8.3 | 17.2 | -4.4 | 7 | -4.5 | 21 | 18 | 26.7 | 15 | 18.3 | 2.8 | 18.3 | 0 | 25 | 18.9 | 18.3 | 3.3 | 25.6 | 15 | 6.3 | -1.8 | 8.9 | -6.1 | 11.7 | 11.1 | 10.6 | -2.8 | 17.8 | 5.6 | 6.7 | 3.3 | 23.3 | 20 | 20 | 8.9 | 5.6 | 1.1 | -3 | -10 | 0.6 | -3.9 | 7.2 | 1.1 | 5.6 | 1.1 | -1.1 | -6.7 | 9.4 | -0.6 | 1.7 | -5.6 | 12.2 | 2.8 | 7.2 | -0.6 | 15.7 | -0.5 | 13.3 | 2.5 | 16.1 | 15 | 17 | -5.4 | 15 | -0.6 | 0.6 | -6.7 | 16.1 | 12.2 | 14.4 | 5 | 2.2 | -2.8 | 16.1 | 2.2 | 10.2 | -1.9 | 15.6 | -12.8 | 19.4 | 2.2 | 12.8 | 1.7 | 2.2 | 2.2 | 12.8 | -8.9 | -1.1 | -6.1 | 12.2 | -3.9 | 13.9 | 4.4 | 14.5 | 6.6 | 4 | -3 | 12.8 | 6.7 | 12.2 | 5 | 7.8 | -6.1 | 5.6 | -0.6 | 1 | -10 | 17.2 | 10.6 | 15.6 | 2.2 | 10.5 | 3.8 | 15.6 | 11.1 | 5 | 3.3 | 13.3 | -3.3 | 26.7 | 19.4 | 20.6 | -7.8 | 19.4 | 6.1 | 13.9 | 12.2 | 17 | 6.2 | 6.1 | 1.7 | 15 | 3.3 | 10.6 | -0.6 | 7.2 | 1.7 | 11.7 | 0 | 8.3 | 4.4 | 3.3 | 0 | 5.5 | -3.6 | 13.4 | -0.9
2 | 0 | 1.7 | -7.2 | 17.1 | 13.5 | 13.7 | 9.6 | 10.6 | -6.7 | 24.4 | -3.3 | 7 | 3 | 17.6 | 9 | 17.2 | 12.2 | 14.1 | 9.4 | 14.4 | 6.1 | 11.7 | 9.3 | 17.8 | -3.9 | 8.3 | -5.6 | 21 | 18 | 28.3 | 12.8 | 18.9 | 4.4 | 19.2 | -1.1 | 26.7 | 19.4 | 20 | 3.9 | 28.3 | 13.3 | 9.2 | -1.3 | 10 | -5.6 | 13.3 | 12.2 | 12.8 | -1.7 | 20 | 6.1 | 8.9 | 3.3 | 25 | 20 | 20.6 | 7.2 | 6.1 | 0.6 | -3 | -9 | 1 | -3.7 | 7.6 | 1.4 | 6.7 | 0.6 | 0.7 | -6.1 | 10.3 | -0.4 | 2.8 | -8.9 | 13.3 | 2.8 | 10 | 0 | 17.6 | -0.6 | 14.5 | 2.1 | 15 | 12.8 | 19.4 | -6.1 | 17.2 | -1.1 | 1.7 | -6.7 | 17.4 | 12.8 | 17.8 | 5.6 | 2.2 | -3.3 | 20 | 0.6 | 11.7 | -2.8 | 16.1 | -11 | 20 | 2.2 | 13.9 | 1.1 | 2.4 | 2.4 | 14.1 | -7 | -0.5 | -5.4 | 13.3 | -4.4 | 16.7 | 5 | 15 | 6.6 | 6 | -3 | 15.6 | 7.2 | 14.4 | 6.1 | 8.9 | -3.9 | 5.6 | -1.1 | 2 | -8 | 20.6 | 11.1 | 17.8 | 0.6 | 12.8 | 3.7 | 16 | 11.2 | 3.3 | 2.2 | 16.1 | -2.2 | 27.2 | 19.4 | 22.2 | -5.6 | 21.1 | 5 | 13.3 | 11.7 | 19.1 | 6.9 | 6.7 | 1.7 | 19.4 | 1.1 | 12.2 | -0.6 | 8.3 | 0.6 | 13.3 | -1.1 | 9.4 | 5 | 4.2 | -0.5 | 6.1 | -4.4 | 15.6 | -3.9
4 | 0 | 1.7 | -7.8 | 17.8 | 13.3 | 15 | 10 | 11.3 | -4.6 | 26.3 | -2.9 | 8 | 2 | 17.4 | 9.3 | 17.2 | 11.7 | 15.9 | 8.7 | 15 | 7.2 | 13.3 | 10.3 | 17.8 | -3.9 | 9.1 | -4.9 | 21 | 19 | 30.6 | 11.1 | 20 | 5.6 | 20.2 | -1.9 | 27.2 | 19.4 | 22.2 | 3.3 | 26.7 | 14.4 | 12.2 | -1.1 | 11.1 | -5.6 | 16.1 | 15 | 14.4 | -5.6 | 22.2 | 5.6 | 11.1 | 2.7 | 25.6 | 19.4 | 20.6 | 6.7 | 5.6 | 1.7 | -2 | -8 | 1.3 | -4.4 | 7.9 | 1.9 | 6.7 | -1.1 | 2.6 | -6.5 | 11.3 | -0.2 | 3.3 | -8.9 | 15.6 | 2.2 | 11.7 | 0.6 | 19.4 | -1.1 | 15.6 | 1.1 | 13.9 | 11.7 | 20.5 | -5.5 | 19.4 | -1.7 | 2.8 | -6.7 | 18.7 | 13.2 | 20.6 | 5.6 | 3.3 | -3.9 | 20.6 | -2.8 | 13.5 | -3.3 | 16.7 | -11.5 | 20.6 | 1.7 | 13.9 | 0.6 | 2.6 | 2.6 | 15.4 | -6.6 | 0 | -5.7 | 14.4 | -3.9 | 18.9 | 5.6 | 15.6 | 6.7 | 7 | -2 | 17.8 | 7.8 | 16.7 | 5.6 | 9.4 | -5 | 6.1 | -2.2 | 3 | -8 | 21.7 | 10 | 18.3 | 0.6 | 15 | 3.3 | 16.3 | 11.1 | 3.9 | 2.2 | 17.8 | -1.1 | 28.3 | 19.4 | 23.9 | -6.1 | 23.3 | 1.1 | 13.9 | 11.1 | 21.1 | 7.2 | 6.1 | 2.2 | 20 | -1.1 | 12.2 | 0 | 9.4 | -1.7 | 13.9 | -1.1 | 11.1 | 5.6 | 5.2 | -0.9 | 6.5 | -4.3 | 15.6 | -5.9
5 | 0 | 2.2 | -7.8 | 18.7 | 13.6 | 16.7 | 10.4 | 12.1 | -3.6 | 28.1 | -3.5 | 8 | 1 | 17.2 | 9.4 | 17.2 | 11.1 | 17.8 | 7.8 | 16.1 | 7.2 | 15 | 11.1 | 18.3 | -1.7 | 9.8 | -5.1 | 24 | 18 | 30.6 | 9.4 | 21.1 | 3.9 | 21.1 | -4.4 | 28.9 | 17.2 | 23.3 | 3.3 | 28.3 | 12.8 | 13.5 | -0.5 | 13.3 | -6.1 | 15.6 | 13.3 | 16.1 | -5.6 | 23.9 | 3.3 | 13.3 | 1.1 | 25.6 | 20.6 | 21.7 | 6.7 | 6.1 | 2.8 | -2 | -7 | 1.7 | -5.6 | 8.3 | 2.2 | 8.3 | -1.7 | 4.4 | -8.3 | 12.2 | -0.6 | 3.9 | -10 | 16.1 | 2.2 | 13.9 | 1.1 | 20.2 | -0.9 | 16.3 | 0.8 | 12.2 | 11.1 | 21.7 | -4.6 | 20 | -3.3 | 4.4 | -6.7 | 20 | 13.3 | 21.7 | 3.3 | 3.3 | -3.3 | 21.1 | -3.3 | 15.4 | -5 | 17.2 | -12.8 | 18.9 | 5 | 13.9 | -0.6 | 2.8 | 2.8 | 16.7 | -6.7 | 0.6 | -6.7 | 15.6 | -4.4 | 21.1 | 6.1 | 16.1 | 7.1 | 8 | -3 | 20 | 6.7 | 18.9 | 6.1 | 10.6 | -3.3 | 6.7 | -2.8 | 4 | -8 | 22.8 | 8.3 | 19.4 | 0 | 14.6 | 3.7 | 16.7 | 11.1 | 4.4 | 1.7 | 19.4 | -0.6 | 27.2 | 18.9 | 23.9 | -7.8 | 24.4 | 1.7 | 13.9 | 10.6 | 22.2 | 7.2 | 7.2 | 2.2 | 21.7 | -0.6 | 13.9 | 0 | 10 | 0 | 15 | -1.1 | 13.3 | 6.1 | 6.1 | -2.2 | 6.8 | -4.6 | 15.6 | -8.3
6 | 0 | 2.8 | -7.8 | 19.7 | 13.9 | 18.3 | 10.4 | 12.8 | -2.8 | 30 | -5 | 8 | 1 | 17.8 | 9.7 | 17.2 | 10 | 18.3 | 7.1 | 16.1 | 7.8 | 14.4 | 10.8 | 18.3 | -2.2 | 10.6 | -6.1 | 23 | 18 | 31.1 | 8.9 | 21.7 | 2.2 | 21.5 | -3.4 | 29.4 | 14.4 | 23.9 | 4.4 | 27.2 | 14.4 | 14.8 | -0.4 | 13.9 | -6.7 | 15 | 13.3 | 17.8 | -3.9 | 24.4 | 3.3 | 12.8 | 0.8 | 25 | 21.1 | 22.2 | 6.1 | 10 | -3.9 | -1 | -7 | 1.7 | -5.6 | 7.4 | 3.3 | 7.8 | -2.2 | 5.5 | -7.4 | 12.8 | -0.7 | 3.3 | -10.6 | 17.2 | 1.1 | 15 | 0 | 20.9 | -1.4 | 17.1 | 0.3 | 10.6 | 9.4 | 22.8 | -5.6 | 21.1 | -3.3 | 4.4 | -7.8 | 20.4 | 14.6 | 22.2 | 3.3 | 5.6 | -8.9 | 21.7 | -3.9 | 17.2 | -7.8 | 17.2 | -11.1 | 20 | 3.9 | 15.6 | -1.1 | 2.8 | 2.8 | 15.9 | -5.7 | 1.9 | -5.1 | 16.1 | -3.9 | 22.2 | 6.1 | 16.7 | 7.1 | 9 | -3 | 22.8 | 6.1 | 20 | 5.6 | 8.9 | -3.9 | 6.7 | -1.7 | 5 | -7 | 22.8 | 12.2 | 20 | 0.6 | 14.3 | 4.3 | 18.2 | 10.8 | 5.6 | 2.2 | 20.6 | -0.6 | 28.3 | 18.9 | 25 | -7.2 | 24.4 | 4.4 | 13.9 | 10.6 | 23.3 | 7 | 7.2 | 2.2 | 22.2 | 0 | 13.9 | 1.1 | 10 | -1.1 | 16.1 | -0.6 | 15.6 | 7.2 | 7.6 | -2.4 | 7.2 | -6.1 | 15.6 | -13.9
4 | 0 | 3.3 | -5 | 20.6 | 13.9 | 20 | 10.6 | 13 | -3.3 | 30.2 | -3.1 | 9 | 2 | 18.3 | 9.9 | 17.2 | 7.8 | 18.9 | 6.1 | 15.6 | 7.2 | 13.9 | 10.4 | 18.3 | -2.8 | 10.6 | -5.5 | 22 | 19 | 28.9 | 10 | 23.3 | 3.3 | 21.8 | -3.1 | 29.4 | 13.9 | 25 | 5.6 | 27.8 | 16.1 | 16.1 | 0 | 14.4 | -8.3 | 15 | 12.2 | 18.3 | -6.7 | 25 | 3.3 | 12.2 | 0.6 | 23.3 | 21.7 | 22.8 | 4.4 | 8.3 | -5 | -2 | -7 | 1.7 | -6.7 | 6.5 | 4 | 8.3 | -2.2 | 6.7 | -7.5 | 13.3 | -1.6 | 3.9 | -9.4 | 18.3 | 1.1 | 16.1 | 0.6 | 21.7 | -1.7 | 17.8 | -0.6 | 10 | 8.9 | 22.4 | -4.9 | 20.6 | -2.8 | 4.4 | -7.8 | 20.7 | 15.7 | 23.3 | 2.8 | 5.6 | -8.9 | 22.8 | -4.4 | 17 | -7.3 | 17.2 | -11.1 | 20 | 6.7 | 16.1 | -2.2 | 2.8 | 2.8 | 15.2 | -6.2 | 3.1 | -4.5 | 16.7 | -4.4 | 22.8 | 6.7 | 17.2 | 7.2 | 10 | 0 | 25 | 7.8 | 20.6 | 6.1 | 7.2 | -2.8 | 6.7 | -0.6 | 6 | -6 | 22.8 | 12.2 | 20 | 0 | 13.9 | 4.4 | 19.6 | 10.6 | 6.7 | 1.1 | 21.1 | -0.6 | 28.9 | 18.3 | 25.6 | -6.7 | 25 | 4.4 | 14.4 | 10 | 24.4 | 6.7 | 7.2 | 2.8 | 22.8 | 0.6 | 15 | 2.2 | 7.8 | 1.1 | 16.7 | 0 | 16.1 | 8.3 | 9.1 | -3.3 | 5.7 | -3.2 | 15 | -11.8
6 | 0 | 3.9 | -4.4 | 19.8 | 13.5 | 19.1 | 10.4 | 13.1 | -4 | 30.4 | -2.9 | 8 | 3 | 18.9 | 10 | 17.2 | 7.8 | 19.4 | 5 | 15 | 6.7 | 13.3 | 10 | 16.7 | -2.8 | 10.6 | -5.5 | 21 | 21 | 28.3 | 10.6 | 23.3 | 2.2 | 22.2 | -3.3 | 28.9 | 15 | 25 | 6.7 | 27.2 | 15.6 | 15.7 | 0.3 | 15 | -9.4 | 13.9 | 10.6 | 18.3 | -7.2 | 25.6 | 3.3 | 11.7 | 0 | 24.4 | 21.1 | 22.8 | 3.3 | 7.2 | -5 | -1 | -6 | 1.7 | -8.9 | 5.6 | 4.4 | 8.9 | -2.8 | 7.8 | -8.9 | 13.9 | -2.8 | 3.3 | -8.9 | 17.8 | -0.6 | 17.2 | 0.6 | 20.9 | -2 | 16.7 | -0.8 | 9.4 | 8.3 | 22.1 | -5.1 | 21.7 | -3.3 | 4.4 | -7.8 | 21.1 | 16.7 | 23.9 | 1.7 | 6.1 | -9.4 | 22.8 | -2.8 | 16.9 | -8.1 | 17.2 | -12.8 | 17.2 | 5.6 | 16.1 | -1.7 | 2.8 | 2.8 | 14.4 | -7.2 | 4.4 | -4.4 | 17.2 | -5.6 | 22.8 | 7.8 | 16.8 | 6.9 | 10 | 0 | 25.6 | 6.7 | 20.6 | 6.7 | 6.7 | -1.1 | 8.3 | -2.2 | 6 | -6 | 22.2 | 11.7 | 20 | 0 | 12.4 | 3.9 | 21.1 | 10 | 6.7 | -2.2 | 21.1 | -1.7 | 28.3 | 17.8 | 26.1 | -9.4 | 25 | 5 | 13.9 | 8.9 | 24.4 | 5.7 | 7.2 | 2.2 | 22.2 | 1.1 | 16.1 | 1.7 | 7.8 | 2.2 | 16.1 | -1.1 | 15.6 | 8.9 | 10.6 | -5.6 | 4.3 | -1.7 | 14.5 | -11.3
5 | 0 | 4.4 | -5 | 19.1 | 12.9 | 18.1 | 10 | 13.3 | -6.1 | 30.6 | -2.2 | 8 | 3 | 17.4 | 8.6 | 16.1 | 10.6 | 17.9 | 4.5 | 14.4 | 6.7 | 12.2 | 9.8 | 14.4 | -2.8 | 10.6 | -6.7 | 17 | 16 | 26.7 | 11.7 | 23.3 | 2.8 | 20.7 | -1.6 | 27.2 | 18.3 | 24.4 | 7.2 | 27.2 | 16.1 | 15.4 | 1.2 | 15 | -10.6 | 12.8 | 9.4 | 18.3 | -8.3 | 24.4 | 2.8 | 11.1 | -0.1 | 23.9 | 21.1 | 22.2 | 3.9 | 5 | -2.2 | -2 | -6 | 0.6 | -7.9 | 5 | 3.3 | 7.8 | -2.2 | 6.5 | -6.6 | 12.8 | -2.3 | 3.3 | -9.4 | 17.8 | -0.6 | 17.2 | 1.7 | 20.2 | -1.9 | 15.5 | -1 | 8.3 | 7.2 | 21.7 | -6.1 | 20.6 | -5 | 4.4 | -7.2 | 20.5 | 17.2 | 23.9 | 2.2 | 4.4 | -6.7 | 22.2 | 0.6 | 16.7 | -9.4 | 15.4 | -11.5 | 18.3 | 5 | 13.9 | -1.7 | 2.6 | 2.6 | 13.7 | -5.3 | 3.7 | -4.6 | 16.7 | -3.3 | 22.2 | 8.9 | 16.5 | 6.6 | 10 | -1 | 25.6 | 7.2 | 20 | 6.1 | 5.6 | 0 | 8.3 | -3.3 | 6 | -6 | 21.1 | 11.1 | 20.6 | 0.6 | 10.9 | 3.5 | 20.5 | 8.8 | 7.2 | -3.3 | 21.7 | -1.1 | 26.7 | 17.8 | 26.1 | -5.6 | 25 | 7.2 | 13.3 | 8.3 | 24.4 | 5.3 | 7.2 | 2.8 | 22.2 | 1.7 | 15 | 0 | 7.8 | 1.1 | 16.1 | 0 | 16.1 | 8.9 | 9.8 | -4.7 | 2.8 | -1.1 | 13.9 | -12.2
4 | 0 | 4.4 | -5 | 18.3 | 12.2 | 17.2 | 10 | 11.6 | -4.8 | 28.7 | -2.1 | 7 | 3 | 15.9 | 7.2 | 14.4 | 10 | 16.5 | 3.6 | 12.8 | 7.2 | 11.1 | 9.7 | 13.3 | -3.3 | 9.8 | -5.1 | 16 | 16 | 26.7 | 8.9 | 21.1 | 0 | 19.3 | -0.6 | 25 | 18.9 | 22.8 | 6.7 | 25.6 | 16.7 | 15 | 1.7 | 13.9 | -12.2 | 12.2 | 8.3 | 17.8 | -7.8 | 23.3 | 4.4 | 10.6 | -0.2 | 22.8 | 20.6 | 20 | 4.4 | 4.4 | 0.6 | -2 | -7 | -0.6 | -8.1 | 4.5 | 2.4 | 7.2 | -2.8 | 5.2 | -5.9 | 11.7 | -2.5 | 2.2 | -9.4 | 16.7 | 0.6 | 16.7 | 0.6 | 19.4 | -2.8 | 14.4 | -1.7 | 8.9 | 6.7 | 19.8 | -5.3 | 18.9 | -3.3 | 2.8 | -7.8 | 20 | 17.4 | 22.2 | 2.8 | 1.7 | -2.2 | 22.2 | 0.6 | 16.3 | -8.5 | 13.5 | -12 | 15 | 8.3 | 12.8 | -1.1 | 2.4 | 2.4 | 12.9 | -4.6 | 2.9 | -5.5 | 16.1 | -3.3 | 21.7 | 10 | 16.1 | 6.1 | 10 | -1 | 24.4 | 7.8 | 18.9 | 6.1 | 5.6 | 0 | 6.7 | -1.1 | 5 | -6 | 19.4 | 10.6 | 19.4 | 1.1 | 9.4 | 2.8 | 20 | 7.4 | 6.7 | -3.3 | 21.1 | -2.2 | 25 | 19.4 | 24.4 | -8.9 | 23.9 | 7.2 | 12.8 | 8.9 | 24.4 | 4.4 | 6.7 | 3.9 | 20.6 | 2.2 | 12.2 | 1.7 | 7.8 | 2.2 | 14.4 | 0.6 | 13.9 | 10 | 9.1 | -4.9 | 2.6 | -2.4 | 12 | -9.1
2 | 0 | 3.9 | -5 | 16.8 | 11.5 | 15.2 | 10 | 10 | -4.2 | 26.9 | -1.7 | 7 | 2 | 14.4 | 5.6 | 13.9 | 10 | 15 | 2.8 | 11.7 | 7.2 | 10 | 9.4 | 11.1 | -1.1 | 9.1 | -4.3 | 16 | 16 | 23.9 | 11.1 | 20 | 0 | 17.8 | 0 | 23.3 | 18.9 | 20 | 7.8 | 23.9 | 17.8 | 13.5 | 1.5 | 11.7 | -11.1 | 11.1 | 7.8 | 16.7 | -2.8 | 20.6 | 5.6 | 10 | -0.6 | 21.7 | 20.6 | 19.4 | 4.4 | 3.9 | 1.1 | -2 | -8 | -1.7 | -9.4 | 3.9 | 1.1 | 6.7 | -2.8 | 3.9 | -6.1 | 10.6 | -3.3 | 0 | -10.6 | 14.4 | 0.6 | 15 | -0.6 | 18.1 | -2.4 | 12.4 | -0.4 | 8.3 | 5.6 | 18 | -5.9 | 15.6 | -3.9 | 0.6 | -8.3 | 19.4 | 17.8 | 18.9 | 2.8 | 2.2 | -3.9 | 20.6 | -0.6 | 16 | -9.5 | 11.7 | -14.4 | 11.7 | 6.7 | 11.7 | 1.1 | 2.2 | 2.2 | 12.2 | -4.4 | 2.2 | -7.2 | 13.3 | -2.8 | 20 | 10.6 | 15.5 | 7.3 | 7 | 0 | 21.1 | 5 | 16.7 | 5.6 | 5 | -0.6 | 3.3 | 1.1 | 4 | -5 | 17.2 | 10 | 16.7 | 1.7 | 8.1 | 2.3 | 19.4 | 6.1 | 5.6 | -7.2 | 18.3 | -0.6 | 23.3 | 20 | 22.8 | -6.1 | 21.7 | 7.8 | 12.8 | 8.3 | 22.9 | 4.9 | 6.1 | 3.9 | 17.2 | 2.2 | 11.7 | 3.9 | 7.2 | 2.2 | 12.8 | 1.1 | 11.7 | 8.3 | 8.3 | -5.6 | 2.4 | -4 | 10.2 | -8.4
2 | 0 | 3.9 | -6.1 | 15.4 | 11 | 13.1 | 9.8 | 8.3 | -5 | 25 | -2.8 | 4 | 3 | 14.6 | 6.7 | 13.3 | 10.6 | 13.1 | 4 | 11.1 | 7.2 | 10 | 9.4 | 11.1 | -3.3 | 8.3 | -4.4 | 16 | 15 | 23.3 | 12.2 | 18.9 | 2.8 | 15.9 | 2 | 22.2 | 18.9 | 16.7 | 8.9 | 23.3 | 17.8 | 12.1 | 1.4 | 8.9 | -5 | 9.4 | 7.8 | 14.4 | -3.3 | 17.2 | 6.1 | 8.7 | -0.3 | 20.6 | 20 | 18.9 | 5 | 3.3 | 2.2 | -2 | -9 | -2.2 | -8.6 | 3.5 | 0.2 | 6.1 | -2.8 | 3 | -6.9 | 8.7 | -2.5 | -0.6 | -11.7 | 12.2 | 0.6 | 12.8 | 0.6 | 16.9 | -2.4 | 10.3 | 0.3 | 7.2 | 5.6 | 16.1 | -6.7 | 12.2 | -2.8 | 0 | -8.3 | 19.4 | 17.9 | 17.2 | 3.9 | 0 | -2.8 | 17.8 | 1.7 | 15.6 | -11.1 | 11.5 | -13.5 | 10.6 | 7.2 | 10 | 3.9 | 2 | 2 | 10.9 | -2.5 | 0.9 | -5.7 | 11.7 | -2.8 | 18.9 | 10.6 | 15 | 8.3 | 6 | 0 | 17.8 | 5.6 | 15 | 5.6 | 4.4 | 0 | 2.8 | 1.1 | 4 | -3 | 15 | 10 | 15 | 1.7 | 6.9 | 2.2 | 17.9 | 6.8 | 3.3 | -6.7 | 13.9 | 0.6 | 22.8 | 20 | 21.1 | -8.3 | 19.4 | 8.3 | 11.7 | 7.8 | 21.5 | 5 | 6.1 | 4.4 | 15.6 | 2.2 | 10.6 | 5 | 6.7 | 2.8 | 10.6 | 2.2 | 11.1 | 7.8 | 6.8 | -4.3 | 2.2 | -6.7 | 8.3 | -8.9
1 | 0 | 3.9 | -6.1 | 13.9 | 10 | 11.1 | 9.4 | 8.1 | -3.9 | 22.8 | -0.6 | 4 | 3 | 14.8 | 7.9 | 13.3 | 10.6 | 11.3 | 4.8 | 11.1 | 7.2 | 10 | 9.4 | 9.4 | -2.2 | 7.8 | -2.5 | 17 | 15 | 23.3 | 12.2 | 18.3 | 4.4 | 14.1 | 3.3 | 21.1 | 18.9 | 17.2 | 7.8 | 22.8 | 18.3 | 10.6 | 1.1 | 3.9 | -8.9 | 8.3 | 7.2 | 12.8 | -1.7 | 16.7 | 8.9 | 7.4 | -0.3 | 20 | 19.4 | 17.8 | 4.4 | 3.3 | 2.8 | -3 | -8 | -2.8 | -8.6 | 3.2 | -0.5 | 5.6 | -2.8 | 2 | -8.2 | 6.9 | -2.7 | -1.1 | -12.2 | 12.2 | 0 | 13.3 | 0 | 15.6 | -2.8 | 8.3 | 0.6 | 6.7 | 5.6 | 15.2 | -5.6 | 12.2 | -3.3 | -0.6 | -7.8 | 19.4 | 18.1 | 16.1 | 3.9 | 0 | -2.8 | 16.1 | 1.1 | 15.2 | -10 | 11.3 | -13.6 | 10.6 | 7.2 | 8.9 | 3.3 | 1.9 | 1.9 | 9.6 | -1.5 | -0.4 | -5.2 | 10 | -2.2 | 18.9 | 10 | 14.4 | 8.9 | 4 | -1 | 13.9 | 6.7 | 14.4 | 5.6 | 3.9 | 0 | 1.7 | 0.6 | 3 | -2 | 13.9 | 10.6 | 13.9 | 1.7 | 5.6 | 1.7 | 16.5 | 7.2 | 3.3 | -6.7 | 11.1 | 0 | 22.8 | 20.6 | 19.4 | -8.3 | 18.3 | 7.8 | 10.6 | 7.8 | 20 | 5 | 6.1 | 3.9 | 14.4 | 2.8 | 9.4 | 6.1 | 5.6 | 2.8 | 9.4 | 2.2 | 10.6 | 6.7 | 5.4 | -3.9 | 1.7 | -6.1 | 7.4 | -6.6
1 | 0 | 3.9 | -6.1 | 12.4 | 9.6 | 10.9 | 9.5 | 8 | -3.6 | 20.5 | -0.2 | 4 | 3 | 15 | 8.9 | 13.9 | 10 | 9.4 | 5 | 10.6 | 7.2 | 10 | 9.4 | 9.4 | -5 | 7.2 | -1.3 | 18 | 16 | 22.2 | 13.9 | 17.2 | 5.6 | 12.2 | 3.9 | 20 | 18.9 | 16.1 | 7.2 | 22.8 | 17.8 | 10.2 | 1 | 3.3 | -8.3 | 7.2 | 6.1 | 12.2 | -2.2 | 16.1 | 10 | 6.1 | -0.6 | 20 | 19.4 | 16.7 | 5 | 3.3 | 3.3 | -3 | -10 | -3.3 | -9.4 | 2.8 | -1.7 | 3.3 | 1.1 | 1.1 | -11.1 | 5 | -3.3 | -1.7 | -11.7 | 10 | 0 | 12.8 | -0.6 | 14.8 | -2.3 | 7.6 | 1 | 6.1 | 3.9 | 14.2 | -4.9 | 11.7 | -3.9 | -1.1 | -8.3 | 19.4 | 18.3 | 16.1 | 5.6 | -1.7 | -3.9 | 14.4 | 0.6 | 14.8 | -10.3 | 11.1 | -16.7 | 10.6 | 6.7 | 7.8 | 5 | 1.7 | 1.7 | 8.3 | -1.1 | -1.7 | -5.6 | 8.9 | -2.2 | 7.8 | 5.6 | 14 | 9.1 | 4 | 0 | 13.3 | 6.7 | 12.8 | 6.1 | 3.9 | 0 | 1.1 | 0.6 | 1 | -3 | 13.9 | 11.1 | 12.2 | 4.4 | 4.3 | 0.8 | 15 | 7.2 | 2.2 | -6.7 | 10.6 | -0.6 | 23.3 | 20.6 | 18.9 | -7.2 | 17.8 | 10 | 10 | 7.8 | 19.3 | 5 | 6.1 | 3.9 | 12.8 | 3.3 | 8.9 | 6.1 | 5.6 | 2.2 | 6.7 | 1.7 | 11.1 | 6.7 | 3.9 | -4.4 | 1.1 | -6.6 | 6.5 | -6
1 | 0 | 1.7 | -1.1 | 10.9 | 9 | 10.8 | 9.9 | 7.8 | -3.9 | 18.3 | 0.6 | 5 | 3 | 13.5 | 8.4 | 17.8 | 0.6 | 9.4 | 5.4 | 11.1 | 7.2 | 9.6 | 9.3 | 7.2 | -5 | 6.7 | -0.6 | 19 | 17 | 22.2 | 15.6 | 17.8 | 5 | 11.7 | 5.1 | 20 | 18.3 | 17.2 | 6.7 | 22.8 | 17.2 | 9.8 | 0.7 | 5 | -5.6 | 8.3 | 6.1 | 10.6 | -1.7 | 15.6 | 10.6 | 5 | -0.5 | 19.4 | 19.4 | 16.1 | 4.4 | 3.9 | 3.9 | -3 | -10 | -4.1 | -9.4 | 2.4 | -2.2 | 2.8 | 1.1 | -0.4 | -7.9 | 4.1 | -2.6 | -3.3 | -11.7 | 8.9 | 0 | 11.1 | -0.6 | 14.1 | -2.1 | 6.8 | 1.3 | 5 | 2.2 | 13.3 | -5.6 | 10 | -3.3 | -1.7 | -7.8 | 18.9 | 17.2 | 16.1 | 6.7 | -1.7 | -4.4 | 14.4 | 0.6 | 14.4 | -12.2 | 11.1 | -14.6 | 10 | 7.8 | 7.8 | 5 | 1.7 | 1.7 | 8.1 | -0.3 | -0.9 | -4.2 | 9.4 | -2.2 | 7.2 | 5.6 | 13.7 | 9 | 3 | 0 | 15.6 | 6.7 | 11.7 | 6.1 | 3.9 | 0 | 1.7 | 0.6 | 1 | -3 | 13.9 | 11.7 | 12.2 | 5.6 | 3 | -0.1 | 14.3 | 6.9 | 2.2 | -6.7 | 8.3 | -1.1 | 22.8 | 20.6 | 16.7 | -10.6 | 17.2 | 8.3 | 8.9 | 7.2 | 18.5 | 4.3 | 6.1 | 3.9 | 12.8 | 3.3 | 8.9 | 6.1 | 5.6 | 2.2 | 5 | 1.7 | 9.4 | 6.1 | 3.3 | -3.5 | 0.6 | -7.8 | 5.6 | -6.1
1 | 0 | 1.1 | -2.8 | 9.4 | 8.3 | 10.6 | 10 | 7.4 | -3.6 | 16.6 | 0.7 | 4 | 3 | 12.1 | 8 | 17.8 | 2.2 | 9.4 | 5.8 | 10 | 7.8 | 8.8 | 8.8 | 7.2 | -6.7 | 6.1 | -0.4 | 19 | 17 | 21.1 | 13.9 | 17.2 | 4.4 | 11.1 | 5.9 | 20 | 18.3 | 14.4 | 7.8 | 23.3 | 17.2 | 9.4 | 0.6 | 3.9 | -5.6 | 8.3 | 5.6 | 8.9 | -0.6 | 14.4 | 10 | 3.9 | -0.6 | 17.8 | 17.8 | 15.6 | 5.6 | 4.4 | 4.4 | -4 | -9 | -4.8 | -9.4 | 2.1 | -3 | 2.8 | 1.1 | -1.8 | -6.9 | 3.1 | -2.5 | -5 | -12.2 | 8.9 | 0 | 10.6 | 1.1 | 13.3 | -2.2 | 6.1 | 1.7 | 3.3 | 2.2 | 12.9 | -4.6 | 7.2 | -3.3 | -2.2 | -8.9 | 18.3 | 16.1 | 15.6 | 6.7 | -2.2 | -4.4 | 14.4 | 1.1 | 14.4 | -9.9 | 11.1 | -15.4 | 10.6 | 5.6 | 7.8 | 4.4 | 1.7 | 1.7 | 8 | 0 | -0.2 | -3.2 | 7.8 | -2.2 | 7.2 | 5.6 | 13.3 | 8.9 | 2 | -1 | 11.1 | 6.7 | 10.6 | 6.1 | 3.9 | 0 | 2.2 | 0.6 | 1 | -4 | 14.4 | 11.7 | 12.2 | 6.1 | 1.7 | -1.1 | 13.5 | 6.2 | 0 | -4.4 | 7.8 | -1.1 | 22.8 | 20.6 | 18.3 | -10.6 | 15.6 | 8.9 | 8.3 | 6.7 | 17.8 | 3.9 | 6.1 | 3.9 | 12.2 | 3.9 | 8.3 | 6.1 | 5.6 | 2.2 | 5 | 1.1 | 10 | 6.7 | 2.8 | -3.1 | -0.2 | -6.4 | 5.6 | -5.6
1 | 0 | 0.6 | -3.9 | 11.1 | 8 | 9.1 | 8.7 | 7.1 | -3.6 | 15 | 0.8 | 4 | 2 | 10.6 | 7.2 | 17.2 | 2.8 | 9.4 | 6.1 | 10 | 7.8 | 8.5 | 8.5 | 7.2 | -7.8 | 5.6 | 0 | 18 | 15 | 20 | 5 | 16.7 | 3.3 | 10.6 | 6.7 | 19.4 | 18.3 | 12.8 | 7.8 | 23.3 | 16.7 | 9.2 | 0.6 | 2.2 | -4.4 | 8.9 | 5 | 8.9 | -0.6 | 14.4 | 8.3 | 2.8 | -1.1 | 17.2 | 17.2 | 13.3 | 8.9 | 6.1 | 6.1 | -5 | -11 | -5.6 | -9.4 | 1.7 | -4.4 | 2.2 | 0.6 | -3.3 | -6.7 | 2.2 | -2.8 | -5 | -11.7 | 9.4 | 0.6 | 9.4 | 2.2 | 12.6 | -1.8 | 5 | 1.3 | 2.2 | 1.7 | 12.6 | -4.8 | 5 | -1.7 | -2.2 | -8.9 | 17.8 | 15 | 14.4 | 7.8 | -5.6 | -7.2 | 13.9 | 2.2 | 14.4 | -9.2 | 11.1 | -17.2 | 8.3 | 6.7 | 7.2 | 3.9 | 1.7 | 1.7 | 7.8 | 0.6 | 0.6 | -2.8 | 8.3 | 0.6 | 6.7 | 4.4 | 13.1 | 8.8 | 2 | -1 | 12.8 | 6.7 | 9.4 | 5 | 5 | 0.6 | 1.1 | -0.6 | 1 | -4 | 15 | 12.2 | 11.7 | 6.1 | 1.3 | -1.6 | 12.8 | 5.6 | 0 | -4.4 | 6.7 | -2.2 | 22.8 | 21.1 | 17.8 | -10.6 | 14.4 | 7.2 | 7.2 | 6.1 | 16.9 | 5.5 | 6.1 | 3.9 | 11.1 | 3.9 | 7.8 | 5.6 | 5 | 2.2 | 5 | 0.6 | 8.9 | 6.7 | 2.2 | -3.3 | -0.9 | -6.2 | 5.6 | -5.9
1 | 0 | 0.6 | -2.8 | 12.7 | 7.4 | 7.6 | 7.5 | 6.7 | -4.4 | 13.3 | 0.6 | 5 | 3 | 10 | 7.3 | 17.2 | 2.2 | 8.9 | 5.7 | 8.3 | 6.1 | 8.2 | 8.2 | 6.7 | -8.9 | 5 | 0 | 17 | 15 | 18.3 | 4.4 | 16.7 | 2.8 | 10 | 7.1 | 18.9 | 17.8 | 12.8 | 7.8 | 23.3 | 16.1 | 9.1 | 0.5 | 0 | -5 | 8.3 | 4.4 | 6.1 | 0 | 15 | 8.3 | 2.6 | -0.9 | 17.2 | 17.2 | 12.2 | 9.4 | 6.1 | 6.1 | -5 | -11 | -5.6 | -9.4 | 0.6 | -3.6 | 1.7 | 0 | -4.1 | -6.7 | 1.1 | -2.3 | -6.1 | -11.1 | 9.4 | 0.6 | 8.9 | 2.2 | 11.8 | -1.8 | 3.9 | 0.9 | 1.1 | 0.6 | 12.2 | -5.6 | 3.3 | -1.1 | -2.8 | -9.4 | 17.4 | 14.7 | 13.9 | 8.9 | -4.4 | -6.7 | 13.3 | 3.3 | 14.4 | -9.4 | 9.8 | -14 | 8.3 | 6.1 | 7.2 | 3.3 | 1.5 | 1.5 | 7.6 | 1 | 0.6 | -2.6 | 6.7 | 0.6 | 5 | 2.2 | 13 | 8.7 | 2 | -2 | 11.1 | 6.1 | 8.3 | 6.7 | 4.4 | 0 | 0.6 | -0.6 | 1 | -3 | 15.6 | 12.8 | 10.6 | 6.7 | 1 | -2.3 | 11.7 | 6 | 0 | -7.2 | 8.3 | -2.8 | 23.3 | 21.1 | 18.3 | -10.6 | 13.3 | 5.6 | 7.2 | 6.1 | 15.9 | 6.4 | 5.6 | 3.3 | 12.8 | 5 | 7.8 | 6.1 | 5 | 2.2 | 5 | 1.1 | 8.3 | 6.1 | 2 | -2.9 | -1.7 | -6.7 | 5.6 | -7.2
1 | -1 | 0.6 | -2.8 | 14.4 | 6.1 | 6.1 | 6.1 | 6.1 | -4.1 | 12.4 | 0.5 | 5 | 2 | 9.5 | 7.3 | 13.3 | 8.3 | 8.3 | 5.1 | 8.9 | 6.7 | 7.9 | 7.9 | 6.7 | -8.9 | 5 | 0 | 17 | 14 | 15.6 | 2.8 | 16.1 | 2.8 | 9.5 | 7.6 | 18.9 | 18.3 | 13.9 | 7.8 | 22.8 | 17.2 | 8.9 | 0.6 | 0 | -5 | 8.3 | 3.9 | 7.8 | 0 | 15 | 8.3 | 2.4 | -0.9 | 17.8 | 17.8 | 12.2 | 7.8 | 6.7 | 6.7 | -5 | -11 | -5.6 | -9.4 | -0.6 | -3.6 | 1.1 | -0.6 | -4.8 | -7 | 0 | -2.2 | -6.7 | -11.7 | 10 | 0.6 | 8.3 | 2.2 | 11.1 | -2.2 | 2.8 | 0.6 | 0.6 | 0 | 11.5 | -4.5 | 3.9 | -1.1 | -2.8 | -9.4 | 17.1 | 14.4 | 13.3 | 8.9 | -4.4 | -6.1 | 12.8 | 3.9 | 13.9 | -7.7 | 8.5 | -13.6 | 8.3 | 6.1 | 6.7 | 4.4 | 1.3 | 1.3 | 7.4 | 1.2 | 0.6 | -3.1 | 5.6 | 1.1 | 3.9 | 1.1 | 12.8 | 8.3 | 2 | -2 | 11.1 | 6.1 | 7.8 | 5.6 | 4.4 | 0 | 0.6 | 0 | 1 | -2 | 16.1 | 12.2 | 9.4 | 6.1 | 0.6 | -3.3 | 10.5 | 5.9 | 0 | -7.2 | 8.3 | -3.3 | 23.3 | 21.1 | 17.8 | -10.6 | 12.8 | 5.6 | 7.2 | 6.1 | 15 | 7.2 | 3.9 | 2.2 | 12.2 | 5 | 7.8 | 5.6 | 5 | 2.2 | 3.3 | 0.6 | 6.1 | 3.9 | 1.9 | -2.8 | -1.3 | -6.6 | 4.5 | -4.7
1 | -2 | 0.6 | -3.9 | 14.4 | 6.8 | 6.5 | 6.5 | 5.6 | -4.5 | 11.5 | 0 | 4 | 3 | 8.9 | 7.2 | 12.8 | 8.3 | 7.8 | 4.4 | 8.9 | 5.6 | 7.5 | 7.5 | 6.7 | -8.9 | 5 | 0 | 17 | 14 | 14.4 | 3.3 | 15.6 | 2.8 | 8.9 | 7.8 | 18.9 | 18.3 | 13.3 | 9.4 | 22.8 | 17.2 | 8.9 | 0.3 | 0 | -5 | 8.9 | 3.9 | 7.2 | 0.6 | 15 | 10 | 2.2 | -1.1 | 18.3 | 18.3 | 13.3 | 9.4 | 5.6 | 5.6 | -5 | -10 | -5.6 | -9.4 | -1.7 | -3.9 | 0 | -0.6 | -5.6 | -7.8 | -1.1 | -2.8 | -8.3 | -11.1 | 8.9 | 0 | 8.9 | 1.7 | 10.7 | -1.8 | 3.3 | 1 | 0 | -0.6 | 10.7 | -4 | 3.9 | -1.1 | -3.3 | -10 | 16.7 | 13.9 | 13.3 | 8.9 | -5 | -6.7 | 13.3 | 4.4 | 13.3 | -7.1 | 7.2 | -14.4 | 7.8 | 6.1 | 5.6 | 2.8 | 1.1 | 1.1 | 7.2 | 1.7 | 0.6 | -3.9 | 3.9 | 0.6 | 3.9 | 1.7 | 12.4 | 8.5 | 2 | -1 | 9.4 | 6.1 | 7.2 | 5 | 4.4 | 0 | 1.1 | 0 | 1 | -2 | 15.6 | 11.7 | 7.8 | 6.1 | 0 | -3.1 | 9.4 | 6.1 | -1.1 | -7.8 | 8.9 | -4.4 | 22.8 | 21.1 | 16.1 | -10 | 13.3 | 5.6 | 6.7 | 5.6 | 14.4 | 7 | 4.4 | 2.2 | 11.7 | 4.4 | 7.2 | 5.6 | 5 | 2.2 | 3.3 | 0.6 | 5.6 | 2.8 | 1.7 | -3.3 | -1 | -7.2 | 3.3 | -3.7
1 | -2 | 0 | -3.3 | 14.4 | 7.5 | 6.8 | 6.8 | 5 | -5.6 | 10.6 | -0.6 | 3 | 1 | 9.3 | 7.4 | 12.8 | 7.8 | 8 | 4.6 | 7.2 | 5.6 | 7.2 | 7.2 | 6.1 | -8.9 | 5 | 0 | 16 | 13 | 11.1 | 3.9 | 15 | 4.4 | 8.9 | 8.2 | 18.3 | 17.8 | 15 | 12.2 | 22.8 | 17.2 | 8.9 | 0.3 | 0 | -5 | 8.3 | 3.9 | 6.7 | 0.6 | 15 | 11.7 | 1.5 | -1.2 | 18.3 | 18.3 | 12.2 | 9.4 | 4.4 | 4.4 | -6 | -11 | -4.8 | -9.4 | -0.4 | -3.7 | 0 | -1.1 | -5.4 | -7.4 | -1.7 | -2.6 | -10 | -10.6 | 9.4 | 0 | 8.3 | 1.7 | 10.4 | -1.7 | 3.9 | 1.8 | 0 | -0.6 | 10 | -4.4 | 3.3 | -1.1 | -3.9 | -9.4 | 17.4 | 13.8 | 12.8 | 8.9 | -5 | -7.2 | 12.8 | 4.4 | 12.8 | -7.2 | 7.4 | -12.6 | 7.8 | 6.1 | 5 | 2.2 | 1.1 | 0.9 | 6.8 | 1.9 | 1.5 | -3.1 | 2.8 | 0.6 | 4.4 | 1.7 | 12.1 | 8.4 | 2 | -2 | 8.3 | 5.6 | 7.2 | 6.1 | 4.4 | 0 | 1.7 | 0.6 | 1 | -2 | 16.1 | 12.8 | 8.9 | 6.7 | -0.5 | -3.2 | 8.3 | 5.4 | -1.7 | -7.2 | 6.7 | -3.3 | 23.3 | 21.1 | 16.1 | -10.6 | 11.7 | 3.9 | 6.1 | 5 | 13.9 | 7 | 4.4 | 2.8 | 10.6 | 5.6 | 8.3 | 6.1 | 5 | 1.7 | 2.2 | 0 | 4.4 | 1.7 | 2.6 | -2.7 | -0.6 | -8.9 | 2.2 | -3.3
0 | -2 | 0 | -3.3 | 14.4 | 7.8 | 7.2 | 7.2 | 5.6 | -4 | 12.8 | -0.4 | 2 | 1 | 9.6 | 7.6 | 11.7 | 7.8 | 8.1 | 4.5 | 8.3 | 6.7 | 7 | 7 | 5.6 | -8.9 | 5.2 | 0.2 | 16 | 14 | 10 | 3.9 | 14.4 | 6.1 | 8.9 | 8.6 | 18.3 | 17.8 | 15 | 12.8 | 21.7 | 16.1 | 8.9 | 0 | -0.6 | -4.4 | 7.8 | 3.9 | 6.1 | 0.6 | 15 | 12.8 | 0.7 | -1.6 | 18.3 | 18.3 | 13.9 | 5.6 | 4.4 | 4.4 | -6 | -11 | -4.1 | -9.4 | 0.9 | -3.8 | 0 | -1.1 | -5.2 | -7.5 | -2.2 | -2.7 | -10.6 | -11.1 | 8.9 | 0 | 8.3 | 2.2 | 10 | -2.2 | 4.4 | 2.2 | -0.6 | -0.6 | 10.4 | -3.6 | 1.1 | -1.7 | -3.9 | -10 | 18.2 | 13.3 | 12.8 | 8.9 | -5 | -6.7 | 12.2 | 5.6 | 13 | -4.9 | 7.6 | -13 | 7.8 | 6.1 | 4.4 | 2.2 | 1.1 | 0.7 | 6.5 | 2 | 2.4 | -3.1 | 1.7 | 0 | 3.9 | 1.1 | 11.7 | 8.3 | 2 | -2 | 6.7 | 5 | 6.1 | 5 | 4.4 | 0 | 1.7 | 0 | 2 | -3 | 16.1 | 13.3 | 8.9 | 7.2 | -1.1 | -3.9 | 7.2 | 5 | -1.7 | -8.3 | 7.2 | -4.4 | 23.3 | 21.1 | 15.6 | -10 | 11.1 | 3.3 | 5.6 | 5 | 13.3 | 6.7 | 3.9 | 1.7 | 9.4 | 5 | 8.9 | 6.7 | 5 | 2.2 | 2.8 | 0 | 5 | 1.7 | 3.5 | -2.9 | -0.6 | -8.1 | 4.4 | -3.2
0 | -2 | 0 | -4.4 | 15.5 | 7.3 | 9.8 | 9.1 | 6.1 | -3.6 | 15 | -0.6 | 4 | 3 | 10 | 7.8 | 13.9 | 8.3 | 8.3 | 4.4 | 10.6 | 7.2 | 8.3 | 8.3 | 6.1 | -8.9 | 5.4 | 0.5 | 16 | 15 | 11.1 | 5 | 15 | 6.7 | 8.9 | 8.9 | 18.9 | 17.8 | 15.6 | 13.9 | 22.8 | 16.1 | 10.4 | 1 | -0.6 | -5 | 10 | 5 | 6.1 | 0.6 | 15.6 | 13.9 | 0 | -2.2 | 18.3 | 18.3 | 16.1 | 6.1 | 4.4 | 3.9 | -7 | -12 | -3.3 | -9.4 | 2.2 | -5 | 0 | -1.1 | -5 | -7.8 | -2.8 | -2.8 | -8.9 | -10 | 7.8 | 0.6 | 8.9 | 2.2 | 12.6 | -1.2 | 7 | 2.9 | 2.8 | 2.2 | 10.7 | -3 | 2.8 | -2.2 | -3.3 | -10 | 18.9 | 12.8 | 12.8 | 8.9 | -4.4 | -6.1 | 12.8 | 5.6 | 13.1 | -3.2 | 7.8 | -14.4 | 10 | 6.1 | 4.4 | 2.8 | 1.1 | 0.6 | 6.1 | 2.2 | 3.3 | -3.3 | 1.7 | 0 | 3.9 | 0 | 11.7 | 8.4 | 2 | -2 | 7.8 | 6.1 | 7.2 | 6.7 | 4.4 | -0.6 | 1.7 | 0 | 1 | -2 | 16.1 | 12.8 | 10.6 | 7.8 | -0.5 | -3.3 | 6.1 | 4.4 | 1.7 | -8.3 | 7.2 | -4.4 | 23.3 | 21.1 | 17.2 | -9.4 | 11.1 | 3.3 | 6.7 | 5 | 14.2 | 8.8 | 3.9 | 1.7 | 9.4 | 5 | 8.9 | 7.2 | 5 | 2.2 | 6.1 | 1.7 | 5 | 1.1 | 4.4 | -3.3 | -0.6 | -8.3 | 6.7 | -3.9
1 | -3 | 1.1 | -4.4 | 16.7 | 6.3 | 12.4 | 10.7 | 6.7 | -3.3 | 17.2 | -2.2 | 5 | 3 | 11.9 | 7.4 | 15.6 | 9.4 | 10.7 | 5.5 | 12.8 | 8.3 | 10.5 | 9.4 | 8.3 | -8.9 | 5.6 | 0.6 | 17 | 13 | 15.6 | 3.3 | 16.1 | 6.7 | 13.2 | 10.2 | 20 | 18.9 | 15.6 | 14.4 | 24.4 | 16.7 | 11.8 | 1.4 | 1.1 | -4.4 | 13.3 | 6.1 | 7.8 | 1.1 | 16.7 | 15 | 2 | -1.1 | 20 | 20 | 17.8 | 6.1 | 4.4 | 3.9 | -6 | -11 | -1.6 | -7.4 | 4.4 | -4.5 | 2.2 | -0.6 | -2.4 | -6.1 | 0 | -2 | -6.1 | -9.4 | 7.8 | 0.6 | 12.2 | 2.2 | 15.2 | -0.5 | 9.6 | 3.1 | 7.8 | -1.7 | 11.1 | -3.3 | 7.2 | -1.1 | -1.7 | -10.6 | 20 | 13 | 14.4 | 9.4 | -1.7 | -4.4 | 13.3 | 6.1 | 13.3 | -2.2 | 7.6 | -8.7 | 12.2 | 5.6 | 5 | 2.8 | 1.3 | 0.7 | 6.1 | 2 | 5.9 | -1.9 | 2.8 | 1.1 | 0 | -1.7 | 11.7 | 8.4 | 4 | 0 | 11.1 | 7.2 | 10.6 | 7.2 | 5.6 | -1.1 | 2.8 | 0 | 2 | -2 | 17.2 | 12.8 | 12.2 | 9.4 | 0 | -3.4 | 9.8 | 6 | 3.9 | -10 | 12.2 | -4.4 | 23.9 | 21.1 | 17.8 | -8.9 | 12.8 | 2.8 | 9.4 | 4.4 | 15.2 | 10.8 | 6.7 | 3.9 | 8.3 | 6.1 | 8.3 | 6.1 | 5.6 | 2.2 | 8.3 | 1.1 | 6.1 | 1.7 | 6.8 | -2.6 | -0.6 | -9.4 | 8.9 | -6.1
1 | -3 | 1.7 | -3.9 | 17.8 | 5 | 15 | 12.2 | 7.6 | -2.9 | 20 | -1 | 7 | 3 | 13.7 | 6.6 | 17.2 | 9.4 | 13.2 | 6.3 | 14.4 | 7.8 | 12.8 | 10.4 | 10 | -8.3 | 7.8 | 1 | 17 | 13 | 18.3 | 1.1 | 18.9 | 10 | 17.4 | 10.8 | 21.7 | 18.9 | 16.7 | 14.4 | 25.6 | 16.1 | 13.3 | 2.2 | 5.6 | -3.3 | 16.1 | 7.2 | 10.6 | 1.7 | 20 | 15.6 | 4.1 | -0.1 | 22.8 | 20 | 18.9 | 5.6 | 4.4 | 4.4 | -4 | -13 | 0 | -6.3 | 6.7 | -4.7 | 3.9 | 0 | 0.2 | -5 | 2.8 | -1.9 | -2.2 | -9.4 | 6.7 | 1.7 | 15.6 | 4.4 | 17.8 | -0.6 | 12.2 | 2.8 | 10 | -3.3 | 11.8 | -1.8 | 11.1 | -1.1 | 0.6 | -11.1 | 21.1 | 12.8 | 17.2 | 9.4 | 1.1 | -2.8 | 15 | 7.2 | 15.2 | -1.6 | 7.4 | -5.3 | 15 | 4.4 | 6.7 | 2.2 | 1.5 | 0.9 | 6.1 | 1.8 | 8.5 | -0.9 | 3.3 | 1.1 | -0.6 | -2.2 | 11.7 | 8.3 | 7 | 1 | 14.4 | 7.8 | 12.2 | 7.8 | 7.2 | -1.7 | 3.9 | -0.6 | 4 | -1 | 20.6 | 12.8 | 15 | 10.6 | 0.6 | -3.9 | 13.5 | 7.3 | 5 | -9.4 | 15.6 | -3.3 | 25 | 21.1 | 19.4 | -7.8 | 15 | 4.4 | 11.7 | 0.6 | 16.1 | 12.8 | 8.9 | 4.4 | 6.7 | 6.1 | 8.3 | 6.1 | 6.7 | 2.2 | 10 | 1.1 | 7.2 | 1.1 | 9.3 | -2 | 0 | -8.4 | 10 | -6.4
2 | -2 | 2.8 | -2.2 | 19.3 | 5 | 17.4 | 13.2 | 8.5 | -3.2 | 22.8 | -1.2 | 8 | 3 | 15.6 | 5 | 19.4 | 8.9 | 15.6 | 6.7 | 15 | 6.7 | 15 | 11.1 | 11.1 | -9.4 | 10 | 0.6 | 18 | 12 | 18.9 | -1.7 | 22.2 | 10.6 | 21.7 | 10 | 24.4 | 18.9 | 17.8 | 15 | 27.8 | 15 | 14.4 | 3.2 | 11.1 | -6.7 | 18.3 | 7.2 | 13.3 | 2.2 | 23.3 | 15 | 6.1 | 0.6 | 25 | 20 | 19.4 | 5 | 4.4 | 4.4 | -2 | -14 | 1.7 | -6.1 | 8.9 | -6.7 | 5 | 0 | 2.8 | -5 | 5.6 | -2.8 | -1.7 | -10 | 6.1 | 2.8 | 17.8 | 6.7 | 20 | 0.4 | 13.9 | 2.8 | 11.7 | -3.9 | 12.6 | -0.9 | 13.3 | -1.1 | 1.7 | -11.7 | 22.2 | 12.8 | 20.6 | 10 | 2.8 | -3.3 | 15.6 | 7.8 | 17 | -1.9 | 7.2 | -3.3 | 16.1 | 3.3 | 8.9 | 2.8 | 1.7 | 1.1 | 6.1 | 1.7 | 11.1 | -0.6 | 3.9 | 1.1 | -1.1 | -3.9 | 11.9 | 8.6 | 9 | 2 | 16.7 | 8.3 | 13.9 | 7.8 | 8.3 | -2.2 | 5.6 | -0.6 | 5 | -1 | 23.3 | 12.8 | 17.8 | 12.2 | 1.7 | -3 | 17.2 | 7.8 | 6.1 | -10 | 18.9 | -2.8 | 26.1 | 20.6 | 21.1 | -3.9 | 16.7 | 4.4 | 13.3 | -1.1 | 18 | 13.5 | 11.1 | 3.9 | 6.1 | 5.6 | 8.9 | 6.7 | 7.8 | 2.2 | 12.8 | 2.8 | 5.6 | 0 | 11.7 | -2.8 | 0.5 | -8.7 | 11.1 | -7.7
3 | -3 | 3.3 | -2.2 | 20.7 | 4.7 | 19.8 | 14 | 9.4 | -3.9 | 25.6 | -1.7 | 8 | 3 | 16.3 | 5.3 | 19.4 | 11.1 | 16.7 | 7.1 | 16.1 | 5.6 | 16.7 | 12.1 | 11.1 | -8.9 | 12.2 | 0 | 18 | 12 | 21.1 | -0.6 | 23.3 | 12.2 | 22.8 | 9.3 | 26.1 | 16.7 | 16.7 | 16.1 | 28.3 | 15.6 | 15.6 | 4.7 | 12.2 | -7.2 | 19.4 | 7.8 | 14.4 | 0 | 26.7 | 15 | 7.8 | 1 | 26.1 | 19.4 | 20 | 4.4 | 5 | 5 | -2 | -11 | 2.8 | -4.5 | 9.3 | -4.4 | 6.1 | -1.1 | 4.8 | -4.2 | 6.3 | -2.3 | -1.1 | -10.6 | 5.6 | 3.3 | 19.4 | 7.8 | 22.2 | 1.8 | 15.5 | 2 | 12.8 | -4.4 | 13.3 | 0 | 15.6 | 0 | 4.4 | -7.8 | 23.3 | 12.3 | 23.3 | 11.1 | 2.2 | -1.7 | 17.8 | 7.8 | 18.9 | -2.2 | 8.1 | -3.3 | 17.2 | 1.1 | 11.1 | 3.3 | 1.1 | 0.7 | 6.3 | 0.8 | 9.8 | 1.4 | 3.3 | 1.1 | -1.7 | -3.9 | 12 | 8.7 | 11 | 3 | 17.8 | 8.3 | 17.2 | 8.3 | 10 | -1.1 | 5.6 | -1.1 | 6 | 0 | 25.6 | 11.1 | 19.4 | 13.3 | 2.8 | -2.8 | 18.7 | 8.4 | 7.2 | -10 | 22.8 | -3.3 | 27.8 | 20 | 22.2 | -5.6 | 18.3 | 3.3 | 15 | -0.6 | 19.8 | 14.2 | 12.8 | 3.9 | 6.1 | 5.6 | 8.9 | 6.7 | 7.8 | 2.8 | 16.1 | 1.7 | 5.6 | 0 | 13 | -2.5 | 1.1 | -10 | 12.2 | -10.6
4 | -2 | 3.9 | -1.7 | 22.2 | 4.4 | 22.2 | 14.4 | 9.6 | -3.5 | 27.8 | -1.9 | 7 | 3 | 17.1 | 5.1 | 19.4 | 10 | 17.8 | 7.3 | 17.2 | 5 | 18.3 | 12.8 | 10.6 | -7.8 | 13.1 | -0.5 | 18 | 12 | 22.8 | -1.7 | 23.3 | 11.1 | 23.9 | 8.4 | 27.8 | 15 | 18.3 | 17.2 | 28.9 | 17.8 | 16.7 | 5.6 | 13.3 | -7.8 | 21.1 | 8.3 | 16.1 | 0 | 28.3 | 13.9 | 9.4 | 0.8 | 26.7 | 19.4 | 20.6 | 6.7 | 5 | 5 | -1 | -10 | 3.9 | -4 | 9.6 | -2.9 | 6.1 | -0.6 | 6.9 | -4 | 7.1 | -1.8 | -1.1 | -10 | 5.6 | 3.3 | 22.2 | 8.9 | 24.4 | 2.8 | 17.2 | 1.1 | 13.9 | -3.3 | 14.2 | -0.6 | 17.2 | -0.6 | 6.1 | -8.3 | 24.5 | 11.8 | 25.6 | 11.7 | 2.8 | -3.9 | 20 | 7.2 | 18.9 | -3.4 | 9.1 | -3.6 | 16.7 | 2.8 | 11.7 | 1.7 | 0.6 | 0.4 | 6.5 | 0 | 8.5 | 2.5 | 2.8 | 1.1 | -1.7 | -4.4 | 12.2 | 8.9 | 13 | 4 | 19.4 | 7.8 | 18.9 | 8.9 | 11.1 | -1.1 | 7.2 | -1.1 | 6 | -2 | 26.1 | 13.3 | 21.1 | 12.8 | 3.9 | -2.8 | 20.2 | 8.6 | 8.3 | -9.4 | 25 | -2.8 | 28.9 | 18.9 | 23.9 | -6.1 | 20 | 3.3 | 15.6 | 0 | 21.7 | 14.4 | 13.9 | 2.8 | 5.6 | 5 | 9.4 | 7.8 | 8.9 | 1.7 | 17.8 | 1.1 | 6.1 | 0 | 14.3 | -2.7 | 1.7 | -8 | 12.8 | -10.4
4 | -2 | 3.9 | -2.2 | 22.9 | 4.9 | 22.9 | 14.2 | 9.8 | -4 | 30 | -2.2 | 8 | 2 | 17.8 | 5 | 18.9 | 11.1 | 18.9 | 7.2 | 18.3 | 5.6 | 20 | 13.3 | 12.2 | -9.4 | 14.1 | -0.6 | 18 | 12 | 23.3 | -1.7 | 22.2 | 12.2 | 25 | 7.2 | 28.9 | 14.4 | 19.4 | 16.1 | 28.9 | 16.1 | 17.1 | 6.3 | 14.4 | -6.7 | 21.7 | 7.8 | 17.2 | -0.6 | 30 | 14.4 | 11.1 | 0.6 | 26.7 | 19.4 | 21.1 | 5.6 | 5 | 5 | -1 | -10 | 5 | -3.9 | 10 | -2.2 | 6.1 | -1.1 | 8.9 | -5 | 7.8 | -2.2 | -2.2 | -5 | 5.6 | 4.4 | 22.8 | 9.4 | 25 | 3.1 | 18.5 | 1.1 | 15 | -3.3 | 15.2 | -0.8 | 18.9 | -1.7 | 8.3 | -12.2 | 25.6 | 11.1 | 26.7 | 11.1 | 1.1 | -1.7 | 20 | 6.1 | 18.9 | -5.9 | 10 | -5 | 20 | 2.2 | 12.8 | 1.7 | 0 | 0 | 6.7 | -1.1 | 7.2 | 3.3 | 3.9 | 1.1 | -2.2 | -4.4 | 12.2 | 9.3 | 14 | 5 | 20.6 | 7.8 | 20.6 | 8.9 | 12.8 | 0 | 6.7 | -2.2 | 6 | -1 | 27.8 | 12.8 | 21.7 | 12.2 | 3.7 | -2 | 21.7 | 8.9 | 9.4 | -9.4 | 26.7 | -3.9 | 30.6 | 17.8 | 25.6 | -5.6 | 19.4 | 2.8 | 16.1 | 0.6 | 22.8 | 14.7 | 14.4 | 0.6 | 3.9 | 3.3 | 9.4 | 7.2 | 11.1 | 2.2 | 19.4 | 1.7 | 6.1 | -0.6 | 15.6 | -3.9 | 2.2 | -7.6 | 13.3 | -11.4
6 | -3 | 4.4 | -2.2 | 23.7 | 5.1 | 23.7 | 14.4 | 10 | -5 | 32.2 | -3.9 | 8 | 1 | 18 | 5.6 | 18.3 | 10.6 | 19.3 | 7.1 | 18.9 | 5.6 | 19.1 | 12.9 | 11.1 | -8.9 | 15 | -1.7 | 19 | 13 | 25 | -1.1 | 24.4 | 10.6 | 25.4 | 6.6 | 28.3 | 15.6 | 21.1 | 16.1 | 28.3 | 17.8 | 17.4 | 7.2 | 14.4 | -7.2 | 22.8 | 7.2 | 17.2 | -1.1 | 30 | 13.9 | 12.2 | 0.9 | 26.7 | 19.4 | 22.2 | 6.7 | 5.6 | 5.6 | -1 | -10 | 5 | -2.7 | 9.8 | -0.3 | 7.2 | -1.1 | 9.5 | -4.3 | 7.8 | -2.7 | -2.8 | -3.9 | 6.1 | 4.4 | 24.4 | 6.7 | 25.5 | 4.1 | 19.8 | 0.3 | 15.6 | -1.7 | 16.1 | -2.2 | 18.9 | -2.2 | 10.6 | -13.3 | 23.2 | 10.7 | 27.8 | 11.7 | 2.8 | -2.2 | 21.7 | 7.2 | 18.9 | -9.4 | 10 | -4.9 | 21.1 | 0.6 | 12.8 | 0 | 0.2 | 0.2 | 6.9 | -1.1 | 5.2 | 2.4 | 6.7 | 2.2 | -2.2 | -5 | 12.2 | 9.6 | 15 | 4 | 22.2 | 9.4 | 21.7 | 7.8 | 13.9 | -0.6 | 6.7 | -3.3 | 6 | -2 | 26.1 | 16.1 | 20.6 | 13.3 | 3.5 | -1.8 | 22.8 | 8.5 | 10 | -8.9 | 27.2 | -4.4 | 30 | 18.9 | 26.7 | -2.8 | 20 | 3.3 | 16.7 | 0.6 | 23.9 | 14.6 | 16.1 | 3.3 | 2.8 | 2.2 | 9.4 | 7.2 | 9.4 | 3.3 | 20 | 1.1 | 5 | -0.6 | 15.6 | -3.4 | 2.8 | -7.8 | 13.9 | -14.4
6 | -3 | 5.6 | -2.2 | 24.4 | 5.6 | 24.4 | 14.4 | 8.9 | -2.6 | 31.7 | -4.4 | 8 | 1 | 18.1 | 6.3 | 19.4 | 6.1 | 19.6 | 6.7 | 19.4 | 2.8 | 18.1 | 12.4 | 11.1 | -10 | 14.4 | -1.1 | 19 | 12 | 25 | 0.6 | 23.9 | 11.7 | 25.7 | 6.4 | 29.4 | 14.4 | 21.7 | 15.6 | 27.8 | 17.2 | 17.8 | 7.8 | 14.4 | -7.2 | 22.8 | 6.7 | 17.8 | -1.1 | 30.6 | 12.8 | 13.3 | 0.6 | 26.7 | 18.9 | 22.8 | 6.1 | 5.6 | 5 | 0 | -8 | 5 | -2.1 | 9.6 | 1 | 7.2 | -2.2 | 10 | -3.9 | 7.8 | -4.1 | -2.8 | -3.9 | 6.1 | 4.4 | 23.3 | 5 | 26.1 | 4.4 | 21.1 | -0.6 | 16.1 | -3.3 | 14.3 | -1.2 | 20 | -5.6 | 12.2 | -12.8 | 20.7 | 9.6 | 27.8 | 11.7 | 4.4 | -5.6 | 23.9 | 8.9 | 18.5 | -8.4 | 10 | -5.6 | 21.7 | -2.2 | 12.8 | 0 | 0.4 | 0.4 | 7 | -1.2 | 3.1 | 1.1 | 7.2 | 1.1 | -2.2 | -5.6 | 12.2 | 10 | 16 | 4 | 22.8 | 8.3 | 22.2 | 9.4 | 14.4 | -0.6 | 7.2 | -3.3 | 6 | -3 | 26.1 | 16.7 | 16.7 | 15 | 3.3 | -1.7 | 23.9 | 7.6 | 10.6 | -8.3 | 27.8 | -3.9 | 28.3 | 20 | 27.2 | -5.6 | 20 | 2.8 | 17.8 | 0.6 | 25 | 14.4 | 16.1 | 3.3 | 1.7 | 1.1 | 9.4 | 7.8 | 8.3 | 4.4 | 21.1 | 0.6 | 5 | -1.1 | 15.6 | -3.8 | 1.7 | -5.6 | 13.7 | -13.6
5 | -5 | 5.6 | -2.2 | 23.7 | 5.6 | 23.9 | 14.1 | 7.8 | -1.3 | 31.1 | -3.6 | 9 | 2 | 18.3 | 6.7 | 19.4 | 6.1 | 20 | 6.1 | 20 | 5 | 17.2 | 11.7 | 11.1 | -9.4 | 13.9 | -1.1 | 19 | 12 | 23.9 | 1.1 | 23.9 | 11.1 | 26.1 | 5.6 | 29.4 | 16.1 | 24.4 | 15.6 | 28.3 | 17.2 | 14.8 | 5.9 | 15 | -7.2 | 17.8 | 6.7 | 17.2 | 0 | 30.6 | 12.8 | 14.4 | 0.6 | 26.1 | 18.3 | 23.9 | 7.2 | 5 | 5 | 0 | -8 | 5 | -1.7 | 9.4 | 2.2 | 7.2 | -2.8 | 10.6 | -4.4 | 7.8 | -6.1 | -2.8 | -3.3 | 6.1 | 4.4 | 23.3 | 1.7 | 25.7 | 4.2 | 20 | 0.9 | 16.1 | -3.3 | 12.4 | -1.3 | 18.9 | -2.8 | 13.9 | -12.2 | 18.3 | 8.9 | 26.7 | 12.2 | 4.4 | -9.4 | 23.9 | 7.8 | 18.2 | -9.5 | 10 | -7.2 | 21.7 | -1.1 | 11.7 | 0.6 | 0.6 | 0.6 | 7.2 | -1.7 | 1.1 | 0 | 7.8 | 0.6 | -3.3 | -6.1 | 12.2 | 10.3 | 16 | 4 | 22.2 | 8.3 | 21.7 | 9.4 | 13.3 | -1.1 | 7.8 | -2.8 | 6 | -2 | 26.7 | 14.4 | 17.2 | 16.1 | 3.3 | -1.3 | 25 | 6.7 | 10.6 | -8.3 | 27.2 | -3.9 | 27.8 | 20 | 27.2 | -5.6 | 19.4 | 2.2 | 17.8 | 0.6 | 24.8 | 14 | 16.1 | 1.1 | 1.1 | 0.6 | 11.7 | 9.4 | 8.3 | 3.3 | 21.1 | 1.1 | 4.4 | -1.1 | 15.6 | -4.4 | 0.5 | -5.1 | 13.5 | -15.7
4 | -5 | 5.6 | -2.2 | 22.9 | 5.8 | 23.3 | 14.1 | 6.7 | -0.6 | 30.6 | -3.9 | 8 | 1 | 16.8 | 6.4 | 18.3 | 7.2 | 19.1 | 6.9 | 19.4 | 4.4 | 15.2 | 11.2 | 12.2 | -9.4 | 13.3 | -1.1 | 19 | 12 | 22.8 | 2.8 | 23.3 | 12.2 | 24.4 | 7.1 | 29.4 | 13.9 | 24.4 | 15.6 | 27.8 | 17.2 | 11.9 | 3.7 | 14.4 | -8.3 | 15.6 | 5 | 17.2 | 0.6 | 30 | 12.2 | 14 | -0.7 | 25.6 | 17.8 | 22.8 | 7.2 | 5 | 5 | 0 | -6 | 4.4 | -1.6 | 9.6 | 1.7 | 7.2 | -2.8 | 9.5 | -4.9 | 6.1 | -5.2 | -2.8 | -3.9 | 6.1 | 4.4 | 20 | 5 | 25.4 | 4.5 | 18.9 | 2.3 | 16.1 | -2.2 | 10.6 | -1.7 | 17.8 | -2.8 | 12.8 | -12.2 | 17 | 9.7 | 22.8 | 14.4 | 3.9 | -7.2 | 24.4 | 3.9 | 17.8 | -10.6 | 8.3 | -5.9 | 21.1 | 0.6 | 11.1 | 0.6 | 0.4 | 0.4 | 7 | -1.2 | 0.9 | 0.2 | 8.9 | 1.7 | -3.9 | -7.2 | 12.2 | 10.8 | 15 | 4 | 20 | 8.3 | 21.7 | 8.9 | 13.3 | -1.1 | 7.8 | -4.4 | 5 | -3 | 25 | 13.9 | 17.2 | 15.6 | 3.3 | -1.1 | 24.4 | 6.2 | 10.6 | -8.3 | 27.2 | -4.4 | 26.7 | 20 | 26.1 | -6.1 | 18.3 | 1.1 | 17.8 | 2.2 | 24.6 | 13.8 | 16.7 | -1.1 | 1.1 | 0.6 | 11.7 | 9.4 | 8.9 | 2.8 | 20.6 | -0.6 | 3.3 | -1.7 | 15.4 | -3.5 | -0.6 | -5 | 13.3 | -18.3
3 | -3 | 5 | -1.7 | 22.2 | 5.6 | 22.8 | 13.9 | 5.9 | -0.5 | 28 | -3.6 | 7 | 2 | 15.4 | 5.6 | 18.3 | 6.1 | 18.1 | 7.6 | 16.7 | 5 | 13.1 | 10.3 | 11.1 | -9.4 | 12.2 | -1.2 | 18 | 12 | 21.7 | 3.3 | 22.8 | 12.2 | 22.8 | 7.8 | 27.2 | 13.3 | 23.3 | 15 | 25.6 | 16.7 | 8.9 | 1.7 | 13.9 | -9.4 | 14.4 | 3.9 | 16.1 | 1.1 | 27.8 | 12.8 | 13.7 | -2 | 23.9 | 18.9 | 22.2 | 9.4 | 4.4 | 4.4 | 0 | -3 | 3.9 | -1.8 | 9.8 | 1.2 | 8.3 | -2.8 | 8.3 | -6.2 | 4.5 | -5.2 | -1.1 | -3.9 | 6.1 | 4.4 | 17.8 | 5 | 25 | 3.9 | 17.8 | 2.8 | 15 | -2.2 | 9.3 | -3.5 | 16.1 | -3.3 | 10 | -12.2 | 15.7 | 10.3 | 22.2 | 13.9 | 3.9 | -10 | 23.3 | 7.2 | 15.9 | -5.1 | 6.7 | -5.3 | 20 | 0.6 | 10 | 1.1 | 0.2 | 0.2 | 6.9 | -0.7 | 0.8 | 0.4 | 8.3 | 0 | -5 | -8.3 | 12.2 | 11.1 | 14 | 4 | 17.8 | 7.8 | 20 | 9.4 | 12.2 | -1.1 | 7.2 | -2.2 | 4 | -4 | 24.4 | 14.4 | 17.2 | 15.6 | 3.3 | -1.1 | 23.9 | 5.3 | 8.3 | -8.3 | 26.1 | -5.6 | 25.6 | 20.6 | 25 | -5 | 17.8 | 0.6 | 17.2 | 1.7 | 24.4 | 13.3 | 15.6 | 0 | 0 | -0.6 | 11.7 | 8.3 | 7.8 | 3.3 | 18.3 | 1.1 | 2.8 | -2.8 | 15.2 | -3.7 | -1 | -5.1 | 10.9 | -14.7
2 | -4 | 3.9 | -2.2 | 20.9 | 6.5 | 21.3 | 14 | 5.2 | -0.7 | 25.4 | -3.5 | 7 | 3 | 13.9 | 5 | 16.1 | 8.3 | 17.2 | 7.8 | 15 | 1.7 | 11.1 | 9.4 | 8.9 | -10.6 | 11.1 | -1.2 | 18 | 12 | 18.9 | 6.1 | 21.7 | 11.1 | 21.1 | 8.3 | 24.4 | 12.8 | 22.2 | 15 | 24.4 | 16.7 | 8 | 1.2 | 11.7 | -9.4 | 13.9 | 2.8 | 14.4 | 1.7 | 25 | 13.3 | 13.3 | -3.9 | 21.7 | 19.4 | 20.6 | 7.8 | 4.4 | 4.4 | 0 | -5 | 3.3 | -2.2 | 10 | 0.6 | 6.7 | -3.3 | 7.2 | -8.3 | 2.8 | -6.1 | -4.4 | -5.6 | 6.7 | 4.4 | 15 | 3.9 | 23.7 | 3.6 | 16.5 | 2.5 | 8.9 | 3.9 | 8 | -5.8 | 13.3 | -3.3 | 7.8 | -9.4 | 14.4 | 10.6 | 21.7 | 14.4 | 2.2 | -8.9 | 22.8 | 8.3 | 14.1 | -2.4 | 5 | -6.1 | 18.3 | 1.1 | 8.9 | 1.7 | 0 | 0 | 6.7 | -0.6 | 0.6 | 0.6 | 4.4 | 0.6 | -6.1 | -8.3 | 12 | 10.8 | 11 | 3 | 15 | 7.2 | 17.8 | 10 | 11.1 | -1.7 | 6.1 | -2.2 | 3 | -4 | 22.8 | 14.4 | 16.1 | 14.4 | 2.9 | -0.8 | 23.3 | 5 | 6.1 | -7.8 | 22.2 | -4.4 | 24.4 | 20.6 | 23.3 | -7.8 | 16.7 | -1.1 | 16.1 | 1.7 | 23.1 | 13.9 | 11.7 | 2.8 | -1.1 | -1.7 | 11.7 | 8.3 | 7.8 | 3.9 | 15.6 | 0.6 | 2.2 | -4.4 | 15 | -3.9 | -1.3 | -5.5 | 8.5 | -14.2
0 | -3 | 3.3 | -3.3 | 19.6 | 7.1 | 19.8 | 14 | 4.4 | -1.1 | 22.8 | -4.4 | 7 | 2 | 12.6 | 5.1 | 17.2 | 8.9 | 15.5 | 7.6 | 14.4 | 2.8 | 10.5 | 9 | 6.1 | -8.9 | 10 | -1.7 | 18 | 12 | 17.8 | 6.1 | 21.7 | 11.7 | 19.6 | 10.4 | 21.1 | 13.3 | 21.7 | 15 | 23.9 | 17.8 | 7 | 0.4 | 9.4 | -8.3 | 12.2 | 0.6 | 13.3 | 0 | 23.9 | 14.4 | 11.5 | -2.4 | 20.6 | 19.4 | 18.3 | 10 | 5 | 5 | -1 | -5 | 2.8 | -0.7 | 10 | 1.4 | 4.4 | 0.6 | 4.6 | -5.6 | 1.9 | -5.3 | -5 | -7.2 | 6.7 | 4.4 | 13.9 | 3.9 | 22.4 | 3.5 | 15.2 | 2.4 | 6.7 | 3.3 | 6.7 | -9.4 | 11.7 | -3.9 | 6.1 | -9.4 | 14.6 | 11 | 21.7 | 13.3 | 0.6 | -8.9 | 21.7 | 2.2 | 12.2 | -1.1 | 4.1 | -4.8 | 17.8 | 1.1 | 8.3 | 1.7 | 0 | 0 | 6.5 | 0.4 | 0.6 | 0.4 | 3.3 | 1.1 | -5.6 | -8.9 | 11.9 | 10.5 | 8 | 3 | 13.9 | 6.7 | 16.1 | 9.4 | 10 | -2.2 | 5 | -1.1 | 2 | -3 | 19.4 | 15 | 16.1 | 14.4 | 2.6 | -0.6 | 20.2 | 7.3 | 5 | -7.2 | 18.3 | -1.7 | 23.9 | 21.1 | 22.8 | -6.7 | 15.6 | -0.6 | 11.7 | 6.1 | 21.9 | 14.3 | 7.8 | 1.1 | -2.2 | -2.2 | 11.7 | 8.3 | 6.7 | 5 | 13.3 | 0 | 1.1 | -5.6 | 13.5 | -1.8 | -1.7 | -6.7 | 6.1 | -15.6
-1 | -5 | 1.1 | -3.3 | 18.3 | 7.2 | 18.3 | 13.9 | 3.5 | -0.9 | 21.5 | -2.1 | 6 | 3 | 11.3 | 4.8 | 18.3 | 5.6 | 13.9 | 7.2 | 12.8 | 1.7 | 10 | 8.3 | 1.7 | -5.6 | 9.1 | -1.2 | 17 | 12 | 16.7 | 7.2 | 21.7 | 12.2 | 18.2 | 11.8 | 20.6 | 15 | 21.7 | 15.6 | 23.3 | 18.3 | 6.1 | 0 | 7.2 | -7.8 | 11.1 | 0.6 | 12.8 | 1.1 | 22.8 | 14.4 | 9.6 | -1.5 | 20 | 19.4 | 17.8 | 10 | 4.4 | 4.4 | -1 | -6 | 2.2 | 0.1 | 10 | 2.1 | 4.4 | 1.7 | 2 | -4.6 | 0.9 | -5.3 | -5 | -6.7 | 6.7 | 4.4 | 12.8 | 3.3 | 21.1 | 2.8 | 13.9 | 1.7 | 5.6 | 3.3 | 5.2 | -8.7 | 10.6 | -4.4 | 5.6 | -8.9 | 14.8 | 11.4 | 21.1 | 13.3 | 0 | -8.9 | 18.9 | 1.1 | 10.9 | -1.3 | 3.1 | -4.7 | 17.2 | 0.6 | 7.2 | 1.7 | 0 | 0 | 6.3 | 1.4 | 0.6 | 0.2 | 2.2 | 0.6 | -6.1 | -9.4 | 11.7 | 10 | 8 | 3 | 13.3 | 6.1 | 14.4 | 9.4 | 8.3 | -2.2 | 3.9 | -1.1 | 2 | -3 | 19.4 | 15 | 16.1 | 15 | 2.2 | -0.6 | 17 | 8.2 | 5.6 | -8.3 | 16.7 | -0.6 | 23.9 | 21.1 | 19.4 | -9.4 | 15 | -0.6 | 11.1 | 6.1 | 20.6 | 14.4 | 8.9 | 0.6 | -2.2 | -2.8 | 12.2 | 8.9 | 6.1 | 4.4 | 12.8 | 0 | 0.6 | -5.6 | 12.1 | -0.7 | -2.2 | -6.4 | 5.5 | -13.5
-1 | -5 | 0.6 | -3.3 | 18.1 | 6 | 16.6 | 13.4 | 2.6 | -1.2 | 20.2 | -0.9 | 6 | 4 | 10 | 4.4 | 20.6 | -1.1 | 12.2 | 6.7 | 13.9 | 2.2 | 9.4 | 7.8 | -1.1 | -4.4 | 8.1 | -1 | 15 | 11 | 15 | 9.4 | 21.7 | 12.2 | 16.7 | 12.8 | 20 | 16.1 | 21.1 | 15.6 | 22.8 | 17.8 | 7 | -1 | 6.7 | -7.8 | 9.4 | 0 | 12.2 | 2.2 | 21.1 | 15 | 7.8 | -1.7 | 20 | 19.4 | 17.2 | 10.6 | 5.6 | 5.6 | -2 | -7 | 1.7 | 1.1 | 10 | 2.8 | 3.9 | 1.1 | -0.6 | -5 | 0 | -6.1 | -5.6 | -8.3 | 6.7 | 4.4 | 11.7 | 3.3 | 20.5 | 3.3 | 13.2 | 1.8 | 5 | 3.3 | 3.7 | -9.2 | 9.4 | -6.7 | 5 | -7.8 | 15 | 11.7 | 13.3 | 9.4 | -1.7 | -9.4 | 17.2 | 2.8 | 9.6 | -2.1 | 2.2 | -5 | 15.6 | 0.6 | 6.1 | 1.7 | 0 | 0 | 6.1 | 2.2 | 0.6 | 0 | 2.8 | 1.7 | -6.1 | -10 | 11.5 | 9.9 | 6 | 3 | 12.8 | 6.1 | 12.8 | 9.4 | 7.8 | -2.8 | 2.8 | -1.7 | 2 | -4 | 18.9 | 15 | 16.1 | 15 | 1.7 | -0.8 | 13.9 | 8.3 | 3.9 | -5.6 | 16.1 | -0.6 | 23.9 | 21.1 | 16.1 | -13.9 | 14.4 | 0.6 | 10.6 | 6.7 | 19.5 | 14.8 | 6.7 | 2.2 | -2.2 | -2.8 | 12.2 | 9.4 | 6.1 | 4.4 | 11.1 | 0.6 | 0 | -6.7 | 10.6 | 0 | -2.8 | -6.8 | 5 | -13.4
-2 | -6 | 1.7 | -3.3 | 18 | 4.9 | 15 | 12.9 | 1.7 | -1.7 | 18.9 | 0 | 7 | 4 | 9.4 | 4.2 | 16.7 | 6.7 | 11.8 | 6.9 | 12.2 | 7.2 | 9.5 | 7.7 | 0.6 | -3.9 | 7.2 | -1.1 | 14 | 11 | 13.9 | 10 | 21.7 | 12.2 | 16.1 | 13.6 | 19.4 | 16.7 | 15 | 13.9 | 21.7 | 19.4 | 8 | -2.1 | 5 | -8.3 | 8.9 | 0.6 | 12.2 | 1.1 | 20 | 13.9 | 7.1 | -1.2 | 20 | 19.4 | 17.8 | 10 | 6.1 | 6.1 | -2 | -6 | 1.3 | 0.2 | 8.7 | 3.5 | 3.3 | 1.1 | -1 | -4.6 | -0.4 | -5.3 | -6.1 | -10.6 | 6.7 | 4.4 | 11.7 | 2.8 | 20 | 3.3 | 12.4 | 1.4 | 3.9 | 2.8 | 2.2 | -11.1 | 7.2 | -8.3 | 5 | -8.3 | 14.3 | 11.8 | 6.7 | 3.3 | -1.7 | -9.4 | 16.1 | 1.7 | 8.3 | -2.8 | 2.8 | -4.3 | 13.3 | 1.1 | 6.1 | 1.1 | 0.2 | 0 | 5.9 | 2.5 | -0.3 | -1.3 | 2.2 | 1.1 | -6.7 | -10 | 11.3 | 9.8 | 3 | 2 | 12.8 | 6.1 | 13.3 | 9.4 | 7.2 | -2.8 | 2.8 | -2.2 | 2 | -3 | 18.3 | 15.6 | 16.1 | 14.4 | 1.1 | -1.1 | 12.6 | 8.3 | 2.8 | -5 | 14.4 | 1.1 | 23.9 | 21.1 | 11.7 | -14.4 | 14.4 | 0 | 11.7 | 5.6 | 18.3 | 15 | 6.1 | 1.7 | -2.2 | -3.3 | 12.2 | 9.4 | 6.1 | 4.4 | 7.8 | 1.1 | -0.6 | -6.7 | 11 | -0.1 | -3.3 | -7.8 | 4.4 | -15
-2 | -5 | 2.2 | -3.3 | 17.8 | 3.3 | 13.3 | 12.2 | 1.3 | -1.3 | 17.6 | -0.1 | 5 | 2 | 8.9 | 3.7 | 17.2 | 6.1 | 11.5 | 7.1 | 11.7 | 8.9 | 9.5 | 7.6 | 1.1 | -3.9 | 5.9 | -0.9 | 13 | 11 | 12.2 | 10 | 21.1 | 11.7 | 15.6 | 14.3 | 18.9 | 17.2 | 15 | 13.3 | 22.2 | 19.4 | 8.9 | -4.4 | 3.3 | -7.8 | 7.2 | 0.6 | 11.1 | 2.2 | 20 | 13.9 | 6.3 | -1.4 | 20.6 | 19.4 | 16.7 | 9.4 | 6.7 | 6.7 | -2 | -7 | 1 | -0.6 | 7.4 | 4.2 | 2.8 | 1.1 | -1.3 | -4.6 | -0.7 | -5.4 | -7.2 | -13.3 | 6.7 | 4.4 | 11.7 | 1.1 | 19.4 | 3.3 | 11.7 | 1.1 | 3.3 | 2.8 | 1.8 | -9.5 | 5.6 | -7.2 | 5 | -4.4 | 13.5 | 11.8 | 5 | 2.8 | -3.9 | -8.9 | 14.4 | 2.2 | 7.2 | -1.8 | 3.3 | -4.3 | 13.9 | 0 | 4.4 | 1.1 | 0.4 | 0 | 5.8 | 3.1 | -1.3 | -2.7 | 1.7 | 0 | -6.7 | -10.6 | 11.1 | 9.4 | 2 | 1 | 12.8 | 6.1 | 13.3 | 8.9 | 5 | -3.3 | 1.7 | -2.2 | 2 | -4 | 19.4 | 15.6 | 16.1 | 14.4 | 0.6 | -1.7 | 11.3 | 8 | 0 | -3.9 | 15 | 3.3 | 23.3 | 21.1 | 11.7 | -8.9 | 14.4 | 0 | 8.9 | 6.7 | 17.2 | 15 | 6.7 | 2.2 | -2.2 | -3.9 | 12.2 | 9.4 | 6.1 | 4.4 | 8.3 | 0 | -1.1 | -6.7 | 11.3 | -0.7 | -3.3 | -8 | 3.3 | -13.3
-3 | -6 | 2.2 | -3.3 | 17.4 | 3.7 | 13.3 | 12.2 | 1 | -0.9 | 16.3 | -0.7 | 6 | 3 | 8.3 | 3.3 | 15.6 | 6.7 | 11.1 | 7.2 | 11.1 | 7.2 | 9.6 | 7.4 | -0.6 | -4.4 | 4.6 | -1.2 | 13 | 12 | 11.1 | 10 | 20 | 12.8 | 15 | 15 | 18.3 | 16.7 | 14.4 | 13.3 | 21.1 | 18.3 | 8.2 | -3.5 | 2.2 | -7.2 | 6.7 | 0 | 10 | 3.3 | 20 | 13.9 | 5.6 | -1.7 | 20 | 19.4 | 17.8 | 8.3 | 6.7 | 6.7 | -2 | -6 | 0.6 | -1.5 | 6.1 | 4.4 | 2.2 | 1.1 | -1.7 | -5 | -1.1 | -6.1 | -8.9 | -15 | 6.7 | 4.4 | 11.7 | 1.7 | 18.5 | 3.9 | 11.5 | 1.2 | 2.8 | 2.2 | 1.5 | -8.9 | 4.4 | -5 | 4.4 | -1.7 | 12.8 | 11.7 | 5 | 3.3 | -5.6 | -9.4 | 12.8 | 4.4 | 6.1 | -0.9 | 3.9 | -5 | 12.8 | 0 | 3.9 | 1.7 | 0.6 | 0 | 5.6 | 3.3 | -2.2 | -4.4 | 1.1 | -1.1 | -7.2 | -10.6 | 10.7 | 9.2 | 2 | 1 | 12.2 | 7.2 | 13.3 | 8.3 | 5.6 | -1.1 | 1.7 | -2.2 | 1 | -4 | 20 | 16.1 | 16.1 | 14.4 | 0.4 | -1.7 | 10 | 7.8 | -0.6 | -3.9 | 14.4 | 3.3 | 23.3 | 21.1 | 11.7 | -17.2 | 13.9 | -1.1 | 8.3 | 6.7 | 16.8 | 15.2 | 5.6 | 0.6 | -2.2 | -3.9 | 11.7 | 10 | 6.1 | 4.4 | 11.1 | 0.6 | -1.7 | -6.7 | 11.7 | -1.1 | -3.3 | -8.7 | 2.2 | -13.7
-2 | -7 | 1.7 | -3.3 | 17.1 | 3.8 | 13.3 | 12.2 | 0.6 | -1.1 | 15 | -1.1 | 3 | 1 | 7.4 | 3.5 | 16.7 | 2.8 | 10.4 | 7.1 | 10.6 | 5 | 9.6 | 7.3 | -1.1 | -4.4 | 3.3 | -1.7 | 13 | 11 | 10.6 | 9.4 | 20 | 12.8 | 14.4 | 14.4 | 18.3 | 16.7 | 14.4 | 12.8 | 21.1 | 18.3 | 7.4 | -3.6 | 1.1 | -6.7 | 5.6 | -0.6 | 9.4 | 3.3 | 18.9 | 12.8 | 5 | -1.9 | 20 | 18.9 | 17.2 | 7.2 | 6.7 | 6.7 | -2 | -6 | -0.3 | -2.4 | 5 | 3.5 | 1.7 | 0.6 | -2.4 | -5 | -1.8 | -5.5 | -11.1 | -17.2 | 6.1 | 3.9 | 11.1 | 1.1 | 17.6 | 3.9 | 11.3 | 1 | 2.2 | 1.7 | 1.1 | -10 | 2.8 | -3.9 | 4.4 | -1.1 | 12.4 | 11.5 | 4.4 | 2.2 | -6.1 | -9.4 | 12.8 | 2.8 | 5 | -0.6 | 3.5 | -3.7 | 13.3 | -0.6 | 3.9 | 0.6 | 0.6 | 0 | 5.8 | 3.8 | -2 | -4.1 | 1.1 | -1.1 | -7.8 | -12.2 | 10.4 | 8.7 | 3 | 1 | 11.7 | 8.3 | 12.2 | 8.9 | 4.4 | -1.7 | -0.6 | -4.4 | 2 | -4 | 21.1 | 15.6 | 15.6 | 14.4 | 0.2 | -2.1 | 9.4 | 7.2 | -0.6 | -3.3 | 14.4 | 3.3 | 23.9 | 21.1 | 10 | -17.8 | 13.9 | -0.6 | 8.3 | 6.7 | 16.5 | 15.6 | 5 | 0.6 | -2.2 | -3.3 | 11.7 | 9.4 | 6.1 | 4.4 | 9.4 | 0 | -1.7 | -6.7 | 11.5 | 0 | -3.3 | -10.6 | 1.1 | -15.6
-2 | -7 | 1.1 | -2.2 | 16.7 | 3.9 | 13.3 | 12.2 | 0.4 | -1.1 | 14.4 | -1.1 | 4 | 1 | 6.5 | 3.5 | 15 | 2.8 | 9.6 | 6.9 | 10.6 | 8.9 | 9.7 | 7.2 | -1.7 | -5 | 3.3 | -1.6 | 13 | 10 | 11.7 | 8.9 | 20 | 12.8 | 13.9 | 13.9 | 18.9 | 17.2 | 13.9 | 12.2 | 21.1 | 18.3 | 6.7 | -3.9 | 1.7 | -6.7 | 4.4 | -0.6 | 9.4 | 3.3 | 18.3 | 12.8 | 4.5 | -2.3 | 19.4 | 18.9 | 16.7 | 7.8 | 6.1 | 6.1 | -3 | -5 | -1.3 | -3.2 | 3.9 | 2.6 | 1.7 | 0.6 | -3.2 | -5.4 | -2.6 | -5.7 | -12.2 | -18.3 | 6.1 | 3.9 | 10.6 | 1.1 | 16.7 | 3.9 | 11.1 | 0.6 | 1.1 | 0.6 | -0.6 | -8.5 | 2.8 | -3.9 | 4.4 | -0.6 | 12.1 | 11.4 | 3.3 | 1.1 | -6.7 | -9.4 | 10.6 | 4.4 | 4.6 | -1.2 | 3.2 | -3.2 | 11.1 | 0 | 2.8 | 0.6 | 0.6 | 0 | 5.9 | 4.1 | -1.9 | -4.1 | 0.6 | -1.7 | -8.3 | -12.2 | 10 | 8.3 | 2 | 1 | 11.7 | 6.7 | 12.2 | 8.9 | 3.3 | -2.8 | -1.7 | -4.4 | 2 | -2 | 21.7 | 15.6 | 15.6 | 15 | 0 | -2.8 | 8.9 | 6.7 | -0.6 | -3.3 | 12.8 | 3.3 | 23.3 | 21.1 | 6.7 | -18.3 | 13.9 | -1.7 | 8.9 | 6.7 | 16.1 | 15.6 | 5.6 | 0.6 | -2.8 | -3.3 | 11.1 | 8.3 | 6.1 | 4.4 | 8.3 | 0 | -2.2 | -7.2 | 11.3 | 1 | -3.9 | -9.8 | 1.1 | -13.8
-2 | -7 | 0.6 | -2.8 | 15.8 | 3.6 | 12.9 | 12 | 0.2 | -1.2 | 13.9 | -0.8 | 5 | 2 | 5.6 | 3.3 | 13.9 | 2.8 | 8.9 | 6.7 | 10.6 | 8.3 | 9.8 | 7.1 | -2.2 | -6.1 | 3.3 | -1.8 | 12 | 11 | 11.7 | 6.7 | 19.4 | 13.9 | 13.3 | 13.3 | 17.2 | 16.7 | 14.4 | 12.8 | 20.6 | 18.3 | 5.9 | -3.1 | -1.1 | -7.2 | 4.4 | 0 | 8.9 | 2.8 | 17.8 | 12.8 | 3.9 | -3.3 | 20.6 | 19.4 | 16.7 | 8.3 | 6.7 | 6.7 | -3 | -5 | -2.2 | -4.1 | 2.8 | 1.7 | 1.1 | 0 | -3.9 | -6.1 | -3.3 | -6.1 | -13.3 | -20 | 6.1 | 3.9 | 10 | 1.7 | 16.3 | 4.4 | 11.1 | 0.8 | 1.1 | 0.6 | -2.2 | -8.4 | 2.2 | -3.3 | 4.4 | -1.1 | 11.7 | 11.1 | 2.2 | 0 | -7.8 | -10 | 11.1 | 3.3 | 4.3 | -1.7 | 2.8 | -3.3 | 11.1 | 0.6 | 1.7 | 0.6 | 0.6 | 0 | 6.1 | 4.4 | -1.7 | -4.4 | 0.6 | -1.1 | -8.3 | -12.8 | 10.4 | 9 | 2 | 1 | 11.7 | 6.7 | 12.8 | 9.4 | 3.3 | -2.8 | -1.1 | -2.8 | 2 | -2 | 21.1 | 15.6 | 15 | 15 | -0.2 | -2.4 | 8.3 | 6.1 | 0 | -3.9 | 12.2 | 2.8 | 23.3 | 20.6 | 7.2 | -17.8 | 13.3 | -1.1 | 9.4 | 7.2 | 16.3 | 15.7 | 4.4 | 0 | -2.8 | -3.3 | 8.9 | 6.1 | 6.1 | 4.4 | 6.1 | 1.1 | -2.2 | -7.8 | 11.1 | 1.7 | -4.4 | -10.1 | 1.1 | -14.2
-2 | -7 | 0.6 | -2.8 | 14.8 | 3.3 | 12.6 | 11.9 | 0 | -1.7 | 13.3 | -1.1 | 4 | 2 | 5.6 | 3.5 | 12.8 | 4.4 | 9.3 | 7.1 | 10.6 | 8.9 | 9.9 | 6.9 | -1.1 | -6.7 | 3.3 | -2.2 | 12 | 12 | 12.2 | 4.4 | 20 | 13.3 | 12.4 | 12.4 | 14.4 | 14.4 | 14.4 | 12.8 | 21.1 | 18.3 | 5.2 | -2.7 | -0.6 | -6.7 | 4.4 | 0 | 8.3 | 3.3 | 16.7 | 13.3 | 4.1 | -2.4 | 20.6 | 19.4 | 15.6 | 8.3 | 6.7 | 6.7 | -3 | -5 | -2.6 | -5 | 3.5 | 2.2 | 1.1 | 0 | -2.8 | -5.4 | -3.7 | -5.9 | -15.6 | -20 | 5.6 | 3.3 | 9.4 | 1.1 | 16 | 4.4 | 11.1 | 0.8 | 1.1 | 0.6 | -3.9 | -9.4 | 2.8 | -3.9 | 3.9 | 0 | 12.8 | 12.1 | 1.7 | 0 | -7.2 | -9.4 | 11.1 | 4.4 | 3.9 | -2.8 | 2.8 | -3.1 | 12.2 | 0.6 | 1.7 | 0.6 | 0.6 | -0.1 | 6.1 | 4.6 | -2.1 | -4.6 | -0.6 | -1.7 | -9.4 | -12.8 | 10.7 | 9.8 | 3 | 1 | 11.7 | 7.2 | 12.2 | 9.4 | 1.7 | -3.3 | -1.1 | -2.2 | 2 | -2 | 18.9 | 15 | 15.6 | 14.4 | -0.4 | -2.5 | 7.8 | 6.1 | -0.6 | -3.9 | 11.7 | 2.2 | 23.3 | 20.6 | 7.2 | -17.8 | 12.8 | -0.6 | 9.4 | 6.7 | 16.5 | 15.6 | 6.7 | 0 | -2.8 | -3.9 | 8.3 | 2.2 | 6.1 | 3.9 | 6.1 | 2.2 | -2.2 | -7.8 | 10.2 | 3.9 | -5 | -11.1 | 1.1 | -16.1
-3 | -7 | -0.6 | -2.8 | 13.9 | 2.8 | 12.2 | 11.7 | -0.2 | -1.6 | 14.4 | -0.8 | 6 | 2 | 5.6 | 3.5 | 13.3 | 1.1 | 9.6 | 7.4 | 10.6 | 8.3 | 10 | 6.8 | -1.1 | -6.7 | 4.8 | -1.8 | 12 | 11 | 10.6 | 5 | 20 | 13.3 | 11.5 | 11.5 | 15.6 | 15 | 12.8 | 10.6 | 21.7 | 18.3 | 4.4 | -2.8 | 0.6 | -7.2 | 4.4 | -1.1 | 7.8 | 3.3 | 16.1 | 13.3 | 4.2 | -2.3 | 20.6 | 19.4 | 15 | 7.8 | 6.7 | 6.7 | -3 | -5 | -2.9 | -5.8 | 4.3 | 2.8 | 1.1 | 0 | -1.7 | -5.3 | -4 | -5.8 | -15.6 | -20.6 | 5.6 | 3.3 | 8.9 | 0.6 | 15.6 | 4.4 | 11.1 | 0.6 | 1.1 | 0.6 | -1.7 | -7.9 | 4.4 | -4.4 | 2.2 | 1.1 | 13.9 | 13 | 1.1 | -1.1 | -8.3 | -10.6 | 10 | 5.6 | 4.8 | -2.4 | 2.8 | -3.5 | 12.2 | 1.1 | 1.1 | 0.6 | 0.6 | -0.3 | 6.1 | 4.9 | -2.4 | -5.2 | -1.1 | -1.7 | -9.4 | -13.3 | 11.1 | 10.6 | 2 | 1 | 11.7 | 6.7 | 12.2 | 10 | 1.1 | -3.9 | -1.1 | -2.2 | 2 | -2 | 18.9 | 15 | 15 | 15 | -0.6 | -2.8 | 7.2 | 6.2 | -2.2 | -4.4 | 10.6 | 1.7 | 23.3 | 20.6 | 7.8 | -17.2 | 12.8 | 2.8 | 9.4 | 6.7 | 16.7 | 15.6 | 7.2 | 0 | -3.3 | -4.4 | 7.8 | 2.2 | 6.1 | 3.9 | 4.4 | 1.1 | -2.2 | -7.2 | 9.2 | 5.4 | -3.7 | -10 | 2 | -12.3
-2 | -7 | 0 | -2.8 | 15.7 | 4.7 | 14.2 | 13.1 | -0.4 | -1.8 | 15.6 | -0.5 | 7 | 1 | 5.6 | 3.3 | 17.2 | 0.6 | 10 | 7.8 | 11.1 | 8.3 | 11.7 | 6.7 | 2.2 | -5.6 | 6.3 | -1.6 | 13 | 13 | 12.2 | 5 | 18.9 | 13.9 | 10.6 | 10.6 | 15.6 | 14.4 | 9.4 | 6.1 | 22.8 | 18.3 | 5.3 | -1.6 | 2.2 | -6.7 | 4.4 | -0.6 | 7.8 | 3.3 | 16.1 | 13.3 | 4.4 | -2.2 | 21.1 | 19.4 | 17.2 | 7.2 | 7.2 | 7.2 | -3 | -5 | -3.3 | -6.7 | 5 | 3.3 | 1.1 | 0 | -0.6 | -5.6 | -4.4 | -6.1 | -15 | -21.7 | 5 | 3.3 | 10 | 0 | 16.7 | 5.4 | 13.7 | 1.3 | 5.6 | 1.7 | 0.6 | -7 | 7.2 | -5 | 1.7 | 1.7 | 15 | 13.9 | 0.6 | -1.7 | -7.2 | -10 | 10.6 | 3.9 | 5.8 | -2.7 | 2.8 | -4.4 | 13.9 | 2.2 | 3.9 | 1.7 | 0.6 | -0.6 | 6.1 | 5 | -2.8 | -6.1 | -1.1 | -1.7 | -8.9 | -12.2 | 11.7 | 10.5 | 6 | -1 | 11.7 | 7.2 | 12.2 | 10 | 5 | -2.2 | 0 | -2.2 | 1 | -1 | 18.9 | 13.3 | 15.6 | 14.4 | -0.4 | -2.6 | 6.7 | 6.1 | 1.1 | -2.8 | 10 | 1.7 | 23.3 | 20.6 | 7.8 | -17.2 | 12.2 | 2.2 | 10.6 | 4.4 | 17.2 | 15.7 | 10 | 0.6 | -3.3 | -4.4 | 7.2 | 3.3 | 6.1 | 3.3 | 8.9 | 2.8 | -1.7 | -8.3 | 8.3 | 6.7 | -2.4 | -9.6 | 3 | -10.4
-1 | -6 | 1.1 | -2.2 | 17.6 | 7.1 | 16.3 | 14.7 | -0.6 | -2.2 | 16.7 | -0.6 | 8 | 4 | 8.4 | 4.4 | 20 | 1.7 | 12.2 | 8.5 | 11.7 | 8.3 | 14.7 | 7.5 | 5.6 | -6.1 | 7.8 | -2.2 | 14 | 11 | 15 | 4.4 | 22.8 | 13.9 | 14.5 | 12.2 | 20.6 | 16.7 | 7.2 | 5 | 23.9 | 17.8 | 6.3 | -0.4 | 4.4 | -5 | 3.9 | -1.1 | 8.3 | 3.3 | 18.3 | 14.4 | 8.1 | -0.6 | 22.2 | 19.4 | 18.3 | 6.7 | 7.8 | 7.8 | -3 | -5 | -2.4 | -5.8 | 5.7 | 1.8 | 3.3 | 2.2 | 2 | -4 | -1.8 | -5 | -14.4 | -22.2 | 5 | 2.8 | 11.7 | -0.6 | 17.8 | 6.1 | 16.3 | 2 | 10 | 1.1 | 2.8 | -7.8 | 8.3 | -2.2 | 1.1 | 1.1 | 17 | 13 | 0.6 | -1.7 | -5 | -8.9 | 12.2 | 3.9 | 6.7 | -3.3 | 4.6 | -3.4 | 16.1 | 1.7 | 6.1 | 2.2 | 1.7 | 0.2 | 6.8 | 5.6 | -3 | -5.8 | 1.7 | 0 | -7.8 | -11.7 | 12.2 | 10.1 | 5 | -2 | 11.7 | 7.2 | 12.8 | 10 | 7.8 | -1.7 | 1.1 | -1.1 | 1 | 0 | 19.4 | 13.3 | 16.1 | 15 | -0.2 | -2.7 | 10 | 6.6 | 6.7 | -1.7 | 13.3 | 2.2 | 24.4 | 20.6 | 11.7 | -14.4 | 12.8 | 2.2 | 11.7 | 4.4 | 17.8 | 16 | 12.8 | 1.7 | -2.8 | -5 | 8.9 | 1.7 | 6.1 | 3.9 | 11.1 | 3.9 | -1.1 | -7.2 | 8.9 | 7 | -1.1 | -10.6 | 3.9 | -10
0 | -3 | 2.8 | -1.7 | 19.4 | 8.9 | 18.3 | 16.1 | -0.2 | -2.3 | 19.7 | 0.2 | 9 | 3 | 11.1 | 5.2 | 22.8 | 1.7 | 14.5 | 9.3 | 12.8 | 8.9 | 17.6 | 7.7 | 10.6 | -8.3 | 9.8 | -1.6 | 21 | 12 | 17.2 | 5.6 | 25 | 13.3 | 18.3 | 13.4 | 23.3 | 17.2 | 7.2 | 4.4 | 23.9 | 17.2 | 7.2 | 0.6 | 7.2 | -5 | 3.9 | -1.1 | 8.3 | 3.3 | 20 | 14.4 | 11.9 | 0.6 | 23.9 | 20 | 18.9 | 7.2 | 10 | 10 | -2 | -3 | -1.5 | -5.4 | 6.5 | 0.2 | 4.4 | 1.7 | 4.6 | -3.4 | 0.7 | -4.5 | -13.9 | -21.1 | 5.6 | 2.8 | 13.3 | -0.6 | 18.9 | 6.7 | 18.9 | 1.7 | 13.3 | 0 | 4.5 | -7 | 11.7 | -3.9 | 1.1 | 1.1 | 19.1 | 11.2 | 0 | -2.2 | -2.2 | -9.4 | 13.9 | 5 | 9.5 | -2.7 | 6.5 | -3 | 17.8 | 1.7 | 7.2 | 1.7 | 2.8 | 0.8 | 7.6 | 6.1 | -3.1 | -5.7 | 3.3 | 0 | -6.1 | -10.6 | 12.8 | 10 | 6 | -2 | 12.8 | 6.7 | 12.8 | 10 | 8.9 | -0.6 | 2.2 | -1.1 | 3 | 0 | 21.1 | 13.9 | 18.9 | 15.6 | 0 | -3.3 | 13.4 | 6.5 | 10 | -5.6 | 16.1 | 2.8 | 25.6 | 19.4 | 15 | -13.9 | 13.9 | 2.8 | 12.8 | 5 | 18.3 | 16.1 | 15 | 2.8 | -2.2 | -5 | 10 | 3.9 | 6.7 | 4.4 | 12.8 | 5 | -0.6 | -8.3 | 9.4 | 7.4 | 0.2 | -8.7 | 7.4 | -8.8
1 | -2 | 2.8 | -2.2 | 21.1 | 10 | 20 | 16.3 | 0.2 | -2.5 | 22.6 | -0.2 | 10 | 4 | 13.9 | 5.6 | 24.4 | 1.7 | 16.7 | 9.4 | 13.3 | 8.9 | 20.6 | 7.2 | 11.7 | -8.3 | 11.9 | -1.4 | 22 | 12 | 18.3 | 5.6 | 25.6 | 13.9 | 22.2 | 13.9 | 26.1 | 17.2 | 7.2 | 3.3 | 26.1 | 18.3 | 9.1 | 0.3 | 9.4 | -6.1 | 3.3 | -0.6 | 9.4 | 3.9 | 22.8 | 14.4 | 15.6 | 1.1 | 25.6 | 20 | 19.4 | 7.2 | 11.1 | 11.1 | -2 | -3 | -0.6 | -5.6 | 7.2 | -2.2 | 6.1 | 1.7 | 7.2 | -3.3 | 3.3 | -5.6 | -13.3 | -20 | 5.6 | 2.8 | 15 | 1.1 | 20.2 | 6.9 | 21.1 | 2.4 | 15 | -2.2 | 6.1 | -7.3 | 13.9 | -3.3 | 1.7 | 1.7 | 21.1 | 8.3 | 0.6 | -2.2 | -0.6 | -10 | 14.4 | 6.1 | 12.2 | -3.2 | 8.3 | -3.3 | 19.4 | 1.1 | 8.9 | 1.7 | 3.9 | 1.7 | 8.3 | 6.7 | -3.3 | -6.1 | 5.6 | 0.6 | -5 | -10 | 14.3 | 8.5 | 6 | -5 | 13.3 | 6.1 | 13.3 | 10.6 | 11.1 | 0 | 3.3 | -1.1 | 4 | 0 | 22.2 | 13.9 | 22.2 | 15.6 | 1.1 | -3.8 | 16.7 | 5 | 11.1 | -5.6 | 20.6 | 4.4 | 26.7 | 19.4 | 17.2 | -18.3 | 15.6 | 1.7 | 15.6 | 6.1 | 18.9 | 16.3 | 16.7 | 2.2 | -1.7 | -4.4 | 10.6 | 1.1 | 6.7 | 5 | 14.4 | 6.1 | 0 | -7.8 | 10 | 7.8 | 1.5 | -8.4 | 10.9 | -10.5
3 | -2 | 2.8 | -2.2 | 22.7 | 10.9 | 21.6 | 15.9 | 0.6 | -3.3 | 25.6 | -0.6 | 11 | 6 | 15.4 | 5.6 | 26.7 | 2.8 | 17.2 | 9.4 | 15 | 8.3 | 21.3 | 7.6 | 13.3 | -8.9 | 13.9 | -2.2 | 20 | 10 | 20 | 5 | 26.1 | 14.4 | 24.1 | 13.4 | 27.8 | 17.2 | 7.8 | 2.8 | 27.8 | 17.8 | 10.9 | -0.2 | 10 | -5.6 | 3.9 | -0.6 | 11.1 | 5.6 | 22.8 | 14.4 | 17.6 | 1.1 | 27.2 | 20 | 20 | 7.8 | 12.2 | 11.7 | 0 | -2 | 0.2 | -4.6 | 7.9 | -2.6 | 6.1 | 1.1 | 8.9 | -2.4 | 4.4 | -4.8 | -12.2 | -19.4 | 5.6 | 2.8 | 15.6 | -1.7 | 21.5 | 7.4 | 23.4 | 3.4 | 16.7 | -2.8 | 7.8 | -9.4 | 16.1 | -2.2 | 1.7 | 1.7 | 22.2 | 7.6 | 1.7 | -2.2 | 0 | -11.1 | 16.1 | 5 | 15 | -5 | 9.2 | -3.9 | 20 | 1.1 | 9.4 | 0.6 | 4.8 | 1.1 | 9.2 | 6.8 | -3.1 | -6 | 7.8 | -0.6 | -3.9 | -8.3 | 15.7 | 6.2 | 6 | -4 | 13.3 | 6.7 | 13.3 | 10.6 | 12.8 | 1.1 | 2.8 | -0.6 | 4 | 0 | 21.1 | 13.9 | 22.8 | 15 | 2.2 | -5 | 18.9 | 5.7 | 13.3 | -6.1 | 21.7 | 4.4 | 27.2 | 20 | 19.4 | -12.8 | 15.6 | 1.1 | 16.7 | 7.8 | 19.4 | 16.5 | 18.3 | 2.8 | -1.7 | -5 | 11.1 | 1.7 | 7.2 | 5 | 15.6 | 5.6 | 1.7 | -6.7 | 11.5 | 8.6 | 2.8 | -8.9 | 14.4 | -15.6
4 | -2 | 3.3 | -1.7 | 24.4 | 11.7 | 23.3 | 15.6 | -0.3 | -3.3 | 27.3 | -0.6 | 11 | 6 | 16.8 | 5.8 | 24.4 | 7.2 | 17.8 | 9.2 | 15 | 8.9 | 22.1 | 7.5 | 14.4 | -8.9 | 15.2 | -2.4 | 20 | 11 | 20.6 | 7.2 | 27.2 | 14.4 | 25.9 | 12.4 | 28.3 | 17.8 | 8.9 | 2.8 | 27.8 | 18.3 | 12.8 | -1.7 | 11.1 | -5 | 3.9 | -1.1 | 12.2 | 5.6 | 25 | 14.4 | 19.7 | 1.2 | 27.2 | 19.4 | 21.7 | 6.1 | 13.3 | 12.2 | 0 | -2 | 0.9 | -4.5 | 8.7 | -3.4 | 3.9 | 2.8 | 10.5 | -2.2 | 5.6 | -4.5 | -11.7 | -18.9 | 5.6 | 2.8 | 16.1 | -0.6 | 22.8 | 7.2 | 25.6 | 3.3 | 17.8 | -1.7 | 9.6 | -8 | 16.7 | -2.2 | 1.7 | 1.7 | 23.3 | 7 | 1.7 | -2.8 | 2.2 | -12.2 | 16.7 | 5.6 | 16.3 | -4.8 | 10.2 | -5.1 | 20.6 | 0 | 10.6 | 0.6 | 5.8 | 0.3 | 10.2 | 7.1 | -3 | -6.4 | 8.3 | -2.2 | -2.8 | -8.3 | 17.2 | 2.8 | 7 | -5 | 13.9 | 7.2 | 15 | 11.1 | 15 | 0 | 3.3 | 0 | 6 | 1 | 13.3 | 10 | 23.3 | 15 | 3.3 | -7.8 | 21.1 | 6.3 | 13.9 | -6.7 | 22.8 | 4.4 | 28.3 | 19.4 | 20.6 | -11.7 | 17.2 | 1.7 | 18.9 | 10 | 20 | 16.7 | 20 | 1.7 | 0 | -4.4 | 12.8 | 2.2 | 7.8 | 4.4 | 16.7 | 6.1 | 3.3 | -6.7 | 12.9 | 9.4 | 3.2 | -7.3 | 14.8 | -14.8
4 | -1 | 3.9 | -1.7 | 24.6 | 11.6 | 24.1 | 15.4 | -1.3 | -3.7 | 28.9 | -0.3 | 12 | 7 | 18.3 | 5.6 | 23.3 | 3.3 | 18.3 | 8.9 | 13.9 | 8.3 | 22.8 | 7.8 | 15 | -10.6 | 16.5 | -2.7 | 20 | 12 | 20 | 8.3 | 27.8 | 15 | 27.8 | 11.1 | 29.4 | 14.4 | 10.6 | 3.9 | 28.3 | 17.8 | 13.3 | -2 | 10.6 | 0 | 3.9 | -0.6 | 12.8 | 6.1 | 26.1 | 15 | 21.7 | 0 | 27.8 | 20.6 | 22.8 | 7.8 | 13.3 | 12.2 | 1 | -1 | 1.7 | -5 | 9.4 | -5 | 4.4 | 1.1 | 12.2 | -2.2 | 6.7 | -5.6 | -10.6 | -17.8 | 5.6 | 2.2 | 17.2 | -0.6 | 22.2 | 5.6 | 26.3 | 2.3 | 19.4 | -1.7 | 11.5 | -7.9 | 18.3 | 1.7 | 1.7 | 1.7 | 24.4 | 5.6 | 3.3 | -2.2 | 3.9 | -11.7 | 19.4 | 3.9 | 17.6 | -5 | 11.1 | -7.8 | 22.8 | 0.6 | 11.1 | 1.1 | 6.7 | -0.6 | 11.1 | 7.2 | -2.8 | -7.2 | 10 | -3.3 | -1.7 | -7.2 | 17.8 | 2.5 | 7 | -5 | 15.6 | 7.2 | 14.4 | 10.6 | 16.7 | -1.1 | 5 | 0 | 7 | 1 | 10 | 7.2 | 23.9 | 15.6 | 3.1 | -7.1 | 23.3 | 6.7 | 15.6 | -5.6 | 25.6 | 5 | 28.9 | 19.4 | 21.1 | -11.7 | 18.3 | 2.2 | 18.9 | 10.6 | 20.6 | 16.7 | 20.6 | 1.7 | -0.6 | -5 | 12.2 | 1.1 | 8.3 | 4.4 | 17.8 | 6.7 | 5 | -6.1 | 14.4 | 10 | 3.5 | -6.5 | 15.2 | -15.7
6 | -1 | 4.4 | -2.2 | 24.8 | 11.8 | 24.8 | 14.9 | -2.2 | -4.4 | 30.6 | -1.1 | 11 | 6 | 19.1 | 5.9 | 23.3 | 3.3 | 17.8 | 8.4 | 13.9 | 7.8 | 21.9 | 8.1 | 15.6 | -8.9 | 17.8 | -4.4 | 20 | 12 | 20.6 | 9.4 | 27.2 | 15.6 | 27.6 | 10.8 | 30 | 15 | 11.7 | 3.3 | 27.8 | 18.9 | 13.9 | -3 | 7.2 | 2.8 | 3.3 | -1.1 | 12.8 | 8.3 | 27.8 | 14.4 | 22.1 | 1.2 | 27.2 | 20.6 | 23.3 | 7.2 | 13.9 | 12.8 | 2 | 0 | 2.1 | -4.7 | 8.7 | -3.4 | 6.1 | 0 | 13.1 | -0.5 | 6.7 | -4.7 | -10 | -18.3 | 5.6 | 2.2 | 17.2 | -0.6 | 21.7 | 3.9 | 27.1 | 0 | 19.4 | -1.1 | 13.3 | -9.4 | 18.9 | 1.7 | 1.7 | 1.7 | 23.9 | 7.1 | 3.3 | -2.8 | 4.4 | -12.2 | 20.6 | 3.3 | 18.9 | -6.7 | 11.8 | -6.3 | 22.8 | -2.2 | 12.2 | 1.1 | 7.8 | -0.6 | 12.6 | 7.5 | -2.6 | -6.6 | 9.4 | 1.7 | -1.7 | -7.8 | 18.3 | 2.2 | 8 | -3 | 16.1 | 7.2 | 13.3 | 9.4 | 16.7 | 0.6 | 5.6 | 0 | 7 | 0 | 9.4 | 5.6 | 23.9 | 15.6 | 3 | -7.2 | 24.2 | 7.4 | 16.1 | -6.7 | 26.7 | 5.6 | 30 | 18.9 | 22.2 | -10 | 18.3 | 2.8 | 18.9 | 10.6 | 21.1 | 16.3 | 21.1 | 0 | 0.6 | -5 | 12.8 | 0.6 | 8.3 | 5.6 | 18.9 | 6.1 | 6.7 | -7.2 | 14 | 10.6 | 3.9 | -6.7 | 15.6 | -18.3
6 | 0 | 5 | -0.6 | 25 | 11.7 | 25.6 | 14.4 | -1.5 | -3.7 | 30.8 | -0.7 | 10 | 5 | 19.8 | 5.8 | 23.3 | 2.2 | 17.2 | 7.8 | 15 | 8.3 | 20.9 | 8.2 | 17.8 | -11.7 | 18.5 | -3.7 | 19 | 12 | 20.6 | 10 | 27.2 | 16.1 | 27.4 | 10.6 | 30 | 15 | 11.7 | 1.7 | 28.3 | 17.8 | 14.4 | -4.4 | 7.2 | 3.3 | 4.4 | -1.1 | 16.1 | 9.4 | 27.8 | 13.3 | 22.4 | 2.5 | 26.7 | 20.6 | 25 | 7.2 | 13.9 | 13.3 | 2 | 0 | 2.4 | -5.3 | 7.9 | -2.6 | 7.2 | 0 | 14.1 | 1.4 | 6.7 | -4.7 | -9.4 | -15.6 | 6.7 | 2.8 | 17.8 | 0.6 | 21.1 | 1.7 | 27.8 | -1.7 | 21.1 | -1.1 | 13.7 | -8.5 | 20 | -0.6 | 1.7 | 1.7 | 23.3 | 7.8 | 4.4 | -2.8 | 6.1 | -11.1 | 20.6 | 0.6 | 19.8 | -6.7 | 12.6 | -6.1 | 23.3 | -1.1 | 13.3 | 1.1 | 8.9 | -1.1 | 14.1 | 7.9 | -2.4 | -6.6 | 7.2 | 0.6 | -1.7 | -7.8 | 18.9 | 1.7 | 8 | -5 | 15.6 | 6.7 | 14.4 | 9.4 | 16.7 | 0 | 5.6 | 0 | 8 | 1 | 10.6 | 5.6 | 24.4 | 15.6 | 2.8 | -8.3 | 25.2 | 8.3 | 16.7 | -5 | 27.8 | 5 | 28.3 | 19.4 | 23.9 | -10.6 | 18.9 | 3.3 | 19.4 | 10.6 | 21.7 | 16.1 | 21.7 | -1.1 | 1.7 | 0.6 | 12.8 | 0.6 | 7.8 | 5 | 20 | 5.6 | 7.8 | -8.9 | 13.7 | 11.3 | 4.3 | -5.6 | 15.4 | -15.5
7 | 0 | 5 | -2.2 | 24.3 | 12 | 25.4 | 14.6 | -0.7 | -3.2 | 30.9 | -0.6 | 11 | 6 | 20.6 | 6.1 | 22.2 | 6.1 | 16.7 | 7.2 | 13.9 | 7.8 | 20 | 8.3 | 18.9 | -8.3 | 19.3 | -4.3 | 21 | 14 | 20.6 | 10 | 27.2 | 16.7 | 27.2 | 10.6 | 29.4 | 15 | 11.7 | 1.1 | 28.3 | 16.7 | 13.9 | -4.2 | 8.3 | 3.9 | 5.6 | -1.1 | 20.6 | 11.1 | 27.8 | 13.3 | 22.8 | 3.3 | 25.6 | 20 | 25.6 | 6.1 | 13.3 | 12.8 | 3 | 0 | 2.8 | -6.7 | 7.2 | -2.2 | 7.2 | -1.1 | 15 | 2.8 | 6.7 | -5.6 | -8.9 | -15 | 7.2 | 3.3 | 18.3 | 1.1 | 20.4 | 0.2 | 26.7 | -0.3 | 21.1 | -0.6 | 14 | -9.5 | 19.4 | 1.7 | 1.7 | 1.7 | 22.8 | 8.9 | 5 | -4.4 | 6.1 | -11.7 | 20.6 | 1.7 | 20.8 | -7.7 | 13.3 | -6.7 | 23.3 | -1.1 | 12.8 | 1.1 | 10 | -1.7 | 15.6 | 7.8 | -2.2 | -7.2 | 6.1 | -0.6 | -1.1 | -7.2 | 18.5 | 1.9 | 9 | -3 | 16.1 | 6.1 | 15.6 | 8.3 | 16.1 | -0.6 | 4.4 | 0 | 8 | 1 | 11.1 | 4.4 | 22.8 | 15.6 | 2.4 | -7.4 | 26.1 | 8.9 | 17.2 | -5.6 | 27.8 | 4.4 | 27.2 | 19.4 | 23.9 | -12.8 | 19.4 | 2.8 | 18.9 | 10.6 | 21.5 | 16.5 | 21.1 | -0.6 | 2.2 | -5 | 11.7 | 1.1 | 7.2 | 5 | 20.6 | 3.3 | 7.8 | -10 | 13.3 | 11.7 | 4.6 | -5.1 | 15.2 | -13.5
7 | 0 | 4.4 | -1.7 | 23.5 | 11.9 | 25.2 | 14.4 | 0 | -3.3 | 31.1 | 0 | 9 | 6 | 19.3 | 4.7 | 21.1 | 5.6 | 15.2 | 6.8 | 12.8 | 8.3 | 17.6 | 9 | 17.8 | -8.9 | 20 | -5 | 18 | 14 | 20.6 | 10.6 | 26.7 | 17.2 | 25.9 | 10.1 | 29.4 | 15 | 11.1 | 0 | 26.1 | 16.7 | 13.3 | -5.1 | 8.9 | 2.8 | 5 | -1.7 | 20.6 | 10 | 27.2 | 12.8 | 22.1 | 3.7 | 25.6 | 20.6 | 25.6 | 6.7 | 12.8 | 12.2 | 3 | 0 | 1.5 | -6.5 | 6.1 | -3.6 | 6.1 | -0.6 | 15.2 | 0.2 | 5.9 | -5.1 | -8.9 | -15 | 7.8 | 3.3 | 17.2 | -0.6 | 19.6 | -1.8 | 25.5 | 0.2 | 18.9 | 0 | 14.4 | -11.1 | 18.9 | 2.2 | 1.7 | 1.7 | 20.9 | 9.2 | 5 | -3.3 | 6.7 | -12.2 | 18.9 | 3.3 | 21.7 | -10.6 | 10.9 | -4.6 | 22.8 | -1.7 | 12.2 | 1.1 | 8.5 | -1.7 | 14.3 | 7.8 | -2 | -6.5 | 6.7 | -3.3 | -0.6 | -7.2 | 18.2 | 1.7 | 9 | -7 | 15.6 | 6.7 | 15 | 8.3 | 15.6 | -1.1 | 4.4 | 0 | 9 | 2 | 10.6 | 3.3 | 18.3 | 17.2 | 2.1 | -7.1 | 25.5 | 9 | 16.1 | -5.6 | 27.2 | 3.9 | 26.1 | 19.4 | 23.9 | -10 | 18.9 | 3.3 | 18.9 | 11.1 | 21.3 | 16.9 | 21.1 | -0.6 | 2.8 | -5.6 | 10.6 | 1.1 | 7.2 | 4.4 | 20 | 3.3 | 6.7 | -10 | 12.9 | 11.3 | 5 | -5.6 | 15 | -14.4
6 | 0 | 5.6 | -2.2 | 22.8 | 12.2 | 25 | 14.4 | -1.1 | -3.5 | 28.9 | -1.1 | 9 | 5 | 18 | 3.5 | 19.4 | 5.6 | 13.7 | 6.3 | 10 | 8.9 | 15.2 | 9.2 | 15.6 | -6.1 | 17.8 | -4.3 | 18 | 14 | 19.4 | 10.6 | 25.6 | 17.8 | 24.6 | 9.8 | 27.8 | 12.8 | 10 | -1.1 | 25.6 | 16.7 | 12.8 | -6.1 | 8.9 | 2.2 | 4.4 | -1.7 | 20 | 10.6 | 25.6 | 12.8 | 21.3 | 4.4 | 23.9 | 20.6 | 22.2 | 9.4 | 12.8 | 12.2 | 2 | 0 | 0.2 | -7.1 | 5 | -5.5 | 5.6 | 0.6 | 15.4 | -3.1 | 5.2 | -5.4 | -9.4 | -13.9 | 7.8 | 2.2 | 17.2 | 1.7 | 18.9 | -3.9 | 24.4 | 1.1 | 16.7 | 5.6 | 12.4 | -7.7 | 17.8 | 2.2 | 1.7 | 1.7 | 19.1 | 9.6 | 4.4 | -3.9 | 5.6 | -11.7 | 17.2 | 5.6 | 19.8 | -7.5 | 8.5 | -3.8 | 22.2 | -2.2 | 11.1 | 1.1 | 7.1 | -1.6 | 13 | 7.5 | -1.9 | -6.6 | 6.7 | -4.4 | -2.8 | -7.8 | 17.8 | 1.7 | 7 | -1 | 15 | 6.7 | 13.3 | 9.4 | 13.9 | -1.1 | 3.9 | 0 | 7 | 1 | 10 | 2.8 | 18.3 | 17.8 | 1.7 | -8.3 | 25 | 8.9 | 15 | -5.6 | 26.1 | 4.4 | 25 | 20 | 23.3 | -10.6 | 18.3 | 3.3 | 17.8 | 11.7 | 21.1 | 17.2 | 19.4 | -1.7 | 2.8 | -5.6 | 8.9 | 0.6 | 7.8 | 3.9 | 17.8 | 3.9 | 5 | -10 | 12.6 | 11 | 3.5 | -4.6 | 13.7 | -11.9
6 | -2 | 5 | -2.2 | 21.7 | 13.6 | 24.1 | 15.1 | -2.2 | -4.1 | 26.6 | -1.1 | 10 | 6 | 16.7 | 1.7 | 19.4 | 3.3 | 12.2 | 5.6 | 9.4 | 7.8 | 12.8 | 8.9 | 16.1 | -9.4 | 15.5 | -4.4 | 18 | 14 | 16.7 | 11.1 | 24.4 | 17.8 | 23.3 | 9.4 | 25 | 13.9 | 7.8 | -1.7 | 23.9 | 17.2 | 11.1 | -4.8 | 8.3 | 2.8 | 3.9 | -1.7 | 18.9 | 10.6 | 23.3 | 12.2 | 20.6 | 4.4 | 22.8 | 20 | 17.2 | 9.4 | 12.8 | 12.2 | 1 | 0 | -1.1 | -8.9 | 3.9 | -8.3 | 4.4 | 2.2 | 15.6 | -8.3 | 4.4 | -6.7 | -10 | -12.8 | 6.1 | 1.1 | 15 | -0.6 | 17 | -3.8 | 20.9 | 3.6 | 13.3 | 6.1 | 10.3 | -7 | 15.6 | 2.2 | 1.7 | 1.7 | 17.2 | 9.4 | 3.3 | -5 | 5 | -9.4 | 15 | 7.2 | 18 | -5.9 | 6.1 | -4.4 | 20 | -1.7 | 9.4 | 1.7 | 5.6 | -2.2 | 11.7 | 7.2 | -1.7 | -7.2 | 6.1 | -2.8 | -2.8 | -8.3 | 15.4 | 2.6 | 6 | -1 | 14.4 | 6.7 | 11.7 | 10.6 | 12.8 | 0 | 3.3 | 0 | 7 | 1 | 8.9 | 1.7 | 17.8 | 17.2 | 0.9 | -6.5 | 24.4 | 8.9 | 13.3 | -5 | 23.9 | 5 | 24.4 | 20.6 | 20 | -11.1 | 15.6 | 4.4 | 17.2 | 12.2 | 20.5 | 17 | 18.3 | -2.2 | 1.7 | -6.7 | 7.8 | 1.7 | 6.7 | 1.7 | 13.9 | 4.4 | 2.8 | -10 | 12.2 | 10.6 | 2.1 | -4.7 | 12.4 | -11.3
4 | -2 | 4.4 | -2.2 | 20.5 | 14.7 | 23.1 | 15.2 | -3.3 | -5 | 24.4 | -2.2 | 9 | 6 | 15.2 | 4 | 20.6 | 5 | 11.1 | 5.9 | 9.4 | 6.7 | 11.3 | 8 | 12.8 | -7.2 | 13.3 | -5.6 | 17 | 14 | 15.6 | 11.1 | 23.3 | 17.8 | 20.9 | 11 | 22.2 | 15 | 6.1 | -3.3 | 23.9 | 17.2 | 9.5 | -3.9 | 5.6 | 3.3 | 3.3 | -1.7 | 17.2 | 10 | 22.2 | 13.3 | 19.1 | 4.9 | 22.8 | 20 | 16.1 | 8.3 | 11.7 | 11.1 | 1 | 0 | -1.3 | -8.5 | 3.2 | -7.5 | 3.3 | 2.8 | 14.1 | -5 | 2.4 | -5.5 | -10 | -12.2 | 5.6 | 0.6 | 13.3 | 1.7 | 15.2 | -3.7 | 17.4 | 4.7 | 10.6 | 7.2 | 8.3 | -7.2 | 13.9 | 1.1 | 1.7 | 1.7 | 15.7 | 10.1 | 2.8 | -5.6 | 1.1 | -8.9 | 13.9 | 7.2 | 16.1 | -6.1 | 4.6 | -4.6 | 19.4 | -0.6 | 9.4 | 1.7 | 4.5 | -1.7 | 10.8 | 7.1 | -1.7 | -6.2 | 5.6 | -1.1 | -2.8 | -8.3 | 13 | 3.1 | 4 | 0 | 13.3 | 7.2 | 11.7 | 10.6 | 12.8 | 0 | 3.9 | 0 | 5 | 1 | 7.8 | 0.6 | 17.2 | 17.2 | 0.2 | -5.9 | 22.4 | 11.2 | 13.3 | -4.4 | 16.1 | 8.9 | 24.4 | 21.1 | 15.6 | -10.6 | 13.9 | 5 | 17.2 | 12.8 | 20 | 16.9 | 16.7 | 0 | 0.6 | -6.7 | 6.1 | 1.1 | 6.7 | 2.8 | 13.9 | 5 | 1.7 | -10 | 10 | 8.6 | 0.6 | -5.6 | 11.1 | -12.8
2 | -1 | 5 | -2.2 | 19.4 | 15.6 | 22.2 | 15.6 | -3.7 | -5.1 | 22.2 | 0.1 | 8 | 5 | 13.7 | 5.4 | 17.2 | 8.3 | 10 | 6.2 | 9.4 | 6.1 | 9.8 | 7.1 | 11.7 | -6.1 | 12.4 | -4.5 | 17 | 14 | 13.3 | 11.1 | 23.3 | 16.1 | 18.5 | 11.8 | 21.7 | 15 | 5 | -3.9 | 23.3 | 17.8 | 7.8 | -4.4 | 4.4 | 1.7 | 4.4 | -1.1 | 15.6 | 10 | 20.6 | 13.9 | 17.6 | 4.6 | 22.8 | 20.6 | 16.1 | 8.9 | 9.4 | 8.3 | 1 | 0 | -1.5 | -9.3 | 2.4 | -7.9 | 2.8 | 2.2 | 12.6 | -3.6 | 0.3 | -5.6 | -8.9 | -11.1 | 4.4 | 0 | 12.8 | 1.1 | 13.3 | -5 | 13.9 | 4.4 | 9.4 | 6.1 | 7.8 | -6.3 | 12.8 | 0.6 | 1.7 | 1.7 | 14.3 | 10.4 | 1.1 | -5.6 | -0.6 | -9.4 | 12.8 | 7.2 | 14.8 | -5.4 | 3.2 | -5.5 | 16.7 | -1.1 | 9.4 | 1.1 | 3.3 | -1.6 | 9.8 | 6.9 | -1.7 | -5.9 | 5 | 2.8 | -3.3 | -9.4 | 10.6 | 2.8 | 4 | -1 | 12.8 | 7.2 | 11.7 | 8.9 | 11.1 | 1.1 | 3.3 | -0.6 | 6 | 1 | 6.7 | 0.6 | 17.8 | 17.8 | -0.6 | -6.1 | 20.3 | 12.3 | 11.1 | -3.9 | 16.1 | 8.9 | 23.9 | 21.1 | 13.3 | -10.6 | 12.8 | 4.4 | 17.2 | 12.8 | 19.4 | 16.7 | 16.1 | 1.1 | 0.6 | -6.7 | 5.6 | 0.6 | 5.6 | 2.2 | 12.2 | 5 | 0 | -10 | 7.8 | 6.6 | 0.2 | -4.8 | 10.2 | -11.1
2 | -2 | 4.4 | -2.8 | 19.6 | 14 | 21.8 | 15.7 | -4 | -5.1 | 20 | 0.9 | 9 | 4 | 12.2 | 6.1 | 17.2 | 8.9 | 8.9 | 6.1 | 9.4 | 5.6 | 8.3 | 6.1 | 10 | -7.2 | 11.5 | -4.5 | 17 | 14 | 12.2 | 9.4 | 22.8 | 15.6 | 16.1 | 12.2 | 21.1 | 15.6 | 4.4 | -3.3 | 22.8 | 17.8 | 6.9 | -3.7 | 2.8 | 0.6 | 5.6 | -1.1 | 15.6 | 9.4 | 20 | 14.4 | 16.1 | 4.4 | 22.8 | 20.6 | 16.1 | 11.1 | 8.9 | 8.3 | 1 | 0 | -1.7 | -11.1 | 1.7 | -9.4 | 2.2 | 1.7 | 11.1 | -3.3 | -1.7 | -6.7 | -8.3 | -10 | 3.9 | 0 | 12.8 | -0.6 | 12.2 | -3.5 | 13.5 | 3.6 | 8.9 | 5.6 | 7.2 | -6.8 | 11.1 | 0.6 | 1.7 | 1.7 | 12.8 | 10.6 | 0 | -6.7 | -1.1 | -9.4 | 11.7 | 7.2 | 13.5 | -5 | 1.7 | -7.2 | 16.7 | -1.1 | 8.9 | 1.7 | 2.2 | -1.7 | 8.9 | 6.7 | -1.7 | -6.1 | 5 | 3.3 | -3.9 | -9.4 | 10 | 2.6 | 2 | 0 | 11.7 | 7.2 | 11.7 | 8.3 | 10.6 | 1.7 | 3.3 | 0 | 3 | 0 | 6.7 | 0 | 18.3 | 18.3 | -0.8 | -5.7 | 18.3 | 13.3 | 8.9 | -1.1 | 17.2 | 7.8 | 24.4 | 21.1 | 12.2 | -13.9 | 13.3 | 4.4 | 16.7 | 13.3 | 18.9 | 16.5 | 12.8 | 4.4 | 0.6 | -7.2 | 4.4 | 0.6 | 5.6 | 2.2 | 11.7 | 5 | 0 | -10 | 5.6 | 4.4 | -0.2 | -5 | 9.2 | -10.7
1 | -3 | 5 | -3.3 | 19.8 | 12.6 | 21.5 | 16 | -4.4 | -5.6 | 17.8 | 1.7 | 8 | 5 | 11.3 | 6.7 | 16.1 | 8.9 | 8.5 | 6 | 8.9 | 6.1 | 8.1 | 6.1 | 7.8 | -6.1 | 10.6 | -5 | 17 | 14 | 11.1 | 10 | 21.7 | 15.6 | 15.5 | 13 | 20 | 16.1 | 4.4 | -2.8 | 22.8 | 17.8 | 5.9 | -4 | 2.2 | 0.6 | 6.7 | -0.6 | 11.1 | 6.1 | 18.9 | 13.9 | 15.7 | 5 | 22.8 | 21.1 | 15.6 | 11.7 | 8.3 | 5.6 | 1 | 0 | -2.1 | -10.9 | 1.3 | -8.5 | 2.2 | 1.7 | 10 | -2.6 | -2.4 | -6.1 | -8.3 | -10 | 0.6 | -2.2 | 10.6 | 1.1 | 11.1 | -2.7 | 13.2 | 2.7 | 9.4 | 6.1 | 6.7 | -7.8 | 10.6 | 0.6 | 1.7 | 1.7 | 13.9 | 10 | -1.1 | -6.7 | -3.3 | -10 | 10.6 | 6.7 | 12.2 | -5.6 | 0.6 | -6.4 | 15.6 | -2.2 | 9.4 | 1.1 | 1.1 | -1.6 | 8.7 | 6.7 | -2.1 | -5.2 | 4.4 | 3.3 | -3.9 | -9.4 | 9.5 | 2.6 | 4 | -2 | 11.7 | 7.2 | 11.7 | 8.9 | 9.4 | 1.7 | 3.3 | 0 | 2 | 0 | 6.1 | -2.2 | 18.3 | 18.3 | -0.9 | -5.8 | 17.8 | 13.1 | 8.9 | -2.2 | 16.1 | 9.4 | 24.4 | 21.1 | 13.3 | -12.2 | 12.8 | 3.9 | 16.7 | 13.9 | 18.3 | 16.3 | 11.7 | 6.7 | 0 | -7.2 | 2.8 | -0.6 | 5.6 | 1.7 | 10.6 | 5.6 | -1.1 | -10 | 4.5 | 3.5 | -0.6 | -5.6 | 8.3 | -12.2
1 | -3 | 3.9 | -2.2 | 20 | 10.6 | 21.1 | 16.1 | -4.6 | -5.8 | 16.5 | 2.1 | 8 | 6 | 10.3 | 7 | 16.1 | 10 | 8.2 | 5.9 | 9.4 | 6.7 | 7.8 | 6.1 | 7.2 | -5.6 | 10 | -4.9 | 17 | 14 | 13.9 | 10.6 | 20 | 15.6 | 15 | 13.7 | 18.9 | 16.7 | 6.1 | -2.2 | 22.2 | 19.4 | 5 | -4.4 | 1.7 | 0 | 7.2 | -0.6 | 9.4 | 4.4 | 18.3 | 14.4 | 15.4 | 5.3 | 21.7 | 20 | 15 | 13.9 | 8.3 | 4.4 | 0 | 0 | -2.4 | -10.9 | 1 | -8.5 | 1.7 | 1.1 | 8.9 | -2.6 | -3.2 | -6.3 | -8.3 | -10 | 1.7 | -1.1 | 10.6 | 2.2 | 10 | -2.8 | 12.8 | 1.7 | 9.4 | 6.1 | 7.1 | -6.5 | 10 | 0.6 | 1.7 | 1.7 | 15 | 9.4 | -1.7 | -7.2 | -4.4 | -9.4 | 10 | 6.1 | 11.5 | -5.2 | -0.6 | -6.8 | 14.4 | -1.7 | 9.4 | 1.7 | 0 | -1.8 | 8.5 | 6.7 | -2.4 | -4.6 | 5 | 2.8 | -5 | -7.8 | 8.9 | 2.2 | 2 | -1 | 11.1 | 7.2 | 11.1 | 8.3 | 8.9 | 1.7 | 3.3 | 0 | 2 | 0 | 5 | -3.3 | 18.3 | 17.8 | -1.1 | -6.7 | 17.2 | 12.8 | 7.2 | -0.6 | 11.7 | 3.3 | 24.4 | 21.1 | 12.2 | -13.9 | 12.2 | 3.3 | 16.7 | 13.9 | 17.8 | 16.1 | 9.4 | 5.6 | -0.6 | -7.2 | 2.8 | -0.6 | 5 | 1.7 | 9.4 | 6.1 | -1.7 | -10 | 3.3 | 2.1 | -0.8 | -5.4 | 6.8 | -9.7
1 | -4 | 2.8 | -1.1 | 18.5 | 11.4 | 20.9 | 16.9 | -4.8 | -6.4 | 15.2 | 2 | 8 | 5 | 9.4 | 7.2 | 15 | 10.6 | 7.8 | 5.6 | 9.4 | 6.7 | 7.7 | 6.1 | 5.6 | -4.4 | 9.5 | -5.3 | 17 | 16 | 10.6 | 9.4 | 19.4 | 15.6 | 14.4 | 14.4 | 20 | 16.7 | 7.2 | -1.1 | 21.7 | 18.9 | 3.9 | -3.8 | 0.6 | -1.1 | 6.7 | 1.1 | 8.9 | 3.9 | 17.8 | 14.4 | 15 | 5.6 | 21.1 | 20 | 14.4 | 13.9 | 7.8 | 4.4 | 0 | 0 | -2.8 | -11.7 | 0.6 | -10 | 0.6 | -0.6 | 7.8 | -3.3 | -3.9 | -6.7 | -7.8 | -10.6 | 1.7 | -1.1 | 8.3 | 1.1 | 8.5 | -1.7 | 12.1 | 0.8 | 8.3 | 5 | 7.4 | -5.9 | 8.9 | 0 | 2.2 | 2.2 | 16.1 | 8.3 | -2.2 | -6.7 | -4.4 | -10 | 9.4 | 6.1 | 10.7 | -5.9 | -1.7 | -7.8 | 13.9 | -1.7 | 8.3 | 2.8 | -1.1 | -2.2 | 8.3 | 6.7 | -2.8 | -4.4 | 4.4 | 2.8 | -5.6 | -8.3 | 9.5 | 2.6 | 1 | -1 | 10.6 | 7.2 | 10.6 | 7.8 | 8.3 | 1.7 | 2.8 | 0 | 2 | 0 | 4.4 | -3.3 | 18.3 | 17.8 | -1.3 | -7.5 | 16.7 | 12.8 | 7.2 | -1.7 | 8.3 | 5 | 23.9 | 21.1 | 7.2 | -17.2 | 10.6 | 3.9 | 16.7 | 14.4 | 17.4 | 16.1 | 8.3 | 5.6 | -1.1 | -7.2 | 2.2 | 0 | 5 | 1.7 | 7.8 | 4.4 | -2.2 | -10 | 2.2 | 1.1 | -0.9 | -5.6 | 5.4 | -9.2
0 | -3 | 2.8 | -1.7 | 17.1 | 11.6 | 20.8 | 17.6 | -5 | -7.2 | 13.9 | 2.2 | 9 | 5 | 8.9 | 6.9 | 15 | 10.6 | 7.8 | 6 | 8.9 | 7.2 | 7.5 | 6.1 | 5.6 | -5 | 8.9 | -6.7 | 17 | 16 | 11.1 | 9.4 | 18.9 | 15.6 | 14.4 | 14.4 | 19.4 | 16.7 | 7.2 | -2.2 | 21.7 | 18.9 | 2.8 | -3.9 | 0 | -1.7 | 6.7 | 1.7 | 7.2 | 3.9 | 17.8 | 14.4 | 14.4 | 6 | 21.1 | 18.9 | 14.4 | 14.4 | 7.2 | 1.7 | 0 | 0 | -3 | -11.8 | 0.4 | -8.8 | -1.1 | -3.9 | 8.2 | -2.1 | -4.3 | -6.5 | -7.8 | -10.6 | 1.1 | -1.7 | 5.6 | 1.1 | 7.1 | -0.9 | 11.3 | -0.4 | 7.2 | 5.6 | 7.8 | -6.7 | 8.3 | 0 | 2.8 | 2.8 | 15.4 | 8.9 | -3.3 | -7.2 | -5.6 | -10 | 8.9 | 5.6 | 10 | -6.7 | -3 | -7.5 | 11.7 | -1.1 | 8.3 | 2.2 | -1.1 | -2.4 | 8.1 | 6.4 | -2.6 | -3.7 | 4.4 | 2.8 | -5.6 | -7.8 | 10 | 3.1 | 0 | -3 | 10.6 | 7.2 | 10 | 7.2 | 7.8 | 1.7 | 2.8 | 2.2 | 2 | 0 | 3.9 | -3.3 | 17.8 | 17.2 | -1.5 | -9.1 | 15.9 | 12.3 | 6.1 | -0.6 | 7.8 | 3.3 | 23.3 | 21.1 | 10 | -15.6 | 11.1 | 4.4 | 16.1 | 14.4 | 17.1 | 16.3 | 7.8 | 5.6 | -2.2 | -7.2 | 0 | -1.7 | 4.4 | 1.7 | 7.2 | 4.4 | -2.2 | -9.4 | 1.7 | 0.5 | -1.1 | -6.7 | 3.9 | -10
0 | -4 | 2.2 | -1.7 | 15.6 | 11.7 | 20.6 | 18.3 | -6.5 | -8.2 | 13 | 2 | 8 | 6 | 8.3 | 6.5 | 13.9 | 10 | 7.8 | 6.4 | 9.4 | 9.4 | 7.4 | 6.1 | 5 | -3.9 | 9.1 | -5.6 | 18 | 16 | 11.1 | 10 | 18.9 | 15.6 | 14.4 | 14.4 | 17.2 | 16.7 | 6.1 | -4.4 | 22.2 | 18.9 | 1.7 | -4.4 | -0.6 | -2.2 | 6.1 | 1.1 | 6.7 | 3.3 | 17.2 | 14.4 | 13.9 | 6.1 | 20.6 | 18.3 | 13.9 | 13.9 | 6.1 | 1.1 | 0 | 0 | -3.1 | -11.8 | 0.2 | -8.5 | -2.2 | -4.4 | 8.5 | -1.9 | -4.6 | -6.4 | -7.8 | -10.6 | 0.6 | -1.7 | 6.1 | 0.6 | 5.6 | -1.1 | 10.6 | -1.7 | 7.8 | 6.1 | 7.4 | -5.6 | 7.8 | 0.6 | 2.8 | 2.8 | 14.6 | 9.2 | -3.3 | -7.2 | -6.1 | -10 | 8.3 | 5 | 9.3 | -6.6 | -4.3 | -7.9 | 11.1 | -0.6 | 8.3 | 3.3 | -1.1 | -2.8 | 8 | 6.3 | -2.4 | -3.3 | 3.9 | 2.8 | -5 | -7.8 | 10.6 | 3.3 | -1 | -6 | 10.6 | 7.2 | 9.4 | 6.1 | 7.2 | 2.2 | 2.8 | 1.7 | 2 | 0 | 2.8 | -3.3 | 17.8 | 16.7 | -1.7 | -12.2 | 15.2 | 12 | 6.1 | -0.6 | 6.7 | 2.8 | 23.3 | 20.6 | 5.6 | -16.7 | 11.1 | 4.4 | 16.7 | 15 | 16.7 | 16.1 | 7.8 | 5.6 | -2.2 | -7.8 | -0.6 | -2.8 | 4.4 | 1.7 | 6.7 | 4.4 | -1.7 | -8.9 | 1.1 | 0 | -1.3 | -6 | 3.2 | -8.7
0 | -3 | 1.7 | -1.1 | 15.2 | 11.6 | 20.2 | 18.3 | -7.9 | -9.5 | 12 | 1.3 | 8 | 6 | 7.8 | 6.1 | 13.9 | 10 | 7.8 | 6.7 | 9.4 | 7.2 | 7.2 | 6.1 | 4.4 | -3.9 | 9.2 | -5.5 | 18 | 16 | 10.6 | 9.4 | 18.3 | 15.6 | 14.4 | 14.4 | 16.1 | 16.1 | 5 | -5.6 | 22.2 | 17.2 | 1.5 | -4 | -0.6 | -2.2 | 5.6 | 0 | 6.1 | 3.3 | 17.2 | 14.4 | 13.3 | 6.1 | 20 | 16.1 | 14.4 | 13.3 | 5.6 | -0.6 | 0 | -1 | -3.3 | -11.6 | 0 | -9.4 | -2.8 | -5 | 8.9 | -1.7 | -5 | -6.7 | -7.8 | -10.6 | -3.3 | -3.9 | 4.4 | 1.1 | 5.4 | -0.6 | 9.1 | -0.7 | 7.8 | 6.1 | 7.1 | -5.9 | 7.2 | 0 | 2.8 | 2.8 | 13.9 | 9.4 | -3.9 | -7.8 | -5.6 | -10 | 8.3 | 5 | 8.5 | -7.2 | -5.6 | -8.9 | 10.6 | -1.1 | 6.7 | 2.8 | -1.1 | -3.3 | 7.8 | 6.1 | -2.2 | -2.8 | 3.9 | 2.8 | -3.9 | -7.8 | 9.8 | 3.3 | -2 | -5 | 10 | 7.2 | 9.4 | 5.6 | 8.3 | 2.8 | 2.8 | 1.7 | 1 | 0 | 1.7 | -3.9 | 17.8 | 16.7 | -1.9 | -10.9 | 14.4 | 11.7 | 4.4 | -1.1 | 5.6 | 2.2 | 23.3 | 20.6 | 2.8 | -17.2 | 11.1 | 5 | 17.8 | 15.6 | 16.1 | 14.8 | 7.2 | 4.4 | -2.8 | -7.8 | -1.1 | -3.3 | 4.4 | 1.7 | 5.6 | 3.9 | -1.7 | -8.9 | 0.6 | -0.6 | -1.5 | -6 | 2.4 | -8.7
0 | -4 | 1.7 | -1.1 | 14.8 | 11.4 | 19.8 | 18.3 | -9.4 | -11.1 | 11.1 | 1.1 | 7 | 6 | 7.8 | 6.3 | 13.9 | 9.4 | 7.6 | 6.4 | 8.9 | 5.6 | 7.1 | 6.1 | 5.6 | -5 | 9.4 | -6.1 | 18 | 17 | 11.1 | 9.4 | 18.3 | 15.6 | 14.4 | 14.4 | 17.2 | 16.1 | 2.8 | -5.6 | 21.7 | 17.8 | 1.3 | -4.2 | -1.1 | -2.2 | 4.4 | 0 | 5.6 | 3.3 | 17.2 | 14.4 | 13.3 | 6.2 | 19.4 | 14.4 | 15 | 13.3 | 4.4 | -1.7 | 0 | -1 | -3.5 | -11.6 | -0.9 | -6.5 | -3.3 | -5.6 | 8.5 | -1.4 | -4.8 | -6.4 | -8.3 | -11.1 | -4.4 | -5.6 | 3.9 | 0 | 5.2 | -0.5 | 7.6 | -0.1 | 7.8 | 6.7 | 6.7 | -6.7 | 7.2 | 0 | 2.8 | 2.8 | 13.5 | 9 | -3.9 | -7.8 | -3.9 | -10 | 7.8 | 4.4 | 7.8 | -8.9 | -3 | -6.5 | 10.6 | -0.6 | 5 | 2.2 | -0.4 | -2.3 | 7.4 | 5.9 | -2.2 | -2.8 | 3.9 | 2.8 | -3.9 | -7.8 | 9.1 | 3.5 | -3 | -5 | 9.4 | 7.2 | 8.3 | 4.4 | 8.9 | 2.8 | 2.8 | 1.1 | 1 | -1 | 1.7 | -4.4 | 16.7 | 16.1 | -2 | -11 | 14.6 | 11.2 | 5.6 | -1.1 | 4.4 | 1.7 | 22.8 | 20.6 | 2.8 | -16.1 | 11.1 | 0.6 | 17.8 | 16.1 | 15.6 | 13.7 | 6.1 | 2.2 | -4.4 | -8.3 | 0.6 | -1.7 | 4.4 | 1.7 | 4.4 | 3.3 | -1.7 | -8.9 | 0.4 | -0.7 | -1.7 | -6.7 | 1.7 | -10
0 | -3 | 1.7 | -0.6 | 14.4 | 11.1 | 19.4 | 18.3 | -7.6 | -9.1 | 13.1 | 1.4 | 7 | 6 | 7.8 | 6.6 | 14.4 | 7.8 | 7.4 | 5.9 | 8.3 | 5 | 7 | 6.1 | 5 | -5.6 | 8.9 | -5.1 | 19 | 17 | 10.6 | 8.9 | 17.8 | 15.6 | 14.4 | 14.4 | 17.2 | 16.1 | 2.2 | -5.6 | 21.7 | 17.2 | 1.1 | -5 | -1.1 | -2.8 | 4.4 | -1.1 | 5 | 2.8 | 16.7 | 14.4 | 13.3 | 6.2 | 18.3 | 11.1 | 14.4 | 13.3 | 4.4 | -2.2 | 0 | -1 | -3.7 | -11.1 | -1.9 | -5.3 | -3.9 | -6.1 | 8.2 | -1.2 | -4.6 | -6.4 | -8.9 | -12.2 | -4.4 | -4.4 | 3.3 | -0.6 | 5 | -0.6 | 6.1 | 0 | 7.8 | 6.1 | 8 | -5.5 | 7.2 | 0 | 2.8 | 2.8 | 13.2 | 8.5 | -4.4 | -8.3 | -3.9 | -10 | 7.8 | 4.4 | 8.3 | -7.7 | -0.4 | -4.5 | 10 | -0.6 | 3.9 | 2.2 | 0.4 | -1.6 | 7.1 | 5.9 | -2.2 | -3.1 | 3.9 | 2.8 | -4.4 | -8.3 | 8.3 | 3.3 | -4 | -7 | 9.4 | 7.2 | 8.3 | 3.3 | 8.9 | 3.3 | 2.2 | 1.1 | 1 | -1 | 0.6 | -3.9 | 16.7 | 16.1 | -2.2 | -12.2 | 14.8 | 11 | 3.9 | -0.6 | 3.9 | 2.2 | 22.8 | 20.6 | 3.3 | -16.1 | 11.1 | 2.2 | 17.2 | 16.1 | 15 | 12.2 | 5 | 1.1 | -4.4 | -7.8 | 0.6 | -1.7 | 3.9 | 0.6 | 5 | 3.9 | -2.8 | -8.9 | 0.2 | -0.8 | 0.5 | -5.6 | 3.4 | -7.9
1 | -3 | 1.7 | -1.1 | 16.5 | 12.7 | 19.6 | 18.1 | -5.7 | -7.2 | 15.2 | 1.3 | 8 | 7 | 7.8 | 6.7 | 15 | 7.8 | 7.2 | 5.6 | 9.4 | 5 | 8.9 | 6.1 | 5.6 | -2.2 | 8.3 | -4.9 | 20 | 18 | 12.8 | 10 | 19.4 | 15.6 | 14.4 | 14.4 | 16.7 | 15.6 | 1.7 | -5.6 | 21.7 | 17.8 | 4.4 | -3 | -1.1 | -2.2 | 4.4 | -2.2 | 4.4 | 2.8 | 16.7 | 14.4 | 13.3 | 6.1 | 17.8 | 6.7 | 17.8 | 15.6 | 3.9 | -2.8 | 0 | -1 | -3.9 | -10 | -2.8 | -4.4 | -3.3 | -5.6 | 7.8 | -1.7 | -4.4 | -6.7 | -7.8 | -12.2 | -2.2 | -3.9 | 6.7 | -0.6 | 8 | -0.2 | 9.3 | 0.7 | 11.7 | 6.1 | 9.3 | -4.8 | 8.9 | 0.6 | 2.8 | 2.8 | 12.8 | 7.8 | -2.2 | -7.2 | -3.3 | -8.9 | 7.2 | 3.9 | 8.9 | -8.1 | 2.2 | -3.3 | 14.4 | -0.6 | 6.1 | 2.8 | 1.1 | -1.1 | 6.7 | 5.6 | -2.2 | -3.3 | 3.3 | 2.2 | -6.1 | -7.8 | 10.5 | 3.3 | -2 | -6 | 9.4 | 7.2 | 7.8 | 2.2 | 9.4 | 3.3 | 2.8 | 0 | 1 | -1 | 1.7 | -5.6 | 16.1 | 15.6 | -2.2 | -10.5 | 15 | 10.6 | 10.6 | -1.1 | 3.9 | 1.7 | 22.8 | 20.6 | 7.2 | -15 | 11.7 | 1.1 | 17.2 | 16.1 | 16.3 | 11.9 | 7.8 | 1.7 | -2.8 | -7.8 | 2.2 | 0 | 4.4 | 1.7 | 6.7 | 5 | 1.7 | -6.1 | 0 | -1.1 | 2.8 | -5.4 | 5 | -6.9
2 | -3 | 1.7 | -1.1 | 18.5 | 13.8 | 19.8 | 18 | -3.9 | -5.6 | 17.2 | 1.1 | 8 | 7 | 11.3 | 8 | 18.3 | 8.3 | 8.5 | 5.8 | 10 | 5 | 11.7 | 7.3 | 8.3 | -3.3 | 7.8 | -5.6 | 21 | 18 | 16.7 | 11.1 | 22.8 | 15.6 | 16.8 | 15.7 | 20.6 | 16.7 | 2.8 | -6.7 | 23.9 | 18.3 | 7.8 | -1.7 | 3.3 | 1.7 | 5.6 | -3.3 | 6.1 | 2.8 | 16.7 | 15.6 | 13.3 | 4.2 | 17.8 | 6.1 | 20.6 | 15.6 | 5 | -2.8 | 1 | 0 | -1.9 | -8.7 | -2.8 | -4.2 | -2.8 | -5.6 | 8.2 | -0.7 | -1.3 | -5.2 | -7.8 | -11.7 | 0 | -1.1 | 10 | 0.6 | 10.9 | -0.8 | 12.4 | 0.5 | 15 | 5.6 | 10.6 | -5 | 11.1 | 1.7 | 4.4 | 4.4 | 12.8 | 7.1 | 0 | -6.7 | 0.6 | -7.8 | 7.2 | 3.9 | 9.4 | -8.9 | 6.1 | -2.9 | 17.8 | 0 | 8.9 | 3.3 | 3.5 | -0.1 | 6.9 | 5.7 | -2.2 | -3.4 | 3.3 | 0.6 | -2.8 | -5.6 | 12.8 | 2.9 | -1 | -6 | 10.6 | 7.2 | 7.8 | 2.2 | 10.6 | 3.3 | 2.8 | 0 | 2 | 0 | 3.9 | -6.7 | 17.2 | 14.4 | -2.2 | -10 | 16.7 | 11.7 | 14.4 | -1.1 | 3.9 | 1.1 | 23.9 | 21.1 | 10 | -13.9 | 12.2 | 2.2 | 18.9 | 17.2 | 17.6 | 11.2 | 8.9 | 2.2 | -0.6 | -7.2 | 5.6 | 1.7 | 5 | 1.7 | 8.3 | 5 | 3.3 | -4.4 | -0.2 | -1.3 | 5 | -6.7 | 6.7 | -7.2
3 | -2 | 2.2 | -1.1 | 20.6 | 15 | 20 | 17.8 | -2.4 | -4.6 | 19.6 | 1.6 | 8 | 6 | 14.8 | 8.8 | 20.6 | 8.9 | 9.8 | 6.2 | 11.1 | 6.1 | 14.4 | 7.9 | 10.6 | -4.4 | 11.1 | -4.4 | 22 | 18 | 18.3 | 11.1 | 24.4 | 15.6 | 19.3 | 16.7 | 23.9 | 17.2 | 4.4 | -6.1 | 27.2 | 17.8 | 11.1 | -1.1 | 6.7 | 3.3 | 6.1 | -2.8 | 7.8 | 2.8 | 17.2 | 15.6 | 13.3 | 2.2 | 18.9 | 3.9 | 21.1 | 15 | 6.1 | -2.2 | 2 | 0 | 0.2 | -8.2 | -2.8 | -3.9 | -1.1 | -3.9 | 8.5 | 0 | 1.9 | -4.9 | -7.2 | -11.7 | 2.2 | -1.1 | 13.9 | 2.2 | 13.9 | -2.8 | 15.6 | -0.6 | 18.3 | 3.9 | 12.8 | -3.8 | 13.3 | 3.3 | 7.8 | 5 | 12.8 | 6 | 2.8 | -8.9 | 4.4 | -7.8 | 7.2 | 3.9 | 12 | -7.5 | 10 | -4.5 | 19.4 | 0 | 10.6 | 3.3 | 5.9 | 0.4 | 7 | 5.5 | -2.2 | -3.8 | 3.9 | -0.6 | -1.7 | -5 | 15 | 1.7 | 0 | -5 | 12.2 | 7.2 | 8.3 | 2.8 | 13.3 | 4.4 | 2.8 | -3.3 | 4 | 0 | 5.6 | -7.2 | 17.8 | 9.4 | -2.2 | -10.6 | 18.3 | 12.6 | 16.7 | -1.1 | 3.3 | 1.1 | 25 | 20.6 | 17.2 | -12.8 | 13.9 | 1.1 | 21.1 | 17.2 | 18.9 | 10.6 | 8.3 | 0.6 | 0.6 | -6.7 | 8.3 | 1.1 | 6.1 | 1.7 | 10.6 | 5 | 6.1 | -3.9 | -0.4 | -1.7 | 6.1 | -5.5 | 8.9 | -6.1
4 | 0 | 2.8 | -1.1 | 22.4 | 15.8 | 21.3 | 18.5 | -0.9 | -4 | 22 | 2.2 | 9 | 7 | 18.3 | 8.9 | 22.2 | 11.7 | 11.1 | 6.1 | 10 | 6.7 | 17.2 | 8.3 | 12.8 | -3.3 | 14.5 | -4.7 | 22 | 19 | 20.6 | 11.1 | 26.1 | 16.7 | 21.7 | 17.8 | 26.7 | 17.2 | 5.6 | -5.6 | 26.7 | 17.8 | 13 | -1.2 | 7.2 | 1.1 | 7.2 | -2.8 | 8.3 | 1.1 | 16.7 | 15.6 | 13.3 | -0.6 | 19.4 | 3.3 | 21.7 | 15 | 6.7 | -2.8 | 3 | 0 | 2.2 | -9.4 | -2.8 | -3.9 | 0.6 | -6.1 | 8.9 | 0.6 | 5 | -6.1 | -6.7 | -12.2 | 5 | -1.1 | 16.7 | 0.6 | 15.9 | -2.7 | 17.1 | -1.4 | 20.6 | 3.3 | 15 | -3.4 | 15 | 3.9 | 9.4 | 1.1 | 12.8 | 5 | 3.9 | -9.4 | 6.7 | -7.2 | 7.8 | 3.9 | 14.6 | -7.2 | 13.9 | -10 | 22.2 | 0 | 11.7 | 2.2 | 8.3 | 1.1 | 7.2 | 5.6 | -2.2 | -4.4 | 3.3 | -1.7 | -0.6 | -5.6 | 16.3 | 2 | 2 | -6 | 13.9 | 6.7 | 9.4 | 2.2 | 15.6 | 5 | 3.3 | -7.2 | 5 | 1 | 7.2 | -8.3 | 19.4 | 8.9 | -1.5 | -10 | 20 | 13.3 | 19.4 | -1.1 | 3.3 | 1.1 | 25.6 | 20 | 19.4 | -7.8 | 15.6 | 0 | 21.7 | 17.2 | 20.7 | 11.9 | 9.4 | 0.6 | 1.7 | -5.6 | 10 | 1.7 | 6.7 | 1.7 | 11.1 | 5 | 8.3 | -3.9 | -0.6 | -2.2 | 7.2 | -5.5 | 11.1 | -6.8
4 | -1 | 3.3 | -1.1 | 24.3 | 16.3 | 22.6 | 19.4 | 0.6 | -3.9 | 24.4 | 2.2 | 9 | 7 | 20 | 8.7 | 20 | 12.8 | 12.4 | 6.3 | 11.7 | 7.2 | 18.7 | 9 | 15 | -2.8 | 17.8 | -6.7 | 23 | 19 | 24.4 | 10.6 | 28.3 | 17.2 | 21.5 | 17.1 | 28.9 | 16.1 | 7.8 | -5 | 27.8 | 18.9 | 14.8 | -1.9 | 8.9 | 1.1 | 8.9 | -1.1 | 10.6 | 1.1 | 17.8 | 16.1 | 14.2 | -0.6 | 20.6 | 5 | 21.7 | 16.1 | 6.7 | -3.3 | 3 | 0 | 3.3 | -8.3 | -2.6 | -3.5 | -1.1 | -2.2 | 7 | 0.9 | 7.2 | -5.2 | -5.6 | -12.8 | 7.2 | -3.9 | 17.2 | 1.1 | 18 | -3 | 18.5 | -2.7 | 21.1 | 3.9 | 17.2 | -3.9 | 16.7 | 4.4 | 10.6 | 1.1 | 12.8 | 4.3 | 5.6 | -10.6 | 8.9 | -6.1 | 8.3 | 2.8 | 17.2 | -8.3 | 14.8 | -8.3 | 22.8 | 0 | 13.9 | 4.4 | 10.5 | 1.6 | 8.3 | 5.4 | -2.2 | -4.3 | 4.4 | 2.2 | 0.6 | -5 | 17.6 | 2.4 | 3 | -4 | 14.4 | 6.7 | 10.6 | 1.1 | 19.4 | 6.7 | 4.4 | -6.7 | 7 | 2 | 10 | -7.8 | 20.6 | 7.2 | -0.7 | -10.5 | 22 | 13.9 | 21.1 | -1.1 | 3.9 | 1.1 | 28.9 | 19.4 | 21.7 | -11.1 | 17.2 | 1.7 | 22.8 | 17.2 | 22.6 | 13.7 | 10 | 0 | 3.3 | -4.4 | 11.7 | 2.8 | 7.2 | 1.7 | 12.8 | 5 | 10.6 | -4.4 | -0.6 | -2 | 8.3 | -6.1 | 13.3 | -8.9
5 | -1 | 4.4 | -1.7 | 26.1 | 16.7 | 23.9 | 20 | 1 | -3.2 | 26.1 | 1.4 | 9 | 7 | 21.6 | 8.2 | 19.4 | 10.6 | 13.7 | 6.1 | 12.8 | 6.7 | 20.2 | 9.8 | 16.7 | 0.6 | 18.2 | -6.4 | 23 | 19 | 25.6 | 10.6 | 29.4 | 16.7 | 21.3 | 16.3 | 29.4 | 16.7 | 9.4 | -5 | 27.8 | 17.8 | 16.7 | -3.3 | 10.6 | 0 | 11.1 | -0.6 | 11.1 | -0.6 | 19.4 | 16.7 | 15.2 | -0.8 | 21.1 | 4.4 | 23.3 | 16.1 | 6.7 | -3.9 | 4 | 0 | 4.5 | -8.2 | -2.4 | -3 | 0.6 | -3.3 | 5.2 | 0.7 | 9.5 | -5.6 | -3.9 | -11.7 | 8.9 | -5 | 19.4 | -0.6 | 20 | -5 | 20 | -5.6 | 22.8 | 3.9 | 17.9 | -3.6 | 18.3 | 5 | 11.1 | -1.1 | 12.8 | 3.2 | 6.1 | -10 | 10 | -6.1 | 9.4 | 3.3 | 15.7 | -4.7 | 15.8 | -7.5 | 23.9 | -1.1 | 15.6 | 4.4 | 12.8 | 2.1 | 9.5 | 5.5 | -2.2 | -4.4 | 3.9 | 1.1 | 2.2 | -5 | 18.9 | 2.2 | 4 | -3 | 15.6 | 6.7 | 11.7 | 2.2 | 22.2 | 6.7 | 5.6 | -6.7 | 12 | 4 | 10.6 | -7.2 | 21.7 | 6.7 | 0 | -12.8 | 24.1 | 14.5 | 21.7 | -0.6 | 5 | 0.6 | 29.4 | 20 | 23.9 | -8.3 | 18.3 | 1.7 | 23.9 | 17.2 | 24.4 | 15 | 11.1 | -0.6 | 5 | -3.9 | 13.3 | 3.3 | 7.2 | 1.7 | 13.3 | 5 | 11.7 | -4.4 | -0.6 | -2 | 8.9 | -5.4 | 14.2 | -9.3
5 | 0 | 5 | -1.7 | 25.9 | 16.2 | 24.8 | 20.1 | 1.3 | -3 | 27.7 | 1.2 | 9 | 7 | 23.3 | 7.2 | 18.9 | 11.1 | 15 | 5.6 | 13.3 | 6.1 | 21.7 | 10 | 20 | 0.6 | 18.5 | -6.2 | 23 | 19 | 23.9 | 13.9 | 30 | 16.7 | 21.1 | 15.6 | 28.9 | 16.1 | 10.6 | -4.4 | 29.4 | 16.1 | 16.9 | -3.8 | 11.7 | 0 | 12.8 | 1.1 | 11.7 | -2.2 | 21.7 | 16.1 | 16.1 | -1.7 | 21.1 | 5 | 23.9 | 15 | 6.7 | -3.3 | 6 | 1 | 5.6 | -9.4 | -2.2 | -2.8 | 0 | -3.3 | 3.3 | 0.6 | 11.7 | -7.2 | -3.3 | -11.1 | 8.9 | -5.6 | 20.6 | -1.7 | 21.3 | -4.2 | 20.2 | -4.3 | 24.4 | 5 | 18.7 | -3.6 | 19.4 | 4.4 | 11.1 | -1.7 | 12.8 | 2.2 | 8.3 | -8.9 | 12.8 | -5 | 10.6 | 3.3 | 14.3 | -3.5 | 16.7 | -7.8 | 25 | -0.6 | 16.7 | 3.3 | 15 | 2.2 | 10.6 | 5 | -2.2 | -5 | 3.3 | -1.1 | 4.4 | -3.9 | 19.6 | 1.1 | 6 | -5 | 16.7 | 6.1 | 12.8 | 2.2 | 23.3 | 6.7 | 5.6 | -7.2 | 13 | 3 | 11.1 | -8.3 | 22.2 | 6.1 | 0.6 | -11.4 | 26.1 | 14.4 | 22.8 | -0.6 | 6.1 | 1.1 | 28.9 | 20 | 25 | -7.2 | 19.4 | 4.4 | 24.4 | 17.2 | 25.3 | 15.4 | 10.6 | 0 | 5.6 | -3.9 | 15 | 2.2 | 8.3 | 2.2 | 15 | 5 | 13.3 | -4.4 | -0.6 | -2.2 | 9.4 | -5.4 | 15.2 | -10.8
6 | 0 | 4.4 | -1.1 | 25.8 | 16.1 | 25.8 | 20.2 | 1.7 | -3.3 | 29.4 | 0 | 9 | 7 | 23.7 | 7 | 18.9 | 10.6 | 14.3 | 6.2 | 13.3 | 5.6 | 21.1 | 9.4 | 21.7 | -5.6 | 18.9 | -7.2 | 23 | 19 | 22.2 | 14.4 | 27.8 | 17.8 | 20.9 | 14.3 | 30 | 16.1 | 11.7 | -3.9 | 30 | 15 | 17 | -4.3 | 12.8 | -2.2 | 15.6 | 2.8 | 11.7 | -1.7 | 26.1 | 15 | 16.5 | -1.4 | 21.1 | 5 | 25 | 14.4 | 7.2 | -4.4 | 5 | 1 | 6.5 | -7.3 | -2 | -2.6 | 0.6 | -3.3 | 3.3 | 0.2 | 12.2 | -6.4 | -2.2 | -11.1 | 9.4 | -5 | 20 | -3.3 | 22.6 | -4 | 20.4 | -4.2 | 25.6 | 6.1 | 19.4 | -5 | 20 | 3.3 | 11.7 | -2.2 | 12.2 | 2.6 | 9.4 | -8.9 | 14.4 | -3.3 | 12.2 | 3.9 | 12.8 | -2.8 | 16.7 | -6.9 | 25.6 | -0.6 | 17.8 | 2.2 | 14.3 | 1.6 | 11.5 | 4.7 | -2.2 | -4.4 | 5.6 | -4.4 | 5 | -3.9 | 20.4 | -0.7 | 8 | -6 | 16.1 | 6.1 | 13.3 | 2.2 | 23.3 | 6.7 | 6.7 | -6.1 | 12 | 0 | 12.2 | -7.8 | 23.3 | 4.4 | 1.1 | -11.9 | 26.7 | 13.5 | 22.8 | 0 | 7.8 | 0.6 | 30 | 21.1 | 26.7 | -6.1 | 20.6 | 4.4 | 23.3 | 18.9 | 26.3 | 15.4 | 11.1 | -1.1 | 7.8 | -3.3 | 14.4 | 0.6 | 8.3 | 2.2 | 14.4 | 3.9 | 14.4 | -2.8 | -0.2 | -1.7 | 10 | -6.7 | 16.1 | -15
7 | 1 | 5 | -1.7 | 25.6 | 15.6 | 26.7 | 20 | 2.2 | -2.7 | 29.6 | 1.1 | 9 | 7 | 24 | 6.8 | 18.9 | 8.9 | 13.5 | 6.6 | 13.3 | 5.6 | 20.6 | 8.3 | 23.3 | -5 | 18.5 | -6.9 | 22 | 19 | 21.7 | 14.4 | 30 | 17.2 | 20.8 | 13.3 | 30.6 | 14.4 | 13.3 | -3.3 | 29.4 | 15.6 | 17.2 | -6.1 | 12.8 | -2.8 | 16.1 | 4.4 | 11.7 | -1.1 | 25.6 | 15.6 | 16.8 | -2 | 21.1 | 4.4 | 24.4 | 13.3 | 6.1 | -3.9 | 6 | 2 | 7.4 | -6.3 | -1.9 | -2.8 | 1.7 | -5.6 | 3.3 | -0.1 | 12.8 | -6.4 | -1.7 | -11.1 | 10 | -5 | 20 | -3.3 | 23.9 | -3.9 | 20.6 | -3.9 | 26.1 | 6.7 | 19.2 | -4.4 | 20.6 | 4.4 | 11.7 | -2.2 | 11.7 | 2.7 | 10.6 | -8.9 | 16.1 | -3.3 | 13.9 | 3.9 | 13.3 | -3.1 | 16.7 | -7.5 | 25.6 | -1.1 | 18.3 | 1.1 | 13.5 | 1.2 | 12.4 | 4.1 | -2.2 | -4.3 | 6.7 | -7.8 | 6.1 | -3.3 | 21.1 | -2.8 | 8 | -5 | 17.2 | 6.1 | 13.9 | 2.8 | 22.2 | 6.1 | 6.7 | -6.7 | 13 | 0 | 12.8 | -8.3 | 23.3 | 6.1 | 1.7 | -13.9 | 27.2 | 12.5 | 23.9 | 0 | 8.3 | 0 | 28.9 | 21.1 | 27.2 | -2.2 | 21.1 | 5.6 | 23.3 | 19.4 | 27.2 | 15.6 | 13.3 | -0.6 | 8.9 | -3.3 | 13.9 | 1.1 | 8.3 | 2.2 | 14.4 | 4.4 | 15.6 | -2.2 | 0.2 | -1.6 | 10.2 | -5.1 | 15.9 | -13
8 | 2 | 5 | -1.7 | 24.7 | 15.9 | 24.7 | 19.3 | 2.8 | -2.4 | 29.8 | 1.3 | 9 | 7 | 24.4 | 6.1 | 18.9 | 9.4 | 12.8 | 6.7 | 12.8 | 4.4 | 20 | 7.2 | 22.2 | 1.1 | 18.2 | -7.9 | 22 | 19 | 21.1 | 13.3 | 29.4 | 17.2 | 20.6 | 11.7 | 30.6 | 14.4 | 13.3 | -3.3 | 28.3 | 16.7 | 16.7 | -5.1 | 12.2 | -2.2 | 18.3 | 7.2 | 11.7 | -1.1 | 25.6 | 16.1 | 17.2 | -2.8 | 20 | 5 | 23.3 | 12.2 | 5.6 | -3.9 | 6 | 2 | 8.3 | -6.1 | -1.7 | -2.8 | 2.2 | -8.3 | 3.3 | -0.6 | 13.3 | -7.2 | -1.1 | -10.6 | 9.4 | -5 | 21.1 | -2.8 | 23.3 | -4.2 | 19.7 | -2.8 | 26.1 | 6.7 | 19.1 | -3.9 | 21.1 | 4.4 | 11.7 | -2.8 | 11.1 | 2.8 | 10.6 | -9.4 | 16.1 | -2.8 | 15 | 3.9 | 13.9 | -3.4 | 16.7 | -8.3 | 26.1 | -1.7 | 18.3 | 0.6 | 12.8 | 0.6 | 13.3 | 3.3 | -2.2 | -4.4 | 6.7 | -6.7 | 7.2 | -5 | 20.4 | -0.7 | 8 | -5 | 17.8 | 5.6 | 13.3 | 2.2 | 17.2 | 10 | 6.7 | -6.1 | 13 | 0 | 12.8 | -3.9 | 22.8 | 5.6 | 1.9 | -12 | 27.8 | 11.1 | 23.3 | 0 | 9.4 | -0.6 | 28.3 | 20.6 | 27.8 | -3.3 | 21.7 | 5 | 23.3 | 19.4 | 26.7 | 15.1 | 13.3 | 0 | 8.9 | -3.9 | 13.3 | 0.6 | 8.3 | 2.2 | 14.4 | 4.4 | 15 | -1.7 | 0.6 | -1.7 | 10.4 | -4.2 | 15.8 | -13.1
8 | 3 | 5 | -1.7 | 23.7 | 16 | 22.6 | 18.2 | 3.3 | -2.8 | 30 | 2.2 | 9 | 7 | 23.1 | 6.4 | 17.8 | 9.4 | 12.2 | 6.7 | 12.2 | 3.9 | 17.8 | 7.6 | 18.9 | 0.6 | 17.8 | -8.9 | 22 | 19 | 20 | 12.8 | 30 | 16.1 | 19.5 | 11.6 | 29.4 | 15 | 13.3 | -4.4 | 27.2 | 16.7 | 16.1 | -4.4 | 12.2 | -2.8 | 18.3 | 8.3 | 10.6 | -2.8 | 13.3 | 8.3 | 16.3 | -2.4 | 20 | 6.1 | 22.2 | 12.2 | 5.6 | -2.8 | 4 | 1 | 7.4 | -5.3 | -2.1 | -3.2 | 1.7 | -7.8 | 3.3 | -1.3 | 12.4 | -6.3 | -1.7 | -11.1 | 9.4 | -3.9 | 20.6 | -3.9 | 22.8 | -3.8 | 18.7 | -3 | 25 | 8.3 | 18.9 | -4.4 | 21.1 | 2.2 | 10 | -3.3 | 10.5 | 2.3 | 11.1 | -10 | 17.8 | -3.3 | 15.6 | 5 | 14.4 | -5 | 14.5 | -8.5 | 25.6 | -1.7 | 17.2 | 0 | 12.1 | 1.7 | 12.9 | 2.7 | -2.4 | -4.3 | 5 | -3.9 | 7.8 | -3.9 | 19.6 | 0.1 | 7 | -5 | 16.1 | 6.7 | 12.2 | 1.7 | 18.3 | 10 | 6.7 | -6.1 | 12 | 0 | 12.2 | -2.8 | 22.2 | 4.4 | 2 | -11.9 | 25.8 | 10.1 | 21.7 | 0 | 7.8 | -1.7 | 26.7 | 21.1 | 27.2 | 0.6 | 21.7 | 5 | 22.8 | 19.4 | 26.1 | 14.6 | 12.8 | -0.6 | 8.9 | -3.9 | 12.2 | 1.7 | 8.3 | 1.1 | 13.9 | 5 | 14.4 | -1.7 | 1 | -1.7 | 10.6 | -4.4 | 15.6 | -13.9
9 | 3 | 5 | -0.6 | 22.8 | 16.1 | 20.6 | 17.2 | 2.2 | -2.7 | 28.1 | 3.1 | 9 | 7 | 21.9 | 6.2 | 16.7 | 10.6 | 11.7 | 6.9 | 11.1 | 4.4 | 15.5 | 7.1 | 19.4 | -6.1 | 15.6 | -9 | 21 | 19 | 19.4 | 12.8 | 27.8 | 16.1 | 18.3 | 11.4 | 28.3 | 15 | 12.8 | -2.8 | 26.1 | 17.2 | 15.6 | -5 | 12.8 | -2.2 | 16.7 | 9.4 | 8.9 | -3.3 | 10 | 6.7 | 15.3 | -2.7 | 18.3 | 7.2 | 21.1 | 13.9 | 5.6 | -2.8 | 3 | 2 | 6.5 | -5.7 | -2.4 | -3.8 | -1.1 | -2.2 | 3.3 | -2.3 | 11.5 | -6.5 | -1.1 | -11.7 | 8.3 | -5 | 18.9 | -3.3 | 22.2 | -4.4 | 17.8 | -3.3 | 23.9 | 10.6 | 16.9 | -3.3 | 20 | 1.7 | 8.9 | -3.9 | 10 | 1.6 | 10.6 | -10 | 17.2 | -3.9 | 14.4 | 5.6 | 12.2 | -1.8 | 12.2 | -9 | 25 | -2.2 | 16.1 | -0.6 | 11.3 | 2.6 | 12.6 | 1.9 | -2.6 | -4.5 | 3.9 | -2.8 | 6.7 | -5 | 18.9 | 1.1 | 6 | -4 | 13.9 | 6.1 | 11.1 | 1.1 | 16.7 | 9.4 | 6.1 | -6.7 | 10 | -1 | 11.1 | -3.3 | 21.1 | 2.8 | 2.2 | -13.3 | 23.7 | 9 | 20.6 | 0 | 6.1 | -1.1 | 25.6 | 21.1 | 27.2 | -3.3 | 21.1 | 5 | 22.8 | 19.4 | 25.6 | 13.9 | 13.3 | -1.7 | 8.3 | -3.9 | 11.1 | 2.8 | 7.8 | 1.1 | 12.8 | 5 | 13.9 | -1.1 | 1.3 | -2 | 9.1 | -2.8 | 13.9 | -11
7 | 2 | 4.4 | 0 | 22.4 | 16.2 | 19.8 | 16.9 | 1.1 | -3 | 26.3 | 3.5 | 8 | 6 | 20.6 | 6.1 | 15.6 | 11.1 | 11.1 | 6.7 | 10.6 | 4.4 | 13.3 | 6.7 | 16.1 | -3.9 | 13.3 | -10 | 20 | 19 | 18.3 | 12.2 | 26.7 | 15.6 | 17.2 | 11.1 | 25 | 14.4 | 11.1 | -2.2 | 24.4 | 17.8 | 13.7 | -4 | 11.1 | -2.8 | 15 | 8.9 | 6.1 | -3.3 | 8.3 | 5 | 14.4 | -3.3 | 17.2 | 10 | 18.9 | 13.9 | 4.4 | -2.2 | 2 | 1 | 5.6 | -6.7 | -2.8 | -4.4 | -2.2 | -4.4 | 3.3 | -3.9 | 10.6 | -7.2 | -2.8 | -12.2 | 6.7 | -5 | 17.2 | -1.1 | 20.7 | -2.7 | 16.5 | -2.2 | 19.4 | 12.2 | 14.8 | -2.7 | 17.8 | 2.8 | 5.6 | -3.9 | 9.4 | 1.1 | 8.9 | -10 | 15.6 | -2.8 | 13.9 | 5.6 | 10 | -0.2 | 10 | -11.7 | 23.3 | -2.2 | 14.4 | 2.8 | 10.6 | 3.3 | 12.2 | 1.1 | -2.8 | -5 | 1.7 | -3.3 | 5.6 | -4.4 | 16.9 | 2.5 | 4 | -4 | 12.2 | 6.1 | 10 | 0 | 17.8 | 3.3 | 5 | -6.1 | 8 | -1 | 9.4 | -2.2 | 19.4 | 2.8 | 1.1 | -11.3 | 21.7 | 7.8 | 19.4 | 0 | 6.1 | -2.8 | 25 | 21.1 | 23.3 | -4.4 | 18.9 | 5 | 21.7 | 20 | 23.7 | 14.2 | 10.6 | -1.7 | 5.6 | -4.4 | 10 | 3.3 | 6.1 | 1.1 | 11.1 | 5 | 12.2 | -1.1 | 1.7 | -2.8 | 7.6 | -2.1 | 12.3 | -10.7
3 | 1 | 3.9 | 0 | 22.1 | 16.2 | 19.1 | 16.5 | 0 | -3.9 | 24.4 | 3.9 | 8 | 7 | 18.7 | 7.5 | 15 | 11.1 | 10 | 6.6 | 10 | 5 | 12.4 | 6.9 | 15 | -3.9 | 11.1 | -12.2 | 20 | 19 | 18.3 | 11.7 | 24.4 | 13.9 | 15.2 | 11.4 | 22.2 | 14.4 | 9.4 | -1.7 | 24.4 | 17.8 | 11.9 | -3.8 | 8.9 | -2.8 | 14.4 | 8.3 | 3.9 | -3.9 | 6.7 | 3.3 | 13.3 | -2.7 | 17.8 | 6.7 | 17.2 | 12.2 | 3.9 | -1.7 | 2 | 1 | 4.5 | -5.2 | -2.6 | -4.1 | -2.8 | -6.7 | 2.6 | -3.5 | 9.5 | -6.4 | -4.4 | -13.3 | 5.6 | -5.6 | 16.7 | -1.7 | 19.3 | -1.5 | 15.2 | -2.4 | 18.9 | 12.8 | 12.8 | -3.3 | 16.1 | 4.4 | 4.4 | -4.4 | 9.6 | 1.7 | 2.8 | -3.9 | 11.7 | -2.8 | 12.2 | 5.6 | 7.8 | 0.6 | 9.4 | -10.5 | 20.6 | -0.6 | 14.4 | 1.1 | 9.8 | 3.1 | 11.7 | 1.6 | -2.6 | -4.5 | 1.1 | -3.9 | 4.4 | -3.9 | 14.8 | 3.3 | 3 | -3 | 11.7 | 6.1 | 8.9 | 0 | 16.1 | 2.8 | 4.4 | -6.1 | 5 | -1 | 7.2 | -1.1 | 17.2 | 3.3 | 0 | -11 | 18.7 | 9.5 | 19.4 | 0 | 5.6 | -2.8 | 25 | 21.1 | 21.1 | -4.4 | 17.2 | 6.1 | 21.1 | 20 | 21.9 | 13.8 | 9.4 | -1.1 | 3.3 | -3.9 | 5 | 0.6 | 6.1 | 2.2 | 10 | 3.9 | 7.8 | -1.1 | 1.3 | -2.3 | 6.1 | -2.2 | 10.6 | -11.7
3 | 1 | 3.3 | 0 | 21.7 | 16.1 | 18.3 | 16.1 | -1.3 | -3.8 | 21.6 | 4.7 | 7 | 6 | 16.9 | 8.1 | 14.4 | 11.1 | 8.9 | 6.4 | 10 | 5 | 11.5 | 7.3 | 16.7 | -7.8 | 9.6 | -10.9 | 20 | 19 | 17.8 | 11.7 | 22.2 | 10.6 | 13.1 | 11.4 | 21.1 | 14.4 | 7.8 | -2.2 | 24.4 | 17.2 | 10 | -4.4 | 7.2 | -1.7 | 13.3 | 7.8 | 2.8 | -3.9 | 6.7 | 2.2 | 12.2 | -2.8 | 16.7 | 9.4 | 16.7 | 12.8 | 3.9 | -1.7 | 2 | 1 | 3.3 | -4.7 | -2.4 | -3.8 | -3.3 | -6.7 | 1.8 | -3.6 | 8.3 | -6.2 | -5.6 | -14.4 | 4.4 | -5.6 | 14.4 | -1.7 | 17.8 | -1.1 | 13.9 | -2.8 | 18.3 | 13.3 | 12.8 | -3.1 | 14.4 | 5 | 3.9 | -4.4 | 9.8 | 2.2 | 1.7 | -3.3 | 6.1 | -2.8 | 11.7 | 6.1 | 7.2 | 0.2 | 8.9 | -10.4 | 19.4 | -1.1 | 13.9 | 3.9 | 9.1 | 3.1 | 11.1 | 1.9 | -2.4 | -4.3 | 0.6 | -1.7 | 3.3 | -3.9 | 12.8 | 3.3 | 2 | -3 | 10.6 | 5.6 | 7.8 | 0.6 | 13.9 | 1.7 | 2.8 | -4.4 | 5 | -1 | 7.2 | -0.6 | 15.6 | 4.4 | -1.1 | -12.2 | 15.8 | 10.2 | 18.9 | 0 | 3.9 | -1.7 | 24.4 | 21.1 | 17.2 | -5 | 16.7 | 5.6 | 21.1 | 20 | 20 | 13.3 | 5 | 0 | 1.1 | -3.3 | 4.4 | -1.7 | 5.6 | 1.1 | 8.9 | 3.9 | 7.8 | 0.6 | 1 | -2.3 | 5.4 | -2.1 | 8.9 | -9.4
3 | 1 | 2.8 | -0.6 | 20.2 | 16.3 | 17.4 | 15.6 | -2.6 | -4.4 | 18.9 | 4.7 | 7 | 6 | 15 | 8.3 | 15 | 11.1 | 7.8 | 6.1 | 9.4 | 5 | 10.6 | 7.2 | 17.2 | -8.3 | 8.2 | -10.4 | 21 | 20 | 18.9 | 11.7 | 20 | 10 | 11.1 | 11.1 | 20.6 | 15 | 8.3 | -2.2 | 23.9 | 16.7 | 8.9 | -4.1 | 6.7 | -2.8 | 13.3 | 8.3 | 1.7 | -3.9 | 6.1 | 1.7 | 11.1 | -3.3 | 16.7 | 7.2 | 16.7 | 13.3 | 3.9 | -1.7 | 2 | 1 | 2.2 | -5 | -2.2 | -3.9 | -3.9 | -8.3 | 1.1 | -4.4 | 7.2 | -7.2 | -6.1 | -13.9 | 2.8 | -6.1 | 14.4 | -1.7 | 16.7 | 0.8 | 12.6 | -1.2 | 18.3 | 13.3 | 12.8 | -3.1 | 12.8 | 4.4 | 3.3 | -4.4 | 10 | 2.8 | 1.7 | -5.6 | 3.9 | -2.8 | 10.6 | 5.6 | 6.7 | -0.2 | 8.3 | -12.2 | 18.9 | -1.1 | 13.3 | 4.4 | 8.3 | 2.8 | 10.6 | 2.2 | -2.2 | -4.4 | 0 | -2.2 | 3.9 | -2.8 | 11.9 | 3.7 | 1 | -3 | 9.4 | 5.6 | 6.7 | 0.6 | 12.8 | -2.2 | 1.7 | -4.4 | 4 | -1 | 5.6 | 0.6 | 15 | 3.9 | -1.7 | -11.2 | 12.8 | 10 | 18.3 | -0.6 | 3.3 | -1.7 | 25 | 21.1 | 16.1 | -1.7 | 16.7 | 6.1 | 21.1 | 20 | 19.4 | 14.7 | 5.6 | -0.6 | -0.6 | -3.3 | 4.4 | -1.7 | 5 | 1.1 | 8.3 | 3.9 | 8.3 | 0.6 | 0.6 | -2.8 | 4.6 | -2.4 | 7.3 | -8.9
2 | 0 | 2.2 | -1.1 | 18.7 | 16.3 | 16.5 | 15.1 | -3.9 | -5 | 16.1 | 4.4 | 7 | 6 | 13.7 | 8.6 | 14.4 | 11.1 | 7.2 | 5.9 | 9.4 | 3.9 | 10.5 | 6.7 | 15 | -8.3 | 6.7 | -12.2 | 21 | 20 | 18.3 | 11.1 | 18.3 | 10 | 10.4 | 10.1 | 20 | 15 | 6.7 | -2.2 | 23.9 | 17.2 | 7.8 | -4.7 | 2.8 | -2.2 | 13.9 | 9.4 | 0.6 | -4.4 | 5.6 | 1.1 | 10.2 | -2.8 | 16.1 | 7.2 | 16.7 | 15 | 3.9 | -1.7 | 2 | 1 | 2.4 | -4.1 | -2.4 | -3.8 | -4.4 | -8.3 | 0.5 | -3.7 | 6.8 | -6.4 | -7.2 | -15 | 2.2 | -7.2 | 12.8 | -0.6 | 15.5 | 2 | 11.3 | -0.4 | 18.3 | 11.1 | 12.8 | -3.9 | 10.6 | 4.4 | 2.2 | -2.8 | 9.6 | 3.8 | 2.2 | -6.1 | 3.3 | -2.8 | 10 | 3.9 | 6.1 | -0.6 | 7.8 | -8.1 | 16.7 | -0.6 | 11.7 | 3.9 | 7.9 | 2.8 | 10 | 2.4 | -2.4 | -4.2 | 0 | -2.2 | 3.3 | -3.3 | 10.9 | 3.5 | 0 | -3 | 8.9 | 5 | 6.1 | 0.6 | 13.3 | -4.4 | 1.7 | -4.4 | 3 | -2 | 3.9 | 0.6 | 12.8 | 5 | -2.2 | -11.2 | 12.8 | 10.2 | 18.9 | -1.1 | 1.1 | -2.2 | 25 | 21.1 | 15 | -11.7 | 15.6 | 6.1 | 21.1 | 20 | 18.9 | 15.8 | 5 | -1.7 | 0 | -3.3 | 3.9 | -1.7 | 4.4 | 1.1 | 8.3 | 3.9 | 4.4 | 0.6 | -0.2 | -2.6 | 3.9 | -3.3 | 5.6 | -10
2 | 1 | 1.7 | -1.1 | 17.2 | 16.1 | 15.6 | 14.4 | -4.1 | -5.2 | 15.4 | 4.5 | 7 | 6 | 12.4 | 8.5 | 15 | 11.1 | 6.7 | 5.8 | 9.4 | 4.4 | 10.4 | 6 | 10 | -7.2 | 5.6 | -9.8 | 21 | 20 | 18.9 | 11.7 | 17.2 | 9.4 | 9.6 | 8.9 | 19.4 | 15.6 | 6.1 | -2.2 | 23.3 | 17.2 | 6.7 | -5.6 | 2.8 | -2.2 | 14.4 | 11.7 | -0.6 | -4.4 | 5.6 | 1.1 | 9.2 | -2.7 | 15.6 | 8.3 | 16.1 | 16.1 | 3.9 | -1.1 | 2 | 1 | 2.6 | -3.3 | -2.6 | -4.1 | -4.4 | -9.4 | 0 | -3.6 | 6.5 | -6.6 | -7.8 | -15.6 | 1.7 | -7.8 | 12.2 | 0 | 14.4 | 2.8 | 10 | 0 | 17.2 | 13.3 | 13 | -3.3 | 9.4 | 5 | 2.2 | -2.8 | 9.3 | 4.9 | 2.2 | -7.8 | 1.7 | -2.8 | 9.4 | 1.1 | 5.4 | -0.2 | 7.2 | -6.4 | 15.6 | 0 | 9.4 | 3.9 | 7.6 | 2.7 | 9.5 | 2.8 | -2.6 | -4.2 | -1.1 | -3.3 | 3.9 | -2.8 | 10 | 3.3 | 0 | -3 | 8.9 | 5.6 | 5.6 | 0.6 | 12.8 | -5.6 | 0 | -3.3 | 3 | -2 | 2.2 | 0 | 10.6 | 5 | -2.8 | -12.8 | 12.8 | 10.4 | 18.9 | -3.3 | 2.8 | -1.7 | 25 | 21.1 | 11.7 | -13.3 | 16.1 | 6.7 | 21.1 | 20 | 18.3 | 16.7 | 5 | -1.1 | -0.6 | -3.9 | 4.4 | -3.3 | 4.4 | 1.1 | 7.8 | 3.9 | 3.3 | -1.7 | -0.9 | -2.7 | 3.9 | -1.5 | 4.7 | -8.4
1 | 0 | 2.8 | -0.6 | 17 | 15.7 | 15.8 | 14.7 | -4.2 | -5.6 | 14.6 | 4.6 | 7 | 4 | 11.1 | 8.3 | 14.4 | 11.1 | 6.1 | 5.6 | 8.9 | 3.9 | 10.3 | 5.8 | 8.9 | -3.3 | 4.4 | -9.7 | 21 | 20 | 18.3 | 11.7 | 16.7 | 8.3 | 8.9 | 7.8 | 18.9 | 15.6 | 6.1 | -2.8 | 23.3 | 16.7 | 5.4 | -4.2 | 0.6 | -2.8 | 14.4 | 13.9 | -1.7 | -4.4 | 5 | 1.7 | 8.3 | -3.3 | 15 | 9.4 | 16.7 | 16.7 | 3.9 | -1.1 | 1 | 0 | 2.8 | -2.4 | -2.8 | -4.4 | -5 | -10.6 | -0.6 | -3.9 | 6.1 | -7.8 | -8.9 | -16.7 | 0.6 | -8.3 | 11.7 | -0.6 | 12.7 | 2.3 | 10.4 | -0.6 | 16.7 | 14.4 | 13.1 | -3.6 | 8.3 | 3.9 | 2.2 | -3.3 | 8.9 | 5.6 | 2.2 | -7.2 | -0.6 | -3.3 | 8.9 | 3.3 | 4.6 | -0.2 | 6.7 | -5.6 | 16.1 | -0.6 | 8.9 | 2.8 | 7.2 | 2.8 | 8.9 | 2.8 | -2.8 | -4.4 | -0.6 | -7.2 | 4.4 | -2.2 | 10.7 | 3.5 | -1 | -3 | 8.9 | 5.6 | 5 | 0.6 | 8.9 | -5 | -0.6 | -2.2 | 3 | -2 | 1.7 | 0 | 11.1 | 5 | -3.3 | -11 | 12.8 | 10.6 | 18.9 | -1.1 | -0.6 | -3.3 | 24.4 | 21.1 | 10.6 | -15 | 16.1 | 6.1 | 21.1 | 20 | 17.8 | 16.7 | 3.9 | -0.6 | -1.7 | -3.9 | 3.3 | -2.8 | 3.3 | 0.6 | 7.2 | 3.3 | 3.3 | -2.8 | -1.7 | -3.3 | 3.9 | -0.1 | 3.7 | -8.3
3 | 0 | 2.8 | 0 | 16.9 | 15.4 | 15.9 | 14.8 | -4.4 | -6.1 | 13.9 | 4.4 | 7 | 4 | 10.9 | 8 | 13.9 | 10.6 | 5.9 | 5 | 8.3 | 3.3 | 10.2 | 5.6 | 14.4 | -12.2 | 3.3 | -10.6 | 20 | 20 | 16.1 | 12.8 | 15 | 8.9 | 8.7 | 6.9 | 18.3 | 15.6 | 5 | -2.2 | 23.3 | 17.8 | 4.1 | -3.9 | -0.6 | -4.4 | 13.9 | 13.3 | -1.7 | -4.4 | 5 | 2.2 | 7.4 | -2.8 | 15 | 8.9 | 16.1 | 15.6 | 3.9 | -1.7 | 1 | 0 | 2.8 | -1.5 | -2.4 | -4.2 | -5.6 | -10 | -1.5 | -4 | 5.7 | -6.7 | -9.4 | -15.6 | 0 | -8.3 | 10.6 | -0.6 | 11.1 | 1.9 | 10.7 | -1.5 | 16.7 | 15.6 | 13.3 | -3.9 | 7.2 | 3.3 | 1.7 | -3.9 | 9.6 | 5.6 | 0.6 | -6.7 | 0.6 | -3.3 | 8.3 | 3.9 | 3.9 | 0 | 6.3 | -5.6 | 16.1 | -1.1 | 7.2 | 3.9 | 6.5 | 3.3 | 8.7 | 2.7 | -3.9 | -5.3 | -0.6 | -7.2 | 3.9 | -4.4 | 11.5 | 3.5 | -1 | -3 | 9.4 | 6.1 | 4.4 | 0.6 | 8.9 | -3.3 | -0.6 | -2.8 | 2 | -2 | 1.1 | -0.6 | 8.3 | 5.6 | -3.9 | -10.6 | 12.8 | 10.4 | 18.9 | -1.1 | 0 | -3.3 | 24.4 | 21.1 | 8.3 | -15 | 15 | 7.2 | 21.7 | 20 | 17.2 | 16.7 | 3.3 | -1.1 | -2.2 | -3.9 | 3.9 | -3.9 | 4.4 | 1.1 | 6.1 | 2.8 | 3.3 | -2.8 | -1.9 | -3.2 | 3.9 | 1.1 | 2.8 | -9.4
2 | 1 | 2.8 | 0 | 16.7 | 15 | 16.1 | 15 | -2.7 | -4.9 | 12.8 | 3.5 | 7 | 4 | 10.8 | 7.7 | 13.3 | 11.1 | 5.8 | 4.5 | 8.3 | 3.3 | 10.2 | 5.2 | 12.8 | -13.3 | 3.3 | -8.6 | 21 | 19 | 15 | 12.8 | 13.9 | 9.4 | 8.5 | 6 | 17.2 | 15.6 | 5 | -2.8 | 23.3 | 17.2 | 2.8 | -3.9 | 0 | -3.9 | 13.9 | 13.3 | -1.7 | -5 | 5 | 2.2 | 6.5 | -2.8 | 13.9 | 11.7 | 15.6 | 15.6 | 3.3 | -2.8 | 1 | -1 | 2.8 | -0.7 | -2.1 | -4.2 | -5.6 | -10 | -2.4 | -4.3 | 5.4 | -6.3 | -10.6 | -15.6 | 0 | -8.3 | 7.8 | 0.6 | 9.4 | 1.1 | 11.1 | -2.8 | 17.8 | 16.1 | 12 | -3.3 | 6.7 | 3.3 | 1.1 | -2.8 | 10.4 | 5.8 | 0.6 | -7.2 | -1.1 | -3.3 | 8.9 | 3.3 | 3.5 | -0.1 | 6 | -6.7 | 13.9 | 0 | 7.8 | 3.3 | 5.7 | 3.6 | 8.5 | 2.5 | -5 | -6.1 | -1.1 | -7.8 | 3.3 | -5 | 12.2 | 3.3 | -2 | -4 | 9.4 | 5.6 | 3.3 | 0.6 | 7.8 | -3.9 | -1.7 | -3.3 | 2 | -2 | 0.6 | -1.1 | 10 | 3.9 | -4.4 | -11.1 | 12.8 | 10.2 | 18.3 | -0.6 | 0.6 | -2.2 | 23.9 | 21.1 | 8.3 | -15.6 | 14.4 | 7.2 | 21.7 | 20 | 16.7 | 16.7 | 2.8 | -2.2 | -3.3 | -3.9 | 3.9 | -2.8 | 4.4 | 1.1 | 4.4 | 1.1 | 1.7 | -5 | -2 | -3.1 | 3.9 | 0.6 | 2.8 | -7.9
2 | 1 | 3.9 | -1.7 | 16.3 | 14.9 | 15.9 | 14.8 | -1.1 | -4.2 | 11.7 | 2.7 | 7 | 3 | 10.6 | 7.2 | 13.3 | 11.7 | 5.6 | 3.9 | 8.3 | 3.3 | 10.1 | 4.1 | 9.4 | -11.7 | 3.3 | -8.3 | 20 | 19 | 15.6 | 12.8 | 13.3 | 9.4 | 8.3 | 5 | 16.1 | 15 | 4.4 | -2.8 | 22.8 | 16.7 | 2.2 | -3.8 | 1.1 | -2.8 | 14.4 | 13.9 | -2.2 | -5 | 5 | 1.7 | 5.6 | -3.3 | 13.9 | 10.6 | 16.1 | 15.6 | 3.3 | -4.4 | 1 | -1 | 2.8 | 0.2 | -1.7 | -4.4 | -6.7 | -10.6 | -3.3 | -5 | 5 | -7.2 | -12.8 | -16.1 | -3.9 | -8.9 | 7.2 | -0.6 | 9 | 1.6 | 10 | -1.8 | 17.8 | 16.1 | 10.7 | -3.7 | 6.7 | 3.3 | 0.6 | -2.8 | 11.1 | 5.6 | 1.1 | -7.2 | 0 | -3.9 | 8.3 | 3.9 | 3.2 | -0.2 | 5.6 | -8.9 | 15 | -0.6 | 6.7 | 3.3 | 5 | 3.9 | 8.3 | 2.2 | -6.1 | -7.2 | -1.7 | -8.3 | 3.3 | -5 | 11.8 | 3.3 | -2 | -6 | 9.4 | 5 | 2.8 | 0.6 | 8.3 | -4.4 | -1.7 | -3.3 | 1 | -1 | 0.6 | -1.1 | 8.9 | 3.9 | -5.2 | -10.5 | 12.8 | 10 | 16.7 | 11.1 | 0 | -2.2 | 23.9 | 21.1 | 6.7 | -15 | 13.3 | 7.8 | 21.1 | 20 | 16.7 | 16.4 | 1.7 | -2.2 | -3.3 | -4.4 | 3.9 | -2.8 | 4.4 | 1.1 | 4.4 | 0 | 0.6 | -5.6 | -2.2 | -3.3 | 3.9 | 0 | 2.8 | -7.6
1 | 0 | 3.3 | -0.6 | 16 | 14.7 | 15.8 | 14.7 | 0.6 | -3.9 | 10.6 | 1.7 | 7 | 3 | 11.5 | 7.6 | 12.8 | 10.6 | 6.1 | 3.8 | 7.8 | 3.3 | 10 | 4.2 | 8.9 | -11.1 | 3.3 | -8.9 | 21 | 20 | 16.1 | 12.8 | 12.8 | 9.4 | 8.1 | 4.3 | 15.6 | 14.4 | 3.9 | -1.7 | 23.3 | 16.1 | 1.7 | -4.1 | -0.6 | -3.9 | 15.6 | 15 | -2.2 | -5.6 | 5 | 1.7 | 5.2 | -2.7 | 13.3 | 8.9 | 15 | 15 | 2.8 | -5 | 1 | -2 | 3.2 | 1.1 | -1.7 | -3.8 | -6.7 | -11.7 | -3.3 | -4.8 | 4.6 | -6.1 | -13.3 | -16.7 | -1.1 | -8.3 | 5.6 | 0.6 | 8.7 | 2.3 | 8.9 | -1.1 | 17.8 | 15.6 | 9.4 | -4.4 | 5 | 2.2 | 0.6 | -2.8 | 11.7 | 5.1 | 1.1 | -6.7 | -0.6 | -3.9 | 8.3 | 3.9 | 2.8 | -0.6 | 7.1 | -8.3 | 13.9 | 0 | 4.4 | 2.8 | 5.2 | 4.2 | 8.3 | 2.3 | -5.7 | -6.9 | -1.1 | -7.8 | 2.2 | -5.6 | 11.5 | 3.5 | -2 | -6 | 9.4 | 5 | 3.3 | 0.6 | 8.3 | -5.6 | -3.3 | -7.8 | 1 | -2 | 1.1 | 1.1 | 7.8 | 3.9 | -5.9 | -10.8 | 12.8 | 10 | 17.2 | 10 | -0.6 | -2.8 | 23.3 | 21.1 | 7.8 | -14.4 | 11.1 | 7.2 | 21.7 | 20.6 | 16.7 | 15.9 | -0.6 | -3.3 | -3.9 | -4.4 | 4.4 | -3.3 | 3.9 | 1.1 | 2.8 | -2.2 | 0.6 | -5.6 | -2.4 | -3.3 | 3.9 | -0.6 | 2.8 | -8.3
1 | 0 | 2.2 | -1.1 | 15.6 | 14.4 | 15.6 | 14.4 | 1.9 | -3 | 12.3 | 2.2 | 7 | 3 | 12.4 | 8.1 | 13.3 | 11.1 | 6.7 | 3.7 | 6.1 | 2.8 | 10 | 4.4 | 5 | -6.1 | 5.2 | -7.1 | 21 | 20 | 15.6 | 12.8 | 12.8 | 9.4 | 8 | 4 | 15.6 | 13.9 | 3.3 | -2.2 | 21.7 | 16.7 | 1.1 | -5 | -1.1 | -3.3 | 15 | 14.4 | -2.8 | -6.1 | 5.6 | 1.1 | 4.8 | -2.4 | 12.8 | 9.4 | 15 | 15 | 3.3 | -5.6 | 1 | 0 | 3.5 | 1.9 | -1.7 | -3.4 | -6.7 | -11.7 | -3.3 | -4.8 | 4.3 | -6.1 | -13.3 | -16.7 | -1.1 | -8.3 | 6.7 | 0.6 | 8.3 | 2.8 | 7.8 | -1.1 | 17.2 | 15.6 | 7.9 | -3.4 | 5 | 2.8 | -0.6 | -2.8 | 12.2 | 4.7 | 0.6 | -5.6 | -1.1 | -4.4 | 7.2 | 2.8 | 3.9 | -0.4 | 8.5 | -8.8 | 14.4 | 0.6 | 4.4 | 2.2 | 5.4 | 4.4 | 8.3 | 2.3 | -5.4 | -7 | -1.7 | -8.3 | 1.7 | -5 | 11.1 | 3.3 | -1 | -5 | 8.9 | 5 | 2.8 | 0.6 | 6.1 | -3.3 | -4.4 | -11.7 | 1 | -3 | 0.6 | -1.7 | 6.1 | 4.4 | -6.7 | -11.7 | 12.8 | 10 | 17.2 | 10.6 | -1.1 | -2.8 | 23.3 | 21.1 | 6.1 | -15.6 | 11.7 | 7.8 | 21.7 | 20.6 | 16.7 | 15.6 | 1.1 | -2.8 | -2.2 | -2.8 | 3.9 | -3.9 | 3.9 | 1.7 | 2.8 | -2.2 | 0.6 | -6.1 | -2.6 | -3.2 | 4.8 | -0.2 | 3.9 | -5.4
2 | 0 | 3.3 | -1.7 | 16 | 14.7 | 17.1 | 14.6 | 3.1 | -2.7 | 13.9 | 2.2 | 7 | 4 | 13.3 | 8.3 | 14.4 | 12.2 | 7.2 | 3.3 | 8.9 | 3.3 | 11.7 | 7.8 | 7.2 | -4.4 | 7 | -6.6 | 21 | 20 | 16.7 | 13.3 | 12.8 | 9.4 | 7.8 | 3.3 | 18.3 | 15 | 3.3 | -0.6 | 22.8 | 17.2 | 4.3 | -3.1 | -0.6 | -3.3 | 15 | 15 | -2.2 | -6.1 | 5.6 | 0.6 | 4.4 | -2.8 | 12.8 | 10 | 18.9 | 17.8 | 4.4 | -5.6 | 1 | 0 | 3.9 | 2.8 | -1.7 | -3.3 | -6.1 | -11.1 | -3.3 | -5 | 3.9 | -6.7 | -12.2 | -16.7 | -0.6 | -7.2 | 8.9 | 1.7 | 11.3 | 3.6 | 9.8 | -0.6 | 18.3 | 16.7 | 6.5 | -3.3 | 6.1 | 2.8 | 0.6 | -2.2 | 12.8 | 3.9 | 1.1 | -5 | -2.8 | -5.6 | 7.2 | 3.9 | 5 | -0.7 | 10 | -11.7 | 16.1 | 0.6 | 6.1 | 3.3 | 5.6 | 4.4 | 8.3 | 2.2 | -5 | -7.2 | -1.1 | -7.2 | 1.7 | -4.4 | 11.7 | 3.5 | -1 | -3 | 8.9 | 5 | 3.9 | 0.6 | 8.9 | -2.2 | -4.4 | -11.7 | 1 | -2 | 2.8 | 0.6 | 8.3 | 6.1 | -4.3 | -10.6 | 12.8 | 10 | 18.3 | 12.2 | -1.1 | -3.3 | 23.9 | 21.1 | 13.3 | -12.8 | 12.2 | 8.3 | 21.7 | 20.6 | 17.6 | 15.4 | 1.7 | -2.2 | 0 | -1.1 | 5 | -3.9 | 4.4 | 1.1 | 3.3 | -2.8 | 3.3 | -3.9 | -2.8 | -3.3 | 5.8 | 0 | 5 | -3.6
3 | 0 | 4.4 | -1.7 | 16.3 | 14.9 | 18.5 | 14.2 | 4.4 | -2.8 | 15.6 | 2.2 | 8 | 3 | 15.3 | 8.8 | 16.1 | 12.2 | 9.4 | 4 | 10.6 | 3.3 | 14.5 | 8.9 | 10.6 | -5 | 8.9 | -7.2 | 22 | 20 | 20.6 | 12.8 | 16.1 | 11.1 | 10.2 | 3 | 20.6 | 15.6 | 5.6 | 0.6 | 25.6 | 18.3 | 7.4 | -2.3 | 2.8 | -1.7 | 16.7 | 16.1 | -0.6 | -5.6 | 6.1 | 0 | 7.6 | -1.4 | 12.8 | 10 | 21.1 | 16.7 | 6.1 | -4.4 | 1 | 0 | 4.3 | 3.6 | -1.5 | -2.9 | -4.4 | -10.6 | -0.9 | -3.7 | 6.1 | -5.5 | -10.6 | -16.1 | 0.6 | -7.2 | 11.7 | 0 | 14.2 | 3.9 | 11.9 | -0.2 | 20.6 | 16.7 | 5 | -3.9 | 8.3 | 3.9 | 2.8 | -2.8 | 14.6 | 5.2 | 5.6 | -3.3 | 3.9 | -1.7 | 7.2 | 3.9 | 6.1 | -1.1 | 11.9 | -9.8 | 17.8 | 1.7 | 10 | 3.9 | 7.1 | 5.6 | 8.7 | 2.5 | -2.8 | -6.5 | 0 | -6.1 | 4.4 | -3.9 | 12.2 | 3.4 | 0 | -1 | 10 | 5.6 | 5 | 1.7 | 11.1 | -3.9 | -3.9 | -12.2 | 2 | -2 | 10 | 2.8 | 13.3 | 6.1 | -1.8 | -10.3 | 13.2 | 10 | 20 | 12.8 | 1.7 | -2.2 | 25 | 21.1 | 16.7 | -12.8 | 13.9 | 8.9 | 21.7 | 20.6 | 18.5 | 15.4 | 6.7 | -0.6 | 2.2 | -2.2 | 5 | -3.3 | 5 | 1.7 | 5 | -2.2 | 7.8 | -2.2 | 0 | -2 | 6.7 | 0 | 6.1 | -2.2
5 | 0 | 5 | -2.8 | 16.7 | 15 | 20 | 13.9 | 5.7 | -2.1 | 18.5 | 2.4 | 8 | 4 | 17.4 | 9.1 | 17.8 | 12.2 | 11.7 | 4.5 | 11.7 | 3.9 | 17.2 | 9.7 | 12.2 | -8.3 | 11.3 | -5.8 | 23 | 21 | 22.8 | 12.2 | 19.4 | 12.2 | 12.6 | 2.2 | 22.8 | 15.6 | 8.9 | 0.6 | 27.2 | 16.7 | 10.6 | -1.7 | 6.7 | -0.6 | 16.7 | 16.1 | 0 | -5.6 | 7.2 | -0.6 | 10.7 | -0.7 | 12.2 | 10.6 | 22.2 | 16.1 | 7.2 | -4.4 | 1 | 0 | 4.6 | 4.3 | -1.3 | -2.7 | -2.8 | -9.4 | 1.5 | -3.1 | 8.4 | -5.1 | -7.2 | -15.6 | 2.2 | -7.2 | 14.4 | 0 | 17.2 | 3.9 | 13.9 | -0.6 | 21.1 | 16.7 | 4.8 | -4.9 | 11.7 | 4.4 | 4.4 | -2.2 | 16.5 | 6.6 | 7.8 | -4.4 | 7.8 | -3.3 | 6.7 | 5 | 8.1 | -1.7 | 13.7 | -10.4 | 18.9 | 2.8 | 12.2 | 3.3 | 8.5 | 6.3 | 9 | 2.8 | -0.5 | -6.5 | 0.6 | -6.1 | 6.7 | 0 | 12.8 | 3.3 | 1 | 0 | 10 | 5 | 8.3 | 2.2 | 12.8 | -3.9 | -2.8 | -11.1 | 3 | -1 | 13.3 | 2.8 | 17.2 | 5 | 0.6 | -12.2 | 13.5 | 10 | 21.1 | 12.8 | 4.4 | -2.8 | 26.7 | 21.1 | 20 | -10 | 14.4 | 10.6 | 21.7 | 21.1 | 19.4 | 15 | 10.6 | -1.7 | 3.9 | -1.1 | 5.6 | -3.9 | 6.7 | 1.1 | 7.2 | -1.7 | 10 | -3.3 | 2.8 | -1.2 | 7.1 | -1.4 | 7 | -1.9
6 | -1 | 5.6 | -2.2 | 18 | 16 | 20.9 | 13.4 | 7 | -1.9 | 21.5 | 2.2 | 8 | 3 | 19.4 | 8.9 | 19.4 | 13.3 | 13.9 | 4.4 | 12.8 | 3.9 | 20 | 10 | 12.2 | -10.6 | 13.7 | -6.3 | 23 | 21 | 23.3 | 11.7 | 23.3 | 14.4 | 15 | 0 | 23.9 | 16.1 | 11.7 | 0 | 29.4 | 16.7 | 12.3 | -1.4 | 8.3 | 0 | 16.7 | 15.6 | 1.7 | -5 | 9.4 | -2.2 | 13.9 | -0.6 | 12.2 | 10.6 | 23.9 | 13.3 | 8.3 | -3.9 | 1 | 0 | 5 | 5 | -1.1 | -2.8 | -1.1 | -8.3 | 3.9 | -3.3 | 10.6 | -6.1 | -4.4 | -14.4 | 3.3 | -6.1 | 17.2 | 0.6 | 19.8 | 3.5 | 15.9 | 0 | 19.4 | 15 | 4.6 | -6.7 | 13.3 | 5 | 5.6 | -1.7 | 18.3 | 7.8 | 11.1 | -4.4 | 10 | -4.4 | 7.2 | 4.4 | 10.2 | -2.8 | 15.6 | -11.7 | 21.1 | 2.8 | 15.6 | 3.9 | 10 | 7.2 | 9.4 | 2.8 | 1.7 | -8.3 | 2.2 | -5 | 7.8 | 2.2 | 13.5 | 2.7 | 2 | 1 | 11.1 | 5 | 8.9 | 3.3 | 15 | -5 | -2.2 | -13.3 | 4 | 0 | 14.4 | 1.7 | 18.3 | 3.3 | 1.5 | -11 | 13.9 | 10 | 20.6 | 13.3 | 7.2 | -5 | 28.3 | 21.7 | 25 | -8.3 | 14.4 | 11.7 | 21.7 | 21.1 | 21.1 | 15.7 | 13.3 | -3.3 | 7.2 | -1.1 | 5 | -5 | 6.7 | 1.1 | 8.3 | -1.1 | 12.2 | -5 | 5.6 | -1.1 | 7.4 | -3.3 | 8 | -2.1
7 | 0 | 6.7 | -5 | 19.3 | 16.9 | 21.9 | 13 | 8.3 | -2.2 | 24.4 | 0.6 | 9 | 5 | 20.2 | 8.9 | 21.7 | 12.8 | 15.4 | 5.1 | 13.9 | 5.6 | 19.4 | 9.9 | 12.2 | -10.6 | 16.1 | -7.8 | 24 | 21 | 23.9 | 12.8 | 26.1 | 16.1 | 16.3 | -0.4 | 26.7 | 13.9 | 14.4 | 1.1 | 27.2 | 17.2 | 13.9 | -1.8 | 10.6 | -1.7 | 16.1 | 15.6 | 3.9 | -4.4 | 10 | -4.4 | 14.8 | -0.4 | 12.2 | 10.6 | 25 | 13.9 | 10 | -5 | 2 | -1 | 6.3 | 5.6 | -0.7 | -2.4 | 0 | -8.3 | 5.6 | -3.1 | 9.7 | -2 | -2.8 | -13.3 | 5 | -7.2 | 20 | 0.6 | 22.4 | 2 | 18 | 0.2 | 15.6 | 15 | 4.4 | -10 | 15 | 5.6 | 6.1 | -2.2 | 19.4 | 11 | 13.9 | -3.9 | 12.8 | -6.7 | 7.8 | 3.9 | 12.2 | -5.6 | 16.5 | -9.9 | 22.2 | 2.8 | 17.2 | 2.8 | 8.7 | 5.6 | 10.9 | 3.5 | 2.1 | -7.4 | 2.8 | -4.4 | 10 | 4.4 | 14.3 | 2.2 | 3 | 2 | 12.2 | 4.4 | 11.1 | 3.3 | 13.9 | -5.6 | -1.1 | -13.9 | 4 | 0 | 16.1 | 1.7 | 19.4 | 3.3 | 2.4 | -11.3 | 15.4 | 12.2 | 18.3 | 15 | 9.4 | -8.9 | 30 | 21.7 | 27.2 | -9.4 | 14.4 | 11.7 | 21.7 | 21.1 | 22.7 | 15.8 | 14.4 | -3.9 | 10.6 | 0 | 5 | -5.6 | 7.8 | 1.7 | 10 | -1.1 | 12.8 | -5 | 7.3 | -0.6 | 7.8 | -6.7 | 8.9 | -2.8
8 | -1 | 6.7 | -2.2 | 20.6 | 17.8 | 22.8 | 12.2 | 9.6 | -2.4 | 26.1 | 0.7 | 9 | 3 | 20.9 | 8.9 | 18.3 | 13.3 | 16.8 | 5.8 | 14.4 | 5 | 18.9 | 9.7 | 12.2 | -12.8 | 17 | -7.3 | 24 | 20 | 25 | 12.8 | 27.2 | 15.6 | 17.6 | -1 | 27.8 | 12.2 | 15.6 | -1.1 | 27.8 | 18.3 | 15.6 | -2.2 | 11.1 | -3.3 | 16.1 | 15.6 | 4.4 | -5 | 11.1 | -6.1 | 15.8 | 0 | 12.8 | 11.1 | 25 | 14.4 | 11.1 | -3.9 | 2 | -2 | 7.6 | 6.2 | -0.4 | -2.5 | 1.1 | -8.3 | 7.2 | -3.7 | 8.7 | 0.4 | -1.1 | -13.9 | 6.7 | -8.3 | 21.7 | -2.2 | 25 | -0.6 | 20 | 0.6 | 15.6 | 15.6 | 5 | -9.5 | 16.1 | 5 | 8.9 | -2.2 | 20.6 | 13.8 | 13.9 | -3.9 | 13.9 | -6.1 | 8.3 | 3.3 | 13.1 | -5.7 | 17.4 | -9.2 | 23.3 | 2.2 | 18.3 | 1.7 | 7.4 | 3.8 | 12.4 | 3.6 | 2.4 | -7.9 | 3.9 | -6.7 | 11.7 | 5.6 | 15 | 1.1 | 4 | 3 | 14.4 | 5 | 12.8 | 1.1 | 15 | -5.6 | -0.6 | -15 | 5 | 0 | 17.2 | 1.7 | 21.1 | 2.8 | 3.3 | -13.3 | 16.8 | 14.5 | 18.3 | 15.6 | 9.4 | -7.2 | 30 | 21.7 | 27.8 | -5.6 | 15.6 | 11.7 | 25.6 | 22.2 | 24.4 | 16.1 | 16.1 | -5 | 13.3 | -1.1 | 5 | -5.6 | 9.4 | 0.6 | 10 | -0.6 | 13.9 | -5 | 8.9 | -0.4 | 8.3 | -5.2 | 10.2 | -2.5
9 | -2 | 7.8 | -2.8 | 21.5 | 17.5 | 23.3 | 11.7 | 10.9 | -3.5 | 27.7 | 0.4 | 10 | 3 | 21.7 | 8.3 | 18.3 | 13.3 | 18.3 | 6.1 | 14.4 | 6.1 | 18.3 | 9.4 | 13.9 | -11.1 | 18 | -7.3 | 24 | 21 | 24.4 | 12.2 | 27.8 | 15.6 | 18.9 | -2.2 | 29.4 | 12.2 | 16.7 | 0 | 28.3 | 17.2 | 16.7 | -2.5 | 11.7 | -2.2 | 13.9 | 13.3 | 5.6 | -5.6 | 11.7 | -4.4 | 16.7 | 0 | 12.2 | 10 | 23.9 | 13.9 | 12.8 | -3.9 | 2 | -1 | 8.9 | 6.7 | 0 | -2.8 | 2.2 | -7.8 | 8.9 | -5.6 | 7.8 | 2.2 | 0 | -12.8 | 6.7 | -7.8 | 21.1 | -5.6 | 25.6 | -0.4 | 21.1 | 0.3 | 15.6 | 15.6 | 5.5 | -10.7 | 18.3 | 5.6 | 10 | -3.9 | 21.7 | 16.7 | 16.1 | -5 | 14.4 | -6.1 | 8.3 | 3.9 | 14.1 | -7 | 18.3 | -10 | 24.4 | 5 | 19.4 | 1.7 | 6.1 | 2.2 | 13.9 | 3.9 | 2.8 | -9.4 | 5 | -7.2 | 12.8 | 6.7 | 14.8 | 2 | 7 | 3 | 15.6 | 3.9 | 13.9 | 1.7 | 15 | -5.6 | 0.6 | -13.3 | 5 | 0 | 20.6 | 3.3 | 21.1 | 2.2 | 4.4 | -11.6 | 18.3 | 16.7 | 19.4 | 14.4 | 10.6 | -7.2 | 30 | 21.7 | 29.4 | -4.4 | 16.7 | 13.3 | 26.7 | 21.7 | 25.3 | 15.9 | 17.2 | -4.4 | 14.4 | -3.9 | 5 | -5.6 | 10.6 | 0 | 10.6 | -1.7 | 15.6 | -5.6 | 10.6 | -0.6 | 8.9 | -5.1 | 11.5 | -2.4
8 | -2 | 8.3 | -2.2 | 22.4 | 17.1 | 23.9 | 11.6 | 12.2 | -5.6 | 29.4 | 0.6 | 11 | 4 | 21.5 | 8.1 | 18.3 | 13.9 | 18.7 | 5.2 | 14.4 | 6.1 | 17.9 | 9.8 | 12.8 | -11.1 | 18.9 | -9.4 | 23 | 20 | 24.4 | 12.8 | 27.8 | 15.6 | 19.6 | -1.8 | 28.9 | 17.2 | 18.3 | -0.6 | 27.8 | 18.9 | 17.8 | -3.7 | 12.8 | -2.8 | 12.8 | 12.2 | 6.7 | -5 | 13.9 | -4.4 | 17.2 | -0.4 | 12.2 | 10.6 | 25 | 13.9 | 13.9 | -2.8 | 3 | -2 | 8.5 | 6.7 | 0.6 | -2.8 | 1.7 | -7.8 | 9.8 | -4.7 | 7.6 | 2.9 | 1.1 | -10 | 7.8 | -7.8 | 21.7 | -1.1 | 26.1 | -0.7 | 22.2 | 0.1 | 15.6 | 15.6 | 6.1 | -13.9 | 18.9 | 5 | 11.7 | -1.1 | 22.1 | 16.8 | 15.6 | -5 | 16.1 | -5 | 8.3 | 3.3 | 15 | -9.4 | 18.5 | -9.3 | 26.1 | 8.3 | 18.9 | 0.6 | 6.5 | 2 | 14.8 | 3 | 4.1 | -7.1 | 6.1 | -5 | 15 | 8.3 | 14.6 | 3.1 | 8 | 4 | 17.2 | 3.9 | 14.4 | 1.1 | 15.6 | -4.4 | 1.7 | -13.3 | 4 | -1 | 21.1 | 2.8 | 22.2 | 2.2 | 5.6 | -11.1 | 18.7 | 16.5 | 19.4 | 12.8 | 11.7 | -6.1 | 31.1 | 21.1 | 30 | -5.6 | 17.8 | 13.3 | 25.6 | 21.7 | 26.3 | 15.4 | 18.3 | -3.3 | 15.6 | -2.2 | 5 | -5.6 | 10 | -1.1 | 12.8 | -5.6 | 16.7 | -5.6 | 11.5 | -0.6 | 9.4 | -5.6 | 12.8 | -3.3
7 | -2 | 7.2 | -2.2 | 23.3 | 16.7 | 24.4 | 11.1 | 12.6 | -5.2 | 29 | -0.2 | 11 | 4 | 21.3 | 7.2 | 18.9 | 13.3 | 19 | 4 | 15 | 6.7 | 17.6 | 10.3 | 8.9 | -6.1 | 19.5 | -8.6 | 23 | 21 | 23.3 | 12.2 | 26.7 | 15 | 20.4 | -1.8 | 28.3 | 17.2 | 19.4 | 1.1 | 28.9 | 17.2 | 18.9 | -5 | 13.3 | -3.9 | 10.6 | 9.4 | 7.2 | -5 | 12.8 | -3.9 | 17.8 | -0.8 | 12.8 | 9.4 | 25.6 | 12.8 | 14.4 | -1.1 | 3 | -1 | 8.2 | 6.8 | 1.1 | -3.3 | 2.2 | -7.8 | 10.8 | -5 | 7.4 | 3.5 | 1.1 | -8.9 | 8.3 | -8.3 | 21.7 | -3.9 | 26.7 | -1.1 | 23.3 | -0.6 | 16.1 | 15.6 | 6.3 | -12.4 | 20.6 | 5 | 12.8 | -1.1 | 22.4 | 17.1 | 16.7 | -3.3 | 16.1 | -5.6 | 8.3 | 3.3 | 13.7 | -4.8 | 18.7 | -11 | 26.1 | -2.2 | 20 | -1.1 | 6.8 | 1.9 | 15.8 | 2.2 | 5.4 | -5.7 | 6.7 | -6.7 | 15 | 7.8 | 14.4 | 3.9 | 9 | 4 | 17.2 | 3.3 | 15 | -0.6 | 15 | -3.9 | 2.2 | -12.8 | 4 | -1 | 20 | 7.2 | 22.2 | 2.2 | 6.7 | -12.8 | 19 | 16.3 | 18.9 | 12.2 | 11.1 | -7.2 | 29.4 | 20 | 30.6 | -5.6 | 18.3 | 12.8 | 21.7 | 19.4 | 27.2 | 15 | 18.9 | -0.6 | 16.7 | -2.2 | 5 | -6.1 | 6.1 | 3.3 | 12.2 | -6.1 | 16.1 | -6.1 | 12.4 | -1 | 8.1 | -4.1 | 11.9 | -1.1
7 | -3 | 7.2 | -2.2 | 22.9 | 16.5 | 23.5 | 11.3 | 12.9 | -6.4 | 28.7 | 0.4 | 11 | 3 | 21.1 | 6.7 | 18.9 | 10.6 | 19.4 | 2.8 | 14.4 | 7.2 | 17.2 | 10.6 | 10 | -3.3 | 20 | -10.1 | 22 | 21 | 22.2 | 12.8 | 25.6 | 15 | 21.1 | -2.2 | 27.8 | 17.2 | 20.6 | 1.1 | 28.3 | 16.7 | 18.7 | -4.8 | 13.9 | -3.9 | 9.4 | 8.9 | 7.8 | -5 | 13.3 | -5.6 | 18.3 | -1.7 | 15 | 10 | 25.6 | 8.3 | 15.6 | -1.7 | 3 | -2 | 7.8 | 6.7 | 1.7 | -4.4 | 2.2 | -7.2 | 11.7 | -6.1 | 7.2 | 3.9 | 1.7 | -8.3 | 7.8 | -7.2 | 22.8 | -3.3 | 26.3 | -1.3 | 21.8 | 0.9 | 16.7 | 15.6 | 6.5 | -12.7 | 19.4 | 4.4 | 14.4 | -1.7 | 22.8 | 17.2 | 18.9 | -1.7 | 16.1 | -5 | 8.3 | 4.4 | 12.4 | -3 | 18.9 | -13.3 | 26.1 | 1.7 | 20 | -2.8 | 7.2 | 1.7 | 16.7 | 0.6 | 6.7 | -5.6 | 6.1 | -5.6 | 15.6 | 7.8 | 14.2 | 3.9 | 7 | 3 | 17.8 | 2.8 | 15 | 1.1 | 13.9 | -4.4 | 2.8 | -15 | 3 | -2 | 20 | 7.8 | 22.2 | 2.8 | 6.5 | -11.3 | 19.4 | 16.1 | 18.9 | 12.2 | 11.7 | -6.7 | 27.2 | 20.6 | 30.6 | -6.1 | 18.3 | 13.3 | 21.1 | 18.9 | 26.1 | 14.9 | 19.4 | 2.2 | 16.7 | -2.2 | 5 | -5 | 6.7 | 2.8 | 12.8 | -6.1 | 16.1 | -6.1 | 13.3 | -1.7 | 6.9 | -3.5 | 10.9 | 0
7 | -3 | 6.1 | -1.7 | 22.6 | 16.2 | 22.6 | 11.7 | 13.3 | -8.3 | 28.3 | 0 | 11 | 3 | 19.3 | 5.8 | 18.3 | 10 | 18.1 | 3.2 | 13.3 | 7.2 | 15.4 | 10.6 | 8.9 | -2.8 | 20.6 | -11.7 | 22 | 21 | 21.1 | 13.9 | 25 | 15 | 20 | -1.5 | 27.8 | 17.2 | 20.6 | 1.1 | 26.7 | 16.7 | 18.5 | -4.9 | 14.4 | -3.3 | 9.4 | 8.9 | 7.2 | -5.6 | 11.1 | -6.7 | 17 | -1.4 | 15.6 | 10.6 | 24.4 | 7.8 | 15 | -4.4 | 2 | -2 | 7.4 | 6.7 | 1.5 | -4.4 | 1.7 | -7.2 | 10.6 | -4.4 | 7 | 4 | -0.6 | -4.4 | 7.8 | -7.2 | 21.7 | -3.9 | 26 | -2.3 | 20.4 | 1.3 | 17.2 | 16.1 | 6.7 | -15 | 19.4 | 4.4 | 14.4 | -1.1 | 21.7 | 17.5 | 17.8 | -0.6 | 16.1 | -5 | 7.8 | 3.9 | 11.1 | -1.7 | 16.1 | -11.9 | 25 | -0.6 | 18.9 | -1.1 | 6.1 | 0.8 | 16.1 | -0.1 | 5.8 | -3.4 | 6.7 | -8.3 | 15.6 | 6.7 | 14.1 | 4.4 | 6 | 2 | 17.2 | 2.8 | 14.4 | 0.6 | 12.8 | -6.1 | 2.8 | -13.9 | 3 | -2 | 19.4 | 8.3 | 22.2 | 2.8 | 6.3 | -11.4 | 19.6 | 16.1 | 16.1 | 13.9 | 10.6 | -5.6 | 26.7 | 20.6 | 30 | -5 | 17.8 | 12.8 | 20 | 17.2 | 25 | 15.1 | 19.4 | 2.8 | 16.1 | -1.7 | 5.6 | -5 | 7.2 | 2.8 | 11.7 | -6.7 | 16.1 | -5.6 | 12.9 | -1.9 | 5.6 | -3.9 | 10 | 1.1
6 | -1 | 6.1 | -2.2 | 22.2 | 16.1 | 21.7 | 11.7 | 10.5 | -5.6 | 27 | 0.7 | 9 | 3 | 17.4 | 5.1 | 16.7 | 11.1 | 16.9 | 3.9 | 12.2 | 6.7 | 13.5 | 10.5 | 7.2 | -2.2 | 17.6 | -9.9 | 21 | 20 | 18.3 | 16.7 | 23.9 | 15 | 18.9 | -0.9 | 26.7 | 17.2 | 20 | 1.7 | 26.1 | 18.3 | 18.3 | -5.6 | 13.3 | -3.9 | 8.9 | 7.8 | 7.2 | -5.6 | 11.1 | -6.1 | 15.7 | -1.2 | 14.4 | 10.6 | 22.2 | 8.9 | 13.9 | -4.4 | 2 | -1 | 7.1 | 6.8 | 1.3 | -4.8 | 1.1 | -7.2 | 9.4 | -4 | 6.9 | 4.1 | -0.6 | -3.3 | 7.8 | -7.2 | 20.6 | -1.7 | 25.6 | -2.8 | 18.9 | 1.7 | 16.1 | 15.6 | 4.8 | -12.6 | 16.7 | 6.7 | 11.7 | -0.6 | 20.5 | 17.7 | 16.7 | -0.6 | 15.6 | -4.4 | 7.8 | 3.9 | 9.1 | -2.5 | 13.4 | -11.3 | 25 | -0.6 | 17.8 | -2.2 | 5 | -0.2 | 15.6 | -0.5 | 4.8 | -2.6 | 6.1 | -6.7 | 13.3 | 6.7 | 13.9 | 4.4 | 6 | 3 | 14.4 | 1.1 | 13.9 | 2.8 | 11.1 | -6.7 | 2.8 | -13.9 | 2 | -2 | 18.3 | 8.3 | 21.7 | 2.2 | 6.1 | -13.3 | 19.8 | 16.1 | 15 | 11.7 | 10.6 | -4.4 | 25.6 | 20 | 28.3 | -1.7 | 17.8 | 11.7 | 18.9 | 15.6 | 23.9 | 15 | 17.2 | 2.2 | 13.9 | 0.6 | 5.6 | -7.2 | 7.8 | 1.7 | 10 | -6.7 | 14.4 | -5 | 12.6 | -2.5 | 4.3 | -2.4 | 9.6 | 1.2
3 | -1 | 0.6 | -0.6 | 21.3 | 16.3 | 20.2 | 11.5 | 7.8 | -5.3 | 25.7 | 1.7 | 8 | 3 | 15.6 | 3.9 | 16.1 | 12.2 | 15.6 | 3.9 | 11.1 | 6.7 | 11.7 | 10 | 6.1 | -2.2 | 14.7 | -9.7 | 21 | 19 | 18.3 | 16.7 | 23.9 | 15 | 17.8 | -1.1 | 25 | 17.2 | 17.8 | 2.2 | 23.9 | 17.8 | 16.1 | -4.4 | 12.2 | -3.3 | 8.3 | 7.2 | 6.7 | -5 | 8.9 | -6.1 | 14.4 | -1.7 | 13.9 | 11.1 | 20 | 10 | 12.8 | -3.9 | 1 | -1 | 6.7 | 6.7 | 1.1 | -6.1 | 0.6 | -6.7 | 8.3 | -4.4 | 6.7 | 3.9 | -0.6 | -3.9 | 7.2 | -7.2 | 18.9 | -2.8 | 23.5 | -0.1 | 16.5 | 2.9 | 15 | 15 | 3 | -12.3 | 15.6 | 6.7 | 10.6 | -2.2 | 19.4 | 17.8 | 15 | -0.6 | 13.3 | -3.3 | 7.8 | 4.4 | 7 | -3.4 | 10.6 | -13.3 | 23.3 | -2.2 | 15.6 | -1.1 | 3.9 | -1.1 | 15 | -1.7 | 3.9 | -2.2 | 5 | -2.8 | 12.8 | 8.9 | 13 | 5 | 6 | 1 | 12.2 | 1.1 | 12.8 | 3.3 | 10 | -6.7 | 2.2 | -13.3 | 2 | -2 | 15.6 | 8.3 | 19.4 | 1.7 | 3.9 | -10.8 | 20 | 16.1 | 13.3 | 9.4 | 8.9 | -5 | 24.4 | 19.4 | 26.7 | -11.1 | 17.8 | 11.1 | 17.8 | 13.9 | 22.6 | 15 | 14.4 | 6.1 | 11.1 | 1.1 | 5 | -6.7 | 7.2 | 1.7 | 7.2 | -6.1 | 9.4 | -3.3 | 12.2 | -3.9 | 3 | -1.7 | 9.3 | 1.2
2 | -1 | -0.6 | -2.2 | 20.3 | 16.6 | 18.7 | 11.1 | 5 | -6.1 | 24.4 | 2.2 | 8 | 2 | 14.7 | 3.8 | 16.1 | 12.2 | 13.9 | 6.1 | 11.1 | 7.2 | 10.6 | 9.5 | 6.1 | -1.1 | 11.7 | -11.1 | 21 | 19 | 18.3 | 16.1 | 23.3 | 15 | 14.5 | 1.7 | 23.3 | 17.2 | 14.4 | 2.8 | 23.3 | 17.8 | 13.9 | -3.8 | 10 | -2.8 | 7.2 | 6.7 | 6.1 | -3.9 | 5.6 | -6.1 | 12.7 | -2.1 | 13.3 | 11.7 | 18.3 | 14.4 | 11.1 | -3.9 | 0 | -2 | 6.7 | 6.7 | 0.7 | -5.5 | 0.6 | -7.2 | 7.9 | -4.3 | 5 | 3.3 | -1.1 | -2.8 | 6.1 | -6.7 | 15.6 | 0 | 21.5 | 1.2 | 14.1 | 3 | 14.4 | 14.4 | 1.1 | -13.9 | 15 | 7.2 | 8.3 | -2.8 | 19.2 | 17.7 | 15 | -1.1 | 10.6 | -3.9 | 7.2 | 3.9 | 5 | -5 | 8.7 | -8.7 | 21.1 | -1.7 | 14.4 | 1.1 | 3 | -2.8 | 14.3 | -0.8 | 3 | -2.2 | 5 | -2.8 | 12.2 | 7.8 | 12 | 5.4 | 4 | 1 | 10.6 | 0.6 | 11.1 | 3.9 | 8.3 | -6.7 | 1.1 | -12.8 | 1 | -3 | 13.9 | 8.9 | 15 | 2.8 | 1.6 | -10.9 | 18.3 | 15.4 | 12.2 | 8.9 | 5.6 | -4.4 | 24.4 | 19.4 | 25.6 | -4.4 | 17.8 | 11.1 | 17.2 | 13.9 | 21.3 | 15.2 | 10.6 | 4.4 | 9.4 | 0 | 5 | -6.7 | 7.2 | 1.1 | 6.1 | -6.1 | 8.3 | -3.9 | 10.2 | -2.2 | 1.7 | -1.7 | 8.9 | 1.1
2 | -1 | -1.1 | -3.3 | 19.4 | 16.7 | 17.2 | 10.6 | 3.1 | -4.9 | 23.7 | 1.9 | 6 | 3 | 13.7 | 3.8 | 16.1 | 12.2 | 12.3 | 7.6 | 11.1 | 7.2 | 9.4 | 9 | 6.1 | -1.1 | 10.8 | -9.5 | 21 | 20 | 18.3 | 16.7 | 23.3 | 15 | 11.1 | 2.9 | 22.8 | 17.2 | 12.8 | 3.3 | 23.3 | 17.8 | 11.7 | -4.4 | 9.4 | -3.3 | 7.2 | 6.7 | 5 | -3.3 | 3.3 | -6.7 | 11.1 | -2.7 | 13.3 | 11.7 | 17.8 | 13.9 | 10.6 | 0 | 0 | -2 | 6.7 | 6.7 | 0.4 | -5.7 | 0 | -6.1 | 7.6 | -4.5 | 3.4 | 2.5 | -1.7 | -2.2 | 5 | -6.1 | 13.9 | 0 | 19.4 | 2.2 | 11.7 | 2.8 | 14.4 | 14.4 | 0.4 | -11.2 | 13.9 | 6.7 | 7.2 | -1.7 | 19.1 | 17.8 | 12.2 | -1.1 | 8.3 | -2.8 | 6.7 | 3.3 | 3.5 | -5 | 6.9 | -6.3 | 20 | -1.1 | 13.9 | 1.7 | 2 | -5 | 13.5 | -0.8 | 2 | -2.9 | 5.6 | -1.1 | 11.7 | 7.2 | 11.1 | 5.6 | 4 | 1 | 9.4 | 0 | 9.4 | 3.3 | 7.2 | -7.2 | 0.6 | -11.7 | 1 | -2 | 12.8 | 9.4 | 11.7 | 3.9 | -0.6 | -12.2 | 16.7 | 14.7 | 11.7 | 6.7 | 3.9 | -3.3 | 23.9 | 20 | 25 | -5 | 17.2 | 11.1 | 16.7 | 13.3 | 20 | 15 | 8.9 | 4.4 | 8.3 | 1.1 | 5 | -6.7 | 7.2 | 1.1 | 5.6 | -6.1 | 6.7 | -2.8 | 8.1 | -1.5 | 1.1 | -1.4 | 8.3 | 0.7
1 | -1 | -2.2 | -4.4 | 18.5 | 16.3 | 16.3 | 10.6 | 1.3 | -4.8 | 22.9 | 1.3 | 7 | 4 | 12.8 | 3.3 | 16.7 | 12.2 | 10.6 | 8.3 | 10.6 | 7.2 | 8.3 | 8.3 | 5 | -1.1 | 9.8 | -9.2 | 21 | 20 | 17.8 | 16.1 | 23.3 | 14.4 | 7.8 | 2.8 | 21.7 | 17.2 | 11.1 | 3.9 | 23.3 | 18.3 | 10.8 | -3.9 | 8.3 | -3.3 | 7.2 | 6.7 | 3.9 | -5.6 | 2.2 | -6.7 | 9.4 | -3.9 | 13.3 | 11.7 | 15.6 | 13.9 | 11.1 | -1.1 | 0 | -1 | 6.7 | 6.7 | 0 | -6.7 | -1.1 | -6.7 | 7.2 | -6.1 | 1.7 | 1.7 | -2.2 | -2.8 | 2.8 | -4.4 | 12.8 | 0.6 | 18.7 | 2.5 | 12.4 | 2.3 | 16.1 | 15.6 | -0.4 | -10.5 | 12.2 | 7.2 | 5 | -1.1 | 18.9 | 17.8 | 12.2 | -1.7 | 7.2 | -5.6 | 6.7 | 2.8 | 2.1 | -5.7 | 5 | -6.1 | 18.3 | -1.1 | 10.6 | 2.2 | 1.1 | -7.8 | 12.8 | -0.6 | 1.1 | -3.9 | 5.6 | -1.7 | 11.1 | 6.7 | 10 | 5 | 4 | 1 | 7.2 | 0.6 | 9.4 | 2.8 | 5.6 | -7.8 | 0 | -11.1 | 0 | -3 | 11.7 | 9.4 | 10.6 | 4.4 | -2.1 | -10.4 | 15 | 13.9 | 10.6 | 5.6 | 2.8 | -4.4 | 23.9 | 18.9 | 24.4 | -4.4 | 17.2 | 11.1 | 16.7 | 13.3 | 19.4 | 15.1 | 8.9 | 3.9 | 5.6 | 1.7 | 3.9 | -6.1 | 6.7 | 1.7 | 3.9 | -5.6 | 7.8 | 0 | 6.1 | -1.7 | 0.6 | -1.3 | 7.8 | 0.5
1 | -1 | -1.1 | -6.7 | 17.6 | 16 | 15.3 | 10.5 | -0.6 | -5.6 | 22.2 | 1.1 | 7 | 5 | 11.7 | 3.5 | 15.6 | 12.2 | 10.6 | 7.7 | 10.6 | 7.2 | 8.1 | 8.1 | 3.3 | -1.7 | 8.9 | -10 | 20 | 20 | 17.2 | 16.7 | 22.8 | 13.9 | 6.7 | 3 | 21.7 | 17.2 | 10.6 | 3.9 | 22.8 | 18.3 | 9.8 | -4.4 | 5 | -3.3 | 6.7 | 5.6 | 2.2 | -5.6 | 3.9 | -7.2 | 8.5 | -3.8 | 13.3 | 11.7 | 15.6 | 13.3 | 8.9 | 2.8 | 0 | -2 | 6.3 | 5.6 | -0.6 | -5.5 | -1.7 | -6.7 | 6.5 | -4.6 | 0.9 | 0.2 | -1.1 | -2.2 | 4.4 | -5 | 12.8 | 0.6 | 17.9 | 2.2 | 13.2 | 1.2 | 15 | 12.8 | -1.1 | -11.1 | 12.2 | 7.2 | 5 | -2.2 | 19.1 | 18.3 | 11.1 | -1.7 | 6.1 | -2.8 | 6.1 | 2.2 | 0.6 | -7.2 | 3.3 | -5.7 | 17.2 | -1.1 | 10.6 | 2.8 | 0.4 | -8.3 | 11.9 | -0.5 | 0.5 | -3.3 | 5 | -3.3 | 10.6 | 6.7 | 8.9 | 4.1 | 4 | 1 | 7.2 | 0 | 8.3 | 2.8 | 3.9 | -8.9 | -0.6 | -10 | 0 | -6 | 11.7 | 10 | 8.9 | 5 | -3.5 | -10 | 13.7 | 12.9 | 10 | 5.6 | 2.2 | -5 | 22.8 | 16.7 | 23.3 | -4.4 | 16.7 | 11.1 | 16.1 | 11.1 | 18.9 | 15.4 | 7.8 | 1.1 | 7.2 | 0.6 | 3.9 | -5.6 | 6.1 | 2.2 | 4.4 | -6.1 | 7.2 | 0 | 5.2 | -1.1 | 0 | -1.7 | 7.2 | 0
1 | -3 | -2.2 | -6.7 | 16.7 | 15.6 | 14.4 | 10.6 | -1 | -4.7 | 20.5 | 1.4 | 6 | 3 | 10.5 | 3.5 | 15.6 | 11.7 | 10.6 | 7 | 10 | 7.8 | 7.8 | 7.8 | 2.2 | -1.7 | 8.2 | -8.6 | 21 | 21 | 17.8 | 16.7 | 22.8 | 13.3 | 5.5 | 2.8 | 21.7 | 17.2 | 10.6 | 3.3 | 22.8 | 18.3 | 8.9 | -5 | 2.8 | -3.3 | 6.7 | 5.6 | 1.7 | -5.6 | 2.2 | -7.2 | 7.6 | -4.3 | 13.9 | 11.7 | 15 | 12.8 | 8.9 | 2.2 | 0 | -2 | 6 | 4.6 | -1.1 | -5.3 | -2.2 | -6.7 | 5.7 | -4.2 | 0.2 | -1.1 | -2.2 | -2.8 | 2.8 | -3.3 | 13.3 | -1.1 | 17.2 | 2.2 | 13.9 | 0 | 13.9 | 11.7 | -1.3 | -10.3 | 11.1 | 7.8 | 3.9 | -1.7 | 19.2 | 18.9 | 10 | -2.2 | 3.9 | -2.2 | 6.1 | 1.1 | 0.8 | -6 | 1.7 | -6.3 | 18.3 | -2.8 | 7.8 | 1.7 | -0.4 | -10 | 10.9 | -0.8 | 0 | -3.4 | 4.4 | -2.2 | 10 | 6.7 | 7.8 | 3.3 | 3 | 0 | 6.1 | 0.6 | 7.2 | 2.8 | 2.8 | -9.4 | -1.1 | -10 | 0 | -7 | 11.1 | 10 | 8.3 | 4.4 | -5 | -10.6 | 12.4 | 12.1 | 9.4 | 7.2 | 1.1 | -6.1 | 21.1 | 17.8 | 22.8 | -5 | 16.7 | 11.1 | 15.6 | 10 | 18.3 | 15.6 | 7.8 | 0 | 5.6 | 1.1 | 2.2 | -7.8 | 5.6 | 2.8 | 2.2 | -5.6 | 6.1 | -1.1 | 4.2 | -1 | 0 | -1.5 | 6.3 | 0
0 | -2 | -2.8 | -8.3 | 15.8 | 14.7 | 13.5 | 9.8 | -1.3 | -4.3 | 18.9 | 1.9 | 6 | 3 | 9.4 | 3.3 | 15 | 11.1 | 10.6 | 6.1 | 9.4 | 7.8 | 7.7 | 7.7 | 2.8 | -1.1 | 7.4 | -8 | 20 | 20 | 16.7 | 16.1 | 22.8 | 12.2 | 4.4 | 2.8 | 21.1 | 17.2 | 10 | 4.4 | 21.7 | 18.3 | 8.2 | -4.1 | 1.1 | -3.9 | 6.7 | 5 | 1.7 | -5 | 1.1 | -7.2 | 6.7 | -5.6 | 13.9 | 12.2 | 14.4 | 12.2 | 8.3 | 1.1 | -1 | -2 | 5.6 | 3.5 | -1.7 | -5.6 | -2.8 | -6.7 | 5 | -4.4 | -0.6 | -2.8 | -2.2 | -2.8 | 4.4 | -3.9 | 12.2 | -2.2 | 17.2 | 3.1 | 13.5 | 0.1 | 13.3 | 11.7 | -1.5 | -10.5 | 10.6 | 7.2 | 1.7 | -1.1 | 19.4 | 19.4 | 11.1 | -1.7 | 4.4 | -2.2 | 6.1 | 0.6 | 0.9 | -5.7 | 0 | -7.8 | 16.7 | -3.3 | 7.2 | 1.1 | -1.1 | -12.8 | 10 | -1.1 | -0.6 | -3.9 | 3.9 | -1.7 | 10.6 | 7.8 | 6.9 | 2.8 | 2 | 0 | 2.8 | 0 | 6.7 | 2.8 | 1.7 | -10 | -2.8 | -8.3 | -1 | -8 | 12.2 | 10.6 | 11.7 | 2.2 | -3.5 | -9.6 | 11.1 | 11.1 | 8.3 | 5 | 0 | -6.1 | 20.6 | 17.8 | 21.7 | -5 | 15.6 | 10.6 | 14.4 | 10 | 18.3 | 15.4 | 7.2 | 0 | 4.4 | 1.7 | 2.2 | -8.3 | 5.6 | 3.3 | 1.1 | -5 | 6.1 | -2.2 | 3.3 | -1.1 | 0 | -1.8 | 5.3 | 0.1
0 | -2 | -2.8 | -8.9 | 14.8 | 13.7 | 12.6 | 9.1 | -1.7 | -4.4 | 17.2 | 1.7 | 4 | 2 | 8.9 | 3.7 | 14.4 | 11.7 | 10.4 | 6.2 | 9.4 | 7.2 | 7.5 | 7.5 | 2.8 | -0.6 | 6.7 | -8.9 | 20 | 20 | 15.6 | 15.6 | 22.8 | 13.3 | 3.9 | 2.6 | 21.1 | 17.2 | 9.4 | 4.4 | 20.6 | 17.8 | 7.4 | -3.6 | 1.7 | -2.8 | 6.7 | 4.4 | 0.6 | -5.6 | 0 | -7.8 | 5.6 | -4.5 | 13.9 | 12.2 | 11.7 | 10.6 | 7.8 | 1.1 | -1 | -2 | 4.7 | 2.5 | -1.7 | -5.6 | -2.8 | -6.7 | 5.4 | -3.5 | -1.1 | -3.2 | -2.2 | -3.3 | 4.4 | -4.4 | 10.6 | -1.1 | 17.2 | 3.9 | 13.2 | 0.6 | 12.8 | 10 | -1.7 | -12.2 | 10.6 | 6.1 | 0 | -1.7 | 18.9 | 18.6 | 11.7 | -2.2 | 3.3 | -2.8 | 6.1 | 0 | 1.1 | -6.1 | -0.7 | -7.1 | 15 | -3.3 | 5 | 1.7 | -1.5 | -11.8 | 9.4 | -0.7 | -0.4 | -3.7 | 3.9 | -1.7 | 13.9 | 8.3 | 5.9 | 1.8 | 2 | 0 | 4.4 | 1.1 | 5 | 2.2 | 1.1 | -11.1 | -3.9 | -8.9 | -1 | -8 | 12.2 | 10.6 | 8.9 | 6.1 | -2.1 | -9.5 | 11.7 | 10.8 | 7.8 | 4.4 | -1.1 | -6.1 | 20 | 16.7 | 19.4 | -3.3 | 15 | 10.6 | 13.9 | 8.9 | 18.3 | 15.4 | 8.9 | 0 | 5.6 | 2.8 | 1.7 | -8.9 | 5 | 3.3 | -0.6 | -5 | 7.2 | -2.8 | 2.6 | -1.1 | 0 | -2.2 | 4.4 | 0
0 | -2 | -3.9 | -9.4 | 13.9 | 12.8 | 11.7 | 8.3 | -2.2 | -4.4 | 15.4 | 2.6 | 3 | 1 | 8.3 | 3.8 | 13.9 | 11.7 | 10.2 | 6.2 | 9.4 | 7.8 | 7.4 | 7.4 | 2.2 | -1.1 | 6.1 | -8 | 20 | 20 | 16.7 | 16.1 | 22.8 | 14.4 | 3.3 | 2.4 | 21.1 | 17.2 | 9.4 | 5 | 20.6 | 18.3 | 6.7 | -3.9 | 2.8 | -3.3 | 6.1 | 5 | 0 | -5.6 | -1.1 | -7.8 | 4.4 | -4.3 | 13.9 | 12.8 | 10.6 | 8.3 | 6.7 | 0.6 | -1 | -2 | 3.7 | 1.4 | -1.7 | -6.1 | -4.4 | -6.7 | 5.7 | -3.2 | -1.7 | -3.9 | -2.8 | -3.9 | 3.9 | -5 | 10.6 | -1.1 | 17.2 | 4.4 | 12.8 | 0.6 | 11.7 | 8.9 | -1.7 | -10.9 | 10 | 5 | 1.1 | -1.1 | 18.3 | 17.5 | 11.7 | -1.7 | 3.3 | -3.9 | 6.1 | 0 | 0 | -5.5 | -1.5 | -7.7 | 14.4 | -3.3 | 4.4 | 1.1 | -1.8 | -12.3 | 8.9 | -0.1 | -0.2 | -3.8 | 3.3 | -1.1 | 11.7 | 10.6 | 5 | 1.1 | 0 | -1 | 1.7 | 0 | 3.9 | 2.2 | -0.6 | -11.1 | -5 | -8.3 | -2 | -8 | 12.8 | 11.1 | 9.4 | 2.8 | -0.6 | -10.6 | 12.2 | 10.5 | 7.2 | 3.3 | -2.8 | -6.1 | 17.8 | 13.3 | 17.2 | -1.7 | 15 | 10.6 | 12.8 | 7.8 | 18.3 | 15.6 | 8.9 | -1.1 | 5 | 3.3 | 1.1 | -8.9 | 5 | 2.8 | -0.6 | -5 | 6.1 | -2.8 | 1.8 | -1.3 | -0.4 | -2.3 | 4.8 | 0.9
0 | -2 | -4.4 | -10.6 | 13.7 | 12.6 | 11.1 | 8.4 | -2.8 | -4.9 | 13.5 | 2.7 | 4 | 2 | 7.8 | 3.9 | 13.9 | 12.2 | 10 | 6.1 | 9.4 | 7.8 | 7.2 | 7.2 | 2.8 | -1.1 | 5.6 | -8 | 20 | 20 | 17.2 | 16.7 | 22.8 | 13.9 | 2.8 | 2.2 | 21.1 | 17.2 | 10 | 7.2 | 21.1 | 18.3 | 6.5 | -3.3 | 1.1 | -3.3 | 6.1 | 5 | 0.6 | -5.6 | -1.7 | -7.8 | 3.3 | -5 | 13.3 | 12.8 | 9.4 | 8.3 | 5.6 | 0 | -1 | -2 | 2.8 | 0.4 | -1.7 | -7.2 | -4.4 | -6.7 | 6.1 | -3.3 | -2.2 | -5 | -2.8 | -3.9 | -0.6 | -5.6 | 10 | -0.6 | 16.7 | 5.4 | 12.4 | 0.8 | 10.6 | 8.9 | -1.7 | -10.9 | 7.8 | 2.2 | -0.6 | -2.2 | 17.8 | 16.7 | 11.1 | -1.1 | 1.7 | -3.9 | 6.1 | 0 | -1.1 | -5.7 | -2.2 | -8.9 | 13.9 | -3.3 | 5.6 | 0.6 | -2.2 | -13.9 | 8.3 | 0 | 0 | -4.4 | 3.3 | -1.1 | 11.7 | 11.1 | 4.6 | 1.1 | 0 | -1 | 2.2 | 0 | 5 | 2.8 | 0 | -10.6 | -4.4 | -8.9 | -3 | -9 | 13.3 | 11.7 | 8.3 | 2.8 | -1.5 | -9.1 | 12.8 | 10 | 7.2 | 2.8 | -2.8 | -6.1 | 16.1 | 13.3 | 17.8 | -5 | 13.9 | 11.1 | 12.2 | 7.8 | 18.3 | 15.4 | 9.4 | -1.7 | 5.6 | 3.9 | 0 | -9.4 | 5 | 2.8 | -1.1 | -5 | 7.2 | -2.8 | 1.1 | -1.7 | -0.7 | -2.6 | 5.2 | 2
0 | -2 | -5 | -10.6 | 13.5 | 12.4 | 10.6 | 8.4 | -3.3 | -5.6 | 11.7 | 2.8 | 3 | 1 | 8.2 | 4.2 | 13.3 | 12.8 | 10.7 | 6.3 | 8.9 | 7.2 | 7.1 | 7.1 | 2.2 | 0 | 5 | -9.4 | 19 | 19 | 17.2 | 16.7 | 22.8 | 13.9 | 4.3 | 3.7 | 20.6 | 17.2 | 10 | 7.8 | 21.1 | 18.3 | 6.3 | -3 | 1.1 | -3.3 | 6.1 | 5 | 0.6 | -5.6 | -1.7 | -8.3 | 2.9 | -4.4 | 12.8 | 12.2 | 8.9 | 6.7 | 5 | -0.6 | -2 | -2 | 2.4 | -0.7 | -0.9 | -6.7 | -4.4 | -6.1 | 5.5 | -2.7 | -2.4 | -4.9 | -3.9 | -5 | -0.6 | -5.6 | 8.3 | -0.6 | 16.1 | 6.3 | 12.1 | 1.1 | 9.4 | 7.8 | -1.7 | -12.2 | 6.1 | 1.1 | 1.1 | -1.7 | 18 | 16.5 | 11.1 | 0.6 | 0.6 | -3.9 | 6.1 | 1.1 | -2.2 | -6.7 | -1.5 | -6.6 | 12.8 | -3.3 | 2.8 | 0 | -2.4 | -13.2 | 8.3 | 0 | 1.1 | -3.7 | 3.3 | -1.1 | 12.2 | 11.1 | 4.3 | 1.1 | -1 | -5 | 0.6 | -1.1 | 4.4 | 3.3 | 0.6 | -10 | -5 | -8.9 | -3 | -9 | 13.9 | 12.2 | 8.3 | 2.8 | -2.4 | -8.7 | 12.6 | 10.4 | 5.6 | 2.8 | -1.7 | -5.6 | 15 | 12.8 | 15.6 | -11.1 | 12.8 | 11.1 | 11.7 | 7.8 | 18.3 | 15.4 | 10.6 | -2.8 | 6.1 | 3.3 | -0.6 | -9.4 | 4.4 | 2.2 | 0 | -4.4 | 7.8 | -2.2 | 1.3 | -1.3 | -1.1 | -3.3 | 5.6 | 2.8
0 | -2 | -5.6 | -11.1 | 13.3 | 12.2 | 10 | 8.3 | 0.2 | -3.1 | 13.4 | 3.2 | 2 | 1 | 8.5 | 4.3 | 13.3 | 12.8 | 11.5 | 6.2 | 9.4 | 7.8 | 7 | 7 | 2.2 | 0.6 | 7.2 | -7.5 | 19 | 19 | 17.2 | 16.7 | 22.8 | 13.3 | 5.7 | 5.1 | 20.6 | 17.2 | 11.7 | 9.4 | 21.7 | 17.8 | 6.1 | -3.3 | 1.1 | -3.9 | 6.1 | 5.6 | 0.6 | -5.6 | -2.2 | -8.3 | 2.6 | -4.3 | 12.8 | 12.2 | 8.9 | 6.1 | 5 | -0.6 | -2 | -3 | 2.1 | -1.7 | -0.2 | -6.8 | -4.4 | -6.1 | 5 | -2.5 | -2.6 | -5.4 | -5 | -5.6 | 0 | -5.6 | 8.9 | 0 | 15.6 | 6.7 | 11.7 | 1.1 | 8.9 | 6.7 | 0.2 | -10.2 | 4.4 | 1.1 | 1.1 | -2.2 | 18.1 | 16.3 | 11.1 | 2.8 | 0 | -4.4 | 5.6 | 1.7 | -1.3 | -6 | -0.7 | -5.3 | 13.3 | -2.8 | 4.4 | 0 | -2.6 | -13.6 | 8.3 | 0 | 2.2 | -3.4 | 2.8 | -1.1 | 12.2 | 11.1 | 3.9 | 1.1 | 0 | -2 | 0.6 | -1.1 | 5 | 3.9 | 0.6 | -10 | -5.6 | -8.9 | -3 | -9 | 13.3 | 11.7 | 6.1 | 2.2 | -3.3 | -9.4 | 12.4 | 10.8 | 5 | 1.1 | -2.2 | -6.1 | 14.4 | 13.3 | 15 | -10.6 | 13.9 | 11.7 | 11.1 | 7.2 | 18.3 | 15.6 | 11.7 | -3.3 | 7.2 | 2.8 | 0 | -9.4 | 3.9 | 1.7 | 0.6 | -4.4 | 7.8 | -1.7 | 1.5 | -1.1 | -0.9 | -2.8 | 6.5 | 3.3
1 | -1 | -5.6 | -11.1 | 14.2 | 13 | 12.2 | 9.1 | 3.7 | -1.6 | 15 | 3.5 | 4 | 2 | 8.9 | 4.4 | 13.9 | 13.3 | 12.2 | 6.1 | 11.1 | 7.8 | 8.9 | 8.3 | 2.2 | 0.6 | 9.5 | -7.2 | 21 | 21 | 16.1 | 15.6 | 22.8 | 15.6 | 7.2 | 6.7 | 20.6 | 17.2 | 12.2 | 10.6 | 22.2 | 18.3 | 9.8 | -1.6 | 1.7 | -2.8 | 6.1 | 5 | 0.6 | -5 | -0.6 | -7.8 | 2.2 | -5 | 14.4 | 12.8 | 8.3 | 4.4 | 5.6 | -0.6 | -1 | -2 | 1.7 | -2.8 | 0.6 | -8.3 | -3.3 | -5 | 4.4 | -2.8 | -2.8 | -6.1 | -5 | -6.1 | 3.9 | -5.6 | 11.7 | 0.6 | 17.6 | 7.9 | 14.7 | 2.3 | 10 | 6.7 | 2 | -9.9 | 1.7 | 0.6 | 1.1 | -1.1 | 18.3 | 16.1 | 11.1 | 3.3 | 0 | -3.9 | 6.1 | 0 | -0.3 | -5.8 | 0 | -4.4 | 15.6 | -2.8 | 5 | 1.1 | -2.8 | -15.6 | 8.3 | 0 | 3.3 | -3.9 | 3.3 | -1.1 | 11.1 | 10.6 | 4.8 | 0.9 | 0 | -1 | 2.8 | 0.6 | 5.6 | 3.3 | 2.2 | -8.9 | -3.9 | -7.8 | -3 | -8 | 13.9 | 12.2 | 7.2 | 3.9 | 0.2 | -6.7 | 12.2 | 11.1 | 6.1 | 1.7 | -0.6 | -5.6 | 14.4 | 12.8 | 20 | -10 | 14.4 | 11.7 | 11.7 | 7.2 | 18.5 | 15.4 | 10 | -3.3 | 7.2 | 2.8 | 0.6 | -8.9 | 2.8 | 1.1 | 1.7 | -3.3 | 9.4 | -0.6 | 1.7 | -1.1 | -0.8 | -2.7 | 7.4 | 3.6
1 | -3 | -5 | -11.1 | 15.2 | 13.8 | 14.5 | 9.8 | 7.2 | -0.6 | 16.7 | 3.3 | 7 | 3 | 11.5 | 5.2 | 14.4 | 13.9 | 14.1 | 7.2 | 12.8 | 8.3 | 12 | 9.9 | 1.7 | 0.6 | 11.7 | -7.8 | 22 | 21 | 18.3 | 16.7 | 23.9 | 17.2 | 10.9 | 7.4 | 21.7 | 17.2 | 13.3 | 11.7 | 23.9 | 17.8 | 13.5 | -0.8 | 6.7 | -1.1 | 7.2 | 5 | 2.2 | -3.9 | 3.3 | -6.7 | 5.2 | -3.4 | 15.6 | 12.8 | 10 | 3.9 | 7.2 | 0 | 0 | -1 | 2.1 | -2.8 | 3 | -6.9 | -1.1 | -3.9 | 6.6 | -1.4 | -2.4 | -6.3 | -3.3 | -6.1 | 5.6 | -5 | 13.9 | 0.6 | 19.7 | 9.3 | 17.6 | 2.4 | 10.6 | 6.7 | 3.9 | -11.1 | 1.7 | 0.6 | 5 | -1.1 | 19.1 | 16.4 | 12.8 | 2.8 | 4.4 | -3.3 | 7.2 | 1.1 | 0.6 | -6.7 | 2.8 | -4.1 | 19.4 | -1.1 | 9.4 | 1.7 | -1.9 | -13.9 | 9.4 | 0 | 5.7 | -2.1 | 3.9 | -0.6 | 11.7 | 11.1 | 5.8 | 0.5 | 2 | -3 | 5.6 | 1.7 | 6.1 | 3.9 | 2.8 | -10 | -0.6 | -7.2 | -1 | -7 | 16.1 | 12.2 | 12.2 | 5.6 | 3.7 | -5.3 | 14.1 | 11.8 | 8.3 | 0 | 2.8 | -2.2 | 14.4 | 13.3 | 21.7 | -6.7 | 15 | 11.7 | 13.3 | 7.2 | 18.7 | 15.6 | 13.3 | -1.7 | 8.3 | 3.3 | 2.2 | -8.3 | 3.9 | 1.7 | 3.3 | -2.8 | 11.7 | 1.1 | 6.1 | 0.4 | -0.6 | -2.8 | 8.3 | 3.9
3 | -1 | -3.9 | -11.1 | 16.1 | 14.4 | 16.7 | 10 | 10.2 | -0.3 | 19.3 | 3.5 | 8 | 4 | 14.1 | 5.7 | 16.1 | 13.9 | 15.9 | 8.2 | 14.4 | 8.9 | 15.2 | 11.6 | 2.2 | 0.6 | 14.3 | -6.3 | 22 | 21 | 20 | 16.7 | 25 | 16.7 | 14.6 | 7.4 | 23.3 | 17.2 | 15.6 | 12.8 | 25.6 | 17.8 | 17.2 | -0.6 | 9.4 | -0.6 | 8.3 | 3.9 | 3.9 | -3.3 | 10 | -4.4 | 8.1 | -2.7 | 16.7 | 13.3 | 11.1 | 3.9 | 8.3 | 0.6 | 1 | -1 | 2.4 | -3.3 | 5.4 | -7.2 | 1.1 | -3.9 | 8.9 | -0.1 | -2.1 | -6.8 | -3.3 | -7.2 | 8.3 | -5 | 16.1 | 2.2 | 21.7 | 10 | 20.6 | 2.2 | 12.8 | 6.1 | 5.4 | -9.6 | 2.2 | 0 | 8.3 | -1.7 | 19.8 | 16.7 | 13.9 | 3.3 | 8.3 | -5 | 8.9 | -2.2 | 3.2 | -6 | 5.5 | -4.9 | 21.7 | -0.6 | 12.2 | 1.1 | -0.9 | -13.6 | 10.6 | -0.2 | 8.2 | -0.9 | 3.9 | 0 | 12.8 | 10.6 | 6.7 | 0 | 3 | -3 | 7.2 | 1.7 | 6.7 | 4.4 | 3.9 | -10 | 1.1 | -7.8 | -1 | -7 | 17.2 | 11.7 | 16.1 | 6.7 | 7.2 | -5 | 15.9 | 12.3 | 10 | -2.2 | 7.2 | -2.8 | 14.4 | 13.3 | 22.2 | 1.1 | 16.7 | 12.8 | 15 | 5.6 | 18.9 | 15.6 | 16.7 | -3.3 | 10 | 5 | 3.3 | -7.8 | 4.4 | 2.2 | 5.6 | -2.8 | 13.9 | 2.2 | 10.6 | 1.4 | 0 | -2.2 | 10 | 3.3
4 | -1 | -3.3 | -10.6 | 18.5 | 14.6 | 17.8 | 10.7 | 13.1 | -0.5 | 21.8 | 3.5 | 9 | 5 | 16.7 | 5.6 | 21.1 | 13.9 | 17.8 | 8.9 | 15.6 | 10 | 18.3 | 12.8 | 1.7 | 0.6 | 16.8 | -6.8 | 24 | 21 | 20.6 | 15.6 | 25.6 | 17.2 | 18.3 | 6.1 | 25.6 | 17.2 | 16.7 | 13.9 | 26.1 | 17.2 | 20.4 | 0.2 | 11.7 | 0.6 | 8.9 | 3.3 | 6.1 | -2.8 | 13.3 | -6.7 | 11.1 | -2.8 | 17.8 | 13.9 | 12.8 | 2.8 | 9.4 | 0 | 2 | -2 | 2.8 | -4.4 | 7.8 | -8.9 | 2.2 | -5 | 11.1 | 0.6 | -1.7 | -8.3 | -3.9 | -8.3 | 8.9 | -5 | 18.9 | 2.2 | 23.4 | 10.5 | 22.4 | 3.5 | 13.9 | 3.9 | 6.8 | -10.1 | 2.8 | 0.6 | 10.6 | -1.1 | 20.6 | 16.7 | 13.3 | 3.9 | 11.1 | -5.6 | 10.6 | -1.7 | 5.7 | -6.7 | 8.3 | -7.8 | 23.9 | -1.1 | 15 | 2.2 | 0 | -15 | 11.7 | -0.6 | 10.6 | 0 | 5 | 0 | 13.9 | 8.3 | 8.2 | 0.7 | 4 | -5 | 8.9 | 2.2 | 7.2 | 5 | 3.9 | -10.6 | 2.2 | -10 | 0 | -6 | 18.9 | 11.7 | 20 | 4.4 | 10.2 | -3.4 | 17.8 | 12.8 | 11.7 | -1.7 | 9.4 | -3.3 | 14.4 | 13.3 | 24.4 | 3.9 | 19.4 | 14.4 | 16.7 | 6.1 | 20.4 | 16.3 | 17.8 | -2.8 | 13.3 | 6.1 | 4.4 | -8.9 | 5 | 1.7 | 7.2 | -3.3 | 17.2 | 3.9 | 15 | 0.6 | 0.5 | -2.1 | 11.6 | 1.8
6 | 0 | -2.8 | -10.6 | 20.9 | 14.3 | 18.9 | 11.3 | 16.1 | -2.2 | 24.4 | 2.8 | 9 | 6 | 18 | 5.6 | 18.9 | 14.4 | 19.5 | 9.4 | 17.2 | 10.6 | 18.9 | 12.7 | 2.8 | -0.6 | 19.4 | -7.8 | 23 | 20 | 22.8 | 16.1 | 26.1 | 17.2 | 19.6 | 6 | 26.7 | 18.3 | 16.7 | 14.4 | 25.6 | 17.2 | 23.5 | 1.2 | 12.8 | 1.1 | 9.4 | 2.2 | 7.8 | -1.7 | 15.6 | -2.8 | 13 | -1.5 | 17.8 | 14.4 | 13.9 | 0.6 | 10 | 1.7 | 2 | -2 | 3.2 | -4 | 8.2 | -7 | 3.3 | -6.7 | 12.8 | 0.8 | -0.9 | -7.3 | -2.8 | -8.3 | 8.9 | -5.6 | 22.2 | 2.8 | 25 | 10.1 | 24.3 | 4.1 | 15 | 3.9 | 8.3 | -11.7 | 2.2 | -3.3 | 12.8 | -2.8 | 20.6 | 16.7 | 16.7 | 5.6 | 13.9 | -3.9 | 10.6 | -3.9 | 8.3 | -8.9 | 11.5 | -6.5 | 26.1 | -2.8 | 16.7 | -0.6 | 1.5 | -13.1 | 12.2 | -1.2 | 11.9 | 0.9 | 6.1 | 0 | 15 | 7.8 | 9.6 | 0.7 | 6 | -5 | 11.1 | 2.2 | 7.2 | 5.6 | 5 | -10 | 2.8 | -8.9 | 0 | -6 | 20 | 12.2 | 21.1 | 1.7 | 13.1 | -3.2 | 19.3 | 12.8 | 11.1 | -2.8 | 12.2 | -7.2 | 13.9 | 12.8 | 26.1 | -4.4 | 20.6 | 15 | 18.3 | 6.7 | 21.8 | 16.8 | 20 | -3.3 | 19.4 | 8.9 | 5 | -7.8 | 4.4 | 2.2 | 7.2 | -3.3 | 20 | 3.9 | 17 | 0.6 | 1.1 | -2.2 | 13.3 | 0
8 | 0 | -3.9 | -7.8 | 23.3 | 13.3 | 20 | 11.7 | 16.5 | -0.6 | 25.3 | 2.7 | 10 | 6 | 19.3 | 5 | 19.4 | 14.4 | 21.1 | 9.7 | 16.1 | 10 | 19.4 | 12.5 | 4.4 | 1.1 | 21.1 | -6.6 | 24 | 21 | 23.9 | 15.6 | 26.1 | 17.8 | 20.9 | 5.7 | 28.9 | 18.3 | 17.8 | 14.4 | 24.4 | 17.8 | 26.7 | 1.1 | 15 | 1.7 | 10 | 2.8 | 8.9 | -1.1 | 17.8 | -1.7 | 14.8 | -0.8 | 18.9 | 15 | 13.9 | 0 | 10 | 2.8 | 3 | -2 | 3.5 | -4.1 | 8.5 | -6.1 | 3.9 | -5.6 | 14.4 | 1 | -0.2 | -7.3 | -2.8 | -8.3 | 9.4 | -6.1 | 24.4 | 2.2 | 26.7 | 10 | 26.1 | 5 | 15.6 | 2.2 | 8.3 | -10.4 | 1.7 | -1.1 | 13.9 | -4.4 | 20.6 | 16.5 | 18.9 | 7.8 | 15.6 | -3.3 | 11.7 | -1.7 | 9.6 | -7.5 | 14.6 | -6.6 | 27.2 | -2.8 | 18.3 | -3.3 | 2.9 | -13.2 | 12.8 | -2 | 13.1 | 2 | 5.6 | -0.6 | 17.2 | 5.6 | 11.1 | 1.1 | 7 | -5 | 12.2 | 2.2 | 7.2 | 5.6 | 6.7 | -9.4 | 3.3 | -8.9 | 1 | -5 | 21.1 | 12.2 | 22.2 | 0.6 | 16.1 | -3.3 | 20.7 | 12.9 | 13.3 | -2.2 | 12.8 | -10.6 | 15 | 13.3 | 26.7 | -2.2 | 21.1 | 15 | 20 | 7.8 | 23.3 | 17.2 | 21.7 | -4.4 | 20.6 | 9.4 | 6.7 | -8.3 | 6.1 | 2.8 | 6.7 | -2.2 | 21.1 | 3.9 | 19.1 | -0.3 | 2.2 | -2.2 | 12.6 | 0.7
8 | -3 | -3.3 | -8.3 | 23.9 | 12.9 | 20.2 | 11.7 | 16.8 | 0.4 | 26.3 | 2.9 | 11 | 6 | 20.6 | 4.4 | 20.6 | 14.4 | 22.8 | 10 | 17.2 | 10 | 20 | 12.2 | 5 | 0 | 22.7 | -7.2 | 24 | 21 | 25.6 | 15 | 26.7 | 17.8 | 22.2 | 5 | 29.4 | 18.9 | 17.2 | 15 | 25 | 16.7 | 27.6 | 1.2 | 15.6 | 1.1 | 10.6 | 1.7 | 10.6 | -0.6 | 20 | -2.2 | 16.7 | 0 | 20 | 15.6 | 12.2 | 1.1 | 9.4 | 2.2 | 3 | -1 | 3.9 | -5 | 8.9 | -6.1 | 4.4 | -6.7 | 16.1 | 0.6 | 0.6 | -8.3 | -0.6 | -8.3 | 10.6 | -6.1 | 25.6 | 2.2 | 26.7 | 10 | 26.8 | 4.6 | 16.7 | 1.1 | 8.3 | -10.9 | 1.7 | -2.2 | 15 | -3.9 | 20.6 | 16.1 | 21.1 | 10.6 | 16.7 | -2.2 | 12.8 | -0.6 | 10.9 | -7.4 | 17.8 | -8.3 | 27.8 | -2.2 | 19.4 | -3.9 | 4.4 | -14.4 | 13.3 | -3.3 | 14.4 | 2.8 | 6.1 | -0.6 | 16.7 | 5.6 | 12 | 1.3 | 8 | -4 | 12.8 | 2.2 | 7.8 | 5.6 | 8.3 | -7.8 | 4.4 | -9.4 | 1 | -5 | 20.6 | 12.2 | 23.9 | -0.6 | 16.7 | -2.1 | 22.2 | 12.8 | 13.9 | -0.6 | 13.9 | -10 | 16.1 | 12.8 | 27.2 | -5 | 21.7 | 15.6 | 21.1 | 7.2 | 24.2 | 17.2 | 23.3 | -3.9 | 21.7 | 8.9 | 6.7 | -7.8 | 5.6 | 1.1 | 6.7 | -1.1 | 21.1 | 4.4 | 21.1 | -1.7 | 3.3 | -2.7 | 11.8 | 1.4
8 | -6 | -2.8 | -7.8 | 24.4 | 12.1 | 20.4 | 11.9 | 17.2 | 1.7 | 27.2 | 2.8 | 11 | 6 | 21.1 | 4.2 | 22.8 | 15 | 23.2 | 9.6 | 16.1 | 10 | 18.9 | 12.2 | 5.6 | 0 | 24.4 | -7.8 | 24 | 20 | 26.1 | 13.3 | 26.7 | 17.8 | 22.4 | 4.5 | 28.3 | 19.4 | 17.8 | 15.6 | 22.2 | 20 | 28.5 | 0.2 | 17.2 | 2.8 | 10.6 | 1.1 | 11.7 | 0.6 | 21.7 | -2.2 | 18.4 | 0.5 | 19.4 | 15.6 | 13.9 | 2.2 | 9.4 | 2.2 | 3 | -2 | 4.3 | -4.4 | 9.3 | -4.4 | 5 | -6.1 | 16.8 | 1.3 | 1 | -7.1 | -1.1 | -8.9 | 11.1 | -5.6 | 26.7 | 1.1 | 26.7 | 10 | 27.6 | 3.3 | 17.2 | 2.2 | 8.3 | -12.2 | 1.7 | -3.3 | 15.6 | -3.3 | 20.8 | 16.2 | 21.1 | 11.7 | 18.3 | -2.2 | 14.4 | -1.7 | 12.2 | -7.8 | 18 | -6.6 | 28.9 | -1.1 | 20 | -2.8 | 4.4 | -12.9 | 12.6 | -2.2 | 14.2 | 2.4 | 6.7 | -0.6 | 16.7 | 6.1 | 13 | 1.7 | 9 | -3 | 12.8 | 1.1 | 8.3 | 5.6 | 9.4 | -7.8 | 5 | -9.4 | 2 | -5 | 20.6 | 12.8 | 23.9 | 0.6 | 17.2 | -1.3 | 22.8 | 11.3 | 12.2 | -1.1 | 15.6 | -11.1 | 15.6 | 12.8 | 28.3 | -3.9 | 22.8 | 15.6 | 21.7 | 7.2 | 25.2 | 16.9 | 23.9 | -3.9 | 21.7 | 7.8 | 8.9 | -8.3 | 6.1 | 0.6 | 5.6 | -0.6 | 22.2 | 4.4 | 22 | -0.6 | 4.4 | -3.9 | 11.1 | 1.7
9 | -6 | -2.8 | -6.7 | 25 | 11.1 | 20.6 | 11.7 | 17.6 | 0.7 | 27.2 | 1.6 | 12 | 6 | 21.7 | 3.4 | 22.2 | 14.4 | 23.5 | 9.5 | 16.1 | 10 | 17.8 | 12.1 | 7.8 | -2.2 | 24.4 | -8.2 | 24 | 20 | 26.1 | 14.4 | 26.1 | 18.3 | 22.6 | 4.2 | 28.3 | 19.4 | 18.3 | 15.6 | 23.3 | 20 | 29.4 | 0 | 17.8 | 2.8 | 12.8 | -0.6 | 12.2 | 1.1 | 22.8 | -2.2 | 20 | 1.4 | 19.4 | 15.6 | 12.8 | 1.1 | 8.9 | 2.2 | 3 | -2 | 4.6 | -4.6 | 9.6 | -3.9 | 5.6 | -5.6 | 17.6 | 2.4 | 1.3 | -7.3 | -0.6 | -8.3 | 12.2 | -4.4 | 27.2 | 3.9 | 26.7 | 10 | 28.3 | 2.2 | 16.7 | 1.7 | 8.5 | -9.7 | 1.7 | -3.9 | 16.7 | -1.1 | 20.9 | 16.1 | 21.1 | 10.6 | 17.8 | -1.7 | 15 | -0.6 | 12.6 | -7.1 | 18.1 | -6.5 | 28.9 | -1.1 | 21.1 | -2.8 | 4.4 | -12.9 | 11.8 | -1.5 | 14.1 | 1.7 | 7.2 | -1.7 | 17.2 | 6.1 | 13.9 | 1.7 | 8 | -5 | 12.8 | 2.2 | 9.4 | 6.1 | 10.6 | -7.2 | 5.6 | -9.4 | 3 | -3 | 20 | 13.3 | 25 | 1.1 | 17.8 | -0.6 | 23.3 | 9.4 | 13.9 | -3.3 | 15.6 | -10.6 | 15 | 12.2 | 28.3 | -7.2 | 22.2 | 14.4 | 22.2 | 7.8 | 26.1 | 16.7 | 23.9 | -4.4 | 22.8 | 6.1 | 9.4 | -8.3 | 7.2 | 0.6 | 5 | -0.6 | 22.2 | 3.9 | 23 | -0.4 | 2.6 | -2.9 | 10.4 | 3.2
9 | -7 | -2.2 | -5.6 | 23.7 | 11.4 | 19.8 | 11.6 | 17.9 | -0.7 | 27.2 | 0.8 | 11 | 5 | 22.2 | 2.8 | 29.4 | -10.6 | 23.9 | 8.9 | 16.1 | 10 | 16.7 | 11.7 | 8.3 | -0.6 | 24.4 | -10.7 | 23 | 20 | 25.6 | 13.9 | 26.1 | 18.3 | 22.8 | 3.3 | 27.2 | 19.4 | 18.9 | 16.1 | 27.2 | 18.3 | 28.1 | 0 | 17.2 | 1.1 | 12.2 | -0.6 | 12.2 | 0.6 | 24.4 | -2.2 | 21.7 | 1.7 | 20 | 16.1 | 13.3 | 2.2 | 8.3 | 2.2 | 3 | -2 | 5 | -5.6 | 10 | -3.3 | 6.1 | -5 | 18.3 | 2.8 | 1.7 | -8.3 | -0.6 | -7.8 | 12.2 | -4.4 | 27.2 | 2.8 | 26.1 | 9.5 | 27.2 | 2.3 | 16.7 | 1.1 | 8.7 | -8.7 | 1.7 | -4.4 | 16.1 | -2.2 | 21.1 | 16.1 | 21.7 | 11.7 | 18.9 | -1.7 | 16.7 | 0 | 12.9 | -6.9 | 18.3 | -6.7 | 28.9 | -1.7 | 20 | 0 | 4.4 | -14.4 | 11.1 | -1.1 | 13.9 | 1.1 | 7.8 | -1.7 | 18.3 | 5 | 13.5 | 1.2 | 9 | -3 | 11.7 | 2.8 | 9.4 | 6.1 | 11.1 | -7.2 | 5.6 | -10 | 2 | -3 | 19.4 | 13.3 | 25.6 | 3.3 | 16.3 | -1.5 | 23.9 | 7.2 | 14.4 | -3.9 | 16.1 | -10 | 15 | 12.2 | 27.2 | -5.6 | 23.9 | 14.4 | 22.8 | 7.8 | 26.1 | 16.4 | 22.2 | 1.7 | 21.1 | 5.6 | 9.4 | -8.3 | 7.2 | 1.1 | 5 | -0.6 | 21.1 | 3.3 | 23.9 | 0 | 0.7 | -2.8 | 9.6 | 4.2
9 | -6 | -2.2 | -5 | 22.4 | 11.8 | 19.1 | 11.4 | 18.3 | -2.2 | 27.2 | -1.1 | 11 | 6 | 20.5 | 2.3 | 28.9 | -12.8 | 22.4 | 8.9 | 16.1 | 9.4 | 15 | 11.6 | 7.2 | 2.2 | 24.4 | -13.3 | 23 | 20 | 22.8 | 16.1 | 26.1 | 18.9 | 21.7 | 4.8 | 26.7 | 19.4 | 18.9 | 16.1 | 26.1 | 18.3 | 26.9 | -0.9 | 17.2 | 2.2 | 12.2 | -0.6 | 12.8 | 1.1 | 23.9 | -3.3 | 21.3 | 1 | 20 | 16.7 | 12.2 | 1.1 | 8.3 | 2.8 | 3 | -2 | 3.9 | -5.4 | 9.1 | -2.8 | 5.6 | -5 | 17 | 3.7 | 1.1 | -7.7 | 0 | -8.3 | 12.2 | -5 | 25.6 | 2.2 | 25.6 | 9.5 | 26.1 | 2.1 | 16.1 | 0.6 | 8.9 | -8.9 | 1.7 | -3.9 | 15 | -3.3 | 20.5 | 16.2 | 21.1 | 11.1 | 17.8 | -1.7 | 16.7 | 0 | 13.3 | -7.8 | 16.3 | -7.2 | 27.8 | -2.2 | 17.8 | 0.6 | 2.9 | -12.7 | 10.5 | 0 | 13.2 | 1.2 | 8.3 | -2.2 | 16.7 | 5 | 13.2 | 0.2 | 8 | -3 | 12.2 | 3.3 | 10 | 6.7 | 11.1 | -7.8 | 5.6 | -9.4 | 3 | -3 | 18.9 | 13.3 | 25 | 1.7 | 14.8 | -2.7 | 22.6 | 7.6 | 13.3 | -2.8 | 15.6 | -11.1 | 14.4 | 12.8 | 27.2 | -5 | 21.7 | 15.6 | 22.2 | 7.8 | 26.1 | 15.8 | 19.4 | 1.1 | 21.1 | 5 | 9.4 | -10 | 4.4 | 1.1 | 3.9 | -0.6 | 21.7 | 3.3 | 23 | 0.1 | -1.1 | -3.3 | 8.9 | 5
9 | -4 | -1.7 | -5 | 21.1 | 11.7 | 18.3 | 11.1 | 15.7 | -0.5 | 25.2 | -0.7 | 10 | 6 | 18.9 | 1.9 | 27.2 | -13.9 | 20.9 | 8.9 | 14.4 | 8.9 | 13.4 | 11.1 | 8.3 | -2.2 | 22 | -9.8 | 21 | 20 | 22.8 | 14.4 | 25.6 | 19.4 | 20.5 | 5.7 | 26.1 | 19.4 | 18.9 | 16.1 | 25 | 18.3 | 25.6 | -1.1 | 17.2 | 1.1 | 12.2 | 0 | 12.2 | 0.6 | 23.3 | -1.1 | 21 | 0.8 | 19.4 | 16.7 | 11.1 | 1.7 | 8.3 | 3.3 | 3 | -2 | 2.8 | -6.1 | 8.1 | -3 | 6.1 | -5.6 | 15.7 | 4.1 | 0.6 | -8.4 | -0.6 | -7.8 | 11.7 | -5 | 25 | 2.2 | 25 | 8.9 | 25 | 1.7 | 14.4 | 1.7 | 7 | -8 | 1.1 | -4.4 | 13.9 | -2.2 | 20 | 16.1 | 20.6 | 11.7 | 16.7 | -1.7 | 16.1 | 0 | 11.8 | -6.7 | 14.2 | -8.1 | 27.2 | -2.2 | 16.1 | -2.8 | 1.5 | -12.7 | 10 | 1.1 | 12.4 | 0.8 | 8.9 | -2.2 | 16.1 | 5 | 12.8 | -0.6 | 6 | -4 | 12.2 | 3.9 | 9.4 | 7.2 | 10 | -7.8 | 5 | -9.4 | 2 | -3 | 18.3 | 13.3 | 23.3 | 2.2 | 13.3 | -4.4 | 21.3 | 8.3 | 11.1 | -2.2 | 15.6 | -10 | 13.9 | 12.8 | 26.1 | -6.1 | 21.7 | 15 | 21.7 | 7.8 | 26.1 | 15.6 | 17.8 | 5 | 19.4 | 4.4 | 6.7 | -7.8 | 3.9 | 1.1 | 3.3 | -0.6 | 19.4 | 2.8 | 22 | 0.5 | -1.7 | -4.2 | 8.9 | 4.1
7 | -3 | -1.7 | -5 | 19.4 | 11.5 | 16.8 | 10.9 | 13.2 | 0.6 | 23.1 | -0.9 | 8 | 5 | 17.2 | 1.1 | 24.4 | -9.4 | 19.4 | 8.3 | 14.4 | 8.9 | 11.7 | 10.6 | 8.9 | -3.9 | 19.6 | -9.4 | 21 | 21 | 21.7 | 14.4 | 25.6 | 19.4 | 19.4 | 6.7 | 24.4 | 19.4 | 18.3 | 10.6 | 23.3 | 18.3 | 23.5 | -0.6 | 16.1 | 1.7 | 10 | 0.6 | 11.7 | 0.6 | 20.6 | -0.6 | 20.6 | 0 | 19.4 | 17.2 | 10.6 | 2.2 | 7.8 | 3.3 | 2 | 0 | 1.7 | -7.8 | 7.2 | -3.3 | 5 | -4.4 | 14.4 | 4.4 | 0 | -10 | -1.7 | -8.3 | 8.3 | -3.9 | 23.3 | 3.3 | 24.1 | 8.5 | 23.3 | 2.2 | 11.7 | 2.8 | 5.2 | -8.7 | 0.6 | -4.4 | 12.8 | -2.2 | 19.4 | 16.1 | 17.2 | 11.1 | 15.6 | -1.7 | 14.4 | 1.7 | 10.4 | -6.9 | 12.2 | -10.6 | 25.6 | -1.1 | 14.4 | -6.7 | 0 | -14.4 | 9.4 | 1.7 | 11.7 | 0.6 | 7.8 | -1.1 | 15.6 | 4.4 | 10.8 | 0.2 | 4 | -4 | 10.6 | 4.4 | 8.3 | 5.6 | 8.9 | -8.3 | 4.4 | -8.3 | 1 | -3 | 17.2 | 13.3 | 21.7 | 3.3 | 10.9 | -3.8 | 20 | 8.3 | 9.4 | -1.7 | 13.9 | -8.9 | 13.3 | 12.8 | 24.4 | -9.4 | 20 | 14.4 | 18.3 | 8.9 | 24.6 | 17.1 | 15.6 | 3.3 | 17.2 | 3.9 | 5 | -7.8 | 3.9 | 1.7 | 2.8 | -1.7 | 17.2 | 2.2 | 21.1 | 0 | -2.2 | -5.4 | 8.9 | 3.3
5 | -5 | -2.2 | -4.4 | 17.8 | 11.2 | 15.4 | 10.4 | 10.6 | 0.6 | 21.1 | -1.7 | 9 | 6 | 15.4 | 1.5 | 22.8 | -9.4 | 18.7 | 8.4 | 13.3 | 8.9 | 10.8 | 10.1 | 6.7 | -1.1 | 17.2 | -9.4 | 21 | 21 | 20.6 | 13.9 | 25 | 19.4 | 16.3 | 7.8 | 23.9 | 19.4 | 17.8 | 15.6 | 21.7 | 18.3 | 21.5 | -1 | 15 | 0.6 | 8.3 | 0.6 | 10 | 0.6 | 16.7 | 0.6 | 17.8 | 0.9 | 18.9 | 17.2 | 10.6 | 2.8 | 6.7 | 3.3 | 2 | 0 | 1.1 | -6.6 | 5.4 | -2.4 | 3.3 | -4.4 | 14.4 | 4.4 | -0.4 | -9 | -3.3 | -8.9 | 7.2 | -3.9 | 21.1 | 3.3 | 23.1 | 8.4 | 21.7 | 1.9 | 8.9 | 5 | 3.3 | -10.6 | 0.6 | -3.9 | 10 | -1.1 | 19.4 | 16.5 | 16.1 | 11.1 | 13.3 | -1.7 | 12.2 | 2.8 | 8.9 | -7.8 | 10.4 | -6.9 | 23.9 | -1.1 | 13.3 | -7.2 | -0.6 | -13 | 9.2 | 2.1 | 11.1 | 1.1 | 6.7 | 0 | 13.3 | 4.4 | 8.7 | 0.1 | 3 | -3 | 9.4 | 4.4 | 7.8 | 5.6 | 8.3 | -7.8 | 3.9 | -8.3 | 0 | -3 | 17.8 | 13.9 | 19.4 | 3.9 | 8.5 | -3.8 | 17.8 | 6.7 | 8.3 | -1.1 | 8.9 | -7.8 | 13.3 | 12.8 | 23.9 | -5.6 | 18.3 | 13.9 | 15 | 10 | 23.2 | 18.1 | 15.6 | 6.1 | 13.3 | 5 | 3.3 | -7.2 | 2.8 | 0 | 2.2 | -1.1 | 14.4 | 2.2 | 19.8 | 0.8 | -2.8 | -7.2 | 8.9 | 2.2
2 | -1 | -2.2 | -5 | 16.1 | 10.6 | 13.9 | 10 | 9.1 | 0 | 19.4 | -1 | 8 | 6 | 13.5 | 1.5 | 23.9 | -13.9 | 17.9 | 8.5 | 14.4 | 8.9 | 9.8 | 9.5 | 6.1 | -1.1 | 15.5 | -9.1 | 21 | 21 | 19.4 | 13.3 | 25 | 18.9 | 13.1 | 8.2 | 23.9 | 19.4 | 17.2 | 15.6 | 22.8 | 18.9 | 19.4 | -1.1 | 15 | 0 | 6.1 | 0.6 | 7.8 | 1.1 | 15 | 0.6 | 15 | 1.5 | 18.9 | 17.8 | 9.4 | 3.3 | 7.2 | 2.2 | 2 | 0 | 0.6 | -6.4 | 3.5 | -2.3 | 2.8 | -2.8 | 14.4 | 4.4 | -0.7 | -8.8 | -3.9 | -8.9 | 7.8 | -2.2 | 20 | 3.9 | 22.2 | 7.8 | 20 | 1.7 | 7.2 | 6.1 | 2.2 | -8.6 | 0.6 | -3.3 | 6.1 | 0 | 19.4 | 16.8 | 15.6 | 11.7 | 11.1 | -1.1 | 11.1 | 2.2 | 7.6 | -7.1 | 8.5 | -5.1 | 21.7 | -1.7 | 12.2 | -6.1 | -1.1 | -12.9 | 9.1 | 2.7 | 10.6 | 1.7 | 6.1 | 0.6 | 12.8 | 5 | 6.7 | 0 | 2 | -3 | 8.9 | 1.1 | 7.2 | 5.6 | 7.8 | -8.3 | 2.2 | -8.3 | 1 | -3 | 17.2 | 14.4 | 16.7 | 7.2 | 6.1 | -5 | 15.5 | 5.1 | 7.2 | -0.6 | 7.2 | -7.8 | 13.3 | 12.8 | 23.3 | -7.2 | 16.7 | 13.9 | 14.4 | 10 | 21.7 | 18.9 | 13.9 | 3.9 | 10.6 | 5.6 | 1.7 | -6.7 | 2.8 | 0 | 2.8 | -3.3 | 14.4 | 2.2 | 18.5 | 0.6 | -3.2 | -6.9 | 7.4 | 2.5
1 | -1 | -2.8 | -5.6 | 15.2 | 10.4 | 13.3 | 9.8 | 7.6 | -0.3 | 17.8 | -0.4 | 7 | 5 | 11.7 | 1.1 | 23.3 | -11.7 | 17.2 | 8.3 | 12.8 | 8.9 | 8.9 | 8.9 | 5 | -1.1 | 13.9 | -10.3 | 21 | 21 | 18.3 | 11.7 | 25 | 18.9 | 10 | 7.8 | 23.3 | 19.4 | 17.2 | 15.6 | 22.8 | 18.9 | 19 | -0.8 | 13.9 | 0.6 | 5 | 1.1 | 7.2 | 0.6 | 14.4 | 0 | 12.2 | 1.1 | 18.9 | 17.8 | 9.4 | 3.9 | 6.7 | 1.1 | 2 | 0 | 0 | -7.2 | 1.7 | -2.8 | 2.8 | -3.3 | 14.4 | 4.4 | -1.1 | -10 | -3.9 | -9.4 | 8.3 | -2.8 | 18.9 | 3.9 | 21.5 | 8.1 | 18.9 | 1.9 | 6.1 | 5.6 | 1.1 | -8 | 0.6 | -3.3 | 6.1 | 0 | 19.4 | 17.2 | 14.4 | 11.7 | 10.6 | -1.1 | 9.4 | 3.9 | 6.3 | -7.1 | 6.7 | -5 | 21.7 | -2.2 | 12.2 | -7.2 | -1.7 | -14.4 | 8.9 | 2.8 | 10 | 1.7 | 6.1 | 0.6 | 13.3 | 5.6 | 6.5 | 0.6 | 1 | -3 | 8.9 | 0 | 7.2 | 5.6 | 7.2 | -7.2 | 1.1 | -8.3 | 1 | -3 | 17.2 | 14.4 | 18.9 | 4.4 | 4.3 | -4.4 | 13.3 | 3.3 | 6.7 | -1.1 | 2.8 | -6.7 | 13.3 | 12.8 | 22.2 | -3.9 | 16.1 | 13.9 | 13.3 | 10.6 | 21.1 | 18.9 | 12.8 | -0.6 | 9.4 | 5 | -0.6 | -6.7 | 2.8 | 0.6 | 3.3 | -4.4 | 15 | 2.8 | 17.2 | 0.6 | -3.5 | -7 | 5.9 | 2.4
1 | -1 | -3.3 | -6.1 | 14.2 | 9.9 | 12.8 | 9.7 | 6.1 | -1.1 | 16.1 | -0.6 | 6 | 4 | 10.9 | 2.5 | 22.2 | -12.8 | 15.7 | 8 | 13.3 | 8.9 | 8.9 | 8.5 | 3.3 | -2.2 | 12.2 | -12.2 | 21 | 21 | 16.1 | 6.1 | 25 | 18.9 | 9.6 | 8.2 | 23.3 | 19.4 | 17.2 | 15.6 | 22.8 | 18.9 | 18.7 | -0.1 | 13.3 | 0.6 | 4.4 | 0.6 | 5.6 | -0.6 | 13.3 | -1.1 | 12.4 | 0.5 | 18.9 | 17.8 | 9.4 | 4.4 | 5 | 1.7 | 2 | 0 | -1.1 | -7.6 | 1.1 | -2.3 | 2.2 | -4.4 | 13.9 | 3.7 | -1.5 | -8.9 | -5.6 | -9.4 | 7.8 | -1.7 | 17.8 | 5 | 20.7 | 7.7 | 17.8 | 2.1 | 5.6 | 5 | 0 | -8.9 | 0 | -5 | 5.6 | 0 | 19.4 | 17.2 | 13.3 | 11.1 | 9.4 | -1.7 | 8.3 | 4.4 | 5 | -8.3 | 3.9 | -5.9 | 20.6 | -5.6 | 12.2 | -7.2 | -1.9 | -13.6 | 8.9 | 3.7 | 9.6 | 1.7 | 6.1 | 0 | 13.3 | 4.4 | 6.3 | 0.8 | 0 | -3 | 8.9 | 0 | 6.1 | 5 | 6.1 | -7.2 | -0.6 | -8.3 | 1 | -3 | 16.7 | 14.4 | 17.8 | 5.6 | 2.4 | -4.4 | 12.4 | 3.6 | 5 | -0.6 | 5.6 | -7.8 | 12.8 | 12.2 | 10 | -6.1 | 16.1 | 13.3 | 13.3 | 9.4 | 20.6 | 18.9 | 12.2 | -2.8 | 8.9 | 4.4 | -0.6 | -6.7 | 2.8 | 0.6 | 2.8 | -1.7 | 15 | 3.3 | 16.5 | 1 | -3.9 | -7.8 | 4.4 | 2.2
2 | -1 | -3.3 | -7.8 | 13.3 | 9.4 | 12.2 | 9.4 | 4.4 | -1.2 | 14.4 | -0.1 | 4 | 3 | 10.2 | 3.3 | 22.2 | -13.3 | 14.3 | 7.4 | 12.8 | 8.9 | 8.9 | 7.9 | 3.9 | -2.2 | 12 | -10.3 | 21 | 21 | 15 | 5 | 25 | 18.9 | 9.3 | 8.6 | 23.3 | 19.4 | 16.7 | 15 | 22.8 | 18.9 | 18.3 | 0 | 12.8 | 0.6 | 3.3 | 0.6 | 4.4 | -1.1 | 12.2 | -1.1 | 12.6 | 0 | 19.4 | 18.3 | 9.4 | 5.6 | 5.6 | 1.7 | 1 | 0 | -2.2 | -8 | 0.6 | -2.3 | 2.2 | -3.3 | 13.3 | 3.1 | -1.8 | -8.6 | -6.7 | -10.6 | 7.8 | -2.2 | 18.3 | 3.3 | 20 | 7.8 | 16.7 | 1.7 | 5 | 5 | 0.2 | -7.8 | 0 | -4.4 | 2.8 | -0.6 | 19.4 | 17.2 | 12.8 | 11.1 | 9.4 | -2.2 | 7.8 | 2.8 | 4.4 | -7.7 | 1.1 | -7.5 | 18.9 | -5 | 12.2 | -4.4 | -2 | -13.7 | 8.9 | 4.7 | 9.3 | 1.9 | 6.1 | -0.6 | 11.7 | 7.8 | 6.1 | 1.1 | 0 | -3 | 6.1 | 3.3 | 6.7 | 5.6 | 5 | -7.8 | -1.1 | -7.8 | 1 | -3 | 16.7 | 14.4 | 16.7 | 6.1 | 0.6 | -5.6 | 11.5 | 4 | 4.4 | -1.7 | 4.4 | -7.8 | 13.9 | 13.3 | 9.4 | -7.2 | 16.7 | 13.3 | 13.3 | 9.4 | 20 | 18.9 | 10.6 | -3.9 | 8.9 | 3.9 | -1.1 | -6.1 | 1.7 | -0.6 | 2.8 | 1.7 | 14.4 | 3.3 | 15.7 | 0.7 | -4.3 | -7.6 | 5.5 | 1.8
0 | -1 | -3.9 | -8.3 | 12.8 | 9.1 | 12.4 | 9.6 | 2.8 | -1.4 | 12.8 | 0.2 | 4 | 3 | 9.4 | 3.9 | 20.6 | -11.7 | 12.8 | 6.7 | 11.1 | 8.9 | 8.9 | 7.7 | 6.7 | -4.4 | 11.9 | -9.2 | 21 | 21 | 13.3 | 5.6 | 25 | 18.9 | 8.9 | 8.9 | 22.8 | 19.4 | 16.7 | 15 | 22.8 | 17.8 | 16.8 | 0.4 | 15 | 0 | 3.3 | 1.1 | 3.3 | -1.7 | 11.7 | -1.1 | 12.8 | -1.1 | 19.4 | 18.3 | 9.4 | 5.6 | 4.4 | 2.2 | 1 | 0 | -3.3 | -8.3 | 0 | -2.8 | 2.2 | -3.3 | 12.8 | 2.2 | -2.2 | -9.4 | -8.3 | -11.7 | 6.7 | -2.2 | 17.2 | 2.8 | 19.4 | 6.5 | 15.8 | 2.2 | 4.4 | 3.9 | 0.4 | -7.6 | -0.6 | -4.4 | 2.8 | -0.6 | 19.4 | 17.2 | 11.7 | 10.6 | 10 | -2.2 | 7.8 | 5 | 3.9 | -8.1 | -1.7 | -10.6 | 18.9 | -1.1 | 12.2 | -5.6 | -2.2 | -15.6 | 8.9 | 5.6 | 8.9 | 1.7 | 3.9 | 1.1 | 11.7 | 8.3 | 5.5 | 1 | -1 | -3 | 5 | 2.8 | 6.7 | 5 | 3.9 | -7.8 | -1.7 | -7.8 | 1 | -3 | 16.7 | 13.9 | 16.1 | 6.1 | -0.9 | -5.1 | 10.6 | 3.9 | 3.9 | -2.2 | 3.3 | -7.8 | 13.9 | 13.3 | 7.8 | -8.3 | 16.1 | 13.3 | 12.2 | 8.3 | 20 | 19 | 11.1 | -2.8 | 11.7 | 5.6 | -1.7 | -6.1 | 2.8 | 0 | 2.8 | 2.2 | 14.4 | 3.9 | 15 | 0.6 | -4.6 | -8.1 | 6.7 | 1
0 | -1 | -5 | -7.8 | 12.2 | 8.3 | 12.6 | 9.8 | 1.1 | -2.2 | 11.1 | 0 | 3 | 3 | 8.5 | 4 | 18.9 | -6.1 | 12.6 | 6.4 | 11.7 | 8.3 | 8.9 | 7.6 | 7.8 | -4.4 | 11.7 | -10 | 21 | 21 | 11.7 | 6.1 | 24.4 | 18.3 | 8.3 | 8.3 | 21.7 | 19.4 | 16.7 | 15.6 | 21.1 | 16.1 | 15.4 | 0.4 | 13.9 | 0.6 | 3.9 | 1.7 | 2.2 | -1.7 | 10.6 | -0.6 | 11.3 | -1.3 | 18.9 | 17.8 | 10 | 6.1 | 4.4 | 2.2 | 2 | 0 | -4.2 | -8.7 | -0.2 | -2.4 | 2.8 | -2.8 | 11.7 | 4.7 | -3.5 | -8.3 | -8.9 | -11.7 | 6.7 | -0.6 | 15 | 3.9 | 18.9 | 5.7 | 14.8 | 2.7 | 3.9 | 3.9 | 0.6 | -8.9 | -0.6 | -4.4 | 1.1 | -1.1 | 17.2 | 15.7 | 12.2 | 11.1 | 10 | -2.8 | 8.3 | 4.4 | 3.3 | -9.4 | -1.9 | -9.5 | 18.9 | 0 | 11.7 | -5 | -2.8 | -13.8 | 8.7 | 5.6 | 8.5 | 1.6 | 3.9 | -1.1 | 11.7 | 8.3 | 5 | 0.7 | -2 | -4 | 5.6 | 0.6 | 5.6 | 4.4 | 2.8 | -7.8 | -2.2 | -7.8 | 1 | -2 | 17.2 | 13.9 | 15 | 5.6 | -2.4 | -5.8 | 9.1 | 3.9 | 2.2 | -3.3 | 1.7 | -7.8 | 12.8 | 12.2 | 5 | -6.1 | 15.6 | 13.3 | 12.2 | 7.8 | 20 | 19.4 | 10.6 | -1.7 | 11.1 | 2.8 | -1.7 | -6.1 | 2.2 | 0.6 | 3.3 | 2.8 | 12.2 | 3.3 | 14.4 | 0.6 | -5 | -8.9 | 7.8 | 0
0 | -1 | -5.6 | -7.8 | 11.7 | 7.8 | 12.8 | 10 | 0.4 | -2.2 | 10.4 | 0.7 | 3 | 3 | 7.6 | 3.7 | 16.1 | -5.6 | 12.4 | 6 | 10 | 8.3 | 9 | 7.2 | 7.8 | -5.6 | 11.7 | -8.3 | 21 | 21 | 12.8 | 6.7 | 24.4 | 18.3 | 7.8 | 7.8 | 21.1 | 19.4 | 17.2 | 15 | 20 | 16.7 | 13.9 | 0.6 | 13.3 | 0.6 | 7.2 | 2.2 | 1.1 | -2.2 | 12.2 | -1.1 | 9.8 | -1.6 | 18.3 | 17.8 | 10.6 | 6.1 | 4.4 | 2.2 | 1 | 0 | -5.2 | -9.1 | -0.4 | -2.5 | 2.8 | -2.8 | 10.5 | 6.5 | -4.8 | -8.4 | -11.1 | -13.3 | 5.6 | 1.1 | 15 | 3.9 | 18.3 | 4.4 | 13.9 | 2.8 | 6.1 | 4.4 | 0.6 | -7.4 | 0 | -4.4 | 1.1 | -0.6 | 15 | 14.4 | 11.7 | 11.1 | 8.3 | -4.4 | 9.4 | 6.1 | 2.6 | -8 | -2 | -9.6 | 17.8 | 2.2 | 11.1 | -2.8 | -3.3 | -13.5 | 8.5 | 6 | 8.2 | 1.3 | 3.3 | -1.1 | 11.7 | 7.2 | 4.4 | 0.6 | -1 | -3 | 3.3 | 1.7 | 5 | 3.3 | 2.8 | -7.8 | -2.2 | -7.8 | 2 | -2 | 16.1 | 13.3 | 14.4 | 6.1 | -3.9 | -6.7 | 7.6 | 3.7 | 1.1 | -3.9 | 0.6 | -8.3 | 12.8 | 12.2 | 3.3 | 1.7 | 13.9 | 12.2 | 12.2 | 7.2 | 20 | 19.4 | 11.1 | -2.2 | 11.1 | 2.8 | -1.7 | -6.1 | 2.8 | 0 | 3.3 | 2.8 | 10 | 2.2 | 13.9 | 0.2 | -5.6 | -8.8 | 6.9 | -1.3
-1 | -2 | -5.6 | -7.8 | 11.9 | 7 | 12.8 | 9.8 | -0.4 | -2.6 | 9.6 | 0.7 | 3 | 3 | 6.7 | 3.3 | 16.1 | -6.1 | 12.2 | 5.6 | 10 | 8.3 | 9 | 6.3 | 7.8 | -5.6 | 11.7 | -8.3 | 21 | 21 | 12.8 | 7.2 | 24.4 | 18.3 | 7.2 | 7.2 | 21.1 | 20 | 17.2 | 15 | 20 | 17.2 | 13.9 | 1.2 | 13.3 | -0.6 | 7.2 | 2.2 | 0.6 | -2.8 | 11.1 | -1.1 | 8.3 | -2.8 | 17.2 | 17.2 | 10.6 | 6.1 | 4.4 | 1.7 | 1 | 0 | -6.1 | -9.5 | -0.6 | -2.8 | 3.3 | -2.8 | 9.4 | 7.8 | -6.1 | -8.9 | -11.1 | -12.8 | 5.6 | 2.2 | 14.4 | 3.9 | 17 | 6.8 | 12.6 | 3.6 | 6.7 | 4.4 | 0.6 | -7 | -0.6 | -3.9 | 0.6 | -1.1 | 12.8 | 12.8 | 11.1 | 10.6 | 7.2 | -4.4 | 8.3 | 2.2 | 1.8 | -8.1 | -2.2 | -10.6 | 17.2 | 4.4 | 10.6 | -5 | -3.9 | -14.4 | 8.3 | 6.1 | 7.8 | 1.1 | 3.9 | -0.6 | 11.1 | 5.6 | 3.7 | 0.2 | -2 | -6 | 3.3 | 1.7 | 5 | 3.3 | 0.6 | -7.8 | -3.3 | -7.8 | 1 | -2 | 15 | 13.3 | 13.9 | 7.2 | -4.6 | -6.9 | 6.1 | 3.3 | 1.1 | -4.4 | -1.7 | -7.8 | 12.8 | 12.2 | 3.9 | 1.7 | 14.4 | 12.8 | 11.7 | 7.2 | 19.8 | 19.3 | 10.6 | -2.2 | 10.6 | 3.9 | -2.2 | -6.1 | 3.3 | 0 | 3.9 | 2.8 | 10 | 3.3 | 13.3 | 0 | -6.1 | -8.8 | 5.9 | -2.8
-1 | -2 | -5 | -7.2 | 12 | 6.1 | 12.8 | 9.7 | -1.1 | -3.3 | 8.9 | 1.1 | 2 | 2 | 7.4 | 3.8 | 15.6 | -5.6 | 12 | 5 | 10 | 8.3 | 9 | 6.4 | 7.8 | -5.6 | 11.7 | -8.9 | 21 | 21 | 12.8 | 8.9 | 24.4 | 18.3 | 7.4 | 7.4 | 21.1 | 20 | 17.8 | 15.6 | 18.9 | 16.7 | 13.9 | 1.5 | 14.4 | -1.1 | 7.2 | 2.2 | 0 | -2.8 | 10.6 | -1.7 | 8.1 | -2.2 | 18.9 | 17.8 | 11.7 | 5.6 | 3.9 | 1.7 | 1 | 0 | -5.5 | -9.8 | 0.5 | -2.1 | 2.8 | -3.3 | 9.2 | 8.2 | -6.1 | -8.5 | -11.1 | -12.8 | 5.6 | 2.8 | 13.9 | 3.9 | 15.7 | 8.2 | 11.3 | 4.3 | 6.1 | 4.4 | 0.6 | -7.8 | -0.6 | -5 | 0 | -1.7 | 12.2 | 12.1 | 11.7 | 11.1 | 6.1 | -4.4 | 6.7 | 1.7 | 1.1 | -8.9 | -0.5 | -8.4 | 17.8 | 4.4 | 10 | -3.9 | -3.5 | -13.1 | 8.3 | 6.5 | 7.6 | 0.8 | 4.4 | -0.6 | 10.6 | 4.4 | 2.9 | -0.2 | -2 | -6 | 3.3 | 1.1 | 4.4 | 3.3 | 1.1 | -8.3 | -3.3 | -7.8 | 2 | -2 | 15 | 13.3 | 13.9 | 7.2 | -5.4 | -7.6 | 6.5 | 4.3 | 0 | -5 | -1.1 | -7.8 | 12.8 | 12.2 | 2.2 | 1.1 | 13.3 | 12.2 | 10 | 7.2 | 19.6 | 19.1 | 11.1 | -2.2 | 10 | 4.4 | -1.7 | -6.1 | 2.8 | 0 | 2.8 | 2.2 | 7.8 | 2.8 | 12.4 | 1.1 | -6.7 | -9.4 | 5 | -5
-1 | -2 | -5 | -8.9 | 12.2 | 5 | 12.8 | 9.4 | 1.5 | -1.4 | 11.1 | 1.3 | 3 | 3 | 8.2 | 4.2 | 13.3 | -2.8 | 11.9 | 4.6 | 10 | 7.8 | 9 | 6.5 | 5 | -4.4 | 12.2 | -6.4 | 21 | 21 | 12.2 | 8.9 | 24.4 | 17.8 | 7.6 | 7.6 | 20.6 | 19.4 | 17.2 | 15.6 | 19.4 | 17.2 | 13.9 | 2.2 | 13.3 | -0.6 | 7.8 | 2.2 | -0.6 | -2.8 | 10 | 3.9 | 8 | -1.8 | 18.9 | 18.3 | 11.7 | 5.6 | 4.4 | 1.1 | 1 | 0 | -5 | -10.2 | 1.7 | -1.7 | 2.8 | -2.8 | 9.1 | 8.5 | -6.1 | -8.5 | -10 | -11.7 | 5.6 | 2.8 | 13.3 | 3.9 | 14.4 | 9.4 | 10 | 4.4 | 4.4 | 3.9 | 0.8 | -6 | -0.6 | -5 | 0 | -0.6 | 11.7 | 11.3 | 11.7 | 11.1 | 5.6 | -4.4 | 5 | 1.1 | 4.3 | -7.8 | 1.1 | -7.2 | 17.2 | 4.4 | 9.4 | -5 | -3.2 | -12.8 | 8.3 | 6.9 | 7.4 | 0.4 | 4.4 | -0.6 | 10 | 3.9 | 2.2 | -0.6 | -2 | -5 | 2.8 | 0.6 | 3.9 | 3.3 | 1.1 | -8.3 | -2.8 | -7.8 | 2 | -2 | 15 | 13.3 | 13.3 | 7.8 | -6.1 | -8.3 | 6.8 | 5.1 | 1.1 | -5 | -0.6 | -7.8 | 12.8 | 11.7 | 1.1 | 0.6 | 13.3 | 12.2 | 10 | 6.7 | 19.4 | 18.9 | 12.2 | -2.8 | 9.4 | 4.4 | -0.6 | -6.1 | 3.3 | -0.6 | 2.8 | 2.2 | 8.3 | 3.3 | 11.5 | 1.7 | -4.8 | -8.4 | 5.7 | -5
-1 | -2 | -5.6 | -8.3 | 14.4 | 6.3 | 14.1 | 9.8 | 4.1 | 0.2 | 13.4 | 1.1 | 5 | 4 | 8.9 | 4.4 | 17.8 | -0.6 | 11.7 | 3.9 | 11.1 | 8.3 | 9.4 | 9.4 | 3.9 | -3.9 | 12.8 | -5.5 | 21 | 21 | 12.8 | 9.4 | 24.4 | 18.3 | 7.8 | 7.8 | 21.1 | 20 | 17.2 | 15.6 | 20 | 17.8 | 15.6 | 4 | 13.3 | -1.1 | 10 | 1.7 | -0.6 | -2.2 | 8.9 | 2.8 | 7.8 | -2.2 | 20.6 | 20 | 12.2 | 5.6 | 6.1 | 1.1 | 2 | 0 | -4.4 | -10.6 | 2.8 | -1.7 | 3.3 | -2.8 | 8.9 | 8.9 | -6.1 | -8.9 | -9.4 | -11.7 | 5 | 2.2 | 14.4 | 4.4 | 14.8 | 9.6 | 12.4 | 6 | 8.3 | 3.3 | 0.9 | -5.5 | -0.6 | -5.6 | 0.6 | 0.6 | 11.1 | 10.6 | 11.7 | 11.1 | 5.6 | -3.3 | 4.4 | 0.6 | 7.4 | -8.4 | 2.8 | -7.2 | 18.3 | 3.9 | 10.6 | -5.6 | -2.8 | -13.9 | 8.3 | 7.2 | 7.2 | 0 | 4.4 | -0.6 | 10.6 | 3.9 | 4.6 | 0.2 | 0 | -2 | 3.3 | 1.1 | 5.6 | 4.4 | 2.8 | -7.8 | -1.7 | -7.2 | 2 | -2 | 16.7 | 14.4 | 13.3 | 10.6 | -2.2 | -6.1 | 7.2 | 6.1 | 3.9 | -4.4 | -0.6 | -7.8 | 12.2 | 11.7 | 0.6 | 0 | 12.8 | 12.2 | 10.6 | 7.8 | 20.3 | 19.3 | 12.2 | -2.2 | 10 | 3.3 | 0 | -5.6 | 5 | 0 | 3.3 | 2.2 | 10.6 | 4.4 | 10.6 | 2.2 | -3 | -8.2 | 6.5 | -5.4
0 | -1 | -5 | -8.3 | 16.7 | 7.1 | 15.4 | 10 | 6.7 | 1.7 | 15.6 | 0.6 | 7 | 6 | 11.9 | 5.3 | 21.1 | -1.7 | 13.7 | 3.5 | 14.4 | 10 | 10.5 | 10.1 | 11.1 | -3.9 | 13.3 | -5 | 22 | 21 | 15.6 | 10 | 25 | 18.3 | 12.2 | 10.3 | 21.7 | 20.6 | 17.2 | 15.6 | 22.8 | 18.3 | 17.2 | 5.5 | 13.3 | -0.6 | 12.8 | 2.8 | 2.2 | -0.6 | 10 | 1.7 | 10.6 | 0.3 | 21.7 | 19.4 | 14.4 | 6.1 | 7.8 | 1.1 | 2 | 0 | -3.5 | -9.4 | 4.5 | -1.3 | 4.4 | -2.8 | 9.6 | 9.3 | -3.3 | -7.6 | -2.2 | -9.4 | 5.6 | 2.2 | 17.2 | 6.7 | 15.2 | 10 | 14.8 | 7.6 | 10.6 | 3.3 | 1.1 | -5.6 | 0 | -5.6 | 5 | 2.2 | 12.4 | 10.7 | 11.7 | 10.6 | 7.2 | -3.3 | 6.1 | -0.6 | 10.6 | -11.7 | 5.9 | -5.9 | 18.3 | 3.9 | 11.1 | -8.9 | -1.7 | -12.8 | 8.7 | 7.8 | 8.7 | 0.9 | 5.6 | -0.6 | 11.1 | 3.9 | 7 | 0.4 | 3 | 1 | 5.6 | 1.7 | 6.1 | 3.3 | 4.4 | -7.8 | 1.7 | -6.1 | 3 | -2 | 18.3 | 15 | 15 | 10 | 1.7 | -4.4 | 10.2 | 7.1 | 6.1 | -7.2 | 5 | -4.4 | 12.8 | 12.2 | 0.6 | 0 | 15.6 | 14.4 | 13.3 | 8.3 | 21.3 | 19.6 | 14.4 | -1.7 | 10.6 | 3.3 | 2.8 | -6.1 | 5 | 0 | 4.4 | 1.7 | 12.8 | 5.6 | 13.4 | 4 | -1.1 | -8.9 | 7.2 | -7.2
2 | -1 | -4.4 | -9.4 | 18.9 | 7.8 | 16.7 | 10 | 9.8 | 1.7 | 18.5 | 1.1 | 7 | 5 | 14.8 | 5.9 | 23.3 | -3.3 | 15.8 | 2.9 | 15 | 10.6 | 11.7 | 10.6 | 12.2 | -6.1 | 15.2 | -3.2 | 22 | 21 | 17.2 | 10 | 25 | 18.3 | 16.7 | 12.5 | 24.4 | 20.6 | 17.8 | 15.6 | 24.4 | 18.3 | 18.9 | 7.2 | 10 | 3.3 | 13.3 | 3.3 | 3.3 | 0 | 11.7 | 0.6 | 13.3 | 2.2 | 17.2 | 16.7 | 16.1 | 7.2 | 9.4 | 2.8 | 3 | 0 | -2.6 | -9.3 | 6.1 | -1.8 | 5 | -2.8 | 10.4 | 9.7 | -0.6 | -7 | -0.6 | -8.3 | 5.6 | 3.3 | 18.9 | 6.1 | 15.6 | 10 | 17.2 | 8.9 | 11.7 | 2.8 | 3.1 | -5.4 | 0.6 | -7.2 | 9.4 | 2.2 | 13.7 | 10.7 | 11.7 | 10.6 | 7.8 | -3.3 | 6.7 | 0 | 11.7 | -9.4 | 9.1 | -6 | 19.4 | 3.3 | 10.6 | -7.2 | -0.5 | -13.3 | 9 | 8.3 | 10.2 | 1.6 | 5.6 | -0.6 | 11.7 | 5 | 9.4 | 0.6 | 4 | 0 | 6.1 | 0.6 | 6.7 | 3.9 | 6.7 | -6.7 | 5.6 | -7.2 | 4 | -2 | 20.6 | 15.6 | 18.9 | 13.3 | 5.6 | -4.4 | 13.1 | 7.4 | 7.2 | -7.2 | 9.4 | -7.8 | 12.8 | 11.7 | 0.6 | 0 | 18.3 | 14.4 | 16.7 | 8.3 | 22.2 | 20 | 16.7 | -3.3 | 11.1 | 3.3 | 5.6 | -6.7 | 5.6 | -0.6 | 5 | 1.7 | 16.7 | 6.7 | 16.1 | 5.4 | -0.7 | -7.5 | 8.3 | -6.6
2 | -1 | -4.4 | -9.4 | 20.7 | 9 | 17.4 | 9.6 | 13 | 0.7 | 21.5 | 1.7 | 8 | 6 | 17.8 | 5.6 | 24.4 | -8.9 | 17.8 | 1.1 | 17.2 | 5 | 12.8 | 11.1 | 13.9 | -4.4 | 17 | -2.8 | 23 | 21 | 19.4 | 10 | 26.7 | 18.9 | 21.1 | 13.9 | 26.7 | 20.6 | 19.4 | 16.7 | 24.4 | 18.9 | 20.4 | 8.1 | 8.9 | 5.6 | 15 | 5 | 5.6 | 0.6 | 13.9 | 0 | 16.1 | 4.4 | 17.2 | 16.1 | 17.2 | 7.8 | 11.1 | 2.8 | 4 | 0 | -1.7 | -10 | 7.8 | -2.8 | 3.3 | 1.7 | 11.1 | 10 | 2.2 | -8.3 | 0.6 | -8.9 | 6.7 | 4.4 | 20.6 | 5 | 15.8 | 9.3 | 17.2 | 10.1 | 15 | 3.9 | 5.2 | -6.2 | 3.3 | -7.2 | 12.2 | 3.3 | 15 | 10.6 | 12.2 | 10.6 | 8.3 | -3.3 | 8.3 | 1.1 | 12.8 | -9.1 | 12.2 | -7.8 | 22.8 | 2.2 | 8.9 | -7.8 | 0.6 | -15.6 | 9.4 | 8.9 | 11.7 | 2.2 | 6.1 | 0 | 13.3 | 7.8 | 10.7 | 0.7 | 8 | -2 | 7.2 | 2.8 | 7.2 | 3.9 | 7.8 | -6.7 | 7.2 | -7.2 | 6 | -2 | 23.3 | 16.1 | 20 | 13.9 | 6.7 | -3.6 | 16.1 | 7.2 | 7.8 | -7.2 | 12.2 | -7.8 | 13.9 | 12.8 | 1.1 | 0 | 19.4 | 15.6 | 18.3 | 6.1 | 23.7 | 20.3 | 17.8 | -3.3 | 13.3 | 2.8 | 9.4 | -6.7 | 4.4 | 1.7 | 5.6 | 2.2 | 16.7 | 7.2 | 18.9 | 6.7 | -0.4 | -7.2 | 9.5 | -6.8
4 | 0 | -4.4 | -10.6 | 22.6 | 9.8 | 18.2 | 9.1 | 16.1 | -2.2 | 24.4 | 1.1 | 8 | 6 | 19.6 | 5.3 | 24.4 | -8.9 | 18.7 | 1.7 | 18.3 | 5.6 | 13.7 | 11.3 | 13.9 | -4.4 | 18.9 | -2.2 | 23 | 21 | 20 | 10 | 26.7 | 18.9 | 23.1 | 14.2 | 26.7 | 21.1 | 21.7 | 16.7 | 23.9 | 20.6 | 21.8 | 8.4 | 8.9 | 4.4 | 15.6 | 6.1 | 7.8 | 2.2 | 15.6 | -1.7 | 18 | 4.9 | 18.3 | 16.7 | 18.9 | 7.2 | 12.8 | 3.3 | 4 | 1 | -0.4 | -9.2 | 8.2 | -1.9 | 3.9 | 2.2 | 12 | 10.6 | 3.9 | -7.2 | 1.7 | -10 | 6.7 | 4.4 | 23.3 | 5 | 15.9 | 8.4 | 17.2 | 11.3 | 16.1 | 1.7 | 7.2 | -9.4 | 5.6 | -6.1 | 15 | 2.2 | 15.7 | 9.8 | 12.2 | 11.1 | 9.4 | -2.2 | 8.9 | 1.1 | 13.9 | -9.4 | 13.5 | -6.9 | 25 | -3.3 | 6.7 | -7.2 | 1.9 | -13.9 | 12.2 | 10.5 | 13.9 | 3.4 | 7.8 | 0 | 14.4 | 10 | 12 | 0.7 | 9 | -3 | 8.3 | 2.2 | 8.3 | 4.4 | 10 | -6.1 | 8.3 | -7.8 | 6 | -1 | 24.4 | 16.1 | 22.2 | 14.4 | 7.8 | -3.8 | 18.1 | 8.1 | 8.9 | -6.7 | 14.4 | -6.7 | 15 | 13.9 | 0.6 | 0 | 20.6 | 14.4 | 20 | 7.2 | 25.2 | 20.5 | 19.4 | -4.4 | 14.4 | 2.8 | 11.1 | -5 | 5.6 | 1.7 | 5 | 1.7 | 15.6 | 7.2 | 19.8 | 6.9 | 0 | -7.8 | 10.6 | -8.3
4 | 0 | -3.3 | -10.6 | 24.4 | 10.6 | 18.9 | 8.3 | 16.8 | -2 | 25.9 | 1.2 | 11 | 7 | 21.5 | 4.6 | 25 | -13.3 | 19.7 | 2.1 | 20.6 | 4.4 | 14.7 | 11.3 | 13.3 | -5 | 18.3 | -0.9 | 23 | 21 | 20 | 9.4 | 26.7 | 19.4 | 25.2 | 14.4 | 27.8 | 21.1 | 23.3 | 16.7 | 23.9 | 20 | 23.3 | 8.9 | 7.8 | 3.9 | 16.1 | 7.8 | 10.6 | 2.8 | 16.1 | -2.8 | 19.8 | 5.5 | 20 | 16.7 | 20 | 6.7 | 10.6 | 5 | 6 | 1 | 0.9 | -10 | 8.5 | -1.7 | 3.9 | 3.9 | 13 | 11.3 | 5.5 | -7.1 | 1.7 | -9.4 | 7.8 | 3.3 | 24.4 | 5 | 16.1 | 7.2 | 17.2 | 12.2 | 17.2 | 1.1 | 7.9 | -8.8 | 7.8 | -8.9 | 16.7 | 1.7 | 16.5 | 9 | 12.8 | 11.7 | 10.6 | -1.7 | 10.6 | 0.6 | 15.7 | -7.6 | 14.8 | -6.5 | 25.6 | -4.4 | 7.8 | -7.8 | 3.1 | -13.9 | 15 | 12 | 16.1 | 4.5 | 8.3 | -1.1 | 16.7 | 11.1 | 13.3 | 0.6 | 11 | -1 | 8.9 | 2.2 | 9.4 | 4.4 | 11.1 | -6.1 | 9.4 | -7.2 | 7 | -1 | 25.6 | 15.6 | 22.2 | 15 | 8.9 | -4.4 | 20.2 | 8.9 | 10.6 | -6.7 | 17.2 | -7.2 | 15 | 13.9 | 1.7 | 0.6 | 21.7 | 15 | 21.1 | 7.8 | 26.7 | 20.6 | 18.9 | -6.7 | 15 | 3.3 | 11.1 | -5.6 | 5.6 | 2.2 | 3.3 | 1.7 | 17.2 | 7.8 | 20.8 | 7.1 | 0.6 | -6.8 | 10 | -7.7
4 | 0 | -3.3 | -11.1 | 24.8 | 11.4 | 18.9 | 8.9 | 17.6 | -2.3 | 27.4 | 1.8 | 12 | 7 | 23.3 | 3.3 | 25 | -7.2 | 20.6 | 2.2 | 21.7 | 2.2 | 15.6 | 11.1 | 13.3 | -5.6 | 17.8 | 0.4 | 24 | 22 | 21.1 | 8.9 | 27.2 | 20 | 27.2 | 13.9 | 28.3 | 21.1 | 25 | 16.1 | 25.6 | 19.4 | 23.1 | 9.2 | 7.8 | 3.9 | 17.2 | 8.3 | 12.2 | 2.8 | 17.8 | -3.9 | 21.7 | 5.6 | 20.6 | 17.2 | 21.1 | 6.7 | 11.7 | 4.4 | 6 | 2 | 2.2 | -12.2 | 8.9 | -1.7 | 3.3 | 3.3 | 13.9 | 11.7 | 7.2 | -8.3 | 1.7 | -9.4 | 9.4 | 3.3 | 25.6 | 4.4 | 16.5 | 6.6 | 17.4 | 12.8 | 17.2 | 2.8 | 8.7 | -9.1 | 8.3 | -5.6 | 20 | 0 | 17.2 | 7.8 | 13.3 | 11.7 | 10.6 | -1.1 | 10.6 | 0.6 | 17.6 | -6.9 | 16.1 | -7.8 | 25.6 | -3.9 | 7.8 | -7.8 | 4.4 | -16.1 | 17.8 | 13.3 | 18.3 | 5 | 8.9 | -1.7 | 17.2 | 11.7 | 13.9 | 0.9 | 10 | 4 | 8.9 | 2.8 | 7.8 | 5 | 12.8 | -5.6 | 10.6 | -7.8 | 7 | -1 | 26.1 | 16.1 | 23.9 | 15.6 | 9.8 | -4 | 22.2 | 9.4 | 11.7 | -5.6 | 18.9 | -6.1 | 16.1 | 13.9 | 4.4 | -1.1 | 22.8 | 15 | 21.7 | 7.8 | 28 | 20.3 | 18.9 | -6.1 | 16.7 | 4.4 | 12.8 | -5.6 | 6.7 | 2.2 | 3.3 | 1.7 | 17.2 | 7.8 | 21.7 | 7.2 | 1.1 | -6.8 | 9.5 | -8.5
4 | 0 | -3.3 | -12.2 | 25.2 | 12.1 | 18.9 | 9.4 | 18.3 | -3.3 | 28.9 | 1.1 | 13 | 6 | 23.9 | 3.8 | 23.3 | 2.8 | 20.8 | 1.6 | 20.6 | 7.8 | 15.4 | 11 | 11.7 | -5 | 17.2 | 1.1 | 25 | 22 | 19.4 | 8.3 | 27.2 | 20 | 26.8 | 13.2 | 28.9 | 21.1 | 25 | 16.1 | 27.2 | 17.2 | 23 | 9.4 | 8.3 | 3.9 | 17.2 | 9.4 | 12.2 | 1.7 | 18.9 | -3.3 | 22.1 | 5.5 | 21.1 | 17.8 | 22.2 | 7.2 | 11.1 | 3.9 | 6 | 2 | 2.6 | -10.1 | 8.3 | -1.8 | 4.4 | 4.4 | 13.3 | 11.7 | 7.9 | -7.3 | 2.8 | -10 | 11.7 | 2.8 | 25 | 5 | 16.8 | 5.5 | 17.6 | 12.9 | 18.3 | 3.9 | 9.4 | -11.1 | 8.3 | -7.2 | 21.1 | 1.1 | 17 | 7.7 | 14.4 | 12.2 | 7.2 | 0.6 | 11.7 | 0.6 | 19.4 | -7.2 | 16.3 | -6.5 | 26.7 | -3.9 | 7.8 | -8.3 | 5 | -13.4 | 19.3 | 11.6 | 17.8 | 5.1 | 8.3 | -2.8 | 20 | 13.3 | 14.4 | 1 | 11 | 1 | 8.9 | 4.4 | 10.6 | 3.9 | 13.3 | -5.6 | 11.7 | -7.8 | 9 | 0 | 27.2 | 15.6 | 23.9 | 14.4 | 10.8 | -3.9 | 23.5 | 9.5 | 12.2 | -6.1 | 20.6 | -6.1 | 17.8 | 14.4 | 3.9 | 0.6 | 23.3 | 14.4 | 21.7 | 7.8 | 29.3 | 19.9 | 18.9 | -6.1 | 17.8 | 4.4 | 13.3 | -6.7 | 8.9 | 2.8 | 2.8 | 1.1 | 16.1 | 7.8 | 22.2 | 7.6 | 1.7 | -7.8 | 8.9 | -10
6 | 1 | -2.8 | -11.7 | 25.6 | 12.8 | 18.9 | 10 | 17.8 | -1.7 | 28.7 | 0.4 | 13 | 4 | 24.4 | 4.2 | 23.3 | 1.7 | 20.9 | 0.7 | 20 | 7.8 | 15.2 | 10.8 | 8.9 | -0.6 | 15.5 | 3 | 27 | 17 | 20 | 7.8 | 27.8 | 20.6 | 26.5 | 12.2 | 29.4 | 21.1 | 24.4 | 15.6 | 28.9 | 17.2 | 22.8 | 9.4 | 8.9 | 5 | 18.9 | 7.2 | 13.9 | 1.7 | 18.9 | -3.3 | 22.4 | 5.4 | 21.1 | 17.8 | 22.2 | 7.2 | 13.9 | 4.4 | 7 | 2 | 2.9 | -9.5 | 7.8 | -2.5 | 4.4 | 3.9 | 12.8 | 11.7 | 8.7 | -7.4 | 3.3 | -11.7 | 11.1 | 1.7 | 24.4 | 5 | 17.2 | 4.4 | 17.8 | 13.3 | 17.8 | 3.9 | 10 | -10.6 | 9.4 | -7.8 | 22.2 | 2.2 | 16.9 | 7.6 | 13.9 | 11.7 | 10 | -0.6 | 11.7 | 0.6 | 17.7 | -4.9 | 16.5 | -5.8 | 27.2 | -3.3 | 7.2 | -6.7 | 5.5 | -13 | 20.7 | 9.3 | 17.2 | 5.2 | 9.4 | -0.6 | 20 | 13.9 | 15 | 1.1 | 10 | -3 | 11.1 | 1.1 | 8.9 | 3.3 | 14.4 | -5 | 12.2 | -8.3 | 9 | -1 | 28.9 | 15.6 | 23.9 | 15 | 11.7 | -5 | 24.8 | 9.6 | 13.3 | -5.6 | 22.2 | -4.4 | 18.9 | 15 | 3.9 | 0.6 | 23.9 | 15.6 | 21.1 | 7.8 | 30.6 | 19.4 | 18.3 | -6.7 | 18.3 | 5 | 11.7 | -6.7 | 10 | -0.6 | 3.3 | 1.7 | 16.1 | 7.8 | 22.8 | 7.8 | 1.5 | -7.1 | 9.3 | -8.2
5 | 0 | -3.3 | -12.2 | 24.7 | 13.6 | 18.3 | 9.9 | 17.2 | -0.9 | 28.5 | -0.5 | 12 | 6 | 25 | 4.4 | 22.8 | 4.4 | 21.1 | -0.6 | 18.3 | 7.8 | 15 | 10.6 | 8.9 | 2.2 | 13.9 | 4.5 | 24 | 22 | 18.9 | 9.4 | 27.8 | 20.6 | 26.1 | 11.7 | 29.4 | 21.1 | 24.4 | 16.1 | 28.3 | 16.1 | 21.5 | 9.8 | 10 | 3.9 | 17.2 | 6.7 | 14.4 | 1.1 | 18.9 | -3.3 | 22.8 | 5 | 21.1 | 17.8 | 22.2 | 7.2 | 15.6 | 0.6 | 7 | 2 | 3.3 | -10 | 7.2 | -3.3 | 5.6 | 5 | 12.2 | 11.7 | 9.4 | -8.3 | 3.3 | -11.7 | 12.2 | 2.2 | 24.4 | 5 | 16.1 | 3.2 | 17.4 | 13.4 | 18.3 | 3.9 | 10.5 | -12.1 | 10 | -8.3 | 22.2 | 1.1 | 16.7 | 7.2 | 14.4 | 12.2 | 7.2 | 1.1 | 12.2 | 0 | 16.1 | -4.4 | 16.7 | -6.7 | 26.1 | -4.4 | 7.8 | -8.3 | 6.1 | -13.3 | 22.2 | 5.6 | 16.7 | 5 | 8.9 | -3.3 | 20 | 13.9 | 14.8 | 1.3 | 10 | -1 | 10.6 | -0.6 | 11.1 | 2.8 | 14.4 | -5.6 | 12.8 | -7.8 | 9 | 0 | 28.9 | 16.1 | 21.1 | 15.6 | 11.7 | -4.3 | 26.1 | 9.4 | 12.2 | -5 | 22.8 | -5.6 | 20 | 15 | 3.3 | 0 | 24.4 | 15 | 21.1 | 6.7 | 30.4 | 19.1 | 18.9 | -7.8 | 17.8 | 6.1 | 11.1 | -7.2 | 10 | -0.6 | 3.3 | 1.7 | 16.1 | 8.3 | 23.3 | 8.3 | 1.3 | -7.3 | 9.6 | -7.1
6 | 1 | -2.8 | -13.3 | 23.7 | 13.9 | 17.8 | 10 | 16.7 | 0 | 28.3 | -1.1 | 11 | 6 | 23.7 | 5.1 | 21.7 | 5.6 | 19.6 | 0.6 | 17.2 | 6.1 | 13.5 | 10.3 | 6.1 | 1.7 | 12.2 | 5 | 23 | 21 | 18.9 | 9.4 | 27.2 | 20.6 | 24.8 | 12.8 | 28.9 | 20.6 | 25.6 | 16.1 | 26.7 | 16.7 | 20.2 | 9.5 | 9.4 | 4.4 | 16.7 | 5 | 14.4 | 0.6 | 17.8 | -4.4 | 22.1 | 5.1 | 21.1 | 17.2 | 22.2 | 8.3 | 13.3 | -1.1 | 6 | 1 | 2.8 | -9 | 6.5 | -1.4 | 5.6 | 4.4 | 10.5 | 10.1 | 8.9 | -6.9 | 3.9 | -11.7 | 11.7 | 1.7 | 23.9 | 2.8 | 15 | 1.5 | 17.1 | 13.5 | 18.3 | 3.9 | 11.1 | -15 | 10 | -6.1 | 21.7 | 1.7 | 15.9 | 7.7 | 14.4 | 11.7 | 4.4 | 3.9 | 13.9 | 1.7 | 14.4 | -4.4 | 14.3 | -4.4 | 24.4 | -6.1 | 6.7 | -7.8 | 4.6 | -11 | 21.1 | 5.1 | 16.5 | 5.5 | 8.9 | -3.3 | 19.4 | 15.6 | 14.6 | 1.1 | 10 | -1 | 10.6 | -0.6 | 10 | 3.9 | 15 | -5.6 | 12.2 | -9.4 | 9 | 0 | 28.3 | 16.1 | 20.6 | 15.6 | 11.7 | -4.7 | 24.8 | 11.1 | 12.2 | -5 | 22.8 | -6.1 | 20 | 15 | 3.9 | -3.9 | 23.9 | 13.3 | 20.6 | 6.7 | 30.2 | 19 | 17.8 | -6.7 | 17.2 | 6.1 | 10.6 | -6.7 | 8.3 | 0 | 3.3 | 2.2 | 16.1 | 8.3 | 22.8 | 8.5 | 1.1 | -8.9 | 10 | -7.2
5 | 1 | -2.8 | -13.9 | 22.8 | 14.4 | 17.2 | 10 | 14.1 | -0.3 | 26.6 | -2.7 | 10 | 6 | 22.4 | 5.4 | 20.6 | 2.8 | 18.2 | 0.8 | 16.1 | 6.1 | 12.1 | 10 | 5 | 1.7 | 11.3 | 4.8 | 23 | 21 | 14.4 | 13.3 | 26.7 | 20.6 | 23.5 | 13.7 | 27.2 | 20 | 23.9 | 15 | 25.6 | 17.2 | 18.9 | 9.4 | 10 | 3.9 | 15.6 | 2.2 | 14.4 | 0.6 | 16.7 | -5 | 21.3 | 5.3 | 21.1 | 17.8 | 20.6 | 8.9 | 11.7 | 0 | 6 | 1 | 2.2 | -9.2 | 5.7 | -0.5 | 5.6 | 3.9 | 8.9 | 8.8 | 8.3 | -6.6 | 4.4 | -11.7 | 11.1 | 0 | 23.3 | 3.3 | 13.9 | 0 | 16.7 | 13.3 | 16.7 | 3.9 | 8.9 | -11.5 | 8.9 | -5.6 | 19.4 | 1.7 | 15.2 | 8.2 | 14.4 | 11.7 | 4.4 | 4.4 | 13.3 | 0.6 | 14.6 | -2.8 | 11.8 | -3.5 | 22.8 | -7.8 | 5.6 | -7.8 | 3.2 | -10.3 | 20 | 4.9 | 16.3 | 5.9 | 8.3 | -2.8 | 18.3 | 15 | 14.4 | 1.1 | 9 | -1 | 9.4 | 0 | 10 | 3.9 | 13.9 | -6.1 | 11.7 | -10 | 8 | 0 | 26.7 | 16.1 | 20 | 14.4 | 11.7 | -5.6 | 23.5 | 12.5 | 10 | -5.6 | 22.8 | -6.1 | 20 | 15 | 3.9 | -3.9 | 23.9 | 13.3 | 18.9 | 7.8 | 30 | 18.9 | 17.2 | -6.7 | 15 | 5 | 10 | -6.1 | 7.8 | 0.6 | 3.3 | 2.2 | 15.6 | 8.3 | 22.2 | 8.7 | 0 | -6.7 | 8.7 | -6.6
4 | 1 | -3.9 | -15 | 22.2 | 14.4 | 16.5 | 10.4 | 11.5 | -1.1 | 25 | -3 | 10 | 7 | 21.1 | 5.6 | 18.3 | 6.1 | 16.7 | 1.1 | 15 | 7.2 | 10.6 | 9.4 | 4.4 | 1.1 | 10.3 | 4.5 | 23 | 19 | 12.2 | 10.6 | 26.1 | 20.6 | 22.2 | 14.4 | 26.1 | 20 | 22.8 | 15 | 23.9 | 17.2 | 17.6 | 9.8 | 8.9 | 3.3 | 13.9 | 2.2 | 12.8 | 1.7 | 14.4 | -3.9 | 20.6 | 5 | 21.1 | 18.3 | 16.7 | 9.4 | 10 | -1.7 | 6 | 1 | 1.7 | -10.6 | 5 | 0.6 | 5 | 1.7 | 7.2 | 7.2 | 7.8 | -7.2 | 1.7 | -12.8 | 10.6 | 0 | 21.7 | 6.1 | 12 | 0.4 | 14.7 | 12.1 | 11.1 | 7.2 | 6.6 | -10.7 | 7.8 | -6.1 | 17.8 | 1.7 | 14.4 | 8.3 | 13.9 | 11.7 | 5.6 | 5 | 12.8 | 2.2 | 14.8 | -1.5 | 9.4 | -3.9 | 20.6 | -5.6 | 1.7 | -0.6 | 1.7 | -11.1 | 18.9 | 4.4 | 16.1 | 6.1 | 6.7 | -2.2 | 17.8 | 15.6 | 13.7 | 2.3 | 8 | 0 | 7.2 | 1.1 | 9.4 | 4.4 | 12.8 | -6.1 | 10.6 | -10 | 5 | -1 | 21.7 | 16.1 | 20 | 14.4 | 9.3 | -3.8 | 22.2 | 13.3 | 7.2 | -4.4 | 20 | -4.4 | 17.8 | 15 | 3.9 | -4.4 | 21.1 | 14.4 | 17.2 | 9.4 | 28.5 | 18.9 | 12.8 | 3.9 | 14.4 | 4.4 | 9.4 | -5.6 | 7.8 | 1.1 | 3.3 | 2.2 | 15 | 8.3 | 21.7 | 8.9 | -1.1 | -6 | 7.4 | -6.9
3 | 1 | -3.9 | -11.1 | 21.7 | 14.6 | 15.7 | 10.7 | 8.9 | -2.2 | 23.3 | -4.4 | 9 | 8 | 18.9 | 7.1 | 16.1 | 8.3 | 15.8 | 1.1 | 13.9 | 7.8 | 10.6 | 9.5 | 5 | 1.7 | 9.4 | 3.9 | 22 | 18 | 11.7 | 10 | 26.1 | 21.1 | 20 | 14.6 | 25 | 21.1 | 19.4 | 15 | 23.3 | 17.2 | 16.3 | 10 | 7.2 | 2.2 | 13.3 | 2.2 | 11.1 | 1.7 | 12.2 | -3.3 | 18.9 | 5.4 | 20.6 | 18.3 | 16.1 | 10 | 8.3 | -0.6 | 5 | 1 | 0.8 | -9.2 | 5.2 | 0.5 | 3.9 | 1.1 | 7 | 6.9 | 6.7 | -6.2 | -1.1 | -11.1 | 8.3 | -0.6 | 21.1 | 3.9 | 10.2 | 0.8 | 12.6 | 10.5 | 9.4 | 7.8 | 4.4 | -11.7 | 6.1 | -7.2 | 15.6 | 1.7 | 13.9 | 9.2 | 13.3 | 11.7 | 5 | 4.4 | 11.1 | 2.8 | 15 | -0.6 | 8.1 | -4.1 | 17.8 | -3.9 | 0.6 | -0.6 | 0.6 | -9.6 | 18 | 4.9 | 15.5 | 6.5 | 6.1 | -1.7 | 18.3 | 16.1 | 12.9 | 3.3 | 8 | -1 | 7.2 | 0 | 6.7 | 3.9 | 9.4 | -1.1 | 9.4 | -9.4 | 4 | -1 | 19.4 | 16.1 | 18.9 | 14.4 | 6.8 | -3.8 | 20.4 | 12.9 | 7.8 | -3.9 | 15 | -2.8 | 16.7 | 14.4 | 3.3 | -5.6 | 19.4 | 13.9 | 16.7 | 10 | 27.1 | 19.2 | 11.7 | 3.3 | 12.8 | 5.6 | 8.9 | -6.1 | 7.2 | 0 | 3.9 | 0.6 | 15 | 8.9 | 20.9 | 9.8 | -2.2 | -6.1 | 6.1 | -8.3
2 | 1 | -5.6 | -8.3 | 21.1 | 14.4 | 15 | 11.1 | 7 | -1.7 | 22.2 | -3.5 | 8 | 7 | 16.6 | 7.6 | 16.1 | 8.3 | 14.8 | 0.6 | 12.8 | 7.2 | 10.6 | 9.5 | 4.4 | 1.7 | 8.9 | 3.9 | 23 | 18 | 11.1 | 8.3 | 25.6 | 21.1 | 17.8 | 14.3 | 24.4 | 21.1 | 18.9 | 15.6 | 23.3 | 17.2 | 15 | 10 | 5.6 | 1.7 | 12.2 | 1.1 | 10.6 | 2.2 | 11.1 | -2.8 | 17.3 | 5.9 | 20.6 | 17.2 | 14.4 | 8.3 | 7.2 | 0 | 4 | 1 | -0.2 | -9.3 | 5.4 | 0.7 | 2.8 | 0.6 | 6.9 | 6.5 | 5.5 | -6.2 | -1.7 | -11.7 | 7.8 | -1.7 | 20.6 | 3.9 | 8.3 | 0.6 | 10.6 | 8.9 | 8.3 | 6.7 | 2.7 | -10.3 | 5.6 | -7.2 | 14.4 | 1.7 | 13.3 | 10 | 12.8 | 11.7 | 4.4 | 4.4 | 7.8 | 3.3 | 14.4 | -0.4 | 6.9 | -4.5 | 15.6 | -3.3 | 1.1 | -2.8 | -0.6 | -9.4 | 17 | 5.3 | 15 | 7.1 | 5.6 | -1.1 | 17.8 | 16.7 | 12.2 | 3.9 | 6 | -1 | 6.7 | 0.6 | 6.7 | 3.9 | 10 | -3.3 | 7.8 | -8.9 | 4 | 0 | 18.3 | 15.6 | 17.2 | 14.4 | 4.4 | -4.4 | 18.5 | 12.3 | 7.2 | -3.3 | 10.6 | -2.2 | 16.1 | 14.4 | 2.8 | -5 | 19.4 | 13.9 | 15 | 10 | 25.6 | 18.9 | 11.1 | 2.8 | 12.2 | 5 | 8.3 | -6.7 | 6.7 | 0 | 3.3 | -0.6 | 15 | 8.9 | 20.2 | 10.6 | -2.6 | -6.1 | 5.4 | -6.6
2 | 0 | -5.6 | -9.4 | 20.9 | 14.8 | 14.8 | 11.4 | 5.2 | -1.7 | 21.1 | -3 | 8 | 7 | 14.4 | 7.8 | 17.2 | 7.8 | 13.9 | 0.6 | 13.9 | 6.1 | 10.6 | 9.4 | 4.4 | 1.1 | 8.3 | 3.6 | 22 | 17 | 10 | 7.2 | 25.6 | 21.1 | 15.6 | 13.9 | 24.4 | 21.1 | 18.9 | 15.6 | 22.8 | 17.2 | 15 | 8.7 | 4.4 | 2.2 | 11.1 | 0.6 | 10.6 | 2.2 | 9.4 | -2.8 | 15.6 | 5.6 | 19.4 | 18.3 | 12.8 | 10 | 7.2 | -1.1 | 4 | 0 | -1.1 | -10.6 | 5.6 | 0.6 | 2.2 | -1.1 | 6.7 | 6.1 | 4.4 | -7.2 | -2.2 | -9.4 | 6.7 | -2.2 | 19.4 | 7.2 | 7 | 0.9 | 11.1 | 9.4 | 7.8 | 6.7 | 1.1 | -10.7 | 3.3 | -5.6 | 13.3 | 2.2 | 12.8 | 10.6 | 12.8 | 11.7 | 5 | 3.9 | 7.8 | 1.7 | 13.9 | -0.1 | 5.6 | -6.1 | 15 | -3.9 | 2.8 | -3.9 | -1.7 | -10.6 | 16.1 | 5.6 | 14.4 | 7.2 | 4.4 | -1.1 | 18.3 | 17.2 | 11.5 | 4.3 | 3 | 0 | 6.7 | 1.1 | 7.2 | 5 | 8.9 | -2.8 | 7.2 | -8.9 | 4 | 0 | 18.9 | 15.6 | 16.7 | 14.4 | 4 | -3.9 | 16.7 | 11.7 | 6.7 | -3.3 | 11.7 | -3.9 | 15 | 13.9 | 1.7 | -3.9 | 18.3 | 13.9 | 13.9 | 10.6 | 24.3 | 19.4 | 8.3 | 3.3 | 11.7 | 5 | 7.8 | -6.1 | 6.1 | 0 | 2.8 | -1.7 | 15.6 | 9.4 | 19.4 | 11.1 | -2.9 | -6.6 | 4.6 | -6.4
2 | 0 | -5.6 | -13.9 | 20.8 | 15.4 | 14.6 | 11.8 | 3.3 | -2.2 | 20 | -2.8 | 7 | 6 | 13.7 | 7.7 | 16.1 | 7.8 | 13.3 | 1.3 | 13.3 | 3.3 | 10.5 | 8.9 | 3.9 | 1.1 | 7.8 | 3.3 | 22 | 16 | 8.9 | 6.7 | 25.6 | 21.1 | 15 | 13.7 | 24.4 | 21.1 | 17.8 | 15 | 22.8 | 17.2 | 15 | 7.1 | 3.9 | 0.6 | 9.4 | 0 | 10 | 3.9 | 8.3 | -2.2 | 15.4 | 7 | 18.3 | 17.8 | 11.7 | 10 | 6.7 | 0.6 | 3 | 1 | -2.2 | -10 | 5.2 | 1.3 | 1.1 | -2.8 | 6.3 | 5.9 | 4 | -6.1 | -4.4 | -11.1 | 5 | -2.8 | 18.9 | 6.1 | 5.7 | 1 | 11.7 | 9.6 | 6.7 | 6.1 | -0.6 | -12.2 | 0 | -3.3 | 15 | 1.7 | 13.7 | 12.1 | 12.8 | 11.7 | 4.4 | 3.3 | 7.8 | 1.1 | 13.3 | 0 | 4.3 | -5.6 | 13.9 | -6.7 | 0.6 | -3.3 | -2.2 | -9.2 | 15 | 5.3 | 14.8 | 7.4 | 3.3 | 0 | 19.4 | 17.8 | 10.7 | 4.4 | 3 | 0 | 6.1 | 1.7 | 7.2 | 5.6 | 9.4 | -6.1 | 6.7 | -8.9 | 4 | 0 | 17.8 | 15 | 15.6 | 14.4 | 3.7 | -3.8 | 16.3 | 11.3 | 5 | -1.7 | 10.6 | -3.3 | 13.3 | 12.8 | 1.7 | -5 | 17.2 | 13.3 | 13.3 | 10.6 | 23 | 19.4 | 8.3 | 3.3 | 11.7 | 5 | 7.2 | -7.2 | 5 | 0.6 | 2.2 | -3.9 | 16.1 | 10.6 | 19.4 | 11.2 | -3.3 | -7.8 | 3.9 | -6.7
1 | 0 | -5.6 | -14.4 | 20.6 | 15.6 | 14.4 | 12.2 | 3.5 | -2 | 18.7 | -2 | 6 | 5 | 12.9 | 7.6 | 16.7 | 7.2 | 12.8 | 1.8 | 12.8 | 2.8 | 10.4 | 8.2 | 3.9 | 1.1 | 8.3 | 2.5 | 21 | 14 | 8.3 | 6.1 | 25.6 | 20.6 | 14.5 | 13.7 | 24.4 | 21.1 | 18.9 | 15 | 22.2 | 17.8 | 15 | 5.6 | 4.4 | -1.1 | 7.8 | 0 | 9.4 | 3.9 | 8.9 | -1.7 | 15.2 | 8 | 19.4 | 17.8 | 11.7 | 10 | 5 | 1.1 | 3 | 1 | -3.3 | -9.4 | 4.8 | 1.8 | 0 | -2.8 | 6 | 5.9 | 3.7 | -6.1 | -4.4 | -11.7 | 3.3 | -2.8 | 17.8 | 5 | 4.4 | 1.1 | 12.2 | 10 | 6.1 | 5.6 | -0.6 | -10.7 | -1.1 | -6.1 | 15 | 1.7 | 14.7 | 13.6 | 13.3 | 11.7 | 4.4 | 3.3 | 6.7 | 1.1 | 12.4 | -1 | 3 | -5.9 | 13.3 | -6.7 | 0.6 | -3.3 | -2.8 | -8.9 | 13.9 | 4.5 | 15.2 | 7.3 | 3.3 | 0 | 20.6 | 17.8 | 10 | 4.4 | 1 | 0 | 5.6 | 1.7 | 7.2 | 5.6 | 7.8 | -5.6 | 6.7 | -8.3 | 3 | 0 | 17.8 | 15 | 14.4 | 13.9 | 3.3 | -4.4 | 16 | 11 | 4.4 | -1.7 | 9.4 | -3.3 | 13.9 | 13.3 | 1.1 | -3.9 | 18.3 | 13.3 | 13.3 | 10.6 | 21.7 | 19.4 | 7.8 | 3.9 | 11.1 | 6.1 | 5.6 | -4.4 | 4.4 | 0.6 | 1.1 | -3.9 | 16.1 | 11.1 | 19.4 | 11.2 | -3.9 | -7.6 | 3.2 | -5.7
1 | 0 | -6.1 | -11.7 | 19.7 | 15.8 | 14.4 | 12.1 | 3.7 | -1.8 | 17.4 | -1.1 | 6 | 5 | 12.2 | 7.2 | 16.1 | 6.7 | 12.2 | 2.2 | 12.8 | 1.1 | 10.3 | 8 | 2.8 | 0.6 | 8.9 | 1.8 | 19 | 13 | 8.3 | 6.1 | 25 | 20.6 | 13.9 | 13.3 | 24.4 | 21.1 | 18.9 | 15 | 22.2 | 17.2 | 13.9 | 6.5 | 2.2 | -1.7 | 6.1 | -0.6 | 8.3 | 4.4 | 8.3 | -1.1 | 15 | 8.9 | 18.3 | 17.8 | 10.6 | 10 | 4.4 | 1.7 | 2 | 1 | -4.4 | -8.7 | 4.4 | 2.2 | -0.6 | -3.3 | 5.6 | 5.6 | 3.3 | -6.7 | -6.1 | -11.7 | 2.8 | -2.8 | 17.8 | 7.2 | 4.6 | 1.1 | 11.8 | 8.3 | 5.6 | 5 | -0.6 | -10.7 | -2.2 | -5.6 | 15 | 2.2 | 15.6 | 15 | 13.3 | 12.2 | 4.4 | 2.8 | 5.6 | 0 | 11.5 | -1.7 | 1.7 | -7.2 | 12.8 | -7.2 | 0.6 | -3.3 | -3.3 | -9.4 | 12.8 | 3.9 | 15.6 | 7.2 | 3.3 | -0.6 | 20.6 | 17.8 | 10.2 | 4.4 | 1 | 0 | 6.1 | 1.7 | 7.2 | 5.6 | 7.8 | -6.1 | 6.1 | -8.3 | 3 | 0 | 17.8 | 15 | 15 | 14.4 | 2.8 | -3.5 | 15.6 | 10.6 | 3.9 | -1.1 | 8.9 | -3.9 | 13.9 | 13.3 | 0.6 | -3.3 | 16.7 | 13.3 | 12.8 | 11.1 | 21.5 | 19.1 | 7.8 | 3.3 | 10.6 | 6.1 | 2.2 | -1.7 | 3.9 | -0.6 | 0 | -3.3 | 16.1 | 11.1 | 19.4 | 11.1 | -4.4 | -8 | 2.4 | -5.9
1 | 0 | -6.7 | -12.2 | 18.7 | 15.6 | 14.4 | 12.1 | 3.9 | -2.2 | 16.1 | -1.1 | 6 | 5 | 11.1 | 7.1 | 15.6 | 5.6 | 11.5 | 1.7 | 14.4 | -1.1 | 10.2 | 7.8 | 1.7 | 0.6 | 9.4 | 0.6 | 18 | 10 | 6.7 | 5.6 | 25 | 20.6 | 13.7 | 13.3 | 23.9 | 21.1 | 17.8 | 15.6 | 22.2 | 17.2 | 12.8 | 7.3 | 2.8 | -1.7 | 4.4 | 0 | 6.7 | 1.7 | 8.3 | -0.6 | 14.8 | 8.8 | 17.8 | 17.2 | 10.6 | 9.4 | 4.4 | 2.2 | 3 | 0 | -3.5 | -8.1 | 4 | 2.4 | -1.1 | -3.3 | 5.2 | 5.1 | 2.8 | -5.8 | -6.1 | -11.7 | 3.3 | -2.2 | 16.7 | 6.7 | 4.8 | 1.1 | 11.5 | 6.5 | 5.6 | 5 | -0.6 | -11.7 | -2.8 | -6.1 | 14.4 | 2.2 | 15.8 | 15.2 | 13.3 | 12.2 | 4.4 | 2.8 | 5.6 | 0 | 10.6 | -3.3 | -0.2 | -6.6 | 12.8 | -7.2 | 1.1 | -5 | -4.1 | -8.6 | 11.7 | 3 | 14.8 | 7.4 | 3.3 | -0.6 | 20.6 | 17.8 | 10.4 | 4.3 | 0 | -1 | 5.6 | 1.7 | 7.2 | 5.6 | 6.1 | -5.6 | 6.7 | -0.6 | 3 | 0 | 17.8 | 15 | 15 | 14.4 | 2.2 | -3.1 | 16 | 9.9 | 3.9 | -1.7 | 6.7 | -3.3 | 11.7 | 11.7 | -0.6 | -3.9 | 16.7 | 13.3 | 12.8 | 11.7 | 21.3 | 18.7 | 8.9 | 3.3 | 8.3 | 6.7 | 1.7 | -1.7 | 3.3 | -0.6 | -1.7 | -3.3 | 15 | 11.7 | 18.3 | 12.1 | -5 | -8.9 | 1.7 | -6.7
0 | 0 | -7.2 | -12.2 | 17.8 | 15.6 | 14.4 | 12.2 | 3.7 | -2.2 | 14.1 | -0.3 | 6 | 5 | 10 | 6.6 | 14.4 | 5 | 10.7 | 0.7 | 15 | -2.8 | 10.2 | 7.4 | 1.1 | 0.6 | 9.2 | 0.1 | 18 | 8 | 6.7 | 5.6 | 25 | 20.6 | 13.5 | 13.1 | 23.3 | 21.1 | 18.9 | 16.7 | 22.2 | 17.2 | 11.7 | 7.8 | 2.2 | -1.1 | 5 | -0.6 | 6.1 | 1.1 | 8.3 | 0.6 | 14.6 | 8.6 | 18.3 | 17.2 | 10 | 8.9 | 3.9 | 1.7 | 2 | 1 | -2.6 | -7.5 | 3.7 | 2.7 | -1.7 | -3.3 | 4.8 | 4.4 | 2.2 | -5.9 | -5.6 | -12.2 | 1.7 | -3.9 | 16.7 | 6.7 | 5 | 1.1 | 11.1 | 4.4 | 4.4 | 4.4 | -0.6 | -10.2 | -3.3 | -7.2 | 13.9 | 2.8 | 15.9 | 15 | 13.3 | 12.8 | 3.9 | 2.8 | 5 | -0.6 | 9.7 | -2.3 | -2 | -7.4 | 12.2 | -10 | 1.1 | -6.7 | -4.8 | -8.6 | 10.5 | 1.6 | 14.1 | 7.4 | 2.8 | -0.6 | 20.6 | 17.8 | 10.6 | 3.9 | -1 | -3 | 5 | 2.2 | 6.7 | 5.6 | 5.6 | -6.1 | 5 | 1.1 | 2 | 0 | 17.8 | 15 | 15 | 14.4 | 1.7 | -3.3 | 16.3 | 9.3 | 3.9 | -0.6 | 7.2 | -3.9 | 11.1 | 11.1 | -0.6 | -3.3 | 16.7 | 13.3 | 14.4 | 12.2 | 21.1 | 18.3 | 8.3 | 4.4 | 8.3 | 7.8 | 1.1 | -1.7 | 2.8 | -1.1 | 0.6 | -3.3 | 15.6 | 12.2 | 17.2 | 13 | -4.8 | -8.6 | 1.7 | -5.4
0 | 0 | -7.2 | -12.2 | 17.4 | 15.6 | 14.6 | 12 | 3.5 | -2.5 | 12 | 0.1 | 6 | 4 | 8.9 | 6.1 | 14.4 | 3.3 | 10 | 0 | 14.4 | -2.2 | 10.1 | 6.3 | 1.1 | 0.6 | 9.1 | -0.4 | 16 | 6 | 6.1 | 5 | 25 | 20 | 13.3 | 12.8 | 23.3 | 21.7 | 18.9 | 16.7 | 21.7 | 17.8 | 11.5 | 8 | 2.8 | -1.1 | 4.4 | -1.7 | 5 | 1.1 | 8.9 | 0.6 | 14.4 | 8.3 | 18.9 | 18.3 | 10 | 8.9 | 3.9 | 1.7 | 2 | 1 | -1.7 | -6.9 | 3.3 | 2.8 | -2.2 | -3.9 | 4.4 | 3.9 | 1.7 | -6.7 | -4.4 | -11.7 | 0.6 | -3.9 | 16.1 | 7.8 | 5.2 | 1.5 | 10.2 | 3 | 4.4 | 3.9 | -0.6 | -10.2 | -3.9 | -6.7 | 13.3 | 2.8 | 16.1 | 15 | 13.3 | 12.8 | 3.3 | 2.2 | 4.4 | 0 | 8.7 | -1.7 | -3.9 | -8.9 | 11.1 | -9.4 | -0.6 | -5.6 | -5.6 | -8.9 | 9.4 | 0.6 | 13.3 | 7.2 | 1.7 | -0.6 | 20.6 | 17.8 | 10 | 5 | 0 | -2 | 5 | 2.2 | 6.7 | 5.6 | 6.7 | -6.1 | 2.2 | 1.1 | 2 | 0 | 18.3 | 15.6 | 15 | 15 | 1.5 | -2.3 | 16.7 | 8.3 | 3.9 | -1.1 | 6.1 | -3.9 | 11.1 | 10.6 | -1.7 | -1.7 | 16.7 | 13.9 | 15.6 | 12.8 | 20.9 | 18.3 | 8.3 | 4.4 | 8.3 | 7.8 | 0 | -2.2 | 2.2 | -0.6 | 0.6 | -4.4 | 16.1 | 12.2 | 16.1 | 13.3 | -4.6 | -8.7 | 1.7 | -5.2
0 | 0 | -8.3 | -11.7 | 17.1 | 15.6 | 14.8 | 11.8 | 3.3 | -3.3 | 10 | 0 | 6 | 4 | 10.2 | 6.9 | 13.9 | 2.8 | 10.4 | 0.7 | 10.6 | -0.6 | 10 | 6.4 | 0.6 | 0 | 8.9 | -1.1 | 16 | 5 | 7.2 | 5.6 | 25 | 20 | 14.1 | 13.5 | 23.3 | 21.1 | 18.3 | 16.7 | 21.7 | 17.8 | 11.3 | 8.2 | 2.8 | -0.6 | 3.9 | -1.7 | 5 | 2.8 | 7.8 | -1.7 | 14 | 9.1 | 19.4 | 18.3 | 9.4 | 8.3 | 3.3 | 2.2 | 2 | 1 | -0.6 | -6.2 | 3.5 | 2.9 | -1.7 | -3.3 | 4.2 | 2.7 | 1.7 | -5.9 | -3.3 | -11.1 | 2.8 | -2.2 | 13.3 | 12.2 | 5.4 | 1.9 | 9.2 | 1.1 | 3.9 | 3.9 | -0.6 | -11.1 | -3.9 | -6.1 | 11.1 | 2.8 | 16.5 | 15.4 | 13.3 | 12.8 | 3.9 | 2.2 | 3.3 | 0.6 | 7.8 | -1.7 | -2.2 | -7.6 | 11.7 | -12.2 | 0 | -7.8 | -4.1 | -7.8 | 9.4 | 0.5 | 13.7 | 7.5 | 0.6 | -1.7 | 21.7 | 18.3 | 9.5 | 6.1 | -1 | -2 | 5 | 1.1 | 6.7 | 5.6 | 5 | -5.6 | 1.7 | 0.6 | 1 | 0 | 18.3 | 15.6 | 15 | 14.4 | 1.3 | -1.9 | 16.5 | 8.2 | 3.9 | -0.6 | 4.4 | -3.9 | 12.2 | 11.7 | -1.1 | -2.8 | 16.1 | 13.9 | 15 | 13.3 | 20.8 | 18.4 | 8.9 | 5 | 8.3 | 8.3 | 0.6 | -1.7 | 2.2 | -0.6 | 0.6 | -4.4 | 14.4 | 11.1 | 15.7 | 13.6 | -4.4 | -9.4 | 1.7 | -5.6
0 | 0 | -7.8 | -11.1 | 16.7 | 15.6 | 15 | 11.7 | 5 | -2.5 | 12.4 | 0.8 | 6 | 3 | 11.5 | 7.8 | 13.3 | 1.7 | 10.7 | 1.2 | 10.6 | 0.6 | 10 | 6.6 | 0.6 | 0 | 8.9 | -0.6 | 15 | 6 | 6.7 | 5.6 | 25 | 20 | 14.8 | 13.9 | 23.3 | 21.1 | 18.3 | 16.7 | 21.1 | 18.3 | 11.1 | 8.3 | 3.3 | -1.7 | 2.8 | -3.3 | 4.4 | 2.8 | 5.6 | -2.2 | 13.7 | 10 | 19.4 | 18.3 | 8.9 | 8.3 | 3.9 | 2.8 | 2 | 1 | 0.6 | -5.6 | 3.7 | 3.1 | -1.7 | -2.8 | 4.1 | 1.8 | 1.7 | -5.9 | -3.3 | -11.1 | 2.8 | -1.7 | 13.3 | 12.2 | 5.6 | 2.2 | 8.3 | -0.6 | 4.4 | 3.9 | 1.6 | -9.1 | -5 | -6.1 | 12.2 | 2.2 | 16.8 | 15.7 | 13.3 | 12.8 | 3.3 | 2.2 | 2.8 | 0.6 | 8.2 | -2.1 | -0.6 | -7 | 11.1 | -12.2 | -2.2 | -6.7 | -2.6 | -6.8 | 9.4 | 0.5 | 14 | 7.8 | 0 | -1.7 | 19.4 | 15.6 | 8.9 | 6.7 | -1 | -2 | 4.4 | 1.7 | 6.7 | 5.6 | 4.4 | -6.1 | 1.1 | 0.6 | 2 | 0 | 17.8 | 15.6 | 15 | 15 | 1.1 | -1.7 | 16.3 | 8.1 | 4.4 | 0 | 2.8 | -3.9 | 11.7 | 11.1 | -2.2 | -3.3 | 16.7 | 14.4 | 14.4 | 12.8 | 20.6 | 18.3 | 7.2 | 4.4 | 8.3 | 8.3 | 1.1 | -2.2 | 1.7 | -1.1 | 0.6 | -5 | 11.7 | 6.7 | 15.4 | 13.8 | -2.2 | -8 | 1.7 | -3
0 | -1 | -7.2 | -12.2 | 16.5 | 15.2 | 15.6 | 12.4 | 6.6 | -2 | 14.8 | 1 | 6 | 3 | 12.8 | 8.3 | 16.1 | 2.8 | 11.1 | 1.7 | 13.3 | 3.3 | 11.1 | 10 | 0.6 | 0 | 8.9 | -0.1 | 16 | 5 | 8.3 | 6.1 | 25 | 20 | 15.6 | 14.4 | 23.3 | 21.7 | 18.9 | 16.7 | 21.7 | 18.3 | 11.1 | 8.5 | 2.8 | 0 | 2.8 | -3.9 | 6.1 | 3.3 | 5.6 | -1.7 | 13.3 | 10.6 | 19.4 | 18.3 | 14.4 | 12.2 | 5.6 | 3.3 | 2 | 0 | 1.7 | -5 | 3.9 | 3.3 | -1.1 | -2.2 | 3.9 | 0.6 | 1.7 | -6.7 | -1.1 | -10 | 5 | -0.6 | 12.8 | 12.2 | 6 | 2.6 | 8.1 | -0.1 | 10 | 2.8 | 3.9 | -8.7 | -6.1 | -7.8 | 12.2 | 2.8 | 17.2 | 16.1 | 13.9 | 13.3 | 3.9 | 2.8 | 3.3 | 1.1 | 8.5 | -2.7 | 1.1 | -7.8 | 12.8 | -10 | 0.6 | -6.7 | -1.1 | -6.7 | 9.4 | 0.6 | 14.4 | 7.8 | 1.7 | -1.1 | 20 | 16.7 | 8.7 | 7 | 1 | -1 | 5 | 1.7 | 7.2 | 5 | 6.7 | -5.6 | 2.2 | 1.1 | 3 | 0 | 18.3 | 16.1 | 15.6 | 15.6 | 2 | -1.1 | 16.1 | 7.8 | 5.6 | 1.7 | 6.7 | -5 | 12.8 | 12.2 | 0.6 | -2.2 | 17.2 | 15.6 | 15 | 13.9 | 20.8 | 18.9 | 7.2 | 3.9 | 8.3 | 8.3 | 1.7 | -1.7 | 3.3 | 0 | 0.6 | -5 | 10.6 | 5 | 15 | 13.9 | 0 | -7.5 | 1.7 | -1.4
1 | -1 | -6.7 | -12.8 | 16.3 | 14.9 | 16.1 | 13.1 | 8.3 | -2.2 | 17.2 | 1.1 | 7 | 3 | 14.1 | 8.5 | 19.4 | 2.2 | 13.5 | 3 | 16.7 | 2.8 | 12.4 | 10.2 | 0 | -0.6 | 8.9 | 0 | 17 | 4 | 10.6 | 7.2 | 25.6 | 20.6 | 17.4 | 15.9 | 24.4 | 21.7 | 20 | 16.7 | 23.3 | 18.9 | 11.1 | 8.7 | 4.4 | -1.7 | 3.3 | -4.4 | 6.7 | 2.8 | 10 | -0.6 | 15 | 11.2 | 20 | 18.3 | 17.8 | 10 | 7.2 | 3.3 | 3 | 1 | 3.5 | -3.5 | 3.9 | 3.5 | 0.6 | -1.7 | 4.1 | -0.3 | 4.7 | -4.8 | 1.7 | -7.8 | 7.2 | -1.1 | 13.3 | 12.2 | 6.3 | 3.1 | 8 | 0.5 | 13.9 | 2.2 | 6.1 | -9.4 | -6.7 | -7.8 | 13.9 | 2.2 | 17.4 | 16.3 | 14.4 | 13.9 | 5.6 | 3.3 | 7.2 | 0.6 | 8.9 | -3.9 | 4.6 | -5.6 | 14.4 | -9.4 | 2.8 | -6.1 | 1.3 | -5.8 | 9.4 | 0 | 14.8 | 9 | 5.6 | 0.6 | 18.9 | 16.1 | 8.5 | 7.5 | 6 | 0 | 6.1 | 1.7 | 7.8 | 4.4 | 8.9 | -3.9 | 2.2 | -0.6 | 5 | 0 | 20.6 | 16.7 | 16.1 | 15.6 | 3 | -0.7 | 15.9 | 8.7 | 7.2 | -1.7 | 11.7 | -2.2 | 16.7 | 15 | 3.3 | -2.8 | 15.6 | 13.9 | 16.1 | 14.4 | 20.9 | 19.6 | 6.7 | 4.4 | 8.3 | 8.3 | 2.2 | -1.7 | 5 | 1.1 | 0.6 | -4.4 | 8.3 | 3.9 | 16.5 | 14 | 2.2 | -8.3 | 1.7 | 0
1 | 0 | -6.7 | -12.2 | 16.1 | 14.4 | 16.7 | 13.9 | 9.8 | -1.9 | 19.8 | 1.3 | 7 | 3 | 15.4 | 8.2 | 22.8 | 1.1 | 15.9 | 3.7 | 17.8 | 3.9 | 13.7 | 10.2 | 0 | -0.6 | 9.5 | -0.1 | 19 | 4 | 12.8 | 6.7 | 26.7 | 20.6 | 19.3 | 17.5 | 26.1 | 22.2 | 20.6 | 16.1 | 25 | 17.8 | 11.1 | 8.9 | 7.2 | -0.6 | 5 | -3.3 | 7.2 | 3.3 | 13.3 | -1.1 | 16.6 | 11.8 | 20 | 18.3 | 19.4 | 10.6 | 7.8 | 4.4 | 3 | 1 | 5.4 | -3 | 3.9 | 3.8 | 2.2 | -1.1 | 4.2 | -1 | 7.6 | -4.3 | 2.2 | -6.1 | 10 | -2.2 | 14.4 | 13.3 | 6.7 | 3.3 | 7.8 | 0.6 | 16.7 | 1.7 | 8.5 | -8 | -6.7 | -7.8 | 15.6 | 3.3 | 17.6 | 16.5 | 15 | 14.4 | 7.2 | 2.2 | 10.6 | -1.7 | 10.9 | -3.2 | 8.2 | -4.7 | 15 | -10 | 3.9 | -6.7 | 3.7 | -6.3 | 9.4 | -0.4 | 15.2 | 10.2 | 7.8 | -0.6 | 18.9 | 15.6 | 8.3 | 7.8 | 9 | 0 | 8.3 | 1.7 | 8.9 | 4.4 | 10.6 | -3.3 | 3.9 | -1.1 | 7 | 1 | 20.6 | 16.7 | 16.1 | 16.1 | 3.9 | -0.6 | 15.8 | 9.5 | 9.4 | -1.7 | 16.1 | -3.9 | 20 | 17.2 | 5.6 | -1.1 | 15 | 13.9 | 17.8 | 14.4 | 21.1 | 20 | 7.2 | 4.4 | 8.9 | 8.9 | 3.3 | -1.7 | 6.7 | 0.6 | 1.1 | -5 | 7.8 | 2.8 | 17.9 | 13.6 | 2.9 | -7.2 | 3 | 0
2 | 0 | -6.1 | -12.8 | 15.5 | 14.1 | 16.9 | 14.4 | 11.3 | -2.2 | 22.4 | 0.8 | 8 | 3 | 16.7 | 7.8 | 24.4 | 2.8 | 18.3 | 4.4 | 18.9 | 1.7 | 15 | 10 | 0 | -1.7 | 10 | -0.2 | 22 | 3 | 14.4 | 5.6 | 27.2 | 20.6 | 21.1 | 18.9 | 28.9 | 22.8 | 20.6 | 16.1 | 26.7 | 18.3 | 11.7 | 9.5 | 8.9 | -2.2 | 6.1 | -3.9 | 10 | 3.9 | 15.6 | -1.7 | 18.3 | 12.2 | 20.6 | 17.8 | 21.1 | 10 | 7.8 | 5 | 4 | 1 | 7.2 | -2.8 | 3.9 | 3.9 | 3.9 | -1.1 | 4.4 | -2.2 | 10.6 | -4.4 | 3.3 | -5.6 | 11.7 | -2.8 | 16.1 | 13.9 | 7.1 | 3.5 | 7.6 | 1.2 | 18.3 | 3.3 | 10.9 | -7.4 | -6.7 | -7.8 | 18.3 | 8.3 | 17.8 | 16.7 | 16.7 | 15 | 8.9 | 1.1 | 12.2 | -2.2 | 13 | -3.3 | 11.7 | -5 | 16.7 | -11.1 | 5.6 | -6.1 | 6.1 | -8.3 | 9.4 | -1.1 | 15.6 | 11.1 | 7.8 | -1.7 | 20 | 15.6 | 8.9 | 7.7 | 11 | 1 | 10 | 0.6 | 10 | 3.3 | 11.7 | -3.9 | 4.4 | -3.3 | 7 | 1 | 22.8 | 16.7 | 16.7 | 16.1 | 6.3 | 0 | 15.6 | 10 | 12.2 | -2.8 | 19.4 | -3.9 | 22.2 | 17.8 | 6.7 | -4.4 | 15.6 | 15 | 20.6 | 14.4 | 21.7 | 20.5 | 10 | 3.9 | 10 | 10 | 3.9 | -1.7 | 8.3 | -0.6 | 2.2 | -2.8 | 7.8 | 2.2 | 19.4 | 13.3 | 3.7 | -7.4 | 4.3 | -0.1
4 | 2 | -5.6 | -13.3 | 15 | 13.7 | 17 | 15 | 12.8 | -3.3 | 25 | 0 | 8 | 3 | 17.6 | 7.9 | 26.1 | 2.8 | 19.6 | 4.1 | 20 | 1.1 | 15.4 | 9.3 | 0.6 | -1.7 | 10.6 | -0.6 | 22 | 2 | 16.7 | 6.1 | 27.8 | 20.6 | 23.3 | 18 | 29.4 | 22.8 | 23.9 | 16.1 | 28.3 | 16.7 | 12.2 | 10 | 10.6 | -3.9 | 7.2 | -2.8 | 10.6 | 4.4 | 17.8 | -1.1 | 19.8 | 11.1 | 21.1 | 18.3 | 22.2 | 9.4 | 7.2 | 5 | 4 | 1 | 8.3 | -2.3 | 3.9 | 3.9 | 5.6 | -1.7 | 4.2 | -2.5 | 12.3 | -3.5 | 2.8 | -3.9 | 12.8 | -2.2 | 16.7 | 13.9 | 7.4 | 3.5 | 7.4 | 1.9 | 20 | 4.4 | 13.3 | -8.9 | -6.1 | -8.3 | 18.9 | 10 | 17.2 | 16.3 | 18.3 | 15 | 9.4 | 2.2 | 12.2 | -3.3 | 15 | -3.9 | 14.3 | -4.4 | 17.2 | -11.7 | 6.7 | -7.2 | 8.3 | -6.6 | 9.4 | -0.7 | 16.9 | 11.4 | 8.3 | -1.7 | 21.1 | 16.1 | 9.4 | 7.4 | 12 | 0 | 11.1 | 0 | 10 | 2.2 | 13.9 | -3.3 | 5.6 | -3.9 | 9 | 1 | 25 | 16.1 | 17.8 | 16.7 | 8.7 | -0.1 | 15.8 | 10.6 | 15.6 | -3.3 | 21.7 | -2.8 | 24.4 | 17.8 | 8.3 | -8.9 | 17.2 | 15.6 | 21.1 | 14.4 | 22.2 | 20.7 | 11.7 | 3.3 | 10.6 | 10.6 | 3.9 | -1.1 | 9.4 | -0.6 | 3.9 | -1.7 | 8.9 | 2.2 | 20.3 | 12.8 | 4.4 | -8.3 | 5.6 | -0.6
5 | 1 | -5 | -12.8 | 14.4 | 13.3 | 17.2 | 15.6 | 13.7 | -2.4 | 26.3 | -0.6 | 8 | 3 | 18.5 | 7.9 | 27.2 | 0.6 | 20.9 | 4.1 | 20.6 | 1.7 | 15.7 | 8.2 | 0 | -2.8 | 12.3 | -0.5 | 23 | 2 | 18.3 | 6.1 | 28.3 | 20 | 25.6 | 16.2 | 29.4 | 22.2 | 25.6 | 16.1 | 28.9 | 16.7 | 12.8 | 10.6 | 11.7 | -3.9 | 8.3 | -3.3 | 11.7 | 3.3 | 17.8 | 0 | 21.3 | 9.3 | 23.3 | 18.9 | 23.3 | 8.3 | 7.8 | 5 | 5 | 0 | 9.5 | -1.9 | 3.9 | 3.9 | 6.7 | -1.1 | 4.1 | -3.2 | 13.9 | -3.8 | 4.4 | -3.9 | 13.9 | -1.7 | 17.2 | 14.4 | 7.8 | 3.3 | 7.2 | 2.2 | 21.1 | 4.4 | 15 | -8.8 | -6.7 | -9.4 | 20 | 10 | 16.7 | 16.1 | 20 | 15.6 | 11.7 | 2.8 | 12.2 | -3.3 | 16.1 | -3.5 | 16.8 | -4.4 | 19.4 | -12.2 | 8.9 | -6.7 | 10.6 | -6.3 | 9.4 | -0.2 | 18.1 | 11.7 | 10.6 | -1.7 | 22.2 | 15.6 | 10 | 7.2 | 14 | 0 | 11.7 | 0 | 10 | 2.2 | 14.4 | -3.3 | 6.1 | -4.4 | 10 | 1 | 27.2 | 16.7 | 20 | 17.8 | 11.1 | -0.6 | 15.9 | 10.7 | 16.1 | -3.3 | 23.9 | -2.8 | 25.6 | 17.2 | 8.3 | -10 | 18.3 | 16.1 | 21.7 | 15 | 22.8 | 21.1 | 12.2 | 5.6 | 11.1 | 11.1 | 4.4 | 0 | 11.1 | -1.1 | 4.4 | -1.1 | 9.4 | 1.7 | 21.3 | 12.5 | 5 | -7.2 | 5.8 | -0.8
6 | 0 | -5 | -12.8 | 14.4 | 13.1 | 17 | 15.5 | 14.7 | -2 | 27.6 | -0.4 | 8 | 3 | 19.4 | 7.8 | 25 | 10 | 22.2 | 3.3 | 20.6 | 1.7 | 16.1 | 7.2 | 2.8 | -3.9 | 13.9 | -1.1 | 24 | 1 | 19.4 | 6.7 | 28.9 | 20 | 27.8 | 13.3 | 30 | 22.2 | 25 | 16.1 | 28.3 | 16.1 | 13.7 | 10.9 | 11.1 | -5 | 9.4 | -3.3 | 12.2 | 2.2 | 19.4 | 1.7 | 22.8 | 6.7 | 24.4 | 18.9 | 24.4 | 8.3 | 10 | 6.7 | 5 | 1 | 10.6 | -2.2 | 3.9 | 3.9 | 8.3 | -2.2 | 3.9 | -4.4 | 15.6 | -4.4 | 2.8 | 0 | 15 | -2.2 | 19.4 | 15 | 8.3 | 3.2 | 6.8 | 3.2 | 22.2 | 5 | 16.6 | -10.6 | -7.8 | -9.4 | 20.6 | 10.6 | 16.1 | 15.6 | 22.2 | 16.1 | 13.9 | 1.7 | 12.8 | -3.9 | 17.2 | -3.1 | 19.4 | -6.7 | 20 | -11.7 | 8.9 | -8.9 | 12.8 | -6.7 | 9.4 | 0 | 19.4 | 11.7 | 11.1 | -1.7 | 22.8 | 15.6 | 9.6 | 7.4 | 13 | 2 | 12.8 | 0 | 10 | 2.2 | 16.1 | -3.9 | 7.2 | -5 | 12 | 1 | 28.3 | 16.7 | 22.2 | 18.3 | 12.8 | 0.2 | 16.1 | 11.1 | 16.7 | -2.8 | 26.1 | -2.8 | 26.1 | 18.9 | 9.4 | -7.8 | 20 | 17.2 | 21.7 | 15.6 | 23.2 | 20.7 | 11.7 | 5 | 12.2 | 12.2 | 3.3 | -0.6 | 12.8 | -1.1 | 5 | 0 | 7.8 | 1.7 | 22.2 | 11.7 | 5.5 | -7.4 | 5.9 | -1.3
8 | 1 | -3.9 | -11.7 | 14.4 | 13 | 16.9 | 15.6 | 15.6 | -2.2 | 28.9 | -1.1 | 8 | 3 | 20.2 | 7.6 | 22.8 | 8.9 | 22.6 | 3.2 | 22.2 | 1.7 | 15.4 | 7.7 | 3.9 | -6.1 | 15.6 | -2.2 | 24 | 2 | 20 | 6.7 | 28.9 | 19.4 | 28.2 | 13.4 | 28.9 | 22.8 | 26.7 | 16.1 | 27.8 | 17.2 | 14.7 | 11.5 | 12.2 | -7.2 | 10.6 | -2.8 | 11.7 | 1.7 | 21.7 | 3.3 | 22.4 | 4.9 | 25.6 | 18.3 | 24.4 | 9.4 | 11.7 | 6.1 | 5 | 0 | 10.4 | -2 | 4.1 | 4 | 8.3 | -3.9 | 3.5 | -4.8 | 16 | -4 | 3.3 | -1.1 | 15.6 | -1.7 | 19.4 | 13.3 | 8.9 | 2.7 | 6.5 | 4.3 | 23.3 | 5.6 | 18.3 | -15.6 | -7.8 | -10.6 | 21.1 | 11.7 | 16.5 | 16.2 | 22.8 | 16.7 | 14.4 | 2.2 | 13.3 | -2.8 | 18.3 | -3.9 | 19 | -5.8 | 20 | -11.1 | 11.1 | -8.9 | 13.5 | -5.4 | 9.2 | 0.1 | 20.3 | 12.3 | 10.6 | -1.1 | 23.3 | 14.4 | 9.3 | 7.8 | 13 | 1 | 13.3 | -0.6 | 11.7 | 2.8 | 16.1 | -2.8 | 7.8 | -5.6 | 12 | 0 | 30 | 16.7 | 23.9 | 19.4 | 14.4 | 0.2 | 15.7 | 11.1 | 20 | -1.1 | 27.2 | -3.3 | 26.1 | 17.8 | 9.4 | -8.3 | 22.2 | 16.1 | 21.1 | 15.6 | 23.5 | 20.5 | 11.1 | 3.9 | 13.9 | 10.6 | 2.8 | 0 | 12.8 | 0 | 7.2 | 0 | 9.4 | 2.8 | 23.1 | 11.2 | 6.1 | -8.3 | 6.1 | -2.2
7 | -1 | -3.3 | -11.7 | 14.4 | 12.8 | 16.7 | 15.6 | 15.2 | -2.4 | 29.1 | -0.1 | 8 | 2 | 20.9 | 7.2 | 20.6 | 10 | 22.9 | 2.9 | 22.8 | 1.7 | 14.6 | 8.1 | 5 | -5 | 14.7 | -1.6 | 25 | 2 | 20.6 | 6.1 | 28.9 | 19.4 | 28.5 | 13.6 | 27.2 | 22.8 | 27.2 | 15.6 | 28.3 | 17.8 | 15.6 | 11.7 | 12.8 | -7.2 | 11.1 | -1.7 | 11.7 | 0.6 | 22.8 | 4.4 | 22.1 | 3.3 | 25.6 | 17.8 | 26.1 | 8.9 | 13.9 | 6.1 | 5 | 2 | 10.2 | -2.2 | 4.2 | 3.8 | 9.4 | -3.3 | 3.2 | -5.7 | 16.3 | -3.8 | 3.9 | -0.6 | 15.6 | -1.7 | 20 | 13.9 | 9.4 | 2.2 | 6.1 | 5 | 23.3 | 6.7 | 18.7 | -12.1 | -7.2 | -10 | 21.7 | 11.7 | 16.8 | 16.7 | 26.1 | 17.2 | 15.6 | 1.7 | 13.3 | -2.8 | 18.7 | -3.6 | 18.7 | -5.4 | 20 | -11.1 | 10.6 | -8.3 | 14.3 | -5.3 | 9.1 | 0.5 | 21.3 | 12.7 | 11.1 | -0.6 | 24.4 | 14.4 | 8.9 | 7.8 | 13 | 1 | 14.4 | -2.2 | 12.2 | 1.7 | 15 | 0 | 8.3 | -5.6 | 13 | 0 | 30.6 | 16.1 | 24.4 | 19.4 | 16.1 | 0.6 | 15.4 | 11 | 19.4 | 0.6 | 27.8 | -4.4 | 25.6 | 17.2 | 10.6 | -9.4 | 22.2 | 15 | 21.1 | 15.6 | 23.9 | 20 | 12.2 | 3.9 | 17.2 | 16.7 | 2.2 | 0 | 12.2 | -0.6 | 4.4 | 0 | 11.7 | 2.2 | 24.1 | 11.1 | 6.5 | -6 | 4.4 | -0.7
7 | 0 | -2.8 | -10.6 | 14.6 | 12.8 | 16.3 | 15.2 | 14.8 | -3.5 | 29.2 | 0.8 | 8 | 2 | 21.7 | 6.7 | 20 | 10 | 23.3 | 2.8 | 21.1 | 0 | 13.9 | 8.3 | 4.4 | -2.8 | 13.7 | -1.3 | 24 | 2 | 20.6 | 5.6 | 28.9 | 19.4 | 28.9 | 13.9 | 26.7 | 22.8 | 27.8 | 14.4 | 27.8 | 17.2 | 15.4 | 11.8 | 12.8 | -7.8 | 12.2 | -1.1 | 10.6 | 2.8 | 22.8 | 4.4 | 21.7 | 1.1 | 25.6 | 18.3 | 25.6 | 10 | 15 | 3.3 | 5 | 2 | 10 | -2.8 | 4.4 | 3.9 | 10 | -3.3 | 2.8 | -7.8 | 16.7 | -4.4 | 5.6 | -1.7 | 15.6 | -2.2 | 20 | 13.3 | 8.9 | 2 | 6.5 | 5 | 22.8 | 6.7 | 19 | -11.9 | -7.8 | -12.2 | 23.3 | 12.8 | 17.2 | 17.2 | 27.2 | 17.2 | 16.1 | 1.7 | 15 | -1.7 | 19 | -4.5 | 18.3 | -6.7 | 20 | -11.1 | 11.7 | -7.8 | 15 | -5.6 | 8.9 | 0.6 | 22.2 | 13.3 | 10.6 | -0.6 | 24.4 | 15 | 8.9 | 7.9 | 14 | 2 | 13.9 | -2.2 | 11.7 | 1.7 | 15 | -0.6 | 8.3 | -6.1 | 13 | 0 | 30 | 16.1 | 21.1 | 16.7 | 16.1 | 0.6 | 15 | 11.1 | 18.9 | 0.6 | 27.2 | -5 | 25 | 16.7 | 11.1 | -10.6 | 23.3 | 14.4 | 20.6 | 15.6 | 22.8 | 19.6 | 11.1 | 3.9 | 21.1 | 17.8 | 1.7 | -0.6 | 13.3 | -0.6 | 5.6 | 0 | 12.8 | -2.2 | 25 | 10.6 | 6.8 | -4.9 | 2.8 | 0.2
7 | -1 | -1.7 | -10 | 14.8 | 12.9 | 16 | 14.9 | 14.4 | -5 | 29.4 | 1.7 | 8 | 3 | 20.4 | 6.7 | 19.4 | 11.1 | 21.8 | 3.5 | 18.9 | -0.6 | 12.6 | 8.5 | 4.4 | -2.2 | 12.8 | -1.7 | 24 | 3 | 20.6 | 6.1 | 28.3 | 19.4 | 27.4 | 13.8 | 24.4 | 22.8 | 26.7 | 13.9 | 26.7 | 16.7 | 15.2 | 11.6 | 12.2 | -6.1 | 12.2 | -1.1 | 10 | 2.2 | 20.6 | 5.6 | 19.7 | 2.6 | 25 | 17.8 | 25 | 10 | 13.9 | 5 | 4 | 3 | 8.7 | -0.3 | 4.2 | 3.6 | 9.4 | -1.1 | 2.2 | -7.6 | 15.9 | -4.1 | 6.1 | -0.6 | 15 | -2.2 | 18.9 | 13.3 | 8.3 | 1.4 | 6.8 | 4.6 | 21.7 | 7.2 | 19.4 | -12.2 | -7.8 | -11.1 | 22.8 | 12.2 | 17.2 | 17.1 | 27.8 | 16.7 | 16.1 | 1.7 | 15.6 | -2.2 | 19.4 | -5.6 | 16.8 | -5.6 | 20 | -11.7 | 11.1 | -10 | 13.7 | -4.4 | 8.7 | 0.6 | 20.5 | 11.7 | 11.1 | -0.6 | 23.9 | 13.9 | 8.9 | 7.9 | 16 | 0 | 13.9 | -2.2 | 11.1 | 2.2 | 13.9 | -3.3 | 8.3 | -5.6 | 13 | 0 | 29.4 | 15.6 | 21.7 | 20 | 16.1 | 1 | 15.2 | 10.8 | 17.8 | 0.6 | 27.8 | -4.4 | 22.8 | 17.2 | 10.6 | -10 | 22.8 | 15.6 | 20 | 16.1 | 21.7 | 18.9 | 7.2 | 3.9 | 22.8 | 17.8 | 1.7 | -0.6 | 14.4 | -1.1 | 5 | 0 | 12.8 | -3.3 | 24.6 | 9.4 | 7.2 | -4.4 | 1.1 | 0.6
6 | -1 | -1.1 | -8.9 | 15 | 12.8 | 15.6 | 14.4 | 12.7 | -4.3 | 27.6 | 0.4 | 8 | 4 | 19.1 | 6.9 | 17.8 | 11.1 | 20.4 | 3.6 | 17.8 | 1.1 | 11.3 | 8.4 | 3.3 | -2.8 | 11.9 | -1.1 | 22 | 2 | 19.4 | 5.6 | 27.8 | 19.4 | 25.9 | 14.1 | 24.4 | 22.8 | 26.7 | 13.3 | 25 | 16.7 | 15 | 11.7 | 10.6 | -5.6 | 11.1 | -1.7 | 8.9 | 2.2 | 21.7 | 6.1 | 17.6 | 2.8 | 24.4 | 18.3 | 23.3 | 10.6 | 12.8 | 5.6 | 4 | 3 | 7.4 | 1 | 4.1 | 3.5 | 8.9 | -2.2 | 1.7 | -8.5 | 15.2 | -3.7 | 6.1 | 1.1 | 14.4 | -2.2 | 18.3 | 13.9 | 7.8 | 1.1 | 7.2 | 4.4 | 20 | 10 | 16.6 | -9 | -7.8 | -11.1 | 21.1 | 12.2 | 17.2 | 16.9 | 27.2 | 16.1 | 15.6 | 1.7 | 15.6 | -2.8 | 18.1 | -5.2 | 15.4 | -5.5 | 18.9 | -12.2 | 10 | -12.8 | 12.4 | -4.1 | 8.5 | 0.5 | 18.9 | 10.5 | 10.6 | -0.6 | 23.3 | 13.3 | 8.9 | 7.8 | 16 | 2 | 13.9 | -2.2 | 10.6 | 3.3 | 12.8 | -3.3 | 7.8 | -6.7 | 12 | -1 | 24.4 | 16.7 | 21.7 | 20.6 | 16.1 | 1.1 | 15.4 | 10.8 | 16.1 | 1.1 | 26.7 | -4.4 | 21.1 | 16.7 | 10 | -10.6 | 22.2 | 15 | 20 | 16.1 | 20.6 | 18.3 | 6.7 | 3.9 | 22.2 | 17.8 | 1.1 | -1.1 | 13.3 | -1.1 | 5 | 0 | 11.7 | -3.3 | 24.3 | 8.3 | 5.7 | -4.2 | 0.7 | 0.3
6 | 1 | -0.6 | -7.8 | 15.6 | 12.6 | 15.4 | 14.3 | 11.1 | -4.4 | 25.7 | -0.3 | 8 | 6 | 17.8 | 6.7 | 16.1 | 10.6 | 18.9 | 3.9 | 16.7 | 1.1 | 10 | 8.3 | 2.8 | -3.3 | 10.9 | -1 | 19 | 4 | 17.2 | 5.6 | 26.7 | 20 | 24.4 | 13.9 | 25 | 22.8 | 25 | 13.9 | 23.9 | 17.2 | 14.8 | 11.8 | 7.8 | -4.4 | 9.4 | -1.1 | 8.9 | 2.8 | 19.4 | 6.7 | 15.6 | 2.8 | 21.1 | 18.3 | 21.7 | 10.6 | 11.7 | 6.1 | 4 | 3 | 6.1 | 2.2 | 3.9 | 3.3 | 7.8 | -4.4 | 1.1 | -10.6 | 14.4 | -4.4 | 5 | 0.6 | 12.2 | -2.2 | 17.8 | 13.3 | 7.4 | 1 | 7.2 | 4.5 | 17.2 | 11.7 | 13.9 | -8.9 | -8.3 | -11.7 | 17.8 | 12.2 | 17.2 | 16.7 | 23.9 | 15.6 | 15 | 1.7 | 14.4 | -0.6 | 16.9 | -6.1 | 13.9 | -6.7 | 18.9 | -13.3 | 8.3 | -11.1 | 11.1 | -4.4 | 8.3 | 0.6 | 17.2 | 8.9 | 9.4 | -1.7 | 22.2 | 14.4 | 8.9 | 7.9 | 12 | 2 | 12.2 | -4.4 | 8.9 | 3.9 | 11.7 | -2.2 | 6.7 | -6.1 | 9 | 1 | 21.7 | 15.6 | 21.7 | 14.4 | 14.8 | 1 | 15.6 | 10.6 | 14.4 | 0.6 | 22.8 | -2.8 | 20.6 | 16.7 | 8.3 | -7.8 | 19.4 | 15.6 | 18.9 | 16.7 | 20 | 17.4 | 6.1 | 3.3 | 20.6 | 17.2 | 0.6 | -1.7 | 12.8 | -3.9 | 3.9 | 0 | 10.6 | -1.7 | 23.9 | 7.2 | 4.3 | -4.8 | 0.4 | 0.2
3 | 0 | -1.7 | -9.4 | 16.1 | 12.3 | 15.2 | 14.1 | 9.4 | -5.6 | 23.9 | -1.7 | 7 | 5 | 16.3 | 7.3 | 16.1 | 10 | 16.7 | 5.1 | 16.7 | 0 | 9.6 | 8.2 | 1.7 | -3.3 | 10 | -1.1 | 17 | 4 | 15 | 6.7 | 26.1 | 20 | 22.7 | 15.6 | 23.9 | 22.2 | 22.2 | 13.9 | 22.2 | 17.8 | 14.6 | 12.1 | 6.7 | -5.6 | 8.3 | -0.6 | 8.3 | 1.7 | 17.8 | 7.2 | 14.1 | 3.3 | 20 | 18.9 | 19.4 | 12.2 | 10.6 | 6.7 | 4 | 3 | 5.9 | 2.5 | 3.7 | 3.3 | 5 | -3.9 | -0.2 | -7.9 | 11.3 | -3.2 | 4.4 | 0.6 | 5 | -2.8 | 17.2 | 13.9 | 7.1 | 0.7 | 7.2 | 4.5 | 16.7 | 11.7 | 11.1 | -10 | -8.9 | -12.2 | 15.6 | 13.3 | 17.4 | 16.8 | 22.8 | 15.6 | 9.4 | 2.8 | 11.7 | -0.6 | 15.6 | -7.2 | 13.7 | -5.8 | 15.6 | -12.8 | 6.7 | -9.4 | 10.5 | -3.2 | 8.3 | 0.5 | 15.5 | 8.3 | 8.3 | -1.7 | 19.4 | 13.3 | 8.9 | 7.9 | 9 | 1 | 8.3 | 1.7 | 8.3 | 3.9 | 10.6 | -2.8 | 6.1 | -6.1 | 6 | 1 | 20 | 15 | 21.7 | 15 | 13.5 | 0.8 | 14.7 | 9.7 | 13.9 | -1.1 | 19.4 | -2.8 | 19.4 | 16.1 | 8.3 | -8.3 | 18.9 | 15.6 | 19.4 | 16.1 | 19.5 | 16.6 | 7.2 | 2.8 | 20.6 | 17.2 | 0 | -2.2 | 12.2 | -4.4 | 3.3 | 0 | 9.4 | -0.6 | 21.7 | 8.3 | 2.8 | -6.1 | 0 | 0
2 | 0 | -2.2 | -10.6 | 16.7 | 11.7 | 15 | 13.9 | 8.9 | -4.4 | 22 | -0.6 | 7 | 5 | 14.8 | 7.6 | 16.1 | 9.4 | 14.4 | 5.5 | 15 | 0.6 | 9.3 | 8.4 | 0.6 | -4.4 | 9.4 | -0.9 | 19 | 2 | 12.2 | 6.7 | 25.6 | 20.6 | 21.1 | 16.5 | 23.3 | 21.7 | 20.6 | 14.4 | 22.8 | 18.3 | 14.4 | 12.2 | 6.1 | -6.7 | 7.2 | 0 | 7.2 | 1.1 | 15 | 6.7 | 12.6 | 3 | 20 | 18.9 | 18.9 | 11.7 | 9.4 | 7.2 | 4 | 3 | 5.8 | 3.1 | 3.5 | 3.4 | 5.6 | -4.4 | -1.5 | -7.1 | 8.1 | -3.3 | 3.3 | 0.6 | 7.2 | -2.2 | 17.2 | 13.9 | 6.7 | 0.6 | 7.2 | 4.4 | 17.8 | 9.4 | 10.9 | -8.4 | -8.9 | -12.2 | 15 | 13.3 | 17.6 | 16.6 | 22.8 | 16.1 | 6.7 | 2.2 | 10.6 | 0.6 | 14.8 | -6.5 | 13.5 | -5.4 | 13.3 | -12.2 | 6.7 | -10 | 10 | -2.6 | 8.3 | 0.5 | 13.9 | 7.5 | 6.7 | 0 | 18.9 | 12.8 | 8.9 | 7.8 | 7 | 1 | 8.3 | 0.6 | 7.2 | 3.3 | 10 | -1.1 | 6.1 | -6.1 | 7 | 1 | 19.4 | 15.6 | 21.1 | 16.7 | 12.2 | 0.6 | 13.7 | 8.8 | 13.3 | -1.1 | 17.8 | -2.8 | 18.9 | 16.7 | 7.2 | -7.8 | 15 | 12.8 | 18.9 | 16.7 | 18.9 | 15.6 | 6.1 | 2.8 | 19.4 | 16.7 | -0.6 | -2.2 | 11.1 | -6.1 | 3.3 | 0 | 9.4 | -1.7 | 19.4 | 8.8 | 1.5 | -5.4 | 0 | 0
0 | -1 | -2.8 | -10.6 | 16.9 | 11.2 | 15 | 13.9 | 8.3 | -4.6 | 20.2 | 0.6 | 7 | 6 | 13.3 | 7.8 | 14.4 | 10 | 12.2 | 5.6 | 16.1 | -2.8 | 8.9 | 8.3 | -0.6 | -5.6 | 8.9 | -0.8 | 18 | 3 | 12.8 | 7.2 | 25.6 | 20.6 | 19.4 | 17.2 | 23.3 | 21.7 | 19.4 | 14.4 | 22.8 | 17.2 | 14.4 | 12.5 | 4.4 | -7.8 | 7.2 | -0.6 | 6.7 | 0.6 | 13.9 | 7.2 | 11.1 | 2.8 | 20 | 18.9 | 17.2 | 11.1 | 8.9 | 7.2 | 4 | 3 | 5.6 | 3.3 | 3.3 | 3.3 | 3.9 | -3.9 | -2.8 | -7.2 | 5 | -4.4 | 3.3 | 0.6 | 2.8 | -2.2 | 17.2 | 13.9 | 6.5 | 0.4 | 7 | 5.3 | 17.2 | 10 | 10.8 | -8 | -9.4 | -12.2 | 14.4 | 12.8 | 17.8 | 16.7 | 23.3 | 16.1 | 6.1 | 2.2 | 8.9 | 1.1 | 14.1 | -6 | 13.3 | -6.7 | 15 | -10 | 6.1 | -10.6 | 9.4 | -2.2 | 8.3 | 0.6 | 12.2 | 6.7 | 5.6 | 0 | 17.2 | 11.1 | 8.9 | 7.9 | 7 | 1 | 7.2 | 1.1 | 6.1 | 3.3 | 9.4 | -0.6 | 2.8 | -5.6 | 4 | 1 | 19.4 | 15.6 | 21.1 | 17.2 | 11.8 | 0.8 | 12.8 | 7.8 | 12.8 | -1.7 | 16.7 | -2.8 | 18.9 | 16.1 | 7.2 | -7.8 | 15.6 | 12.2 | 18.9 | 17.2 | 18.7 | 15.4 | 5.6 | 2.2 | 17.2 | 16.1 | 0 | -2.2 | 10.6 | -5.6 | 2.2 | 0 | 8.9 | -1.7 | 17.2 | 8.9 | 0.2 | -5.7 | 0 | 0
0 | -1 | -2.8 | -10.6 | 17 | 10.2 | 15 | 13.9 | 7.8 | -5 | 18.3 | 1.1 | 8 | 6 | 13.5 | 8.6 | 15.6 | 11.1 | 11.1 | 5.7 | 13.3 | 0.6 | 8.6 | 8.2 | 0 | -5 | 8.3 | -1.1 | 18 | 2 | 12.2 | 7.2 | 25 | 20.6 | 19.2 | 17.4 | 23.3 | 21.7 | 17.8 | 14.4 | 22.8 | 16.7 | 14.4 | 12.6 | 5.6 | -7.8 | 6.1 | -0.6 | 5.6 | 0 | 15 | 6.7 | 10.5 | 2.6 | 20 | 18.9 | 16.7 | 10.6 | 8.9 | 7.8 | 4 | 3 | 5 | 3.3 | 3.1 | 3.1 | 2.2 | -0.6 | -3.2 | -7 | 5 | -3.8 | 3.3 | 0 | 3.9 | -1.7 | 16.7 | 13.9 | 6.3 | 0.2 | 6.9 | 6 | 16.7 | 10.6 | 10.6 | -8.9 | -9.4 | -12.2 | 13.3 | 12.8 | 17.6 | 16.5 | 20 | 12.8 | 5 | 1.1 | 7.2 | 1.1 | 13.3 | -6.7 | 11.8 | -4.6 | 13.9 | -10.6 | 5.6 | -9.4 | 8.5 | -1.7 | 8.1 | 0.6 | 11.7 | 6.9 | 5 | -0.6 | 16.7 | 9.4 | 8.9 | 7.9 | 6 | 0 | 6.1 | 1.1 | 6.1 | 4.4 | 9.4 | 0 | 3.3 | -5 | 5 | 1 | 19.4 | 15.6 | 21.1 | 17.8 | 11.5 | 0.9 | 12.8 | 8.1 | 11.7 | -1.1 | 16.1 | -3.3 | 17.2 | 15.6 | 6.7 | -7.8 | 15 | 12.8 | 18.9 | 17.2 | 18.5 | 15.2 | 6.1 | 2.2 | 17.2 | 15.6 | -0.6 | -2.2 | 8.3 | -4.4 | 2.2 | 0 | 8.3 | -2.8 | 16.3 | 8.8 | -1.1 | -6.7 | 0 | 0
0 | -1 | -2.8 | -11.1 | 17.2 | 9.4 | 15 | 13.9 | 7.4 | -4.4 | 16.6 | 1.5 | 8 | 6 | 13.7 | 9.4 | 14.4 | 10.6 | 10 | 5.8 | 13.9 | -0.6 | 8.1 | 8.1 | -2.2 | -5 | 8.5 | -1.4 | 17 | 2 | 11.1 | 7.8 | 25 | 20 | 19.1 | 17.6 | 23.3 | 21.1 | 19.4 | 14.4 | 22.8 | 16.7 | 14.4 | 12.8 | 3.9 | -7.8 | 5 | 0 | 5.6 | 0 | 15.6 | 6.7 | 10 | 2.6 | 19.4 | 18.3 | 15.6 | 11.1 | 10 | 8.3 | 4 | 3 | 4.5 | 3.2 | 3 | 3 | 1.1 | -1.7 | -3.5 | -7.3 | 5 | -3.8 | 2.8 | 0 | 4.4 | -2.2 | 16.7 | 13.9 | 6.1 | 0 | 6.7 | 6.7 | 16.1 | 10 | 9.3 | -7.8 | -9.4 | -12.2 | 11.1 | 11.1 | 17.4 | 16.3 | 16.1 | 12.8 | 4.4 | 0.6 | 6.1 | 2.2 | 12.4 | -6.3 | 10.4 | -4.2 | 13.3 | -10 | 4.4 | -8.3 | 7.6 | -1.7 | 8 | 0.5 | 11.1 | 6.7 | 4.4 | -1.1 | 13.9 | 8.3 | 8.9 | 7.8 | 4 | 1 | 5.6 | 1.7 | 6.1 | 3.9 | 8.9 | 0.6 | 1.7 | -4.4 | 4 | 1 | 20 | 15.6 | 21.1 | 18.3 | 11.1 | 1.1 | 12.8 | 8.1 | 13.3 | -0.6 | 15 | -3.3 | 16.7 | 15.6 | 6.7 | -8.3 | 15 | 12.8 | 19.4 | 17.2 | 18.3 | 15 | 5.6 | 2.8 | 16.1 | 15.6 | -0.6 | -2.2 | 8.9 | -5 | 2.2 | 0.6 | 8.3 | -2.8 | 15.3 | 8.6 | -1.7 | -5.9 | 0 | 0
0 | -1 | -3.3 | -11.7 | 16.8 | 9.8 | 14.6 | 13.7 | 7.1 | -4.1 | 15 | 2.2 | 7 | 6 | 13.9 | 10 | 14.4 | 11.1 | 8.9 | 5.6 | 12.2 | 0.6 | 8 | 7.9 | -1.7 | -5.6 | 8.7 | -2.3 | 16 | 2 | 10.6 | 8.9 | 25 | 21.1 | 18.9 | 17.8 | 21.7 | 20.6 | 18.9 | 13.9 | 21.7 | 17.2 | 12.2 | 10.6 | 4.4 | -8.3 | 3.9 | 0 | 4.4 | -0.6 | 14.4 | 6.1 | 9.4 | 2.2 | 19.4 | 18.9 | 15.6 | 11.1 | 10 | 8.9 | 3 | 2 | 3.9 | 2.7 | 2.8 | 2.8 | 1.1 | -2.2 | -3.9 | -8.3 | 5 | -4.4 | 2.8 | 0.6 | -1.1 | -3.9 | 16.7 | 14.4 | 5.7 | -0.1 | 6.7 | 6.7 | 16.1 | 10 | 8 | -8.4 | -9.4 | -11.1 | 11.1 | 11.1 | 17.2 | 16.1 | 16.7 | 13.3 | 4.4 | 1.1 | 5.6 | 2.8 | 11.5 | -6.1 | 8.9 | -4.4 | 13.3 | -10 | 5 | -8.3 | 6.7 | -1.7 | 7.8 | 0.6 | 10.6 | 6.7 | 3.9 | -0.6 | 12.2 | 10 | 8.9 | 8 | 5 | 1 | 3.9 | 0 | 6.7 | 4.4 | 8.3 | 0.6 | 0.6 | -4.4 | 2 | 0 | 20 | 15.6 | 21.1 | 17.8 | 10.5 | 1.1 | 12.8 | 8.3 | 13.9 | -1.1 | 14.4 | -3.9 | 16.7 | 15.6 | 5 | -7.8 | 13.9 | 12.2 | 18.9 | 17.2 | 18.3 | 14.8 | 5.6 | 2.2 | 15.6 | 15 | -0.6 | -2.8 | 8.3 | -5 | 1.7 | 0 | 7.8 | -2.2 | 14.4 | 8.3 | -2.2 | -5.7 | 0 | 0
-1 | -2 | -5 | -11.1 | 16.5 | 10.4 | 14.3 | 13.7 | 6.7 | -5 | 13.3 | 2.2 | 7 | 6 | 13.5 | 10.5 | 13.3 | 10 | 8.5 | 5.4 | 11.7 | 1.1 | 7.8 | 7.8 | -3.3 | -5.6 | 8.9 | -3.3 | 15 | 2 | 10 | 8.9 | 25 | 21.1 | 18.7 | 17.4 | 21.7 | 20 | 18.9 | 13.9 | 21.7 | 16.7 | 10 | 8.3 | 3.3 | -7.8 | 3.9 | -0.6 | 3.3 | -1.7 | 13.3 | 6.1 | 9 | 2.3 | 18.9 | 18.3 | 11.7 | 11.1 | 10 | 8.9 | 3 | 2 | 3.2 | 2.6 | 2.8 | 2.8 | 0.6 | -2.2 | -4.5 | -7.8 | 7 | -3.6 | 2.2 | 0 | 0 | -3.3 | 17.2 | 15 | 5.4 | -0.2 | 6.7 | 6.7 | 15 | 10.6 | 6.7 | -10 | -9.4 | -12.2 | 11.1 | 11.1 | 17 | 13.9 | 17.8 | 13.3 | 2.2 | 0.6 | 5 | 2.2 | 10.6 | -7.2 | 9.6 | -4.5 | 12.2 | -10 | 4.4 | -7.8 | 5.4 | -1.3 | 7.8 | 0.5 | 10.4 | 6.9 | 2.2 | -1.7 | 11.7 | 9.4 | 8.9 | 8.2 | 3 | 0 | 2.2 | -0.6 | 6.1 | 2.8 | 7.8 | 1.7 | 1.1 | -4.4 | 2 | 0 | 18.9 | 15.6 | 21.1 | 17.8 | 10 | 1.1 | 13.3 | 7.6 | 14.4 | -1.1 | 14.4 | -3.3 | 16.1 | 15 | 5.6 | -8.3 | 13.3 | 12.2 | 18.3 | 17.2 | 18.3 | 14.6 | 5.6 | 1.7 | 15 | 13.9 | -0.6 | -2.8 | 7.2 | -3.3 | 2.2 | 0 | 7.8 | -2.2 | 14.6 | 9 | -2.8 | -6.1 | 0 | 0
0 | -1 | -5.6 | -11.1 | 16.1 | 10.6 | 13.9 | 13.3 | 4.5 | -3.8 | 12.6 | 2.2 | 7 | 6 | 13.2 | 10.9 | 13.3 | 10.6 | 8.2 | 5.3 | 11.1 | 1.1 | 7.6 | 7.6 | -4.4 | -6.7 | 8.5 | -2.7 | 14 | 2 | 9.4 | 8.9 | 24.4 | 21.1 | 18.5 | 17 | 21.7 | 20 | 18.3 | 14.4 | 22.2 | 16.7 | 7.8 | 6.1 | 2.8 | -6.7 | 2.2 | -0.6 | 2.8 | -1.7 | 12.2 | 5.6 | 8.7 | 2.7 | 19.4 | 18.9 | 11.7 | 11.1 | 10.6 | 9.4 | 3 | 2 | 2.4 | 2.4 | 2.8 | 2.8 | 0.6 | -2.2 | -5 | -7.9 | 9.1 | -3.3 | 1.7 | -1.1 | -0.6 | -3.3 | 17.8 | 15 | 5 | -0.6 | 6.7 | 6.7 | 15 | 10.6 | 6.5 | -8.4 | -10 | -13.3 | 10.6 | 10.6 | 16.9 | 11.6 | 16.7 | 13.3 | 1.7 | 0 | 5.6 | 1.7 | 9.5 | -6.4 | 10.4 | -5.7 | 10.6 | -9.4 | 3.9 | -7.8 | 4.1 | -1.3 | 7.8 | 0.5 | 10.2 | 7.1 | 2.8 | -1.1 | 10 | 6.1 | 8.9 | 8.3 | 2 | 0 | 2.2 | 0 | 5 | 3.3 | 7.8 | 1.7 | -0.6 | -4.4 | 2 | 0 | 19.4 | 15.6 | 20.6 | 17.8 | 9.4 | 1.1 | 13.9 | 6.5 | 14.4 | 0 | 13.3 | -3.3 | 14.4 | 14.4 | 3.3 | -7.2 | 13.9 | 11.7 | 18.9 | 17.2 | 18.3 | 14.4 | 5 | 1.1 | 15 | 13.3 | -0.6 | -2.8 | 5.6 | -2.2 | 2.2 | 0 | 7.8 | -2.2 | 14.8 | 9.4 | -1.1 | -5.7 | 0.2 | -0.2
-1 | -2 | -5.6 | -11.7 | 16.1 | 11.3 | 13.3 | 13 | 2.2 | -3.6 | 11.8 | 2.3 | 6 | 4 | 12.8 | 11.1 | 13.3 | 10.6 | 7.8 | 5 | 10.6 | 0.6 | 7.3 | 7.3 | -3.9 | -6.7 | 8.2 | -2.4 | 13 | 3 | 9.4 | 9.4 | 24.4 | 21.1 | 18.3 | 16.7 | 20.6 | 19.4 | 17.8 | 14.4 | 22.2 | 16.7 | 6.7 | 4.7 | 0 | -6.7 | 2.2 | -0.6 | 1.7 | -2.8 | 11.1 | 5.6 | 8.3 | 2.8 | 19.4 | 18.9 | 11.1 | 11.1 | 10 | 9.4 | 2 | 2 | 1.7 | 1.7 | 2.8 | 2.8 | 0.6 | -2.2 | -5.6 | -8.3 | 11.1 | -4.4 | 1.1 | -3.3 | 0.6 | -2.8 | 17.8 | 15.6 | 4.8 | -0.3 | 6.7 | 6.1 | 13.3 | 11.1 | 6.3 | -8.5 | -10 | -12.8 | 10 | 10 | 16.7 | 8.9 | 16.7 | 13.3 | 1.7 | -0.6 | 4.4 | 1.7 | 8.3 | -6.2 | 11.1 | -7.8 | 8.9 | -11.1 | 2.8 | -5.6 | 2.8 | -1.7 | 7.8 | 0.6 | 10 | 7.2 | 1.1 | -1.7 | 9.4 | 6.1 | 8.5 | 7.9 | 2 | 0 | 2.8 | 0.6 | 5.6 | 3.9 | 7.8 | 1.7 | -1.1 | -4.4 | 1 | -1 | 18.9 | 15.6 | 19.4 | 18.3 | 8.9 | 1.3 | 14.4 | 5.6 | 13.9 | 1.1 | 15 | -3.9 | 13.9 | 13.9 | 2.2 | -7.2 | 12.8 | 11.7 | 18.3 | 17.2 | 17.8 | 13.9 | 5.6 | 1.7 | 15.6 | 13.3 | -1.1 | -3.3 | 4.4 | -1.7 | 0 | -1.1 | 7.8 | -2.2 | 15 | 10 | 0.5 | -6 | 0.4 | -0.3
0 | -2 | -6.1 | -12.2 | 16.1 | 11.7 | 12.8 | 12.7 | 0 | -4.4 | 11.1 | 2.2 | 6 | 4 | 12.8 | 11.2 | 12.2 | 10 | 8.7 | 5.8 | 10 | -1.1 | 7.1 | 7.1 | -6.1 | -8.9 | 7.8 | -2.8 | 12 | 3 | 10 | 10 | 24.4 | 21.1 | 18.5 | 17 | 20 | 18.9 | 17.8 | 15 | 22.2 | 17.2 | 5.5 | 3 | -0.6 | -6.7 | 2.2 | -0.6 | 1.7 | -3.3 | 10 | 5 | 7.8 | 3.3 | 20 | 19.4 | 11.7 | 11.7 | 10 | 9.4 | 2 | 1 | 2.6 | 2.3 | 3.2 | 3.1 | 0.6 | -2.2 | -5.4 | -7.8 | 10.7 | -3.7 | 0.6 | -3.3 | -1.7 | -3.9 | 16.1 | 13.3 | 4.6 | -0.5 | 6.7 | 5.7 | 12.2 | 11.1 | 6.1 | -9.4 | -10.6 | -14.4 | 10 | 10 | 15.9 | 8.4 | 16.1 | 13.3 | 1.7 | -0.6 | 4.4 | 0.6 | 7.2 | -7.2 | 11.1 | -5.5 | 8.9 | -10.6 | 3.3 | -6.7 | 3.5 | -0.8 | 7.6 | 0.5 | 10.2 | 7.5 | 2.2 | -1.1 | 9.4 | 6.1 | 8.2 | 7.6 | 1 | -1 | 2.8 | 0.6 | 5 | 3.9 | 7.8 | 1.1 | -2.8 | -5 | 0 | -2 | 18.9 | 15.6 | 19.4 | 18.3 | 8.3 | 1.7 | 14.4 | 7 | 15.6 | 1.1 | 12.2 | -0.6 | 15 | 15 | 2.8 | -7.8 | 12.8 | 11.1 | 18.9 | 17.8 | 17.2 | 13.2 | 5 | 1.7 | 16.7 | 12.8 | -1.1 | -3.3 | 5 | -3.3 | 1.7 | 0 | 7.8 | -2.2 | 15.9 | 10.7 | 2.2 | -7.8 | 0.6 | -0.6
0 | -1 | -6.1 | -12.8 | 16.1 | 12.2 | 12.2 | 12.2 | 2.6 | -3.1 | 12.8 | 2.4 | 6 | 4 | 12.8 | 11.2 | 12.8 | 10 | 9.7 | 6.6 | 8.9 | 2.2 | 7 | 7 | -3.3 | -6.7 | 8.2 | -1.6 | 12 | 3 | 10 | 10 | 24.4 | 21.1 | 18.7 | 17.4 | 20 | 19.4 | 18.3 | 15.6 | 20.6 | 16.7 | 4.4 | 1.7 | -1.1 | -6.7 | 2.2 | 0 | 1.1 | -3.3 | 10 | 5 | 7.2 | 3.6 | 20.6 | 20 | 11.1 | 11.1 | 10 | 9.4 | 1 | 1 | 3.5 | 2.4 | 3.5 | 3.1 | 1.7 | -1.1 | -5.2 | -7.6 | 10.4 | -3.2 | 0.6 | -2.2 | -0.6 | -3.3 | 15 | 12.8 | 4.4 | -0.6 | 6.7 | 5 | 13.9 | 12.2 | 7.2 | -7.5 | -11.7 | -13.3 | 9.4 | 9.4 | 15.2 | 7.8 | 16.1 | 13.9 | 1.1 | -0.6 | 4.4 | 2.2 | 8.9 | -5.8 | 11.1 | -4.8 | 10.6 | -10 | 2.2 | -3.3 | 4.3 | -0.1 | 7.4 | 0.6 | 10.4 | 7.7 | 2.8 | -1.1 | 9.4 | 6.1 | 7.8 | 7.2 | 1 | 0 | 2.8 | 1.1 | 4.4 | 3.9 | 7.8 | 0.6 | -2.2 | -5 | 1 | -1 | 16.7 | 15 | 19.4 | 18.9 | 7.8 | 1.7 | 14.4 | 8.6 | 15.6 | 2.2 | 7.8 | -0.6 | 15.6 | 15 | 2.8 | -7.8 | 10.6 | 9.4 | 18.9 | 17.8 | 16.7 | 12.8 | 4.4 | 1.1 | 18.3 | 12.8 | -1.1 | -3.9 | 3.9 | -2.8 | 1.7 | 0 | 7.8 | -2.8 | 16.9 | 11.6 | 3.9 | -6.4 | 1 | -0.7
0 | -1 | -5.6 | -13.3 | 16.3 | 12.9 | 13.5 | 13.1 | 5.2 | -2.5 | 14.4 | 2.3 | 8 | 6 | 12.8 | 11.1 | 15 | 11.1 | 10.6 | 7.2 | 13.3 | 8.3 | 7.8 | 7.2 | -1.7 | -5.6 | 8.5 | -0.9 | 13 | 3 | 12.2 | 12.2 | 24.4 | 21.1 | 18.9 | 17.8 | 20.6 | 20 | 17.8 | 16.1 | 21.7 | 17.2 | 3.9 | 0.7 | -1.1 | -6.1 | 5 | 0.6 | 2.2 | -3.3 | 10.6 | 5 | 6.7 | 3.9 | 21.1 | 20 | 15 | 14.4 | 10 | 10 | 2 | 1 | 4.4 | 2.8 | 3.9 | 3.3 | 2.8 | -0.6 | -5 | -7.8 | 10 | -3.9 | 1.1 | -3.3 | 3.9 | 0 | 12.2 | 8.9 | 5 | -0.2 | 6.5 | 4.7 | 15 | 12.8 | 8.3 | -6.6 | -11.7 | -15.6 | 9.4 | 9.4 | 14.4 | 7.2 | 16.7 | 14.4 | 2.8 | 0.6 | 5.6 | 0.6 | 10.5 | -4.9 | 11.1 | -4.4 | 12.8 | -8.9 | 3.9 | -5 | 5 | 0.6 | 7.2 | 0.6 | 10.6 | 7.8 | 1.7 | -1.1 | 9.4 | 6.1 | 8.9 | 7 | 4 | 2 | 3.3 | 1.1 | 5.6 | 3.3 | 8.3 | -0.6 | -0.6 | -3.9 | 3 | 0 | 18.9 | 15.6 | 20 | 18.9 | 9.8 | 3.5 | 14.4 | 10 | 15.6 | 3.3 | 7.2 | 0 | 15.6 | 15 | 5 | -7.8 | 11.7 | 11.1 | 18.9 | 17.8 | 16.7 | 12.3 | 5 | 2.2 | 16.1 | 12.8 | -1.1 | -3.9 | 6.7 | -1.7 | 2.8 | 0.6 | 8.3 | -3.9 | 17.8 | 12.2 | 5.5 | -5.9 | 1.3 | -1.1
1 | 0 | -5 | -13.3 | 16.5 | 13.4 | 14.8 | 13.7 | 7.8 | -2.8 | 16.1 | 2.2 | 9 | 7 | 13.5 | 10.9 | 17.8 | 8.3 | 13.5 | 8.2 | 15 | 8.3 | 9.8 | 7.6 | 0 | -6.7 | 8.9 | -0.6 | 16 | 4 | 15 | 13.3 | 25.6 | 21.1 | 20 | 17.8 | 21.1 | 20 | 18.9 | 16.7 | 22.8 | 17.2 | 3.3 | -0.1 | 1.1 | -5.6 | 6.1 | -1.7 | 4.4 | -2.2 | 14.4 | 5 | 6.7 | 4.2 | 21.7 | 20.6 | 20 | 14.4 | 10 | 10 | 3 | 2 | 6.5 | 2.6 | 4.5 | 3.9 | 5 | 0 | -3 | -7.3 | 13.1 | -1.4 | 1.7 | -4.4 | 7.8 | 0.6 | 10.6 | 7.2 | 5.5 | 0.2 | 6.3 | 4.3 | 15.6 | 13.9 | 9.4 | -6.7 | -11.1 | -15 | 10 | 10 | 14.8 | 6.9 | 17.8 | 15 | 6.7 | 2.8 | 9.4 | -0.6 | 12.2 | -5 | 11.5 | -3 | 14.4 | -9.4 | 5 | -6.7 | 7 | 0.9 | 8.1 | 0.3 | 14.8 | 9.6 | 5.6 | -1.1 | 9.4 | 6.1 | 10 | 6.7 | 8 | 2 | 5 | 1.1 | 6.7 | 3.9 | 8.3 | -1.7 | 3.9 | -1.7 | 7 | 0 | 20.6 | 16.1 | 20 | 18.9 | 11.9 | 5.6 | 14.4 | 10.8 | 15.6 | 4.4 | 7.2 | 0 | 19.4 | 17.8 | 7.2 | -7.8 | 15 | 12.2 | 15 | 13.9 | 16.7 | 12.1 | 6.7 | 2.8 | 17.2 | 13.3 | -1.1 | -3.9 | 9.4 | -1.7 | 4.4 | 0.6 | 9.4 | -4.4 | 19.5 | 13.7 | 7.2 | -6.7 | 1.7 | -1.7
3 | 0 | -4.4 | -13.3 | 16.7 | 13.9 | 16.1 | 14.4 | 9.3 | -2.6 | 20.4 | 2.7 | 10 | 7 | 14.3 | 10.6 | 20 | 8.3 | 16.5 | 8.5 | 16.7 | 8.9 | 11.9 | 8 | 1.7 | -6.1 | 9.1 | 0 | 17 | 3 | 18.9 | 12.8 | 26.7 | 20.6 | 21.1 | 17.9 | 21.7 | 20 | 20.6 | 16.1 | 22.8 | 19.4 | 2.8 | -1.1 | 3.9 | -5 | 7.2 | -2.8 | 7.8 | -1.7 | 15.6 | 4.4 | 6.7 | 4.4 | 22.8 | 20 | 22.2 | 11.7 | 11.7 | 11.1 | 4 | 2 | 8.5 | 1.9 | 5 | 4.4 | 7.8 | 0 | -0.9 | -7.3 | 16.3 | 0 | 2.8 | -4.4 | 12.2 | 1.1 | 8.9 | 5 | 6.1 | 0.6 | 6.1 | 3.9 | 17.2 | 15 | 12.6 | -5.2 | -10.6 | -14.4 | 12.8 | 12.2 | 15.2 | 6.3 | 20 | 14.4 | 12.2 | 2.2 | 12.8 | -1.7 | 13.3 | -5.6 | 11.8 | -2.5 | 16.7 | -8.3 | 6.1 | -6.1 | 9.1 | 0.8 | 9.1 | 0 | 19.1 | 11.2 | 6.7 | -2.8 | 10 | 6.1 | 11.1 | 6.1 | 13 | 2 | 6.7 | 2.2 | 7.8 | 5 | 8.9 | -1.7 | 7.2 | -2.8 | 9 | 0 | 23.3 | 16.7 | 20.6 | 18.9 | 13.9 | 7.2 | 14.4 | 11.9 | 16.1 | 6.1 | 8.3 | 0 | 23.3 | 17.8 | 10.6 | -8.9 | 16.1 | 12.2 | 15 | 13.9 | 16.7 | 11.7 | 9.4 | 2.8 | 18.3 | 11.7 | 0 | -3.9 | 11.1 | 0 | 7.2 | 0.6 | 10 | -5.6 | 21.1 | 14.8 | 8.9 | -5.1 | 2.6 | -1.4
4 | 1 | -2.2 | -12.8 | 16.7 | 14.6 | 17.2 | 14.5 | 10.7 | -3.3 | 24.6 | 2.1 | 10 | 7 | 15 | 10 | 20 | 11.7 | 19.4 | 8.3 | 18.9 | 4.4 | 13.9 | 7.8 | 3.3 | -5.6 | 9.2 | 0.6 | 19 | 3 | 22.2 | 8.3 | 27.2 | 20.6 | 22.2 | 17.8 | 23.9 | 20 | 21.1 | 15.6 | 25 | 17.2 | 3.7 | -0.9 | 5.6 | -5.6 | 8.3 | -2.2 | 9.4 | -2.2 | 17.2 | 5 | 6.7 | 4.4 | 24.4 | 20 | 24.4 | 9.4 | 12.8 | 11.1 | 7 | 2 | 10.6 | 0.6 | 5.6 | 5 | 8.3 | 0 | 1.1 | -9.4 | 19.4 | 1.7 | 4.4 | -5.6 | 16.1 | 2.2 | 8.3 | 3.9 | 6.7 | 0.8 | 7 | 4.3 | 16.7 | 15.6 | 15.7 | -5.8 | -8.9 | -13.3 | 17.2 | 13.3 | 15.6 | 5.6 | 21.7 | 13.9 | 16.1 | 2.2 | 15 | -1.1 | 14.5 | -7.3 | 12.2 | -2.2 | 17.2 | -8.3 | 8.3 | -5.6 | 11.1 | 0.6 | 10 | -0.6 | 23.3 | 11.7 | 7.2 | -3.3 | 10 | 7.2 | 12.2 | 6.1 | 14 | 1 | 8.3 | 2.2 | 9.4 | 4.4 | 7.8 | 0.6 | 9.4 | -5 | 11 | -1 | 25.6 | 17.2 | 16.7 | 14.4 | 15.7 | 8.2 | 14.4 | 12.8 | 16.7 | 7.2 | 11.1 | 0 | 25 | 17.2 | 13.3 | -8.9 | 18.3 | 13.9 | 15 | 13.9 | 16.7 | 11.9 | 11.7 | 5 | 18.3 | 11.1 | 1.1 | -3.9 | 13.3 | 0 | 8.9 | -0.6 | 11.7 | -7.8 | 22.8 | 16.1 | 10.5 | -4.9 | 3.5 | -1.3
4 | -1 | -0.6 | -10 | 16.7 | 15.1 | 18.3 | 14.4 | 12.2 | -5 | 28.9 | -0.6 | 11 | 6 | 16.5 | 10.2 | 20.6 | 12.2 | 20.5 | 8.5 | 21.1 | 5 | 14.5 | 8.3 | 3.9 | -6.7 | 9.4 | 1.1 | 19 | 2 | 23.9 | 6.7 | 27.8 | 20 | 22.9 | 17.8 | 25.6 | 20 | 22.8 | 16.1 | 25.6 | 17.2 | 4.7 | -1.2 | 6.7 | -5.6 | 8.9 | -2.8 | 11.1 | -1.1 | 18.9 | 6.1 | 7.1 | 4.9 | 25 | 20 | 25.6 | 12.8 | 12.8 | 11.1 | 7 | 1 | 10.2 | 0 | 5.8 | 5.2 | 10.6 | 1.1 | 2.2 | -7.8 | 21.1 | 3.3 | 5.6 | -7.2 | 17.2 | 1.1 | 10 | 2.8 | 7.2 | 0.6 | 8 | 4.8 | 17.2 | 17.2 | 18.9 | -7.2 | -7.8 | -13.3 | 17.8 | 12.2 | 15.6 | 5 | 22.2 | 13.3 | 19.4 | 2.2 | 17.2 | -0.6 | 15.6 | -11.1 | 12.9 | -1.6 | 17.8 | -8.9 | 10.6 | -6.1 | 11.5 | 1.2 | 11.3 | -0.7 | 24.1 | 10.8 | 8.3 | -1.7 | 11.7 | 8.3 | 13.3 | 6 | 14 | 0 | 11.7 | 2.8 | 12.2 | 5.6 | 7.8 | 1.1 | 11.1 | -6.1 | 11 | 0 | 27.2 | 17.2 | 17.2 | 12.8 | 17.6 | 9.3 | 14.6 | 13 | 15.6 | 8.3 | 12.8 | 0 | 25.6 | 17.2 | 15 | -8.9 | 21.1 | 14.4 | 15 | 13.9 | 16.7 | 12.1 | 11.7 | 4.4 | 18.3 | 10 | 1.7 | -3.9 | 14.4 | 0 | 10 | 1.1 | 12.8 | -7.8 | 24.5 | 15.7 | 12.2 | -5 | 4.4 | -1.7
4 | -1 | 1.1 | -11.1 | 16.7 | 15.6 | 19.4 | 14.4 | 12.8 | -3.8 | 30 | -0.3 | 11 | 7 | 17.9 | 10.3 | 19.4 | 10 | 21.7 | 9 | 21.1 | 5.6 | 15 | 8.7 | 3.9 | -6.1 | 10 | 1.1 | 21 | 1 | 23.9 | 6.7 | 28.3 | 20 | 23.7 | 17.7 | 26.1 | 20 | 25 | 16.1 | 28.3 | 16.1 | 5.6 | -1.7 | 7.8 | -6.1 | 10.6 | -1.1 | 12.2 | 0 | 18.9 | 6.7 | 7.4 | 5.2 | 26.1 | 20 | 26.1 | 11.7 | 13.9 | 12.8 | 9 | 2 | 9.8 | -0.3 | 5.9 | 5.3 | 12.8 | 1.7 | 3.3 | -7.7 | 22.7 | 4.3 | 5.6 | -6.1 | 18.9 | 1.7 | 11.1 | 2.8 | 7.8 | 0.6 | 8.9 | 5 | 17.8 | 17.2 | 20.2 | -7.2 | -6.1 | -15 | 20 | 12.8 | 15.6 | 4.4 | 23.9 | 13.3 | 22.2 | 1.7 | 19.4 | 0 | 16.3 | -10.8 | 13.7 | -1 | 18.3 | -9.4 | 11.1 | -6.7 | 11.8 | 2 | 12.6 | -0.9 | 24.8 | 9.2 | 8.9 | -2.8 | 13.3 | 8.9 | 14.4 | 5.6 | 16 | 1 | 13.3 | 3.3 | 15 | 4.4 | 7.2 | 1.1 | 12.2 | -6.1 | 12 | 0 | 28.9 | 17.8 | 17.8 | 12.8 | 19.4 | 10 | 14.8 | 13.2 | 15 | 11.1 | 14.4 | 0 | 26.7 | 18.3 | 15.6 | -8.9 | 22.8 | 13.3 | 16.1 | 14.4 | 16.7 | 12.2 | 12.2 | 5 | 18.9 | 8.9 | 1.1 | -3.9 | 15.6 | 0.6 | 11.1 | 1.7 | 13.9 | -7.2 | 26.1 | 14.6 | 12.9 | -3.8 | 5 | -1.3
5 | -3 | 2.8 | -12.8 | 17.2 | 15.9 | 19.8 | 14.4 | 13.3 | -3.8 | 31.1 | 0.5 | 11 | 6 | 19.4 | 10 | 18.9 | 11.7 | 22.8 | 8.9 | 21.7 | 5.6 | 15.6 | 8.9 | 5 | -5.6 | 10.5 | 1.1 | 22 | 2 | 24.4 | 6.1 | 28.3 | 20 | 24.4 | 17.8 | 27.8 | 20.6 | 27.2 | 15 | 28.3 | 15.6 | 5.8 | -1.4 | 8.3 | -7.2 | 11.1 | -1.7 | 12.8 | -1.1 | 21.1 | 7.2 | 7.8 | 5.6 | 26.7 | 19.4 | 26.7 | 10.6 | 15 | 13.3 | 9 | 2 | 9.4 | -1.1 | 6.1 | 5.6 | 14.4 | 5.6 | 4.4 | -8.3 | 24.4 | 5.6 | 5.6 | -5.6 | 20 | 2.8 | 11.7 | 1.7 | 9.5 | 1.2 | 9.5 | 5.3 | 16.1 | 16.1 | 21.5 | -8.1 | -5.6 | -13.9 | 20.6 | 11.7 | 15.6 | 3.3 | 22.2 | 13.9 | 24.4 | 0.6 | 20.6 | 1.1 | 17.1 | -13.2 | 14.4 | -1.1 | 18.9 | -8.9 | 13.9 | -5.6 | 12.2 | 2.8 | 13.9 | -1.7 | 25.6 | 7.8 | 10 | -2.2 | 16.1 | 10 | 15.3 | 5.8 | 17 | 0 | 16.1 | 2.2 | 16.7 | 4.4 | 7.2 | 1.1 | 13.3 | -6.7 | 13 | 0 | 29.4 | 17.8 | 18.9 | 11.7 | 20 | 10.5 | 15 | 13.3 | 13.9 | 11.7 | 17.2 | 0 | 27.2 | 17.8 | 16.7 | -8.3 | 25 | 12.8 | 19.4 | 15.6 | 17.2 | 12.1 | 12.8 | 5 | 19.4 | 8.9 | 1.1 | -3.3 | 17.8 | 1.1 | 12.2 | 1.7 | 13.9 | -6.7 | 27.8 | 13.3 | 13.7 | -3.5 | 5.5 | -1.4
5 | -2 | 3.3 | -12.8 | 17.8 | 16.3 | 20.2 | 14.8 | 13.9 | -3.9 | 32.2 | 0 | 11 | 7 | 18.9 | 10.2 | 19.4 | 12.2 | 23.2 | 8.9 | 21.7 | 11.1 | 15 | 9 | 5 | -4.4 | 11.1 | 1.1 | 19 | 8 | 23.9 | 5.6 | 28.3 | 20 | 24 | 18 | 28.3 | 20.6 | 27.2 | 13.9 | 27.2 | 16.1 | 5.9 | -1.5 | 8.9 | -7.2 | 11.1 | -1.1 | 13.9 | -0.6 | 21.1 | 7.2 | 8.3 | 5.4 | 26.7 | 19.4 | 26.1 | 11.7 | 15.6 | 12.8 | 10 | 3 | 10.3 | -1 | 6.1 | 5.5 | 15.6 | 6.7 | 5.2 | -6.8 | 25.2 | 5.9 | 5 | -4.4 | 21.1 | 3.3 | 13.9 | -0.6 | 11.1 | 1.6 | 10 | 5.4 | 15.6 | 15.6 | 22.8 | -10.6 | -5.6 | -10.6 | 23.3 | 11.7 | 15.2 | 3.7 | 24.4 | 13.3 | 25 | -1.7 | 21.7 | 1.7 | 17.8 | -17.2 | 15 | -1.7 | 19.4 | -9.4 | 16.1 | -5 | 12.6 | 2.7 | 14.5 | -1.8 | 24.8 | 10 | 10.6 | -3.3 | 16.7 | 11.1 | 16.3 | 5.9 | 18 | 0 | 20 | -1.1 | 17.2 | 5 | 6.7 | 6.1 | 15 | -6.7 | 14 | 0 | 30.6 | 16.7 | 19.4 | 9.4 | 20.5 | 10.3 | 15.2 | 13.3 | 13.9 | 12.2 | 19.4 | 0 | 27.2 | 17.8 | 18.3 | -8.9 | 25.6 | 12.2 | 21.1 | 15 | 17.8 | 12.3 | 12.8 | 3.9 | 20 | 9.4 | 2.8 | -3.3 | 18.9 | 1.7 | 12.8 | 0 | 12.8 | -7.2 | 27.6 | 13.6 | 14.4 | -3.3 | 6.1 | -1.7
7 | -1 | 3.9 | -12.2 | 18.3 | 16.7 | 20.6 | 15 | 13.5 | -3.3 | 32 | 0.1 | 12 | 7 | 18.3 | 10.2 | 18.3 | 10 | 23.5 | 9.2 | 17.8 | 10.6 | 14.5 | 9.1 | 5.6 | -6.1 | 10.9 | 1.2 | 19 | 10 | 23.9 | 6.1 | 28.3 | 20 | 23.7 | 18.6 | 27.8 | 20 | 27.8 | 12.8 | 28.3 | 15.6 | 6.1 | -1.7 | 8.9 | -7.8 | 11.7 | -1.1 | 15 | -0.6 | 21.1 | 7.2 | 8.9 | 5.3 | 26.7 | 19.4 | 26.7 | 11.1 | 12.8 | 12.8 | 11 | 4 | 11.3 | -1.3 | 6.1 | 5.5 | 16.1 | 5 | 5.9 | -6.5 | 25.9 | 6 | 3.9 | -4.4 | 22.2 | 2.8 | 14.4 | 0 | 12.8 | 1.7 | 10.6 | 5.6 | 15.6 | 15.6 | 22.6 | -7.3 | -4.4 | -10.6 | 20 | 12.2 | 14.8 | 3.6 | 23.9 | 12.2 | 25.6 | -1.1 | 22.2 | 1.1 | 17.4 | -14.1 | 15.5 | -3.5 | 20 | -8.9 | 16.1 | -6.7 | 12.9 | 2.7 | 15 | -1.7 | 24.1 | 12.1 | 10.6 | -4.4 | 17.8 | 12.8 | 17.2 | 6.1 | 19 | 0 | 20 | -1.1 | 16.7 | 5 | 6.1 | 5.6 | 15.6 | -7.8 | 14 | 0 | 31.7 | 15.6 | 19.4 | 8.3 | 21.1 | 10.6 | 15.4 | 12.9 | 13.9 | 12.2 | 20.6 | 0 | 26.7 | 17.8 | 19.4 | -5 | 26.1 | 12.8 | 22.8 | 14.4 | 18.3 | 12.2 | 11.7 | 3.3 | 21.7 | 9.4 | 2.8 | -3.9 | 18.9 | 1.7 | 12.8 | -1.7 | 12.8 | -6.7 | 27.4 | 13.8 | 14 | -1.4 | 6.3 | -1.8
6 | -2 | 4.4 | -12.8 | 18.5 | 16.9 | 20.4 | 14.6 | 13.2 | -3.5 | 31.9 | -0.9 | 11 | 7 | 17.8 | 10 | 17.8 | 10.6 | 23.9 | 8.9 | 16.1 | 10.6 | 13.9 | 8.9 | 6.1 | -8.3 | 10.8 | 1.1 | 19 | 10 | 23.3 | 5 | 28.3 | 20 | 23.3 | 18.9 | 27.8 | 20 | 28.3 | 13.9 | 28.3 | 15.6 | 6.5 | -1.7 | 10 | -7.8 | 12.2 | -1.7 | 15.6 | -1.7 | 21.1 | 7.2 | 9.4 | 5 | 26.1 | 19.4 | 25.6 | 10 | 12.2 | 12.2 | 10 | 6 | 12.2 | -1.7 | 6.1 | 5.6 | 16.7 | 5.6 | 6.7 | -6.7 | 26.7 | 6.1 | 4.4 | -4.4 | 22.8 | 3.3 | 15 | 0 | 13.2 | 2.1 | 10.8 | 5.6 | 16.1 | 15.6 | 22.4 | -6.5 | -4.4 | -11.1 | 19.4 | 15.6 | 14.4 | 3.9 | 24.4 | 13.3 | 25.6 | -2.2 | 22.2 | 1.1 | 17.1 | -12.1 | 16.1 | -5.6 | 20.6 | -8.9 | 16.1 | -8.3 | 13.3 | 2.8 | 15.6 | -2.8 | 23.3 | 13.3 | 11.1 | -4.4 | 18.9 | 13.9 | 17.4 | 6 | 19 | -1 | 19.4 | -0.6 | 16.7 | 5 | 6.1 | 5.6 | 16.7 | -8.3 | 13 | 0 | 31.7 | 15.6 | 18.9 | 7.2 | 19.4 | 11 | 15.6 | 12.8 | 13.9 | 11.1 | 21.7 | 0 | 25.6 | 17.8 | 18.9 | -5.6 | 26.7 | 12.2 | 23.9 | 14.4 | 18.1 | 11.9 | 13.3 | 4.4 | 21.7 | 10 | 3.3 | -4.4 | 18.3 | 2.2 | 13.3 | -1.1 | 12.2 | -6.1 | 27.2 | 13.9 | 13.7 | 0.3 | 6.5 | -2.3
6 | -5 | 5 | -15 | 18.7 | 17 | 20.2 | 13.9 | 12.8 | -3.9 | 31.7 | -1.1 | 11 | 7 | 17.2 | 10.4 | 17.2 | 11.1 | 21.7 | 9.3 | 15.6 | 8.3 | 12.6 | 8.9 | 6.1 | -7.2 | 10.6 | 1.1 | 19 | 11 | 22.8 | 6.1 | 28.3 | 19.4 | 22.4 | 19 | 27.8 | 20 | 27.8 | 15 | 26.7 | 16.1 | 6.8 | -1.9 | 10 | -7.2 | 12.2 | -1.7 | 14.4 | -2.8 | 19.4 | 7.8 | 9.4 | 5 | 25.6 | 19.4 | 24.4 | 11.1 | 11.7 | 11.7 | 11 | 4 | 11.3 | -1.9 | 5.9 | 5.5 | 16.1 | 5.6 | 5.9 | -6.5 | 25.4 | 7.1 | 3.9 | -3.9 | 21.7 | 3.3 | 13.3 | -1.7 | 13.5 | 2.4 | 10.9 | 5.7 | 16.1 | 15.6 | 22.2 | -5.6 | -4.4 | -11.1 | 17.8 | 15.6 | 13.9 | 5 | 25 | 13.3 | 23.9 | -2.8 | 21.7 | 1.1 | 16.7 | -13.3 | 14.1 | -4.1 | 21.1 | -8.9 | 16.7 | -8.9 | 12.8 | 3.2 | 15.2 | -2.4 | 20 | 13.3 | 11.1 | -2.8 | 19.4 | 14.4 | 17.6 | 5.9 | 17 | 2 | 17.8 | -1.7 | 16.1 | 5 | 6.7 | 5.6 | 17.2 | -8.3 | 13 | 0 | 31.1 | 13.9 | 18.9 | 6.7 | 17.8 | 11.2 | 15.6 | 13.1 | 13.9 | 11.7 | 21.1 | 0 | 24.4 | 17.2 | 20 | -5 | 26.7 | 11.1 | 24.4 | 13.9 | 18 | 11.8 | 12.2 | 3.9 | 20.6 | 10 | 3.9 | -5 | 20 | 1.7 | 11.7 | -0.6 | 11.1 | -6.7 | 25.9 | 13.1 | 13.3 | 1.7 | 6.7 | -3.3
5 | -3 | 5 | -12.2 | 18.9 | 17.2 | 20 | 13.3 | 11.1 | -3.3 | 30 | -1.2 | 11 | 7 | 16.7 | 10.6 | 16.7 | 11.1 | 19.4 | 9.3 | 15 | 5 | 11.3 | 8.6 | 3.9 | -3.3 | 9.5 | 2.6 | 18 | 10 | 21.7 | 8.3 | 27.8 | 19.4 | 21.5 | 18.9 | 26.7 | 19.4 | 26.7 | 15 | 25.6 | 16.7 | 7.2 | -2.2 | 10 | -7.2 | 11.1 | -1.7 | 13.3 | -3.3 | 18.3 | 7.8 | 9.4 | 5 | 23.9 | 19.4 | 22.8 | 9.4 | 12.2 | 12.2 | 10 | 5 | 10.3 | -2.4 | 5.8 | 5.7 | 12.8 | 7.2 | 5.2 | -7.1 | 24.1 | 7.3 | 3.9 | -3.9 | 21.7 | 3.3 | 12.8 | -0.6 | 13.9 | 2.8 | 11.1 | 5.6 | 16.7 | 15 | 19.6 | -3.5 | -4.4 | -11.1 | 16.1 | 15.6 | 13.3 | 6 | 23.9 | 13.3 | 22.8 | -2.8 | 21.1 | 1.7 | 15.2 | -11.6 | 12 | -3.3 | 20 | -10.6 | 15 | -7.8 | 12.2 | 3.2 | 14.8 | -2.3 | 16.6 | 12.4 | 9.4 | -3.3 | 18.9 | 14.4 | 17.8 | 5.6 | 16 | 3 | 17.8 | -4.4 | 15.6 | 3.9 | 6.7 | 6.1 | 16.1 | -7.8 | 12 | 0 | 30 | 13.3 | 17.2 | 6.1 | 16.1 | 11.1 | 15.6 | 13.7 | 12.8 | 11.1 | 19.4 | 0 | 23.3 | 17.2 | 19.4 | -7.8 | 26.1 | 12.2 | 23.3 | 13.3 | 17.8 | 11.7 | 11.7 | 3.3 | 19.4 | 10 | 3.3 | -5 | 18.9 | 1.1 | 10.6 | 1.7 | 10 | -4.4 | 24.6 | 11.9 | 11.3 | 0.1 | 5.2 | -2.7
5 | -1 | 3.3 | -13.3 | 18.5 | 17 | 17.8 | 13.3 | 9.5 | -3 | 28.4 | -0.6 | 10 | 7 | 16.1 | 10.6 | 15.6 | 11.7 | 17.2 | 8.9 | 15 | 1.1 | 10 | 8.3 | 2.8 | -4.4 | 8.3 | 3.8 | 16 | 11 | 19.4 | 9.4 | 26.7 | 20 | 20.6 | 18.9 | 25 | 18.9 | 25 | 14.4 | 23.9 | 17.2 | 6.1 | -2 | 7.8 | -6.7 | 8.9 | -1.1 | 11.7 | -5 | 17.2 | 8.3 | 9.4 | 5 | 22.8 | 19.4 | 20.6 | 9.4 | 12.2 | 12.2 | 9 | 5 | 9.4 | -3.3 | 5.6 | 5.6 | 12.2 | 7.8 | 4.4 | -8.9 | 22.8 | 7.8 | 2.8 | -5 | 17.8 | 3.9 | 11.7 | 0 | 12.8 | 3.2 | 9.6 | 5.6 | 15.6 | 14.4 | 17 | -3.3 | -7.2 | -11.7 | 15.6 | 15.6 | 12.8 | 6.7 | 22.8 | 12.8 | 21.1 | -1.1 | 20 | 2.2 | 13.7 | -11.9 | 10 | -3.9 | 18.9 | -10 | 13.9 | -8.3 | 11.7 | 3.3 | 14.4 | -2.8 | 13.3 | 11.1 | 8.3 | -3.3 | 19.4 | 15 | 15.6 | 6.1 | 13 | 0 | 16.1 | -0.6 | 15 | 3.9 | 6.7 | 6.1 | 15.6 | -7.8 | 8 | 0 | 23.9 | 17.8 | 15.6 | 6.1 | 15.5 | 11.3 | 15.6 | 13.9 | 12.2 | 11.1 | 17.8 | 0 | 21.7 | 17.2 | 15 | -9.4 | 23.3 | 12.2 | 18.9 | 15.6 | 17.2 | 11.5 | 9.4 | 4.4 | 17.8 | 8.9 | 2.8 | -4.4 | 17.2 | 2.2 | 10 | 1.7 | 8.9 | -4.4 | 23.3 | 11.1 | 9.2 | -1.1 | 3.7 | -2.8
2 | -2 | 2.2 | -13.3 | 18.2 | 16.9 | 15.5 | 12.8 | 7.8 | -3.9 | 26.7 | -1.1 | 9 | 7 | 15.9 | 10.9 | 15.6 | 11.1 | 15.2 | 8 | 12.2 | 6.1 | 9.4 | 8 | 2.8 | -4.4 | 7.2 | 4.4 | 14 | 12 | 17.8 | 10 | 26.1 | 20 | 20.2 | 18.2 | 23.9 | 18.9 | 22.2 | 15 | 23.3 | 16.7 | 5 | -1.9 | 6.1 | -6.7 | 8.3 | -0.6 | 8.3 | -3.9 | 15.6 | 7.8 | 9 | 5 | 22.2 | 20 | 18.9 | 12.2 | 11.7 | 11.7 | 8 | 6 | 8.3 | -2.9 | 5.8 | 5.8 | 11.7 | 7.2 | 2.7 | -6.4 | 22.4 | 8.2 | 1.7 | -6.1 | 16.1 | 3.3 | 10 | 0.6 | 11.7 | 3.2 | 8.2 | 5.3 | 13.9 | 13.3 | 14.4 | -3.3 | -9.4 | -13.9 | 15.6 | 15.6 | 13 | 7.9 | 20.6 | 13.9 | 18.3 | -2.8 | 17.8 | 2.2 | 12.2 | -13.9 | 7.8 | -3.8 | 18.3 | -8.3 | 11.1 | -5 | 10.8 | 4.3 | 13.9 | -2.2 | 12.6 | 9.1 | 6.7 | -3.3 | 17.8 | 14.4 | 13.3 | 6 | 12 | -1 | 11.7 | 1.7 | 13.9 | 5 | 7.2 | 6.7 | 13.9 | -6.7 | 8 | 0 | 20.6 | 17.8 | 13.3 | 5 | 15 | 11.6 | 14.8 | 13.4 | 12.2 | 11.1 | 16.7 | 0 | 20.6 | 17.8 | 13.3 | -7.8 | 21.1 | 12.8 | 17.2 | 15 | 16.7 | 11.2 | 7.8 | 3.9 | 17.2 | 8.9 | 2.2 | -3.9 | 14.4 | 2.2 | 9.4 | 2.2 | 6.7 | -4.4 | 21.5 | 8.4 | 7.2 | -2.8 | 2.2 | -3.3
1 | -1 | 1.1 | -13.3 | 17.8 | 16.7 | 13.3 | 12.2 | 7.2 | -3.7 | 25.6 | 0.3 | 9 | 6 | 15.8 | 11 | 15 | 11.7 | 13.1 | 6.7 | 11.1 | 8.3 | 8.9 | 8 | 0 | -3.9 | 5.7 | 3.2 | 14 | 12 | 16.1 | 10.6 | 26.1 | 20 | 19.8 | 17.4 | 23.3 | 18.9 | 20 | 13.9 | 23.9 | 16.7 | 3.9 | -2.2 | 3.3 | -6.7 | 7.8 | 0 | 7.2 | -3.9 | 13.3 | 7.2 | 8.7 | 5.1 | 20 | 18.3 | 18.3 | 14.4 | 11.7 | 11.7 | 8 | 6 | 7.2 | -2.7 | 5.9 | 5.9 | 11.7 | 7.2 | 1.1 | -5.3 | 22.1 | 8.3 | 0.6 | -6.7 | 15 | 2.8 | 8.9 | 1.1 | 10.6 | 3.3 | 6.7 | 5 | 13.3 | 13.3 | 14.8 | -2.7 | -10 | -13.3 | 14.4 | 14.4 | 13.1 | 8.6 | 19.4 | 13.9 | 14.4 | -0.6 | 16.1 | 2.8 | 10.5 | -12.1 | 5.5 | -4.6 | 16.7 | -8.3 | 10.6 | -3.3 | 9.8 | 4.6 | 13.3 | -1.6 | 11.8 | 6.9 | 6.1 | -2.2 | 17.8 | 14.4 | 11.1 | 5.6 | 12 | -1 | 10.6 | 1.1 | 13.9 | 4.4 | 7.8 | 6.7 | 12.8 | -6.1 | 8 | 1 | 20 | 17.8 | 12.2 | 3.9 | 14.4 | 11.7 | 14.1 | 12.9 | 12.2 | 11.7 | 13.3 | 0 | 20 | 17.2 | 11.7 | -6.7 | 20.6 | 12.2 | 16.7 | 14.4 | 16.1 | 11.1 | 7.2 | 3.9 | 16.7 | 8.3 | 2.2 | -3.9 | 15 | 2.2 | 8.3 | 2.2 | 6.1 | -5 | 19.6 | 5.7 | 6.8 | -2.8 | 2 | -3.1
0 | -1 | 0.6 | -13.3 | 17.8 | 16.7 | 13.1 | 12.2 | 6.7 | -3.9 | 24.4 | 1.3 | 9 | 6 | 15.6 | 11.1 | 15.6 | 11.1 | 11.1 | 5.6 | 10.6 | 8.3 | 8.3 | 7.8 | 0.6 | -3.9 | 4.3 | 1.8 | 14 | 11 | 16.1 | 10.6 | 26.1 | 20 | 19.4 | 16.7 | 22.8 | 18.9 | 20.6 | 13.9 | 23.3 | 16.7 | 2.4 | -2.2 | 3.3 | -6.7 | 6.7 | 0 | 6.1 | -3.3 | 11.1 | 6.1 | 8.3 | 5 | 18.9 | 16.7 | 17.2 | 15 | 11.7 | 11.7 | 7 | 5 | 6.1 | -3.3 | 6.1 | 6.1 | 11.1 | 8.3 | -0.6 | -5.6 | 21.7 | 8.3 | -0.6 | -7.2 | 13.3 | 2.8 | 8.9 | 0 | 10 | 3.3 | 6.1 | 5.1 | 11.7 | 11.7 | 15.2 | -2 | -10 | -13.3 | 15 | 15 | 13.3 | 9.4 | 18.9 | 13.9 | 15 | 0.6 | 15 | 2.2 | 8.9 | -12 | 3.3 | -6.1 | 16.7 | -8.3 | 11.1 | -4.4 | 8.9 | 5 | 12.8 | -1.7 | 11.1 | 4.4 | 5 | -1.7 | 17.8 | 15 | 10.4 | 5.8 | 8 | 3 | 10 | 0.6 | 12.8 | 6.1 | 7.8 | 6.7 | 12.2 | -5 | 6 | 0 | 20 | 17.8 | 10.6 | 2.8 | 14.4 | 11.9 | 13.3 | 12.2 | 11.1 | 10 | 12.2 | 10.6 | 19.4 | 17.2 | 10.6 | -6.7 | 18.9 | 12.2 | 15.6 | 14.4 | 15.5 | 11.1 | 6.1 | 2.8 | 15.6 | 8.3 | 1.7 | -3.3 | 15.6 | -0.6 | 6.7 | 2.2 | 5.6 | -5.6 | 17.8 | 2.8 | 6.5 | -3 | 1.9 | -3.2
0 | -1 | -0.6 | -12.8 | 17.8 | 16.7 | 13 | 12.4 | 6.1 | -5 | 23.3 | 2.2 | 9 | 6 | 15.6 | 11.6 | 15 | 11.7 | 10.9 | 5.5 | 10 | 7.8 | 8.1 | 7.2 | 0.6 | -4.4 | 2.8 | 0.6 | 16 | 9 | 16.1 | 10.6 | 25.6 | 20 | 19 | 16.6 | 22.2 | 18.3 | 18.9 | 13.9 | 22.8 | 17.2 | 0.9 | -2.7 | 2.2 | -6.1 | 4.4 | -0.6 | 5 | -3.9 | 9.4 | 6.1 | 8.1 | 5.1 | 20 | 15.6 | 16.1 | 15 | 11.7 | 11.7 | 7 | 4 | 5.5 | -3.1 | 6.1 | 6.1 | 10 | 7.8 | -1.1 | -4.4 | 21.7 | 9.3 | -1.7 | -6.7 | 12.2 | 2.8 | 7.8 | 0.6 | 9.5 | 3.5 | 5.6 | 5 | 11.1 | 11.1 | 15.6 | -2.2 | -11.1 | -13.9 | 14.4 | 14.4 | 14.1 | 10.2 | 18.3 | 13.9 | 13.3 | 5.6 | 13.9 | 2.2 | 7.2 | -13.9 | 2.8 | -5.2 | 16.1 | -8.3 | 10.6 | -2.8 | 8.5 | 6.1 | 11.9 | -1.1 | 9.8 | 3.3 | 3.9 | -1.1 | 17.2 | 14.4 | 9.6 | 5.6 | 9 | 1 | 9.4 | 0 | 11.1 | 8.3 | 7.8 | 7.2 | 11.1 | -4.4 | 4 | -1 | 20.6 | 17.8 | 9.4 | 2.8 | 14.4 | 12.1 | 13.7 | 12.3 | 10.6 | 9.4 | 12.2 | 9.4 | 18.9 | 16.7 | 10 | -7.2 | 16.7 | 12.8 | 14.4 | 13.3 | 15 | 11 | 5.6 | 2.8 | 16.1 | 8.3 | 2.2 | -2.8 | 13.9 | -0.6 | 5.6 | 1.7 | 5 | -5.6 | 15.6 | 3.4 | 6.1 | -3.9 | 1.7 | -3.9
0 | -2 | -1.7 | -12.2 | 17.8 | 16.7 | 12.8 | 12.2 | 5.4 | -3.7 | 23.5 | 2.9 | 9 | 6 | 15.6 | 12 | 15 | 12.8 | 10.8 | 5.4 | 10 | 7.2 | 7.8 | 6.3 | 0 | -4.4 | 2.8 | 0.7 | 13 | 8 | 14.4 | 10 | 25 | 20.6 | 18.7 | 16.7 | 21.1 | 18.3 | 18.9 | 14.4 | 22.8 | 17.2 | -0.6 | -3.3 | 2.8 | -5.6 | 3.3 | -1.1 | 2.8 | -2.8 | 8.3 | 5.6 | 8 | 5.1 | 20 | 13.9 | 15.6 | 15 | 12.2 | 11.7 | 6 | 4 | 5 | -3.1 | 6.1 | 6.1 | 9.4 | 7.8 | -1.7 | -4.1 | 21.7 | 9.6 | -1.7 | -6.7 | 11.7 | 2.8 | 6.1 | 1.1 | 8.9 | 3.3 | 5 | 5 | 12.8 | 12.8 | 14.8 | -1.1 | -12.2 | -15 | 13.3 | 13.3 | 14.8 | 10.6 | 18.3 | 13.9 | 11.1 | 4.4 | 13.3 | 1.7 | 6.1 | -11.1 | 2.2 | -5 | 13.9 | -8.3 | 10 | -2.2 | 8.2 | 7 | 10.9 | -1 | 8.5 | 2.3 | 2.2 | -1.7 | 17.8 | 15 | 8.9 | 5.6 | 7 | 2 | 7.8 | 1.1 | 10.6 | 7.8 | 7.8 | 6.7 | 12.8 | -1.7 | 4 | -1 | 20 | 17.8 | 8.3 | 2.2 | 14.4 | 12.2 | 14 | 12.1 | 10 | 8.3 | 11.7 | 10 | 18.3 | 16.7 | 8.3 | -7.2 | 17.8 | 12.2 | 14.4 | 13.3 | 14.4 | 11.1 | 5 | 2.2 | 15.6 | 7.8 | 1.1 | -1.7 | 12.2 | 1.7 | 5.6 | 1.1 | 3.3 | -5.6 | 13.3 | 3.7 | 5.7 | -3.5 | 1.5 | -3.9
-1 | -2 | -1.7 | -13.3 | 18 | 16.9 | 12.6 | 12.2 | 4.6 | -3.2 | 23.7 | 3.1 | 9 | 6 | 15.6 | 12.2 | 15 | 11.1 | 10.6 | 5 | 9.4 | 6.7 | 7.7 | 6 | -1.1 | -4.4 | 2.8 | 1 | 12 | 6 | 13.3 | 10.6 | 25 | 20.6 | 18.3 | 16.7 | 20.6 | 18.3 | 17.2 | 14.4 | 22.8 | 17.2 | -0.4 | -2.9 | 3.9 | -5.6 | 2.2 | -1.1 | 3.3 | -3.3 | 7.8 | 5.6 | 7.8 | 5 | 20 | 8.3 | 13.9 | 13.9 | 11.1 | 11.1 | 6 | 3 | 4.4 | -3.9 | 6.1 | 6.1 | 7.8 | 7.2 | -2.2 | -3.9 | 21.7 | 10 | -2.2 | -5.6 | 10 | 2.2 | 6.1 | 1.1 | 8.9 | 3.7 | 5.4 | 5.3 | 13.3 | 13.3 | 14.1 | -0.6 | -13.3 | -15 | 12.8 | 12.8 | 15.6 | 11.1 | 18.9 | 12.8 | 8.9 | 3.3 | 12.8 | 2.2 | 5 | -10.7 | 1.7 | -5.6 | 12.2 | -7.8 | 9.4 | -3.9 | 7.8 | 7.8 | 10 | -1.1 | 7.2 | 1.1 | 2.8 | -3.9 | 18.3 | 15.6 | 8.7 | 5.6 | 7 | 2 | 6.1 | 1.7 | 9.4 | 8.3 | 7.2 | 6.1 | 12.2 | 0 | 3 | -1 | 19.4 | 17.2 | 7.2 | 1.7 | 14 | 12.4 | 14.4 | 12.2 | 10 | 8.3 | 10.6 | 10 | 18.9 | 17.2 | 6.1 | -7.8 | 16.7 | 11.7 | 13.3 | 12.8 | 14.2 | 10.5 | 5 | 1.7 | 14.4 | 9.4 | 2.2 | -2.8 | 12.2 | 0.6 | 3.9 | 1.1 | 1.7 | -6.1 | 11.1 | 3.3 | 5.4 | -3.7 | 1.3 | -4.2
-1 | -2 | -2.8 | -13.9 | 18.1 | 17 | 12.4 | 11.8 | 3.9 | -3.3 | 23.9 | 3.9 | 9 | 7 | 15 | 12.2 | 14.4 | 11.1 | 9.7 | 5.3 | 9.4 | 6.7 | 7.5 | 5.7 | -1.7 | -5 | 2.8 | 1.1 | 12 | 4 | 11.7 | 10 | 24.4 | 21.1 | 18.1 | 16.6 | 19.4 | 17.8 | 17.2 | 14.4 | 22.2 | 16.7 | -0.2 | -2.6 | 3.9 | -5 | 1.7 | -1.7 | 2.8 | -3.9 | 7.2 | 5 | 7.6 | 5.3 | 19.4 | 8.9 | 13.9 | 13.9 | 11.1 | 11.1 | 4 | 2 | 4.4 | -4 | 6.3 | 6.3 | 7.2 | 6.1 | -2.8 | -4.3 | 21.3 | 10.5 | -3.3 | -5 | 10 | 2.8 | 5 | 1.1 | 8.9 | 4.1 | 5.7 | 5.3 | 13.3 | 13.3 | 13.3 | -0.6 | -13.9 | -15.6 | 12.8 | 12.8 | 15.4 | 11 | 18.3 | 12.8 | 7.2 | 2.8 | 11.7 | 2.2 | 3.9 | -11.1 | 0.8 | -5.2 | 11.7 | -7.8 | 8.9 | -5.6 | 7.6 | 7.6 | 9.4 | -0.2 | 6.7 | 1.4 | 2.2 | -5 | 18.3 | 15.6 | 8.5 | 5.6 | 6 | 0 | 6.7 | 1.7 | 9.4 | 8.9 | 7.2 | 6.1 | 11.7 | 3.3 | 2 | -2 | 18.9 | 17.2 | 7.2 | 1.7 | 13.7 | 12.6 | 14.4 | 12.3 | 8.3 | 6.7 | 10.6 | 9.4 | 18.3 | 16.7 | 6.7 | -7.2 | 16.1 | 12.2 | 12.8 | 12.2 | 14.1 | 10 | 5.6 | 2.2 | 12.2 | 7.2 | 1.7 | -3.3 | 11.7 | 1.1 | 4.4 | 1.1 | 0.6 | -6.7 | 10.5 | 3.1 | 5 | -4.4 | 1.1 | -5.6
-1 | -2 | -3.3 | -13.9 | 18.3 | 17.2 | 12.2 | 11.7 | 2.4 | -2.9 | 23.2 | 3.7 | 7 | 5 | 14.5 | 12 | 13.9 | 11.1 | 8.7 | 5.1 | 9.4 | 6.1 | 7.4 | 5.1 | -1.7 | -5.6 | 2.2 | 0.6 | 13 | 7 | 11.7 | 10.6 | 24.4 | 20 | 18 | 16.7 | 19.4 | 17.8 | 17.2 | 15 | 21.7 | 18.3 | 0 | -2.8 | 5.6 | -5.6 | 1.7 | -1.7 | 0.6 | -3.9 | 7.2 | 5 | 7.4 | 5.4 | 18.3 | 5.6 | 11.1 | 11.1 | 10.6 | 10.6 | 4 | 2 | 4.4 | -4 | 6.5 | 6.5 | 6.7 | 5.6 | -3.3 | -5.1 | 21 | 11.1 | -3.3 | -5 | 10 | 2.8 | 3.9 | 0.6 | 8.9 | 4.4 | 6.1 | 5.6 | 13.3 | 12.8 | 11.6 | -0.8 | -14.4 | -16.7 | 12.8 | 12.8 | 15.2 | 10.8 | 16.7 | 13.3 | 4.4 | 1.7 | 12.8 | 0.6 | 2.8 | -9.3 | -0.2 | -5.5 | 11.7 | -7.8 | 5.6 | -4.4 | 7.4 | 7.4 | 8.9 | 0.6 | 6.1 | 1.4 | 1.7 | -3.9 | 18.9 | 15.6 | 8.3 | 5.6 | 4 | -1 | 7.8 | 0.6 | 9.4 | 8.3 | 7.2 | 5.6 | 10 | 4.4 | 2 | -2 | 20 | 17.8 | 6.7 | 1.7 | 13.3 | 12.8 | 14.4 | 12.6 | 8.9 | 7.2 | 9.4 | 7.8 | 18.3 | 16.7 | 5 | -6.7 | 13.3 | 11.1 | 12.2 | 11.7 | 13.9 | 9.4 | 4.4 | 1.7 | 11.7 | 6.7 | 1.7 | -4.4 | 8.3 | 3.3 | 5 | 1.1 | -2.2 | -8.9 | 10 | 2.6 | 4.6 | -3.9 | 0.7 | -4.9
-1 | -2 | -3.3 | -14.4 | 18.3 | 17 | 11.3 | 10.9 | 0.9 | -3.2 | 22.4 | 4 | 7 | 5 | 13.9 | 11.7 | 13.9 | 11.1 | 7.8 | 5 | 9.4 | 6.1 | 7.2 | 3.9 | -1.1 | -6.7 | 1.7 | 0.1 | 12 | 4 | 11.1 | 10.6 | 24.4 | 20 | 17.8 | 16.7 | 18.9 | 17.8 | 17.8 | 15.6 | 21.1 | 18.3 | 0 | -2.4 | 4.4 | -5 | 0.6 | -3.3 | 0.6 | -3.3 | 6.7 | 4.4 | 7.2 | 5.6 | 17.8 | 4.4 | 11.1 | 11.1 | 10 | 10 | 4 | 1 | 4.4 | -3.8 | 6.7 | 6.7 | 6.7 | 5.6 | -3.9 | -6.1 | 20.6 | 11.1 | -3.9 | -6.1 | 8.3 | 1.7 | 3.3 | 0.6 | 9.6 | 4.6 | 5.9 | 5.5 | 13.3 | 12.2 | 10 | -1.2 | -15 | -17.2 | 12.8 | 12.8 | 15 | 10.6 | 15.6 | 13.3 | 2.2 | 0.6 | 12.2 | 0 | 1.7 | -8.7 | -1.1 | -6.7 | 11.1 | -10 | 5 | -3.9 | 7.2 | 7.2 | 8.3 | 1.1 | 5.6 | 1.7 | -1.7 | -2.8 | 18.9 | 15.6 | 8.1 | 5.9 | 4 | 1 | 7.8 | 1.1 | 9.4 | 7.2 | 7.2 | 5 | 9.4 | 5 | 3 | -2 | 20 | 17.2 | 6.1 | 2.2 | 13.3 | 12.7 | 14.4 | 12.8 | 8.9 | 7.2 | 7.8 | 5.6 | 18.3 | 16.7 | 6.1 | -7.8 | 13.9 | 11.7 | 12.2 | 11.1 | 13.2 | 9.5 | 5 | 2.2 | 10.6 | 7.8 | 1.7 | -5 | 8.9 | 3.9 | 5.6 | 0.6 | -2.2 | -7.8 | 9.4 | 2.2 | 4.3 | -3.7 | 0.4 | -5.2
-2 | -2 | -3.3 | -15 | 18.3 | 16.8 | 10.3 | 10.2 | -0.6 | -3.9 | 21.7 | 3.9 | 8 | 6 | 13.3 | 11.4 | 13.3 | 10.6 | 8 | 5.3 | 8.9 | 6.1 | 7.1 | 3.9 | -1.7 | -7.2 | 1.1 | -0.6 | 11 | 4 | 10.6 | 10.6 | 24.4 | 20 | 17.4 | 16.3 | 18.9 | 17.8 | 18.9 | 17.2 | 20 | 18.3 | 0 | -2.4 | 3.9 | -4.4 | 0.6 | -3.3 | 0.6 | -3.3 | 6.1 | 4.4 | 7 | 5.3 | 17.2 | 3.3 | 10.6 | 10.6 | 10.6 | 10.6 | 3 | 1 | 4.2 | -3.8 | 6.7 | 6.7 | 7.2 | 6.1 | -3.3 | -5.2 | 19.7 | 11.5 | -5 | -6.1 | 7.2 | 1.1 | 2.8 | 0 | 10.4 | 4.6 | 5.8 | 5.7 | 11.7 | 11.1 | 8.3 | -2.2 | -15 | -17.2 | 13.3 | 13.3 | 15 | 10.6 | 15 | 12.8 | 2.2 | 1.1 | 11.7 | -0.6 | 0.6 | -9.4 | 0.9 | -5.1 | 10 | -9.4 | 6.7 | -5 | 7.2 | 7.2 | 8.1 | 1.5 | 5.2 | 1.3 | -2.2 | -6.7 | 19.4 | 15.6 | 8 | 6.5 | 4 | 1 | 7.2 | 1.1 | 8.9 | 7.8 | 6.7 | 5 | 8.9 | 5.6 | 3 | -2 | 19.4 | 17.2 | 6.1 | 1.7 | 13.3 | 12.7 | 14.4 | 13 | 8.9 | 7.2 | 6.1 | 5 | 17.2 | 15.6 | 3.9 | -7.2 | 15 | 12.2 | 12.2 | 11.1 | 12.4 | 9.4 | 5.6 | 2.2 | 10.6 | 8.9 | 0.6 | -3.9 | 7.8 | 4.4 | 5.6 | 0.6 | -2.8 | -8.9 | 8.9 | 1.6 | 3.9 | -4.4 | 0 | -6.1
-1 | -2 | -3.9 | -15 | 18.3 | 16.7 | 9.4 | 9.4 | 1.8 | -2.6 | 22.8 | 3.9 | 9 | 7 | 12.8 | 11.1 | 13.9 | 11.1 | 8.1 | 5.4 | 8.9 | 6.1 | 7 | 3.9 | -1.1 | -7.2 | 2.8 | 0.7 | 11 | 5 | 11.1 | 11.1 | 24.4 | 19.4 | 17.1 | 16 | 18.9 | 17.8 | 19.4 | 17.2 | 20.6 | 18.3 | 0 | -2.8 | 3.3 | -4.4 | 1.7 | -2.2 | 0 | -3.3 | 6.7 | 4.4 | 6.9 | 5.2 | 16.1 | 2.8 | 10.6 | 10.6 | 11.7 | 11.1 | 2 | 1 | 4.1 | -3.3 | 6.7 | 6.7 | 6.7 | 6.1 | -2.8 | -4.7 | 18.7 | 11.8 | -5 | -6.1 | 8.3 | 2.2 | 3.3 | -0.6 | 11.1 | 4.4 | 5.6 | 5.6 | 10 | 10 | 8.9 | -1.3 | -14.4 | -17.2 | 13.3 | 13.3 | 15 | 10.6 | 13.9 | 11.7 | 2.8 | 1.1 | 11.7 | -0.6 | 2.3 | -8 | 3 | -4.3 | 10 | -9.4 | 5.6 | -4.4 | 7.2 | 7.2 | 8 | 2 | 4.8 | 0.9 | -1.7 | -3.3 | 20 | 15.6 | 7.8 | 6.7 | 5 | 3 | 6.7 | 1.7 | 8.9 | 7.2 | 7.2 | 3.9 | 8.9 | 5.6 | 3 | -3 | 18.9 | 17.2 | 6.1 | 1.1 | 13.3 | 12.8 | 14.4 | 13.1 | 8.9 | 6.7 | 4.4 | 3.3 | 17.2 | 16.1 | 5.6 | -7.8 | 13.3 | 11.1 | 11.7 | 11.1 | 11.7 | 9.4 | 4.4 | 1.7 | 10.6 | 8.9 | 0.6 | -4.4 | 8.9 | 3.3 | 5 | 0.6 | -2.2 | -5.6 | 8.3 | 0.7 | 6.3 | -3.2 | 1.5 | -5.2
0 | -2 | -5 | -14.4 | 19.2 | 17.2 | 12.7 | 11.6 | 4.3 | -1.5 | 23.9 | 3.8 | 8 | 6 | 12.2 | 10.6 | 15 | 11.7 | 8.3 | 5.6 | 10 | 7.2 | 8.3 | 7.2 | 1.7 | -7.2 | 4.4 | 1.6 | 14 | 4 | 12.8 | 12.8 | 23.9 | 19.4 | 16.7 | 15.6 | 18.9 | 17.8 | 19.4 | 17.2 | 20.6 | 18.3 | 3.7 | -0.8 | 3.9 | -4.4 | 3.9 | -1.1 | 0.6 | -2.8 | 6.7 | 4.4 | 6.7 | 5 | 16.1 | 2.8 | 14.4 | 14.4 | 11.7 | 10.6 | 4 | 1 | 3.9 | -2.2 | 6.7 | 6.7 | 6.7 | 6.1 | -2.2 | -4.4 | 17.8 | 11.7 | -2.8 | -5.6 | 12.8 | 3.9 | 6.1 | 1.1 | 11.8 | 4.8 | 7.1 | 6.2 | 12.8 | 12.8 | 9.4 | -0.9 | -12.8 | -15 | 13.9 | 13.9 | 15 | 10.6 | 16.1 | 14.4 | 4.4 | 2.8 | 12.2 | -2.2 | 3.9 | -8.1 | 5 | -4.4 | 13.3 | -7.8 | 10 | -3.3 | 7.2 | 7.2 | 7.8 | 2.2 | 4.4 | 0.6 | -0.6 | -3.9 | 20.6 | 15.6 | 10.2 | 8.3 | 6 | 3 | 6.1 | 2.8 | 8.9 | 7.2 | 7.2 | 4.4 | 8.9 | 6.1 | 3 | -3 | 20 | 17.8 | 7.2 | 1.7 | 10.2 | 9.3 | 14.4 | 13.3 | 8.9 | 6.7 | 4.4 | 2.8 | 18.3 | 16.7 | 7.8 | -6.1 | 12.8 | 11.1 | 13.9 | 13.3 | 13 | 9.9 | 6.7 | 2.2 | 10.6 | 8.9 | 0.6 | -5 | 9.4 | 2.8 | 6.7 | 0.6 | 3.3 | -2.8 | 7.8 | 0 | 8.7 | -2.8 | 2.9 | -5.1
1 | -1 | -3.9 | -14.4 | 20.2 | 17.8 | 16.1 | 13.6 | 6.7 | -1.1 | 25 | 3.9 | 12 | 7 | 14.6 | 11.2 | 16.7 | 12.8 | 10.9 | 6.7 | 11.1 | 7.2 | 10.2 | 8 | 5 | -6.7 | 6.1 | 2.8 | 16 | 3 | 16.1 | 15 | 25.6 | 19.4 | 16.7 | 15.4 | 20.6 | 18.3 | 21.1 | 17.2 | 21.1 | 17.8 | 7.4 | 0.6 | 5.6 | -3.9 | 6.7 | -2.8 | 3.9 | -1.1 | 6.7 | 5 | 8.4 | 5.4 | 17.2 | 2.8 | 19.4 | 16.7 | 10.6 | 10 | 6 | 1 | 5.2 | -1.5 | 9.1 | 8.1 | 6.1 | 6.1 | 0.8 | -3.7 | 18.5 | 11.8 | 1.1 | -4.4 | 14.4 | 3.3 | 8.3 | 1.7 | 12.6 | 4.8 | 8.5 | 6.8 | 14.4 | 11.7 | 10 | -0.6 | -11.1 | -13.3 | 13.9 | 13.9 | 15.2 | 9.6 | 20.6 | 15.6 | 6.7 | 2.8 | 13.9 | -1.1 | 5.6 | -8.9 | 7.8 | -3 | 16.7 | -7.2 | 12.2 | -3.9 | 9.1 | 8.4 | 9.6 | 2.2 | 4.4 | 0.7 | 4.4 | -2.2 | 19.4 | 16.7 | 12.6 | 9.8 | 9 | 3 | 7.2 | 2.8 | 8.9 | 6.7 | 7.2 | 5 | 9.4 | 6.1 | 5 | -2 | 23.3 | 18.9 | 10 | 2.8 | 7 | 5.7 | 14.6 | 13.5 | 10 | 7.2 | 7.2 | 2.2 | 21.7 | 18.3 | 11.7 | -7.8 | 16.7 | 13.9 | 17.8 | 15.6 | 14.3 | 10.4 | 8.3 | 2.8 | 11.1 | 8.9 | 2.2 | -4.4 | 10.6 | 2.8 | 8.3 | 1.1 | 7.8 | -3.9 | 8 | 0 | 11.1 | -3.3 | 4.4 | -6.1
2 | -2 | -1.1 | -14.4 | 21.1 | 18.3 | 19.4 | 15.6 | 8.2 | -0.7 | 26.1 | 4 | 13 | 7 | 17 | 11.7 | 18.9 | 12.2 | 13.5 | 7.3 | 12.2 | 6.7 | 12 | 8.5 | 7.2 | -6.1 | 8.1 | 1.7 | 18 | 3 | 20.6 | 15.6 | 27.2 | 19.4 | 16.7 | 15.3 | 22.8 | 17.8 | 22.8 | 17.2 | 22.8 | 17.8 | 11.1 | 1.7 | 6.1 | -5 | 7.8 | -3.3 | 8.9 | -1.1 | 7.8 | 5.6 | 10 | 5.6 | 19.4 | 1.7 | 21.1 | 16.7 | 10 | 9.4 | 7 | 1 | 6.5 | -1.4 | 11.5 | 9.1 | 10 | 7.2 | 3.7 | -4.2 | 19.3 | 11.9 | 3.9 | -3.3 | 16.7 | 3.3 | 12.2 | 1.1 | 13.3 | 5 | 10 | 7.2 | 16.7 | 12.8 | 10.4 | -0.9 | -8.3 | -11.7 | 14.4 | 14.4 | 15.4 | 8.2 | 22.2 | 15.6 | 12.2 | -5 | 16.7 | 0.6 | 8.4 | -7.6 | 10.5 | -2.8 | 18.9 | -7.8 | 12.8 | -4.4 | 10.9 | 9.5 | 11.5 | 2 | 4.4 | 0.9 | 7.2 | -3.9 | 20.6 | 17.2 | 15 | 11.1 | 10 | 4 | 8.3 | 2.8 | 9.4 | 6.7 | 7.8 | 5 | 9.4 | 6.7 | 7 | -1 | 25.6 | 18.9 | 12.2 | 1.7 | 3.9 | 2.2 | 14.8 | 13.7 | 11.1 | 7.2 | 9.4 | 2.8 | 24.4 | 17.8 | 15.6 | -9.4 | 20 | 14.4 | 20 | 16.1 | 15.6 | 10.6 | 10.6 | 2.8 | 11.7 | 9.4 | 2.2 | -4.4 | 11.7 | 2.8 | 10 | 1.7 | 9.4 | -3.9 | 8.1 | 0.1 | 12.4 | -3 | 6.5 | -4.3
3 | -3 | -1.1 | -13.9 | 22 | 17.8 | 20.5 | 15.3 | 9.6 | -0.8 | 27.2 | 3.7 | 13 | 8 | 19.4 | 11.7 | 18.9 | 12.8 | 16.1 | 7.8 | 13.3 | 6.7 | 13.9 | 8.9 | 9.4 | -7.2 | 10.2 | -0.3 | 20 | 2 | 23.3 | 13.9 | 27.8 | 18.9 | 16.7 | 15 | 25 | 18.3 | 24.4 | 16.7 | 24.4 | 17.8 | 13.1 | 1.7 | 7.2 | -3.3 | 8.3 | -5 | 11.7 | -1.7 | 7.8 | 5.6 | 11.7 | 5.6 | 21.1 | 0.6 | 22.2 | 16.1 | 8.9 | 8.9 | 6 | 2 | 7.8 | -1.7 | 13.9 | 10 | 11.7 | 6.7 | 6.7 | -6.7 | 20 | 11.7 | 6.1 | -3.3 | 20.6 | 4.4 | 14.4 | 1.1 | 13.7 | 6.1 | 12 | 7.7 | 18.3 | 10.6 | 10.7 | -1.2 | -5 | -9.4 | 15 | 15 | 15.6 | 6.7 | 23.9 | 15 | 13.9 | -4.4 | 18.3 | 1.7 | 11.1 | -8.2 | 13.3 | -3.3 | 21.1 | -7.8 | 14.4 | -7.2 | 12.8 | 10.6 | 13.3 | 1.1 | 4.4 | 1.1 | 8.3 | -4.4 | 20.6 | 16.7 | 17.4 | 11.2 | 11 | 6 | 8.9 | 2.8 | 10 | 5.6 | 8.3 | 5.6 | 10.6 | 6.1 | 8 | -1 | 27.8 | 18.9 | 12.8 | 1.7 | 3.5 | 2.2 | 15 | 13.9 | 13.9 | 8.3 | 11.1 | 3.3 | 25.6 | 17.2 | 18.3 | -8.9 | 22.8 | 14.4 | 21.7 | 15.6 | 17.3 | 10.7 | 11.1 | 1.7 | 12.2 | 10.6 | 0 | -3.3 | 12.8 | 3.3 | 11.7 | 2.2 | 11.7 | -3.9 | 8.3 | 0 | 13.7 | -3.1 | 8.5 | -3.5
3 | -3 | 0 | -14.4 | 23 | 17.5 | 21.7 | 15.3 | 11.1 | -1.1 | 28.3 | 3.9 | 14 | 8 | 20.3 | 11.8 | 18.9 | 12.8 | 17.8 | 6.7 | 14.4 | 6.1 | 14.5 | 9.1 | 10.6 | -8.9 | 12.2 | -3.9 | 21 | 2 | 25.6 | 11.7 | 28.3 | 18.9 | 17.1 | 15.1 | 26.1 | 18.3 | 25.6 | 15.6 | 26.1 | 17.2 | 15.2 | 2 | 8.9 | -1.7 | 8.9 | -5 | 13.3 | -3.3 | 8.9 | 6.1 | 13.2 | 6.3 | 22.2 | 1.7 | 23.3 | 16.1 | 8.3 | 8.3 | 6 | 1 | 9.1 | -1.2 | 14.5 | 9.3 | 12.8 | 3.3 | 8 | -4.8 | 21.9 | 11.9 | 7.8 | -3.9 | 22.8 | 3.3 | 16.7 | 2.2 | 14 | 6.9 | 14.1 | 8.3 | 19.4 | 10 | 11.1 | -2.2 | -3.3 | -6.7 | 15.6 | 15.6 | 16.5 | 7.2 | 27.2 | 15.6 | 15.6 | -3.9 | 20 | 3.9 | 13.9 | -10 | 14.6 | -4.1 | 22.8 | -6.7 | 15.6 | -6.7 | 12.6 | 9.3 | 12.9 | 2.7 | 4.6 | 1.1 | 8.3 | -6.1 | 21.7 | 16.7 | 19.8 | 11.1 | 11 | 7 | 12.2 | 0.6 | 12.2 | 5 | 9.4 | 6.1 | 10.6 | 6.1 | 9 | 0 | 30 | 18.9 | 15 | 1.1 | 3.2 | 2.3 | 15.9 | 14.8 | 15.6 | 6.1 | 13.9 | 4.4 | 26.7 | 17.2 | 20 | -8.9 | 25 | 13.9 | 23.3 | 15.6 | 18.9 | 10.8 | 12.2 | 1.7 | 13.3 | 11.1 | 0 | -1.7 | 12.8 | 3.3 | 13.9 | 2.8 | 13.3 | -3.3 | 8.9 | 0.3 | 15 | -4.4 | 10.6 | -3.3
3 | -3 | 0.6 | -12.8 | 23.9 | 16.7 | 22.8 | 15 | 12 | -0.7 | 29.6 | 3.6 | 13 | 8 | 21.3 | 11.7 | 19.4 | 12.8 | 19.4 | 5.1 | 14.4 | 7.2 | 15 | 9.4 | 12.2 | -7.2 | 12.2 | -3.2 | 21 | 6 | 26.7 | 9.4 | 28.9 | 18.9 | 17.4 | 14.9 | 27.8 | 18.3 | 26.7 | 15.6 | 26.7 | 16.7 | 17.2 | 1.7 | 11.1 | -2.8 | 8.9 | -5 | 15 | -3.3 | 10 | 6.1 | 14.6 | 7.2 | 22.8 | 2.8 | 24.4 | 15 | 8.3 | 8.3 | 7 | 3 | 10.4 | -0.9 | 15 | 8.1 | 13.9 | 2.2 | 9.3 | -3.8 | 23.7 | 12.1 | 8.9 | -5.6 | 23.3 | 2.2 | 17.8 | 1.7 | 14.4 | 7.8 | 16.1 | 8.3 | 21.1 | 10 | 11.1 | -2.7 | 0 | -6.1 | 16.1 | 15.6 | 17.4 | 7.2 | 28.3 | 15 | 15.6 | -3.9 | 21.1 | 5.6 | 15 | -10.2 | 15.9 | -6.8 | 24.4 | -2.8 | 15.6 | -9.4 | 12.4 | 8.1 | 12.6 | 3.8 | 4.8 | 1.1 | 9.4 | -5.6 | 21.7 | 17.2 | 22.2 | 10 | 12 | 8 | 13.3 | 1.1 | 13.3 | 5 | 10 | 6.7 | 11.1 | 5.6 | 9 | -1 | 31.7 | 18.9 | 15.6 | 1.7 | 2.8 | 2.2 | 16.9 | 15.8 | 16.7 | 5 | 15.6 | 5 | 26.7 | 17.2 | 23.9 | -4.4 | 26.1 | 13.3 | 24.4 | 16.1 | 20.6 | 10.6 | 12.8 | 0 | 13.9 | 11.1 | 1.1 | -1.7 | 14.4 | 3.9 | 14.4 | 1.7 | 12.8 | -2.2 | 9.4 | 0.8 | 15.7 | -4.2 | 12.1 | -3.3
3 | 0 | 1.1 | -12.2 | 25 | 16.7 | 23.3 | 15.4 | 13 | -0.9 | 30.9 | 3.9 | 14 | 9 | 22.2 | 11.7 | 20.6 | 12.8 | 21.1 | 2.2 | 14.4 | 6.1 | 15.6 | 9.4 | 11.7 | -3.9 | 12.2 | -2.8 | 21 | 4 | 27.8 | 8.9 | 29.4 | 19.4 | 17.8 | 15 | 28.3 | 18.3 | 27.8 | 13.9 | 27.8 | 16.1 | 18.3 | 1.8 | 13.3 | -2.2 | 10 | -2.2 | 16.7 | -1.7 | 10 | 6.1 | 16.1 | 7.8 | 24.4 | 2.8 | 25.6 | 15 | 8.9 | 8.3 | 8 | 4 | 11.7 | -1.1 | 15.6 | 6.7 | 13.3 | 1.1 | 10.6 | -3.3 | 25.6 | 11.7 | 9.4 | -5 | 23.3 | 0.6 | 19.4 | 3.3 | 15 | 9 | 17 | 8.5 | 21.7 | 10.6 | 11.1 | -3.7 | 1.7 | -5 | 16.7 | 15.6 | 18.3 | 7.2 | 30.6 | 15 | 15.6 | -2.8 | 21.7 | 7.2 | 16.1 | -11.9 | 17.2 | -11.1 | 26.7 | -1.1 | 14.4 | -7.8 | 12.2 | 6.7 | 12.2 | 5 | 5 | 1.1 | 10.6 | -6.1 | 21.7 | 17.2 | 23.3 | 10.4 | 12 | 9 | 14.4 | -0.6 | 13.9 | 3.3 | 10.6 | 7.2 | 11.1 | 5.6 | 10 | 0 | 32.2 | 17.2 | 16.1 | 1.7 | 2.6 | 1.4 | 17.8 | 16.7 | 16.7 | 4.4 | 17.8 | 6.1 | 27.2 | 16.7 | 25 | -2.2 | 26.7 | 15.6 | 25 | 16.7 | 21.5 | 10.4 | 12.2 | 0 | 14.4 | 12.2 | 1.1 | -2.2 | 15 | 5.6 | 13.9 | 2.2 | 12.8 | -2.2 | 10 | 1.1 | 16.5 | -5.2 | 13.5 | -3.7
3 | -1 | 2.2 | -11.7 | 26.1 | 16.9 | 23.9 | 15.7 | 13.9 | -1.1 | 32.2 | 3.3 | 14 | 7 | 22.8 | 11.6 | 20 | 13.3 | 21.1 | 3.8 | 15 | 7.2 | 14.7 | 9.3 | 13.9 | -7.2 | 12.2 | -3.3 | 21 | 6 | 27.2 | 9.4 | 30 | 20 | 17.4 | 14.7 | 28.3 | 18.3 | 29.4 | 12.8 | 27.2 | 15.6 | 19.5 | 2.4 | 13.9 | -1.7 | 10.6 | -5 | 17.2 | 1.1 | 10 | 7.2 | 16.7 | 7.7 | 25.6 | 3.9 | 26.1 | 15 | 8.3 | 7.8 | 8 | 2 | 12.8 | -0.7 | 14.3 | 5.7 | 11.7 | 5.6 | 11.1 | -2.7 | 23.7 | 12.1 | 10 | -4.4 | 22.2 | 0.6 | 20.6 | 3.3 | 15.5 | 9.7 | 18 | 8.6 | 22.8 | 10 | 11.1 | -5.6 | 4.4 | -2.2 | 16.1 | 16.1 | 18.5 | 7.6 | 32.2 | 14.4 | 16.7 | -2.2 | 21.7 | 7.8 | 17.2 | -16.1 | 17.6 | -9.1 | 27.8 | -2.8 | 13.9 | -7.2 | 10.4 | 6.6 | 11.7 | 5.4 | 5 | 1.1 | 11.1 | -6.1 | 22.2 | 17.2 | 24.5 | 10.8 | 12 | 10 | 14.4 | -6.1 | 14.4 | 1.7 | 10.6 | 6.7 | 11.1 | 6.1 | 11 | -1 | 31.7 | 18.3 | 16.7 | 1.7 | 2.4 | 0.8 | 19.1 | 16.9 | 18.3 | 5 | 18.3 | 5.6 | 27.8 | 18.9 | 25 | -5 | 27.8 | 13.9 | 26.1 | 17.2 | 22.4 | 10.6 | 7.8 | 2.2 | 16.1 | 12.2 | 2.2 | -0.6 | 16.1 | 1.1 | 13.3 | 2.8 | 13.9 | 0.6 | 10 | 1.4 | 17.2 | -6.7 | 15 | -5.6
4 | -2 | 1.7 | -8.3 | 27.2 | 16.7 | 24.4 | 16.1 | 13.2 | -0.7 | 32.2 | 3.2 | 14 | 7 | 23.3 | 11.7 | 19.4 | 12.8 | 21.1 | 5.5 | 13.9 | 7.8 | 13.7 | 9.2 | 13.9 | -6.7 | 12.2 | -3.9 | 21 | 9 | 26.7 | 8.9 | 29.4 | 20 | 17.1 | 14.8 | 28.9 | 17.2 | 30 | 11.7 | 27.2 | 15.6 | 20.6 | 2.2 | 15 | -1.1 | 10 | -5.6 | 19.4 | -2.8 | 10 | 7.2 | 17.2 | 7.6 | 26.1 | 4.4 | 25 | 14.4 | 8.9 | 8.3 | 9 | 3 | 13.9 | -0.5 | 13 | 4.2 | 11.7 | 5 | 11.7 | -2.9 | 21.9 | 11.9 | 10 | -4.4 | 22.2 | 1.1 | 22.2 | 1.7 | 16.1 | 10.6 | 18.9 | 8.3 | 23.3 | 8.9 | 10.9 | -5.7 | 7.2 | -5 | 15.6 | 15.6 | 18.7 | 7.8 | 32.2 | 13.3 | 16.1 | -2.2 | 22.8 | 9.4 | 17.4 | -13 | 17.9 | -8.1 | 27.8 | -3.9 | 13.3 | -5.6 | 8.5 | 6.1 | 11.1 | 5.9 | 5 | 1.1 | 11.1 | -7.2 | 21.7 | 17.2 | 25.6 | 11.1 | 11 | 9 | 14.4 | -3.3 | 15 | 3.3 | 11.7 | 6.7 | 10.6 | 5 | 11 | -2 | 31.1 | 18.3 | 16.1 | 1.7 | 2.2 | 0 | 20.4 | 17.2 | 17.2 | 4.4 | 19.4 | 6.1 | 27.8 | 18.3 | 25.6 | -7.2 | 28.3 | 14.4 | 26.1 | 16.7 | 23.3 | 10.6 | 7.8 | 3.3 | 16.7 | 12.8 | 3.9 | -2.8 | 13.3 | 5 | 13.3 | 2.8 | 14.4 | 0 | 10 | 1.6 | 16.7 | -5.6 | 15 | -4.8
4 | -2 | 2.2 | -8.3 | 26.3 | 16.6 | 23.7 | 16.5 | 12.4 | -1 | 32.2 | 2.3 | 14 | 6 | 23.9 | 11.7 | 18.9 | 12.2 | 21.1 | 6.7 | 13.9 | 7.8 | 12.8 | 8.9 | 15 | -5.6 | 12.2 | -5.1 | 20 | 9 | 27.8 | 8.9 | 29.4 | 20.6 | 16.7 | 14.4 | 28.9 | 16.7 | 30 | 12.2 | 27.2 | 15.6 | 20.2 | 2.1 | 15.6 | 0 | 8.9 | -6.1 | 19.4 | -2.2 | 11.1 | 7.8 | 17.8 | 7.2 | 26.1 | 0 | 24.4 | 15 | 9.4 | 8.3 | 10 | 4 | 15 | -0.6 | 11.7 | 2.8 | 11.7 | 3.9 | 12.2 | -3.3 | 20 | 11.7 | 10.6 | -4.4 | 21.7 | 1.1 | 21.7 | 1.1 | 16.8 | 10.2 | 18.3 | 8 | 23.9 | 7.8 | 10.8 | -6.2 | 7.8 | -2.2 | 16.7 | 15.6 | 18.9 | 7.8 | 31.7 | 13.9 | 15.6 | -1.7 | 23.9 | 10 | 17.6 | -12.8 | 18.3 | -7.8 | 27.2 | -3.9 | 12.2 | -7.2 | 6.7 | 5.6 | 10.6 | 6.1 | 5 | 1.1 | 11.1 | -5.6 | 21.7 | 17.2 | 25.4 | 10.9 | 11 | 9 | 15 | -3.3 | 15.6 | 1.7 | 11.7 | 6.1 | 10.6 | 3.9 | 12 | -2 | 30.6 | 17.8 | 16.7 | 1.1 | 2 | -0.5 | 21.7 | 17.2 | 17.8 | 4.4 | 20 | 5.6 | 27.2 | 17.8 | 26.1 | -10.6 | 28.9 | 12.8 | 26.1 | 16.7 | 23.1 | 9.5 | 6.1 | 3.9 | 17.2 | 12.8 | 1.7 | -3.9 | 14.4 | 3.9 | 8.9 | 6.7 | 15.6 | 0 | 10 | 1.7 | 16.1 | -5 | 15 | -4.8
4 | -3 | 2.2 | -8.3 | 25.3 | 16.5 | 22.9 | 16.5 | 11.7 | -1.1 | 32.2 | 2.2 | 14 | 7 | 22.6 | 11.1 | 18.3 | 12.2 | 18.9 | 8.6 | 12.8 | 7.8 | 11.9 | 9 | 13.9 | -5.6 | 12.2 | -7.2 | 19 | 10 | 27.2 | 8.9 | 28.9 | 20.6 | 16.5 | 14.4 | 29.4 | 16.7 | 28.3 | 12.8 | 26.1 | 16.1 | 19.8 | 2.2 | 15 | 0 | 7.8 | -6.7 | 18.9 | -1.1 | 11.7 | 8.3 | 17.1 | 7.2 | 25.6 | 0 | 25 | 13.9 | 9.4 | 8.3 | 10 | 3 | 13.1 | 0.1 | 10.6 | 2.4 | 12.2 | 3.9 | 12.2 | -2.8 | 18.7 | 11.8 | 11.1 | -4.4 | 21.1 | 1.7 | 21.7 | 2.2 | 17.6 | 9.5 | 17.8 | 7.9 | 22.8 | 7.8 | 10.6 | -8.3 | 7.2 | -1.7 | 16.1 | 15.6 | 18.2 | 9.6 | 31.7 | 12.8 | 15 | -2.2 | 23.3 | 12.2 | 17.8 | -12.8 | 15.5 | -7.7 | 26.7 | -5 | 10.6 | -6.7 | 6.3 | 5.4 | 9.8 | 6.4 | 4.8 | 0.7 | 11.7 | -4.4 | 20.6 | 17.2 | 25.2 | 10.3 | 11 | 9 | 12.8 | -3.3 | 14.4 | 1.7 | 11.1 | 7.2 | 10 | 3.3 | 11 | -2 | 28.3 | 17.2 | 15.6 | 1.1 | 1.9 | -0.9 | 21.5 | 17.3 | 17.2 | 5 | 19.4 | 5 | 27.8 | 18.3 | 26.1 | -11.7 | 27.8 | 13.9 | 26.1 | 16.7 | 23 | 8.7 | 6.7 | 3.9 | 17.2 | 13.3 | 2.2 | -2.8 | 11.7 | 7.8 | 8.9 | 6.7 | 16.1 | -2.2 | 9.8 | 1.7 | 15.6 | -5.6 | 15 | -5.6
4 | -3 | 1.7 | -9.4 | 24.4 | 16.1 | 22.2 | 16.7 | 10.4 | -1.7 | 30.2 | 4.1 | 14 | 7 | 21.3 | 10.8 | 16.7 | 12.8 | 16.6 | 9.6 | 11.7 | 7.2 | 10.9 | 9 | 12.2 | -2.8 | 11.1 | -6.4 | 18 | 11 | 25.6 | 10 | 27.8 | 20 | 16.3 | 14 | 27.8 | 16.7 | 27.8 | 13.9 | 23.9 | 16.1 | 19.4 | 1.7 | 14.4 | 0.6 | 5.6 | -6.7 | 18.3 | -0.6 | 12.2 | 8.9 | 16.3 | 7 | 23.9 | 1.1 | 22.8 | 13.9 | 9.4 | 8.3 | 9 | 4 | 11.3 | 0.1 | 9.4 | 1.8 | 11.7 | 4.4 | 12.2 | -3.2 | 17.4 | 11.9 | 10.6 | -3.3 | 19.4 | 3.3 | 21.1 | -0.6 | 18.3 | 8.9 | 17.2 | 7.2 | 20 | 11.7 | 8.9 | -6.1 | 7.2 | -1.7 | 15.6 | 15.6 | 17.4 | 10.8 | 30.6 | 13.3 | 13.9 | -3.3 | 22.8 | 11.7 | 16.1 | -11 | 12.8 | -8.5 | 25.6 | -6.7 | 9.4 | -6.7 | 6 | 5.3 | 9.1 | 6.6 | 4.6 | 0.3 | 11.1 | -6.1 | 18.9 | 16.7 | 25 | 10 | 12 | 10 | 11.7 | -2.2 | 12.8 | 2.8 | 10.6 | 6.1 | 8.9 | 2.8 | 11 | -2 | 26.7 | 17.2 | 15.6 | 1.7 | 1.7 | -1.7 | 21.3 | 17.1 | 16.7 | 5 | 18.9 | 4.4 | 23.9 | 16.7 | 25.6 | -12.2 | 27.2 | 13.9 | 24.4 | 17.8 | 22.8 | 7.8 | 7.8 | 3.3 | 16.7 | 13.3 | 1.7 | -4.4 | 12.2 | 6.7 | 9.4 | 7.2 | 14.4 | -2.8 | 9.6 | 1.2 | 13.5 | -3.3 | 12.6 | -4.4
3 | -2 | 1.1 | -8.3 | 22 | 16.3 | 21.1 | 16.5 | 9.1 | -2.5 | 28.1 | 5.7 | 12 | 7 | 20 | 10 | 15.6 | 11.1 | 14.4 | 10 | 11.1 | 7.2 | 10 | 8.9 | 6.7 | -0.6 | 10 | -6 | 18 | 12 | 22.8 | 10.6 | 27.2 | 20 | 16.1 | 13.9 | 26.7 | 15 | 25.6 | 14.4 | 23.3 | 16.1 | 17.4 | 1.8 | 13.3 | 1.1 | 4.4 | -7.2 | 16.7 | 1.7 | 11.7 | 10 | 15.6 | 6.7 | 21.1 | 2.8 | 21.1 | 14.4 | 8.3 | 7.8 | 8 | 3 | 9.4 | 0 | 8.3 | 1.1 | 10.6 | 3.3 | 12.2 | -3.9 | 16.1 | 11.7 | 9.4 | -2.8 | 17.8 | 3.3 | 18.3 | 0 | 17 | 9.9 | 16.7 | 7.4 | 16.1 | 12.2 | 7.3 | -5.7 | 5.6 | -1.1 | 15.6 | 15.6 | 16.7 | 11.7 | 26.7 | 12.8 | 12.8 | -7.2 | 20.6 | 9.4 | 14.5 | -11.3 | 10 | -11.1 | 24.4 | -6.1 | 7.8 | -4.4 | 5.6 | 5 | 8.3 | 6.7 | 4.4 | 0 | 9.4 | -3.9 | 17.8 | 16.7 | 22.8 | 11.3 | 11 | 9 | 9.4 | -0.6 | 9.4 | 5 | 10 | 5.6 | 8.9 | 2.8 | 7 | -1 | 23.9 | 16.7 | 13.9 | 1.7 | 1.7 | -1.4 | 21.1 | 17.2 | 15 | 6.1 | 16.7 | 3.9 | 21.7 | 16.7 | 20 | -8.9 | 26.1 | 13.3 | 22.2 | 17.8 | 20.6 | 8 | 7.2 | 2.8 | 16.1 | 13.3 | 1.1 | -3.9 | 11.1 | 7.2 | 8.3 | 7.2 | 10.6 | -0.6 | 9.4 | 1.1 | 11.5 | -2.7 | 10.2 | -4.4
2 | -2 | 0.6 | -7.8 | 19.6 | 16.1 | 20 | 16.3 | 7.8 | -3.9 | 26.1 | 6.1 | 13 | 6 | 18.5 | 10.4 | 15.6 | 12.8 | 13.3 | 9.4 | 10.6 | 7.2 | 9.6 | 8.7 | 4.4 | 0 | 8.9 | -7.2 | 17 | 13 | 21.7 | 10.6 | 26.7 | 20.6 | 15.9 | 13.4 | 25.6 | 15.6 | 22.2 | 14.4 | 23.3 | 16.1 | 15.3 | 1.4 | 10.6 | 0.6 | 2.8 | -7.2 | 12.2 | 1.7 | 11.7 | 10 | 14.7 | 6.6 | 18.3 | 6.1 | 19.4 | 13.9 | 8.9 | 8.3 | 6 | 2 | 8.3 | 0 | 8.1 | 1.3 | 8.3 | 3.9 | 9.4 | -1.2 | 15.4 | 11.8 | 8.9 | -2.2 | 16.7 | 3.9 | 16.7 | 0 | 15.7 | 10.7 | 16.1 | 7.4 | 13.9 | 11.7 | 5.6 | -6.1 | 4.4 | -2.2 | 15 | 15 | 16.5 | 11.9 | 24.4 | 11.7 | 11.7 | -6.7 | 19.4 | 8.9 | 12.8 | -12.2 | 9.1 | -8.8 | 22.8 | -5.6 | 7.2 | -6.1 | 5.2 | 4.6 | 8.3 | 6.6 | 4.2 | -0.2 | 8.9 | -2.8 | 16.1 | 15 | 20.5 | 11.5 | 12 | 10 | 8.9 | -2.2 | 8.9 | 5 | 10 | 5.6 | 8.3 | 3.3 | 6 | 0 | 21.7 | 16.7 | 12.8 | 0.6 | 1.7 | -1.4 | 19.3 | 16.4 | 13.9 | 6.7 | 13.9 | 3.9 | 20.6 | 16.7 | 20.6 | -9.4 | 23.3 | 13.9 | 20.6 | 17.2 | 18.3 | 7.7 | 6.7 | 2.2 | 15.6 | 13.9 | 0.6 | -2.8 | 10.6 | 7.8 | 8.3 | 6.7 | 10 | 0 | 9.2 | 1.1 | 9.4 | -2.8 | 7.8 | -5.6
1 | -1 | 0 | -7.8 | 17.2 | 15.6 | 18.9 | 16.1 | 7.2 | -3.5 | 25.5 | 5.7 | 11 | 7 | 17.1 | 10.7 | 16.1 | 13.3 | 12.2 | 8.5 | 10 | 7.2 | 9.3 | 8.6 | 3.3 | -1.1 | 8.3 | -5.9 | 17 | 13 | 18.9 | 10.6 | 26.1 | 20.6 | 15.8 | 13.1 | 25 | 15.6 | 21.1 | 14.4 | 23.3 | 16.1 | 13.3 | 1.1 | 8.3 | 0 | 1.1 | -6.7 | 11.1 | 1.7 | 11.7 | 9.4 | 13.7 | 6.1 | 15.6 | 7.8 | 18.3 | 13.9 | 8.9 | 8.3 | 4 | 1 | 7.2 | -0.2 | 8 | 1.2 | 7.8 | 4.4 | 6.7 | 0 | 14.6 | 11.8 | 8.9 | -1.7 | 17.2 | 2.2 | 15 | 2.2 | 14.4 | 11.1 | 15.6 | 7.2 | 12.8 | 11.1 | 5 | -6.1 | 3.9 | -1.7 | 15 | 15 | 16.3 | 11.7 | 24.4 | 13.3 | 10.6 | -5.6 | 18.9 | 7.8 | 12.2 | -11.5 | 8.1 | -7.9 | 21.7 | -1.1 | 6.1 | -6.7 | 4.8 | 4.2 | 8.3 | 6.6 | 4.1 | -0.3 | 5 | -3.3 | 16.1 | 15.6 | 18.3 | 11.7 | 12 | 10 | 6.7 | 1.1 | 8.3 | 3.9 | 9.4 | 4.4 | 7.8 | 2.8 | 6 | -2 | 20.6 | 17.2 | 11.1 | 1.7 | 1.7 | -1.7 | 17.4 | 15.4 | 12.8 | 7.8 | 12.2 | 3.3 | 19.4 | 16.7 | 15 | -7.8 | 24.4 | 11.7 | 20 | 16.1 | 16.1 | 7.2 | 6.7 | 2.8 | 14.4 | 13.3 | -0.6 | -3.9 | 9.4 | 7.2 | 7.8 | 5.6 | 9.4 | 0 | 9.1 | 1.3 | 7.2 | -0.9 | 6.7 | -4.1
0 | -2 | 0.6 | -10 | 16.7 | 15.3 | 17.6 | 15.8 | 6.7 | -3.6 | 25 | 4.7 | 12 | 6 | 15.6 | 10.6 | 16.1 | 12.8 | 11.1 | 7.8 | 10 | 6.7 | 8.9 | 8.3 | 1.7 | -1.7 | 7.8 | -5.3 | 17 | 14 | 18.9 | 11.1 | 25.6 | 20.6 | 15.6 | 12.8 | 23.3 | 15.6 | 19.4 | 15 | 22.8 | 16.1 | 13.3 | 1 | 7.2 | 0 | 1.1 | -6.1 | 11.1 | 1.1 | 11.1 | 8.9 | 12.8 | 5.6 | 16.1 | 7.2 | 17.8 | 14.4 | 8.9 | 8.3 | 4 | 1 | 6.1 | -0.6 | 7.8 | 1.1 | 6.7 | 3.9 | 3.9 | 0 | 13.9 | 11.7 | 9.4 | -1.7 | 17.8 | 2.2 | 15 | 1.1 | 13.9 | 11.1 | 15.6 | 7.7 | 11.7 | 10.6 | 4.5 | -6.5 | 3.3 | -2.2 | 14.4 | 14.4 | 16.1 | 11.7 | 22.8 | 13.3 | 6.7 | -2.2 | 18.9 | 6.7 | 11.7 | -12.6 | 7.2 | -8.3 | 20.6 | 2.2 | 5.6 | -6.7 | 4.4 | 3.9 | 8.3 | 6.7 | 3.9 | -0.6 | 5.6 | -4.4 | 16.1 | 15.6 | 17.8 | 11.6 | 11 | 9 | 5.6 | 1.1 | 8.3 | 4.4 | 8.9 | 3.9 | 7.2 | 2.8 | 4 | -1 | 21.1 | 17.2 | 9.4 | 2.2 | 1.5 | -1.4 | 15.6 | 14.4 | 12.2 | 7.2 | 10 | 3.3 | 18.9 | 16.7 | 14.4 | -7.8 | 20.6 | 13.3 | 18.9 | 15.6 | 14.1 | 7.7 | 3.9 | 2.2 | 13.3 | 12.8 | -0.6 | -3.9 | 9.4 | 6.7 | 8.3 | 5 | 10.6 | -0.6 | 8.9 | 1.1 | 5 | -0.2 | 5.5 | -4.1
1 | -2 | -0.6 | -12.2 | 16.1 | 14.8 | 16.3 | 15.4 | 6.1 | -4.4 | 24.4 | 4.4 | 13 | 2 | 14.5 | 10.7 | 16.1 | 12.8 | 10.2 | 7.5 | 8.9 | 7.2 | 8.8 | 8.3 | 0 | -2.2 | 7.2 | -6.1 | 14 | 13 | 17.8 | 11.7 | 25 | 20.6 | 15 | 12.5 | 22.2 | 15.6 | 20 | 15 | 22.8 | 15.6 | 13.3 | 1 | 5 | -0.6 | 1.1 | -5.6 | 10.6 | 1.1 | 10.6 | 8.3 | 12.4 | 5.3 | 15 | 6.7 | 16.1 | 15 | 8.9 | 8.3 | 3 | 1 | 5.4 | -0.5 | 7.4 | 0.8 | 6.1 | 3.9 | 3.3 | -0.5 | 14.8 | 11.8 | 9.4 | -1.1 | 17.8 | 2.2 | 15 | 1.1 | 13.3 | 10.7 | 15.6 | 7.7 | 11.7 | 11.1 | 3.9 | -8.3 | 2.8 | -1.7 | 14.4 | 14.4 | 15.2 | 10 | 21.1 | 13.3 | 7.2 | -1.7 | 20 | 7.8 | 11.1 | -14.4 | 5 | -6.6 | 20 | 3.3 | 5 | -5 | 4.4 | 4 | 8.5 | 7 | 3.5 | -0.6 | 3.9 | -5.6 | 16.1 | 15 | 17.2 | 11.3 | 11 | 9 | 6.7 | 1.1 | 8.3 | 3.9 | 8.9 | 3.9 | 6.7 | 2.2 | 4 | -1 | 21.1 | 17.8 | 7.8 | 2.8 | 1.3 | -1.4 | 15.6 | 14.5 | 12.2 | 7.2 | 8.9 | 3.3 | 19.4 | 17.2 | 13.9 | -6.7 | 18.9 | 14.4 | 17.8 | 15.6 | 12 | 7.5 | 3.3 | 1.7 | 12.8 | 12.2 | -1.1 | -3.9 | 8.9 | 6.7 | 6.7 | 5.6 | 9.4 | -0.6 | 8.7 | 1.4 | 2.8 | 0 | 4.4 | -4.4
0 | -2 | -1.1 | -12.8 | 15.6 | 14.4 | 15 | 15 | 5.7 | -2.8 | 22.7 | 6.1 | 13 | 3 | 13.3 | 10.7 | 16.7 | 12.2 | 9.2 | 7 | 8.9 | 6.1 | 8.5 | 8.3 | -0.6 | -3.3 | 6.8 | -4.1 | 13 | 12 | 15 | 11.1 | 25 | 20.6 | 14.5 | 12.6 | 21.1 | 15.6 | 20 | 14.4 | 22.2 | 15 | 13.3 | 1.1 | 4.4 | -0.6 | 0.6 | -4.4 | 10.6 | 0.6 | 10 | 8.3 | 12.1 | 5.1 | 13.9 | 7.2 | 16.7 | 15 | 9.4 | 6.7 | 4 | 1 | 4.6 | -0.5 | 7.1 | 0.5 | 6.1 | 3.3 | 2.8 | -0.9 | 15.8 | 12 | 9.4 | -1.1 | 17.2 | 3.3 | 13.9 | 2.8 | 12.8 | 10.6 | 15.6 | 7.8 | 11.1 | 11.1 | 3 | -8 | 2.2 | -1.7 | 13.9 | 13.9 | 14.2 | 8 | 18.3 | 13.3 | 6.1 | -1.1 | 21.1 | 8.9 | 9.8 | -12 | 2.8 | -6.3 | 18.9 | 1.7 | 3.9 | -6.1 | 4.4 | 4.3 | 8.7 | 7.5 | 3.2 | -0.7 | 2.8 | -5.6 | 16.7 | 15.6 | 16.7 | 11.1 | 11 | 9 | 5 | 1.1 | 7.8 | 4.4 | 8.3 | 3.9 | 6.7 | 2.2 | 4 | -1 | 20.6 | 17.8 | 7.2 | 2.8 | 1.1 | -1.7 | 15.6 | 14.5 | 10.6 | 7.2 | 8.3 | 2.8 | 18.3 | 16.7 | 8.9 | -6.7 | 17.8 | 15 | 17.8 | 16.1 | 10 | 7.2 | 2.2 | 0 | 12.2 | 12.2 | -1.1 | -4.4 | 8.3 | 6.7 | 6.7 | 5.6 | 10 | 0 | 8.5 | 1.2 | 2.6 | -0.7 | 3.9 | -4
-1 | -1 | -1.7 | -12.8 | 15 | 13.9 | 14.6 | 14.6 | 5.4 | -1.7 | 21.1 | 7 | 13 | 3 | 12.2 | 10.6 | 15.6 | 12.2 | 8.3 | 6.7 | 8.3 | 6.7 | 8.4 | 8.3 | 1.1 | -2.2 | 6.5 | -3.3 | 13 | 12 | 15.6 | 11.7 | 23.9 | 20.6 | 13.9 | 12.2 | 20.6 | 15.6 | 20 | 15 | 22.2 | 14.4 | 12.2 | 1.2 | 3.3 | 0 | 0 | -5 | 10 | 0.6 | 10 | 8.3 | 11.7 | 4.4 | 12.2 | 7.8 | 16.1 | 15 | 8.9 | 2.8 | 4 | 1 | 3.9 | -0.9 | 6.7 | 0 | 5.6 | 3.3 | 2.2 | -1.7 | 16.7 | 11.7 | 8.9 | -0.6 | 17.2 | 3.9 | 13.9 | 2.2 | 11.3 | 9.4 | 14.5 | 9.1 | 11.1 | 11.1 | 2 | -9.1 | 2.2 | -2.8 | 13.9 | 13.9 | 13.3 | 6.1 | 17.8 | 13.3 | 5.6 | -4.4 | 17.8 | 6.7 | 8.5 | -11.8 | 0.6 | -7.2 | 16.7 | 1.7 | 2.8 | -7.2 | 4.4 | 4.4 | 8.9 | 7.8 | 2.8 | -1.1 | 2.8 | -1.1 | 16.7 | 15.6 | 16.5 | 10.6 | 9 | 9 | 5 | 1.1 | 7.8 | 4.4 | 6.1 | 3.3 | 5.6 | 2.2 | 3 | -2 | 19.4 | 17.8 | 6.7 | 2.2 | 1.1 | -1.7 | 15.6 | 14.4 | 11.1 | 8.3 | 7.2 | 2.8 | 18.3 | 16.7 | 12.2 | -9.4 | 17.2 | 13.3 | 17.2 | 16.1 | 9.4 | 7 | 2.2 | -0.6 | 11.1 | 11.1 | -2.2 | -5 | 8.3 | 6.7 | 6.7 | 6.1 | 8.9 | 0.6 | 8.3 | 1.1 | 2.4 | -1.5 | 3.3 | -4.5
-2 | -3 | -2.8 | -12.8 | 14.5 | 13.4 | 14.3 | 14.3 | 5 | -1.1 | 19.4 | 7.8 | 14 | 1 | 11.5 | 10.1 | 15.6 | 12.8 | 7.9 | 6.2 | 7.8 | 6.7 | 8.4 | 8.3 | 1.1 | -2.2 | 6.1 | -2.8 | 13 | 12 | 14.4 | 11.7 | 23.3 | 20 | 13.7 | 12.1 | 20 | 15.6 | 19.4 | 15.6 | 22.2 | 14.4 | 11.1 | 1.1 | 4.4 | 0.6 | 0 | -5 | 9.4 | 0 | 8.9 | 7.8 | 11.1 | 4.6 | 13.3 | 5.6 | 13.3 | 13.3 | 7.8 | 1.1 | 2 | 1 | 3.5 | -1 | 6.5 | 0 | 6.1 | 3.3 | 1.5 | -1.5 | 17.2 | 12.4 | 7.2 | 0.6 | 15 | 6.7 | 13.3 | 1.7 | 9.8 | 8.4 | 13.3 | 10 | 11.1 | 11.1 | 1.1 | -11.1 | 1.7 | -2.2 | 13.9 | 13.9 | 12.4 | 4.4 | 18.3 | 13.3 | 4.4 | -4.4 | 16.1 | 6.1 | 7.2 | -12.8 | 0.2 | -6.9 | 15.6 | 0 | 2.2 | -7.8 | 4.4 | 4.3 | 8.9 | 8 | 2.2 | -1.2 | 3.3 | -5.6 | 17.2 | 15.6 | 16.3 | 9.7 | 9 | 8 | 4.4 | 1.7 | 7.8 | 5 | 6.1 | 3.9 | 5 | 2.2 | 2 | -2 | 18.9 | 17.2 | 5.6 | 2.2 | 1.1 | -2 | 14.8 | 13.7 | 11.1 | 8.3 | 6.1 | 2.2 | 17.8 | 16.7 | 7.8 | -7.8 | 15.6 | 12.2 | 17.2 | 16.1 | 8.9 | 6.9 | 2.8 | -1.1 | 11.1 | 11.1 | -2.2 | -5 | 8.3 | 6.7 | 6.7 | 5 | 8.9 | 0.6 | 8.1 | 1.3 | 2.2 | -2.8 | 2.8 | -5.6
-1 | -2 | -3.3 | -12.2 | 13.9 | 12.8 | 13.9 | 13.9 | 4.6 | -0.5 | 18.7 | 7.8 | 13 | 6 | 10.7 | 9.5 | 14.4 | 11.7 | 7.6 | 5.9 | 7.8 | 5.6 | 8.3 | 8.3 | 0 | -2.2 | 5.2 | -1.1 | 13 | 12 | 13.3 | 11.7 | 23.3 | 20 | 13.5 | 11.9 | 19.4 | 15.6 | 19.4 | 16.1 | 21.7 | 16.1 | 10 | 1.1 | 3.9 | 0.6 | -0.6 | -5 | 10 | 0 | 8.3 | 7.2 | 10.6 | 4.7 | 13.9 | 5 | 12.8 | 12.8 | 6.7 | 0 | 3 | 1 | 3.2 | -1 | 6.3 | -0.2 | 3.9 | 1.7 | 0.7 | -1.8 | 17.8 | 12.9 | 6.1 | 1.1 | 12.8 | 8.3 | 12.8 | 2.2 | 8.3 | 7.2 | 12.2 | 10.6 | 12.2 | 11.1 | 0 | -9.9 | 0.6 | -3.3 | 13.9 | 13.9 | 11.5 | 2.5 | 18.3 | 12.8 | 3.9 | -4.4 | 15.6 | 4.4 | 6.7 | -12.1 | -0.2 | -7.3 | 14.4 | 0.6 | 0 | -5.6 | 4.4 | 4 | 8.9 | 8.2 | 1.7 | -1.5 | 3.3 | -5.6 | 16.7 | 15.6 | 16.1 | 8.9 | 9 | 8 | 4.4 | 1.7 | 8.3 | 5 | 6.1 | 3.9 | 4.4 | 2.2 | 1 | -2 | 20 | 17.2 | 6.1 | 2.2 | 1.1 | -2.8 | 14.1 | 13 | 10.6 | 8.3 | 5 | 1.1 | 17.8 | 16.7 | 6.7 | -10.6 | 14.4 | 10.6 | 17.2 | 16.1 | 8.3 | 6.7 | 2.8 | -1.1 | 11.1 | 11.1 | -2.2 | -5 | 8.3 | 6.7 | 5 | 3.3 | 7.8 | 0 | 8 | 1.2 | 1.8 | -2.7 | 2.8 | -4.7
-2 | -2 | -3.3 | -12.8 | 14.6 | 13.3 | 13.5 | 13.5 | 4.3 | -0.3 | 17.9 | 7.4 | 11 | 7 | 10 | 8.9 | 15 | 12.8 | 7.2 | 5.6 | 8.3 | 5.6 | 8.1 | 8.1 | 0 | -2.8 | 4.2 | -0.3 | 12 | 12 | 12.8 | 11.7 | 23.3 | 20 | 13.3 | 11.7 | 19.4 | 15 | 18.9 | 16.7 | 21.7 | 15.6 | 10.7 | 1.2 | 3.3 | 0 | -0.6 | -3.9 | 9.4 | 0 | 7.8 | 6.7 | 10 | 4.4 | 13.3 | 5 | 11.7 | 11.7 | 6.1 | -1.7 | 3 | 1 | 2.8 | -0.8 | 6.1 | -0.6 | 3.3 | 1.7 | 0 | -2.2 | 18.3 | 13.3 | 5.6 | 1.7 | 13.9 | 9.4 | 12.2 | 2.2 | 8.1 | 7.2 | 11.8 | 10.6 | 11.7 | 10.6 | -1.1 | -10.1 | 0 | -3.3 | 13.9 | 13.9 | 10.6 | 0.6 | 15.6 | 12.8 | 3.9 | -3.3 | 15 | 3.9 | 6.1 | -13 | -0.6 | -8.9 | 13.3 | 0 | 0.6 | -6.7 | 4.4 | 3.9 | 8.9 | 8.3 | 1.1 | -2.2 | 3.9 | -5.6 | 17.2 | 15.6 | 15.9 | 9.1 | 8 | 7 | 4.4 | 1.7 | 8.3 | 5.6 | 5.6 | 2.8 | 2.2 | 1.1 | 2 | -2 | 20 | 16.7 | 4.4 | 2.2 | 0.4 | -2.5 | 13.3 | 12.2 | 10.6 | 8.3 | 5 | 0 | 17.8 | 16.7 | 6.7 | -9.4 | 13.9 | 10 | 17.2 | 16.1 | 7.9 | 6.5 | 2.2 | -0.6 | 11.1 | 11.1 | -1.7 | -5.6 | 8.3 | 6.7 | 3.3 | 1.1 | 6.1 | 0.6 | 7.8 | 1.1 | 1.5 | -3 | 2.8 | -4.7
-2 | -2 | -3.9 | -12.8 | 15.4 | 14 | 13.2 | 13.2 | 3.9 | 0 | 17.2 | 7.2 | 10 | 4 | 10.6 | 9.2 | 14.4 | 11.7 | 7.8 | 6.4 | 7.8 | 5 | 8 | 8 | -0.6 | -3.3 | 3.3 | 0.6 | 12 | 12 | 12.8 | 11.7 | 22.8 | 20 | 13.1 | 11.7 | 18.9 | 15 | 19.4 | 17.8 | 22.2 | 16.1 | 11.5 | 1.2 | 3.3 | 0 | -0.6 | -3.9 | 9.4 | 0 | 7.2 | 6.1 | 10 | 4.6 | 12.8 | 4.4 | 12.2 | 12.2 | 5 | -2.2 | 3 | 0 | 3.3 | -0.9 | 6.7 | -0.4 | 3.9 | 2.2 | 0 | -2.1 | 18.3 | 13.4 | 3.3 | 1.1 | 13.9 | 9.4 | 12.8 | 1.1 | 8 | 7.3 | 11.5 | 10.6 | 13.9 | 9.4 | -2.2 | -11.7 | 0 | -3.3 | 14.4 | 14.4 | 10.6 | 0.6 | 15 | 12.2 | 3.3 | -3.3 | 13.9 | 2.8 | 5.6 | -15.6 | 1.1 | -6.8 | 12.8 | -1.1 | -0.6 | -6.1 | 4.6 | 4 | 9.8 | 8.8 | 1.5 | -1.7 | 3.3 | -6.1 | 17.2 | 15.6 | 15.8 | 9.5 | 8 | 8 | 4.4 | 2.2 | 8.3 | 5 | 5.6 | 2.8 | 3.3 | 1.7 | 1 | -3 | 20 | 16.7 | 3.9 | 2.2 | -0.4 | -2.8 | 13.7 | 12.3 | 9.4 | 7.8 | 5.6 | -0.6 | 17.8 | 16.7 | 5 | -8.9 | 13.3 | 8.9 | 16.7 | 16.1 | 7.6 | 6.7 | 1.1 | -1.1 | 11.1 | 11.1 | -1.7 | -5.6 | 7.8 | 6.1 | 2.8 | 0.6 | 5.6 | 0 | 7.2 | 1.3 | 1.1 | -3.9 | 2.8 | -5.6
-2 | -2 | -3.9 | -12.8 | 16.1 | 14.4 | 12.8 | 12.8 | 4.1 | 0.2 | 18.7 | 7.2 | 7 | 5 | 11.1 | 9.2 | 14.4 | 11.1 | 8.3 | 7.4 | 7.2 | 5 | 8 | 8 | -0.6 | -2.8 | 3.9 | 0.6 | 12 | 12 | 13.3 | 12.2 | 22.8 | 20 | 13 | 11.8 | 17.2 | 15 | 19.4 | 17.8 | 21.7 | 16.1 | 12.2 | 1.1 | 3.9 | 0 | 0.6 | -2.2 | 10 | 0.6 | 7.2 | 6.7 | 10 | 4.6 | 11.7 | 4.4 | 11.1 | 11.1 | 4.4 | -2.2 | 2 | 1 | 3.9 | -0.6 | 7.2 | -0.7 | 4.4 | 2.8 | 0 | -2.2 | 18.3 | 13.4 | 2.2 | 0.6 | 13.3 | 8.9 | 12.8 | 1.7 | 7.8 | 7.2 | 11.1 | 10.6 | 12.2 | 10 | -0.4 | -9.7 | 1.7 | -4.4 | 13.9 | 13.9 | 10.6 | 0.6 | 17.8 | 12.2 | 2.8 | -3.9 | 12.8 | 1.7 | 8 | -12.7 | 2.7 | -5.7 | 12.2 | -1.1 | 0.6 | -6.1 | 4.8 | 4.2 | 10.8 | 9.1 | 1.8 | -1.6 | 3.3 | -6.7 | 16.7 | 15.6 | 15.6 | 9.4 | 8 | 8 | 5 | 2.2 | 7.8 | 5.6 | 6.1 | 2.2 | 0.6 | -1.1 | 2 | -3 | 19.4 | 16.7 | 3.9 | 2.2 | -1.1 | -3.3 | 14 | 12.1 | 10 | 7.8 | 6.1 | -1.1 | 17.8 | 16.7 | 5.6 | -8.3 | 12.2 | 8.9 | 17.2 | 16.1 | 7.2 | 6.7 | 1.1 | -1.1 | 11.1 | 11.1 | -1.1 | -5.6 | 7.8 | 5.6 | 2.8 | 0.6 | 3.9 | 0.6 | 6.7 | 1.6 | 2.2 | -3.4 | 4.1 | -3.9
-1 | -2 | -3.3 | -12.8 | 16.7 | 15.1 | 15.6 | 14.5 | 4.2 | 0.3 | 20.2 | 7.3 | 7 | 5 | 11.7 | 9.4 | 16.7 | 12.2 | 8.9 | 8.3 | 10.6 | 8.3 | 8.9 | 8.3 | 2.2 | -2.8 | 4.4 | 0.5 | 16 | 15 | 13.3 | 12.8 | 22.8 | 20.6 | 12.8 | 11.7 | 17.2 | 15 | 20 | 18.3 | 21.7 | 17.2 | 13.5 | 4.1 | 5 | 0.6 | 2.8 | -0.6 | 10 | 0.6 | 7.2 | 6.7 | 10 | 4.4 | 13.3 | 5 | 15.6 | 15.6 | 5 | -1.7 | 2 | 1 | 4.4 | 0 | 7.8 | -1.1 | 5 | 3.3 | 0 | -2.8 | 18.3 | 13.3 | 3.9 | 1.1 | 13.3 | 8.3 | 12.8 | 1.7 | 8.5 | 7.9 | 13.5 | 11.4 | 14.4 | 11.7 | 1.5 | -9.5 | 2.2 | -0.6 | 13.9 | 13.9 | 10.6 | 0.6 | 18.9 | 13.9 | 2.2 | -5 | 12.2 | 3.3 | 10.4 | -11.5 | 4.4 | -5.6 | 14.4 | -1.7 | 1.7 | -5 | 5 | 4.4 | 11.7 | 9.4 | 2.2 | -1.7 | 6.1 | -4.4 | 16.7 | 15.6 | 16.7 | 9.7 | 9 | 8 | 5.6 | 2.8 | 8.3 | 5.6 | 7.8 | 2.8 | 1.7 | 0 | 3 | -3 | 20 | 17.2 | 6.7 | 3.9 | 0.2 | -2.8 | 14.4 | 12.2 | 12.2 | 8.9 | 5.6 | -0.6 | 18.9 | 17.8 | 10 | -7.2 | 13.9 | 8.9 | 17.2 | 16.1 | 10.9 | 9 | 1.1 | -1.1 | 13.3 | 13.3 | -1.7 | -5.6 | 8.3 | 6.7 | 4.4 | 1.1 | 10.6 | 3.9 | 6.1 | 1.7 | 3.3 | -3.5 | 5.4 | -3.2
0 | -2 | -2.2 | -12.8 | 17.2 | 15.6 | 18.3 | 15.8 | 4.4 | 0.6 | 21.7 | 6.7 | 7 | 6 | 14.3 | 10.2 | 18.9 | 12.2 | 11.7 | 8.9 | 12.2 | 9.4 | 11.1 | 9.2 | 5 | -2.2 | 5 | 0.6 | 19 | 17 | 16.1 | 14.4 | 25 | 20.6 | 13.7 | 11.8 | 20.6 | 16.1 | 21.1 | 18.3 | 24.4 | 16.7 | 14.8 | 6.9 | 7.8 | 1.7 | 5 | -1.1 | 10.6 | 0.6 | 6.7 | 6.1 | 12.4 | 5.8 | 15.6 | 5.6 | 18.9 | 17.8 | 6.1 | -0.6 | 3 | 1 | 6.6 | 0.7 | 8.7 | -0.8 | 7.8 | 4.4 | 4.1 | -1.5 | 19.8 | 13.5 | 5 | 0 | 13.9 | 8.9 | 13.3 | 3.3 | 9.3 | 8.7 | 15.9 | 11.9 | 19.4 | 11.1 | 3.3 | -10.6 | 3.9 | -1.1 | 13.9 | 13.9 | 11 | 0.4 | 20.6 | 13.9 | 0 | -4.4 | 14.4 | 1.7 | 12.8 | -11.7 | 7.6 | -4.3 | 15.6 | -2.8 | 2.8 | -5.6 | 6.1 | 5.1 | 13.2 | 9.9 | 4.6 | -0.9 | 10.6 | -4.4 | 16.7 | 15.6 | 17.8 | 9.5 | 9 | 8 | 6.1 | 3.3 | 8.3 | 6.1 | 10 | 2.2 | 7.2 | 1.7 | 6 | -2 | 23.3 | 18.3 | 10.6 | 4.4 | 1.5 | -2.6 | 16.6 | 14.1 | 15.6 | 8.3 | 7.8 | 1.7 | 22.2 | 20 | 15 | -8.9 | 15.6 | 10 | 20 | 17.2 | 14.6 | 11.2 | 1.1 | -1.1 | 15 | 13.3 | -1.7 | -5 | 9.4 | 6.7 | 6.1 | 1.1 | 15 | 5 | 7.6 | 1.2 | 4.4 | -4.4 | 6.7 | -2.8
1 | -1 | -1.7 | -12.2 | 17.8 | 16.1 | 21.1 | 17.2 | 4.2 | 1 | 23.7 | 6.5 | 8 | 6 | 16.8 | 10.7 | 20.6 | 12.8 | 14.4 | 9.2 | 13.3 | 9.4 | 13.4 | 10.1 | 7.8 | -3.9 | 7.2 | 0.2 | 21 | 15 | 21.1 | 13.3 | 27.2 | 20.6 | 14.7 | 11.7 | 23.3 | 16.7 | 21.7 | 18.3 | 24.4 | 17.2 | 16.1 | 9.4 | 11.7 | 1.1 | 6.7 | -1.1 | 11.1 | -0.6 | 7.2 | 6.7 | 14.8 | 6.9 | 16.7 | 5.6 | 20 | 17.2 | 7.8 | 0 | 5 | 0 | 8.9 | 1.6 | 9.7 | -0.7 | 10 | 5.6 | 8.1 | -1.7 | 21.3 | 13.5 | 6.1 | -0.6 | 16.7 | 8.3 | 12.8 | 3.9 | 10 | 9.4 | 18.3 | 12.2 | 22.2 | 11.7 | 4.4 | -9.3 | 7.2 | 0 | 13.9 | 13.9 | 11.3 | 0.4 | 23.9 | 14.4 | 0 | -1.7 | 16.1 | 0 | 15.2 | -9.3 | 10.7 | -4 | 16.1 | -1.1 | 4.4 | -5 | 7.2 | 5.5 | 14.6 | 9.9 | 7 | -0.4 | 12.2 | -2.8 | 16.7 | 16.1 | 18.9 | 9.4 | 9 | 9 | 7.8 | 3.9 | 8.3 | 6.7 | 11.1 | 1.1 | 8.9 | 2.2 | 7 | -1 | 25.6 | 17.2 | 14.4 | 3.9 | 2.8 | -3.3 | 18.9 | 16.3 | 16.7 | 7.8 | 8.3 | 2.8 | 25 | 18.9 | 18.3 | -8.9 | 17.8 | 11.7 | 22.2 | 16.7 | 18.3 | 13.3 | 1.7 | -0.6 | 16.7 | 13.9 | -0.6 | -5 | 10.6 | 6.7 | 7.2 | 0.6 | 18.3 | 5 | 9.1 | 0.3 | 5.7 | -3.9 | 9.1 | -2.5
3 | -2 | -1.1 | -10.6 | 19.5 | 17.1 | 23 | 17.9 | 4.1 | 1.8 | 25.8 | 6.5 | 8 | 6 | 19.4 | 10.6 | 20.6 | 12.2 | 17.2 | 8.9 | 15 | 10 | 15.6 | 10.6 | 10.6 | 0 | 9.5 | -0.6 | 23 | 12 | 23.9 | 12.8 | 28.9 | 19.4 | 15.6 | 11.7 | 25 | 16.7 | 22.8 | 18.3 | 24.4 | 18.3 | 16.8 | 9.3 | 12.8 | 2.2 | 7.2 | -2.8 | 10.6 | 2.2 | 7.2 | 6.7 | 17.2 | 7.8 | 18.3 | 5.6 | 21.1 | 17.2 | 9.4 | 1.1 | 6 | -1 | 11.1 | 1.7 | 10.6 | -1.1 | 11.1 | 6.1 | 12.2 | -3.9 | 22.8 | 13.3 | 6.7 | -1.7 | 18.3 | 8.9 | 11.7 | 6.1 | 13.3 | 10.7 | 19.6 | 11.9 | 23.3 | 11.7 | 5.6 | -9.4 | 10 | 1.1 | 14.4 | 14.4 | 11.7 | 0 | 26.1 | 15.6 | 0.6 | -2.8 | 18.3 | 1.1 | 17.6 | -9.1 | 13.9 | -5.6 | 17.8 | -3.3 | 5.6 | -7.8 | 8.3 | 6.1 | 16.1 | 10 | 9.4 | -0.6 | 13.9 | -1.1 | 17.8 | 17.2 | 20.9 | 10.1 | 13 | 12 | 8.9 | 2.8 | 8.9 | 6.7 | 12.8 | 2.2 | 11.7 | -1.1 | 9 | -1 | 28.9 | 15 | 16.1 | 3.3 | 4.6 | -2.2 | 21.1 | 18.3 | 18.9 | 8.3 | 10.6 | 4.4 | 26.7 | 18.9 | 21.7 | -3.9 | 19.4 | 12.2 | 23.9 | 16.1 | 20 | 12.8 | 1.7 | -0.6 | 18.9 | 13.9 | 0.6 | -4.4 | 12.2 | 6.7 | 8.3 | 0.6 | 21.1 | 5.6 | 10.6 | -1.1 | 7 | -3.9 | 11.5 | -2.7
4 | -6 | 0.6 | -11.7 | 21.1 | 18.1 | 24.8 | 18.7 | 3.9 | 2.2 | 27.8 | 5.6 | 8 | 6 | 20.9 | 10.1 | 21.7 | 10.6 | 18.9 | 9.7 | 17.2 | 10 | 16.7 | 10.8 | 12.8 | -0.6 | 11.7 | -2.8 | 23 | 13 | 26.1 | 11.1 | 29.4 | 18.3 | 18 | 11.1 | 27.8 | 15 | 22.8 | 18.9 | 23.9 | 18.9 | 17.6 | 8.8 | 15 | 2.2 | 7.2 | -3.9 | 8.9 | 5 | 7.8 | 7.2 | 19.1 | 8.5 | 20 | 5.6 | 22.8 | 17.2 | 10 | 1.7 | 7 | -2 | 13 | 2.8 | 11 | -1.2 | 13.9 | 6.7 | 13.5 | -1.8 | 24.5 | 13.4 | 7.8 | -2.8 | 19.4 | 8.3 | 12.8 | 7.2 | 16.7 | 11.9 | 20.9 | 11.6 | 25 | 11.1 | 6.7 | -11.1 | 12.2 | 2.2 | 15.6 | 15.6 | 11.9 | 0.3 | 28.9 | 15 | 2.2 | -1.1 | 20.6 | 0 | 20 | -8.9 | 15.4 | -5 | 18.9 | -3.3 | 6.7 | -8.3 | 9.8 | 6.2 | 16.1 | 8.6 | 10.3 | -0.4 | 15.6 | -1.7 | 19.4 | 15 | 23 | 11.1 | 16 | 13 | 10.6 | 3.3 | 9.4 | 7.2 | 13.3 | 1.1 | 13.3 | -0.6 | 9 | -1 | 31.1 | 14.4 | 16.7 | 2.2 | 6.5 | -1.7 | 22.4 | 18.2 | 21.1 | 7.8 | 12.8 | 6.7 | 27.8 | 19.4 | 25 | -1.1 | 21.7 | 13.3 | 25.6 | 15 | 21.6 | 12.2 | 2.2 | 0 | 20 | 14.4 | 1.1 | -2.2 | 12.8 | 6.1 | 8.3 | 0.6 | 22.8 | 6.1 | 11.5 | -1.1 | 8.3 | -5 | 13.9 | -4.4
6 | -6 | 1.1 | -10.6 | 22.8 | 18.9 | 26.7 | 19.4 | 3.7 | 1.9 | 29.1 | 5.9 | 9 | 5 | 22.4 | 9.6 | 21.7 | 10.6 | 20.5 | 10.1 | 20 | 10 | 17.8 | 11.2 | 15.6 | 0 | 11.9 | -2.7 | 22 | 15 | 26.7 | 11.1 | 30 | 20.6 | 20.4 | 10 | 28.9 | 14.4 | 21.1 | 17.8 | 26.7 | 17.8 | 18.3 | 8.3 | 16.7 | 3.3 | 7.8 | -3.9 | 12.2 | 6.7 | 7.8 | 7.2 | 20.9 | 8.6 | 20.6 | 5.6 | 22.8 | 17.2 | 11.1 | 1.7 | 7 | -4 | 14.8 | 3.9 | 11.3 | -2.2 | 16.1 | 6.7 | 14.8 | -0.4 | 26.1 | 13.6 | 8.3 | -2.8 | 21.1 | 8.9 | 12.8 | 8.3 | 20 | 12.2 | 22.2 | 10.6 | 26.1 | 10 | 7.4 | -9.7 | 13.9 | 2.2 | 16.7 | 16.7 | 12 | 0.4 | 30 | 14.4 | 5.6 | -1.7 | 22.8 | 0.6 | 21.3 | -9.2 | 16.8 | -5.6 | 19.4 | -3.3 | 7.2 | -7.2 | 11.3 | 5.8 | 16.1 | 7.4 | 11.3 | -0.7 | 15.6 | -2.8 | 20.6 | 16.7 | 25 | 11.7 | 18 | 13 | 9.4 | 4.4 | 10.6 | 7.2 | 14.4 | 3.3 | 14.4 | -1.7 | 11 | -1 | 31.1 | 13.3 | 17.2 | 1.7 | 8.3 | -1.7 | 23.7 | 18.2 | 21.7 | 8.9 | 11.7 | 7.2 | 28.3 | 19.4 | 27.2 | -5.6 | 23.9 | 12.8 | 26.7 | 16.1 | 23.3 | 11.1 | 2.8 | 0.6 | 20 | 14.4 | 2.2 | -2.8 | 13.9 | 6.1 | 8.9 | 0.6 | 25.6 | 6.7 | 12.4 | -1.3 | 9.2 | -4.8 | 15 | -3.8
6 | -5 | 1.1 | -10 | 23 | 18.8 | 27.1 | 19 | 3.5 | 1.5 | 30.4 | 5.7 | 9 | 5 | 23.9 | 8.3 | 21.1 | 12.2 | 22.2 | 10.6 | 21.1 | 8.9 | 18.9 | 11.1 | 16.7 | -3.3 | 12 | -3.7 | 22 | 14 | 27.2 | 10.6 | 24.4 | 20 | 22.8 | 7.8 | 29.4 | 13.3 | 23.9 | 13.9 | 26.1 | 18.3 | 19.1 | 8.8 | 18.3 | 3.3 | 6.7 | -5 | 12.8 | 6.7 | 8.3 | 7.8 | 22.8 | 8.9 | 22.8 | 6.7 | 23.3 | 16.7 | 12.2 | -3.3 | 8 | -5 | 16.7 | 4.4 | 11.7 | -3.3 | 17.8 | 6.7 | 16.1 | 1.1 | 27.8 | 13.3 | 9.4 | -2.2 | 22.8 | 6.1 | 15 | 8.9 | 20.4 | 11.1 | 22.8 | 10.9 | 27.2 | 10.6 | 8.2 | -9 | 14.4 | 2.8 | 18.3 | 15.6 | 12.2 | 0.6 | 30.6 | 14.4 | 6.7 | -0.6 | 23.3 | -0.6 | 22.6 | -9.4 | 18.3 | -7.2 | 20 | -3.3 | 7.8 | -7.8 | 12.8 | 5.6 | 16.1 | 5.6 | 12.2 | -1.1 | 15.6 | -1.1 | 21.1 | 12.8 | 25.4 | 11.6 | 18 | 12 | 11.1 | 3.3 | 11.1 | 6.7 | 15.6 | 2.2 | 14.4 | -1.7 | 12 | -2 | 32.2 | 13.9 | 18.3 | 1.7 | 9.6 | -1 | 25 | 17.8 | 21.1 | 9.4 | 12.8 | 7.8 | 28.3 | 19.4 | 28.3 | -12.2 | 24.4 | 12.8 | 27.8 | 16.7 | 23.3 | 11.1 | 3.9 | 1.1 | 21.1 | 15 | 2.8 | -2.8 | 13.9 | 5 | 9.4 | 1.1 | 27.2 | 7.2 | 13.3 | -2.2 | 10.2 | -5.1 | 16.1 | -3.9
7 | -3 | 2.2 | -9.4 | 23.1 | 18.7 | 27.4 | 18.7 | 3.3 | 1.1 | 31.7 | 6.1 | 10 | 5 | 24.3 | 7.9 | 21.1 | 11.1 | 22.9 | 9 | 21.1 | 11.7 | 18 | 11.1 | 17.2 | -0.6 | 12.2 | -5 | 23 | 14 | 24.4 | 15.6 | 25 | 20.6 | 23.2 | 6.9 | 31.1 | 12.8 | 26.7 | 5.6 | 26.1 | 17.8 | 19.8 | 9.1 | 20 | 1.1 | 7.2 | -7.2 | 11.1 | 9.4 | 8.3 | 7.8 | 22.8 | 8.2 | 23.9 | 5 | 24.4 | 16.7 | 13.3 | -6.7 | 9 | -5 | 16.7 | 4.7 | 11.1 | -3 | 18.9 | 0.6 | 16.8 | 1.6 | 28.5 | 12.4 | 10 | -3.9 | 24.4 | 5 | 17.8 | 8.3 | 20.7 | 9.9 | 23.3 | 11.4 | 28.3 | 9.4 | 8.9 | -10 | 17.2 | 3.3 | 17.8 | 15.6 | 11.7 | 0.8 | 30.6 | 15.6 | 9.4 | 0.6 | 24.4 | 0.6 | 23.9 | -12.2 | 18.5 | -7.6 | 19.4 | -3.3 | 7.8 | -7.2 | 14.1 | 5.7 | 15.5 | 4.9 | 12.2 | -0.9 | 16.1 | -1.1 | 18.9 | 11.7 | 25.7 | 11.1 | 18 | 11 | 10.6 | 3.3 | 11.1 | 6.1 | 16.7 | 3.9 | 16.7 | -0.6 | 12 | -1 | 32.8 | 15.6 | 18.9 | 1.7 | 10.9 | -0.5 | 25.7 | 16.8 | 20.6 | 10 | 11.7 | 8.9 | 28.3 | 19.4 | 28.3 | -9.4 | 25.6 | 13.3 | 26.7 | 16.1 | 23.3 | 11.1 | 4.4 | 0.6 | 18.9 | 16.1 | 5.6 | -2.8 | 15 | 5.6 | 8.3 | 0.6 | 28.3 | 6.7 | 14.4 | -2.2 | 11.1 | -6.7 | 17.2 | -5
7 | -4 | 2.8 | -9.4 | 23.3 | 18.3 | 27.8 | 18.3 | 4.4 | 0 | 31.5 | 5.1 | 11 | 5 | 24.6 | 7.3 | 21.1 | 10 | 23.7 | 7 | 17.8 | 10 | 17 | 10.9 | 17.8 | -3.9 | 10.2 | -1.3 | 21 | 14 | 23.3 | 15.6 | 26.1 | 19.4 | 23.5 | 5.9 | 30.6 | 11.7 | 26.7 | 3.9 | 26.7 | 17.2 | 20.6 | 9.4 | 20.6 | 1.1 | 6.7 | -7.8 | 12.8 | 8.3 | 8.9 | 7.8 | 22.8 | 7 | 23.9 | 4.4 | 24.4 | 16.1 | 13.9 | -4.4 | 9 | -6 | 16.7 | 4.7 | 10.6 | -2.8 | 19.4 | 0 | 17.6 | 2.4 | 29.3 | 11.9 | 9.4 | -4.4 | 25 | 1.7 | 18.9 | 6.7 | 21.1 | 8.3 | 23.9 | 11.7 | 27.8 | 11.7 | 9.5 | -8.5 | 16.7 | 3.9 | 21.1 | 16.1 | 11.1 | 1.1 | 31.1 | 14.4 | 10 | -2.2 | 24.4 | -3.3 | 23.9 | -12.5 | 18.7 | -8.3 | 19.4 | -5.6 | 8.3 | -6.7 | 15.4 | 5.6 | 15 | 3.8 | 12.2 | -0.9 | 16.1 | -1.1 | 13.3 | 8.9 | 26.1 | 11.1 | 18 | 11 | 8.9 | 5.6 | 11.7 | 6.1 | 17.2 | 1.1 | 17.2 | -0.6 | 12 | -1 | 32.8 | 16.1 | 20 | 1.7 | 12.2 | -0.6 | 26.5 | 15.6 | 21.1 | 10 | 11.1 | 9.4 | 27.8 | 19.4 | 29.4 | -6.7 | 26.1 | 12.8 | 27.8 | 16.7 | 23.3 | 11.1 | 5.6 | 0 | 20 | 17.2 | 2.2 | -2.8 | 15 | 5 | 9.4 | 0 | 28.9 | 6.1 | 15.6 | -2.1 | 10.9 | -6.5 | 16.5 | -4.1
7 | -4 | 2.8 | -7.2 | 22.6 | 18 | 26.5 | 17.9 | 5.6 | -1.4 | 31.3 | 5 | 12 | 5 | 25 | 6.7 | 20 | 11.7 | 24.4 | 4.4 | 17.8 | 8.9 | 16.1 | 10.6 | 16.7 | -0.6 | 8.1 | 0.6 | 21 | 14 | 22.8 | 15 | 27.2 | 21.7 | 23.9 | 5 | 30.6 | 11.7 | 26.7 | 2.8 | 25 | 17.8 | 20 | 10.2 | 21.1 | 0.6 | 6.7 | -8.3 | 13.3 | 8.9 | 9.4 | 8.3 | 22.8 | 6.1 | 23.3 | 5.6 | 22.8 | 16.7 | 13.9 | -6.7 | 9 | -6 | 16.7 | 4.4 | 10 | -3.3 | 18.9 | -0.6 | 18.3 | 2.8 | 30 | 10.6 | 8.9 | -3.9 | 25 | 1.1 | 19.4 | 7.8 | 20.7 | 8.1 | 22.8 | 11.3 | 28.3 | 12.2 | 10 | -8.6 | 16.1 | 5.6 | 21.7 | 15 | 10.6 | 1.1 | 29.4 | 13.9 | 12.8 | -3.3 | 25 | -4.4 | 23.9 | -14.2 | 18.9 | -11.1 | 20 | -8.3 | 10 | -6.1 | 16.7 | 5.6 | 14.4 | 2.8 | 12.2 | -1.1 | 16.1 | -1.7 | 13.3 | 9.4 | 25.5 | 11 | 19 | 11 | 11.1 | 5.6 | 12.2 | 5 | 17.8 | 2.8 | 16.7 | -0.6 | 12 | -2 | 29.4 | 18.3 | 20.6 | 0.6 | 12.6 | -0.3 | 27.2 | 14.4 | 22.2 | 10 | 12.2 | 10.6 | 27.2 | 19.4 | 28.9 | -7.8 | 25.6 | 12.2 | 27.2 | 15.6 | 22.9 | 10.7 | 5.6 | 0 | 19.4 | 16.1 | 3.3 | -4.4 | 15.6 | 4.4 | 10.6 | 0 | 28.3 | 5.6 | 16.7 | -2.8 | 10.8 | -6.6 | 15.7 | -3.8
7 | -2 | 2.8 | -7.8 | 21.8 | 17.2 | 25.2 | 17.7 | 6.7 | -3.9 | 31.1 | 3.9 | 12 | 4 | 22.4 | 6.2 | 19.4 | 12.8 | 22.9 | 4.9 | 18.9 | 8.3 | 14.4 | 10.6 | 16.1 | 1.1 | 6.1 | 1.7 | 20 | 14 | 23.9 | 15 | 26.7 | 18.9 | 23.2 | 5.2 | 30.6 | 8.9 | 26.1 | 3.3 | 24.4 | 17.2 | 19.5 | 10.8 | 21.7 | 0.6 | 6.1 | -7.2 | 15 | 10.6 | 9.4 | 8.3 | 22.6 | 6.4 | 22.8 | 7.2 | 22.2 | 16.7 | 13.3 | -9.4 | 9 | -7 | 15.2 | 5.4 | 8.7 | -3.1 | 18.9 | -1.1 | 17.4 | 3 | 28.7 | 10.9 | 8.3 | -3.3 | 24.4 | -1.1 | 21.1 | 8.3 | 20.4 | 8.1 | 21.7 | 10.6 | 27.2 | 11.7 | 10.6 | -9.4 | 14.4 | 8.3 | 19.4 | 13.3 | 9.7 | 1.3 | 28.9 | 14.4 | 13.3 | -5 | 23.3 | -1.1 | 23.9 | -17.8 | 17.2 | -7.2 | 19.4 | -11.1 | 9.4 | -6.7 | 13.9 | 6.1 | 13.5 | 2.4 | 11.1 | -0.6 | 15.6 | -2.2 | 12.8 | 7.8 | 25 | 10.9 | 19 | 10 | 11.1 | 4.4 | 12.2 | 5.6 | 16.7 | 5 | 17.2 | -0.6 | 11 | -2 | 27.8 | 17.8 | 20.6 | 0.6 | 12.9 | 0 | 26.7 | 14.5 | 21.1 | 10 | 13.3 | 10 | 26.7 | 19.4 | 28.9 | -8.3 | 25 | 12.8 | 26.7 | 16.7 | 22.6 | 10.4 | 5.6 | -0.6 | 17.8 | 15.6 | 2.2 | -1.7 | 15.6 | 3.9 | 10.6 | -0.6 | 27.8 | 5 | 15.9 | -2.7 | 10.6 | -8.3 | 15 | -4.4
7 | -2 | 2.8 | -7.2 | 21.1 | 16.7 | 23.9 | 17.2 | 4.8 | -5.4 | 28.7 | 5.6 | 11 | 6 | 19.8 | 5.5 | 17.8 | 12.2 | 21.5 | 5 | 17.2 | 6.7 | 12.8 | 10.4 | 13.3 | 1.1 | 5.7 | 1 | 20 | 15 | 23.3 | 14.4 | 26.7 | 18.3 | 22.4 | 5.4 | 29.4 | 8.9 | 26.1 | 2.2 | 23.9 | 17.2 | 18.9 | 11.1 | 21.7 | -1.1 | 5 | -7.2 | 16.7 | 13.3 | 9.4 | 8.3 | 22.4 | 7 | 22.8 | 7.8 | 22.2 | 16.7 | 12.8 | -10.6 | 7 | -6 | 13.7 | 6.1 | 7.4 | -3.1 | 17.8 | 0 | 16.5 | 2.5 | 27.4 | 10.6 | 3.9 | -2.8 | 23.3 | -1.1 | 20.6 | 8.9 | 20 | 7.8 | 20.6 | 10 | 26.1 | 12.2 | 9.8 | -8.3 | 8.9 | 6.1 | 19.4 | 13.9 | 8.7 | 1.1 | 28.3 | 14.4 | 12.8 | -6.7 | 23.3 | -1.1 | 21.7 | -14 | 15.6 | -4.8 | 17.8 | -11.1 | 7.8 | -6.1 | 11.1 | 5.7 | 12.6 | 1.9 | 10 | -0.4 | 15.6 | -1.7 | 12.2 | 7.8 | 24.4 | 10.6 | 19 | 10 | 11.1 | 3.3 | 11.7 | 5 | 14.4 | 4.4 | 16.7 | -0.6 | 9 | 0 | 25.6 | 17.2 | 20 | 1.1 | 13.3 | 0 | 26.1 | 14.3 | 20.6 | 10.6 | 13.3 | 9.4 | 25 | 19.4 | 27.8 | -3.9 | 23.9 | 12.2 | 25.6 | 16.1 | 22.2 | 10 | 5 | -1.1 | 16.1 | 15.6 | 1.1 | -4.4 | 14.4 | 4.4 | 9.4 | 0.6 | 26.1 | 6.1 | 15.2 | -3.2 | 8.7 | -5.6 | 13.5 | -3.3
6 | -2 | 2.2 | -5.6 | 19.8 | 16.5 | 23 | 17.5 | 3 | -7.2 | 26.3 | 6.9 | 9 | 7 | 17.2 | 4.4 | 17.2 | 11.7 | 20 | 5 | 16.1 | 6.7 | 11.1 | 10 | 11.7 | 1.1 | 5.4 | 0.5 | 18 | 14 | 22.2 | 13.3 | 26.7 | 19.4 | 21.7 | 5.6 | 28.3 | 8.9 | 23.9 | 4.4 | 23.3 | 17.8 | 17.6 | 11.4 | 20.6 | -0.6 | 3.3 | -9.4 | 17.2 | 13.9 | 9.4 | 8.3 | 22.2 | 7.2 | 18.9 | 11.7 | 20 | 15.6 | 11.7 | -9.4 | 6 | -5 | 12.2 | 6.1 | 6.1 | -3.9 | 17.2 | 1.1 | 15.6 | 2.2 | 26.1 | 10.6 | -0.6 | -5 | 20.6 | -2.8 | 20 | 8.9 | 19.1 | 8.8 | 19.3 | 10.6 | 21.7 | 12.8 | 9.1 | -8.8 | 7.2 | 2.8 | 18.3 | 15.6 | 7.8 | 1.1 | 27.2 | 14.4 | 11.1 | -6.7 | 22.2 | 0 | 19.4 | -14.1 | 13.9 | -4.4 | 13.3 | 1.1 | 6.1 | -6.1 | 8.3 | 5 | 11.7 | 1.1 | 8.9 | -0.6 | 15 | -1.7 | 12.2 | 8.3 | 22.7 | 12.1 | 17 | 10 | 8.9 | 4.4 | 9.4 | 7.8 | 12.8 | 3.3 | 15 | -0.6 | 8 | -1 | 23.9 | 17.8 | 17.2 | 1.7 | 12 | 0.4 | 25.6 | 14.4 | 18.9 | 10 | 12.8 | 9.4 | 23.3 | 20 | 23.9 | -3.9 | 20.6 | 11.7 | 22.2 | 17.2 | 20.5 | 10.3 | 4.4 | -0.6 | 16.1 | 15.6 | 1.1 | -5 | 12.8 | 3.3 | 7.2 | 0.6 | 21.1 | 6.7 | 14.4 | -3.9 | 6.9 | -4.8 | 12.1 | -2.9
3 | -2 | 1.7 | -5.6 | 18.5 | 16 | 22 | 17.6 | 1.1 | -10.6 | 23.9 | 7.2 | 8 | 6 | 15.7 | 5 | 17.2 | 12.2 | 18.5 | 7.3 | 15.6 | 6.1 | 10.5 | 9.8 | 8.3 | 1.1 | 5 | 0 | 18 | 14 | 18.9 | 13.9 | 26.1 | 20 | 19.3 | 8.4 | 26.1 | 10 | 21.7 | 7.8 | 22.8 | 18.3 | 16.3 | 11.3 | 14.4 | 2.2 | 1.7 | -7.2 | 16.1 | 13.9 | 9.4 | 8.3 | 20.4 | 7.8 | 17.2 | 10.6 | 20.6 | 17.2 | 10 | -8.9 | 4 | -1 | 11.3 | 6.3 | 5.2 | -3.4 | 14.4 | 2.2 | 13.5 | 1.5 | 25.4 | 10.9 | -2.8 | -6.1 | 16.7 | -2.2 | 19.4 | 7.2 | 18.1 | 9.5 | 18 | 11.1 | 20.6 | 12.2 | 8.3 | -10 | 5.6 | 3.3 | 16.7 | 15 | 8 | 1.8 | 26.7 | 14.4 | 8.3 | -5 | 19.4 | 2.2 | 17.2 | -14.4 | 13.2 | -2.8 | 12.8 | 1.7 | 5.6 | -5.6 | 7 | 4.3 | 11.3 | 1 | 7.2 | -0.2 | 15 | -1.7 | 12.2 | 8.3 | 21.1 | 12.8 | 15 | 10 | 7.8 | 4.4 | 10 | 6.7 | 11.1 | 4.4 | 13.3 | -0.6 | 7 | 0 | 22.8 | 17.8 | 14.4 | 3.3 | 10.7 | 1 | 22.8 | 14.7 | 18.3 | 10 | 11.7 | 10.6 | 22.8 | 20.6 | 19.4 | -4.4 | 19.4 | 10.6 | 21.1 | 17.8 | 18.9 | 10.8 | 3.9 | 0 | 15 | 15 | 1.1 | -5.6 | 11.7 | 4.4 | 6.1 | 0.6 | 20 | 7.2 | 12.9 | -3.4 | 5 | -5 | 10.6 | -3.3
2 | -2 | 0.6 | -5.6 | 17.2 | 15.6 | 21.1 | 17.8 | 0.7 | -10.1 | 23.2 | 7.3 | 9 | 6 | 14.3 | 5.7 | 17.2 | 12.2 | 17.1 | 8.6 | 13.3 | 7.2 | 10 | 9.7 | 6.1 | 1.1 | 5 | -0.4 | 18 | 14 | 19.4 | 13.9 | 26.1 | 21.1 | 16.8 | 9.8 | 25.6 | 8.9 | 20.6 | 7.2 | 22.2 | 17.8 | 15 | 11.1 | 12.8 | 1.7 | 1.7 | -6.7 | 15.6 | 13.9 | 9.4 | 8.9 | 18.5 | 7.9 | 16.7 | 10 | 19.4 | 17.2 | 9.4 | -8.3 | 4 | 0 | 10.3 | 6.3 | 4.2 | -3.8 | 12.8 | 3.9 | 11.5 | 0.6 | 24.6 | 10.5 | -3.3 | -6.7 | 11.1 | -1.7 | 19.4 | 9.4 | 17.2 | 10 | 16.7 | 11.1 | 20 | 11.7 | 7.4 | -8.8 | 4.4 | 3.3 | 16.7 | 15.6 | 8.1 | 2.1 | 26.1 | 13.3 | 7.8 | -6.1 | 16.7 | 8.3 | 16.1 | -12.8 | 12.4 | -2 | 13.9 | -0.6 | 4.4 | -5 | 5.7 | 3.6 | 11 | 0.4 | 5.6 | -0.2 | 15 | -1.1 | 11.7 | 8.3 | 19.4 | 13.3 | 14 | 11 | 7.8 | 5 | 9.4 | 6.1 | 10.6 | 3.9 | 12.2 | -0.6 | 6 | 0 | 23.9 | 17.8 | 10 | 5 | 9.4 | 1.1 | 20 | 14.6 | 17.2 | 10 | 11.1 | 10.6 | 22.2 | 20.6 | 17.8 | -2.2 | 19.4 | 10.6 | 20.6 | 17.8 | 17.2 | 10.6 | 3.3 | 0.6 | 15 | 13.9 | 1.1 | -5.6 | 11.7 | 5 | 5.6 | 0.6 | 21.1 | 7.2 | 11.5 | -3 | 4.4 | -4.8 | 9.1 | -1.2
2 | -2 | -1.1 | -6.1 | 16.7 | 15.1 | 20 | 16.7 | 0.4 | -11.2 | 22.4 | 7 | 8 | 7 | 12.8 | 5.6 | 17.2 | 11.7 | 15.6 | 9.4 | 12.8 | 7.8 | 9.4 | 9.4 | 7.2 | 1.7 | 5 | -0.5 | 17 | 14 | 18.3 | 11.7 | 25 | 21.1 | 14.4 | 10.6 | 24.4 | 8.3 | 20 | 6.7 | 22.2 | 17.2 | 14.3 | 10.9 | 12.8 | 1.7 | 1.1 | -6.1 | 15 | 13.3 | 9.4 | 8.9 | 16.7 | 7.8 | 14.4 | 10.6 | 19.4 | 17.8 | 8.9 | -9.4 | 4 | 0 | 9.4 | 6.1 | 3.3 | -4.4 | 13.9 | 3.9 | 9.4 | -0.6 | 23.9 | 10.6 | -3.9 | -7.8 | 8.9 | -0.6 | 19.4 | 9.4 | 16.7 | 10.4 | 16.7 | 11.5 | 17.8 | 11.7 | 6.5 | -9.1 | 3.9 | 2.8 | 16.7 | 15.6 | 8.3 | 2.8 | 25 | 11.7 | 6.1 | -6.1 | 15.6 | 4.4 | 15 | -11.8 | 11.7 | -1.7 | 12.2 | 1.7 | 4.4 | -5.6 | 4.4 | 2.8 | 10.6 | 0 | 3.9 | -0.6 | 15 | -0.6 | 11.7 | 8.9 | 18.7 | 13.2 | 13 | 10 | 7.2 | 5 | 8.9 | 5.6 | 8.3 | 3.9 | 11.1 | -0.6 | 6 | 0 | 24.4 | 17.8 | 8.3 | 4.4 | 8.7 | 1.4 | 17.2 | 13.9 | 16.1 | 10 | 11.1 | 10 | 22.2 | 20.6 | 16.7 | -2.8 | 18.3 | 10.6 | 20 | 17.8 | 17.2 | 11.1 | 3.9 | 0 | 14.4 | 13.9 | 1.1 | -6.1 | 10.6 | 4.4 | 5 | 1.7 | 20 | 6.1 | 10 | -3.9 | 3.9 | -4.9 | 7.6 | -0.1
1 | -2 | -2.2 | -6.1 | 16.1 | 14.5 | 18.9 | 15.6 | 0 | -13.9 | 21.7 | 7.2 | 8 | 5 | 11.7 | 6.2 | 16.7 | 11.1 | 14.3 | 8.9 | 11.7 | 8.9 | 9.5 | 9.4 | 8.3 | 2.2 | 5 | -1.1 | 17 | 14 | 18.3 | 12.8 | 24.4 | 21.1 | 13.9 | 10.7 | 22.2 | 13.3 | 18.9 | 7.2 | 22.2 | 17.2 | 13.5 | 10.3 | 12.8 | 2.2 | 0.6 | -5.6 | 15 | 13.9 | 10 | 9.4 | 15.4 | 8 | 12.8 | 11.1 | 19.4 | 17.8 | 7.8 | -7.8 | 3 | 0 | 9 | 6.4 | 2.6 | -3.9 | 13.3 | 4.4 | 8.9 | 1.6 | 23 | 10.8 | -4.4 | -9.4 | 7.8 | -0.6 | 18.9 | 7.8 | 16.1 | 10.4 | 16.7 | 11.7 | 18.3 | 12.2 | 5.6 | -10.6 | 4.4 | 3.3 | 16.1 | 15 | 8.5 | 3.1 | 23.9 | 8.3 | 4.4 | -5.6 | 16.7 | 2.8 | 13.9 | -12.8 | 11.1 | -0.9 | 11.7 | 1.7 | 3.9 | -4.4 | 4.4 | 2.6 | 9.8 | -0.3 | 3.7 | -0.6 | 15 | 0.6 | 11.1 | 8.9 | 17.9 | 13 | 14 | 11 | 6.1 | 5 | 7.8 | 5.6 | 8.9 | 2.2 | 9.4 | 0 | 6 | 0 | 26.7 | 16.1 | 7.2 | 4.4 | 7.9 | 1.5 | 16.5 | 13.8 | 15.6 | 10.6 | 11.1 | 10.6 | 22.2 | 20.6 | 14.4 | -3.9 | 17.2 | 11.1 | 19.4 | 17.8 | 17.2 | 11.7 | 2.8 | 0 | 13.9 | 13.3 | 0.6 | -6.7 | 9.4 | 4.4 | 4.4 | 1.1 | 18.9 | 4.4 | 8.7 | -2.5 | 3.3 | -6.1 | 6.1 | 0.6
1 | -2 | -3.3 | -6.7 | 15.6 | 13.9 | 17.8 | 14.4 | -0.9 | -11.5 | 20.4 | 7.4 | 9 | 5 | 10.5 | 6.5 | 16.7 | 11.1 | 13 | 8.5 | 11.1 | 8.9 | 9.5 | 9.4 | 10 | -0.6 | 4.6 | -1.2 | 16 | 13 | 17.8 | 13.3 | 23.9 | 20.6 | 13.3 | 11 | 21.1 | 15 | 17.2 | 7.8 | 21.7 | 17.2 | 12.8 | 10 | 13.3 | 2.2 | 0.6 | -5.6 | 15.6 | 13.9 | 10.6 | 10 | 14.1 | 8.1 | 12.8 | 10.6 | 19.4 | 18.9 | 7.8 | -7.8 | 3 | -2 | 8.7 | 6.7 | 1.8 | -3.8 | 13.3 | 7.8 | 8.3 | 3.2 | 22 | 10.5 | -5 | -11.7 | 9.4 | -1.7 | 19.4 | 7.2 | 15.6 | 10.6 | 16.7 | 11.7 | 17.8 | 12.8 | 5 | -9.2 | 5 | 3.9 | 15.6 | 15.6 | 8.7 | 3.5 | 22.2 | 5.6 | 4.4 | -6.1 | 15 | 3.9 | 12.4 | -12.1 | 10.6 | -0.2 | 11.1 | 1.1 | 3.9 | -4.4 | 4.4 | 2.3 | 9.1 | -0.4 | 3.5 | -0.8 | 15 | -0.6 | 10 | 6.1 | 17.2 | 12.8 | 12 | 9 | 6.1 | 5 | 8.3 | 6.7 | 8.9 | 2.8 | 9.4 | 0 | 6 | -1 | 25 | 5.6 | 5.6 | 4.4 | 7.2 | 1.7 | 15.7 | 13.6 | 15.6 | 10 | 11.1 | 8.9 | 22.2 | 21.1 | 15 | -7.2 | 16.7 | 10.6 | 18.9 | 17.8 | 17.2 | 12.2 | 3.3 | 0.6 | 12.8 | 12.2 | 0.6 | -6.7 | 8.9 | 4.4 | 2.8 | 1.1 | 20.6 | 4.4 | 7.4 | -2.1 | 2.9 | -6 | 5.9 | 0.4
1 | -1 | -3.9 | -7.2 | 15.8 | 14.2 | 16.7 | 14 | -1.9 | -11.4 | 19.1 | 7.9 | 5 | 3 | 9.4 | 6.7 | 15.6 | 11.7 | 11.7 | 7.8 | 10.6 | 8.9 | 9.6 | 9.4 | 11.7 | -3.9 | 4.3 | -1.5 | 13 | 12 | 17.2 | 13.9 | 22.8 | 20 | 12.8 | 11.1 | 20.6 | 15.6 | 16.7 | 6.7 | 22.8 | 17.2 | 11.9 | 9.7 | 13.9 | 2.2 | -0.6 | -5 | 15.6 | 13.9 | 11.7 | 11.1 | 12.8 | 7.8 | 13.9 | 12.2 | 19.4 | 18.9 | 7.8 | -7.8 | 3 | -2 | 8.3 | 7 | 1.1 | -4.4 | 11.7 | 6.7 | 7.8 | 4.4 | 21.1 | 10.6 | -5.6 | -12.8 | 10 | -3.3 | 15 | 12.8 | 14.8 | 9.2 | 16.3 | 13.1 | 15.6 | 12.8 | 4.5 | -9.2 | 4.4 | 3.3 | 16.1 | 15 | 8.9 | 3.9 | 18.9 | 7.2 | 2.2 | -5.6 | 15.6 | 2.2 | 10.9 | -12.5 | 10 | 0 | 9.4 | 0 | 2.2 | -4.4 | 4.4 | 2.2 | 8.3 | -1.1 | 3.3 | -1.1 | 13.3 | 2.8 | 9.4 | 6.1 | 17.6 | 13.2 | 11 | 8 | 6.1 | 5 | 7.8 | 6.7 | 8.3 | 4.4 | 8.9 | 0 | 5 | 0 | 23.9 | 4.4 | 4.4 | 3.3 | 7 | 1.7 | 15 | 13.3 | 16.1 | 9.4 | 10.6 | 10 | 22.8 | 21.1 | 17.8 | -6.1 | 15.6 | 10.6 | 19.4 | 17.8 | 17 | 13 | 3.3 | 0.6 | 12.2 | 11.7 | 0.6 | -6.7 | 8.3 | 4.4 | 3.3 | 1.1 | 20.6 | 3.9 | 6.1 | -2.2 | 2.6 | -6.7 | 5.8 | 0.3
0 | -2 | -4.4 | -7.2 | 15.9 | 14.3 | 15.5 | 13.4 | -2.8 | -12.2 | 17.8 | 7.8 | 6 | 4 | 9.4 | 7.2 | 14.4 | 12.2 | 11.3 | 7.4 | 10.6 | 8.3 | 9.6 | 9.4 | 7.8 | -1.1 | 3.9 | -2.2 | 12 | 11 | 16.7 | 14.4 | 22.8 | 20 | 12.1 | 10.7 | 20 | 15.6 | 15.6 | 6.1 | 22.8 | 16.1 | 10.9 | 9.4 | 13.3 | 1.7 | 1.1 | -3.9 | 15 | 13.3 | 12.2 | 11.7 | 12.8 | 7.5 | 12.2 | 11.1 | 19.4 | 18.9 | 7.2 | -7.2 | 2 | -1 | 8.3 | 7.3 | 1.1 | -3.5 | 12.2 | 6.1 | 7.4 | 5.4 | 20.9 | 10.7 | -7.2 | -15 | 7.8 | -3.9 | 14.4 | 13.3 | 14.1 | 8.1 | 16 | 14.2 | 13.3 | 12.2 | 3.9 | -10.6 | 5 | 3.3 | 16.7 | 15.6 | 8.9 | 4.3 | 16.7 | 6.1 | 2.2 | -5 | 15 | 1.7 | 9.4 | -14.4 | 8.9 | 0.1 | 8.9 | 0.6 | -0.6 | -5 | 4.2 | 2.1 | 7.8 | -1.3 | 3.3 | -1.1 | 13.3 | 4.4 | 8.9 | 5.6 | 17.9 | 13.4 | 11 | 8 | 6.7 | 4.4 | 7.8 | 6.1 | 7.8 | 3.9 | 8.3 | 0 | 4 | -1 | 22.8 | 5 | 3.3 | 2.8 | 6.9 | 1.8 | 14.8 | 13.2 | 15.6 | 10.6 | 10.6 | 9.4 | 23.3 | 21.1 | 16.1 | -6.1 | 15.6 | 10.6 | 19.4 | 18.3 | 16.9 | 13.8 | 3.3 | 1.1 | 13.3 | 8.9 | 0.6 | -6.7 | 8.3 | 4.4 | 2.8 | 1.1 | 20 | 3.3 | 5.2 | -1.1 | 2.2 | -8.3 | 5.6 | 0
0 | -3 | -2.8 | -7.2 | 16.1 | 14.4 | 14.4 | 12.8 | -3.9 | -10.4 | 17.1 | 8 | 6 | 4 | 9.4 | 7.9 | 14.4 | 13.3 | 11 | 7.2 | 9.4 | 8.3 | 9.7 | 9.4 | 6.1 | -1.1 | 3.9 | -1.8 | 12 | 11 | 15.6 | 14.4 | 22.2 | 19.4 | 11.3 | 10.1 | 20 | 15.6 | 14.4 | 6.1 | 22.8 | 16.7 | 10 | 8.9 | 15.6 | 0.6 | 0.6 | -3.9 | 16.1 | 13.9 | 13.9 | 13.3 | 12.8 | 7.3 | 11.7 | 11.1 | 19.4 | 19.4 | 7.2 | -7.8 | 3 | -2 | 8.3 | 7.7 | 1.1 | -3.1 | 12.8 | 6.1 | 7.1 | 6.1 | 20.8 | 10.6 | -8.9 | -9.4 | 6.7 | -4.4 | 13.9 | 12.2 | 13.3 | 6.7 | 15.6 | 15 | 12.8 | 12.2 | 2.6 | -6.5 | 5.6 | 3.9 | 16.1 | 15.6 | 8.9 | 4.7 | 16.1 | 4.4 | 1.1 | -3.9 | 13.9 | 1.1 | 8.3 | -13.1 | 7.8 | 0.3 | 7.2 | -1.1 | 0.6 | -5 | 4.1 | 2.3 | 7.2 | -2 | 3.3 | -1.3 | 13.3 | 5.6 | 7.8 | 4.4 | 18.3 | 13.9 | 10 | 8 | 6.1 | 4.4 | 7.2 | 6.1 | 7.8 | 4.4 | 8.3 | 0 | 4 | -1 | 21.1 | 6.7 | 2.8 | 2.2 | 6.7 | 1.7 | 14.6 | 13 | 18.3 | 9.4 | 9.4 | 9.4 | 23.3 | 21.1 | 13.9 | -6.1 | 15 | 10 | 19.4 | 18.3 | 16.7 | 14.4 | 3.9 | 1.1 | 12.8 | 8.9 | 0 | -6.7 | 6.7 | 4.4 | 2.8 | 1.1 | 18.9 | 3.3 | 4.2 | -0.9 | 1.3 | -7.3 | 4.8 | 0
0 | -2 | -2.8 | -7.2 | 16.5 | 14.9 | 15.2 | 13.8 | -5 | -9.8 | 16.3 | 7.8 | 6 | 4 | 9.4 | 8.3 | 14.4 | 13.3 | 10.6 | 6.7 | 8.9 | 7.8 | 9.8 | 9.4 | 4.4 | -1.7 | 3.9 | -1.8 | 12 | 11 | 15 | 13.9 | 21.7 | 18.9 | 10.6 | 9.4 | 20 | 15.6 | 13.3 | 6.1 | 22.8 | 16.1 | 9.8 | 8.6 | 13.3 | 0.6 | -1.1 | -3.9 | 16.7 | 13.9 | 14.4 | 13.3 | 12.8 | 6.7 | 11.7 | 10.6 | 19.4 | 18.9 | 7.2 | -7.2 | 1 | 0 | 8.3 | 8 | 1.1 | -3.3 | 12.8 | 5.6 | 6.7 | 6.7 | 20.6 | 10.6 | -9.4 | -16.1 | 6.7 | -4.4 | 13.3 | 12.2 | 12.2 | 5.2 | 15 | 14.6 | 13.3 | 12.8 | 1.3 | -4.8 | 5.6 | 3.9 | 16.7 | 16.7 | 8.9 | 5 | 15.6 | 4.4 | 0.6 | -4.4 | 13.9 | -2.2 | 7.2 | -12.7 | 6.7 | 0 | 10 | -2.8 | 0.6 | -3.9 | 3.9 | 2.2 | 6.7 | -2.8 | 3.3 | -1.7 | 13.3 | 6.1 | 7.2 | 3.3 | 18.3 | 14 | 10 | 9 | 5.6 | 4.4 | 7.2 | 6.1 | 7.8 | 5 | 8.3 | 0 | 4 | -1 | 20 | 7.2 | 1.7 | 1.1 | 6.7 | 1.8 | 14.4 | 12.8 | 16.7 | 13.3 | 9.4 | 9.4 | 22.8 | 21.1 | 11.7 | -6.7 | 15 | 10 | 19.4 | 17.8 | 16.7 | 14.9 | 3.9 | 0.6 | 11.7 | 9.4 | 0 | -6.1 | 7.2 | 4.4 | 2.2 | 1.1 | 16.7 | 3.3 | 3.3 | -0.6 | 0.3 | -7.7 | 4.1 | -0.3
0 | -3 | -2.2 | -6.7 | 16.8 | 15.2 | 15.9 | 14.6 | -6.1 | -10 | 15.6 | 7.8 | 6 | 4 | 9.2 | 8 | 13.9 | 13.3 | 11 | 7.5 | 8.9 | 7.2 | 9.9 | 9.4 | 3.9 | -2.2 | 3.9 | -2.2 | 14 | 13 | 15 | 14.4 | 21.1 | 18.9 | 10.4 | 9.3 | 20 | 15.6 | 12.8 | 6.7 | 22.8 | 16.1 | 9.6 | 8.1 | 11.7 | 4.4 | 0 | -2.8 | 17.8 | 13.3 | 14.4 | 13.3 | 13 | 8.7 | 11.7 | 9.4 | 19.4 | 18.9 | 7.8 | -7.8 | 1 | 0 | 8.5 | 8.3 | 3 | -2.2 | 12.8 | 5.6 | 6.5 | 6.2 | 20.6 | 10.7 | -10 | -17.2 | 7.8 | -3.3 | 13.3 | 12.2 | 11.1 | 3.9 | 14.5 | 13.9 | 12.8 | 12.8 | 0 | -3.9 | 5.6 | 3.9 | 16.7 | 16.7 | 9.5 | 5.1 | 14.4 | 4.4 | 0 | -3.9 | 12.2 | -2.8 | 6.1 | -14.4 | 6.7 | -1.1 | 10.6 | -3.9 | 0.6 | -3.9 | 4.1 | 2.1 | 6.7 | -2.4 | 4.2 | -1.4 | 12.8 | 6.1 | 7.2 | 3.3 | 18.3 | 14.2 | 10 | 9 | 5.6 | 4.4 | 7.2 | 5.6 | 7.2 | 3.9 | 7.8 | 0.6 | 3 | -1 | 18.3 | 7.2 | 3.9 | 0 | 6.7 | 1.8 | 13.9 | 12.7 | 15.6 | 13.9 | 9.4 | 9.4 | 22.8 | 21.1 | 10 | -7.2 | 14.4 | 9.4 | 20 | 17.8 | 16.7 | 15.3 | 3.9 | 0.6 | 11.1 | 8.9 | 0 | -7.2 | 7.2 | 4.4 | 1.7 | 0 | 14.4 | 2.8 | 3.9 | -0.3 | -0.6 | -8.9 | 3.3 | -0.6
0 | -3 | -2.8 | -7.2 | 17.2 | 15.6 | 16.7 | 15.6 | -3.5 | -8.5 | 16.9 | 8.1 | 7 | 4 | 9.1 | 7.6 | 13.3 | 13.3 | 11.3 | 8.2 | 9.4 | 7.8 | 10 | 9.4 | 3.3 | -2.2 | 3.7 | -0.8 | 13 | 12 | 13.9 | 13.3 | 20.6 | 18.9 | 10.2 | 9.2 | 19.4 | 15.6 | 13.9 | 6.7 | 22.8 | 16.1 | 9.4 | 7.8 | 10.6 | 6.1 | 0.6 | -2.2 | 18.3 | 12.8 | 12.2 | 11.7 | 13.1 | 10.1 | 11.7 | 10 | 20 | 19.4 | 6.1 | -5.6 | 1 | 0 | 8.7 | 8.6 | 4.8 | -1.6 | 12.2 | 5.6 | 6.3 | 5.6 | 20.6 | 10.7 | -10.6 | -17.2 | 7.8 | -1.1 | 12.8 | 11.7 | 10 | 2.2 | 13.9 | 13.3 | 13.3 | 13.3 | 0 | -3.1 | 5.6 | 3.9 | 16.7 | 16.7 | 10 | 5.2 | 15 | 3.9 | -0.6 | -4.4 | 11.1 | -3.3 | 8.5 | -11.8 | 6.7 | -2.4 | 7.8 | -3.9 | 0.6 | -4.4 | 4.2 | 1.7 | 6.7 | -2.4 | 5.2 | -1.3 | 13.3 | 6.7 | 6.7 | 3.3 | 18.3 | 14.4 | 10 | 9 | 4.4 | 3.9 | 6.7 | 6.1 | 7.2 | 5 | 7.2 | 0.6 | 4 | -1 | 16.7 | 7.8 | 1.7 | 1.1 | 6.7 | 1.7 | 13.3 | 12.5 | 15.6 | 13.9 | 10 | 9.4 | 23.3 | 21.7 | 11.1 | -7.8 | 14.4 | 9.4 | 19.4 | 17.8 | 16.7 | 15.6 | 3.9 | 0 | 11.7 | 9.4 | 0 | -7.8 | 6.7 | 4.4 | 1.7 | 0.6 | 15.6 | 5 | 4.4 | -0.2 | 2.6 | -7.2 | 3.9 | 0.2
0 | -2 | -2.8 | -6.7 | 18.1 | 16.3 | 17.6 | 16 | -0.9 | -7.9 | 18.1 | 7.8 | 8 | 3 | 8.9 | 7.2 | 13.9 | 13.9 | 11.7 | 8.9 | 10.6 | 8.3 | 10.6 | 9.4 | 8.3 | -2.2 | 3.5 | 0.2 | 18 | 14 | 14.4 | 14.4 | 20.6 | 19.4 | 10 | 8.9 | 19.4 | 15.6 | 13.3 | 6.1 | 22.8 | 17.2 | 10.9 | 8.3 | 9.4 | 6.7 | 3.3 | -0.6 | 18.3 | 13.3 | 11.7 | 11.1 | 13.3 | 11.7 | 12.8 | 10 | 20 | 20 | 8.3 | -6.7 | 1 | 0 | 8.9 | 8.9 | 6.7 | -1.7 | 11.7 | 7.2 | 6.1 | 5 | 20.6 | 10.6 | -9.4 | -16.7 | 8.9 | 0.6 | 14.4 | 13.3 | 10.4 | 2.5 | 13.9 | 11.5 | 16.1 | 15 | 0 | -2.7 | 6.1 | 3.9 | 17.2 | 16.7 | 10.6 | 5 | 15.6 | 5 | 0.6 | -4.4 | 11.1 | -3.3 | 10.9 | -10.5 | 6.7 | -4.4 | 12.8 | -5.6 | 3.9 | -2.8 | 4.4 | 1.7 | 6.7 | -2.8 | 6.1 | -1.7 | 15 | 6.7 | 7.2 | 3.9 | 18.5 | 14.8 | 10 | 9 | 6.1 | 3.3 | 7.8 | 6.1 | 7.2 | 4.4 | 8.9 | 1.7 | 4 | 0 | 18.3 | 8.3 | 6.1 | 2.8 | 8 | 2.2 | 12.8 | 12.2 | 16.1 | 14.4 | 9.4 | 8.9 | 23.3 | 21.7 | 13.3 | -7.8 | 14.4 | 10.6 | 19.4 | 18.3 | 16.7 | 15.9 | 4.4 | -0.6 | 13.3 | 9.4 | 1.1 | -7.8 | 7.8 | 4.4 | 2.8 | 0.6 | 18.3 | 7.8 | 5 | 0 | 5.7 | -7 | 4.4 | 0.9
2 | -2 | -1.7 | -6.1 | 19.1 | 17.1 | 18.5 | 16.3 | 1.7 | -8.9 | 19.4 | 7.8 | 8 | 3 | 8.3 | 6.6 | 15 | 15 | 13.4 | 9.5 | 11.7 | 8.3 | 12.1 | 10.2 | 11.7 | -2.8 | 3.3 | 1.1 | 21 | 12 | 16.1 | 16.1 | 21.1 | 19.4 | 14.1 | 10.4 | 21.1 | 17.2 | 14.4 | 6.7 | 24.4 | 17.8 | 12.4 | 9.1 | 11.1 | 6.7 | 6.1 | -0.6 | 18.3 | 13.9 | 11.1 | 10.6 | 14.4 | 12.6 | 15.6 | 10 | 21.1 | 20 | 11.1 | -7.8 | 1 | 0 | 10 | 9.3 | 9.5 | -0.8 | 11.1 | 7.8 | 6.5 | 5.8 | 20.4 | 11.4 | -8.3 | -16.7 | 10 | 1.1 | 16.7 | 13.3 | 10.7 | 2.3 | 13.9 | 9.2 | 18.3 | 15.6 | 0 | -2.8 | 6.7 | 4.4 | 18.3 | 17.8 | 10.8 | 5.2 | 17.2 | 5 | 2.8 | -3.3 | 12.8 | -2.8 | 13.3 | -10.6 | 6.5 | -4.3 | 14.4 | -5.6 | 6.1 | -3.3 | 4.6 | 1.8 | 7.2 | -2 | 8.7 | -0.5 | 16.7 | 8.9 | 8.3 | 4.4 | 18.7 | 15.2 | 11 | 9 | 6.1 | 3.3 | 8.9 | 6.7 | 8.3 | 5 | 12.2 | 2.2 | 7 | 0 | 20.6 | 10 | 10 | -0.6 | 9.3 | 2.6 | 15.8 | 14.5 | 16.1 | 14.4 | 10 | 8.9 | 24.4 | 21.7 | 15.6 | -7.8 | 18.3 | 10.6 | 20 | 18.3 | 16.7 | 16.4 | 5 | -1.7 | 12.8 | 8.9 | 2.2 | -8.3 | 8.9 | 4.4 | 4.4 | 1.1 | 20.6 | 9.4 | 7.4 | 0.8 | 8.9 | -8.9 | 5 | 1.7
3 | -3 | 0 | -5 | 20 | 17.8 | 19.4 | 16.7 | 3.5 | -8.1 | 21.8 | 7.6 | 9 | 2 | 7.8 | 6.1 | 17.2 | 14.4 | 15 | 9.8 | 11.7 | 8.3 | 13.5 | 10.7 | 13.9 | -3.3 | 4.6 | 0.9 | 22 | 9 | 18.3 | 17.2 | 22.8 | 20.6 | 18.1 | 11 | 23.3 | 17.2 | 15.6 | 6.1 | 23.3 | 18.9 | 13.9 | 9.4 | 13.3 | 8.3 | 7.8 | -1.1 | 20.6 | 14.4 | 12.2 | 11.1 | 15.6 | 13.7 | 18.3 | 8.9 | 22.8 | 18.3 | 12.2 | -8.9 | 2 | 0 | 11.1 | 9.7 | 12.2 | -1.2 | 11.7 | 8.3 | 6.8 | 6.5 | 20.2 | 11.7 | -7.2 | -17.2 | 10.6 | 1.7 | 19.4 | 13.3 | 11.1 | 2.2 | 13.9 | 6.7 | 19.4 | 15.6 | 0.4 | -1.9 | 8.3 | 3.3 | 18.3 | 17.8 | 10.9 | 5 | 18.3 | 5.6 | 5.6 | -2.2 | 15 | -4.4 | 16.3 | -8.5 | 6.3 | -4.7 | 16.7 | -7.2 | 7.2 | -2.2 | 4.8 | 2 | 7.8 | -1.3 | 11.3 | -0.2 | 16.7 | 10.6 | 10 | 5 | 18.9 | 15.6 | 12 | 9 | 7.8 | 2.8 | 9.4 | 7.2 | 10.6 | 5 | 15.6 | 2.2 | 9 | 0 | 22.2 | 9.4 | 12.8 | -0.6 | 10.6 | 2.8 | 18.7 | 16.3 | 13.3 | 11.1 | 11.1 | 6.7 | 25.6 | 21.7 | 18.3 | -8.9 | 20.6 | 10.6 | 20.6 | 18.3 | 16.7 | 16.7 | 6.1 | -0.6 | 13.9 | 9.4 | 3.3 | -7.8 | 10 | 4.4 | 6.7 | 1.7 | 21.1 | 10.6 | 9.8 | 1.4 | 10.7 | -7.6 | 5.9 | 0.4
4 | -2 | 1.1 | -6.7 | 21.5 | 17.9 | 19.2 | 16.3 | 5.4 | -8.9 | 24.3 | 7.5 | 11 | 2 | 7.2 | 5.6 | 17.2 | 14.4 | 16.7 | 10 | 12.2 | 8.3 | 15 | 11.1 | 16.1 | -3.3 | 5.9 | 0.2 | 23 | 12 | 23.3 | 17.2 | 25.6 | 20.6 | 22.2 | 10.6 | 25 | 17.8 | 16.7 | 7.2 | 25 | 18.3 | 16.1 | 10.2 | 13.3 | 8.3 | 10 | -1.7 | 21.7 | 15 | 12.8 | 11.1 | 16.7 | 14.4 | 20.6 | 10.6 | 25 | 19.4 | 12.8 | -8.9 | 3 | 0 | 12.2 | 10 | 15 | -2.2 | 13.9 | 10 | 7.2 | 7.2 | 20 | 12.2 | -6.1 | -16.7 | 11.1 | 0.6 | 19.4 | 13.9 | 12.6 | 2.5 | 15.4 | 7.5 | 22.2 | 13.9 | 0.7 | -1.5 | 10 | 1.1 | 20.6 | 17.2 | 11.1 | 5 | 19.4 | 5.6 | 7.2 | -2.2 | 16.7 | -1.7 | 19.2 | -8.8 | 6.1 | -6.1 | 17.8 | -7.8 | 7.8 | 0 | 5 | 2.2 | 8.3 | -1.1 | 13.9 | 0 | 17.8 | 11.7 | 12.2 | 5.6 | 21.1 | 16.5 | 13 | 10 | 8.9 | 1.7 | 8.9 | 6.7 | 12.8 | 6.1 | 16.7 | 2.2 | 11 | 0 | 23.9 | 8.9 | 14.4 | -1.1 | 13 | 4.2 | 21.7 | 18.3 | 11.7 | 10 | 11.7 | 7.2 | 25.6 | 21.1 | 20.6 | -8.9 | 22.2 | 12.2 | 22.2 | 18.3 | 17.4 | 17.4 | 6.7 | -1.1 | 16.1 | 9.4 | 4.4 | -8.3 | 11.7 | 5 | 8.3 | 0.6 | 21.1 | 11.1 | 12.2 | 1.7 | 12.6 | -8.1 | 6.9 | -0.9
6 | -2 | 2.2 | -7.2 | 22.9 | 17.8 | 19.1 | 16 | 7.2 | -11.7 | 26.7 | 6.1 | 12 | 2 | 8.7 | 6.2 | 16.7 | 13.9 | 17.4 | 10.6 | 12.2 | 8.3 | 15.6 | 11 | 17.2 | -3.9 | 7.2 | -0.6 | 23 | 15 | 26.1 | 16.1 | 27.8 | 18.9 | 23.7 | 10.1 | 26.7 | 17.8 | 18.3 | 7.8 | 24.4 | 18.9 | 18.4 | 11 | 14.4 | 5.6 | 11.7 | -1.1 | 22.2 | 15 | 8.9 | 7.2 | 18.4 | 14.7 | 22.2 | 11.7 | 25 | 20 | 14.4 | -2.2 | 4 | 0 | 12.9 | 9.8 | 15.9 | -1.9 | 15.6 | 9.4 | 7.8 | 7.5 | 21.3 | 13 | -5 | -15.6 | 11.7 | 0.6 | 21.7 | 13.3 | 14.1 | 2.7 | 16.8 | 7.7 | 24.4 | 13.9 | 1.1 | -1.1 | 11.1 | 0.6 | 21.1 | 17.2 | 11.3 | 4.3 | 20.6 | 6.1 | 11.1 | -1.1 | 17.8 | -1.7 | 22.2 | -10 | 5.4 | -4.2 | 18.3 | -8.9 | 6.1 | 0 | 4.6 | 2.3 | 9.6 | -0.5 | 14.8 | -0.1 | 18.3 | 13.3 | 14.4 | 3.9 | 23.4 | 17.2 | 14 | 10 | 10 | 1.7 | 9.4 | 5.6 | 14.4 | 7.8 | 17.2 | 2.8 | 13 | 0 | 25.6 | 10 | 15.6 | -1.1 | 15.4 | 5.6 | 23.4 | 19.2 | 11.1 | 9.4 | 15 | 3.3 | 26.7 | 21.1 | 22.2 | -9.4 | 23.9 | 14.4 | 23.9 | 17.8 | 18.2 | 18.2 | 7.8 | -1.7 | 17.2 | 8.3 | 4.4 | -9.4 | 13.3 | 6.7 | 9.4 | 0 | 22.2 | 11.7 | 12.9 | 2.2 | 14.4 | -10 | 7.8 | -3.3
7 | -2 | 2.2 | -3.9 | 24.4 | 17.8 | 18.9 | 15.6 | 8.1 | -10 | 28.4 | 5.3 | 12 | 2 | 10.2 | 6.7 | 16.7 | 13.9 | 18.2 | 11.3 | 12.8 | 8.3 | 16.1 | 10.4 | 17.8 | -6.1 | 8.3 | -0.4 | 24 | 16 | 26.1 | 16.7 | 29.4 | 16.7 | 25.2 | 8.7 | 27.8 | 16.1 | 19.4 | 8.3 | 25.6 | 18.3 | 20.6 | 11.1 | 16.7 | 5 | 11.1 | -1.1 | 23.9 | 15.6 | 10.6 | 6.1 | 20 | 14.8 | 22.8 | 12.2 | 26.1 | 20 | 14.4 | -2.8 | 6 | -2 | 13.7 | 9.8 | 16.9 | -1.9 | 16.7 | 8.9 | 8.3 | 7.6 | 22.6 | 13.4 | -3.9 | -13.3 | 11.7 | 1.1 | 22.8 | 12.8 | 15.6 | 2.2 | 18.3 | 8.3 | 25.6 | 13.3 | 0.9 | -1.2 | 12.2 | 0.6 | 18.9 | 17.2 | 11.5 | 3.8 | 21.7 | 6.7 | 12.8 | -0.6 | 18.9 | -2.8 | 23.3 | -8.9 | 4.6 | -3.4 | 19.4 | -10.6 | 7.2 | 1.7 | 4.3 | 2.6 | 10.9 | -0.2 | 15.8 | -0.4 | 21.1 | 15 | 16.1 | 5 | 25.6 | 17.8 | 13 | 11 | 11.1 | 1.1 | 11.7 | 6.7 | 15.6 | 8.3 | 18.9 | 3.9 | 16 | 1 | 27.2 | 10 | 15.6 | -1.1 | 17.8 | 6.7 | 25 | 19.8 | 8.3 | 6.1 | 15 | 4.4 | 26.7 | 21.1 | 23.3 | -5.6 | 25 | 16.7 | 25.6 | 18.3 | 18.9 | 18.9 | 8.3 | -1.1 | 18.3 | 7.8 | 4.4 | -11.1 | 13.9 | 6.1 | 11.1 | -0.6 | 25 | 12.2 | 13.7 | 2.6 | 15.3 | -8.5 | 8.5 | -3.8
8 | -1 | 3.3 | -6.1 | 24.2 | 17.9 | 19.1 | 16.2 | 9.1 | -9.7 | 30 | 4.6 | 13 | 3 | 11.7 | 7.2 | 16.1 | 13.3 | 18.9 | 11.7 | 13.9 | 8.3 | 16.7 | 10 | 18.3 | -4.4 | 9.5 | -0.6 | 24 | 16 | 25.6 | 16.7 | 30.6 | 21.1 | 26.7 | 7.2 | 28.9 | 16.1 | 21.1 | 8.9 | 26.1 | 17.8 | 20.4 | 11.4 | 18.3 | 6.7 | 10.6 | -0.6 | 24.4 | 16.1 | 12.8 | 5 | 21.7 | 14.4 | 23.3 | 11.7 | 26.1 | 20.6 | 11.7 | -2.8 | 6 | -3 | 14.4 | 9.4 | 17.8 | -2.8 | 16.1 | 11.1 | 8.9 | 7.8 | 23.9 | 13.9 | -2.8 | -12.2 | 10.6 | 0 | 25.6 | 12.8 | 17.1 | 2.7 | 19.4 | 8.5 | 26.1 | 15 | 0.8 | -1.3 | 12.2 | 0.6 | 17.8 | 17.8 | 11.7 | 2.8 | 22.8 | 7.2 | 15.6 | 1.7 | 19.4 | -3.3 | 24.5 | -9.3 | 3.9 | -3.3 | 20.6 | -8.3 | 10 | -1.1 | 3.9 | 2.8 | 12.2 | 0 | 16.7 | -1.1 | 21.7 | 15 | 17.8 | 4.4 | 27.1 | 18.1 | 13 | 11 | 10 | 1.7 | 11.7 | 6.1 | 16.7 | 9.4 | 20.6 | 4.4 | 18 | 2 | 26.7 | 9.4 | 16.7 | -1.1 | 19.3 | 6.8 | 26.7 | 20.6 | 6.7 | 4.4 | 15 | 4.4 | 29.4 | 21.7 | 24.4 | -7.2 | 26.7 | 17.2 | 27.2 | 17.8 | 19.8 | 19 | 8.3 | -1.7 | 20 | 7.8 | 5.6 | -11.1 | 15 | 6.1 | 10.6 | -2.2 | 23.3 | 11.7 | 14.4 | 2.8 | 16.3 | -9.2 | 9.3 | -4.8
8 | 0 | 3.9 | -5.6 | 24.1 | 18.1 | 19.2 | 16.6 | 10 | -11.1 | 31.7 | 3.3 | 14 | 3 | 12.8 | 6.6 | 17.2 | 13.3 | 17.4 | 10.8 | 11.7 | 7.2 | 15.8 | 9 | 18.9 | -3.3 | 10.6 | -1.1 | 24 | 17 | 25 | 17.2 | 29.4 | 19.4 | 26.5 | 8 | 30 | 15 | 22.2 | 8.3 | 27.2 | 17.8 | 20.2 | 11.7 | 18.3 | 3.9 | 11.1 | -2.2 | 25 | 16.1 | 13.3 | 1.7 | 21.9 | 14.3 | 24.4 | 13.3 | 26.7 | 20 | 10.6 | -4.4 | 7 | -2 | 13.7 | 9 | 18.2 | -2.4 | 13.9 | 12.2 | 9.1 | 7.9 | 24.6 | 14.1 | -1.1 | -11.7 | 10 | 0 | 25 | 12.8 | 18.5 | 3.2 | 20.6 | 8.6 | 23.3 | 13.9 | 0.6 | -1.7 | 13.3 | 2.2 | 18.3 | 17.8 | 11.7 | 3.5 | 23.9 | 6.7 | 18.3 | 1.7 | 20.6 | -3.9 | 25.6 | -11.7 | 2.6 | -3.7 | 20.6 | -8.9 | 8.9 | -2.2 | 3.7 | 2.7 | 12.9 | 0.3 | 16.7 | -0.8 | 22.8 | 13.9 | 18.9 | 6.7 | 28.5 | 18.3 | 13 | 11 | 12.2 | 1.1 | 12.2 | 6.1 | 17.2 | 8.3 | 23.9 | 6.1 | 19 | 3 | 25.6 | 10 | 17.8 | 0 | 20.7 | 6.3 | 23.7 | 18.8 | 6.7 | 4.4 | 16.1 | 2.2 | 30 | 21.7 | 25.6 | -6.7 | 27.8 | 17.2 | 28.3 | 17.8 | 20.8 | 18.9 | 8.9 | -2.2 | 20.6 | 6.1 | 6.1 | -10.6 | 16.1 | 4.4 | 11.1 | -2.2 | 21.7 | 11.7 | 14.6 | 2.5 | 17.2 | -10.6 | 10 | -7.2
8 | -1 | 3.3 | -3.9 | 23.9 | 18.3 | 19.4 | 17.2 | 10.4 | -9.8 | 31.7 | 2.8 | 14 | 2 | 13.9 | 6.1 | 16.7 | 13.3 | 15.9 | 10 | 11.7 | 7.2 | 14.8 | 7.9 | 18.9 | -5 | 10.8 | -1.7 | 23 | 16 | 25 | 17.2 | 23.9 | 20 | 26.3 | 8.3 | 30.6 | 14.4 | 23.3 | 8.9 | 27.8 | 17.2 | 20 | 11.7 | 18.9 | 3.9 | 10 | -1.7 | 25 | 15.6 | 11.7 | -1.7 | 22 | 13.7 | 23.3 | 12.8 | 25 | 19.4 | 10.6 | -2.8 | 7 | -1 | 12.9 | 8.4 | 18.5 | -2.1 | 14.4 | 12.8 | 9.2 | 7.7 | 25.4 | 14.6 | 0 | -11.1 | 11.1 | 0.6 | 25 | 13.3 | 20 | 3.3 | 21.7 | 8.3 | 22.8 | 15 | 0.6 | -1.3 | 12.8 | 1.7 | 18.3 | 17.2 | 11.7 | 4.2 | 24.4 | 5.6 | 20 | 2.2 | 21.7 | -2.2 | 25.2 | -10.1 | 1.3 | -4.4 | 20.6 | -9.4 | 9.4 | -0.6 | 3.5 | 2.8 | 13.7 | 0.7 | 16.7 | -0.8 | 25 | 13.9 | 19.4 | 5 | 30 | 18.3 | 12 | 11 | 13.3 | 1.1 | 10 | 5.6 | 16.7 | 8.3 | 23.9 | 6.7 | 19 | 2 | 24.4 | 10 | 18.3 | 0.6 | 22.2 | 6.1 | 20.8 | 16.8 | 7.2 | 3.9 | 11.7 | 3.3 | 30 | 22.2 | 26.1 | -5.6 | 28.3 | 17.2 | 28.9 | 17.8 | 21.7 | 18.9 | 10 | -1.1 | 21.1 | 6.7 | 6.1 | -10 | 16.1 | 3.3 | 12.2 | -3.3 | 19.4 | 12.8 | 14.8 | 1.7 | 17.6 | -9.1 | 10.2 | -7.1
9 | 0 | 4.4 | -4.4 | 22.6 | 18 | 19.4 | 17 | 10.7 | -10.1 | 31.7 | 1.9 | 14 | 3 | 15 | 5 | 16.7 | 12.8 | 14.4 | 8.9 | 11.1 | 6.7 | 13.9 | 6.7 | 18.9 | -3.9 | 10.9 | -2.5 | 24 | 17 | 24.4 | 17.8 | 23.3 | 21.1 | 26.1 | 8.9 | 30.6 | 15.6 | 23.9 | 8.3 | 25 | 18.3 | 19.3 | 11.6 | 20 | 3.3 | 10 | -2.2 | 25.6 | 16.1 | 11.7 | -1.7 | 22.2 | 13.3 | 22.8 | 13.9 | 25 | 20 | 10 | -2.2 | 7 | -3 | 12.2 | 7.8 | 18.9 | -2.8 | 11.7 | 10.6 | 9.4 | 7.8 | 26.1 | 14.4 | 0.6 | -10 | 9.4 | -0.6 | 26.1 | 12.2 | 19.6 | 3.7 | 20.9 | 7.9 | 18.3 | 15 | 0.6 | -1 | 12.2 | 1.1 | 18.3 | 14.4 | 11.7 | 4.4 | 24.4 | 5 | 21.7 | 2.8 | 20.6 | -6.1 | 24.8 | -9.1 | 0 | -6.1 | 21.1 | -9.4 | 10.6 | -3.9 | 3.3 | 2.8 | 14.4 | 1.1 | 16.7 | -1.1 | 25.6 | 14.4 | 20 | 5.6 | 28.9 | 18.7 | 11 | 10 | 13.9 | 1.1 | 11.1 | 6.1 | 16.1 | 7.8 | 22.2 | 7.2 | 18 | 3 | 25 | 10.6 | 19.4 | 1.1 | 22 | 5 | 17.8 | 15 | 8.9 | 4.4 | 13.9 | 2.2 | 29.4 | 21.7 | 26.7 | -8.3 | 28.3 | 16.7 | 28.9 | 18.3 | 21.5 | 19.3 | 10.6 | -1.1 | 21.7 | 5.6 | 5 | -10 | 15.6 | 3.9 | 12.8 | -3.3 | 18.9 | 14.4 | 15 | 1.1 | 17.9 | -8.1 | 10.4 | -7.4
8 | -1 | 3.3 | -3.3 | 21.3 | 17.7 | 19.4 | 16.8 | 11.1 | -11.7 | 31.7 | 2.2 | 14 | 3 | 13.5 | 4.7 | 16.1 | 12.2 | 13.5 | 8.2 | 11.7 | 6.7 | 12.6 | 6.7 | 18.9 | -4.4 | 11.1 | -4.4 | 23 | 17 | 23.9 | 17.8 | 23.3 | 20 | 24.8 | 9.2 | 30 | 15 | 23.9 | 8.3 | 26.1 | 16.7 | 18.5 | 11.4 | 19.4 | 2.2 | 9.4 | -2.2 | 25 | 15.6 | 12.8 | -2.2 | 21.5 | 13.2 | 22.2 | 13.3 | 24.4 | 19.4 | 8.9 | 2.8 | 7 | -2 | 11.3 | 7.6 | 16.9 | -1.9 | 10 | 8.3 | 9.6 | 7.4 | 25.9 | 14.4 | 0.6 | -9.4 | 8.3 | -1.7 | 25 | 12.8 | 19.3 | 4.7 | 20.2 | 7.6 | 13.9 | 11.7 | 0.6 | -1.1 | 12.2 | 2.2 | 18.3 | 14.4 | 11.5 | 5.4 | 24.4 | 5 | 22.8 | 2.2 | 20.6 | -4.4 | 24.4 | -11.1 | -0.9 | -4.6 | 20.6 | -10 | 10.6 | -5 | 2.9 | 2.3 | 13.3 | 2.5 | 15.2 | -1.2 | 24.4 | 15 | 20 | 4.4 | 27.8 | 18.8 | 11 | 9 | 13.9 | 1.1 | 11.1 | 6.7 | 16.1 | 8.3 | 20.6 | 7.2 | 12 | 4 | 23.3 | 10.6 | 19.4 | 1.1 | 21.9 | 4.5 | 18.7 | 15.8 | 8.3 | 3.9 | 15.6 | 4.4 | 27.8 | 21.7 | 26.1 | -6.1 | 27.8 | 17.8 | 27.8 | 17.8 | 21.3 | 19.8 | 10.6 | -2.2 | 21.7 | 4.4 | 4.4 | -10 | 15 | 1.7 | 11.1 | -1.7 | 15.6 | 11.7 | 14.4 | 1.7 | 18.3 | -8.9 | 10.6 | -9.4
8 | -1 | 2.2 | -2.2 | 20 | 17.2 | 19.4 | 16.7 | 8.1 | -8.7 | 30.2 | 1.6 | 12 | 3 | 12.1 | 4.6 | 15.6 | 12.2 | 12.6 | 7.1 | 11.1 | 7.2 | 11.3 | 6.5 | 17.8 | -3.3 | 10.2 | -3.4 | 21 | 16 | 22.2 | 18.9 | 23.3 | 18.3 | 23.5 | 9.5 | 27.8 | 19.4 | 23.9 | 7.8 | 24.4 | 17.2 | 17.8 | 11.1 | 18.9 | 3.3 | 8.9 | -1.7 | 24.4 | 15 | 12.2 | -4.4 | 20.7 | 12.9 | 21.1 | 13.9 | 23.3 | 19.4 | 8.9 | 3.3 | 7 | -2 | 10.3 | 7 | 14.8 | -1.5 | 9.4 | 8.3 | 9.8 | 7.1 | 25.8 | 14.3 | 0 | -9.4 | 7.8 | -2.2 | 23.9 | 13.3 | 18.9 | 5 | 19.4 | 6.7 | 12.8 | 11.1 | 0.6 | -1 | 11.1 | 3.9 | 20.6 | 13.9 | 11.3 | 6.1 | 23.9 | 4.4 | 22.8 | 2.2 | 19.4 | -3.9 | 22.7 | -9.3 | -1.9 | -4.1 | 19.4 | -10 | 8.9 | -7.2 | 2.6 | 2 | 12.2 | 3.7 | 13.7 | -1.3 | 23.9 | 15 | 20 | 4.4 | 26.7 | 18.9 | 11 | 9 | 12.8 | 1.1 | 11.1 | 5.6 | 15 | 6.7 | 21.1 | 7.2 | 12 | 4 | 21.7 | 9.4 | 16.7 | 1.7 | 21.7 | 3.3 | 19.7 | 16.9 | 7.8 | 2.8 | 15.6 | 3.9 | 26.7 | 21.7 | 24.4 | -3.9 | 27.2 | 17.8 | 27.8 | 18.3 | 21.1 | 20 | 10 | -2.2 | 20.6 | 4.4 | 3.9 | -9.4 | 13.3 | 0.6 | 10.6 | -1.1 | 14.4 | 11.1 | 13.9 | 1.9 | 15.5 | -6.5 | 8.5 | -4.1
6 | -1 | 2.2 | -1.7 | 19.4 | 17 | 18.7 | 16.7 | 5.2 | -8.3 | 28.7 | 1.3 | 11 | 3 | 10.6 | 3.9 | 15.6 | 12.2 | 11.7 | 6.1 | 10.6 | 6.7 | 10 | 6.1 | 12.2 | 0 | 9.2 | -3 | 20 | 16 | 21.7 | 18.3 | 23.3 | 20.6 | 22.2 | 9.4 | 25 | 18.9 | 21.7 | 9.4 | 22.8 | 17.8 | 16.7 | 10.4 | 16.7 | 3.3 | 8.3 | -0.6 | 23.3 | 14.4 | 11.7 | -4.4 | 20 | 12.8 | 20 | 14.4 | 22.2 | 20 | 9.4 | 2.2 | 6 | -2 | 9.4 | 6.7 | 12.8 | -2.2 | 9.4 | 7.8 | 10 | 6.7 | 25.6 | 13.9 | -0.6 | -9.4 | 6.7 | -2.8 | 21.7 | 12.8 | 18.2 | 5.4 | 17.6 | 7.4 | 12.2 | 11.1 | 0.6 | -1.3 | 10 | 3.3 | 19.4 | 13.3 | 11.1 | 6.7 | 21.1 | 3.3 | 20.6 | 3.9 | 17.8 | -2.8 | 21.1 | -10.4 | -2.8 | -3.9 | 18.3 | -9.4 | 7.8 | -8.3 | 2.2 | 1.7 | 11.1 | 4.4 | 12.2 | -2.2 | 22.8 | 15 | 17.8 | 6.7 | 25 | 19.2 | 11 | 9 | 10 | 2.2 | 10 | 4.4 | 13.3 | 5 | 18.9 | 8.9 | 11 | 6 | 19.4 | 9.4 | 15.6 | 2.2 | 18.9 | 4.3 | 20.6 | 17.8 | 6.7 | 2.8 | 11.7 | 4.4 | 25 | 21.1 | 21.7 | -5 | 25.6 | 18.3 | 26.1 | 19.4 | 18.9 | 18.1 | 7.2 | -1.1 | 17.8 | 3.9 | 3.3 | -8.9 | 11.7 | 1.7 | 8.3 | -2.2 | 13.9 | 11.1 | 13.3 | 2.2 | 12.8 | -6.4 | 6.5 | -2.1
4 | 0 | 1.1 | -0.6 | 18.9 | 16.9 | 17.9 | 16.8 | 2.2 | -9.4 | 27.2 | 1.1 | 10 | 2 | 10.2 | 4.4 | 15.6 | 11.7 | 10.9 | 5.7 | 10.6 | 6.1 | 9.4 | 6 | 14.4 | -0.6 | 8.3 | -3.3 | 20 | 16 | 21.1 | 16.7 | 22.8 | 20 | 19.8 | 10.8 | 22.8 | 18.3 | 20.6 | 9.4 | 21.7 | 17.8 | 15.5 | 9.7 | 15.6 | 2.8 | 8.3 | 0.6 | 20 | 14.4 | 10.6 | -3.3 | 18.1 | 12.8 | 18.9 | 14.4 | 21.7 | 20 | 9.4 | -1.7 | 4 | -3 | 8.3 | 6.3 | 10.9 | -0.2 | 9.4 | 7.8 | 9.3 | 6.6 | 25 | 13.9 | -1.1 | -10.6 | 5.6 | -4.4 | 19.4 | 12.2 | 17.4 | 5.4 | 15.7 | 7.2 | 12.2 | 10.6 | 0.6 | -1.7 | 9.4 | 3.9 | 17.2 | 13.9 | 11.3 | 7.1 | 15.6 | 6.7 | 13.3 | 4.4 | 15.6 | -1.7 | 19.4 | -11.7 | -2.6 | -4.4 | 16.1 | -9.4 | 7.2 | -8.9 | 2.2 | 1.8 | 10.9 | 5 | 11.1 | -2 | 22.8 | 15 | 16.7 | 4.4 | 23.4 | 19.6 | 10 | 9 | 8.3 | 2.2 | 9.4 | 4.4 | 12.2 | 3.9 | 17.2 | 10.6 | 10 | 6 | 18.3 | 10 | 13.9 | 4.4 | 16.1 | 4.2 | 19.5 | 17.3 | 5.6 | 2.2 | 10.6 | 3.3 | 23.9 | 21.7 | 20.6 | -4.4 | 23.3 | 18.3 | 25 | 18.9 | 16.6 | 16 | 7.2 | -1.1 | 15.6 | 3.3 | 2.2 | -8.3 | 10.6 | 2.2 | 7.8 | -1.7 | 13.9 | 11.1 | 12.2 | 2.6 | 10 | -7.2 | 4.4 | -1.1
2 | -1 | 1.1 | -1.1 | 18.3 | 16.7 | 17.2 | 16.7 | 0.7 | -8.5 | 26.3 | 0.8 | 8 | 2 | 9.8 | 4.8 | 15.6 | 11.7 | 10.2 | 5 | 10.6 | 5.6 | 8.9 | 5.8 | 9.4 | -1.1 | 7.8 | -2.7 | 19 | 16 | 20 | 16.1 | 22.8 | 20.6 | 17.4 | 11.5 | 21.1 | 18.3 | 18.3 | 9.4 | 22.2 | 18.3 | 14.4 | 8.9 | 14.4 | 2.8 | 11.1 | 0 | 21.7 | 13.9 | 11.7 | -5 | 16.3 | 12.7 | 17.8 | 15 | 21.7 | 20 | 8.9 | -1.1 | 4 | -2 | 7.2 | 6 | 9.1 | 0.5 | 8.3 | 5.6 | 8.5 | 6.3 | 24.5 | 13.7 | -1.7 | -8.9 | 4.4 | -4.4 | 18.3 | 12.2 | 16.7 | 5.6 | 13.9 | 7.2 | 11.7 | 10 | 0.6 | -1.4 | 8.3 | 3.3 | 16.1 | 15 | 11.5 | 7.4 | 13.9 | 6.7 | 12.2 | 3.3 | 13.9 | -1.1 | 17.6 | -9.1 | -2.4 | -4.9 | 14.4 | -9.4 | 6.1 | -8.9 | 2.2 | 2.1 | 10.8 | 5.8 | 10 | -2.6 | 20.6 | 13.3 | 14.4 | 4.4 | 21.7 | 19.4 | 10 | 9 | 7.8 | 2.2 | 8.9 | 3.9 | 10.6 | 5 | 15 | 11.7 | 9 | 6 | 17.2 | 11.1 | 11.7 | 5.6 | 13.3 | 3.9 | 18.3 | 16.7 | 5 | 2.2 | 10.6 | 3.9 | 23.3 | 21.7 | 17.2 | -6.1 | 22.8 | 18.3 | 23.3 | 20 | 14.4 | 13.9 | 6.7 | 0.6 | 13.3 | 3.9 | 0.6 | -8.3 | 10.6 | 1.7 | 6.7 | -2.2 | 11.7 | 2.8 | 11.1 | 2.7 | 8.5 | -5.7 | 3.9 | -1.1
2 | -1 | 0.6 | -1.1 | 18.3 | 16.5 | 17.2 | 16.7 | -0.7 | -9 | 25.3 | 1.4 | 7 | 2 | 9.4 | 5 | 15 | 11.7 | 9.4 | 4.4 | 10 | 3.9 | 8.3 | 5.6 | 7.8 | 0 | 7.2 | -2.5 | 19 | 16 | 20 | 16.1 | 22.8 | 20.6 | 15 | 11.7 | 21.1 | 18.3 | 17.8 | 9.4 | 21.7 | 18.3 | 13.9 | 9 | 11.7 | 8.9 | 10.6 | 1.1 | 21.1 | 13.9 | 10 | -6.7 | 14.4 | 12.2 | 17.2 | 15 | 21.7 | 19.4 | 8.3 | 0.6 | 3 | -1 | 6.1 | 5.6 | 7.2 | 1.1 | 6.1 | 4.4 | 7.8 | 6.1 | 23.9 | 13.3 | -2.8 | -8.3 | 3.3 | -5.6 | 17.8 | 12.2 | 16.1 | 5.7 | 13.5 | 6.6 | 11.7 | 9.4 | 0.6 | -1.4 | 7.8 | 2.2 | 13.9 | 13.3 | 11.7 | 7.8 | 12.2 | 6.1 | 11.7 | 3.9 | 12.2 | -0.6 | 15.7 | -8.9 | -2.2 | -6.1 | 15 | -8.3 | 3.9 | -8.3 | 2.2 | 2.2 | 10.6 | 6.1 | 8.9 | -3.3 | 16.7 | 13.9 | 12.8 | 4.4 | 21.7 | 19.5 | 10 | 9 | 7.2 | 2.2 | 8.9 | 4.4 | 8.9 | 6.7 | 13.3 | 12.2 | 9 | 6 | 16.7 | 11.7 | 11.7 | 4.4 | 13.5 | 5.9 | 17.2 | 16.1 | 5 | 2.2 | 8.3 | 5 | 23.9 | 21.7 | 16.1 | -5.6 | 21.7 | 18.3 | 22.2 | 20 | 14.4 | 13.8 | 4.4 | -0.6 | 12.2 | 3.3 | -1.7 | -7.2 | 10 | 2.8 | 5 | -1.7 | 10.6 | 2.8 | 10 | 2.8 | 7.1 | -5.5 | 3.3 | -1.6
1 | -1 | 0 | -1.7 | 18.3 | 16.3 | 17.2 | 16.7 | -2.2 | -10.6 | 24.4 | 1.1 | 8 | 2 | 9 | 5 | 14.4 | 12.8 | 8.9 | 4.7 | 10 | 5 | 8.3 | 5.3 | 6.7 | 0 | 6.7 | -2.8 | 19 | 16 | 18.9 | 16.1 | 22.8 | 20.6 | 14.1 | 11.5 | 21.7 | 18.3 | 17.2 | 9.4 | 21.7 | 17.8 | 13.3 | 8.8 | 11.7 | 9.4 | 9.4 | 1.1 | 19.4 | 15.6 | 8.9 | -5.6 | 14.4 | 11.2 | 16.1 | 14.4 | 22.2 | 20 | 7.8 | 1.7 | 3 | -1 | 5.5 | 5.2 | 7.2 | 0 | 5 | 3.3 | 7.2 | 5.4 | 23.3 | 13.5 | -3.3 | -7.8 | 2.2 | -5.6 | 17.8 | 12.2 | 15.6 | 5.8 | 13.2 | 6.3 | 11.1 | 8.3 | 0.6 | -1.7 | 7.8 | 2.2 | 12.8 | 8.3 | 11.9 | 7.8 | 12.2 | 5.6 | 10 | 3.9 | 11.1 | -0.6 | 13.9 | -9.4 | -2.6 | -5.4 | 15 | -8.3 | 2.2 | -7.2 | 2.4 | 2.4 | 11.3 | 6.5 | 8.7 | -2.8 | 17.2 | 13.3 | 11.7 | 4.4 | 21.7 | 19.5 | 10 | 9 | 6.7 | 2.2 | 8.3 | 3.3 | 8.9 | 6.1 | 13.3 | 12.2 | 8 | 6 | 14.4 | 11.7 | 11.7 | 5 | 13.7 | 7.9 | 17.6 | 16.3 | 4.4 | 2.8 | 8.9 | 3.9 | 23.3 | 21.7 | 16.1 | -6.1 | 21.1 | 18.3 | 21.7 | 20 | 14.4 | 13.5 | 4.4 | -1.1 | 12.8 | 2.8 | -3.3 | -7.8 | 9.4 | 3.3 | 3.3 | -2.2 | 10 | 1.7 | 8.9 | 3.1 | 5.6 | -6.1 | 2.8 | -2.2
1 | -1 | -1.7 | -2.8 | 18.3 | 16.1 | 17.2 | 16.7 | -3.1 | -10 | 23.1 | 2 | 7 | 2 | 8.7 | 5.1 | 14.4 | 12.8 | 8.3 | 4.9 | 10 | 5.6 | 8.2 | 5.1 | 6.1 | -1.1 | 6.5 | -1 | 19 | 16 | 18.3 | 16.1 | 22.8 | 19.4 | 13.1 | 11.4 | 23.3 | 18.3 | 18.3 | 9.4 | 21.1 | 17.2 | 12.8 | 8.9 | 11.7 | 10 | 8.3 | 0 | 16.7 | 15.6 | 7.2 | -3.3 | 14.4 | 10.3 | 15.6 | 14.4 | 22.2 | 20.6 | 7.8 | 2.2 | 3 | -2 | 5 | 4.7 | 7.2 | -0.9 | 3.9 | 3.9 | 6.7 | 4.7 | 22.8 | 13.9 | -2.8 | -7.8 | 1.1 | -5.6 | 14.4 | 11.7 | 15 | 5.6 | 12.8 | 5.6 | 10 | 6.1 | 0.6 | -1.4 | 7.2 | 2.2 | 10.6 | 7.2 | 12 | 7.9 | 13.3 | 4.4 | 11.1 | 3.3 | 10 | -1.1 | 13.5 | -6.9 | -2.9 | -5 | 14.4 | -6.1 | 2.2 | -7.8 | 2.6 | 2.6 | 12.1 | 7 | 8.5 | -2.4 | 18.3 | 12.2 | 12.2 | 4.4 | 21.7 | 19.4 | 9 | 8 | 5 | 1.7 | 7.8 | 4.4 | 8.3 | 6.7 | 13.3 | 11.7 | 7 | 4 | 13.3 | 11.7 | 11.1 | 6.7 | 13.9 | 9.4 | 17.9 | 16.4 | 3.3 | 2.2 | 7.8 | 6.1 | 22.8 | 21.7 | 14.4 | -8.9 | 20.6 | 17.8 | 21.7 | 20 | 14.4 | 13.3 | 5 | -1.1 | 10 | 3.3 | -3.9 | -7.8 | 8.9 | 3.9 | 2.2 | -2.2 | 8.9 | 1.7 | 7.8 | 3.5 | 5 | -5.3 | 1.7 | -2.3
1 | -2 | -1.7 | -3.3 | 18.1 | 16.3 | 16.7 | 16.1 | -4.1 | -10.4 | 21.9 | 2.6 | 8 | 2 | 8.3 | 5 | 13.9 | 12.8 | 7.8 | 5 | 9.4 | 6.1 | 8.1 | 4.8 | 5 | -0.6 | 6.3 | 0 | 19 | 16 | 18.3 | 15.6 | 22.8 | 19.4 | 12.2 | 11.1 | 22.8 | 18.3 | 16.1 | 8.9 | 21.7 | 18.3 | 11.1 | 7.6 | 11.7 | 9.4 | 6.7 | 3.3 | 15.6 | 15 | 7.2 | -7.2 | 14.4 | 8.9 | 15 | 13.9 | 22.2 | 20.6 | 7.8 | 3.3 | 1 | -2 | 4.4 | 4.3 | 7.2 | -2.2 | 3.3 | 2.2 | 6.1 | 3.9 | 22.2 | 13.9 | -2.8 | -7.2 | 1.1 | -5.6 | 14.4 | 11.7 | 14.4 | 5.2 | 12.2 | 5.6 | 9.4 | 4.4 | 0.6 | -1.4 | 6.1 | 1.7 | 10 | 4.4 | 12.2 | 7.8 | 12.8 | 4.4 | 11.1 | 3.9 | 8.9 | -1.1 | 13.2 | -6.1 | -3.3 | -5 | 14.4 | -5.6 | -0.6 | -6.1 | 2.8 | 2.8 | 12.8 | 7.2 | 8.3 | -2.8 | 16.7 | 10.6 | 9.4 | 4.4 | 21.5 | 19.4 | 9 | 8 | 3.9 | 1.1 | 7.2 | 3.9 | 7.8 | 6.7 | 12.8 | 12.2 | 6 | 3 | 12.8 | 11.1 | 9.4 | 6.7 | 13 | 9.3 | 18.3 | 16.7 | 3.3 | 0.6 | 8.3 | 6.7 | 23.9 | 22.2 | 12.2 | -8.3 | 20.6 | 16.7 | 20 | 17.2 | 14.4 | 13.5 | 3.9 | -0.6 | 11.1 | 3.3 | -3.9 | -6.7 | 7.8 | 4.4 | 3.3 | -1.7 | 8.3 | 1.1 | 6.7 | 3.3 | 4.5 | -5.4 | 0.5 | -3
0 | -2 | -1.1 | -2.8 | 18 | 16.5 | 16.1 | 15.2 | -5 | -11.7 | 20.6 | 2.8 | 7 | 1 | 7.8 | 4.9 | 13.9 | 12.2 | 8 | 5.1 | 8.3 | 6.1 | 8.1 | 4.6 | 4.4 | -1.1 | 6.1 | 1.1 | 19 | 16 | 16.7 | 15.6 | 22.2 | 18.9 | 12.2 | 11.1 | 22.2 | 18.3 | 15.6 | 8.9 | 21.7 | 17.2 | 9.5 | 6.4 | 12.2 | 9.4 | 5.6 | 2.8 | 15.6 | 14.4 | 7.2 | -7.8 | 12.9 | 6.3 | 15.6 | 14.4 | 22.8 | 21.1 | 7.2 | 4.4 | 0 | -2 | 3.9 | 3.9 | 5.7 | -2.1 | 2.2 | 1.1 | 5.7 | 3.9 | 21.7 | 12.8 | -2.8 | -7.2 | 0 | -5.6 | 13.9 | 12.8 | 13.9 | 5 | 11.7 | 5.8 | 8.9 | 4.4 | 0.6 | -1.7 | 5.6 | 1.7 | 8.9 | 3.3 | 11.5 | 8.6 | 11.7 | 5 | 11.1 | 3.9 | 7.2 | -1.1 | 12.8 | -5.6 | -3.7 | -5.1 | 13.9 | -4.4 | 0 | -6.7 | 3 | 3 | 11.1 | 4.8 | 8.3 | -1.6 | 17.8 | 13.9 | 8.9 | 3.9 | 21.3 | 19.4 | 9 | 8 | 2.2 | 0.6 | 5 | 3.9 | 7.8 | 6.1 | 9.4 | 8.3 | 6 | 3 | 12.8 | 11.7 | 6.7 | 5.6 | 12 | 8.7 | 17.9 | 16.4 | 3.3 | -1.7 | 8.3 | 6.1 | 24.4 | 22.2 | 10.6 | -8.3 | 20.6 | 16.7 | 19.4 | 16.7 | 14.4 | 13.8 | 2.8 | -1.1 | 8.9 | 2.8 | -3.3 | -7.8 | 7.2 | 3.9 | 2.8 | -1.7 | 7.8 | -0.6 | 5.8 | 3.1 | 3.9 | -6.1 | -0.6 | -3.9
0 | -2 | -1.1 | -2.2 | 17.8 | 16.7 | 15.6 | 14.4 | -6.1 | -10.7 | 19.7 | 3.4 | 7 | 2 | 7.2 | 4.7 | 12.8 | 12.2 | 8.1 | 5.1 | 8.9 | 6.1 | 8.1 | 4.3 | 3.9 | -1.1 | 5.5 | 1.4 | 18 | 16 | 16.1 | 15 | 22.2 | 17.8 | 12.2 | 11.1 | 21.7 | 17.8 | 13.9 | 8.3 | 21.7 | 17.2 | 7.8 | 5 | 12.8 | 9.4 | 5 | 3.3 | 16.1 | 14.4 | 7.2 | -6.1 | 11.5 | 3.5 | 15.6 | 14.4 | 22.8 | 20.6 | 7.8 | 4.4 | -1 | -3 | 3.3 | 3.3 | 4.3 | -2.1 | 1.7 | 0 | 5.4 | 4.1 | 21.1 | 11.7 | -3.3 | -7.2 | 0 | -5.6 | 13.9 | 11.1 | 13.3 | 4.4 | 11.1 | 5.6 | 8.3 | 4.4 | 0.6 | -1.4 | 6.1 | 0 | 8.3 | 2.8 | 10.7 | 9 | 8.3 | 4.4 | 9.4 | 4.4 | 6.7 | -1.7 | 11.3 | -5 | -4 | -5.1 | 13.3 | -3.9 | -1.1 | -6.7 | 3.1 | 3.1 | 9.5 | 2.6 | 8.3 | -1.1 | 18.3 | 13.9 | 8.9 | 3.9 | 21.1 | 19.4 | 8 | 8 | 1.7 | 0.6 | 5.6 | 3.9 | 7.8 | 6.1 | 7.8 | 7.2 | 7 | 3 | 11.1 | 10 | 5.6 | 5 | 11.1 | 8.3 | 17.6 | 16.3 | 2.8 | -3.3 | 5.6 | 4.4 | 24.4 | 22.2 | 13.9 | -8.3 | 20 | 16.7 | 17.8 | 15.6 | 14.4 | 13.9 | 3.3 | -1.1 | 6.1 | 2.8 | -3.9 | -7.8 | 6.7 | 3.9 | 1.7 | -1.1 | 6.1 | -1.1 | 4.8 | 2.7 | 3.7 | -6.1 | -1 | -3.2
0 | -2 | -1.1 | -2.2 | 18.2 | 16.9 | 14.7 | 13.6 | -7.2 | -10.6 | 18.7 | 3.7 | 6 | 2 | 6.7 | 4.4 | 13.3 | 12.8 | 8.3 | 5 | 8.9 | 6.1 | 8 | 4.1 | 3.9 | -2.2 | 5 | 1.5 | 18 | 16 | 15.6 | 15 | 22.2 | 16.7 | 12.2 | 11.1 | 21.7 | 18.3 | 13.3 | 8.3 | 22.2 | 17.2 | 8 | 5.8 | 12.8 | 8.9 | 4.4 | 3.3 | 15 | 13.9 | 6.7 | -6.7 | 10 | 0.6 | 14.4 | 13.9 | 20.6 | 19.4 | 7.8 | 3.9 | -1 | -3 | 2.8 | 2.8 | 2.8 | -2.8 | 2.2 | -0.6 | 5 | 3.9 | 20.6 | 10.6 | -3.3 | -6.7 | 0 | -5.6 | 13.3 | 11.7 | 12.2 | 5.6 | 11.1 | 5.9 | 7.8 | 4.4 | 0.6 | -1.4 | 5.6 | -0.6 | 7.8 | 2.2 | 10 | 9.4 | 7.8 | 5 | 7.8 | 3.9 | 6.1 | -2.2 | 9.8 | -5.4 | -4.4 | -5.6 | 13.3 | -4.4 | -2.2 | -6.7 | 3.3 | 3.3 | 7.8 | 0 | 8.3 | -0.6 | 12.2 | 9.4 | 9.4 | 3.3 | 21.1 | 19.4 | 7 | 7 | 1.1 | 0.6 | 4.4 | 3.3 | 6.7 | 5.6 | 6.7 | 5 | 6 | 3 | 11.7 | 10.6 | 4.4 | 3.9 | 10.4 | 8 | 17.2 | 16.1 | 2.2 | -4.4 | 3.3 | 2.8 | 23.9 | 22.2 | 10 | -8.3 | 19.4 | 16.7 | 17.2 | 15 | 14.6 | 14.3 | 5 | 0.6 | 5.6 | 2.8 | -3.9 | -8.3 | 5.6 | 3.3 | 1.7 | -1.1 | 5 | -1.7 | 3.9 | 2.2 | 3.5 | -6.5 | -1.3 | -3
0 | -2 | -0.6 | -1.7 | 18.5 | 17 | 13.7 | 12.6 | -8.3 | -11.1 | 17.8 | 3.9 | 6 | 1 | 6.9 | 4.6 | 13.3 | 12.8 | 8.5 | 5.4 | 8.9 | 6.1 | 8 | 3.8 | 3.3 | -2.2 | 4.4 | 1.7 | 18 | 16 | 14.4 | 14.4 | 21.7 | 14.4 | 12.6 | 11.5 | 21.7 | 18.3 | 12.8 | 8.3 | 21.1 | 17.8 | 8.1 | 6.6 | 12.2 | 8.3 | 5 | 3.3 | 14.4 | 13.3 | 6.7 | -8.3 | 9.3 | 1.2 | 15 | 13.9 | 21.1 | 20.6 | 8.9 | 4.4 | -1 | -3 | 2.4 | 2.4 | 5.4 | -1.5 | 2.2 | -0.6 | 4.6 | 3.7 | 20.4 | 10.3 | -2.2 | -6.1 | -0.6 | -6.1 | 12.8 | 11.7 | 11.1 | 6.7 | 11.1 | 6.1 | 7.2 | 4.4 | 0.6 | -1.7 | 5.6 | -1.7 | 7.2 | 0.6 | 10.4 | 9.7 | 7.2 | 4.4 | 5.6 | 3.3 | 6.1 | -1.7 | 8.3 | -6.1 | -4.2 | -5 | 13.3 | -4.4 | -3.3 | -6.7 | 3.3 | 3.3 | 7.4 | -0.3 | 8.3 | 0 | 8.3 | 2.8 | 8.9 | 3.3 | 21.1 | 19.4 | 7 | 7 | 1.1 | 0 | 4.4 | 3.3 | 6.1 | 5.6 | 6.1 | 4.4 | 6 | 3 | 12.8 | 11.7 | 3.9 | 3.9 | 9.6 | 7.6 | 17.8 | 16.7 | 2.8 | -4.4 | 2.8 | 1.7 | 23.9 | 21.7 | 6.7 | -7.8 | 18.3 | 16.7 | 17.2 | 14.4 | 14.8 | 14.7 | 5 | 0.6 | 3.9 | 2.8 | -2.8 | -8.3 | 6.1 | 3.3 | 0.6 | -1.1 | 3.9 | -3.3 | 4.1 | 2.6 | 3.3 | -8.3 | -1.7 | -2.8
-1 | -2 | -1.1 | -1.7 | 18.9 | 17.2 | 12.8 | 11.7 | -4.2 | -8.8 | 18.7 | 4.5 | 6 | 2 | 7 | 4.5 | 12.8 | 12.8 | 8.7 | 5.8 | 8.3 | 5.6 | 8 | 3.6 | 3.9 | -2.2 | 4.2 | 1.6 | 19 | 17 | 15 | 14.4 | 21.7 | 15 | 12.9 | 11.8 | 21.7 | 18.9 | 12.2 | 7.8 | 21.7 | 16.7 | 8.3 | 7.2 | 11.7 | 8.3 | 4.4 | 3.9 | 12.2 | 7.2 | 5.6 | -8.9 | 8.5 | 1.4 | 15 | 14.4 | 21.1 | 20 | 10.6 | 5.6 | -1 | -3 | 2.1 | 2.1 | 8 | -0.9 | 1.7 | -2.2 | 4.3 | 3.6 | 20.2 | 10.1 | -1.7 | -5 | -1.7 | -7.2 | 12.8 | 11.7 | 10 | 7.2 | 11.1 | 6.1 | 7.2 | 4.4 | 0.6 | -1.4 | 5 | -2.2 | 6.7 | 0.6 | 10.7 | 9.8 | 7.2 | 4.4 | 3.3 | 2.2 | 6.7 | -1.1 | 9.1 | -4.9 | -4.1 | -4.7 | 13.3 | -4.4 | -3.3 | -6.7 | 3.3 | 3.3 | 7.1 | -0.5 | 8.3 | 0.7 | 7.2 | 2.2 | 7.2 | 2.8 | 21.1 | 19.4 | 7 | 6 | 1.1 | 0.6 | 5 | 3.3 | 6.7 | 5.6 | 6.1 | 2.8 | 6 | 2 | 12.2 | 11.1 | 4.4 | 3.9 | 8.9 | 7.2 | 18.3 | 17.2 | 2.8 | -4.4 | 1.7 | 1.1 | 23.3 | 21.1 | 6.7 | -8.3 | 17.8 | 16.1 | 16.7 | 13.3 | 15 | 15 | 4.4 | -0.6 | 4.4 | 2.8 | -1.1 | -7.8 | 5.6 | 3.3 | 0.6 | -1.1 | 3.3 | -2.8 | 4.2 | 3 | 7.2 | -6.4 | -1.9 | -2.9
0 | -1 | -1.1 | -2.2 | 19.6 | 17.4 | 13.7 | 12 | -0.2 | -7.7 | 19.7 | 5.4 | 7 | 3 | 7.2 | 4.4 | 13.3 | 12.8 | 8.9 | 6.1 | 10.6 | 6.1 | 8.9 | 3.3 | 8.3 | -1.7 | 4.1 | 1.8 | 20 | 17 | 16.1 | 15 | 21.7 | 15 | 13.3 | 12.2 | 21.7 | 18.9 | 12.8 | 8.3 | 21.7 | 17.2 | 8.7 | 7.5 | 11.7 | 4.4 | 5.6 | 5 | 11.1 | 6.7 | 7.2 | -9.4 | 7.8 | 1.7 | 16.7 | 15.6 | 21.7 | 20.6 | 13.3 | 6.1 | 0 | -2 | 1.7 | 1.7 | 10.6 | -0.6 | 2.2 | -1.7 | 3.9 | 3.3 | 20 | 9.4 | -0.6 | -3.9 | 1.1 | -6.1 | 13.3 | 11.1 | 10.2 | 7.5 | 11.5 | 6 | 8.9 | 3.9 | 0.6 | -1.4 | 5 | -1.7 | 7.8 | 0.6 | 11.1 | 10 | 10.6 | 7.8 | 7.2 | 4.4 | 6.7 | 0 | 9.8 | -4.4 | -3.9 | -4.4 | 13.9 | -5.6 | 0.6 | -5.6 | 3.3 | 3.3 | 6.7 | -1.1 | 8.3 | 1.1 | 7.2 | 1.7 | 9.4 | 4.4 | 20.9 | 16.7 | 6 | 5 | 1.7 | 0.6 | 5.6 | 4.4 | 8.9 | 6.7 | 5.6 | 2.8 | 6 | 2 | 15 | 13.3 | 6.1 | 5.6 | 11.3 | 8.4 | 18.9 | 17.8 | 4.4 | -3.3 | 1.7 | 1.1 | 23.9 | 21.1 | 10.6 | -8.3 | 17.8 | 16.1 | 16.1 | 12.8 | 15.6 | 15.6 | 6.1 | 0.6 | 9.4 | 6.1 | 0.6 | -7.2 | 7.2 | 3.9 | 2.8 | 0 | 3.3 | -2.8 | 4.4 | 3.3 | 11.1 | -6 | -2 | -3
1 | -1 | -1.1 | -2.2 | 20.4 | 17.6 | 14.7 | 12.2 | 3.9 | -8.9 | 20.6 | 5.6 | 8 | 3 | 8.7 | 4.9 | 14.4 | 13.9 | 10 | 6.4 | 10.6 | 6.7 | 10.6 | 3.2 | 11.7 | -1.7 | 3.9 | 1.7 | 22 | 17 | 20.6 | 15 | 21.7 | 15 | 16.6 | 13 | 22.2 | 18.9 | 15.6 | 10 | 23.3 | 17.2 | 9 | 7.5 | 10.6 | 3.3 | 6.7 | 5.6 | 12.8 | 6.7 | 10 | -8.9 | 10.8 | 3.1 | 20 | 17.8 | 22.2 | 21.1 | 17.8 | 7.2 | 2 | -2 | 1.7 | 1.7 | 13 | 0 | 2.8 | 0 | 5 | 3.7 | 21.5 | 9.8 | 1.1 | -3.9 | 3.3 | -5 | 13.9 | 11.1 | 10.4 | 7.7 | 11.8 | 5.9 | 10.6 | 3.9 | 0.6 | -1.7 | 6.7 | -1.1 | 9.4 | 1.1 | 11.8 | 11.1 | 15.6 | 9.4 | 11.1 | 5.6 | 6.1 | 3.9 | 10.6 | -4.4 | -3.7 | -4.3 | 15 | -6.1 | 4.4 | -5.6 | 4.1 | 3.8 | 7.1 | -0.9 | 10.7 | 1.8 | 7.8 | 1.1 | 12.8 | 6.7 | 20.8 | 13.8 | 5 | 4 | 3.9 | 1.1 | 7.2 | 5.6 | 11.7 | 4.4 | 6.7 | 1.7 | 7 | 1 | 18.9 | 14.4 | 10.6 | 8.3 | 13.7 | 9.2 | 19.3 | 18.2 | 6.7 | -3.9 | 2.8 | 1.7 | 23.9 | 21.1 | 16.1 | -7.8 | 18.9 | 15.6 | 16.7 | 11.7 | 16.1 | 16.1 | 7.2 | 0.6 | 15.6 | 6.7 | 2.2 | -7.2 | 8.3 | 4.4 | 3.9 | -0.6 | 3.9 | -3.3 | 7.7 | 4.1 | 15 | -7.8 | -2.2 | -3.3
4 | 0 | -1.7 | -2.8 | 21.1 | 17.8 | 15.6 | 12.2 | 5.6 | -8 | 21.7 | 6.4 | 9 | 3 | 10.2 | 5.4 | 15.6 | 14.4 | 11.1 | 6.3 | 11.7 | 7.8 | 12.2 | 2.6 | 13.3 | -2.8 | 4.8 | 1.8 | 23 | 17 | 23.3 | 16.1 | 23.3 | 15 | 20 | 13.5 | 24.4 | 20 | 18.9 | 10 | 25.6 | 16.7 | 9.4 | 7.8 | 10.6 | 3.9 | 7.2 | 6.1 | 15 | 6.7 | 12.2 | -8.9 | 13.7 | 4.3 | 22.2 | 17.8 | 22.8 | 20.6 | 21.1 | 8.9 | 4 | -4 | 1.7 | 1.7 | 15.4 | 0.8 | 3.3 | 0 | 6.1 | 3.8 | 22.9 | 10 | 2.8 | -2.8 | 6.7 | -4.4 | 15 | 11.1 | 10.6 | 7.8 | 12.2 | 5.6 | 12.8 | 3.9 | 0.8 | -1.4 | 8.3 | -0.6 | 10.6 | 1.7 | 12.6 | 12.3 | 17.8 | 8.3 | 16.1 | 4.4 | 6.7 | 4.4 | 14.1 | -2.8 | -3.5 | -4.4 | 16.7 | -6.7 | 7.8 | -5.6 | 4.8 | 4.1 | 7.4 | -0.9 | 13.2 | 1.8 | 8.3 | 2.8 | 16.1 | 6.7 | 20.6 | 10 | 4 | 3 | 7.2 | 2.2 | 8.3 | 4.4 | 12.8 | 3.3 | 7.8 | 2.2 | 8 | 0 | 22.2 | 10 | 14.4 | 8.9 | 16.1 | 10 | 19.6 | 18.5 | 8.3 | -3.3 | 3.9 | 1.1 | 25 | 21.1 | 20.6 | -7.2 | 20 | 15.6 | 16.7 | 12.2 | 16.7 | 16.7 | 6.7 | 2.8 | 17.8 | 2.2 | 3.9 | -6.1 | 10 | 5 | 5 | 0 | 4.4 | -2.2 | 11.1 | 4.6 | 16.7 | -7.5 | -1.8 | -2.9
6 | 0 | -0.6 | -1.7 | 22.2 | 17.2 | 16 | 12.2 | 7.2 | -8.2 | 22.8 | 6.6 | 10 | 2 | 11.7 | 5.6 | 17.8 | 12.8 | 12.2 | 6.1 | 12.8 | 8.3 | 13.9 | 1.7 | 16.7 | -2.2 | 5.8 | 1.9 | 23 | 17 | 25.6 | 16.1 | 25.6 | 16.1 | 23.3 | 12.8 | 26.7 | 20 | 21.1 | 10.6 | 27.2 | 16.1 | 10.3 | 8.1 | 12.2 | 4.4 | 7.8 | 6.7 | 17.2 | 8.9 | 13.9 | -8.9 | 16.7 | 5 | 24.4 | 16.7 | 25 | 21.7 | 23.3 | 9.4 | 6 | -4 | 1.7 | 1.7 | 17.8 | 0.6 | 5 | 1.1 | 7.2 | 3.9 | 24.4 | 10 | 3.9 | -3.3 | 6.1 | -4.4 | 16.7 | 11.7 | 10.6 | 8.4 | 12.6 | 6.9 | 15.6 | 5 | 0.9 | -1.5 | 10 | -1.1 | 11.7 | 1.1 | 13.3 | 13.3 | 21.7 | 7.2 | 18.9 | 4.4 | 11.1 | 7.2 | 17.6 | -2.8 | -3.3 | -4.4 | 17.2 | -6.7 | 10 | -7.2 | 5.6 | 4.4 | 7.8 | -1.1 | 15.6 | 1.7 | 7.8 | 0 | 19.4 | 6.7 | 21 | 8.3 | 4 | 3 | 9.4 | 2.8 | 10 | 5 | 13.9 | 1.7 | 8.3 | 2.8 | 9 | 0 | 23.3 | 11.1 | 17.8 | 8.9 | 18.3 | 9.4 | 20 | 18.9 | 10 | -3.3 | 6.1 | 0 | 25 | 21.7 | 22.2 | -6.7 | 22.2 | 15 | 17.2 | 11.7 | 18.7 | 17.9 | 6.1 | 3.3 | 19.4 | 1.7 | 6.1 | -5.6 | 12.2 | 5 | 7.2 | 0 | 6.1 | -2.2 | 14.4 | 3.9 | 18.3 | -8.6 | -1.5 | -2.8
7 | 0 | 1.1 | -1.7 | 23.3 | 16.1 | 16.3 | 11.9 | 8.9 | -10 | 23.9 | 7.2 | 10 | 2 | 12.8 | 5.7 | 20.6 | 13.3 | 11.3 | 6.9 | 11.7 | 7.8 | 14.3 | 3.5 | 19.4 | -1.1 | 6.7 | 1.7 | 23 | 17 | 27.2 | 15.6 | 26.7 | 16.1 | 23.7 | 12.7 | 27.8 | 20 | 22.2 | 11.1 | 27.8 | 16.1 | 11.3 | 8.6 | 12.2 | 5 | 8.3 | 7.8 | 18.3 | 8.3 | 15 | -8.9 | 18.4 | 6.3 | 25 | 16.1 | 26.1 | 21.7 | 26.1 | 9.4 | 7 | -4 | 1.7 | 1.5 | 18.5 | 0.6 | 4.4 | 1.1 | 9.1 | 4.5 | 25.2 | 10.3 | 3.9 | -5.6 | 8.9 | -3.3 | 18.3 | 12.8 | 10.6 | 9.1 | 12.9 | 7.8 | 17.8 | 5 | 1.1 | -1.7 | 12.2 | 0 | 12.8 | 1.1 | 14.4 | 14.4 | 22.8 | 5.6 | 20.6 | 5 | 14.4 | 8.3 | 21.1 | -3.3 | -2.6 | -3.8 | 18.3 | -6.7 | 10.6 | -9.4 | 5.6 | 4.7 | 8.5 | -0.9 | 14.3 | 1.9 | 7.8 | 1.7 | 21.7 | 6.7 | 21.3 | 5.7 | 3 | 2 | 11.7 | 3.3 | 11.1 | 2.2 | 13.9 | 2.8 | 9.4 | 2.2 | 8 | 0 | 24.4 | 11.1 | 20 | 9.4 | 20.6 | 8.3 | 21.9 | 18.9 | 11.7 | -3.3 | 7.2 | -1.1 | 27.8 | 21.1 | 23.9 | -7.2 | 23.9 | 15.6 | 19.4 | 13.3 | 20.8 | 18.9 | 6.1 | 3.3 | 21.7 | 3.3 | 7.2 | -6.7 | 14.4 | 3.3 | 8.9 | -0.6 | 6.7 | -1.7 | 15.9 | 3 | 20 | -11.1 | -1.1 | -2.8
8 | -1 | 2.8 | -2.2 | 24.4 | 15 | 16.7 | 11.7 | 10.6 | -8.6 | 25.4 | 6.1 | 11 | 3 | 13.9 | 5.8 | 18.3 | 12.8 | 10.3 | 7.4 | 11.1 | 7.8 | 14.6 | 4.9 | 20.6 | -2.8 | 6.1 | 2.2 | 24 | 17 | 28.9 | 13.9 | 26.7 | 15.6 | 24 | 12 | 28.9 | 21.1 | 23.9 | 10 | 28.3 | 15.6 | 12.2 | 8.9 | 11.7 | 7.8 | 10 | 8.9 | 19.4 | 9.4 | 15 | -8.9 | 20 | 7.7 | 24.4 | 16.7 | 27.2 | 21.1 | 27.2 | 8.9 | 8 | -4 | 1.7 | 1.3 | 19.3 | 0.8 | 5 | 1.1 | 10.9 | 4.8 | 25.9 | 10.9 | 4.4 | -8.3 | 8.9 | -3.9 | 19.4 | 13.3 | 10.6 | 9.4 | 13.3 | 8.9 | 18.9 | 5.6 | 1.8 | -1.1 | 12.2 | -1.7 | 15 | 0.6 | 15.6 | 15.6 | 24.4 | 6.1 | 22.2 | 5 | 17.8 | 11.1 | 22.2 | -5.8 | -1.8 | -3.5 | 19.4 | -7.8 | 12.2 | -8.9 | 5.6 | 4.9 | 9.3 | -0.5 | 13 | 2 | 8.9 | 1.7 | 22.8 | 7.8 | 21.7 | 2.8 | 3 | 3 | 13.3 | 3.3 | 11.7 | 2.2 | 15 | 2.2 | 10 | 2.8 | 8 | -1 | 24.4 | 11.1 | 21.7 | 7.8 | 22.8 | 6.1 | 23.7 | 18.4 | 12.8 | -2.2 | 8.9 | 0.6 | 28.9 | 21.1 | 25 | -8.3 | 25.6 | 15 | 20.6 | 13.9 | 22.8 | 20 | 7.8 | 3.9 | 22.2 | 2.8 | 7.2 | -7.8 | 15.6 | 3.9 | 10 | 0 | 8.3 | -1.7 | 17.4 | 1.8 | 20.6 | -9.7 | -1.3 | -2.6
9 | 0 | 4.4 | -3.9 | 23.7 | 14.2 | 16.9 | 12.9 | 12.2 | -8.4 | 26.8 | 4 | 11 | 5 | 15 | 5.6 | 19.4 | 13.3 | 9.4 | 7.8 | 11.7 | 7.2 | 15 | 6.1 | 22.2 | -3.3 | 5.6 | 2.6 | 24 | 17 | 31.1 | 12.2 | 27.2 | 15.6 | 24.4 | 11.7 | 29.4 | 21.7 | 24.4 | 10 | 28.9 | 15 | 12.9 | 9.2 | 13.9 | 7.2 | 12.8 | 10 | 21.1 | 11.1 | 15.6 | -8.9 | 21.7 | 8.9 | 25 | 16.1 | 25 | 20.6 | 27.8 | 8.3 | 8 | -5 | 1.7 | 1.1 | 20 | 0.6 | 5.6 | 1.7 | 12.8 | 5 | 26.7 | 11.1 | 5 | -8.3 | 8.9 | -2.8 | 21.1 | 12.8 | 11.9 | 10.3 | 14.6 | 10.3 | 20.6 | 4.4 | 2.6 | -0.7 | 13.9 | -1.1 | 16.1 | -0.6 | 16.7 | 16.7 | 25 | 5.6 | 22.8 | 4.4 | 19.4 | 11.1 | 23.3 | -8.9 | -1.1 | -3.3 | 19.4 | -9.4 | 13.3 | -8.3 | 5.6 | 5 | 10 | -0.6 | 11.7 | 1.7 | 8.9 | 2.2 | 23.3 | 7.8 | 21.1 | 5.5 | 4 | 3 | 16.1 | 2.2 | 13.3 | 3.9 | 16.1 | 2.8 | 11.1 | 3.3 | 9 | 0 | 25 | 11.1 | 22.2 | 7.8 | 23.3 | 6.2 | 25.6 | 17.8 | 15 | -2.2 | 10 | 0 | 30 | 21.1 | 26.1 | -9.4 | 26.7 | 14.4 | 21.1 | 13.9 | 24.3 | 19.8 | 8.9 | 2.2 | 23.3 | 3.3 | 8.3 | -7.8 | 16.7 | 5 | 10.6 | -0.6 | 8.9 | -0.6 | 18.9 | 0 | 21.1 | -9.3 | -1.5 | -2.6
10 | -2 | 5.6 | -3.9 | 22.9 | 13.1 | 17 | 13.9 | 13.9 | -9.4 | 28.3 | 2.2 | 11 | 3 | 15.6 | 6.1 | 18.9 | 13.3 | 10 | 7.5 | 12.2 | 8.3 | 14.6 | 6.7 | 22.2 | -2.8 | 5 | 2.8 | 24 | 17 | 31.1 | 11.7 | 27.2 | 15.6 | 24.4 | 12.1 | 28.9 | 21.7 | 25 | 10 | 28.9 | 14.4 | 13.7 | 9.8 | 13.9 | 4.4 | 15 | 10.6 | 22.2 | 12.8 | 16.1 | -8.9 | 21.9 | 8.8 | 25 | 15.6 | 26.1 | 21.7 | 26.7 | 8.3 | 8 | -6 | 2.1 | 1.2 | 18.9 | 1.4 | 5.6 | 2.2 | 13.9 | 5 | 26.9 | 11.4 | 4.4 | -9.4 | 8.3 | -0.6 | 21.7 | 12.8 | 13.1 | 11 | 15.9 | 11.5 | 21.7 | 5 | 3.3 | -0.6 | 14.4 | -1.7 | 17.8 | 0.6 | 16.3 | 16.2 | 25.6 | 4.4 | 23.9 | 5 | 21.7 | 12.8 | 24.4 | -17.2 | -1.1 | -2.9 | 20.6 | -9.4 | 13.9 | -8.3 | 6 | 5.1 | 9.6 | -0.3 | 11.5 | 2.3 | 10 | 1.7 | 23.9 | 7.8 | 20.6 | 7.3 | 3 | 2 | 17.2 | -4.4 | 12.2 | 2.8 | 16.7 | 3.3 | 12.2 | 3.9 | 10 | -4 | 23.9 | 12.2 | 22.8 | 7.8 | 23.9 | 6.2 | 26 | 15.7 | 16.7 | -1.1 | 11.1 | -1.1 | 31.1 | 21.7 | 26.7 | -10.6 | 27.2 | 15.6 | 23.9 | 16.1 | 25.7 | 19.4 | 8.9 | 2.8 | 24.4 | 3.9 | 8.9 | -7.2 | 17.8 | 5.6 | 11.1 | -1.1 | 8.9 | -1.1 | 19.3 | -0.1 | 21.7 | -10 | -1.7 | -2.8
10 | -4 | 6.1 | -3.3 | 22.2 | 12.2 | 17.2 | 15 | 14.5 | -8.5 | 27.9 | 1.4 | 11 | 5 | 16.1 | 6 | 18.3 | 13.3 | 10.5 | 7 | 13.3 | 8.3 | 14.3 | 6.9 | 22.8 | -3.3 | 5.6 | 2.4 | 23 | 17 | 31.1 | 13.3 | 27.2 | 15 | 24.4 | 12.1 | 28.9 | 21.7 | 23.9 | 9.4 | 27.8 | 16.1 | 14.4 | 10 | 15 | 0.6 | 17.2 | 11.1 | 23.3 | 12.8 | 16.1 | -8.9 | 22 | 8.5 | 26.7 | 15.6 | 26.1 | 21.7 | 26.1 | 9.4 | 9 | -10 | 2.4 | 1.1 | 17.8 | 1.7 | 5 | 2.2 | 15 | 4.7 | 27 | 11.5 | 3.9 | -11.7 | 6.7 | 1.1 | 21.1 | 12.8 | 14.4 | 11.7 | 17.2 | 12.8 | 22.8 | 5 | 3.9 | -0.3 | 15 | -2.2 | 18.9 | 0.6 | 16 | 15.7 | 27.2 | 3.9 | 24.4 | 6.1 | 24.4 | 11.7 | 23.1 | -11.6 | -1.1 | -2.6 | 21.7 | -9.4 | 15 | -7.8 | 6.3 | 5 | 9.3 | 0 | 11.3 | 2.6 | 10 | 0 | 23.9 | 7.2 | 20 | 8.9 | 3 | 2 | 18.9 | -10 | 12.2 | 2.8 | 17.2 | 2.8 | 12.2 | 3.3 | 11 | -4 | 23.3 | 11.7 | 23.3 | 7.2 | 24.4 | 6.1 | 26.3 | 13.5 | 16.7 | -2.2 | 12.8 | 0 | 31.1 | 20.6 | 27.8 | -12.2 | 28.3 | 13.9 | 22.8 | 15.6 | 27.2 | 18.9 | 7.8 | 3.9 | 25.6 | 4.4 | 10 | -6.7 | 17.8 | 5.6 | 11.1 | -1.1 | 10 | -1.1 | 19.6 | -0.8 | 21.1 | -8.4 | -1.9 | -2.9
11 | -1 | 6.7 | -2.8 | 20.7 | 11.6 | 16.7 | 13.6 | 15 | -8.8 | 27.6 | 0.4 | 9 | 6 | 16.7 | 6.1 | 18.3 | 12.2 | 11.1 | 6.7 | 13.3 | 8.3 | 13.9 | 7.2 | 22.2 | -3.3 | 6.1 | 1.8 | 23 | 16 | 30.6 | 13.3 | 27.2 | 14.4 | 24.4 | 12.2 | 28.3 | 22.2 | 25 | 9.4 | 26.7 | 16.1 | 14.8 | 10 | 14.4 | -3.9 | 15.6 | 10.6 | 24.4 | 13.9 | 16.1 | -8.9 | 22.2 | 8.3 | 26.1 | 16.1 | 25.6 | 21.7 | 25 | 10.6 | 9 | -10 | 2.8 | 1.1 | 16.7 | 2.2 | 5 | 2.8 | 16.1 | 4.4 | 27.2 | 11.7 | 3.9 | -12.2 | 6.1 | 1.7 | 21.1 | 12.8 | 14.8 | 12.2 | 15.9 | 12.9 | 22.8 | 5 | 4.4 | -0.2 | 15 | -2.2 | 20.6 | -1.7 | 15.6 | 15 | 26.7 | 4.4 | 23.9 | 5.6 | 26.1 | 1.1 | 21.9 | -7.8 | -1.1 | -2.8 | 20.6 | -10 | 15 | -8.9 | 6.7 | 5 | 8.9 | 0 | 11.1 | 2.8 | 10.6 | -2.2 | 23.9 | 7.8 | 18 | 6.9 | 3 | 0 | 19.4 | -1.7 | 12.8 | 3.9 | 16.7 | 2.8 | 11.7 | 2.8 | 11 | -4 | 23.9 | 12.2 | 23.9 | 7.2 | 24 | 6.8 | 26.7 | 10.6 | 16.7 | -3.9 | 13.9 | -1.1 | 30.6 | 20 | 27.8 | -10.6 | 28.3 | 12.8 | 23.3 | 16.1 | 27.4 | 18.4 | 8.9 | 3.9 | 25.6 | 5 | 9.4 | -7.2 | 17.8 | 6.1 | 11.7 | -1.7 | 9.4 | -3.3 | 20 | -1.1 | 20.6 | -6.9 | -2 | -3
10 | -1 | 6.7 | -2.2 | 19.3 | 11.4 | 16.1 | 12.1 | 15.6 | -10 | 27.2 | 0 | 9 | 6 | 15.6 | 6.9 | 17.8 | 11.7 | 11.1 | 6.9 | 12.8 | 8.3 | 12.6 | 7.3 | 21.7 | -3.9 | 6.7 | 1.1 | 22 | 17 | 30 | 13.9 | 27.2 | 14.4 | 23.7 | 12.4 | 27.2 | 22.2 | 23.9 | 9.4 | 26.7 | 15.6 | 15.2 | 10 | 14.4 | -4.4 | 14.4 | 10 | 24.4 | 14.4 | 13.9 | -8.9 | 21.5 | 7.7 | 25 | 15.6 | 25 | 21.1 | 23.3 | 10 | 9 | -8 | 2.6 | 1.1 | 14.7 | 1.6 | 5.6 | 2.8 | 15.4 | 5.1 | 25.4 | 12 | 3.9 | -12.2 | 6.1 | 3.3 | 20.6 | 12.8 | 15.2 | 12.5 | 14.6 | 12.8 | 22.2 | 5.6 | 5 | 0 | 14.4 | -6.1 | 20.6 | -2.2 | 15.6 | 15 | 26.7 | 5.6 | 23.9 | 5.6 | 26.1 | -1.7 | 20.6 | -6.7 | -1.3 | -2.7 | 21.1 | -10 | 14.4 | -10 | 5.9 | 4.9 | 8.3 | 0.3 | 10.4 | 3.9 | 10 | -2.8 | 23.9 | 8.3 | 15.9 | 4.6 | 3 | 0 | 18.9 | -1.1 | 13.3 | 3.9 | 16.1 | 2.2 | 10 | 3.9 | 11 | -4 | 23.3 | 12.2 | 22.2 | 6.7 | 23.7 | 7 | 25.2 | 10.3 | 16.1 | -3.3 | 13.9 | -1.7 | 28.3 | 20.6 | 27.2 | -11.7 | 27.8 | 13.3 | 22.8 | 16.1 | 27.6 | 18.1 | 8.9 | 3.3 | 23.9 | 6.7 | 8.9 | -7.8 | 16.7 | 5 | 11.1 | -2.2 | 8.9 | -5.6 | 19.1 | -1.2 | 20 | -7.2 | -2.2 | -3.3
9 | -1 | 6.1 | -2.2 | 17.8 | 10.6 | 15.6 | 10.6 | 12.6 | -8.7 | 25.9 | -0.2 | 9 | 7 | 14.4 | 7 | 16.7 | 11.1 | 11.1 | 7.1 | 11.7 | 7.8 | 11.3 | 7.4 | 19.4 | -3.3 | 6.3 | 1.6 | 21 | 17 | 28.9 | 14.4 | 25.6 | 14.4 | 22.9 | 12.3 | 26.7 | 22.2 | 23.3 | 9.4 | 24.4 | 15.6 | 15.6 | 10 | 11.7 | -5 | 11.1 | 7.2 | 23.3 | 15.6 | 12.8 | -8.9 | 20.7 | 7.4 | 23.9 | 15.6 | 23.9 | 21.7 | 22.8 | 10.6 | 8 | -6 | 2.4 | 1.1 | 12.6 | 0.3 | 5.6 | 2.2 | 14.6 | 5.2 | 23.5 | 11.9 | 3.3 | -12.2 | 6.1 | 2.8 | 20.6 | 12.2 | 15.6 | 12.8 | 13.3 | 12.8 | 20 | 8.9 | 4.1 | -0.4 | 12.2 | -2.8 | 20 | -2.2 | 15.6 | 14.7 | 25 | 4.4 | 23.3 | 5.6 | 25.6 | -8.9 | 18.9 | -5.2 | -1.5 | -2.9 | 20.6 | -10.6 | 13.3 | -7.8 | 5.2 | 4.6 | 7.8 | 0.5 | 9.6 | 4.4 | 10 | -1.1 | 23.3 | 9.4 | 13.9 | 2.2 | 3 | 0 | 18.3 | -1.1 | 12.8 | 3.9 | 15 | 1.7 | 7.2 | 4.4 | 8 | -6 | 21.7 | 12.8 | 21.1 | 7.2 | 23.3 | 7.2 | 23.7 | 9.7 | 14.4 | -2.2 | 13.9 | -1.7 | 27.2 | 20.6 | 26.7 | -10.6 | 26.7 | 13.3 | 21.7 | 16.1 | 27.8 | 17.8 | 8.9 | 2.8 | 21.7 | 7.2 | 6.7 | -6.7 | 16.1 | 4.4 | 10.6 | -2.8 | 7.8 | -5.6 | 18.1 | -1 | 16.9 | -4.4 | -2.6 | -3.7
8 | 0 | 5 | -2.8 | 16.5 | 10.4 | 15.2 | 10.2 | 9.7 | -8.8 | 24.6 | 0.1 | 9 | 6 | 13.3 | 7.2 | 15.6 | 11.1 | 11.1 | 7.2 | 11.1 | 7.8 | 10 | 7.2 | 19.4 | -4.4 | 6 | 1.9 | 20 | 16 | 26.7 | 14.4 | 25 | 13.9 | 22.2 | 12.2 | 26.1 | 22.2 | 21.7 | 9.4 | 23.3 | 15.6 | 15 | 9.6 | 10 | -5.6 | 11.7 | 6.1 | 22.2 | 16.1 | 10.6 | -8.9 | 20 | 6.7 | 21.7 | 16.7 | 22.8 | 21.1 | 21.1 | 11.1 | 7 | -4 | 2.2 | 1.1 | 10.6 | -0.6 | 5.6 | 2.8 | 13.9 | 5.6 | 21.7 | 11.7 | 2.2 | -12.2 | 6.1 | 2.8 | 20 | 12.8 | 15.2 | 12.4 | 12.4 | 12 | 15.6 | 11.1 | 3.1 | -0.9 | 10.6 | -2.2 | 17.8 | 0 | 15.6 | 14.4 | 22.2 | 3.9 | 21.1 | 4.4 | 23.3 | -12.2 | 17.3 | -4.1 | -1.7 | -3.3 | 18.3 | -10.6 | 10.6 | -8.9 | 4.4 | 4.4 | 7.2 | 0.6 | 8.9 | 5 | 8.9 | -1.1 | 22.2 | 10 | 12 | 2.5 | 2 | 0 | 17.2 | -0.6 | 11.7 | 3.9 | 13.3 | 0.6 | 6.1 | 4.4 | 7 | -7 | 20 | 12.8 | 20 | 7.8 | 21.3 | 10.2 | 22.2 | 9.4 | 12.2 | -2.2 | 12.8 | -1.1 | 24.4 | 20 | 22.2 | -7.2 | 25 | 11.7 | 20.6 | 16.1 | 25.8 | 19 | 7.2 | 2.8 | 20 | 7.8 | 5.6 | -6.7 | 13.9 | 5 | 8.3 | -1.1 | 4.4 | -6.7 | 17.2 | -1.7 | 13.7 | -4 | -2.9 | -4.3
4 | 0 | 3.9 | -2.2 | 15.2 | 10 | 14.8 | 9.8 | 6.7 | -10.6 | 23.3 | -0.6 | 8 | 6 | 12.4 | 7.1 | 16.1 | 11.1 | 10.7 | 7.2 | 10.6 | 7.8 | 9.8 | 7.4 | 18.3 | -5 | 5.6 | 2.2 | 19 | 17 | 23.9 | 16.1 | 24.4 | 13.9 | 21.1 | 12.8 | 25.6 | 22.2 | 20.6 | 9.4 | 22.8 | 16.1 | 14.5 | 9.3 | 8.3 | -6.7 | 10 | 7.8 | 21.1 | 16.1 | 10 | -8.9 | 19.3 | 5.4 | 20 | 17.2 | 22.8 | 21.1 | 20 | 11.1 | 4 | -2 | 2 | 1 | 9.5 | -0.6 | 3.9 | 1.1 | 11.3 | 5.4 | 20.4 | 11.9 | 1.1 | -12.2 | 6.1 | 3.3 | 19.4 | 12.2 | 14.8 | 11.8 | 11.5 | 11.4 | 13.3 | 11.1 | 2.2 | -1.7 | 10 | -2.2 | 14.4 | 2.8 | 16.5 | 15.2 | 19.4 | 4.4 | 17.8 | 4.4 | 21.7 | -11.1 | 15.6 | -4.4 | -2.4 | -3.6 | 16.7 | -10 | 8.9 | -7.8 | 3.7 | 3.7 | 6.5 | 1.6 | 8 | 4.8 | 8.9 | 1.7 | 20 | 9.4 | 10.2 | 2.1 | 2 | -1 | 13.9 | 3.9 | 11.1 | 5 | 12.2 | 0.6 | 6.7 | 3.9 | 4 | -6 | 18.9 | 13.3 | 17.8 | 8.9 | 19.2 | 11.8 | 20.4 | 9.1 | 11.7 | -2.2 | 9.4 | 0 | 22.8 | 20 | 19.4 | -8.9 | 22.8 | 12.8 | 20 | 16.7 | 23.7 | 19.7 | 6.1 | 2.8 | 18.9 | 7.8 | 3.9 | -3.9 | 12.8 | 4.4 | 7.2 | -0.6 | 3.3 | -6.1 | 16.1 | -0.5 | 10.6 | -4.4 | -3.3 | -5
1 | 0 | 3.3 | -2.2 | 13.9 | 9.4 | 14.4 | 9.4 | 4.1 | -8.6 | 21.5 | 0.6 | 6 | 4 | 11.5 | 7.1 | 15 | 11.7 | 10.4 | 7.3 | 10 | 7.8 | 9.6 | 7.6 | 16.7 | -3.3 | 5.4 | 2.2 | 19 | 17 | 22.2 | 16.1 | 24.4 | 14.4 | 20 | 13 | 25.6 | 22.2 | 19.4 | 9.4 | 22.8 | 16.7 | 13.9 | 8.9 | 7.2 | -6.7 | 8.3 | 6.1 | 22.2 | 15.6 | 9.4 | -8.9 | 18.5 | 3.6 | 19.4 | 17.2 | 21.7 | 20.6 | 17.8 | 10.6 | 2 | 0 | 1.9 | 1.2 | 8.3 | -1.1 | 2.8 | 1.1 | 8.7 | 4.7 | 19.1 | 11.9 | -0.6 | -12.2 | 5 | 2.8 | 18.9 | 11.7 | 14.4 | 11.1 | 10.6 | 10.6 | 13.3 | 9.4 | 1.5 | -2 | 6.7 | 0.6 | 12.8 | 2.8 | 17.4 | 15.9 | 17.8 | 3.3 | 15 | 5 | 19.4 | -8.3 | 14.5 | -3.8 | -3.2 | -4.3 | 15 | -13.9 | 8.3 | -7.8 | 2.9 | 2.9 | 5.7 | 2.2 | 7 | 4.3 | 9.4 | 2.8 | 18.3 | 9.4 | 8.3 | 1.7 | 2 | 0 | 12.8 | 3.3 | 11.1 | 5 | 11.1 | 0 | 4.4 | 1.7 | 3 | -6 | 17.8 | 13.9 | 15.6 | 9.4 | 17.2 | 12.8 | 18.5 | 8.5 | 11.1 | -2.2 | 6.7 | 1.7 | 22.8 | 20.6 | 17.8 | -10.6 | 21.7 | 13.3 | 19.4 | 16.1 | 21.7 | 20 | 6.7 | 2.8 | 18.3 | 7.8 | 3.9 | -2.2 | 13.3 | 4.4 | 6.1 | -1.1 | 2.2 | -5.6 | 15 | 0 | 9.8 | -3.7 | -3.5 | -4.9
0 | -1 | 3.9 | -2.2 | 13.7 | 9.8 | 13.9 | 9.2 | 1.5 | -8.6 | 19.6 | 1.1 | 6 | 4 | 10.6 | 6.7 | 15.6 | 12.2 | 10 | 7.2 | 10 | 7.8 | 9.4 | 7.8 | 15.6 | -2.2 | 5.2 | 2.2 | 19 | 17 | 22.8 | 15.6 | 24.4 | 13.9 | 18.9 | 13.3 | 25 | 22.2 | 18.3 | 9.4 | 22.2 | 17.2 | 13 | 8.9 | 6.7 | -5.6 | 7.8 | 6.7 | 21.7 | 15 | 8.9 | -8.9 | 17.8 | 2.2 | 19.4 | 17.8 | 21.1 | 20.6 | 16.7 | 8.3 | 4 | -3 | 1.7 | 1.1 | 7.2 | -1.7 | 2.8 | 1.1 | 6.1 | 3.9 | 17.8 | 11.7 | -1.1 | -10 | 5 | 3.9 | 18.3 | 11.7 | 14 | 11.2 | 11.5 | 11.5 | 12.8 | 8.9 | 0.7 | -2.8 | 6.7 | -1.1 | 11.7 | 3.3 | 18.3 | 16.7 | 18.3 | 5.6 | 10.6 | 5.6 | 18.3 | -8.3 | 13.3 | -3.8 | -3.9 | -5 | 13.3 | -14.4 | 5 | -5.6 | 2.2 | 2.2 | 5 | 2.8 | 6.1 | 3.9 | 10.6 | 2.2 | 17.8 | 10 | 7.4 | 1.5 | 3 | 0 | 12.2 | 4.4 | 10.6 | 5.6 | 10 | -0.6 | 3.9 | 1.7 | 3 | -6 | 17.2 | 13.9 | 16.1 | 9.4 | 16.5 | 12.9 | 16.7 | 7.8 | 9.4 | -2.2 | 7.8 | 1.1 | 21.7 | 20.6 | 17.2 | -11.7 | 22.2 | 13.3 | 19.4 | 16.1 | 21.7 | 20 | 5.6 | 2.8 | 17.2 | 7.8 | 3.9 | -2.2 | 12.2 | 3.9 | 5.6 | -1.1 | 2.2 | -6.7 | 13.9 | 0.6 | 9.1 | -3.6 | -3.7 | -4.8
0 | -1 | 3.9 | -2.8 | 13.5 | 9.8 | 13.3 | 8.6 | -1.1 | -10 | 17.8 | 1.1 | 5 | 3 | 9.3 | 6.4 | 15 | 12.8 | 10 | 7.5 | 9.4 | 7.2 | 9.3 | 7.7 | 14.4 | 0 | 5 | 2.2 | 19 | 17 | 21.1 | 15.6 | 23.9 | 13.9 | 19.1 | 13.1 | 24.4 | 22.2 | 16.7 | 10 | 22.2 | 16.7 | 12 | 8.5 | 6.1 | -5.6 | 7.8 | 7.2 | 21.7 | 15 | 8.9 | -8.9 | 17.8 | 1.7 | 18.9 | 17.8 | 21.1 | 20.6 | 15.6 | 7.2 | 3 | -4 | 1.1 | 0.5 | 6.3 | -1.4 | 3.3 | 2.2 | 5.2 | 3.4 | 16.7 | 11.7 | -3.3 | -8.3 | 5 | 3.9 | 17.2 | 10.6 | 13.7 | 11.3 | 12.4 | 12.4 | 11.7 | 8.9 | 0 | -3.9 | 8.3 | -1.7 | 11.7 | 3.9 | 17.8 | 16.5 | 17.2 | 6.7 | 8.3 | 5 | 17.8 | -8.9 | 12.2 | -4.4 | -4.5 | -5.6 | 11.7 | -13.9 | 3.9 | -5 | 2.2 | 2.2 | 5 | 2.9 | 5.7 | 1 | 11.7 | 2.8 | 17.8 | 10 | 6.5 | 1.4 | 3 | -1 | 10 | 3.3 | 8.9 | 6.7 | 8.9 | -1.1 | 3.3 | 1.1 | 2 | -6 | 17.2 | 13.9 | 13.3 | 9.4 | 15.7 | 12.9 | 16.1 | 8.4 | 8.9 | -2.2 | 7.2 | 1.7 | 21.1 | 20 | 16.7 | -10 | 21.1 | 13.9 | 19.4 | 16.1 | 21.7 | 20 | 5.6 | 3.3 | 14.4 | 7.2 | 3.3 | -2.8 | 11.1 | 3.3 | 5.6 | -1.1 | 1.7 | -5.6 | 12.2 | 1.2 | 8.3 | -4.4 | -3.9 | -5
1 | -1 | 3.3 | -3.3 | 13.3 | 10 | 12.8 | 8.3 | -2.2 | -9.4 | 16.9 | 1.3 | 4 | 3 | 8 | 6.2 | 15 | 12.2 | 10 | 7.6 | 9.4 | 7.2 | 9.2 | 7.6 | 12.8 | 2.8 | 4.4 | 1.9 | 19 | 17 | 19.4 | 15.6 | 23.3 | 14.4 | 19.2 | 12.5 | 24.4 | 22.2 | 16.7 | 11.1 | 21.7 | 17.2 | 11.1 | 8.3 | 5 | -5.6 | 7.2 | 6.7 | 21.1 | 15 | 7.2 | -1.1 | 17.8 | 1.3 | 18.9 | 17.8 | 21.1 | 19.4 | 15.6 | 6.7 | 3 | -5 | 0.6 | -0.1 | 5.3 | -1.8 | 3.9 | 2.8 | 4.2 | 2.9 | 15.5 | 11.5 | -3.9 | -8.9 | 5 | 3.3 | 16.7 | 10.6 | 13.3 | 11.1 | 13.3 | 13.3 | 12.2 | 8.9 | -0.7 | -4 | 7.2 | 0 | 8.9 | 5.6 | 17.2 | 16.4 | 15.6 | 7.8 | 8.3 | 5 | 15.6 | -3.3 | 10 | -3.2 | -5 | -6.4 | 13.3 | -10.6 | 4.4 | -5.6 | 2.2 | 2.2 | 5 | 2.9 | 5.4 | -1.7 | 11.1 | 3.9 | 16.7 | 10 | 5.6 | 1.1 | 3 | -1 | 8.3 | 3.3 | 8.9 | 6.1 | 8.3 | -1.1 | 3.3 | 1.7 | 1 | -7 | 14.4 | 12.8 | 12.2 | 8.9 | 15 | 12.8 | 15.6 | 8.6 | 8.3 | -1.1 | 5.6 | 2.2 | 21.1 | 20 | 15 | -11.7 | 21.1 | 13.3 | 20 | 16.1 | 21.7 | 20 | 6.1 | 2.8 | 13.3 | 7.2 | 0.6 | -3.3 | 11.1 | 3.3 | 5.6 | -1.1 | 1.7 | -5.6 | 10.6 | 1.7 | 7.8 | -4.1 | -3.9 | -4.9
1 | 0 | 3.3 | -3.3 | 13.3 | 10.1 | 12.2 | 7.5 | -3.3 | -9.8 | 15.9 | 1.2 | 4 | 3 | 6.7 | 5.6 | 15 | 11.7 | 10 | 7.8 | 8.9 | 6.7 | 9.2 | 7.4 | 12.2 | 3.9 | 3.9 | 1.9 | 19 | 17 | 17.8 | 15.6 | 23.3 | 13.9 | 19.4 | 12.2 | 24.4 | 22.2 | 16.1 | 12.2 | 21.7 | 16.7 | 10.9 | 8 | 4.4 | -5.6 | 7.8 | 6.7 | 21.7 | 14.4 | 6.1 | -1.7 | 17.8 | 0.6 | 18.9 | 17.8 | 20 | 18.3 | 11.1 | 9.4 | 2 | -3 | 0 | -0.7 | 4.4 | -2.2 | 3.3 | 1.1 | 3.3 | 2.2 | 14.4 | 11.1 | -3.9 | -9.4 | 5 | 3.9 | 15 | 11.1 | 13.7 | 11.6 | 12.8 | 12.8 | 12.2 | 8.9 | -1.5 | -4.6 | 6.7 | -0.6 | 8.9 | 5 | 16.7 | 16.1 | 14.4 | 8.3 | 8.3 | 5.6 | 13.9 | -3.9 | 7.8 | -2.7 | -5.6 | -7.2 | 12.2 | -8.3 | 3.9 | -6.1 | 2.2 | 2.2 | 5 | 2.8 | 5 | -6.1 | 12.8 | 5 | 16.7 | 10 | 5.2 | 0.9 | 3 | -2 | 7.2 | 3.9 | 8.3 | 6.7 | 6.7 | -1.1 | 2.8 | 0.6 | 0 | -6 | 13.9 | 12.8 | 11.7 | 8.9 | 15 | 12.9 | 15 | 8.9 | 7.8 | -1.7 | 6.1 | 1.7 | 20.6 | 20 | 15 | -11.7 | 20.6 | 13.9 | 18.9 | 16.1 | 21.3 | 20 | 5.6 | 2.8 | 13.3 | 7.2 | -1.1 | -3.9 | 10.6 | 3.3 | 6.1 | -1.1 | 1.7 | -5 | 8.9 | 1.7 | 7.2 | -4.9 | -3.9 | -4.9
0 | -1 | 3.3 | -3.9 | 13.3 | 10.3 | 11.7 | 6.9 | -4.4 | -11.1 | 15 | 1.1 | 6 | 5 | 6.5 | 5.5 | 15.6 | 11.7 | 9.1 | 7.1 | 8.9 | 6.7 | 9.2 | 7.3 | 11.7 | 4.4 | 3.3 | 1.7 | 19 | 17 | 17.8 | 16.1 | 23.3 | 14.4 | 19.4 | 12.7 | 24.4 | 22.2 | 15 | 12.2 | 21.1 | 16.7 | 10.8 | 7.7 | 3.9 | -5.6 | 7.2 | 6.7 | 21.1 | 13.9 | 5.6 | -1.7 | 17.1 | 0.7 | 18.9 | 18.3 | 18.3 | 15 | 11.1 | 9.4 | 2 | -2 | -0.4 | -1.3 | 3.3 | -2 | 2.2 | 1.1 | 2.4 | 1.7 | 13.9 | 11.1 | -4.4 | -8.3 | 5 | 3.9 | 13.9 | 11.1 | 14 | 11.9 | 12.2 | 12.2 | 11.1 | 9.4 | -2.2 | -5.6 | 6.7 | 1.1 | 7.2 | 5.6 | 16.9 | 16.3 | 13.3 | 8.9 | 7.2 | 5 | 12.8 | -4.4 | 5.6 | -3.3 | -5.6 | -7.2 | 11.7 | -7.8 | 2.8 | -5 | 2.2 | 2.2 | 5 | 2.9 | 3.9 | -5.4 | 13.3 | 5.6 | 16.7 | 10 | 4.8 | 0.7 | 3 | -2 | 6.7 | 3.9 | 8.3 | 6.7 | 6.7 | -1.1 | 1.7 | 0.6 | -1 | -7 | 13.9 | 12.8 | 9.4 | 8.3 | 15 | 12.9 | 14.6 | 9 | 6.7 | 0 | 5.6 | 1.7 | 20 | 18.9 | 13.9 | -11.7 | 19.4 | 15 | 18.9 | 16.7 | 21 | 20.2 | 6.1 | 2.8 | 10.6 | 6.7 | -1.7 | -3.9 | 8.9 | 2.8 | 6.1 | -0.6 | 2.2 | -4.4 | 8.7 | 2.3 | 6.7 | -6.1 | -3.9 | -5
0 | -1 | 3.3 | -4.4 | 13.3 | 10.6 | 11.1 | 6.1 | -4.8 | -10.5 | 14.3 | 1.6 | 7 | 6 | 6.3 | 5.3 | 13.9 | 11.1 | 8.1 | 6.3 | 8.3 | 6.1 | 9.1 | 7.2 | 11.7 | 4.4 | 3.3 | 1.7 | 19 | 17 | 20 | 15.6 | 22.8 | 15 | 19.4 | 12.9 | 23.9 | 22.2 | 14.4 | 12.2 | 21.1 | 16.7 | 10.6 | 7.2 | 3.3 | -5.6 | 6.7 | 6.1 | 21.7 | 13.9 | 5 | -1.7 | 16.3 | 0.8 | 18.9 | 18.9 | 17.2 | 13.3 | 11.1 | 10 | 1 | -2 | -0.7 | -2 | 2.2 | -2.2 | 1.1 | 0.6 | 1.5 | 1.2 | 13.3 | 10.7 | -3.9 | -9.4 | 5.6 | 4.4 | 13.3 | 10.6 | 14.4 | 12.2 | 11.7 | 11.7 | 11.1 | 9.4 | -1.8 | -4.7 | 6.7 | -1.1 | 7.8 | 5.6 | 17 | 16.1 | 12.2 | 8.9 | 6.7 | 4.4 | 11.7 | -5 | 5.6 | -2.6 | -5.6 | -7.3 | 10.6 | -7.8 | 0.6 | -5 | 2.2 | 2.2 | 5 | 2.9 | 2.8 | -5.6 | 13.9 | 7.2 | 16.1 | 10 | 4.4 | 0.6 | 3 | -2 | 6.7 | 3.3 | 7.8 | 6.1 | 5.6 | -0.6 | 1.1 | 0 | 0 | -6 | 13.9 | 12.8 | 8.9 | 8.3 | 15 | 12.8 | 14.3 | 8.9 | 6.1 | 0.6 | 6.1 | 1.7 | 21.7 | 21.1 | 13.3 | -11.1 | 19.4 | 15 | 17.2 | 16.1 | 20.6 | 20 | 4.4 | 3.3 | 10.6 | 6.7 | -2.8 | -5 | 8.9 | 2.8 | 5.6 | 0 | 2.8 | -3.3 | 8.5 | 2.9 | 6.7 | -5.9 | -4.1 | -5.1
0 | -1 | 3.3 | -1.1 | 13.1 | 10.3 | 10.7 | 5.5 | -5.2 | -10.9 | 13.5 | 1.5 | 6 | 4 | 6.1 | 5 | 13.9 | 11.1 | 7.2 | 5.6 | 8.3 | 6.1 | 9.1 | 7.1 | 11.1 | 3.9 | 3.3 | 1.7 | 19 | 17 | 20 | 16.1 | 22.8 | 15 | 19.4 | 13.3 | 23.3 | 22.2 | 13.9 | 12.2 | 21.1 | 17.2 | 10.4 | 7.5 | 2.8 | -6.1 | 5.6 | 5 | 21.7 | 14.4 | 3.9 | -1.7 | 15.6 | 0.6 | 18.9 | 18.9 | 16.1 | 13.9 | 10.6 | 10.6 | 3 | -7 | -1.1 | -2.6 | 1.1 | -2.8 | 1.1 | 0 | 0.6 | 0.6 | 12.8 | 10.6 | -5 | -7.8 | 5.6 | 4.4 | 12.8 | 10 | 14.4 | 12.5 | 12.1 | 12.1 | 12.8 | 10 | -1.5 | -4.4 | 6.1 | -1.7 | 7.8 | 6.1 | 17.2 | 16.1 | 11.7 | 8.9 | 6.7 | 4.4 | 10.6 | -4.4 | 5.6 | -2.2 | -5.6 | -7.8 | 10.6 | -8.3 | 0 | -4.4 | 2.2 | 2.2 | 5 | 2.8 | 1.7 | -6.7 | 16.1 | 9.4 | 15.6 | 10 | 4 | 0.5 | 2 | -1 | 5.6 | 3.3 | 7.2 | 6.7 | 6.1 | -1.7 | 1.1 | -0.6 | 0 | -7 | 13.3 | 12.8 | 8.3 | 7.8 | 14.8 | 12.7 | 13.9 | 8.9 | 6.1 | 2.2 | 5.6 | 1.7 | 22.8 | 21.7 | 12.8 | -11.1 | 18.9 | 15.6 | 17.2 | 16.1 | 20.6 | 20.1 | 3.9 | 1.7 | 11.1 | 7.2 | -2.2 | -4.4 | 7.8 | 3.9 | 5.6 | 0 | 2.8 | -3.3 | 8.3 | 3.3 | 6.7 | -6.2 | -4.2 | -5.2
0 | -1 | 2.8 | -1.1 | 13 | 10.2 | 10.4 | 5.2 | -5.6 | -11.7 | 12.8 | 1.7 | 6 | 5 | 7 | 5.7 | 13.3 | 10.6 | 7.6 | 6.2 | 8.3 | 5.6 | 9 | 6.9 | 10.6 | 3.3 | 3.3 | 1.7 | 19 | 17 | 20 | 16.1 | 22.8 | 15 | 18.9 | 13.3 | 23.3 | 22.2 | 13.3 | 12.2 | 20.6 | 17.2 | 10.2 | 7.6 | 2.2 | -6.7 | 5 | 5 | 20.6 | 14.4 | 3.9 | -1.1 | 15.2 | 3.7 | 19.4 | 18.9 | 15.6 | 13.3 | 8.9 | 7.8 | 2 | -4 | -0.9 | -3.2 | 2.4 | -2.7 | 0 | -0.6 | 0.8 | 0.8 | 12.1 | 9.9 | -5 | -8.3 | 6.1 | 5 | 12.2 | 10 | 14.4 | 12.6 | 12.4 | 12.4 | 14.4 | 10.6 | -1.1 | -4.4 | 5.6 | -2.2 | 7.8 | 6.1 | 17.4 | 16.3 | 10.6 | 8.3 | 7.2 | 4.4 | 8.9 | -4.4 | 5.6 | -2.2 | -4.8 | -6.8 | 8.9 | -8.3 | -1.7 | -5 | 2.2 | 1.8 | 5 | 2.9 | 1.7 | -5.9 | 16.7 | 10.6 | 15.6 | 10 | 3.7 | 0.6 | 2 | -3 | 5 | 2.8 | 5.6 | 5 | 5.6 | -1.1 | 0 | -1.1 | 0 | -6 | 12.2 | 11.1 | 8.3 | 7.8 | 14.6 | 12.5 | 14.1 | 10.2 | 6.7 | 1.7 | 5.6 | 2.2 | 22.8 | 21.7 | 8.9 | -10 | 18.3 | 16.1 | 17.2 | 16.7 | 20.6 | 20.1 | 3.3 | 1.7 | 11.7 | 6.7 | -3.3 | -5 | 7.2 | 3.9 | 5 | 0 | 2.2 | -2.8 | 9.1 | 3.7 | 6.7 | -7.8 | -4.4 | -5.6
-1 | -1 | 2.2 | -3.9 | 12.8 | 10 | 10 | 4.4 | -1.3 | -8.9 | 13.2 | 2.1 | 6 | 5 | 8 | 6.2 | 13.9 | 10.6 | 7.9 | 7 | 8.3 | 5.6 | 9 | 6.8 | 9.4 | 1.7 | 3.9 | 2.1 | 20 | 17 | 20.6 | 16.7 | 22.8 | 15 | 18.3 | 13.4 | 23.9 | 22.2 | 12.8 | 11.7 | 20 | 17.8 | 10 | 7.8 | 0 | -7.2 | 3.9 | 3.9 | 20.6 | 14.4 | 3.9 | -0.6 | 14.8 | 5.9 | 19.4 | 18.9 | 15 | 12.8 | 8.3 | 7.8 | 1 | -3 | -0.8 | -3.8 | 3.7 | -3.4 | 0 | 0 | 0.9 | 0.9 | 11.3 | 9.1 | -4.4 | -8.3 | 6.7 | 5 | 12.2 | 10 | 14.4 | 12.8 | 12.8 | 12.8 | 13.9 | 11.1 | -0.2 | -3.5 | 6.1 | -2.2 | 7.2 | 6.7 | 17.6 | 16.5 | 10.6 | 8.3 | 7.8 | 4.4 | 8.3 | -5.6 | 6.1 | -1.6 | -4.1 | -6.4 | 10 | -7.8 | 0 | -5.6 | 2.2 | 1.5 | 5 | 2.9 | 1.7 | -5.9 | 17.8 | 12.2 | 15.6 | 10 | 3.3 | 0.6 | 2 | -4 | 5 | 2.8 | 5.6 | 5 | 6.1 | -1.7 | 0 | -1.1 | 1 | -6 | 12.8 | 11.7 | 7.2 | 6.7 | 14.4 | 12.2 | 14.2 | 11 | 7.2 | 3.9 | 5 | 2.8 | 23.3 | 21.7 | 6.7 | -11.1 | 18.3 | 15.6 | 17.8 | 17.2 | 20.6 | 20 | 2.2 | 0.6 | 12.2 | 6.7 | -2.2 | -4.4 | 6.7 | 3.9 | 5 | 0 | 2.2 | -2.2 | 9.8 | 4.2 | 9.5 | -5.6 | -4.2 | -5.2
0 | -1 | 1.7 | -2.8 | 12.4 | 9.8 | 10.6 | 5.2 | 2.9 | -8 | 13.5 | 2.4 | 8 | 6 | 8.9 | 6.7 | 15 | 11.7 | 8.3 | 7.8 | 10 | 6.1 | 10 | 6.7 | 10 | 2.8 | 4.4 | 2.4 | 21 | 18 | 21.1 | 17.2 | 22.2 | 14.4 | 17.8 | 13.3 | 23.9 | 22.2 | 13.9 | 12.8 | 20.6 | 18.9 | 10.2 | 7.8 | 1.1 | -7.2 | 4.4 | 3.9 | 19.4 | 15 | 5 | -0.6 | 14.4 | 7.8 | 20.6 | 19.4 | 15.6 | 12.8 | 7.8 | 6.7 | 3 | -3 | -0.6 | -4.4 | 5 | -5 | 1.1 | 0.6 | 1.1 | 1.1 | 10.6 | 8.3 | -1.7 | -7.8 | 6.7 | 5.6 | 12.2 | 10.6 | 13.7 | 11.6 | 13.7 | 13.6 | 15.6 | 12.2 | 0.8 | -2.8 | 6.7 | -2.2 | 8.3 | 7.2 | 17.8 | 16.7 | 12.8 | 10 | 8.9 | 5 | 10 | -7.2 | 6.7 | -0.9 | -3.3 | -6.1 | 13.9 | -6.7 | 4.4 | -4.4 | 2.2 | 1.1 | 5 | 2.8 | 1.7 | -6.7 | 17.2 | 13.9 | 15.6 | 10 | 5.9 | 1.8 | 2 | 0 | 7.8 | 3.9 | 7.8 | 6.7 | 7.2 | -1.7 | 0 | -1.1 | 2 | -6 | 16.7 | 15 | 8.3 | 7.8 | 14.4 | 12.3 | 14.4 | 12.2 | 10 | 3.3 | 6.1 | 3.9 | 23.9 | 22.2 | 12.2 | -10.6 | 18.9 | 15.6 | 18.9 | 17.8 | 21 | 20.2 | 3.9 | 1.7 | 14.4 | 7.2 | 0 | -2.8 | 8.3 | 5 | 6.1 | 0.6 | 4.4 | -1.7 | 10.6 | 4.4 | 12.2 | -5.1 | -4.1 | -5.1
1 | 0 | 1.7 | -3.9 | 12.1 | 9.7 | 11.1 | 5.7 | 7.2 | -8.9 | 13.9 | 2.8 | 8 | 6 | 11.3 | 7.1 | 18.9 | 11.7 | 10.3 | 8.3 | 11.1 | 6.1 | 12 | 6.7 | 11.7 | 3.3 | 5 | 2.8 | 22 | 18 | 21.7 | 17.8 | 23.3 | 14.4 | 18.7 | 13.6 | 25 | 22.2 | 16.7 | 14.4 | 21.1 | 18.9 | 10.4 | 7.8 | 2.2 | -7.2 | 4.4 | 4.4 | 20 | 15 | 7.8 | 0.6 | 15.9 | 10.3 | 21.1 | 19.4 | 16.1 | 12.2 | 7.8 | 6.7 | 4 | -5 | -0.2 | -4 | 5.7 | -4.2 | 4.4 | 1.7 | 5.4 | 2.9 | 11.1 | 7.8 | 1.7 | -6.1 | 7.8 | 6.7 | 12.2 | 11.1 | 12.9 | 10.1 | 14.7 | 14.4 | 16.7 | 13.3 | 1.7 | -2.8 | 7.8 | -2.2 | 10 | 7.2 | 18.7 | 16.9 | 14.4 | 10 | 12.2 | 5 | 10.6 | -6.1 | 7.2 | -0.6 | -2.4 | -4.9 | 16.7 | -7.2 | 7.8 | -4.4 | 2.6 | 1.3 | 5.2 | 2.9 | 2.4 | -5.7 | 17.2 | 15 | 16.7 | 11.1 | 8.5 | 2.9 | 2 | -2 | 10 | 4.4 | 9.4 | 7.2 | 7.8 | -1.1 | 0.6 | -1.1 | 3 | -7 | 20.6 | 15.6 | 11.7 | 10 | 14.4 | 12.3 | 13.9 | 10.9 | 11.1 | 4.4 | 10.6 | 5 | 24.4 | 21.1 | 18.9 | -10 | 19.4 | 15.6 | 19.4 | 17.8 | 21.3 | 20 | 6.1 | 2.8 | 17.8 | 8.3 | 3.3 | -1.7 | 10 | 6.7 | 5.6 | 2.2 | 6.1 | -1.1 | 11.1 | 5.2 | 15 | -5 | -3.9 | -5
3 | 1 | 2.8 | -4.4 | 11.7 | 9.4 | 11.7 | 6.1 | 9.8 | -7.8 | 15.2 | 2.4 | 9 | 7 | 13.7 | 7.3 | 19.4 | 13.3 | 12.4 | 8.9 | 11.7 | 6.1 | 14.1 | 6.5 | 12.8 | 3.9 | 6.7 | 2.4 | 23 | 18 | 22.2 | 19.4 | 23.9 | 14.4 | 19.7 | 13.9 | 26.1 | 22.2 | 18.9 | 15.6 | 24.4 | 18.9 | 10.6 | 7.8 | 2.8 | -7.2 | 5.6 | 5 | 20 | 15.6 | 8.9 | 0.6 | 17.4 | 12.8 | 21.7 | 20 | 16.7 | 11.7 | 8.9 | 6.7 | 7 | -7 | 0.2 | -3.8 | 6.5 | -3.8 | 6.7 | 2.2 | 9.6 | 3.8 | 11.7 | 7.1 | 3.9 | -5 | 8.9 | 8.3 | 12.8 | 11.1 | 12.2 | 8.9 | 15.6 | 15 | 18.9 | 14.4 | 3.9 | -1.6 | 9.4 | -2.2 | 10.6 | 7.2 | 19.7 | 17.1 | 18.9 | 11.7 | 17.2 | 5.6 | 12.2 | -3.9 | 11.1 | 0.2 | -1.5 | -3.9 | 18.3 | -7.2 | 10.6 | -5 | 2.9 | 1.4 | 5.4 | 2.7 | 3.2 | -5.5 | 19.4 | 14.4 | 17.8 | 11.1 | 11.1 | 3.9 | 3 | -1 | 12.8 | 4.4 | 11.1 | 6.7 | 8.3 | -1.7 | 2.8 | -1.1 | 4 | -6 | 23.3 | 13.3 | 17.2 | 9.4 | 14.4 | 12.2 | 13.3 | 9.6 | 13.3 | 4.4 | 13.3 | 6.1 | 25.6 | 21.1 | 21.7 | -9.4 | 21.1 | 16.1 | 21.1 | 18.3 | 21.7 | 20 | 8.3 | 0.6 | 21.1 | 9.4 | 7.2 | 0.6 | 12.8 | 3.3 | 6.1 | 3.3 | 8.3 | 0 | 11.7 | 6 | 16.9 | -4.4 | -3.5 | -4.5
5 | 1 | 3.3 | -3.9 | 12.4 | 9.1 | 13.5 | 7.1 | 12.4 | -8.8 | 16.5 | 1.4 | 9 | 7 | 16.1 | 6.7 | 20.6 | 13.9 | 14.4 | 8.9 | 13.3 | 6.1 | 16.1 | 5.6 | 15.6 | 4.4 | 8.3 | 1.4 | 24 | 18 | 21.7 | 20.6 | 25 | 13.3 | 20.6 | 13.9 | 26.1 | 22.2 | 20.6 | 15.6 | 26.7 | 17.8 | 10.4 | 7.8 | 4.4 | -7.2 | 6.1 | 5.6 | 21.1 | 16.1 | 9.4 | 0 | 18.9 | 15 | 21.7 | 20 | 18.3 | 11.7 | 10 | 5.6 | 9 | -7 | 0.6 | -4.4 | 7.2 | -4.4 | 8.9 | 3.3 | 13.9 | 3.9 | 12.2 | 6.1 | 6.7 | -4.4 | 10 | 5.6 | 13.3 | 12.2 | 12.6 | 8.5 | 16.1 | 15.5 | 20.6 | 15 | 6.1 | -1.1 | 11.7 | -1.1 | 12.2 | 7.2 | 20.6 | 17.2 | 21.7 | 12.2 | 21.1 | 5 | 12.8 | -3.9 | 15 | 0 | -0.6 | -3.3 | 20 | -6.1 | 13.9 | -3.9 | 3.3 | 1.7 | 5.6 | 2.8 | 3.9 | -6.1 | 20.6 | 15 | 19.4 | 12.2 | 13.1 | 4 | 5 | -1 | 14.4 | 4.4 | 12.2 | 7.8 | 8.9 | -2.8 | 5.6 | 0.6 | 5 | -6 | 23.9 | 12.8 | 20.6 | 8.3 | 15.2 | 12.5 | 12.8 | 8.3 | 16.7 | 3.9 | 16.7 | 6.7 | 26.7 | 21.7 | 22.8 | -8.3 | 20.6 | 16.7 | 22.2 | 13.3 | 23.4 | 20.4 | 8.9 | 0.6 | 23.9 | 10.6 | 8.9 | -1.1 | 13.3 | 6.1 | 7.8 | 3.9 | 9.4 | 1.1 | 12.2 | 6.7 | 18.7 | -4.8 | -3.2 | -4.2
6 | 0 | 2.8 | -2.8 | 13.2 | 8.9 | 15.4 | 7.7 | 15 | -11.1 | 17.8 | 0.6 | 9 | 7 | 16.8 | 6.9 | 20.6 | 13.3 | 15.3 | 8.8 | 13.9 | 6.7 | 15.7 | 6.2 | 18.3 | 2.8 | 10 | 0 | 24 | 19 | 22.8 | 21.1 | 26.1 | 13.9 | 20.8 | 14 | 26.1 | 22.2 | 23.3 | 15 | 27.8 | 16.7 | 10.2 | 7.8 | 5.6 | -8.3 | 6.7 | 5.6 | 20.6 | 16.1 | 11.7 | 1.1 | 21.1 | 14.3 | 22.8 | 21.1 | 20 | 12.2 | 9.4 | 4.4 | 10 | -5 | 1.3 | -3.8 | 7.9 | -3.7 | 10.6 | 3.3 | 15 | 3.8 | 13.1 | 6.2 | 7.8 | -5.6 | 10.6 | 6.1 | 14.4 | 13.3 | 12.9 | 8.2 | 16.7 | 15.8 | 22.2 | 15.6 | 8.3 | -1.1 | 12.2 | -1.1 | 13.3 | 6.1 | 19.5 | 17.1 | 22.8 | 12.2 | 23.3 | 6.1 | 12.8 | -0.6 | 18.9 | -1.7 | 0.5 | -2.1 | 21.7 | -6.7 | 16.7 | -4.4 | 3.7 | 2.1 | 6.1 | 2.6 | 4.5 | -5.7 | 20.6 | 15 | 18.3 | 12.2 | 15.2 | 4 | 6 | -3 | 17.2 | 5.6 | 14.4 | 6.1 | 9.4 | -3.3 | 6.7 | -3.3 | 7 | -5 | 24.4 | 13.3 | 21.7 | 5.6 | 15.9 | 12.7 | 13.2 | 8.3 | 20 | 5.6 | 18.9 | 7.2 | 27.8 | 21.7 | 25 | -8.3 | 21.7 | 17.2 | 23.3 | 18.3 | 25 | 20.5 | 8.9 | -3.3 | 26.1 | 11.1 | 8.9 | -0.6 | 15 | 5 | 9.4 | 3.3 | 10 | 0.6 | 13.3 | 6.9 | 20.6 | -6.1 | -2.8 | -3.9
7 | 2 | 3.9 | -3.9 | 13.9 | 8.3 | 17.2 | 8.3 | 15.4 | -10.7 | 18.5 | 0.1 | 10 | 8 | 17.6 | 7.4 | 20.6 | 12.8 | 16.3 | 8.3 | 13.9 | 6.1 | 15.4 | 7 | 21.1 | -2.2 | 10.9 | 0.6 | 24 | 19 | 24.4 | 22.2 | 26.1 | 13.3 | 20.9 | 14.1 | 25.6 | 22.2 | 23.3 | 13.9 | 28.3 | 17.2 | 10 | 7.8 | 6.7 | -8.3 | 7.8 | 6.1 | 14.4 | 13.3 | 12.2 | 0 | 23.4 | 13 | 22.8 | 20.6 | 20.6 | 12.8 | 9.4 | 2.8 | 9 | -2 | 2.1 | -4.1 | 8.7 | -3.7 | 12.2 | 2.2 | 16.1 | 3.2 | 14.1 | 6 | 8.3 | -6.1 | 8.3 | 5.6 | 14.4 | 13.3 | 13.3 | 7.8 | 17.2 | 16.1 | 23.3 | 16.1 | 9.6 | -0.8 | 12.8 | -1.7 | 13.9 | 6.1 | 18.3 | 17 | 23.9 | 11.1 | 21.7 | 7.2 | 12.8 | 0 | 20.9 | -2.5 | 1.7 | -1.2 | 22.2 | -6.1 | 18.9 | -5 | 4 | 2.4 | 6.7 | 2.6 | 5 | -5.8 | 22.2 | 15.6 | 17.8 | 13.9 | 17.2 | 3.3 | 7 | -1 | 18.9 | 5 | 16.1 | 3.9 | 10 | -3.9 | 8.3 | -4.4 | 7 | -6 | 25 | 13.3 | 22.2 | 7.2 | 16.7 | 12.8 | 13.5 | 8 | 20.6 | 6.1 | 21.1 | 5.6 | 28.9 | 21.7 | 27.2 | -7.8 | 23.3 | 18.3 | 23.9 | 18.3 | 26.7 | 20.6 | 10 | -2.2 | 27.8 | 11.7 | 10.6 | -0.6 | 16.1 | 4.4 | 10.6 | 2.8 | 10 | 0 | 14.5 | 7.3 | 21.1 | -5.8 | -1.5 | -2.8
8 | 2 | 4.4 | -3.3 | 13.7 | 7.9 | 17.9 | 8.5 | 15.7 | -12.2 | 19.3 | 0.3 | 10 | 8 | 18.3 | 7.2 | 20 | 13.3 | 17.2 | 7.8 | 14.4 | 6.1 | 15 | 7.2 | 20 | -5 | 11.9 | 1.2 | 26 | 19 | 24.4 | 22.2 | 26.1 | 13.3 | 21.1 | 13.9 | 23.3 | 18.9 | 23.9 | 13.3 | 27.8 | 16.1 | 10.2 | 8 | 7.2 | -8.3 | 8.9 | 6.7 | 14.4 | 12.8 | 12.2 | 0.6 | 25.6 | 10.6 | 22.2 | 20 | 20.6 | 12.8 | 8.9 | 1.7 | 9 | -1 | 2.8 | -5 | 9.4 | -4.4 | 12.2 | 1.7 | 17.2 | 2.8 | 15 | 5.6 | 8.9 | -5 | 10 | 3.3 | 14.4 | 12.8 | 13.1 | 6.5 | 17.8 | 15.8 | 24.4 | 16.7 | 10.9 | -0.8 | 12.2 | -1.1 | 15 | 4.4 | 17.2 | 16.7 | 25.6 | 11.7 | 21.1 | 10 | 13.3 | -1.1 | 23 | -4.4 | 2.8 | -0.6 | 23.3 | -6.1 | 18.3 | -6.1 | 4.4 | 2.8 | 7.2 | 2.2 | 5.6 | -7.2 | 22.2 | 15.6 | 19.4 | 15.6 | 17.9 | 3 | 7 | -1 | 21.1 | 2.8 | 17.2 | 6.7 | 10.6 | -4.4 | 10 | -5 | 9 | -6 | 25 | 13.3 | 21.7 | 8.3 | 17.8 | 12.9 | 13.9 | 7.8 | 21.7 | 7.8 | 21.1 | 3.9 | 27.8 | 21.7 | 28.9 | -11.1 | 23.3 | 17.8 | 25 | 18.3 | 27.4 | 20.5 | 10.6 | -3.3 | 28.3 | 11.7 | 10 | -1.7 | 16.7 | 4.4 | 11.1 | 2.8 | 10.6 | -1.1 | 15.6 | 7.2 | 21.7 | -5.4 | -0.2 | -1.9
8 | 0 | 4.4 | -1.1 | 13.5 | 7.7 | 18.7 | 8.4 | 16.1 | -13.9 | 20 | 0 | 9 | 8 | 19.2 | 6.7 | 18.9 | 13.3 | 18.3 | 7.4 | 14.4 | 6.1 | 14.6 | 7.2 | 18.3 | -4.4 | 12.8 | 1.7 | 24 | 19 | 23.9 | 20.6 | 26.1 | 13.3 | 21.1 | 14.1 | 23.3 | 20 | 25.6 | 13.3 | 29.4 | 16.1 | 10.4 | 8.2 | 8.3 | -9.4 | 8.3 | 5 | 13.9 | 13.3 | 12.2 | 0 | 26.3 | 9.7 | 22.2 | 20 | 21.7 | 12.8 | 8.9 | 2.8 | 7 | 2 | 2.8 | -4.7 | 9 | -3.1 | 14.4 | 2.2 | 17.8 | 3.3 | 15 | 5.5 | 10 | -7.8 | 8.3 | 0.6 | 15 | 13.3 | 13 | 5 | 18.3 | 15.4 | 24.4 | 16.1 | 12.2 | -1.1 | 12.2 | -1.1 | 14.4 | 3.9 | 18.3 | 16.5 | 26.1 | 10.6 | 21.7 | 12.2 | 14.4 | -1.1 | 25 | -8.3 | 2.6 | -0.1 | 23.3 | -6.1 | 20 | -5 | 4.4 | 2.6 | 7.9 | 2.6 | 6.3 | -7.1 | 21.7 | 15.6 | 18.9 | 15.6 | 18.7 | 2.9 | 7 | -3 | 23.3 | 2.2 | 18.9 | 6.7 | 8.3 | 1.1 | 11.7 | -3.3 | 10 | -7 | 26.7 | 14.4 | 22.2 | 9.4 | 18.9 | 12.9 | 13.7 | 8.2 | 22.8 | 9.4 | 22.8 | 5 | 26.7 | 20.6 | 28.9 | -8.9 | 23.3 | 17.8 | 25.6 | 18.3 | 28.2 | 20.2 | 11.7 | -1.7 | 29.4 | 11.7 | 10 | -3.3 | 16.1 | 6.7 | 13.3 | 3.9 | 9.4 | -1.7 | 16.1 | 7.1 | 22.2 | -6.7 | 1.1 | -1.1
9 | 1 | 5 | -1.7 | 13.3 | 7.2 | 19.4 | 8.3 | 16.1 | -11 | 20 | -0.5 | 9 | 8 | 20.2 | 6.2 | 18.9 | 13.3 | 19.5 | 6.6 | 13.9 | 6.7 | 14.3 | 6.9 | 18.9 | -1.7 | 13.3 | 0 | 25 | 19 | 23.9 | 20.6 | 26.7 | 12.8 | 21.1 | 14.1 | 22.8 | 20.6 | 25 | 12.2 | 28.3 | 17.2 | 10.6 | 8.3 | 8.3 | -10.6 | 7.2 | 3.9 | 15.6 | 14.4 | 12.2 | 0 | 27.1 | 9 | 22.2 | 20 | 22.8 | 13.9 | 8.9 | 2.8 | 9 | 2 | 2.8 | -5.4 | 8.7 | -2.3 | 14.4 | 1.7 | 18.3 | 3.4 | 15 | 5.3 | 10 | -7.2 | 7.2 | 0.6 | 15.6 | 13.9 | 12.8 | 3.3 | 18.9 | 15 | 25 | 16.1 | 12.8 | -1.3 | 12.2 | -1.1 | 15.6 | 3.9 | 19.5 | 16.2 | 26.7 | 10.6 | 21.1 | 11.7 | 13.9 | -1.1 | 25.4 | -7.5 | 2.4 | 0.3 | 23.9 | -6.7 | 20 | -5.6 | 4.4 | 2.3 | 8.7 | 2.7 | 7.1 | -7.9 | 20.6 | 16.7 | 18.9 | 15 | 19.4 | 2.2 | 9 | -1 | 23.9 | 1.7 | 20 | 6.7 | 7.8 | 3.3 | 11.7 | -4.4 | 11 | -6 | 25.6 | 14.4 | 20 | 11.7 | 20 | 12.8 | 13.5 | 8.6 | 22.8 | 10 | 22.8 | 3.3 | 25 | 20 | 30 | -11.7 | 23.9 | 18.9 | 24.4 | 18.3 | 28.9 | 20 | 12.2 | -1.7 | 28.9 | 11.7 | 11.1 | -5 | 16.7 | 7.2 | 13.3 | 5 | 9.4 | 0 | 16.7 | 6.5 | 21.8 | -6.1 | 0.7 | -2.1
8 | 0 | 5 | -1.1 | 12.9 | 7.4 | 18.1 | 9 | 16.1 | -10.2 | 20 | -0.5 | 9 | 8 | 21.1 | 5 | 18.3 | 12.8 | 20.6 | 5.6 | 12.8 | 6.7 | 13.9 | 6.7 | 18.3 | -2.8 | 13.9 | -1.5 | 24 | 19 | 26.1 | 19.4 | 26.1 | 12.2 | 21.1 | 13.9 | 25 | 21.7 | 25.6 | 12.8 | 28.9 | 17.2 | 10.6 | 8.6 | 8.9 | -11.1 | 7.2 | 5 | 16.1 | 14.4 | 12.8 | -0.6 | 27.8 | 7.8 | 20.6 | 18.3 | 22.8 | 13.3 | 8.3 | 2.8 | 9 | 0 | 2.8 | -6.7 | 8.3 | -2.2 | 13.9 | 3.9 | 18.9 | 3.9 | 15 | 5 | 10.6 | -6.1 | 6.1 | 1.1 | 15.6 | 14.4 | 12.2 | 3.2 | 17.4 | 14.5 | 23.9 | 16.1 | 13.3 | -2.3 | 12.2 | -1.1 | 15 | 5.6 | 20.6 | 15.6 | 26.7 | 9.4 | 23.9 | 8.3 | 13.3 | -0.6 | 25.7 | -6.2 | 2.2 | 0.6 | 24.4 | -6.1 | 20 | -6.1 | 4.4 | 2.2 | 9.4 | 2.8 | 7.8 | -10.6 | 15 | 12.8 | 18.9 | 15 | 19.4 | 2.3 | 9 | -2 | 25 | 3.9 | 20 | 7.2 | 7.8 | 2.8 | 11.7 | -4.4 | 11 | -7 | 24.4 | 15 | 20 | 10.6 | 16.9 | 11.9 | 13.3 | 8.9 | 22.2 | 9.4 | 23.3 | 2.2 | 25.6 | 18.9 | 30 | -8.3 | 25 | 19.4 | 24.4 | 18.9 | 28.9 | 20.4 | 13.3 | -4.4 | 28.9 | 12.2 | 10 | -3.9 | 16.7 | 6.7 | 11.1 | 6.1 | 8.9 | 0.6 | 17.2 | 6.1 | 21.5 | -5.5 | 0.4 | -3.3
8 | -1 | 5.6 | -1.7 | 12.6 | 7.3 | 16.9 | 9.4 | 16.1 | -9.4 | 20 | -1.1 | 9 | 7 | 20 | 5.3 | 18.3 | 11.7 | 18.7 | 7.2 | 13.3 | 6.7 | 12.6 | 6.9 | 18.3 | -3.9 | 14.4 | -4.4 | 23 | 19 | 26.7 | 18.3 | 26.1 | 11.7 | 20 | 14.4 | 26.7 | 21.7 | 25 | 12.2 | 25 | 17.8 | 10.6 | 8.7 | 9.4 | -10.6 | 7.8 | 5 | 17.8 | 15.6 | 11.7 | -0.6 | 25.6 | 10.3 | 21.1 | 18.3 | 22.8 | 13.9 | 8.3 | 2.8 | 11 | 1 | 2.1 | -6.2 | 6.8 | -1.9 | 13.3 | 1.1 | 17.4 | 4 | 14.3 | 4.9 | 10.6 | -7.8 | 7.2 | 1.1 | 16.7 | 15 | 11.7 | 3.2 | 15.9 | 13.9 | 23.9 | 16.7 | 13.9 | -3.3 | 12.2 | -0.6 | 13.9 | 6.1 | 20.4 | 15.8 | 26.7 | 9.4 | 23.9 | 8.9 | 14.4 | -1.1 | 26.1 | -6.7 | 2 | 0.2 | 24.4 | -6.1 | 19.4 | -6.1 | 4.8 | 2 | 8.7 | 3.1 | 6.7 | -9.8 | 13.9 | 12.2 | 19.4 | 15.6 | 19.4 | 2.3 | 9 | -2 | 25.6 | 5 | 19.4 | 4.4 | 7.8 | 1.7 | 12.2 | -3.9 | 10 | -8 | 24.4 | 15.6 | 15.6 | 10 | 13.7 | 10.5 | 12.9 | 8.6 | 21.7 | 9.4 | 23.9 | 1.7 | 25.6 | 18.3 | 29.4 | -10 | 23.9 | 18.9 | 23.3 | 18.9 | 28.9 | 20.4 | 11.7 | -3.9 | 27.8 | 11.7 | 10 | -5 | 16.7 | 7.2 | 11.1 | 6.1 | 7.8 | 1.1 | 16.5 | 5.2 | 21.1 | -6.7 | 0 | -5
8 | 0 | 5 | -1.1 | 12.2 | 7.2 | 15.6 | 9.4 | 13 | -6.8 | 19.6 | -0.8 | 9 | 7 | 18.9 | 5.7 | 16.7 | 11.7 | 16.9 | 8.1 | 12.2 | 7.2 | 11.3 | 6.9 | 16.7 | -5 | 12.4 | -1.7 | 22 | 19 | 25.6 | 18.9 | 25 | 12.2 | 18.9 | 14.8 | 26.7 | 19.4 | 25 | 12.8 | 26.7 | 17.8 | 10.6 | 8.9 | 8.3 | -12.2 | 7.2 | 4.4 | 20 | 16.7 | 11.7 | -0.6 | 23.3 | 12 | 21.1 | 18.3 | 20.6 | 12.2 | 7.8 | 3.3 | 11 | -1 | 1.3 | -6.9 | 5.4 | -2.1 | 13.3 | 2.2 | 15.9 | 3.7 | 13.5 | 4.7 | 10 | -7.8 | 6.7 | 1.7 | 17.2 | 15.6 | 11.1 | 2.8 | 14.4 | 13.3 | 21.7 | 16.7 | 12.6 | -1.8 | 12.2 | 0.6 | 13.3 | 6.7 | 20.2 | 15.9 | 25.6 | 10 | 22.8 | 9.4 | 14.4 | -1.1 | 24.1 | -5.3 | 1.9 | -0.2 | 23.9 | -6.7 | 18.9 | -5 | 5.2 | 1.9 | 7.9 | 3.2 | 5.5 | -9.9 | 13.9 | 12.2 | 19.4 | 15.6 | 19.4 | 2.2 | 7 | -1 | 24.4 | 5 | 18.9 | 6.7 | 7.8 | 2.8 | 11.7 | -3.3 | 9 | -8 | 22.8 | 15.6 | 17.2 | 10.6 | 10.6 | 8.9 | 12.6 | 8.5 | 20 | 8.9 | 23.3 | 2.2 | 25 | 16.7 | 28.3 | -8.3 | 23.9 | 17.2 | 22.8 | 18.9 | 28.9 | 20.6 | 11.1 | -3.3 | 26.1 | 11.7 | 8.3 | -5.6 | 15.6 | 7.2 | 10 | 6.1 | 6.7 | 0.6 | 15.7 | 4.4 | 17.8 | -4.8 | -1.3 | -4.7
6 | -3 | 4.4 | -0.6 | 11.5 | 7.3 | 13.9 | 9 | 9.8 | -6.2 | 19.3 | -0.6 | 9 | 7 | 17.8 | 5.6 | 15.6 | 12.8 | 15 | 8.3 | 11.1 | 7.2 | 10 | 6.7 | 13.3 | -5.6 | 10.3 | -0.7 | 21 | 19 | 23.9 | 18.3 | 24.4 | 11.7 | 17.8 | 15 | 23.9 | 18.9 | 22.8 | 13.3 | 21.1 | 18.9 | 10.8 | 9.1 | 6.7 | -10.6 | 6.7 | 3.9 | 18.9 | 15 | 10 | -0.6 | 21.1 | 12.8 | 21.1 | 17.8 | 18.9 | 12.2 | 7.8 | 2.8 | 9 | -2 | 0.6 | -8.3 | 3.9 | -2.8 | 12.8 | -6.7 | 14.4 | 3.3 | 12.8 | 4.4 | 8.3 | -7.2 | 6.1 | 3.9 | 17.2 | 15.6 | 10.5 | 2.6 | 13.5 | 11.4 | 20 | 16.7 | 11.3 | -1 | 11.1 | 0.6 | 12.8 | 7.2 | 20 | 16.1 | 21.7 | 9.4 | 13.9 | 11.7 | 13.3 | -1.1 | 22 | -4.4 | 1.7 | -0.6 | 22.2 | -7.8 | 16.1 | -3.9 | 5.6 | 1.7 | 7.2 | 3.3 | 4.4 | -11.7 | 13.9 | 12.2 | 18.9 | 15.6 | 17.6 | 2.8 | 5 | -2 | 23.3 | 4.4 | 17.8 | 5.6 | 7.8 | 2.2 | 10.6 | -2.8 | 8 | -4 | 21.7 | 15.6 | 16.1 | 11.1 | 11 | 9 | 12.2 | 8.3 | 19.4 | 8.3 | 20 | 5.6 | 22.8 | 18.3 | 26.7 | -7.8 | 23.3 | 17.8 | 22.2 | 18.9 | 27.2 | 21.3 | 10.6 | -3.3 | 25.6 | 11.7 | 6.1 | -5 | 12.2 | 5.6 | 9.4 | 6.7 | 6.1 | 0 | 15 | 3.3 | 14.4 | -4.3 | -2.6 | -4.9
4 | -1 | 4.4 | -1.1 | 10.7 | 6.9 | 12.3 | 8.6 | 6.7 | -7.2 | 18.9 | -0.6 | 8 | 7 | 16.1 | 7.4 | 14.4 | 12.2 | 13.5 | 8.8 | 10.6 | 7.2 | 9.4 | 6.7 | 10 | -3.9 | 8.3 | 0 | 21 | 19 | 21.1 | 16.7 | 23.9 | 12.2 | 17.4 | 14.7 | 23.9 | 19.4 | 20.6 | 13.3 | 21.7 | 18.9 | 10.9 | 9.2 | 4.4 | -10 | 6.1 | 3.3 | 15 | 11.1 | 5.6 | -1.1 | 19.1 | 13.3 | 21.1 | 18.3 | 17.8 | 12.2 | 7.2 | 2.2 | 7 | 1 | -0.2 | -7 | 3 | -2.2 | 11.1 | -7.8 | 13.5 | 3.3 | 11.5 | 5 | 6.7 | -11.1 | 6.7 | 4.4 | 17.2 | 16.1 | 10 | 2.1 | 12.6 | 9.3 | 18.9 | 16.7 | 10 | -0.6 | 9.4 | 1.7 | 12.2 | 7.2 | 20 | 16.7 | 18.9 | 10 | 12.2 | 11.7 | 11.7 | -1.1 | 20 | -5 | 1.1 | -0.9 | 20 | -7.2 | 13.3 | -2.8 | 5.4 | 1.5 | 6.8 | 3.1 | 3.5 | -7.6 | 13.9 | 12.8 | 18.3 | 15 | 15.7 | 2.8 | 4 | -3 | 18.9 | 7.2 | 15 | 7.2 | 7.2 | 2.2 | 9.4 | -2.2 | 6 | -6 | 19.4 | 15 | 15 | 11.7 | 11.3 | 8.6 | 11.5 | 7.4 | 18.3 | 7.8 | 15 | 6.1 | 22.8 | 18.9 | 21.1 | -4.4 | 22.8 | 16.7 | 22.2 | 18.9 | 25.6 | 21.5 | 9.4 | -3.9 | 23.9 | 11.7 | 3.3 | -3.9 | 11.1 | 5 | 8.9 | 7.2 | 6.1 | 0.6 | 13.7 | 2.6 | 11.1 | -5.6 | -3.9 | -5.6
1 | -1 | 3.3 | -0.6 | 10 | 6.7 | 10.6 | 7.8 | 4.5 | -6.2 | 18.2 | -0.1 | 8 | 7 | 14.5 | 8.3 | 13.9 | 12.2 | 12.1 | 9.2 | 10.6 | 7.2 | 8.9 | 6.7 | 7.2 | -2.8 | 8.1 | 0.1 | 21 | 19 | 19.4 | 15 | 23.3 | 12.2 | 17.1 | 14.8 | 23.9 | 20 | 20.6 | 13.3 | 22.8 | 17.8 | 11.1 | 9.4 | 2.2 | -8.3 | 5.6 | 3.3 | 15 | 10 | 2.8 | -2.2 | 17 | 13.6 | 21.1 | 18.9 | 17.8 | 12.2 | 7.8 | 2.8 | 7 | 1 | -0.9 | -7.1 | 2 | -2.4 | 10 | -5.6 | 12.6 | 3.3 | 10.2 | 5 | 2.2 | -6.7 | 6.7 | 3.9 | 17.8 | 16.1 | 9.4 | 1.7 | 11.7 | 7.2 | 18.3 | 16.1 | 8.9 | -0.6 | 10 | 1.1 | 11.7 | 7.2 | 20 | 17.2 | 19.4 | 8.9 | 12.2 | 12.2 | 10 | -2.2 | 18.7 | -4.8 | 0.6 | -1 | 16.7 | -8.9 | 12.2 | -3.3 | 5.2 | 1.3 | 6.5 | 2.9 | 2.6 | -5.8 | 15 | 12.8 | 18.3 | 15.6 | 13.9 | 2.8 | 3 | -3 | 16.7 | 6.7 | 14.4 | 7.8 | 7.2 | 2.8 | 7.8 | -1.7 | 6 | -6 | 18.3 | 15.6 | 14.4 | 12.2 | 11.7 | 8.3 | 10.7 | 6.5 | 18.3 | 7.2 | 14.4 | 8.3 | 22.2 | 18.9 | 17.2 | -6.1 | 22.8 | 15.6 | 21.7 | 19.4 | 23.9 | 21.7 | 7.2 | -1.1 | 22.8 | 11.7 | 2.2 | -3.9 | 10 | 4.4 | 8.3 | 6.7 | 6.1 | 0.6 | 12.4 | 1.7 | 9.8 | -4 | -4.3 | -6.5
1 | 0 | 3.3 | -1.7 | 9.8 | 6.7 | 10 | 7.5 | 2.2 | -6.3 | 17.4 | 0.5 | 8 | 7 | 12.8 | 8.9 | 13.9 | 12.8 | 10.6 | 8.9 | 10.6 | 7.2 | 8.3 | 6.7 | 11.1 | -2.2 | 8 | 0 | 21 | 19 | 18.9 | 15.6 | 23.3 | 13.3 | 16.7 | 14.4 | 23.9 | 21.1 | 19.4 | 13.3 | 24.4 | 18.3 | 12.2 | 10.5 | 0.6 | -8.3 | 5.6 | 2.8 | 13.9 | 5 | 1.7 | -2.2 | 15 | 13.3 | 21.1 | 19.4 | 17.2 | 11.1 | 7.8 | 3.9 | 6 | 1 | -1.7 | -7.8 | 1.1 | -2.8 | 8.9 | -5.6 | 11.7 | 2.8 | 8.9 | 5 | 1.1 | -6.1 | 6.7 | 2.8 | 18.3 | 15.6 | 8.9 | 2 | 10.8 | 5.8 | 17.8 | 15.6 | 7.8 | -0.6 | 9.4 | 1.7 | 11.1 | 7.2 | 20 | 17.8 | 18.9 | 10 | 11.7 | 11.1 | 8.9 | -1.7 | 17.4 | -4.5 | 0 | -1.7 | 16.7 | -7.8 | 10.6 | -3.3 | 5 | 1.1 | 6.1 | 2.8 | 1.7 | -5 | 15.6 | 13.3 | 17.8 | 15.6 | 12.6 | 3.6 | 1 | -2 | 13.3 | 6.7 | 13.9 | 7.8 | 7.8 | 2.2 | 7.2 | -2.2 | 5 | -5 | 18.3 | 16.1 | 14.4 | 12.8 | 12.1 | 7.4 | 10 | 5.6 | 17.2 | 8.3 | 12.8 | 7.8 | 21.7 | 16.1 | 19.4 | -11.1 | 22.8 | 15.6 | 21.7 | 18.9 | 23 | 20.9 | 6.1 | -0.6 | 21.7 | 11.7 | 1.7 | -4.4 | 8.9 | 3.9 | 8.3 | 6.1 | 5.6 | 0.6 | 11.1 | 0.6 | 8.5 | -3.2 | -4.6 | -7.3
1 | 0 | 2.8 | -1.1 | 9.6 | 6.7 | 9.5 | 7.1 | 0 | -7.8 | 16.7 | 0.6 | 8 | 7 | 11.9 | 8 | 14.4 | 12.8 | 10 | 8.5 | 10 | 7.2 | 7.8 | 6.7 | 9.4 | -2.8 | 7.8 | 0 | 21 | 19 | 17.2 | 15.6 | 22.8 | 13.3 | 16.7 | 14.7 | 23.9 | 21.1 | 17.8 | 13.3 | 22.8 | 17.8 | 13.3 | 11.7 | 1.1 | -8.9 | 5.6 | 2.8 | 13.3 | 4.4 | 1.1 | -2.8 | 14.3 | 12 | 21.7 | 19.4 | 16.7 | 10 | 8.3 | 2.8 | 4 | 0 | -2.1 | -7.8 | 0.9 | -3.3 | 7.8 | -5 | 10.8 | 1.9 | 7.6 | 4.6 | 0 | -6.7 | 4.4 | 1.7 | 18.3 | 16.1 | 8.3 | 2.1 | 9.8 | 4.4 | 17.2 | 15.6 | 6.7 | -1.1 | 10 | 0.6 | 10 | 7.2 | 19.6 | 17 | 18.3 | 11.1 | 11.7 | 11.1 | 7.2 | -1.1 | 16.1 | -5.6 | -0.6 | -1.5 | 16.7 | -7.2 | 9.4 | -2.8 | 4.8 | 1.3 | 5.7 | 2.5 | 0.9 | -4.7 | 15.6 | 12.2 | 17.8 | 15.6 | 11.3 | 4.3 | 1 | -2 | 13.3 | 6.7 | 12.8 | 7.8 | 7.2 | 2.8 | 6.7 | -1.7 | 5 | -4 | 17.2 | 15.6 | 13.9 | 12.2 | 12.4 | 6.3 | 9.6 | 4.8 | 16.7 | 8.3 | 11.1 | 7.8 | 20.6 | 13.9 | 18.9 | -12.8 | 22.2 | 15.6 | 21.7 | 19.4 | 22 | 20.1 | 5.6 | 3.3 | 20.6 | 12.2 | 0 | -3.9 | 9.4 | 3.3 | 7.8 | 6.1 | 5 | 1.1 | 9.6 | 1 | 7.2 | -3.3 | -5 | -8.9
0 | -2 | 2.8 | 0.6 | 9.4 | 6.7 | 8.9 | 6.7 | -0.7 | -7.1 | 15.9 | 1.2 | 9 | 8 | 10.9 | 7.1 | 14.4 | 12.8 | 9.5 | 7.8 | 10 | 7.2 | 7 | 6.7 | 6.7 | -1.1 | 7.2 | -0.9 | 21 | 19 | 16.7 | 15 | 22.8 | 13.9 | 16.7 | 14.9 | 23.9 | 21.1 | 17.8 | 13.3 | 22.8 | 18.9 | 14.4 | 12.8 | -2.8 | -9.4 | 5 | 2.8 | 13.3 | 2.2 | 1.1 | -2.8 | 13.5 | 10.3 | 21.1 | 20 | 15.6 | 9.4 | 7.8 | 3.9 | 2 | 0 | -2.4 | -8.2 | 0.8 | -4.3 | 4.4 | -3.3 | 9.8 | 0.7 | 6.3 | 4 | -1.1 | -6.1 | 2.8 | 0.6 | 18.3 | 16.7 | 7.8 | 2.2 | 8.9 | 2.8 | 17.8 | 15.6 | 5.4 | -0.9 | 10 | 2.2 | 11.1 | 7.2 | 19.3 | 16.4 | 17.8 | 11.7 | 11.1 | 11.1 | 6.7 | 0 | 14.4 | -5.2 | -1.1 | -1.6 | 15 | -7.8 | 7.8 | -1.1 | 4.6 | 1.4 | 5.4 | 2.4 | 0.2 | -5.3 | 15 | 10.6 | 17.8 | 16.1 | 10 | 4.4 | 0 | -2 | 11.7 | 6.7 | 11.7 | 7.2 | 6.7 | 3.9 | 5.6 | -2.2 | 4 | -4 | 17.8 | 16.1 | 13.9 | 12.8 | 12.8 | 5 | 9.3 | 4.3 | 16.7 | 7.8 | 10 | 7.8 | 19.4 | 14.4 | 16.7 | -12.8 | 21.7 | 16.1 | 21.1 | 19.4 | 21.1 | 19.4 | 5 | -0.6 | 20 | 12.2 | -0.6 | -3.9 | 8.9 | 3.3 | 7.2 | 5.6 | 5 | 1.7 | 8.2 | 1.3 | 6.8 | -3.3 | -5.6 | -8.9
0 | -2 | 2.8 | 0.6 | 9 | 6.5 | 8.2 | 6.4 | -1.5 | -7.3 | 15.2 | 1.3 | 9 | 8 | 10 | 6.1 | 14.4 | 13.3 | 8.9 | 7.2 | 9.4 | 7.2 | 6.7 | 6.7 | 7.2 | -2.8 | 6.7 | -1.9 | 21 | 19 | 16.1 | 15 | 21.1 | 13.9 | 16.7 | 15 | 23.9 | 21.1 | 16.7 | 12.8 | 21.1 | 18.9 | 13.5 | 11.8 | -2.2 | -8.9 | 5 | 3.3 | 12.8 | 2.2 | 1.1 | -1.7 | 12.8 | 8.9 | 16.1 | 16.1 | 14.4 | 8.3 | 7.2 | 2.8 | 1 | 0 | -2.8 | -9.8 | 0.6 | -6.1 | 5 | -3.3 | 8.9 | -0.6 | 5 | 3.3 | -1.1 | -5.6 | 2.2 | -0.6 | 16.7 | 13.3 | 7.6 | 1.9 | 8.5 | 2.9 | 17.8 | 15.6 | 4.1 | -1.1 | 10.6 | 1.7 | 11.1 | 7.2 | 18.9 | 15.6 | 16.7 | 12.2 | 11.1 | 11.1 | 5.6 | -0.6 | 12.8 | -5.1 | -1.7 | -1.7 | 13.9 | -6.7 | 5.6 | -1.7 | 4.4 | 1.7 | 5 | 2.2 | -0.6 | -6.7 | 14.4 | 10.6 | 17.8 | 16.1 | 9.3 | 4.5 | 0 | -2 | 10.6 | 6.1 | 8.9 | 7.8 | 5.6 | 3.3 | 5 | -2.2 | 4 | -5 | 16.7 | 15 | 13.9 | 12.2 | 12.4 | 4.4 | 8.9 | 3.3 | 16.1 | 7.2 | 10 | 7.2 | 18.9 | 14.4 | 17.2 | -9.4 | 20.6 | 16.1 | 21.1 | 19.4 | 20.9 | 19.2 | 3.9 | -1.1 | 19.4 | 12.8 | 0 | -3.3 | 8.3 | 3.9 | 7.2 | 5.6 | 5 | 2.2 | 6.7 | 1.1 | 6.5 | -3.5 | -6.1 | -9.2
0 | -1 | 2.8 | 0.6 | 8.7 | 6.3 | 7.4 | 6.1 | -2.2 | -8.3 | 14.4 | 1.7 | 9 | 8 | 9.6 | 6.2 | 13.9 | 12.8 | 9.1 | 6.7 | 9.4 | 6.7 | 6.3 | 6.3 | 4.4 | -1.7 | 6.1 | -3.3 | 21 | 19 | 16.1 | 14.4 | 20 | 13.3 | 16.7 | 15.1 | 23.9 | 21.7 | 16.7 | 13.3 | 22.2 | 18.3 | 12.6 | 10.5 | -1.7 | -7.8 | 4.4 | 3.3 | 11.7 | 3.3 | 0 | -2.8 | 12.6 | 8.1 | 16.1 | 16.1 | 13.3 | 8.9 | 7.8 | 0.6 | 0 | 0 | -3.7 | -10.2 | 0 | -5.5 | 4.4 | -2.8 | 8.2 | -1.2 | 4.8 | 3.1 | 0 | -6.1 | 0.6 | -1.7 | 16.1 | 13.3 | 7.4 | 1.5 | 8.2 | 2.9 | 17.8 | 15.6 | 2.8 | -1.7 | 8.9 | 1.7 | 11.1 | 7.2 | 18.5 | 16 | 16.7 | 12.8 | 10.6 | 10.6 | 5 | 0 | 11.1 | -6.1 | -2.2 | -2.9 | 14.4 | -6.7 | 4.4 | -1.7 | 4.2 | 1.6 | 5 | 2 | -1.3 | -5.7 | 13.9 | 10 | 17.8 | 15.6 | 8.5 | 4.1 | 0 | -3 | 8.9 | 6.1 | 8.9 | 7.8 | 6.1 | 3.9 | 4.4 | -1.1 | 1 | -2 | 16.7 | 15.6 | 13.9 | 11.7 | 12.1 | 3.6 | 8.2 | 3.1 | 15.6 | 8.3 | 9.4 | 5.6 | 18.9 | 15.6 | 17.8 | -9.4 | 21.1 | 16.7 | 21.1 | 19.4 | 20.8 | 19.1 | 4.4 | -1.1 | 19.4 | 12.8 | -0.6 | -3.9 | 8.9 | 4.4 | 5.6 | 4.4 | 5 | 2.2 | 5.8 | 1.1 | 6.1 | -4.4 | -6.7 | -10
0 | -1 | 2.8 | 1.1 | 8.3 | 6.1 | 6.7 | 5.6 | -1.8 | -7.4 | 13.5 | 1.8 | 9 | 8 | 9.3 | 6.2 | 13.9 | 12.8 | 9.2 | 6.1 | 9.4 | 7.2 | 6 | 6 | 5 | -2.2 | 5.4 | -3.2 | 20 | 19 | 15 | 14.4 | 20 | 15.6 | 16.7 | 15.1 | 23.3 | 21.1 | 15.6 | 13.3 | 20 | 17.8 | 11.7 | 9.4 | -1.7 | -7.8 | 5 | 3.3 | 10.6 | 3.3 | -1.1 | -3.3 | 12.4 | 7.1 | 16.7 | 16.1 | 11.1 | 10 | 7.2 | 0 | 0 | -1 | -4.7 | -10.6 | -0.5 | -5.8 | 2.2 | -1.7 | 7.4 | -2.1 | 4.6 | 2.9 | 0 | -5.6 | 3.9 | 0.6 | 15.6 | 12.2 | 7.2 | 1.1 | 7.8 | 2.8 | 17.8 | 15.6 | 2.4 | -1.4 | 8.3 | 2.2 | 10.6 | 7.2 | 18.2 | 16.4 | 16.1 | 12.8 | 8.9 | 8.9 | 5 | 0 | 10.5 | -5.6 | -2.8 | -4.4 | 12.8 | -7.2 | 4.4 | -1.7 | 4.1 | 1.6 | 5 | 1.8 | -2.1 | -5.8 | 13.9 | 6.7 | 18.3 | 16.1 | 7.8 | 3.9 | 0 | -4 | 7.8 | 5 | 7.8 | 6.7 | 5.6 | 3.9 | 5 | -1.7 | 1 | -2 | 17.2 | 16.1 | 13.3 | 11.1 | 11.7 | 2.8 | 7.4 | 2.7 | 15.6 | 8.9 | 8.9 | 4.4 | 18.9 | 15.6 | 15.6 | -10 | 21.1 | 16.7 | 21.1 | 19.4 | 20.6 | 18.9 | 3.9 | -1.7 | 18.9 | 13.3 | -1.7 | -5 | 8.9 | 5 | 5.6 | 4.4 | 5.6 | 2.2 | 4.8 | 0.7 | 5.7 | -3.9 | -7.2 | -9.9
-1 | -1 | 2.8 | 1.1 | 8.3 | 6 | 6.5 | 5.5 | -1.5 | -7.1 | 12.6 | 1.6 | 9 | 8 | 8.9 | 6.1 | 14.4 | 12.8 | 9.4 | 5.6 | 9.4 | 6.7 | 5.5 | 5.5 | 3.9 | -2.2 | 4.6 | -3.4 | 20 | 19 | 13.9 | 13.3 | 19.4 | 15 | 16.7 | 15 | 22.8 | 20.6 | 15.6 | 13.9 | 20 | 17.8 | 11.1 | 8.5 | -2.8 | -7.8 | 4.4 | 3.3 | 10 | 2.8 | -1.7 | -3.9 | 12.2 | 6.1 | 17.2 | 16.7 | 10.6 | 10 | 6.7 | -1.1 | 0 | 0 | -5.6 | -10.6 | -1.1 | -6.7 | 1.1 | -2.2 | 6.7 | -3.3 | 4.4 | 2.8 | 0.6 | -7.2 | 3.9 | 0 | 15 | 10 | 7 | 0.4 | 7.8 | 2.9 | 17.2 | 15.6 | 2.1 | -1.3 | 8.3 | 1.1 | 10 | 8.3 | 17.8 | 16.7 | 15.6 | 13.3 | 7.8 | 7.2 | 3.9 | 0 | 10 | -5.3 | -3.3 | -6.1 | 12.8 | -7.2 | 3.3 | -2.2 | 3.9 | 1.7 | 5 | 1.7 | -2.8 | -6.1 | 13.3 | 5 | 17.8 | 15.6 | 7.2 | 3.8 | 0 | -4 | 7.8 | 5 | 7.8 | 7.2 | 6.1 | 2.8 | 2.2 | -1.7 | 1 | -3 | 16.1 | 15 | 13.3 | 10.6 | 10.8 | 2.9 | 6.7 | 2.2 | 13.9 | 8.9 | 10 | 4.4 | 17.2 | 15.6 | 14.4 | -11.1 | 20.6 | 16.7 | 20.6 | 19.4 | 20.6 | 19.1 | 4.4 | -2.2 | 17.8 | 13.9 | -2.2 | -5 | 8.9 | 5 | 5 | 3.9 | 5.6 | 3.3 | 3.9 | 0.6 | 5.4 | -3.7 | -7.8 | -10.1
-1 | -2 | 2.8 | 1.1 | 8.3 | 5.8 | 6.3 | 5.3 | -1.1 | -7.8 | 11.7 | 1.7 | 11 | 9 | 9.3 | 6.1 | 14.4 | 12.2 | 9.6 | 6 | 9.4 | 7.2 | 5.2 | 5.2 | 3.3 | -2.2 | 3.9 | -4.4 | 20 | 19 | 17.8 | 12.8 | 19.4 | 14.4 | 16.7 | 15.1 | 21.7 | 20 | 15.6 | 14.4 | 20.6 | 17.8 | 10.6 | 7.7 | -2.2 | -7.8 | 4.4 | 2.8 | 9.4 | 2.2 | -0.6 | -3.3 | 11.7 | 5.8 | 17.2 | 16.7 | 10 | 10 | 6.1 | 0 | -1 | -1 | -4.7 | -11 | 0.4 | -5.9 | 0 | -3.3 | 6.9 | -2 | 3.7 | 2.1 | 1.1 | -7.2 | 2.8 | -0.6 | 15.6 | 9.4 | 6.9 | 0.1 | 7.8 | 2.9 | 17.2 | 15.6 | 1.7 | -1.7 | 8.3 | 1.7 | 10 | 8.3 | 16.9 | 15.3 | 15.6 | 13.3 | 6.7 | 6.1 | 4.4 | 0 | 9.4 | -6.1 | -2.4 | -4.9 | 12.8 | -7.2 | 1.7 | -1.7 | 4.6 | 1.4 | 5 | 1.8 | -1.9 | -5.5 | 11.7 | 2.8 | 17.2 | 15 | 6.7 | 3.7 | -1 | -5 | 7.8 | 5 | 7.2 | 6.7 | 5 | 2.2 | 2.2 | -1.7 | 3 | -4 | 16.7 | 15.6 | 12.8 | 10.6 | 9.8 | 2.4 | 6.9 | 2.6 | 13.9 | 8.9 | 10.6 | 3.3 | 17.2 | 15 | 15 | -10.6 | 20.6 | 18.3 | 21.1 | 19.4 | 20.6 | 19.3 | 6.1 | -0.6 | 17.8 | 13.9 | -2.8 | -5 | 8.9 | 5.6 | 5.6 | 4.4 | 5 | 3.3 | 3.7 | 0.7 | 5 | -4.4 | -8.3 | -10.6
-1 | -2 | 2.8 | 1.1 | 8.3 | 5.6 | 6.1 | 5 | 2 | -5.8 | 12.8 | 0.2 | 11 | 8 | 9.6 | 5.8 | 14.4 | 11.7 | 9.8 | 6.4 | 9.4 | 6.7 | 5 | 5 | 5 | -1.1 | 5 | -2.9 | 21 | 19 | 17.8 | 15 | 19.4 | 14.4 | 16.7 | 15.1 | 20 | 18.3 | 15 | 13.9 | 20 | 17.8 | 10 | 6.7 | -2.8 | -8.3 | 4.4 | 2.2 | 8.9 | 2.2 | 0 | -2.8 | 11.1 | 5 | 17.2 | 17.2 | 10.6 | 10.6 | 6.1 | 1.7 | 0 | -1 | -3.7 | -10.6 | 1.8 | -6 | 0.6 | -2.8 | 7 | -1.2 | 2.9 | 1.3 | 2.2 | -7.2 | 2.8 | -1.1 | 15.6 | 8.3 | 6.7 | -0.6 | 7.8 | 2.8 | 17.2 | 15.6 | 3 | -0.9 | 8.3 | 1.7 | 10 | 8.9 | 15.9 | 13.8 | 15.6 | 13.9 | 6.1 | 5 | 3.9 | 0.6 | 11.1 | -4.8 | -1.5 | -3.9 | 11.7 | -6.7 | 2.2 | -2.2 | 5.4 | 1.3 | 5 | 2 | -0.9 | -5 | 10.6 | 1.1 | 17.2 | 15 | 6.1 | 3.3 | -1 | -5 | 6.7 | 5 | 6.7 | 6.1 | 5 | 2.2 | 1.1 | -1.7 | 3 | -5 | 16.1 | 15.6 | 12.2 | 10.6 | 8.9 | 2.2 | 7 | 2.9 | 14.4 | 9.4 | 12.2 | 2.8 | 17.2 | 15.6 | 14.4 | -11.1 | 20.6 | 17.8 | 21.7 | 19.4 | 20.6 | 19.4 | 6.7 | 0 | 17.8 | 13.9 | -2.2 | -4.4 | 8.9 | 5.6 | 7.2 | 5 | 5.6 | 3.9 | 3.5 | 1 | 9.1 | -2.8 | -7 | -9.1
0 | -1 | 2.8 | 1.7 | 9.6 | 6 | 8 | 5.7 | 5.2 | -5.4 | 13.9 | -1.5 | 11 | 7 | 10 | 5.6 | 14.4 | 11.7 | 10 | 6.7 | 10.6 | 7.2 | 6.7 | 6.7 | 7.2 | -2.8 | 6.1 | -2.2 | 21 | 19 | 20 | 16.7 | 21.7 | 15.6 | 16.7 | 15 | 20 | 17.8 | 16.1 | 14.4 | 20.6 | 18.3 | 10.2 | 6.7 | 0 | -7.8 | 3.9 | 2.2 | 8.9 | 2.8 | 0 | -2.8 | 10.6 | 4.4 | 18.3 | 17.8 | 16.1 | 12.8 | 5.6 | 1.1 | 3 | -2 | -2.8 | -9.4 | 3.3 | -7.2 | 2.2 | -3.3 | 7.2 | -0.6 | 2.2 | 0.6 | 2.2 | -6.1 | 4.4 | 0 | 15 | 5.6 | 8 | -0.2 | 9.3 | 3.5 | 17.2 | 15.6 | 4.3 | -0.3 | 8.3 | 2.8 | 10 | 10 | 15 | 12.2 | 16.7 | 15 | 6.1 | 3.3 | 5.6 | 1.1 | 12.7 | -4.3 | -0.6 | -3.3 | 15 | -5.6 | 7.2 | -1.1 | 6.1 | 1.1 | 5 | 2.2 | 0 | -5.6 | 10.6 | 0.6 | 17.2 | 15 | 9.6 | 5 | 1 | -1 | 10 | 6.7 | 8.9 | 7.2 | 4.4 | 2.8 | 2.8 | -0.6 | 4 | -5 | 17.8 | 17.2 | 12.8 | 10.6 | 10 | 2.6 | 7.2 | 3.3 | 15.6 | 10.6 | 12.8 | 2.8 | 18.9 | 17.2 | 15.6 | -10 | 20.6 | 18.3 | 21.7 | 20 | 21.5 | 19.8 | 7.2 | -0.6 | 18.9 | 13.9 | 1.1 | -3.3 | 8.9 | 6.1 | 8.9 | 5.6 | 6.1 | 3.3 | 3.3 | 1.1 | 13.1 | -2.1 | -5.7 | -8
0 | 0 | 2.8 | 1.7 | 10.9 | 6.5 | 9.8 | 6 | 8.3 | -6.1 | 15 | -4.4 | 12 | 7 | 11.5 | 5.8 | 15 | 11.1 | 12.8 | 7.5 | 12.2 | 7.8 | 10 | 7.1 | 10 | -4.4 | 7.2 | -1.7 | 22 | 20 | 22.2 | 17.8 | 22.2 | 14.4 | 19.1 | 15.4 | 20 | 12.8 | 18.9 | 15.6 | 23.3 | 18.9 | 10.4 | 6.8 | 3.9 | -8.3 | 4.4 | 2.2 | 10 | 2.8 | 2.2 | -2.2 | 12.6 | 4.8 | 18.9 | 17.8 | 18.3 | 12.2 | 5.6 | -1.1 | 6 | 0 | -1.3 | -8.3 | 4.6 | -7 | 6.1 | -1.7 | 8.9 | 0.8 | 5.2 | 1.3 | 3.9 | -6.1 | 6.1 | 1.1 | 14.4 | 5.6 | 9.3 | 0 | 10.7 | 4 | 18.3 | 16.1 | 5.6 | 0 | 8.9 | 3.3 | 11.1 | 11.1 | 15.6 | 10.8 | 18.9 | 15 | 6.1 | 1.1 | 9.4 | 1.1 | 14.4 | -4.4 | 2 | -2.1 | 20 | -3.9 | 10.6 | -1.1 | 7.2 | 0.8 | 5.6 | 2.6 | 3 | -4.8 | 10.6 | 1.1 | 16.7 | 15 | 13.2 | 6.1 | 3 | -4 | 12.8 | 7.2 | 10.6 | 7.8 | 5 | 3.3 | 8.3 | 0 | 6 | -4 | 21.1 | 18.9 | 14.4 | 10.6 | 11.1 | 2.7 | 8.5 | 4 | 18.3 | 11.7 | 16.1 | 5.6 | 21.7 | 17.2 | 21.1 | -8.3 | 20.6 | 18.9 | 23.3 | 20 | 22.4 | 20.1 | 8.3 | 0 | 18.3 | 13.9 | 4.4 | -2.2 | 8.3 | 6.1 | 12.2 | 6.1 | 6.7 | 2.2 | 7.9 | 3.4 | 17.2 | -3.3 | -4.4 | -7.2
3 | 1 | 3.3 | 1.7 | 12.2 | 6.7 | 11.7 | 6.1 | 10.2 | -5.5 | 16.1 | -3 | 11 | 6 | 12.9 | 5.6 | 15.6 | 11.7 | 15.5 | 7.8 | 13.9 | 7.8 | 13.4 | 6.8 | 9.4 | -1.7 | 9.1 | -1.7 | 24 | 20 | 23.3 | 17.8 | 24.4 | 15.6 | 21.5 | 15.4 | 21.1 | 11.7 | 22.2 | 15.6 | 25 | 18.3 | 10.6 | 6.7 | 6.7 | -7.8 | 4.4 | 2.8 | 10.6 | 2.8 | 3.9 | -2.2 | 14.7 | 5 | 18.9 | 16.7 | 20.6 | 12.8 | 5.6 | -2.2 | 9 | 0 | 0.2 | -8 | 5.9 | -7.5 | 8.9 | -1.7 | 10.5 | 2.1 | 8.1 | 1.5 | 5.6 | -6.1 | 7.2 | 2.8 | 15 | 6.7 | 10.6 | 0 | 12.2 | 4.4 | 20.6 | 16.7 | 6.3 | 0.4 | 8.9 | 4.4 | 11.7 | 10 | 16.1 | 9.1 | 21.7 | 15.6 | 8.3 | 1.1 | 13.3 | 2.2 | 17.2 | -3.1 | 4.6 | -1.2 | 23.9 | -1.7 | 13.9 | -0.6 | 8.3 | 0.5 | 6.1 | 2.9 | 5.9 | -5.6 | 10.6 | 1.1 | 16.1 | 14.4 | 16.7 | 6.7 | 4 | -7 | 15.6 | 7.8 | 11.7 | 8.9 | 5 | 3.9 | 10 | 0 | 7 | -4 | 23.3 | 18.9 | 18.3 | 11.7 | 12.2 | 2.8 | 9.8 | 4.4 | 20 | 13.3 | 20 | 3.9 | 23.9 | 17.2 | 23.3 | -7.8 | 21.7 | 19.4 | 23.9 | 19.4 | 23.3 | 20.6 | 11.7 | 0 | 18.3 | 14.4 | 6.1 | -3.9 | 8.9 | 6.7 | 14.4 | 6.1 | 7.8 | 1.7 | 12.6 | 4.8 | 19.1 | -3.9 | -2.7 | -6.2
6 | 0 | 3.9 | 1.7 | 14.1 | 7 | 13.2 | 6.8 | 12 | -6.1 | 17.2 | -2.6 | 11 | 7 | 14.4 | 5.6 | 16.7 | 12.2 | 18.3 | 7.8 | 15.6 | 7.8 | 16.7 | 5 | 11.7 | -1.7 | 10.9 | -2.5 | 24 | 19 | 23.9 | 17.2 | 26.1 | 16.7 | 23.9 | 15 | 22.8 | 12.2 | 23.9 | 15 | 26.1 | 18.3 | 12.3 | 7.6 | 8.9 | -8.9 | 3.9 | 3.3 | 12.2 | 3.3 | 6.1 | -2.2 | 16.7 | 4.4 | 19.4 | 15.6 | 21.7 | 11.7 | 5.6 | -1.7 | 11 | 1 | 1.7 | -9.4 | 7.2 | -10 | 11.1 | -4.4 | 12.2 | 3.3 | 11.1 | 1.1 | 7.8 | -5.6 | 7.8 | 1.7 | 15 | 6.7 | 11 | 0.1 | 12.4 | 5.3 | 22.2 | 17.8 | 7.1 | 1 | 9.4 | 5.6 | 11.7 | 10.6 | 16.7 | 6.7 | 24.4 | 16.1 | 9.4 | 0 | 16.1 | 1.1 | 20 | -2.6 | 7.2 | -1.1 | 24.4 | -2.2 | 18.3 | 0.6 | 9.4 | 0 | 6.7 | 3.3 | 8.9 | -8.9 | 11.1 | 2.2 | 13.9 | 12.2 | 18.5 | 6.1 | 6 | -5 | 18.3 | 8.3 | 14.4 | 8.9 | 5.6 | 4.4 | 12.8 | -5.6 | 7 | -3 | 26.7 | 18.9 | 20 | 11.7 | 13.9 | 3.4 | 11.1 | 5 | 21.1 | 14.4 | 22.8 | 3.9 | 23.9 | 15.6 | 25.6 | -8.3 | 22.2 | 19.4 | 25 | 18.3 | 24.2 | 20.5 | 13.9 | 0.6 | 20 | 14.4 | 7.8 | -3.3 | 10 | 6.1 | 15.6 | 6.7 | 9.4 | 2.8 | 17.2 | 5.6 | 20.9 | -5.2 | -1.1 | -6
8 | -2 | 3.9 | 1.7 | 15.9 | 6.9 | 14.6 | 7.4 | 13.9 | -8.3 | 18.3 | -2.2 | 12 | 8 | 15 | 5.5 | 20 | 12.8 | 19.6 | 7.1 | 15 | 8.3 | 16.7 | 6 | 11.1 | -0.6 | 12.8 | -4.4 | 26 | 19 | 24.4 | 17.2 | 26.7 | 16.7 | 24.6 | 14.7 | 22.8 | 14.4 | 25 | 15.6 | 27.2 | 17.8 | 13.9 | 8.1 | 10 | -10 | 3.9 | 3.3 | 13.9 | 3.3 | 7.2 | -1.7 | 17.6 | 4.9 | 18.9 | 15 | 22.8 | 13.3 | 5 | 1.1 | 13 | 0 | 2.2 | -8.1 | 7.9 | -8 | 14.4 | -5 | 14.4 | 4.7 | 10.9 | 1.2 | 8.9 | -6.7 | 9.4 | -1.7 | 16.1 | 7.2 | 11.3 | 0.1 | 12.6 | 6.4 | 23.3 | 18.3 | 7.8 | 1.1 | 9.4 | 2.8 | 12.2 | 11.7 | 17.2 | 6.7 | 26.1 | 16.1 | 11.1 | -0.6 | 18.9 | -0.6 | 22.8 | -2.8 | 8.7 | -1 | 26.7 | -1.1 | 19.4 | 0 | 10.7 | -1.2 | 7.6 | 3.7 | 10.9 | -7.9 | 11.7 | 3.9 | 12.8 | 11.1 | 20.4 | 4.5 | 6 | -3 | 21.1 | 8.9 | 17.8 | 10 | 6.1 | 5 | 13.9 | -5 | 8 | -2 | 27.2 | 17.8 | 21.1 | 8.9 | 15.5 | 3.3 | 12.8 | 5.7 | 20.6 | 14.4 | 24.4 | 3.9 | 23.9 | 16.1 | 27.2 | -5.6 | 22.2 | 19.4 | 26.1 | 18.9 | 25.2 | 20.5 | 15.6 | 0 | 21.1 | 14.4 | 11.1 | -3.9 | 11.1 | 5.6 | 16.1 | 6.7 | 10.6 | 2.8 | 18.9 | 5 | 22.8 | -8.9 | 0.6 | -6.7
8 | -2 | 4.4 | 2.2 | 17.8 | 6.7 | 16.1 | 7.8 | 14.8 | -7 | 19.2 | -3.2 | 12 | 8 | 15.5 | 5.7 | 18.3 | 12.2 | 20.9 | 6.5 | 16.1 | 7.8 | 16.7 | 6.5 | 13.9 | -1.7 | 13.7 | -4.4 | 26 | 20 | 25 | 17.2 | 26.7 | 16.7 | 25.4 | 14.9 | 23.3 | 12.8 | 25.6 | 15 | 28.3 | 19.4 | 15.6 | 8.9 | 10 | -11.7 | 3.9 | 3.3 | 15 | 5 | 10.6 | -0.6 | 18.5 | 5.4 | 20.6 | 13.9 | 23.3 | 13.9 | 3.9 | 1.7 | 13 | -1 | 2.8 | -7.9 | 8.7 | -7.4 | 16.7 | -3.3 | 16.7 | 5.7 | 10.8 | 1.1 | 8.3 | -5.6 | 11.1 | 1.1 | 17.8 | 8.3 | 11.7 | 0 | 12.8 | 7.2 | 23.9 | 18.3 | 7.8 | 2.5 | 10 | 3.9 | 12.8 | 10.6 | 17.8 | 7 | 27.2 | 16.1 | 12.2 | -1.1 | 21.1 | -1.1 | 23.7 | -3.2 | 10.2 | -1.6 | 28.3 | -0.6 | 21.7 | 0.6 | 12 | -3 | 8.5 | 4.1 | 13 | -7.8 | 11.7 | 3.9 | 12.8 | 10 | 22.2 | 2.2 | 7 | -2 | 23.3 | 8.3 | 20.6 | 12.2 | 6.1 | 5.6 | 16.1 | -5.6 | 5 | 0 | 28.3 | 18.3 | 22.2 | 8.3 | 17.2 | 3.3 | 14.4 | 6 | 20.6 | 13.9 | 25.6 | 4.4 | 23.9 | 15.6 | 29.4 | -6.1 | 22.2 | 20 | 27.8 | 17.8 | 26.1 | 20.6 | 16.7 | 1.1 | 22.8 | 15 | 13.9 | -7.2 | 12.8 | 5.6 | 16.1 | 6.1 | 12.8 | 3.9 | 20.5 | 4.1 | 23.2 | -7.9 | 2.6 | -5.3
8 | -3 | 5 | 3.3 | 18.7 | 6.6 | 16.8 | 8.3 | 15.8 | -6.3 | 20.2 | -5 | 13 | 8 | 16.1 | 5.6 | 18.3 | 12.8 | 22.2 | 5 | 16.1 | 8.3 | 16.7 | 7.2 | 13.9 | -1.7 | 14.7 | -4.5 | 26 | 19 | 25.6 | 17.8 | 26.7 | 16.1 | 26.1 | 14.4 | 23.9 | 12.2 | 26.7 | 14.4 | 28.3 | 18.9 | 14.7 | 8.5 | 11.7 | -10 | 3.9 | 2.8 | 16.7 | 4.4 | 11.1 | -1.1 | 19.4 | 5.6 | 21.7 | 14.4 | 24.4 | 13.9 | 4.4 | 1.7 | 13 | -1 | 3.3 | -8.9 | 9.4 | -7.8 | 17.8 | -3.3 | 18.9 | 6.7 | 10.6 | 1.1 | 10.6 | -5 | 11.7 | 0.6 | 18.3 | 8.3 | 10.9 | 1.7 | 14.8 | 8.3 | 25 | 18.9 | 7.8 | 3.5 | 12.2 | 4.4 | 15 | 10.6 | 18.3 | 6.7 | 28.9 | 15 | 13.9 | -1.1 | 22.2 | -2.8 | 24.7 | -3.2 | 11.7 | -2.8 | 28.9 | -0.6 | 22.8 | 0.6 | 13.3 | -6.1 | 9.4 | 4.4 | 15 | -10 | 12.8 | 5 | 12.2 | 9.4 | 22.8 | 1.8 | 7 | -1 | 25.6 | 9.4 | 22.8 | 10.6 | 7.2 | 6.1 | 16.7 | -3.9 | 4 | 1 | 28.9 | 18.9 | 22.2 | 6.7 | 18.3 | 3 | 16.1 | 6.7 | 20.6 | 14.4 | 26.1 | 1.7 | 24.4 | 16.1 | 31.1 | -3.9 | 24.4 | 20.6 | 27.8 | 17.8 | 26.8 | 20.2 | 17.2 | 1.1 | 24.4 | 13.9 | 13.9 | -10 | 12.2 | 4.4 | 16.7 | 6.1 | 13.9 | 4.4 | 22.2 | 2.8 | 23.5 | -7.7 | 4.7 | -4.8
9 | -2 | 6.1 | 3.3 | 19.7 | 6.1 | 17.6 | 8.5 | 16.7 | -7.2 | 21.1 | -8.3 | 12 | 8 | 15.2 | 7.5 | 17.8 | 12.2 | 22.8 | 5.3 | 16.1 | 8.9 | 16.7 | 7.1 | 16.7 | 0.6 | 15.6 | -6.1 | 26 | 19 | 25.6 | 17.2 | 26.7 | 15 | 26.3 | 14.5 | 25 | 12.2 | 27.2 | 13.9 | 27.8 | 19.4 | 13.7 | 7.7 | 12.2 | -10 | 3.9 | 2.2 | 17.8 | 5.6 | 12.8 | -1.1 | 20.3 | 5.6 | 22.8 | 13.9 | 24.4 | 13.3 | 5 | 1.7 | 14 | -1 | 3.5 | -7.3 | 9 | -6.4 | 19.4 | -2.2 | 19.5 | 7.9 | 10.8 | 1.1 | 11.1 | -5 | 11.1 | 0.6 | 19.4 | 7.8 | 10.2 | 3 | 16.9 | 9.4 | 26.7 | 18.9 | 7.8 | 4.4 | 13.9 | 3.3 | 16.7 | 11.1 | 18.5 | 7.3 | 28.9 | 15 | 12.8 | -2.8 | 22.8 | -2.2 | 25.6 | -5 | 11.3 | -2.2 | 28.9 | -0.6 | 23.3 | 1.1 | 13.3 | -4.7 | 9.8 | 4.6 | 15.9 | -8.1 | 12.8 | 5 | 11.1 | 8.3 | 23.3 | 0.4 | 8 | -1 | 28.3 | 9.4 | 23.9 | 7.8 | 7.2 | 6.1 | 17.8 | -3.3 | 4 | 2 | 28.9 | 18.3 | 23.3 | 6.1 | 19.5 | 2.4 | 17.2 | 6.7 | 21.7 | 15 | 27.2 | 1.7 | 25 | 15.6 | 31.7 | -2.2 | 24.4 | 20.6 | 27.2 | 20 | 27.6 | 20.2 | 18.3 | 1.7 | 25 | 13.9 | 14.4 | -11.1 | 12.2 | 3.3 | 16.7 | 6.1 | 13.3 | 4.4 | 22.8 | 2.3 | 23.9 | -7.8 | 6.7 | -5.6
9 | -3 | 5.6 | 3.9 | 20.6 | 5.6 | 18.3 | 8.9 | 16.1 | -6.7 | 21.3 | -4.9 | 13 | 8 | 14.2 | 8.8 | 17.8 | 12.2 | 23.3 | 5.3 | 15 | 8.9 | 16.7 | 6.5 | 15.6 | -2.8 | 16 | -5 | 24 | 19 | 25 | 17.8 | 26.7 | 14.4 | 26.5 | 14.6 | 25 | 11.7 | 27.2 | 13.9 | 27.2 | 19.4 | 12.8 | 7.2 | 11.1 | -11.7 | 2.8 | 1.7 | 18.3 | 5.6 | 11.7 | -1.1 | 21.3 | 6.1 | 22.2 | 12.8 | 24.4 | 14.4 | 4.4 | 2.2 | 13 | -1 | 3.7 | -6.6 | 8.7 | -6.3 | 19.4 | 0 | 20 | 9 | 10.9 | 1.2 | 10.6 | -4.4 | 11.1 | 0.6 | 20 | 8.3 | 9.4 | 3.9 | 18.9 | 10 | 27.8 | 18.3 | 7.6 | 4.2 | 13.9 | 3.9 | 21.1 | 10.6 | 18.7 | 7.5 | 29.4 | 14.4 | 13.3 | -2.8 | 25 | -2.8 | 26.1 | -3.1 | 11 | -2.4 | 30 | 0 | 25 | 0.6 | 13.3 | -3.8 | 10.2 | 5 | 16.9 | -6.7 | 12.8 | 5 | 10 | 7.2 | 23.9 | -0.6 | 8 | -2 | 30 | 8.9 | 25 | 8.9 | 7.8 | 6.1 | 17.2 | -3.3 | 4 | 2 | 30 | 18.9 | 24.4 | 5.6 | 20.6 | 1.1 | 18.3 | 7.1 | 22.2 | 15 | 27.2 | 1.7 | 24.4 | 15.6 | 31.7 | -4.4 | 26.1 | 19.4 | 27.2 | 20.6 | 28.3 | 20 | 19.4 | 3.3 | 22.8 | 13.9 | 13.9 | -10.6 | 11.7 | 2.8 | 17.8 | 6.1 | 13.9 | 4.4 | 23.3 | 1 | 22.8 | -7.2 | 7.2 | -4
9 | -2 | 8.3 | 1.7 | 19.8 | 6.6 | 18.1 | 9 | 15.6 | -6.5 | 21.5 | -3.4 | 13 | 9 | 13.3 | 10 | 17.2 | 13.3 | 23.9 | 5 | 14.4 | 8.9 | 16.7 | 6.1 | 16.7 | -7.2 | 16.3 | -4.3 | 24 | 19 | 24.4 | 18.3 | 26.7 | 14.4 | 26.7 | 14.4 | 24.4 | 9.4 | 27.2 | 14.4 | 27.2 | 18.9 | 12.6 | 7.1 | 12.2 | -10 | 2.8 | 1.7 | 18.9 | 5 | 13.9 | -0.6 | 22.2 | 6.1 | 22.2 | 11.7 | 24.4 | 14.4 | 4.4 | 2.8 | 14 | 0 | 3.9 | -7.2 | 8.3 | -6.7 | 19.4 | 2.2 | 20.6 | 10 | 11.1 | 1.1 | 10 | -5 | 10.6 | 0 | 20 | 7.8 | 10 | 3.7 | 16.7 | 10.4 | 27.8 | 17.8 | 7.4 | 3.8 | 13.9 | 3.9 | 21.7 | 10.6 | 18.9 | 7.8 | 29.4 | 13.9 | 13.3 | -6.1 | 23.9 | -2.2 | 26.7 | -1.8 | 10.6 | -2.8 | 30.6 | 0 | 25 | 0.6 | 13.3 | -3.3 | 10.6 | 5 | 17.8 | -6.7 | 13.3 | 4.4 | 10 | 6.7 | 23.2 | 0.3 | 9 | -1 | 30.6 | 8.9 | 25 | 8.3 | 8.3 | 6.7 | 17.8 | -3.3 | 4 | 3 | 28.9 | 18.3 | 23.9 | 5 | 19.5 | 1 | 19.4 | 7.2 | 22.2 | 15 | 27.8 | 1.1 | 23.9 | 15.6 | 31.7 | -6.1 | 27.2 | 19.4 | 26.1 | 18.9 | 26.3 | 17.7 | 18.9 | 2.8 | 19.4 | 15.6 | 13.9 | -12.2 | 11.7 | 2.8 | 17.8 | 6.7 | 13.9 | 4.4 | 23.9 | 0 | 21.7 | -6.2 | 7.8 | -3.5
9 | -1 | 8.9 | 1.7 | 19.1 | 7.2 | 18 | 8.9 | 15 | -7.8 | 21.7 | -1.7 | 12 | 8 | 12.6 | 9.6 | 16.1 | 12.8 | 22.2 | 5.6 | 13.3 | 8.3 | 14.7 | 6.6 | 16.7 | -6.1 | 16.7 | -4.4 | 23 | 19 | 23.9 | 18.3 | 26.7 | 14.4 | 25.8 | 14.3 | 24.4 | 9.4 | 26.7 | 13.3 | 26.7 | 17.8 | 12.4 | 6.9 | 12.8 | -10 | 2.8 | 1.7 | 19.4 | 4.4 | 13.9 | -0.6 | 21.8 | 5.7 | 22.2 | 11.7 | 23.9 | 15 | 4.4 | 2.2 | 13 | 0 | 2.6 | -7 | 7 | -5 | 18.9 | 2.8 | 19.7 | 10.2 | 9.8 | 1.2 | 10 | -4.4 | 8.9 | -1.7 | 19.4 | 8.9 | 10.5 | 3.3 | 14.4 | 9.9 | 27.8 | 17.8 | 7.2 | 3.3 | 14.4 | 5 | 23.3 | 10.6 | 18 | 9.4 | 28.3 | 13.9 | 12.8 | -5.6 | 23.3 | -5 | 27.2 | -1.1 | 9.5 | -2.2 | 30 | 0 | 24.4 | 1.1 | 11.6 | -3.6 | 10.2 | 5 | 15.8 | -4.7 | 13.3 | 3.9 | 9.4 | 6.7 | 22.4 | 1.4 | 8 | -1 | 31.1 | 6.7 | 25 | 8.9 | 8.3 | 6.7 | 17.8 | -3.9 | 4 | 2 | 27.8 | 18.3 | 24.4 | 5 | 18.3 | 0.4 | 19 | 6.8 | 22.2 | 15 | 27.2 | 0.6 | 22.8 | 15 | 31.1 | -5.6 | 27.2 | 18.9 | 26.1 | 19.4 | 24.2 | 15.4 | 18.3 | 0 | 20 | 15 | 13.3 | -9.4 | 10.6 | 3.3 | 17.2 | 6.7 | 12.2 | 3.9 | 23.5 | -0.1 | 20.6 | -7.2 | 8.3 | -3.3
9 | -2 | 7.8 | 1.7 | 18.3 | 7.8 | 17.8 | 8.9 | 13 | -6.8 | 20.6 | -1.1 | 12 | 8 | 11.8 | 9.2 | 15.6 | 12.2 | 20.6 | 5.8 | 12.8 | 8.3 | 12.6 | 6.4 | 15 | -5 | 14.3 | -2.3 | 22 | 19 | 22.8 | 18.3 | 25.6 | 14.4 | 24.8 | 14.3 | 22.2 | 7.8 | 25.6 | 13.3 | 25.6 | 18.3 | 12.2 | 6.7 | 12.2 | -10 | 2.2 | 1.7 | 18.9 | 6.1 | 13.9 | -0.6 | 21.5 | 5 | 21.7 | 12.2 | 21.7 | 15.6 | 4.4 | 2.2 | 12 | 1 | 1.3 | -7.6 | 5.7 | -4.2 | 18.9 | 0.6 | 18.7 | 10.3 | 8.5 | 1.2 | 8.9 | -4.4 | 7.2 | -2.2 | 19.4 | 8.9 | 11.1 | 2.8 | 12.2 | 9.4 | 25.6 | 18.3 | 7 | 3.3 | 13.3 | 5 | 20 | 11.1 | 17 | 10.2 | 27.8 | 14.4 | 11.7 | -1.1 | 23.3 | -7.2 | 24.6 | -2.5 | 8.3 | -2.1 | 29.4 | 0 | 23.3 | 1.1 | 10 | -3.9 | 9.8 | 4.6 | 13.7 | -3.5 | 13.9 | 3.3 | 9.4 | 6.1 | 21.7 | 1.7 | 7 | -2 | 30.6 | 7.2 | 22.2 | 5 | 8.3 | 6.7 | 17.2 | -2.8 | 3 | 2 | 26.1 | 17.8 | 22.8 | 5.6 | 17.2 | 0 | 18.7 | 6.6 | 22.2 | 15 | 26.1 | 1.7 | 21.7 | 15.6 | 28.9 | -6.7 | 26.1 | 18.3 | 24.4 | 20 | 22.2 | 13.3 | 18.9 | 0.6 | 21.1 | 15.6 | 11.7 | -7.8 | 10 | 3.9 | 16.7 | 7.8 | 10 | 2.2 | 23.2 | -0.9 | 18.4 | -5.6 | 6.5 | -2.1
8 | -2 | 7.8 | 1.1 | 15.9 | 8.2 | 16.1 | 9.1 | 10.9 | -6.5 | 19.4 | -1.5 | 12 | 7 | 11.1 | 8.9 | 15 | 12.8 | 18.9 | 5.6 | 11.7 | 7.8 | 10.6 | 6.1 | 13.3 | -4.4 | 11.8 | -1.8 | 21 | 19 | 21.7 | 18.3 | 25 | 14.4 | 23.9 | 13.9 | 19.4 | 8.3 | 23.9 | 13.9 | 23.9 | 17.2 | 11.5 | 6.2 | 11.1 | -8.9 | 1.7 | 1.1 | 17.8 | 8.3 | 10.6 | -0.6 | 21.1 | 4.4 | 18.9 | 11.7 | 21.7 | 15.6 | 3.9 | 2.8 | 11 | 2 | 0 | -9.4 | 4.4 | -4.4 | 17.8 | 0.6 | 17.8 | 10 | 7.2 | 1.1 | 7.8 | -2.8 | 5.6 | -3.9 | 17.2 | 9.4 | 10.7 | 2.5 | 10.7 | 7.8 | 22.8 | 18.3 | 6.9 | 3 | 12.2 | 5 | 18.3 | 11.1 | 16.1 | 11.1 | 26.7 | 14.4 | 10 | 1.7 | 21.1 | -2.8 | 22 | -4.4 | 7.2 | -2.2 | 27.2 | -0.6 | 20.6 | 1.1 | 8.3 | -5 | 9.4 | 4.4 | 11.7 | -3.9 | 12.8 | 2.8 | 8.9 | 6.1 | 19.1 | 2.9 | 6 | -2 | 27.2 | 8.9 | 20.6 | 6.1 | 8.3 | 6.7 | 16.7 | -3.3 | 3 | 2 | 23.3 | 17.2 | 20 | 6.7 | 15.4 | 1.5 | 18.3 | 6.1 | 20.6 | 15 | 22.8 | 3.9 | 21.1 | 15.6 | 27.2 | -6.1 | 24.4 | 17.2 | 23.3 | 20 | 20.9 | 11.6 | 15.6 | 3.3 | 19.4 | 12.2 | 8.3 | -7.2 | 9.4 | 5 | 15.6 | 7.8 | 9.4 | 2.2 | 22.8 | -1.1 | 16.1 | -6.1 | 4.6 | -2
6 | 0 | 7.2 | 1.1 | 13.5 | 8.2 | 14.5 | 9.1 | 8.9 | -7.8 | 18.3 | -1.7 | 11 | 8 | 10.7 | 7.2 | 15.6 | 12.8 | 16.3 | 8.1 | 11.1 | 8.3 | 9.1 | 5.5 | 12.8 | -4.4 | 9.4 | -1.7 | 21 | 19 | 21.1 | 18.3 | 24.4 | 13.3 | 21.9 | 15.1 | 16.7 | 8.9 | 20.6 | 14.4 | 23.9 | 17.8 | 10.7 | 5.5 | 8.9 | -8.9 | 1.7 | 1.1 | 16.7 | 5.6 | 7.8 | -1.1 | 20.4 | 4.9 | 17.2 | 11.1 | 20.6 | 16.7 | 3.9 | 2.8 | 10 | 2 | -0.6 | -8.7 | 3.9 | -2.8 | 16.7 | 0.6 | 15.2 | 8.5 | 7.2 | 1.3 | 6.7 | -0.6 | 4.4 | -6.1 | 16.1 | 9.4 | 10.4 | 2.3 | 9.3 | 6.2 | 21.1 | 18.3 | 6.7 | 2.8 | 10.6 | 5 | 17.2 | 11.7 | 15.9 | 11.3 | 25 | 14.4 | 7.8 | 2.2 | 18.3 | -1.1 | 19.4 | -7.2 | 6.3 | -1.6 | 24.4 | 0 | 17.8 | 1.7 | 7 | -4.7 | 9 | 4.2 | 10.2 | -2.2 | 10.6 | 3.3 | 8.3 | 4.4 | 16.5 | 3.6 | 5 | -2 | 21.7 | 9.4 | 17.8 | 7.2 | 8.3 | 7.2 | 15.6 | -3.3 | 4 | 2 | 21.7 | 17.8 | 16.7 | 7.8 | 13.5 | 2.4 | 15.3 | 7.1 | 19.4 | 15 | 18.3 | 3.3 | 19.4 | 15.6 | 25.6 | -6.1 | 22.8 | 17.8 | 22.2 | 20 | 19.6 | 10.1 | 12.8 | 2.8 | 15 | 10.6 | 7.8 | -8.3 | 8.9 | 4.4 | 14.4 | 7.8 | 9.4 | 1.7 | 20.2 | 0.1 | 13.9 | -7.2 | 2.8 | -2.2
4 | -1 | 6.7 | 1.1 | 11.1 | 7.8 | 12.8 | 8.9 | 8.2 | -6.7 | 17 | -2.8 | 11 | 8 | 10.4 | 5.4 | 15 | 12.8 | 13.7 | 9.2 | 10.6 | 8.3 | 7.6 | 4.7 | 9.4 | -1.1 | 9 | -1.8 | 21 | 19 | 20.6 | 18.9 | 24.4 | 13.3 | 19.8 | 15.5 | 15.6 | 9.4 | 20 | 14.4 | 22.8 | 17.2 | 10 | 5 | 3.9 | -6.7 | 1.7 | 1.1 | 13.9 | 7.2 | 5.6 | -1.7 | 19.6 | 4.5 | 17.2 | 11.1 | 20 | 16.7 | 3.9 | 2.8 | 10 | 2 | -1.1 | -9.2 | 3.3 | -2.2 | 15 | 1.1 | 12.6 | 6.9 | 7.2 | 1.5 | 6.1 | -0.6 | 2.8 | -6.7 | 15.6 | 8.3 | 10 | 1.7 | 7.8 | 4.4 | 21.7 | 18.3 | 6.7 | 2.8 | 10 | 4.4 | 16.7 | 11.7 | 15.8 | 11.6 | 22.2 | 14.4 | 5.6 | 2.2 | 17.2 | 0.6 | 17.9 | -6 | 5.3 | -1.6 | 22.2 | -0.6 | 15.6 | 2.2 | 5.7 | -4.7 | 8.7 | 4.1 | 8.7 | -1.7 | 9.4 | 3.3 | 8.3 | 4.4 | 13.9 | 3.3 | 4 | -1 | 20 | 10 | 18.9 | 6.7 | 8.3 | 7.2 | 13.3 | -2.2 | 4 | 2 | 20.6 | 18.3 | 13.3 | 8.3 | 11.7 | 2.8 | 12.4 | 7.1 | 18.9 | 15 | 16.7 | 2.8 | 18.3 | 15.6 | 24.4 | -6.7 | 22.2 | 17.8 | 22.2 | 20 | 18.3 | 8.3 | 12.2 | 3.3 | 12.2 | 7.2 | 1.7 | -7.2 | 8.3 | 5 | 13.3 | 7.8 | 8.3 | 2.8 | 17.6 | 0.7 | 11.9 | -3.8 | 2.6 | -2.9
3 | -2 | 6.7 | 1.1 | 10.2 | 7.3 | 12.1 | 8.8 | 7.4 | -6.3 | 15.7 | -4.7 | 10 | 8 | 10 | 3.3 | 15 | 13.3 | 11.1 | 9.4 | 10 | 8.3 | 6.1 | 3.9 | 9.4 | -1.1 | 8.7 | -2 | 21 | 19 | 20 | 18.9 | 24.4 | 15 | 17.8 | 15.6 | 15.6 | 10 | 20 | 13.9 | 22.2 | 17.8 | 8.9 | 4.7 | 5.6 | -6.7 | 1.1 | 0.6 | 12.8 | 7.2 | 4.4 | -1.7 | 18.9 | 4.4 | 16.7 | 10.6 | 18.9 | 17.2 | 3.9 | 2.8 | 9 | 3 | -1.7 | -10.6 | 2.8 | -1.7 | 13.3 | 0.6 | 10 | 5 | 7.2 | 1.7 | 5.6 | -1.1 | 1.7 | -6.1 | 15 | 7.8 | 9.4 | 2 | 7.6 | 4.6 | 21.1 | 18.3 | 6.7 | 2.8 | 9.4 | 4.4 | 16.1 | 11.7 | 15.6 | 11.7 | 21.1 | 15 | 5 | 1.7 | 15 | 0.6 | 16.5 | -6.4 | 4.4 | -1.7 | 21.7 | -0.6 | 15 | 1.7 | 4.4 | -5.6 | 8.3 | 3.9 | 7.2 | -1.7 | 8.3 | 3.3 | 7.8 | 3.9 | 13.3 | 3.7 | 4 | 0 | 18.3 | 10.6 | 15 | 7.8 | 7.8 | 7.2 | 10.6 | -1.1 | 4 | 2 | 20 | 18.3 | 11.7 | 8.9 | 10.2 | 2.8 | 9.4 | 6.7 | 18.9 | 15 | 14.4 | 3.9 | 17.2 | 15 | 23.3 | -7.2 | 21.7 | 18.3 | 21.7 | 20 | 17.8 | 7 | 14.4 | 1.1 | 10.6 | 6.1 | 1.7 | -5 | 8.3 | 4.4 | 12.8 | 7.8 | 7.8 | 3.3 | 15 | 0.6 | 9.8 | -2.5 | 2.4 | -4
2 | -1 | 6.7 | 1.1 | 9.2 | 6.7 | 11.3 | 8.6 | 6.7 | -7.2 | 14.4 | -7.2 | 10 | 8 | 9.1 | 2.7 | 14.4 | 12.8 | 10.9 | 9.2 | 10 | 8.3 | 6.3 | 3.9 | 8.9 | -1.7 | 8.3 | -2.8 | 21 | 19 | 18.9 | 17.8 | 24.4 | 15.6 | 18.2 | 15.5 | 15.6 | 10.6 | 18.9 | 13.3 | 22.2 | 17.8 | 7.8 | 4.2 | 5.6 | -8.9 | 1.1 | 0 | 11.1 | 7.2 | 3.3 | -1.7 | 18.9 | 5 | 15.6 | 10.6 | 18.3 | 17.2 | 3.9 | 1.7 | 8 | 2 | -2.8 | -10.3 | 1.7 | -1.7 | 11.7 | 2.2 | 8 | 3.5 | 7.6 | 2.1 | 5 | -0.6 | 0.6 | -6.1 | 13.3 | 7.2 | 8.9 | 2.2 | 7.4 | 4.5 | 20.6 | 18.9 | 6.7 | 2.8 | 8.3 | 3.9 | 16.1 | 11.7 | 15.4 | 10.6 | 20.6 | 13.9 | 4.4 | 2.2 | 13.3 | 0 | 15 | -7.2 | 3.5 | -1.6 | 19.4 | -0.6 | 13.9 | 2.2 | 3.1 | -4.7 | 8.1 | 4.1 | 6.5 | -1.2 | 8.3 | 3.3 | 7.2 | 3.9 | 12.8 | 3.7 | 4 | 0 | 17.2 | 10 | 14.4 | 8.3 | 7.8 | 6.7 | 11.7 | -2.2 | 4 | 3 | 19.4 | 17.8 | 10 | 8.3 | 8.7 | 2.7 | 8.9 | 6.4 | 20 | 15.6 | 11.7 | 4.4 | 16.7 | 15 | 21.1 | -3.3 | 21.7 | 18.9 | 21.1 | 20 | 17.2 | 5.5 | 15.6 | -1.1 | 10 | 5 | 0.6 | -5.6 | 8.3 | 3.9 | 10.6 | 7.2 | 7.8 | 4.4 | 15.2 | 2.4 | 7.8 | -2.2 | 2.2 | -6.1
2 | 0 | 7.2 | 1.1 | 8.3 | 6.1 | 10.6 | 8.3 | 6.1 | -7.3 | 12.7 | -5.1 | 9 | 8 | 8.1 | 1.9 | 13.9 | 12.2 | 10.8 | 8.8 | 9.4 | 7.8 | 6.3 | 3.9 | 5.6 | -1.1 | 7.9 | -2.4 | 20 | 18 | 17.2 | 17.2 | 24.4 | 15.6 | 18.5 | 15.2 | 15 | 11.1 | 18.3 | 13.3 | 21.7 | 17.8 | 6.7 | 3.9 | 5 | -7.2 | 1.7 | 0 | 13.3 | 5.6 | 2.2 | -2.2 | 18.9 | 5.4 | 16.1 | 10.6 | 18.3 | 17.2 | 3.9 | 2.2 | 8 | 2 | -3.9 | -10 | 0.5 | -2.1 | 8.9 | 5.6 | 5.9 | 1.6 | 7.9 | 2.4 | 5 | -1.1 | 0.6 | -6.1 | 11.1 | 7.2 | 8.3 | 2.2 | 7.2 | 4.4 | 19.4 | 18.3 | 6.3 | 2.8 | 7.8 | 4.4 | 15.6 | 12.2 | 15.2 | 9.2 | 20 | 13.3 | 3.3 | 1.7 | 11.7 | 0.6 | 13.7 | -5.8 | 2.6 | -2 | 19.4 | -0.6 | 10.6 | 3.3 | 1.9 | -4.5 | 8 | 4.2 | 5.7 | -1.5 | 8.3 | 3.9 | 7.2 | 3.3 | 12.2 | 3.9 | 3 | -1 | 13.9 | 9.4 | 13.9 | 9.4 | 7.2 | 6.7 | 11.7 | -0.6 | 4 | 2 | 18.9 | 17.2 | 10 | 8.3 | 7.2 | 2.2 | 8.3 | 6 | 17.8 | 16.1 | 11.1 | 4.4 | 16.1 | 15 | 21.1 | 2.8 | 20.6 | 18.3 | 21.1 | 20 | 16.7 | 3.9 | 13.9 | 2.8 | 8.9 | 4.4 | 0 | -5.6 | 7.8 | 4.4 | 10 | 7.2 | 8.9 | 6.1 | 15.4 | 3.9 | 7.8 | -2.5 | 1.8 | -5.4
2 | 0 | 7.8 | -0.6 | 7.6 | 5.8 | 10.4 | 8.5 | 5.6 | -8.7 | 11.1 | -4 | 9 | 8 | 7.2 | 1.1 | 13.3 | 10 | 10.6 | 8.3 | 8.9 | 7.8 | 6.6 | 3.9 | 5.6 | 0 | 7.6 | -2.4 | 20 | 19 | 17.2 | 17.2 | 24.4 | 15.6 | 18.9 | 15 | 17.2 | 12.2 | 17.8 | 13.3 | 21.7 | 17.8 | 6.7 | 3.7 | 5 | -5.6 | 1.7 | -1.1 | 13.3 | 5.6 | 3.3 | -1.7 | 18.9 | 5.6 | 15 | 10.6 | 17.8 | 17.2 | 3.9 | 2.2 | 8 | 2 | -5 | -9.7 | -0.6 | -2.8 | 9.4 | 5.6 | 3.9 | 0 | 8.3 | 2.8 | 2.2 | -1.7 | 1.1 | -6.7 | 11.1 | 6.7 | 7.8 | 0.7 | 7 | 4.2 | 20 | 18.3 | 6 | 3 | 8.3 | 4.4 | 15 | 11.1 | 15 | 7.8 | 18.9 | 13.3 | 2.2 | 1.7 | 9.4 | 0 | 12.4 | -5.8 | 1.7 | -2.8 | 18.3 | -0.6 | 8.9 | 2.8 | 0.6 | -5 | 7.8 | 4.4 | 5 | -1.7 | 7.8 | 3.9 | 6.7 | 2.8 | 12 | 4.3 | 2 | -1 | 13.3 | 9.4 | 10.6 | 8.9 | 6.7 | 6.1 | 10.6 | -1.1 | 3 | 1 | 18.9 | 18.3 | 8.9 | 7.8 | 7.2 | 2.7 | 7.8 | 5.6 | 16.7 | 15.6 | 12.8 | 3.3 | 16.1 | 15 | 20.6 | -5 | 21.1 | 17.8 | 21.1 | 19.4 | 15.9 | 3.7 | 12.2 | 3.3 | 8.9 | 3.3 | -1.1 | -5.6 | 7.2 | 4.4 | 8.9 | 7.2 | 8.9 | 6.7 | 15.6 | 5 | 7.8 | -3 | 1.5 | -5.6
1 | 0 | 7.8 | 0.6 | 6.8 | 5.5 | 10.2 | 8.8 | 5 | -11.1 | 9.4 | -4.4 | 9 | 8 | 6.3 | 1 | 13.3 | 10 | 9.7 | 8 | 8.9 | 7.8 | 6.9 | 3.9 | 6.1 | -1.1 | 7.2 | -2.8 | 19 | 18 | 16.1 | 16.1 | 23.9 | 15 | 18.5 | 15 | 17.8 | 12.8 | 17.2 | 13.3 | 21.1 | 17.8 | 6.7 | 3.5 | 3.3 | -5.6 | 1.1 | -1.7 | 12.8 | 6.1 | 3.3 | -2.2 | 17 | 6.2 | 13.9 | 10.6 | 16.7 | 16.7 | 3.9 | 2.2 | 7 | 2 | -5.6 | -9.4 | -0.2 | -2.3 | 7.2 | 5 | 2.8 | -0.6 | 7.9 | 2.6 | 0.6 | -1.7 | 0 | -7.2 | 11.7 | 5.6 | 7.2 | -0.9 | 6.9 | 3.9 | 20 | 18.3 | 5.6 | 2.8 | 7.2 | 3.9 | 14.4 | 11.1 | 14.4 | 7 | 18.9 | 13.3 | 1.7 | 1.7 | 6.7 | -1.1 | 11.1 | -6.1 | 1.7 | -2.3 | 17.8 | 0 | 7.8 | 2.8 | 0.4 | -4.3 | 7.6 | 4.6 | 6.1 | -1.6 | 7.8 | 3.9 | 6.1 | 1.1 | 11.9 | 4.4 | 3 | 0 | 12.8 | 9.4 | 10.6 | 9.4 | 6.7 | 6.1 | 11.1 | -1.1 | 3 | 2 | 17.2 | 16.7 | 8.3 | 7.2 | 7.2 | 3.1 | 7.4 | 5.6 | 16.7 | 15.6 | 11.7 | 3.9 | 15.6 | 14.4 | 20 | -4.4 | 20 | 16.7 | 20.6 | 19.4 | 15.2 | 3.7 | 11.1 | 3.9 | 8.3 | 2.8 | -2.2 | -6.1 | 7.2 | 4.4 | 9.4 | 7.2 | 8.9 | 7.2 | 15 | 5.3 | 7.8 | -4.4 | 1.1 | -6.7
1 | 0 | 7.2 | 1.1 | 6.1 | 5 | 10 | 8.9 | 4.1 | -10.6 | 9.4 | -4 | 9 | 8 | 5.3 | 0.6 | 12.8 | 8.9 | 8.7 | 7.7 | 8.9 | 7.8 | 7.1 | 3.9 | 4.4 | -1.1 | 6.8 | -2.6 | 19 | 18 | 16.1 | 16.1 | 23.9 | 15.6 | 18.2 | 14.9 | 17.8 | 13.3 | 16.1 | 13.3 | 19.4 | 17.2 | 6.7 | 3.3 | 2.8 | -5.6 | 1.1 | -2.8 | 11.7 | 6.1 | 2.2 | -2.2 | 15.2 | 6.3 | 13.9 | 11.1 | 17.2 | 16.7 | 3.9 | 2.8 | 7 | 2 | -6.1 | -9 | 0.2 | -2.1 | 6.1 | 4.4 | 1.7 | -1.2 | 7.6 | 2.5 | 0.6 | -2.2 | -0.6 | -7.2 | 9.4 | 5 | 6.7 | -2.8 | 6.7 | 3.3 | 20 | 18.3 | 4.7 | 2.2 | 12.2 | 3.9 | 13.3 | 10.6 | 13.9 | 6.5 | 17.8 | 12.2 | 1.1 | 1.1 | 5.6 | -4.4 | 10.5 | -6 | 1.7 | -2.3 | 17.2 | 0 | 7.2 | 2.8 | 0.2 | -4.1 | 7.4 | 4.9 | 7.2 | -1.5 | 8.3 | 4.4 | 5.6 | 0 | 11.7 | 4.4 | 2 | -2 | 11.1 | 7.8 | 10 | 9.4 | 6.7 | 6.1 | 8.9 | 1.7 | 4 | 3 | 18.9 | 17.2 | 8.3 | 7.2 | 7.2 | 3.3 | 7.1 | 5.8 | 17.8 | 16.1 | 15.6 | 1.7 | 14.4 | 13.9 | 18.3 | -4.4 | 19.4 | 16.7 | 20.6 | 19.4 | 14.4 | 3.3 | 10.6 | 4.4 | 6.7 | 2.8 | -2.8 | -6.7 | 7.2 | 5 | 8.9 | 7.8 | 8.9 | 7.2 | 14.5 | 5.1 | 7.4 | -3.9 | 0.4 | -5.5
0 | -1 | 7.2 | 0 | 7.6 | 5.6 | 9.6 | 8.7 | 3.1 | -11.4 | 9.4 | -4.3 | 9 | 7 | 4.4 | 0.6 | 13.3 | 9.4 | 7.8 | 7.2 | 8.9 | 5.6 | 7.3 | 3.9 | 5 | -1.1 | 6.5 | -2.8 | 20 | 19 | 15 | 15 | 23.9 | 16.1 | 17.8 | 15 | 17.8 | 13.9 | 17.2 | 13.9 | 19.4 | 17.2 | 6.1 | 3.1 | 1.7 | -5.6 | 1.1 | -2.8 | 11.1 | 5.6 | 2.2 | -1.7 | 13.3 | 6.1 | 13.3 | 11.7 | 16.7 | 16.7 | 3.9 | 2.2 | 7 | 3 | -6.7 | -8.7 | 0.6 | -2.2 | 6.1 | 5 | 0.6 | -2.2 | 7.2 | 2.2 | 0 | -2.2 | 0 | -6.7 | 7.8 | 5.6 | 6.1 | -2.4 | 6.5 | 3.5 | 20 | 17.8 | 3.7 | 1.2 | 12.2 | 3.9 | 12.8 | 11.1 | 13.3 | 5.6 | 13.9 | 10.6 | 1.1 | 0.6 | 5 | -6.1 | 10 | -6 | 1.7 | -2.8 | 15.6 | 0 | 6.7 | 2.2 | 0 | -4.4 | 7.2 | 5 | 8.3 | -2.2 | 9.4 | 3.9 | 5.6 | 0 | 10.8 | 5.2 | 2 | 0 | 10 | 7.2 | 10 | 8.9 | 6.1 | 6.1 | 10.6 | 0 | 4 | 3 | 18.3 | 17.2 | 7.8 | 7.2 | 7 | 3.3 | 6.7 | 5.6 | 17.8 | 16.1 | 15.6 | 1.7 | 15 | 14.4 | 17.8 | -4.4 | 19.4 | 16.7 | 20 | 18.9 | 13.7 | 2.9 | 8.9 | 4.4 | 6.7 | 2.8 | -2.8 | -6.1 | 7.2 | 5 | 8.9 | 7.8 | 9.4 | 7.2 | 13.9 | 5 | 7.1 | -3.8 | -0.4 | -5.5
0 | -1 | 7.8 | 0 | 9.1 | 5.9 | 9.3 | 8.6 | 2.2 | -13.9 | 9.4 | -5.6 | 8 | 6 | 4.8 | 0.7 | 12.2 | 9.4 | 8.5 | 7.6 | 8.9 | 6.7 | 7.6 | 3.9 | 4.4 | -1.7 | 6.1 | -3.3 | 19 | 18 | 13.9 | 13.9 | 23.3 | 16.1 | 18.2 | 15.5 | 17.8 | 13.9 | 17.2 | 13.9 | 21.1 | 17.8 | 5.6 | 3.1 | 2.8 | -5 | 1.1 | -4.4 | 11.7 | 4.4 | 1.7 | -1.7 | 12 | 5.2 | 13.9 | 12.8 | 16.7 | 16.1 | 3.9 | 1.7 | 6 | 4 | -4.8 | -8.4 | 2.4 | -1.2 | 6.1 | 5 | 0.8 | -1.8 | 7.6 | 2.5 | -0.6 | -2.2 | -0.6 | -7.2 | 8.9 | 5.6 | 5.6 | -2.2 | 6.3 | 3.5 | 20 | 17.8 | 2.8 | 0.6 | 7.8 | 4.4 | 12.8 | 11.1 | 13.3 | 5.2 | 12.8 | 8.3 | 1.7 | 1.1 | 3.9 | -6.1 | 9.4 | -7.2 | 2.1 | -2.1 | 15.6 | 0.6 | 5.6 | 2.2 | 0.7 | -3.3 | 7.4 | 5.2 | 9.4 | -1.4 | 9.4 | 3.9 | 5.6 | 0 | 9.8 | 5.4 | 3 | 0 | 10 | 7.8 | 8.9 | 7.8 | 6.1 | 6.1 | 10.6 | -0.6 | 4 | 3 | 16.1 | 15.6 | 7.2 | 6.7 | 6.9 | 3 | 6.7 | 5.8 | 17.2 | 15.6 | 14.4 | 2.2 | 13.9 | 13.3 | 16.1 | -4.4 | 18.9 | 16.7 | 18.9 | 18.3 | 12.9 | 2.2 | 8.9 | 5 | 6.1 | 2.8 | -3.3 | -6.7 | 7.2 | 5 | 8.9 | 7.8 | 9.4 | 7.8 | 14.6 | 5.7 | 6.7 | -4.4 | -1.1 | -6.1
0 | -1 | 7.2 | 0.6 | 10.6 | 6.1 | 8.9 | 8.3 | 3.9 | -12 | 10.7 | -4.3 | 8 | 6 | 5.2 | 0.9 | 12.8 | 10 | 9.3 | 7.9 | 8.3 | 6.7 | 8 | 3.9 | 5 | -0.6 | 7.6 | -2.6 | 19 | 18 | 14.4 | 14.4 | 23.3 | 15.6 | 18.5 | 16.1 | 16.7 | 13.9 | 16.7 | 13.9 | 21.1 | 17.8 | 5 | 2.8 | 3.3 | -5.6 | 0.6 | -5 | 10 | 5 | 1.7 | -1.7 | 10.7 | 4.4 | 14.4 | 13.3 | 16.7 | 16.7 | 4.4 | 1.7 | 7 | 4 | -3 | -8.1 | 4.3 | -0.8 | 6.1 | 5.6 | 0.9 | -1.9 | 7.9 | 2.6 | 0 | -2.2 | 0 | -6.7 | 8.3 | 5 | 5 | -2.8 | 6.1 | 3.3 | 19.4 | 17.2 | 3.5 | 1 | 8.3 | 5 | 12.8 | 11.7 | 13.3 | 5 | 11.7 | 7.2 | 2.2 | 1.7 | 3.3 | -5.6 | 11.5 | -5.6 | 2.4 | -2 | 16.1 | 1.1 | 5.6 | 2.2 | 1.5 | -2.6 | 7.6 | 5.4 | 10.6 | -1.3 | 10.6 | 5 | 5 | -1.7 | 8.9 | 5.6 | 2 | 0 | 10.6 | 7.8 | 8.3 | 7.2 | 6.1 | 6.1 | 10.6 | 0 | 4 | 3 | 17.2 | 17.2 | 6.1 | 5.6 | 6.7 | 2.8 | 6.7 | 6 | 17.2 | 16.1 | 18.3 | 0 | 15.6 | 14.4 | 13.9 | -4.4 | 18.9 | 16.7 | 18.3 | 17.8 | 12.2 | 1.7 | 8.9 | 4.4 | 5.6 | 2.8 | -2.2 | -6.1 | 7.8 | 5 | 9.4 | 7.8 | 10.6 | 8.3 | 15.4 | 6.2 | 11.1 | -2.4 | 0.7 | -5.1
1 | -1 | 6.1 | 1.7 | 12.6 | 7.7 | 11.5 | 9.8 | 5.5 | -12 | 12 | -4.1 | 9 | 6 | 5.6 | 1.1 | 13.3 | 9.4 | 10 | 8.3 | 10.6 | 8.3 | 10 | 3.9 | 6.1 | -0.6 | 9.1 | -2.5 | 21 | 20 | 14.4 | 14.4 | 23.9 | 15 | 18.9 | 16.7 | 17.2 | 13.9 | 16.7 | 15 | 21.1 | 18.9 | 8.1 | 3.8 | 3.3 | -5 | 1.1 | -5 | 12.8 | 6.7 | 2.2 | -1.7 | 9.4 | 3.3 | 17.2 | 14.4 | 18.3 | 17.8 | 5.6 | 2.2 | 6 | 5 | -1.1 | -7.8 | 6.1 | -0.6 | 6.7 | 6.1 | 1.1 | -2.2 | 8.3 | 2.8 | 3.3 | -2.8 | 1.7 | -6.1 | 10 | 7.2 | 6.9 | -1.5 | 8.1 | 3.6 | 21.1 | 18.3 | 4.3 | 1.7 | 9.4 | 6.1 | 13.9 | 11.1 | 13.3 | 4.4 | 11.1 | 5.6 | 4.4 | 2.8 | 3.9 | -5.6 | 13.5 | -4.5 | 2.8 | -2.2 | 21.1 | 1.7 | 10 | 3.9 | 2.2 | -2.2 | 7.8 | 5.6 | 11.7 | -1.1 | 10.6 | 6.1 | 5.6 | -1.1 | 11.5 | 6.7 | 4 | 1 | 12.2 | 9.4 | 10.6 | 8.9 | 6.1 | 6.1 | 10.6 | 1.1 | 4 | 3 | 18.3 | 17.8 | 8.9 | 7.8 | 7.8 | 3.3 | 6.7 | 6.1 | 18.3 | 16.1 | 15.6 | 1.7 | 17.8 | 16.1 | 17.2 | -4.4 | 19.4 | 16.7 | 19.4 | 18.9 | 12.4 | 1.7 | 9.4 | 5.6 | 7.2 | 2.8 | 0.6 | -4.4 | 8.3 | 5 | 10.6 | 8.3 | 13.9 | 11.7 | 16.1 | 6.7 | 15.6 | -1.3 | 2.6 | -4.7
2 | 0 | 6.7 | 1.1 | 14.7 | 9.1 | 14.1 | 11.1 | 7.2 | -13.9 | 13.3 | -4.4 | 10 | 7 | 7.4 | 1.9 | 14.4 | 10 | 12.8 | 9.5 | 12.2 | 8.9 | 13.7 | 4.6 | 7.8 | -0.6 | 10.6 | -2.8 | 22 | 21 | 18.3 | 17.2 | 24.4 | 14.4 | 20.7 | 17.3 | 18.9 | 13.9 | 18.3 | 14.4 | 22.2 | 18.9 | 11.3 | 4.5 | 7.2 | -4.4 | 2.8 | -3.9 | 15 | 7.8 | 5 | -1.7 | 10.5 | 3.1 | 20.6 | 14.4 | 20.6 | 18.9 | 5.6 | 1.7 | 8 | 4 | 0.7 | -6.7 | 9.6 | -0.5 | 7.2 | 6.1 | 2 | -1.6 | 9.2 | 3.6 | 6.1 | -0.6 | 3.3 | -5 | 13.9 | 8.3 | 8.7 | -1.2 | 10.2 | 3.5 | 22.2 | 18.9 | 5 | 2.2 | 11.1 | 6.1 | 11.7 | 9.4 | 14.6 | 5.2 | 10.6 | 6.1 | 6.1 | 3.3 | 5.6 | -5.6 | 15.6 | -4.4 | 3.5 | -2 | 24.4 | 1.7 | 13.9 | 3.9 | 4.4 | -2.8 | 9.1 | 5.7 | 15 | 0.4 | 10.6 | 6.7 | 6.1 | -0.6 | 14.1 | 7.4 | 5 | 1 | 15.6 | 10 | 13.3 | 10 | 6.1 | 6.1 | 10.6 | 1.7 | 6 | 4 | 21.1 | 18.9 | 13.3 | 10 | 8.9 | 3.5 | 9.7 | 7.7 | 19.4 | 16.7 | 16.7 | 3.9 | 20.6 | 17.8 | 20 | -4.4 | 20 | 16.7 | 21.7 | 20.6 | 12.6 | 1.9 | 11.7 | 3.3 | 9.4 | 2.2 | 6.1 | -3.3 | 8.9 | 6.1 | 11.7 | 8.3 | 17.2 | 12.8 | 18.5 | 7.6 | 20 | -1.1 | 4.4 | -5.6
5 | 1 | 7.2 | 1.1 | 16.7 | 10.6 | 16.7 | 12.2 | 8.5 | -10.7 | 15.9 | -3.6 | 10 | 7 | 9.3 | 2.8 | 16.1 | 7.8 | 15.5 | 10.5 | 13.9 | 10 | 17.4 | 4 | 11.7 | -0.6 | 13 | -2.2 | 22 | 21 | 21.7 | 17.2 | 25.6 | 13.9 | 22.6 | 18 | 20 | 12.8 | 20 | 15.6 | 22.8 | 19.4 | 14.4 | 4.4 | 9.4 | -4.4 | 4.4 | -3.3 | 16.7 | 8.9 | 7.8 | -1.1 | 11.7 | 2.4 | 22.2 | 12.8 | 22.2 | 18.3 | 6.1 | 2.8 | 9 | 6 | 2.6 | -6.5 | 13.2 | -1.7 | 8.3 | 6.7 | 3 | -1.2 | 10.2 | 4.8 | 8.9 | 0.6 | 5 | -4.4 | 16.7 | 7.8 | 10.6 | -1.1 | 12.2 | 2.8 | 23.9 | 18.3 | 7.2 | 2.5 | 13.9 | 6.7 | 11.1 | 8.9 | 15.9 | 5.5 | 9.4 | 6.7 | 6.1 | 3.9 | 7.2 | -6.7 | 18.2 | -4 | 4.3 | -2.1 | 26.7 | 2.2 | 17.2 | 5 | 6.7 | -4.4 | 10.4 | 5.8 | 18.4 | 2.3 | 14.4 | 6.1 | 7.2 | 0 | 16.7 | 7.8 | 7 | 1 | 19.4 | 11.1 | 16.7 | 11.7 | 7.2 | 6.7 | 12.2 | 2.2 | 8 | 6 | 23.9 | 16.1 | 20 | 8.3 | 10 | 3.9 | 12.6 | 8.9 | 18.9 | 16.7 | 15.6 | 6.1 | 23.9 | 17.8 | 22.8 | -4.4 | 21.1 | 17.2 | 24.4 | 20 | 12.8 | 1.7 | 13.3 | 2.2 | 10.6 | 0.6 | 10.6 | -5.6 | 10 | 5.6 | 13.9 | 8.9 | 18.3 | 12.8 | 20.9 | 7.9 | 21.1 | -1.3 | 6.3 | -3.9
7 | -1 | 7.8 | 1.7 | 18.9 | 9.7 | 19.1 | 13.1 | 9.8 | -8.7 | 18.5 | -4.3 | 11 | 7 | 11.1 | 3.3 | 15 | 8.9 | 18.3 | 11.1 | 13.9 | 10 | 21.1 | 2.2 | 11.7 | -0.6 | 15.4 | -1.8 | 29 | 21 | 25 | 16.7 | 26.7 | 13.9 | 24.4 | 18.3 | 21.1 | 11.7 | 22.2 | 16.1 | 26.1 | 18.9 | 15.5 | 4.3 | 12.2 | -3.9 | 6.7 | -2.8 | 18.9 | 9.4 | 8.9 | -2.2 | 12.8 | 1.7 | 23.3 | 11.7 | 24.4 | 18.3 | 6.1 | 2.8 | 11 | 4 | 4.4 | -7.8 | 16.7 | -6.1 | 10 | 6.1 | 3.9 | -1.1 | 11.1 | 5.6 | 12.8 | 1.1 | 6.1 | -3.9 | 18.3 | 7.2 | 12.6 | -0.3 | 13.7 | 3.2 | 25.6 | 18.9 | 9.5 | 2.8 | 15.6 | 6.7 | 11.7 | 8.3 | 17.2 | 6.1 | 9.4 | 6.7 | 8.3 | 3.9 | 8.9 | -6.7 | 20.7 | -3.9 | 5 | -2.8 | 28.3 | 2.2 | 20.6 | 3.9 | 8.9 | -8.3 | 11.7 | 5.6 | 21.7 | 3.3 | 17.2 | 5.6 | 8.3 | 0 | 18.4 | 8.1 | 9 | 2 | 21.1 | 10.6 | 18.3 | 12.2 | 7.8 | 7.2 | 13.3 | 2.2 | 8 | 4 | 20.6 | 16.7 | 22.2 | 8.3 | 10.4 | 4.3 | 15.6 | 10 | 19.4 | 17.2 | 18.9 | 5.6 | 25.6 | 17.2 | 20 | -4.4 | 22.2 | 17.8 | 25.6 | 18.9 | 14.8 | 2.7 | 13.9 | 1.1 | 12.8 | -2.8 | 13.9 | -5.6 | 11.1 | 6.1 | 16.7 | 10 | 18.9 | 11.7 | 23.3 | 8.3 | 22.2 | -1.6 | 8.1 | -3.6
8 | -1 | 8.3 | 1.1 | 21.1 | 8.4 | 21.5 | 13.4 | 11.1 | -8.3 | 21.1 | -5.6 | 12 | 7 | 12.8 | 2.6 | 15 | 8.9 | 19.8 | 11.3 | 13.9 | 10 | 21.7 | 1.9 | 13.9 | -1.7 | 17.8 | -2.8 | 26 | 21 | 27.2 | 13.9 | 27.2 | 14.4 | 25.7 | 18.2 | 22.8 | 12.2 | 23.3 | 15.6 | 28.3 | 18.3 | 16.7 | 4.4 | 13.9 | -4.4 | 6.7 | -3.3 | 20 | 10 | 11.7 | -1.1 | 14.1 | 2.7 | 23.9 | 11.1 | 26.1 | 16.7 | 6.7 | 1.7 | 11 | 3 | 5.3 | -7.3 | 16.9 | -1.9 | 12.2 | 5 | 5.4 | -0.9 | 11.8 | 6.5 | 12.8 | 1.1 | 7.8 | -3.3 | 18.3 | 7.2 | 14.7 | -0.2 | 15.2 | 3 | 26.1 | 18.9 | 11.7 | 2.2 | 17.8 | 6.7 | 13.9 | 5.6 | 17.4 | 5.4 | 8.9 | 6.7 | 9.4 | 3.9 | 11.1 | -6.7 | 23.3 | -6.1 | 4.6 | -1.8 | 30 | 1.7 | 23.3 | 5.6 | 10.7 | -6.3 | 12.8 | 5.7 | 23.5 | 4 | 18.3 | 7.2 | 10 | 0 | 20 | 8.1 | 11 | 3 | 23.9 | 11.1 | 20 | 12.8 | 8.3 | 8.3 | 12.8 | 2.8 | 8 | 4 | 19.4 | 15.6 | 24.4 | 7.8 | 10.7 | 4.6 | 17.3 | 10.2 | 20.6 | 16.7 | 22.2 | 5 | 26.7 | 17.2 | 20 | -4.4 | 25 | 18.3 | 27.2 | 17.8 | 16.9 | 3.2 | 15 | 1.1 | 14.4 | -3.9 | 15 | -7.2 | 11.1 | 6.1 | 17.8 | 9.4 | 21.1 | 12.2 | 24.2 | 7.4 | 23.3 | -2.2 | 10 | -3.3
8 | -1 | 8.3 | 2.2 | 23.3 | 5.6 | 23.9 | 13.9 | 11.7 | -7.3 | 23 | -4.4 | 12 | 6 | 14.4 | 1 | 14.4 | 7.8 | 21.3 | 11.4 | 15 | 10 | 22.2 | 0.7 | 15.6 | -6.7 | 18.5 | -2.7 | 24 | 21 | 28.3 | 12.8 | 27.2 | 15.6 | 27 | 17.8 | 23.9 | 12.2 | 25.6 | 15.6 | 28.3 | 18.9 | 17.8 | 3.9 | 14.4 | -5.6 | 8.3 | -1.1 | 21.1 | 11.1 | 13.3 | -1.7 | 15.4 | 3.2 | 25.6 | 11.7 | 27.2 | 19.4 | 6.7 | 0.6 | 13 | 3 | 6.3 | -7.5 | 17 | 1 | 12.8 | 4.4 | 6.8 | -1.4 | 12.6 | 7.5 | 13.9 | 0.6 | 8.9 | -2.8 | 19.4 | 10 | 16.7 | 0 | 16.7 | 2.8 | 27.8 | 18.3 | 12.1 | 2.3 | 18.9 | 7.2 | 15.6 | 4.4 | 17.6 | 4.9 | 9.4 | 7.2 | 10.6 | 3.9 | 13.3 | -6.7 | 24.6 | -5.9 | 4.3 | -1.3 | 31.7 | 1.7 | 25 | 3.9 | 12.6 | -5.7 | 13.9 | 5.6 | 25.4 | 5.1 | 20 | 8.9 | 10.6 | 0.6 | 21.7 | 7.8 | 13 | 4 | 26.7 | 12.2 | 22.2 | 13.9 | 8.9 | 8.3 | 12.8 | 2.8 | 9 | 4 | 18.3 | 13.9 | 26.1 | 7.2 | 11.1 | 5 | 18.9 | 10.5 | 18.9 | 17.2 | 23.9 | 5 | 26.7 | 18.3 | 21.1 | 6.1 | 26.1 | 18.3 | 27.8 | 17.8 | 18.9 | 3.9 | 15 | 0.6 | 15 | -3.3 | 16.1 | -7.8 | 12.2 | 6.1 | 19.4 | 8.9 | 23.3 | 10 | 25.2 | 6.9 | 23.3 | -3.5 | 11.1 | -2.7
8 | 0 | 9.4 | 1.7 | 23.9 | 5.3 | 24.8 | 13.7 | 12.2 | -7.4 | 24.8 | -3.2 | 13 | 7 | 16.1 | -1.1 | 15.6 | 6.1 | 22.8 | 11.1 | 15 | 10 | 22.8 | 0 | 12.2 | 0 | 19.3 | -2.6 | 24 | 19 | 26.7 | 16.1 | 25.6 | 16.1 | 28.3 | 17.2 | 23.9 | 13.3 | 25.6 | 15.6 | 25.6 | 18.9 | 18.3 | 4.5 | 15.6 | -5.6 | 8.3 | -0.6 | 20.6 | 11.1 | 13.9 | -0.6 | 16.7 | 3.9 | 26.7 | 10.6 | 28.3 | 18.9 | 7.2 | -1.7 | 13 | 2 | 7.2 | -9.4 | 17.2 | 3.3 | 13.3 | 2.8 | 8.3 | -2.2 | 13.3 | 8.3 | 15 | 0.6 | 10.6 | -2.8 | 19.4 | 7.2 | 17.6 | 0.3 | 17.6 | 2.8 | 28.9 | 18.3 | 12.4 | 2 | 20.6 | 6.7 | 17.2 | 2.8 | 17.8 | 3.9 | 8.9 | 6.7 | 12.2 | 4.4 | 15 | -7.2 | 25.9 | -8.3 | 3.9 | -1.1 | 32.2 | 1.7 | 26.7 | 1.7 | 14.4 | -5.6 | 15 | 5.6 | 27.2 | 5.6 | 18.9 | 8.3 | 8.3 | 4.4 | 22.2 | 8 | 14 | 4 | 28.3 | 11.7 | 22.8 | 15 | 9.4 | 8.3 | 13.3 | 2.8 | 9 | 6 | 18.3 | 13.9 | 26.1 | 6.7 | 11.7 | 4.9 | 20.6 | 10.6 | 21.1 | 16.7 | 25 | 0 | 26.1 | 17.2 | 24.4 | 5 | 26.7 | 18.9 | 28.3 | 18.3 | 20.4 | 4.5 | 16.1 | 2.2 | 15.6 | -2.2 | 17.2 | -7.8 | 13.3 | 6.7 | 21.1 | 7.2 | 23.9 | 7.2 | 26.1 | 5.6 | 23.3 | -5 | 12.2 | -2.1
8 | -2 | 10 | 2.8 | 24.4 | 5.3 | 25.8 | 14 | 12.8 | -8.3 | 26.7 | -2.8 | 13 | 7 | 16.5 | -1 | 15 | 7.2 | 23.3 | 11.1 | 15 | 10 | 21.5 | 4.6 | 11.7 | 0 | 20 | -3.9 | 23 | 21 | 26.1 | 14.4 | 27.2 | 16.1 | 28.3 | 16.6 | 25 | 12.2 | 26.1 | 16.1 | 25 | 20 | 18.9 | 5 | 15.6 | -5 | 9.4 | -0.6 | 20.6 | 11.7 | 15 | 0 | 17.2 | 3.5 | 26.7 | 11.7 | 27.8 | 16.7 | 7.2 | -2.2 | 13 | 1 | 7.4 | -8 | 17.6 | 2.8 | 14.4 | 2.2 | 8.5 | -1.2 | 13.1 | 9 | 15.6 | 1.7 | 10.6 | -2.8 | 20 | 7.8 | 18.5 | 1.1 | 18.5 | 1.9 | 29.4 | 17.8 | 12.8 | 1.7 | 22.2 | 3.9 | 18.3 | 2.8 | 17.2 | 4.5 | 8.9 | 6.7 | 13.3 | 3.9 | 16.1 | -5.6 | 27.2 | -12.2 | 2.6 | -0.9 | 32.2 | 2.2 | 27.8 | 1.1 | 14.6 | -3.7 | 14.1 | 5.7 | 27 | 5.9 | 18.3 | 9.4 | 8.9 | 5.6 | 22.8 | 7.8 | 16 | 4 | 30 | 10.6 | 23.3 | 15 | 10 | 8.9 | 13.3 | 2.8 | 9 | 6 | 17.8 | 13.3 | 26.7 | 6.1 | 12.2 | 4.7 | 21.9 | 9.5 | 20.6 | 17.8 | 25 | 0 | 26.1 | 17.8 | 25 | 4.4 | 27.2 | 19.4 | 28.3 | 18.3 | 21.8 | 4.8 | 16.7 | 2.8 | 16.7 | -3.9 | 17.8 | -6.7 | 13.9 | 7.2 | 21.7 | 6.1 | 23.3 | 6.1 | 26.3 | 5.3 | 23.3 | -7.8 | 13.3 | -2.2
8 | -2 | 10 | 2.2 | 25 | 4.4 | 26.7 | 13.9 | 12.6 | -7.1 | 26.5 | -2.8 | 13 | 4 | 16.8 | -0.8 | 15.6 | 7.2 | 23.9 | 10.9 | 14.4 | 10 | 20.2 | 7.3 | 11.7 | -1.7 | 20.7 | -4.6 | 22 | 21 | 25.6 | 13.3 | 26.7 | 15.6 | 28.3 | 15.6 | 25.6 | 11.7 | 26.1 | 15 | 26.1 | 19.4 | 19.4 | 5.6 | 15.6 | -6.1 | 10.6 | -1.1 | 21.1 | 12.8 | 16.7 | 0.6 | 17.8 | 2.5 | 26.1 | 12.8 | 28.3 | 13.9 | 7.2 | -0.6 | 12 | 0 | 7.6 | -7.9 | 17.9 | 2.2 | 15.6 | 1.1 | 8.7 | -0.5 | 13 | 9.5 | 16.1 | 1.7 | 11.1 | -2.8 | 20 | 7.2 | 19.4 | 1.1 | 19.4 | 1.1 | 30 | 17.2 | 12.2 | 2.6 | 21.7 | 4.4 | 19.4 | 4.4 | 16.7 | 4.7 | 10.6 | 7.2 | 15 | 3.9 | 17.8 | -3.3 | 27.6 | -11.8 | 1.3 | -0.8 | 33.3 | 2.8 | 27.2 | -1.1 | 14.8 | -3.1 | 13.1 | 5.5 | 26.9 | 6.4 | 17.2 | 8.9 | 8.9 | 6.7 | 23.3 | 7.8 | 17 | 2 | 31.1 | 10.6 | 23.3 | 15 | 10.6 | 8.9 | 12.8 | 2.8 | 8 | 6 | 16.7 | 12.8 | 24.4 | 4.4 | 12.8 | 4.4 | 23.1 | 8.1 | 20.6 | 17.8 | 27.2 | -0.6 | 25 | 17.8 | 26.1 | 3.3 | 27.8 | 19.4 | 28.9 | 18.3 | 23.3 | 5.6 | 17.2 | 2.2 | 17.2 | -3.3 | 18.3 | -7.8 | 13.3 | 7.2 | 22.8 | 6.7 | 22.8 | 6.7 | 26.5 | 5.5 | 23.7 | -5.6 | 12.8 | -1.7
8 | -2 | 11.1 | 2.2 | 23.9 | 5.8 | 26.3 | 13.8 | 12.4 | -6.7 | 26.3 | -2.1 | 13 | 6 | 17.2 | -1.1 | 15 | 6.7 | 24.4 | 10.6 | 13.3 | 9.4 | 18.9 | 9.4 | 10 | -2.8 | 21.5 | -5.5 | 22 | 20 | 25.6 | 13.9 | 26.1 | 15 | 28.3 | 15 | 25 | 11.1 | 26.1 | 15 | 24.4 | 20 | 18.9 | 5.7 | 16.7 | -6.7 | 8.9 | -1.1 | 21.7 | 13.3 | 16.1 | 1.1 | 18.3 | 1.7 | 26.1 | 12.2 | 27.8 | 14.4 | 7.2 | -2.2 | 12 | 1 | 7.8 | -8.9 | 18.3 | 1.1 | 13.3 | 3.3 | 8.9 | 0 | 12.8 | 10 | 16.7 | 1.1 | 10.6 | -2.8 | 20.6 | 6.7 | 19 | 1.5 | 19.2 | 0.7 | 24.4 | 18.9 | 11.7 | 3.2 | 22.2 | 4.4 | 18.9 | 4.4 | 16.1 | 5 | 10 | 6.1 | 14.4 | 3.9 | 16.7 | -4.4 | 27.9 | -13.6 | 0 | -1.1 | 33.3 | 2.2 | 26.7 | 0.6 | 15 | -2.2 | 12.2 | 5.6 | 26.7 | 6.7 | 17.2 | 6.1 | 10 | 8.3 | 22.6 | 8 | 16 | 3 | 30.6 | 10 | 21.7 | 13.3 | 10.6 | 8.9 | 13.9 | 3.9 | 8 | 6 | 15.6 | 12.2 | 26.1 | 7.2 | 12.6 | 4.1 | 24.4 | 6.1 | 21.1 | 17.2 | 27.8 | -3.3 | 25.6 | 18.3 | 26.7 | 2.8 | 27.2 | 18.9 | 27.8 | 17.8 | 22.2 | 7.2 | 18.3 | 2.8 | 16.1 | -3.9 | 18.3 | -8.3 | 13.3 | 7.2 | 22.2 | 6.1 | 21.1 | 6.7 | 26.7 | 5 | 24 | -4.5 | 12.2 | -1.5
8 | -2 | 11.1 | 1.7 | 22.8 | 6.2 | 26 | 14.2 | 12.2 | -7.2 | 26.1 | -2.8 | 13 | 7 | 15.9 | -1.1 | 14.4 | 6.7 | 22.2 | 11.6 | 12.2 | 8.9 | 16.3 | 9.3 | 8.3 | -1.7 | 22.2 | -8.9 | 22 | 20 | 25.6 | 14.4 | 25.6 | 15 | 27.4 | 15.8 | 24.4 | 9.4 | 25 | 15.6 | 22.8 | 19.4 | 18.3 | 5.9 | 16.1 | -7.2 | 7.8 | -3.9 | 20 | 11.1 | 15 | 1.7 | 17.8 | 1.3 | 25 | 11.1 | 25.6 | 16.7 | 7.2 | -2.2 | 12 | 1 | 6.9 | -6.3 | 15.7 | 2.8 | 13.9 | 0.6 | 8 | 0 | 12.1 | 10 | 16.7 | 1.7 | 11.1 | -2.8 | 20 | 8.3 | 18.7 | 1.2 | 19.1 | 0.6 | 22.8 | 18.3 | 11.1 | 3.9 | 21.1 | 5 | 20 | 3.3 | 14.4 | 7.2 | 10 | 5 | 14.4 | 3.9 | 17.2 | -3.3 | 28.3 | -16.7 | 0.2 | -0.8 | 33.3 | 2.2 | 25.6 | -0.6 | 14.1 | -2.4 | 11.7 | 6 | 24.8 | 7.5 | 17.8 | 6.1 | 11.1 | 9.4 | 21.8 | 7.6 | 12 | 9 | 30 | 8.9 | 19.4 | 12.2 | 11.1 | 8.3 | 13.9 | 4.4 | 8 | 6 | 16.1 | 12.2 | 23.9 | 7.8 | 12.4 | 3.4 | 23.7 | 6.1 | 21.1 | 17.2 | 27.2 | -3.3 | 25 | 18.9 | 26.7 | 2.2 | 27.8 | 19.4 | 27.2 | 17.8 | 21.1 | 8.7 | 18.3 | 1.7 | 15.6 | -4.4 | 17.2 | -8.3 | 12.8 | 7.2 | 22.2 | 7.2 | 20 | 6.1 | 25.8 | 5.4 | 24.4 | -3.9 | 11.7 | -1.7
8 | -1 | 11.1 | 2.2 | 21.7 | 6.7 | 25.6 | 13.9 | 9.8 | -5.1 | 24.3 | -3.5 | 13 | 7 | 14.6 | -0.9 | 13.3 | 7.2 | 20 | 12.3 | 11.1 | 8.3 | 13.7 | 8.6 | 7.8 | -4.4 | 19.8 | -7.5 | 21 | 19 | 25 | 16.1 | 25.6 | 15 | 26.5 | 16.2 | 22.8 | 9.4 | 24.4 | 16.1 | 22.2 | 17.8 | 17.8 | 6.1 | 14.4 | -5.6 | 6.1 | -6.7 | 18.3 | 10 | 15.6 | 1.7 | 17.2 | 1.2 | 23.9 | 10 | 23.9 | 18.9 | 6.1 | -1.1 | 11 | 0 | 5.9 | -5.1 | 13.2 | 3.3 | 11.7 | 0 | 7 | -0.2 | 11.3 | 10.1 | 15.6 | 1.1 | 10.6 | -3.3 | 18.9 | 7.8 | 18.3 | 1.1 | 18.9 | 0 | 23.3 | 18.3 | 10.4 | 3.9 | 20 | 6.7 | 17.2 | 4.4 | 12.8 | 8.7 | 10 | 6.1 | 14.4 | 3.9 | 16.7 | -2.2 | 25.5 | -13.1 | 0.4 | -0.7 | 31.7 | 1.1 | 23.9 | -0.6 | 13.1 | -2.5 | 11.1 | 6.5 | 23 | 8.3 | 16.7 | 3.3 | 11.7 | 10 | 21.1 | 7.8 | 11 | 9 | 27.8 | 12.2 | 16.7 | 10.6 | 10.6 | 8.3 | 13.3 | 3.3 | 8 | 7 | 15.6 | 12.2 | 24.4 | 7.2 | 12.2 | 2.8 | 22.9 | 5.4 | 20.6 | 16.7 | 27.2 | -2.2 | 23.9 | 18.3 | 24.4 | 1.1 | 26.7 | 20 | 26.7 | 18.3 | 20 | 10 | 16.1 | 3.9 | 15 | -3.9 | 16.1 | -10 | 12.2 | 7.8 | 21.1 | 8.3 | 17.2 | 6.7 | 24.8 | 6.1 | 20.9 | -2 | 10.6 | -2.4
7 | -2 | 10 | 2.2 | 20.2 | 7.3 | 24.1 | 14.5 | 7.4 | -4.4 | 22.4 | -4.1 | 12 | 8 | 13.3 | -1.7 | 12.2 | 7.8 | 17.8 | 12.2 | 10 | 8.3 | 11.1 | 7.8 | 7.2 | -3.3 | 17.4 | -7 | 21 | 19 | 23.3 | 16.7 | 24.4 | 16.7 | 25.6 | 16.7 | 19.4 | 10.6 | 20 | 15.6 | 21.1 | 20 | 17.2 | 6.1 | 14.4 | -6.1 | 3.9 | -9.4 | 17.8 | 9.4 | 13.3 | 1.7 | 16.7 | 0.6 | 20.6 | 12.2 | 22.2 | 18.9 | 6.1 | -1.7 | 8 | -1 | 5 | -5 | 10.6 | 3.3 | 10 | -2.8 | 6.1 | -0.6 | 10.6 | 10 | 13.3 | 1.1 | 10 | -2.8 | 18.3 | 7.8 | 17.4 | 2.2 | 16.5 | 2.1 | 20.6 | 18.3 | 9.6 | 4 | 18.3 | 8.9 | 15 | 3.3 | 11.1 | 9.4 | 10 | 6.1 | 13.9 | 4.4 | 15 | -2.8 | 22.8 | -13.2 | 0.6 | -0.6 | 29.4 | -0.6 | 21.7 | 0 | 12.2 | -3.3 | 10.6 | 6.7 | 21.1 | 8.3 | 14.4 | 0.6 | 12.2 | 10.6 | 19.4 | 7.8 | 11 | 9 | 25.6 | 11.7 | 15 | 9.4 | 10 | 8.3 | 12.8 | 2.8 | 9 | 5 | 15.6 | 12.2 | 21.7 | 7.2 | 10 | 0.6 | 22.2 | 5 | 19.4 | 17.2 | 23.9 | -3.9 | 23.3 | 18.9 | 22.8 | 1.1 | 25.6 | 20 | 24.4 | 19.4 | 18.9 | 11 | 14.4 | 4.4 | 13.9 | -3.3 | 13.3 | -8.9 | 11.7 | 7.8 | 18.9 | 7.8 | 15 | 5 | 23.9 | 6.1 | 17.4 | -2 | 9.4 | -3.7
3 | -1 | 8.3 | 2.2 | 18.7 | 7.8 | 22.6 | 14.5 | 5 | -5 | 20.6 | -6.1 | 10 | 7 | 12.2 | -0.6 | 12.2 | 7.8 | 16.3 | 11.5 | 9.4 | 8.3 | 9.6 | 6.7 | 6.1 | -3.3 | 15 | -8.3 | 21 | 19 | 21.7 | 17.2 | 23.3 | 17.8 | 24.3 | 17.3 | 17.2 | 10.6 | 16.7 | 13.9 | 20 | 18.3 | 16.7 | 6.5 | 13.9 | -5.6 | 1.7 | -8.3 | 16.7 | 7.8 | 11.7 | 1.7 | 15.4 | 0.8 | 17.8 | 13.3 | 21.1 | 18.9 | 6.1 | -1.1 | 7 | 0 | 4.1 | -4.5 | 9.8 | 3.8 | 8.9 | -2.8 | 5.5 | -0.5 | 10.8 | 10.1 | 10 | 0.6 | 8.9 | -3.9 | 16.7 | 8.9 | 16.5 | 2.9 | 14.1 | 3.6 | 19.4 | 17.8 | 8.9 | 3.9 | 17.8 | 7.2 | 13.9 | 3.9 | 10.7 | 8.5 | 9.4 | 6.7 | 12.2 | 4.4 | 13.3 | -2.2 | 20 | -13.3 | 0.6 | -0.5 | 28.3 | -1.1 | 20 | 0 | 11.3 | -2.8 | 10.6 | 7 | 20.2 | 8.6 | 12.2 | -3.3 | 12.8 | 11.7 | 17.8 | 8.1 | 10 | 8 | 22.8 | 11.1 | 13.9 | 6.1 | 10 | 7.8 | 11.7 | 3.3 | 9 | 3 | 15 | 12.2 | 16.1 | 9.4 | 7.8 | -1.7 | 20 | 4.9 | 18.9 | 17.2 | 20.6 | -1.7 | 23.3 | 19.4 | 22.2 | 1.1 | 23.3 | 18.3 | 22.8 | 19.4 | 17.8 | 12.1 | 13.3 | 4.4 | 12.8 | -1.7 | 10 | -7.8 | 11.7 | 8.3 | 16.1 | 8.3 | 13.3 | 3.3 | 23 | 5.9 | 13.9 | -2.8 | 8.3 | -5.6
1 | -1 | 7.2 | 1.1 | 17.2 | 7.8 | 21.1 | 14.4 | 3.9 | -6.4 | 18.4 | -4.4 | 8 | 7 | 11.1 | 0.2 | 12.8 | 6.7 | 14.8 | 10.8 | 8.9 | 7.8 | 8.2 | 5.7 | 6.1 | -2.2 | 13.5 | -6.9 | 21 | 19 | 21.1 | 16.7 | 23.3 | 17.8 | 23 | 17.5 | 15.6 | 11.1 | 15 | 13.3 | 20.6 | 18.3 | 16.1 | 6.7 | 14.4 | -6.7 | 1.7 | -7.8 | 15.6 | 6.1 | 11.1 | 1.7 | 14.1 | 0.7 | 18.3 | 10.6 | 20.6 | 18.9 | 6.1 | -0.6 | 6 | 1 | 3.1 | -4.9 | 9.1 | 4.3 | 7.2 | -2.8 | 5 | -0.4 | 10.9 | 10 | 8.9 | 0.6 | 7.8 | -3.9 | 16.7 | 8.3 | 15.6 | 3.3 | 11.7 | 3.9 | 18.9 | 17.8 | 8.5 | 4.1 | 17.2 | 6.1 | 13.3 | 3.9 | 10.4 | 7.3 | 9.4 | 6.7 | 7.2 | 3.9 | 12.8 | -2.8 | 17.4 | -11.9 | 0.6 | -0.5 | 24.4 | -1.1 | 17.2 | 1.1 | 10.3 | -3.3 | 10.6 | 7.1 | 19.2 | 8.3 | 11.1 | -3.3 | 13.3 | 12.2 | 16.1 | 7.8 | 9 | 7 | 19.4 | 11.1 | 13.3 | 5 | 9.4 | 7.8 | 11.1 | -3.3 | 8 | 3 | 15 | 12.2 | 14.4 | 9.4 | 5.6 | -4.4 | 17.8 | 4 | 18.3 | 17.2 | 17.2 | 0 | 22.8 | 19.4 | 21.1 | 1.1 | 22.8 | 19.4 | 22.2 | 19.4 | 16.7 | 12.8 | 12.2 | 4.4 | 12.8 | -2.2 | 10 | -8.3 | 11.7 | 8.3 | 14.4 | 7.8 | 12.2 | 3.9 | 22 | 5.9 | 12.2 | -1.2 | 7.6 | -4.5
1 | -1 | 5 | 0.6 | 15.2 | 8.9 | 20.4 | 14.1 | 2.8 | -8.4 | 16.1 | -3.5 | 8 | 6 | 10 | 0.6 | 11.7 | 7.2 | 13.3 | 10 | 8.9 | 7.8 | 6.7 | 4.4 | 5.6 | -2.2 | 12.1 | -7 | 21 | 19 | 18.3 | 15 | 23.3 | 17.2 | 21.7 | 17.8 | 14.4 | 11.1 | 13.3 | 12.2 | 21.1 | 17.2 | 15.4 | 7.5 | 13.3 | -5 | 1.7 | -8.9 | 14.4 | 6.1 | 10 | 1.7 | 12.8 | 0.6 | 17.8 | 8.9 | 20.6 | 18.9 | 5.6 | -0.6 | 4 | 1 | 2.2 | -6.1 | 8.3 | 4.4 | 6.1 | -3.3 | 4.4 | -0.6 | 11.1 | 10 | 7.2 | 0 | 7.2 | -3.3 | 16.7 | 8.3 | 14.8 | 3.6 | 12.1 | 5.1 | 18.3 | 17.8 | 8.2 | 4.4 | 14.4 | 6.7 | 11.7 | 3.9 | 10 | 6.1 | 9.4 | 5.6 | 7.8 | 4.4 | 12.2 | -3.9 | 14.8 | -12.8 | 0.6 | -0.6 | 23.3 | -1.7 | 17.2 | 1.7 | 9.4 | -3.9 | 10.6 | 7.2 | 18.3 | 8.3 | 10 | -2.2 | 13.9 | 12.2 | 15.5 | 7.8 | 8 | 7 | 18.9 | 11.1 | 12.8 | 5.6 | 8.9 | 7.2 | 10 | -4.4 | 8 | 3 | 15 | 12.8 | 12.2 | 9.4 | 5 | -2.3 | 15.6 | 3.3 | 17.2 | 16.1 | 14.4 | 0 | 22.8 | 19.4 | 20 | 1.7 | 22.8 | 19.4 | 21.7 | 19.4 | 16.1 | 13.4 | 12.8 | 4.4 | 12.8 | -0.6 | 4.4 | -5 | 11.7 | 8.3 | 16.1 | 7.2 | 11.7 | 3.3 | 21.1 | 5.6 | 10.6 | -0.2 | 6.8 | -4.1
1 | 0 | 3.9 | 1.1 | 13.1 | 9.4 | 19.6 | 13.8 | 1.7 | -12.2 | 13.9 | -3.9 | 8 | 7 | 8.7 | 1.4 | 11.7 | 6.7 | 12.4 | 9.4 | 8.9 | 7.2 | 6.9 | 4.7 | 5.6 | -1.7 | 10.6 | -7.8 | 21 | 19 | 17.8 | 12.8 | 22.8 | 17.2 | 21.3 | 17.9 | 14.4 | 11.7 | 12.2 | 11.7 | 20.6 | 16.1 | 14.6 | 8.4 | 11.7 | -4.4 | 1.7 | -8.3 | 11.1 | 6.1 | 9.4 | 1.7 | 12.2 | 0.6 | 16.7 | 8.3 | 20 | 18.9 | 5.6 | -2.2 | 4 | 1 | 2 | -5.5 | 8.3 | 4.3 | 5.6 | -4.4 | 4.6 | -0.5 | 11.7 | 10.3 | 6.1 | 0 | 7.2 | -3.3 | 15.6 | 9.4 | 14.1 | 3.9 | 12.4 | 6.3 | 17.8 | 17.2 | 7.8 | 4.4 | 13.3 | 6.1 | 12.2 | 2.2 | 10.2 | 5.6 | 9.4 | 5.6 | 6.7 | 4.4 | 10.6 | -2.2 | 12.2 | -14.4 | 0.6 | -0.6 | 23.9 | -1.1 | 14.4 | 2.2 | 9 | -2.3 | 10.6 | 7.3 | 17.9 | 7.9 | 6.7 | -1.7 | 13.9 | 12.2 | 15 | 8.1 | 8 | 7 | 16.1 | 10 | 11.7 | 5.6 | 7.8 | 7.2 | 8.3 | -4.4 | 7 | 3 | 15 | 13.3 | 11.1 | 8.9 | 4.5 | -1 | 14.7 | 4.4 | 15.6 | 15.6 | 18.3 | -3.3 | 22.8 | 20 | 21.1 | 1.7 | 22.8 | 20 | 21.1 | 19.4 | 15.6 | 14 | 10.6 | 5.6 | 9.4 | 5.6 | 5.6 | -7.2 | 11.1 | 8.9 | 14.4 | 7.8 | 10.6 | 3.9 | 20.5 | 5.7 | 8.9 | 0 | 6.1 | -4.4
0 | -1 | 3.9 | 1.7 | 11.1 | 9.4 | 18.9 | 13.3 | 0.4 | -10.4 | 12.8 | -3.4 | 8 | 7 | 7.4 | 1.9 | 12.2 | 6.7 | 11.5 | 8.9 | 9.4 | 7.2 | 6.9 | 5 | 3.9 | -0.6 | 10.6 | -6.8 | 21 | 18 | 15.6 | 12.2 | 22.8 | 15.6 | 21 | 18.2 | 14.4 | 11.7 | 12.2 | 11.7 | 20 | 14.4 | 13.9 | 8.9 | 10 | -2.8 | -0.6 | -5.6 | 10 | 4.4 | 9.4 | 1.7 | 11.7 | 1 | 15 | 8.3 | 21.7 | 20 | 5.6 | -1.7 | 4 | 1 | 1.9 | -5 | 8.3 | 4.1 | 5 | -7.8 | 4.8 | -0.3 | 12.2 | 10.3 | 5.6 | -0.6 | 7.2 | -3.3 | 15.6 | 8.9 | 13.3 | 3.9 | 12.8 | 7.2 | 17.8 | 17.2 | 7.2 | 3.8 | 12.8 | 6.7 | 10.6 | 2.2 | 10.4 | 4.8 | 8.9 | 6.7 | 4.4 | 3.3 | 9.4 | 0.6 | 11.5 | -12.7 | 0.6 | -0.7 | 21.7 | -1.1 | 12.2 | 2.2 | 8.7 | -1.5 | 10.6 | 7.3 | 17.6 | 7.7 | 5.6 | -1.7 | 13.9 | 12.2 | 14.4 | 7.8 | 7 | 6 | 16.1 | 8.3 | 11.1 | 3.3 | 7.2 | 6.7 | 7.2 | -4.4 | 7 | 3 | 15 | 13.3 | 10.6 | 8.9 | 3.9 | 0 | 13.7 | 5.1 | 15 | 15 | 16.7 | 0 | 22.8 | 20 | 18.3 | 1.1 | 22.8 | 18.9 | 21.7 | 19.4 | 15 | 14.4 | 13.3 | -0.6 | 6.7 | 5 | 4.4 | -5.6 | 10.6 | 8.9 | 14.4 | 7.8 | 9.4 | 2.8 | 20 | 6 | 8.5 | 0 | 5.9 | -3.8
0 | -1 | 5 | 1.7 | 11.7 | 10 | 17.4 | 11.7 | -0.9 | -10.5 | 11.7 | -3.2 | 7 | 6 | 6.1 | 2.2 | 11.7 | 6.7 | 10.6 | 8.3 | 9.4 | 7.2 | 7.3 | 5.3 | 2.8 | -2.2 | 10.6 | -6.8 | 21 | 19 | 15 | 12.2 | 22.8 | 13.9 | 20.6 | 18.3 | 13.3 | 11.7 | 11.7 | 11.1 | 20 | 15.6 | 13.5 | 8.8 | 11.1 | -3.3 | -0.6 | -6.1 | 8.3 | 5 | 8.9 | 1.7 | 11.1 | 1.1 | 13.9 | 8.9 | 21.7 | 20.6 | 5 | 0 | 4 | 1 | 1.7 | -4.4 | 8.3 | 3.9 | 3.9 | -6.7 | 5 | -0.6 | 12.8 | 10.6 | 4.4 | -1.1 | 6.1 | -3.3 | 15.6 | 7.8 | 13.7 | 3.8 | 13 | 7.3 | 18.3 | 17.8 | 6.7 | 3 | 12.2 | 4.4 | 11.1 | 1.7 | 10.6 | 3.9 | 8.9 | 7.2 | 6.1 | 3.9 | 7.2 | 3.9 | 10.7 | -13.3 | 0.6 | -1.1 | 21.1 | -1.1 | 11.1 | 2.8 | 8.3 | -0.6 | 10.6 | 7.2 | 17.2 | 7.2 | 5.6 | -2.8 | 13.9 | 12.2 | 14 | 8 | 7 | 6 | 15.6 | 8.9 | 10 | 3.3 | 7.2 | 6.7 | 6.7 | -4.4 | 7 | 3 | 15.6 | 14.4 | 10 | 8.3 | 3.3 | 0 | 12.8 | 5.6 | 14.4 | 14.4 | 15.6 | -0.6 | 23.3 | 20 | 17.2 | 2.8 | 22.8 | 17.8 | 21.7 | 19.4 | 15 | 14.6 | 13.9 | -2.2 | 5.6 | 3.9 | 8.9 | -5 | 10.6 | 9.4 | 14.4 | 8.3 | 8.9 | 3.3 | 19.4 | 6.1 | 8.2 | -0.3 | 5.8 | -3.4
0 | -1 | 3.3 | 1.1 | 12.2 | 10.1 | 15.9 | 10 | -2.2 | -11.7 | 10.6 | -3.9 | 8 | 7 | 5.4 | 2.6 | 11.1 | 6.1 | 10 | 8 | 9.4 | 7.2 | 7.6 | 5.6 | 2.2 | -2.8 | 10.6 | -7.8 | 21 | 19 | 15.6 | 12.8 | 22.2 | 15 | 20.8 | 18.2 | 13.3 | 11.7 | 11.1 | 10.6 | 18.9 | 15 | 13.2 | 8.5 | 9.4 | -2.2 | -1.7 | -4.4 | 7.2 | 5.6 | 8.3 | 2.8 | 10.9 | 1.7 | 12.8 | 8.9 | 22.2 | 21.1 | 5.6 | 0 | 4 | 1 | 1.5 | -3.9 | 9.6 | 4.6 | 3.9 | -7.2 | 4.3 | -0.9 | 10.9 | 9.5 | 5 | -1.7 | 5 | -3.3 | 15 | 7.8 | 14 | 3.8 | 13.1 | 7.4 | 17.2 | 17.2 | 6.1 | 2.2 | 11.7 | 5.6 | 10.6 | 1.7 | 10.2 | 4.4 | 8.3 | 7.2 | 5 | 3.9 | 6.7 | 3.3 | 10 | -15 | 0.6 | -1.2 | 21.7 | -2.2 | 10.6 | 2.8 | 8.1 | 0.1 | 10.8 | 7 | 16.8 | 7.2 | 4.4 | -3.3 | 14.4 | 12.8 | 13.7 | 8.4 | 6 | 4 | 14.4 | 9.4 | 9.4 | 5 | 7.2 | 6.7 | 5.6 | -3.9 | 6 | 3 | 16.1 | 15 | 9.4 | 8.3 | 2.8 | 0 | 12.4 | 7.5 | 14.4 | 14.4 | 14.4 | -3.3 | 23.3 | 20 | 17.2 | 2.8 | 21.7 | 18.3 | 21.7 | 18.9 | 15 | 14.6 | 15.6 | -3.3 | 4.4 | 3.9 | 10 | -3.9 | 11.1 | 9.4 | 12.8 | 8.3 | 8.3 | 3.3 | 19.2 | 6.7 | 7.8 | -0.6 | 5.6 | -3.9
0 | -1 | 4.4 | 1.7 | 12.8 | 10.6 | 14.4 | 8.3 | -3.5 | -10.8 | 9.1 | -3.3 | 8 | 7 | 4.6 | 2.6 | 11.1 | 5.6 | 9.5 | 7.6 | 8.9 | 7.2 | 8 | 6 | 1.1 | -2.8 | 10.4 | -6.5 | 21 | 19 | 13.9 | 12.8 | 22.8 | 15 | 20.9 | 17.9 | 13.3 | 11.7 | 11.1 | 10.6 | 17.8 | 15.6 | 12.8 | 8.3 | 9.4 | -3.3 | -1.1 | -4.4 | 6.1 | 5 | 7.8 | 2.8 | 10.8 | 2.4 | 12.2 | 9.4 | 22.2 | 21.1 | 5.6 | 0 | 2 | 1 | 1.3 | -3.3 | 10.9 | 5 | 1.7 | -4.4 | 3.5 | -1.8 | 9.1 | 8.4 | 3.9 | -1.7 | 4.4 | -3.3 | 13.3 | 7.8 | 14.4 | 3.3 | 13.3 | 7.2 | 17.2 | 17.2 | 5.7 | 1.8 | 11.7 | 5.6 | 10 | 1.7 | 9.8 | 4.8 | 8.3 | 7.2 | 6.1 | 3.9 | 6.7 | 2.8 | 9.4 | -11.7 | 0.6 | -1.6 | 20 | -2.2 | 8.9 | 2.8 | 8 | 0.9 | 10.9 | 6.5 | 16.5 | 7.5 | 4.4 | -1.7 | 14.4 | 12.8 | 13.3 | 8.3 | 6 | 4 | 14.4 | 9.4 | 8.9 | 6.1 | 6.7 | 6.7 | 4.4 | -3.9 | 6 | 3 | 15.6 | 15 | 8.9 | 7.8 | 2.2 | 0 | 12.1 | 9.3 | 13.3 | 13.3 | 13.3 | -3.9 | 23.3 | 20 | 17.2 | 2.8 | 22.2 | 18.9 | 21.1 | 18.9 | 15 | 14.4 | 15 | -2.8 | 5 | 3.9 | 9.4 | -2.2 | 11.1 | 9.4 | 12.8 | 8.3 | 7.2 | 3.3 | 19.1 | 6.9 | 7.8 | -0.4 | 4.3 | -3.5
-1 | -2 | 3.3 | 1.7 | 13.2 | 10.8 | 14.2 | 9.5 | -4.8 | -11 | 7.6 | -3.2 | 8 | 7 | 3.9 | 2.8 | 11.1 | 5.6 | 8.9 | 7.2 | 8.9 | 7.2 | 8.2 | 6.3 | 1.7 | -2.8 | 10.2 | -6.7 | 21 | 19 | 14.4 | 13.9 | 22.8 | 16.1 | 21.1 | 17.8 | 12.8 | 11.7 | 10.6 | 10.6 | 18.9 | 16.1 | 12.6 | 8.5 | 6.7 | -2.8 | -2.2 | -4.4 | 6.7 | 3.9 | 6.7 | 2.8 | 10.6 | 2.8 | 11.1 | 8.9 | 22.8 | 21.7 | 5 | 0.6 | 2 | 0 | 1.1 | -2.8 | 12.2 | 5.6 | 1.7 | -3.9 | 2.8 | -2.8 | 7.2 | 7.2 | 3.9 | -2.2 | 3.3 | -4.4 | 12.8 | 7.8 | 14.8 | 5.1 | 13.3 | 7.3 | 17.2 | 17.2 | 5.4 | 1.5 | 11.1 | 5.6 | 10 | 1.7 | 9.4 | 5 | 8.9 | 7.2 | 5 | 3.9 | 6.7 | 2.8 | 8.9 | -10.9 | 0.6 | -2.2 | 20.6 | -1.1 | 7.8 | 2.2 | 7.8 | 1.7 | 11.1 | 6.1 | 16.1 | 7.2 | 4.4 | -2.2 | 15.6 | 14.4 | 13.5 | 9.8 | 5 | 3 | 13.3 | 7.2 | 8.9 | 6.1 | 7.2 | 7.2 | 3.3 | -3.3 | 6 | 3 | 15.6 | 15 | 8.3 | 7.2 | 1.8 | -0.3 | 11.7 | 10.6 | 12.8 | 12.8 | 11.7 | -3.3 | 22.8 | 20.6 | 15.6 | 6.1 | 21.7 | 20 | 20 | 18.3 | 15 | 14.7 | 15 | -3.3 | 5 | 3.9 | 7.2 | -1.1 | 11.1 | 9.4 | 11.7 | 7.2 | 7.2 | 2.8 | 18.9 | 7.2 | 7.8 | -0.4 | 3 | -3.9
-2 | -3 | 2.2 | 1.1 | 13.5 | 10.9 | 14.1 | 10.7 | -6.1 | -12.2 | 6.1 | -3.9 | 8 | 6 | 5 | 3.2 | 11.1 | 6.1 | 9.5 | 7.6 | 8.9 | 7.2 | 8.5 | 6.6 | 1.7 | -3.3 | 10 | -7.2 | 21 | 19 | 12.8 | 12.2 | 22.2 | 16.1 | 20.9 | 18.1 | 13.3 | 11.7 | 10.6 | 10.6 | 18.3 | 15.6 | 12.4 | 8.7 | 8.3 | -1.7 | -1.1 | -5 | 6.1 | 3.3 | 6.1 | 2.8 | 11 | 3.1 | 10.6 | 8.9 | 22.2 | 22.2 | 4.4 | 1.1 | 3 | 0 | 1.7 | -2.2 | 13.9 | 6.3 | 2.2 | -6.7 | 2.6 | -3.1 | 7.2 | 7.1 | 4.4 | -2.2 | 3.3 | -4.4 | 12.8 | 7.8 | 15.2 | 6.5 | 13.3 | 7.3 | 17.2 | 17.2 | 5 | 1.1 | 10 | 5.6 | 9.4 | 1.1 | 9.8 | 5 | 8.9 | 7.2 | 5 | 3.9 | 6.7 | 3.3 | 8.3 | -11.1 | 1.3 | -1.7 | 18.9 | -1.1 | 6.1 | 1.7 | 7.4 | 3.1 | 11.7 | 6.6 | 17.4 | 8.3 | 3.9 | -2.2 | 15 | 12.8 | 13.7 | 11.1 | 4 | 2 | 12.2 | 6.1 | 8.3 | 6.7 | 7.2 | 7.2 | 2.2 | -3.3 | 6 | 3 | 13.9 | 13.3 | 7.8 | 7.2 | 1.5 | -0.2 | 11.7 | 10.8 | 12.2 | 12.2 | 11.1 | -3.3 | 22.8 | 20.6 | 15 | 7.8 | 22.2 | 20 | 20 | 18.9 | 15 | 14.9 | 12.8 | 3.3 | 4.4 | 3.9 | 8.3 | 1.7 | 11.7 | 8.9 | 11.1 | 6.7 | 6.1 | 1.7 | 19.1 | 7.9 | 7.8 | -0.6 | 1.7 | -5
-2 | -3 | 2.8 | 1.1 | 13.9 | 11.1 | 13.9 | 11.7 | -3 | -9.7 | 8.9 | -2.9 | 7 | 6 | 6.1 | 3.3 | 11.1 | 5.6 | 10 | 8 | 8.9 | 7.2 | 9 | 6.9 | 2.8 | -3.3 | 10.7 | -5.9 | 21 | 20 | 13.3 | 12.8 | 22.2 | 17.2 | 20.8 | 18.6 | 13.9 | 11.7 | 11.1 | 10.6 | 17.8 | 15 | 12.2 | 8.9 | 8.9 | -1.7 | 0 | -5.6 | 6.1 | 3.9 | 5.6 | 2.8 | 11.3 | 3.3 | 10 | 8.9 | 22.8 | 22.8 | 3.9 | -0.6 | 4 | 0 | 2.2 | -1.7 | 15.5 | 6.8 | 2.2 | -6.7 | 2.4 | -3.7 | 7.2 | 6.8 | 4.4 | -2.2 | 3.3 | -4.4 | 12.8 | 8.3 | 15.6 | 7.8 | 13.3 | 7.2 | 16.1 | 16.1 | 5.6 | 1.7 | 10.6 | 4.4 | 9.4 | 0.6 | 10.2 | 5.2 | 8.9 | 7.2 | 3.9 | 3.9 | 6.7 | 3.3 | 9.6 | -9.9 | 2.1 | -1.5 | 18.3 | -1.1 | 6.1 | 1.1 | 7.1 | 4.6 | 12.2 | 7.3 | 18.7 | 9.2 | 2.8 | -2.2 | 12.8 | 10 | 13.9 | 12.2 | 4 | 2 | 11.7 | 5 | 8.9 | 5.6 | 6.1 | 6.1 | 2.8 | -3.3 | 6 | 3 | 13.9 | 13.3 | 6.7 | 6.1 | 1.1 | -0.6 | 11.7 | 11 | 12.8 | 12.8 | 10.6 | -3.9 | 23.3 | 21.1 | 14.4 | 7.8 | 22.2 | 20 | 19.4 | 18.9 | 15 | 15 | 11.7 | 3.9 | 4.4 | 3.9 | 8.3 | 2.8 | 11.7 | 8.9 | 11.1 | 5.6 | 5.6 | 1.1 | 19.2 | 8 | 11.1 | 1.1 | 3 | -3.7
0 | -1 | 3.3 | 2.2 | 15.7 | 10.1 | 16.5 | 10.6 | 0.2 | -8.2 | 11.6 | -2.9 | 9 | 7 | 7.2 | 3.3 | 12.2 | 5.6 | 10.6 | 8.3 | 9.4 | 7.2 | 11.1 | 7.2 | 6.1 | -2.8 | 11.5 | -5.6 | 22 | 20 | 15 | 15 | 23.3 | 17.2 | 20.6 | 18.9 | 15 | 13.3 | 11.1 | 10.6 | 18.9 | 16.1 | 12.4 | 8.7 | 8.3 | -1.1 | 1.7 | -3.3 | 6.1 | 3.9 | 6.7 | 2.2 | 11.7 | 3.3 | 12.8 | 10 | 23.3 | 22.8 | 3.3 | 0 | 4 | 0 | 2.8 | -1.1 | 17.2 | 7.2 | 3.3 | -6.7 | 2.2 | -5 | 7.2 | 6.7 | 5.6 | -1.7 | 3.9 | -3.9 | 14.4 | 9.4 | 17.6 | 9.8 | 15.5 | 8.3 | 20 | 19.4 | 6.1 | 2.2 | 12.2 | 6.1 | 8.9 | 1.1 | 10.6 | 5 | 8.9 | 7.8 | 6.1 | 3.9 | 6.7 | 3.9 | 10.9 | -9.4 | 2.8 | -1.7 | 21.7 | -0.6 | 10 | 3.3 | 6.7 | 5.6 | 12.8 | 7.8 | 20 | 10 | 3.3 | -2.2 | 11.1 | 7.8 | 14.6 | 13.2 | 5 | 3 | 11.1 | 5 | 8.3 | 5 | 8.3 | 5.6 | 3.3 | -2.8 | 6 | 3 | 14.4 | 13.9 | 8.3 | 7.8 | 3.5 | 0.2 | 11.7 | 11.1 | 14.4 | 14.4 | 11.7 | -3.9 | 23.9 | 21.1 | 17.8 | 7.8 | 22.2 | 20 | 20.6 | 19.4 | 15.4 | 15.4 | 12.8 | 2.8 | 4.4 | 4.4 | 6.7 | 4.4 | 11.7 | 9.4 | 11.7 | 3.9 | 5.6 | 0.6 | 19.4 | 8.3 | 14.5 | 2.4 | 4.3 | -3.3
2 | 0 | 2.8 | 2.2 | 17.6 | 8.8 | 19.1 | 8.5 | 3.3 | -8.3 | 14.4 | -3.9 | 10 | 8 | 9.4 | 3.6 | 12.8 | 4.4 | 12.4 | 9.1 | 10 | 7.2 | 14.6 | 7.9 | 8.9 | -2.2 | 12.2 | -6.1 | 23 | 21 | 18.9 | 16.7 | 24.4 | 16.7 | 21.7 | 18.5 | 19.4 | 14.4 | 11.1 | 10.6 | 22.8 | 16.1 | 12.6 | 8.5 | 7.2 | -1.1 | 5.6 | -2.8 | 5.6 | 5 | 8.9 | 2.2 | 13.4 | 3.8 | 16.1 | 9.4 | 23.9 | 22.8 | 3.9 | 1.7 | 4 | 1 | 3.2 | -0.1 | 19.8 | 7.9 | 6.7 | -2.8 | 3.5 | -5 | 7.4 | 6.7 | 7.8 | -1.1 | 3.9 | -3.9 | 14.4 | 11.1 | 19.7 | 11.5 | 17.8 | 8.9 | 23.3 | 20.6 | 6.7 | 2.8 | 15 | 6.7 | 9.4 | 0.6 | 11.5 | 5 | 8.9 | 7.8 | 8.3 | 3.9 | 6.7 | 4.4 | 12.2 | -10.6 | 4.1 | -0.9 | 24.4 | 0 | 13.9 | 1.7 | 7.4 | 6.5 | 14.3 | 8.3 | 19.1 | 11.4 | 3.9 | -2.8 | 11.7 | 7.2 | 15.4 | 14.1 | 6 | 4 | 11.1 | 5 | 8.9 | 4.4 | 10.6 | 6.1 | 6.1 | -3.9 | 7 | 4 | 16.1 | 15 | 15.6 | 10 | 5.9 | 0.4 | 14.1 | 10.4 | 15.6 | 15 | 13.3 | -3.3 | 24.4 | 21.1 | 18.9 | 5.6 | 15.6 | 13.9 | 22.8 | 20.6 | 15.7 | 15.7 | 13.3 | 3.3 | 5 | 5 | 7.8 | 4.4 | 12.2 | 9.4 | 11.7 | 5.6 | 6.1 | 0 | 19.8 | 8.8 | 17.8 | 3.3 | 5.6 | -3.3
6 | 0 | 3.3 | 2.2 | 19.4 | 6.1 | 21.7 | 4.4 | 4.4 | -7.7 | 16.8 | -3.4 | 9 | 8 | 11.7 | 3.5 | 13.3 | 5 | 14.3 | 9.6 | 10 | 7.2 | 18.2 | 7.9 | 11.7 | -1.7 | 15.2 | -4.6 | 24 | 21 | 23.9 | 13.9 | 26.1 | 17.2 | 22.8 | 17.9 | 22.2 | 15.6 | 12.2 | 11.1 | 24.4 | 16.1 | 12.8 | 8.3 | 10.6 | -1.1 | 7.8 | -2.2 | 6.7 | 5 | 12.2 | 0.6 | 15 | 4.1 | 18.3 | 7.8 | 25.6 | 23.3 | 4.4 | 2.8 | 4 | 2 | 3.5 | 0.9 | 22.4 | 8.5 | 8.9 | -5 | 4.8 | -6 | 7.6 | 6.7 | 10 | 0 | 5 | -3.3 | 15.6 | 11.7 | 21.7 | 13.3 | 20 | 9.4 | 24.4 | 20 | 8.5 | 3.4 | 18.3 | 7.8 | 10 | 0.6 | 12.4 | 4.9 | 8.9 | 7.8 | 9.4 | 4.4 | 5.6 | 5 | 16.3 | -9.2 | 5.4 | -0.8 | 27.2 | 2.2 | 18.9 | 2.2 | 8.2 | 7.5 | 15.7 | 8.7 | 18.1 | 12.6 | 4.4 | -2.8 | 12.2 | 8.3 | 16.1 | 15 | 8 | 5 | 10.6 | 5 | 10 | 2.2 | 13.3 | 3.9 | 8.9 | -5.6 | 7 | 2 | 17.8 | 15.6 | 20 | 8.3 | 8.3 | 0.6 | 16.5 | 8.7 | 16.7 | 16.1 | 15.6 | -3.3 | 25.6 | 21.7 | 20 | 6.7 | 15.6 | 13.9 | 24.4 | 19.4 | 16.1 | 16.1 | 15.6 | 3.3 | 6.1 | 6.1 | 8.3 | 4.4 | 12.8 | 10 | 11.1 | 4.4 | 7.2 | -0.6 | 20.2 | 9.2 | 18 | 2.7 | 6.9 | -3.7
7 | -2 | 3.3 | 2.2 | 20.3 | 5.6 | 22.4 | 5.8 | 5.6 | -8.4 | 19.3 | -3.7 | 11 | 8 | 13.9 | 2.8 | 13.3 | 6.1 | 16.1 | 10 | 11.1 | 7.8 | 21.7 | 6.7 | 13.9 | -2.2 | 18.1 | -4.6 | 24 | 21 | 27.2 | 12.2 | 25.6 | 17.8 | 23.9 | 17.2 | 23.3 | 11.1 | 12.8 | 11.7 | 25 | 15 | 13.7 | 9 | 7.8 | -1.1 | 10 | -3.3 | 7.8 | 6.1 | 14.4 | -3.9 | 16.7 | 3.9 | 20.6 | 6.7 | 25.6 | 23.3 | 4.4 | 2.8 | 4 | 2 | 3.9 | 1.7 | 25 | 8.3 | 11.1 | -3.9 | 6.1 | -8.3 | 7.8 | 6.7 | 12.2 | 0 | 5.6 | -2.8 | 16.7 | 12.2 | 23.5 | 14 | 22.4 | 11.8 | 25.6 | 20.6 | 10.4 | 3.7 | 21.7 | 8.9 | 9.4 | 0.6 | 13.3 | 4.4 | 8.9 | 7.8 | 10.6 | 4.4 | 5.6 | 5 | 20.3 | -9.9 | 6.7 | -0.6 | 28.9 | 0 | 20.6 | -1.1 | 8.9 | 8.3 | 17.2 | 8.9 | 17.2 | 13.3 | 5 | -1.7 | 12.2 | 8.9 | 16.5 | 15.4 | 10 | 4 | 10.6 | 5 | 10.6 | 2.8 | 15 | 2.2 | 10.6 | -7.8 | 7 | 2 | 21.1 | 17.2 | 22.8 | 7.2 | 10.3 | 0.9 | 18.9 | 5.6 | 17.8 | 16.1 | 17.2 | -5 | 27.2 | 21.7 | 23.3 | 6.1 | 15.6 | 14.4 | 26.1 | 18.3 | 16.3 | 16.3 | 15.6 | 3.3 | 6.7 | 6.7 | 11.1 | 5.6 | 13.3 | 10.6 | 11.1 | 5 | 8.9 | 0 | 20.6 | 9.4 | 18.1 | 2.4 | 8.1 | -5.4
9 | -1 | 3.3 | 2.2 | 21.3 | 4.4 | 23.2 | 6.9 | 6.7 | -10.6 | 21.7 | -5 | 13 | 8 | 15.2 | 3 | 11.1 | 7.8 | 17.2 | 9.9 | 12.8 | 7.8 | 23 | 6.8 | 15 | -3.3 | 21.1 | -6.1 | 25 | 21 | 28.9 | 13.3 | 27.2 | 18.3 | 24.5 | 16.5 | 25 | 11.7 | 15 | 13.3 | 25.6 | 15.6 | 14.7 | 9.9 | 6.1 | 0 | 12.8 | -3.3 | 10 | 8.3 | 16.1 | -6.7 | 18.7 | 5.2 | 21.7 | 6.7 | 27.8 | 23.9 | 5 | 3.3 | 5 | 3 | 5.4 | 2 | 25.7 | 8.7 | 12.2 | -3.3 | 7.4 | -6.9 | 8.9 | 6.5 | 14.4 | 0.6 | 5 | -3.3 | 17.2 | 11.7 | 25.4 | 14.3 | 24.8 | 14 | 26.7 | 20.6 | 12.2 | 3.9 | 23.3 | 6.7 | 10 | 0.6 | 13.5 | 4.4 | 8.9 | 7.8 | 12.8 | 4.4 | 5 | 4.4 | 24.4 | -13.9 | 7.6 | -0.3 | 31.1 | 0.6 | 22.8 | -3.3 | 10.2 | 9 | 17.9 | 8.5 | 17.4 | 13.4 | 5.6 | -1.1 | 13.3 | 7.8 | 16.8 | 15.7 | 11 | 6 | 11.1 | 5 | 11.1 | 2.2 | 16.1 | 2.2 | 11.1 | -8.3 | 7 | 3 | 24.4 | 17.8 | 24.4 | 3.9 | 12.4 | 0.8 | 19.6 | 4.9 | 21.1 | 16.7 | 18.3 | -4.4 | 27.8 | 21.7 | 25 | 5 | 15 | 14.4 | 27.8 | 18.3 | 16.5 | 16.5 | 16.1 | 2.2 | 7.2 | 6.7 | 12.2 | 6.1 | 12.8 | 10 | 9.4 | 6.1 | 11.1 | 1.1 | 21.1 | 9.7 | 18.3 | 1.7 | 9.4 | -8.3
9 | -3 | 5.6 | 2.8 | 22.2 | 3.3 | 23.9 | 8.3 | 9.3 | -9.6 | 23.2 | -4.3 | 11 | 7 | 16.5 | 3.2 | 13.3 | 7.8 | 18.3 | 9.9 | 13.9 | 7.8 | 24.3 | 6.1 | 16.1 | -1.7 | 21.3 | -4.9 | 26 | 21 | 30.6 | 10.6 | 27.2 | 18.3 | 25 | 15.4 | 26.1 | 11.1 | 16.7 | 13.9 | 27.8 | 15 | 15.6 | 10.6 | 5.6 | -0.6 | 12.8 | -4.4 | 9.4 | 7.8 | 17.8 | -8.9 | 20.8 | 6.4 | 22.2 | 6.7 | 27.8 | 23.9 | 4.4 | 4.4 | 4 | 3 | 6.8 | 2.3 | 26.5 | 9 | 11.7 | -3.9 | 8.7 | -7 | 10 | 6.2 | 14.4 | 0.6 | 2.2 | 0 | 18.9 | 12.8 | 27.2 | 14.4 | 27.2 | 16.1 | 26.7 | 20 | 12.6 | 4.1 | 25 | 7.2 | 10 | 0 | 13.7 | 4.6 | 9.4 | 8.3 | 14.4 | 4.4 | 5.6 | 4.4 | 26.5 | -12.5 | 8.5 | -0.5 | 31.7 | 1.7 | 23.3 | -3.3 | 11.5 | 9.4 | 18.7 | 7.8 | 17.6 | 13.4 | 4.4 | -1.7 | 13.3 | 7.8 | 17.2 | 16.1 | 12 | 6 | 10 | 6.1 | 12.8 | 1.1 | 17.2 | 2.2 | 12.2 | -7.2 | 7 | 3 | 26.7 | 16.7 | 25.6 | 3.9 | 14.4 | 0.6 | 20.4 | 3.6 | 24.4 | 15.6 | 18.9 | -3.9 | 28.3 | 22.2 | 27.2 | 0.6 | 15.6 | 14.4 | 28.3 | 17.2 | 16.7 | 16.7 | 16.7 | 2.2 | 6.7 | 6.7 | 12.8 | 5.6 | 13.9 | 10 | 8.9 | 6.1 | 12.2 | 1.7 | 21.7 | 9.9 | 18.9 | 0.9 | 10.7 | -7.6
11 | -1 | 4.4 | 2.2 | 22.9 | 3.4 | 24.8 | 8.3 | 11.8 | -11.1 | 24.6 | -4.1 | 12 | 6 | 17.8 | 3.3 | 12.2 | 5.6 | 19.4 | 9.4 | 13.9 | 7.2 | 25.6 | 5.6 | 17.8 | -1.1 | 21.5 | -4 | 26 | 21 | 31.7 | 11.7 | 27.8 | 18.9 | 25.6 | 14.4 | 26.7 | 10.6 | 19.4 | 14.4 | 27.8 | 16.1 | 15.6 | 11 | 4.4 | 1.1 | 13.3 | -1.7 | 10.6 | 8.3 | 18.3 | -8.3 | 22.8 | 7.2 | 23.3 | 6.1 | 27.2 | 23.9 | 5.6 | 5 | 6 | 3 | 8.3 | 2.2 | 27.2 | 8.9 | 12.2 | -2.8 | 10 | -7.8 | 11.1 | 5.6 | 15.6 | 1.1 | 1.1 | -0.6 | 22.2 | 13.3 | 27.8 | 11.8 | 27.4 | 16.7 | 25.6 | 20.6 | 12.9 | 4.4 | 26.1 | 6.1 | 11.7 | 0.6 | 13.9 | 4.4 | 9.4 | 8.3 | 15 | 4.4 | 5.6 | 3.3 | 28.5 | -11.2 | 9.4 | -0.6 | 32.2 | 1.7 | 24.4 | -4.4 | 12.8 | 10 | 19.4 | 7.2 | 17.8 | 13.3 | 4.4 | -0.6 | 15 | 8.9 | 18.7 | 16.3 | 12 | 3 | 9.4 | 6.7 | 12.8 | 2.2 | 18.3 | 2.8 | 13.3 | -7.2 | 7 | 3 | 25.6 | 16.1 | 26.1 | 2.8 | 15.7 | 1 | 21.1 | 2.2 | 25 | 13.9 | 20 | -2.8 | 28.3 | 21.7 | 27.8 | -0.6 | 15.6 | 14.4 | 28.9 | 17.2 | 17.2 | 17.2 | 17.8 | 5 | 7.2 | 6.7 | 13.3 | 5 | 12.8 | 10.6 | 8.9 | 4.4 | 13.9 | 2.2 | 22.2 | 10 | 19.4 | -0.1 | 12 | -8.6
11 | -3 | 6.7 | 2.8 | 23.7 | 3.6 | 25.8 | 8.4 | 14.4 | -14.4 | 26.1 | -4.4 | 14 | 7 | 18.2 | 2.9 | 13.9 | 7.8 | 18.7 | 9.2 | 13.9 | 6.1 | 23.7 | 7 | 18.3 | -2.2 | 21.7 | -4.4 | 25 | 21 | 32.8 | 10.6 | 27.2 | 18.9 | 26 | 14.2 | 27.8 | 10 | 20.6 | 14.4 | 28.3 | 15.6 | 15.6 | 11.4 | 5.6 | 0.6 | 13.9 | -1.7 | 12.2 | 10 | 19.4 | -7.2 | 23.2 | 8.9 | 23.9 | 6.7 | 27.2 | 23.9 | 5.6 | 4.4 | 5 | 3 | 8.9 | 2 | 26.8 | 8.8 | 13.3 | -1.7 | 10.2 | -5.5 | 10.9 | 5.7 | 16.1 | 1.1 | 0.6 | -0.6 | 22.8 | 13.9 | 28.3 | 8.6 | 27.6 | 16.9 | 23.9 | 20 | 13.3 | 4.4 | 28.9 | 5 | 12.8 | 0 | 14.3 | 4.3 | 10 | 9.4 | 16.1 | 4.4 | 7.2 | 2.2 | 30.6 | -12.8 | 10.2 | -1.1 | 32.8 | 1.7 | 23.9 | -3.3 | 13.7 | 10 | 19.8 | 6.6 | 17.4 | 13.6 | 4.4 | 0 | 15.6 | 9.4 | 20.2 | 16.3 | 11 | 2 | 9.4 | 6.7 | 11.1 | 0.6 | 19.4 | 3.3 | 13.9 | -6.1 | 7 | 4 | 24.4 | 17.2 | 26.7 | 1.1 | 17 | 1 | 21.1 | 2.4 | 26.1 | 13.3 | 21.1 | -2.8 | 26.7 | 22.2 | 28.3 | -0.6 | 15.6 | 15 | 28.3 | 18.3 | 17.8 | 17.8 | 18.9 | 2.8 | 7.2 | 6.7 | 13.9 | 5 | 14.4 | 11.1 | 9.4 | 4.4 | 15.6 | 2.2 | 20.9 | 11.8 | 20 | -1.1 | 13.3 | -10.6
11 | -3 | 7.8 | 3.3 | 24.4 | 3.9 | 26.7 | 8.3 | 14.4 | -11.4 | 25.9 | -5 | 14 | 7 | 18.5 | 2.8 | 13.9 | 5 | 17.9 | 8.8 | 13.9 | 6.7 | 21.9 | 8.1 | 19.4 | -1.7 | 21.7 | -3.9 | 24 | 21 | 33.3 | 8.9 | 27.2 | 19.4 | 26.3 | 13.8 | 28.3 | 10.6 | 22.2 | 14.4 | 27.8 | 16.1 | 15.6 | 11.7 | 7.2 | -2.8 | 15 | -1.1 | 14.4 | 11.7 | 20 | -7.2 | 23.5 | 10.2 | 23.9 | 4.4 | 27.2 | 23.9 | 6.1 | 5.6 | 5 | 3 | 9.4 | 1.6 | 26.5 | 8.5 | 12.8 | -1.7 | 10.4 | -3.9 | 10.8 | 5.6 | 16.1 | 1.1 | 0.6 | -0.6 | 22.2 | 12.8 | 28.9 | 3.9 | 27.8 | 17.2 | 23.3 | 18.9 | 12 | 3.5 | 28.9 | 7.2 | 14.4 | -1.1 | 14.6 | 3.7 | 10.6 | 9.4 | 15.6 | 4.4 | 6.1 | 2.8 | 29.5 | -7.3 | 10.9 | -1.9 | 31.7 | 0.6 | 21.7 | -5 | 14.7 | 10.2 | 20.2 | 5.5 | 17.1 | 13.8 | 4.4 | 0.6 | 15.6 | 7.2 | 21.7 | 16.1 | 11 | 4 | 10.6 | 5 | 12.2 | -0.6 | 20 | 3.3 | 13.9 | -5.6 | 7 | 5 | 23.9 | 18.3 | 27.8 | 1.1 | 18.3 | 1.1 | 21.1 | 2.9 | 26.1 | 12.8 | 21.7 | -2.8 | 26.1 | 22.8 | 28.9 | -6.1 | 16.1 | 15 | 27.2 | 20 | 18.3 | 18.3 | 19.4 | 3.3 | 7.8 | 7.2 | 16.1 | 3.9 | 13.9 | 11.1 | 8.9 | 3.9 | 16.7 | 2.2 | 19.6 | 12.9 | 19.6 | -0.8 | 12.9 | -9
12 | -3 | 8.9 | 3.9 | 22.9 | 2.9 | 26.3 | 7.9 | 14.4 | -9.9 | 25.8 | -5.1 | 14 | 8 | 18.9 | 2.2 | 13.3 | 6.7 | 17.2 | 8.3 | 13.9 | 6.1 | 20 | 8.3 | 20 | -1.7 | 21.7 | -4.6 | 24 | 21 | 33.3 | 5.6 | 27.2 | 19.4 | 26.7 | 13.3 | 28.9 | 10.6 | 22.8 | 11.7 | 27.8 | 16.7 | 15.2 | 12 | 8.3 | -6.7 | 14.4 | -2.2 | 16.1 | 12.8 | 19.4 | -7.2 | 23.9 | 11.7 | 24.4 | 3.3 | 27.2 | 23.9 | 6.7 | 6.1 | 5 | 4 | 10 | 1.1 | 26.1 | 8.3 | 10.6 | -2.8 | 10.6 | -3.3 | 10.6 | 5.6 | 16.1 | 1.1 | 0.6 | -0.6 | 22.2 | 12.8 | 27.6 | 1.2 | 27.4 | 17.6 | 21.7 | 19.4 | 10.7 | 2.8 | 28.3 | 8.3 | 14.4 | -1.1 | 15 | 3.3 | 10.6 | 9.4 | 15.6 | 3.9 | 5 | 2.8 | 28.3 | -5.5 | 11.7 | -3.3 | 31.7 | 0.6 | 22.2 | -5 | 15.6 | 10 | 20.6 | 4.4 | 16.7 | 13.9 | 5.6 | 0 | 16.1 | 6.7 | 20.6 | 16.7 | 12 | 4 | 11.1 | 3.3 | 12.8 | 0.6 | 20.6 | 3.3 | 13.3 | -5.6 | 7 | 4 | 21.1 | 18.9 | 28.3 | 0.6 | 18.1 | 0.7 | 21.1 | 2.8 | 26.7 | 12.2 | 21.7 | -5 | 26.7 | 22.2 | 28.9 | -3.3 | 16.7 | 15.6 | 27.8 | 18.3 | 19.1 | 18.8 | 18.9 | 3.3 | 7.2 | 6.7 | 17.8 | 4.4 | 14.4 | 11.7 | 8.3 | 3.9 | 17.2 | 2.2 | 18.3 | 13.9 | 19.3 | -0.1 | 12.6 | -8.1
11 | -3 | 8.9 | 3.3 | 21.5 | 2.7 | 26 | 8.1 | 14.4 | -10 | 25.6 | -7.2 | 14 | 5 | 17.6 | 2 | 13.3 | 5.6 | 15.7 | 8.2 | 12.2 | 7.8 | 17.8 | 8.4 | 20 | -1.7 | 21.7 | -5 | 23 | 21 | 32.8 | 6.1 | 27.2 | 20 | 25.8 | 13.7 | 28.3 | 10.6 | 22.8 | 8.3 | 25 | 17.8 | 14.8 | 12.2 | 7.8 | -7.8 | 12.8 | -0.6 | 16.7 | 13.9 | 17.8 | -6.7 | 23.3 | 13.2 | 23.3 | 4.4 | 26.1 | 23.9 | 6.1 | 6.1 | 5 | 2 | 8.9 | 0.8 | 23 | 9.1 | 10 | -2.8 | 9.7 | -3.2 | 9.7 | 5.9 | 15 | 0.6 | 0.6 | -0.6 | 22.2 | 12.8 | 26.3 | -0.6 | 27.1 | 18.1 | 23.3 | 18.9 | 9.4 | 1.7 | 28.3 | 8.3 | 14.4 | -1.1 | 13.5 | 4.1 | 10.6 | 8.9 | 15 | 3.9 | 5 | 2.8 | 27.2 | -3.9 | 10.2 | -1.6 | 30.6 | 0 | 21.1 | -5 | 14.1 | 8.3 | 19.7 | 4.6 | 15.9 | 13.8 | 5.6 | 1.1 | 16.7 | 6.7 | 19.4 | 17 | 10 | 3 | 10.6 | 1.7 | 11.1 | -0.6 | 20.6 | 2.8 | 12.2 | -5.6 | 6 | 4 | 20.6 | 17.8 | 27.8 | 0 | 18 | 0.6 | 20.2 | 1.6 | 25 | 11.1 | 21.7 | -5 | 27.2 | 22.2 | 28.9 | -4.4 | 17.8 | 16.1 | 27.2 | 18.3 | 19.8 | 19 | 20 | 3.3 | 7.8 | 7.2 | 17.2 | 5 | 13.9 | 11.7 | 8.3 | 2.8 | 17.2 | 2.2 | 17.9 | 13.8 | 18.9 | 0 | 12.2 | -8.9
11 | -5 | 8.3 | 2.8 | 20 | 1.7 | 25.6 | 7.8 | 11.5 | -7.9 | 24.1 | -6.3 | 13 | 6 | 16.3 | 1.6 | 12.2 | 6.1 | 14.3 | 8.3 | 12.2 | 8.3 | 15.5 | 8.3 | 18.3 | 0.6 | 20.2 | -4.3 | 23 | 21 | 31.1 | 7.2 | 26.1 | 20 | 24.8 | 13.7 | 27.2 | 8.9 | 22.2 | 7.8 | 25 | 17.2 | 14.4 | 12.2 | 7.8 | -8.9 | 11.1 | -0.6 | 17.2 | 13.9 | 15.6 | -7.8 | 22.8 | 14.4 | 22.2 | 4.4 | 25 | 23.9 | 6.1 | 6.1 | 5 | 3 | 7.8 | 0.5 | 19.8 | 9.4 | 8.3 | -5 | 8.7 | -3.4 | 8.7 | 6 | 13.9 | -0.6 | 0.6 | -0.6 | 21.1 | 12.2 | 25 | -3.3 | 26.7 | 18.3 | 22.8 | 18.3 | 8.7 | 1.6 | 26.1 | 6.1 | 13.3 | -2.8 | 12.1 | 4.4 | 10 | 8.9 | 13.9 | 3.3 | 5 | 2.2 | 25.9 | -2.4 | 8.7 | -0.5 | 30 | -1.1 | 19.4 | -6.7 | 12.6 | 6.7 | 18.7 | 4.1 | 15.2 | 13.6 | 5.6 | 0.6 | 15.6 | 6.1 | 18.3 | 17.2 | 11 | 3 | 10.6 | 0.6 | 10.6 | 0 | 19.4 | 2.8 | 11.1 | -7.8 | 7 | 4 | 21.7 | 18.9 | 26.7 | -0.6 | 17.8 | 0 | 19.2 | -0.2 | 23.3 | 11.1 | 21.1 | -5 | 26.1 | 22.2 | 26.7 | -3.3 | 18.3 | 16.1 | 26.1 | 18.3 | 20.6 | 19.4 | 17.2 | 3.3 | 7.8 | 7.2 | 13.3 | 5.6 | 13.9 | 11.7 | 6.7 | 2.8 | 15.6 | 1.7 | 17.6 | 13.9 | 17 | 1.8 | 9.8 | -5.4
10 | 0 | 7.8 | 2.2 | 18 | 1.5 | 23.4 | 7.9 | 8.5 | -8.4 | 22.6 | -6.4 | 12 | 6 | 15 | 1.1 | 11.7 | 7.2 | 12.8 | 7.8 | 11.7 | 8.3 | 13.3 | 7.8 | 15.6 | -1.7 | 18.7 | -3.6 | 23 | 21 | 27.8 | 8.9 | 26.1 | 20.6 | 23.9 | 13.9 | 24.4 | 8.3 | 20 | 8.9 | 23.3 | 16.7 | 14 | 11.9 | 7.2 | -8.3 | 8.3 | -2.2 | 16.1 | 13.9 | 13.3 | -6.7 | 22.2 | 15.6 | 18.9 | 7.2 | 24.4 | 23.3 | 6.1 | 6.1 | 4 | 3 | 6.7 | 0 | 16.7 | 8.9 | 7.2 | -6.1 | 7.8 | -4.4 | 7.8 | 6.1 | 11.7 | -2.2 | 0.6 | -0.6 | 20.6 | 11.1 | 20.2 | 1.1 | 26.1 | 18.3 | 20 | 18.9 | 7.9 | 1.3 | 23.9 | 5 | 11.7 | -3.9 | 10.6 | 4.4 | 10 | 8.9 | 12.8 | 3.3 | 5 | 1.7 | 24.6 | -2.5 | 7.2 | 0 | 27.2 | -3.9 | 16.7 | -3.9 | 11.1 | 5 | 17.8 | 3.9 | 14.4 | 13.3 | 6.7 | -0.6 | 15 | 6.1 | 18.5 | 17.5 | 10 | 3 | 9.4 | 1.1 | 9.4 | -0.6 | 16.1 | 7.8 | 9.4 | -8.9 | 6 | 4 | 21.1 | 18.3 | 23.9 | 1.1 | 14.1 | 2.4 | 18.3 | -1.7 | 22.2 | 10.6 | 18.9 | -5 | 25 | 22.2 | 25 | -3.3 | 17.2 | 15.6 | 24.4 | 18.3 | 20.4 | 19.6 | 14.4 | 6.1 | 7.2 | 7.2 | 11.1 | 5.6 | 13.9 | 11.1 | 5.6 | 2.2 | 12.8 | 2.2 | 17.2 | 13.9 | 15.2 | 3.4 | 7.4 | -3.9
7 | 0 | 6.1 | 1.7 | 15.9 | 1.2 | 21.1 | 7.7 | 5.6 | -10 | 21.1 | -7.2 | 10 | 6 | 13.7 | 2 | 12.2 | 7.8 | 12.1 | 8 | 11.7 | 8.3 | 11.8 | 7.5 | 13.9 | -2.2 | 17.2 | -4.4 | 22 | 21 | 23.3 | 12.2 | 25.6 | 20.6 | 23 | 14.6 | 22.2 | 10 | 16.1 | 8.9 | 22.8 | 16.7 | 13.7 | 11.4 | 6.7 | -7.8 | 7.8 | -2.2 | 15 | 13.9 | 11.1 | -6.1 | 21.8 | 15.4 | 16.1 | 8.3 | 24.4 | 23.3 | 6.1 | 6.1 | 3 | 2 | 5.6 | -1.2 | 17.6 | 9.3 | 5.6 | -7.8 | 6.5 | -3.8 | 6.9 | 5.6 | 10 | -3.3 | 0.6 | -1.1 | 19.4 | 11.7 | 15.4 | 2.2 | 25.6 | 18.6 | 18.3 | 18.3 | 7.2 | 1.1 | 21.7 | 5.6 | 10 | -4.4 | 9.1 | 4.7 | 9.4 | 8.3 | 11.7 | 3.3 | 4.4 | 1.1 | 23.3 | -2.2 | 6.7 | 0.4 | 26.7 | -5 | 16.1 | -7.2 | 10.4 | 4.3 | 16.5 | 3.6 | 14.2 | 12.8 | 5 | 0.6 | 13.3 | 6.7 | 18.7 | 18.1 | 8 | 3 | 8.3 | 1.7 | 8.3 | 1.1 | 15.6 | 8.3 | 8.3 | -9.4 | 6 | 4 | 21.1 | 18.3 | 17.2 | 5 | 10.4 | 2.7 | 15 | 0.4 | 20 | 11.7 | 17.2 | -3.3 | 25 | 22.2 | 25 | -2.8 | 16.1 | 14.4 | 23.3 | 18.9 | 20.2 | 19.9 | 13.3 | 3.9 | 7.2 | 7.2 | 10.6 | 6.7 | 13.3 | 11.1 | 5.6 | 1.1 | 10 | 1.7 | 16.8 | 14.3 | 13.3 | 3.9 | 5 | -3.9
3 | 0 | 5 | 1.1 | 13.9 | 0.6 | 18.9 | 7.2 | 3.7 | -8 | 19.3 | -3.7 | 10 | 7 | 12.4 | 2.6 | 12.2 | 7.8 | 11.3 | 7.8 | 11.1 | 8.3 | 10.4 | 7.1 | 12.8 | -2.2 | 16.1 | -3.5 | 22 | 21 | 23.3 | 11.1 | 25.6 | 20 | 22 | 15.2 | 22.2 | 10 | 14.4 | 9.4 | 22.2 | 16.7 | 13.3 | 11.1 | 4.4 | -5.6 | 7.8 | -1.7 | 15 | 13.3 | 9.4 | -5.6 | 21.5 | 15.1 | 15.6 | 8.3 | 23.9 | 23.3 | 6.1 | 6.1 | 3 | 2 | 4.4 | -2.6 | 18.5 | 9.9 | 5 | -11.7 | 5.2 | -4.1 | 5.9 | 5 | 8.3 | -3.3 | 0.6 | -1.1 | 18.3 | 12.8 | 10.6 | 1.7 | 25 | 18.3 | 20 | 19.4 | 6.1 | 0.8 | 20 | 5.6 | 8.9 | -5 | 7.6 | 4.6 | 9.4 | 8.9 | 10.6 | 3.3 | 3.3 | 1.1 | 21.1 | -5 | 6.1 | 0.4 | 25 | -6.7 | 13.3 | -3.3 | 9.6 | 3.4 | 15.2 | 2.7 | 14.1 | 12.3 | 3.3 | -1.7 | 13.3 | 6.7 | 18.9 | 18.3 | 9 | 4 | 7.2 | 1.7 | 6.1 | 1.1 | 16.1 | 7.8 | 7.2 | -7.8 | 6 | 4 | 21.1 | 18.3 | 15.6 | 5.6 | 6.7 | 2.2 | 11.6 | 0.7 | 18.9 | 12.2 | 16.1 | -3.9 | 24.4 | 22.2 | 22.8 | -2.2 | 15 | 14.4 | 22.8 | 19.4 | 20 | 20 | 12.2 | 3.9 | 7.2 | 7.2 | 8.9 | 6.7 | 12.8 | 11.1 | 5.6 | -2.8 | 7.2 | 1.7 | 16.5 | 14.7 | 12.2 | 4.2 | 3.3 | -3.7
4 | 0 | 3.3 | 0.6 | 11.9 | 2.6 | 18 | 5.6 | 1.9 | -7.3 | 17.4 | -2.5 | 9 | 7 | 11.1 | 2.8 | 12.2 | 7.8 | 10.6 | 7.8 | 10.6 | 7.2 | 8.9 | 6.7 | 12.2 | -2.8 | 15 | -3.8 | 22 | 21 | 21.7 | 10 | 25.6 | 20.6 | 21.1 | 15.6 | 21.7 | 10 | 12.8 | 8.3 | 21.7 | 16.7 | 12.9 | 10.6 | 4.4 | -6.1 | 7.2 | -0.6 | 16.7 | 15 | 7.8 | -5 | 21.1 | 15 | 13.9 | 8.3 | 23.9 | 22.8 | 6.1 | 6.1 | 3 | 2 | 3.3 | -4.4 | 19.4 | 10 | 3.3 | -10 | 3.9 | -5 | 5 | 4.4 | 7.2 | -3.3 | 0.6 | -1.1 | 13.3 | 11.7 | 9.7 | 1.1 | 21.9 | 14.8 | 18.3 | 17.8 | 5 | 0.4 | 18.3 | 5 | 7.8 | -4.4 | 6.1 | 4.4 | 10 | 9.4 | 8.3 | 3.3 | 2.8 | 0 | 18.9 | -7.4 | 5.6 | 0.6 | 23.3 | -7.8 | 13.9 | -4.4 | 8.9 | 2.8 | 13.9 | 2.2 | 13.9 | 11.7 | 2.8 | 0.6 | 13.3 | 6.7 | 19.1 | 18.5 | 9 | 4 | 6.7 | 1.1 | 5.6 | 0.6 | 15 | 7.2 | 6.1 | -7.2 | 6 | 4 | 20.6 | 17.8 | 14.4 | 7.2 | 5.8 | 2.1 | 8.3 | 0.6 | 17.2 | 12.8 | 15 | -3.9 | 24.4 | 22.2 | 22.8 | -2.2 | 15.6 | 15 | 22.8 | 20 | 20.2 | 20.1 | 11.7 | 2.8 | 7.2 | 7.2 | 9.4 | 7.8 | 12.8 | 11.1 | 4.4 | -5 | 5.6 | 1.7 | 16.1 | 15 | 11.1 | 4.6 | 1.7 | -3.9
5 | -1 | 2.2 | 0.6 | 9.8 | 4 | 17 | 4 | 0 | -8.3 | 15.6 | -1.7 | 9 | 7 | 10.9 | 4.6 | 12.2 | 7.8 | 10.6 | 7.5 | 10 | 7.2 | 8.9 | 6.9 | 11.7 | -2.8 | 13.9 | -4.4 | 22 | 21 | 20.6 | 10 | 25 | 20.6 | 20.7 | 15.3 | 20 | 11.1 | 12.8 | 9.4 | 22.2 | 17.2 | 12.6 | 10.4 | 3.3 | -6.1 | 8.3 | 1.1 | 16.1 | 15 | 7.8 | -5 | 21.1 | 15.2 | 12.2 | 8.9 | 23.9 | 23.3 | 6.1 | 6.1 | 3 | 2 | 2.6 | -4.1 | 17.6 | 10.7 | 1.7 | -11.7 | 3.7 | -4.4 | 4.6 | 4.2 | 6.7 | -4.4 | 0.6 | -1.1 | 12.2 | 11.1 | 8.7 | 0.6 | 18.7 | 11.1 | 18.3 | 17.8 | 3.9 | 0 | 18.3 | 6.1 | 6.7 | -4.4 | 5.5 | 4.2 | 10 | 9.4 | 6.1 | 3.3 | 2.2 | 0 | 16.7 | -12.2 | 5.2 | 0.5 | 22.2 | -8.9 | 10.6 | 0.6 | 7.6 | 2.5 | 13.2 | 1.8 | 13.9 | 11.6 | 3.9 | 1.7 | 12.8 | 6.7 | 19.2 | 18.2 | 8 | 6 | 3.9 | 1.1 | 4.4 | 0.6 | 14.4 | 10 | 5 | -7.2 | 6 | 4 | 20.6 | 17.8 | 17.2 | 5 | 4.8 | 1.5 | 7.8 | 1.4 | 14.4 | 11.7 | 13.3 | -2.2 | 24.4 | 22.2 | 22.2 | -1.7 | 15.6 | 15 | 22.2 | 20 | 20.4 | 20.1 | 11.1 | 1.7 | 7.2 | 7.2 | 10.6 | 8.3 | 12.2 | 10.6 | 3.3 | -6.1 | 3.9 | 1.1 | 15.7 | 14.4 | 10 | 4.4 | 0 | -5
4 | 0 | 1.1 | -0.6 | 7.8 | 4.4 | 16.1 | 2.2 | -0.9 | -7.7 | 14.1 | -1.3 | 9 | 7 | 10.8 | 6 | 12.2 | 7.2 | 10.6 | 7.1 | 10 | 7.2 | 8.9 | 7.2 | 10.6 | -2.8 | 12.8 | -3.4 | 22 | 21 | 19.4 | 11.1 | 25 | 20.6 | 20.4 | 14.8 | 19.4 | 12.8 | 12.2 | 9.4 | 21.1 | 17.2 | 12.2 | 10 | 2.8 | -4.4 | 10 | 1.1 | 14.4 | 12.8 | 7.8 | -3.3 | 21.1 | 15.4 | 12.2 | 9.4 | 23.9 | 22.8 | 6.1 | 6.1 | 3 | 2 | 1.8 | -3.8 | 15.7 | 11.1 | 1.1 | -11.1 | 3.5 | -4.6 | 4.3 | 4.2 | 5.6 | -5.6 | 0.6 | -1.1 | 12.2 | 11.1 | 7.8 | 0 | 15.6 | 7.2 | 17.8 | 17.8 | 4.5 | -0.1 | 15.6 | 6.7 | 6.1 | -5 | 5 | 4.1 | 10 | 9.4 | 4.4 | 2.2 | 2.8 | 0 | 15.8 | -9.6 | 4.8 | 0.2 | 20 | -7.8 | 10 | 2.2 | 6.3 | 2 | 12.4 | 1.1 | 13.9 | 11.3 | 3.9 | 1.1 | 13.3 | 6.7 | 19.4 | 18.3 | 7 | 6 | 3.9 | 0.6 | 3.9 | 0.6 | 14.4 | 7.8 | 3.9 | -7.8 | 5 | 3 | 20 | 17.8 | 17.8 | 3.9 | 3.9 | 1.1 | 7.2 | 2.1 | 13.9 | 11.7 | 13.3 | -2.8 | 23.9 | 22.2 | 21.7 | -1.1 | 16.1 | 15 | 21.7 | 20 | 20.6 | 20 | 11.1 | 1.1 | 7.2 | 7.2 | 15 | 10 | 11.7 | 10 | 2.8 | -6.7 | 3.3 | 1.1 | 15.4 | 14 | 9.4 | 5.6 | -0.7 | -4.3
4 | 0 | 1.1 | -0.6 | 7.2 | 4.5 | 15 | 2.2 | -1.9 | -8.1 | 12.6 | -1.8 | 9 | 6 | 10.6 | 7.2 | 11.1 | 6.1 | 10.6 | 6.7 | 10 | 6.7 | 8.9 | 7.4 | 8.9 | -2.2 | 11.7 | -3.6 | 22 | 21 | 20 | 15.6 | 25 | 21.1 | 20 | 14.4 | 18.9 | 13.3 | 11.7 | 8.9 | 21.1 | 17.2 | 11.8 | 9.7 | 1.1 | -4.4 | 10 | 3.3 | 11.1 | 8.9 | 6.7 | -3.3 | 21.1 | 15.6 | 11.7 | 9.4 | 23.9 | 22.8 | 6.1 | 6.1 | 2 | 2 | 1.1 | -3.5 | 13.9 | 11.1 | 0 | -8.9 | 3.3 | -5.6 | 3.9 | 3.9 | 3.9 | -6.7 | 0.6 | -1.1 | 12.2 | 11.1 | 7.2 | 0.2 | 13.7 | 6.1 | 17.2 | 17.2 | 5 | -0.5 | 16.1 | 7.8 | 4.4 | -3.3 | 4.4 | 3.9 | 10.6 | 9.4 | 5 | 2.2 | 2.2 | 0 | 14.8 | -8.9 | 4.4 | 0 | 20 | -7.8 | 8.9 | 2.8 | 5 | 1.7 | 11.7 | 0.6 | 13.9 | 11.1 | 4.4 | 1.7 | 12.2 | 9.4 | 19.6 | 17.8 | 7 | 5 | 2.2 | 0 | 5 | 1.7 | 12.8 | 8.3 | 2.8 | -7.8 | 4 | 3 | 19.4 | 17.8 | 17.2 | 4.4 | 4.1 | 1.1 | 6.7 | 2.8 | 14.4 | 12.2 | 12.8 | -3.3 | 23.9 | 22.2 | 20.6 | -1.1 | 16.1 | 16.1 | 21.7 | 19.4 | 20.4 | 19.9 | 10 | 1.7 | 7.8 | 7.2 | 16.7 | 12.2 | 12.2 | 10.6 | 0.6 | -5.6 | 3.3 | 1.1 | 15 | 13.3 | 8.9 | 6.5 | -1.5 | -4.1
4 | 0 | 1.1 | 0 | 6.7 | 4.5 | 13.9 | 2.5 | -2.8 | -9.4 | 11.1 | -2.2 | 9 | 6 | 9.7 | 7.3 | 10.6 | 6.1 | 10.4 | 6.9 | 10 | 6.7 | 8.9 | 7.7 | 6.7 | -2.2 | 10.6 | -3.9 | 22 | 21 | 20 | 17.2 | 25 | 20.6 | 19.3 | 14.6 | 17.8 | 13.9 | 11.7 | 8.9 | 21.7 | 17.8 | 11.5 | 9.6 | 0.6 | -5 | 8.9 | 5 | 10 | 8.3 | 6.7 | -3.3 | 21.7 | 16 | 11.1 | 9.4 | 23.9 | 22.8 | 6.1 | 6.1 | 2 | 1 | 0.5 | -3.2 | 13.3 | 10.7 | -1.1 | -7.2 | 3.3 | -4.7 | 3.5 | 3.5 | 3.3 | -6.7 | 0.6 | -1.1 | 12.8 | 10.6 | 6.7 | 0.6 | 11.9 | 4.9 | 17.8 | 17.2 | 5.6 | -1.1 | 15.6 | 7.8 | 4.4 | -4.4 | 4.4 | 4 | 10.6 | 9.4 | 3.3 | 2.2 | 1.7 | -0.6 | 13.9 | -9.4 | 3.7 | 0.4 | 20 | -7.8 | 7.8 | 2.8 | 5.2 | 0.7 | 11.1 | -0.1 | 12 | 8.9 | 4.4 | 1.7 | 12.2 | 9.4 | 19.8 | 17.2 | 7 | 6 | 1.7 | -0.6 | 5 | 1.1 | 11.7 | 6.1 | 2.2 | -7.8 | 5 | 4 | 17.8 | 16.1 | 17.8 | 4.4 | 4.2 | 1 | 5.8 | 2.4 | 13.9 | 11.7 | 11.1 | -2.8 | 23.9 | 22.2 | 17.2 | -0.6 | 17.2 | 17.2 | 20.6 | 19.4 | 20.2 | 19.7 | 7.8 | 0.6 | 7.8 | 7.2 | 15.6 | 12.2 | 12.2 | 10.6 | 1.1 | -5.6 | 3.3 | 0.6 | 14.1 | 11.1 | 8.3 | 7.2 | -2.2 | -4.4
3 | 0 | 1.1 | -0.6 | 6.1 | 4.4 | 12.8 | 2.2 | -3.3 | -8.7 | 10.4 | -2.3 | 9 | 6 | 8.7 | 7.3 | 10 | 6.1 | 10.2 | 7.1 | 9.4 | 8.3 | 9 | 7.9 | 5 | -1.7 | 10 | -2.9 | 22 | 21 | 20 | 17.8 | 25 | 20.6 | 18.5 | 14.4 | 17.2 | 14.4 | 11.1 | 8.3 | 20.6 | 17.2 | 11.1 | 9.4 | 0 | -3.3 | 8.3 | 5.6 | 8.3 | 5.6 | 6.1 | -3.9 | 22.2 | 16.5 | 11.1 | 8.9 | 23.3 | 22.8 | 6.1 | 6.1 | 2 | 1 | 0 | -2.9 | 12.8 | 10.4 | -1.1 | -6.1 | 3.3 | -4.7 | 3.2 | 3.2 | 2.8 | -6.7 | 0.6 | -1.1 | 12.8 | 9.4 | 6.1 | 0.6 | 10 | 3.3 | 17.8 | 17.8 | 4.5 | -1.3 | 13.3 | 8.3 | 5.6 | -5 | 4.4 | 4.3 | 10.6 | 9.4 | 2.2 | 0.6 | 1.1 | -1.1 | 13.3 | -8.2 | 2.9 | 0.8 | 20 | -6.7 | 7.2 | 3.3 | 5.4 | 0 | 10.6 | -0.7 | 10.2 | 6.7 | 5 | 1.7 | 12.2 | 9.4 | 20 | 16.7 | 8 | 5 | 1.7 | 0 | 5 | 2.2 | 11.1 | 6.7 | 1.1 | -7.2 | 5 | 4 | 16.1 | 14.4 | 16.1 | 4.4 | 4.4 | 1.1 | 4.8 | 2.2 | 12.2 | 11.1 | 10 | -2.2 | 23.9 | 22.2 | 14.4 | -0.6 | 18.9 | 18.3 | 21.1 | 19.4 | 20 | 19.4 | 6.7 | -1.1 | 8.3 | 7.8 | 15.6 | 12.2 | 11.7 | 10.6 | 0 | -6.1 | 6.1 | 2.2 | 13.1 | 8.8 | 7.6 | 6.4 | -2.6 | -4.5
1 | 0 | 1.7 | -0.6 | 6.1 | 4.6 | 12.1 | 2.3 | -3.9 | -9.1 | 9.6 | -2.6 | 7 | 6 | 7.8 | 7.2 | 10 | 6.1 | 10 | 7.2 | 9.4 | 7.2 | 9 | 8.2 | 5 | -1.7 | 9.5 | -2.7 | 23 | 21 | 20.6 | 18.9 | 25 | 20 | 17.8 | 14.4 | 17.8 | 15 | 10.6 | 8.3 | 20.6 | 17.2 | 9.3 | 7.3 | 0 | -3.9 | 8.3 | 6.1 | 6.1 | 3.3 | 5 | -4.4 | 22.8 | 16.7 | 10 | 8.3 | 23.3 | 22.8 | 6.1 | 6.1 | 2 | 1 | -0.6 | -2.6 | 12.2 | 10 | -1.7 | -6.1 | 3.3 | -5.6 | 2.8 | 2.8 | 2.2 | -6.7 | 0.6 | -1.7 | 10 | 7.8 | 6.3 | 0.8 | 8.9 | 3.3 | 17.2 | 16.7 | 3.3 | -1.8 | 11.1 | 7.8 | 5.6 | -5 | 4.4 | 4.4 | 10.6 | 9.4 | 1.7 | 0 | 0.6 | -1.1 | 12.8 | -8.5 | 2.2 | 1.1 | 18.3 | -2.2 | 7.8 | 3.3 | 5.6 | -1.1 | 10 | -1.7 | 8.3 | 4.4 | 5 | 1.7 | 12.2 | 9.4 | 19.8 | 16.5 | 7 | 4 | 2.2 | 0 | 5 | 2.8 | 10 | 6.7 | 0.6 | -7.8 | 4 | 3 | 15.6 | 13.9 | 14.4 | 5 | 4 | 1 | 3.9 | 1.7 | 12.8 | 11.1 | 3.3 | 0.6 | 21.7 | 20.6 | 13.3 | -0.6 | 18.3 | 18.3 | 20.6 | 18.9 | 20 | 19.5 | 5.6 | -1.1 | 7.8 | 7.8 | 16.1 | 11.1 | 11.1 | 10.6 | -0.6 | -6.7 | 6.1 | 2.2 | 12.2 | 6.1 | 6.8 | 5.3 | -2.9 | -4.8
0 | -1 | 1.1 | -1.1 | 6.1 | 4.9 | 11.3 | 2.3 | -4.4 | -10 | 8.9 | -3.3 | 7 | 6 | 8.2 | 7.5 | 10 | 6.1 | 10.4 | 7.5 | 8.9 | 7.8 | 9 | 8.4 | 5.6 | -2.2 | 8.9 | -2.8 | 22 | 21 | 20 | 18.9 | 24.4 | 20 | 17.4 | 14.5 | 17.2 | 15 | 10.6 | 8.3 | 20 | 17.2 | 7.4 | 4.9 | 0 | -4.4 | 8.3 | 6.1 | 5 | 1.7 | 4.4 | -4.4 | 21.3 | 16.5 | 10 | 7.8 | 22.8 | 22.8 | 6.1 | 6.1 | 1 | 1 | 0.5 | -2.3 | 13.7 | 10.7 | -2.2 | -5 | 3.1 | -3.9 | 2.1 | 2.1 | 2.2 | -6.7 | 0 | -2.2 | 8.3 | 6.1 | 6.5 | 1 | 7.8 | 3.1 | 16.1 | 16.1 | 2.2 | -2.8 | 10.6 | 7.8 | 3.9 | -5 | 6.3 | 6 | 10.6 | 9.4 | 1.7 | -0.6 | 0.6 | -1.1 | 12.2 | -9.4 | 2.4 | 0.9 | 17.2 | -0.6 | 7.2 | 3.3 | 5.4 | -0.9 | 10 | -0.9 | 7.9 | 4.3 | 5 | 3.3 | 12.2 | 10 | 19.6 | 16.3 | 7 | 4 | 2.2 | 0 | 5.6 | 2.8 | 10 | 6.7 | -1.7 | -7.2 | 4 | 3 | 15 | 13.3 | 13.3 | 6.1 | 3.7 | 1.2 | 4.1 | 2.3 | 11.1 | 9.4 | 2.2 | 0 | 22.2 | 20.6 | 11.1 | -0.6 | 17.8 | 17.2 | 20.6 | 19.4 | 20 | 19.5 | 6.1 | -1.7 | 7.2 | 7.2 | 15 | 8.3 | 11.1 | 10 | -1.1 | -6.1 | 6.1 | 1.7 | 11.8 | 6.3 | 6.1 | 4.4 | -3.3 | -5.6
1 | -1 | 1.1 | -1.7 | 6.1 | 5 | 10.6 | 2.2 | -0.3 | -7.4 | 11.3 | -2.8 | 8 | 7 | 8.5 | 7.6 | 9.4 | 5.6 | 10.7 | 7.6 | 8.9 | 7.8 | 9 | 8.7 | 5 | -1.1 | 10.2 | -1.3 | 23 | 21 | 19.4 | 18.9 | 24.4 | 20.6 | 17.1 | 14.6 | 17.8 | 15.6 | 11.7 | 7.8 | 19.4 | 17.2 | 5.6 | 2.8 | -1.1 | -5.6 | 8.3 | 6.1 | 4.4 | 1.1 | 2.2 | -5 | 19.8 | 16.1 | 9.4 | 7.8 | 22.8 | 22.8 | 6.1 | 6.1 | 2 | 1 | 1.7 | -2 | 15.2 | 11.2 | -2.8 | -5 | 3 | -3.1 | 1.3 | 1.3 | 2.2 | -6.1 | 0.6 | -2.2 | 7.2 | 3.9 | 6.7 | 1.1 | 6.7 | 2.8 | 15.6 | 15.6 | 3.9 | -1.1 | 11.1 | 7.8 | 3.3 | -5 | 8.1 | 7.4 | 10.6 | 9.4 | 0 | -1.7 | 0.6 | -1.1 | 13.3 | -8.7 | 2.6 | 0.6 | 17.8 | -0.6 | 7.2 | 3.3 | 5.2 | -0.9 | 10 | -0.4 | 7.6 | 4.2 | 5 | 3.3 | 10 | 6.1 | 19.4 | 16.1 | 6 | 4 | 1.7 | 0 | 5 | 2.8 | 10 | 6.7 | 0 | -8.3 | 6 | 3 | 14.4 | 12.8 | 12.2 | 6.7 | 3.3 | 1.1 | 4.2 | 2.7 | 12.8 | 11.1 | 0.6 | -1.1 | 22.2 | 20.6 | 11.1 | -0.6 | 18.3 | 17.8 | 20.6 | 18.9 | 20 | 19.4 | 4.4 | -2.2 | 7.2 | 7.2 | 13.3 | 7.2 | 11.1 | 10 | -1.1 | -5 | 6.1 | 1.7 | 11.5 | 6.2 | 5.4 | 3.7 | -1.8 | -4
3 | -1 | 2.2 | -0.6 | 9.8 | 5.8 | 12.8 | 3.5 | 3.7 | -6.3 | 13.7 | -2.7 | 9 | 7 | 8.9 | 7.8 | 10.6 | 6.7 | 11.1 | 7.8 | 8.3 | 7.2 | 10 | 8.9 | 9.4 | 0 | 11.5 | 0 | 23 | 21 | 20.6 | 20 | 24.4 | 20.6 | 16.7 | 14.4 | 18.9 | 16.1 | 12.8 | 7.8 | 21.1 | 17.8 | 4.7 | 1.9 | 0.6 | -4.4 | 7.8 | 5.6 | 3.9 | 1.1 | 6.1 | -5 | 18.3 | 15.6 | 11.7 | 8.3 | 22.8 | 22.8 | 6.7 | 6.7 | 2 | 1 | 2.8 | -1.7 | 16.7 | 11.7 | -0.6 | -4.4 | 2.8 | -2.8 | 0.6 | 0.6 | 3.3 | -5 | 0.6 | -2.2 | 6.1 | 3.3 | 7.6 | 1.4 | 8 | 2.9 | 18.9 | 17.8 | 5.5 | 0.2 | 12.2 | 6.1 | 5 | -3.3 | 10 | 8.9 | 10.6 | 9.4 | 3.3 | 1.7 | 1.1 | -1.7 | 14.5 | -8.5 | 2.8 | 0.6 | 20 | -2.2 | 7.8 | 3.9 | 5 | -1.1 | 10 | 0 | 7.2 | 3.9 | 5 | 3.3 | 9.4 | 5 | 19.8 | 16.5 | 6 | 5 | 2.2 | 0.6 | 5.6 | 2.8 | 10.6 | 6.1 | 1.1 | -7.2 | 7 | 4 | 14.4 | 13.3 | 13.9 | 7.8 | 5.5 | 1.6 | 4.4 | 3.3 | 15.6 | 12.8 | 0.6 | -1.1 | 22.8 | 20.6 | 15.6 | 0 | 18.9 | 18.3 | 21.7 | 19.4 | 20.7 | 19.7 | 7.8 | -1.7 | 7.8 | 7.8 | 9.4 | 6.7 | 11.1 | 10 | 1.1 | -4.4 | 5.6 | 1.7 | 11.1 | 6.1 | 4.6 | 2.9 | -0.4 | -2.9
6 | -1 | 3.9 | 1.1 | 13.5 | 5.4 | 15 | 4.7 | 7.8 | -7.2 | 16.1 | -3.9 | 11 | 7 | 11.7 | 8.6 | 12.2 | 7.2 | 10.7 | 7.6 | 9.4 | 7.2 | 10.9 | 9.2 | 13.3 | -0.6 | 12.8 | 1.1 | 25 | 22 | 22.8 | 20.6 | 25.6 | 20.6 | 19.1 | 15 | 20.6 | 16.7 | 15.6 | 8.3 | 23.9 | 17.8 | 3.7 | 0.9 | 4.4 | -4.4 | 7.8 | 6.1 | 3.9 | 0.6 | 10.6 | -4.4 | 18.3 | 15.8 | 14.4 | 8.9 | 23.9 | 22.8 | 6.7 | 6.7 | 3 | 0 | 3.9 | -1.5 | 17.6 | 11.4 | 2.8 | -4.4 | 5 | -2.3 | 3 | 1.4 | 3.3 | -4.4 | 1.1 | -2.2 | 6.1 | 2.2 | 8.5 | 1.6 | 9.3 | 3.1 | 22.2 | 18.3 | 7.2 | 1.7 | 12.2 | 6.1 | 8.3 | -5 | 12.8 | 9.3 | 10.6 | 9.4 | 5.6 | 2.2 | 1.7 | -2.8 | 15.6 | -10 | 3.7 | 0.7 | 22.8 | -2.2 | 9.4 | 3.3 | 5.6 | -0.8 | 10 | 0.8 | 7.4 | 3.8 | 5 | 3.9 | 9.4 | 3.3 | 20.2 | 16.9 | 6 | 4 | 3.9 | 0.6 | 6.7 | 2.2 | 10.6 | 7.8 | 3.3 | -7.8 | 9 | 4 | 16.7 | 13.9 | 18.3 | 8.3 | 7.8 | 2.1 | 7.9 | 4.3 | 20 | 13.9 | 2.8 | -2.2 | 23.9 | 21.1 | 18.9 | -0.6 | 20.6 | 18.9 | 22.8 | 20 | 21.5 | 19.8 | 10.6 | -1.7 | 8.3 | 8.3 | 9.4 | 5.6 | 12.2 | 11.1 | 2.8 | -3.3 | 6.1 | 1.1 | 12.4 | 4.9 | 3.9 | 2.2 | 1.1 | -2.2
9 | -3 | 6.1 | 1.1 | 17.2 | 3.9 | 17.2 | 5.6 | 10.4 | -6.9 | 19.1 | -2.7 | 12 | 7 | 14.4 | 9 | 12.2 | 7.8 | 10.4 | 7.5 | 8.9 | 6.7 | 11.9 | 9.3 | 16.7 | -1.7 | 13.3 | 0.6 | 25 | 22 | 25 | 20.6 | 26.1 | 20.6 | 21.5 | 15.1 | 22.2 | 17.2 | 18.3 | 7.8 | 26.1 | 17.8 | 2.8 | 0 | 5.6 | -6.7 | 7.2 | 6.7 | 4.4 | 0.6 | 14.4 | -3.9 | 18.3 | 15.9 | 17.2 | 8.3 | 24.4 | 22.8 | 6.7 | 6.7 | 4 | 1 | 5 | -1.5 | 18.5 | 10.9 | 4.4 | -5.6 | 7.2 | -2.7 | 5.4 | 1.7 | 5 | -3.9 | 2.2 | -2.2 | 6.7 | 2.2 | 9.4 | 1.7 | 10.6 | 2.8 | 23.9 | 18.9 | 9.4 | 2.3 | 11.1 | 6.1 | 10 | -6.7 | 15.5 | 9.2 | 11.7 | 10 | 8.9 | 1.1 | 2.2 | -2.2 | 18.5 | -9.3 | 4.7 | 1 | 24.4 | 0.6 | 11.7 | 3.9 | 6.1 | -0.9 | 10 | 1.6 | 7.6 | 3.7 | 4.4 | 3.3 | 10 | 4.4 | 20.6 | 17.2 | 6 | 4 | 6.1 | 0 | 7.2 | 2.8 | 11.1 | 8.3 | 5.6 | -7.8 | 11 | 4 | 18.9 | 13.9 | 25.6 | 9.4 | 10 | 1.7 | 11.5 | 4.7 | 23.9 | 13.3 | 4.4 | -2.2 | 24.4 | 21.7 | 22.2 | -0.6 | 21.7 | 17.8 | 24.4 | 18.3 | 22.2 | 20 | 11.1 | -1.1 | 8.9 | 8.9 | 9.4 | 5 | 13.9 | 11.7 | 4.4 | -2.2 | 7.2 | 1.1 | 13.7 | 2.9 | 4.1 | 2.5 | 2.8 | -2.2
11 | -5 | 7.2 | 2.2 | 18.3 | 3.8 | 18.1 | 6 | 13 | -7.8 | 22 | -3 | 12 | 7 | 17.2 | 8.9 | 12.8 | 7.8 | 10 | 7.2 | 9.4 | 5.6 | 12.8 | 9.4 | 18.3 | -2.2 | 13.9 | 0.2 | 26 | 22 | 27.2 | 20.6 | 27.2 | 20.6 | 23.9 | 15 | 25.6 | 15.6 | 20 | 7.2 | 28.3 | 17.2 | 3.2 | 0.4 | 6.1 | -6.7 | 7.8 | 7.2 | 5 | 0.6 | 17.2 | -7.2 | 18.3 | 16.1 | 18.9 | 8.3 | 26.1 | 22.8 | 7.8 | 7.8 | 5 | 1 | 6.1 | -2.2 | 19.4 | 10 | 6.1 | -6.1 | 9.4 | -3.9 | 7.8 | 1.7 | 6.1 | -3.3 | 2.8 | -2.2 | 6.7 | 3.3 | 11.1 | 2.1 | 11.9 | 3.2 | 26.1 | 19.4 | 11.7 | 2.7 | 10.6 | 5.6 | 11.7 | -6.1 | 18.3 | 8.3 | 13.9 | 11.1 | 12.2 | -1.1 | 2.2 | -2.8 | 21.5 | -10.1 | 5.6 | 1.1 | 26.1 | 1.7 | 13.3 | 3.3 | 6.7 | -1.1 | 10 | 2.2 | 7.8 | 3.3 | 3.9 | 2.8 | 11.7 | 4.4 | 21.3 | 17.5 | 7 | 5 | 8.9 | -1.1 | 8.9 | 2.8 | 11.1 | 9.4 | 6.7 | -8.3 | 11 | 4 | 21.1 | 13.9 | 28.3 | 10 | 10.9 | 2.5 | 15 | 4.4 | 26.7 | 12.8 | 6.7 | -1.7 | 25.6 | 21.7 | 23.9 | -1.1 | 23.3 | 16.7 | 25.6 | 17.8 | 22.4 | 20.5 | 11.7 | -1.1 | 11.1 | 10.6 | 8.3 | 3.9 | 15 | 10.6 | 6.1 | -2.8 | 8.3 | 1.7 | 15 | 0 | 4.2 | 2.6 | 4.4 | -2.8
12 | -4 | 8.9 | 1.7 | 19.5 | 3.7 | 19.1 | 5.9 | 15.6 | -12.2 | 25 | -3.3 | 13 | 7 | 17.9 | 8.8 | 12.8 | 7.8 | 10.6 | 7.9 | 11.7 | 6.1 | 13.7 | 9.4 | 19.4 | -1.7 | 14.4 | -0.6 | 25 | 21 | 28.9 | 21.1 | 27.2 | 20.6 | 24.5 | 14.9 | 26.7 | 15.6 | 21.7 | 7.8 | 27.8 | 18.3 | 3.5 | 0.7 | 7.2 | -6.7 | 8.3 | 7.8 | 4.4 | 0.6 | 18.3 | -7.8 | 17.4 | 15.6 | 21.1 | 7.8 | 25.6 | 22.8 | 8.3 | 8.3 | 6 | 1 | 5.7 | -1.1 | 17.9 | 11.5 | 7.2 | -5.6 | 10.7 | -3.3 | 8.3 | 1.9 | 7.2 | -2.8 | 4.4 | -2.2 | 6.7 | 4.4 | 12.7 | 2.3 | 13.1 | 3.5 | 27.2 | 19.4 | 13.9 | 2.8 | 10 | 7.2 | 13.3 | -5.6 | 17.8 | 8.1 | 16.7 | 11.7 | 13.3 | -3.9 | 3.9 | -2.2 | 24.4 | -12.8 | 4.8 | 1.1 | 26.7 | -1.1 | 14.4 | 2.8 | 7.1 | -0.9 | 9.6 | 4.2 | 7.8 | 3.5 | 3.9 | 2.2 | 13.3 | 6.1 | 22.1 | 17.7 | 7 | 5 | 10.6 | -1.7 | 10 | 1.1 | 11.7 | 10 | 8.9 | -7.8 | 11 | 4 | 23.3 | 13.9 | 30.6 | 8.9 | 11.9 | 2.9 | 15.2 | 4.6 | 27.8 | 11.7 | 8.3 | -1.1 | 27.2 | 22.2 | 25 | -1.1 | 25 | 13.3 | 26.7 | 18.3 | 22.6 | 21.2 | 12.2 | -0.6 | 15 | 12.2 | 6.7 | 0 | 16.7 | 10.6 | 6.7 | -5 | 9.4 | 2.2 | 15.6 | 0.2 | 4.4 | 2.8 | 6.1 | -4.4
13 | -2 | 10.6 | 1.7 | 20.6 | 3.3 | 20 | 6.1 | 16.7 | -8.9 | 26.5 | -3.7 | 14 | 6 | 18.7 | 8.7 | 12.8 | 7.8 | 11.1 | 8.4 | 11.7 | 5.6 | 14.7 | 9.3 | 21.1 | -0.6 | 15.7 | -1.6 | 26 | 22 | 30.6 | 20.6 | 28.3 | 20.6 | 25 | 14.5 | 27.2 | 15.6 | 23.3 | 6.7 | 27.8 | 18.3 | 3.9 | 1.1 | 8.3 | -6.1 | 10 | 8.9 | 5 | 0 | 20.6 | -6.7 | 16.5 | 15.1 | 21.7 | 8.3 | 27.2 | 23.3 | 10 | 9.4 | 6 | 1 | 5.4 | -0.6 | 16.5 | 12.3 | 8.3 | -4.4 | 12 | -3.3 | 8.9 | 2.2 | 6.7 | 0 | 5 | -3.9 | 6.7 | 4.4 | 14.4 | 2.2 | 14.4 | 3.3 | 27.8 | 18.9 | 14.5 | 2.7 | 10.6 | 3.9 | 14.4 | -6.7 | 17.2 | 8.1 | 20.6 | 11.7 | 14.4 | -3.9 | 6.1 | -2.8 | 25 | -13.5 | 4.1 | 1.3 | 27.8 | -2.8 | 14.4 | 3.9 | 7.4 | -0.9 | 9.3 | 5.9 | 7.8 | 3.5 | 2.8 | 1.1 | 13.9 | 5.6 | 22.8 | 17.8 | 7 | 5 | 11.1 | -1.7 | 11.7 | 1.1 | 11.7 | 10 | 10.6 | -7.2 | 12 | 3 | 26.1 | 13.9 | 30.6 | 9.4 | 12.8 | 3.3 | 15.4 | 4.5 | 28.9 | 12.2 | 10 | 0 | 29.4 | 22.2 | 25.6 | -1.1 | 26.7 | 10 | 27.2 | 17.2 | 22.8 | 21.7 | 12.2 | -1.1 | 18.9 | 12.2 | 6.7 | -0.6 | 18.3 | 11.7 | 8.3 | -3.3 | 10.6 | 2.8 | 16.1 | 0.6 | 4.8 | 3.1 | 7.8 | -3.3
14 | -2 | 11.7 | 2.2 | 20.6 | 4.2 | 20.2 | 6.9 | 17.8 | -8.2 | 27.9 | -4.7 | 12 | 7 | 19.4 | 8.3 | 13.9 | 7.8 | 11.7 | 8.9 | 12.2 | 5 | 15.6 | 8.9 | 21.7 | -2.2 | 17 | -3.3 | 26 | 21 | 32.2 | 20 | 28.9 | 20.6 | 25.6 | 14.4 | 28.3 | 15.6 | 24.4 | 7.2 | 27.8 | 18.3 | 5.4 | 0.9 | 8.9 | -6.1 | 12.8 | 10.6 | 6.1 | 0.6 | 21.1 | -6.7 | 15.6 | 14.4 | 22.8 | 7.8 | 28.9 | 23.3 | 10.6 | 8.9 | 7 | 0 | 5 | 0 | 15 | 12.8 | 8.9 | -4.4 | 13.3 | -3.9 | 9.4 | 2.2 | 9.4 | -0.6 | 5.6 | -3.3 | 7.8 | 3.9 | 15.7 | 2.5 | 13.1 | 5.8 | 28.9 | 18.9 | 15 | 2.5 | 12.2 | 2.2 | 15.6 | -6.7 | 16.7 | 7.8 | 21.7 | 11.1 | 15.6 | -3.3 | 7.8 | -4.4 | 25.5 | -13.1 | 3.3 | 1.1 | 28.3 | -2.2 | 15.6 | 3.3 | 7.8 | -1.1 | 8.9 | 7.2 | 7.8 | 3.3 | 4.4 | 1.1 | 14.4 | 6.7 | 23.5 | 18.2 | 7 | 5 | 12.8 | -0.6 | 11.7 | 0.6 | 11.7 | 10 | 11.7 | -8.3 | 12 | 3 | 26.1 | 15 | 31.7 | 9.4 | 14.6 | 4 | 15.6 | 4.4 | 29.4 | 10.6 | 12.2 | 0.6 | 31.1 | 22.2 | 26.7 | -0.6 | 26.7 | 8.3 | 26.7 | 18.3 | 24.1 | 21.8 | 12.8 | -2.8 | 21.7 | 12.2 | 6.7 | -0.6 | 20 | 11.7 | 9.4 | -6.7 | 12.2 | 3.9 | 16.7 | 0.6 | 5.2 | 3.5 | 9.4 | -2.8
14 | -3 | 11.7 | 2.2 | 20.6 | 5.4 | 20.4 | 7.4 | 18.9 | -7.2 | 29.4 | -6.1 | 12 | 6 | 19.8 | 7.9 | 15.6 | 8.9 | 11.5 | 8 | 10.6 | 7.8 | 15.2 | 9.2 | 22.2 | 1.7 | 18.3 | -6.7 | 26 | 22 | 32.8 | 19.4 | 28.3 | 20.6 | 25.8 | 14.3 | 28.3 | 15.6 | 25.6 | 5 | 26.7 | 19.4 | 6.8 | 0.7 | 8.3 | -6.7 | 13.9 | 10 | 5.6 | 0 | 22.8 | -5.6 | 17.3 | 15.5 | 23.3 | 4.4 | 28.3 | 23.9 | 9.4 | 8.3 | 7 | 0 | 3.9 | 0.7 | 14.8 | 13 | 9.4 | -6.1 | 13.1 | -3.2 | 9.4 | 1.8 | 11.7 | 1.1 | 6.1 | -2.8 | 8.3 | 3.3 | 17 | 2.2 | 11.9 | 7.2 | 30 | 19.4 | 15.6 | 2.2 | 13.3 | -1.7 | 16.7 | -7.2 | 17.6 | 7.4 | 22.8 | 10 | 15.6 | -4.4 | 9.4 | -5 | 26.1 | -15.6 | 4.1 | 1.5 | 28.9 | -2.2 | 15 | 2.8 | 7.2 | -1.1 | 8.9 | 7.4 | 7.6 | 3.5 | 4.4 | 0.6 | 15 | 7.2 | 24.3 | 18.3 | 8 | 5 | 13.3 | -1.1 | 11.1 | 1.1 | 11.7 | 9.4 | 12.8 | -6.7 | 11 | 3 | 26.1 | 15.6 | 32.2 | 9.4 | 16.5 | 4.2 | 15 | 4.7 | 29.4 | 10.6 | 13.9 | 0.6 | 32.8 | 21.7 | 26.7 | -2.2 | 26.1 | 10 | 27.8 | 18.9 | 25.4 | 21.9 | 13.9 | -2.8 | 22.8 | 11.1 | 7.2 | -0.6 | 20.6 | 12.8 | 10 | -6.1 | 13.3 | 3.3 | 14.8 | 1 | 5.6 | 3.9 | 11.1 | -2.8
13 | -4 | 11.1 | 2.8 | 20.6 | 6.1 | 20.6 | 8.3 | 18.5 | -6.9 | 29.2 | -6.1 | 11 | 7 | 20.2 | 7.6 | 13.9 | 7.8 | 11.3 | 7.3 | 11.7 | 6.1 | 14.8 | 9 | 22.8 | 1.7 | 18.3 | -6.4 | 26 | 22 | 32.8 | 20 | 28.3 | 20.6 | 25.9 | 14.1 | 27.8 | 15.6 | 25.6 | 5.6 | 23.9 | 20.6 | 8.3 | 0 | 8.9 | -6.7 | 15 | 8.9 | 5.6 | 1.1 | 22.8 | -5.6 | 18.9 | 16.3 | 23.9 | 6.1 | 27.2 | 23.9 | 8.3 | 7.8 | 8 | 0 | 2.8 | 1.3 | 14.6 | 13.2 | 10 | -6.7 | 13 | -2.5 | 9.4 | 1.6 | 13.9 | 2.2 | 6.1 | -3.9 | 10.6 | 0.6 | 18.3 | 2.2 | 10.6 | 8.3 | 30 | 17.8 | 15.8 | 2.6 | 13.3 | -1.1 | 18.3 | -6.1 | 18.5 | 7 | 23.9 | 10.6 | 16.7 | -3.3 | 10 | -3.9 | 25.7 | -13 | 4.8 | 1.5 | 28.3 | -2.2 | 14.4 | 2.8 | 6.7 | -0.9 | 8.9 | 7.7 | 7.4 | 3.5 | 3.9 | 1.7 | 15.6 | 7.2 | 25 | 18.3 | 8 | 4 | 14.4 | -1.7 | 12.8 | 1.1 | 12.2 | 9.4 | 13.3 | -7.8 | 12 | 4 | 24.4 | 15.6 | 32.8 | 9.4 | 18.3 | 4.4 | 14.5 | 5.1 | 30 | 10.6 | 16.1 | -0.6 | 31.1 | 22.2 | 29.4 | -3.9 | 26.1 | 10 | 26.7 | 17.2 | 26.7 | 21.7 | 13.9 | -4.4 | 23.9 | 11.1 | 6.7 | -1.1 | 16.7 | 10.6 | 8.9 | -6.7 | 14.4 | 1.1 | 13 | 1 | 5.4 | 3.9 | 11.7 | -2.5
13 | -2 | 11.1 | 2.2 | 18.5 | 6.1 | 19.5 | 8.8 | 18.2 | -7.9 | 29.1 | -7.5 | 11 | 7 | 20.6 | 6.7 | 15 | 8.3 | 11.1 | 6.1 | 11.7 | 5 | 14.4 | 8.9 | 22.2 | -2.2 | 18.3 | -7.8 | 26 | 22 | 32.2 | 20 | 27.2 | 20.6 | 26.1 | 13.9 | 27.8 | 15.6 | 26.1 | 5.6 | 27.2 | 20 | 7.4 | -0.7 | 9.4 | -7.2 | 15.6 | 9.4 | 5.6 | 1.1 | 22.8 | -5.6 | 20.6 | 17.2 | 22.8 | 12.2 | 27.8 | 23.9 | 8.3 | 7.8 | 9 | 0 | 1.7 | 1.7 | 14.4 | 13.3 | 10.6 | -5 | 12.8 | -2.8 | 9.4 | 1.1 | 15.6 | 3.9 | 6.7 | -2.8 | 12.2 | -1.7 | 17.4 | 2.6 | 10.2 | 8.8 | 27.2 | 18.3 | 15.9 | 2.7 | 13.3 | -2.2 | 18.3 | -6.1 | 19.4 | 6.1 | 23.9 | 10 | 16.7 | -3.3 | 10 | -2.2 | 25.4 | -11.5 | 5.6 | 1.7 | 28.9 | -2.2 | 12.2 | 2.2 | 6.1 | -1.1 | 8.9 | 7.8 | 7.2 | 3.3 | 3.9 | 1.7 | 13.9 | 6.1 | 24.4 | 18.4 | 8 | 4 | 14.4 | -1.1 | 12.8 | 0.6 | 12.2 | 9.4 | 13.9 | -7.8 | 13 | 4 | 23.3 | 15 | 32.8 | 9.4 | 18.1 | 5 | 13.9 | 5 | 29.4 | 9.4 | 16.7 | 0.6 | 29.4 | 21.1 | 28.9 | -2.2 | 25 | 9.4 | 26.7 | 18.3 | 25.9 | 21.4 | 14.4 | -5.6 | 23.9 | 11.1 | 5.6 | -1.7 | 15 | 8.3 | 8.3 | -6.7 | 14.4 | 2.2 | 11.1 | 0.6 | 5.2 | 4 | 12.2 | -3.2
13 | -3 | 11.7 | 2.2 | 16.5 | 6.1 | 18.3 | 9.1 | 17.8 | -8.9 | 28.9 | -8.3 | 10 | 8 | 19.1 | 5.2 | 13.3 | 7.2 | 10.4 | 6.4 | 10.6 | 5 | 12.9 | 9.2 | 23.3 | -2.2 | 18.3 | -9.4 | 25 | 22 | 31.1 | 20 | 27.2 | 21.1 | 25.2 | 13.1 | 27.2 | 15.6 | 26.1 | 5.6 | 25 | 19.4 | 6.5 | -1.2 | 9.4 | -7.2 | 15 | 9.4 | 5.6 | 1.1 | 22.8 | -5.6 | 20.6 | 17.2 | 22.8 | 12.2 | 26.7 | 23.3 | 8.3 | 7.2 | 9 | -1 | 1.7 | 1.7 | 14.2 | 13.1 | 10.6 | -3.3 | 11.1 | -1.2 | 9 | 0.9 | 16.1 | 3.9 | 6.7 | -2.8 | 12.8 | -3.9 | 16.5 | 2.9 | 9.8 | 9.1 | 25.6 | 17.8 | 16.1 | 2.8 | 14.4 | -2.8 | 18.9 | -6.1 | 18.1 | 7.3 | 24.4 | 10 | 16.1 | -3.9 | 10.6 | -3.9 | 25 | -11.7 | 4.3 | 1.1 | 28.3 | -3.3 | 11.1 | 1.7 | 5.7 | -0.9 | 8.7 | 7.5 | 6.3 | 3.3 | 4.4 | 1.7 | 12.8 | 3.9 | 23.9 | 18.6 | 7 | 4 | 13.9 | -1.1 | 12.2 | 2.2 | 12.8 | 10 | 13.9 | -8.9 | 13 | 5 | 21.1 | 15 | 32.2 | 8.9 | 18 | 5.3 | 13.7 | 4 | 28.3 | 9.4 | 17.8 | 0.6 | 28.3 | 21.1 | 25.6 | -3.9 | 24.4 | 10 | 26.1 | 17.8 | 25.2 | 21.3 | 14.4 | -6.1 | 22.8 | 10.6 | 3.9 | -0.6 | 13.9 | 8.3 | 8.3 | -7.2 | 14.4 | 1.7 | 10.4 | 0.7 | 5 | 3.9 | 12.8 | -3.9
12 | -1 | 13.9 | 0.6 | 14.4 | 5.6 | 17.2 | 9.4 | 14.5 | -6.2 | 27.4 | -6.1 | 10 | 8 | 17.6 | 3.5 | 12.8 | 7.8 | 9.6 | 6.2 | 10 | 3.9 | 11.5 | 9.1 | 20.6 | 3.9 | 15.9 | -10.3 | 24 | 22 | 30.6 | 20.6 | 24.4 | 20.6 | 24.2 | 12.5 | 27.2 | 15.6 | 25 | 6.1 | 24.4 | 19.4 | 5.6 | -2.2 | 8.9 | -7.8 | 11.7 | 8.9 | 5.6 | 0.6 | 22.2 | -5.6 | 20.6 | 17.2 | 21.1 | 11.1 | 25.6 | 22.8 | 7.8 | 6.7 | 8 | -1 | 1.7 | 1.7 | 14.1 | 13 | 10 | -2.8 | 9.5 | -0.3 | 8.7 | 0.6 | 15 | 3.3 | 5.6 | -3.3 | 12.8 | -2.2 | 15.6 | 2.8 | 9.4 | 9.4 | 21.7 | 21.1 | 15.2 | 2.4 | 11.7 | -1.7 | 16.7 | -7.2 | 16.9 | 7.8 | 23.9 | 7.2 | 17.2 | -5 | 10.6 | -2.8 | 23.1 | -11.6 | 3 | 0.7 | 27.2 | -5 | 11.1 | 1.1 | 5.4 | -0.9 | 8.5 | 7 | 5.3 | 3 | 2.8 | 1.7 | 12.2 | 3.3 | 23.3 | 18.3 | 6 | 4 | 12.8 | -1.7 | 11.1 | 1.1 | 12.8 | 10 | 13.3 | -8.9 | 12 | 6 | 19.4 | 14.4 | 31.1 | 9.4 | 17.8 | 5.6 | 13.5 | 3.3 | 26.1 | 10 | 17.2 | 0 | 26.1 | 18.9 | 24.4 | -4.4 | 23.3 | 12.8 | 24.4 | 17.2 | 24.4 | 21.1 | 13.9 | -6.1 | 17.8 | 10.6 | 5.6 | -3.3 | 13.3 | 8.3 | 7.8 | -7.2 | 12.8 | 0.6 | 9.6 | 0.2 | 5 | 4 | 11.1 | -2.4
11 | 1 | 12.8 | 0 | 12.9 | 5.3 | 16.1 | 8.9 | 11.1 | -5.5 | 25.9 | -6 | 10 | 8 | 16.1 | 1.7 | 12.8 | 7.2 | 8.9 | 6.1 | 8.3 | 5 | 10 | 8.9 | 18.9 | 2.8 | 13.5 | -12.9 | 23 | 22 | 29.4 | 20 | 24.4 | 20 | 23.3 | 11.7 | 26.7 | 15.6 | 22.8 | 7.8 | 23.9 | 17.8 | 4.8 | -2.6 | 8.3 | -7.2 | 11.1 | 6.7 | 5.6 | 0.6 | 19.4 | -6.1 | 20.6 | 17.2 | 18.9 | 11.7 | 25 | 22.8 | 7.2 | 6.7 | 7 | 0 | 1.7 | 1.7 | 13.9 | 12.8 | 8.3 | -3.3 | 7.8 | 0 | 8.3 | 0.6 | 13.3 | 2.2 | 4.4 | -3.3 | 11.7 | 0.6 | 14.5 | 3.6 | 9.6 | 9.6 | 21.1 | 21.1 | 14.2 | 2.1 | 11.1 | -1.7 | 14.4 | -6.1 | 15.6 | 8.3 | 18.9 | 8.3 | 15 | -3.3 | 8.9 | -2.2 | 21.3 | -11.5 | 1.7 | 0 | 25 | -6.7 | 8.9 | 1.7 | 5 | -1.1 | 8.3 | 6.7 | 4.4 | 2.8 | 3.9 | 1.7 | 11.7 | 3.3 | 22.9 | 18.7 | 7 | 4 | 10.6 | -2.2 | 10.6 | 1.1 | 12.2 | 10 | 12.2 | -9.4 | 10 | 5 | 17.8 | 14.4 | 28.9 | 9.4 | 15.2 | 4.6 | 13.3 | 2.2 | 24.4 | 8.9 | 16.1 | 0.6 | 25 | 16.1 | 21.7 | -6.1 | 21.7 | 11.1 | 23.3 | 17.2 | 24 | 20.9 | 12.2 | -7.2 | 16.7 | 13.9 | 4.4 | -3.9 | 12.8 | 8.3 | 5.6 | -5.6 | 9.4 | 0 | 8.9 | 0 | 5 | 4 | 9.5 | -1.6
8 | 0 | 12.2 | 0 | 11.5 | 5 | 15 | 8.5 | 7.8 | -6.7 | 24.4 | -6.1 | 9 | 8 | 14.4 | 1.7 | 12.8 | 8.3 | 8.3 | 5.8 | 7.8 | 4.4 | 9.8 | 8.9 | 15.6 | 2.8 | 11.1 | -16.1 | 23 | 22 | 27.2 | 20.6 | 24.4 | 20 | 21.1 | 12.6 | 26.1 | 15.6 | 18.9 | 10 | 23.3 | 18.3 | 4.1 | -3.2 | 7.2 | -5.6 | 10 | 7.2 | 5 | 0.6 | 15.6 | -6.7 | 19.8 | 16.7 | 17.2 | 12.8 | 25 | 22.8 | 7.2 | 6.1 | 6 | 0 | 1.5 | 1.5 | 11.7 | 10.5 | 7.2 | -2.8 | 4.6 | -0.2 | 7.4 | 0.4 | 10 | 1.7 | 1.7 | -3.3 | 11.1 | -1.7 | 13.3 | 4.2 | 9.8 | 9.8 | 20.6 | 20.6 | 13.3 | 1.7 | 9.4 | -1.7 | 11.1 | -5 | 15.8 | 9.3 | 17.2 | 8.3 | 10.6 | -1.7 | 7.2 | -2.2 | 19.4 | -13.9 | 1.1 | -0.3 | 24.4 | -7.2 | 7.8 | 1.7 | 4.8 | -0.9 | 8.3 | 6.5 | 4.2 | 2.6 | 3.9 | 1.7 | 10.6 | 3.3 | 22.6 | 18.8 | 7 | 4 | 8.3 | -2.2 | 8.9 | 1.7 | 12.2 | 10 | 11.1 | -8.3 | 8 | 4 | 16.7 | 14.4 | 26.1 | 8.9 | 12.6 | 3.3 | 11.3 | 1.8 | 23.3 | 9.4 | 12.8 | 1.1 | 22.8 | 17.8 | 15.6 | -5 | 18.9 | 12.2 | 22.2 | 17.8 | 23.7 | 21 | 11.1 | -6.7 | 16.1 | 12.8 | 3.9 | -5 | 11.7 | 8.9 | 4.4 | -7.2 | 6.1 | -2.2 | 8.2 | -0.3 | 5 | 3.9 | 7.8 | -1.7
6 | 0 | 11.7 | 0 | 10 | 4.4 | 13.9 | 7.8 | 5.8 | -5.1 | 22.6 | -4 | 9 | 7 | 12.8 | 1.5 | 12.2 | 10 | 7.8 | 5.5 | 8.3 | 5.6 | 9.6 | 8.9 | 14.4 | 3.3 | 10.4 | -10.9 | 23 | 21 | 26.7 | 20 | 24.4 | 20.6 | 18.9 | 12.7 | 25 | 16.7 | 18.3 | 9.4 | 22.8 | 19.4 | 3.3 | -4.4 | 6.1 | -5.6 | 9.4 | 7.8 | 4.4 | 0.6 | 13.9 | -6.7 | 19.1 | 16.2 | 16.7 | 13.3 | 24.4 | 22.2 | 6.7 | 6.1 | 5 | 0 | 1.3 | 1.3 | 9.4 | 7.9 | 6.1 | -2.2 | 1.5 | -0.9 | 6.5 | 0.4 | 10 | 1.1 | -0.6 | -3.9 | 8.3 | -0.6 | 12.2 | 4.4 | 10 | 10 | 19.4 | 19.4 | 12 | 3 | 8.3 | 0 | 10.6 | -6.7 | 15.9 | 10.3 | 18.3 | 7.8 | 8.3 | -0.6 | 6.7 | -1.1 | 18.3 | -12.4 | 0.6 | -0.6 | 23.3 | -7.8 | 6.1 | 1.1 | 4.6 | -1.1 | 8.3 | 6.3 | 4.1 | 2.5 | 3.9 | 1.1 | 9.4 | 4.4 | 22.2 | 18.9 | 6 | 4 | 7.2 | -2.2 | 8.3 | 2.2 | 11.1 | 8.9 | 8.9 | -8.3 | 8 | 5 | 16.1 | 15 | 25 | 8.3 | 10 | 1.7 | 9.2 | 1.4 | 18.9 | 11.7 | 11.1 | 1.7 | 21.7 | 18.3 | 14.4 | -4.4 | 19.4 | 12.2 | 22.2 | 17.8 | 23.3 | 21.1 | 8.3 | -5.6 | 16.7 | 12.2 | 3.9 | -6.1 | 10 | 7.2 | 3.9 | -6.7 | 6.1 | -3.3 | 7.4 | -0.5 | 5 | 4.1 | 6.5 | -2.3
5 | -2 | 11.1 | 0.6 | 8.9 | 4.3 | 12.8 | 7.3 | 3.7 | -5.1 | 20.7 | -3.3 | 9 | 8 | 11.1 | 1.1 | 12.2 | 9.4 | 7.2 | 5 | 8.3 | 5.6 | 9.4 | 8.9 | 11.7 | 3.3 | 9.6 | -8.9 | 23 | 22 | 25.6 | 20.6 | 24.4 | 20.6 | 16.7 | 12.8 | 23.9 | 16.7 | 16.7 | 10 | 22.8 | 18.9 | 2.8 | -4.1 | 5.6 | -3.9 | 8.3 | 6.1 | 4.4 | 0.6 | 13.3 | -6.7 | 18.3 | 15.6 | 16.1 | 13.9 | 23.9 | 22.8 | 6.7 | 6.1 | 4 | 1 | 1.1 | 1.1 | 7.2 | 5.6 | 5 | -1.1 | -1.7 | -2.2 | 5.6 | 0 | 9.4 | 1.1 | -0.6 | -3.3 | 7.2 | -2.2 | 11.5 | 4.3 | 10.6 | 10.5 | 19.4 | 18.9 | 10.7 | 3.7 | 7.8 | 0 | 6.7 | -3.3 | 16.1 | 11.1 | 16.7 | 7.8 | 8.3 | -1.7 | 5.6 | -1.1 | 17.2 | -13.1 | 0 | -1.1 | 21.7 | -7.8 | 5 | 1.1 | 4.4 | -1.1 | 8.3 | 6.1 | 3.9 | 2.2 | 4.4 | 0.6 | 9.4 | 3.9 | 21.7 | 18.9 | 6 | 3 | 5 | -2.2 | 7.2 | 2.2 | 10.6 | 8.9 | 7.2 | -8.3 | 8 | 4 | 15.6 | 14.4 | 23.3 | 7.8 | 8.5 | 1.6 | 7.2 | 0.6 | 17.8 | 11.7 | 8.9 | 1.7 | 21.1 | 18.3 | 12.2 | -3.3 | 19.4 | 12.2 | 21.7 | 17.8 | 23.1 | 21 | 6.7 | -4.4 | 16.1 | 13.3 | 2.8 | -6.1 | 9.4 | 6.7 | 2.8 | -6.1 | 5 | -2.8 | 6.7 | -1.1 | 5 | 4.3 | 5.2 | -3.6
3 | -3 | 10 | 1.1 | 7.8 | 3.8 | 11.7 | 6.9 | 1.7 | -6.1 | 18.9 | -3.3 | 9 | 8 | 10 | 1.9 | 12.2 | 8.9 | 7.2 | 5.5 | 7.8 | 5.6 | 9.2 | 8.3 | 12.8 | 3.9 | 8.9 | -7.8 | 23 | 22 | 24.4 | 20.6 | 23.9 | 20.6 | 15.8 | 12.4 | 23.3 | 16.7 | 15.6 | 9.4 | 22.2 | 18.9 | 2.2 | -4.6 | 4.4 | -3.9 | 7.8 | 7.2 | 4.4 | 1.1 | 13.9 | -7.2 | 18.3 | 15.6 | 16.1 | 14.4 | 23.3 | 22.8 | 6.1 | 5.6 | 3 | 1 | 1.1 | 1.1 | 6.8 | 5.8 | 4.4 | -3.3 | -2.1 | -3.1 | 5.6 | 0.5 | 8.9 | 0 | -0.6 | -3.3 | 6.7 | -2.8 | 10.7 | 3.7 | 11.1 | 10.7 | 18.9 | 18.9 | 9.4 | 4.4 | 7.2 | 1.1 | 6.1 | 0 | 16.3 | 11.5 | 14.4 | 7.8 | 6.7 | -1.7 | 5 | -1.1 | 16.1 | -14.4 | 0 | -1 | 21.1 | -3.9 | 5 | 1.1 | 4 | -1.4 | 7.9 | 5.6 | 3.7 | 2.4 | 4.4 | 0.6 | 9.4 | 3.9 | 21.1 | 18.5 | 6 | 3 | 3.3 | -1.1 | 6.7 | 1.7 | 10 | 8.3 | 6.7 | -7.8 | 8 | 4 | 15.6 | 14.4 | 22.2 | 7.8 | 7.1 | 1.6 | 6.3 | 0.8 | 18.3 | 10 | 8.9 | 2.2 | 20 | 18.3 | 11.7 | -2.8 | 17.8 | 12.2 | 21.1 | 18.3 | 23 | 21.1 | 6.7 | -6.1 | 14.4 | 13.9 | 3.9 | -6.7 | 8.9 | 6.1 | 1.1 | -6.1 | 3.3 | -2.2 | 6.5 | -0.8 | 5 | 4.4 | 3.9 | -5.6
3 | -3 | 6.7 | 1.1 | 6.7 | 3.3 | 10.6 | 6.1 | 1.1 | -5.7 | 17.2 | -2.2 | 9 | 8 | 8.9 | 2.5 | 12.8 | 9.4 | 7.2 | 6.2 | 7.8 | 5 | 8.8 | 7.4 | 11.1 | 3.9 | 8.2 | -8.2 | 23 | 22 | 22.8 | 20.6 | 23.9 | 21.1 | 14.8 | 12 | 22.2 | 16.7 | 15 | 9.4 | 22.2 | 18.9 | 1.7 | -5.6 | 4.4 | -3.9 | 7.8 | 6.7 | 3.9 | 1.1 | 8.3 | -6.7 | 18.3 | 15.6 | 15.6 | 14.4 | 23.3 | 22.8 | 6.1 | 6.1 | 2 | 0 | 1.1 | 1 | 6.5 | 5.9 | 3.9 | -2.8 | -2.4 | -3.8 | 5.6 | 0.7 | 8.9 | -1.7 | -1.1 | -4.4 | 5.6 | -2.8 | 10 | 3.3 | 11.7 | 11.1 | 18.9 | 18.3 | 9 | 3.8 | 6.7 | 1.7 | 4.4 | -2.8 | 16.5 | 11.9 | 15 | 8.9 | 6.1 | -1.7 | 4.4 | -0.6 | 14.1 | -10.1 | 0 | -1 | 20 | -2.8 | 5 | 1.1 | 3.7 | -1.6 | 7.6 | 5.1 | 3.5 | 2.6 | 4.4 | 0.6 | 8.3 | 4.4 | 20.6 | 18.3 | 6 | 4 | 2.2 | -2.2 | 6.1 | 1.7 | 9.4 | 8.3 | 5 | -7.2 | 7 | 4 | 15 | 13.9 | 21.7 | 7.8 | 5.6 | 1.1 | 5.3 | 1 | 17.8 | 10 | 7.2 | 2.2 | 20 | 17.8 | 10.6 | -3.3 | 17.2 | 11.7 | 21.1 | 18.3 | 22.8 | 21.1 | 6.1 | -5.6 | 14.4 | 13.9 | 1.7 | -7.2 | 8.3 | 5.6 | 1.1 | -6.7 | 2.2 | -2.8 | 6.3 | -1 | 5.2 | 4.3 | 3.2 | -4.6
1 | -3 | 6.1 | 1.7 | 6.3 | 3.3 | 9.3 | 5.7 | 0.6 | -6.4 | 15.6 | -1.7 | 9 | 7 | 7.8 | 2.8 | 11.1 | 8.9 | 7.2 | 6.7 | 7.2 | 5.6 | 8.7 | 7.1 | 9.4 | 2.8 | 7.4 | -9.2 | 23 | 20 | 21.7 | 20.6 | 23.9 | 21.1 | 13.9 | 11.7 | 21.7 | 16.7 | 14.4 | 9.4 | 21.7 | 18.9 | 1.3 | -5.2 | 3.9 | -2.8 | 8.3 | 6.7 | 3.3 | 1.1 | 8.3 | -6.7 | 18.3 | 15.6 | 15 | 13.9 | 23.3 | 22.8 | 6.1 | 5.6 | 2 | -1 | 1.1 | 0.5 | 6.1 | 6.1 | 3.3 | -2.8 | -2.8 | -5 | 5.6 | 1.1 | 7.8 | -1.7 | -2.2 | -3.9 | 5 | -5.6 | 8.9 | 3.3 | 11.1 | 10.7 | 18.3 | 17.8 | 8.7 | 3.3 | 6.7 | 2.2 | 2.8 | -2.8 | 16.7 | 12.2 | 13.3 | 8.3 | 6.1 | -1.7 | 3.9 | -0.6 | 12 | -9.1 | 0 | -1.1 | 19.4 | -3.3 | 3.9 | 0.6 | 3.3 | -2.2 | 7.2 | 4.4 | 3.3 | 2.8 | 4.4 | 0.6 | 8.3 | 4.4 | 20.6 | 18.4 | 6 | 4 | 1.7 | -2.2 | 5.6 | 1.7 | 8.9 | 8.3 | 4.4 | -6.7 | 5 | 3 | 15 | 13.9 | 21.1 | 7.8 | 4.8 | 0.5 | 4.4 | 1.1 | 16.7 | 10.6 | 7.2 | 2.2 | 19.4 | 18.3 | 10 | -2.8 | 15 | 11.7 | 20.6 | 18.3 | 22.6 | 20.9 | 3.9 | -3.9 | 13.9 | 13.9 | 2.8 | -7.8 | 8.3 | 5 | -0.6 | -5.6 | 1.1 | -3.9 | 6.1 | -1.1 | 5.4 | 4.1 | 2.4 | -4.8
0 | -2 | 5.6 | 1.7 | 6 | 3.2 | 8 | 5.1 | 0 | -7.8 | 13.9 | -1.7 | 8 | 7 | 6.9 | 3.2 | 10.6 | 8.9 | 7.2 | 6.6 | 7.8 | 6.1 | 8.6 | 6.8 | 8.9 | 1.7 | 6.7 | -12.2 | 20 | 18 | 21.7 | 21.1 | 23.3 | 21.1 | 14.6 | 12 | 21.7 | 16.7 | 14.4 | 9.4 | 21.7 | 18.3 | 1 | -5.6 | 3.3 | -1.1 | 8.3 | 6.7 | 2.2 | 0.6 | 6.7 | -6.1 | 18.5 | 15.6 | 15 | 13.9 | 23.3 | 22.8 | 6.1 | 5.6 | 1 | -1 | 0.9 | 0.4 | 4.8 | 4.8 | 3.3 | -2.8 | -2.8 | -4.2 | 5.8 | 1.5 | 6.7 | -2.2 | -1.1 | -3.9 | 4.4 | -5.6 | 7.8 | 3.1 | 10.6 | 10.5 | 18.9 | 18.3 | 8.3 | 2.8 | 5 | 1.1 | 0.6 | -2.2 | 16.5 | 12.5 | 13.3 | 8.3 | 5 | -2.2 | 3.3 | -0.6 | 10 | -8.9 | -0.7 | -1.6 | 18.3 | -2.8 | 3.9 | 0.6 | 3.3 | -2 | 7.2 | 3.4 | 3.3 | 2.6 | 3.9 | 0 | 8.3 | 3.9 | 20.6 | 18.4 | 5 | 2 | 0.6 | -1.7 | 3.9 | 2.2 | 8.9 | 8.3 | 3.9 | -7.8 | 6 | 4 | 15.6 | 14.4 | 20 | 7.8 | 4.1 | 0 | 4.8 | 1.5 | 17.2 | 10.6 | 7.2 | 2.8 | 18.9 | 17.8 | 9.4 | -2.2 | 14.4 | 11.7 | 20.6 | 18.9 | 22.4 | 20.7 | 4.4 | -5 | 12.8 | 12.8 | 4.4 | -8.3 | 7.8 | 4.4 | -0.6 | -5.6 | 1.1 | -3.9 | 5.7 | -0.9 | 5.6 | 3.9 | 1.7 | -5.6
0 | -2 | 5.6 | 1.7 | 5.6 | 2.8 | 6.7 | 4.4 | -0.4 | -6.8 | 12.6 | -1.5 | 8 | 7 | 5.9 | 3.2 | 10 | 8.3 | 7.2 | 6.6 | 5.6 | 3.9 | 8.4 | 6.2 | 6.7 | 1.1 | 6.3 | -10.5 | 21 | 10 | 21.7 | 21.1 | 22.8 | 21.1 | 15.4 | 12.6 | 21.7 | 16.7 | 12.8 | 8.9 | 21.7 | 18.9 | 0.6 | -6.7 | 3.3 | -0.6 | 7.8 | 6.1 | 1.7 | 0 | 5.6 | -5.6 | 18.7 | 15.6 | 15 | 13.9 | 22.8 | 22.2 | 6.7 | 5.6 | 1 | -2 | 0.8 | 0.2 | 3.5 | 3.5 | 2.8 | -2.8 | -2.8 | -3.8 | 5.9 | 1.8 | 6.7 | -2.2 | -1.7 | -3.9 | 3.3 | -4.4 | 6.7 | 2.8 | 10 | 10 | 18.3 | 18.3 | 7.8 | 2.7 | 3.9 | 0.6 | 0 | -2.2 | 16.3 | 12.7 | 13.3 | 8.9 | 5 | -2.2 | 2.8 | -1.1 | 9.4 | -8.1 | -1.5 | -2.1 | 17.8 | -6.1 | 2.2 | 0 | 3.3 | -2 | 7.2 | 2.3 | 3.3 | 2.4 | 3.9 | 0 | 7.8 | 3.9 | 20.6 | 18.3 | 4 | 2 | 1.1 | -1.1 | 2.8 | 1.1 | 8.3 | 8.3 | 3.3 | -6.1 | 5 | 3 | 15.6 | 15 | 18.3 | 8.3 | 3.3 | -0.6 | 5.2 | 1.9 | 15.6 | 11.1 | 6.7 | 2.8 | 18.9 | 17.8 | 7.2 | -0.6 | 13.9 | 11.1 | 21.1 | 19.4 | 22.2 | 20.6 | 4.4 | -6.1 | 12.8 | 12.8 | 3.3 | -7.2 | 7.2 | 3.9 | -1.1 | -5.6 | 1.1 | -3.3 | 5.4 | -0.9 | 5.2 | 3.2 | 1.1 | -4.7
0 | -2 | 5 | 1.7 | 5 | 2.9 | 6.3 | 4.3 | -0.7 | -6.9 | 11.3 | -1.3 | 8 | 8 | 5 | 3.3 | 9.4 | 7.8 | 7.2 | 6.7 | 5.6 | 3.9 | 8.2 | 5 | 5.6 | 1.1 | 6 | -9.9 | 21 | 9 | 22.2 | 21.7 | 22.8 | 21.1 | 16.1 | 12.8 | 21.7 | 16.7 | 12.8 | 9.4 | 21.1 | 18.9 | 0.2 | -5.7 | 2.2 | -1.1 | 6.7 | 5 | 1.1 | 0 | 3.9 | -5.6 | 18.9 | 15.6 | 15 | 13.9 | 22.8 | 22.8 | 6.7 | 5.6 | 1 | -3 | 0.6 | 0.2 | 2.2 | 2.2 | 2.2 | -2.8 | -2.8 | -3.3 | 6.1 | 2.2 | 6.1 | -2.2 | -2.2 | -3.9 | 2.8 | -4.4 | 6.7 | 2.6 | 10 | 9.9 | 17.2 | 17.2 | 7.2 | 2.5 | 5 | 1.7 | -0.6 | -3.3 | 16.1 | 12.8 | 12.8 | 10 | 3.9 | -2.2 | 2.8 | -1.1 | 8.9 | -8.1 | -2.2 | -2.8 | 17.2 | -8.9 | 2.2 | 0 | 3.3 | -2.2 | 7.2 | 1.1 | 3.3 | 2.2 | 3.9 | 0 | 7.8 | 4.4 | 20.4 | 18 | 3 | 0 | 0 | -2.2 | 1.7 | 0.6 | 8.3 | 8.3 | -0.6 | -5.6 | 4 | 3 | 14.4 | 13.9 | 17.2 | 8.3 | 3.1 | -0.3 | 5.6 | 2.2 | 14.4 | 11.1 | 5.6 | 2.8 | 18.9 | 17.8 | 7.2 | -1.1 | 12.2 | 10 | 21.1 | 19.4 | 22 | 20.7 | 3.9 | -5.6 | 12.2 | 12.2 | 3.3 | -5.6 | 6.7 | 3.3 | -1.7 | -4.4 | 0.6 | -3.3 | 5 | -1.1 | 4.8 | 2.3 | 0.6 | -4.8
0 | -1 | 4.4 | 1.7 | 4.5 | 3 | 6 | 4.2 | -1.1 | -7.8 | 10 | -1.7 | 8 | 7 | 5.7 | 3.4 | 10 | 7.8 | 7.6 | 6.6 | 5.6 | 4.4 | 8.1 | 5 | 4.4 | 1.1 | 5.6 | -11.1 | 17 | 5 | 22.2 | 21.7 | 22.2 | 21.1 | 16.3 | 13.3 | 21.7 | 16.7 | 12.2 | 8.9 | 22.2 | 18.9 | -0.2 | -5.7 | 2.8 | -1.1 | 5.6 | 4.4 | 0.6 | -0.6 | 5 | -5.6 | 18.2 | 15.1 | 13.3 | 12.8 | 22.2 | 22.2 | 6.7 | 5.6 | 0 | -4 | 0.8 | 0.1 | 2.2 | 1.8 | 1.7 | -2.2 | -2.4 | -3.1 | 6.1 | 2.4 | 6.1 | -2.2 | -2.2 | -3.9 | 2.2 | -3.9 | 6.7 | 2.6 | 10 | 9.6 | 16.7 | 16.7 | 6.7 | 2.2 | 5 | 1.7 | -1.7 | -3.3 | 16.5 | 13.1 | 12.2 | 10 | 3.3 | -2.2 | 3.9 | -1.7 | 8.3 | -8.9 | -2.2 | -2.8 | 18.3 | -8.9 | 1.7 | -0.6 | 2.6 | -1.2 | 6.8 | 0 | 3.1 | 2.1 | 2.2 | -2.8 | 7.2 | 3.9 | 20.2 | 17.6 | 3 | -1 | 0 | -2.2 | 1.7 | 0 | 8.3 | 8.3 | 0 | -6.1 | 4 | 3 | 15 | 14.4 | 16.1 | 8.3 | 3 | -0.1 | 6.1 | 2.9 | 13.9 | 11.1 | 5 | 2.8 | 19.4 | 17.8 | 8.9 | -2.8 | 13.9 | 11.1 | 21.7 | 19.4 | 21.9 | 21.1 | 2.8 | -5 | 12.2 | 12.2 | 1.7 | -2.8 | 6.1 | 3.3 | -2.2 | -4.4 | 0 | -3.3 | 4.8 | -0.3 | 4.4 | 1.7 | 0 | -5.6
1 | -1 | 5 | 2.2 | 3.9 | 2.8 | 5.6 | 3.9 | 3.2 | -4.6 | 11.9 | -1.1 | 8 | 7 | 6.5 | 3.5 | 10.6 | 7.8 | 7.9 | 6.2 | 5.6 | 4.4 | 8 | 5 | 7.2 | 1.7 | 7.3 | -8.9 | 18 | 8 | 22.2 | 21.7 | 21.7 | 21.1 | 16.5 | 13.4 | 21.1 | 16.7 | 12.8 | 8.9 | 21.7 | 18.9 | -0.6 | -6.1 | 2.8 | -1.1 | 7.2 | 6.7 | 0.6 | -0.6 | 5 | -5 | 17.4 | 14.5 | 13.3 | 12.8 | 21.7 | 21.7 | 6.7 | 5 | 0 | -3 | 0.9 | 0.2 | 2.2 | 1.5 | 0.6 | -1.7 | -2.1 | -3.2 | 6.1 | 2.6 | 6.7 | -2.2 | -0.6 | -2.8 | 2.2 | -3.9 | 6.7 | 2.2 | 10 | 9.4 | 16.7 | 16.7 | 7.6 | 2.7 | 5 | 1.7 | -1.7 | -3.3 | 16.8 | 13.2 | 12.8 | 11.1 | 2.8 | -1.7 | 3.9 | 0 | 9.4 | -6.9 | -2.2 | -3.1 | 18.3 | -7.2 | 1.7 | 0 | 1.8 | -0.5 | 6.5 | -1 | 3 | 1.8 | 2.2 | -2.8 | 7.2 | 3.9 | 20 | 17.2 | 3 | -1 | 0 | -2.2 | 2.2 | 0.6 | 8.3 | 8.3 | 0.6 | -5.6 | 6 | 4 | 14.4 | 14.4 | 15 | 8.9 | 2.8 | 0 | 6.7 | 3.9 | 15.6 | 12.8 | 5 | 2.8 | 19.4 | 18.3 | 6.7 | -0.6 | 12.8 | 10 | 22.2 | 19.4 | 21.7 | 21.1 | 3.9 | -2.8 | 12.2 | 11.7 | 1.1 | -2.2 | 6.7 | 3.9 | -0.6 | -3.9 | 1.1 | -2.8 | 4.6 | 0 | 4.4 | 0.3 | 1.5 | -4.8
2 | -1 | 5 | 3.3 | 6.7 | 4.4 | 8.2 | 5 | 7.4 | -2.5 | 13.7 | -1.3 | 8 | 7 | 7.2 | 3.3 | 12.2 | 8.9 | 8.3 | 6.1 | 7.2 | 4.4 | 8.9 | 8.3 | 10.6 | 5.6 | 8.9 | -7.7 | 18 | 7 | 22.2 | 21.1 | 21.7 | 21.7 | 16.7 | 13.9 | 21.1 | 16.7 | 13.3 | 10 | 22.2 | 19.4 | 0.5 | -5.4 | 2.8 | -1.1 | 11.7 | 6.7 | 1.1 | 0 | 7.8 | -2.8 | 16.7 | 13.9 | 16.1 | 15 | 22.8 | 22.2 | 6.1 | 5 | 2 | -3 | 1.1 | 0.6 | 2.2 | 1.1 | 2.8 | -0.6 | -1.7 | -3.3 | 6.1 | 2.8 | 7.2 | -1.7 | 1.7 | -1.1 | 3.9 | -3.3 | 10.2 | 3.3 | 11.3 | 9.4 | 20 | 18.9 | 8.5 | 3.1 | 5.6 | 1.1 | 0 | -1.1 | 17.2 | 13.3 | 14.4 | 11.7 | 5.6 | 0.6 | 3.9 | 1.1 | 10.6 | -5.5 | -2.2 | -3.3 | 20 | -7.8 | 4.4 | 0 | 1.1 | 0 | 6.1 | -2.2 | 2.8 | 1.7 | 3.9 | -3.9 | 8.3 | 4.4 | 20.6 | 17.4 | 4 | -1 | 1.1 | -1.1 | 3.9 | 1.7 | 8.3 | 8.3 | 2.2 | -3.9 | 7 | 5 | 15 | 14.4 | 15.6 | 10 | 5.4 | 0.9 | 7.2 | 4.4 | 19.4 | 14.4 | 6.1 | 2.8 | 21.1 | 20 | 7.8 | -1.1 | 14.4 | 12.8 | 22.2 | 19.4 | 21.7 | 21.2 | 6.7 | -1.7 | 12.8 | 11.7 | 2.2 | -2.2 | 7.8 | 3.9 | 1.7 | -3.3 | 2.8 | -1.7 | 4.4 | 0.6 | 4.4 | -0.7 | 2.9 | -4.9
4 | -3 | 5 | 3.3 | 9.4 | 5.6 | 10.7 | 5.7 | 11.7 | -1.1 | 15.6 | -1.7 | 9 | 8 | 9.4 | 3.2 | 13.3 | 9.4 | 9.4 | 6.2 | 7.8 | 5 | 10.7 | 9.3 | 14.4 | 4.4 | 10.6 | -7.8 | 20 | 6 | 23.9 | 21.1 | 22.2 | 21.7 | 19.3 | 14.2 | 21.7 | 17.2 | 16.1 | 10 | 25 | 18.9 | 1.7 | -5.6 | 4.4 | -0.6 | 13.3 | 7.2 | 3.3 | 1.7 | 10 | -2.8 | 16.7 | 14.2 | 19.4 | 16.1 | 24.4 | 21.7 | 6.7 | 5 | 4 | -6 | 1.7 | 0.5 | 2.2 | 1.2 | 5 | -1.1 | -1.3 | -3 | 6.1 | 2.4 | 10 | 0 | 4.4 | 0.6 | 6.1 | -6.1 | 13.7 | 3.5 | 12.6 | 9.3 | 22.2 | 19.4 | 9.4 | 3.3 | 6.1 | 2.2 | 5.6 | 0.6 | 18.7 | 12.9 | 16.7 | 13.3 | 7.2 | 2.2 | 5 | 0.6 | 11.7 | -5 | -1.8 | -2.9 | 20.6 | -10 | 6.1 | 0.6 | 0.7 | 0 | 6.8 | -1.9 | 3.2 | 1.9 | 5 | -3.3 | 8.9 | 5 | 21.1 | 17.7 | 5 | -1 | 3.9 | -0.6 | 6.1 | 2.2 | 8.9 | 8.9 | 5.6 | -3.9 | 7 | 5 | 16.1 | 15.6 | 19.4 | 11.1 | 8 | 1.4 | 9.1 | 5.1 | 23.3 | 16.1 | 9.4 | 3.9 | 23.9 | 21.7 | 9.4 | -1.1 | 17.2 | 12.2 | 23.3 | 20 | 21.7 | 21.2 | 10.6 | -2.8 | 13.3 | 8.3 | 3.3 | -6.1 | 8.3 | 3.3 | 4.4 | -2.8 | 5 | -1.1 | 5.3 | 0.6 | 4.4 | -2.2 | 4.4 | -6.1
7 | -3 | 5 | 3.3 | 12.2 | 6.7 | 13.3 | 6.1 | 14.1 | -2.1 | 19.1 | -0.7 | 9 | 8 | 11.7 | 2.7 | 15 | 10 | 10.6 | 6.4 | 9.4 | 5.6 | 12.6 | 10.4 | 18.9 | 1.1 | 12.1 | -7 | 22 | 9 | 25 | 21.1 | 23.9 | 21.7 | 21.8 | 14 | 22.8 | 17.2 | 17.8 | 10.6 | 26.1 | 19.4 | 2.8 | -6.7 | 7.2 | 0 | 16.1 | 7.8 | 5.6 | 2.2 | 13.3 | -1.7 | 16.7 | 14.4 | 22.2 | 16.1 | 25.6 | 19.4 | 6.7 | 5 | 6 | -10 | 2.2 | 0.6 | 2.2 | 1.5 | 7.8 | -2.8 | -1 | -3.1 | 6.1 | 2 | 12.2 | 1.7 | 8.3 | 1.7 | 7.2 | -6.1 | 17.2 | 2.8 | 13.9 | 8.9 | 24.4 | 19.4 | 10.9 | 3.9 | 6.1 | 1.7 | 10.6 | -1.1 | 20.2 | 12.2 | 18.9 | 12.2 | 7.2 | 1.7 | 4.4 | 1.7 | 13.5 | -4.5 | -1.5 | -2.8 | 22.2 | -8.9 | 8.3 | -1.1 | 0.4 | 0 | 7.6 | -1.9 | 3.5 | 2 | 5.6 | -1.7 | 10.6 | 4.4 | 21.7 | 17.8 | 7 | 0 | 7.2 | 0 | 7.2 | 2.2 | 8.9 | 8.9 | 8.3 | -3.3 | 8 | 6 | 18.3 | 17.2 | 24.4 | 12.8 | 10.6 | 1.7 | 10.9 | 5.5 | 25.6 | 16.7 | 11.1 | 4.4 | 26.7 | 20 | 10 | -1.7 | 18.3 | 11.7 | 23.9 | 19.4 | 21.7 | 21.1 | 13.3 | -5 | 13.3 | 8.3 | 3.3 | -9.4 | 9.4 | 3.9 | 7.2 | -3.3 | 7.2 | -0.6 | 6.3 | 0.6 | 5.3 | -2 | 6.1 | -4.6
8 | -2 | 5.6 | 3.9 | 13.9 | 6.5 | 14.6 | 6.7 | 16.5 | -4.1 | 22.6 | -1.3 | 9 | 8 | 13.9 | 1.1 | 16.1 | 8.3 | 11.7 | 6.1 | 11.1 | 7.2 | 14.4 | 11.1 | 21.7 | -1.7 | 13.5 | -7.5 | 23 | 9 | 27.8 | 20 | 26.1 | 20 | 24.4 | 13.3 | 24.4 | 17.2 | 18.3 | 11.1 | 26.7 | 20.6 | 3.9 | -5.4 | 8.9 | -1.1 | 17.2 | 8.3 | 7.8 | 1.1 | 15 | -1.7 | 16.7 | 14.4 | 22.8 | 14.4 | 27.2 | 20 | 6.7 | 5 | 7 | -7 | 2.8 | 0.6 | 2.2 | 1.7 | 10 | -4.4 | -0.6 | -3.3 | 6.1 | 1.7 | 15.6 | 3.3 | 10 | 1.7 | 8.9 | -5.6 | 19.1 | 2.9 | 15.7 | 8.9 | 26.1 | 16.7 | 12.4 | 4.6 | 5.6 | 0.6 | 15 | -1.1 | 21.7 | 11.1 | 20.6 | 12.2 | 8.3 | 2.2 | 5.6 | 1.7 | 15.4 | -5 | -1.1 | -2.8 | 22.8 | -8.3 | 10 | -0.6 | 0 | 0 | 8.3 | -2.2 | 3.9 | 2.2 | 6.7 | -0.6 | 10.6 | 3.9 | 23.5 | 18 | 8 | 2 | 8.9 | -0.6 | 7.8 | 2.8 | 9.4 | 9.4 | 10 | -5.6 | 8 | 7 | 23.3 | 15 | 27.2 | 12.8 | 11.1 | 2.1 | 12.8 | 5.6 | 27.2 | 16.7 | 13.9 | 4.4 | 28.9 | 20 | 11.1 | -3.3 | 19.4 | 10 | 26.1 | 18.9 | 21.1 | 20.6 | 15.6 | -2.8 | 13.3 | 6.1 | 3.9 | -12.8 | 10 | 3.3 | 8.9 | -4.4 | 8.9 | 0.6 | 7.2 | 0.6 | 6.3 | -1.8 | 7.7 | -4.2
9 | -3 | 6.1 | 4.4 | 15.5 | 6.3 | 15.9 | 6.9 | 18.9 | -8.9 | 26.1 | -2.2 | 10 | 8 | 14.8 | 0.6 | 16.1 | 8.9 | 12.1 | 6.2 | 12.8 | 6.1 | 15.2 | 11.4 | 24.4 | -2.2 | 15 | -9.4 | 24 | 7 | 29.4 | 18.9 | 27.8 | 17.8 | 25.2 | 13.1 | 26.1 | 17.8 | 19.4 | 10.6 | 27.2 | 20.6 | 5 | -5.3 | 11.1 | -1.7 | 18.3 | 6.7 | 8.3 | -0.6 | 17.2 | -2.8 | 16.9 | 14.9 | 23.9 | 15 | 28.3 | 17.2 | 7.8 | 5.6 | 9 | -5 | 2.8 | 0.5 | 2.6 | 1.7 | 11.7 | -3.9 | 0.3 | -2.9 | 6.5 | 1.8 | 18.3 | 6.7 | 11.1 | 0.6 | 9.4 | -6.1 | 20.9 | 2.2 | 17.6 | 8.5 | 27.8 | 15 | 13.9 | 5 | 5 | 2.8 | 17.2 | -2.8 | 22.2 | 11 | 22.2 | 12.2 | 7.8 | 2.2 | 7.2 | 2.2 | 17.2 | -6.7 | 0.2 | -3.3 | 23.9 | -6.7 | 12.2 | -0.6 | 1.5 | 0.8 | 9.1 | -1.7 | 4.1 | 2.3 | 6.7 | -1.7 | 10 | 2.2 | 25.4 | 17.6 | 10 | 1 | 11.7 | -0.6 | 8.3 | 2.2 | 11.1 | 10.6 | 11.7 | -4.4 | 8 | 7 | 23.3 | 15 | 30 | 11.7 | 11.7 | 2.4 | 14.3 | 5.9 | 27.2 | 16.1 | 16.1 | 5 | 29.4 | 20 | 12.8 | -3.9 | 21.1 | 11.1 | 23.9 | 20.6 | 20.6 | 20.1 | 17.8 | -2.8 | 12.8 | 5.6 | 3.9 | -12.2 | 10.6 | 3.3 | 8.9 | -6.7 | 10.6 | 1.1 | 8.1 | 0.3 | 7.2 | -2.2 | 9.4 | -4.4
10 | -3 | 6.1 | 4.4 | 17.2 | 5.6 | 17.2 | 7.2 | 19.5 | -8.6 | 28 | -1.7 | 11 | 9 | 15.8 | -0.4 | 16.7 | 8.3 | 12.4 | 6.3 | 12.8 | 4.4 | 15.9 | 11.7 | 25 | -3.3 | 16.3 | -8.5 | 26 | 1 | 31.1 | 18.9 | 29.4 | 17.8 | 25.9 | 13.1 | 27.8 | 16.1 | 20.6 | 10.6 | 28.3 | 20.6 | 6.1 | -5.6 | 13.3 | -2.2 | 18.3 | 6.1 | 8.9 | 0.6 | 18.3 | -3.9 | 17 | 15.2 | 24.4 | 13.9 | 30.6 | 12.8 | 7.2 | 5.6 | 9 | -5 | 2.8 | 0.5 | 2.9 | 1.6 | 13.3 | -3.9 | 1.3 | -2.8 | 6.8 | 2.1 | 20 | 7.8 | 13.3 | 2.2 | 10 | -7.2 | 22.8 | 1.7 | 19.4 | 7.8 | 28.3 | 15.6 | 14.6 | 5.2 | 5.6 | 3.3 | 17.8 | -3.3 | 22.8 | 11.3 | 22.8 | 10.6 | 6.1 | 5 | 8.3 | 1.7 | 18.5 | -5.5 | 1.5 | -4.4 | 24.4 | -6.1 | 13.9 | -0.6 | 2.9 | 1.4 | 9.8 | -1.4 | 4.2 | 2.2 | 6.7 | -1.7 | 10 | 1.7 | 27.2 | 17.2 | 11 | 1 | 11.7 | -0.6 | 10 | 3.3 | 12.2 | 12.2 | 13.3 | -4.4 | 9 | 7 | 21.1 | 13.9 | 31.1 | 12.8 | 12.2 | 2.8 | 15.7 | 6.2 | 28.3 | 16.1 | 17.8 | 5.6 | 30.6 | 18.9 | 15 | -3.9 | 22.2 | 10 | 26.1 | 20 | 20 | 19.4 | 19.4 | -2.8 | 12.8 | 5 | 3.9 | -12.2 | 11.7 | 3.3 | 9.4 | -6.7 | 12.2 | 0.6 | 9.1 | 0 | 8.9 | -1.8 | 11.3 | -2.8
11 | -1 | 6.1 | 5 | 17.9 | 5.2 | 17.9 | 7.4 | 20 | -9.1 | 29.8 | -0.5 | 12 | 9 | 16.7 | -1.7 | 16.7 | 10.6 | 12.8 | 6.1 | 13.3 | 4.4 | 16.7 | 11.7 | 23.9 | -2.2 | 17.6 | -9.1 | 26 | 1 | 31.7 | 19.4 | 30.6 | 17.2 | 26.7 | 12.8 | 28.3 | 16.7 | 21.7 | 10 | 28.3 | 20 | 7 | -4.7 | 14.4 | -2.8 | 16.7 | 5 | 8.9 | 0 | 18.9 | -5 | 17.2 | 15.6 | 24.4 | 8.9 | 31.1 | 10 | 7.2 | 5.6 | 11 | -5 | 2.8 | 0.6 | 3.3 | 1.7 | 15 | -2.8 | 2.2 | -3.3 | 7.2 | 2.2 | 18.3 | 5.6 | 14.4 | 2.2 | 11.7 | -4.4 | 23.5 | 2.4 | 20.3 | 7.4 | 28.9 | 15.6 | 15.4 | 5.6 | 6.1 | 2.8 | 19.4 | -2.2 | 23.3 | 11.1 | 23.9 | 11.1 | 3.3 | 2.8 | 9.4 | 1.7 | 19.8 | -6 | 2.8 | -7.2 | 25.6 | -5 | 16.1 | -3.9 | 4.4 | 2.2 | 10.6 | -1.7 | 4.4 | 2.2 | 6.7 | -1.7 | 11.1 | 2.2 | 28.1 | 17 | 12 | 1 | 12.2 | -2.2 | 10 | 1.1 | 13.9 | 13.9 | 15.6 | -3.3 | 9 | 7 | 21.1 | 16.7 | 31.7 | 9.4 | 10.7 | 4 | 17.2 | 6.1 | 29.4 | 15.6 | 20 | 6.7 | 31.1 | 18.3 | 15 | -4.4 | 23.9 | 8.9 | 26.1 | 19.4 | 21.3 | 20.3 | 20.6 | -2.8 | 12.2 | 4.4 | 4.4 | -11.7 | 11.7 | 3.3 | 10 | -6.7 | 13.9 | 1.1 | 10 | -0.6 | 10.5 | -1.6 | 13.1 | -1.8
11 | -4 | 6.7 | 5.6 | 18.7 | 4.9 | 18.7 | 7.2 | 20.6 | -10.6 | 31.7 | 0 | 12 | 8 | 15.9 | -1.4 | 15.6 | 10 | 13.5 | 5.7 | 13.9 | 3.9 | 16.3 | 11.5 | 25 | -0.6 | 18.9 | -11.7 | 28 | 0 | 32.2 | 18.3 | 30.6 | 17.2 | 26.5 | 12.2 | 29.4 | 15.6 | 22.8 | 10 | 28.9 | 20 | 8 | -4.5 | 13.9 | -3.3 | 16.1 | 7.2 | 10 | 0.6 | 20.6 | -3.9 | 17 | 14.5 | 25.6 | 11.1 | 31.1 | 10.6 | 6.7 | 5 | 11 | -5 | 3 | 0.5 | 3.3 | 1.2 | 15 | -1.7 | 2 | -2.7 | 7.2 | 2.5 | 16.7 | 5 | 14.4 | 2.8 | 12.8 | -3.9 | 24.3 | 3 | 21.3 | 6.8 | 28.9 | 16.1 | 16.1 | 5.6 | 6.1 | 2.8 | 20.6 | -2.8 | 22.6 | 12.6 | 23.9 | 10.6 | 2.8 | 2.2 | 11.1 | 1.1 | 21.1 | -6.7 | 2.4 | -4.6 | 26.7 | -4.4 | 16.1 | -3.9 | 4.8 | 1.6 | 10.8 | -2 | 5 | 2.2 | 8.3 | -2.2 | 10 | 1.7 | 29.1 | 17.3 | 12 | -3 | 12.8 | -3.3 | 10 | 1.7 | 13.9 | 13.9 | 16.7 | -5.6 | 9 | 7 | 25 | 14.4 | 30.6 | 8.9 | 9.3 | 4.7 | 17.9 | 5.8 | 28.9 | 15 | 19.4 | 6.7 | 31.1 | 18.9 | 16.1 | -4.4 | 25.6 | 8.3 | 26.1 | 18.3 | 22.6 | 20.9 | 21.1 | 1.7 | 11.7 | 3.9 | 5 | -11.7 | 12.8 | 2.8 | 11.1 | -5.6 | 15 | 1.7 | 10.7 | -0.9 | 12.2 | -2.2 | 15 | -1.1
12 | -5 | 7.2 | 5.6 | 19.4 | 4.4 | 19.4 | 7.2 | 19.5 | -9.5 | 31.9 | -0.9 | 14 | 9 | 15.2 | -2 | 16.1 | 10 | 14.3 | 5.4 | 13.9 | 4.4 | 16 | 11 | 24.4 | 0.6 | 19.3 | -9.6 | 28 | 1 | 32.2 | 18.9 | 28.3 | 20 | 26.3 | 12 | 29.4 | 15 | 23.3 | 9.4 | 28.3 | 19.4 | 8.9 | -5 | 14.4 | -3.3 | 11.7 | 8.3 | 10 | 0 | 20.6 | -3.9 | 16.9 | 13.5 | 25 | 13.3 | 30.6 | 8.3 | 7.2 | 3.9 | 12 | -3 | 3.1 | 0.5 | 3.3 | 0.5 | 15 | -1.7 | 1.9 | -2.5 | 7.2 | 2.7 | 18.3 | 6.1 | 15 | 3.3 | 13.9 | -2.8 | 25 | 3.3 | 22.2 | 6.1 | 28.3 | 16.1 | 15.7 | 4.1 | 5.6 | 2.2 | 21.1 | -1.7 | 21.8 | 14 | 25 | 11.7 | 4.4 | 3.9 | 12.2 | 1.7 | 20.9 | -7.6 | 2.1 | -3 | 26.1 | -4.4 | 15 | -3.3 | 5.2 | 1.1 | 10.9 | -2.5 | 5.5 | 1.8 | 7.2 | 0 | 9.4 | 2.2 | 30 | 17.2 | 13 | -1 | 12.2 | -3.9 | 11.7 | 1.1 | 14.4 | 14.4 | 18.9 | -4.4 | 7 | 6 | 26.1 | 15 | 31.7 | 7.8 | 7.8 | 5 | 18.7 | 5.6 | 30 | 13.9 | 18.3 | 7.2 | 31.7 | 19.4 | 16.1 | -5.6 | 26.1 | 7.8 | 26.1 | 18.3 | 23.9 | 21.7 | 21.1 | 0 | 11.7 | 3.9 | 5.6 | -11.7 | 13.3 | 1.7 | 10.6 | -6.1 | 15 | 2.2 | 11.5 | -1.1 | 11.7 | -2.2 | 15.6 | -0.5
10 | -3 | 7.8 | 6.1 | 18.3 | 4.9 | 18.5 | 7 | 18.3 | -8.6 | 32 | -0.8 | 13 | 9 | 14.4 | -2.8 | 15.6 | 10 | 15 | 4.4 | 12.8 | 5 | 15.6 | 10.6 | 23.9 | -1.7 | 19.6 | -10.4 | 28 | 1 | 31.1 | 17.8 | 27.8 | 21.1 | 26.1 | 11.7 | 29.4 | 14.4 | 23.3 | 9.4 | 28.3 | 19.4 | 8.7 | -5.2 | 14.4 | -3.3 | 12.2 | 5.6 | 10 | 0 | 21.1 | -4.4 | 16.7 | 12.2 | 25 | 14.4 | 31.1 | 8.3 | 6.7 | 4.4 | 12 | -3 | 3.3 | 0.6 | 3.3 | 0 | 15 | -1.7 | 1.7 | -2.8 | 7.2 | 2.8 | 17.2 | 6.7 | 14.4 | 4.4 | 14.4 | -2.2 | 24.8 | 1.6 | 21.8 | 4.8 | 27.8 | 16.1 | 15.4 | 2.9 | 5 | 1.7 | 21.7 | -2.2 | 21.1 | 15 | 23.3 | 10 | 6.7 | 4.4 | 11.1 | 2.2 | 20.8 | -9.6 | 1.7 | -2.2 | 26.1 | -5 | 13.9 | -3.3 | 5.6 | 0.6 | 11.1 | -3.9 | 6.1 | 1.7 | 7.2 | -1.7 | 10.6 | 2.8 | 29.3 | 16.5 | 13 | -2 | 12.8 | -3.9 | 11.7 | 0 | 14.4 | 14.4 | 18.9 | -6.7 | 7 | 6 | 26.1 | 16.1 | 31.1 | 7.8 | 7.2 | 4.9 | 19.4 | 5 | 29.4 | 12.8 | 17.2 | 7.8 | 30 | 19.4 | 15 | -6.1 | 26.1 | 9.4 | 25.6 | 18.9 | 23.5 | 21.4 | 22.2 | 1.7 | 12.2 | 3.3 | 5 | -11.7 | 12.8 | 2.8 | 10 | -7.2 | 15 | 1.7 | 12.2 | -2.2 | 11.1 | -3 | 16.1 | -0.5
9 | -4 | 7.8 | 6.1 | 17.2 | 4.9 | 17.6 | 6.5 | 17.2 | -9.4 | 32.2 | -1.7 | 12 | 8 | 13.3 | -0.3 | 15 | 10.6 | 14.1 | 4.7 | 12.2 | 3.9 | 14.1 | 10.5 | 21.7 | -1.7 | 20 | -11.1 | 27 | 10 | 30 | 18.9 | 27.2 | 21.1 | 24.8 | 12.1 | 29.4 | 15 | 23.3 | 7.2 | 27.8 | 20 | 8.5 | -5.7 | 15.6 | -3.3 | 13.9 | 6.1 | 10 | 0 | 20 | -5 | 16.5 | 11.3 | 23.3 | 13.9 | 29.4 | 7.2 | 6.1 | 3.9 | 12 | -3 | 3.1 | 0.8 | 3.1 | -0.3 | 15 | -1.7 | 1.7 | -2 | 6.5 | 2.8 | 18.3 | 7.2 | 12.8 | 4.4 | 13.3 | -3.9 | 24.6 | -1.1 | 21.5 | 4.1 | 26.7 | 18.9 | 15 | 1.1 | 5 | 1.7 | 21.1 | -3.9 | 20.2 | 15.2 | 22.2 | 10 | 7.2 | 2.8 | 11.1 | 3.3 | 20.6 | -13.9 | 0.9 | -2.2 | 25.6 | -5 | 13.9 | -2.8 | 4.8 | 0 | 10.4 | -2 | 6.3 | 1.2 | 7.8 | -2.2 | 10 | 1.7 | 28.5 | 15.8 | 13 | -2 | 12.2 | -0.6 | 11.1 | 1.1 | 13.9 | 13.9 | 18.9 | -7.2 | 7 | 6 | 23.9 | 16.1 | 30.6 | 10 | 6.7 | 4.7 | 18.5 | 5 | 28.9 | 12.2 | 17.2 | 8.9 | 28.3 | 20 | 15.6 | -5.6 | 25 | 8.3 | 24.4 | 19.4 | 23.2 | 21.3 | 22.2 | 0.6 | 11.7 | 3.9 | 5 | -11.7 | 12.8 | 1.7 | 10 | -6.7 | 15 | 1.1 | 11.8 | -2.1 | 10.6 | -3.9 | 16.7 | 0
9 | -3 | 7.8 | 6.1 | 16.1 | 5 | 16.7 | 6.1 | 14.2 | -5.4 | 30.2 | -2 | 12 | 9 | 12.2 | 1.2 | 15 | 10 | 13.1 | 4.5 | 11.1 | 4.4 | 12.6 | 10.4 | 20.6 | 2.8 | 17.2 | -9.4 | 22 | 14 | 28.9 | 19.4 | 26.7 | 19.4 | 23.5 | 12.5 | 28.9 | 13.9 | 21.7 | 6.7 | 26.7 | 20 | 8.3 | -7.2 | 13.3 | -3.9 | 11.7 | 6.7 | 10 | 0 | 18.9 | -8.3 | 16.3 | 10.2 | 22.2 | 12.8 | 27.8 | 11.7 | 5.6 | 4.4 | 11 | -2 | 3 | 1.4 | 3 | -0.6 | 13.9 | -2.8 | 1.7 | -1.7 | 5.7 | 2.3 | 16.7 | 6.1 | 12.2 | 4.4 | 13.3 | -3.9 | 24.4 | -3.9 | 21.1 | 2.8 | 26.1 | 17.2 | 13.5 | 2.1 | 5 | 1.7 | 19.4 | -2.2 | 19.2 | 15.5 | 19.4 | 8.9 | 7.8 | 1.7 | 11.1 | 2.8 | 19.1 | -9.8 | 0.2 | -2.5 | 25 | -5.6 | 12.2 | -4.4 | 4.1 | -0.4 | 9.6 | -1.3 | 6.5 | 1 | 7.2 | -3.3 | 8.9 | 1.7 | 27.8 | 15 | 12 | -1 | 11.1 | 0 | 9.4 | 3.9 | 14.4 | 14.4 | 18.9 | -6.1 | 7 | 6 | 22.8 | 16.1 | 29.4 | 10 | 6.1 | 4.4 | 17.6 | 4.6 | 26.7 | 12.2 | 18.3 | -3.3 | 25 | 20 | 13.9 | -5 | 23.3 | 10 | 23.9 | 19.4 | 22.8 | 21.1 | 21.1 | 1.1 | 12.8 | 3.9 | 4.4 | -11.7 | 11.7 | 1.7 | 9.4 | -5 | 13.3 | 2.8 | 11.5 | -2.4 | 8.9 | -2.4 | 15.2 | -0.1
5 | -1 | 7.8 | 6.1 | 13.9 | 6.1 | 14.7 | 6.6 | 11.3 | -4.2 | 28.1 | -2.5 | 11 | 8 | 11.1 | 2.2 | 13.3 | 10.6 | 12.2 | 4.4 | 10.6 | 4.4 | 11.1 | 10 | 18.3 | 2.8 | 14.5 | -9.8 | 22 | 11 | 27.2 | 19.4 | 26.1 | 20 | 22.2 | 12.8 | 26.7 | 13.9 | 20 | 6.7 | 25 | 19.4 | 7 | -6.3 | 12.8 | -2.2 | 11.1 | 7.8 | 9.4 | 0.6 | 15.6 | -8.3 | 16.1 | 8.9 | 19.4 | 12.8 | 26.1 | 22.2 | 5.6 | 4.4 | 10 | 0 | 2.8 | 1.7 | 2.8 | -1.1 | 13.3 | -3.3 | 1.7 | -1.7 | 5 | 2.2 | 15.6 | 6.1 | 11.7 | 5.6 | 11.7 | -4.4 | 22.4 | -0.3 | 19.1 | 4.9 | 23.9 | 17.8 | 12.1 | 2.5 | 5 | 2.2 | 15.6 | -3.9 | 18.3 | 15.6 | 17.8 | 8.3 | 7.2 | 1.7 | 10.6 | 3.3 | 17.6 | -9.1 | -0.6 | -3.3 | 23.3 | -7.2 | 11.1 | -3.9 | 3.3 | -1.1 | 8.9 | -0.6 | 6.7 | 0.6 | 5.6 | -1.7 | 7.8 | 1.7 | 25.4 | 16.3 | 9 | -1 | 10.6 | 0 | 8.3 | 6.1 | 14.4 | 14.4 | 17.8 | -6.7 | 6 | 5 | 20.6 | 16.1 | 27.8 | 10 | 5.4 | 3.9 | 16.7 | 4.4 | 24.4 | 11.1 | 13.9 | 5 | 23.3 | 19.4 | 12.8 | -5 | 21.1 | 10.6 | 23.3 | 20 | 22.2 | 20.7 | 17.8 | 3.3 | 10 | 3.9 | 2.2 | -11.7 | 10 | 2.2 | 8.3 | -7.8 | 10.6 | 2.2 | 11.1 | -3.3 | 7.3 | -1.7 | 13.7 | -0.6
4 | 0 | 6.7 | 5 | 11.6 | 6.1 | 12.6 | 6.4 | 8.3 | -4.4 | 26.1 | -3.3 | 11 | 8 | 10.4 | 2.7 | 13.9 | 10.6 | 10.5 | 4.7 | 10 | 4.4 | 10.7 | 10 | 17.8 | 1.7 | 11.7 | -11.1 | 22 | 12 | 25.6 | 20 | 25.6 | 21.1 | 19.6 | 12.9 | 25.6 | 13.3 | 17.8 | 5.6 | 24.4 | 19.4 | 5.7 | -6.1 | 10 | -1.7 | 10 | 8.3 | 7.2 | 1.1 | 9.4 | -6.7 | 14.8 | 8.8 | 17.8 | 12.2 | 25.6 | 22.2 | 4.4 | 3.3 | 8 | -1 | 2.6 | 1.6 | 2.8 | -0.9 | 11.1 | -3.3 | 0.9 | -1.2 | 4.1 | 1.8 | 15 | 6.7 | 11.7 | 6.7 | 9.4 | -2.2 | 20.3 | 2.2 | 17 | 5.6 | 23.3 | 17.8 | 10.6 | 2.8 | 4.4 | -3.3 | 13.9 | -3.9 | 17.9 | 15.4 | 13.9 | 11.7 | 5 | 2.2 | 10.6 | 3.3 | 16.1 | -8.9 | -0.6 | -3.1 | 21.1 | -7.8 | 10 | -2.8 | 2.8 | -0.1 | 8.5 | -0.2 | 4.8 | 0.2 | 5.6 | -1.7 | 5 | 1.1 | 23 | 16.8 | 8 | 0 | 10 | 0 | 7.8 | 6.1 | 14.4 | 14.4 | 16.7 | -7.2 | 6 | 4 | 20 | 16.1 | 25 | 10.6 | 4.6 | 3.4 | 14.7 | 3.8 | 22.8 | 11.7 | 11.1 | 4.4 | 22.2 | 19.4 | 11.7 | -3.9 | 18.3 | 11.1 | 23.3 | 20 | 21.7 | 20.4 | 14.4 | 5 | 7.2 | 3.9 | 0.6 | -11.1 | 9.4 | 3.3 | 7.2 | -5 | 6.1 | 0.6 | 9.8 | -2.8 | 5.6 | -1.7 | 12.2 | -1.1
2 | 1 | 7.2 | 5 | 9.4 | 6.1 | 10.6 | 6.1 | 7.6 | -3.7 | 23.7 | -1.1 | 10 | 8 | 9.6 | 2.7 | 13.9 | 10.6 | 8.9 | 4.7 | 9.4 | 4.4 | 10.4 | 10.1 | 17.8 | 1.1 | 10.8 | -9.5 | 21 | 12 | 24.4 | 20 | 24.4 | 19.4 | 17 | 12.8 | 23.9 | 13.3 | 16.7 | 4.4 | 24.4 | 20 | 4.4 | -6.7 | 8.3 | -1.7 | 10 | 6.1 | 7.2 | 1.7 | 9.4 | -2.8 | 13.5 | 8.4 | 16.1 | 12.8 | 24.4 | 22.8 | 5 | 3.9 | 7 | 0 | 2.4 | 1.7 | 2.8 | -0.9 | 10 | -3.9 | 0.2 | -1.1 | 3.1 | 1.5 | 12.8 | 3.9 | 10.6 | 7.2 | 8.3 | -3.9 | 18.3 | 3.3 | 15 | 6.1 | 22.8 | 17.2 | 9.7 | 2.5 | 4.4 | 2.2 | 13.3 | -3.9 | 17.6 | 15.3 | 12.2 | 11.1 | 2.2 | 1.7 | 10.6 | 3.3 | 15 | -3.8 | -0.6 | -3.4 | 20 | -7.8 | 9.4 | -1.1 | 2.2 | 0.4 | 8.2 | 0 | 3 | -0.4 | 5.6 | -1.1 | 5 | 1.1 | 20.6 | 16.7 | 7 | -1 | 10 | -0.6 | 7.2 | 6.1 | 16.7 | 16.1 | 14.4 | -5.6 | 6 | 4 | 19.4 | 13.9 | 22.8 | 11.1 | 3.9 | 2.8 | 12.6 | 3 | 20 | 12.2 | 10 | 7.8 | 21.7 | 19.4 | 11.7 | -3.3 | 18.9 | 10 | 22.8 | 20 | 21.1 | 20 | 12.2 | 4.4 | 7.2 | 3.3 | -0.6 | -10 | 8.3 | 3.3 | 4.4 | -0.6 | 5 | 0 | 8.5 | -3 | 4.8 | -2.2 | 10.5 | -0.8
1 | 1 | 7.2 | 4.4 | 8.5 | 6 | 9.7 | 6.3 | 6.8 | -3.8 | 21.3 | -0.1 | 9 | 8 | 8.9 | 2.8 | 14.4 | 10.6 | 7.2 | 4.4 | 9.4 | 4.4 | 10 | 10 | 16.7 | 1.1 | 9.8 | -9.7 | 21 | 13 | 23.9 | 20.6 | 24.4 | 20 | 14.4 | 12.2 | 22.8 | 13.3 | 16.1 | 1.7 | 23.9 | 20 | 3.3 | -5.7 | 5.6 | -2.2 | 7.2 | 5 | 7.8 | 1.7 | 7.8 | -1.7 | 12.2 | 7.8 | 15.6 | 12.8 | 24.4 | 23.3 | 5 | 3.3 | 6 | 1 | 2.2 | 1.7 | 2.8 | -1.1 | 8.9 | -2.2 | -0.6 | -1.1 | 2.2 | 1.1 | 10.6 | 3.9 | 10 | 4.4 | 7.8 | -3.3 | 16.8 | 4.2 | 15 | 7.3 | 21.7 | 16.7 | 8.7 | 2.3 | 4.4 | 2.2 | 10.6 | -1.7 | 17.2 | 15 | 11.1 | 9.4 | 1.7 | 1.1 | 9.4 | 3.3 | 13.9 | -0.8 | -0.6 | -3.9 | 21.1 | -3.9 | 9.4 | -0.6 | 1.7 | 1.1 | 7.8 | 0 | 1.1 | -1.1 | 4.4 | -1.7 | 4.4 | 1.7 | 19.7 | 16.6 | 7 | 0 | 8.9 | 2.2 | 7.2 | 6.1 | 16.7 | 15 | 12.2 | -3.9 | 6 | 4 | 18.3 | 13.3 | 22.2 | 11.7 | 3.5 | 2.5 | 10.6 | 2.2 | 19.4 | 12.2 | 8.9 | 7.2 | 21.1 | 19.4 | 11.1 | -3.3 | 17.8 | 10.6 | 23.3 | 20 | 20.9 | 19.6 | 13.9 | 2.2 | 6.1 | 3.3 | 0 | -8.3 | 7.8 | 2.8 | 3.9 | -0.6 | 2.8 | -1.1 | 7.2 | -3.9 | 4.1 | -3 | 8.9 | -1.1
2 | 1 | 7.2 | 4.4 | 7.6 | 5.9 | 8.7 | 6.2 | 6.1 | -4.4 | 18.9 | 0.6 | 9 | 8 | 7.8 | 3.3 | 13.9 | 10 | 6.7 | 4.4 | 9.4 | 4.4 | 9.9 | 9.4 | 13.9 | 1.1 | 8.9 | -10.6 | 21 | 12 | 22.8 | 21.1 | 23.3 | 20 | 13.7 | 11.6 | 21.7 | 13.3 | 14.4 | 1.7 | 23.3 | 20 | 2.2 | -5.4 | 5.6 | -2.2 | 7.2 | 5.6 | 6.7 | 2.2 | 5 | -2.2 | 11.7 | 8.4 | 15 | 13.3 | 23.3 | 22.8 | 5 | 3.3 | 4 | 1 | 1.8 | 1.4 | 2.6 | -0.7 | 8.3 | -1.1 | 0 | -0.7 | 2.8 | 1.2 | 9.4 | 4.4 | 8.9 | 5.6 | 6.1 | -2.8 | 15.4 | 4.8 | 15 | 8.1 | 21.1 | 16.7 | 7.8 | 1.7 | 5 | 2.8 | 7.8 | 0.6 | 17 | 15 | 11.1 | 8.9 | 1.7 | 1.1 | 8.9 | 3.3 | 12.8 | 1.1 | -0.8 | -3.5 | 18.9 | -3.3 | 8.9 | -0.6 | 1.5 | 0.3 | 7.4 | 0.1 | 0.9 | -1 | 2.8 | -1.7 | 6.1 | 1.7 | 18.7 | 16 | 6 | -1 | 7.2 | 4.4 | 7.2 | 5.6 | 15.6 | 12.8 | 12.8 | -4.4 | 6 | 4 | 17.8 | 14.4 | 21.1 | 11.7 | 3.2 | 2 | 9.1 | 2.4 | 18.9 | 11.7 | 7.2 | 5.6 | 20.6 | 18.9 | 10.6 | -3.3 | 17.2 | 10.6 | 23.3 | 20 | 20.8 | 19.3 | 11.7 | 1.1 | 4.4 | 2.8 | 0 | -7.8 | 7.8 | 2.8 | 3.9 | 0 | 2.2 | -1.7 | 6.3 | -2.7 | 3.3 | -4.4 | 7.2 | -1.7
1 | 0 | 8.3 | 3.3 | 6.7 | 5.6 | 7.8 | 6.1 | 5.9 | -4.5 | 17.6 | 0.7 | 8 | 7 | 6.7 | 3.3 | 13.9 | 9.4 | 6.1 | 4.1 | 7.2 | 4.4 | 9.6 | 8.5 | 13.3 | 1.7 | 8.3 | -9 | 19 | 13 | 22.8 | 21.7 | 22.2 | 15.6 | 12.9 | 11 | 20.6 | 15.6 | 12.8 | 1.1 | 22.8 | 21.1 | 1.1 | -6.1 | 3.9 | -1.7 | 7.2 | 5.6 | 7.2 | 2.8 | 3.3 | -2.8 | 11.1 | 8.7 | 15 | 13.3 | 23.9 | 22.8 | 5 | 3.9 | 4 | 0 | 1.5 | 1.2 | 2.4 | -0.6 | 7.8 | 2.2 | 0.5 | -0.7 | 3.3 | 1 | 8.9 | 5 | 8.3 | 6.1 | 5.6 | -3.9 | 13.9 | 5 | 15 | 8.9 | 20 | 17.2 | 7.1 | 1.8 | 5.6 | 3.3 | 6.7 | 1.1 | 16.9 | 15.1 | 10.6 | 8.9 | 1.7 | 0.6 | 8.9 | 4.4 | 12.2 | 1.5 | -0.9 | -3.1 | 18.9 | 0 | 8.3 | -2.8 | 1.3 | -0.3 | 7.1 | 0.1 | 0.8 | -0.8 | 1.7 | -2.2 | 5.6 | 2.2 | 17.8 | 15.6 | 5 | -1 | 6.7 | 5.6 | 7.2 | 5.6 | 12.8 | 7.2 | 11.7 | -5 | 4 | 3 | 17.2 | 14.4 | 20.6 | 11.7 | 2.8 | 1.7 | 7.6 | 2.3 | 17.8 | 12.2 | 5.6 | 4.4 | 20 | 18.9 | 11.1 | -3.3 | 15.6 | 10.6 | 23.3 | 20 | 20.6 | 18.9 | 12.8 | 0 | 3.9 | 2.8 | 0.6 | -8.3 | 7.8 | 2.8 | 3.9 | 1.7 | 1.7 | -2.2 | 5.3 | -2.7 | 2.6 | -3.5 | 7 | -1
1 | 0 | 6.1 | 3.9 | 5.9 | 5 | 7.2 | 5.7 | 5.8 | -5.1 | 16.3 | 1.2 | 8 | 7 | 5.6 | 3.3 | 12.2 | 9.4 | 5.6 | 3.9 | 7.2 | 4.4 | 9.5 | 8.2 | 13.3 | 0.6 | 7.8 | -8.9 | 18 | 14 | 22.2 | 21.7 | 21.1 | 13.3 | 12.2 | 10.6 | 18.9 | 16.7 | 11.7 | 1.7 | 22.2 | 20.6 | 0.5 | -5.4 | 2.8 | -2.2 | 7.2 | 5 | 6.1 | 3.9 | 3.3 | -2.2 | 10.6 | 8.9 | 14.4 | 13.3 | 23.3 | 22.8 | 5 | 3.9 | 2 | 0 | 1.1 | 0.9 | 2.2 | -0.6 | 7.2 | 3.3 | 1.1 | -0.6 | 3.9 | 1.1 | 8.3 | 5 | 7.8 | 5.6 | 5 | -3.3 | 13.9 | 4.5 | 13.5 | 9.4 | 18.9 | 17.2 | 6.3 | 1.8 | 4.4 | 2.2 | 5.6 | -3.3 | 16.7 | 15 | 8.3 | 5.6 | 2.2 | 0 | 8.3 | 3.9 | 11.7 | 1.9 | -1.1 | -3.3 | 17.8 | -1.1 | 7.8 | -2.8 | 1.1 | -1.1 | 6.7 | 0 | 0.6 | -1.1 | 1.7 | -2.2 | 5.6 | 1.7 | 16.5 | 14.9 | 6 | -2 | 6.7 | 5.6 | 6.7 | 5 | 11.7 | 6.7 | 10 | -6.1 | 6 | 3 | 17.8 | 15 | 18.9 | 11.1 | 2.2 | 1.2 | 6.1 | 2.2 | 18.3 | 11.1 | 5 | 3.9 | 20.6 | 19.4 | 11.1 | -3.3 | 14.4 | 9.4 | 22.8 | 20 | 20 | 18.5 | 13.9 | -0.6 | 3.9 | 2.8 | 1.1 | -8.9 | 6.7 | 2.2 | 3.9 | 2.2 | 1.7 | -2.2 | 4.4 | -2.8 | 1.8 | -3.1 | 6.9 | -0.7
1 | 0 | 7.8 | 3.9 | 5.2 | 4.5 | 6.7 | 5.5 | 5.6 | -6.7 | 15 | 1.1 | 7 | 6 | 5.4 | 3.4 | 11.7 | 10 | 5.2 | 3.7 | 6.7 | 4.4 | 9.4 | 7.9 | 13.9 | 0 | 7.2 | -10 | 18 | 10 | 21.7 | 21.1 | 20 | 12.8 | 11.5 | 9.8 | 18.3 | 16.7 | 10.6 | 1.7 | 21.1 | 18.9 | 0 | -5.3 | 2.2 | -2.2 | 8.3 | 5 | 6.7 | 3.3 | 1.1 | -2.8 | 10 | 8.6 | 14.4 | 12.8 | 23.9 | 22.8 | 5 | 3.9 | 2 | 0 | 0.7 | 0.7 | 1.7 | -0.8 | 6.1 | 3.9 | 1.1 | -0.4 | 4.5 | 0.4 | 7.8 | 5 | 7.8 | 5.6 | 4.4 | -3.9 | 13.9 | 3.9 | 12.1 | 9.5 | 17.8 | 16.7 | 5.6 | 1.7 | 4.4 | 1.7 | 5.6 | -3.9 | 16.3 | 15 | 8.3 | 5.6 | 1.1 | -1.1 | 6.7 | 3.9 | 11.1 | 2.2 | -1.3 | -3 | 17.2 | 0.6 | 7.2 | -1.7 | 0.9 | -1.6 | 6.5 | 0 | -0.2 | -1.5 | 1.7 | -2.2 | 4.4 | 0.6 | 15.2 | 14.1 | 5 | -1 | 6.7 | 4.4 | 5.6 | 4.4 | 11.1 | 6.7 | 7.2 | -3.3 | 5 | 4 | 16.7 | 14.4 | 17.8 | 10.6 | 1.7 | 1 | 5.4 | 2.2 | 18.9 | 10.6 | 6.1 | 3.9 | 20.6 | 18.9 | 10.6 | -1.1 | 14.4 | 10 | 22.8 | 20 | 19.5 | 18.2 | 15 | -0.6 | 5 | 3.3 | 0 | -4.4 | 7.2 | 2.8 | 3.3 | 2.2 | 1.1 | -2.8 | 3.5 | -2.3 | 1.1 | -3.3 | 6.7 | -0.6
0 | -2 | 8.9 | 2.8 | 4.4 | 3.9 | 6.1 | 5 | 5.4 | -5.5 | 14.1 | 0.3 | 7 | 6 | 5.2 | 3.4 | 11.7 | 10 | 4.8 | 3.6 | 6.7 | 3.9 | 9.3 | 7.3 | 12.8 | 0 | 6.7 | -7.8 | 18 | 9 | 21.1 | 20.6 | 19.4 | 14.4 | 10.7 | 9 | 18.3 | 16.7 | 10 | 1.7 | 21.7 | 20 | -0.6 | -6.1 | 1.1 | -2.2 | 7.2 | 4.4 | 6.1 | 2.8 | -0.6 | -3.3 | 9.5 | 8.3 | 13.9 | 13.3 | 23.9 | 22.8 | 5 | 3.9 | 2 | 0 | 0.4 | 0.4 | 1.1 | -1.1 | 6.1 | 3.9 | 1.1 | -0.4 | 5 | -0.5 | 6.7 | 4.4 | 7.8 | 5 | 3.9 | -2.2 | 13.9 | 3.3 | 10.6 | 9.4 | 17.2 | 17.2 | 4.7 | 0.8 | 4.4 | 2.2 | 5 | -3.3 | 16 | 15.2 | 7.8 | 5.6 | 3.3 | 0 | 6.7 | 4.4 | 10.2 | 2.6 | -1.5 | -2.8 | 17.2 | 0.6 | 7.2 | -1.7 | 0.8 | -2.3 | 6.3 | -0.4 | -0.9 | -2 | 1.1 | -1.7 | 3.9 | -1.1 | 13.9 | 13.3 | 6 | -1 | 7.2 | 2.8 | 6.7 | 5 | 10 | 6.7 | 8.3 | -3.9 | 5 | 4 | 16.1 | 13.3 | 17.2 | 10.6 | 1.1 | 0.6 | 4.6 | 2.3 | 16.1 | 11.1 | 5.6 | 3.3 | 20.6 | 18.9 | 11.1 | -1.1 | 14.4 | 10 | 22.8 | 20 | 18.9 | 17.8 | 16.1 | -2.2 | 5.6 | 4.4 | 0.6 | -4.4 | 7.2 | 2.8 | 3.3 | 2.2 | 1.1 | -2.8 | 2.6 | -2.2 | 0.5 | -3.5 | 6.3 | -0.6
0 | -2 | 8.3 | 3.3 | 5.3 | 4.1 | 5.7 | 4.8 | 5.2 | -5.1 | 13.1 | -0.2 | 8 | 7 | 5 | 3.3 | 12.2 | 10 | 4.4 | 3.3 | 6.1 | 3.9 | 9.1 | 6.1 | 11.7 | 0.6 | 6.1 | -7.3 | 18 | 9 | 21.7 | 21.7 | 18.9 | 15 | 10 | 8.3 | 17.2 | 16.7 | 8.9 | 1.7 | 22.2 | 20 | -1 | -5.4 | 1.1 | -2.2 | 7.2 | 2.2 | 5 | 2.2 | 0.6 | -2.8 | 8.9 | 7.8 | 12.8 | 12.2 | 23.3 | 22.2 | 5 | 3.9 | 1 | 0 | 0 | 0 | 0.6 | -1.7 | 6.1 | 3.9 | 1.1 | -0.6 | 5.6 | -1.7 | 6.7 | 4.4 | 7.2 | 5 | 3.3 | -2.2 | 13.2 | 3.6 | 10.6 | 9.7 | 18.3 | 17.8 | 3.7 | -0.1 | 4.4 | 2.2 | 5 | -2.2 | 15.6 | 15 | 7.8 | 5.6 | 3.3 | -1.1 | 8.9 | 5.6 | 9.2 | 2.5 | -1.7 | -2.8 | 16.7 | 0 | 7.2 | -1.7 | 0.6 | -3.3 | 6.1 | -0.6 | -1.7 | -2.8 | 0 | -2.2 | 2.8 | -2.2 | 14.1 | 13.5 | 6 | -1 | 6.1 | 2.8 | 6.1 | 3.9 | 10 | 6.7 | 7.8 | -4.4 | 6 | 6 | 16.1 | 13.3 | 17.2 | 10.6 | 0.7 | 0 | 3.9 | 2.2 | 16.7 | 11.1 | 5.6 | 2.8 | 19.4 | 17.8 | 10.6 | -0.6 | 15 | 10 | 22.8 | 20.6 | 18.9 | 17.9 | 13.9 | 6.7 | 4.4 | 3.3 | 2.2 | -4.4 | 6.7 | 2.2 | 2.8 | 2.2 | 0.6 | -3.3 | 1.7 | -2.8 | 0 | -4.3 | 6 | -0.6
0 | -1 | 8.3 | 3.3 | 6.3 | 4.3 | 5.4 | 4.7 | 5 | -5.6 | 12.2 | -1.1 | 9 | 7 | 6.1 | 3.6 | 12.2 | 10 | 5.2 | 3.9 | 5.6 | 3.9 | 9.1 | 6.1 | 11.1 | 1.1 | 5.6 | -7.8 | 17 | 8 | 22.2 | 22.2 | 18.3 | 16.7 | 11.1 | 9.4 | 16.7 | 16.7 | 7.8 | 1.7 | 22.8 | 19.4 | -1.3 | -5.2 | -2.2 | -5 | 6.1 | 1.7 | 5.6 | 1.7 | -0.6 | -3.3 | 8.9 | 7.9 | 12.8 | 12.2 | 23.3 | 22.2 | 5 | 3.9 | 1 | 0 | 0.6 | -0.1 | 1.5 | -1.8 | 6.7 | 4.4 | 1.1 | -0.4 | 5.6 | -2 | 6.1 | 3.9 | 7.2 | 5 | 2.2 | -1.1 | 12.4 | 3.9 | 10.6 | 9.9 | 17.8 | 17.8 | 2.8 | -1.1 | 4.4 | 3.3 | 5 | 2.2 | 15.4 | 15 | 7.8 | 5.6 | 3.3 | 0 | 8.9 | 5.6 | 8.3 | 2.8 | -2.1 | -3.7 | 15.6 | -0.6 | 6.7 | -1.7 | 1.1 | -3.3 | 6.1 | -0.6 | -0.4 | -1.7 | 0 | -2.2 | 1.1 | -3.3 | 14.2 | 13.6 | 5 | -1 | 5.6 | 2.8 | 6.1 | 4.4 | 9.4 | 6.1 | 6.1 | -3.3 | 7 | 6 | 15.6 | 13.3 | 17.2 | 10.6 | 0.4 | -0.5 | 3.5 | 1.9 | 16.1 | 11.1 | 4.4 | 2.2 | 20.6 | 18.9 | 10.6 | -0.6 | 14.4 | 9.4 | 22.2 | 20.6 | 18.9 | 18.3 | 12.8 | 6.1 | 3.9 | 3.3 | 4.4 | -8.3 | 6.1 | 2.2 | 3.3 | 2.2 | 0.6 | -3.3 | 1.7 | -2 | -0.6 | -5.6 | 5.6 | -1.1
0 | -3 | 6.1 | 4.4 | 7.2 | 4.4 | 5 | 4.4 | 6.5 | -3.5 | 14.8 | -0.4 | 9 | 7 | 7.2 | 3.8 | 12.8 | 10 | 5.9 | 4.1 | 5.6 | 3.9 | 9 | 6.1 | 11.7 | 1.1 | 7.4 | -6.6 | 17 | 9 | 22.2 | 21.7 | 18.3 | 17.2 | 12.2 | 10.6 | 17.2 | 16.7 | 7.2 | 1.7 | 23.3 | 19.4 | -1.7 | -5.6 | -3.3 | -6.7 | 5.6 | -2.2 | 5 | 1.7 | -0.6 | -3.3 | 8.9 | 7.9 | 12.8 | 12.2 | 23.3 | 22.2 | 5 | 3.9 | 1 | -1 | 1.1 | -0.3 | 2.4 | -2.2 | 7.2 | 3.9 | 1.1 | -0.4 | 5.6 | -2.6 | 6.7 | 3.9 | 7.2 | 5 | 2.2 | -1.1 | 11.7 | 3.9 | 10.6 | 10 | 18.3 | 17.8 | 2.6 | -1.9 | 5 | 3.9 | 6.1 | 5 | 15.2 | 14.8 | 7.8 | 5.6 | 4.4 | 0.6 | 8.9 | 6.7 | 8.5 | 2.7 | -2.4 | -4.6 | 15.6 | 0 | 7.2 | -1.7 | 1.7 | -3.9 | 6.1 | -0.6 | 0.9 | -0.9 | 0 | -2.2 | -1.1 | -3.9 | 14.4 | 13.9 | 6 | -1 | 5.6 | 2.8 | 6.1 | 3.9 | 8.9 | 6.1 | 6.1 | -3.9 | 6 | 4 | 14.4 | 13.3 | 16.1 | 10.6 | 0 | -1.1 | 3.2 | 1.4 | 16.7 | 11.7 | 3.9 | 2.2 | 20 | 18.3 | 7.8 | 0 | 14.4 | 9.4 | 22.8 | 20 | 18.9 | 18.3 | 10 | 7.2 | 4.4 | 3.3 | 5.6 | -7.2 | 6.7 | 2.2 | 3.3 | 2.2 | 2.2 | -1.7 | 1.7 | -1.7 | 1.5 | -4.6 | 6.9 | -0.9
1 | -2 | 6.7 | 4.4 | 10.2 | 5.4 | 8.9 | 6.2 | 7.9 | -2.6 | 17.4 | 0.1 | 9 | 7 | 8.3 | 3.9 | 13.3 | 10.6 | 6.7 | 4.4 | 9.4 | 5.6 | 9.4 | 9.4 | 15.6 | 2.2 | 9.3 | -6.9 | 18 | 9 | 22.8 | 22.2 | 23.3 | 18.3 | 13.3 | 11.7 | 17.8 | 17.2 | 7.8 | 2.2 | 23.9 | 18.9 | 0.9 | -4.2 | 0.6 | -2.2 | 6.7 | -3.3 | 6.1 | 1.7 | 2.8 | -1.7 | 8.9 | 7.8 | 15.6 | 14.4 | 23.9 | 22.2 | 5.6 | 3.9 | 3 | 1 | 1.7 | -0.6 | 3.3 | -3.3 | 8.3 | 5 | 1.1 | -0.6 | 5.6 | -3.9 | 6.1 | 4.4 | 8.3 | 5.6 | 5 | -0.6 | 14.8 | 5.3 | 13.5 | 10.9 | 18.9 | 18.3 | 2.4 | -2.7 | 5 | 4.4 | 7.8 | 6.1 | 15 | 14.4 | 7.8 | 5.6 | 5 | 0.6 | 8.9 | 6.1 | 8.7 | 2.7 | -2.8 | -6.1 | 17.2 | 1.1 | 8.3 | -2.2 | 2.2 | -5 | 6.1 | -0.6 | 2.2 | 0 | 2.2 | 0 | 0 | -3.9 | 15.3 | 14.9 | 8 | 0 | 5.6 | 2.8 | 6.7 | 4.4 | 10.6 | 7.2 | 8.9 | -1.7 | 7 | 5 | 13.9 | 12.8 | 17.2 | 11.1 | 2.2 | 0 | 2.8 | 1.1 | 20 | 13.3 | 5 | 2.8 | 21.1 | 19.4 | 9.4 | 0 | 16.1 | 10.6 | 22.8 | 20 | 18.9 | 18.6 | 10 | 6.1 | 7.2 | 4.4 | 6.7 | -6.1 | 7.8 | 2.2 | 4.4 | 2.8 | 5.6 | 1.7 | 1.7 | -1.7 | 3.5 | -4.6 | 8.1 | -1
2 | -2 | 6.7 | 4.4 | 13.1 | 5.8 | 12.8 | 7.3 | 9.4 | -1.7 | 20 | 0 | 11 | 7 | 10.2 | 3.9 | 15 | 11.7 | 8.7 | 4.5 | 11.1 | 4.4 | 10.3 | 9.6 | 18.9 | 3.9 | 11.1 | -8.3 | 19 | 8 | 23.3 | 22.2 | 24.4 | 16.1 | 17 | 13.4 | 20.6 | 18.3 | 10.6 | 2.8 | 25.6 | 19.4 | 3.5 | -3.5 | 3.3 | -0.6 | 7.8 | -2.2 | 7.8 | 2.8 | 6.7 | 0 | 11.3 | 8.7 | 18.9 | 15.6 | 24.4 | 22.2 | 6.1 | 3.3 | 6 | 1 | 2.4 | -0.6 | 4.8 | -2.4 | 7.2 | 5.6 | 1.8 | -0.4 | 5.6 | -3.3 | 7.2 | 4.4 | 10 | 6.1 | 7.8 | 0 | 18 | 6.6 | 16.5 | 11.3 | 21.1 | 19.4 | 2.2 | -4.4 | 5.6 | 4.4 | 10 | 7.8 | 16.7 | 14.2 | 9.4 | 6.1 | 5.6 | 1.7 | 10 | 6.7 | 8.9 | 2.8 | -1.5 | -4.9 | 18.9 | 1.1 | 9.4 | -3.3 | 3.3 | -4.7 | 7.4 | -0.9 | 5 | 0.4 | 6.1 | 1.1 | 2.2 | -2.8 | 16.3 | 16.2 | 11 | -1 | 6.1 | 2.8 | 6.7 | 5 | 12.8 | 7.2 | 11.1 | -1.1 | 7 | 5 | 12.8 | 11.7 | 20 | 11.7 | 4.5 | 1 | 6.9 | 3.3 | 22.8 | 14.4 | 9.4 | 2.8 | 23.9 | 20 | 10.6 | 0 | 18.9 | 11.1 | 23.3 | 20 | 18.9 | 18.8 | 10 | 4.4 | 9.4 | 4.4 | 7.8 | -4.4 | 8.9 | 1.7 | 5.6 | 2.2 | 8.9 | 3.9 | 4.5 | -0.8 | 5.6 | -5.6 | 9.4 | -1.7
4 | -2 | 7.2 | 4.4 | 16.1 | 5.6 | 16.7 | 7.8 | 12 | -2 | 22.4 | -0.3 | 12 | 8 | 12 | 3.5 | 17.2 | 11.1 | 10.8 | 4.3 | 11.1 | 3.9 | 11.3 | 9.9 | 21.1 | 2.2 | 13.9 | -7.2 | 19 | 12 | 24.4 | 22.2 | 25 | 16.1 | 20.7 | 14.8 | 23.3 | 19.4 | 13.3 | 1.7 | 25 | 19.4 | 6.1 | -3.9 | 5.6 | -0.6 | 10 | -1.1 | 8.9 | 2.2 | 8.3 | 0.6 | 13.7 | 9.6 | 21.7 | 14.4 | 25 | 21.1 | 7.2 | 3.9 | 8 | 1 | 3.2 | -0.7 | 6.3 | -2 | 7.2 | 5.6 | 2.6 | -0.4 | 5.6 | -3.3 | 8.3 | 4.4 | 11.1 | 6.7 | 10 | -3.9 | 21.1 | 7.2 | 19.4 | 11.1 | 23.3 | 18.3 | 4.1 | -3.4 | 5.6 | 5 | 11.7 | 9.4 | 18.3 | 13.4 | 10 | 5 | 6.1 | 1.1 | 11.7 | 7.2 | 10.7 | 2.5 | -0.2 | -4 | 21.1 | 1.7 | 10.6 | -2.8 | 4.5 | -5.2 | 8.7 | -1.5 | 7.8 | 0.3 | 8.3 | -1.1 | 4.4 | -3.3 | 17.2 | 17.2 | 11 | 0 | 6.7 | 1.7 | 8.3 | 5 | 14.4 | 7.8 | 14.4 | 0 | 9 | 6 | 12.8 | 11.7 | 22.8 | 12.2 | 6.7 | 1.7 | 10.9 | 5.3 | 26.1 | 16.7 | 12.2 | 2.8 | 26.1 | 19.4 | 12.8 | -0.6 | 20.6 | 11.7 | 25 | 20 | 18.9 | 18.9 | 9.4 | 6.7 | 11.1 | 5 | 11.1 | -2.8 | 9.4 | 1.7 | 6.7 | 1.1 | 11.1 | 5 | 7.2 | -0.7 | 6.5 | -4.3 | 10.5 | -1.6
7 | -2 | 6.1 | 3.9 | 17.8 | 5.7 | 18.4 | 8.1 | 14.6 | -2.8 | 24.8 | -0.3 | 12 | 8 | 13.9 | 2.8 | 16.7 | 11.1 | 12.8 | 3.3 | 12.2 | 2.2 | 12.2 | 10 | 22.8 | 1.1 | 16.6 | -7.6 | 21 | 13 | 26.1 | 22.2 | 25.6 | 16.7 | 24.4 | 15.6 | 24.4 | 19.4 | 15.6 | 1.1 | 26.1 | 19.4 | 6.8 | -3.8 | 7.8 | -1.7 | 10.6 | -0.6 | 11.7 | 2.8 | 10 | 0.6 | 16.1 | 10 | 22.8 | 15 | 27.2 | 21.1 | 7.2 | 3.9 | 9 | 1 | 3.9 | -1.1 | 7.8 | -2.2 | 10.6 | 6.7 | 3.3 | -0.6 | 5.6 | -3.9 | 9.4 | 3.9 | 12.2 | 6.7 | 11.7 | -2.8 | 22.4 | 8.2 | 20 | 12.3 | 25.6 | 16.7 | 5.9 | -3.3 | 6.1 | 5.6 | 13.3 | 11.7 | 20 | 12.2 | 11.7 | 5 | 6.1 | 1.1 | 12.2 | 7.2 | 12.6 | 2.5 | 1.1 | -3.9 | 22.2 | 1.7 | 11.7 | -4.4 | 5.6 | -6.7 | 10 | -2.8 | 10.6 | -0.6 | 10 | 0 | 6.1 | -4.4 | 19.6 | 18.1 | 11 | 0 | 8.9 | 1.1 | 8.9 | 5 | 15.6 | 6.1 | 15.6 | -2.2 | 10 | 2 | 12.8 | 11.1 | 25 | 13.3 | 8.5 | 1.9 | 15 | 6.7 | 27.2 | 16.7 | 15 | 3.3 | 27.2 | 18.9 | 12.2 | -0.6 | 22.2 | 13.3 | 25.6 | 20 | 19.5 | 19.2 | 8.3 | 6.1 | 12.2 | 4.4 | 12.2 | -1.7 | 10.6 | 2.2 | 7.8 | -0.6 | 13.3 | 4.4 | 10 | -1.1 | 7.4 | -3.9 | 11.7 | -1.9
8 | -3 | 5.6 | 3.3 | 19.4 | 5.8 | 20 | 8.1 | 17.2 | -6.1 | 27.2 | -1.7 | 13 | 9 | 15 | 2.5 | 16.7 | 11.1 | 13.9 | 3.7 | 12.2 | 3.9 | 14.2 | 11 | 23.3 | 1.7 | 19.4 | -9.4 | 26 | 16 | 26.7 | 21.1 | 26.1 | 16.7 | 25.3 | 14.8 | 25 | 18.9 | 16.7 | 1.1 | 27.8 | 19.4 | 7.6 | -4.3 | 10 | -1.1 | 11.1 | -0.6 | 12.8 | 2.2 | 11.1 | 0.6 | 17.4 | 9.6 | 23.3 | 13.9 | 27.8 | 21.7 | 6.7 | 4.4 | 11 | 1 | 4.5 | -0.6 | 8.5 | -2.2 | 12.8 | 7.2 | 3.9 | -0.3 | 6.1 | -3.4 | 12.2 | 3.9 | 13.9 | 7.8 | 14.4 | -1.7 | 23.7 | 9.3 | 20.5 | 13.5 | 26.7 | 17.8 | 7.8 | -3.9 | 7.2 | 6.1 | 13.9 | 11.7 | 19.6 | 13.3 | 13.9 | 4.4 | 7.2 | 1.1 | 14.4 | 6.7 | 14.4 | 1.7 | 0.2 | -3 | 23.9 | 1.1 | 12.8 | -5 | 6.5 | -6 | 10.4 | -2.6 | 11.3 | -0.7 | 10 | -2.8 | 6.7 | -4.4 | 22 | 19 | 13 | 2 | 10.6 | 0.6 | 8.3 | 5.6 | 18.3 | 5 | 16.1 | -2.8 | 11 | 2 | 13.3 | 10.6 | 26.7 | 13.9 | 10.4 | 1.7 | 16.7 | 6.5 | 27.8 | 16.7 | 17.2 | 2.2 | 28.9 | 19.4 | 13.3 | -0.6 | 23.3 | 12.2 | 24.4 | 20.6 | 20 | 19.2 | 12.8 | 6.7 | 12.2 | 3.9 | 12.2 | -0.6 | 11.7 | 1.7 | 8.9 | -0.6 | 15.6 | 4.4 | 11.7 | -0.7 | 8.3 | -3.9 | 12.8 | -2.8
8 | -3 | 5 | 3.3 | 21.1 | 5.6 | 21.7 | 7.8 | 17.6 | -5.6 | 29.2 | -1.8 | 13 | 10 | 16.1 | 1.8 | 17.2 | 13.9 | 15 | 3.8 | 14.4 | 4.4 | 16.3 | 11.9 | 23.9 | 2.8 | 20.7 | -7.7 | 26 | 16 | 28.3 | 20.6 | 25.6 | 16.1 | 26.3 | 14.1 | 27.2 | 18.9 | 16.7 | 0 | 27.8 | 19.4 | 8.3 | -5.6 | 12.8 | -2.2 | 12.2 | -0.6 | 12.2 | 2.2 | 13.3 | 1.1 | 18.7 | 9.2 | 24.4 | 11.7 | 27.8 | 21.7 | 7.2 | 4.4 | 11 | 1 | 5 | -0.2 | 9.3 | -2.3 | 13.9 | 7.8 | 4.4 | -0.2 | 6.7 | -3.1 | 13.9 | 4.4 | 15.6 | 8.3 | 15.6 | 0.6 | 25 | 10 | 21.1 | 14.4 | 27.8 | 17.2 | 7.1 | -3 | 7.2 | 5.6 | 12.8 | 12.8 | 19.3 | 14.2 | 13.9 | 3.9 | 8.3 | 1.1 | 16.7 | 6.7 | 14.8 | 1.3 | -0.8 | -2.7 | 26.1 | 1.1 | 13.3 | -4.4 | 7.4 | -6.3 | 10.7 | -2.7 | 12.1 | -1 | 10.6 | -4.4 | 7.8 | -2.8 | 24.4 | 19.4 | 16 | 3 | 8.9 | 1.7 | 9.4 | 6.1 | 19.4 | 3.9 | 11.7 | 0 | 12 | 2 | 13.9 | 10.6 | 28.3 | 13.3 | 12.2 | 1.1 | 18.3 | 5.5 | 29.4 | 15 | 19.4 | 1.1 | 27.8 | 18.9 | 14.4 | -0.6 | 24.4 | 12.8 | 26.1 | 20 | 20.6 | 19.4 | 14.4 | 6.7 | 13.3 | 3.9 | 11.1 | 0 | 12.2 | 1.1 | 8.9 | 0 | 16.7 | 5 | 13.3 | -0.3 | 8.5 | -3.2 | 11.9 | -0.5
8 | -2 | 5.6 | 3.9 | 22.2 | 5.2 | 22.4 | 8.2 | 17.9 | -6.6 | 31.3 | -1.3 | 13 | 9 | 17.2 | 1.1 | 17.2 | 11.7 | 16.1 | 3.9 | 14.4 | 4.4 | 18.3 | 12.8 | 24.4 | 2.8 | 22 | -5.9 | 26 | 16 | 27.2 | 20.6 | 26.1 | 16.1 | 27.2 | 12.8 | 27.8 | 17.8 | 17.2 | 0.6 | 27.8 | 19.4 | 7.9 | -3.7 | 14.4 | -2.2 | 13.3 | -1.1 | 13.9 | 3.3 | 13.9 | 0.6 | 20 | 8.3 | 25 | 12.8 | 28.3 | 21.7 | 6.7 | 3.9 | 13 | 1 | 5.6 | 0 | 10 | -3.3 | 15.6 | 8.9 | 5 | 0 | 7.2 | -3.9 | 16.1 | 5.6 | 16.1 | 8.3 | 16.1 | -0.6 | 25.9 | 10.1 | 21.1 | 14.5 | 28.9 | 17.2 | 6.3 | -3 | 7.8 | 6.1 | 12.8 | 12.8 | 18.9 | 15 | 16.1 | 4.4 | 8.9 | 1.1 | 18.3 | 4.4 | 15.2 | 0.6 | -1.7 | -2.8 | 25.6 | 2.2 | 12.8 | -5 | 8.3 | -7.2 | 11.1 | -3.3 | 12.8 | -1.7 | 10.6 | -6.1 | 9.4 | -1.7 | 25.9 | 20 | 17 | 2 | 11.7 | 0.6 | 8.9 | 6.1 | 20 | 5 | 11.7 | -0.6 | 13 | 1 | 15 | 10 | 28.3 | 13.3 | 12.6 | 1.3 | 20 | 4.4 | 27.8 | 15 | 20.6 | 0 | 27.8 | 18.9 | 14.4 | -0.6 | 25.6 | 13.3 | 25.6 | 20.6 | 22.1 | 19.5 | 5 | 2.8 | 13.3 | 3.3 | 10.6 | 0.6 | 12.8 | 2.2 | 8.9 | -0.6 | 17.8 | 5 | 15 | -0.6 | 8.7 | -3.4 | 10.9 | 0.6
8 | -3 | 5 | 3.9 | 23.3 | 4.3 | 23.2 | 8.1 | 18.3 | -8.3 | 33.3 | -2.2 | 14 | 8 | 17.8 | 0.9 | 17.8 | 11.7 | 15.9 | 3.7 | 14.4 | 4.4 | 17.8 | 12.5 | 25.6 | 1.7 | 23.3 | -6.1 | 26 | 19 | 27.8 | 20.6 | 26.1 | 15.6 | 27.4 | 13.8 | 30 | 15 | 17.2 | 0.6 | 26.7 | 19.4 | 7.6 | -2.4 | 14.4 | -4.4 | 14.4 | -1.1 | 13.9 | 2.8 | 15 | 1.1 | 20.4 | 8.8 | 25.6 | 13.3 | 28.9 | 21.7 | 6.7 | 3.3 | 13 | 1 | 5.6 | 0.9 | 9.3 | -1.5 | 16.7 | 10.6 | 5.2 | -0.2 | 7.6 | -3.2 | 17.2 | 6.7 | 18.9 | 8.9 | 17.8 | 0.6 | 26.9 | 10.2 | 21.1 | 14.5 | 28.3 | 17.2 | 5.6 | -3.3 | 8.3 | 6.1 | 12.8 | 12.8 | 18.5 | 15.2 | 15 | 2.8 | 10 | 0.6 | 20 | 3.9 | 15.6 | 0 | -0.9 | -2.4 | 26.7 | 1.7 | 12.8 | -4.4 | 8.3 | -6.2 | 10.5 | -2.8 | 12.6 | -0.9 | 10.6 | -4.4 | 10 | -1.7 | 27.4 | 20.3 | 18 | 3 | 12.2 | 0 | 10.6 | 5 | 21.1 | 6.1 | 14.4 | -1.1 | 12 | 0 | 16.1 | 9.4 | 28.9 | 11.7 | 12.9 | 1.2 | 20.9 | 4.5 | 30.6 | 13.3 | 21.1 | 0 | 27.8 | 17.2 | 16.1 | 0 | 26.7 | 12.8 | 26.7 | 20 | 23.5 | 19.3 | 1.7 | -0.6 | 11.7 | 3.3 | 10.6 | -0.6 | 13.3 | 0 | 7.8 | 0.6 | 18.3 | 4.4 | 15.4 | -0.7 | 8.9 | -3.9 | 10 | 1.7
9 | -4 | 5.6 | 4.4 | 24.4 | 3.9 | 23.9 | 8.3 | 17.9 | -6 | 33.3 | -2.1 | 14 | 9 | 18.3 | 0.4 | 16.7 | 11.7 | 15.8 | 3.6 | 13.9 | 3.9 | 17.2 | 12.1 | 26.1 | 1.7 | 23.7 | -5.6 | 26 | 19 | 27.8 | 20 | 26.1 | 15 | 27.6 | 14.3 | 30 | 14.4 | 17.2 | 0.6 | 27.8 | 20 | 7.2 | -1.7 | 14.4 | -3.9 | 14.4 | -2.2 | 14.4 | 2.2 | 16.7 | 0.6 | 20.7 | 8.7 | 25 | 15 | 28.3 | 21.7 | 7.2 | 2.2 | 13 | 1 | 5.6 | 1.5 | 8.5 | -0.2 | 17.2 | 11.7 | 5.4 | -0.2 | 7.9 | -3.4 | 17.8 | 6.1 | 18.9 | 8.3 | 18.3 | -2.8 | 27.8 | 10 | 21.1 | 14.4 | 27.8 | 17.2 | 6 | -2.7 | 7.8 | 5.6 | 12.8 | 12.8 | 18.2 | 15.5 | 15 | 3.3 | 10 | 0.6 | 20.6 | 5 | 13.4 | 3.5 | -0.2 | -2.4 | 26.7 | 1.7 | 11.7 | -6.1 | 8.3 | -6.2 | 10 | -2.9 | 12.4 | -0.4 | 10.6 | -5.6 | 11.1 | -1.7 | 28.9 | 20.6 | 19 | 4 | 11.1 | 0.6 | 10.6 | 4.4 | 21.1 | 6.7 | 16.1 | -0.6 | 12 | 0 | 17.8 | 9.4 | 29.4 | 12.8 | 13.3 | 1.1 | 21.9 | 4.5 | 28.9 | 12.8 | 22.8 | -0.6 | 27.8 | 18.9 | 16.1 | -0.6 | 26.7 | 12.2 | 26.1 | 20.6 | 25 | 18.9 | 1.7 | -0.6 | 12.8 | 2.2 | 10.6 | 7.8 | 13.3 | 0 | 10 | -0.6 | 18.3 | 4.4 | 15.7 | -0.8 | 8.3 | -3.4 | 8 | 2.2
8 | -2 | 5.6 | 3.9 | 23.5 | 4 | 23.3 | 7 | 17.6 | -5.6 | 33.3 | -2.1 | 14 | 8 | 18.9 | 0 | 16.1 | 12.2 | 15.6 | 3.3 | 13.3 | 4.4 | 16.7 | 11.7 | 22.2 | 5 | 24 | -5.4 | 26 | 19 | 27.8 | 19.4 | 25.6 | 14.4 | 27.8 | 15 | 29.4 | 13.9 | 16.7 | -0.6 | 28.3 | 17.8 | 7.6 | -1.2 | 15 | -3.9 | 13.3 | -2.2 | 15 | 1.7 | 17.2 | 1.1 | 21.1 | 8.9 | 24.4 | 14.4 | 27.8 | 22.2 | 7.2 | 1.1 | 14 | 2 | 5.6 | 2.2 | 7.8 | 0.6 | 17.8 | 12.2 | 5.6 | -0.6 | 8.3 | -3.9 | 18.3 | 6.1 | 18.3 | 7.2 | 17.2 | -2.8 | 27.1 | 11.2 | 20.2 | 14.8 | 28.3 | 17.2 | 6.3 | -2.5 | 7.8 | 5 | 12.8 | 12.8 | 17.8 | 15.6 | 15 | 2.8 | 10 | 1.1 | 20 | 4.4 | 11.1 | 5.2 | 0.6 | -2.8 | 26.7 | 1.1 | 11.1 | -6.7 | 8.3 | -6.7 | 9.4 | -3.3 | 12.2 | 0 | 10.6 | -6.1 | 11.1 | -2.8 | 28.3 | 20.3 | 19 | 1 | 11.1 | -0.6 | 10.6 | 3.9 | 21.1 | 6.1 | 16.7 | 0 | 12 | 0 | 17.8 | 8.3 | 28.9 | 12.2 | 12.6 | 1.3 | 22.8 | 4.4 | 29.4 | 12.8 | 23.3 | -0.6 | 27.2 | 16.7 | 16.7 | -0.6 | 27.2 | 12.2 | 26.1 | 20 | 25 | 18.7 | 2.8 | 0.6 | 12.2 | 1.7 | 9.4 | 0 | 12.8 | 0.6 | 8.3 | -1.1 | 17.8 | 3.9 | 16.1 | -1.7 | 7.8 | -3.5 | 5.9 | 2
8 | -2 | 5.6 | 3.9 | 22.6 | 3.7 | 22.8 | 5.7 | 17.2 | -5.6 | 33.3 | -2.2 | 14 | 9 | 18 | 0.6 | 15 | 11.1 | 14.3 | 4.3 | 12.2 | 5 | 14.8 | 11.4 | 21.1 | 6.1 | 24.4 | -6.7 | 23 | 19 | 27.8 | 20 | 25 | 14.4 | 26.3 | 15.7 | 28.3 | 15 | 16.7 | 0 | 27.2 | 18.3 | 7.9 | -1 | 15 | -5 | 12.2 | -1.7 | 15 | 2.2 | 17.2 | 1.1 | 20.5 | 9.2 | 22.8 | 15.6 | 27.2 | 21.7 | 7.2 | 1.1 | 14 | 0 | 4.8 | 2.5 | 6.5 | 0.6 | 17.8 | 11.7 | 5 | -0.2 | 7.8 | -3.3 | 17.2 | 6.7 | 17.2 | 6.7 | 17.2 | -0.6 | 26.3 | 12 | 19.2 | 14.9 | 27.2 | 17.2 | 6.7 | -2.8 | 8.3 | 5 | 12.2 | 12.2 | 17.1 | 15.1 | 11.7 | 4.4 | 11.7 | 0 | 20.6 | 4.4 | 8.9 | 6.1 | 0 | -1.8 | 26.1 | 0 | 10 | -7.8 | 7.6 | -6.1 | 8.5 | -0.9 | 11.3 | -0.4 | 10.6 | -4.4 | 11.1 | -2.8 | 27.8 | 19.9 | 18 | 1 | 11.7 | 0 | 10.6 | 4.4 | 21.1 | 6.1 | 17.8 | 0 | 14 | 0 | 17.8 | 6.7 | 29.4 | 12.8 | 11.8 | 1.1 | 22.6 | 4.2 | 28.9 | 12.2 | 23.9 | -2.2 | 26.7 | 16.7 | 16.7 | -0.6 | 26.7 | 12.8 | 26.1 | 20 | 25 | 18.5 | 3.3 | 1.7 | 12.2 | 1.1 | 8.3 | -0.6 | 12.2 | 1.1 | 8.3 | 0 | 16.7 | 3.3 | 15.5 | -2.2 | 7.2 | -4.4 | 3.9 | 1.7
7 | -1 | 5.6 | 3.9 | 21.7 | 3.9 | 22.2 | 4.4 | 15.5 | -3.9 | 30.9 | -1.6 | 14 | 8 | 17 | 1.4 | 14.4 | 11.1 | 13 | 5.2 | 11.7 | 5.6 | 13 | 10.7 | 21.7 | 7.2 | 20.5 | -4.1 | 22 | 19 | 27.8 | 20 | 25 | 15 | 24.8 | 16 | 26.7 | 16.7 | 16.1 | -0.6 | 23.9 | 18.9 | 8.3 | -0.6 | 15 | -3.9 | 10.6 | -1.7 | 14.4 | 2.8 | 16.1 | 0 | 20 | 9.6 | 22.2 | 16.1 | 26.7 | 21.1 | 6.7 | 1.7 | 13 | 2 | 4.1 | 2.6 | 5.2 | 0.4 | 17.2 | 11.1 | 4.5 | -0.1 | 7.2 | -3.5 | 17.2 | 6.7 | 14.4 | 6.1 | 16.7 | 0 | 25.6 | 12.8 | 18.3 | 15 | 26.1 | 17.2 | 6.3 | -2.5 | 7.2 | 6.7 | 12.2 | 12.2 | 16.3 | 14.5 | 12.2 | 3.3 | 10 | 1.1 | 19.4 | 4.4 | 8.5 | 5.6 | -0.5 | -1.4 | 25.6 | -1.1 | 9.4 | -7.8 | 6.8 | -6.1 | 7.6 | 0.5 | 10.3 | -1 | 10.6 | -3.9 | 10.6 | -3.3 | 27.2 | 19.4 | 17 | 2 | 10.6 | 0.6 | 9.4 | 5 | 19.4 | 8.9 | 17.2 | -0.6 | 12 | 1 | 16.7 | 7.2 | 27.2 | 11.7 | 11.1 | 1.1 | 22.4 | 3.5 | 26.1 | 12.2 | 23.9 | -4.4 | 25 | 17.2 | 16.7 | -0.6 | 25.6 | 12.8 | 24.4 | 20.6 | 25 | 18.3 | 3.9 | 1.7 | 11.7 | 1.7 | 7.2 | -1.7 | 11.1 | 1.1 | 7.2 | 0 | 13.9 | 2.2 | 15 | -2.5 | 6.3 | -3.4 | 2.8 | 1.2
6 | -3 | 5 | 3.9 | 18.2 | 6.4 | 20.2 | 5.1 | 13.9 | -3.4 | 28.5 | -1.4 | 13 | 8 | 16.1 | 1.7 | 13.9 | 11.1 | 11.7 | 5.6 | 11.1 | 6.1 | 11.1 | 10 | 20.6 | 5 | 16.7 | -3 | 22 | 17 | 26.1 | 20.6 | 23.9 | 15 | 23.3 | 16.1 | 23.9 | 17.8 | 14.4 | 0.6 | 23.3 | 17.8 | 7.8 | -0.6 | 13.9 | -5.6 | 8.3 | -1.7 | 13.9 | 1.1 | 13.9 | 0.6 | 19.4 | 9.4 | 20.6 | 16.1 | 24.4 | 21.1 | 6.1 | 1.1 | 12 | 3 | 3.3 | 2.8 | 3.9 | 0 | 15 | 8.3 | 3.9 | 0 | 6.7 | -3.9 | 15.6 | 6.1 | 12.8 | 5.6 | 14.4 | 1.7 | 24.1 | 14.2 | 17.6 | 15.1 | 23.9 | 17.8 | 6 | -2.3 | 7.2 | 5 | 11.7 | 11.7 | 15.6 | 13.9 | 11.7 | 3.3 | 8.9 | 1.1 | 15.6 | 9.4 | 8.2 | 5 | -1.1 | -1.1 | 23.9 | -2.2 | 8.9 | -7.8 | 6.1 | -7.2 | 6.7 | 1.7 | 9.4 | -1.7 | 10 | -3.9 | 8.9 | -3.3 | 26.3 | 19.7 | 16 | 2 | 8.9 | -0.6 | 8.9 | 5.6 | 16.7 | 10 | 16.1 | -0.6 | 11 | 1 | 15 | 7.8 | 25.6 | 12.2 | 9.8 | 1.2 | 22.2 | 3.3 | 25 | 11.7 | 22.2 | -4.4 | 22.8 | 17.2 | 16.1 | -0.6 | 24.4 | 12.2 | 23.9 | 20.6 | 23.5 | 17.7 | 1.7 | -2.8 | 9.4 | 1.1 | 6.1 | -1.1 | 10 | -0.6 | 5 | 1.1 | 11.7 | 2.2 | 14.4 | -3.9 | 5.3 | -3.1 | 1.7 | 0.7
3 | 0 | 4.4 | 3.3 | 14.6 | 7.4 | 18.1 | 5 | 12.2 | -3.9 | 26.1 | -1.7 | 12 | 9 | 14.8 | 2.7 | 13.9 | 11.1 | 11.3 | 5.8 | 11.1 | 6.1 | 10.9 | 10 | 20.6 | 5.6 | 12.8 | -3.9 | 22 | 15 | 25 | 21.1 | 22.8 | 13.3 | 22.2 | 16 | 22.2 | 17.8 | 12.8 | 1.1 | 22.8 | 18.3 | 7.2 | -0.4 | 12.2 | -6.1 | 7.8 | -1.7 | 12.8 | 4.4 | 11.1 | 0.6 | 18.7 | 10.6 | 18.3 | 16.1 | 23.9 | 21.7 | 6.7 | 1.1 | 11 | 3 | 2.9 | 2.5 | 3.5 | 0.2 | 12.8 | 7.2 | 3 | -0.4 | 5.9 | -3.3 | 13.3 | 5.6 | 12.2 | 6.1 | 13.3 | 1.7 | 22.6 | 15 | 16.8 | 15 | 23.3 | 17.2 | 5.6 | -2.8 | 6.7 | 4.4 | 11.1 | 11.1 | 16.1 | 14.1 | 9.4 | 3.3 | 5.6 | 1.7 | 13.3 | 8.3 | 7.8 | 4.4 | -1.3 | -1.7 | 22.2 | -2.2 | 7.2 | -7.2 | 5.4 | -6 | 6.5 | 2 | 8.7 | -1 | 8.9 | -4.4 | 6.7 | -3.3 | 25.3 | 19.5 | 13 | 2 | 6.7 | 0 | 8.3 | 5 | 16.1 | 8.9 | 14.4 | -0.6 | 11 | 0 | 13.3 | 7.2 | 24.4 | 12.8 | 8.5 | 1.2 | 17.8 | 5.7 | 23.3 | 12.8 | 17.2 | -2.8 | 21.1 | 17.2 | 15 | -0.6 | 23.3 | 12.8 | 23.9 | 20.6 | 22.1 | 17.3 | 1.7 | 0.6 | 8.3 | 2.2 | 4.4 | -1.1 | 8.9 | -1.1 | 3.9 | 0.6 | 8.9 | 1.7 | 12.7 | -2.4 | 4.4 | -3.3 | 0.6 | 0
3 | -1 | 3.9 | 2.8 | 11.1 | 7.2 | 16.1 | 5 | 11.5 | -3 | 23.9 | 0.2 | 11 | 9 | 13.5 | 3 | 13.3 | 11.1 | 11 | 6 | 11.1 | 5.6 | 10.8 | 10.1 | 19.4 | 5 | 12.2 | -2.8 | 21 | 13 | 23.9 | 20.6 | 22.2 | 11.7 | 21.1 | 15.9 | 21.7 | 19.4 | 12.2 | 1.1 | 22.8 | 18.3 | 6.7 | -0.6 | 6.7 | -5 | 7.2 | -1.7 | 11.7 | 3.3 | 10.6 | 0.6 | 17.9 | 11 | 17.8 | 16.1 | 22.8 | 21.7 | 6.7 | 1.1 | 9 | 3 | 2.6 | 2.5 | 3.2 | 0.4 | 12.2 | 6.7 | 2 | -1 | 5.2 | -3.4 | 11.7 | 5.6 | 11.7 | 6.1 | 13.9 | 0.6 | 21.1 | 15.6 | 16.1 | 15 | 22.2 | 17.8 | 5 | -2.5 | 5.6 | 4.4 | 11.1 | 11.1 | 16.7 | 14.4 | 7.8 | 3.9 | 3.9 | 0 | 13.3 | 8.3 | 7.4 | 4.9 | -1.5 | -2.1 | 21.7 | -2.2 | 6.7 | -5.6 | 4.6 | -5.6 | 6.3 | 2 | 7.9 | -0.7 | 8.3 | -2.8 | 5 | -3.3 | 24.4 | 19.4 | 11 | 3 | 5.6 | 0 | 8.3 | 5.6 | 14.4 | 8.9 | 13.9 | 10.6 | 8 | 0 | 12.2 | 6.1 | 23.3 | 12.2 | 7.2 | 1.1 | 13.3 | 6 | 20.6 | 13.3 | 15.6 | -3.3 | 20.6 | 17.8 | 12.8 | -0.6 | 23.3 | 11.1 | 23.9 | 20.6 | 20.6 | 16.7 | 1.7 | 0.6 | 6.1 | 2.2 | 3.3 | -1.7 | 9.4 | -1.7 | 3.9 | 1.1 | 8.3 | 1.7 | 11.1 | -1.7 | 3.9 | -2.8 | 0.6 | 0
3 | -1 | 3.9 | 2.8 | 10.4 | 7.3 | 14.8 | 5.9 | 10.7 | -3 | 21.6 | 1.8 | 11 | 9 | 12.2 | 3.3 | 12.8 | 11.1 | 10.6 | 6.1 | 11.1 | 5.6 | 10.6 | 10 | 17.8 | 5.6 | 11.7 | -1.9 | 21 | 13 | 24.4 | 21.1 | 22.2 | 12.2 | 20 | 15.6 | 22.2 | 20 | 10.6 | 0.6 | 22.2 | 17.8 | 5.9 | -0.5 | 7.8 | -3.9 | 6.1 | -0.6 | 11.1 | 2.8 | 10 | 0.6 | 17.2 | 11.7 | 17.2 | 16.1 | 22.2 | 21.7 | 6.7 | 0 | 9 | 3 | 2.2 | 2.2 | 2.8 | 0.6 | 11.7 | 4.4 | 1.1 | -1.7 | 4.4 | -3.9 | 10.6 | 5 | 11.1 | 5.6 | 12.8 | -0.6 | 20.4 | 15.4 | 15.9 | 14.8 | 21.1 | 17.2 | 4.5 | -2.7 | 5.6 | 4.4 | 11.7 | 11.7 | 17.2 | 14.4 | 7.8 | 3.9 | 1.7 | -1.1 | 12.8 | 8.9 | 7.1 | 5.3 | -1.7 | -2.8 | 20.6 | -1.7 | 6.1 | -5.6 | 3.9 | -6.1 | 6.1 | 2.2 | 7.2 | -0.6 | 6.1 | -2.2 | 3.9 | -3.3 | 23.9 | 19.4 | 8 | 2 | 5.6 | -0.6 | 7.8 | 5.6 | 14.4 | 8.3 | 12.8 | 10.6 | 9 | 0 | 12.2 | 6.7 | 22.8 | 11.7 | 6.3 | 1.2 | 8.9 | 5 | 19.4 | 13.3 | 12.2 | 0 | 19.4 | 17.2 | 12.2 | -0.6 | 22.2 | 11.7 | 23.9 | 20.6 | 19.5 | 15.8 | 1.7 | 0.6 | 6.7 | 2.8 | 3.3 | -1.1 | 8.9 | -0.6 | 3.3 | 1.1 | 6.7 | 1.7 | 9.4 | -1.7 | 3.3 | -2.5 | 0.6 | 0
3 | -2 | 3.3 | 1.7 | 9.6 | 7.2 | 13.5 | 6.4 | 10 | -3.3 | 19.4 | 2.2 | 11 | 10 | 12.2 | 3.2 | 13.3 | 11.1 | 10.2 | 6.4 | 11.1 | 6.7 | 10.4 | 9.4 | 17.2 | 6.7 | 11.1 | -1.7 | 19 | 14 | 23.9 | 20.6 | 22.2 | 12.2 | 18.5 | 15.2 | 21.7 | 20 | 10 | 0.6 | 22.2 | 17.8 | 5.2 | -0.4 | 7.8 | -3.3 | 5 | 0 | 10.6 | 2.8 | 9.4 | 1.1 | 16.5 | 12.7 | 17.2 | 16.1 | 22.2 | 21.7 | 6.7 | 2.2 | 9 | 3 | 1.7 | 1.7 | 2.1 | 0.1 | 11.1 | 3.3 | 0.7 | -1.1 | 4 | -3.3 | 8.3 | 5 | 8.3 | 5.6 | 11.1 | 1.1 | 19.6 | 14.9 | 15.8 | 14.7 | 20 | 17.2 | 3.9 | -3.3 | 5 | 4.4 | 11.7 | 11.7 | 17.4 | 14.5 | 7.8 | 5 | 1.7 | -1.7 | 12.8 | 7.8 | 6.7 | 5.6 | -1.9 | -3 | 21.1 | -10.6 | 5.6 | -6.1 | 3 | -5.2 | 6.1 | 2.7 | 6.7 | -0.2 | 5.6 | -1.7 | 2.8 | -4.4 | 23.3 | 19.1 | 10 | 3 | 3.3 | -0.6 | 7.8 | 5.6 | 12.8 | 8.9 | 12.2 | 9.4 | 9 | 0 | 11.1 | 6.7 | 21.7 | 11.7 | 5.3 | 1 | 8.3 | 5.1 | 18.3 | 13.9 | 11.1 | 3.9 | 18.9 | 17.8 | 11.7 | -0.6 | 21.7 | 12.8 | 23.9 | 20 | 18.3 | 14.8 | 1.7 | 0 | 6.7 | 2.2 | 3.9 | -1.1 | 8.3 | -0.6 | 2.8 | 0.6 | 5.6 | 1.7 | 8.7 | -0.8 | 2.8 | -2.8 | 0.6 | 0
0 | -2 | 3.3 | 2.2 | 8.9 | 7.2 | 12.2 | 6.7 | 9.6 | -2.6 | 18.1 | 2 | 12 | 11 | 12.2 | 3.2 | 13.3 | 11.1 | 9.8 | 6.5 | 10.6 | 6.7 | 10 | 8.5 | 13.9 | 7.8 | 9.6 | -2.6 | 19 | 14 | 22.2 | 20 | 21.7 | 11.7 | 17.1 | 14.6 | 21.7 | 20 | 9.4 | 1.1 | 21.7 | 17.8 | 4.4 | -0.6 | 6.1 | -3.9 | 2.8 | -1.1 | 9.4 | 3.3 | 8.9 | 1.7 | 15.7 | 13.2 | 16.7 | 16.1 | 21.7 | 21.1 | 6.7 | 1.7 | 8 | 2 | 1.1 | 1.1 | 1.3 | -0.1 | 10 | 3.3 | 0.4 | -0.8 | 3.7 | -3.4 | 7.2 | 4.4 | 7.8 | 5 | 10.6 | -1.1 | 18.9 | 14.4 | 15.6 | 14.4 | 18.3 | 16.7 | 2 | -2.1 | 5 | 4.4 | 11.7 | 11.7 | 17.6 | 14.5 | 7.2 | 4.4 | 0.6 | -2.2 | 12.2 | 8.3 | 6.9 | 5.6 | -2 | -3.2 | 19.4 | -9.4 | 5.6 | -7.2 | 2 | -5.4 | 6.1 | 3.4 | 6.1 | 0 | 4.4 | -1.7 | 2.8 | -5.6 | 22.8 | 18.9 | 7 | 2 | 3.3 | 0 | 7.8 | 5.6 | 13.3 | 8.3 | 11.7 | 9.4 | 6 | 1 | 10.6 | 5 | 18.3 | 12.2 | 4.4 | 1.1 | 7.8 | 5.1 | 18.3 | 13.3 | 10.6 | 2.2 | 18.9 | 16.7 | 11.7 | -0.6 | 21.1 | 12.8 | 23.9 | 20 | 17.2 | 13.9 | 1.7 | -0.6 | 5 | 1.7 | 3.9 | -1.1 | 7.8 | 0 | 1.1 | -1.1 | 5 | 1.1 | 7.9 | -0.5 | 1.9 | -2.5 | 1 | -0.1
0 | -3 | 3.3 | -5.6 | 8.3 | 6.9 | 12.4 | 6.9 | 9.3 | -2 | 16.9 | 1.7 | 11 | 10 | 12.2 | 2.8 | 12.8 | 11.1 | 9.4 | 6.7 | 10.6 | 6.7 | 9.8 | 8.2 | 14.4 | 7.2 | 8.2 | -4.1 | 18 | 15 | 22.2 | 20.6 | 21.7 | 11.1 | 15.6 | 13.9 | 21.7 | 18.9 | 8.9 | 1.1 | 21.7 | 17.8 | 3.7 | -0.4 | 5 | -4.4 | 3.3 | -0.6 | 8.9 | 3.3 | 8.3 | 1.7 | 15 | 13.9 | 16.7 | 16.1 | 21.7 | 20.6 | 7.2 | 0 | 8 | 2 | 0.6 | 0.6 | 0.6 | -0.6 | 10 | 4.4 | 0 | -0.6 | 3.3 | -3.9 | 5 | 3.3 | 6.1 | 2.8 | 9.4 | 1.1 | 18 | 14.5 | 15 | 14.2 | 17.8 | 15.6 | 0.2 | -1.5 | 5 | 3.9 | 11.7 | 11.7 | 17.8 | 14.4 | 7.2 | 5 | 0.6 | -2.8 | 12.2 | 7.2 | 7 | 5.2 | -2.2 | -3.9 | 17.2 | -5 | 3.9 | -6.7 | 1.1 | -6.1 | 6.1 | 3.9 | 5.6 | 0 | 3.9 | -1.7 | 1.7 | -6.1 | 22.1 | 18.7 | 7 | 2 | 3.3 | 0 | 7.8 | 5.6 | 13.3 | 8.3 | 10.6 | 8.3 | 5 | 0 | 10 | 5 | 18.3 | 12.8 | 4 | 0.7 | 7.2 | 5 | 16.1 | 13.3 | 13.3 | -2.8 | 17.2 | 15.6 | 11.1 | -0.6 | 20.6 | 13.3 | 23.9 | 20 | 16.1 | 13.6 | 2.2 | -0.6 | 5 | 1.1 | 2.8 | 0 | 7.2 | 1.1 | 0 | -1.7 | 5 | 0.6 | 7.2 | 0 | 0.9 | -2.7 | 1.3 | -0.3
-1 | -3 | 2.2 | -6.7 | 7.8 | 6.9 | 12.6 | 7.1 | 8.9 | -2.2 | 15.6 | 1.1 | 11 | 10 | 11.8 | 3.6 | 13.3 | 11.1 | 9 | 7 | 10 | 7.2 | 9.6 | 7.9 | 11.7 | 6.1 | 6.7 | -6.1 | 18 | 14 | 21.1 | 20 | 21.1 | 11.1 | 14.7 | 13.4 | 21.7 | 18.3 | 7.8 | 1.1 | 22.2 | 17.2 | 2.9 | -0.5 | 5 | -4.4 | 3.9 | -0.6 | 7.8 | 3.3 | 8.3 | 2.2 | 14.8 | 13.7 | 16.1 | 16.1 | 20.6 | 16.7 | 7.8 | 0.6 | 7 | 1 | 0.8 | 0.8 | 0.6 | -0.6 | 10.6 | 3.9 | 0 | -0.7 | 2.4 | -3.3 | 4.4 | 3.3 | 6.1 | 2.8 | 8.9 | 1.7 | 17 | 14.1 | 14.5 | 14.2 | 17.2 | 15.6 | -1.7 | -1.7 | 4.4 | 3.3 | 11.7 | 11.7 | 17.8 | 14.5 | 6.1 | 4.4 | -1.1 | -2.8 | 12.2 | 7.2 | 7.2 | 5 | -2.4 | -3.9 | 15.6 | -4.4 | 2.8 | -6.7 | -0.2 | -5.1 | 6.1 | 3.9 | 5.6 | 0.3 | 3.9 | -1.7 | 0.6 | -5 | 21.3 | 18.1 | 6 | 2 | 2.8 | 0.6 | 7.2 | 5.6 | 13.3 | 7.8 | 10.6 | 8.9 | 5 | 0 | 9.4 | 5 | 18.3 | 12.8 | 3.7 | 0.4 | 6.5 | 4.5 | 15.6 | 12.8 | 11.7 | -2.8 | 17.2 | 15.6 | 9.4 | -0.6 | 20 | 12.8 | 23.3 | 20 | 15 | 13.2 | 2.2 | -2.8 | 4.4 | -1.1 | 2.8 | 0 | 6.1 | 1.1 | -0.6 | -1.7 | 3.9 | 0.6 | 7 | 0 | 0 | -3.3 | 1.7 | -0.6
-1 | -3 | 1.7 | -8.3 | 7.2 | 6.7 | 12.8 | 7.2 | 8.5 | -0.9 | 14.5 | 1.1 | 11 | 10 | 11.5 | 4.5 | 13.3 | 10.6 | 8.7 | 7.5 | 9.4 | 6.1 | 9.5 | 7.3 | 11.7 | 6.1 | 5.6 | -4.5 | 18 | 15 | 21.1 | 20 | 21.1 | 11.1 | 13.7 | 12.9 | 22.2 | 18.3 | 7.2 | 1.1 | 20.6 | 16.7 | 2.2 | -0.6 | 2.2 | -4.4 | 3.3 | -0.6 | 6.7 | 3.3 | 8.3 | 2.2 | 14.6 | 13.5 | 16.1 | 16.1 | 19.4 | 16.1 | 7.8 | 1.7 | 7 | 1 | 0.9 | 0.9 | 0.6 | -0.7 | 11.1 | 4.4 | 0 | -1.1 | 1.5 | -3.3 | 3.9 | 3.3 | 3.9 | 1.1 | 8.3 | 2.2 | 16.1 | 13.9 | 13.9 | 13.9 | 15.6 | 15 | -0.9 | -1.8 | 4.4 | 3.3 | 12.2 | 12.2 | 17.8 | 14.5 | 5.6 | 3.9 | -1.1 | -3.3 | 11.7 | 7.2 | 6.3 | 4.6 | -2.6 | -4.4 | 15.6 | -5 | 0.6 | -5.6 | -1.5 | -5.1 | 6.1 | 3.9 | 5.6 | 0.5 | 2.8 | -2.2 | 0.6 | -3.9 | 20.6 | 17.8 | 6 | 1 | 2.2 | 0.6 | 7.2 | 5.6 | 12.8 | 8.3 | 10.6 | 8.9 | 4 | 0 | 9.4 | 5 | 18.9 | 13.3 | 3.3 | 0 | 5.7 | 3.9 | 16.1 | 12.8 | 11.1 | 3.9 | 16.7 | 15.6 | 8.3 | -1.1 | 19.4 | 13.3 | 23.3 | 19.4 | 13.9 | 12.8 | 2.2 | -2.8 | 2.8 | -2.2 | 2.8 | 0 | 7.2 | 1.7 | -0.6 | -1.7 | 3.3 | 0 | 6.9 | 0.1 | 0.4 | -2.8 | 1.7 | -1.1
-1 | -3 | 1.7 | -8.9 | 7.6 | 6.9 | 12.4 | 7.9 | 8.2 | 0 | 13.3 | 0.3 | 11 | 8 | 11.1 | 5 | 13.9 | 11.7 | 8.3 | 7.8 | 8.9 | 6.1 | 9.2 | 6.1 | 12.8 | 6.1 | 4.4 | -4.3 | 16 | 14 | 21.7 | 20.6 | 20.6 | 11.7 | 12.8 | 12.2 | 18.3 | 16.7 | 8.3 | 1.1 | 20.6 | 16.1 | 1.7 | -0.6 | 3.3 | -5 | 3.9 | -0.6 | 6.1 | 3.3 | 7.8 | 2.2 | 14.4 | 13.3 | 16.1 | 16.1 | 18.3 | 16.7 | 7.8 | 1.7 | 7 | 2 | 1.1 | 1.1 | 0.6 | -1.1 | 11.1 | 4.4 | 0 | -1.7 | 0.6 | -3.9 | 3.3 | 2.2 | 5.6 | 2.8 | 8.9 | 2.2 | 15.9 | 13.9 | 13.7 | 13.7 | 17.2 | 17.2 | -0.2 | -2 | 3.9 | 3.3 | 12.2 | 12.2 | 17.8 | 14.4 | 5 | 2.8 | -1.1 | -3.3 | 11.7 | 7.2 | 5.3 | 4.3 | -2.8 | -5 | 13.3 | -6.1 | 1.7 | -7.2 | -2.8 | -5.6 | 6.1 | 3.9 | 5.6 | 0.6 | 1.7 | -2.8 | 0.6 | -4.4 | 20.4 | 18 | 4 | 1 | 1.7 | 0.6 | 7.2 | 5.6 | 11.7 | 8.3 | 9.4 | 7.8 | 6 | 0 | 8.3 | 5 | 19.4 | 13.9 | 3.1 | 0 | 5 | 3.3 | 16.1 | 12.8 | 9.4 | 1.7 | 17.2 | 16.1 | 7.2 | -0.6 | 18.3 | 14.4 | 23.3 | 19.4 | 14.3 | 12.9 | 2.2 | -3.3 | 1.7 | -3.3 | 2.2 | 0.6 | 7.2 | 1.7 | -1.7 | -2.2 | 4.4 | 0 | 6.7 | 0 | 0.7 | -2.8 | 1.7 | -1.7
-2 | -4 | 1.7 | -9.4 | 7.9 | 7 | 12.1 | 8.4 | 7.8 | 0.6 | 12.2 | 0 | 10 | 9 | 10.7 | 5.5 | 13.9 | 11.1 | 8.7 | 7.7 | 9.4 | 6.7 | 9.1 | 6.1 | 11.1 | 5.6 | 3.3 | -4.4 | 16 | 14 | 21.1 | 20 | 20.6 | 11.1 | 13 | 12.4 | 18.3 | 16.1 | 6.7 | 1.1 | 21.1 | 16.7 | 1.1 | -0.7 | 3.3 | -4.4 | 3.9 | -1.1 | 5.6 | 3.3 | 6.7 | 2.2 | 14.4 | 13.5 | 15.6 | 15.6 | 17.2 | 16.1 | 7.8 | 3.3 | 6 | 2 | 2 | 1.2 | 1.3 | -0.4 | 11.1 | 4.4 | 0 | -2.1 | 0.6 | -3.4 | 3.9 | 3.3 | 5 | 2.8 | 8.3 | 3.3 | 15.8 | 14 | 13.5 | 13.5 | 17.2 | 17.2 | 0.6 | -2.8 | 2.8 | 1.1 | 11.7 | 11.7 | 17.2 | 14.5 | 3.9 | 1.7 | -1.1 | -2.8 | 11.7 | 7.2 | 4.4 | 3.9 | -2.8 | -5 | 13.3 | -6.1 | 1.1 | -6.7 | -0.8 | -4.4 | 6.1 | 4.1 | 6.5 | 1.2 | 1.7 | -2.8 | 0.6 | -5.6 | 20.2 | 18.2 | 2 | 0 | 1.7 | 0.6 | 7.2 | 5 | 11.7 | 8.9 | 11.1 | 10 | 3 | 0 | 7.2 | 4.4 | 18.3 | 14.4 | 3 | 0 | 5.4 | 3.9 | 15.6 | 12.2 | 8.9 | 0 | 17.2 | 16.1 | 6.7 | -0.6 | 18.3 | 15 | 23.3 | 19.4 | 14.6 | 12.7 | 1.7 | -3.3 | 0.6 | -3.9 | 2.2 | 0 | 6.7 | 1.7 | -1.7 | -2.2 | 3.3 | 0 | 6.9 | 0.8 | 1.1 | -3.3 | 1.7 | -2.8
-2 | -5 | 1.1 | -10 | 8.3 | 7.2 | 11.7 | 8.9 | 8.9 | 1.1 | 14.6 | 0.1 | 11 | 9 | 10.4 | 5.8 | 13.9 | 11.1 | 9 | 7.3 | 10 | 7.2 | 9 | 6.1 | 11.7 | 5 | 4.2 | -4 | 16 | 14 | 21.1 | 20.6 | 21.1 | 11.1 | 13.1 | 12.2 | 17.8 | 14.4 | 5.6 | 0.6 | 20 | 18.3 | 0.6 | -1.1 | 2.8 | -2.8 | 5.6 | -0.6 | 5 | 2.8 | 6.7 | 2.2 | 14.4 | 13.6 | 15.6 | 15.6 | 17.8 | 17.2 | 7.8 | 3.9 | 6 | 2 | 3 | 1.3 | 2.1 | 0 | 10.6 | 6.1 | 0 | -2.7 | 0.6 | -3.4 | 3.9 | 2.8 | 5 | 2.2 | 8.3 | 3.9 | 15.6 | 13.9 | 13.3 | 13.3 | 17.2 | 17.2 | 0.8 | -2.1 | 2.8 | 1.1 | 11.7 | 11.7 | 16.7 | 14.6 | 3.9 | 0.6 | -1.7 | -3.3 | 10 | 7.2 | 4.2 | 3.6 | -2.8 | -5.4 | 13.3 | -6.7 | 2.2 | -6.7 | 1.3 | -3.8 | 6.1 | 4.3 | 7.4 | 1.9 | 1.1 | -2.8 | 0.6 | -5 | 20 | 18.3 | 2 | 0 | 2.2 | 0.6 | 7.2 | 5 | 12.8 | 8.3 | 10 | 8.9 | 3 | 0 | 7.2 | 5 | 17.2 | 14.4 | 2.8 | 0 | 5.7 | 4.5 | 15.6 | 12.8 | 7.8 | -4.4 | 18.3 | 17.2 | 6.7 | -0.6 | 18.3 | 15.6 | 23.3 | 19.4 | 15 | 12.8 | 1.7 | -3.9 | 1.1 | -3.9 | 2.8 | 0.6 | 5.6 | 1.7 | 0 | -0.6 | 4.4 | 0.6 | 7 | 1.1 | 2.2 | -2.7 | 2.1 | -2.1
0 | -2 | 1.1 | -10 | 12.6 | 8.7 | 14.3 | 10.4 | 10 | 1.6 | 17 | -0.2 | 12 | 9 | 10 | 6.1 | 14.4 | 11.7 | 9.4 | 7.2 | 10.6 | 7.8 | 9.4 | 9.4 | 16.7 | 4.4 | 5.2 | -4.1 | 17 | 13 | 21.7 | 21.1 | 21.1 | 11.7 | 13.3 | 12.2 | 17.2 | 13.9 | 6.7 | 0.6 | 20.6 | 18.9 | 3.5 | 0.5 | 3.9 | -2.2 | 8.9 | -1.1 | 5.6 | 3.3 | 7.8 | 2.8 | 14.4 | 13.9 | 17.8 | 17.2 | 20.6 | 18.9 | 8.3 | 4.4 | 7 | 2 | 3.9 | 1.7 | 2.8 | 0.6 | 10.6 | 7.2 | 0 | -3.9 | 0.6 | -3.9 | 6.1 | 3.3 | 8.3 | 5 | 8.9 | 3.9 | 17.4 | 14.1 | 15 | 14.2 | 17.8 | 17.2 | 0.9 | -2 | 2.8 | 1.1 | 12.8 | 12.8 | 16.1 | 14.4 | 6.1 | 1.1 | -0.6 | -2.8 | 11.1 | 7.8 | 4.1 | 3.5 | -2.8 | -6.1 | 14.4 | -6.7 | 3.9 | -6.1 | 3.3 | -3.9 | 6.1 | 4.4 | 8.3 | 2.2 | 2.8 | -1.1 | 2.2 | -3.3 | 20.4 | 18.5 | 6 | 1 | 2.8 | 1.1 | 7.8 | 5 | 12.8 | 7.8 | 10.6 | 8.9 | 7 | 2 | 8.9 | 6.7 | 18.3 | 15 | 4.5 | 0.8 | 6.1 | 5 | 19.4 | 14.4 | 7.2 | -3.9 | 18.3 | 17.2 | 8.9 | -0.6 | 18.9 | 16.7 | 23.3 | 18.9 | 17 | 13.4 | 2.2 | -3.3 | 5 | -3.9 | 3.9 | 0 | 7.8 | 2.2 | 0.6 | 0 | 7.8 | 2.2 | 7.2 | 1.7 | 3.3 | -2.9 | 2.4 | -2
2 | -2 | 1.1 | -10 | 16.8 | 9 | 16.8 | 11.8 | 11.1 | 1.7 | 19.4 | -1.1 | 13 | 9 | 12 | 6.3 | 15 | 11.7 | 10.5 | 7.2 | 12.8 | 8.3 | 10.5 | 9.8 | 19.4 | 3.9 | 6.1 | -5 | 19 | 16 | 23.3 | 21.7 | 21.7 | 10.6 | 16.6 | 13.5 | 19.4 | 13.3 | 8.9 | 0.6 | 21.1 | 17.8 | 6.5 | 2.2 | 6.1 | -0.6 | 10.6 | -1.1 | 10 | 6.1 | 11.1 | 3.9 | 15.3 | 14 | 21.1 | 18.3 | 22.2 | 18.9 | 9.4 | 4.4 | 9 | 3 | 4.6 | 2 | 5.6 | 0.9 | 10.6 | 7.8 | 0.7 | -3.5 | 0.6 | -3.4 | 8.9 | 3.9 | 11.1 | 6.1 | 10 | 5 | 19.3 | 14.4 | 16.6 | 14.8 | 18.9 | 17.2 | 1.1 | -2.2 | 1.7 | 0.6 | 13.3 | 13.3 | 16.3 | 15 | 7.8 | -0.6 | 0 | -2.2 | 12.2 | 7.8 | 3.9 | 3.3 | -1.3 | -4.7 | 15.6 | -6.7 | 4.4 | -6.7 | 5.2 | -3.4 | 6.5 | 4.8 | 9.6 | 1.7 | 7.2 | 1.7 | 4.4 | -1.7 | 20.7 | 18.7 | 7 | 1 | 5 | 1.7 | 8.9 | 5.6 | 14.4 | 8.3 | 12.8 | 11.7 | 9 | 4 | 12.8 | 6.7 | 20.6 | 15.6 | 6.1 | 1.2 | 10.2 | 7.1 | 23.3 | 14.4 | 8.3 | -4.4 | 19.4 | 18.9 | 11.1 | -1.1 | 19.4 | 17.2 | 24.4 | 19.4 | 19.1 | 14.2 | 2.8 | -3.3 | 6.7 | -3.9 | 5 | 0.6 | 8.9 | 2.8 | 1.1 | 0 | 11.1 | 3.3 | 10.5 | 1.8 | 4.4 | -3.3 | 2.8 | -2.2
4 | -1 | 1.7 | -9.4 | 21.1 | 8.3 | 19.4 | 12.8 | 12.4 | 2.3 | 22.4 | 0.2 | 14 | 10 | 14.1 | 6.2 | 15 | 11.7 | 11.7 | 7.1 | 11.1 | 8.9 | 11.7 | 10.3 | 20.6 | 2.2 | 7 | -4.7 | 23 | 17 | 25.6 | 22.2 | 23.3 | 11.7 | 20 | 14.4 | 20 | 11.7 | 11.1 | 0 | 22.2 | 17.2 | 9.4 | 3.3 | 7.2 | -1.1 | 11.7 | -0.6 | 12.2 | 5 | 12.8 | 3.3 | 16.3 | 14.3 | 23.3 | 17.2 | 23.9 | 18.3 | 10.6 | 5 | 12 | 3 | 5.4 | 2 | 8.3 | 0.5 | 12.8 | 8.3 | 1.5 | -3.3 | 0.6 | -3.4 | 10 | 3.9 | 13.3 | 7.2 | 10.6 | 5 | 21.1 | 13.9 | 18.3 | 15.6 | 20 | 18.3 | 1.3 | -1.9 | 0.6 | 0 | 15 | 15 | 16.5 | 15.7 | 10 | -1.7 | 0.6 | -2.2 | 13.9 | 6.1 | 4.5 | 4.1 | 0.2 | -3.6 | 17.8 | -6.7 | 6.1 | -7.2 | 7 | -3.9 | 6.8 | 5.1 | 10.9 | 0.9 | 10.6 | 3.3 | 7.2 | -3.9 | 21.1 | 18.9 | 8 | 0 | 7.8 | 1.7 | 10 | 5 | 15.6 | 7.8 | 13.3 | 11.1 | 11 | 4 | 13.9 | 4.4 | 21.1 | 16.1 | 7.8 | 1.7 | 14.2 | 8.4 | 26.1 | 15 | 7.8 | -6.1 | 20.6 | 18.9 | 12.2 | -1.7 | 20 | 17.2 | 25.6 | 18.9 | 21.1 | 14.4 | 2.8 | -3.9 | 8.3 | -3.3 | 6.7 | 1.1 | 10 | 3.9 | 3.3 | 0 | 14.4 | 5.6 | 13.9 | 1.5 | 6.1 | -2.9 | 3.7 | -2.6
6 | -1 | 2.8 | -9.4 | 22.2 | 8.7 | 20.9 | 13.9 | 13.7 | 2.6 | 25.3 | 0.7 | 14 | 9 | 16.1 | 5.6 | 16.1 | 11.7 | 12.8 | 6.7 | 11.1 | 8.9 | 12.8 | 10.6 | 22.2 | 1.7 | 8 | -5.1 | 25 | 11 | 26.1 | 22.2 | 24.4 | 10.6 | 23.3 | 15 | 20.6 | 10 | 12.2 | -0.6 | 22.8 | 17.2 | 11.3 | 3.6 | 10 | -0.6 | 12.8 | 0.6 | 13.9 | 5 | 14.4 | 2.8 | 17.2 | 14.4 | 24.4 | 15.6 | 24.4 | 15 | 11.7 | 5.6 | 14 | 4 | 6.1 | 2.2 | 11.1 | -0.6 | 15 | 8.9 | 2.2 | -3.9 | 0.6 | -3.9 | 11.7 | 3.9 | 15.6 | 8.9 | 12.2 | 5.6 | 22.8 | 14.4 | 20.2 | 16.1 | 23.3 | 17.8 | 1.5 | -1.8 | 1.1 | 0 | 16.7 | 16.7 | 16.7 | 16.1 | 11.1 | -1.7 | 1.7 | -2.2 | 15.6 | 8.3 | 5 | 4.9 | 1.7 | -3.3 | 18.9 | -7.8 | 7.8 | -7.2 | 8.9 | -5 | 7.2 | 5.6 | 12.2 | -0.6 | 11.7 | 2.8 | 9.4 | -2.8 | 22 | 19.2 | 8 | 0 | 9.4 | 0.6 | 11.1 | 5 | 16.7 | 9.4 | 15 | 11.1 | 13 | 4 | 15 | 3.3 | 22.2 | 16.1 | 9.3 | 1.7 | 18.3 | 9.4 | 27.8 | 13.3 | 8.9 | -6.7 | 25.6 | 14.4 | 15 | -1.7 | 20.6 | 16.7 | 26.1 | 18.9 | 23 | 15.1 | 3.9 | -3.3 | 9.4 | -3.3 | 10 | 1.1 | 10.6 | 2.8 | 5.6 | 0 | 17.2 | 6.7 | 17.2 | -0.6 | 7.7 | -3.1 | 4.7 | -3.1
6 | -2 | 3.9 | -8.3 | 23.3 | 8.6 | 22.4 | 14.8 | 15 | 2.8 | 28.3 | 1.7 | 14 | 10 | 17 | 5.6 | 17.2 | 11.7 | 13.3 | 6.9 | 11.7 | 8.9 | 14.3 | 11.3 | 23.9 | -2.8 | 8.9 | -6.7 | 27 | 16 | 22.2 | 21.1 | 24.4 | 11.7 | 24.1 | 15.1 | 21.1 | 10 | 13.9 | 1.1 | 25 | 16.7 | 13.1 | 3.2 | 11.7 | -0.6 | 13.9 | 0 | 15 | 3.3 | 15 | 3.3 | 18.3 | 14.6 | 25 | 17.2 | 26.1 | 15 | 11.7 | 5 | 15 | 4 | 6.8 | 1.9 | 11.5 | 0.3 | 16.1 | 8.9 | 3.3 | -2.9 | 0.6 | -3.4 | 12.8 | 2.8 | 16.7 | 8.9 | 14.4 | 6.1 | 24.4 | 14.8 | 22 | 16.5 | 25.6 | 17.8 | 1.7 | -2.2 | 2.8 | 1.7 | 18.3 | 16.1 | 18.2 | 17.1 | 12.8 | -1.7 | 3.3 | -2.2 | 16.7 | 9.4 | 5.6 | 5.6 | 2.2 | -2.6 | 19.4 | -8.9 | 9.4 | -7.8 | 10.2 | -4.7 | 7.9 | 6.1 | 12.9 | -0.9 | 13.3 | 3.9 | 11.7 | -3.3 | 23 | 19.8 | 8 | 0 | 11.7 | 0.6 | 11.1 | 4.4 | 17.8 | 10 | 16.7 | 8.9 | 16 | 5 | 15.6 | 3.3 | 22.2 | 15.6 | 10.7 | 1.2 | 20.3 | 9.3 | 28.3 | 10 | 10 | -5.6 | 26.7 | 15.6 | 16.7 | -1.7 | 21.1 | 17.8 | 26.1 | 19.4 | 24.8 | 15.2 | 4.4 | -4.4 | 10.6 | -3.9 | 12.8 | 2.8 | 12.8 | 2.8 | 7.8 | 0 | 18.9 | 6.7 | 18.5 | -0.7 | 9.4 | -3.9 | 5.6 | -5
6 | -3 | 4.4 | -7.8 | 24.4 | 8.9 | 23.9 | 15.6 | 15.4 | 2.9 | 30.2 | 0.7 | 15 | 8 | 18 | 5.3 | 17.2 | 11.7 | 13.9 | 6.8 | 13.3 | 8.3 | 15.7 | 11.7 | 24.4 | -3.3 | 9.3 | -6.9 | 27 | 16 | 23.9 | 22.2 | 24.4 | 12.8 | 24.8 | 15.5 | 21.1 | 10 | 14.4 | 0.6 | 25 | 16.1 | 15 | 2.8 | 12.8 | 0 | 15 | -2.2 | 15 | 3.3 | 16.7 | 3.3 | 19.5 | 14.6 | 25.6 | 16.7 | 27.2 | 15 | 10.6 | 5.6 | 16 | 5 | 7.6 | 1.7 | 11.8 | 0.5 | 17.8 | 9.4 | 4.5 | -2.3 | 0.6 | -3.4 | 12.2 | 3.3 | 17.8 | 8.3 | 15 | 3.9 | 26.1 | 15 | 23.9 | 16.7 | 26.1 | 17.8 | 2.8 | -1.9 | 3.3 | 2.2 | 21.1 | 16.7 | 19.6 | 17.6 | 13.9 | -1.1 | 4.4 | -1.7 | 17.2 | 9.4 | 5.8 | 4.8 | 2.8 | -2.2 | 20.6 | -10 | 10.6 | -9.4 | 11.5 | -4.8 | 8.7 | 6.7 | 13.7 | -1.3 | 13.3 | 1.7 | 12.8 | -2.8 | 23.9 | 20 | 9 | 1 | 13.3 | 0 | 11.1 | 5 | 19.4 | 11.1 | 16.7 | 6.7 | 18 | 6 | 16.7 | 2.8 | 22.8 | 15.6 | 12.2 | 0.6 | 22.4 | 8.9 | 28.9 | 10 | 11.7 | -5 | 27.2 | 16.7 | 18.3 | -1.1 | 22.2 | 18.3 | 25.6 | 20 | 26.7 | 15.6 | 4.4 | -2.2 | 12.2 | -3.3 | 12.8 | 2.8 | 13.3 | 2.8 | 8.9 | 0 | 20 | 6.7 | 19.8 | -1.7 | 9.4 | -3.4 | 6.1 | -4.9
6 | -3 | 5 | -7.8 | 25.2 | 8.7 | 24.5 | 15.5 | 15.7 | 2.8 | 32 | 0.1 | 16 | 10 | 18.9 | 5 | 16.1 | 11.7 | 14.4 | 6.7 | 13.9 | 7.2 | 17.2 | 12.2 | 25 | -2.8 | 9.6 | -8 | 26 | 18 | 27.8 | 23.9 | 25.6 | 12.2 | 25.6 | 15.6 | 21.1 | 10.6 | 16.1 | 2.2 | 26.1 | 15.6 | 15.4 | 2.2 | 13.3 | -0.6 | 16.1 | -2.8 | 16.7 | 5.6 | 18.9 | 3.3 | 20.6 | 14.4 | 26.7 | 17.2 | 27.2 | 13.9 | 12.2 | 6.7 | 15 | 6 | 8.3 | 1.1 | 12.2 | 1.1 | 19.4 | 10 | 5.6 | -2.2 | 0.6 | -3.9 | 12.2 | 1.1 | 18.9 | 7.2 | 15 | 5 | 26.7 | 15.1 | 24.6 | 16.9 | 27.2 | 16.7 | 3.9 | -2 | 3.9 | 1.7 | 22.8 | 16.7 | 21.1 | 18.3 | 15 | -1.7 | 5 | -1.7 | 17.8 | 10 | 5.9 | 3.7 | 3.3 | -2.2 | 21.7 | -8.9 | 11.1 | -9.4 | 12.8 | -6.1 | 9.4 | 7.2 | 14.4 | -2.8 | 15 | 2.2 | 13.3 | -2.2 | 24.5 | 19.8 | 10 | 1 | 12.8 | -1.1 | 11.1 | 5 | 19.4 | 11.7 | 19.4 | 6.1 | 19 | 3 | 16.7 | 2.8 | 23.9 | 15 | 11.5 | 1.7 | 24.4 | 7.8 | 29.4 | 9.4 | 12.8 | -5 | 26.7 | 16.1 | 20.6 | -1.1 | 22.8 | 19.4 | 24.4 | 21.7 | 27.2 | 14.9 | 4.4 | -2.8 | 12.8 | -3.9 | 14.4 | 3.3 | 13.3 | 1.1 | 9.4 | -0.6 | 20 | 6.1 | 21.1 | -2.8 | 9.4 | -3.4 | 6.7 | -5.6
8 | -3 | 5.6 | -7.2 | 25.9 | 8 | 25 | 14.8 | 16.1 | 2.8 | 33.9 | -2.2 | 17 | 10 | 19.3 | 5 | 17.2 | 12.2 | 15.2 | 6.5 | 14.4 | 7.2 | 16.7 | 12.1 | 25.6 | -2.8 | 10 | -11.1 | 26 | 17 | 29.4 | 22.2 | 25.6 | 11.7 | 25.8 | 14.9 | 21.7 | 10.6 | 16.7 | 1.1 | 25.6 | 16.1 | 15.7 | 1.4 | 15.6 | 0.6 | 16.1 | -2.8 | 16.7 | 5 | 20.6 | 2.2 | 21 | 14.7 | 26.7 | 18.3 | 28.3 | 12.8 | 12.8 | 6.1 | 16 | 6 | 8.1 | 1.9 | 11.7 | 0.8 | 20 | 10.6 | 6.5 | -1.2 | 0.6 | -3.6 | 11.1 | -0.6 | 18.9 | 6.7 | 16.1 | 2.8 | 27.2 | 14.9 | 25.4 | 17.1 | 27.2 | 16.7 | 5 | -2.8 | 3.9 | 2.2 | 21.7 | 16.1 | 20.5 | 16.8 | 15.6 | -2.8 | 6.1 | -1.7 | 17.8 | 9.4 | 6.1 | 2.8 | 4.1 | -1.7 | 22.2 | -8.9 | 12.2 | -9.4 | 13.3 | -5.6 | 10 | 7.8 | 15.3 | -1.9 | 15.6 | 1.1 | 14.4 | -2.2 | 25 | 19.4 | 11 | 2 | 12.8 | 0 | 10 | 5.6 | 20 | 11.7 | 21.1 | 6.7 | 18 | 3 | 19.4 | 2.8 | 23.9 | 15 | 10.7 | 2.8 | 25.2 | 7.4 | 29.4 | 9.4 | 13.9 | -4.4 | 26.7 | 16.1 | 21.7 | 1.1 | 23.3 | 20 | 17.2 | 16.7 | 27.8 | 14.5 | 4.4 | 0.6 | 14.4 | -3.9 | 16.7 | 3.3 | 14.4 | 2.2 | 11.1 | -1.1 | 21.1 | 6.1 | 21.8 | -1.3 | 9.4 | -3.9 | 7.2 | -7.2
7 | -3 | 6.1 | -6.1 | 26.7 | 7.8 | 25.6 | 14.4 | 15.7 | 1.4 | 33.7 | -1.9 | 16 | 9 | 19.6 | 4.5 | 16.7 | 11.7 | 15.9 | 6.1 | 13.9 | 5 | 16.1 | 11.5 | 25 | -2.8 | 10 | -10.6 | 26 | 18 | 30 | 21.7 | 25.6 | 11.1 | 25.9 | 14.1 | 21.1 | 10.6 | 18.3 | 0.6 | 25.6 | 16.1 | 16.1 | 0.6 | 15.6 | 0 | 16.1 | -3.3 | 16.7 | 3.3 | 20.6 | 2.2 | 21.3 | 14.5 | 26.7 | 17.8 | 28.9 | 15 | 12.8 | 6.7 | 16 | 6 | 8 | 2.9 | 11.1 | 0.5 | 19.4 | 10.6 | 7.4 | -0.5 | 0.6 | -3.6 | 11.1 | 0 | 19.4 | 6.7 | 16.7 | 3.3 | 27.8 | 15 | 26.1 | 17.2 | 27.8 | 16.7 | 5.4 | -3 | 3.9 | 1.7 | 21.1 | 15.6 | 20 | 15 | 16.7 | -3.3 | 6.7 | -1.7 | 18.3 | 8.9 | 6.1 | 2.6 | 4.8 | -1.6 | 21.7 | -9.4 | 12.8 | -10 | 13.9 | -5.6 | 10.5 | 8.3 | 16.3 | -2 | 15.6 | 1.1 | 14.4 | -2.8 | 25.6 | 18.9 | 9 | 0 | 13.3 | 0 | 9.4 | 6.1 | 20.6 | 12.2 | 21.7 | 6.7 | 19 | 3 | 19.4 | 2.2 | 25 | 15.6 | 10 | 3.3 | 25.9 | 7 | 30 | 8.3 | 14.4 | -5.6 | 26.7 | 15.6 | 21.7 | -0.6 | 25 | 20 | 17.2 | 15.6 | 28.3 | 13.9 | 6.1 | 2.2 | 14.4 | -3.9 | 18.3 | 4.4 | 15.6 | 1.7 | 10.6 | -1.1 | 19.4 | 6.7 | 22.6 | -0.7 | 9.2 | -2.1 | 7.4 | -5.9
7 | -4 | 6.1 | -6.7 | 25.6 | 7.7 | 25 | 14.2 | 15.4 | 0.4 | 33.5 | -3.2 | 16 | 8 | 20 | 4.4 | 15.6 | 11.7 | 16.7 | 5.6 | 13.9 | 6.7 | 15.6 | 11.1 | 25 | -3.3 | 10 | -11.8 | 26 | 18 | 30.6 | 21.1 | 25 | 12.2 | 26.1 | 13.3 | 21.1 | 11.7 | 18.9 | 0.6 | 25 | 15.6 | 16.1 | -0.5 | 14.4 | -1.7 | 15.6 | -3.3 | 17.8 | 5 | 20.6 | 2.2 | 21.7 | 14.4 | 26.1 | 17.8 | 29.4 | 13.9 | 13.9 | 6.1 | 15 | 7 | 7.8 | 3.3 | 10.6 | 0 | 19.4 | 10.6 | 8.3 | 0 | 0.6 | -4.4 | 11.7 | 0 | 20 | 5.6 | 18.3 | 3.9 | 27.4 | 15.5 | 25.4 | 16.8 | 27.8 | 17.2 | 5.7 | -4.2 | 4.4 | 1.1 | 22.8 | 17.2 | 19.4 | 13.3 | 16.7 | -3.9 | 6.7 | -1.7 | 18.9 | 4.4 | 6.1 | 2.4 | 5.6 | -1.7 | 21.7 | -9.4 | 13.3 | -9.4 | 14.4 | -6.7 | 11.1 | 8.9 | 17.2 | -2.2 | 15 | 1.7 | 15 | -3.9 | 25.6 | 18.6 | 9 | 0 | 13.3 | 0.6 | 8.9 | 7.2 | 19.4 | 11.1 | 21.7 | 6.7 | 20 | 4 | 18.3 | 1.7 | 25 | 14.4 | 10 | 2.1 | 26.7 | 6.1 | 29.4 | 6.1 | 14.4 | -5 | 26.7 | 15.6 | 22.8 | -0.6 | 25.6 | 20 | 17.2 | 16.1 | 28.3 | 14.2 | 6.1 | -1.1 | 15 | -3.9 | 18.9 | 4.4 | 15.6 | 1.1 | 10 | -1.7 | 18.3 | 7.8 | 23.3 | 0.6 | 9.1 | -0.9 | 7.6 | -5.1
8 | -3 | 6.1 | -8.3 | 24.4 | 7.6 | 24.5 | 13.7 | 15 | -1.1 | 33.3 | -3.3 | 16 | 11 | 19.4 | 4.7 | 15 | 11.7 | 15.8 | 6 | 12.8 | 7.2 | 14.1 | 10.9 | 23.9 | -3.3 | 10 | -14.4 | 25 | 18 | 28.9 | 20.6 | 24.4 | 12.2 | 25 | 13.9 | 20.6 | 11.7 | 18.9 | 0 | 23.9 | 16.1 | 16.1 | -2.1 | 16.1 | -1.7 | 13.9 | -3.3 | 16.7 | 5.6 | 21.1 | 2.2 | 21.5 | 14.4 | 25 | 18.3 | 29.4 | 15 | 13.9 | 6.1 | 14 | 7 | 6.7 | 1.8 | 9.5 | -0.1 | 18.9 | 10.6 | 8.1 | -0.3 | 0.8 | -3.7 | 12.2 | -1.7 | 15.6 | 9.4 | 16.1 | 4.4 | 27.1 | 15.5 | 24.6 | 16.1 | 26.7 | 17.2 | 6.1 | -6.1 | 5 | 1.7 | 23.9 | 15.6 | 18.3 | 12.6 | 16.7 | -3.9 | 7.2 | -2.2 | 16.7 | 8.3 | 6.1 | 2.2 | 4.5 | -1.3 | 20.6 | -10 | 12.8 | -8.3 | 12.7 | -5.1 | 11.1 | 9.1 | 15.9 | -1.9 | 14.4 | 0 | 15.6 | -3.3 | 25.6 | 17.8 | 9 | 1 | 13.9 | 1.1 | 8.9 | 7.8 | 18.3 | 11.7 | 22.2 | 8.3 | 17 | 7 | 18.3 | 1.7 | 25 | 14.4 | 10 | 0.6 | 25.9 | 6.5 | 28.3 | 7.8 | 14.4 | -5.6 | 25.6 | 15.6 | 22.2 | -0.6 | 25.6 | 21.1 | 16.7 | 16.1 | 28.3 | 14.2 | 5.6 | -1.7 | 14.4 | -3.9 | 16.1 | 4.4 | 14.4 | 0 | 9.4 | -1.7 | 16.7 | 8.9 | 22.6 | 1 | 8.9 | 0 | 7.8 | -5.6
7 | -3 | 6.1 | -9.4 | 23.3 | 7.2 | 23.9 | 13.3 | 13.1 | -0.8 | 31.6 | -2.1 | 15 | 10 | 18.9 | 5.4 | 15 | 11.7 | 14.8 | 6.1 | 12.2 | 6.1 | 12.6 | 10.5 | 22.8 | -5.6 | 9.3 | -13 | 23 | 18 | 27.8 | 20.6 | 24.4 | 13.3 | 23.9 | 14.1 | 19.4 | 11.1 | 18.3 | 1.7 | 22.2 | 16.1 | 16.1 | -3.9 | 15.6 | -2.2 | 12.8 | -4.4 | 16.1 | 5.6 | 21.1 | 2.8 | 21.3 | 14.2 | 23.9 | 18.3 | 27.2 | 18.3 | 12.2 | 4.4 | 13 | 8 | 5.5 | 0 | 8.3 | -0.2 | 17.2 | 11.1 | 8 | -0.9 | 0.9 | -3.8 | 12.8 | -2.2 | 15 | 10 | 16.1 | 4.4 | 26.7 | 15.6 | 23.9 | 15.6 | 26.1 | 16.7 | 4.8 | -5.4 | 4.4 | 1.7 | 22.2 | 15 | 17.2 | 11.9 | 16.1 | -3.3 | 6.7 | -2.2 | 14.4 | 8.3 | 5.7 | 2 | 3.3 | -1.3 | 19.4 | -11.7 | 12.8 | -10.6 | 11.1 | -5.2 | 11.1 | 9.2 | 14.6 | -1.7 | 14.4 | 1.1 | 14.4 | -4.4 | 25.6 | 17.2 | 9 | 0 | 13.3 | 1.7 | 8.9 | 7.8 | 17.2 | 11.1 | 21.7 | 8.3 | 17 | 10 | 17.8 | 1.7 | 24.4 | 14.4 | 10 | -1.1 | 25.2 | 6.9 | 26.7 | 8.9 | 13.9 | -5 | 23.9 | 15.6 | 22.8 | -1.1 | 23.3 | 20 | 17.2 | 16.7 | 28.3 | 14.4 | 5.6 | -2.2 | 13.9 | -2.8 | 13.9 | 5 | 14.4 | 0 | 8.9 | -1.1 | 15 | 8.9 | 21.8 | 1.5 | 7.8 | 0.3 | 6.5 | -3.5
6 | -2 | 5.6 | -9.4 | 22 | 7.8 | 23.2 | 13.4 | 11.3 | -0.7 | 30 | -2.2 | 14 | 11 | 18.3 | 5.6 | 13.9 | 11.7 | 13.9 | 6.1 | 11.1 | 7.2 | 11.1 | 10 | 21.1 | -6.7 | 8.5 | -13.6 | 23 | 16 | 26.7 | 21.1 | 23.9 | 11.7 | 22.8 | 14.4 | 18.3 | 11.1 | 17.8 | -0.6 | 21.1 | 15.6 | 14.1 | -2.4 | 15 | -1.7 | 11.1 | -3.3 | 16.1 | 5 | 19.4 | 2.2 | 21.1 | 13.9 | 22.2 | 18.3 | 22.2 | 16.7 | 10 | 4.4 | 13 | 8 | 4.4 | -1.7 | 7.2 | -0.6 | 14.4 | 10.6 | 7.8 | -1.7 | 1.1 | -4.4 | 11.1 | -2.8 | 15 | 9.4 | 14.4 | 5.6 | 25.9 | 15.9 | 23.2 | 16 | 24.4 | 16.7 | 3.5 | -6 | 3.9 | 1.7 | 20.6 | 15.6 | 16.1 | 11.1 | 13.9 | -2.8 | 5.6 | -2.2 | 12.8 | 9.4 | 5.4 | 1.9 | 2.2 | -1.7 | 17.2 | -13.3 | 11.1 | -11.1 | 9.4 | -5.6 | 11.1 | 9.4 | 13.3 | -2.2 | 12.8 | 0.6 | 12.8 | -3.3 | 24.8 | 17.3 | 8 | 0 | 12.2 | 2.8 | 9.4 | 7.8 | 16.7 | 11.1 | 21.1 | 8.3 | 17 | 8 | 16.1 | 1.7 | 22.8 | 14.4 | 8 | -1.3 | 24.4 | 7.2 | 23.9 | 8.9 | 12.2 | -5 | 22.2 | 16.1 | 20.6 | -1.1 | 23.3 | 20.6 | 17.2 | 16.7 | 26.8 | 14.9 | 5.6 | -2.8 | 10 | -1.1 | 10.6 | 4.4 | 12.8 | 1.7 | 8.3 | -0.6 | 13.9 | 10 | 21.1 | 1.7 | 6.7 | 0.1 | 5.2 | -3
4 | -4 | 4.4 | -8.9 | 20.7 | 8.4 | 22.4 | 13.5 | 9.4 | -1.1 | 28.3 | -1.1 | 13 | 10 | 16.8 | 6.6 | 14.4 | 11.7 | 12.8 | 6.9 | 11.1 | 7.8 | 10.9 | 10 | 19.4 | -7.8 | 7.8 | -15 | 23 | 17 | 26.1 | 20.6 | 23.3 | 11.7 | 21.5 | 15.4 | 17.8 | 11.1 | 16.1 | 0.6 | 20.6 | 15.6 | 12 | -2.3 | 12.2 | -1.7 | 10 | -3.3 | 15.6 | 3.9 | 16.1 | 3.3 | 20 | 13.9 | 20.6 | 18.3 | 21.1 | 15.6 | 8.9 | 3.9 | 12 | 8 | 3.7 | -1.3 | 6.3 | -0.6 | 13.3 | 9.4 | 5.9 | -1.1 | 1.1 | -3.8 | 10 | -2.2 | 15 | 8.3 | 13.3 | 4.4 | 25.2 | 16.1 | 22.4 | 16 | 23.3 | 17.2 | 2.2 | -7.2 | 3.9 | 1.7 | 17.8 | 15.6 | 15.7 | 12.1 | 10 | 0 | 5 | -1.7 | 12.2 | 9.4 | 5 | 1.7 | 1.5 | -0.9 | 16.7 | -13.9 | 9.4 | -7.2 | 9 | -3.4 | 11.1 | 9.6 | 10.9 | -1.3 | 11.1 | 0.6 | 8.9 | -3.3 | 24.1 | 17.4 | 8 | 0 | 11.7 | 2.8 | 9.4 | 7.8 | 15.6 | 10.6 | 20 | 8.9 | 14 | 7 | 12.2 | 5.6 | 21.1 | 13.9 | 5.9 | -2.2 | 20.5 | 8.5 | 23.3 | 9.4 | 9.4 | -4.4 | 20.6 | 16.1 | 17.2 | -1.1 | 22.8 | 20.6 | 17.2 | 16.1 | 25.4 | 14.9 | 5 | -0.6 | 7.8 | 1.1 | 9.4 | 4.4 | 11.1 | 2.8 | 7.8 | 0 | 13.9 | 10 | 19.3 | 2.6 | 5.6 | 0 | 3.9 | -2.8
3 | -4 | 2.8 | -7.2 | 19.4 | 8.3 | 21.7 | 13.3 | 8.7 | -1.7 | 27 | -1.6 | 12 | 10 | 15.4 | 7.5 | 14.4 | 11.7 | 11.7 | 7.1 | 10.6 | 7.2 | 10.8 | 10.1 | 13.9 | -5.6 | 6.9 | -10.5 | 23 | 17 | 25 | 20.6 | 22.8 | 12.2 | 20.2 | 16.3 | 17.2 | 11.1 | 15.6 | -0.6 | 20.6 | 15.6 | 10 | -2.2 | 12.8 | -2.8 | 8.3 | -3.3 | 15 | 3.9 | 14.4 | 2.8 | 18.9 | 13.6 | 20 | 18.3 | 19.4 | 15.6 | 8.3 | 3.9 | 11 | 8 | 2.9 | -1.4 | 5.3 | -0.6 | 12.2 | 8.9 | 4.1 | -1.1 | 1.1 | -3.8 | 7.8 | -2.8 | 13.3 | 7.8 | 12.2 | 3.9 | 24.4 | 16.1 | 21.7 | 16.1 | 22.8 | 17.8 | 1.5 | -6 | 3.9 | 0.6 | 18.3 | 15 | 15.4 | 13.1 | 7.2 | 1.1 | 4.4 | -2.2 | 11.7 | 9.4 | 4.8 | 1.6 | 0.7 | -0.8 | 16.1 | -13.9 | 9.4 | -7.2 | 8.7 | -1.7 | 11.1 | 9.9 | 8.5 | -1.2 | 10.6 | 0 | 7.2 | -2.2 | 23.3 | 17.2 | 8 | 0 | 10 | 6.1 | 9.4 | 7.8 | 15.6 | 10 | 18.3 | 8.9 | 14 | 7 | 11.1 | 6.7 | 19.4 | 13.9 | 3.9 | -3.3 | 16.7 | 8.7 | 20.6 | 10.6 | 8.3 | -3.9 | 19.4 | 15.6 | 14.4 | -1.7 | 22.2 | 20.6 | 17.2 | 16.1 | 23.9 | 15 | 4.4 | 0 | 5.6 | 0 | 8.3 | 4.4 | 9.4 | 2.2 | 5 | 0 | 14.4 | 10.6 | 17.4 | 3 | 5.2 | 0.5 | 3.7 | -2.8
2 | -3 | 2.2 | -8.3 | 18.5 | 8.8 | 21.1 | 13.8 | 7.9 | -2.4 | 25.7 | -1.7 | 12 | 11 | 13.9 | 7.8 | 14.4 | 11.7 | 10.6 | 7.2 | 10.6 | 7.2 | 10.6 | 10 | 13.3 | -5.6 | 5.9 | -8.1 | 23 | 17 | 22.2 | 20.6 | 22.8 | 13.3 | 18.9 | 16.7 | 18.3 | 11.1 | 13.9 | 0 | 21.1 | 15.6 | 8.9 | -1.6 | 6.1 | -2.8 | 7.8 | -3.3 | 12.8 | 5.6 | 12.2 | 3.9 | 17.8 | 13.3 | 19.4 | 18.9 | 19.4 | 17.2 | 8.3 | 3.3 | 11 | 7 | 2.2 | -1.7 | 4.4 | -1.1 | 11.7 | 8.3 | 2.2 | -1.7 | 1.1 | -4.4 | 6.1 | -3.3 | 12.2 | 7.8 | 11.7 | 2.8 | 24.2 | 16 | 21.1 | 16.1 | 21.7 | 17.8 | 0.7 | -6.1 | 3.9 | 1.7 | 16.1 | 15.6 | 15 | 13.9 | 5.6 | 1.1 | 2.8 | -1.7 | 11.7 | 9.4 | 4.6 | 1.6 | 0 | -0.6 | 13.3 | -14.4 | 7.8 | -5 | 8.3 | -0.6 | 11.1 | 10 | 6.1 | -1.7 | 10 | 0.6 | 7.2 | -2.2 | 22.9 | 17.2 | 8 | 0 | 8.9 | 7.2 | 9.4 | 8.3 | 15.6 | 10 | 16.7 | 9.4 | 14 | 7 | 10.6 | 6.7 | 17.8 | 13.9 | 2.6 | -2.9 | 12.8 | 7.8 | 20 | 10.6 | 7.2 | -3.9 | 18.9 | 15.6 | 12.2 | -3.3 | 22.2 | 20 | 17.8 | 16.1 | 23 | 15.9 | 4.4 | -1.1 | 3.3 | 1.1 | 6.7 | 3.9 | 8.3 | 2.2 | 5 | 0 | 13.9 | 10.6 | 15.6 | 2.8 | 4.8 | 0.7 | 3.5 | -2.9
1 | -3 | 1.7 | -8.9 | 17.6 | 8.8 | 20.6 | 14.1 | 7.2 | -3.9 | 24.4 | -2.2 | 11 | 9 | 12.8 | 7.9 | 13.9 | 11.7 | 10 | 7.1 | 10 | 7.2 | 10.5 | 9.4 | 8.9 | -5.6 | 5 | -7.8 | 22 | 17 | 21.7 | 19.4 | 22.8 | 13.3 | 18.2 | 16.2 | 18.9 | 11.1 | 11.7 | 1.7 | 20.6 | 15.6 | 7.8 | -1 | 6.1 | -2.2 | 4.4 | -3.3 | 11.7 | 5 | 12.2 | 3.3 | 16.5 | 13.1 | 19.4 | 18.9 | 18.3 | 17.2 | 7.8 | 3.3 | 11 | 7 | 1.8 | -1.7 | 3.7 | -0.8 | 11.1 | 3.9 | 1.3 | -1.4 | 0.9 | -3.7 | 5 | -3.9 | 11.1 | 7.2 | 10.6 | 3.3 | 24.1 | 15.9 | 20.6 | 16.2 | 21.1 | 17.2 | 0 | -6.7 | 3.9 | 1.7 | 13.9 | 13.9 | 14.4 | 13 | 5 | 1.1 | 1.1 | -1.7 | 12.2 | 8.9 | 4.4 | 1.7 | 0.4 | -0.4 | 11.7 | -14.4 | 6.7 | -5.6 | 7.2 | 0.2 | 11.7 | 10 | 5.7 | -0.5 | 7.2 | 1.7 | 7.2 | -2.8 | 22.6 | 16.9 | 8 | 0 | 8.9 | 7.2 | 10 | 8.3 | 15 | 10 | 15.6 | 8.3 | 11 | 5 | 10.6 | 6.7 | 18.9 | 14.4 | 1.3 | -3.1 | 11.9 | 8 | 18.3 | 11.1 | 6.7 | -3.9 | 18.9 | 16.1 | 12.8 | -3.3 | 22.2 | 20.6 | 16.7 | 16.1 | 22 | 16.5 | 3.9 | -0.6 | 3.3 | 0 | 6.1 | 3.9 | 7.8 | 2.8 | 4.4 | 0 | 13.9 | 11.7 | 13.7 | 3.5 | 4.4 | 1.1 | 3.3 | -3.9
1 | -3 | 1.1 | -9.4 | 16.7 | 8.9 | 20 | 14.4 | 6.1 | -2.9 | 21.8 | -0.2 | 12 | 9 | 11.7 | 8 | 13.9 | 11.1 | 9.5 | 7 | 9.4 | 7.2 | 10.4 | 8.5 | 8.9 | -5.6 | 3.9 | -7 | 21 | 17 | 21.1 | 18.9 | 22.8 | 14.4 | 17.4 | 15.6 | 18.9 | 10 | 10.6 | 4.4 | 20.6 | 15.6 | 6.7 | -1.1 | 5.6 | -1.7 | 5 | -2.2 | 10.6 | 6.7 | 11.7 | 2.8 | 15.2 | 12.7 | 18.9 | 18.9 | 17.8 | 17.2 | 7.8 | 3.3 | 10 | 7 | 1.5 | -1.7 | 2.9 | -1 | 10 | 1.7 | 0.3 | -1.4 | 0.8 | -3.6 | 3.3 | -3.9 | 11.1 | 7.2 | 8.3 | 3.3 | 23.9 | 15.6 | 20 | 16.1 | 20.6 | 16.1 | -0.6 | -5.9 | 3.9 | 1.7 | 13.9 | 13.9 | 13.9 | 12.1 | 3.9 | 0 | -0.6 | -2.2 | 12.2 | 8.9 | 4.2 | 1 | 0.7 | -0.5 | 11.1 | -15 | 6.7 | -6.1 | 6.1 | 0.6 | 12.2 | 9.6 | 5.4 | 0.3 | 6.1 | 1.7 | 5.6 | -1.1 | 22.2 | 16.7 | 8 | 0 | 8.3 | 7.2 | 10 | 8.3 | 14.4 | 10.6 | 14.4 | 7.8 | 12 | 6 | 8.3 | 6.1 | 18.3 | 15 | 0 | -3.9 | 10.9 | 7.8 | 16.7 | 11.1 | 6.1 | -4.4 | 18.3 | 15.6 | 13.9 | -2.8 | 22.2 | 20.6 | 16.7 | 16.1 | 21.1 | 17.2 | 2.8 | -1.7 | 2.8 | 0 | 7.2 | 4.4 | 6.7 | 1.7 | 4.4 | 3.3 | 14.4 | 12.2 | 11.9 | 3.7 | 4.2 | 1 | 2.9 | -4
0 | -4 | 1.1 | -10 | 15.9 | 8.9 | 19.4 | 14.5 | 5 | -2.9 | 19.3 | 0.3 | 12 | 9 | 10.6 | 7.8 | 13.9 | 11.1 | 8.9 | 6.7 | 9.4 | 7.2 | 10.3 | 8.2 | 13.3 | -8.9 | 2.8 | -7.3 | 21 | 16 | 20.6 | 18.9 | 22.8 | 14.4 | 16.7 | 15 | 17.2 | 8.3 | 8.9 | 4.4 | 20.6 | 15 | 6.1 | -1.4 | 4.4 | -1.7 | 3.3 | -2.8 | 11.1 | 4.4 | 11.7 | 2.8 | 13.9 | 12.2 | 19.4 | 19.4 | 17.2 | 17.2 | 7.2 | 3.3 | 9 | 7 | 1.1 | -1.7 | 2.2 | -1.1 | 10 | 0.6 | -0.6 | -1.7 | 0.6 | -3.9 | 2.2 | -3.3 | 12.2 | 8.9 | 7.2 | 3.9 | 23 | 15.9 | 19.3 | 16.2 | 19.4 | 15.6 | -1.1 | -6 | 3.9 | 1.7 | 13.3 | 13.3 | 13.3 | 11.1 | 2.2 | -0.6 | -0.6 | -2.8 | 12.8 | 8.9 | 4.1 | 0.6 | 1.1 | -0.6 | 10.6 | -15.6 | 6.1 | -3.9 | 5 | 1.1 | 12.8 | 9.4 | 5 | 1.1 | 5.6 | 1.1 | 6.1 | -2.8 | 21.8 | 17.2 | 7 | 0 | 8.3 | 7.2 | 10 | 8.3 | 14.4 | 11.1 | 13.3 | 7.2 | 13 | 6 | 7.8 | 6.1 | 17.2 | 15 | -0.4 | -3.7 | 10 | 7.8 | 16.1 | 11.1 | 3.9 | -3.9 | 17.8 | 15.6 | 10.6 | -2.8 | 22.2 | 21.1 | 16.7 | 16.1 | 19.6 | 16.7 | 2.2 | -1.1 | 1.7 | -0.6 | 10 | 4.4 | 6.7 | 1.1 | 4.4 | 3.3 | 15 | 12.2 | 10 | 3.3 | 4.1 | 1.1 | 2.6 | -4.5
-1 | -4 | 0.6 | -10 | 15.2 | 9.2 | 18.9 | 14.4 | 3.9 | -3.3 | 16.7 | 0.6 | 11 | 8 | 9.8 | 7.6 | 14.4 | 11.1 | 8.3 | 6.5 | 9.4 | 7.2 | 10.2 | 7.9 | 12.2 | -6.7 | 1.7 | -8.9 | 20 | 16 | 20 | 18.3 | 21.1 | 14.4 | 16.7 | 15.3 | 17.2 | 8.3 | 8.3 | 2.8 | 20.6 | 15 | 5.6 | -2 | 4.4 | -1.7 | 3.9 | -2.2 | 8.9 | 6.1 | 11.7 | 2.8 | 13.9 | 12.5 | 20 | 20 | 16.1 | 16.1 | 7.2 | 2.8 | 8 | 7 | 1.1 | -1.7 | 1.7 | -1.2 | 9.4 | 0.6 | -1.3 | -2.4 | 0.4 | -3.4 | 1.1 | -2.8 | 11.7 | 8.3 | 7.2 | 3.3 | 22 | 16.1 | 18.5 | 16.1 | 18.9 | 16.1 | -1.7 | -6.7 | 3.9 | 1.7 | 12.8 | 12.8 | 12.8 | 11.2 | 4.4 | -1.1 | -1.1 | -2.8 | 12.2 | 8.9 | 3.9 | 0 | 0.4 | -1.1 | 10 | -15.6 | 4.4 | -3.3 | 4.8 | 0.9 | 12.2 | 8.1 | 4.8 | 0.9 | 4.4 | 1.7 | 6.1 | -2.2 | 21.5 | 17.9 | 4 | -1 | 8.3 | 7.2 | 10 | 8.9 | 14.4 | 10.6 | 12.8 | 6.1 | 11 | 5 | 6.7 | 5 | 17.8 | 15.6 | -0.7 | -3.8 | 9.1 | 7.2 | 16.7 | 10.6 | 3.3 | -3.9 | 17.2 | 15.6 | 11.1 | -2.8 | 22.8 | 21.1 | 17.2 | 16.1 | 18.2 | 16.2 | 2.2 | -1.7 | 1.1 | -1.1 | 15 | 6.7 | 6.7 | 1.1 | 4.4 | 3.3 | 14.4 | 11.7 | 9.3 | 3.5 | 3.9 | 1.1 | 2.2 | -6.1
-1 | -4 | 0.6 | -10.6 | 14.4 | 8.9 | 18.3 | 14.4 | 2.6 | -3.1 | 15.8 | 0.8 | 11 | 9 | 9.1 | 7.6 | 14.4 | 11.1 | 7.8 | 6.4 | 10 | 7.8 | 10.2 | 7.3 | 9.4 | -5.6 | 0 | -7.9 | 19 | 15 | 20 | 18.3 | 20.6 | 15 | 16.7 | 15.4 | 16.7 | 9.4 | 8.3 | 3.3 | 20 | 15 | 5 | -2.8 | 3.9 | -2.2 | 3.9 | -2.2 | 9.4 | 4.4 | 11.7 | 2.8 | 13.9 | 12.7 | 20 | 19.4 | 15.6 | 15.6 | 6.7 | 3.3 | 8 | 7 | 1.1 | -1.7 | 1.1 | -1.6 | 8.9 | 2.2 | -2.1 | -3.5 | 0.2 | -3.4 | 0.6 | -2.8 | 11.7 | 8.3 | 6.1 | 3.9 | 21.1 | 16.1 | 17.8 | 16.1 | 17.8 | 16.7 | -2.4 | -6.3 | 3.3 | 2.2 | 11.7 | 11.7 | 12.2 | 11.1 | 3.9 | -1.1 | -1.1 | -2.2 | 11.1 | 9.4 | 3.9 | 0.2 | -0.4 | -1.8 | 10 | -14.4 | 4.4 | -2.8 | 4.6 | 0.7 | 11.7 | 7.1 | 4.6 | 0.7 | 3.3 | 0 | 6.1 | -2.8 | 21.1 | 18.3 | 4 | 2 | 8.3 | 7.2 | 10.6 | 8.9 | 13.9 | 10.6 | 9.4 | 6.1 | 9 | 5 | 5.6 | 4.4 | 17.8 | 15.6 | -1.1 | -4.4 | 8.1 | 6.7 | 15.6 | 10.6 | 2.8 | -3.3 | 16.1 | 15 | 8.3 | -2.8 | 22.2 | 21.7 | 17.8 | 16.7 | 16.7 | 15.6 | 1.7 | -3.3 | 1.1 | -1.1 | 16.1 | 6.7 | 6.7 | 1.1 | 4.4 | 3.3 | 14.4 | 11.7 | 8.5 | 3.6 | 3.2 | 1.2 | 2.2 | -5.4
-1 | -4 | 0 | -10.6 | 13.1 | 9.2 | 18.1 | 14.2 | 1.3 | -3.5 | 14.8 | 0.6 | 11 | 8 | 8.3 | 7.2 | 14.4 | 11.1 | 7.2 | 6.1 | 9.4 | 7.8 | 10.1 | 6.1 | 6.1 | -3.3 | -1.6 | -8.6 | 18 | 14 | 18.3 | 17.8 | 20.6 | 14.4 | 16.7 | 15.6 | 16.1 | 9.4 | 8.3 | 3.3 | 20 | 15 | 4.6 | -2.4 | 3.9 | -2.2 | 2.8 | -1.7 | 7.8 | 5 | 11.1 | 2.8 | 13.9 | 12.8 | 19.4 | 19.4 | 16.7 | 16.7 | 6.7 | 3.3 | 8 | 7 | 1.1 | -1.7 | 0.6 | -2.2 | 8.9 | 1.7 | -2.8 | -4.4 | 0 | -3.9 | 0 | -2.2 | 11.1 | 7.8 | 6.7 | 3.9 | 20.9 | 15.9 | 18.2 | 16.6 | 18.3 | 17.2 | -3.2 | -6.6 | 3.3 | 2.2 | 11.7 | 11.7 | 11.7 | 11.1 | 3.3 | -0.6 | -1.7 | -2.8 | 10.6 | 10 | 3.9 | 0.4 | -1.1 | -2.8 | 9.4 | -13.9 | 5 | -3.3 | 4.4 | 0.6 | 11.1 | 5.6 | 4.4 | 0.6 | 3.9 | 0.6 | 6.1 | -2.8 | 21.1 | 18.5 | 6 | 2 | 8.3 | 7.2 | 10.6 | 8.9 | 13.9 | 10.6 | 9.4 | 6.1 | 12 | 6 | 6.1 | 4.4 | 17.8 | 16.1 | -1.7 | -4.3 | 7.2 | 6.1 | 15.6 | 10.6 | 2.2 | -2.8 | 16.7 | 15 | 10 | -2.8 | 22.2 | 21.7 | 17.8 | 17.2 | 17.4 | 16.4 | 1.1 | -3.3 | 2.2 | -1.7 | 16.7 | 6.1 | 6.7 | 1.7 | 4.4 | 3.9 | 13.9 | 11.7 | 7.8 | 3.3 | 2.4 | 1.1 | 2.2 | -5.7
-1 | -5 | -0.6 | -10.6 | 11.9 | 9.1 | 18 | 14.1 | 0 | -4.4 | 13.9 | 0.6 | 11 | 7 | 8.9 | 7.4 | 14.4 | 11.7 | 7.9 | 6.4 | 8.3 | 7.2 | 10 | 6.1 | 4.4 | -3.3 | -3.3 | -10 | 19 | 18 | 17.8 | 17.2 | 18.3 | 14.4 | 17.2 | 15.9 | 15.6 | 7.8 | 7.2 | 2.8 | 20 | 13.9 | 4.3 | -2.1 | 3.9 | -2.2 | 1.7 | -1.7 | 7.2 | 5 | 11.1 | 2.8 | 14.1 | 13.2 | 19.4 | 19.4 | 14.4 | 14.4 | 6.7 | 3.9 | 8 | 7 | 2 | -1.7 | 2.6 | -1.1 | 8.3 | 1.7 | -1.9 | -3.3 | 0.4 | -3.4 | -0.6 | -2.2 | 11.1 | 7.8 | 4.4 | 2.8 | 20.8 | 15.8 | 18.5 | 16.9 | 18.3 | 17.8 | -3.9 | -7.2 | 3.3 | 2.2 | 11.7 | 11.7 | 11.9 | 11.2 | 1.7 | -1.1 | -1.7 | -3.9 | 11.1 | 10 | 3.9 | 0.6 | -0.5 | -2.2 | 7.8 | -13.9 | 3.9 | -3.3 | 4.8 | 0.9 | 10.9 | 5.7 | 5.5 | 1 | 3.3 | 1.1 | 4.4 | -2.8 | 21.1 | 18.7 | 3 | 2 | 8.3 | 7.2 | 10 | 8.9 | 13.9 | 10.6 | 10 | 5.6 | 12 | 5 | 5 | 3.3 | 17.8 | 16.1 | -2.2 | -4.4 | 8.1 | 7.1 | 15.6 | 10.6 | 2.8 | -2.2 | 16.1 | 15 | 7.2 | -2.8 | 21.7 | 20.6 | 17.8 | 16.7 | 18.2 | 17.6 | 2.2 | -3.9 | -0.6 | -1.7 | 16.7 | 5.6 | 7.2 | 1.1 | 5 | 3.9 | 13.9 | 11.1 | 7.6 | 3.8 | 1.7 | 1.1 | 2.2 | -6.7
-1 | -5 | -0.6 | -11.1 | 10.6 | 8.9 | 17.8 | 13.9 | 2.6 | -3.5 | 15.6 | 1 | 11 | 7 | 9.4 | 7.2 | 15 | 11.1 | 8.7 | 6.5 | 8.9 | 7.2 | 10 | 6.1 | 7.2 | -2.8 | -0.3 | -8 | 19 | 18 | 18.9 | 17.8 | 17.8 | 14.4 | 17.8 | 16.3 | 14.4 | 7.8 | 7.8 | 2.8 | 20 | 13.9 | 3.9 | -2.2 | 3.9 | -2.8 | 4.4 | 0 | 6.7 | 5 | 11.1 | 2.8 | 14.2 | 13.4 | 19.4 | 19.4 | 16.1 | 16.1 | 7.8 | 4.4 | 8 | 7 | 3 | -1.7 | 4.7 | -0.4 | 8.3 | 1.1 | -0.9 | -2 | 0.7 | -3.3 | 1.1 | -1.1 | 11.7 | 7.2 | 5 | 2.8 | 20.6 | 15.6 | 18.9 | 17.2 | 19.4 | 18.3 | -2 | -5.6 | 2.8 | 1.1 | 11.7 | 11.7 | 12 | 11.1 | 1.7 | -1.1 | -1.1 | -2.8 | 10.6 | 10 | 4.6 | 0.2 | 0 | -2.1 | 10 | -12.8 | 3.3 | -2.8 | 5.2 | 1.3 | 10.8 | 5.6 | 6.7 | 1.8 | 3.3 | 0.6 | 2.2 | -2.2 | 21.1 | 18.9 | 4 | 2 | 8.9 | 7.8 | 10 | 8.9 | 13.9 | 10.6 | 8.9 | 5.6 | 13 | 6 | 5.6 | 3.9 | 17.8 | 15.6 | -2.8 | -5 | 9.1 | 8.1 | 17.2 | 11.1 | 2.2 | -2.2 | 17.2 | 15.6 | 9.4 | -2.8 | 21.7 | 21.1 | 18.3 | 17.8 | 18.9 | 18.3 | 0.6 | -2.8 | 0 | -1.7 | 17.2 | 5.6 | 7.2 | 1.1 | 5.6 | 4.4 | 13.3 | 10.6 | 7.4 | 4.2 | 3.4 | 1.8 | 2.8 | -5.4
0 | -4 | 0 | -11.1 | 13.9 | 10.5 | 18.2 | 14.9 | 5.2 | -3.4 | 17.2 | 0.8 | 13 | 9 | 10 | 7.2 | 15.6 | 11.7 | 9.4 | 6.7 | 10.6 | 8.3 | 10 | 9.4 | 12.2 | -2.8 | 2.6 | -7.5 | 21 | 18 | 19.4 | 18.3 | 18.3 | 14.4 | 18.3 | 16.7 | 14.4 | 7.8 | 8.9 | 3.3 | 20 | 13.3 | 7 | -0.8 | 4.4 | -1.7 | 7.8 | 1.1 | 6.7 | 6.1 | 11.1 | 2.8 | 14.4 | 13.9 | 20.6 | 20 | 20.6 | 20 | 8.9 | 5 | 8 | 7 | 3.9 | -1.7 | 6.7 | 0 | 9.4 | 2.2 | 0 | -1.1 | 1.1 | -3.9 | 3.3 | -0.6 | 11.7 | 7.8 | 8.9 | 5.6 | 21.7 | 16.2 | 19.1 | 17.4 | 21.1 | 18.9 | -0.2 | -4.3 | 3.9 | 2.8 | 12.2 | 12.2 | 12.2 | 11.1 | 5 | 1.7 | 0 | -1.7 | 10.6 | 10.6 | 5.4 | -0.4 | 0.6 | -2.2 | 13.9 | -13.3 | 5.6 | -1.7 | 5.6 | 1.7 | 10.6 | 5.6 | 7.8 | 2.2 | 5 | 2.2 | 6.1 | -0.6 | 21.3 | 18.9 | 6 | 2 | 8.9 | 7.2 | 10.6 | 8.9 | 13.9 | 10.6 | 11.7 | 5.6 | 13 | 7 | 8.3 | 7.2 | 18.3 | 15.6 | 0.2 | -3.8 | 10 | 8.9 | 20 | 12.2 | 2.8 | -1.1 | 19.4 | 16.7 | 11.7 | -1.7 | 21.7 | 21.1 | 18.9 | 17.8 | 20 | 19 | 2.8 | -2.8 | 5 | 0.6 | 18.9 | 6.1 | 8.3 | 2.2 | 5.6 | 4.4 | 14.4 | 11.7 | 7.2 | 4.4 | 5 | 2 | 3.3 | -5.2
1 | -3 | 1.7 | -12.2 | 17.3 | 12 | 18.5 | 15.8 | 7.8 | -4.4 | 18.9 | 1.1 | 16 | 9 | 12.4 | 7.7 | 16.1 | 12.2 | 12 | 7.7 | 12.2 | 7.8 | 10.6 | 9.7 | 15 | -5 | 5.6 | -8.3 | 23 | 18 | 22.8 | 18.3 | 23.3 | 15.6 | 20.9 | 17.1 | 14.4 | 7.8 | 13.3 | 3.9 | 22.2 | 13.9 | 10.2 | 0 | 6.7 | -1.1 | 11.1 | 0.6 | 11.1 | 7.2 | 12.8 | 3.3 | 17 | 14.8 | 22.8 | 21.1 | 25 | 20 | 11.7 | 5.6 | 9 | 8 | 5.6 | -1.4 | 8.9 | -0.1 | 10.6 | 2.2 | 1.9 | -0.3 | 1.7 | -3 | 4.4 | 0 | 12.2 | 8.3 | 11.7 | 6.1 | 22.8 | 16.6 | 19.2 | 17.5 | 21.7 | 18.9 | 1.7 | -3.9 | 4.4 | 2.8 | 13.3 | 13.3 | 11.7 | 10.6 | 8.3 | 3.3 | 3.9 | 1.1 | 11.1 | 10 | 6.1 | -1.1 | 3 | -1 | 16.1 | -11.7 | 9.4 | -3.3 | 7.1 | 1.2 | 10.8 | 6 | 10.9 | 3.2 | 8.3 | 3.3 | 7.8 | 0.6 | 21.5 | 18.9 | 8 | 3 | 9.4 | 7.8 | 10.6 | 9.4 | 14.4 | 10.6 | 13.9 | 5.6 | 14 | 8 | 14.4 | 8.9 | 18.9 | 15.6 | 3.1 | -3.5 | 13.9 | 10.7 | 23.3 | 13.9 | 6.7 | -1.1 | 21.7 | 17.8 | 14.4 | -1.1 | 23.9 | 22.8 | 20.6 | 18.3 | 21.1 | 19.4 | 5.6 | -1.1 | 10.6 | 1.7 | 21.7 | 7.2 | 8.9 | 2.2 | 6.1 | 4.4 | 15.6 | 12.8 | 11.8 | 6.1 | 6.7 | 2.2 | 3.9 | -5.6
2 | -2 | 2.2 | -11.7 | 20.6 | 12.8 | 18.9 | 16.7 | 9.3 | -3.5 | 21.7 | 1.4 | 16 | 11 | 14.8 | 8.1 | 17.2 | 12.2 | 14.6 | 8.4 | 12.8 | 8.3 | 11.1 | 9.9 | 16.7 | -5.6 | 7.3 | -7.7 | 24 | 17 | 25 | 18.3 | 24.4 | 15.6 | 23.5 | 17.5 | 15 | 8.3 | 15.6 | 2.8 | 23.9 | 12.8 | 13.3 | 0.6 | 12.2 | -0.6 | 13.9 | -1.7 | 13.3 | 7.2 | 13.3 | 3.9 | 19.6 | 15.5 | 23.3 | 20 | 27.8 | 17.2 | 15.6 | 6.1 | 11 | 7 | 7.2 | -1.5 | 11.1 | -0.9 | 13.9 | 3.3 | 3.7 | 0.2 | 2.2 | -2.7 | 4.4 | -0.6 | 13.9 | 9.4 | 14.4 | 6.1 | 23.9 | 17.2 | 19.4 | 17.8 | 22.2 | 19.4 | 3.4 | -3.4 | 6.7 | 3.3 | 14.4 | 14.4 | 11.1 | 10 | 12.8 | 2.2 | 6.7 | 1.1 | 10.6 | 10.6 | 7.4 | -1.1 | 5.4 | -0.4 | 18.3 | -8.3 | 12.8 | -4.4 | 8.5 | 0.2 | 10.9 | 6.3 | 14.1 | 3.6 | 12.2 | 5 | 10 | 0.6 | 21.7 | 18.9 | 9 | 4 | 10 | 7.8 | 12.2 | 9.4 | 15.6 | 11.7 | 16.1 | 6.7 | 15 | 8 | 17.8 | 8.9 | 20 | 16.1 | 6.1 | -4.4 | 17.8 | 12.1 | 25.6 | 15 | 10 | -3.3 | 25 | 17.2 | 16.7 | -1.1 | 24.4 | 22.2 | 21.7 | 19.4 | 22.2 | 20 | 6.7 | -2.8 | 12.2 | -1.1 | 23.3 | 7.8 | 10 | 1.7 | 7.2 | 4.4 | 15.6 | 11.7 | 16.5 | 7.2 | 7.8 | 2.1 | 5.2 | -4.8
4 | -4 | 3.3 | -11.7 | 21.9 | 13 | 18 | 16 | 10.7 | -3.3 | 24.4 | 1.3 | 14 | 11 | 17.2 | 7.8 | 17.2 | 11.7 | 17.2 | 8.9 | 14.4 | 9.4 | 11.7 | 10 | 16.7 | -7.2 | 8.9 | -8.1 | 24 | 17 | 24.4 | 18.9 | 24.4 | 15.6 | 26.1 | 17.2 | 17.8 | 9.4 | 17.2 | 3.3 | 23.9 | 12.2 | 14.6 | 0.8 | 13.3 | -1.1 | 15.6 | -1.1 | 16.1 | 6.7 | 12.8 | 5.6 | 22.2 | 16.1 | 23.9 | 20 | 25.6 | 17.2 | 16.7 | 4.4 | 13 | 8 | 8.9 | -2.2 | 13.3 | -2.8 | 15 | 5 | 5.6 | 0.6 | 2.8 | -2.8 | 6.1 | -0.6 | 14.4 | 8.9 | 16.1 | 5 | 25.2 | 17.7 | 21.8 | 18.8 | 22.2 | 20.6 | 5 | -3.6 | 8.9 | 1.1 | 18.3 | 12.8 | 10.6 | 9.4 | 15.6 | -0.6 | 10 | 1.7 | 11.1 | 10.6 | 8.7 | -1.5 | 7.8 | 0 | 19.4 | -8.9 | 17.2 | -1.1 | 10 | -1.1 | 11.1 | 6.7 | 17.2 | 3.3 | 13.9 | 5 | 12.2 | 0 | 22.2 | 18.6 | 13 | 6 | 11.7 | 8.9 | 13.9 | 10 | 16.7 | 13.3 | 18.3 | 6.7 | 19 | 10 | 19.4 | 7.2 | 21.1 | 16.1 | 7.4 | -4.1 | 21.7 | 12.8 | 27.2 | 13.3 | 11.7 | -3.9 | 25 | 16.7 | 20 | -1.1 | 26.1 | 21.7 | 23.3 | 19.4 | 24.2 | 20.1 | 8.3 | -1.7 | 13.3 | -1.7 | 23.9 | 8.3 | 8.9 | 2.8 | 8.9 | 3.9 | 16.1 | 11.7 | 21.1 | 6.7 | 8.9 | 1.8 | 6.5 | -5.1
4 | -4 | 3.9 | -10.6 | 23.1 | 13.3 | 17 | 15.2 | 12.2 | -3.9 | 27.2 | 0.6 | 15 | 11 | 18.9 | 8 | 17.2 | 11.7 | 18.5 | 8.8 | 15.6 | 8.9 | 13.2 | 10.8 | 19.4 | -5.6 | 10.6 | -10.6 | 25 | 17 | 25 | 18.9 | 25 | 15.6 | 26.7 | 17.2 | 19.4 | 9.4 | 17.8 | 2.8 | 25.6 | 12.2 | 15.9 | 0.4 | 15.6 | 0.6 | 16.7 | -1.1 | 17.2 | 7.2 | 16.1 | 6.7 | 22.9 | 16 | 25 | 20 | 25 | 17.2 | 18.9 | 3.9 | 13 | 7 | 9.3 | -2 | 13.5 | -1.5 | 16.7 | 5.6 | 6.5 | 0.8 | 3.2 | -1.5 | 6.1 | -0.6 | 16.7 | 10 | 17.8 | 5 | 26.5 | 17.9 | 24.3 | 19.8 | 23.3 | 20.6 | 6.7 | -5 | 10.6 | 0.6 | 20 | 14.4 | 10.4 | 9.2 | 17.2 | -2.2 | 12.8 | 1.7 | 11.1 | 11.1 | 10 | -2.2 | 8.3 | -1.1 | 21.1 | -8.3 | 20 | 0.6 | 11.3 | -1.9 | 11.1 | 7.3 | 18.5 | 3.2 | 15 | 5.6 | 13.9 | 0 | 22.8 | 18.2 | 21 | 9 | 12.8 | 9.4 | 14.4 | 8.9 | 18.9 | 15 | 20.6 | 6.1 | 21 | 11 | 20.6 | 3.3 | 23.9 | 15 | 8.7 | -4.9 | 23 | 12.4 | 28.9 | 12.8 | 13.3 | -5.6 | 25.6 | 16.1 | 21.7 | -1.1 | 22.2 | 18.3 | 24.4 | 20 | 26.3 | 20.2 | 8.9 | -2.8 | 14.4 | -1.1 | 25.6 | 9.4 | 9.4 | 1.7 | 10.6 | 4.4 | 17.8 | 11.1 | 22.4 | 6.2 | 10 | 1.1 | 7.8 | -6.7
5 | -5 | 4.4 | -8.9 | 24.4 | 13.3 | 16.1 | 14.4 | 13.3 | -3.4 | 28.7 | 0.4 | 16 | 11 | 20.5 | 7.5 | 17.2 | 12.2 | 19.8 | 8.2 | 16.1 | 9.4 | 14.6 | 11.2 | 20.6 | -6.1 | 11.5 | -9 | 24 | 17 | 24.4 | 18.9 | 25.6 | 15.6 | 27.2 | 17.1 | 20.6 | 7.2 | 19.4 | 3.3 | 25.6 | 12.8 | 17.2 | 0.6 | 16.7 | -0.6 | 18.3 | -1.1 | 17.8 | 6.7 | 21.1 | 6.7 | 23.7 | 15.8 | 25.6 | 20 | 26.1 | 16.7 | 20 | 3.3 | 14 | 7 | 9.6 | -2.1 | 13.7 | -0.6 | 17.2 | 6.1 | 7.4 | 0.6 | 3.5 | -0.8 | 7.8 | 0 | 18.3 | 8.9 | 17.8 | 3.9 | 27.8 | 18.3 | 26.7 | 20.6 | 23.9 | 20 | 7.4 | -4.1 | 11.7 | 1.1 | 18.9 | 11.7 | 10.2 | 8.7 | 17.8 | -2.2 | 14.4 | 1.1 | 11.1 | 11.1 | 10.4 | -1.7 | 8.9 | -2.1 | 22.2 | -7.8 | 22.8 | 2.8 | 12.6 | -3.6 | 11.1 | 7.8 | 19.8 | 2.6 | 15.6 | 2.2 | 15 | 0.6 | 23.3 | 17.8 | 20 | 9 | 13.9 | 9.4 | 12.2 | 9.4 | 19.4 | 15 | 21.7 | 6.7 | 23 | 11 | 21.7 | 3.3 | 26.1 | 14.4 | 10 | -6.7 | 24.3 | 12 | 28.9 | 12.2 | 14.4 | -5 | 26.1 | 16.1 | 23.9 | -1.1 | 25 | 21.1 | 26.1 | 19.4 | 28.3 | 20 | 9.4 | -3.9 | 15 | -0.6 | 28.9 | 9.4 | 8.3 | 3.3 | 9.4 | 4.4 | 18.3 | 11.7 | 23.7 | 6.1 | 11.3 | 1 | 9.1 | -3.9
5 | -6 | 4.4 | -8.9 | 25.2 | 13.4 | 16.1 | 14.5 | 14.5 | -3.8 | 30.2 | -1.1 | 17 | 13 | 22.2 | 7.2 | 17.8 | 12.2 | 21.1 | 7.8 | 15.6 | 8.9 | 16.1 | 11.7 | 20.6 | -10.6 | 12.4 | -9.4 | 26 | 16 | 24.4 | 18.9 | 26.7 | 15 | 27.8 | 17.2 | 21.1 | 8.3 | 20 | 3.3 | 26.1 | 12.2 | 17.8 | 0.4 | 17.2 | -1.1 | 18.3 | -1.7 | 18.3 | 6.1 | 23.9 | 6.7 | 24.4 | 15.6 | 26.7 | 19.4 | 26.7 | 15.6 | 21.1 | 2.2 | 14 | 6 | 10 | -2.8 | 13.9 | 0 | 17.8 | 6.7 | 8.3 | 0.6 | 3.9 | 0 | 8.9 | 0.6 | 20 | 7.8 | 18.3 | 4.4 | 29.3 | 17.8 | 26.9 | 20.5 | 21.7 | 19.4 | 8.2 | -3.8 | 12.2 | 1.1 | 15.6 | 12.8 | 10 | 8.3 | 18.9 | -2.2 | 17.2 | 2.2 | 11.1 | 11.1 | 10.7 | -1.8 | 9.4 | -4.4 | 23.9 | -6.7 | 20 | 2.2 | 13.9 | -6.1 | 11.1 | 8.3 | 21.1 | 1.7 | 15.6 | 2.2 | 16.1 | -1.7 | 23.5 | 17.5 | 23 | 11 | 14.4 | 8.3 | 14.4 | 10.6 | 20.6 | 14.4 | 22.8 | 6.7 | 25 | 12 | 22.8 | 2.8 | 27.2 | 13.3 | 10.9 | -5.3 | 25.6 | 11.1 | 29.4 | 11.7 | 16.7 | -6.1 | 26.7 | 16.7 | 24.4 | -1.7 | 26.7 | 21.1 | 27.2 | 18.3 | 29.1 | 20 | 11.1 | -2.8 | 15.6 | -1.7 | 26.7 | 8.9 | 8.3 | 4.4 | 9.4 | 5 | 16.1 | 12.2 | 25 | 5 | 12.6 | 1 | 10.4 | -2
7 | -7 | 5.6 | -9.4 | 25.9 | 13.4 | 16.1 | 14.5 | 15.6 | -5 | 31.7 | -1.7 | 18 | 11 | 22.8 | 7 | 17.2 | 11.1 | 21.5 | 6.6 | 15.6 | 8.3 | 15.5 | 11.5 | 22.2 | -4.4 | 13.3 | -10.6 | 26 | 15 | 25 | 18.9 | 26.1 | 14.4 | 27.6 | 16.9 | 21.1 | 8.3 | 21.1 | 3.9 | 26.1 | 11.7 | 18.3 | 0.4 | 18.9 | -0.6 | 17.8 | -2.8 | 18.3 | 5 | 24.4 | 6.7 | 22.9 | 16 | 26.7 | 18.9 | 27.2 | 15 | 21.7 | 2.2 | 16 | 7 | 9.3 | -0.8 | 13.3 | 0.3 | 16.1 | 6.1 | 7.9 | 0.1 | 4.8 | 0.2 | 10 | 0.6 | 21.1 | 8.3 | 18.9 | 4.4 | 30.7 | 17.1 | 27 | 20.6 | 20 | 19.4 | 8.9 | -4.4 | 12.8 | 1.1 | 13.9 | 13.9 | 10 | 8.1 | 20.6 | -1.7 | 18.9 | 1.7 | 11.7 | 11.1 | 11.1 | -1.7 | 10 | -3.2 | 24.4 | -6.1 | 19.4 | 2.8 | 13.5 | -5 | 11.5 | 8.4 | 21.1 | 2.9 | 15.6 | 2.8 | 16.7 | -1.7 | 23.7 | 17.5 | 24 | 11 | 15.6 | 7.8 | 15 | 7.8 | 20.6 | 13.9 | 23.3 | 6.7 | 25 | 10 | 22.2 | 2.8 | 28.3 | 12.8 | 11.9 | -4.5 | 26.1 | 11.1 | 28.9 | 12.2 | 17.8 | -5 | 26.7 | 16.7 | 25 | -1.7 | 27.2 | 21.7 | 28.9 | 17.8 | 29.8 | 20.4 | 12.2 | -2.2 | 16.1 | -1.1 | 26.7 | 9.4 | 7.8 | 5.6 | 13.3 | 5 | 16.7 | 12.8 | 25.7 | 4.8 | 13.9 | 0.6 | 11.7 | -0.6
7 | -6 | 5.6 | -8.9 | 26.7 | 13.3 | 16.1 | 14.4 | 15.6 | -4.3 | 32.1 | -1.8 | 17 | 11 | 23.3 | 6.6 | 16.7 | 10 | 21.8 | 4.8 | 15.6 | 7.8 | 15 | 11.4 | 22.2 | -4.4 | 13.7 | -9.7 | 26 | 16 | 25 | 18.3 | 25.6 | 12.8 | 27.4 | 16.7 | 21.7 | 8.3 | 21.1 | 3.3 | 25 | 11.7 | 18.9 | 0.6 | 19.4 | -0.6 | 18.3 | -2.8 | 19.4 | 7.2 | 25 | 6.1 | 21.5 | 16 | 26.7 | 17.8 | 27.2 | 15.6 | 22.2 | 1.7 | 17 | 7 | 8.5 | 0.7 | 12.8 | 0.5 | 13.9 | 8.3 | 7.6 | -0.1 | 5.8 | 0.1 | 10.6 | 0.6 | 20.6 | 7.8 | 18.3 | 1.7 | 32.2 | 16.1 | 27.2 | 20.6 | 17.8 | 17.2 | 9.3 | -3.2 | 13.9 | 2.8 | 13.9 | 13.9 | 10 | 8 | 21.1 | -1.7 | 20.6 | 1.7 | 11.7 | 11.1 | 11.1 | -1.2 | 10.5 | -2.8 | 25 | -5.6 | 21.1 | 2.8 | 13.2 | -4.3 | 11.8 | 8.3 | 21.1 | 4.2 | 15.6 | 2.2 | 16.7 | -1.1 | 23.9 | 17.2 | 23 | 11 | 15.6 | 4.4 | 12.8 | 8.9 | 21.1 | 13.3 | 23.9 | 7.2 | 24 | 10 | 21.1 | 7.8 | 27.8 | 11.7 | 12.8 | -5 | 26.7 | 10.8 | 28.9 | 12.8 | 18.3 | -3.9 | 26.7 | 16.7 | 26.1 | -1.7 | 27.2 | 21.7 | 28.3 | 17.2 | 30.6 | 20.6 | 12.8 | -0.6 | 16.1 | -0.6 | 24.4 | 8.3 | 8.9 | 7.2 | 13.9 | 2.2 | 15.6 | 12.2 | 26.5 | 3.7 | 13.9 | 0.2 | 11.9 | -1.1
8 | -7 | 6.1 | -8.9 | 25.8 | 13 | 16.5 | 14.9 | 15.6 | -4.3 | 32.4 | -1.6 | 17 | 12 | 23.9 | 6.1 | 16.1 | 12.2 | 22.2 | 3.3 | 14.4 | 7.8 | 14.4 | 11.1 | 21.7 | -1.7 | 14 | -10.2 | 26 | 16 | 23.9 | 18.9 | 25.6 | 14.4 | 27.2 | 16.7 | 21.1 | 8.3 | 21.7 | 3.3 | 25 | 11.1 | 18 | 0.6 | 19.4 | -0.6 | 17.8 | -3.3 | 19.4 | 5 | 25 | 6.1 | 20 | 16.1 | 26.7 | 17.8 | 27.2 | 15 | 21.7 | 2.2 | 16 | 6 | 7.8 | 1.7 | 12.2 | 0.6 | 15 | 7.8 | 7.2 | -0.6 | 6.7 | 0 | 10.6 | 0.6 | 19.4 | 7.2 | 18.3 | 1.7 | 31.5 | 16.3 | 26.1 | 20.7 | 16.7 | 16.7 | 9.6 | -2.9 | 12.8 | 2.8 | 13.3 | 13.3 | 10 | 7.8 | 21.1 | -2.2 | 21.1 | 1.1 | 11.7 | 11.1 | 11.1 | -0.9 | 11.1 | -2.8 | 26.1 | -4.4 | 20.6 | 3.3 | 12.8 | -4.4 | 12.2 | 8.3 | 21.1 | 5 | 15.6 | 0.6 | 16.7 | -1.1 | 21.9 | 16.4 | 24 | 13 | 15.6 | 5 | 12.2 | 10 | 22.2 | 13.9 | 23.3 | 6.7 | 23 | 10 | 21.1 | 6.7 | 26.1 | 11.1 | 12.4 | -5 | 27.2 | 11.1 | 27.8 | 12.8 | 18.9 | -2.8 | 26.1 | 16.7 | 25.6 | -2.2 | 26.7 | 21.1 | 28.3 | 18.3 | 30.2 | 21 | 12.8 | -2.8 | 16.1 | -1.1 | 24.4 | 9.4 | 10 | 7.8 | 13.9 | 1.7 | 16.7 | 13.3 | 27.2 | 2.8 | 13.9 | -0.1 | 12 | -2.3
7 | -6 | 6.1 | -8.9 | 24.8 | 12.8 | 16.8 | 15.2 | 15.6 | -5 | 32.8 | -1.7 | 16 | 12 | 22.6 | 6 | 15.6 | 11.7 | 20.9 | 3.6 | 13.3 | 7.8 | 13.3 | 10.9 | 21.7 | -3.9 | 14.4 | -11.7 | 25 | 14 | 23.9 | 18.9 | 25 | 13.3 | 26.3 | 17.4 | 21.1 | 8.3 | 21.7 | 3.3 | 24.4 | 11.7 | 17 | 1 | 20 | -0.6 | 16.7 | -5.6 | 19.4 | 5 | 25 | 6.7 | 19.6 | 15.9 | 25 | 18.3 | 26.7 | 13.3 | 21.7 | 2.2 | 17 | 6 | 6.7 | 2.6 | 10.9 | 0.9 | 14.4 | 5.6 | 6.7 | 0.4 | 6.3 | 0.2 | 10 | 0.6 | 19.4 | 7.2 | 18.3 | 1.7 | 30.7 | 16 | 25 | 20.7 | 16.1 | 16.1 | 10 | -2.8 | 12.8 | 2.8 | 12.8 | 12.8 | 9.6 | 7.4 | 21.1 | -2.2 | 21.7 | 0.6 | 12.2 | 11.7 | 11.1 | -0.6 | 9.3 | -1 | 25.6 | -5 | 20 | 3.3 | 11.7 | -2.9 | 12 | 8.5 | 20 | 4.9 | 15.6 | 0 | 16.1 | -1.7 | 19.8 | 15.5 | 23 | 13 | 16.1 | 3.3 | 12.8 | 8.9 | 21.7 | 13.3 | 22.8 | 5.6 | 23 | 9 | 20.6 | 5.6 | 25.6 | 11.7 | 12.1 | -5.2 | 26.5 | 10.3 | 27.2 | 12.8 | 18.9 | -2.8 | 24.4 | 16.7 | 26.1 | -2.2 | 25.6 | 21.1 | 27.8 | 18.3 | 29.8 | 21.2 | 11.7 | 0 | 16.1 | -1.1 | 24.4 | 10 | 10.6 | 8.3 | 8.3 | 3.9 | 16.7 | 12.8 | 26.5 | 3.1 | 13.9 | -0.6 | 12.2 | -3.9
7 | -6 | 6.7 | -8.9 | 23.9 | 12.2 | 17.2 | 15.6 | 13.2 | -2.8 | 30.9 | -0.6 | 12 | 11 | 21.3 | 6.1 | 15 | 11.7 | 19.6 | 4.1 | 12.8 | 7.2 | 12.2 | 10.5 | 20.6 | -2.2 | 12.6 | -10.5 | 23 | 17 | 23.3 | 18.3 | 24.4 | 12.8 | 25.3 | 17.8 | 20 | 8.3 | 21.1 | 4.4 | 22.8 | 11.7 | 16.1 | 1.1 | 19.4 | -3.9 | 15.6 | -6.1 | 18.3 | 4.4 | 23.9 | 6.1 | 19.3 | 15.8 | 23.9 | 20 | 25.6 | 15.6 | 17.2 | 5.6 | 16 | 7 | 5.5 | 3 | 9.6 | 1.2 | 13.9 | 5 | 6.1 | 1 | 6 | 0.1 | 9.4 | 0 | 18.9 | 7.2 | 18.3 | 3.3 | 30 | 16.1 | 23.9 | 20.6 | 16.7 | 16.7 | 9.1 | -1.7 | 12.8 | 3.9 | 14.4 | 13.9 | 9.3 | 7.1 | 20.6 | -3.3 | 21.1 | 1.7 | 12.2 | 11.7 | 9.3 | 2.2 | 7.4 | -0.3 | 24.4 | -6.1 | 18.9 | 3.9 | 10.5 | -2.5 | 11.9 | 8.8 | 18.9 | 5 | 15.6 | 0.6 | 15.6 | -0.6 | 17.8 | 14.4 | 23 | 13 | 14.4 | 2.8 | 9.4 | 7.8 | 21.1 | 12.8 | 20.6 | 4.4 | 23 | 9 | 18.9 | 5 | 24.4 | 11.1 | 11.7 | -6.7 | 25.7 | 10 | 26.1 | 12.8 | 18.3 | -4.4 | 23.9 | 16.7 | 25 | -2.2 | 25 | 21.1 | 27.2 | 19.4 | 29.4 | 21.7 | 11.1 | 0.6 | 15 | -2.2 | 21.7 | 8.9 | 11.7 | 8.3 | 8.9 | 5 | 15.6 | 12.2 | 25.7 | 3 | 12 | -0.2 | 10.4 | -3.6
7 | -5 | 5.6 | -8.9 | 23.2 | 12.2 | 16.5 | 15.2 | 10.7 | -2.1 | 29.1 | -0.1 | 14 | 11 | 20 | 5.6 | 15 | 12.2 | 18.3 | 3.9 | 11.7 | 7.2 | 11.1 | 10 | 17.2 | -1.1 | 10.7 | -11.3 | 23 | 14 | 21.7 | 18.3 | 23.9 | 12.8 | 24.4 | 18.3 | 18.3 | 8.3 | 18.9 | 5.6 | 22.2 | 11.7 | 15 | 1.5 | 18.3 | -0.6 | 13.9 | -7.2 | 17.8 | 4.4 | 22.2 | 6.1 | 18.9 | 15.6 | 22.8 | 20.6 | 23.9 | 15 | 13.9 | 5 | 16 | 7 | 4.4 | 3.3 | 8.3 | 1.1 | 12.8 | 5 | 5.6 | 1.7 | 5.6 | 0 | 8.3 | -0.6 | 18.3 | 6.7 | 16.1 | 2.8 | 28.9 | 17.1 | 23.5 | 20.7 | 16.7 | 16.7 | 8.1 | -1.3 | 11.1 | 4.4 | 13.9 | 13.3 | 8.9 | 6.7 | 18.3 | -2.2 | 20 | 2.2 | 11.7 | 11.7 | 7.4 | 4 | 5.6 | 0 | 22.2 | -6.7 | 16.1 | 3.9 | 9.4 | -2.2 | 11.7 | 8.9 | 17.8 | 4.4 | 13.9 | 0.6 | 13.9 | -1.1 | 17.4 | 14.3 | 22 | 13 | 12.2 | 5 | 10 | 6.1 | 20 | 14.4 | 18.9 | 3.9 | 21 | 10 | 16.7 | 4.4 | 22.8 | 10.6 | 9.8 | -5.4 | 25 | 9.4 | 25.6 | 12.2 | 16.1 | -3.3 | 22.8 | 16.7 | 23.3 | -2.8 | 24.4 | 21.1 | 25.6 | 19.4 | 27.7 | 21.7 | 10.6 | 0 | 11.1 | -1.1 | 18.3 | 8.9 | 11.7 | 7.8 | 7.8 | 3.3 | 15 | 11.7 | 25 | 2.8 | 10.2 | 0.2 | 8.5 | -4.1
3 | -5 | 5 | -9.4 | 22.4 | 12.4 | 15.7 | 14.9 | 8.3 | -2.2 | 27.2 | 0 | 13 | 11 | 18.5 | 7.3 | 15 | 11.7 | 16.1 | 6.6 | 11.1 | 7.2 | 10.9 | 10 | 16.1 | -0.6 | 8.9 | -12.8 | 23 | 14 | 21.1 | 18.3 | 23.9 | 13.9 | 23.3 | 18.9 | 15 | 10.6 | 16.1 | 6.7 | 21.1 | 12.2 | 13.9 | 1.5 | 15 | -0.6 | 11.7 | -5 | 16.1 | 5.6 | 20 | 5 | 18.5 | 15.4 | 22.8 | 20.6 | 23.9 | 13.3 | 11.7 | 3.9 | 14 | 9 | 3.7 | 3 | 8.1 | 1.3 | 12.8 | 5.6 | 5 | 1.1 | 4.7 | 0.3 | 6.1 | 0 | 15.6 | 7.2 | 15 | 1.7 | 27.8 | 17.7 | 23.2 | 20.6 | 16.7 | 16.7 | 7.2 | -1.1 | 8.9 | 4.4 | 13.9 | 13.3 | 9.3 | 6.4 | 12.8 | 1.7 | 16.7 | 2.8 | 11.7 | 11.7 | 5.6 | 5 | 4.7 | -0.1 | 21.7 | -7.2 | 15 | 4.4 | 9.2 | -2.4 | 11.5 | 8.7 | 16.3 | 5 | 12.8 | -0.6 | 10.6 | -0.6 | 17.1 | 14.2 | 21 | 13 | 10.6 | 7.2 | 8.9 | 6.1 | 17.8 | 13.3 | 17.2 | 3.9 | 19 | 9 | 13.9 | 5 | 20 | 10.6 | 8 | -5.1 | 22.8 | 8.9 | 24.4 | 12.2 | 12.8 | -4.4 | 21.7 | 16.7 | 20.6 | -2.8 | 24.4 | 21.1 | 23.3 | 21.1 | 26.1 | 21.8 | 10 | 1.1 | 8.3 | 0 | 13.9 | 7.8 | 11.7 | 7.8 | 7.2 | 3.3 | 14.4 | 11.7 | 22.6 | 4.2 | 8.3 | 0 | 6.7 | -5.6
1 | -5 | 3.9 | -9.4 | 21.7 | 12.2 | 15 | 14.4 | 6.8 | -1.6 | 25.5 | 0.2 | 11 | 10 | 17.1 | 8.3 | 15.6 | 11.7 | 13.9 | 7.7 | 10.6 | 7.8 | 10.8 | 10.1 | 12.8 | -5 | 8.5 | -10.7 | 21 | 15 | 19.4 | 18.3 | 23.9 | 14.4 | 22.2 | 19.2 | 15 | 10.6 | 15 | 6.7 | 20.6 | 13.3 | 12.8 | 1.7 | 11.7 | -0.6 | 11.1 | -5.6 | 15.6 | 6.1 | 19.4 | 4.4 | 18.2 | 15.3 | 22.8 | 21.1 | 23.3 | 7.2 | 11.7 | 2.8 | 10 | 7 | 2.9 | 2.6 | 8 | 1.2 | 12.2 | 2.2 | 4.5 | 0.6 | 3.7 | 0 | 5 | -0.6 | 16.7 | 7.2 | 13.9 | 2.2 | 26.7 | 18.3 | 22.8 | 20.6 | 16.7 | 16.7 | 6.5 | -1 | 8.3 | 3.9 | 12.8 | 12.2 | 9.6 | 6 | 11.1 | 1.7 | 11.7 | 3.9 | 11.7 | 11.1 | 5.6 | 4.6 | 3.7 | -0.6 | 20 | -7.8 | 14.4 | 3.9 | 9.1 | -3 | 11.3 | 8.6 | 14.8 | 5.1 | 12.2 | -1.1 | 9.4 | -2.8 | 16.7 | 13.9 | 17 | 13 | 9.4 | 8.3 | 8.3 | 5.6 | 16.1 | 13.3 | 15.6 | 4.4 | 17 | 7 | 13.3 | 6.1 | 18.3 | 10 | 6.1 | -6.1 | 20.5 | 8.2 | 23.9 | 11.7 | 10.6 | -6.7 | 21.1 | 16.7 | 18.9 | -1.1 | 17.8 | 15.6 | 20 | 16.7 | 24.4 | 21.7 | 10 | 0 | 6.7 | 0 | 12.2 | 7.8 | 10.6 | 8.9 | 6.1 | 1.7 | 14.4 | 11.7 | 20.2 | 4.7 | 7.4 | 0.1 | 6.1 | -4.6
1 | -6 | 2.8 | -10 | 20.9 | 12.9 | 15 | 14.6 | 5.4 | -1.7 | 23.9 | 0.9 | 11 | 9 | 15.6 | 8.9 | 15.6 | 10.6 | 11.7 | 8.3 | 10.6 | 8.3 | 10.6 | 10 | 11.7 | -5.6 | 8.2 | -10.4 | 21 | 15 | 19.4 | 18.3 | 23.9 | 15 | 21.1 | 19.4 | 13.3 | 10.6 | 13.3 | 7.2 | 21.1 | 13.9 | 12.1 | 2.3 | 10 | -0.6 | 10 | -3.3 | 15 | 5.6 | 18.3 | 4.4 | 17.8 | 15 | 22.8 | 21.1 | 22.8 | 7.2 | 11.7 | 2.2 | 11 | 7 | 2.2 | 2.2 | 7.8 | 1.1 | 11.1 | 0.6 | 3.9 | 0 | 2.8 | 0 | 4.4 | -0.6 | 16.1 | 6.7 | 13.9 | 2.2 | 25.9 | 18.8 | 22.4 | 20.1 | 16.7 | 16.7 | 5.7 | -1.3 | 7.2 | 5.6 | 12.8 | 12.2 | 10 | 5.6 | 10 | 3.3 | 10 | 3.3 | 11.7 | 11.1 | 5.6 | 3.9 | 2.8 | -1.1 | 16.7 | -8.9 | 13.9 | 3.9 | 8.9 | -3.9 | 11.1 | 8.3 | 13.3 | 5 | 10 | 2.2 | 8.3 | -3.3 | 15.8 | 12 | 16 | 13 | 9.4 | 7.8 | 8.3 | 4.4 | 14.4 | 12.8 | 14.4 | 3.9 | 16 | 6 | 11.7 | 6.7 | 17.8 | 8.9 | 4.4 | -4.3 | 18.3 | 7.2 | 22.8 | 11.7 | 8.3 | -2.2 | 21.1 | 17.2 | 17.2 | -1.1 | 18.9 | 17.8 | 18.9 | 17.2 | 23.7 | 21.2 | 8.9 | 1.1 | 3.9 | 0.6 | 11.1 | 7.8 | 10.6 | 8.9 | 6.7 | 1.1 | 14.4 | 12.2 | 17.8 | 4.4 | 6.5 | 0.2 | 5.6 | -4.3
0 | -4 | 1.7 | -10 | 20.2 | 13.4 | 15 | 14.6 | 3.9 | -2.2 | 22.2 | 0.6 | 11 | 9 | 14.5 | 9.1 | 15 | 10 | 11.3 | 8 | 10.6 | 8.3 | 10.5 | 9.9 | 10.6 | -5 | 7.8 | -11.1 | 20 | 16 | 18.9 | 18.3 | 23.9 | 15 | 20.5 | 18.8 | 12.8 | 10.6 | 12.2 | 6.7 | 20.6 | 13.9 | 11.3 | 2.6 | 10.6 | -1.1 | 7.2 | 0 | 13.9 | 5 | 18.3 | 4.4 | 17.8 | 15.3 | 22.2 | 21.1 | 21.1 | 7.2 | 11.1 | 2.2 | 8 | 6 | 1.8 | 1.8 | 8 | 1.6 | 10.6 | 0 | 3.5 | 0.5 | 2.1 | 0.1 | 3.9 | -1.1 | 15.6 | 7.2 | 13.3 | 2.2 | 25.2 | 19.1 | 22.1 | 19.8 | 16.7 | 16.7 | 5 | -1.7 | 6.1 | 3.9 | 12.8 | 11.7 | 10.2 | 5.4 | 9.4 | 1.7 | 8.3 | 3.3 | 11.1 | 11.1 | 5.6 | 3.3 | 2.2 | -0.8 | 16.7 | -8.3 | 13.9 | 3.9 | 7.8 | -3.5 | 10.9 | 8.3 | 13.1 | 5.3 | 8.9 | 1.7 | 7.2 | -3.9 | 14.8 | 10 | 16 | 14 | 9.4 | 7.8 | 6.7 | 4.4 | 12.8 | 12.8 | 13.3 | 3.9 | 15 | 5 | 10.6 | 6.7 | 16.7 | 8.3 | 2.8 | -3.5 | 16.3 | 8.3 | 23.9 | 10 | 8.3 | -2.8 | 22.2 | 17.2 | 16.1 | -1.1 | 20 | 18.9 | 18.3 | 16.7 | 22.9 | 20.8 | 8.3 | -1.1 | 3.9 | 0.6 | 10 | 7.8 | 11.1 | 8.9 | 6.1 | 0.6 | 15 | 12.8 | 16.1 | 5.1 | 5.6 | 0 | 5 | -5
0 | -5 | 0.6 | -10.6 | 19.4 | 13.9 | 15 | 14.4 | 3.5 | -2.2 | 20 | 1.4 | 11 | 8 | 13.3 | 9 | 15.6 | 10 | 11 | 7.7 | 10 | 8.3 | 10.4 | 9.8 | 6.1 | -4.4 | 7.4 | -9.2 | 19 | 16 | 18.3 | 17.8 | 23.3 | 14.4 | 20 | 18.3 | 12.8 | 10.6 | 11.7 | 6.1 | 20.6 | 13.9 | 10.6 | 2.8 | 10 | -0.6 | 5 | 0 | 12.8 | 5 | 16.7 | 5 | 17.8 | 15.5 | 21.7 | 21.1 | 20 | 9.4 | 11.1 | 2.8 | 7 | 6 | 1.5 | 1.5 | 8.1 | 1.9 | 10 | -0.6 | 3.2 | 1.2 | 1.3 | 0 | 2.8 | -1.1 | 13.9 | 9.4 | 13.3 | 2.2 | 24.4 | 19.4 | 21.7 | 19.4 | 17.2 | 16.1 | 4.8 | -1.3 | 5.6 | 3.3 | 12.2 | 11.7 | 10.4 | 5.4 | 9.4 | 1.7 | 8.3 | 2.8 | 11.7 | 10.6 | 5.6 | 3.6 | 1.7 | -0.5 | 16.7 | -8.3 | 12.8 | 3.3 | 6.7 | -3.9 | 10.8 | 8.4 | 13 | 5.4 | 7.8 | 2.2 | 5 | -3.9 | 13.9 | 7.8 | 15 | 13 | 8.9 | 7.2 | 6.1 | 4.4 | 12.8 | 12.8 | 12.2 | 3.3 | 14 | 5 | 11.1 | 6.1 | 15.6 | 8.9 | 1.1 | -3.9 | 14.2 | 8.8 | 24.4 | 9.4 | 7.8 | -2.8 | 22.2 | 17.2 | 16.1 | -1.1 | 20.6 | 19.4 | 17.2 | 13.9 | 22.2 | 20.6 | 7.8 | 0 | 2.2 | 0.6 | 10 | 7.2 | 11.1 | 8.9 | 5.6 | 1.1 | 12.8 | 8.3 | 14.5 | 5.1 | 5 | 0.2 | 3.3 | -4.3
-1 | -3 | 0.6 | -10.6 | 19 | 14.1 | 14.4 | 12.8 | 3.2 | -2.4 | 17.8 | 1.3 | 9 | 7 | 12.2 | 8.9 | 15.6 | 8.9 | 10.6 | 7.2 | 10 | 8.3 | 10.3 | 9.6 | 5 | -5 | 7.1 | -8.7 | 19 | 16 | 17.8 | 17.2 | 22.8 | 13.3 | 19.4 | 17.8 | 12.2 | 11.1 | 10 | 6.1 | 20 | 13.9 | 10.4 | 3.7 | 9.4 | -1.1 | 6.7 | -0.6 | 12.8 | 5 | 16.7 | 5 | 17.8 | 15.6 | 21.7 | 21.1 | 20 | 9.4 | 11.1 | 3.3 | 6 | 6 | 1.1 | 1.1 | 8.3 | 2.2 | 9.4 | -0.6 | 2.8 | 1.7 | 0.6 | 0 | 3.3 | -1.1 | 13.9 | 8.3 | 12.2 | 3.3 | 23.9 | 19.4 | 21.5 | 19.4 | 16.1 | 15.6 | 4.6 | -1.1 | 5 | 2.8 | 12.2 | 11.1 | 10.6 | 5 | 9.4 | 1.7 | 8.3 | 2.8 | 11.1 | 11.1 | 5.6 | 3.8 | 1.1 | -0.6 | 14.4 | -8.3 | 13.3 | 3.3 | 5.6 | -4.4 | 10.6 | 8.3 | 12.8 | 5.6 | 5.6 | 1.7 | 4.4 | -4.4 | 12.4 | 7.1 | 15 | 13 | 8.3 | 7.2 | 5.6 | 4.4 | 12.8 | 12.8 | 11.1 | 2.2 | 13 | 6 | 9.4 | 6.7 | 15 | 8.9 | 1.5 | -3.3 | 12.2 | 8.9 | 20.6 | 12.2 | 8.3 | -2.2 | 22.2 | 17.2 | 12.2 | -1.1 | 20.6 | 18.9 | 15 | 12.8 | 21.7 | 20.2 | 6.1 | -0.6 | 2.2 | 0.6 | 10.6 | 7.8 | 11.1 | 9.4 | 4.4 | 0.6 | 12.2 | 7.8 | 12.8 | 5 | 4.5 | 0.1 | 1.7 | -4.4
-1 | -3 | -0.6 | -10.6 | 18.7 | 14.2 | 13.9 | 11.3 | 2.8 | -3.3 | 15.6 | 1.1 | 9 | 5 | 11.3 | 8.7 | 15 | 9.4 | 10.4 | 7.3 | 9.4 | 7.8 | 10.2 | 9.5 | 5.6 | -5 | 6.7 | -9.4 | 19 | 16 | 17.2 | 16.7 | 22.8 | 12.8 | 19.6 | 18.3 | 13.3 | 11.7 | 11.1 | 5.6 | 20.6 | 14.4 | 10.2 | 4.4 | 7.8 | -1.7 | 7.2 | -1.7 | 11.7 | 5 | 15 | 5.6 | 17.2 | 15 | 21.7 | 21.1 | 19.4 | 8.3 | 11.1 | 3.3 | 6 | 4 | 1.1 | 1.1 | 7.6 | 2.1 | 8.9 | 0 | 2.8 | 1.6 | 0.4 | -0.1 | 2.2 | -1.7 | 13.9 | 8.3 | 11.1 | 3.3 | 23.3 | 19.1 | 21.3 | 19.4 | 15 | 14.4 | 4.4 | -1.1 | 3.9 | 2.8 | 11.7 | 10.6 | 10.4 | 5.4 | 8.9 | 1.7 | 6.7 | 2.2 | 11.1 | 11.1 | 5.6 | 3.9 | 1.1 | -0.4 | 13.9 | -7.2 | 12.8 | 3.9 | 5.2 | -4.1 | 10.6 | 8 | 14.5 | 5.6 | 5 | 1.1 | 4.4 | -3.3 | 10.9 | 6.5 | 14 | 12 | 7.8 | 6.7 | 5.6 | 3.3 | 12.8 | 12.8 | 10 | 2.2 | 9 | 6 | 10 | 7.2 | 14.4 | 8.9 | 1.8 | -3.4 | 12.4 | 9.1 | 16.1 | 13.9 | 8.3 | -1.7 | 21.7 | 17.8 | 13.3 | -1.1 | 20.6 | 18.9 | 14.4 | 12.2 | 21.1 | 19.8 | 5 | -0.6 | 1.1 | 0 | 11.1 | 7.8 | 11.1 | 9.4 | 3.9 | -2.2 | 9.4 | 7.2 | 12.6 | 5.3 | 3.9 | 0 | 0 | -5.6
-1 | -4 | -0.6 | -11.1 | 18.3 | 14.4 | 13.3 | 9.4 | 1.9 | -2.6 | 14.8 | 1 | 9 | 4 | 10.3 | 8.6 | 15 | 10 | 10.2 | 7.3 | 8.3 | 7.2 | 10.2 | 9.4 | 5 | -4.4 | 5.8 | -8.2 | 19 | 16 | 17.2 | 16.7 | 22.8 | 12.2 | 19.8 | 19 | 12.2 | 11.1 | 11.7 | 4.4 | 20 | 15 | 10 | 5 | 6.1 | -1.1 | 5 | -1.1 | 11.1 | 5 | 13.9 | 5.6 | 16.7 | 14.6 | 22.2 | 21.7 | 18.9 | 7.8 | 10.6 | 3.9 | 8 | 6 | 1.1 | 1.1 | 6.8 | 1.9 | 8.9 | 0.6 | 2.8 | 1.6 | 0.2 | -0.3 | 1.1 | -2.2 | 13.9 | 7.8 | 11.1 | 3.3 | 22.8 | 18.9 | 21.1 | 19.4 | 15 | 14.4 | 4.6 | -0.7 | 2.8 | 1.7 | 11.7 | 10.6 | 10.2 | 5.4 | 8.3 | 2.2 | 5 | 2.2 | 11.7 | 10.6 | 5 | 3.7 | 1.1 | -0.4 | 14.4 | -7.2 | 10 | 3.9 | 4.8 | -4.4 | 10.6 | 7.7 | 16.1 | 5.4 | 5 | 1.1 | 4.4 | -3.9 | 9.4 | 5.6 | 13 | 11 | 7.2 | 6.7 | 6.1 | 3.9 | 13.3 | 13.3 | 9.4 | 2.2 | 9 | 4 | 8.3 | 6.7 | 13.9 | 8.9 | 2.2 | -3.9 | 12.6 | 9.3 | 16.1 | 13.3 | 7.2 | -1.1 | 21.1 | 18.3 | 11.7 | -1.1 | 20.6 | 19.4 | 13.3 | 12.2 | 20.6 | 19.4 | 3.9 | -0.6 | 1.1 | 0.6 | 11.1 | 7.2 | 11.1 | 9.4 | 2.8 | -3.3 | 11.1 | 7.8 | 12.4 | 5.3 | 3.7 | 0 | 0.2 | -5.3
-1 | -4 | -1.1 | -10.6 | 18.3 | 14.4 | 12.6 | 8.7 | 0.9 | -2.8 | 14.1 | 0.3 | 9 | 5 | 9.4 | 8.3 | 15 | 10.6 | 10 | 7.2 | 7.8 | 6.7 | 10.1 | 9.3 | 2.2 | -5 | 4.8 | -8.7 | 19 | 16 | 16.7 | 16.1 | 22.8 | 11.1 | 20 | 19.4 | 12.2 | 11.1 | 11.1 | 5 | 20 | 15 | 9.6 | 5.2 | 6.7 | -1.1 | 3.9 | 0.6 | 10.6 | 5 | 12.2 | 5.6 | 16.1 | 13.9 | 22.2 | 21.7 | 18.3 | 7.2 | 8.9 | 5 | 6 | 4 | 1.1 | 1.1 | 6.1 | 1.7 | 8.3 | 0.6 | 2.8 | 1.7 | 0 | -0.6 | 0.6 | -2.2 | 13.9 | 7.8 | 10 | 3.3 | 22.4 | 18.8 | 21.1 | 19.6 | 15 | 14.4 | 4.8 | -0.5 | 2.8 | 1.7 | 10.6 | 10 | 10 | 5.6 | 7.2 | 2.2 | 5 | 2.2 | 11.7 | 11.7 | 4.5 | 3.6 | 1.1 | -0.6 | 13.3 | -7.2 | 11.7 | 2.8 | 4.4 | -5 | 10.6 | 7.2 | 17.8 | 4.4 | 2.8 | 0.6 | 4.4 | -3.9 | 8.7 | 4.1 | 13 | 12 | 7.2 | 6.1 | 5.6 | 4.4 | 13.3 | 13.3 | 8.9 | 1.1 | 10 | 4 | 8.3 | 6.7 | 13.3 | 9.4 | 2.9 | -3.6 | 12.8 | 9.4 | 15.6 | 13.3 | 6.1 | -1.1 | 21.1 | 18.3 | 10.6 | -1.1 | 20.6 | 18.3 | 12.8 | 12.2 | 20.6 | 19.6 | 3.3 | -1.7 | 0.6 | -0.6 | 11.7 | 7.8 | 11.7 | 9.4 | 1.7 | -3.3 | 10.6 | 7.8 | 12.2 | 5.6 | 3.5 | 0 | 0.4 | -6.1
-3 | -6 | -1.7 | -11.1 | 18.3 | 14.4 | 11.8 | 7.9 | 0 | -3.3 | 13.3 | 0 | 8 | 6 | 10.2 | 8.7 | 15 | 10.6 | 10.9 | 7.2 | 8.3 | 6.7 | 10 | 9.1 | 4.4 | -5 | 3.9 | -10 | 19 | 18 | 17.8 | 16.7 | 22.8 | 14.4 | 20 | 19.4 | 11.7 | 10.6 | 10.6 | 5 | 19.4 | 14.4 | 9.3 | 5.5 | 6.7 | -1.7 | 4.4 | -1.1 | 10.6 | 4.4 | 11.1 | 5.6 | 15.7 | 13.9 | 22.2 | 21.7 | 17.8 | 5 | 8.3 | 4.4 | 6 | 5 | 1.7 | 1.7 | 8 | 2.5 | 8.3 | 0.6 | 2.6 | 1.9 | 0.4 | -1.1 | 0 | -2.2 | 13.9 | 7.2 | 10.6 | 3.3 | 22.1 | 18.5 | 21.1 | 19.8 | 15 | 14.4 | 5 | -0.6 | 2.8 | 1.7 | 10 | 9.4 | 10.6 | 5.6 | 5 | 1.7 | 3.9 | 1.7 | 11.7 | 11.7 | 3.9 | 3.3 | 1.8 | -0.3 | 12.8 | -7.2 | 9.4 | 3.3 | 4.8 | -4.2 | 10.6 | 7.1 | 18.2 | 5.1 | 2.8 | 0.6 | 4.4 | -4.4 | 7.9 | 2.6 | 13 | 12 | 7.2 | 6.1 | 5.6 | 4.4 | 13.9 | 13.3 | 7.8 | 0.6 | 9 | 3 | 7.8 | 6.1 | 13.3 | 8.9 | 3.7 | -3.6 | 14.6 | 10.6 | 16.1 | 13.9 | 5.6 | -1.1 | 20.6 | 18.3 | 8.3 | -2.2 | 19.4 | 18.3 | 12.8 | 11.7 | 20.6 | 20 | 2.8 | -1.1 | 0.6 | 0 | 18.3 | 8.9 | 11.7 | 9.4 | 0.6 | -3.9 | 10.6 | 7.8 | 12.4 | 6.3 | 3.3 | 0 | 0.6 | -7.8
-2 | -4 | -1.7 | -11.7 | 18.3 | 14.4 | 11.1 | 7.2 | 3.7 | -1.8 | 15.5 | 0.5 | 9 | 4 | 10.9 | 8.7 | 15 | 10.6 | 11.9 | 7.4 | 8.9 | 6.7 | 10 | 9 | 4.4 | -3.9 | 6.3 | -8.2 | 20 | 18 | 17.2 | 16.1 | 22.2 | 14.4 | 20 | 19 | 8.9 | 8.9 | 8.9 | 5.6 | 20 | 14.4 | 8.9 | 5.6 | 3.9 | -1.7 | 6.1 | -1.1 | 10 | 4.4 | 10.6 | 5.6 | 15.4 | 14 | 22.2 | 21.7 | 17.8 | 4.4 | 8.3 | 5 | 6 | 4 | 2.2 | 2.2 | 9.8 | 3.3 | 8.3 | 1.1 | 2.4 | 2 | 0.7 | -1.6 | 0.6 | -2.2 | 13.9 | 7.8 | 9.4 | 3.9 | 21.7 | 18.3 | 21.1 | 20 | 15.6 | 14.4 | 6.1 | 0 | 3.3 | 1.7 | 9.4 | 9.4 | 11.1 | 5.7 | 5 | 1.7 | 3.9 | 1.7 | 11.7 | 11.7 | 4.8 | 3.5 | 2.6 | -0.1 | 14.4 | -7.2 | 9.4 | 3.9 | 5.2 | -3.6 | 10.6 | 7 | 18.5 | 5.4 | 2.8 | 0.6 | 5 | -4.4 | 7.2 | 1.1 | 11 | 10 | 7.2 | 6.1 | 6.1 | 5 | 13.3 | 13.3 | 8.3 | 1.1 | 9 | 4 | 8.3 | 6.7 | 12.8 | 8.3 | 4.4 | -4.4 | 16.5 | 11.7 | 16.1 | 13.9 | 4.4 | -1.1 | 20 | 17.8 | 7.8 | -2.2 | 18.9 | 17.2 | 12.8 | 11.7 | 20.6 | 20 | 2.2 | -1.1 | 0.6 | 0.6 | 19.4 | 8.9 | 11.7 | 9.4 | 1.7 | -4.4 | 11.1 | 7.8 | 12.6 | 6.7 | 6.5 | 0.8 | 2.1 | -5.5
0 | -2 | -0.6 | -11.1 | 17.9 | 15 | 12.4 | 7.9 | 7.4 | -1.4 | 17.8 | 1.3 | 9 | 3 | 11.7 | 8.9 | 15.6 | 11.1 | 12.8 | 7.2 | 11.1 | 8.3 | 10 | 8.9 | 7.8 | -3.9 | 8.7 | -7.4 | 21 | 19 | 18.3 | 15.6 | 22.2 | 15.6 | 20 | 18.9 | 12.8 | 11.7 | 11.7 | 8.3 | 20 | 14.4 | 10 | 5.8 | 7.2 | 0 | 10.6 | 1.1 | 10.6 | 3.3 | 11.7 | 5.6 | 15 | 13.9 | 22.2 | 22.2 | 18.3 | 3.9 | 10 | 3.9 | 8 | 6 | 2.8 | 2.2 | 11.7 | 3.9 | 8.3 | 1.7 | 2.2 | 2.2 | 1.1 | -2.8 | 3.3 | -2.2 | 12.2 | 8.3 | 10.6 | 3.9 | 23.4 | 18.7 | 22.8 | 20.2 | 15.6 | 13.9 | 7.2 | 0.2 | 6.7 | 3.3 | 10 | 9.4 | 11.7 | 5.6 | 7.2 | 3.3 | 7.8 | 5 | 11.7 | 11.7 | 5.8 | 3.8 | 3.3 | 0 | 18.3 | -6.7 | 12.8 | 3.9 | 5.6 | -3.9 | 10.6 | 6.7 | 18.9 | 5.6 | 6.1 | 2.2 | 5.6 | -3.9 | 10.5 | 2.3 | 9 | 8 | 7.2 | 5.6 | 6.7 | 5 | 14.4 | 12.8 | 9.4 | 1.1 | 11 | 4 | 11.7 | 9.4 | 14.4 | 8.9 | 6.6 | -3 | 18.3 | 12.8 | 16.7 | 15 | 5.6 | -1.1 | 21.7 | 18.9 | 13.9 | -0.6 | 18.3 | 16.7 | 14.4 | 12.8 | 21.3 | 20.5 | 6.7 | -1.1 | 3.9 | 2.8 | 20.6 | 9.4 | 11.7 | 10 | 2.2 | -2.8 | 13.3 | 8.9 | 12.8 | 7.2 | 9.6 | 0.7 | 3.5 | -4.6
3 | -1 | 0.6 | -11.7 | 17.6 | 15.6 | 13.7 | 8.4 | 11.1 | -2.2 | 20 | 1.7 | 10 | 4 | 14.3 | 9.1 | 16.1 | 11.1 | 15.6 | 7.9 | 13.3 | 9.4 | 10.7 | 9.2 | 11.1 | -4.4 | 11.1 | -8.3 | 23 | 19 | 20.6 | 15 | 23.9 | 15.6 | 21.9 | 19.1 | 17.8 | 13.9 | 12.8 | 9.4 | 22.2 | 14.4 | 11.1 | 6.1 | 11.1 | 0.6 | 14.4 | -0.6 | 13.3 | 3.3 | 16.1 | 5.6 | 15.2 | 14.1 | 23.3 | 22.2 | 19.4 | 5 | 10 | 2.2 | 10 | 6 | 2.4 | 2 | 14.5 | 5.3 | 8.3 | 1.7 | 2.6 | 2.5 | 3.3 | -1.6 | 5.6 | -2.2 | 13.3 | 8.9 | 14.4 | 5.6 | 25 | 18.7 | 24.4 | 20.1 | 17.2 | 13.9 | 8.3 | 0.6 | 9.4 | 3.9 | 11.7 | 9.4 | 13 | 5.7 | 11.1 | 4.4 | 11.7 | 5 | 11.7 | 11.7 | 6.7 | 3.9 | 4.4 | 0.3 | 21.7 | -4.4 | 15.6 | 2.8 | 7.4 | -3.1 | 10.8 | 6.8 | 21.5 | 7.7 | 12.2 | 3.3 | 6.1 | -2.2 | 13.9 | 3.1 | 8 | 8 | 8.3 | 6.1 | 8.3 | 5 | 15.6 | 14.4 | 10.6 | 1.1 | 13 | 5 | 18.3 | 11.1 | 13.3 | 7.2 | 8.9 | -2.4 | 17.6 | 12.9 | 19.4 | 16.7 | 10.6 | 0 | 24.4 | 18.9 | 17.2 | -1.1 | 18.3 | 16.1 | 16.7 | 13.3 | 22.1 | 20.8 | 10 | -1.1 | 8.3 | 5.6 | 22.2 | 10 | 11.7 | 10.6 | 4.4 | -2.8 | 15 | 7.2 | 17.1 | 9.1 | 12.8 | 0 | 5 | -3.9
6 | -1 | 1.1 | -11.1 | 17.2 | 16.1 | 15 | 8.9 | 12.6 | -2.2 | 22.6 | 1.6 | 11 | 3 | 16.8 | 8.8 | 17.2 | 11.1 | 18.3 | 7.7 | 15.6 | 9.4 | 11.5 | 9.3 | 12.2 | -3.9 | 13.1 | -7.2 | 24 | 19 | 22.8 | 11.1 | 23.9 | 15.6 | 23.7 | 19.2 | 20.6 | 12.2 | 15.6 | 10.6 | 23.9 | 14.4 | 12.2 | 6.1 | 13.3 | 0 | 16.7 | 0 | 13.9 | 3.9 | 19.4 | 5.6 | 15.4 | 14.3 | 24.4 | 22.2 | 20.6 | 5 | 11.1 | 2.2 | 13 | 6 | 2.1 | 2 | 17.2 | 6.4 | 7.8 | 1.7 | 2.9 | 2.5 | 5.6 | -0.8 | 7.8 | -2.8 | 12.8 | 7.8 | 17.2 | 6.1 | 26.7 | 18.9 | 26.1 | 20 | 18.3 | 13.3 | 10 | 1.1 | 11.7 | 3.3 | 12.2 | 8.9 | 14.3 | 5.9 | 13.9 | 5 | 15 | 5.6 | 12.2 | 12.2 | 8.2 | 3.5 | 5.6 | 0.9 | 22.8 | -3.3 | 17.2 | 2.2 | 9.3 | -3.2 | 10.9 | 6.7 | 24.1 | 9.3 | 14.4 | 3.3 | 8.9 | -1.1 | 17.2 | 3.3 | 9 | 9 | 10 | 4.4 | 8.9 | 3.9 | 17.2 | 15.6 | 12.2 | 1.1 | 14 | 4 | 20.6 | 8.9 | 14.4 | 7.8 | 11.1 | -2.2 | 16.8 | 13.2 | 17.8 | 14.4 | 13.3 | 0 | 26.1 | 18.3 | 20 | -1.1 | 18.9 | 16.1 | 20 | 11.7 | 22.8 | 21.1 | 11.7 | -1.7 | 10.6 | 4.4 | 23.9 | 10.6 | 12.2 | 10.6 | 5.6 | -2.8 | 16.7 | 3.9 | 21.3 | 9.9 | 14.5 | -0.3 | 7.4 | -2.8
7 | -4 | 1.7 | -11.1 | 17.9 | 16.6 | 15.9 | 9.1 | 14.1 | -2.8 | 25.2 | 2 | 11 | 2 | 19.4 | 7.8 | 17.2 | 10.6 | 21.1 | 7.2 | 16.7 | 10.6 | 12.2 | 9.4 | 13.9 | -2.8 | 15.2 | -7.3 | 24 | 19 | 22.8 | 10 | 26.1 | 13.3 | 25.6 | 18.9 | 21.7 | 7.2 | 18.3 | 10 | 24.4 | 14.4 | 13.7 | 6.3 | 16.1 | 0 | 18.3 | 1.1 | 16.7 | 5.6 | 21.7 | 4.4 | 15.6 | 14.4 | 24.4 | 22.2 | 22.2 | 5.6 | 11.1 | 2.2 | 15 | 5 | 1.7 | 1.7 | 20 | 7.2 | 7.8 | 2.2 | 3.3 | 2.8 | 7.8 | -0.6 | 8.9 | -3.3 | 13.9 | 7.8 | 18.3 | 6.1 | 28.2 | 18.3 | 28.1 | 19.6 | 20 | 12.8 | 11.6 | 1.2 | 13.9 | 1.7 | 13.3 | 8.3 | 15.6 | 5.6 | 16.7 | 5 | 19.4 | 5.6 | 13.3 | 12.8 | 9.6 | 2.7 | 6.7 | 1.1 | 23.9 | -5.6 | 16.1 | 1.1 | 11.1 | -3.9 | 11.1 | 6.7 | 26.7 | 11.1 | 15.6 | 2.8 | 10.6 | -1.7 | 18.9 | 3.5 | 11 | 11 | 11.7 | 2.8 | 7.8 | 4.4 | 18.3 | 15 | 12.2 | 1.1 | 16 | 4 | 22.8 | 8.9 | 16.1 | 5.6 | 11.8 | -0.9 | 16.1 | 13.3 | 18.3 | 15 | 16.7 | 0 | 27.2 | 18.3 | 21.7 | -1.1 | 19.4 | 17.2 | 22.2 | 10.6 | 23.9 | 21.2 | 13.3 | -1.7 | 11.7 | 2.2 | 23.9 | 10.6 | 12.8 | 11.1 | 6.1 | -5 | 16.1 | 5 | 25.6 | 10 | 16.1 | -0.9 | 9.8 | -2.8
8 | -4 | 1.7 | -10.6 | 18.7 | 17.2 | 16.9 | 9.4 | 15.6 | -4.4 | 27.8 | 1.7 | 12 | 0 | 20.7 | 7.7 | 19.4 | 11.1 | 22.4 | 7.4 | 19.4 | 10 | 13.1 | 9.6 | 15 | -2.2 | 17.2 | -8.9 | 25 | 20 | 23.9 | 8.9 | 26.1 | 13.9 | 26.5 | 18.6 | 22.2 | 9.4 | 19.4 | 9.4 | 25.6 | 13.9 | 15.2 | 6.3 | 18.3 | 0.6 | 19.4 | 1.1 | 18.3 | 6.1 | 23.3 | 5 | 16.1 | 14.8 | 24.4 | 21.7 | 23.3 | 6.1 | 11.7 | 2.8 | 17 | 4 | 1.7 | 1.7 | 19.4 | 7.5 | 8.3 | 2.2 | 3.7 | 2.8 | 8.7 | -0.5 | 10 | -2.8 | 14.4 | 7.8 | 20 | 4.4 | 29.6 | 17.8 | 30.2 | 19 | 21.7 | 11.7 | 13.3 | 1.7 | 15 | 2.2 | 15 | 7.2 | 17.1 | 6.3 | 20 | 3.9 | 22.2 | 5.6 | 14.4 | 13.9 | 11.1 | 1.7 | 7.1 | 0.7 | 26.7 | -3.9 | 18.9 | 1.1 | 12 | -4.1 | 11.8 | 6.7 | 27.4 | 11.5 | 16.7 | 2.2 | 12.8 | -2.8 | 20.5 | 2.8 | 14 | 13 | 12.2 | 2.2 | 8.3 | 4.4 | 19.4 | 14.4 | 14.4 | 1.7 | 17 | 3 | 23.9 | 7.8 | 17.2 | 4.4 | 12.6 | 0.3 | 17 | 14.5 | 17.8 | 12.2 | 18.9 | 0 | 27.8 | 18.3 | 24.4 | -0.6 | 21.7 | 18.3 | 24.4 | 10 | 25 | 21.5 | 15 | -2.2 | 14.4 | 2.2 | 26.1 | 11.1 | 13.3 | 11.1 | 6.1 | -6.1 | 17.2 | 4.4 | 26.7 | 10 | 17.8 | -2.8 | 12.2 | -3.3
9 | -4 | 2.8 | -10 | 19.4 | 17.8 | 17.8 | 9.4 | 16.3 | -3.3 | 29.5 | 0.1 | 12 | 1 | 22 | 7.1 | 18.3 | 11.1 | 23.7 | 7.4 | 21.7 | 9.4 | 14.1 | 9.6 | 16.7 | -2.2 | 18.1 | -7.9 | 25 | 19 | 22.8 | 7.8 | 26.1 | 15.6 | 27.4 | 17.9 | 22.8 | 8.3 | 20.6 | 7.8 | 25.6 | 13.3 | 16.7 | 6.1 | 19.4 | -0.6 | 19.4 | 1.7 | 19.4 | 6.1 | 24.4 | 4.4 | 16.7 | 15.3 | 25.6 | 21.1 | 23.9 | 3.9 | 11.1 | 3.3 | 18 | 2 | 1.7 | 1.7 | 18.9 | 7.7 | 8.9 | 2.2 | 4 | 2.7 | 9.7 | -0.9 | 10.6 | -3.9 | 15 | 8.3 | 20 | 4.4 | 31.1 | 16.7 | 32.2 | 17.8 | 22.2 | 10.6 | 14.4 | 1.3 | 16.1 | 1.1 | 17.2 | 6.1 | 18.5 | 6.4 | 21.7 | 5 | 23.3 | 4.4 | 17.8 | 15 | 12 | 1.3 | 7.4 | 0.1 | 28.9 | -1.7 | 18.9 | 1.1 | 13 | -4.5 | 12.6 | 6.7 | 28.2 | 12.2 | 17.2 | 1.1 | 14.4 | -2.8 | 22.2 | 2.2 | 13 | 13 | 14.4 | 2.8 | 11.1 | 4.4 | 22.2 | 13.9 | 13.3 | 1.1 | 17 | 3 | 24.4 | 7.2 | 17.8 | 4.4 | 13.3 | 1.1 | 18 | 16 | 18.9 | 10.6 | 19.4 | 0.6 | 28.3 | 18.3 | 26.7 | -0.6 | 23.3 | 18.3 | 26.1 | 10.6 | 26.1 | 21.7 | 15 | 2.8 | 15.6 | 2.2 | 27.8 | 11.1 | 13.9 | 11.1 | 6.7 | -5 | 17.2 | 4.4 | 27.8 | 10.1 | 17.8 | -1.7 | 13.3 | -4.3
10 | -4 | 3.3 | -9.4 | 20.2 | 17.4 | 18.7 | 9.8 | 17.1 | -2.7 | 31.1 | -0.5 | 13 | -1 | 23.3 | 6.7 | 16.1 | 11.1 | 25 | 7.2 | 21.1 | 8.9 | 15 | 9.4 | 18.3 | -2.8 | 19.1 | -8 | 25 | 19 | 22.8 | 8.3 | 26.7 | 14.4 | 28.3 | 17.2 | 23.3 | 8.3 | 21.7 | 6.1 | 26.1 | 13.3 | 17.2 | 5.8 | 20.6 | 0 | 20 | 1.7 | 21.1 | 6.7 | 25.6 | 3.3 | 17.2 | 15.6 | 26.7 | 22.2 | 24.4 | 5 | 10 | 4.4 | 19 | 3 | 1.7 | 1.7 | 18.3 | 7.8 | 9.4 | 2.8 | 4.4 | 2.8 | 10.6 | -1.7 | 11.1 | -3.9 | 15.6 | 8.9 | 21.1 | 3.3 | 31.5 | 15.9 | 32.6 | 18 | 23.3 | 10.6 | 15.6 | 1.3 | 16.1 | 0 | 17.8 | 5 | 20 | 6.7 | 22.8 | 5.6 | 23.9 | 3.9 | 20 | 15 | 13 | 1 | 7.8 | -0.6 | 30.6 | 0 | 20 | -0.6 | 13.9 | -6.1 | 13.3 | 6.7 | 28.9 | 12.2 | 18.3 | 2.2 | 16.1 | -2.8 | 22.8 | 3.9 | 9 | 8 | 13.9 | 1.7 | 8.3 | 5 | 22.2 | 13.9 | 12.8 | 2.8 | 17 | 4 | 23.9 | 8.3 | 19.4 | 5.6 | 14.6 | 2.2 | 18.9 | 17.2 | 18.3 | 9.4 | 20.6 | 3.3 | 28.9 | 18.3 | 27.8 | -0.6 | 24.4 | 19.4 | 27.2 | 8.9 | 26.5 | 21.1 | 15.6 | 2.2 | 16.7 | 1.7 | 29.4 | 11.1 | 14.4 | 11.1 | 8.3 | -4.4 | 17.2 | 4.4 | 28.9 | 9.4 | 17.8 | -1.3 | 14.5 | -6.2
9 | -5 | 5 | -8.9 | 20.9 | 16.7 | 19.7 | 10.2 | 17.8 | -2.8 | 32.8 | -2.8 | 13 | -3 | 23.9 | 6.2 | 15 | 12.8 | 25.2 | 7.4 | 19.4 | 8.9 | 14.6 | 9.2 | 18.9 | -1.1 | 20 | -8.9 | 24 | 19 | 23.9 | 10 | 26.7 | 13.9 | 27.4 | 17.6 | 24.4 | 7.2 | 22.8 | 6.1 | 25 | 13.9 | 17.8 | 5.1 | 21.7 | 0.6 | 21.7 | 1.1 | 21.7 | 6.1 | 26.7 | 0.6 | 17.6 | 15.4 | 27.8 | 21.1 | 25.6 | 5 | 10 | 5 | 19 | 2 | 2.1 | 2.1 | 18.5 | 7.6 | 9.4 | 2.2 | 4.4 | 2.9 | 10.6 | -1.8 | 11.7 | -6.1 | 14.4 | 10 | 21.7 | 3.3 | 31.8 | 14.5 | 32.9 | 17.9 | 24.4 | 9.4 | 16.7 | 0.6 | 17.2 | 1.7 | 18.3 | 5 | 18.7 | 6.2 | 23.9 | 5 | 24.4 | 4.4 | 19.4 | 16.1 | 13.9 | 0.6 | 8.3 | -0.9 | 32.8 | 1.7 | 18.3 | 0.6 | 14.3 | -5.8 | 13.9 | 6.3 | 27.8 | 12.6 | 18.3 | 5.6 | 17.2 | -2.8 | 23.3 | 5.7 | 9 | 8 | 14.4 | 0.6 | 8.9 | 4.4 | 22.2 | 13.9 | 11.1 | 5.6 | 18 | 2 | 23.3 | 8.9 | 19.4 | 5 | 15.9 | 3 | 19.6 | 16.5 | 17.8 | 8.9 | 22.2 | 5.6 | 28.9 | 18.9 | 28.9 | -0.6 | 25 | 18.3 | 28.3 | 8.9 | 26.8 | 20.4 | 16.1 | 2.2 | 17.8 | 2.8 | 30 | 10.6 | 14.4 | 11.1 | 8.3 | -5.6 | 15 | 5.6 | 29.1 | 9.3 | 17.8 | -1.1 | 15.6 | -10
10 | -5 | 5 | -10 | 21.7 | 16.1 | 20.6 | 10.6 | 17.8 | -2.7 | 32.6 | -1.5 | 13 | 1 | 24.4 | 5.3 | 15 | 12.2 | 25.4 | 7.1 | 18.9 | 8.9 | 14.3 | 8.7 | 16.7 | -2.8 | 20.2 | -8.1 | 25 | 19 | 24.4 | 10.6 | 26.7 | 12.2 | 26.5 | 18.1 | 24.4 | 9.4 | 22.2 | 5.6 | 25 | 12.8 | 18.3 | 4.4 | 22.8 | -0.6 | 20.6 | 1.7 | 22.8 | 7.8 | 27.2 | 0.6 | 17.9 | 15.2 | 27.8 | 21.7 | 25.6 | 3.9 | 9.4 | 5 | 19 | 1 | 2.4 | 2.4 | 18.7 | 7.5 | 9.4 | 2.2 | 4.4 | 3.2 | 10.6 | -2.8 | 12.8 | -6.1 | 15.6 | 10.6 | 22.2 | 4.4 | 32.2 | 13.3 | 33.3 | 18.3 | 24.4 | 9.4 | 16.5 | 0.6 | 16.7 | 0 | 20.6 | 5 | 17.4 | 5.7 | 22.8 | 4.4 | 25.6 | 5 | 18.3 | 16.1 | 14.3 | 0.2 | 8.9 | -1.3 | 32.8 | 1.7 | 17.2 | 0 | 14.6 | -5.6 | 14.4 | 6 | 26.7 | 12.4 | 17.2 | 5 | 17.8 | -2.2 | 23.9 | 7.2 | 8 | 7 | 15.6 | 0 | 9.4 | 5 | 22.2 | 13.9 | 9.4 | 6.1 | 18 | 3 | 22.8 | 8.9 | 21.1 | 5.6 | 17.2 | 3.9 | 20.4 | 15.6 | 16.7 | 10 | 23.3 | 10.6 | 28.3 | 18.9 | 29.4 | -2.2 | 25.6 | 19.4 | 28.3 | 10 | 27.2 | 20 | 16.1 | 1.7 | 19.4 | 2.8 | 28.9 | 10 | 14.4 | 11.1 | 7.8 | -5.6 | 14.4 | 6.7 | 29.2 | 8.9 | 17.1 | -0.1 | 16.1 | -6.7
11 | -4 | 5 | -6.7 | 21.3 | 15.2 | 19.5 | 10.3 | 17.8 | -2.7 | 32.4 | -0.5 | 13 | 0 | 25 | 4.4 | 14.4 | 11.7 | 25.6 | 7.2 | 18.9 | 8.3 | 13.9 | 8.3 | 16.7 | -1.1 | 20.4 | -8.8 | 24 | 19 | 23.9 | 11.1 | 26.1 | 12.2 | 25.6 | 18.3 | 24.4 | 10.6 | 21.7 | 5.6 | 25 | 12.8 | 17.8 | 3.7 | 22.8 | 0 | 21.7 | 1.7 | 22.8 | 7.2 | 27.2 | 0.6 | 18.3 | 15 | 28.3 | 21.7 | 26.1 | 3.9 | 8.3 | 4.4 | 20 | 1 | 2.8 | 2.8 | 18.9 | 7.2 | 10 | 1.1 | 4.4 | 3.3 | 10.6 | -3.9 | 12.2 | -7.2 | 15.6 | 11.1 | 21.7 | 3.9 | 31.7 | 14.4 | 32 | 18.2 | 23.9 | 9.4 | 16.3 | 0.4 | 16.7 | 0 | 21.1 | 5.6 | 16.1 | 5 | 25 | 5 | 25.6 | 2.2 | 16.1 | 15.6 | 14.6 | -0.6 | 9.4 | -2.2 | 32.2 | 1.7 | 17.8 | -0.6 | 15 | -6.7 | 15 | 5.6 | 25.6 | 12.2 | 16.7 | 3.3 | 18.3 | -2.8 | 23.9 | 6.7 | 7 | 6 | 15 | -0.6 | 8.3 | 5.6 | 21.7 | 15.6 | 10 | 6.1 | 18 | 3 | 21.7 | 10 | 20.6 | 4.4 | 17.2 | 4.5 | 21.1 | 14.4 | 17.2 | 8.3 | 22.8 | 9.4 | 27.8 | 18.9 | 30 | -2.8 | 26.1 | 18.9 | 27.8 | 13.3 | 26.7 | 19.6 | 16.7 | 0.6 | 18.9 | 2.8 | 29.4 | 8.9 | 13.9 | 11.1 | 8.9 | -5 | 14.4 | 6.7 | 29.4 | 8.3 | 16.3 | 0 | 16.7 | -4
11 | -6 | 5 | -7.2 | 21 | 14 | 18.3 | 9.7 | 17.8 | -3.9 | 32.2 | 0.6 | 13 | -2 | 23.5 | 5.9 | 13.9 | 11.7 | 24.3 | 7.5 | 18.9 | 8.9 | 13 | 8.3 | 14.4 | -0.6 | 20.6 | -9.4 | 24 | 19 | 24.4 | 11.7 | 26.1 | 13.3 | 25.6 | 18.8 | 23.9 | 8.3 | 21.1 | 5 | 23.9 | 13.3 | 17.2 | 2.4 | 21.7 | 0.6 | 20 | 0 | 22.2 | 8.3 | 27.2 | 1.1 | 18.5 | 15.4 | 27.2 | 21.7 | 25 | 4.4 | 8.3 | 4.4 | 18 | 1 | 2.8 | 2.8 | 17.4 | 6.9 | 10.6 | 1.1 | 4 | 3.1 | 10 | -3.5 | 12.2 | -7.8 | 15 | 11.7 | 21.1 | 2.8 | 31.1 | 14.7 | 30.7 | 18.5 | 23.3 | 10.6 | 16.1 | 0 | 17.8 | -2.2 | 21.1 | 5 | 14.8 | 4.5 | 23.9 | 4.4 | 24.4 | 2.8 | 16.7 | 16.1 | 15 | -1.1 | 7.9 | -1.7 | 32.2 | 1.1 | 17.2 | 0 | 13.3 | -5.1 | 14.6 | 5.7 | 24.7 | 12.7 | 16.7 | 2.8 | 17.8 | -3.3 | 23.9 | 6.7 | 8 | 6 | 13.9 | -0.6 | 8.9 | 5 | 22.2 | 14.4 | 10.6 | 6.1 | 18 | 1 | 21.7 | 9.4 | 20.6 | 4.4 | 17.2 | 4.9 | 21.1 | 13.8 | 17.2 | 7.8 | 23.9 | 7.2 | 27.2 | 18.9 | 30 | -2.8 | 23.9 | 17.8 | 27.2 | 15 | 26.1 | 19.3 | 15.6 | 1.1 | 18.9 | 2.2 | 28.3 | 8.9 | 13.9 | 11.7 | 8.3 | -6.1 | 14.4 | 7.8 | 29 | 8.2 | 15.6 | 0.6 | 17.2 | -2.8
10 | -6 | 5 | -6.7 | 20.6 | 12.8 | 17.2 | 9.4 | 15.6 | -2.1 | 30.2 | -0.2 | 13 | 0 | 22.1 | 6.4 | 14.4 | 11.7 | 23 | 7.2 | 16.7 | 8.3 | 12 | 7.9 | 13.3 | 0 | 18.2 | -9.5 | 23 | 19 | 23.3 | 12.2 | 25.6 | 13.3 | 25.6 | 19.5 | 22.8 | 8.3 | 20 | 6.7 | 22.8 | 12.8 | 16.7 | 1.7 | 20.6 | 1.7 | 18.9 | 0.6 | 21.1 | 8.9 | 26.7 | 5.6 | 18.7 | 15.8 | 26.1 | 21.7 | 23.3 | 8.9 | 7.8 | 3.9 | 19 | 0 | 2.8 | 2.8 | 15.9 | 6.1 | 10 | 1.7 | 3.7 | 3 | 9.5 | -3.6 | 12.2 | -7.2 | 15 | 11.7 | 20 | 3.9 | 30.6 | 15.6 | 29.4 | 18.3 | 21.1 | 12.2 | 13.9 | -0.1 | 16.1 | -2.2 | 20 | 5 | 13.5 | 4.1 | 22.2 | 5 | 22.8 | 3.3 | 16.7 | 15.6 | 13.9 | -0.5 | 6.5 | -1.4 | 31.7 | 0 | 15 | -2.2 | 11.7 | -5.1 | 14.3 | 6.2 | 23.7 | 12.7 | 16.7 | 3.3 | 17.2 | -2.8 | 23.9 | 6.1 | 8 | 5 | 12.2 | -0.6 | 8.9 | 4.4 | 21.1 | 15.6 | 10.6 | 5.6 | 17 | 2 | 20.6 | 8.3 | 19.4 | 4.4 | 17.2 | 5.6 | 21.1 | 13.1 | 16.7 | 8.3 | 22.8 | 7.2 | 25.6 | 18.3 | 28.9 | -2.8 | 23.3 | 18.9 | 26.7 | 16.7 | 25.6 | 18.9 | 15.6 | 0 | 17.8 | 3.3 | 26.7 | 8.3 | 13.9 | 11.1 | 7.8 | -6.1 | 13.3 | 7.2 | 28.7 | 7.9 | 13.7 | 1 | 15 | -1.4
9 | -4 | 4.4 | -6.1 | 18.4 | 13.1 | 16.1 | 9.1 | 13.3 | -1.6 | 28.1 | 0 | 12 | 1 | 20.6 | 6.7 | 14.4 | 11.1 | 21.7 | 7.2 | 16.1 | 8.3 | 11.1 | 7.8 | 13.3 | -0.6 | 15.7 | -9.7 | 22 | 19 | 24.4 | 1.7 | 25 | 13.9 | 25.6 | 20 | 20.6 | 9.4 | 18.9 | 7.2 | 21.1 | 12.2 | 15 | 1.9 | 19.4 | 1.7 | 15 | 2.2 | 20.6 | 10.6 | 23.3 | 7.8 | 18.9 | 16.1 | 24.4 | 21.1 | 22.2 | 9.4 | 6.7 | 3.3 | 17 | 2 | 2.8 | 2.8 | 14.4 | 5.6 | 8.9 | 2.2 | 3.3 | 2.8 | 8.9 | -4.4 | 11.1 | -7.2 | 15 | 11.7 | 18.3 | 5 | 29.3 | 17.2 | 28.3 | 19.3 | 18.3 | 14.4 | 11.6 | -0.8 | 13.9 | -0.6 | 17.2 | 5 | 12.2 | 3.3 | 20 | 7.2 | 20.6 | 4.4 | 16.7 | 15.6 | 12.8 | -0.1 | 5 | -1.7 | 29.4 | -2.8 | 13.9 | -2.2 | 10 | -5.6 | 13.9 | 6.1 | 22.8 | 12.8 | 17.2 | 0 | 16.1 | -1.1 | 20.9 | 7.9 | 6 | 3 | 10.6 | -1.1 | 7.8 | 5 | 18.3 | 16.1 | 10.6 | 5.6 | 17 | 1 | 18.9 | 8.9 | 17.8 | 5.6 | 15.4 | 4.8 | 21.1 | 12.2 | 13.3 | 10.6 | 21.1 | 8.9 | 23.9 | 18.9 | 26.1 | -1.7 | 22.2 | 17.2 | 25 | 19.4 | 24.8 | 19.6 | 13.3 | 3.9 | 16.1 | 3.3 | 25 | 8.9 | 13.3 | 10.6 | 6.7 | -5.6 | 12.2 | 6.7 | 28.3 | 7.8 | 11.9 | 1.2 | 12.8 | -1.3
7 | -5 | 3.9 | -4.4 | 16.1 | 12.7 | 15 | 8.7 | 11.1 | -1.7 | 26.1 | -0.6 | 11 | 3 | 18.9 | 8.3 | 14.4 | 11.7 | 20.6 | 7.3 | 13.9 | 8.9 | 10.9 | 7.8 | 11.1 | 2.2 | 13.3 | -12.2 | 22 | 19 | 16.7 | 13.3 | 25 | 16.1 | 24.3 | 19.2 | 17.2 | 9.4 | 17.8 | 7.2 | 21.1 | 12.2 | 13.4 | 1.7 | 18.3 | 1.1 | 15 | 1.1 | 19.4 | 12.2 | 21.1 | 11.7 | 18.9 | 16.2 | 22.8 | 21.7 | 20.6 | 11.1 | 6.7 | 3.3 | 15 | 1 | 2.8 | 2.8 | 13.9 | 5.8 | 8.3 | 1.7 | 2.9 | 2.5 | 7.2 | -3.7 | 9.4 | -6.1 | 15 | 10.6 | 17.8 | 4.4 | 28 | 18.7 | 27.2 | 20.1 | 15.6 | 13.9 | 9.4 | -1.7 | 10.6 | 1.7 | 15.6 | 3.9 | 11.5 | 5 | 18.9 | 6.1 | 18.9 | 4.4 | 15.6 | 15.6 | 11.7 | 0 | 3.9 | -1.3 | 27.8 | -4.4 | 12.8 | -1.1 | 8.5 | -4.7 | 13.7 | 6.6 | 21.7 | 13.9 | 13.9 | 2.2 | 15 | 0.6 | 18 | 8.6 | 6 | 3 | 8.9 | -0.6 | 6.7 | 3.9 | 17.2 | 16.1 | 10.6 | 6.1 | 16 | 1 | 17.8 | 10.6 | 14.4 | 6.7 | 13.5 | 3.9 | 18.7 | 11.3 | 12.8 | 10 | 19.4 | 8.3 | 23.9 | 18.9 | 22.8 | -1.7 | 21.7 | 17.8 | 23.3 | 20 | 24.1 | 20 | 11.1 | 2.8 | 12.2 | 4.4 | 24.4 | 10.6 | 12.8 | 10.6 | 4.4 | -5 | 11.7 | 7.2 | 27 | 8 | 10 | 1.1 | 10.6 | -1.7
3 | -4 | 2.8 | -4.4 | 13.9 | 12.2 | 13.9 | 8.3 | 8.3 | -1.3 | 25.2 | -1.4 | 10 | 3 | 17.3 | 9 | 14.4 | 11.1 | 19.4 | 7.5 | 13.3 | 8.9 | 10.8 | 7.9 | 8.3 | 5 | 12.2 | -10.2 | 22 | 18 | 16.7 | 11.1 | 24.4 | 17.2 | 23 | 18.6 | 16.7 | 9.4 | 16.7 | 7.2 | 21.1 | 12.8 | 11.7 | 1.7 | 14.4 | 1.7 | 11.7 | 2.2 | 18.3 | 12.2 | 18.3 | 11.1 | 18.9 | 16.2 | 22.2 | 21.7 | 20 | 11.7 | 7.2 | 3.3 | 12 | 5 | 2.8 | 2.8 | 13.3 | 6 | 7.8 | 1.1 | 2.6 | 2.5 | 5.6 | -4 | 8.3 | -5.6 | 15 | 10 | 16.7 | 3.9 | 26.7 | 19.4 | 26.1 | 20.6 | 14.4 | 12.8 | 7.7 | -1.6 | 8.9 | 1.1 | 12.8 | 5.6 | 10.7 | 6.3 | 17.2 | 6.1 | 16.1 | 5 | 15.6 | 13.3 | 10.8 | 0.8 | 2.8 | -1.4 | 27.2 | -4.4 | 11.1 | -1.1 | 7.1 | -4.7 | 13.5 | 7.1 | 20.5 | 14.9 | 12.2 | 1.7 | 13.9 | -1.1 | 15 | 8.3 | 5 | 3 | 8.3 | -1.1 | 6.7 | 3.9 | 16.7 | 15.6 | 9.4 | 6.1 | 14 | 2 | 16.1 | 10.6 | 13.9 | 6.1 | 11.7 | 2.8 | 16.3 | 10.2 | 12.8 | 10 | 17.8 | 7.2 | 23.3 | 19.4 | 21.1 | -2.2 | 21.1 | 17.8 | 23.3 | 20 | 23.3 | 20.6 | 9.4 | 1.1 | 11.1 | 5 | 23.3 | 11.1 | 12.2 | 10 | 3.9 | -3.9 | 11.7 | 7.2 | 25.7 | 8.3 | 8.7 | 1.4 | 9.5 | -1.6
2 | -2 | 0.6 | -4.4 | 12.8 | 11.4 | 12.6 | 7.7 | 5.6 | -1.8 | 24.2 | -1.4 | 8 | 2 | 15.6 | 9.4 | 13.9 | 11.1 | 18.3 | 7.2 | 12.8 | 8.9 | 10.6 | 7.8 | 8.9 | 5 | 11.1 | -9.8 | 23 | 19 | 17.2 | 5.6 | 24.4 | 16.7 | 21.7 | 17.8 | 15 | 10 | 16.1 | 7.8 | 20.6 | 12.8 | 10.4 | 2 | 13.3 | 0.6 | 12.8 | 1.7 | 17.2 | 12.8 | 17.2 | 11.1 | 18.9 | 16.1 | 21.7 | 21.1 | 19.4 | 11.1 | 6.7 | 3.3 | 11 | 6 | 2.8 | 2.8 | 12.8 | 6.1 | 7.2 | 0.6 | 2.2 | 2.2 | 3.9 | -5 | 7.8 | -5 | 14.4 | 9.4 | 15.6 | 4.4 | 26.3 | 19.5 | 25.5 | 20.8 | 14.4 | 13.3 | 6.1 | -2 | 6.7 | 0.6 | 11.7 | 5 | 10 | 7.2 | 16.7 | 6.1 | 15.6 | 5 | 14.4 | 12.2 | 9.8 | 1.2 | 1.7 | -1.7 | 26.1 | -5 | 10.6 | -2.8 | 5.6 | -5.6 | 13.3 | 7.2 | 19.4 | 15.6 | 11.7 | 1.7 | 12.2 | -0.6 | 14.3 | 8.3 | 4 | 3 | 7.8 | -0.6 | 5.6 | 3.9 | 15.6 | 14.4 | 9.4 | 6.1 | 14 | 2 | 15.6 | 11.1 | 13.9 | 6.1 | 10.9 | 3.5 | 13.9 | 8.9 | 13.3 | 10.6 | 17.8 | 7.2 | 22.8 | 19.4 | 20 | -1.7 | 20 | 17.8 | 23.3 | 20.6 | 22.9 | 20.6 | 8.3 | 3.3 | 8.9 | 5 | 21.1 | 10.6 | 11.7 | 10 | 1.7 | -3.9 | 11.1 | 7.2 | 24.4 | 8.3 | 7.4 | 1.7 | 8.3 | -2.1
1 | -3 | 0.6 | -5 | 11.7 | 10.5 | 11.3 | 6.9 | 2.8 | -2.8 | 23.3 | -2.2 | 8 | 1 | 14.1 | 9 | 13.3 | 11.1 | 17.4 | 6.6 | 12.2 | 8.9 | 10.5 | 7.6 | 5.6 | 2.8 | 10 | -11.1 | 23 | 19 | 16.7 | 5.6 | 24.4 | 16.7 | 21.1 | 17.5 | 14.4 | 9.4 | 16.1 | 8.3 | 20.6 | 12.8 | 9.1 | 2.2 | 12.2 | 0 | 10.6 | 2.8 | 16.1 | 12.8 | 16.7 | 12.8 | 18.3 | 15.8 | 21.7 | 21.1 | 17.8 | 11.7 | 6.1 | 3.3 | 9 | 6 | 2.6 | 2.6 | 12.4 | 6.3 | 6.7 | 0.6 | 2.4 | 2.3 | 2 | -3.8 | 7.8 | -2.8 | 13.9 | 10 | 15 | 4.4 | 26 | 19.7 | 25 | 21.1 | 13.9 | 12.8 | 4.4 | -2.8 | 6.7 | 0.6 | 9.4 | 5.6 | 10.9 | 7.4 | 16.7 | 7.2 | 15.6 | 6.1 | 13.9 | 12.2 | 8.9 | 1.7 | 0.8 | -1.7 | 25.6 | -5 | 10 | -2.2 | 5.8 | -5.1 | 13.3 | 6.9 | 19.6 | 15.3 | 11.1 | 0.6 | 12.2 | -0.6 | 13.5 | 8.2 | 4 | 3 | 6.7 | 0.6 | 5.6 | 3.9 | 14.4 | 13.9 | 9.4 | 6.1 | 13 | 1 | 15 | 11.1 | 14.4 | 6.1 | 10.2 | 3.7 | 12.6 | 8.9 | 12.8 | 10.6 | 17.2 | 7.2 | 22.8 | 19.4 | 18.3 | -1.7 | 20 | 17.2 | 23.3 | 20.6 | 22.6 | 21.1 | 8.3 | 3.9 | 8.9 | 4.4 | 20.6 | 11.7 | 11.7 | 10 | 0.6 | -4.4 | 11.1 | 7.8 | 22.9 | 9.4 | 6.1 | 1.7 | 7.2 | -2.8
1 | -3 | 0.6 | -6.7 | 10.6 | 9.4 | 10 | 6.1 | 2.1 | -2.5 | 21.3 | -0.1 | 7 | 2 | 12.6 | 8.5 | 12.8 | 11.1 | 16.5 | 6.1 | 12.8 | 8.9 | 10.4 | 7.4 | 1.7 | 0.6 | 8.9 | -9.4 | 22 | 19 | 16.1 | 5.6 | 23.9 | 16.1 | 20.6 | 17.4 | 13.3 | 10 | 15 | 8.9 | 20.6 | 12.8 | 7.8 | 2.2 | 13.3 | 0.6 | 11.7 | 3.3 | 15.6 | 12.8 | 16.7 | 13.3 | 17.8 | 15.5 | 21.1 | 21.1 | 16.1 | 11.7 | 6.1 | 3.3 | 7 | 5 | 2.4 | 2.4 | 12.1 | 6.2 | 6.7 | 0.6 | 2.6 | 2.2 | 0.2 | -3.8 | 6.7 | -2.8 | 12.8 | 10 | 12.2 | 6.1 | 25.6 | 19.4 | 24.4 | 21.1 | 13.9 | 12.2 | 3.9 | -2.4 | 3.9 | 0 | 8.3 | 6.7 | 11.9 | 7.8 | 15.6 | 7.2 | 15 | 7.8 | 13.3 | 12.2 | 8.5 | 1.2 | -0.2 | -2 | 23.3 | -2.8 | 8.9 | -3.3 | 5.9 | -5.9 | 13.3 | 6.7 | 19.8 | 15.3 | 12.2 | -1.1 | 12.8 | -2.8 | 12.8 | 7.8 | 4 | 3 | 5.6 | 0.6 | 5.6 | 4.4 | 13.9 | 13.9 | 10 | 6.7 | 13 | 0 | 14.4 | 11.7 | 13.9 | 6.7 | 9.4 | 3.9 | 11.3 | 8.6 | 12.8 | 10.6 | 15 | 8.9 | 23.3 | 20 | 17.8 | -2.8 | 20 | 17.2 | 23.3 | 20.6 | 22.2 | 21.1 | 6.7 | 3.3 | 7.2 | 5 | 17.2 | 14.4 | 12.2 | 10.6 | 1.1 | -3.9 | 11.1 | 7.8 | 21.5 | 9.8 | 6.3 | 1.6 | 6.3 | -2.7
0 | -3 | 0 | -6.7 | 10 | 8.8 | 9.6 | 6 | 1.3 | -2.8 | 19.2 | 0.7 | 6 | 2 | 11.1 | 7.8 | 12.2 | 10 | 15.6 | 5 | 12.2 | 8.9 | 10.3 | 7.2 | 2.2 | 0.6 | 7.8 | -9.4 | 23 | 19 | 15 | 6.1 | 23.9 | 14.4 | 20 | 17.2 | 12.2 | 10 | 15 | 8.9 | 20.6 | 13.3 | 7.1 | 2.2 | 12.8 | 0 | 12.8 | 1.1 | 14.4 | 12.8 | 16.1 | 13.9 | 17.2 | 15 | 20 | 20 | 14.4 | 12.2 | 6.1 | 3.9 | 6 | 6 | 2.2 | 1.4 | 11.7 | 6.1 | 6.7 | 1.1 | 2.8 | 2.2 | -1.7 | -4.4 | 5 | -2.8 | 12.8 | 10 | 11.7 | 6.1 | 25.2 | 19.6 | 24 | 20.9 | 13.3 | 12.2 | 3.3 | -2.3 | 3.9 | 0 | 8.9 | 7.2 | 12.8 | 7.8 | 15 | 7.8 | 13.9 | 8.9 | 13.3 | 12.2 | 8.2 | 0.9 | -1.1 | -2.8 | 22.8 | -1.7 | 5 | -3.3 | 6.1 | -7.2 | 13.3 | 6.1 | 20 | 15 | 13.3 | -1.7 | 12.8 | -1.7 | 12.6 | 8.5 | 4 | 3 | 6.1 | 0 | 5.6 | 4.4 | 13.3 | 13.3 | 10 | 6.7 | 12 | 1 | 14.4 | 11.1 | 13.3 | 7.2 | 9.2 | 4.4 | 10 | 8.3 | 12.2 | 10.6 | 16.7 | 7.8 | 22.8 | 20 | 17.2 | -2.2 | 20 | 16.7 | 23.3 | 20.6 | 22.2 | 21.4 | 7.8 | 2.8 | 5.6 | 3.9 | 17.8 | 13.9 | 11.7 | 10 | 1.1 | -2.8 | 10.6 | 7.8 | 20 | 10 | 6.5 | 1.8 | 5.3 | -3.1
-1 | -4 | -1.1 | -6.7 | 9.5 | 8 | 9.3 | 5.7 | 0.6 | -3.3 | 17.2 | 1.7 | 4 | 1 | 10.2 | 7.6 | 12.2 | 10 | 14.3 | 6.2 | 11.7 | 8.9 | 10.2 | 7 | 2.2 | 1.1 | 6.7 | -10.6 | 23 | 18 | 14.4 | 5.6 | 23.9 | 14.4 | 19.3 | 16.9 | 11.7 | 9.4 | 15 | 10 | 20.6 | 13.9 | 6.3 | 1.8 | 11.7 | -0.6 | 10.6 | 2.2 | 15 | 12.8 | 16.7 | 14.4 | 17 | 15 | 19.4 | 19.4 | 15 | 12.2 | 6.1 | 3.9 | 6 | 5 | 2 | 1.2 | 11.7 | 6.4 | 7.2 | 2.2 | 2.8 | 2.4 | -2.2 | -4.1 | 5.6 | -4.4 | 12.2 | 9.4 | 9.4 | 5 | 24.8 | 19.4 | 23.7 | 20.7 | 12.8 | 12.2 | 2.8 | -2.8 | 3.3 | -0.6 | 8.9 | 7.8 | 13.2 | 8.3 | 14.4 | 8.3 | 12.2 | 8.9 | 12.2 | 11.7 | 7.8 | 0.6 | -1.1 | -2.5 | 22.2 | 0.6 | 5.6 | -3.9 | 4.8 | -5.7 | 12.4 | 6.5 | 19.6 | 15.3 | 12.8 | -1.1 | 11.7 | -0.6 | 12.4 | 8.9 | 4 | 2 | 5.6 | 1.1 | 5.6 | 4.4 | 13.3 | 13.3 | 10 | 6.7 | 11 | 1 | 13.9 | 11.7 | 12.8 | 7.2 | 9.1 | 4.7 | 9.6 | 7.6 | 11.7 | 10 | 15.6 | 7.8 | 22.8 | 20 | 16.1 | -1.1 | 20.6 | 17.8 | 22.8 | 20 | 22.2 | 21.5 | 7.2 | 3.9 | 4.4 | 3.3 | 17.2 | 13.9 | 11.7 | 10 | 1.1 | -2.2 | 10 | 7.8 | 19.6 | 10.1 | 6.7 | 1.7 | 4.4 | -3.9
-2 | -5 | -1.7 | -6.1 | 8.9 | 7.2 | 8.9 | 5.6 | 1 | -2.7 | 17 | 0.6 | 4 | 1 | 9.2 | 7.5 | 12.2 | 10.6 | 13 | 6.8 | 10.6 | 7.8 | 10.2 | 6.9 | 3.3 | 1.7 | 6.7 | -8.6 | 23 | 18 | 13.3 | 5 | 23.3 | 14.4 | 18.5 | 16.5 | 11.7 | 9.4 | 14.4 | 10 | 20.6 | 13.9 | 5.6 | 1.7 | 11.1 | -1.1 | 11.1 | 3.3 | 15 | 12.8 | 16.7 | 14.4 | 16.9 | 15.1 | 20 | 20 | 14.4 | 12.2 | 6.1 | 3.9 | 8 | 2 | 1.9 | 0.9 | 11.7 | 6.6 | 7.2 | 2.2 | 2.8 | 2.7 | -2.8 | -4.2 | 5 | -4.4 | 11.7 | 10 | 8.9 | 5.6 | 24.4 | 19.4 | 23.3 | 20.6 | 15 | 11.1 | 2.4 | -2.6 | 4.4 | 1.1 | 10.6 | 8.9 | 13.5 | 8.6 | 13.9 | 7.8 | 10.6 | 8.9 | 12.2 | 11.1 | 6.9 | 0.8 | -1.1 | -2.5 | 21.7 | 1.7 | 7.2 | -6.1 | 3.5 | -5.3 | 11.5 | 6.7 | 19.3 | 15.4 | 13.3 | -0.6 | 11.1 | 1.1 | 12.2 | 9.4 | 4 | 1 | 5 | 0.6 | 5 | 3.9 | 12.8 | 12.8 | 10 | 7.2 | 10 | 1 | 12.2 | 10.6 | 12.8 | 8.3 | 8.9 | 5 | 9.3 | 6.9 | 11.7 | 10 | 15.6 | 8.9 | 22.2 | 19.4 | 17.2 | -1.1 | 20 | 17.2 | 22.2 | 20 | 22.2 | 21.7 | 5.6 | 3.3 | 3.9 | 3.3 | 16.7 | 12.2 | 11.7 | 9.4 | 3.3 | -2.2 | 10 | 7.2 | 19.3 | 10.3 | 6.1 | 1 | 3.9 | -3.6
-3 | -5 | -1.1 | -5.6 | 8.9 | 6.9 | 8.3 | 5.3 | 1.3 | -2.5 | 16.9 | 0.1 | 3 | 1 | 8.3 | 7.2 | 12.2 | 10.6 | 11.7 | 7.2 | 10.6 | 7.8 | 10.1 | 6.7 | 3.3 | 1.1 | 6.7 | -7.8 | 23 | 18 | 13.3 | 4.4 | 22.8 | 13.3 | 17.8 | 16.1 | 12.8 | 9.4 | 13.9 | 10 | 20 | 13.9 | 5.4 | 1.5 | 11.1 | -0.6 | 10.6 | 3.9 | 15 | 13.3 | 16.7 | 14.4 | 16.7 | 15 | 18.9 | 18.9 | 15 | 12.2 | 5.6 | 3.3 | 7 | 2 | 1.7 | 0.9 | 11.7 | 6.7 | 7.2 | 2.8 | 2.8 | 2.8 | -3.3 | -4.4 | 4.4 | -3.3 | 11.1 | 10 | 8.9 | 5.6 | 24.2 | 19.5 | 23.1 | 20.5 | 14.4 | 11.7 | 2.1 | -2.6 | 3.9 | 0.6 | 11.7 | 10 | 13.9 | 8.9 | 13.3 | 8.3 | 8.9 | 8.3 | 11.1 | 11.1 | 5.9 | 1 | -1.1 | -2.8 | 20.6 | 2.2 | 2.2 | -5 | 2.2 | -5.6 | 10.6 | 6.7 | 18.9 | 15.6 | 11.7 | 0 | 11.1 | 0 | 12.8 | 10.6 | 4 | 2 | 5 | 1.1 | 5 | 3.3 | 12.8 | 12.8 | 9.4 | 7.8 | 10 | 0 | 12.8 | 11.1 | 12.8 | 8.3 | 8.2 | 5.2 | 8.9 | 6.1 | 10.6 | 8.9 | 15 | 8.9 | 22.2 | 19.4 | 16.7 | -1.1 | 20 | 18.3 | 22.2 | 20 | 22 | 21.3 | 6.1 | 3.3 | 3.9 | 3.3 | 15.6 | 12.2 | 11.7 | 9.4 | 1.7 | -2.8 | 9.4 | 7.2 | 18.9 | 10 | 5.6 | 0.3 | 3.3 | -4.1
-2 | -3 | -2.8 | -5.6 | 8.9 | 6.5 | 7.8 | 5.3 | 1.7 | -2.8 | 16.7 | -1.1 | 4 | 1 | 8.9 | 7.2 | 12.8 | 11.1 | 12.6 | 7.1 | 11.7 | 8.3 | 10 | 6.5 | 3.9 | 1.7 | 6.7 | -8.3 | 22 | 18 | 12.2 | 4.4 | 22.8 | 13.3 | 18.2 | 16.4 | 13.3 | 9.4 | 13.9 | 10 | 20 | 13.3 | 5.2 | 1.3 | 11.7 | -0.6 | 7.8 | 3.3 | 14.4 | 13.3 | 16.1 | 13.3 | 16.9 | 15.6 | 18.9 | 18.9 | 17.2 | 14.4 | 5.6 | 3.3 | 7 | 1 | 1.7 | 0.6 | 13 | 7.5 | 7.2 | 3.3 | 3 | 2.9 | -2.4 | -4.3 | 3.9 | -2.2 | 10.6 | 9.4 | 7.8 | 5 | 24.1 | 19.4 | 23 | 20.5 | 16.1 | 11.1 | 1.7 | -3.3 | 3.9 | 0 | 11.1 | 9.4 | 14.3 | 7.8 | 12.8 | 7.8 | 8.3 | 8.3 | 10.6 | 10.6 | 5 | 1.1 | 0.2 | -1.8 | 20.6 | 2.2 | 3.3 | -5.6 | 3.7 | -4.6 | 11 | 5.8 | 19.1 | 15.8 | 11.7 | 1.1 | 11.1 | -1.1 | 13.3 | 11.7 | 3 | 1 | 5 | 1.1 | 3.9 | -2.8 | 12.8 | 12.8 | 9.4 | 8.3 | 9 | 0 | 15 | 12.2 | 12.2 | 8.3 | 7.4 | 5.1 | 9.1 | 6.6 | 9.4 | 8.9 | 12.8 | 10.6 | 22.8 | 20 | 12.2 | -1.7 | 20 | 17.8 | 21.7 | 20 | 21.9 | 21.1 | 5.6 | 2.2 | 3.9 | 3.3 | 10.6 | 7.8 | 11.7 | 9.4 | 1.1 | -1.7 | 9.4 | 7.2 | 19.1 | 10.4 | 5 | -0.6 | 2.8 | -5
-1 | -3 | -0.6 | -6.7 | 8.9 | 6.1 | 7.2 | 5 | 4.1 | -1.7 | 18.2 | -0.5 | 5 | 2 | 9.4 | 6.9 | 12.8 | 11.1 | 13.5 | 7.1 | 11.1 | 7.2 | 10 | 6.3 | 4.4 | 2.2 | 8 | -6.5 | 22 | 18 | 12.2 | 4.4 | 22.8 | 12.8 | 18.5 | 16.5 | 13.3 | 11.7 | 13.3 | 10.6 | 20 | 13.3 | 5 | 1.1 | 11.7 | -1.1 | 7.8 | 4.4 | 15 | 12.8 | 13.3 | 10.6 | 17 | 16.2 | 19.4 | 19.4 | 17.8 | 14.4 | 6.1 | 3.3 | 6 | 1 | 1.7 | 0.9 | 14.3 | 7.8 | 7.2 | 3.3 | 3.1 | 2.7 | -1.5 | -4.3 | 4.4 | -2.2 | 10 | 8.9 | 8.3 | 4.4 | 23.9 | 19.4 | 22.8 | 20.6 | 16.1 | 12.2 | 3.2 | -1.9 | 5 | 0.6 | 10 | 7.2 | 14.6 | 6.5 | 12.8 | 8.9 | 7.8 | 7.8 | 11.1 | 10 | 6.1 | 1.4 | 1.5 | -1.4 | 20.6 | 2.8 | 5.6 | -5 | 5.2 | -4.1 | 11.3 | 4.3 | 19.2 | 15.9 | 11.1 | 2.2 | 11.1 | -0.6 | 13.9 | 12.8 | 3 | 1 | 4.4 | 1.7 | 3.9 | 2.8 | 12.2 | 12.2 | 9.4 | 8.9 | 10 | 0 | 15 | 11.7 | 11.7 | 8.9 | 6.7 | 5 | 9.2 | 6.8 | 10.6 | 8.9 | 12.2 | 10.6 | 22.8 | 20 | 11.1 | -2.2 | 20 | 18.9 | 22.2 | 20.6 | 21.7 | 20.6 | 3.9 | 1.1 | 3.9 | 3.3 | 7.8 | 5.6 | 11.7 | 10 | 0.6 | -1.7 | 9.4 | 7.2 | 19.2 | 10.5 | 8.9 | 1.1 | 4.6 | -3.9
2 | -1 | -0.6 | -7.2 | 10.4 | 6.8 | 9.4 | 6.2 | 6.5 | -1 | 19.6 | 0.1 | 7 | 2 | 10 | 6.7 | 13.9 | 12.2 | 14.4 | 6.7 | 13.9 | 9.4 | 10 | 6.1 | 4.4 | 2.2 | 9.3 | -5.8 | 23 | 18 | 13.9 | 5 | 22.8 | 13.9 | 18.9 | 16.7 | 15 | 11.7 | 13.3 | 10.6 | 21.1 | 13.3 | 8.9 | 2.7 | 11.7 | -0.6 | 13.9 | 7.2 | 15 | 13.3 | 12.8 | 10 | 17.2 | 16.7 | 20.6 | 20.6 | 20 | 14.4 | 6.1 | 3.3 | 8 | 3 | 1.7 | 1.7 | 15.6 | 8.3 | 7.8 | 3.3 | 3.3 | 2.8 | -0.6 | -5 | 4.4 | -3.3 | 10 | 8.9 | 9.4 | 5 | 24.6 | 19.9 | 23.7 | 20.8 | 17.8 | 14.4 | 4.6 | -0.9 | 9.4 | 0 | 10 | 7.2 | 15 | 5 | 13.9 | 9.4 | 8.9 | 8.9 | 12.2 | 10.6 | 7.2 | 1.9 | 2.8 | -1.1 | 23.3 | 2.2 | 8.9 | -3.9 | 6.7 | -4.4 | 11.7 | 2.8 | 19.4 | 16.1 | 12.8 | 1.7 | 11.1 | 0 | 15.4 | 14.1 | 3 | 0 | 6.1 | 1.7 | 5.6 | 3.9 | 14.4 | 14.4 | 10 | 10 | 10 | 0 | 15.6 | 12.8 | 12.8 | 9.4 | 8.4 | 6 | 9.4 | 7.2 | 13.9 | 10 | 11.7 | 10.6 | 23.3 | 20.6 | 16.7 | -1.1 | 20 | 18.9 | 22.8 | 20 | 22.1 | 20.6 | 7.2 | 2.8 | 6.7 | 6.1 | 6.7 | 3.9 | 12.2 | 10 | 0.6 | -1.7 | 10 | 7.8 | 19.4 | 10.6 | 12.8 | 2.1 | 6.5 | -3.5
6 | -2 | -0.6 | -7.8 | 11.8 | 6.9 | 11.7 | 7.1 | 8.9 | -1.1 | 21.1 | 0.6 | 9 | 3 | 12.4 | 7.1 | 15.6 | 12.8 | 17.2 | 7.3 | 17.8 | 10.6 | 10.9 | 6.5 | 6.1 | 2.2 | 10.6 | -6.1 | 23 | 18 | 17.8 | 6.7 | 23.3 | 15 | 21.5 | 17.5 | 18.3 | 12.8 | 14.4 | 11.1 | 23.3 | 13.9 | 12.8 | 3.7 | 13.3 | -0.6 | 17.8 | 2.8 | 15.6 | 13.3 | 15 | 10 | 19.4 | 17.9 | 21.1 | 21.1 | 21.7 | 15 | 6.1 | 3.3 | 11 | 4 | 2.6 | 2 | 16.9 | 9.4 | 7.8 | 3.3 | 3.7 | 2.7 | 2.9 | -3.6 | 4.4 | -3.9 | 10 | 8.9 | 13.9 | 6.7 | 25.4 | 20.2 | 24.7 | 21 | 21.1 | 16.7 | 6.1 | 0 | 9.4 | -5.6 | 11.1 | 7.2 | 16.1 | 5.7 | 16.1 | 10 | 12.8 | 10 | 12.8 | 10.6 | 8.3 | 2.2 | 5.9 | -0.1 | 25 | 1.7 | 10.6 | -2.8 | 8.7 | -3.7 | 13.2 | 3 | 20.7 | 16.1 | 13.9 | 3.9 | 12.2 | 0.6 | 16.8 | 15.4 | 3 | 0 | 8.3 | 1.1 | 7.2 | 3.9 | 16.7 | 15.6 | 10.6 | 10 | 12 | 0 | 19.4 | 13.3 | 14.4 | 10 | 10 | 6.9 | 10.5 | 7.4 | 17.2 | 10.6 | 12.2 | 11.1 | 25 | 20.6 | 22.8 | 0 | 20 | 18.9 | 23.9 | 20.6 | 22.4 | 20.1 | 11.7 | 4.4 | 11.1 | 7.2 | 5.6 | 3.3 | 13.3 | 10.6 | 3.9 | -1.1 | 10 | 6.7 | 21.6 | 11.4 | 16.7 | 2.2 | 8.3 | -3.9
7 | -2 | 0.6 | -7.8 | 13.3 | 7.2 | 13.9 | 7.8 | 10 | -0.4 | 23.7 | 1.3 | 11 | 4 | 14.8 | 7.1 | 15 | 12.2 | 20 | 7.7 | 20 | 8.9 | 11.9 | 6.6 | 6.1 | 2.2 | 13.2 | -4.8 | 23 | 18 | 21.1 | 7.2 | 25 | 15 | 24.1 | 18.1 | 21.1 | 12.8 | 17.2 | 11.7 | 23.9 | 13.3 | 16.7 | 3.9 | 15.6 | 0.6 | 19.4 | 1.7 | 15.6 | 13.9 | 17.8 | 10 | 21.7 | 19.1 | 23.9 | 20.6 | 23.3 | 13.9 | 7.2 | 3.3 | 14 | 6 | 3.5 | 2.5 | 18.1 | 10.3 | 8.3 | 3.9 | 4 | 2.4 | 6.5 | -3.3 | 5 | -3.3 | 10.6 | 8.9 | 16.7 | 7.2 | 26.1 | 20.6 | 25.6 | 21.1 | 19.4 | 17.8 | 8.7 | 0.4 | 9.4 | -2.2 | 11.7 | 3.9 | 17.2 | 6.7 | 17.2 | 10 | 15.6 | 10.6 | 13.9 | 11.1 | 10.7 | 1.8 | 9.1 | 0 | 25.6 | 2.8 | 12.8 | -5 | 10.8 | -3.9 | 14.6 | 2.5 | 22 | 16.3 | 15.6 | 5 | 14.4 | 1.1 | 18.3 | 16.7 | 4 | 0 | 9.4 | -0.6 | 8.9 | 4.4 | 19.4 | 15.6 | 11.7 | 11.1 | 14 | 0 | 21.1 | 12.8 | 13.9 | 10.6 | 11.7 | 7.8 | 11.7 | 7.8 | 19.4 | 11.7 | 12.2 | 11.7 | 25.6 | 20 | 23.9 | 0.6 | 21.1 | 20 | 25.6 | 20.6 | 22.8 | 20 | 12.8 | 5 | 14.4 | 7.8 | 5 | 2.8 | 15 | 11.7 | 5.6 | -2.8 | 10 | 7.2 | 23.9 | 11.9 | 17.4 | 1.8 | 10.3 | -2.7
9 | -2 | 1.7 | -8.3 | 15.2 | 7.3 | 14.5 | 7.8 | 11.1 | 0.2 | 26.3 | 1.6 | 12 | 3 | 17.2 | 6.7 | 15.6 | 12.2 | 22.8 | 7.2 | 21.1 | 9.4 | 12.8 | 6.7 | 6.7 | 2.8 | 15.7 | -4.7 | 24 | 18 | 21.7 | 6.1 | 25 | 15 | 26.7 | 18.3 | 22.8 | 8.9 | 18.9 | 12.2 | 25 | 13.3 | 18.2 | 4 | 17.2 | 0 | 21.1 | 2.8 | 15.6 | 14.4 | 18.9 | 10 | 23.9 | 20 | 25.6 | 20.6 | 23.3 | 11.7 | 7.8 | 3.3 | 17 | 4 | 4.4 | 2.8 | 19.4 | 11.1 | 8.9 | 3.9 | 4.4 | 2.2 | 10 | -4.4 | 6.1 | -3.3 | 10.6 | 9.4 | 18.3 | 4.4 | 26.7 | 20.8 | 27.3 | 21.6 | 22.8 | 18.9 | 11.3 | 0.7 | 10.6 | -1.7 | 12.2 | 3.9 | 18.3 | 7.2 | 20 | 10 | 19.4 | 9.4 | 14.4 | 10 | 13.2 | 0.6 | 12.2 | -0.6 | 26.7 | 1.7 | 14.4 | -7.2 | 12.8 | -5 | 16.1 | 2.2 | 23.3 | 16.1 | 16.7 | 8.9 | 16.7 | 1.7 | 19.8 | 16.5 | 6 | 0 | 9.4 | -0.6 | 8.9 | 2.2 | 22.2 | 16.1 | 13.3 | 11.7 | 15 | 0 | 23.3 | 12.8 | 15.6 | 11.7 | 13.5 | 8.6 | 12.8 | 7.8 | 21.1 | 12.2 | 13.9 | 12.2 | 26.1 | 20.6 | 25 | 0.6 | 21.7 | 20 | 28.3 | 20 | 23.7 | 19.9 | 13.9 | 4.4 | 17.2 | 8.3 | 4.4 | 2.2 | 16.7 | 11.1 | 6.1 | -4.4 | 10.6 | 7.8 | 26.1 | 12.2 | 18.2 | 0.8 | 12.4 | -2.3
11 | -3 | 1.7 | -6.7 | 17 | 6.5 | 15 | 7.6 | 12.2 | 0.6 | 28.9 | 2.2 | 12 | 3 | 18.9 | 7.1 | 15 | 11.1 | 24.5 | 7.2 | 22.2 | 10 | 13.3 | 6.9 | 6.7 | 2.8 | 18.3 | -6.1 | 24 | 19 | 22.8 | 5.6 | 26.1 | 15.6 | 27.2 | 18 | 23.9 | 7.8 | 21.1 | 12.2 | 25.6 | 13.3 | 19.6 | 3.3 | 18.9 | 0.6 | 21.1 | 1.7 | 15.6 | 15 | 20 | 10 | 24.8 | 20.5 | 26.7 | 20 | 23.3 | 11.7 | 7.2 | 3.9 | 18 | 2 | 5.3 | 2.7 | 22.2 | 12.5 | 9.4 | 4.4 | 4.4 | 2.1 | 11.5 | -3.7 | 6.7 | -3.3 | 10.6 | 9.4 | 18.9 | 2.2 | 27.2 | 20.6 | 28.9 | 21.7 | 25 | 19.4 | 13.9 | 0 | 11.7 | -1.1 | 13.3 | 4.4 | 18.5 | 6.4 | 21.1 | 10 | 21.1 | 9.4 | 13.9 | 9.4 | 15.6 | -1.7 | 13.1 | -1.4 | 28.3 | 1.1 | 15.6 | -8.9 | 13.7 | -4.4 | 16.8 | 2.4 | 23.5 | 15.6 | 17.8 | 9.4 | 17.2 | 2.2 | 21.3 | 15.9 | 7 | -1 | 11.7 | -1.7 | 9.4 | 2.2 | 25 | 15.6 | 16.1 | 12.8 | 16 | 0 | 24.4 | 11.1 | 16.1 | 11.1 | 15.4 | 9.6 | 14.1 | 8.1 | 23.9 | 9.4 | 13.9 | 11.1 | 26.1 | 20.6 | 25.6 | 0.6 | 22.2 | 20 | 29.4 | 20.6 | 24.7 | 19.8 | 15 | 5 | 20 | 6.7 | 4.4 | 2.2 | 18.3 | 12.2 | 7.8 | -6.1 | 11.7 | 8.9 | 27 | 11.9 | 18.9 | 0 | 14.4 | -2.2
11 | -3 | 1.1 | -6.7 | 18.9 | 5.6 | 15.6 | 7.2 | 12.4 | -0.1 | 29.8 | 1.3 | 13 | 2 | 20.5 | 7.2 | 16.7 | 11.1 | 26.1 | 6.7 | 23.9 | 6.7 | 13.9 | 6.8 | 6.7 | 2.8 | 20.2 | -5.7 | 25 | 18 | 22.2 | 5 | 26.7 | 15 | 27.8 | 17.7 | 24.4 | 11.1 | 21.7 | 12.2 | 27.2 | 13.9 | 21.1 | 2.8 | 21.1 | 0 | 13.9 | 4.4 | 16.1 | 15.6 | 21.7 | 8.9 | 25.8 | 20.8 | 27.8 | 20 | 23.9 | 12.2 | 7.2 | 3.3 | 19 | 2 | 6.3 | 2.6 | 25 | 13.6 | 9.4 | 4.4 | 4.4 | 1.8 | 12.9 | -3.8 | 6.7 | -3.3 | 10.6 | 9.4 | 19.4 | 0.6 | 27.8 | 20.6 | 30.6 | 21.7 | 28.3 | 20.6 | 14.5 | -1 | 13.3 | 0.6 | 14.4 | 4.4 | 18.7 | 5.2 | 22.2 | 10.6 | 25 | 6.7 | 12.8 | 11.1 | 16.7 | -1.7 | 14.1 | -3.2 | 28.9 | 1.7 | 18.3 | -12.8 | 14.7 | -4.1 | 17.6 | 2.4 | 23.7 | 15.2 | 17.8 | 10.6 | 18.9 | 2.8 | 22.8 | 15 | 8 | 0 | 13.9 | -1.1 | 10 | 2.2 | 26.7 | 11.7 | 17.2 | 13.9 | 17 | 1 | 25.6 | 10.6 | 19.4 | 10 | 17.2 | 10 | 15.4 | 8 | 25.6 | 10 | 14.4 | 11.7 | 26.7 | 20 | 27.2 | 0.6 | 22.8 | 20.6 | 31.1 | 20 | 25.6 | 19.4 | 15.6 | 4.4 | 21.7 | 6.7 | 4.4 | 2.8 | 19.4 | 13.3 | 8.9 | -6.1 | 11.7 | 8.9 | 28 | 11.6 | 19.5 | 0 | 16.1 | -3
11 | -3 | 1.1 | -5.6 | 19.5 | 5.6 | 16.5 | 8 | 12.6 | -0.6 | 30.8 | 0.2 | 14 | 3 | 22.2 | 7.2 | 16.7 | 11.7 | 27.8 | 6.1 | 24.4 | 9.4 | 14.4 | 6.7 | 6.7 | 3.3 | 22 | -5.9 | 25 | 19 | 22.2 | 5.6 | 26.7 | 15 | 28.3 | 17.2 | 25 | 12.2 | 21.7 | 11.1 | 27.2 | 12.8 | 21.8 | 2.5 | 23.3 | -1.1 | 11.7 | 3.3 | 17.2 | 16.1 | 22.8 | 9.4 | 26.7 | 21.1 | 27.8 | 20 | 22.8 | 11.7 | 6.7 | 3.3 | 21 | 3 | 7.2 | 2.2 | 27.8 | 14.4 | 10 | 5 | 4.4 | 1.7 | 14.4 | -4.4 | 6.7 | -3.9 | 10.6 | 9.4 | 21.1 | -0.6 | 27.6 | 20.2 | 30.4 | 21.2 | 30 | 20.6 | 15 | -2.1 | 14.4 | -2.2 | 15.6 | 6.1 | 18.9 | 3.9 | 22.8 | 10 | 26.7 | 3.9 | 12.2 | 11.1 | 17.8 | -2.7 | 15 | -6.1 | 30 | 1.7 | 18.9 | -10.6 | 15.6 | -5 | 18.3 | 2.8 | 23.9 | 14.4 | 16.7 | 10 | 18.9 | 2.8 | 23.5 | 15.1 | 9 | 0 | 13.3 | -3.9 | 11.7 | 1.7 | 26.7 | 12.2 | 17.2 | 13.9 | 17 | 0 | 25 | 11.7 | 12.2 | 9.4 | 17.4 | 10.1 | 16.7 | 7.8 | 26.7 | 11.1 | 16.1 | 11.1 | 27.2 | 19.4 | 27.8 | 0 | 22.8 | 20.6 | 31.7 | 20 | 26.1 | 19.3 | 16.7 | 3.3 | 22.8 | 4.4 | 5 | 2.8 | 20.6 | 13.3 | 8.9 | -7.8 | 10.6 | 7.8 | 28.9 | 11.1 | 20 | -0.1 | 17.7 | -4.3
12 | -5 | 1.1 | -1.1 | 20 | 4.9 | 17.4 | 8.3 | 12.8 | -1.7 | 31.7 | -1.1 | 14 | 2 | 23.1 | 7.3 | 16.7 | 10.6 | 28 | 6.2 | 24.4 | 8.9 | 14 | 6.9 | 7.2 | 3.9 | 23.9 | -8.3 | 25 | 19 | 22.2 | 5.6 | 26.1 | 15 | 26.6 | 18 | 26.1 | 12.8 | 22.8 | 11.7 | 27.8 | 12.8 | 22.6 | 2.1 | 25 | -2.8 | 11.7 | 3.3 | 17.8 | 16.7 | 24.4 | 7.8 | 27.4 | 21 | 27.8 | 20 | 21.7 | 12.2 | 6.7 | 3.3 | 21 | 0 | 7.4 | 1.7 | 24.8 | 14 | 11.1 | 5.6 | 5.2 | 2 | 14.6 | -3.7 | 7.2 | -4.4 | 10 | 8.9 | 22.2 | 1.7 | 27.4 | 20 | 30.2 | 20.5 | 30.6 | 20 | 15.6 | -4.4 | 15 | -1.7 | 17.2 | 6.1 | 18.9 | 1.4 | 23.3 | 9.4 | 26.7 | 2.8 | 11.7 | 11.7 | 18.9 | -3.9 | 14.6 | -4.6 | 30.6 | 2.2 | 19.4 | -9.4 | 15.8 | -4.7 | 18.9 | 2.3 | 22.8 | 14.4 | 13.9 | 12.2 | 20 | 3.9 | 24.3 | 14.7 | 10 | -2 | 14.4 | -2.8 | 8.9 | 4.4 | 27.8 | 13.3 | 17.2 | 14.4 | 18 | 0 | 23.9 | 12.2 | 16.1 | 12.8 | 17.6 | 10.3 | 17.8 | 7 | 27.8 | 11.1 | 18.3 | 10.6 | 27.2 | 20 | 28.3 | -0.6 | 24.4 | 21.1 | 31.1 | 21.1 | 26.7 | 19.1 | 17.8 | 4.4 | 22.8 | 5 | 5 | 3.3 | 21.7 | 12.2 | 3.9 | -1.7 | 10 | 7.2 | 29.1 | 11.2 | 20.6 | 0 | 19.4 | -8.3
12 | -5 | 1.1 | -1.1 | 20.6 | 4.4 | 18.3 | 8.9 | 12.2 | -1.5 | 31.7 | -1 | 15 | 3 | 24.1 | 7.3 | 16.1 | 10.6 | 28.1 | 6.8 | 23.9 | 7.2 | 13.7 | 7.3 | 7.2 | 3.3 | 23.2 | -7.9 | 24 | 20 | 22.2 | 6.1 | 26.7 | 15.6 | 25 | 18.7 | 26.1 | 13.9 | 21.7 | 12.8 | 27.2 | 12.8 | 23.3 | 1.7 | 23.9 | -3.3 | 11.7 | 2.8 | 17.8 | 16.7 | 24.4 | 6.1 | 28.2 | 20.5 | 27.8 | 20 | 21.1 | 12.2 | 6.7 | 3.3 | 22 | -1 | 7.6 | 0.8 | 21.9 | 13.3 | 11.7 | 5.6 | 5.9 | 2.4 | 14.8 | -3.1 | 6.7 | -3.9 | 10 | 8.9 | 21.7 | 1.1 | 27.2 | 19.4 | 30 | 20 | 31.7 | 20 | 15.8 | -3.7 | 15 | -1.1 | 17.2 | 5 | 18.9 | -1.4 | 24.4 | 8.9 | 27.2 | 2.8 | 11.7 | 11.1 | 19.5 | -3.6 | 14.3 | -3.5 | 31.7 | 1.1 | 18.9 | -7.8 | 15.9 | -5.1 | 19.4 | 1.8 | 21.7 | 14.4 | 13.9 | 12.2 | 20 | 4.4 | 25 | 14.4 | 10 | -3 | 14.4 | -2.8 | 8.9 | 4.4 | 27.8 | 13.3 | 18.9 | 14.4 | 18 | -2 | 22.8 | 13.3 | 20 | 11.7 | 17.8 | 10 | 18.9 | 6.1 | 27.8 | 11.1 | 19.4 | 11.1 | 26.7 | 20.6 | 28.9 | -0.6 | 25 | 21.1 | 30.6 | 21.1 | 27.2 | 18.9 | 18.3 | 3.3 | 23.3 | 4.4 | 5.6 | 3.9 | 22.2 | 12.8 | 7.8 | -1.7 | 10 | 7.2 | 29.2 | 10.9 | 20.4 | -0.2 | 19 | -7.3
11 | -8 | 1.1 | -1.1 | 19.3 | 4.7 | 17.8 | 8.7 | 11.7 | -1.3 | 31.7 | -1 | 15 | 4 | 25 | 7.2 | 16.1 | 11.1 | 28.3 | 7.2 | 22.8 | 6.7 | 13.3 | 7.2 | 7.2 | 3.9 | 22.4 | -7.4 | 24 | 20 | 21.1 | 6.7 | 26.1 | 15.6 | 23.3 | 18.9 | 25.6 | 13.3 | 22.2 | 12.2 | 26.1 | 13.3 | 22.9 | 1.3 | 21.7 | -1.1 | 9.4 | 2.2 | 20.6 | 18.3 | 25 | 6.1 | 28.9 | 20 | 26.7 | 18.9 | 20.6 | 12.8 | 6.1 | 2.8 | 21 | 0 | 7.8 | 0 | 18.9 | 12.2 | 11.7 | 6.1 | 6.7 | 2.8 | 15 | -3.3 | 6.7 | -3.9 | 10.6 | 9.4 | 22.2 | 1.1 | 27.2 | 18 | 29.4 | 20.3 | 31.7 | 20 | 15.9 | -3.6 | 13.9 | 0 | 18.3 | 4.4 | 18.9 | -5.6 | 24.4 | 8.9 | 27.2 | 2.8 | 11.7 | 11.1 | 20 | -4.4 | 13.9 | -3.3 | 31.1 | 0.6 | 19.4 | -7.8 | 16.1 | -6.1 | 20 | 1.1 | 20.6 | 13.9 | 13.3 | 11.1 | 16.1 | 10.6 | 25.4 | 13.3 | 9 | 0 | 15 | -2.8 | 10 | 4.4 | 27.8 | 9.4 | 18.9 | 13.9 | 18 | 0 | 22.2 | 13.3 | 20 | 7.2 | 16.1 | 9.8 | 20 | 4.4 | 27.8 | 11.7 | 18.3 | 11.1 | 26.7 | 20.6 | 27.8 | -0.6 | 25.6 | 19.4 | 30 | 20.6 | 26.7 | 19.1 | 18.3 | 2.2 | 23.3 | 3.9 | 6.7 | 4.4 | 21.7 | 12.2 | 4.4 | 0 | 10 | 7.2 | 29.4 | 11.1 | 20.2 | 0.1 | 18.7 | -8.3
11 | -8 | 1.1 | -1.1 | 18 | 4.2 | 17.2 | 8.1 | 11.1 | -1.7 | 31.7 | -1.1 | 14 | 4 | 23.7 | 6.5 | 15.6 | 10.6 | 26.8 | 7.3 | 21.1 | 8.3 | 12.6 | 7.3 | 7.2 | 3.9 | 21.7 | -8.9 | 23 | 20 | 21.1 | 6.7 | 26.1 | 15 | 24.1 | 18.8 | 25.6 | 13.3 | 21.1 | 13.3 | 25 | 13.9 | 22.6 | 1 | 21.1 | 1.1 | 7.8 | 1.7 | 21.7 | 17.8 | 25 | 5 | 28.3 | 19.5 | 26.1 | 18.9 | 19.4 | 13.9 | 5.6 | 2.8 | 21 | 0 | 7.2 | 0 | 18.3 | 11.9 | 12.8 | 6.7 | 6.3 | 2.4 | 14.8 | -2.7 | 6.1 | -5 | 8.9 | 7.2 | 21.7 | 1.7 | 27.2 | 16.5 | 28.9 | 20.4 | 30.6 | 20 | 16.1 | -3.9 | 8.9 | 5.6 | 16.1 | 5 | 17.8 | -0.4 | 23.3 | 8.3 | 26.1 | 5.6 | 10.6 | 8.3 | 20.6 | -5 | 12.6 | -2.2 | 30.6 | 0 | 19.4 | -7.2 | 14.3 | -5.8 | 18.7 | 1.7 | 19.7 | 14.1 | 13.3 | 11.1 | 13.9 | 11.7 | 25.7 | 12.2 | 10 | 0 | 15 | -3.3 | 11.1 | 3.3 | 26.7 | 11.7 | 18.9 | 14.4 | 18 | 0 | 22.2 | 13.3 | 20 | 6.7 | 14.5 | 9.1 | 18.7 | 4.5 | 27.2 | 12.2 | 18.9 | 10.6 | 26.1 | 21.1 | 26.1 | -1.1 | 24.4 | 18.3 | 29.4 | 20.6 | 26.1 | 19.3 | 18.3 | 1.7 | 23.3 | 2.8 | 6.7 | 5 | 21.1 | 12.2 | 6.1 | 0 | 10 | 7.2 | 28.5 | 11.2 | 20 | 0 | 18.3 | -9.4
11 | -6 | 1.7 | -0.6 | 16.7 | 3.9 | 16.7 | 7.8 | 9.8 | -2.2 | 30 | -1.2 | 14 | 4 | 22.4 | 6.2 | 14.4 | 10 | 25.4 | 7.1 | 20 | 7.2 | 11.8 | 7.3 | 6.7 | 3.3 | 19.8 | -6 | 23 | 19 | 20 | 7.2 | 25.6 | 13.3 | 24.8 | 18.5 | 25 | 13.3 | 20.6 | 14.4 | 23.9 | 13.3 | 22.2 | 0.6 | 17.2 | 3.9 | 7.2 | 1.1 | 21.1 | 17.2 | 24.4 | 4.4 | 27.8 | 19.3 | 24.4 | 18.9 | 17.2 | 16.1 | 5 | 2.8 | 20 | 0 | 6.7 | 0.1 | 17.8 | 11.6 | 12.2 | 6.7 | 6 | 2.1 | 14.6 | -2.4 | 5 | -3.9 | 6.7 | 5 | 21.7 | 2.2 | 27.2 | 14.4 | 28.3 | 20.6 | 28.9 | 20.6 | 14.3 | -3.1 | 6.1 | 3.9 | 16.1 | 5 | 16.7 | 3.1 | 22.8 | 7.2 | 23.9 | 5 | 8.3 | 8.3 | 18.7 | -6.1 | 11.3 | -1.3 | 29.4 | -1.1 | 17.8 | -7.2 | 12.4 | -5.8 | 17.4 | 2.2 | 18.7 | 14 | 13.3 | 11.1 | 13.9 | 11.7 | 26.1 | 10.6 | 9 | -1 | 13.9 | -2.8 | 10.6 | 3.9 | 24.4 | 13.3 | 18.9 | 13.9 | 18 | 0 | 21.1 | 13.3 | 17.8 | 6.7 | 12.8 | 8.3 | 17.4 | 4 | 26.1 | 12.2 | 18.3 | 10.6 | 26.1 | 21.1 | 24.4 | -5 | 23.9 | 19.4 | 27.8 | 21.1 | 25.6 | 19.4 | 15.6 | 0.6 | 20.6 | 2.8 | 7.2 | 5.6 | 19.4 | 12.2 | 5 | 0 | 10 | 7.8 | 27.6 | 11.6 | 17.6 | 2 | 15.9 | -6.8
9 | -5 | 1.7 | 0 | 14.5 | 4.8 | 14.8 | 8.3 | 8.5 | -3 | 28.4 | -1.4 | 12 | 3 | 21.1 | 5.6 | 14.4 | 9.4 | 23.9 | 7.2 | 18.3 | 6.7 | 11.1 | 7.2 | 6.1 | 2.8 | 18 | -4.7 | 22 | 19 | 18.9 | 7.8 | 24.4 | 13.9 | 25.6 | 18.3 | 23.3 | 13.3 | 18.9 | 13.9 | 22.8 | 13.3 | 20.5 | 1.4 | 17.2 | 3.3 | 7.2 | -1.1 | 20 | 16.7 | 22.2 | 5.6 | 27.2 | 18.9 | 23.3 | 18.9 | 17.2 | 15.6 | 5 | 2.8 | 18 | 0 | 6.1 | 0 | 17.2 | 11.1 | 11.7 | 6.1 | 5.6 | 1.7 | 14.4 | -2.8 | 4.4 | -4.4 | 5.6 | 2.8 | 19.4 | 2.8 | 26.3 | 15.1 | 27.8 | 20.9 | 27.2 | 20 | 12.4 | -3.4 | 4.4 | 2.8 | 14.4 | 3.9 | 15.6 | 5 | 17.8 | 6.7 | 21.7 | 2.2 | 7.2 | 7.2 | 16.9 | -6.7 | 10 | -1.1 | 27.8 | -0.6 | 16.1 | -6.7 | 10.6 | -7.2 | 16.1 | 2.2 | 17.8 | 13.9 | 12.8 | 11.1 | 13.3 | 12.2 | 24.1 | 12.1 | 8 | -1 | 11.7 | -1.7 | 9.4 | 3.9 | 23.3 | 13.9 | 18.9 | 13.9 | 17 | 0 | 20.6 | 13.3 | 16.7 | 6.1 | 12.2 | 8.5 | 16.1 | 3.9 | 25 | 12.2 | 16.7 | 12.2 | 25 | 21.1 | 23.3 | -3.3 | 23.3 | 20.6 | 26.1 | 21.1 | 25 | 19.8 | 15 | 1.7 | 18.9 | 1.7 | 7.2 | 5.6 | 15.6 | 11.1 | 4.4 | 0 | 10 | 7.2 | 26.7 | 11.7 | 15.2 | 3 | 13.5 | -6.4
7 | -4 | 1.7 | 0 | 12.2 | 5.2 | 13 | 8.5 | 7.2 | -4.4 | 26.7 | -1.7 | 12 | 5 | 19.3 | 6.8 | 13.9 | 10 | 20.7 | 9.3 | 16.1 | 8.9 | 10.7 | 7.4 | 5.6 | 3.3 | 16.1 | -4.4 | 22 | 20 | 17.8 | 8.9 | 23.9 | 12.8 | 24.3 | 18.7 | 22.2 | 14.4 | 17.8 | 13.9 | 22.2 | 13.3 | 18.9 | 1.9 | 15.6 | 1.7 | 6.7 | -2.2 | 19.4 | 16.1 | 16.7 | 6.1 | 25.9 | 19.1 | 22.2 | 19.4 | 16.7 | 16.1 | 5 | 2.8 | 16 | 1 | 4.4 | 0.2 | 16.8 | 12.2 | 10.6 | 6.7 | 4.7 | 0.8 | 12.9 | -2.3 | 3.9 | -3.9 | 4.4 | 1.1 | 17.8 | 3.9 | 25.3 | 15.4 | 27.2 | 21 | 25.6 | 20 | 10.6 | -3.9 | 3.9 | 2.8 | 13.3 | 4.4 | 15.8 | 6.5 | 16.1 | 7.2 | 18.9 | 3.9 | 6.7 | 6.1 | 15 | -8.9 | 7.8 | -0.4 | 25 | -3.9 | 13.9 | -5.6 | 9.5 | -5.6 | 15.9 | 1.2 | 17.8 | 13.9 | 12.8 | 11.1 | 13.3 | 11.7 | 22 | 13.1 | 6 | -1 | 10.6 | -0.6 | 7.8 | 4.4 | 19.4 | 15 | 17.8 | 13.3 | 14 | 1 | 18.9 | 15 | 15.6 | 7.8 | 11.7 | 8.4 | 14.3 | 3.2 | 24.4 | 12.2 | 13.9 | 11.7 | 24.4 | 21.1 | 22.8 | -3.9 | 23.9 | 20 | 25.6 | 21.1 | 24.5 | 20.2 | 10.6 | 2.2 | 15.6 | 5.6 | 7.2 | 5.6 | 14.4 | 11.1 | 2.8 | -3.9 | 9.4 | 6.7 | 25.4 | 12 | 12.8 | 3.3 | 11.1 | -6.7
4 | -3 | 1.7 | -0.6 | 10 | 5 | 11.1 | 8.3 | 6.1 | -3.4 | 25.4 | -2.7 | 11 | 4 | 17.4 | 7.5 | 13.9 | 10 | 17.6 | 10 | 14.4 | 10 | 10.3 | 7.3 | 5.6 | 2.8 | 15 | -3.8 | 22 | 21 | 15 | 9.4 | 23.3 | 12.8 | 23 | 18.8 | 21.7 | 15.6 | 17.2 | 12.8 | 21.7 | 13.9 | 17.2 | 2.2 | 14.4 | 1.1 | 6.7 | -2.2 | 12.8 | 11.7 | 16.7 | 6.7 | 24.6 | 19.5 | 21.1 | 19.4 | 16.7 | 15 | 5 | 2.8 | 14 | 1 | 2.8 | 0.2 | 16.5 | 13.3 | 9.4 | 7.8 | 3.7 | -0.1 | 11.5 | -2 | 3.3 | -3.3 | 3.9 | 0.6 | 16.1 | 3.9 | 24.4 | 15.6 | 26.7 | 21.1 | 25 | 20 | 9.1 | -3.3 | 3.3 | 2.2 | 11.7 | 3.9 | 15.9 | 7.9 | 15 | 7.8 | 17.8 | 4.4 | 6.7 | 5.6 | 13.3 | -8.2 | 5.5 | -0.3 | 25 | -4.4 | 10 | -4.4 | 8.3 | -4.9 | 15.8 | 0.4 | 17.8 | 13.9 | 12.8 | 11.1 | 13.3 | 10.6 | 20 | 13.3 | 4 | -2 | 8.9 | -0.6 | 6.7 | 3.9 | 16.7 | 13.3 | 16.7 | 13.3 | 14 | 0 | 18.3 | 15 | 15 | 7.2 | 11.1 | 8.3 | 12.4 | 2.6 | 21.7 | 13.3 | 12.8 | 11.7 | 24.4 | 21.7 | 22.2 | -3.3 | 23.3 | 21.1 | 25.6 | 21.1 | 23.9 | 20.6 | 11.1 | 3.9 | 13.3 | 6.1 | 7.2 | 5 | 13.9 | 11.1 | 2.8 | -5.6 | 9.4 | 6.7 | 24.1 | 11.8 | 11.3 | 4.3 | 9.6 | -7.5
4 | -3 | 1.7 | -0.6 | 8.7 | 4.9 | 10.4 | 8 | 5 | -2.9 | 24.1 | -3.6 | 11 | 4 | 15.6 | 7.8 | 14.4 | 10.6 | 14.4 | 10 | 12.2 | 10 | 10.1 | 7 | 5.6 | 2.8 | 13.9 | -3.8 | 22 | 21 | 14.4 | 10 | 22.8 | 14.4 | 21.7 | 18.9 | 20.6 | 15.6 | 16.1 | 12.8 | 22.2 | 15 | 16.1 | 2.1 | 12.2 | 1.1 | 6.1 | -2.8 | 12.2 | 11.7 | 15.6 | 8.3 | 23.3 | 19.4 | 20.6 | 19.4 | 15.6 | 14.4 | 4.4 | 2.8 | 13 | 2 | 1.1 | 0 | 16.1 | 13.9 | 9.4 | 8.3 | 2.8 | -1.1 | 10 | -2.8 | 3.3 | -3.3 | 3.3 | -0.6 | 15 | 3.3 | 23.3 | 16.1 | 24.7 | 20 | 23.9 | 19.4 | 7.6 | -3.7 | 2.8 | 1.7 | 11.7 | 3.3 | 16.1 | 8.9 | 14.4 | 7.8 | 16.7 | 4.4 | 6.1 | 5 | 11.7 | -7.8 | 3.3 | -0.6 | 24.4 | -4.4 | 10 | -5 | 7.2 | -5 | 15.6 | -0.6 | 17.8 | 13.9 | 12.8 | 11.7 | 13.9 | 10 | 18.7 | 12.9 | 2 | -2 | 6.1 | 0 | 6.1 | 3.9 | 15 | 12.8 | 14.4 | 13.3 | 14 | -1 | 18.3 | 15 | 13.3 | 6.7 | 10.7 | 8.1 | 10.6 | 1.7 | 21.1 | 13.3 | 13.3 | 12.2 | 24.4 | 21.7 | 21.1 | -2.8 | 23.3 | 20 | 25 | 21.1 | 23.7 | 20.7 | 10 | 5.6 | 11.7 | 6.7 | 7.2 | 5 | 13.3 | 10.6 | 1.1 | -5 | 9.4 | 6.7 | 22.8 | 11.7 | 9.8 | 4.8 | 8.2 | -9
3 | -2 | 1.1 | -1.1 | 7.4 | 4.7 | 9.6 | 7.6 | 3.9 | -3.3 | 22.8 | -5 | 11 | 3 | 14.5 | 8.3 | 14.4 | 10 | 14.2 | 9.7 | 11.7 | 10 | 9.9 | 6.8 | 5.6 | 2.8 | 12.8 | -4.4 | 22 | 21 | 13.3 | 10.6 | 22.2 | 14.4 | 21.3 | 18.7 | 19.4 | 15.6 | 15.6 | 12.8 | 21.7 | 14.4 | 15 | 2.2 | 11.1 | 2.2 | 5.6 | -2.8 | 12.2 | 11.1 | 15.6 | 10 | 22.6 | 18.6 | 20 | 19.4 | 15 | 13.3 | 4.4 | 2.2 | 11 | 3 | 1.1 | 0.1 | 16.3 | 13.4 | 9.4 | 7.8 | 1.9 | -0.9 | 10 | -2.3 | 2.2 | -1.7 | 3.3 | -1.1 | 15 | 3.3 | 22.2 | 16.5 | 22.6 | 18.6 | 22.8 | 19.4 | 6.1 | -4.4 | 2.8 | 1.7 | 11.1 | 4.4 | 16.5 | 9.7 | 14.4 | 8.9 | 15 | 4.4 | 6.1 | 5 | 10 | -8.9 | 2.6 | -0.9 | 21.7 | -4.4 | 6.1 | -2.8 | 6.5 | -4.6 | 15.2 | -0.1 | 17.1 | 13.8 | 13.3 | 12.2 | 13.3 | 11.1 | 17.4 | 12.3 | 2 | -1 | 6.1 | -0.6 | 5 | 3.3 | 13.3 | 11.7 | 14.4 | 13.3 | 13 | 0 | 17.2 | 15 | 11.7 | 7.2 | 10.4 | 8 | 9.5 | 2.1 | 22.2 | 14.4 | 13.3 | 12.2 | 24.4 | 22.2 | 20 | -2.2 | 23.3 | 20 | 24.4 | 21.1 | 23.5 | 20.8 | 8.3 | 3.9 | 10.6 | 7.2 | 7.2 | 6.1 | 13.3 | 10.6 | 0.6 | -5.6 | 9.4 | 7.2 | 21.3 | 12.2 | 8.3 | 5 | 6.7 | -12.2
2 | -3 | 1.1 | -1.1 | 6.1 | 4.4 | 8.9 | 7.2 | 3 | -3 | 20.8 | -2.6 | 10 | 2 | 13.3 | 8.2 | 14.4 | 10.6 | 14.1 | 9.4 | 11.7 | 10 | 9.6 | 6.5 | 5.6 | 2.2 | 10.9 | -3.5 | 22 | 21 | 12.8 | 10 | 22.2 | 15 | 21 | 18.6 | 18.9 | 15.6 | 15.6 | 12.8 | 21.7 | 15 | 13.9 | 2.2 | 10.6 | 2.8 | 4.4 | -2.2 | 12.2 | 11.1 | 15 | 11.1 | 21.8 | 17.6 | 21.1 | 19.4 | 15 | 13.3 | 3.9 | 2.8 | 10 | 4 | 1.1 | 0.1 | 16.5 | 12.9 | 7.8 | 6.7 | 0.9 | -0.9 | 10 | -2.3 | 2.2 | -1.7 | 3.3 | -2.2 | 14.4 | 3.9 | 21.1 | 16.7 | 20.6 | 17.2 | 22.2 | 20 | 5.5 | -3.6 | 2.8 | 1.1 | 10.6 | 3.9 | 16.8 | 10 | 13.9 | 9.4 | 12.2 | 3.9 | 6.1 | 3.9 | 9.4 | -6.9 | 1.8 | -1.4 | 21.1 | -3.3 | 6.1 | -3.3 | 5.7 | -4.4 | 14.8 | -0.1 | 16.3 | 13.6 | 14.4 | 12.8 | 12.8 | 11.1 | 16.1 | 11.7 | 0 | -2 | 5 | 0 | 4.4 | 2.8 | 11.7 | 10.6 | 13.3 | 12.2 | 12 | 1 | 16.7 | 14.4 | 12.2 | 7.2 | 10 | 7.8 | 8.3 | 2.1 | 21.7 | 15.6 | 12.8 | 11.7 | 24.4 | 22.2 | 18.9 | -2.2 | 22.2 | 20.6 | 24.4 | 20 | 23.3 | 21.1 | 11.1 | 5 | 11.1 | 7.8 | 8.3 | 6.7 | 12.8 | 10.6 | 0.6 | -6.7 | 9.4 | 7.2 | 19.8 | 12.3 | 7.9 | 5.4 | 5.6 | -11.5
2 | -2 | 0.6 | -1.1 | 5.4 | 4.1 | 8.9 | 7 | 2 | -3.1 | 18.7 | -2 | 8 | 3 | 12.2 | 8.3 | 13.9 | 10.6 | 13.9 | 8.9 | 11.1 | 10 | 9.5 | 6.6 | 3.9 | 1.7 | 9.1 | -3.6 | 22 | 20 | 13.9 | 10.6 | 22.2 | 15 | 20.6 | 18.3 | 17.8 | 15.6 | 15 | 12.8 | 21.1 | 15.6 | 12.8 | 2.6 | 9.4 | 2.8 | 4.4 | -2.2 | 12.8 | 11.7 | 15 | 11.1 | 21.1 | 16.7 | 21.7 | 19.4 | 15.6 | 14.4 | 4.4 | 2.8 | 9 | 4 | 1.1 | -0.3 | 16.7 | 12.2 | 7.8 | 6.7 | 0 | -1.1 | 10 | -2.8 | 2.2 | -1.7 | 2.8 | -4.4 | 14.4 | 3.9 | 20.7 | 17 | 19.8 | 17.6 | 21.7 | 19.4 | 5 | -3.6 | 2.2 | 1.1 | 9.4 | 4.4 | 17.2 | 10.6 | 13.9 | 10 | 11.1 | 3.3 | 6.1 | 3.3 | 8.9 | -5.4 | 1.1 | -2.2 | 20.6 | -2.8 | 7.2 | -5 | 5 | -5 | 14.4 | 0 | 15.6 | 13.3 | 14.4 | 12.8 | 12.8 | 11.1 | 15.7 | 10.1 | 0 | -3 | 2.8 | -0.6 | 3.9 | 2.8 | 11.1 | 10.6 | 13.9 | 12.2 | 9 | 1 | 16.1 | 14.4 | 11.7 | 7.2 | 9.8 | 7.8 | 7.2 | 2.2 | 20.6 | 15.6 | 12.2 | 11.7 | 24.4 | 22.2 | 17.2 | -2.2 | 21.7 | 20 | 24.4 | 20 | 23.1 | 21.2 | 10.6 | 6.1 | 11.1 | 7.8 | 8.3 | 6.7 | 12.2 | 10.6 | -0.6 | -6.1 | 9.4 | 7.2 | 18.3 | 12.2 | 7.6 | 5.9 | 4.4 | -12.4
2 | -3 | 0.6 | -1.1 | 4.6 | 3.7 | 8.9 | 6.9 | 1.1 | -3.9 | 16.7 | -1.7 | 9 | 5 | 11.1 | 8.2 | 14.4 | 8.9 | 13.2 | 8.9 | 11.1 | 10 | 9.4 | 6.6 | 3.9 | 1.1 | 7.2 | -4.4 | 23 | 21 | 11.7 | 10 | 22.2 | 15 | 20.4 | 18.2 | 17.8 | 15.6 | 13.9 | 12.2 | 21.7 | 15 | 11.7 | 2.7 | 9.4 | 2.8 | 3.9 | -2.2 | 12.8 | 11.7 | 15 | 11.1 | 20.7 | 16.8 | 21.7 | 20 | 15.6 | 14.4 | 3.9 | 2.2 | 8 | 5 | 0.5 | -0.4 | 15 | 11.4 | 6.7 | 5.6 | -0.2 | -1.3 | 9.8 | -2.2 | 2.8 | -3.3 | 1.7 | -5 | 13.9 | 3.9 | 20.4 | 17.1 | 19.1 | 18.1 | 21.7 | 20 | 4.4 | -3.9 | 2.8 | 0.6 | 7.8 | 5 | 17.2 | 11.5 | 13.3 | 10 | 10.6 | 3.3 | 6.1 | 3.3 | 8.3 | -5 | 0.7 | -1.9 | 19.4 | -3.9 | 2.8 | -2.8 | 3.1 | -3.9 | 13.7 | 0.3 | 14.8 | 12.7 | 14.4 | 12.8 | 12.2 | 10.6 | 15.4 | 8.7 | 1 | -2 | 2.8 | -0.6 | 3.9 | 2.2 | 11.1 | 10.6 | 13.9 | 13.3 | 8 | 2 | 15.6 | 13.9 | 12.8 | 5.6 | 9.6 | 7.7 | 6.3 | 2 | 22.2 | 17.2 | 12.2 | 11.7 | 24.4 | 22.2 | 16.7 | -2.2 | 21.7 | 19.4 | 23.9 | 20 | 23 | 21.6 | 10 | 3.9 | 10.6 | 8.3 | 7.8 | 6.1 | 11.7 | 10 | -1.1 | -5.6 | 9.4 | 7.8 | 17.8 | 12.5 | 7.2 | 6.1 | 3.3 | -15
2 | -3 | 0.6 | -1.1 | 3.9 | 3.3 | 8.9 | 6.7 | 0.9 | -3.2 | 16.3 | -1.1 | 8 | 3 | 10 | 8.1 | 14.4 | 9.4 | 12.4 | 8.5 | 10.6 | 9.4 | 9.3 | 6.5 | 2.8 | 1.1 | 6.7 | -3.6 | 23 | 21 | 12.2 | 10 | 20.6 | 14.4 | 20.2 | 18 | 16.7 | 15.6 | 14.4 | 13.3 | 21.7 | 13.9 | 10.6 | 2.8 | 8.3 | 2.8 | 3.3 | -2.2 | 13.3 | 12.2 | 15.6 | 12.2 | 20.4 | 16.7 | 21.1 | 20 | 15.6 | 14.4 | 4.4 | 2.2 | 9 | 6 | 0 | -0.4 | 13.4 | 10.4 | 6.1 | 5 | -0.4 | -1.7 | 9.6 | -2.4 | 2.8 | -3.3 | 1.1 | -5.6 | 14.4 | 3.3 | 20 | 17.2 | 18.3 | 18.3 | 21.1 | 20 | 3.9 | -3.6 | 2.8 | 0 | 7.8 | 5 | 17.2 | 12.6 | 12.8 | 9.4 | 8.9 | -1.7 | 6.1 | 2.8 | 7.6 | -3.2 | 0.4 | -1.9 | 18.3 | -3.9 | 2.2 | -3.3 | 1.3 | -3.5 | 12.9 | 0 | 14.1 | 12 | 14.4 | 12.2 | 11.7 | 10.6 | 15 | 6.7 | 1 | -3 | 1.7 | -1.1 | 2.2 | 1.7 | 10.6 | 10.6 | 13.3 | 12.8 | 7 | 1 | 16.1 | 13.9 | 12.2 | 5.6 | 9.4 | 7.8 | 5.3 | 1.4 | 22.2 | 17.8 | 12.2 | 11.7 | 24.4 | 22.2 | 16.1 | -1.1 | 21.7 | 19.4 | 23.3 | 21.1 | 22.8 | 21.7 | 8.3 | 2.2 | 9.4 | 7.8 | 7.8 | 5.6 | 11.1 | 9.4 | -1.7 | -6.1 | 9.4 | 7.8 | 17.2 | 12.8 | 7.4 | 6.5 | 2 | -11.6
2 | -3 | 0.6 | -1.1 | 4.1 | 3.5 | 8.3 | 6.5 | 0.8 | -3.1 | 16 | -1.4 | 8 | 3 | 8.9 | 7.8 | 13.9 | 10 | 11.7 | 8.3 | 10 | 8.9 | 9.2 | 6 | 2.8 | 1.1 | 6.1 | -3.4 | 23 | 21 | 11.1 | 10 | 18.9 | 14.4 | 20 | 17.8 | 17.8 | 15.6 | 13.9 | 12.2 | 20.6 | 13.9 | 9.3 | 2.8 | 8.3 | 2.2 | 2.8 | -2.8 | 13.3 | 11.7 | 15.6 | 12.2 | 20 | 16.7 | 20 | 19.4 | 16.1 | 14.4 | 4.4 | 2.2 | 8 | 6 | -0.6 | -0.6 | 11.7 | 9.4 | 7.2 | 6.1 | -0.6 | -2.2 | 9.4 | -2.8 | 1.7 | -2.2 | 0.6 | -6.1 | 13.9 | 3.9 | 19.1 | 16.5 | 18.3 | 18.2 | 21.1 | 20 | 3.3 | -3.7 | 3.3 | 0.6 | 6.1 | 4.4 | 17.2 | 13.3 | 12.2 | 10 | 8.3 | -2.2 | 5.6 | 2.8 | 6.8 | -1.9 | 0 | -2.2 | 18.3 | -4.4 | 1.7 | -3.3 | -0.6 | -3.9 | 12.2 | 0 | 13.3 | 11.1 | 14.4 | 12.2 | 11.7 | 10.6 | 14.1 | 7.4 | 0 | -3 | 1.1 | -0.6 | 2.8 | 1.7 | 10.6 | 10.6 | 11.1 | 10.6 | 6 | 1 | 15.6 | 13.9 | 10.6 | 5 | 9 | 7.5 | 4.4 | 1.1 | 21.7 | 17.8 | 12.2 | 11.7 | 24.4 | 21.7 | 15 | -0.6 | 21.1 | 19.4 | 23.9 | 20.6 | 22.8 | 21.6 | 6.7 | 2.2 | 8.9 | 7.8 | 7.2 | 5.6 | 10.6 | 9.4 | -2.2 | -6.1 | 9.4 | 7.2 | 16.7 | 12.8 | 7.6 | 6.9 | 0.7 | -10.7
2 | 0 | 0.6 | -1.1 | 4.2 | 3.6 | 7.8 | 6.4 | 0.6 | -3.3 | 15.6 | -1.7 | 7 | 2 | 9.5 | 8 | 13.9 | 10 | 13.7 | 9 | 10 | 8.9 | 9.1 | 6.2 | 2.8 | 0.6 | 5.6 | -3.9 | 23 | 21 | 12.8 | 10.6 | 16.7 | 14.4 | 20 | 17.8 | 18.3 | 15.6 | 13.9 | 12.8 | 21.7 | 15.6 | 8 | 2.5 | 8.3 | 2.2 | 2.2 | -2.8 | 12.8 | 11.1 | 15 | 12.2 | 20 | 17.2 | 20 | 19.4 | 16.7 | 13.9 | 4.4 | 2.2 | 8 | 6 | 0.7 | -0.3 | 13 | 9.9 | 5.6 | 4.4 | -0.4 | -1.8 | 9 | -2.3 | 1.1 | -1.7 | 0 | -6.7 | 12.8 | 3.9 | 18.1 | 15.7 | 18.3 | 18 | 20 | 19.4 | 2.8 | -4.4 | 2.8 | 0 | 5 | 4.4 | 17.2 | 13.2 | 11.7 | 10 | 8.9 | -2.8 | 5.6 | 1.1 | 6.1 | -1.1 | 1.5 | -1.7 | 17.2 | -3.9 | -0.6 | -4.4 | 1.8 | -2.7 | 12.8 | 0.2 | 13.7 | 11.3 | 14.4 | 10 | 11.1 | 10 | 13.1 | 7.6 | 0 | -3 | 0.6 | -1.1 | 1.1 | 1.1 | 10 | 10 | 10.6 | 10 | 7 | 1 | 15.6 | 13.9 | 9.4 | 5 | 8.7 | 7.5 | 5.5 | 2.1 | 22.8 | 18.9 | 11.7 | 11.7 | 22.8 | 21.1 | 13.9 | -0.6 | 21.1 | 20 | 23.3 | 20.6 | 22.8 | 21.3 | 5.6 | 1.7 | 10 | 8.3 | 7.2 | 5.6 | 11.7 | 10 | -1.7 | -5.6 | 8.9 | 6.1 | 17.1 | 13.1 | 7.8 | 7.2 | -0.6 | -11.1
2 | -1 | 0.6 | -1.1 | 4.4 | 3.9 | 7.2 | 6.1 | 2.6 | -2.2 | 16.9 | -0.7 | 7 | 3 | 10 | 7.8 | 13.9 | 11.1 | 15.8 | 9.3 | 10 | 8.9 | 9 | 6.4 | 3.9 | 1.1 | 7.3 | -2.4 | 23 | 21 | 12.2 | 10.6 | 15.6 | 13.9 | 20 | 17.8 | 18.3 | 15.6 | 13.9 | 12.8 | 21.1 | 15 | 6.7 | 2.2 | 7.8 | 2.2 | 2.8 | -2.2 | 11.1 | 10 | 12.8 | 10 | 20 | 17.8 | 20 | 19.4 | 17.2 | 14.4 | 4.4 | 2.2 | 8 | 6 | 2 | 0 | 14.3 | 10 | 5 | 4.4 | -0.2 | -1.6 | 8.7 | -2.3 | 0.6 | -0.6 | 0.6 | -6.1 | 12.2 | 4.4 | 17.2 | 15 | 18.3 | 17.8 | 20.6 | 20 | 4.6 | -3 | 2.8 | -1.7 | 3.9 | 3.9 | 17.2 | 13 | 10.6 | 8.3 | 8.9 | -2.2 | 4.4 | 0 | 8.3 | -0.4 | 2.9 | -1.4 | 16.7 | -2.2 | 1.1 | -2.8 | 4.3 | -1.9 | 13.3 | 0.3 | 14 | 11.2 | 13.9 | 10 | 10.6 | 9.4 | 12.2 | 7.8 | 0 | -2 | 0.6 | -1.1 | 1.1 | 1.1 | 9.4 | 9.4 | 11.7 | 11.7 | 8 | 2 | 15.6 | 13.9 | 7.2 | 6.1 | 8.3 | 7.2 | 6.7 | 3.3 | 22.8 | 18.9 | 11.7 | 11.1 | 23.9 | 22.2 | 12.8 | 0 | 21.1 | 19.4 | 22.8 | 21.1 | 22.8 | 21.1 | 6.1 | 0.6 | 10.6 | 9.4 | 6.7 | 5 | 11.7 | 10.6 | 0.6 | -5 | 8.3 | 5.6 | 17.4 | 13.2 | 7.6 | 7.2 | 0.3 | -7.9
4 | 0 | 0.6 | -1.1 | 7.4 | 5.1 | 9.8 | 7.1 | 4.7 | -1.3 | 18.1 | -0.2 | 7 | 3 | 10.6 | 7.8 | 13.3 | 11.7 | 17.8 | 9.4 | 10.6 | 8.9 | 9.4 | 8.3 | 6.7 | 1.7 | 8.9 | -1.3 | 23 | 21 | 16.1 | 13.3 | 16.7 | 15 | 20 | 17.8 | 19.4 | 15 | 14.4 | 13.3 | 21.7 | 15.6 | 10.9 | 3.7 | 8.9 | 2.2 | 4.4 | -2.2 | 6.7 | 5 | 13.3 | 9.4 | 20 | 18.3 | 20.6 | 20 | 16.7 | 15.6 | 5 | 2.2 | 11 | 7 | 3.3 | 0.6 | 15.6 | 10 | 7.2 | 6.7 | 0 | -1.7 | 8.3 | -2.8 | 1.1 | 0 | 1.7 | -6.7 | 13.9 | 6.7 | 17.6 | 15.3 | 20 | 19 | 22.8 | 20.6 | 6.5 | -2.1 | 4.4 | -1.7 | 5.6 | 4.4 | 17.2 | 12.8 | 13.9 | 11.7 | 8.3 | -1.1 | 5 | 0 | 10.6 | 0.3 | 4.4 | -1.7 | 20 | -1.7 | 5.6 | -2.2 | 6.7 | -1.7 | 13.9 | 0.6 | 14.4 | 11.1 | 13.9 | 10 | 12.8 | 11.1 | 13.1 | 7.1 | 3 | 0 | 2.2 | -1.1 | 2.2 | 2.2 | 9.4 | 9.4 | 12.8 | 12.8 | 9 | 2 | 17.2 | 13.3 | 9.4 | 6.7 | 8.1 | 7.2 | 7.8 | 4.4 | 23.3 | 19.4 | 12.2 | 10.6 | 24.4 | 22.2 | 15.6 | -0.6 | 21.7 | 20 | 23.9 | 20.6 | 23.2 | 20.9 | 8.9 | 0 | 11.7 | 10.6 | 6.7 | 5 | 12.2 | 11.1 | 2.2 | -5 | 8.9 | 5.6 | 17.8 | 13.3 | 7.4 | 7.3 | 1.3 | -6.2
5 | 0 | 1.1 | -1.1 | 10.3 | 5.7 | 12.4 | 7.9 | 6.7 | -1.1 | 19.4 | 0.6 | 9 | 2 | 13.9 | 8.8 | 13.9 | 11.7 | 19.1 | 10.7 | 11.1 | 9.4 | 10.9 | 8.2 | 10 | 2.2 | 10.6 | -0.6 | 23 | 21 | 20.6 | 12.2 | 21.7 | 15.6 | 21.7 | 18.3 | 21.1 | 15 | 14.4 | 14.4 | 24.4 | 14.4 | 15.2 | 4.6 | 10 | 2.2 | 5.6 | -2.2 | 6.7 | 4.4 | 15 | 10.6 | 21.3 | 18.9 | 22.8 | 21.1 | 16.1 | 15.6 | 5.6 | 2.2 | 14 | 7 | 5 | 0.4 | 17.1 | 9.8 | 8.9 | 7.8 | 2.4 | -0.8 | 10.7 | -1.2 | 1.7 | 0 | 2.2 | -7.2 | 16.7 | 6.1 | 17.9 | 15.4 | 21.6 | 19.9 | 23.9 | 21.1 | 8.3 | -1.7 | 6.7 | -2.8 | 8.9 | 6.1 | 17.6 | 12.9 | 17.8 | 11.1 | 9.4 | -1.7 | 4.4 | -1.1 | 12.8 | 0.6 | 8.3 | -0.9 | 22.2 | -1.1 | 9.4 | -3.9 | 8.9 | -1.3 | 15.2 | 1 | 16.3 | 11.3 | 14.4 | 10 | 13.9 | 10.6 | 14.1 | 6 | 5 | 0 | 4.4 | 0.6 | 4.4 | 3.3 | 9.4 | 9.4 | 13.9 | 13.3 | 12 | 3 | 20.6 | 13.3 | 12.8 | 6.1 | 8 | 7.3 | 9.8 | 4.8 | 24.4 | 19.4 | 12.2 | 11.1 | 25.6 | 22.2 | 15.6 | -0.6 | 22.8 | 20.6 | 25 | 21.1 | 23.5 | 20.7 | 11.1 | 0.6 | 12.2 | 10.6 | 6.7 | 5 | 13.3 | 11.1 | 5 | -3.9 | 9.4 | 6.1 | 20.6 | 13.8 | 7.2 | 7.2 | 2.2 | -5
8 | 0 | 2.2 | -0.6 | 13.3 | 6.1 | 15 | 8.3 | 8.5 | -0.9 | 21.6 | 0.2 | 9 | 4 | 17.3 | 9.3 | 13.3 | 11.1 | 20.4 | 11.6 | 11.7 | 9.4 | 12.4 | 7.9 | 12.2 | -2.8 | 12.3 | -1.1 | 24 | 20 | 21.1 | 12.2 | 23.9 | 15 | 23.3 | 18.6 | 22.2 | 15 | 15 | 14.4 | 25.6 | 13.9 | 19.4 | 4.4 | 12.2 | 2.8 | 6.7 | -1.7 | 6.1 | 3.3 | 13.3 | 9.4 | 22.6 | 19.6 | 23.9 | 21.1 | 15.6 | 15.6 | 6.1 | 2.8 | 15 | 7 | 6.6 | -0.1 | 18.5 | 9.3 | 10.6 | 7.2 | 4.8 | -0.2 | 13.2 | 0.2 | 2.8 | -1.1 | 3.9 | -6.1 | 18.3 | 6.1 | 18.3 | 15.6 | 23.3 | 21.1 | 25 | 21.1 | 10.2 | -1.6 | 8.3 | -5 | 11.7 | 4.4 | 17.9 | 13.2 | 20.6 | 11.7 | 11.1 | -2.8 | 6.1 | -2.2 | 15.2 | -0.1 | 12.2 | -1.2 | 25.6 | -1.1 | 12.2 | -1.1 | 11.1 | -1.7 | 16.5 | 1.4 | 18.1 | 10.7 | 14.4 | 10.6 | 15 | 11.1 | 15 | 4.4 | 8 | -1 | 8.3 | 0.6 | 6.7 | 3.3 | 10 | 10 | 15 | 13.3 | 16 | 4 | 22.8 | 13.3 | 14.4 | 6.1 | 7.8 | 7.2 | 11.9 | 5.1 | 24.4 | 20 | 15 | 11.1 | 27.8 | 22.2 | 16.1 | -0.6 | 25 | 21.1 | 26.7 | 20.6 | 23.9 | 20.6 | 12.2 | 0.6 | 12.8 | 11.7 | 7.2 | 5 | 16.1 | 12.2 | 7.2 | -3.3 | 9.4 | 6.1 | 23.3 | 13.8 | 7.8 | 7.5 | 3.3 | -5.4
11 | 0 | 2.8 | -0.6 | 15.3 | 6.1 | 16.1 | 8.6 | 10.4 | -0.9 | 23.9 | 0.2 | 9 | 4 | 20.6 | 8.9 | 14.4 | 11.7 | 21.7 | 12.8 | 13.3 | 10 | 13.9 | 7.2 | 13.9 | -2.8 | 13.9 | -2.2 | 23 | 21 | 22.8 | 11.7 | 25 | 13.9 | 25 | 18.9 | 23.3 | 15 | 18.3 | 13.9 | 27.2 | 13.3 | 21.3 | 4.4 | 15 | 2.8 | 7.2 | -1.1 | 4.4 | 2.2 | 12.8 | 10.6 | 23.9 | 20 | 24.4 | 20 | 15.6 | 15 | 7.2 | 3.3 | 17 | 5 | 8.3 | -1.1 | 20 | 8.3 | 12.2 | 7.2 | 7.2 | 0 | 15.6 | 1.1 | 3.3 | -2.2 | 5.6 | -6.1 | 21.1 | 3.3 | 18.9 | 16 | 21.5 | 19.6 | 26.1 | 21.7 | 12 | -2 | 9.4 | -5.6 | 13.3 | 5.6 | 18.3 | 13.3 | 22.2 | 10 | 13.9 | -4.4 | 6.1 | -2.2 | 17.6 | -1 | 16.1 | -3.3 | 26.7 | -1.1 | 16.1 | -3.3 | 13.3 | -2.8 | 17.8 | 1.7 | 20 | 10 | 13.9 | 10.6 | 15.6 | 12.8 | 16.3 | 4.4 | 9 | -1 | 10.6 | 0.6 | 9.4 | 5 | 11.1 | 10.6 | 16.7 | 12.8 | 17 | 6 | 23.3 | 13.9 | 16.7 | 5 | 7.8 | 7.2 | 13.9 | 5 | 25 | 20 | 14.4 | 10.6 | 28.3 | 22.2 | 19.4 | -0.6 | 26.7 | 21.1 | 27.8 | 20.6 | 25 | 20.3 | 13.3 | 0 | 13.9 | 12.2 | 7.2 | 5.6 | 16.7 | 12.2 | 8.9 | -4.4 | 11.1 | 6.7 | 26.1 | 13.3 | 8.3 | 7.6 | 4.5 | -6.5
11 | -3 | 3.3 | 0 | 17.4 | 6 | 17.2 | 8.6 | 12.2 | -1.7 | 26.1 | -1.1 | 9 | 2 | 22.3 | 8.8 | 13.9 | 11.7 | 23.2 | 13.4 | 13.9 | 10 | 15 | 7.6 | 15 | -2.2 | 15.6 | -4.4 | 22 | 21 | 22.2 | 12.2 | 25.6 | 13.9 | 25.9 | 18.3 | 25 | 15 | 20 | 14.4 | 27.8 | 13.3 | 23.1 | 4.6 | 15 | 1.7 | 7.8 | -1.7 | 3.9 | 1.7 | 16.7 | 13.3 | 24.6 | 20.3 | 24.4 | 20.6 | 15.6 | 14.4 | 7.2 | 3.9 | 17 | 6 | 9.4 | -0.9 | 19.3 | 8.7 | 13.3 | 7.2 | 8.1 | 0.1 | 14.8 | 2 | 5 | -2.8 | 7.2 | -5 | 22.8 | 6.7 | 19.4 | 16.3 | 19.6 | 18.1 | 28.3 | 21.1 | 13.9 | -3.3 | 10.6 | -6.1 | 14.4 | 3.3 | 19.6 | 13.8 | 23.3 | 10 | 15.6 | -5 | 7.2 | -3.9 | 20 | -3.9 | 16.7 | -3 | 28.3 | -0.6 | 18.3 | -5 | 14.6 | -2.4 | 19.5 | 2.4 | 21.3 | 10.5 | 12.2 | 9.4 | 18.3 | 14.4 | 17.6 | 4.2 | 10 | -1 | 13.9 | 1.1 | 12.2 | 5.6 | 12.2 | 11.1 | 19.4 | 11.7 | 21 | 9 | 23.3 | 14.4 | 17.8 | 5 | 7.8 | 7.2 | 15.4 | 5.6 | 25.6 | 20 | 15 | 10 | 30 | 22.8 | 20 | -0.6 | 26.1 | 20 | 28.3 | 20 | 26.1 | 20.2 | 14.4 | 0 | 15.6 | 13.3 | 7.8 | 5.6 | 18.3 | 12.8 | 9.4 | -4.4 | 11.1 | 6.1 | 27 | 12.7 | 8.9 | 7.8 | 5.6 | -9.4
13 | -3 | 3.9 | 0.6 | 19.4 | 5 | 18.3 | 8.9 | 12.4 | -1.3 | 28.1 | 0 | 11 | 2 | 23.9 | 8.4 | 15 | 11.7 | 24.6 | 13.5 | 14.4 | 10 | 16.1 | 8.1 | 15.6 | -3.3 | 16.5 | -4.7 | 22 | 20 | 20.6 | 15.6 | 26.7 | 14.4 | 26.9 | 18 | 25.6 | 15 | 22.2 | 13.3 | 27.8 | 13.3 | 25 | 4.4 | 16.7 | 2.2 | 8.3 | -2.2 | 3.3 | 1.1 | 17.8 | 12.8 | 25.4 | 20.9 | 25 | 20 | 16.1 | 15 | 7.2 | 3.9 | 18 | 6 | 10.6 | -1 | 18.5 | 8.8 | 14.4 | 6.1 | 9.1 | 0 | 14.1 | 2.4 | 6.1 | -2.8 | 9.4 | -5.6 | 25 | 4.4 | 20 | 16.7 | 17.8 | 16.7 | 30 | 20.6 | 15.4 | -3.5 | 9.4 | -6.7 | 15 | 1.1 | 20.9 | 14.3 | 23.3 | 9.4 | 17.2 | -5 | 8.9 | -3.3 | 20.9 | -3.2 | 17.2 | -3.1 | 30 | 0.6 | 18.9 | -6.7 | 15.9 | -3.2 | 21.1 | 2.4 | 22.6 | 10.4 | 8.3 | 5 | 20.6 | 13.3 | 18.9 | 3.3 | 11 | 1 | 17.2 | 2.2 | 16.1 | 2.8 | 13.9 | 12.2 | 21.1 | 8.9 | 22 | 10 | 22.2 | 14.4 | 18.3 | 4.4 | 7.8 | 7.2 | 16.8 | 6.4 | 25 | 20 | 16.1 | 10.6 | 31.1 | 22.8 | 17.2 | -0.6 | 27.2 | 20 | 28.9 | 19.4 | 27.2 | 20 | 15 | 0.6 | 17.2 | 13.3 | 8.3 | 6.7 | 19.4 | 12.8 | 9.4 | -5 | 11.1 | 6.7 | 28 | 12 | 8.5 | 7.6 | 4.8 | -6.8
12 | -3 | 4.4 | 1.1 | 20.3 | 4.4 | 19.2 | 9.1 | 12.6 | -1.5 | 30.2 | -0.2 | 9 | 4 | 25.6 | 7.8 | 15.6 | 10.6 | 26.1 | 13.9 | 14.4 | 10 | 17.2 | 8.3 | 17.2 | -3.3 | 17.4 | -5.7 | 23 | 20 | 21.7 | 14.4 | 26.7 | 14.4 | 27.8 | 17.2 | 26.7 | 15 | 22.8 | 12.8 | 28.3 | 13.3 | 25.7 | 4.2 | 17.2 | 3.3 | 8.3 | -3.9 | 3.9 | -0.6 | 18.3 | 12.8 | 26.1 | 21.1 | 25 | 20 | 16.7 | 15 | 7.8 | 3.9 | 19 | 6 | 11.7 | -1.7 | 17.8 | 8.9 | 15.6 | 6.1 | 10 | 0 | 13.3 | 2.8 | 5.6 | -3.3 | 10.6 | -5.6 | 26.1 | 5 | 20.2 | 16.5 | 18.9 | 17.2 | 30.6 | 20 | 16.8 | -3.9 | 12.8 | -6.7 | 16.7 | 1.1 | 22.2 | 14.4 | 23.9 | 10 | 18.3 | -6.1 | 9.4 | -1.7 | 21.9 | -2.4 | 17.8 | -3.9 | 31.1 | 1.1 | 21.7 | -10 | 17.2 | -3.9 | 22.8 | 2.8 | 23.9 | 10.6 | 5.6 | 2.2 | 21.1 | 13.3 | 19.3 | 4.7 | 11 | 1 | 18.9 | 2.8 | 16.1 | 2.8 | 16.1 | 13.3 | 22.2 | 7.8 | 24 | 11 | 21.1 | 13.9 | 20 | 4.4 | 7.8 | 7.1 | 18.3 | 6.7 | 26.1 | 20 | 17.2 | 10.6 | 30.6 | 22.8 | 17.8 | 0 | 27.8 | 18.3 | 30 | 20.6 | 27.6 | 19.9 | 15.6 | -1.7 | 19.4 | 13.9 | 8.9 | 6.1 | 20 | 8.3 | 11.1 | -3.9 | 11.7 | 5.6 | 28.9 | 11.1 | 8.2 | 7.5 | 4.1 | -5.2
13 | -2 | 4.4 | 1.7 | 21.3 | 4 | 20.2 | 9.8 | 12.8 | -1.7 | 32.2 | 0 | 11 | 5 | 26.7 | 7.7 | 15 | 11.1 | 26.3 | 13.8 | 13.9 | 9.4 | 16.8 | 8.5 | 17.2 | -2.8 | 18.3 | -8.3 | 23 | 20 | 20.6 | 13.9 | 26.7 | 13.9 | 28 | 16.6 | 27.2 | 15 | 22.8 | 11.1 | 27.8 | 13.3 | 26.5 | 3.7 | 17.8 | 2.2 | 8.3 | -4.4 | 3.3 | 0 | 18.9 | 13.3 | 26.8 | 21.1 | 23.9 | 21.1 | 16.7 | 15 | 6.7 | 3.3 | 19 | 5 | 11.9 | -1.7 | 16.9 | 9.1 | 16.1 | 5 | 10.9 | 0.3 | 12.4 | 4.1 | 6.1 | -1.7 | 11.1 | -6.7 | 27.2 | 6.7 | 20.4 | 16.5 | 20 | 17.8 | 31.1 | 20 | 18.3 | -6.1 | 12.8 | -8.3 | 18.3 | 1.7 | 21.7 | 15.1 | 25 | 10 | 19.4 | -7.2 | 11.7 | -1.7 | 22.8 | -2.8 | 18 | -4.1 | 30.6 | 0.6 | 22.2 | -10.6 | 18.1 | -3.5 | 23.3 | 4.3 | 23.5 | 10.6 | 5.6 | 3.9 | 22.8 | 13.3 | 19.6 | 5.3 | 11 | 0 | 22.2 | 1.1 | 17.8 | 3.9 | 17.8 | 13.9 | 23.3 | 7.8 | 24 | 11 | 20 | 13.9 | 21.1 | 5.6 | 7.8 | 6.9 | 19.2 | 5.7 | 27.2 | 20.6 | 19.4 | 11.1 | 30.6 | 22.8 | 18.9 | 0.6 | 27.8 | 17.8 | 30.6 | 20.6 | 27.9 | 19.7 | 16.1 | 0.6 | 21.1 | 13.3 | 8.9 | 6.1 | 20.6 | 9.4 | 12.2 | -5.6 | 10.6 | 5 | 29.5 | 10.1 | 7.8 | 7.2 | 3.3 | -5
14 | -3 | 5 | 2.2 | 22.2 | 2.8 | 21.1 | 10 | 12.2 | -1.8 | 32.4 | 0.5 | 11 | 1 | 27.8 | 8.2 | 15 | 11.1 | 26.5 | 14 | 13.3 | 8.9 | 16.5 | 9 | 17.8 | -2.2 | 18.1 | -7.2 | 24 | 19 | 18.9 | 16.1 | 26.7 | 13.9 | 28.1 | 16.1 | 27.2 | 15 | 22.8 | 12.2 | 27.8 | 13.3 | 27.2 | 3.9 | 17.8 | 1.7 | 7.8 | -7.2 | 3.3 | 0.6 | 16.7 | 13.3 | 27.6 | 21.2 | 23.9 | 21.7 | 17.8 | 14.4 | 6.7 | 3.9 | 19 | 5 | 12 | -2.6 | 15.9 | 8.9 | 17.8 | 5 | 11.9 | 0.3 | 11.5 | 5.4 | 6.7 | -1.1 | 11.7 | -6.1 | 26.7 | 3.3 | 20.6 | 16.1 | 21.1 | 18.3 | 30.6 | 20 | 18.1 | -4.6 | 13.3 | -7.2 | 19.4 | 1.1 | 21.1 | 15.2 | 23.9 | 10 | 19.4 | -6.7 | 12.8 | -2.2 | 23.3 | -2.7 | 18.1 | -5.2 | 31.1 | 1.1 | 21.1 | -9.4 | 19.1 | -3.3 | 23.9 | 5.8 | 23.2 | 10.7 | 3.9 | 2.8 | 20 | 13.3 | 20 | 6.1 | 11 | 0 | 22.8 | 0.6 | 17.2 | 3.9 | 20 | 14.4 | 23.9 | 6.7 | 25 | 12 | 17.8 | 15.6 | 21.1 | 5 | 7.8 | 6.7 | 20.2 | 4.7 | 27.2 | 20.6 | 19.4 | 12.2 | 29.4 | 22.2 | 19.4 | 0 | 27.2 | 14.4 | 29.4 | 22.2 | 28.3 | 20 | 17.2 | 0 | 22.2 | 13.3 | 9.4 | 6.1 | 20.6 | 10.6 | 11.7 | -6.1 | 10.6 | 4.4 | 30 | 9.5 | 7.4 | 6.7 | 2.2 | -3.3
14 | -2 | 5.6 | 1.7 | 21.3 | 4 | 20.4 | 9.7 | 11.7 | -2.2 | 32.6 | 0.6 | 11 | 2 | 28.9 | 7.8 | 15 | 11.7 | 26.7 | 13.9 | 12.8 | 9.4 | 16.1 | 8.9 | 17.2 | -3.9 | 18 | -8 | 23 | 20 | 18.3 | 16.1 | 26.7 | 15 | 28.3 | 15.6 | 26.7 | 15 | 24.4 | 11.1 | 27.2 | 15.6 | 26.8 | 3.3 | 18.9 | 1.7 | 7.2 | -7.2 | 3.3 | -0.6 | 16.1 | 13.9 | 28.3 | 21.1 | 23.9 | 21.1 | 17.2 | 12.8 | 6.7 | 3.9 | 19 | 4 | 12.2 | -3.9 | 15 | 8.9 | 17.2 | 5 | 12.8 | 0.6 | 10.6 | 6.1 | 7.8 | -2.8 | 11.7 | -5 | 26.7 | 3.3 | 20.4 | 16.1 | 20.7 | 18.3 | 31.7 | 20.6 | 18 | -4.7 | 13.3 | -7.2 | 20 | 1.7 | 20.6 | 15.6 | 25 | 10 | 20 | -6.7 | 13.9 | -2.2 | 23.9 | -2.3 | 18.3 | -7.2 | 30.6 | 0 | 20 | -7.8 | 20 | -3.3 | 24.4 | 7.2 | 22.8 | 10.6 | 2.8 | 1.1 | 20.6 | 13.3 | 19.6 | 6 | 12 | 0 | 23.9 | -0.6 | 17.2 | 3.9 | 22.2 | 13.3 | 23.3 | 6.1 | 26 | 13 | 19.4 | 15 | 21.1 | 4.4 | 7.6 | 6.7 | 21.1 | 2.8 | 27.8 | 20.6 | 18.3 | 12.2 | 29.4 | 22.2 | 20.6 | 0 | 27.2 | 14.4 | 28.9 | 22.8 | 27.8 | 19.9 | 17.8 | 0 | 21.1 | 12.2 | 8.3 | 5 | 18.3 | 10 | 11.7 | -5.6 | 10.6 | 4.4 | 30.6 | 8.3 | 7.1 | 6.2 | 1.1 | -2.5
14 | -5 | 6.1 | 1.7 | 20.3 | 4.4 | 19.6 | 9.2 | 11.1 | -3.3 | 32.8 | 0.6 | 10 | 1 | 27.4 | 8.3 | 15 | 11.1 | 23.9 | 13.8 | 11.7 | 8.9 | 14.3 | 9.1 | 17.2 | -4.4 | 17.8 | -8.9 | 23 | 21 | 18.3 | 15.6 | 26.1 | 13.9 | 27.4 | 15.8 | 25.6 | 17.2 | 23.3 | 11.7 | 26.1 | 13.9 | 26.5 | 2.4 | 18.9 | 1.1 | 6.7 | -9.4 | 3.9 | -0.6 | 15.6 | 13.9 | 28.1 | 20.7 | 25 | 20.6 | 16.7 | 13.9 | 7.2 | 3.3 | 20 | 4 | 10.4 | -2.9 | 13.7 | 9 | 16.7 | 3.9 | 12.1 | 1.7 | 10.8 | 6.2 | 7.2 | -2.2 | 12.2 | -5 | 26.7 | 2.8 | 20.2 | 15.9 | 20.4 | 18.4 | 31.1 | 20.6 | 17.8 | -5 | 14.4 | -5.6 | 19.4 | 0 | 19.3 | 15.8 | 25 | 10 | 20 | -6.7 | 15 | -2.2 | 24.4 | -2.8 | 15.9 | -4.1 | 30.6 | -0.6 | 18.9 | -5.6 | 18.5 | -2.7 | 24.2 | 7 | 20.9 | 12.6 | 1.1 | -1.1 | 22.2 | 14.4 | 19.3 | 5.4 | 11 | 0 | 22.8 | 0.6 | 16.7 | 3.9 | 22.2 | 13.3 | 23.3 | 6.7 | 26 | 12 | 20 | 15 | 21.1 | 4.4 | 7.4 | 6.7 | 20.5 | 3.3 | 27.2 | 20.6 | 17.2 | 11.7 | 27.8 | 22.2 | 18.9 | -0.6 | 26.7 | 15 | 27.8 | 22.8 | 27.2 | 20.1 | 17.2 | -1.1 | 19.4 | 12.2 | 8.3 | 4.4 | 16.7 | 9.4 | 11.7 | -6.1 | 10.6 | 4.4 | 29.5 | 8.6 | 6.7 | 5.6 | 0 | -2.2
14 | -4 | 6.1 | 1.7 | 19.4 | 5 | 18.9 | 8.9 | 9.8 | -3.1 | 30.9 | 0.3 | 9 | 1 | 25.9 | 8 | 15 | 11.1 | 21.1 | 13.1 | 11.1 | 8.3 | 12.4 | 8.7 | 15 | 1.1 | 15.8 | -7.5 | 23 | 21 | 18.3 | 16.1 | 25 | 14.4 | 26.5 | 16.2 | 25 | 16.7 | 23.3 | 11.7 | 24.4 | 16.1 | 26.1 | 2.2 | 17.8 | 1.1 | 5 | -12.2 | 6.1 | -1.1 | 14.4 | 13.3 | 28 | 20.1 | 24.4 | 21.1 | 16.7 | 13.9 | 7.2 | 2.8 | 20 | 4 | 8.5 | -3.2 | 12.4 | 9.1 | 16.7 | 3.3 | 11.3 | 2.6 | 10.9 | 6.3 | 6.7 | -2.2 | 11.7 | -5 | 26.1 | 3.9 | 20 | 15.6 | 20 | 18.3 | 29.4 | 20.6 | 16.3 | -3.3 | 13.3 | -7.2 | 18.9 | 0.6 | 18 | 15.7 | 22.2 | 11.1 | 19.4 | -6.7 | 13.9 | -2.8 | 22.2 | -1.6 | 13.5 | -2.9 | 28.9 | -2.2 | 17.8 | -7.8 | 17.1 | -2.2 | 24.1 | 6.9 | 19.1 | 13.8 | 0.6 | -1.1 | 21.1 | 12.8 | 18.9 | 5 | 11 | 0 | 20 | 1.1 | 16.7 | 3.3 | 21.1 | 13.3 | 22.2 | 6.7 | 25 | 13 | 20 | 14.4 | 20 | 4.4 | 7.2 | 6.7 | 20 | 3.7 | 25.6 | 20.6 | 15.6 | 11.1 | 27.2 | 22.2 | 18.3 | -0.6 | 26.1 | 15 | 26.7 | 22.8 | 26.7 | 20 | 16.7 | -1.7 | 18.3 | 13.9 | 7.2 | 3.9 | 15 | 9.4 | 11.1 | -5.6 | 10 | 4.4 | 28.3 | 8.1 | 6.5 | 5.5 | -0.4 | -2.1
13 | -4 | 5.3 | 1.6 | 15.8 | 7.6 | 16.6 | 9.4 | 7.4 | -3.9 | 27.8 | 0.5 | 9 | 3 | 23.1 | 7.9 | 15.6 | 10.3 | 17.4 | 11.7 | 10.9 | 8.2 | 10.7 | 8.5 | 12.3 | 1.1 | 13.7 | -7.5 | 23 | 22 | 18.2 | 16.6 | 24 | 15.2 | 24.3 | 16 | 23.5 | 16.7 | 20.4 | 11 | 23 | 16.3 | 22 | 3.5 | 17.5 | 0.9 | 3 | -8.7 | 4.2 | -4 | 10.9 | 9.8 | 26.7 | 18.6 | 22.7 | 20.6 | 17.2 | 14.7 | 6.5 | 1.4 | 18 | 4 | 6.2 | -3.8 | 10.4 | 8.2 | 13.6 | 2.2 | 10.1 | 3.6 | 10.8 | 5.8 | 5.7 | -0.8 | 8.4 | -3.2 | 22.4 | 6.2 | 18.9 | 14.9 | 18.4 | 17.4 | 24.6 | 21 | 13.9 | -2.1 | 10.3 | -5.3 | 15.9 | 1.8 | 16.5 | 15.1 | 19 | 11.7 | 16.4 | -5.4 | 12.1 | -0.6 | 19.2 | -1.6 | 9.8 | -2.8 | 25.9 | -4.8 | 14.7 | -5.8 | 14.2 | -2 | 22.5 | 6.8 | 16.1 | 13.3 | 0.3 | -1.6 | 18.1 | 10.4 | 16.1 | 5.4 | 9 | -2 | 15.8 | 1.7 | 14.3 | 3.4 | 16.2 | 11.8 | 19.4 | 4.6 | 22 | 12 | 19.2 | 12.9 | 17.2 | 5.5 | 13.2 | 8.7 | 17.8 | 4.1 | 23.7 | 19.4 | 14.6 | 9.8 | 25.7 | 21.9 | 15.2 | -0.4 | 23.1 | 14.2 | 25.9 | 23.2 | 25.1 | 20.1 | 13 | 0.5 | 15.9 | 12.2 | 6.6 | 3.4 | 14 | 9 | 8.7 | -4.2 | 8.7 | 4.2 | 24.7 | 8.2 | 6 | 4.6 | -0.9 | -2.3
11 | -3 | 4.2 | 1.5 | 13.1 | 8 | 14.7 | 9.8 | 5.3 | -5.5 | 25.2 | 0.7 | 8 | 2 | 20.2 | 8.9 | 15.1 | 11.1 | 15.3 | 10.7 | 10.4 | 8.1 | 10.7 | 9 | 10.1 | 1.5 | 12.2 | -7.9 | 23 | 21 | 18.7 | 17.1 | 23.2 | 15.9 | 21.6 | 16.5 | 22.2 | 16.8 | 19 | 11.4 | 22.4 | 16.6 | 18.7 | 3.8 | 14.2 | 0.4 | 2.3 | -6.6 | 2.2 | -4.8 | 11.1 | 9.7 | 24.7 | 17.6 | 21.8 | 20.6 | 18 | 14.6 | 6.2 | 0.3 | 14 | 7 | 5 | -3.4 | 9.6 | 7.4 | 10.9 | 1.7 | 8.6 | 3.7 | 9.9 | 5.8 | 3.7 | -0.2 | 4.8 | -1.7 | 19.7 | 5 | 18 | 13.9 | 17 | 16.5 | 23.8 | 20.9 | 12 | -1.5 | 8 | -3 | 13.8 | 2.6 | 16.1 | 14.7 | 18.3 | 11.6 | 11.7 | -4 | 9.5 | 0.3 | 16.8 | -2.3 | 7.2 | -2.1 | 22.6 | -6.1 | 13.3 | -7.6 | 11.2 | 0.1 | 20.3 | 6.7 | 14.8 | 12.1 | 0.2 | -1.5 | 15.3 | 12 | 13.8 | 5.6 | 8 | -3 | 12.8 | 1.7 | 12.9 | 3.5 | 12.9 | 10.6 | 17.3 | 4.4 | 22 | 12 | 18 | 12.5 | 12.5 | 8.4 | 17.4 | 8.5 | 13.9 | 5.4 | 21.8 | 18.5 | 12 | 7.9 | 24.4 | 21.6 | 14.9 | 0.2 | 21.1 | 13.9 | 25.3 | 23 | 23.6 | 19.8 | 10.5 | -0.1 | 14.2 | 11 | 6.5 | 2.4 | 12.8 | 8.3 | 7.6 | -3.7 | 7.6 | 4 | 19.9 | 11.5 | 5.5 | 3.7 | -1.3 | -2.8
6 | -5 | 3.8 | 1 | 11.5 | 8.1 | 13.5 | 10 | 4.3 | -5.2 | 22.8 | 2.2 | 6 | 4 | 18 | 8.9 | 15.1 | 11.3 | 13.7 | 9.8 | 10.3 | 8 | 10.9 | 9.2 | 8.7 | 1.1 | 11.9 | -6.5 | 23 | 20 | 18.7 | 17.5 | 22.8 | 16.1 | 19.5 | 16.6 | 21.6 | 17.1 | 17.5 | 11.2 | 22.2 | 17.2 | 16.1 | 4 | 11.6 | 0.3 | 2.6 | -4.5 | 1.3 | -5.1 | 10.2 | 9.5 | 23 | 16.4 | 21.5 | 20.6 | 18.4 | 15 | 6 | -0.5 | 10 | 7 | 4.1 | -3.6 | 8.9 | 6.8 | 9.5 | 1.4 | 7.4 | 3.7 | 9.2 | 5.3 | 2.6 | -1 | 3.4 | -0.7 | 17.6 | 6.1 | 17.1 | 13.1 | 15.9 | 15.7 | 23.9 | 20.5 | 10.9 | -1 | 6.9 | -2 | 11.3 | 4.9 | 15.9 | 14.4 | 17.6 | 11.6 | 8.5 | -2.8 | 7.9 | 2.7 | 15.6 | -2.8 | 5.1 | -2.2 | 20.8 | -6.7 | 12.2 | -7.4 | 8.7 | 0.8 | 18.5 | 6.5 | 13.6 | 10.9 | 0.6 | -1.3 | 13.7 | 11.2 | 12.1 | 5.2 | 7 | -3 | 11.3 | 1.4 | 11.7 | 3.9 | 12.6 | 10.4 | 15.3 | 5.2 | 21 | 12 | 17 | 12.1 | 13.1 | 8.8 | 19.7 | 6.1 | 10.9 | 5.4 | 21.3 | 18 | 11.4 | 6 | 24.2 | 21.7 | 14.5 | 0.3 | 19.4 | 13.4 | 25.1 | 22.9 | 22.6 | 19.7 | 9.3 | 0.2 | 12.9 | 9.9 | 6.1 | 2 | 12.5 | 7.4 | 5.9 | -3.2 | 7 | 3.8 | 16 | 12 | 5 | 2.5 | -1.8 | -3.4
3 | -4 | 3.9 | 1 | 11.8 | 8 | 13.4 | 10.7 | 3.3 | -5.6 | 21.1 | 3 | 6 | 3 | 16.3 | 8.8 | 15.2 | 11.5 | 12.6 | 9.1 | 10.3 | 7.8 | 10.9 | 9.3 | 8 | 1.8 | 11.9 | -6.3 | 23 | 19 | 19.3 | 18.3 | 22.2 | 16.2 | 17.9 | 16.3 | 21.2 | 17.1 | 16.7 | 11 | 22 | 17.3 | 15.1 | 4 | 10.4 | 0 | 3.2 | -3.8 | 0.1 | -4.7 | 9.8 | 8.9 | 21.7 | 15.5 | 21.6 | 20.6 | 18.8 | 15 | 5.7 | -0.7 | 8 | 6 | 3.4 | -3.9 | 8.2 | 6 | 7.6 | 0.6 | 6.7 | 3.9 | 8.8 | 5 | 2.5 | -1.3 | 3.7 | -0.5 | 15.6 | 6.4 | 16.2 | 12 | 15.6 | 15.3 | 22.8 | 20.4 | 10 | -0.4 | 7.3 | -0.2 | 10 | 6.2 | 15.6 | 13.9 | 16.9 | 11.5 | 6.9 | -2.5 | 7.5 | 2.8 | 14.7 | -3.5 | 3.6 | -2.5 | 19.6 | -6.7 | 10.7 | -7.3 | 7 | 0.9 | 16.9 | 6.5 | 12.4 | 9.6 | 1 | -1.4 | 12.7 | 9.7 | 11.6 | 5 | 4 | -2 | 9.6 | 1.4 | 10.1 | 4.1 | 12.7 | 10.2 | 13.7 | 5.1 | 20 | 13 | 15.6 | 12 | 12.9 | 7.8 | 14.3 | 7.5 | 8.9 | 5.2 | 20.4 | 17 | 10.6 | 4 | 23.9 | 21.3 | 13.6 | 0.3 | 17.9 | 13.2 | 24.7 | 22.7 | 22.2 | 19.7 | 8.1 | -0.2 | 11.4 | 8.2 | 6.1 | 1.4 | 11.7 | 6.8 | 6 | -3.6 | 6.1 | 3.7 | 13 | 11.2 | 4.6 | 1.7 | -2 | -3.9
2 | -2 | 3.7 | 0.9 | 12.3 | 8.1 | 13.4 | 11.3 | 2.4 | -6.4 | 20.1 | 3.3 | 5 | 3 | 15.7 | 8.8 | 15.2 | 11.8 | 12.2 | 8.7 | 10.2 | 7.7 | 11 | 9.4 | 7 | 1.6 | 12.1 | -6.3 | 22 | 19 | 19.9 | 18.8 | 21.8 | 16.5 | 17.2 | 15.9 | 20.9 | 17 | 16.5 | 11 | 21.5 | 17.6 | 14.4 | 4.1 | 9.9 | 0 | 3.4 | -2.6 | -0.3 | -4.4 | 9.6 | 8.7 | 21.1 | 14.7 | 21.6 | 20.6 | 19.1 | 15.5 | 5.5 | -1.6 | 8 | 6 | 3.1 | -3.5 | 7.6 | 5.4 | 6.6 | 0 | 6.9 | 4.6 | 8.7 | 4.7 | 2.7 | -1.6 | 4.4 | -0.1 | 14.8 | 6.7 | 15.6 | 11.1 | 15.2 | 14.7 | 22.5 | 20.4 | 9.3 | -0.1 | 7.6 | 1.5 | 9.5 | 7.4 | 15.5 | 13.3 | 16.2 | 11.5 | 6.1 | -2.1 | 7.4 | 2.7 | 14.2 | -4.3 | 2.7 | -2.5 | 19 | -7.1 | 10.4 | -7.7 | 6.2 | 0.2 | 15.7 | 6.8 | 11.2 | 8.4 | 1.8 | -1.4 | 12.2 | 8.5 | 11.2 | 4.7 | 2 | 0 | 8 | 2.2 | 10.7 | 4 | 12.8 | 9.9 | 12.8 | 5.4 | 20 | 13 | 15.2 | 11.5 | 12 | 8.1 | 11 | 7 | 8.5 | 5.3 | 19.7 | 16.4 | 9.8 | 2.1 | 23.6 | 20.9 | 13.3 | 0.4 | 16.8 | 13.2 | 24.8 | 22.4 | 21.9 | 19.5 | 7.4 | -0.2 | 11.1 | 7.1 | 6.1 | 1 | 11.3 | 6.7 | 4.9 | -3 | 5.6 | 3.6 | 11.7 | 10 | 4.3 | 1 | -2.1 | -4.2
2 | -2 | 3.6 | 0.9 | 13.1 | 8.2 | 13.8 | 11.8 | 1.5 | -7.4 | 19.9 | 3.6 | 7 | 3 | 15.3 | 8.5 | 15.3 | 12 | 12 | 8.4 | 10 | 7.6 | 11 | 9.5 | 6.5 | 1.3 | 12.5 | -5.6 | 21 | 18 | 20.4 | 19.2 | 21.5 | 16.6 | 16.7 | 15.5 | 20.8 | 17 | 16.3 | 10.8 | 21.4 | 17.8 | 13.6 | 4.1 | 9.4 | 0 | 3.6 | -1.7 | -0.6 | -4.4 | 9.7 | 8.9 | 20.6 | 14.1 | 21.8 | 20.6 | 19.4 | 15.9 | 5.1 | -2.6 | 9 | 8 | 3 | -3.5 | 7 | 4.6 | 5.6 | -0.5 | 7 | 5 | 8.7 | 4.4 | 2.9 | -2 | 4.8 | 0.5 | 14.2 | 6.6 | 15 | 10.4 | 14.7 | 14.2 | 22.3 | 20.3 | 8.6 | 0.9 | 8 | 2.7 | 10.2 | 8.3 | 15.4 | 12.8 | 16.4 | 11.4 | 5.2 | -1.7 | 7.7 | 2.5 | 14.1 | -4.7 | 2.2 | -2.6 | 18.5 | -7.5 | 9.7 | -7.9 | 5.7 | -0.3 | 14.7 | 6.9 | 10.1 | 7.4 | 2 | -1.4 | 11.3 | 7.3 | 11.1 | 4.6 | 0 | -2 | 7.6 | 1.9 | 10.5 | 3.7 | 13 | 9.8 | 12.3 | 5.4 | 19 | 11 | 14.7 | 10.9 | 10.6 | 8.5 | 9.6 | 6.5 | 8.4 | 5.3 | 19.4 | 16.1 | 9.4 | 0.2 | 23.3 | 20.5 | 13.1 | 0.6 | 16.1 | 12.9 | 24.6 | 22.3 | 21.7 | 19.5 | 7.5 | -0.3 | 10.9 | 6.1 | 6.1 | 0.7 | 11.2 | 6.5 | 4.6 | -3.2 | 5 | 3.5 | 10.5 | 8.8 | 4.2 | 0.8 | -2 | -4.4
3 | -2 | 3.6 | 0.8 | 15.3 | 9 | 15.1 | 12.7 | -0.2 | -9.2 | 20.3 | 4 | 7 | 3 | 15.2 | 8.1 | 15.3 | 12.5 | 12 | 8.3 | 10 | 7.4 | 11.1 | 9.5 | 5.7 | 0.9 | 14.3 | -4.9 | 19 | 16 | 21.2 | 19.7 | 21.3 | 16.7 | 15.9 | 14.8 | 20.9 | 16.9 | 16.5 | 10.3 | 21.4 | 17.8 | 12.5 | 4.2 | 9.4 | 0 | 4.2 | 0.1 | -0.6 | -4.4 | 9.7 | 8.9 | 19.6 | 13.3 | 22.1 | 20.6 | 20.6 | 16.8 | 4.9 | -4.1 | 9 | 8 | 3.1 | -3.5 | 5.8 | 2.9 | 4.4 | -1.7 | 7.4 | 5.2 | 8.7 | 3.9 | 3.2 | -2.5 | 6.5 | 1.9 | 13 | 6.7 | 14.3 | 9.2 | 13.6 | 13 | 22.5 | 20.3 | 8.6 | 2.3 | 9.2 | 4 | 11.5 | 10.1 | 15.1 | 11.6 | 16.9 | 11.4 | 4.8 | -1.1 | 8.5 | 2.5 | 14.5 | -5.9 | 1.9 | -3 | 17.7 | -7.5 | 8.7 | -6 | 5.4 | -0.9 | 13.6 | 7.3 | 8.4 | 5.5 | 2.5 | -0.3 | 9.9 | 4.9 | 11.2 | 4.9 | 0 | -3 | 6.8 | 1.5 | 10 | 4.1 | 13.1 | 9.1 | 11.5 | 5.7 | 18 | 11 | 14.2 | 10.2 | 10.5 | 8.7 | 11 | 7.1 | 8.6 | 5.5 | 19.4 | 16.1 | 8.4 | -3.6 | 22.8 | 19.8 | 13 | 0.6 | 15 | 12.5 | 24.3 | 22.2 | 21.8 | 19.3 | 7.5 | -0.3 | 10.8 | 4.4 | 6.1 | -0.1 | 11.6 | 7.3 | 3.8 | -2.9 | 3.9 | 2.7 | 8.3 | 6.4 | 3.9 | 0.3 | -1.7 | -3.9
0 | -3 | 3.5 | 0.8 | 16 | 9.3 | 15.6 | 13.2 | -1 | -10.2 | 20.2 | 4.3 | 8 | 6 | 14.8 | 7.8 | 15.2 | 12.6 | 11.9 | 8.1 | 10 | 7.4 | 11.1 | 9.6 | 5.3 | 0.8 | 14.8 | -4.2 | 18 | 15 | 21.7 | 19.9 | 21 | 16.8 | 15.3 | 14.4 | 20.9 | 16.9 | 16.5 | 10.2 | 21.5 | 17.8 | 11.9 | 3.9 | 9.7 | 0 | 4.4 | 0.7 | -0.6 | -4.3 | 9.8 | 8.7 | 19 | 13 | 22.3 | 20.6 | 20.8 | 17.1 | 4.7 | -4.8 | 9 | 7 | 2.9 | -3.4 | 5.1 | 2.2 | 3.7 | -2.2 | 7.4 | 5.6 | 8.4 | 3.8 | 3.4 | -2.6 | 7.2 | 3 | 12.3 | 6.8 | 13.7 | 8.4 | 13 | 12.4 | 22.6 | 20.5 | 8.5 | 3.2 | 9.6 | 4.6 | 12.7 | 11.3 | 14.8 | 11 | 17 | 11.3 | 4.9 | -0.9 | 8.5 | 2.4 | 14.2 | -6.3 | 1.5 | -3 | 17.5 | -7.1 | 8.2 | -4.8 | 5.1 | -1.4 | 13.1 | 7.6 | 7.7 | 4.9 | 2.6 | 0.2 | 9 | 3.9 | 11 | 4.8 | -1 | -5 | 6.5 | 1.4 | 9.6 | 4.2 | 13 | 9 | 11 | 5.9 | 17 | 11 | 13.7 | 9.9 | 10.5 | 8.9 | 11.3 | 7.4 | 8.4 | 5.6 | 19.3 | 16.1 | 7.6 | -5.6 | 22.4 | 19.3 | 13.1 | 0.6 | 14.3 | 12 | 24.1 | 22.1 | 21.7 | 19.1 | 7.9 | -0.7 | 10.3 | 4.1 | 5.8 | -0.3 | 11.8 | 7.6 | 3.4 | -2.8 | 3 | 2 | 7 | 5.3 | 3.7 | 0.1 | -1.6 | -3.9
0 | -3 | 3.5 | 1 | 16.7 | 9.7 | 16.1 | 13.7 | -1.9 | -10.8 | 19.8 | 4.4 | 9 | 7 | 14 | 7.3 | 15.2 | 12.7 | 11.4 | 7.9 | 10.3 | 7.6 | 11.3 | 9.8 | 4.7 | 0.2 | 15.3 | -2.7 | 17 | 15 | 21.9 | 20.2 | 20.5 | 16.9 | 14.7 | 14 | 20.7 | 16.8 | 16.3 | 10.8 | 21.3 | 17.5 | 11 | 3.3 | 9.4 | 0 | 3.9 | 1 | -0.6 | -4.4 | 9.8 | 8.6 | 18.3 | 12.6 | 22.3 | 20.6 | 21.2 | 17.2 | 4.5 | -5.3 | 9 | 7 | 2.5 | -3.2 | 4.3 | 1.5 | 2.9 | -2.8 | 7.5 | 5.8 | 8.1 | 4 | 3.9 | -2.7 | 7.8 | 4.2 | 11.6 | 7.1 | 12.9 | 7.5 | 11.9 | 11.6 | 22.6 | 20.6 | 8.7 | 3.8 | 9.7 | 5.3 | 13.1 | 11.9 | 14.1 | 10.1 | 16.7 | 11.3 | 5.3 | -0.8 | 8 | 2.2 | 11.7 | -7.1 | 0.7 | -3.4 | 17.5 | -6.5 | 6.5 | -4.4 | 5.1 | -2 | 12.7 | 8 | 7.4 | 3.9 | 2.7 | 0.7 | 8.7 | 2.8 | 10.7 | 4.6 | -1 | -5 | 6.2 | 1.4 | 8.9 | 4.2 | 13.2 | 9.2 | 10.6 | 6.3 | 17 | 11 | 12.5 | 9.6 | 10.5 | 9 | 11.4 | 7.4 | 8.2 | 5.5 | 19.4 | 15.6 | 6.5 | -8.3 | 21.7 | 18.7 | 12.9 | 0.6 | 13.4 | 11.3 | 23.7 | 21.8 | 21.5 | 18.9 | 7.8 | -0.6 | 8.6 | 3.5 | 6.4 | -1.5 | 12 | 7.8 | 2.8 | -2.5 | 2.1 | 1.3 | 5.8 | 4.1 | 2.8 | -0.4 | -1.8 | -4
1 | -3 | 3.4 | 1 | 16.9 | 11.3 | 16.7 | 14.2 | -2.8 | -11.8 | 19.1 | 4.2 | 11 | 8 | 12.9 | 6.8 | 14.8 | 12.6 | 10.9 | 7.7 | 9.7 | 7.3 | 11.4 | 9.8 | 3.2 | -1.8 | 15.3 | -2.9 | 18 | 16 | 21.9 | 20.1 | 20 | 17 | 14 | 13.5 | 20.7 | 16.8 | 16.2 | 11.2 | 21.2 | 17.5 | 9.7 | 3 | 9.7 | 0 | 4.5 | 2.2 | -0.9 | -4.4 | 9.5 | 8.6 | 17.5 | 12.2 | 22.4 | 20.6 | 21 | 17.5 | 4 | -5.5 | 9 | 7 | 1.8 | -2.7 | 3.4 | 0.6 | 1.8 | -3.3 | 7.5 | 6 | 8.8 | 4.3 | 4.2 | -3.8 | 8.4 | 5.3 | 10.3 | 6.3 | 12.1 | 6.5 | 11.2 | 10.9 | 22.5 | 20.8 | 8.1 | 4.5 | 10 | 5.6 | 14.2 | 13.1 | 13.2 | 9.1 | 16.1 | 11.2 | 5.1 | -0.6 | 7.9 | 2 | 11.2 | -7.6 | -0.4 | -4.1 | 17.6 | -6.1 | 6.8 | -2.6 | 4.3 | -2.8 | 12.4 | 8.4 | 6.5 | 3.4 | 1.9 | 0.3 | 7.1 | 2 | 10.2 | 4.6 | 0 | -3 | 5.9 | 1.4 | 8.2 | 4.2 | 12.9 | 9.1 | 10.2 | 6.5 | 17 | 11 | 11.3 | 8.6 | 10.6 | 9.1 | 11.8 | 7.9 | 8.4 | 5.8 | 19.1 | 15.5 | 6.2 | -9.6 | 20.9 | 18 | 13.2 | 0.6 | 12.6 | 10.9 | 22.9 | 21.3 | 21.3 | 18.8 | 7.7 | -0.8 | 7.2 | 3.2 | 7.4 | -3.1 | 11.9 | 8 | 2.1 | -2.6 | 0.9 | 0.4 | 4.7 | 3.3 | 1.7 | -1.4 | -2.1 | -4.5
1 | -3 | 2.6 | 0.7 | 17.1 | 12.4 | 17.6 | 14.6 | -3.8 | -13.5 | 18 | 3.9 | 11 | 8 | 13.2 | 6.7 | 14.3 | 12.6 | 11.2 | 7.8 | 10.4 | 7.3 | 11.5 | 10.3 | 3 | 0.3 | 15.3 | -1.9 | 19 | 16 | 22.2 | 20.3 | 19.6 | 17 | 13.8 | 13.4 | 20.2 | 17.6 | 15.8 | 11.7 | 21.2 | 17.4 | 8.9 | 2 | 9.8 | 0 | 5.9 | 3.8 | -1.4 | -4 | 9.5 | 8.5 | 17 | 11.9 | 22.6 | 21 | 21.2 | 17.7 | 3.4 | -6.1 | 9 | 7 | 0.9 | -2.2 | 4 | 0.8 | 1 | -3.9 | 7.2 | 5.8 | 10.1 | 4.8 | 4 | -3.8 | 8.9 | 6.3 | 9.8 | 6.7 | 11.2 | 5.5 | 9.2 | 9 | 22.4 | 20.9 | 6.8 | 4 | 9.6 | 6.1 | 13.8 | 12.9 | 13.4 | 9 | 16.3 | 11.6 | 4.9 | -0.6 | 7.9 | 1.9 | 12 | -8.7 | 0.2 | -3.4 | 17.7 | -4.5 | 4.2 | -3.6 | 3.6 | -3.3 | 12.3 | 9.1 | 5.8 | 2.6 | 3.8 | 2.5 | 5.8 | 1.3 | 9.5 | 4.5 | 0 | -4 | 6.1 | 1.6 | 8.1 | 4.7 | 12.9 | 9.4 | 9.8 | 6.7 | 17 | 10 | 10.1 | 8.2 | 11.1 | 9.5 | 12.3 | 8.2 | 8.4 | 5.9 | 18.6 | 15.7 | 6 | -11.3 | 19.8 | 17.2 | 13.2 | 0.6 | 11.7 | 10.4 | 22.5 | 21.1 | 21.1 | 18.7 | 8.9 | -0.5 | 5.5 | 3.1 | 5.7 | -3.1 | 12 | 8.3 | 2.3 | -1.9 | 0.5 | 0.1 | 3.9 | 2.6 | 1.2 | -1.8 | -2.5 | -5.5
2 | -2 | 2.9 | 0.6 | 18.7 | 14.6 | 18.3 | 15.1 | -2.9 | -11.8 | 19.5 | 4.6 | 10 | 8 | 13.9 | 6.4 | 14.1 | 13.7 | 11.9 | 8.1 | 10.5 | 7.2 | 11.6 | 10.4 | 2.3 | 0.2 | 17.2 | -2.2 | 23 | 18 | 23.5 | 20.9 | 19.3 | 17.1 | 13.7 | 13.3 | 20.1 | 17.7 | 15.7 | 12 | 20.7 | 16.9 | 9 | 0.6 | 9.9 | -0.5 | 7.2 | 5.6 | -1.5 | -4 | 10 | 8.4 | 16.5 | 11.5 | 22.7 | 21 | 21.5 | 18.5 | 3.1 | -6.2 | 7 | 4 | 1.4 | -2.4 | 5 | 1.1 | 0.2 | -4.4 | 7.2 | 6 | 8.9 | 2.1 | 3.8 | -4.6 | 9.4 | 7.3 | 9.1 | 6.7 | 10.2 | 4.2 | 8.7 | 8.6 | 22.2 | 21 | 7.4 | 5 | 9.8 | 6.7 | 14.9 | 14.2 | 13.8 | 9.1 | 17.1 | 12.1 | 4.5 | -0.7 | 6.9 | 0.9 | 10.6 | -7.9 | 1.2 | -3 | 17.9 | -3.7 | 7.1 | -0.5 | 4.6 | -2.9 | 12.1 | 9.8 | 4.2 | 0 | 4.6 | 4.2 | 5.8 | 1.4 | 8.7 | 4.5 | 0 | -2 | 6.3 | 1.8 | 8.2 | 5.4 | 13.3 | 9.9 | 9.3 | 7 | 16 | 11 | 9.7 | 7.7 | 11.9 | 9.7 | 12.9 | 8.6 | 8.3 | 6 | 18.5 | 16.1 | 6.1 | -14.6 | 18.6 | 16.3 | 12.8 | 0.1 | 10.8 | 9.9 | 22.1 | 20.8 | 20.8 | 18.5 | 6.8 | 0 | 3.4 | 1.7 | 8.5 | -2.4 | 12.1 | 9 | 2.7 | -1.2 | 1.6 | 1.4 | 2.8 | 1.1 | 1.5 | -1.8 | -1.6 | -5
4 | -2 | 3.3 | 1.1 | 17.2 | 16.1 | 19.4 | 16.1 | -1.5 | -10 | 21.7 | 5.2 | 11 | 8 | 15 | 6.1 | 15 | 14.4 | 12.8 | 8.3 | 12.2 | 7.8 | 12.2 | 10.6 | 2.8 | 0 | 18.3 | -5.6 | 23 | 18 | 22.8 | 20 | 19.4 | 17.2 | 13.9 | 13.3 | 20 | 17.8 | 15.6 | 12.8 | 22.2 | 16.7 | 10.6 | 0 | 13.9 | -0.6 | 12.2 | 9.4 | -0.6 | -3.3 | 10 | 8.3 | 16.1 | 11.1 | 23.9 | 21.7 | 23.9 | 20.6 | 5 | -6.7 | 7 | 4 | 3.3 | -1.1 | 6.7 | 1.7 | 1.1 | -3.9 | 7.8 | 5.6 | 7.8 | 4.4 | 4.4 | -5 | 10.7 | 8.5 | 11.1 | 8.9 | 10.3 | 3.4 | 11.1 | 10 | 23.5 | 21 | 7.8 | 6.7 | 11.7 | 7.8 | 17.2 | 16.7 | 14.4 | 9.4 | 19.4 | 13.9 | 6.8 | 0 | 9.4 | 1.1 | 13.3 | -8.9 | 2.8 | -2.8 | 18.3 | -2.8 | 8.9 | 2.2 | 7.2 | -1.7 | 12.2 | 10.6 | 3.3 | -0.6 | 6.7 | 6.7 | 6.7 | 1.7 | 9.4 | 5 | 0 | -2 | 6.7 | 2.2 | 8.3 | 6.1 | 14.4 | 10 | 8.9 | 6.7 | 17 | 11 | 11.1 | 8.9 | 12.8 | 10 | 13.9 | 9.8 | 8.3 | 6.1 | 17.8 | 16.1 | 7.4 | -13.8 | 20.2 | 16.5 | 13.3 | 0 | 12.6 | 10.7 | 22.8 | 21.1 | 20.8 | 18.9 | 11.1 | 0 | 8.3 | 1.7 | 11.7 | -3.9 | 12.2 | 9.4 | 3.3 | -0.6 | 3.3 | 3.3 | 1.7 | -2.2 | 3.9 | -2.2 | -0.2 | -4.3
9 | -1 | 3.3 | 1.1 | 17.8 | 16.7 | 21.1 | 16.7 | 0.6 | -8.9 | 23.9 | 5.6 | 13 | 9 | 17.6 | 7.4 | 16.7 | 13.9 | 16.5 | 9.2 | 13.3 | 8.3 | 13.9 | 10.6 | 1.1 | -0.6 | 18.9 | -5.6 | 24 | 13 | 23.3 | 20.6 | 21.1 | 15.6 | 17.4 | 15.1 | 20.6 | 17.2 | 17.2 | 13.9 | 23.9 | 16.7 | 12.2 | 0.6 | 15 | -0.6 | 13.3 | 8.9 | 1.7 | -3.9 | 12.2 | 8.3 | 17.8 | 11.9 | 24.4 | 21.7 | 25 | 18.9 | 6.7 | -6.7 | 9 | 4 | 6.1 | -3.3 | 9.3 | 1.7 | 2.8 | -3.3 | 8.3 | 6.1 | 10 | 2.8 | 5.6 | -4.4 | 11.5 | 8.7 | 13.3 | 9.4 | 11.3 | 3.6 | 13.3 | 10 | 24.8 | 20.9 | 8.3 | 7.2 | 14.4 | 6.1 | 20.6 | 17.8 | 16.3 | 9 | 21.7 | 10.6 | 9.3 | 0.2 | 11.1 | 1.1 | 15.6 | -8.3 | 5 | -2.3 | 19.2 | -2.7 | 10 | 2.8 | 9.4 | -3.3 | 13.1 | 10.8 | 3.3 | 0 | 8.3 | 7.8 | 10 | 2.2 | 11.1 | 5.6 | 0 | -3 | 9.1 | 2.9 | 9.2 | 6 | 13.9 | 11.7 | 9.4 | 7.2 | 18 | 12 | 15.6 | 9.4 | 14.6 | 9.6 | 14.4 | 10.5 | 10.6 | 7.2 | 17.8 | 16.1 | 9.3 | -12.3 | 22.6 | 16.9 | 14.4 | 0.6 | 15.2 | 12 | 25.6 | 21.7 | 20.9 | 19.4 | 13.3 | -0.6 | 11.7 | 0.6 | 13.9 | -2.8 | 12.2 | 9.4 | 5 | 0.4 | 5.6 | 4.4 | 2.8 | -2.2 | 5.6 | -1.7 | 1.1 | -4.4
13 | -2 | 2.8 | 1.1 | 18.3 | 17.2 | 22.8 | 16.7 | 2.4 | -8.7 | 25.7 | 5.3 | 12 | 9 | 20.2 | 7.9 | 18.3 | 13.9 | 20.2 | 9.2 | 13.9 | 8.3 | 16.1 | 10.6 | 1.7 | -1.1 | 18.3 | -3.9 | 26 | 18 | 23.3 | 22.2 | 22.8 | 16.1 | 20.9 | 16.3 | 22.2 | 15.6 | 18.9 | 14.4 | 25.6 | 16.1 | 12.8 | 2.2 | 18.3 | 0.6 | 14.4 | 8.9 | 3.3 | -3.9 | 12.8 | 8.3 | 19.4 | 12.2 | 25.6 | 21.7 | 26.1 | 17.2 | 8.3 | -6.1 | 11 | 4 | 8.3 | -4.4 | 11.8 | 1.1 | 5 | -2.8 | 9.4 | 4.4 | 10.6 | 4.4 | 7.2 | -3.9 | 12.2 | 8.9 | 15.6 | 9.4 | 12.2 | 3.3 | 15.6 | 10 | 26.1 | 20.6 | 10 | 7.8 | 15.6 | 7.8 | 21.7 | 17.8 | 18.1 | 8.1 | 23.9 | 13.3 | 11.7 | 0 | 12.2 | 3.3 | 18.9 | -7.2 | 7.2 | -2.7 | 20.2 | -3.1 | 11.1 | 2.2 | 11.1 | -4.4 | 14.1 | 11.1 | 3.9 | 0.6 | 7.8 | 7.2 | 11.1 | 5 | 11.7 | 5 | 2 | -3 | 11.5 | 3.3 | 10.2 | 6 | 14.4 | 12.2 | 9.4 | 7.2 | 18 | 13 | 17.8 | 8.9 | 16.5 | 9 | 15 | 11.1 | 13.9 | 7.2 | 18.3 | 16.7 | 11.1 | -12.2 | 25 | 17.2 | 14.4 | 0.6 | 17.8 | 12.8 | 27.2 | 22.2 | 21.1 | 20 | 16.7 | 0 | 13.9 | -0.6 | 15.6 | -2.2 | 12.2 | 9.4 | 6.6 | 1.3 | 8.3 | 5 | 4.4 | -2.2 | 7.8 | -0.6 | 3 | -4.3
15 | -1 | 3.3 | 1.1 | 20 | 17.8 | 23.3 | 16.7 | 4.3 | -9.7 | 27.6 | 4.6 | 14 | 10 | 22.8 | 8.3 | 19.4 | 13.9 | 23.9 | 8.3 | 14.4 | 8.9 | 19.4 | 11.1 | 2.2 | -0.6 | 18.9 | -3.3 | 27 | 18 | 22.8 | 21.7 | 25 | 15 | 24.4 | 17.2 | 22.8 | 15.6 | 20.6 | 13.9 | 26.7 | 16.7 | 13.3 | 3.3 | 21.1 | 1.7 | 15 | 9.4 | 5.6 | -4.4 | 13.9 | 8.3 | 21.1 | 12.8 | 26.1 | 21.7 | 27.8 | 17.8 | 9.4 | -5.6 | 12 | 4 | 10 | -3.3 | 14.4 | -0.6 | 6.1 | -2.2 | 11.1 | 4.4 | 13.3 | -0.6 | 9.4 | -3.3 | 13.9 | 10.4 | 16.7 | 9.4 | 14.4 | 4.7 | 16.7 | 9.4 | 26.3 | 20.4 | 10.6 | 7.8 | 17.2 | 7.2 | 23.9 | 17.8 | 20 | 6.7 | 25 | 15 | 13.5 | -0.2 | 13.3 | 3.3 | 21.7 | -5.6 | 9.4 | -3.9 | 21.1 | -3.9 | 15 | -3.9 | 11.7 | -5 | 15 | 11.1 | 3.9 | 0.6 | 8.9 | 8.3 | 13.9 | 4.4 | 15 | 3.9 | 2 | -4 | 13.9 | 3.3 | 11.1 | 5.6 | 15 | 12.2 | 11.7 | 9.4 | 19 | 14 | 20 | 8.3 | 18.3 | 7.8 | 15.9 | 11.5 | 16.1 | 6.7 | 20 | 16.7 | 12 | -11.6 | 25.7 | 16.8 | 16.7 | 0.6 | 19.3 | 13.1 | 29.4 | 21.7 | 22 | 20.1 | 18.3 | -0.6 | 15 | 0 | 16.1 | -1.1 | 12.2 | 9.4 | 8.3 | 2.2 | 9.4 | 3.9 | 6.1 | -2.8 | 10 | 0 | 4.8 | -5.2
15 | -1 | 4.4 | 1.1 | 21.1 | 16.1 | 24.4 | 16.1 | 6.1 | -13.3 | 29.4 | 3.3 | 13 | 10 | 24.8 | 8.3 | 20.6 | 14.4 | 25.6 | 7.3 | 15 | 8.9 | 21.7 | 11.7 | 3.9 | -0.6 | 18.3 | -2.2 | 27 | 18 | 22.2 | 21.7 | 25.6 | 15.6 | 24.8 | 17.3 | 23.3 | 16.1 | 22.2 | 12.8 | 28.3 | 17.2 | 14.4 | 2.8 | 23.9 | 0.6 | 15.6 | 8.9 | 7.2 | -4.4 | 15.6 | 8.3 | 22.2 | 12.8 | 27.2 | 21.1 | 27.8 | 17.2 | 11.1 | -5 | 13 | 4 | 11.1 | -3.9 | 14 | 0.2 | 7.2 | -1.7 | 12.2 | 5.6 | 13.3 | -0.6 | 10.6 | -4.4 | 15.5 | 11.9 | 17.8 | 8.9 | 16.7 | 5.7 | 17.2 | 8.9 | 26.5 | 20.1 | 11.7 | 8.3 | 17.8 | 8.3 | 25 | 16.7 | 20.9 | 7.9 | 24.4 | 12.2 | 15.4 | -0.7 | 15.6 | 3.3 | 22.8 | -6.1 | 9 | -2.3 | 22.2 | -3.5 | 19.4 | -2.2 | 12.2 | -5.6 | 16.5 | 11.9 | 5 | 0.6 | 9.4 | 8.3 | 15 | 2.8 | 15.6 | 1.1 | 3 | -5 | 15.4 | 2.9 | 11.8 | 5.7 | 15 | 12.2 | 13.3 | 8.9 | 21 | 14 | 20.6 | 7.8 | 19.4 | 7.5 | 16.9 | 11.6 | 17.8 | 6.7 | 21.7 | 17.2 | 13 | -11.6 | 26.5 | 16.8 | 19.4 | 0 | 20.7 | 12.9 | 30 | 21.7 | 23 | 20.5 | 20 | -1.1 | 16.7 | 1.7 | 17.8 | 0 | 13.3 | 9.4 | 9.4 | 2 | 9.4 | 2.2 | 7.8 | -3.3 | 12.8 | 1.7 | 6.7 | -7.8
18 | 0 | 5.6 | 1.7 | 20 | 17.2 | 23.9 | 15 | 6.7 | -12.6 | 30.9 | 3 | 12 | 10 | 26.9 | 8.4 | 20.6 | 14.4 | 27.2 | 6.1 | 17.2 | 8.3 | 21.7 | 11.1 | 5 | 0 | 16.1 | 1.7 | 27 | 18 | 22.2 | 21.7 | 26.7 | 15 | 25.2 | 17.2 | 24.4 | 16.7 | 22.8 | 13.9 | 28.3 | 16.7 | 15 | 4.4 | 25.6 | -1.7 | 16.1 | 9.4 | 8.9 | -3.9 | 18.3 | 8.3 | 23.3 | 12.9 | 27.8 | 22.8 | 28.3 | 17.2 | 12.2 | -5 | 14 | 3 | 12.2 | -0.6 | 13.7 | 0.7 | 8.3 | -2.2 | 12.2 | 3.3 | 15 | -1.1 | 10.6 | -4.4 | 17.2 | 13.3 | 18.9 | 8.3 | 18.9 | 6.7 | 18.3 | 8.9 | 26.7 | 20 | 12.8 | 8.9 | 17.2 | 9.4 | 25.6 | 16.1 | 21.9 | 8.8 | 26.1 | 11.7 | 17.2 | -2.2 | 16.1 | 4.4 | 25 | -10 | 8.7 | -1.2 | 23.3 | -2.7 | 14.4 | -1.7 | 14.4 | -6.1 | 17.9 | 12.4 | 5 | 0 | 12.8 | 8.9 | 17.2 | 4.4 | 16.7 | -1.1 | 4 | -1 | 16.8 | 2 | 12.6 | 5.5 | 15 | 12.2 | 13.9 | 7.8 | 23 | 15 | 22.2 | 7.2 | 20.6 | 7.6 | 17.8 | 11.7 | 18.3 | 5.6 | 21.7 | 16.7 | 13.9 | -13.9 | 27.2 | 16.1 | 20.6 | 0 | 22.2 | 12.8 | 30.6 | 21.1 | 23.9 | 20.6 | 20 | 0 | 17.8 | 1.7 | 18.3 | 0.6 | 14.4 | 9.4 | 10.6 | 1.9 | 10 | 2.2 | 10 | -3.9 | 15.6 | 3.3 | 7.8 | -6.3
18 | 0 | 6.7 | 1.7 | 21.7 | 17.8 | 22.2 | 16.1 | 7.2 | -13.3 | 32.4 | 3.4 | 12 | 9 | 28.9 | 7.2 | 20.6 | 13.9 | 28.9 | 3.9 | 18.3 | 7.8 | 20.6 | 11.1 | 6.1 | 0 | 17.8 | 1.7 | 28 | 18 | 22.2 | 21.1 | 26.7 | 15 | 25.6 | 17.2 | 25.6 | 16.1 | 22.2 | 13.3 | 29.4 | 16.7 | 15.6 | 3.9 | 25.6 | -3.3 | 15.6 | 9.4 | 10.6 | -2.8 | 19.4 | 8.3 | 24.4 | 12.8 | 27.8 | 22.8 | 29.4 | 16.1 | 13.3 | -4.4 | 16 | 2 | 13.3 | -1.7 | 13.3 | 1.1 | 10 | -3.3 | 13.3 | 1.1 | 15 | -2.2 | 12.2 | -3.3 | 17.6 | 13.4 | 18.9 | 7.8 | 20.4 | 6.7 | 18.9 | 8.3 | 25 | 19.2 | 13.3 | 8.3 | 14.4 | 6.7 | 26.7 | 15 | 22.8 | 10 | 26.7 | 11.7 | 17.8 | -1.3 | 16.7 | 0.6 | 26.7 | -8.9 | 8.3 | -0.6 | 24.4 | -2.8 | 13.3 | -1.7 | 15.6 | -4.4 | 19.4 | 12.8 | 5 | 0 | 14.4 | 8.3 | 18.3 | 5 | 17.2 | -2.2 | 4 | 0 | 18.3 | 1.1 | 13.3 | 5.6 | 15 | 12.2 | 14.4 | 8.9 | 25 | 15 | 21.7 | 6.7 | 21.7 | 7.2 | 18 | 12 | 18.3 | 5 | 21.1 | 16.1 | 14.3 | -13.2 | 27 | 16 | 21.7 | 0 | 23.1 | 12.7 | 30.6 | 21.7 | 23.9 | 20.7 | 21.7 | 0 | 18.9 | 2.2 | 20 | 1.7 | 15.6 | 9.4 | 11.7 | 1.7 | 11.1 | 2.8 | 10.6 | -5 | 17.2 | 4.4 | 8.9 | -5.8
19 | 0 | 8.3 | 1.7 | 23.9 | 18.3 | 22.8 | 14.4 | 7.8 | -15.6 | 33.9 | 3.3 | 14 | 10 | 29.8 | 5.2 | 20.6 | 13.9 | 29.6 | 3.6 | 17.8 | 8.9 | 20 | 10.6 | 6.1 | 0 | 17.2 | 1.7 | 27 | 18 | 21.7 | 21.1 | 27.8 | 17.8 | 26 | 16.9 | 25.6 | 16.7 | 22.2 | 13.3 | 28.9 | 16.1 | 16.7 | 5 | 26.1 | -3.3 | 15 | 10 | 10.6 | -3.9 | 20 | 8.3 | 23.5 | 13.7 | 29.4 | 22.2 | 28.9 | 15.6 | 12.8 | -5 | 9 | 7 | 14.4 | -3.9 | 12.2 | 4.2 | 13.3 | -3.3 | 13.9 | 0 | 16.7 | -3.3 | 11.7 | -3.3 | 17.9 | 13.4 | 18.9 | 9.4 | 21.8 | 6.1 | 20 | 7.8 | 23.4 | 18.3 | 14.4 | 10 | 14.4 | 5 | 28.3 | 15.6 | 22.4 | 11.5 | 26.1 | 12.2 | 18.3 | -1.3 | 16.7 | 1.1 | 26.7 | -14.4 | 8.7 | -0.3 | 24 | -3 | 12.8 | 1.1 | 15 | -5 | 19.4 | 12.7 | 5.6 | 0 | 14.4 | 8.3 | 20 | 5 | 17.8 | -2.2 | 6 | 1 | 19.2 | 1.7 | 10.5 | 5.9 | 14.4 | 11.7 | 15.6 | 8.9 | 26 | 16 | 23.3 | 7.8 | 22.2 | 7.6 | 18.1 | 12.1 | 20 | 6.7 | 21.1 | 16.7 | 14.6 | -14.9 | 26.9 | 15.9 | 20.6 | 0 | 24.1 | 12.4 | 28.3 | 21.7 | 23.9 | 20.7 | 22.2 | 0 | 20.6 | 3.3 | 20 | 1.7 | 15 | 8.3 | 12.1 | 1.4 | 12.2 | 2.2 | 12.2 | -3.9 | 18.3 | 3.9 | 10 | -6.1
21 | 0 | 7.8 | 2.8 | 23.3 | 18.3 | 22.8 | 15.6 | 8 | -14.6 | 33.9 | 3.7 | 13 | 10 | 30.8 | 2.1 | 21.1 | 13.3 | 30.4 | 2.6 | 16.1 | 8.9 | 19.4 | 10 | 6.1 | -0.6 | 18.3 | 1.1 | 27 | 18 | 21.7 | 20 | 26.7 | 17.8 | 26.3 | 16 | 26.1 | 16.7 | 22.8 | 13.3 | 28.9 | 15.6 | 16.7 | 1.7 | 27.2 | -2.8 | 16.1 | 11.1 | 11.7 | -4.4 | 20 | 8.3 | 22.6 | 14.5 | 29.4 | 21.1 | 28.9 | 15.6 | 11.7 | -5 | 9 | 6 | 15.6 | 1.7 | 11.1 | 6.3 | 11.1 | -2.2 | 13.9 | 1.7 | 16.1 | -1.1 | 11.7 | -2.8 | 18.3 | 13.3 | 20 | 10 | 23.3 | 5.6 | 21.1 | 7.8 | 21.7 | 17.2 | 13.3 | 9.4 | 9.4 | 7.2 | 26.7 | 16.1 | 22.1 | 12.7 | 26.7 | 11.7 | 18.9 | -1.1 | 17.2 | 0 | 26.7 | -12.8 | 9 | -0.5 | 23.7 | -2.4 | 14.4 | 1.1 | 15 | -5 | 19.4 | 12.5 | 5.6 | 0 | 13.3 | 8.3 | 19.4 | 4.4 | 19.4 | -1.7 | 6 | -1 | 20.2 | 2.1 | 7.8 | 5.6 | 14.4 | 11.7 | 16.7 | 7.8 | 24 | 18 | 22.8 | 7.8 | 22.8 | 7.8 | 18.3 | 12.2 | 20 | 6.7 | 19.4 | 16.7 | 15 | -17.8 | 26.7 | 15.6 | 22.2 | 0 | 25 | 12.2 | 26.1 | 23.3 | 23.9 | 20.6 | 21.1 | -1.1 | 21.1 | 3.3 | 20.6 | 1.1 | 14.4 | 8.9 | 12.4 | 1.4 | 12.8 | 3.9 | 12.2 | -5.6 | 18.9 | 3.3 | 10.4 | -4.6
19 | 1 | 7.8 | 1.7 | 21.7 | 17.8 | 25 | 15 | 8.1 | -14.5 | 33.9 | 3.7 | 13 | 10 | 31.7 | -2.8 | 20 | 13.3 | 31.1 | 2.8 | 16.1 | 8.9 | 19.4 | 10 | 7.2 | 0 | 20 | 2.2 | 25 | 18 | 22.2 | 20 | 26.1 | 17.8 | 26.7 | 15.6 | 26.1 | 17.2 | 23.3 | 13.3 | 28.3 | 16.1 | 16.7 | 2.8 | 24.4 | -0.6 | 16.1 | 10 | 12.8 | -4.4 | 18.9 | 8.3 | 21.7 | 15 | 27.8 | 22.2 | 28.9 | 21.1 | 11.7 | -5 | 9 | 7 | 16.1 | -2.8 | 10 | 7.8 | 12.2 | -2.2 | 14.4 | 1.7 | 15.6 | -2.2 | 11.7 | -2.8 | 17.4 | 13.4 | 20 | 9.4 | 20.7 | 6.7 | 20.6 | 7.2 | 20.8 | 16.6 | 12.2 | 8.9 | 10.6 | 6.7 | 26.1 | 16.1 | 21.7 | 13.9 | 27.2 | 7.2 | 17.6 | 0.3 | 17.2 | 0.6 | 27.2 | -8.9 | 9.4 | -0.6 | 23.3 | -2.8 | 14.4 | -3.3 | 15.6 | -4.4 | 19.4 | 12.2 | 6.1 | 0.6 | 14.4 | 8.3 | 19.4 | 3.3 | 19.4 | -1.7 | 6 | -1 | 21.1 | 2.8 | 5 | 5 | 15 | 12.2 | 18.3 | 7.2 | 27 | 17 | 23.3 | 6.7 | 23.3 | 8.3 | 18.3 | 12.3 | 20 | 4.4 | 20 | 16.7 | 14.6 | -12.9 | 25.6 | 15.9 | 22.2 | 0 | 24.4 | 12.7 | 30 | 21.7 | 23.3 | 20.5 | 21.1 | -1.1 | 21.7 | 4.4 | 20.6 | 0.6 | 14.4 | 8.3 | 12.8 | 1.1 | 12.2 | 4.4 | 12.8 | -5.6 | 18.3 | 2.8 | 10.7 | -4.3
18 | 0 | 7.8 | 1.7 | 21.7 | 18.9 | 25 | 13.3 | 8.3 | -16.7 | 33.9 | 4.4 | 13 | 10 | 29.5 | -0.7 | 18.9 | 13.9 | 28.5 | 5.4 | 15.6 | 8.9 | 17.2 | 10.6 | 6.1 | 0 | 20.6 | 0.6 | 24 | 18 | 22.2 | 19.4 | 25.6 | 17.8 | 25.6 | 15.9 | 24.4 | 17.2 | 22.8 | 13.9 | 26.7 | 16.1 | 16.1 | 1.7 | 18.3 | 1.7 | 16.7 | 10 | 12.8 | -3.9 | 18.3 | 8.3 | 20 | 15.3 | 28.3 | 23.3 | 28.3 | 17.2 | 10 | -5.6 | 9 | 7 | 16.1 | -5 | 9.8 | 7.8 | 11.7 | -2.8 | 13.3 | 1.7 | 15 | -1.7 | 10.6 | -3.3 | 16.5 | 13.1 | 20 | 8.9 | 18.2 | 7 | 20.6 | 7.8 | 19.8 | 15.7 | 12.2 | 8.9 | 10 | 5.6 | 23.9 | 15.6 | 21.3 | 13.8 | 26.1 | 5.6 | 16.3 | 1.6 | 16.7 | -1.7 | 26.7 | -10 | 8.1 | -0.8 | 22.6 | -2.6 | 13.9 | -4.4 | 15 | -3.9 | 18.7 | 12.9 | 5.6 | 0.6 | 14.4 | 8.3 | 20 | 3.3 | 19.4 | -0.6 | 7 | -1 | 19.3 | 1.8 | 8 | 5.8 | 15 | 12.2 | 17.2 | 6.7 | 27 | 16 | 22.2 | 5.6 | 22.4 | 9.6 | 18.3 | 12.3 | 19.4 | 4.4 | 18.9 | 17.2 | 14.3 | -11.5 | 24.4 | 15.6 | 22.2 | 0 | 23.9 | 13.2 | 29.4 | 21.1 | 22.8 | 20.2 | 21.1 | -2.8 | 21.7 | 3.9 | 20.6 | 0 | 14.4 | 7.8 | 12.1 | 1.7 | 11.7 | 4.4 | 12.2 | -5.6 | 18.3 | 2.8 | 11.1 | -4.4
17 | 0 | 7.2 | 2.2 | 20.6 | 19.4 | 23.3 | 13.9 | 6.5 | -13.3 | 32.6 | 3.5 | 13 | 9 | 27.2 | -0.7 | 17.2 | 13.9 | 25.9 | 7.5 | 14.4 | 10 | 15.6 | 10 | 5.6 | -0.6 | 20 | 0.6 | 23 | 17 | 22.2 | 19.4 | 25.6 | 17.2 | 24.4 | 15.9 | 22.8 | 16.7 | 22.8 | 13.3 | 25.6 | 15.6 | 15 | 1.1 | 15.6 | 0.6 | 16.1 | 10 | 12.8 | -1.7 | 17.8 | 8.3 | 18.4 | 15.3 | 27.8 | 22.2 | 26.7 | 18.3 | 9.4 | -5.6 | 10 | 7 | 15.6 | -3.9 | 9.6 | 7.7 | 11.7 | -1.7 | 12.2 | 1.7 | 14.4 | -1.7 | 9.4 | -3.3 | 15.6 | 12.8 | 18.9 | 8.9 | 15.6 | 6.7 | 20.6 | 8.9 | 18.9 | 15 | 11.7 | 8.3 | 10 | 5.6 | 20.6 | 14.4 | 21 | 13.5 | 25.6 | 6.1 | 15 | 2.2 | 16.1 | -1.1 | 24.4 | 3.9 | 6.9 | -0.9 | 21.8 | -1.9 | 12.8 | -5 | 14.4 | -5.6 | 17.9 | 13.4 | 6.1 | 0.6 | 14.4 | 8.3 | 20 | 1.7 | 18.3 | 0 | 7 | -1 | 17.4 | 0.1 | 10.9 | 5.9 | 15 | 12.2 | 16.7 | 5.6 | 27 | 17 | 21.7 | 6.1 | 21.5 | 11 | 18.3 | 12.2 | 18.9 | 3.3 | 18.9 | 16.7 | 13.9 | -11.1 | 23.3 | 15.6 | 21.7 | 0 | 23.3 | 13.3 | 29.4 | 21.7 | 22.2 | 20 | 18.9 | 0 | 20.6 | 5 | 20 | 0 | 14.4 | 7.8 | 11.3 | 1.8 | 10.6 | 4.4 | 12.2 | -4.4 | 17.8 | 3.9 | 9.1 | -3.9
18 | 0 | 7.2 | 2.2 | 18.9 | 18.9 | 22.2 | 14.4 | 4.6 | -12.7 | 31.3 | 2.5 | 12 | 9 | 25 | -0.6 | 15.6 | 13.3 | 23.3 | 8.3 | 13.9 | 10 | 13.3 | 10 | 5.6 | -0.6 | 18.3 | 1.1 | 22 | 18 | 22.2 | 19.4 | 26.1 | 16.1 | 23.3 | 16.1 | 21.7 | 17.8 | 22.2 | 13.3 | 23.9 | 15.6 | 13.9 | 1.1 | 13.9 | 1.1 | 13.9 | 9.4 | 11.7 | 0 | 17.2 | 8.3 | 16.7 | 15 | 26.7 | 22.2 | 25.6 | 19.4 | 8.3 | -5 | 10 | 7 | 13.9 | -5 | 9.4 | 7.8 | 10 | -1.7 | 9.4 | 1.7 | 10.6 | 0.6 | 8.9 | -3.3 | 15.4 | 12.7 | 15.6 | 8.3 | 14.5 | 5.6 | 17.8 | 8.9 | 18.2 | 15.5 | 10.6 | 7.2 | 9.4 | 6.7 | 17.8 | 16.1 | 20.6 | 13.3 | 22.8 | 6.1 | 12.6 | 4.1 | 15 | -0.6 | 21.1 | 3.9 | 5.6 | -1.7 | 21.1 | -2.2 | 10.6 | -5.6 | 12.2 | -5 | 17.2 | 13.9 | 5.6 | 0.6 | 13.3 | 7.8 | 18.3 | -0.6 | 17.2 | 0 | 7 | -1 | 15.6 | -1.1 | 13.9 | 5.6 | 15 | 13.3 | 16.7 | 5.6 | 24 | 16 | 19.4 | 6.7 | 20.6 | 11.7 | 15.9 | 11.3 | 18.9 | 4.4 | 18.9 | 16.7 | 12.2 | -9.6 | 22.4 | 16 | 20 | 0 | 21.3 | 13.8 | 26.7 | 21.7 | 22 | 19.9 | 18.3 | 0 | 18.3 | 6.7 | 16.1 | 1.1 | 13.9 | 8.3 | 10.6 | 2.2 | 9.4 | 7.2 | 10.6 | -5 | 15.6 | 5.6 | 7 | -4.7
15 | 1 | 6.1 | 2.2 | 19.4 | 19.4 | 21.7 | 13.9 | 2.8 | -13.3 | 30 | 1.7 | 12 | 9 | 22.8 | 2.3 | 15 | 13.3 | 20.7 | 7 | 13.9 | 10 | 12.8 | 10 | 5.6 | -0.6 | 15.6 | 1.1 | 21 | 18 | 22.8 | 20 | 23.9 | 15.6 | 20.5 | 15.5 | 21.1 | 17.8 | 21.7 | 13.3 | 22.8 | 15.6 | 11.7 | 0.6 | 13.3 | 0.6 | 12.2 | 8.3 | 9.4 | -1.7 | 17.2 | 8.3 | 16.3 | 14.7 | 26.1 | 22.2 | 25 | 19.4 | 6.7 | -4.4 | 10 | 7 | 12.2 | -3.9 | 9.8 | 8.4 | 8.9 | -1.7 | 10 | 2.8 | 5.6 | -0.6 | 8.9 | -3.3 | 15.2 | 12.4 | 15 | 7.8 | 13.3 | 4.2 | 16.1 | 8.9 | 17.4 | 15.9 | 10.6 | 7.2 | 6.7 | 5 | 17.2 | 14.4 | 19.3 | 14.2 | 21.1 | 6.1 | 10.2 | 4.8 | 12.2 | 0 | 18.3 | 4.4 | 4.1 | -1.7 | 19.6 | -1.8 | 7.8 | -5 | 11.1 | -5.6 | 17.2 | 13.6 | 3.9 | 0.6 | 11.1 | 7.2 | 15.6 | -1.7 | 13.9 | 0.6 | 6 | -1 | 13.5 | -0.2 | 12.4 | 5.8 | 16.7 | 14.4 | 16.1 | 6.1 | 23 | 16 | 17.2 | 7.8 | 18.5 | 12.3 | 13.5 | 10.2 | 15.6 | 5.6 | 18.9 | 17.2 | 10.6 | -10.2 | 21.5 | 16 | 16.1 | 0 | 19.2 | 13.6 | 26.7 | 22.2 | 21.9 | 20 | 16.1 | 0 | 15.6 | 6.1 | 12.8 | 2.8 | 13.9 | 8.9 | 9.5 | 2.4 | 8.9 | 7.2 | 10 | -3.9 | 13.9 | 6.1 | 5 | -6.1
13 | 1 | 5.6 | 2.2 | 20 | 18.9 | 20 | 13.9 | 1.7 | -11.1 | 28.9 | 1.4 | 12 | 9 | 20.5 | 3.3 | 14.4 | 12.8 | 18.2 | 6.1 | 13.9 | 10 | 12.8 | 10 | 4.4 | -0.6 | 15.6 | 1.1 | 21 | 18 | 22.8 | 20.6 | 23.3 | 16.1 | 17.8 | 14.5 | 21.1 | 17.2 | 21.7 | 13.3 | 22.2 | 15.6 | 10.6 | 1.7 | 12.8 | 0.6 | 11.1 | 8.3 | 8.9 | -1.1 | 16.7 | 8.3 | 16 | 14.4 | 24.4 | 16.7 | 22.8 | 19.4 | 6.7 | -4.4 | 8 | 6 | 9.4 | 0.6 | 10.2 | 9.3 | 7.8 | -2.2 | 8.9 | 2.8 | 4.4 | -0.6 | 7.8 | -3.9 | 15 | 12.2 | 13.9 | 8.3 | 12.2 | 2.8 | 13.9 | 8.9 | 16.7 | 16.1 | 10 | 7.8 | 6.7 | 5 | 16.1 | 14.4 | 18 | 14.7 | 19.4 | 7.8 | 7.8 | 5 | 12.2 | 0 | 16.7 | 5.6 | 2.6 | -1.9 | 18.2 | -1.4 | 7.8 | -5 | 8.9 | -4.4 | 17.2 | 13.2 | 3.9 | 0.6 | 11.1 | 7.8 | 14.4 | -1.1 | 12.2 | 1.1 | 3 | -1 | 11.5 | 0.6 | 10.9 | 5.7 | 16.7 | 13.3 | 15 | 6.7 | 23 | 15 | 16.7 | 8.3 | 16.5 | 12.5 | 11.1 | 8.9 | 12.8 | 7.8 | 18.9 | 17.2 | 8.9 | -11.7 | 20.6 | 16.1 | 14.4 | -0.6 | 17.2 | 13.3 | 26.1 | 21.7 | 21.7 | 20 | 14.4 | -0.6 | 15.6 | 5.6 | 11.7 | 2.8 | 13.3 | 8.3 | 8.3 | 2.1 | 7.8 | 6.7 | 8.9 | -4.4 | 11.1 | 4.4 | 5 | -5.8
13 | 1 | 5.6 | 2.8 | 20 | 19.4 | 18.9 | 13.9 | 0.5 | -10.3 | 27.8 | 2.1 | 11 | 9 | 18.3 | 3.9 | 14.4 | 12.2 | 15.6 | 4.4 | 13.3 | 10 | 12.2 | 9.4 | 3.3 | -0.6 | 14.4 | 0.6 | 22 | 19 | 22.8 | 20.6 | 23.3 | 15.6 | 15 | 13.3 | 20.6 | 17.2 | 21.1 | 13.3 | 22.2 | 16.1 | 9.4 | 1.1 | 10 | 2.8 | 10 | 7.8 | 8.3 | -1.7 | 16.7 | 8.3 | 15.6 | 13.9 | 23.3 | 17.2 | 22.8 | 19.4 | 6.1 | -5 | 7 | 5 | 8.3 | -2.2 | 10.6 | 10 | 5.6 | 1.1 | 7.2 | 2.8 | 4.4 | -0.6 | 7.8 | -3.9 | 14.3 | 11.8 | 13.3 | 7.8 | 11.3 | 2.6 | 15.6 | 8.9 | 16.7 | 16.1 | 10 | 7.8 | 6.1 | 3.9 | 15.6 | 14.4 | 16.7 | 15 | 18.3 | 7.2 | 6.9 | 4.1 | 11.7 | 0.6 | 15.6 | 5.6 | 1.1 | -2.8 | 16.7 | -2.2 | 5.6 | -4.4 | 3.9 | -1.7 | 17.2 | 12.8 | 2.2 | 0 | 10 | 7.2 | 10 | 1.1 | 11.7 | 1.7 | 3 | 0 | 9.4 | 0.6 | 9.4 | 5.6 | 16.7 | 14.4 | 13.9 | 6.7 | 22 | 15 | 16.1 | 8.9 | 14.4 | 12.2 | 10.5 | 8.5 | 11.7 | 7.2 | 18.3 | 17.2 | 8 | -10.1 | 19.8 | 16.1 | 13.9 | 0 | 16.7 | 13.3 | 24.4 | 21.7 | 21.9 | 20 | 13.3 | -0.6 | 12.2 | 7.2 | 10 | 3.3 | 12.2 | 8.3 | 7.2 | 2.2 | 7.8 | 6.1 | 7.2 | -3.9 | 11.1 | 4.4 | 5 | -6.6
12 | 1 | 5 | 1.7 | 20 | 18.9 | 18.3 | 14.4 | -0.6 | -11.1 | 26.7 | 1.7 | 11 | 9 | 17 | 5 | 13.9 | 12.2 | 15 | 5.3 | 13.3 | 10 | 10.6 | 9.4 | 2.2 | 0 | 13.9 | 0.6 | 22 | 19 | 22.2 | 20 | 23.3 | 16.7 | 15.4 | 13.8 | 20 | 17.8 | 21.1 | 12.2 | 22.8 | 17.2 | 8.3 | 1.7 | 8.9 | 1.7 | 8.3 | 7.8 | 6.1 | -0.6 | 16.1 | 8.9 | 15.6 | 14 | 21.7 | 17.2 | 22.2 | 20 | 5.6 | -4.4 | 7 | 6 | 6.7 | -2.2 | 10.2 | 9.8 | 4.4 | 1.7 | 5.6 | 2.8 | 2.2 | -1.1 | 7.2 | -3.9 | 13.5 | 11.6 | 13.9 | 7.8 | 10.3 | 2.2 | 13.3 | 8.9 | 16.7 | 15.8 | 10 | 7.8 | 5.6 | 3.3 | 15.6 | 13.9 | 17.1 | 14.8 | 18.3 | 7.2 | 5.9 | 2.7 | 11.1 | 0.6 | 14.4 | 6.1 | 0.4 | -2.8 | 15.9 | -1.9 | 2.8 | -5 | 4.4 | -2.8 | 16.5 | 12.3 | -1.1 | -2.2 | 9.4 | 7.2 | 9.4 | 1.1 | 11.7 | 1.1 | 2 | 0 | 7.7 | 0.4 | 8.7 | 5.5 | 16.7 | 15 | 12.2 | 6.1 | 21 | 16 | 13.9 | 9.4 | 14.6 | 11.8 | 10 | 8.1 | 11.1 | 7.8 | 17.2 | 16.1 | 7 | -10 | 19.1 | 15.8 | 14.4 | 0 | 16.1 | 13.1 | 23.9 | 20 | 22 | 19.9 | 12.8 | -0.6 | 11.7 | 6.1 | 8.9 | 2.8 | 11.7 | 8.3 | 6.5 | 2.4 | 6.7 | 5 | 5.6 | -3.9 | 10.6 | 3.9 | 5 | -8.3
10 | 2 | 4.4 | 1.7 | 20 | 19.4 | 18.3 | 14.4 | -0.8 | -10.4 | 25.4 | 2.8 | 11 | 9 | 15.7 | 5.9 | 13.9 | 12.2 | 14.5 | 5.9 | 13.3 | 9.4 | 10 | 8.9 | 1.1 | -1.7 | 12.8 | 0 | 23 | 19 | 22.2 | 20 | 22.2 | 16.7 | 15.7 | 14.1 | 20 | 17.8 | 20.6 | 12.8 | 22.2 | 17.8 | 6.7 | 1.7 | 8.9 | 2.2 | 7.8 | 7.8 | 5 | -1.1 | 13.3 | 8.3 | 15.6 | 14 | 20.6 | 16.7 | 22.2 | 20 | 5.6 | -4.4 | 6 | 6 | 6 | -2.1 | 9.8 | 9.7 | 3.9 | 1.1 | 4.4 | 2.8 | 1.1 | -2.2 | 6.7 | -3.9 | 12.8 | 11.1 | 10.6 | 6.7 | 9.4 | 1.7 | 13.3 | 8.9 | 16.7 | 15.6 | 6.7 | 5 | 5 | 3.9 | 15.6 | 13.9 | 17.4 | 14.3 | 18.3 | 7.8 | 5 | 1.7 | 10 | 1.1 | 13.3 | 6.1 | -0.4 | -3.5 | 15.2 | -2 | 0.6 | -5 | 2.8 | -2.2 | 15.7 | 11.7 | 0 | -1.1 | 7.8 | 6.7 | 8.9 | 1.1 | 11.1 | 1.7 | 1 | 0 | 6.1 | 0.4 | 7.9 | 5.2 | 16.7 | 14.4 | 11.7 | 6.7 | 22 | 16 | 13.3 | 8.9 | 14.8 | 11.2 | 9.4 | 7.8 | 9.4 | 6.7 | 17.2 | 15.6 | 6.1 | -11.1 | 18.3 | 15.6 | 11.1 | -0.6 | 15.6 | 12.8 | 23.3 | 19.4 | 22.2 | 20 | 12.8 | -0.6 | 12.8 | 6.1 | 8.9 | 2.2 | 10.6 | 8.3 | 5.7 | 2.7 | 6.7 | 4.4 | 4.4 | -2.8 | 9.4 | 3.9 | 3.5 | -6.2
9 | 2 | 3.3 | 0.6 | 20 | 18.9 | 18.3 | 14.4 | -0.9 | -11 | 24.1 | 2.9 | 11 | 9 | 14.4 | 6.1 | 13.3 | 12.2 | 13.9 | 6.1 | 13.3 | 10.6 | 9.4 | 8.1 | 0 | -0.6 | 11.7 | -0.6 | 21 | 19 | 21.7 | 20 | 22.8 | 15 | 16.1 | 14.4 | 20 | 18.3 | 17.2 | 15 | 21.1 | 16.7 | 5.6 | 1.7 | 7.8 | 0.6 | 7.8 | 7.2 | 4.4 | -0.6 | 14.4 | 2.8 | 15.6 | 13.9 | 20.6 | 16.7 | 22.2 | 20 | 5.6 | -3.9 | 6 | 5 | 5.2 | -2.1 | 9.4 | 9.4 | 2.8 | 1.1 | 3.9 | 2.8 | 0 | -2.8 | 6.1 | -4.4 | 13 | 11.4 | 11.1 | 7.2 | 8.9 | 3.5 | 11.1 | 8.9 | 16.5 | 15.4 | 6.1 | 5 | 4.4 | 3.3 | 15 | 13.9 | 17.8 | 13.9 | 17.8 | 11.1 | 4.4 | 1.4 | 8.9 | 2.2 | 12.8 | 6.1 | -1.1 | -4.4 | 14.4 | -2.8 | 0.6 | -5 | 1.7 | -2.8 | 15 | 11.1 | -0.6 | -1.7 | 7.8 | 6.1 | 10.6 | 1.7 | 10.6 | 2.2 | 1 | 0 | 4.4 | 0 | 7.2 | 5 | 16.1 | 13.9 | 10.6 | 6.7 | 24 | 16 | 12.2 | 8.9 | 15 | 10.6 | 9.6 | 7.7 | 9.4 | 7.8 | 16.7 | 15.6 | 5.4 | -10 | 17.8 | 15.5 | 9.4 | -0.6 | 15 | 12.9 | 22.8 | 18.9 | 22.2 | 20.1 | 10 | -0.6 | 12.2 | 8.3 | 10 | 1.1 | 10 | 7.8 | 5 | 2.8 | 6.7 | 4.4 | 1.7 | -2.2 | 8.9 | 3.3 | 2.1 | -5.7
8 | 1 | 3.3 | 1.7 | 20 | 19.4 | 17.8 | 13.3 | -1.1 | -12.8 | 22.8 | 3.3 | 11 | 9 | 13.1 | 6 | 13.3 | 12.2 | 13.2 | 6.3 | 13.9 | 10 | 8.3 | 8.1 | 0.6 | -0.6 | 11.1 | -0.6 | 20 | 18 | 22.2 | 20 | 22.8 | 14.4 | 16.1 | 14.5 | 20 | 18.3 | 17.2 | 15 | 21.1 | 16.7 | 3.9 | 0.6 | 6.7 | 0.6 | 7.2 | 6.7 | 3.9 | -0.6 | 15 | 3.3 | 15.8 | 14.2 | 20 | 16.7 | 22.2 | 20.6 | 5 | -3.9 | 6 | 5 | 4.5 | -2.3 | 9.6 | 9.6 | 2.2 | 0.6 | 3.3 | 2.2 | -1.1 | -2.8 | 5.6 | -5 | 13.1 | 11.5 | 13.3 | 6.7 | 8.3 | 4.9 | 11.1 | 8.9 | 16.3 | 15.2 | 6.1 | 4.4 | 5 | 1.7 | 15.6 | 13.9 | 18 | 13.9 | 17.8 | 12.2 | 3.9 | 1.4 | 8.9 | 2.2 | 13.3 | 5.6 | -1.7 | -4.2 | 13.9 | -2.2 | -1.7 | -5.6 | 3.3 | -2.8 | 15.2 | 11.4 | -0.6 | -1.7 | 6.7 | 5 | 10 | 1.1 | 10.6 | 1.7 | 1 | -1 | 3.3 | -0.5 | 6.8 | 4.8 | 15.6 | 13.9 | 8.9 | 6.1 | 21 | 14 | 12.2 | 8.3 | 14.6 | 10.6 | 9.8 | 7.8 | 8.3 | 6.1 | 16.7 | 15.6 | 4.6 | -9.9 | 17.2 | 15.2 | 10.6 | -0.6 | 14.5 | 12.9 | 22.8 | 18.9 | 22.2 | 20.3 | 11.1 | 7.2 | 10 | 7.2 | 8.3 | 0.6 | 8.9 | 7.2 | 4.3 | 2.5 | 6.7 | 5 | 1.7 | -2.8 | 8.3 | 3.3 | 0.6 | -6.1
7 | 1 | 3.3 | 1.1 | 20 | 19.4 | 16.7 | 10.6 | -2.4 | -11.6 | 21.9 | 3.6 | 10 | 8 | 11.9 | 6 | 13.3 | 12.2 | 12.4 | 6.3 | 13.9 | 9.4 | 8.3 | 7.5 | 0 | -1.1 | 12.2 | -0.6 | 20 | 18 | 22.2 | 20 | 22.8 | 15 | 16.1 | 14.5 | 20 | 18.3 | 16.7 | 15.6 | 20.6 | 17.2 | 3.3 | 0 | 6.1 | 0.6 | 6.7 | 6.1 | 4.4 | -1.7 | 15 | 3.3 | 15.9 | 14.3 | 18.9 | 16.7 | 21.7 | 20.6 | 5 | -3.9 | 7 | 6 | 3.7 | -2.6 | 9.8 | 9.8 | 2.2 | 0.6 | 4.4 | 3.9 | -1.1 | -3.3 | 4.4 | -4.4 | 13.3 | 11.7 | 12.2 | 6.7 | 7.8 | 6.1 | 10.6 | 8.3 | 16.1 | 15 | 5.6 | 4.4 | 2.8 | 2.2 | 13.3 | 13.3 | 18.1 | 13.8 | 17.2 | 12.8 | 3.3 | 1.1 | 7.2 | 3.3 | 12.8 | 5.6 | -2.2 | -4.1 | 13.3 | -2.3 | -1.1 | -6.7 | 3.3 | -2.8 | 15.4 | 11.6 | -1.1 | -1.7 | 5.6 | 4.4 | 10.6 | 0.6 | 10.6 | 1.1 | 0 | -2 | 2.2 | -1.1 | 6.5 | 4.7 | 15 | 13.3 | 8.9 | 6.7 | 21 | 16 | 11.1 | 8.9 | 14.3 | 10.6 | 10 | 7.8 | 7.2 | 5.6 | 16.1 | 15 | 3.9 | -11.1 | 16.7 | 15 | 11.1 | -0.6 | 13.9 | 12.8 | 22.8 | 17.8 | 22.2 | 20.6 | 10 | 6.1 | 8.9 | 7.2 | 7.8 | 1.1 | 8.9 | 7.2 | 3.5 | 2 | 7.2 | 5.6 | 0 | -2.2 | 7.2 | 2.8 | 0.2 | -5.7
8 | 1 | 2.8 | 1.1 | 18.3 | 17.2 | 16.7 | 11.1 | -3.7 | -12.1 | 20.9 | 4.1 | 9 | 8 | 10.6 | 5.6 | 12.8 | 12.2 | 11.7 | 6.1 | 13.9 | 9.4 | 8.3 | 6.4 | -0.6 | -1.7 | 8.9 | -1.1 | 20 | 19 | 21.7 | 19.4 | 22.8 | 15.6 | 16.1 | 14.4 | 19.4 | 18.3 | 16.7 | 15.6 | 21.1 | 17.2 | 2.8 | -0.6 | 6.1 | 0.6 | 7.2 | 6.1 | 2.8 | 0 | 14.4 | 13.3 | 16.1 | 14.4 | 18.9 | 16.7 | 22.2 | 20.6 | 4.4 | -3.9 | 6 | 5 | 3 | -2.6 | 10 | 10 | 1.7 | 0 | 2.8 | 2.8 | -1.1 | -3.3 | 5 | -4.4 | 12.9 | 11.5 | 13.3 | 7.2 | 7.1 | 4.4 | 10 | 8.9 | 15.5 | 14.4 | 5.6 | 3.9 | 2.8 | 0.6 | 12.8 | 12.2 | 18.3 | 13.9 | 16.7 | 12.8 | 3.5 | 1.5 | 6.1 | 2.8 | 11.1 | 5.6 | -2.8 | -4.4 | 12.8 | -2.8 | -1.1 | -6.1 | 2.2 | -3.3 | 15.6 | 11.7 | -1.7 | -2.2 | 5.6 | 3.9 | 10 | 0.6 | 10 | 1.1 | -1 | -2 | 1.1 | -1.7 | 6.1 | 4.4 | 15 | 12.2 | 8.3 | 6.1 | 19 | 17 | 11.1 | 9.4 | 13.9 | 10.6 | 9.4 | 7.5 | 7.2 | 5.6 | 16.1 | 15.6 | 3.9 | -9.4 | 16.9 | 15.3 | 12.2 | 0 | 13.3 | 12.4 | 22.8 | 16.7 | 22.2 | 20.5 | 8.3 | 5 | 8.3 | 6.7 | 7.8 | -1.1 | 10 | 7.2 | 2.8 | 1.7 | 7.2 | 5.6 | -0.6 | -2.8 | 6.7 | 2.8 | -0.2 | -6.1
7 | 0 | 2.8 | 1.1 | 18.3 | 17.2 | 16.7 | 11.1 | -5 | -13.3 | 20 | 3.9 | 9 | 8 | 12.1 | 6 | 12.8 | 11.7 | 13 | 6.8 | 13.3 | 9.4 | 7.8 | 6.7 | 0 | -1.1 | 8.9 | -1.1 | 20 | 18 | 21.7 | 19.4 | 22.8 | 15.6 | 16.8 | 15.4 | 19.4 | 18.3 | 16.7 | 15 | 21.1 | 18.3 | 1.7 | -1.7 | 4.4 | 0 | 6.7 | 5.6 | 3.3 | -1.1 | 12.8 | 12.8 | 16.3 | 14.7 | 17.8 | 16.1 | 21.1 | 20 | 4.4 | -3.9 | 4 | 3 | 2.2 | -3.3 | 10.2 | 10.2 | 1.7 | 0.6 | 2.8 | 2.8 | -1.1 | -3.3 | 3.9 | -4.4 | 12.6 | 11.4 | 10 | 6.7 | 6.3 | 2.6 | 10.6 | 8.9 | 15 | 13.9 | 5.6 | 4.4 | 2.2 | -1.7 | 13.3 | 13.3 | 17.4 | 12.3 | 15.6 | 13.9 | 3.7 | 1.9 | 5.6 | 2.2 | 10 | 5.6 | -0.9 | -3.7 | 13.9 | -1.8 | -2.8 | -6.7 | 1.7 | -1.7 | 16 | 11.8 | -2.8 | -2.8 | 5 | 4.4 | 10 | 1.1 | 8.3 | 1.1 | 0 | -2 | 2.6 | -0.9 | 6.5 | 4.8 | 13.3 | 10.6 | 7.8 | 5.6 | 19 | 16 | 10 | 8.3 | 14.1 | 11.3 | 8.9 | 7.5 | 7.2 | 5.6 | 16.7 | 15.6 | 3.9 | -9 | 17 | 15.4 | 9.4 | 0 | 12.8 | 12.1 | 22.2 | 17.2 | 22.2 | 20.5 | 10 | -0.6 | 7.8 | 6.7 | 7.8 | -2.2 | 10 | 7.8 | 3.7 | 2.1 | 8.3 | 6.1 | -1.1 | -2.8 | 6.1 | 2.8 | -0.6 | -7.2
8 | -1 | 3.3 | 1.7 | 18.3 | 17.8 | 16.7 | 11.1 | -2 | -11 | 21.3 | 4 | 10 | 8 | 13.5 | 6.2 | 13.3 | 12.8 | 14.3 | 7.4 | 13.3 | 9.4 | 7.8 | 7.8 | 1.1 | -0.6 | 8.9 | -1.1 | 20 | 19 | 21.1 | 18.9 | 22.2 | 13.9 | 17.6 | 16.3 | 19.4 | 18.3 | 16.1 | 15 | 20.6 | 18.3 | 1.7 | -1.7 | 5 | 0.6 | 7.2 | 6.7 | 1.1 | -1.7 | 12.8 | 11.7 | 16.5 | 14.9 | 17.8 | 16.1 | 21.1 | 20 | 5 | -3.9 | 5 | 4 | 3.3 | -3.9 | 10.4 | 10.4 | 0.6 | -0.6 | 2.2 | 2.2 | -1.1 | -3.3 | 2.8 | -5 | 12.2 | 11.1 | 10.6 | 7.2 | 5.6 | 0.6 | 10.6 | 8.9 | 14.4 | 13.3 | 6.1 | 4.4 | 2.8 | -1.7 | 13.3 | 13.3 | 16.5 | 11 | 14.4 | 13.3 | 3.9 | 2.2 | 5 | 2.8 | 9.4 | 5.6 | 0.9 | -3.3 | 15 | -1.4 | 0 | -4.4 | 1.7 | -1.7 | 16.3 | 11.9 | -1.1 | -1.7 | 5.6 | 5 | 8.9 | 2.8 | 7.8 | 1.7 | 0 | -2 | 4.1 | -0.1 | 6.8 | 5.1 | 12.8 | 10 | 6.1 | 3.9 | 19 | 16 | 10 | 8.3 | 14.2 | 12.1 | 8.3 | 7.2 | 7.2 | 5.6 | 17.2 | 16.1 | 3.9 | -9.4 | 17.2 | 15.6 | 8.9 | 0 | 12.2 | 11.7 | 21.7 | 17.2 | 22.2 | 20.6 | 8.9 | 5.6 | 8.3 | 7.2 | 9.4 | -1.7 | 10.6 | 7.2 | 4.7 | 2.4 | 8.3 | 7.2 | -1.7 | -2.8 | 6.7 | 3.3 | 2 | -5.6
8 | -1 | 3.3 | 1.7 | 20 | 19.4 | 16.7 | 11.7 | 0.9 | -9.7 | 22.6 | 4.2 | 11 | 9 | 15 | 6.1 | 14.4 | 13.3 | 15.6 | 7.8 | 14.4 | 10.6 | 12.2 | 10.6 | 4.4 | 0 | 12.2 | 0 | 23 | 20 | 20.6 | 18.3 | 22.2 | 10 | 18.3 | 17.2 | 19.4 | 18.3 | 16.1 | 15 | 21.1 | 18.3 | 3.9 | -0.6 | 6.1 | 0.6 | 8.3 | 8.3 | 2.8 | 0 | 12.2 | 11.1 | 16.7 | 15 | 19.4 | 16.7 | 22.2 | 18.9 | 6.1 | -3.9 | 6 | 5 | 5 | -0.6 | 10.6 | 10.6 | 3.3 | 1.7 | 3.3 | 2.2 | 1.7 | -1.1 | 3.9 | -5.6 | 14.2 | 11.9 | 12.8 | 10.6 | 7.1 | 1.8 | 13.9 | 10 | 14.4 | 13.3 | 6.1 | 4.4 | 4.4 | 0.6 | 14.4 | 13.9 | 15.6 | 9.4 | 13.3 | 12.2 | 6.1 | 3.6 | 6.1 | 2.8 | 11.7 | 5.6 | 2.8 | -3.9 | 16.1 | -1.1 | 3.3 | -3.3 | 6.7 | 0 | 16.7 | 11.7 | 1.1 | 0.6 | 7.2 | 6.1 | 10 | 3.9 | 10.6 | 1.7 | 2 | -2 | 5.6 | 0.6 | 7.2 | 5.6 | 12.8 | 10 | 8.9 | 6.7 | 18 | 14 | 12.8 | 10 | 14.4 | 12.8 | 11.8 | 7.1 | 7.8 | 5.6 | 17.2 | 16.1 | 5.6 | -7.7 | 19.8 | 16.5 | 12.2 | 0 | 15.4 | 12.6 | 22.2 | 17.2 | 22.6 | 20.7 | 11.7 | 5 | 11.1 | 8.3 | 11.1 | -1.1 | 10.6 | 7.2 | 5.6 | 2.8 | 7.8 | 7.2 | -0.6 | -2.2 | 10.6 | 5.6 | 4.6 | -5.1
8 | 0 | 4.4 | 2.2 | 19.4 | 19.4 | 16.1 | 11.7 | 3.9 | -10 | 23.9 | 3.9 | 11 | 9 | 17.8 | 7.3 | 15.6 | 13.9 | 18.7 | 8.4 | 15 | 11.1 | 16.1 | 11.1 | 7.8 | 0 | 15.6 | 0.6 | 24 | 19 | 21.1 | 18.9 | 22.2 | 10.6 | 20.5 | 17.7 | 20 | 17.2 | 16.7 | 15 | 23.9 | 17.8 | 5 | -0.6 | 7.2 | 0.6 | 11.7 | 8.9 | 7.2 | 1.1 | 13.3 | 11.7 | 17.1 | 15.3 | 21.1 | 16.7 | 23.3 | 18.3 | 7.2 | -2.8 | 6 | 5 | 8.3 | 0.6 | 12.8 | 12.2 | 6.7 | 3.3 | 3.3 | 2.2 | 6.7 | -0.6 | 4.4 | -5.6 | 16.3 | 12.9 | 15.6 | 10 | 8.5 | 2.9 | 16.1 | 9.4 | 14.4 | 13.3 | 6.1 | 4.4 | 7.2 | -1.7 | 17.8 | 15 | 15.8 | 8.3 | 12.8 | 11.7 | 8.4 | 5 | 6.7 | 1.7 | 13.9 | 6.1 | 5.9 | -2.8 | 18.1 | -0.6 | 6.7 | -2.8 | 10 | -1.1 | 18.2 | 12 | 5 | 0.6 | 9.4 | 7.8 | 12.8 | 6.7 | 12.8 | 2.2 | 3 | -2 | 8.7 | 1.6 | 8.1 | 5.6 | 15.6 | 10 | 10.6 | 8.3 | 20 | 14 | 16.1 | 10.6 | 17.2 | 12.8 | 15.4 | 6.2 | 10 | 6.7 | 18.3 | 16.1 | 7.2 | -7.1 | 22.4 | 16.9 | 16.7 | 0 | 18.5 | 13 | 22.8 | 16.7 | 22.9 | 20.8 | 15 | 4.4 | 13.9 | 8.9 | 13.9 | -1.7 | 11.1 | 7.8 | 7.3 | 3.4 | 7.8 | 6.7 | 3.9 | -0.6 | 17.2 | 2.8 | 7.2 | -5.6
8 | 1 | 5.6 | 2.2 | 20.6 | 19.4 | 15.6 | 11.7 | 5.4 | -10 | 25.7 | 4.8 | 12 | 9 | 20.5 | 7.5 | 17.8 | 13.9 | 21.9 | 8.1 | 17.2 | 11.7 | 20 | 10 | 8.9 | 0 | 19.4 | -1.1 | 25 | 19 | 22.8 | 20 | 22.2 | 12.8 | 22.8 | 18.2 | 22.2 | 17.2 | 16.7 | 15 | 25 | 17.8 | 6.1 | 0 | 8.9 | 1.1 | 15.6 | 10.6 | 10.6 | 2.8 | 15.6 | 12.2 | 17.4 | 15.4 | 22.2 | 17.2 | 24.4 | 17.8 | 8.9 | -2.2 | 7 | 6 | 11.7 | -0.6 | 15 | 13.6 | 10.6 | 3.9 | 5 | 3.9 | 11.7 | -5.6 | 5 | -6.7 | 18.3 | 13.3 | 17.8 | 10 | 10 | 3.9 | 16.7 | 9.4 | 14.4 | 13.3 | 6.7 | 4.4 | 8.9 | -2.8 | 19.4 | 15 | 15.9 | 6.6 | 12.8 | 12.2 | 10.6 | 6.1 | 8.9 | 2.2 | 15.6 | 6.1 | 9.1 | -3 | 20.2 | 0.1 | 9.4 | -1.1 | 13.9 | -0.6 | 19.6 | 11.9 | 6.7 | -1.1 | 12.2 | 8.9 | 12.2 | 6.7 | 13.9 | 1.1 | 4 | -1 | 11.9 | 2.6 | 9.1 | 5.7 | 17.8 | 9.4 | 11.7 | 8.3 | 20 | 11 | 19.4 | 12.2 | 20 | 11.8 | 18.9 | 2.8 | 12.8 | 7.8 | 18.9 | 16.1 | 8.9 | -7.2 | 25 | 17.2 | 18.3 | 0 | 21.7 | 12.8 | 23.9 | 15 | 23.3 | 21.1 | 16.1 | 2.2 | 16.7 | 8.3 | 15.6 | -1.7 | 11.7 | 7.8 | 8.9 | 3.5 | 8.9 | 7.8 | 7.8 | -1.7 | 18.9 | 1.7 | 9.6 | -3.9
7 | 2 | 6.1 | 2.2 | 22.8 | 19.4 | 16.1 | 11.7 | 6.8 | -11.5 | 27.6 | 6.4 | 13 | 9 | 23.3 | 7.8 | 18.3 | 13.3 | 25 | 7.2 | 18.3 | 11.7 | 20.6 | 11.1 | 11.1 | 0 | 21.1 | -1.1 | 26 | 20 | 23.9 | 20 | 22.2 | 13.3 | 25 | 18.3 | 24.4 | 17.8 | 16.7 | 15.6 | 25.6 | 17.8 | 8.3 | 1.1 | 11.1 | -0.6 | 18.9 | 10 | 13.3 | 1.7 | 15 | 11.7 | 17.8 | 15.6 | 23.3 | 17.8 | 25.6 | 18.3 | 10.6 | -1.7 | 7 | 6 | 13.9 | -0.6 | 17.2 | 15 | 12.2 | 3.3 | 5.6 | 3.9 | 12.2 | -3.3 | 5.6 | -5.6 | 19.4 | 12.9 | 19.4 | 10 | 11.3 | 3.8 | 17.2 | 10 | 14.4 | 13.3 | 6.7 | 5 | 11.1 | -3.9 | 21.1 | 13.9 | 16.1 | 5 | 12.8 | 11.7 | 12.8 | 5.7 | 10.6 | 2.2 | 17.2 | 6.7 | 12.2 | -4.4 | 22.2 | 0 | 12.8 | 0 | 16.7 | 1.1 | 21.1 | 11.7 | 7.2 | -1.1 | 14.4 | 9.4 | 12.8 | 4.4 | 12.2 | 5 | 6 | 0 | 15 | 2.8 | 10 | 5.6 | 18.9 | 10 | 12.8 | 8.3 | 19 | 11 | 22.8 | 10.6 | 22.8 | 10 | 20 | 2.8 | 16.7 | 7.8 | 19.4 | 16.1 | 10.4 | -6.5 | 25.7 | 16.8 | 20 | 0.6 | 23.7 | 12.7 | 25 | 14.4 | 23.7 | 21.4 | 16.7 | 2.8 | 18.3 | 7.8 | 16.7 | -0.6 | 12.8 | 8.9 | 10.6 | 3.9 | 10.6 | 9.4 | 10 | -5 | 21.1 | -4.4 | 12 | -3
8 | 3 | 7.2 | 1.7 | 24.4 | 19.4 | 16.7 | 11.1 | 8.3 | -15 | 29.4 | 7.2 | 13 | 10 | 25.5 | 7.2 | 18.9 | 13.3 | 27 | 6.4 | 18.3 | 11.1 | 22.8 | 10 | 11.1 | 0 | 22.2 | -2.2 | 27 | 19 | 24.4 | 20 | 23.3 | 15.6 | 25.7 | 18.2 | 25 | 16.7 | 17.8 | 15.6 | 25.6 | 17.8 | 10 | 1.7 | 11.7 | -2.2 | 20.6 | 7.8 | 14.4 | 1.7 | 15 | 12.2 | 18.5 | 15.8 | 24.4 | 16.1 | 26.1 | 16.1 | 12.2 | -0.6 | 8 | 6 | 16.1 | -0.6 | 17.6 | 14.9 | 13.3 | 2.8 | 9.4 | 5.6 | 13.3 | -3.3 | 6.7 | -5.6 | 20.6 | 12.6 | 20 | 10 | 12.6 | 3.3 | 18.9 | 9.4 | 14.4 | 13.3 | 6.7 | 5 | 11.7 | -3.3 | 23.3 | 13.9 | 15.9 | 5.5 | 12.2 | 11.7 | 15 | 4.7 | 12.8 | 2.2 | 20 | 6.1 | 12.8 | -5.5 | 23.3 | -0.2 | 14.4 | 0 | 18.3 | 1.1 | 21.3 | 11.7 | 8.9 | 0 | 16.7 | 8.9 | 13.9 | 3.9 | 11.1 | 7.2 | 7 | 0 | 17.4 | 3.3 | 10.4 | 5.4 | 20 | 10 | 15 | 8.9 | 17 | 10 | 24.4 | 11.1 | 23.9 | 9.1 | 21.1 | 3.3 | 19.4 | 7.8 | 21.1 | 15.6 | 11.8 | -6.3 | 26.5 | 16.8 | 22.8 | 0 | 25.8 | 12.7 | 26.7 | 14.4 | 24 | 21.7 | 17.8 | 1.7 | 15 | 10 | 18.9 | 0 | 15 | 8.9 | 11.7 | 3.7 | 13.3 | 9.4 | 13.9 | -1.7 | 22.8 | -3.3 | 14.4 | -2.8
9 | 2 | 8.3 | 1.7 | 23.9 | 19.4 | 17.8 | 11.7 | 9.8 | -12.6 | 30 | 6.7 | 13 | 10 | 27.8 | 6 | 19.4 | 12.8 | 29.1 | 5.9 | 18.9 | 11.1 | 23.9 | 10.6 | 13.3 | 0 | 23.9 | -3.3 | 28 | 21 | 25 | 20 | 24.4 | 16.7 | 26.5 | 18.4 | 26.7 | 16.1 | 17.2 | 15.6 | 27.8 | 18.9 | 11.7 | 1.7 | 12.2 | -1.7 | 22.2 | 7.8 | 16.1 | 0.6 | 14.4 | 11.7 | 19.3 | 16 | 23.9 | 16.1 | 26.7 | 14.4 | 13.3 | 0 | 10 | 6 | 17.2 | 0.6 | 17.9 | 14.6 | 14.4 | 3.3 | 8.3 | 3.3 | 15.6 | -3.3 | 8.9 | -6.1 | 21.7 | 11.7 | 21.7 | 12.2 | 13.9 | 2.8 | 20.6 | 8.9 | 14.4 | 13.3 | 7.2 | 5 | 13.3 | -2.8 | 25 | 15 | 15.8 | 6 | 12.8 | 11.7 | 17.2 | 2.8 | 14.4 | 0 | 22.2 | 4.4 | 13.3 | -7.1 | 24.5 | -0.5 | 16.1 | -1.1 | 19.4 | -0.6 | 21.5 | 11.8 | 10 | 1.1 | 17.8 | 8.3 | 12.2 | 5.6 | 12.2 | -0.6 | 9 | 0 | 19.8 | 3.5 | 10.7 | 5.3 | 21.1 | 10.6 | 17.2 | 6.7 | 16 | 9 | 24.4 | 10 | 25 | 8.1 | 22.2 | 3.3 | 21.1 | 6.7 | 22.8 | 15.6 | 13.3 | -7.2 | 27.2 | 16.1 | 24.4 | 0 | 27.8 | 11.7 | 26.7 | 15 | 24.4 | 22.2 | 19.4 | 2.2 | 17.2 | 9.4 | 20 | -1.1 | 15 | 8.3 | 12.8 | 3.7 | 13.9 | 11.1 | 14.4 | -3.9 | 23.9 | -2.2 | 15.3 | -3.2
10 | 3 | 9.4 | 2.2 | 25 | 18.9 | 17.8 | 11.7 | 11.3 | -11.5 | 30.5 | 6.4 | 14 | 10 | 30 | 3.9 | 19.4 | 13.3 | 31.1 | 4.4 | 18.3 | 10.6 | 18.9 | 11.7 | 13.9 | 0 | 24.4 | -3.9 | 27 | 21 | 25 | 20.6 | 23.9 | 18.3 | 27.2 | 18.3 | 26.7 | 16.1 | 17.8 | 16.1 | 28.3 | 17.8 | 13.9 | 2.2 | 13.3 | -3.3 | 22.8 | 8.3 | 17.2 | 2.8 | 11.1 | 11.1 | 20 | 16.1 | 25 | 16.7 | 27.8 | 16.1 | 14.4 | 0.6 | 11 | 6 | 18.9 | -3.3 | 18.3 | 14.4 | 16.1 | 5.6 | 5 | 3.3 | 16.7 | -3.9 | 10 | -5.6 | 21.5 | 10.1 | 21.7 | 10.6 | 14.5 | 3.3 | 22.2 | 8.9 | 14 | 12.9 | 6.7 | 4.4 | 15 | -1.7 | 25.6 | 15.6 | 15.6 | 6.1 | 13.3 | 11.7 | 17.6 | 2.4 | 16.7 | -1.1 | 23.9 | 0.6 | 13.9 | -10.6 | 25.6 | -1.7 | 17.2 | -3.3 | 18.9 | -1.1 | 21.7 | 11.7 | 10.6 | 1.1 | 18.3 | 8.3 | 12.8 | 5 | 15 | -1.1 | 10 | 1 | 22.2 | 3.3 | 11.1 | 5 | 21.7 | 10.6 | 17.2 | 6.1 | 15 | 10 | 23.9 | 9.4 | 26.1 | 6.7 | 22.6 | 3.2 | 21.7 | 6.7 | 22.2 | 15 | 14.1 | -6.5 | 27.4 | 15.8 | 25 | 0 | 28.5 | 12 | 26.7 | 14.4 | 24.4 | 22.5 | 18.9 | 0.6 | 18.3 | 9.4 | 19.4 | 0 | 17.2 | 8.3 | 13.9 | 3.3 | 12.8 | 11.1 | 16.1 | -3.3 | 25 | -2.2 | 16.3 | -4.8
12 | 3 | 9.4 | 1.7 | 26.1 | 16.7 | 18.3 | 11.7 | 12.8 | -11.7 | 31.1 | 5.6 | 15 | 9 | 30.7 | 3.7 | 20 | 13.3 | 31.8 | 3.8 | 17.8 | 11.1 | 18.9 | 11.7 | 15 | -0.6 | 25 | -6.1 | 26 | 21 | 25.6 | 20 | 24.4 | 17.8 | 27 | 18.9 | 27.8 | 16.1 | 18.3 | 16.7 | 28.9 | 17.2 | 15 | 1.7 | 13.3 | -2.8 | 23.9 | 7.2 | 18.3 | 3.3 | 10.6 | 10.6 | 20.7 | 15.9 | 24.4 | 15.6 | 27.2 | 15 | 16.1 | 0.6 | 12 | 6 | 19.4 | -0.6 | 17.8 | 13.9 | 16.7 | 3.9 | 4.4 | 3.3 | 18.9 | -5.6 | 11.7 | -5.6 | 21.3 | 8.6 | 22.2 | 10.6 | 15 | 3.5 | 23.9 | 8.9 | 13.7 | 12.6 | 6.7 | 5 | 16.1 | -1.1 | 26.7 | 14.4 | 15.8 | 5.4 | 13.9 | 11.7 | 17.9 | 1.8 | 17.8 | -2.8 | 26.7 | -1.7 | 14.8 | -8.9 | 26.1 | -1.5 | 18.3 | -3.9 | 20 | 0.6 | 21.5 | 11.6 | 11.7 | 1.1 | 18.3 | 8.3 | 13.3 | 5 | 15 | 7.8 | 12 | 2 | 23.7 | 2.5 | 11.5 | 5.2 | 22.2 | 10.6 | 18.3 | 5.6 | 14 | 9 | 25 | 10.6 | 24.4 | 9.2 | 22.9 | 2.9 | 22.8 | 5.6 | 18.9 | 17.2 | 14.8 | -6.5 | 27.6 | 15.6 | 26.1 | 0 | 29.3 | 11.9 | 27.2 | 14.4 | 24.4 | 23 | 19.4 | 0.6 | 20 | 9.4 | 20 | -1.1 | 16.7 | 8.9 | 14.1 | 2.7 | 12.8 | 11.1 | 18.3 | -1.1 | 25 | -2.2 | 17.2 | -7.2
13 | 2 | 10.6 | 1.7 | 22.8 | 19.4 | 18.9 | 11.7 | 12.4 | -10.7 | 31.1 | 5.5 | 15 | 9 | 31.5 | 2.7 | 19.4 | 13.3 | 32.6 | 3.5 | 16.7 | 11.1 | 19.4 | 11.1 | 15 | -2.2 | 25.6 | -5.6 | 28 | 21 | 25.6 | 18.9 | 23.9 | 17.8 | 26.9 | 19.5 | 27.2 | 15.6 | 18.3 | 16.7 | 28.3 | 17.8 | 15.6 | 1.7 | 14.4 | -4.4 | 23.3 | 10 | 18.9 | 3.9 | 10 | 10 | 21.5 | 15.8 | 25 | 15.6 | 26.7 | 16.7 | 16.7 | 0.6 | 14 | 7 | 20 | -5 | 17.2 | 13.4 | 17.2 | 6.1 | 3.9 | 2.2 | 18.3 | -4.4 | 12.2 | -5.6 | 21.1 | 6.7 | 22.2 | 8.9 | 15.6 | 3.9 | 22.2 | 8.9 | 13.3 | 12.2 | 6.1 | 4.4 | 16.1 | -1.7 | 26.1 | 14.4 | 15.9 | 4.6 | 15 | 11.7 | 18.3 | 1.1 | 18.9 | -2.8 | 26.7 | -1.7 | 15.8 | -8.2 | 26.7 | -1.8 | 20 | -4.4 | 21.1 | 0 | 21.3 | 11.4 | 11.7 | 1.7 | 18.3 | 7.8 | 10 | 6.1 | 17.8 | 12.2 | 11 | 1 | 25.2 | 0.6 | 11.8 | 5.5 | 22.8 | 10 | 18.3 | 5.6 | 12 | 9 | 23.3 | 10 | 22.8 | 10.6 | 23.3 | 2.8 | 22.8 | 4.4 | 21.1 | 17.8 | 15.6 | -7.2 | 27.8 | 15 | 25.6 | 0 | 30 | 12.2 | 25 | 15 | 24.4 | 23.3 | 20.6 | -0.6 | 21.1 | 8.9 | 20.6 | -0.6 | 17.8 | 8.9 | 14.2 | 1.5 | 13.3 | 11.7 | 19.4 | -1.1 | 24.4 | -2.2 | 17.6 | -6.2
12 | 6 | 10.6 | 3.3 | 22.8 | 18.3 | 21.1 | 12.8 | 12.1 | -11.6 | 31.1 | 5.5 | 16 | 10 | 32.2 | 2.2 | 18.3 | 12.8 | 33.3 | 3.3 | 16.1 | 11.7 | 18.3 | 10 | 15 | -1.1 | 26.1 | -5.6 | 26 | 21 | 23.3 | 21.1 | 23.3 | 21.7 | 26.7 | 20 | 27.2 | 15 | 18.9 | 17.2 | 27.8 | 17.8 | 16.1 | 2.2 | 16.1 | -3.3 | 22.8 | 8.9 | 20 | 1.7 | 9.4 | 9.4 | 22.2 | 15.6 | 23.3 | 15 | 25.6 | 15.6 | 17.2 | 0 | 15 | 7 | 20.6 | -3.9 | 16.7 | 12.8 | 17.2 | 6.7 | 3.9 | 2.2 | 17.8 | -3.3 | 11.1 | -6.7 | 20.7 | 6.7 | 21.1 | 11.1 | 15.2 | 3.4 | 24.4 | 8.9 | 13.1 | 12 | 5.6 | 3.9 | 15.6 | -4.4 | 25.6 | 14.4 | 16.1 | 3.3 | 13.9 | 11.7 | 18.5 | 1.5 | 19.4 | 0 | 27.2 | -3.9 | 16.7 | -8.3 | 27.2 | -2.2 | 19.4 | -5.6 | 21.1 | -0.6 | 21.1 | 11.1 | 11.1 | 0.6 | 18.3 | 7.8 | 8.9 | 5 | 18.3 | 10.6 | 12 | 2 | 26.7 | -1.1 | 12.2 | 5.6 | 22.2 | 10.6 | 18.3 | 6.1 | 12 | 9 | 22.8 | 9.4 | 21.1 | 11.7 | 22.8 | 3.9 | 22.2 | 5.6 | 17.8 | 15.6 | 16 | -6.7 | 26.7 | 15.4 | 26.7 | 0 | 29.6 | 12.1 | 25 | 15 | 24.6 | 23.4 | 19.4 | -1.7 | 21.1 | 8.3 | 20.6 | -1.1 | 18.3 | 8.3 | 14.4 | 0.6 | 12.8 | 12.8 | 19.4 | -2.8 | 23.3 | -1.1 | 17.9 | -5.3
13 | 5 | 11.1 | 1.7 | 17.8 | 17.8 | 20 | 12.2 | 11.7 | -13.3 | 31.1 | 5.6 | 16 | 9 | 30.2 | 2.5 | 17.2 | 12.8 | 31.5 | 4.3 | 15.6 | 11.1 | 18.3 | 9.4 | 13.9 | 0 | 26.7 | -6.1 | 26 | 21 | 22.2 | 20.6 | 22.8 | 21.1 | 26.1 | 20 | 27.2 | 16.1 | 18.9 | 17.2 | 26.1 | 17.2 | 16.7 | 0.6 | 15.6 | -2.8 | 21.1 | 7.2 | 20.6 | 1.7 | 9.4 | 9.4 | 20.7 | 15.7 | 22.8 | 15.6 | 25 | 16.1 | 16.1 | 0 | 16 | 6 | 20 | -5.6 | 15.4 | 12.4 | 16.7 | 6.7 | 3.3 | 2.8 | 16.7 | -5 | 10.6 | -6.1 | 20.4 | 6.7 | 20 | 12.8 | 14.8 | 2.4 | 23.3 | 8.3 | 13 | 11.9 | 6.1 | 4.4 | 16.1 | -4.4 | 24.4 | 15.6 | 15.2 | 5.2 | 14.4 | 11.7 | 18.7 | 1.2 | 18.3 | -0.6 | 27.2 | -5 | 14.3 | -5.3 | 25.9 | -2.4 | 19.4 | -3.3 | 19.4 | 2.8 | 19.8 | 10.8 | 10.6 | -0.6 | 17.8 | 7.2 | 8.3 | 3.9 | 16.7 | 11.1 | 11 | 0 | 24.8 | 1.6 | 12 | 5.9 | 21.7 | 10.6 | 19.4 | 5.6 | 11 | 8 | 22.8 | 9.4 | 20 | 12.5 | 22.2 | 4.8 | 22.8 | 5 | 15.6 | 14.4 | 16.3 | -6.5 | 25.5 | 15.5 | 25.6 | 0 | 29.3 | 12.3 | 24.4 | 16.1 | 24.8 | 23.4 | 19.4 | -1.7 | 20.6 | 8.9 | 20 | -2.2 | 17.2 | 8.3 | 13.1 | 1.7 | 12.2 | 12.2 | 19.4 | -2.8 | 22.8 | 0.6 | 18.3 | -6.1
13 | 2 | 10.6 | 2.8 | 18.9 | 18.3 | 20.6 | 12.8 | 9.8 | -9.2 | 30 | 6 | 14 | 9 | 28.1 | 1.6 | 16.1 | 12.8 | 29.6 | 5 | 15.6 | 9.4 | 15.6 | 10 | 12.8 | 0 | 24.4 | -8.3 | 24 | 22 | 23.9 | 21.7 | 22.8 | 21.1 | 25.6 | 20.2 | 26.7 | 16.1 | 18.9 | 17.2 | 25.6 | 17.2 | 15.6 | 1.7 | 15 | -4.4 | 18.9 | 6.1 | 19.4 | 3.9 | 8.9 | 7.8 | 19.3 | 15.8 | 21.7 | 15 | 23.9 | 16.1 | 15.6 | -0.6 | 15 | 7 | 18.9 | -5.6 | 14.1 | 11.8 | 15.6 | 6.7 | 2.2 | 2.2 | 15.6 | -6.1 | 9.4 | -6.7 | 20 | 6.7 | 21.1 | 12.8 | 14.4 | 1.7 | 21.7 | 9.4 | 12.8 | 11.7 | 5.6 | 3.9 | 14.4 | -1.7 | 22.8 | 14.4 | 14.2 | 6.3 | 13.9 | 12.2 | 18.9 | 1.1 | 17.2 | -0.6 | 26.7 | -4.4 | 11.8 | -3.8 | 24.6 | -2.5 | 19.4 | -7.2 | 18.3 | 2.2 | 18.5 | 10.6 | 8.3 | -1.7 | 17.2 | 6.1 | 6.1 | 5 | 14.4 | 10 | 9 | -1 | 23 | 4 | 11.9 | 6 | 21.1 | 10.6 | 18.9 | 5.6 | 10 | 8 | 21.7 | 9.4 | 18.9 | 12.9 | 21.7 | 5.6 | 22.2 | 5 | 15 | 13.3 | 16.7 | -7.8 | 24.4 | 15.6 | 24.4 | 0 | 28.9 | 12.2 | 23.9 | 16.1 | 25 | 23.3 | 18.3 | -2.2 | 20.6 | 9.4 | 19.4 | -2.8 | 16.7 | 8.9 | 11.9 | 2.4 | 12.2 | 12.2 | 19.4 | -2.8 | 20 | 1.1 | 15.7 | -3.8
12 | 0 | 9.4 | 2.8 | 18.3 | 18.3 | 17.2 | 12.8 | 8 | -8 | 28.9 | 6.9 | 13 | 9 | 26.1 | 1.1 | 15 | 12.8 | 27.8 | 5.6 | 15 | 10 | 15 | 9.4 | 10.6 | 0 | 21.7 | -9.4 | 23 | 22 | 25 | 22.2 | 22.8 | 20.6 | 25 | 20 | 25 | 15 | 19.4 | 17.8 | 23.9 | 17.8 | 14.4 | 2.2 | 14.4 | -5 | 16.7 | 5.6 | 18.3 | 2.8 | 8.3 | 7.2 | 17.8 | 15.6 | 21.1 | 14.4 | 22.8 | 15 | 13.3 | -0.6 | 13 | 7 | 16.7 | -3.3 | 12.8 | 11.1 | 12.8 | 6.7 | 1.7 | 1.1 | 13.9 | -5.6 | 8.9 | -6.7 | 18.1 | 7.3 | 19.4 | 11.7 | 12.7 | 2 | 18.9 | 9.4 | 12.8 | 11.6 | 5.6 | 3.9 | 12.2 | 1.1 | 20 | 15 | 13.3 | 7.2 | 13.3 | 12.2 | 16.1 | 2.1 | 16.1 | -0.6 | 23.9 | -2.8 | 9.4 | -3.9 | 23.3 | -2.8 | 12.8 | -1.7 | 16.7 | -0.6 | 17.2 | 10 | 7.2 | -2.8 | 16.1 | 6.1 | 5.6 | 5 | 12.8 | 9.4 | 8 | -1 | 21.1 | 5 | 11.7 | 6.1 | 20 | 10 | 17.8 | 5.6 | 9 | 7 | 20.6 | 9.4 | 17.8 | 13.3 | 18.5 | 5.4 | 20.6 | 9.4 | 14.4 | 12.8 | 15 | -6.3 | 22.7 | 16.1 | 23.9 | 0 | 26.3 | 12.4 | 23.3 | 16.1 | 25 | 23.2 | 17.2 | -0.6 | 18.3 | 9.4 | 16.1 | -2.2 | 14.4 | 8.3 | 10.6 | 2.8 | 11.1 | 11.1 | 18.9 | -2.8 | 19.4 | 1.1 | 13.2 | -2.8
10 | -1 | 8.9 | 2.8 | 18.3 | 18.3 | 16.1 | 12.2 | 6.1 | -7.8 | 27.8 | 7.2 | 13 | 9 | 23.7 | 5.1 | 14.4 | 12.2 | 24.5 | 9.3 | 14.4 | 10.6 | 13.9 | 10 | 9.4 | -0.6 | 17.8 | -9.4 | 23 | 22 | 24.4 | 21.1 | 22.8 | 21.1 | 23.9 | 20.7 | 21.7 | 15 | 18.9 | 16.7 | 22.8 | 17.8 | 14.4 | 1.1 | 11.7 | -5 | 15 | 5.6 | 15 | 4.4 | 7.8 | 7.2 | 17.4 | 15.2 | 20.6 | 13.9 | 22.2 | 15 | 12.2 | -0.6 | 12 | 7 | 15 | -0.6 | 11.9 | 10.5 | 10 | 6.7 | 2.2 | 1.1 | 10.6 | -3.9 | 7.8 | -6.7 | 16.3 | 7.3 | 17.8 | 10 | 11.1 | 1.9 | 16.7 | 9.4 | 12.8 | 11.4 | 5 | 3.3 | 10.6 | 1.7 | 18.3 | 16.1 | 12.6 | 8.3 | 12.2 | 12.2 | 13.4 | 2 | 15 | 1.7 | 21.7 | -1.7 | 8.1 | -3 | 21.8 | -2.5 | 13.3 | -5.6 | 13.9 | -1.1 | 16.8 | 10 | 6.1 | -2.8 | 15.6 | 5.6 | 7.2 | 6.7 | 11.7 | 9.4 | 6 | 0 | 18.5 | 5 | 11.3 | 6.1 | 18.3 | 10.6 | 16.7 | 5.6 | 9 | 7 | 18.3 | 10.6 | 16.5 | 13.1 | 15.4 | 5.1 | 17.2 | 9.4 | 13.9 | 12.8 | 13.4 | -5.5 | 21.1 | 16.1 | 18.9 | 1.1 | 23.7 | 11.8 | 23.3 | 16.1 | 25 | 23.1 | 15 | -1.1 | 16.7 | 10 | 14.4 | -4.4 | 12.8 | 8.3 | 9.7 | 3 | 10.6 | 10.6 | 17.8 | 0.6 | 20 | -1.7 | 10.6 | -3.3
7 | -2 | 7.8 | 3.3 | 18.3 | 17.2 | 15 | 12.2 | 4.1 | -7.9 | 26.9 | 7.4 | 13 | 8 | 21.3 | 6.8 | 13.9 | 12.2 | 21.1 | 10.6 | 13.9 | 10.6 | 12.8 | 10 | 7.8 | -0.6 | 15.6 | -11.1 | 23 | 22 | 22.2 | 20.6 | 22.8 | 20.6 | 22.8 | 20.9 | 20.6 | 15 | 18.9 | 17.2 | 22.8 | 17.8 | 13.3 | 2.8 | 11.1 | -5.6 | 12.2 | 5.6 | 12.8 | 4.4 | 7.8 | 7.2 | 17.1 | 14.9 | 18.9 | 13.9 | 21.1 | 14.4 | 11.7 | -0.6 | 11 | 6 | 12.2 | 0.6 | 10.9 | 9.7 | 8.3 | 6.7 | 2.2 | 1.1 | 8.9 | -3.3 | 7.2 | -7.2 | 14.4 | 7.2 | 16.7 | 10 | 9.4 | 1.7 | 15 | 9.4 | 12.8 | 11.1 | 4.4 | 3.3 | 10 | 1.7 | 17.8 | 16.7 | 11.8 | 8.9 | 12.8 | 12.2 | 10.6 | 1.7 | 15 | 1.7 | 20 | -9.4 | 6.9 | -3 | 20.4 | -2.9 | 9.4 | -2.8 | 12.8 | -0.6 | 16.5 | 10.2 | 6.1 | -2.8 | 14.4 | 5 | 7.2 | 6.1 | 11.1 | 8.9 | 4 | -1 | 15.9 | 4.6 | 11 | 5.8 | 17.2 | 9.4 | 16.1 | 6.1 | 9 | 7 | 16.7 | 11.1 | 15.2 | 12.7 | 12.2 | 3.9 | 16.7 | 10 | 14.4 | 12.8 | 11.7 | -6.1 | 19.4 | 16.1 | 18.9 | 1.1 | 21.1 | 11.1 | 22.8 | 16.1 | 25 | 22.8 | 15.6 | -0.6 | 14.4 | 10 | 13.3 | -3.9 | 12.2 | 8.3 | 8.7 | 2.9 | 10.6 | 10.6 | 13.9 | 1.1 | 16.7 | 1.7 | 9.8 | -3.7
4 | -2 | 7.8 | 2.2 | 18.3 | 17.2 | 13.9 | 12.2 | 2 | -9.3 | 25.9 | 7.5 | 12 | 8 | 18.9 | 7.8 | 13.9 | 12.2 | 17.8 | 11.1 | 13.9 | 11.1 | 11.7 | 9.6 | 6.1 | -0.6 | 13.9 | -11.7 | 23 | 22 | 22.2 | 20.6 | 22.8 | 21.1 | 21.7 | 21.1 | 20 | 15.6 | 17.8 | 15.6 | 22.2 | 17.8 | 13.3 | 3.3 | 5.6 | -5.6 | 10 | 5.6 | 11.7 | 3.9 | 7.8 | 6.1 | 16.7 | 14.4 | 18.9 | 14.4 | 20.6 | 15 | 10.6 | -1.1 | 10 | 6 | 11.1 | -1.7 | 10 | 8.9 | 7.8 | 6.7 | 1.7 | 0.6 | 7.2 | -1.7 | 6.7 | -7.2 | 13.7 | 6.8 | 15.6 | 9.4 | 8.5 | 2.3 | 14.4 | 10 | 12.8 | 11.6 | 4.4 | 3.3 | 10 | 2.2 | 17.2 | 16.7 | 11.1 | 9.4 | 12.8 | 12.2 | 9.8 | 1.7 | 12.8 | 3.9 | 19.4 | -8.9 | 5.6 | -3.3 | 18.9 | -3.3 | 11.1 | -3.3 | 11.1 | -1.1 | 16.1 | 10 | 4.4 | -2.8 | 11.1 | 5.6 | 7.2 | 6.1 | 11.1 | 8.9 | 2 | 0 | 13.3 | 3.9 | 10.6 | 5.6 | 16.1 | 8.9 | 13.9 | 6.1 | 9 | 7 | 15.6 | 11.7 | 13.9 | 12.2 | 11.8 | 4.1 | 15.6 | 9.4 | 14.4 | 12.8 | 10.8 | -4.3 | 19 | 15.9 | 18.9 | 1.1 | 19.4 | 9.9 | 22.2 | 18.3 | 24.6 | 22.7 | 12.8 | 0 | 12.8 | 10 | 10.6 | -2.8 | 13.3 | 8.3 | 7.8 | 2.8 | 10.6 | 10.6 | 10.6 | 0.6 | 15.6 | 4.4 | 9.1 | -4.9
2 | -1 | 7.2 | 3.3 | 16.7 | 15 | 15 | 11.7 | 0 | -11.7 | 25 | 7.8 | 11 | 8 | 17.4 | 8 | 13.3 | 12.2 | 17.1 | 10.5 | 13.9 | 10.6 | 11.1 | 9.6 | 5.6 | -0.6 | 12.8 | -12.2 | 21 | 14 | 22.2 | 20 | 22.8 | 21.1 | 21.1 | 18.9 | 20 | 16.1 | 17.2 | 15.6 | 22.8 | 18.3 | 12.8 | 4.4 | 5.6 | -5 | 10 | 6.7 | 10.6 | 2.8 | 7.8 | 6.1 | 15.9 | 13.2 | 19.4 | 14.4 | 20 | 14.4 | 9.4 | -1.1 | 9 | 6 | 7.8 | 1.7 | 9.4 | 8.7 | 7.8 | 6.1 | 1.1 | 0.6 | 6.1 | -0.6 | 5.6 | -7.8 | 12.9 | 6.5 | 13.3 | 8.9 | 7.6 | 2.5 | 15 | 9.4 | 12.8 | 12.1 | 4.4 | 3.3 | 7.8 | 3.3 | 16.7 | 16.1 | 12.4 | 10.2 | 12.8 | 12.2 | 9.1 | 1.7 | 12.2 | 4.4 | 15 | -8.3 | 5.2 | -3.4 | 18 | -3.6 | 6.7 | -3.3 | 8.3 | -1.7 | 16.3 | 10.2 | 5 | -2.2 | 10.6 | 6.1 | 7.2 | 6.1 | 11.1 | 8.9 | 3 | -3 | 11.6 | 3.6 | 10.2 | 5.8 | 15 | 8.9 | 13.9 | 6.7 | 8 | 6 | 15.6 | 12.2 | 13.7 | 12.1 | 11.5 | 4.5 | 15 | 8.3 | 14.4 | 12.8 | 9.8 | -3.1 | 18.7 | 15.8 | 15 | 1.7 | 17.8 | 8.7 | 23.3 | 18.9 | 24.3 | 22.4 | 12.8 | 1.1 | 12.8 | 10.6 | 11.1 | -3.3 | 12.2 | 8.3 | 7.2 | 2.7 | 11.1 | 11.1 | 9.4 | 0.6 | 13.9 | 3.3 | 8.3 | -6.7
-1 | -4 | 7.8 | 3.3 | 16.1 | 15.6 | 15 | 12.2 | -1.3 | -10.3 | 23.7 | 7.4 | 11 | 7 | 15.9 | 8.2 | 13.3 | 11.7 | 16.3 | 9.5 | 13.9 | 10 | 10.6 | 9.3 | 4.4 | 0.6 | 13.9 | -11.1 | 21 | 11 | 22.2 | 20.6 | 22.8 | 21.1 | 20.6 | 16.7 | 19.4 | 16.1 | 17.2 | 15.6 | 22.8 | 18.3 | 12.8 | 3.9 | 6.1 | -5.6 | 8.9 | 7.2 | 10 | 2.2 | 7.8 | 6.7 | 15.2 | 12 | 19.4 | 14.4 | 19.4 | 14.4 | 7.8 | -1.1 | 9 | 6 | 6.8 | 1.7 | 8.9 | 8.6 | 8.3 | 5.6 | 0.6 | -0.6 | 4.4 | -1.1 | 5 | -7.8 | 12.2 | 6.1 | 12.2 | 8.9 | 6.7 | 2.8 | 12.8 | 10 | 12.8 | 12.2 | 4.4 | 3.3 | 7.2 | 2.8 | 16.1 | 16.1 | 13.7 | 10.7 | 12.2 | 12.2 | 8.3 | 1.7 | 10.6 | 6.7 | 16.1 | -10 | 4.8 | -4.2 | 17 | -4.3 | 4.4 | -3.9 | 6.7 | -2.2 | 16.5 | 10.4 | 5.6 | -2.2 | 9.4 | 6.7 | 6.7 | 5 | 10.6 | 8.9 | 3 | -3 | 10 | 3.5 | 9.8 | 5.8 | 14.4 | 10 | 11.7 | 6.1 | 8 | 6 | 15 | 12.8 | 13.5 | 11.9 | 11.1 | 4.4 | 13.9 | 9.4 | 14.4 | 11.7 | 8.9 | -2.8 | 18.3 | 15.6 | 13.3 | 2.2 | 16.1 | 7.2 | 22.2 | 18.9 | 23.9 | 22.2 | 12.2 | 1.1 | 11.7 | 8.9 | 10.6 | -3.9 | 10.6 | 8.3 | 6.7 | 2.4 | 8.3 | 8.3 | 7.8 | 0 | 12.2 | 1.1 | 7.8 | -5.9
0 | -3 | 6.1 | 2.8 | 15 | 15 | 15.6 | 11.7 | -2.6 | -10.6 | 22.4 | 7 | 11 | 5 | 14.4 | 7.8 | 13.3 | 11.7 | 15.6 | 8.9 | 13.9 | 10 | 10 | 8.7 | 4.4 | -1.1 | 15 | -11.7 | 20 | 12 | 22.8 | 20.6 | 22.8 | 21.7 | 20 | 13.9 | 19.4 | 16.1 | 17.2 | 15.6 | 22.2 | 18.3 | 12.2 | 3.9 | 6.7 | -6.1 | 7.8 | 6.7 | 8.9 | 1.7 | 7.2 | 6.7 | 14.4 | 10.6 | 18.9 | 14.4 | 18.9 | 14.4 | 7.8 | -1.1 | 10 | 5 | 5.8 | 1.5 | 8.3 | 8.3 | 6.7 | 4.4 | 0 | -1.1 | 2.8 | -2.2 | 3.3 | -8.9 | 10.5 | 6.3 | 12.2 | 9.4 | 5.8 | 2.6 | 12.8 | 10 | 13 | 12.2 | 5.6 | 5 | 7.2 | 2.8 | 15 | 15 | 15 | 11.1 | 12.2 | 12.2 | 8.7 | 2.1 | 10 | 7.2 | 12.2 | -9.4 | 4.4 | -5.6 | 16.1 | -5.6 | 3.3 | -4.4 | 6.1 | -1.1 | 16.7 | 10.6 | 4.4 | -2.2 | 9.4 | 5.6 | 6.7 | 5 | 11.1 | 9.4 | 2 | -4 | 8.3 | 2.8 | 9.4 | 6.1 | 13.9 | 10.6 | 10.6 | 6.1 | 8 | 6 | 14.4 | 13.9 | 13.3 | 11.7 | 11.3 | 5.4 | 12.8 | 9.4 | 14.4 | 11.1 | 8.2 | -1.9 | 17.9 | 15.6 | 13.9 | 2.2 | 15.4 | 7.5 | 22.2 | 18.9 | 23.9 | 22.2 | 11.7 | 2.8 | 11.1 | 10 | 7.8 | -2.8 | 9.4 | 8.3 | 6.1 | 2.2 | 7.8 | 7.8 | 6.7 | 0.6 | 9.4 | 1.7 | 7.2 | -5.8
0 | -3 | 6.1 | 3.3 | 15 | 15 | 14.4 | 10.6 | -3.9 | -11.7 | 21.1 | 6.7 | 12 | 7 | 13.7 | 8.2 | 13.3 | 11.7 | 14.8 | 8.8 | 13.3 | 10.6 | 10 | 8.7 | 3.9 | -1.1 | 14.4 | -11.7 | 20 | 12 | 22.8 | 21.1 | 22.8 | 21.7 | 18.7 | 13.8 | 19.4 | 16.1 | 17.2 | 16.1 | 22.8 | 18.9 | 12.2 | 4.4 | 4.4 | -5 | 8.9 | 7.2 | 9.4 | 0.6 | 6.7 | 6.1 | 13.7 | 10 | 17.8 | 14.4 | 18.3 | 14.4 | 7.8 | -1.1 | 9 | 4 | 4.8 | 1.3 | 7.9 | 7.9 | 6.1 | 3.9 | 0.6 | -2.2 | 2.2 | -1.7 | 2.8 | -8.9 | 8.9 | 6.4 | 11.7 | 8.9 | 4.8 | 2.5 | 12.2 | 9.4 | 13.1 | 11.9 | 5.6 | 5 | 7.2 | 3.3 | 15 | 15 | 15.6 | 12.2 | 12.2 | 12.2 | 9 | 2.3 | 9.4 | 7.2 | 13.3 | -10 | 4 | -4.2 | 15.9 | -5.1 | 3.9 | -5 | 4.4 | -1.1 | 15.9 | 9.8 | 4.4 | -2.2 | 8.9 | 5 | 6.1 | 3.9 | 11.1 | 8.9 | 1 | -3 | 7.4 | 2.5 | 9.2 | 6.1 | 13.9 | 10.6 | 8.9 | 5.6 | 8 | 6 | 15 | 13.9 | 12.8 | 9.1 | 11.5 | 6.5 | 11.7 | 8.3 | 13.9 | 11.1 | 7.4 | -1.8 | 17.6 | 15.6 | 13.3 | 2.2 | 14.6 | 7.2 | 22.8 | 19.4 | 23.9 | 22.2 | 11.1 | 3.9 | 10.6 | 10 | 7.2 | -3.3 | 10 | 9.4 | 5.7 | 1 | 7.2 | 7.2 | 6.1 | 0 | 9.4 | 2.2 | 6.7 | -6.7
0 | -3 | 5.6 | 3.3 | 15.6 | 13.9 | 13.9 | 8.9 | -4.8 | -10.8 | 20.2 | 6.9 | 9 | 8 | 12.9 | 8.2 | 13.3 | 12.2 | 14.1 | 9 | 12.2 | 11.1 | 9.4 | 8.4 | 3.3 | -1.1 | 13.3 | -10.6 | 20 | 12 | 22.8 | 20.6 | 22.8 | 21.7 | 17.4 | 13.6 | 18.3 | 16.1 | 17.2 | 16.1 | 22.2 | 18.9 | 11.7 | 5 | 2.2 | -5 | 7.2 | 6.1 | 8.3 | 1.1 | 6.1 | 5.6 | 12.9 | 9 | 17.2 | 14.4 | 17.8 | 13.9 | 8.3 | -1.1 | 8 | 4 | 3.7 | 0.7 | 7.6 | 7.6 | 6.1 | 5 | 0.6 | -2.8 | 1.7 | -1.7 | 2.8 | -8.9 | 7.2 | 6.1 | 11.7 | 8.9 | 3.9 | 2.2 | 11.1 | 9.4 | 13.3 | 11.7 | 5.6 | 5 | 5.6 | 3.3 | 15 | 15 | 16.1 | 13.1 | 12.2 | 12.2 | 9.4 | 2.8 | 8.9 | 7.8 | 10.6 | -9.4 | 3.7 | -3.8 | 15.8 | -5.2 | 1.7 | -3.9 | 3.3 | -2.2 | 15.2 | 9.2 | 4.4 | -1.1 | 7.8 | 5 | 6.1 | 4.4 | 10.6 | 8.9 | 2 | -3 | 6.5 | 2.2 | 9.1 | 6.6 | 12.8 | 10 | 8.3 | 5.6 | 7 | 6 | 14.4 | 13.9 | 12.2 | 5.8 | 11.7 | 7.2 | 10 | 8.3 | 13.9 | 10.6 | 6.7 | -1.7 | 17.2 | 15.6 | 13.3 | 2.2 | 13.9 | 7.2 | 21.7 | 19.4 | 23.9 | 22.2 | 12.2 | 2.2 | 12.2 | 10.6 | 5 | -2.2 | 9.4 | 8.9 | 5.4 | 0.1 | 6.7 | 6.7 | 5.6 | 0 | 10 | 2.2 | 5.6 | -5
0 | -2 | 5 | 2.8 | 15 | 14.4 | 13.3 | 7.2 | -5.8 | -10.9 | 19.2 | 7.3 | 10 | 8 | 12.2 | 8.3 | 13.3 | 12.2 | 13.3 | 8.9 | 12.8 | 11.1 | 8.9 | 7.6 | 2.8 | -1.1 | 13.9 | -10.6 | 20 | 12 | 22.2 | 20 | 22.8 | 21.7 | 16.1 | 13.3 | 18.3 | 16.1 | 17.2 | 15.6 | 21.1 | 18.3 | 11.1 | 5.6 | 3.3 | -4.4 | 7.8 | 6.1 | 7.2 | 2.2 | 6.1 | 3.3 | 12.2 | 8.3 | 16.7 | 13.9 | 18.3 | 14.4 | 8.3 | -1.1 | 7 | 4 | 2.7 | 0.4 | 7.2 | 7.2 | 5.6 | 3.9 | 0.6 | -1.1 | 1.7 | -2.2 | 2.8 | -8.9 | 7.4 | 6.2 | 10 | 7.2 | 3.5 | 2.2 | 10.6 | 9.4 | 12.9 | 11.5 | 5 | 3.3 | 6.1 | 2.8 | 15 | 15 | 16.7 | 13.9 | 12.2 | 12.2 | 9.6 | 3.4 | 8.9 | 7.2 | 12.8 | -11.1 | 3.3 | -3.9 | 15.6 | -6.1 | 0.6 | -5 | 2.2 | -1.1 | 14.4 | 8.3 | 5 | 0 | 7.2 | 5 | 6.1 | 5 | 10 | 8.9 | 1 | -4 | 5.6 | 1.7 | 8.9 | 6.7 | 13.3 | 10.6 | 8.3 | 5.6 | 7 | 6 | 13.3 | 12.8 | 11.7 | 2.2 | 11.7 | 7.3 | 10 | 8.3 | 12.8 | 10 | 6.3 | -1.2 | 17.6 | 15.6 | 13.3 | 2.2 | 13.5 | 7.3 | 21.1 | 19.4 | 23.9 | 22.2 | 12.8 | 2.8 | 12.2 | 11.1 | 3.9 | -2.8 | 7.8 | 7.8 | 5 | -1.1 | 6.7 | 6.7 | 4.4 | 0 | 7.8 | 2.8 | 4.4 | -4.8
0 | -3 | 5.6 | 2.8 | 15 | 14.4 | 12.8 | 6.7 | -6.7 | -11.7 | 18.3 | 7.2 | 10 | 8 | 13.3 | 8.4 | 13.9 | 12.8 | 14.8 | 9.2 | 12.2 | 11.1 | 8.3 | 7.8 | 3.3 | -0.6 | 13.3 | -10.6 | 19 | 12 | 21.7 | 19.4 | 22.8 | 21.1 | 16.3 | 13.3 | 18.3 | 16.1 | 16.7 | 15 | 21.1 | 18.3 | 11.1 | 5.6 | 3.3 | -4.4 | 6.1 | 5 | 8.3 | 1.7 | 4.4 | 2.2 | 11.8 | 7.7 | 15.6 | 13.9 | 18.3 | 14.4 | 8.3 | -1.1 | 4 | 3 | 1.7 | 0 | 7.2 | 7.2 | 5.6 | 3.3 | 0.6 | -0.6 | 1.1 | -2.2 | 2.2 | -8.9 | 7.6 | 6.1 | 10.6 | 8.3 | 3.2 | 2.3 | 10.6 | 9.4 | 12.6 | 11.4 | 4.4 | 3.3 | 4.4 | 2.2 | 15.6 | 15.6 | 17.8 | 15.1 | 11.7 | 11.7 | 9.8 | 4 | 8.9 | 7.8 | 11.1 | -10.6 | 5.7 | -2.5 | 16.1 | -4.4 | 0.6 | -4.4 | 1.7 | -1.1 | 13.7 | 8.4 | 5 | 0.6 | 7.8 | 4.4 | 6.1 | 4.4 | 10.6 | 8.3 | 0 | -3 | 7.1 | 2.6 | 8.9 | 6.4 | 12.8 | 10.6 | 8.3 | 5.6 | 7 | 5 | 13.3 | 13.3 | 11.7 | 2.4 | 11.7 | 7.3 | 10 | 7.8 | 12.2 | 9.4 | 6 | -0.6 | 17.9 | 15.6 | 13.3 | 2.2 | 13.2 | 7.2 | 21.1 | 19.4 | 23.9 | 22.2 | 12.8 | 2.8 | 12.2 | 10.6 | 3.3 | -3.3 | 8.3 | 7.8 | 5 | -1.5 | 7.2 | 7.2 | 3.3 | 0 | 7.2 | 1.1 | 3.3 | -5
0 | -3 | 5.6 | 2.8 | 15 | 14.4 | 12.8 | 6.7 | -2.2 | -8.7 | 19.2 | 7.3 | 11 | 9 | 14.5 | 8.5 | 13.9 | 12.2 | 16.3 | 9.7 | 12.2 | 11.1 | 10 | 8.9 | 3.3 | -0.6 | 13.3 | -10.6 | 19 | 12 | 20.6 | 18.3 | 22.8 | 21.1 | 16.5 | 13.4 | 17.8 | 16.7 | 16.1 | 14.4 | 21.1 | 18.3 | 10.6 | 5.6 | 2.8 | -3.9 | 9.4 | 7.8 | 8.3 | 1.1 | 3.9 | 3.9 | 11.5 | 7.3 | 15.6 | 13.3 | 18.3 | 13.3 | 8.3 | -1.1 | 3 | 2 | 3.3 | 0.6 | 7.2 | 7.2 | 6.1 | 3.3 | 0 | -2.2 | 1.1 | -3.3 | 2.2 | -7.8 | 7.8 | 6.1 | 10.6 | 8.3 | 2.8 | 2.2 | 11.1 | 9.4 | 12.2 | 11.1 | 3.9 | 2.8 | 7.2 | 3.3 | 16.1 | 15.6 | 18.9 | 16.2 | 11.7 | 11.7 | 10 | 4.4 | 8.9 | 7.8 | 12.8 | -9.4 | 8.2 | -1.6 | 16.7 | -3.5 | 2.2 | -5 | 2.2 | -0.6 | 12.9 | 8 | 5 | 0.6 | 7.2 | 3.9 | 5.6 | 4.4 | 10 | 8.3 | 0 | -3 | 8.5 | 3.1 | 8.9 | 5.8 | 13.9 | 11.7 | 7.2 | 5 | 8 | 4 | 12.2 | 12.2 | 11.7 | 2.4 | 11.7 | 7.2 | 8.9 | 7.2 | 11.7 | 8.9 | 5.6 | -0.6 | 18.3 | 15.6 | 13.3 | 1.7 | 12.8 | 7.2 | 21.1 | 19.4 | 23.9 | 22.2 | 11.1 | 6.1 | 11.1 | 10.6 | 5 | -2.8 | 8.9 | 8.9 | 5 | -2.3 | 7.2 | 6.7 | 2.8 | 0 | 7.8 | 0.6 | 5.9 | -3.5
7 | 0 | 5.6 | 2.8 | 16.1 | 15 | 15 | 7.2 | 2.2 | -7.1 | 20.2 | 6.9 | 11 | 9 | 15.6 | 8.3 | 14.4 | 12.2 | 17.8 | 10 | 13.3 | 11.1 | 14.4 | 10.6 | 4.4 | -1.1 | 14.4 | -10.6 | 21 | 11 | 21.7 | 18.9 | 22.8 | 21.7 | 16.7 | 13.3 | 18.3 | 16.7 | 16.1 | 13.9 | 22.8 | 18.9 | 12.2 | 5.6 | 3.9 | -3.3 | 13.3 | 9.4 | 9.4 | 4.4 | 3.3 | 2.2 | 11.1 | 6.7 | 18.3 | 13.9 | 18.3 | 13.3 | 8.9 | -1.1 | 3 | 3 | 6.7 | 2.8 | 7.2 | 7.2 | 8.3 | 5.6 | 0.6 | -2.2 | 3.9 | -0.6 | 3.3 | -7.8 | 10 | 6.9 | 13.3 | 10.6 | 6.3 | 2.9 | 14.4 | 10.6 | 12.6 | 11 | 3.9 | 2.2 | 7.2 | 3.9 | 16.1 | 16.1 | 20 | 17.2 | 12.2 | 12.2 | 10.2 | 4.6 | 9.4 | 7.2 | 12.2 | -8.3 | 10.6 | -1.7 | 17.2 | -3.3 | 7.2 | -3.9 | 6.7 | 0 | 12.2 | 7.8 | 6.1 | 1.7 | 10.6 | 6.1 | 5.6 | 3.9 | 10.6 | 8.3 | 3 | -2 | 10 | 3.9 | 8.9 | 5.6 | 14.4 | 12.2 | 9.4 | 7.8 | 8 | 4 | 13.9 | 13.9 | 11.7 | 2.2 | 11.9 | 7.8 | 9.4 | 7.2 | 11.1 | 8.3 | 7.4 | 0.4 | 20.7 | 16.1 | 12.8 | 1.7 | 14.6 | 7.2 | 21.1 | 19.4 | 24.1 | 22.4 | 11.1 | 5.6 | 13.3 | 11.7 | 9.4 | -1.7 | 10 | 8.9 | 5 | -3.3 | 6.7 | 6.1 | 5.6 | 1.1 | 13.9 | 1.7 | 8.5 | -2.7
9 | 0 | 7.2 | 2.8 | 16.7 | 13.9 | 16.7 | 8.3 | 6.7 | -7.2 | 21.1 | 6.7 | 12 | 9 | 18.5 | 8.8 | 16.1 | 11.7 | 20.8 | 10.6 | 13.9 | 11.1 | 21.7 | 8.3 | 5.6 | -1.7 | 16.1 | -10.6 | 23 | 10 | 23.3 | 20.6 | 23.3 | 22.2 | 18.9 | 12.7 | 21.1 | 18.9 | 16.1 | 13.9 | 23.9 | 19.4 | 13.9 | 5 | 6.7 | -2.8 | 17.2 | 6.1 | 11.7 | 5 | 3.9 | 2.8 | 12.4 | 7.1 | 20 | 13.9 | 18.3 | 13.3 | 10 | -1.1 | 4 | 3 | 11.1 | 2.8 | 7.8 | 7.8 | 10 | 6.1 | 0.6 | -2.2 | 9.4 | -2.8 | 4.4 | -8.3 | 12.2 | 7.3 | 17.8 | 11.7 | 9.8 | 2.9 | 17.8 | 11.1 | 12.9 | 10.6 | 3.3 | 1.7 | 8.3 | 3.9 | 17.2 | 16.1 | 21.3 | 17.7 | 13.3 | 12.8 | 10.4 | 4.6 | 10 | 7.2 | 18.3 | -7.8 | 12.3 | -1.1 | 20.4 | -1.8 | 10.6 | -2.2 | 7.8 | -1.7 | 12 | 7.9 | 7.2 | 2.8 | 14.4 | 7.2 | 5.6 | 3.9 | 11.7 | 8.3 | 6 | -1 | 12.6 | 4.6 | 9.5 | 5.3 | 16.1 | 12.2 | 13.9 | 6.1 | 9 | 4 | 16.7 | 13.9 | 13 | 2.3 | 12 | 8.3 | 11.7 | 8.9 | 11.7 | 8.3 | 9.3 | 1 | 23.2 | 16.8 | 12.8 | 1.7 | 16.5 | 6.9 | 22.2 | 20.6 | 24.2 | 22.5 | 11.7 | 5.6 | 16.1 | 12.2 | 12.8 | 0 | 12.2 | 10 | 6.3 | -3 | 7.2 | 1.7 | 10.6 | 3.3 | 19.4 | 0.6 | 11.1 | -2.8
11 | -1 | 6.7 | 2.8 | 17.2 | 14.4 | 18.3 | 7.2 | 8.5 | -7.2 | 23 | 6.8 | 12 | 9 | 21.5 | 8.8 | 16.7 | 11.7 | 23.7 | 10.8 | 13.9 | 10.6 | 23.3 | 8.9 | 7.2 | -5 | 17.8 | -9.4 | 24 | 10 | 25 | 19.4 | 23.9 | 22.2 | 21.1 | 11.2 | 23.9 | 19.4 | 18.3 | 15 | 25 | 18.9 | 15 | 3.9 | 10 | -2.8 | 19.4 | 6.1 | 13.9 | 6.7 | 4.4 | 0 | 13.7 | 7.5 | 21.7 | 13.9 | 18.3 | 13.9 | 11.7 | -0.6 | 6 | 4 | 16.1 | 3.3 | 8.3 | 8.3 | 14.4 | 7.2 | -1.1 | -2.2 | 12.8 | -0.6 | 5.6 | -7.2 | 14.4 | 7.8 | 20 | 12.2 | 13.3 | 1.7 | 21.1 | 10 | 13.3 | 10.6 | 3.3 | 2.2 | 8.3 | 4.4 | 17.2 | 16.1 | 22.6 | 18 | 14.4 | 13.3 | 10.6 | 4.4 | 10.6 | 7.2 | 20.6 | -8.3 | 13.9 | -1.5 | 23.5 | -1.3 | 12.8 | -2.8 | 8.9 | -1.1 | 11.9 | 7.8 | 10 | 4.4 | 18.3 | 7.8 | 7.8 | 2.8 | 12.2 | 8.9 | 8 | -2 | 15.2 | 5.2 | 10 | 4.8 | 17.8 | 10.6 | 16.7 | 6.7 | 9 | 4 | 20 | 13.3 | 14.3 | 2.2 | 12.2 | 8.9 | 15 | 9.4 | 11.7 | 8.3 | 11.1 | 1.7 | 25.6 | 16.7 | 12.8 | 1.7 | 18.3 | 6.1 | 22.8 | 21.1 | 24.4 | 22.8 | 13.9 | 3.9 | 18.3 | 12.2 | 15.6 | 1.1 | 13.3 | 10 | 7.6 | -3.2 | 8.3 | 0 | 16.1 | 3.3 | 23.3 | -1.7 | 13 | -2.2
12 | -1 | 8.9 | 3.3 | 17.2 | 13.3 | 19.4 | 5.6 | 10.4 | -7.8 | 24.8 | 7 | 13 | 9 | 24.4 | 7.8 | 17.8 | 11.7 | 26.7 | 10.6 | 15 | 10.6 | 22.8 | 8.3 | 9.4 | -5.6 | 19.4 | -4.4 | 26 | 10 | 26.1 | 19.4 | 26.1 | 20.6 | 23.3 | 8.9 | 26.7 | 16.7 | 18.3 | 13.9 | 25.6 | 20 | 16.1 | 3.9 | 12.2 | -2.8 | 21.1 | 7.2 | 15.6 | 7.2 | 3.9 | -1.1 | 15 | 7.8 | 21.1 | 13.3 | 19.4 | 13.3 | 12.2 | -0.6 | 8 | 6 | 18.9 | 1.1 | 8.9 | 8.9 | 17.8 | 8.3 | 1.1 | -3.3 | 15.6 | -0.6 | 6.7 | -7.8 | 15.5 | 8 | 21.7 | 10 | 14.2 | 1.5 | 22.2 | 9.4 | 14.8 | 10.2 | 3.9 | 2.8 | 8.3 | 2.8 | 16.7 | 16.1 | 23.9 | 18.3 | 17.8 | 15 | 11.3 | 4.8 | 11.7 | 7.2 | 21.7 | -8.3 | 15.6 | -2.2 | 26.7 | -1.1 | 15 | -2.8 | 11.1 | -1.1 | 11.7 | 7.8 | 10.6 | 7.8 | 20.6 | 8.9 | 10 | 3.3 | 13.3 | 9.4 | 9 | -1 | 17.8 | 5 | 10.6 | 4.4 | 14.4 | 7.2 | 18.3 | 7.2 | 10 | 3 | 22.8 | 13.3 | 15.6 | 1.7 | 14.6 | 10.6 | 17.2 | 9.4 | 13.3 | 9.4 | 13.5 | 1.8 | 26.5 | 16.5 | 11.7 | 7.8 | 19.4 | 6.9 | 22.8 | 21.7 | 24.6 | 22.9 | 15 | 3.3 | 20.6 | 13.3 | 16.7 | -1.1 | 15.6 | 10 | 8.9 | -3.9 | 9.4 | 0.6 | 20 | 2.8 | 23.9 | -2.2 | 14.8 | -2.7
12 | -2 | 9.4 | 2.8 | 17.2 | 13.3 | 20.6 | 2.8 | 12.2 | -10.6 | 26.7 | 6.7 | 13 | 10 | 26.3 | 7.9 | 18.9 | 12.2 | 28.2 | 10.9 | 16.1 | 10 | 22.2 | 9.4 | 8.9 | -5.6 | 21.1 | -8.3 | 27 | 10 | 26.7 | 18.3 | 27.2 | 20 | 25 | 8.9 | 27.8 | 17.8 | 19.4 | 13.9 | 28.9 | 19.4 | 17.8 | 5.6 | 13.9 | -0.6 | 23.9 | 7.8 | 19.4 | 8.9 | 3.9 | 2.8 | 15.9 | 7.7 | 21.7 | 13.9 | 20.6 | 13.9 | 13.3 | 0.6 | 8 | 4 | 21.1 | 1.1 | 9.6 | 9.2 | 18.3 | 7.8 | 1.7 | -2.2 | 16.1 | -0.6 | 8.3 | -7.8 | 16.7 | 8.2 | 22.8 | 10.6 | 15.2 | 1 | 24.4 | 7.8 | 16.3 | 9.7 | 6.7 | 5.6 | 11.1 | 3.3 | 17.2 | 16.1 | 23.9 | 18.3 | 20.6 | 15.6 | 12.1 | 4.8 | 12.2 | 8.3 | 23.9 | -10.6 | 16.5 | -2.2 | 27.2 | -2.3 | 17.2 | -2.2 | 12.2 | -1.7 | 11.9 | 7.4 | 11.1 | 8.9 | 21.7 | 9.4 | 11.1 | 2.8 | 15 | 10.6 | 11 | -4 | 20.4 | 5.3 | 11.5 | 4.7 | 12.2 | 4.4 | 19.4 | 7.2 | 9 | 3 | 23.9 | 13.3 | 16.5 | 2.1 | 17 | 12.2 | 18.9 | 8.3 | 14.4 | 10 | 15.9 | 1.2 | 27.4 | 16.1 | 12.2 | 8.9 | 20.6 | 8 | 22.8 | 21.7 | 24.8 | 23.2 | 17.2 | 2.8 | 22.2 | 13.9 | 18.9 | -0.6 | 18.3 | 10.6 | 10 | -2.9 | 10.6 | 1.1 | 22.8 | 3.3 | 24.4 | -1.7 | 16.7 | -3.3
14 | 0 | 10.6 | 2.8 | 17.8 | 13.3 | 21.7 | 5 | 12.9 | -9.7 | 27.8 | 7.1 | 14 | 9 | 28.1 | 7.9 | 17.2 | 11.7 | 29.6 | 11.7 | 16.7 | 8.9 | 24.4 | 8.9 | 10 | -7.8 | 21.1 | -6.7 | 29 | 11 | 28.3 | 17.8 | 27.2 | 20 | 26.6 | 9.5 | 28.9 | 17.8 | 20.6 | 15 | 27.2 | 18.3 | 17.8 | 5.6 | 16.1 | -1.7 | 24.4 | 8.3 | 20 | 8.9 | 5.6 | 0.6 | 16.9 | 7.6 | 22.8 | 14.4 | 21.1 | 13.9 | 14.4 | 1.1 | 9 | 4 | 23.3 | 1.1 | 10.4 | 9.3 | 20.6 | 10 | 2.8 | -3.3 | 18.3 | -1.7 | 9.4 | -7.8 | 17.8 | 8.3 | 23.3 | 10 | 16.1 | 0.6 | 25 | 7.8 | 17.8 | 8.9 | 8.9 | 7.2 | 13.3 | 2.2 | 17.8 | 16.7 | 23.9 | 18.3 | 22.8 | 16.1 | 12.8 | 5 | 13.3 | 8.3 | 25.6 | -11.7 | 17.4 | -3 | 27.8 | -3.7 | 18.9 | -4.4 | 13.9 | -1.1 | 12 | 7.1 | 11.7 | 10.6 | 22.2 | 8.3 | 11.7 | 0.6 | 18.3 | 11.7 | 12 | -3 | 23 | 4.5 | 12.4 | 4.9 | 12.2 | 1.7 | 21.1 | 6.7 | 10 | 3 | 25.6 | 13.9 | 17.4 | 3 | 19.4 | 13.9 | 21.7 | 7.2 | 15 | 11.1 | 18.3 | 0.6 | 28.3 | 15.6 | 13.3 | 8.9 | 21.7 | 8.3 | 22.8 | 21.1 | 25 | 23.3 | 16.7 | 2.2 | 23.3 | 14.4 | 20 | -2.2 | 18.3 | 10 | 11.1 | -2.7 | 11.1 | 1.1 | 22.8 | 1.7 | 23.9 | -2.8 | 17.4 | -4
15 | 0 | 11.1 | 3.9 | 19.4 | 13.3 | 22.8 | 5 | 13.7 | -9.7 | 28.9 | 7.5 | 15 | 9 | 30 | 7.2 | 18.9 | 11.7 | 31.1 | 12.2 | 16.7 | 8.3 | 24.4 | 8.3 | 11.1 | -5 | 21.1 | -3.3 | 30 | 12 | 28.3 | 17.2 | 27.8 | 20 | 28.3 | 9.4 | 28.9 | 17.8 | 22.2 | 15 | 29.4 | 19.4 | 17.2 | 5 | 17.8 | -2.2 | 23.9 | 7.2 | 21.7 | 8.9 | 7.2 | 1.1 | 17.8 | 7.2 | 23.9 | 15 | 21.7 | 13.9 | 15.6 | 1.1 | 10 | 4 | 24.4 | -2.2 | 11.1 | 9.4 | 21.1 | 8.3 | 1.7 | -3.3 | 18.9 | -2.8 | 10.6 | -6.7 | 18.2 | 8.5 | 23.9 | 10.6 | 17 | 1 | 25.6 | 6.7 | 18.3 | 8.3 | 9.4 | 7.2 | 13.9 | 0 | 18.9 | 16.7 | 23.9 | 18.3 | 23.9 | 14.4 | 13.9 | 4.8 | 15 | 8.3 | 27.2 | -9.4 | 18.3 | -4.4 | 28.3 | -6.1 | 20 | -4.4 | 13.9 | -0.6 | 12.2 | 6.7 | 11.7 | 10.6 | 22.8 | 8.9 | 13.3 | 0 | 18.9 | 12.2 | 13 | -2 | 25.6 | 3.3 | 13.3 | 5 | 15.6 | 2.2 | 21.7 | 8.3 | 11 | 2 | 26.1 | 13.9 | 18.3 | 3.3 | 20.9 | 14.6 | 22.2 | 7.8 | 16.1 | 10 | 19.2 | -0.2 | 28.3 | 15.9 | 14.4 | 8.9 | 22.4 | 9.6 | 22.8 | 21.7 | 25.2 | 23.6 | 17.8 | 2.2 | 24.4 | 15 | 20.6 | -2.8 | 20 | 9.4 | 12.2 | -2.2 | 12.2 | 0.6 | 24.4 | 2.2 | 24.4 | -1.7 | 18.2 | -5.1
14 | 0 | 11.7 | 3.9 | 21.7 | 13.3 | 22.8 | 5.6 | 14.4 | -11.1 | 30 | 7.8 | 16 | 9 | 30.6 | 6.5 | 18.3 | 12.2 | 29.3 | 12.3 | 17.2 | 8.3 | 22.8 | 8.3 | 11.1 | -4.4 | 21.1 | -3.3 | 27 | 14 | 27.8 | 15.6 | 27.8 | 20.6 | 28.7 | 10.9 | 28.9 | 17.2 | 22.8 | 15 | 27.2 | 18.3 | 17.2 | 5.6 | 18.9 | -2.8 | 24.4 | 7.2 | 22.2 | 8.3 | 7.2 | 1.1 | 18 | 7.5 | 24.4 | 15 | 22.2 | 13.9 | 14.4 | 3.3 | 11 | 6 | 24.4 | -5 | 10.5 | 9.1 | 22.2 | 11.1 | 1.7 | -3.3 | 18.9 | -2.2 | 11.7 | -6.1 | 18.5 | 8.8 | 24.4 | 10 | 18 | 1.1 | 26.1 | 6.7 | 18.9 | 8 | 8.9 | 7.8 | 14.4 | 0 | 21.1 | 17.2 | 23.7 | 17.9 | 24.4 | 15 | 15 | 4.1 | 15.6 | 8.9 | 27.8 | -8.9 | 17.8 | -4.3 | 28.7 | -5.2 | 21.1 | -7.8 | 13.9 | 0 | 13.1 | 6.7 | 12.8 | 10 | 22.8 | 8.9 | 13.9 | 0.6 | 18.3 | 12.2 | 13 | -3 | 26.7 | 4.5 | 13.9 | 5.3 | 16.7 | -1.7 | 22.2 | 6.1 | 13 | 3 | 25 | 13.9 | 18.9 | 2.7 | 22.4 | 15 | 22.8 | 6.7 | 15.6 | 10 | 20.2 | -1.4 | 28.3 | 16.3 | 16.1 | 8.9 | 23.2 | 10.7 | 22.8 | 21.1 | 25.4 | 23.8 | 18.3 | -0.6 | 25 | 15 | 20.6 | -3.9 | 20.6 | 8.3 | 12.6 | -2.2 | 12.8 | 1.1 | 25 | 1.1 | 21.1 | 0.6 | 18.9 | -7.2
15 | 0 | 11.1 | 3.9 | 22.8 | 12.8 | 22.8 | 5 | 14.2 | -10 | 30.4 | 7.6 | 16 | 9 | 31.1 | 6.2 | 17.2 | 11.7 | 27.4 | 12.3 | 17.2 | 8.3 | 23.9 | 7.8 | 12.8 | -3.9 | 19.4 | -2.2 | 27 | 15 | 26.1 | 15.6 | 27.2 | 20 | 29 | 11.6 | 29.4 | 14.4 | 23.3 | 13.9 | 28.3 | 18.9 | 17.8 | 5.6 | 19.4 | -2.2 | 24.4 | 6.7 | 22.8 | 7.2 | 6.7 | 1.1 | 18.1 | 7.3 | 25 | 15 | 21.1 | 13.3 | 13.3 | 4.4 | 12 | 6 | 25 | -2.8 | 10 | 8.8 | 21.7 | 11.7 | 2.2 | -2.8 | 16.1 | -1.1 | 11.7 | -5.6 | 18.9 | 8.9 | 24.4 | 10 | 18.9 | 1.1 | 26.7 | 6.1 | 19.4 | 7.2 | 8.9 | 6.7 | 13.9 | 0.6 | 21.1 | 17.2 | 23.5 | 17.7 | 25.6 | 14.4 | 16.1 | 3.3 | 17.8 | 9.4 | 28.3 | -10.6 | 17.2 | -4.7 | 29 | -3.9 | 20.6 | -6.1 | 13.3 | 0 | 14.1 | 7 | 12.8 | 12.2 | 23.3 | 7.8 | 13.3 | -1.7 | 17.8 | 12.2 | 12 | -3 | 27.8 | 5.4 | 14.4 | 5.2 | 16.7 | -1.7 | 22.8 | 6.7 | 12 | 1 | 24.4 | 15.6 | 19.4 | 1.4 | 23.9 | 15.6 | 23.3 | 6.7 | 16.7 | 10 | 21.1 | -2.8 | 28.3 | 16.7 | 17.8 | 7.2 | 23.9 | 11.7 | 22.8 | 21.7 | 25.6 | 23.9 | 19.4 | 0.6 | 23.3 | 15 | 21.1 | -3.9 | 21.1 | 7.2 | 12.9 | -2.3 | 12.8 | 1.1 | 25.6 | 0.6 | 21.7 | 2.2 | 19.6 | -6.1
16 | 0 | 11.7 | 3.9 | 22.2 | 13.3 | 22.8 | 5 | 14.1 | -9.4 | 30.7 | 6.6 | 16 | 9 | 31.7 | 5.6 | 16.7 | 11.7 | 25.6 | 12.2 | 16.7 | 6.7 | 21.7 | 9.4 | 13.9 | -4.4 | 18.9 | 0.6 | 26 | 14 | 24.4 | 15 | 26.7 | 20 | 29.4 | 12.8 | 28.9 | 18.9 | 23.3 | 13.3 | 28.3 | 18.3 | 17.2 | 5.6 | 19.4 | -1.1 | 23.9 | 5.6 | 23.3 | 7.8 | 5.6 | 2.8 | 18.3 | 7.2 | 25.6 | 14.4 | 20 | 13.3 | 11.7 | 4.4 | 12 | 6 | 24.4 | -1.7 | 9.4 | 8.3 | 21.7 | 11.7 | 2.2 | -2.2 | 17.8 | -1.1 | 12.2 | -5.6 | 19.3 | 9 | 24.4 | 7.8 | 18.9 | 1.4 | 26.1 | 5.6 | 18.7 | 7.5 | 6.7 | 5.6 | 12.8 | 1.1 | 21.1 | 17.2 | 23.3 | 17.2 | 26.1 | 13.9 | 16.5 | 4.2 | 18.9 | 8.3 | 28.3 | -10.6 | 16.7 | -6.1 | 29.4 | -4.4 | 18.9 | -3.9 | 12.2 | -0.6 | 15 | 6.7 | 13.3 | 12.8 | 23.3 | 6.1 | 15 | -2.2 | 17.2 | 12.2 | 11 | -3 | 28.9 | 6.1 | 15 | 5.6 | 17.2 | -1.7 | 22.8 | 3.9 | 13 | 3 | 22.2 | 15 | 20 | 0.6 | 24.1 | 14.8 | 22.8 | 6.1 | 16.7 | 10 | 20.9 | -2.5 | 27.2 | 16.8 | 18.9 | 7.2 | 23.9 | 12.3 | 22.8 | 21.7 | 25.8 | 24 | 19.4 | 0 | 20.6 | 16.1 | 21.1 | -2.2 | 21.7 | 7.8 | 13.3 | -2.8 | 13.9 | 1.1 | 25.6 | 1.1 | 22.8 | 2.2 | 20.4 | -5.5
16 | 0 | 12.2 | 2.2 | 21.7 | 12.8 | 22.2 | 5 | 13.9 | -10.6 | 31.1 | 6.1 | 16 | 9 | 29.7 | 6.4 | 15.6 | 11.1 | 22.3 | 11.7 | 15.6 | 7.2 | 19.4 | 9.4 | 12.8 | -3.9 | 20 | 0.6 | 24 | 16 | 22.8 | 15.6 | 26.7 | 20.6 | 27.4 | 14.5 | 28.3 | 18.3 | 23.3 | 13.9 | 27.8 | 17.8 | 16.7 | 6.7 | 18.3 | -1.1 | 22.8 | 5 | 22.8 | 7.8 | 5.6 | 1.7 | 17.8 | 7.6 | 25 | 14.4 | 20 | 13.3 | 11.1 | 4.4 | 13 | 4 | 23.9 | -3.3 | 8.7 | 7.2 | 22.8 | 12.8 | 2.2 | -3.9 | 17.2 | 0 | 11.1 | -6.1 | 19.6 | 8.9 | 23.9 | 8.3 | 18.9 | 1.4 | 25.6 | 6.1 | 17.9 | 7.7 | 6.1 | 5 | 11.1 | 3.3 | 21.1 | 17.8 | 22.6 | 17.3 | 25.6 | 13.3 | 16.8 | 4.5 | 18.9 | 8.9 | 28.3 | -11.1 | 15.9 | -4.1 | 28.3 | -4.4 | 17.2 | -3.3 | 12.2 | -1.1 | 15.2 | 6.5 | 13.3 | 12.8 | 22.8 | 7.2 | 15 | -1.1 | 16.1 | 12.2 | 9 | -3 | 27.2 | 5.5 | 14.3 | 5.1 | 16.1 | -3.9 | 23.3 | 5.6 | 13 | 1 | 21.7 | 14.4 | 18.7 | 0.8 | 24.2 | 13.8 | 23.9 | 6.1 | 17.2 | 9.4 | 20.8 | -2.6 | 26.1 | 16.7 | 17.2 | 6.7 | 23.9 | 12.9 | 22.2 | 21.1 | 25.9 | 23.9 | 20 | 0 | 20 | 17.8 | 21.1 | -1.7 | 21.7 | 6.7 | 12.6 | -1.8 | 12.8 | 1.7 | 25.6 | 0.6 | 21.7 | 2.8 | 21.1 | -5.6
16 | -1 | 11.7 | 2.2 | 20 | 12.8 | 20 | 6.1 | 12 | -7.5 | 30.2 | 6.8 | 15 | 8 | 27.6 | 7.5 | 15.6 | 11.7 | 18.9 | 10.8 | 14.4 | 6.7 | 18.3 | 10 | 12.2 | -3.9 | 20 | -0.6 | 23 | 20 | 21.1 | 14.4 | 25.6 | 21.1 | 25.3 | 15.6 | 27.2 | 17.8 | 22.8 | 12.8 | 26.1 | 17.8 | 16.7 | 6.1 | 17.8 | -0.6 | 21.1 | 2.8 | 22.2 | 7.8 | 5.6 | 1.7 | 17.2 | 7.3 | 23.9 | 13.9 | 20 | 12.8 | 11.1 | 5 | 13 | 6 | 21.7 | -3.9 | 7.9 | 5.7 | 22.2 | 12.2 | 1.7 | -3.3 | 15.6 | -0.6 | 11.1 | -6.1 | 20 | 8.9 | 22.2 | 8.9 | 18.9 | 1.1 | 24.4 | 7.2 | 17.2 | 7.8 | 5.6 | 3.9 | 10 | 2.2 | 20 | 17.2 | 21.8 | 17.4 | 24.4 | 14.4 | 17.2 | 5 | 19.4 | 7.8 | 27.2 | -11.7 | 15.2 | -2.8 | 27.2 | -5.1 | 15 | -3.3 | 11.7 | 0.6 | 15.4 | 6.2 | 13.3 | 12.8 | 22.8 | 6.7 | 13.3 | -2.2 | 15.6 | 12.2 | 8 | -5 | 25.6 | 4.1 | 13.5 | 4.9 | 15 | -3.3 | 22.8 | 5.6 | 12 | 1 | 20 | 15 | 17.4 | 1 | 24.4 | 12.8 | 22.2 | 8.9 | 16.7 | 8.9 | 20.6 | -3.3 | 25 | 16.7 | 17.2 | 5.6 | 23.9 | 13.3 | 22.2 | 21.1 | 26.1 | 23.9 | 19.4 | 0.6 | 16.7 | 15.6 | 20.6 | -0.6 | 21.1 | 7.8 | 11.8 | -1.2 | 12.2 | 1.1 | 24.4 | 0 | 17.8 | 3.9 | 18.5 | -3.7
14 | -1 | 11.1 | 1.7 | 17.2 | 12.8 | 16.7 | 6.7 | 10.2 | -6.7 | 29.2 | 6.6 | 13 | 8 | 25.6 | 7.8 | 15 | 11.7 | 15.6 | 9.4 | 12.8 | 7.8 | 17.2 | 10.6 | 10 | -4.4 | 17.8 | -1.1 | 23 | 18 | 20 | 13.9 | 24.4 | 20.6 | 23.3 | 16.1 | 25.6 | 18.3 | 21.7 | 11.7 | 24.4 | 18.3 | 16.1 | 5.6 | 13.3 | 1.7 | 18.3 | 2.8 | 20.6 | 8.3 | 5 | 1.1 | 16.7 | 7.2 | 21.1 | 13.9 | 19.4 | 13.3 | 11.1 | 5.6 | 12 | 5 | 18.3 | -2.2 | 7.2 | 4.4 | 20 | 12.2 | 1.7 | -3.9 | 12.2 | -1.1 | 11.1 | -6.1 | 18.9 | 9.2 | 20.6 | 7.2 | 17.6 | 2 | 21.7 | 7.8 | 14.2 | 7.5 | 5 | 3.9 | 7.8 | 4.4 | 18.9 | 17.2 | 21.1 | 17.2 | 22.2 | 15 | 15 | 6.1 | 18.3 | 8.3 | 24.4 | -11.7 | 14.4 | -2.8 | 26.1 | -6.1 | 12.8 | -3.3 | 10.6 | 1.7 | 15.6 | 5.6 | 12.8 | 12.8 | 21.7 | 7.2 | 12.8 | -0.6 | 15.6 | 12.2 | 7 | -5 | 23.9 | 3.3 | 12.8 | 4.4 | 13.9 | -3.3 | 21.7 | 6.1 | 10 | 1 | 20 | 15 | 16.1 | 1.1 | 23.3 | 12.3 | 20.6 | 8.9 | 13.9 | 8.3 | 18.9 | -2.9 | 24.1 | 16.9 | 15.6 | 6.7 | 22.8 | 13.3 | 21.7 | 20.6 | 24.4 | 21.5 | 17.2 | 1.7 | 13.9 | 12.8 | 17.8 | 0 | 19.4 | 5.6 | 11.1 | -1.1 | 10 | 0.6 | 23.3 | -0.6 | 16.1 | 3.9 | 15.9 | -3.6
11 | -3 | 9.4 | 1.7 | 16.1 | 12.2 | 15 | 6.7 | 8.3 | -6.7 | 28.3 | 7.2 | 13 | 7 | 23.2 | 8.5 | 14.4 | 11.7 | 14.7 | 9.1 | 12.2 | 7.8 | 15 | 10.6 | 9.4 | -4.4 | 17.8 | -4.4 | 22 | 19 | 18.9 | 13.9 | 23.9 | 20 | 22.8 | 16.8 | 22.8 | 18.9 | 20 | 11.1 | 23.9 | 18.3 | 15.6 | 6.7 | 11.1 | 1.1 | 15.6 | 3.9 | 16.7 | 8.3 | 5 | 1.1 | 15.8 | 7.3 | 18.9 | 13.9 | 18.9 | 13.3 | 10.6 | 5.6 | 9 | 5 | 17.2 | 1.1 | 6.5 | 3.5 | 17.2 | 11.7 | 1.1 | -3.9 | 10 | -2.2 | 7.2 | -7.2 | 17.8 | 8.9 | 21.1 | 5.6 | 16.3 | 2 | 19.4 | 7.8 | 11.3 | 6.7 | 5 | 3.9 | 7.2 | 3.9 | 18.3 | 17.2 | 20.9 | 17.3 | 19.4 | 16.1 | 12.8 | 6.2 | 16.1 | 8.3 | 23.3 | -10.6 | 13.7 | -1.3 | 24.8 | -4 | 11.7 | -2.8 | 10 | -1.7 | 15 | 6.3 | 12.8 | 12.8 | 19.4 | 6.1 | 10.6 | -1.1 | 15 | 12.2 | 5 | -5 | 21.1 | 4.2 | 11.3 | 4.5 | 12.2 | -2.2 | 20.6 | 5.6 | 9 | 2 | 17.2 | 15 | 14.8 | 1 | 22.2 | 11.6 | 18.3 | 9.4 | 13.9 | 8.3 | 17.3 | -2.6 | 23.1 | 17.1 | 13.9 | 6.7 | 21.7 | 13.1 | 21.7 | 20.6 | 22.8 | 19.2 | 15 | 1.7 | 11.7 | 11.1 | 12.2 | 1.1 | 18.3 | 7.2 | 8.7 | -0.1 | 8.9 | 1.1 | 22.2 | 0.6 | 15.6 | 3.3 | 13.3 | -3.9
7 | -4 | 7.8 | 1.1 | 15.6 | 11.1 | 13.9 | 6.1 | 6.5 | -7 | 27 | 7.5 | 13 | 6 | 20.7 | 9 | 14.4 | 11.7 | 13.7 | 8.8 | 11.7 | 8.3 | 14.4 | 10.6 | 8.3 | -5 | 16.1 | 0.6 | 21 | 18 | 18.9 | 14.4 | 23.9 | 20.6 | 22.2 | 17.2 | 21.7 | 18.9 | 19.4 | 11.1 | 23.9 | 18.3 | 15.6 | 6.7 | 10 | 1.7 | 13.3 | 6.7 | 16.7 | 7.8 | 5.6 | 1.7 | 14.8 | 6.9 | 18.3 | 14.4 | 18.9 | 13.9 | 9.4 | 5.6 | 9 | 4 | 13.3 | 0 | 5.7 | 2.2 | 17.8 | 12.2 | 1.1 | -3.9 | 7.2 | -1.7 | 5.6 | -7.8 | 16.7 | 8.9 | 18.3 | 5.6 | 15 | 2.2 | 18.3 | 7.8 | 8.3 | 5.6 | 5 | 3.3 | 6.7 | 5.6 | 18.3 | 17.2 | 20.8 | 17.2 | 20 | 15 | 10.6 | 6.1 | 15.6 | 8.3 | 22.2 | -10.6 | 12.9 | -0.6 | 23.5 | -1.9 | 10 | -5.6 | 10 | -5 | 14.5 | 6.9 | 12.8 | 12.8 | 17.8 | 6.7 | 8.9 | -1.1 | 15 | 12.2 | 4 | -5 | 18.4 | 4.9 | 9.8 | 4.6 | 11.7 | -2.8 | 20 | 4.4 | 8 | 2 | 16.1 | 15 | 13.5 | 0.8 | 21.1 | 11.1 | 15.6 | 10 | 13.3 | 7.8 | 15.6 | -3.3 | 22.2 | 17.2 | 12.8 | 7.8 | 20.6 | 12.8 | 22.2 | 21.1 | 21.1 | 16.7 | 15.6 | 0.6 | 11.1 | 10 | 11.7 | 1.7 | 17.2 | 7.2 | 6.3 | 0.2 | 7.8 | 1.1 | 17.8 | 2.8 | 15 | 2.8 | 12.6 | -4
5 | -3 | 7.2 | 2.2 | 14.4 | 11.7 | 13.9 | 6.7 | 4.6 | -7.9 | 25.7 | 7.8 | 13 | 7 | 18.3 | 8.9 | 14.4 | 11.1 | 12.8 | 8.3 | 11.7 | 8.3 | 13.9 | 10.5 | 6.1 | -4.4 | 16.7 | -1.7 | 21 | 19 | 18.3 | 14.4 | 23.9 | 21.1 | 21.7 | 17.8 | 21.7 | 19.4 | 18.9 | 11.7 | 23.9 | 18.3 | 15.6 | 6.7 | 9.4 | 0.6 | 12.2 | 7.8 | 16.7 | 7.8 | 2.8 | 0 | 13.9 | 6.7 | 16.7 | 13.9 | 16.7 | 13.9 | 8.9 | 2.8 | 8 | 3 | 12.8 | -0.6 | 5 | 1.1 | 17.2 | 10.6 | 1.1 | -3.3 | 6.7 | -1.1 | 5 | -7.8 | 16.7 | 9.2 | 18.3 | 5 | 14.4 | 2 | 17.8 | 8.9 | 7.8 | 6.1 | 4.4 | 3.3 | 7.2 | 5.6 | 17.8 | 17.2 | 20.6 | 17.2 | 19.4 | 13.9 | 10.2 | 6.4 | 15 | 7.8 | 21.7 | -10.6 | 12.2 | 0 | 22.2 | -1.1 | 10 | -5.6 | 9.4 | -4.4 | 13.9 | 7.2 | 8.9 | 8.3 | 16.7 | 6.7 | 7.8 | -1.1 | 14.4 | 12.8 | 2 | -5 | 15.6 | 4.4 | 8.3 | 4.4 | 10.6 | -3.3 | 17.2 | 5.6 | 8 | 3 | 16.1 | 15 | 12.2 | 0.6 | 19.4 | 11.7 | 15 | 10 | 12.2 | 7.8 | 14.8 | 1.3 | 22.4 | 17.3 | 12.2 | 7.2 | 19.3 | 12.4 | 22.8 | 21.7 | 20.2 | 15.7 | 15.6 | 2.8 | 11.1 | 9.4 | 8.9 | 2.2 | 14.4 | 7.8 | 3.9 | 0 | 6.1 | 1.7 | 15 | 3.3 | 13.3 | 3.9 | 11.8 | -4.6
2 | -3 | 6.7 | 2.8 | 12.8 | 11.1 | 12.2 | 6.1 | 2.8 | -10 | 24.4 | 7.8 | 9 | 7 | 16.6 | 8.6 | 14.4 | 11.1 | 12.6 | 8.1 | 11.7 | 8.9 | 13.3 | 10.5 | 5 | -3.3 | 14.4 | -0.6 | 21 | 18 | 18.3 | 14.4 | 23.9 | 21.1 | 21.1 | 17.5 | 21.7 | 19.4 | 20 | 11.7 | 23.3 | 17.8 | 15.6 | 6.1 | 9.4 | 0 | 11.1 | 6.1 | 15 | 8.3 | 2.2 | 1.7 | 13 | 7 | 15.6 | 14.4 | 15.6 | 14.4 | 9.4 | 1.1 | 9 | 4 | 11.1 | 2.8 | 4.8 | 0 | 16.1 | 10 | 1.1 | -3.3 | 5 | 0 | 0.6 | -7.8 | 16.7 | 9.2 | 18.3 | 5 | 13.9 | 1.5 | 17.2 | 9.4 | 7.2 | 6.3 | 4.4 | 2.8 | 6.7 | 5.6 | 17.8 | 16.7 | 20.6 | 17.6 | 17.8 | 12.8 | 9.8 | 6.5 | 15 | 7.8 | 20 | -7.2 | 11.8 | -1.5 | 21.3 | -0.1 | 8.9 | -3.9 | 9.4 | -3.9 | 13.3 | 6.9 | 7.2 | 7.2 | 15 | 6.7 | 7.8 | -1.7 | 15 | 12.8 | 1 | -5 | 14.5 | 5.3 | 8.3 | 4.5 | 8.3 | -2.8 | 15 | 5.6 | 7 | 1 | 14.4 | 13.9 | 11.1 | 1.6 | 17.8 | 12.3 | 14.4 | 10.6 | 11.7 | 8.3 | 14.1 | 4.7 | 22.6 | 17.8 | 11.1 | 5.6 | 18 | 11.8 | 22.8 | 21.7 | 19.2 | 14.5 | 15 | 3.3 | 11.1 | 9.4 | 7.2 | 1.7 | 12.2 | 8.3 | 3.7 | -0.1 | 6.1 | 1.7 | 14.4 | 3.3 | 12.2 | 3.3 | 11.1 | -6.1
3 | -2 | 7.2 | 3.3 | 12.2 | 11.1 | 11.7 | 6.1 | 0.9 | -8.9 | 23.5 | 8 | 10 | 8 | 15 | 8.3 | 14.4 | 11.1 | 12.4 | 7.9 | 11.7 | 8.9 | 12.8 | 10.4 | 6.1 | -3.9 | 15.6 | -1.1 | 21 | 19 | 17.8 | 14.4 | 23.9 | 21.1 | 20.6 | 17.4 | 21.1 | 18.9 | 18.9 | 10.6 | 24.4 | 17.8 | 15 | 6.1 | 9.4 | -0.6 | 10.6 | 6.7 | 13.3 | 8.3 | 2.2 | 1.7 | 12 | 7.1 | 13.9 | 13.9 | 15 | 13.9 | 9.4 | 0.6 | 8 | 4 | 10.5 | 2.8 | 4.6 | -0.9 | 14.4 | 10 | 1.1 | -2.8 | 3.9 | 0.6 | 0.6 | -8.3 | 16.7 | 9.4 | 18.3 | 5 | 13.3 | 1.1 | 15.6 | 10 | 6.7 | 6.7 | 4.4 | 2.8 | 6.7 | 6.1 | 17.8 | 16.7 | 20.6 | 18 | 16.1 | 12.2 | 9.4 | 6.7 | 15.6 | 8.3 | 18.3 | -5 | 11.5 | -3 | 20.3 | 1.2 | 6.1 | -6.1 | 8.9 | -3.9 | 12.8 | 6.6 | 6.7 | 5.6 | 12.8 | 6.1 | 6.7 | -2.2 | 15 | 13.3 | 0 | -3 | 13.3 | 5.7 | 8.3 | 4.7 | 7.2 | -1.7 | 15.6 | 5.6 | 7 | 1 | 15 | 12.8 | 10 | 2.4 | 16.1 | 12.2 | 13.3 | 10 | 11.1 | 7.8 | 13.3 | 7.2 | 22.8 | 17.8 | 10 | 8.9 | 16.7 | 11.1 | 22.8 | 21.7 | 18.3 | 13.3 | 12.8 | 7.2 | 10.6 | 9.4 | 6.7 | 1.7 | 11.1 | 8.9 | 3.5 | -0.3 | 5.6 | 1.1 | 12.2 | 4.4 | 10 | 3.9 | 10.2 | -4.7
1 | -2 | 6.1 | 3.9 | 11.7 | 10 | 10 | 6.7 | -0.9 | -8.8 | 22.6 | 8 | 11 | 8 | 13.3 | 7.8 | 14.4 | 11.1 | 12.2 | 7.8 | 12.2 | 8.9 | 12.8 | 10.3 | 3.9 | -3.9 | 16.7 | -3.3 | 21 | 19 | 17.8 | 14.4 | 23.9 | 21.1 | 20 | 17.2 | 18.9 | 17.8 | 17.2 | 10.6 | 22.8 | 17.2 | 15 | 6.7 | 7.2 | 0.6 | 12.2 | 4.4 | 13.3 | 7.8 | 2.2 | 1.7 | 11.1 | 7.2 | 14.4 | 13.3 | 14.4 | 12.8 | 8.9 | -2.2 | 7 | 5 | 9.8 | 2.6 | 4.4 | -2.2 | 12.8 | 9.4 | 1.1 | -2.2 | 3.9 | 0 | -1.1 | -8.9 | 16.1 | 9.8 | 16.7 | 5 | 12.8 | 1.2 | 16.1 | 9.4 | 6.5 | 6.4 | 4.4 | 2.2 | 6.1 | 3.9 | 17.2 | 16.7 | 20.6 | 18.3 | 14.4 | 12.2 | 9.2 | 6.8 | 15 | 9.4 | 17.2 | -10 | 11.1 | -5.6 | 19.4 | 1.7 | 4.4 | -7.2 | 8.3 | -3.9 | 12.2 | 6.1 | 6.7 | 5 | 12.2 | 6.1 | 6.1 | -1.7 | 15 | 13.3 | 1 | -5 | 12.2 | 6.1 | 8.3 | 5 | 7.8 | -1.7 | 13.9 | 5.6 | 6 | 1 | 13.9 | 12.8 | 8.9 | 2.8 | 15.5 | 11.9 | 12.8 | 10 | 10.6 | 7.2 | 12.4 | 8.1 | 22.2 | 18 | 9.4 | 8.3 | 16.3 | 11.3 | 22.2 | 21.1 | 17.6 | 12.9 | 11.1 | 8.3 | 10.6 | 8.9 | 5.6 | 1.7 | 11.1 | 8.3 | 3.3 | -0.6 | 5.6 | -1.1 | 11.7 | 3.9 | 10 | 3.3 | 9.2 | -4.5
0 | -4 | 7.2 | 3.3 | 11.7 | 11.7 | 10.6 | 6.1 | -2.8 | -10 | 21.7 | 7.8 | 9 | 7 | 12 | 7.5 | 14.4 | 11.1 | 12 | 7.5 | 11.7 | 8.9 | 12.2 | 10.3 | 2.8 | -3.3 | 16.7 | -3.3 | 20 | 18 | 17.8 | 14.4 | 23.9 | 21.7 | 19.8 | 17.2 | 17.8 | 17.2 | 16.1 | 10 | 23.3 | 18.3 | 14.4 | 6.7 | 6.7 | 0 | 12.8 | 3.9 | 12.8 | 7.8 | 1.7 | 1.7 | 11.1 | 7.4 | 15 | 12.8 | 14.4 | 13.3 | 7.2 | -2.8 | 7 | 4 | 9.2 | 2.5 | 3.9 | -2.2 | 13.3 | 8.9 | 1.1 | -2.8 | 4.4 | 0.6 | -0.6 | -8.3 | 15.6 | 10.4 | 15 | 5 | 12.2 | 0.9 | 13.3 | 10 | 6.3 | 5.9 | 4.4 | 2.8 | 6.1 | 3.9 | 17.2 | 16.7 | 20.4 | 18.5 | 12.2 | 11.1 | 9.1 | 7.1 | 15 | 9.4 | 16.1 | -10.6 | 10 | -0.9 | 18.7 | 1.7 | 3.3 | -6.1 | 6.7 | -3.3 | 12 | 5 | 5.6 | 4.4 | 10.6 | 5.6 | 3.3 | -2.8 | 12.2 | 11.7 | 0 | -4 | 11.3 | 5.8 | 7.9 | 4.9 | 6.7 | -1.7 | 14.4 | 5.6 | 7 | 1 | 13.9 | 12.2 | 7 | 2.9 | 15 | 11.6 | 11.1 | 8.9 | 9.4 | 7.2 | 11.5 | 8.9 | 21.7 | 18.3 | 8.3 | 5.6 | 16 | 11.2 | 22.2 | 21.1 | 16.8 | 12.2 | 10.6 | 8.9 | 10 | 8.9 | 4.4 | 1.1 | 10.6 | 8.3 | 3.1 | -0.8 | 5 | -0.6 | 10 | 3.9 | 8.9 | 3.3 | 8.3 | -5
-1 | -5 | 7.2 | 2.2 | 12.2 | 10 | 8.9 | 6.1 | -3.5 | -9.6 | 20.9 | 7.9 | 9 | 7 | 10.7 | 7.1 | 14.4 | 10.6 | 11.9 | 7.4 | 11.7 | 9.4 | 11.7 | 10.1 | 2.2 | -3.3 | 16.1 | -7.2 | 20 | 19 | 17.8 | 15.6 | 23.9 | 21.1 | 19.6 | 17.2 | 17.8 | 16.7 | 15 | 7.8 | 22.8 | 18.3 | 14.4 | 6.7 | 6.7 | 0.6 | 12.8 | 5 | 12.2 | 7.8 | 1.7 | 1.1 | 11.1 | 7.6 | 13.3 | 12.2 | 14.4 | 13.3 | 6.1 | -2.8 | 6 | 4 | 8.5 | 2.1 | 3.3 | -2.5 | 13.3 | 8.9 | 0.6 | -2.8 | 7.2 | 2.8 | -1.7 | -8.3 | 15 | 10.6 | 12.8 | 5.6 | 11.7 | 0.6 | 13.3 | 10 | 6.1 | 5.6 | 4.4 | 2.8 | 5.6 | 3.3 | 16.1 | 15 | 20.2 | 18.7 | 12.8 | 11.1 | 8.9 | 7.2 | 14.4 | 9.4 | 13.9 | -11.7 | 8.9 | 2 | 17.9 | 1.4 | 3.3 | -6.1 | 5 | -3.3 | 11.9 | 3.9 | 5 | 4.4 | 9.4 | 5.6 | 3.3 | -3.9 | 12.2 | 11.1 | 0 | -3 | 10.3 | 5.3 | 7.6 | 5.1 | 6.7 | -1.7 | 13.9 | 6.1 | 7 | 1 | 14.4 | 12.8 | 5.2 | 2.7 | 14.4 | 11.1 | 10.6 | 8.9 | 8.9 | 7.2 | 10.6 | 9.4 | 21.1 | 18.3 | 8.3 | 6.1 | 15.6 | 11.1 | 22.8 | 21.1 | 16.1 | 11.7 | 10.6 | 7.2 | 9.4 | 8.9 | 3.9 | 0.6 | 11.1 | 8.3 | 3 | -1 | 4.4 | -1.1 | 10 | 3.9 | 9.4 | 3.3 | 7.6 | -4.5
-2 | -5 | 6.7 | 1.7 | 13.9 | 10.6 | 8.9 | 6.7 | -4.3 | -10.2 | 20.2 | 7.9 | 8 | 7 | 9.4 | 6.7 | 14.4 | 10.6 | 11.7 | 7.2 | 11.1 | 9.4 | 12.8 | 9.9 | 1.7 | -3.9 | 14.4 | -9.4 | 20 | 19 | 18.9 | 15 | 23.9 | 21.7 | 19.4 | 17.2 | 16.7 | 16.1 | 13.9 | 7.2 | 22.2 | 18.9 | 14.4 | 6.7 | 5 | -1.7 | 10 | 3.3 | 12.2 | 7.8 | 1.7 | 0.6 | 11.1 | 7.8 | 12.8 | 11.7 | 13.9 | 13.3 | 6.1 | -2.2 | 7 | 4 | 7.9 | 1.9 | 2.8 | -3.3 | 12.8 | 8.9 | 1.1 | -2.8 | 7.8 | 2.2 | -2.2 | -8.3 | 14.8 | 11 | 13.9 | 5 | 11.1 | 1.3 | 12.8 | 10 | 5.9 | 5.5 | 4.4 | 2.8 | 5 | 3.3 | 15 | 15 | 20 | 18.9 | 13.3 | 10.6 | 8.9 | 7.2 | 14.4 | 8.9 | 13.3 | -11.1 | 7.8 | 3.9 | 17.2 | 1.1 | 2.8 | -5.6 | 5 | -3.3 | 11.7 | 2.2 | 5 | 4.4 | 7.8 | 5 | 3.9 | -3.9 | 12.2 | 11.7 | -1 | -5 | 9.4 | 5 | 7.2 | 5 | 5.6 | -2.8 | 12.8 | 5.6 | 5 | 1 | 12.8 | 11.1 | 3.3 | 2.2 | 13.5 | 10.5 | 10 | 8.3 | 8.3 | 7.2 | 10.6 | 9.7 | 21.5 | 18.7 | 6.7 | 5.6 | 15.6 | 11.8 | 22.8 | 21.1 | 15.4 | 11.2 | 10 | 8.9 | 9.4 | 8.9 | 3.3 | 0.6 | 11.1 | 8.3 | 2.8 | -1.7 | 3.9 | -1.7 | 8.3 | 3.9 | 7.2 | 2.8 | 6.8 | -4.6
-3 | -6 | 6.7 | 1.1 | 15 | 11.7 | 8.9 | 6.1 | -5 | -11.1 | 19.4 | 7.8 | 7 | 5 | 10.5 | 6.9 | 14.4 | 11.1 | 12.1 | 7.2 | 11.1 | 9.4 | 11.7 | 10 | 1.1 | -3.3 | 8.9 | -9.4 | 20 | 19 | 18.9 | 14.4 | 22.2 | 21.1 | 19.6 | 17.6 | 16.7 | 16.1 | 12.8 | 6.1 | 22.8 | 18.3 | 13.9 | 6.7 | 4.4 | -2.8 | 9.4 | 5.6 | 10 | 7.8 | 2.8 | 0.6 | 10.9 | 8 | 12.2 | 11.1 | 15.6 | 13.9 | 5.6 | -2.2 | 8 | 5 | 7.2 | 1.7 | 4.1 | -2.2 | 13.3 | 8.9 | 0.6 | -2.2 | 9.4 | 1.1 | -2.8 | -8.3 | 14.6 | 11.2 | 11.7 | 5 | 10.6 | 1.9 | 12.2 | 10 | 5.8 | 5.7 | 4.4 | 2.8 | 5.6 | 3.3 | 15 | 14.4 | 20.6 | 19.1 | 13.3 | 10 | 8.9 | 7.2 | 13.9 | 8.9 | 12.8 | -9.4 | 4.1 | 1.8 | 16.5 | 1.8 | 2.8 | -7.8 | 5 | -2.8 | 11.9 | 2.6 | 5 | 4.4 | 6.7 | 5 | 1.7 | -3.9 | 12.2 | 11.7 | -1 | -5 | 10.3 | 5.3 | 7.6 | 5.3 | 4.4 | -2.8 | 12.2 | 5 | 4 | 0 | 13.3 | 11.7 | 3.9 | 2.3 | 12.6 | 9.6 | 10 | 8.3 | 8.9 | 7.2 | 10.6 | 9.9 | 21.8 | 19 | 6.1 | 4.4 | 15.6 | 12.4 | 22.8 | 21.1 | 14.6 | 10.6 | 10 | 8.3 | 9.4 | 8.9 | 2.8 | 0.6 | 10.6 | 8.3 | 3.9 | -1.1 | 2.8 | -1.7 | 7.2 | 3.3 | 8.9 | 1.7 | 6.1 | -5.6
-2 | -5 | 6.1 | 0.6 | 15 | 11.1 | 9.4 | 6.7 | -0.6 | -9 | 20 | 8.1 | 9 | 7 | 11.7 | 7.3 | 14.4 | 11.1 | 12.4 | 6.9 | 11.1 | 9.4 | 12.8 | 11.1 | 3.9 | -2.8 | 8.3 | -9.4 | 20 | 19 | 18.9 | 14.4 | 22.2 | 21.7 | 19.8 | 18 | 16.1 | 15.6 | 12.2 | 6.1 | 22.2 | 18.3 | 13.3 | 7.2 | 3.9 | -3.3 | 10.6 | 7.2 | 10.6 | 7.8 | 2.2 | 1.7 | 10.8 | 8.2 | 12.8 | 11.1 | 17.2 | 14.4 | 6.1 | -2.2 | 8 | 6 | 8.9 | 2.2 | 5.4 | -1.7 | 12.2 | 8.9 | 1.1 | -2.2 | 10.6 | 0 | -1.1 | -6.1 | 14.4 | 11.7 | 13.3 | 5.6 | 10 | 2.2 | 12.2 | 10 | 5.6 | 5.6 | 4.4 | 2.2 | 5.6 | 3.3 | 15 | 15 | 21.1 | 19.2 | 10 | 8.9 | 8.9 | 7.2 | 13.9 | 8.9 | 10 | -7.2 | 0.4 | -0.7 | 15.7 | 2.5 | 3.3 | -10 | 5 | -2.2 | 12 | 2.7 | 5 | 3.3 | 6.1 | 4.4 | 2.8 | -3.9 | 12.2 | 11.7 | 0 | -4 | 11.3 | 5.8 | 7.9 | 5.4 | 5.6 | -1.7 | 11.7 | 5 | 6 | 1 | 12.8 | 11.7 | 4.4 | 2.3 | 11.7 | 8.9 | 10 | 8.3 | 9.4 | 7.2 | 10.6 | 10 | 22.2 | 19.4 | 7.8 | 6.7 | 15.6 | 12.8 | 21.7 | 20 | 13.9 | 10 | 10.6 | 8.3 | 9.4 | 8.3 | 5 | 1.1 | 11.7 | 7.8 | 5 | -0.7 | 2.8 | -1.7 | 7.2 | 3.3 | 8.3 | 2.2 | 8 | -3.1
2 | -2 | 6.7 | 1.1 | 16.7 | 10.6 | 13.9 | 9.4 | 3.9 | -9 | 20.5 | 8.2 | 11 | 7 | 12.8 | 7.2 | 14.4 | 11.1 | 12.8 | 6.7 | 12.8 | 10 | 15.6 | 11.7 | 7.8 | -2.2 | 14.4 | -6.7 | 21 | 19 | 19.4 | 14.4 | 22.2 | 21.7 | 20 | 18.3 | 18.3 | 17.2 | 12.2 | 5.6 | 24.4 | 18.3 | 15 | 7.2 | 3.9 | -3.9 | 16.7 | 7.2 | 12.2 | 9.4 | 4.4 | 2.8 | 10.6 | 8.3 | 15.6 | 12.2 | 18.9 | 15.6 | 7.2 | -2.2 | 9 | 6 | 11.1 | 0.6 | 6.7 | -1.7 | 14.4 | 10 | 1.7 | -2.8 | 11.1 | 0.6 | 5 | -3.9 | 16.1 | 12.3 | 16.7 | 10.6 | 12.2 | 4 | 15.6 | 10.6 | 9.8 | 7.4 | 3.9 | 2.8 | 6.7 | 2.8 | 15 | 15 | 21.7 | 19.4 | 15.6 | 10.6 | 9.3 | 7.8 | 15 | 9.4 | 12.2 | -6.1 | -3.3 | -3.3 | 15 | 2.8 | 3.9 | -9.4 | 6.1 | -2.2 | 12.2 | 2.8 | 4.4 | 2.8 | 8.9 | 7.2 | 5 | -2.8 | 12.8 | 11.7 | 3 | -4 | 12.2 | 6.1 | 8.3 | 5.6 | 8.3 | -2.2 | 12.8 | 5 | 8 | 2 | 14.4 | 13.3 | 5 | 2.2 | 13.9 | 10.2 | 10.6 | 8.3 | 12.8 | 9.4 | 9.8 | 9.2 | 23.7 | 19.9 | 10 | 6.7 | 17.3 | 14 | 21.7 | 20 | 14.5 | 10.2 | 11.1 | 8.3 | 8.9 | 8.3 | 7.2 | 2.2 | 13.3 | 7.8 | 6.1 | -0.6 | 4.4 | 0.6 | 9.4 | 4.4 | 14.4 | 3.3 | 9.8 | -1.6
5 | -5 | 7.2 | 0.6 | 17.8 | 9.4 | 16.7 | 10 | 8.3 | -12.2 | 21.1 | 8.3 | 11 | 8 | 15 | 7.8 | 15 | 10.6 | 14.5 | 7.1 | 13.9 | 9.4 | 21.7 | 12.8 | 10 | -3.3 | 17.2 | -7.8 | 22 | 19 | 18.9 | 15 | 24.4 | 22.2 | 21.5 | 18.9 | 21.7 | 18.9 | 13.3 | 6.1 | 25 | 15.6 | 16.1 | 8.3 | 4.4 | -3.3 | 20 | 7.2 | 16.1 | 11.1 | 6.1 | 3.9 | 11.9 | 8.8 | 18.9 | 12.2 | 20.6 | 16.1 | 8.9 | -1.7 | 12 | 6 | 12.2 | 1.7 | 8 | -1.1 | 15 | 10.6 | 2.8 | -1.1 | 13.9 | 2.2 | 7.8 | -4.4 | 17.7 | 12.8 | 20 | 11.1 | 14.5 | 5.9 | 18.9 | 10.6 | 14.1 | 8.5 | 3.9 | 2.2 | 7.8 | 2.8 | 16.1 | 16.1 | 22.6 | 19.6 | 17.8 | 10 | 9.6 | 8.4 | 16.1 | 9.4 | 15 | -5 | -2.8 | -3.3 | 15.6 | 1 | 5.6 | -9.4 | 8.3 | -2.8 | 12.8 | 2.9 | 5 | 2.8 | 12.8 | 8.3 | 8.9 | -2.2 | 14.4 | 12.8 | 6 | -4 | 13.9 | 5.6 | 9.4 | 6 | 10 | -1.7 | 14.4 | 5 | 12 | 2 | 18.3 | 13.9 | 8.7 | 2.5 | 16.1 | 11.3 | 12.8 | 8.9 | 15 | 8.9 | 9.1 | 8.5 | 25.2 | 20.3 | 14.4 | 7.2 | 18.9 | 15.2 | 21.7 | 20 | 15 | 10.2 | 14.4 | 7.8 | 8.9 | 8.3 | 14.4 | 4.4 | 15 | 8.3 | 6.5 | -0.4 | 7.2 | -0.6 | 13.9 | 6.7 | 20.6 | 0.6 | 11.7 | 0
7 | -5 | 8.3 | 0.6 | 18.9 | 7.2 | 18.3 | 9.4 | 9.2 | -10.2 | 23.5 | 8.4 | 12 | 8 | 17.2 | 7.8 | 15.6 | 10.6 | 16.1 | 7.4 | 13.9 | 8.3 | 22.2 | 12.8 | 13.3 | -1.7 | 18.9 | -7.2 | 24 | 20 | 20 | 15 | 25.6 | 21.1 | 22.9 | 19.1 | 23.9 | 18.9 | 15 | 6.1 | 26.7 | 18.9 | 18.3 | 8.9 | 5.6 | -3.3 | 24.4 | 7.8 | 18.9 | 12.8 | 7.8 | 2.8 | 13.1 | 8.8 | 21.1 | 12.8 | 21.7 | 15.6 | 10 | -1.7 | 14 | 7 | 13.3 | 2.2 | 9.3 | -1.3 | 16.1 | 11.7 | 5 | -0.6 | 12.2 | 6.7 | 10 | -6.1 | 19.4 | 13.3 | 22.2 | 8.3 | 16.7 | 7.2 | 23.3 | 9.4 | 18.3 | 8.9 | 3.3 | 2.2 | 8.9 | 3.3 | 17.2 | 16.7 | 23.5 | 19.5 | 18.3 | 8.9 | 10 | 8.9 | 17.8 | 10 | 16.1 | -7.8 | -2.2 | -3.1 | 16.1 | -0.9 | 7.2 | -10 | 10 | -1.7 | 13.3 | 2.8 | 5.6 | 2.8 | 17.2 | 8.3 | 11.1 | -2.2 | 17.2 | 13.3 | 7 | -4 | 15.5 | 4.3 | 10.6 | 6.4 | 10.6 | -3.9 | 16.7 | 3.9 | 14 | 2 | 20.6 | 13.9 | 12.4 | 2 | 18.3 | 12.2 | 17.2 | 9.4 | 17.8 | 8.3 | 8.3 | 7.8 | 26.7 | 20.6 | 16.1 | 7.2 | 20.6 | 16.1 | 22.2 | 20.6 | 15.6 | 10 | 16.1 | 7.2 | 8.9 | 8.3 | 16.1 | 3.9 | 17.2 | 9.4 | 6.8 | -0.2 | 8.3 | -1.1 | 18.9 | 6.1 | 21.1 | -1.1 | 13.7 | 0.7
8 | -6 | 8.3 | 0.6 | 21.1 | 7.8 | 19.4 | 8.9 | 10.2 | -9.9 | 25.9 | 8.4 | 12 | 7 | 19.4 | 7.8 | 16.7 | 11.7 | 17.8 | 7.2 | 15.6 | 7.8 | 20.6 | 12.2 | 13.9 | -1.1 | 19.4 | -7.2 | 27 | 21 | 21.1 | 15 | 27.2 | 20.6 | 24.4 | 19.4 | 25 | 18.9 | 16.7 | 6.7 | 27.8 | 18.9 | 21.1 | 10 | 6.1 | -2.8 | 27.2 | 5 | 21.7 | 14.4 | 9.4 | 2.8 | 14.4 | 8.9 | 23.3 | 12.8 | 22.8 | 14.4 | 11.7 | -0.6 | 17 | 7 | 13.9 | 3.3 | 10.6 | -1.7 | 17.8 | 12.8 | 6.7 | 0 | 11.1 | 9.4 | 11.7 | -5 | 21.6 | 13.5 | 23.9 | 9.4 | 17.8 | 8.7 | 25 | 7.8 | 19.4 | 9.3 | 4.4 | 3.3 | 9.4 | 3.9 | 17.8 | 17.2 | 24.4 | 19.4 | 19.4 | 9.4 | 11.1 | 9.6 | 20 | 10.6 | 17.2 | -7.8 | -1.7 | -3.3 | 16.7 | -3.9 | 8.3 | -8.3 | 11.1 | -1.1 | 13.9 | 2.8 | 7.2 | 3.3 | 20.6 | 6.7 | 13.9 | 0 | 20.6 | 13.9 | 7 | -3 | 17.2 | 2.8 | 11.7 | 6.7 | 10 | -3.9 | 19.4 | 1.7 | 15 | 2 | 23.3 | 15 | 16.1 | -0.6 | 17.9 | 12.8 | 20 | 8.9 | 20 | 9.4 | 9.1 | 8.2 | 27.6 | 20.7 | 18.3 | 6.1 | 21.9 | 16.4 | 23.9 | 20.6 | 16.7 | 10.6 | 17.2 | 6.1 | 9.4 | 7.8 | 17.8 | 4.4 | 19.4 | 10 | 7.2 | 0 | 8.9 | -2.8 | 22.2 | 5.6 | 22.8 | 0 | 15.8 | 0.8
9 | -5 | 8.3 | 0.6 | 21.7 | 8.3 | 20 | 8.3 | 11.1 | -10.6 | 28.3 | 7.8 | 12 | 7 | 21.6 | 7.8 | 17.8 | 11.7 | 19.3 | 7.4 | 16.1 | 7.8 | 21.7 | 12.8 | 14.4 | -1.7 | 21.1 | -6.7 | 27 | 21 | 20 | 14.4 | 28.3 | 20.6 | 25 | 19.4 | 26.1 | 18.9 | 17.8 | 5.6 | 28.9 | 18.9 | 21.7 | 10.6 | 6.7 | -2.2 | 27.8 | 3.3 | 22.2 | 14.4 | 10 | 2.8 | 15.3 | 8.8 | 24.4 | 12.8 | 23.3 | 13.9 | 11.7 | 0 | 18 | 7 | 15.6 | 3.3 | 10.8 | -1.7 | 21.1 | 13.9 | 9.4 | -0.6 | 13.3 | 11.7 | 12.2 | -6.1 | 23.9 | 13.8 | 25 | 8.3 | 18.9 | 10 | 26.7 | 6.7 | 20.6 | 9.6 | 6.1 | 3.3 | 11.1 | 4.4 | 19.4 | 17.8 | 24.4 | 18.6 | 21.1 | 8.9 | 12.2 | 10 | 22.2 | 11.7 | 17.2 | -7.8 | 0.2 | -2.8 | 17.8 | -5.4 | 10 | -8.3 | 12.8 | -1.1 | 14.5 | 3 | 8.3 | 3.3 | 22.2 | 3.9 | 15.6 | 1.1 | 22.8 | 14.4 | 7 | -2 | 18.3 | 2.2 | 12.4 | 6.5 | 11.7 | -3.3 | 21.1 | 0.6 | 15 | 2 | 25 | 15.6 | 17.2 | -0.4 | 17.6 | 13.6 | 22.2 | 9.4 | 20.6 | 10 | 9.8 | 8.4 | 28.5 | 20.5 | 19.4 | 6.1 | 23.1 | 16.2 | 25 | 20.6 | 17.8 | 10.9 | 18.3 | 4.4 | 9.4 | 7.8 | 18.9 | 2.2 | 20 | 10 | 7.4 | 2.1 | 9.4 | -2.2 | 23.9 | 6.1 | 23.9 | -1.7 | 17.8 | 0.6
11 | -6 | 9.4 | 1.1 | 22.8 | 10 | 21.7 | 8.3 | 12.2 | -7.9 | 29.2 | 7.8 | 12 | 8 | 23.9 | 7.6 | 17.8 | 11.7 | 20.7 | 7.4 | 18.3 | 7.8 | 25 | 12.2 | 15.6 | -1.7 | 21.1 | -7.2 | 27 | 21 | 21.1 | 15 | 28.9 | 21.1 | 25.5 | 18.9 | 27.2 | 18.3 | 18.9 | 5.6 | 30 | 18.3 | 22.8 | 11.1 | 8.3 | -3.9 | 28.9 | 3.3 | 23.9 | 15 | 11.1 | 3.3 | 16.3 | 8.3 | 25 | 11.7 | 24.4 | 13.3 | 11.7 | 0.6 | 19 | 7 | 16.7 | 3.3 | 10.9 | -1.9 | 23.9 | 15 | 10.6 | 0 | 14.4 | 11.7 | 12.8 | -7.2 | 26.1 | 13.3 | 25.6 | 8.3 | 20 | 11.1 | 27.8 | 6.1 | 21.7 | 10 | 6.7 | 3.3 | 11.7 | 4.4 | 20.6 | 17.2 | 24.4 | 17.7 | 22.2 | 10 | 13.3 | 10.6 | 24.4 | 12.8 | 18.9 | -10 | 2 | -2.9 | 18.9 | -8.2 | 11.1 | -9.4 | 13.9 | -0.6 | 15 | 2.9 | 10 | 2.8 | 23.3 | 4.4 | 16.1 | 1.1 | 23.3 | 13.9 | 8 | -3 | 19.5 | 1.9 | 13.2 | 6.6 | 11.7 | -3.9 | 22.2 | 0 | 17 | 2 | 26.1 | 13.3 | 18.3 | -0.4 | 17.2 | 13.9 | 23.9 | 7.8 | 22.2 | 11.7 | 10.6 | 8.9 | 29.4 | 20.6 | 20 | 5.6 | 24.4 | 16.1 | 26.7 | 20.6 | 18.9 | 11.1 | 18.3 | 3.9 | 10 | 8.9 | 21.7 | 1.7 | 21.1 | 10.6 | 7.6 | 3.8 | 11.1 | -2.2 | 25 | 5.6 | 24.4 | -1.7 | 18.5 | -1.7
13 | -6 | 9.4 | 1.1 | 23.3 | 10.6 | 23.3 | 8.3 | 13.3 | -7.1 | 30.2 | 7.4 | 13 | 8 | 26.1 | 6.7 | 17.8 | 11.1 | 22.2 | 7.2 | 18.3 | 7.8 | 21.1 | 11.7 | 15 | 0 | 22.2 | -7.2 | 26 | 20 | 21.1 | 15 | 27.8 | 21.7 | 26.1 | 18.9 | 27.2 | 18.9 | 19.4 | 5.6 | 30 | 18.3 | 23.9 | 11.7 | 8.3 | -4.4 | 29.4 | 3.3 | 24.4 | 13.9 | 12.8 | 3.3 | 17.2 | 7.8 | 26.1 | 11.7 | 25.6 | 13.9 | 12.2 | 1.1 | 21 | 6 | 18.3 | 3.3 | 11.1 | -2.8 | 25.6 | 14.4 | 11.7 | -1.7 | 16.7 | 11.7 | 13.9 | -6.7 | 26.3 | 12.8 | 25 | 5.6 | 21.9 | 11.3 | 28.3 | 4.4 | 22.6 | 10.4 | 7.2 | 5 | 13.9 | 5.6 | 20.6 | 17.2 | 24.4 | 16.7 | 22.2 | 10 | 14.4 | 11 | 25.6 | 13.3 | 21.1 | -12.8 | 3.9 | -3.9 | 20 | -13.9 | 12.2 | -8.3 | 15 | -0.6 | 15.6 | 2.8 | 9.4 | 2.2 | 22.8 | 6.7 | 16.7 | 0 | 23.9 | 13.3 | 7 | -2 | 20.6 | 1.1 | 13.9 | 6.1 | 12.2 | -2.8 | 22.8 | 0.6 | 17 | 3 | 27.2 | 13.9 | 19.4 | -0.6 | 17.8 | 14.3 | 23.9 | 7.2 | 23.3 | 11.1 | 11.5 | 8.9 | 29.4 | 20.6 | 22.2 | 5.6 | 25.3 | 15.9 | 26.7 | 21.1 | 19.8 | 11.3 | 17.8 | 2.2 | 10.6 | 8.3 | 21.7 | 0.6 | 22.2 | 10.6 | 7.8 | 5.6 | 12.2 | 0 | 25.6 | 6.1 | 24.4 | -2.2 | 19.3 | -4.3
14 | -6 | 10 | 1.1 | 24.4 | 11.7 | 23.3 | 10 | 14.4 | -6.7 | 31.1 | 7.8 | 13 | 8 | 26.8 | 6.3 | 18.9 | 11.1 | 22.8 | 7 | 18.3 | 7.2 | 20 | 11.7 | 16.1 | -2.2 | 22.2 | -9.4 | 27 | 21 | 21.1 | 15.6 | 28.3 | 22.2 | 26.5 | 18.4 | 27.8 | 18.9 | 20.6 | 6.7 | 28.9 | 18.3 | 24.4 | 11.7 | 7.8 | -3.3 | 28.9 | 4.4 | 25 | 13.9 | 13.9 | 3.3 | 17.4 | 6.9 | 26.7 | 9.4 | 25.6 | 13.3 | 12.2 | 1.7 | 21 | 6 | 18.9 | 3.9 | 11.3 | -2.2 | 24.4 | 13.9 | 12.2 | -2.2 | 18.9 | 8.9 | 16.1 | -5.6 | 26.5 | 12.2 | 23.9 | 8.3 | 23.7 | 11.4 | 27.2 | 4.4 | 23.5 | 10.6 | 8.3 | 3.3 | 13.9 | 5.6 | 21.1 | 16.7 | 23.7 | 17.2 | 23.3 | 10.6 | 15.6 | 11.4 | 26.7 | 13.3 | 21.7 | -10.6 | 2.2 | -2.7 | 20.6 | -13.2 | 13.3 | -8.9 | 15 | -1.1 | 15 | 3.5 | 9.4 | 2.2 | 23.3 | 6.7 | 16.7 | 0.6 | 25 | 14.4 | 8 | -3 | 20.8 | 1.6 | 14.3 | 6.2 | 12.8 | -2.2 | 23.9 | 2.2 | 17 | 4 | 26.7 | 14.4 | 20.5 | -0.7 | 18.3 | 14.6 | 25 | 7.8 | 23.3 | 11.7 | 12.4 | 8.9 | 29.4 | 20.6 | 23.3 | 5 | 26.3 | 16 | 27.2 | 21.1 | 20.8 | 11.2 | 19.4 | 0.6 | 11.1 | 7.2 | 23.3 | 2.2 | 23.9 | 9.4 | 8 | 5.5 | 12.2 | -1.7 | 27.2 | 6.1 | 25 | -2.2 | 20 | -10
16 | -5 | 10.6 | 0.6 | 24.4 | 10 | 23.3 | 10 | 13.3 | -5.1 | 31.5 | 6.6 | 13 | 8 | 27.6 | 6.4 | 18.3 | 11.7 | 23.3 | 7 | 17.2 | 8.3 | 18.3 | 11.7 | 16.1 | -1.7 | 23.3 | -8.3 | 25 | 21 | 21.1 | 15.6 | 27.8 | 21.7 | 26.8 | 18.1 | 27.8 | 18.3 | 21.1 | 6.7 | 28.9 | 18.3 | 24.4 | 11.7 | 7.2 | -2.8 | 30 | 3.9 | 24.4 | 13.3 | 14.4 | 1.7 | 17.6 | 6.2 | 27.8 | 8.9 | 25.6 | 15 | 12.2 | 1.7 | 21 | 7 | 19.4 | 3.9 | 11.5 | -2 | 24.4 | 14.4 | 13.3 | -4.4 | 21.1 | 7.8 | 15.6 | -6.7 | 26.7 | 11.7 | 23.9 | 9.4 | 25.6 | 11.1 | 28.9 | 3.9 | 24.4 | 11.1 | 8.3 | 3.3 | 16.1 | 6.7 | 22.8 | 16.7 | 22.9 | 17.4 | 22.2 | 10 | 16.7 | 11.7 | 27.2 | 12.2 | 23.9 | -16.1 | 0.6 | -2.5 | 21.1 | -12.9 | 13.9 | -7.8 | 14.4 | -0.6 | 14.5 | 4.2 | 8.9 | 2.8 | 23.9 | 5.6 | 16.1 | -0.6 | 25 | 14.4 | 8 | -2 | 20.9 | 2.7 | 14.6 | 5.7 | 13.3 | -2.8 | 24.4 | 3.3 | 18 | 3 | 26.1 | 14.4 | 21.7 | -0.3 | 18.9 | 15 | 25 | 6.7 | 23.3 | 12.2 | 13.3 | 8.9 | 29.4 | 20.6 | 23.9 | 5 | 27.2 | 15.6 | 24.4 | 21.7 | 21.7 | 11.1 | 20 | -0.6 | 11.1 | 7.8 | 23.3 | 2.2 | 24.4 | 7.8 | 8.1 | 5.2 | 12.2 | -1.7 | 26.7 | 5.6 | 26.1 | -2.2 | 20.4 | -7.1
16 | -3 | 11.1 | 0.6 | 24.4 | 10 | 23.9 | 8.9 | 12.2 | -5.1 | 31.8 | 5.4 | 13 | 8 | 28.3 | 6.1 | 17.2 | 11.1 | 23.9 | 6.7 | 16.7 | 8.3 | 18.3 | 11.7 | 13.9 | 0.6 | 22.8 | -8.9 | 24 | 21 | 21.1 | 15.6 | 27.8 | 20 | 27.2 | 17.8 | 27.8 | 18.3 | 21.7 | 6.1 | 28.3 | 18.3 | 26.1 | 11.1 | 7.8 | -1.7 | 30 | 3.3 | 25 | 13.3 | 15 | 1.7 | 17.8 | 5 | 28.3 | 8.9 | 25.6 | 16.1 | 12.2 | 2.8 | 20 | 5 | 19.4 | 3.3 | 11.7 | -2.2 | 23.9 | 14.4 | 13.3 | 0 | 21.1 | 6.1 | 17.2 | -7.8 | 24.5 | 12.8 | 23.9 | 6.7 | 25.2 | 11.1 | 28.9 | 4.4 | 23.7 | 11.1 | 8.3 | 2.2 | 16.1 | 6.1 | 23.3 | 15.6 | 22.2 | 17.8 | 22.2 | 10 | 16.5 | 12.5 | 27.2 | 12.8 | 22.8 | -13.3 | -1.1 | -2.8 | 21.7 | -15 | 12.8 | -9.4 | 14.4 | -0.6 | 13.9 | 4.4 | 7.2 | 3.3 | 23.9 | 6.1 | 16.1 | -1.7 | 24.4 | 13.3 | 8 | -2 | 21.1 | 3.3 | 15 | 5.6 | 13.3 | -2.8 | 24.4 | 2.2 | 18 | 4 | 26.1 | 14.4 | 22.8 | -0.6 | 18.9 | 14.8 | 25.6 | 5.6 | 23.3 | 12.2 | 12.8 | 8.9 | 28.3 | 20.9 | 24.4 | 4.4 | 27 | 15.4 | 23.9 | 21.1 | 20.9 | 10.7 | 20 | -5.6 | 11.7 | 7.8 | 22.2 | 0.6 | 23.9 | 7.8 | 8.3 | 5 | 12.2 | 0.6 | 27.8 | 5.6 | 25.6 | -2.2 | 20.7 | -5.3
16 | -3 | 11.1 | -0.6 | 23.9 | 10 | 23.3 | 9.4 | 11.1 | -5.6 | 32.2 | 4.4 | 13 | 8 | 26.5 | 6 | 16.7 | 10.6 | 22 | 7.5 | 15.6 | 8.3 | 16.1 | 11.7 | 10 | 3.3 | 22.8 | -8.3 | 24 | 21 | 21.1 | 15 | 27.2 | 21.1 | 26.1 | 18.5 | 27.2 | 18.9 | 21.7 | 6.1 | 27.2 | 18.3 | 25.6 | 10.6 | 7.2 | -2.2 | 29.4 | 2.2 | 23.9 | 12.2 | 15 | 1.7 | 17.2 | 5.2 | 27.2 | 9.4 | 25 | 15.6 | 11.7 | 2.2 | 19 | 7 | 20 | 3.9 | 10.6 | -1.6 | 24.4 | 15 | 13.9 | -0.6 | 20.6 | 5 | 15 | -8.3 | 22.2 | 13 | 23.9 | 8.3 | 24.8 | 10.7 | 28.3 | 5 | 22.9 | 11 | 7.8 | 2.8 | 16.7 | 6.7 | 22.8 | 16.1 | 21.7 | 17.7 | 22.2 | 11.1 | 16.3 | 12.9 | 26.7 | 12.2 | 23.9 | -12.8 | -1.8 | -3.1 | 18.9 | -9.9 | 12.8 | -12.2 | 13.9 | -0.6 | 13.3 | 5.2 | 6.7 | 2.2 | 24.4 | 4.4 | 16.1 | -1.1 | 23.9 | 13.3 | 8 | -2 | 18.9 | 2.7 | 14.4 | 6 | 13.3 | -3.3 | 24.4 | 2.8 | 19 | 4 | 25 | 13.9 | 21.9 | 0.4 | 18.9 | 14.8 | 25.6 | 6.1 | 23.3 | 12.2 | 12.2 | 8.9 | 27.2 | 21 | 23.9 | 3.9 | 26.9 | 15.3 | 22.8 | 19.4 | 20.2 | 10.1 | 20 | -2.2 | 10.6 | 7.2 | 20.6 | 1.7 | 23.3 | 7.8 | 7.4 | 4.7 | 11.7 | 0.6 | 27.2 | 5.6 | 24.4 | -2.8 | 21.1 | -4.4
16 | -2 | 10 | 0 | 22.8 | 10.6 | 22.2 | 10 | 10 | -3.2 | 30.9 | 4.6 | 13 | 8 | 24.6 | 6.4 | 15.6 | 10.6 | 20.2 | 8.3 | 14.4 | 9.4 | 15 | 11.7 | 8.9 | 5.6 | 22.2 | -8.9 | 23 | 21 | 21.1 | 15.6 | 26.1 | 21.7 | 25 | 18.9 | 26.1 | 18.9 | 21.7 | 5.6 | 26.7 | 18.3 | 25 | 8.3 | 7.2 | -1.7 | 26.7 | 5 | 22.8 | 12.2 | 15 | 1.7 | 16.7 | 5.7 | 26.1 | 10 | 24.4 | 15 | 11.7 | 1.7 | 18 | 6 | 18.9 | 4.4 | 9.4 | -1.4 | 23.9 | 15 | 13.3 | 2.2 | 20 | 4.4 | 14.4 | -9.4 | 20 | 13.3 | 22.8 | 8.9 | 24.4 | 10.6 | 26.7 | 6.1 | 22.2 | 11.1 | 8.3 | 2.2 | 15 | 6.1 | 22.2 | 16.7 | 21.1 | 17.3 | 20.6 | 10.6 | 16.1 | 13.3 | 25.6 | 12.8 | 22.8 | -15 | -2.6 | -3.7 | 16.1 | -8.6 | 13.3 | -11.1 | 13.3 | -0.6 | 12.8 | 5.7 | 6.7 | 1.7 | 24.4 | 5 | 12.8 | 3.3 | 22.8 | 11.7 | 8 | -1 | 16.6 | 1.9 | 13.9 | 6.3 | 12.8 | -2.8 | 23.9 | 2.8 | 18 | 4 | 23.3 | 13.9 | 20.9 | 1.2 | 18.9 | 14.4 | 24.4 | 7.2 | 21.1 | 12.2 | 11.7 | 8.9 | 26.1 | 21.1 | 23.9 | 3.9 | 26.7 | 15 | 23.9 | 18.3 | 19.4 | 9.4 | 18.9 | -1.1 | 10.6 | 7.2 | 20 | 3.3 | 22.8 | 8.3 | 6.5 | 4.3 | 10.6 | 0.6 | 26.7 | 5.6 | 22.8 | -4.4 | 19.1 | -3.3
16 | -2 | 9.4 | -0.6 | 17.2 | 12.8 | 18.9 | 10 | 8.9 | -2.4 | 29.6 | 4.3 | 12 | 8 | 22.8 | 6.1 | 15 | 10.6 | 18.3 | 8.3 | 12.8 | 9.4 | 13.3 | 11.7 | 7.8 | 3.3 | 19.4 | -7.8 | 23 | 21 | 20.6 | 15.6 | 26.1 | 21.7 | 23.9 | 19.4 | 23.9 | 18.9 | 20.6 | 5.6 | 24.4 | 18.3 | 23.3 | 7.8 | 6.7 | -2.8 | 25 | 5 | 21.7 | 12.8 | 13.9 | 1.7 | 16.1 | 5.6 | 22.8 | 11.7 | 23.3 | 15.6 | 11.7 | 0.6 | 17 | 8 | 17.2 | 7.2 | 8.3 | -1.7 | 20.6 | 13.3 | 12.8 | 0.6 | 19.4 | 4.4 | 12.8 | -6.1 | 18.9 | 13.8 | 19.4 | 8.3 | 23.7 | 11.1 | 23.9 | 7.2 | 19.2 | 11.5 | 8.3 | 2.2 | 13.9 | 7.2 | 20.6 | 16.7 | 20.6 | 17.2 | 18.9 | 9.4 | 15.2 | 12.9 | 24.4 | 12.8 | 20.6 | -14.4 | -3.3 | -4.4 | 13.3 | -8.9 | 11.1 | -8.3 | 12.8 | -0.6 | 12.2 | 6.1 | 6.7 | 1.7 | 21.7 | 6.1 | 11.7 | 5 | 21.7 | 11.7 | 7 | -2 | 14.4 | 1.1 | 13.3 | 6.7 | 11.1 | -2.8 | 22.8 | 1.7 | 16 | 6 | 21.1 | 12.8 | 20 | 1.7 | 18.2 | 14.7 | 23.9 | 5.6 | 20 | 11.7 | 11.3 | 9.2 | 25.7 | 21.2 | 22.2 | 3.9 | 25.8 | 15.5 | 22.2 | 19.4 | 17.9 | 9.3 | 17.8 | 0 | 10 | 6.7 | 17.8 | 2.8 | 22.2 | 8.9 | 5.6 | 3.9 | 9.4 | 1.1 | 25 | 5 | 15 | 0 | 17 | -3.3
13 | -1 | 7.2 | -0.6 | 15.6 | 12.8 | 16.1 | 10 | 7.8 | -1.7 | 28.3 | 4.4 | 11 | 8 | 20.4 | 7.4 | 14.4 | 10.6 | 16.8 | 7.7 | 12.2 | 10 | 13.3 | 11.7 | 7.2 | 4.4 | 16.7 | -8.9 | 23 | 21 | 20.6 | 15.6 | 25.6 | 18.9 | 23.3 | 19.9 | 22.8 | 19.4 | 18.9 | 6.7 | 23.9 | 18.3 | 21.7 | 7.2 | 5 | -1.1 | 22.2 | 5 | 20 | 12.8 | 11.1 | 2.8 | 14.4 | 6.3 | 21.1 | 14.4 | 22.2 | 17.2 | 11.1 | 0.6 | 16 | 8 | 13.9 | 2.2 | 7.4 | -1.6 | 15.6 | 15 | 12.2 | 1.7 | 19.4 | 4.4 | 8.9 | -6.1 | 17.8 | 14.3 | 18.3 | 7.2 | 22.9 | 11 | 22.2 | 8.3 | 16.3 | 11.7 | 7.2 | 2.2 | 12.8 | 7.8 | 19.4 | 16.7 | 19.8 | 16.7 | 18.3 | 8.9 | 14.2 | 12.3 | 22.8 | 12.8 | 18.3 | -11.7 | -3.5 | -4.7 | 13.3 | -8.2 | 9.4 | -7.8 | 12.2 | -1.1 | 12 | 6.5 | 6.1 | 2.8 | 21.7 | 5 | 11.1 | 5.6 | 20.6 | 11.7 | 7 | -2 | 12.6 | 1 | 12.2 | 6.7 | 10.6 | -1.7 | 21.1 | 1.7 | 14 | 6 | 18.9 | 14.4 | 17.6 | 3.1 | 17.4 | 14.5 | 20.6 | 10.6 | 17.8 | 12.2 | 11 | 9.8 | 25.4 | 21.1 | 18.9 | 4.4 | 24.8 | 15.5 | 21.1 | 19.4 | 16.5 | 9 | 16.1 | -2.2 | 9.4 | 6.7 | 16.7 | 3.3 | 19.4 | 8.3 | 5 | 3.3 | 7.8 | 1.1 | 23.3 | 6.1 | 9.4 | -0.6 | 15 | -3.9
12 | 0 | 6.1 | -1.1 | 14.4 | 12.8 | 16.1 | 10 | 6.7 | -1.1 | 27.4 | 5.1 | 9 | 7 | 18 | 7.8 | 14.4 | 11.1 | 15.4 | 7 | 12.2 | 9.4 | 12.8 | 11.7 | 7.2 | 4.4 | 13.3 | -9.4 | 23 | 21 | 20.6 | 15.6 | 25 | 17.8 | 22.8 | 20.2 | 21.7 | 19.4 | 17.8 | 6.7 | 23.3 | 17.8 | 20 | 7.8 | 4.4 | -1.1 | 19.4 | 5 | 18.3 | 11.7 | 9.4 | 3.3 | 12.8 | 6.6 | 18.3 | 15 | 22.2 | 18.3 | 10.6 | 1.1 | 15 | 9 | 12.2 | 2.8 | 6.5 | -2.1 | 15 | 14.4 | 11.1 | 1.7 | 18.9 | 5 | 6.7 | -6.1 | 16.7 | 14.4 | 19.4 | 6.1 | 22.2 | 11.1 | 22.2 | 7.2 | 13.3 | 11.1 | 6.7 | 2.2 | 12.8 | 7.8 | 18.3 | 16.7 | 19.1 | 16.2 | 16.7 | 9.4 | 13.3 | 11.7 | 21.7 | 12.8 | 16.1 | -10.6 | -3.7 | -5.3 | 13.3 | -9.4 | 8.3 | -8.9 | 11.7 | -0.6 | 11.9 | 6.6 | 5 | 2.2 | 22.2 | 5 | 11.1 | 5 | 18.9 | 12.8 | 8 | -2 | 10.7 | 1 | 11.1 | 6.7 | 10.6 | -0.6 | 19.4 | 2.2 | 13 | 6 | 17.2 | 15 | 15.2 | 4 | 16.7 | 14.4 | 18.9 | 8.9 | 16.1 | 12.2 | 10.6 | 10 | 25 | 21.1 | 17.2 | 4.4 | 23.9 | 15.6 | 20.6 | 19.4 | 15 | 8.3 | 12.8 | 1.1 | 9.4 | 6.1 | 15 | 4.4 | 17.8 | 7.8 | 4.5 | 2.8 | 5 | 1.1 | 20 | 7.8 | 8.9 | -4.4 | 13.5 | -2.9
11 | 0 | 5.6 | -2.2 | 15.6 | 12.2 | 15 | 4.4 | 5.5 | -0.7 | 26.5 | 5.5 | 9 | 7 | 15.6 | 7.8 | 14.4 | 11.1 | 13.9 | 6.1 | 11.7 | 8.9 | 12.8 | 11.5 | 7.2 | -0.6 | 13.9 | -8.9 | 22 | 21 | 21.1 | 15.6 | 23.9 | 17.8 | 22.2 | 20.6 | 21.1 | 18.9 | 17.2 | 6.1 | 23.3 | 17.2 | 20 | 7.8 | 3.9 | 1.7 | 18.9 | 5 | 17.8 | 11.7 | 8.3 | 3.3 | 11.1 | 6.7 | 18.3 | 15 | 21.7 | 18.3 | 10.6 | 1.1 | 13 | 11 | 10.6 | 0.6 | 5.6 | -2.8 | 15 | 15 | 11.1 | 0.6 | 17.8 | 5 | 5.6 | -6.7 | 16.3 | 14.2 | 18.9 | 5.6 | 21.7 | 11.7 | 21.1 | 7.2 | 12.4 | 10.7 | 6.7 | 1.1 | 12.2 | 8.9 | 18.9 | 16.7 | 18.3 | 15.6 | 16.1 | 7.8 | 12.9 | 11.3 | 20.6 | 12.8 | 15 | -11.1 | -3.9 | -6.1 | 13.3 | -11.7 | 7.2 | -8.9 | 10 | 0.6 | 11.7 | 6.7 | 4.4 | 2.2 | 15.6 | 7.2 | 8.9 | 3.9 | 17.8 | 12.2 | 8 | -2 | 8.9 | 0.6 | 10 | 6.7 | 10 | 1.1 | 16.7 | 3.9 | 12 | 7 | 16.7 | 15 | 12.8 | 3.9 | 16.5 | 14 | 16.7 | 10 | 15.6 | 11.7 | 10.8 | 10.4 | 25 | 21.1 | 15 | 4.4 | 23.2 | 16 | 20 | 19.4 | 14.1 | 8.3 | 11.7 | 1.1 | 8.3 | 5.6 | 13.9 | 5.6 | 18.9 | 6.7 | 3.9 | 2.2 | 4.4 | 1.1 | 17.8 | 6.1 | 8.9 | -8.3 | 12.1 | -2.6
12 | 0 | 3.3 | -1.7 | 17.8 | 10 | 13.9 | 10 | 4.4 | -0.6 | 25.6 | 5.6 | 9 | 8 | 13.9 | 7.9 | 14.4 | 11.1 | 13.2 | 6.3 | 11.7 | 8.9 | 11.7 | 11.5 | 7.2 | -0.6 | 12.8 | -8.3 | 21 | 21 | 21.1 | 15.6 | 23.3 | 17.2 | 22 | 20.5 | 20.6 | 18.9 | 16.1 | 5.6 | 23.3 | 17.8 | 18.9 | 7.8 | 2.8 | 1.7 | 16.7 | 5.6 | 16.1 | 11.7 | 8.3 | 2.2 | 10.4 | 6.8 | 16.7 | 14.4 | 20.6 | 17.8 | 10 | 1.1 | 13 | 10 | 9.4 | 0.6 | 4.8 | -2.9 | 14.4 | 14.4 | 11.7 | -0.6 | 16.7 | 7.2 | 4.4 | -6.7 | 16 | 13.9 | 17.2 | 6.7 | 21.1 | 12 | 19.4 | 7.8 | 11.5 | 10.4 | 6.7 | 1.7 | 12.2 | 8.3 | 18.3 | 16.7 | 18.1 | 15.7 | 16.1 | 6.7 | 12.6 | 11 | 20 | 12.8 | 13.3 | -11.7 | -3.9 | -5.7 | 12.8 | -9.1 | 6.7 | -8.9 | 7.8 | 6.1 | 11.1 | 6.7 | 4.4 | 0 | 13.9 | 7.2 | 10 | 4.4 | 16.7 | 11.1 | 8 | -1 | 8.5 | 0.5 | 9.4 | 6.3 | 8.3 | 0.6 | 16.1 | 3.3 | 12 | 7 | 16.1 | 15 | 12.2 | 3.7 | 16.3 | 13.4 | 15 | 10 | 14.4 | 11.7 | 10.9 | 10.8 | 25 | 21.1 | 13.9 | 4.4 | 22.4 | 16 | 20.6 | 19.4 | 13.1 | 8.2 | 11.1 | 0 | 6.7 | 5 | 13.3 | 5.6 | 16.1 | 7.8 | 3.2 | 1.7 | 2.8 | 1.1 | 15 | 8.3 | 8.3 | -7.2 | 10.6 | -2.8
10 | -1 | 2.8 | -1.7 | 17.8 | 8.3 | 12.8 | 9.4 | 3.7 | -0.4 | 24.8 | 6.1 | 10 | 8 | 12.3 | 7.6 | 14.4 | 11.1 | 12.4 | 6.3 | 11.1 | 8.9 | 11.7 | 11.3 | 5.6 | 3.3 | 11.1 | -6.7 | 21 | 20 | 21.1 | 15.6 | 22.2 | 18.3 | 21.9 | 20.7 | 20 | 18.9 | 15.6 | 5.6 | 22.8 | 17.2 | 19.4 | 7.8 | 2.8 | 1.1 | 15 | 4.4 | 16.1 | 11.7 | 7.8 | 2.2 | 9.6 | 6.7 | 15.6 | 13.9 | 20 | 17.2 | 9.4 | 1.7 | 12 | 10 | 8.4 | 0.1 | 4.1 | -3.4 | 14.4 | 14.4 | 11.7 | 0 | 15.6 | 7.8 | 6.1 | -6.1 | 15.6 | 13.3 | 17.2 | 6.1 | 20.6 | 12.2 | 17.8 | 7.8 | 10.6 | 10 | 6.7 | 1.7 | 10.6 | 10 | 18.9 | 16.1 | 18 | 16 | 16.1 | 6.1 | 12.2 | 10.6 | 19.4 | 13.3 | 12.2 | -11.7 | -3.9 | -5.5 | 12.2 | -9 | 5 | -9.4 | 7.2 | 6.1 | 10.6 | 6.4 | 2.8 | -1.1 | 13.9 | 6.7 | 10 | 3.9 | 15 | 11.1 | 8 | -1 | 8.2 | 0.7 | 8.9 | 6.4 | 8.3 | 2.8 | 15.6 | 3.3 | 11 | 6 | 15.6 | 15.6 | 11.7 | 3.2 | 16.1 | 12.8 | 13.9 | 10 | 14.4 | 11.7 | 11.1 | 11.1 | 25 | 21.1 | 13.3 | 4.4 | 21.7 | 16.1 | 20 | 18.9 | 12.2 | 7.8 | 10 | 1.7 | 5.6 | 4.4 | 10 | 6.1 | 16.7 | 7.8 | 2.4 | 1.1 | 1.7 | -0.6 | 13.3 | 7.2 | 7.2 | -7.2 | 10 | -2.9
9 | -1 | 2.2 | -1.1 | 15.6 | 8.3 | 11.7 | 8.9 | 2.9 | -0.5 | 24.1 | 6.9 | 9 | 7 | 10.6 | 7.2 | 14.4 | 11.1 | 11.7 | 6.1 | 11.1 | 8.9 | 10 | 10 | 5.6 | 3.9 | 8.9 | -7.8 | 20 | 19 | 21.1 | 15.6 | 21.7 | 18.3 | 21.7 | 20.6 | 20 | 18.9 | 14.4 | 6.1 | 22.8 | 17.2 | 18.9 | 7.8 | 2.2 | 0.6 | 16.7 | 3.3 | 16.7 | 12.2 | 7.2 | 2.2 | 8.9 | 6.7 | 15.6 | 14.4 | 20.6 | 18.3 | 8.9 | 0.6 | 12 | 9 | 7.4 | -0.3 | 3.3 | -4.4 | 14.4 | 14.4 | 11.1 | 0 | 15 | 8.3 | 2.8 | -6.7 | 15.4 | 13.5 | 16.7 | 6.1 | 19.7 | 12.3 | 17.2 | 7.8 | 10.6 | 10 | 6.7 | 1.7 | 10 | 8.9 | 18.3 | 16.1 | 17.8 | 16.1 | 15.6 | 8.3 | 11.8 | 10.4 | 18.3 | 12.8 | 12.2 | -10.6 | -3.9 | -5.6 | 11.7 | -9.4 | 2.2 | -7.8 | 7.2 | 6.7 | 10 | 6.1 | 1.1 | -2.2 | 13.3 | 6.1 | 8.9 | 3.9 | 14.4 | 10.6 | 8 | -1 | 7.8 | 0.6 | 8.3 | 6.1 | 7.8 | 0.6 | 15 | 3.3 | 13 | 6 | 15 | 15 | 11.1 | 2.8 | 15.4 | 12.7 | 12.8 | 9.4 | 13.9 | 10.6 | 11.1 | 11.1 | 24.8 | 21.1 | 13.3 | 5 | 21.5 | 16.7 | 19.4 | 18.3 | 11.5 | 8 | 9.4 | 1.7 | 3.9 | 3.3 | 9.4 | 6.7 | 15 | 8.3 | 1.7 | 0.6 | 2.2 | 0 | 13.3 | 7.8 | 6.7 | -5.6 | 9.5 | -3.3
8 | 0 | 4.4 | -1.1 | 15.6 | 7.2 | 11.1 | 8.3 | 2.2 | -0.6 | 23.3 | 7.2 | 9 | 7 | 10 | 7.1 | 14.4 | 11.1 | 11.5 | 6.2 | 11.1 | 8.9 | 9.4 | 9.4 | 5 | 3.3 | 11.1 | -7.2 | 21 | 19 | 21.1 | 15.6 | 21.7 | 18.9 | 21.7 | 20.9 | 19.4 | 18.3 | 14.4 | 6.7 | 24.4 | 17.2 | 17.8 | 7.8 | 1.1 | 0 | 16.1 | 3.3 | 16.1 | 13.3 | 6.1 | 2.2 | 8.3 | 6.5 | 13.9 | 13.9 | 20.6 | 17.8 | 8.9 | 1.1 | 11 | 9 | 6.4 | -0.7 | 2.8 | -3.7 | 13.9 | 13.9 | 11.1 | 0.6 | 15 | 7.8 | 1.7 | -7.2 | 15.2 | 13.4 | 16.1 | 6.1 | 18.7 | 12 | 17.2 | 7.8 | 10.6 | 10 | 6.1 | 1.7 | 9.4 | 8.3 | 17.8 | 16.7 | 17.8 | 16.3 | 15 | 6.1 | 11.5 | 10.3 | 18.3 | 12.8 | 10.6 | -8.9 | -4.1 | -5.5 | 11.1 | -8.2 | 1.1 | -8.9 | 8.3 | 4.4 | 10 | 6.6 | 0.6 | -2.8 | 12.2 | 6.1 | 9.4 | 3.3 | 13.3 | 10 | 8 | 0 | 7.2 | -0.7 | 8.1 | 6.1 | 7.2 | 1.1 | 13.3 | 3.9 | 11 | 7 | 15 | 15 | 10.9 | 3 | 14.6 | 12.5 | 12.2 | 8.9 | 13.3 | 10 | 11.1 | 11.1 | 24.6 | 21.1 | 11.7 | 3.9 | 21.3 | 16.9 | 19.4 | 18.3 | 10.7 | 7.8 | 10.6 | 0 | 2.8 | 2.8 | 7.8 | 5.6 | 13.9 | 8.9 | 1.9 | 0.7 | 2.8 | 0 | 12.2 | 7.8 | 6.1 | -6.7 | 8.9 | -4.4
8 | 0 | 5 | -0.6 | 11.1 | 7.8 | 11.7 | 7.8 | 1.5 | -1.1 | 21.6 | 7.5 | 9 | 7 | 9.5 | 7 | 14.4 | 11.1 | 11.3 | 6.1 | 11.1 | 8.9 | 10.6 | 10.6 | 4.4 | 2.2 | 7.8 | -8.9 | 20 | 19 | 21.1 | 15.6 | 21.1 | 18.9 | 21.7 | 21 | 18.9 | 17.8 | 13.3 | 6.7 | 22.2 | 17.2 | 17.8 | 7.8 | -0.6 | -2.2 | 15 | 3.3 | 15.6 | 12.8 | 6.1 | 2.2 | 7.8 | 6.4 | 13.9 | 13.9 | 20.6 | 17.8 | 8.9 | 2.2 | 11 | 9 | 5.3 | -1.4 | 2.2 | -3.4 | 10.6 | 10.6 | 11.7 | 1.1 | 15 | 8.3 | 2.2 | -6.7 | 15 | 13.3 | 14.4 | 6.7 | 17.8 | 11.7 | 16.1 | 8.3 | 10.6 | 10 | 6.7 | 1.7 | 8.3 | 7.8 | 17.2 | 16.7 | 17.8 | 16.5 | 13.3 | 4.4 | 11.1 | 10 | 18.3 | 12.8 | 8.9 | -8.9 | -4.2 | -5.3 | 10.6 | -8.1 | -1.1 | -9.4 | 7.8 | 3.9 | 10 | 6.9 | 0 | -2.8 | 11.1 | 5.6 | 8.9 | 2.2 | 12.8 | 9.4 | 8 | 0 | 6.7 | -1.7 | 8 | 6.2 | 6.7 | 0.6 | 13.9 | 3.3 | 9 | 7 | 15 | 15 | 10.8 | 3.4 | 13.9 | 12.2 | 12.2 | 9.4 | 13.9 | 10 | 11.1 | 11.1 | 24.4 | 21.1 | 11.1 | 5 | 21.1 | 17.2 | 18.9 | 18.3 | 10 | 7.8 | 8.9 | 0.6 | 2.8 | 2.2 | 6.7 | 5 | 13.9 | 8.3 | 2 | 0.8 | 2.8 | 0 | 10.6 | 7.2 | 5.6 | -6.7 | 7.8 | -3.3
8 | 1 | 4.4 | -0.6 | 10.6 | 8.3 | 10 | 7.8 | 0.7 | -1.8 | 20 | 7.7 | 9 | 7 | 8.9 | 6.7 | 14.4 | 10 | 11.1 | 6.1 | 11.1 | 8.9 | 11.1 | 10.5 | 3.3 | 2.2 | 8.3 | -8.3 | 21 | 20 | 21.1 | 15.6 | 21.1 | 18.9 | 21.7 | 21.1 | 18.3 | 17.8 | 12.8 | 6.7 | 22.2 | 17.8 | 17.8 | 8.9 | -1.1 | -2.8 | 13.3 | 4.4 | 15 | 12.8 | 5.6 | 1.7 | 7.2 | 6.1 | 14.4 | 13.9 | 20 | 17.8 | 8.9 | 3.3 | 11 | 9 | 4.3 | -1.9 | 1.7 | -3.9 | 8.9 | 8.9 | 12.8 | 2.2 | 15 | 8.3 | 3.3 | -7.8 | 14.6 | 13 | 13.9 | 6.7 | 17.2 | 11.9 | 14.4 | 8.3 | 10 | 9.6 | 6.7 | 1.1 | 7.8 | 7.8 | 16.7 | 16.7 | 17.8 | 16.7 | 13.3 | 5 | 10.7 | 9.5 | 18.3 | 12.8 | 6.7 | -9.4 | -4.4 | -5.6 | 10 | -9.4 | -1.1 | -9.4 | 7.8 | 5 | 10 | 7.2 | 0 | -2.8 | 11.7 | 5 | 10 | 1.7 | 12.2 | 8.9 | 7 | 0 | 6.1 | -3.3 | 7.8 | 6.1 | 6.1 | 0.6 | 13.3 | 3.3 | 8 | 6 | 14.4 | 14.4 | 10.6 | 3.3 | 13.7 | 12 | 12.2 | 9.4 | 13.9 | 10 | 11.3 | 11.3 | 24.4 | 21.1 | 10 | 5 | 20.9 | 17.7 | 19.4 | 18.3 | 9.8 | 7.8 | 7.8 | 1.1 | 2.2 | 1.7 | 6.1 | 5 | 13.3 | 8.3 | 2.2 | 1.1 | 3.9 | 0.6 | 10.6 | 7.8 | 5.6 | -7.8 | 6.7 | -2.6
7 | 1 | 4.4 | 0 | 11.7 | 7.8 | 10 | 7.8 | 0 | -2.8 | 18.3 | 7.8 | 9 | 8 | 10 | 6.9 | 14.4 | 10 | 11.8 | 6.7 | 11.1 | 8.9 | 11.1 | 10.6 | 2.8 | 1.7 | 6.1 | -8.9 | 21 | 21 | 20.6 | 16.1 | 20.6 | 18.9 | 21.5 | 21 | 18.3 | 17.8 | 11.7 | 6.7 | 22.2 | 17.8 | 17.2 | 8.9 | 0.6 | -1.1 | 13.3 | 5 | 13.9 | 12.8 | 5 | 1.7 | 7.4 | 6.4 | 14.4 | 13.9 | 19.4 | 17.2 | 8.3 | 2.8 | 10 | 8 | 3.3 | -2.8 | 3.4 | -2.8 | 8.3 | 7.2 | 12.8 | 3.3 | 12.8 | 10 | 2.8 | -7.8 | 14.3 | 12.7 | 12.8 | 6.7 | 16.7 | 12.3 | 14.4 | 8.3 | 9.5 | 9.4 | 6.7 | 1.1 | 7.2 | 7.2 | 16.7 | 16.7 | 18 | 16.9 | 12.8 | 5.6 | 10.4 | 8.9 | 17.8 | 14.4 | 6.1 | -9.4 | -4.2 | -6 | 10.2 | -8 | 0 | -7.2 | 8.3 | 4.4 | 11.1 | 7.8 | -0.6 | -2.8 | 11.1 | 4.4 | 10 | 2.8 | 12.2 | 8.9 | 6 | 0 | 6.1 | -2.7 | 8 | 6.3 | 6.7 | 1.7 | 12.8 | 3.9 | 9 | 7 | 13.3 | 13.3 | 11 | 3.5 | 13.5 | 11.6 | 11.7 | 9.4 | 12.8 | 10 | 11.5 | 11.5 | 24.4 | 21.1 | 8.3 | 4.4 | 20.8 | 18 | 19.4 | 18.3 | 9.6 | 7.7 | 8.3 | 1.7 | 3.3 | 1.7 | 6.1 | 5 | 12.8 | 8.9 | 3.1 | 1.6 | 3.9 | 0.6 | 10 | 7.8 | 5.6 | -7.8 | 5.6 | -2.8
6 | 1 | 4.4 | 1.7 | 16.1 | 9.4 | 11.7 | 8.3 | 2.4 | -1.9 | 19.8 | 7.9 | 9 | 7 | 11.1 | 7.3 | 14.4 | 10 | 12.6 | 7.7 | 11.7 | 8.9 | 11.7 | 11.1 | 5.6 | 2.8 | 9.4 | -7.2 | 22 | 21 | 20 | 16.1 | 20.6 | 19.4 | 21.3 | 20.8 | 17.8 | 17.2 | 11.7 | 6.7 | 22.8 | 17.2 | 15 | 11.1 | 1.7 | 0 | 16.7 | 6.1 | 14.4 | 14.4 | 5 | 1.7 | 7.6 | 6.6 | 14.4 | 13.9 | 20.6 | 17.8 | 8.3 | 3.9 | 11 | 9 | 3.9 | -2.2 | 5 | -2.3 | 8.3 | 5.6 | 12.8 | 3.9 | 12.8 | 10 | 3.9 | -7.2 | 13.9 | 12.2 | 13.3 | 7.2 | 16.1 | 12.2 | 15 | 8.9 | 8.9 | 8.9 | 5.6 | 1.1 | 8.3 | 7.8 | 16.7 | 16.7 | 18.1 | 17 | 12.2 | 5.6 | 10 | 8.3 | 18.3 | 13.9 | 6.7 | -8.3 | -4.1 | -6.6 | 10.4 | -7.8 | 0.6 | -7.2 | 7.8 | 4.4 | 12.2 | 8.5 | 0.6 | -2.2 | 11.7 | 5.6 | 11.1 | 3.3 | 12.8 | 8.9 | 6 | 2 | 6.1 | -2.2 | 8.1 | 6.4 | 8.3 | 3.9 | 12.2 | 4.4 | 9 | 6 | 14.4 | 14.4 | 11.3 | 3.8 | 13.3 | 11.1 | 10 | 8.3 | 13.3 | 10 | 11.7 | 11.7 | 24.4 | 21.1 | 9.4 | 4.4 | 20.6 | 18.3 | 19.4 | 18.3 | 9.4 | 7.8 | 9.4 | 0.6 | 2.2 | 1.7 | 8.3 | 6.1 | 13.9 | 9.4 | 4.1 | 2.3 | 5.6 | 0.6 | 10 | 8.3 | 6.1 | -7.8 | 7.6 | -1.9
10 | 3 | 5 | 2.2 | 17.2 | 9.4 | 15 | 11.1 | 4.8 | -1.8 | 21.3 | 7.9 | 9 | 7 | 12.2 | 7.2 | 15 | 10 | 13.3 | 8.3 | 12.2 | 8.9 | 13.9 | 11.7 | 7.8 | 2.8 | 13.3 | -6.7 | 21 | 21 | 21.1 | 16.7 | 20.6 | 19.4 | 21.1 | 20.6 | 19.4 | 18.3 | 12.8 | 7.8 | 23.3 | 17.2 | 16.1 | 10.6 | 2.8 | 0.6 | 18.9 | 6.7 | 14.4 | 14.4 | 7.2 | 3.3 | 7.8 | 6.7 | 17.8 | 16.1 | 22.8 | 18.3 | 7.8 | 2.8 | 10 | 9 | 6.7 | -2.2 | 6.7 | -2.2 | 8.9 | 5 | 12.8 | 5 | 13.3 | 10.6 | 5 | -6.7 | 16.3 | 13.3 | 16.7 | 8.9 | 17.4 | 13.2 | 16.1 | 9.4 | 13.3 | 11.2 | 7.2 | 1.7 | 8.9 | 8.3 | 16.7 | 16.7 | 18.3 | 17.2 | 11.7 | 5.6 | 10.6 | 8.6 | 18.3 | 13.9 | 10 | -3.9 | -3.9 | -7.8 | 10.6 | -8.9 | 5 | -7.2 | 7.8 | 5 | 13.3 | 8.9 | 2.2 | -1.7 | 14.4 | 6.7 | 12.8 | 5 | 13.9 | 8.9 | 6 | 4 | 6.1 | -2.2 | 8.3 | 6.7 | 10.6 | 6.1 | 15 | 5.6 | 10 | 5 | 16.1 | 16.1 | 11.7 | 3.9 | 15 | 11.8 | 11.1 | 8.9 | 16.1 | 11.1 | 12.2 | 12.1 | 25.5 | 21.2 | 15.6 | 6.1 | 21 | 19 | 20 | 18.9 | 11.8 | 8.7 | 11.7 | 1.7 | 5.6 | 4.4 | 12.2 | 8.3 | 13.9 | 10 | 5 | 2.8 | 6.1 | 1.1 | 12.2 | 8.3 | 6.7 | -8.9 | 9.7 | -1.2
14 | 3 | 6.1 | 2.2 | 18.9 | 10 | 16.7 | 11.7 | 7.2 | -2.2 | 22.8 | 7.8 | 9 | 8 | 14.6 | 7.9 | 17.2 | 10 | 15 | 8.5 | 12.8 | 8.9 | 16.1 | 11.7 | 10.6 | 0 | 18.3 | -6.1 | 23 | 21 | 21.7 | 17.2 | 21.1 | 19.4 | 23 | 20.9 | 22.2 | 19.4 | 14.4 | 8.3 | 25 | 17.8 | 18.3 | 11.7 | 1.1 | 0 | 21.1 | 7.2 | 14.4 | 13.9 | 10 | 4.4 | 10.4 | 7.8 | 21.7 | 17.2 | 24.4 | 17.8 | 7.8 | 3.9 | 11 | 9 | 8.9 | 0 | 8.9 | -0.8 | 10.6 | 3.9 | 13.9 | 8.9 | 13.9 | 10 | 5.6 | -6.7 | 18.7 | 14 | 18.3 | 9.4 | 18.7 | 13.8 | 20 | 9.4 | 17.8 | 13.1 | 8.9 | 1.7 | 10 | 8.9 | 17.8 | 16.7 | 18.9 | 17.1 | 11.1 | 5.6 | 11.1 | 8.7 | 20 | 15 | 13.3 | -2.2 | -3 | -6.7 | 11.9 | -7.6 | 8.9 | -6.1 | 8.3 | 5.6 | 15 | 9 | 3.3 | -0.6 | 17.8 | 6.7 | 13.3 | 5.6 | 16.1 | 7.8 | 6 | 4 | 7.6 | -2.1 | 9.2 | 7 | 13.3 | 7.8 | 17.2 | 5 | 12 | 4 | 18.9 | 17.8 | 15.4 | 5.1 | 16.6 | 12.4 | 13.9 | 9.4 | 19.4 | 9.4 | 12.8 | 12.4 | 26.7 | 21.2 | 18.9 | 6.1 | 21.3 | 19.4 | 20.6 | 19.4 | 14.3 | 9.6 | 14.4 | 2.2 | 9.4 | 5.6 | 17.2 | 5 | 15.6 | 10 | 6.9 | 3.5 | 8.3 | 3.9 | 16.1 | 9.4 | 8.3 | -10.6 | 11.7 | -1.1
17 | 3 | 8.9 | -1.1 | 21.1 | 10.6 | 21.7 | 11.7 | 6.5 | -1.2 | 24.8 | 7.5 | 9 | 8 | 17 | 7.9 | 17.8 | 10 | 16.6 | 8.6 | 13.3 | 8.3 | 20 | 11.7 | 12.2 | 0 | 21.1 | -5.6 | 26 | 21 | 22.2 | 17.8 | 23.3 | 19.4 | 24.8 | 20.7 | 23.9 | 19.4 | 17.2 | 7.8 | 26.7 | 18.3 | 20.6 | 13.3 | 2.8 | 1.7 | 23.9 | 7.8 | 15.6 | 13.9 | 13.3 | 5 | 13 | 8.5 | 23.9 | 17.8 | 25.6 | 17.8 | 7.8 | 4.4 | 11 | 10 | 10.6 | 1.1 | 11.1 | 0.5 | 11.1 | 3.9 | 11.1 | 8.3 | 17.2 | 11.1 | 7.2 | -6.1 | 21.1 | 14.4 | 21.7 | 9.4 | 20 | 14.4 | 22.8 | 10.6 | 22.2 | 14.4 | 10 | 1.1 | 11.1 | 9.4 | 20.6 | 15 | 19.4 | 16.8 | 10.6 | 5.6 | 11.7 | 8.9 | 22.2 | 6.7 | 14.4 | -2.8 | -2 | -6 | 13.1 | -7.8 | 11.7 | -4.4 | 7.8 | 6.1 | 16.6 | 8.8 | 3.9 | -1.1 | 21.7 | 6.7 | 13.9 | 7.2 | 17.8 | 7.8 | 6 | 4 | 9.1 | -2.8 | 10.2 | 7.5 | 15.6 | 7.8 | 21.1 | 6.1 | 13 | 5 | 21.7 | 17.8 | 19.1 | 5.6 | 18.3 | 12.8 | 16.7 | 10 | 21.7 | 9.4 | 13.3 | 12.8 | 27.8 | 21.1 | 21.1 | 6.7 | 21.7 | 20 | 22.2 | 19.4 | 16.7 | 10 | 17.8 | 0 | 11.7 | 6.1 | 19.4 | 6.7 | 15.6 | 11.7 | 8.7 | 4.1 | 10 | 5.6 | 20 | 10.6 | 9.4 | -10.6 | 13.5 | -0.8
19 | 3 | 8.9 | -1.7 | 22.2 | 10 | 23.9 | 12.2 | 5.7 | -0.5 | 26.9 | 7.4 | 9 | 8 | 19.4 | 7.8 | 17.8 | 11.1 | 18.3 | 8.3 | 13.3 | 10.6 | 20.6 | 12.8 | 13.3 | -1.1 | 21.7 | -5.6 | 28 | 22 | 22.8 | 17.8 | 24.4 | 18.9 | 26.7 | 20.6 | 25.6 | 19.4 | 18.9 | 7.8 | 26.1 | 18.3 | 22.8 | 14.4 | 3.3 | 1.1 | 25 | 8.3 | 16.1 | 14.4 | 15.6 | 6.1 | 15.6 | 8.9 | 25.6 | 18.3 | 26.1 | 17.8 | 7.2 | 4.4 | 11 | 10 | 12.8 | 1.1 | 13.3 | 1.7 | 13.9 | 5.6 | 15 | 9.4 | 19.4 | 11.7 | 10 | -5 | 22.6 | 15.2 | 23.9 | 9.4 | 22.2 | 15.6 | 25.6 | 10.6 | 23.9 | 14.3 | 12.2 | 1.7 | 12.8 | 10 | 21.7 | 13.3 | 20 | 16.7 | 10 | 6.1 | 12.8 | 9.1 | 22.8 | 4.4 | 15.6 | -3.9 | -1.1 | -6.1 | 14.4 | -8.9 | 13.9 | -4.4 | 7.2 | 6.1 | 18.3 | 8.3 | 5.6 | -1.7 | 25 | 4.4 | 16.1 | 8.3 | 18.9 | 7.2 | 6 | 4 | 10.6 | -3.9 | 11.1 | 7.8 | 17.2 | 6.7 | 23.9 | 5 | 13 | 5 | 23.9 | 16.7 | 22.8 | 5 | 20.3 | 13.3 | 21.1 | 10 | 22.8 | 10.6 | 15.3 | 13.9 | 29.1 | 21.6 | 23.9 | 6.7 | 23.5 | 20.3 | 24.4 | 20 | 18.2 | 10.8 | 20 | 0 | 13.9 | 6.1 | 21.7 | 6.1 | 17.8 | 11.7 | 10.6 | 4.4 | 13.3 | 6.1 | 23.3 | 10.6 | 10 | -10 | 15.4 | -1.1
20 | 2 | 9.4 | -1.1 | 23.9 | 12.8 | 25.6 | 12.8 | 5 | 0 | 28.9 | 6.7 | 9 | 7 | 20.9 | 7.5 | 18.9 | 11.1 | 20 | 7.7 | 15 | 7.8 | 22.2 | 12.8 | 14.4 | -2.2 | 23.9 | -6.7 | 27 | 21 | 23.3 | 17.8 | 26.7 | 17.8 | 25.2 | 20.7 | 26.7 | 19.4 | 20 | 7.2 | 27.8 | 18.3 | 23.3 | 15 | 4.4 | 2.8 | 27.8 | 8.3 | 17.8 | 15 | 17.8 | 6.7 | 16.7 | 8.9 | 26.7 | 17.8 | 26.7 | 17.8 | 7.2 | 4.4 | 12 | 10 | 13.9 | 3.3 | 14.1 | 2 | 14.4 | 5.6 | 16.7 | 10.6 | 20 | 12.2 | 9.4 | -4.4 | 24.1 | 15.6 | 25.6 | 8.3 | 24.5 | 16.5 | 27.8 | 10 | 25.5 | 13.7 | 12.8 | 2.2 | 15 | 10.6 | 22.2 | 10.6 | 18.7 | 16 | 9.4 | 7.2 | 13.9 | 9 | 23.3 | 4.4 | 16.7 | -4.4 | -0.4 | -5.2 | 15.2 | -8 | 12.2 | -6.1 | 7.8 | 6.7 | 19.8 | 8.5 | 7.2 | -2.8 | 26.1 | 5.6 | 16.7 | 9.4 | 20.6 | 7.2 | 6 | 4 | 11.1 | -3.7 | 13.1 | 8.6 | 19.4 | 6.7 | 25.6 | 4.4 | 14 | 4 | 25.6 | 16.1 | 24.1 | 5 | 22.4 | 13.8 | 23.3 | 10.6 | 24.4 | 11.7 | 17.4 | 15.1 | 30.4 | 21.8 | 24.4 | 5.6 | 25.4 | 20.7 | 25.6 | 20 | 19.6 | 11.2 | 22.2 | 0 | 14.4 | 6.1 | 23.9 | 4.4 | 18.9 | 11.7 | 12.1 | 5.1 | 15.6 | 6.7 | 25.6 | 10.6 | 10.6 | -9.4 | 17.2 | -1.7
20 | 3 | 8.9 | -0.6 | 25 | 12.2 | 26.1 | 12.8 | 6.7 | -1.5 | 29.5 | 5.6 | 8 | 7 | 22.4 | 7 | 18.3 | 11.1 | 21.6 | 6.7 | 15 | 8.3 | 22.2 | 12.2 | 15 | -2.2 | 23.9 | -5.6 | 28 | 22 | 23.3 | 17.8 | 27.8 | 16.1 | 23.7 | 20.7 | 27.2 | 19.4 | 21.7 | 7.2 | 27.2 | 18.3 | 25 | 15 | 5.6 | 3.9 | 28.9 | 8.3 | 17.8 | 14.4 | 18.9 | 7.8 | 17.8 | 8.9 | 26.7 | 17.2 | 27.2 | 18.3 | 7.2 | 3.9 | 13 | 11 | 15.6 | 3.9 | 14.8 | 2 | 15 | 6.1 | 17.8 | 11.1 | 21.7 | 13.3 | 10.6 | -5.6 | 25.6 | 16.1 | 26.1 | 7.8 | 26.7 | 17.2 | 28.9 | 7.8 | 27.2 | 13.3 | 12.8 | 1.7 | 15.6 | 10 | 23.3 | 8.9 | 17.4 | 15.2 | 8.9 | 7.8 | 15 | 8.9 | 24.4 | 6.7 | 17.2 | -5 | 0.4 | -4.6 | 15.9 | -8.8 | 13.3 | -5.6 | 7.2 | 6.1 | 21.3 | 8.9 | 7.2 | -2.8 | 26.1 | 3.9 | 13.3 | 10 | 21.7 | 6.7 | 6 | 4 | 11.7 | -3.9 | 15.2 | 9.4 | 21.1 | 6.7 | 27.2 | 4.4 | 14 | 3 | 26.7 | 13.3 | 25.4 | 5.1 | 24.4 | 13.9 | 25.6 | 10.6 | 25 | 11.7 | 19.4 | 16.1 | 31.7 | 22.2 | 26.7 | 4.4 | 27.2 | 20.6 | 27.8 | 20 | 21.1 | 11.7 | 23.3 | 0 | 15.6 | 3.9 | 25.6 | 2.8 | 22.2 | 12.8 | 13.5 | 5.2 | 17.2 | 6.7 | 25 | 10 | 11.7 | -10 | 18.7 | -0.1
20 | 3 | 9.4 | -0.6 | 25.6 | 13.3 | 26.7 | 12.8 | 8.3 | -4.3 | 30 | 3.9 | 8 | 7 | 23.9 | 6.1 | 17.2 | 11.7 | 23.3 | 5.6 | 15.6 | 7.8 | 21.7 | 11.7 | 16.1 | -2.8 | 25 | -6.1 | 28 | 22 | 23.3 | 17.8 | 29.4 | 13.9 | 22.2 | 20.6 | 27.8 | 15 | 22.2 | 6.7 | 29.4 | 18.3 | 26.7 | 15 | 7.2 | 1.1 | 30.6 | 7.2 | 17.8 | 14.4 | 21.1 | 10.6 | 18.9 | 8.3 | 28.3 | 17.2 | 27.2 | 17.8 | 7.2 | 3.9 | 13 | 11 | 16.7 | 3.9 | 15.6 | 2.2 | 16.7 | 6.1 | 16.7 | 5.6 | 20.6 | 12.8 | 8.3 | -1.1 | 26 | 15.1 | 26.7 | 7.2 | 28 | 16 | 27.8 | 7.8 | 27.8 | 13.4 | 12.8 | 4.4 | 17.2 | 9.4 | 25 | 10.6 | 16.1 | 14.4 | 9.4 | 8.9 | 16.5 | 9.2 | 25 | 5 | 18.3 | -6.1 | 1.1 | -5 | 16.7 | -10.6 | 13.3 | -4.4 | 7.8 | 6.7 | 22.8 | 8.9 | 7.2 | -3.3 | 28.3 | 5 | 12.8 | 11.7 | 22.8 | 6.1 | 6 | 5 | 12.2 | -5 | 17.2 | 10 | 22.2 | 5 | 27.8 | 4.4 | 14 | 5 | 27.8 | 13.3 | 26.7 | 4.4 | 22.9 | 14.2 | 25.6 | 10 | 25.6 | 12.2 | 19 | 16.4 | 31.7 | 21.9 | 27.2 | 4.4 | 27.9 | 20 | 28.3 | 19.4 | 22 | 12.3 | 24.4 | 0.6 | 14.4 | 5 | 26.1 | 3.9 | 23.3 | 12.2 | 15 | 5.6 | 17.2 | 5.6 | 26.1 | 10 | 12.8 | -8.9 | 20.2 | 1.1
17 | 3 | 10 | 0 | 26.1 | 12.2 | 27.2 | 12.8 | 10 | -9.4 | 30.6 | 2.8 | 8 | 7 | 25.2 | 3.2 | 17.8 | 11.1 | 23.5 | 5.9 | 14.4 | 8.9 | 22.2 | 11.7 | 16.7 | -3.9 | 24.4 | -4.4 | 28 | 22 | 23.9 | 17.8 | 29.4 | 13.9 | 24.1 | 21 | 28.3 | 12.8 | 23.3 | 6.1 | 28.9 | 18.3 | 28.3 | 13.9 | 8.3 | 0 | 30.6 | 4.4 | 19.4 | 15.6 | 22.2 | 10 | 19.6 | 8 | 27.2 | 17.2 | 26.1 | 17.8 | 7.8 | 4.4 | 15 | 11 | 18.3 | 5 | 15.2 | 3.4 | 17.2 | 6.7 | 17.2 | 13.3 | 18.9 | 11.7 | 8.9 | -2.2 | 26.3 | 14.1 | 27.2 | 8.3 | 29.3 | 14.3 | 30 | 6.7 | 28.3 | 13.1 | 12.8 | 3.9 | 17.8 | 9.4 | 22.8 | 13.3 | 15.7 | 14.3 | 10.6 | 9.4 | 17.9 | 9.6 | 26.1 | 5 | 20 | -6.7 | 1.3 | -3.5 | 16.9 | -9.6 | 15.6 | -3.3 | 7.8 | 7.2 | 21.9 | 9.1 | 8.9 | -3.9 | 28.9 | 5 | 15.6 | 12.8 | 23.3 | 5 | 6 | 5 | 12.2 | -4.3 | 18.5 | 9.6 | 23.3 | 5.6 | 27.8 | 3.3 | 14 | 4 | 27.8 | 11.1 | 27.1 | 4.2 | 21.5 | 14.7 | 26.1 | 8.3 | 26.1 | 13.9 | 18.7 | 16.9 | 31.7 | 21.6 | 28.3 | 3.9 | 28.7 | 19.6 | 27.2 | 19.4 | 23 | 12.9 | 25 | 1.1 | 15.6 | 4.4 | 25 | 2.8 | 24.4 | 11.7 | 15.6 | 5.2 | 18.9 | 6.1 | 26.1 | 10 | 13.3 | -7.8 | 21.7 | 2.2
17 | 3 | 10.6 | 0 | 25.6 | 12.2 | 27.2 | 12.8 | 9.8 | -7.8 | 31.1 | 2.3 | 8 | 7 | 26.5 | -2 | 17.8 | 11.1 | 23.7 | 7 | 15 | 8.3 | 20.6 | 12.2 | 17.2 | -2.8 | 25 | -5.6 | 27 | 22 | 23.3 | 17.8 | 30 | 14.4 | 25.9 | 21.4 | 28.3 | 12.2 | 23.9 | 5 | 28.9 | 17.8 | 28.9 | 12.8 | 8.9 | 0.6 | 27.8 | 3.3 | 18.3 | 15 | 23.9 | 11.1 | 20.4 | 7.1 | 27.8 | 17.2 | 25.6 | 17.8 | 8.3 | 4.4 | 16 | 11 | 19.4 | 4.4 | 14.8 | 4.2 | 17.8 | 6.1 | 17.8 | 12.2 | 15 | 8.9 | 10 | -2.2 | 26.7 | 12.8 | 27.2 | 8.3 | 30.6 | 12.2 | 30.6 | 6.7 | 28.9 | 13.3 | 12.2 | 4.4 | 19.4 | 11.1 | 21.1 | 12.2 | 15.4 | 14.1 | 10 | 9.4 | 19.4 | 9.4 | 26.1 | 3.3 | 17.2 | -0.6 | 1.5 | -2.6 | 17 | -10.3 | 14.4 | -4.4 | 7.8 | 7.2 | 20.9 | 9.5 | 8.9 | -3.3 | 28.9 | 4.4 | 17.8 | 12.8 | 24.4 | 5.6 | 6 | 4 | 12.2 | -4.3 | 19.8 | 9.1 | 23.3 | 5 | 27.8 | 4.4 | 15 | 4 | 27.8 | 11.7 | 27.4 | 4.5 | 20 | 14.4 | 25 | 10 | 25.6 | 12.8 | 18.3 | 17.2 | 31.7 | 21.1 | 29.4 | 2.8 | 29.4 | 18.9 | 27.8 | 20 | 23.9 | 13.3 | 24.4 | 1.1 | 16.7 | 3.9 | 26.7 | 2.2 | 24.4 | 12.8 | 16.1 | 4.8 | 18.3 | 5.6 | 26.7 | 10.6 | 13.9 | -8.3 | 21.7 | 0.2
18 | 3 | 10 | 0 | 25.6 | 10.6 | 27.2 | 12.8 | 9.6 | -7.5 | 31.7 | 1.9 | 9 | 7 | 27.8 | -10.6 | 17.2 | 11.1 | 23.9 | 7.8 | 13.9 | 9.4 | 20 | 12.2 | 17.2 | -2.8 | 26.1 | -5.6 | 26 | 21 | 23.3 | 17.8 | 29.4 | 17.8 | 27.8 | 21.7 | 27.8 | 12.8 | 25 | 5 | 27.8 | 17.8 | 28.9 | 6.1 | 9.4 | 0 | 27.2 | 6.1 | 18.9 | 14.4 | 25 | 11.1 | 21.1 | 6.1 | 27.8 | 17.2 | 23.3 | 18.9 | 8.3 | 4.4 | 17 | 10 | 19.4 | 5 | 14.4 | 5 | 17.8 | 4.4 | 13.9 | 10 | 12.2 | 6.1 | 8.3 | -1.1 | 25.9 | 13.4 | 27.2 | 7.8 | 30.2 | 9.7 | 30 | 5.6 | 28.3 | 13.5 | 11.1 | 5 | 20 | 11.1 | 22.2 | 6.1 | 15 | 13.9 | 10 | 9.4 | 19.2 | 8.9 | 26.1 | 4.4 | 16.7 | 0.6 | 1.7 | -2.2 | 17.2 | -12.2 | 13.9 | -4.4 | 8.3 | 6.7 | 20 | 9.4 | 9.4 | -1.7 | 28.3 | 3.9 | 17.8 | 12.8 | 25 | 6.7 | 6 | 4 | 12.2 | -5 | 21.1 | 8.3 | 23.3 | 5 | 28.3 | 3.3 | 14 | 3 | 26.7 | 11.7 | 27.8 | 4.4 | 19.8 | 14.9 | 26.1 | 6.1 | 25.6 | 13.3 | 19.4 | 17.2 | 30.2 | 21.9 | 30 | 2.2 | 28.9 | 18.7 | 27.2 | 20.6 | 24.3 | 13.6 | 25 | 1.1 | 18.3 | 3.3 | 26.7 | 1.1 | 25 | 12.8 | 16.7 | 4.4 | 19.4 | 6.7 | 26.1 | 11.1 | 13.9 | -8.3 | 21.7 | -2
18 | 2 | 9.4 | -0.6 | 26.1 | 11.1 | 26.7 | 12.2 | 9.4 | -7.8 | 32.2 | 1.7 | 9 | 7 | 24.8 | -1.7 | 16.1 | 10.6 | 21.5 | 8.4 | 12.2 | 8.9 | 17.8 | 12.2 | 17.8 | -3.3 | 25.6 | -8.3 | 25 | 21 | 22.8 | 17.8 | 28.9 | 17.2 | 27.1 | 21.6 | 26.7 | 13.3 | 24.4 | 5 | 27.2 | 17.8 | 28.3 | 5.6 | 9.4 | -1.7 | 27.2 | 6.1 | 17.8 | 13.9 | 25.6 | 11.7 | 20.2 | 6.2 | 28.3 | 17.8 | 22.8 | 18.9 | 7.8 | 4.4 | 18 | 10 | 19.4 | 5 | 13.5 | 5.2 | 17.8 | 3.3 | 7.8 | 7.8 | 10 | 6.7 | 7.2 | 0 | 25.2 | 14.1 | 27.2 | 7.8 | 29.8 | 6.5 | 29.4 | 6.1 | 27.8 | 13.8 | 11.7 | 5 | 21.1 | 10 | 20.6 | 5.6 | 15 | 13.6 | 9.4 | 8.9 | 19.1 | 8.2 | 26.1 | 1.7 | 13.9 | -0.6 | 0.4 | -2.8 | 16.5 | -10.7 | 12.8 | -4.4 | 8.3 | 7.2 | 18.7 | 9.5 | 8.3 | -2.2 | 27.8 | 3.3 | 17.2 | 13.9 | 24.4 | 6.1 | 6 | 4 | 10.7 | -3 | 20.4 | 8.4 | 22.8 | 5.6 | 27.2 | 3.3 | 14 | 3 | 25 | 11.7 | 26.3 | 4.7 | 19.6 | 14.9 | 24.4 | 6.7 | 25 | 13.9 | 20.6 | 17.4 | 28.7 | 22 | 29.4 | 1.1 | 28.3 | 18.4 | 27.8 | 19.4 | 24.6 | 13.8 | 24.4 | 0 | 17.8 | 2.8 | 25.6 | 0.6 | 22.8 | 13.9 | 15.8 | 4.2 | 17.8 | 6.1 | 20 | 15 | 12.8 | -9.4 | 21.7 | -5.6
19 | 2 | 8.3 | 0 | 23.9 | 11.1 | 25 | 12.8 | 8.1 | -6.7 | 31.1 | 2.3 | 9 | 7 | 21.9 | 1.5 | 15.6 | 10 | 19.1 | 9.1 | 12.2 | 6.7 | 16.7 | 12.2 | 17.2 | -3.3 | 24.4 | -6.1 | 24 | 21 | 21.7 | 17.8 | 28.3 | 12.8 | 26.3 | 21.7 | 25.6 | 17.2 | 24.4 | 5.6 | 25.6 | 17.8 | 26.7 | 6.1 | 10 | -1.7 | 26.7 | 3.9 | 16.7 | 13.3 | 25 | 11.1 | 19.2 | 6.4 | 26.7 | 16.1 | 21.7 | 18.3 | 7.8 | 3.9 | 18 | 11 | 18.3 | 5.6 | 12.6 | 5.5 | 16.1 | 2.2 | 5 | 5 | 11.1 | 7.2 | 6.7 | 0 | 24.4 | 14.4 | 26.1 | 7.2 | 29.4 | 3.3 | 26.7 | 5.6 | 27.2 | 13.9 | 10.6 | 4.4 | 20.6 | 10.6 | 16.1 | 8.9 | 15 | 13.2 | 9.4 | 8.9 | 18.9 | 7.2 | 25.6 | 0.6 | 12.8 | -0.6 | -0.9 | -4 | 15.7 | -10.4 | 11.1 | -4.4 | 8.3 | 6.7 | 17.4 | 9.3 | 6.7 | -2.2 | 27.2 | 2.8 | 16.1 | 15 | 23.9 | 6.7 | 6 | 4 | 9.3 | -1.8 | 19.6 | 8 | 22.2 | 6.7 | 26.7 | 3.3 | 13 | 2 | 23.3 | 11.7 | 24.8 | 5.1 | 19.4 | 15 | 22.8 | 8.9 | 23.3 | 13.3 | 21.7 | 17.2 | 27.2 | 22.2 | 27.8 | 1.1 | 27.8 | 18.3 | 27.2 | 19.4 | 25 | 13.9 | 21.7 | 1.1 | 17.2 | 3.3 | 22.8 | 1.1 | 23.3 | 13.9 | 14.8 | 4.2 | 17.8 | 7.2 | 19.4 | 16.1 | 12.8 | -9.4 | 20.2 | -3.1
17 | 1 | 7.8 | 0 | 21.7 | 11.7 | 21.7 | 12.8 | 6.9 | -6.3 | 30 | 3.1 | 9 | 7 | 18.9 | 3.3 | 14.4 | 10 | 16.7 | 8.9 | 11.7 | 5 | 13.9 | 12.2 | 15 | -3.3 | 21.7 | -5.6 | 23 | 21 | 21.1 | 17.8 | 26.1 | 11.7 | 25.6 | 21.7 | 23.9 | 13.3 | 23.3 | 5.6 | 25 | 17.8 | 23.9 | 5.6 | 8.9 | -1.1 | 15.6 | 2.2 | 16.1 | 12.8 | 22.2 | 12.2 | 18.3 | 6.1 | 24.4 | 17.8 | 21.7 | 18.9 | 7.8 | 3.9 | 12 | 11 | 16.1 | 4.4 | 11.7 | 5.6 | 15 | 1.1 | 4.4 | 4.4 | 10.6 | 7.2 | 6.1 | 0.6 | 22.6 | 15 | 22.8 | 7.8 | 27.2 | 10.9 | 25 | 6.1 | 23.9 | 15.2 | 10.6 | 4.4 | 20 | 11.1 | 12.8 | 8.3 | 15 | 12.8 | 9.4 | 8.9 | 17.4 | 7.5 | 23.3 | 1.7 | 11.7 | -2.8 | -2.2 | -5.6 | 15 | -11.1 | 10 | -4.4 | 8.3 | 6.7 | 16.1 | 8.9 | 6.7 | -1.7 | 25 | 4.4 | 16.1 | 15 | 22.8 | 9.4 | 6 | 4 | 7.8 | -1.7 | 18.9 | 7.8 | 20.6 | 7.2 | 25 | 3.3 | 12 | 2 | 21.7 | 13.9 | 23.3 | 5 | 18.3 | 14.8 | 21.1 | 8.3 | 20.6 | 12.8 | 19.7 | 16.9 | 26.8 | 22.4 | 22.8 | 1.7 | 26.9 | 19 | 23.9 | 18.9 | 23.5 | 14 | 20.6 | 3.9 | 15.6 | 3.3 | 19.4 | 1.1 | 20.6 | 12.2 | 13.9 | 3.9 | 17.2 | 7.2 | 18.3 | 16.1 | 10.6 | -8.3 | 18.7 | -2.5
14 | 2 | 7.8 | 0 | 16.1 | 12.8 | 20 | 12.8 | 5.6 | -7.2 | 28.9 | 3.9 | 9 | 7 | 16.9 | 2.1 | 13.9 | 9.4 | 15.8 | 9.3 | 10.6 | 3.9 | 12.8 | 11.7 | 11.7 | -1.7 | 20.6 | -5 | 23 | 21 | 21.1 | 17.8 | 23.9 | 17.2 | 24.8 | 21.9 | 22.8 | 14.4 | 22.2 | 7.2 | 22.8 | 18.9 | 20 | 5.6 | 8.3 | 0.6 | 12.8 | -1.7 | 15.6 | 12.8 | 20 | 11.7 | 16.8 | 6.1 | 23.9 | 19.4 | 22.2 | 19.4 | 7.8 | 4.4 | 11 | 9 | 14.4 | 4.4 | 11.9 | 5.8 | 12.2 | 0 | 3.3 | 2.2 | 9.4 | 6.7 | 6.7 | 0.6 | 20.7 | 15.1 | 21.1 | 7.2 | 25 | 14.5 | 23.9 | 6.1 | 20.5 | 15.5 | 8.3 | 4.4 | 17.2 | 11.1 | 11.1 | 7.2 | 14.6 | 12.8 | 9.4 | 8.9 | 15.9 | 7.4 | 20.6 | 1.7 | 10.6 | -2.2 | -2.2 | -5 | 14.1 | -10.8 | 9.4 | -3.9 | 8.3 | 6.7 | 16.8 | 9.3 | 6.7 | -0.6 | 21.1 | 3.9 | 16.7 | 15.6 | 20.6 | 7.8 | 6 | 4 | 6.3 | -1 | 17.4 | 7.8 | 19.4 | 6.7 | 22.8 | 2.8 | 11 | 4 | 19.4 | 15.6 | 21.6 | 6.7 | 17.2 | 14.3 | 19.4 | 7.8 | 20 | 13.3 | 17.6 | 16.3 | 26.5 | 22.6 | 22.8 | 2.2 | 25.9 | 19.6 | 22.2 | 18.9 | 22.1 | 14.3 | 18.9 | 5.6 | 12.2 | 3.9 | 18.3 | 0.6 | 18.3 | 8.3 | 13 | 3.7 | 16.7 | 7.2 | 18.3 | 16.1 | 8.3 | -7.8 | 17.2 | -2.2
13 | 2 | 6.7 | 1.1 | 15.6 | 12.8 | 18.3 | 12.8 | 4.7 | -6.6 | 27.6 | 3.3 | 7 | 6 | 14.8 | 1 | 13.9 | 10 | 14.8 | 9.2 | 10.6 | 2.8 | 12.2 | 11.7 | 10.6 | -1.7 | 20 | -4.4 | 21 | 21 | 21.1 | 17.8 | 22.2 | 18.9 | 24.1 | 22.2 | 22.8 | 16.1 | 22.2 | 7.2 | 23.3 | 18.9 | 18.9 | 5.6 | 7.8 | -0.6 | 11.7 | -1.7 | 15.6 | 12.2 | 18.3 | 11.1 | 15.4 | 5.9 | 22.2 | 20 | 22.2 | 18.9 | 7.8 | 3.9 | 11 | 9 | 12.2 | 4.4 | 12 | 6.1 | 11.1 | -1.1 | 2.8 | 2.2 | 8.3 | 5.6 | 7.2 | 1.1 | 18.9 | 15 | 19.4 | 7.2 | 22.8 | 16.7 | 21.1 | 8.3 | 17.2 | 15 | 7.8 | 4.4 | 16.1 | 10.6 | 10 | 6.7 | 14.3 | 12.9 | 8.9 | 8.3 | 14.4 | 7.2 | 20.6 | 4.4 | 10.6 | -1.7 | -2.2 | -4.7 | 13.1 | -10.8 | 8.9 | -2.2 | 8.3 | 7.2 | 17.6 | 9.3 | 6.1 | 0 | 18.9 | 4.4 | 16.7 | 16.1 | 20 | 6.7 | 6 | 4 | 4.8 | -1.1 | 15.9 | 7.7 | 18.3 | 7.8 | 20.6 | 3.3 | 11 | 4 | 18.3 | 16.7 | 20 | 7.7 | 16.1 | 13.9 | 19.4 | 7.2 | 17.2 | 13.3 | 15.6 | 15.6 | 26.1 | 22.8 | 20.6 | 2.8 | 25 | 20 | 21.1 | 18.9 | 20.6 | 13.9 | 16.7 | 7.2 | 10 | 5 | 15.6 | 1.1 | 18.9 | 8.3 | 12 | 3 | 15 | 7.8 | 17.2 | 15.6 | 6.7 | -7.8 | 16.3 | -1.1
11 | 1 | 5.6 | 2.8 | 15.6 | 12.2 | 17.8 | 12.8 | 3.7 | -7.1 | 26.3 | 3.5 | 6 | 6 | 12.8 | -0.6 | 13.9 | 10.6 | 13.9 | 9.4 | 10 | 3.9 | 12.2 | 11.2 | 10 | -1.1 | 19.4 | -3.3 | 21 | 20 | 21.1 | 17.8 | 22.2 | 18.9 | 23.3 | 22.2 | 22.2 | 16.7 | 21.1 | 8.3 | 22.8 | 19.4 | 18.9 | 3.9 | 6.1 | 1.7 | 12.8 | -0.6 | 13.9 | 11.1 | 17.2 | 10 | 13.9 | 5.6 | 22.2 | 20 | 21.7 | 19.4 | 7.8 | 3.9 | 11 | 10 | 11.1 | 3.3 | 12.2 | 6.1 | 8.9 | 0 | 2.2 | 0.6 | 7.8 | 6.1 | 7.2 | 1.1 | 18.3 | 15.2 | 19.4 | 7.8 | 21.9 | 16.4 | 21.7 | 8.3 | 16.3 | 14.3 | 7.8 | 4.4 | 13.9 | 11.7 | 8.9 | 6.1 | 13.9 | 12.8 | 8.3 | 7.8 | 12.2 | 6.1 | 18.9 | 2.8 | 10 | -1.7 | -2.2 | -5 | 12.2 | -12.8 | 8.9 | -3.3 | 8.3 | 7.2 | 18.3 | 9.4 | 6.1 | -1.7 | 17.8 | 4.4 | 17.2 | 16.7 | 18.9 | 6.7 | 6 | 4 | 3.3 | -1.1 | 14.4 | 7.2 | 17.2 | 8.9 | 18.3 | 3.9 | 9 | 3 | 18.9 | 17.8 | 18.3 | 8.3 | 16.3 | 14.2 | 17.8 | 8.9 | 17.2 | 13.3 | 15.2 | 15.2 | 26.1 | 22.6 | 20.6 | 2.8 | 24.3 | 20.4 | 21.1 | 18.9 | 19.3 | 14.2 | 16.1 | 4.4 | 10 | 5.6 | 13.3 | 1.7 | 17.8 | 8.9 | 11.1 | 2.8 | 14.4 | 7.2 | 15.6 | 15 | 5 | -6.7 | 15.3 | -1.1
10 | 1 | 5.6 | 2.2 | 14.4 | 12.2 | 17.2 | 11.7 | 2.8 | -8.3 | 25 | 2.8 | 7 | 6 | 11.3 | -0.2 | 13.9 | 11.1 | 13.3 | 9.6 | 10 | 3.9 | 12.2 | 11.2 | 8.3 | -0.6 | 18.3 | -2.2 | 21 | 21 | 21.1 | 18.3 | 21.7 | 17.2 | 22.9 | 22.1 | 22.2 | 16.1 | 18.9 | 9.4 | 22.8 | 18.9 | 18.3 | 3.9 | 6.1 | 2.2 | 12.2 | -1.1 | 12.8 | 10.6 | 15.6 | 10 | 13.3 | 5.5 | 21.7 | 20.6 | 21.7 | 19.4 | 7.8 | 3.9 | 12 | 11 | 10 | 2.8 | 11.3 | 6.1 | 7.8 | -0.6 | 1.7 | 0.6 | 7.2 | 5.6 | 7.8 | 1.1 | 17.8 | 15.5 | 18.9 | 7.8 | 20.9 | 16.1 | 20.6 | 8.9 | 15.3 | 13.5 | 7.2 | 5 | 14.4 | 11.7 | 8.3 | 4.4 | 13.9 | 12.5 | 7.8 | 7.8 | 10 | 4.8 | 18.3 | 2.8 | 8.9 | -1.7 | -2.4 | -4.6 | 12.4 | -10.7 | 8.3 | -3.3 | 8.3 | 7.2 | 16.5 | 7.7 | 4.4 | 0 | 16.7 | 4.4 | 17.8 | 17.2 | 17.8 | 6.7 | 6 | 4 | 2.4 | -1.5 | 13.1 | 7.6 | 15.6 | 8.9 | 17.8 | 3.3 | 7 | 4 | 18.3 | 17.8 | 17.6 | 8.8 | 16.5 | 14.4 | 16.7 | 10 | 16.1 | 12.8 | 14.8 | 14.8 | 26.1 | 22.4 | 20.6 | 2.8 | 23.5 | 20.8 | 20.6 | 18.9 | 18 | 14.1 | 13.3 | 5.6 | 8.9 | 5 | 14.4 | 3.3 | 16.7 | 9.4 | 10.7 | 3.3 | 14.4 | 7.2 | 17.2 | 14.4 | 3.9 | -6.7 | 14.4 | -1.1
9 | 2 | 5 | 2.8 | 12.8 | 11.1 | 16.7 | 12.8 | 0.6 | -7 | 23 | 3 | 7 | 6 | 9.8 | 0.1 | 13.9 | 11.1 | 12.8 | 9.8 | 8.9 | 3.3 | 12.2 | 10.6 | 7.2 | -0.6 | 18.9 | -2.8 | 21 | 21 | 20.6 | 18.3 | 21.7 | 17.2 | 22.6 | 21.9 | 22.2 | 16.7 | 17.8 | 10 | 23.3 | 18.9 | 15.6 | 4.4 | 5.6 | 1.7 | 11.1 | -1.1 | 12.2 | 10.6 | 15 | 9.4 | 12.8 | 5.7 | 20.6 | 20.6 | 21.7 | 20 | 7.8 | 3.9 | 12 | 10 | 9 | 2.6 | 10.3 | 5.9 | 6.1 | 3.3 | 1.1 | 0 | 7.2 | 5.6 | 7.8 | 1.7 | 17.2 | 15.6 | 19.4 | 8.3 | 20 | 15.6 | 19.4 | 9.4 | 14.4 | 12.8 | 7.2 | 4.4 | 12.8 | 10.6 | 8.3 | 2.8 | 13.9 | 12.1 | 7.8 | 7.2 | 7.8 | 3.3 | 17.8 | 0.6 | 8.3 | -1.7 | -2.6 | -4.7 | 12.6 | -9.3 | 7.2 | -2.8 | 7.8 | 7.2 | 14.6 | 6.2 | 3.9 | 0 | 19.4 | 5 | 17.8 | 17.2 | 16.7 | 6.7 | 6 | 5 | 1.5 | -2 | 11.9 | 7.8 | 15.6 | 8.9 | 16.1 | 3.3 | 6 | 3 | 18.3 | 17.8 | 16.8 | 9.3 | 16.7 | 14.4 | 14.4 | 10 | 15.6 | 12.8 | 14.4 | 14.4 | 26.1 | 22.2 | 19.4 | 2.2 | 22.8 | 21.1 | 20.6 | 18.9 | 16.7 | 13.9 | 13.3 | 2.8 | 9.4 | 5 | 15.6 | 4.4 | 14.4 | 9.4 | 10.4 | 3.9 | 13.9 | 5 | 16.1 | 13.9 | 3.9 | -7.2 | 13.3 | -0.9
10 | 1 | 4.4 | 2.8 | 12.8 | 11.1 | 15 | 11.7 | -1.7 | -7.3 | 20.9 | 2.2 | 6 | 6 | 8.3 | 0 | 13.9 | 10.6 | 12.2 | 10 | 9.4 | 3.9 | 12.2 | 9.8 | 8.9 | -0.6 | 18.9 | -2.8 | 21 | 21 | 20.6 | 18.3 | 21.1 | 17.2 | 22.2 | 21.7 | 22.2 | 16.7 | 17.2 | 10.6 | 22.8 | 18.9 | 13.9 | 5.6 | 5 | 1.1 | 10.6 | -0.6 | 11.1 | 10 | 14.4 | 8.9 | 12.2 | 5.6 | 20.6 | 20.6 | 21.7 | 19.4 | 7.8 | 3.9 | 13 | 10 | 8 | 2.2 | 9.4 | 5.6 | 6.1 | 1.7 | 1.1 | -0.6 | 6.7 | 5 | 8.3 | 2.2 | 17 | 15.4 | 17.8 | 8.9 | 19.6 | 16.3 | 19.4 | 9.4 | 14.4 | 13 | 7.2 | 3.9 | 12.2 | 10 | 7.8 | 2.2 | 13.9 | 11.7 | 7.2 | 6.7 | 6.9 | 3 | 16.7 | 2.2 | 7.2 | -1.7 | -2.8 | -5 | 12.8 | -10 | 6.7 | -1.7 | 7.8 | 7.8 | 12.8 | 4.4 | 2.8 | 1.1 | 14.4 | 6.7 | 17.8 | 17.2 | 14.4 | 7.8 | 6 | 4 | 0.6 | -2.8 | 10.6 | 7.8 | 15.6 | 8.9 | 15.6 | 3.3 | 5 | 3 | 18.3 | 17.8 | 16.1 | 9.4 | 15.9 | 14.1 | 13.9 | 10 | 15 | 12.8 | 13.9 | 13.9 | 25.9 | 22.4 | 18.3 | 2.8 | 23 | 21.1 | 20 | 18.9 | 15.6 | 13.3 | 12.8 | 3.3 | 7.8 | 5.6 | 15 | 5 | 13.9 | 10 | 10 | 4.4 | 12.2 | 6.1 | 15.6 | 13.3 | 5.6 | -7.8 | 12.2 | -1.2
9 | 0 | 4.4 | 2.8 | 12.2 | 10 | 15 | 12.2 | -3.9 | -8.3 | 18.9 | 1.7 | 6 | 6 | 7.8 | 0.3 | 13.9 | 8.9 | 11.7 | 9.6 | 8.9 | 4.4 | 12.2 | 9.8 | 7.8 | 0.6 | 17.2 | -1.1 | 20 | 19 | 20.6 | 18.3 | 20 | 17.2 | 21.8 | 21.3 | 21.7 | 16.1 | 16.7 | 11.1 | 22.8 | 18.3 | 15 | 5.6 | 5.6 | 0.6 | 9.4 | 0.6 | 10 | 9.4 | 14.4 | 8.3 | 11.5 | 5.6 | 20.6 | 20 | 21.7 | 20 | 7.8 | 3.3 | 11 | 9 | 7 | 1.9 | 9.6 | 5.8 | 5.6 | 1.1 | 1.1 | -1.7 | 5.6 | 5.6 | 8.9 | 4.4 | 16.9 | 15.3 | 17.8 | 8.3 | 19.3 | 16.7 | 19.4 | 9.4 | 14.4 | 13.1 | 6.7 | 2.8 | 11.7 | 9.4 | 7.8 | 2.2 | 14.1 | 11.8 | 7.2 | 6.7 | 5.9 | 2.2 | 13.9 | 3.3 | 7.2 | -1.7 | -3.2 | -5.4 | 12.2 | -8.4 | 6.1 | -1.1 | 7.8 | 7.8 | 11.9 | 3.2 | 2.8 | 1.1 | 12.2 | 6.7 | 18.3 | 17.8 | 14.4 | 7.8 | 6 | 4 | -0.2 | -3 | 10.2 | 7.6 | 15.6 | 9.4 | 15.6 | 3.9 | 4 | 2 | 17.2 | 17.2 | 15.9 | 9.8 | 15.2 | 13.8 | 13.3 | 9.4 | 16.1 | 12.8 | 13.3 | 13.3 | 25.8 | 22.7 | 16.1 | 2.8 | 23.1 | 21 | 20.6 | 18.9 | 14.4 | 12.5 | 11.7 | 3.3 | 5 | 4.4 | 13.9 | 6.1 | 15 | 10 | 9.4 | 4.4 | 11.7 | 6.1 | 15 | 13.3 | 2.8 | -7.2 | 11.1 | -1.7
9 | 0 | 4.4 | 2.8 | 12.2 | 11.1 | 15 | 12.2 | -4.6 | -8.6 | 17.4 | 2.2 | 4 | 3 | 7.2 | 0.4 | 14.4 | 10 | 11.1 | 9.2 | 8.3 | 4.4 | 11.7 | 9.2 | 7.8 | 0.6 | 16.1 | -0.6 | 20 | 20 | 20 | 18.9 | 19.4 | 16.7 | 21.5 | 21 | 21.7 | 16.7 | 15.6 | 10.6 | 22.8 | 18.3 | 12.8 | 9.4 | 5.6 | 1.1 | 8.3 | 1.1 | 9.4 | 8.9 | 13.9 | 7.8 | 10.7 | 5.7 | 18.9 | 18.9 | 22.2 | 20 | 7.8 | 3.3 | 9 | 8 | 5.9 | 1.4 | 9.8 | 6 | 5.6 | 0.6 | 0.6 | -2.2 | 4.4 | 4.4 | 9.4 | 5 | 16.7 | 15 | 15.6 | 8.3 | 18.9 | 17.2 | 18.3 | 9.4 | 14.4 | 13.3 | 4.4 | 1.1 | 10.6 | 9.4 | 7.2 | 2.8 | 14.2 | 11.7 | 7.2 | 6.7 | 5 | 1.7 | 13.9 | 2.2 | 6.1 | -1.7 | -3.5 | -6.1 | 11.7 | -7.8 | 6.1 | -1.1 | 7.8 | 7.8 | 10.9 | 1.4 | 2.8 | 1.1 | 10.6 | 4.4 | 16.7 | 16.1 | 13.9 | 7.2 | 6 | 5 | -0.9 | -3.6 | 9.8 | 7.4 | 15.6 | 10 | 16.1 | 3.9 | 4 | 2 | 16.7 | 16.7 | 15.8 | 10.4 | 14.4 | 13.3 | 12.2 | 9.4 | 16.1 | 12.8 | 12.8 | 12.8 | 25.6 | 22.8 | 13.9 | 2.8 | 23.3 | 21.1 | 20 | 18.3 | 13.3 | 11.7 | 10.6 | 3.9 | 5.6 | 4.4 | 13.3 | 6.7 | 12.2 | 10 | 8.9 | 4.3 | 6.7 | 5 | 13.3 | 12.2 | 2.8 | -6.7 | 10.4 | -1.4
8 | 2 | 4.4 | 3.3 | 12.2 | 11.1 | 15.6 | 12.2 | -5.4 | -9.3 | 15.9 | 2.3 | 3 | 3 | 6.7 | 0.6 | 14.4 | 10 | 10.6 | 8.9 | 8.3 | 3.9 | 12.2 | 8.1 | 7.2 | 0 | 15.6 | -0.6 | 20 | 20 | 20 | 18.9 | 18.9 | 16.7 | 21.1 | 20.6 | 20.6 | 16.7 | 15.6 | 10.6 | 22.8 | 17.8 | 12.2 | 10.6 | 5.6 | 2.2 | 8.3 | 2.2 | 9.4 | 8.3 | 12.8 | 7.8 | 10 | 5.6 | 18.9 | 18.9 | 22.2 | 20 | 7.8 | 3.3 | 9 | 8 | 4.9 | 1 | 10 | 6.1 | 5 | 0 | 0 | -3.3 | 4.4 | 4.4 | 9.4 | 5 | 16.9 | 15.3 | 13.9 | 6.7 | 19.1 | 17.6 | 16.7 | 9.4 | 15 | 13.2 | 4.4 | 0 | 10 | 8.9 | 6.1 | 2.8 | 14.4 | 11.7 | 7.2 | 6.7 | 4.1 | 0.9 | 13.3 | 1.1 | 5.6 | -1.7 | -3.9 | -7.2 | 11.1 | -8.9 | 6.7 | -1.1 | 8.3 | 8.3 | 10 | 0 | 2.8 | 1.1 | 10.6 | 4.4 | 15.6 | 15 | 12.2 | 7.2 | 6 | 5 | -1.7 | -4.4 | 9.4 | 7.2 | 15.6 | 10 | 14.4 | 4.4 | 3 | 1 | 17.2 | 17.2 | 15.6 | 10.6 | 14 | 12.9 | 10.6 | 8.3 | 17.8 | 12.8 | 10.9 | 10.9 | 25.6 | 22.9 | 13.9 | 3.3 | 22.8 | 20.9 | 20 | 18.3 | 12.6 | 11.2 | 10.6 | 3.3 | 3.3 | 3.3 | 12.8 | 5.6 | 13.3 | 10 | 8.3 | 4.4 | 5.6 | 4.4 | 13.3 | 12.8 | 3.9 | -6.1 | 9.6 | -1.3
6 | -1 | 3.9 | 2.8 | 13.3 | 12.8 | 15.6 | 12.8 | -6.1 | -10.6 | 14.4 | 2.2 | 4 | 4 | 7.8 | 1.4 | 14.4 | 10 | 11.9 | 9.3 | 7.2 | 3.9 | 12.2 | 8.4 | 7.8 | -0.6 | 15 | -0.6 | 20 | 20 | 20 | 18.3 | 18.9 | 16.1 | 20.9 | 20.6 | 20 | 16.7 | 15.6 | 10.6 | 22.8 | 18.3 | 12.8 | 7.8 | 5 | 2.8 | 7.8 | 1.7 | 8.3 | 7.2 | 12.2 | 7.2 | 11.3 | 6.5 | 18.3 | 18.3 | 22.2 | 20 | 7.8 | 3.3 | 8 | 7 | 3.9 | 0.6 | 12.4 | 7.3 | 4.4 | 0 | -0.6 | -3.9 | 4.4 | 4.4 | 9.4 | 5.6 | 17 | 15.4 | 12.8 | 5.6 | 19.2 | 17.9 | 15 | 9.4 | 15.5 | 13 | 3.9 | 0 | 10.6 | 9.4 | 5.6 | 3.3 | 14.4 | 11 | 7.2 | 6.7 | 3.1 | 0.1 | 13.3 | 1.7 | 3.9 | -2.2 | -3 | -6.4 | 11.7 | -7.3 | 6.7 | -1.7 | 8.3 | 8.3 | 9.6 | 0 | 3.3 | 1.7 | 10 | 3.9 | 16.1 | 15.6 | 13.9 | 7.2 | 6 | 5 | -0.6 | -3.3 | 9.6 | 7.1 | 15 | 10 | 13.9 | 4.4 | 2 | 0 | 16.7 | 16.7 | 15.4 | 10.8 | 13.7 | 12.6 | 10.6 | 8.9 | 17.8 | 12.2 | 9.1 | 9.1 | 25.6 | 22.9 | 13.3 | 2.8 | 22.2 | 20.7 | 20 | 18.3 | 11.8 | 10.6 | 10 | 3.3 | 3.3 | 2.8 | 12.8 | 5.6 | 12.8 | 10 | 8.9 | 4.3 | 5.6 | 3.9 | 13.3 | 12.2 | 3.9 | -6.7 | 8.9 | -1.7
7 | -2 | 3.9 | 2.2 | 15 | 13.3 | 15.6 | 12.8 | -1.7 | -8.3 | 16.3 | 3 | 6 | 5 | 8.9 | 2 | 14.4 | 10.6 | 13.1 | 9.6 | 8.9 | 4.4 | 12.8 | 9.8 | 8.9 | -0.6 | 15 | 0 | 21 | 21 | 20 | 18.3 | 18.9 | 15.6 | 20.8 | 20.6 | 20 | 16.7 | 15 | 10 | 22.8 | 18.3 | 12.2 | 6.1 | 4.4 | 2.8 | 8.9 | 3.3 | 8.3 | 7.2 | 12.2 | 6.1 | 12.6 | 7.1 | 18.9 | 18.9 | 21.7 | 19.4 | 8.3 | 3.3 | 9 | 6 | 4.4 | 1.7 | 14.8 | 8.1 | 3.9 | 0.6 | -0.6 | -3.9 | 5.6 | 5.6 | 8.9 | 5.6 | 17.2 | 15.6 | 12.8 | 5.6 | 19.4 | 18.3 | 15 | 8.3 | 16.1 | 12.8 | 4.4 | 0.6 | 10 | 8.9 | 6.1 | 3.3 | 14.4 | 10.3 | 7.2 | 6.7 | 2.2 | -0.6 | 12.8 | 2.8 | 2.8 | -3.3 | -2 | -5.9 | 12.2 | -6.4 | 7.2 | -1.1 | 8.3 | 8.3 | 9.3 | -0.3 | 3.3 | 1.7 | 10 | 4.4 | 15 | 14.4 | 13.3 | 7.8 | 6 | 6 | 0.6 | -2.2 | 9.8 | 6.7 | 15.6 | 10 | 13.9 | 5 | 2 | 0 | 16.7 | 16.7 | 15.2 | 11 | 13.3 | 12.2 | 10.6 | 8.3 | 18.3 | 12.2 | 7.2 | 7.2 | 25.6 | 22.8 | 11.7 | 2.8 | 21.7 | 20.6 | 20 | 18.3 | 11.1 | 10 | 10 | 3.3 | 4.4 | 3.9 | 13.3 | 5.6 | 14.4 | 11.1 | 9.4 | 4.4 | 5 | 3.9 | 12.8 | 11.7 | 4.4 | -6.1 | 10.6 | -0.2
8 | -3 | 4.4 | 2.2 | 18.3 | 16.1 | 18.3 | 14.4 | 2.8 | -7.9 | 18.1 | 4 | 8 | 7 | 10 | 2.8 | 15 | 10 | 14.4 | 10 | 10.6 | 4.4 | 13.9 | 11.7 | 12.8 | -0.6 | 16.7 | 0 | 22 | 21 | 21.7 | 18.9 | 20 | 15.6 | 20.6 | 20.6 | 20 | 17.2 | 16.7 | 10.6 | 23.3 | 18.3 | 15.6 | 5.6 | 5 | 2.8 | 12.8 | 2.2 | 9.4 | 6.7 | 13.3 | 6.1 | 13.9 | 7.8 | 20 | 20 | 23.3 | 20 | 9.4 | 3.3 | 11 | 7 | 6.7 | 2.8 | 17.2 | 8.9 | 6.7 | 1.1 | -0.6 | -3.9 | 6.1 | 6.1 | 9.4 | 6.1 | 17.8 | 15.6 | 15.6 | 6.1 | 20.9 | 18.5 | 17.2 | 8.3 | 19.3 | 13.9 | 6.7 | 0.6 | 13.3 | 10.6 | 7.8 | 3.3 | 14.4 | 9.4 | 7.8 | 6.7 | 6.5 | 2 | 13.3 | 3.9 | 7.2 | -1.7 | -1.1 | -6.1 | 12.8 | -6.7 | 8.3 | -1.1 | 8.3 | 8.3 | 8.9 | -0.6 | 3.9 | 2.2 | 10.6 | 5.6 | 14.4 | 14.4 | 12.8 | 7.2 | 6 | 5 | 1.7 | -1.7 | 10 | 6.7 | 17.2 | 11.1 | 15.6 | 6.1 | 2 | 0 | 16.7 | 16.7 | 15 | 11.1 | 15 | 12.5 | 11.1 | 8.9 | 20.6 | 12.2 | 7.8 | 7.7 | 26.7 | 23 | 16.1 | 3.3 | 22.4 | 20.1 | 20 | 18.3 | 13.7 | 11.8 | 13.9 | 3.9 | 8.3 | 6.7 | 15 | 6.1 | 15.6 | 11.1 | 10 | 4.4 | 5.6 | 4.4 | 12.8 | 10.6 | 6.1 | -5 | 12.2 | 1.2
9 | -4 | 5.6 | 3.3 | 21.1 | 16.7 | 21.1 | 15.6 | 7.2 | -10 | 20 | 4.4 | 10 | 8 | 11.9 | 3.4 | 15.6 | 10 | 15.9 | 9.8 | 12.2 | 4.4 | 16.1 | 12.8 | 16.7 | -2.2 | 18.9 | 0 | 24 | 22 | 23.3 | 18.9 | 21.1 | 16.1 | 21.5 | 20.7 | 22.8 | 17.8 | 18.9 | 11.7 | 25.6 | 17.8 | 16.1 | 5 | 5.6 | 3.3 | 16.1 | 1.7 | 11.7 | 5.6 | 16.1 | 5.6 | 16.5 | 9 | 21.1 | 21.1 | 25.6 | 19.4 | 11.1 | 3.9 | 12 | 8 | 9.4 | 3.9 | 20.4 | 9.7 | 9.4 | 1.1 | 1.1 | -3.3 | 7.8 | 7.2 | 10.6 | 6.1 | 18.3 | 15.6 | 16.7 | 5 | 22.4 | 18.4 | 18.9 | 7.2 | 22.4 | 14.3 | 7.8 | 1.1 | 16.1 | 10.6 | 9.4 | 3.3 | 15 | 9.6 | 10 | 7.8 | 10.7 | 4 | 15 | 4.4 | 10 | -0.6 | -0.4 | -5.2 | 13.7 | -6.3 | 8.9 | -1.1 | 8.9 | 8.9 | 9.5 | -0.3 | 5 | 2.8 | 11.7 | 5 | 15.6 | 15 | 13.3 | 3.9 | 6 | 6 | 4.3 | -0.9 | 11.1 | 7.1 | 18.9 | 11.7 | 17.2 | 6.7 | 0 | 0 | 18.9 | 16.7 | 18.3 | 10.9 | 16.6 | 12.8 | 14.4 | 10.6 | 22.2 | 15 | 8.3 | 7.9 | 27.8 | 23 | 18.9 | 2.8 | 23.2 | 20 | 21.1 | 18.3 | 16.3 | 13.4 | 17.8 | 4.4 | 12.8 | 6.7 | 17.2 | 7.2 | 17.8 | 12.2 | 11.7 | 4.7 | 6.7 | 5.6 | 14.4 | 10.6 | 8.9 | -6.7 | 13.9 | 2.2
9 | -5 | 5.6 | 2.8 | 24.4 | 15 | 23.3 | 16.1 | 8.7 | -9.1 | 21.5 | 4.1 | 10 | 8 | 13.7 | 3.8 | 17.2 | 10.6 | 17.4 | 9.3 | 12.8 | 4.4 | 17.8 | 12.8 | 20.6 | -2.8 | 20 | -1.1 | 26 | 22 | 23.3 | 17.2 | 23.9 | 13.9 | 22.4 | 20.5 | 24.4 | 18.3 | 21.1 | 12.8 | 26.1 | 18.3 | 15.6 | 7.2 | 7.2 | 3.9 | 17.2 | 1.7 | 14.4 | 4.4 | 19.4 | 7.2 | 19.1 | 9.6 | 21.7 | 21.7 | 26.7 | 18.9 | 13.9 | 2.2 | 12 | 7 | 12.2 | 3.9 | 23.5 | 10.2 | 11.7 | 1.1 | 3.3 | -2.2 | 8.3 | 7.2 | 10.6 | 6.7 | 18.9 | 15.6 | 19.4 | 3.9 | 23.9 | 18.3 | 20 | 6.7 | 25.6 | 14.4 | 10 | 1.1 | 17.8 | 11.7 | 10.6 | 3.3 | 15.5 | 9.9 | 11.7 | 9.4 | 15 | 5.6 | 17.2 | 4.4 | 12.8 | -0.6 | 0.4 | -4.6 | 14.7 | -6.6 | 11.1 | -0.6 | 9.4 | 8.9 | 10 | -0.4 | 6.1 | 2.8 | 11.1 | 5 | 16.1 | 15 | 15 | 0.6 | 7 | 6 | 6.8 | -1 | 12.2 | 7.3 | 20.6 | 12.2 | 17.8 | 6.1 | 0 | 0 | 22.2 | 15.6 | 21.7 | 9.9 | 18.3 | 12.8 | 18.3 | 10.6 | 23.3 | 15.6 | 8.9 | 8.3 | 28.9 | 22.8 | 21.7 | 2.8 | 23.9 | 19.4 | 24.4 | 18.3 | 18.9 | 15 | 20 | 3.3 | 16.1 | 6.7 | 18.3 | 7.8 | 19.4 | 12.8 | 13.3 | 4.5 | 9.4 | 8.3 | 16.1 | 11.1 | 10 | -6.7 | 16.1 | 1.8
11 | -4 | 7.2 | 2.2 | 25.6 | 16.1 | 26.1 | 14.4 | 10.2 | -8.9 | 22.9 | 4 | 12 | 8 | 15.6 | 3.9 | 17.8 | 10 | 18.9 | 8.9 | 13.9 | 4.4 | 20.6 | 13.3 | 22.8 | -6.7 | 20.6 | -2.8 | 27 | 21 | 25 | 17.2 | 25.6 | 14.4 | 23.3 | 20.6 | 26.1 | 18.3 | 23.3 | 12.8 | 27.2 | 18.9 | 17.2 | 6.7 | 8.3 | 3.9 | 18.9 | 1.1 | 17.2 | 4.4 | 21.7 | 7.8 | 21.7 | 10 | 23.3 | 21.7 | 27.2 | 20 | 14.4 | 2.8 | 13 | 7 | 15.6 | 3.9 | 26.7 | 10 | 12.8 | 0.6 | 5 | -1.1 | 7.8 | 7.2 | 12.2 | 7.8 | 19.8 | 14.9 | 20.6 | 3.3 | 25 | 17.5 | 22.2 | 3.3 | 26.9 | 14.7 | 12.2 | 0 | 20 | 11.7 | 12.2 | 3.9 | 16.1 | 10 | 12.8 | 9.4 | 16.3 | 5.6 | 18.3 | 3.9 | 13.9 | -2.8 | 1.1 | -5 | 15.6 | -8.3 | 11.1 | -1.1 | 11.1 | 8.3 | 10.6 | -0.6 | 6.7 | 3.9 | 11.7 | 5.6 | 17.2 | 15 | 15.6 | 0.6 | 7 | 6 | 9.4 | -1.7 | 13.3 | 7.8 | 22.8 | 12.8 | 16.7 | 7.2 | 0 | 0 | 25 | 14.4 | 25 | 6.7 | 19.6 | 12.6 | 20.6 | 10 | 25.6 | 15.6 | 11.9 | 8.6 | 30.2 | 22.9 | 23.3 | 3.3 | 25.2 | 19.1 | 26.7 | 18.3 | 20.7 | 15.3 | 22.8 | 2.2 | 17.8 | 3.3 | 18.9 | 6.7 | 20.6 | 13.3 | 15 | 4.4 | 13.3 | 10.6 | 18.3 | 11.7 | 11.1 | -6.1 | 18.4 | 1
12 | -4 | 7.2 | 2.2 | 27.2 | 15 | 26.7 | 13.3 | 11.7 | -10.6 | 24.4 | 3.3 | 12 | 8 | 17.8 | 4 | 18.3 | 10.6 | 20.6 | 8.9 | 11.7 | 6.1 | 22.8 | 13.3 | 23.9 | -7.8 | 23.3 | -3.3 | 27 | 22 | 25 | 17.2 | 26.7 | 13.9 | 25 | 20.5 | 26.7 | 18.3 | 24.4 | 13.9 | 25.6 | 19.4 | 20 | 7.2 | 9.4 | 3.9 | 20.6 | -1.7 | 18.3 | 3.3 | 24.4 | 8.9 | 22.8 | 10.3 | 24.4 | 20.6 | 28.3 | 18.9 | 15 | 3.9 | 14 | 7 | 16.7 | 5.6 | 25.6 | 10.7 | 13.9 | 2.2 | 5.6 | -2.2 | 7.8 | 7.8 | 13.3 | 6.7 | 20.8 | 14 | 22.2 | 4.4 | 26.1 | 16.1 | 23.9 | 1.1 | 28.1 | 14.4 | 13.3 | 1.1 | 21.7 | 12.8 | 13.3 | 3.3 | 15.9 | 8.4 | 15 | 11.1 | 17.6 | 5.6 | 20 | 3.9 | 15.6 | -5 | 1.8 | -4 | 16.5 | -7 | 14.4 | -3.9 | 11.1 | 8.3 | 10.6 | -1 | 7.2 | 4.4 | 12.2 | 5.6 | 18.9 | 15.6 | 16.7 | 0.6 | 7 | 6 | 11.3 | -1.9 | 14.4 | 8.2 | 23.3 | 12.8 | 17.2 | 7.8 | 1 | 0 | 26.1 | 13.9 | 26.5 | 7.1 | 20.9 | 12.1 | 22.8 | 9.4 | 26.1 | 15 | 14.8 | 8.1 | 31.5 | 23.1 | 24.4 | 2.8 | 26.5 | 18.9 | 27.8 | 18.3 | 22.6 | 15.2 | 24.4 | 4.4 | 20 | 3.3 | 22.2 | 7.8 | 21.1 | 13.3 | 16.5 | 5.2 | 17.2 | 12.2 | 20 | 12.2 | 12.8 | -6.1 | 20.6 | -1.1
12 | -4 | 8.3 | 2.2 | 26.7 | 15.6 | 27.8 | 13.3 | 13.5 | -10.5 | 25.9 | 3.2 | 13 | 9 | 20 | 4.1 | 20 | 11.1 | 22.2 | 8.7 | 14.4 | 5.6 | 21.1 | 13.9 | 24.4 | -8.9 | 23.9 | -3.9 | 27 | 22 | 25 | 17.2 | 28.3 | 12.2 | 26.6 | 20.2 | 26.7 | 19.4 | 26.1 | 11.7 | 25 | 19.4 | 20.6 | 5.6 | 10 | 3.9 | 22.2 | -1.7 | 19.4 | 3.9 | 26.7 | 10 | 23.9 | 10.6 | 26.7 | 20.6 | 28.9 | 18.9 | 15.6 | 3.3 | 16 | 4 | 20 | 6.1 | 24.4 | 10.7 | 15 | 2.8 | 6.7 | -1.1 | 7.8 | 7.8 | 14.4 | 7.2 | 21.7 | 12.8 | 23.3 | 2.8 | 27.2 | 14.4 | 25.6 | 0.6 | 29.4 | 14.4 | 12.8 | 1.1 | 24.4 | 12.2 | 15 | 3.3 | 15.8 | 7.1 | 16.7 | 11.1 | 18.9 | 5 | 21.1 | 4.4 | 17.2 | -5 | 2.6 | -3.3 | 17.4 | -6.3 | 15 | -3.3 | 11.7 | 9.4 | 10.6 | -1.8 | 7.8 | 5.6 | 13.3 | 5.6 | 17.8 | 15 | 17.8 | -1.1 | 8 | 5 | 13.1 | -2.8 | 15.6 | 8.6 | 24.4 | 12.8 | 17.8 | 7.8 | 2 | -5 | 27.8 | 12.8 | 27.9 | 7.2 | 22.2 | 11.7 | 24.4 | 9.4 | 26.1 | 13.9 | 17.8 | 6.7 | 32.8 | 22.8 | 26.1 | 2.8 | 27.8 | 18.3 | 28.9 | 17.8 | 24.4 | 15 | 26.7 | 5 | 21.1 | 3.3 | 22.2 | 6.7 | 22.8 | 12.8 | 17.9 | 5.8 | 20.6 | 12.8 | 22.8 | 11.7 | 13.9 | -6.1 | 21.3 | -1.1
14 | -2 | 7.8 | 3.3 | 27.2 | 15 | 28.3 | 13.9 | 15.4 | -11.5 | 27.4 | 2.5 | 13 | 9 | 22.2 | 3.3 | 18.9 | 10.6 | 23.9 | 8.3 | 11.7 | 6.7 | 19.4 | 13.3 | 25.6 | -7.8 | 23.9 | -3.9 | 28 | 22 | 25.6 | 17.8 | 28.9 | 12.2 | 28.3 | 20 | 27.2 | 19.4 | 26.7 | 11.7 | 26.1 | 18.9 | 23.3 | 6.1 | 11.1 | 3.3 | 21.7 | -1.7 | 20.6 | 5 | 28.3 | 11.1 | 25 | 10.6 | 27.8 | 17.8 | 28.9 | 19.4 | 16.1 | 3.3 | 16 | 7 | 20.6 | 6.1 | 23.3 | 11.1 | 15.6 | 3.3 | 7.2 | -1.1 | 8.3 | 7.2 | 16.7 | 7.2 | 22.1 | 12.7 | 23.9 | 2.8 | 27.8 | 14.1 | 26.1 | 0 | 29.6 | 14.2 | 13.3 | 1.1 | 25 | 11.1 | 15.6 | 3.9 | 15.6 | 5 | 18.9 | 11.7 | 19.3 | 4.3 | 21.7 | 6.7 | 17.8 | -6.1 | 3.3 | -3.3 | 18.3 | -7.2 | 12.8 | -3.9 | 11.1 | 9.4 | 10.6 | -2.8 | 8.3 | 5.6 | 15 | 5 | 17.2 | 15 | 18.3 | 0 | 7 | 7 | 15 | -5 | 16.7 | 8.9 | 26.1 | 12.8 | 16.7 | 7.8 | 4 | -2 | 28.9 | 12.8 | 29.4 | 7.2 | 22.6 | 11.7 | 25.6 | 9.4 | 27.8 | 15.6 | 20 | 5.3 | 33 | 22.8 | 27.2 | 2.8 | 27.6 | 18.9 | 28.3 | 17.8 | 25 | 15.4 | 27.2 | 5 | 21.7 | 2.8 | 23.9 | 6.1 | 23.9 | 13.9 | 19.4 | 6.7 | 21.7 | 11.7 | 23.3 | 10.6 | 15 | -5.6 | 22.1 | -1.1
14 | -2 | 7.2 | 2.8 | 26.7 | 14.4 | 29.4 | 13.9 | 17.2 | -16.1 | 28.9 | 2.2 | 14 | 10 | 23.1 | 2 | 19.4 | 11.1 | 24.6 | 7.3 | 13.3 | 5 | 20.6 | 13.3 | 26.7 | -6.1 | 25.6 | -5 | 28 | 22 | 25.6 | 17.8 | 28.9 | 11.7 | 28.5 | 19.7 | 27.2 | 19.4 | 27.2 | 11.7 | 24.4 | 20.6 | 24.4 | 5.6 | 11.7 | 3.9 | 22.8 | -1.1 | 21.1 | 1.1 | 29.4 | 10 | 25.2 | 10.3 | 26.1 | 18.9 | 28.9 | 19.4 | 16.1 | 3.9 | 14 | 7 | 22.8 | 7.2 | 21.5 | 11.3 | 16.7 | 4.4 | 7.8 | -2.2 | 8.3 | 8.3 | 17.2 | 6.7 | 22.4 | 12.4 | 24.4 | 2.8 | 28.3 | 13.5 | 26.7 | -0.6 | 29.8 | 14 | 12.8 | 1.1 | 25.6 | 7.8 | 16.7 | 3.9 | 15.2 | 5.7 | 19.4 | 10 | 19.6 | 3.3 | 23.3 | 3.3 | 20.6 | -6.7 | 4.1 | -3 | 18.3 | -6.4 | 11.7 | -3.3 | 11.1 | 8.9 | 10.2 | -2.8 | 8.9 | 5.6 | 17.2 | 2.2 | 17.8 | 15 | 19.4 | -0.6 | 7 | 7 | 15.6 | -4.3 | 17.8 | 8.9 | 27.2 | 13.3 | 15 | 6.1 | 6 | -2 | 28.9 | 11.7 | 30.3 | 7.5 | 22.9 | 11.7 | 26.1 | 10.6 | 27.8 | 15.6 | 22.2 | 2.8 | 33.1 | 22.9 | 28.9 | 2.2 | 27.4 | 19.5 | 29.4 | 18.3 | 25.5 | 15.8 | 27.2 | 3.9 | 22.2 | 3.3 | 24.4 | 6.1 | 23.9 | 12.2 | 18.5 | 6.7 | 22.8 | 10 | 24.4 | 9.4 | 16.7 | -4.4 | 22.8 | -1.7
16 | -2 | 7.2 | 2.2 | 27.8 | 14.4 | 28.3 | 15 | 16.8 | -13.4 | 29.1 | 0.7 | 14 | 9 | 24.1 | 0.4 | 17.2 | 11.7 | 25.4 | 6.6 | 14.4 | 4.4 | 18.3 | 13.3 | 26.7 | -6.7 | 24.4 | -5 | 28 | 22 | 25.6 | 17.8 | 28.9 | 11.7 | 28.7 | 19.6 | 27.8 | 19.4 | 27.2 | 11.7 | 24.4 | 20.6 | 25 | 5.6 | 11.7 | 3.3 | 21.7 | -1.1 | 20.6 | 0.6 | 30.6 | 5 | 25.4 | 9.7 | 26.7 | 17.8 | 28.9 | 19.4 | 15.6 | 4.4 | 14 | 4 | 23.3 | 7.8 | 19.6 | 10.9 | 16.1 | 6.1 | 7.8 | -2.8 | 7.8 | 6.1 | 17.2 | 7.2 | 22.8 | 12.2 | 25 | 2.8 | 28.9 | 12.8 | 26.7 | -0.6 | 30 | 13.9 | 12.8 | 0 | 26.7 | 4.4 | 16.7 | 3.3 | 14.8 | 6.4 | 20.6 | 9.4 | 20 | 2.2 | 23.3 | 5 | 22.2 | -6.1 | 4.8 | -3.5 | 18.3 | -5.7 | 11.1 | -5 | 13.9 | 8.9 | 9.8 | -3.4 | 10 | 5.6 | 17.2 | -0.6 | 17.8 | 15 | 20 | 0 | 7 | 7 | 16.1 | -4.4 | 18.9 | 9.2 | 26.7 | 11.1 | 17.2 | 7.8 | 8 | -1 | 30 | 10.6 | 31.3 | 7.7 | 23.3 | 11.7 | 26.7 | 8.9 | 27.2 | 14.4 | 24.4 | -1.1 | 33.3 | 22.8 | 28.9 | 0 | 27.2 | 20 | 28.3 | 18.9 | 26.1 | 16.1 | 28.3 | 1.1 | 23.3 | 2.8 | 24.4 | 5.6 | 23.9 | 13.3 | 17.6 | 6.8 | 23.3 | 8.3 | 23.9 | 8.3 | 16.7 | -4.4 | 23 | -1.6
17 | -1 | 5.6 | 3.3 | 28.3 | 13.9 | 28.9 | 14.4 | 16.5 | -13.6 | 29.2 | -1.8 | 14 | 9 | 25 | -1.7 | 16.7 | 11.1 | 26.1 | 5 | 13.9 | 5.6 | 16.1 | 12.8 | 26.1 | -7.2 | 25 | -5.6 | 28 | 22 | 25 | 17.8 | 29.4 | 11.7 | 28.9 | 19.4 | 27.8 | 17.8 | 27.2 | 12.8 | 26.7 | 19.4 | 24.4 | 5.6 | 12.2 | 2.8 | 21.1 | -2.2 | 21.7 | 3.3 | 31.1 | 4.4 | 25.6 | 9.4 | 26.7 | 17.8 | 28.3 | 20 | 15.6 | 4.4 | 16 | 5 | 23.3 | 5.6 | 17.8 | 10.6 | 16.7 | 6.7 | 7.2 | -2.2 | 8.3 | 6.1 | 16.1 | 6.7 | 22.8 | 10.6 | 25 | 2.8 | 28.2 | 11.8 | 27.2 | 1.1 | 28.7 | 14.2 | 12.2 | 0 | 26.1 | 5 | 15.6 | 7.2 | 14.4 | 6.7 | 21.7 | 10.6 | 20 | 1.9 | 24.4 | 3.9 | 22.2 | -5.6 | 5.6 | -4.4 | 18.3 | -6.7 | 11.1 | -3.9 | 14.4 | 8.9 | 9.4 | -4.4 | 10 | 5.6 | 17.8 | 0 | 18.9 | 14.4 | 20.6 | 1.7 | 7 | 6 | 16.7 | -5 | 20 | 8.9 | 26.7 | 12.8 | 18.3 | 5.6 | 11 | -1 | 26.1 | 11.7 | 32.2 | 7.8 | 22.9 | 10.4 | 26.7 | 9.4 | 28.3 | 13.9 | 22.9 | 2.4 | 31.6 | 22.9 | 29.4 | 0 | 25.9 | 20.3 | 29.4 | 18.9 | 26.3 | 16 | 27.2 | 2.2 | 23.9 | 2.8 | 24.4 | 4.4 | 21.7 | 12.8 | 16.7 | 6.7 | 22.8 | 8.9 | 24.4 | 7.2 | 16.7 | -3.9 | 23.1 | -2.9
16 | -2 | 7.2 | 2.8 | 27.8 | 13.9 | 28.3 | 13.9 | 16.1 | -13.9 | 29.4 | -4.4 | 14 | 9 | 23.3 | -2.1 | 16.7 | 11.1 | 24.6 | 5.4 | 13.3 | 5.6 | 16.1 | 13.6 | 26.1 | -7.2 | 25.6 | -5 | 28 | 22 | 23.3 | 17.8 | 29.4 | 12.2 | 28 | 19.3 | 27.2 | 17.8 | 26.7 | 12.2 | 25.6 | 18.9 | 23.9 | 7.2 | 13.3 | 2.8 | 19.4 | -1.7 | 21.7 | 3.9 | 31.1 | 5 | 24.5 | 9.3 | 26.7 | 17.8 | 27.8 | 19.4 | 15.6 | 3.3 | 13 | 7 | 25 | 3.9 | 17.1 | 11 | 16.1 | 6.1 | 7.2 | -4.4 | 7.8 | 5.6 | 13.3 | 5.6 | 22.8 | 9.3 | 25 | 3.3 | 27.4 | 11.1 | 26.7 | 1.1 | 27.4 | 14.8 | 11.7 | 0 | 25 | 6.7 | 12.8 | 8.9 | 13.9 | 6.3 | 21.7 | 10.6 | 20 | 0.9 | 24.4 | 4.4 | 22.2 | -10.6 | 4.7 | -2.7 | 17.8 | -6.7 | 10 | -6.1 | 13.3 | 8.9 | 8.9 | -3.8 | 9.4 | 5.6 | 17.8 | -1.7 | 19.4 | 14.4 | 20 | 1.7 | 7 | 7 | 15.9 | -3.6 | 18.9 | 9.2 | 25 | 12.8 | 18.3 | 6.1 | 13 | 0 | 26.7 | 10.6 | 30.5 | 8.9 | 22.6 | 9.4 | 27.2 | 8.9 | 27.8 | 13.9 | 21.5 | 5.4 | 30 | 23 | 28.9 | -0.6 | 24.6 | 20.5 | 29.4 | 18.3 | 26.5 | 15.9 | 28.9 | 2.8 | 23.3 | 3.9 | 23.9 | 4.4 | 20 | 13.3 | 15.8 | 6.5 | 22.2 | 9.4 | 24.4 | 6.1 | 15.6 | -2.8 | 23.3 | -3.9
16 | 0 | 8.3 | 2.8 | 26.1 | 14.4 | 26.1 | 15 | 13.7 | -11.1 | 28.1 | -2.5 | 14 | 8 | 21.7 | -2 | 15.6 | 11.1 | 23.2 | 5.6 | 12.2 | 5 | 15 | 13.2 | 23.9 | -4.4 | 25 | -5 | 26 | 22 | 22.2 | 17.8 | 28.9 | 11.1 | 27 | 18.6 | 26.1 | 17.2 | 26.7 | 12.8 | 24.4 | 18.3 | 23.9 | 5.6 | 13.3 | 1.7 | 19.4 | -3.3 | 21.7 | 3.3 | 30 | 6.1 | 23.3 | 9.4 | 25.6 | 17.2 | 26.7 | 19.4 | 14.4 | 3.9 | 14 | 6 | 21.1 | 5.6 | 16.3 | 11.1 | 16.1 | 5.6 | 6.7 | -5 | 7.2 | 5 | 11.1 | 4.4 | 22.8 | 7.2 | 23.3 | 3.3 | 26.7 | 10 | 25.6 | 1.7 | 26.1 | 15 | 11.1 | 0 | 23.3 | 9.4 | 11.1 | 9.4 | 13.3 | 5.5 | 19.4 | 10.6 | 20 | 0.6 | 22.2 | 5.6 | 22.8 | -9.4 | 3.7 | -2 | 17.2 | -7.2 | 8.9 | -4.4 | 12.2 | 9.4 | 8.3 | -3.7 | 8.9 | 5 | 17.8 | -2.2 | 18.3 | 14.4 | 19.4 | 1.1 | 8 | 7 | 15.2 | -2.4 | 17.8 | 8.9 | 24.4 | 12.2 | 17.8 | 3.3 | 14 | 0 | 23.9 | 13.3 | 28.9 | 10.1 | 22.2 | 7.8 | 26.1 | 9.4 | 26.7 | 15 | 20 | 7.2 | 28.3 | 22.8 | 28.3 | -1.1 | 23.3 | 20.6 | 28.3 | 17.8 | 26.7 | 15.6 | 28.3 | 2.2 | 21.7 | 6.7 | 22.2 | 2.2 | 19.4 | 13.3 | 14.8 | 6.4 | 21.7 | 10 | 23.9 | 4.4 | 16.1 | -3.9 | 20.2 | -3.1
14 | -1 | 6.1 | 2.8 | 21.1 | 15 | 25.6 | 15 | 11.3 | -10.2 | 26.9 | -2.5 | 14 | 8 | 20 | -3.3 | 14.4 | 10.6 | 21.7 | 5.6 | 11.1 | 5.6 | 15 | 14.1 | 21.7 | -3.3 | 22.2 | -6.7 | 24 | 20 | 21.1 | 18.3 | 27.8 | 12.2 | 26.1 | 18.3 | 24.4 | 17.2 | 25 | 13.3 | 23.3 | 18.3 | 22.8 | 6.7 | 13.3 | 1.7 | 17.2 | -3.9 | 20.6 | 4.4 | 26.7 | 9.4 | 22.2 | 8.9 | 23.3 | 18.9 | 25 | 20 | 14.4 | 4.4 | 14 | 6 | 18.3 | 5 | 15.6 | 11.1 | 13.3 | 4.4 | 5.6 | -5 | 7.8 | 7.2 | 11.1 | 4.4 | 20.4 | 7.8 | 20 | 3.3 | 24.3 | 12.9 | 23.9 | 2.2 | 23.1 | 15.2 | 10 | 0.6 | 22.2 | 5 | 9.4 | 8.9 | 12.8 | 5 | 16.7 | 12.2 | 17.8 | 0.4 | 21.1 | 4.4 | 20 | -8.9 | 2.8 | -1.7 | 16.7 | -9.4 | 7.8 | -6.1 | 11.1 | 10 | 7.8 | -4.4 | 8.3 | 5 | 16.1 | -1.1 | 17.2 | 14.4 | 18.3 | 2.2 | 8 | 6 | 14.4 | -2.2 | 16.7 | 8.9 | 23.3 | 12.2 | 16.7 | 1.1 | 13 | 0 | 21.7 | 15 | 27.2 | 10.6 | 19.2 | 8.3 | 22.8 | 9.4 | 24.4 | 15 | 18.3 | 6.5 | 27.6 | 22.8 | 25.6 | -1.7 | 21.8 | 19.7 | 25.6 | 18.3 | 25.8 | 15.8 | 22.8 | 6.7 | 18.9 | 6.7 | 21.1 | 1.1 | 18.9 | 13.9 | 13.9 | 6.1 | 20 | 10.6 | 22.2 | 3.3 | 15 | -2.8 | 17 | -3.3
13 | -2 | 5.6 | 2.8 | 20 | 15 | 26.1 | 15.6 | 8.9 | -11.1 | 25.6 | -2.2 | 13 | 8 | 18.5 | -1.2 | 13.9 | 10.6 | 18.7 | 7.5 | 10.6 | 6.1 | 14.4 | 14.1 | 20 | -2.8 | 19.4 | -7.8 | 24 | 22 | 20.6 | 17.8 | 27.8 | 18.3 | 24.6 | 19 | 21.7 | 17.8 | 23.3 | 13.3 | 23.3 | 18.3 | 19.4 | 7.8 | 10.6 | 1.7 | 15.6 | -6.1 | 18.9 | 5 | 23.9 | 12.2 | 20.5 | 8.8 | 21.7 | 18.9 | 24.4 | 20.6 | 13.3 | 4.4 | 11 | 6 | 16.7 | 5 | 14.7 | 11.3 | 11.1 | 3.9 | 3.9 | -5.6 | 7.8 | 6.1 | 8.3 | 3.9 | 18 | 7.8 | 17.8 | 1.7 | 21.8 | 14.2 | 22.8 | 2.8 | 20.2 | 15 | 8.9 | 0 | 21.1 | 7.2 | 8.9 | 7.2 | 12.6 | 4.6 | 15 | 11.7 | 15.5 | 0.5 | 19.4 | 4.4 | 18.3 | -7.8 | 2.4 | -1.7 | 15.6 | -7.7 | 6.7 | -4.4 | 10.6 | 10 | 7.4 | -3.9 | 8.3 | 5 | 14.4 | -2.2 | 16.7 | 14.4 | 15.6 | 2.8 | 7 | 6 | 12.6 | -0.9 | 15.2 | 8.2 | 22.2 | 12.2 | 15 | 1.1 | 12 | -1 | 18.9 | 16.1 | 24.6 | 11.6 | 16.3 | 8.1 | 21.7 | 10 | 22.8 | 15.6 | 16.7 | 6.3 | 26.8 | 22.9 | 22.8 | -1.1 | 20.4 | 19.2 | 25 | 18.3 | 24.8 | 15.7 | 19.4 | 8.3 | 16.7 | 6.7 | 20 | 2.2 | 17.2 | 12.8 | 13.2 | 5.6 | 18.9 | 9.4 | 20.6 | 3.3 | 15 | -1.7 | 13.9 | -4.4
8 | -2 | 5 | 2.2 | 17.2 | 15.6 | 26.1 | 15.6 | 6.1 | -8.7 | 24.3 | -2 | 11 | 8 | 17.1 | -0.5 | 13.9 | 10.6 | 15.8 | 8.3 | 10.6 | 6.1 | 14.4 | 13.9 | 17.2 | -2.2 | 18.3 | -7.2 | 23 | 22 | 20.6 | 18.3 | 25 | 18.3 | 23.2 | 19.8 | 21.7 | 18.3 | 22.2 | 13.3 | 23.9 | 18.3 | 19.4 | 7.2 | 8.3 | 3.3 | 10 | -1.1 | 17.2 | 5.6 | 22.8 | 11.1 | 18.9 | 8.3 | 20.6 | 18.9 | 23.9 | 20.6 | 12.8 | 4.4 | 9 | 6 | 15 | 4.4 | 13.7 | 11.3 | 11.1 | 4.4 | 3.3 | -7.8 | 7.8 | 5 | 6.1 | 2.8 | 15.6 | 7.2 | 16.7 | 1.7 | 19.4 | 15 | 21.7 | 2.8 | 17.2 | 14.4 | 7.8 | 0.6 | 18.9 | 9.4 | 7.8 | 7.2 | 12.4 | 4.4 | 14.4 | 11.1 | 13.3 | 0 | 17.8 | 5 | 17.2 | -8.3 | 2.1 | -2 | 14.4 | -7.9 | 6.7 | -5 | 10 | 10 | 7.1 | -4.1 | 7.8 | 5 | 12.8 | -1.7 | 16.7 | 14.4 | 14.4 | 3.3 | 7 | 6 | 10.7 | -0.1 | 13.7 | 7.5 | 21.7 | 12.8 | 12.8 | 2.8 | 11 | -3 | 21.7 | 13.9 | 22 | 11.7 | 13.3 | 7.2 | 20.6 | 11.1 | 21.7 | 15.6 | 15 | 5.6 | 26.1 | 22.8 | 18.9 | -1.7 | 18.9 | 18.3 | 23.3 | 18.3 | 23.9 | 15.6 | 20 | 7.8 | 14.4 | 7.2 | 19.4 | 2.2 | 17.2 | 13.3 | 12.4 | 4.9 | 16.7 | 9.4 | 19.4 | 2.8 | 12.8 | -0.6 | 13.2 | -3.9
4 | -4 | 4.4 | 1.7 | 17.2 | 15.6 | 19.4 | 15 | 3.4 | -8.2 | 23 | -3 | 12 | 7 | 15.6 | 0 | 13.9 | 10.6 | 12.8 | 8.3 | 10 | 6.7 | 14.4 | 13.2 | 15 | -1.7 | 16.1 | -7.8 | 23 | 22 | 20.6 | 18.3 | 23.3 | 18.9 | 21.7 | 20 | 21.7 | 18.9 | 21.1 | 13.3 | 23.3 | 17.8 | 19.4 | 3.3 | 6.7 | 3.3 | 8.9 | 0 | 16.1 | 5.6 | 21.7 | 11.1 | 17.2 | 7.8 | 20 | 18.9 | 23.9 | 20.6 | 12.8 | 3.3 | 9 | 6 | 13.9 | 4.4 | 12.8 | 11.1 | 10 | 5.6 | 1.7 | -6.1 | 6.1 | 3.9 | 2.8 | 0.6 | 15.4 | 7.7 | 16.1 | 1.7 | 18.3 | 14.8 | 20.6 | 2.2 | 16.7 | 14.2 | 7.2 | 1.1 | 20 | 8.3 | 8.3 | 7.8 | 12.2 | 3.9 | 13.9 | 11.7 | 11.5 | 0 | 16.7 | 6.7 | 15.6 | -8.9 | 1.7 | -2.8 | 13.3 | -8.9 | 5.6 | -3.9 | 9.4 | 9.4 | 6.7 | -5 | 7.2 | 5 | 12.8 | -0.6 | 15.6 | 13.9 | 15 | 2.8 | 7 | 6 | 8.9 | 0 | 12.2 | 6.7 | 20.6 | 12.8 | 10 | 2.2 | 11 | -3 | 20.6 | 12.2 | 19.4 | 11.7 | 12.2 | 7.3 | 18.3 | 11.7 | 18.9 | 15.6 | 13.3 | 6.4 | 25.7 | 22.8 | 16.7 | -1.1 | 18 | 17.4 | 21.7 | 18.3 | 22.4 | 16.2 | 17.8 | 5.6 | 11.7 | 7.8 | 18.9 | 3.9 | 16.7 | 13.3 | 11.7 | 4.4 | 17.2 | 10 | 17.2 | 3.3 | 10.6 | 1.7 | 12.4 | -3.8
2 | -3 | 4.4 | 1.7 | 15.6 | 15 | 20 | 16.1 | 0.6 | -9.4 | 21.7 | -3.9 | 12 | 6 | 14.1 | 0.7 | 13.3 | 10.6 | 12.2 | 8.3 | 10 | 6.1 | 14.4 | 13 | 13.9 | -1.7 | 17.2 | -7.2 | 23 | 22 | 20.6 | 18.3 | 22.2 | 19.4 | 21.7 | 20.4 | 22.2 | 19.4 | 20.6 | 13.3 | 23.3 | 17.2 | 17.8 | 1.7 | 6.1 | 2.8 | 7.8 | 0.6 | 15.6 | 5 | 21.1 | 11.7 | 16.5 | 8.2 | 18.9 | 17.8 | 23.3 | 20.6 | 12.8 | 3.3 | 8 | 5 | 13.3 | 5 | 11.7 | 9.3 | 11.1 | 4.4 | 1.7 | -6.1 | 5 | 5 | 1.7 | -1.1 | 15.2 | 8 | 16.7 | 1.7 | 17.2 | 14.3 | 20 | 2.2 | 16.1 | 14.1 | 7.2 | 2.8 | 19.4 | 10.6 | 8.3 | 7.2 | 10.5 | 4.7 | 12.8 | 11.1 | 9.6 | 0 | 16.7 | 5.6 | 13.9 | -9.4 | 1.5 | -2.5 | 13.5 | -8 | 3.9 | -3.3 | 8.9 | 8.9 | 6.5 | -4.6 | 7.2 | 5 | 14.4 | -1.1 | 15 | 14.4 | 13.9 | 3.9 | 7 | 6 | 7.2 | 0.2 | 11.3 | 6.9 | 19.4 | 12.8 | 9.4 | 2.2 | 11 | -5 | 20 | 12.2 | 20 | 13 | 11.1 | 7.4 | 17.2 | 11.7 | 17.2 | 15 | 11.7 | 7.1 | 25.4 | 22.9 | 15 | -1.1 | 17 | 16.1 | 21.7 | 17.8 | 20.9 | 16.5 | 16.7 | 5.6 | 10.6 | 7.2 | 18.3 | 4.4 | 16.7 | 13.9 | 10.6 | 4.5 | 16.7 | 10.6 | 16.7 | 4.4 | 6.1 | 2.8 | 11.7 | -4.4
2 | -2 | 5 | 1.1 | 15.6 | 15 | 19.4 | 16.1 | -0.5 | -8.2 | 20.2 | -3.7 | 10 | 6 | 12.6 | 0.7 | 13.3 | 10.6 | 11.7 | 8.4 | 10 | 6.1 | 14.4 | 12.3 | 12.2 | -7.8 | 16.7 | -7.2 | 23 | 22 | 20 | 18.3 | 22.2 | 19.4 | 21.7 | 20.9 | 22.2 | 20.6 | 19.4 | 13.3 | 24.4 | 16.7 | 16.7 | 2.8 | 5.6 | 3.3 | 5 | 0.6 | 14.4 | 5.6 | 20 | 12.8 | 15.7 | 8.2 | 20 | 19.4 | 23.3 | 20.6 | 12.2 | 3.3 | 8 | 6 | 12.7 | 4.9 | 10.5 | 7 | 9.4 | 4.4 | 1.7 | -6.1 | 3.9 | 3.9 | 1.7 | -0.6 | 15 | 8.3 | 15.6 | 1.7 | 16.1 | 13.9 | 17.2 | 3.9 | 15.6 | 13.9 | 6.7 | 3.3 | 17.2 | 9.4 | 7.2 | 6.7 | 8.9 | 4.9 | 12.2 | 11.1 | 7.8 | -0.6 | 16.1 | 4.4 | 12.2 | -8.9 | 1.3 | -2.6 | 13.7 | -7.9 | 1.7 | -3.9 | 8.9 | 8.9 | 6.3 | -4.7 | 7.2 | 5 | 15 | -0.6 | 15 | 13.3 | 13.3 | 3.3 | 6 | 4 | 5.6 | 0.3 | 10.3 | 6.7 | 18.9 | 12.2 | 8.9 | 2.2 | 9 | -3 | 18.9 | 12.2 | 20.5 | 14.4 | 10 | 7.2 | 16.7 | 11.1 | 16.1 | 15 | 10 | 7.2 | 25 | 22.8 | 13.3 | -0.6 | 16.1 | 15 | 20.6 | 17.2 | 19.4 | 16.7 | 17.8 | 5 | 10 | 6.7 | 17.8 | 4.4 | 15.6 | 13.3 | 9.4 | 4.4 | 16.1 | 9.4 | 16.1 | 4.4 | 4.4 | 2.8 | 11.5 | -3.7
0 | -4 | 5 | 1.1 | 15 | 14.4 | 19.4 | 16.1 | -1.7 | -8.1 | 18.7 | -3.6 | 8 | 4 | 11.1 | 0.6 | 13.3 | 10.6 | 11.1 | 8.3 | 8.3 | 6.1 | 14.4 | 11.4 | 11.7 | -0.6 | 15.6 | -7.8 | 23 | 22 | 20 | 18.3 | 21.1 | 19.4 | 21.7 | 21.1 | 22.2 | 20.6 | 18.9 | 12.8 | 22.8 | 16.7 | 16.1 | 3.9 | 5 | 2.8 | 5.6 | 1.1 | 13.3 | 6.1 | 18.9 | 11.1 | 15 | 8.3 | 18.3 | 18.3 | 23.3 | 20.6 | 12.2 | 3.9 | 7 | 5 | 12 | 4.5 | 9.4 | 5 | 8.9 | 3.9 | 0 | -5 | 3.3 | 3.3 | 0.6 | -2.2 | 14.3 | 7.2 | 13.9 | 0 | 15.7 | 13.9 | 16.7 | 2.2 | 14.8 | 13.4 | 6.7 | 2.8 | 14.4 | 8.9 | 7.2 | 5.6 | 7.2 | 5 | 12.8 | 10.6 | 6.1 | -0.2 | 15 | 3.9 | 11.7 | -8.9 | 1.1 | -3.3 | 13.9 | -9.4 | 1.7 | -4.4 | 8.3 | 8.3 | 6.1 | -6.1 | 6.7 | 4.4 | 15 | 0.6 | 14.4 | 11.1 | 13.3 | 3.9 | 4 | 3 | 3.9 | 0 | 9.4 | 6.7 | 18.9 | 12.2 | 8.3 | 1.7 | 11 | -4 | 18.3 | 12.2 | 21.1 | 15.6 | 10 | 6.4 | 15.6 | 11.7 | 16.1 | 15 | 9.3 | 7.1 | 25.2 | 22.9 | 13.3 | -0.6 | 16.3 | 15 | 20 | 17.2 | 19 | 16.8 | 17.8 | 4.4 | 8.9 | 7.2 | 17.8 | 5 | 15.6 | 13.3 | 8.3 | 4.4 | 15 | 8.9 | 15 | 3.9 | 3.9 | 1.7 | 11.3 | -3.5
1 | -2 | 5 | 0.6 | 15.6 | 15 | 18.9 | 16.1 | -2.8 | -8.9 | 17.2 | -5 | 8 | 4 | 10.5 | 1.1 | 13.3 | 11.1 | 10.5 | 8.1 | 8.9 | 6.7 | 14.4 | 11.2 | 11.1 | -0.6 | 15 | -7.2 | 23 | 22 | 19.4 | 18.3 | 20.6 | 19.4 | 21.9 | 21.2 | 22.2 | 20.6 | 18.9 | 12.8 | 22.8 | 16.7 | 15.6 | 4.4 | 3.9 | 2.2 | 4.4 | -0.6 | 13.3 | 5.6 | 16.1 | 6.1 | 14.8 | 8.5 | 17.2 | 17.2 | 22.8 | 20.6 | 12.2 | 4.4 | 7 | 4 | 11.4 | 4.4 | 8.7 | 4.9 | 6.7 | 3.3 | 0 | -5 | 1.7 | 1.7 | -0.6 | -3.3 | 13.5 | 6.2 | 12.8 | -1.1 | 15.4 | 14 | 17.2 | 0 | 14.1 | 12.9 | 6.1 | 3.3 | 16.1 | 7.2 | 6.7 | 5.6 | 6.3 | 4.5 | 12.2 | 5 | 4.5 | -0.3 | 15 | 3.9 | 11.1 | -8.9 | 1.1 | -3 | 12.6 | -8.1 | -0.6 | -5.6 | 7.2 | 7.2 | 5.5 | -5.1 | 6.1 | 4.4 | 14.4 | 1.7 | 13.9 | 9.4 | 11.1 | 4.4 | 2 | 2 | 3.2 | 0.2 | 8.3 | 6.3 | 18.3 | 12.2 | 8.9 | 2.2 | 10 | -3 | 17.8 | 11.7 | 19.3 | 15.4 | 10 | 5.6 | 15.6 | 12.2 | 16.1 | 15 | 8.5 | 7 | 25.4 | 22.9 | 13.3 | 0 | 16.5 | 15.1 | 20 | 17.8 | 18.7 | 17 | 16.1 | 5 | 7.8 | 6.7 | 17.2 | 5 | 13.3 | 12.2 | 7.9 | 4.3 | 14.4 | 9.4 | 13.9 | 3.9 | 4.4 | 1.7 | 11.1 | -3.9
-1 | -4 | 4.4 | -5 | 14.4 | 14.4 | 18.9 | 16.1 | -3.2 | -8.2 | 15.4 | -3.5 | 6 | 4 | 10 | 1.6 | 13.3 | 11.7 | 10 | 8 | 7.8 | 6.1 | 13.9 | 10.5 | 10.6 | -1.1 | 13.9 | -7.8 | 23 | 22 | 19.4 | 18.3 | 20.6 | 19.4 | 22 | 21.2 | 21.7 | 20 | 17.8 | 12.8 | 22.8 | 17.2 | 13.9 | 4.4 | 3.3 | 2.2 | 3.3 | -0.6 | 11.1 | 5.6 | 12.8 | 4.4 | 14.6 | 8.4 | 16.7 | 16.7 | 22.2 | 20.6 | 12.2 | 4.4 | 7 | 4 | 10.7 | 4 | 7.9 | 4.7 | 6.7 | 3.9 | 0 | -5.6 | 1.1 | 1.1 | -1.1 | -3.9 | 12.8 | 5 | 12.8 | -2.2 | 15 | 13.9 | 15.6 | -3.3 | 13.3 | 12.2 | 6.1 | 3.9 | 13.9 | 7.8 | 6.7 | 5.6 | 5.3 | 4 | 11.1 | 3.3 | 2.8 | -0.6 | 13.9 | 4.4 | 6.1 | -9.4 | 1.1 | -3.1 | 11.3 | -7.6 | -1.7 | -5.6 | 7.2 | 7.2 | 5 | -4.8 | 6.7 | 5 | 13.9 | 3.9 | 12.8 | 8.9 | 10.6 | 5.6 | 1 | 0 | 2.4 | 0.4 | 7.2 | 6 | 18.3 | 13.3 | 10 | 2.2 | 9 | -3 | 18.3 | 11.7 | 17.4 | 15.1 | 10 | 4.4 | 16.1 | 12.2 | 16.7 | 15 | 7.8 | 6.7 | 25.6 | 22.8 | 15 | 0 | 16.7 | 15 | 19.4 | 17.8 | 18.3 | 17.2 | 16.1 | 5 | 6.1 | 5 | 17.2 | 5 | 14.4 | 12.2 | 7.6 | 4.4 | 13.3 | 9.4 | 13.3 | 3.3 | 4.4 | 1.7 | 10.7 | -2.7
-2 | -4 | 3.9 | 0.6 | 15 | 15 | 17.8 | 15.6 | -3.5 | -8.3 | 13.5 | -2.9 | 8 | 5 | 9.4 | 1.7 | 13.3 | 11.1 | 9.4 | 7.8 | 7.8 | 6.1 | 13.3 | 9.3 | 11.7 | -2.2 | 13.3 | -7.8 | 24 | 22 | 18.9 | 18.3 | 20 | 19.4 | 22.2 | 21.1 | 21.7 | 20 | 17.8 | 12.8 | 22.2 | 16.7 | 12.8 | 5 | 3.3 | 2.2 | 3.3 | -0.6 | 11.1 | 5 | 11.7 | 3.3 | 14.4 | 8.3 | 16.1 | 16.1 | 22.8 | 20.6 | 12.2 | 4.4 | 7 | 4 | 10.1 | 3.8 | 7.2 | 4.4 | 6.1 | 3.3 | 0 | -5.6 | 1.1 | -0.6 | -1.7 | -4.4 | 11.9 | 5.3 | 12.8 | -3.9 | 15 | 13.9 | 14.4 | -3.9 | 13.3 | 12.2 | 5.6 | 3.3 | 11.7 | 8.3 | 6.7 | 5 | 4.4 | 3.3 | 10.6 | 2.2 | 5 | 0.5 | 12.8 | 5 | 7.2 | -8.9 | 1.1 | -3.9 | 10 | -8.9 | -2.2 | -5.6 | 6.7 | 6.7 | 4.4 | -5.6 | 6.1 | 5 | 10.6 | 2.2 | 12.8 | 8.9 | 10.6 | 5.6 | 0 | 0 | 1.7 | 0.6 | 6.1 | 5.6 | 18.3 | 13.3 | 12.2 | 2.2 | 9 | -3 | 18.3 | 11.7 | 15.6 | 14.4 | 8.7 | 4.3 | 15.6 | 12.2 | 16.1 | 15 | 7.8 | 6.6 | 25 | 22.7 | 21.7 | 0 | 15.9 | 14.6 | 19.4 | 17.8 | 18.3 | 17.2 | 17.2 | 4.4 | 6.1 | 5 | 16.7 | 5 | 13.3 | 11.7 | 7.2 | 4.4 | 13.3 | 10 | 10 | 3.9 | 4.4 | 1.7 | 10.4 | -2.3
-2 | -4 | 3.9 | 0.6 | 14.4 | 14.4 | 17.8 | 15.6 | -3.9 | -8.9 | 11.7 | -3.3 | 8 | 4 | 11.1 | 2.4 | 13.3 | 10.6 | 10.5 | 7.9 | 7.2 | 5.6 | 13.9 | 9.3 | 11.7 | -2.8 | 13.3 | -7.8 | 24 | 22 | 18.3 | 17.8 | 18.9 | 18.3 | 22.4 | 21.4 | 21.7 | 20.6 | 17.8 | 12.8 | 22.2 | 16.1 | 11.7 | 5 | 1.1 | -0.6 | 3.3 | -0.6 | 10.6 | 5 | 11.1 | 6.7 | 15 | 8.7 | 16.1 | 16.1 | 21.1 | 19.4 | 12.2 | 4.4 | 7 | 4 | 9.4 | 3.3 | 7.4 | 4.7 | 6.1 | 3.3 | 0 | -6.1 | 2.2 | 2.2 | -1.7 | -4.4 | 10.9 | 5.5 | 12.8 | -5.6 | 15 | 13.9 | 13.3 | -3.3 | 13.3 | 12.2 | 5.6 | 3.3 | 11.1 | 8.9 | 6.1 | 5 | 7.6 | 4.2 | 9.4 | 2.2 | 7.2 | 1.5 | 12.2 | 4.4 | 6.1 | -8.9 | 2 | -3.6 | 11.3 | -7.1 | -2.8 | -6.7 | 6.1 | 6.1 | 4.8 | -4.7 | 5.6 | 4.4 | 9.4 | 1.1 | 12.8 | 8.9 | 10.6 | 5 | -1 | -1 | 2.4 | 0.4 | 7.2 | 6.3 | 18.3 | 13.3 | 12.2 | 3.3 | 9 | -3 | 17.2 | 11.1 | 16 | 14.7 | 7.4 | 3.8 | 15 | 11.7 | 17.2 | 15.6 | 7.8 | 6.3 | 24.5 | 22.4 | 22.2 | 0.6 | 15.2 | 14.3 | 19.4 | 17.8 | 18.3 | 17.2 | 15 | 5 | 5.6 | 5 | 16.1 | 5 | 13.9 | 11.7 | 7.8 | 4.6 | 12.8 | 10.6 | 8.9 | 4.4 | 4.4 | 1.7 | 10 | -2.2
-1 | -3 | 4.4 | 0 | 15.6 | 15.6 | 18.3 | 15.6 | 1.1 | -5.5 | 14.8 | -3.1 | 9 | 6 | 12.7 | 3.1 | 13.3 | 10.6 | 11.7 | 8.2 | 8.3 | 6.7 | 13.3 | 10.4 | 13.3 | -2.2 | 15 | -5.6 | 24 | 22 | 17.8 | 17.8 | 18.9 | 18.9 | 22.6 | 21.6 | 21.7 | 20.6 | 18.3 | 13.3 | 22.2 | 17.2 | 11.7 | 5 | 0.6 | -1.1 | 5 | 0 | 10.6 | 5.6 | 10 | 5 | 15.5 | 8.8 | 16.1 | 16.1 | 21.7 | 20 | 12.8 | 4.4 | 7 | 4 | 10.6 | 3.9 | 7.6 | 4.9 | 5.6 | 3.3 | 1.1 | -7.8 | 3.9 | 2.8 | -1.1 | -3.9 | 10 | 5.6 | 12.2 | -3.9 | 15 | 13.9 | 13.3 | -2.2 | 13.3 | 12.2 | 5.6 | 3.3 | 13.3 | 8.9 | 6.1 | 5.6 | 10.7 | 4.4 | 8.9 | 1.7 | 9.4 | 2.2 | 11.7 | 5 | 5 | -8.9 | 3 | -3.7 | 12.6 | -6.6 | 0 | -5 | 7.2 | 7.2 | 5.2 | -4.8 | 6.1 | 5 | 7.8 | 0.6 | 12.8 | 8.9 | 10.6 | 3.9 | 0 | -1 | 3.2 | 0.2 | 8.3 | 6.9 | 18.3 | 13.3 | 11.7 | 4.4 | 10 | -3 | 17.2 | 11.1 | 16.3 | 14.9 | 6.1 | 3.3 | 13.3 | 11.1 | 17.2 | 15.6 | 7.8 | 6.1 | 23.9 | 22.2 | 20.6 | 0.6 | 14.4 | 13.9 | 19.4 | 17.8 | 18.3 | 17.2 | 15 | 6.1 | 6.7 | 5.6 | 17.2 | 5.6 | 13.3 | 11.7 | 8.3 | 4.9 | 13.3 | 11.1 | 7.8 | 4.4 | 3.3 | 1.7 | 11.5 | -0.8
3 | -3 | 4.4 | 0 | 20.6 | 18.9 | 20.6 | 17.2 | 6.1 | -3.6 | 18 | -3.6 | 12 | 7 | 14.4 | 3.3 | 13.9 | 10 | 12.8 | 8.3 | 10.6 | 7.8 | 13.9 | 12 | 17.2 | -2.2 | 17.2 | -4.4 | 25 | 22 | 19.4 | 17.8 | 19.4 | 19.4 | 22.8 | 21.7 | 21.7 | 20.6 | 18.3 | 13.3 | 22.8 | 17.8 | 11.7 | 5.6 | 3.9 | 2.2 | 7.2 | -0.6 | 11.7 | 5 | 11.7 | 3.9 | 16.1 | 8.9 | 19.4 | 18.9 | 21.7 | 20 | 13.3 | 3.9 | 8 | 5 | 12.8 | 5.6 | 7.8 | 5 | 9.4 | 6.7 | 1.1 | -7.2 | 4.4 | 3.3 | 3.3 | 0 | 13.1 | 5.8 | 11.7 | -1.1 | 15.2 | 13.6 | 13.3 | -0.6 | 17.2 | 14.3 | 5.6 | 3.3 | 13.9 | 9.4 | 7.2 | 5 | 13.9 | 3.9 | 9.4 | 2.2 | 8.3 | 2.5 | 11.1 | 5.6 | 10 | -7.8 | 3.9 | -5 | 13.9 | -7.2 | 3.9 | -3.3 | 9.4 | 8.9 | 5.6 | -5.6 | 8.3 | 6.7 | 10.6 | 1.1 | 13.3 | 8.9 | 11.7 | 5 | 3 | 2 | 3.9 | 0 | 9.4 | 7.8 | 18.3 | 13.9 | 12.8 | 6.1 | 11 | -3 | 18.3 | 11.7 | 16.7 | 15 | 10 | 4.8 | 13.9 | 11.1 | 18.9 | 16.7 | 10.2 | 6.7 | 25.4 | 22.5 | 22.2 | 0.6 | 16.6 | 14.6 | 19.4 | 17.8 | 19.2 | 17.4 | 20 | 5 | 11.1 | 8.9 | 17.8 | 6.1 | 14.4 | 11.7 | 8.9 | 5 | 13.9 | 11.7 | 10.6 | 5.6 | 3.3 | 1.7 | 12.9 | -0.3
7 | -2 | 4.4 | 0 | 22.8 | 19.4 | 24.4 | 18.3 | 11.1 | -2.8 | 21.1 | -6.1 | 13 | 7 | 17 | 3.3 | 15.6 | 10 | 15.8 | 9 | 12.2 | 6.7 | 15 | 12.8 | 21.7 | -1.1 | 18.9 | -5 | 26 | 22 | 22.2 | 19.4 | 21.1 | 20 | 24.3 | 21.6 | 22.8 | 20.6 | 20.6 | 14.4 | 25 | 18.3 | 12.8 | 5.6 | 5.6 | 3.3 | 8.9 | -1.1 | 13.3 | 5.6 | 13.9 | 5 | 17.6 | 10 | 23.9 | 21.1 | 22.8 | 20.6 | 15 | 3.9 | 10 | 4 | 16.1 | 8.3 | 8 | 5.1 | 13.3 | 7.8 | 3.3 | -6.1 | 5 | 4.4 | 8.9 | 4.4 | 16.3 | 5.6 | 12.2 | -0.6 | 15.4 | 13.3 | 13.3 | -0.6 | 21.1 | 16.3 | 5.6 | 3.9 | 16.1 | 10.6 | 8.9 | 5.6 | 14.8 | 2.7 | 11.7 | 2.8 | 7.2 | 2.7 | 12.8 | 6.7 | 12.8 | -6.7 | 4.8 | -4.2 | 15.9 | -5.7 | 5.6 | -2.8 | 13.3 | 8.9 | 7.1 | -5.2 | 10 | 7.2 | 10 | 2.8 | 13.3 | 8.9 | 15 | 6.1 | 6 | 2 | 6.9 | 1 | 11.3 | 8.4 | 19.4 | 14.4 | 13.9 | 4.4 | 13 | -2 | 20.6 | 12.2 | 20 | 16.3 | 13.9 | 5.8 | 17.2 | 11.7 | 19.4 | 15.6 | 12.6 | 7.3 | 26.8 | 22.6 | 23.3 | 0.6 | 18.9 | 15.2 | 21.1 | 17.8 | 20.2 | 17.6 | 22.8 | 6.7 | 17.2 | 8.9 | 20 | 7.2 | 17.8 | 12.2 | 10.7 | 5.5 | 15 | 13.3 | 13.9 | 5.6 | 3.3 | 1.1 | 14.4 | 0.6
11 | -1 | 6.1 | 0 | 24.4 | 21.1 | 26.1 | 17.2 | 12.8 | -3.1 | 22.8 | -5.4 | 15 | 8 | 19.6 | 2.9 | 16.7 | 10 | 18.7 | 9.2 | 13.3 | 6.7 | 17.8 | 12.8 | 23.3 | -2.2 | 21.7 | -3.3 | 26 | 22 | 24.4 | 16.7 | 23.9 | 18.3 | 25.7 | 21.2 | 24.4 | 20 | 23.3 | 15.6 | 26.1 | 17.8 | 15 | 6.7 | 8.3 | 3.9 | 10 | -1.7 | 16.1 | 5.6 | 16.7 | 5.6 | 19.1 | 10.9 | 25.6 | 18.9 | 24.4 | 20.6 | 16.7 | 3.3 | 10 | 5 | 21.7 | 9.4 | 8.1 | 5.1 | 16.1 | 6.1 | 6.1 | -5 | 6.7 | 6.1 | 12.2 | 5 | 19.4 | 3.9 | 12.2 | 2.2 | 15.6 | 12.8 | 14.4 | 0 | 25 | 17.8 | 6.7 | 3.9 | 18.3 | 11.1 | 11.7 | 6.1 | 15.8 | 1.5 | 12.8 | 1.7 | 6.1 | 2.8 | 15.6 | 7.2 | 15.6 | -6.7 | 5.8 | -3.9 | 18 | -5.3 | 7.8 | -2.2 | 16.1 | 7.8 | 8.5 | -6.1 | 12.8 | 7.2 | 10 | 1.1 | 13.9 | 8.9 | 18.9 | 4.4 | 7 | 4 | 9.8 | 1.2 | 13.1 | 9 | 21.1 | 15 | 13.9 | 5.6 | 14 | -3 | 23.3 | 13.3 | 23.4 | 17.4 | 17.8 | 5.6 | 21.1 | 13.3 | 20.6 | 17.2 | 15 | 7.2 | 28.3 | 22.8 | 25 | 0.6 | 21.1 | 15.6 | 22.8 | 17.8 | 21.1 | 17.8 | 24.4 | 5.6 | 20 | 6.7 | 20.6 | 7.8 | 16.1 | 12.2 | 12.6 | 6 | 16.7 | 13.9 | 17.2 | 3.9 | 4.4 | 1.1 | 15 | 1.2
13 | -1 | 7.2 | 0 | 25 | 20.6 | 26.7 | 16.1 | 14.4 | -4.8 | 24.4 | -5.1 | 15 | 11 | 22.2 | 1.1 | 16.7 | 10 | 21.7 | 8.9 | 14.4 | 6.7 | 18.3 | 12.8 | 23.9 | -3.3 | 23.3 | -3.3 | 26 | 22 | 25 | 16.1 | 25.6 | 16.7 | 27.2 | 20.6 | 26.1 | 19.4 | 25.6 | 15.6 | 27.8 | 18.3 | 17.2 | 7.2 | 11.7 | 3.9 | 10.6 | -3.9 | 17.8 | 7.8 | 18.3 | 5 | 20.6 | 11.7 | 27.2 | 19.4 | 23.9 | 20.6 | 17.8 | 2.8 | 10 | 6 | 23.9 | 10 | 8.3 | 5 | 17.2 | 5.6 | 6.7 | -5 | 8.9 | 8.9 | 14.4 | 3.3 | 20.2 | 4.3 | 12.8 | 1.7 | 16.7 | 13.1 | 14.4 | 0 | 26.5 | 17.6 | 7.2 | 3.3 | 21.1 | 10.6 | 13.9 | 4.4 | 16.7 | -0.6 | 14.4 | 2.2 | 7.4 | 3.5 | 18.3 | 9.4 | 17.2 | -6.7 | 6.7 | -4.4 | 20 | -5.6 | 10.6 | -1.7 | 17.8 | 9.4 | 10 | -8.3 | 15.6 | 8.3 | 10.6 | 1.7 | 14.4 | 9.4 | 21.7 | 4.4 | 7 | 4 | 12.8 | 1.1 | 15 | 9.4 | 21.1 | 15.6 | 13.9 | 4.4 | 16 | -3 | 26.1 | 13.9 | 26.7 | 17.8 | 18.9 | 6.4 | 23.3 | 12.2 | 21.7 | 17.2 | 17.6 | 6.2 | 28.9 | 23.1 | 26.7 | 0.6 | 22.4 | 15.8 | 23.9 | 18.3 | 23 | 18.6 | 23.9 | 6.7 | 21.7 | 5 | 21.7 | 8.3 | 17.8 | 12.2 | 14.4 | 6.1 | 18.3 | 14.4 | 20.6 | 2.2 | 5 | 1.1 | 15.5 | 1.2
15 | -5 | 7.2 | 0 | 24.4 | 20 | 27.8 | 16.1 | 16.1 | -7.8 | 26.1 | -5.6 | 16 | 8 | 22.9 | 0.7 | 17.2 | 10.6 | 23.4 | 8.3 | 15.6 | 6.1 | 17.8 | 12.8 | 25 | -4.4 | 25.6 | -6.1 | 26 | 22 | 25.6 | 16.7 | 27.8 | 13.3 | 27.2 | 20.8 | 27.2 | 19.4 | 26.1 | 16.1 | 28.9 | 16.7 | 19.4 | 10.6 | 13.3 | 3.3 | 10 | -2.8 | 20 | 4.4 | 20 | 7.2 | 21.3 | 12.5 | 27.2 | 18.9 | 25 | 21.1 | 17.2 | 2.2 | 11 | 5 | 25 | 11.1 | 7.9 | 5.6 | 18.3 | 7.2 | 7.2 | -3.9 | 10 | 8.9 | 15.6 | 3.3 | 20.9 | 4.1 | 13.3 | 2.8 | 17.8 | 12.9 | 13.9 | -0.6 | 27.9 | 17.2 | 8.9 | 3.9 | 21.7 | 9.4 | 15 | 3.3 | 16.1 | 1.4 | 15 | 1.1 | 8.7 | 4.3 | 21.1 | 10.6 | 17.8 | -6.7 | 8.2 | -2.9 | 20.9 | -5.2 | 12.2 | -2.2 | 18.9 | 6.1 | 11.1 | -7.3 | 18.3 | 8.9 | 10.6 | 1.1 | 15.6 | 10 | 23.3 | 7.8 | 7 | 4 | 15.4 | 0.4 | 16.5 | 9.5 | 21.1 | 16.1 | 13.3 | 2.8 | 17 | -3 | 26.1 | 13.3 | 28.4 | 16.7 | 20 | 7.1 | 26.1 | 11.7 | 21.7 | 17.2 | 20.2 | 4.3 | 29.4 | 23.1 | 27.2 | 1.1 | 23.7 | 15.8 | 24.4 | 18.3 | 24.8 | 19.4 | 26.1 | 4.4 | 23.3 | 5 | 23.3 | 9.4 | 19.4 | 12.8 | 14.8 | 5.3 | 20 | 15 | 22.2 | 0 | 5.6 | 2.2 | 16.1 | 1.7
16 | -2 | 8.9 | 0 | 26.7 | 19.4 | 26.7 | 16.7 | 17.4 | -7.7 | 27.2 | -6.2 | 16 | 9 | 23.7 | 0.1 | 19.4 | 10.6 | 25 | 6.7 | 16.1 | 9.4 | 20.6 | 13.3 | 25.6 | -3.9 | 25.6 | -7.2 | 28 | 22 | 26.1 | 16.1 | 28.3 | 11.7 | 27.2 | 20.8 | 27.8 | 19.4 | 27.2 | 16.1 | 29.4 | 17.8 | 22.8 | 12.8 | 15 | 2.2 | 10.6 | -3.3 | 21.7 | 6.7 | 20 | 6.7 | 22.1 | 13.2 | 28.9 | 18.3 | 27.8 | 21.1 | 16.1 | 3.9 | 12 | 6 | 25.6 | 11.1 | 7.6 | 6.2 | 20.6 | 8.3 | 8.3 | -5.6 | 12.8 | 10 | 17.2 | 4.4 | 21.7 | 4.4 | 14.4 | 0.6 | 18.9 | 12.8 | 14.4 | -0.6 | 29.4 | 16.7 | 7.8 | 5 | 22.8 | 10 | 17.2 | 4.4 | 15.6 | 3.4 | 15.6 | 1.7 | 10 | 5 | 22.2 | 10.6 | 18.9 | -7.2 | 9.6 | -1.8 | 21.9 | -4.5 | 13.9 | -6.1 | 19.4 | 5.6 | 12.2 | -6.9 | 20 | 8.9 | 11.7 | 1.7 | 15.6 | 10.6 | 24.4 | 9.4 | 8 | 4 | 18 | -0.7 | 17.9 | 9.3 | 23.3 | 16.7 | 13.3 | 3.9 | 18 | -2 | 30.6 | 13.3 | 30 | 15.3 | 21.1 | 7.8 | 27.2 | 10.6 | 23.3 | 17.8 | 22.8 | 0 | 30 | 23.3 | 28.3 | 1.1 | 25 | 15.6 | 25.6 | 18.9 | 26.7 | 20 | 28.9 | 3.9 | 24.4 | 4.4 | 25 | 9.4 | 19.4 | 13.9 | 15.2 | 4.9 | 21.1 | 15 | 22.8 | 0 | 6.1 | 2.2 | 17 | 0.2
17 | 1 | 9.4 | 0 | 26.7 | 19.4 | 28.3 | 17.8 | 18.7 | -9.1 | 28.3 | -6.7 | 17 | 8 | 24.4 | -0.6 | 20 | 10.6 | 26.7 | 5 | 16.7 | 6.1 | 20.6 | 13.3 | 24.4 | -4.4 | 27.2 | -5 | 28 | 22 | 26.1 | 16.7 | 29.4 | 12.8 | 27.2 | 21.1 | 28.9 | 18.3 | 27.8 | 15.6 | 28.9 | 18.3 | 24.4 | 13.9 | 15 | 1.1 | 12.2 | -2.2 | 22.2 | 7.2 | 21.1 | 8.9 | 22.8 | 13.9 | 28.3 | 19.4 | 27.2 | 21.1 | 16.7 | 4.4 | 12 | 5 | 25.6 | 11.7 | 7.2 | 6.7 | 21.7 | 8.3 | 7.8 | -2.2 | 13.9 | 8.9 | 18.3 | 4.4 | 21.9 | 4.9 | 16.1 | 1.1 | 18.2 | 13.5 | 15 | 0 | 29.6 | 15.7 | 9.4 | 5 | 23.3 | 10.6 | 17.8 | 3.3 | 15 | 4.4 | 16.7 | 1.7 | 11.5 | 3.8 | 23.3 | 12.8 | 18.3 | -6.7 | 11.1 | -1.1 | 22.8 | -5.6 | 15 | -3.9 | 20 | 6.7 | 13.3 | -7.8 | 21.1 | 8.3 | 11.7 | 0.6 | 15 | 12.2 | 25.6 | 11.7 | 7 | 5 | 20.6 | -3.9 | 19.4 | 8.9 | 25 | 16.7 | 12.8 | 3.3 | 19 | -2 | 30.6 | 11.7 | 31.7 | 12.8 | 21.5 | 8.4 | 28.3 | 11.1 | 22.8 | 17.8 | 23.7 | -0.5 | 30.2 | 23.1 | 28.9 | 0.6 | 25.6 | 15.6 | 26.7 | 19.4 | 27.6 | 20.4 | 30 | 5 | 25 | 5 | 26.7 | 10.6 | 20.6 | 13.3 | 15.6 | 3.9 | 21.7 | 13.9 | 23.9 | 1.7 | 6.1 | 2.8 | 18 | -1.6
17 | 1 | 9.4 | -0.6 | 27.2 | 18.3 | 28.3 | 17.2 | 20 | -12.2 | 29.4 | -10 | 19 | 9 | 24.8 | -0.3 | 19.4 | 10.6 | 27.2 | 5.5 | 16.1 | 6.1 | 19.4 | 12.8 | 25 | -3.3 | 27.2 | -6.1 | 28 | 22 | 26.7 | 17.2 | 30 | 12.2 | 28.3 | 20.6 | 28.9 | 19.4 | 25.6 | 16.1 | 27.8 | 17.8 | 25.6 | 15 | 16.1 | 0 | 13.3 | -2.2 | 23.3 | 5 | 22.2 | 10 | 21.3 | 14.5 | 30 | 17.2 | 26.7 | 20.6 | 16.1 | 3.9 | 13 | 6 | 27.2 | 12.2 | 7 | 6.3 | 22.2 | 7.8 | 7.8 | -1.7 | 18.3 | 10 | 19.4 | 4.4 | 22 | 5 | 17.2 | 1.1 | 17.4 | 14.1 | 16.1 | 0.6 | 29.8 | 15.2 | 10.6 | 3.3 | 23.9 | 9.4 | 18.9 | 4.4 | 14.6 | 3.1 | 17.8 | 1.7 | 12.9 | 2.2 | 26.7 | 14.4 | 18.3 | -8.9 | 11.3 | -1.9 | 23.5 | -4.9 | 16.1 | -3.3 | 20 | 5 | 14.1 | -7 | 20 | 9.4 | 12.8 | -1.7 | 14.4 | 13.3 | 26.7 | 13.9 | 8 | 6 | 21.7 | -2 | 20.3 | 9 | 26.1 | 16.1 | 13.3 | 1.7 | 21 | -1 | 30 | 11.7 | 31.9 | 11.7 | 21.8 | 9.4 | 25.6 | 12.8 | 22.8 | 16.7 | 24.7 | -1 | 30.4 | 23.1 | 30 | 0.6 | 26.1 | 15.8 | 27.8 | 18.9 | 28.5 | 20.8 | 29.4 | 1.7 | 26.1 | 5.6 | 28.3 | 11.1 | 21.1 | 12.8 | 15 | 3.8 | 23.3 | 14.4 | 23.9 | 2.2 | 5 | 2.8 | 18.9 | -4.4
16 | 3 | 8.9 | 0 | 27.8 | 17.2 | 27.2 | 16.1 | 20 | -12.4 | 29.4 | -8.9 | 18 | 7 | 25.2 | 0.6 | 18.9 | 11.1 | 27.8 | 6 | 16.7 | 7.2 | 16.7 | 12.8 | 24.4 | -4.4 | 28.3 | -5.6 | 27 | 23 | 26.1 | 16.7 | 30.6 | 13.3 | 29.5 | 20.1 | 28.3 | 19.4 | 24.4 | 17.2 | 27.2 | 17.8 | 26.7 | 16.1 | 16.7 | 0.6 | 12.2 | -2.8 | 24.4 | 7.2 | 23.3 | 11.1 | 19.8 | 14.9 | 30 | 19.4 | 26.1 | 21.1 | 17.2 | 2.2 | 14 | 5 | 28.3 | 12.2 | 6.9 | 6 | 23.3 | 10 | 7.2 | -0.6 | 18.3 | 8.3 | 19.4 | 4.4 | 22.2 | 5.6 | 17.8 | 2.2 | 16.7 | 14.4 | 17.8 | 0 | 30 | 14.4 | 10.6 | 3.9 | 23.9 | 7.8 | 20.6 | 5 | 14.3 | 1.9 | 18.3 | 1.1 | 14.4 | -0.6 | 27.8 | 16.1 | 18.3 | -7.2 | 11.5 | -2.7 | 24.3 | -6.1 | 17.8 | -2.8 | 20 | 5 | 14.8 | -6.5 | 19.4 | 9.4 | 12.8 | -1.7 | 14.4 | 13.3 | 27.2 | 15.6 | 8 | 6 | 22.8 | -1.2 | 21.3 | 9.3 | 26.1 | 15.6 | 12.8 | 1.7 | 19 | -2 | 30 | 11.7 | 32 | 10.7 | 22.2 | 10 | 21.7 | 13.3 | 23.3 | 15 | 25.6 | -2.2 | 30.6 | 22.8 | 30.6 | -0.6 | 26.7 | 15.6 | 28.3 | 17.8 | 29.4 | 21.1 | 28.9 | 2.8 | 26.1 | 5.6 | 29.4 | 12.2 | 21.7 | 13.3 | 14.5 | 3.6 | 24.4 | 13.9 | 25.6 | 2.2 | 3.3 | 3.3 | 16.1 | -1.7
15 | 3 | 8.3 | 1.1 | 27.2 | 18.3 | 26.7 | 16.1 | 20 | -12.4 | 29.4 | -8.9 | 18 | 9 | 25.6 | 1.1 | 17.8 | 11.1 | 28.3 | 6.7 | 15 | 7.8 | 15.6 | 12.8 | 24.4 | -3.9 | 28.9 | -4.4 | 27 | 23 | 25.6 | 16.7 | 28.9 | 15 | 30.6 | 19.4 | 28.3 | 18.9 | 26.1 | 15.6 | 27.2 | 18.3 | 26.7 | 16.1 | 17.2 | -0.6 | 11.7 | -3.9 | 25 | 6.1 | 22.8 | 11.7 | 18.3 | 15 | 29.4 | 20 | 23.9 | 20.6 | 18.3 | 0.6 | 11 | 6 | 28.3 | 11.7 | 6.7 | 5.6 | 22.8 | 8.9 | 7.8 | -5 | 17.8 | 8.3 | 19.4 | 4.4 | 21.8 | 6.1 | 18.9 | -0.6 | 15.8 | 14 | 18.3 | 0.6 | 29.1 | 15.3 | 11.1 | 2.8 | 22.8 | 8.9 | 21.1 | 5.6 | 13.9 | 0 | 18.9 | 1.1 | 13.3 | 0.6 | 28.3 | 15 | 18.3 | -8.9 | 11.7 | -4.4 | 25 | -7.8 | 17.8 | -3.3 | 18.9 | 1.1 | 15.6 | -7.2 | 18.9 | 9.4 | 12.2 | -2.2 | 14.4 | 13.3 | 27.8 | 16.7 | 8 | 7 | 23.9 | 0.6 | 22.2 | 8.9 | 26.1 | 16.7 | 12.8 | 0.6 | 18 | -3 | 30.6 | 12.2 | 32.2 | 8.9 | 20.2 | 9.5 | 20.6 | 12.2 | 22.8 | 15 | 25.6 | -1.8 | 29.8 | 22.8 | 31.1 | -0.6 | 26.7 | 15.8 | 29.4 | 17.2 | 29.6 | 19.6 | 27.2 | 4.4 | 26.1 | 5 | 28.9 | 12.2 | 22.2 | 12.8 | 13.9 | 3.3 | 24.4 | 14.4 | 25.6 | 2.2 | 3.3 | 2.8 | 13.4 | -0.9
15 | 3 | 8.3 | 2.2 | 24.4 | 20 | 21.1 | 17.2 | 20 | -15 | 29.4 | -9.4 | 18 | 7 | 24.3 | 1.2 | 17.2 | 11.1 | 25.7 | 8.7 | 13.9 | 7.8 | 14.4 | 12.5 | 23.9 | -2.8 | 28.3 | -5 | 26 | 21 | 25 | 17.2 | 28.3 | 17.2 | 29.5 | 19.5 | 27.8 | 18.9 | 20.6 | 17.2 | 26.1 | 18.3 | 26.7 | 16.7 | 16.7 | 0 | 11.1 | -3.9 | 25 | 6.1 | 22.2 | 11.1 | 17.9 | 14.6 | 28.3 | 20 | 26.1 | 21.7 | 17.2 | 0 | 11 | 5 | 26.7 | 11.1 | 6.3 | 5.3 | 21.7 | 8.9 | 7.2 | -3.9 | 17.8 | 5.6 | 19.4 | 4.4 | 21.5 | 7 | 18.9 | -0.6 | 14.8 | 13.4 | 18.9 | 1.1 | 28.1 | 15.8 | 10 | 5 | 21.1 | 6.7 | 21.1 | 5.6 | 13.3 | 0.6 | 18.9 | 1.1 | 12.2 | 1.8 | 28.3 | 16.1 | 17.8 | -8.9 | 10.2 | -2.8 | 24.1 | -7.3 | 17.2 | -2.8 | 18.3 | 0.6 | 15 | -6.3 | 17.8 | 8.3 | 11.1 | -1.7 | 14.4 | 13.9 | 27.8 | 16.7 | 8 | 7 | 22.2 | 1.8 | 21.7 | 9 | 18.9 | 13.3 | 12.8 | 0.6 | 16 | -3 | 28.9 | 15 | 30.9 | 9.2 | 18.1 | 8.7 | 21.1 | 12.8 | 20 | 15.6 | 25.6 | -2.6 | 29.1 | 22.8 | 30 | 0.6 | 26.7 | 16.1 | 28.3 | 17.8 | 29.8 | 18 | 25.6 | 7.8 | 25.6 | 5.6 | 28.3 | 12.8 | 21.7 | 12.8 | 13.9 | 3.7 | 25 | 15 | 25.6 | 2.2 | 3.3 | 2.8 | 10.6 | -0.6
16 | 3 | 7.2 | 2.2 | 20.6 | 17.2 | 20 | 16.7 | 17.4 | -11.9 | 28.1 | -6.9 | 17 | 6 | 23 | 1.9 | 15.6 | 11.7 | 23.2 | 9.6 | 12.8 | 7.8 | 14.4 | 13 | 24.4 | -7.2 | 25.6 | -7.8 | 25 | 21 | 23.9 | 17.2 | 27.8 | 14.4 | 28.3 | 19.8 | 26.7 | 19.4 | 21.1 | 17.2 | 26.1 | 17.8 | 26.1 | 16.7 | 16.1 | -0.6 | 10 | -4.4 | 25.6 | 6.7 | 22.2 | 11.1 | 17.6 | 14.3 | 27.2 | 20 | 25.6 | 20.6 | 15.6 | 2.8 | 12 | 4 | 26.7 | 8.9 | 6 | 5 | 21.1 | 9.4 | 6.7 | -5.6 | 16.7 | 5 | 19.4 | 4.4 | 21.1 | 7.2 | 17.8 | -2.2 | 13.9 | 12.8 | 18.3 | 1.1 | 27.2 | 16.7 | 9.4 | 5 | 19.4 | 7.2 | 20 | 5.6 | 12.8 | 0.8 | 18.3 | 1.7 | 11.1 | 2.2 | 27.2 | 17.2 | 13.3 | -3.3 | 8.7 | -1.7 | 23.1 | -7 | 16.7 | -1.7 | 17.2 | 1.1 | 14.5 | -6.7 | 17.8 | 8.9 | 10.6 | -2.2 | 14.4 | 14.4 | 26.7 | 16.7 | 7 | 5 | 20.6 | 2.9 | 21.1 | 9.1 | 18.9 | 16.1 | 11.7 | 0.6 | 14 | -4 | 26.7 | 14.4 | 29.6 | 9.7 | 16.1 | 7.8 | 16.7 | 13.3 | 18.9 | 13.9 | 25.6 | -3.3 | 28.3 | 22.8 | 27.8 | 0 | 26.7 | 16.1 | 27.2 | 18.3 | 30 | 16.1 | 25 | 7.2 | 22.2 | 7.2 | 26.1 | 10 | 21.1 | 12.8 | 13.9 | 4.2 | 24.4 | 15 | 24.4 | 2.8 | 2.8 | 2.8 | 10.2 | -0.5
15 | 3 | 7.2 | 1.7 | 20 | 17.8 | 19.4 | 16.7 | 14.8 | -10.3 | 26.9 | -6.4 | 17 | 8 | 21.7 | 1.7 | 15 | 11.7 | 20.6 | 10 | 11.7 | 7.8 | 13.9 | 13.1 | 17.2 | 0 | 24.4 | -6.1 | 24 | 21 | 22.8 | 17.2 | 26.1 | 17.2 | 27.2 | 20 | 24.4 | 18.9 | 21.1 | 17.8 | 25 | 17.8 | 25 | 16.1 | 15 | 1.7 | 8.3 | -4.4 | 23.9 | 8.3 | 19.4 | 12.8 | 17.2 | 13.9 | 25 | 21.1 | 25 | 20.6 | 14.4 | 3.3 | 12 | 6 | 22.2 | 9.4 | 5.6 | 4.4 | 21.1 | 9.4 | 6.1 | -5 | 15.6 | 7.8 | 16.7 | 3.9 | 18.7 | 6.9 | 14.4 | -0.6 | 13.7 | 12.8 | 17.8 | -1.7 | 24.6 | 16.9 | 10 | 5 | 18.9 | 7.2 | 18.3 | 5 | 12.2 | 1.1 | 15 | 3.9 | 10.7 | 1.8 | 26.7 | 18.3 | 10.6 | -3.3 | 7.2 | -1.7 | 22.2 | -8.9 | 13.9 | -1.7 | 15.6 | -0.6 | 13.9 | -7.8 | 16.1 | 8.9 | 10 | -0.6 | 13.9 | 13.9 | 25 | 16.7 | 7 | 5 | 18.9 | 3.3 | 20.6 | 8.9 | 18.3 | 15.6 | 10.6 | 1.1 | 12 | -4 | 23.9 | 14.4 | 28.3 | 9.4 | 13.9 | 7.5 | 16.7 | 13.9 | 18.3 | 13.3 | 23.2 | -1.5 | 27.6 | 23 | 25 | 0.6 | 24.8 | 16.3 | 25 | 16.7 | 28.7 | 18.2 | 23.9 | 7.8 | 20.6 | 7.2 | 24.4 | 11.1 | 18.9 | 11.1 | 13.9 | 4.4 | 23.9 | 15.6 | 23.3 | 2.8 | 2.2 | 2.2 | 9.8 | -0.9
13 | 3 | 7.2 | 0 | 19.4 | 17.2 | 18.9 | 16.7 | 12.2 | -11.1 | 25.6 | -5.6 | 15 | 6 | 19.8 | 2.6 | 14.4 | 11.7 | 18.7 | 9.5 | 11.1 | 8.3 | 12.8 | 12.8 | 15 | 0 | 22.2 | -7.2 | 23 | 21 | 21.1 | 17.2 | 25.6 | 18.9 | 25.5 | 17.7 | 23.3 | 18.3 | 20.6 | 17.8 | 23.9 | 17.8 | 23.9 | 16.1 | 13.3 | 1.1 | 7.8 | -0.6 | 22.2 | 7.8 | 17.8 | 12.2 | 16.7 | 14 | 23.9 | 21.7 | 24.4 | 20.6 | 13.3 | 5 | 9 | 7 | 21.7 | 9.4 | 5.6 | 4.6 | 18.9 | 8.9 | 4.4 | -4.4 | 12.2 | 7.2 | 15 | 3.9 | 16.3 | 5.9 | 12.2 | -1.1 | 13.5 | 12.7 | 15.6 | 0 | 22 | 16.5 | 7.2 | 5.6 | 16.7 | 7.8 | 15.6 | 5.6 | 12 | 1.6 | 11.1 | 4.4 | 10.4 | 1.2 | 25.6 | 17.2 | 8.9 | 0 | 5.4 | -1.1 | 20.5 | -7 | 10.6 | -1.1 | 13.9 | 0 | 13.3 | -6.6 | 13.3 | 7.8 | 9.4 | -1.1 | 13.3 | 13.3 | 23.3 | 16.7 | 7 | 4 | 17 | 3.3 | 18.5 | 8.5 | 18.3 | 16.1 | 9.4 | 1.1 | 10 | 0 | 22.8 | 14.4 | 25.5 | 12.7 | 11.6 | 7 | 16.7 | 14.4 | 17.8 | 14.4 | 20.7 | -0.5 | 26.8 | 23.3 | 25 | 0.6 | 23 | 16.3 | 23.9 | 19.4 | 27.4 | 20 | 22.8 | 5.6 | 19.4 | 6.7 | 22.2 | 11.1 | 16.7 | 9.4 | 13.7 | 3.2 | 21.7 | 15 | 21.7 | 5.6 | 1.7 | 1.7 | 9.4 | -1.1
11 | 3 | 6.7 | 0.6 | 19.4 | 17.8 | 18.9 | 16.7 | 9.2 | -9.7 | 23.7 | -3.9 | 13 | 9 | 18 | 2.7 | 14.4 | 11.7 | 16.9 | 9.1 | 11.1 | 8.3 | 12.8 | 12.8 | 11.7 | -0.6 | 20 | -6.7 | 23 | 21 | 20 | 17.8 | 25 | 17.2 | 23.9 | 16 | 22.8 | 18.9 | 20.6 | 18.3 | 23.9 | 17.8 | 22.2 | 15 | 12.8 | 0.6 | 7.8 | -2.8 | 20 | 7.2 | 17.2 | 12.2 | 16.1 | 14 | 23.3 | 21.7 | 22.8 | 20.6 | 13.3 | 3.9 | 8 | 6 | 20 | 8.9 | 5.6 | 4.6 | 18.3 | 9.4 | 3.9 | -4.4 | 7.8 | 4.4 | 12.8 | 2.2 | 13.9 | 5 | 9.4 | -0.6 | 13.3 | 12.8 | 13.9 | -0.6 | 19.4 | 16.1 | 7.2 | 5 | 17.2 | 7.2 | 13.9 | 5.6 | 11.9 | 2.1 | 10.6 | 3.9 | 10 | 0.6 | 25 | 18.3 | 8.9 | 0 | 3.5 | -1.1 | 18.9 | -6.6 | 10.6 | -0.6 | 12.2 | 0.6 | 12.8 | -6 | 12.8 | 7.8 | 8.9 | -1.1 | 13.3 | 13.3 | 22.2 | 16.7 | 7 | 4 | 15.2 | 2.7 | 16.5 | 8 | 17.2 | 7.8 | 10 | -1.1 | 7 | 1 | 22.2 | 15 | 22.8 | 14.4 | 9.4 | 6.1 | 16.7 | 13.9 | 17.2 | 14.4 | 18.3 | -0.6 | 26.1 | 23.3 | 23.3 | 1.1 | 21.1 | 16.1 | 22.8 | 19.4 | 26.1 | 21.1 | 20.6 | 6.1 | 17.8 | 5.6 | 21.1 | 11.1 | 14.4 | 10.6 | 13.5 | 2.1 | 20 | 15 | 18.3 | 6.7 | 1.1 | 0 | 8.7 | -0.8
11 | 2 | 4.4 | 1.1 | 18.9 | 17.2 | 18.9 | 16.1 | 6.3 | -10.1 | 21.9 | -2.4 | 13 | 8 | 16.1 | 2.8 | 14.4 | 11.7 | 15 | 8.3 | 10.6 | 8.3 | 13.3 | 13 | 10.6 | 0 | 18.9 | -7.2 | 21 | 18 | 20 | 17.2 | 24.4 | 17.2 | 22.2 | 13.9 | 22.2 | 19.4 | 20 | 18.3 | 23.3 | 18.3 | 21.7 | 16.1 | 7.2 | 0.6 | 6.1 | -1.7 | 18.9 | 6.7 | 17.8 | 12.2 | 15.6 | 13.9 | 22.8 | 22.2 | 22.8 | 21.1 | 14.4 | 3.3 | 8 | 6 | 11.7 | 5.6 | 5.6 | 4.4 | 18.9 | 8.9 | 2.8 | -3.9 | 6.1 | 6.1 | 12.8 | 1.7 | 13.5 | 4.9 | 8.3 | -1.1 | 13.3 | 12.4 | 12.8 | -1.1 | 19.8 | 16.1 | 7.2 | 5 | 16.7 | 7.8 | 11.1 | 6.7 | 11.7 | 2.2 | 10 | 3.9 | 9.1 | 0 | 23.9 | 18.3 | 8.3 | -0.6 | 1.7 | -1.7 | 17.2 | -7.2 | 7.8 | -1.1 | 11.1 | 0.6 | 12.2 | -6.7 | 12.8 | 7.8 | 7.8 | -0.6 | 13.3 | 12.8 | 21.1 | 17.2 | 6 | 4 | 13.3 | 2.2 | 14.4 | 7.2 | 14.4 | 6.7 | 8.3 | -1.1 | 7 | 1 | 22.2 | 15 | 20 | 15 | 9 | 5.9 | 16.7 | 14.4 | 17.2 | 13.9 | 17.6 | 0.3 | 25.9 | 23.4 | 21.1 | 1.1 | 19.8 | 15.7 | 23.9 | 19.4 | 25.5 | 21.2 | 20.6 | 4.4 | 17.2 | 6.1 | 21.1 | 12.2 | 13.9 | 11.1 | 13.3 | 0.6 | 18.9 | 15.6 | 16.7 | 5.6 | 1.1 | 0 | 7.9 | -0.5
8 | 2 | 4.4 | 1.7 | 18.3 | 17.8 | 17.8 | 16.1 | 3.3 | -11.7 | 20 | -2.2 | 11 | 8 | 15.2 | 3 | 14.4 | 11.7 | 14.3 | 8.5 | 10.6 | 8.3 | 13.3 | 13 | 10 | 0 | 15.6 | -7.8 | 20 | 13 | 18.9 | 17.2 | 23.3 | 17.8 | 20.2 | 13.9 | 21.1 | 19.4 | 20 | 17.8 | 23.3 | 18.9 | 21.1 | 16.7 | 6.1 | 1.1 | 6.1 | -1.1 | 16.7 | 6.7 | 19.4 | 15.6 | 15.8 | 14 | 23.3 | 22.2 | 22.2 | 20.6 | 13.9 | 4.4 | 7 | 4 | 10 | 5 | 5.6 | 4.7 | 18.3 | 8.3 | 2.8 | -3.9 | 5.6 | 5.6 | 10.6 | 1.7 | 13.2 | 5.1 | 7.8 | -2.2 | 13.3 | 12.1 | 13.3 | -2.2 | 20.2 | 16.3 | 7.2 | 5 | 13.9 | 8.9 | 10.6 | 6.7 | 11.5 | 2.3 | 9.4 | 3.3 | 8.1 | -0.3 | 23.3 | 17.8 | 7.8 | -0.6 | 0.8 | -2 | 16.5 | -6.4 | 4.4 | -1.7 | 7.8 | 1.7 | 11.8 | -5.8 | 12.8 | 8.3 | 7.8 | 0 | 12.2 | 11.7 | 20 | 17.2 | 6 | 3 | 10.9 | 2.5 | 13.3 | 7.6 | 13.3 | 5 | 7.8 | -1.1 | 6 | 1 | 21.1 | 15 | 20.2 | 14.8 | 8.7 | 5.8 | 16.1 | 13.9 | 16.7 | 13.3 | 16.8 | 0.4 | 25.8 | 23.5 | 19.4 | 1.1 | 18.5 | 15 | 22.2 | 20 | 25 | 21.1 | 18.3 | 7.2 | 16.1 | 4.4 | 20 | 12.2 | 13.9 | 10.6 | 12 | 0.4 | 20.6 | 15.6 | 15 | 5.6 | 0.6 | 0 | 7.2 | -0.6
6 | 1 | 4.4 | 1.7 | 18.3 | 17.8 | 17.2 | 15 | 2.2 | -10.4 | 18.9 | -1.8 | 11 | 8 | 14.2 | 3.4 | 14.4 | 11.1 | 13.5 | 8.8 | 10 | 8.3 | 12.8 | 12.7 | 10 | 3.3 | 15.6 | -7.8 | 20 | 12 | 18.9 | 17.2 | 22.8 | 18.3 | 18.1 | 13.6 | 20.6 | 19.4 | 19.4 | 18.3 | 23.3 | 18.9 | 21.7 | 16.7 | 6.7 | 1.7 | 6.7 | -1.1 | 15 | 7.2 | 19.4 | 15.6 | 15.9 | 13.9 | 22.8 | 22.2 | 22.2 | 20.6 | 13.3 | 5 | 7 | 4 | 9 | 4.6 | 5.6 | 4.9 | 18.3 | 8.3 | 2.8 | -3.9 | 3.9 | 2.8 | 8.3 | 1.1 | 12.8 | 5 | 6.1 | -2.2 | 13.3 | 11.7 | 10.6 | -2.2 | 20.6 | 16.1 | 7.2 | 5.6 | 13.9 | 7.2 | 8.9 | 7.2 | 11.3 | 2.1 | 7.8 | 3.3 | 7.2 | -1.1 | 23.3 | 17.8 | 7.8 | 0 | -0.2 | -2.7 | 15.7 | -6.4 | 4.4 | -1.7 | 6.1 | 1.7 | 11.5 | -5.2 | 12.2 | 8.9 | 6.7 | 1.1 | 12.2 | 11.7 | 20 | 17.2 | 6 | 3 | 8.5 | 2.1 | 12.2 | 7.7 | 12.2 | 3.9 | 6.1 | -1.1 | 5 | 0 | 22.2 | 15.6 | 20.4 | 14.8 | 8.3 | 5.6 | 15.6 | 13.9 | 16.7 | 13.9 | 16.1 | 1.1 | 25.6 | 23.3 | 20.6 | 1.1 | 17.2 | 14.4 | 22.2 | 20 | 24.4 | 21.1 | 16.7 | 3.9 | 15 | 3.9 | 16.7 | 12.2 | 13.3 | 10.6 | 10.7 | 0.4 | 21.1 | 16.1 | 13.3 | 6.7 | 0.6 | -0.6 | 6.3 | 0.6
7 | 2 | 4.4 | -0.6 | 19.4 | 17.2 | 18.3 | 16.1 | 1.1 | -10.4 | 17.8 | -2.2 | 10 | 7 | 13.3 | 3.3 | 13.9 | 10.6 | 12.8 | 8.9 | 10 | 8.3 | 12.8 | 12.4 | 9.4 | 3.9 | 13.3 | -7.8 | 18 | 12 | 18.9 | 17.2 | 22.8 | 18.9 | 16.1 | 13.3 | 21.1 | 20 | 20.6 | 19.4 | 23.3 | 18.9 | 20.6 | 16.1 | 7.2 | 1.1 | 6.7 | -2.2 | 13.3 | 7.8 | 19.4 | 16.1 | 16.1 | 13.9 | 22.8 | 22.2 | 22.2 | 20.6 | 12.8 | 4.4 | 6 | 4 | 8 | 4.2 | 5.6 | 5 | 16.7 | 8.3 | 1.1 | -3.3 | 2.2 | 1.7 | 5 | -0.6 | 11.7 | 5.8 | 5.6 | -2.8 | 13.3 | 11.7 | 11.1 | -1.7 | 19.3 | 15.8 | 6.7 | 5 | 12.8 | 6.7 | 6.7 | 5.6 | 11.1 | 1.7 | 7.8 | 5 | 6.7 | -0.9 | 22.8 | 17.2 | 6.1 | -0.6 | -1.1 | -3.9 | 15 | -7.2 | 3.9 | -2.2 | 5.6 | 2.2 | 11.1 | -6.1 | 10.6 | 8.3 | 5.6 | 1.7 | 12.2 | 11.7 | 18.9 | 17.2 | 4 | 2 | 6.1 | 1.7 | 11.1 | 7.8 | 11.1 | 3.3 | 5.6 | -1.7 | 4 | 1 | 22.2 | 15.6 | 20.6 | 14.4 | 8.1 | 5.1 | 15.6 | 13.3 | 16.1 | 13.9 | 14.4 | 1.7 | 25.6 | 23.3 | 20 | 1.1 | 17.2 | 14.1 | 23.3 | 20.6 | 24.2 | 20.7 | 16.1 | 5 | 13.9 | 4.4 | 16.1 | 12.2 | 11.7 | 9.4 | 9.4 | 0 | 20 | 16.7 | 12.2 | 6.1 | 0 | -0.6 | 5.3 | 1.6
6 | 2 | 4.4 | -1.1 | 18.9 | 18.3 | 18.3 | 16.1 | 0 | -11.7 | 16.7 | -2.2 | 10 | 6 | 12 | 3.5 | 13.3 | 10.6 | 12.1 | 9 | 10 | 8.3 | 12.2 | 12.2 | 9.4 | 3.3 | 12.2 | -6.7 | 18 | 12 | 17.8 | 16.7 | 22.2 | 18.9 | 15 | 13.1 | 21.1 | 19.4 | 19.4 | 18.3 | 22.2 | 18.3 | 19.4 | 16.1 | 7.2 | 0.6 | 6.7 | -2.2 | 14.4 | 8.3 | 19.4 | 15 | 15.7 | 13.9 | 23.3 | 22.8 | 21.7 | 20.6 | 12.8 | 5 | 6 | 4 | 7 | 3.8 | 5.6 | 4.9 | 15.6 | 8.3 | 0.6 | -3.3 | 2.2 | 1.1 | 4.4 | -1.1 | 10.5 | 6.3 | 5 | -2.8 | 13.3 | 11.7 | 10 | -2.2 | 18 | 15.1 | 6.7 | 5 | 10 | 7.2 | 6.7 | 6.1 | 11.3 | 3.6 | 7.2 | 5.6 | 6.1 | -0.7 | 22.8 | 17.8 | 5 | 0 | -1.3 | -3.7 | 13.7 | -6.3 | 2.2 | -2.8 | 3.3 | 1.7 | 11.3 | -5 | 13.3 | 10.6 | 5.6 | 1.7 | 11.7 | 11.7 | 18.3 | 17.2 | 3 | 2 | 5.2 | 0.9 | 10.2 | 7.8 | 10 | 1.7 | 3.9 | -1.1 | 3 | 1 | 22.2 | 14.4 | 20.8 | 15.4 | 8 | 4.6 | 15.6 | 13.3 | 15.6 | 13.3 | 12.8 | 2.1 | 25.6 | 23.1 | 20 | 1.1 | 17.2 | 13.8 | 22.8 | 20.6 | 24.1 | 20.4 | 15 | 4.4 | 13.3 | 5.6 | 13.9 | 11.7 | 10.6 | 8.9 | 8.5 | 0.2 | 19.4 | 16.7 | 11.1 | 6.1 | 0 | -0.6 | 4.4 | 2.2
5 | 2 | 4.4 | -1.1 | 18.9 | 18.3 | 17.8 | 15 | -0.6 | -9.4 | 15.9 | -1.4 | 9 | 6 | 10.7 | 3.5 | 13.3 | 11.1 | 11.3 | 8.9 | 8.9 | 7.2 | 11.7 | 11.7 | 7.2 | 3.3 | 11.7 | -7.8 | 16 | 12 | 17.2 | 16.7 | 21.7 | 18.9 | 13.9 | 12.7 | 21.1 | 19.4 | 19.4 | 17.2 | 21.7 | 18.3 | 18.9 | 16.1 | 7.8 | 0.6 | 6.7 | -2.8 | 14.4 | 8.3 | 18.3 | 13.9 | 15.4 | 14 | 23.3 | 22.8 | 21.7 | 20.6 | 11.7 | 5 | 6 | 4 | 5.9 | 3.2 | 5.6 | 4.7 | 16.7 | 8.3 | 0 | -2.8 | 0.6 | 0.6 | 3.9 | -1.1 | 9.4 | 6.7 | 3.9 | -3.3 | 13.3 | 11.7 | 8.3 | -1.7 | 16.7 | 14.4 | 6.7 | 4.4 | 8.9 | 7.2 | 5.6 | 5 | 11.5 | 5.4 | 7.2 | 6.7 | 5.6 | -1.1 | 22.2 | 17.2 | 5 | 0 | -1.5 | -3.9 | 12.4 | -6.7 | 1.7 | -2.8 | 3.9 | 1.7 | 11.5 | -5.2 | 12.8 | 10.6 | 3.3 | 1.1 | 11.7 | 11.7 | 18.3 | 17.2 | 3 | 2 | 4.2 | 0.1 | 9.2 | 7.8 | 9.4 | 1.1 | 3.9 | -1.1 | 4 | 1 | 20.6 | 15.6 | 20.9 | 15.9 | 7.8 | 3.9 | 15.6 | 13.3 | 15.6 | 12.8 | 11.1 | 2.2 | 25.6 | 22.8 | 20 | 1.1 | 17.2 | 13.3 | 22.2 | 20.6 | 23.9 | 20 | 15.6 | 5 | 12.8 | 6.7 | 12.8 | 11.1 | 10 | 9.4 | 7.6 | 0.5 | 16.7 | 15 | 11.1 | 6.1 | -0.6 | -1.1 | 4.8 | 2.2
6 | 3 | 3.9 | -1.1 | 18.3 | 18.3 | 17.2 | 15 | -1.1 | -8.8 | 15.2 | -0.8 | 9 | 6 | 9.4 | 3.3 | 13.9 | 11.1 | 10.6 | 8.9 | 8.9 | 7.8 | 11.7 | 11.6 | 6.7 | 3.3 | 11.1 | -7.2 | 17 | 13 | 17.2 | 17.2 | 21.1 | 19.4 | 12.8 | 12.2 | 21.1 | 19.4 | 19.4 | 16.1 | 21.1 | 18.3 | 19.4 | 16.7 | 6.7 | 0 | 6.7 | -2.8 | 13.3 | 8.9 | 17.8 | 10 | 15 | 13.9 | 23.3 | 22.8 | 21.1 | 20 | 11.7 | 5 | 4 | 3 | 4.9 | 2.8 | 5.6 | 4.4 | 16.1 | 8.9 | 0 | -2.8 | 0 | -0.6 | 2.2 | -2.2 | 9 | 6.8 | 3.3 | -3.3 | 13.1 | 11.7 | 7.8 | -1.7 | 16.7 | 14.7 | 6.1 | 4.4 | 10 | 5.6 | 4.4 | 4.4 | 11.7 | 6.7 | 7.2 | 6.1 | 5.2 | -0.7 | 21.7 | 17.8 | 6.1 | 0 | -1.7 | -4.4 | 11.1 | -7.8 | 2.8 | -3.3 | 1.7 | 1.1 | 11.7 | -6.1 | 12.2 | 10.6 | 1.7 | 0 | 11.1 | 11.1 | 17.8 | 17.2 | 2 | 1 | 3.3 | -0.6 | 8.3 | 7.8 | 8.3 | 0.6 | 3.9 | -1.1 | 4 | 0 | 19.4 | 15.6 | 21.1 | 16.7 | 7.1 | 3.5 | 15.6 | 13.3 | 15 | 11.7 | 10.7 | 2.8 | 25.4 | 22.9 | 20.6 | 1.1 | 16.5 | 12.7 | 21.7 | 20.6 | 23.7 | 20.3 | 16.7 | 4.4 | 11.7 | 9.4 | 12.2 | 10.6 | 8.9 | 8.3 | 6.7 | 0.6 | 15 | 13.9 | 11.1 | 6.1 | -0.6 | -1.1 | 5.2 | 1.9
7 | 3 | 3.3 | -1.1 | 18.3 | 18.3 | 17.2 | 14.4 | -1.7 | -8.9 | 14.4 | -0.6 | 8 | 6 | 11.5 | 4 | 13.9 | 10.6 | 11.5 | 9.1 | 8.3 | 7.2 | 11.7 | 11.7 | 3.9 | 3.3 | 13.9 | -7.2 | 17 | 14 | 16.7 | 16.1 | 20.6 | 19.4 | 13.2 | 12.1 | 21.1 | 19.4 | 18.9 | 16.7 | 20.6 | 17.8 | 19.4 | 16.7 | 6.7 | 0 | 6.1 | -2.2 | 13.3 | 8.9 | 15.6 | 7.2 | 15 | 13.9 | 22.8 | 22.2 | 21.7 | 20.6 | 11.1 | 5 | 4 | 3 | 3.9 | 2.2 | 6.3 | 5 | 16.1 | 8.9 | -1.1 | -3.3 | 1.7 | 1.7 | 2.8 | -1.7 | 8.7 | 7.2 | 2.8 | -3.3 | 13 | 11.8 | 7.2 | -1.7 | 16.7 | 14.9 | 6.1 | 3.9 | 9.4 | 4.4 | 4.4 | 4.4 | 12.6 | 6.2 | 7.2 | 5.6 | 4.8 | -0.9 | 21.1 | 17.8 | 6.1 | 0 | 0.7 | -3.2 | 13 | -6.3 | 0 | -3.9 | 1.7 | 1.7 | 11.9 | -4.5 | 11.7 | 10.6 | 2.8 | -0.6 | 10 | 9.4 | 18.3 | 17.8 | 1 | 0 | 4.8 | 0.4 | 8.7 | 7.8 | 7.8 | -0.6 | 3.3 | -1.1 | 3 | 1 | 19.4 | 15.6 | 21.3 | 16.5 | 6.3 | 2.8 | 15.6 | 13.3 | 14.4 | 10.6 | 10.4 | 3.4 | 25.2 | 22.9 | 20 | 1.1 | 15.7 | 11.9 | 21.7 | 20.6 | 23.5 | 20.3 | 17.2 | 3.9 | 11.7 | 10 | 12.8 | 11.1 | 9.4 | 9.4 | 8.2 | 1.3 | 15 | 14.4 | 9.4 | 5.6 | -0.6 | -1.1 | 5.6 | 1.7
9 | 3 | 3.3 | -1.1 | 18.3 | 18.3 | 17.2 | 14.4 | 3.1 | -6.1 | 16.6 | -0.5 | 8 | 5 | 13.5 | 4.4 | 13.9 | 10.6 | 12.4 | 9.3 | 8.9 | 7.8 | 11.7 | 11.7 | 5.6 | 3.9 | 12.2 | -6.7 | 18 | 15 | 17.2 | 16.1 | 20.6 | 19.4 | 13.5 | 11.9 | 19.4 | 18.3 | 17.8 | 16.7 | 20.6 | 18.3 | 20 | 17.2 | 7.2 | -0.6 | 5.6 | -1.1 | 15.6 | 10 | 11.7 | 8.9 | 15 | 13.9 | 22.8 | 22.2 | 21.7 | 20.6 | 11.7 | 5.6 | 4 | 3 | 4.4 | 2.2 | 7.1 | 5.3 | 16.7 | 8.9 | -0.6 | -2.2 | 3.3 | 3.3 | 3.9 | -0.6 | 8.3 | 7.2 | 3.3 | -2.8 | 12.8 | 11.7 | 6.7 | -1.7 | 16.7 | 15 | 6.1 | 3.9 | 9.4 | 6.7 | 3.9 | 3.3 | 13.5 | 5.4 | 7.2 | 5.6 | 4.4 | -1.1 | 21.7 | 18.3 | 6.1 | 0 | 3.2 | -2.6 | 14.8 | -5.9 | 3.9 | -2.2 | 2.2 | 2.2 | 12 | -4.5 | 12.8 | 11.7 | 2.2 | 1.1 | 9.4 | 9.4 | 18.3 | 17.8 | 3 | -1 | 6.3 | 1.4 | 9 | 7.6 | 7.8 | -1.1 | 3.3 | -0.6 | 6 | 0 | 18.3 | 16.1 | 21.5 | 16.5 | 5.6 | 2.2 | 15.6 | 11.7 | 14.4 | 10.6 | 10 | 3.9 | 25 | 22.8 | 18.3 | 1.1 | 15 | 11.1 | 22.2 | 20.6 | 23.3 | 20.6 | 17.8 | 9.4 | 10 | 9.4 | 13.3 | 11.7 | 10 | 9.4 | 9.6 | 2 | 15.6 | 15 | 9.4 | 5.6 | -0.6 | -1.1 | 6 | 2.1
11 | 4 | 4.4 | -0.6 | 18.3 | 18.3 | 17.8 | 14.4 | 8 | -5.1 | 18.9 | -0.4 | 8 | 5 | 15.6 | 4.4 | 15.6 | 10.6 | 13.3 | 9.4 | 11.1 | 8.3 | 12.2 | 12.2 | 5.6 | 4.4 | 16.1 | -5.6 | 22 | 14 | 19.4 | 17.8 | 21.1 | 20.6 | 13.9 | 11.7 | 20 | 18.9 | 16.1 | 15.6 | 22.2 | 18.9 | 20 | 17.2 | 11.1 | 0 | 6.7 | -1.1 | 16.7 | 11.1 | 12.2 | 8.9 | 15 | 13.9 | 24.4 | 23.3 | 23.3 | 21.1 | 13.3 | 5 | 6 | 4 | 6.1 | 2.2 | 7.8 | 5.6 | 17.2 | 10 | 1.7 | -1.7 | 5 | 5 | 9.4 | 2.8 | 9.8 | 6.9 | 6.1 | -2.8 | 13.9 | 11.6 | 7.8 | -1.7 | 19.7 | 16 | 6.7 | 4.4 | 11.1 | 5 | 6.7 | 6.7 | 14.4 | 4.4 | 8.9 | 6.1 | 6.3 | -0.2 | 21.7 | 18.3 | 8.3 | 0.6 | 5.6 | -2.8 | 16.7 | -6.7 | 7.8 | -1.7 | 7.2 | 4.4 | 12.2 | -4.4 | 16.1 | 13.3 | 3.9 | 1.7 | 10 | 9.4 | 20.6 | 18.9 | 4 | 0 | 7.8 | 2.2 | 9.4 | 7.8 | 8.9 | -0.6 | 5 | 0 | 7 | 1 | 18.9 | 16.1 | 21.7 | 16.1 | 7.8 | 3.3 | 13.3 | 9.4 | 15 | 10.6 | 12.2 | 4.7 | 25.9 | 23 | 21.7 | 1.1 | 16.9 | 11.4 | 22.2 | 20.6 | 23.7 | 20.7 | 18.3 | 6.1 | 11.1 | 10 | 18.9 | 13.9 | 9.4 | 9.4 | 11.1 | 2.8 | 20 | 18.3 | 11.1 | 7.2 | 0 | -1.1 | 6.3 | 2.4
12 | 4 | 5 | -0.6 | 19.4 | 19.4 | 17.8 | 14.4 | 12.8 | -5.6 | 21.1 | -1.7 | 10 | 4 | 17.4 | 5.1 | 16.7 | 10 | 15.7 | 9.8 | 13.3 | 8.9 | 13.3 | 12.2 | 6.1 | 3.3 | 20.6 | -4.4 | 25 | 14 | 21.7 | 18.3 | 23.9 | 19.4 | 17.6 | 12.7 | 22.8 | 19.4 | 16.1 | 13.9 | 25 | 18.9 | 21.1 | 17.2 | 11.7 | 0.6 | 8.9 | 0 | 20 | 12.8 | 13.3 | 8.3 | 15.2 | 14.1 | 26.1 | 23.3 | 24.4 | 21.1 | 15 | 6.7 | 8 | 3 | 7.8 | 4.4 | 9.1 | 4.3 | 18.9 | 11.1 | 3.3 | -2.2 | 7.8 | 5 | 11.7 | 4.4 | 11.3 | 6.5 | 8.3 | -2.2 | 15 | 11.4 | 9.4 | -3.3 | 22.6 | 16.7 | 7.2 | 4.4 | 12.8 | 1.1 | 10 | 7.2 | 15 | 4.4 | 12.8 | 7.8 | 8.1 | 0.1 | 21.7 | 18.3 | 10.6 | 0.6 | 8.5 | -1.9 | 18.9 | -5.2 | 11.1 | -1.7 | 11.1 | 2.8 | 12.6 | -2.9 | 21.7 | 15 | 6.7 | 0.6 | 11.1 | 10 | 22.2 | 18.9 | 6 | 1 | 10.6 | 3.2 | 10.9 | 8 | 10 | -1.7 | 6.1 | 0 | 9 | 2 | 20 | 16.7 | 22.1 | 17.3 | 10 | 4.4 | 13.3 | 8.3 | 15.6 | 10.6 | 14.5 | 5.3 | 26.9 | 23.4 | 23.3 | 1.1 | 18.7 | 11.1 | 23.9 | 21.1 | 24 | 20.9 | 20 | 6.7 | 14.4 | 10.6 | 22.8 | 15 | 11.1 | 10 | 13 | 3.1 | 21.7 | 18.3 | 15.6 | 7.8 | 0.6 | -1.1 | 6.7 | 2.8
15 | 1 | 5 | -1.1 | 19.4 | 19.4 | 18.9 | 15 | 15 | -5.8 | 23.5 | -1.3 | 10 | 4 | 19.3 | 5 | 17.8 | 10.6 | 18.2 | 10.3 | 14.4 | 9.4 | 15 | 12.2 | 6.1 | 2.8 | 22.2 | -3.9 | 26 | 14 | 23.9 | 17.2 | 25.6 | 18.3 | 21.3 | 13.5 | 24.4 | 19.4 | 15.6 | 13.9 | 25 | 19.4 | 22.8 | 17.8 | 13.9 | 1.1 | 10.6 | 0 | 21.1 | 13.9 | 15.6 | 10 | 15.4 | 14.3 | 26.7 | 22.8 | 26.7 | 20.6 | 17.2 | 5 | 9 | 2 | 9.4 | 5 | 10.4 | 2.3 | 21.1 | 13.3 | 6.1 | -2.2 | 10 | 4.4 | 11.7 | 4.4 | 12.8 | 5.6 | 10 | -3.3 | 16.1 | 11.1 | 11.7 | -4.4 | 25.6 | 16.7 | 9.4 | 4.4 | 12.8 | -1.1 | 13.9 | 7.8 | 15.5 | 4 | 15 | 8.3 | 10 | 0.6 | 23.3 | 18.3 | 11.1 | 0 | 11.5 | -1.4 | 21.1 | -4.3 | 13.9 | -0.6 | 13.9 | 2.8 | 12.9 | -1.9 | 23.3 | 15.6 | 8.3 | 0.6 | 11.7 | 9.4 | 23.9 | 18.9 | 7 | 4 | 13.3 | 3.7 | 12.4 | 7.9 | 11.1 | -2.2 | 7.2 | 1.1 | 10 | 2 | 21.1 | 16.7 | 22.4 | 18 | 12.2 | 5 | 13.3 | 9.4 | 16.7 | 11.1 | 16.7 | 5.6 | 27.8 | 23.3 | 24.4 | 1.1 | 20.6 | 10.6 | 26.1 | 20.6 | 24.4 | 21.1 | 21.7 | 9.4 | 16.1 | 9.4 | 23.9 | 15 | 11.7 | 10 | 14.8 | 3.3 | 23.9 | 18.9 | 20 | 8.9 | 1.7 | -0.6 | 6.9 | 3
17 | 0 | 6.1 | -1.1 | 19.4 | 18.3 | 21.7 | 15.6 | 17.2 | -7.8 | 25.9 | -2.4 | 11 | 6 | 21.1 | 5 | 18.3 | 10.6 | 20.6 | 10 | 16.7 | 9.4 | 18.9 | 12.8 | 6.7 | 3.3 | 25 | -3.3 | 26 | 17 | 25 | 16.1 | 26.7 | 18.3 | 25 | 13.3 | 25.6 | 19.4 | 15.6 | 13.9 | 26.7 | 18.9 | 24.4 | 18.3 | 16.7 | 0 | 10 | 0 | 23.9 | 15.6 | 17.8 | 12.2 | 15.6 | 14.4 | 28.3 | 22.8 | 27.2 | 20.6 | 18.3 | 8.9 | 10 | 1 | 11.1 | 5.6 | 11.7 | -0.6 | 23.3 | 15 | 8.3 | -3.3 | 12.8 | 4.4 | 13.3 | 5.6 | 13.3 | 5.2 | 11.1 | -2.8 | 18 | 10.9 | 12.2 | -5 | 26.9 | 16.2 | 11.1 | 5 | 13.9 | -1.7 | 18.3 | 7.8 | 16.1 | 3.9 | 17.2 | 8.3 | 11.7 | -0.1 | 23.9 | 18.3 | 13.3 | 0 | 14.4 | -2.2 | 23.3 | -4.4 | 17.8 | -1.7 | 15.6 | -1.7 | 13.3 | -1.1 | 26.1 | 16.1 | 3.9 | 2.2 | 12.8 | 9.4 | 26.7 | 18.9 | 7 | 4 | 16.1 | 3.9 | 13.9 | 7.8 | 13.3 | -0.6 | 7.8 | -0.6 | 11 | 2 | 23.3 | 16.7 | 22.8 | 18.9 | 13.1 | 4 | 15.6 | 7.2 | 18.9 | 11.7 | 18.2 | 6.4 | 28.7 | 23.2 | 25.6 | 1.1 | 22.3 | 10.5 | 26.7 | 18.9 | 25.7 | 21.2 | 23.3 | 8.9 | 17.2 | 9.4 | 25 | 15 | 13.3 | 10.6 | 16.7 | 3.3 | 23.9 | 18.9 | 25 | 8.3 | 3.3 | 0 | 7 | 3.3
17 | 0 | 5.6 | 0 | 22.2 | 18.9 | 23.3 | 14.4 | 19.4 | -12.2 | 28.3 | -3.9 | 11 | 6 | 23 | 5 | 18.9 | 10.6 | 21.3 | 10.2 | 18.9 | 8.9 | 22.2 | 11.7 | 6.7 | 3.9 | 25.6 | -3.3 | 27 | 18 | 25.6 | 16.1 | 28.3 | 18.3 | 26.3 | 13.1 | 26.7 | 13.9 | 16.1 | 13.3 | 27.2 | 18.9 | 23.9 | 17.2 | 18.9 | -1.1 | 10.6 | -1.7 | 24.4 | 15.6 | 18.9 | 12.8 | 16 | 14.7 | 28.9 | 22.2 | 27.2 | 20 | 18.9 | 6.1 | 8 | 4 | 12.2 | 7.2 | 12.1 | -1 | 25 | 16.7 | 10 | -3.3 | 14.4 | 4.4 | 16.7 | 6.1 | 13.9 | 5.3 | 11.7 | -2.2 | 19.8 | 10 | 12.8 | -4.4 | 28.1 | 15.4 | 11.7 | 3.3 | 14.4 | -1.7 | 20 | 5.6 | 16.5 | 4.6 | 19.4 | 8.9 | 13.3 | -0.9 | 25 | 17.8 | 15.6 | -1.1 | 14.4 | -1.5 | 24.6 | -5 | 20 | -0.6 | 16.1 | -1.7 | 14.2 | 0.4 | 27.8 | 16.1 | 7.2 | 2.2 | 14.4 | 8.3 | 28.3 | 18.3 | 7 | 4 | 19.1 | 4.5 | 15.6 | 9.1 | 14.4 | -1.1 | 7.2 | 0.6 | 13 | 3 | 23.9 | 16.7 | 22.6 | 18.8 | 14.1 | 3 | 16.7 | 6.7 | 20 | 11.7 | 19.6 | 6.7 | 29.7 | 22.7 | 26.1 | 0.6 | 23.9 | 10.3 | 27.8 | 18.9 | 27 | 21.3 | 26.1 | 6.7 | 18.3 | 6.1 | 25 | 15.6 | 13.3 | 10.6 | 18 | 3.1 | 25.6 | 18.9 | 26.7 | 5.6 | 3.9 | 0 | 7.2 | 3.3
19 | 0 | 6.1 | -0.6 | 20.6 | 18.3 | 23.9 | 12.8 | 20 | -11.2 | 29.6 | -3.5 | 12 | 7 | 24.8 | 4 | 19.4 | 10.6 | 22.1 | 10.6 | 20.6 | 6.7 | 20.6 | 12.2 | 8.3 | 5.6 | 26.7 | -5 | 28 | 17 | 26.7 | 15.6 | 27.8 | 19.4 | 27.6 | 12.4 | 25 | 16.7 | 17.2 | 13.3 | 27.2 | 20 | 25 | 17.8 | 19.4 | -1.7 | 10 | -1.7 | 26.1 | 16.1 | 19.4 | 12.2 | 16.3 | 14.9 | 28.3 | 21.7 | 28.3 | 20 | 18.9 | 5.6 | 7 | 3 | 14.4 | 8.3 | 12.4 | -1.7 | 26.7 | 17.2 | 11.1 | -3.3 | 14.4 | 4.4 | 16.1 | 4.4 | 14.4 | 5 | 12.8 | -1.1 | 21.7 | 8.9 | 13.9 | -3.9 | 29.4 | 14.4 | 11.1 | 3.9 | 15.6 | -2.2 | 21.1 | 4.4 | 16.8 | 4.8 | 21.1 | 8.9 | 15 | -2.8 | 25.6 | 17.8 | 17.2 | -2.8 | 14.4 | -1.1 | 25.9 | -6 | 23.9 | 1.7 | 17.8 | -1.7 | 15.2 | 2.4 | 29.4 | 15 | 7.8 | 1.7 | 16.7 | 8.9 | 30 | 18.3 | 8 | 4 | 22 | 4.6 | 17.2 | 10.1 | 15.6 | -1.1 | 9.4 | 0 | 14 | 4 | 25 | 16.7 | 22.4 | 18.6 | 15 | 1.1 | 18.3 | 7.2 | 21.1 | 12.2 | 21.1 | 7.2 | 30.6 | 22.2 | 27.2 | 1.1 | 25.6 | 9.4 | 28.9 | 18.9 | 28.3 | 21.1 | 23.9 | 9.4 | 19.4 | 2.8 | 25.6 | 15 | 13.3 | 10.6 | 19.3 | 3.1 | 26.1 | 18.3 | 28.3 | 5.6 | 2.8 | 0 | 8.3 | 3.4
19 | -2 | 6.7 | -1.1 | 18.3 | 17.8 | 25 | 11.7 | 20.5 | -12 | 30.9 | -2.6 | 12 | 6 | 26.7 | 3.3 | 20 | 10.6 | 22.8 | 10.6 | 21.7 | 6.7 | 16.7 | 12.2 | 7.2 | 5 | 27.8 | -4.4 | 28 | 19 | 26.7 | 17.2 | 28.9 | 17.8 | 28.9 | 12.2 | 27.2 | 19.4 | 17.2 | 12.8 | 27.2 | 20.6 | 26.1 | 18.3 | 20 | -0.6 | 11.1 | -1.1 | 27.2 | 16.7 | 21.1 | 12.8 | 16.7 | 15 | 30 | 22.8 | 27.2 | 19.4 | 19.4 | 6.7 | 9 | 3 | 16.7 | 7.8 | 12.8 | -2.8 | 27.2 | 16.7 | 12.2 | -2.8 | 16.7 | 1.7 | 17.8 | 2.8 | 14.8 | 3.9 | 13.3 | -2.2 | 22.6 | 8.7 | 15.6 | -3.9 | 29.8 | 14 | 10 | 4.4 | 16.7 | 0.6 | 22.2 | 6.7 | 17.2 | 5.6 | 21.1 | 7.2 | 15.4 | -3.1 | 26.7 | 16.7 | 18.9 | -2.8 | 14.4 | -1.1 | 27.2 | -8.3 | 25 | 0.6 | 17.8 | -1.7 | 16.1 | 3.9 | 29.4 | 14.4 | 8.9 | -2.2 | 18.3 | 7.8 | 31.1 | 18.3 | 7 | 4 | 25 | 4.4 | 18.9 | 11.1 | 15.6 | -3.3 | 7.8 | 0.6 | 15 | 4 | 27.2 | 16.7 | 22.2 | 18.3 | 15.7 | 0.7 | 20 | 7.2 | 21.7 | 12.2 | 22.6 | 7.2 | 30.4 | 22 | 28.3 | 1.1 | 26 | 10.2 | 29.4 | 18.9 | 28.5 | 21 | 27.2 | 7.8 | 19.4 | 1.1 | 22.8 | 16.7 | 14.4 | 11.1 | 20.6 | 2.2 | 26.1 | 18.3 | 28.3 | 5 | 3.3 | -2.2 | 9.5 | 3.3
19 | -1 | 7.2 | -0.6 | 18.9 | 17.8 | 26.1 | 11.1 | 21.1 | -13.9 | 32.2 | -3.3 | 12 | 4 | 27.1 | 2.9 | 19.4 | 11.1 | 22.2 | 10.7 | 20 | 7.2 | 18.9 | 12.2 | 6.7 | 5 | 28.3 | -3.3 | 28 | 20 | 27.2 | 14.4 | 29.4 | 20 | 29.5 | 11.1 | 27.2 | 20.6 | 18.3 | 13.3 | 27.8 | 20.6 | 26.7 | 18.9 | 21.7 | 0 | 10.6 | -1.7 | 27.8 | 16.1 | 23.9 | 12.2 | 16.9 | 15.1 | 24.4 | 21.7 | 25.6 | 20.6 | 19.4 | 2.2 | 9 | 2 | 18.3 | 7.2 | 13 | -2.2 | 28.9 | 16.7 | 13.3 | 0 | 17.8 | 2.8 | 17.8 | 3.9 | 15.2 | 3 | 14.4 | -0.6 | 23.5 | 8.4 | 16.1 | -3.9 | 30.2 | 13.9 | 12.2 | 6.1 | 17.8 | 1.1 | 23.9 | 5 | 17 | 6.5 | 22.2 | 7.8 | 15.7 | -3.3 | 24.4 | 17.8 | 19.4 | -4.4 | 14 | -0.7 | 27.4 | -7.3 | 25 | 0.6 | 18.9 | -1.7 | 18 | 4.6 | 30.6 | 14.4 | 9.4 | -0.6 | 20 | 7.2 | 31.7 | 18.3 | 8 | 4 | 25.6 | 4.1 | 18.9 | 11.3 | 16.7 | -1.7 | 7.8 | 1.1 | 15 | 3 | 27.8 | 16.7 | 23.7 | 18.2 | 16.5 | -0.2 | 20 | 4.4 | 21.7 | 13.3 | 24.1 | 6.4 | 30.2 | 21.9 | 28.9 | 1.1 | 26.3 | 10.9 | 30 | 18.9 | 28.7 | 21.2 | 26.7 | 7.8 | 20.6 | 1.7 | 20 | 17.2 | 16.7 | 11.7 | 20.8 | 2.6 | 27.2 | 18.3 | 28.9 | 5.6 | 4.4 | 0 | 10.6 | 2.8
19 | -1 | 7.2 | 0 | 18.3 | 17.2 | 26.1 | 10.6 | 21.3 | -11.5 | 32 | -4.2 | 13 | 4 | 27.4 | 1.8 | 18.3 | 11.7 | 21.7 | 11.2 | 18.9 | 7.8 | 16.7 | 12.2 | 7.2 | 5.6 | 28.3 | -4.4 | 28 | 21 | 26.7 | 13.9 | 28.9 | 19.4 | 30 | 10.6 | 27.2 | 21.1 | 17.2 | 12.8 | 26.7 | 20 | 27.2 | 19.4 | 22.8 | -0.6 | 12.2 | -2.2 | 28.3 | 16.1 | 25 | 8.9 | 17 | 15 | 21.1 | 19.4 | 26.1 | 17.8 | 21.1 | 2.8 | 7 | 4 | 17.2 | 7.8 | 13.1 | -2.5 | 29.4 | 16.7 | 13.9 | -1.7 | 18.3 | 2.8 | 18.9 | 3.9 | 15.6 | 1.7 | 15 | -0.6 | 24.4 | 7.8 | 17.2 | -3.3 | 30.6 | 13.3 | 12.8 | 6.1 | 16.1 | 0 | 23.9 | 5 | 16.9 | 7.6 | 21.7 | 5.6 | 16.1 | -4.4 | 23.3 | 14.4 | 18.9 | -7.2 | 13.7 | -0.3 | 27.6 | -7.2 | 24.4 | 1.1 | 17.8 | -2.2 | 19.8 | 4.7 | 31.1 | 13.9 | 8.9 | 1.1 | 20 | 6.7 | 32.8 | 19.4 | 8 | 5 | 26.1 | 4.6 | 18.9 | 11.3 | 17.2 | -1.7 | 6.1 | 2.2 | 17 | 4 | 24.4 | 18.3 | 25.2 | 17.9 | 17.2 | -1.1 | 21.1 | 2.8 | 21.7 | 13.3 | 25.6 | 5.6 | 30 | 21.7 | 28.3 | 0.6 | 26.7 | 11.7 | 27.8 | 18.3 | 28.9 | 21.1 | 27.2 | 6.7 | 20.6 | 1.1 | 18.9 | 17.2 | 17.8 | 11.7 | 20.9 | 2.7 | 28.9 | 17.8 | 29.4 | 5.6 | 3.9 | 0 | 9.3 | 3.3
20 | 0 | 8.3 | 1.1 | 17.2 | 16.1 | 25.6 | 11.1 | 21.5 | -10.1 | 31.9 | -4.3 | 14 | 4 | 27.8 | 1.7 | 18.3 | 11.7 | 21.1 | 11.1 | 18.9 | 7.8 | 16.7 | 12.2 | 7.8 | 6.7 | 28.3 | -4.4 | 27 | 21 | 26.7 | 15.6 | 29.4 | 20.6 | 30.6 | 9.4 | 27.8 | 21.7 | 16.7 | 12.8 | 26.1 | 19.4 | 21.1 | 15.6 | 23.3 | 0 | 11.7 | -2.8 | 28.3 | 15.6 | 24.4 | 11.1 | 17.2 | 15 | 20.6 | 19.4 | 25.6 | 20 | 20.6 | -1.1 | 9 | 2 | 14.4 | 7.2 | 13.3 | -2.8 | 28.3 | 16.7 | 13.3 | -1.7 | 20.6 | 2.8 | 18.9 | 3.9 | 14.8 | 2 | 15.6 | -1.1 | 24 | 7.6 | 17.2 | -3.3 | 29.5 | 13.7 | 13.9 | 6.1 | 18.3 | 1.7 | 22.2 | 7.2 | 16.7 | 8.3 | 23.3 | 7.2 | 15.2 | -1.6 | 24.4 | 15 | 20.6 | -6.7 | 13.3 | -0.6 | 27.8 | -7.8 | 23.9 | 0.6 | 17.8 | -0.6 | 21.7 | 5 | 31.1 | 13.3 | 7.8 | 0.6 | 20.6 | 6.1 | 32.8 | 18.3 | 8 | 4 | 26.7 | 4.4 | 18.9 | 11.1 | 16.7 | -2.2 | 6.7 | 2.2 | 16 | 6 | 23.3 | 18.3 | 26.7 | 17.2 | 15 | 0.4 | 21.1 | 2.8 | 21.1 | 13.9 | 25.8 | 5.9 | 28.9 | 22.2 | 30.6 | 0.6 | 25.6 | 11.4 | 27.2 | 20.6 | 28.9 | 20.9 | 26.7 | 6.7 | 21.1 | 0.6 | 21.7 | 17.2 | 18.9 | 12.2 | 21.1 | 2.8 | 28.3 | 17.8 | 29.4 | 5 | 3.3 | 0 | 8 | 3.5
20 | 0 | 7.8 | 0.6 | 16.7 | 15 | 25 | 11.1 | 21.7 | -10.6 | 31.7 | -5.6 | 14 | 3 | 26.9 | 2.1 | 17.8 | 11.7 | 18.9 | 11 | 16.7 | 8.3 | 17.8 | 11.7 | 7.8 | 6.1 | 30 | -3.3 | 27 | 22 | 25.6 | 15 | 29.4 | 19.4 | 29.3 | 10.5 | 27.8 | 21.7 | 16.1 | 12.8 | 25.6 | 19.4 | 17.8 | 15.6 | 23.9 | 0 | 11.7 | -2.8 | 27.8 | 15 | 23.3 | 13.9 | 17 | 15 | 20 | 19.4 | 25 | 21.1 | 18.9 | 1.7 | 8 | 1 | 13.3 | 7.2 | 12 | -2.3 | 28.3 | 16.7 | 13.3 | -3.3 | 16.7 | -0.6 | 17.8 | 3.9 | 14.1 | 2 | 15 | -1.7 | 23.7 | 7 | 17.2 | -3.9 | 28.3 | 14.2 | 15 | 2.8 | 17.8 | 2.8 | 22.2 | 7.8 | 16.3 | 9.7 | 22.8 | 5.6 | 14.2 | -0.2 | 23.9 | 13.3 | 20 | -6.7 | 11.3 | 0.4 | 26.9 | -7.7 | 22.2 | 0.6 | 18.3 | -3.9 | 20 | 5.7 | 28.9 | 15 | 8.9 | -1.1 | 20.6 | 6.1 | 32.8 | 19.4 | 8 | 4 | 24.8 | 1.6 | 17.2 | 10.6 | 16.7 | -2.2 | 5.6 | 2.8 | 16 | 6 | 23.9 | 19.4 | 25.8 | 17.2 | 12.8 | 0.8 | 21.1 | 2.2 | 21.1 | 13.9 | 25.9 | 6 | 27.8 | 22.5 | 29.4 | 0 | 24.4 | 11.1 | 26.7 | 20.6 | 28.9 | 20.9 | 26.7 | 6.1 | 20.6 | -0.6 | 21.7 | 15.6 | 19.4 | 12.2 | 19.4 | 4.7 | 28.9 | 17.8 | 29.4 | 6.1 | 3.3 | 0 | 6.7 | 3.3
19 | -1 | 7.8 | -0.6 | 16.1 | 15 | 23.3 | 10.6 | 19.5 | -7.7 | 30.4 | -4.1 | 14 | 4 | 25.9 | 1.9 | 17.2 | 10.6 | 16.6 | 10.5 | 16.1 | 7.8 | 16.7 | 11.7 | 7.8 | 6.7 | 28.9 | -4.4 | 25 | 22 | 25 | 15 | 28.9 | 20.6 | 28 | 11.2 | 27.2 | 21.7 | 15.6 | 13.3 | 25.6 | 19.4 | 18.3 | 14.4 | 23.9 | 0 | 11.1 | -2.8 | 27.2 | 15.6 | 23.3 | 17.2 | 16.9 | 15.1 | 21.1 | 19.4 | 24.4 | 20.6 | 16.7 | 6.7 | 7 | 1 | 11.7 | 7.2 | 10.7 | -2.7 | 27.2 | 16.1 | 12.8 | -1.1 | 16.1 | -0.6 | 16.7 | 3.9 | 13.3 | 2.2 | 14.4 | -1.7 | 23.3 | 6.7 | 16.1 | -3.3 | 27.2 | 14.4 | 13.9 | 2.2 | 17.2 | 2.2 | 21.1 | 7.8 | 16 | 10.8 | 21.1 | 5.6 | 13.3 | 1.1 | 23.9 | 12.8 | 19.4 | -6.7 | 9.2 | 0.6 | 25.9 | -8.3 | 20 | -1.1 | 17.2 | -6.7 | 18.4 | 5.6 | 26.1 | 15.6 | 7.8 | 0 | 20 | 6.7 | 32.2 | 18.9 | 8 | 6 | 23 | -0.4 | 15.6 | 10.2 | 16.1 | -1.7 | 6.1 | 1.1 | 14 | 8 | 19.4 | 18.3 | 24.8 | 17.3 | 10.6 | 1.1 | 20 | 2.8 | 20 | 12.8 | 26.1 | 6.1 | 26.7 | 22.8 | 28.9 | -0.6 | 23.3 | 10.6 | 26.7 | 20 | 28.9 | 20.6 | 25.6 | 8.3 | 20 | -1.1 | 21.7 | 15 | 18.3 | 12.2 | 17.8 | 5.7 | 28.9 | 17.8 | 28.3 | 7.2 | 2.2 | 0 | 6.1 | 3.3
17 | 0 | 7.2 | -0.6 | 16.1 | 15.6 | 19.4 | 11.1 | 17.2 | -7.8 | 29.1 | -2.8 | 13 | 5 | 25 | 2.2 | 15.6 | 11.1 | 14.4 | 10 | 13.9 | 7.8 | 12.2 | 11.1 | 7.8 | 6.7 | 26.7 | -7.8 | 24 | 23 | 23.3 | 16.1 | 28.3 | 20.6 | 26.7 | 11.7 | 25.6 | 21.7 | 14.4 | 12.8 | 25 | 18.9 | 19.4 | 13.9 | 22.8 | 1.1 | 10.6 | -3.3 | 26.7 | 15.6 | 22.2 | 16.7 | 16.7 | 15 | 21.1 | 20 | 23.3 | 17.2 | 15.6 | 6.7 | 8 | 0 | 9.4 | 7.2 | 9.4 | -3.3 | 26.7 | 16.7 | 12.2 | -0.6 | 13.9 | -0.6 | 16.1 | 3.9 | 12.4 | 2.6 | 12.8 | -1.7 | 21.8 | 6.1 | 13.9 | -2.8 | 24.6 | 14.4 | 13.3 | 3.9 | 15.6 | 2.8 | 18.9 | 8.3 | 15.6 | 11.7 | 17.8 | 5.6 | 11.5 | 0.9 | 23.3 | 13.9 | 17.8 | -6.1 | 7.2 | 0.6 | 25 | -9.4 | 17.2 | -1.7 | 16.1 | -2.8 | 16.7 | 5.6 | 25 | 14.4 | 7.2 | -1.1 | 18.9 | 7.8 | 30.6 | 20.6 | 8 | 6 | 21.1 | -3.3 | 13.9 | 9.4 | 14.4 | -2.8 | 6.1 | 0.6 | 15 | 8 | 19.4 | 18.9 | 23.9 | 17.2 | 8.5 | 1.6 | 18.3 | 1.7 | 17.8 | 12.8 | 23.9 | 6.7 | 26.5 | 22.8 | 26.7 | -2.2 | 22.6 | 11.7 | 25 | 19.4 | 28 | 21.1 | 22.8 | 10 | 17.8 | -0.6 | 20 | 15.6 | 16.1 | 11.7 | 16.1 | 6.7 | 27.8 | 17.8 | 26.7 | 8.3 | 1.1 | 0 | 5.6 | 3.1
16 | 1 | 5 | 2.8 | 15.6 | 15.6 | 18.3 | 11.1 | 15 | -8.3 | 27.8 | -2.2 | 12 | 6 | 22.6 | 2.7 | 15 | 11.7 | 13.7 | 9.8 | 12.8 | 8.3 | 11.7 | 11.1 | 7.8 | 6.7 | 24.4 | -7.8 | 24 | 23 | 21.7 | 16.7 | 27.2 | 21.1 | 25.9 | 15.6 | 25.6 | 22.2 | 13.9 | 11.7 | 25 | 18.9 | 18.3 | 14.4 | 20 | 1.1 | 8.9 | 0 | 24.4 | 15.6 | 24.4 | 18.9 | 16.3 | 15 | 20.6 | 20 | 22.2 | 17.2 | 14.4 | 5 | 7 | 0 | 8.3 | 6.1 | 8.1 | -2.5 | 25.6 | 16.7 | 11.7 | -0.6 | 11.1 | 3.3 | 13.9 | 4.4 | 11.5 | 2.8 | 11.1 | -2.2 | 20.4 | 5.6 | 11.7 | -1.7 | 22 | 14.4 | 11.1 | 5 | 13.9 | 3.9 | 18.3 | 7.8 | 14.7 | 11.5 | 16.1 | 7.2 | 9.6 | 0.2 | 22.2 | 15 | 14.4 | -6.7 | 7.2 | 0.2 | 23.3 | -8.9 | 16.1 | -1.7 | 14.4 | -2.8 | 16.7 | 7.7 | 22.8 | 13.9 | 5.6 | -1.1 | 16.1 | 10 | 27.8 | 21.1 | 7 | 6 | 18.1 | -0.6 | 13.2 | 9.1 | 13.3 | -1.7 | 6.1 | -0.6 | 15 | 8 | 18.9 | 18.3 | 23.3 | 17.1 | 6.5 | 1.8 | 15 | 2.8 | 17.2 | 12.8 | 21.6 | 6.3 | 26.3 | 22.8 | 26.7 | -2.2 | 21.8 | 12.1 | 24.4 | 18.9 | 27 | 21.5 | 21.1 | 11.1 | 12.8 | 0.6 | 19.4 | 14.4 | 14.4 | 11.1 | 14.1 | 6 | 25 | 17.8 | 26.1 | 8.9 | 0.6 | 0 | 5 | 2.8
14 | 2 | 4.4 | 2.2 | 15.6 | 15 | 18.3 | 10.6 | 12.2 | -6.9 | 26.5 | -1.2 | 11 | 4 | 20.2 | 2.5 | 15 | 11.7 | 12.9 | 9.6 | 12.2 | 8.3 | 11.1 | 11.1 | 7.8 | 6.7 | 23.3 | -4.4 | 24 | 23 | 20.6 | 16.7 | 26.1 | 21.1 | 25.2 | 18.7 | 25 | 22.2 | 13.3 | 11.1 | 24.4 | 18.9 | 17.8 | 15 | 20.6 | 0.6 | 8.9 | 0.6 | 23.3 | 15.6 | 23.3 | 17.8 | 16 | 15.2 | 20 | 19.4 | 21.1 | 17.2 | 13.3 | 4.4 | 4 | 0 | 7.2 | 5.6 | 6.9 | -2.5 | 25 | 16.7 | 11.1 | 2.2 | 10 | 6.7 | 12.2 | 3.9 | 10.6 | 2.8 | 10.6 | -2.2 | 18.9 | 5 | 10 | -1.7 | 19.4 | 13.9 | 10.6 | 3.3 | 13.3 | 3.9 | 17.2 | 8.9 | 13.7 | 10.9 | 16.7 | 8.9 | 7.8 | -0.6 | 21.7 | 15.6 | 14.4 | -6.7 | 7.2 | 0 | 21.7 | -8.9 | 11.1 | -1.7 | 12.8 | -4.4 | 16.7 | 9.7 | 18.3 | 13.9 | 5 | -0.6 | 14.4 | 10 | 26.1 | 21.1 | 7 | 6 | 15.2 | 0.2 | 12.4 | 8.7 | 11.1 | -0.6 | 4.4 | -0.6 | 13 | 9 | 17.8 | 17.2 | 22.8 | 17.3 | 4.4 | 1.7 | 15 | 2.2 | 16.7 | 12.2 | 19.4 | 6.1 | 26.1 | 22.8 | 26.1 | -2.2 | 21.1 | 12.8 | 23.3 | 18.9 | 26.1 | 21.7 | 17.8 | 10 | 11.1 | 1.7 | 18.3 | 14.4 | 15 | 10.6 | 12 | 5.2 | 26.1 | 17.8 | 24.4 | 8.3 | 0.6 | -0.6 | 4.8 | 2.8
13 | 2 | 3.3 | 2.2 | 15.6 | 15 | 17.2 | 10.6 | 9.5 | -6.4 | 25.2 | 0 | 12 | 2 | 17.8 | 2.2 | 15 | 11.1 | 12.2 | 9.4 | 11.7 | 8.3 | 12.2 | 11.1 | 7.2 | 5.6 | 19.4 | -4.4 | 24 | 23 | 20.6 | 16.7 | 25.6 | 21.1 | 24.4 | 21.1 | 25 | 23.3 | 13.3 | 10.6 | 23.9 | 19.4 | 17.8 | 14.4 | 20 | 0 | 7.2 | 0 | 22.8 | 15.6 | 22.8 | 17.2 | 15.6 | 15 | 20 | 19.4 | 20.6 | 17.2 | 13.3 | 4.4 | 3 | 0 | 6.7 | 5 | 5.6 | -2.8 | 24.4 | 16.7 | 10 | 1.1 | 10 | 5 | 10.6 | 3.3 | 10 | 3.1 | 9.4 | -2.8 | 17.8 | 7 | 8.9 | -1.1 | 19 | 14.3 | 10 | 3.3 | 12.2 | 4.4 | 16.1 | 8.9 | 12.8 | 10.6 | 15.6 | 10 | 6.3 | -0.4 | 21.1 | 13.9 | 13.9 | -6.7 | 7.2 | -0.6 | 20 | -10 | 10.6 | -2.2 | 12.8 | -5.6 | 16.7 | 11.1 | 18.3 | 14.4 | 4.4 | -0.6 | 13.3 | 8.3 | 25 | 21.1 | 6 | 5 | 12.2 | 0.6 | 11.7 | 8.3 | 10 | 0 | 3.3 | -0.6 | 11 | 9 | 17.2 | 17.2 | 22.2 | 17.2 | 4.8 | 1.6 | 14.4 | 1.7 | 15.6 | 12.2 | 18.5 | 6.4 | 26.1 | 23 | 25.6 | -2.8 | 20.9 | 12.9 | 22.8 | 18.9 | 25.7 | 21.8 | 17.2 | 10.6 | 8.3 | 2.8 | 16.7 | 14.4 | 13.9 | 9.4 | 10 | 4.4 | 25 | 17.8 | 23.9 | 10 | 0 | -1.1 | 4.6 | 2.8
12 | 2 | 3.9 | 2.2 | 15 | 15 | 17.2 | 10.6 | 6.7 | -7.8 | 23.9 | 0 | 11 | 4 | 16.9 | 4.3 | 15 | 11.1 | 12.2 | 9.6 | 11.1 | 8.3 | 11.7 | 11.1 | 5.6 | 1.7 | 22.2 | -6.7 | 24 | 23 | 20 | 17.2 | 25 | 20.6 | 24.2 | 20.9 | 24.4 | 22.8 | 12.8 | 10 | 23.9 | 19.4 | 17.8 | 14.4 | 18.9 | 0.6 | 7.8 | 0.6 | 21.1 | 15.6 | 22.2 | 16.7 | 15.6 | 15.2 | 19.4 | 18.9 | 18.3 | 17.2 | 13.3 | 6.7 | 2 | 0 | 6.1 | 5 | 4.8 | -2.6 | 23.3 | 17.2 | 9.4 | 0.6 | 10 | -1.1 | 8.9 | 2.8 | 9.5 | 3.3 | 9.4 | -3.3 | 16.7 | 8.4 | 8.3 | -0.6 | 18.7 | 15 | 10 | 3.3 | 12.2 | 3.9 | 16.1 | 8.9 | 12.1 | 10.2 | 15 | 10.6 | 4.8 | -0.7 | 15.6 | 15.6 | 13.9 | -6.7 | 6.7 | -0.4 | 19.3 | -8.7 | 6.7 | -3.3 | 9.4 | -3.3 | 15.2 | 10.2 | 17.2 | 13.9 | 2.8 | 0.6 | 13.9 | 8.9 | 24.4 | 21.1 | 4 | 3 | 11.5 | 0.6 | 10.8 | 7.7 | 8.9 | 0.6 | 3.3 | 0 | 9 | 8 | 17.2 | 17.2 | 21.7 | 16.9 | 5.2 | 1.7 | 13.3 | 1.7 | 14.4 | 12.2 | 17.6 | 6.8 | 26.1 | 23.2 | 24.4 | -3.3 | 20.8 | 13.3 | 23.3 | 19.4 | 25.4 | 21.7 | 16.1 | 10.6 | 7.8 | 2.2 | 17.8 | 15 | 12.8 | 8.9 | 9.6 | 3.6 | 23.9 | 17.8 | 22.2 | 9.4 | 0 | -1.1 | 4.4 | 2.8
11 | 2 | 3.3 | 2.2 | 15 | 15 | 16.1 | 10.6 | 6.7 | -6.8 | 22.4 | 0.2 | 10 | 5 | 15.9 | 5.5 | 14.4 | 11.7 | 12.2 | 9.8 | 10.6 | 8.3 | 11.1 | 11.1 | 5.6 | -3.9 | 18.3 | -8.9 | 24 | 23 | 19.4 | 16.7 | 25 | 20.6 | 24.1 | 21 | 24.4 | 22.8 | 12.8 | 10 | 23.3 | 19.4 | 18.3 | 14.4 | 17.8 | 0.6 | 6.7 | 0 | 21.1 | 15.6 | 21.7 | 17.2 | 15.6 | 15.2 | 18.9 | 18.9 | 19.4 | 17.8 | 13.3 | 8.3 | 3 | 0 | 5.8 | 4.8 | 4.1 | -2.6 | 22.2 | 16.7 | 8.3 | 1.7 | 10 | -0.6 | 8.3 | 2.2 | 8.9 | 3.3 | 9.4 | -3.3 | 15.6 | 9.4 | 7.8 | 0.6 | 18.3 | 15.6 | 10 | 2.8 | 10.6 | 5 | 14.4 | 8.9 | 11.3 | 9.9 | 13.9 | 10.6 | 3.3 | -1.1 | 15 | 15 | 12.8 | -5.6 | 6.1 | -0.4 | 18.5 | -8.4 | 7.2 | -3.9 | 7.2 | -2.2 | 13.7 | 9 | 18.9 | 14.4 | 3.9 | 0 | 12.8 | 7.2 | 23.9 | 21.1 | 3 | 3 | 10.7 | 0.7 | 9.8 | 6.9 | 8.9 | 0 | 2.2 | -0.6 | 9 | 8 | 17.8 | 17.8 | 21.1 | 16.5 | 5.6 | 1.7 | 12.2 | 2.2 | 13.3 | 11.7 | 16.7 | 6.7 | 26.1 | 23.3 | 23.9 | -2.2 | 20.6 | 13.3 | 23.3 | 19.4 | 25 | 21.7 | 16.7 | 11.1 | 6.7 | 2.2 | 18.9 | 14.4 | 12.2 | 8.3 | 9.3 | 3.1 | 23.3 | 17.8 | 23.3 | 10 | 0.6 | -2.8 | 3.5 | 2
11 | 2 | 3.9 | 2.2 | 14.4 | 14.4 | 15 | 10.6 | 6.7 | -6.8 | 20.9 | 0.7 | 8 | 4 | 15 | 6.7 | 13.9 | 10.6 | 12.2 | 10 | 11.1 | 7.8 | 10.6 | 10.6 | 3.9 | -6.7 | 17.8 | -6.7 | 24 | 23 | 18.9 | 16.7 | 25 | 20.6 | 23.9 | 21.1 | 24.4 | 22.8 | 12.8 | 10 | 22.8 | 19.4 | 17.8 | 13.9 | 16.1 | 0.6 | 4.4 | 1.1 | 21.1 | 15.6 | 21.1 | 17.2 | 15.6 | 15 | 18.3 | 18.3 | 19.4 | 17.2 | 13.9 | 10.6 | 2 | 0 | 5.5 | 4.5 | 3.3 | -3.3 | 21.1 | 17.2 | 7.8 | 2.2 | 9.4 | -0.6 | 7.8 | 2.2 | 8.2 | 3.9 | 8.3 | -2.2 | 15.4 | 9.6 | 6.1 | 0.6 | 17.8 | 15.8 | 9.4 | 2.2 | 11.1 | 5 | 14.4 | 9.4 | 10.6 | 9.4 | 14.4 | 11.1 | 2.9 | -1.1 | 15.6 | 15 | 10 | -3.9 | 5.6 | -0.6 | 17.8 | -8.9 | 6.7 | -2.2 | 7.2 | -2.2 | 12.2 | 7.8 | 18.9 | 14.4 | 2.2 | -0.6 | 11.7 | 7.2 | 23.3 | 20.6 | 3 | 3 | 10 | 0.6 | 8.9 | 6.1 | 8.9 | -0.6 | 1.7 | -0.6 | 9 | 7 | 17.8 | 17.8 | 20.6 | 16.1 | 5.4 | 1.5 | 11.1 | 2.2 | 13.3 | 12.2 | 15.9 | 6.9 | 26.1 | 23 | 23.3 | -2.8 | 20.2 | 13.4 | 22.8 | 19.4 | 24.8 | 21.7 | 15 | 11.7 | 5.6 | 2.8 | 18.9 | 14.4 | 10 | 8.3 | 8.9 | 2.2 | 22.8 | 17.8 | 22.2 | 10 | 0.6 | -3.9 | 2.6 | 1.3
9 | 3 | 3.3 | 1.7 | 13.9 | 13.3 | 14.4 | 10.6 | 6.7 | -7.8 | 19.4 | 0.6 | 8 | 4 | 13.9 | 7 | 13.9 | 11.1 | 12 | 10.1 | 11.1 | 8.3 | 10 | 10 | 2.8 | -2.8 | 16.7 | -5.6 | 24 | 22 | 18.9 | 16.7 | 24.4 | 22.8 | 23.2 | 20.9 | 24.4 | 22.8 | 13.3 | 10 | 23.3 | 18.9 | 17.8 | 13.9 | 17.2 | 0 | 2.2 | 0.6 | 21.7 | 15.6 | 20.6 | 16.7 | 13.7 | 13.4 | 18.3 | 17.8 | 18.9 | 17.2 | 15 | 10 | 1 | -1 | 5.3 | 4.3 | 3.3 | -3.1 | 20 | 17.2 | 8.3 | 2.2 | 9.4 | -1.1 | 8.3 | 3.3 | 7.4 | 4.2 | 7.8 | -2.8 | 15.2 | 9.6 | 6.7 | 0.6 | 17.2 | 15.9 | 9.4 | 2.2 | 10.6 | 5.6 | 14.4 | 10 | 9.8 | 8.8 | 13.3 | 12.2 | 2.6 | -1.2 | 15 | 14.4 | 10 | -5.6 | 3.7 | -0.9 | 16.9 | -8.1 | 5 | -3.3 | 5.6 | -1.1 | 12 | 8.1 | 20 | 17.8 | 3.9 | 1.1 | 11.1 | 7.2 | 22.8 | 20.6 | 2 | 2 | 8.5 | 0.5 | 8.5 | 6 | 7.2 | -0.6 | 1.1 | -0.6 | 7 | 6 | 16.7 | 16.7 | 19.3 | 16 | 5.2 | 1.3 | 10.6 | 1.7 | 12.8 | 11.7 | 15.2 | 7.3 | 26.1 | 22.6 | 21.7 | -2.2 | 19.8 | 13.8 | 22.2 | 19.4 | 24.6 | 21.7 | 15 | 12.2 | 4.4 | 2.8 | 18.3 | 15 | 10.6 | 8.9 | 8.7 | 2.7 | 21.7 | 17.8 | 21.1 | 10.6 | 0 | -3.3 | 1.7 | 0.6
8 | 2 | 3.3 | 1.7 | 13.9 | 13.3 | 14.4 | 10.6 | 6.9 | -6.3 | 18.3 | 0 | 9 | 4 | 12.8 | 6.9 | 13.9 | 11.1 | 11.9 | 10.5 | 10.6 | 7.8 | 11.1 | 11.1 | 1.7 | -2.2 | 17.8 | -6.7 | 23 | 22 | 18.3 | 16.7 | 24.4 | 22.8 | 22.4 | 20.9 | 24.4 | 22.8 | 12.8 | 10 | 22.8 | 18.3 | 17.2 | 14.4 | 13.3 | 0 | 2.8 | -0.6 | 21.7 | 15.6 | 20.6 | 16.7 | 11.9 | 11.8 | 17.8 | 17.8 | 18.3 | 16.7 | 15.6 | 10 | 0 | -1 | 5 | 4 | 3.3 | -3.1 | 21.1 | 17.2 | 8.3 | 2.2 | 9.4 | 0 | 7.8 | 2.8 | 6.7 | 4.4 | 7.2 | -3.3 | 15 | 9.4 | 6.1 | 1.1 | 16.7 | 16.1 | 9.4 | 1.7 | 10 | 5.6 | 13.9 | 10.6 | 9.1 | 8.1 | 13.3 | 11.7 | 2.2 | -1.7 | 15 | 14.4 | 8.9 | -5 | 1.9 | -1.7 | 15.9 | -7.4 | 6.1 | -3.3 | 3.9 | 0.6 | 11.9 | 8.2 | 20 | 17.8 | 3.9 | 1.7 | 11.7 | 6.1 | 23.3 | 19.4 | 2 | 2 | 7.1 | 0.5 | 8.2 | 5.9 | 7.2 | -1.1 | 0.6 | -1.1 | 8 | 4 | 16.1 | 15 | 18 | 15.5 | 5 | 1.1 | 9.4 | 2.2 | 13.3 | 11.7 | 14.4 | 7.2 | 26.1 | 22.2 | 21.1 | -1.1 | 19.4 | 13.9 | 22.2 | 19.4 | 24.4 | 21.7 | 13.3 | 11.7 | 3.9 | 2.2 | 17.2 | 16.1 | 11.1 | 8.9 | 8.5 | 2.9 | 16.1 | 14.4 | 20.6 | 11.1 | -0.6 | -3.3 | 1.5 | 0.3
8 | 2 | 3.3 | 1.7 | 13.3 | 12.8 | 15 | 10 | 7 | -6.3 | 17.2 | -0.9 | 9 | 4 | 11.7 | 6.7 | 13.3 | 10.6 | 11.7 | 10.6 | 10.6 | 8.3 | 11.7 | 11.1 | 1.1 | -2.8 | 17.2 | -6.7 | 22 | 18 | 18.3 | 16.7 | 23.9 | 23.3 | 21.7 | 20.6 | 24.4 | 22.8 | 12.8 | 10.6 | 22.2 | 18.9 | 17.2 | 15.6 | 13.3 | 0 | 2.8 | 0 | 21.1 | 15.6 | 20.6 | 16.7 | 10 | 10 | 17.8 | 17.8 | 18.3 | 16.7 | 13.9 | 10.6 | 0 | -1 | 4.7 | 3.7 | 3.3 | -3.9 | 20.6 | 16.7 | 9.4 | 2.8 | 9.4 | 0.6 | 7.8 | 2.8 | 6.3 | 4.1 | 5.6 | -2.8 | 14.1 | 10.2 | 5 | 1.1 | 17.2 | 16.7 | 8.9 | 1.7 | 10.6 | 5.6 | 13.9 | 10 | 8.3 | 7.2 | 14.4 | 12.2 | 2.4 | -1.4 | 15 | 14.4 | 7.8 | -3.9 | 0 | -2.8 | 15 | -8.3 | 9.4 | -6.7 | 3.3 | 0.6 | 11.7 | 8.3 | 20 | 15.6 | 2.2 | 0.6 | 10 | 5 | 21.7 | 19.4 | 1 | 1 | 5.6 | 0 | 7.8 | 5.6 | 7.2 | -1.1 | 0.6 | -1.1 | 6 | 3 | 15.6 | 13.9 | 16.7 | 15 | 4.6 | 0.9 | 9.4 | 1.1 | 12.2 | 11.7 | 14.4 | 7.9 | 25.9 | 22 | 18.3 | -1.1 | 18.5 | 14.6 | 23.3 | 19.4 | 24.4 | 21.9 | 12.8 | 10.6 | 3.9 | 2.2 | 17.2 | 15.6 | 11.1 | 8.9 | 8.3 | 3.3 | 15 | 13.9 | 19.4 | 11.1 | 0.6 | -3.3 | 1.3 | 0.1
7 | 0 | 1.7 | 0.6 | 13.3 | 12.8 | 13.3 | 10 | 7.2 | -6.7 | 16.1 | -1.7 | 9 | 5 | 12.1 | 6.6 | 13.3 | 11.1 | 12.2 | 11.1 | 10 | 7.2 | 12.2 | 11.1 | 0 | -2.8 | 17.8 | -6.7 | 21 | 14 | 17.8 | 16.7 | 24.4 | 23.3 | 21.1 | 19.2 | 24.4 | 22.8 | 12.2 | 10.6 | 21.7 | 18.3 | 16.7 | 15 | 12.2 | 1.1 | 1.7 | -1.1 | 19.4 | 15.6 | 20 | 16.7 | 9.4 | 9.3 | 18.3 | 17.8 | 18.3 | 17.2 | 13.3 | 11.1 | 0 | -2 | 4.4 | 3.3 | 5.3 | -2.4 | 20 | 16.7 | 8.9 | 3.3 | 11.7 | 3.3 | 6.7 | 2.8 | 6 | 3.8 | 5.6 | -2.8 | 13.1 | 10.3 | 5 | 1.1 | 17.8 | 17.3 | 7.2 | 1.1 | 10 | 6.1 | 13.3 | 10 | 10.7 | 8.8 | 13.3 | 12.2 | 2.6 | -1.4 | 15.6 | 14.4 | 7.2 | -3.3 | 3.1 | -1.4 | 16.1 | -6.7 | 7.8 | -6.1 | 2.2 | 0 | 13 | 9.1 | 19.4 | 13.3 | 1.7 | 0 | 10 | 5 | 20 | 10.6 | 1 | 1 | 7.1 | 0.5 | 7.6 | 5.8 | 6.7 | -1.1 | 0.6 | -1.1 | 6 | 3 | 14.4 | 12.8 | 17.2 | 15.6 | 4.3 | 0.8 | 8.9 | 0.6 | 12.2 | 11.7 | 14.4 | 8.8 | 25.8 | 21.9 | 13.3 | -1.1 | 17.6 | 15.1 | 22.8 | 19.4 | 24.4 | 21.9 | 12.2 | 10 | 2.8 | 2.2 | 17.2 | 15.6 | 11.1 | 8.9 | 8.3 | 3.8 | 14.4 | 13.3 | 19.4 | 11.1 | 0.6 | -3.9 | 1.1 | 0
7 | 0 | 2.8 | 1.1 | 13.3 | 12.8 | 14.4 | 10 | 9.2 | -5.9 | 17.6 | -1 | 9 | 6 | 12.4 | 6.5 | 13.3 | 11.7 | 12.8 | 11.7 | 10 | 7.2 | 12.2 | 11.1 | 0.6 | -2.8 | 16.7 | -6.7 | 21 | 14 | 17.2 | 15.6 | 24.4 | 22.8 | 20.6 | 17.6 | 24.4 | 22.8 | 12.2 | 10.6 | 21.7 | 18.9 | 16.7 | 15.6 | 10 | 1.7 | 3.9 | 2.2 | 19.4 | 15.6 | 20 | 17.2 | 8.9 | 8.5 | 18.3 | 17.8 | 18.3 | 17.2 | 13.3 | 11.7 | 1 | -1 | 4.4 | 3.3 | 7.4 | -1.6 | 18.9 | 16.7 | 8.9 | 3.3 | 11.7 | 3.3 | 7.8 | 3.9 | 5.6 | 3.3 | 6.7 | -3.3 | 12.2 | 10.6 | 6.1 | 2.2 | 18.3 | 17.8 | 8.3 | 1.7 | 10 | 6.1 | 13.3 | 10 | 13.2 | 10.4 | 13.3 | 12.2 | 2.8 | -1.7 | 15.6 | 14.4 | 6.7 | -3.3 | 6.3 | -0.6 | 17.2 | -6.5 | 2.8 | -3.9 | 5 | 1.1 | 14.3 | 10 | 20.6 | 13.3 | 1.1 | -0.6 | 10 | 3.9 | 18.9 | 9.4 | 3 | 3 | 8.5 | 0.9 | 7.4 | 6.1 | 7.8 | 0 | 0.6 | -1.1 | 7 | 3 | 13.9 | 12.8 | 17.8 | 16.2 | 3.9 | 0.6 | 8.3 | 1.7 | 12.2 | 11.7 | 14.4 | 9.4 | 25.6 | 21.7 | 15 | -0.6 | 16.7 | 15.6 | 22.2 | 19.4 | 24.4 | 22.2 | 12.8 | 9.4 | 3.9 | 2.8 | 16.7 | 15 | 11.1 | 8.9 | 8.3 | 4 | 14.4 | 12.8 | 20 | 11.7 | 1.1 | -3.3 | 1.7 | 0.5
9 | 2 | 3.9 | 2.2 | 13.3 | 12.8 | 17.2 | 12.8 | 11.3 | -6.7 | 19.1 | -0.3 | 10 | 7 | 12.8 | 6.1 | 16.1 | 12.2 | 13.3 | 12.2 | 15 | 8.9 | 12.8 | 11.7 | 3.3 | -2.8 | 17.2 | -5 | 23 | 13 | 18.9 | 16.7 | 25 | 23.3 | 20 | 16.1 | 21.7 | 20.6 | 12.2 | 10.6 | 22.2 | 19.4 | 17.8 | 15.6 | 13.3 | 2.8 | 8.3 | 2.2 | 20 | 16.1 | 12.2 | 10 | 8.3 | 7.8 | 20 | 18.3 | 21.1 | 18.9 | 13.9 | 12.8 | 2 | 0 | 4.4 | 3.3 | 9.4 | -1.1 | 19.4 | 17.8 | 9.4 | 3.3 | 13.9 | 4.4 | 9.4 | 5 | 6.7 | 3 | 8.3 | 1.7 | 14.2 | 10.8 | 10 | 1.7 | 20 | 18.5 | 10 | 2.2 | 11.7 | 6.7 | 14.4 | 10 | 15.6 | 11.7 | 15.6 | 14.4 | 5.6 | -0.2 | 16.1 | 14.4 | 8.9 | -2.8 | 9.4 | -0.6 | 18.3 | -6.7 | 11.1 | -2.8 | 8.9 | 1.1 | 15.6 | 10.6 | 21.1 | 13.9 | 3.9 | 1.1 | 12.8 | 6.1 | 18.3 | 9.4 | 6 | 5 | 10 | 1.1 | 7.2 | 6.1 | 10.6 | 0.6 | 2.2 | 0 | 9 | 2 | 13.9 | 12.2 | 18.3 | 16.7 | 6.9 | 1.6 | 8.3 | 2.2 | 13.9 | 12.8 | 15.9 | 10.5 | 26.9 | 21.7 | 20.6 | 0 | 18.5 | 16.3 | 23.3 | 20 | 24.4 | 22.3 | 15.6 | 8.9 | 9.4 | 5 | 16.1 | 14.4 | 11.1 | 8.3 | 8.3 | 4.4 | 16.7 | 12.8 | 21.1 | 11.7 | 2.8 | -0.6 | 2.2 | 1
11 | 3 | 4.4 | 2.2 | 13.9 | 13.3 | 18.9 | 13.3 | 13.3 | -8.3 | 20.6 | 0 | 11 | 8 | 15.2 | 6.5 | 17.2 | 12.2 | 14.2 | 12.1 | 17.2 | 9.4 | 13.3 | 11.7 | 5 | -3.9 | 20 | -4.4 | 24 | 8 | 22.2 | 18.3 | 26.7 | 23.9 | 21.3 | 14 | 21.1 | 20.6 | 12.2 | 10 | 25.6 | 18.9 | 18.3 | 16.1 | 17.8 | 4.4 | 10.6 | 0.6 | 21.7 | 17.2 | 10 | 7.8 | 8.5 | 7.6 | 21.7 | 19.4 | 22.8 | 18.3 | 14.4 | 12.8 | 6 | 0 | 4.4 | 3.3 | 11.1 | -0.6 | 21.1 | 17.8 | 10.6 | 3.9 | 17.2 | 6.7 | 11.7 | 6.1 | 7.8 | 2.1 | 12.8 | 1.1 | 16.3 | 10.6 | 13.3 | 1.1 | 21.6 | 19 | 12.2 | 0 | 12.2 | 6.1 | 14.4 | 11.7 | 17.3 | 11.4 | 17.2 | 15 | 8.3 | 1 | 17.2 | 15 | 12.8 | -3.3 | 11.8 | -0.6 | 20.7 | -5.3 | 20 | -5.6 | 11.7 | 2.2 | 19.1 | 11.7 | 23.9 | 15 | 7.8 | 0.6 | 15 | 7.2 | 18.3 | 8.9 | 8 | 6 | 12.4 | 2.6 | 7.8 | 6 | 12.8 | -1.7 | 5 | 1.7 | 11 | 1 | 13.9 | 11.7 | 19.8 | 16.7 | 9.8 | 2.2 | 11.1 | 2.2 | 16.7 | 13.9 | 17.4 | 11.2 | 28.1 | 21.4 | 23.3 | 0.6 | 20.4 | 17.2 | 25 | 20.6 | 24.4 | 22.5 | 18.9 | 9.4 | 15.6 | 6.7 | 18.3 | 16.7 | 11.7 | 8.3 | 8.5 | 4.3 | 20.6 | 12.8 | 22.8 | 12.8 | 3.3 | 0 | 2.8 | 1.7
13 | 3 | 5 | 2.2 | 14.4 | 13.9 | 21.7 | 13.9 | 15 | -6.3 | 22.6 | -0.2 | 11 | 7 | 17.6 | 6.2 | 18.3 | 11.7 | 15.2 | 12 | 17.8 | 12.2 | 13.9 | 11.1 | 5.6 | -3.3 | 23.9 | -3.9 | 25 | 8 | 25 | 16.1 | 28.3 | 23.9 | 22.6 | 11.4 | 22.2 | 20.6 | 12.2 | 10 | 27.2 | 18.9 | 18.3 | 16.1 | 21.1 | 2.8 | 11.7 | 0.6 | 24.4 | 18.3 | 9.4 | 7.8 | 8.7 | 7.3 | 23.3 | 20 | 23.9 | 18.3 | 15 | 13.9 | 8 | 1 | 4.4 | 3.3 | 12.7 | -0.8 | 23.3 | 18.3 | 13.9 | 3.9 | 18.3 | 6.7 | 13.9 | 7.2 | 8.9 | 1.1 | 14.4 | 0 | 18.3 | 10 | 15.6 | 0 | 23.3 | 19.4 | 13.9 | 2.2 | 12.8 | 6.1 | 15.6 | 12.8 | 18.9 | 10.8 | 14.4 | 13.3 | 11.1 | 1.7 | 18.9 | 16.1 | 16.1 | -2.8 | 14.3 | -1.2 | 23.2 | -5.1 | 22.2 | -3.9 | 14.4 | 3.3 | 22.6 | 12 | 25.6 | 16.1 | 8.3 | -1.1 | 17.2 | 8.9 | 18.9 | 8.3 | 9 | 7 | 14.8 | 3.6 | 8.3 | 5.8 | 13.3 | -2.2 | 7.8 | 1.1 | 11 | 1 | 13.3 | 11.1 | 21.3 | 16.5 | 12.8 | 2.2 | 13.3 | 1.1 | 20 | 13.9 | 18.9 | 12.2 | 29.4 | 21.1 | 23.9 | 0.6 | 22.2 | 17.8 | 25.6 | 20.6 | 24.4 | 22.8 | 21.7 | 8.9 | 18.9 | 3.3 | 19.4 | 17.2 | 11.7 | 8.3 | 8.7 | 4.5 | 22.8 | 17.8 | 25.6 | 13.9 | 4.4 | 0.6 | 4.6 | 2.3
15 | 2 | 5 | 1.7 | 15.6 | 14.4 | 22.8 | 13.9 | 16.6 | -4.6 | 24.7 | -1 | 12 | 7 | 20 | 5.6 | 19.4 | 11.1 | 16.1 | 11.7 | 21.7 | 5 | 14.4 | 11.7 | 7.2 | -2.8 | 25 | -2.8 | 27 | 7 | 26.7 | 16.7 | 28.9 | 22.8 | 23.9 | 7.2 | 22.2 | 21.1 | 12.2 | 10.6 | 28.3 | 18.9 | 17.2 | 15.6 | 23.9 | 0.6 | 13.3 | 0.6 | 25.6 | 18.3 | 9.4 | 7.8 | 8.9 | 7.2 | 24.4 | 18.9 | 24.4 | 17.8 | 15.6 | 13.9 | 7 | -1 | 4.4 | 3.3 | 14.4 | -1.1 | 24.4 | 18.3 | 17.2 | 0 | 21.7 | 7.2 | 15.6 | 7.8 | 9.3 | 0.5 | 15.6 | -1.1 | 18.7 | 11.1 | 16.7 | -1.7 | 24.8 | 19.2 | 15 | 2.8 | 13.3 | 5.6 | 15.6 | 13.3 | 20.6 | 9.4 | 13.9 | 13.3 | 13.9 | 2.5 | 20 | 16.7 | 17.2 | -0.6 | 16.7 | -2.8 | 25.6 | -5.6 | 22.2 | -3.3 | 16.1 | 2.8 | 26.1 | 11.7 | 28.3 | 17.2 | 8.9 | -0.6 | 18.3 | 10 | 18.9 | 7.8 | 9 | 6 | 17.2 | 5 | 8.9 | 5.6 | 13.9 | -2.2 | 8.9 | 1.1 | 11 | 1 | 13.3 | 10.6 | 22.8 | 16.1 | 14.1 | 2 | 14.4 | 0.6 | 20 | 13.3 | 20.7 | 12.4 | 29.8 | 21.2 | 25.6 | 0.6 | 21.8 | 18.2 | 26.1 | 20.6 | 24.8 | 22.7 | 24.4 | 8.9 | 21.1 | 2.2 | 22.2 | 18.3 | 12.2 | 8.3 | 8.9 | 4.4 | 20 | 16.1 | 27.8 | 15.6 | 5 | 0.6 | 6.5 | 2.9
17 | 2 | 6.1 | 2.2 | 15.6 | 14.4 | 23.9 | 13.9 | 18.3 | -3.9 | 26.7 | -2.2 | 12 | 7 | 21.5 | 5.4 | 19.4 | 11.7 | 16.7 | 11.7 | 23.9 | 3.3 | 14.4 | 11.7 | 8.9 | -4.4 | 27.8 | -1.7 | 28 | 8 | 27.8 | 17.2 | 29.4 | 22.8 | 24.8 | 6.6 | 23.3 | 22.2 | 12.8 | 11.1 | 28.3 | 18.3 | 17.8 | 16.7 | 25 | -0.6 | 14.4 | 0 | 27.2 | 17.8 | 10 | 8.3 | 9.1 | 7.2 | 26.1 | 18.9 | 25 | 18.3 | 15 | 13.3 | 8 | -1 | 4.4 | 3.9 | 14 | -0.7 | 26.1 | 18.9 | 18.3 | -2.2 | 22.8 | 7.2 | 17.2 | 8.3 | 9.6 | -0.3 | 16.1 | -0.6 | 19 | 12.1 | 17.2 | -2.2 | 26.3 | 19 | 16.1 | 3.3 | 14.4 | 6.1 | 15 | 14.4 | 21.1 | 9.7 | 15 | 14.4 | 16.6 | 2.2 | 21.7 | 16.7 | 20 | -1.7 | 17.4 | -2.5 | 26.9 | -6.4 | 23.9 | -2.2 | 18.9 | 3.9 | 27.6 | 12.4 | 30 | 16.7 | 10 | -0.6 | 19.4 | 10.6 | 18.9 | 7.8 | 9 | 6 | 19.2 | 4.2 | 9.6 | 5 | 15.6 | -0.6 | 10 | -0.6 | 13 | 2 | 14.4 | 8.3 | 24.1 | 15.4 | 15.4 | 1.9 | 15.6 | 0 | 20 | 13.3 | 22.6 | 12.9 | 30.2 | 21 | 26.7 | 0 | 21.5 | 18.5 | 25 | 20 | 25.2 | 22.9 | 25.6 | 7.8 | 22.8 | 3.3 | 22.8 | 17.8 | 12.8 | 8.3 | 9.1 | 5.5 | 25 | 19.4 | 29.4 | 16.1 | 6.1 | 0 | 8.3 | 3.3
18 | 1 | 6.7 | 1.1 | 16.1 | 14.4 | 23.9 | 13.9 | 19.2 | -3.2 | 28.2 | -2.5 | 14 | 7 | 22.9 | 4.9 | 19.4 | 12.2 | 17.2 | 11.3 | 25 | 3.3 | 14.4 | 11.7 | 10 | -3.9 | 27.8 | -2.2 | 29 | 8 | 28.3 | 16.7 | 30 | 22.2 | 25.8 | 6.5 | 24.4 | 22.2 | 13.3 | 11.7 | 28.3 | 17.8 | 21.7 | 18.3 | 26.1 | -2.2 | 15.6 | -2.2 | 27.8 | 18.3 | 12.2 | 8.9 | 9.2 | 7.2 | 27.2 | 18.9 | 26.1 | 18.3 | 15.6 | 13.3 | 8 | -2 | 4.4 | 4.4 | 13.7 | -1 | 27.2 | 18.9 | 17.8 | 1.1 | 21.7 | 5 | 17.8 | 7.8 | 10 | -1.1 | 16.7 | -0.6 | 19.4 | 12.8 | 18.3 | -1.7 | 27.8 | 18.3 | 17.2 | 3.3 | 13.3 | 7.2 | 15 | 13.9 | 21.7 | 9.9 | 17.8 | 15.6 | 19.4 | 1.7 | 22.8 | 17.2 | 21.1 | -3.3 | 18.2 | -2.9 | 28.1 | -8.2 | 24.4 | -2.2 | 20.6 | 5 | 29.1 | 12.6 | 30 | 16.7 | 10.6 | 0 | 20 | 10 | 20 | 8.3 | 9 | 5 | 21.3 | 3.5 | 10.4 | 4.6 | 16.1 | -2.2 | 10 | -1.1 | 13 | 4 | 15 | 7.8 | 25.4 | 14.3 | 16.7 | 1.1 | 16.7 | 1.1 | 20.6 | 13.3 | 24.4 | 12.8 | 30.6 | 21.1 | 27.8 | 0 | 21.1 | 18.9 | 24.4 | 21.1 | 25.6 | 22.8 | 27.8 | 5.6 | 23.3 | 2.8 | 24.4 | 17.2 | 14.4 | 8.9 | 9.2 | 6.3 | 27.2 | 18.9 | 30 | 16.1 | 10 | 0 | 10.3 | 2.9
18 | 1 | 7.8 | 1.1 | 16.7 | 14.4 | 23.9 | 13.3 | 20.2 | -3.7 | 29.6 | -3.5 | 14 | 8 | 24.4 | 4.4 | 19.4 | 11.1 | 17.8 | 11.1 | 23.3 | 7.8 | 13.9 | 11.7 | 11.1 | -5.6 | 30 | -2.2 | 29 | 8 | 28.3 | 18.3 | 30.6 | 20.6 | 26.7 | 5.6 | 23.3 | 21.7 | 13.9 | 11.7 | 30.6 | 18.3 | 25 | 18.9 | 28.3 | -1.7 | 16.7 | 1.1 | 27.8 | 18.3 | 12.2 | 8.9 | 9.4 | 7.2 | 27.8 | 18.3 | 27.2 | 17.8 | 15.6 | 13.3 | 9 | -3 | 4.4 | 4.4 | 13.3 | -1.1 | 28.9 | 19.4 | 19.4 | 0 | 21.1 | 5.6 | 17.2 | 9.4 | 11.3 | -0.2 | 17.8 | 1.7 | 19.8 | 13.1 | 18.9 | -1.1 | 28 | 18.1 | 16.7 | 2.8 | 12.8 | 6.7 | 14.4 | 13.3 | 22.2 | 10 | 20.6 | 15.6 | 20.3 | 1.7 | 24.4 | 16.7 | 23.3 | -3.9 | 18.9 | -3.3 | 29.4 | -11.1 | 24.4 | -2.2 | 22.2 | 5 | 30.6 | 12.8 | 31.1 | 17.2 | 11.7 | -1.1 | 19.4 | 8.9 | 20.6 | 8.9 | 12 | 7 | 23.3 | 1.7 | 11.1 | 3.9 | 17.2 | 0 | 11.7 | -1.1 | 13 | 3 | 15.6 | 7.8 | 26.7 | 12.8 | 17.4 | 1.4 | 17.8 | 1.7 | 21.1 | 14.4 | 26.3 | 12.4 | 30.2 | 21 | 30.6 | -0.6 | 21.5 | 19.3 | 23.9 | 21.1 | 26.7 | 23.2 | 29.4 | 9.4 | 23.9 | 2.2 | 21.1 | 16.7 | 13.3 | 8.9 | 9.4 | 7.2 | 28.3 | 17.8 | 31.1 | 15.6 | 10 | -2.2 | 12.4 | 2.3
17 | 1 | 7.8 | 1.1 | 17.2 | 14.4 | 24.4 | 14.4 | 21.1 | -3.9 | 31.1 | -5 | 15 | 8 | 25.2 | 4.4 | 20 | 12.2 | 17.6 | 11.2 | 20 | 8.3 | 13.3 | 10.6 | 13.3 | -5.6 | 28.9 | -2.2 | 30 | 8 | 28.3 | 18.3 | 31.1 | 21.1 | 27.1 | 5.4 | 23.3 | 21.7 | 14.4 | 12.2 | 30.6 | 18.3 | 25.6 | 18.9 | 29.4 | -1.7 | 16.7 | 0.6 | 28.9 | 17.2 | 12.8 | 8.9 | 9.4 | 7 | 27.8 | 17.8 | 27.8 | 17.8 | 16.1 | 13.3 | 9 | -2 | 4.4 | 4.4 | 13.3 | 0 | 30.6 | 19.4 | 18.9 | 0.6 | 23.9 | 5 | 11.7 | 8.3 | 12.6 | 0.7 | 18.9 | 1.7 | 20.2 | 13.2 | 20 | -0.6 | 28.1 | 17.6 | 17.8 | 3.3 | 12.2 | 6.1 | 13.9 | 13.3 | 21.8 | 10.3 | 22.2 | 16.1 | 21.3 | 1 | 25.6 | 17.2 | 23.9 | -4.4 | 18.7 | -4.2 | 29.4 | -8.9 | 24.4 | -2.2 | 23.9 | 5 | 30.6 | 12.5 | 31.1 | 16.1 | 11.7 | 1.1 | 20 | 6.7 | 22.2 | 9.4 | 12 | 8 | 24.1 | 1.7 | 11.3 | 3.8 | 18.3 | 0 | 12.8 | 1.1 | 13 | 2 | 16.7 | 8.3 | 27.1 | 13.1 | 18.2 | 1.2 | 18.3 | 0 | 21.7 | 15 | 28.1 | 12.1 | 29.8 | 20.7 | 30.6 | -8.9 | 21.8 | 19.6 | 25.6 | 21.1 | 27.8 | 23.2 | 26.1 | 8.3 | 25.6 | 3.9 | 25.6 | 13.9 | 12.2 | 8.3 | 9.6 | 7.1 | 28.9 | 18.3 | 30 | 15 | 3.9 | 1.1 | 14.4 | 0.6
17 | 0 | 7.8 | -0.6 | 18.3 | 15.6 | 25 | 13.9 | 19.8 | -2.2 | 30.9 | -3.7 | 15 | 8 | 25.9 | 4.4 | 19.4 | 12.2 | 17.4 | 11 | 21.1 | 6.1 | 13.9 | 10.6 | 13.9 | -5.6 | 30 | -2.2 | 27 | 12 | 28.3 | 18.9 | 30.6 | 22.2 | 27.4 | 5.1 | 24.4 | 21.7 | 14.4 | 12.2 | 29.4 | 17.8 | 25.6 | 19.4 | 28.9 | -3.3 | 17.8 | 0.6 | 29.4 | 16.7 | 12.8 | 8.9 | 9.4 | 6.9 | 28.9 | 17.8 | 26.7 | 16.1 | 15.6 | 13.3 | 9 | -1 | 4.4 | 3.3 | 13.3 | 0.6 | 30 | 18.9 | 20 | 0 | 23.9 | 3.9 | 11.7 | 8.3 | 13.9 | 1.7 | 19.4 | 1.7 | 20.6 | 13.3 | 21.1 | -0.6 | 28.3 | 17.8 | 17.8 | 2.8 | 12.2 | 6.1 | 13.9 | 13.9 | 21.5 | 10.4 | 23.3 | 16.7 | 22.2 | 0.6 | 25 | 16.7 | 25 | -4.4 | 18.5 | -5.5 | 29.4 | -8.9 | 23.3 | -2.2 | 24.4 | 5.6 | 30.6 | 11.6 | 31.1 | 16.1 | 12.2 | 0.6 | 19.4 | 8.3 | 22.2 | 9.4 | 12 | 8 | 24.8 | 1 | 11.5 | 3.5 | 18.9 | 0 | 12.2 | -0.6 | 14 | 2 | 18.3 | 9.4 | 27.4 | 13 | 18.9 | 1.1 | 18.9 | 0 | 20.6 | 14.4 | 30 | 11.1 | 29.4 | 20.6 | 31.1 | -8.9 | 22.2 | 20 | 25.6 | 21.7 | 28.9 | 23.3 | 28.9 | 9.4 | 25.6 | 3.9 | 24.4 | 6.7 | 11.7 | 8.3 | 9.8 | 6.9 | 29.4 | 17.8 | 32.8 | 14.4 | 8.9 | 2.2 | 14.2 | -0.2
16 | 1 | 8.3 | 1.1 | 18.3 | 15.6 | 24.4 | 14.4 | 18.5 | -1.2 | 30.8 | -2.7 | 16 | 8 | 26.7 | 4.4 | 19.4 | 11.1 | 17.2 | 11.1 | 16.7 | 8.3 | 13.9 | 10.6 | 13.3 | -5.6 | 31.1 | -2.8 | 27 | 12 | 27.2 | 18.3 | 28.9 | 23.9 | 27.8 | 5 | 21.7 | 21.1 | 14.4 | 12.2 | 30 | 17.8 | 25.6 | 19.4 | 28.3 | -3.3 | 17.8 | -1.1 | 30 | 15 | 11.7 | 8.3 | 9.4 | 6.7 | 29.4 | 17.8 | 27.8 | 15.6 | 15.6 | 13.3 | 9 | 0 | 3.9 | 3.9 | 13.3 | 1.7 | 25.6 | 20 | 20.6 | -1.7 | 23.9 | 3.3 | 12.2 | 8.9 | 13.3 | 1 | 20 | 1.7 | 21.7 | 13.4 | 21.7 | -0.6 | 27.6 | 17.5 | 17.2 | 3.3 | 12.8 | 5.6 | 13.9 | 13.3 | 21.1 | 10.6 | 23.3 | 16.1 | 19.2 | 2.1 | 25 | 18.3 | 25.6 | -5 | 18.3 | -7.8 | 29.4 | -7.8 | 22.8 | -1.1 | 23.9 | 6.1 | 30.6 | 11.1 | 30.6 | 16.7 | 11.7 | 0.6 | 20.6 | 5 | 22.2 | 9.4 | 12 | 7 | 25.6 | 1.1 | 11.7 | 3.3 | 20 | 1.1 | 12.2 | -2.2 | 14 | 2 | 18.9 | 8.9 | 27.8 | 13.3 | 18.7 | 2.1 | 19.4 | 1.1 | 21.1 | 14.4 | 30.4 | 9.3 | 28.7 | 21 | 30.6 | -9.4 | 22.2 | 20.3 | 23.9 | 22.2 | 28.9 | 23.3 | 22.2 | 7.8 | 26.1 | 5.6 | 22.2 | 7.2 | 10.6 | 9.4 | 10 | 6.7 | 29.4 | 17.8 | 31.7 | 14.4 | 10 | -2.2 | 14.1 | -1
16 | 0 | 6.7 | 2.2 | 17.8 | 15.6 | 24.4 | 14.4 | 17.2 | -0.6 | 30.6 | -2.2 | 14 | 7 | 25.6 | 4.1 | 19.4 | 10 | 16.5 | 11 | 17.8 | 7.8 | 13.3 | 10 | 12.8 | -5 | 31.1 | -9.4 | 26 | 13 | 26.7 | 18.9 | 23.3 | 22.2 | 27.1 | 4.8 | 23.3 | 21.1 | 14.4 | 12.2 | 28.9 | 17.8 | 23.3 | 19.4 | 28.3 | -3.3 | 17.2 | -1.7 | 29.4 | 15 | 11.1 | 7.8 | 9.6 | 6.9 | 28.9 | 16.7 | 27.8 | 16.1 | 15.6 | 12.8 | 8 | 0 | 3.9 | 3.9 | 11.5 | 2.5 | 23.3 | 19.4 | 20.6 | 0 | 23.3 | 3.3 | 12.2 | 9.4 | 12.8 | 0.5 | 20 | 1.7 | 22.8 | 13 | 21.7 | -0.6 | 26.8 | 17.3 | 16.1 | 3.3 | 12.2 | 6.1 | 13.9 | 13.3 | 20 | 11.3 | 22.8 | 15.6 | 16.3 | 2.3 | 25 | 18.3 | 25 | -4.4 | 15.7 | -4.7 | 28.5 | -6.6 | 21.1 | -1.7 | 25.6 | 5 | 30 | 11.1 | 29.4 | 15 | 12.2 | 1.7 | 21.1 | 6.7 | 21.7 | 10 | 12 | 6 | 23.7 | 2.5 | 11.1 | 4.1 | 18.9 | 1.1 | 12.2 | -1.7 | 14 | 2 | 18.9 | 9.4 | 26.5 | 13.6 | 18.5 | 2.4 | 20 | 2.2 | 20.6 | 14.4 | 30.7 | 7.9 | 27.9 | 21.5 | 30.6 | -2.8 | 22.2 | 20.7 | 20 | 18.3 | 28.9 | 23.3 | 26.7 | 2.2 | 25.6 | 5.6 | 19.4 | 7.2 | 11.1 | 10 | 9.8 | 6.7 | 28.9 | 17.8 | 31.1 | 14.4 | 11.7 | -5.6 | 13.9 | -2.2
14 | -1 | 7.2 | 1.7 | 17.8 | 15 | 22.2 | 14.4 | 16.3 | -0.4 | 29.5 | -1.6 | 15 | 6 | 24.4 | 3.7 | 18.3 | 10.6 | 15.7 | 11.1 | 13.9 | 7.8 | 13.9 | 10 | 11.7 | -5 | 29.4 | -10 | 24 | 13 | 26.7 | 18.3 | 23.3 | 22.8 | 26.3 | 5.3 | 23.9 | 21.1 | 14.4 | 12.2 | 27.2 | 18.3 | 23.3 | 20 | 27.2 | -4.4 | 16.1 | -2.8 | 28.9 | 15.6 | 10 | 7.8 | 9.8 | 7.1 | 27.2 | 17.8 | 26.1 | 15.6 | 15 | 12.8 | 8 | 0 | 3.9 | 3.9 | 9.6 | 2.7 | 20 | 19.4 | 20.6 | -1.1 | 22.2 | 3.3 | 11.7 | 8.3 | 12.2 | 0 | 19.4 | 0.6 | 23.9 | 12.8 | 21.1 | -0.6 | 26.1 | 17.2 | 15.6 | 3.9 | 11.1 | 6.1 | 13.9 | 13.9 | 18.9 | 11.5 | 22.2 | 15.6 | 13.3 | 2.2 | 23.9 | 18.3 | 25 | -4.4 | 13.2 | -3.9 | 27.6 | -7.2 | 18.9 | -3.3 | 24.4 | 6.7 | 29.5 | 11.6 | 28.9 | 16.1 | 11.7 | 1.7 | 20 | 7.2 | 20.6 | 10 | 11 | 6 | 21.9 | 4 | 10.6 | 4.5 | 18.3 | 0.6 | 12.8 | -2.2 | 13 | 4 | 18.3 | 8.3 | 25.2 | 14.1 | 18.3 | 2.8 | 20 | 1.7 | 20 | 14.4 | 31.1 | 5.6 | 27.2 | 21.7 | 29.4 | -3.9 | 22.2 | 21.1 | 19.4 | 18.3 | 28.9 | 23.3 | 26.7 | 2.8 | 24.4 | 5.6 | 18.9 | 6.1 | 11.7 | 9.4 | 9.6 | 6.7 | 28.9 | 17.8 | 30 | 13.9 | 10 | -5 | 12.6 | -3.6
13 | 0 | 6.7 | 0.6 | 17.2 | 15 | 20.6 | 13.9 | 15.3 | -0.1 | 28.3 | -0.7 | 13 | 8 | 23.3 | 3.3 | 16.7 | 11.7 | 15 | 11.1 | 12.8 | 8.3 | 11.7 | 11.1 | 10 | -5.6 | 27.2 | -7.2 | 21 | 14 | 25 | 17.8 | 23.3 | 21.7 | 25.6 | 5 | 23.9 | 20.6 | 14.4 | 12.8 | 25 | 18.3 | 22.8 | 18.9 | 26.1 | -4.4 | 14.4 | -2.8 | 27.8 | 15 | 8.3 | 7.2 | 10 | 7.2 | 25.6 | 18.3 | 23.9 | 16.1 | 14.4 | 12.8 | 8 | 0 | 3.9 | 3.9 | 7.8 | 2.8 | 18.9 | 18.9 | 19.4 | -2.2 | 21.1 | 3.3 | 11.1 | 7.2 | 11.3 | 0.4 | 16.7 | 1.7 | 23 | 13.5 | 19.4 | -0.6 | 25.2 | 17.4 | 14.4 | 4.4 | 10.6 | 5.6 | 13.9 | 13.3 | 17.8 | 11.7 | 20 | 16.1 | 11.1 | 3.4 | 22.8 | 17.8 | 22.2 | -3.9 | 10.6 | -3.9 | 26.7 | -7.8 | 16.7 | -4.4 | 22.8 | 6.7 | 28.9 | 11.7 | 27.8 | 15.6 | 10 | 0.6 | 19.4 | 6.1 | 18.9 | 9.4 | 11 | 6 | 20 | 4.4 | 10 | 5 | 17.2 | 1.7 | 11.7 | -1.7 | 12 | 4 | 16.1 | 8.3 | 23.9 | 13.9 | 17.4 | 3 | 18.9 | 1.1 | 19.4 | 15 | 28.9 | 8.1 | 26.8 | 22 | 27.8 | -2.2 | 22.6 | 20.7 | 20 | 18.3 | 28 | 23.4 | 23.3 | 4.4 | 22.2 | 6.1 | 17.8 | 6.1 | 10 | 10 | 9.4 | 6.7 | 27.2 | 17.8 | 29.4 | 13.3 | 8.9 | -4.4 | 11.3 | -5.4
13 | -2 | 6.1 | 0.6 | 16.7 | 15 | 18.9 | 13.9 | 14.4 | 0 | 27.2 | -0.6 | 12 | 7 | 21.1 | 5.1 | 15.6 | 11.1 | 14.6 | 11.2 | 12.8 | 8.3 | 12.2 | 11.1 | 6.7 | -2.2 | 25.6 | -6.1 | 20 | 14 | 23.3 | 17.8 | 23.3 | 22.2 | 22.3 | 7.7 | 21.7 | 19.4 | 14.4 | 12.8 | 24.4 | 18.3 | 22.2 | 17.2 | 22.8 | -2.2 | 12.8 | -2.2 | 25.6 | 13.9 | 7.8 | 6.7 | 9.1 | 6.9 | 24.4 | 18.9 | 24.4 | 16.7 | 14.4 | 12.8 | 6 | 1 | 4.4 | 3.9 | 8 | 3.5 | 17.2 | 17.2 | 16.1 | -2.2 | 21.1 | 5.6 | 9.4 | 5.6 | 10.3 | 0.3 | 13.9 | 1.1 | 22 | 13.7 | 17.2 | 0.6 | 24.2 | 17.7 | 13.9 | 2.8 | 9.4 | 6.1 | 13.9 | 13.9 | 17.4 | 11.9 | 19.4 | 16.1 | 8.9 | 3.9 | 22.2 | 18.9 | 20 | -4.4 | 8.9 | -3.2 | 25 | -6.6 | 16.7 | -3.9 | 18.3 | 8.3 | 28.3 | 11.8 | 23.9 | 16.1 | 9.4 | 0.6 | 16.1 | 7.8 | 17.2 | 9.4 | 10 | 6 | 18.3 | 5.2 | 9.4 | 5 | 15.6 | 2.8 | 10 | -1.7 | 11 | 6 | 15.6 | 7.8 | 21.9 | 14.8 | 16.5 | 3.2 | 16.7 | 1.7 | 19.4 | 15 | 26.6 | 9.9 | 26.5 | 22.6 | 25.6 | -3.3 | 22.9 | 20.4 | 20.6 | 18.3 | 27 | 23.5 | 21.7 | 4.4 | 19.4 | 5.6 | 17.2 | 6.7 | 10 | 9.4 | 9 | 6.5 | 25.6 | 16.7 | 28.3 | 14.4 | 6.7 | -3.3 | 10 | -8.3
11 | 0 | 6.1 | -0.6 | 16.7 | 15 | 18.3 | 13.9 | 13.7 | -0.6 | 25.7 | 0.3 | 11 | 7 | 18.9 | 6.4 | 15.6 | 12.2 | 14.3 | 11.5 | 12.2 | 8.3 | 12.2 | 11.1 | 5.6 | -1.7 | 23.9 | -3.9 | 18 | 14 | 23.3 | 17.8 | 23.9 | 21.7 | 18.9 | 8.9 | 21.1 | 18.9 | 14.4 | 13.3 | 23.3 | 18.3 | 20.6 | 16.1 | 18.9 | 2.2 | 11.1 | -1.1 | 23.9 | 13.9 | 7.2 | 6.1 | 8.1 | 6.6 | 22.2 | 20.6 | 23.3 | 16.7 | 13.9 | 12.2 | 6 | 0 | 5 | 4.4 | 8.1 | 4 | 16.1 | 15.6 | 12.8 | 1.1 | 18.9 | 3.3 | 8.3 | 5 | 9.4 | 0.6 | 13.3 | 1.1 | 21.1 | 13.9 | 16.7 | 1.1 | 23.3 | 17.8 | 13.9 | 2.8 | 8.9 | 6.1 | 13.9 | 13.9 | 17.1 | 11.8 | 17.2 | 15 | 6.7 | 3.9 | 21.7 | 18.9 | 17.2 | -5.6 | 7.3 | -3.1 | 23.4 | -6.7 | 16.1 | -3.9 | 15.6 | 7.8 | 27.8 | 12.6 | 23.3 | 16.1 | 8.9 | 0.6 | 16.1 | 10 | 16.1 | 10 | 10 | 6 | 16.7 | 5.4 | 8.9 | 4.9 | 14.4 | 3.9 | 8.3 | -1.7 | 11 | 7 | 12.8 | 9.4 | 19.8 | 15.1 | 15.6 | 2.8 | 12.8 | 4.4 | 19.4 | 14.4 | 24.4 | 10.6 | 26.1 | 22.8 | 25 | -3.9 | 23.3 | 20 | 20 | 18.3 | 26.1 | 23.3 | 18.3 | 8.3 | 17.8 | 5.6 | 16.7 | 7.2 | 9.4 | 8.9 | 8.7 | 6.3 | 22.8 | 16.1 | 26.7 | 14.4 | 4.4 | -2.8 | 8.3 | -7
12 | -1 | 5 | 0.6 | 16.7 | 15 | 17.8 | 13.9 | 12.9 | -1.6 | 24.3 | 1.2 | 11 | 6 | 16.7 | 6.7 | 15.6 | 12.2 | 13.9 | 11.7 | 11.7 | 8.9 | 12.2 | 10.7 | 3.9 | -1.1 | 22.8 | -3.9 | 18 | 15 | 22.8 | 17.8 | 22.8 | 21.1 | 15.6 | 8.9 | 20.6 | 18.3 | 14.4 | 13.3 | 23.3 | 18.3 | 20 | 16.7 | 17.2 | 2.2 | 8.9 | 0 | 22.2 | 13.9 | 6.1 | 5 | 7.2 | 6.1 | 22.8 | 21.1 | 22.2 | 16.7 | 14.4 | 12.8 | 4 | 0 | 5 | 4.4 | 8.3 | 4.4 | 15 | 15 | 11.1 | 2.2 | 18.3 | 4.4 | 8.3 | 5 | 9.2 | 0.6 | 12.8 | 1.7 | 20.7 | 13.7 | 16.7 | 1.1 | 22.6 | 17.8 | 13.3 | 2.2 | 8.3 | 6.1 | 13.9 | 13.9 | 16.7 | 11.7 | 15.6 | 14.4 | 6.3 | 3.6 | 21.7 | 19.4 | 16.1 | -5.6 | 5.6 | -3.9 | 21.7 | -8.3 | 15.6 | -3.9 | 15.6 | 7.2 | 27.2 | 12.8 | 21.7 | 15.6 | 6.7 | 0.6 | 15 | 9.4 | 14.4 | 10 | 9 | 6 | 15 | 5.6 | 8.3 | 5 | 13.9 | 2.2 | 7.2 | -1.1 | 12 | 7 | 13.3 | 8.9 | 17.8 | 15 | 12.6 | 3.6 | 11.7 | 5.6 | 18.3 | 14.4 | 23.7 | 12.7 | 25.9 | 22.8 | 24.4 | -3.9 | 22.8 | 20 | 18.9 | 17.2 | 25.9 | 23.4 | 17.8 | 8.9 | 15 | 6.1 | 16.7 | 6.1 | 9.4 | 8.3 | 8.3 | 6.1 | 21.1 | 15.6 | 24.4 | 15 | 4.4 | -2.8 | 6.7 | -6.5
11 | -1 | 5 | -1.7 | 16.1 | 15 | 15.6 | 12.2 | 12.2 | -2.2 | 22.8 | 1.7 | 11 | 6 | 15.4 | 7.2 | 15.6 | 11.7 | 13.5 | 11.6 | 11.7 | 8.3 | 11.7 | 10.7 | 2.8 | -0.6 | 20.6 | -3.9 | 18 | 15 | 21.7 | 17.8 | 22.8 | 21.1 | 14.7 | 9.5 | 20.6 | 17.8 | 15 | 13.3 | 23.3 | 18.9 | 20 | 15.6 | 17.2 | 2.2 | 9.4 | 0.6 | 20.6 | 13.9 | 5.6 | 4.4 | 7 | 5.8 | 21.1 | 21.1 | 21.7 | 17.2 | 15 | 12.8 | 3 | 0 | 5 | 4.4 | 7.9 | 4.5 | 15 | 13.9 | 10 | 3.9 | 18.9 | 7.2 | 7.8 | 5 | 9.1 | 0.5 | 15 | 2.2 | 20.4 | 13.2 | 15.6 | 1.1 | 21.8 | 17.8 | 12.8 | 2.2 | 7.8 | 6.1 | 13.9 | 13.9 | 16.1 | 12.3 | 15.6 | 14.4 | 6 | 3.3 | 17.2 | 17.2 | 17.2 | -5.6 | 4.3 | -3.1 | 20.4 | -6.3 | 14.4 | -1.1 | 13.9 | 7.2 | 26.5 | 12.6 | 21.7 | 15.6 | 6.7 | 0.6 | 14.4 | 10.6 | 13.9 | 10 | 9 | 6 | 13.7 | 5.4 | 7.9 | 5.4 | 12.8 | 3.3 | 6.1 | -1.7 | 12 | 8 | 12.8 | 8.9 | 18.3 | 14 | 9.7 | 3.5 | 9.4 | 5 | 18.3 | 14.4 | 22.9 | 14.2 | 25.8 | 22.9 | 23.3 | -5 | 22.2 | 19.6 | 17.8 | 16.7 | 25.8 | 23.5 | 15.6 | 10 | 14.4 | 6.1 | 15.6 | 5.6 | 10 | 8.9 | 7.9 | 6.1 | 20 | 16.1 | 23.3 | 14.4 | 3.9 | -3.3 | 5 | -7.8
9 | -1 | 3.9 | -2.2 | 16.1 | 15 | 16.1 | 12.8 | 11.3 | -0.4 | 22.6 | 1.6 | 9 | 5 | 14.1 | 7.2 | 15 | 11.7 | 13.2 | 11.8 | 11.1 | 8.3 | 11.7 | 10.4 | 2.2 | -1.1 | 17.8 | -2.8 | 18 | 14 | 21.1 | 17.2 | 22.8 | 21.7 | 13.7 | 10.2 | 20 | 17.2 | 15 | 13.3 | 22.8 | 18.9 | 18.9 | 15 | 17.8 | 3.3 | 8.3 | -0.6 | 21.1 | 12.8 | 5 | 3.9 | 6.9 | 5.4 | 20.6 | 18.9 | 21.1 | 17.2 | 14.4 | 12.8 | 2 | -1 | 5.1 | 4.5 | 7.6 | 4.6 | 14.4 | 13.9 | 8.9 | 3.3 | 18.9 | 4.4 | 7.8 | 5 | 8.9 | 0.6 | 15 | 1.7 | 20 | 12.8 | 15 | 1.1 | 21.1 | 17.8 | 12.2 | 2.2 | 7.8 | 5 | 13.9 | 13.9 | 15.6 | 12.6 | 15.6 | 14.4 | 5.6 | 2.8 | 16.7 | 13.9 | 16.7 | -5.6 | 3 | -2.8 | 19.1 | -6.5 | 13.3 | 0 | 13.9 | 6.7 | 25.7 | 12.6 | 20 | 15 | 5.6 | 0.6 | 12.2 | 10.6 | 12.8 | 9.4 | 9 | 6 | 12.4 | 4.9 | 7.6 | 5.8 | 11.7 | 4.4 | 5.6 | -1.7 | 11 | 7 | 9.4 | 8.9 | 18.9 | 13.1 | 6.7 | 2.8 | 8.3 | 5.6 | 17.2 | 14.4 | 22.2 | 15.6 | 25.6 | 22.8 | 22.2 | -10.6 | 21.7 | 19.4 | 16.7 | 16.1 | 25.6 | 23.3 | 15.6 | 9.4 | 13.3 | 5.6 | 14.4 | 6.1 | 8.9 | 6.7 | 7.6 | 6.2 | 20 | 15.6 | 21.1 | 15 | 3.3 | -2.8 | 4.4 | -5.5
9 | -1 | 3.3 | -2.2 | 16.7 | 15 | 16.7 | 13.9 | 10.3 | 1.1 | 22.4 | 2 | 8 | 6 | 12.8 | 7.2 | 14.4 | 11.1 | 12.8 | 11.7 | 11.1 | 8.3 | 11.7 | 9.8 | 1.7 | -1.1 | 16.1 | -2.8 | 18 | 13 | 20 | 17.8 | 22.8 | 22.2 | 12.8 | 10.6 | 19.4 | 16.7 | 15 | 13.9 | 23.3 | 19.4 | 18.3 | 15 | 16.1 | 3.3 | 8.9 | -0.6 | 20.6 | 11.7 | 4.4 | 3.3 | 6.7 | 5 | 20.6 | 18.3 | 20.6 | 16.7 | 14.4 | 11.7 | 2 | -1 | 5.2 | 4.5 | 7.2 | 4.4 | 14.4 | 12.8 | 8.3 | 4.4 | 11.1 | 7.8 | 7.8 | 5 | 8.3 | 0 | 15 | 1.7 | 18.7 | 14 | 14.4 | 1.1 | 20.5 | 17.7 | 11.7 | 2.2 | 6.7 | 4.4 | 14.4 | 14.4 | 15 | 12.8 | 16.1 | 15 | 4.7 | 2.2 | 16.1 | 15 | 13.9 | -5.6 | 1.7 | -3.3 | 17.8 | -7.2 | 11.1 | 2.2 | 13.3 | 6.7 | 25 | 12.2 | 19.4 | 15 | 4.4 | 0.6 | 12.2 | 10.6 | 12.8 | 9.4 | 9 | 6 | 11.1 | 4.4 | 7.2 | 6.1 | 11.7 | 5 | 5.6 | -1.7 | 11 | 8 | 7.8 | 7.2 | 19.4 | 11.7 | 6.3 | 2.2 | 7.2 | 5.6 | 17.8 | 14.4 | 20.7 | 15.7 | 25.6 | 22.9 | 21.1 | -10 | 21.3 | 19.4 | 16.7 | 16.1 | 25.6 | 23.5 | 14.4 | 10 | 11.7 | 6.1 | 14.4 | 5.6 | 8.9 | 6.1 | 7.2 | 6.1 | 19.4 | 16.1 | 20 | 15 | 4.4 | -1.7 | 3.9 | -4.7
7 | -2 | 3.3 | -1.7 | 15.6 | 15.6 | 16.1 | 13.3 | 9.4 | 2.2 | 22.2 | 1.7 | 8 | 5 | 12.1 | 6.8 | 13.9 | 11.7 | 12.8 | 11.4 | 10.6 | 7.8 | 11.1 | 9.8 | 1.1 | -1.1 | 15.6 | -2.8 | 18 | 12 | 19.4 | 17.8 | 23.3 | 21.7 | 12.2 | 10.1 | 18.3 | 16.7 | 15 | 13.9 | 22.8 | 19.4 | 17.8 | 14.4 | 13.3 | 3.9 | 8.9 | -0.6 | 20.6 | 12.2 | 4.4 | 3.3 | 5.8 | 4 | 19.4 | 17.8 | 20 | 16.7 | 14.4 | 11.7 | 1 | -1 | 5.3 | 4.6 | 6.1 | 3.8 | 13.3 | 12.2 | 7.8 | 3.9 | 11.1 | 10.6 | 7.2 | 5 | 7.8 | -0.6 | 14.4 | 2.2 | 17.4 | 15.1 | 12.8 | 5 | 20 | 17.8 | 10.6 | 2.2 | 5 | 3.9 | 14.4 | 14.4 | 14.6 | 12.3 | 16.1 | 15.6 | 3.7 | 1.2 | 16.1 | 16.1 | 12.2 | -5.6 | 0.8 | -3.4 | 16.9 | -6.1 | 9.4 | 3.3 | 13.3 | 6.1 | 24.1 | 12.4 | 18.9 | 15 | 1.7 | -0.6 | 11.7 | 10.6 | 12.2 | 8.9 | 9 | 6 | 9.6 | 4 | 6.8 | 5.8 | 11.1 | 5 | 5 | -1.7 | 11 | 8 | 7.2 | 7.2 | 17.7 | 11.8 | 6 | 1.7 | 6.7 | 3.9 | 16.7 | 13.9 | 19.3 | 15.8 | 25.6 | 22.9 | 20 | -8.3 | 21 | 19.5 | 16.1 | 15.6 | 25.6 | 23.5 | 13.9 | 8.9 | 11.7 | 5.6 | 15 | 5 | 8.3 | 5.6 | 7 | 6 | 18.3 | 16.7 | 20.6 | 15 | 4.4 | -2.2 | 3.3 | -4.4
6 | -1 | 2.8 | -0.6 | 15.6 | 15.6 | 17.2 | 14.4 | 8.5 | 1.9 | 20.9 | 3.6 | 8 | 6 | 11.3 | 6.1 | 13.3 | 11.7 | 12.8 | 10.9 | 10 | 7.8 | 10.6 | 9.4 | 0.6 | -1.7 | 15 | -2.8 | 17 | 11 | 18.9 | 17.2 | 22.2 | 20.6 | 11.7 | 9.8 | 18.3 | 16.7 | 15 | 13.9 | 22.2 | 18.9 | 17.8 | 13.9 | 13.9 | 3.9 | 10.6 | 0 | 21.1 | 12.8 | 3.9 | 2.8 | 4.8 | 2.8 | 18.9 | 17.8 | 19.4 | 17.2 | 13.3 | 10.6 | 0 | -3 | 5.4 | 4.5 | 5 | 3 | 11.7 | 11.7 | 11.7 | 5.6 | 11.7 | 9.4 | 7.2 | 5 | 7.2 | -1.1 | 12.8 | 2.8 | 16.1 | 15.6 | 13.3 | 3.9 | 19.4 | 17.8 | 8.9 | 2.2 | 3.9 | 3.9 | 14.4 | 14.4 | 14.3 | 11.7 | 16.1 | 15.6 | 2.8 | 0.6 | 17.2 | 16.7 | 11.7 | -5.6 | -0.2 | -4.3 | 15.9 | -5.7 | 8.9 | 1.7 | 14.4 | 6.1 | 23.1 | 12.2 | 18.3 | 14.4 | 2.2 | 0 | 12.2 | 10.6 | 11.7 | 8.3 | 8 | 6 | 8.2 | 3.5 | 6.5 | 5.5 | 11.1 | 3.3 | 5 | -1.7 | 11 | 8 | 8.3 | 8.3 | 16.1 | 11.5 | 5.6 | 1.1 | 6.1 | 3.3 | 16.7 | 14.4 | 17.8 | 15.6 | 25.6 | 22.8 | 22.2 | -6.7 | 20.6 | 19.4 | 15.6 | 12.8 | 25.6 | 23.3 | 15 | 7.2 | 10.6 | 6.1 | 14.4 | 5 | 7.8 | 5.6 | 6.9 | 5.9 | 17.8 | 16.7 | 18.9 | 14.4 | 3.3 | -2.8 | 2.6 | -4.1
5 | 0 | 2.2 | 0 | 16.1 | 16.1 | 17.2 | 15 | 7.6 | 1.7 | 19.6 | 4.5 | 7 | 4 | 10.6 | 5.6 | 12.8 | 11.7 | 12.8 | 10.6 | 10 | 7.8 | 11.1 | 8.7 | 0.6 | -2.2 | 13.9 | -2.8 | 16 | 11 | 18.3 | 16.7 | 21.7 | 20 | 11.1 | 9.4 | 17.8 | 16.7 | 15.6 | 14.4 | 22.2 | 19.4 | 17.2 | 13.9 | 16.1 | 0 | 10.6 | 0 | 20.6 | 13.9 | 2.8 | 1.1 | 3.9 | 1.7 | 18.9 | 17.8 | 18.9 | 17.2 | 12.8 | 10 | 0 | -3 | 5.5 | 4.6 | 3.9 | 2.2 | 12.2 | 12.2 | 10 | 5.6 | 12.2 | 10 | 7.2 | 5 | 7 | -0.8 | 12.8 | 2.8 | 15.9 | 15.5 | 13.3 | 3.3 | 19.6 | 18.1 | 7.8 | 2.2 | 5 | 5 | 15 | 15 | 13.9 | 11.1 | 15 | 13.9 | 2.4 | 0.1 | 17.2 | 16.7 | 10.6 | -5.6 | -1.1 | -5.6 | 15 | -6.7 | 7.8 | 1.1 | 12.2 | 6.1 | 22.2 | 12.2 | 17.2 | 15.6 | 2.8 | 0 | 12.8 | 11.1 | 10.6 | 7.8 | 8 | 6 | 6.7 | 2.8 | 6.1 | 5 | 10.6 | 4.4 | 4.4 | -1.7 | 11 | 8 | 8.3 | 7.8 | 14.4 | 11.1 | 5.4 | 1.1 | 5.6 | 3.3 | 17.2 | 14.4 | 18.2 | 12.2 | 25.6 | 22.9 | 20 | -5.6 | 20.8 | 19.6 | 13.9 | 10.6 | 25.4 | 23.3 | 14.4 | 7.2 | 10 | 5.6 | 13.3 | 6.1 | 7.2 | 6.1 | 6.7 | 5.6 | 15.6 | 14.4 | 18.9 | 14.4 | 2.2 | -3.3 | 1.8 | -4.2
4 | 1 | 0.6 | -1.1 | 16.1 | 15 | 17.2 | 15 | 6.7 | 1.1 | 18.3 | 5.6 | 7 | 5 | 11.3 | 5.6 | 12.8 | 11.7 | 12.8 | 10.6 | 10 | 7.8 | 11.1 | 8.9 | 0 | -2.2 | 12.8 | -3.9 | 16 | 11 | 18.3 | 16.7 | 20.6 | 19.4 | 12 | 9.4 | 17.8 | 16.7 | 15.6 | 14.4 | 22.2 | 19.4 | 17.2 | 13.9 | 14.4 | 1.1 | 11.1 | 1.1 | 20 | 14.4 | 2.8 | 0.6 | 4.3 | 1.7 | 18.3 | 17.2 | 18.3 | 16.7 | 13.3 | 8.9 | 0 | -1 | 5.6 | 4.4 | 6.5 | 3.5 | 12.2 | 12.2 | 8.9 | 6.1 | 13.3 | 10 | 7.8 | 5 | 6.9 | -0.3 | 13.9 | 3.3 | 15.8 | 15.4 | 13.9 | 2.8 | 19.8 | 18.5 | 6.7 | 2.2 | 5.6 | 5.6 | 14.4 | 14.4 | 15.4 | 12.2 | 15 | 13.9 | 2.1 | -0.1 | 17.2 | 16.1 | 11.1 | -6.1 | 1.5 | -4 | 16.7 | -4.5 | 7.2 | -1.1 | 11.7 | 6.1 | 20.5 | 11.7 | 17.2 | 15.6 | 3.3 | 0 | 11.1 | 9.4 | 10.6 | 7.8 | 8 | 6 | 7.6 | 3.3 | 6.5 | 5.2 | 10.6 | 5.6 | 4.4 | -1.7 | 10 | 8 | 8.9 | 7.2 | 14.8 | 11.4 | 5.2 | 1.1 | 4.4 | 2.2 | 17.2 | 14.4 | 18.5 | 7.3 | 25.6 | 22.9 | 20 | -2.2 | 20.9 | 19.7 | 13.3 | 9.4 | 25.2 | 23.1 | 13.9 | 7.2 | 7.8 | 5.6 | 13.9 | 5.6 | 7.8 | 6.1 | 5.9 | 4.7 | 15.6 | 13.9 | 18.9 | 15 | 0.6 | -3.9 | 1.1 | -5
4 | 2 | 2.8 | 0.6 | 16.7 | 16.7 | 17.2 | 15 | 7.1 | 1.6 | 19.2 | 6 | 9 | 6 | 12.1 | 5.7 | 13.3 | 12.2 | 12.8 | 10.6 | 10 | 7.8 | 11.7 | 7.8 | 2.2 | -1.1 | 12.8 | -4.4 | 18 | 11 | 18.3 | 16.1 | 20 | 19.4 | 13 | 9.5 | 17.2 | 16.7 | 15.6 | 15 | 21.1 | 18.9 | 17.2 | 13.3 | 15 | 0 | 11.7 | 1.1 | 20 | 15.6 | 2.8 | 0.6 | 4.6 | 1.3 | 18.9 | 17.8 | 19.4 | 16.7 | 14.4 | 7.8 | 1 | 0 | 5.6 | 5 | 9.1 | 4.7 | 12.2 | 12.2 | 10.6 | 6.1 | 12.8 | 10 | 7.2 | 5 | 6.7 | 0 | 14.4 | 3.3 | 15.6 | 15 | 13.9 | 2.8 | 20 | 18.9 | 7.8 | 2.8 | 6.7 | 5.6 | 15 | 15 | 16.8 | 13.4 | 15 | 14.4 | 1.7 | -0.6 | 18.3 | 16.7 | 11.1 | -3.3 | 4.1 | -3.2 | 18.3 | -3.9 | 8.3 | -0.6 | 12.2 | 6.7 | 18.9 | 11.3 | 18.3 | 15.6 | 3.3 | 0 | 11.7 | 8.9 | 11.1 | 7.8 | 8 | 6 | 8.5 | 4 | 6.8 | 5 | 11.1 | 6.7 | 4.4 | -1.7 | 11 | 7 | 7.8 | 6.7 | 15.2 | 11.6 | 5 | 1.1 | 4.4 | 1.7 | 17.2 | 14.4 | 18.9 | 0.6 | 25.6 | 22.8 | 20 | -0.6 | 21.1 | 20 | 13.3 | 9.4 | 25 | 22.8 | 13.9 | 7.8 | 7.8 | 6.1 | 13.9 | 5 | 7.8 | 6.1 | 5.2 | 3.7 | 18.9 | 18.3 | 19.4 | 13.9 | 3.3 | -3.9 | 3.1 | -3.9
4 | 3 | 4.4 | 1.1 | 16.7 | 16.7 | 17.8 | 15.6 | 7.4 | 1.9 | 20.2 | 6.9 | 11 | 6 | 12.8 | 5.6 | 15.6 | 12.8 | 12.8 | 10.6 | 12.2 | 7.8 | 12.2 | 7.8 | 3.9 | -1.7 | 10 | 0.6 | 21 | 11 | 20 | 17.2 | 20.6 | 19.4 | 13.9 | 9.4 | 18.3 | 16.7 | 15.6 | 15 | 23.3 | 19.4 | 17.2 | 13.9 | 12.2 | 2.8 | 11.7 | 3.3 | 20.6 | 16.7 | 2.8 | 0.6 | 5 | 1.1 | 20 | 18.3 | 21.7 | 17.8 | 16.1 | 7.2 | 2 | 0 | 5.6 | 5 | 11.7 | 5.6 | 13.3 | 13.3 | 11.7 | 5.6 | 14.4 | 11.1 | 7.8 | 5 | 7.4 | -0.1 | 13.9 | 3.9 | 16.7 | 15.6 | 15 | 2.8 | 21.7 | 19.6 | 9.4 | 2.8 | 8.3 | 6.1 | 15.6 | 15.6 | 18.3 | 14.4 | 16.1 | 15.6 | 3.5 | 0.2 | 17.2 | 14.4 | 15.6 | -2.8 | 6.7 | -3.3 | 20 | -3.3 | 10.6 | -0.6 | 16.7 | 7.8 | 17.2 | 10.6 | 21.1 | 16.1 | 7.2 | 2.2 | 13.3 | 7.8 | 12.8 | 8.3 | 8 | 4 | 9.4 | 4.4 | 7.2 | 5 | 12.8 | 7.8 | 7.8 | 0.6 | 11 | 8 | 12.2 | 8.3 | 15.6 | 11.7 | 6.1 | 1 | 5.6 | 3.3 | 18.9 | 15 | 21.9 | 1.5 | 26 | 22.7 | 21.7 | 0 | 21.3 | 20.1 | 14.4 | 10 | 25.2 | 22.9 | 17.2 | 6.7 | 13.3 | 8.3 | 13.9 | 6.1 | 8.3 | 5.6 | 4.4 | 2.8 | 21.1 | 19.4 | 21.7 | 15 | 6.1 | -3.9 | 5.2 | -3.2
4 | 2 | 5 | -1.1 | 17.2 | 17.2 | 18.3 | 15.6 | 7.8 | 2.2 | 21.1 | 7.2 | 12 | 7 | 15.2 | 6.3 | 16.7 | 12.8 | 13.9 | 10.7 | 14.4 | 6.7 | 13.3 | 7.8 | 4.4 | -1.7 | 8.9 | 2.2 | 24 | 7 | 23.3 | 18.3 | 21.1 | 20 | 17.4 | 9.3 | 18.9 | 16.7 | 16.1 | 15 | 25.6 | 19.4 | 17.2 | 14.4 | 11.1 | 3.3 | 13.3 | 4.4 | 21.1 | 16.7 | 3.3 | 1.1 | 6.9 | 1.2 | 22.2 | 19.4 | 23.9 | 18.3 | 17.2 | 7.2 | 6 | 1 | 6.1 | 5.6 | 13.5 | 5.7 | 14.4 | 14.4 | 13.3 | 6.1 | 15.6 | 10 | 8.3 | 5.6 | 8.2 | 0.2 | 11.1 | 7.2 | 17.8 | 15.8 | 15.6 | 3.9 | 23.3 | 20.5 | 11.1 | 1.1 | 8.9 | 5.6 | 17.2 | 15.6 | 19.8 | 14.4 | 17.2 | 16.7 | 5.4 | 1.1 | 16.7 | 14.4 | 18.3 | -3.9 | 10.8 | -2.6 | 22.4 | -3.4 | 11.1 | -2.8 | 20 | 8.3 | 20 | 11.8 | 22.2 | 15.6 | 12.8 | 1.7 | 15 | 9.4 | 15 | 7.2 | 8 | 4 | 11.8 | 5 | 7.8 | 4.9 | 15.6 | 8.9 | 11.7 | 1.1 | 12 | 8 | 17.2 | 7.8 | 18 | 11.4 | 7.2 | 0.8 | 8.9 | 5 | 19.4 | 15 | 24.8 | 1.6 | 26.3 | 22.6 | 22.8 | 0.6 | 21.5 | 20.3 | 16.7 | 10 | 25.4 | 22.9 | 20 | 6.7 | 18.9 | 9.4 | 12.8 | 7.2 | 8.9 | 5.6 | 4.4 | 2.6 | 22.8 | 19.4 | 25 | 13.9 | 8.3 | -3.3 | 7.2 | -3.3
4 | 3 | 7.2 | -0.6 | 18.3 | 17.2 | 19.4 | 15.6 | 8.9 | 1.8 | 23.3 | 7.4 | 12 | 9 | 17.6 | 6.5 | 18.9 | 12.2 | 15 | 11 | 15.6 | 6.1 | 14.4 | 6.7 | 7.8 | -1.1 | 10 | 1.7 | 26 | 7 | 24.4 | 18.3 | 22.2 | 19.4 | 20.9 | 8.2 | 21.1 | 17.2 | 16.1 | 15.6 | 25.6 | 19.4 | 16.1 | 14.4 | 8.3 | 5 | 14.4 | 5.6 | 21.7 | 17.8 | 3.9 | 1.1 | 8.7 | 1.1 | 24.4 | 20.6 | 25.6 | 17.8 | 18.3 | 6.7 | 8 | -1 | 7.8 | 6.7 | 15.4 | 5.6 | 15.6 | 15.6 | 16.1 | 5.6 | 15 | 10 | 9.4 | 6.1 | 8.9 | 0 | 11.7 | 8.3 | 18.9 | 16.1 | 14.4 | 5.6 | 25 | 21.1 | 13.3 | 0 | 10.6 | 4.4 | 19.4 | 15.6 | 21.3 | 14.2 | 18.9 | 18.3 | 7.2 | 1.7 | 17.2 | 15 | 20.6 | -2.8 | 14.8 | -3.5 | 24.8 | -4 | 11.7 | -2.8 | 23.9 | 7.8 | 22.8 | 12.8 | 24.4 | 15 | 14.4 | 2.2 | 16.7 | 10 | 16.7 | 6.7 | 9 | 5 | 14.3 | 5.7 | 8.3 | 4.7 | 18.3 | 10 | 13.9 | 1.1 | 11 | 8 | 19.4 | 6.7 | 20.4 | 10 | 8.3 | 0.6 | 12.8 | 5.6 | 18.9 | 15.6 | 27.8 | 2.2 | 26.7 | 22.2 | 24.4 | 0 | 21.7 | 20.6 | 18.3 | 10 | 25.6 | 22.8 | 23.3 | 0.6 | 23.9 | 9.4 | 12.8 | 6.1 | 10.6 | 6.1 | 4.4 | 2.3 | 23.9 | 19.4 | 26.7 | 13.9 | 10.6 | -3.3 | 6.5 | -0.8
4 | 3 | 6.7 | -1.1 | 20 | 18.3 | 19.4 | 15 | 10 | 0.8 | 25.6 | 6.8 | 13 | 9 | 20 | 6.1 | 21.1 | 12.2 | 16.1 | 11.1 | 15 | 7.2 | 15 | 6.1 | 12.2 | -1.7 | 13.3 | -1.7 | 28 | 8 | 26.7 | 18.9 | 25.6 | 20.6 | 24.4 | 5.6 | 23.3 | 18.3 | 17.2 | 16.1 | 26.7 | 20 | 16.1 | 15 | 9.4 | 5.6 | 15.6 | 5.6 | 23.9 | 18.9 | 5.6 | 1.1 | 10.6 | 0.6 | 26.7 | 21.1 | 26.7 | 17.8 | 18.9 | 6.7 | 10 | -4 | 8.3 | 6.7 | 17.2 | 5 | 15 | 15 | 17.2 | 4.4 | 16.1 | 10 | 10 | 6.1 | 9.6 | 0 | 12.2 | 9.4 | 20.7 | 16.5 | 12.8 | 8.3 | 26.3 | 20.9 | 13.9 | -1.1 | 11.1 | 5.6 | 20 | 11.1 | 22.8 | 13.9 | 19.4 | 17.8 | 8.3 | 3 | 17.2 | 15 | 22.2 | -2.2 | 18.9 | -7.8 | 27.2 | -7.2 | 14.4 | -3.9 | 24.4 | 8.3 | 25.6 | 13.3 | 27.8 | 18.3 | 16.7 | 2.2 | 19.4 | 9.4 | 17.2 | 6.1 | 9 | 4 | 16.7 | 5.6 | 8.9 | 4.4 | 20.6 | 9.4 | 15.6 | 0 | 12 | 8 | 20.6 | 7.2 | 22.8 | 7.8 | 8.7 | -0.5 | 17.2 | 7.2 | 19.4 | 15.6 | 29.3 | 2.5 | 28.2 | 22 | 25.6 | -1.1 | 22.8 | 20.3 | 19.4 | 10.6 | 26.5 | 23 | 23.9 | 0.6 | 26.1 | 8.3 | 13.3 | 6.1 | 13.3 | 5 | 4.4 | 2.2 | 25.6 | 20 | 26.7 | 14.4 | 11.7 | -4.4 | 5.7 | 0.6
4 | 3 | 7.8 | -2.2 | 22.2 | 19.4 | 20 | 14.4 | 11.1 | 0 | 27.8 | 6.1 | 14 | 10 | 21.9 | 6.2 | 20.6 | 12.8 | 17 | 11.3 | 15 | 5.6 | 16.1 | 5 | 15 | -0.6 | 17.2 | -4.4 | 28 | 9 | 28.3 | 18.9 | 27.2 | 21.1 | 25.7 | 4.8 | 25 | 18.9 | 17.8 | 16.7 | 28.3 | 20.6 | 15.6 | 14.4 | 12.2 | 3.9 | 18.9 | 3.9 | 24.4 | 19.4 | 7.2 | 1.7 | 11.9 | 0.9 | 27.8 | 20.6 | 26.7 | 17.8 | 19.4 | 6.1 | 10 | -5 | 9.4 | 8.3 | 17.4 | 5.1 | 17.2 | 16.7 | 18.3 | 3.9 | 16.7 | 10 | 10.6 | 6.1 | 10.4 | 0.1 | 15 | 10.6 | 22.6 | 16.7 | 13.3 | 10.6 | 27.6 | 20.7 | 15 | -1.7 | 11.7 | 5.6 | 18.9 | 11.7 | 23 | 13.8 | 21.1 | 18.3 | 9.5 | 4.3 | 17.2 | 15.6 | 24.4 | -2.2 | 19.8 | -5.3 | 28.5 | -7.9 | 15.6 | -4.4 | 22.8 | 9.4 | 28 | 13.2 | 29.4 | 17.8 | 17.8 | 1.7 | 20.6 | 8.9 | 18.9 | 6.7 | 9 | 6 | 18.2 | 5.8 | 10 | 5 | 22.8 | 8.3 | 16.7 | 0.6 | 13 | 9 | 21.1 | 8.3 | 23.3 | 8.2 | 9 | -1.5 | 20.6 | 8.9 | 20.6 | 16.1 | 30.7 | 2 | 29.6 | 21.3 | 26.7 | -2.2 | 23.9 | 19.8 | 20 | 10.6 | 27.4 | 23.2 | 25 | -1.1 | 27.2 | 8.9 | 12.8 | 6.1 | 14.4 | 6.1 | 4.8 | 2.5 | 27.2 | 20.6 | 26.7 | 14.4 | 12.8 | -5.6 | 5 | 2.2
4 | 3 | 8.9 | -4.4 | 25 | 18.9 | 20.6 | 15 | 12.4 | -0.4 | 28.7 | 5.6 | 14 | 9 | 23.7 | 6.1 | 21.1 | 12.8 | 18 | 11.6 | 16.1 | 5 | 16.1 | 5 | 17.2 | 0 | 16.7 | -3.9 | 28 | 13 | 28.9 | 18.3 | 27.8 | 19.4 | 27 | 3.5 | 26.7 | 19.4 | 18.9 | 16.7 | 27.2 | 20 | 16.7 | 15 | 13.9 | 2.8 | 20.6 | 5 | 23.9 | 19.4 | 8.9 | 3.3 | 13.1 | 1.1 | 28.3 | 20 | 27.8 | 16.7 | 19.4 | 5 | 11 | -1 | 11.7 | 8.9 | 17.6 | 4.9 | 20 | 18.3 | 18.9 | 3.9 | 17.2 | 10.6 | 10.6 | 5.6 | 11.1 | 0 | 16.7 | 9.4 | 24.4 | 16.7 | 15 | 10.6 | 28.9 | 20 | 15.6 | -1.7 | 12.8 | 6.7 | 18.9 | 10 | 23.1 | 13.6 | 22.2 | 17.8 | 10.6 | 5.6 | 17.8 | 15 | 27.2 | -3.9 | 20.8 | -3.9 | 29.8 | -10.4 | 16.7 | -2.2 | 23.3 | 10.6 | 30.4 | 12.8 | 28.9 | 17.8 | 17.8 | 1.1 | 21.1 | 9.4 | 19.4 | 5.6 | 9 | 5 | 19.6 | 5.7 | 11.1 | 5.2 | 23.9 | 7.2 | 17.2 | -0.6 | 15 | 9 | 22.2 | 10 | 23.9 | 9.1 | 9.4 | -3.3 | 22.2 | 8.9 | 20 | 16.1 | 32.2 | 2.2 | 31.1 | 20.6 | 28.9 | -9.4 | 25 | 19.4 | 21.7 | 11.1 | 28.3 | 23.3 | 26.7 | -3.3 | 28.3 | 9.4 | 12.8 | 7.2 | 15 | 5.6 | 5.2 | 3.1 | 28.3 | 16.7 | 26.1 | 15.6 | 14.4 | -4.4 | 7.4 | 2.3
5 | 4 | 10 | -3.9 | 25.6 | 19.4 | 21.1 | 14.4 | 13.7 | -0.6 | 29.7 | 4.4 | 16 | 9 | 25.6 | 5 | 21.1 | 12.2 | 18.9 | 11.7 | 15 | 5 | 16.1 | 5 | 20 | -2.2 | 16.7 | -3.3 | 28 | 13 | 28.9 | 19.4 | 28.3 | 19.4 | 28.3 | 2.8 | 26.7 | 18.9 | 18.9 | 17.2 | 27.8 | 20.6 | 18.9 | 16.7 | 16.1 | 1.7 | 22.2 | 4.4 | 25.6 | 20 | 9.4 | 2.8 | 14.4 | 1.1 | 28.3 | 20.6 | 28.3 | 17.2 | 20.6 | 4.4 | 10 | -3 | 11.1 | 8.9 | 17.8 | 4.4 | 22.2 | 18.9 | 19.4 | 3.3 | 17.8 | 11.1 | 12.2 | 6.7 | 10.5 | 0.5 | 21.7 | 12.8 | 23.1 | 16.9 | 19.4 | 10.6 | 29.1 | 20 | 16.1 | -1.7 | 13.9 | 7.2 | 19.4 | 8.3 | 23.3 | 13.3 | 22.2 | 17.8 | 11.1 | 4.1 | 18.9 | 15.6 | 28.3 | -6.1 | 21.7 | -3.3 | 31.1 | -15 | 16.1 | -3.9 | 25.6 | 11.7 | 32.8 | 11.7 | 27.8 | 17.2 | 18.3 | 1.1 | 21.7 | 9.4 | 20.6 | 5.6 | 12 | 6 | 21.1 | 5.6 | 12.2 | 5.6 | 24.4 | 6.7 | 18.3 | 0.6 | 16 | 10 | 22.8 | 8.9 | 24.4 | 9.4 | 10.7 | -3 | 23.3 | 8.9 | 21.1 | 16.7 | 32.6 | -0.4 | 31.1 | 20.4 | 30.6 | -10 | 25.6 | 19 | 22.8 | 10.6 | 28.5 | 23.6 | 25.6 | -5.6 | 28.9 | 10 | 12.8 | 7.2 | 13.3 | 4.4 | 5.6 | 3.3 | 28.9 | 17.8 | 28.3 | 16.1 | 14.4 | -5.6 | 9.8 | 1.7
5 | 4 | 10 | -3.9 | 26.1 | 19.4 | 21.7 | 14.4 | 15 | -1.7 | 30.6 | 3.3 | 17 | 9 | 26.1 | 3.4 | 20.6 | 12.8 | 19.3 | 11.9 | 15 | 5 | 16.1 | 5.6 | 21.7 | -7.8 | 17.2 | -6.1 | 27 | 13 | 27.8 | 18.9 | 28.9 | 19.4 | 28.9 | 3 | 27.2 | 19.4 | 22.2 | 17.8 | 27.2 | 20.6 | 19.4 | 16.1 | 17.8 | 0.6 | 21.1 | 4.4 | 25.6 | 20.6 | 10.6 | 2.8 | 15 | 1.5 | 28.9 | 21.7 | 28.3 | 16.7 | 20 | 5 | 10 | -4 | 11.7 | 9.4 | 17.2 | 5.2 | 21.1 | 18.3 | 20.6 | 2.2 | 18.3 | 13.3 | 11.1 | 7.8 | 10 | 1.1 | 25 | 14.4 | 21.9 | 17.3 | 23.3 | 11.7 | 29.2 | 20.1 | 16.7 | -1.7 | 16.1 | 6.7 | 19.4 | 7.2 | 22.9 | 13.7 | 22.2 | 18.3 | 11.7 | 2.7 | 18.3 | 16.7 | 28.9 | -3.9 | 21.5 | -4.7 | 31.1 | -11.6 | 13.3 | -3.3 | 25.6 | 11.1 | 31.5 | 11.9 | 26.7 | 17.2 | 18.3 | 1.7 | 22.2 | 8.9 | 21.1 | 5.6 | 12 | 6 | 22 | 4.6 | 12.4 | 5.1 | 25 | 6.7 | 18.9 | 0.6 | 17 | 10 | 22.8 | 11.7 | 24.4 | 9.2 | 12 | -3.3 | 24.4 | 7.8 | 23.3 | 17.8 | 32.9 | -2.4 | 31.1 | 20.1 | 31.1 | -10 | 26.1 | 18.8 | 23.3 | 10.6 | 28.7 | 24.1 | 25.6 | -2.2 | 29.4 | 9.4 | 13.3 | 7.2 | 13.9 | 4.4 | 5.4 | 3.4 | 28.3 | 17.8 | 29.4 | 15.6 | 16.1 | -5.6 | 12.2 | 0.6
5 | 3 | 10 | -4.4 | 21.7 | 17.2 | 22.2 | 15 | 14.3 | -1.5 | 30.8 | 3 | 16 | 9 | 26.7 | 1.9 | 20.6 | 13.3 | 19.6 | 12.2 | 14.4 | 5 | 15.6 | 6.1 | 22.2 | -6.1 | 18.9 | -6.7 | 27 | 13 | 28.3 | 18.3 | 28.9 | 19.4 | 29.4 | 4.1 | 27.8 | 19.4 | 23.3 | 16.7 | 28.3 | 19.4 | 17.8 | 15 | 18.3 | -1.1 | 19.4 | 5.6 | 27.8 | 21.7 | 10.6 | 3.9 | 15.5 | 2 | 28.9 | 22.8 | 28.3 | 16.1 | 20.6 | 4.4 | 10 | -3 | 10 | 8.3 | 16.7 | 5.4 | 15.6 | 13.3 | 21.1 | 2.8 | 18.3 | 11.1 | 10 | 7.2 | 9.4 | 1.7 | 27.2 | 15.6 | 20.6 | 17.2 | 27.2 | 11.7 | 29.4 | 20 | 16.7 | -2.2 | 16.7 | 5.6 | 17.8 | 2.8 | 22.6 | 13.7 | 22.2 | 18.3 | 12.2 | 0.6 | 18.9 | 17.2 | 29.4 | -3.9 | 21.3 | -7.3 | 31.1 | -11.6 | 12.8 | -3.9 | 25.6 | 8.3 | 30.2 | 12.2 | 26.7 | 16.7 | 19.4 | 2.8 | 22.8 | 8.3 | 21.7 | 5 | 12 | 6 | 23 | 3.5 | 12.6 | 4.6 | 24.4 | 6.1 | 19.4 | 0.6 | 18 | 11 | 22.8 | 11.7 | 24.4 | 8.8 | 13.3 | -4.4 | 24.4 | 7.8 | 23.9 | 16.7 | 33.3 | -6.7 | 31.1 | 20 | 31.1 | -11.1 | 26.7 | 18.3 | 24.4 | 5 | 28.9 | 24.4 | 26.7 | -0.6 | 30.6 | 9.4 | 14.4 | 6.7 | 12.8 | 5.6 | 5.2 | 3.4 | 28.9 | 17.8 | 29.4 | 16.1 | 16.1 | -5.6 | 11.5 | 0
5 | 3 | 10.6 | -3.9 | 20 | 16.1 | 22.2 | 15 | 13.5 | -2.2 | 30.9 | 3 | 17 | 9 | 27.2 | -0.6 | 20 | 13.9 | 20 | 12.2 | 14.4 | 5 | 15 | 5 | 21.1 | -5.6 | 18.9 | -6.7 | 26 | 13 | 27.8 | 18.9 | 28.3 | 21.1 | 30 | 4.4 | 27.8 | 19.4 | 21.7 | 17.2 | 27.8 | 19.4 | 17.8 | 14.4 | 17.2 | -3.9 | 18.9 | 6.1 | 24.4 | 21.7 | 10.6 | 2.8 | 16.1 | 2.2 | 28.9 | 22.2 | 26.7 | 17.8 | 20.6 | 4.4 | 10 | -3 | 11.1 | 8.9 | 16.1 | 5.6 | 9.4 | 7.8 | 20.6 | 4.4 | 20 | 11.7 | 10.6 | 7.2 | 10.3 | 0.3 | 27.8 | 15.6 | 19.7 | 16.8 | 28.3 | 11.7 | 28.5 | 20.3 | 12.8 | -0.6 | 17.2 | 6.1 | 15 | 2.2 | 22.2 | 13.9 | 23.9 | 17.8 | 11.8 | 1.1 | 18.3 | 16.1 | 30 | -4.4 | 21.1 | -11.1 | 31.1 | -11.1 | 12.2 | -2.8 | 25.6 | 6.7 | 28.9 | 12.2 | 27.2 | 16.1 | 18.3 | 1.7 | 22.8 | 8.3 | 22.2 | 4.4 | 12 | 6 | 23.9 | 2.2 | 12.8 | 3.9 | 24.4 | 6.1 | 19.4 | -0.6 | 17 | 10 | 22.2 | 12.2 | 24.4 | 8.3 | 12.6 | -2.5 | 25 | 8.3 | 22.8 | 17.8 | 32.8 | -6.7 | 30.4 | 20.1 | 31.7 | -9.4 | 25.8 | 18.5 | 24.4 | 10.6 | 28.9 | 24 | 24.4 | 0.6 | 30.6 | 8.9 | 14.4 | 6.7 | 13.9 | 5.6 | 5 | 3.3 | 28.9 | 15.6 | 28.3 | 15.6 | 17.2 | -5 | 10.7 | -0.9
5 | 3 | 10.6 | -3.3 | 21.7 | 16.1 | 22.2 | 13.3 | 12.8 | -2.8 | 31.1 | 2.8 | 16 | 10 | 25.7 | 0.3 | 18.3 | 13.9 | 18.9 | 12.2 | 13.3 | 5 | 13.9 | 6.7 | 21.1 | -2.8 | 18.3 | -6.7 | 25 | 14 | 27.2 | 18.9 | 27.2 | 20 | 28.3 | 7 | 27.8 | 20 | 20.6 | 17.8 | 27.2 | 20 | 18.3 | 15 | 18.3 | -3.3 | 18.9 | 6.7 | 22.2 | 19.4 | 10 | 1.7 | 15.5 | 2 | 26.7 | 21.1 | 27.8 | 18.3 | 20 | 3.9 | 11 | -3 | 11.1 | 9.4 | 14.3 | 5.7 | 8.3 | 6.1 | 18.9 | 6.1 | 20.6 | 11.1 | 10 | 6.7 | 11.3 | -0.7 | 26.7 | 14.4 | 18.7 | 16.2 | 28.3 | 11.7 | 27.6 | 20.4 | 13.9 | 1.1 | 17.2 | 6.1 | 13.3 | 0.6 | 21.1 | 14.3 | 24.4 | 17.8 | 11.5 | 1.4 | 18.9 | 16.1 | 29.4 | -4.4 | 18.7 | -6.1 | 30.4 | -10 | 11.7 | -2.2 | 25.6 | 5 | 28.3 | 11.8 | 26.1 | 18.9 | 18.9 | 1.7 | 22.2 | 8.9 | 22.2 | 5.6 | 11 | 4 | 21.5 | 2.7 | 12.1 | 4.6 | 23.9 | 6.1 | 19.4 | 0 | 16 | 9 | 21.7 | 12.8 | 23.9 | 9.9 | 11.8 | -1.8 | 25 | 8.3 | 22.8 | 17.8 | 32.2 | -5.5 | 29.6 | 20.2 | 30.6 | -9.4 | 24.8 | 18.3 | 23.9 | 8.9 | 28.9 | 23.8 | 25.6 | -1.1 | 30 | 10.6 | 13.9 | 7.8 | 12.2 | 4.4 | 4.8 | 3.1 | 28.9 | 14.4 | 28.9 | 15.6 | 17.2 | -6.7 | 10 | -1.7
4 | 3 | 10 | -2.8 | 20 | 16.7 | 21.7 | 13.9 | 11.7 | -1.9 | 30 | 2.3 | 16 | 10 | 24.3 | 1.2 | 17.2 | 13.3 | 17.8 | 11.9 | 12.2 | 5.6 | 12.8 | 6.1 | 20 | -2.2 | 17.8 | -7.8 | 23 | 14 | 26.7 | 20 | 26.7 | 19.4 | 26.7 | 9.1 | 27.2 | 20 | 20.6 | 17.8 | 25.6 | 20 | 17.8 | 15 | 18.3 | -3.3 | 13.9 | 10.6 | 19.4 | 15 | 10 | 1.7 | 15 | 1.5 | 25.6 | 21.1 | 26.7 | 17.8 | 18.3 | 4.4 | 10 | -4 | 11.1 | 10 | 12.4 | 5.6 | 6.7 | 3.9 | 17.2 | 8.9 | 22.8 | 10.6 | 9.4 | 6.1 | 12.2 | -2.8 | 26.1 | 14.4 | 17.8 | 15.6 | 27.8 | 12.2 | 26.7 | 20.6 | 11.1 | 1.7 | 16.7 | 6.7 | 12.8 | 2.8 | 20 | 14.8 | 22.8 | 17.8 | 11.1 | 1.7 | 18.3 | 15.6 | 28.9 | -6.1 | 16.3 | -4.3 | 29.6 | -8.7 | 10 | -2.2 | 24.4 | 6.1 | 27.8 | 11 | 26.1 | 18.9 | 18.9 | 1.7 | 22.2 | 8.9 | 21.1 | 4.4 | 11 | 4 | 19.1 | 2.9 | 11.3 | 4.8 | 23.3 | 6.7 | 18.9 | 0 | 13 | 9 | 20.6 | 13.3 | 23.3 | 11.1 | 11.1 | -1.1 | 25 | 8.9 | 22.8 | 17.2 | 31.7 | -6.1 | 28.9 | 20 | 29.4 | -10.6 | 23.9 | 18.3 | 23.3 | 8.9 | 28.9 | 23.3 | 23.9 | 0 | 28.3 | 10.6 | 14.4 | 6.7 | 11.7 | 5 | 4.6 | 2.9 | 27.8 | 15 | 28.3 | 16.1 | 17.2 | -4.4 | 8.3 | -2.9
4 | 2 | 8.9 | -2.8 | 18.3 | 16.1 | 20 | 13.9 | 10.5 | -1.6 | 28.9 | 1.4 | 14 | 10 | 22.8 | 1.7 | 16.1 | 13.3 | 16.7 | 11.7 | 11.1 | 5.6 | 11.7 | 7.8 | 17.8 | -0.6 | 16.7 | -8.9 | 22 | 14 | 25 | 19.4 | 25.6 | 19.4 | 25 | 10 | 25.6 | 20 | 20.6 | 17.8 | 23.3 | 21.1 | 17.8 | 15.6 | 16.7 | -2.2 | 13.3 | 10.6 | 17.2 | 13.3 | 8.9 | 0.6 | 14.4 | 1.1 | 25 | 21.7 | 23.9 | 19.4 | 17.8 | 3.9 | 8 | -1 | 10.6 | 8.3 | 10.6 | 5 | 5.6 | 2.8 | 12.8 | 11.1 | 21.1 | 7.8 | 8.3 | 5 | 10.2 | -1.6 | 25.6 | 14.4 | 17.4 | 14.9 | 26.1 | 12.2 | 25.6 | 19.7 | 8.9 | 3.3 | 14.4 | 6.1 | 12.2 | -0.6 | 18.9 | 15 | 22.2 | 18.3 | 9.6 | 1.5 | 17.8 | 14.4 | 26.1 | -7.2 | 13.9 | -3.3 | 28.9 | -10.6 | 8.9 | -2.8 | 22.2 | 5 | 27.2 | 10.6 | 23.3 | 18.3 | 17.8 | 1.7 | 21.1 | 8.9 | 20 | 4.4 | 9 | 4 | 16.7 | 2.8 | 10.6 | 5 | 21.1 | 8.3 | 17.2 | 0.6 | 13 | 9 | 18.9 | 13.3 | 22.8 | 12.2 | 8.9 | 0.1 | 23.9 | 8.3 | 20.6 | 17.2 | 29.8 | -4.5 | 28 | 21.1 | 27.8 | -11.1 | 23 | 18.4 | 21.1 | 9.4 | 28.2 | 23.8 | 22.8 | 1.1 | 25 | 11.1 | 14.4 | 5.6 | 11.1 | 4.4 | 4.4 | 2.8 | 25.6 | 15 | 27.2 | 16.7 | 15 | -1.7 | 6.7 | -3.9
4 | 3 | 8.3 | -3.3 | 16.7 | 15.6 | 18.9 | 13.9 | 9.4 | -1.7 | 27.8 | 1.7 | 13 | 9 | 20.4 | 4.5 | 16.1 | 12.8 | 15.4 | 11.2 | 10.6 | 5.6 | 10.6 | 7.2 | 15.6 | -0.6 | 13.3 | -11.1 | 22 | 15 | 23.9 | 18.9 | 23.3 | 20 | 22.2 | 11.6 | 22.8 | 20 | 20.6 | 16.7 | 22.2 | 20.6 | 17.8 | 15.6 | 13.9 | -1.7 | 13.9 | 11.1 | 13.9 | 10.6 | 6.1 | 1.1 | 12.6 | 1.9 | 23.9 | 22.2 | 22.8 | 19.4 | 16.7 | 4.4 | 5 | -1 | 9.4 | 7.8 | 10 | 5.8 | 5 | 2.2 | 12.8 | 11.1 | 18.3 | 8.3 | 8.3 | 3.9 | 8.1 | -1 | 24.4 | 13.9 | 17.1 | 14.2 | 25.6 | 12.8 | 24.4 | 19 | 6.7 | 3.9 | 14.4 | 6.1 | 10.6 | 0 | 18.5 | 15 | 20 | 18.3 | 8.2 | 1.1 | 17.8 | 16.1 | 25 | -10 | 11.5 | -1.7 | 27 | -10.4 | 8.9 | -3.9 | 20 | 5 | 27 | 11.1 | 21.7 | 17.2 | 17.2 | 1.7 | 18.9 | 8.9 | 18.3 | 5.6 | 7 | 3 | 15.4 | 5.1 | 9.8 | 5.8 | 21.1 | 8.9 | 16.7 | 2.2 | 12 | 11 | 17.8 | 13.9 | 20.6 | 13.1 | 6.6 | 0.5 | 22.2 | 7.8 | 19.4 | 16.7 | 28 | -2.6 | 27 | 21.5 | 27.2 | -8.9 | 22 | 18.4 | 16.7 | 11.7 | 27.4 | 24.3 | 19.4 | 3.9 | 21.7 | 11.1 | 13.3 | 7.2 | 10 | 3.3 | 4 | 2.5 | 23.9 | 15.6 | 21.7 | 18.9 | 12.2 | -1.1 | 5 | -6.1
4 | 2 | 7.8 | -3.3 | 16.7 | 15.6 | 18.3 | 13.9 | 8.7 | -1.5 | 25.9 | 2.6 | 13 | 9 | 18 | 6.2 | 16.1 | 12.8 | 14.1 | 10.5 | 10 | 6.1 | 10.6 | 7.2 | 13.3 | -0.6 | 12.2 | -11.7 | 22 | 16 | 22.8 | 18.9 | 25 | 20 | 19.5 | 12.3 | 22.8 | 20 | 19.4 | 16.7 | 22.8 | 20 | 17.2 | 15.6 | 12.2 | -1.1 | 12.8 | 10 | 11.1 | 8.9 | 4.4 | 1.1 | 10.7 | 1.8 | 23.3 | 22.2 | 22.8 | 19.4 | 15.6 | 5 | 4 | -2 | 8.9 | 8.3 | 9.5 | 6.2 | 4.4 | 1.7 | 12.2 | 10.6 | 18.9 | 11.7 | 7.8 | 3.9 | 6.1 | -1.1 | 23.9 | 14.4 | 16.7 | 13.3 | 25 | 12.8 | 23.3 | 18.3 | 6.7 | 4.4 | 13.3 | 7.2 | 10 | 0.6 | 18.2 | 15.1 | 18.3 | 17.2 | 6.7 | 0.6 | 16.7 | 15 | 24.4 | -8.3 | 9.1 | -1.4 | 25.2 | -10.1 | 8.9 | -5 | 17.8 | 5 | 26.9 | 11.8 | 21.7 | 17.2 | 15 | 5 | 18.3 | 7.8 | 17.8 | 6.7 | 7 | 3 | 14.1 | 6.7 | 9.1 | 6.2 | 20 | 7.8 | 16.1 | 3.9 | 11 | 10 | 17.2 | 13.9 | 18.3 | 13.4 | 4.4 | 0.6 | 20.6 | 7.8 | 19.4 | 17.2 | 26.1 | -2.8 | 26.1 | 22.2 | 25.6 | -3.3 | 21.1 | 18.3 | 16.1 | 10 | 26.7 | 24.4 | 20.6 | 0.6 | 19.4 | 11.1 | 12.2 | 8.3 | 7.8 | 5 | 3.7 | 2.4 | 22.8 | 16.1 | 21.7 | 20.6 | 11.1 | -1.1 | 4.4 | -4.8
4 | 2 | 7.2 | -2.8 | 16.1 | 15.6 | 16.7 | 13.3 | 7.9 | -1.9 | 24.1 | 2.9 | 11 | 8 | 15.6 | 6.7 | 16.1 | 12.2 | 12.8 | 10 | 10 | 6.1 | 10 | 7.2 | 14.4 | -1.7 | 10.6 | -11.7 | 22 | 16 | 21.7 | 18.9 | 24.4 | 20 | 16.7 | 12.2 | 22.2 | 20 | 19.4 | 16.7 | 23.3 | 19.4 | 17.8 | 16.1 | 10 | -1.1 | 12.8 | 10.6 | 11.1 | 8.9 | 3.3 | 0.6 | 8.9 | 1.7 | 23.3 | 22.2 | 22.8 | 19.4 | 15 | 5 | 3 | -3 | 8.9 | 8.3 | 8.9 | 6.7 | 3.9 | 1.1 | 12.2 | 10.6 | 18.9 | 10.6 | 6.7 | 2.8 | 6.5 | -1 | 23.3 | 14.4 | 16.1 | 13.2 | 25 | 13.3 | 22.2 | 18 | 5.6 | 3.9 | 12.2 | 6.1 | 10 | 0.6 | 17.8 | 15 | 16.7 | 15.6 | 4.7 | -0.1 | 15.6 | 13.9 | 22.2 | -8.9 | 6.7 | -1.7 | 23.3 | -12.8 | 8.3 | -5 | 15 | 6.1 | 26.7 | 12.2 | 21.1 | 17.2 | 12.2 | 8.3 | 17.2 | 7.8 | 16.7 | 6.1 | 6 | 3 | 12.8 | 7.8 | 8.3 | 6.7 | 19.4 | 7.2 | 12.2 | 8.3 | 11 | 9 | 15.6 | 13.9 | 16.1 | 13.3 | 4.2 | 0.5 | 19.4 | 7.8 | 19.4 | 16.7 | 23.3 | -2.1 | 25.9 | 22.4 | 25 | -3.9 | 19.6 | 17.4 | 14.4 | 10.6 | 26.7 | 24.5 | 15.6 | 5 | 17.8 | 11.1 | 11.1 | 7.8 | 6.7 | 4.4 | 3.3 | 2.2 | 22.8 | 16.1 | 21.7 | 20 | 11.1 | -2.8 | 3.9 | -4.2
4 | 2 | 6.7 | -2.8 | 16.1 | 15 | 17.8 | 13.9 | 7.2 | -2.2 | 22.2 | 3.3 | 11 | 8 | 14.1 | 6.2 | 15.6 | 12.2 | 12.4 | 10 | 10 | 6.1 | 10.6 | 7.2 | 11.7 | -1.1 | 7.2 | -13.3 | 22 | 17 | 21.7 | 18.9 | 24.4 | 21.1 | 15.2 | 12 | 22.2 | 18.3 | 19.4 | 16.7 | 22.8 | 20 | 17.8 | 16.1 | 10.6 | -1.1 | 11.1 | 8.9 | 11.1 | 8.9 | 3.3 | 0.6 | 8.3 | 1.9 | 22.2 | 21.7 | 22.2 | 19.4 | 14.4 | 5.6 | 0 | -2 | 8.3 | 8.3 | 8.2 | 6.4 | 3.9 | 1.1 | 11.1 | 10 | 15 | 7.2 | 6.1 | 2.8 | 6.8 | -1 | 22.2 | 15 | 15.6 | 13.1 | 23.3 | 13.9 | 21.1 | 17.5 | 6.1 | 2.8 | 10 | 6.7 | 8.9 | 1.7 | 17.2 | 15 | 16.7 | 16.1 | 2.6 | -1.1 | 15 | 13.3 | 18.9 | -7.8 | 5.9 | -1.9 | 22 | -11 | 8.3 | -5.6 | 13.3 | 4.4 | 25.8 | 13 | 21.1 | 17.2 | 11.1 | 8.9 | 15.6 | 7.8 | 16.1 | 6.1 | 6 | 3 | 12.2 | 7.3 | 8.1 | 6.6 | 17.2 | 6.1 | 11.1 | 8.3 | 11 | 9 | 16.7 | 15 | 15.5 | 13 | 4.1 | 0.6 | 17.8 | 7.8 | 18.3 | 15.6 | 20.6 | -2.8 | 25.8 | 22.7 | 24.4 | -3.9 | 18.2 | 16.6 | 12.8 | 11.1 | 26.7 | 24.5 | 14.4 | 8.9 | 16.1 | 11.1 | 11.7 | 7.8 | 6.7 | 3.9 | 2.9 | 1.6 | 21.1 | 16.1 | 22.2 | 20 | 9.4 | -2.2 | 3.3 | -4.4
3 | 2 | 6.1 | -2.2 | 16.1 | 15 | 17.8 | 14.4 | 6.3 | -2.3 | 20.7 | 4.3 | 11 | 8 | 12.6 | 5.8 | 15.6 | 12.2 | 12.1 | 10 | 9.4 | 6.1 | 10 | 7.2 | 11.1 | -1.1 | 7.8 | -11.1 | 22 | 18 | 21.1 | 18.9 | 25 | 20.6 | 13.7 | 11.6 | 22.2 | 18.3 | 18.9 | 16.7 | 22.2 | 19.4 | 17.8 | 16.1 | 7.2 | -1.1 | 10 | 8.9 | 11.1 | 8.9 | 2.8 | 0.6 | 7.8 | 2.3 | 22.2 | 21.7 | 21.7 | 19.4 | 14.4 | 5.6 | 1 | -2 | 8 | 7.9 | 7.4 | 6.1 | 3.9 | 1.1 | 9.4 | 8.3 | 13.9 | 6.7 | 6.1 | 3.3 | 7.2 | -1.1 | 21.7 | 15 | 15 | 12.8 | 22.8 | 14.4 | 20 | 17.2 | 6.1 | 3.3 | 8.9 | 8.3 | 7.8 | 2.2 | 16.7 | 15.1 | 16.1 | 15.6 | 0.6 | -2.2 | 13.9 | 12.8 | 18.3 | -8.9 | 5.2 | -2.7 | 20.7 | -11.9 | 7.2 | -4.4 | 11.1 | 4.4 | 24.8 | 13.1 | 20.6 | 17.2 | 11.1 | 9.4 | 14.4 | 7.2 | 15 | 6.1 | 4 | 3 | 11.7 | 6.6 | 8 | 6.8 | 17.2 | 6.1 | 11.1 | 8.9 | 11 | 9 | 16.1 | 14.4 | 15 | 12.7 | 3.9 | 0.6 | 16.1 | 7.8 | 16.1 | 14.4 | 17.8 | -3.3 | 25.6 | 22.8 | 23.9 | -7.2 | 16.7 | 15.6 | 12.2 | 10.6 | 26.7 | 24.4 | 14.4 | 8.3 | 14.4 | 11.1 | 11.7 | 6.7 | 6.7 | 3.9 | 2.6 | 1.1 | 20.6 | 16.1 | 21.7 | 18.9 | 6.1 | -1.7 | 2.8 | -4.7
3 | 2 | 5.6 | -1.1 | 15 | 15 | 17.2 | 14.4 | 5.3 | -2.7 | 19.3 | 4.7 | 9 | 5 | 11.1 | 5 | 15 | 12.2 | 11.7 | 10 | 9.4 | 6.7 | 9.4 | 7.2 | 9.4 | -1.1 | 6.7 | -10 | 22 | 19 | 21.1 | 18.3 | 24.4 | 21.1 | 12.2 | 11.1 | 21.7 | 18.3 | 17.8 | 16.1 | 21.7 | 19.4 | 17.2 | 15.6 | 7.2 | 1.1 | 8.9 | 8.3 | 10 | 7.8 | 1.7 | -0.6 | 7.2 | 2.2 | 21.7 | 21.1 | 21.7 | 19.4 | 13.3 | 5 | 1 | -3 | 7.8 | 7.7 | 6.7 | 5.6 | 3.3 | 1.1 | 8.3 | 6.1 | 15.6 | 7.8 | 6.1 | 3.3 | 6.8 | -1 | 20.6 | 15.6 | 15 | 13.2 | 22.2 | 15 | 19.8 | 17.6 | 6.1 | 3.9 | 8.3 | 7.2 | 8.3 | 2.2 | 16.1 | 15 | 16.1 | 15.6 | 0.4 | -1.9 | 12.8 | 12.8 | 16.1 | -8.9 | 4.4 | -3.9 | 19.4 | -12.8 | 6.7 | -3.9 | 9.4 | 4.4 | 23.9 | 13.3 | 18.9 | 16.1 | 11.1 | 9.4 | 15.6 | 7.2 | 15 | 5.6 | 3 | 2 | 11.1 | 6.1 | 7.8 | 6.7 | 16.1 | 7.8 | 11.1 | 9.4 | 11 | 9 | 15 | 14.4 | 14.4 | 12.2 | 3.3 | 0.3 | 16.1 | 7.2 | 16.1 | 14.4 | 16.9 | -2.9 | 25.4 | 23.1 | 23.3 | -6.7 | 16.7 | 15.8 | 12.2 | 9.4 | 26.1 | 24.3 | 13.9 | 9.4 | 13.3 | 10.6 | 11.7 | 6.1 | 5.6 | 3.9 | 2.2 | 0.6 | 20.6 | 17.2 | 21.1 | 17.2 | 3.3 | -1.7 | 2.2 | -5.9
2 | 2 | 5.6 | -1.1 | 15 | 15 | 16.7 | 14.4 | 4.4 | -3.3 | 17.8 | 5 | 9 | 4 | 9.8 | 4.8 | 15 | 12.8 | 11.3 | 9.8 | 8.3 | 6.7 | 8.3 | 7.2 | 7.8 | -1.1 | 7.2 | -8.9 | 22 | 19 | 20 | 18.3 | 24.4 | 20.6 | 11.5 | 10.4 | 21.7 | 18.3 | 17.2 | 16.1 | 22.2 | 19.4 | 17.2 | 15.6 | 6.7 | 1.1 | 10.6 | 9.4 | 8.3 | 6.1 | 0.6 | -1.1 | 7 | 2.1 | 22.2 | 21.7 | 20 | 18.3 | 13.3 | 5 | 0 | -4 | 7.5 | 7.2 | 6.3 | 5.3 | 3.3 | 1.1 | 7.2 | 4.4 | 16.1 | 10 | 6.1 | 3.3 | 6.5 | -1 | 18.9 | 14.4 | 15 | 13.6 | 22.2 | 15 | 19.6 | 17.9 | 5.6 | 3.3 | 8.3 | 7.2 | 8.9 | 1.1 | 15.5 | 14.4 | 18.9 | 15.6 | 0.2 | -1.9 | 12.8 | 12.8 | 15.6 | -8.3 | 5 | -3.3 | 18.7 | -10 | 6.7 | -4.4 | 8.9 | 3.9 | 23.2 | 13.1 | 19.4 | 17.2 | 11.7 | 8.9 | 15.6 | 7.2 | 14.4 | 5.6 | 3 | 2 | 10.9 | 5.9 | 7.4 | 6.2 | 16.1 | 8.3 | 11.7 | 9.4 | 10 | 8 | 14.4 | 13.9 | 13.7 | 11.8 | 2.8 | 0.2 | 16.7 | 7.2 | 16.1 | 13.9 | 15.9 | -3.2 | 25.2 | 23.3 | 22.2 | -5.6 | 16.7 | 16.1 | 11.1 | 9.4 | 25.6 | 24.2 | 12.2 | 8.3 | 11.7 | 10 | 12.2 | 5.6 | 5 | 3.3 | 1.7 | 0.2 | 19.4 | 15.6 | 18.9 | 16.7 | 3.9 | -2.2 | 1.7 | -7.8
2 | 1 | 5 | -1.7 | 17.2 | 17.2 | 17.2 | 14.4 | 4 | -2.9 | 17.1 | 5.1 | 8 | 6 | 8.5 | 4.3 | 15 | 12.8 | 11 | 9.8 | 8.3 | 5.6 | 9.4 | 7.2 | 6.7 | 0 | 6.1 | -8.3 | 23 | 21 | 19.4 | 17.8 | 23.9 | 20.6 | 10.7 | 9.6 | 19.4 | 17.8 | 17.2 | 16.1 | 22.2 | 19.4 | 17.2 | 15.6 | 5 | 1.1 | 12.2 | 10 | 7.8 | 5.6 | 0.6 | -1.1 | 6.9 | 2 | 22.8 | 21.7 | 20.6 | 18.9 | 12.8 | 5 | 0 | -3 | 7.2 | 6.8 | 6 | 5 | 3.3 | 1.1 | 6.7 | 3.3 | 15.6 | 10 | 6.1 | 3.3 | 6.1 | -1.1 | 16.1 | 12.8 | 15 | 13.9 | 22.2 | 15 | 19.4 | 18.3 | 4.4 | 2.8 | 7.8 | 6.7 | 8.9 | 1.1 | 15 | 13.9 | 15.6 | 15.6 | 0 | -2.2 | 12.8 | 12.8 | 17.2 | -9.4 | 5.5 | -3.4 | 17.9 | -9.7 | 6.7 | -5.6 | 7.8 | 4.4 | 22.4 | 12.7 | 18.9 | 16.7 | 12.2 | 8.3 | 15 | 6.7 | 13.9 | 6.1 | 2 | 2 | 10.8 | 5.8 | 7.1 | 5.6 | 15.6 | 9.4 | 11.7 | 9.4 | 9 | 8 | 15 | 14.4 | 12.9 | 11.2 | 2.2 | 0 | 14.4 | 7.8 | 15.6 | 13.9 | 15 | -3.3 | 25 | 23.3 | 20.6 | -5.6 | 16.7 | 16.1 | 10.6 | 8.3 | 25 | 23.9 | 12.8 | 7.2 | 11.7 | 10 | 11.7 | 5.6 | 4.4 | 3.3 | 1.1 | -0.2 | 18.9 | 15.6 | 15.6 | 13.3 | 3.3 | -2.8 | 1.3 | -7.6
3 | 1 | 2.2 | -2.2 | 17.8 | 17.2 | 17.8 | 14.4 | 3.7 | -2.9 | 16.3 | 4.7 | 8 | 5 | 7.2 | 3.9 | 14.4 | 12.2 | 10.6 | 9.4 | 7.8 | 5 | 10 | 7.2 | 5 | 0.6 | 6.1 | -9.4 | 23 | 21 | 19.4 | 17.8 | 23.9 | 20 | 10 | 8.9 | 18.9 | 17.2 | 16.7 | 15.6 | 22.2 | 19.4 | 17.2 | 15 | 5.6 | 1.7 | 12.2 | 10 | 7.2 | 5 | 0 | -1.7 | 6.7 | 1.7 | 22.8 | 21.1 | 20 | 18.3 | 12.2 | 5 | -1 | -3 | 7 | 6.6 | 5.6 | 4.4 | 3.3 | 1.1 | 5 | 2.8 | 15.6 | 11.1 | 6.1 | 3.3 | 5.9 | -0.7 | 13.3 | 9.4 | 15 | 14.1 | 21.1 | 15 | 19.4 | 18.4 | 4.4 | 3.3 | 7.2 | 6.7 | 8.3 | 0.6 | 14.4 | 13.3 | 15 | 14.4 | 0.4 | -1.9 | 12.8 | 12.2 | 15.6 | -8.9 | 6.1 | -3.9 | 17.2 | -10 | 6.1 | -6.7 | 6.7 | 5 | 21.7 | 12.2 | 17.2 | 16.1 | 12.8 | 8.9 | 15.6 | 7.2 | 13.9 | 6.1 | 5 | 3 | 10.6 | 5.6 | 6.7 | 5 | 15 | 10 | 11.7 | 8.9 | 9 | 8 | 15 | 14.4 | 12.2 | 10.6 | 2.2 | 0 | 14.4 | 7.8 | 15 | 13.3 | 14.6 | -3.3 | 25 | 23.4 | 20 | -5 | 16.9 | 16.4 | 9.4 | 8.3 | 22.6 | 21.2 | 10.6 | 8.9 | 11.7 | 10 | 11.7 | 5.6 | 4.4 | 3.3 | 0.6 | -0.6 | 18.9 | 16.7 | 13.3 | 11.1 | 2.2 | -3.3 | 1 | -8
2 | 1 | 2.8 | -3.3 | 18.3 | 17.8 | 17.8 | 14.4 | 3.3 | -3.3 | 15.6 | 4.4 | 7 | 4 | 8.5 | 4.3 | 14.4 | 12.8 | 11 | 9.8 | 7.8 | 5 | 10 | 7.2 | 5 | 0.6 | 6.7 | -10.6 | 23 | 22 | 18.9 | 17.2 | 22.8 | 20 | 11.9 | 9.7 | 18.9 | 17.8 | 16.7 | 15.6 | 21.7 | 18.9 | 16.7 | 15.6 | 6.1 | 1.1 | 10.6 | 7.2 | 7.2 | 4.4 | -1.1 | -2.8 | 7.4 | 1.5 | 21.1 | 20.6 | 20 | 18.3 | 11.7 | 5 | -1 | -3 | 6.7 | 6.1 | 7.4 | 6.1 | 3.3 | 1.1 | 2.8 | 1.1 | 14.4 | 11.1 | 6.7 | 3.3 | 5.8 | -0.6 | 12.2 | 8.9 | 15 | 14.4 | 18.3 | 15 | 19.4 | 18.8 | 4.4 | 2.8 | 7.2 | 6.7 | 7.2 | 1.7 | 15.9 | 14.6 | 15.6 | 15 | 0.7 | -1.9 | 12.8 | 12.8 | 13.9 | -8.3 | 7.6 | -3.2 | 18.5 | -7.6 | 5.6 | -6.1 | 5 | 4.4 | 22.2 | 12.5 | 16.7 | 16.1 | 13.9 | 8.3 | 15.6 | 7.2 | 13.3 | 6.1 | 3 | 2 | 10.2 | 6 | 7.1 | 5.3 | 15 | 10.6 | 11.7 | 8.3 | 9 | 7 | 15 | 14.4 | 12.8 | 11.2 | 2.2 | 0 | 14.4 | 7.8 | 15.6 | 13.9 | 14.3 | -3.5 | 25 | 23.4 | 20 | -5.6 | 17 | 16.5 | 9.4 | 7.8 | 20.2 | 18.3 | 11.1 | 7.8 | 11.1 | 10 | 11.1 | 5.6 | 5 | 3.3 | 0.6 | -0.5 | 18.3 | 17.2 | 11.1 | 9.4 | 3.3 | -4.4 | 0.6 | -10
2 | 1 | 3.9 | -2.2 | 18.3 | 17.8 | 17.8 | 14.4 | 4.6 | -2.8 | 17.4 | 4.7 | 11 | 3 | 9.8 | 4.8 | 14.4 | 12.8 | 11.3 | 9.8 | 7.8 | 5.6 | 8.9 | 7.8 | 7.2 | 1.7 | 6.7 | -9.4 | 24 | 22 | 17.8 | 16.1 | 21.7 | 20 | 13.7 | 10.2 | 18.3 | 17.8 | 17.2 | 16.1 | 21.1 | 18.3 | 16.7 | 15 | 6.7 | 3.3 | 8.9 | 5 | 6.7 | 4.4 | 0 | -2.2 | 8.2 | 1.1 | 21.1 | 20.6 | 19.4 | 16.7 | 12.8 | 5 | 0 | -2 | 7.2 | 6.1 | 9.3 | 7.4 | 3.3 | 1.1 | 2.8 | 0.6 | 15.6 | 11.1 | 5.6 | 2.8 | 5.6 | -0.6 | 12.2 | 9.4 | 15 | 14.4 | 16.7 | 14.4 | 19.4 | 18.9 | 4.4 | 2.8 | 6.7 | 6.7 | 6.1 | 2.2 | 17.4 | 15.9 | 15 | 14.4 | 1.1 | -2.2 | 13.9 | 13.9 | 15 | -8.9 | 9.1 | -3.3 | 19.8 | -6 | 6.7 | -5 | 7.2 | 5.6 | 22.8 | 12.8 | 18.3 | 17.2 | 13.9 | 9.4 | 15.6 | 7.8 | 12.2 | 6.7 | 5 | 4 | 9.8 | 6.4 | 7.4 | 5.4 | 15.6 | 11.1 | 12.2 | 8.9 | 8 | 7 | 15.6 | 14.4 | 13.3 | 11.7 | 2.2 | 0 | 15 | 8.9 | 16.7 | 14.4 | 13.9 | -4.4 | 25 | 23.3 | 20.6 | -5.6 | 17.2 | 16.7 | 9.4 | 7.8 | 17.8 | 15.6 | 10.6 | 8.3 | 11.7 | 10.6 | 10 | 7.2 | 5.6 | 3.9 | 0.6 | -0.5 | 15.6 | 14.4 | 10 | 8.3 | 7.8 | -3.9 | 2.4 | -6.6
2 | 1 | 6.1 | -2.8 | 20 | 17.8 | 18.9 | 15 | 5.9 | -2.8 | 19.3 | 4.3 | 14 | 7 | 11.1 | 5 | 16.7 | 13.3 | 11.7 | 10 | 10.6 | 5.6 | 10.6 | 7.8 | 8.3 | 2.8 | 11.7 | -9.4 | 26 | 23 | 21.1 | 18.3 | 22.8 | 20 | 15.6 | 10.6 | 19.4 | 18.3 | 17.2 | 16.7 | 22.2 | 19.4 | 16.1 | 14.4 | 6.7 | 3.9 | 10.6 | 5 | 6.1 | 3.9 | 2.8 | 0 | 8.9 | 0.6 | 23.9 | 22.2 | 23.9 | 21.1 | 13.9 | 4.4 | 2 | -2 | 6.7 | 5.6 | 11.1 | 8.9 | 3.9 | 1.1 | 3.3 | 1.1 | 16.7 | 12.2 | 6.1 | 2.8 | 7.1 | -0.3 | 13.3 | 8.3 | 15.4 | 14.8 | 16.7 | 14.4 | 21.1 | 19.8 | 5 | 2.2 | 6.7 | 6.7 | 7.8 | 3.3 | 18.9 | 17.2 | 16.7 | 16.1 | 3.5 | -0.9 | 15.6 | 13.9 | 18.9 | -7.2 | 10.6 | -3.9 | 21.1 | -6.1 | 7.2 | -3.9 | 11.7 | 6.7 | 23.3 | 12.8 | 19.4 | 17.8 | 15 | 11.1 | 16.1 | 8.3 | 14.4 | 7.2 | 7 | 5 | 9.4 | 6.7 | 7.8 | 5.6 | 17.8 | 11.7 | 13.3 | 9.4 | 8 | 7 | 18.3 | 16.7 | 13.9 | 12.2 | 5.2 | 0.7 | 15 | 8.3 | 19.4 | 16.1 | 15.6 | 0.2 | 25.6 | 23.3 | 20.6 | -3.9 | 18.5 | 16.1 | 12.8 | 8.3 | 17.8 | 15.1 | 11.7 | 8.9 | 15 | 12.2 | 10.6 | 6.7 | 7.8 | 4.4 | 0.6 | -0.6 | 12.2 | 10.6 | 9.4 | 7.8 | 12.8 | -3.3 | 4.3 | -4.6
2 | 1 | 7.2 | -2.2 | 20.6 | 19.4 | 20 | 16.1 | 7.2 | -3.3 | 21.1 | 3.9 | 16 | 7 | 13.5 | 5.2 | 18.9 | 13.9 | 13.9 | 10.5 | 12.8 | 5.6 | 12.8 | 6.7 | 8.9 | 2.8 | 13.9 | -10.6 | 27 | 23 | 23.3 | 19.4 | 25.6 | 19.4 | 19.5 | 13.5 | 22.2 | 18.9 | 17.8 | 17.2 | 25 | 19.4 | 15.6 | 14.4 | 6.1 | 4.4 | 11.7 | 5.6 | 6.1 | 4.4 | 7.2 | 0 | 10.9 | 1.2 | 26.1 | 22.8 | 25.6 | 21.1 | 15 | 4.4 | 3 | -2 | 6.7 | 4.4 | 12.8 | 9.5 | 4.4 | 1.1 | 3.9 | 1.1 | 16.7 | 12.2 | 6.7 | 2.8 | 8.5 | -0.7 | 13.3 | 6.7 | 15.7 | 14.8 | 17.2 | 13.9 | 22.7 | 20.3 | 6.7 | 1.7 | 7.2 | 7.2 | 10.6 | 3.3 | 20.4 | 17.2 | 19.4 | 17.8 | 5.9 | -0.1 | 16.7 | 15 | 21.1 | -6.7 | 13.4 | -3.8 | 23.5 | -5.8 | 8.3 | -3.9 | 14.4 | 5 | 24.1 | 13.1 | 22.8 | 18.9 | 17.2 | 12.2 | 16.7 | 8.3 | 16.7 | 8.9 | 9 | 6 | 9.8 | 7.1 | 8.5 | 5.3 | 19.4 | 12.8 | 15.6 | 10 | 8 | 8 | 21.1 | 18.3 | 16.9 | 13.7 | 8.1 | 1 | 15.6 | 9.4 | 20 | 16.7 | 17.2 | 3.9 | 26.1 | 23 | 20.6 | -3.9 | 19.8 | 15.3 | 16.7 | 9.4 | 17.8 | 14.5 | 14.4 | 9.4 | 21.1 | 13.3 | 11.1 | 6.7 | 9.4 | 5 | 0.8 | -0.3 | 10.6 | 8.9 | 9.4 | 7.2 | 16.1 | -5.6 | 6.1 | -2.8
3 | 1 | 8.9 | -3.3 | 21.7 | 19.4 | 21.7 | 17.8 | 8.1 | -3.3 | 23.3 | 3.8 | 17 | 9 | 15.9 | 4.9 | 19.4 | 13.9 | 16.1 | 11.1 | 13.9 | 6.1 | 12.8 | 7.2 | 8.3 | 3.9 | 15.6 | -9.4 | 27 | 23 | 25 | 18.9 | 26.1 | 17.8 | 23.3 | 16.1 | 23.9 | 19.4 | 18.3 | 17.8 | 26.7 | 19.4 | 15.6 | 14.4 | 7.8 | 3.9 | 12.8 | 5 | 6.7 | 3.9 | 8.3 | 0 | 13 | 2 | 27.2 | 21.1 | 26.1 | 21.1 | 15.6 | 4.4 | 3 | -3 | 7.8 | 4.4 | 14.4 | 9.7 | 5 | 1.7 | 5 | 1.1 | 16.7 | 12.2 | 6.7 | 3.3 | 10 | -1.1 | 14.4 | 7.8 | 16.1 | 15 | 17.8 | 13.3 | 24.4 | 21.1 | 7.8 | 1.7 | 7.8 | 7.8 | 12.2 | 2.2 | 21.8 | 17 | 20.6 | 18.3 | 8.3 | 0.6 | 18.3 | 15 | 23.9 | -5 | 16.1 | -4.4 | 25.9 | -8.3 | 9.4 | -2.2 | 17.2 | 4.4 | 24.8 | 13.4 | 25.6 | 18.3 | 20 | 12.8 | 17.2 | 8.9 | 19.4 | 8.3 | 11 | 5 | 10.2 | 7.5 | 9.3 | 5.1 | 20 | 12.2 | 17.8 | 10 | 8 | 8 | 22.8 | 17.2 | 19.8 | 14.4 | 11.1 | 0.6 | 16.1 | 8.9 | 21.7 | 17.8 | 18.9 | 7.8 | 26.7 | 22.8 | 21.1 | -3.3 | 21.1 | 13.9 | 20 | 7.2 | 17.8 | 13.9 | 17.8 | 8.9 | 25.6 | 12.2 | 13.3 | 6.7 | 10 | 4.4 | 0.9 | -0.2 | 10.6 | 8.3 | 9.4 | 6.7 | 17.2 | -7.8 | 6.8 | -4.9
4 | 3 | 8.9 | -3.9 | 22.2 | 19.4 | 22.2 | 18.3 | 9.1 | -3.9 | 25.6 | 4.1 | 17 | 9 | 18.3 | 3.9 | 20.6 | 14.4 | 18.3 | 11.1 | 15 | 6.7 | 14.4 | 7.2 | 8.3 | 4.4 | 17.2 | -7.8 | 28 | 23 | 26.7 | 18.9 | 26.7 | 17.8 | 27.2 | 18.9 | 26.1 | 19.4 | 19.4 | 17.2 | 27.8 | 20 | 18.3 | 15 | 10.6 | 3.3 | 13.9 | 4.4 | 7.2 | 4.4 | 10.6 | 0.6 | 15 | 2.2 | 27.8 | 21.1 | 27.8 | 19.4 | 16.7 | 5 | 4 | -2 | 8.3 | 5 | 16.1 | 10 | 6.7 | 2.8 | 7.8 | 1.7 | 19.4 | 12.2 | 7.2 | 2.8 | 10.7 | -1.2 | 15 | 7.8 | 17.4 | 15.4 | 18.3 | 13.3 | 26.1 | 20.9 | 8.9 | 2.2 | 8.3 | 8.3 | 13.9 | 2.8 | 23.3 | 16.7 | 22.2 | 18.9 | 9.4 | 0 | 20.6 | 16.1 | 25.6 | -4.4 | 18.9 | -7.8 | 28.3 | -11.7 | 8.3 | -1.7 | 20.6 | 6.7 | 25.6 | 13.3 | 27.2 | 18.3 | 20.6 | 13.9 | 18.3 | 10 | 20.6 | 6.7 | 12 | 5 | 10.6 | 7.8 | 10 | 4.4 | 22.2 | 12.8 | 18.9 | 11.7 | 9 | 8 | 23.9 | 17.2 | 22.8 | 15 | 11.3 | 0.7 | 16.7 | 10 | 23.3 | 17.8 | 20.2 | 8.9 | 26.5 | 22.6 | 24.4 | -2.8 | 22 | 14.2 | 21.7 | 5 | 17.1 | 13.8 | 17.8 | 8.9 | 28.3 | 12.2 | 14.4 | 6.1 | 12.2 | 5 | 1.1 | 0 | 10.6 | 7.2 | 9.4 | 6.1 | 18.3 | -6.7 | 7.6 | -7.9
4 | 2 | 9.4 | -2.8 | 23.3 | 19.4 | 23.9 | 19.4 | 10 | -5 | 27.8 | 3.3 | 18 | 11 | 19.6 | 3.7 | 21.1 | 14.4 | 20.2 | 11.2 | 17.2 | 5 | 15 | 7.2 | 9.4 | 3.9 | 21.1 | -6.7 | 28 | 23 | 27.8 | 18.9 | 27.8 | 18.3 | 28.1 | 19.1 | 27.2 | 18.3 | 20.6 | 17.2 | 27.8 | 20.6 | 18.3 | 14.4 | 11.7 | 3.9 | 14.4 | 5 | 7.8 | 5 | 12.2 | 0.6 | 16.3 | 3.4 | 28.9 | 21.7 | 28.3 | 20 | 15.6 | 6.7 | 5 | -2 | 8.9 | 5.6 | 16.5 | 9.9 | 7.2 | 2.2 | 7.8 | -1.1 | 20.6 | 11.7 | 7.8 | 2.2 | 11.5 | -1.1 | 15.6 | 8.9 | 18.7 | 15.8 | 18.3 | 13.3 | 27.7 | 20.5 | 10 | 1.7 | 8.9 | 8.9 | 15.6 | 2.8 | 22.9 | 16.7 | 23.3 | 19.4 | 10.6 | -0.5 | 21.7 | 14.4 | 27.2 | -5 | 20.4 | -6.3 | 30.2 | -12.1 | 8.3 | -4.4 | 22.8 | 7.8 | 26.7 | 13.1 | 28.9 | 17.8 | 20 | 13.9 | 19.4 | 10.6 | 21.7 | 6.1 | 14 | 6 | 11.7 | 8 | 11.1 | 4.8 | 22.8 | 12.2 | 18.9 | 11.7 | 9 | 8 | 25 | 17.2 | 23.2 | 15.3 | 11.5 | 0.3 | 20 | 12.2 | 24.4 | 17.8 | 21.5 | 10.4 | 26.3 | 22.4 | 25 | -2.8 | 23 | 14.1 | 22.2 | 5 | 16.3 | 13.6 | 17.2 | 7.8 | 29.4 | 8.9 | 16.1 | 7.2 | 13.3 | 5.6 | 2 | 0.5 | 10 | 7.2 | 9.4 | 5.6 | 19.4 | -5.6 | 8.3 | -14.4
6 | 3 | 10 | -2.8 | 24.4 | 20 | 23.3 | 18.9 | 11.3 | -4.6 | 28.7 | 3.6 | 18 | 10 | 20.9 | 2.7 | 21.7 | 14.4 | 22 | 11.1 | 18.3 | 5.6 | 15.6 | 7.2 | 10.6 | 3.3 | 22.8 | -9.4 | 29 | 23 | 28.3 | 20.6 | 28.3 | 18.3 | 29.1 | 19.7 | 28.9 | 17.8 | 21.1 | 17.2 | 27.8 | 20.6 | 18.3 | 14.4 | 11.7 | 0.6 | 15.6 | 3.9 | 8.9 | 5 | 13.9 | 2.8 | 17.6 | 4.6 | 28.9 | 21.1 | 29.4 | 20 | 15.6 | 7.2 | 5 | -2 | 8.9 | 5 | 16.8 | 9.5 | 8.3 | 2.8 | 8.3 | -1.7 | 22.2 | 12.2 | 9.4 | 2.8 | 12.2 | -1.7 | 16.1 | 9.4 | 20 | 16.1 | 20 | 13.3 | 29.4 | 20 | 11.7 | 1.1 | 10.6 | 8.9 | 17.2 | 2.8 | 22.6 | 16.7 | 25 | 19.4 | 11.7 | -1.7 | 22.8 | 13.9 | 25 | -5 | 21.8 | -6.1 | 32 | -11 | 10 | -6.1 | 24.4 | 8.3 | 27.8 | 13 | 30 | 17.2 | 20.6 | 14.4 | 18.9 | 12.8 | 22.2 | 5 | 15 | 7 | 12.8 | 8.3 | 12.2 | 4.9 | 22.8 | 12.2 | 19.4 | 12.8 | 11 | 8 | 25.6 | 17.2 | 23.5 | 15.1 | 11.7 | 0 | 23.3 | 12.8 | 24.4 | 16.1 | 22.8 | 11.7 | 26.1 | 22.2 | 26.1 | -2.8 | 23.9 | 13.9 | 22.8 | 5 | 15.6 | 13.3 | 18.9 | 8.3 | 30 | 8.3 | 17.2 | 7.8 | 14.4 | 5 | 3 | 1 | 10.6 | 5.6 | 10 | 5.6 | 20.6 | -4.4 | 9.2 | -11.8
8 | 2 | 10.6 | -2.2 | 25.6 | 19.4 | 23.3 | 18.9 | 12.6 | -4.8 | 29.7 | 4.4 | 20 | 10 | 22.2 | 1.7 | 21.1 | 14.4 | 23.9 | 10.6 | 18.9 | 4.4 | 15.6 | 7.8 | 10.6 | 3.3 | 23.9 | -11.7 | 28 | 23 | 28.9 | 21.1 | 28.9 | 17.2 | 30 | 20 | 29.4 | 17.2 | 21.7 | 17.8 | 26.7 | 21.1 | 18.9 | 14.4 | 10.6 | 0 | 17.2 | 3.9 | 10.6 | 6.1 | 15.6 | 3.3 | 18.9 | 5.6 | 28.9 | 20.6 | 28.9 | 19.4 | 16.7 | 7.8 | 7 | -1 | 8.9 | 5 | 17.2 | 9.4 | 10 | 2.8 | 8.9 | 0 | 22.2 | 11.7 | 8.9 | 1.7 | 12.2 | -1.2 | 16.7 | 10 | 20 | 16.5 | 20.6 | 13.9 | 30 | 20 | 12.8 | 0.6 | 10.6 | 9.4 | 18.9 | 2.2 | 22.2 | 16.7 | 25 | 19.4 | 12.2 | -1.5 | 23.3 | 14.4 | 26.7 | -10 | 23.3 | -6.7 | 33.9 | -12.2 | 12.2 | -4.4 | 25.6 | 8.9 | 28.9 | 12.2 | 28.9 | 18.9 | 21.1 | 15 | 19.4 | 14.4 | 22.8 | 3.9 | 17 | 7 | 13.9 | 8.3 | 13.3 | 5 | 23.9 | 12.8 | 20 | 13.3 | 11 | 8 | 24.4 | 17.2 | 23.9 | 15 | 13 | 0 | 25 | 13.3 | 26.1 | 16.1 | 24.1 | 11.5 | 24.3 | 21 | 26.7 | -2.2 | 24.1 | 14 | 23.9 | 6.1 | 16.7 | 13.3 | 20 | 7.8 | 30.6 | 8.9 | 18.3 | 7.8 | 14.4 | 2.2 | 3.9 | 1.7 | 11.1 | 5 | 10.6 | 5.6 | 21.1 | -3.9 | 10.2 | -9.9
9 | 2 | 10.6 | -2.8 | 26.1 | 17.8 | 25.6 | 20.6 | 13.9 | -5.6 | 30.6 | 4.4 | 21 | 9 | 21.8 | 2 | 21.1 | 14.4 | 24.6 | 9.8 | 17.2 | 6.1 | 15.6 | 7.2 | 10 | 2.8 | 23.3 | -8.9 | 28 | 23 | 27.8 | 20.6 | 28.9 | 16.7 | 30 | 20.3 | 30 | 16.7 | 23.9 | 17.8 | 25.6 | 22.2 | 21.1 | 15 | 8.3 | 2.8 | 18.3 | 5 | 11.7 | 7.2 | 16.1 | 2.8 | 19.3 | 6.1 | 29.4 | 21.1 | 30 | 18.3 | 17.8 | 8.3 | 8 | -1 | 10 | 5 | 16.5 | 9.2 | 11.1 | 2.8 | 9.4 | -0.6 | 23.9 | 11.7 | 11.1 | 1.1 | 12.2 | -1.2 | 17.2 | 10.6 | 20 | 16.9 | 21.1 | 14.4 | 30.5 | 20.2 | 13.9 | 0.6 | 11.1 | 9.4 | 19.4 | 2.8 | 21.5 | 16.9 | 25.6 | 18.9 | 12.8 | -2 | 24.4 | 16.1 | 28.3 | -9.4 | 22.6 | -6.4 | 34.3 | -12 | 10.6 | -3.3 | 26.7 | 9.4 | 28.7 | 12.6 | 26.7 | 18.3 | 19.4 | 13.3 | 19.4 | 11.7 | 23.3 | 3.9 | 18 | 8 | 15.4 | 8.7 | 13.1 | 5.3 | 23.9 | 13.3 | 22.8 | 15 | 11 | 8 | 26.7 | 18.3 | 24.6 | 15.8 | 14.3 | 0.2 | 26.7 | 13.9 | 26.7 | 16.1 | 25.4 | 10.9 | 22.4 | 19.6 | 26.7 | -2.2 | 24.2 | 13.5 | 25.6 | 7.2 | 17.8 | 12.7 | 19.4 | 7.2 | 31.7 | 8.9 | 17.2 | 7.2 | 16.1 | 3.3 | 4.3 | 1.8 | 12.8 | 5 | 10.6 | 5.6 | 21.7 | -3.3 | 11.1 | -10
10 | 1 | 10 | -1.1 | 27.2 | 16.1 | 25 | 19.4 | 13.5 | -8 | 31 | 3.9 | 21 | 11 | 21.5 | 2.7 | 21.1 | 14.4 | 25.4 | 8.4 | 16.1 | 5 | 15.6 | 7.2 | 9.4 | 2.8 | 23.9 | -10 | 28 | 23 | 27.2 | 21.1 | 29.4 | 17.8 | 30 | 20.3 | 30 | 16.7 | 24.4 | 17.8 | 27.8 | 19.4 | 22.8 | 13.3 | 9.4 | 3.3 | 16.7 | 5.6 | 12.8 | 7.2 | 17.2 | 3.3 | 19.6 | 6 | 28.9 | 21.1 | 29.4 | 18.9 | 17.8 | 7.2 | 9 | -1 | 10.6 | 5 | 15.7 | 9.2 | 12.8 | 3.3 | 9.4 | -0.6 | 23.9 | 11.7 | 9.4 | 0 | 12.2 | -1.1 | 18.9 | 12.2 | 20 | 17.2 | 21.7 | 14.4 | 31.1 | 20 | 15 | 1.1 | 11.1 | 7.8 | 20.6 | 1.1 | 20.7 | 17.2 | 26.1 | 19.4 | 13.3 | -2.8 | 25 | 15 | 28.9 | -8.9 | 21.8 | -6.9 | 34.6 | -15 | 7.8 | -3.3 | 27.2 | 9.4 | 28.5 | 13.2 | 26.7 | 18.3 | 21.1 | 13.3 | 17.8 | 13.9 | 23.3 | 3.9 | 18 | 7 | 16.8 | 8.8 | 13 | 5.4 | 20.6 | 13.3 | 23.9 | 14.4 | 12 | 9 | 25.6 | 17.8 | 25.4 | 16.6 | 15.6 | -0.6 | 27.2 | 13.3 | 27.2 | 15.6 | 26.7 | 10.6 | 20.6 | 18.3 | 26.1 | -2.2 | 24.4 | 13.3 | 26.1 | 7.2 | 18.9 | 12.2 | 18.3 | 7.2 | 31.7 | 10 | 17.2 | 7.2 | 14.4 | 2.2 | 4.6 | 2 | 12.2 | 4.4 | 12.2 | 6.1 | 22.2 | -3.3 | 11.7 | -8.8
11 | 0 | 10.6 | -0.6 | 27.2 | 17.2 | 25.6 | 20.6 | 13.2 | -10.8 | 31.3 | 3.4 | 19 | 11 | 21.1 | 2.8 | 20 | 14.4 | 26.1 | 7.2 | 15 | 5.6 | 14.4 | 6.7 | 8.9 | 2.8 | 26.1 | -12.2 | 27 | 23 | 27.8 | 20.6 | 28.3 | 17.2 | 30 | 20.6 | 30 | 16.7 | 25 | 16.7 | 27.2 | 18.9 | 23.3 | 13.9 | 10 | 0.6 | 16.1 | 5.6 | 14.4 | 7.8 | 18.3 | 2.8 | 20 | 6.1 | 28.9 | 20.6 | 28.9 | 16.7 | 17.2 | 7.8 | 9 | 0 | 11.1 | 3.9 | 15 | 8.9 | 12.2 | 2.8 | 9.4 | -0.6 | 24.4 | 11.1 | 10 | 0 | 11.5 | -0.8 | 18.9 | 11.7 | 18.7 | 16.3 | 21.7 | 14.4 | 30.4 | 20.4 | 15.6 | -1.1 | 10 | 8.9 | 20.6 | 1.1 | 20 | 17.2 | 27.8 | 19.4 | 13.5 | -2.9 | 25 | 14.4 | 28.3 | -11.1 | 21.1 | -8.9 | 35 | -17.8 | 8.3 | -3.3 | 27.2 | 8.9 | 28.3 | 13.3 | 26.1 | 17.8 | 20 | 13.3 | 16.1 | 15 | 23.3 | 4.4 | 16 | 7 | 18.3 | 8.9 | 12.8 | 5.6 | 20.6 | 13.3 | 23.3 | 14.4 | 12 | 8 | 25.6 | 17.8 | 26.1 | 17.2 | 14.8 | -1.1 | 27.8 | 13.9 | 26.7 | 13.3 | 27.8 | 7.1 | 21.3 | 18.9 | 25 | -1.7 | 24.4 | 13.3 | 26.1 | 7.2 | 18.9 | 12 | 12.8 | 8.9 | 31.1 | 10 | 16.7 | 7.2 | 13.9 | 3.9 | 5 | 2.2 | 12.8 | 3.9 | 15 | 7.2 | 21.1 | -8.3 | 12.2 | -9.6
11 | 0 | 10 | -1.1 | 26.7 | 17.8 | 26.7 | 19.4 | 12.8 | -16.7 | 31.7 | 2.8 | 21 | 8 | 19.1 | 4.1 | 19.4 | 14.4 | 25.2 | 5.9 | 13.9 | 5.6 | 13.9 | 6.7 | 7.8 | 3.9 | 24.4 | -15.6 | 27 | 23 | 27.8 | 20 | 28.9 | 18.3 | 28.9 | 21.2 | 30 | 16.1 | 25 | 16.7 | 27.2 | 18.3 | 22.8 | 13.9 | 10.6 | 1.1 | 15.6 | 5 | 14.4 | 7.8 | 18.3 | 2.2 | 19.3 | 5.4 | 27.8 | 20.6 | 28.3 | 17.8 | 17.8 | 7.8 | 11 | 0 | 10.6 | 3.9 | 13.9 | 9 | 12.2 | 1.7 | 9.4 | -1.1 | 23.3 | 11.1 | 8.9 | 0 | 10.7 | -0.9 | 18.3 | 11.7 | 17.4 | 15.4 | 21.7 | 14.4 | 29.6 | 20.5 | 15.6 | -1.7 | 10 | 8.9 | 19.4 | 0.6 | 19.8 | 17 | 26.7 | 19.4 | 13.7 | -3.5 | 24.4 | 12.2 | 28.3 | -9.4 | 18.7 | -6.1 | 33.3 | -12.7 | 5.6 | -2.8 | 26.1 | 8.9 | 28.1 | 13.3 | 28.3 | 18.3 | 18.9 | 13.3 | 16.1 | 15.6 | 22.8 | 5.6 | 14 | 6 | 17.8 | 9.2 | 12.4 | 6 | 20.6 | 13.9 | 23.3 | 15 | 12 | 9 | 24.4 | 17.2 | 25.4 | 17.1 | 14.1 | -2.4 | 27.2 | 13.9 | 25.6 | 15 | 28.9 | 1.4 | 22.1 | 19.5 | 22.8 | 0.6 | 24.4 | 13.3 | 26.1 | 7.2 | 18.9 | 12 | 11.7 | 10 | 30.6 | 10.6 | 16.7 | 7.2 | 13.9 | 5 | 4.6 | 2.1 | 12.8 | 2.2 | 15 | 6.7 | 20.6 | -7.2 | 12.8 | -11.1
11 | -1 | 10 | -1.1 | 24.4 | 17.2 | 25.6 | 18.9 | 10.9 | -13.2 | 29.8 | 4.5 | 19 | 10 | 17 | 4.4 | 18.3 | 14.4 | 24.2 | 4.6 | 12.8 | 5.6 | 12.8 | 7.2 | 7.2 | 3.9 | 23.9 | -13.3 | 25 | 23 | 26.7 | 19.4 | 26.7 | 18.3 | 27.8 | 21.4 | 29.4 | 15.6 | 25 | 15.6 | 26.1 | 18.9 | 22.8 | 12.8 | 8.9 | 2.2 | 14.4 | 4.4 | 13.3 | 7.2 | 18.3 | 2.8 | 18.5 | 4.3 | 27.2 | 20.6 | 27.2 | 18.9 | 17.8 | 8.3 | 11 | 0 | 10 | 4.4 | 12.8 | 9.1 | 11.1 | 2.8 | 8.3 | -1.1 | 22.8 | 11.1 | 8.9 | -1.7 | 10 | -1.1 | 18.3 | 11.7 | 16.1 | 14.4 | 21.7 | 15 | 28.9 | 20.6 | 15.6 | -1.1 | 9.4 | 9.4 | 17.8 | 1.1 | 19.6 | 16.8 | 24.4 | 19.4 | 13.9 | -5 | 24.4 | 13.9 | 27.2 | -8.3 | 16.3 | -5.4 | 31.7 | -11.2 | 4.4 | -1.7 | 25.6 | 8.9 | 28 | 13.2 | 27.8 | 20 | 17.8 | 11.7 | 16.7 | 16.1 | 21.7 | 5.6 | 13 | 6 | 17.2 | 9.2 | 12.1 | 6.4 | 18.3 | 14.4 | 21.1 | 15 | 12 | 9 | 23.3 | 17.2 | 24.6 | 16.9 | 13.3 | -3.9 | 27.2 | 13.9 | 23.9 | 16.1 | 30 | -7.8 | 22.8 | 20 | 22.2 | 1.1 | 24.4 | 13.3 | 25 | 7.8 | 18.9 | 11.7 | 11.1 | 9.4 | 28.9 | 10.6 | 16.1 | 6.7 | 12.2 | 6.1 | 4.3 | 2.3 | 11.1 | 3.3 | 15 | 6.7 | 19.4 | -5.6 | 11.1 | -7.7
9 | -3 | 9.4 | -1.1 | 23.3 | 18.3 | 23.9 | 18.9 | 9.1 | -11.3 | 28 | 6.2 | 19 | 7 | 15 | 4.4 | 17.2 | 13.9 | 23.3 | 3.3 | 11.7 | 6.1 | 11.1 | 7.2 | 6.1 | 5 | 21.7 | -12.2 | 24 | 23 | 25.6 | 20 | 26.1 | 18.9 | 26.7 | 21.7 | 28.3 | 15.6 | 23.9 | 16.7 | 25 | 18.3 | 21.7 | 14.4 | 8.9 | 2.2 | 12.8 | 3.9 | 12.8 | 6.7 | 16.7 | 2.8 | 17.8 | 3.3 | 25.6 | 20.6 | 25.6 | 19.4 | 17.2 | 6.7 | 8 | 0 | 8.3 | 6.1 | 11.7 | 8.9 | 8.9 | 1.7 | 7.8 | 0.6 | 22.2 | 11.1 | 6.7 | -1.1 | 8.5 | -1.2 | 17.2 | 11.7 | 15.5 | 13.9 | 21.1 | 15.6 | 27.4 | 20.7 | 15 | -1.1 | 9.4 | 9.4 | 15.6 | 3.3 | 19.4 | 16.7 | 23.3 | 20 | 11.1 | -4.4 | 23.3 | 13.3 | 26.1 | -7.8 | 13.9 | -6.1 | 30 | -11.7 | 4.4 | -2.8 | 24.4 | 8.9 | 27.8 | 12.8 | 26.7 | 19.4 | 17.2 | 8.9 | 16.7 | 16.7 | 21.1 | 5.6 | 13 | 6 | 16.7 | 9.4 | 11.7 | 6.7 | 17.8 | 15 | 20.6 | 15.6 | 12 | 9 | 21.7 | 16.7 | 23.9 | 16.7 | 10.9 | -2.8 | 26.1 | 13.9 | 23.3 | 15.6 | 26.7 | 3.9 | 22.2 | 19.6 | 21.1 | 1.1 | 22.6 | 14 | 22.8 | 8.9 | 18.2 | 11.1 | 10 | 8.3 | 26.1 | 11.7 | 13.9 | 6.7 | 11.7 | 6.1 | 3.9 | 2.2 | 10 | 2.8 | 13.3 | 5.6 | 17.2 | -5 | 9.5 | -6
7 | -2 | 8.3 | -2.2 | 20.6 | 18.9 | 22.8 | 18.9 | 7.2 | -12.2 | 26.1 | 6.7 | 19 | 7 | 14.1 | 5.2 | 16.7 | 13.9 | 20.3 | 7.7 | 10.6 | 6.7 | 10.6 | 7.2 | 5.6 | 3.3 | 19.4 | -11.1 | 24 | 23 | 24.4 | 20 | 23.9 | 19.4 | 25.8 | 22.3 | 27.2 | 16.1 | 23.3 | 16.7 | 24.4 | 18.3 | 19.4 | 14.4 | 7.2 | 2.8 | 12.2 | 5 | 11.1 | 5.6 | 12.8 | 5 | 16.3 | 3.4 | 23.9 | 21.1 | 25 | 20 | 15.6 | 6.7 | 6 | 0 | 7.2 | 5.6 | 11.5 | 9.1 | 7.8 | 1.1 | 6.7 | -0.6 | 21.1 | 11.1 | 6.7 | -1.1 | 7.1 | -1.6 | 16.7 | 11.7 | 15 | 13.4 | 20 | 15.6 | 25.9 | 20.7 | 12.2 | 0 | 9.4 | 9.4 | 13.3 | 5 | 19.6 | 17 | 20.6 | 19.4 | 8.4 | -5.1 | 21.7 | 13.3 | 23.9 | -7.8 | 12.2 | -3.9 | 28.1 | -9.7 | 3.9 | -2.2 | 22.8 | 8.3 | 26.3 | 12.8 | 25.6 | 15 | 16.1 | 8.9 | 16.7 | 16.1 | 20 | 6.1 | 12 | 7 | 14.5 | 8.9 | 11.1 | 6.1 | 18.3 | 15 | 18.3 | 13.9 | 9 | 8 | 20.6 | 16.7 | 22.6 | 16.4 | 8.5 | -2.7 | 23.3 | 13.9 | 22.2 | 16.1 | 23.3 | 8.6 | 21.7 | 19.3 | 20 | 1.7 | 20.7 | 13.9 | 21.1 | 10.6 | 17.4 | 10.3 | 10 | 8.9 | 23.9 | 12.2 | 12.2 | 6.1 | 10.6 | 5.6 | 3.9 | 2.3 | 8.3 | 2.8 | 11.7 | 6.1 | 13.3 | -4.4 | 7.8 | -6.1
6 | -2 | 7.2 | -2.8 | 19.4 | 18.3 | 21.7 | 18.3 | 5.9 | -9.6 | 24.1 | 8.1 | 17 | 9 | 13.1 | 5.3 | 16.7 | 13.9 | 17.4 | 9.6 | 10 | 7.2 | 10.6 | 7.2 | 5 | 3.3 | 18.3 | -13.3 | 24 | 23 | 23.9 | 20 | 25 | 19.4 | 24.8 | 22.5 | 25.6 | 16.7 | 22.8 | 16.7 | 23.9 | 18.3 | 18.3 | 14.4 | 6.1 | 4.4 | 11.1 | 4.4 | 10 | 5.6 | 12.2 | 5 | 14.8 | 3.6 | 22.8 | 21.1 | 24.4 | 20.6 | 14.4 | 7.2 | 4 | 0 | 6.7 | 5 | 11.3 | 9.4 | 6.1 | 1.1 | 4.4 | 0 | 21.1 | 16.1 | 6.1 | -1.7 | 5.6 | -2.2 | 15.6 | 11.7 | 14.4 | 12.8 | 19.4 | 15 | 24.4 | 20.6 | 11.7 | -0.6 | 8.9 | 8.3 | 12.2 | 6.1 | 19.8 | 17.4 | 20 | 18.9 | 5.6 | -6.7 | 20 | 13.9 | 22.8 | -7.2 | 10.6 | -2.8 | 26.3 | -8.1 | 3.9 | -2.2 | 22.2 | 8.9 | 24.8 | 12.1 | 23.9 | 16.1 | 15 | 8.9 | 16.7 | 16.7 | 19.4 | 6.7 | 12 | 6 | 12.2 | 8.1 | 10.6 | 5.6 | 17.2 | 14.4 | 18.3 | 15.6 | 9 | 8 | 20 | 17.2 | 21.3 | 16.1 | 6.1 | -3.3 | 22.2 | 13.9 | 21.1 | 16.1 | 20 | 10.6 | 21.1 | 18.9 | 19.4 | 1.7 | 18.9 | 13.9 | 20 | 10.6 | 16.7 | 9.4 | 8.9 | 7.8 | 23.3 | 12.8 | 8.9 | 6.1 | 10.6 | 5 | 3.9 | 2.3 | 7.8 | 2.8 | 10 | 5.6 | 11.1 | -1.7 | 7.6 | -4.3
4 | 1 | 6.7 | -2.8 | 18.9 | 18.3 | 22.8 | 18.9 | 4.6 | -8.5 | 22 | 9.2 | 14 | 10 | 12.2 | 5.6 | 16.7 | 13.9 | 14.4 | 10.6 | 9.4 | 6.7 | 9.4 | 7.1 | 4.4 | 3.3 | 17.2 | -14.4 | 24 | 23 | 24.4 | 18.9 | 25 | 19.4 | 23.9 | 22.8 | 24.4 | 16.7 | 22.8 | 16.7 | 23.3 | 18.3 | 16.1 | 13.9 | 4.4 | 3.9 | 11.1 | 5 | 8.9 | 5 | 11.1 | 4.4 | 13.3 | 3.3 | 23.9 | 21.7 | 23.9 | 20.6 | 13.3 | 6.7 | 4 | 0 | 6.1 | 3.9 | 11.1 | 9.4 | 6.7 | 0 | 3.3 | -0.6 | 20.6 | 16.7 | 5.6 | -1.7 | 4.8 | -1.8 | 15.6 | 11.1 | 14 | 10.8 | 18.9 | 15.6 | 23.9 | 20.3 | 9.4 | 0 | 8.3 | 8.3 | 11.7 | 6.1 | 20 | 17.8 | 20 | 18.9 | 4.7 | -5 | 19.4 | 14.4 | 20.6 | -6.7 | 8.9 | -2.8 | 24.4 | -8.9 | 2.2 | -3.9 | 20.6 | 8.9 | 23.3 | 11.7 | 22.8 | 16.7 | 14.4 | 10.6 | 17.2 | 16.7 | 18.9 | 6.7 | 11 | 7 | 10 | 7.2 | 10 | 5 | 17.2 | 14.4 | 18.3 | 16.7 | 8 | 7 | 18.9 | 17.2 | 20 | 15.6 | 4.4 | -2.8 | 21.7 | 13.9 | 22.2 | 16.1 | 18.5 | 10.6 | 21.1 | 19.1 | 20 | 1.1 | 18.5 | 13.4 | 19.4 | 10.6 | 16.5 | 9.7 | 8.3 | 7.2 | 22.8 | 13.3 | 8.3 | 6.7 | 11.7 | 5 | 3.9 | 2.2 | 7.2 | 2.2 | 7.8 | 6.1 | 11.7 | 1.1 | 7.4 | -3.3
3 | 1 | 5.6 | -2.8 | 17.8 | 17.2 | 21.7 | 18.3 | 3.3 | -8.9 | 20 | 9.4 | 14 | 9 | 12 | 6.3 | 16.7 | 13.3 | 13.7 | 10.2 | 9.4 | 6.7 | 8.9 | 7.1 | 4.4 | 3.3 | 15 | -13.9 | 24 | 23 | 23.3 | 18.9 | 25 | 19.4 | 23.9 | 22.9 | 22.8 | 16.7 | 22.2 | 16.7 | 23.3 | 18.3 | 15 | 13.3 | 4.4 | 3.9 | 11.7 | 4.4 | 8.3 | 5 | 10 | 3.9 | 12.4 | 3.4 | 23.9 | 21.7 | 23.3 | 20.6 | 12.8 | 7.2 | 3 | 0 | 5.6 | 3.9 | 11.1 | 9.6 | 6.1 | 0.6 | 2.2 | -0.6 | 20 | 15 | 5 | -1.1 | 4.1 | -1.5 | 15 | 10.6 | 13.7 | 8.6 | 18.9 | 15.6 | 23.3 | 19.7 | 8.3 | -0.6 | 8.3 | 8.3 | 11.1 | 6.7 | 20 | 18 | 19.4 | 17.8 | 3.7 | -4.4 | 19.4 | 13.3 | 20 | -9.4 | 7 | -2.9 | 22.7 | -7.2 | 1.1 | -3.9 | 19.4 | 9.4 | 22.6 | 12 | 22.2 | 17.2 | 13.3 | 11.7 | 17.2 | 16.7 | 18.3 | 7.2 | 11 | 9 | 8.9 | 6.7 | 9.6 | 5 | 17.2 | 14.4 | 17.2 | 16.1 | 8 | 6 | 18.3 | 17.2 | 19.3 | 15.6 | 2.8 | -2.6 | 22.2 | 13.9 | 21.1 | 16.1 | 17.1 | 10.7 | 21.1 | 19.2 | 17.2 | 0.6 | 18.2 | 12.9 | 18.3 | 11.1 | 16.3 | 10 | 8.9 | 6.7 | 21.1 | 13.3 | 7.2 | 6.1 | 9.4 | 7.8 | 3.9 | 2.3 | 6.7 | 2.2 | 7.2 | 6.1 | 9.4 | 0.6 | 7.2 | -2.8
1 | 0 | 5.6 | -3.9 | 18.3 | 17.8 | 21.7 | 18.9 | 2.8 | -8.1 | 19.3 | 7.7 | 15 | 7 | 11.9 | 7.2 | 16.1 | 13.3 | 12.9 | 9.8 | 8.9 | 6.7 | 9.4 | 7 | 5 | 0 | 15 | -13.9 | 24 | 23 | 22.8 | 18.9 | 25 | 21.1 | 23.9 | 22.9 | 21.7 | 16.7 | 21.1 | 16.7 | 23.3 | 18.3 | 13.9 | 12.2 | 4.4 | 3.9 | 11.1 | 3.9 | 7.2 | 5 | 8.3 | 3.3 | 11.5 | 3.5 | 23.9 | 21.7 | 23.3 | 20.6 | 12.2 | 6.7 | 3 | 0 | 5.6 | 3.9 | 11.1 | 9.6 | 6.1 | 1.1 | 1.7 | -1.1 | 18.9 | 11.7 | 3.9 | -1.1 | 3.3 | -1.7 | 14.4 | 10 | 13.3 | 6.1 | 18.9 | 15.6 | 22.8 | 19.4 | 9.4 | -0.6 | 7.8 | 7.8 | 10 | 7.2 | 20 | 18.2 | 19.4 | 17.8 | 2.8 | -4.4 | 18.3 | 12.8 | 17.8 | -8.3 | 5.2 | -3.2 | 21.1 | -6.6 | 1.1 | -3.9 | 18.3 | 10 | 21.8 | 12.1 | 21.7 | 16.7 | 13.3 | 10.6 | 17.2 | 16.7 | 17.8 | 7.2 | 12 | 11 | 7.8 | 6.3 | 9.3 | 5.1 | 15 | 12.8 | 16.7 | 16.1 | 7 | 3 | 18.3 | 17.2 | 18.5 | 15.2 | 1.1 | -3.3 | 21.1 | 14.4 | 20.6 | 16.7 | 15.6 | 10.6 | 21.1 | 19.4 | 17.8 | 0.6 | 17.8 | 12.2 | 15 | 12.2 | 16.1 | 10 | 8.3 | 6.1 | 20.6 | 13.3 | 7.2 | 6.1 | 9.4 | 7.8 | 3.9 | 2.3 | 7.2 | 2.2 | 6.1 | 5.6 | 8.9 | -1.1 | 6.8 | -0.6
1 | 0 | 5.6 | -2.8 | 20.6 | 18.3 | 22.8 | 18.3 | 2.2 | -8.6 | 18.5 | 5.4 | 15 | 6 | 11.7 | 7.8 | 16.1 | 13.3 | 12.2 | 9.4 | 9.4 | 6.1 | 10 | 6.9 | 5 | -0.6 | 12.8 | -14.4 | 24 | 23 | 22.8 | 18.9 | 25 | 21.1 | 23.9 | 22.8 | 21.1 | 16.7 | 20.6 | 16.7 | 22.8 | 18.3 | 13.3 | 12.2 | 4.4 | 2.8 | 11.7 | 4.4 | 7.8 | 5 | 7.8 | 3.3 | 10.6 | 3.3 | 23.3 | 21.7 | 23.3 | 20.6 | 11.1 | 6.7 | 1 | 0 | 5.6 | 3.8 | 11.1 | 9.4 | 6.1 | -0.6 | 1.1 | 0 | 18.9 | 11.1 | 3.3 | -1.1 | 2.4 | -1.2 | 15 | 7.8 | 11.8 | 5.9 | 18.9 | 15.6 | 21.3 | 18.9 | 8.3 | -0.6 | 7.8 | 7.8 | 10 | 6.7 | 20 | 18.3 | 20 | 18.3 | 2.8 | -3.3 | 17.8 | 12.8 | 16.7 | -8.9 | 3.3 | -4.4 | 19.4 | -7.2 | -1.1 | -5 | 17.8 | 10 | 21.1 | 12.2 | 21.1 | 16.7 | 13.3 | 11.1 | 17.2 | 16.7 | 17.2 | 8.3 | 11 | 9 | 6.7 | 5.6 | 8.9 | 5 | 13.9 | 11.7 | 17.2 | 16.7 | 7 | 3 | 19.4 | 17.8 | 17.8 | 15 | 0.7 | -3 | 18.9 | 14.4 | 21.1 | 16.7 | 14.7 | 10.6 | 20.4 | 18.5 | 17.2 | 1.1 | 17.1 | 12.3 | 14.4 | 12.8 | 15.2 | 9.4 | 7.2 | 5.6 | 20 | 12.8 | 7.2 | 5.6 | 8.9 | 8.3 | 3.9 | 2.2 | 7.2 | 1.1 | 5 | 5 | 7.8 | -1.7 | 6.5 | 1.2
2 | 0 | 4.4 | -2.2 | 20.6 | 18.3 | 22.2 | 17.8 | 1.7 | -10 | 17.8 | 3.3 | 15 | 7 | 11.7 | 8.4 | 15.6 | 13.9 | 11.7 | 9.3 | 8.3 | 5.6 | 8.9 | 6.9 | 4.4 | -0.6 | 12.2 | -12.2 | 24 | 23 | 22.8 | 18.9 | 24.4 | 20 | 23.9 | 22.9 | 20.6 | 16.7 | 20.6 | 16.7 | 22.2 | 18.3 | 13.3 | 12.2 | 4.4 | 2.8 | 11.1 | 5.6 | 7.8 | 5 | 7.2 | 3.3 | 10.2 | 2.6 | 23.9 | 21.7 | 22.8 | 20.6 | 11.1 | 6.7 | 1 | -1 | 5.6 | 3.8 | 11.1 | 9.9 | 6.1 | -2.2 | 0.6 | -2.2 | 19.4 | 11.1 | 2.8 | -2.2 | 1.5 | -0.9 | 12.8 | 9.4 | 10.4 | 5.6 | 18.3 | 15.6 | 19.8 | 18.5 | 8.9 | -1.1 | 7.8 | 7.8 | 10.6 | 6.7 | 20 | 18.2 | 19.4 | 18.3 | 2.8 | -2.9 | 17.2 | 13.3 | 13.9 | -8.3 | 2.2 | -4.4 | 20.3 | -5.6 | -1.1 | -3.9 | 17.2 | 10.6 | 20.4 | 12.4 | 20.6 | 16.1 | 13.3 | 11.1 | 17.2 | 16.7 | 15.6 | 12.2 | 11 | 9 | 6.5 | 5.5 | 8.7 | 5.5 | 13.9 | 11.7 | 16.7 | 15 | 3 | 2 | 18.9 | 17.2 | 18 | 15.5 | 0.4 | -3.3 | 17.8 | 13.9 | 21.1 | 16.7 | 13.7 | 10.2 | 19.6 | 17.6 | 17.2 | 1.1 | 16.3 | 11.9 | 13.3 | 12.2 | 14.2 | 8.4 | 7.8 | 4.4 | 18.9 | 12.8 | 6.1 | 5 | 8.9 | 7.8 | 3.9 | 2.3 | 6.7 | 1.7 | 3.9 | 3.9 | 6.7 | 0 | 6.1 | 2.8
1 | 0 | 2.2 | -3.3 | 18.3 | 17.2 | 21.7 | 17.8 | 0.9 | -8.9 | 17.1 | 4.1 | 15 | 7 | 11.7 | 8.9 | 15 | 13.9 | 11.1 | 9.1 | 8.9 | 6.1 | 7.8 | 6.8 | 4.4 | 0 | 12.8 | -13.3 | 24 | 23 | 22.8 | 18.9 | 24.4 | 19.4 | 23.9 | 22.9 | 20 | 16.7 | 20 | 16.7 | 21.7 | 17.8 | 13.9 | 12.8 | 4.4 | 3.3 | 10.6 | 6.7 | 8.3 | 4.4 | 5 | 3.3 | 9.8 | 1.9 | 23.3 | 21.1 | 21.7 | 20 | 10.6 | 6.7 | 0 | -1 | 5.6 | 3.6 | 11.1 | 10.2 | 6.1 | -2.2 | 0.6 | -2.2 | 18.9 | 10.6 | 2.2 | -2.2 | 0.6 | -1.1 | 12.2 | 9.4 | 8.9 | 5 | 17.8 | 15.6 | 18.3 | 17.8 | 8.9 | -1.7 | 7.8 | 7.8 | 10 | 6.7 | 20 | 18 | 19.4 | 18.3 | 2.8 | -2.8 | 16.1 | 13.3 | 15 | -7.8 | 1.1 | -4.7 | 21.3 | -5.6 | -1.1 | -5 | 17.2 | 11.1 | 19.6 | 12.2 | 20 | 16.7 | 11.1 | 8.9 | 17.2 | 16.7 | 14.4 | 12.2 | 11 | 9 | 6.3 | 5.3 | 8.5 | 5.8 | 13.9 | 10.6 | 16.7 | 15.6 | 3 | 2 | 18.9 | 17.8 | 18.1 | 15.7 | 0 | -3.9 | 16.7 | 13.9 | 20 | 16.7 | 12.8 | 10 | 18.9 | 16.7 | 16.1 | 1.1 | 15.6 | 11.7 | 13.3 | 12.2 | 13.3 | 7.8 | 7.8 | 5.6 | 17.8 | 12.2 | 3.9 | 2.8 | 8.3 | 7.2 | 3.9 | 2.3 | 6.7 | 1.7 | 2.8 | 2.8 | 6.7 | -0.6 | 5.5 | 2.1
2 | 0 | 0.6 | -3.3 | 17.8 | 17.8 | 19.4 | 17.2 | 0.2 | -8.7 | 16.3 | 4.4 | 14 | 8 | 11.7 | 9.4 | 14.4 | 14.4 | 10.6 | 8.9 | 8.3 | 5 | 6.7 | 6.7 | 3.9 | -0.6 | 11.1 | -13.3 | 24 | 23 | 22.8 | 18.9 | 23.9 | 19.4 | 23.9 | 22.8 | 18.3 | 16.7 | 18.9 | 16.1 | 21.1 | 18.3 | 13.3 | 12.2 | 4.4 | 2.8 | 10.6 | 7.8 | 7.8 | 3.9 | 5.6 | 2.8 | 9.4 | 1.1 | 23.3 | 21.1 | 20.6 | 19.4 | 10 | 6.7 | 0 | -1 | 5.6 | 3.6 | 11.1 | 10.6 | 5.6 | -2.2 | -1.1 | -1.7 | 18.3 | 11.1 | 1.7 | -2.2 | 0.8 | -0.7 | 12.2 | 9.4 | 8.2 | 5 | 17.8 | 15.6 | 18.5 | 18 | 8.3 | -1.1 | 7.8 | 7.8 | 9.4 | 7.2 | 20 | 17.8 | 19.4 | 18.3 | 3 | -2 | 16.7 | 13.3 | 13.3 | -7.2 | 0 | -6.1 | 22.2 | -5.6 | 0 | -3.9 | 16.7 | 11.1 | 18.9 | 12.2 | 20.6 | 16.7 | 11.1 | 9.4 | 16.1 | 15.6 | 13.3 | 12.2 | 11 | 9 | 6.1 | 5 | 8.3 | 6.1 | 13.9 | 10.6 | 16.7 | 15.6 | 4 | 2 | 18.3 | 17.8 | 18.3 | 16.1 | 0 | -3.3 | 15.6 | 13.3 | 18.9 | 16.7 | 11.9 | 9.8 | 18.7 | 16.5 | 15 | 1.1 | 15.4 | 11.6 | 12.8 | 11.7 | 12.8 | 7.7 | 7.8 | 5.6 | 17.2 | 11.7 | 5.6 | 4.4 | 7.8 | 7.2 | 3.9 | 2.2 | 6.1 | 1.1 | 2.8 | 2.8 | 6.1 | 0 | 5 | 1.7
1 | 0 | 0.6 | -3.9 | 19.4 | 19.4 | 18.9 | 16.7 | -0.6 | -10 | 15.6 | 5 | 14 | 8 | 11.5 | 8.7 | 14.4 | 14.4 | 11.7 | 9.5 | 8.9 | 6.1 | 7.8 | 6.7 | 3.3 | -0.6 | 10 | -12.8 | 24 | 23 | 22.2 | 18.3 | 23.9 | 20 | 23.7 | 22.9 | 17.2 | 16.1 | 19.4 | 16.1 | 21.7 | 18.3 | 12.2 | 11.1 | 3.9 | 2.2 | 10 | 5.6 | 7.8 | 3.9 | 5.6 | 2.8 | 10.5 | 1.6 | 22.2 | 21.1 | 22.8 | 20.6 | 10 | 6.7 | 0 | -1 | 5.6 | 3.3 | 10.9 | 10.3 | 5.6 | -0.6 | -1.1 | -3.3 | 18.3 | 16.1 | 2.2 | -1.7 | 0.9 | -0.6 | 12.2 | 9.4 | 7.4 | 4.7 | 17.2 | 12.8 | 18.7 | 18.2 | 8.3 | -1.7 | 7.8 | 7.8 | 10 | 7.8 | 20.4 | 18.2 | 19.4 | 17.8 | 3.1 | -1.8 | 17.8 | 13.3 | 11.7 | -7.2 | 1.9 | -5.1 | 22.6 | -4 | 0 | -3.9 | 16.1 | 11.7 | 19.6 | 12.9 | 19.4 | 17.2 | 11.1 | 9.4 | 15.6 | 15 | 13.3 | 12.2 | 11 | 9 | 6.3 | 5.3 | 8.7 | 6.5 | 12.8 | 8.9 | 13.9 | 12.2 | 3 | 2 | 17.8 | 17.2 | 18.7 | 16.7 | 0 | -3 | 15.6 | 13.3 | 18.9 | 16.7 | 10.9 | 9.7 | 18.5 | 16.3 | 15 | 0.6 | 15.2 | 11.4 | 12.8 | 11.7 | 12.2 | 7.3 | 7.2 | 4.4 | 17.8 | 12.2 | 4.4 | 3.3 | 7.8 | 6.7 | 3.9 | 2.3 | 6.1 | 1.7 | 2.8 | 2.8 | 6.1 | 0.6 | 4.4 | 1.1
1 | 0 | 1.7 | -2.8 | 19.4 | 19.4 | 20 | 17.2 | 2.4 | -8.5 | 16.7 | 5.7 | 14 | 7 | 11.3 | 8 | 14.4 | 14.4 | 12.8 | 10 | 8.9 | 5.6 | 10 | 6.7 | 5.6 | -0.6 | 10.6 | -11.7 | 24 | 23 | 21.1 | 18.3 | 23.3 | 20 | 23.5 | 22.8 | 18.3 | 16.7 | 18.3 | 16.1 | 20.6 | 18.3 | 13.3 | 11.7 | 3.9 | 2.2 | 11.1 | 6.7 | 7.8 | 3.9 | 5.6 | 2.8 | 11.7 | 1.9 | 22.2 | 21.1 | 23.9 | 22.2 | 11.7 | 6.7 | 1 | -1 | 6.1 | 3.3 | 10.8 | 10.2 | 5.6 | -1.1 | -1.1 | -1.7 | 15.6 | 13.9 | 2.2 | -2.2 | 1.1 | -0.6 | 12.2 | 10 | 6.7 | 4.4 | 15.6 | 14.4 | 18.9 | 18.3 | 10 | -2.2 | 7.2 | 7.2 | 9.4 | 8.3 | 20.7 | 18.5 | 19.4 | 17.8 | 3.3 | -1.7 | 16.7 | 13.3 | 14.4 | -5.6 | 3.7 | -5.1 | 22.9 | -3.7 | 2.2 | -3.3 | 16.7 | 13.9 | 20.4 | 13.4 | 20.6 | 17.8 | 11.7 | 8.9 | 15 | 14.4 | 12.8 | 11.7 | 10 | 9 | 6.5 | 5.5 | 9 | 6.8 | 11.7 | 6.7 | 13.3 | 11.7 | 6 | 3 | 18.3 | 17.2 | 19 | 17.2 | 0 | -3.3 | 15 | 12.8 | 20.6 | 17.8 | 10 | 9.4 | 18.3 | 16.1 | 15.6 | 0.6 | 15 | 11.1 | 13.3 | 11.7 | 11.7 | 7.2 | 6.1 | 3.9 | 17.8 | 12.2 | 5.6 | 4.4 | 7.2 | 6.7 | 3.9 | 2.3 | 6.1 | 1.7 | 2.2 | 2.2 | 6.7 | 0 | 5.3 | 1.8
0 | 0 | 3.9 | -2.2 | 22.2 | 20.6 | 21.1 | 18.3 | 5.3 | -8.3 | 17.8 | 6.7 | 14 | 8 | 11.1 | 7.2 | 15 | 15 | 13.9 | 10.6 | 12.2 | 8.3 | 10.6 | 6.7 | 7.2 | 0 | 13.9 | -10 | 26 | 23 | 22.2 | 18.3 | 23.9 | 20 | 23.3 | 22.8 | 19.4 | 17.2 | 19.4 | 16.7 | 23.3 | 18.9 | 17.2 | 15 | 5 | 1.7 | 11.7 | 6.7 | 7.2 | 5 | 7.2 | 3.3 | 12.8 | 2.2 | 24.4 | 22.2 | 24.4 | 22.2 | 13.9 | 7.2 | 4 | 2 | 7.8 | 2.8 | 10.6 | 10 | 5.6 | -1.1 | 1.7 | -0.6 | 17.2 | 15 | 2.8 | -1.7 | 4.3 | 0.6 | 12.8 | 10.6 | 8.2 | 4.8 | 15.6 | 11.7 | 21.3 | 19.4 | 11.7 | -1.1 | 7.2 | 7.2 | 10 | 8.3 | 21.1 | 18.9 | 19.4 | 18.3 | 6.1 | -0.6 | 17.8 | 13.9 | 17.8 | -3.9 | 5.6 | -6.1 | 23.3 | -3.3 | 3.9 | -3.3 | 16.7 | 14.4 | 21.1 | 13.9 | 21.7 | 18.3 | 11.7 | 9.4 | 15.6 | 15 | 13.3 | 12.2 | 11 | 9 | 6.7 | 5.6 | 9.4 | 7.2 | 12.2 | 5.6 | 13.3 | 11.7 | 7 | 3 | 20 | 18.3 | 19.4 | 17.8 | 4.4 | -1.2 | 15 | 13.3 | 22.2 | 18.3 | 11.3 | 9.9 | 20.3 | 16.4 | 17.2 | -0.6 | 15.4 | 10.6 | 15.6 | 13.3 | 13.7 | 7.7 | 6.1 | 3.3 | 18.9 | 12.8 | 9.4 | 7.2 | 9.4 | 6.7 | 3.9 | 2.2 | 6.7 | 1.1 | 3.3 | 3.3 | 9.4 | -0.6 | 6.3 | 2.8
0 | 0 | 5 | -1.7 | 23.9 | 21.1 | 22.2 | 18.9 | 8.3 | -10 | 18.9 | 7.2 | 14 | 8 | 11.8 | 7.5 | 18.3 | 15.6 | 16.7 | 11.2 | 14.4 | 8.9 | 11.7 | 6.7 | 8.3 | -0.6 | 17.2 | -8.9 | 27 | 23 | 23.9 | 19.4 | 26.1 | 19.4 | 25 | 22.5 | 22.2 | 18.9 | 21.1 | 16.7 | 25.6 | 18.3 | 18.9 | 15.6 | 7.2 | 2.8 | 12.8 | 6.1 | 7.2 | 5 | 11.1 | 5.6 | 15 | 3.5 | 26.7 | 22.2 | 25.6 | 22.2 | 15.6 | 7.8 | 7 | 1 | 8.9 | 3.9 | 10.8 | 10.2 | 6.1 | 0 | 3.9 | 0 | 17.2 | 14.4 | 3.3 | -1.7 | 7.4 | 1.5 | 12.8 | 11.1 | 9.6 | 4.6 | 14.4 | 12.2 | 23.7 | 20.5 | 13.3 | -1.1 | 7.8 | 6.7 | 11.7 | 8.3 | 22 | 19 | 19.4 | 18.3 | 8.9 | 0.3 | 20 | 15 | 20.6 | -3.9 | 7.8 | -4.7 | 24.4 | -4.3 | 5.6 | -3.3 | 17.2 | 15.6 | 21.8 | 13.7 | 22.8 | 19.4 | 13.9 | 10 | 11.7 | 11.1 | 13.3 | 12.2 | 11 | 10 | 8.5 | 5.4 | 10.2 | 6.6 | 12.2 | 3.9 | 13.3 | 12.8 | 8 | 3 | 22.2 | 18.3 | 21.3 | 18.7 | 8.9 | -0.4 | 18.3 | 15 | 23.3 | 19.4 | 12.6 | 10.2 | 22.4 | 16.5 | 18.3 | 0 | 15.7 | 9.8 | 19.4 | 14.4 | 15.8 | 7.8 | 7.8 | 3.9 | 21.7 | 13.9 | 12.8 | 7.2 | 10.6 | 7.2 | 4.8 | 2.2 | 7.8 | 0 | 5.6 | 5.6 | 9.4 | 0.6 | 7.2 | 3.3
1 | 0 | 6.1 | -1.1 | 26.1 | 20 | 23.3 | 18.9 | 9.6 | -8.4 | 20.6 | 7.3 | 14 | 9 | 12.6 | 8.1 | 19.4 | 15 | 19.4 | 11.2 | 15.6 | 9.4 | 12.8 | 6.1 | 11.1 | 0 | 20.6 | -11.7 | 28 | 23 | 26.1 | 20 | 26.1 | 19.4 | 26.6 | 22 | 24.4 | 19.4 | 22.8 | 16.7 | 27.2 | 18.9 | 20.6 | 16.1 | 7.8 | 2.2 | 14.4 | 6.1 | 7.2 | 5.6 | 16.1 | 6.1 | 17.2 | 4.5 | 28.3 | 21.7 | 26.7 | 20.6 | 17.8 | 8.3 | 9 | 0 | 10.6 | 3.9 | 10.9 | 10.3 | 7.8 | 2.2 | 6.1 | -1.1 | 20 | 10 | 5 | -1.7 | 10.6 | 1.7 | 13.3 | 11.1 | 11.1 | 4.4 | 16.7 | 14.4 | 26.1 | 21.1 | 13.3 | -0.6 | 8.3 | 6.1 | 13.3 | 7.8 | 23 | 19.4 | 19.4 | 18.3 | 11.7 | 0.6 | 21.1 | 15.6 | 22.2 | -3.9 | 10 | -4.2 | 25.6 | -6.2 | 7.2 | -2.2 | 15.6 | 9.4 | 22.6 | 13.4 | 24.4 | 18.9 | 15.6 | 10.6 | 10 | 8.9 | 13.3 | 12.2 | 12 | 11 | 10.4 | 5 | 10.9 | 5.5 | 13.9 | 5 | 15 | 13.9 | 11 | 4 | 24.4 | 17.8 | 23.1 | 19.7 | 13.3 | -0.6 | 21.7 | 16.1 | 24.4 | 18.9 | 13.9 | 10.6 | 24.4 | 16.1 | 19.4 | 0.6 | 16.1 | 8.9 | 22.8 | 14.4 | 17.8 | 7.8 | 10 | 4.4 | 24.4 | 15 | 15 | 7.2 | 12.8 | 8.9 | 5.8 | 1.9 | 8.9 | 2.2 | 9.4 | 5 | 10 | 1.1 | 9.1 | 1.5
2 | 1 | 7.2 | -0.6 | 27.2 | 18.9 | 25.6 | 19.4 | 10.9 | -8.4 | 22.2 | 6.5 | 16 | 9 | 13.3 | 8.3 | 19.4 | 15 | 22.2 | 11.1 | 17.8 | 8.9 | 15.6 | 6.7 | 13.3 | 0 | 22.2 | -10 | 28 | 23 | 27.8 | 20 | 27.2 | 19.4 | 28.3 | 21.1 | 26.1 | 19.4 | 24.4 | 17.2 | 28.3 | 18.9 | 22.8 | 16.1 | 11.1 | 3.9 | 15 | 3.9 | 8.3 | 6.1 | 16.1 | 5.6 | 19.4 | 5.6 | 27.2 | 21.1 | 28.3 | 20.6 | 20 | 9.4 | 9 | -2 | 12.2 | 3.9 | 11.1 | 10.6 | 10.6 | 5 | 8.3 | -2.2 | 20.6 | 15 | 7.8 | -1.1 | 12.1 | 1.7 | 16.7 | 14.4 | 12.4 | 4.6 | 17.8 | 15 | 27 | 20.6 | 14.4 | 0 | 8.9 | 5.6 | 14.4 | 7.2 | 23.9 | 19.4 | 20 | 18.9 | 14.8 | 1.3 | 23.3 | 16.7 | 24.4 | -3.9 | 12.2 | -4.4 | 26.7 | -10 | 8.3 | -2.2 | 13.3 | 11.7 | 23.3 | 12.8 | 26.1 | 18.9 | 16.7 | 10.6 | 8.9 | 7.2 | 13.3 | 11.7 | 12 | 10 | 12.2 | 3.9 | 11.7 | 4.4 | 14.4 | 4.4 | 16.7 | 14.4 | 12 | 5 | 26.1 | 18.9 | 25 | 20.6 | 15 | 0.4 | 23.9 | 15.6 | 26.1 | 20 | 14.8 | 10.2 | 25.5 | 16.1 | 21.7 | 0 | 16.3 | 8.6 | 25.6 | 15 | 19.8 | 8.5 | 8.3 | 4.4 | 27.8 | 15.6 | 15.6 | 6.7 | 11.7 | 7.2 | 6.7 | 1.7 | 10 | 2.2 | 11.7 | 5.6 | 10.6 | 1.1 | 10.9 | -1.9
2 | 1 | 8.9 | -1.1 | 28.9 | 18.3 | 26.7 | 19.4 | 12.2 | -8.9 | 23.9 | 5.6 | 16 | 10 | 13.9 | 8.6 | 20 | 15 | 23.9 | 10.3 | 21.1 | 5.6 | 17.8 | 6.1 | 15 | 0 | 25 | -11.1 | 28 | 23 | 28.9 | 20 | 28.9 | 19.4 | 30 | 20.6 | 27.2 | 18.9 | 26.7 | 17.8 | 30.6 | 18.3 | 23.9 | 15.6 | 13.9 | 2.8 | 15.6 | 3.9 | 8.9 | 5.6 | 16.1 | 5.6 | 20.3 | 5.9 | 28.3 | 21.7 | 28.3 | 20.6 | 19.4 | 10 | 11 | -1 | 13.3 | 3.9 | 11.7 | 11 | 11.7 | 6.1 | 10 | -0.6 | 21.1 | 15 | 9.4 | -1.1 | 13.5 | 1.5 | 18.9 | 15.6 | 13.7 | 4.3 | 18.3 | 15.6 | 28 | 19.8 | 16.7 | 0 | 10 | 5 | 17.2 | 8.3 | 24.3 | 19.4 | 20.6 | 19.4 | 18 | 1.9 | 24.4 | 16.7 | 25.6 | -3.3 | 13.5 | -4.5 | 27.2 | -8.8 | 8.9 | -2.8 | 13.9 | 11.7 | 23.7 | 13 | 27.2 | 19.4 | 16.1 | 11.1 | 7.8 | 5.6 | 13.3 | 12.2 | 13 | 11 | 14.1 | 4.1 | 12.2 | 4.7 | 14.4 | 5 | 18.3 | 15.6 | 13 | 6 | 27.2 | 19.4 | 26.7 | 20.6 | 16.6 | 0.7 | 25.6 | 15.6 | 27.8 | 20 | 15.8 | 9.9 | 26.7 | 15.8 | 22.2 | 0 | 16.5 | 8 | 27.2 | 15 | 21.9 | 8.8 | 10.6 | 3.9 | 28.9 | 13.9 | 18.3 | 7.2 | 14.4 | 7.8 | 8 | 1.8 | 10.6 | 2.2 | 14.4 | 6.7 | 12.2 | 0.6 | 12.8 | -8.3
3 | 1 | 10 | -3.9 | 29.4 | 18.9 | 26.7 | 20 | 13.1 | -8.3 | 24.3 | 5.7 | 16 | 11 | 14.4 | 8.8 | 20 | 15 | 25.5 | 9.4 | 22.8 | 5.6 | 16.7 | 7.2 | 17.8 | -1.1 | 26.7 | -11.1 | 29 | 23 | 28.3 | 21.1 | 27.8 | 19.4 | 31.6 | 19.9 | 28.3 | 18.9 | 26.7 | 16.7 | 30.6 | 18.3 | 25 | 14.4 | 16.7 | 2.8 | 15.6 | 3.3 | 9.4 | 5.6 | 17.8 | 8.3 | 21.3 | 6.4 | 28.9 | 21.1 | 29.4 | 18.9 | 18.3 | 9.4 | 12 | -1 | 15 | 3.3 | 12.2 | 11.3 | 13.3 | 5.6 | 12.8 | -0.6 | 21.7 | 15.6 | 10.6 | -1.1 | 15 | 1.1 | 18.9 | 16.1 | 15 | 3.9 | 20 | 16.7 | 28.9 | 18.9 | 18.9 | -2.8 | 10 | 5 | 21.1 | 6.1 | 24.6 | 19.5 | 21.7 | 20 | 21.1 | 1.1 | 25.6 | 15.6 | 27.2 | -11.1 | 14.8 | -4.9 | 27.8 | -9.9 | 10 | -1.7 | 15.6 | 11.7 | 24 | 12.7 | 27.8 | 19.4 | 15.6 | 10 | 8.3 | 4.4 | 14.4 | 13.3 | 13 | 10 | 15.9 | 4.3 | 12.8 | 4.8 | 15.6 | 4.4 | 18.3 | 16.7 | 14 | 6 | 27.8 | 20 | 28.3 | 20.3 | 18.3 | 1.1 | 27.2 | 15.6 | 29.4 | 20 | 16.7 | 9.4 | 27.8 | 15.6 | 23.3 | 0 | 16.7 | 7.2 | 27.8 | 15.6 | 23.9 | 8.9 | 11.1 | 3.9 | 29.4 | 12.8 | 18.3 | 6.1 | 15 | 6.7 | 9.3 | 1.7 | 12.2 | 2.8 | 16.1 | 7.2 | 10.6 | 0.6 | 13.5 | -7.5
4 | 2 | 10.6 | -0.6 | 29.4 | 18.3 | 27.8 | 20 | 14.1 | -8.8 | 24.6 | 5.9 | 18 | 8 | 15 | 8.9 | 21.7 | 15 | 27.2 | 7.8 | 22.2 | 8.9 | 16.7 | 7.2 | 17.2 | -1.1 | 27.2 | -12.8 | 29 | 24 | 28.3 | 21.7 | 28.3 | 18.9 | 33.3 | 18.9 | 29.4 | 18.9 | 27.8 | 16.7 | 30.6 | 19.4 | 25.6 | 12.8 | 16.1 | 1.1 | 16.1 | 4.4 | 10.6 | 5.6 | 18.3 | 7.8 | 22.2 | 6.7 | 29.4 | 22.2 | 30 | 18.9 | 20 | 10 | 13 | -3 | 15.6 | 3.9 | 12.8 | 11.7 | 12.2 | 3.9 | 13.3 | -1.1 | 22.8 | 13.9 | 12.2 | -2.8 | 15.6 | 1.3 | 20 | 17.2 | 15.6 | 4 | 21.1 | 16.7 | 29.3 | 18.8 | 20 | -2.2 | 12.2 | 5 | 21.1 | 7.8 | 25 | 19.4 | 21.1 | 19.4 | 21.8 | 1.5 | 25.6 | 16.1 | 28.9 | -9.4 | 16.1 | -6.7 | 28.3 | -11.1 | 12.8 | -3.3 | 16.7 | 10 | 24.4 | 12.8 | 28.3 | 19.4 | 11.7 | 8.3 | 7.8 | 3.9 | 15 | 13.3 | 14 | 9 | 17.8 | 3.9 | 13.3 | 5 | 16.7 | 4.4 | 18.3 | 16.7 | 15 | 5 | 28.9 | 20.6 | 30 | 20 | 18.9 | 1.4 | 28.3 | 12.8 | 29.4 | 19.4 | 17.6 | 9.3 | 28 | 16.3 | 25 | 0.6 | 18.4 | 7.2 | 28.3 | 15.6 | 24.5 | 8.9 | 10.6 | 3.9 | 30 | 13.3 | 20 | 5.6 | 14.4 | 5 | 10.6 | 1.7 | 12.8 | 2.8 | 18.3 | 7.8 | 10.6 | 2.8 | 14.3 | -7.4
6 | 2 | 11.1 | -1.7 | 29.4 | 18.3 | 27.8 | 20 | 15 | -10.6 | 25 | 5.6 | 19 | 5 | 16.1 | 8.9 | 21.7 | 15 | 27.9 | 7.2 | 23.3 | 6.7 | 16.7 | 6.7 | 17.8 | -1.1 | 27.2 | -9.4 | 28 | 23 | 27.2 | 21.7 | 28.9 | 18.9 | 33.9 | 17.2 | 30 | 18.3 | 29.4 | 16.1 | 30.6 | 18.9 | 26.1 | 12.2 | 18.3 | 1.1 | 17.2 | 3.3 | 12.2 | 5.6 | 17.8 | 7.2 | 22.8 | 7.4 | 29.4 | 22.2 | 30.6 | 18.3 | 21.1 | 8.3 | 14 | 0 | 16.1 | 3.3 | 13.3 | 10.7 | 12.2 | 2.8 | 12.8 | -3.3 | 23.9 | 12.2 | 12.8 | -2.8 | 16.1 | 1.4 | 21.1 | 17.2 | 16.1 | 3.5 | 21.7 | 16.7 | 29.6 | 18.4 | 21.1 | -2.8 | 12.2 | 6.1 | 21.7 | 8.3 | 24.3 | 19.6 | 21.1 | 20 | 22.6 | 2.1 | 25.6 | 16.1 | 29.4 | -11.7 | 17 | -5.4 | 29.1 | -9.1 | 12.8 | -5 | 18.9 | 10 | 24.6 | 13.2 | 28.9 | 18.9 | 12.2 | 8.9 | 8.3 | 4.4 | 15 | 13.3 | 13 | 10 | 17.2 | 3.5 | 13.5 | 4.9 | 17.8 | 5 | 18.9 | 16.1 | 16 | 4 | 28.3 | 20.6 | 28 | 21.1 | 19.4 | 1.8 | 28.9 | 10.6 | 30.6 | 17.8 | 18.5 | 9.1 | 28.1 | 17 | 25.6 | 0.6 | 20 | 6.4 | 28.9 | 16.1 | 25 | 8.1 | 7.8 | 5.6 | 31.1 | 13.9 | 20 | 6.7 | 15 | 4.4 | 10.8 | 1.9 | 14.4 | 3.9 | 19.4 | 7.8 | 11.1 | 2.8 | 15 | -8.3
6 | 2 | 11.7 | -2.2 | 28.3 | 18.3 | 30 | 20 | 14.6 | -9.1 | 25 | 4.7 | 18 | 7 | 17.2 | 8.6 | 21.7 | 14.4 | 28.7 | 6.8 | 21.7 | 7.2 | 15 | 7.2 | 17.2 | -0.6 | 27.2 | -9.4 | 28 | 24 | 27.8 | 22.2 | 28.9 | 18.9 | 34.4 | 15.8 | 30.6 | 17.8 | 29.4 | 15.6 | 30 | 18.9 | 26.7 | 13.3 | 18.9 | 1.1 | 15.6 | 1.7 | 12.2 | 5.6 | 18.3 | 5.6 | 23.3 | 7.8 | 28.9 | 21.7 | 30 | 18.9 | 22.8 | 3.9 | 14 | -1 | 17.2 | 3.3 | 13.9 | 9.4 | 12.8 | 2.2 | 14.4 | -1.7 | 23.9 | 13.3 | 13.9 | -2.8 | 16.7 | 1.7 | 22.8 | 18.3 | 16.7 | 3.3 | 22.2 | 16.7 | 30 | 18.3 | 21.7 | -1.1 | 10 | 6.7 | 22.2 | 7.8 | 23.5 | 19.5 | 21.1 | 20 | 23.3 | 2.2 | 26.1 | 16.1 | 29.4 | -9.4 | 18 | -5.3 | 29.8 | -10.4 | 13.9 | -5 | 21.1 | 5 | 24.8 | 14 | 26.7 | 18.9 | 12.8 | 10 | 10 | 3.9 | 13.9 | 12.2 | 14 | 11 | 16.7 | 3.4 | 13.7 | 5.1 | 17.8 | 4.4 | 16.7 | 15 | 17 | 6 | 27.8 | 20.6 | 25.9 | 21.4 | 20 | 1.7 | 28.9 | 13.3 | 30.6 | 16.1 | 19.4 | 8.9 | 28.3 | 17.8 | 26.1 | 0.6 | 21.7 | 5.6 | 28.9 | 16.1 | 25.6 | 7.8 | 8.3 | 5.6 | 31.1 | 13.9 | 21.1 | 6.7 | 16.7 | 3.9 | 10.9 | 2 | 15 | 3.9 | 18.9 | 7.8 | 10.6 | 3.3 | 14.8 | -7
4 | 2 | 12.2 | -2.2 | 28.3 | 18.9 | 29.4 | 20 | 14.3 | -9.3 | 25 | 4.2 | 17 | 8 | 18.3 | 8.3 | 21.1 | 13.9 | 29.4 | 6.1 | 20 | 8.3 | 15 | 7.8 | 15 | -0.6 | 22.8 | -4.4 | 27 | 24 | 27.8 | 21.1 | 28.3 | 18.9 | 35 | 13.9 | 30.6 | 17.2 | 29.4 | 14.4 | 29.4 | 19.4 | 27.2 | 13.9 | 18.3 | 0.6 | 15.6 | 1.1 | 12.8 | 5.6 | 17.2 | 5 | 23.9 | 8.3 | 29.4 | 21.7 | 29.4 | 17.2 | 24.4 | 6.1 | 13 | 0 | 17.2 | 2.8 | 14.4 | 7.8 | 13.9 | 1.1 | 15 | -3.3 | 23.3 | 12.2 | 14.4 | -2.8 | 16.9 | 1.3 | 23.3 | 17.8 | 16.3 | 2.7 | 23.3 | 16.7 | 29.4 | 18.2 | 22.2 | -1.7 | 9.4 | 6.1 | 21.1 | 8.3 | 22.8 | 19.4 | 17.8 | 15 | 23.5 | 2.4 | 21.1 | 17.2 | 28.3 | -11.7 | 18.9 | -5.6 | 30.6 | -10.6 | 13.9 | -5 | 21.1 | 4.4 | 25 | 14.4 | 21.7 | 18.3 | 14.4 | 12.2 | 12.2 | 4.4 | 13.3 | 12.8 | 13 | 10 | 16.1 | 2.8 | 13.9 | 5 | 17.2 | 3.9 | 16.7 | 16.1 | 17 | 4 | 26.1 | 18.9 | 23.9 | 21.7 | 20.6 | 2.9 | 28.3 | 13.3 | 30 | 16.1 | 20.2 | 8.6 | 27.8 | 17.4 | 27.8 | 0 | 21.5 | 5 | 28.3 | 16.7 | 25.4 | 7.1 | 7.2 | 4.4 | 23.3 | 16.1 | 20.6 | 8.3 | 17.2 | 2.8 | 11.1 | 2.2 | 15.6 | 1.1 | 16.7 | 6.1 | 10.6 | 4.4 | 14.6 | -7.2
5 | 2 | 12.2 | -2.2 | 28.9 | 17.8 | 28.3 | 19.4 | 13.9 | -10 | 25 | 2.8 | 16 | 10 | 17.9 | 7.9 | 20.6 | 15 | 26.6 | 9.5 | 17.2 | 7.8 | 13.3 | 7.8 | 15.6 | 0 | 18.9 | 1.7 | 27 | 24 | 27.2 | 21.7 | 28.3 | 19.4 | 33.3 | 15.8 | 30.6 | 17.2 | 29.4 | 15.6 | 27.8 | 18.9 | 26.7 | 12.8 | 18.3 | 0.6 | 16.1 | 2.2 | 10.6 | 6.1 | 12.2 | 6.1 | 23.2 | 8.5 | 29.4 | 21.7 | 28.9 | 17.8 | 22.2 | 4.4 | 12 | 1 | 17.8 | 2.8 | 13.3 | 7.3 | 14.4 | 1.7 | 15 | -4.4 | 21.7 | 11.1 | 14.4 | -3.3 | 17 | 1.4 | 22.8 | 18.3 | 16 | 2.1 | 22.2 | 16.7 | 28.9 | 18.1 | 22.2 | -1.1 | 11.1 | 3.9 | 21.7 | 8.9 | 22.4 | 19.8 | 17.8 | 13.9 | 23.7 | 2.5 | 21.1 | 18.3 | 27.8 | -12.2 | 17 | -3.8 | 29.8 | -10.4 | 11.7 | -3.3 | 20 | 3.3 | 24.3 | 15.3 | 18.3 | 17.2 | 13.9 | 11.1 | 12.2 | 4.4 | 12.8 | 11.7 | 13 | 12 | 14.3 | 1.9 | 13.5 | 5.2 | 17.2 | 3.9 | 18.3 | 16.7 | 17 | 3 | 25.6 | 17.2 | 24.3 | 21.2 | 21.1 | 4.2 | 26.7 | 13.9 | 28.9 | 15.6 | 20.9 | 8.6 | 27.2 | 17.1 | 27.2 | -1.1 | 21.3 | 4.4 | 27.2 | 17.2 | 25.2 | 5.9 | 8.9 | 3.3 | 20 | 18.3 | 20 | 7.2 | 16.7 | 1.7 | 10.4 | 3 | 15.6 | 1.1 | 16.7 | 6.7 | 8.3 | 3.9 | 14.4 | -7.8
5 | 1 | 11.7 | -2.2 | 27.8 | 18.3 | 27.8 | 20 | 12.4 | -8.3 | 23.9 | 2.7 | 16 | 9 | 17.6 | 7.7 | 19.4 | 15 | 23.9 | 10.9 | 15.6 | 7.8 | 12.2 | 8.3 | 15 | 0 | 18.9 | 1.7 | 25 | 24 | 27.2 | 21.7 | 27.2 | 18.3 | 31.7 | 16.9 | 27.8 | 20.6 | 28.3 | 15 | 26.1 | 18.9 | 24.4 | 13.3 | 17.2 | 0.6 | 14.4 | 2.8 | 11.7 | 4.4 | 13.9 | 6.1 | 22.4 | 8.5 | 27.8 | 21.1 | 27.8 | 18.3 | 20.6 | 3.9 | 12 | 0 | 16.7 | 4.4 | 12.2 | 6.9 | 12.8 | 0.6 | 14.4 | -5.6 | 20 | 11.1 | 13.3 | -3.9 | 17.2 | 1.1 | 21.7 | 18.3 | 15.6 | 1.1 | 22.2 | 17.2 | 28.3 | 18.3 | 21.7 | -0.6 | 10 | 4.4 | 20.6 | 8.3 | 22.1 | 19.8 | 17.8 | 13.9 | 23.9 | 2.8 | 21.7 | 18.3 | 26.1 | -14.4 | 15.2 | -3.7 | 29.1 | -9.1 | 11.1 | -3.9 | 18.9 | 3.3 | 23.5 | 15.6 | 20 | 17.8 | 12.8 | 9.4 | 11.7 | 4.4 | 12.8 | 11.1 | 15 | 13 | 12.4 | 1.1 | 13.2 | 5.6 | 16.7 | 2.8 | 18.3 | 16.7 | 17 | 3 | 25 | 16.1 | 24.6 | 20.9 | 21.7 | 5 | 26.7 | 15 | 26.7 | 16.1 | 21.7 | 8.3 | 26.7 | 16.7 | 26.7 | -2.2 | 21.1 | 3.9 | 26.7 | 17.2 | 25 | 5 | 10 | 3.3 | 20.6 | 18.9 | 18.3 | 5.6 | 16.1 | 2.2 | 9.6 | 3.4 | 15 | 1.1 | 16.7 | 6.7 | 9.4 | 2.8 | 13.1 | -6.2
4 | 1 | 11.1 | -1.7 | 25 | 18.3 | 25.6 | 19.4 | 10.9 | -7.4 | 22.8 | 2.3 | 16 | 9 | 17.2 | 7.2 | 18.3 | 13.9 | 21.1 | 11.7 | 13.9 | 7.8 | 11.1 | 8.3 | 13.9 | 0 | 18.9 | 1.7 | 24 | 23 | 26.7 | 21.7 | 26.1 | 19.4 | 30 | 17.8 | 25.6 | 20.6 | 27.8 | 15 | 25 | 18.9 | 23.3 | 14.4 | 15.6 | 0.6 | 13.9 | 3.3 | 12.8 | 4.4 | 13.9 | 6.7 | 21.7 | 8.3 | 25.6 | 21.1 | 25.6 | 18.9 | 18.9 | 5 | 11 | 1 | 13.3 | 4.4 | 11.1 | 6.1 | 11.7 | 0 | 13.3 | -5 | 17.8 | 10 | 12.2 | -3.9 | 15.7 | 1 | 18.3 | 15.6 | 14.3 | 1.6 | 21.7 | 17.8 | 25.9 | 18.6 | 20.6 | 0.6 | 8.9 | 3.3 | 19.4 | 8.9 | 21.7 | 20 | 17.2 | 14.4 | 21.1 | 2.9 | 20 | 16.7 | 23.3 | -10.6 | 13.3 | -3.9 | 28.3 | -10.6 | 9.4 | -3.9 | 17.2 | 2.8 | 22.8 | 16.1 | 20 | 17.8 | 12.8 | 7.8 | 10 | 4.4 | 12.8 | 11.1 | 12 | 11 | 10.6 | 0 | 12.8 | 5.6 | 15.6 | 2.8 | 17.8 | 16.7 | 16 | 3 | 22.8 | 15 | 25 | 20.6 | 18.5 | 5.7 | 25.6 | 15.6 | 27.2 | 16.7 | 20 | 8.7 | 24.8 | 17.6 | 24.4 | -3.9 | 18.7 | 4.5 | 25 | 17.2 | 22.4 | 7.8 | 9.4 | 2.8 | 20 | 18.9 | 15 | 6.7 | 14.4 | 4.4 | 8.9 | 3.9 | 12.8 | 2.2 | 16.1 | 6.7 | 10 | 1.7 | 11.9 | -6.2
4 | 1 | 11.1 | -1.7 | 21.1 | 18.9 | 23.3 | 18.9 | 9.4 | -8.3 | 21.7 | 1.7 | 15 | 7 | 15.7 | 8 | 17.8 | 13.9 | 19.1 | 11.7 | 11.7 | 8.3 | 10 | 8.3 | 12.2 | 0 | 18.3 | 1.7 | 24 | 23 | 25.6 | 20.6 | 25.6 | 18.9 | 27.2 | 19 | 23.9 | 20.6 | 26.7 | 16.7 | 25 | 18.3 | 21.7 | 15.6 | 13.3 | -0.6 | 12.8 | 3.3 | 12.8 | 3.3 | 11.7 | 7.2 | 20.6 | 8.3 | 24.4 | 22.2 | 25 | 20 | 16.7 | 5 | 9 | 2 | 12.8 | 4.4 | 10.5 | 5.7 | 11.1 | -1.7 | 11.1 | -3.3 | 15.6 | 7.8 | 11.1 | -4.4 | 14.3 | 0.9 | 18.9 | 16.7 | 13 | 2 | 21.1 | 17.8 | 23.5 | 18.6 | 20 | -0.6 | 8.3 | 3.9 | 18.3 | 9.4 | 21.7 | 20 | 15.6 | 13.9 | 18.4 | 2.3 | 18.3 | 13.3 | 21.1 | -11.1 | 11.6 | -2.6 | 25.9 | -8.3 | 7.8 | -6.1 | 13.9 | 2.8 | 21.5 | 15.6 | 22.2 | 17.8 | 13.3 | 8.3 | 10 | 4.4 | 12.8 | 11.7 | 13 | 12 | 9.7 | 1.8 | 11.9 | 5.8 | 14.4 | 3.9 | 17.2 | 15.6 | 14 | 4 | 21.1 | 16.7 | 24.3 | 20.8 | 15.4 | 5.9 | 25 | 15 | 24.4 | 16.7 | 18.4 | 9 | 23 | 18.1 | 23.3 | -4.4 | 16.3 | 4.7 | 23.9 | 17.8 | 19.8 | 8.8 | 9.4 | 2.8 | 19.4 | 18.3 | 13.9 | 7.2 | 12.2 | 1.7 | 7.8 | 3.8 | 11.7 | 3.3 | 15.6 | 6.7 | 9.4 | 1.1 | 10.6 | -6.7
2 | 0 | 8.9 | -0.6 | 18.9 | 18.3 | 22.8 | 19.4 | 8.1 | -7.1 | 20.8 | 2.6 | 14 | 8 | 14.3 | 8.3 | 17.8 | 13.9 | 17 | 11.1 | 11.7 | 8.3 | 10 | 8.2 | 12.2 | -1.1 | 17.2 | 1.7 | 24 | 23 | 24.4 | 20 | 25.6 | 19.4 | 24.5 | 19.6 | 23.3 | 20.6 | 23.9 | 17.8 | 24.4 | 18.9 | 20.6 | 15.6 | 11.1 | -0.6 | 11.1 | 5.6 | 12.2 | 3.9 | 10 | 6.7 | 19.4 | 7.8 | 24.4 | 22.8 | 24.4 | 20.6 | 15.6 | 4.4 | 9 | 2 | 11.1 | 5 | 10 | 5 | 10 | -1.7 | 8.9 | -2.2 | 16.7 | 11.1 | 9.4 | -3.9 | 12.8 | 0.6 | 20 | 17.8 | 11.7 | 1.7 | 21.1 | 17.8 | 21.1 | 18.3 | 18.3 | 0.6 | 6.7 | 4.4 | 18.3 | 10 | 21.7 | 20 | 13.3 | 12.8 | 15.6 | 1.7 | 17.8 | 11.1 | 19.4 | -11.1 | 10 | -2 | 23.5 | -8.8 | 4.4 | -3.9 | 12.8 | 1.7 | 20.2 | 15.2 | 21.7 | 17.8 | 13.3 | 9.4 | 8.9 | 3.9 | 12.8 | 11.7 | 13 | 11 | 8.7 | 3.3 | 10.9 | 5.7 | 12.2 | 2.8 | 17.2 | 16.1 | 14 | 6 | 20.6 | 17.2 | 23.5 | 20.8 | 12.2 | 5 | 23.3 | 15.6 | 22.2 | 17.2 | 16.7 | 8.9 | 21.1 | 18.3 | 20.6 | -5.6 | 13.9 | 4.4 | 23.3 | 18.3 | 17.2 | 9.4 | 8.3 | 4.4 | 20 | 18.3 | 13.9 | 8.9 | 10.6 | 2.8 | 6.7 | 3.7 | 8.9 | 2.2 | 15.6 | 7.2 | 8.3 | 0.6 | 8.9 | -5.8
2 | 0 | 7.2 | 1.7 | 19.4 | 18.3 | 21.7 | 18.9 | 6.9 | -7.3 | 19.8 | 3.1 | 14 | 8 | 12.8 | 8.3 | 17.8 | 13.3 | 15 | 10.6 | 11.1 | 8.3 | 8.9 | 7.9 | 11.7 | -1.1 | 16.1 | 1.7 | 24 | 24 | 23.3 | 20 | 25 | 19.4 | 21.7 | 19.4 | 22.8 | 20.6 | 23.9 | 17.8 | 23.9 | 19.4 | 21.1 | 13.3 | 9.4 | 0 | 9.4 | 7.2 | 12.2 | 3.9 | 10 | 6.1 | 18.3 | 7.2 | 24.4 | 22.8 | 23.9 | 20.6 | 15 | 4.4 | 8 | 4 | 9.4 | 4.4 | 9.4 | 4.4 | 9.4 | 0 | 5.6 | -1.1 | 16.7 | 11.1 | 6.1 | -5 | 11.3 | 1.2 | 19.4 | 16.7 | 10.6 | 2.2 | 21.1 | 17.2 | 21.1 | 18.1 | 17.2 | 0.6 | 5 | 3.9 | 17.2 | 10.6 | 21.7 | 20 | 13.3 | 12.2 | 14.1 | 1.4 | 17.2 | 10.6 | 15.6 | -10 | 8.3 | -2.2 | 21.1 | -9.4 | 5 | -5 | 11.1 | 1.7 | 18.9 | 14.4 | 14.4 | 12.2 | 13.9 | 11.1 | 8.3 | 2.8 | 13.3 | 11.7 | 12 | 11 | 7.8 | 4.4 | 10 | 5.6 | 12.2 | 3.3 | 17.8 | 16.7 | 14 | 6 | 20.6 | 17.8 | 22.8 | 21.1 | 10.9 | 5 | 22.2 | 15 | 21.1 | 17.8 | 15.8 | 9.3 | 21.1 | 18.5 | 18.3 | -5.6 | 12.6 | 4.8 | 23.3 | 18.3 | 16.7 | 9.7 | 7.2 | 3.9 | 18.9 | 15.6 | 11.7 | 8.9 | 9.4 | 2.8 | 5.6 | 3.3 | 6.7 | 2.8 | 15 | 7.8 | 6.7 | 4.4 | 7.3 | -5.7
2 | 0 | 3.9 | 0.6 | 18.9 | 18.3 | 22.2 | 18.9 | 5.6 | -8.3 | 18.9 | 3.3 | 14 | 9 | 12.1 | 7.4 | 17.2 | 13.3 | 14.1 | 10.4 | 10.6 | 7.8 | 8.9 | 7.8 | 11.1 | -1.7 | 16.7 | 1.7 | 24 | 23 | 23.9 | 20 | 25 | 19.4 | 21.3 | 19.4 | 22.8 | 20.6 | 21.7 | 17.8 | 23.3 | 19.4 | 20.6 | 13.9 | 7.8 | 1.7 | 8.3 | 7.2 | 12.2 | 4.4 | 9.4 | 6.1 | 17.8 | 7.6 | 24.4 | 22.8 | 23.3 | 20 | 13.9 | 4.4 | 7 | 3 | 8.3 | 4.4 | 7.7 | 3.4 | 9.4 | 0.6 | 3.3 | 0.6 | 16.7 | 10.6 | 4.4 | -5 | 9.8 | 1.9 | 18.3 | 15 | 9.4 | 2.3 | 21.1 | 15.6 | 21.1 | 17.9 | 15.6 | 1.1 | 4.4 | 3.3 | 17.2 | 11.1 | 21.7 | 20.2 | 11.7 | 11.1 | 12.6 | 1.3 | 16.1 | 10 | 15 | -10 | 6.1 | -2 | 20.2 | -6.4 | 6.1 | -6.1 | 10 | 1.1 | 18.2 | 14.3 | 12.8 | 11.1 | 13.9 | 13.3 | 7.2 | 2.2 | 12.8 | 12.2 | 12 | 11 | 7.4 | 4.4 | 9.8 | 5.6 | 11.1 | 3.3 | 16.7 | 16.1 | 15 | 6 | 20.6 | 18.3 | 21.7 | 20 | 9.6 | 4.8 | 21.1 | 15.6 | 20 | 17.8 | 14.8 | 9.4 | 21.1 | 18.7 | 13.9 | -5.6 | 11.3 | 5 | 22.8 | 18.3 | 16.1 | 10 | 6.7 | 3.9 | 18.3 | 14.4 | 11.7 | 8.3 | 10.6 | 3.3 | 5.2 | 3.4 | 5.6 | 3.3 | 15.6 | 8.3 | 5 | 0.6 | 5.6 | -6.7
2 | 1 | 2.8 | -0.6 | 17.8 | 17.8 | 21.7 | 18.3 | 4.3 | -6.1 | 18 | 3.5 | 13 | 8 | 11.3 | 6.3 | 16.7 | 12.8 | 13.1 | 9.8 | 10 | 7.8 | 8.3 | 7.5 | 8.3 | 5.6 | 16.1 | 1.1 | 24 | 23 | 22.8 | 20 | 24.4 | 21.1 | 21 | 19.5 | 22.2 | 20 | 19.4 | 16.7 | 23.9 | 18.9 | 19.4 | 13.3 | 7.2 | 1.7 | 7.8 | 7.2 | 11.7 | 4.4 | 8.3 | 5 | 17.2 | 7.3 | 24.4 | 22.8 | 22.8 | 20 | 13.3 | 4.4 | 6 | 3 | 7.8 | 4.4 | 6.1 | 2.2 | 8.9 | 1.1 | 2.2 | 0 | 16.1 | 10.6 | 6.1 | -4.4 | 8.3 | 2.2 | 17.8 | 15 | 8.3 | 2.2 | 20.6 | 15.6 | 21.1 | 17.8 | 15.6 | 0.6 | 4.4 | 3.9 | 17.2 | 12.8 | 21.7 | 20.4 | 11.1 | 10.6 | 11.1 | 0.6 | 15 | 10.6 | 12.2 | -8.9 | 3.9 | -2.2 | 19.2 | -5.7 | 0.6 | -6.1 | 7.2 | 1.1 | 17.4 | 13.8 | 12.8 | 11.1 | 15 | 14.4 | 7.2 | 2.2 | 12.8 | 11.7 | 11 | 10 | 7.1 | 4.6 | 9.6 | 5.6 | 10.6 | 3.9 | 16.7 | 15.6 | 14 | 5 | 19.4 | 18.3 | 20.5 | 18.8 | 8.3 | 4.4 | 20.6 | 15.6 | 19.4 | 17.2 | 13.9 | 9.4 | 21.1 | 18.9 | 14.4 | -5.6 | 10 | 5 | 22.2 | 18.9 | 15.6 | 10 | 6.7 | 3.9 | 17.8 | 13.3 | 10.6 | 7.2 | 10 | 3.3 | 4.8 | 3.3 | 5 | 3.3 | 15 | 8.3 | 3.9 | -1.1 | 4.7 | -6
2 | 1 | 2.8 | -1.1 | 19.4 | 17.8 | 21.7 | 17.8 | 3 | -5.4 | 17 | 3.7 | 13 | 9 | 10.6 | 5 | 16.7 | 13.3 | 12.2 | 9.4 | 10 | 7.8 | 8.3 | 7 | 7.8 | 0 | 15 | 1.1 | 24 | 23 | 22.8 | 20 | 24.4 | 21.1 | 20.6 | 19.4 | 22.2 | 19.4 | 18.3 | 16.7 | 23.3 | 18.3 | 17.8 | 13.3 | 6.1 | 1.7 | 7.8 | 7.2 | 11.7 | 5 | 7.8 | 4.4 | 16.7 | 7.2 | 22.8 | 22.2 | 22.2 | 20 | 12.8 | 4.4 | 6 | 3 | 7.2 | 4.2 | 4.4 | 1.1 | 9.4 | 1.7 | 1.7 | 0 | 13.9 | 5.6 | 5.6 | -4.4 | 8.1 | 2.3 | 16.7 | 14.4 | 8.3 | 3 | 20 | 15.6 | 20.2 | 17.4 | 15.6 | 0 | 3.9 | 3.9 | 16.7 | 13.3 | 21.7 | 20.6 | 12.2 | 10 | 9.8 | 0.4 | 14.4 | 8.9 | 12.2 | -10 | 1.7 | -3.3 | 18.3 | -5 | -1.1 | -7.2 | 6.7 | 2.2 | 16.7 | 13.3 | 12.8 | 11.1 | 15.6 | 14.4 | 6.7 | 2.2 | 12.2 | 11.7 | 11 | 10 | 6.7 | 4.4 | 9.4 | 5.6 | 10 | 2.8 | 16.7 | 15.6 | 14 | 6 | 19.4 | 18.3 | 19.4 | 17.8 | 7.4 | 4.2 | 21.7 | 16.1 | 19.4 | 16.7 | 13 | 9.5 | 21.1 | 19.1 | 8.9 | -5.6 | 9.1 | 5.1 | 22.2 | 18.3 | 15.6 | 10.4 | 6.1 | 3.3 | 17.2 | 12.8 | 10 | 6.7 | 8.9 | 3.3 | 4.4 | 3.3 | 5.6 | 2.8 | 15 | 8.3 | 3.3 | -4.4 | 3.7 | -6.1
1 | 0 | 1.7 | -1.1 | 20 | 18.3 | 21.1 | 17.8 | 1.7 | -5.6 | 16.1 | 3.3 | 13 | 9 | 10.6 | 5.2 | 16.1 | 13.9 | 11.7 | 9.5 | 9.4 | 7.8 | 10 | 6.9 | 7.2 | 0 | 14.4 | 1.1 | 24 | 22 | 22.2 | 20 | 23.9 | 20.6 | 21.3 | 20.5 | 22.2 | 19.4 | 18.3 | 16.1 | 23.3 | 18.3 | 17.8 | 13.3 | 5 | 1.1 | 7.8 | 7.8 | 11.7 | 5.6 | 7.2 | 3.9 | 16.5 | 7.7 | 23.3 | 21.7 | 23.3 | 19.4 | 12.8 | 4.4 | 5 | 3 | 6.7 | 4 | 3.9 | 0.7 | 9.4 | 2.2 | 1.7 | 0 | 13.3 | 5.6 | 4.4 | -4.4 | 8 | 2.7 | 15.6 | 13.9 | 8.3 | 3.4 | 19.4 | 15.6 | 19.2 | 17 | 14.4 | 0 | 4.4 | 3.9 | 16.1 | 13.3 | 21.5 | 20.3 | 11.7 | 8.3 | 8.5 | 0 | 13.3 | 8.9 | 10.6 | -8.9 | 0.9 | -3.3 | 18.5 | -4.3 | -1.7 | -7.2 | 4.4 | 1.1 | 15.9 | 13 | 11.7 | 10.6 | 16.7 | 15.6 | 6.1 | 2.2 | 12.2 | 11.7 | 12 | 12 | 6.5 | 4.3 | 8.7 | 5.5 | 8.9 | 3.3 | 16.7 | 15.6 | 13 | 6 | 19.4 | 18.3 | 19.6 | 17.8 | 6.5 | 3.8 | 21.7 | 16.1 | 18.3 | 17.2 | 12 | 9.1 | 21.1 | 19.2 | 11.7 | -4.4 | 8.1 | 5.1 | 22.2 | 18.3 | 15.6 | 10.4 | 5.6 | 3.3 | 16.1 | 7.8 | 10 | 6.7 | 8.3 | 4.4 | 4 | 2.7 | 3.3 | 2.2 | 15 | 8.3 | 2.2 | -4.4 | 2.8 | -7.2
1 | 0 | 1.7 | -0.6 | 20 | 18.3 | 21.7 | 18.9 | 0.2 | -5.5 | 14.6 | 3.7 | 12 | 6 | 10.6 | 5.2 | 16.1 | 13.9 | 11.1 | 9.6 | 9.4 | 7.8 | 10.6 | 6.6 | 6.7 | 0 | 14.4 | 1.7 | 24 | 22 | 21.1 | 19.4 | 23.3 | 20.6 | 22.1 | 21.8 | 22.2 | 19.4 | 17.8 | 16.1 | 22.8 | 18.3 | 17.8 | 13.3 | 3.9 | 1.1 | 8.3 | 7.8 | 11.7 | 6.1 | 6.1 | 3.9 | 16.3 | 8.1 | 23.9 | 22.2 | 23.3 | 20.6 | 12.8 | 5.6 | 4 | 3 | 6.1 | 3.8 | 3.3 | 0.3 | 8.9 | 3.3 | 1.7 | 0.6 | 12.8 | 8.3 | 3.9 | -4.4 | 7.8 | 2.8 | 16.1 | 13.9 | 8.3 | 3.9 | 18.9 | 15.6 | 18.3 | 16.7 | 13.9 | 0 | 3.9 | 3.3 | 16.1 | 13.9 | 21.3 | 20.1 | 11.1 | 7.2 | 7.2 | -0.6 | 12.8 | 7.8 | 8.9 | -8.9 | 0.2 | -3.9 | 18.7 | -3.6 | -2.8 | -7.2 | 3.9 | 1.7 | 15.2 | 12.7 | 10.6 | 9.4 | 16.7 | 15.6 | 6.1 | 2.2 | 12.2 | 11.7 | 11 | 11 | 6.3 | 4.1 | 7.9 | 5.2 | 7.8 | 3.3 | 16.1 | 15 | 13 | 3 | 18.9 | 18.3 | 19.8 | 17.8 | 5.6 | 3.3 | 22.2 | 16.1 | 18.3 | 17.2 | 11.1 | 8.9 | 21.1 | 19.4 | 7.8 | -5 | 7.2 | 5 | 21.1 | 18.3 | 15.6 | 10.6 | 5.6 | 3.3 | 15.6 | 5 | 10.6 | 6.7 | 8.9 | 4.4 | 3.7 | 2.2 | 3.3 | 2.8 | 14.4 | 8.3 | 1.7 | -5 | 2.2 | -5.7
1 | 1 | 1.7 | 0 | 19.4 | 17.2 | 21.7 | 18.9 | -1.3 | -6.4 | 13.2 | 4.1 | 12 | 6 | 10.6 | 5 | 15.6 | 14.4 | 10.6 | 9.4 | 9.4 | 7.8 | 11.1 | 6 | 6.1 | 0 | 13.9 | 1.1 | 23 | 22 | 20.6 | 18.9 | 22.8 | 20 | 22.8 | 22.8 | 21.1 | 19.4 | 17.8 | 16.1 | 22.8 | 17.8 | 17.8 | 13.9 | 3.9 | 0.6 | 8.3 | 7.8 | 11.1 | 8.3 | 5.6 | 3.3 | 16.1 | 8.3 | 23.3 | 22.2 | 22.8 | 20.6 | 11.7 | 7.2 | 4 | 3 | 5.6 | 3.6 | 2.8 | 0 | 8.9 | 4.4 | 1.1 | -0.6 | 11.7 | 7.8 | 2.8 | -4.4 | 7.6 | 3.7 | 16.1 | 13.9 | 7.6 | 4.2 | 18.3 | 15 | 18.3 | 16.8 | 13.9 | 0 | 4.4 | 3.3 | 16.1 | 13.9 | 21.1 | 20 | 10.6 | 6.7 | 7 | -0.2 | 12.8 | 8.9 | 8.9 | -7.2 | -0.6 | -5 | 18.9 | -3.9 | -1.1 | -7.2 | 4.4 | 1.7 | 14.4 | 12.2 | 9.4 | 8.3 | 16.7 | 15.6 | 6.1 | 2.2 | 12.2 | 11.7 | 11 | 11 | 6.1 | 3.9 | 7.2 | 5 | 7.8 | 3.9 | 16.7 | 15 | 12 | 3 | 19.4 | 18.9 | 20 | 17.8 | 5.2 | 2.9 | 21.1 | 16.1 | 17.8 | 16.7 | 10.2 | 8.3 | 20.7 | 19 | 7.2 | -6.1 | 7 | 4.8 | 21.1 | 18.3 | 14.5 | 10.4 | 5.6 | 3.9 | 15 | 5.6 | 10 | 7.8 | 8.3 | 4.4 | 3.3 | 1.7 | 5 | 3.3 | 14.4 | 8.3 | 0.6 | -5 | 1.7 | -5.2
1 | 0 | 1.1 | -0.6 | 17.8 | 17.8 | 22.2 | 18.9 | -2.8 | -7.8 | 11.7 | 3.9 | 12 | 6 | 10.8 | 4.9 | 15.6 | 15 | 11.3 | 9.8 | 9.4 | 7.8 | 10.6 | 6.1 | 5.6 | 0 | 12.8 | 1.1 | 23 | 22 | 20 | 18.3 | 22.2 | 20.6 | 22.6 | 22.3 | 20 | 18.9 | 17.2 | 15.6 | 22.8 | 17.8 | 17.2 | 14.4 | 2.8 | 0.6 | 7.8 | 7.2 | 10.6 | 9.4 | 6.1 | 3.3 | 15.2 | 10 | 23.3 | 22.2 | 22.8 | 20.6 | 11.1 | 7.8 | 4 | 2 | 5 | 3.3 | 4.8 | 0.9 | 9.4 | 5.6 | -0.6 | -1.7 | 11.1 | 7.2 | 2.2 | -4.4 | 7.4 | 4.4 | 15.6 | 13.9 | 6.8 | 4.3 | 17.2 | 15 | 18.3 | 17 | 13.3 | 0 | 3.3 | 2.8 | 16.1 | 14.4 | 21.5 | 20.2 | 7.8 | 6.7 | 6.9 | -0.1 | 12.8 | 8.9 | 5.6 | -5 | 2 | -3.2 | 19.8 | -2.8 | -2.8 | -6.1 | 3.3 | 1.7 | 14.4 | 12.3 | 9.4 | 8.3 | 16.7 | 15.6 | 6.7 | 2.2 | 12.2 | 11.7 | 12 | 11 | 6.3 | 4 | 7.8 | 5.5 | 7.2 | 3.3 | 17.2 | 15.6 | 11 | 6 | 18.9 | 18.9 | 20.4 | 18 | 4.8 | 2.2 | 21.1 | 16.1 | 17.8 | 16.7 | 9.2 | 7.8 | 20.4 | 18.7 | 6.7 | -6.1 | 6.9 | 4.7 | 21.1 | 18.3 | 13.3 | 9.8 | 6.1 | 3.3 | 14.4 | 5.6 | 10 | 7.2 | 5.6 | 3.9 | 3.9 | 2.3 | 7.8 | 3.9 | 13.9 | 8.3 | 1.1 | -6.1 | 1.1 | -5.6
1 | 1 | 3.3 | 0 | 19.4 | 18.3 | 21.7 | 18.9 | -0.2 | -6.3 | 13.5 | 4.4 | 12 | 6 | 10.9 | 4.8 | 15.6 | 15 | 12.1 | 9.9 | 9.4 | 8.3 | 10.6 | 6.6 | 6.7 | 0 | 12.8 | 1.1 | 24 | 23 | 20.6 | 18.3 | 22.2 | 20 | 22.4 | 21.7 | 20.6 | 18.9 | 17.2 | 15.6 | 22.8 | 17.8 | 16.1 | 14.4 | 2.8 | 0.6 | 7.8 | 6.1 | 10.6 | 10 | 6.7 | 3.9 | 14.2 | 11.2 | 23.9 | 22.8 | 22.2 | 20.6 | 11.1 | 7.8 | 3 | 0 | 6.7 | 3.3 | 6.9 | 1.6 | 10 | 5 | 0 | -1.7 | 10.6 | 6.1 | 2.8 | -5.6 | 7.2 | 5 | 15 | 11.1 | 6.1 | 4.4 | 18.3 | 15.6 | 18.3 | 17.2 | 10.6 | 1.1 | 5 | 3.3 | 16.1 | 13.9 | 21.8 | 20.3 | 11.1 | 6.7 | 6.7 | 0 | 13.3 | 8.3 | 4.4 | -6.1 | 4.6 | -2.2 | 20.8 | -2.6 | 1.1 | -5.6 | 4.4 | 2.8 | 14.4 | 12.3 | 9.4 | 8.3 | 16.7 | 16.1 | 6.1 | 2.2 | 12.2 | 11.7 | 13 | 12 | 6.5 | 3.8 | 8.3 | 5.8 | 8.3 | 4.4 | 17.2 | 15.6 | 10 | 6 | 19.4 | 18.9 | 20.7 | 18.1 | 4.4 | 1.7 | 20 | 16.1 | 19.4 | 17.2 | 8.3 | 7.2 | 20 | 18.3 | 8.9 | -5 | 6.7 | 4.4 | 21.1 | 18.9 | 12.2 | 9.4 | 6.7 | 3.3 | 13.9 | 6.1 | 12.2 | 7.8 | 7.8 | 5 | 4.4 | 2.7 | 10 | 4.4 | 13.9 | 8.3 | 2.2 | -4.4 | 2.6 | -2.9
2 | 1 | 5.6 | 1.1 | 21.7 | 17.8 | 22.8 | 19.4 | 2.4 | -5.9 | 15.4 | 4.8 | 12 | 6 | 11.1 | 4.4 | 15.6 | 15 | 12.8 | 10 | 11.7 | 8.9 | 11.7 | 7.4 | 10.6 | 2.2 | 12.8 | 1.7 | 26 | 23 | 21.1 | 18.9 | 23.9 | 20.6 | 22.2 | 21.1 | 21.1 | 19.4 | 18.3 | 16.7 | 23.3 | 17.8 | 19.4 | 15 | 5.6 | 1.7 | 8.9 | 6.1 | 11.1 | 10.6 | 6.7 | 3.9 | 13.3 | 12.2 | 24.4 | 22.2 | 22.8 | 21.1 | 11.7 | 8.9 | 6 | 1 | 9.4 | 5 | 8.9 | 2.2 | 9.4 | 7.2 | 3.9 | -1.1 | 11.1 | 7.8 | 3.9 | -5 | 10.5 | 5.7 | 15 | 9.4 | 8.9 | 5.5 | 19.4 | 15.6 | 20.3 | 18.3 | 12.2 | 2.2 | 6.1 | 3.9 | 16.1 | 13.9 | 22.2 | 20.6 | 12.8 | 8.9 | 11.3 | 2.6 | 13.3 | 8.9 | 6.7 | -6.1 | 7.2 | -1.7 | 21.7 | -2.2 | 5 | -3.9 | 8.9 | 3.3 | 14.4 | 12.2 | 10 | 8.9 | 17.8 | 16.1 | 6.1 | 2.2 | 12.2 | 11.7 | 14 | 12 | 6.7 | 3.9 | 8.9 | 6.1 | 10.6 | 5.6 | 17.8 | 15 | 9 | 7 | 20.6 | 19.4 | 21.1 | 18.3 | 9 | 4.4 | 20 | 16.7 | 22.2 | 17.8 | 7.8 | 7.1 | 20.2 | 17.8 | 12.8 | -4.4 | 9.5 | 5.1 | 22.2 | 18.3 | 14.8 | 10.2 | 7.2 | 3.3 | 14.4 | 7.2 | 14.4 | 9.4 | 10.6 | 5 | 5 | 3.3 | 10.6 | 6.1 | 14.4 | 8.3 | 5.6 | -3.9 | 4.1 | -1.1
4 | 2 | 7.2 | 0.6 | 23.9 | 19.4 | 23.3 | 19.4 | 5 | -6.7 | 17.2 | 5 | 13 | 9 | 11.5 | 4.5 | 16.1 | 15 | 14.8 | 10.4 | 13.9 | 8.9 | 11.7 | 7.8 | 13.3 | 1.7 | 18.3 | 1.7 | 27 | 23 | 24.4 | 20.6 | 26.7 | 18.9 | 24.1 | 21.4 | 23.3 | 20 | 20 | 16.7 | 25 | 18.3 | 20.6 | 13.9 | 7.8 | 2.8 | 10 | 7.2 | 13.3 | 12.2 | 11.1 | 6.1 | 13.9 | 12.8 | 25.6 | 23.3 | 23.9 | 21.7 | 12.2 | 9.4 | 8 | 2 | 12.8 | 6.1 | 10.9 | 2.2 | 9.4 | 7.8 | 9.4 | -0.6 | 12.8 | 8.3 | 3.9 | -6.1 | 13.9 | 5.6 | 15.6 | 8.3 | 11.6 | 5.9 | 20.6 | 16.1 | 22.4 | 19.6 | 13.9 | 2.8 | 7.8 | 3.3 | 16.7 | 13.3 | 21.3 | 19.1 | 15.6 | 9.4 | 16 | 4.7 | 13.9 | 10 | 7.2 | -6.1 | 10.4 | -0.6 | 23.7 | -1.1 | 8.3 | -3.9 | 11.7 | 3.3 | 14.6 | 12.7 | 11.1 | 8.3 | 18.9 | 16.1 | 6.7 | 2.2 | 12.2 | 11.7 | 16 | 12 | 8.2 | 3.7 | 9.8 | 6.4 | 13.3 | 6.7 | 17.8 | 15.6 | 10 | 7 | 22.2 | 20 | 22.4 | 18.2 | 13.7 | 6.8 | 21.1 | 16.7 | 24.4 | 18.3 | 7.2 | 6.9 | 20.4 | 17.4 | 20 | -3.9 | 12.2 | 5.2 | 24.4 | 18.9 | 17.4 | 10.6 | 9.4 | 3.9 | 15 | 7.2 | 16.7 | 10 | 11.7 | 6.1 | 6.5 | 3.7 | 11.7 | 6.1 | 15.6 | 8.9 | 9.4 | 1.1 | 5.6 | 0.6
6 | 2 | 7.8 | 0 | 26.7 | 20 | 26.7 | 20 | 6.7 | -6.5 | 18.9 | 5.4 | 14 | 7 | 11.8 | 4.5 | 17.2 | 15 | 16.9 | 10.5 | 17.2 | 9.4 | 12.2 | 7.8 | 15 | 3.3 | 20 | 1.7 | 28 | 23 | 25 | 20.6 | 27.8 | 18.9 | 25.9 | 21.4 | 25.6 | 19.4 | 22.2 | 16.7 | 26.7 | 18.3 | 22.8 | 12.8 | 11.1 | 3.3 | 11.7 | 7.8 | 15.6 | 13.3 | 17.2 | 8.3 | 14.4 | 13.3 | 25.6 | 22.2 | 25 | 21.7 | 13.9 | 10 | 11 | 2 | 16.1 | 8.3 | 13 | 1.7 | 9.4 | 8.3 | 12.2 | -2.8 | 15 | 7.8 | 5.6 | -6.7 | 17.2 | 4.4 | 16.1 | 8.9 | 14.4 | 6.1 | 22.2 | 16.1 | 24.4 | 20.6 | 15 | 2.8 | 8.9 | 2.8 | 17.8 | 12.8 | 20.3 | 17.5 | 17.8 | 8.3 | 20.6 | 6.1 | 16.1 | 10.6 | 8.3 | -6.1 | 13.5 | -0.2 | 25.8 | -0.9 | 10.6 | -1.7 | 13.3 | 1.7 | 14.8 | 13 | 12.2 | 8.3 | 20.6 | 16.1 | 8.3 | 2.2 | 13.3 | 12.8 | 17 | 12 | 9.6 | 2.9 | 10.8 | 6.6 | 15.6 | 5 | 19.4 | 15 | 11 | 7 | 24.4 | 20 | 23.7 | 18.2 | 18.3 | 8.9 | 22.8 | 17.2 | 27.8 | 20 | 6.7 | 6.7 | 20.6 | 16.7 | 22.8 | -3.9 | 15 | 4.4 | 27.2 | 18.9 | 20 | 10.6 | 10 | 2.8 | 17.8 | 8.3 | 18.9 | 11.1 | 13.9 | 6.1 | 7.9 | 3.8 | 11.7 | 6.7 | 16.7 | 8.9 | 10.6 | 0 | 6.9 | 0.8
8 | 3 | 8.9 | 0 | 27.2 | 20 | 28.3 | 19.4 | 8.3 | -8.1 | 20.5 | 5.7 | 13 | 8 | 12.2 | 4.4 | 18.9 | 15 | 18.9 | 10.6 | 17.2 | 10 | 15 | 7.2 | 18.9 | 3.9 | 22.8 | 2.2 | 29 | 23 | 25 | 20 | 27.8 | 19.4 | 27.8 | 21.1 | 27.2 | 19.4 | 24.4 | 17.8 | 27.8 | 18.3 | 21.1 | 15 | 13.9 | 2.8 | 11.7 | 8.3 | 18.9 | 16.1 | 19.4 | 8.9 | 15 | 13.9 | 27.8 | 21.7 | 26.1 | 21.7 | 15 | 10.6 | 12 | 0 | 18.9 | 9.4 | 15 | 0.6 | 11.1 | 10.6 | 15 | -0.6 | 15.6 | 7.2 | 6.1 | -5.6 | 18.5 | 4.7 | 16.7 | 8.9 | 16.8 | 6.9 | 23.3 | 14.4 | 25.9 | 20.5 | 16.1 | 2.8 | 11.1 | 3.9 | 18.9 | 12.8 | 19.4 | 16.1 | 18.9 | 7.2 | 22.8 | 6.2 | 17.2 | 10.6 | 10 | -6.1 | 16.7 | -0.6 | 27.8 | 0 | 13.3 | -2.2 | 15 | 1.1 | 15 | 13.3 | 13.3 | 7.2 | 22.8 | 16.7 | 10.6 | 2.2 | 14.4 | 12.8 | 18 | 12 | 11.1 | 2.2 | 11.7 | 6.7 | 17.8 | 4.4 | 19.4 | 15 | 10 | 8 | 26.1 | 21.1 | 25 | 17.8 | 20.3 | 8.7 | 23.9 | 16.7 | 29.4 | 20 | 7.4 | 6.8 | 20.6 | 16.9 | 24.4 | -3.3 | 15.9 | 4.6 | 27.2 | 19.4 | 21.7 | 11.2 | 11.1 | 5 | 17.8 | 8.9 | 21.7 | 10.6 | 15.6 | 6.7 | 9.4 | 3.9 | 12.8 | 7.8 | 17.8 | 11.1 | 12.2 | 1.1 | 8.1 | 0.3
9 | 2 | 10.6 | -1.1 | 28.9 | 20 | 29.4 | 19.4 | 10 | -11.1 | 22.2 | 6.1 | 14 | 8 | 13.1 | 4.5 | 17.8 | 14.4 | 20.9 | 11 | 17.2 | 9.4 | 13.9 | 7.2 | 21.7 | 2.8 | 22.8 | 1.7 | 29 | 23 | 29.4 | 19.4 | 28.3 | 18.9 | 29.8 | 20.7 | 27.8 | 19.4 | 25.6 | 17.2 | 26.1 | 18.3 | 18.9 | 16.1 | 15.6 | 2.2 | 16.1 | 12.2 | 20.6 | 17.2 | 21.7 | 7.8 | 15.6 | 14 | 28.9 | 21.1 | 27.2 | 19.4 | 15 | 10.6 | 13 | -2 | 20.6 | 7.8 | 15.2 | 2 | 13.9 | 12.2 | 16.7 | -2.8 | 16.7 | 6.7 | 7.2 | -4.4 | 19.8 | 5.1 | 16.7 | 8.9 | 19.3 | 7.1 | 24.4 | 12.2 | 27.4 | 20 | 18.3 | 3.3 | 12.2 | 3.9 | 19.4 | 13.3 | 19.4 | 16.1 | 19.4 | 7.2 | 25 | 6.3 | 16.1 | 9.4 | 12.2 | -5.6 | 18.7 | -1 | 28.7 | -2.1 | 14.4 | -2.8 | 16.7 | 1.1 | 17.2 | 14.5 | 14.4 | 7.2 | 23.3 | 15.6 | 12.2 | 2.2 | 17.8 | 13.9 | 18 | 13 | 12.6 | 2.2 | 12.6 | 6.9 | 19.4 | 3.3 | 21.1 | 15.6 | 11 | 8 | 27.8 | 21.1 | 25.7 | 17.1 | 22.4 | 7.8 | 25.6 | 15.6 | 28.3 | 18.9 | 8.2 | 7.2 | 20.6 | 16.9 | 25 | -2.8 | 16.9 | 4.9 | 27.8 | 20 | 23.3 | 11.4 | 12.8 | 4.4 | 18.9 | 9.4 | 21.1 | 10.6 | 16.7 | 5.6 | 11.1 | 4.6 | 15.6 | 7.2 | 17.2 | 11.7 | 13.3 | -1.7 | 9.4 | 0
11 | 3 | 11.7 | -1.1 | 29.4 | 20 | 30 | 18.9 | 10.9 | -10.5 | 23.5 | 5.9 | 16 | 6 | 14.1 | 4.7 | 19.4 | 14.4 | 23 | 11.4 | 21.7 | 8.9 | 15 | 7.8 | 23.3 | -1.7 | 23.9 | 1.7 | 29 | 23 | 30 | 18.3 | 28.3 | 20.6 | 31.9 | 20.2 | 28.9 | 18.3 | 27.2 | 17.2 | 28.9 | 18.3 | 13.3 | 12.2 | 17.8 | 2.2 | 17.2 | 13.9 | 24.4 | 20 | 23.9 | 5.6 | 16.1 | 14 | 27.2 | 22.2 | 26.7 | 18.9 | 16.1 | 11.1 | 14 | -3 | 21.7 | 7.8 | 15.4 | 3.5 | 13.9 | 12.8 | 18.3 | -2.8 | 17.8 | 6.1 | 8.3 | -5 | 21.1 | 5 | 15.6 | 7.8 | 21.7 | 7.2 | 24.4 | 10.6 | 28.9 | 19.4 | 20.6 | 3.3 | 15 | 5.6 | 22.2 | 13.9 | 19.4 | 16.1 | 21.1 | 7.2 | 27.2 | 5.6 | 18.3 | 9.4 | 13.3 | -6.1 | 20.8 | -2.6 | 29.7 | -4.5 | 16.1 | -1.7 | 17.8 | 1.1 | 19.5 | 15.8 | 15.6 | 8.3 | 23.9 | 12.8 | 12.8 | 2.2 | 19.4 | 14.4 | 14 | 13 | 14.1 | 2 | 13.5 | 7.1 | 20 | 3.3 | 23.3 | 15.6 | 11 | 8 | 29.4 | 21.7 | 26.5 | 16.5 | 24.4 | 6.7 | 26.7 | 14.4 | 30.6 | 19.4 | 8.9 | 7.2 | 20.6 | 16.7 | 25.6 | -2.2 | 17.8 | 4.4 | 28.9 | 20.6 | 25 | 11.7 | 12.8 | 4.4 | 18.9 | 7.8 | 22.2 | 10.6 | 17.8 | 6.7 | 12.7 | 4.9 | 16.7 | 7.8 | 14.4 | 14.4 | 15.6 | 0 | 9.4 | 0.3
12 | 3 | 12.2 | 0 | 30.6 | 17.8 | 30 | 17.2 | 11.9 | -11.7 | 24.8 | 5.6 | 17 | 6 | 15 | 4.4 | 20.6 | 14.4 | 25 | 11.7 | 20.6 | 10 | 15.6 | 7.8 | 24.4 | 0 | 25.6 | 1.7 | 29 | 23 | 31.1 | 18.9 | 28.9 | 20.6 | 33.9 | 18.9 | 29.4 | 18.9 | 27.8 | 14.4 | 29.4 | 17.8 | 13.3 | 10.6 | 17.8 | 2.2 | 20 | 10 | 23.9 | 19.4 | 24.4 | 5.6 | 16.7 | 13.9 | 28.3 | 21.7 | 27.2 | 19.4 | 16.1 | 11.1 | 16 | -1 | 22.2 | 7.8 | 15.6 | 4.4 | 15 | 13.3 | 18.3 | -2.2 | 18.3 | 3.3 | 8.3 | -4.4 | 21.5 | 5.4 | 15.6 | 7.8 | 22.8 | 7.8 | 23.9 | 10.6 | 29.1 | 19.2 | 22.2 | -0.6 | 16.1 | 6.1 | 22.8 | 13.9 | 19.4 | 16.1 | 21.7 | 7.8 | 27.2 | 6.1 | 18.9 | 9.4 | 14.4 | -5.6 | 22.8 | -5 | 30.6 | -8.9 | 17.2 | -2.8 | 19.4 | 0.6 | 21.7 | 16.7 | 15.6 | 8.3 | 24.4 | 12.2 | 13.9 | 2.2 | 20.6 | 14.4 | 13 | 13 | 15.6 | 1.7 | 14.4 | 7.2 | 20.6 | 2.8 | 22.8 | 15.6 | 12 | 7 | 30.6 | 21.1 | 27.2 | 15.6 | 24.8 | 6.1 | 27.8 | 13.9 | 30 | 18.3 | 10.6 | 7.7 | 20.6 | 16.7 | 26.7 | -2.8 | 18.9 | 4.3 | 29.4 | 20.6 | 25.9 | 11.3 | 14.4 | 2.2 | 18.3 | 7.8 | 22.8 | 11.1 | 19.4 | 5 | 14.4 | 5.6 | 17.2 | 6.7 | 14.4 | 14.4 | 16.7 | -1.7 | 9.4 | 0.3
11 | 2 | 13.3 | -1.7 | 30 | 17.8 | 28.3 | 17.2 | 12.8 | -13.9 | 26.1 | 5 | 16 | 6 | 15.9 | 4.6 | 21.1 | 14.4 | 25.2 | 10.7 | 18.3 | 9.4 | 15.6 | 7.8 | 25 | -3.3 | 23.3 | 1.7 | 28 | 24 | 32.2 | 18.9 | 28.9 | 21.7 | 34.1 | 18.6 | 29.4 | 18.3 | 28.9 | 13.9 | 29.4 | 17.8 | 12.2 | 8.3 | 18.9 | 0.6 | 17.2 | 10.6 | 26.1 | 20.6 | 26.7 | 5 | 16.9 | 14.2 | 29.4 | 21.1 | 27.8 | 20 | 17.8 | 10.6 | 17 | 0 | 22.2 | 7.8 | 15.4 | 4.5 | 15.6 | 13.9 | 20 | -3.3 | 18.3 | 3.3 | 9.4 | -5.6 | 21.8 | 5.3 | 15.6 | 7.2 | 23.9 | 8.4 | 22.8 | 10.6 | 29.2 | 18.7 | 21.7 | 0.6 | 16.7 | 5 | 23.3 | 14.4 | 18.5 | 15.4 | 21.7 | 7.2 | 27.2 | 6.1 | 18.9 | 7.2 | 15 | -6.1 | 23.3 | -4.2 | 31 | -7.8 | 19.4 | -1.1 | 20 | 0 | 23.2 | 16.8 | 15.6 | 8.3 | 25 | 11.1 | 15 | 2.2 | 21.7 | 16.1 | 13 | 13 | 15.6 | 1.7 | 15.2 | 7.3 | 20.6 | 3.3 | 24.4 | 13.3 | 12 | 7 | 30 | 21.1 | 27.2 | 15.3 | 25.2 | 4.9 | 27.2 | 16.1 | 31.7 | 18.3 | 12.2 | 8.1 | 20.6 | 16.5 | 27.2 | -2.2 | 20 | 4.1 | 29.4 | 21.1 | 26.9 | 10.6 | 14.4 | 1.7 | 17.8 | 7.8 | 22.2 | 12.2 | 19.4 | 3.9 | 14.8 | 4.8 | 18.3 | 7.8 | 15 | 14.4 | 17.8 | -1.7 | 9.4 | 0.6
12 | 1 | 13.9 | -2.2 | 30 | 17.8 | 27.8 | 18.3 | 12.6 | -13.5 | 26.5 | 4.3 | 14 | 5 | 16.9 | 4.9 | 20.6 | 14.4 | 25.4 | 10.1 | 18.9 | 8.9 | 16.1 | 8.3 | 25 | -6.7 | 23.3 | 1.1 | 30 | 23 | 30.6 | 18.9 | 28.9 | 21.7 | 34.2 | 18.3 | 30 | 18.3 | 28.9 | 13.3 | 28.9 | 17.8 | 13.3 | 9.4 | 19.4 | 0.6 | 15.6 | 8.9 | 26.1 | 18.3 | 26.1 | 2.8 | 17 | 14.3 | 28.9 | 21.1 | 27.8 | 20.6 | 20 | 11.1 | 17 | 0 | 21.7 | 7.8 | 15.2 | 4.3 | 16.7 | 15.6 | 19.4 | 0 | 18.9 | 3.3 | 10 | -5 | 22.2 | 5.6 | 15.6 | 7.2 | 25 | 8.9 | 21.1 | 10 | 29.4 | 18.3 | 18.9 | 1.7 | 17.8 | 5.6 | 24.4 | 14.4 | 17.6 | 14.7 | 22.8 | 7.2 | 27.2 | 6.7 | 20.6 | 8.9 | 14.4 | -5.6 | 23.9 | -4.6 | 31.3 | -6.1 | 20 | -2.2 | 20.6 | 0 | 24.6 | 16.9 | 17.2 | 9.4 | 24.4 | 12.2 | 16.1 | 2.8 | 21.7 | 16.1 | 14 | 14 | 15.6 | 1.3 | 15.9 | 6.9 | 21.1 | 6.1 | 25.6 | 12.2 | 12 | 7 | 29.4 | 20.6 | 27.2 | 15.3 | 25.6 | 3.9 | 26.7 | 15.6 | 30.6 | 17.2 | 13.9 | 8.3 | 20.6 | 16.1 | 27.8 | -7.8 | 21.1 | 3.3 | 30 | 21.1 | 27.8 | 10 | 15 | 1.7 | 18.9 | 8.9 | 20.6 | 11.7 | 20 | 3.9 | 15.2 | 4.3 | 18.3 | 8.3 | 15.6 | 15 | 18.9 | -1.7 | 9.6 | 1.2
13 | 2 | 13.9 | -2.2 | 30.6 | 17.8 | 22.2 | 18.3 | 12.4 | -15.5 | 26.8 | 4 | 13 | 5 | 17.8 | 4.4 | 20.6 | 13.9 | 25.6 | 8.9 | 17.8 | 8.3 | 14.4 | 7.8 | 24.4 | -2.8 | 21.1 | 1.1 | 29 | 23 | 28.9 | 18.3 | 28.9 | 22.2 | 34.4 | 18.3 | 30 | 16.7 | 28.9 | 13.3 | 27.2 | 18.3 | 15.6 | 9.4 | 19.4 | -0.6 | 11.1 | 7.2 | 26.7 | 18.9 | 25.6 | 2.8 | 17.2 | 14.4 | 27.8 | 21.7 | 27.8 | 20.6 | 20.6 | 10.6 | 17 | 0 | 21.7 | 8.9 | 15 | 3.9 | 17.8 | 16.7 | 19.4 | 0 | 18.9 | 3.3 | 9.4 | -6.7 | 22 | 5.9 | 15.6 | 7.2 | 24.8 | 9.2 | 20 | 8.3 | 28.9 | 18.4 | 17.2 | 1.7 | 18.3 | 3.9 | 25.6 | 15 | 16.7 | 13.9 | 23.3 | 8.9 | 27.4 | 6.2 | 21.1 | 8.9 | 14.4 | -4.4 | 24.4 | -5 | 31.7 | -7.2 | 21.1 | -4.4 | 20.6 | 0 | 26.1 | 16.7 | 17.2 | 7.2 | 25 | 12.2 | 16.7 | 2.8 | 22.2 | 16.1 | 14 | 13 | 15.6 | 1.1 | 16.7 | 6.7 | 19.4 | 6.7 | 25.6 | 10.6 | 12 | 7 | 28.3 | 20.6 | 27.2 | 15 | 25 | 4.2 | 26.7 | 15.6 | 30.6 | 17.2 | 15 | 8.7 | 20.8 | 16.2 | 27.2 | -8.9 | 20.9 | 3.2 | 29.4 | 21.7 | 27.6 | 9.9 | 15 | 2.2 | 18.9 | 8.9 | 20 | 12.8 | 20.6 | 4.4 | 15.6 | 3.3 | 14.4 | 6.7 | 17.2 | 15.6 | 18.9 | -0.6 | 9.8 | 1.7
13 | 2 | 14.4 | -2.2 | 29.4 | 16.7 | 20.6 | 16.7 | 12.2 | -18.9 | 27.2 | 2.8 | 11 | 4 | 16.7 | 5.1 | 19.4 | 14.4 | 22.4 | 9.9 | 17.2 | 8.3 | 14.4 | 8.6 | 21.1 | 0.6 | 12.2 | 7.8 | 27 | 24 | 27.2 | 19.4 | 28.3 | 22.8 | 33.1 | 19.9 | 30.6 | 15.6 | 28.3 | 16.1 | 26.1 | 17.2 | 15 | 9.4 | 19.4 | 0 | 10 | 6.1 | 25.6 | 18.9 | 26.7 | 2.8 | 17 | 14.1 | 27.8 | 21.7 | 27.8 | 20 | 20.6 | 11.1 | 17 | 2 | 21.1 | 8.9 | 13.1 | 4.5 | 18.9 | 17.2 | 19.4 | 0 | 18.3 | 3.3 | 10 | -6.7 | 21.9 | 6.6 | 15 | 6.7 | 24.6 | 9.8 | 18.3 | 8.9 | 28.3 | 18.1 | 17.8 | 2.2 | 16.7 | 3.9 | 25 | 14.4 | 16.3 | 14 | 23.3 | 7.2 | 27.6 | 5.8 | 20 | 8.3 | 12.8 | -3.9 | 21.5 | -2.1 | 30.8 | -5 | 20 | -1.7 | 20.6 | -1.1 | 25.2 | 16.4 | 16.1 | 7.2 | 23.3 | 10.6 | 16.7 | 2.8 | 21.7 | 16.1 | 12 | 11 | 14.7 | 2.6 | 16.1 | 6.3 | 18.9 | 7.2 | 25.6 | 8.9 | 13 | 7 | 26.7 | 20 | 25.7 | 14.8 | 24.5 | 4.3 | 26.1 | 15.6 | 29.4 | 16.7 | 16.1 | 9.1 | 20.9 | 16.1 | 27.8 | -8.3 | 20.8 | 2.6 | 27.8 | 21.7 | 27.4 | 10.2 | 15 | 1.1 | 18.3 | 8.9 | 16.7 | 14.4 | 20 | 4.4 | 14.3 | 3.2 | 17.8 | 3.3 | 18.3 | 15.6 | 18.3 | -0.6 | 10 | 2.2
12 | 1 | 12.8 | -1.1 | 27.8 | 17.8 | 20 | 17.2 | 10.4 | -15.9 | 26.5 | 3.1 | 11 | 3 | 15.5 | 5.4 | 18.3 | 15 | 19.3 | 9.8 | 15.6 | 8.9 | 12.8 | 7.5 | 20.6 | 1.1 | 12.8 | 7.8 | 26 | 23 | 25 | 19.4 | 27.8 | 22.8 | 31.9 | 21.1 | 28.9 | 20.6 | 28.9 | 15.6 | 26.1 | 17.8 | 15.6 | 10 | 19.4 | 0 | 8.3 | 5 | 25.6 | 18.9 | 25 | 5.6 | 16.9 | 13.8 | 27.2 | 22.2 | 27.2 | 19.4 | 18.3 | 11.7 | 17 | 2 | 19.4 | 7.8 | 11.3 | 4.5 | 20 | 17.8 | 19.4 | -0.6 | 17.2 | 3.3 | 10 | -6.7 | 21.7 | 6.7 | 14.4 | 5.6 | 24.4 | 10 | 17.2 | 8.3 | 27.8 | 18.3 | 17.2 | 0.6 | 16.7 | 5.6 | 23.9 | 13.9 | 16 | 14 | 22.2 | 7.8 | 27.8 | 5.6 | 20 | 8.3 | 12.2 | -3.9 | 18.5 | -1.7 | 29.8 | -5.7 | 19.4 | 0 | 20 | -1.1 | 24.2 | 16 | 14.4 | 7.8 | 14.4 | 12.2 | 16.7 | 2.8 | 21.7 | 16.1 | 12 | 11 | 13.7 | 3.2 | 15.6 | 6.1 | 18.3 | 6.1 | 25 | 10.6 | 13 | 7 | 25.6 | 20 | 24.3 | 14.7 | 23.9 | 4.4 | 25 | 15.6 | 28.3 | 18.3 | 17.2 | 9.4 | 21.1 | 16.1 | 27.2 | -6.7 | 20.6 | 2.2 | 27.2 | 21.7 | 27.2 | 10 | 13.3 | 1.1 | 17.2 | 8.3 | 16.1 | 14.4 | 17.8 | 6.1 | 13 | 2.5 | 17.2 | 5.6 | 18.9 | 15.6 | 17.8 | -1.1 | 8.9 | 0.1
12 | 1 | 12.8 | -1.1 | 23.3 | 19.4 | 20 | 16.7 | 8.5 | -15.7 | 25.7 | 2.4 | 10 | 3 | 14.4 | 5.6 | 17.2 | 13.9 | 16.1 | 9.4 | 14.4 | 8.9 | 11.7 | 7.1 | 18.3 | 0 | 12.2 | 8.9 | 25 | 23 | 23.9 | 19.4 | 26.7 | 22.8 | 30.6 | 22.2 | 26.1 | 20 | 27.8 | 15.6 | 24.4 | 17.8 | 14.4 | 9.4 | 18.3 | 0.6 | 8.3 | 5 | 24.4 | 17.2 | 22.8 | 7.8 | 16.7 | 13.3 | 25.6 | 22.8 | 26.1 | 20 | 16.7 | 11.7 | 16 | 3 | 17.8 | 7.8 | 9.4 | 4.4 | 20 | 17.8 | 18.3 | 1.1 | 15.6 | 2.8 | 8.9 | -7.2 | 20 | 6.4 | 12.8 | 6.1 | 23.1 | 10.6 | 16.1 | 7.2 | 25.9 | 18.6 | 16.1 | 0.6 | 15.6 | 6.1 | 22.8 | 12.8 | 15.6 | 13.9 | 18.3 | 12.2 | 24.3 | 6.1 | 18.9 | 7.8 | 11.1 | -3.9 | 15.6 | -1.7 | 28.9 | -6.1 | 17.2 | 2.2 | 18.3 | 0 | 23.3 | 15.6 | 13.9 | 7.2 | 13.3 | 11.7 | 15 | 2.8 | 21.1 | 16.1 | 13 | 12 | 12.8 | 3.9 | 15 | 5.6 | 17.2 | 6.1 | 23.3 | 11.1 | 12 | 7 | 23.3 | 19.4 | 22.8 | 14.4 | 20.9 | 5.3 | 24.4 | 16.1 | 26.1 | 17.8 | 15.7 | 9.4 | 20.2 | 16.3 | 24.4 | -3.9 | 18.2 | 2.9 | 26.7 | 21.7 | 25.2 | 11.4 | 13.3 | 1.1 | 15.6 | 7.8 | 16.1 | 14.4 | 17.2 | 5.6 | 11.7 | 2.2 | 16.7 | 5.6 | 18.9 | 15 | 16.7 | -1.1 | 7.8 | -2
10 | 1 | 11.7 | -1.7 | 22.2 | 19.4 | 19.4 | 16.7 | 6.7 | -17.2 | 25 | 2.2 | 11 | 4 | 13.5 | 7.1 | 16.7 | 13.9 | 14.8 | 8.5 | 13.3 | 8.9 | 11.7 | 7.2 | 15.6 | -0.6 | 11.7 | 8.9 | 25 | 24 | 23.3 | 20 | 26.7 | 23.3 | 28.7 | 21.2 | 23.9 | 20 | 27.2 | 15 | 23.9 | 17.8 | 12.8 | 9.4 | 15.6 | 2.2 | 7.2 | 5.6 | 21.7 | 17.2 | 21.1 | 6.7 | 15.9 | 13.2 | 25 | 22.2 | 26.1 | 20 | 16.1 | 11.7 | 13 | 3 | 16.1 | 8.3 | 9.2 | 3.6 | 17.8 | 17.2 | 17.2 | 3.3 | 12.2 | 2.8 | 8.3 | -7.2 | 18.4 | 5.6 | 12.8 | 6.1 | 21.9 | 11 | 13.9 | 7.2 | 24.1 | 18.5 | 15.6 | -0.6 | 13.3 | 5.6 | 20.6 | 12.8 | 15.6 | 13.8 | 15.6 | 11.1 | 20.7 | 5.9 | 17.2 | 8.9 | 11.1 | -3.9 | 13.9 | -1.5 | 26.5 | -5.6 | 16.7 | 1.7 | 16.1 | 0.6 | 22.8 | 15.7 | 12.8 | 7.2 | 13.9 | 11.7 | 13.3 | 5.6 | 19.4 | 16.1 | 13 | 12 | 11.7 | 4 | 13.9 | 5.8 | 16.7 | 5.6 | 15 | 10.6 | 12 | 7 | 21.7 | 20 | 20.6 | 13.3 | 18 | 5.3 | 22.8 | 16.1 | 24.4 | 18.3 | 14.3 | 9.1 | 19.2 | 16.1 | 19.4 | -5 | 15.7 | 3.2 | 26.1 | 21.7 | 23.1 | 11.8 | 9.4 | 3.3 | 14.4 | 7.8 | 16.1 | 13.9 | 15.6 | 4.4 | 10 | 2.6 | 15 | 6.7 | 18.3 | 15.6 | 14.4 | 1.1 | 6.7 | -5
7 | 2 | 10 | -1.1 | 21.1 | 19.4 | 19.4 | 16.7 | 5.4 | -14.1 | 23.5 | 2.9 | 11 | 4 | 12.6 | 8.5 | 17.2 | 14.4 | 13.5 | 8 | 12.2 | 8.9 | 11.7 | 7.2 | 13.9 | 0 | 11.7 | 7.8 | 24 | 23 | 23.3 | 20 | 26.1 | 23.3 | 26.9 | 20 | 23.9 | 20.6 | 25.6 | 16.1 | 23.9 | 17.8 | 12.2 | 9.4 | 13.3 | 1.1 | 7.2 | 6.1 | 20.6 | 16.7 | 20 | 3.9 | 15.2 | 13.1 | 24.4 | 22.8 | 25.6 | 20.6 | 13.3 | 10 | 13 | 3 | 13.9 | 10 | 9.1 | 3.1 | 16.7 | 16.1 | 16.7 | 3.3 | 10.6 | 5 | 6.1 | -7.2 | 16.7 | 5 | 11.1 | 5.6 | 20.6 | 11.1 | 12.8 | 7.2 | 22.2 | 18.3 | 13.3 | -1.1 | 11.7 | 5.6 | 17.8 | 13.3 | 15.6 | 13.7 | 13.9 | 10 | 17.2 | 5 | 15.6 | 8.3 | 10 | -3.9 | 12.3 | -1.4 | 24.1 | -7.3 | 16.1 | 2.2 | 16.1 | 1.7 | 22.2 | 15.6 | 10 | 7.2 | 13.3 | 11.7 | 11.1 | 4.4 | 20 | 16.7 | 12 | 11 | 10.5 | 3.5 | 12.8 | 6.2 | 16.1 | 6.1 | 15 | 12.2 | 12 | 7 | 21.7 | 19.4 | 18.3 | 12.3 | 15 | 5 | 22.2 | 15.6 | 23.3 | 18.9 | 12.8 | 8.9 | 18.3 | 16.1 | 16.7 | -5.6 | 13.3 | 2.8 | 25 | 21.7 | 21.1 | 12.2 | 10.6 | 2.8 | 13.9 | 6.1 | 15 | 13.3 | 13.3 | 4.4 | 8.4 | 2.8 | 13.9 | 6.7 | 18.3 | 15.6 | 13.3 | 2.2 | 5.6 | -2.6
8 | 2 | 7.2 | 1.7 | 21.1 | 19.4 | 18.9 | 17.2 | 4.1 | -12.7 | 22.1 | 3.7 | 11 | 4 | 11.7 | 9.4 | 17.2 | 13.9 | 12.2 | 7.2 | 11.1 | 8.3 | 11.7 | 6.9 | 13.9 | -1.1 | 11.7 | 8.9 | 24 | 23 | 23.3 | 20 | 26.1 | 23.3 | 25 | 18.9 | 23.3 | 21.1 | 25 | 16.7 | 23.3 | 17.2 | 11.1 | 8.9 | 11.1 | 1.1 | 7.2 | 4.4 | 20 | 16.7 | 19.4 | 3.9 | 14.4 | 12.8 | 23.9 | 22.2 | 25.6 | 20.6 | 12.8 | 10 | 13 | 3 | 14.4 | 11.1 | 8.9 | 2.2 | 15 | 14.4 | 15 | 5.6 | 8.3 | 6.1 | 3.9 | -7.8 | 15.4 | 5.1 | 8.3 | 5.6 | 19.5 | 11.1 | 12.2 | 7.2 | 21.3 | 18.1 | 11.1 | 0 | 10 | 6.7 | 15.6 | 13.3 | 15.6 | 13.3 | 14.4 | 8.9 | 17.8 | 5.1 | 15 | 8.3 | 9.4 | -3.9 | 10.6 | -2.2 | 21.7 | -8.9 | 15 | 2.2 | 14.4 | 1.1 | 21.7 | 15.6 | 8.3 | 5.6 | 13.3 | 11.7 | 11.1 | 4.4 | 18.9 | 16.7 | 12 | 11 | 9.4 | 3.3 | 11.7 | 6.1 | 16.1 | 7.2 | 14.4 | 11.7 | 11 | 6 | 21.1 | 18.9 | 16.1 | 11.1 | 15.6 | 5.2 | 21.1 | 16.1 | 22.8 | 18.3 | 12.6 | 8.9 | 18.1 | 15.7 | 17.2 | -5.6 | 12 | 4 | 24.4 | 21.7 | 19.8 | 11.9 | 9.4 | 3.3 | 12.8 | 6.7 | 13.9 | 12.8 | 14.4 | 3.9 | 6.7 | 2.8 | 13.3 | 5.6 | 18.3 | 15.6 | 11.1 | 3.3 | 4.4 | -1.8
7 | 3 | 6.1 | 0.6 | 20 | 19.4 | 18.9 | 16.7 | 2.8 | -13.3 | 20.6 | 3.9 | 9 | 4 | 10.9 | 8.9 | 16.1 | 14.4 | 11.7 | 7.1 | 10.6 | 7.8 | 11.7 | 6.9 | 11.7 | -3.9 | 11.1 | 7.8 | 24 | 23 | 23.3 | 20.6 | 26.1 | 23.3 | 23.7 | 19 | 23.3 | 21.1 | 24.4 | 16.1 | 23.9 | 17.2 | 10.6 | 8.3 | 12.8 | 3.9 | 6.7 | 4.4 | 18.3 | 16.1 | 16.1 | 6.7 | 14.4 | 12.8 | 23.3 | 22.8 | 25 | 21.1 | 12.8 | 9.4 | 12 | 1 | 11.7 | 9.4 | 8.5 | 2.3 | 15 | 14.4 | 14.4 | 5 | 7.2 | 5 | 3.3 | -7.8 | 14.1 | 5.2 | 8.9 | 5.6 | 18.3 | 10.9 | 11.7 | 7.2 | 20.3 | 17.5 | 10.6 | 0 | 10.6 | 5 | 13.9 | 12.8 | 15.6 | 13.7 | 13.9 | 8.9 | 18.3 | 5.2 | 14.4 | 8.9 | 9.4 | 1.7 | 9.3 | -2 | 20.9 | -7.6 | 15 | 2.2 | 12.8 | 2.2 | 20.9 | 15.9 | 8.9 | 6.1 | 12.8 | 11.7 | 8.9 | 4.4 | 17.8 | 16.1 | 11 | 9 | 9.6 | 3.8 | 10.6 | 6.4 | 16.1 | 9.4 | 12.8 | 11.7 | 11 | 7 | 20.6 | 18.9 | 15.9 | 10.9 | 16.1 | 5.4 | 20.6 | 16.1 | 22.8 | 17.8 | 12.4 | 8.9 | 18 | 15.5 | 16.7 | -5.6 | 10.7 | 5.1 | 25 | 22.2 | 18.5 | 11.1 | 8.3 | 3.3 | 13.3 | 5 | 13.9 | 12.8 | 13.3 | 3.9 | 6.1 | 2.6 | 12.2 | 5.6 | 18.3 | 15.6 | 10 | 2.2 | 3.3 | -1.1
4 | 2 | 6.7 | 1.7 | 21.1 | 19.4 | 19.4 | 16.7 | 0.9 | -11.1 | 20 | 3.3 | 8 | 3 | 10.2 | 8.3 | 16.1 | 14.4 | 11.1 | 6.9 | 10 | 7.8 | 11.7 | 6.6 | 9.4 | -2.8 | 10 | 7.8 | 24 | 23 | 22.8 | 20.6 | 25.6 | 23.9 | 22.4 | 19 | 23.3 | 21.7 | 23.3 | 16.1 | 23.3 | 17.2 | 10.6 | 8.3 | 12.2 | 0 | 7.2 | 4.4 | 17.2 | 15 | 18.3 | 3.9 | 14.4 | 12.8 | 23.3 | 22.8 | 23.9 | 20.6 | 12.2 | 9.4 | 11 | -1 | 11.1 | 8.9 | 8.2 | 2.2 | 13.9 | 13.3 | 13.3 | 7.2 | 6.1 | 3.3 | 5.6 | -7.2 | 12.8 | 5 | 9.4 | 5 | 17.2 | 10.6 | 10.6 | 7.2 | 19.4 | 17.2 | 8.3 | 0 | 8.3 | 6.1 | 13.9 | 12.8 | 15.6 | 13.8 | 13.3 | 8.3 | 18.9 | 5 | 13.3 | 9.4 | 9.4 | 2.8 | 8 | -2.6 | 20.2 | -6.4 | 13.3 | 2.8 | 11.1 | 2.8 | 20.2 | 16.5 | 8.9 | 6.7 | 12.8 | 10 | 7.8 | 4.4 | 17.8 | 16.1 | 12 | 9 | 9.8 | 4.2 | 9.4 | 6.2 | 16.1 | 10 | 13.3 | 11.7 | 9 | 6 | 21.1 | 18.9 | 15.8 | 10.8 | 16.7 | 5.6 | 20.6 | 16.1 | 23.3 | 17.8 | 12.2 | 8.9 | 17.8 | 15 | 14.4 | -5.6 | 9.4 | 5.6 | 25.6 | 22.2 | 17.2 | 10.6 | 7.8 | 3.3 | 12.2 | 3.9 | 13.3 | 12.2 | 12.8 | 3.9 | 5.6 | 2.4 | 11.1 | 6.1 | 18.3 | 15.6 | 7.8 | 2.2 | 3.1 | -0.6
5 | 1 | 7.2 | -0.6 | 20.6 | 18.9 | 18.9 | 16.1 | -0.9 | -10.7 | 19.5 | 3.2 | 8 | 4 | 9.4 | 7.8 | 15.6 | 13.9 | 10.6 | 6.7 | 10 | 7.2 | 11.1 | 6.2 | 7.8 | -2.8 | 10.6 | 6.7 | 24 | 23 | 22.8 | 20.6 | 25.6 | 23.9 | 21.1 | 18.9 | 23.3 | 21.1 | 22.8 | 16.1 | 23.3 | 16.7 | 10 | 7.8 | 11.7 | 0 | 7.8 | 4.4 | 16.7 | 15 | 15.6 | 3.9 | 14.4 | 12.8 | 23.9 | 23.3 | 23.3 | 20.6 | 12.2 | 9.4 | 10 | -2 | 10.4 | 8.2 | 7.8 | 2.2 | 14.4 | 13.9 | 13.9 | 7.2 | 5 | 1.7 | 3.3 | -7.2 | 12.6 | 5.1 | 10 | 5 | 16.5 | 10.8 | 10.6 | 7.8 | 18.5 | 16.9 | 8.9 | -1.1 | 9.4 | 5.6 | 13.9 | 12.8 | 15.6 | 13.9 | 12.8 | 8.3 | 18.7 | 4.9 | 12.8 | 10 | 7.8 | 4.4 | 6.7 | -3.3 | 19.4 | -7.2 | 12.2 | 2.2 | 10.6 | 2.8 | 19.4 | 16.7 | 7.8 | 6.1 | 12.8 | 9.4 | 7.8 | 4.4 | 17.2 | 16.1 | 11 | 10 | 10 | 4.4 | 8.3 | 6.1 | 16.7 | 11.1 | 12.8 | 11.7 | 7 | 6 | 21.1 | 19.4 | 15.6 | 10.6 | 16.5 | 7.2 | 20.6 | 16.1 | 22.2 | 17.8 | 10.5 | 8.1 | 17.4 | 14.9 | 18.3 | 1.7 | 9.2 | 5.6 | 25 | 22.2 | 16.1 | 10.4 | 7.8 | 3.3 | 12.2 | 3.3 | 12.2 | 11.1 | 12.2 | 4.4 | 5 | 2.2 | 10 | 5.6 | 18.3 | 15.6 | 9.4 | -5 | 3 | -0.2
4 | 1 | 6.7 | -0.6 | 20 | 19.4 | 18.9 | 16.1 | -2.8 | -11.7 | 18.9 | 2.8 | 7 | 3 | 9 | 7 | 14.4 | 13.9 | 10 | 6 | 10 | 7.8 | 11.1 | 6.2 | 5.6 | -1.1 | 8.9 | 6.7 | 24 | 23 | 22.8 | 20.6 | 25.6 | 23.9 | 21.1 | 19.2 | 22.8 | 21.1 | 22.8 | 16.1 | 22.8 | 16.7 | 10 | 7.8 | 11.1 | 2.2 | 7.8 | 5 | 16.1 | 13.9 | 14.4 | 2.8 | 14.4 | 13 | 23.3 | 22.8 | 23.3 | 21.1 | 11.7 | 8.9 | 10 | -2 | 9.8 | 7.6 | 7.4 | 2.5 | 14.4 | 12.8 | 12.8 | 11.1 | 3.9 | 1.1 | 3.9 | -6.7 | 12.4 | 4.9 | 8.9 | 5 | 15.7 | 11.1 | 9.4 | 7.8 | 17.6 | 16.6 | 8.3 | -1.7 | 8.3 | 6.1 | 12.2 | 11.7 | 15.4 | 13.8 | 12.2 | 8.9 | 18.5 | 4.7 | 12.8 | 9.4 | 7.8 | 0.6 | 5.4 | -2.8 | 18.7 | -6.8 | 10.6 | 1.7 | 9.4 | 2.8 | 19.2 | 16.5 | 8.9 | 6.1 | 11.1 | 8.3 | 7.2 | 4.4 | 17.2 | 16.1 | 11 | 10 | 9.4 | 4.4 | 7.9 | 5.7 | 16.7 | 12.2 | 13.3 | 11.7 | 7 | 6 | 21.1 | 19.4 | 15 | 10.2 | 16.3 | 8.8 | 20.6 | 16.1 | 22.8 | 17.8 | 8.9 | 7.5 | 17.1 | 14.8 | 17.8 | 2.2 | 9.1 | 5.7 | 21.1 | 18.3 | 15 | 10.4 | 6.7 | 3.3 | 12.2 | 4.4 | 10 | 8.9 | 10.6 | 3.9 | 5 | 2.2 | 7.2 | 5 | 18.3 | 15.6 | 10 | -7.8 | 2.8 | 0
4 | 1 | 7.2 | 0 | 19.4 | 19.4 | 18.9 | 16.7 | -1.9 | -9.9 | 17 | 3.3 | 8 | 3 | 8.7 | 6.3 | 14.4 | 14.4 | 9.5 | 5.3 | 9.4 | 7.8 | 11.1 | 5.9 | 5 | -0.6 | 8.3 | 5.6 | 24 | 23 | 22.8 | 21.1 | 25.6 | 23.9 | 21.1 | 19.8 | 22.8 | 21.1 | 22.2 | 16.1 | 23.3 | 17.2 | 10 | 7.8 | 10 | 2.8 | 7.2 | 4.4 | 15.6 | 12.8 | 12.2 | 3.9 | 14.4 | 13.1 | 23.9 | 22.8 | 23.3 | 21.1 | 11.7 | 8.9 | 10 | -1 | 9.1 | 6.9 | 7.1 | 2.6 | 11.7 | 10 | 13.3 | 9.4 | 2.8 | 0.6 | 3.3 | -6.7 | 12.2 | 5 | 8.9 | 5 | 15 | 11.1 | 9.4 | 7.8 | 16.7 | 16.1 | 7.2 | -0.6 | 8.9 | 5.6 | 11.7 | 11.1 | 15.2 | 13.6 | 11.7 | 8.9 | 18.3 | 4.4 | 13.9 | 10 | 7.8 | -1.1 | 4.1 | -2.6 | 17.9 | -6.6 | 8.9 | 0.6 | 8.3 | 2.8 | 19.1 | 16.4 | 8.3 | 5.6 | 8.9 | 7.8 | 7.8 | 4.4 | 16.7 | 16.1 | 11 | 9 | 8.9 | 4.5 | 7.6 | 5.4 | 16.1 | 12.8 | 12.8 | 11.1 | 6 | 4 | 21.1 | 19.4 | 14.5 | 10 | 16.1 | 10 | 20.6 | 16.1 | 22.2 | 17.8 | 7.2 | 6.7 | 16.7 | 14.4 | 17.2 | 2.2 | 8.9 | 5.6 | 20.6 | 18.3 | 13.9 | 10 | 6.1 | 2.8 | 12.2 | 5.6 | 8.9 | 7.2 | 11.1 | 3.9 | 5 | 2.2 | 8.9 | 5.6 | 18.3 | 15.6 | 10.6 | -8.3 | 1.7 | -0.2
1 | -1 | 6.7 | 1.7 | 18.9 | 18.3 | 18.9 | 15.6 | -0.9 | -9.2 | 15.2 | 3.4 | 8 | 1 | 8.3 | 5.6 | 14.4 | 14.4 | 8.9 | 4.4 | 8.9 | 7.2 | 11.1 | 5.3 | 3.9 | -0.6 | 8.3 | 4.4 | 23 | 22 | 22.8 | 21.1 | 25.6 | 23.9 | 21.1 | 20 | 21.7 | 20.6 | 22.2 | 15.6 | 22.8 | 16.7 | 9.4 | 6.7 | 8.3 | 2.8 | 6.1 | 3.9 | 15 | 11.1 | 7.8 | 4.4 | 14.4 | 13.3 | 23.9 | 22.8 | 23.9 | 21.7 | 11.7 | 8.9 | 11 | 0 | 8.5 | 6.3 | 6.7 | 2.8 | 11.1 | 8.3 | 12.8 | 11.1 | 2.8 | 0.6 | -1.1 | -7.8 | 12 | 5.9 | 7.8 | 4.4 | 14.4 | 10.8 | 8.3 | 7.8 | 17.2 | 16.7 | 7.2 | 0 | 9.4 | 5.6 | 10 | 10 | 15 | 13.3 | 10.6 | 8.3 | 17.4 | 5.7 | 13.9 | 10 | 6.7 | -1.1 | 2.8 | -3.3 | 17.2 | -7.8 | 9.4 | 0 | 7.2 | 2.2 | 18.9 | 16.1 | 7.8 | 5 | 7.8 | 7.2 | 6.7 | 4.4 | 15.6 | 15.6 | 8 | 8 | 8.3 | 4.4 | 7.2 | 5 | 16.7 | 12.8 | 12.8 | 10 | 6 | 4 | 20.6 | 20 | 13.9 | 9.4 | 15.9 | 10.5 | 18.9 | 16.7 | 21.7 | 18.3 | 6.7 | 6 | 16.7 | 14.6 | 16.1 | 2.2 | 8 | 5.7 | 19.4 | 17.2 | 13.3 | 10 | 6.1 | 2.8 | 11.7 | 6.7 | 8.3 | 6.7 | 10 | 4.4 | 5 | 2.2 | 8.3 | 5.6 | 18.3 | 15.6 | 7.2 | -5 | 0.5 | -0.7
1 | 0 | 6.7 | 1.1 | 20 | 19.4 | 17.8 | 15 | 0 | -9.4 | 13.3 | 3.3 | 7 | 1 | 9.1 | 6 | 14.4 | 14.4 | 9.8 | 5.4 | 8.9 | 7.2 | 11.1 | 5.4 | 3.9 | -0.6 | 8.3 | 3.9 | 21 | 20 | 22.2 | 20.6 | 25 | 23.9 | 21.3 | 20.3 | 21.1 | 20.6 | 22.2 | 15.6 | 22.8 | 17.2 | 10 | 6.7 | 7.8 | 2.8 | 5.6 | 3.9 | 13.3 | 10 | 8.3 | 4.4 | 14.6 | 13.3 | 24.4 | 22.8 | 23.9 | 21.7 | 11.1 | 8.3 | 9 | 3 | 7.8 | 5.6 | 8.2 | 4.2 | 10 | 7.8 | 12.8 | 11.7 | 2.8 | 2.8 | -1.1 | -7.2 | 11.9 | 7 | 7.2 | 4.4 | 13.9 | 10.4 | 8.3 | 7.8 | 17.8 | 17.3 | 7.2 | -0.6 | 9.4 | 6.1 | 10.6 | 10 | 15.4 | 13.1 | 11.1 | 7.8 | 16.5 | 6.6 | 13.9 | 11.1 | 6.7 | -0.6 | 5.8 | -1.6 | 18.5 | -6.2 | 10 | -0.6 | 5.6 | 1.7 | 18 | 15.3 | 6.7 | 4.4 | 7.8 | 6.1 | 8.3 | 4.4 | 15 | 13.9 | 8 | 7 | 8.3 | 4.3 | 7.6 | 5.4 | 17.2 | 14.4 | 11.7 | 7.8 | 6 | 4 | 21.1 | 20 | 13.7 | 9.8 | 15.8 | 10.8 | 18.3 | 16.1 | 21.1 | 18.9 | 6.1 | 5.2 | 16.7 | 14.6 | 13.9 | 2.2 | 7 | 5.7 | 20 | 17.2 | 12.8 | 9.7 | 6.7 | 3.3 | 11.7 | 7.2 | 7.8 | 6.7 | 8.3 | 5 | 6.3 | 2.8 | 7.8 | 5 | 18.3 | 15.6 | 7.2 | -5.6 | -0.6 | -1.1
2 | 0 | 7.2 | 0.6 | 20.6 | 20 | 18.9 | 16.1 | 1.7 | -7.7 | 15.3 | 3.8 | 8 | 2 | 9.8 | 6.4 | 14.4 | 14.4 | 10.8 | 6.4 | 10 | 7.8 | 11.7 | 6.2 | 5 | -0.6 | 7.8 | 4.4 | 22 | 21 | 21.1 | 19.4 | 24.4 | 23.3 | 21.5 | 20.5 | 21.7 | 20.6 | 21.7 | 16.1 | 23.3 | 16.7 | 10 | 7.2 | 7.2 | 3.3 | 7.2 | 5 | 12.2 | 10 | 8.3 | 4.4 | 14.8 | 13.4 | 24.4 | 22.8 | 23.9 | 21.7 | 11.7 | 8.3 | 10 | 3 | 7.8 | 5.6 | 9.6 | 5.8 | 10.6 | 8.3 | 11.7 | 10.6 | 3.9 | 3.9 | -1.1 | -6.7 | 11.7 | 7.8 | 6.7 | 3.9 | 13.3 | 10 | 8.9 | 7.8 | 18.3 | 17.8 | 7.2 | -1.1 | 10 | 6.1 | 10 | 10 | 15.7 | 12.7 | 11.7 | 8.9 | 15.6 | 7.2 | 14.4 | 9.4 | 7.2 | -0.6 | 8.7 | -1 | 19.8 | -6 | 11.1 | 0.6 | 7.8 | 2.8 | 17 | 14.3 | 7.8 | 5 | 7.8 | 5 | 7.8 | 4.4 | 15.6 | 14.4 | 8 | 8 | 8.3 | 4.3 | 7.9 | 5.7 | 17.2 | 15 | 10.6 | 6.7 | 7 | 4 | 20.6 | 20 | 13.5 | 9.8 | 15.6 | 11.1 | 17.8 | 16.1 | 22.2 | 18.9 | 5.6 | 4.4 | 16.7 | 14.4 | 16.7 | 2.8 | 6.1 | 5.6 | 20 | 18.3 | 12.2 | 9.4 | 6.7 | 3.3 | 12.2 | 7.8 | 8.3 | 6.7 | 10.6 | 5 | 7.6 | 3.5 | 8.9 | 6.7 | 17.8 | 15.6 | 8.9 | -5.6 | 1.5 | -1.2
6 | 2 | 8.9 | 0 | 22.2 | 20.6 | 20.6 | 16.7 | 3.3 | -6.9 | 17.4 | 4 | 8 | 1 | 10.6 | 6.7 | 14.4 | 14.4 | 11.7 | 7.2 | 11.7 | 8.3 | 12.2 | 7.2 | 9.4 | -0.6 | 7.8 | 3.9 | 25 | 23 | 21.7 | 20 | 25 | 23.9 | 21.7 | 20.6 | 21.7 | 20.6 | 22.2 | 16.1 | 23.3 | 16.7 | 13.3 | 8.9 | 8.3 | 3.3 | 8.9 | 5.6 | 12.8 | 10.6 | 11.1 | 7.8 | 15 | 13.3 | 25.6 | 23.3 | 25 | 21.7 | 12.2 | 8.3 | 10 | 2 | 8.3 | 5 | 11.1 | 7.2 | 13.3 | 7.8 | 11.1 | 8.9 | 7.2 | 4.4 | 2.8 | -5.6 | 15 | 9.2 | 11.1 | 8.3 | 15.7 | 10.7 | 12.2 | 7.2 | 20.3 | 18.4 | 8.3 | -1.7 | 11.7 | 5.6 | 13.3 | 11.7 | 16.1 | 12.2 | 15.6 | 11.1 | 18.2 | 9.1 | 15.6 | 10.6 | 8.9 | 0 | 11.7 | -0.6 | 21.1 | -6.1 | 12.2 | 0.6 | 10 | 2.2 | 16.1 | 13.3 | 8.3 | 5.6 | 7.8 | 5 | 9.4 | 4.4 | 16.7 | 14.4 | 8 | 8 | 8.3 | 4.4 | 8.3 | 6.1 | 18.3 | 15.6 | 10 | 6.7 | 9 | 1 | 21.7 | 20.6 | 13.3 | 10 | 17.6 | 12.3 | 18.3 | 16.7 | 22.2 | 19.4 | 5.6 | 3.9 | 18.4 | 15.3 | 18.9 | 3.3 | 10 | 7.1 | 20 | 18.3 | 15.7 | 11.1 | 9.4 | 5.6 | 12.2 | 8.9 | 7.2 | 5.6 | 12.2 | 6.1 | 8.9 | 3.9 | 12.8 | 7.2 | 16.7 | 15.6 | 10.6 | -2.8 | 3.5 | -2
7 | 2 | 10 | -0.6 | 24.4 | 21.1 | 22.8 | 18.3 | 5 | -7.2 | 19.4 | 3.9 | 9 | 0 | 11.7 | 7.3 | 16.1 | 15 | 13.7 | 7.7 | 13.3 | 8.3 | 13.3 | 7.8 | 11.7 | -0.6 | 8.9 | 3.3 | 27 | 23 | 22.2 | 20 | 25.6 | 23.3 | 23.9 | 20.8 | 24.4 | 21.1 | 22.8 | 17.2 | 25 | 17.2 | 17.2 | 10 | 10 | 3.3 | 11.7 | 4.4 | 16.1 | 12.2 | 13.9 | 8.9 | 16.1 | 14 | 26.7 | 23.3 | 26.7 | 21.7 | 13.3 | 8.3 | 12 | 3 | 8.3 | 5 | 13.7 | 8.2 | 15.6 | 11.7 | 12.2 | 9.4 | 11.7 | 3.9 | 5.6 | -5.6 | 18.4 | 10.5 | 13.9 | 8.3 | 18.2 | 11.1 | 13.9 | 5.6 | 22.4 | 19.2 | 10.6 | -6.1 | 14.4 | 6.7 | 16.7 | 13.9 | 16.8 | 12.4 | 19.4 | 12.2 | 20.7 | 10.8 | 16.7 | 12.2 | 10.6 | 0.6 | 15.4 | 0 | 23.7 | -4.7 | 13.3 | 1.1 | 11.7 | 0.6 | 15.9 | 13 | 11.1 | 7.8 | 8.3 | 4.4 | 13.3 | 6.1 | 18.3 | 16.1 | 9 | 9 | 10 | 4.4 | 10.3 | 7 | 18.3 | 16.1 | 9.4 | 7.8 | 11 | 0 | 22.8 | 20.6 | 15 | 10.8 | 19.7 | 13.7 | 20 | 17.8 | 23.9 | 19.4 | 5.6 | 3.5 | 20 | 15.7 | 20.6 | 3.3 | 13.9 | 8.1 | 19.4 | 17.8 | 19.3 | 12.4 | 12.8 | 3.3 | 12.8 | 8.9 | 6.1 | 5 | 14.4 | 6.7 | 10 | 4.4 | 14.4 | 7.8 | 16.7 | 15 | 12.8 | -4.4 | 5.6 | -3.9
11 | 4 | 10 | 1.1 | 27.2 | 21.1 | 22.2 | 18.3 | 6.5 | -7.3 | 21.3 | 3.5 | 10 | 0 | 12.8 | 7.5 | 20 | 15 | 15.8 | 7.8 | 14.4 | 8.3 | 13.9 | 7.8 | 14.4 | 0 | 9.4 | 3.9 | 28 | 21 | 23.9 | 21.1 | 27.2 | 23.9 | 26.1 | 20.4 | 26.7 | 20.6 | 24.4 | 17.2 | 26.7 | 16.7 | 19.4 | 11.1 | 11.1 | 3.3 | 12.8 | 3.9 | 18.3 | 12.8 | 20.6 | 8.9 | 17.2 | 14.5 | 26.7 | 22.8 | 27.8 | 21.1 | 13.9 | 7.2 | 14 | 3 | 8.9 | 4.4 | 16.3 | 8.6 | 17.2 | 11.1 | 13.9 | 8.9 | 14.4 | 3.9 | 7.2 | -6.7 | 21.7 | 11.1 | 15.6 | 7.2 | 20.6 | 11.1 | 15 | 5 | 24.4 | 19.4 | 12.2 | -5.6 | 16.1 | 7.2 | 20 | 13.9 | 17.6 | 12.3 | 21.7 | 12.2 | 23.3 | 12.2 | 19.4 | 13.3 | 14.4 | 0 | 19.1 | -0.7 | 26.3 | -3.8 | 14.4 | 1.7 | 14.4 | -1.1 | 15.8 | 12.8 | 13.3 | 7.2 | 10.6 | 5 | 16.1 | 6.1 | 21.1 | 15.6 | 10 | 9 | 11.6 | 3.9 | 12.4 | 7.7 | 19.4 | 16.7 | 8.9 | 6.1 | 12 | 1 | 25 | 20.6 | 16.6 | 11.6 | 21.7 | 14.4 | 21.1 | 15.6 | 27.2 | 20.6 | 5.6 | 2.8 | 21.7 | 16.1 | 22.2 | 3.3 | 17.8 | 8.3 | 19.4 | 16.7 | 22.8 | 13.3 | 15 | 3.3 | 13.9 | 10 | 6.7 | 5 | 16.7 | 7.2 | 11.1 | 4.6 | 15 | 7.2 | 16.7 | 16.1 | 15.6 | -3.3 | 6.1 | -3.4
12 | 1 | 11.7 | 0.6 | 28.9 | 21.1 | 23.9 | 19.4 | 7.9 | -9.3 | 23.1 | 3.1 | 10 | 0 | 13.9 | 7.8 | 20 | 15.6 | 17.8 | 7.8 | 16.7 | 8.3 | 14.4 | 7.8 | 17.8 | 0.6 | 10 | 3.9 | 29 | 22 | 24.4 | 20.6 | 28.3 | 22.8 | 28.3 | 20 | 27.8 | 20 | 25.6 | 16.1 | 27.8 | 17.8 | 20.6 | 8.9 | 12.2 | 2.8 | 14.4 | 3.3 | 20.6 | 12.2 | 21.7 | 7.2 | 18.3 | 15 | 27.2 | 22.8 | 28.9 | 21.1 | 14.4 | 6.7 | 18 | 6 | 10 | 3.3 | 18.9 | 8.9 | 16.7 | 10.6 | 15.6 | 9.4 | 17.2 | 5 | 8.9 | -6.7 | 23 | 10.5 | 16.7 | 6.1 | 22.3 | 11.7 | 16.1 | 4.4 | 25.9 | 19.3 | 12.8 | -5.6 | 17.8 | 7.2 | 22.2 | 12.2 | 18.3 | 12.2 | 23.3 | 12.8 | 25.3 | 12.6 | 21.1 | 14.4 | 17.2 | -0.6 | 22.8 | -2.8 | 28.9 | -4.4 | 17.2 | 2.2 | 16.1 | -2.8 | 15.6 | 12.2 | 16.1 | 7.8 | 10.6 | 3.9 | 17.8 | 6.7 | 20.6 | 16.1 | 13 | 12 | 13.3 | 3.3 | 14.4 | 8.3 | 21.7 | 16.7 | 9.4 | 5 | 14 | 0 | 27.2 | 19.4 | 18.3 | 12.2 | 23.2 | 14.8 | 21.7 | 15 | 29.4 | 20.6 | 7.1 | 3 | 23 | 15.9 | 23.9 | 3.3 | 18.9 | 7.1 | 19.4 | 16.1 | 23.7 | 12.7 | 15.6 | 3.3 | 15.6 | 10.6 | 6.7 | 5 | 18.9 | 6.7 | 12.2 | 5 | 17.2 | 5.6 | 19.4 | 16.7 | 17.2 | -2.8 | 6.7 | -3.1
13 | 1 | 13.3 | 1.1 | 29.4 | 20 | 26.1 | 20 | 9.4 | -12.8 | 25 | 1.7 | 12 | 1 | 15.2 | 7.5 | 19.4 | 15 | 19.3 | 8.1 | 16.1 | 7.8 | 16.7 | 7.8 | 20 | 1.7 | 8.3 | 5 | 29 | 23 | 23.9 | 19.4 | 28.9 | 22.2 | 30 | 19.1 | 28.9 | 17.8 | 27.8 | 16.7 | 27.8 | 16.7 | 21.7 | 8.3 | 13.9 | 3.3 | 15 | 3.3 | 21.7 | 11.7 | 23.9 | 7.2 | 19.6 | 15.1 | 28.3 | 22.8 | 29.4 | 20.6 | 14.4 | 7.2 | 23 | 10 | 11.1 | 3.3 | 18.5 | 10.1 | 16.7 | 8.9 | 16.7 | 8.9 | 20 | 5 | 10 | -6.1 | 24.3 | 9.1 | 17.2 | 5.6 | 23.9 | 12.3 | 17.2 | 2.8 | 27.4 | 19 | 14.4 | -4.4 | 19.4 | 7.2 | 23.9 | 12.8 | 18.7 | 12.9 | 24.4 | 11.7 | 27.4 | 13 | 22.8 | 13.9 | 18.9 | -1.1 | 23.5 | -2.6 | 30.2 | -4.2 | 18.3 | 1.7 | 18.3 | -3.9 | 15.4 | 11.8 | 17.8 | 8.9 | 11.7 | 5.6 | 19.4 | 7.2 | 21.7 | 15.6 | 11 | 10 | 14.6 | 3.1 | 15.9 | 7.9 | 24.4 | 18.3 | 10 | 6.1 | 16 | -1 | 28.9 | 20 | 19.8 | 12.8 | 24.6 | 14.7 | 22.8 | 16.1 | 30.6 | 18.3 | 8.5 | 2.9 | 24.3 | 15 | 25.6 | 2.8 | 20 | 5.7 | 21.7 | 15.6 | 24.7 | 11.7 | 15 | 3.9 | 16.7 | 11.7 | 7.2 | 6.1 | 20.6 | 6.7 | 13.1 | 5 | 18.3 | 5.6 | 19.4 | 16.1 | 18.3 | -2.8 | 7.2 | -3.9
13 | 0 | 13.9 | 0.6 | 30.6 | 20 | 26.7 | 20.6 | 10.9 | -11.1 | 26.3 | 1.6 | 12 | 2 | 16.5 | 7.2 | 19.4 | 14.4 | 20.7 | 8.4 | 16.1 | 7.2 | 17.2 | 8.9 | 20.6 | 1.7 | 8.3 | 4.4 | 29 | 24 | 23.3 | 18.9 | 29.4 | 23.3 | 31.6 | 17.5 | 29.4 | 19.4 | 28.9 | 16.1 | 28.3 | 16.1 | 22.8 | 9.4 | 15 | 3.3 | 13.9 | 4.4 | 22.8 | 12.2 | 25 | 8.9 | 20.9 | 15.3 | 28.3 | 22.8 | 30 | 20.6 | 14.4 | 8.3 | 24 | 11 | 12.8 | 2.8 | 18.2 | 11.3 | 17.2 | 7.8 | 17.8 | 7.8 | 22.2 | 5.6 | 10.6 | -5.6 | 25.6 | 7.8 | 18.3 | 6.1 | 25.6 | 12.2 | 17.8 | 2.8 | 28.9 | 18.3 | 15.6 | -3.9 | 20.6 | 7.8 | 25 | 10.6 | 19 | 13.2 | 26.1 | 12.8 | 29.4 | 12.8 | 23.9 | 12.2 | 20 | -2.2 | 24.3 | -3.5 | 31.5 | -6 | 20 | 2.8 | 20.6 | -1.7 | 15.2 | 11.2 | 18.3 | 8.9 | 11.7 | 5.6 | 20 | 8.3 | 22.2 | 15.6 | 11 | 11 | 15.9 | 2.3 | 17.4 | 7.2 | 24.4 | 18.3 | 10.6 | 5 | 17 | -1 | 30.6 | 20 | 21.3 | 13.5 | 26.1 | 14.4 | 22.8 | 16.1 | 31.1 | 18.9 | 10 | 2.8 | 25.6 | 13.9 | 26.7 | 2.2 | 21.1 | 3.3 | 23.9 | 15.6 | 25.6 | 10.6 | 16.7 | 3.3 | 17.8 | 12.2 | 9.4 | 7.8 | 21.1 | 5.6 | 14.1 | 5 | 18.3 | 7.2 | 22.2 | 16.7 | 17.2 | -3.3 | 8.1 | -3.9
14 | -1 | 14.4 | 0 | 31.1 | 20.6 | 27.2 | 20 | 12.4 | -11.3 | 27.6 | 0.4 | 11 | 1 | 17.8 | 6.1 | 20.6 | 14.4 | 22.2 | 8.3 | 17.2 | 6.7 | 17.8 | 8.3 | 20 | 2.2 | 11.1 | 6.1 | 29 | 23 | 23.9 | 18.9 | 29.4 | 23.3 | 33.3 | 16.1 | 30 | 19.4 | 29.4 | 16.1 | 28.9 | 16.1 | 23.3 | 9.4 | 16.7 | 2.8 | 14.4 | 5.6 | 23.9 | 12.2 | 25 | 10 | 22.2 | 15 | 28.3 | 22.8 | 30.6 | 20 | 14.4 | 7.8 | 28 | 13 | 12.8 | 1.7 | 17.8 | 12.2 | 16.7 | 7.2 | 19.4 | 7.8 | 24.4 | 6.1 | 12.2 | -5 | 26.1 | 7.7 | 18.9 | 5.6 | 26.7 | 12 | 18.9 | 3.9 | 29.3 | 18.1 | 16.1 | -1.7 | 22.2 | 8.3 | 26.1 | 10.6 | 19.4 | 13.9 | 26.1 | 12.2 | 30 | 12.5 | 25.6 | 12.2 | 21.1 | -3.3 | 25 | -4.4 | 32.8 | -7.2 | 20.6 | 3.3 | 21.7 | 0 | 15 | 10.6 | 20 | 9.4 | 12.2 | 4.4 | 20.6 | 9.4 | 24.4 | 16.1 | 12 | 12 | 17.2 | 1.7 | 18.9 | 6.1 | 25 | 18.3 | 11.1 | 3.9 | 18 | -3 | 30.6 | 19.4 | 22.8 | 13.9 | 26.8 | 13.9 | 22.2 | 16.1 | 31.7 | 19.4 | 10.9 | 2.5 | 26 | 13.2 | 28.3 | 2.2 | 22 | 4.1 | 25.6 | 15.6 | 26.5 | 11.1 | 15.6 | 1.1 | 18.9 | 13.3 | 10 | 7.8 | 22.2 | 3.3 | 15 | 5 | 19.4 | 1.7 | 23.3 | 14.4 | 16.1 | -1.7 | 9.1 | -4.3
16 | -1 | 15 | -0.6 | 31.1 | 19.4 | 27.2 | 18.3 | 13.9 | -12.2 | 28.9 | -0.6 | 12 | 1 | 18.7 | 5.9 | 20 | 14.4 | 22.9 | 7.1 | 16.7 | 6.1 | 17.2 | 8.3 | 18.3 | 2.8 | 12.2 | 6.1 | 30 | 23 | 25.6 | 20.6 | 29.4 | 22.8 | 33.5 | 16 | 30 | 18.9 | 30.6 | 16.1 | 29.4 | 16.7 | 24.4 | 10 | 17.2 | 1.7 | 15 | 5 | 25 | 11.7 | 25 | 8.9 | 20 | 15 | 28.9 | 22.8 | 30.6 | 19.4 | 13.9 | 7.8 | 29 | 12 | 12.8 | 1.7 | 17.8 | 12.5 | 16.1 | 7.2 | 20 | 4.4 | 25 | 7.2 | 13.3 | -5.6 | 26.7 | 7.2 | 20 | 7.8 | 27.8 | 11.4 | 20 | 3.9 | 29.6 | 17.5 | 18.9 | -1.1 | 22.2 | 6.7 | 27.2 | 11.1 | 19.6 | 14.2 | 26.7 | 12.8 | 30.5 | 11.5 | 26.1 | 12.2 | 21.7 | -3.9 | 24.8 | -4 | 33.2 | -6.4 | 20.6 | 1.7 | 22.8 | 1.7 | 14.8 | 10.4 | 21.1 | 10.6 | 12.8 | 4.4 | 21.7 | 9.4 | 23.9 | 15 | 13 | 12 | 17.8 | 1.3 | 19.8 | 6.6 | 26.1 | 17.2 | 11.7 | 4.4 | 18 | -2 | 30.6 | 18.3 | 23.2 | 13.7 | 27.6 | 13.6 | 21.7 | 15.6 | 32.2 | 18.9 | 11.9 | 2.4 | 26.3 | 11.7 | 30 | -10.6 | 23 | 5 | 26.7 | 15 | 27.4 | 11.5 | 15.6 | 2.8 | 19.4 | 13.3 | 11.1 | 7.2 | 22.8 | 2.8 | 15.4 | 4.5 | 17.2 | 1.1 | 23.9 | 12.8 | 15.6 | 0 | 10 | -6.1
16 | -4 | 14.4 | 0 | 31.1 | 17.8 | 28.3 | 17.8 | 14.1 | -11.6 | 29.3 | 0 | 13 | 3 | 19.7 | 5 | 20 | 14.4 | 23.7 | 6.1 | 16.1 | 6.1 | 17.2 | 8.3 | 17.2 | 2.8 | 12.8 | 5.6 | 29 | 24 | 26.1 | 20 | 29.4 | 23.9 | 33.7 | 16.1 | 30.6 | 18.9 | 30.6 | 14.4 | 27.8 | 16.7 | 23.9 | 10.6 | 16.7 | 0 | 14.4 | 3.9 | 25.6 | 11.1 | 25.6 | 8.3 | 17.8 | 14.5 | 24.4 | 22.8 | 28.9 | 20.6 | 13.3 | 7.8 | 28 | 12 | 12.2 | 0 | 17.8 | 12.7 | 16.1 | 7.8 | 21.1 | 4.4 | 25 | 7.2 | 14.4 | -4.4 | 27.2 | 7.2 | 20 | 7.2 | 28.9 | 10.6 | 20 | 5 | 30 | 17.2 | 19.4 | -2.8 | 22.2 | 7.8 | 27.2 | 12.2 | 19.8 | 14.6 | 26.7 | 12.8 | 31.1 | 11.1 | 25.6 | 10.6 | 22.8 | -5 | 24.6 | -5 | 33.5 | -8 | 20.6 | -0.6 | 23.3 | 2.8 | 14.6 | 10.3 | 21.1 | 10 | 12.2 | 3.9 | 22.2 | 10 | 24.4 | 14.4 | 12 | 12 | 18.3 | 0.9 | 20.8 | 6.7 | 26.1 | 17.2 | 12.2 | 3.9 | 18 | -2 | 30.6 | 18.9 | 23.5 | 13.7 | 28.3 | 12.8 | 21.7 | 15.6 | 31.7 | 18.9 | 12.8 | 1.7 | 26.7 | 10.6 | 29.4 | -5.6 | 23.9 | 5.6 | 27.2 | 15 | 28.3 | 11.7 | 15 | 2.8 | 20 | 13.9 | 11.1 | 5.6 | 23.3 | 2.8 | 15.7 | 3.5 | 17.8 | 3.9 | 25.6 | 12.2 | 11.1 | 0 | 9.4 | -4.3
17 | -3 | 14.4 | 0.6 | 30.6 | 15.6 | 27.8 | 12.8 | 14.2 | -12.4 | 29.6 | 0.2 | 13 | 2 | 20.6 | 3.9 | 19.4 | 13.9 | 24.4 | 4.4 | 15 | 6.7 | 15.6 | 8.3 | 18.3 | 2.8 | 14.4 | 5.6 | 28 | 24 | 25 | 20 | 28.3 | 23.3 | 33.9 | 16.7 | 30.6 | 19.4 | 30.6 | 15.6 | 27.8 | 17.2 | 24.4 | 10.6 | 17.8 | 0.6 | 14.4 | 3.3 | 25.6 | 11.1 | 25 | 8.3 | 15.6 | 13.9 | 27.2 | 23.9 | 29.4 | 19.4 | 12.8 | 7.8 | 27 | 12 | 12.2 | 1.1 | 17.8 | 12.8 | 15 | 6.7 | 21.7 | 7.2 | 25 | 7.8 | 15 | -4.4 | 26.3 | 7.4 | 20 | 5.6 | 28.2 | 9.5 | 20.6 | 4.4 | 29.3 | 17.2 | 19.4 | -5.6 | 21.1 | 7.8 | 28.3 | 11.7 | 20 | 15 | 27.2 | 12.8 | 31.3 | 10.7 | 25.6 | 10 | 22.8 | -5.6 | 24.4 | -5.6 | 33.9 | -8.3 | 21.1 | 1.7 | 23.3 | 4.4 | 14.4 | 10 | 21.1 | 10 | 13.3 | 3.9 | 22.8 | 9.4 | 25 | 14.4 | 12 | 11 | 18.9 | 0.6 | 21.7 | 7.2 | 25.6 | 17.2 | 12.2 | 3.9 | 18 | -2 | 30 | 20.6 | 23.9 | 13.3 | 27.6 | 12.8 | 22.2 | 15.6 | 31.1 | 18.3 | 12.8 | 1.5 | 25.9 | 12.4 | 28.9 | -8.3 | 23.9 | 5.3 | 27.8 | 15 | 28.3 | 11 | 18.3 | 3.3 | 20 | 14.4 | 10 | 3.3 | 23.3 | 1.7 | 16.1 | 2.8 | 18.3 | 0 | 25 | 11.1 | 13.3 | 0 | 8.9 | -3.5
18 | -2 | 13.9 | 0 | 28.9 | 17.2 | 27.2 | 10.6 | 14.4 | -15 | 30 | 0.6 | 13 | 1 | 19.7 | 4.6 | 20.6 | 13.9 | 22.7 | 5.6 | 13.9 | 4.4 | 15 | 8.7 | 18.3 | 2.2 | 13.9 | 5 | 27 | 23 | 25 | 20 | 27.8 | 23.9 | 32 | 18.2 | 30.6 | 20 | 30.6 | 16.1 | 26.7 | 16.1 | 23.3 | 11.1 | 17.2 | 0 | 13.9 | 2.2 | 25.6 | 11.1 | 24.4 | 8.9 | 15.8 | 14.2 | 27.8 | 23.3 | 27.8 | 21.1 | 12.2 | 8.3 | 25 | 12 | 11.1 | 0 | 18.9 | 14.2 | 15 | 7.2 | 20.6 | 7.2 | 22.8 | 7.8 | 15 | -5 | 25.3 | 7 | 20.6 | 7.2 | 27.4 | 7.8 | 20.6 | 4.4 | 28.5 | 16.8 | 19.4 | -6.1 | 20.6 | 8.3 | 27.8 | 13.3 | 19.1 | 15.2 | 27.2 | 12.8 | 31.5 | 10.8 | 24.4 | 11.1 | 22.2 | -5.6 | 21.5 | -3.4 | 32.8 | -6.7 | 20.6 | -0.6 | 22.8 | 6.7 | 14 | 10.3 | 21.1 | 9.4 | 12.2 | 3.9 | 22.2 | 9.4 | 24.4 | 15 | 12 | 10 | 17.6 | 1.6 | 20.8 | 7.5 | 25.6 | 17.2 | 12.8 | 3.9 | 19 | -2 | 27.8 | 19.4 | 23.2 | 14.5 | 26.8 | 12.9 | 22.2 | 16.1 | 30 | 18.9 | 12.8 | 0.8 | 25.2 | 13.8 | 28.3 | -8.9 | 23.9 | 4.8 | 27.8 | 13.9 | 28.3 | 10.5 | 17.2 | 3.3 | 19.4 | 15 | 9.4 | 2.8 | 22.8 | 1.1 | 15.4 | 3.5 | 18.9 | 0 | 23.9 | 10.6 | 12.8 | 0 | 8.3 | -3.3
17 | -2 | 12.8 | -0.6 | 27.8 | 18.3 | 25 | 11.1 | 11.6 | -11.3 | 28.3 | 0.1 | 12 | 1 | 18.7 | 4.5 | 18.3 | 14.4 | 21.1 | 6.6 | 13.3 | 4.4 | 13.9 | 8.6 | 19.4 | 3.9 | 13.3 | 4.4 | 26 | 23 | 24.4 | 20 | 27.8 | 23.9 | 30.2 | 19.6 | 29.4 | 18.9 | 30.6 | 16.1 | 25.6 | 15.6 | 22.2 | 11.1 | 17.2 | 0 | 12.8 | 1.1 | 25 | 10.6 | 22.8 | 9.4 | 15.9 | 14.3 | 27.2 | 23.3 | 27.8 | 21.1 | 11.7 | 7.8 | 22 | 11 | 10.6 | -0.6 | 20 | 15.5 | 15 | 6.7 | 21.1 | 8.9 | 22.8 | 8.3 | 15 | -4.4 | 24.4 | 7.2 | 19.4 | 6.7 | 26.7 | 6.7 | 20 | 5 | 27.8 | 16.7 | 18.9 | -5.6 | 19.4 | 8.3 | 24.4 | 15.6 | 18.1 | 15 | 25.6 | 12.8 | 31.7 | 10.6 | 23.3 | 11.1 | 21.7 | -5 | 18.5 | -3.2 | 31.7 | -7.4 | 18.9 | 0 | 22.8 | 7.2 | 13.7 | 10.3 | 20 | 7.8 | 11.7 | 3.3 | 22.2 | 9.4 | 24.4 | 14.4 | 13 | 11 | 16.3 | 2.3 | 19.8 | 7.2 | 24.4 | 16.7 | 12.2 | 4.4 | 18 | -2 | 26.7 | 18.9 | 22.4 | 15.5 | 26.1 | 12.8 | 22.2 | 15 | 25 | 20 | 12.8 | 0.6 | 24.4 | 15 | 28.3 | -7.8 | 23.9 | 4.4 | 26.7 | 13.9 | 28.3 | 9.4 | 11.1 | 6.1 | 18.9 | 14.4 | 9.4 | 2.8 | 22.2 | 2.8 | 14.6 | 4 | 17.8 | 0 | 23.9 | 10 | 11.1 | 0 | 7.2 | -2.5
16 | -1 | 12.8 | -1.7 | 25.6 | 17.2 | 22.2 | 11.1 | 8.9 | -10.4 | 26.7 | -1 | 12 | 1 | 17.8 | 4.4 | 15 | 13.9 | 19.4 | 7.2 | 12.8 | 4.4 | 12.2 | 7.5 | 14.4 | 5 | 14.4 | 2.2 | 25 | 22 | 23.9 | 19.4 | 27.2 | 23.9 | 28.3 | 20.6 | 27.8 | 19.4 | 29.4 | 16.7 | 23.9 | 16.1 | 21.1 | 11.7 | 16.1 | 0 | 11.1 | -0.6 | 23.9 | 10 | 20.6 | 7.8 | 16.1 | 14.4 | 25 | 23.3 | 25 | 20 | 11.1 | 7.8 | 21 | 9 | 9.4 | 0 | 21.1 | 16.7 | 13.9 | 6.1 | 19.4 | 8.9 | 21.7 | 8.3 | 13.9 | -5 | 22.9 | 7.5 | 17.2 | 6.1 | 25.4 | 8 | 18.3 | 5.6 | 25.6 | 17.5 | 17.2 | -5 | 17.8 | 8.3 | 22.8 | 15.6 | 17.2 | 15 | 21.7 | 13.9 | 29.1 | 9.8 | 22.2 | 11.1 | 20 | -5.6 | 15.6 | -3.3 | 30.6 | -7.8 | 17.2 | 0.6 | 21.7 | 8.3 | 13.3 | 10.6 | 17.8 | 7.8 | 10.6 | 3.3 | 21.1 | 10 | 23.3 | 15 | 13 | 9 | 15 | 2.8 | 18.9 | 7.2 | 22.8 | 17.2 | 12.2 | 4.4 | 17 | -1 | 25 | 18.3 | 21.7 | 16.1 | 25 | 12.9 | 21.1 | 14.4 | 24.4 | 20 | 11.1 | 0.2 | 22.6 | 15.5 | 27.2 | -8.9 | 21.1 | 5.9 | 23.3 | 15.6 | 26.5 | 11.8 | 10.6 | 7.2 | 18.3 | 14.4 | 8.9 | 2.2 | 20 | 2.8 | 13.9 | 4.4 | 16.1 | 1.7 | 23.3 | 9.4 | 8.3 | 5.6 | 6.1 | -2.4
14 | -1 | 12.2 | -1.1 | 24.4 | 17.2 | 20 | 8.9 | 6.1 | -11.7 | 25 | -1.7 | 10 | 1 | 17.1 | 5.4 | 15 | 13.9 | 17.6 | 7.1 | 11.7 | 5 | 10.6 | 7.8 | 11.7 | 3.9 | 12.8 | 2.8 | 25 | 23 | 22.8 | 19.4 | 26.7 | 23.9 | 26.8 | 21.3 | 25.6 | 19.4 | 28.9 | 16.7 | 23.9 | 16.7 | 20.6 | 11.1 | 13.3 | 0.6 | 8.9 | 1.1 | 21.7 | 10 | 16.1 | 8.3 | 15.5 | 14.1 | 23.9 | 21.7 | 23.3 | 20 | 11.1 | 8.9 | 18 | 11 | 7.2 | 0.6 | 19.3 | 16.4 | 13.3 | 6.1 | 16.7 | 5.6 | 20.6 | 8.3 | 10.6 | -6.1 | 21.5 | 7.7 | 15.6 | 6.1 | 24.1 | 9.3 | 16.7 | 6.1 | 23.3 | 17.8 | 16.1 | -6.1 | 16.7 | 8.3 | 21.7 | 15 | 17.6 | 15.6 | 18.9 | 13.3 | 26.5 | 9.4 | 21.1 | 12.2 | 17.8 | -5 | 14.1 | -3.2 | 29.5 | -5.9 | 15.6 | 1.1 | 20 | 9.4 | 13.3 | 10.5 | 15 | 7.2 | 8.9 | 3.3 | 20.6 | 9.4 | 22.8 | 16.1 | 13 | 8 | 13.3 | 3.1 | 17.4 | 8.6 | 21.7 | 17.2 | 11.7 | 4.4 | 16 | 0 | 24.4 | 18.9 | 20.9 | 16.1 | 23.9 | 12.9 | 20 | 15 | 22.2 | 18.3 | 9.5 | 0.1 | 20.7 | 15.7 | 22.8 | -3.9 | 18.4 | 6.9 | 21.1 | 15.6 | 24.6 | 12.9 | 10.6 | 7.2 | 17.8 | 15 | 8.3 | 2.8 | 16.1 | 5 | 13.2 | 4.9 | 12.8 | 5 | 22.2 | 9.4 | 8.9 | 5 | 5 | -2.8
13 | -1 | 11.1 | -1.1 | 23.9 | 17.2 | 18.3 | 8.3 | 3.5 | -9.7 | 23.5 | -1.9 | 8 | 2 | 16.3 | 5.9 | 15 | 13.9 | 15.7 | 6.7 | 11.7 | 5 | 10 | 7.9 | 12.2 | 3.9 | 12.2 | 2.8 | 25 | 23 | 22.2 | 19.4 | 26.7 | 23.9 | 25.4 | 21.9 | 25 | 20 | 27.8 | 17.2 | 23.3 | 16.1 | 19.4 | 10.6 | 11.1 | 2.8 | 8.9 | 0.6 | 17.8 | 10.6 | 15 | 8.9 | 15 | 13.7 | 23.9 | 22.2 | 24.4 | 18.3 | 10.6 | 8.9 | 16 | 12 | 6.1 | -0.6 | 17.4 | 15.8 | 12.2 | 6.7 | 13.9 | 6.7 | 18.9 | 7.8 | 6.1 | -5 | 20 | 7.8 | 12.8 | 6.1 | 22.8 | 10 | 14.4 | 6.7 | 21.1 | 17.8 | 15.6 | -3.9 | 16.1 | 8.9 | 18.3 | 15 | 17.9 | 16.1 | 20 | 12.8 | 23.9 | 8.3 | 20 | 12.8 | 16.7 | -6.7 | 12.6 | -3.2 | 28.3 | -4.4 | 15 | 1.1 | 18.3 | 10.6 | 13.3 | 10.5 | 15 | 7.8 | 8.9 | 3.9 | 18.3 | 8.9 | 21.7 | 16.1 | 13 | 7 | 11.7 | 3 | 15.9 | 9.4 | 21.7 | 17.2 | 10.6 | 2.8 | 14 | 1 | 21.7 | 20.6 | 20.2 | 16.3 | 22.8 | 12.8 | 18.9 | 12.8 | 22.8 | 18.3 | 7.8 | -0.6 | 18.9 | 15.6 | 20.6 | 3.3 | 15.6 | 6.7 | 20 | 15.6 | 22.8 | 13.9 | 9.4 | 8.3 | 17.8 | 15 | 7.8 | 3.3 | 17.2 | 4.4 | 12.4 | 5.3 | 11.7 | 4.4 | 18.9 | 10 | 8.3 | 4.4 | 4.4 | -2.8
12 | 0 | 10.6 | -0.6 | 23.9 | 18.3 | 16.7 | 8.9 | 0.9 | -9.7 | 22.1 | -2.3 | 8 | 2 | 15.6 | 6.1 | 15 | 13.9 | 13.9 | 6.1 | 11.7 | 4.4 | 10 | 7.9 | 12.2 | 3.3 | 12.2 | 3.9 | 25 | 23 | 22.2 | 20 | 26.7 | 23.9 | 23.9 | 22.2 | 23.9 | 20 | 26.7 | 17.8 | 23.3 | 16.7 | 19.4 | 10.6 | 8.9 | 2.8 | 8.9 | 0.6 | 15.6 | 10 | 13.9 | 8.3 | 14.4 | 13.3 | 23.3 | 22.2 | 23.9 | 18.9 | 10.6 | 8.3 | 13 | 11 | 4.4 | -0.6 | 15.6 | 15 | 12.2 | 6.7 | 10 | 5.6 | 18.9 | 10 | 5.6 | -5.6 | 19.3 | 8.4 | 12.8 | 5.6 | 21.1 | 11.2 | 12.8 | 6.7 | 20.4 | 17.4 | 15 | -2.2 | 15 | 8.3 | 17.2 | 15 | 18.3 | 16.7 | 18.3 | 13.3 | 21.9 | 8.5 | 20 | 12.8 | 12.8 | -6.1 | 11.1 | -4.4 | 27.2 | -5 | 11.7 | 2.8 | 17.2 | 10.6 | 13.3 | 10.6 | 12.8 | 8.3 | 7.2 | 3.9 | 16.7 | 8.3 | 21.1 | 16.7 | 13 | 6 | 10 | 2.8 | 14.4 | 10 | 21.7 | 17.2 | 8.9 | 2.8 | 14 | 1 | 21.7 | 20.6 | 19.4 | 16.1 | 22.1 | 12.7 | 17.2 | 12.2 | 22.2 | 18.3 | 6.3 | -0.4 | 18.7 | 15.4 | 19.4 | 3.3 | 15.2 | 7.3 | 19.4 | 14.4 | 22.1 | 14.3 | 10 | 7.8 | 17.8 | 15.6 | 7.2 | 3.3 | 16.7 | 2.8 | 11.7 | 5.6 | 11.1 | 4.4 | 17.2 | 11.1 | 7.8 | 5 | 3.9 | -3.4
12 | 1 | 10 | -0.6 | 20.6 | 18.3 | 15 | 8.9 | -1.7 | -11.1 | 20.6 | -3.3 | 9 | 3 | 14.3 | 6.7 | 14.4 | 13.9 | 12.8 | 6.6 | 11.1 | 4.4 | 10 | 8.1 | 11.7 | 6.1 | 12.2 | 2.8 | 25 | 23 | 21.1 | 18.9 | 26.7 | 23.9 | 23.2 | 21.8 | 23.9 | 20 | 25.6 | 17.2 | 24.4 | 15.6 | 18.9 | 11.1 | 7.8 | 2.2 | 10 | 0.6 | 13.9 | 8.9 | 14.4 | 7.8 | 14.4 | 13.3 | 22.8 | 22.2 | 23.3 | 19.4 | 10 | 8.3 | 11 | 9 | 3.9 | -1.1 | 16.5 | 16 | 11.1 | 5.6 | 11.1 | 8.3 | 17.8 | 10 | 5 | -6.7 | 18.5 | 8.5 | 11.7 | 5.6 | 19.5 | 11.8 | 12.8 | 7.2 | 19.6 | 17 | 13.3 | -1.1 | 14.4 | 7.8 | 17.2 | 15 | 18.1 | 16.5 | 18.3 | 13.3 | 19.8 | 8.2 | 18.9 | 13.3 | 12.2 | -6.1 | 9.8 | -4.4 | 25.7 | -4.2 | 8.9 | 2.2 | 16.1 | 11.1 | 13.1 | 10.3 | 11.1 | 8.3 | 7.2 | 4.4 | 15 | 8.3 | 20.6 | 16.7 | 12 | 7 | 8.9 | 2.7 | 13.7 | 9.8 | 21.1 | 17.8 | 7.8 | 2.8 | 13 | 0 | 21.1 | 20 | 19.2 | 16.1 | 21.3 | 12.5 | 16.7 | 11.7 | 21.7 | 18.3 | 4.8 | -0.7 | 18.5 | 15.2 | 18.9 | 3.9 | 14.8 | 7.6 | 18.3 | 13.3 | 21.3 | 14.2 | 9.4 | 7.2 | 17.8 | 15.6 | 6.1 | 2.8 | 15 | 2.8 | 10.8 | 5.6 | 10 | 4.4 | 16.1 | 11.1 | 7.2 | 4.4 | 3.3 | -4.4
10 | 2 | 9.4 | -0.6 | 19.4 | 18.9 | 13.9 | 9.4 | -2.4 | -10.4 | 19.3 | -2.6 | 8 | 3 | 13 | 6.8 | 14.4 | 13.9 | 11.7 | 6.6 | 10.6 | 4.4 | 10 | 8.1 | 11.7 | 6.1 | 12.2 | 2.8 | 25 | 23 | 22.8 | 20 | 26.7 | 23.3 | 22.4 | 21.2 | 22.8 | 20 | 25 | 17.8 | 24.4 | 15.6 | 18.9 | 10.6 | 6.7 | 2.8 | 10.6 | 1.1 | 12.2 | 7.8 | 13.3 | 7.8 | 14.4 | 13.3 | 22.8 | 22.2 | 22.8 | 20 | 10 | 8.3 | 11 | 8 | 3.4 | -0.9 | 17.4 | 16.9 | 9.4 | 5 | 9.4 | 7.8 | 15 | 7.8 | 5 | -6.1 | 17.8 | 8.9 | 11.1 | 5 | 17.8 | 12.2 | 11.1 | 7.2 | 18.9 | 16.7 | 13.3 | -2.8 | 13.3 | 7.8 | 15.6 | 15 | 18 | 16.4 | 17.8 | 12.8 | 17.8 | 7.8 | 18.3 | 13.9 | 12.8 | -6.1 | 8.5 | -5.1 | 24.3 | -4.3 | 7.8 | 0.6 | 15 | 11.1 | 13 | 10.2 | 12.2 | 7.2 | 6.1 | 3.3 | 15 | 8.3 | 19.4 | 16.7 | 11 | 9 | 7.8 | 2.5 | 12.9 | 9.6 | 20.6 | 17.8 | 7.8 | 2.8 | 12 | 0 | 20.6 | 20 | 19.1 | 16.2 | 20.6 | 12.2 | 16.1 | 11.1 | 20.6 | 17.8 | 3.3 | -1.1 | 18.3 | 15 | 16.7 | 3.3 | 14.4 | 7.8 | 17.2 | 13.3 | 20.6 | 14.4 | 9.4 | 7.2 | 16.7 | 15 | 3.9 | 2.8 | 14.4 | 3.9 | 9.8 | 5.2 | 8.9 | 5.6 | 15.6 | 12.8 | 6.1 | 3.9 | 2.8 | -3.7
8 | 2 | 8.9 | -0.6 | 22.8 | 19.4 | 13.9 | 9.4 | -3.2 | -10.5 | 18 | -3 | 8 | 3 | 11.7 | 6.7 | 14.4 | 14.4 | 10.6 | 6.7 | 10.6 | 5 | 10 | 8 | 11.1 | 5 | 11.7 | 4.4 | 25 | 23 | 22.8 | 17.8 | 26.7 | 23.9 | 21.7 | 20.6 | 22.2 | 20 | 24.4 | 17.2 | 22.8 | 16.1 | 18.3 | 11.1 | 6.1 | 2.2 | 10 | 1.1 | 11.1 | 7.8 | 11.7 | 7.8 | 14.4 | 13.3 | 22.8 | 22.2 | 22.8 | 20.6 | 10 | 8.3 | 9 | 8 | 2.8 | -0.9 | 18.3 | 17.8 | 7.2 | 5 | 8.9 | 7.8 | 15 | 7.8 | 3.9 | -6.1 | 17.6 | 9.5 | 10 | 5 | 17.1 | 12.5 | 10.6 | 7.2 | 18 | 16.2 | 12.2 | -2.8 | 12.8 | 7.8 | 14.4 | 14.4 | 17.8 | 16.1 | 17.8 | 13.3 | 16.1 | 7.6 | 17.8 | 13.3 | 9.4 | -5.6 | 7.2 | -6.7 | 22.8 | -5 | 7.8 | 1.1 | 15 | 11.7 | 12.8 | 10 | 10.6 | 7.8 | 5.6 | 3.3 | 15 | 8.3 | 18.9 | 16.1 | 11 | 8 | 6.7 | 2.2 | 12.2 | 9.4 | 20 | 17.2 | 5.6 | 2.8 | 11 | -1 | 20.6 | 20 | 18.9 | 16.1 | 19.7 | 12.5 | 15.6 | 11.1 | 20.6 | 17.8 | 3.3 | -0.8 | 17.8 | 14.9 | 15.6 | 3.3 | 13.3 | 8.2 | 17.2 | 13.9 | 19.1 | 14 | 10 | 7.2 | 16.1 | 15 | 3.3 | 2.2 | 12.8 | 3.9 | 8.9 | 5 | 8.9 | 3.9 | 15.6 | 11.1 | 5 | 3.3 | 2.2 | -3.4
6 | 3 | 8.9 | -0.6 | 21.7 | 17.8 | 13.3 | 8.9 | -3.9 | -11.7 | 16.7 | -3.3 | 7 | 3 | 10.4 | 6.6 | 14.4 | 14.4 | 10 | 6.6 | 10 | 5.6 | 9.4 | 8.2 | 9.4 | 5.6 | 11.1 | 4.4 | 25 | 23 | 21.7 | 17.2 | 26.1 | 23.9 | 22.1 | 21.4 | 21.7 | 20 | 23.3 | 17.2 | 23.3 | 16.1 | 17.2 | 11.7 | 5.6 | 1.7 | 10 | 1.7 | 10 | 7.2 | 11.1 | 7.8 | 13.7 | 12.6 | 22.2 | 21.7 | 22.2 | 20.6 | 10 | 8.3 | 8 | 6 | 2.3 | -0.7 | 18.1 | 17.3 | 6.7 | 4.4 | 7.8 | 6.7 | 15 | 7.8 | 5 | -5.6 | 17.4 | 10.1 | 10 | 5 | 16.3 | 12.3 | 11.1 | 7.2 | 17 | 15.5 | 10.6 | -1.7 | 11.7 | 7.8 | 14.4 | 13.9 | 17.1 | 15.6 | 16.7 | 13.3 | 14.5 | 7.3 | 17.2 | 13.9 | 10 | -5.6 | 6.7 | -4.7 | 22.1 | -5.1 | 7.8 | 0 | 14.4 | 11.7 | 12.2 | 9.1 | 10.6 | 7.8 | 3.9 | 2.8 | 13.3 | 8.3 | 18.9 | 16.1 | 12 | 8 | 6.5 | 2.4 | 11.5 | 9.3 | 19.4 | 17.2 | 4.4 | 2.2 | 9 | -2 | 20 | 20 | 19.1 | 16.2 | 18.7 | 12.3 | 15 | 10.6 | 21.1 | 17.8 | 3.3 | -0.6 | 17.2 | 14.7 | 15 | 3.3 | 12.2 | 8.3 | 16.7 | 13.3 | 17.6 | 13.6 | 10 | 7.2 | 16.7 | 15.6 | 2.2 | 1.7 | 10 | 6.1 | 8.2 | 4.8 | 8.3 | 3.9 | 14.4 | 11.1 | 5.6 | 3.9 | 1.7 | -3.9
4 | 3 | 8.3 | 0.6 | 20.6 | 17.8 | 12.8 | 8.9 | -2.8 | -10.4 | 15 | -2.1 | 7 | 3 | 9.1 | 6 | 14.4 | 14.4 | 9.5 | 6.4 | 10 | 6.1 | 10 | 8.2 | 8.3 | 5.6 | 11.1 | 4.4 | 25 | 23 | 21.1 | 15.6 | 25.6 | 23.3 | 22.4 | 22.1 | 21.7 | 20 | 22.2 | 17.2 | 24.4 | 15.6 | 16.7 | 12.2 | 4.4 | 1.7 | 8.3 | 5 | 9.4 | 6.7 | 10.6 | 7.2 | 12.9 | 11.8 | 22.8 | 21.1 | 21.7 | 20.6 | 9.4 | 7.8 | 9 | 7 | 1.7 | -0.8 | 18 | 16.7 | 6.7 | 5 | 7.2 | 6.1 | 16.1 | 8.3 | 5.6 | -5 | 17.2 | 10.6 | 10 | 5 | 15.6 | 12.2 | 8.9 | 7.2 | 16.1 | 15 | 9.4 | -1.7 | 10.6 | 7.8 | 13.9 | 13.3 | 16.3 | 15 | 16.7 | 14.4 | 12.8 | 6.7 | 16.7 | 13.9 | 11.1 | -4.4 | 6.1 | -3.6 | 21.3 | -5.6 | 6.7 | 0.6 | 14.4 | 12.2 | 11.7 | 8.2 | 10.6 | 7.8 | 3.9 | 2.8 | 12.8 | 8.3 | 18.3 | 16.1 | 12 | 7 | 6.3 | 2.6 | 10.7 | 9.2 | 19.4 | 17.2 | 3.9 | 1.7 | 8 | -1 | 20 | 19.4 | 19.2 | 16.1 | 17.8 | 12.2 | 14.4 | 10 | 21.7 | 16.1 | 3.3 | -0.6 | 16.7 | 14.4 | 13.3 | 3.3 | 11.1 | 8.3 | 16.7 | 13.3 | 16.1 | 12.8 | 10 | 6.7 | 16.7 | 15.6 | 0.6 | 0 | 11.1 | 7.8 | 7.4 | 4.2 | 7.2 | 3.9 | 12.8 | 11.1 | 6.1 | 4.4 | 1.7 | -4.6
3 | 2 | 7.8 | 0.6 | 20 | 17.8 | 12.2 | 8.9 | -1.7 | -9.8 | 13.4 | -1.2 | 7 | 3 | 7.8 | 5.6 | 14.4 | 14.4 | 8.9 | 6.1 | 10.6 | 5 | 11.1 | 8.1 | 7.8 | 5.6 | 11.1 | 3.9 | 25 | 23 | 21.7 | 15 | 25.6 | 23.9 | 22.8 | 22.8 | 21.7 | 20 | 21.7 | 16.1 | 22.8 | 15.6 | 15.6 | 12.2 | 3.9 | 1.1 | 8.3 | 6.7 | 9.4 | 6.7 | 10.6 | 7.2 | 12.2 | 11.1 | 21.1 | 17.2 | 20.6 | 20 | 9.4 | 7.8 | 9 | 7 | 1.2 | -0.8 | 17.8 | 16.1 | 7.2 | 5.6 | 8.3 | 6.1 | 15.6 | 8.3 | 9.4 | -4.4 | 17.2 | 11.3 | 9.4 | 5 | 15.2 | 12 | 9.4 | 7.2 | 15.9 | 15 | 7.8 | -1.7 | 10 | 7.8 | 12.2 | 12.2 | 15.6 | 14.4 | 15.6 | 13.9 | 12.6 | 7.1 | 16.1 | 13.9 | 10.6 | -4.4 | 5.6 | -3.3 | 20.6 | -6.7 | 2.8 | -1.7 | 14.4 | 12.8 | 11.1 | 7.2 | 10 | 7.2 | 3.9 | 2.8 | 12.2 | 6.7 | 18.9 | 16.1 | 12 | 7 | 6.1 | 2.8 | 10 | 8.9 | 20 | 17.2 | 2.8 | 1.1 | 7 | 0 | 20 | 20 | 19.4 | 16.1 | 17.2 | 12.4 | 13.9 | 9.4 | 21.1 | 16.1 | 3.3 | -0.6 | 16.7 | 14.6 | 12.8 | 2.8 | 10.4 | 8.2 | 16.7 | 13.3 | 15.5 | 12.7 | 10 | 6.7 | 16.7 | 15.6 | 0.6 | -1.1 | 10 | 6.7 | 6.7 | 3.9 | 6.7 | 4.4 | 11.7 | 10.6 | 6.7 | 5.6 | 1.7 | -6.1
1 | 0 | 7.8 | 0.6 | 20 | 18.3 | 11.7 | 8.3 | -0.6 | -10.6 | 11.7 | -1.1 | 7 | 3 | 9.3 | 6.2 | 14.4 | 14.4 | 10 | 6.7 | 10 | 5.6 | 11.1 | 8.3 | 6.7 | 4.4 | 10 | 5 | 25 | 23 | 20.6 | 15.6 | 25 | 24.4 | 22.8 | 22.6 | 21.7 | 20.6 | 21.1 | 16.1 | 22.2 | 15.6 | 15 | 13.3 | 2.8 | 1.1 | 7.8 | 7.2 | 8.9 | 6.1 | 10.6 | 6.7 | 12.4 | 11.3 | 20 | 15.6 | 22.2 | 21.1 | 9.4 | 7.8 | 9 | 7 | 0.6 | -1.1 | 17.4 | 13.8 | 6.7 | 5 | 6.7 | 5.6 | 14.4 | 8.9 | 10 | -3.3 | 17.2 | 12.1 | 9.4 | 4.4 | 14.8 | 11.6 | 8.9 | 7.2 | 15.8 | 15.2 | 8.9 | -1.7 | 10 | 8.3 | 12.2 | 12.2 | 15.6 | 14.5 | 14.4 | 13.3 | 12.4 | 7.1 | 15.6 | 14.4 | 10.6 | -5.6 | 8 | -2.1 | 22.1 | -5.9 | 1.7 | -2.2 | 14.4 | 13.3 | 11.5 | 7.4 | 9.4 | 6.7 | 3.3 | 2.2 | 11.7 | 6.1 | 18.3 | 15.6 | 12 | 7 | 6.5 | 2.9 | 10.2 | 9 | 20 | 16.7 | 2.8 | 0.6 | 6 | 0 | 20.6 | 20 | 19 | 16.3 | 16.7 | 12.3 | 13.9 | 9.4 | 21.7 | 16.7 | 3.3 | -0.8 | 16.7 | 14.6 | 15.6 | 0.6 | 9.6 | 8.1 | 17.8 | 13.3 | 15 | 12.5 | 8.9 | 6.7 | 16.7 | 15.6 | 0.6 | -1.1 | 10 | 7.2 | 8 | 4.2 | 4.4 | 3.3 | 10.6 | 10 | 6.1 | 5 | 1.7 | -8.9
2 | -1 | 8.3 | 0.6 | 20 | 18.3 | 12.8 | 8.3 | 2.7 | -8.8 | 14.3 | -0.8 | 8 | 3 | 10.7 | 6.9 | 14.4 | 13.9 | 11.1 | 7.3 | 10 | 6.1 | 11.7 | 8.3 | 9.4 | 4.4 | 11.1 | 5 | 26 | 23 | 20 | 16.7 | 25 | 24.4 | 22.8 | 22.5 | 22.2 | 21.1 | 21.1 | 16.7 | 21.7 | 16.1 | 14.4 | 12.8 | 3.3 | 1.1 | 8.3 | 7.2 | 8.9 | 6.7 | 10 | 6.7 | 12.6 | 11.5 | 20.6 | 15.6 | 23.3 | 21.1 | 9.4 | 7.8 | 9 | 7 | 3.3 | -0.6 | 17.1 | 11 | 6.7 | 5 | 7.8 | 6.1 | 13.3 | 8.9 | 9.4 | -2.8 | 17.2 | 12.8 | 9.4 | 5 | 14.4 | 11.1 | 10 | 7.2 | 15.6 | 15 | 8.9 | -3.9 | 11.1 | 7.8 | 11.7 | 11.7 | 15.6 | 14.5 | 15.6 | 14.4 | 12.2 | 7.2 | 15.6 | 14.4 | 12.2 | -3.9 | 10.4 | -1.2 | 23.5 | -6.7 | 5.6 | 0 | 14.4 | 13.9 | 11.8 | 7.7 | 10.6 | 8.3 | 3.3 | 2.8 | 12.2 | 6.7 | 18.9 | 16.1 | 11 | 7 | 6.8 | 3.1 | 10.4 | 8.9 | 20 | 16.7 | 2.8 | 1.1 | 7 | -1 | 20 | 20 | 18.7 | 16.5 | 16.1 | 12.2 | 13.9 | 9.4 | 21.1 | 13.3 | 3.3 | -1.1 | 16.7 | 14.4 | 17.8 | -0.6 | 8.9 | 7.8 | 17.2 | 12.8 | 14.4 | 12.2 | 8.9 | 6.7 | 16.1 | 15.6 | 2.8 | 0.6 | 11.7 | 7.2 | 9.3 | 4.7 | 7.2 | 5 | 10 | 9.4 | 6.1 | 5 | 4.5 | -6.8
4 | -2 | 8.9 | 0 | 20 | 18.3 | 16.1 | 9.4 | 6.1 | -8.7 | 16.8 | -1.2 | 7 | 4 | 12.2 | 7.2 | 14.4 | 13.3 | 12.2 | 7.8 | 11.1 | 6.7 | 11.7 | 7.8 | 12.8 | 3.9 | 12.2 | 4.4 | 26 | 23 | 21.1 | 16.1 | 25.6 | 24.4 | 22.8 | 22.2 | 23.3 | 22.2 | 22.2 | 16.7 | 23.3 | 16.1 | 13.9 | 12.2 | 4.4 | 1.7 | 8.9 | 7.8 | 10.6 | 6.7 | 12.8 | 7.2 | 12.8 | 11.7 | 21.1 | 14.4 | 23.3 | 19.4 | 9.4 | 8.3 | 10 | 8 | 6.1 | 0 | 16.7 | 7.8 | 7.8 | 6.1 | 9.4 | 7.2 | 12.8 | 10 | 11.1 | -2.2 | 18.5 | 13.2 | 12.2 | 6.7 | 16.6 | 11.6 | 12.8 | 8.9 | 18.7 | 16.7 | 11.7 | -3.3 | 12.8 | 8.9 | 13.9 | 12.8 | 15.6 | 14.4 | 16.7 | 15 | 14.1 | 8.3 | 16.7 | 14.4 | 14.4 | -2.8 | 12.8 | -1.1 | 25 | -7.8 | 8.9 | 0 | 15 | 14.4 | 12.2 | 7.8 | 13.9 | 10 | 6.1 | 4.4 | 13.9 | 8.3 | 20 | 16.7 | 12 | 7 | 7.2 | 3.3 | 10.6 | 8.9 | 20.6 | 16.7 | 6.7 | 4.4 | 8 | -1 | 20 | 20 | 18.3 | 16.7 | 17.8 | 13.3 | 13.9 | 9.4 | 21.1 | 12.2 | 6.5 | 0 | 19.7 | 15.6 | 18.9 | 0 | 12.8 | 9.3 | 18.3 | 12.8 | 17.2 | 13.2 | 10 | 6.7 | 17.2 | 16.1 | 5 | 2.8 | 13.3 | 7.2 | 10.6 | 5 | 10.6 | 5 | 10 | 9.4 | 7.8 | 5.6 | 7.2 | -5.8
7 | -3 | 10 | 0 | 21.1 | 18.3 | 18.3 | 8.9 | 9.4 | -10.6 | 19.4 | -2.2 | 7 | 5 | 14.4 | 7.5 | 16.7 | 13.9 | 14.4 | 8.4 | 13.3 | 6.7 | 12.2 | 7.8 | 17.8 | 0.6 | 11.7 | 4.4 | 27 | 23 | 22.2 | 16.7 | 26.1 | 23.9 | 25.2 | 22.5 | 25.6 | 22.2 | 22.8 | 17.8 | 23.9 | 16.1 | 14.4 | 12.2 | 7.2 | 2.8 | 11.1 | 7.2 | 11.1 | 6.7 | 15.6 | 8.3 | 14.6 | 12 | 22.2 | 15 | 22.8 | 17.8 | 9.4 | 8.3 | 11 | 7 | 8.3 | -0.6 | 17.4 | 8 | 11.1 | 7.8 | 12.2 | 7.2 | 12.8 | 11.1 | 13.3 | -1.1 | 19.8 | 13.5 | 14.4 | 7.8 | 18.9 | 12 | 16.1 | 9.4 | 21.9 | 18.3 | 13.3 | -1.7 | 15 | 9.4 | 16.1 | 13.9 | 16.1 | 15 | 20.6 | 15.6 | 15.9 | 9.4 | 16.7 | 15 | 16.1 | -2.2 | 15.9 | -1.1 | 26.9 | -6.4 | 12.2 | 0.6 | 15 | 15 | 12.9 | 8 | 16.1 | 10.6 | 9.4 | 5.6 | 16.7 | 9.4 | 20.6 | 16.7 | 12 | 7 | 10 | 4.2 | 12.6 | 9.6 | 21.1 | 17.2 | 8.9 | 5.6 | 11 | 0 | 21.7 | 19.4 | 19.1 | 17.1 | 19.4 | 14 | 15 | 9.4 | 21.1 | 10.6 | 9.6 | 0.5 | 22.6 | 16.4 | 20 | 0 | 16.7 | 10.1 | 19.4 | 12.2 | 20 | 13.7 | 11.7 | 6.1 | 17.8 | 16.7 | 8.9 | 5 | 15 | 7.2 | 12.1 | 5.5 | 14.4 | 8.3 | 13.9 | 8.3 | 10 | 0 | 10 | -6.1
9 | -2 | 11.7 | -1.1 | 23.3 | 18.3 | 20 | 10 | 10.9 | -9.4 | 21.5 | -2.1 | 8 | 6 | 16.7 | 7.4 | 19.4 | 13.9 | 16.7 | 8.7 | 15.6 | 6.1 | 13.3 | 7.2 | 17.2 | 0 | 13.3 | 6.1 | 28 | 23 | 23.9 | 17.8 | 27.2 | 22.8 | 27.6 | 22.3 | 27.2 | 22.2 | 23.9 | 17.8 | 25 | 16.1 | 13.9 | 12.2 | 8.9 | 3.3 | 12.8 | 6.1 | 12.2 | 6.7 | 17.8 | 8.9 | 16.5 | 11.9 | 22.8 | 13.9 | 23.9 | 16.1 | 9.4 | 8.3 | 11 | 8 | 10 | -0.6 | 18.2 | 7.9 | 12.2 | 8.3 | 15.6 | 7.8 | 15 | 13.9 | 15.6 | -0.6 | 21.1 | 13.9 | 16.1 | 7.8 | 21.1 | 11.7 | 17.8 | 8.3 | 25 | 19.4 | 15.6 | -3.9 | 16.7 | 10 | 18.9 | 15 | 16.7 | 15.6 | 22.2 | 16.1 | 17.8 | 10 | 17.8 | 15 | 18.3 | -2.2 | 19.1 | -1.7 | 28.7 | -7.8 | 13.3 | 0.6 | 16.7 | 15.6 | 13.7 | 8.4 | 17.8 | 11.1 | 12.8 | 4.4 | 18.9 | 9.4 | 20 | 17.8 | 12 | 7 | 12.8 | 4.5 | 14.7 | 10.2 | 23.9 | 18.3 | 11.1 | 0.6 | 12 | 1 | 22.2 | 18.9 | 19.8 | 17.4 | 21.1 | 15 | 15.6 | 9.4 | 21.7 | 11.1 | 12.8 | 0.6 | 25.6 | 16.7 | 21.1 | -0.6 | 20.6 | 10 | 20 | 12.2 | 22.8 | 13.9 | 14.4 | 6.1 | 18.3 | 17.2 | 11.1 | 3.3 | 17.2 | 7.2 | 13.5 | 5.7 | 14.4 | 1.7 | 16.1 | 8.9 | 12.2 | -6.7 | 11.5 | -5.2
10 | -4 | 12.2 | -0.6 | 25 | 13.9 | 22.2 | 10 | 12.4 | -8.8 | 23.5 | -2.6 | 10 | 7 | 18.9 | 6.7 | 19.4 | 13.9 | 18.9 | 8.9 | 14.4 | 6.1 | 14.4 | 7.2 | 19.4 | -2.8 | 15.6 | 4.4 | 29 | 23 | 23.9 | 17.8 | 28.3 | 22.8 | 30 | 21.7 | 28.3 | 21.7 | 25.6 | 17.2 | 26.1 | 15.6 | 13.9 | 12.2 | 12.2 | 3.3 | 13.9 | 6.1 | 13.3 | 7.8 | 17.8 | 8.9 | 18.3 | 11.7 | 23.9 | 13.3 | 25 | 16.1 | 10 | 8.3 | 11 | 7 | 11.7 | -1.1 | 18.9 | 7.8 | 13.3 | 8.3 | 17.8 | 8.9 | 15.6 | 11.7 | 16.7 | 0.6 | 22.8 | 14.4 | 17.8 | 7.8 | 23.1 | 10.9 | 18.9 | 7.8 | 26.3 | 18.7 | 17.2 | -2.2 | 17.8 | 10.6 | 22.8 | 15.6 | 17.2 | 16.1 | 23.9 | 16.1 | 19.8 | 11.1 | 19.4 | 16.7 | 20 | -1.7 | 22.2 | -5 | 30.6 | -8.3 | 15 | 0.6 | 21.1 | 16.7 | 14.4 | 8.3 | 18.9 | 10.6 | 12.2 | 6.1 | 20 | 9.4 | 22.8 | 18.3 | 12 | 8 | 15.6 | 4.4 | 16.7 | 10.6 | 25 | 19.4 | 11.7 | 1.7 | 14 | 1 | 22.8 | 19.4 | 20.6 | 17.8 | 23.1 | 15.5 | 16.7 | 10.6 | 22.8 | 11.1 | 14.6 | 0.1 | 26.9 | 16.8 | 22.2 | -1.1 | 21.9 | 10.1 | 21.1 | 12.2 | 23.7 | 13 | 14.4 | 7.2 | 17.8 | 17.2 | 13.9 | 3.9 | 18.9 | 8.9 | 15 | 6.1 | 15 | -0.6 | 18.3 | 7.2 | 13.3 | -6.7 | 12.9 | -5
11 | -2 | 12.8 | -0.6 | 26.1 | 13.9 | 24.4 | 9.4 | 13.9 | -10 | 25.6 | -3.3 | 10 | 5 | 20.7 | 6.7 | 20 | 13.9 | 20.7 | 9 | 15.6 | 6.1 | 16.1 | 6.7 | 20.6 | -2.8 | 17.2 | 4.4 | 29 | 24 | 24.4 | 18.3 | 28.9 | 23.3 | 31.3 | 20.3 | 28.9 | 21.7 | 27.2 | 16.7 | 27.8 | 15 | 13.9 | 12.2 | 14.4 | 3.9 | 15.6 | 7.2 | 13.3 | 8.3 | 20 | 11.1 | 18.5 | 11.8 | 25 | 13.9 | 26.1 | 15.6 | 10 | 8.3 | 9 | 7 | 12.8 | 0 | 19.1 | 7.9 | 14.4 | 6.7 | 18.9 | 10 | 17.2 | 12.2 | 18.9 | 2.2 | 24.4 | 15.1 | 19.4 | 7.8 | 25.2 | 9.9 | 20.6 | 7.2 | 27.6 | 17.5 | 18.3 | -2.2 | 20 | 10 | 25.6 | 12.8 | 16.8 | 15.7 | 25 | 16.7 | 21.9 | 11.6 | 20.6 | 15 | 21.7 | -2.8 | 22.6 | -4 | 31.7 | -7.4 | 16.7 | -0.6 | 22.2 | 13.3 | 15.7 | 6.7 | 17.2 | 10 | 12.8 | 4.4 | 21.1 | 10 | 23.9 | 18.9 | 12 | 8 | 16.9 | 3.6 | 18.5 | 11.1 | 27.2 | 20 | 12.2 | 1.7 | 14 | 0 | 22.8 | 18.3 | 20 | 17.6 | 25.2 | 15.6 | 18.9 | 11.7 | 23.3 | 10.6 | 16.5 | -0.6 | 28.1 | 16.4 | 23.3 | -1.7 | 23.1 | 10.2 | 22.8 | 13.3 | 24.7 | 11.7 | 15 | 7.2 | 18.3 | 17.2 | 15 | 4.4 | 20.6 | 7.2 | 16.1 | 6.3 | 16.1 | 0.6 | 17.8 | 8.9 | 13.9 | -9.4 | 14.4 | -6.1
13 | -2 | 13.3 | -1.1 | 27.2 | 12.2 | 25.6 | 7.8 | 15 | -8.8 | 26.9 | -4.3 | 10 | 5 | 22.6 | 6.8 | 20 | 13.9 | 22.6 | 8.7 | 16.1 | 6.1 | 17.2 | 7.2 | 20 | -1.1 | 16.7 | 4.4 | 29 | 24 | 25.6 | 18.3 | 28.9 | 23.9 | 32.6 | 18.8 | 30 | 20.6 | 28.3 | 17.2 | 27.8 | 15 | 14.4 | 12.8 | 16.1 | 3.3 | 16.1 | 6.7 | 13.3 | 8.9 | 21.7 | 12.8 | 18.7 | 12 | 26.1 | 14.4 | 26.7 | 15 | 10 | 8.3 | 9 | 6 | 13.9 | 0 | 19.2 | 8 | 13.9 | 7.2 | 20 | 10.6 | 19.4 | 12.8 | 21.1 | 3.9 | 26.1 | 15.6 | 20 | 7.8 | 27.2 | 7.8 | 21.1 | 6.7 | 28.9 | 16.1 | 20 | -3.3 | 22.8 | 10 | 25.6 | 13.3 | 16.5 | 15.4 | 25.6 | 16.7 | 23.9 | 12.2 | 21.1 | 15 | 22.8 | -3.9 | 22.9 | -4.5 | 32.8 | -8.4 | 18.3 | -0.6 | 21.1 | 12.2 | 17 | 4.7 | 13.3 | 12.2 | 14.4 | 5 | 21.7 | 10 | 23.9 | 18.9 | 13 | 8 | 18.1 | 1.6 | 20.4 | 11.9 | 27.8 | 20 | 12.8 | 2.2 | 16 | 0 | 22.2 | 18.9 | 19.5 | 17.5 | 27.2 | 15.6 | 21.1 | 12.8 | 25 | 11.1 | 18.3 | -2.2 | 29.4 | 16.1 | 23.3 | -3.9 | 24.4 | 10 | 23.9 | 13.9 | 25.6 | 10 | 16.7 | 4.4 | 21.1 | 18.9 | 16.1 | 5.6 | 22.2 | 5 | 17.2 | 6.1 | 16.1 | 1.1 | 18.9 | 8.3 | 15.6 | -8.3 | 16.1 | -4.4
13 | -3 | 12.2 | 0.6 | 27.8 | 11.1 | 26.7 | 7.8 | 16.1 | -9.4 | 28.1 | -5.6 | 13 | 6 | 24.4 | 6.1 | 20 | 13.9 | 24.4 | 8.3 | 16.7 | 6.7 | 18.3 | 7.8 | 20.6 | 0.6 | 18.3 | 3.3 | 29 | 24 | 25.6 | 18.3 | 29.4 | 23.9 | 33.9 | 16.7 | 30.6 | 19.4 | 28.9 | 17.2 | 28.9 | 16.1 | 15 | 12.8 | 17.2 | 3.3 | 16.1 | 6.1 | 12.8 | 10.6 | 22.8 | 12.8 | 18.9 | 12.2 | 27.2 | 15 | 27.2 | 15.6 | 10 | 8.3 | 9 | 6 | 15.6 | -0.6 | 19.4 | 7.8 | 14.4 | 6.1 | 20 | 10.6 | 21.1 | 13.9 | 23.9 | 3.3 | 27 | 15.1 | 21.7 | 7.2 | 27.4 | 7.3 | 22.2 | 6.7 | 29.3 | 15.8 | 21.1 | -3.9 | 22.8 | 6.1 | 26.7 | 13.3 | 16.1 | 15 | 25.6 | 17.2 | 25.6 | 12.1 | 21.1 | 14.4 | 23.3 | -7.8 | 23.3 | -5 | 33.9 | -8.9 | 18.9 | 1.7 | 21.1 | 10 | 18.3 | 1.1 | 14.4 | 12.2 | 13.3 | 4.4 | 22.2 | 10.6 | 25.6 | 19.4 | 13 | 8 | 19.4 | -0.6 | 22.2 | 12.2 | 27.8 | 20 | 14.4 | 3.9 | 16 | 0 | 22.2 | 18.3 | 18.9 | 17.2 | 27.6 | 15 | 23.3 | 13.9 | 25 | 11.1 | 19.2 | -2.1 | 29.2 | 16.4 | 23.9 | -3.3 | 25.2 | 9.9 | 24.4 | 14.4 | 26.3 | 10.5 | 16.7 | 5 | 23.3 | 19.4 | 17.2 | 6.7 | 22.8 | 6.7 | 18.3 | 6.1 | 17.2 | 0.6 | 19.4 | 7.2 | 15.6 | -6.7 | 17.7 | -4.3
14 | -5 | 11.7 | 0.6 | 27.8 | 10.6 | 26.7 | 7.2 | 17.2 | -10.6 | 29.4 | -8.3 | 14 | 7 | 25.2 | 5.9 | 20 | 13.9 | 25 | 8.1 | 17.2 | 7.2 | 17.8 | 8.3 | 14.4 | 0 | 20.6 | 3.9 | 29 | 24 | 25 | 18.3 | 29.4 | 23.3 | 33.3 | 16.7 | 31.7 | 18.9 | 29.4 | 17.8 | 27.8 | 16.7 | 15.6 | 12.2 | 18.3 | 3.3 | 15.6 | 6.1 | 12.8 | 11.1 | 23.9 | 12.8 | 19.3 | 12.1 | 27.8 | 14.4 | 27.8 | 15.6 | 10.6 | 8.3 | 9 | 5 | 16.7 | 1.1 | 20.3 | 8 | 14.4 | 7.2 | 19.4 | 12.2 | 21.1 | 13.3 | 20.6 | 1.7 | 28 | 15 | 22.2 | 8.3 | 27.6 | 7 | 22.8 | 7.8 | 29.6 | 15.4 | 22.2 | -2.2 | 21.7 | 8.3 | 27.2 | 13.3 | 16.8 | 14.5 | 27.2 | 17.2 | 27.2 | 12.1 | 21.1 | 15 | 25.6 | -6.7 | 23.1 | -5.2 | 33.7 | -7.8 | 20 | 1.1 | 19.4 | 8.3 | 17.6 | 2 | 15 | 11.1 | 14.4 | 3.3 | 23.3 | 10.6 | 26.7 | 19.4 | 13 | 9 | 20.2 | 0.1 | 22.8 | 11.6 | 27.2 | 19.4 | 14.4 | 1.1 | 16 | 0 | 21.7 | 17.8 | 19.1 | 17.4 | 27.9 | 14.6 | 24.4 | 13.9 | 24.4 | 11.1 | 20.2 | -3.1 | 29.1 | 17 | 23.3 | -0.6 | 25.9 | 10.1 | 24.4 | 15 | 27.1 | 10.8 | 16.7 | 6.1 | 25 | 19.4 | 18.3 | 6.1 | 23.3 | 5.6 | 18.5 | 5.4 | 17.8 | 1.1 | 21.1 | 7.8 | 13.3 | -4.4 | 19.4 | -3.9
14 | -6 | 12.8 | 0 | 27.8 | 11.7 | 27.8 | 8.3 | 17.8 | -8.9 | 29.6 | -7.2 | 16 | 7 | 25.9 | 5.5 | 19.4 | 13.3 | 25.5 | 8.1 | 16.7 | 6.7 | 17.2 | 8.9 | 19.4 | 0.6 | 15 | 7.8 | 29 | 24 | 25 | 18.9 | 29.4 | 23.3 | 32.8 | 17.1 | 32.2 | 19.4 | 30 | 17.8 | 28.3 | 16.7 | 15.6 | 11.7 | 20 | 3.9 | 15.6 | 5.6 | 13.3 | 11.1 | 23.9 | 12.8 | 19.6 | 11.9 | 28.3 | 13.9 | 26.7 | 15 | 10.6 | 8.3 | 9 | 4 | 17.2 | 1.7 | 21.3 | 7.9 | 14.4 | 7.2 | 20 | 13.3 | 16.1 | 13.9 | 15 | 5 | 28.9 | 14.4 | 21.7 | 7.2 | 27.8 | 6.7 | 23.3 | 7.2 | 30 | 15 | 22.8 | -2.2 | 20 | 10 | 26.7 | 11.7 | 17.6 | 14.1 | 27.8 | 17.2 | 28.9 | 11.7 | 21.7 | 13.9 | 26.7 | -7.2 | 23 | -6.1 | 33.5 | -8 | 20 | 1.1 | 20 | 7.2 | 16.8 | 2.4 | 15.6 | 10.6 | 14.4 | 2.2 | 23.9 | 10.6 | 23.9 | 16.1 | 13 | 8 | 20.9 | 0.1 | 23.3 | 10.7 | 27.8 | 20 | 15.6 | 2.8 | 17 | 1 | 21.7 | 18.3 | 19.2 | 17.5 | 28.3 | 13.9 | 26.1 | 14.4 | 23.9 | 11.7 | 21.1 | -3.9 | 28.9 | 17.2 | 22.8 | -1.7 | 26.7 | 10 | 24.4 | 15.6 | 27.8 | 11.1 | 15 | 3.3 | 26.1 | 18.9 | 19.4 | 5 | 23.3 | 3.3 | 18.7 | 4.5 | 18.3 | 1.1 | 21.1 | 8.3 | 10 | 0 | 20 | -2.6
15 | -6 | 11.1 | 1.7 | 27.2 | 10.6 | 27.2 | 7.8 | 18.3 | -9.4 | 29.8 | -5.7 | 15 | 6 | 26.7 | 5 | 17.8 | 12.8 | 26.1 | 7.8 | 16.7 | 6.1 | 16.7 | 7.8 | 19.4 | -1.1 | 17.8 | 6.7 | 27 | 24 | 25 | 18.9 | 29.4 | 23.9 | 32.2 | 17.2 | 31.7 | 18.9 | 29.4 | 16.7 | 25 | 17.8 | 16.7 | 12.2 | 14.4 | 4.4 | 15 | 4.4 | 15 | 11.7 | 23.9 | 12.8 | 20 | 11.7 | 28.3 | 14.4 | 28.3 | 16.1 | 10.6 | 8.3 | 8 | 4 | 17.2 | 1.1 | 22.2 | 7.8 | 14.4 | 7.8 | 20 | 13.9 | 16.7 | 12.2 | 10.6 | 6.1 | 28.3 | 13.8 | 21.1 | 7.2 | 27.4 | 6.2 | 23.3 | 7.2 | 29.3 | 15.1 | 22.8 | -2.2 | 20.6 | 9.4 | 26.7 | 11.1 | 18.3 | 13.3 | 27.8 | 17.2 | 26.1 | 12.2 | 21.7 | 11.7 | 27.2 | -8.3 | 22.8 | -7.8 | 33.3 | -9.4 | 19.4 | 1.1 | 20 | 6.1 | 16.1 | 2.8 | 17.2 | 11.7 | 14.4 | 1.7 | 23.9 | 10.6 | 18.3 | 16.1 | 13 | 8 | 21.7 | 0.6 | 23.9 | 10 | 26.7 | 18.9 | 15 | 2.2 | 18 | 3 | 20 | 18.3 | 19.4 | 17.8 | 27.9 | 13.1 | 26.7 | 13.3 | 23.3 | 11.7 | 21.1 | -3.6 | 28.2 | 16.8 | 22.8 | -2.2 | 26.7 | 10 | 23.3 | 15.6 | 27.8 | 11.8 | 15.6 | 3.9 | 24.4 | 18.3 | 20 | 6.1 | 23.9 | 3.3 | 18.9 | 3.3 | 18.9 | 2.2 | 21.1 | 8.9 | 7.8 | 2.2 | 20.5 | -2.3
16 | -3 | 11.7 | 1.7 | 26.1 | 11.1 | 27.2 | 9.4 | 18.9 | -10 | 30 | -5.6 | 13 | 4 | 25.4 | 5.1 | 16.1 | 12.8 | 23 | 9.1 | 16.7 | 5.6 | 15.6 | 8.9 | 16.1 | 2.2 | 15 | 5.6 | 26 | 23 | 24.4 | 19.4 | 28.9 | 23.9 | 30.9 | 18.3 | 31.1 | 21.7 | 30 | 13.3 | 23.9 | 17.8 | 17.2 | 12.2 | 13.3 | 5.6 | 14.4 | 4.4 | 14.4 | 11.7 | 25 | 13.3 | 19.3 | 11.4 | 27.2 | 14.4 | 28.3 | 15.6 | 10.6 | 8.3 | 6 | 2 | 17.2 | 1.1 | 19.6 | 8.3 | 13.9 | 7.8 | 18.9 | 14.4 | 18.3 | 12.2 | 10 | 5 | 27.8 | 13.4 | 20.6 | 6.7 | 27.1 | 6 | 23.3 | 7.2 | 28.5 | 15.4 | 22.8 | -2.2 | 20.6 | 9.4 | 26.1 | 13.9 | 17.9 | 13.8 | 26.7 | 17.2 | 23.4 | 12.7 | 21.7 | 11.7 | 26.7 | -8.9 | 20.6 | -6.1 | 31.6 | -7.4 | 19.4 | 0.6 | 17.8 | 6.7 | 15.5 | 3.3 | 17.8 | 11.1 | 14.4 | 1.7 | 23.3 | 11.1 | 18.9 | 16.1 | 13 | 9 | 21.3 | 1.6 | 23.2 | 8.9 | 26.1 | 18.9 | 15 | 2.2 | 18 | 4 | 22.2 | 17.8 | 19.4 | 17.7 | 27.6 | 12 | 26.1 | 14.4 | 22.2 | 11.1 | 21.1 | -4.3 | 27.4 | 16.4 | 22.8 | -2.8 | 26.7 | 10 | 22.8 | 15.6 | 27.8 | 12.6 | 15.6 | 6.1 | 26.1 | 14.4 | 20 | 8.9 | 24.4 | 3.3 | 17.8 | 4 | 18.3 | 1.1 | 20 | 8.9 | 6.7 | 3.3 | 21.1 | -1.7
16 | -1 | 11.1 | 1.1 | 25 | 11.7 | 26.1 | 8.9 | 16.9 | -8.8 | 28.7 | -5.2 | 12 | 4 | 24.1 | 4.5 | 15.6 | 12.2 | 19.8 | 9.1 | 14.4 | 6.1 | 14.4 | 8.9 | 15 | 1.7 | 11.7 | 6.7 | 26 | 23 | 23.9 | 19.4 | 28.3 | 23.9 | 29.6 | 18.7 | 29.4 | 22.2 | 28.9 | 13.3 | 23.3 | 16.1 | 18.3 | 12.8 | 14.4 | 3.9 | 12.8 | 3.9 | 14.4 | 11.7 | 23.9 | 12.8 | 18.5 | 11.1 | 26.7 | 14.4 | 26.7 | 15.6 | 10.6 | 8.3 | 6 | 2 | 16.7 | 2.2 | 17 | 8.5 | 13.3 | 7.2 | 17.2 | 13.3 | 17.8 | 9.4 | 10.6 | 0.6 | 27.2 | 12.8 | 20 | 7.2 | 26.7 | 5.6 | 22.2 | 7.2 | 27.8 | 15.6 | 22.2 | -2.8 | 20.6 | 9.4 | 24.4 | 13.9 | 17.6 | 14.1 | 25.6 | 17.2 | 20.6 | 12.2 | 21.7 | 12.2 | 25 | -9.4 | 18.3 | -6.4 | 30 | -6.9 | 16.7 | 0 | 16.7 | 6.7 | 15 | 3.5 | 16.1 | 11.1 | 13.9 | 0 | 22.8 | 11.1 | 19.4 | 15.6 | 13 | 9 | 21 | 1.8 | 22.4 | 8.2 | 26.1 | 18.9 | 15 | 3.3 | 17 | 4 | 21.7 | 17.8 | 19.4 | 17.7 | 27.2 | 11.1 | 25.6 | 14.4 | 21.7 | 10 | 21.1 | -5 | 26.7 | 16.1 | 22.2 | -3.3 | 26.7 | 10 | 22.8 | 16.1 | 27.8 | 13.3 | 16.1 | 4.4 | 24.4 | 10.6 | 18.9 | 7.8 | 21.1 | 5.6 | 16.7 | 4.1 | 17.2 | 0.6 | 17.2 | 10 | 7.8 | 3.3 | 19.3 | -0.6
15 | -1 | 9.4 | 3.3 | 22.8 | 12.2 | 22.2 | 10.6 | 14.8 | -8.3 | 27.4 | -5 | 12 | 4 | 22.8 | 4.4 | 15 | 12.8 | 16.7 | 8.9 | 12.8 | 6.7 | 12.8 | 8.3 | 13.9 | 0.6 | 11.7 | 7.2 | 24 | 22 | 23.3 | 18.9 | 27.2 | 23.9 | 28.3 | 19.4 | 27.8 | 22.2 | 27.2 | 15 | 23.3 | 16.7 | 17.2 | 12.8 | 14.4 | 3.9 | 11.1 | 2.8 | 14.4 | 11.7 | 22.2 | 13.3 | 17.8 | 10.6 | 25 | 16.1 | 24.4 | 14.4 | 10 | 8.3 | 6 | 3 | 15 | 2.2 | 14.4 | 7.8 | 12.8 | 5.6 | 16.7 | 13.9 | 17.2 | 8.3 | 9.4 | -2.2 | 25.9 | 13.1 | 18.9 | 6.7 | 25.2 | 6.4 | 21.1 | 7.2 | 25 | 16.7 | 21.1 | -2.2 | 19.4 | 8.9 | 23.3 | 15 | 17.2 | 14.4 | 23.3 | 17.2 | 17.4 | 10.8 | 20.6 | 12.2 | 23.9 | -8.3 | 16.1 | -7.2 | 28.3 | -7.2 | 13.9 | 1.1 | 15 | 5.6 | 14.4 | 3.9 | 15.6 | 10 | 12.8 | 1.7 | 21.1 | 10.6 | 18.3 | 15.6 | 13 | 10 | 20.6 | 2.2 | 21.7 | 7.2 | 25.6 | 18.3 | 14.4 | 2.8 | 16 | 5 | 20.6 | 17.8 | 19.4 | 17.8 | 26.1 | 11.5 | 25 | 14.4 | 20 | 10 | 19.1 | -3.9 | 24.5 | 16.8 | 20.6 | -3.3 | 24.8 | 11.1 | 22.2 | 16.1 | 26.5 | 12.9 | 15 | 4.4 | 22.2 | 9.4 | 17.2 | 7.8 | 20 | 5.6 | 15.6 | 4.4 | 13.9 | 1.7 | 15.6 | 12.8 | 8.9 | 0 | 17.4 | -0.3
14 | 0 | 9.4 | 2.8 | 21.1 | 12.2 | 20 | 10.6 | 12.8 | -9.4 | 26.1 | -5 | 11 | 4 | 20.9 | 4.5 | 15 | 13.3 | 15.2 | 8.9 | 11.7 | 6.7 | 11.1 | 8.3 | 12.2 | 3.3 | 11.1 | 7.8 | 22 | 18 | 23.3 | 17.8 | 27.2 | 23.9 | 26.3 | 19.9 | 25.6 | 22.2 | 25 | 14.4 | 23.3 | 17.2 | 15.6 | 12.2 | 13.9 | 2.8 | 9.4 | 2.8 | 14.4 | 11.7 | 19.4 | 13.3 | 16.7 | 11.5 | 22.2 | 16.7 | 23.9 | 13.9 | 10.6 | 8.3 | 5 | 2 | 13.3 | 1.1 | 13.1 | 8 | 11.7 | 6.1 | 16.1 | 13.3 | 15.6 | 8.9 | 5 | -3.3 | 24.6 | 13.2 | 17.8 | 7.2 | 23.7 | 6.5 | 20.6 | 7.8 | 22.2 | 17.4 | 17.2 | -0.6 | 17.8 | 8.3 | 21.1 | 15 | 17 | 14.3 | 22.8 | 17.2 | 14.3 | 9.1 | 18.9 | 12.8 | 20.6 | -7.8 | 14.1 | -5.5 | 27.4 | -7.3 | 13.9 | -1.1 | 12.2 | 4.4 | 14.2 | 3.9 | 14.4 | 10.6 | 11.7 | 2.2 | 18.9 | 12.2 | 17.8 | 15.6 | 13 | 10 | 17.6 | 3.5 | 19.3 | 9 | 24.4 | 18.3 | 12.8 | 3.3 | 16 | 7 | 19.4 | 17.2 | 18.7 | 17 | 25 | 11.2 | 23.3 | 14.4 | 18.3 | 10.6 | 17 | -3.8 | 22.2 | 16.7 | 20 | -1.7 | 23 | 11.4 | 22.2 | 16.7 | 25.2 | 12.8 | 12.8 | 6.7 | 20.6 | 9.4 | 15.6 | 8.3 | 17.2 | 6.1 | 13.9 | 4.2 | 10 | 2.8 | 14.4 | 13.3 | 7.2 | 3.3 | 15.6 | -0.6
13 | 4 | 8.9 | 3.3 | 20 | 12.2 | 20 | 10.6 | 9.8 | -7 | 23.7 | -3.9 | 11 | 4 | 19.1 | 4.1 | 15 | 12.8 | 13.7 | 8.6 | 11.1 | 7.2 | 10.6 | 8.5 | 11.1 | 5 | 10.6 | 6.7 | 20 | 16 | 22.8 | 17.8 | 26.7 | 23.9 | 24.2 | 19.9 | 25.6 | 22.2 | 23.3 | 13.3 | 23.3 | 16.7 | 14.4 | 12.2 | 11.7 | 6.1 | 8.3 | 3.9 | 13.9 | 11.7 | 17.2 | 13.3 | 15.5 | 11.9 | 21.7 | 16.7 | 22.8 | 13.9 | 10 | 8.3 | 5 | 1 | 11.1 | 1.7 | 11.9 | 8 | 11.1 | 5.6 | 15.6 | 12.8 | 13.9 | 12.2 | 6.7 | -2.2 | 23.3 | 13.3 | 17.8 | 7.2 | 22.2 | 6.7 | 20 | 7.8 | 19.4 | 17.2 | 16.1 | -2.2 | 17.8 | 9.4 | 20.6 | 15 | 16.9 | 14.2 | 21.7 | 17.8 | 11.1 | 7.2 | 17.2 | 12.2 | 17.8 | -8.9 | 12 | -5.7 | 26.5 | -7.9 | 13.9 | -2.2 | 10.6 | 2.8 | 14.1 | 4.4 | 12.8 | 10 | 10 | 2.8 | 18.9 | 12.2 | 17.8 | 14.4 | 13 | 9 | 14.7 | 3.8 | 16.8 | 9.5 | 23.3 | 18.3 | 11.1 | 3.3 | 14 | 8 | 18.9 | 17.2 | 17.9 | 16.3 | 23.9 | 11.1 | 20 | 14.4 | 16.1 | 11.1 | 15 | -4.4 | 20 | 16.7 | 18.9 | -1.1 | 21.1 | 11.7 | 22.2 | 17.8 | 23.9 | 12.2 | 11.1 | 7.2 | 18.3 | 7.8 | 15 | 8.9 | 13.9 | 8.3 | 12.3 | 4.3 | 8.3 | 2.8 | 13.9 | 12.8 | 7.2 | 3.3 | 14.7 | -0.5
12 | 3 | 8.9 | 3.3 | 18.9 | 12.8 | 18.3 | 10.6 | 6.9 | -6.3 | 21.3 | -2.9 | 11 | 4 | 17.2 | 3.9 | 15 | 12.8 | 12.2 | 8.3 | 10.6 | 7.2 | 10 | 8.6 | 9.4 | 3.3 | 10.6 | 7.2 | 18 | 13 | 23.3 | 17.8 | 26.7 | 23.9 | 22.2 | 20 | 25.6 | 21.7 | 22.2 | 11.7 | 23.3 | 17.2 | 12.2 | 10.6 | 11.1 | 6.1 | 7.8 | 3.9 | 13.9 | 11.7 | 15.6 | 12.8 | 14.4 | 12.2 | 20.6 | 16.7 | 21.1 | 13.9 | 10 | 8.3 | 4 | 1 | 10 | 1.7 | 10.6 | 7.8 | 9.4 | 6.1 | 14.4 | 11.7 | 12.8 | 11.1 | 4.4 | -0.6 | 22.9 | 12.6 | 17.2 | 7.2 | 21.1 | 7.7 | 18.9 | 7.8 | 19.8 | 17 | 15 | -2.2 | 15 | 9.4 | 19.4 | 15 | 16.7 | 13.9 | 21.7 | 17.8 | 10.2 | 6.2 | 16.7 | 12.2 | 18.9 | -8.3 | 10 | -6.7 | 25.6 | -8.9 | 12.8 | -1.7 | 10 | 1.7 | 13.9 | 4.4 | 11.7 | 10 | 8.3 | 3.9 | 17.2 | 12.2 | 17.2 | 15 | 13 | 9 | 11.7 | 3.3 | 14.4 | 10 | 22.8 | 18.3 | 11.1 | 3.9 | 14 | 8 | 18.9 | 17.2 | 17.2 | 15.6 | 22.8 | 11.9 | 21.7 | 14.4 | 13.9 | 11.1 | 14.1 | -3.6 | 20.2 | 17.1 | 18.3 | -1.7 | 20.4 | 11.4 | 22.2 | 19.4 | 23 | 13.5 | 10.6 | 6.1 | 16.1 | 8.9 | 15 | 8.9 | 12.8 | 10 | 10.6 | 3.9 | 6.7 | 1.7 | 14.4 | 12.8 | 7.2 | 3.9 | 13.7 | -1.3
11 | 3 | 8.3 | 2.8 | 16.7 | 12.8 | 17.2 | 11.7 | 3.9 | -7.2 | 18.9 | -3.3 | 11 | 5 | 16.1 | 4.5 | 15 | 13.3 | 11.8 | 7.3 | 10 | 7.8 | 10 | 8.9 | 10 | 3.3 | 10.6 | 7.2 | 18 | 13 | 22.8 | 17.8 | 26.7 | 24.4 | 21.3 | 17.7 | 25.6 | 21.1 | 21.1 | 11.7 | 23.3 | 17.2 | 12.8 | 10.6 | 11.1 | 4.4 | 6.7 | 3.9 | 13.3 | 11.1 | 15.6 | 13.3 | 13.7 | 11.8 | 18.9 | 16.1 | 22.2 | 13.9 | 10 | 8.3 | 4 | 1 | 10.6 | 2.2 | 9.8 | 7.1 | 8.3 | 6.7 | 13.9 | 12.2 | 12.8 | 11.7 | 4.4 | -0.6 | 22.6 | 12.3 | 17.2 | 7.2 | 20 | 8.1 | 18.9 | 7.8 | 20.2 | 16.9 | 15 | -3.9 | 12.8 | 10.6 | 18.3 | 15 | 16.7 | 14.2 | 21.1 | 17.8 | 9.2 | 5 | 16.1 | 12.2 | 17.2 | -8.3 | 8.5 | -4.7 | 24.5 | -6 | 10 | -1.7 | 8.3 | 1.7 | 13.3 | 5 | 10 | 8.9 | 9.4 | 3.3 | 16.7 | 12.8 | 17.2 | 14.4 | 12 | 9 | 10.9 | 3.2 | 13.7 | 10.3 | 22.2 | 18.9 | 7.8 | 3.9 | 13 | 7 | 18.9 | 17.2 | 17 | 15.5 | 21.7 | 12 | 20.6 | 16.1 | 13.3 | 11.1 | 13.1 | -3.6 | 20.4 | 17.4 | 18.3 | -0.6 | 19.6 | 10.6 | 22.2 | 20 | 22 | 14.2 | 9.4 | 5.6 | 14.4 | 8.9 | 14.4 | 8.9 | 12.2 | 8.9 | 9.8 | 4 | 2.8 | 2.2 | 14.4 | 12.8 | 6.1 | 2.8 | 12.8 | -2.2
13 | 4 | 8.3 | 2.2 | 16.1 | 12.8 | 16.1 | 11.7 | 2.4 | -6.4 | 17 | -2.8 | 10 | 4 | 15 | 5.3 | 15.6 | 12.8 | 11.5 | 6.7 | 10 | 7.2 | 9.4 | 8.9 | 8.3 | 6.1 | 11.1 | 5.6 | 17 | 13 | 22.8 | 17.8 | 26.7 | 23.3 | 20.3 | 15.3 | 25.6 | 21.7 | 20 | 11.7 | 22.8 | 17.2 | 12.8 | 10.6 | 11.1 | 3.9 | 6.1 | 3.3 | 12.8 | 10.6 | 15 | 12.8 | 12.9 | 11.2 | 19.4 | 16.1 | 22.2 | 13.3 | 10 | 8.3 | 4 | 1 | 10.1 | 2.5 | 9.1 | 6.4 | 7.2 | 6.7 | 13.3 | 12.2 | 13.9 | 12.2 | 4.4 | -3.3 | 22.2 | 11.7 | 17.2 | 7.8 | 18.9 | 8.3 | 18.3 | 7.8 | 20.6 | 16.7 | 14.4 | -3.9 | 13.3 | 10.6 | 17.2 | 15 | 16.7 | 14.4 | 20 | 17.8 | 8.3 | 3.9 | 15.6 | 12.8 | 14.4 | -11.1 | 7.1 | -4.1 | 23.3 | -5 | 10 | -2.8 | 5.6 | 1.7 | 12.8 | 5.3 | 11.1 | 8.9 | 7.8 | 2.8 | 16.7 | 12.8 | 16.7 | 14.4 | 12 | 9 | 10.2 | 3.3 | 12.9 | 10.8 | 21.7 | 18.9 | 8.9 | 3.3 | 13 | 8 | 18.9 | 17.2 | 16.9 | 15.6 | 20.6 | 12.2 | 20 | 16.1 | 13.3 | 11.1 | 12.2 | -3.9 | 20.6 | 17.8 | 17.2 | -1.1 | 18.9 | 10 | 22.2 | 20.6 | 21.1 | 15 | 8.3 | 5 | 12.2 | 8.9 | 14.4 | 8.3 | 11.7 | 8.3 | 9.1 | 4.3 | 2.8 | 1.7 | 13.9 | 13.3 | 5.6 | 5 | 11.3 | -1
11 | 4 | 7.2 | 2.8 | 13.3 | 12.2 | 15.6 | 11.7 | 0.9 | -6.7 | 15.2 | -2.8 | 9 | 6 | 13.9 | 5.6 | 15.6 | 12.8 | 11.1 | 5.6 | 9.4 | 7.2 | 8.9 | 8.9 | 8.3 | 3.3 | 10 | 5.6 | 17 | 13 | 22.8 | 17.8 | 26.7 | 23.9 | 19.4 | 12.8 | 23.9 | 21.1 | 18.9 | 11.1 | 22.8 | 17.2 | 11.7 | 10 | 9.4 | 4.4 | 6.1 | 3.3 | 13.3 | 11.1 | 16.7 | 9.4 | 12.2 | 10.6 | 18.3 | 16.1 | 21.1 | 13.3 | 10 | 8.3 | 4 | 1 | 9.7 | 2.8 | 8.3 | 5.6 | 6.7 | 5.6 | 13.9 | 12.2 | 12.8 | 9.4 | 1.7 | -6.7 | 22 | 12.3 | 16.7 | 7.8 | 18.9 | 8.6 | 18.3 | 7.8 | 19.5 | 16.6 | 12.8 | -2.8 | 12.8 | 11.1 | 17.2 | 15 | 16.7 | 14.4 | 19.4 | 17.2 | 7.6 | 3.1 | 15 | 12.2 | 12.8 | -11.1 | 5.6 | -4.4 | 22.2 | -3.9 | 6.7 | -3.3 | 5.6 | 1.7 | 12.2 | 5.6 | 9.4 | 7.2 | 6.7 | 2.8 | 16.1 | 12.8 | 17.2 | 16.1 | 12 | 9 | 9.4 | 2.8 | 12.2 | 11.1 | 21.7 | 18.9 | 7.8 | 2.2 | 13 | 8 | 18.3 | 17.2 | 16.7 | 15.6 | 19.5 | 12.5 | 19.4 | 15 | 12.2 | 10.6 | 11.1 | -3.7 | 20 | 17.4 | 13.3 | -0.6 | 18 | 10.9 | 23.3 | 21.1 | 19.4 | 14.3 | 8.3 | 4.4 | 11.1 | 8.3 | 13.9 | 7.2 | 11.7 | 8.9 | 8.3 | 4.4 | 1.7 | 1.1 | 13.3 | 12.8 | 5 | 4.4 | 9.8 | -0.6
9 | 2 | 6.1 | 1.7 | 12.2 | 11.7 | 15.6 | 11.7 | -0.6 | -7.8 | 13.3 | -3.3 | 8 | 6 | 12.4 | 6 | 15.6 | 12.8 | 10.9 | 6.7 | 9.4 | 7.2 | 7.8 | 7.8 | 6.1 | 3.3 | 9.4 | 5 | 16 | 13 | 22.2 | 17.8 | 26.7 | 23.9 | 18.1 | 11.9 | 23.9 | 21.7 | 17.8 | 11.1 | 22.8 | 17.2 | 11.7 | 10.6 | 8.3 | 4.4 | 5.6 | 3.3 | 12.8 | 11.7 | 15.6 | 8.9 | 11.8 | 10.6 | 18.9 | 16.7 | 21.1 | 12.8 | 10 | 8.3 | 4 | 1 | 9.2 | 2.8 | 7.8 | 5.5 | 7.8 | 7.2 | 13.3 | 12.2 | 11.1 | 8.3 | 0.6 | -6.7 | 21.9 | 13.3 | 16.7 | 7.8 | 18.9 | 8.9 | 17.8 | 7.8 | 18.3 | 16.3 | 8.3 | -2.2 | 12.2 | 9.4 | 16.1 | 15 | 16.7 | 14.6 | 18.9 | 17.8 | 6.8 | 2.1 | 15.6 | 12.8 | 11.7 | -10.6 | 5 | -4 | 22.2 | -2.8 | 5 | -1.7 | 3.9 | 1.7 | 11.8 | 5.9 | 9.4 | 7.2 | 6.7 | 2.8 | 15.6 | 13.3 | 17.8 | 17.2 | 12 | 9 | 7.9 | 2.8 | 11.3 | 10.1 | 21.1 | 18.3 | 7.8 | 2.2 | 13 | 7 | 18.3 | 17.2 | 16.7 | 15.6 | 18.3 | 12.8 | 18.3 | 15 | 12.2 | 10.6 | 10 | -4.2 | 19.5 | 17.1 | 12.2 | 0 | 17 | 11.3 | 23.3 | 21.7 | 17.8 | 13.7 | 7.8 | 4.4 | 10.6 | 7.2 | 13.9 | 7.8 | 11.7 | 9.4 | 8.1 | 4.5 | 1.1 | 1.1 | 12.8 | 12.2 | 4.4 | 3.9 | 8.3 | -0.6
8 | 1 | 6.1 | 2.2 | 11.7 | 11.1 | 15.6 | 11.1 | -0.8 | -7.2 | 12.9 | -3 | 8 | 6 | 10.9 | 6.1 | 15.6 | 12.2 | 10.8 | 7.5 | 9.4 | 7.2 | 8.9 | 8.9 | 5.6 | 3.3 | 9.4 | 4.4 | 16 | 13 | 22.2 | 17.8 | 26.7 | 23.9 | 16.9 | 11 | 23.9 | 21.7 | 17.2 | 11.1 | 22.8 | 17.2 | 11.1 | 9.4 | 7.8 | 4.4 | 6.1 | 3.3 | 13.3 | 11.7 | 15 | 8.3 | 11.5 | 10.6 | 17.2 | 16.1 | 18.3 | 12.8 | 10 | 8.3 | 3 | 2 | 8.7 | 2.7 | 7.2 | 5.2 | 6.7 | 6.1 | 12.8 | 12.8 | 10.6 | 7.8 | -1.1 | -7.2 | 21.7 | 13.9 | 15.6 | 8.9 | 18.9 | 8.9 | 17.8 | 7.8 | 17.2 | 16.1 | 8.3 | -1.7 | 11.7 | 9.4 | 16.1 | 15 | 16.7 | 14.6 | 18.3 | 17.2 | 6.1 | 1.1 | 15.6 | 12.8 | 11.7 | -11.1 | 4.5 | -4 | 22.2 | -2.8 | 4.4 | -2.2 | 3.3 | 1.1 | 11.5 | 6.5 | 8.3 | 5.6 | 5.6 | 2.8 | 14.4 | 13.3 | 17.2 | 16.7 | 12 | 9 | 6.5 | 2.6 | 10.3 | 8.8 | 21.1 | 18.3 | 6.7 | 1.7 | 12 | 4 | 17.8 | 16.7 | 16.7 | 15.6 | 17.2 | 12.8 | 17.8 | 13.3 | 13.3 | 10 | 8.9 | -5 | 18.9 | 16.7 | 11.1 | 0 | 16.1 | 11.7 | 23.9 | 21.7 | 16.1 | 12.8 | 7.8 | 5 | 8.9 | 6.7 | 13.3 | 8.3 | 11.7 | 8.9 | 8 | 5 | 0 | 0 | 12.8 | 12.2 | 3.9 | 2.8 | 7.4 | -0.9
6 | 2 | 5.6 | 2.8 | 11.1 | 10 | 15.6 | 11.1 | -0.9 | -7.3 | 12.6 | -2.5 | 8 | 6 | 9.4 | 6.1 | 15.6 | 12.2 | 10.6 | 8.3 | 9.4 | 7.2 | 10 | 9.1 | 5 | 2.2 | 9.4 | 3.9 | 16 | 12 | 22.2 | 17.2 | 26.7 | 23.9 | 15.6 | 10 | 23.9 | 21.7 | 16.1 | 11.7 | 22.8 | 16.7 | 10.6 | 9.4 | 8.3 | 5 | 6.1 | 3.9 | 12.8 | 11.7 | 15 | 7.2 | 11.1 | 10.6 | 16.7 | 16.1 | 15.6 | 12.2 | 10 | 8.3 | 2 | 1 | 8.3 | 3 | 6.7 | 5 | 6.7 | 6.1 | 12.8 | 12.2 | 10.6 | 8.3 | -1.1 | -7.2 | 20.9 | 14.3 | 14.4 | 9.4 | 18 | 9.4 | 17.2 | 7.8 | 17.4 | 16.4 | 10 | -1.7 | 10 | 8.9 | 16.7 | 15 | 16.7 | 14.4 | 17.8 | 17.2 | 5.9 | 1 | 15.6 | 12.8 | 12.2 | -10 | 3.9 | -5 | 22.2 | -2.8 | 2.8 | -2.8 | 2.2 | 0.6 | 11.1 | 6.7 | 8.3 | 4.4 | 5 | 2.2 | 13.3 | 11.7 | 17.8 | 17.2 | 11 | 8 | 5 | 2.2 | 9.4 | 7.8 | 20 | 17.8 | 6.1 | 1.1 | 13 | 4 | 17.8 | 16.7 | 16.7 | 15.6 | 17 | 12.8 | 17.8 | 12.2 | 12.2 | 10 | 8.7 | -4.6 | 19.3 | 17.1 | 8.9 | -0.6 | 15.9 | 12.3 | 24.4 | 21.7 | 15.7 | 12.9 | 7.8 | 4.4 | 8.9 | 6.1 | 13.3 | 8.9 | 11.7 | 8.9 | 7.8 | 5 | -0.6 | -0.6 | 12.8 | 12.2 | 3.9 | 2.8 | 6.5 | -1.2
5 | 1 | 5.6 | 2.2 | 11.1 | 11.1 | 14.4 | 10.6 | -1.1 | -8.3 | 12.2 | -2.8 | 8 | 6 | 11.3 | 6.7 | 15.6 | 11.7 | 11.3 | 8.6 | 8.9 | 6.7 | 10.6 | 9.4 | 3.3 | 2.2 | 10 | 2.8 | 15 | 12 | 22.2 | 17.2 | 26.7 | 23.3 | 15.2 | 10 | 23.3 | 21.7 | 15.6 | 11.1 | 22.8 | 17.2 | 10.6 | 9.4 | 6.1 | 4.4 | 6.7 | 3.9 | 12.2 | 11.7 | 14.4 | 6.7 | 11.5 | 10.9 | 16.7 | 15.6 | 15 | 13.3 | 10 | 8.3 | 2 | 1 | 7.8 | 2.8 | 8.7 | 6.3 | 6.7 | 6.1 | 12.8 | 12.2 | 11.1 | 10.6 | -1.1 | -6.7 | 20.2 | 14.6 | 13.3 | 10.6 | 17 | 9.7 | 17.2 | 7.8 | 17.6 | 17 | 6.1 | -1.1 | 10 | 8.3 | 16.7 | 14.4 | 17.1 | 14.9 | 17.8 | 17.2 | 5.8 | 0.9 | 15.6 | 12.8 | 12.2 | -8.3 | 7 | -3.4 | 23.7 | -0.5 | 2.2 | -3.9 | 2.2 | 1.1 | 11.5 | 7.1 | 8.3 | 4.4 | 5 | 2.2 | 13.3 | 11.7 | 18.3 | 15 | 11 | 8 | 6.5 | 2.9 | 10.7 | 8.5 | 20 | 17.8 | 5.6 | 1.7 | 12 | 4 | 17.8 | 16.1 | 16.9 | 15.6 | 16.9 | 12.9 | 17.8 | 11.7 | 14.4 | 11.1 | 8.5 | -4.4 | 19.6 | 17.4 | 7.8 | -0.6 | 15.8 | 13 | 19.4 | 17.2 | 15.4 | 12.9 | 8.3 | 4.4 | 8.9 | 6.1 | 13.3 | 8.9 | 11.7 | 9.4 | 9.5 | 5.9 | -0.6 | -0.6 | 12.8 | 12.2 | 0.6 | 0.6 | 5.6 | -2.2
8 | 3 | 5.6 | 2.2 | 12.8 | 12.8 | 13.3 | 10.6 | 4.1 | -5.5 | 14.8 | -2.3 | 8 | 6 | 13.1 | 6.7 | 15.6 | 11.7 | 12.1 | 8.8 | 10 | 7.2 | 10.6 | 9.4 | 3.3 | 1.7 | 11.1 | 2.8 | 15 | 12 | 22.2 | 17.2 | 26.7 | 23.3 | 14.8 | 9.8 | 23.9 | 21.7 | 15.6 | 10.6 | 21.7 | 17.2 | 12.8 | 11.1 | 5 | 3.3 | 8.9 | 6.1 | 12.8 | 11.7 | 14.4 | 6.1 | 11.8 | 11.2 | 16.7 | 15.6 | 16.1 | 13.3 | 10 | 8.3 | 2 | 1 | 8.3 | 2.8 | 10.8 | 7.7 | 6.7 | 6.1 | 12.8 | 12.2 | 11.1 | 10.6 | 1.1 | -5.6 | 19.4 | 15 | 12.8 | 10 | 16.1 | 10 | 17.2 | 7.2 | 17.8 | 17.2 | 8.3 | 1.1 | 11.1 | 9.4 | 17.2 | 14.4 | 17.4 | 15.2 | 17.8 | 17.2 | 5.6 | 0.6 | 15 | 13.3 | 9.4 | -8.3 | 10.2 | -2.5 | 25.2 | 0.6 | 5 | -1.1 | 4.4 | 2.8 | 11.8 | 7.5 | 8.3 | 4.4 | 6.1 | 2.2 | 13.3 | 11.7 | 18.3 | 15.6 | 11 | 8 | 7.9 | 3.4 | 12 | 9.2 | 20 | 18.3 | 2.8 | 1.1 | 12 | 4 | 17.2 | 16.1 | 17 | 15.5 | 16.7 | 12.8 | 17.8 | 11.1 | 15.6 | 11.7 | 8.3 | -5 | 20 | 17.8 | 10.6 | 0 | 15.6 | 13.3 | 18.3 | 16.7 | 15 | 12.8 | 10 | 5 | 8.9 | 6.7 | 13.3 | 8.9 | 11.7 | 9.4 | 11.1 | 6.7 | 2.8 | 1.7 | 12.2 | 12.2 | 0.6 | 0 | 8.4 | -0.8
13 | 3 | 6.1 | 2.8 | 17.2 | 15 | 18.3 | 12.2 | 9.2 | -4.8 | 17.4 | -2 | 9 | 7 | 15 | 6.7 | 16.7 | 11.7 | 12.8 | 8.9 | 12.8 | 7.8 | 11.1 | 9.4 | 3.9 | 2.2 | 14.4 | 1.1 | 17 | 11 | 22.8 | 16.7 | 26.7 | 22.8 | 14.4 | 10 | 24.4 | 22.2 | 16.1 | 10 | 21.1 | 18.9 | 13.3 | 11.7 | 8.3 | 4.4 | 11.7 | 6.7 | 13.3 | 12.2 | 16.1 | 7.2 | 12.2 | 11.7 | 21.1 | 18.3 | 23.9 | 14.4 | 10 | 8.3 | 2 | 0 | 8.9 | 3.3 | 12.8 | 8.9 | 9.4 | 7.8 | 12.8 | 12.8 | 10.6 | 8.3 | 3.3 | -4.4 | 20 | 15.3 | 12.8 | 10 | 18.1 | 10.7 | 15.6 | 8.9 | 18.5 | 17.2 | 12.2 | 2.2 | 11.1 | 9.4 | 18.3 | 15 | 17.8 | 15.6 | 18.9 | 18.3 | 5.8 | 0.5 | 14.4 | 13.9 | 13.9 | -8.3 | 13.3 | -2.8 | 26.7 | 2.2 | 9.4 | -1.1 | 8.3 | 1.1 | 12.2 | 7.8 | 10 | 5.6 | 8.9 | 5 | 15 | 12.8 | 18.3 | 16.7 | 11 | 8 | 9.4 | 3.9 | 13.3 | 10 | 21.1 | 18.3 | 7.8 | 3.9 | 12 | 4 | 18.9 | 16.7 | 17.2 | 15.6 | 16.3 | 12.9 | 17.2 | 12.2 | 18.3 | 11.7 | 11.3 | -3.9 | 22 | 18.2 | 13.9 | 1.1 | 18 | 14.5 | 19.4 | 17.2 | 17.2 | 14.1 | 9.4 | 7.2 | 12.2 | 7.2 | 14.4 | 8.9 | 11.7 | 10 | 12.8 | 7.2 | 8.3 | 6.1 | 12.8 | 12.2 | 0.6 | 0.6 | 11.1 | -0.1
18 | 2 | 8.3 | 2.2 | 20.6 | 13.3 | 22.2 | 12.8 | 14.4 | -6.1 | 20 | -3.3 | 10 | 6 | 17.2 | 7 | 17.8 | 11.7 | 14.8 | 9.4 | 15 | 8.9 | 11.7 | 10 | 5 | 1.7 | 16.1 | 2.2 | 20 | 8 | 23.3 | 16.7 | 27.2 | 22.8 | 16.8 | 9.3 | 25.6 | 22.8 | 18.3 | 9.4 | 22.2 | 18.3 | 13.9 | 12.2 | 10.6 | 5.6 | 13.9 | 6.7 | 14.4 | 12.2 | 17.2 | 6.1 | 14.2 | 12.1 | 23.9 | 16.7 | 25 | 11.7 | 10.6 | 8.9 | 3 | 0 | 9.4 | 5 | 14.5 | 8.9 | 12.2 | 9.4 | 13.3 | 13.3 | 11.1 | 8.3 | 5 | -4.4 | 20.5 | 15.3 | 12.8 | 10.6 | 20.2 | 11.7 | 13.3 | 11.1 | 19.3 | 16.9 | 13.3 | 2.8 | 15.6 | 6.1 | 20 | 16.1 | 18.7 | 16.2 | 20 | 19.4 | 5.9 | 0.2 | 13.3 | 13.3 | 17.8 | -8.3 | 15.9 | -1.9 | 27.2 | 2.3 | 12.8 | -1.7 | 9.4 | -1.7 | 13.5 | 8.4 | 11.7 | 6.1 | 13.3 | 5 | 17.8 | 13.3 | 18.9 | 17.2 | 12 | 8 | 12.4 | 4.6 | 15.3 | 10.7 | 21.7 | 18.9 | 10.6 | 3.3 | 11 | 7 | 20.6 | 16.1 | 18.7 | 16 | 16 | 13 | 17.2 | 12.8 | 21.7 | 11.1 | 14.2 | -3.6 | 24.1 | 18.3 | 17.8 | 1.1 | 20.4 | 15.4 | 20.6 | 17.8 | 19.5 | 15.6 | 9.4 | 6.1 | 13.9 | 6.1 | 15.6 | 9.4 | 12.2 | 10 | 15 | 7.8 | 12.2 | 7.8 | 12.8 | 12.2 | 0.6 | 0 | 13.9 | 0.6
21 | 1 | 9.4 | 2.2 | 23.3 | 13.3 | 25 | 13.3 | 16.3 | -4.3 | 22.4 | -2.7 | 11 | 6 | 19.5 | 7.3 | 19.4 | 12.8 | 16.9 | 9.9 | 16.7 | 10 | 13.3 | 10 | 6.7 | 2.2 | 17.8 | 0 | 22 | 7 | 25 | 16.7 | 27.8 | 23.3 | 19.3 | 8.4 | 27.2 | 23.3 | 20.6 | 9.4 | 24.4 | 20 | 13.9 | 12.2 | 12.2 | 5.6 | 15 | 6.7 | 15.6 | 12.8 | 20 | 7.8 | 16.3 | 12.7 | 26.7 | 15 | 26.1 | 10.6 | 10.6 | 8.9 | 3 | 0 | 8.9 | 5.6 | 16.1 | 8.9 | 15 | 7.8 | 15 | 14.4 | 11.1 | 8.3 | 6.1 | -4.4 | 21.1 | 15.6 | 12.8 | 11.1 | 22.2 | 12.2 | 13.3 | 11.1 | 20 | 16.7 | 16.1 | 3.9 | 17.2 | 3.3 | 21.1 | 16.7 | 19.7 | 16.8 | 22.2 | 19.4 | 6.1 | 0 | 13.3 | 12.8 | 18.9 | -7.8 | 18.5 | -2.1 | 27.8 | 2.8 | 15.6 | -1.7 | 10.6 | -1.1 | 14.8 | 8.8 | 12.8 | 6.1 | 14.4 | 4.4 | 21.1 | 13.9 | 20 | 17.2 | 12 | 8 | 15.3 | 5 | 17.2 | 11.1 | 22.8 | 20 | 12.8 | 3.3 | 12 | 8 | 22.8 | 15.6 | 20.2 | 16.5 | 15.6 | 12.8 | 17.2 | 13.3 | 23.3 | 11.7 | 17.2 | -3.9 | 26.1 | 18.3 | 18.9 | 1.1 | 22.8 | 16.1 | 22.2 | 19.4 | 21.7 | 16.7 | 12.8 | 6.1 | 15.6 | 5 | 17.2 | 10 | 12.8 | 10 | 17.2 | 8.4 | 15.6 | 7.2 | 13.3 | 12.8 | 0 | -0.6 | 16.3 | 0.4
22 | 2 | 10 | 2.8 | 25 | 11.1 | 26.7 | 13.3 | 18.1 | -4 | 24.8 | -4 | 12 | 6 | 21.7 | 6.7 | 19.4 | 12.8 | 18.9 | 10 | 18.3 | 10.6 | 15.6 | 10 | 7.8 | 2.8 | 20 | 0 | 24 | 5 | 26.1 | 17.2 | 28.3 | 22.8 | 21.7 | 6.1 | 29.4 | 23.3 | 22.2 | 8.3 | 25 | 19.4 | 13.3 | 12.2 | 13.9 | 6.1 | 15.6 | 6.7 | 15.6 | 13.3 | 23.3 | 7.2 | 18.3 | 12.8 | 28.9 | 14.4 | 27.2 | 8.9 | 10.6 | 8.9 | 5 | -1 | 10.6 | 5.6 | 17.8 | 8.3 | 16.1 | 7.8 | 15.6 | 14.4 | 11.7 | 8.3 | 7.2 | -5 | 20.5 | 15.3 | 12.8 | 11.1 | 22.9 | 12 | 12.8 | 11.7 | 21.5 | 16.7 | 18.9 | 3.3 | 17.8 | 5 | 23.9 | 17.2 | 20.6 | 17.2 | 25 | 19.4 | 7 | 0.6 | 13.3 | 12.8 | 22.2 | -3.9 | 21.1 | -2.8 | 28.3 | 2.8 | 17.8 | 0 | 12.2 | -1.1 | 16.1 | 8.9 | 14.4 | 6.7 | 15.6 | 5 | 21.7 | 13.9 | 21.1 | 16.7 | 13 | 9 | 18.3 | 4.4 | 20 | 12.8 | 23.9 | 20 | 14.4 | 3.9 | 12 | 8 | 23.9 | 15.6 | 21.7 | 16.7 | 14.3 | 11.5 | 17.2 | 14.4 | 23.9 | 12.2 | 18.7 | -3 | 26.8 | 18.4 | 21.1 | 1.7 | 24.5 | 16.3 | 25.6 | 21.1 | 23.4 | 16.2 | 15 | 5 | 17.2 | 5.6 | 19.4 | 10 | 13.9 | 10.6 | 19.4 | 8.3 | 17.2 | 3.3 | 16.1 | 14.4 | 0 | -0.6 | 18.7 | -0.6
22 | 1 | 11.1 | 0 | 26.1 | 12.8 | 28.3 | 14.4 | 20 | -3.9 | 27.2 | -5.6 | 12 | 5 | 23.5 | 6.3 | 20 | 12.8 | 20.9 | 10.1 | 21.7 | 11.1 | 15.6 | 10 | 10.6 | 4.4 | 21.1 | -2.2 | 25 | 6 | 26.1 | 16.7 | 28.9 | 22.2 | 23.4 | 5.3 | 29.4 | 23.3 | 23.9 | 7.2 | 26.1 | 18.3 | 14.4 | 12.8 | 15.6 | 6.1 | 16.7 | 6.7 | 17.2 | 14.4 | 27.2 | 7.2 | 18.7 | 12.5 | 29.4 | 15 | 27.8 | 9.4 | 11.1 | 8.9 | 7 | -1 | 12.8 | 5.6 | 18.7 | 8.1 | 16.7 | 7.8 | 16.7 | 15 | 12.2 | 7.8 | 8.9 | -4.4 | 20 | 15.3 | 12.8 | 11.1 | 23.7 | 12.1 | 12.8 | 11.7 | 22.9 | 16.5 | 21.7 | 3.3 | 18.9 | 2.2 | 26.1 | 17.8 | 21.7 | 17.5 | 27.2 | 20 | 8 | 1.2 | 14.4 | 13.3 | 23.3 | -5 | 20.4 | -1.2 | 28.7 | 2.8 | 20 | 0 | 13.9 | -0.6 | 15.7 | 9.6 | 14.4 | 5.6 | 16.1 | 5.6 | 22.8 | 13.3 | 22.8 | 16.7 | 13 | 8 | 21.1 | 4.7 | 21.9 | 12.8 | 25.6 | 20.6 | 15.6 | 5 | 16 | 10 | 24.4 | 14.4 | 22.8 | 16.4 | 13 | 9.9 | 18.3 | 15.6 | 25.6 | 12.8 | 20.2 | -3.1 | 27.6 | 18.9 | 21.1 | 1.1 | 26.1 | 15.8 | 28.9 | 21.1 | 25 | 15.6 | 15.6 | 5.6 | 18.3 | 5.6 | 21.7 | 11.1 | 15 | 10.6 | 20.3 | 8.3 | 17.8 | 2.2 | 17.8 | 15 | 0.6 | -0.6 | 21.1 | -2.2
24 | -2 | 11.1 | -0.6 | 26.7 | 12.8 | 28.3 | 11.1 | 20.4 | -4.2 | 28.5 | -5.4 | 12 | 6 | 25.4 | 6.1 | 20 | 12.8 | 23 | 10.5 | 24.4 | 7.8 | 15.6 | 10 | 11.7 | 2.2 | 21.1 | -3.3 | 27 | 6 | 25.6 | 16.1 | 28.9 | 22.8 | 25 | 4.7 | 29.4 | 23.3 | 24.4 | 8.3 | 26.7 | 17.8 | 13.9 | 12.2 | 17.2 | 5 | 16.1 | 5.6 | 18.3 | 14.4 | 28.3 | 6.7 | 19 | 12.1 | 31.1 | 14.4 | 28.9 | 8.9 | 11.1 | 8.9 | 8 | -1 | 13.3 | 6.7 | 19.7 | 7.8 | 16.7 | 8.3 | 17.8 | 15 | 14.4 | 8.3 | 9.4 | -5 | 19.4 | 15 | 13.3 | 11.7 | 24.4 | 11.7 | 12.8 | 12.2 | 24.4 | 16.1 | 23.9 | 3.3 | 20 | 3.3 | 27.2 | 16.7 | 22.8 | 17.7 | 28.3 | 19.4 | 8.9 | 1.7 | 15.6 | 13.3 | 25 | -8.3 | 19.6 | -0.4 | 29 | 2.3 | 20.6 | -1.1 | 15.6 | -0.6 | 15.4 | 10.2 | 14.4 | 5 | 16.1 | 5 | 23.3 | 13.3 | 23.3 | 16.7 | 12 | 9 | 23.9 | 3.8 | 23.7 | 12.4 | 25 | 20 | 16.7 | 3.3 | 17 | 11 | 25.6 | 15 | 23.9 | 16.2 | 11.7 | 8.3 | 20 | 15.6 | 26.1 | 13.3 | 21.7 | -2.8 | 28.3 | 18.9 | 22.8 | 1.1 | 27.8 | 15.6 | 30 | 21.1 | 26.7 | 14.4 | 16.1 | 5.6 | 19.4 | 5.6 | 22.8 | 11.1 | 16.1 | 11.1 | 21.3 | 8.6 | 19.4 | 3.3 | 19.4 | 15 | 0 | -0.6 | 22.6 | -1.3
26 | -2 | 12.2 | -1.1 | 27.8 | 12.2 | 29.4 | 9.4 | 20.7 | -5.3 | 29.8 | -7.1 | 13 | 4 | 27.2 | 5 | 20 | 12.8 | 25 | 10 | 24.4 | 5 | 17.2 | 10 | 15 | -1.1 | 23.3 | -5 | 28 | 6 | 26.7 | 17.2 | 28.9 | 22.2 | 26.7 | 3.3 | 30.6 | 23.3 | 25.6 | 9.4 | 27.2 | 18.3 | 15 | 11.7 | 18.3 | 3.9 | 16.1 | 5 | 18.9 | 15 | 28.9 | 4.4 | 19.4 | 11.7 | 32.2 | 16.7 | 28.9 | 10 | 11.1 | 8.9 | 8 | 0 | 13.3 | 7.8 | 20.6 | 7.2 | 17.8 | 7.2 | 18.9 | 15.6 | 13.3 | 7.8 | 10.6 | -5 | 19 | 14.7 | 13.3 | 11.7 | 26.1 | 11.5 | 13.3 | 12.2 | 23.3 | 16.9 | 25 | 3.9 | 20.6 | 2.8 | 27.2 | 17.8 | 23.9 | 17.8 | 27.2 | 18.3 | 10.2 | 2.3 | 15.6 | 13.3 | 25.6 | -8.3 | 18.9 | 0.6 | 29.4 | 2.8 | 21.7 | 0.6 | 17.2 | -0.6 | 15 | 10.6 | 16.1 | 5 | 16.1 | 3.9 | 23.9 | 13.9 | 24.4 | 17.2 | 14 | 9 | 26.7 | 2.8 | 25.6 | 11.7 | 25 | 19.4 | 17.8 | 5 | 17 | 11 | 25.6 | 14.4 | 25 | 15.6 | 11.5 | 8 | 20.6 | 15 | 26.1 | 10.6 | 22.4 | -2.1 | 28.5 | 18.9 | 23.9 | 1.1 | 28.7 | 15.6 | 30 | 21.1 | 27.1 | 14.5 | 16.7 | 6.7 | 20 | 5.6 | 23.3 | 11.7 | 17.8 | 10.6 | 22.2 | 8.3 | 20.6 | 3.3 | 20 | 15 | 0.6 | -0.6 | 24.1 | -0.8
27 | -3 | 12.2 | -0.6 | 28.3 | 12.2 | 28.3 | 8.9 | 21.1 | -7.8 | 31.1 | -8.3 | 13 | 5 | 28.1 | 4.4 | 20 | 12.8 | 25.9 | 10.1 | 25 | 6.7 | 17.2 | 10.6 | 13.3 | 1.7 | 24.4 | -7.2 | 28 | 6 | 25.6 | 16.7 | 30 | 22.8 | 26.9 | 3.4 | 31.1 | 22.2 | 26.7 | 10.6 | 26.1 | 17.8 | 18.3 | 12.8 | 19.4 | 3.3 | 15.6 | 4.4 | 20 | 15 | 28.9 | 5 | 18.5 | 12.7 | 32.2 | 16.7 | 30 | 11.1 | 10.6 | 8.9 | 10 | -2 | 12.2 | 10 | 19.3 | 7.4 | 18.3 | 7.8 | 20.6 | 15.6 | 12.8 | 8.3 | 11.7 | -4.4 | 18.7 | 14.6 | 13.9 | 11.7 | 27.7 | 11.3 | 13.9 | 12.8 | 22.2 | 17.4 | 26.7 | 4.4 | 20.6 | 2.8 | 27.8 | 17.8 | 23.3 | 18 | 29.4 | 18.9 | 11.5 | 2.5 | 16.1 | 13.9 | 27.8 | -8.3 | 19.5 | 1 | 29.2 | 2.5 | 23.3 | -1.1 | 18.9 | 0.6 | 14.8 | 11 | 16.7 | 5 | 15.6 | 3.3 | 25 | 14.4 | 24.4 | 17.2 | 14 | 9 | 27.2 | 1.6 | 26.3 | 10.9 | 23.3 | 18.9 | 18.3 | 3.3 | 17 | 9 | 25 | 15 | 25.6 | 15.6 | 11.3 | 7.6 | 19.4 | 16.1 | 27.2 | 9.4 | 23.2 | -1.5 | 28.7 | 18.5 | 24.4 | 0.6 | 29.7 | 16.2 | 30.6 | 21.7 | 27.4 | 14.5 | 17.8 | 6.1 | 21.7 | 6.1 | 23.9 | 12.2 | 17.2 | 10 | 22.6 | 8 | 21.1 | 2.8 | 20.6 | 15 | 1.1 | 0.6 | 25.6 | -0.6
28 | -2 | 12.2 | -0.6 | 28.3 | 12.8 | 27.8 | 7.2 | 21.1 | -6.6 | 31.3 | -7.6 | 13 | 6 | 29.1 | 4.6 | 18.9 | 12.8 | 26.9 | 10.6 | 21.1 | 7.2 | 16.7 | 10.6 | 14.4 | -0.6 | 25 | -5 | 28 | 6 | 26.1 | 17.2 | 29.4 | 23.3 | 27 | 3.5 | 32.2 | 22.2 | 27.2 | 10 | 26.7 | 17.2 | 19.4 | 13.3 | 20 | 2.8 | 15 | 4.4 | 20.6 | 15.6 | 28.9 | 4.4 | 17.6 | 13.4 | 32.2 | 18.9 | 30.6 | 10.6 | 10.6 | 8.9 | 11 | -2 | 11.7 | 11.1 | 18 | 7.5 | 19.4 | 7.8 | 22.2 | 15 | 12.8 | 8.9 | 12.2 | -4.4 | 18.3 | 14.4 | 13.3 | 11.7 | 29.4 | 10.6 | 14.4 | 13.3 | 21.1 | 17.8 | 27.2 | 4.4 | 21.1 | 3.3 | 26.1 | 17.2 | 22.8 | 18.4 | 29.4 | 18.3 | 12.8 | 2.8 | 17.2 | 14.4 | 27.8 | -8.9 | 20 | 1.4 | 29.1 | 1.6 | 23.3 | -1.1 | 20 | 0.6 | 14.6 | 11.4 | 17.2 | 4.4 | 15.6 | 3.9 | 25.6 | 15 | 24.4 | 17.2 | 14 | 10 | 27.8 | 1.3 | 27.1 | 9.5 | 26.1 | 20 | 18.9 | 2.2 | 17 | 8 | 24.4 | 16.7 | 26.1 | 15.8 | 11.1 | 7.2 | 20 | 16.1 | 26.1 | 9.4 | 23.9 | -1.1 | 28.9 | 18.3 | 23.9 | 0.6 | 30.6 | 16.1 | 30.6 | 21.1 | 27.8 | 14.4 | 17.8 | 6.1 | 21.7 | 4.4 | 24.4 | 12.8 | 17.2 | 9.4 | 22.9 | 7.5 | 21.7 | 3.9 | 21.7 | 15.6 | 1.7 | 0 | 25.8 | -1.7
28 | -4 | 12.8 | -1.1 | 28.3 | 12.2 | 28.3 | 7.8 | 21.1 | -5.8 | 31.5 | -7.5 | 13 | 5 | 30 | 3.9 | 17.8 | 12.2 | 27.8 | 10.6 | 20.6 | 5.6 | 16.1 | 10.6 | 16.1 | -6.7 | 24.4 | -5 | 28 | 7 | 25 | 18.3 | 29.4 | 21.7 | 27.2 | 3.9 | 31.7 | 21.7 | 27.2 | 10.6 | 26.1 | 17.2 | 19.4 | 13.9 | 20.6 | 2.8 | 15 | 4.4 | 20.6 | 16.1 | 27.2 | 5 | 16.7 | 13.9 | 30.6 | 20 | 30.6 | 11.1 | 10.6 | 8.9 | 12 | -2 | 11.7 | 10.6 | 16.7 | 7.2 | 18.9 | 8.3 | 22.2 | 14.4 | 13.3 | 8.3 | 12.2 | -6.1 | 17.2 | 13.8 | 13.9 | 12.2 | 28.7 | 10.4 | 13.9 | 12.8 | 20.4 | 17.1 | 28.3 | 5.6 | 20 | 3.3 | 27.2 | 16.7 | 22.2 | 18.3 | 29.4 | 18.9 | 12.8 | 2.6 | 13.9 | 13.3 | 28.3 | -9.4 | 20.6 | 1.7 | 28.9 | 1.7 | 22.8 | -1.7 | 20.6 | 0.6 | 14.4 | 11.7 | 16.7 | 2.8 | 15.6 | 4.4 | 26.1 | 15 | 23.3 | 17.2 | 15 | 11 | 28.3 | 0.6 | 27.8 | 8.3 | 25.6 | 19.4 | 19.4 | 2.2 | 17 | 8 | 23.3 | 16.7 | 26.7 | 15.6 | 10.9 | 7.1 | 20.6 | 15.6 | 23.9 | 9.4 | 23.9 | -0.4 | 28.2 | 17.4 | 26.1 | 0.6 | 30 | 15.7 | 31.1 | 21.7 | 27.8 | 14.1 | 17.8 | 4.4 | 22.8 | 5.6 | 25 | 12.8 | 15 | 8.9 | 23.3 | 7.2 | 21.1 | 4.4 | 21.7 | 15 | 2.2 | 0 | 25.9 | -2.4
28 | -2 | 12.8 | -0.6 | 27.8 | 13.3 | 27.2 | 8.3 | 21.1 | -6.1 | 31.7 | -7.2 | 12 | 5 | 28.5 | 4.1 | 16.7 | 12.2 | 25.2 | 10.3 | 20.6 | 5.6 | 15 | 10.6 | 15 | -5.6 | 22.2 | -11.7 | 27 | 7 | 24.4 | 18.3 | 28.9 | 23.3 | 26.7 | 4.5 | 31.7 | 21.1 | 27.2 | 11.1 | 25 | 17.2 | 17.2 | 14.4 | 20.6 | 3.3 | 13.9 | 6.1 | 21.1 | 16.1 | 27.8 | 6.1 | 16.9 | 13.5 | 29.4 | 21.1 | 29.4 | 13.9 | 10.6 | 8.9 | 12 | -5 | 11.1 | 10 | 15.8 | 7.3 | 18.9 | 8.3 | 19.4 | 12.8 | 12.2 | 8.3 | 11.7 | -6.7 | 16.1 | 12.9 | 13.9 | 12.2 | 27.9 | 10.6 | 14.4 | 13.3 | 19.6 | 16.3 | 28.3 | 3.9 | 20 | 1.7 | 27.2 | 16.7 | 21.8 | 18.6 | 26.1 | 18.9 | 12.8 | 2.1 | 13.3 | 12.2 | 28.3 | -11.1 | 19.3 | 2.2 | 28 | 1.5 | 21.7 | 1.1 | 21.1 | -0.6 | 14.6 | 12 | 16.7 | 4.4 | 15 | 4.4 | 25 | 14.4 | 22.2 | 17.2 | 16 | 11 | 27.2 | 1.6 | 26.9 | 8.9 | 24.4 | 18.9 | 19.4 | 1.7 | 16 | 8 | 22.2 | 16.7 | 25.6 | 16.8 | 10.8 | 7 | 20.6 | 15 | 22.8 | 10 | 23.9 | -0.4 | 27.4 | 16.7 | 25.6 | 0 | 29.5 | 15.6 | 29.4 | 21.7 | 27.8 | 13.8 | 17.8 | 5 | 22.2 | 5.6 | 17.2 | 11.7 | 14.4 | 8.3 | 22 | 7.8 | 20.6 | 5 | 21.7 | 15.6 | 1.7 | 0 | 26.1 | -4.4
28 | -2 | 11.1 | -0.6 | 27.2 | 13.3 | 26.1 | 8.3 | 18.3 | -3.9 | 30.2 | -5.4 | 11 | 7 | 27.1 | 4.2 | 16.1 | 11.7 | 22.6 | 9.8 | 17.2 | 7.2 | 13.9 | 10.6 | 15 | -5.6 | 22.2 | -11.1 | 25 | 8 | 23.3 | 17.2 | 28.3 | 22.2 | 26.1 | 5.1 | 30.6 | 20.6 | 26.1 | 11.1 | 24.4 | 17.2 | 16.1 | 15 | 20.6 | 2.8 | 12.8 | 7.8 | 21.1 | 15.6 | 26.1 | 2.2 | 17 | 13 | 28.9 | 21.7 | 28.3 | 15 | 10.6 | 8.9 | 11 | -7 | 10.6 | 10 | 14.8 | 7.4 | 17.8 | 8.3 | 17.8 | 13.3 | 9.4 | 7.2 | 11.7 | -7.8 | 15 | 12.2 | 13.9 | 12.8 | 27.2 | 10.6 | 14.4 | 13.3 | 18.9 | 15.6 | 27.2 | 5 | 19.4 | 2.2 | 26.1 | 16.1 | 21.5 | 18.7 | 24.4 | 18.9 | 12.8 | 1.7 | 10.6 | 10 | 27.8 | -8.9 | 18 | 2.3 | 27 | 2.1 | 20.6 | 2.8 | 20.6 | 1.1 | 14.8 | 12.2 | 15.6 | 3.3 | 14.4 | 5 | 19.4 | 12.8 | 21.7 | 17.2 | 16 | 11 | 26.1 | 2.7 | 25.9 | 8.9 | 23.9 | 18.9 | 18.3 | 1.7 | 16 | 8 | 21.7 | 16.1 | 24.4 | 17.2 | 10.6 | 6.7 | 20.6 | 15 | 22.2 | 10 | 23.9 | 0.6 | 26.7 | 15.6 | 25 | 0 | 28.9 | 15 | 27.8 | 22.2 | 27.8 | 13.3 | 16.1 | 4.4 | 21.7 | 6.1 | 13.9 | 11.7 | 13.9 | 6.7 | 20.7 | 8.1 | 19.4 | 4.4 | 21.7 | 15.6 | 1.7 | 0 | 23.7 | -2.4
24 | -4 | 11.1 | -0.6 | 24.4 | 13.3 | 23.9 | 9.4 | 15.6 | -3.4 | 28.7 | -4.1 | 11 | 7 | 25.6 | 3.9 | 15 | 11.7 | 20 | 8.9 | 13.9 | 7.8 | 11.7 | 10 | 13.9 | -6.1 | 21.1 | -12.8 | 22 | 9 | 22.2 | 17.2 | 27.2 | 22.2 | 25.6 | 5.6 | 28.9 | 20.6 | 25 | 11.7 | 23.9 | 16.7 | 16.1 | 14.4 | 19.4 | 3.3 | 11.1 | 10 | 20 | 16.1 | 23.3 | 3.9 | 17.2 | 12.2 | 26.7 | 22.2 | 25.6 | 16.1 | 11.1 | 9.4 | 9 | -6 | 10.6 | 10 | 13.9 | 7.2 | 15.6 | 8.9 | 16.7 | 13.3 | 7.8 | 6.1 | 11.1 | -5.6 | 14.1 | 11.3 | 13.9 | 12.2 | 26.1 | 11.1 | 14.4 | 13.3 | 18.3 | 15 | 25.6 | 6.7 | 17.2 | 4.4 | 25 | 16.1 | 21.1 | 18.9 | 24.4 | 19.4 | 11.9 | 2.6 | 10 | 8.9 | 25 | -10 | 16.7 | 2.2 | 26.1 | 2.2 | 18.3 | 2.2 | 17.2 | 3.9 | 15 | 12.2 | 13.9 | 2.8 | 14.4 | 5.6 | 21.1 | 11.7 | 21.1 | 17.2 | 17 | 11 | 25 | 3.9 | 25 | 9.4 | 22.8 | 18.3 | 17.2 | 2.2 | 15 | 8 | 21.1 | 16.1 | 23.3 | 17.8 | 9.7 | 5.7 | 19.4 | 15.6 | 20 | 10 | 22 | 0.5 | 25.6 | 17 | 23.3 | -0.6 | 27.6 | 15 | 27.2 | 22.2 | 26.7 | 13.8 | 16.1 | 3.9 | 18.9 | 8.3 | 13.3 | 11.7 | 12.8 | 6.7 | 19.4 | 8.3 | 15.6 | 5.6 | 21.7 | 15.6 | 1.7 | -0.6 | 21.3 | -2.3
21 | -3 | 10.6 | -0.6 | 23.3 | 12.2 | 21.7 | 10 | 12.8 | -3.3 | 27.2 | -3.9 | 11 | 6 | 23.7 | 5.6 | 15 | 11.7 | 18.1 | 8.4 | 12.8 | 8.3 | 11.7 | 10.6 | 10.6 | -3.9 | 20.6 | -12.8 | 22 | 9 | 21.1 | 16.7 | 26.7 | 23.3 | 21.9 | 8.1 | 27.8 | 21.7 | 23.9 | 11.7 | 23.9 | 17.2 | 15.6 | 13.9 | 17.8 | 3.3 | 11.1 | 10 | 19.4 | 15.6 | 21.7 | 3.9 | 16.5 | 12.5 | 25 | 22.2 | 23.9 | 16.1 | 11.1 | 9.4 | 7 | -3 | 10 | 10 | 13.5 | 7.7 | 13.3 | 8.9 | 14.4 | 13.3 | 8.3 | 6.1 | 8.3 | -7.8 | 13.1 | 10.3 | 13.9 | 12.8 | 25 | 11.9 | 14.4 | 13.9 | 17.8 | 14.5 | 24.4 | 4.4 | 16.1 | 3.3 | 23.9 | 16.1 | 21.1 | 19.1 | 22.8 | 19.4 | 10.9 | 3.5 | 10.6 | 8.9 | 22.2 | -11.1 | 14.5 | 3.3 | 25 | 2.4 | 17.2 | 1.7 | 17.2 | 3.9 | 15.4 | 12.6 | 11.1 | 2.8 | 13.9 | 5 | 18.9 | 12.8 | 20 | 16.7 | 12 | 10 | 23 | 4 | 22.6 | 9.4 | 21.7 | 17.8 | 16.1 | 1.7 | 16 | 8 | 20.6 | 16.1 | 21.6 | 17.4 | 8.7 | 4.5 | 18.3 | 16.1 | 18.9 | 10 | 20.2 | 1.1 | 24.4 | 17.7 | 22.2 | -0.6 | 26.3 | 14.8 | 26.7 | 22.8 | 25.5 | 13.7 | 13.3 | 5 | 15.6 | 7.8 | 13.3 | 11.7 | 12.2 | 5 | 17.2 | 8.1 | 12.2 | 5.6 | 19.4 | 16.7 | 1.1 | -0.6 | 18.9 | -2.2
20 | -3 | 9.4 | -1.1 | 22.8 | 10.6 | 20 | 10 | 10.6 | -3.4 | 25.9 | -3.2 | 11 | 5 | 21.9 | 6.2 | 15 | 11.1 | 16.3 | 8.1 | 12.8 | 7.8 | 11.7 | 10.6 | 10 | -2.8 | 17.2 | -4.4 | 21 | 8 | 20.6 | 16.7 | 26.7 | 23.3 | 18.1 | 8.7 | 26.1 | 22.2 | 23.3 | 11.1 | 22.8 | 17.2 | 15.6 | 14.4 | 16.7 | 3.3 | 11.7 | 10 | 18.3 | 15 | 21.1 | 5 | 15.7 | 12.3 | 25 | 22.8 | 23.3 | 16.1 | 11.7 | 9.4 | 3 | -2 | 10 | 10 | 13.2 | 8.1 | 11.7 | 8.9 | 13.9 | 12.8 | 8.9 | 6.7 | 5.6 | -8.9 | 12.2 | 9.4 | 14.4 | 12.2 | 23.9 | 12.2 | 15 | 13.9 | 17.2 | 13.9 | 22.8 | 6.7 | 15.6 | 1.1 | 22.8 | 16.1 | 21.1 | 19.2 | 22.2 | 19.4 | 10 | 3.9 | 10 | 8.3 | 21.1 | -8.3 | 12.2 | 3.4 | 23.9 | 3.3 | 16.1 | 2.2 | 14.4 | 5 | 15.7 | 12.7 | 9.4 | 2.8 | 13.9 | 4.4 | 17.2 | 15 | 20 | 16.7 | 12 | 10 | 20.9 | 4.5 | 20.2 | 9.5 | 21.1 | 17.8 | 16.7 | 1.7 | 16 | 8 | 19.4 | 16.1 | 20 | 17.2 | 7.8 | 3.3 | 18.3 | 16.1 | 18.3 | 9.4 | 18.3 | 1.1 | 23.3 | 18.3 | 21.1 | 0 | 25 | 14.4 | 26.1 | 22.8 | 24.4 | 13.9 | 14.4 | 4.4 | 14.4 | 8.3 | 12.8 | 11.1 | 11.7 | 5 | 15 | 7.3 | 13.9 | 5.6 | 18.3 | 16.1 | 1.7 | 0 | 17.8 | -1.7
15 | -2 | 8.9 | -1.1 | 21.7 | 10.6 | 19.4 | 10.6 | 8.3 | -4.3 | 24.6 | -3.3 | 11 | 6 | 20 | 6.7 | 15 | 11.1 | 14.4 | 7.2 | 11.7 | 7.8 | 11.7 | 10.5 | 10.6 | -2.2 | 15.6 | -5 | 20 | 8 | 20 | 16.7 | 26.7 | 23.3 | 14.4 | 8.3 | 25.6 | 22.2 | 22.2 | 11.7 | 22.8 | 16.7 | 15 | 12.8 | 13.3 | 2.8 | 11.1 | 9.4 | 18.3 | 15.6 | 20 | 7.2 | 15 | 12.2 | 24.4 | 22.2 | 22.8 | 17.2 | 11.7 | 9.4 | 2 | -2 | 10 | 10 | 12.8 | 8.3 | 10 | 8.3 | 12.2 | 12.2 | 8.3 | 7.2 | 5.6 | -7.8 | 11.5 | 8.2 | 14.4 | 12.2 | 23.7 | 11.8 | 15 | 14.4 | 16.7 | 13.3 | 21.1 | 6.7 | 14.4 | 3.9 | 21.1 | 16.1 | 21.1 | 19.4 | 22.2 | 19.4 | 8.7 | 3.3 | 10 | 7.8 | 18.3 | -9.4 | 10 | 3.3 | 22.8 | 3.3 | 15.6 | 2.2 | 15 | 5.6 | 16.1 | 12.8 | 7.8 | 3.9 | 12.2 | 4.4 | 16.7 | 15 | 20 | 16.7 | 13 | 10 | 18.9 | 4.4 | 17.8 | 8.9 | 20.6 | 17.8 | 16.1 | 1.7 | 15 | 11 | 18.9 | 16.7 | 18.3 | 16.7 | 7.6 | 3.1 | 17.8 | 16.1 | 17.2 | 9.4 | 17.4 | 1.4 | 22.8 | 18.4 | 17.2 | 0 | 24.3 | 15.3 | 26.1 | 23.3 | 23.9 | 14.6 | 11.1 | 6.1 | 12.8 | 8.3 | 12.8 | 11.1 | 11.1 | 5 | 12.8 | 6.7 | 13.9 | 4.4 | 16.7 | 15.6 | 0 | -1.1 | 16.7 | -1.7
19 | -1 | 8.9 | -1.1 | 19.4 | 10.6 | 20 | 10.6 | 6.1 | -5.6 | 23.3 | -3.9 | 9 | 5 | 18.5 | 7.6 | 15 | 11.1 | 13.5 | 7.1 | 11.7 | 7.8 | 12.8 | 10.5 | 8.9 | 1.7 | 14.4 | -5.6 | 18 | 8 | 19.4 | 17.2 | 26.7 | 22.8 | 13.9 | 8.3 | 25.6 | 22.8 | 21.1 | 11.7 | 22.8 | 16.7 | 13.3 | 10 | 13.9 | 2.8 | 10 | 8.9 | 17.8 | 15.6 | 18.9 | 8.3 | 14.3 | 12.2 | 24.4 | 22.8 | 22.2 | 17.8 | 11.7 | 9.4 | 2 | -3 | 9.4 | 9.4 | 13 | 8.1 | 10.6 | 8.3 | 11.7 | 10.6 | 8.3 | 8.3 | 3.3 | -7.2 | 10.7 | 6.9 | 14.4 | 11.7 | 23.5 | 11.6 | 15 | 13.9 | 16.1 | 12.3 | 19.4 | 6.1 | 12.8 | 6.1 | 18.9 | 16.1 | 20.9 | 19.4 | 21.7 | 20 | 7.4 | 2.9 | 10 | 8.3 | 15.6 | -10 | 8.5 | 2.3 | 21.9 | 3.6 | 14.4 | 2.2 | 13.3 | 6.7 | 15.9 | 13 | 6.7 | 2.8 | 13.3 | 3.9 | 16.7 | 14.4 | 19.4 | 16.7 | 12 | 9 | 16.5 | 5.2 | 15.9 | 9.6 | 20.6 | 18.3 | 15.6 | 2.2 | 13 | 10 | 18.9 | 17.2 | 17.6 | 16 | 7.4 | 2.7 | 17.8 | 16.1 | 17.2 | 9.4 | 16.5 | 1.4 | 22.2 | 18.4 | 17.8 | 0.6 | 23.5 | 15.6 | 26.1 | 23.3 | 23.3 | 15.1 | 10.6 | 4.4 | 11.7 | 8.3 | 12.2 | 10 | 10.6 | 5.6 | 12.4 | 6.9 | 13.3 | 6.1 | 16.1 | 15.6 | -0.6 | -2.2 | 15.6 | -2.2
13 | 5 | 8.9 | -1.7 | 19.4 | 10.6 | 18.3 | 10 | 4.6 | -5.1 | 21.8 | -3.1 | 9 | 4 | 17.1 | 8 | 15.6 | 11.7 | 12.6 | 6.9 | 10.6 | 7.2 | 11.7 | 10.4 | 7.8 | 2.2 | 12.8 | -5.6 | 18 | 8 | 18.9 | 17.2 | 26.7 | 22.8 | 13.3 | 8.4 | 25.6 | 22.8 | 18.9 | 11.7 | 22.8 | 17.2 | 12.2 | 8.9 | 12.8 | 3.9 | 10.6 | 8.3 | 17.2 | 16.1 | 18.3 | 8.9 | 13.5 | 11.9 | 23.9 | 23.3 | 22.2 | 18.3 | 11.7 | 10 | 3 | -2 | 9.1 | 9.1 | 13.1 | 7.8 | 9.4 | 8.3 | 10.6 | 10 | 7.8 | 7.8 | 2.8 | -7.2 | 10 | 5.6 | 13.9 | 10.6 | 23.3 | 11.1 | 15 | 14.4 | 15.6 | 11.7 | 21.7 | 4.4 | 11.1 | 6.1 | 19.4 | 16.1 | 20.8 | 19.5 | 21.7 | 20 | 6.1 | 2.2 | 9.4 | 8.3 | 15.6 | -10 | 7.1 | 1.4 | 20.9 | 3.2 | 12.8 | 1.7 | 13.3 | 7.8 | 15.8 | 13.3 | 7.2 | 2.2 | 12.8 | 3.9 | 15.6 | 13.3 | 19.4 | 16.7 | 12 | 9 | 14.1 | 5.7 | 14.1 | 10 | 20 | 17.8 | 15.6 | 3.3 | 14 | 10 | 18.9 | 17.2 | 16.8 | 15.2 | 7.2 | 2.2 | 17.8 | 16.7 | 17.2 | 10 | 15.6 | 1.7 | 21.7 | 18.3 | 19.4 | 0.6 | 22.8 | 16.1 | 26.1 | 23.3 | 22.8 | 15.6 | 10.6 | 3.9 | 11.1 | 7.8 | 11.7 | 10 | 10.6 | 5.6 | 12.1 | 7 | 12.2 | 6.7 | 13.9 | 13.9 | 0 | -1.7 | 14.3 | -1.9
12 | 4 | 8.3 | -1.7 | 17.8 | 11.1 | 18.9 | 10.6 | 3.2 | -5.5 | 20.4 | -2.3 | 9 | 4 | 15.6 | 8.3 | 15.6 | 11.7 | 11.7 | 6.7 | 11.1 | 7.2 | 11.7 | 10.3 | 8.3 | 0.6 | 11.7 | -5.6 | 17 | 7 | 18.3 | 16.7 | 26.7 | 22.2 | 12.8 | 8.3 | 26.1 | 22.8 | 18.3 | 11.1 | 22.8 | 17.2 | 12.2 | 7.2 | 12.2 | 3.9 | 10 | 8.3 | 17.2 | 16.1 | 17.2 | 9.4 | 12.8 | 11.7 | 23.9 | 22.8 | 22.8 | 19.4 | 11.7 | 10.6 | 3 | -1 | 8.9 | 8.9 | 13.3 | 7.2 | 10 | 7.8 | 9.4 | 8.9 | 6.1 | 5 | 2.2 | -7.8 | 9.6 | 5.4 | 13.9 | 10 | 22.8 | 11.3 | 15.6 | 14.4 | 14.1 | 11.3 | 18.9 | 4.4 | 10.6 | 6.1 | 19.4 | 16.1 | 20.6 | 19.4 | 21.1 | 19.4 | 5.2 | 1.3 | 9.4 | 8.3 | 15.6 | -9.4 | 5.6 | 0 | 20 | 3.3 | 10 | 2.2 | 13.3 | 8.9 | 15.6 | 13.3 | 6.1 | 2.2 | 12.2 | 5 | 15 | 11.7 | 19.4 | 16.7 | 11 | 8 | 11.7 | 5.6 | 12.2 | 10 | 20 | 17.8 | 15 | 4.4 | 13 | 11 | 18.9 | 17.2 | 16.1 | 14.4 | 7.2 | 2.3 | 17.8 | 16.7 | 16.7 | 10 | 14.8 | 2 | 21.5 | 18.3 | 16.1 | 0.6 | 21.7 | 15.8 | 25.6 | 22.8 | 21.9 | 16 | 10 | 3.9 | 10 | 8.3 | 11.7 | 9.4 | 10.6 | 5 | 11.7 | 7.2 | 13.9 | 6.1 | 13.3 | 13.3 | 0.6 | -1.1 | 13 | -1.8
11 | 4 | 6.1 | -1.1 | 16.7 | 10.6 | 17.8 | 9.4 | 1.7 | -6.7 | 18.9 | -2.8 | 9 | 3 | 14.7 | 8.2 | 15.6 | 11.7 | 11.3 | 6.9 | 10.6 | 7.2 | 11.7 | 10.3 | 7.8 | 1.1 | 10 | -5 | 17 | 8 | 18.3 | 16.7 | 26.7 | 22.2 | 11.7 | 8 | 25.6 | 22.8 | 18.3 | 10 | 22.2 | 17.2 | 12.2 | 6.7 | 12.2 | 3.3 | 9.4 | 8.3 | 16.7 | 16.1 | 16.1 | 10 | 11.7 | 11 | 23.3 | 22.2 | 22.8 | 20 | 11.7 | 10.6 | 3 | -2 | 8.6 | 8.6 | 12.9 | 7.6 | 8.9 | 7.2 | 9.4 | 8.3 | 6.1 | 6.1 | -1.1 | -7.8 | 9.3 | 5.3 | 13.9 | 10 | 22.2 | 11.6 | 15.6 | 15 | 12.6 | 11 | 18.9 | 4.4 | 10 | 5.6 | 20 | 16.1 | 20.4 | 19.4 | 20.6 | 19.4 | 4.2 | 0.3 | 9.4 | 7.2 | 14.4 | -8.9 | 6 | 0.7 | 19.4 | 3.6 | 6.7 | 1.1 | 14.4 | 6.7 | 15.2 | 13.4 | 5 | 2.8 | 13.9 | 3.9 | 14.4 | 11.7 | 18.9 | 16.7 | 12 | 9 | 10.2 | 5 | 11.8 | 9.4 | 20 | 17.8 | 15 | 5.6 | 13 | 12 | 18.9 | 17.8 | 15.4 | 14.1 | 7.2 | 2.3 | 18.3 | 16.1 | 16.7 | 10 | 14.1 | 2.7 | 21.3 | 18.3 | 13.9 | 0 | 20.5 | 15.5 | 25 | 22.8 | 20.9 | 15.9 | 9.4 | 4.4 | 12.2 | 8.9 | 10.6 | 8.3 | 10 | 5.6 | 11.3 | 7.1 | 13.3 | 6.1 | 13.3 | 13.3 | 0.6 | -1.1 | 11.7 | -2.8
9 | 4 | 5 | -1.1 | 16.1 | 10.6 | 17.2 | 8.3 | 0.9 | -5.9 | 18.2 | -2.9 | 9 | 4 | 13.7 | 8.2 | 15.6 | 11.7 | 11 | 7.2 | 10.6 | 7.8 | 11.1 | 10.1 | 7.2 | 0.6 | 9.4 | -5 | 17 | 8 | 18.3 | 16.7 | 26.7 | 22.2 | 10.5 | 7.6 | 25 | 22.8 | 16.7 | 10 | 22.2 | 17.2 | 11.7 | 6.7 | 12.2 | 3.9 | 9.4 | 8.3 | 16.7 | 16.1 | 16.1 | 10.6 | 10.5 | 10.2 | 22.8 | 21.7 | 22.2 | 20 | 11.7 | 10 | 2 | -2 | 8.3 | 8.3 | 12.6 | 8.1 | 8.3 | 7.2 | 8.9 | 8.9 | 6.1 | 6.1 | 0 | -7.8 | 8.9 | 5 | 14.4 | 10.6 | 21.7 | 11.7 | 16.1 | 15 | 11.1 | 10.6 | 20 | 4.4 | 10 | 5 | 18.9 | 16.1 | 20.2 | 19.6 | 20 | 18.9 | 3.3 | -0.6 | 9.4 | 7.2 | 13.9 | -8.9 | 6.3 | 1.2 | 18.9 | 3.9 | 6.7 | 1.7 | 14.4 | 7.2 | 14.8 | 13.4 | 4.4 | 2.8 | 15 | 4.4 | 13.3 | 11.7 | 18.3 | 16.7 | 12 | 9 | 8.7 | 4.5 | 11.5 | 8.9 | 19.4 | 17.8 | 15 | 5.6 | 13 | 12 | 19.4 | 17.8 | 14.6 | 13.7 | 7.2 | 2.2 | 18.3 | 16.1 | 15.6 | 11.7 | 13.3 | 2.8 | 21.1 | 18.3 | 11.7 | 0 | 19.4 | 15 | 25 | 22.2 | 20 | 16.1 | 8.9 | 5 | 11.7 | 9.4 | 9.4 | 7.2 | 10 | 6.1 | 11 | 7 | 13.9 | 6.7 | 12.8 | 12.8 | 1.1 | -1.1 | 11.1 | -3
10 | 5 | 6.7 | -1.1 | 15.6 | 10 | 16.7 | 9.4 | 0.2 | -5.9 | 17.4 | -4 | 6 | 3 | 12.8 | 7.8 | 15 | 11.1 | 10.6 | 7.2 | 10.6 | 7.8 | 11.1 | 9.9 | 5.6 | 0 | 8.3 | -4.4 | 16 | 8 | 18.3 | 16.7 | 26.7 | 22.2 | 9.4 | 7.2 | 24.4 | 22.8 | 16.7 | 10 | 22.2 | 17.2 | 11.1 | 7.2 | 11.7 | 6.7 | 9.4 | 8.3 | 16.7 | 16.1 | 16.1 | 11.1 | 9.4 | 9.4 | 22.2 | 21.1 | 22.2 | 20 | 11.7 | 10 | 3 | -2 | 8.1 | 8.1 | 12.2 | 8.3 | 8.3 | 6.7 | 8.9 | 7.8 | 5 | 5 | 0 | -7.8 | 8.3 | 4.3 | 15 | 11.1 | 21.3 | 12.2 | 16.1 | 15 | 11.5 | 10.8 | 21.1 | 3.3 | 7.2 | 5 | 18.9 | 16.1 | 20 | 19.4 | 19.4 | 18.9 | 3.3 | -0.8 | 9.4 | 6.1 | 13.3 | -8.9 | 6.7 | 1.7 | 18.3 | 3.9 | 5.6 | 1.1 | 15 | 6.7 | 14.4 | 13.3 | 3.9 | 2.2 | 13.9 | 6.7 | 13.3 | 11.7 | 17.8 | 16.7 | 11 | 9 | 7.2 | 3.9 | 11.1 | 8.3 | 18.9 | 17.2 | 14.4 | 5.6 | 12 | 12 | 18.9 | 17.8 | 13.9 | 13.3 | 7 | 2.1 | 18.3 | 16.1 | 15 | 12.2 | 11.6 | 2.6 | 21.1 | 18.3 | 10 | -0.6 | 18.7 | 15.4 | 25 | 22.2 | 20 | 16.3 | 9.4 | 5.6 | 11.1 | 9.4 | 8.3 | 6.1 | 9.4 | 7.2 | 10.6 | 6.7 | 14.4 | 6.7 | 12.2 | 12.2 | 1.1 | -1.1 | 10.6 | -3.4
8 | 5 | 6.7 | 2.8 | 15 | 10.6 | 16.7 | 9.4 | -0.6 | -6.7 | 16.7 | -5 | 7 | 4 | 14.3 | 7.8 | 15 | 11.1 | 12.3 | 7.8 | 10 | 7.8 | 11.1 | 10 | 2.8 | -1.7 | 6.7 | -3.9 | 16 | 8 | 18.3 | 16.7 | 26.7 | 22.2 | 10.5 | 7.6 | 24.4 | 22.8 | 16.7 | 9.4 | 21.1 | 16.7 | 11.1 | 6.7 | 12.2 | 5.6 | 10.6 | 8.9 | 16.7 | 16.1 | 16.1 | 11.1 | 10.2 | 10.1 | 22.2 | 20.6 | 21.7 | 19.4 | 11.1 | 10 | 4 | -1 | 7.8 | 7.8 | 11.8 | 8.9 | 8.3 | 6.7 | 8.3 | 8.3 | 5 | 3.3 | -0.6 | -7.8 | 7.8 | 3.5 | 15 | 11.1 | 21 | 13 | 16.7 | 15.6 | 11.8 | 10.9 | 17.2 | 3.9 | 8.3 | 3.9 | 16.7 | 16.1 | 20.7 | 19.7 | 19.4 | 18.9 | 3.3 | -1.1 | 8.9 | 6.7 | 12.2 | -8.9 | 8.4 | 2.2 | 19.8 | 5.1 | 6.7 | 1.7 | 13.9 | 7.2 | 14.4 | 13.5 | 3.3 | 1.7 | 12.8 | 7.8 | 13.3 | 11.7 | 19.4 | 15 | 12 | 9 | 9.1 | 4.7 | 11.7 | 8.4 | 18.9 | 17.8 | 14.4 | 6.1 | 12 | 11 | 20 | 17.8 | 14.6 | 13.8 | 6.9 | 2 | 18.3 | 16.1 | 15 | 11.7 | 10 | 2.1 | 21.1 | 18.3 | 9.4 | -1.1 | 17.9 | 15.4 | 24.4 | 22.2 | 20 | 16.5 | 9.4 | 6.1 | 10.6 | 8.9 | 7.2 | 5.6 | 8.9 | 7.8 | 11.7 | 7.6 | 12.8 | 6.7 | 12.2 | 12.2 | 1.1 | -1.1 | 10 | -5
9 | 4 | 5.6 | 1.1 | 15 | 10.6 | 17.2 | 10.6 | 5 | -4.3 | 18 | -3.6 | 7 | 4 | 15.7 | 7.7 | 15 | 11.1 | 13.9 | 8.1 | 10.6 | 8.3 | 11.1 | 10 | 3.3 | -1.1 | 7.8 | -2.8 | 17 | 9 | 17.8 | 16.1 | 26.7 | 22.8 | 11.7 | 8 | 24.4 | 22.8 | 15.6 | 10.6 | 19.4 | 17.2 | 11.1 | 5.6 | 10.6 | 7.2 | 10 | 9.4 | 16.7 | 15.6 | 16.1 | 11.7 | 10.9 | 10.5 | 21.7 | 18.9 | 22.2 | 14.4 | 11.1 | 10 | 5 | -3 | 8.9 | 8.3 | 11.5 | 9.6 | 8.9 | 7.2 | 8.3 | 8.3 | 5 | 5 | 1.7 | -5.6 | 7.2 | 2.8 | 15.6 | 11.7 | 20.6 | 13.3 | 17.2 | 16.1 | 12.2 | 11.1 | 17.2 | 3.3 | 9.4 | 5 | 16.1 | 13.9 | 21.5 | 19.8 | 20 | 19.4 | 3.3 | -1.7 | 8.9 | 5.6 | 13.3 | -8.9 | 10 | 2.4 | 21.3 | 5.7 | 7.8 | 1.7 | 13.9 | 7.8 | 14.4 | 13.6 | 5 | 3.3 | 12.2 | 9.4 | 13.3 | 12.8 | 17.8 | 16.1 | 11 | 10 | 10.9 | 5.5 | 12.2 | 8.3 | 20 | 18.3 | 14.4 | 6.7 | 12 | 10 | 20 | 17.8 | 15.4 | 14.5 | 6.7 | 1.7 | 17.2 | 15.6 | 15 | 12.8 | 8.3 | 1.7 | 21.1 | 18.3 | 13.3 | 0 | 17.2 | 15.6 | 23.9 | 22.2 | 20 | 16.7 | 10 | 6.7 | 12.2 | 10 | 9.4 | 7.2 | 8.9 | 8.3 | 12.8 | 8.7 | 13.9 | 7.8 | 12.8 | 12.8 | 1.7 | -0.6 | 12.4 | -3
7 | 1 | 5.6 | 1.7 | 16.1 | 11.1 | 18.3 | 10.6 | 10.5 | -3.5 | 19.3 | -2.1 | 8 | 5 | 17.2 | 7.2 | 15 | 11.1 | 15.6 | 8.3 | 14.4 | 8.9 | 11.1 | 10 | 6.7 | -0.6 | 11.7 | -3.3 | 20 | 10 | 18.3 | 16.7 | 26.7 | 23.3 | 12.8 | 8.3 | 24.4 | 22.8 | 16.1 | 10 | 22.8 | 17.2 | 11.1 | 6.1 | 11.1 | 8.3 | 10.6 | 9.4 | 16.7 | 16.1 | 16.1 | 11.7 | 11.7 | 11.1 | 22.8 | 15.6 | 23.3 | 13.3 | 11.1 | 9.4 | 6 | -2 | 9.4 | 8.3 | 11.1 | 10 | 10 | 8.3 | 8.9 | 8.3 | 4.4 | 1.7 | 6.1 | -4.4 | 7.6 | 2.7 | 15.6 | 12.2 | 22.1 | 14 | 18.9 | 17.2 | 15.4 | 12 | 18.3 | 3.3 | 11.1 | 4.4 | 16.1 | 13.9 | 22.2 | 20 | 22.2 | 20 | 5.5 | -1.2 | 8.9 | 5.6 | 17.2 | -6.7 | 11.7 | 2.2 | 22.8 | 6.7 | 11.7 | 3.3 | 14.4 | 7.8 | 14.4 | 13.9 | 7.8 | 5.6 | 12.8 | 10.6 | 15 | 13.9 | 16.7 | 16.1 | 11 | 11 | 12.8 | 6.1 | 12.8 | 8.3 | 21.1 | 17.8 | 14.4 | 8.3 | 12 | 10 | 20.6 | 18.3 | 16.1 | 15 | 7.1 | 2 | 17.2 | 15.6 | 16.7 | 12.8 | 11.6 | 2.9 | 23.1 | 18.4 | 16.1 | 0.6 | 18.7 | 16 | 25 | 22.2 | 20.7 | 17.2 | 12.2 | 7.2 | 14.4 | 10.6 | 11.1 | 7.8 | 8.9 | 8.3 | 13.9 | 9.4 | 15.6 | 7.8 | 13.3 | 13.3 | 2.8 | -0.6 | 14.8 | -1.9
9 | 0 | 5.6 | 2.2 | 17.8 | 12.2 | 20 | 10 | 16.1 | -5.6 | 20.6 | -1.1 | 9 | 4 | 19.6 | 8 | 16.7 | 11.1 | 18.2 | 8.8 | 17.2 | 9.4 | 12.2 | 9.4 | 8.9 | 0 | 12.8 | -2.8 | 23 | 10 | 21.7 | 18.9 | 26.7 | 22.2 | 16.9 | 9.9 | 25 | 22.8 | 16.7 | 10.6 | 25 | 17.8 | 10.6 | 6.1 | 12.8 | 8.9 | 11.7 | 10.6 | 16.7 | 16.1 | 18.3 | 11.7 | 13.9 | 11.8 | 22.8 | 15 | 23.9 | 11.7 | 11.7 | 10 | 9 | -2 | 11.7 | 9.4 | 11.3 | 10.6 | 12.2 | 10 | 8.9 | 8.9 | 5 | 1.7 | 10 | -5 | 7.9 | 2.8 | 17.8 | 15 | 23.5 | 14.5 | 19.4 | 17.2 | 18.5 | 12.1 | 19.4 | 3.9 | 13.3 | 2.2 | 15 | 15 | 23.1 | 19.3 | 23.3 | 20.6 | 7.8 | -1 | 8.9 | 6.1 | 18.9 | -7.2 | 13.9 | 3.1 | 24.1 | 6 | 14.4 | 2.8 | 18.3 | 7.8 | 15 | 14.1 | 11.7 | 6.1 | 13.3 | 11.7 | 16.7 | 13.9 | 16.7 | 16.1 | 13 | 12 | 14.5 | 6.6 | 13.9 | 8.3 | 21.7 | 17.8 | 15.6 | 8.3 | 12 | 10 | 21.7 | 17.8 | 19.6 | 15.5 | 7.4 | 2.1 | 17.2 | 15.6 | 16.7 | 12.2 | 15 | 4.1 | 25.2 | 18.7 | 20.6 | 0.6 | 20.2 | 16.1 | 27.2 | 22.2 | 21.5 | 17.9 | 14.4 | 6.7 | 17.2 | 11.1 | 13.3 | 10 | 9.4 | 8.3 | 15.9 | 9.6 | 17.2 | 8.9 | 14.4 | 14.4 | 5 | -1.1 | 17.2 | -1.1
9 | -1 | 6.1 | 2.8 | 18.9 | 12.2 | 21.1 | 10.6 | 18.1 | -5.2 | 23.5 | -1.3 | 11 | 4 | 22 | 8.2 | 17.2 | 10.6 | 20.7 | 8.7 | 18.3 | 9.4 | 13.3 | 10 | 10.6 | 0.6 | 15.6 | -2.2 | 26 | 8 | 23.9 | 17.8 | 28.3 | 22.8 | 20.9 | 11 | 26.7 | 22.8 | 18.3 | 10 | 25 | 17.2 | 10 | 7.2 | 14.4 | 8.9 | 12.2 | 11.1 | 17.2 | 16.1 | 21.1 | 12.2 | 16.1 | 12.1 | 23.9 | 14.4 | 24.4 | 11.7 | 12.2 | 10.6 | 10 | -3 | 13.3 | 8.9 | 11.5 | 11.2 | 15.6 | 10.6 | 10 | 8.9 | 5 | 4.4 | 11.7 | -7.2 | 8.3 | 2.8 | 20.6 | 17.8 | 25 | 15 | 19.4 | 17.8 | 21.7 | 11.7 | 21.1 | 3.3 | 14.4 | 2.2 | 15 | 15 | 24.1 | 18.8 | 25.6 | 21.1 | 10 | -1.7 | 10 | 6.1 | 21.1 | -6.7 | 16.1 | 3.9 | 25.4 | 5.6 | 17.2 | 2.2 | 22.2 | 5.6 | 15.5 | 14.2 | 14.4 | 4.4 | 13.9 | 12.2 | 18.3 | 14.4 | 18.3 | 17.8 | 13 | 12 | 16.1 | 7.1 | 15 | 8.5 | 22.2 | 17.2 | 16.1 | 7.8 | 12 | 10 | 22.8 | 18.3 | 23.2 | 15 | 7.8 | 2.2 | 17.8 | 15.6 | 15.6 | 12.8 | 18.3 | 4.4 | 27.2 | 18.3 | 22.8 | 1.1 | 21.7 | 16.1 | 27.8 | 21.7 | 22.2 | 18.3 | 17.2 | 5.6 | 20 | 12.2 | 15.6 | 10 | 10.6 | 9.4 | 18 | 9.7 | 19.4 | 10 | 16.7 | 16.7 | 6.1 | -1.1 | 20 | -1
11 | -3 | 7.2 | 3.3 | 19.4 | 11.1 | 22.2 | 10.6 | 20.2 | -5.7 | 26.5 | -2 | 9 | 4 | 24.4 | 8.3 | 17.8 | 10.6 | 23.3 | 8.3 | 19.4 | 12.8 | 14.4 | 10 | 12.8 | -0.6 | 18.3 | -6.7 | 27 | 8 | 25.6 | 16.7 | 28.3 | 23.3 | 25 | 11.1 | 27.8 | 22.8 | 19.4 | 9.4 | 26.7 | 18.3 | 10.6 | 7.8 | 12.8 | 10 | 12.8 | 11.7 | 17.8 | 16.7 | 22.2 | 12.2 | 18.3 | 12.2 | 25.6 | 14.4 | 25 | 12.8 | 12.8 | 11.1 | 12 | -3 | 15.6 | 10.6 | 11.7 | 11.7 | 17.2 | 10 | 10 | 8.9 | 5.6 | 4.4 | 13.3 | -6.7 | 10 | 3.5 | 21.7 | 17.2 | 26.7 | 14.8 | 20 | 17.2 | 23.2 | 11.9 | 21.1 | 3.9 | 15 | 3.3 | 16.1 | 15.6 | 25 | 17.8 | 27.8 | 21.1 | 10.9 | -1.3 | 10.6 | 6.1 | 21.7 | -6.7 | 18.3 | 3.9 | 26.7 | 4.4 | 19.4 | 3.3 | 22.8 | 6.1 | 16.1 | 14.4 | 16.7 | 3.9 | 13.9 | 12.2 | 21.1 | 15 | 18.3 | 17.8 | 15 | 12 | 17.8 | 7.2 | 16.1 | 8.3 | 23.3 | 16.1 | 16.7 | 8.9 | 12 | 10 | 22.2 | 18.3 | 26.7 | 13.3 | 9.3 | 3.1 | 17.8 | 15.6 | 16.1 | 12.8 | 21.3 | 3.5 | 27.9 | 18.3 | 25 | 1.1 | 23.5 | 16.3 | 30 | 21.7 | 23.7 | 17.9 | 17.8 | 6.1 | 23.9 | 13.3 | 17.2 | 10 | 11.1 | 9.4 | 20 | 8.9 | 20.6 | 11.7 | 20 | 16.7 | 7.8 | -0.6 | 22.8 | -1.2
13 | -6 | 7.8 | 3.9 | 19.4 | 11.1 | 22.8 | 11.1 | 22.2 | -7.2 | 29.4 | -3.3 | 11 | 4 | 26.6 | 8.1 | 18.9 | 10.6 | 25.5 | 8.1 | 22.2 | 11.7 | 16.1 | 10 | 15 | -0.6 | 19.4 | -6.1 | 28 | 7 | 26.1 | 16.1 | 28.9 | 22.2 | 25.9 | 10.1 | 28.9 | 22.2 | 18.9 | 7.2 | 26.7 | 17.8 | 10 | 8.9 | 15 | 8.9 | 12.8 | 12.2 | 19.4 | 17.8 | 23.9 | 13.3 | 19.1 | 12.6 | 26.1 | 14.4 | 25.6 | 12.8 | 13.3 | 11.7 | 13 | -2 | 17.2 | 10 | 12.6 | 12.5 | 17.8 | 10 | 10.6 | 7.8 | 6.7 | 2.2 | 15.6 | -4.4 | 11.6 | 3.9 | 22.2 | 15 | 28.3 | 14.6 | 21.1 | 17.8 | 24.6 | 11.6 | 22.2 | 4.4 | 16.1 | 3.3 | 18.3 | 16.7 | 25.4 | 16.6 | 28.9 | 20.6 | 11.9 | -0.8 | 11.7 | 6.7 | 23.3 | -6.1 | 19.4 | 4.4 | 27.6 | 5.3 | 21.7 | 3.3 | 25.6 | 8.9 | 16.5 | 14.4 | 17.2 | 3.3 | 14.4 | 12.8 | 23.3 | 10 | 18.9 | 18.3 | 13 | 12 | 19.1 | 6.9 | 18 | 8.9 | 23.9 | 16.1 | 15 | 11.7 | 13 | 11 | 22.8 | 18.3 | 27.6 | 12.8 | 10.7 | 3.7 | 17.8 | 15.6 | 18.9 | 12.2 | 24.2 | 1.1 | 28.7 | 18.2 | 26.1 | 1.1 | 25.4 | 16.6 | 30.6 | 21.7 | 25.2 | 17.2 | 18.3 | 6.1 | 25.6 | 11.7 | 17.8 | 8.9 | 11.7 | 11.1 | 20.4 | 7.4 | 22.8 | 12.8 | 21.7 | 17.2 | 8.9 | 1.1 | 25.6 | -3.3
14 | -5 | 8.3 | 3.9 | 20 | 11.7 | 23.3 | 10.6 | 22.8 | -7.2 | 30.3 | -4.1 | 11 | 5 | 28.9 | 8.1 | 20 | 10.6 | 27.8 | 7.7 | 22.2 | 12.2 | 17.8 | 10.6 | 18.9 | -2.8 | 20 | -5.6 | 29 | 11 | 26.1 | 18.3 | 28.3 | 22.8 | 26.9 | 9.3 | 30 | 22.2 | 20 | 10 | 28.9 | 17.8 | 10.6 | 8.3 | 16.7 | 7.2 | 12.8 | 12.2 | 19.4 | 18.3 | 23.3 | 13.3 | 19.8 | 12.6 | 27.8 | 14.4 | 26.1 | 13.3 | 15 | 12.2 | 13 | -5 | 18.3 | 4.4 | 13.5 | 13.1 | 17.8 | 10 | 10.6 | 7.2 | 7.2 | 2.2 | 16.1 | -4.4 | 13.3 | 4.4 | 23.3 | 14.4 | 30 | 13.9 | 22.2 | 18.3 | 26.1 | 11.7 | 22.8 | 2.8 | 17.8 | 3.3 | 19.4 | 16.7 | 25.7 | 15.4 | 30 | 20.6 | 12.8 | -1.1 | 12.8 | 7.2 | 23.9 | -5.6 | 20.6 | 5 | 28.5 | 5.4 | 22.2 | 3.9 | 26.7 | 7.8 | 16.8 | 14.1 | 18.3 | 1.7 | 14.4 | 12.8 | 23.9 | 11.1 | 19.4 | 17.2 | 15 | 12 | 20.4 | 6.7 | 19.8 | 8.8 | 22.2 | 17.8 | 15.6 | 12.2 | 13 | 9 | 22.8 | 18.3 | 28.5 | 12.4 | 12.2 | 4.4 | 18.3 | 15.6 | 16.7 | 11.7 | 27.2 | -3.3 | 29.4 | 18.3 | 27.8 | 1.1 | 27.2 | 16.1 | 31.1 | 21.7 | 26.7 | 16.1 | 19.4 | 3.9 | 27.8 | 11.1 | 20.6 | 10 | 10.6 | 8.9 | 20.7 | 5.5 | 24.4 | 13.9 | 24.4 | 18.3 | 10.6 | 0.6 | 26.3 | -2.1
14 | -10 | 8.9 | 3.9 | 20.6 | 11.1 | 23.9 | 11.1 | 23.3 | -8.9 | 31.3 | -3.5 | 12 | 4 | 31.1 | 6.7 | 20 | 10.6 | 30 | 6.7 | 24.4 | 10 | 18.9 | 11.1 | 21.1 | -6.7 | 21.1 | -6.1 | 28 | 11 | 26.7 | 17.2 | 28.9 | 23.3 | 27.8 | 7.8 | 30 | 21.7 | 21.1 | 10 | 29.4 | 17.8 | 11.1 | 7.8 | 18.3 | 6.1 | 13.3 | 12.8 | 19.4 | 17.8 | 23.9 | 12.8 | 20.6 | 12.8 | 27.8 | 14.4 | 27.2 | 13.3 | 14.4 | 12.8 | 14 | -2 | 19.4 | 2.8 | 14.4 | 13.9 | 17.8 | 11.7 | 10.6 | 6.1 | 9.4 | 5 | 17.8 | -3.3 | 14.4 | 4.1 | 23.3 | 12.8 | 30.4 | 13.7 | 23.9 | 17.8 | 26.5 | 11.1 | 22.2 | 1.7 | 18.9 | 3.3 | 20.6 | 16.1 | 26.1 | 13.9 | 30 | 20 | 13 | -0.9 | 13.9 | 5.6 | 26.1 | -5 | 21.7 | 5 | 29.4 | 6.1 | 24.4 | 2.8 | 27.8 | 8.9 | 17.2 | 13.9 | 18.3 | 1.7 | 15 | 13.3 | 24.4 | 10 | 18.9 | 17.8 | 16 | 12 | 21.7 | 6.1 | 21.7 | 8.9 | 22.2 | 17.8 | 16.1 | 11.1 | 14 | 9 | 22.8 | 18.3 | 29.4 | 11.7 | 13.9 | 4.8 | 18.9 | 16.7 | 16.7 | 10.6 | 28.1 | -3.5 | 29.2 | 18.4 | 28.3 | 0 | 28.1 | 16.1 | 31.1 | 21.7 | 27.2 | 15.9 | 20.6 | 2.2 | 28.9 | 11.7 | 21.1 | 7.2 | 10 | 8.9 | 21.1 | 3.3 | 26.1 | 14.4 | 24.4 | 17.2 | 11.7 | -2.2 | 27.1 | -1.5
13 | -7 | 10 | 4.4 | 20.6 | 11.1 | 24.4 | 11.1 | 23.9 | -10.6 | 32.2 | -4.4 | 12 | 3 | 31.3 | 5.7 | 20 | 11.7 | 30.6 | 5.8 | 26.1 | 9.4 | 19.4 | 10.6 | 21.1 | -6.7 | 23.9 | -5.6 | 27 | 11 | 26.7 | 17.2 | 28.9 | 22.2 | 28.3 | 8.1 | 30.6 | 22.2 | 20.6 | 9.4 | 28.9 | 16.7 | 12.2 | 7.8 | 20 | 4.4 | 13.3 | 12.8 | 18.9 | 17.8 | 20 | 13.9 | 20.8 | 12.8 | 28.9 | 13.3 | 28.3 | 12.8 | 14.4 | 12.8 | 16 | -1 | 20 | 2.8 | 13.7 | 13.3 | 18.3 | 11.1 | 10 | 6.7 | 10.6 | 5.6 | 17.2 | -3.3 | 15.6 | 3.4 | 23.3 | 12.2 | 30.7 | 13.5 | 25 | 17.2 | 26.8 | 10.1 | 22.2 | 0.6 | 17.8 | 2.8 | 22.8 | 13.3 | 25.9 | 15 | 31.1 | 20.6 | 13.1 | -0.8 | 14.4 | 5.6 | 25 | -5.6 | 21.1 | 4.7 | 29.6 | 5.7 | 24.4 | 0.6 | 27.2 | 9.4 | 16.3 | 13.3 | 18.3 | 2.8 | 16.1 | 14.4 | 25.6 | 10.6 | 20 | 18.3 | 16 | 12 | 21.5 | 6.6 | 22.2 | 8.7 | 22.2 | 17.8 | 17.2 | 12.2 | 14 | 9 | 20.6 | 20 | 30 | 11.6 | 15.5 | 5.1 | 19.4 | 16.1 | 18.3 | 10 | 29.1 | -3.8 | 29.1 | 18.3 | 28.9 | 0.6 | 29.1 | 16 | 31.1 | 21.7 | 27.8 | 15.8 | 21.7 | 1.1 | 29.4 | 8.9 | 21.1 | 5.6 | 9.4 | 8.3 | 21.5 | 4.1 | 27.8 | 15 | 21.7 | 18.3 | 12.2 | -3.3 | 27.8 | -1.1
12 | -8 | 11.1 | 2.8 | 21.7 | 11.7 | 25.6 | 10.6 | 23 | -9.1 | 32.4 | -4 | 12 | 3 | 31.5 | 5.1 | 20 | 12.8 | 31.1 | 5.5 | 23.3 | 9.4 | 18.3 | 10.6 | 21.7 | -3.9 | 22.2 | -9.4 | 27 | 11 | 25.6 | 17.2 | 28.9 | 22.8 | 28.9 | 8.1 | 30.6 | 22.2 | 20.6 | 8.9 | 28.9 | 16.1 | 13.3 | 7.8 | 20.6 | 5.6 | 12.8 | 12.8 | 19.4 | 18.3 | 20 | 14.4 | 20.9 | 12.4 | 28.9 | 13.9 | 28.3 | 12.8 | 13.3 | 12.8 | 18 | -3 | 22.2 | 3.9 | 12.9 | 12.8 | 19.4 | 10.6 | 7.8 | 5.6 | 11.1 | 5.6 | 17.8 | -2.2 | 16.7 | 2.8 | 23.3 | 12.2 | 31.1 | 13.3 | 25 | 16.7 | 27.2 | 9.4 | 22.2 | -0.6 | 18.9 | 0 | 23.9 | 10 | 25.8 | 16.4 | 31.7 | 20.6 | 13.3 | -1.1 | 14.4 | 5.6 | 26.7 | -2.8 | 20.6 | 3.8 | 29.8 | 5.2 | 22.8 | 1.1 | 27.8 | 10.6 | 15.3 | 12.5 | 18.3 | 6.1 | 16.1 | 14.4 | 26.1 | 11.7 | 20 | 17.8 | 17 | 12 | 21.3 | 6.8 | 22.8 | 8.5 | 22.2 | 17.8 | 17.2 | 11.1 | 14 | 8 | 20.6 | 20 | 30.5 | 11 | 17.2 | 5 | 18.9 | 16.7 | 17.2 | 10 | 30 | -5.6 | 28.9 | 18.3 | 30 | 0.6 | 30 | 15.6 | 31.7 | 21.7 | 28.3 | 15.6 | 21.7 | 2.2 | 30 | 10 | 21.7 | 7.2 | 9.4 | 8.9 | 21.8 | 4.4 | 27.8 | 15 | 21.1 | 18.3 | 12.8 | -2.2 | 27.4 | -0.5
13 | -10 | 12.2 | 4.4 | 21.7 | 12.2 | 25.6 | 10 | 22 | -9.8 | 32.6 | -3.8 | 13 | 2 | 31.7 | 3.3 | 18.9 | 12.8 | 31.7 | 5 | 20 | 9.4 | 16.7 | 10.6 | 21.7 | -2.2 | 18.9 | -5.6 | 27 | 12 | 25.6 | 17.2 | 28.9 | 22.2 | 29.4 | 8.3 | 30.6 | 22.8 | 20.6 | 8.9 | 28.9 | 17.8 | 13.9 | 6.7 | 21.1 | 4.4 | 12.8 | 12.2 | 19.4 | 18.3 | 19.4 | 15.6 | 21.1 | 12.2 | 28.3 | 14.4 | 27.8 | 12.2 | 12.8 | 12.8 | 22 | -5 | 21.1 | -1.1 | 12.2 | 12.2 | 17.8 | 10 | 7.8 | 4.4 | 12.8 | 5 | 17.8 | -2.2 | 16.1 | 2.1 | 22.2 | 12.8 | 30.7 | 13.1 | 24.4 | 16.1 | 26.1 | 9.9 | 21.7 | -0.6 | 18.9 | -1.7 | 23.3 | 8.9 | 25.6 | 17.2 | 30 | 21.1 | 13.3 | -0.3 | 15.6 | 6.1 | 27.8 | -2.8 | 20 | 3.3 | 30 | 5 | 17.8 | 2.8 | 28.9 | 12.2 | 14.4 | 11.7 | 17.2 | 3.3 | 16.1 | 13.9 | 26.7 | 13.9 | 19.4 | 17.8 | 17 | 12 | 21.1 | 7.2 | 23.3 | 8.3 | 23.9 | 17.2 | 16.7 | 10.6 | 14 | 8 | 20.6 | 20.6 | 31.1 | 11.1 | 17 | 4.7 | 18.9 | 17.2 | 17.2 | 10 | 29.8 | -4.5 | 28 | 18.7 | 30 | 0.6 | 29.3 | 16.2 | 31.1 | 22.2 | 28.3 | 15.9 | 21.7 | 2.2 | 30.6 | 11.1 | 22.2 | 6.7 | 9.4 | 8.3 | 22.2 | 5 | 26.1 | 14.4 | 21.1 | 18.3 | 13.3 | -1.1 | 27.1 | -0.8
11 | -8 | 12.8 | 3.3 | 20 | 11.7 | 25 | 9.4 | 21.1 | -10 | 32.8 | -3.3 | 13 | 2 | 30 | 3.1 | 17.8 | 12.2 | 30.6 | 5.1 | 17.8 | 8.9 | 16.1 | 10.6 | 21.7 | -3.9 | 18.3 | -6.1 | 26 | 12 | 25 | 17.2 | 28.9 | 21.7 | 28.7 | 7.3 | 30.6 | 21.1 | 18.3 | 8.3 | 27.8 | 17.2 | 14.4 | 7.2 | 18.3 | 7.8 | 12.2 | 11.7 | 16.7 | 15 | 18.3 | 15 | 20.7 | 12.2 | 27.2 | 14.4 | 27.2 | 12.8 | 12.2 | 12.2 | 24 | -2 | 20.6 | 3.3 | 12 | 12 | 15.6 | 11.7 | 8.3 | 3.3 | 13.9 | 5 | 16.1 | 3.3 | 15.6 | 2.1 | 22.2 | 13.3 | 30.4 | 13.3 | 25.6 | 17.8 | 25 | 9.7 | 21.7 | -0.6 | 18.9 | 1.1 | 22.8 | 8.3 | 24.1 | 17.8 | 30 | 19.4 | 13.3 | 0 | 15.6 | 7.2 | 26.7 | -4.4 | 18.1 | 4 | 28.1 | 5.7 | 20.6 | 5 | 27.8 | 11.7 | 14.2 | 11.4 | 16.7 | 2.2 | 16.1 | 14.4 | 28.3 | 14.4 | 19.4 | 18.3 | 16 | 11 | 20.4 | 7.1 | 22.8 | 9.3 | 23.3 | 17.2 | 16.7 | 10 | 15 | 8 | 21.1 | 21.1 | 30 | 12.5 | 16.9 | 4.6 | 18.9 | 16.7 | 16.7 | 9.4 | 29.6 | -5.8 | 27 | 18.9 | 29.4 | 0 | 28.5 | 16.5 | 30.6 | 22.2 | 28.3 | 15.9 | 21.7 | 2.8 | 30 | 13.9 | 21.7 | 6.7 | 10 | 8.9 | 20.5 | 5.3 | 27.2 | 14.4 | 20 | 18.3 | 12.2 | -1.7 | 26.7 | -0.6
12 | -7 | 12.8 | 2.2 | 19.4 | 11.1 | 23.9 | 9.4 | 18.3 | -7.1 | 31.1 | -3.6 | 13 | 3 | 28.4 | 3.3 | 16.7 | 12.2 | 29.4 | 5.5 | 15.6 | 8.9 | 15 | 10.6 | 21.7 | -2.2 | 17.8 | -5.6 | 24 | 13 | 23.9 | 17.8 | 27.8 | 22.8 | 27.9 | 6.1 | 30 | 21.1 | 17.8 | 9.4 | 26.1 | 17.8 | 14.4 | 6.1 | 20.6 | 3.3 | 11.7 | 11.7 | 15.6 | 13.9 | 16.7 | 16.1 | 20.4 | 12.4 | 26.7 | 15.6 | 26.7 | 13.3 | 11.1 | 10.6 | 22 | -1 | 19.4 | 1.7 | 11.9 | 11.9 | 14.4 | 11.7 | 8.9 | 2.8 | 13.9 | 2.2 | 13.3 | 5.6 | 15 | 1.7 | 21.1 | 12.2 | 30 | 12.8 | 22.8 | 16.7 | 23.9 | 10 | 20.6 | -1.1 | 17.8 | 0.6 | 21.7 | 7.2 | 22.6 | 18.2 | 28.9 | 20 | 13.3 | 0.6 | 15 | 6.1 | 25.6 | -2.8 | 16.3 | 4.4 | 26.3 | 5.9 | 18.9 | 2.8 | 23.3 | 13.3 | 14.1 | 10.9 | 15.6 | 0.6 | 16.1 | 14.4 | 28.3 | 14.4 | 18.9 | 18.3 | 15 | 11 | 19.6 | 7.1 | 22.2 | 9.7 | 22.8 | 17.2 | 15.6 | 10 | 14 | 8 | 21.7 | 21.7 | 28.9 | 13.2 | 16.7 | 3.9 | 18.3 | 16.7 | 15.6 | 9.4 | 29.4 | -6.7 | 26.1 | 18.9 | 28.9 | 0 | 27.8 | 16.7 | 29.4 | 22.2 | 28.3 | 16.1 | 21.1 | 2.8 | 28.3 | 13.3 | 20.6 | 6.1 | 9.4 | 8.3 | 18.9 | 5 | 25.6 | 14.4 | 20 | 18.3 | 11.7 | 0.6 | 24.3 | -1.3
10 | -5 | 11.1 | 3.9 | 18.3 | 12.2 | 21.1 | 9.4 | 15.6 | -5.3 | 29.5 | -3.6 | 11 | 3 | 26.7 | 2.2 | 15.6 | 11.7 | 28.3 | 6.1 | 13.9 | 8.9 | 13.9 | 10 | 18.3 | -1.7 | 17.2 | -5 | 22 | 14 | 22.8 | 17.8 | 27.2 | 22.8 | 27.2 | 5 | 28.9 | 21.1 | 17.2 | 9.4 | 24.4 | 17.8 | 13.9 | 6.1 | 18.9 | 3.3 | 11.7 | 11.1 | 14.4 | 12.8 | 16.7 | 15.6 | 20 | 12.2 | 25 | 15.6 | 25 | 11.7 | 10.6 | 10 | 21 | -1 | 16.7 | 3.3 | 11.7 | 11.7 | 13.9 | 11.7 | 8.3 | 1.1 | 11.7 | 2.2 | 12.2 | 6.7 | 13.9 | 0.5 | 20 | 12.2 | 28.7 | 13 | 23.9 | 13.3 | 21.7 | 10.3 | 18.3 | -1.1 | 16.1 | 2.8 | 20 | 6.7 | 21.1 | 18.3 | 26.7 | 20.6 | 11.8 | 2.3 | 14.4 | 5.6 | 22.8 | -1.7 | 14.4 | 4.4 | 24.4 | 6.1 | 18.9 | 1.1 | 20.6 | 12.8 | 13.9 | 10.6 | 14.4 | 1.1 | 15.6 | 14.4 | 27.2 | 15 | 18.9 | 18.3 | 16 | 11 | 18.9 | 6.7 | 21.7 | 10.6 | 22.2 | 17.2 | 13.9 | 8.3 | 13 | 9 | 21.7 | 21.7 | 27.8 | 13.9 | 14.7 | 5.2 | 18.9 | 16.7 | 15 | 9.4 | 27 | -4.3 | 25.2 | 19.1 | 27.8 | -0.6 | 26.9 | 16.8 | 28.3 | 22.8 | 27 | 16.6 | 19.4 | 3.3 | 26.7 | 12.8 | 17.8 | 7.2 | 7.8 | 4.4 | 17.2 | 5 | 24.4 | 14.4 | 20 | 17.8 | 10.6 | 0.6 | 21.8 | -2.5
9 | -3 | 10 | 5 | 17.8 | 11.1 | 18.9 | 10 | 12.8 | -5.6 | 27.8 | -3.9 | 11 | 3 | 25 | 4.7 | 15 | 11.7 | 24.6 | 8.6 | 12.2 | 8.9 | 13.3 | 10 | 16.1 | -1.1 | 16.1 | -4.4 | 21 | 15 | 21.7 | 17.8 | 26.7 | 22.2 | 23.5 | 7.6 | 27.8 | 21.7 | 16.7 | 8.9 | 23.9 | 18.3 | 12.8 | 6.1 | 16.1 | 3.3 | 11.7 | 11.1 | 13.9 | 11.7 | 16.7 | 14.4 | 18.9 | 12.4 | 23.3 | 16.1 | 23.3 | 12.8 | 10.6 | 8.9 | 19 | 0 | 15.6 | 2.2 | 11.3 | 11.3 | 12.8 | 12.8 | 7.8 | 0 | 9.4 | -1.1 | 12.8 | 5.6 | 12.8 | -0.7 | 18.3 | 12.2 | 27.4 | 13 | 21.1 | 12.8 | 19.4 | 10.2 | 16.7 | -1.7 | 11.7 | 2.8 | 17.8 | 6.7 | 20.9 | 18.5 | 24.4 | 20.6 | 10.4 | 3.2 | 12.2 | 6.1 | 19.4 | -6.1 | 13.1 | 5 | 24 | 5.9 | 16.1 | 3.3 | 18.3 | 12.2 | 13.9 | 10.5 | 13.3 | 1.1 | 15.6 | 13.9 | 25 | 13.9 | 18.9 | 18.3 | 13 | 11 | 17.8 | 7.3 | 20 | 10.5 | 21.1 | 17.8 | 13.3 | 8.9 | 12 | 9 | 21.7 | 21.7 | 25 | 15.9 | 12.6 | 6 | 18.3 | 16.7 | 14.4 | 8.9 | 24.6 | -4.1 | 24.2 | 18.9 | 25 | -0.6 | 25.9 | 16.8 | 27.2 | 22.8 | 25.7 | 16.6 | 16.7 | 2.8 | 22.8 | 13.3 | 15 | 9.4 | 7.2 | 4.4 | 15.2 | 4 | 22.8 | 13.9 | 19.4 | 17.8 | 8.9 | 2.2 | 19.4 | -3.9
6 | -1 | 8.9 | 5 | 16.7 | 11.7 | 16.7 | 10 | 10.9 | -3.8 | 25 | -2.2 | 9 | 3 | 23.4 | 6.3 | 15 | 11.7 | 20.9 | 9.5 | 11.1 | 8.9 | 13.3 | 10 | 16.1 | 0 | 14.4 | -2.8 | 21 | 15 | 20.6 | 17.8 | 26.7 | 22.2 | 19.8 | 8.5 | 26.7 | 22.2 | 16.1 | 8.9 | 23.3 | 18.3 | 12.2 | 5.6 | 12.8 | 3.9 | 11.1 | 10.6 | 13.3 | 11.1 | 16.1 | 15 | 17.8 | 12.3 | 22.8 | 15 | 22.8 | 12.8 | 9.4 | 8.9 | 18 | 0 | 14.4 | 3.3 | 11 | 11 | 12.8 | 12.8 | 7.2 | 0.6 | 9.4 | 2.2 | 12.2 | 5 | 11.7 | -1.7 | 16.7 | 12.2 | 26.1 | 12.8 | 18.9 | 13.3 | 17.2 | 10 | 13.9 | -0.6 | 10 | 3.3 | 16.7 | 6.1 | 20.8 | 18.8 | 23.9 | 20.6 | 8.9 | 3.9 | 11.7 | 6.1 | 18.9 | -6.1 | 11.9 | 5.3 | 23.7 | 5.6 | 12.8 | 3.9 | 16.7 | 12.2 | 13.9 | 10.5 | 11.7 | 1.7 | 14.4 | 12.2 | 23.3 | 13.9 | 18.9 | 18.3 | 13 | 11 | 16.7 | 7.7 | 18.4 | 10.5 | 19.4 | 17.8 | 12.8 | 9.4 | 11 | 9 | 22.2 | 21.7 | 22.2 | 16.5 | 10.6 | 6.1 | 18.3 | 16.1 | 13.9 | 8.3 | 22.2 | -3.9 | 23.3 | 18.9 | 22.8 | -0.6 | 25 | 16.7 | 27.2 | 23.3 | 24.4 | 16.7 | 16.7 | 1.7 | 20.6 | 13.9 | 16.1 | 7.8 | 6.7 | 4.4 | 13.1 | 2.6 | 21.7 | 14.4 | 19.4 | 17.8 | 7.2 | 2.8 | 18.9 | -4.6
5 | -1 | 8.9 | 4.4 | 15 | 11.7 | 16.7 | 10 | 9.1 | -2.8 | 22.2 | -1.6 | 8 | 3 | 21.7 | 7.2 | 14.4 | 11.7 | 17.2 | 9.4 | 11.1 | 8.9 | 12.8 | 9.8 | 15.6 | 0.6 | 13.3 | -3.3 | 21 | 15 | 20 | 17.8 | 26.7 | 22.8 | 16.1 | 8.3 | 26.1 | 23.3 | 15.6 | 8.9 | 23.3 | 18.3 | 12.2 | 5 | 11.1 | 3.9 | 10.6 | 10.6 | 12.2 | 11.1 | 15 | 14.4 | 16.7 | 12.2 | 20.6 | 15 | 22.2 | 12.8 | 8.9 | 8.3 | 17 | 1 | 13.3 | 5 | 10.6 | 10.6 | 12.2 | 12.2 | 6.7 | 0 | 10 | 3.9 | 13.3 | 3.3 | 10.4 | -2 | 17.2 | 12.8 | 25.5 | 13.1 | 19.4 | 13.3 | 16.7 | 9.9 | 12.8 | -0.6 | 9.4 | 2.8 | 13.9 | 6.7 | 20.6 | 18.9 | 22.8 | 20 | 8.9 | 4.1 | 10.6 | 7.2 | 17.2 | -6.1 | 10.6 | 5.6 | 23.3 | 5 | 12.2 | 3.3 | 16.7 | 12.8 | 13.9 | 10.6 | 11.1 | 1.7 | 14.4 | 11.7 | 21.7 | 13.9 | 15 | 13.9 | 13 | 10 | 15.6 | 7.8 | 16.7 | 10 | 18.9 | 17.2 | 11.7 | 10.6 | 12 | 9 | 22.2 | 22.2 | 19.4 | 16.7 | 9.8 | 5.6 | 18.3 | 16.1 | 13.3 | 7.8 | 21.7 | -3.2 | 23.3 | 18.6 | 21.1 | -0.6 | 24.1 | 16.9 | 27.2 | 23.3 | 23.9 | 17.2 | 15 | 2.2 | 19.4 | 14.4 | 14.4 | 7.8 | 7.2 | 4.4 | 11.1 | 1.7 | 20.6 | 14.4 | 18.9 | 17.2 | 7.2 | 2.2 | 18.3 | -5.1
4 | 0 | 8.3 | 4.4 | 14.4 | 11.1 | 16.1 | 10 | 7.2 | -2.8 | 19.4 | -1.7 | 8 | 4 | 20.4 | 8.1 | 14.4 | 12.2 | 16.8 | 9.3 | 11.1 | 8.9 | 13.9 | 9.8 | 15.6 | 0.6 | 11.7 | -2.8 | 21 | 16 | 18.9 | 17.2 | 26.7 | 23.3 | 15.2 | 9.2 | 26.1 | 23.3 | 15 | 8.9 | 22.8 | 18.3 | 11.7 | 5.6 | 9.4 | 3.9 | 11.1 | 11.1 | 11.7 | 11.1 | 14.4 | 13.9 | 15.8 | 12 | 20 | 15.6 | 21.1 | 12.8 | 8.9 | 8.3 | 16 | 1 | 12.2 | 5.6 | 11 | 11 | 12.2 | 11.7 | 6.7 | 0.6 | 9.4 | 3.3 | 13.9 | 1.7 | 9.1 | -2.5 | 17.2 | 12.8 | 25 | 13.3 | 18.3 | 13.3 | 16.1 | 9.6 | 11.7 | 0 | 7.8 | 3.9 | 12.8 | 7.2 | 20.4 | 18.9 | 22.8 | 20 | 8.9 | 4.3 | 10 | 6.7 | 17.8 | -6.1 | 8.5 | 4.7 | 22.6 | 5.5 | 9.4 | 3.3 | 16.1 | 12.2 | 13.5 | 10.3 | 10 | 2.2 | 14.4 | 12.2 | 20.6 | 14.4 | 15 | 13.9 | 12 | 10 | 14.7 | 8.2 | 15.8 | 10.2 | 18.3 | 16.7 | 11.1 | 9.4 | 12 | 8 | 22.2 | 22.2 | 18.5 | 16.1 | 9.1 | 5.1 | 18.3 | 16.1 | 13.3 | 7.8 | 21.1 | -3 | 23.3 | 18.6 | 21.7 | -0.6 | 23.1 | 17.1 | 27.2 | 23.3 | 23.3 | 17.5 | 14.4 | 2.2 | 17.8 | 14.4 | 14.4 | 8.3 | 6.1 | 3.9 | 9.4 | 2 | 20 | 14.4 | 18.9 | 17.8 | 6.7 | 2.2 | 17.8 | -7.2
3 | 0 | 7.8 | 4.4 | 13.3 | 10.6 | 13.3 | 10 | 6.3 | -3 | 18.3 | -0.4 | 9 | 6 | 19.1 | 8.5 | 15 | 10.6 | 16.5 | 9 | 10 | 7.8 | 12.8 | 9.6 | 14.4 | 1.1 | 10.6 | -2.2 | 18 | 16 | 17.8 | 16.1 | 26.7 | 23.9 | 14.2 | 9.5 | 26.1 | 22.2 | 15 | 8.9 | 22.8 | 18.3 | 11.1 | 5 | 8.9 | 4.4 | 11.1 | 11.1 | 11.1 | 10.6 | 15.6 | 14.4 | 14.8 | 11.4 | 18.9 | 16.1 | 21.7 | 12.8 | 9.4 | 8.9 | 14 | 2 | 11.4 | 5.5 | 11.3 | 11.3 | 11.7 | 11.7 | 6.7 | 0.6 | 9.4 | 3.3 | 13.3 | 2.2 | 7.8 | -3.3 | 16.7 | 13.3 | 24.4 | 13.3 | 18.3 | 12.8 | 15.6 | 9.4 | 11.7 | 0 | 7.8 | 3.3 | 13.9 | 3.9 | 20.2 | 18.9 | 22.2 | 19.4 | 8.9 | 4.4 | 9.4 | 6.1 | 16.1 | -6.1 | 6.5 | 3.8 | 21.8 | 5.3 | 7.8 | 2.8 | 15.6 | 12.2 | 13.2 | 10.2 | 10 | 3.3 | 13.9 | 12.2 | 20 | 15 | 13.3 | 13.3 | 11 | 9 | 13.7 | 8.2 | 14.8 | 10 | 17.8 | 16.1 | 11.1 | 9.4 | 10 | 8 | 22.8 | 22.2 | 17.6 | 15.6 | 8.3 | 4.4 | 18.3 | 16.1 | 12.8 | 8.3 | 20.6 | -3.3 | 23.3 | 18.3 | 19.4 | 0 | 22.2 | 17.2 | 27.2 | 23.3 | 22.8 | 17.8 | 13.3 | 1.7 | 17.8 | 14.4 | 11.7 | 8.9 | 6.1 | 3.9 | 7.8 | 2.3 | 19.4 | 15 | 18.9 | 17.8 | 6.7 | 1.1 | 16.3 | -4.8
2 | 0 | 7.2 | 4.4 | 12.2 | 10.6 | 13.3 | 10 | 5.3 | -3.5 | 17.2 | 0.4 | 9 | 6 | 17.8 | 8.9 | 15 | 10.6 | 16.1 | 8.9 | 10.6 | 8.3 | 12.2 | 9.4 | 11.1 | 1.7 | 9.4 | -3.3 | 19 | 16 | 17.2 | 15.6 | 26.7 | 23.3 | 13.3 | 10 | 25.6 | 22.2 | 15 | 8.9 | 22.2 | 18.3 | 8.9 | 5.6 | 7.8 | 3.9 | 10.6 | 10.6 | 11.1 | 10.6 | 15 | 13.9 | 13.9 | 11.1 | 18.3 | 16.1 | 22.2 | 12.8 | 9.4 | 8.9 | 14 | 1 | 10.5 | 5.3 | 11.7 | 11.7 | 11.7 | 11.7 | 6.7 | 0.6 | 7.2 | 4.4 | 13.9 | 1.7 | 7.2 | -2.2 | 16.1 | 12.8 | 23.9 | 13.8 | 17.2 | 12.8 | 14.7 | 9.7 | 9.4 | -0.6 | 6.7 | 2.8 | 13.3 | 4.4 | 20 | 18.9 | 22.2 | 18.9 | 8.7 | 4.3 | 8.9 | 5.6 | 15 | -6.1 | 4.4 | 2.8 | 21.1 | 5.6 | 7.8 | 2.8 | 15.6 | 11.7 | 12.8 | 10 | 8.3 | 3.9 | 13.3 | 11.7 | 19.4 | 15.6 | 13.3 | 13.3 | 9 | 9 | 12.8 | 8.3 | 13.9 | 10 | 17.8 | 16.7 | 11.1 | 10 | 9 | 7 | 22.8 | 22.2 | 16.7 | 15 | 7.8 | 4.6 | 18.3 | 16.7 | 11.7 | 6.1 | 19.7 | -1.8 | 23.1 | 18.2 | 17.8 | 0 | 21.5 | 17.1 | 27.2 | 23.3 | 22.2 | 18.4 | 13.3 | 1.1 | 16.1 | 14.4 | 9.4 | 7.8 | 6.1 | 3.9 | 6.1 | 2.2 | 18.9 | 15 | 18.3 | 16.7 | 4.4 | 1.1 | 14.8 | -4.4
2 | 0 | 6.7 | 4.4 | 11.7 | 10.6 | 12.2 | 10 | 4.4 | -4.4 | 16.1 | 1.1 | 9 | 6 | 17.2 | 8.9 | 15 | 11.1 | 15.4 | 8.7 | 10 | 8.3 | 12.2 | 9.4 | 11.1 | 2.2 | 8.9 | -2.8 | 17 | 15 | 17.2 | 16.1 | 26.7 | 22.8 | 12.2 | 9.6 | 25 | 22.8 | 14.4 | 8.9 | 21.1 | 17.8 | 9.4 | 5.6 | 6.1 | 3.3 | 11.7 | 11.7 | 10.6 | 10 | 15 | 13.3 | 13.3 | 11 | 17.8 | 15.6 | 20.6 | 12.2 | 10 | 9.4 | 13 | 2 | 9.7 | 5.3 | 11.7 | 11.7 | 11.1 | 11.1 | 6.1 | 0.6 | 7.8 | 5.6 | 11.1 | 3.3 | 6.7 | -1.5 | 15 | 12.2 | 23.3 | 14.1 | 16.1 | 12.8 | 13.7 | 10 | 9.4 | 0 | 6.1 | 2.2 | 14.4 | 3.9 | 20.4 | 19.2 | 22.2 | 18.9 | 8.5 | 4.1 | 8.3 | 5 | 16.1 | -6.1 | 4.2 | 2.7 | 20.4 | 5.6 | 6.7 | 2.2 | 15 | 12.2 | 12.8 | 9.7 | 7.8 | 4.4 | 12.8 | 11.7 | 18.3 | 15.6 | 13.3 | 13.3 | 8 | 8 | 12.4 | 8.3 | 13.3 | 9.8 | 17.8 | 16.7 | 11.7 | 10.6 | 9 | 7 | 22.8 | 22.2 | 16.1 | 14.5 | 7.2 | 4.5 | 18.3 | 16.7 | 11.1 | 5.6 | 18.7 | -1.5 | 23 | 18.1 | 13.9 | 0 | 20.7 | 16.8 | 26.7 | 23.3 | 21.7 | 19.1 | 13.3 | 2.8 | 14.4 | 13.3 | 9.4 | 8.3 | 6.1 | 3.3 | 5.9 | 2.2 | 18.9 | 15 | 17.2 | 15 | 6.1 | -1.1 | 13.3 | -4.4
1 | -1 | 6.7 | 3.9 | 11.1 | 8.9 | 11.7 | 9.4 | 3.7 | -4.4 | 15.2 | 0.6 | 9 | 6 | 16.7 | 9.2 | 15 | 11.1 | 14.6 | 8.6 | 10 | 8.9 | 12.2 | 9.2 | 11.7 | 1.1 | 7.8 | -2.8 | 18 | 15 | 16.7 | 15 | 26.1 | 22.8 | 11.1 | 9.4 | 24.4 | 22.8 | 14.4 | 8.9 | 20.6 | 17.8 | 8.9 | 5.6 | 5 | 2.8 | 12.2 | 12.2 | 10 | 9.4 | 15 | 13.9 | 12.8 | 11.2 | 17.2 | 15 | 20 | 12.8 | 9.4 | 9.4 | 11 | 2 | 8.9 | 5.1 | 11.7 | 11.7 | 11.1 | 11.1 | 6.1 | 0.6 | 7.2 | 5.6 | 9.4 | 3.3 | 6.1 | -1.1 | 14.4 | 11.7 | 22.8 | 14.4 | 16.1 | 13.3 | 12.8 | 10 | 9.4 | -0.6 | 5 | 1.7 | 13.9 | 4.4 | 20.7 | 19.5 | 21.7 | 18.9 | 8.3 | 3.9 | 7.8 | 5 | 16.1 | -6.1 | 4.1 | 2.9 | 19.6 | 6 | 7.2 | 3.3 | 14.4 | 12.2 | 12.8 | 9.3 | 7.8 | 4.4 | 12.8 | 12.2 | 17.8 | 15.6 | 13.3 | 12.8 | 8 | 8 | 12.1 | 8.4 | 12.8 | 9.7 | 18.3 | 16.7 | 12.2 | 10.6 | 9 | 5 | 22.8 | 22.2 | 15.6 | 14 | 6.7 | 4.4 | 18.3 | 16.7 | 11.7 | 6.1 | 17.8 | -1.1 | 22.8 | 17.8 | 16.7 | 0 | 20 | 16.7 | 26.7 | 23.9 | 21.1 | 19.4 | 13.9 | 5 | 13.3 | 12.2 | 10.6 | 8.3 | 6.7 | 3.9 | 5.8 | 2.3 | 17.2 | 14.4 | 16.1 | 12.8 | 7.2 | -0.6 | 12.8 | -3.8
1 | -2 | 6.1 | 3.9 | 10.6 | 9.4 | 11.7 | 8.9 | 2.9 | -4.6 | 14.2 | -0.2 | 9 | 6 | 16.1 | 8.9 | 15 | 11.7 | 13.9 | 8.3 | 10 | 8.3 | 12.2 | 8.8 | 9.4 | 2.2 | 7.2 | -2.8 | 17 | 13 | 15.6 | 14.4 | 25.6 | 22.8 | 10 | 8.9 | 24.4 | 22.8 | 14.4 | 7.8 | 20 | 17.8 | 7.8 | 5 | 3.3 | 0.6 | 12.2 | 12.2 | 8.9 | 8.9 | 15 | 13.9 | 12.2 | 11.1 | 16.7 | 15.6 | 19.4 | 11.7 | 9.4 | 8.9 | 11 | 2 | 8 | 4.8 | 11.7 | 11.7 | 11.1 | 10.6 | 2.8 | 0 | 6.1 | 2.8 | 8.3 | 2.8 | 6.5 | 0.6 | 13.3 | 11.1 | 21.3 | 15.4 | 15.6 | 13.3 | 13 | 9.9 | 8.9 | -0.6 | 4.4 | 1.1 | 14.4 | 4.4 | 21.1 | 20 | 21.1 | 18.9 | 8.3 | 4 | 7.2 | 5 | 15.6 | -6.1 | 3.9 | 2.8 | 18.9 | 6.1 | 7.2 | 3.3 | 12.8 | 11.7 | 12.8 | 8.9 | 6.1 | 3.9 | 13.3 | 12.2 | 17.8 | 15.6 | 13.3 | 12.8 | 8 | 8 | 11.7 | 8.3 | 12.2 | 9.4 | 18.3 | 16.7 | 13.3 | 11.7 | 7 | 4 | 22.8 | 22.2 | 15 | 13.3 | 5.8 | 3.8 | 17.8 | 16.7 | 11.7 | 7.2 | 16.7 | -0.1 | 23.2 | 17.9 | 11.7 | -1.1 | 20 | 16.9 | 26.7 | 23.9 | 21.5 | 19.8 | 12.8 | 4.4 | 12.8 | 12.2 | 8.9 | 7.8 | 6.7 | 3.9 | 5.6 | 2.2 | 17.2 | 14.4 | 15 | 10 | 6.7 | -1.1 | 12.2 | -4.3
2 | 0 | 6.1 | 3.9 | 10 | 8.9 | 10.6 | 8.9 | 2.2 | -5.6 | 13.3 | -0.6 | 10 | 4 | 16.7 | 9.2 | 14.4 | 12.2 | 15.2 | 8.7 | 8.9 | 8.3 | 12.8 | 8.9 | 8.3 | 1.1 | 6.7 | -4.4 | 16 | 13 | 17.2 | 15.6 | 25.6 | 22.8 | 11.5 | 9.3 | 24.4 | 22.8 | 13.9 | 8.3 | 19.4 | 17.2 | 8.3 | 4.4 | 2.8 | 0.6 | 12.2 | 12.2 | 8.3 | 8.3 | 13.9 | 13.3 | 12.4 | 11.3 | 17.2 | 15.6 | 18.9 | 11.7 | 9.4 | 8.9 | 10 | 0 | 7.2 | 4.4 | 11.7 | 11.7 | 10 | 10 | 1.7 | 0 | 6.1 | 5.6 | 6.1 | 2.2 | 6.8 | 2.3 | 12.8 | 11.1 | 19.8 | 16.3 | 15 | 12.8 | 13.1 | 9.6 | 8.9 | -0.6 | 5 | 2.8 | 13.3 | 3.9 | 21.5 | 20.3 | 20.6 | 19.4 | 8.3 | 4 | 6.7 | 4.4 | 13.9 | -6.1 | 5.9 | 3.7 | 19.8 | 6.2 | 6.1 | 2.8 | 11.7 | 11.1 | 12.8 | 8.5 | 6.1 | 3.9 | 13.9 | 12.8 | 17.2 | 15.6 | 14.4 | 13.9 | 9 | 9 | 12.4 | 8.5 | 12.2 | 9.8 | 17.8 | 16.1 | 13.9 | 12.2 | 7 | 4 | 21.7 | 21.1 | 15.7 | 13.9 | 4.8 | 3 | 17.8 | 16.1 | 11.1 | 7.8 | 15.5 | 0.1 | 23.5 | 18 | 14.4 | 0 | 20 | 17 | 26.1 | 23.3 | 21.8 | 20.1 | 13.9 | 3.3 | 12.2 | 11.7 | 8.3 | 7.2 | 5.6 | 5 | 7.3 | 3 | 16.1 | 13.9 | 15 | 9.4 | 5.6 | -1.7 | 11.7 | -5
3 | 0 | 6.1 | 3.9 | 10 | 9.4 | 12.2 | 10 | 6.5 | -3.5 | 16.3 | 0 | 11 | 6 | 17.2 | 9.4 | 14.4 | 12.2 | 16.5 | 8.7 | 9.4 | 8.3 | 12.8 | 9.4 | 11.1 | 2.2 | 7.2 | -2.2 | 18 | 13 | 15.6 | 14.4 | 25.6 | 22.8 | 12.9 | 9.4 | 24.4 | 22.8 | 13.9 | 8.3 | 18.9 | 17.2 | 9.4 | 3.9 | 2.8 | 0.6 | 12.2 | 11.7 | 10.6 | 10.6 | 13.9 | 13.3 | 12.6 | 11.5 | 17.8 | 16.1 | 18.9 | 12.2 | 9.4 | 8.9 | 12 | 0 | 8.9 | 5.6 | 11.7 | 11.7 | 9.4 | 9.4 | 2.8 | 0 | 6.1 | 3.9 | 9.4 | 4.4 | 7.2 | 3.9 | 13.3 | 11.7 | 18.3 | 16.7 | 15 | 12.8 | 13.3 | 9.4 | 10 | 0 | 7.2 | 2.8 | 12.2 | 3.9 | 21.8 | 20.6 | 20.6 | 19.4 | 8.3 | 3.9 | 7.2 | 5 | 13.9 | -6.1 | 8 | 4.4 | 20.8 | 6.7 | 8.3 | 5 | 13.9 | 12.2 | 12.8 | 8.3 | 7.8 | 5.6 | 14.4 | 13.3 | 17.2 | 15.6 | 15.6 | 15 | 11 | 11 | 13.2 | 8.9 | 12.2 | 10.1 | 17.8 | 16.7 | 14.4 | 12.8 | 9 | 4 | 21.7 | 21.7 | 16.5 | 14.5 | 3.9 | 2.2 | 16.1 | 14.4 | 11.7 | 7.8 | 14.4 | 0.6 | 23.9 | 17.8 | 14.4 | 0 | 20 | 17.2 | 26.1 | 22.8 | 22.2 | 20.6 | 13.9 | 4.4 | 12.8 | 12.2 | 10 | 8.3 | 5.6 | 4.4 | 8.9 | 3.3 | 16.7 | 14.4 | 14.4 | 9.4 | 6.7 | -0.6 | 13.5 | -2.9
6 | 0 | 9.4 | 3.3 | 12.8 | 10.6 | 16.1 | 12.8 | 10.7 | -2.7 | 19.2 | -0.2 | 11 | 4 | 17.8 | 9.4 | 15 | 12.2 | 17.8 | 8.9 | 11.1 | 8.9 | 13.3 | 9.4 | 16.1 | 1.7 | 10 | -2.2 | 23 | 11 | 17.8 | 16.1 | 26.1 | 23.3 | 14.4 | 9.4 | 25 | 22.8 | 13.9 | 7.8 | 22.2 | 18.3 | 10.6 | 4.4 | 7.2 | 3.9 | 12.2 | 11.7 | 11.7 | 11.7 | 14.4 | 13.9 | 12.8 | 11.7 | 18.9 | 16.1 | 20.6 | 12.8 | 10 | 9.4 | 14 | 2 | 10 | 5 | 11.7 | 11.7 | 11.1 | 10 | 3.9 | 0.6 | 7.2 | 4.4 | 11.7 | 5.6 | 8.7 | 4.1 | 14.4 | 12.2 | 19.4 | 16.8 | 17.2 | 13.3 | 16.6 | 10.5 | 11.7 | 0.6 | 8.9 | 3.9 | 12.8 | 3.9 | 22.2 | 21.1 | 22.2 | 20 | 9.1 | 4.1 | 8.9 | 5.6 | 15.6 | -6.1 | 10 | 5 | 21.7 | 6.7 | 12.8 | 3.9 | 16.1 | 10 | 12.8 | 7.8 | 10.6 | 6.7 | 15 | 14.4 | 19.4 | 16.1 | 15.6 | 15 | 12 | 12 | 13.9 | 8.9 | 12.2 | 10.6 | 18.3 | 17.2 | 15 | 12.8 | 11 | 5 | 22.8 | 22.8 | 17.2 | 15 | 6.9 | 3.9 | 18.3 | 16.7 | 13.3 | 7.2 | 17.4 | 1.8 | 24.8 | 18.3 | 20 | 3.9 | 20.7 | 17.2 | 26.7 | 22.2 | 22.4 | 20.1 | 16.1 | 3.9 | 18.3 | 15.6 | 12.8 | 9.4 | 6.1 | 5 | 10.6 | 3.9 | 18.9 | 15 | 14.4 | 10 | 9.4 | 0 | 15.4 | -1.4
7 | 0 | 10.6 | 3.3 | 14.4 | 10 | 17.2 | 11.7 | 15 | -2.8 | 22.2 | -0.6 | 12 | 4 | 20.2 | 9.5 | 15.6 | 12.2 | 21.1 | 9.4 | 12.2 | 8.9 | 14.4 | 9.4 | 20 | 1.7 | 13.3 | -6.1 | 27 | 10 | 21.7 | 18.9 | 27.2 | 23.3 | 18.7 | 10.6 | 25.6 | 23.9 | 14.4 | 7.2 | 25 | 18.9 | 11.7 | 5 | 10 | 5 | 13.3 | 11.7 | 12.8 | 12.8 | 16.1 | 15.6 | 15 | 12.2 | 20.6 | 15 | 21.1 | 12.8 | 10.6 | 9.4 | 18 | 1 | 11.7 | 3.9 | 11.5 | 11.5 | 13.9 | 10.6 | 6.7 | 0.6 | 7.8 | 5 | 13.3 | 5.6 | 10.2 | 4.4 | 15 | 12.8 | 20.6 | 17.2 | 17.8 | 13.9 | 20 | 11 | 13.9 | 1.1 | 11.7 | 4.4 | 13.3 | 4.4 | 22.8 | 20.7 | 23.9 | 20 | 9.8 | 4.4 | 10.6 | 5.6 | 18.3 | -6.1 | 13.3 | 5 | 23.7 | 7 | 15.6 | 5 | 17.2 | 10 | 14.1 | 8.3 | 13.9 | 7.8 | 16.1 | 14.4 | 20.6 | 13.3 | 17.2 | 15.6 | 14 | 12 | 15.6 | 9.1 | 13.9 | 10.9 | 19.4 | 17.2 | 17.2 | 12.8 | 13 | 4 | 23.9 | 23.9 | 20.9 | 16.1 | 9.8 | 5 | 20.6 | 17.8 | 13.9 | 7.8 | 20.3 | 3.1 | 25.8 | 18.5 | 17.8 | 1.1 | 21.5 | 17.3 | 26.7 | 22.8 | 22.6 | 20 | 19.4 | 2.2 | 23.9 | 16.1 | 14.4 | 8.9 | 6.1 | 5 | 12.8 | 4.5 | 20.6 | 16.1 | 15 | 10 | 11.7 | -1.7 | 17.2 | 0
8 | 0 | 10.6 | 3.9 | 15.6 | 10 | 19.4 | 10.6 | 16.3 | -3.8 | 24.4 | -1.3 | 11 | 4 | 22.6 | 9.4 | 15.6 | 11.7 | 24.5 | 9.7 | 13.3 | 8.9 | 15.6 | 9.4 | 23.3 | -0.6 | 13.3 | -5 | 28 | 10 | 25.6 | 16.7 | 28.3 | 23.3 | 22.9 | 10.7 | 27.2 | 23.9 | 15.6 | 6.7 | 26.7 | 19.4 | 12.8 | 6.1 | 11.1 | 5 | 15 | 12.8 | 16.1 | 14.4 | 18.9 | 16.7 | 17.2 | 12.4 | 22.2 | 14.4 | 21.7 | 11.7 | 11.1 | 10 | 20 | 1 | 12.2 | 2.8 | 11.3 | 11.3 | 15.6 | 11.1 | 8.9 | -1.1 | 8.9 | 4.4 | 14.4 | 6.1 | 11.7 | 4.4 | 15.6 | 12.2 | 21.7 | 17.2 | 18.3 | 13.9 | 23.3 | 11.1 | 17.2 | 0.6 | 15 | 3.9 | 15 | 4.4 | 23.3 | 20.5 | 25.6 | 20.6 | 10.6 | 4.4 | 12.8 | 6.7 | 20 | -6.1 | 16.7 | 4.4 | 25.8 | 6.5 | 17.8 | 4.4 | 18.9 | 10 | 15.4 | 8.7 | 18.9 | 7.2 | 17.2 | 15.6 | 22.8 | 13.9 | 18.3 | 15 | 15 | 11 | 17.2 | 9.2 | 15.5 | 11.3 | 21.1 | 17.8 | 17.8 | 13.9 | 14 | 4 | 25.6 | 23.3 | 24.6 | 16.6 | 12.8 | 6.1 | 21.1 | 18.3 | 15.6 | 7.8 | 23.3 | 3.9 | 26.7 | 18.9 | 22.8 | 1.1 | 22.2 | 17.2 | 27.2 | 22.8 | 22.8 | 19.4 | 21.7 | 1.7 | 26.7 | 16.1 | 16.1 | 8.3 | 7.2 | 5 | 15 | 4.7 | 22.2 | 17.2 | 15.6 | 10 | 13.3 | -2.2 | 19.1 | 1.6
9 | 0 | 10.6 | 3.9 | 17.8 | 10.6 | 20.6 | 10.6 | 17.6 | -5 | 26.7 | -1.8 | 12 | 5 | 25 | 8.3 | 18.3 | 11.7 | 27.8 | 8.9 | 14.4 | 8.9 | 16.7 | 9.4 | 24.4 | -3.3 | 15.6 | -8.9 | 30 | 11 | 26.7 | 15 | 27.8 | 23.3 | 27.2 | 9.4 | 28.3 | 23.9 | 16.7 | 7.2 | 28.3 | 18.9 | 13.9 | 6.7 | 13.9 | 6.1 | 13.9 | 11.7 | 19.4 | 14.4 | 20.6 | 16.7 | 19.4 | 12.2 | 23.3 | 15 | 22.2 | 12.2 | 12.2 | 10.6 | 22 | 4 | 13.9 | 1.1 | 11.1 | 11.1 | 16.7 | 12.8 | 11.1 | -1.1 | 10 | 3.9 | 16.1 | 5.6 | 12.8 | 4.3 | 16.1 | 12.2 | 23 | 17.5 | 17.8 | 14.4 | 24.6 | 11.6 | 18.9 | 0.6 | 14.4 | 3.9 | 18.3 | 2.8 | 23.9 | 20 | 27.2 | 20.6 | 12.4 | 5.6 | 13.9 | 5.6 | 23.3 | -1.7 | 20 | 1.7 | 27.8 | 6.1 | 20.6 | 4.4 | 20 | 10.6 | 16.7 | 8.9 | 21.1 | 6.1 | 17.8 | 15 | 24.4 | 15 | 20 | 13.9 | 17 | 13 | 18.9 | 8.9 | 17.2 | 11.7 | 21.7 | 17.2 | 18.9 | 15 | 14 | 5 | 27.2 | 22.2 | 28.3 | 16.1 | 14.3 | 6.4 | 23.3 | 17.2 | 17.2 | 7.8 | 25.9 | 3.8 | 27.6 | 19.2 | 25.6 | 1.1 | 23.7 | 17.2 | 29.4 | 22.8 | 24.3 | 19.6 | 22.8 | 1.7 | 28.9 | 15 | 16.7 | 6.7 | 8.3 | 5.6 | 17.2 | 5 | 23.9 | 17.2 | 17.2 | 11.1 | 15 | -1.1 | 20.9 | 2.7
10 | 0 | 11.1 | 3.9 | 19.4 | 10 | 22.8 | 11.1 | 18.9 | -8.3 | 28.9 | -3.9 | 13 | 6 | 27 | 8.5 | 17.2 | 11.7 | 29.5 | 8.6 | 15 | 8.9 | 18.3 | 10 | 25 | -3.9 | 16.7 | -11.1 | 29 | 12 | 27.2 | 15.6 | 28.3 | 22.8 | 27.9 | 9.3 | 28.9 | 24.4 | 17.8 | 7.2 | 28.3 | 18.3 | 15.6 | 7.2 | 16.7 | 4.4 | 15.6 | 12.8 | 21.1 | 12.8 | 22.8 | 16.1 | 20.5 | 12.5 | 23.9 | 15.6 | 22.8 | 11.7 | 12.2 | 11.1 | 23 | 2 | 15.6 | -1.7 | 10.9 | 10.9 | 18.9 | 14.4 | 11.1 | -2.2 | 10 | 4.4 | 17.2 | 5.6 | 13.9 | 4.2 | 16.1 | 12.2 | 24.3 | 17.3 | 18.3 | 14.4 | 25.9 | 12.4 | 20.6 | -0.6 | 14.4 | 1.7 | 19.4 | 2.8 | 24.1 | 20.4 | 28.9 | 20 | 14.3 | 6.4 | 14.4 | 5 | 25 | -2.8 | 21.3 | 1 | 28.3 | 5.8 | 22.2 | 4.4 | 20 | 10 | 16.9 | 8.4 | 22.2 | 5 | 21.1 | 16.1 | 26.1 | 14.4 | 22.2 | 12.8 | 17 | 12 | 21.1 | 9.4 | 18.9 | 11 | 21.7 | 15.6 | 18.3 | 14.4 | 15 | 3 | 28.3 | 21.7 | 29.4 | 15.6 | 15.7 | 6.7 | 25 | 17.2 | 18.3 | 7.2 | 28.5 | 2.7 | 28.5 | 19.2 | 27.2 | 1.1 | 25.2 | 16.9 | 30.6 | 22.8 | 25.7 | 19.1 | 24.4 | 2.8 | 30.6 | 16.1 | 18.3 | 7.2 | 10 | 4.4 | 18.1 | 5 | 25 | 17.2 | 17.2 | 10.6 | 15.6 | -3.3 | 22.8 | 4.4
11 | 0 | 12.2 | 8.9 | 21.1 | 10 | 22.2 | 10 | 20 | -8.2 | 30.4 | -4.1 | 13 | 5 | 29.1 | 8.8 | 17.2 | 11.7 | 31.1 | 7.6 | 16.7 | 8.9 | 17.8 | 10 | 26.7 | -5.6 | 16.1 | -16.1 | 29 | 13 | 28.3 | 14.4 | 28.9 | 22.2 | 28.7 | 9.5 | 29.4 | 23.9 | 18.9 | 7.8 | 30 | 18.3 | 16.1 | 5.6 | 17.8 | 5 | 16.1 | 11.7 | 21.1 | 12.2 | 23.9 | 16.1 | 21.7 | 12.6 | 25.6 | 15.6 | 23.3 | 12.2 | 12.8 | 11.1 | 24 | 2 | 16.1 | -3.9 | 10.8 | 10.8 | 20 | 12.8 | 11.7 | -4.4 | 10 | 3.9 | 18.9 | 6.1 | 15 | 3.9 | 15 | 12.8 | 25.6 | 17.2 | 20.6 | 14.4 | 27.2 | 12.8 | 21.7 | 0 | 15 | 1.7 | 20.6 | 2.8 | 24.2 | 20.7 | 30 | 20 | 16.1 | 7.2 | 14.4 | 5 | 27.2 | -2.2 | 22.6 | -0.2 | 28.9 | 6.3 | 23.9 | 3.9 | 21.1 | 10 | 17 | 7.4 | 22.8 | 6.1 | 20.6 | 15 | 26.1 | 14.4 | 22.8 | 11.7 | 18 | 12 | 23.4 | 10.2 | 20.5 | 9.8 | 22.2 | 15 | 18.3 | 15 | 16 | 3 | 28.3 | 21.7 | 30.6 | 14.7 | 17.2 | 6.7 | 26.1 | 17.2 | 18.9 | 6.7 | 31.1 | 1.7 | 29.4 | 19.4 | 27.8 | 1.1 | 26.7 | 16.7 | 31.7 | 22.8 | 27.2 | 18.9 | 25.6 | 1.7 | 31.7 | 15 | 19.4 | 7.8 | 11.7 | 4.4 | 19.1 | 4.9 | 23.9 | 17.2 | 17.8 | 11.7 | 17.2 | -1.7 | 23 | 5.9
13 | -1 | 12.8 | 3.9 | 21.7 | 8.9 | 23.3 | 10 | 21.1 | -9.3 | 31.8 | -5.8 | 12 | 4 | 31.1 | 8.3 | 20 | 12.2 | 32.8 | 6.7 | 16.7 | 8.9 | 17.2 | 10 | 27.8 | -8.9 | 16.7 | -12.2 | 29 | 13 | 28.3 | 15 | 28.9 | 22.8 | 29.4 | 8.9 | 30 | 23.9 | 20 | 7.2 | 30.6 | 18.3 | 17.2 | 6.1 | 20 | 3.3 | 16.1 | 12.2 | 22.2 | 11.1 | 25 | 16.7 | 22.8 | 12.8 | 26.1 | 15 | 23.9 | 11.1 | 11.7 | 10.6 | 23 | 2 | 16.7 | -2.2 | 10.6 | 10.6 | 20 | 12.2 | 11.7 | -5.6 | 10.6 | 3.3 | 20 | 6.1 | 15.7 | 3.2 | 17.8 | 13.3 | 25.6 | 17 | 21.1 | 13.9 | 27.8 | 13 | 22.8 | -1.1 | 14.4 | 3.9 | 21.7 | 3.3 | 24.4 | 21.1 | 30.6 | 19.4 | 17.8 | 7.6 | 16.7 | 6.1 | 28.9 | -0.6 | 23.9 | -2.2 | 29.4 | 6.1 | 24.4 | 2.8 | 21.7 | 10.6 | 17.2 | 6.7 | 23.3 | 7.8 | 21.7 | 16.7 | 26.1 | 13.3 | 22.8 | 11.1 | 17 | 12 | 25.6 | 10 | 22.2 | 8.3 | 23.3 | 15.6 | 18.3 | 15 | 16 | 4 | 28.9 | 20.6 | 31.7 | 13.3 | 18.3 | 7.4 | 27.2 | 17.2 | 20.6 | 6.7 | 31.5 | -0.2 | 29.2 | 19.8 | 29.4 | 1.1 | 27.6 | 16.6 | 32.2 | 22.2 | 27.9 | 18.3 | 26.1 | -1.7 | 32.8 | 14.4 | 19.4 | 5.6 | 12.2 | 3.9 | 20 | 5 | 19.4 | 17.8 | 18.9 | 12.2 | 17.8 | -1.7 | 23.1 | 7.7
12 | -2 | 12.2 | 4.4 | 22.8 | 8.9 | 24.4 | 9.4 | 22.2 | -12.2 | 33.3 | -6.1 | 13 | 3 | 31.5 | 8.5 | 19.4 | 12.8 | 33.2 | 6.5 | 16.1 | 8.9 | 17.2 | 8.9 | 25 | -2.8 | 17.2 | -10.6 | 29 | 15 | 29.4 | 15 | 30 | 23.3 | 29.8 | 8.3 | 30 | 23.9 | 21.7 | 7.8 | 30 | 18.3 | 16.7 | 5.6 | 20.6 | 3.9 | 16.1 | 12.2 | 22.2 | 10 | 26.7 | 16.7 | 23 | 12.7 | 27.2 | 15.6 | 23.9 | 12.8 | 11.7 | 10.6 | 21 | 3 | 17.8 | -1.7 | 11 | 11 | 20.6 | 11.1 | 11.1 | -3.9 | 11.7 | 1.7 | 20.6 | 6.1 | 16.5 | 2.5 | 17.8 | 12.2 | 25.6 | 17 | 20 | 13.9 | 28.3 | 13.1 | 23.9 | 0 | 14.4 | 2.2 | 22.8 | 2.2 | 24.2 | 20.5 | 30.6 | 18.9 | 19.4 | 7.8 | 17.2 | 5.6 | 28.3 | -2.8 | 23.7 | -1.1 | 29.6 | 5.7 | 26.1 | 2.8 | 18.9 | 8.9 | 17 | 7.4 | 23.9 | 5.6 | 22.8 | 16.1 | 27.2 | 13.9 | 23.3 | 12.2 | 18 | 12 | 25.8 | 10.5 | 22.9 | 8.6 | 24.4 | 15.6 | 20.6 | 15 | 16 | 4 | 29.4 | 20.6 | 31.9 | 13.7 | 19.5 | 7.9 | 27.8 | 16.7 | 21.7 | 4.4 | 31.8 | -3.1 | 29.1 | 20.3 | 31.1 | 1.1 | 28.5 | 16.8 | 32.8 | 22.8 | 28.7 | 17.9 | 27.8 | -1.7 | 31.7 | 13.9 | 19.4 | 5.6 | 13.9 | 5 | 20 | 4.5 | 18.9 | 17.2 | 21.1 | 12.8 | 17.2 | -3.3 | 23.3 | 8.9
13 | -2 | 14.4 | 7.8 | 22.8 | 8.3 | 25.6 | 8.3 | 22 | -8.7 | 33.7 | -6.1 | 14 | 3 | 31.8 | 8.2 | 18.3 | 11.7 | 33.5 | 6.8 | 15 | 8.9 | 16.7 | 8.9 | 21.7 | -5.6 | 16.1 | -7.8 | 28 | 16 | 27.8 | 14.4 | 29.4 | 23.3 | 30.2 | 8 | 31.7 | 23.9 | 22.8 | 7.2 | 30 | 18.3 | 17.8 | 5.6 | 21.7 | 3.9 | 15.6 | 12.8 | 22.8 | 8.9 | 27.2 | 17.2 | 23.1 | 12.5 | 26.7 | 14.4 | 23.3 | 12.2 | 12.2 | 11.1 | 19 | 3 | 17.2 | -3.9 | 11.3 | 11.3 | 20.6 | 8.9 | 11.7 | -3.3 | 11.7 | 1.7 | 21.1 | 6.7 | 17.2 | 1.7 | 18.9 | 11.1 | 25.6 | 16.7 | 20.6 | 13.9 | 28.9 | 13.3 | 23.3 | -0.6 | 14.4 | 2.2 | 22.8 | 1.7 | 24.1 | 20 | 32.2 | 19.4 | 21.1 | 7.8 | 17.2 | 5 | 27.8 | -2.2 | 23.5 | -0.1 | 29.8 | 5.8 | 24.4 | 0.6 | 16.1 | 11.7 | 16.9 | 8.4 | 24.4 | 3.9 | 21.7 | 15.6 | 27.2 | 13.3 | 22.8 | 12.8 | 18 | 11 | 25.9 | 10.9 | 23.7 | 9 | 16.7 | 13.3 | 21.7 | 15.6 | 16 | 5 | 30.6 | 20.6 | 32 | 13.8 | 20.6 | 8.3 | 27.8 | 16.1 | 22.2 | 5 | 32.2 | -6.1 | 28.9 | 20.6 | 30 | 0.6 | 29.4 | 16.7 | 32.8 | 22.2 | 29.4 | 17.2 | 27.2 | -1.7 | 31.7 | 15.6 | 19.4 | 0.6 | 12.2 | 4.4 | 20 | 4.5 | 19.4 | 17.8 | 21.7 | 12.2 | 17.2 | -3.3 | 23.3 | 8.2
13 | -3 | 13.3 | 4.4 | 22.8 | 10 | 25 | 8.3 | 21.9 | -7.8 | 34 | -4.3 | 16 | 2 | 32.2 | 8.3 | 18.9 | 11.1 | 33.9 | 6.1 | 14.4 | 8.9 | 15.6 | 7.8 | 19.4 | -5.6 | 17.2 | -10.6 | 27 | 16 | 26.7 | 14.4 | 29.4 | 23.3 | 30.6 | 7.2 | 30.6 | 23.3 | 22.8 | 7.2 | 29.4 | 18.3 | 17.8 | 5 | 22.2 | 4.4 | 15.6 | 12.8 | 22.8 | 7.8 | 27.8 | 18.3 | 23.3 | 12.2 | 27.8 | 15 | 25 | 12.2 | 12.2 | 10.6 | 18 | 5 | 17.8 | -2.8 | 11.7 | 11.7 | 19.4 | 7.8 | 11.7 | -4.4 | 11.7 | 1.1 | 20 | 6.1 | 17.2 | 1.2 | 20 | 10.6 | 23.9 | 17.4 | 20 | 14.4 | 28 | 13.6 | 23.9 | -1.1 | 15.6 | 2.2 | 22.2 | 1.1 | 23.9 | 19.4 | 29.4 | 20.6 | 21.1 | 6.6 | 17.2 | 4.4 | 28.9 | -1.7 | 23.3 | 0.6 | 30 | 5.6 | 24.4 | 3.3 | 15 | 13.3 | 16.7 | 8.9 | 24.4 | 5.6 | 21.7 | 15.6 | 27.2 | 13.3 | 24.4 | 13.3 | 18 | 13 | 26.1 | 11.1 | 24.4 | 9.4 | 14.4 | 11.7 | 22.8 | 15 | 16 | 3 | 30 | 21.7 | 32.2 | 13.9 | 20.2 | 8.6 | 27.8 | 16.1 | 22.8 | 6.1 | 32.2 | -5.5 | 28.2 | 21 | 30.6 | 0.6 | 29.2 | 16.4 | 32.8 | 22.2 | 29.2 | 17.7 | 22.8 | 2.8 | 29.4 | 14.4 | 19.4 | 0.6 | 13.3 | 5 | 20 | 3.9 | 18.3 | 16.1 | 22.8 | 10.6 | 17.8 | -3.3 | 23.3 | 7
13 | -3 | 11.7 | 3.9 | 22.2 | 9.4 | 25 | 8.3 | 21.7 | -7.2 | 34.4 | -5 | 19 | 2 | 30.9 | 8 | 17.2 | 10.6 | 31.3 | 9 | 13.9 | 8.9 | 15 | 7.2 | 20 | -5 | 15.6 | -9.4 | 26 | 16 | 26.1 | 16.1 | 29.4 | 23.3 | 29.3 | 8.4 | 31.7 | 23.9 | 22.8 | 7.2 | 27.8 | 18.3 | 17.8 | 5 | 22.2 | 3.9 | 15.6 | 12.8 | 22.8 | 9.4 | 27.2 | 18.3 | 22.2 | 12.2 | 26.7 | 14.4 | 23.3 | 12.8 | 11.7 | 10.6 | 16 | 3 | 17.2 | -0.6 | 11.5 | 11.5 | 19.4 | 5.6 | 11.1 | -5.6 | 11.7 | 0.6 | 19.4 | 6.1 | 17.2 | 0.8 | 18.3 | 11.1 | 22.3 | 17.7 | 18.9 | 14.4 | 27 | 13.7 | 23.9 | -1.1 | 14.4 | 2.2 | 22.2 | 2.8 | 23.3 | 19.9 | 26.7 | 18.9 | 21.1 | 5.9 | 17.2 | 5.6 | 28.9 | -1.1 | 21.3 | -0.1 | 28.1 | 6.8 | 22.2 | 5 | 14.4 | 11.1 | 15.9 | 8.4 | 24.4 | 7.8 | 21.1 | 16.1 | 27.2 | 13.9 | 22.8 | 12.2 | 18 | 14 | 25.2 | 10.7 | 23.7 | 10.1 | 12.2 | 8.3 | 22.2 | 15 | 16 | 4 | 27.8 | 22.2 | 30.7 | 14.4 | 19.8 | 8.5 | 27.8 | 15.6 | 22.2 | 6.1 | 32.2 | -4.1 | 27.4 | 21 | 30.6 | 0.6 | 29.1 | 16.3 | 30.6 | 23.9 | 29.1 | 18 | 18.3 | 4.4 | 25.6 | 18.3 | 18.9 | 0.6 | 13.9 | 4.4 | 19.1 | 4.9 | 19.4 | 16.1 | 22.8 | 9.4 | 17.2 | -3.3 | 23.3 | 6.1
14 | -4 | 10.6 | 3.9 | 21.1 | 8.3 | 24.4 | 8.3 | 19.1 | -4.5 | 33.1 | -4.9 | 16 | 3 | 29.6 | 8.1 | 15.6 | 10 | 28.7 | 10.9 | 12.8 | 8.9 | 13.3 | 7.2 | 18.9 | -5.6 | 14.4 | -11.7 | 25 | 17 | 25.6 | 16.1 | 28.9 | 23.3 | 28 | 9.3 | 31.1 | 22.2 | 22.8 | 6.7 | 25.6 | 18.3 | 17.2 | 5 | 22.2 | 3.9 | 15 | 12.8 | 22.2 | 8.9 | 25.6 | 17.8 | 21.1 | 12 | 25.6 | 15 | 22.8 | 12.2 | 12.2 | 11.1 | 15 | 4 | 16.1 | 1.7 | 11.3 | 11.3 | 18.9 | 5 | 11.1 | -3.9 | 11.1 | -2.2 | 19.4 | 6.7 | 17.2 | 0.6 | 17.2 | 10.6 | 20.6 | 17.8 | 18.9 | 13.9 | 26.1 | 13.9 | 24.4 | -1.1 | 14.4 | 2.8 | 21.7 | 1.7 | 22.8 | 20.2 | 21.7 | 17.8 | 21.1 | 4.4 | 17.2 | 3.9 | 27.2 | -0.6 | 19.2 | -0.2 | 26.3 | 8.3 | 20 | 4.4 | 14.4 | 9.4 | 15.2 | 7.8 | 22.2 | 6.1 | 16.7 | 15.6 | 27.2 | 15.6 | 21.1 | 12.2 | 18 | 14 | 24.2 | 10.5 | 22.9 | 10.4 | 10.6 | 6.7 | 22.2 | 14.4 | 16 | 4 | 27.2 | 22.2 | 29.3 | 15.1 | 19.4 | 8.3 | 27.8 | 15.6 | 21.1 | 5.6 | 32.2 | -5 | 26.7 | 21.1 | 30 | 0 | 28.9 | 16.1 | 29.4 | 24.4 | 28.9 | 18.3 | 16.7 | 3.3 | 23.9 | 17.2 | 18.3 | 0 | 12.8 | 4.4 | 18.1 | 5.7 | 17.8 | 16.1 | 22.2 | 9.4 | 15 | 1.7 | 21.5 | 6.6
14 | -5 | 10 | 3.9 | 18.3 | 9.4 | 21.1 | 10 | 16.5 | -3.6 | 31.9 | -4.3 | 13 | 3 | 28.3 | 7.8 | 15.6 | 10 | 26.1 | 11.7 | 11.7 | 8.9 | 11.7 | 7.2 | 17.2 | -5.6 | 13.9 | -12.2 | 24 | 16 | 23.9 | 16.7 | 27.8 | 23.3 | 26.7 | 10 | 31.1 | 21.7 | 21.7 | 7.2 | 25 | 18.3 | 16.1 | 5 | 21.1 | 4.4 | 13.3 | 12.2 | 21.1 | 6.7 | 23.3 | 18.3 | 20 | 11.7 | 23.9 | 15.6 | 20.6 | 16.1 | 12.2 | 11.1 | 15 | 3 | 13.3 | 0 | 11.1 | 11.1 | 17.8 | 6.7 | 9.4 | -6.1 | 10.6 | 0 | 17.8 | 6.7 | 15.4 | 1.9 | 16.7 | 10.6 | 19.1 | 16.7 | 18.3 | 13.9 | 24.4 | 13.9 | 23.3 | 3.3 | 12.2 | 3.3 | 18.9 | 3.3 | 22.2 | 20.6 | 20.6 | 17.8 | 19.4 | 5.8 | 16.1 | 3.9 | 25.6 | -0.6 | 17.2 | -1.1 | 24.4 | 8.9 | 19.4 | 3.9 | 13.9 | 6.1 | 14.4 | 7.2 | 22.2 | 7.2 | 18.3 | 16.1 | 24.4 | 15 | 20 | 12.2 | 16 | 14 | 23.3 | 10 | 22.2 | 11.1 | 9.4 | 5 | 21.7 | 13.9 | 14 | 6 | 25 | 22.2 | 27.8 | 15 | 18.3 | 8.6 | 27.2 | 15.6 | 18.3 | 6.1 | 29.1 | -2.8 | 26.1 | 21.5 | 26.7 | 1.1 | 27.6 | 16.6 | 28.9 | 23.9 | 27.8 | 18 | 14.4 | 3.3 | 23.3 | 17.2 | 15.6 | 1.1 | 11.1 | 5 | 17.2 | 6.1 | 16.1 | 14.4 | 21.1 | 9.4 | 13.9 | 2.8 | 19.6 | 6.4
12 | -3 | 11.1 | 2.8 | 14.4 | 10 | 18.9 | 11.1 | 13.9 | -3.9 | 30.6 | -5 | 12 | 3 | 26.3 | 8.3 | 15 | 10 | 23.5 | 10.6 | 11.1 | 8.9 | 10.6 | 6.7 | 15.6 | -5 | 10.6 | -8.9 | 24 | 17 | 21.7 | 17.2 | 27.2 | 23.3 | 24.8 | 11.4 | 27.8 | 24.4 | 20 | 7.2 | 24.4 | 18.3 | 13.3 | 5.6 | 17.8 | 5 | 12.8 | 12.2 | 18.9 | 6.7 | 22.8 | 19.4 | 19.1 | 11.7 | 22.8 | 16.1 | 19.4 | 16.7 | 12.8 | 11.1 | 13 | 5 | 12.8 | 1.7 | 11.1 | 11.1 | 15.6 | 7.8 | 7.8 | -5 | 7.8 | 2.2 | 15.6 | 6.1 | 13.5 | 3 | 15.6 | 10.6 | 17.6 | 15.6 | 17.2 | 13.3 | 22.8 | 13.6 | 21.1 | 2.2 | 10.6 | 3.9 | 17.2 | 3.9 | 22 | 20.1 | 20 | 17.8 | 17.8 | 6.4 | 15 | 2.8 | 23.3 | -3.3 | 14.1 | -0.3 | 23.9 | 9.1 | 15 | 7.8 | 12.2 | 3.9 | 14.2 | 7.5 | 20.6 | 7.2 | 16.7 | 14.4 | 23.9 | 14.4 | 18.9 | 12.2 | 14 | 13 | 21.6 | 9.8 | 20.2 | 11.5 | 7.8 | 4.4 | 20 | 13.9 | 12 | 6 | 23.3 | 20 | 25.4 | 16.8 | 17.2 | 8.4 | 25.6 | 16.7 | 17.8 | 6.1 | 25.9 | -1.6 | 25.6 | 22.1 | 24.4 | 1.1 | 26.3 | 17.1 | 28.3 | 23.3 | 26.7 | 17.2 | 11.7 | 1.1 | 21.7 | 17.8 | 10.6 | 2.8 | 10 | 5.6 | 15.4 | 6.2 | 16.1 | 15 | 20.6 | 10 | 13.9 | 0.6 | 17.8 | 6.1
7 | -3 | 10 | 3.9 | 13.9 | 10.6 | 17.2 | 11.1 | 11.7 | -1.9 | 28 | -2.6 | 10 | 6 | 24.2 | 9 | 15 | 10 | 20.9 | 9.5 | 11.1 | 8.9 | 10 | 6.7 | 13.9 | -4.4 | 8.9 | -8.3 | 24 | 16 | 20.6 | 17.2 | 26.7 | 23.9 | 23 | 12.4 | 26.1 | 24.4 | 18.9 | 6.7 | 24.4 | 18.3 | 12.8 | 5.6 | 15 | 5.6 | 12.2 | 11.1 | 16.1 | 7.8 | 21.7 | 18.9 | 18.1 | 11.5 | 22.2 | 16.1 | 19.4 | 16.7 | 12.8 | 11.7 | 12 | 7 | 11.1 | 0 | 11.1 | 11.1 | 15.6 | 7.8 | 6.7 | -4.4 | 5.6 | 3.3 | 11.1 | 4.4 | 11.7 | 3.3 | 15.6 | 10.6 | 16.1 | 14.4 | 16.1 | 13.9 | 21.1 | 13.3 | 18.9 | 2.2 | 8.9 | 4.4 | 14.4 | 6.1 | 21.9 | 19.8 | 18.9 | 17.8 | 16.1 | 6.7 | 14.4 | 3.9 | 21.7 | -2.8 | 10.9 | -0.8 | 23.3 | 9.4 | 16.1 | 7.2 | 12.2 | 2.2 | 14.1 | 7.7 | 20 | 9.4 | 16.1 | 13.3 | 22.8 | 14.4 | 18.3 | 12.2 | 14 | 13 | 20 | 9.9 | 18.1 | 11.2 | 7.2 | 4.4 | 19.4 | 13.3 | 11 | 6 | 22.8 | 21.1 | 23 | 17.5 | 16.1 | 8.3 | 23.3 | 16.7 | 13.3 | 7.8 | 22.8 | -2.2 | 25 | 22.2 | 20.6 | 1.7 | 25 | 17.2 | 27.8 | 23.3 | 25.6 | 16.7 | 10.6 | 0.6 | 22.2 | 17.8 | 10.6 | 5 | 8.9 | 5 | 13.5 | 5.9 | 16.1 | 15 | 18.3 | 10 | 12.8 | 2.2 | 16.1 | 6.6
6 | -3 | 10 | 3.9 | 12.8 | 10 | 16.7 | 11.1 | 9.4 | -1.4 | 25.4 | -2 | 9 | 6 | 22.2 | 8.9 | 14.4 | 9.4 | 18.3 | 8.3 | 10.6 | 8.9 | 9.4 | 6.3 | 13.3 | -3.9 | 8.9 | -8.3 | 23 | 16 | 18.9 | 16.7 | 26.7 | 23.3 | 21.1 | 12.8 | 26.1 | 24.4 | 17.8 | 7.2 | 24.4 | 18.3 | 11.7 | 6.1 | 14.4 | 5 | 12.2 | 11.1 | 14.4 | 7.8 | 20 | 18.3 | 17.2 | 11.1 | 21.1 | 16.7 | 20.6 | 16.1 | 12.8 | 11.7 | 12 | 7 | 8.9 | 1.1 | 11.1 | 11.1 | 15 | 8.3 | 5.6 | -4.4 | 4.4 | 3.3 | 10 | 4.4 | 11.1 | 3.9 | 15 | 10.6 | 15.5 | 13.7 | 16.1 | 13.9 | 20.2 | 13 | 17.8 | 2.2 | 8.9 | 5 | 12.2 | 6.1 | 21.7 | 19.4 | 19.4 | 18.3 | 15.2 | 7 | 12.8 | 3.9 | 21.1 | -3.9 | 7.8 | -1.7 | 22.8 | 9.4 | 14.4 | 7.8 | 11.7 | 3.3 | 13.9 | 7.8 | 17.2 | 10.6 | 15 | 13.3 | 21.1 | 14.4 | 16.7 | 12.8 | 14 | 13 | 18.3 | 9.4 | 16.1 | 11.1 | 7.2 | 3.9 | 18.3 | 13.9 | 11 | 6 | 22.2 | 21.1 | 20.6 | 17.8 | 15.4 | 8.7 | 20.6 | 16.7 | 12.8 | 7.8 | 21.7 | -0.8 | 25 | 22.3 | 21.1 | 1.7 | 23.7 | 15 | 26.7 | 23.3 | 24.8 | 17.6 | 9.4 | -3.3 | 20.6 | 18.9 | 10 | 4.4 | 8.9 | 5.6 | 11.7 | 5.6 | 15.6 | 15 | 17.8 | 10 | 12.8 | 2.8 | 14.5 | 6.4
9 | -1 | 10 | 4.4 | 12.8 | 10.6 | 16.1 | 11.7 | 7.2 | -1.1 | 22.8 | -1.1 | 9 | 6 | 20.9 | 9.2 | 13.9 | 9.4 | 17.6 | 8.5 | 10 | 8.9 | 8.3 | 6.3 | 11.7 | -3.3 | 7.8 | -8.3 | 23 | 17 | 18.9 | 16.7 | 26.7 | 23.9 | 20 | 12.8 | 25.6 | 23.9 | 16.7 | 7.8 | 24.4 | 18.3 | 11.1 | 6.1 | 10.6 | 2.8 | 11.7 | 11.1 | 12.8 | 7.8 | 19.4 | 18.3 | 16.3 | 11.3 | 19.4 | 16.7 | 18.9 | 16.7 | 12.8 | 11.7 | 10 | 8 | 8.9 | 0 | 11.1 | 11.1 | 12.8 | 7.2 | 4.4 | -3.3 | 3.9 | 2.2 | 11.7 | 5 | 10.6 | 4.1 | 15 | 10.6 | 15 | 13.1 | 16.1 | 13.9 | 19.2 | 12.5 | 17.2 | 2.2 | 7.2 | 5 | 11.7 | 6.1 | 21.7 | 19.5 | 20 | 18.3 | 14.2 | 7.3 | 11.1 | 5.6 | 20 | -3.3 | 8.2 | 0.7 | 21.9 | 9.8 | 11.7 | 6.1 | 10.6 | 3.3 | 13.5 | 8.2 | 17.8 | 11.7 | 14.4 | 13.9 | 21.1 | 14.4 | 16.7 | 12.2 | 12 | 12 | 17.4 | 10.1 | 15.2 | 10.8 | 6.7 | 3.3 | 17.8 | 13.9 | 11 | 6 | 22.2 | 22.2 | 20.4 | 17.1 | 14.6 | 8.8 | 19.4 | 16.1 | 11.7 | 7.8 | 20.5 | 0.3 | 25 | 22.3 | 17.8 | 2.2 | 22.4 | 12.4 | 26.7 | 23.3 | 24.1 | 18.3 | 8.9 | -5.6 | 20 | 18.9 | 7.8 | 4.4 | 8.3 | 5.6 | 11.1 | 4.6 | 15.6 | 14.4 | 16.7 | 10.6 | 11.7 | 2.8 | 12.8 | 6.1
9 | -1 | 10 | 3.9 | 11.1 | 9.4 | 15.6 | 11.7 | 6.7 | -2.6 | 21.1 | 0.3 | 8 | 6 | 19.6 | 8.9 | 13.9 | 8.9 | 16.8 | 8.8 | 9.4 | 8.3 | 7.2 | 5.9 | 10.6 | -2.2 | 5.6 | -7.8 | 23 | 18 | 18.3 | 16.1 | 26.1 | 23.9 | 18.9 | 12.9 | 26.1 | 22.8 | 15 | 8.3 | 23.9 | 18.3 | 10 | 6.1 | 11.7 | 2.2 | 11.1 | 11.1 | 12.8 | 7.8 | 18.9 | 17.8 | 15.3 | 11.3 | 18.3 | 16.1 | 18.9 | 16.1 | 14.4 | 12.2 | 9 | 8 | 8.2 | 0.4 | 11.1 | 11.1 | 11.7 | 7.2 | 3.9 | -2.8 | 3.3 | 1.7 | 11.7 | 5 | 10 | 4.4 | 15 | 10.6 | 14.4 | 12.2 | 15.6 | 13.3 | 18.3 | 12.2 | 16.1 | 2.2 | 5.6 | 4.4 | 10.6 | 7.2 | 21.7 | 19.5 | 19.4 | 17.8 | 13.3 | 7.2 | 11.1 | 5.6 | 17.2 | -2.8 | 8.5 | 2.7 | 20.9 | 9.5 | 10.6 | 5.6 | 10.6 | 3.3 | 13.2 | 8.3 | 17.8 | 11.1 | 14.4 | 13.3 | 20 | 14.4 | 15 | 12.2 | 12 | 12 | 16.5 | 10.8 | 14.2 | 10.3 | 6.1 | 2.8 | 17.8 | 13.9 | 11 | 7 | 21.7 | 21.7 | 20.2 | 16.5 | 13.9 | 8.9 | 18.3 | 16.7 | 10.6 | 7.8 | 19.4 | 1.1 | 25 | 22.2 | 17.8 | 1.7 | 21.1 | 10 | 26.1 | 23.3 | 23.3 | 18.9 | 7.8 | -7.2 | 19.4 | 17.8 | 7.8 | 4.4 | 8.3 | 5.6 | 10.6 | 3.9 | 15.6 | 14.4 | 14.4 | 10 | 10.6 | 3.9 | 11.9 | 6.2
9 | -2 | 9.4 | 3.9 | 10.6 | 9.4 | 14.4 | 11.1 | 6.1 | -4.1 | 19.5 | 1 | 8 | 6 | 18.3 | 8.9 | 13.3 | 7.8 | 16.1 | 8.9 | 9.4 | 8.3 | 6.7 | 5.4 | 9.4 | -1.7 | 7.2 | -7.8 | 23 | 18 | 17.8 | 16.1 | 26.1 | 23.9 | 17.8 | 12.8 | 26.1 | 22.8 | 15.6 | 7.8 | 23.3 | 17.8 | 9.4 | 5.6 | 12.8 | 1.7 | 9.4 | 9.4 | 11.1 | 7.2 | 18.3 | 17.8 | 14.4 | 11.1 | 16.1 | 16.1 | 19.4 | 14.4 | 13.3 | 12.2 | 6 | 5 | 7.4 | 0.6 | 11.1 | 11.1 | 11.1 | 7.2 | 3.3 | -2.2 | 3.3 | 1.7 | 10 | 4.4 | 10 | 5.2 | 14.4 | 10.6 | 13.5 | 11.4 | 13.3 | 12.8 | 17 | 12.2 | 17.2 | 1.1 | 4.4 | 2.8 | 9.4 | 7.2 | 21.7 | 19.4 | 18.9 | 17.8 | 12.2 | 6.9 | 11.1 | 4.4 | 18.3 | -2.2 | 8.9 | 4.4 | 20 | 9.4 | 8.3 | 4.4 | 10.6 | 3.3 | 12.8 | 8.3 | 17.8 | 13.9 | 13.3 | 11.7 | 19.4 | 14.4 | 15 | 12.2 | 12 | 12 | 15.6 | 11.1 | 13.3 | 10 | 6.1 | 2.8 | 16.1 | 13.9 | 9 | 6 | 21.7 | 21.7 | 20 | 15.6 | 13.3 | 9 | 18.3 | 16.7 | 9.4 | 7.2 | 19.2 | 2.6 | 24.4 | 22.1 | 16.1 | 2.2 | 19.8 | 10.3 | 24.4 | 23.3 | 23.1 | 19.3 | 7.2 | -10.6 | 18.3 | 17.8 | 7.2 | 4.4 | 7.8 | 5.6 | 10 | 2.8 | 15.6 | 14.4 | 13.3 | 10 | 10 | 3.9 | 10.9 | 6.3
8 | -1 | 9.4 | 3.9 | 9.4 | 8.3 | 13.3 | 10.6 | 5.6 | -6.7 | 17.8 | 1.7 | 8 | 6 | 17.2 | 8.9 | 13.3 | 7.8 | 15.7 | 8.5 | 9.4 | 8.3 | 5.6 | 5.4 | 10 | -2.8 | 3.3 | -6.7 | 20 | 18 | 16.7 | 15.6 | 26.1 | 23.9 | 17.4 | 13.4 | 25.6 | 22.8 | 15 | 7.8 | 23.3 | 18.3 | 10 | 5.6 | 11.7 | 2.8 | 9.4 | 8.9 | 11.1 | 7.2 | 18.3 | 17.8 | 13.9 | 11.1 | 17.8 | 16.7 | 17.8 | 12.8 | 12.2 | 11.7 | 2 | 1 | 6.7 | 1 | 10.9 | 10.9 | 9.4 | 6.7 | 1.7 | -2.8 | 3.3 | 1.7 | 7.8 | 3.9 | 10 | 6 | 14.4 | 10.6 | 12.6 | 10.4 | 13.9 | 12.2 | 15.7 | 12.3 | 15.6 | 1.7 | 3.9 | 2.8 | 9.4 | 7.2 | 21.5 | 19.3 | 18.9 | 17.8 | 11.1 | 6.7 | 10.6 | 4.4 | 16.7 | -2.2 | 8.7 | 4.3 | 19.4 | 9 | 7.8 | 3.3 | 8.9 | 6.1 | 12.8 | 7.7 | 17.8 | 12.8 | 12.8 | 11.7 | 19.4 | 14.4 | 13.9 | 11.7 | 11 | 11 | 14.7 | 11.3 | 12.6 | 9.8 | 6.1 | 2.8 | 17.2 | 13.9 | 10 | 7 | 21.7 | 21.7 | 19.8 | 14.9 | 12.8 | 8.9 | 18.3 | 16.1 | 10 | 7.8 | 19.1 | 4.5 | 23.9 | 21.8 | 14.4 | 2.2 | 18.5 | 10.1 | 24.4 | 23.3 | 23 | 19.6 | 6.1 | -8.3 | 17.2 | 17.2 | 8.9 | 4.4 | 7.8 | 5.6 | 9.4 | 2.9 | 16.1 | 14.4 | 12.8 | 10.6 | 8.9 | 3.9 | 10 | 6.1
8 | -1 | 9.4 | 3.9 | 8.3 | 7.8 | 12.8 | 10.6 | 6.5 | -6.3 | 17.8 | 1.3 | 8 | 7 | 16.1 | 9.1 | 13.3 | 6.7 | 15.4 | 8.2 | 8.9 | 8.3 | 5.6 | 5 | 7.8 | -2.2 | 2.8 | -7.2 | 19 | 17 | 16.1 | 14.4 | 25.6 | 23.9 | 17.1 | 14 | 24.4 | 22.2 | 14.4 | 7.2 | 23.3 | 18.3 | 9.4 | 5 | 12.2 | 1.7 | 9.4 | 8.9 | 10.6 | 6.7 | 17.2 | 17.2 | 13.3 | 10.7 | 17.8 | 16.7 | 17.2 | 12.8 | 12.2 | 11.1 | 0 | 0 | 5.9 | 1 | 10.8 | 10.8 | 8.9 | 6.7 | 1.1 | -2.2 | 3.3 | 1.7 | 8.9 | 4.4 | 10 | 6.7 | 13.9 | 10.6 | 11.7 | 9.4 | 13.3 | 12.2 | 14.4 | 12.2 | 16.1 | 1.7 | 2.8 | 2.2 | 10 | 7.2 | 21.3 | 19.1 | 18.9 | 17.8 | 10 | 6.1 | 10 | 3.9 | 13.3 | -2.2 | 8.5 | 4.1 | 18.9 | 8.3 | 8.9 | 4.4 | 7.8 | 7.2 | 12.8 | 7.1 | 17.2 | 13.3 | 12.8 | 11.1 | 18.9 | 14.4 | 13.9 | 11.7 | 9 | 9 | 13.7 | 11.3 | 11.8 | 9.6 | 6.7 | 2.8 | 16.7 | 14.4 | 9 | 6 | 21.7 | 21.7 | 19.6 | 14.2 | 12.2 | 8.9 | 17.8 | 16.1 | 8.3 | 6.7 | 18.9 | 5.6 | 23.3 | 21.7 | 15.6 | 2.2 | 17.2 | 10 | 24.4 | 22.8 | 22.8 | 20 | 6.1 | -8.9 | 16.7 | 16.7 | 9.4 | 5 | 7.8 | 5.6 | 8.9 | 3.3 | 16.1 | 14.4 | 11.7 | 10 | 8.9 | 4.4 | 9.8 | 5.8
7 | 0 | 8.9 | 2.8 | 8.9 | 8.3 | 11.7 | 10 | 7.4 | -7.3 | 17.8 | 0.9 | 7 | 6 | 15 | 8.9 | 13.3 | 7.8 | 15 | 7.8 | 9.4 | 8.3 | 5 | 4.2 | 7.2 | -3.3 | 4.4 | -7.8 | 19 | 18 | 16.7 | 15 | 25.6 | 23.9 | 16.7 | 14.4 | 23.9 | 22.2 | 12.8 | 7.8 | 23.3 | 18.3 | 8.9 | 4.4 | 11.7 | 2.2 | 10.6 | 10.6 | 10.6 | 7.2 | 15 | 15 | 12.8 | 10.6 | 18.3 | 16.7 | 16.1 | 13.3 | 12.2 | 11.1 | 0 | -2 | 5.2 | 1.1 | 10.6 | 10.6 | 7.8 | 6.1 | 0.6 | -2.2 | 4.4 | 1.7 | 6.1 | 2.8 | 10.9 | 7.8 | 13.9 | 10.6 | 11.3 | 8.9 | 12.8 | 12.2 | 14.4 | 12.3 | 15 | 2.8 | 2.8 | 2.2 | 10 | 7.2 | 21.1 | 18.9 | 19.4 | 18.9 | 9.6 | 5.4 | 8.9 | 3.9 | 13.3 | -2.2 | 8.3 | 3.9 | 18.3 | 7.8 | 8.9 | 4.4 | 7.8 | 7.8 | 12.8 | 6.1 | 16.7 | 13.3 | 12.2 | 11.1 | 18.3 | 13.9 | 13.9 | 11.7 | 9 | 9 | 12.8 | 11.1 | 11.1 | 9.4 | 7.2 | 2.2 | 15.6 | 14.4 | 7 | 4 | 21.7 | 21.7 | 19.4 | 13.3 | 12 | 8.9 | 17.2 | 15.6 | 8.3 | 6.7 | 17.6 | 5.9 | 23.3 | 21.6 | 15 | 2.2 | 15.7 | 10.1 | 23.3 | 20.6 | 22.8 | 19.8 | 1.7 | -5 | 16.7 | 16.7 | 12.8 | 1.1 | 8.3 | 5.6 | 8.3 | 3.3 | 16.1 | 14.4 | 10.6 | 9.4 | 7.8 | 3.9 | 9.6 | 5.4
7 | 0 | 7.2 | 2.8 | 8.3 | 8.3 | 11.7 | 10 | 8.3 | -8.9 | 17.8 | 0.6 | 7 | 6 | 16.5 | 9.2 | 13.3 | 6.7 | 15.6 | 8.1 | 8.9 | 7.8 | 5 | 4.4 | 7.2 | -2.8 | 1.7 | -7.2 | 19 | 18 | 16.1 | 14.4 | 25 | 23.9 | 16.9 | 14.4 | 22.8 | 21.7 | 13.9 | 6.7 | 22.8 | 17.8 | 6.7 | 4.4 | 10 | 1.7 | 11.1 | 11.1 | 9.4 | 6.7 | 14.4 | 14.4 | 13.3 | 10.9 | 17.8 | 16.7 | 15 | 13.9 | 11.7 | 11.1 | -1 | -2 | 4.4 | 1.1 | 11.3 | 11.3 | 7.8 | 5.6 | 1.1 | -1.7 | 6.1 | 3.3 | 7.8 | 3.9 | 11.9 | 9 | 13.9 | 10.6 | 11 | 8.4 | 12.8 | 12.2 | 14.4 | 12.6 | 12.8 | 2.8 | 2.8 | 1.7 | 9.4 | 8.3 | 21.5 | 19.3 | 18.3 | 18.3 | 9.3 | 4.7 | 8.3 | 3.9 | 12.8 | -1.1 | 10.2 | 4.1 | 19.1 | 8.5 | 8.3 | 4.4 | 7.2 | 7.2 | 12.8 | 6.4 | 16.7 | 13.9 | 12.2 | 11.1 | 17.8 | 13.9 | 15 | 12.2 | 10 | 9 | 13.5 | 11.4 | 11.3 | 9.8 | 6.7 | 0.6 | 15.6 | 13.9 | 8 | 6 | 21.1 | 21.1 | 19.8 | 13.8 | 11.9 | 9 | 16.7 | 15 | 8.3 | 6.7 | 16.3 | 5.6 | 23.3 | 21.6 | 12.2 | 2.2 | 14.3 | 9.8 | 21.1 | 16.1 | 22.8 | 19.8 | 1.7 | -6.1 | 17.2 | 17.2 | 12.2 | 2.2 | 7.8 | 5 | 9.6 | 4.2 | 16.1 | 14.4 | 10.6 | 8.9 | 7.8 | 3.3 | 9.4 | 5
7 | 0 | 8.9 | 3.9 | 10.6 | 10 | 13.3 | 11.1 | 10.9 | -7.4 | 19.8 | 0.8 | 8 | 7 | 17.9 | 9 | 12.8 | 6.1 | 16.1 | 8.6 | 10 | 8.9 | 7.2 | 6.1 | 8.9 | -2.2 | 4.4 | -6.1 | 21 | 19 | 16.1 | 14.4 | 25 | 23.9 | 17 | 14.1 | 22.2 | 21.7 | 12.8 | 8.3 | 23.3 | 18.3 | 8.3 | 6.7 | 8.9 | 1.7 | 11.1 | 10.6 | 8.9 | 7.2 | 14.4 | 14.4 | 13.9 | 11.5 | 18.3 | 16.1 | 15 | 13.3 | 11.7 | 11.1 | -1 | -3 | 6.1 | 2.2 | 12.1 | 12.1 | 7.8 | 6.1 | 0.6 | -1.7 | 7.8 | 4.4 | 8.9 | 5 | 12.8 | 10 | 13.9 | 10.6 | 10.6 | 7.8 | 12.8 | 11.7 | 14.4 | 12.8 | 12.2 | 3.3 | 4.4 | 2.8 | 9.4 | 7.8 | 21.8 | 19.6 | 19.4 | 19.4 | 8.9 | 3.9 | 8.3 | 3.9 | 11.7 | -1.7 | 12 | 4.3 | 19.8 | 8.8 | 10.6 | 6.7 | 8.3 | 8.3 | 12.8 | 6.6 | 16.7 | 14.4 | 12.2 | 10.6 | 18.9 | 13.9 | 15.6 | 12.2 | 11 | 11 | 14.3 | 11.5 | 11.5 | 10.3 | 6.7 | 0 | 15.6 | 13.9 | 11 | 6 | 21.7 | 21.7 | 20.2 | 14.1 | 11.7 | 8.9 | 15 | 13.9 | 10.6 | 7.8 | 15 | 5.6 | 23.3 | 21.7 | 13.9 | 2.2 | 12.8 | 9.4 | 20 | 15.6 | 22.8 | 19.4 | 2.8 | -5.6 | 17.8 | 17.8 | 12.8 | 2.2 | 8.3 | 5.6 | 10.9 | 4.8 | 13.9 | 12.2 | 10.6 | 9.4 | 10 | 2.2 | 10.9 | 5.7
8 | 0 | 9.4 | 3.9 | 15.6 | 10 | 15.6 | 13.3 | 13.5 | -6.4 | 21.9 | 1 | 7 | 6 | 19.4 | 8.9 | 13.9 | 5 | 16.7 | 8.9 | 10.6 | 9.4 | 11.1 | 8.3 | 12.8 | -2.2 | 8.3 | -6.7 | 24 | 20 | 18.9 | 17.2 | 26.7 | 23.9 | 17.2 | 13.9 | 22.8 | 22.2 | 13.3 | 7.2 | 25 | 18.3 | 11.1 | 6.1 | 11.7 | 2.2 | 11.1 | 10.6 | 11.7 | 9.4 | 16.1 | 16.1 | 14.4 | 11.7 | 19.4 | 16.7 | 21.1 | 15.6 | 12.8 | 11.1 | -1 | -3 | 10 | 4.4 | 12.8 | 12.8 | 10.6 | 7.2 | 2.8 | -1.1 | 10 | 4.4 | 8.9 | 4.4 | 13.9 | 10.4 | 13.9 | 11.1 | 12.1 | 8.4 | 15 | 12.2 | 19 | 14.9 | 13.9 | 3.9 | 6.7 | 2.8 | 10 | 8.3 | 22.2 | 20 | 20 | 19.4 | 8.3 | 3.6 | 10 | 5 | 13.9 | -1.1 | 13.9 | 3.9 | 20.6 | 9.4 | 15 | 4.4 | 8.3 | 8.3 | 12.8 | 6.7 | 18.3 | 15 | 11.7 | 10.6 | 20 | 15.6 | 17.2 | 13.9 | 12 | 11 | 15 | 11.7 | 11.7 | 10.6 | 8.3 | 0.6 | 15.6 | 13.9 | 12 | 7 | 23.3 | 22.8 | 20.6 | 14.4 | 12.4 | 9.3 | 16.1 | 15.6 | 14.4 | 8.9 | 16.3 | 5.3 | 24.4 | 21.9 | 17.8 | 2.8 | 14.5 | 9.5 | 20.6 | 14.4 | 23.2 | 19.8 | 7.2 | -6.7 | 18.9 | 18.3 | 12.8 | 3.9 | 8.3 | 5.6 | 12.2 | 5.6 | 13.3 | 11.7 | 13.3 | 10.6 | 12.8 | 3.3 | 12.4 | 6.3
9 | 0 | 9.4 | 3.9 | 17.8 | 10 | 19.4 | 14.4 | 16.1 | -6.7 | 23.9 | 1.1 | 8 | 7 | 21.6 | 9.5 | 14.4 | 5.6 | 19.7 | 10.2 | 11.1 | 9.4 | 13.9 | 7.2 | 16.1 | -2.2 | 10.6 | -6.7 | 27 | 16 | 25 | 18.9 | 27.2 | 23.9 | 20.5 | 14.7 | 25.6 | 23.9 | 16.7 | 7.8 | 25 | 18.3 | 12.8 | 7.2 | 13.3 | 2.8 | 11.1 | 10 | 15 | 10 | 18.3 | 15.6 | 16.6 | 12.4 | 22.2 | 15 | 23.3 | 16.1 | 15 | 12.2 | -1 | -2 | 12.8 | 5.6 | 12.2 | 12.2 | 12.8 | 7.2 | 6.1 | -3.3 | 12.8 | 6.1 | 10.6 | 5 | 15 | 10.8 | 15 | 11.7 | 13.5 | 8.6 | 16.7 | 12.8 | 23.7 | 16.5 | 15.6 | 5 | 10 | 2.2 | 15 | 9.4 | 22.8 | 19.8 | 22.2 | 20 | 7.8 | 3.3 | 12.2 | 5.6 | 17.2 | 0.6 | 15.4 | 3.5 | 23.4 | 9.4 | 17.8 | 0.6 | 8.9 | 8.9 | 13.7 | 7.3 | 20.6 | 15 | 11.7 | 10.6 | 20.6 | 15.6 | 18.9 | 16.1 | 13 | 9 | 15.6 | 12.2 | 13.9 | 10.9 | 10 | 0.6 | 16.7 | 14.4 | 13 | 8 | 25 | 23.3 | 23.2 | 15.3 | 13.2 | 9.9 | 17.8 | 16.1 | 18.9 | 10.6 | 17.6 | 4.9 | 25.6 | 22.1 | 19.4 | 2.2 | 16.1 | 9.3 | 21.1 | 13.3 | 23.5 | 19.9 | 8.9 | -8.3 | 17.8 | 17.2 | 10 | 7.8 | 8.9 | 5 | 14.6 | 6.2 | 13.3 | 11.7 | 16.1 | 10 | 16.7 | 2.8 | 13.9 | 6.7
11 | 0 | 11.1 | 3.3 | 21.1 | 10.6 | 22.8 | 14.4 | 17.2 | -5.9 | 26.9 | 1.3 | 9 | 6 | 23.9 | 9.9 | 13.9 | 7.2 | 22.6 | 11.4 | 13.3 | 8.9 | 16.1 | 8.3 | 18.9 | -1.1 | 12.2 | -6.7 | 28 | 17 | 26.1 | 17.2 | 28.3 | 23.3 | 23.9 | 14.6 | 26.7 | 23.9 | 18.9 | 6.7 | 27.2 | 18.9 | 14.4 | 7.8 | 15.6 | 3.9 | 12.8 | 11.7 | 17.2 | 10.6 | 20.6 | 16.1 | 18.9 | 12.7 | 24.4 | 12.8 | 25 | 16.1 | 17.2 | 12.8 | 0 | -3 | 16.1 | 5.6 | 11.7 | 11.7 | 14.4 | 7.8 | 8.3 | -4.4 | 15.6 | 7.2 | 11.1 | 6.1 | 16.1 | 11.1 | 15.6 | 11.1 | 15 | 8.9 | 18.9 | 12.8 | 28.3 | 17.2 | 16.1 | 6.1 | 11.7 | -1.7 | 18.3 | 10.6 | 23.3 | 19.7 | 23.3 | 20.6 | 7.2 | 2.8 | 13.3 | 6.7 | 21.1 | 0 | 16.8 | 2.8 | 26.1 | 9.1 | 20.6 | 1.7 | 9.4 | 8.9 | 14.7 | 8 | 22.2 | 15.6 | 11.7 | 10 | 22.8 | 16.1 | 21.1 | 16.7 | 14 | 8 | 16.1 | 12.9 | 16.1 | 11.1 | 8.9 | 0.6 | 16.1 | 15 | 14 | 8 | 26.7 | 23.3 | 25.7 | 15.4 | 13.9 | 10 | 20.6 | 17.2 | 21.7 | 10 | 18.9 | 4.4 | 26.7 | 22.2 | 21.1 | 2.2 | 17.8 | 8.9 | 22.2 | 12.2 | 23.9 | 20 | 10.6 | -7.2 | 16.7 | 15 | 10.6 | 8.3 | 10.6 | 5.6 | 17 | 6.2 | 15 | 11.7 | 18.3 | 10 | 17.8 | -1.7 | 15.6 | 7.7
12 | 0 | 10 | 1.7 | 22.8 | 9.4 | 23.9 | 11.7 | 18.3 | -6.4 | 29.8 | 0.4 | 11 | 6 | 26.1 | 10 | 14.4 | 5 | 25.6 | 12.2 | 15 | 9.4 | 17.8 | 7.8 | 21.1 | -3.9 | 13.9 | -6.7 | 28 | 15 | 26.7 | 17.8 | 28.9 | 23.3 | 27.2 | 13.9 | 27.8 | 23.9 | 21.1 | 5 | 28.9 | 18.3 | 15.6 | 8.3 | 16.7 | 3.9 | 13.9 | 12.2 | 19.4 | 12.2 | 22.8 | 16.1 | 21.1 | 12.8 | 26.1 | 12.8 | 26.1 | 15.6 | 19.4 | 13.9 | 0 | -2 | 16.7 | 3.9 | 11.1 | 11.1 | 16.1 | 5.6 | 10 | 0.6 | 16.1 | 4.4 | 13.9 | 6.7 | 15.7 | 11.7 | 16.1 | 11.7 | 15.6 | 8.6 | 19.4 | 12.8 | 28.9 | 17.1 | 20 | 6.1 | 12.2 | -2.2 | 20.6 | 10.6 | 23.9 | 19.4 | 25 | 21.1 | 7.8 | 2.7 | 15.6 | 5 | 23.3 | 1.7 | 18.3 | 1.7 | 28.9 | 7.2 | 21.1 | 0.6 | 10.6 | 8.9 | 15.6 | 8.3 | 23.3 | 15.6 | 12.8 | 11.1 | 23.9 | 16.1 | 23.3 | 17.2 | 15 | 8 | 16.7 | 13.3 | 18.3 | 10.6 | 10 | 0.6 | 16.7 | 15.6 | 17 | 8 | 27.2 | 22.2 | 28.3 | 15.6 | 13.5 | 10.3 | 22.2 | 17.8 | 23.3 | 7.2 | 20.6 | 4.6 | 27.8 | 22.3 | 22.8 | 2.2 | 19.1 | 9.1 | 23.3 | 12.8 | 25.2 | 20.5 | 10.6 | -8.9 | 15.6 | 14.4 | 11.1 | 8.9 | 12.8 | 5 | 19.4 | 6.1 | 16.1 | 11.1 | 20 | 8.9 | 18.3 | -1.7 | 17.2 | 8.1
13 | 0 | 10 | 1.1 | 24.4 | 11.1 | 23.9 | 11.7 | 19.4 | -6.7 | 32.8 | 0 | 12 | 5 | 27.4 | 9.8 | 16.1 | 5 | 27.8 | 12.2 | 15 | 9.4 | 21.1 | 5.6 | 22.8 | -5.6 | 15.6 | -6.7 | 29 | 14 | 27.2 | 18.3 | 28.9 | 23.3 | 28.5 | 13.2 | 28.9 | 22.8 | 22.8 | 5.6 | 28.9 | 18.3 | 17.8 | 8.9 | 18.3 | 4.4 | 15.6 | 12.8 | 21.7 | 12.8 | 23.9 | 16.1 | 22 | 13.1 | 26.7 | 13.3 | 27.2 | 15 | 19.4 | 13.9 | 1 | -2 | 18.3 | 3.3 | 10.2 | 9.6 | 17.2 | 6.1 | 11.1 | -2.8 | 18.3 | 5 | 17.2 | 7.8 | 15.4 | 12.4 | 17.8 | 11.1 | 16.1 | 8.4 | 20.6 | 12.8 | 29.4 | 16.6 | 23.9 | 7.2 | 13.3 | -2.8 | 22.8 | 8.9 | 24.1 | 19.2 | 25.6 | 20.6 | 8.3 | 2.1 | 16.1 | 5 | 25 | 3.9 | 19.4 | 2.3 | 30.2 | 7.4 | 23.3 | 1.1 | 12.2 | 8.9 | 15.2 | 8.2 | 24.4 | 15.6 | 14.4 | 11.7 | 25 | 16.7 | 25 | 17.2 | 16 | 10 | 17.6 | 13.8 | 19.8 | 10.5 | 10.6 | 0.6 | 17.8 | 13.9 | 18 | 9 | 27.2 | 22.2 | 29.2 | 15.7 | 13.2 | 10.4 | 23.3 | 18.3 | 25 | 7.8 | 22.2 | 4.8 | 28.9 | 22.4 | 25.6 | 2.2 | 20.4 | 9.1 | 24.4 | 13.3 | 26.5 | 20.8 | 12.2 | -7.8 | 15 | 13.9 | 11.7 | 10 | 14.4 | 5.6 | 20.5 | 5.7 | 18.3 | 11.7 | 21.7 | 7.8 | 18.9 | -1.7 | 18.9 | 8.9
15 | 0 | 10.6 | 0 | 24.4 | 10 | 25.6 | 10.6 | 20.2 | -5 | 34.5 | -0.2 | 12 | 6 | 28.7 | 9 | 16.7 | 6.7 | 30 | 12 | 15.6 | 9.4 | 21.1 | 6.7 | 22.8 | -7.2 | 16.7 | -5 | 28 | 18 | 27.8 | 18.3 | 28.9 | 23.9 | 29.8 | 12.3 | 30.6 | 23.3 | 23.9 | 6.1 | 30 | 18.3 | 18.9 | 7.8 | 20 | 3.3 | 17.8 | 12.2 | 23.3 | 11.7 | 24.4 | 17.8 | 23 | 13.8 | 27.2 | 13.3 | 27.8 | 13.9 | 18.3 | 14.4 | 3 | -1 | 17.2 | 0 | 9.2 | 8.2 | 16.7 | 6.1 | 12.8 | -0.6 | 21.1 | 6.1 | 18.3 | 7.2 | 15 | 12.8 | 18.9 | 11.1 | 16.7 | 7.8 | 20.6 | 12.8 | 30 | 16.7 | 28.9 | 2.2 | 15.6 | -1.1 | 24.4 | 6.1 | 24.2 | 19.1 | 27.8 | 20.6 | 8.9 | 1.7 | 17.2 | 3.3 | 27.8 | 2.2 | 20.6 | 2.9 | 31.5 | 7.3 | 25 | 1.1 | 13.3 | 9.4 | 14.8 | 8.1 | 24.4 | 15.6 | 15.6 | 11.1 | 25 | 16.7 | 26.1 | 15.6 | 17 | 10 | 18.5 | 14 | 21.3 | 10.5 | 10.6 | -1.1 | 17.8 | 13.9 | 21 | 9 | 28.9 | 22.8 | 30.2 | 15.9 | 12.8 | 10.6 | 22.8 | 18.3 | 25.6 | 6.7 | 23.9 | 5 | 30 | 22.2 | 27.2 | 2.2 | 21.7 | 8.9 | 25.6 | 13.9 | 27.8 | 21.1 | 12.2 | -8.9 | 14.4 | 12.8 | 12.2 | 10.6 | 13.9 | 3.9 | 21.7 | 5.6 | 19.4 | 11.1 | 22.8 | 7.2 | 20 | -1.1 | 20.7 | 8.4
16 | 0 | 9.4 | -0.6 | 26.1 | 12.2 | 27.2 | 11.1 | 20.9 | -4.5 | 36.1 | -1.5 | 12 | 6 | 30 | 8.3 | 17.2 | 6.7 | 32.2 | 11.7 | 15.6 | 9.4 | 21.1 | 7.2 | 24.4 | -7.2 | 17.8 | -6.1 | 29 | 17 | 27.2 | 18.9 | 29.4 | 23.9 | 31.1 | 11.1 | 30.6 | 23.9 | 25 | 7.8 | 30.6 | 18.3 | 17.8 | 8.3 | 22.2 | 7.2 | 18.9 | 13.3 | 22.8 | 9.4 | 26.7 | 18.9 | 23.9 | 13.9 | 28.9 | 13.9 | 28.3 | 13.9 | 17.2 | 13.9 | 4 | -5 | 15.6 | 3.3 | 8.3 | 6.7 | 16.7 | 6.7 | 13.3 | -2.2 | 22.2 | 7.2 | 19.4 | 7.8 | 14.8 | 12.9 | 19.4 | 10.6 | 18 | 7.8 | 20.6 | 12.8 | 30.2 | 17 | 29.4 | -0.6 | 15.6 | -2.8 | 24.4 | 6.7 | 24.4 | 18.9 | 28.3 | 20.6 | 9.3 | 1.9 | 17.8 | 4.4 | 29.4 | 2.2 | 21.7 | 3.3 | 32.8 | 7.2 | 24.4 | -3.9 | 14.4 | 8.9 | 14.4 | 7.8 | 25 | 13.9 | 15 | 11.1 | 25.6 | 16.7 | 27.2 | 16.7 | 18 | 8 | 19.4 | 14.4 | 22.8 | 10 | 12.2 | 0 | 17.2 | 15 | 22 | 9 | 26.1 | 22.8 | 31.1 | 16.1 | 12.8 | 10 | 21.7 | 18.3 | 27.8 | 5 | 24.3 | 4.7 | 30 | 22.2 | 28.3 | 2.2 | 22.2 | 9.1 | 26.1 | 13.9 | 28.3 | 21.4 | 13.3 | -9.4 | 14.4 | 12.8 | 15.6 | 12.2 | 13.9 | 2.8 | 22.8 | 5 | 20.6 | 10.6 | 23.3 | 6.7 | 20.6 | -1.7 | 22.6 | 7.2
18 | 0 | 11.1 | -1.1 | 26.7 | 8.9 | 25.6 | 11.1 | 21.7 | -3.9 | 37.8 | -1.7 | 12 | 4 | 29.4 | 10.1 | 16.7 | 7.2 | 32.9 | 10.9 | 16.1 | 10 | 20 | 5.6 | 23.9 | -7.2 | 18.3 | -6.1 | 28 | 17 | 27.8 | 20 | 30 | 23.9 | 31.1 | 11 | 31.1 | 22.8 | 25.6 | 7.2 | 30 | 18.3 | 18.9 | 6.7 | 24.4 | 3.9 | 18.3 | 11.7 | 22.8 | 10 | 25 | 18.3 | 23.9 | 13.8 | 27.8 | 13.3 | 28.9 | 16.1 | 17.8 | 13.9 | 7 | -3 | 11.7 | 7.8 | 7.4 | 5.2 | 16.1 | 7.8 | 15 | -2.8 | 22.2 | 7.2 | 21.1 | 8.3 | 14.6 | 12.8 | 19.4 | 10.6 | 19.3 | 7.4 | 21.1 | 12.2 | 30.4 | 17.8 | 31.1 | 1.7 | 16.7 | -2.2 | 23.9 | 6.7 | 24.2 | 19.1 | 27.2 | 20.6 | 9.6 | 1.7 | 18.3 | 3.9 | 30.6 | 2.2 | 20 | 4.1 | 32.4 | 6.6 | 25.6 | -2.2 | 16.1 | 10.6 | 15.5 | 8 | 24.4 | 15 | 17.2 | 11.7 | 26.7 | 16.7 | 27.8 | 16.1 | 19 | 5 | 18.1 | 14 | 24.3 | 7.9 | 10.6 | 1.1 | 18.3 | 16.1 | 23 | 11 | 25 | 22.8 | 31.5 | 15.9 | 12.8 | 9.5 | 22.8 | 18.3 | 27.2 | 5.6 | 24.6 | 4.4 | 30 | 22.2 | 28.9 | 1.7 | 22.8 | 9.3 | 26.7 | 13.9 | 28.9 | 21.4 | 13.3 | -8.3 | 14.4 | 12.8 | 18.9 | 13.3 | 14.4 | 3.3 | 23 | 4.5 | 21.1 | 10.6 | 23.9 | 6.7 | 20 | 0 | 24.4 | 5.6
18 | -1 | 10.6 | -1.1 | 26.1 | 10.6 | 27.2 | 11.1 | 21.3 | -4.2 | 37.6 | -2 | 12 | 5 | 28.9 | 11.5 | 16.7 | 7.2 | 33.7 | 11 | 15 | 10.6 | 19.4 | 6.1 | 25 | -6.7 | 18.9 | -8.3 | 28 | 17 | 27.8 | 19.4 | 30 | 23.9 | 31.1 | 11.5 | 32.2 | 22.8 | 25 | 7.2 | 29.4 | 18.3 | 20 | 5.6 | 25.6 | 4.4 | 18.3 | 11.1 | 22.2 | 10.6 | 25 | 19.4 | 23.9 | 13.2 | 27.8 | 13.9 | 27.8 | 15.6 | 18.3 | 13.9 | 7 | -3 | 11.1 | 6.1 | 6.5 | 3.7 | 16.7 | 7.2 | 15 | -5 | 24.4 | 6.7 | 20 | 7.8 | 14.4 | 12.8 | 18.9 | 11.1 | 20.6 | 6.7 | 20.6 | 12.2 | 30.6 | 18.3 | 31.7 | -1.7 | 17.2 | -2.8 | 23.3 | 8.9 | 24.1 | 19.2 | 27.2 | 20 | 10 | 1.7 | 18.9 | 4.4 | 31.1 | -0.6 | 18.4 | 4.9 | 32.1 | 5.6 | 22.8 | -3.3 | 16.7 | 10 | 16.7 | 7.9 | 24.4 | 15 | 16.1 | 11.7 | 27.2 | 16.7 | 28.9 | 16.7 | 20 | 4 | 16.9 | 13.7 | 25.7 | 4.2 | 13.3 | 1.7 | 18.3 | 15 | 23 | 11 | 22.2 | 21.1 | 31.8 | 15.8 | 12.8 | 8.9 | 21.7 | 18.9 | 27.8 | 6.1 | 25 | 4.4 | 30 | 22.2 | 30 | 1.1 | 23.3 | 9.4 | 27.2 | 13.9 | 29.4 | 21.7 | 15 | -6.7 | 13.9 | 12.8 | 22.8 | 15.6 | 13.9 | 3.3 | 23.1 | 4.6 | 21.1 | 10 | 24.4 | 6.7 | 20 | -0.6 | 24.4 | 6.7
18 | -2 | 11.1 | -2.2 | 26.7 | 8.9 | 26.1 | 11.7 | 21 | -4.4 | 37.4 | -3.7 | 12 | 4 | 28.3 | 12.8 | 16.1 | 6.1 | 34.4 | 10.6 | 16.1 | 10.6 | 20.6 | 2.2 | 23.3 | -7.8 | 17.2 | -9.4 | 27 | 18 | 27.2 | 18.3 | 29.4 | 23.3 | 31.1 | 11.7 | 32.2 | 22.8 | 25 | 7.2 | 28.3 | 18.3 | 19.4 | 5 | 26.7 | 3.9 | 18.3 | 10 | 22.2 | 10 | 26.1 | 20.6 | 23.9 | 12.8 | 29.4 | 13.9 | 28.3 | 16.1 | 20 | 13.9 | 7 | -5 | 10 | 6.7 | 5.6 | 2.2 | 17.2 | 7.2 | 16.1 | -6.7 | 24.4 | 7.2 | 20 | 7.8 | 14.4 | 12.5 | 18.9 | 11.7 | 20.2 | 6.6 | 20.6 | 12.2 | 28.9 | 19 | 31.7 | -5 | 18.3 | -5 | 22.2 | 8.9 | 23.9 | 19.4 | 27.8 | 20.6 | 10.4 | 1.7 | 19.4 | 6.1 | 28.9 | 2.2 | 16.7 | 5 | 31.7 | 5.6 | 24.4 | 0.6 | 17.8 | 10 | 17.8 | 7.8 | 25.6 | 13.9 | 15.6 | 10 | 25 | 15.6 | 29.4 | 16.7 | 18 | 4 | 15.6 | 13.3 | 27.2 | -0.6 | 12.2 | 1.1 | 18.9 | 14.4 | 23 | 11 | 22.8 | 22.2 | 32.2 | 15.6 | 12.8 | 8.3 | 20.6 | 18.3 | 27.2 | 6.1 | 25 | 5.3 | 29.1 | 22.4 | 30.6 | 0.6 | 22.8 | 9.6 | 27.2 | 13.9 | 29.2 | 21.4 | 14.4 | -5 | 13.3 | 12.8 | 23.9 | 16.1 | 14.4 | 2.8 | 23.3 | 4.4 | 21.7 | 8.9 | 24.4 | 7.8 | 20.6 | -1.7 | 24.4 | 7.6
17 | -1 | 11.7 | -3.3 | 25 | 9.4 | 26.1 | 12.2 | 20.6 | -6.1 | 37.2 | -3.9 | 12 | 3 | 27.8 | 11.4 | 16.1 | 6.1 | 31.6 | 11.4 | 12.8 | 10 | 17.8 | 7.2 | 23.3 | -9.4 | 17.8 | -8.9 | 26 | 18 | 26.1 | 18.9 | 28.9 | 23.3 | 30 | 12 | 31.1 | 23.9 | 25.6 | 6.7 | 27.8 | 18.9 | 18.9 | 5.6 | 26.7 | 3.3 | 17.8 | 10.6 | 21.7 | 11.1 | 23.9 | 19.4 | 23.3 | 12.9 | 28.3 | 14.4 | 26.7 | 15.6 | 20.6 | 12.8 | 7 | -6 | 10.6 | 6.1 | 5.6 | 2.1 | 18.3 | 7.8 | 16.7 | -5.6 | 17.8 | 6.1 | 20 | 8.3 | 14.4 | 11.9 | 18.3 | 12.2 | 19.8 | 6.6 | 20 | 11.7 | 27.3 | 19.4 | 31.1 | -7.2 | 17.8 | -2.2 | 21.7 | 10 | 23.3 | 19.5 | 23.9 | 21.7 | 10.7 | 1.2 | 20 | 4.4 | 28.9 | 0.6 | 12.6 | 4.1 | 30.8 | 4.5 | 21.1 | 1.7 | 16.7 | 10 | 16.7 | 8.9 | 24.4 | 14.4 | 15.6 | 10 | 19.4 | 18.3 | 30 | 16.1 | 17 | 6 | 15.6 | 13.1 | 26.7 | 0.4 | 12.2 | 0 | 19.4 | 13.9 | 23 | 10 | 22.2 | 21.7 | 31.1 | 16.3 | 12.8 | 7.5 | 20.6 | 18.3 | 26.7 | 7.2 | 25 | 6.3 | 28.1 | 22.1 | 30 | 0.6 | 22.2 | 9.4 | 26.7 | 13.9 | 29.1 | 21.3 | 14.4 | -6.7 | 13.3 | 12.2 | 23.9 | 17.2 | 14.4 | 2.8 | 22 | 5.5 | 21.1 | 8.9 | 23.9 | 8.3 | 20 | -1.7 | 24.4 | 8.3
19 | -1 | 11.1 | -2.8 | 24.4 | 11.1 | 25 | 11.7 | 18.5 | -2.1 | 35.7 | -3.2 | 12 | 4 | 27.2 | 10.5 | 15.6 | 6.1 | 28.9 | 12.4 | 12.8 | 10 | 15 | 9.4 | 21.7 | -2.2 | 16.7 | -6.7 | 24 | 18 | 25.6 | 18.9 | 28.3 | 23.3 | 28.9 | 12.4 | 30 | 23.9 | 24.4 | 5.6 | 26.7 | 18.3 | 18.9 | 6.1 | 26.1 | 5 | 16.1 | 10 | 20.6 | 11.7 | 19.4 | 17.2 | 22.8 | 13.3 | 27.2 | 16.1 | 25.6 | 16.7 | 19.4 | 13.9 | 6 | -4 | 10.6 | 6.1 | 5.6 | 1.9 | 17.8 | 8.9 | 16.1 | -5 | 15.6 | 11.7 | 20 | 8.3 | 14.4 | 11.7 | 18.3 | 13.3 | 19.4 | 6.1 | 19.4 | 12.2 | 25.6 | 19.4 | 30.6 | -3.9 | 17.2 | -3.3 | 20.6 | 10 | 22.8 | 19.4 | 22.2 | 20.6 | 11.1 | 1.1 | 19.4 | 3.3 | 28.3 | 0.6 | 8.5 | 2.5 | 29.8 | 3.7 | 18.9 | 2.2 | 16.1 | 10 | 15.5 | 9.4 | 22.8 | 15 | 15.6 | 8.9 | 19.4 | 18.9 | 29.4 | 16.1 | 16 | 6 | 15.6 | 12.9 | 26.1 | 0.7 | 11.7 | -0.6 | 18.9 | 14.4 | 22 | 8 | 22.8 | 21.1 | 30 | 16.8 | 12.8 | 6.7 | 20.6 | 18.3 | 25.6 | 7.2 | 25 | 7.2 | 27.2 | 22.2 | 30 | 1.1 | 21.7 | 9.4 | 25 | 13.3 | 28.9 | 21.1 | 14.4 | -6.1 | 13.3 | 12.2 | 22.8 | 17.2 | 13.9 | 3.9 | 20.7 | 6.7 | 20.6 | 8.9 | 23.9 | 8.9 | 19.4 | 0 | 22 | 7.8
17 | -2 | 10 | -1.1 | 22.8 | 11.1 | 22.8 | 11.7 | 16.5 | -0.6 | 34.3 | -1.5 | 11 | 4 | 26.7 | 8.9 | 14.4 | 6.7 | 26.1 | 12.2 | 12.8 | 10.6 | 13.3 | 8.9 | 18.3 | 0 | 16.7 | -9.4 | 24 | 19 | 25.6 | 17.8 | 27.8 | 23.3 | 27.8 | 12.8 | 28.3 | 23.3 | 23.9 | 7.2 | 25 | 18.3 | 17.8 | 5.6 | 24.4 | 5.6 | 15 | 9.4 | 20 | 12.2 | 18.3 | 16.7 | 22.2 | 13.3 | 25 | 16.1 | 24.4 | 16.7 | 20 | 13.9 | 4 | -4 | 10.6 | 6.1 | 5.6 | 1.7 | 16.7 | 8.9 | 15.6 | -3.9 | 15.6 | 12.2 | 18.9 | 7.8 | 13.3 | 10.9 | 17.8 | 12.8 | 16.8 | 8.3 | 19.4 | 12.2 | 24.5 | 19.4 | 28.3 | 5.6 | 15.6 | -1.7 | 20 | 9.4 | 22.2 | 19.4 | 21.7 | 20.6 | 10.5 | 1.3 | 18.3 | 4.4 | 26.1 | 1.7 | 4.4 | 0.6 | 28.9 | 3.3 | 15 | 6.1 | 14.4 | 10 | 14.4 | 10 | 22.2 | 15.6 | 13.3 | 8.9 | 17.8 | 17.2 | 28.3 | 17.8 | 15 | 5 | 15.6 | 12.8 | 25.6 | 1.7 | 10 | 0.6 | 17.8 | 15.6 | 21 | 8 | 22.2 | 21.1 | 28.9 | 17.2 | 10.8 | 6 | 20 | 17.2 | 22.2 | 7.2 | 23.5 | 8 | 26.7 | 22.6 | 27.8 | 0.6 | 20.2 | 11.7 | 22.2 | 13.3 | 28 | 21.1 | 13.3 | -5.6 | 12.8 | 12.2 | 22.8 | 15.6 | 13.3 | 4.4 | 19.4 | 7.2 | 18.3 | 10 | 22.2 | 10.6 | 18.3 | 0.6 | 19.6 | 7.1
16 | -2 | 8.9 | -2.8 | 17.8 | 13.3 | 18.9 | 12.2 | 14.4 | 0.6 | 32.8 | -1.7 | 11 | 4 | 24.8 | 10.7 | 13.9 | 6.7 | 23.7 | 11.8 | 12.2 | 11.1 | 12.2 | 8.9 | 16.1 | 1.7 | 15.6 | -5.6 | 24 | 19 | 23.3 | 18.3 | 27.2 | 23.9 | 25.6 | 13.8 | 26.7 | 22.8 | 22.8 | 7.2 | 23.9 | 18.9 | 15.6 | 6.7 | 21.7 | 7.2 | 13.3 | 8.9 | 13.9 | 10.6 | 17.2 | 16.1 | 21.1 | 13.3 | 22.8 | 16.7 | 23.3 | 17.2 | 18.9 | 13.9 | 3 | -3 | 10.6 | 6.1 | 5.4 | 2 | 15.6 | 8.9 | 13.3 | -2.2 | 13.9 | 12.8 | 16.7 | 7.2 | 12.2 | 10.1 | 16.7 | 12.8 | 14.3 | 9.1 | 17.8 | 12.2 | 23.3 | 19.1 | 27.8 | 0 | 11.7 | -1.1 | 18.3 | 8.3 | 22 | 19.4 | 20.6 | 19.4 | 10 | 1.6 | 16.7 | 6.1 | 23.9 | -2.2 | 2.7 | -0.2 | 27 | 3.5 | 15.6 | 5 | 12.8 | 10 | 14.6 | 10.1 | 21.1 | 15.6 | 12.2 | 8.3 | 18.3 | 17.8 | 25 | 17.8 | 14 | 4 | 14.7 | 12.2 | 23.4 | 4.9 | 10 | 1.1 | 17.8 | 13.3 | 19 | 8 | 22.2 | 20.6 | 26.3 | 18.5 | 8.7 | 5.1 | 18.9 | 16.1 | 21.1 | 7.2 | 22.1 | 8.6 | 26.1 | 22.6 | 23.3 | 0.6 | 18.7 | 12.9 | 19.4 | 12.8 | 27 | 20.8 | 10 | -5.6 | 12.2 | 11.7 | 21.1 | 15 | 12.2 | 3.3 | 17.2 | 6.1 | 15 | 10.6 | 21.7 | 11.1 | 16.7 | 1.7 | 17.2 | 6.1
12 | -1 | 7.2 | -0.6 | 16.7 | 13.3 | 19.4 | 12.8 | 12 | -0.2 | 30 | 0.5 | 10 | 4 | 23 | 11.8 | 13.9 | 5.6 | 21.3 | 10.8 | 12.2 | 11.1 | 11.1 | 8.9 | 17.8 | -0.6 | 13.9 | -7.2 | 23 | 19 | 22.2 | 18.3 | 27.2 | 23.9 | 23.3 | 14.3 | 25.6 | 22.8 | 21.7 | 6.7 | 24.4 | 18.9 | 15 | 6.7 | 17.8 | 7.8 | 12.2 | 8.9 | 12.8 | 10.6 | 16.7 | 16.1 | 20 | 13 | 21.1 | 16.7 | 22.8 | 18.3 | 17.8 | 13.3 | 1 | -3 | 10.6 | 6.1 | 5.2 | 2.6 | 15 | 8.9 | 11.7 | 1.1 | 13.3 | 12.8 | 13.3 | 5 | 11.1 | 9.4 | 16.7 | 12.8 | 11.7 | 9.4 | 15.6 | 12.2 | 22.2 | 18.9 | 27.2 | -1.1 | 9.4 | -0.6 | 17.8 | 8.9 | 21.9 | 19.5 | 20 | 18.9 | 9.4 | 1.7 | 15.6 | 4.4 | 21.1 | -2.8 | 1.1 | -0.7 | 25.2 | 3.8 | 15.6 | 4.4 | 12.2 | 9.4 | 14.8 | 10 | 19.4 | 15.6 | 11.7 | 8.3 | 17.2 | 16.7 | 23.9 | 18.3 | 12 | 4 | 13.7 | 11.8 | 21.1 | 7 | 10.6 | 1.7 | 16.1 | 13.9 | 17 | 9 | 20.6 | 20 | 23.7 | 18.8 | 6.7 | 3.9 | 18.3 | 16.1 | 17.2 | 9.4 | 20.6 | 8.9 | 25.6 | 22.8 | 21.1 | 0.6 | 17.2 | 13.9 | 18.3 | 12.2 | 26.1 | 20.6 | 9.4 | -6.7 | 11.7 | 11.1 | 20.6 | 16.1 | 11.7 | 3.3 | 15 | 4.7 | 12.2 | 10 | 21.1 | 11.1 | 14.4 | 1.7 | 16.7 | 6
10 | 1 | 6.7 | -0.6 | 17.2 | 13.3 | 18.3 | 12.8 | 9.6 | -1 | 27.2 | 0.8 | 10 | 4 | 21.1 | 12.2 | 13.9 | 5.6 | 18.9 | 10 | 12.2 | 11.1 | 10.6 | 8.6 | 18.9 | -3.3 | 13.3 | -8.9 | 23 | 19 | 21.7 | 18.3 | 26.7 | 23.9 | 21.1 | 14.4 | 25.6 | 22.8 | 20.6 | 7.8 | 23.9 | 18.9 | 13.9 | 7.2 | 16.7 | 7.2 | 11.1 | 8.3 | 11.7 | 10.6 | 16.1 | 15.6 | 18.9 | 12.8 | 20.6 | 17.2 | 22.2 | 18.3 | 16.7 | 13.3 | 0 | -5 | 10.6 | 7.2 | 5 | 2.8 | 14.4 | 8.9 | 11.7 | 2.8 | 13.3 | 12.8 | 12.2 | 4.4 | 10.7 | 8.1 | 16.7 | 12.8 | 11.5 | 9.1 | 16.1 | 12.2 | 21.3 | 18.7 | 25.6 | -1.1 | 9.4 | -0.6 | 17.2 | 8.9 | 21.7 | 19.4 | 18.9 | 17.2 | 8.5 | 2.1 | 13.9 | 4.4 | 21.1 | -2.8 | -0.6 | -1.7 | 23.3 | 3.9 | 15 | 3.9 | 11.7 | 9.4 | 15 | 10 | 17.8 | 15.6 | 11.1 | 8.9 | 16.1 | 15.6 | 23.3 | 17.8 | 10 | 3 | 12.8 | 11.1 | 18.9 | 7.8 | 10.6 | 1.7 | 15.6 | 13.3 | 16 | 11 | 20 | 19.4 | 21.1 | 18.9 | 6.1 | 3.4 | 18.3 | 16.7 | 15 | 8.9 | 19.5 | 10.3 | 25.4 | 22.9 | 21.1 | 0.6 | 17 | 14.5 | 17.2 | 12.2 | 25.5 | 20.8 | 8.3 | -3.3 | 11.7 | 11.1 | 16.7 | 13.3 | 10.6 | 4.4 | 12.8 | 3.3 | 11.1 | 10 | 20 | 11.7 | 12.8 | 2.2 | 16.1 | 6
7 | 1 | 6.7 | -3.9 | 16.7 | 13.3 | 17.8 | 11.7 | 7.2 | -2.2 | 24.4 | 1.7 | 9 | 3 | 20.7 | 12.2 | 13.3 | 6.1 | 18 | 9.4 | 11.7 | 11.1 | 10 | 8.6 | 16.1 | -3.9 | 10.6 | -4.4 | 23 | 20 | 20 | 17.8 | 26.7 | 23.9 | 19.3 | 14.4 | 25.6 | 23.3 | 20 | 7.8 | 24.4 | 18.3 | 12.8 | 6.7 | 15 | 6.1 | 10 | 8.3 | 11.7 | 11.1 | 15.6 | 15 | 18 | 12.5 | 18.9 | 16.1 | 21.7 | 18.3 | 16.7 | 13.3 | -1 | -5 | 10 | 7.8 | 5.2 | 3.1 | 13.3 | 9.4 | 12.2 | 3.3 | 12.8 | 12.8 | 11.1 | 4.4 | 10.4 | 6.9 | 16.1 | 12.2 | 11.3 | 8.7 | 13.9 | 12.2 | 20.3 | 18.4 | 20 | 1.1 | 8.3 | 0 | 16.7 | 9.4 | 21.9 | 18.9 | 18.3 | 16.1 | 7.6 | 2.3 | 13.9 | 2.8 | 22.2 | -2.8 | -1.1 | -2 | 22.2 | 4.8 | 11.7 | 5 | 12.2 | 8.9 | 14.8 | 10.4 | 17.2 | 15.6 | 11.1 | 8.9 | 15.6 | 15 | 22.8 | 19.4 | 9 | 2 | 12.4 | 10.3 | 17 | 9.5 | 11.1 | 2.8 | 15 | 13.9 | 14 | 11 | 20 | 19.4 | 21.3 | 18.1 | 5.6 | 2.8 | 18.3 | 16.7 | 14.4 | 8.9 | 18.3 | 10.9 | 25.2 | 22.9 | 21.7 | 1.7 | 16.9 | 15.1 | 16.7 | 12.2 | 25 | 21.1 | 7.2 | -2.2 | 11.7 | 10.6 | 18.3 | 13.3 | 10 | 5 | 12.2 | 3.7 | 10 | 9.4 | 18.9 | 11.7 | 12.8 | 2.2 | 15.6 | 5.6
7 | 2 | 6.1 | -1.1 | 16.1 | 13.3 | 18.3 | 11.1 | 7.6 | -2.9 | 22.9 | 1.8 | 8 | 4 | 20.4 | 11.9 | 13.3 | 6.7 | 17 | 9 | 11.1 | 10.6 | 9.4 | 8.2 | 11.7 | 1.1 | 11.1 | -5 | 22 | 19 | 18.9 | 17.2 | 26.7 | 23.9 | 17.4 | 13.8 | 25.6 | 23.3 | 19.4 | 7.8 | 23.9 | 18.3 | 11.7 | 6.7 | 16.1 | 2.2 | 8.9 | 7.2 | 11.1 | 10.6 | 15 | 14.4 | 17 | 12.2 | 18.9 | 16.7 | 20.6 | 18.3 | 16.7 | 13.3 | -1 | -3 | 9.8 | 7.6 | 5.4 | 3.3 | 12.8 | 10 | 11.7 | 3.9 | 12.2 | 10.6 | 11.1 | 5.6 | 10 | 5.6 | 15 | 11.7 | 11.1 | 8.3 | 13.3 | 12.2 | 19.4 | 18.3 | 20 | 0 | 7.2 | 3.3 | 16.1 | 9.4 | 22 | 18.4 | 18.3 | 16.1 | 6.7 | 2.2 | 13.3 | 6.1 | 19.4 | -1.7 | -1.7 | -2.3 | 21.1 | 5.1 | 10.6 | 5.6 | 12.2 | 8.9 | 14.6 | 10.8 | 16.7 | 15 | 10.6 | 8.9 | 15.6 | 14.4 | 22.2 | 19.4 | 7 | 2 | 12.1 | 9.3 | 15.2 | 10.6 | 11.7 | 2.2 | 14.4 | 13.3 | 14 | 11 | 19.4 | 19.4 | 21.5 | 17.1 | 5 | 2.2 | 17.8 | 16.1 | 13.3 | 8.9 | 17.2 | 11.7 | 25 | 22.8 | 20.6 | 2.2 | 16.7 | 15.6 | 15.6 | 12.2 | 24.4 | 21.1 | 7.2 | -3.9 | 11.1 | 11.1 | 17.8 | 11.7 | 8.9 | 4.4 | 11.7 | 4.2 | 8.9 | 8.3 | 17.8 | 10.6 | 12.2 | 2.2 | 14.3 | 4.3
4 | 1 | 5 | -1.7 | 17.8 | 12.2 | 17.2 | 10.6 | 7.9 | -4.3 | 21.5 | 2.2 | 9 | 4 | 20 | 11.7 | 12.8 | 6.1 | 16.1 | 8.3 | 12.2 | 11.1 | 8.9 | 7.7 | 10.6 | 2.2 | 10 | -4.4 | 21 | 19 | 18.3 | 16.7 | 26.7 | 24.4 | 15.6 | 13.3 | 25.6 | 23.3 | 18.3 | 8.3 | 23.9 | 18.3 | 10.6 | 6.1 | 16.1 | 2.8 | 7.8 | 6.7 | 11.1 | 10.6 | 15 | 15 | 16.1 | 11.7 | 17.2 | 15.6 | 19.4 | 17.8 | 16.1 | 12.8 | -1 | -4 | 9.6 | 7.2 | 5.6 | 3.3 | 11.7 | 7.2 | 10.6 | 4.4 | 12.8 | 12.8 | 9.4 | 5.6 | 9.1 | 4.9 | 13.9 | 11.7 | 10.5 | 8.3 | 13.3 | 12.2 | 18.7 | 17.9 | 14.4 | 0.6 | 6.1 | 2.8 | 15.6 | 9.4 | 22.2 | 17.8 | 17.8 | 16.1 | 6.1 | 1.8 | 13.9 | 4.4 | 18.3 | -1.7 | -2.2 | -2.8 | 20 | 5.6 | 11.1 | 5.6 | 11.1 | 7.8 | 14.4 | 11.1 | 15.6 | 14.4 | 10.6 | 10 | 14.4 | 13.3 | 21.7 | 20 | 7 | 2 | 11.7 | 8.3 | 13.3 | 11.1 | 12.2 | 2.2 | 13.9 | 12.8 | 14 | 11 | 19.4 | 18.9 | 21.7 | 16.1 | 3.5 | 1 | 17.8 | 16.1 | 12.2 | 8.9 | 16.5 | 11 | 25.2 | 22.9 | 19.4 | 2.2 | 15.9 | 14.6 | 15 | 12.2 | 24.2 | 21.1 | 5 | -2.8 | 11.1 | 11.1 | 16.1 | 11.7 | 8.9 | 4.4 | 11.1 | 4.4 | 10 | 8.9 | 17.8 | 11.1 | 11.7 | 2.8 | 13 | 2.8
2 | 0 | 5 | -0.6 | 17.2 | 12.8 | 16.7 | 11.1 | 8.3 | -6.1 | 20 | 2.2 | 8 | 4 | 18.9 | 11.5 | 12.8 | 7.2 | 15.4 | 8.4 | 11.7 | 10.6 | 8.3 | 7.7 | 10 | 3.9 | 8.9 | -4.4 | 19 | 19 | 17.8 | 16.7 | 26.7 | 24.4 | 15.2 | 13.1 | 23.9 | 22.8 | 17.8 | 8.9 | 23.3 | 18.3 | 10.6 | 6.7 | 16.7 | 2.2 | 7.2 | 6.1 | 11.1 | 10 | 14.4 | 14.4 | 15.7 | 11.7 | 17.8 | 16.7 | 19.4 | 17.8 | 15.6 | 12.8 | -1 | -3 | 9.5 | 7.1 | 5.2 | 3.5 | 11.1 | 6.7 | 10 | 4.4 | 11.1 | 11.1 | 9.4 | 5.6 | 8.1 | 4 | 12.8 | 11.1 | 10 | 8.5 | 12.8 | 11.7 | 17.9 | 17.6 | 15 | 1.7 | 4.4 | 2.2 | 15.6 | 10 | 21.1 | 15.4 | 17.8 | 15.6 | 5.6 | 1.1 | 12.8 | 3.9 | 17.8 | -1.7 | -2.4 | -3.3 | 18.7 | 5.2 | 10 | 5 | 10 | 6.1 | 14.6 | 11.4 | 15.6 | 14.4 | 10.6 | 9.4 | 14.4 | 13.3 | 21.1 | 20 | 6 | 1 | 11.5 | 8.7 | 12.6 | 10.4 | 12.8 | 2.2 | 14.4 | 12.8 | 16 | 9 | 19.4 | 18.9 | 21.1 | 16.1 | 2.1 | 0.1 | 17.8 | 16.1 | 13.3 | 8.9 | 15.7 | 10.1 | 25.4 | 22.9 | 18.9 | 2.2 | 15.2 | 13.8 | 13.9 | 11.7 | 24.1 | 21.2 | 5.6 | -3.3 | 10.6 | 10 | 13.9 | 12.2 | 8.3 | 4.4 | 10.9 | 4.4 | 8.9 | 8.3 | 16.1 | 11.7 | 9.4 | 3.3 | 11.7 | 1.1
1 | 0 | 5 | -1.7 | 16.1 | 13.3 | 15.6 | 10.6 | 7 | -5.3 | 19.8 | 1.3 | 7 | 5 | 17.8 | 10.9 | 12.8 | 7.2 | 14.6 | 8.4 | 11.7 | 10.6 | 7.8 | 7.4 | 8.9 | 5 | 10 | -4.4 | 19 | 18 | 17.8 | 16.1 | 26.1 | 24.4 | 14.8 | 13 | 23.9 | 22.8 | 17.2 | 9.4 | 23.3 | 18.9 | 10 | 7.2 | 15.6 | 3.3 | 6.7 | 5.6 | 11.1 | 10 | 14.4 | 14.4 | 15.4 | 11.8 | 16.7 | 16.7 | 18.9 | 17.8 | 15 | 12.8 | -1 | -5 | 9.3 | 6.8 | 4.8 | 3.8 | 10.6 | 6.7 | 11.7 | 5.6 | 10 | 8.9 | 7.2 | 4.4 | 7.2 | 3.3 | 11.7 | 9.4 | 9.4 | 8.3 | 12.8 | 12.2 | 17.2 | 17.2 | 14.4 | 1.7 | 3.3 | 1.7 | 14.4 | 11.1 | 20 | 13.3 | 17.2 | 14.4 | 5 | 0.6 | 11.1 | 5 | 16.7 | -1.7 | -2.6 | -3.7 | 17.4 | 4.4 | 8.9 | 3.9 | 10 | 5.6 | 14.8 | 11.6 | 15.6 | 13.9 | 10 | 9.4 | 12.8 | 11.7 | 20.6 | 20 | 6 | 1 | 11.3 | 9.1 | 11.8 | 9.6 | 12.8 | 2.8 | 13.3 | 12.2 | 14 | 7 | 19.4 | 19.4 | 20.6 | 16.2 | 0.6 | -1.1 | 17.8 | 16.1 | 11.1 | 8.9 | 15 | 9.4 | 25.6 | 22.8 | 17.2 | 2.2 | 14.4 | 12.8 | 13.3 | 11.1 | 23.9 | 21.1 | 4.4 | -2.2 | 10 | 9.4 | 11.1 | 10 | 7.8 | 4.4 | 10.8 | 4.5 | 10 | 9.4 | 16.1 | 12.2 | 9.4 | 3.3 | 12.1 | 0.2
4 | 2 | 3.3 | -1.1 | 16.7 | 15 | 14.4 | 11.1 | 5.7 | -5 | 19.6 | 0.1 | 7 | 4 | 16.7 | 10.6 | 12.2 | 7.8 | 13.9 | 8.3 | 10.6 | 10 | 8.3 | 6.7 | 8.9 | -2.8 | 8.9 | -4.4 | 18 | 17 | 17.2 | 15.6 | 26.1 | 24.4 | 14.4 | 12.8 | 24.4 | 22.8 | 16.7 | 10.6 | 22.8 | 18.9 | 10 | 7.2 | 13.9 | 2.8 | 7.2 | 5.6 | 10.6 | 8.9 | 14.4 | 14.4 | 15 | 11.7 | 15.6 | 15.6 | 18.3 | 17.8 | 14.4 | 12.8 | -2 | -5 | 9.1 | 6.6 | 4.4 | 3.9 | 10 | 6.1 | 12.2 | 5.6 | 8.3 | 7.8 | 7.8 | 6.1 | 7 | 3.1 | 12.2 | 10 | 9.4 | 8.4 | 12.2 | 11.1 | 17.4 | 17.3 | 12.8 | 1.7 | 3.9 | 1.7 | 13.9 | 11.1 | 18.9 | 10.6 | 17.2 | 15 | 4.3 | 0.1 | 11.1 | 6.1 | 15.6 | -1.7 | -2.8 | -4.4 | 16.1 | 3.9 | 7.2 | 3.3 | 10.6 | 5 | 15 | 11.7 | 15.6 | 13.3 | 10.6 | 10 | 11.7 | 10.6 | 21.1 | 20.6 | 4 | 1 | 11.1 | 9.4 | 11.1 | 8.9 | 12.8 | 1.1 | 12.8 | 11.7 | 13 | 5 | 19.4 | 19.4 | 20 | 16.1 | 1.1 | -0.7 | 17.2 | 15.6 | 11.7 | 8.9 | 14.4 | 9.5 | 25.2 | 22.7 | 18.3 | 2.8 | 13.7 | 12.5 | 12.8 | 11.1 | 23.9 | 21.4 | 4.4 | -2.8 | 10 | 9.4 | 11.1 | 10 | 7.8 | 4.4 | 10.6 | 4.4 | 8.3 | 7.8 | 15 | 12.2 | 7.2 | 3.3 | 12.4 | -1
5 | 3 | 3.3 | -1.1 | 17.2 | 15 | 15 | 11.7 | 4.4 | -5.6 | 19.4 | -1.1 | 7 | 3 | 17.6 | 10.7 | 11.7 | 7.2 | 15.2 | 8.7 | 11.1 | 10.6 | 10 | 6.9 | 9.4 | -0.6 | 8.3 | -4.4 | 18 | 18 | 16.7 | 15.6 | 26.1 | 24.4 | 15.3 | 13.4 | 24.4 | 22.8 | 16.7 | 10.6 | 22.8 | 17.8 | 10 | 7.8 | 13.9 | 3.3 | 7.8 | 6.7 | 10 | 8.9 | 13.9 | 13.9 | 15.2 | 12 | 17.2 | 16.7 | 18.3 | 17.8 | 14.4 | 12.8 | -3 | -5 | 8.9 | 6.1 | 5 | 4.3 | 9.4 | 5 | 12.2 | 7.8 | 8.3 | 8.3 | 8.3 | 6.1 | 6.9 | 3 | 11.7 | 10 | 9.4 | 8.4 | 12.2 | 12.2 | 17.6 | 17.3 | 12.2 | 2.2 | 4.4 | 2.2 | 14.4 | 10.6 | 19.1 | 9.3 | 16.1 | 15.6 | 3.5 | -0.4 | 10 | 6.7 | 16.1 | -1.1 | -3 | -4.8 | 16.1 | 2.5 | 6.7 | 2.8 | 10.6 | 5 | 15.2 | 11.4 | 14.4 | 12.8 | 10 | 9.4 | 12.2 | 10 | 21.1 | 21.1 | 7 | 2 | 11.1 | 9.4 | 12.2 | 9.4 | 12.8 | 1.7 | 12.8 | 11.1 | 12 | 6 | 19.4 | 19.4 | 20.2 | 16.7 | 1.7 | -0.6 | 17.2 | 15.6 | 12.2 | 8.9 | 13.9 | 9.4 | 24.8 | 22.3 | 16.1 | 2.8 | 12.9 | 12 | 12.2 | 10.6 | 23.9 | 21.4 | 5 | -1.7 | 9.4 | 9.4 | 10 | 8.9 | 7.8 | 6.7 | 11.7 | 5.1 | 8.9 | 8.3 | 16.1 | 11.1 | 6.1 | 2.8 | 12.8 | -2.8
6 | 3 | 4.4 | -0.6 | 18.9 | 15 | 15.6 | 12.8 | 8.3 | -4 | 21.5 | 0.1 | 7 | 4 | 18.5 | 11.1 | 11.7 | 7.8 | 16.5 | 8.7 | 11.7 | 11.1 | 10 | 7.7 | 9.4 | 5.6 | 8.9 | -4.4 | 19 | 19 | 16.1 | 14.4 | 26.1 | 24.4 | 16.3 | 13.8 | 24.4 | 23.3 | 16.1 | 11.1 | 22.8 | 17.2 | 11.1 | 7.8 | 12.8 | 3.3 | 11.1 | 9.4 | 9.4 | 8.9 | 13.9 | 13.9 | 15.4 | 12.2 | 16.7 | 16.1 | 18.9 | 17.8 | 16.1 | 12.8 | 0 | -3 | 7.8 | 5 | 5.5 | 4.6 | 8.9 | 4.4 | 12.2 | 7.8 | 7.2 | 7.2 | 9.4 | 6.1 | 6.7 | 2.8 | 11.7 | 10.6 | 9.4 | 8.3 | 12.8 | 11.7 | 17.8 | 17.2 | 12.2 | 3.9 | 5.6 | 2.2 | 15 | 10.6 | 19.2 | 8 | 16.1 | 15.6 | 2.8 | -1.1 | 10 | 7.2 | 17.8 | -1.1 | -3.1 | -5.3 | 16.1 | 0.6 | 8.3 | 4.4 | 10.6 | 5.6 | 15.4 | 11 | 15.6 | 13.3 | 9.4 | 8.9 | 12.2 | 10 | 21.7 | 21.1 | 8 | 4 | 11.1 | 9.4 | 13.3 | 10 | 12.2 | 2.8 | 12.8 | 11.7 | 12 | 5 | 20 | 20 | 20.4 | 17.2 | 2.2 | -0.6 | 17.2 | 15.6 | 14.4 | 10 | 13.3 | 9.4 | 24.4 | 22.2 | 15.6 | 2.2 | 12.2 | 11.7 | 12.2 | 10.6 | 23.9 | 21.7 | 5.6 | -2.2 | 10 | 9.4 | 8.3 | 6.7 | 8.3 | 5 | 12.8 | 5.5 | 12.2 | 10.6 | 15.6 | 11.7 | 11.1 | 3.3 | 13.9 | -1.1
6 | 3 | 6.1 | 0 | 20 | 15.6 | 17.8 | 12.8 | 12.2 | -3.9 | 23.5 | 0.6 | 8 | 4 | 19.4 | 11.1 | 14.4 | 7.2 | 17.8 | 8.9 | 12.2 | 11.1 | 10.6 | 8.9 | 10.6 | 7.2 | 10 | -5 | 21 | 19 | 19.4 | 17.2 | 27.2 | 24.4 | 17.2 | 14.4 | 25 | 23.9 | 17.8 | 11.7 | 23.3 | 16.7 | 12.8 | 8.3 | 14.4 | 3.9 | 13.3 | 8.3 | 10.6 | 9.4 | 14.4 | 14.4 | 15.6 | 12.2 | 21.1 | 19.4 | 23.9 | 20.6 | 18.9 | 13.9 | 1 | -3 | 6.7 | 2.8 | 6.1 | 5 | 8.9 | 3.3 | 13.3 | 7.2 | 9.4 | 5 | 11.7 | 5.6 | 8.2 | 3.5 | 12.8 | 11.7 | 11.6 | 8.8 | 14.4 | 12.2 | 20.8 | 18.8 | 14.4 | 4.4 | 6.7 | -2.2 | 13.9 | 12.2 | 19.4 | 6.1 | 16.1 | 15.6 | 5 | 0 | 12.2 | 8.3 | 20 | -1.1 | -3.3 | -6.1 | 16.1 | -1.1 | 12.2 | 5.6 | 11.1 | 5.6 | 15.6 | 10.6 | 17.8 | 13.9 | 11.7 | 10.6 | 13.3 | 10 | 22.2 | 21.7 | 9 | 4 | 11.1 | 9.4 | 14.4 | 10.6 | 13.3 | 2.8 | 13.9 | 12.2 | 12 | 4 | 21.7 | 21.7 | 20.6 | 17.8 | 4.8 | 0.7 | 17.2 | 15.6 | 17.8 | 11.1 | 12 | 8.5 | 25.3 | 22.2 | 21.7 | 2.8 | 15 | 12.9 | 14.4 | 10.6 | 24.1 | 22 | 8.9 | -1.7 | 9.4 | 8.9 | 7.2 | 2.8 | 8.9 | 5 | 13.9 | 6.1 | 15.6 | 10.6 | 16.1 | 11.7 | 16.1 | 2.8 | 15 | 0.4
8 | 3 | 7.2 | 0 | 22.2 | 15 | 18.3 | 12.8 | 16.1 | -5 | 25.6 | 1.7 | 9 | 4 | 21.3 | 11.7 | 16.1 | 7.2 | 20.6 | 9.6 | 12.2 | 11.1 | 11.7 | 9.6 | 11.7 | 5.6 | 12.8 | -5 | 25 | 19 | 24.4 | 19.4 | 27.8 | 23.9 | 20.7 | 15.1 | 27.2 | 25 | 19.4 | 12.8 | 25.6 | 16.7 | 15 | 8.9 | 16.7 | 5 | 15.6 | 7.2 | 12.2 | 10 | 15 | 15 | 16.9 | 13.1 | 24.4 | 18.9 | 25 | 20 | 21.1 | 14.4 | 3 | -3 | 7.2 | 2.2 | 6.5 | 5.5 | 9.4 | 2.2 | 15 | 7.2 | 10 | 3.3 | 13.9 | 5.6 | 9.6 | 3.8 | 15.6 | 13.3 | 13.9 | 9.2 | 16.1 | 13.3 | 23.7 | 20.1 | 17.8 | 6.7 | 7.2 | -3.3 | 13.9 | 13.3 | 19.8 | 7.2 | 16.7 | 15.6 | 7.2 | 1.1 | 14.4 | 9.4 | 21.7 | 5.6 | -2.8 | -5.4 | 16.5 | -1.8 | 15.6 | 5.6 | 11.1 | 5.6 | 17.1 | 11.6 | 20 | 13.3 | 14.4 | 11.1 | 13.9 | 10.6 | 21.7 | 18.9 | 11 | 3 | 13.3 | 8.6 | 16.1 | 10.9 | 16.1 | 1.1 | 15 | 12.2 | 13 | 5 | 23.9 | 23.3 | 23.5 | 18.8 | 7.4 | 1.9 | 17.2 | 15.6 | 21.1 | 11.7 | 10.7 | 7.6 | 26.3 | 22.2 | 23.3 | 2.8 | 17.8 | 13.7 | 17.2 | 11.1 | 24.2 | 22.3 | 12.2 | -2.8 | 10 | 9.4 | 8.9 | 0 | 10.6 | 5 | 15.9 | 6.4 | 17.2 | 11.7 | 16.7 | 11.7 | 19.4 | 1.1 | 16.1 | 1.7
10 | 3 | 7.8 | 0 | 22.8 | 16.1 | 21.7 | 12.8 | 17.2 | -3.6 | 28 | 1.5 | 9 | 5 | 23.1 | 11.5 | 15.6 | 6.7 | 23.3 | 10.1 | 13.9 | 11.1 | 15 | 9.4 | 14.4 | 6.1 | 15 | -4.4 | 28 | 14 | 26.1 | 17.8 | 28.3 | 25 | 24.3 | 15 | 28.3 | 25 | 21.7 | 13.9 | 26.7 | 16.7 | 16.7 | 8.3 | 18.3 | 4.4 | 17.8 | 8.3 | 13.3 | 10.6 | 15 | 15 | 18.1 | 13.8 | 27.2 | 18.3 | 26.1 | 20.6 | 23.9 | 14.4 | 6 | -5 | 6.7 | 1.7 | 6.8 | 5.8 | 10 | 2.2 | 16.7 | 7.8 | 11.1 | 2.8 | 15.6 | 5 | 11.1 | 4.4 | 18.3 | 13.3 | 16.1 | 8.9 | 18.3 | 13.3 | 26.7 | 21.1 | 20.6 | 5 | 8.3 | -1.7 | 15 | 13.9 | 20.2 | 7.9 | 17.2 | 15.6 | 9.4 | 1.7 | 17.2 | 8.9 | 23.3 | 6.1 | -2.2 | -5 | 16.8 | -2.5 | 16.7 | 6.1 | 11.7 | 5.6 | 18.5 | 12.5 | 21.1 | 13.3 | 16.7 | 12.2 | 16.1 | 11.7 | 21.1 | 17.2 | 13 | 5 | 15.6 | 7.1 | 17.7 | 11.1 | 17.8 | 1.7 | 17.2 | 13.3 | 14 | 4 | 24.4 | 23.3 | 26.5 | 19.6 | 10 | 2.8 | 17.2 | 15.6 | 25 | 12.2 | 9.4 | 6.7 | 27.2 | 22.2 | 24.4 | 2.8 | 20.6 | 14.4 | 18.3 | 11.1 | 24.4 | 22.8 | 14.4 | -4.4 | 10.6 | 10 | 10 | 0 | 12.2 | 5.6 | 18 | 6.9 | 19.4 | 11.1 | 13.9 | 11.7 | 21.7 | 1.1 | 17.8 | 2.1
11 | 3 | 10.6 | -2.8 | 25.6 | 16.1 | 21.1 | 13.3 | 18.3 | -3.3 | 30.4 | 1.8 | 11 | 4 | 25 | 11.7 | 16.7 | 6.7 | 26.1 | 10 | 14.4 | 11.1 | 15 | 9.4 | 16.7 | 5 | 16.7 | -3.9 | 28 | 15 | 26.7 | 17.8 | 28.3 | 24.4 | 27.8 | 13.9 | 28.9 | 25 | 23.3 | 12.2 | 27.8 | 16.7 | 18.3 | 6.1 | 19.4 | 5 | 20 | 10 | 15 | 10 | 14.4 | 14.4 | 19.4 | 14.4 | 28.3 | 18.9 | 25.6 | 20.6 | 26.1 | 15.6 | 7 | -5 | 7.2 | 1.1 | 7.2 | 6.1 | 11.1 | 2.8 | 20 | 10.6 | 12.8 | 2.8 | 17.2 | 5.6 | 12.2 | 4 | 20 | 13.3 | 18 | 8.9 | 20 | 13.3 | 28.2 | 20.2 | 24.4 | 5.6 | 8.9 | -2.8 | 16.1 | 15.6 | 20.6 | 8.9 | 19.4 | 16.7 | 10.9 | 1.7 | 18.9 | 6.1 | 25.6 | 4.4 | -1.7 | -5 | 17.2 | -4.4 | 18.3 | 7.2 | 12.8 | 3.3 | 20 | 13.3 | 22.8 | 13.3 | 18.3 | 12.8 | 17.8 | 11.1 | 23.3 | 17.8 | 16 | 7 | 17.8 | 4.4 | 19.4 | 11.1 | 20.6 | 2.8 | 18.9 | 14.4 | 15 | 4 | 25.6 | 23.3 | 29.4 | 20 | 11.7 | 2.7 | 17.2 | 15.6 | 26.1 | 12.2 | 9.2 | 6.7 | 27.9 | 21.9 | 26.7 | 2.8 | 21.9 | 14.1 | 19.4 | 10.6 | 25 | 22.3 | 16.7 | -5 | 11.1 | 10.6 | 10 | 0 | 13.9 | 6.1 | 20 | 6.7 | 20.6 | 9.4 | 11.7 | 8.9 | 23.3 | 2.2 | 19.4 | 2.7
12 | 2 | 9.4 | -0.6 | 25.6 | 16.7 | 20.6 | 14.4 | 19.4 | -2.8 | 32.8 | 0.6 | 11 | 6 | 26.3 | 11.7 | 18.9 | 7.8 | 27.8 | 10.1 | 16.1 | 11.1 | 16.1 | 8.9 | 18.3 | 5.6 | 17.2 | -3.9 | 29 | 17 | 27.2 | 17.2 | 29.4 | 24.4 | 28.7 | 13.8 | 30 | 25 | 24.4 | 11.7 | 28.3 | 16.1 | 18.3 | 7.8 | 18.9 | 7.2 | 20.6 | 10 | 15 | 10 | 14.4 | 14.4 | 19.6 | 14.7 | 28.9 | 17.2 | 27.2 | 20.6 | 26.7 | 15.6 | 8 | -3 | 8.9 | 0 | 8.1 | 6.6 | 12.2 | 2.8 | 22.2 | 12.2 | 12.8 | 2.8 | 17.8 | 4.4 | 13.3 | 3.4 | 21.1 | 12.8 | 19.8 | 8.2 | 21.1 | 13.9 | 29.6 | 18.7 | 26.1 | 6.1 | 9.4 | -3.9 | 20.6 | 16.1 | 21.1 | 9.1 | 21.1 | 16.1 | 12.4 | 1.1 | 20 | 5.6 | 27.8 | 3.3 | -1.3 | -4.6 | 15.5 | -0.6 | 20 | 7.8 | 12.8 | 3.9 | 21.9 | 14.1 | 23.9 | 13.3 | 18.3 | 13.3 | 19.4 | 10.6 | 23.9 | 15.6 | 18 | 9 | 18 | 4.9 | 21.6 | 10.8 | 21.1 | 1.7 | 20 | 15 | 16 | 3 | 25 | 23.3 | 30.2 | 19.6 | 13.3 | 2.5 | 19.4 | 16.1 | 27.2 | 12.2 | 9.1 | 6.7 | 28.7 | 21.5 | 28.9 | 2.8 | 23.1 | 13.3 | 21.1 | 12.2 | 25.5 | 21.6 | 19.4 | -4.4 | 11.7 | 11.1 | 10 | 0 | 15 | 5.6 | 21.3 | 6.8 | 20.6 | 10 | 12.2 | 9.4 | 24.4 | 2.2 | 21.1 | 2.8
14 | 3 | 10 | -1.7 | 26.7 | 16.1 | 24.4 | 16.1 | 20.5 | -2.8 | 34.3 | -0.3 | 12 | 6 | 27.6 | 11.2 | 18.9 | 7.2 | 29.4 | 9.6 | 16.1 | 11.7 | 16.7 | 8.3 | 20 | 3.9 | 18.3 | -6.1 | 29 | 17 | 27.8 | 17.2 | 30 | 24.4 | 29.7 | 13.5 | 30.6 | 24.4 | 25.6 | 11.7 | 29.4 | 15 | 18.3 | 7.8 | 22.8 | 7.2 | 22.2 | 10 | 15.6 | 8.3 | 15.6 | 15 | 19.8 | 14.9 | 29.4 | 14.4 | 28.9 | 20 | 25.6 | 16.1 | 8 | -3 | 11.7 | -1.7 | 9.1 | 6.9 | 12.8 | 3.3 | 23.3 | 11.1 | 12.8 | 1.7 | 18.9 | 5 | 14.4 | 2.8 | 21.1 | 12.8 | 21.7 | 7.2 | 22.8 | 13.3 | 31.1 | 17.2 | 27.8 | 5.6 | 10 | -4.4 | 22.2 | 16.7 | 21.7 | 9 | 22.8 | 16.1 | 13.9 | 0.6 | 20 | 6.1 | 29.4 | 2.2 | -1 | -4.6 | 13.9 | 1.5 | 22.8 | 8.3 | 13.3 | 2.8 | 23.7 | 14.7 | 25 | 12.2 | 17.8 | 12.8 | 20 | 10.6 | 24.4 | 17.2 | 18 | 9 | 18.1 | 5 | 23.9 | 9.9 | 23.3 | 2.8 | 21.1 | 15.6 | 18 | 2 | 26.1 | 23.9 | 30.9 | 18.6 | 15 | 1.7 | 20 | 15.6 | 27.2 | 12.2 | 8.9 | 6.7 | 29.4 | 21.1 | 31.1 | 1.7 | 24.4 | 12.2 | 22.8 | 12.2 | 26.1 | 21.1 | 21.7 | -3.9 | 12.8 | 11.7 | 11.7 | 1.1 | 16.1 | 6.1 | 22.6 | 6.4 | 21.1 | 10.6 | 13.9 | 10 | 23.3 | 1.1 | 22.8 | 2.8
13 | 2 | 11.7 | -1.7 | 27.2 | 16.1 | 25 | 16.7 | 21.7 | -3.9 | 35.7 | -3.2 | 12 | 6 | 28.9 | 11.1 | 19.4 | 8.3 | 31.1 | 9.4 | 16.7 | 11.7 | 15.6 | 8.3 | 21.1 | 5.6 | 19.4 | -7.2 | 28 | 21 | 28.3 | 17.8 | 30.6 | 23.9 | 30.6 | 12.8 | 31.1 | 24.4 | 25.6 | 12.8 | 28.9 | 16.1 | 19.4 | 7.8 | 25 | 5 | 22.8 | 9.4 | 16.1 | 8.3 | 16.1 | 15.6 | 20 | 15 | 29.4 | 17.8 | 29.4 | 18.9 | 23.3 | 15.6 | 8 | -2 | 11.1 | -3.3 | 10 | 7.2 | 13.3 | 4.4 | 23.3 | 11.1 | 13.9 | 1.7 | 19.4 | 3.3 | 15.2 | 2 | 20.6 | 12.8 | 22.8 | 8.2 | 22.2 | 13.3 | 31.3 | 16.9 | 28.9 | 6.7 | 10.6 | -4.4 | 23.9 | 16.7 | 22.2 | 8.9 | 23.9 | 15 | 14.5 | 0.7 | 20.6 | 5.6 | 30.6 | 2.2 | -0.6 | -5 | 12.2 | 2.8 | 23.9 | 8.3 | 16.1 | 3.3 | 25.6 | 15 | 25.6 | 10.6 | 17.8 | 12.8 | 20.6 | 10 | 25 | 18.3 | 18 | 9 | 18.3 | 5.6 | 26.1 | 8.3 | 25 | 5.6 | 21.7 | 14.4 | 19 | 3 | 27.2 | 23.9 | 31.7 | 17.8 | 15.6 | 2.4 | 21.7 | 15.6 | 27.8 | 12.8 | 9.3 | 6.6 | 29.4 | 21.1 | 32.2 | 4.4 | 25.5 | 12 | 24.4 | 13.3 | 26.7 | 21.2 | 23.3 | -5.6 | 12.8 | 11.7 | 11.7 | 1.1 | 16.7 | 2.8 | 23.9 | 6.1 | 21.1 | 12.2 | 15 | 8.9 | 24.4 | -1.1 | 24.4 | 2.5
13 | 2 | 11.1 | -1.1 | 26.7 | 15.6 | 25.6 | 16.1 | 22.8 | -5.6 | 37.2 | -5 | 13 | 6 | 29.6 | 10.7 | 18.9 | 8.9 | 30.7 | 9.6 | 17.2 | 11.1 | 15.6 | 7.8 | 21.7 | 0 | 20 | -6.1 | 28 | 19 | 28.3 | 17.8 | 30.6 | 23.3 | 31.1 | 12 | 31.1 | 24.4 | 25 | 12.8 | 28.3 | 16.1 | 17.8 | 5.6 | 25 | 5 | 23.3 | 10.6 | 17.2 | 8.3 | 16.1 | 11.1 | 20.9 | 14.8 | 30 | 17.8 | 29.4 | 17.8 | 23.3 | 15.6 | 9 | -1 | 10 | -3.3 | 10 | 6.7 | 15 | 5 | 24.4 | 10 | 13.3 | 1.7 | 20 | 3.3 | 15.9 | 0.8 | 20.6 | 12.8 | 23.9 | 9.1 | 22.8 | 13.3 | 31.5 | 16.3 | 30.6 | 5.6 | 10.6 | -4.4 | 26.1 | 17.2 | 22.4 | 8.2 | 24.4 | 15.6 | 15 | 1.2 | 20.6 | 5 | 30.6 | 0 | -0.6 | -3.4 | 11.5 | 3.3 | 21.7 | 2.2 | 16.7 | 2.8 | 26.1 | 13.6 | 26.7 | 13.3 | 17.8 | 12.2 | 21.1 | 9.4 | 26.1 | 20 | 17 | 9 | 17 | 5.3 | 27.6 | 7.5 | 26.1 | 8.9 | 21.1 | 13.9 | 20 | 2 | 27.2 | 23.9 | 31.3 | 18 | 16.1 | 2.5 | 22.8 | 15.6 | 27.8 | 13.3 | 9.6 | 6.3 | 29.4 | 21.1 | 32.8 | 1.7 | 26.7 | 11.6 | 25 | 12.8 | 27.2 | 21.5 | 21.7 | -0.6 | 13.3 | 11.7 | 13.9 | 1.7 | 17.2 | 2.2 | 24.3 | 6.1 | 20 | 7.8 | 16.1 | 8.3 | 20.6 | 3.3 | 26.1 | 2.2
12 | 3 | 10.6 | -1.1 | 28.3 | 15 | 26.7 | 16.7 | 23 | -6.1 | 37.6 | -3.6 | 13 | 4 | 30.4 | 10.4 | 18.9 | 8.3 | 30.4 | 10.4 | 16.7 | 11.1 | 15 | 8.3 | 21.7 | 3.3 | 19.4 | -3.9 | 28 | 19 | 27.8 | 17.8 | 30 | 23.9 | 31.7 | 10.5 | 31.1 | 24.4 | 26.1 | 12.8 | 28.3 | 15.6 | 19.4 | 6.1 | 26.7 | -2.8 | 23.3 | 8.9 | 16.7 | 7.2 | 18.3 | 10.6 | 21.9 | 14.8 | 30.6 | 18.3 | 30 | 17.2 | 23.3 | 15.6 | 9 | -2 | 8.3 | -4.4 | 10 | 6.2 | 14.4 | 5 | 24.4 | 9.4 | 13.3 | 1.7 | 20 | 3.3 | 16.7 | 0 | 21.7 | 12.8 | 25 | 10 | 23.9 | 12.2 | 31.7 | 16.1 | 30.6 | 4.4 | 11.1 | -4.4 | 25 | 17.2 | 22.6 | 6.8 | 24.4 | 14.4 | 15.6 | 1.1 | 21.7 | 5 | 31.7 | -6.1 | -0.6 | -2.5 | 10.7 | 3.3 | 23.9 | 5 | 16.7 | 5 | 26.7 | 12 | 26.7 | 11.1 | 17.2 | 11.1 | 21.1 | 10.6 | 26.7 | 21.1 | 17 | 11 | 15.7 | 5.3 | 29.1 | 5.9 | 25.6 | 10 | 17.8 | 15 | 21 | 1 | 27.2 | 23.9 | 31 | 17.7 | 16.7 | 2.8 | 22.8 | 15.6 | 28.3 | 14.4 | 10 | 6.1 | 29.4 | 21.1 | 33.9 | 3.3 | 27.8 | 11.1 | 25.6 | 12.8 | 27.8 | 21.7 | 22.8 | -1.1 | 13.3 | 11.1 | 12.8 | -0.6 | 17.8 | 3.3 | 24.6 | 6.4 | 20 | 9.4 | 17.2 | 7.2 | 21.7 | -0.6 | 25.2 | 2
13 | 3 | 11.1 | -1.1 | 27.8 | 15 | 26.7 | 16.1 | 23.1 | -8 | 37.9 | -1.8 | 14 | 3 | 31.1 | 10 | 18.3 | 7.8 | 30 | 10.6 | 16.7 | 10 | 13.9 | 8.9 | 18.9 | 0.6 | 20 | -5 | 27 | 19 | 28.3 | 18.3 | 27.2 | 24.4 | 32.2 | 8.9 | 30.6 | 24.4 | 26.1 | 13.9 | 28.3 | 15.6 | 18.9 | 5 | 26.7 | -1.7 | 21.7 | 10 | 16.7 | 7.2 | 18.9 | 10.6 | 22.8 | 14.4 | 30.6 | 18.9 | 30 | 16.1 | 25.6 | 16.1 | 9 | -2 | 7.2 | -3.9 | 10 | 5.6 | 15 | 5 | 23.9 | 5 | 13.3 | 0.6 | 20.6 | 3.9 | 16.5 | -0.2 | 21.7 | 10.6 | 25 | 10.1 | 22.2 | 13.3 | 30.4 | 15.7 | 31.1 | 3.3 | 11.1 | -4.4 | 22.2 | 18.3 | 22.8 | 5.6 | 22.8 | 14.4 | 15 | 2.2 | 22.2 | 5.6 | 30.6 | -5.6 | -0.6 | -1.7 | 10 | 3.3 | 23.9 | 2.8 | 17.2 | 6.1 | 27.2 | 10 | 27.2 | 11.1 | 17.2 | 11.1 | 21.7 | 9.4 | 27.8 | 21.1 | 17 | 12 | 14.4 | 5 | 30.6 | 4.4 | 23.9 | 7.8 | 17.2 | 16.1 | 21 | 0 | 26.7 | 23.9 | 30.6 | 17.8 | 16.1 | 2.9 | 23.3 | 16.7 | 27.8 | 13.3 | 10 | 6 | 28.5 | 21.3 | 33.9 | 2.8 | 27.4 | 11.1 | 25.6 | 13.3 | 28 | 21.6 | 22.8 | -0.6 | 12.8 | 11.1 | 12.8 | -1.1 | 17.8 | 3.9 | 25 | 6.1 | 18.3 | 7.2 | 18.3 | 6.1 | 22.2 | -0.6 | 24.2 | 2.4
13 | 3 | 11.7 | -1.1 | 26.7 | 17.2 | 26.1 | 15.6 | 23.3 | -11.7 | 38.3 | 0 | 14 | 4 | 28.9 | 11.5 | 18.3 | 7.8 | 27 | 11.5 | 14.4 | 10 | 12.8 | 8.5 | 16.7 | 7.2 | 18.9 | -5 | 26 | 20 | 27.2 | 17.8 | 26.7 | 23.9 | 31.1 | 9.9 | 30 | 24.4 | 26.1 | 13.9 | 26.7 | 15.6 | 20 | 5 | 27.2 | 0 | 21.1 | 9.4 | 17.8 | 8.3 | 18.3 | 10 | 21.9 | 14.3 | 29.4 | 16.7 | 30 | 16.7 | 26.1 | 15.6 | 11 | -2 | 7.2 | -3.9 | 9.4 | 5 | 15.6 | 5 | 23.9 | 2.2 | 12.8 | 1.1 | 21.1 | 1.7 | 16.3 | -0.7 | 21.1 | 12.8 | 25 | 10.5 | 20.6 | 15 | 29.1 | 15.6 | 28.3 | 0.6 | 10.6 | -1.7 | 21.7 | 16.7 | 22.2 | 7.2 | 22.2 | 15 | 14.5 | 3.3 | 22.2 | 4.4 | 30.6 | -6.1 | -0.8 | -1.8 | 10.4 | 2.5 | 22.8 | 0 | 17.2 | 7.2 | 26.5 | 10.7 | 25.6 | 14.4 | 17.2 | 10.6 | 20.6 | 7.8 | 27.2 | 20.6 | 16 | 13 | 14.4 | 5 | 28.7 | 7.9 | 23.9 | 7.8 | 17.2 | 16.1 | 21 | 1 | 25.6 | 22.8 | 29.5 | 18.6 | 15.6 | 2.4 | 23.3 | 16.7 | 27.2 | 13.3 | 10 | 5.8 | 27.6 | 21.2 | 33.9 | 1.7 | 27.1 | 11.2 | 26.1 | 13.9 | 28.1 | 21.2 | 23.9 | -0.6 | 12.8 | 11.1 | 12.8 | -2.2 | 16.7 | 3.3 | 24.1 | 7.3 | 16.1 | 6.7 | 18.3 | 5.6 | 19.4 | 6.1 | 23.3 | 2.2
13 | 3 | 11.1 | -2.2 | 25.6 | 18.3 | 24.4 | 15.6 | 21.5 | -8.1 | 36.6 | 0 | 13 | 4 | 26.6 | 11.9 | 17.2 | 7.8 | 24.1 | 12.1 | 13.3 | 9.4 | 12.2 | 8.7 | 16.7 | 6.1 | 18.3 | -7.2 | 25 | 19 | 26.1 | 18.3 | 26.7 | 23.3 | 30 | 11.1 | 29.4 | 24.4 | 25.6 | 13.9 | 26.1 | 15 | 19.4 | 4.4 | 26.7 | 0.6 | 20 | 8.9 | 17.2 | 6.7 | 17.8 | 10 | 20.9 | 14.1 | 28.3 | 17.2 | 29.4 | 17.2 | 25 | 15 | 11 | -2 | 6.7 | -5.6 | 8.9 | 4.5 | 16.1 | 5 | 23.9 | 2.2 | 10.6 | 0.6 | 21.1 | 3.3 | 16.1 | -1.1 | 20 | 13.9 | 25 | 10.6 | 20.6 | 15 | 27.8 | 15 | 27.8 | 5 | 10.6 | -5 | 21.1 | 17.2 | 21.7 | 9 | 22.2 | 15.6 | 13.9 | 3.9 | 21.7 | 5.6 | 28.9 | -5.6 | -0.9 | -1.9 | 10.7 | 1.5 | 21.1 | 2.8 | 15 | 7.2 | 25.7 | 10.8 | 23.9 | 15 | 16.7 | 11.7 | 20.6 | 6.7 | 26.7 | 20 | 16 | 14 | 14.4 | 5 | 26.9 | 10.2 | 21.1 | 10 | 17.2 | 15.6 | 19 | 0 | 25.6 | 22.8 | 28.3 | 19.5 | 15 | 2.2 | 22.8 | 14.4 | 26.1 | 15 | 10 | 5.6 | 26.7 | 21.1 | 32.8 | 1.1 | 26.7 | 11.1 | 25.6 | 13.9 | 28.3 | 21.1 | 22.8 | -1.1 | 12.2 | 11.1 | 11.7 | -1.1 | 17.2 | 3.3 | 23.1 | 8.4 | 14.4 | 5 | 17.8 | 6.1 | 17.2 | 5 | 21.6 | 2.8
12 | 3 | 11.1 | -1.7 | 23.9 | 18.3 | 22.8 | 16.1 | 19.6 | -6.1 | 35 | 1.4 | 12 | 3 | 24.4 | 12.2 | 15.6 | 7.2 | 21.1 | 11.7 | 12.2 | 9.4 | 11.7 | 8.8 | 14.4 | 6.1 | 16.7 | -6.7 | 24 | 19 | 24.4 | 18.3 | 26.7 | 24.4 | 28.9 | 11.7 | 28.3 | 24.4 | 25 | 13.3 | 24.4 | 15.6 | 17.8 | 4.4 | 25 | 0.6 | 17.2 | 8.9 | 16.7 | 7.2 | 16.7 | 8.9 | 20 | 13.9 | 26.1 | 19.4 | 27.8 | 17.8 | 23.9 | 15 | 9 | -2 | 5.6 | -6.1 | 8.3 | 3.9 | 15 | 5 | 21.7 | 5 | 9.4 | 0.6 | 19.4 | 3.3 | 14.6 | -0.6 | 18.9 | 12.8 | 24.3 | 10.3 | 20.6 | 13.9 | 25.4 | 15.5 | 26.1 | 6.1 | 8.9 | -5.6 | 20.6 | 17.2 | 21.1 | 10 | 20 | 15 | 13 | 3.9 | 21.1 | 3.3 | 26.1 | -7.8 | -1.1 | -2.2 | 11.1 | 0 | 17.8 | 2.8 | 13.9 | 7.8 | 25 | 11.1 | 21.1 | 13.9 | 16.1 | 11.7 | 19.4 | 6.1 | 25.6 | 20.6 | 16 | 14 | 14.4 | 5 | 25 | 11.7 | 18.3 | 12.8 | 16.7 | 15 | 19 | 0 | 23.3 | 22.8 | 27.2 | 20 | 14.3 | 2.5 | 22.2 | 15 | 23.3 | 16.1 | 9.4 | 5.4 | 26.1 | 21.5 | 31.1 | 1.7 | 24.7 | 12.3 | 23.3 | 14.4 | 27.4 | 21 | 18.9 | -1.1 | 12.2 | 11.7 | 10.6 | -1.7 | 13.9 | 3.9 | 22.2 | 8.9 | 12.2 | 4.4 | 17.2 | 6.7 | 16.1 | 7.8 | 20 | 3.3
12 | 3 | 10.6 | -1.7 | 23.3 | 18.3 | 21.7 | 16.1 | 17.8 | -6.1 | 33.3 | 1.7 | 12 | 3 | 22.7 | 11.8 | 15 | 7.8 | 18.7 | 11.1 | 11.7 | 10 | 11.1 | 8.8 | 13.3 | 5 | 15.6 | -4.4 | 24 | 19 | 22.8 | 18.3 | 26.7 | 24.4 | 26.3 | 12.8 | 27.2 | 24.4 | 24.4 | 13.9 | 23.3 | 15.6 | 16.1 | 3.9 | 23.9 | 0 | 15 | 9.4 | 15.6 | 7.8 | 15.6 | 8.3 | 18.9 | 13.8 | 23.9 | 20 | 26.1 | 20.6 | 22.2 | 14.4 | 7 | -1 | 3.9 | -6.1 | 7 | 3.6 | 11.7 | 5.6 | 19.4 | 6.1 | 7.2 | 1.7 | 16.1 | 3.3 | 13.2 | -0.4 | 18.3 | 12.8 | 23.5 | 9.9 | 18.9 | 13.9 | 23 | 15.4 | 22.8 | 5 | 7.2 | -5.6 | 19.4 | 17.2 | 19.1 | 10.9 | 17.8 | 13.3 | 12 | 4 | 18.9 | 5 | 23.3 | -7.8 | -1.3 | -2.2 | 10.4 | 1 | 16.1 | 1.7 | 13.3 | 7.8 | 23.9 | 10.9 | 18.3 | 13.9 | 15.6 | 11.1 | 17.2 | 5.6 | 24.4 | 20.6 | 15 | 14 | 13.5 | 5.4 | 22.4 | 10.3 | 17.2 | 13.3 | 16.1 | 15 | 17 | -1 | 21.7 | 21.7 | 26.1 | 20.2 | 13.5 | 2.7 | 19.4 | 13.9 | 22.8 | 16.1 | 8.9 | 5.3 | 25.6 | 22.1 | 27.2 | 1.1 | 22.6 | 12.6 | 20.6 | 14.4 | 26.5 | 20.8 | 19.4 | -1.7 | 12.2 | 11.7 | 8.9 | -1.7 | 12.2 | 3.9 | 19.6 | 8.6 | 9.4 | 4.4 | 14.4 | 8.3 | 14.4 | 6.7 | 18.3 | 3.3
11 | 3 | 10 | -1.1 | 23.3 | 17.8 | 20 | 16.1 | 14.3 | -3.1 | 32 | 1.2 | 9 | 4 | 21.1 | 10.9 | 15 | 7.8 | 16.3 | 10.4 | 11.7 | 10 | 10.6 | 8.7 | 12.8 | 5.6 | 15.6 | -5.6 | 21 | 18 | 21.1 | 18.3 | 26.7 | 24.4 | 23.7 | 13.3 | 27.2 | 24.4 | 23.9 | 15 | 23.3 | 16.1 | 14.4 | 4.4 | 20 | 2.2 | 13.3 | 8.9 | 13.3 | 7.2 | 15 | 7.8 | 17.8 | 13.7 | 22.8 | 20.6 | 25.6 | 21.1 | 21.7 | 14.4 | 6 | -2 | 3.3 | -6.1 | 5.7 | 3.2 | 9.4 | 5 | 17.8 | 5 | 6.7 | 5 | 12.8 | 2.8 | 11.7 | -0.6 | 16.7 | 12.8 | 22.8 | 9.4 | 17.8 | 13.9 | 20.6 | 15 | 19.4 | 5 | 4.4 | -4.4 | 18.9 | 16.7 | 17 | 11.1 | 17.2 | 13.3 | 11.1 | 3.9 | 17.2 | 7.2 | 21.1 | -8.3 | -1.5 | -2.1 | 9.6 | 1.2 | 15 | 1.7 | 13.9 | 7.8 | 22.8 | 10.9 | 18.3 | 14.4 | 15.6 | 11.7 | 16.1 | 5.6 | 23.3 | 20.6 | 15 | 14 | 12.6 | 6 | 19.8 | 8.8 | 16.7 | 13.3 | 15.6 | 15 | 16 | 0 | 21.7 | 21.7 | 25 | 20.1 | 12.8 | 2.8 | 18.3 | 13.3 | 20 | 16.1 | 8.3 | 5 | 25 | 22.2 | 24.4 | 1.1 | 20.6 | 12.8 | 19.4 | 14.4 | 25.6 | 20.6 | 18.9 | -0.6 | 12.2 | 11.7 | 8.3 | -1.1 | 10.6 | 3.9 | 17 | 8.2 | 9.4 | 4.4 | 12.2 | 8.3 | 13.3 | 6.7 | 15.9 | 5.5
9 | 3 | 7.2 | -0.6 | 22.8 | 18.3 | 20 | 16.7 | 10.7 | -2.4 | 30.7 | 2 | 8 | 4 | 19.4 | 10 | 15 | 8.3 | 13.9 | 9.4 | 11.7 | 9.4 | 10 | 8.4 | 12.2 | 5 | 12.2 | -7.2 | 20 | 18 | 20.6 | 18.3 | 26.7 | 24.4 | 21.1 | 13.3 | 27.2 | 24.4 | 23.3 | 15 | 23.3 | 16.1 | 13.9 | 5 | 20 | 0.6 | 10 | 8.9 | 12.2 | 7.2 | 14.4 | 7.2 | 16.7 | 13.3 | 22.8 | 20.6 | 24.4 | 21.7 | 20.6 | 14.4 | 4 | -2 | 3.3 | -6.1 | 4.4 | 2.8 | 8.9 | 5 | 16.1 | 1.7 | 5.6 | 4.4 | 12.8 | 2.8 | 10.8 | 0.5 | 16.1 | 12.8 | 21.9 | 9.8 | 17.8 | 13.9 | 20.6 | 15 | 21.7 | 1.1 | 3.3 | -3.3 | 18.3 | 17.2 | 15 | 11.1 | 16.1 | 13.3 | 10.2 | 3.9 | 15 | 6.7 | 19.4 | -7.2 | -1.7 | -2.2 | 8.9 | 1.7 | 12.8 | 2.2 | 13.3 | 7.8 | 21.7 | 10.6 | 16.7 | 14.4 | 15 | 11.7 | 15.6 | 7.2 | 23.3 | 20 | 15 | 14 | 11.7 | 6.1 | 17.2 | 7.2 | 16.7 | 13.3 | 15.6 | 14.4 | 14 | 0 | 21.1 | 20 | 23.9 | 20 | 11.9 | 4.4 | 17.8 | 13.9 | 19.4 | 16.1 | 7.8 | 5.1 | 24.8 | 22.3 | 23.9 | 1.1 | 19.8 | 13.5 | 18.9 | 15 | 25.2 | 20.7 | 17.8 | -0.6 | 12.2 | 11.7 | 6.7 | -1.1 | 10 | 3.9 | 14.4 | 7.2 | 8.3 | 4.4 | 9.4 | 7.8 | 11.7 | 6.1 | 13.5 | 6.9
8 | 2 | 4.4 | -0.6 | 21.7 | 18.3 | 21.1 | 16.7 | 7.2 | -2.8 | 29.4 | 1.7 | 8 | 4 | 18.3 | 8.6 | 14.4 | 7.2 | 13 | 9.5 | 11.1 | 8.3 | 9.4 | 8.4 | 11.1 | 5 | 10 | -6.7 | 20 | 18 | 20 | 17.8 | 26.7 | 24.4 | 19.8 | 13.8 | 27.2 | 24.4 | 22.2 | 15.6 | 22.8 | 16.1 | 12.2 | 5 | 19.4 | 6.1 | 8.9 | 8.3 | 10 | 7.8 | 13.3 | 7.2 | 16.7 | 13.3 | 22.8 | 21.1 | 23.9 | 20.6 | 20 | 14.4 | 3 | 0 | 2.2 | -6.1 | 3.9 | 2.6 | 7.2 | 4.4 | 13.9 | 2.2 | 4.4 | 4.4 | 12.8 | 2.8 | 9.8 | 0.9 | 16.1 | 12.8 | 20.9 | 9.5 | 16.1 | 13.9 | 20.6 | 15 | 18.9 | 1.1 | 3.3 | -2.8 | 17.8 | 16.1 | 13.9 | 10.5 | 15.6 | 13.3 | 9.2 | 4 | 15 | 6.7 | 18.3 | -6.7 | -1.3 | -1.9 | 8.5 | 1.9 | 10.6 | 1.7 | 13.3 | 7.8 | 20 | 9.3 | 17.8 | 15 | 14.4 | 11.1 | 15 | 7.2 | 22.8 | 19.4 | 14 | 13 | 10.6 | 5.8 | 16.5 | 7.2 | 15.6 | 13.3 | 15 | 13.9 | 13 | 0 | 20 | 19.4 | 23.7 | 19.9 | 10.9 | 5.3 | 16.1 | 13.3 | 20 | 16.7 | 7.2 | 5 | 24.6 | 22.1 | 21.7 | 1.1 | 19.1 | 14 | 17.8 | 15 | 24.8 | 20.5 | 15.6 | -0.6 | 12.2 | 11.7 | 5.6 | -2.2 | 8.9 | 3.3 | 14.2 | 7.1 | 6.1 | 3.9 | 8.3 | 7.2 | 13.3 | 4.4 | 11.1 | 7.2
7 | 2 | 6.1 | 0 | 20 | 17.2 | 20.6 | 16.7 | 6.1 | -3.4 | 27 | 2.1 | 8 | 4 | 17.2 | 7.3 | 14.4 | 6.1 | 12 | 9.4 | 10.6 | 8.3 | 9.4 | 8.1 | 11.1 | 5 | 10 | -6.7 | 20 | 18 | 18.9 | 17.2 | 26.7 | 25 | 18.5 | 13.8 | 26.1 | 24.4 | 21.7 | 15.6 | 22.8 | 16.1 | 11.7 | 5.6 | 17.2 | 7.2 | 8.3 | 7.2 | 10.6 | 6.7 | 12.8 | 5 | 16.7 | 13.1 | 21.7 | 21.1 | 21.7 | 19.4 | 20 | 14.4 | 4 | 1 | 1.8 | -5.1 | 3.3 | 2.4 | 6.7 | 4.4 | 12.8 | 2.8 | 2.8 | 2.8 | 11.7 | 1.1 | 8.9 | 1.7 | 15.6 | 12.8 | 20 | 9.4 | 16.1 | 13.9 | 20.6 | 15 | 17.2 | 1.1 | 2.8 | -2.8 | 16.7 | 16.1 | 12.8 | 9.7 | 16.1 | 13.9 | 8.3 | 3.9 | 14.4 | 7.2 | 16.7 | -5.6 | -1 | -1.9 | 8.2 | 1.8 | 8.9 | 2.2 | 12.8 | 8.3 | 18.4 | 8.1 | 19.4 | 15 | 14.4 | 10.6 | 15.6 | 6.1 | 22.2 | 18.9 | 14 | 13 | 9.4 | 5.4 | 15.7 | 7 | 15.6 | 13.9 | 15 | 13.9 | 13 | -1 | 19.4 | 19.4 | 23.5 | 19.7 | 10 | 6.1 | 15 | 12.8 | 20 | 16.1 | 6.7 | 5 | 24.4 | 22.2 | 19.4 | 1.1 | 18.3 | 14.4 | 16.7 | 14.4 | 24.4 | 20.6 | 16.7 | -0.6 | 12.2 | 11.7 | 3.3 | -1.7 | 8.9 | 4.4 | 14.1 | 7 | 5.6 | 3.3 | 7.8 | 6.7 | 12.8 | 5 | 10.4 | 6.9
6 | 2 | 5.6 | 1.1 | 19.4 | 18.3 | 20 | 17.2 | 5 | -4 | 24.6 | 2.1 | 8 | 4 | 16.1 | 5.6 | 13.9 | 7.2 | 11.1 | 9.4 | 10.6 | 7.8 | 8.9 | 7.7 | 10 | 5 | 8.9 | -6.1 | 20 | 19 | 18.9 | 17.2 | 26.7 | 25 | 17.2 | 13.9 | 25.6 | 24.4 | 21.1 | 15.6 | 22.8 | 15.6 | 11.7 | 3.9 | 13.9 | 10 | 7.8 | 6.1 | 9.4 | 7.8 | 12.2 | 5 | 16.7 | 12.8 | 21.1 | 20.6 | 20.6 | 19.4 | 21.7 | 13.9 | 4 | 0 | 1.5 | -4.8 | 2.8 | 2.2 | 6.1 | 3.9 | 11.7 | 3.9 | 1.7 | 1.7 | 10.6 | 2.2 | 8.9 | 2.7 | 14.4 | 12.2 | 19.4 | 9.6 | 15.6 | 13.9 | 19.7 | 15.6 | 15 | 1.7 | 2.8 | -3.9 | 15.6 | 15 | 11.7 | 8.9 | 16.1 | 13.3 | 7.4 | 4.2 | 13.3 | 7.8 | 16.1 | -8.9 | -0.6 | -1.7 | 7.8 | 1.7 | 6.1 | 0.6 | 12.8 | 8.3 | 16.7 | 6.7 | 18.9 | 14.4 | 14.4 | 10 | 15 | 6.7 | 22.2 | 18.9 | 16 | 14 | 8.3 | 5 | 15 | 6.7 | 16.1 | 14.4 | 15 | 13.9 | 12 | -2 | 17.8 | 17.2 | 23.3 | 19.4 | 9.4 | 6.3 | 15.6 | 13.3 | 19.4 | 15.6 | 5.9 | 4.6 | 24.2 | 21.9 | 18.9 | 1.1 | 17.9 | 15 | 16.1 | 14.4 | 24.4 | 20.7 | 13.9 | -1.1 | 12.2 | 11.7 | 2.8 | -2.2 | 7.2 | 5 | 13.9 | 6.7 | 5 | 3.3 | 7.2 | 6.7 | 11.1 | 5 | 9.6 | 6.5
8 | 5 | 5 | 1.1 | 18.9 | 17.8 | 19.4 | 17.2 | 3.9 | -5.6 | 22.2 | 1.7 | 7 | 4 | 15.7 | 6.2 | 13.3 | 7.8 | 11.1 | 9.2 | 10 | 7.2 | 8.9 | 7.6 | 8.3 | 4.4 | 7.2 | -6.1 | 19 | 18 | 19.4 | 17.8 | 26.1 | 24.4 | 17.6 | 14.3 | 23.9 | 23.9 | 20 | 15.6 | 21.7 | 15.6 | 9.4 | 4.4 | 12.8 | 10.6 | 7.2 | 5.6 | 8.9 | 6.7 | 12.8 | 5.6 | 16.1 | 12.7 | 21.1 | 20.6 | 20.6 | 19.4 | 19.4 | 13.9 | 3 | 0 | 1.1 | -4.7 | 2.4 | 1.8 | 5.6 | 3.9 | 10.6 | 3.9 | 1.7 | 1.7 | 9.4 | 2.2 | 8.9 | 3.5 | 13.9 | 12.2 | 18.9 | 9.4 | 15 | 13.9 | 18.7 | 15.8 | 14.4 | 0 | 1.7 | -3.9 | 16.1 | 15 | 11.1 | 8.5 | 15.6 | 13.3 | 6.5 | 4.5 | 12.2 | 8.3 | 15 | -8.9 | -0.4 | -1.5 | 7.2 | 1.5 | 5.6 | 1.7 | 12.8 | 8.3 | 15.8 | 6 | 18.9 | 14.4 | 12.8 | 10 | 13.9 | 7.2 | 21.7 | 18.3 | 11 | 9 | 8.3 | 5.1 | 14.1 | 7.4 | 16.7 | 15.6 | 15 | 13.9 | 10 | -1 | 18.3 | 17.8 | 22.8 | 19 | 8.9 | 6.5 | 15 | 12.8 | 19.4 | 15.6 | 5.2 | 4.3 | 24.1 | 21.8 | 18.9 | 1.7 | 17.6 | 15.6 | 16.1 | 14.4 | 24.4 | 20.9 | 12.2 | -1.1 | 12.2 | 11.7 | 1.1 | -2.8 | 6.7 | 4.4 | 13 | 6.6 | 4.4 | 3.3 | 6.7 | 6.1 | 9.4 | 5 | 8.9 | 6.1
5 | 3 | 4.4 | 1.1 | 18.3 | 17.2 | 18.3 | 16.1 | 4.3 | -5.1 | 21.1 | 1.9 | 7 | 5 | 15.4 | 7 | 12.8 | 7.2 | 11.1 | 9.1 | 9.4 | 7.2 | 8.3 | 7.3 | 7.8 | 4.4 | 7.2 | -6.1 | 19 | 18 | 18.9 | 16.7 | 26.1 | 24.4 | 17.9 | 14.6 | 23.9 | 23.3 | 19.4 | 16.1 | 22.2 | 15.6 | 8.3 | 4.4 | 13.3 | 10 | 7.8 | 6.7 | 8.3 | 5.6 | 12.2 | 5.6 | 15.6 | 12.6 | 19.4 | 19.4 | 20.6 | 19.4 | 19.4 | 13.9 | 3 | 0 | 0.7 | -4.7 | 2.1 | 1.5 | 5 | 3.9 | 9.4 | 4.4 | 1.1 | 1.1 | 8.3 | 2.2 | 8.9 | 4.4 | 13.3 | 11.7 | 18.3 | 9.4 | 14.4 | 13.9 | 17.8 | 16.1 | 11.1 | 0.6 | 1.1 | -3.3 | 15.6 | 15 | 10.6 | 8.2 | 15 | 12.8 | 5.6 | 4.4 | 12.2 | 8.3 | 12.8 | -9.4 | -0.2 | -1.5 | 6.7 | 1 | 3.9 | -0.6 | 12.2 | 7.2 | 14.8 | 5.3 | 18.3 | 13.9 | 12.2 | 10 | 12.8 | 7.2 | 21.1 | 18.3 | 8 | 7 | 8.3 | 5.4 | 13.1 | 8 | 16.1 | 15 | 15 | 13.9 | 9 | 0 | 17.8 | 17.2 | 22.2 | 18.4 | 8.3 | 6.7 | 12.8 | 11.7 | 17.8 | 15.6 | 4.4 | 3.9 | 23.9 | 21.7 | 20.6 | 1.1 | 17.2 | 16.1 | 16.1 | 14.4 | 24.4 | 21.1 | 10.6 | -0.6 | 12.2 | 11.7 | 0.6 | -2.2 | 6.7 | 4.4 | 12 | 6.3 | 3.3 | 2.8 | 6.1 | 5.6 | 10.6 | 5 | 7.8 | 5.1
2 | 2 | 3.3 | 0.6 | 18.9 | 18.3 | 18.3 | 15.6 | 4.6 | -5.6 | 20 | 2.4 | 7 | 4 | 15 | 7.2 | 12.8 | 7.2 | 11.1 | 8.9 | 10 | 7.8 | 8.9 | 6.8 | 7.8 | 4.4 | 8.3 | -6.1 | 18 | 18 | 18.9 | 17.2 | 25 | 24.4 | 18.3 | 15 | 23.9 | 23.3 | 20 | 16.1 | 22.2 | 15.6 | 8.9 | 4.4 | 12.2 | 10 | 8.9 | 7.2 | 7.8 | 5.6 | 11.7 | 5 | 15 | 12.2 | 20.6 | 20.6 | 21.7 | 20.6 | 19.4 | 13.9 | 3 | -1 | 0.4 | -4.4 | 1.7 | 1.1 | 5 | 3.9 | 8.9 | 3.3 | 1.1 | 1.1 | 8.3 | 2.2 | 8.9 | 3.5 | 12.8 | 11.1 | 17.9 | 10.6 | 13.9 | 13.9 | 17.4 | 15.9 | 12.8 | -0.6 | -0.6 | -4.4 | 15.6 | 15 | 10 | 7.8 | 13.9 | 12.2 | 5.4 | 4.4 | 11.7 | 8.3 | 12.8 | -8.9 | 0 | -1.7 | 6.1 | 0.6 | 3.3 | -1.1 | 11.7 | 7.8 | 13.9 | 4.4 | 18.9 | 14.4 | 12.2 | 10 | 11.7 | 6.7 | 20.6 | 17.8 | 8 | 5 | 8.3 | 5.6 | 12.2 | 8.3 | 15.6 | 15 | 15 | 13.9 | 7 | 1 | 16.7 | 16.1 | 21.7 | 17.8 | 8.1 | 6.4 | 12.8 | 11.7 | 17.8 | 16.1 | 4 | 3.4 | 23.9 | 21.8 | 18.9 | 1.7 | 17.4 | 16.3 | 16.1 | 14.4 | 24.2 | 21.3 | 11.1 | -1.1 | 12.2 | 11.7 | 0 | -1.7 | 6.7 | 4.4 | 11.1 | 6.1 | 2.8 | 2.2 | 6.1 | 5.6 | 11.7 | 4.4 | 6.7 | 4
2 | 2 | 2.8 | 0 | 17.2 | 17.2 | 17.8 | 15.6 | 5 | -6.7 | 18.9 | 2.2 | 6 | 4 | 14.6 | 7.4 | 11.1 | 7.2 | 11.8 | 9 | 10 | 7.8 | 8.9 | 6.8 | 7.2 | 3.3 | 6.7 | -6.1 | 18 | 18 | 19.4 | 17.8 | 25 | 25 | 18.7 | 15 | 23.9 | 23.3 | 18.9 | 16.1 | 21.7 | 15.6 | 7.2 | 4.4 | 11.7 | 10 | 8.9 | 7.2 | 7.2 | 5.6 | 11.7 | 4.4 | 14.6 | 12.1 | 20.6 | 20.6 | 20.6 | 19.4 | 19.4 | 14.4 | 0 | -1 | 0 | -5 | 4.3 | 2.8 | 5.6 | 4.4 | 7.8 | 3.9 | 0 | 0 | 8.3 | 2.2 | 8.9 | 2.7 | 12.2 | 11.1 | 17.6 | 11.4 | 14.4 | 13.9 | 17.1 | 15.8 | 10.6 | -1.1 | -0.6 | -3.9 | 13.9 | 13.9 | 12.6 | 9.5 | 13.9 | 12.2 | 5.2 | 4.2 | 11.1 | 7.8 | 9.4 | -8.9 | -0.2 | -1.5 | 7.6 | 0.3 | 3.9 | -0.6 | 11.1 | 8.9 | 14.6 | 5.7 | 17.2 | 14.4 | 11.7 | 9.4 | 10.6 | 6.1 | 20.6 | 17.8 | 7 | 4 | 8.3 | 6 | 12.9 | 8.6 | 15 | 14.4 | 14.4 | 13.3 | 8 | 1 | 17.2 | 17.2 | 21.3 | 17.5 | 8 | 6.3 | 12.2 | 11.1 | 17.8 | 15.6 | 3.7 | 3.1 | 23.9 | 22 | 18.9 | 1.1 | 17.6 | 16.5 | 15.6 | 13.9 | 24.1 | 21.4 | 10.6 | -1.1 | 11.7 | 11.7 | -0.6 | -2.2 | 5.6 | 5 | 12.8 | 6.9 | 1.7 | 1.1 | 7.2 | 6.1 | 10.6 | 4.4 | 5.6 | 2.8
4 | 4 | 3.9 | 1.1 | 21.1 | 19.4 | 18.9 | 16.1 | 9.3 | -4.4 | 20.7 | 3 | 8 | 6 | 14.3 | 7.8 | 12.2 | 7.8 | 12.6 | 9.3 | 10 | 7.8 | 9.4 | 7.3 | 10 | 3.9 | 8.3 | -5 | 20 | 18 | 17.8 | 16.7 | 25.6 | 25 | 19 | 15.1 | 23.9 | 23.3 | 18.9 | 16.1 | 21.7 | 16.1 | 9.4 | 5.6 | 11.7 | 10.6 | 11.1 | 8.9 | 6.7 | 5 | 11.7 | 4.4 | 14.3 | 12 | 21.7 | 21.1 | 21.7 | 20.6 | 20 | 16.1 | 1 | -1 | 2.2 | -3.3 | 6.8 | 4.1 | 7.2 | 6.7 | 7.8 | 4.4 | 1.1 | 1.1 | 9.4 | 2.8 | 8.9 | 1.7 | 13.9 | 12.2 | 17.2 | 12.2 | 15.6 | 13.9 | 16.7 | 15.6 | 11.1 | -0.6 | 1.7 | -2.8 | 13.9 | 13.9 | 15.2 | 10.8 | 14.4 | 12.8 | 5 | 3.9 | 11.7 | 8.9 | 9.4 | -8.3 | -0.4 | -1.5 | 9.1 | 0 | 6.1 | 1.1 | 11.7 | 8.9 | 15.4 | 6.7 | 17.2 | 15 | 11.7 | 9.4 | 11.1 | 5.6 | 20 | 17.8 | 7 | 4 | 8.3 | 6.3 | 13.7 | 9.2 | 16.1 | 15 | 14.4 | 13.3 | 9 | 1 | 17.2 | 16.7 | 21 | 17.2 | 7.8 | 6.1 | 12.2 | 11.1 | 18.9 | 16.1 | 3.3 | 2.8 | 23.9 | 22.2 | 16.7 | 1.1 | 17.8 | 16.7 | 15.6 | 13.9 | 23.9 | 21.7 | 11.1 | -1.1 | 12.2 | 11.7 | 2.2 | -2.2 | 7.2 | 5.6 | 14.4 | 7.2 | 5.6 | 3.9 | 8.3 | 6.7 | 13.3 | 5.6 | 8 | 4.6
5 | 5 | 5.6 | 2.2 | 23.3 | 20.6 | 18.9 | 16.1 | 13.5 | -4.1 | 22.6 | 3.2 | 9 | 7 | 13.9 | 7.8 | 14.4 | 7.8 | 13.3 | 9.4 | 11.7 | 6.1 | 10 | 8.1 | 13.3 | 4.4 | 12.2 | -5 | 24 | 18 | 20.6 | 18.3 | 25.6 | 23.3 | 19.4 | 15 | 24.4 | 23.3 | 20.6 | 16.7 | 23.3 | 16.7 | 12.8 | 5 | 12.8 | 10.6 | 14.4 | 10 | 10 | 8.3 | 11.7 | 5 | 13.9 | 11.7 | 22.8 | 22.2 | 25 | 21.7 | 18.3 | 16.7 | 7 | 3 | 3.9 | -5 | 9.4 | 5.6 | 10.6 | 8.3 | 8.3 | 5 | 4.4 | 1.7 | 11.1 | 3.3 | 9.1 | 2 | 15 | 13.3 | 17.2 | 12.6 | 16.7 | 13.9 | 20.6 | 17.2 | 12.8 | -0.6 | 5 | -1.1 | 15 | 14.4 | 17.8 | 12.2 | 16.1 | 13.3 | 5 | 4 | 13.3 | 9.4 | 13.9 | -7.8 | -0.6 | -1.7 | 10.6 | -1.1 | 9.4 | 0.6 | 12.2 | 10 | 16.1 | 7.8 | 17.2 | 15.6 | 12.2 | 8.9 | 13.3 | 6.7 | 21.1 | 18.3 | 7 | 4 | 8.3 | 6.7 | 14.4 | 9.4 | 17.8 | 15 | 15 | 13.9 | 11 | 1 | 20 | 19.4 | 20.6 | 16.7 | 7.8 | 6 | 13.3 | 11.7 | 21.1 | 17.2 | 5.9 | 3.4 | 25.4 | 22.5 | 22.2 | 1.7 | 19.1 | 17.1 | 16.7 | 14.4 | 24.1 | 21.8 | 13.9 | -1.7 | 12.2 | 12.2 | 4.4 | -1.7 | 8.3 | 6.7 | 16.1 | 7.8 | 8.3 | 5 | 9.4 | 7.2 | 16.7 | 6.1 | 10.4 | 6.4
6 | 5 | 6.7 | 2.2 | 25.6 | 20.6 | 18.3 | 16.1 | 17.8 | -5 | 24.4 | 3.9 | 12 | 7 | 15.9 | 7.4 | 16.7 | 8.3 | 14.4 | 9.5 | 13.9 | 6.1 | 11.1 | 8.5 | 16.1 | 5.6 | 13.9 | -3.9 | 27 | 18 | 23.3 | 19.4 | 26.7 | 23.9 | 22.2 | 16 | 26.7 | 23.3 | 22.2 | 17.2 | 25.6 | 16.7 | 15 | 5 | 14.4 | 10.6 | 17.2 | 8.9 | 12.8 | 9.4 | 11.1 | 6.1 | 16.3 | 13.3 | 25 | 23.9 | 26.7 | 21.1 | 18.9 | 17.2 | 9 | -1 | 4.4 | -6.1 | 10.2 | 6.2 | 13.9 | 8.9 | 10 | 5.6 | 7.2 | 0.6 | 13.9 | 3.3 | 9.2 | 2.3 | 17.8 | 13.9 | 17.2 | 12.6 | 17.8 | 13.3 | 24.4 | 18.6 | 14.4 | -1.1 | 6.1 | -3.9 | 17.2 | 15.6 | 19.3 | 10.1 | 18.3 | 14.4 | 5 | 4 | 16.1 | 10.6 | 16.7 | -7.8 | 0.3 | -1 | 11.9 | -0.5 | 11.1 | 2.8 | 13.3 | 10 | 17.2 | 8.9 | 16.1 | 15.6 | 12.8 | 9.4 | 15.6 | 7.8 | 22.2 | 18.9 | 8 | 4 | 10 | 7.1 | 15.9 | 9.6 | 20 | 16.1 | 15.6 | 13.9 | 13 | 2 | 21.7 | 19.4 | 22.1 | 17.1 | 7.8 | 5.8 | 15.6 | 12.8 | 23.9 | 17.8 | 8.5 | 4 | 26.8 | 22.6 | 24.4 | 2.2 | 20.4 | 17.6 | 19.4 | 13.9 | 24.2 | 21.9 | 17.8 | -2.2 | 13.3 | 12.8 | 5 | -2.8 | 8.9 | 6.1 | 18.5 | 8.8 | 10.6 | 3.9 | 10 | 7.8 | 20.6 | 6.1 | 12.8 | 7.8
8 | 6 | 7.2 | 2.2 | 27.2 | 19.4 | 19.4 | 16.7 | 19.3 | -4.3 | 27.2 | 4.9 | 12 | 7 | 18 | 6.9 | 17.8 | 8.9 | 15.6 | 9.5 | 14.4 | 6.1 | 13.9 | 8.3 | 18.9 | 0.6 | 15 | -3.9 | 28 | 21 | 26.1 | 19.4 | 28.3 | 24.4 | 25 | 16.5 | 27.8 | 23.3 | 24.4 | 17.8 | 26.1 | 16.1 | 17.2 | 5 | 15.6 | 9.4 | 20 | 8.3 | 16.1 | 10 | 11.7 | 6.1 | 18.7 | 14.4 | 18.9 | 18.9 | 27.2 | 21.7 | 20 | 16.7 | 11 | -2 | 6.1 | -5.6 | 10.9 | 6.7 | 15 | 8.3 | 12.2 | 4.4 | 10 | 0 | 15.6 | 4.4 | 9.4 | 2.8 | 20 | 14.4 | 17.2 | 12.8 | 20 | 13.3 | 28.3 | 19.4 | 16.1 | -1.1 | 8.9 | -3.3 | 19.4 | 16.7 | 20.7 | 6.7 | 20.6 | 15.6 | 5 | 3.9 | 17.8 | 10.6 | 18.9 | -7.2 | 1.3 | -0.5 | 13.1 | -0.2 | 14.4 | 2.8 | 15 | 10.6 | 18.3 | 9.7 | 13.3 | 12.8 | 15.6 | 9.4 | 17.8 | 7.8 | 23.3 | 20 | 11 | 5 | 11.6 | 7.2 | 17.4 | 9.6 | 20.6 | 16.1 | 16.1 | 13.9 | 14 | 2 | 23.9 | 19.4 | 23.5 | 16.8 | 7.8 | 5.6 | 17.8 | 13.9 | 26.1 | 16.7 | 11.1 | 3.9 | 28.3 | 22.8 | 25 | 2.2 | 21.7 | 17.8 | 21.1 | 14.4 | 24.4 | 22.2 | 19.4 | -3.3 | 13.9 | 13.3 | 6.1 | -1.1 | 10 | 5.6 | 20.9 | 9.5 | 11.7 | 3.3 | 11.1 | 8.9 | 23.9 | -3.3 | 14.3 | 8.1
12 | 6 | 8.3 | 2.2 | 27.2 | 17.2 | 19.4 | 16.7 | 20.7 | -5.3 | 30 | 6 | 13 | 7 | 20 | 5 | 18.3 | 10 | 16.7 | 9.4 | 15 | 5.6 | 16.1 | 7.8 | 21.7 | -1.1 | 16.7 | -3.3 | 28 | 21 | 27.8 | 18.3 | 29.4 | 23.3 | 27.8 | 16.7 | 28.9 | 23.9 | 25.6 | 17.8 | 27.8 | 16.7 | 18.3 | 5 | 16.1 | 9.4 | 24.4 | 8.3 | 12.8 | 8.9 | 11.7 | 6.1 | 21.1 | 15.6 | 18.9 | 17.8 | 28.3 | 21.7 | 21.1 | 15 | 12 | -2 | 6.7 | -5 | 11.7 | 7.2 | 15.6 | 8.3 | 13.9 | 3.9 | 10.6 | 0.6 | 17.8 | 5.6 | 10.2 | 3.3 | 21.1 | 13.3 | 17.6 | 12.7 | 22.2 | 12.8 | 29.4 | 18.2 | 16.7 | -0.6 | 8.9 | -4.4 | 21.7 | 16.7 | 22.2 | 1.1 | 22.2 | 16.1 | 5.4 | 4.2 | 20 | 10.6 | 20.6 | -6.1 | 2.2 | 0 | 14.4 | 0 | 17.8 | 0.6 | 16.7 | 11.1 | 19.4 | 10.6 | 12.2 | 11.7 | 17.8 | 9.4 | 19.4 | 5.6 | 24.4 | 20.6 | 12 | 7 | 13.3 | 7.2 | 18.9 | 9.4 | 23.3 | 17.2 | 17.2 | 15 | 17 | 3 | 25.6 | 20 | 25 | 16.7 | 8 | 5.7 | 20.6 | 13.3 | 26.7 | 15.6 | 13.1 | 3.8 | 29.2 | 22 | 27.8 | 2.2 | 23.5 | 18.4 | 22.8 | 15 | 25.3 | 22 | 20.6 | -4.4 | 14.4 | 13.9 | 9.4 | -0.6 | 11.7 | 5.6 | 23.3 | 10 | 12.8 | 3.3 | 12.8 | 10 | 24.4 | -4.4 | 15.7 | 8
14 | 6 | 10 | 1.1 | 30 | 17.8 | 19.4 | 16.7 | 22.2 | -6.7 | 32.8 | 7.2 | 13 | 7 | 21.1 | 4.7 | 18.9 | 9.4 | 17.4 | 9.6 | 16.1 | 5.6 | 16.7 | 6.7 | 22.8 | -3.9 | 17.2 | -3.9 | 29 | 21 | 27.8 | 17.2 | 30 | 22.8 | 28.9 | 16.5 | 30 | 24.4 | 27.2 | 17.8 | 28.9 | 16.7 | 18.3 | 5 | 17.8 | 6.7 | 26.1 | 7.2 | 13.9 | 8.3 | 12.2 | 6.7 | 21.3 | 15.6 | 18.9 | 17.8 | 28.3 | 21.7 | 23.3 | 14.4 | 12 | -3 | 8.9 | -5 | 10.9 | 6.9 | 11.7 | 8.3 | 15 | 1.1 | 10.6 | 0 | 20 | 5.6 | 10.9 | 3.9 | 21.7 | 12.8 | 17.9 | 12.8 | 22.8 | 11.7 | 30.6 | 16.6 | 18.3 | -0.6 | 9.4 | -6.1 | 23.9 | 16.1 | 22.6 | 3.7 | 22.8 | 16.1 | 5.7 | 4.2 | 21.7 | 10.6 | 22.8 | -3.3 | 2.9 | 0.1 | 15.5 | -0.2 | 20.6 | 1.1 | 16.1 | 11.1 | 20.3 | 11.3 | 12.8 | 11.7 | 17.8 | 9.4 | 19.4 | 5 | 27.2 | 20.6 | 12 | 7 | 14.2 | 7.1 | 20.7 | 10.8 | 25 | 15.6 | 18.3 | 14.4 | 17 | 2 | 27.2 | 20 | 25.6 | 16.2 | 8.1 | 5.6 | 22.2 | 13.3 | 28.9 | 16.7 | 15.2 | 3.7 | 30.2 | 21.3 | 31.1 | 2.2 | 25.4 | 18.6 | 24.4 | 15.6 | 26.3 | 22 | 21.7 | 5.6 | 15.6 | 14.4 | 10.6 | -1.1 | 13.3 | 5.6 | 24.6 | 9.4 | 13.3 | 3.9 | 16.1 | 10.6 | 25.6 | -6.1 | 17.2 | 7.8
16 | 6 | 9.4 | 2.2 | 30 | 17.8 | 19.4 | 16.7 | 22.8 | -4.6 | 33.9 | 7.1 | 14 | 9 | 22.2 | 4.3 | 19.4 | 9.4 | 18.2 | 9.8 | 16.7 | 4.4 | 17.2 | 7.8 | 25 | -3.3 | 19.4 | -5 | 29 | 21 | 29.4 | 16.1 | 30 | 22.8 | 30 | 15.7 | 31.1 | 23.9 | 27.8 | 16.7 | 29.4 | 16.1 | 19.4 | 4.4 | 18.3 | 5.6 | 26.7 | 8.9 | 15.6 | 7.2 | 12.8 | 6.7 | 21.5 | 15.6 | 22.8 | 19.4 | 27.2 | 21.1 | 25 | 13.3 | 12 | -4 | 10 | -4.4 | 10.2 | 6.6 | 8.9 | 7.8 | 16.1 | 2.8 | 11.7 | 0 | 20.6 | 6.1 | 11.7 | 4.4 | 22.8 | 12.2 | 18.3 | 12.8 | 23.3 | 11.1 | 31.7 | 15 | 20 | 0 | 10.6 | -5 | 25 | 16.7 | 22.9 | 6.2 | 22.2 | 15.6 | 6.1 | 4.4 | 23.3 | 10.6 | 25 | -3.3 | 3.7 | 0.4 | 16.7 | -0.1 | 21.7 | -3.3 | 17.2 | 12.2 | 21.3 | 11.7 | 12.8 | 11.7 | 18.3 | 8.3 | 19.4 | 5 | 28.3 | 20.6 | 13 | 6 | 15.2 | 6.8 | 22.6 | 12 | 26.1 | 16.1 | 20 | 14.4 | 19 | 3 | 27.8 | 19.4 | 26.1 | 15.8 | 8.3 | 5.6 | 23.3 | 13.3 | 28.3 | 15.6 | 17.2 | 2.8 | 31.1 | 20 | 32.2 | 2.2 | 27.2 | 18.9 | 25.6 | 15.6 | 27.2 | 21.7 | 23.3 | 6.1 | 16.1 | 14.4 | 12.8 | 1.7 | 12.8 | 4.4 | 25.9 | 8.9 | 13.9 | 3.9 | 17.2 | 9.4 | 26.1 | -5.6 | 18.9 | 6.1
17 | 5 | 10.6 | 1.1 | 30 | 18.3 | 20 | 17.2 | 23.3 | -4.2 | 35 | 6.4 | 14 | 7 | 23.3 | 3.3 | 19.4 | 10.6 | 18.9 | 10 | 15.6 | 5.6 | 17.2 | 7.8 | 25.6 | -3.3 | 19.4 | -4.4 | 29 | 21 | 29.4 | 16.7 | 27.8 | 24.4 | 31.1 | 15 | 31.1 | 23.9 | 28.3 | 16.1 | 27.8 | 16.1 | 20.6 | 4.4 | 19.4 | 6.1 | 27.2 | 8.3 | 17.2 | 6.1 | 15.6 | 7.8 | 21.7 | 15.6 | 26.1 | 21.7 | 20 | 17.2 | 24.4 | 13.3 | 13 | -2 | 11.7 | -7.2 | 9.4 | 6.1 | 12.8 | 10 | 16.1 | 0 | 12.2 | -0.6 | 21.7 | 6.1 | 11.1 | 4.6 | 23.3 | 11.7 | 18.3 | 12.8 | 23.9 | 11.1 | 31.9 | 14.1 | 21.1 | 0.6 | 11.1 | -4.4 | 25.6 | 16.7 | 23.3 | 8.3 | 22.8 | 16.1 | 7.6 | 4.9 | 22.2 | 10 | 26.1 | -2.2 | 4.4 | 0.6 | 17.8 | -0.6 | 23.3 | -2.2 | 20 | 13.3 | 22.2 | 12.2 | 15 | 12.2 | 18.9 | 9.4 | 20 | 5 | 30 | 20.6 | 14 | 7 | 16.1 | 6.1 | 24.4 | 13.3 | 29.4 | 15.6 | 20 | 13.9 | 20 | 6 | 27.8 | 19.4 | 26.7 | 15 | 8.5 | 6.1 | 24.4 | 12.8 | 27.8 | 15.6 | 18.5 | 2.4 | 30.9 | 20.5 | 33.3 | 2.8 | 27.8 | 18.8 | 26.7 | 16.1 | 27.8 | 21.8 | 24.4 | 4.4 | 17.2 | 15.6 | 13.3 | 0 | 13.9 | 4.4 | 27.2 | 7.8 | 14.4 | 3.9 | 20 | 9.4 | 25.6 | -5.6 | 20.5 | 2.8
19 | 6 | 12.8 | 0.6 | 31.1 | 17.8 | 20 | 16.7 | 23.9 | -3.3 | 36.1 | 6.7 | 14 | 7 | 23.9 | 3.3 | 19.4 | 11.1 | 18.5 | 9.9 | 16.1 | 5.6 | 16.7 | 6.7 | 26.1 | -3.3 | 20.6 | -5 | 27 | 22 | 29.4 | 16.7 | 29.4 | 23.9 | 31.1 | 13.9 | 31.1 | 23.9 | 28.9 | 15.6 | 28.9 | 16.7 | 20.6 | 3.9 | 20.6 | 5 | 27.2 | 3.9 | 18.3 | 3.9 | 15.6 | 8.3 | 22.8 | 15.9 | 27.2 | 19.4 | 19.4 | 17.8 | 25 | 6.7 | 13 | -2 | 11.7 | -4.4 | 8.7 | 6.3 | 15.6 | 7.2 | 17.2 | 0 | 12.2 | -0.6 | 22.2 | 6.7 | 10.6 | 5 | 23.9 | 12.8 | 18.3 | 12.8 | 24.4 | 10 | 32 | 13.3 | 22.2 | 0 | 11.7 | -4.4 | 25.6 | 16.7 | 22.6 | 8.4 | 22.2 | 16.1 | 9.1 | 5.3 | 23.3 | 9.4 | 26.7 | -3.3 | 4.2 | 0.9 | 18.3 | -0.4 | 25.6 | -3.3 | 22.2 | 13.9 | 21.8 | 11.8 | 17.2 | 12.8 | 19.4 | 10.6 | 20.6 | 6.1 | 30.6 | 20.6 | 14 | 6 | 16.3 | 5.3 | 24.8 | 12.8 | 26.1 | 11.7 | 21.7 | 14.4 | 21 | 6 | 28.9 | 19.4 | 27.6 | 14.6 | 8.7 | 6.7 | 24.4 | 11.7 | 28.9 | 16.1 | 19.8 | 1.3 | 30.8 | 21.3 | 34.4 | 2.8 | 28.3 | 18.4 | 26.7 | 16.1 | 28.3 | 22.1 | 25 | 1.7 | 18.3 | 16.1 | 14.4 | 2.2 | 15.6 | 4.4 | 27.4 | 7.8 | 15.6 | 3.9 | 20.6 | 9.4 | 26.1 | -5.6 | 22.2 | -1.7
20 | 4 | 11.7 | -1.1 | 30 | 18.3 | 20 | 16.7 | 23.9 | -3.8 | 36.3 | 5.6 | 14 | 7 | 24.4 | 2.5 | 19.4 | 11.1 | 18.2 | 9.6 | 16.1 | 6.1 | 16.7 | 6.1 | 26.7 | -1.1 | 21.1 | -5.6 | 27 | 23 | 28.9 | 17.2 | 26.1 | 20 | 31.1 | 13 | 32.2 | 24.4 | 29.4 | 15.6 | 27.8 | 16.1 | 21.1 | 4.4 | 21.1 | 5.6 | 26.7 | 7.8 | 18.9 | 2.8 | 16.1 | 8.9 | 23.9 | 16 | 27.2 | 20 | 20.6 | 18.3 | 23.9 | 6.1 | 13 | -3 | 10.6 | -4.4 | 7.9 | 6.5 | 16.1 | 7.2 | 16.1 | 2.8 | 11.7 | -1.1 | 23.3 | 7.2 | 10 | 5 | 22.8 | 12.2 | 18.3 | 12.8 | 24.4 | 10.6 | 32.2 | 12.8 | 22.2 | 0 | 12.8 | -5.6 | 26.1 | 16.1 | 21.8 | 8.4 | 23.3 | 16.7 | 10.6 | 5.6 | 23.3 | 9.4 | 28.3 | -5 | 4.1 | 1.5 | 18.9 | 0 | 25 | -1.7 | 21.7 | 13.9 | 21.5 | 11.6 | 18.3 | 12.2 | 18.9 | 10.6 | 21.1 | 5 | 30.6 | 20.6 | 16 | 6 | 16.5 | 3.9 | 25.2 | 12.5 | 21.1 | 17.8 | 21.7 | 12.8 | 21 | 7 | 29.4 | 18.3 | 28.5 | 13.6 | 8.9 | 7.2 | 25 | 12.2 | 28.9 | 16.1 | 21.1 | 0.6 | 30.6 | 21.7 | 34.4 | 4.4 | 28.9 | 18.3 | 26.7 | 16.1 | 28.9 | 22.2 | 26.1 | 0 | 18.9 | 16.7 | 15.6 | 2.2 | 16.1 | 3.9 | 27.6 | 7.5 | 13.9 | 2.8 | 21.7 | 8.9 | 26.7 | -4.4 | 20.5 | 0.3
21 | 4 | 11.7 | -0.6 | 29.4 | 17.8 | 20.6 | 16.7 | 23.9 | -5.5 | 36.5 | 5.7 | 14 | 8 | 25 | 2.2 | 18.9 | 11.7 | 17.8 | 9.4 | 15.6 | 5 | 15 | 6.1 | 26.1 | -0.6 | 21.7 | -6.1 | 27 | 23 | 28.3 | 16.7 | 25 | 21.7 | 31.1 | 11.7 | 31.7 | 24.4 | 30.6 | 15.6 | 27.8 | 16.7 | 21.1 | 4.4 | 20 | 4.4 | 26.1 | 7.2 | 18.3 | 1.7 | 16.1 | 8.9 | 25 | 16.1 | 27.2 | 20.6 | 21.1 | 18.9 | 22.2 | 5.6 | 14 | -5 | 10.6 | -3.9 | 7.2 | 6.7 | 15 | 5.6 | 16.1 | 3.3 | 12.2 | -1.7 | 23.3 | 7.2 | 9.4 | 5.6 | 23.9 | 10.6 | 18.3 | 12.8 | 25 | 10.6 | 31.5 | 13.3 | 20.6 | -0.6 | 13.3 | -7.2 | 25.6 | 16.1 | 21.1 | 8.3 | 23.3 | 16.1 | 10.4 | 5 | 22.8 | 10.6 | 27.8 | -5 | 3.9 | 1.7 | 19.4 | 0 | 25 | 0 | 22.2 | 13.9 | 21.1 | 11.1 | 17.8 | 12.2 | 18.9 | 10 | 21.1 | 5 | 30.6 | 19.4 | 16 | 4 | 16.7 | 2.8 | 25.6 | 11.7 | 25 | 15.6 | 21.7 | 12.8 | 21 | 8 | 28.3 | 20 | 29.4 | 12.8 | 8.9 | 7.2 | 24.4 | 11.7 | 28.9 | 16.1 | 21.3 | -0.1 | 29.5 | 22 | 32.8 | 2.8 | 28.3 | 18.4 | 26.1 | 16.1 | 28.9 | 22.2 | 25.6 | -4.4 | 21.1 | 17.2 | 16.1 | 2.8 | 16.1 | 3.9 | 27.8 | 7.8 | 14.4 | 3.9 | 22.2 | 8.9 | 25.6 | -6.1 | 18.9 | 1.9
21 | 2 | 11.7 | -0.6 | 28.3 | 18.3 | 20.6 | 16.1 | 23.9 | -7.2 | 36.7 | 5 | 14 | 7 | 23.7 | 3.6 | 18.3 | 11.7 | 16.5 | 9.5 | 15 | 4.4 | 14.4 | 6.8 | 25 | -2.2 | 22.2 | -6.1 | 27 | 22 | 27.2 | 18.9 | 25.6 | 21.7 | 29.8 | 12.3 | 30.6 | 24.4 | 29.4 | 15.6 | 27.8 | 16.7 | 21.1 | 3.3 | 20.6 | 4.4 | 25.6 | 7.2 | 17.8 | 0.6 | 17.2 | 8.9 | 24.8 | 16 | 27.2 | 20.6 | 23.3 | 19.4 | 20.6 | 3.9 | 14 | -4 | 9.4 | -2.8 | 7.2 | 6.8 | 15 | 3.9 | 14.4 | 1.7 | 12.8 | -1.7 | 23.3 | 7.2 | 8.9 | 6.2 | 22.8 | 12.8 | 18.3 | 12.8 | 24.4 | 10 | 30.7 | 13.5 | 21.1 | -1.7 | 12.8 | -3.9 | 25 | 16.7 | 20.5 | 10.3 | 22.2 | 16.1 | 10.2 | 4.6 | 23.3 | 8.3 | 27.8 | -3.3 | 3.5 | 1.4 | 18.7 | 0.3 | 23.3 | 1.1 | 21.1 | 13.3 | 19.6 | 11.4 | 16.1 | 12.2 | 18.9 | 9.4 | 21.1 | 4.4 | 30 | 20 | 16 | 6 | 16.1 | 2.9 | 24.5 | 12.5 | 25 | 11.7 | 22.2 | 13.9 | 22 | 9 | 28.3 | 20.6 | 28.1 | 12.9 | 8.9 | 7.2 | 24.4 | 14.4 | 26.7 | 17.8 | 21.5 | -0.4 | 28.3 | 22.1 | 31.7 | 2.8 | 27.8 | 18.2 | 25.6 | 16.1 | 28.9 | 22.2 | 25.6 | -5 | 21.1 | 17.2 | 17.2 | 3.3 | 15.6 | 3.9 | 25.9 | 8.9 | 15.6 | 3.3 | 21.7 | 7.8 | 25.6 | -5 | 17.2 | 2.8
20 | 3 | 11.7 | -0.6 | 27.8 | 18.3 | 19.4 | 16.7 | 20.6 | -3.4 | 35.2 | 3.7 | 14 | 7 | 22.4 | 4.5 | 17.2 | 11.7 | 15.2 | 9.6 | 13.3 | 5.6 | 12.8 | 6.4 | 25 | -1.7 | 21.7 | -6.1 | 26 | 22 | 26.7 | 19.4 | 26.7 | 21.1 | 28.5 | 12.8 | 28.9 | 23.9 | 28.9 | 15.6 | 26.1 | 16.7 | 20.6 | 2.2 | 20.6 | 4.4 | 23.9 | 7.2 | 16.7 | 0.6 | 16.7 | 9.4 | 24.6 | 15.8 | 26.1 | 21.1 | 22.8 | 18.3 | 19.4 | 4.4 | 14 | -2 | 8.3 | -1.1 | 7.2 | 7.1 | 14.4 | 2.2 | 13.9 | 0 | 12.2 | -1.7 | 22.8 | 7.2 | 8.3 | 6.7 | 21.7 | 11.7 | 18.3 | 12.8 | 23.3 | 10.6 | 30 | 14.4 | 18.9 | -1.7 | 10 | -1.7 | 23.3 | 16.7 | 20 | 12 | 22.2 | 17.2 | 10 | 3.9 | 22.2 | 7.8 | 27.8 | -3.9 | 3.2 | 0.9 | 17.9 | 0.5 | 21.7 | 1.7 | 21.7 | 13.9 | 18.2 | 11.3 | 16.1 | 10 | 17.2 | 8.9 | 20 | 3.9 | 28.3 | 20.6 | 15 | 4 | 15.6 | 3.4 | 23.3 | 12.9 | 24.4 | 8.3 | 21.1 | 12.2 | 21 | 11 | 26.7 | 19.4 | 26.9 | 12.6 | 8.9 | 7.2 | 23.9 | 13.3 | 25.6 | 18.3 | 21.7 | -1.1 | 27.2 | 22.2 | 30.6 | 2.8 | 27.2 | 18.3 | 25 | 16.1 | 28.9 | 22.2 | 24.4 | -3.3 | 20.6 | 17.2 | 15 | 3.3 | 15.6 | 3.3 | 24.1 | 9.7 | 14.4 | 3.9 | 21.1 | 7.2 | 23.9 | -1.7 | 15.4 | 4.5
19 | 4 | 11.1 | -1.1 | 25 | 16.1 | 19.4 | 17.2 | 17.2 | -1.7 | 33.7 | 3.5 | 13 | 8 | 21.1 | 5 | 15.6 | 11.7 | 13.9 | 9.4 | 12.2 | 5 | 12.2 | 6.7 | 22.2 | 0 | 20.6 | -6.7 | 25 | 22 | 25.6 | 18.3 | 25.6 | 21.7 | 27.2 | 13.3 | 22.8 | 21.7 | 28.3 | 16.1 | 25 | 16.7 | 18.9 | 3.3 | 20.6 | 3.3 | 20.6 | 6.1 | 15 | 1.7 | 16.1 | 8.9 | 24.4 | 15.6 | 24.4 | 21.1 | 22.2 | 19.4 | 18.3 | 3.3 | 13 | -3 | 7.8 | -1.1 | 7.2 | 7.2 | 12.8 | 2.2 | 11.7 | -1.7 | 11.1 | -2.2 | 20.6 | 5.6 | 7.9 | 6.2 | 20.6 | 11.1 | 17.8 | 12.3 | 21.7 | 11.1 | 26.9 | 15.9 | 16.1 | -2.2 | 11.1 | -4.4 | 21.1 | 17.2 | 19.4 | 13.3 | 21.1 | 16.7 | 8.3 | 4 | 21.1 | 8.9 | 26.1 | -5 | 2.8 | 0.6 | 17.2 | 0.6 | 18.9 | 1.7 | 20.6 | 13.9 | 16.7 | 11.1 | 14.4 | 7.8 | 16.7 | 8.9 | 18.9 | 3.3 | 26.7 | 18.9 | 14 | 4 | 15 | 3.3 | 22.2 | 13.3 | 22.8 | 6.7 | 20 | 13.9 | 19 | 9 | 25 | 19.4 | 25.6 | 12.2 | 8.7 | 7.2 | 23.9 | 12.8 | 23.3 | 17.2 | 20.2 | -0.9 | 26.7 | 22.3 | 28.9 | 2.2 | 26.5 | 18.4 | 23.3 | 16.1 | 28 | 22.5 | 23.3 | 0.6 | 20 | 17.2 | 13.9 | 3.9 | 14.4 | 3.9 | 22.2 | 10 | 12.2 | 3.9 | 20.6 | 7.2 | 20 | 9.4 | 13.5 | 5.7
17 | 4 | 10.6 | 0 | 20 | 20 | 20 | 17.2 | 13.9 | -1.7 | 32.2 | 2.8 | 13 | 8 | 19.6 | 4.9 | 15.6 | 10.6 | 13 | 9.5 | 11.1 | 5.6 | 10.6 | 6.9 | 21.1 | -0.6 | 17.8 | -7.2 | 24 | 21 | 25 | 17.8 | 25 | 23.3 | 25.2 | 15.8 | 22.2 | 21.7 | 27.8 | 15.6 | 24.4 | 17.2 | 16.7 | 3.3 | 18.3 | 5 | 17.8 | 7.2 | 12.8 | 1.7 | 14.4 | 8.9 | 22.4 | 15.8 | 23.9 | 21.1 | 21.1 | 18.9 | 17.8 | 3.3 | 12 | -5 | 6.7 | -1.1 | 7 | 7 | 10 | 0.6 | 10 | -1.7 | 8.9 | 0 | 18.9 | 5 | 7.6 | 5.9 | 17.8 | 11.1 | 17.2 | 11.7 | 20 | 11.1 | 23.7 | 16.8 | 14.4 | -3.9 | 8.9 | -2.8 | 21.1 | 13.9 | 19 | 12.3 | 18.3 | 17.2 | 6.7 | 3.7 | 18.9 | 9.4 | 24.4 | -4.4 | 2.4 | 0.4 | 16.1 | 2.5 | 17.2 | 1.7 | 20 | 13.9 | 15.6 | 11.4 | 12.8 | 8.3 | 16.1 | 8.3 | 16.1 | 2.8 | 25 | 19.4 | 12 | 3 | 13.3 | 3.1 | 20.5 | 13.3 | 20.6 | 5.6 | 19.4 | 13.9 | 18 | 9 | 22.2 | 19.4 | 22.8 | 14.1 | 8.5 | 7.3 | 21.1 | 14.4 | 22.2 | 17.2 | 18.7 | -1 | 26.1 | 22.2 | 27.8 | 2.8 | 25.7 | 18.4 | 21.7 | 16.1 | 27 | 22.6 | 21.1 | -1.1 | 17.8 | 16.7 | 12.2 | 3.9 | 13.3 | 4.4 | 19.8 | 8.2 | 8.9 | 4.4 | 19.4 | 7.2 | 18.3 | 0 | 11.7 | 6.1
13 | 3 | 10.6 | 1.1 | 20.6 | 20.6 | 20 | 17.8 | 11.9 | -1.7 | 30 | 2.3 | 13 | 7 | 18.2 | 5.1 | 15 | 11.1 | 12 | 9.4 | 10.6 | 5.6 | 10 | 7 | 21.1 | -2.2 | 15.6 | -6.1 | 24 | 21 | 24.4 | 17.2 | 24.4 | 23.3 | 23.1 | 17.4 | 23.3 | 22.2 | 26.7 | 16.7 | 23.9 | 17.2 | 16.1 | 3.3 | 16.7 | 3.3 | 17.8 | 6.7 | 10.6 | 2.2 | 13.3 | 8.9 | 20.3 | 15.3 | 23.9 | 21.7 | 21.7 | 19.4 | 17.2 | 3.3 | 9 | -3 | 6.7 | 0 | 6.9 | 6.9 | 8.9 | 1.1 | 8.3 | -1.1 | 6.7 | 2.2 | 16.7 | 3.9 | 7.2 | 5.6 | 16.7 | 10.6 | 16.7 | 11.1 | 18.9 | 10.6 | 20.6 | 16.7 | 12.2 | -5 | 7.8 | -3.3 | 19.4 | 13.3 | 18.7 | 11.3 | 18.3 | 17.2 | 5 | 3.3 | 17.8 | 8.9 | 23.3 | -5 | 2.1 | 0.6 | 15 | 3.5 | 15.6 | 2.2 | 19.4 | 13.9 | 14.4 | 11.2 | 12.2 | 7.8 | 15 | 7.8 | 15 | 2.2 | 24.4 | 20.6 | 9 | 2 | 11.7 | 3 | 18.9 | 13.1 | 18.9 | 7.8 | 18.9 | 12.8 | 19 | 10 | 21.7 | 19.4 | 20 | 15 | 8.3 | 7.2 | 19.4 | 15.6 | 22.8 | 17.2 | 17.2 | -1.7 | 25.6 | 22.2 | 25.6 | 3.3 | 25 | 18.3 | 21.1 | 16.1 | 26.1 | 22.8 | 17.2 | 0 | 17.8 | 16.7 | 10 | 3.3 | 12.8 | 5 | 17.4 | 6.3 | 8.3 | 3.3 | 17.8 | 8.3 | 16.7 | 0 | 11.1 | 6.3
11 | 4 | 10 | 1.1 | 20.6 | 18.9 | 20 | 17.8 | 9.8 | -1.9 | 27.8 | 2.1 | 13 | 8 | 16.7 | 4.4 | 15 | 10.6 | 11.1 | 9.4 | 10.6 | 6.1 | 8.3 | 7 | 20.6 | -1.1 | 15.6 | -6.7 | 24 | 22 | 24.4 | 18.3 | 25.6 | 24.4 | 21.1 | 18.3 | 23.3 | 21.7 | 26.1 | 16.7 | 23.3 | 17.2 | 13.3 | 3.9 | 13.3 | 2.8 | 13.9 | 7.2 | 8.9 | 1.7 | 13.3 | 8.9 | 18.3 | 15 | 22.8 | 21.7 | 22.2 | 20 | 16.7 | 3.9 | 8 | -3 | 6.7 | -1.1 | 6.7 | 6.7 | 7.8 | 1.1 | 7.2 | 0 | 5 | 3.3 | 15.6 | 2.2 | 7 | 5.3 | 15.6 | 10 | 16.7 | 12.7 | 17.8 | 10.6 | 20.2 | 16.5 | 11.1 | -7.2 | 6.1 | -3.3 | 18.3 | 13.3 | 18.3 | 10 | 18.3 | 17.8 | 4.4 | 2.9 | 16.7 | 9.4 | 20.6 | -5 | 1.7 | 0.6 | 13.9 | 4.4 | 12.8 | 2.8 | 18.3 | 12.8 | 13.3 | 11.1 | 10 | 7.2 | 15 | 7.8 | 13.3 | 2.2 | 24.4 | 21.1 | 7 | 3 | 10 | 2.2 | 17.2 | 12.8 | 17.2 | 7.8 | 16.7 | 13.3 | 16 | 11 | 21.1 | 19.4 | 17.2 | 15 | 7.9 | 6.7 | 17.8 | 15 | 22.2 | 18.3 | 15 | -0.6 | 25.6 | 22.5 | 24.4 | 3.3 | 24.6 | 18.8 | 21.1 | 16.1 | 25 | 20.5 | 16.1 | 0.6 | 16.1 | 15.6 | 8.9 | 3.9 | 11.7 | 5.6 | 15 | 4.4 | 7.8 | 2.2 | 16.1 | 9.4 | 15.6 | -0.6 | 10.6 | 6.2
12 | 4 | 9.4 | 0 | 20 | 18.3 | 19.4 | 17.2 | 7.8 | -2.8 | 25.6 | 1.7 | 10 | 7 | 15.6 | 5.5 | 14.4 | 10.6 | 11.3 | 9.4 | 10 | 6.1 | 8.3 | 7.1 | 18.9 | -0.6 | 13.3 | -7.2 | 24 | 22 | 23.3 | 18.9 | 25.6 | 25 | 21.7 | 19.3 | 23.3 | 22.2 | 25 | 17.2 | 22.8 | 17.2 | 12.2 | 3.9 | 11.7 | 3.3 | 11.7 | 6.1 | 7.2 | 1.1 | 14.4 | 8.9 | 17.8 | 14.7 | 22.8 | 21.7 | 21.7 | 20 | 16.1 | 3.9 | 8 | -4 | 6.7 | -1.1 | 6.9 | 6.9 | 6.7 | 1.7 | 6.7 | 0.6 | 3.9 | 2.2 | 14.4 | 1.1 | 6.9 | 5.2 | 15 | 10 | 16.7 | 13.8 | 17.8 | 10.6 | 19.8 | 16.3 | 8.9 | -7.2 | 6.1 | -3.3 | 17.8 | 13.9 | 18.7 | 10.6 | 19.4 | 17.2 | 3.9 | 2.7 | 16.1 | 9.4 | 18.3 | -5 | 1.7 | 1 | 13.2 | 4.1 | 12.2 | 1.7 | 17.2 | 12.8 | 13.3 | 11.4 | 10 | 6.1 | 12.8 | 8.9 | 10.6 | 2.8 | 23.9 | 21.1 | 7 | 3 | 9.1 | 2.9 | 15.7 | 12.3 | 15.6 | 7.8 | 15.6 | 13.3 | 17 | 9 | 21.1 | 19.4 | 16.5 | 14.9 | 7.6 | 6.1 | 17.8 | 15 | 21.7 | 17.8 | 12.8 | -0.4 | 25.6 | 22.7 | 23.9 | 3.3 | 24.3 | 19.2 | 20 | 16.1 | 23.9 | 18.1 | 16.7 | -0.6 | 16.1 | 15.6 | 10 | 3.9 | 10.6 | 6.1 | 14.4 | 4.4 | 6.7 | 1.7 | 15.6 | 10 | 15 | -1.1 | 10 | 6.1
13 | 2 | 9.4 | 1.7 | 19.4 | 17.2 | 19.4 | 17.2 | 6.9 | -2.5 | 26 | 3.3 | 9 | 7 | 14.4 | 5.8 | 14.4 | 10.6 | 11.5 | 9.4 | 9.4 | 5.6 | 8.3 | 7.1 | 15.6 | 0.6 | 10 | -6.1 | 23 | 22 | 22.8 | 18.9 | 25.6 | 25 | 22.2 | 20.1 | 23.3 | 22.8 | 21.7 | 17.2 | 22.8 | 17.2 | 11.7 | 3.3 | 12.2 | 3.3 | 10.6 | 7.2 | 6.1 | 1.7 | 13.9 | 9.4 | 17.2 | 14.3 | 22.2 | 21.7 | 21.7 | 20.6 | 16.1 | 3.3 | 7 | -5 | 6.6 | 0 | 7 | 7 | 5 | 1.7 | 5.6 | 1.1 | 1.7 | 0 | 12.8 | 1.1 | 6.7 | 5 | 15.6 | 9.4 | 16.7 | 15 | 16.7 | 11.1 | 19.4 | 16.1 | 8.3 | -8.3 | 5.6 | -2.8 | 17.2 | 14.4 | 19 | 10.8 | 19.4 | 16.7 | 3.3 | 2.2 | 15.6 | 9.4 | 17.8 | -5 | 1.7 | 1.3 | 12.4 | 3.9 | 8.9 | 1.7 | 16.7 | 12.8 | 13.3 | 11.6 | 8.9 | 6.1 | 11.7 | 8.9 | 8.9 | 2.8 | 23.9 | 20.6 | 6 | 3 | 8.1 | 3 | 14.3 | 11.8 | 14.4 | 7.8 | 15.6 | 13.3 | 16 | 10 | 20 | 19.4 | 15.7 | 14.8 | 7.2 | 5.6 | 17.2 | 15 | 21.1 | 17.8 | 10.6 | -0.6 | 25.6 | 22.8 | 22.8 | 3.3 | 23.9 | 19.4 | 19.4 | 16.7 | 22.8 | 15.6 | 13.3 | 1.1 | 16.1 | 15.6 | 11.7 | 2.8 | 10.6 | 6.1 | 13.9 | 4.5 | 6.1 | 2.2 | 15.6 | 8.9 | 13.3 | -1.1 | 9.4 | 5.4
13 | 3 | 8.3 | 1.7 | 18.9 | 17.8 | 19.4 | 17.2 | 5.9 | -2.8 | 26.3 | 4.7 | 9 | 7 | 13.3 | 6.1 | 13.9 | 11.1 | 11.7 | 9.4 | 10 | 5.6 | 7.8 | 7 | 15 | 0.6 | 11.1 | -6.1 | 23 | 22 | 22.2 | 18.9 | 25.6 | 23.9 | 22.8 | 21.1 | 23.3 | 21.7 | 20.6 | 17.2 | 22.2 | 17.8 | 10.6 | 3.9 | 10.6 | 3.3 | 10.6 | 7.2 | 5.6 | 1.1 | 14.4 | 9.4 | 16.7 | 13.9 | 22.8 | 21.7 | 21.7 | 20.6 | 15 | 3.3 | 7 | -3 | 6.5 | 0.8 | 7.2 | 7.2 | 3.9 | 1.1 | 4.4 | 1.1 | 2.2 | -1.1 | 12.2 | 1.7 | 6.1 | 4.8 | 14.4 | 9.4 | 16.3 | 15 | 15.6 | 11.7 | 18.5 | 16 | 7.8 | -8.9 | 4.4 | -3.9 | 16.7 | 14.4 | 19.4 | 11.1 | 17.8 | 16.1 | 2.4 | 1.5 | 14.4 | 7.8 | 16.1 | -5 | 1.7 | 1.7 | 11.7 | 3.3 | 7.2 | 1.1 | 16.1 | 12.8 | 13.3 | 11.7 | 8.9 | 5.6 | 8.3 | 7.8 | 7.8 | 2.8 | 24.4 | 20 | 6 | 3 | 7.2 | 3.3 | 12.8 | 11.1 | 12.8 | 9.4 | 15 | 13.3 | 16 | 10 | 19.4 | 18.9 | 15 | 14.4 | 7 | 5.5 | 16.1 | 14.4 | 20 | 18.9 | 10 | -0.4 | 25.6 | 22.9 | 21.7 | 3.3 | 23.2 | 19.6 | 18.9 | 16.7 | 21.3 | 16.3 | 13.9 | 0 | 16.7 | 16.1 | 12.8 | 2.8 | 10.6 | 4.4 | 13.3 | 4.4 | 5.6 | 4.4 | 15 | 7.2 | 11.1 | 0 | 8.9 | 4.7
12 | 3 | 8.3 | 1.7 | 18.9 | 17.8 | 18.9 | 16.7 | 5 | -3.3 | 26.7 | 6.1 | 8 | 6 | 12.8 | 6.4 | 13.9 | 11.7 | 11.5 | 9.3 | 8.9 | 5.6 | 6.1 | 6.1 | 12.2 | 1.7 | 10 | -5.6 | 23 | 22 | 21.7 | 18.3 | 25.6 | 24.4 | 21.9 | 20.6 | 23.3 | 22.8 | 20.6 | 16.7 | 21.7 | 17.8 | 10 | 3.9 | 10.6 | 3.3 | 9.4 | 6.1 | 4.4 | 1.1 | 13.3 | 9.4 | 16.1 | 13.6 | 22.8 | 21.7 | 21.1 | 20 | 15 | 3.3 | 5 | -3 | 6.4 | 1.7 | 7.2 | 7.2 | 4.4 | 1.7 | 3.9 | 1.1 | 1.1 | 0.6 | 11.1 | 2.8 | 5.6 | 4.7 | 15.6 | 8.9 | 16 | 15.2 | 14.4 | 11.7 | 17.6 | 15.8 | 5.6 | -8.3 | 3.9 | -3.3 | 15 | 14.4 | 19 | 11.1 | 17.8 | 16.1 | 1.5 | 0.8 | 13.9 | 7.8 | 13.3 | -5 | 1.3 | 1.1 | 10.8 | 3.6 | 5.6 | 0.6 | 15.6 | 12.8 | 13.7 | 11.8 | 7.2 | 5.6 | 10 | 8.3 | 7.8 | 2.8 | 24.4 | 20 | 4 | 2 | 7.2 | 3.4 | 12.6 | 10.9 | 11.7 | 8.3 | 13.3 | 12.8 | 16 | 10 | 19.4 | 18.9 | 14.3 | 13.9 | 6.9 | 5.7 | 16.1 | 14.4 | 19.4 | 18.9 | 9.5 | -0.3 | 25.6 | 22.9 | 20 | 3.3 | 22.4 | 19.4 | 18.3 | 16.7 | 19.8 | 16.5 | 13.9 | 0 | 16.1 | 15.6 | 13.3 | 3.9 | 10 | 5 | 12.9 | 4.4 | 6.1 | 3.9 | 14.4 | 5.6 | 9.4 | -1.1 | 8.3 | 3.9
11 | 4 | 7.8 | 2.2 | 18.9 | 17.2 | 18.9 | 16.7 | 4.1 | -3.2 | 24.5 | 6.3 | 8 | 7 | 12.2 | 6.7 | 13.3 | 10 | 11.3 | 9.1 | 8.3 | 5 | 7.2 | 7.1 | 12.2 | 1.7 | 9.4 | -5.6 | 23 | 21 | 20 | 17.8 | 25.6 | 24.4 | 20.9 | 20.1 | 23.3 | 22.8 | 20.6 | 17.8 | 21.1 | 18.3 | 10 | 3.3 | 11.1 | 2.8 | 8.9 | 6.7 | 4.4 | 1.1 | 13.3 | 9.4 | 15.6 | 13.3 | 22.2 | 21.7 | 20.6 | 20 | 14.4 | 2.2 | 4 | -3 | 6.3 | 2.6 | 7.2 | 7.2 | 3.3 | 1.1 | 3.9 | 1.1 | 0 | 0 | 11.7 | 2.8 | 5 | 4.4 | 13.3 | 9.4 | 15.6 | 15 | 13.3 | 11.7 | 16.7 | 15.6 | 5.6 | -5.6 | 3.9 | -3.3 | 16.1 | 14.4 | 18.7 | 10.8 | 17.8 | 16.1 | 0.6 | 0 | 13.9 | 7.2 | 11.7 | -5 | 1 | 0.6 | 9.8 | 3.3 | 5 | 0.6 | 15 | 12.8 | 14 | 11.7 | 7.2 | 5 | 9.4 | 7.2 | 7.8 | 3.3 | 23.9 | 20 | 6 | 1 | 7.2 | 3.6 | 12.4 | 10.3 | 12.2 | 7.2 | 12.8 | 11.7 | 17 | 11 | 19.4 | 19.4 | 13.5 | 12.9 | 6.7 | 5.6 | 16.1 | 13.9 | 19.4 | 18.9 | 8.9 | -0.6 | 25.6 | 22.8 | 19.4 | 3.3 | 21.7 | 19.4 | 18.3 | 16.7 | 18.3 | 16.7 | 14.4 | 1.1 | 15.6 | 15 | 13.9 | 4.4 | 10 | 4.4 | 12.6 | 4.6 | 6.1 | 2.8 | 13.3 | 4.4 | 9.4 | -0.6 | 7.9 | 4.1
11 | 4 | 6.7 | 2.2 | 18.9 | 17.8 | 18.9 | 16.7 | 3.1 | -3.7 | 22.2 | 6.5 | 7 | 6 | 11.7 | 6.7 | 13.3 | 10 | 11.1 | 8.9 | 8.9 | 5.6 | 8.3 | 7.1 | 10 | 3.3 | 8.9 | -5.6 | 23 | 22 | 21.7 | 18.3 | 26.1 | 24.4 | 20 | 19.4 | 23.3 | 20 | 20 | 17.2 | 20.6 | 18.3 | 8.3 | 3.9 | 9.4 | 2.8 | 7.8 | 5.6 | 2.8 | 0.6 | 11.7 | 8.3 | 15 | 12.8 | 22.2 | 21.7 | 20 | 18.9 | 14.4 | 1.7 | 4 | -3 | 6.2 | 3.2 | 7.2 | 7.2 | 3.3 | 1.7 | 3.9 | 1.7 | 0.6 | -5 | 10.6 | 2.8 | 5.4 | 4.8 | 13.3 | 9.4 | 15.6 | 14.5 | 13.3 | 11.7 | 16.9 | 15.6 | 5.6 | -6.1 | 2.8 | -3.3 | 15.6 | 14.4 | 18.3 | 10.6 | 16.7 | 15.6 | 0.4 | -0.1 | 12.8 | 6.7 | 10 | -6.1 | 0.6 | 0 | 8.9 | 3.3 | 3.3 | 0 | 14.4 | 12.8 | 14.4 | 11.7 | 7.2 | 5 | 7.2 | 6.1 | 7.2 | 3.3 | 19.4 | 16.1 | 6 | 1 | 7.2 | 3.9 | 12.2 | 10 | 11.7 | 6.7 | 11.7 | 10.6 | 16 | 11 | 18.9 | 18.9 | 12.8 | 12.2 | 6.9 | 5.7 | 16.1 | 13.9 | 19.4 | 18.9 | 8.3 | -0.9 | 25.4 | 22.9 | 18.3 | 3.3 | 21.7 | 19.6 | 18.3 | 16.7 | 18.1 | 16.5 | 14.4 | 2.2 | 13.3 | 12.8 | 13.9 | 5 | 9.4 | 5 | 12.2 | 4.4 | 5.6 | 2.2 | 11.7 | 3.9 | 7.8 | -0.6 | 7.6 | 4.4
11 | 4 | 6.1 | 1.7 | 18.9 | 17.8 | 18.9 | 16.7 | 2.2 | -4.4 | 20 | 6.1 | 7 | 6 | 12.6 | 6.9 | 12.2 | 9.4 | 11.5 | 9.1 | 8.3 | 5.6 | 8.3 | 7.2 | 8.3 | 3.9 | 8.3 | -5.6 | 21 | 19 | 22.2 | 18.9 | 25.6 | 24.4 | 20.4 | 19.8 | 22.8 | 20 | 20 | 16.7 | 20.6 | 18.3 | 7.2 | 3.9 | 8.9 | 2.8 | 9.4 | 5.6 | 2.8 | 0.6 | 11.1 | 7.8 | 15.4 | 12.9 | 21.7 | 21.1 | 20.6 | 20 | 14.4 | 2.2 | 4 | -3 | 6.1 | 3.9 | 8.3 | 7.3 | 2.8 | 0.6 | 2.8 | 1.7 | 0.6 | 0.6 | 10 | 3.3 | 5.7 | 5.1 | 12.8 | 8.9 | 15.6 | 13.7 | 13.9 | 11.7 | 17 | 15.5 | 5 | -6.1 | 3.3 | -3.9 | 15.6 | 15 | 18.9 | 11 | 16.1 | 15.6 | 0.2 | -0.3 | 12.2 | 6.7 | 10.6 | -7.2 | 1.3 | 0.4 | 10 | 3.7 | 4.4 | 0 | 13.9 | 12.8 | 14.6 | 12 | 7.2 | 5 | 7.8 | 6.7 | 6.7 | 3.3 | 18.9 | 15 | 6 | 0 | 7.8 | 3.8 | 11.8 | 7.3 | 10.6 | 6.1 | 10.6 | 10 | 16 | 12 | 18.9 | 18.9 | 13.9 | 13 | 7 | 5.5 | 16.1 | 13.9 | 19.4 | 18.3 | 7.8 | -1 | 25.2 | 22.9 | 17.2 | 3.3 | 21.7 | 19.8 | 18.9 | 16.7 | 18 | 16.4 | 13.9 | 2.2 | 12.2 | 12.2 | 13.9 | 5 | 9.4 | 5.6 | 13.5 | 4.9 | 5 | 1.7 | 10.6 | 2.8 | 7.2 | -1.1 | 7.2 | 4.4
12 | 5 | 6.7 | 2.2 | 18.9 | 18.3 | 18.9 | 16.7 | 7.8 | -1.7 | 22.4 | 6.6 | 10 | 8 | 13.5 | 6.9 | 13.3 | 10 | 11.8 | 9.2 | 9.4 | 6.7 | 9.4 | 7.8 | 11.7 | 5 | 9.4 | -5 | 21 | 20 | 22.8 | 18.9 | 25.6 | 25 | 20.7 | 19.9 | 23.3 | 20 | 19.4 | 16.7 | 20.6 | 18.3 | 9.4 | 5 | 8.9 | 3.3 | 13.3 | 10 | 2.8 | 0.6 | 12.8 | 8.9 | 15.7 | 12.9 | 21.7 | 21.1 | 20.6 | 19.4 | 14.4 | 3.3 | 6 | -2 | 6.7 | 3.3 | 9.5 | 7.5 | 4.4 | 2.8 | 2.8 | 1.7 | 1.1 | 1.1 | 11.7 | 3.3 | 6.1 | 5.6 | 13.9 | 9.4 | 15.6 | 12.8 | 13.9 | 11.7 | 17.2 | 15.6 | 6.7 | -5.6 | 4.4 | -3.3 | 15 | 15 | 19.4 | 11.5 | 16.7 | 15.6 | 0 | -0.6 | 12.8 | 6.7 | 11.1 | -7.2 | 2.1 | 0.8 | 11.1 | 4.1 | 6.1 | 0.6 | 15 | 13.3 | 14.8 | 12.2 | 7.2 | 4.4 | 8.3 | 7.2 | 7.2 | 3.9 | 18.9 | 15 | 7 | 2 | 8.3 | 4 | 11.5 | 4.5 | 12.2 | 7.2 | 12.2 | 11.1 | 16 | 12 | 20 | 20 | 15 | 13.7 | 7.2 | 5.6 | 16.1 | 14.4 | 19.4 | 17.8 | 7.2 | -1.7 | 25 | 22.8 | 18.3 | 3.3 | 21.7 | 20 | 18.3 | 16.7 | 17.8 | 16.1 | 14.4 | 1.1 | 13.9 | 13.9 | 13.3 | 6.1 | 10 | 6.7 | 14.8 | 5.3 | 6.7 | 1.7 | 9.4 | 2.8 | 7.8 | -3.3 | 7.8 | 4.6
12 | 5 | 7.2 | 3.3 | 20 | 17.8 | 18.9 | 16.7 | 13.3 | -0.3 | 24.8 | 7 | 12 | 8 | 14.4 | 6.7 | 15.6 | 10.6 | 12.2 | 9.4 | 12.2 | 7.8 | 10 | 7.2 | 16.7 | 3.3 | 12.8 | -3.9 | 21 | 20 | 24.4 | 19.4 | 26.1 | 25 | 21.1 | 20 | 23.3 | 21.7 | 20 | 16.1 | 22.2 | 18.3 | 12.8 | 5.6 | 12.2 | 3.9 | 18.3 | 11.7 | 5.6 | 1.7 | 14.4 | 8.9 | 16.1 | 12.8 | 23.9 | 21.7 | 22.8 | 21.7 | 15.6 | 3.3 | 9 | -2 | 7.8 | 4.4 | 10.6 | 7.2 | 5 | 3.3 | 3.9 | 2.2 | 5.6 | 0.6 | 13.3 | 3.9 | 7.8 | 5.6 | 16.7 | 11.7 | 15.8 | 12.8 | 17.2 | 10 | 20.7 | 17 | 9.4 | -5.6 | 6.7 | -2.8 | 15.6 | 14.4 | 20 | 11.7 | 18.9 | 17.2 | 3.1 | 1.3 | 14.4 | 7.8 | 12.8 | -5 | 2.8 | 1.1 | 12.2 | 4.4 | 10.6 | 1.7 | 16.7 | 13.9 | 15 | 12.2 | 8.3 | 4.4 | 12.2 | 10.6 | 10 | 5.6 | 19.4 | 15 | 10 | 4 | 8.9 | 3.9 | 11.1 | 8.9 | 14.4 | 7.2 | 13.3 | 12.8 | 16 | 13 | 22.2 | 21.7 | 16.1 | 14.4 | 7.9 | 5.7 | 16.1 | 14.4 | 19.4 | 17.2 | 10.5 | -0.3 | 25.9 | 22.8 | 20 | 3.3 | 22.4 | 20 | 19.4 | 18.3 | 19.1 | 16.7 | 17.8 | 1.7 | 15.6 | 15.6 | 12.8 | 6.1 | 10.6 | 5.6 | 16.1 | 5.6 | 10 | 2.8 | 10 | 2.8 | 8.9 | -4.4 | 8.3 | 4.5
13 | 6 | 3.3 | 3.3 | 20.6 | 18.3 | 19.4 | 17.2 | 18.9 | 0 | 27.2 | 7.2 | 13 | 8 | 16.1 | 6.8 | 17.2 | 11.1 | 13.9 | 9.8 | 14.4 | 6.7 | 12.8 | 7.2 | 19.4 | 2.8 | 16.1 | -5 | 21 | 21 | 26.1 | 19.4 | 26.1 | 25 | 21.3 | 20.5 | 24.4 | 22.8 | 20.6 | 16.1 | 25.6 | 17.8 | 15.6 | 5 | 13.9 | 3.9 | 21.7 | 10 | 7.8 | 1.1 | 15.6 | 8.9 | 18.7 | 14 | 25 | 20.6 | 23.3 | 22.2 | 17.2 | 3.3 | 13 | -1 | 8.9 | 5 | 12.1 | 7.4 | 6.1 | 4.4 | 7.8 | 2.8 | 8.9 | 1.1 | 13.3 | 4.4 | 9.4 | 5.4 | 19.4 | 12.2 | 15.9 | 12.5 | 20.6 | 12.2 | 24.3 | 17.8 | 11.1 | -5 | 10 | -2.2 | 15.6 | 13.9 | 20.7 | 10.8 | 21.1 | 17.2 | 6.3 | 2.9 | 16.1 | 7.2 | 16.1 | -6.1 | 4.1 | 0.9 | 14.1 | 4.4 | 13.9 | 3.9 | 18.3 | 14.4 | 16.5 | 12.7 | 9.4 | 5 | 16.7 | 10.6 | 11.7 | 5 | 20 | 15.6 | 13 | 3 | 10.6 | 4.1 | 12 | 3.8 | 15.6 | 5 | 15.6 | 13.3 | 18 | 15 | 24.4 | 22.8 | 18.7 | 15.4 | 8.7 | 6 | 16.7 | 14.4 | 20.6 | 17.2 | 13.9 | 0.5 | 26.9 | 23 | 23.3 | 3.3 | 23.2 | 20.2 | 21.7 | 18.9 | 20.4 | 17.4 | 21.1 | 0.6 | 16.7 | 16.7 | 16.7 | 6.7 | 11.1 | 6.7 | 17.8 | 5.7 | 11.7 | 2.8 | 10.6 | 3.3 | 11.1 | -4.4 | 8.9 | 4.4
14 | 7 | 9.4 | 1.7 | 20.6 | 19.4 | 20.6 | 17.8 | 20.7 | -0.5 | 28.3 | 5.2 | 14 | 9 | 17.7 | 6.6 | 20 | 10.6 | 15.5 | 9.9 | 17.2 | 3.3 | 14.4 | 6.7 | 22.8 | 2.2 | 17.2 | -3.9 | 21 | 20 | 27.2 | 19.4 | 27.2 | 25 | 21.5 | 20.8 | 22.2 | 22.2 | 22.2 | 16.7 | 26.7 | 17.2 | 17.8 | 6.1 | 17.2 | 5 | 23.9 | 8.9 | 9.4 | 1.7 | 17.8 | 9.4 | 21.3 | 15 | 26.7 | 20.6 | 25 | 21.1 | 18.9 | 2.8 | 16 | 0 | 8.9 | 6.1 | 13.5 | 7.1 | 6.7 | 4.4 | 8.9 | 2.2 | 10.6 | 1.7 | 11.1 | 3.3 | 11.1 | 5 | 21.7 | 12.2 | 16.1 | 12.2 | 21.7 | 12.2 | 27.8 | 18.3 | 12.2 | -4.4 | 11.7 | -3.3 | 16.1 | 13.9 | 21.5 | 9.4 | 22.8 | 16.7 | 9.4 | 4.4 | 18.3 | 7.8 | 19.4 | -3.9 | 5.4 | 0.7 | 15.9 | 4 | 17.8 | 2.2 | 20 | 15 | 17.9 | 12.8 | 11.1 | 5.6 | 19.4 | 11.7 | 12.8 | 5 | 20 | 16.1 | 16 | 4 | 12.2 | 3.7 | 13 | 6.6 | 16.7 | 6.1 | 17.2 | 13.9 | 19 | 16 | 26.1 | 22.2 | 21.3 | 16.3 | 9.4 | 6.1 | 17.2 | 14.4 | 20.6 | 17.8 | 17.2 | 1.1 | 27.8 | 22.8 | 25.6 | 3.3 | 23.9 | 20 | 23.9 | 18.9 | 21.7 | 17.8 | 24.4 | -0.6 | 17.8 | 16.1 | 17.8 | 7.2 | 12.8 | 5.6 | 19.4 | 5.5 | 12.8 | 3.9 | 10.6 | 2.2 | 12.8 | -4.4 | 9.5 | 5.1
16 | 7 | 10.6 | 2.2 | 24.4 | 19.4 | 20 | 17.2 | 22.6 | -1.9 | 29.5 | 3.5 | 15 | 11 | 19.4 | 6.1 | 20.6 | 13.3 | 17.2 | 10 | 18.3 | 2.2 | 15.6 | 7.2 | 25 | 2.2 | 20 | -3.3 | 23 | 18 | 27.8 | 19.4 | 28.9 | 24.4 | 21.7 | 21.1 | 21.1 | 21.1 | 23.3 | 17.8 | 27.2 | 17.2 | 18.3 | 5 | 21.7 | 4.4 | 25.6 | 8.3 | 10.6 | 2.2 | 18.9 | 10 | 23.9 | 15.6 | 28.3 | 20.6 | 27.8 | 20.6 | 20.6 | 2.8 | 17 | -3 | 10 | 7.8 | 15 | 6.7 | 4.4 | 2.8 | 10.6 | 2.2 | 13.3 | 1.1 | 9.4 | 5 | 11.3 | 4.8 | 22.2 | 11.7 | 17 | 13 | 22.2 | 12.8 | 29.1 | 18 | 13.3 | -3.9 | 12.8 | -5 | 16.7 | 12.8 | 22.2 | 7.8 | 23.9 | 16.7 | 11.3 | 3.8 | 20 | 8.3 | 22.2 | -2.2 | 6.7 | 0 | 17.8 | 3.3 | 20.6 | 0 | 21.7 | 15 | 19.4 | 12.8 | 11.1 | 5 | 21.7 | 10.6 | 13.3 | 5.6 | 21.7 | 17.2 | 17 | 4 | 13.9 | 3.3 | 13.9 | 8.9 | 17.8 | 5 | 20 | 11.7 | 20 | 16 | 27.2 | 21.7 | 23.9 | 16.7 | 10.2 | 5.8 | 18.9 | 15.6 | 21.1 | 17.2 | 19.1 | 1.6 | 28.5 | 22.5 | 27.2 | 3.3 | 25 | 20.1 | 25 | 18.9 | 23.7 | 17.2 | 26.7 | -5 | 19.4 | 16.7 | 17.8 | 7.8 | 12.8 | 5 | 21.1 | 5 | 13.9 | 5 | 11.7 | 1.7 | 14.4 | -3.3 | 10 | 5.6
18 | 5 | 10.6 | 2.2 | 25 | 17.8 | 19.4 | 16.7 | 24.4 | -3.9 | 30.6 | 0.6 | 16 | 11 | 20.3 | 5.6 | 20.6 | 13.3 | 19.2 | 10.5 | 19.4 | 4.4 | 16.1 | 7.2 | 26.7 | 1.1 | 22.2 | -5 | 26 | 19 | 28.3 | 18.9 | 28.9 | 24.4 | 21.7 | 20.2 | 23.3 | 22.2 | 25 | 18.3 | 28.9 | 17.2 | 20 | 3.9 | 23.9 | 4.4 | 25.6 | 7.2 | 11.7 | 1.7 | 20 | 8.9 | 24.5 | 16 | 28.9 | 21.1 | 29.4 | 20 | 22.2 | 3.3 | 17 | -3 | 10 | 8.9 | 14.8 | 6.4 | 7.2 | 5.6 | 12.2 | 2.8 | 15.6 | -0.6 | 8.9 | 5.6 | 11.5 | 4.3 | 23.9 | 11.7 | 18 | 13.9 | 23.3 | 13.3 | 30.4 | 17.8 | 15 | -3.3 | 15 | -5 | 15.6 | 11.7 | 21.5 | 10.1 | 25 | 16.1 | 13.1 | 2.9 | 20.6 | 7.8 | 25 | 0 | 7.2 | 0.2 | 19.6 | 2.5 | 23.3 | -2.8 | 23.3 | 15.6 | 21.3 | 13.8 | 13.3 | 5 | 23.3 | 11.7 | 14.4 | 5 | 23.3 | 17.2 | 18 | 4 | 15.2 | 3.4 | 15.6 | 9.3 | 18.3 | 7.2 | 21.7 | 12.2 | 21 | 16 | 27.2 | 21.1 | 24.8 | 15.7 | 10.9 | 5.3 | 19.4 | 15.6 | 21.1 | 18.9 | 20.9 | 1.2 | 29.3 | 22.5 | 28.3 | 2.8 | 26.1 | 20.2 | 26.7 | 18.9 | 25.8 | 16.4 | 27.8 | -6.7 | 21.7 | 17.2 | 17.2 | 8.9 | 14.4 | 4.4 | 22.2 | 5.2 | 13.9 | 4.4 | 13.3 | 2.8 | 15 | -2.8 | 10.6 | 6.1
18 | 5 | 10.6 | 2.2 | 26.7 | 18.3 | 20.6 | 18.3 | 22.7 | -1.8 | 31.5 | -0.2 | 15 | 12 | 21.3 | 5.3 | 20.6 | 12.2 | 21.3 | 10.8 | 20.6 | 5.6 | 16.7 | 6.7 | 27.8 | -2.2 | 23.9 | -4.4 | 26 | 20 | 28.3 | 18.9 | 27.8 | 24.4 | 21.7 | 18.9 | 23.9 | 22.2 | 26.1 | 18.3 | 29.4 | 15.6 | 20.6 | 3.9 | 25.6 | 4.4 | 26.7 | 6.7 | 11.7 | 0.6 | 21.7 | 10 | 25 | 15.9 | 30 | 20 | 29.4 | 20.6 | 23.9 | 3.3 | 19 | -2 | 10 | 9.4 | 14.6 | 6 | 9.4 | 2.2 | 14.4 | 3.3 | 16.1 | 0 | 10 | 7.2 | 11.7 | 3.9 | 24.4 | 12.8 | 18.9 | 14.4 | 25 | 13.9 | 31.7 | 17.2 | 15 | -3.3 | 15.6 | -4.4 | 15.6 | 11.1 | 20.7 | 11.4 | 25.6 | 17.2 | 15 | 1.1 | 21.7 | 7.8 | 25 | -0.6 | 7.8 | 0.5 | 21.5 | 1.7 | 24.4 | -2.8 | 23.3 | 15.6 | 23.1 | 14.4 | 13.9 | 2.8 | 24.4 | 11.1 | 16.1 | 5 | 22.8 | 17.2 | 19 | 3 | 16.5 | 3.6 | 17.2 | 9.4 | 19.4 | 7.2 | 21.7 | 12.2 | 21 | 16 | 24.4 | 22.8 | 25.8 | 14.3 | 11.7 | 4.4 | 20 | 16.7 | 23.3 | 19.4 | 22.8 | 1.1 | 30 | 22.2 | 29.4 | 2.8 | 27.2 | 20 | 26.7 | 19.4 | 27.8 | 14.4 | 28.9 | -6.1 | 23.9 | 17.8 | 18.3 | 12.8 | 15 | 3.9 | 23.3 | 5.7 | 13.3 | 6.1 | 15.6 | 3.9 | 14.4 | -3.9 | 11.7 | 5.8
19 | 7 | 10.6 | 1.7 | 27.2 | 17.2 | 21.1 | 17.8 | 21.1 | -0.2 | 32.4 | -0.5 | 16 | 9 | 22.2 | 4.4 | 21.1 | 11.7 | 23.3 | 11.1 | 21.7 | 3.9 | 17.2 | 6.1 | 28.3 | -1.1 | 25 | -3.9 | 26 | 20 | 28.3 | 19.4 | 29.4 | 24.4 | 21.7 | 17.8 | 27.8 | 25 | 25 | 20.6 | 28.3 | 16.7 | 21.1 | 3.3 | 27.8 | 2.8 | 27.8 | 7.2 | 13.3 | 2.2 | 22.2 | 8.9 | 25.6 | 16.1 | 31.1 | 20 | 30.6 | 20.6 | 24.4 | 3.3 | 19 | -1 | 10 | 10 | 14.4 | 5.6 | 8.9 | 0 | 15.6 | 3.9 | 16.7 | 0.6 | 10.6 | 7.8 | 12.1 | 4.1 | 25 | 12.2 | 19.8 | 14.9 | 25 | 14.4 | 32.1 | 16.8 | 16.7 | -2.8 | 18.3 | -4.4 | 15 | 11.1 | 20 | 12.8 | 26.1 | 17.2 | 15.4 | 1.2 | 22.2 | 7.8 | 26.7 | -2.8 | 8.3 | 0.6 | 23.3 | -0.6 | 25 | -1.7 | 24.4 | 15.6 | 25 | 15 | 15 | 3.3 | 25 | 12.2 | 16.7 | 5 | 24.4 | 17.8 | 20 | 5 | 17.8 | 3.3 | 18.9 | 9.4 | 20.6 | 7.8 | 23.3 | 10 | 18 | 17 | 24.4 | 22.8 | 26.7 | 12.8 | 12.2 | 4.9 | 18.9 | 16.7 | 21.7 | 18.3 | 23.9 | 0.2 | 30.2 | 22.1 | 31.1 | 2.8 | 26.8 | 20.2 | 26.7 | 19.4 | 28 | 15 | 29.4 | -7.8 | 23.9 | 17.8 | 19.4 | 11.7 | 16.1 | 5 | 24.4 | 5.6 | 15 | 6.7 | 15.6 | 3.9 | 10.6 | -2.8 | 12.8 | 5.3
19 | 7 | 10.6 | 0.6 | 28.3 | 17.8 | 21.1 | 16.7 | 19.4 | 0.6 | 33.3 | -1.1 | 16 | 11 | 22.8 | 3.9 | 20.6 | 12.8 | 24.4 | 10 | 21.1 | 2.8 | 17.2 | 6.7 | 27.2 | -1.7 | 25 | -3.9 | 27 | 19 | 28.3 | 19.4 | 30 | 23.9 | 23.4 | 18.1 | 28.9 | 22.2 | 27.2 | 20 | 29.4 | 16.7 | 21.7 | 3.9 | 28.9 | 1.1 | 27.2 | 8.9 | 13.3 | 2.2 | 22.8 | 9.4 | 26.3 | 16 | 31.7 | 18.9 | 31.1 | 20 | 25 | 3.3 | 19 | 0 | 11.1 | 10.6 | 14.2 | 5.6 | 9.4 | -1.1 | 15.6 | 6.1 | 16.1 | 1.1 | 11.1 | 7.8 | 12.4 | 4.4 | 24.4 | 11.7 | 20.8 | 14.9 | 25.6 | 14.4 | 32.4 | 16.3 | 15.6 | -2.8 | 18.3 | -2.8 | 16.1 | 11.1 | 19.8 | 12.3 | 26.1 | 16.7 | 15.7 | 0.7 | 22.8 | 7.2 | 27.8 | -5 | 8.5 | 1.2 | 23.7 | -0.5 | 25 | 0 | 26.1 | 16.7 | 26.1 | 15.5 | 15 | 3.3 | 25 | 9.4 | 17.8 | 5 | 26.1 | 18.9 | 21 | 6 | 17.6 | 3.9 | 19.8 | 8.5 | 21.1 | 7.2 | 24.4 | 11.7 | 18 | 17 | 22.8 | 22.2 | 27.2 | 12.1 | 12.8 | 5.5 | 18.9 | 16.7 | 23.9 | 17.8 | 25 | -0.2 | 30.4 | 21.8 | 32.8 | 2.8 | 26.5 | 20.6 | 26.7 | 19.4 | 28.1 | 15.1 | 30.6 | -6.7 | 25.6 | 18.3 | 22.2 | 11.7 | 16.1 | 5.6 | 24 | 3.9 | 15 | 6.7 | 17.2 | 4.4 | 10 | -2.8 | 13.9 | 4.4
19 | 6 | 11.7 | 0 | 28.9 | 16.1 | 21.7 | 16.1 | 20.3 | -0.3 | 32.9 | -1.3 | 16 | 10 | 23.3 | 2.7 | 20.6 | 13.3 | 25.6 | 9 | 19.4 | 3.3 | 16.7 | 6.7 | 28.9 | 0 | 25.6 | -4.4 | 26 | 19 | 27.8 | 19.4 | 29.4 | 24.4 | 25 | 18.2 | 29.4 | 20.6 | 26.7 | 18.3 | 28.9 | 16.7 | 21.1 | 3.3 | 30 | 1.1 | 27.2 | 8.3 | 13.3 | 2.2 | 23.3 | 8.3 | 27.1 | 15.5 | 31.7 | 17.2 | 30.6 | 19.4 | 26.1 | 3.3 | 17 | 2 | 11.1 | 10.6 | 14.1 | 5.5 | 8.9 | -1.1 | 16.1 | 5.6 | 15.6 | 1.1 | 11.7 | 7.8 | 12.8 | 4.4 | 25 | 12.8 | 21.7 | 15 | 24.4 | 13.9 | 32.8 | 16.1 | 15 | -2.8 | 18.3 | -2.8 | 13.9 | 10 | 19.6 | 12.2 | 25.6 | 17.2 | 16.1 | 0.6 | 22.2 | 6.1 | 27.8 | -5 | 8.7 | 1.6 | 24 | -0.3 | 23.9 | 0 | 27.2 | 16.7 | 27.2 | 16.2 | 15.6 | 3.3 | 24.4 | 8.3 | 18.9 | 5 | 26.7 | 19.4 | 22 | 5 | 17.4 | 4 | 20.8 | 7.1 | 21.7 | 7.2 | 25.6 | 10.6 | 17 | 14 | 22.8 | 22.8 | 27.8 | 11 | 13.3 | 5.6 | 18.9 | 16.7 | 22.2 | 16.7 | 26.1 | -1.7 | 30.6 | 21.7 | 33.9 | 2.8 | 26.1 | 20.6 | 25 | 18.9 | 28.3 | 15.6 | 31.7 | -6.1 | 25.6 | 18.3 | 23.9 | 12.8 | 15.6 | 5.6 | 23.7 | 1.9 | 16.1 | 7.2 | 17.2 | 4.4 | 10 | -4.4 | 14.8 | 4.5
19 | 6 | 11.1 | 0 | 28.3 | 16.7 | 23.3 | 16.1 | 21.3 | -0.6 | 32.6 | -1.5 | 16 | 10 | 23.9 | 2.2 | 20 | 13.3 | 26.7 | 7.2 | 16.7 | 5 | 16.1 | 6.7 | 28.9 | -0.6 | 26.1 | -5 | 24 | 20 | 27.2 | 19.4 | 27.8 | 24.4 | 26.7 | 18.3 | 30 | 20.6 | 26.1 | 17.8 | 27.8 | 17.2 | 21.7 | 3.9 | 31.1 | 0.6 | 26.7 | 8.3 | 13.3 | 1.7 | 23.9 | 8.9 | 27.8 | 15 | 31.7 | 19.4 | 30.6 | 20 | 26.1 | 2.2 | 17 | 5 | 11.1 | 10.6 | 13.9 | 5.6 | 8.9 | -2.2 | 16.1 | 5.6 | 16.1 | 1.1 | 12.2 | 8.3 | 12.6 | 4.6 | 24.4 | 12.2 | 21.1 | 15 | 25.6 | 14.4 | 32.1 | 16 | 14.4 | -2.8 | 18.9 | -3.9 | 12.2 | 10 | 19.4 | 11.7 | 26.7 | 17.2 | 16.5 | 0.6 | 22.8 | 5.6 | 28.3 | -5 | 8.9 | 2.2 | 24.4 | -0.6 | 23.3 | 1.1 | 26.7 | 16.7 | 28.3 | 16.7 | 15.6 | 2.8 | 24.4 | 7.2 | 19.4 | 4.4 | 27.8 | 20 | 21 | 6 | 17.2 | 4.4 | 21.7 | 5.6 | 21.7 | 7.2 | 25.6 | 7.8 | 14 | 12 | 21.7 | 21.7 | 28.3 | 10 | 13.5 | 5.9 | 18.9 | 16.7 | 23.3 | 17.2 | 26.5 | -0.4 | 29.7 | 21.7 | 33.9 | 1.7 | 26.3 | 20.9 | 25 | 18.9 | 28.3 | 15.3 | 28.3 | -0.6 | 25.6 | 18.3 | 26.1 | 14.4 | 15.6 | 5.6 | 23.3 | 0 | 17.2 | 6.1 | 16.7 | 2.8 | 10.6 | -5.6 | 15.8 | 4.2
19 | 7 | 12.2 | 0.6 | 27.8 | 17.8 | 23.3 | 15.6 | 22.2 | -1.7 | 32.2 | -1.7 | 17 | 9 | 22.6 | 2.1 | 19.4 | 13.3 | 26.1 | 6.7 | 15 | 3.9 | 14.4 | 7.8 | 27.2 | -0.6 | 26.1 | -3.9 | 24 | 20 | 26.7 | 19.4 | 23.3 | 22.2 | 24.5 | 18.7 | 29.4 | 19.4 | 25 | 19.4 | 27.2 | 17.2 | 21.1 | 3.3 | 30.6 | 0.6 | 26.1 | 8.9 | 13.9 | 1.7 | 23.9 | 8.9 | 26.7 | 15.1 | 30.6 | 19.4 | 30 | 20.6 | 26.1 | 3.3 | 17 | 3 | 11.7 | 11.1 | 13 | 5.7 | 7.8 | -2.2 | 15.6 | 2.8 | 16.1 | 0.6 | 12.8 | 7.8 | 12.4 | 4.9 | 23.9 | 12.8 | 20.6 | 14.7 | 24.4 | 13.9 | 31.3 | 16.5 | 13.3 | -2.2 | 18.9 | -3.9 | 11.7 | 10 | 18.9 | 11.7 | 26.1 | 17.2 | 16.8 | 0.8 | 22.2 | 7.8 | 27.8 | -5 | 8.2 | 2 | 23.5 | -0.6 | 21.1 | 0.6 | 26.1 | 16.7 | 27.9 | 16.9 | 15.6 | 1.1 | 23.3 | 7.2 | 18.9 | 4.4 | 26.7 | 19.4 | 21 | 6 | 15.7 | 5 | 20.2 | 5.8 | 20.6 | 6.7 | 25.6 | 8.3 | 14 | 12 | 21.7 | 21.7 | 27 | 10.7 | 13.7 | 6.1 | 19.4 | 16.7 | 22.8 | 17.2 | 26.8 | -0.2 | 28.7 | 21.7 | 33.3 | 0 | 26.5 | 21.1 | 23.9 | 18.9 | 28.3 | 15.3 | 28.3 | -0.6 | 25 | 17.8 | 26.7 | 13.9 | 16.7 | 6.1 | 22 | 0.5 | 15.6 | 6.1 | 16.1 | 1.7 | 10 | -6.7 | 16.7 | 3.9
19 | 6 | 10.6 | 2.8 | 26.7 | 17.2 | 21.7 | 15 | 20.4 | -0.7 | 30.5 | -1.8 | 17 | 9 | 21.3 | 2.6 | 18.3 | 13.3 | 25.6 | 6.3 | 14.4 | 2.8 | 13.3 | 7.8 | 26.1 | 0.6 | 25.6 | -4.4 | 22 | 18 | 26.1 | 18.9 | 23.3 | 22.8 | 22.2 | 18.6 | 29.4 | 17.8 | 25.6 | 19.4 | 25.6 | 16.7 | 20 | 2.8 | 30.6 | 0 | 23.9 | 8.3 | 12.8 | 0.6 | 23.3 | 8.9 | 25.5 | 14.7 | 29.4 | 18.9 | 28.3 | 20 | 25.6 | 3.3 | 16 | 6 | 11.7 | 11.1 | 12 | 5.7 | 7.2 | -2.8 | 15.6 | 2.8 | 14.4 | 1.1 | 12.8 | 8.3 | 12.2 | 5 | 22.8 | 12.2 | 20 | 14.4 | 23.9 | 16.7 | 30.6 | 16.7 | 12.2 | -3.3 | 18.3 | -2.8 | 12.2 | 10 | 18.3 | 11.9 | 25 | 17.8 | 17.2 | 0.6 | 21.1 | 6.1 | 27.8 | -6.1 | 7.4 | 1.5 | 22.6 | -0.2 | 17.8 | 0.6 | 25.6 | 16.1 | 27.6 | 16.9 | 14.4 | -1.1 | 22.8 | 6.1 | 18.3 | 4.4 | 27.2 | 19.4 | 20 | 5 | 14.3 | 5.7 | 18.7 | 5.9 | 20.6 | 6.7 | 25 | 7.2 | 14 | 11 | 21.1 | 21.1 | 25.7 | 11.5 | 13.9 | 6.1 | 18.9 | 16.7 | 21.7 | 17.2 | 27.2 | 1.1 | 27.8 | 21.7 | 32.8 | -3.9 | 26.7 | 21.1 | 22.8 | 20 | 28.3 | 15 | 26.7 | -0.6 | 25.6 | 18.3 | 26.1 | 12.8 | 15 | 5.6 | 20.7 | 1.5 | 15.6 | 6.7 | 15 | 1.1 | 8.9 | -7.8 | 15.8 | 4.2
18 | 7 | 10.6 | 2.8 | 25 | 17.2 | 20 | 13.9 | 18.5 | -0.7 | 28.9 | -2.9 | 17 | 9 | 20 | 2.2 | 16.7 | 13.3 | 25 | 5.6 | 13.3 | 2.8 | 11.7 | 8.9 | 25 | 1.7 | 23.3 | -4.4 | 21 | 17 | 25 | 17.8 | 23.3 | 22.8 | 20 | 18.3 | 28.3 | 18.9 | 23.3 | 18.9 | 23.9 | 16.7 | 18.9 | 3.3 | 29.4 | 0 | 22.2 | 7.8 | 11.7 | 0.6 | 21.7 | 11.1 | 24.4 | 14.4 | 28.9 | 20 | 27.2 | 20.6 | 23.9 | 3.9 | 16 | 5 | 12.2 | 11.7 | 11.1 | 5.6 | 6.7 | -2.2 | 13.3 | 1.1 | 12.8 | 1.7 | 12.2 | 8.9 | 11.3 | 4.8 | 22.2 | 12.2 | 20 | 14.4 | 21.7 | 17.2 | 27.8 | 18.2 | 11.7 | -2.8 | 16.7 | -2.2 | 11.7 | 9.4 | 17.8 | 11.7 | 23.3 | 17.2 | 15.2 | 3 | 19.4 | 7.2 | 25 | -6.1 | 6.7 | 1.1 | 21.7 | -0.6 | 17.2 | 0 | 24.4 | 15.6 | 27.2 | 17.2 | 12.8 | -3.3 | 21.7 | 8.3 | 17.8 | 4.4 | 26.7 | 19.4 | 19 | 4 | 12.8 | 5.6 | 17.2 | 5.6 | 18.9 | 7.2 | 23.9 | 10.6 | 14 | 11 | 21.1 | 21.1 | 24.4 | 11.7 | 12.8 | 6.4 | 18.3 | 16.7 | 20 | 17.8 | 24.8 | 1 | 27.1 | 21.9 | 30 | -5 | 26.1 | 21.1 | 22.8 | 19.4 | 26.8 | 16.2 | 24.4 | -1.1 | 23.9 | 18.9 | 24.4 | 13.3 | 14.4 | 5.6 | 19.4 | 1.7 | 13.9 | 7.2 | 14.4 | 1.1 | 8.3 | -8.3 | 14.8 | 4.5
16 | 8 | 10 | 2.2 | 24.4 | 17.2 | 17.8 | 13.3 | 16.7 | -0.6 | 27.2 | -3.3 | 16 | 9 | 18.7 | 4.1 | 16.1 | 12.8 | 22 | 8.5 | 11.7 | 5 | 11.1 | 8.9 | 22.2 | 1.7 | 21.1 | -5 | 20 | 16 | 24.4 | 17.8 | 23.3 | 22.8 | 19.8 | 18.1 | 28.3 | 20 | 22.8 | 18.3 | 23.3 | 17.2 | 17.2 | 5.6 | 26.1 | 1.7 | 20.6 | 6.7 | 10 | 0.6 | 20 | 10 | 23.3 | 14.1 | 25.6 | 22.2 | 26.1 | 20.6 | 23.3 | 4.4 | 15 | 4 | 12.2 | 11.7 | 9.8 | 5.2 | 5.6 | -2.2 | 11.7 | 0 | 10 | 1.7 | 12.2 | 8.9 | 10.3 | 4.7 | 20.6 | 13.3 | 20 | 14.2 | 20 | 16.7 | 25 | 18.7 | 11.1 | -5 | 14.4 | -1.1 | 11.7 | 9.4 | 16.3 | 11.3 | 21.7 | 17.2 | 13.1 | 4.3 | 18.9 | 7.8 | 22.2 | -6.1 | 5 | 0.7 | 20.9 | 0.1 | 13.3 | 1.7 | 23.3 | 15.6 | 25.2 | 16.9 | 10.6 | -3.3 | 19.4 | 6.1 | 15 | 4.4 | 25 | 19.4 | 18 | 4 | 12.2 | 6.5 | 15.4 | 5.9 | 18.3 | 6.7 | 22.2 | 10 | 13 | 11 | 21.7 | 21.7 | 22 | 13.9 | 11.7 | 6.2 | 18.3 | 16.7 | 18.9 | 16.7 | 22.4 | 0.8 | 26.3 | 22.2 | 30 | -5.6 | 25.6 | 21.3 | 22.8 | 19.4 | 25.4 | 17.4 | 21.7 | -1.1 | 23.3 | 18.3 | 23.3 | 13.3 | 12.8 | 6.1 | 17.7 | 1.6 | 13.3 | 7.8 | 13.9 | 1.7 | 7.2 | -11.1 | 13.9 | 4.4
14 | 8 | 8.3 | 3.3 | 23.9 | 17.2 | 16.7 | 13.3 | 13.9 | 0.2 | 26.1 | -2.2 | 12 | 9 | 17.4 | 5.4 | 15.6 | 12.8 | 19.1 | 10.2 | 11.1 | 6.7 | 10 | 8.9 | 18.9 | 4.4 | 18.3 | -5 | 19 | 16 | 23.9 | 17.8 | 23.9 | 22.8 | 19.6 | 17.9 | 27.8 | 19.4 | 21.7 | 18.3 | 23.3 | 17.2 | 16.1 | 6.7 | 25.6 | 0.6 | 18.9 | 6.7 | 8.9 | 0.6 | 19.4 | 11.1 | 22.2 | 13.8 | 25 | 22.8 | 25 | 21.1 | 21.1 | 3.3 | 14 | 4 | 12.2 | 11.7 | 8.5 | 4.5 | 5.6 | -1.1 | 9.4 | 0.6 | 8.3 | 4.4 | 11.7 | 8.3 | 9.4 | 4.4 | 18.9 | 14.4 | 20 | 13.9 | 19.4 | 16.7 | 22.2 | 18.9 | 9.4 | -5 | 13.3 | -2.2 | 11.1 | 9.4 | 14.8 | 10.6 | 20.6 | 17.2 | 11.1 | 5 | 17.8 | 5 | 23.3 | 2.8 | 3.4 | 0.1 | 20.2 | 1.1 | 13.9 | 0.6 | 22.8 | 15.6 | 23.1 | 16.2 | 10 | -3.9 | 17.2 | 7.2 | 12.2 | 3.9 | 24.4 | 20 | 16 | 6 | 11.7 | 7.3 | 13.5 | 5.4 | 17.8 | 6.7 | 21.1 | 11.7 | 13 | 12 | 20.6 | 20.6 | 19.6 | 15.1 | 10.6 | 6.1 | 18.3 | 16.7 | 16.7 | 14.4 | 20 | 0.6 | 25.6 | 22.2 | 28.9 | -2.8 | 25 | 21.1 | 22.8 | 19.4 | 23.9 | 17.8 | 24.4 | -4.4 | 21.7 | 18.9 | 22.8 | 13.3 | 12.8 | 5.6 | 16.1 | 1.4 | 13.3 | 7.8 | 12.8 | 0.6 | 5.6 | -10 | 12.4 | 3.9
13 | 7 | 7.2 | 2.8 | 23.3 | 17.2 | 16.1 | 12.8 | 11.1 | 0.5 | 25 | -2.2 | 11 | 8 | 16.1 | 6.1 | 15.6 | 12.8 | 16.1 | 10.6 | 11.1 | 6.7 | 10 | 8.3 | 17.2 | 4.4 | 17.8 | -5.6 | 18 | 15 | 24.4 | 18.3 | 23.3 | 22.8 | 19.4 | 17.8 | 26.1 | 19.4 | 20.6 | 18.3 | 23.3 | 16.7 | 14.4 | 7.2 | 22.2 | 1.7 | 17.2 | 6.7 | 8.3 | 0.6 | 16.7 | 10 | 21.1 | 13.3 | 23.9 | 21.1 | 24.4 | 21.1 | 20.6 | 2.2 | 13 | 6 | 12.2 | 11.7 | 7.2 | 3.9 | 5.6 | -1.7 | 7.8 | 1.1 | 5.6 | 5 | 11.7 | 8.3 | 8.3 | 4.7 | 17.8 | 15.6 | 19.8 | 14 | 18.9 | 16.7 | 22.4 | 18.6 | 7.2 | -5 | 11.1 | -1.1 | 11.1 | 9.4 | 13.3 | 10 | 20.6 | 17.8 | 10.2 | 5 | 16.7 | 6.1 | 17.8 | 7.2 | 1.7 | -0.6 | 19.4 | 1.1 | 15.6 | -1.1 | 21.7 | 16.7 | 21.1 | 15.6 | 8.9 | -2.8 | 18.9 | 9.4 | 11.7 | 3.9 | 23.9 | 20 | 12 | 8 | 11.1 | 7.8 | 11.7 | 5 | 16.7 | 5.6 | 18.9 | 10.6 | 12 | 11 | 20.6 | 20.6 | 17.2 | 15.6 | 10.2 | 6.2 | 18.3 | 16.7 | 16.1 | 12.8 | 19.1 | 0.2 | 25.6 | 22.3 | 27.8 | -1.7 | 24.6 | 21.1 | 22.8 | 19.4 | 23.3 | 17.5 | 24.4 | -6.7 | 20 | 19.4 | 22.8 | 12.8 | 11.7 | 6.1 | 14.4 | 1.1 | 11.7 | 10 | 11.1 | 0 | 4.4 | -10 | 10.9 | 3.5
12 | 7 | 6.7 | 2.2 | 22.2 | 16.1 | 15 | 12.2 | 8.3 | 0 | 23.9 | -2.2 | 11 | 8 | 15 | 6.6 | 15.6 | 13.3 | 14.6 | 10.1 | 10.6 | 6.7 | 9.4 | 8.4 | 16.1 | 5 | 18.3 | -7.2 | 18 | 14 | 23.9 | 18.3 | 23.9 | 23.3 | 19 | 17.5 | 25.6 | 20 | 20 | 17.8 | 22.8 | 16.7 | 13.9 | 6.7 | 21.1 | 3.3 | 16.1 | 5 | 6.1 | 0.6 | 16.7 | 10 | 19.8 | 13.8 | 23.9 | 19.4 | 23.9 | 21.1 | 16.1 | 5.6 | 12 | 7 | 11.7 | 11.7 | 6.7 | 4 | 2.8 | -2.2 | 6.7 | 1.1 | 5 | 4.4 | 11.7 | 8.3 | 7.2 | 5 | 17.2 | 15.6 | 19.6 | 13.8 | 18.9 | 16.7 | 22.6 | 18.6 | 7.2 | -4.4 | 9.4 | -0.6 | 10.6 | 9.4 | 12 | 9.2 | 20 | 17.2 | 9.2 | 4.6 | 16.7 | 6.1 | 16.7 | 6.7 | 1.1 | -1.1 | 18.3 | 1.8 | 11.7 | -1.7 | 20.6 | 17.2 | 21.7 | 16.5 | 8.9 | -0.6 | 17.2 | 7.8 | 10 | 3.9 | 22.2 | 20 | 13 | 6 | 10.9 | 7.8 | 10.9 | 5.3 | 14.4 | 5 | 17.2 | 12.2 | 12 | 8 | 20 | 20 | 16.3 | 15 | 9.8 | 6.2 | 18.3 | 16.7 | 15 | 12.2 | 18.1 | 0.2 | 25.6 | 22.3 | 26.7 | -1.7 | 24.3 | 21.2 | 22.8 | 19.4 | 22.8 | 17.5 | 24.4 | -8.9 | 19.4 | 18.9 | 22.8 | 12.8 | 11.7 | 7.8 | 13.9 | 0.2 | 10.6 | 10 | 9.4 | 1.1 | 3.3 | -10 | 9.4 | 2.8
8 | 4 | 7.2 | 3.3 | 20 | 17.2 | 13.3 | 11.7 | 7.9 | -0.3 | 23.3 | -1.4 | 11 | 8 | 13.9 | 6.8 | 15.6 | 13.3 | 13.2 | 9.5 | 10.6 | 7.2 | 8.9 | 7.8 | 14.4 | 5 | 17.2 | -7.2 | 17 | 14 | 23.9 | 18.3 | 23.9 | 23.3 | 18.7 | 17.4 | 25 | 20.6 | 19.4 | 17.2 | 22.8 | 16.7 | 12.8 | 6.7 | 21.1 | 2.8 | 15 | 5.6 | 5.6 | 1.1 | 16.1 | 9.4 | 18.5 | 13.8 | 22.8 | 20.6 | 23.9 | 21.7 | 15 | 6.1 | 12 | 7 | 11.2 | 11.2 | 6.1 | 3.9 | 3.3 | -1.1 | 5.6 | 1.7 | 3.9 | 3.9 | 11.1 | 8.3 | 6.1 | 5 | 17.2 | 15 | 19.4 | 13.9 | 18.3 | 16.7 | 22.8 | 18.3 | 7.2 | -5 | 8.3 | -0.6 | 10 | 9.4 | 10.7 | 8.5 | 19.4 | 17.2 | 8.3 | 4.4 | 15 | 7.8 | 16.1 | 5 | 0.6 | -1.7 | 17.2 | 1.6 | 9.4 | -1.7 | 20.6 | 17.2 | 22.2 | 17.2 | 8.3 | 0.6 | 15 | 8.3 | 10.6 | 3.9 | 22.2 | 20 | 9 | 6 | 10.8 | 7.9 | 10.2 | 5.6 | 13.3 | 5 | 16.1 | 11.7 | 12 | 7 | 20.6 | 20.6 | 15.3 | 14.4 | 9.4 | 6.1 | 18.3 | 16.7 | 13.9 | 12.2 | 17.2 | 0 | 25.6 | 22.2 | 26.1 | -2.2 | 23.9 | 21.1 | 22.8 | 20 | 22.2 | 17.2 | 23.9 | -7.8 | 18.9 | 18.9 | 22.2 | 13.3 | 10 | 8.3 | 13.3 | -0.3 | 11.1 | 10 | 8.3 | 1.1 | 3.3 | -10.6 | 8.7 | 2.5
8 | 5 | 6.7 | 3.9 | 19.4 | 16.1 | 13.3 | 11.1 | 7.6 | -0.8 | 22.8 | -0.6 | 11 | 8 | 12.8 | 6.7 | 15.6 | 13.3 | 11.7 | 8.9 | 10 | 7.8 | 8.3 | 7 | 12.2 | 5 | 17.2 | -7.2 | 17 | 14 | 23.3 | 18.3 | 23.9 | 23.3 | 18.3 | 17.2 | 24.4 | 20 | 19.4 | 17.8 | 22.2 | 16.7 | 12.2 | 6.7 | 21.1 | 2.2 | 13.3 | 6.1 | 5.6 | 1.1 | 16.1 | 10.6 | 17.2 | 13.9 | 22.8 | 20 | 23.3 | 21.7 | 16.1 | 3.3 | 11 | 7 | 10.8 | 10.8 | 5.6 | 3.9 | 3.9 | -2.2 | 5 | 1.1 | 4.4 | 4.4 | 11.1 | 7.8 | 5.9 | 4.9 | 16.7 | 15 | 19.2 | 13.8 | 18.3 | 16.7 | 21.9 | 18.3 | 6.1 | -4.4 | 7.2 | 1.1 | 10 | 9.4 | 9.4 | 7.8 | 18.9 | 17.2 | 8.5 | 4.9 | 14.4 | 7.2 | 15.6 | 5 | 0 | -2.8 | 16.1 | 1.7 | 8.3 | -1.7 | 20.6 | 17.8 | 22.8 | 17.8 | 7.8 | 1.7 | 13.9 | 7.8 | 10.6 | 3.3 | 21.7 | 19.4 | 8 | 6 | 10.6 | 7.8 | 9.4 | 5.6 | 12.2 | 3.3 | 15.6 | 13.3 | 11 | 5 | 20.6 | 20.6 | 14.4 | 13.9 | 9.2 | 6 | 18.3 | 16.7 | 13.9 | 11.7 | 16.5 | -0.2 | 25.2 | 22.3 | 25 | -2.8 | 23.7 | 21 | 22.8 | 20 | 21.7 | 16.7 | 22.8 | -8.9 | 19.4 | 18.9 | 18.9 | 13.9 | 8.9 | 8.3 | 12.8 | -1.1 | 12.2 | 8.9 | 7.2 | 0.6 | 1.1 | -10 | 7.9 | 1.9
6 | 5 | 6.1 | 3.9 | 18.9 | 17.2 | 12.8 | 10.6 | 7.2 | -1.1 | 22.2 | -0.6 | 8 | 7 | 11.7 | 6.9 | 15.6 | 13.3 | 11.3 | 8.6 | 10 | 7.2 | 7.2 | 7 | 12.2 | 5.6 | 16.7 | -7.2 | 17 | 13 | 23.3 | 18.3 | 24.4 | 23.9 | 17.8 | 17 | 23.9 | 20 | 19.4 | 17.8 | 21.7 | 16.7 | 11.7 | 6.7 | 18.3 | 2.2 | 13.3 | 6.7 | 4.4 | 1.1 | 15.6 | 10.6 | 16.7 | 14 | 22.8 | 20 | 23.3 | 21.7 | 15.6 | 3.9 | 10 | 6 | 10.3 | 10.3 | 5 | 3.5 | 2.2 | -3.3 | 3.9 | 1.7 | 3.9 | 3.9 | 10 | 7.2 | 5.8 | 4.8 | 16.7 | 15 | 19.1 | 14 | 17.8 | 16.7 | 20.9 | 17.9 | 6.1 | -3.9 | 7.2 | 1.1 | 9.4 | 9.4 | 9 | 7.3 | 18.9 | 17.8 | 8.7 | 5.3 | 14.4 | 7.8 | 15 | 5 | 0.2 | -1.8 | 15.4 | 1.5 | 9.4 | -2.8 | 18.9 | 17.8 | 22.1 | 17.3 | 8.3 | 2.2 | 13.3 | 7.8 | 9.4 | 2.8 | 20 | 19.4 | 8 | 4 | 10.2 | 7.6 | 9 | 5.8 | 11.7 | 2.8 | 13.9 | 10.6 | 8 | 4 | 20.6 | 20.6 | 14.8 | 13.9 | 9.1 | 5.9 | 18.9 | 17.2 | 13.3 | 11.7 | 15.7 | -0.8 | 24.8 | 22.1 | 23.9 | -3.3 | 23.5 | 20.7 | 23.3 | 20 | 21.1 | 16.1 | 22.8 | -8.9 | 19.4 | 18.3 | 16.1 | 13.9 | 8.9 | 8.3 | 11.1 | -1.5 | 10 | 9.4 | 6.1 | 0.6 | 1.7 | -9.4 | 7.2 | 1.7
5 | 3 | 6.1 | 3.9 | 18.3 | 16.1 | 12.8 | 11.1 | 6.7 | -1.1 | 20.7 | 0.5 | 8 | 7 | 10.5 | 6.9 | 15.6 | 13.3 | 11 | 8.3 | 10 | 7.8 | 6.7 | 6.4 | 11.1 | 4.4 | 15.6 | -6.7 | 17 | 14 | 22.8 | 18.3 | 24.4 | 23.9 | 17.2 | 16.9 | 23.9 | 20 | 19.4 | 18.3 | 21.1 | 16.7 | 11.1 | 7.2 | 18.9 | 1.7 | 13.3 | 6.1 | 3.3 | 1.1 | 13.9 | 9.4 | 16.1 | 14 | 22.2 | 20.6 | 23.3 | 21.7 | 16.1 | 3.9 | 10 | 6 | 9.8 | 9.8 | 4.5 | 3.3 | 1.1 | -2.8 | 3.9 | 1.7 | 3.3 | 0.6 | 9.4 | 6.7 | 5.6 | 4.4 | 16.7 | 15 | 18.9 | 13.9 | 17.2 | 16.1 | 20 | 17.8 | 6.1 | -3.9 | 6.1 | 0.6 | 9.4 | 9.4 | 8.7 | 7 | 18.3 | 17.2 | 8.9 | 5.6 | 13.3 | 8.9 | 15 | 5.6 | 0.4 | -1.1 | 14.6 | 0.8 | 8.3 | -3.9 | 18.9 | 17.8 | 21.3 | 16.3 | 7.2 | 2.2 | 13.3 | 7.8 | 7.8 | 2.2 | 20 | 20 | 8 | 4 | 9.8 | 7.4 | 8.7 | 6 | 11.1 | 2.2 | 14.4 | 10 | 8 | 4 | 20.6 | 20.6 | 15.2 | 13.9 | 8.9 | 5.6 | 18.3 | 17.2 | 13.3 | 11.1 | 15 | -1.1 | 24.4 | 22.2 | 22.8 | -2.8 | 23.3 | 20.6 | 23.3 | 20 | 20.6 | 15.6 | 22.2 | -10 | 18.9 | 17.8 | 15 | 13.3 | 8.3 | 7.8 | 9.5 | -1.9 | 8.3 | 7.8 | 3.9 | 1.1 | 1.7 | -8.9 | 7.2 | 1.7
4 | 3 | 5 | 3.3 | 16.7 | 15.6 | 12.2 | 10.6 | 6.1 | -0.9 | 19.3 | 1.3 | 8 | 6 | 9.4 | 6.7 | 15 | 12.8 | 10.6 | 7.8 | 10 | 7.8 | 6.1 | 5.3 | 10 | 3.9 | 15.6 | -6.7 | 16 | 13 | 22.8 | 18.3 | 24.4 | 23.9 | 16.7 | 16.7 | 23.9 | 20 | 20 | 18.3 | 20.6 | 16.7 | 10.6 | 7.2 | 17.8 | -1.7 | 13.9 | 5 | 3.3 | 0.6 | 14.4 | 9.4 | 15.6 | 13.9 | 22.2 | 20.6 | 22.8 | 21.1 | 15.6 | 5 | 9 | 5 | 9.4 | 9.4 | 3.9 | 2.8 | 0 | -2.8 | 3.3 | 1.7 | 2.8 | 2.2 | 8.3 | 5.6 | 5.8 | 4.8 | 16.7 | 15 | 19.3 | 13.9 | 17.2 | 16.1 | 19.6 | 17.6 | 3.9 | -5 | 5 | 1.1 | 9.4 | 8.9 | 8.3 | 6.7 | 18.3 | 17.8 | 8.7 | 6 | 11.7 | 10 | 14.4 | 5.6 | 0.6 | -0.6 | 13.9 | 0.6 | 7.8 | -2.8 | 18.9 | 17.8 | 20.6 | 15.6 | 7.8 | 3.9 | 13.9 | 7.8 | 7.8 | 2.2 | 19.4 | 19.4 | 8 | 3 | 9.4 | 7.2 | 8.3 | 6.1 | 10 | 3.9 | 13.9 | 9.4 | 8 | 4 | 20.6 | 20.6 | 15.6 | 13.9 | 8.5 | 5.4 | 18.9 | 17.2 | 13.3 | 11.1 | 14.1 | -1.3 | 24.6 | 22.3 | 21.7 | -2.2 | 23.1 | 20.3 | 23.3 | 20 | 19.8 | 15.7 | 20.6 | -10 | 18.3 | 17.8 | 19.4 | 13.9 | 8.3 | 7.2 | 7.8 | -2.8 | 8.3 | 8.3 | 2.2 | 0.6 | 1.7 | -8.9 | 7.2 | 1.7
6 | 3 | 5 | 3.9 | 16.7 | 15 | 13.3 | 11.1 | 5.6 | -1.1 | 17.8 | 1.7 | 8 | 7 | 10.5 | 6.9 | 15 | 13.3 | 12.1 | 8 | 10 | 7.2 | 6.1 | 5.6 | 10.6 | 3.3 | 13.9 | -6.1 | 16 | 13 | 22.8 | 17.8 | 24.4 | 23.9 | 16.5 | 16.2 | 23.9 | 20 | 20 | 18.3 | 19.4 | 16.7 | 10.6 | 7.8 | 16.1 | -2.8 | 12.8 | 5.6 | 2.8 | 0.6 | 13.9 | 8.9 | 16.1 | 14.1 | 22.8 | 20 | 22.2 | 21.1 | 15 | 6.7 | 9 | 5 | 8.9 | 8.9 | 6.3 | 4 | -0.6 | -3.3 | 2.8 | 1.1 | 2.2 | 2.2 | 8.9 | 6.1 | 5.9 | 4.9 | 16.7 | 15 | 19.6 | 14 | 17.2 | 16.1 | 19.3 | 17.5 | 3.9 | -5.6 | 5.6 | 1.1 | 9.4 | 8.9 | 11.3 | 9.2 | 18.9 | 17.8 | 8.5 | 6.3 | 11.1 | 10 | 14.4 | 5 | 2.1 | 0 | 15.6 | 1 | 7.2 | -2.8 | 18.9 | 17.8 | 20.4 | 15.4 | 7.2 | 4.4 | 13.9 | 7.2 | 6.7 | 2.2 | 19.4 | 19.4 | 7 | 3 | 9.4 | 7.2 | 9.2 | 6.5 | 9.4 | 3.3 | 13.3 | 10 | 7 | 5 | 20.6 | 20.6 | 16 | 14.2 | 8.2 | 5.3 | 18.9 | 17.2 | 12.8 | 11.7 | 13.1 | -1.8 | 24.8 | 22.7 | 19.4 | -1.7 | 23 | 20.2 | 23.3 | 20.6 | 19.1 | 15.6 | 20.6 | -11.7 | 18.3 | 18.3 | 15.6 | 13.3 | 7.8 | 7.2 | 8.9 | -1.6 | 10 | 10 | 1.1 | 0 | 1.1 | -9.4 | 7.2 | 1.7
8 | 4 | 5.6 | 3.9 | 16.7 | 13.9 | 14.4 | 10.6 | 10.2 | 0.2 | 18.7 | 1.7 | 10 | 7 | 11.7 | 7.3 | 15.6 | 12.8 | 13.5 | 8 | 10 | 7.2 | 6.7 | 5.6 | 12.2 | 3.3 | 17.2 | -7.2 | 15 | 14 | 22.2 | 18.3 | 23.3 | 22.8 | 16.3 | 15.5 | 23.9 | 20.6 | 20 | 18.3 | 18.9 | 16.7 | 10.6 | 7.8 | 15.6 | -3.9 | 13.9 | 7.8 | 3.3 | 0.6 | 13.3 | 8.9 | 16.7 | 14.4 | 20.6 | 20 | 22.8 | 21.7 | 16.1 | 7.2 | 8 | 6 | 10.6 | 9.4 | 8.7 | 4.9 | 0.6 | -2.2 | 2.2 | 1.7 | 3.3 | 3.3 | 9.4 | 6.7 | 6.1 | 5 | 16.7 | 15 | 20 | 13.9 | 17.2 | 16.1 | 18.9 | 17.2 | 4.4 | -6.1 | 7.2 | 1.1 | 8.9 | 8.9 | 14.2 | 11.9 | 18.9 | 18.3 | 8.3 | 6.7 | 11.1 | 9.4 | 14.4 | 5.6 | 3.5 | 0.2 | 17.2 | 1.6 | 8.3 | -1.7 | 19.4 | 17.8 | 20.2 | 15.2 | 7.8 | 5 | 14.4 | 8.9 | 7.8 | 2.2 | 19.4 | 19.4 | 9 | 6 | 9.4 | 7.2 | 10.2 | 6.9 | 10.6 | 3.3 | 14.4 | 10.6 | 9 | 5 | 21.1 | 20.6 | 16.3 | 14.3 | 7.8 | 5 | 18.3 | 17.2 | 12.8 | 11.7 | 12.2 | -2.2 | 25 | 22.8 | 20 | -1.1 | 22.8 | 20 | 23.3 | 20.6 | 18.3 | 15.6 | 20.6 | -11.7 | 18.9 | 18.3 | 17.8 | 15 | 8.3 | 7.2 | 10 | -0.9 | 10 | 8.9 | 1.1 | -0.6 | 2.8 | -8.9 | 9.1 | 2.4
10 | 4 | 8.3 | 3.9 | 17.2 | 15 | 16.7 | 10.6 | 14.8 | 0.6 | 19.7 | 2.1 | 11 | 8 | 12.8 | 7.2 | 16.7 | 12.8 | 15 | 7.8 | 11.1 | 7.8 | 10.6 | 7.8 | 16.1 | 3.3 | 18.3 | -4.4 | 15 | 14 | 24.4 | 18.3 | 26.1 | 24.4 | 16.1 | 15 | 23.9 | 20.6 | 20 | 18.3 | 22.8 | 16.7 | 11.7 | 8.3 | 16.1 | -3.9 | 17.8 | 8.9 | 5 | 2.2 | 12.8 | 7.2 | 17.2 | 14.4 | 20.6 | 20 | 23.9 | 22.2 | 17.8 | 6.7 | 12 | 7 | 12.8 | 10 | 11.1 | 5.6 | 3.3 | -1.7 | 5 | 2.8 | 5 | 3.3 | 11.1 | 7.8 | 9.1 | 6.6 | 16.7 | 15 | 20.6 | 14.5 | 17.8 | 16.1 | 21.7 | 18.3 | 6.7 | -6.1 | 9.4 | 2.8 | 11.1 | 9.4 | 17.2 | 14.4 | 19.4 | 18.3 | 9.2 | 6.8 | 11.1 | 10 | 16.7 | 6.1 | 5 | 0.6 | 18.9 | 1.7 | 12.2 | -2.2 | 20 | 17.2 | 20 | 15 | 11.7 | 7.2 | 18.9 | 10.6 | 10 | 2.8 | 20 | 20 | 12 | 7 | 9.4 | 7.2 | 11.1 | 7.2 | 12.2 | 3.3 | 15.6 | 11.1 | 11 | 4 | 22.2 | 21.7 | 16.7 | 14.4 | 9.8 | 6.2 | 18.3 | 17.2 | 13.3 | 12.2 | 15.5 | -1 | 25.7 | 22.8 | 23.3 | 0 | 23.3 | 20.1 | 23.3 | 21.1 | 20.3 | 16.2 | 22.2 | -11.1 | 20 | 19.4 | 22.2 | 15.6 | 8.9 | 7.2 | 11.1 | 0 | 8.9 | 8.3 | 2.8 | 1.1 | 5.6 | -9.4 | 10.9 | 3
13 | 3 | 8.3 | 3.9 | 17.8 | 13.9 | 17.2 | 9.4 | 19.4 | -0.6 | 20.6 | 1.7 | 13 | 8 | 15.2 | 7.8 | 18.3 | 12.8 | 17.8 | 7.9 | 12.2 | 7.2 | 14.4 | 6.7 | 20 | 5.6 | 21.1 | -5 | 16 | 14 | 26.7 | 18.9 | 27.8 | 25 | 15.9 | 14.8 | 24.4 | 21.1 | 21.1 | 17.8 | 25 | 16.7 | 12.8 | 7.8 | 16.7 | -1.1 | 20 | 9.4 | 7.8 | 0.6 | 12.8 | 6.7 | 19.1 | 14.8 | 21.1 | 20 | 25 | 20.6 | 20 | 7.2 | 14 | 7 | 12.8 | 10.6 | 12.6 | 6.2 | 5.6 | -2.2 | 6.7 | 2.8 | 10 | 4.4 | 12.8 | 8.3 | 12 | 7.9 | 16.7 | 15 | 21.1 | 15 | 17.8 | 16.1 | 24.4 | 19.3 | 8.3 | -6.1 | 11.7 | 2.8 | 13.3 | 10 | 18.7 | 13.2 | 18.9 | 17.8 | 10.2 | 7.1 | 11.1 | 10 | 18.3 | 6.7 | 6.5 | 0.8 | 20.4 | 2.3 | 13.9 | -2.2 | 18.3 | 15.6 | 21.1 | 15.4 | 13.9 | 8.3 | 20.6 | 10.6 | 12.8 | 2.8 | 22.8 | 21.1 | 17 | 6 | 10.7 | 7.2 | 12.4 | 7.1 | 14.4 | 3.9 | 17.8 | 11.7 | 12 | 4 | 23.9 | 23.3 | 19.3 | 16 | 11.9 | 7 | 20.6 | 18.3 | 13.3 | 12.8 | 18.9 | 0 | 26.5 | 23 | 24.4 | 0 | 23.9 | 20.5 | 25 | 21.7 | 22.4 | 16.9 | 23.3 | -8.9 | 21.7 | 19.4 | 24.4 | 16.1 | 8.9 | 7.2 | 13.1 | 0.5 | 8.3 | 7.8 | 7.2 | 1.7 | 7.2 | -9.4 | 12.8 | 3.3
14 | 1 | 7.2 | 2.2 | 19.4 | 14.4 | 18.3 | 8.9 | 20.9 | -0.4 | 22.4 | 2.5 | 14 | 8 | 17.6 | 7.7 | 20.6 | 13.3 | 20.5 | 7.5 | 14.4 | 5 | 17.8 | 6.7 | 23.9 | 5 | 21.7 | -3.9 | 16 | 14 | 27.2 | 18.9 | 27.2 | 25.6 | 15.8 | 14.7 | 26.1 | 22.2 | 21.7 | 17.8 | 26.7 | 16.7 | 14.4 | 8.3 | 18.3 | -0.6 | 21.7 | 9.4 | 8.9 | -0.6 | 11.7 | 5.6 | 20.9 | 14.6 | 21.1 | 20 | 23.9 | 18.9 | 21.1 | 7.8 | 17 | 7 | 14.4 | 11.1 | 14.1 | 7 | 6.7 | -1.1 | 8.3 | 2.8 | 13.3 | 3.9 | 14.4 | 8.3 | 15 | 8.9 | 16.7 | 15 | 21.7 | 15.6 | 18.3 | 16.7 | 27.2 | 20 | 10 | -4.4 | 14.4 | 2.8 | 15.6 | 8.9 | 20.2 | 10.9 | 18.9 | 18.9 | 11.1 | 7.2 | 11.7 | 10.6 | 20 | 7.2 | 7.9 | 0.6 | 21.8 | 2 | 16.1 | -1.1 | 19.4 | 15 | 22.2 | 15.8 | 16.7 | 10 | 22.2 | 12.2 | 15 | 3.3 | 24.4 | 21.1 | 19 | 6 | 12 | 6.9 | 13.7 | 6.6 | 15.6 | 4.4 | 20.6 | 12.8 | 14 | 4 | 24.4 | 22.8 | 21.8 | 17.2 | 13.9 | 7.8 | 21.1 | 18.3 | 13.3 | 12.2 | 22.2 | 0.6 | 27.2 | 22.8 | 25 | 0 | 24.4 | 20.6 | 26.1 | 21.7 | 24.4 | 17.2 | 24.4 | -7.8 | 22.8 | 19.4 | 25 | 16.1 | 10 | 7.8 | 15.2 | 1 | 9.4 | 7.8 | 8.9 | -1.7 | 8.9 | -10 | 14.6 | 4.3
16 | 1 | 9.4 | 2.8 | 21.1 | 15.6 | 20.6 | 7.2 | 22.4 | -0.3 | 24.3 | 3 | 14 | 9 | 20 | 7.2 | 21.1 | 13.9 | 23.3 | 6.1 | 14.4 | 4.4 | 17.8 | 10 | 27.2 | 3.3 | 25 | -5.6 | 17 | 15 | 27.8 | 19.4 | 28.3 | 24.4 | 15.6 | 14.4 | 26.7 | 22.2 | 22.8 | 15.6 | 27.8 | 16.1 | 15.6 | 8.3 | 19.4 | 0.6 | 23.9 | 10 | 10 | 1.1 | 12.2 | 6.7 | 22.8 | 14.4 | 22.2 | 20.6 | 21.7 | 17.8 | 23.3 | 8.3 | 18 | 5 | 13.9 | 10.6 | 15.6 | 7.2 | 7.8 | -1.1 | 10 | 3.3 | 17.2 | 4.4 | 15 | 8.9 | 15.7 | 8.7 | 17.2 | 15.6 | 22.2 | 16.3 | 18.9 | 16.7 | 28.9 | 18.7 | 12.8 | -5 | 16.1 | 3.9 | 17.2 | 9.4 | 21.7 | 7.8 | 18.9 | 18.9 | 14.4 | 7.7 | 13.3 | 11.1 | 21.1 | 6.7 | 9.4 | 0.6 | 23.3 | 2.2 | 17.2 | -1.7 | 20 | 15 | 23.3 | 16.1 | 17.8 | 9.4 | 23.9 | 13.3 | 16.7 | 3.9 | 26.7 | 21.1 | 20 | 6 | 13.3 | 6.7 | 15 | 6.1 | 16.1 | 3.9 | 22.2 | 13.3 | 14 | 5 | 26.7 | 23.3 | 24.4 | 18.3 | 15.4 | 8.4 | 21.1 | 17.8 | 13.3 | 12.8 | 24.4 | 1.3 | 27.9 | 22.6 | 26.1 | -0.6 | 25.3 | 20.8 | 27.8 | 21.1 | 25.2 | 17.2 | 25.6 | -1.7 | 25.6 | 20 | 27.2 | 16.7 | 11.7 | 7.2 | 17.2 | 1.1 | 9.4 | 7.2 | 10 | -1.7 | 11.1 | -9.4 | 16.5 | 4.9
16 | 2 | 9.4 | 2.8 | 21.7 | 15.6 | 22.2 | 7.8 | 23.9 | -0.6 | 26.1 | 3.3 | 16 | 9 | 21.3 | 6.8 | 21.1 | 13.3 | 25.2 | 6.4 | 16.1 | 5.6 | 17.2 | 11.1 | 28.3 | -1.7 | 26.1 | -5.6 | 18 | 14 | 28.3 | 19.4 | 28.9 | 25 | 16.1 | 14.5 | 27.2 | 22.8 | 23.9 | 14.4 | 27.8 | 16.1 | 18.3 | 9.4 | 21.1 | 0.6 | 22.2 | 10 | 10.6 | 1.7 | 15.6 | 7.2 | 23.5 | 14.5 | 23.9 | 20.6 | 20 | 17.8 | 24.4 | 8.3 | 19 | 2 | 14.4 | 10.6 | 15.6 | 7.1 | 8.3 | -1.1 | 12.2 | 3.9 | 18.3 | 5.6 | 17.2 | 9.4 | 16.5 | 8.2 | 18.3 | 16.1 | 22.8 | 17.1 | 18.9 | 16.1 | 30.5 | 17.3 | 13.9 | -5 | 20 | 5 | 17.2 | 8.9 | 21.9 | 7.4 | 19.4 | 19.4 | 17.8 | 7.9 | 14.4 | 10.6 | 22.8 | 6.1 | 11.3 | 1.5 | 24.6 | 2.1 | 20 | -0.6 | 21.7 | 15.6 | 23.5 | 16.1 | 20 | 8.9 | 25 | 13.9 | 18.3 | 5 | 26.7 | 21.1 | 21 | 4 | 14.6 | 6.7 | 15.7 | 6.2 | 17.8 | 4.4 | 24.4 | 12.2 | 16 | 6 | 27.2 | 23.3 | 25.5 | 17.7 | 16.8 | 8.5 | 20.6 | 18.3 | 14.4 | 12.2 | 26.7 | 1.2 | 28.7 | 22.5 | 27.2 | -0.6 | 26.3 | 20.9 | 28.3 | 21.7 | 25.9 | 16.8 | 25.6 | -1.1 | 28.3 | 20.6 | 28.9 | 17.2 | 13.3 | 4.4 | 17.9 | 0.5 | 10 | 7.2 | 11.7 | -0.6 | 10.6 | -6.1 | 18.3 | 5.6
17 | 1 | 10.6 | 2.8 | 20.6 | 14.4 | 22.8 | 7.2 | 23.7 | 0.1 | 27.6 | 2.6 | 17 | 9 | 22.6 | 6.4 | 21.7 | 12.8 | 27 | 7 | 15.6 | 7.8 | 17.8 | 6.1 | 29.4 | -1.1 | 27.2 | -8.9 | 20 | 14 | 28.9 | 18.9 | 30 | 23.9 | 16.7 | 14.4 | 22.8 | 21.1 | 23.9 | 13.3 | 27.8 | 16.7 | 18.9 | 9.4 | 22.2 | -1.1 | 20 | 10 | 11.7 | 1.1 | 17.2 | 6.7 | 24.3 | 15 | 26.7 | 21.1 | 21.1 | 18.3 | 25.6 | 8.9 | 19 | 0 | 13.9 | 11.7 | 15.6 | 6.6 | 10 | 0 | 13.9 | 3.9 | 19.4 | 4.4 | 17.8 | 6.7 | 17.2 | 7.8 | 19.4 | 16.7 | 23.3 | 17.8 | 19.4 | 16.1 | 32.2 | 15 | 15 | -4.4 | 21.1 | 6.1 | 18.3 | 9.4 | 22 | 6.3 | 20 | 19.4 | 21.1 | 6.7 | 16.7 | 11.1 | 23.9 | 6.7 | 13.1 | 2.6 | 25.9 | 1.2 | 21.1 | -2.2 | 23.3 | 16.1 | 23.7 | 15.8 | 20.6 | 10.6 | 25.6 | 15 | 18.9 | 5.6 | 27.2 | 21.7 | 22 | 4 | 15.9 | 6.4 | 16.5 | 6.1 | 17.8 | 4.4 | 25.6 | 11.7 | 16 | 4 | 26.1 | 22.8 | 26.7 | 16.7 | 18.3 | 8.9 | 20 | 17.2 | 15.6 | 12.8 | 28.9 | 1.7 | 29.4 | 22.2 | 29.4 | -1.1 | 27.2 | 21.1 | 28.9 | 21.7 | 26.7 | 16.7 | 26.1 | -2.8 | 29.4 | 19.4 | 30 | 17.8 | 11.1 | 4.4 | 18.7 | 0.3 | 10 | 6.7 | 12.2 | -1.1 | 11.7 | -5.6 | 19.1 | 4.9
19 | 2 | 10.6 | 2.8 | 19.4 | 13.9 | 24.4 | 7.2 | 23.5 | -0.1 | 29.1 | 2.4 | 17 | 10 | 23.9 | 5 | 20.6 | 13.3 | 28.9 | 7.2 | 16.1 | 6.1 | 17.2 | 7.8 | 28.3 | -2.2 | 27.8 | -8.9 | 18 | 13 | 28.3 | 18.9 | 30 | 23.9 | 17.2 | 14.4 | 23.3 | 21.7 | 24.4 | 13.3 | 28.3 | 16.7 | 18.9 | 9.4 | 22.2 | -1.1 | 19.4 | 10 | 12.2 | 1.7 | 18.3 | 6.7 | 25 | 15 | 27.8 | 21.7 | 22.2 | 17.8 | 26.7 | 8.9 | 20 | 2 | 13.9 | 11.7 | 15.6 | 6.1 | 10.6 | 0.6 | 13.3 | 3.9 | 20.6 | 4.4 | 20 | 6.7 | 17.8 | 8.1 | 20 | 16.7 | 24.8 | 18.5 | 22.2 | 16.1 | 32.4 | 15.4 | 16.1 | -3.9 | 22.2 | 6.1 | 20 | 10 | 22.2 | 5.6 | 20 | 19.4 | 21.8 | 6.1 | 16.7 | 11.1 | 25.6 | 5.6 | 15 | 3.3 | 27.2 | 0.6 | 23.9 | 0 | 23.9 | 16.7 | 23.9 | 15.6 | 18.3 | 9.4 | 26.1 | 15 | 19.4 | 5.6 | 28.9 | 21.1 | 22 | 4 | 17.2 | 6.1 | 17.2 | 6.1 | 20.6 | 6.7 | 24.4 | 13.9 | 17 | 6 | 25.6 | 22.2 | 27.8 | 15.6 | 18.9 | 9.4 | 21.1 | 17.2 | 16.1 | 12.2 | 30.2 | 0.7 | 30 | 22.2 | 29.4 | -1.7 | 28.1 | 21.2 | 29.4 | 21.7 | 27.4 | 16.7 | 26.1 | -2.2 | 29.4 | 20 | 31.1 | 15 | 14.4 | 5.6 | 19.4 | -0.6 | 10.6 | 6.1 | 14.4 | 1.1 | 12.8 | -5.6 | 19.8 | 3.5
17 | 2 | 10.6 | 2.2 | 20.6 | 14.4 | 25 | 6.1 | 23.3 | 0.6 | 30.6 | 1.1 | 18 | 10 | 24.1 | 4.5 | 20.6 | 13.3 | 29.6 | 5.7 | 16.1 | 5.6 | 17.8 | 6.7 | 28.9 | -1.1 | 28.3 | -10 | 18 | 13 | 28.3 | 18.9 | 27.8 | 24.4 | 17.2 | 14.1 | 26.1 | 21.7 | 24.4 | 13.3 | 28.9 | 17.2 | 20 | 9.4 | 22.8 | -0.6 | 19.4 | 11.1 | 12.8 | 1.1 | 18.3 | 5.6 | 25.4 | 15.2 | 28.9 | 21.7 | 21.1 | 18.9 | 27.8 | 8.9 | 20 | 3 | 13.9 | 11.7 | 15 | 5.8 | 12.8 | 1.7 | 13.9 | 3.9 | 18.9 | 4.4 | 17.8 | 7.2 | 18.3 | 8 | 20.6 | 16.7 | 26.3 | 19 | 22.8 | 16.1 | 32.6 | 16.5 | 17.2 | -4.4 | 23.9 | 5 | 20.6 | 10.6 | 22.4 | 6.6 | 22.2 | 20 | 22.6 | 6 | 18.3 | 12.2 | 27.2 | 0.6 | 15 | 4.1 | 27.9 | 0.6 | 23.9 | -0.6 | 26.7 | 18.3 | 22.6 | 15.2 | 18.9 | 9.4 | 26.1 | 13.9 | 20.6 | 5.6 | 30 | 20 | 20 | 6 | 16.8 | 6.1 | 17.2 | 6.4 | 20.6 | 5.6 | 25 | 15 | 18 | 7 | 25 | 22.8 | 27.6 | 15.6 | 19.4 | 10.2 | 22.8 | 17.8 | 17.2 | 12.2 | 31.5 | -1.2 | 30.5 | 22.1 | 30 | -5.6 | 29.1 | 21.6 | 29.4 | 22.2 | 28.2 | 17.1 | 26.7 | -1.7 | 27.8 | 20.6 | 30.6 | 14.4 | 15 | 5 | 19.6 | -1.3 | 10.6 | 6.1 | 14.4 | 1.1 | 13.9 | -5 | 20.6 | 2.2
18 | 3 | 11.1 | 2.2 | 20.6 | 14.4 | 25 | 7.2 | 22.6 | 0.4 | 30.6 | 0.1 | 18 | 10 | 24.2 | 3.5 | 20 | 13.3 | 30.4 | 5 | 16.7 | 5.6 | 16.7 | 7.2 | 28.9 | 0 | 28.3 | -9.4 | 18 | 13 | 28.3 | 18.9 | 26.7 | 25 | 17.2 | 14.1 | 27.8 | 22.2 | 23.9 | 13.3 | 29.4 | 17.2 | 20 | 10 | 25 | 0 | 20 | 10 | 14.4 | 3.3 | 17.2 | 6.1 | 25.7 | 14.8 | 28.3 | 21.7 | 21.1 | 18.9 | 25.6 | 10 | 22 | 4 | 13.3 | 11.7 | 14.5 | 5.6 | 13.3 | 0 | 14.4 | 3.3 | 19.4 | 3.9 | 18.9 | 7.2 | 18.9 | 8.3 | 20.6 | 16.1 | 27.8 | 19.4 | 22.8 | 16.1 | 32.8 | 17.2 | 18.3 | -3.9 | 22.8 | 4.4 | 20 | 11.1 | 22.6 | 7.6 | 23.9 | 18.9 | 23.3 | 5 | 20 | 12.8 | 27.2 | -0.6 | 15 | 4.4 | 28.7 | 0.4 | 24.4 | 0 | 27.8 | 18.9 | 21.3 | 14.5 | 18.9 | 9.4 | 26.1 | 15.6 | 22.2 | 5.6 | 31.1 | 19.4 | 18 | 7 | 16.5 | 6.4 | 17.2 | 7 | 21.7 | 5.6 | 25 | 15 | 18 | 7 | 25 | 22.2 | 27.4 | 16.1 | 20 | 10.6 | 23.9 | 17.8 | 18.3 | 13.3 | 32.8 | -2.2 | 31.1 | 22.2 | 31.1 | -6.7 | 30 | 21.7 | 28.9 | 21.7 | 28.9 | 17.2 | 30 | -10 | 27.2 | 20.6 | 31.1 | 13.9 | 13.3 | 5.6 | 19.8 | -1.7 | 11.1 | 6.1 | 15.6 | 1.7 | 14.4 | -4.4 | 18.5 | 3.9
19 | 0 | 12.8 | 2.8 | 21.7 | 15 | 25.6 | 6.7 | 21.8 | 0.3 | 30.6 | -1.8 | 18 | 9 | 24.4 | 2.8 | 20 | 13.3 | 31.1 | 3.3 | 16.1 | 5.6 | 16.1 | 7.8 | 30 | 0.6 | 28.3 | -8.3 | 17 | 13 | 27.8 | 19.4 | 24.4 | 21.7 | 17.2 | 13.9 | 27.8 | 23.3 | 23.3 | 14.4 | 28.3 | 17.2 | 19.4 | 10 | 25 | 0.6 | 20.6 | 12.2 | 14.4 | 3.3 | 16.1 | 5.6 | 26.1 | 15 | 27.2 | 22.2 | 22.2 | 18.3 | 23.9 | 12.2 | 16 | 9 | 13.3 | 11.7 | 13.9 | 5 | 13.3 | -0.6 | 14.4 | 3.3 | 19.4 | 5 | 16.7 | 6.7 | 18.7 | 8.4 | 21.1 | 16.1 | 27.2 | 18.2 | 23.3 | 15.6 | 32.2 | 17.3 | 18.3 | -4.4 | 24.4 | 3.9 | 20 | 10.6 | 22.8 | 8.3 | 23.3 | 17.8 | 23.3 | 5.3 | 18.9 | 11.7 | 27.8 | -1.7 | 15 | 5 | 29.4 | 0.6 | 23.3 | 1.1 | 26.1 | 20 | 20 | 13.9 | 18.3 | 10 | 24.4 | 16.7 | 22.2 | 5.6 | 31.7 | 17.8 | 19 | 7 | 16.1 | 6.1 | 17.2 | 7.2 | 21.7 | 5.6 | 24.4 | 16.1 | 18 | 8 | 23.9 | 22.2 | 27.2 | 16.1 | 20.2 | 10.6 | 23.9 | 17.2 | 18.9 | 12.8 | 33 | -2.3 | 30 | 22.5 | 31.1 | -6.7 | 29.6 | 21.3 | 28.9 | 21.7 | 28.9 | 16.5 | 28.3 | -6.1 | 26.1 | 22.2 | 31.7 | 14.4 | 10.6 | 6.1 | 20 | -2.8 | 11.7 | 6.1 | 15.6 | 1.1 | 14.4 | -4.4 | 16.5 | 5.2
18 | -2 | 12.2 | -1.7 | 21.1 | 15 | 25 | 5.6 | 21.1 | 0.6 | 30.6 | -2.8 | 18 | 9 | 23.1 | 3.1 | 19.4 | 13.9 | 28.3 | 8.1 | 15.6 | 5.6 | 15 | 5.6 | 30 | -1.1 | 27.8 | -10.6 | 16 | 13 | 26.7 | 18.9 | 23.9 | 21.1 | 16.7 | 13.6 | 27.2 | 22.8 | 21.1 | 13.3 | 28.3 | 17.8 | 20 | 11.1 | 25 | 0 | 22.2 | 14.4 | 15 | 3.3 | 15 | 6.1 | 25.4 | 14.9 | 25.6 | 21.1 | 23.3 | 18.3 | 25.6 | 10.6 | 18 | 8 | 13.3 | 11.7 | 13.9 | 4.8 | 14.4 | 0 | 12.8 | 2.2 | 16.7 | 5.6 | 16.1 | 6.7 | 18.5 | 8.2 | 21.1 | 16.1 | 26.7 | 16.9 | 20.6 | 16.1 | 31.7 | 17.6 | 17.8 | -6.1 | 24.4 | 5 | 18.3 | 9.4 | 22.1 | 9.7 | 25 | 18.3 | 23.3 | 5.3 | 19.4 | 12.2 | 27.2 | -0.6 | 14.1 | 5.2 | 28.3 | 0.1 | 21.7 | 1.7 | 19.4 | 18.9 | 18.7 | 13.4 | 17.8 | 9.4 | 22.8 | 16.7 | 21.7 | 6.1 | 30.6 | 17.8 | 19 | 7 | 14.8 | 6.6 | 16.3 | 6.5 | 21.7 | 6.7 | 23.9 | 16.7 | 20 | 6 | 23.9 | 21.1 | 26.7 | 16.9 | 20.4 | 10.8 | 23.3 | 17.2 | 19.4 | 12.8 | 33.1 | -1.1 | 28.9 | 22.6 | 30.6 | -6.1 | 29.3 | 21 | 27.8 | 21.7 | 28.9 | 15.8 | 20.6 | -0.6 | 27.8 | 20.6 | 30.6 | 12.8 | 8.3 | 6.7 | 18.9 | -1.8 | 11.7 | 6.1 | 15.6 | 1.1 | 14.4 | -3.9 | 14.4 | 5.6
17 | -3 | 11.1 | -1.7 | 19.4 | 14.4 | 23.9 | 5.6 | 19.4 | 1.4 | 29.3 | -2.7 | 17 | 9 | 21.9 | 3.1 | 17.8 | 13.9 | 25.6 | 10.3 | 15 | 6.7 | 13.9 | 6.1 | 28.3 | 2.2 | 26.7 | -8.9 | 16 | 12 | 26.1 | 18.9 | 26.1 | 22.8 | 16.1 | 13.1 | 27.8 | 22.2 | 20 | 13.3 | 25.6 | 17.8 | 18.9 | 10.6 | 24.4 | -0.6 | 19.4 | 12.2 | 14.4 | 3.9 | 14.4 | 5.6 | 24.6 | 14.7 | 26.1 | 21.1 | 22.8 | 18.3 | 23.9 | 9.4 | 19 | 7 | 13.3 | 11.7 | 13.9 | 4.8 | 14.4 | 0 | 12.2 | 2.2 | 19.4 | 5.6 | 16.1 | 6.7 | 18.3 | 8.3 | 19.4 | 16.1 | 26.1 | 15.6 | 19.4 | 16.1 | 31.1 | 17.8 | 17.8 | -7.2 | 23.3 | 5 | 17.8 | 10 | 21.3 | 10.5 | 23.9 | 17.8 | 23.3 | 5 | 19.4 | 12.2 | 26.7 | -1.7 | 13.1 | 5 | 27.2 | 0.8 | 20 | 1.7 | 20.6 | 20 | 17.4 | 13 | 17.2 | 8.9 | 21.7 | 16.7 | 21.1 | 5.6 | 30 | 19.4 | 18 | 7 | 13.5 | 7.1 | 15.3 | 5.3 | 21.1 | 6.7 | 22.8 | 16.1 | 19 | 6 | 22.8 | 20.6 | 26.1 | 17.8 | 20.6 | 10.6 | 23.3 | 17.2 | 18.9 | 11.7 | 33.3 | -1.7 | 27.8 | 22.8 | 29.4 | -5 | 28.9 | 20.6 | 27.8 | 21.7 | 28.9 | 15 | 17.8 | -0.6 | 26.1 | 18.9 | 29.4 | 12.8 | 8.9 | 7.2 | 17.8 | -1.7 | 11.1 | 5.6 | 15 | 0.6 | 13.3 | -3.9 | 13.9 | 6.1
15 | -2 | 8.9 | 2.2 | 17.2 | 14.4 | 22.2 | 6.7 | 17.8 | 1.7 | 28 | -1.7 | 16 | 8 | 20.6 | 3.3 | 16.7 | 13.3 | 22.8 | 11.7 | 13.3 | 7.8 | 12.2 | 6.7 | 26.7 | 2.2 | 25.6 | -10 | 16 | 12 | 25 | 18.3 | 25.6 | 23.3 | 15.6 | 12.8 | 27.8 | 22.2 | 18.3 | 12.8 | 25 | 18.3 | 18.9 | 10.6 | 22.8 | 2.2 | 17.2 | 12.2 | 13.3 | 3.9 | 14.4 | 5.6 | 23.9 | 14.4 | 23.9 | 21.7 | 20.6 | 18.3 | 21.7 | 8.9 | 19 | 7 | 12.8 | 12.2 | 13.9 | 4.4 | 13.3 | -1.7 | 12.2 | 2.2 | 16.7 | 5 | 14.4 | 6.7 | 17.4 | 8.8 | 18.9 | 15.6 | 23 | 15.9 | 18.9 | 16.1 | 28.7 | 19.1 | 16.1 | -9.4 | 22.8 | 3.9 | 17.2 | 10 | 20.6 | 11.1 | 22.8 | 18.3 | 21.5 | 5.8 | 17.8 | 12.2 | 22.8 | 6.7 | 12.2 | 5 | 26.1 | 0.6 | 17.8 | 0.6 | 20.6 | 18.9 | 16.1 | 12.2 | 15.6 | 9.4 | 21.1 | 17.2 | 20 | 6.1 | 27.8 | 20 | 17 | 9 | 12.2 | 7.2 | 14.4 | 4.4 | 19.4 | 6.7 | 22.2 | 16.1 | 17 | 8 | 22.8 | 20 | 25.6 | 18.3 | 19.1 | 10.7 | 22.2 | 16.7 | 16.7 | 11.7 | 30.9 | 0.3 | 27.2 | 22.8 | 28.3 | -5 | 26.3 | 19 | 25.6 | 21.7 | 27 | 15.4 | 14.4 | -0.6 | 23.3 | 18.3 | 27.8 | 12.8 | 8.9 | 7.8 | 16.7 | -1.7 | 9.4 | 5.6 | 13.9 | 0.6 | 12.8 | -3.9 | 13.3 | 6.4
14 | -2 | 9.4 | -0.6 | 15.6 | 13.3 | 18.3 | 7.8 | 16.1 | 2.2 | 26.7 | -1.7 | 14 | 9 | 18.9 | 3.9 | 15.6 | 12.8 | 20.4 | 10.8 | 12.2 | 8.3 | 11.7 | 7.2 | 22.8 | 3.9 | 23.9 | -8.3 | 16 | 12 | 24.4 | 17.8 | 25.6 | 23.9 | 15.4 | 12.6 | 26.1 | 22.2 | 17.8 | 12.2 | 24.4 | 18.9 | 17.8 | 10.6 | 19.4 | 3.3 | 15.6 | 11.1 | 11.1 | 2.8 | 11.7 | 6.1 | 22.6 | 14.5 | 22.8 | 21.7 | 20 | 17.8 | 21.1 | 8.9 | 17 | 7 | 12.8 | 10 | 11.9 | 4.9 | 8.9 | 2.8 | 11.1 | 2.2 | 12.2 | 4.4 | 13.3 | 6.1 | 16.5 | 9.2 | 17.8 | 15.6 | 19.8 | 15.3 | 18.3 | 16.1 | 26.3 | 19.9 | 15 | -9.4 | 20 | 5.6 | 16.7 | 10 | 20.6 | 12.3 | 20 | 19.4 | 19.6 | 5.7 | 16.1 | 11.7 | 21.7 | 4.4 | 10.2 | 4.1 | 25.2 | 0.6 | 15.6 | 0.6 | 18.9 | 16.7 | 15.9 | 12.3 | 15.6 | 8.9 | 19.4 | 17.8 | 18.9 | 6.7 | 26.1 | 20.6 | 17 | 7 | 11.8 | 7.3 | 13.3 | 4.7 | 17.8 | 6.1 | 20.6 | 17.8 | 15 | 7 | 21.7 | 20.6 | 24.3 | 18.7 | 17.6 | 10.3 | 21.1 | 17.2 | 15 | 10.6 | 28.5 | 1.1 | 26.7 | 22.8 | 26.7 | -2.2 | 23.7 | 17.5 | 25 | 21.7 | 25.2 | 15.8 | 13.3 | -0.6 | 22.2 | 18.9 | 27.2 | 12.8 | 8.3 | 7.8 | 14.5 | -0.7 | 6.7 | 5 | 12.8 | 0.6 | 12.8 | -3.3 | 12.8 | 6.7
13 | -2 | 8.3 | 1.1 | 14.4 | 12.2 | 16.1 | 10 | 14.6 | 3.1 | 25.4 | -1.2 | 12 | 8 | 17.3 | 3.9 | 15.6 | 12.8 | 18 | 9.9 | 11.7 | 8.9 | 11.1 | 7.2 | 18.9 | 6.1 | 22.2 | -8.3 | 16 | 12 | 24.4 | 18.3 | 25.6 | 24.4 | 15.2 | 12.4 | 25.6 | 21.7 | 17.2 | 12.2 | 24.4 | 18.9 | 17.2 | 10 | 16.1 | 1.7 | 15.6 | 11.1 | 11.1 | 2.8 | 11.1 | 5 | 21.3 | 14.2 | 21.1 | 20 | 18.9 | 17.2 | 20.6 | 8.9 | 13 | 7 | 11.7 | 11.1 | 9.8 | 4.8 | 7.8 | 3.9 | 7.8 | 3.9 | 11.7 | 6.1 | 11.7 | 5 | 15.6 | 9.4 | 17.2 | 15 | 16.7 | 14.4 | 17.8 | 16.1 | 23.9 | 20 | 11.7 | -8.3 | 18.3 | 5 | 15.6 | 9.4 | 20.6 | 13.6 | 18.9 | 17.8 | 17.8 | 5.6 | 14.4 | 11.7 | 18.9 | 5 | 8.1 | 2.8 | 24.2 | -0.1 | 13.9 | -0.6 | 17.2 | 15.6 | 15.8 | 12.4 | 13.3 | 11.1 | 19.4 | 17.8 | 18.9 | 6.7 | 25.6 | 21.7 | 13 | 7 | 11.5 | 7.6 | 12.2 | 4.9 | 18.3 | 5.6 | 20 | 17.2 | 14 | 8 | 21.7 | 20.6 | 23 | 18.8 | 16.1 | 10 | 20.6 | 17.2 | 14.4 | 11.1 | 26.1 | 1.7 | 26.1 | 22.8 | 26.1 | -2.2 | 21.1 | 15.6 | 24.4 | 21.1 | 23.3 | 15.6 | 12.2 | -0.6 | 21.1 | 17.8 | 27.2 | 12.8 | 7.8 | 6.7 | 12.2 | -0.9 | 5.6 | 4.4 | 10.6 | 2.2 | 11.7 | -2.8 | 12.1 | 6.4
11 | -3 | 8.3 | 0 | 13.3 | 12.8 | 14.4 | 10 | 13.2 | 3.6 | 24.1 | -1.5 | 11 | 8 | 15.6 | 3.9 | 15.6 | 12.8 | 15.6 | 8.9 | 11.7 | 8.9 | 11.1 | 6.7 | 17.2 | 7.8 | 21.7 | -8.3 | 15 | 11 | 23.9 | 18.9 | 25.6 | 25 | 15 | 12.2 | 25 | 22.2 | 16.7 | 11.7 | 24.4 | 18.9 | 16.7 | 10 | 13.9 | 1.7 | 14.4 | 11.1 | 10.6 | 2.2 | 11.1 | 5 | 20 | 13.9 | 20 | 19.4 | 19.4 | 18.3 | 20 | 9.4 | 13 | 5 | 11.7 | 11.1 | 7.8 | 4.4 | 6.7 | 4.4 | 7.8 | 3.3 | 10 | 6.1 | 11.1 | 6.1 | 13.7 | 9.6 | 16.7 | 15 | 16.7 | 14.4 | 17.8 | 16.1 | 23.7 | 20.1 | 11.1 | -8.9 | 18.3 | 4.4 | 15.6 | 9.4 | 20.6 | 14.4 | 18.3 | 17.8 | 15.6 | 6.6 | 14.4 | 11.7 | 18.3 | 5.6 | 6.1 | 1.7 | 23.3 | 0 | 12.8 | -1.1 | 16.1 | 15.6 | 15.6 | 12.2 | 13.3 | 8.9 | 19.4 | 17.8 | 18.3 | 7.2 | 25 | 22.2 | 13 | 6 | 11.1 | 7.8 | 11.1 | 5 | 17.2 | 5 | 18.9 | 16.7 | 13 | 8 | 21.1 | 21.1 | 21.7 | 18.9 | 15.4 | 10 | 19.4 | 16.7 | 13.9 | 10.6 | 24.6 | 1.5 | 26.3 | 22.8 | 25 | -2.8 | 21.7 | 17.3 | 24.4 | 21.1 | 22.2 | 15.6 | 11.7 | -0.6 | 20.6 | 18.9 | 24.4 | 13.3 | 7.2 | 6.1 | 10 | -1.1 | 3.9 | 3.3 | 7.2 | 2.2 | 9.4 | -2.2 | 11.3 | 6.1
10 | -2 | 7.8 | 0 | 13.9 | 12.2 | 14.4 | 10.6 | 11.7 | 3.9 | 22.8 | -1.1 | 12 | 8 | 14.5 | 4.5 | 14.4 | 12.8 | 14.7 | 8.7 | 11.1 | 9.4 | 10.6 | 6.7 | 16.7 | 8.3 | 18.9 | -8.3 | 15 | 11 | 23.9 | 19.4 | 25.6 | 25 | 15 | 12 | 23.9 | 21.1 | 16.1 | 11.7 | 23.9 | 19.4 | 15.6 | 10.6 | 13.3 | 1.7 | 14.4 | 11.1 | 7.8 | 2.8 | 8.9 | 4.4 | 19.1 | 13.5 | 20 | 20 | 19.4 | 17.8 | 19.4 | 8.3 | 10 | 4 | 11.1 | 10.6 | 6.5 | 4.2 | 6.7 | 4.4 | 6.7 | 2.8 | 8.9 | 7.2 | 10.6 | 6.7 | 11.9 | 9.3 | 16.1 | 14.4 | 16.7 | 14.2 | 17.8 | 15.6 | 23.5 | 19.9 | 11.7 | -8.3 | 16.1 | 6.1 | 13.3 | 10 | 20.6 | 14.7 | 17.2 | 16.7 | 13.3 | 6.7 | 13.9 | 12.2 | 17.8 | 6.1 | 5.2 | 1.5 | 21.6 | 0.2 | 10 | 0.6 | 15.6 | 15 | 15.4 | 12.4 | 12.8 | 7.8 | 19.4 | 17.2 | 18.3 | 6.7 | 24.4 | 22.8 | 13 | 7 | 10.9 | 8 | 10.7 | 5.3 | 16.1 | 4.4 | 18.3 | 16.7 | 12 | 7 | 21.1 | 21.1 | 21.1 | 18.9 | 14.6 | 9.6 | 18.9 | 16.1 | 12.8 | 10.6 | 23.2 | 2.1 | 26.5 | 22.8 | 25 | -2.2 | 22.2 | 19 | 23.9 | 20.6 | 21.1 | 15.2 | 11.1 | -1.1 | 20 | 18.9 | 24.4 | 13.3 | 7.2 | 6.1 | 9.1 | -0.4 | 4.4 | 3.3 | 5.6 | 2.2 | 7.8 | -3.3 | 10.6 | 5.6
8 | -2 | 7.8 | -0.6 | 12.2 | 11.1 | 13.9 | 10.6 | 10.8 | 4.1 | 20.9 | 0.1 | 10 | 8 | 13.3 | 5 | 14.4 | 11.7 | 13.7 | 8.2 | 11.1 | 9.4 | 10 | 6.3 | 15 | 8.3 | 18.9 | -8.3 | 15 | 11 | 22.8 | 18.9 | 25.6 | 25 | 15 | 11.8 | 23.9 | 21.1 | 15 | 11.1 | 23.3 | 19.4 | 15 | 11.7 | 11.1 | 3.9 | 14.4 | 11.7 | 7.2 | 2.8 | 8.3 | 3.9 | 18.1 | 13.2 | 19.4 | 19.4 | 19.4 | 18.3 | 17.8 | 8.3 | 8 | 2 | 11.1 | 10.7 | 5.2 | 3.9 | 6.1 | 3.9 | 6.7 | 2.8 | 8.9 | 7.2 | 11.7 | 6.7 | 10 | 8.9 | 17.2 | 15.6 | 16.7 | 13.9 | 16.1 | 15 | 23.3 | 20 | 9.4 | -8.3 | 15.6 | 3.9 | 13.3 | 10.6 | 20.6 | 15 | 16.7 | 16.1 | 11.1 | 6.7 | 13.9 | 11.1 | 17.2 | 7.2 | 4.2 | 1.4 | 20 | -0.1 | 10.6 | 0 | 15 | 15 | 15.2 | 12.4 | 12.2 | 7.8 | 18.9 | 17.2 | 17.2 | 6.7 | 23.9 | 22.8 | 12 | 8 | 10.8 | 8.2 | 10.4 | 5.4 | 15 | 3.9 | 17.8 | 16.7 | 10 | 7 | 21.7 | 21.7 | 20.6 | 18.9 | 13.9 | 9.4 | 18.9 | 16.1 | 11.7 | 10 | 21.7 | 1.7 | 26.7 | 22.8 | 23.3 | -2.2 | 22.8 | 20.6 | 23.9 | 21.1 | 20 | 15 | 10 | 0 | 20 | 18.9 | 24.4 | 13.3 | 7.8 | 6.1 | 8.1 | -0.3 | 3.9 | 2.8 | 5.6 | 2.2 | 6.1 | -4.4 | 10.6 | 6.2
7 | -3 | 7.8 | 1.7 | 11.7 | 11.7 | 13.3 | 10.6 | 9.8 | 4 | 19.1 | 1.1 | 10 | 8 | 12.2 | 5 | 14.4 | 13.3 | 12.8 | 7.8 | 11.7 | 9.4 | 9.4 | 5.6 | 15 | 8.9 | 18.9 | -8.3 | 14 | 12 | 22.2 | 18.9 | 24.4 | 21.1 | 15 | 11.7 | 23.3 | 20.6 | 15 | 11.1 | 22.8 | 18.9 | 15 | 11.7 | 10 | 4.4 | 14.4 | 11.1 | 6.1 | 2.8 | 7.2 | 2.2 | 17.2 | 12.8 | 19.4 | 19.4 | 20 | 18.9 | 17.8 | 8.3 | 7 | 1 | 11.1 | 10.7 | 3.9 | 3.3 | 5.6 | 3.3 | 5.6 | 3.3 | 10 | 7.8 | 10.6 | 5.6 | 10.7 | 9.3 | 17.2 | 16.1 | 16.1 | 13.8 | 16.7 | 15 | 22.4 | 19.4 | 11.1 | -8.3 | 14.4 | 3.9 | 12.8 | 10.6 | 20.6 | 15 | 15 | 15 | 10.4 | 6.4 | 12.8 | 11.1 | 16.7 | 6.1 | 3.3 | 1.1 | 18.3 | 0 | 7.2 | 0 | 15 | 15 | 15 | 12.2 | 12.2 | 7.8 | 17.8 | 16.7 | 17.8 | 6.7 | 23.9 | 22.2 | 12 | 8 | 10.6 | 8.3 | 10 | 5.6 | 13.9 | 3.9 | 17.8 | 16.7 | 10 | 6 | 21.7 | 21.7 | 20 | 18.9 | 12.8 | 9.5 | 18.3 | 16.1 | 11.1 | 10 | 20.2 | 2.1 | 26.5 | 23 | 22.8 | -1.1 | 22.4 | 20.5 | 23.9 | 21.1 | 19.3 | 15 | 11.7 | -2.2 | 19.4 | 18.9 | 25 | 13.3 | 7.8 | 6.1 | 7.2 | 0 | 3.3 | 2.2 | 4.4 | 1.7 | 5.6 | -4.4 | 10.6 | 6.8
6 | -3 | 7.2 | 2.2 | 11.1 | 11.1 | 13.3 | 10 | 8.9 | 3.9 | 17.2 | 1.7 | 11 | 8 | 11.3 | 5.4 | 14.4 | 12.8 | 12.4 | 7.7 | 11.1 | 9.4 | 8.9 | 5.6 | 13.3 | 7.2 | 17.8 | -8.9 | 14 | 12 | 21.7 | 18.3 | 23.9 | 21.1 | 15 | 12 | 22.8 | 20.6 | 14.4 | 11.1 | 22.2 | 18.9 | 15 | 11.1 | 9.4 | 4.4 | 14.4 | 11.7 | 5.6 | 2.8 | 6.7 | 1.1 | 15.9 | 12.5 | 20 | 20 | 20 | 18.9 | 15.6 | 8.3 | 7 | 1 | 11.1 | 10.8 | 3.9 | 3.3 | 5.6 | 3.3 | 5.6 | 3.3 | 8.3 | 5 | 11.1 | 5.6 | 11.5 | 9.6 | 17.2 | 16.1 | 15.6 | 13.7 | 16.1 | 15 | 21.5 | 18.9 | 12.8 | -8.3 | 14.4 | 2.8 | 12.8 | 11.1 | 20.4 | 15.4 | 15 | 15 | 9.6 | 6 | 12.2 | 11.1 | 16.1 | 7.2 | 2.8 | 0.8 | 17.8 | 0 | 7.2 | -0.6 | 15 | 14.4 | 15 | 12.4 | 11.1 | 7.2 | 17.8 | 16.7 | 16.7 | 8.9 | 23.9 | 22.2 | 11 | 8 | 9.1 | 7.2 | 9.6 | 5.6 | 12.8 | 3.9 | 17.8 | 16.7 | 9 | 5 | 21.7 | 21.1 | 19.8 | 18.7 | 11.7 | 9.3 | 18.3 | 16.1 | 12.2 | 10.6 | 18.7 | 2.1 | 26.3 | 23.2 | 22.8 | -0.6 | 22.1 | 20.6 | 22.8 | 21.1 | 18.5 | 14.6 | 11.1 | -0.6 | 19.4 | 18.9 | 22.8 | 13.3 | 7.8 | 5.6 | 6.7 | 0 | 3.9 | 2.8 | 2.8 | 1.1 | 3.9 | -4.4 | 10.6 | 7.2
6 | -3 | 7.2 | 2.2 | 10.6 | 10.6 | 12.2 | 10 | 8.5 | 3.8 | 16.1 | 1.4 | 11 | 8 | 10.3 | 5.5 | 14.4 | 12.8 | 12.1 | 7.4 | 11.7 | 10 | 8.3 | 5.1 | 12.8 | 6.1 | 16.7 | -7.8 | 14 | 12 | 20.6 | 18.3 | 22.8 | 21.1 | 15 | 12.4 | 22.8 | 20.6 | 13.3 | 10.6 | 22.2 | 18.9 | 15.6 | 11.1 | 8.9 | 4.4 | 13.9 | 11.7 | 6.7 | 2.2 | 6.7 | 0.6 | 14.6 | 12.1 | 20.6 | 20 | 19.4 | 18.3 | 15.6 | 7.8 | 6 | 1 | 11.1 | 11 | 3.9 | 3.3 | 5 | 2.2 | 2.8 | 1.7 | 7.8 | 3.9 | 10 | 4.4 | 12.2 | 10 | 17.2 | 16.1 | 15 | 13.3 | 16.7 | 15.6 | 20.6 | 18.3 | 11.7 | -8.3 | 13.9 | 2.8 | 12.2 | 10.6 | 20.2 | 15.4 | 14.4 | 13.9 | 8.9 | 5.6 | 11.7 | 10.6 | 15.6 | 7.8 | 2.2 | 0.4 | 17.2 | -0.1 | 4.4 | -0.6 | 14.4 | 14.4 | 15 | 12.4 | 10.6 | 7.2 | 17.2 | 16.1 | 17.2 | 8.3 | 23.3 | 21.7 | 12 | 9 | 7.6 | 6.2 | 9.3 | 5.5 | 12.2 | 3.3 | 18.9 | 15.6 | 9 | 4 | 21.7 | 21.1 | 19.6 | 18.5 | 10.6 | 8.9 | 17.8 | 16.1 | 12.2 | 10 | 17.2 | 2.2 | 26.1 | 23.3 | 20.6 | -0.6 | 21.7 | 20.6 | 22.2 | 18.3 | 17.8 | 14.4 | 10 | -0.6 | 18.9 | 18.3 | 21.7 | 14.4 | 7.8 | 5.6 | 6.1 | -0.4 | 3.9 | 2.8 | 2.2 | 1.1 | 3.9 | -6.7 | 10.2 | 6.7
6 | -2 | 6.7 | 2.2 | 11.1 | 10 | 11.7 | 9.4 | 8.2 | 3.5 | 15 | 1.5 | 10 | 8 | 9.4 | 5.6 | 14.4 | 12.8 | 11.7 | 7.2 | 11.1 | 9.4 | 8.9 | 4.2 | 12.2 | 8.9 | 17.2 | -8.3 | 14 | 12 | 20 | 17.2 | 22.8 | 21.1 | 15 | 12.8 | 22.8 | 21.1 | 13.3 | 10.6 | 22.8 | 18.9 | 15 | 11.1 | 7.8 | 3.3 | 14.4 | 12.8 | 5.6 | 1.7 | 6.7 | 0.6 | 13.3 | 11.7 | 20.6 | 19.4 | 19.4 | 18.3 | 15 | 8.3 | 5 | -1 | 11.1 | 11 | 3.9 | 3.3 | 5 | 2.8 | 2.8 | 2.2 | 9.4 | 6.7 | 9.4 | 4.4 | 12.4 | 10 | 16.7 | 16.1 | 15 | 13.4 | 16.1 | 15.6 | 20.8 | 18.6 | 11.7 | -8.3 | 12.8 | 3.9 | 12.8 | 10 | 20 | 15.6 | 13.9 | 13.9 | 8.9 | 5.5 | 11.7 | 11.7 | 15.6 | 7.8 | 1.7 | 0 | 16.7 | 0 | 2.8 | -0.6 | 14.4 | 14.4 | 15 | 12.2 | 10.6 | 7.8 | 17.2 | 16.7 | 17.8 | 7.8 | 22.8 | 21.1 | 13 | 9 | 6.1 | 5 | 8.9 | 5.6 | 11.7 | 3.9 | 16.7 | 15 | 9 | 0 | 21.7 | 21.7 | 19.4 | 18.3 | 10.6 | 8.9 | 17.8 | 16.1 | 11.1 | 9.4 | 16.3 | 2.3 | 25.9 | 23.2 | 18.3 | -1.1 | 20.6 | 17.8 | 21.7 | 16.7 | 17.4 | 14.5 | 10 | -2.8 | 18.9 | 17.8 | 21.1 | 14.4 | 7.8 | 5.6 | 5.6 | -0.6 | 4.4 | 3.3 | 1.1 | 0 | 3.3 | -6.7 | 9.8 | 6.2
5 | -3 | 6.1 | 1.7 | 10 | 10 | 11.1 | 8.3 | 7.8 | 3.3 | 13.9 | 1.1 | 11 | 9 | 10.3 | 5.9 | 15 | 12.8 | 12.4 | 7.7 | 11.1 | 9.4 | 8.9 | 4.4 | 12.8 | 6.7 | 15.6 | -8.3 | 14 | 12 | 20 | 17.8 | 22.8 | 21.1 | 15.2 | 12.7 | 22.8 | 21.7 | 13.3 | 11.1 | 22.2 | 18.3 | 14.4 | 11.1 | 5.6 | 2.2 | 14.4 | 13.3 | 5 | 1.7 | 6.1 | 0 | 14.6 | 11.8 | 18.9 | 18.9 | 18.9 | 17.8 | 15 | 8.3 | 4 | 0 | 11.1 | 11.1 | 5.9 | 4.9 | 2.2 | 1.7 | 3.3 | 2.8 | 11.7 | 5.6 | 8.9 | 3.9 | 12.6 | 10 | 16.7 | 15.6 | 15 | 13.4 | 16.1 | 15.6 | 20.9 | 18.7 | 11.1 | -7.8 | 12.8 | 4.4 | 10.6 | 10 | 20.7 | 16.3 | 13.3 | 13.3 | 8.9 | 5.3 | 12.2 | 11.7 | 15 | 7.2 | 4.3 | 1.7 | 18 | 0.2 | 2.8 | -1.1 | 14.4 | 14.4 | 14.8 | 12.5 | 10.6 | 8.9 | 17.2 | 16.1 | 18.9 | 10.6 | 22.2 | 21.1 | 12 | 9 | 7 | 5.8 | 9.5 | 5.7 | 11.1 | 3.9 | 16.7 | 15.6 | 8 | -3 | 21.7 | 21.7 | 19.8 | 18.3 | 10.6 | 8.6 | 17.2 | 16.1 | 11.1 | 9.4 | 15.3 | 2.1 | 25.8 | 23.1 | 17.2 | -0.6 | 19.4 | 14.7 | 21.1 | 16.7 | 17.1 | 14.6 | 8.3 | -0.6 | 18.9 | 17.8 | 21.7 | 15 | 7.8 | 6.1 | 6.5 | 0 | 5.6 | 3.9 | 0.6 | -0.6 | 2.8 | -6.1 | 9.4 | 5.6
7 | -1 | 6.1 | 2.2 | 11.7 | 11.7 | 12.2 | 9.4 | 9.8 | 4.2 | 16.3 | 1.6 | 11 | 9 | 11.3 | 6.1 | 15.6 | 12.2 | 13.2 | 8.5 | 12.2 | 11.1 | 10 | 5 | 12.8 | 7.8 | 16.7 | -7.8 | 15 | 12 | 18.9 | 17.2 | 22.8 | 21.1 | 15.4 | 12.7 | 22.8 | 21.7 | 13.9 | 11.1 | 22.2 | 18.3 | 13.9 | 11.1 | 7.2 | 3.3 | 14.4 | 13.3 | 5.6 | 1.7 | 6.7 | 0 | 15.9 | 11.5 | 20 | 19.4 | 20 | 18.9 | 16.1 | 8.3 | 6 | 0 | 11.7 | 11.7 | 8 | 6.3 | 2.8 | 1.7 | 4.4 | 3.3 | 11.1 | 0 | 9.4 | 3.9 | 12.8 | 10 | 16.1 | 15.6 | 15 | 13.3 | 16.7 | 15.6 | 21.1 | 18.9 | 13.9 | -6.7 | 13.9 | 5.6 | 10 | 10 | 21.5 | 17.1 | 13.3 | 12.8 | 8.9 | 5 | 12.2 | 11.7 | 15.6 | 7.8 | 6.8 | 3.1 | 19.3 | 0.3 | 7.2 | 0.6 | 15 | 11.7 | 14.6 | 12.7 | 8.9 | 8.3 | 17.2 | 15.6 | 18.3 | 11.1 | 22.8 | 21.1 | 13 | 9 | 8 | 6.5 | 10 | 6 | 12.8 | 4.4 | 17.2 | 15.6 | 7 | -4 | 22.2 | 22.2 | 20.2 | 18.3 | 10.6 | 8.3 | 16.1 | 15.6 | 12.2 | 10 | 14.4 | 2.2 | 25.6 | 22.8 | 20 | 0.6 | 18.3 | 11.7 | 20 | 16.7 | 16.7 | 14.4 | 6.7 | -0.6 | 17.8 | 17.2 | 21.7 | 15.6 | 7.8 | 6.1 | 7.4 | 0.1 | 7.2 | 5 | 0.6 | -0.6 | 5 | -4.4 | 10 | 6.2
9 | 0 | 6.1 | 1.7 | 15.6 | 10.6 | 16.1 | 12.2 | 11.9 | 5.3 | 18.7 | 2.1 | 12 | 9 | 12.2 | 6.1 | 16.1 | 11.7 | 13.9 | 8.9 | 13.9 | 11.7 | 13.9 | 4.4 | 13.9 | 8.3 | 20 | -6.1 | 16 | 12 | 22.2 | 18.9 | 23.9 | 21.1 | 15.6 | 12.8 | 25.6 | 22.8 | 14.4 | 11.1 | 23.9 | 18.3 | 15.6 | 11.7 | 8.9 | 3.9 | 15.6 | 13.9 | 7.8 | 2.8 | 10.6 | 2.8 | 17.2 | 11.1 | 21.1 | 20 | 22.8 | 20 | 17.2 | 8.9 | 7 | 1 | 12.2 | 12.2 | 10 | 7.8 | 6.7 | 4.4 | 5.6 | 3.3 | 11.1 | 1.7 | 11.1 | 3.9 | 15 | 11.4 | 16.7 | 15.6 | 15.2 | 13.1 | 16.7 | 15.6 | 23.9 | 19.6 | 16.7 | -3.9 | 15.6 | 6.7 | 12.2 | 11.1 | 22.2 | 17.8 | 16.7 | 16.1 | 9.6 | 4 | 12.8 | 11.7 | 16.7 | 7.2 | 9.4 | 4.4 | 20.6 | 0.6 | 10.6 | 1.7 | 15.6 | 11.7 | 14.4 | 12.8 | 9.4 | 8.9 | 18.9 | 17.2 | 16.7 | 14.4 | 23.3 | 21.1 | 14 | 10 | 8.9 | 7.2 | 10.6 | 6.1 | 13.9 | 4.4 | 17.2 | 16.1 | 7 | -5 | 22.2 | 22.2 | 20.6 | 18.3 | 13.4 | 10.2 | 16.7 | 16.1 | 15.6 | 10.6 | 18.1 | 3.2 | 26.3 | 22.8 | 21.1 | 0.6 | 18.9 | 10.5 | 20 | 17.2 | 19.3 | 15.2 | 11.1 | -2.2 | 19.4 | 18.9 | 23.3 | 16.1 | 8.9 | 6.7 | 8.3 | 0.6 | 10.6 | 5 | 2.8 | 1.7 | 7.2 | -2.2 | 10.5 | 6.7
11 | 0 | 6.7 | 1.7 | 17.8 | 13.3 | 20 | 12.2 | 13.9 | 6.1 | 21.1 | 1.7 | 12 | 10 | 14.2 | 6.6 | 16.7 | 12.2 | 16.7 | 9.7 | 15 | 11.7 | 18.3 | 1.7 | 17.2 | 10 | 20.6 | -6.1 | 16 | 12 | 26.1 | 18.9 | 26.7 | 24.4 | 16.3 | 12.7 | 26.7 | 23.3 | 16.1 | 11.1 | 25.6 | 18.3 | 16.7 | 11.1 | 10.6 | 5.6 | 16.7 | 14.4 | 10.6 | 3.9 | 13.9 | 1.1 | 19.4 | 11.7 | 23.3 | 19.4 | 24.4 | 12.2 | 18.9 | 6.7 | 7 | 1 | 13.3 | 13.3 | 10.6 | 7.7 | 9.4 | 5 | 7.8 | 4.4 | 15.6 | 3.3 | 12.2 | 4.4 | 17.2 | 12.6 | 17.2 | 15.6 | 15.4 | 12.7 | 17.2 | 16.1 | 26.6 | 20 | 19.4 | -2.8 | 18.3 | 8.3 | 15 | 10.6 | 22.9 | 17.8 | 20.6 | 18.9 | 10.4 | 2.7 | 15.6 | 11.7 | 18.3 | 7.8 | 12.2 | 4 | 22.8 | 1.2 | 13.3 | 0.6 | 17.2 | 11.7 | 14.2 | 12.3 | 10 | 9.4 | 20.6 | 17.8 | 17.8 | 15.6 | 25 | 20.6 | 18 | 8 | 10.2 | 7.6 | 11.7 | 6.2 | 16.1 | 5 | 18.3 | 16.7 | 9 | -5 | 23.9 | 22.8 | 22.4 | 18.4 | 16.1 | 11.7 | 17.8 | 16.7 | 17.8 | 10.6 | 21.9 | 4 | 27.1 | 22.9 | 22.2 | 1.1 | 19.4 | 9.3 | 20 | 17.2 | 21.8 | 15.2 | 12.8 | -5 | 20.6 | 18.9 | 25 | 17.2 | 10 | 7.2 | 10.2 | 0.5 | 12.8 | 5.6 | 7.8 | 3.9 | 8.9 | -2.8 | 11.1 | 7.2
13 | -2 | 6.7 | 3.3 | 20.6 | 13.3 | 23.3 | 11.7 | 15.4 | 5.6 | 23 | 1.9 | 13 | 10 | 16.3 | 7 | 16.7 | 12.8 | 19.4 | 10.2 | 16.7 | 11.7 | 18.9 | 2.8 | 19.4 | 11.1 | 21.1 | -5.6 | 17 | 13 | 26.7 | 17.8 | 27.8 | 25 | 17.1 | 12.9 | 27.8 | 23.9 | 17.8 | 10.6 | 26.7 | 18.3 | 18.3 | 11.7 | 13.3 | 6.1 | 17.8 | 15 | 12.8 | 5 | 16.1 | 0.6 | 21.7 | 12.3 | 24.4 | 19.4 | 25 | 17.8 | 21.1 | 4.4 | 11 | 0 | 16.1 | 15.6 | 11.1 | 7.4 | 13.3 | 4.4 | 11.1 | 5 | 17.8 | 3.3 | 13.3 | 5 | 19.4 | 13.9 | 18.9 | 16.7 | 15.6 | 12.2 | 18.9 | 16.1 | 29.4 | 20 | 21.1 | -2.2 | 20.6 | 8.3 | 17.2 | 11.1 | 23.7 | 17.7 | 23.9 | 18.9 | 11.1 | 1.1 | 17.2 | 11.7 | 20 | 7.8 | 15 | 2.5 | 25 | 1.8 | 15 | 1.1 | 18.3 | 11.1 | 14.1 | 11.7 | 10 | 10 | 19.4 | 17.2 | 18.9 | 16.1 | 26.7 | 20.6 | 19 | 11 | 11.5 | 8 | 12.8 | 6.4 | 17.8 | 5.6 | 19.4 | 17.8 | 9 | -5 | 25 | 22.8 | 24.3 | 18.3 | 18.9 | 13.3 | 19.4 | 16.7 | 20.6 | 11.1 | 25.6 | 3.3 | 27.8 | 22.8 | 25 | 0 | 20 | 7.8 | 20.6 | 17.2 | 24.4 | 15 | 12.8 | -1.7 | 22.2 | 19.4 | 26.7 | 18.3 | 11.7 | 7.8 | 12 | 0.1 | 14.4 | 6.1 | 12.2 | 5 | 10.6 | -2.8 | 12.8 | 7.3
14 | -2 | 6.7 | 3.3 | 21.7 | 12.2 | 25 | 10 | 16.8 | 4.5 | 24.8 | 1 | 14 | 11 | 18.3 | 6.7 | 16.7 | 13.3 | 22.2 | 10 | 17.8 | 11.7 | 19.4 | 5 | 24.4 | 8.3 | 22.8 | -5.6 | 18 | 13 | 27.2 | 17.8 | 28.9 | 24.4 | 17.8 | 12.8 | 28.9 | 23.3 | 18.9 | 10.6 | 29.4 | 17.8 | 20 | 11.7 | 15 | 6.7 | 19.4 | 15 | 15 | 5 | 16.7 | -0.6 | 23.9 | 12.2 | 26.1 | 18.3 | 25.6 | 16.7 | 22.8 | 6.1 | 12 | 0 | 18.3 | 17.2 | 11.7 | 7.2 | 14.4 | 3.3 | 12.2 | 5 | 21.1 | 7.8 | 13.9 | 4.4 | 20.9 | 14.1 | 20 | 16.1 | 15.2 | 12.4 | 19.4 | 16.1 | 30.7 | 19.7 | 23.3 | -1.7 | 22.8 | 10 | 19.4 | 11.1 | 24.4 | 17.8 | 25.6 | 14.4 | 13 | 1.3 | 19.4 | 10 | 22.2 | 7.8 | 17.8 | -0.6 | 27.2 | 2.2 | 17.8 | 1.7 | 19.4 | 11.1 | 13.9 | 11.1 | 10 | 10 | 20.6 | 18.3 | 22.2 | 17.2 | 28.3 | 20 | 22 | 11 | 12.8 | 8.3 | 13.9 | 6.1 | 18.3 | 6.7 | 21.7 | 17.2 | 9 | -3 | 26.1 | 21.7 | 26.1 | 17.8 | 20.9 | 13.6 | 21.1 | 15.6 | 22.8 | 8.9 | 28 | 3.7 | 28.3 | 22.8 | 26.7 | -0.6 | 20.9 | 7.9 | 21.7 | 17.2 | 25.2 | 15.6 | 13.9 | -5 | 25 | 19.4 | 27.8 | 18.3 | 11.7 | 7.2 | 13.9 | -0.6 | 16.7 | 6.1 | 16.1 | 5 | 12.8 | -3.9 | 14.4 | 6.8
16 | -3 | 6.7 | 2.8 | 22.8 | 12.2 | 26.1 | 9.4 | 18.3 | 3.3 | 26.7 | 0.6 | 14 | 11 | 20.2 | 6.9 | 18.3 | 13.3 | 24.6 | 10.5 | 18.9 | 12.2 | 21.7 | 4.4 | 26.1 | 5.6 | 23.9 | -5 | 20 | 13 | 28.3 | 18.3 | 30 | 23.3 | 18.9 | 12.9 | 29.4 | 23.9 | 21.1 | 9.4 | 29.4 | 17.2 | 21.1 | 11.7 | 18.9 | 7.2 | 21.7 | 15.6 | 15 | 4.4 | 17.8 | 0 | 24.8 | 11.1 | 27.2 | 17.2 | 25.6 | 16.1 | 23.9 | 7.2 | 13 | -1 | 20 | 18.3 | 12.4 | 7.9 | 15 | 2.2 | 13.3 | 4.4 | 21.1 | 7.8 | 16.7 | 4.4 | 22.4 | 14.3 | 21.1 | 16.1 | 14.8 | 12.3 | 21.7 | 16.1 | 32 | 19 | 24.4 | -1.7 | 23.9 | 10.6 | 20.6 | 10.6 | 24.6 | 17.6 | 26.7 | 14.4 | 14.8 | 1.3 | 21.1 | 8.9 | 23.9 | 8.3 | 19.1 | 0.2 | 28.7 | 2.1 | 21.1 | 1.1 | 18.9 | 11.1 | 14.3 | 11.1 | 10.6 | 10 | 21.1 | 17.2 | 23.3 | 16.7 | 30 | 20.6 | 23 | 9 | 13.9 | 8.3 | 14.6 | 6.2 | 18.9 | 5.6 | 22.2 | 17.8 | 11 | -4 | 26.1 | 22.2 | 27.2 | 17.4 | 23 | 13.5 | 22.2 | 15 | 23.9 | 7.8 | 30.4 | 3.4 | 28.9 | 22.6 | 27.8 | 0 | 21.9 | 7.7 | 23.9 | 17.8 | 25.9 | 16.2 | 14.4 | -4.4 | 24.4 | 18.3 | 28.9 | 18.3 | 13.3 | 7.2 | 14.8 | -0.4 | 17.8 | 5.6 | 17.8 | 5.6 | 13.9 | -1.7 | 16.1 | 6.1
17 | -3 | 7.8 | 2.8 | 23.3 | 12.8 | 26.7 | 8.9 | 19.2 | 3.8 | 27.8 | -0.3 | 15 | 10 | 22 | 6.3 | 18.3 | 13.3 | 27 | 10.3 | 20.6 | 11.7 | 18.9 | 5 | 27.2 | 2.8 | 23.3 | -5 | 23 | 14 | 28.3 | 17.8 | 30.6 | 22.2 | 20 | 13.3 | 30.6 | 23.9 | 22.8 | 11.1 | 31.7 | 16.7 | 22.2 | 11.7 | 20.6 | 7.8 | 23.9 | 16.1 | 16.7 | 5.6 | 18.3 | 1.1 | 25.8 | 10.1 | 27.8 | 16.7 | 26.7 | 15.6 | 23.9 | 8.9 | 14 | -1 | 23.9 | 20 | 13.2 | 8.9 | 15.6 | 3.3 | 15 | 5 | 23.3 | 5.6 | 17.2 | 6.1 | 23.9 | 14.4 | 21.1 | 16.1 | 14.4 | 12.2 | 22.2 | 16.1 | 33.3 | 18.3 | 25.6 | -1.7 | 25.6 | 10.6 | 21.7 | 10 | 24.8 | 17.3 | 27.8 | 15 | 16.7 | 1.1 | 21.7 | 7.8 | 24.4 | 5.6 | 20.4 | 0.8 | 30.2 | 2.5 | 22.8 | 1.7 | 18.9 | 11.7 | 14.6 | 11.2 | 11.1 | 10 | 22.2 | 16.7 | 23.9 | 17.2 | 30 | 21.1 | 23 | 9 | 15 | 8.1 | 15.4 | 5.9 | 20 | 7.2 | 22.8 | 17.8 | 11 | -3 | 27.8 | 21.7 | 28.3 | 16.9 | 25 | 13.3 | 23.3 | 15 | 24.4 | 7.2 | 32.8 | 2.8 | 29.4 | 22.8 | 28.9 | -5.6 | 22.8 | 7.8 | 25.6 | 18.3 | 26.7 | 16.7 | 15 | -3.9 | 27.2 | 20 | 29.4 | 18.3 | 13.9 | 6.7 | 15.8 | -0.7 | 17.2 | 2.8 | 20 | 5.6 | 14.4 | -2.2 | 17.4 | 6.3
17 | -1 | 8.9 | 2.2 | 24.4 | 12.8 | 27.8 | 10 | 20.2 | 4.7 | 28.9 | -0.3 | 15 | 10 | 23.9 | 5.6 | 20 | 13.3 | 29.4 | 10 | 20.6 | 11.7 | 18.9 | 5.6 | 27.8 | 7.8 | 23.9 | -5 | 25 | 14 | 28.3 | 17.8 | 31.7 | 21.1 | 21.1 | 13.3 | 30.6 | 23.9 | 23.3 | 10.6 | 31.1 | 17.2 | 22.8 | 11.7 | 22.8 | 7.8 | 25 | 16.1 | 17.8 | 6.1 | 19.4 | 2.2 | 26.7 | 8.3 | 27.8 | 16.7 | 27.2 | 14.4 | 22.8 | 10.6 | 13 | -2 | 26.1 | 21.1 | 13.9 | 9.4 | 14.4 | 2.8 | 14.4 | 4.4 | 23.9 | 5.6 | 14.4 | 4.4 | 24.1 | 13.4 | 21.1 | 16.7 | 13.9 | 11.8 | 24.4 | 16.1 | 32.6 | 18.4 | 23.9 | -3.3 | 27.2 | 10 | 21.7 | 10.6 | 25 | 17.2 | 27.2 | 14.4 | 16.5 | 1 | 22.8 | 5.6 | 26.7 | 5 | 21.7 | 1.1 | 31.7 | 2.2 | 24.4 | 2.8 | 19.4 | 10.6 | 15 | 11.1 | 11.1 | 10 | 22.8 | 16.1 | 22.2 | 16.7 | 31.1 | 20.6 | 23 | 11 | 16.1 | 7.8 | 16.1 | 5.6 | 21.1 | 5.6 | 23.3 | 17.8 | 12 | -3 | 28.9 | 21.7 | 29.4 | 16.1 | 25.7 | 12.9 | 23.3 | 15.6 | 25 | 7.8 | 33.2 | 2.1 | 29.4 | 22.9 | 30.6 | -1.7 | 24.1 | 6.9 | 27.8 | 18.9 | 27.6 | 16.6 | 14.4 | -4.4 | 26.7 | 18.9 | 30 | 18.9 | 15 | 7.2 | 16.7 | -1.1 | 17.8 | 2.2 | 19.4 | 5.6 | 15 | -2.2 | 18.7 | 5.9
17 | -1 | 8.9 | 1.1 | 24.4 | 12.8 | 27.8 | 10.6 | 21.1 | 5 | 30 | -1.1 | 15 | 10 | 24.6 | 4.4 | 20 | 13.3 | 30.5 | 10 | 21.1 | 11.7 | 18.9 | 6.7 | 26.1 | 10 | 23.3 | -5 | 27 | 14 | 28.9 | 18.3 | 32.2 | 21.7 | 22.2 | 13.6 | 30.6 | 23.9 | 24.4 | 8.9 | 30.6 | 16.1 | 24.4 | 10.6 | 24.4 | 7.8 | 24.4 | 16.1 | 18.3 | 3.9 | 20 | 2.2 | 26.9 | 8.4 | 28.9 | 17.2 | 27.8 | 14.4 | 21.7 | 11.7 | 11 | -1 | 27.8 | 18.9 | 13.9 | 9.4 | 16.1 | 2.8 | 14.4 | 3.3 | 24.4 | 5 | 16.1 | 4.4 | 24.2 | 12.2 | 21.1 | 17.2 | 13.3 | 11 | 24.4 | 16.1 | 31.8 | 18.4 | 23.3 | -2.2 | 28.3 | 7.2 | 21.7 | 10.6 | 24.8 | 17.8 | 28.3 | 12.2 | 16.3 | 0.4 | 23.9 | 7.2 | 27.8 | 0.6 | 21.9 | 1 | 32.1 | 1.3 | 26.7 | 0.6 | 19.4 | 11.1 | 15.2 | 11 | 11.7 | 10 | 22.8 | 15.6 | 25 | 17.2 | 32.8 | 20 | 23 | 11 | 15.5 | 8.5 | 16.7 | 5.7 | 22.2 | 5 | 25.6 | 16.7 | 13 | -2 | 26.1 | 21.7 | 29 | 16.6 | 26.5 | 12.2 | 23.9 | 15.6 | 23.3 | 6.7 | 33.5 | 0.2 | 29.4 | 23.1 | 31.7 | -1.1 | 25.4 | 5.6 | 28.9 | 18.9 | 28.5 | 16.8 | 15 | -5 | 27.8 | 18.9 | 30.6 | 17.8 | 15 | 7.8 | 16.7 | -1.2 | 19.4 | 1.7 | 20.6 | 6.1 | 15.6 | -1.1 | 20 | 5.6
19 | 0 | 8.9 | 2.2 | 24.4 | 12.2 | 27.8 | 11.1 | 20.2 | 4.3 | 30.4 | -1 | 14 | 12 | 25.4 | 3.4 | 20.6 | 13.3 | 31.7 | 9.3 | 21.7 | 13.3 | 17.2 | 7.2 | 24.4 | 10.6 | 19.4 | -1.7 | 27 | 14 | 27.8 | 18.3 | 33.3 | 21.7 | 23.3 | 14.1 | 30 | 24.4 | 25.6 | 8.9 | 29.4 | 16.7 | 24.4 | 11.1 | 26.7 | 6.7 | 23.9 | 16.1 | 18.9 | 5 | 19.4 | 2.8 | 27 | 8 | 29.4 | 17.8 | 28.3 | 12.8 | 20.6 | 12.8 | 9 | -2 | 29.4 | 17.2 | 13.9 | 9.2 | 15.6 | 1.7 | 16.1 | 5 | 23.9 | 6.1 | 15 | 4.4 | 24.4 | 11.1 | 22.2 | 16.7 | 12.8 | 10.6 | 24.4 | 16.1 | 31.1 | 18.3 | 22.2 | -0.6 | 27.8 | 2.8 | 22.2 | 12.8 | 24.6 | 18.3 | 28.9 | 15 | 16.1 | 0 | 21.7 | 9.4 | 19.4 | 5.6 | 22 | 0.5 | 32.4 | 0.5 | 26.7 | 0.6 | 20.6 | 11.7 | 15.4 | 10.8 | 11.7 | 8.9 | 21.7 | 10.6 | 24.4 | 16.7 | 32.8 | 20 | 24 | 11 | 15 | 9.4 | 17.2 | 5.2 | 21.1 | 5.6 | 25.6 | 16.1 | 13 | 0 | 24.4 | 20 | 28.7 | 17 | 27.2 | 11.7 | 23.9 | 15 | 24.4 | 9.4 | 33.9 | -0.6 | 29.4 | 23.3 | 31.1 | -0.6 | 26.7 | 3.9 | 29.4 | 18.3 | 29.4 | 16.7 | 15.6 | -5 | 29.4 | 18.9 | 30 | 18.3 | 15.6 | 7.8 | 16.7 | -1.7 | 17.8 | 0 | 21.1 | 5.6 | 16.1 | -0.6 | 20 | 5.3
18 | -1 | 8.9 | 2.8 | 25 | 11.1 | 28.3 | 11.1 | 19.2 | 3 | 30.7 | -0.7 | 14 | 12 | 26.1 | 1.7 | 20 | 12.8 | 32.8 | 8.9 | 20.6 | 13.3 | 17.2 | 7.2 | 27.2 | 6.7 | 18.3 | 0 | 27 | 14 | 26.7 | 18.3 | 28.3 | 15.6 | 24.4 | 14.4 | 28.3 | 24.4 | 25 | 9.4 | 29.4 | 17.2 | 25.6 | 10 | 27.2 | 5.6 | 22.2 | 16.1 | 18.9 | 6.1 | 20.6 | 2.2 | 27.2 | 8.3 | 28.3 | 16.7 | 27.8 | 12.2 | 19.4 | 12.8 | 10 | -1 | 28.9 | 16.7 | 13.9 | 8.9 | 15.6 | 1.1 | 15.6 | 3.3 | 23.9 | 6.1 | 15.6 | 4.4 | 23.9 | 9.1 | 23.9 | 16.1 | 12.8 | 10.2 | 25 | 16.1 | 30 | 19.7 | 21.7 | 0.6 | 27.8 | 1.1 | 21.7 | 12.2 | 24.4 | 18.9 | 28.9 | 12.8 | 16.1 | 0.2 | 23.9 | 8.9 | 15.6 | 8.3 | 22.2 | 0 | 32.8 | 0 | 27.2 | 1.7 | 21.1 | 11.7 | 15.6 | 10.6 | 13.3 | 9.4 | 22.2 | 13.9 | 24.4 | 16.7 | 33.9 | 20 | 23 | 11 | 14.4 | 10 | 17.8 | 5 | 21.1 | 5.6 | 26.1 | 16.1 | 14 | 3 | 25 | 21.7 | 28.3 | 17.2 | 25.5 | 12.4 | 24.4 | 16.1 | 24.4 | 10 | 33.5 | 0.2 | 28.5 | 23.4 | 32.2 | 0 | 26.7 | 4.5 | 29.4 | 18.3 | 29.2 | 16.8 | 16.1 | -5.6 | 27.2 | 18.9 | 29.4 | 18.3 | 16.1 | 7.2 | 16.7 | -2.2 | 18.9 | 0.6 | 21.7 | 6.1 | 15.6 | 0.6 | 20 | 4.9
17 | 0 | 9.4 | 1.7 | 24.4 | 10.6 | 27.8 | 11.1 | 18.3 | 2.2 | 31.1 | -0.6 | 13 | 11 | 25.4 | 1.5 | 19.4 | 12.8 | 30.4 | 10.4 | 20.6 | 13.9 | 16.1 | 7.2 | 27.8 | 1.1 | 17.8 | 1.1 | 26 | 14 | 27.8 | 18.9 | 25 | 20.6 | 24.2 | 14.3 | 28.9 | 24.4 | 24.4 | 7.8 | 28.9 | 17.2 | 25 | 11.1 | 27.8 | 5 | 22.2 | 16.1 | 18.9 | 5 | 20 | 2.8 | 26.3 | 8.8 | 28.9 | 16.7 | 27.8 | 10.6 | 18.9 | 13.9 | 10 | -2 | 28.9 | 15.6 | 12.2 | 8.3 | 15.6 | -1.1 | 15.6 | 3.3 | 23.3 | 6.1 | 15 | 3.9 | 23.3 | 7 | 24.4 | 16.1 | 12.8 | 9.8 | 24.4 | 16.1 | 28.9 | 20.9 | 21.1 | 1.1 | 28.3 | 0 | 22.2 | 13.3 | 23.9 | 19 | 27.8 | 14.4 | 16.1 | 0.6 | 23.9 | 7.2 | 14.4 | 8.9 | 20.4 | -2.9 | 31.9 | -0.9 | 25 | 2.2 | 21.1 | 11.7 | 15.6 | 10.4 | 13.3 | 8.9 | 22.2 | 11.1 | 25 | 15.6 | 33.3 | 20 | 23 | 10 | 13.7 | 10 | 16.9 | 4.3 | 20.6 | 5.6 | 18.3 | 15 | 14 | 1 | 26.1 | 21.7 | 27.4 | 17.3 | 23.9 | 12.6 | 23.9 | 15.6 | 23.3 | 10.6 | 33.2 | 0 | 27.6 | 23.4 | 31.1 | -1.1 | 26.7 | 4.5 | 29.4 | 19.4 | 29.1 | 16.7 | 15 | -6.7 | 28.3 | 17.8 | 28.9 | 17.2 | 15.6 | 7.2 | 15.8 | -3.7 | 18.3 | -1.7 | 20.6 | 5.6 | 15 | 1.1 | 20 | 4.4
18 | -1 | 8.9 | 1.1 | 23.3 | 10 | 26.7 | 11.7 | 17.4 | 2.6 | 29.6 | -0.6 | 12 | 11 | 24.6 | 2.1 | 16.7 | 13.3 | 28 | 10.7 | 18.3 | 13.9 | 14.4 | 7.8 | 27.2 | 0.6 | 16.7 | 1.7 | 24 | 15 | 26.7 | 18.3 | 26.1 | 21.1 | 24.1 | 14.2 | 28.9 | 23.9 | 24.4 | 7.8 | 26.7 | 17.2 | 22.8 | 11.1 | 27.2 | 5.6 | 19.4 | 16.1 | 18.9 | 5 | 19.4 | 2.2 | 25.3 | 9.2 | 27.2 | 16.1 | 26.7 | 11.1 | 17.8 | 14.4 | 9 | -3 | 26.7 | 16.7 | 10.6 | 7.5 | 15 | -2.8 | 15 | 2.2 | 22.2 | 6.1 | 12.8 | 4.4 | 22.8 | 5 | 22.2 | 16.1 | 12.8 | 9.4 | 23.9 | 16.1 | 27.8 | 21.7 | 20 | 1.1 | 27.2 | 3.9 | 20.6 | 13.3 | 23.3 | 18.9 | 27.2 | 15 | 16.1 | 0.6 | 19.4 | 8.9 | 17.8 | 5.6 | 18.5 | -6.9 | 30.9 | -1.6 | 25.6 | 3.9 | 19.4 | 12.2 | 15.6 | 10.4 | 12.2 | 7.8 | 21.7 | 10 | 23.3 | 16.7 | 31.7 | 20 | 22 | 10 | 12.9 | 9.9 | 15.9 | 3.7 | 20.6 | 5.6 | 18.9 | 16.1 | 13 | 0 | 25.6 | 21.7 | 26.5 | 17.3 | 22.2 | 12.8 | 23.9 | 15.6 | 22.8 | 11.1 | 32.8 | 0.6 | 26.7 | 23.3 | 29.4 | -8.9 | 26.7 | 5 | 27.8 | 20 | 28.9 | 16.7 | 13.9 | -7.2 | 26.7 | 17.2 | 27.2 | 17.2 | 12.8 | 7.8 | 14.8 | -5.4 | 17.2 | -1.1 | 20 | 6.1 | 14.4 | 1.1 | 17.4 | 4.7
16 | 0 | 8.9 | 0.6 | 18.3 | 13.3 | 24.4 | 11.7 | 16.5 | 3.2 | 28.2 | -1.6 | 12 | 11 | 23.9 | 2.2 | 15.6 | 12.8 | 25.6 | 11.1 | 15 | 12.8 | 12.8 | 7.8 | 25.6 | -0.6 | 15.6 | 2.2 | 22 | 20 | 25 | 18.9 | 25 | 20 | 23.9 | 14.4 | 27.8 | 23.3 | 23.3 | 8.3 | 25 | 16.7 | 21.7 | 11.7 | 24.4 | 3.9 | 17.2 | 14.4 | 17.8 | 5 | 17.8 | 2.8 | 24.4 | 9.4 | 25 | 17.2 | 24.4 | 11.7 | 17.2 | 14.4 | 9 | -5 | 24.4 | 15.6 | 8.9 | 6.7 | 13.3 | -1.1 | 14.4 | 2.8 | 20.6 | 6.1 | 11.1 | 5 | 21.1 | 5.5 | 21.1 | 16.7 | 12.8 | 8.9 | 22.8 | 16.1 | 26.1 | 20.9 | 18.3 | 1.1 | 25 | 8.3 | 20 | 13.3 | 22.8 | 18.9 | 23.9 | 17.2 | 14.4 | 1 | 15.6 | 12.2 | 17.2 | 5.6 | 16.7 | -11.7 | 30 | -2.2 | 22.8 | 1.7 | 17.8 | 11.1 | 15.6 | 10 | 12.2 | 7.2 | 21.1 | 10 | 20 | 18.3 | 30.6 | 19.4 | 22 | 11 | 12.2 | 10 | 15 | 2.8 | 18.9 | 8.3 | 18.3 | 15 | 13 | 0 | 23.9 | 21.7 | 25.6 | 17.2 | 20.2 | 13 | 23.3 | 15.6 | 21.1 | 11.7 | 30.4 | -0.1 | 26.7 | 23.4 | 27.8 | -6.1 | 24.1 | 6 | 26.7 | 20 | 27.6 | 17.2 | 13.3 | -6.7 | 26.1 | 16.7 | 27.2 | 15.6 | 12.2 | 7.8 | 13.9 | -8.3 | 15 | 0.6 | 19.4 | 6.1 | 11.7 | 1.1 | 14.8 | 4.5
13 | 2 | 8.3 | 0.6 | 16.1 | 12.8 | 20.6 | 12.8 | 15.6 | 3.3 | 26.7 | -1.7 | 12 | 11 | 22.8 | 3.4 | 15.6 | 12.2 | 22.6 | 10.4 | 14.4 | 12.8 | 12.2 | 8.3 | 23.3 | -2.8 | 14.4 | 3.3 | 20 | 17 | 23.3 | 18.3 | 24.4 | 22.8 | 21.5 | 15.1 | 26.1 | 22.8 | 21.7 | 8.3 | 23.9 | 17.8 | 20 | 11.1 | 20.6 | 6.1 | 15 | 13.9 | 15.6 | 5.6 | 15.6 | 3.3 | 22.2 | 10.7 | 23.9 | 18.3 | 22.8 | 10.6 | 17.2 | 14.4 | 8 | -6 | 24.4 | 15 | 8.2 | 6.4 | 10.6 | 2.2 | 13.9 | 2.8 | 13.9 | 5.6 | 10.6 | 5.6 | 19.5 | 5.6 | 19.4 | 16.1 | 12.8 | 8.5 | 21.7 | 16.1 | 24.5 | 20.2 | 15.6 | 1.1 | 21.7 | 5 | 17.2 | 13.3 | 22.6 | 19.2 | 22.2 | 16.7 | 12.8 | 0.8 | 15.6 | 11.1 | 16.7 | 7.2 | 14.5 | -6.7 | 28.9 | -1.1 | 20.6 | 0.6 | 16.7 | 11.1 | 15.6 | 10.6 | 11.7 | 6.1 | 18.9 | 10.6 | 20.6 | 18.9 | 27.8 | 20 | 21 | 12 | 12.4 | 9.8 | 13.3 | 3.4 | 17.2 | 6.7 | 18.3 | 15 | 13 | 1 | 22.2 | 21.7 | 24.7 | 17.7 | 18.1 | 12.6 | 22.2 | 16.1 | 19.4 | 11.7 | 28 | -0.9 | 26.7 | 23.4 | 27.2 | -6.7 | 21.5 | 6.2 | 25 | 20.6 | 26.3 | 17.7 | 11.7 | -5.6 | 23.9 | 18.3 | 25.6 | 16.1 | 11.7 | 7.8 | 11.3 | -5 | 12.2 | 1.1 | 17.2 | 8.3 | 8.9 | 1.7 | 12.2 | 3.9
11 | 1 | 7.8 | 0.6 | 15.6 | 12.2 | 20.6 | 13.3 | 13.7 | 4.6 | 25.8 | -1.7 | 12 | 11 | 21.7 | 3.9 | 15 | 12.2 | 19.7 | 9.6 | 13.9 | 12.8 | 11.7 | 8.3 | 21.1 | -3.9 | 14.4 | 2.2 | 19 | 17 | 22.8 | 17.8 | 23.9 | 22.2 | 19.1 | 15.2 | 25.6 | 22.8 | 20 | 8.9 | 24.4 | 18.3 | 15.6 | 11.7 | 19.4 | 2.8 | 15 | 13.3 | 13.9 | 5 | 14.4 | 5.6 | 20 | 11 | 22.2 | 18.3 | 23.3 | 10 | 16.7 | 14.4 | 6 | -6 | 22.8 | 16.1 | 7.4 | 6.1 | 8.9 | 2.2 | 11.7 | 3.9 | 15 | 9.4 | 8.9 | 4.4 | 17.8 | 5.6 | 18.3 | 15.6 | 12.8 | 7.8 | 21.1 | 16.1 | 22.8 | 19.4 | 14.4 | -0.6 | 18.3 | 6.7 | 16.1 | 12.8 | 22.4 | 19.2 | 21.1 | 16.7 | 11.1 | 0.6 | 15.6 | 11.1 | 14.4 | 8.9 | 12.2 | -5.1 | 27.8 | -1 | 18.3 | 1.7 | 15.6 | 11.1 | 15.6 | 10.8 | 11.1 | 5.6 | 18.3 | 9.4 | 19.4 | 18.3 | 26.7 | 19.4 | 16 | 12 | 12.6 | 9.6 | 11.7 | 4 | 16.7 | 7.2 | 17.8 | 15.6 | 12 | 1 | 22.2 | 21.1 | 23.7 | 17.7 | 16.1 | 12.2 | 21.7 | 16.1 | 18.9 | 11.7 | 25.6 | -2.2 | 26.7 | 23.3 | 26.7 | -8.9 | 18.9 | 6.1 | 23.9 | 21.1 | 25 | 17.8 | 10.6 | 0 | 23.3 | 20 | 19.4 | 17.2 | 10.6 | 7.8 | 8.7 | -3.7 | 7.2 | 2.2 | 16.1 | 8.3 | 7.2 | 1.1 | 11.5 | 4.5
9 | 1 | 7.8 | 1.1 | 13.3 | 12.2 | 18.9 | 13.3 | 11.9 | 5.3 | 24.8 | -1 | 12 | 11 | 20.6 | 4.4 | 15 | 12.2 | 16.7 | 8.3 | 13.9 | 12.8 | 10.6 | 8.3 | 16.1 | -6.1 | 14.4 | 2.8 | 18 | 16 | 21.7 | 17.8 | 23.9 | 22.2 | 16.7 | 15 | 25 | 22.2 | 18.3 | 9.4 | 23.9 | 18.3 | 13.9 | 11.7 | 20 | 1.1 | 15 | 12.8 | 12.8 | 4.4 | 13.9 | 4.4 | 17.8 | 11.1 | 21.7 | 18.9 | 22.8 | 11.7 | 15.6 | 13.3 | 6 | -5 | 21.7 | 16.1 | 6.7 | 5.6 | 7.8 | 1.7 | 9.4 | 4.4 | 15.6 | 10.6 | 8.3 | 4.4 | 16.5 | 5.2 | 18.3 | 15.6 | 12.4 | 7.9 | 19.4 | 16.1 | 23 | 19.2 | 14.4 | -1.1 | 17.8 | 5.6 | 15 | 12.8 | 22.2 | 19.4 | 21.7 | 16.7 | 10.2 | 1.6 | 16.1 | 10.6 | 12.8 | 8.9 | 10 | -4.4 | 26.7 | -0.6 | 14.4 | 3.9 | 15 | 10.6 | 15.6 | 11.1 | 12.8 | 6.1 | 16.7 | 11.7 | 19.4 | 18.3 | 26.1 | 20 | 15 | 11 | 12.8 | 9.4 | 10 | 3.9 | 16.1 | 5.6 | 17.2 | 15.6 | 12 | 1 | 21.7 | 20.6 | 22.8 | 17.8 | 15.4 | 11 | 20 | 16.7 | 18.3 | 11.1 | 23.9 | -1 | 25.6 | 22.9 | 25.6 | -8.3 | 17.4 | 6.9 | 23.9 | 21.7 | 23.7 | 17.2 | 10 | -1.1 | 22.2 | 20.6 | 18.9 | 17.2 | 10.6 | 7.8 | 6.1 | -3.9 | 7.8 | 1.7 | 15.6 | 9.4 | 6.1 | 1.7 | 10.7 | 4.6
8 | 2 | 7.2 | 1.7 | 12.8 | 11.1 | 18.3 | 14.4 | 10 | 5.6 | 23.9 | -1.1 | 12 | 11 | 20 | 4.5 | 15 | 12.2 | 15.9 | 8.2 | 13.9 | 12.8 | 10.6 | 8.3 | 14.4 | 12.2 | 13.9 | 3.3 | 17 | 15 | 20.6 | 17.8 | 23.9 | 21.7 | 15.6 | 14.3 | 25 | 22.2 | 17.8 | 8.9 | 23.9 | 18.3 | 14.4 | 12.2 | 16.7 | 2.2 | 14.4 | 12.2 | 12.8 | 3.9 | 12.2 | 4.4 | 17.2 | 11.1 | 20 | 18.9 | 22.8 | 11.7 | 15 | 12.8 | 6 | -6 | 22.8 | 15 | 6.1 | 5.2 | 7.8 | 0 | 8.3 | 3.9 | 18.3 | 8.3 | 7.8 | 4.4 | 15.2 | 4.6 | 17.2 | 15.6 | 12.1 | 7.8 | 18.9 | 16.1 | 23.1 | 19.1 | 13.3 | -2.2 | 18.3 | 4.4 | 15 | 13.3 | 22.4 | 19.6 | 20.6 | 16.7 | 9.2 | 2.3 | 15.6 | 10.6 | 13.3 | 7.2 | 7.2 | -4.3 | 25.9 | 1.2 | 15 | 2.2 | 15 | 10.6 | 15.4 | 11.2 | 12.8 | 6.7 | 17.2 | 13.3 | 16.7 | 16.1 | 26.1 | 20.6 | 14 | 9 | 12.6 | 9.6 | 9.3 | 4.1 | 14.4 | 4.4 | 16.7 | 15.6 | 11 | 4 | 21.7 | 20 | 22.4 | 18.2 | 14.6 | 9.6 | 20 | 16.7 | 15 | 11.7 | 22.3 | 0.2 | 24.4 | 22.1 | 25 | -3.9 | 15.9 | 7.7 | 23.3 | 21.7 | 22.4 | 16.7 | 8.9 | -0.6 | 22.2 | 20.6 | 18.9 | 17.2 | 9.4 | 7.8 | 4.6 | -3 | 7.2 | 1.1 | 15.6 | 8.9 | 5.6 | 1.1 | 10 | 5
8 | 2 | 7.2 | 3.3 | 12.2 | 11.7 | 16.7 | 13.3 | 9.4 | 5 | 21.7 | -0.3 | 11 | 11 | 19.5 | 4.1 | 15 | 12.2 | 15.2 | 8 | 14.4 | 12.2 | 10 | 8.3 | 15.6 | 15 | 13.9 | 3.3 | 17 | 15 | 20 | 17.8 | 23.9 | 21.7 | 14.4 | 13.6 | 25 | 22.2 | 16.7 | 9.4 | 23.3 | 17.8 | 14.4 | 10.6 | 16.7 | 2.2 | 14.4 | 11.7 | 10.6 | 4.4 | 11.1 | 4.4 | 16.7 | 10.8 | 20 | 18.9 | 21.7 | 12.2 | 14.4 | 12.8 | 5 | -2 | 22.2 | 15.6 | 5.6 | 4.9 | 6.7 | 1.1 | 8.9 | 4.4 | 14.4 | 3.3 | 7.8 | 4.4 | 13.9 | 3.9 | 16.1 | 14.4 | 11.7 | 7.8 | 17.8 | 16.1 | 23.3 | 18.9 | 12.2 | -2.8 | 17.8 | 5.6 | 13.9 | 13.3 | 22.6 | 19.8 | 20.6 | 17.2 | 8.3 | 2.8 | 15 | 9.4 | 13.3 | 6.7 | 4.5 | -4.9 | 25.2 | 2 | 11.1 | 2.2 | 14.4 | 10.6 | 15.2 | 11.2 | 12.2 | 6.7 | 16.7 | 13.9 | 16.1 | 15.6 | 26.1 | 20.6 | 13 | 9 | 12.4 | 9.8 | 8.5 | 4.3 | 13.3 | 5.6 | 16.7 | 15.6 | 11 | 0 | 21.7 | 18.9 | 22.1 | 18.7 | 13.9 | 8.3 | 19.4 | 16.7 | 15.6 | 12.8 | 20.6 | 0.6 | 23.3 | 21.7 | 19.4 | -3.9 | 14.4 | 7.8 | 23.3 | 21.7 | 21.1 | 16.1 | 8.3 | -1.1 | 20.6 | 18.9 | 18.9 | 16.7 | 8.3 | 7.8 | 3.2 | -3 | 4.4 | 1.1 | 15.6 | 8.3 | 5 | 1.1 | 9.4 | 4.6
8 | 2 | 6.7 | 3.9 | 12.2 | 11.7 | 16.7 | 13.3 | 8.9 | 4.5 | 19.4 | -0.5 | 11 | 10 | 18.9 | 3.9 | 15 | 11.7 | 14.4 | 7.8 | 12.8 | 12.2 | 10 | 8.3 | 14.4 | 14.4 | 14.4 | 2.2 | 17 | 15 | 20 | 17.2 | 23.9 | 22.2 | 13.3 | 12.8 | 25 | 22.2 | 16.7 | 9.4 | 22.8 | 17.8 | 14.4 | 11.1 | 16.7 | 1.7 | 13.9 | 11.1 | 10.6 | 5 | 11.1 | 4.4 | 16.1 | 10.6 | 18.9 | 18.3 | 21.1 | 12.2 | 14.4 | 12.8 | 4 | -5 | 21.5 | 15.6 | 5 | 4.4 | 6.1 | 0.6 | 9.4 | 3.9 | 13.3 | 2.8 | 8.3 | 5 | 13.2 | 3.8 | 16.7 | 15 | 11.3 | 7.4 | 18.3 | 16.1 | 21.8 | 18.6 | 11.1 | -2.8 | 12.2 | 7.2 | 13.3 | 12.8 | 22.8 | 20 | 20 | 17.2 | 7.2 | 2.7 | 13.9 | 9.4 | 13.9 | 5 | 1.7 | -6.7 | 24.4 | 3.3 | 7.8 | 3.3 | 12.8 | 10.6 | 15 | 11.1 | 11.7 | 6.7 | 16.1 | 13.9 | 16.1 | 15.6 | 26.1 | 20.6 | 12 | 8 | 12.2 | 10 | 7.8 | 4.4 | 13.3 | 6.7 | 16.7 | 15.6 | 9 | 2 | 20.6 | 18.9 | 21.7 | 18.9 | 12.6 | 7.9 | 19.4 | 17.2 | 13.9 | 12.2 | 19.7 | 1.2 | 23.1 | 21.4 | 18.3 | -3.9 | 14 | 7.8 | 23.3 | 22.2 | 20.2 | 15.4 | 7.8 | -0.6 | 20 | 18.9 | 18.9 | 16.1 | 8.9 | 7.8 | 1.7 | -3.3 | 2.8 | 0.6 | 15.6 | 8.3 | 4.4 | 1.1 | 8.9 | 4.3
8 | 2 | 5.6 | 3.9 | 11.7 | 11.7 | 16.7 | 13.9 | 8.3 | 3.9 | 17.2 | -0.6 | 11 | 10 | 18.3 | 5.2 | 15 | 11.7 | 13.7 | 7.9 | 12.2 | 12.2 | 9.4 | 8.3 | 13.9 | 13.9 | 12.8 | 2.8 | 16 | 14 | 19.4 | 17.2 | 23.9 | 22.2 | 12.9 | 12.6 | 25 | 22.8 | 15.6 | 9.4 | 22.8 | 17.8 | 13.9 | 11.7 | 16.7 | 2.2 | 12.8 | 11.1 | 10 | 6.1 | 12.2 | 5 | 15.5 | 10.5 | 17.8 | 17.2 | 20 | 12.2 | 13.9 | 12.2 | 2 | -2 | 20.9 | 15.9 | 6.1 | 5.5 | 5 | 1.7 | 9.4 | 3.9 | 11.1 | 3.9 | 8.3 | 5.6 | 12.4 | 3.6 | 17.2 | 15.6 | 11 | 7.2 | 17.8 | 15.6 | 20.4 | 18.2 | 10 | -1.7 | 12.2 | 7.2 | 13.3 | 12.8 | 21.3 | 18.9 | 19.4 | 17.2 | 6.1 | 2.4 | 12.8 | 11.1 | 13.3 | 5.6 | 0.4 | -5.3 | 23.7 | 2.5 | 8.9 | 2.2 | 12.8 | 11.7 | 14.8 | 11.2 | 10.6 | 6.7 | 15 | 13.9 | 15.6 | 15 | 25.6 | 21.1 | 11 | 8 | 12.4 | 9.6 | 7.1 | 4.3 | 13.3 | 6.7 | 16.1 | 15 | 9 | 2 | 20 | 18.9 | 21.1 | 18.9 | 11.3 | 7.3 | 19.4 | 17.2 | 13.3 | 11.7 | 18.7 | 1.7 | 23 | 21.3 | 16.7 | -3.9 | 13.7 | 7.5 | 22.8 | 21.7 | 19.2 | 14.5 | 5.6 | -1.1 | 20 | 18.3 | 17.8 | 15.6 | 8.9 | 7.2 | 1.1 | -3 | 2.8 | 0 | 15 | 9.4 | 3.9 | 1.7 | 8.3 | 3.9
8 | 2 | 5 | 3.9 | 10.6 | 10.6 | 16.1 | 13.9 | 7.2 | 3.6 | 16.3 | -0.4 | 11 | 10 | 17.8 | 6.4 | 15 | 11.7 | 12.9 | 8.2 | 12.2 | 12.2 | 8.9 | 8.3 | 13.9 | 13.9 | 12.8 | 2.2 | 16 | 14 | 18.9 | 17.2 | 23.9 | 22.2 | 12.6 | 12.5 | 25 | 22.8 | 15 | 10 | 22.8 | 17.8 | 13.9 | 11.7 | 15 | 3.3 | 12.8 | 11.1 | 8.3 | 5.6 | 12.8 | 4.4 | 15 | 10.2 | 18.3 | 17.2 | 16.7 | 12.8 | 13.9 | 12.2 | 3 | -2 | 20.2 | 16.1 | 7.2 | 6.6 | 4.4 | 1.7 | 9.4 | 4.4 | 10.6 | 3.3 | 8.3 | 6.1 | 11.7 | 3.3 | 16.7 | 15.6 | 10.6 | 6.7 | 17.8 | 15.6 | 18.9 | 17.8 | 10 | -1.7 | 12.2 | 7.2 | 13.3 | 12.8 | 19.8 | 17.8 | 18.9 | 16.7 | 5 | 2.2 | 12.8 | 10 | 12.8 | 5.6 | -0.9 | -5.1 | 22.9 | 2.4 | 8.9 | 1.1 | 13.3 | 11.1 | 14.6 | 11.2 | 10.6 | 7.2 | 14.4 | 13.3 | 16.1 | 15.6 | 25.6 | 21.1 | 11 | 8 | 12.6 | 9.3 | 6.3 | 4.1 | 13.3 | 6.7 | 16.1 | 15.6 | 9 | 3 | 19.4 | 17.8 | 20.6 | 18.9 | 10 | 6.7 | 19.4 | 17.2 | 12.2 | 11.1 | 17.8 | 2.2 | 22.8 | 21.1 | 13.9 | -4.4 | 13.3 | 7.2 | 22.8 | 21.7 | 18.3 | 13.9 | 4.4 | -1.7 | 18.9 | 16.7 | 17.8 | 15.6 | 8.3 | 7.2 | 0.6 | -2.9 | 2.2 | 0 | 13.3 | 8.9 | 3.3 | 0.6 | 7.2 | 3.4
7 | 2 | 5 | 3.3 | 10.6 | 10.6 | 15.6 | 12.8 | 6.1 | 3.3 | 15.3 | -0.8 | 11 | 10 | 17.2 | 7.2 | 15 | 11.7 | 12.2 | 8.3 | 12.2 | 12.2 | 9.4 | 8.3 | 12.2 | 5 | 13.3 | 1.1 | 16 | 14 | 18.9 | 17.2 | 23.3 | 22.2 | 12.2 | 12.2 | 25 | 23.3 | 13.9 | 10 | 22.8 | 17.2 | 13.3 | 11.7 | 13.3 | 3.3 | 15 | 12.8 | 7.8 | 5.6 | 11.7 | 4.4 | 14.4 | 10 | 16.7 | 16.1 | 15.6 | 12.8 | 13.9 | 12.8 | 2 | -2 | 19.6 | 16.1 | 8.3 | 7.8 | 4.4 | 1.7 | 8.9 | 4.4 | 9.4 | 3.3 | 8.9 | 6.1 | 10.6 | 3.9 | 17.2 | 15.6 | 10.4 | 6.6 | 16.7 | 15 | 19.6 | 18.1 | 9.4 | -2.8 | 12.8 | 7.8 | 12.8 | 12.2 | 18.3 | 16.7 | 18.3 | 17.8 | 5.2 | 2 | 11.1 | 8.9 | 12.2 | 5 | -2.2 | -5.6 | 22.2 | 1.7 | 5.6 | 0.6 | 13.3 | 11.1 | 14.4 | 11.1 | 10 | 5.6 | 13.9 | 13.3 | 15 | 13.9 | 25 | 20.6 | 11 | 7 | 12.8 | 8.9 | 5.6 | 3.9 | 13.3 | 7.2 | 16.1 | 15 | 9 | 2 | 19.4 | 17.2 | 20 | 18.9 | 9.8 | 6.5 | 18.9 | 16.7 | 11.1 | 10 | 16.7 | 2.3 | 22.6 | 20.9 | 11.7 | -5 | 13.5 | 7.7 | 22.8 | 21.7 | 17.9 | 13.4 | 5 | -3.9 | 18.3 | 17.2 | 17.8 | 15.6 | 8.3 | 7.2 | 0 | -3.3 | 1.7 | -0.6 | 13.3 | 9.4 | 2.8 | 0.6 | 6.1 | 2.7
7 | 1 | 5 | 3.3 | 10.6 | 9.4 | 16.1 | 13.3 | 5 | 2.8 | 14.4 | -1.1 | 11 | 10 | 17.6 | 7.9 | 15 | 11.7 | 12.8 | 8.5 | 11.7 | 11.7 | 8.9 | 8.3 | 10.6 | 1.1 | 12.2 | 0.6 | 16 | 14 | 18.3 | 16.1 | 22.8 | 22.2 | 12.9 | 12 | 25 | 23.3 | 13.3 | 10 | 23.3 | 17.2 | 13.3 | 11.7 | 10 | 2.2 | 14.4 | 12.2 | 8.3 | 6.7 | 11.1 | 4.4 | 15.3 | 10.9 | 17.8 | 16.7 | 15 | 12.8 | 13.9 | 12.8 | 3 | 0 | 18.9 | 16.1 | 8.5 | 7.1 | 3.3 | 1.7 | 8.9 | 5 | 9.4 | 6.7 | 9.4 | 7.2 | 9.4 | 3.8 | 16.7 | 15 | 10.2 | 6.4 | 15.6 | 14.4 | 20.4 | 18.5 | 8.9 | -3.3 | 12.2 | 7.8 | 12.8 | 12.8 | 18.1 | 15.9 | 17.8 | 17.2 | 5.4 | 1.9 | 10 | 8.3 | 11.1 | 5 | -1.3 | -4.3 | 22.6 | 1 | 6.7 | 1.1 | 13.3 | 11.7 | 14 | 11.2 | 10 | 5.6 | 14.4 | 12.8 | 13.3 | 11.7 | 24.4 | 21.1 | 10 | 7 | 13.2 | 8.7 | 6.3 | 4.1 | 12.8 | 8.3 | 15.6 | 15 | 9 | 3 | 18.9 | 17.2 | 20.2 | 19.2 | 9.6 | 6.3 | 17.8 | 16.7 | 11.1 | 10.6 | 15.5 | 2.7 | 22.4 | 20.7 | 11.7 | -5.6 | 13.7 | 7.9 | 22.2 | 21.7 | 17.6 | 13.2 | 4.4 | -4.4 | 17.8 | 16.1 | 17.2 | 15.6 | 7.8 | 6.7 | 2.4 | -2.4 | 1.1 | -1.1 | 13.3 | 9.4 | 2.8 | 0.6 | 5 | 2.2
7 | 1 | 5.6 | 3.9 | 12.2 | 12.2 | 17.2 | 14.4 | 8 | 4 | 17.4 | -0.3 | 11 | 10 | 17.9 | 8.8 | 15 | 12.2 | 13.3 | 8.8 | 12.2 | 11.7 | 10 | 8.9 | 10.6 | -0.6 | 11.1 | 2.8 | 18 | 17 | 17.8 | 16.1 | 22.2 | 22.2 | 13.7 | 12 | 25 | 22.8 | 13.3 | 10.6 | 23.3 | 17.8 | 13.3 | 12.2 | 15.6 | 5 | 15.6 | 13.3 | 8.9 | 6.7 | 11.7 | 4.4 | 16.3 | 11.9 | 17.2 | 16.7 | 16.1 | 13.9 | 13.9 | 12.8 | 4 | 0 | 20 | 16.7 | 8.7 | 6.3 | 3.9 | 2.2 | 8.9 | 5.6 | 10 | 7.2 | 10 | 7.2 | 8.3 | 3.9 | 17.8 | 15.6 | 10 | 6.1 | 16.7 | 14.4 | 21.1 | 18.9 | 7.8 | -3.3 | 15.6 | 8.9 | 12.8 | 12.8 | 18 | 15.3 | 17.8 | 17.2 | 5.6 | 1.7 | 10.6 | 8.3 | 12.2 | 4.4 | -0.3 | -3.1 | 22.9 | -0.5 | 8.3 | 2.8 | 13.3 | 11.1 | 13.7 | 11.3 | 10.6 | 6.1 | 14.4 | 12.8 | 13.3 | 10.6 | 24.4 | 21.1 | 12 | 9 | 13.5 | 8.6 | 7.1 | 4.3 | 12.8 | 7.8 | 15.6 | 14.4 | 9 | 4 | 18.3 | 17.2 | 20.4 | 19.8 | 9.4 | 6.1 | 17.8 | 16.1 | 13.3 | 11.7 | 14.4 | 2.8 | 22.2 | 20.6 | 13.9 | -2.8 | 13.9 | 8.3 | 23.3 | 21.1 | 17.2 | 12.8 | 6.1 | -3.9 | 17.2 | 15.6 | 16.1 | 13.3 | 8.9 | 7.2 | 4.8 | -2 | 5.6 | 1.1 | 13.3 | 9.4 | 3.3 | 0.6 | 7 | 3.3
9 | 3 | 6.1 | 3.9 | 16.7 | 13.3 | 19.4 | 15.6 | 10.9 | 4.6 | 20.3 | 0.2 | 12 | 11 | 18.3 | 9.4 | 16.1 | 11.7 | 13.9 | 8.9 | 12.8 | 11.7 | 12.2 | 8.9 | 13.3 | -1.1 | 12.8 | 2.8 | 21 | 18 | 21.1 | 18.3 | 25 | 23.9 | 14.4 | 11.7 | 25.6 | 23.3 | 14.4 | 11.1 | 23.9 | 17.2 | 13.9 | 12.2 | 17.2 | 5.6 | 18.3 | 13.3 | 10.6 | 7.8 | 12.2 | 4.4 | 17.2 | 12.8 | 21.1 | 17.8 | 22.8 | 15.6 | 13.3 | 12.8 | 7 | 0 | 20.6 | 17.2 | 8.9 | 5.6 | 7.8 | 5 | 9.4 | 5 | 12.2 | 7.8 | 10.6 | 7.8 | 9.4 | 4.6 | 18.9 | 16.1 | 11.9 | 6.8 | 18.9 | 15.6 | 23.3 | 19.5 | 8.3 | -2.2 | 16.7 | 8.9 | 13.9 | 13.3 | 17.8 | 14.4 | 19.4 | 15 | 8.2 | 2.7 | 11.7 | 9.4 | 13.9 | 5 | 0.6 | -2.8 | 23.3 | -1.7 | 12.8 | 3.3 | 13.9 | 11.1 | 13.3 | 11.1 | 10 | 5.6 | 15.6 | 12.8 | 13.3 | 11.7 | 26.1 | 20.6 | 15 | 8 | 13.9 | 8.3 | 7.8 | 4.4 | 13.3 | 7.8 | 16.7 | 15 | 11 | 5 | 19.4 | 17.8 | 20.6 | 20 | 11.3 | 7.4 | 18.3 | 16.1 | 16.1 | 12.8 | 17.2 | 3.9 | 22.9 | 21 | 17.8 | -2.8 | 17 | 9.2 | 22.8 | 21.1 | 18.9 | 12.7 | 10 | -4.4 | 17.2 | 15.6 | 16.7 | 12.8 | 10.6 | 7.8 | 7.2 | -2.2 | 11.1 | 1.1 | 12.8 | 10 | 6.7 | 2.2 | 9.1 | 4.1
10 | 4 | 7.8 | 3.9 | 20.6 | 11.1 | 21.7 | 16.1 | 13.9 | 5 | 23.3 | -0.6 | 12 | 11 | 20.2 | 10.1 | 17.2 | 11.7 | 17.2 | 10.1 | 15 | 11.7 | 15 | 8.3 | 14.4 | -2.2 | 13.3 | 1.1 | 24 | 18 | 23.9 | 19.4 | 26.7 | 24.4 | 18.1 | 12.8 | 23.9 | 21.7 | 16.7 | 11.1 | 25 | 17.2 | 14.4 | 12.8 | 22.2 | 6.7 | 20.6 | 13.9 | 13.3 | 7.8 | 12.8 | 5 | 20 | 13.7 | 24.4 | 16.7 | 24.4 | 13.3 | 13.9 | 13.3 | 9 | 0 | 22.2 | 17.2 | 9.3 | 4.9 | 11.7 | 6.7 | 11.1 | 6.1 | 13.9 | 5.6 | 10.6 | 7.8 | 10.6 | 5.6 | 21.1 | 16.7 | 13.7 | 7 | 21.7 | 16.1 | 25.6 | 19.7 | 9.4 | -3.9 | 17.2 | 8.9 | 16.1 | 13.9 | 18.5 | 14.6 | 21.1 | 12.8 | 10.7 | 3 | 13.3 | 9.4 | 15.6 | 5 | 2.8 | -3.3 | 24.2 | -1.4 | 16.7 | 3.9 | 14.4 | 11.1 | 13.3 | 11.2 | 8.3 | 7.2 | 17.8 | 13.3 | 13.3 | 11.7 | 27.2 | 20.6 | 18 | 10 | 14.8 | 8.3 | 10.2 | 5 | 13.9 | 7.2 | 17.8 | 15.6 | 13 | 9 | 21.7 | 18.3 | 22.6 | 20.3 | 13.1 | 8.4 | 20 | 16.1 | 19.4 | 13.9 | 20 | 4.9 | 23.7 | 21.6 | 20.6 | -2.2 | 20.2 | 10.1 | 22.8 | 21.7 | 20.5 | 12.3 | 12.2 | -5 | 17.2 | 15.6 | 15.6 | 11.7 | 12.2 | 7.8 | 9.1 | -2.2 | 13.3 | 0.6 | 12.8 | 10.6 | 10 | 2.2 | 11.1 | 5
11 | 4 | 9.4 | 2.8 | 22.2 | 11.1 | 23.9 | 14.4 | 15.6 | 5 | 25.3 | -0.6 | 13 | 11 | 22 | 10.2 | 16.7 | 12.2 | 20.6 | 10.7 | 16.1 | 12.2 | 16.7 | 7.2 | 16.7 | 1.1 | 14.4 | 2.2 | 26 | 17 | 26.1 | 18.3 | 28.3 | 24.4 | 21.9 | 13.6 | 22.2 | 21.1 | 18.3 | 11.7 | 26.1 | 17.2 | 14.4 | 12.8 | 24.4 | 4.4 | 23.3 | 14.4 | 16.1 | 9.4 | 13.3 | 5 | 22.8 | 14.7 | 26.1 | 15 | 25.6 | 11.7 | 13.9 | 13.3 | 12 | 1 | 21.1 | 16.7 | 9.6 | 3.8 | 14.4 | 7.2 | 12.8 | 6.7 | 16.1 | 6.1 | 11.7 | 8.3 | 11.7 | 6.1 | 23.3 | 17.2 | 15.6 | 7.2 | 23.9 | 16.7 | 27.8 | 20 | 11.1 | -7.2 | 17.8 | 8.3 | 17.2 | 13.9 | 19.3 | 15 | 22.2 | 10.6 | 13.3 | 3.3 | 15 | 10 | 18.3 | 5.6 | 5 | -5 | 25.2 | -1.4 | 20 | 5 | 15.6 | 11.7 | 13.3 | 11.2 | 7.8 | 7.2 | 18.9 | 13.9 | 12.8 | 11.1 | 28.9 | 19.4 | 21 | 9 | 15.8 | 8.6 | 12.6 | 5.5 | 14.4 | 7.2 | 20 | 15.6 | 12 | 8 | 23.9 | 18.9 | 24.7 | 20.4 | 15 | 9.4 | 21.1 | 16.1 | 21.7 | 12.2 | 22.8 | 5.6 | 24.4 | 22.2 | 23.3 | -1.1 | 23.3 | 10 | 22.8 | 21.7 | 22.2 | 11.7 | 12.8 | -5.6 | 18.3 | 15.6 | 15 | 8.9 | 13.3 | 7.2 | 10.9 | -2.8 | 15.6 | 1.7 | 13.3 | 10 | 11.7 | 2.2 | 12.8 | 5.3
15 | 4 | 10.6 | 2.2 | 23.9 | 11.1 | 26.7 | 15 | 17.2 | 4.2 | 27.4 | -0.5 | 13 | 11 | 23.9 | 10.6 | 17.2 | 11.7 | 23.9 | 11.1 | 17.8 | 12.8 | 17.2 | 7.2 | 19.4 | 1.7 | 15 | 1.7 | 26 | 17 | 27.2 | 17.8 | 28.3 | 24.4 | 25.6 | 13.3 | 22.2 | 21.7 | 19.4 | 12.2 | 26.7 | 17.2 | 15 | 13.3 | 25.6 | 5 | 25.6 | 15.6 | 18.3 | 8.9 | 14.4 | 5.6 | 25.6 | 15 | 27.2 | 12.8 | 26.1 | 9.4 | 13.9 | 12.8 | 13 | 0 | 20 | 16.7 | 10 | 2.8 | 17.2 | 5.6 | 13.3 | 7.2 | 18.3 | 7.2 | 12.2 | 7.8 | 13.5 | 7.1 | 24.4 | 17.8 | 16.9 | 7.8 | 25 | 16.1 | 28.7 | 19.1 | 11.7 | -8.3 | 19.4 | 8.9 | 18.9 | 14.4 | 20 | 15 | 22.8 | 10 | 15.7 | 5.6 | 15.6 | 9.4 | 21.1 | 4.4 | 7.2 | -10 | 26.1 | -1.7 | 22.2 | 3.9 | 16.1 | 11.7 | 13.3 | 11.1 | 7.8 | 7.2 | 19.4 | 14.4 | 12.8 | 11.7 | 30.6 | 17.8 | 23 | 7 | 16.7 | 8.3 | 15 | 5.6 | 14.4 | 7.2 | 21.7 | 15 | 11 | 9 | 25 | 19.4 | 26.7 | 20 | 16.3 | 11.1 | 22.2 | 16.1 | 23.9 | 10.6 | 25.2 | 5.9 | 25.2 | 22.5 | 24.4 | -1.1 | 25.2 | 9.5 | 23.9 | 21.7 | 23.1 | 11.8 | 13.3 | -5.6 | 19.4 | 15 | 14.4 | 8.3 | 14.4 | 6.7 | 12.8 | -4.4 | 17.2 | 0.6 | 12.8 | 10 | 12.8 | -3.9 | 14.4 | 5.2
16 | 4 | 11.1 | 1.1 | 25 | 10.6 | 27.2 | 15.6 | 18.9 | 3.3 | 29.4 | -1.7 | 13 | 11 | 25.2 | 10.7 | 17.2 | 11.1 | 26.5 | 11.1 | 20.6 | 12.8 | 17.2 | 7.8 | 22.2 | 5.6 | 19.4 | 0 | 27 | 17 | 28.3 | 18.9 | 27.8 | 23.9 | 26.7 | 13.1 | 23.3 | 21.7 | 20.6 | 12.8 | 28.9 | 17.2 | 17.2 | 11.7 | 26.7 | 5 | 26.7 | 15.6 | 19.4 | 8.3 | 15 | 5.6 | 26.3 | 13.8 | 27.8 | 13.9 | 26.7 | 10 | 13.9 | 12.8 | 16 | 2 | 17.8 | 16.1 | 10 | 3.5 | 18.3 | 3.3 | 13.3 | 7.2 | 15 | 6.7 | 11.7 | 8.3 | 15.4 | 8.2 | 26.1 | 18.3 | 18.1 | 8.1 | 25.6 | 16.1 | 29.7 | 17.9 | 13.3 | -8.9 | 20.6 | 9.4 | 21.1 | 13.3 | 19.8 | 14.6 | 23.3 | 10 | 18.2 | 7.9 | 15.6 | 8.3 | 22.8 | 4.4 | 9.2 | -9.7 | 27 | -1.6 | 24.4 | 3.9 | 16.1 | 12.2 | 13.1 | 11 | 7.8 | 7.2 | 19.4 | 13.3 | 13.3 | 11.7 | 31.7 | 15 | 24 | 9 | 18 | 8.6 | 17.2 | 5.5 | 16.1 | 8.3 | 22.8 | 14.4 | 11 | 10 | 26.7 | 17.8 | 27.4 | 19.5 | 17.6 | 12.5 | 23.3 | 16.1 | 25 | 10.6 | 27.6 | 6.4 | 25.9 | 23 | 26.1 | -1.1 | 27 | 8.9 | 25.6 | 20 | 24.1 | 12.1 | 13.9 | -5.6 | 18.9 | 15 | 12.8 | 6.7 | 15 | 6.7 | 13.7 | -3.5 | 17.8 | -1.1 | 12.8 | 10 | 13.9 | 1.7 | 16.1 | 5
19 | 4 | 11.7 | 1.7 | 25.6 | 8.9 | 27.8 | 15 | 17.8 | 3.7 | 30.3 | -2 | 14 | 11 | 26.5 | 11.1 | 18.3 | 11.1 | 29.1 | 11.2 | 20.6 | 15 | 17.8 | 8.3 | 25 | 3.9 | 16.1 | 2.8 | 27 | 18 | 28.3 | 17.2 | 21.1 | 18.3 | 27.8 | 12.6 | 26.1 | 21.7 | 21.7 | 11.7 | 29.4 | 16.7 | 19.4 | 11.7 | 28.3 | 5.6 | 27.2 | 15 | 20.6 | 9.4 | 15 | 6.1 | 27.1 | 12 | 28.3 | 13.9 | 26.7 | 10 | 13.9 | 13.3 | 17 | 2 | 18.3 | 17.2 | 10 | 4 | 19.4 | 2.8 | 14.4 | 6.7 | 13.9 | 8.3 | 12.2 | 8.9 | 17.2 | 8.9 | 26.7 | 17.8 | 19.4 | 8.3 | 26.1 | 16.7 | 30.6 | 16.7 | 14.4 | -6.7 | 20 | 9.4 | 22.2 | 14.4 | 19.6 | 14.2 | 24.4 | 9.4 | 20.6 | 10 | 17.2 | 9.4 | 25 | 2.8 | 11.3 | -11.5 | 28 | -1.7 | 27.2 | 3.3 | 16.1 | 12.8 | 13 | 10.7 | 7.8 | 7.8 | 20 | 12.2 | 15 | 11.1 | 31.7 | 13.3 | 25 | 9 | 19.3 | 8.4 | 19.5 | 5.2 | 16.1 | 7.2 | 23.9 | 9.4 | 11 | 9 | 27.2 | 18.9 | 28.2 | 18.6 | 18.9 | 13.9 | 23.9 | 16.1 | 25 | 9.4 | 30 | 6.1 | 26.7 | 23.3 | 27.8 | -0.6 | 28.9 | 7.2 | 26.7 | 19.4 | 25 | 12.2 | 15 | -4.4 | 19.4 | 15.6 | 12.8 | 6.7 | 15.6 | 5.6 | 14.7 | -3.2 | 18.3 | 0.6 | 12.8 | 10.6 | 14.4 | 1.7 | 17.8 | 5.4
19 | 2 | 11.1 | 3.3 | 26.7 | 9.4 | 28.3 | 15 | 16.7 | 3.4 | 31.3 | -1.3 | 14 | 11 | 27.8 | 11.1 | 18.3 | 11.7 | 31.7 | 10.6 | 20 | 13.3 | 17.2 | 8.3 | 25 | 5 | 20 | 1.7 | 27 | 18 | 29.4 | 16.1 | 21.1 | 18.9 | 28.9 | 12.2 | 26.7 | 21.7 | 22.2 | 11.7 | 29.4 | 16.7 | 20.6 | 12.8 | 30.6 | 7.2 | 27.2 | 12.2 | 21.1 | 8.9 | 15.6 | 6.1 | 27.8 | 10 | 28.9 | 13.9 | 27.2 | 11.7 | 14.4 | 13.3 | 19 | 3 | 18.9 | 16.1 | 10 | 4.4 | 17.8 | 3.3 | 13.3 | 6.7 | 15 | 8.9 | 12.2 | 8.9 | 18.1 | 8.4 | 27.8 | 19.4 | 20.3 | 8.3 | 26.7 | 16.7 | 31.5 | 16.3 | 13.3 | -4.4 | 20 | 11.1 | 23.9 | 13.9 | 19.4 | 13.9 | 23.9 | 10 | 21.7 | 11.5 | 18.3 | 10.6 | 27.2 | 2.8 | 13.3 | -16.1 | 28.9 | -2.2 | 28.3 | 2.8 | 16.7 | 13.9 | 12.8 | 10.6 | 8.3 | 7.8 | 20 | 8.9 | 15 | 11.1 | 31.7 | 20 | 26 | 9 | 20.6 | 8.3 | 21.7 | 4.4 | 16.1 | 8.3 | 24.4 | 16.1 | 13 | 10 | 27.2 | 17.8 | 28.9 | 17.8 | 20.2 | 14.6 | 25 | 15 | 25.6 | 10 | 30.7 | 5.9 | 27.6 | 22.8 | 28.9 | 0 | 29.5 | 7.4 | 27.8 | 19.4 | 25.4 | 12.6 | 15 | -5.6 | 18.9 | 15 | 13.3 | 7.2 | 16.1 | 5.6 | 15.6 | -3.3 | 19.4 | 0 | 13.3 | 10.6 | 14.4 | 0.6 | 19.4 | 5.1
19 | 2 | 11.7 | 2.8 | 26.7 | 8.3 | 28.9 | 15.6 | 15.6 | 3.3 | 32.2 | -1.7 | 14 | 12 | 28.3 | 9.6 | 18.3 | 11.7 | 31.9 | 10.1 | 19.4 | 13.3 | 16.7 | 8.9 | 26.7 | 5 | 19.4 | 2.2 | 28 | 17 | 28.9 | 16.1 | 23.9 | 18.9 | 29.6 | 12.6 | 27.8 | 22.2 | 23.9 | 11.7 | 28.9 | 15.6 | 20 | 11.7 | 33.3 | 0.6 | 23.9 | 12.8 | 21.7 | 8.9 | 16.1 | 6.1 | 28.3 | 9.6 | 30 | 13.3 | 27.8 | 11.7 | 13.9 | 13.3 | 19 | 3 | 17.8 | 14.4 | 9.4 | 4.4 | 20.6 | 3.3 | 15 | 5.6 | 16.1 | 8.3 | 12.8 | 8.9 | 19.1 | 7.6 | 27.8 | 19.4 | 21.3 | 8.3 | 27.8 | 16.1 | 32.4 | 15.9 | 13.9 | -4.4 | 21.1 | 10.6 | 22.8 | 14.4 | 19.4 | 14 | 23.9 | 9.4 | 22.8 | 12.8 | 17.8 | 11.1 | 28.3 | 1.7 | 13.9 | -11.7 | 29.1 | -2.8 | 28.9 | 0.6 | 17.8 | 13.3 | 12.6 | 10.5 | 8.3 | 7.8 | 20 | 8.3 | 13.9 | 10.6 | 32.2 | 20.6 | 26 | 11 | 20.8 | 7.5 | 21.9 | 4.9 | 17.2 | 7.8 | 25.6 | 15 | 13 | 10 | 27.8 | 18.3 | 29.3 | 18.1 | 21.5 | 15.1 | 25 | 15.6 | 26.1 | 9.4 | 31.5 | 6.6 | 28.5 | 22 | 31.1 | 1.1 | 30 | 7.9 | 28.3 | 20 | 25.7 | 12.6 | 16.1 | -5 | 18.9 | 14.4 | 12.8 | 6.7 | 16.7 | 6.7 | 15.8 | -2.8 | 20 | 0.6 | 13.9 | 11.1 | 16.1 | 0.6 | 21.1 | 5
21 | 4 | 12.8 | 2.8 | 26.1 | 8.9 | 29.4 | 15 | 15 | 3.8 | 32.6 | -1.5 | 16 | 12 | 28.9 | 7.5 | 18.3 | 11.7 | 32 | 10.1 | 20.6 | 13.9 | 16.1 | 8.9 | 26.1 | 4.4 | 20 | 1.7 | 27 | 18 | 28.9 | 16.1 | 23.9 | 20.6 | 30.4 | 12.8 | 28.3 | 22.2 | 24.4 | 10 | 29.4 | 17.2 | 19.4 | 12.8 | 32.2 | -0.6 | 23.3 | 13.3 | 21.7 | 10.6 | 16.1 | 6.7 | 28.9 | 9.1 | 30 | 13.3 | 27.8 | 11.7 | 14.4 | 13.9 | 20 | 4 | 20 | 13.9 | 8.9 | 4.1 | 19.4 | 4.4 | 15.6 | 5.6 | 15.6 | 7.2 | 12.8 | 8.9 | 20 | 6.7 | 27.8 | 18.3 | 22.2 | 7.8 | 27.8 | 16.1 | 33.3 | 15.6 | 14.4 | -4.4 | 23.3 | 8.3 | 22.2 | 14.4 | 19.4 | 14.3 | 25 | 10 | 23.9 | 13.9 | 18.9 | 10 | 26.7 | 3.9 | 14.4 | -8.6 | 29.2 | -2.7 | 27.8 | 1.1 | 17.8 | 13.3 | 12.4 | 10.7 | 8.3 | 8.3 | 20.6 | 7.8 | 13.9 | 11.1 | 30.6 | 19.4 | 27 | 11 | 20.9 | 6.1 | 22 | 5.5 | 16.7 | 7.2 | 26.7 | 13.9 | 13 | 9 | 27.2 | 17.8 | 29.6 | 18.4 | 22.8 | 15.6 | 26.1 | 16.1 | 26.1 | 9.4 | 32.2 | 6.7 | 29.4 | 21.1 | 31.1 | 1.1 | 30.6 | 7.8 | 29.4 | 18.9 | 26.1 | 12.8 | 15.6 | -6.1 | 18.3 | 15 | 15 | 6.1 | 16.7 | 7.2 | 15.9 | -3.2 | 20 | 0.6 | 13.9 | 11.1 | 16.7 | -0.6 | 21.7 | 4.8
20 | 3 | 11.7 | 2.2 | 26.1 | 10 | 28.9 | 14.4 | 14.5 | 4.2 | 32.9 | -2.4 | 15 | 12 | 29.4 | 5.6 | 17.8 | 11.1 | 32.2 | 10 | 21.1 | 13.3 | 15.6 | 8.9 | 25.6 | 4.4 | 21.1 | 0.6 | 27 | 19 | 27.8 | 15 | 23.3 | 20 | 31.1 | 13.3 | 28.3 | 22.2 | 24.4 | 10 | 28.9 | 17.8 | 21.1 | 11.7 | 32.2 | -1.7 | 22.8 | 11.7 | 22.2 | 10 | 17.8 | 6.1 | 29.4 | 8.3 | 30.6 | 13.3 | 27.8 | 11.7 | 14.4 | 13.9 | 21 | 4 | 15 | 12.8 | 8.3 | 3.9 | 18.9 | 3.3 | 15.6 | 7.2 | 15.6 | 7.8 | 13.3 | 8.9 | 19.8 | 6.6 | 27.8 | 17.2 | 22.4 | 7.8 | 27.8 | 16.1 | 31.8 | 17 | 14.4 | -3.9 | 23.9 | 9.4 | 21.1 | 14.4 | 19.4 | 14.4 | 23.9 | 8.9 | 23.9 | 14.1 | 16.1 | 11.7 | 26.1 | 2.8 | 15 | -7.2 | 29.4 | -3.9 | 26.7 | -2.2 | 18.9 | 13.9 | 12.2 | 10.6 | 8.3 | 7.8 | 22.8 | 6.7 | 13.3 | 11.1 | 28.9 | 18.3 | 27 | 12 | 21.1 | 5 | 22.2 | 6.1 | 16.7 | 6.7 | 26.7 | 11.7 | 12 | 9 | 25.6 | 19.4 | 30 | 18.9 | 23.3 | 15.4 | 25.6 | 15.6 | 25.6 | 8.9 | 31.5 | 6.6 | 28.3 | 21.6 | 31.7 | -6.7 | 30.4 | 8.2 | 29.4 | 19.4 | 26.1 | 12.6 | 16.1 | -6.1 | 18.3 | 14.4 | 13.3 | 4.4 | 15 | 5.6 | 16.1 | -3.3 | 20.6 | -0.6 | 13.9 | 10.6 | 15.6 | 0 | 22.2 | 4.8
19 | 4 | 12.2 | 2.2 | 25.6 | 10.6 | 28.3 | 14.4 | 13.9 | 4.4 | 33.3 | -1.7 | 15 | 11 | 27.6 | 5.8 | 17.2 | 11.1 | 29.1 | 10.8 | 20.6 | 12.8 | 14.4 | 8.9 | 26.1 | 3.3 | 21.1 | -3.3 | 25 | 18 | 27.2 | 15.6 | 25.6 | 19.4 | 29.8 | 14 | 28.3 | 22.2 | 25 | 9.4 | 27.2 | 17.8 | 21.1 | 11.1 | 32.8 | -0.6 | 21.1 | 10 | 21.1 | 10.6 | 16.7 | 5.6 | 28.3 | 10.5 | 29.4 | 15.6 | 28.3 | 12.2 | 14.4 | 14.4 | 21 | 4 | 11.7 | 9.4 | 8.1 | 3.8 | 18.9 | 2.8 | 15 | 5.6 | 16.1 | 8.9 | 12.8 | 8.3 | 19.6 | 6.7 | 27.2 | 17.2 | 22.6 | 7.6 | 27.8 | 15.6 | 30.4 | 18.2 | 15 | -4.4 | 22.8 | 7.8 | 20.6 | 14.4 | 18.9 | 14.6 | 24.4 | 10 | 23.9 | 14.1 | 18.9 | 11.7 | 25.6 | 3.3 | 13.7 | -4.4 | 29 | -2.9 | 25.6 | -3.3 | 18.3 | 13.3 | 12.2 | 10.6 | 8.3 | 8.3 | 22.2 | 7.2 | 12.2 | 11.1 | 27.2 | 17.8 | 27 | 10 | 20 | 5.3 | 21.5 | 4.1 | 16.7 | 5.6 | 25 | 5 | 11 | 9 | 26.1 | 19.4 | 29.3 | 18.8 | 23.9 | 15.4 | 25.6 | 15.6 | 25.6 | 10.6 | 30.7 | 7.2 | 27.2 | 21.9 | 31.7 | -10 | 30.2 | 8 | 29.4 | 18.3 | 26.1 | 12.6 | 16.1 | -8.3 | 17.2 | 15.6 | 13.9 | 5 | 15 | 6.1 | 15.7 | -2.9 | 20 | -1.7 | 14.4 | 11.1 | 15.6 | 0.6 | 22.8 | 4.4
19 | 4 | 12.2 | 3.3 | 24.4 | 11.1 | 27.2 | 15 | 13.2 | 4.9 | 32.4 | -1.6 | 14 | 11 | 25.7 | 5.9 | 16.1 | 11.1 | 25.9 | 10.9 | 20 | 12.2 | 13.3 | 8.3 | 25.6 | 5 | 19.4 | -1.7 | 24 | 18 | 26.1 | 16.1 | 25.6 | 20.6 | 28.5 | 14 | 27.8 | 22.8 | 24.4 | 9.4 | 25.6 | 17.8 | 19.4 | 11.1 | 32.8 | -0.6 | 19.4 | 8.9 | 20.6 | 11.1 | 16.7 | 6.7 | 27.2 | 12.1 | 28.3 | 15.6 | 26.7 | 11.7 | 15 | 14.4 | 19 | 3 | 10 | 7.2 | 8 | 3.7 | 18.9 | 3.3 | 14.4 | 6.7 | 16.7 | 8.9 | 13.3 | 8.3 | 19.4 | 6.7 | 26.7 | 16.1 | 22.8 | 7.2 | 27.8 | 16.1 | 28.9 | 18.9 | 15 | -5 | 21.7 | 10 | 20.6 | 15 | 18.3 | 14.4 | 22.2 | 10 | 23.9 | 13.9 | 17.8 | 7.8 | 22.8 | 5.6 | 12.4 | -3.4 | 28.7 | -3.1 | 22.2 | -1.7 | 18.3 | 13.3 | 12.2 | 10.6 | 8.3 | 8.3 | 18.9 | 10 | 12.8 | 10.6 | 24.4 | 17.2 | 26 | 10 | 18.9 | 5.7 | 20.7 | 1.5 | 15.6 | 5 | 23.3 | 6.7 | 9 | 9 | 20.6 | 17.2 | 28.5 | 18.3 | 24.4 | 15 | 25.6 | 15 | 24.4 | 10 | 30 | 7.2 | 26.1 | 22.2 | 30 | -11.7 | 30 | 8.3 | 28.9 | 18.9 | 26.1 | 12.2 | 16.1 | -9.4 | 17.8 | 16.1 | 13.3 | 4.4 | 14.4 | 6.7 | 15.4 | -2.2 | 18.9 | -1.1 | 14.4 | 11.1 | 14.4 | 0.6 | 21.3 | 4.8
18 | 4 | 12.2 | 2.8 | 18.9 | 12.8 | 24.4 | 15 | 12.4 | 4.9 | 31.5 | -2.2 | 14 | 11 | 23.9 | 5.6 | 15.6 | 10.6 | 22.8 | 10.6 | 18.3 | 12.2 | 11.7 | 8.3 | 23.3 | 6.1 | 18.9 | -2.8 | 23 | 18 | 25 | 16.7 | 25.6 | 21.7 | 27.2 | 14.4 | 20.6 | 17.8 | 24.4 | 8.9 | 24.4 | 18.3 | 18.9 | 11.1 | 32.2 | -1.1 | 16.1 | 7.8 | 20 | 11.1 | 16.1 | 6.1 | 26.1 | 13.3 | 26.7 | 17.8 | 23.9 | 12.2 | 15 | 14.4 | 18 | 3 | 7.8 | 5.6 | 7.8 | 3.3 | 17.2 | 5 | 13.9 | 7.2 | 12.2 | 9.4 | 12.8 | 7.8 | 18.3 | 6.5 | 24.4 | 16.1 | 20.8 | 8.8 | 26.1 | 16.1 | 26.7 | 18.6 | 14.4 | -5 | 21.1 | 10 | 20.6 | 15 | 17.8 | 14.4 | 21.7 | 11.7 | 22 | 14.4 | 17.2 | 10 | 20.6 | 5.6 | 11.1 | -2.8 | 28.3 | -2.2 | 18.9 | 0.6 | 17.8 | 13.3 | 12.2 | 10.6 | 8.3 | 8.3 | 16.7 | 7.8 | 12.2 | 10.6 | 23.3 | 16.7 | 24 | 10 | 17.8 | 5.6 | 20 | -0.6 | 14.4 | 5.6 | 21.7 | 3.3 | 10 | 8 | 20.6 | 18.3 | 27.8 | 18.3 | 22.9 | 14.5 | 23.9 | 16.1 | 21.7 | 10.6 | 28.3 | 7.6 | 25.7 | 22.4 | 28.9 | -8.9 | 27.6 | 9 | 27.2 | 19.4 | 24.6 | 12.9 | 12.8 | -6.7 | 17.8 | 15.6 | 12.8 | 3.9 | 13.3 | 6.7 | 15 | -2.2 | 17.2 | 1.1 | 14.4 | 10.6 | 12.8 | 1.1 | 19.8 | 5.1
17 | 4 | 11.7 | 2.8 | 16.7 | 12.2 | 22.2 | 15 | 11.7 | 5 | 30.6 | -2.2 | 13 | 10 | 22.4 | 7.4 | 15 | 11.1 | 20 | 10.7 | 16.7 | 11.7 | 10.6 | 8.3 | 21.7 | 6.1 | 17.2 | -2.8 | 23 | 18 | 23.9 | 17.2 | 25.6 | 21.7 | 25.2 | 15.3 | 20.6 | 17.8 | 22.8 | 10.6 | 23.9 | 18.3 | 18.3 | 12.2 | 28.9 | -1.7 | 13.9 | 6.1 | 18.9 | 11.1 | 15 | 6.7 | 24.3 | 13.3 | 25 | 18.3 | 21.1 | 12.2 | 15 | 13.9 | 15 | 6 | 6.7 | 5.6 | 7.8 | 3.7 | 14.4 | 7.2 | 12.8 | 8.3 | 10 | 9.4 | 12.8 | 8.3 | 17.2 | 6.7 | 22.2 | 15.6 | 18.7 | 9.2 | 24.4 | 16.7 | 24.4 | 17.9 | 12.2 | -4.4 | 18.9 | 11.1 | 19.4 | 15 | 18 | 14.9 | 18.9 | 12.8 | 20.2 | 14.6 | 15 | 10 | 19.4 | -0.6 | 8.7 | -2.5 | 26.6 | -1.9 | 16.1 | 0 | 17.8 | 13.9 | 12.4 | 11 | 8.3 | 8.3 | 15 | 7.8 | 12.8 | 10 | 22.2 | 16.1 | 20 | 10 | 16.9 | 6.2 | 18.3 | 0.9 | 13.3 | 5.6 | 21.1 | 1.7 | 10 | 9 | 20.6 | 17.8 | 26.5 | 18.1 | 21.5 | 14.2 | 22.2 | 16.1 | 21.1 | 11.1 | 26.7 | 7.7 | 25.4 | 22.7 | 27.8 | -10 | 25.2 | 9.1 | 24.4 | 20 | 23.2 | 13.7 | 12.2 | -5 | 16.7 | 15.6 | 11.1 | 2.2 | 12.2 | 6.7 | 12.4 | -1.3 | 12.8 | 2.2 | 14.4 | 10.6 | 9.4 | 0.6 | 18.3 | 5
16 | 5 | 11.1 | 3.3 | 15.6 | 12.8 | 21.1 | 15 | 10.4 | 5 | 27.8 | -0.3 | 13 | 10 | 20.9 | 8.9 | 15 | 11.7 | 17.2 | 10.1 | 15.6 | 12.2 | 10.6 | 8.4 | 17.2 | 8.9 | 16.1 | -3.3 | 22 | 18 | 22.2 | 17.2 | 25.6 | 22.2 | 23.1 | 15.5 | 20.6 | 18.3 | 22.8 | 11.1 | 23.9 | 18.9 | 18.9 | 7.8 | 27.8 | -1.1 | 12.2 | 5.6 | 18.3 | 11.1 | 14.4 | 7.2 | 22.4 | 13.2 | 22.8 | 20 | 20 | 13.3 | 15 | 13.3 | 16 | 4 | 5.6 | 4.4 | 7.8 | 3.8 | 11.7 | 7.2 | 11.7 | 8.3 | 10.6 | 9.4 | 12.2 | 7.8 | 16.1 | 6.7 | 21.1 | 15.6 | 16.7 | 9.4 | 23.3 | 16.7 | 22.2 | 17.2 | 11.1 | -6.1 | 17.8 | 10.6 | 18.3 | 13.9 | 18.1 | 15.2 | 16.1 | 12.2 | 18.3 | 14.4 | 13.9 | 8.9 | 18.9 | 5.6 | 6.3 | -2.7 | 25 | -2.2 | 15 | -0.6 | 17.2 | 13.3 | 12.6 | 11.4 | 8.9 | 8.9 | 13.9 | 7.2 | 12.2 | 10.6 | 21.1 | 15 | 18 | 11 | 15.9 | 6.6 | 16.7 | 1.6 | 12.2 | 5.6 | 17.8 | 0.6 | 11 | 9 | 19.4 | 18.3 | 25.2 | 18.2 | 20 | 13.3 | 20.6 | 16.1 | 19.4 | 11.7 | 25 | 7.8 | 25 | 22.8 | 26.7 | -10.6 | 22.8 | 8.9 | 23.3 | 20 | 21.7 | 13.9 | 12.8 | -2.8 | 16.7 | 15 | 10 | 3.3 | 11.7 | 6.1 | 9.8 | -0.9 | 8.9 | 2.2 | 13.9 | 11.7 | 9.4 | 0.6 | 17.2 | 3.5
15 | 6 | 9.4 | 1.1 | 14.4 | 12.8 | 20 | 15 | 9.1 | 4.7 | 25 | 0.5 | 13 | 11 | 19.4 | 9.4 | 14.4 | 11.7 | 14.4 | 9.4 | 15 | 12.2 | 9.4 | 8.5 | 13.3 | 8.9 | 15 | -3.3 | 21 | 17 | 21.7 | 17.8 | 22.8 | 17.8 | 21.1 | 15.6 | 20 | 18.3 | 21.1 | 12.2 | 23.3 | 18.3 | 17.2 | 12.2 | 27.2 | -1.1 | 12.2 | 5.6 | 16.1 | 10.6 | 14.4 | 7.8 | 20.6 | 12.8 | 22.8 | 18.9 | 19.4 | 12.8 | 15 | 13.3 | 15 | 4 | 5.6 | 4.4 | 7.8 | 3.9 | 10.6 | 6.1 | 11.1 | 7.8 | 11.7 | 11.1 | 11.1 | 7.2 | 15.4 | 7.5 | 20 | 15.6 | 15.6 | 9.1 | 23.3 | 16.7 | 21.8 | 17 | 10 | -6.1 | 16.7 | 10.6 | 18.3 | 13.9 | 18.3 | 15.6 | 16.1 | 10.6 | 17.8 | 14.5 | 12.2 | 9.4 | 16.7 | 7.8 | 3.9 | -3.9 | 23.3 | -2.2 | 12.8 | 0 | 17.2 | 13.3 | 12.8 | 11.7 | 8.3 | 8.3 | 13.3 | 7.8 | 12.2 | 10.6 | 20.6 | 15 | 18 | 10 | 15 | 6.7 | 15 | 2.2 | 11.7 | 6.7 | 16.7 | 1.7 | 11 | 9 | 19.4 | 18.3 | 23.9 | 17.8 | 20 | 13.9 | 20 | 16.1 | 16.1 | 12.8 | 24.4 | 8 | 24.8 | 23.1 | 23.9 | -12.2 | 21.7 | 9.6 | 22.8 | 20.6 | 20.6 | 13.6 | 11.1 | -2.2 | 16.1 | 15 | 7.8 | 3.9 | 10.6 | 7.8 | 7.2 | -1.1 | 6.1 | 2.2 | 12.8 | 11.1 | 7.8 | 0.6 | 16.1 | 1.8
14 | 5 | 8.3 | 1.7 | 13.9 | 12.2 | 18.9 | 15 | 7.8 | 4.4 | 22.2 | 0.6 | 13 | 11 | 18.5 | 10.1 | 14.4 | 12.2 | 13.5 | 9.4 | 14.4 | 12.2 | 9.4 | 8.6 | 12.2 | 8.3 | 14.4 | -3.3 | 22 | 17 | 21.1 | 17.8 | 21.7 | 17.8 | 20.7 | 16.1 | 21.7 | 20 | 20.6 | 12.2 | 23.3 | 18.9 | 16.7 | 13.3 | 27.8 | -1.1 | 11.7 | 5 | 15 | 10.6 | 14.4 | 7.2 | 20.4 | 12.4 | 22.8 | 18.9 | 18.3 | 15 | 15 | 13.9 | 16 | 3 | 4.4 | 3.3 | 7.8 | 4 | 10 | 6.1 | 10 | 7.2 | 11.7 | 11.1 | 10.6 | 7.8 | 14.6 | 8.4 | 19.4 | 15.6 | 14.4 | 8.4 | 21.1 | 16.7 | 21.5 | 16.9 | 8.9 | -5.6 | 16.1 | 10.6 | 17.8 | 13.9 | 18.5 | 15.8 | 15.6 | 10 | 17.2 | 14.5 | 12.2 | 8.9 | 16.1 | 7.2 | 3 | -3.9 | 23.1 | -1.6 | 13.3 | 1.1 | 16.7 | 12.8 | 12.8 | 11.9 | 8.9 | 8.9 | 12.2 | 7.8 | 12.2 | 11.1 | 19.4 | 15.6 | 16 | 10 | 14.6 | 7.4 | 13.1 | 4.5 | 11.1 | 7.2 | 15 | 2.2 | 12 | 11 | 18.3 | 17.8 | 23 | 18.1 | 20 | 14.2 | 19.4 | 16.1 | 16.1 | 12.2 | 23.9 | 8 | 24.6 | 23.2 | 20.6 | -7.2 | 20.5 | 10.3 | 22.2 | 20.6 | 19.4 | 13.2 | 11.1 | -2.8 | 16.1 | 14.4 | 7.2 | 4.4 | 10.6 | 7.8 | 6.8 | -1.2 | 5.6 | 1.7 | 12.8 | 10.6 | 6.1 | 1.1 | 15 | 0
13 | 5 | 6.7 | 1.1 | 12.8 | 11.7 | 18.3 | 14.4 | 7.2 | 4.2 | 20.7 | 1.5 | 13 | 11 | 17.6 | 10.3 | 14.4 | 11.7 | 12.6 | 9.1 | 13.3 | 10 | 8.9 | 8.6 | 11.1 | 7.8 | 13.3 | -3.3 | 20 | 17 | 21.1 | 17.8 | 20 | 18.3 | 20.4 | 16.9 | 22.2 | 20.6 | 20.6 | 12.2 | 23.3 | 18.9 | 15.6 | 13.3 | 28.3 | 0 | 11.7 | 5 | 13.9 | 10 | 13.9 | 7.2 | 20.2 | 12.2 | 21.7 | 19.4 | 17.2 | 14.4 | 15 | 13.9 | 16 | 4 | 4.2 | 3.2 | 7.8 | 4 | 8.3 | 6.1 | 7.8 | 6.1 | 12.8 | 11.7 | 11.1 | 7.8 | 13.9 | 8.9 | 18.9 | 15.6 | 13.3 | 7.8 | 21.1 | 16.7 | 21.1 | 16.7 | 6.1 | -5 | 15.6 | 10 | 15.6 | 13.3 | 18.7 | 16 | 15.6 | 10.6 | 16.7 | 14.4 | 12.2 | 10 | 16.1 | 6.1 | 2 | -4.8 | 23 | -1.6 | 12.8 | 0.6 | 16.7 | 12.8 | 12.8 | 12.1 | 8.9 | 8.9 | 12.2 | 7.8 | 11.1 | 10 | 18.9 | 15 | 13 | 11 | 14.3 | 7.8 | 11.3 | 5.8 | 10.6 | 7.8 | 13.9 | 2.2 | 12 | 10 | 18.9 | 18.3 | 22 | 18.2 | 20 | 14.4 | 18.9 | 16.1 | 15 | 12.2 | 23.3 | 8.3 | 24.4 | 23.3 | 20.6 | -7.2 | 19.4 | 10.6 | 21.7 | 20 | 18.3 | 12.8 | 11.1 | -2.8 | 16.1 | 14.4 | 8.9 | 2.8 | 10.6 | 6.7 | 6.5 | -1.4 | 5 | 1.7 | 12.2 | 10.6 | 3.9 | 1.1 | 14.3 | -0.2
12 | 6 | 5.6 | 3.3 | 13.3 | 12.2 | 17.8 | 14.4 | 6.7 | 4.2 | 19.3 | 2.6 | 12 | 11 | 16.7 | 10.6 | 13.9 | 11.7 | 11.7 | 8.9 | 13.9 | 12.8 | 8.9 | 8.6 | 10.6 | 7.8 | 13.3 | -3.3 | 19 | 17 | 20.6 | 17.8 | 19.4 | 17.8 | 20 | 17.2 | 22.8 | 20.6 | 18.9 | 12.2 | 23.3 | 19.4 | 14.4 | 13.3 | 27.8 | 0 | 10.6 | 4.4 | 12.8 | 10.6 | 12.8 | 7.2 | 20 | 11.7 | 21.7 | 19.4 | 17.8 | 13.3 | 15 | 13.9 | 15 | 6 | 4 | 3 | 7.8 | 3.9 | 7.8 | 6.1 | 6.7 | 6.1 | 13.3 | 11.7 | 11.1 | 7.2 | 13.5 | 8.6 | 18.3 | 15.6 | 12.8 | 7.7 | 20.6 | 16.7 | 20.7 | 17.3 | 6.7 | -4.4 | 13.9 | 9.4 | 17.8 | 13.9 | 18.9 | 16.1 | 15 | 9.4 | 16.5 | 14.5 | 11.7 | 10.6 | 16.1 | 5 | 1.1 | -6.1 | 22.8 | -1.7 | 12.8 | 0 | 16.1 | 12.8 | 12.8 | 12.2 | 8.3 | 8.3 | 12.8 | 7.8 | 11.1 | 10 | 19.4 | 15 | 13 | 11 | 13.9 | 8.3 | 9.4 | 6.7 | 10.6 | 7.8 | 12.2 | 2.2 | 12 | 11 | 18.9 | 17.8 | 21.1 | 18.3 | 19.8 | 14.4 | 17.8 | 15.6 | 13.3 | 11.7 | 22.2 | 8.4 | 24.4 | 23.4 | 18.3 | -8.3 | 19 | 11.3 | 21.7 | 20 | 18.1 | 12.8 | 10 | -3.3 | 15.6 | 13.9 | 9.4 | 1.1 | 10 | 6.7 | 6.1 | -1.7 | 4.4 | 1.7 | 11.7 | 10.6 | 5 | 0.6 | 13.5 | -0.2
12 | 4 | 7.2 | 2.8 | 12.8 | 11.7 | 17.2 | 14.4 | 6.1 | 3.9 | 17.8 | 2.8 | 11 | 9 | 15.6 | 10.4 | 13.9 | 11.7 | 11.1 | 8.7 | 13.9 | 12.8 | 8.3 | 8.3 | 10 | 7.8 | 13.3 | -2.8 | 19 | 17 | 20 | 17.8 | 19.4 | 18.3 | 18.7 | 16.7 | 25 | 23.3 | 18.3 | 12.2 | 22.2 | 18.9 | 14.4 | 12.8 | 26.7 | 0.6 | 10.6 | 3.3 | 12.8 | 10.6 | 12.2 | 6.7 | 18.5 | 11.8 | 21.1 | 19.4 | 16.1 | 12.8 | 15 | 13.9 | 14 | 6 | 3.9 | 2.9 | 7.8 | 4.4 | 6.7 | 5.6 | 5.6 | 5 | 13.3 | 12.2 | 11.1 | 8.3 | 13.2 | 8.3 | 18.3 | 15 | 12.2 | 7.3 | 20 | 16.7 | 20.4 | 17.8 | 6.7 | -5 | 14.4 | 8.9 | 16.7 | 14.4 | 19.1 | 16.2 | 15 | 10 | 16.3 | 14.5 | 11.1 | 10.6 | 15.6 | 5.6 | 0 | -4.6 | 21.7 | -1.4 | 10.6 | 1.1 | 15 | 12.8 | 13 | 12.4 | 8.9 | 8.3 | 12.2 | 6.1 | 10.6 | 9.4 | 19.4 | 15 | 13 | 8 | 13.7 | 8.8 | 8.9 | 6.7 | 10.6 | 7.8 | 12.2 | 1.7 | 12 | 11 | 18.3 | 17.8 | 20.7 | 18.5 | 19.6 | 14 | 17.2 | 15.6 | 13.9 | 11.1 | 21.1 | 8.4 | 24.4 | 23.4 | 16.7 | -8.3 | 18.7 | 12.3 | 21.7 | 20 | 18 | 12.9 | 8.9 | -1.1 | 15 | 12.8 | 8.3 | 1.1 | 10 | 6.7 | 5.5 | -1.1 | 3.9 | 0.6 | 12.2 | 10.6 | 4.4 | 1.1 | 12.8 | -0.6
11 | 5 | 7.2 | 2.2 | 12.2 | 11.7 | 16.7 | 14.4 | 5.5 | 3.5 | 17.4 | 2.6 | 11 | 9 | 14.4 | 9.9 | 13.9 | 11.7 | 10.6 | 8.6 | 13.9 | 12.8 | 7.2 | 7.2 | 9.4 | 7.2 | 13.3 | -2.2 | 18 | 17 | 19.4 | 17.2 | 20 | 18.3 | 17.4 | 16.3 | 23.3 | 21.1 | 16.7 | 12.2 | 22.2 | 19.4 | 13.3 | 11.7 | 25 | 0.6 | 11.7 | 1.1 | 13.3 | 11.1 | 11.1 | 6.7 | 17.1 | 12 | 20.6 | 19.4 | 15.6 | 13.3 | 15 | 13.9 | 13 | 6 | 3.7 | 2.7 | 7.8 | 4.8 | 6.1 | 5.6 | 4.4 | 3.9 | 13.3 | 11.7 | 11.1 | 8.3 | 12.8 | 7.8 | 17.8 | 15.6 | 11.7 | 7.2 | 20 | 16.7 | 20 | 18.3 | 6.7 | -4.4 | 13.9 | 8.9 | 17.8 | 16.1 | 19.2 | 16.1 | 15.6 | 10 | 16.1 | 14.4 | 11.1 | 10 | 15 | 6.1 | -1.1 | -4.4 | 20.5 | -1.2 | 11.1 | 1.1 | 15 | 12.8 | 13.1 | 12.5 | 8.9 | 8.3 | 11.7 | 6.7 | 10.6 | 8.9 | 17.8 | 15.6 | 13 | 8 | 13.5 | 9 | 8.3 | 6.8 | 10.6 | 7.8 | 11.1 | 3.3 | 12 | 11 | 18.3 | 17.8 | 20.4 | 18.7 | 19.4 | 13.9 | 16.1 | 15 | 13.3 | 10.6 | 20 | 8.3 | 24.4 | 23.3 | 17.2 | -7.2 | 18.3 | 12.8 | 20.6 | 20 | 17.8 | 12.8 | 6.7 | -2.2 | 15 | 13.9 | 7.8 | 0.6 | 10 | 6.1 | 5 | -0.4 | 2.2 | 0.6 | 12.2 | 10.6 | 3.3 | 1.1 | 11.9 | 0.3
10 | 6 | 6.7 | 3.3 | 11.7 | 11.1 | 16.7 | 13.9 | 5 | 3.2 | 17.1 | 1.9 | 10 | 8 | 13.3 | 9.4 | 13.9 | 11.7 | 10 | 8.3 | 13.9 | 12.8 | 8.3 | 8.3 | 8.3 | 7.8 | 13.3 | 0.6 | 18 | 17 | 19.4 | 17.8 | 19.4 | 18.9 | 16.1 | 15.6 | 23.9 | 22.2 | 16.7 | 11.7 | 21.7 | 19.4 | 12.8 | 10.6 | 22.8 | 0.6 | 10 | 2.2 | 12.8 | 10.6 | 11.1 | 6.7 | 15.6 | 11.7 | 21.1 | 19.4 | 15.6 | 13.9 | 15 | 13.9 | 14 | 7 | 3.5 | 2.5 | 7.8 | 5 | 6.1 | 5 | 3.3 | 2.8 | 12.2 | 11.1 | 11.7 | 7.8 | 12.8 | 8.1 | 17.2 | 15 | 11.7 | 7.1 | 18.3 | 16.7 | 19.8 | 18.1 | 2.8 | -6.1 | 11.7 | 7.8 | 18.3 | 16.7 | 19.4 | 16.1 | 15 | 10 | 15.4 | 14.3 | 10.6 | 10 | 14.4 | 6.1 | -2.2 | -4.4 | 19.4 | -1.7 | 10 | 1.1 | 13.9 | 11.7 | 13.3 | 12.8 | 8.3 | 7.8 | 10.6 | 6.7 | 9.4 | 8.9 | 17.8 | 15.6 | 11 | 8 | 13.3 | 9.4 | 7.8 | 6.7 | 10.6 | 7.2 | 10 | 2.8 | 13 | 12 | 18.3 | 18.3 | 20 | 18.9 | 19.2 | 14.1 | 16.1 | 15 | 11.1 | 10 | 19.4 | 8.1 | 24 | 23 | 15 | -6.7 | 18.3 | 14 | 20.6 | 20 | 17.4 | 13.4 | 6.7 | -2.8 | 15 | 13.3 | 6.7 | 0.6 | 10 | 7.2 | 4.4 | 0 | 2.2 | 0.6 | 12.2 | 10.6 | 4.4 | 1.1 | 10.9 | 0.6
9 | 7 | 6.7 | 3.3 | 12.2 | 11.7 | 16.1 | 13.3 | 4.4 | 2.8 | 16.7 | 1.7 | 10 | 8 | 14.4 | 9.9 | 13.9 | 11.7 | 10.9 | 8.7 | 13.3 | 12.8 | 8.9 | 8.9 | 8.3 | 7.8 | 12.8 | 0 | 17 | 17 | 20 | 17.8 | 20.6 | 18.9 | 17 | 15.5 | 23.9 | 22.8 | 16.7 | 11.7 | 21.7 | 19.4 | 11.7 | 10 | 22.2 | 0 | 8.9 | 3.3 | 12.2 | 10.6 | 11.1 | 7.2 | 16.3 | 12.1 | 20 | 19.4 | 16.1 | 15 | 14.4 | 13.3 | 14 | 8 | 3.3 | 2.2 | 8.3 | 4.9 | 5 | 4.4 | 2.8 | 2.8 | 12.2 | 10.6 | 11.7 | 7.8 | 12.8 | 8.1 | 17.2 | 15 | 11.7 | 7.1 | 18.3 | 16.7 | 19.6 | 17.9 | 1.1 | -5.6 | 11.1 | 8.3 | 17.8 | 16.7 | 19.8 | 16.5 | 15 | 8.9 | 14.6 | 14.2 | 10 | 9.4 | 13.9 | 6.7 | 0.2 | -3 | 20.2 | -1.4 | 10 | -0.6 | 13.3 | 12.2 | 13.9 | 13.3 | 8.3 | 7.8 | 10.6 | 5.6 | 9.4 | 8.9 | 17.2 | 15 | 11 | 8 | 13.1 | 9.8 | 10.4 | 7.5 | 11.1 | 7.8 | 9.4 | 3.3 | 13 | 12 | 17.8 | 17.8 | 20.2 | 18.9 | 19.1 | 14.4 | 15.6 | 14.4 | 11.1 | 10 | 18.9 | 8 | 23.7 | 22.7 | 16.7 | -5.6 | 18.3 | 15 | 20 | 19.4 | 17.1 | 13.7 | 6.7 | -3.3 | 14.4 | 13.3 | 7.2 | 0.6 | 10 | 7.8 | 5.7 | 0 | 1.7 | 1.1 | 12.2 | 10.6 | 3.3 | 0.6 | 10 | 1.1
9 | 6 | 7.2 | 2.8 | 13.3 | 13.3 | 16.7 | 13.9 | 7.6 | 4 | 19.3 | 1.8 | 12 | 10 | 15.6 | 10.4 | 14.4 | 12.2 | 11.9 | 9.1 | 13.3 | 12.2 | 8.9 | 8.9 | 11.1 | 8.9 | 12.8 | 1.1 | 19 | 18 | 18.9 | 16.7 | 20.6 | 18.9 | 18 | 15.3 | 22.8 | 20.6 | 16.1 | 11.7 | 21.7 | 19.4 | 12.8 | 11.1 | 21.1 | 0 | 11.7 | 4.4 | 12.2 | 10.6 | 11.7 | 7.2 | 17.1 | 12.7 | 20.6 | 19.4 | 17.2 | 15.6 | 13.9 | 12.8 | 14 | 8 | 3.9 | 0.6 | 8.9 | 4.7 | 5.6 | 4.4 | 3.3 | 2.8 | 12.8 | 10 | 11.7 | 8.3 | 12.8 | 8.3 | 16.7 | 15 | 11.7 | 6.7 | 18.9 | 16.7 | 19.4 | 17.8 | 4.4 | -3.3 | 11.1 | 7.2 | 17.8 | 16.1 | 20.2 | 16.9 | 15 | 8.3 | 13.9 | 13.9 | 11.1 | 10 | 13.9 | 6.1 | 2.6 | -2.4 | 20.9 | -2 | 11.1 | 1.1 | 15 | 12.2 | 14.4 | 14 | 8.9 | 8.3 | 11.1 | 6.7 | 10 | 8.9 | 17.2 | 15 | 13 | 10 | 13 | 10.2 | 13 | 7.9 | 11.1 | 7.8 | 8.9 | 3.9 | 14 | 14 | 18.3 | 17.8 | 20.4 | 18.9 | 18.9 | 14.4 | 15.6 | 15 | 14.4 | 11.7 | 18.3 | 7.8 | 23.3 | 22.2 | 17.2 | -5 | 18.3 | 16.1 | 20.6 | 20 | 16.7 | 13.9 | 7.8 | -2.2 | 14.4 | 12.8 | 8.3 | 1.1 | 10.6 | 7.2 | 7 | 0.2 | 7.8 | 4.4 | 12.2 | 10.6 | 6.1 | 1.7 | 12.6 | 2.7
9 | 7 | 8.3 | 2.2 | 18.3 | 16.1 | 20 | 16.1 | 10.7 | 4.6 | 21.8 | 2 | 13 | 11 | 16.7 | 10.6 | 15 | 12.2 | 12.8 | 9.4 | 13.9 | 12.8 | 10.6 | 9.4 | 14.4 | 8.9 | 10.6 | 5 | 23 | 17 | 20.6 | 18.3 | 20.6 | 19.4 | 18.9 | 15 | 22.2 | 20.6 | 16.7 | 13.3 | 23.3 | 19.4 | 15 | 11.1 | 22.2 | 1.7 | 14.4 | 3.3 | 12.8 | 11.1 | 11.7 | 7.2 | 17.8 | 12.8 | 22.8 | 20.6 | 23.3 | 18.9 | 13.9 | 13.3 | 13 | 8 | 5 | 0.6 | 9.4 | 4.4 | 8.9 | 7.2 | 7.8 | 6.7 | 11.1 | 10 | 12.8 | 8.9 | 13.5 | 8.4 | 20.6 | 17.2 | 12.2 | 7.1 | 20.6 | 16.7 | 21.8 | 18.8 | 7.2 | -2.2 | 11.1 | 6.7 | 18.3 | 16.7 | 20.6 | 17.2 | 15.6 | 8.9 | 16.9 | 15.1 | 12.8 | 10.6 | 14.4 | 6.1 | 5 | -2.2 | 21.7 | -2.2 | 13.3 | 0.6 | 16.1 | 11.7 | 15 | 14.4 | 10 | 8.9 | 12.8 | 6.7 | 10 | 8.9 | 17.8 | 14.4 | 17 | 11 | 12.8 | 10.6 | 15.6 | 7.8 | 11.7 | 7.2 | 11.1 | 3.9 | 15 | 14 | 19.4 | 18.9 | 20.6 | 18.9 | 19.6 | 15.5 | 16.7 | 15.6 | 17.8 | 13.3 | 19.8 | 8.2 | 24.6 | 22.5 | 20 | -1.7 | 20.7 | 17.3 | 21.1 | 20.6 | 18.9 | 15.6 | 10.6 | -1.7 | 14.4 | 13.3 | 9.4 | 1.1 | 10.6 | 7.2 | 8.3 | 0 | 11.1 | 3.9 | 12.8 | 10.6 | 8.3 | 2.2 | 15.2 | 4.3
10 | 8 | 8.9 | 2.2 | 22.2 | 13.9 | 23.3 | 16.7 | 13.9 | 5 | 24.4 | 1.1 | 13 | 10 | 18.5 | 10.9 | 15.6 | 12.2 | 15.4 | 10.2 | 16.1 | 12.8 | 15 | 9.4 | 16.7 | 9.4 | 12.2 | 4.4 | 26 | 17 | 23.3 | 18.9 | 20.6 | 19.4 | 21.9 | 15.3 | 23.3 | 21.1 | 19.4 | 12.8 | 25 | 19.4 | 16.7 | 11.7 | 21.1 | 2.8 | 16.7 | 1.7 | 14.4 | 12.2 | 13.9 | 8.3 | 20 | 13.9 | 25 | 21.1 | 25.6 | 16.7 | 15 | 13.9 | 16 | 10 | 6.1 | 1.1 | 10 | 4.8 | 14.4 | 7.8 | 10.6 | 5 | 11.1 | 10.6 | 12.8 | 8.3 | 14.3 | 8.3 | 22.8 | 17.8 | 12.8 | 7.5 | 22.2 | 16.7 | 24.3 | 19.8 | 10 | -2.2 | 12.2 | 8.3 | 20 | 16.7 | 21.7 | 17.3 | 16.1 | 9.4 | 19.8 | 15.7 | 13.9 | 11.1 | 16.7 | 6.1 | 8.9 | -0.8 | 23.5 | -1.9 | 15 | 0 | 17.2 | 12.8 | 16.1 | 15.5 | 10.6 | 10 | 13.9 | 6.1 | 10 | 8.3 | 19.4 | 13.9 | 20 | 10 | 13.3 | 10.7 | 16.7 | 7.1 | 12.8 | 7.8 | 12.8 | 4.4 | 16 | 14 | 21.7 | 20 | 22.8 | 17.5 | 20.4 | 16.5 | 18.3 | 16.1 | 21.7 | 12.8 | 21.3 | 8.6 | 25.9 | 22.8 | 22.8 | -2.8 | 23.2 | 18.5 | 24.4 | 21.1 | 21.1 | 17.3 | 13.3 | -2.2 | 14.4 | 13.3 | 11.1 | 0 | 11.7 | 6.7 | 10.7 | 0.4 | 13.9 | 3.3 | 15 | 11.7 | 10.6 | 2.2 | 17.8 | 5.6
11 | 8 | 10.6 | 2.2 | 25 | 12.8 | 26.7 | 16.7 | 14.8 | 4.5 | 27.4 | 1 | 13 | 11 | 20.4 | 11.4 | 16.7 | 11.7 | 18 | 10.4 | 17.8 | 13.3 | 16.7 | 9.4 | 16.1 | 10 | 8.9 | 5 | 28 | 14 | 25.6 | 18.3 | 21.1 | 18.9 | 24.8 | 14.6 | 23.3 | 21.7 | 21.7 | 13.3 | 25.6 | 19.4 | 17.2 | 10.6 | 21.1 | -0.6 | 18.9 | 1.7 | 15.6 | 14.4 | 15.6 | 8.9 | 22.2 | 14.9 | 26.7 | 21.1 | 26.7 | 17.2 | 16.1 | 14.4 | 19 | 13 | 7.2 | 0.6 | 10.5 | 5.3 | 16.7 | 5 | 12.8 | 7.2 | 12.8 | 12.2 | 12.8 | 8.9 | 15 | 8.3 | 25 | 18.3 | 13.3 | 7.8 | 23.9 | 17.2 | 26.7 | 20.6 | 12.8 | -3.3 | 15.6 | 8.9 | 21.7 | 16.7 | 22.8 | 17.3 | 17.8 | 9.4 | 22.8 | 16.1 | 13.9 | 11.7 | 18.3 | 6.7 | 12.8 | -0.7 | 25.4 | -1.2 | 14.4 | 0 | 18.3 | 13.3 | 17.2 | 16.3 | 12.2 | 10.6 | 14.4 | 7.2 | 10 | 8.3 | 20.6 | 15 | 23 | 13 | 13.9 | 10.9 | 17.8 | 5.7 | 12.8 | 7.2 | 15 | 3.9 | 18 | 16 | 22.8 | 20 | 25 | 15.4 | 21.1 | 17.2 | 21.1 | 17.2 | 25 | 13.3 | 22.8 | 8.9 | 27.2 | 22.8 | 26.1 | -4.4 | 25.6 | 19.4 | 26.7 | 20.6 | 23.3 | 18.9 | 15.6 | -3.3 | 15 | 13.3 | 12.8 | 0.6 | 11.1 | 7.2 | 13.2 | 0.6 | 15.6 | 4.4 | 16.1 | 11.7 | 10.6 | 2.2 | 19.8 | 4.7
11 | 8 | 10.6 | 3.3 | 26.1 | 12.8 | 28.9 | 16.1 | 15.8 | 3.6 | 30.3 | 0.8 | 14 | 11 | 22.2 | 11.1 | 17.8 | 12.2 | 20.6 | 10.6 | 18.9 | 13.9 | 18.9 | 8.3 | 18.9 | 10.6 | 13.9 | 3.3 | 30 | 13 | 27.2 | 17.8 | 22.8 | 20 | 27.8 | 13.3 | 23.9 | 21.7 | 24.4 | 13.3 | 27.8 | 19.4 | 19.4 | 12.2 | 21.7 | -0.6 | 20 | 1.1 | 19.4 | 13.9 | 17.8 | 10.6 | 24.4 | 15.6 | 27.8 | 18.3 | 27.8 | 13.3 | 17.2 | 15 | 22 | 13 | 7.2 | 1.7 | 11.1 | 5.6 | 18.3 | 5 | 13.9 | 6.7 | 13.9 | 11.7 | 13.3 | 9.4 | 17.2 | 9.9 | 26.1 | 18.3 | 14.4 | 8.4 | 25.6 | 17.2 | 28.2 | 20.2 | 14.4 | -2.8 | 15.6 | 8.9 | 22.2 | 17.2 | 23.9 | 17.2 | 20 | 10 | 24.6 | 16.1 | 15.6 | 12.8 | 18.3 | 6.1 | 16.7 | -1.7 | 27.2 | -1.7 | 17.2 | -2.2 | 18.9 | 13.3 | 18.3 | 17.2 | 12.2 | 8.9 | 15.6 | 7.8 | 11.1 | 7.8 | 21.1 | 15 | 24 | 12 | 14.4 | 11.1 | 18.9 | 4.4 | 12.8 | 6.7 | 16.7 | 2.8 | 19 | 16 | 24.4 | 20 | 27.2 | 11.1 | 22.8 | 18.4 | 23.3 | 17.8 | 26.1 | 11.7 | 24.5 | 8.9 | 27.6 | 22.6 | 27.2 | -7.8 | 26.9 | 19.5 | 28.3 | 21.1 | 24.4 | 18.8 | 16.7 | -4.4 | 15 | 13.9 | 15.6 | 2.2 | 12.8 | 8.3 | 15.6 | 0 | 17.2 | 1.7 | 18.3 | 11.7 | 12.2 | 1.1 | 21.9 | 3.6
12 | 8 | 11.7 | 3.9 | 27.2 | 12.8 | 30 | 17.2 | 16.7 | 2.8 | 33.3 | -1.1 | 14 | 11 | 24.2 | 11.2 | 19.4 | 12.2 | 22.1 | 10.6 | 20.6 | 13.9 | 19.4 | 7.8 | 20.6 | 10 | 15.6 | 4.4 | 30 | 12 | 27.8 | 17.2 | 25 | 19.4 | 29.1 | 14.2 | 26.1 | 22.2 | 25 | 10.6 | 27.8 | 19.4 | 19.4 | 11.1 | 21.7 | -0.6 | 20 | 2.2 | 20 | 13.3 | 19.4 | 11.1 | 25.5 | 15.5 | 28.9 | 18.3 | 28.3 | 12.8 | 17.2 | 15 | 24 | 16 | 7.8 | 1.7 | 10.7 | 5.3 | 19.4 | 5 | 15 | 5.6 | 16.1 | 12.8 | 14.4 | 9.4 | 19.5 | 11.3 | 27.2 | 17.2 | 15.6 | 9.1 | 26.7 | 17.2 | 29.6 | 19.3 | 16.7 | -2.2 | 17.8 | 8.3 | 23.9 | 16.7 | 23.3 | 17.3 | 20 | 11.1 | 26.5 | 16.2 | 16.7 | 12.2 | 19.4 | 6.1 | 18 | -1.1 | 28.5 | -1.4 | 17.2 | 0 | 20 | 13.9 | 19.2 | 17.2 | 12.2 | 8.9 | 16.7 | 8.3 | 12.8 | 8.3 | 21.7 | 15 | 27 | 13 | 16.6 | 11.6 | 20 | 4.1 | 14.4 | 7.2 | 18.3 | 1.1 | 19 | 13 | 25.6 | 20.6 | 28.1 | 11.2 | 24.4 | 19 | 25 | 18.3 | 27.8 | 12.8 | 26.1 | 8.6 | 27.9 | 21.9 | 27.8 | -8.3 | 28.1 | 19.1 | 30 | 21.1 | 25.6 | 18.6 | 17.8 | -3.9 | 16.1 | 14.4 | 16.1 | 0.6 | 12.8 | 8.9 | 16.9 | -0.7 | 18.9 | 1.1 | 19.4 | 11.7 | 13.9 | 1.1 | 23.9 | 1.1
13 | 8 | 12.2 | 2.8 | 27.8 | 11.1 | 31.1 | 16.7 | 17.6 | 2.8 | 34.4 | -1.4 | 16 | 12 | 26.3 | 10.9 | 19.4 | 12.2 | 23.5 | 10.6 | 20.6 | 13.9 | 18.3 | 8.9 | 21.7 | 9.4 | 15.6 | 5 | 31 | 11 | 28.3 | 17.2 | 25.6 | 18.9 | 30.4 | 14.9 | 27.2 | 22.8 | 26.1 | 10 | 28.3 | 20 | 18.9 | 11.1 | 22.2 | 0.6 | 21.1 | 2.2 | 21.1 | 12.8 | 21.1 | 12.2 | 26.7 | 15.8 | 28.9 | 17.2 | 28.9 | 10.6 | 15.6 | 13.3 | 26 | 16 | 8.9 | 0.6 | 10.4 | 5 | 20 | 4.4 | 16.1 | 6.7 | 17.2 | 13.3 | 15.6 | 10 | 21.7 | 12.8 | 27.8 | 17.8 | 16.7 | 9.4 | 27.2 | 17.2 | 31.1 | 18.3 | 17.2 | -1.1 | 18.9 | 8.3 | 24.4 | 16.7 | 22.8 | 17.7 | 20 | 11.1 | 28.3 | 15.6 | 19.4 | 10.6 | 21.1 | 6.1 | 19.3 | -1.1 | 29.8 | -2.3 | 15.6 | -1.7 | 21.7 | 13.9 | 20.2 | 17.4 | 12.2 | 8.9 | 16.7 | 7.2 | 14.4 | 8.3 | 21.1 | 15 | 27 | 10 | 18.9 | 12.2 | 21.1 | 4.2 | 15.6 | 8.3 | 19.4 | 0.6 | 21 | 11 | 26.7 | 18.9 | 29.1 | 11.2 | 26.1 | 20 | 26.1 | 15.6 | 27.8 | 12.8 | 27.8 | 8.3 | 28.3 | 21.7 | 29.4 | -8.9 | 29.4 | 18.9 | 30.6 | 20 | 26.7 | 18.3 | 18.9 | -3.9 | 17.2 | 14.4 | 18.3 | 2.2 | 13.3 | 9.4 | 18.1 | -2.4 | 19.4 | 2.2 | 20.6 | 10.6 | 13.3 | 1.1 | 24.3 | 1.2
11 | 8 | 12.8 | 0 | 28.3 | 11.7 | 31.7 | 17.2 | 18.5 | 2.4 | 35.6 | -0.6 | 16 | 12 | 28.3 | 10 | 19.4 | 11.7 | 25 | 10.6 | 22.2 | 13.9 | 17.2 | 9.4 | 23.3 | 7.2 | 16.1 | 3.3 | 31 | 12 | 28.9 | 16.7 | 27.8 | 21.1 | 31.7 | 15.6 | 28.3 | 23.3 | 25.6 | 9.4 | 28.9 | 20 | 18.3 | 13.9 | 23.9 | 0 | 21.7 | 1.7 | 21.7 | 11.7 | 23.3 | 12.8 | 27.8 | 15.6 | 29.4 | 18.3 | 29.4 | 11.1 | 15.6 | 13.9 | 28 | 16 | 10.6 | 1.1 | 10 | 4.4 | 20.6 | 6.7 | 17.8 | 6.7 | 18.9 | 13.3 | 17.2 | 10.6 | 23 | 14.1 | 28.3 | 17.2 | 15.8 | 9.9 | 28.3 | 16.7 | 30.9 | 18 | 20.6 | 0.6 | 20.6 | 8.3 | 25 | 16.7 | 22.2 | 17.8 | 19.4 | 11.1 | 29.4 | 14.8 | 18.9 | 12.2 | 22.2 | 6.1 | 20.6 | -1.1 | 31.1 | -2.2 | 18.9 | -2.2 | 21.1 | 13.9 | 21.1 | 17.2 | 13.3 | 9.4 | 17.2 | 2.8 | 15 | 8.3 | 21.7 | 13.9 | 28 | 9 | 21.1 | 12.2 | 22.2 | 3.9 | 15.6 | 7.8 | 20 | 0.6 | 21 | 10 | 27.8 | 18.9 | 30 | 11.1 | 27.6 | 20.2 | 26.7 | 16.1 | 28.9 | 13.9 | 28.7 | 6.8 | 28.5 | 21.5 | 31.7 | -10.6 | 29.6 | 18.7 | 32.2 | 21.1 | 27.2 | 18.2 | 19.4 | -1.1 | 17.8 | 14.4 | 20 | -1.1 | 12.2 | 10.6 | 19.4 | -5 | 20.6 | 2.2 | 21.1 | 10.6 | 15 | 1.1 | 24.6 | 0.8
13 | 11 | 15 | -0.6 | 29.4 | 11.1 | 32.2 | 16.1 | 19.4 | 2.2 | 36.7 | -1.7 | 18 | 12 | 30 | 9.5 | 19.4 | 12.2 | 25.7 | 10.8 | 21.7 | 13.9 | 16.7 | 9.4 | 24.4 | 3.3 | 18.3 | 2.2 | 29 | 16 | 28.3 | 17.2 | 26.1 | 21.1 | 32.1 | 15.2 | 30 | 20.6 | 26.7 | 10 | 28.3 | 20.6 | 17.2 | 13.9 | 25 | 0.6 | 22.8 | 1.7 | 22.8 | 12.2 | 23.9 | 11.7 | 27.8 | 15.5 | 28.9 | 18.3 | 30 | 12.2 | 15.6 | 13.3 | 29 | 16 | 10.6 | 1.1 | 10.4 | 5 | 20 | 7.2 | 18.9 | 3.9 | 15.6 | 12.2 | 18.3 | 10.6 | 24.3 | 15 | 29.4 | 18.9 | 14.8 | 10 | 28.9 | 16.7 | 30.8 | 17.5 | 20.6 | 0 | 20.6 | 7.2 | 26.1 | 17.2 | 22.4 | 18.2 | 18.3 | 12.8 | 30.6 | 13.4 | 18.9 | 10.6 | 23.3 | 5.6 | 19.7 | 0.7 | 32.4 | -2.7 | 17.8 | -3.3 | 21.7 | 14.4 | 21.1 | 17.3 | 15 | 9.4 | 17.8 | 3.3 | 15.6 | 7.2 | 22.8 | 14.4 | 30 | 12 | 22 | 11.4 | 22.4 | 5.4 | 16.7 | 8.3 | 20.6 | 0 | 21 | 10 | 28.3 | 18.3 | 30.4 | 10.9 | 29.1 | 20 | 27.8 | 12.2 | 28.9 | 13.9 | 29.7 | 5.8 | 28.7 | 21.7 | 32.8 | -10.6 | 29.8 | 18.6 | 32.8 | 20.6 | 27.8 | 18 | 20.6 | -1.1 | 19.4 | 14.4 | 20.6 | 0.6 | 13.9 | 11.1 | 19.6 | -4.1 | 20 | 2.8 | 22.8 | 10.6 | 15.6 | 1.1 | 25 | 1.1
12 | 9 | 15 | 0 | 29.4 | 11.1 | 32.2 | 19.4 | 19.2 | 2.1 | 37.1 | -0.9 | 17 | 11 | 31.6 | 8.6 | 19.4 | 11.7 | 26.5 | 11.5 | 18.9 | 13.9 | 16.1 | 8.9 | 21.1 | 6.1 | 20 | 2.2 | 28 | 16 | 28.9 | 17.2 | 24.4 | 21.7 | 32.4 | 15 | 30 | 19.4 | 26.1 | 10 | 26.1 | 20 | 16.7 | 13.3 | 25 | 0.6 | 22.2 | 0 | 22.2 | 12.2 | 25 | 10.6 | 27.8 | 15.5 | 30 | 16.7 | 29.4 | 11.1 | 15.6 | 13.3 | 31 | 16 | 13.3 | 2.2 | 10.7 | 5.3 | 21.1 | 5 | 19.4 | 6.1 | 13.9 | 11.7 | 18.3 | 10 | 25.6 | 16.1 | 29.4 | 18.3 | 13.9 | 10 | 28.9 | 16.1 | 30.6 | 17.2 | 20.6 | 0.6 | 21.1 | 5 | 26.7 | 17.2 | 22.6 | 18.6 | 17.2 | 15 | 31.7 | 12.2 | 20.6 | 10.6 | 23.9 | 5 | 18.7 | 1.7 | 33.7 | -3.1 | 19.4 | -4.4 | 21.7 | 13.9 | 21.1 | 17.3 | 15.6 | 8.9 | 18.3 | 1.7 | 16.1 | 7.8 | 23.3 | 13.9 | 29 | 14 | 23 | 10.8 | 22.6 | 6.8 | 15.6 | 7.2 | 21.1 | 0 | 22 | 11 | 27.8 | 18.9 | 30.7 | 10.1 | 30.6 | 20 | 27.8 | 11.1 | 29.4 | 14.4 | 30.6 | 3.9 | 28.9 | 21.7 | 33.3 | -8.9 | 30 | 18.3 | 33.9 | 21.1 | 28.3 | 17.8 | 20 | -0.6 | 19.4 | 14.4 | 21.7 | 5 | 13.3 | 10.6 | 19.8 | -3.4 | 20.6 | 3.9 | 23.3 | 10.6 | 14.4 | 2.2 | 24.8 | 1.6
12 | 9 | 15 | 1.1 | 28.9 | 12.8 | 31.7 | 16.1 | 19.1 | 2.5 | 37.4 | -0.7 | 17 | 11 | 33.3 | 7.8 | 19.4 | 12.2 | 27.2 | 11.7 | 17.8 | 13.3 | 15.6 | 9.4 | 18.3 | 7.8 | 20.6 | 2.8 | 27 | 19 | 27.8 | 18.9 | 25 | 21.1 | 32.8 | 14.4 | 30 | 19.4 | 27.8 | 8.3 | 26.7 | 19.4 | 17.8 | 13.9 | 25 | 0.6 | 21.1 | 1.7 | 22.2 | 12.8 | 25.6 | 9.4 | 27.8 | 15.6 | 30.6 | 16.7 | 29.4 | 11.7 | 15 | 12.8 | 32 | 16 | 15 | 3.3 | 11.1 | 5.6 | 20.6 | 3.9 | 18.9 | 3.9 | 12.8 | 11.1 | 18.9 | 10.6 | 25.2 | 16.4 | 28.3 | 17.8 | 14.1 | 10 | 28.3 | 16.7 | 30.2 | 17 | 20.6 | 1.1 | 21.7 | 4.4 | 26.1 | 17.8 | 22.8 | 18.9 | 17.8 | 15.6 | 31.1 | 12.5 | 21.1 | 9.4 | 23.9 | 3.9 | 17.8 | 2.8 | 35 | -4.4 | 18.9 | -5 | 21.7 | 14.4 | 21.1 | 17.2 | 15.6 | 7.8 | 17.8 | 2.2 | 16.1 | 7.8 | 22.8 | 10.6 | 30 | 11 | 23.9 | 9.4 | 22.8 | 8.3 | 15.6 | 7.8 | 21.1 | -2.2 | 22 | 9 | 27.8 | 18.9 | 31.1 | 10 | 30.6 | 19.3 | 27.8 | 9.4 | 28.9 | 14.4 | 30.2 | 3.3 | 28.3 | 21.8 | 33.3 | -6.1 | 29.8 | 18.6 | 33.3 | 20.6 | 28.1 | 17.9 | 20.6 | -1.7 | 19.4 | 15 | 22.2 | 6.1 | 13.3 | 11.7 | 20 | -3.3 | 20.6 | 3.9 | 23.3 | 10 | 14.4 | 1.7 | 24.6 | 2.1
8 | 8 | 14.4 | 0 | 27.8 | 12.2 | 31.1 | 16.1 | 18.9 | 2.2 | 37.8 | 0.6 | 17 | 9 | 31.6 | 8 | 18.3 | 12.2 | 24.8 | 11.8 | 17.8 | 13.3 | 15.6 | 8.9 | 18.3 | 6.1 | 19.4 | 1.1 | 27 | 20 | 27.8 | 18.3 | 24.4 | 20.6 | 32.1 | 14.7 | 29.4 | 18.9 | 27.2 | 8.3 | 25.6 | 20 | 17.2 | 13.3 | 24.4 | 0.6 | 20 | 1.1 | 21.7 | 12.2 | 26.1 | 10.6 | 26.5 | 15 | 28.9 | 18.3 | 29.4 | 10.6 | 15 | 12.8 | 32 | 16 | 15 | 2.8 | 10.4 | 5.6 | 20.6 | 3.9 | 19.4 | 2.8 | 12.8 | 11.7 | 18.9 | 10.6 | 24.8 | 16.5 | 27.8 | 19.4 | 14.2 | 9.7 | 28.3 | 16.7 | 29.8 | 16.6 | 20 | 2.2 | 21.1 | 6.1 | 25.6 | 17.2 | 22.2 | 19.2 | 17.2 | 13.9 | 30.6 | 13 | 20.6 | 8.9 | 21.1 | 5 | 16.9 | 2.9 | 33.7 | -3.1 | 18.3 | -4.4 | 21.1 | 13.9 | 20.2 | 17.1 | 10 | 9.4 | 16.7 | 0 | 16.1 | 8.3 | 22.8 | 9.4 | 29 | 8 | 22.6 | 9.1 | 21.3 | 8.9 | 15.6 | 7.2 | 20.6 | -1.1 | 21 | 8 | 27.2 | 17.8 | 30 | 11.1 | 30.6 | 18.4 | 27.8 | 8.9 | 28.3 | 14.4 | 29.8 | 3.7 | 27.8 | 22.1 | 33.3 | -7.8 | 29.6 | 18.7 | 33.3 | 20.6 | 28 | 17.9 | 21.1 | -2.2 | 18.9 | 13.3 | 21.7 | 7.2 | 12.2 | 11.7 | 19.1 | -1.7 | 20 | 4.4 | 23.3 | 10.6 | 12.8 | 1.7 | 24.4 | 2.8
8 | 7 | 13.3 | 1.1 | 26.7 | 12.8 | 30 | 15.6 | 17.6 | 2.8 | 36.1 | -0.3 | 17 | 8 | 30 | 9 | 17.2 | 12.8 | 22.4 | 11.8 | 17.8 | 13.9 | 13.9 | 8.9 | 17.2 | 7.2 | 20 | 0 | 25 | 19 | 26.7 | 18.3 | 24.4 | 21.1 | 31.3 | 15.3 | 28.3 | 19.4 | 27.2 | 8.9 | 25.6 | 19.4 | 16.1 | 14.4 | 21.1 | 1.7 | 18.3 | 0 | 21.7 | 12.2 | 25.6 | 8.9 | 25.2 | 14.7 | 27.8 | 18.9 | 28.3 | 12.8 | 15 | 12.8 | 32 | 13 | 15.6 | 2.8 | 9.6 | 5.2 | 18.9 | 2.8 | 19.4 | 5.6 | 12.2 | 10.6 | 18.3 | 10 | 24.4 | 16.7 | 27.2 | 18.9 | 14.4 | 9.4 | 27.2 | 16.1 | 29.4 | 16.7 | 21.1 | 2.2 | 20.6 | 5.6 | 24.4 | 16.7 | 21.7 | 19.3 | 16.1 | 13.9 | 30 | 13.3 | 19.4 | 11.1 | 22.2 | 2.2 | 15.9 | 2.3 | 32.4 | -4 | 16.7 | -3.9 | 19.4 | 12.8 | 19.2 | 16.5 | 10.6 | 10 | 15.6 | 1.7 | 16.7 | 8.9 | 22.2 | 8.3 | 28 | 11 | 21.3 | 8.9 | 19.8 | 9.1 | 15.6 | 8.3 | 19.4 | -0.6 | 21 | 8 | 26.1 | 16.7 | 28.9 | 12.4 | 30.6 | 17.8 | 27.2 | 8.9 | 27.8 | 14.4 | 29.4 | 3.3 | 27.2 | 22.2 | 32.8 | -7.8 | 29.4 | 18.9 | 33.3 | 20 | 27.8 | 17.8 | 20 | 0 | 18.9 | 14.4 | 20 | 7.8 | 12.2 | 11.1 | 18.1 | -0.6 | 18.3 | 4.4 | 22.8 | 10.6 | 11.7 | 1.7 | 23.1 | 2.6
8 | 7 | 13.3 | 1.7 | 25 | 12.2 | 27.2 | 16.7 | 16.3 | 2.7 | 34.5 | -0.2 | 17 | 9 | 28.3 | 8.9 | 16.1 | 13.3 | 20 | 11.1 | 17.2 | 13.3 | 11.7 | 8.9 | 15 | 9.4 | 19.4 | 0 | 24 | 21 | 25.6 | 17.8 | 23.3 | 21.1 | 30.6 | 15.6 | 27.2 | 20.6 | 26.1 | 10 | 24.4 | 19.4 | 16.7 | 13.3 | 21.1 | 0 | 15.6 | -0.6 | 20.6 | 11.7 | 23.3 | 11.1 | 23.9 | 13.9 | 25 | 19.4 | 26.7 | 14.4 | 13.9 | 12.2 | 31 | 15 | 12.2 | 4.4 | 8.9 | 5 | 17.8 | 2.8 | 18.9 | 3.9 | 12.2 | 10.6 | 17.8 | 10 | 23.7 | 16.8 | 26.1 | 18.9 | 13.7 | 10 | 26.1 | 13.9 | 26.3 | 17.7 | 20.6 | 2.2 | 16.7 | 8.9 | 23.3 | 16.7 | 21.1 | 19.4 | 15.6 | 14.4 | 28.1 | 14.4 | 18.3 | 12.2 | 21.7 | 1.1 | 15 | 2.2 | 31.1 | -4.4 | 14.4 | -3.3 | 18.9 | 12.8 | 18.3 | 16.1 | 10.6 | 10.6 | 14.4 | 2.2 | 15.6 | 7.8 | 21.7 | 10.6 | 27 | 11 | 20 | 8.3 | 18.3 | 9.4 | 15 | 8.3 | 17.8 | 0.6 | 19 | 8 | 23.9 | 16.1 | 27.8 | 12.8 | 29.1 | 17 | 26.1 | 12.2 | 25 | 15 | 25.5 | 7.2 | 26.5 | 22.6 | 30 | -7.2 | 28.7 | 19.1 | 30.6 | 23.3 | 27.1 | 17.9 | 18.9 | -2.2 | 18.3 | 14.4 | 19.4 | 8.9 | 11.7 | 10.6 | 17.2 | 0.6 | 17.2 | 3.9 | 21.1 | 10.6 | 10.6 | 2.2 | 21.9 | 2.1
8 | 7 | 11.7 | 1.7 | 18.3 | 14.4 | 25 | 19.4 | 15 | 2.8 | 32.8 | 0 | 16 | 9 | 26.6 | 10.3 | 15.6 | 12.8 | 18.3 | 11.2 | 15.6 | 12.2 | 11.1 | 8.9 | 14.4 | 5.6 | 17.2 | 0.6 | 22 | 20 | 23.3 | 18.9 | 22.8 | 21.1 | 28.4 | 16 | 25.6 | 20.6 | 24.4 | 10 | 24.4 | 19.4 | 16.7 | 13.3 | 20 | 0.6 | 13.9 | -2.2 | 20 | 11.7 | 20.6 | 11.7 | 22.8 | 13.6 | 23.9 | 19.4 | 24.4 | 15.6 | 13.3 | 12.2 | 29 | 16 | 10.6 | 3.3 | 8.2 | 4.6 | 14.4 | 2.8 | 16.7 | 6.7 | 12.2 | 10.6 | 15.6 | 8.3 | 22.9 | 16.7 | 24.4 | 18.3 | 12.9 | 10.3 | 23.3 | 14.4 | 23.1 | 17.6 | 19.4 | 2.2 | 15.6 | 8.9 | 22.2 | 16.7 | 20.7 | 19.2 | 15.6 | 15 | 26.3 | 14.8 | 16.7 | 13.3 | 20.6 | 1.1 | 12.2 | 2.4 | 29.4 | -3.6 | 12.8 | -4.4 | 18.3 | 13.3 | 18.3 | 16.3 | 10 | 10 | 12.8 | 1.7 | 14.4 | 8.9 | 21.1 | 8.9 | 25 | 9 | 18.3 | 8.9 | 16.5 | 9.5 | 14.4 | 7.8 | 16.1 | 0 | 17 | 8 | 21.7 | 15.6 | 24.6 | 15 | 27.6 | 16.3 | 22.2 | 11.7 | 23.9 | 15.6 | 21.7 | 9 | 25.7 | 22.6 | 28.9 | -9.4 | 27.9 | 19.4 | 29.4 | 22.8 | 26.3 | 17.9 | 15 | -0.6 | 17.8 | 13.9 | 20 | 8.3 | 11.7 | 10.6 | 15.5 | 0.9 | 13.9 | 1.1 | 20 | 10 | 8.3 | 3.3 | 20.6 | 1.7
7 | 6 | 10.6 | 1.7 | 17.8 | 13.9 | 23.3 | 16.7 | 13.9 | 2.8 | 31.3 | 0.6 | 13 | 9 | 25 | 11.2 | 15 | 12.8 | 16.7 | 11 | 13.3 | 11.7 | 10.6 | 8.9 | 13.9 | 6.1 | 15 | 0 | 22 | 20 | 22.2 | 18.3 | 22.8 | 22.2 | 26.1 | 16.4 | 25 | 21.1 | 23.9 | 11.7 | 24.4 | 19.4 | 16.1 | 14.4 | 17.2 | 2.2 | 11.7 | -1.1 | 18.9 | 12.2 | 20 | 11.7 | 21.7 | 12.8 | 23.3 | 20 | 23.3 | 16.1 | 12.8 | 11.7 | 28 | 17 | 10 | 3.9 | 7.4 | 4 | 12.8 | 4.4 | 15.6 | 6.7 | 13.3 | 11.7 | 14.4 | 8.3 | 22.2 | 16.7 | 23.3 | 17.8 | 12.2 | 10.6 | 21.7 | 13.3 | 20 | 17.2 | 17.2 | 1.7 | 14.4 | 7.8 | 21.1 | 16.1 | 20.4 | 19.1 | 15 | 14.4 | 24.4 | 15 | 16.1 | 13.3 | 20 | 3.3 | 9.5 | 1.9 | 27.8 | -2.7 | 9.4 | -3.9 | 17.8 | 12.8 | 18.3 | 16.5 | 10 | 10 | 12.8 | 1.1 | 13.9 | 8.3 | 20 | 7.8 | 22 | 11 | 16.7 | 8.9 | 14.6 | 9.2 | 13.9 | 8.3 | 15 | 0 | 17 | 8 | 20.6 | 15.6 | 21.5 | 15.6 | 26.1 | 15.6 | 20 | 11.7 | 21.1 | 15.6 | 17.8 | 8.9 | 25 | 22.8 | 28.3 | -9.4 | 27.2 | 19.4 | 28.3 | 21.1 | 25.6 | 17.8 | 14.4 | 0 | 17.8 | 13.3 | 20 | 8.9 | 11.1 | 11.1 | 13.9 | 1.2 | 12.2 | 0.6 | 17.8 | 11.1 | 8.3 | 3.9 | 18.7 | 3.3
7 | 6 | 10 | 1.1 | 16.1 | 13.3 | 21.7 | 16.1 | 12.8 | 2.4 | 29.8 | 1.3 | 13 | 9 | 23.3 | 11.7 | 15 | 12.2 | 15 | 10.6 | 12.2 | 11.7 | 10 | 8.6 | 12.8 | 6.7 | 12.8 | 0 | 22 | 21 | 21.7 | 18.3 | 22.8 | 22.2 | 23.9 | 16.1 | 25 | 21.7 | 22.8 | 11.1 | 23.3 | 20 | 16.1 | 13.9 | 13.3 | 2.2 | 11.7 | -0.6 | 18.9 | 12.2 | 18.3 | 12.8 | 20.6 | 12.2 | 22.2 | 20.6 | 22.2 | 16.7 | 12.8 | 11.7 | 18 | 17 | 10.6 | 4.4 | 6.7 | 3.3 | 11.7 | 6.7 | 12.8 | 7.2 | 11.7 | 11.7 | 11.7 | 7.2 | 21.8 | 16.8 | 23.3 | 17.8 | 11.7 | 10.1 | 21.1 | 12.2 | 19.8 | 17.2 | 16.7 | 1.7 | 13.3 | 9.4 | 21.1 | 16.7 | 20 | 18.9 | 14.4 | 13.9 | 23.3 | 16.1 | 16.1 | 13.3 | 18.9 | 5.6 | 6.7 | 1.1 | 26.1 | -3.3 | 7.8 | -1.7 | 17.8 | 11.7 | 18.3 | 16.7 | 10 | 10 | 11.7 | 0 | 12.8 | 7.8 | 18.9 | 7.8 | 21 | 12 | 15 | 8.9 | 12.8 | 8.9 | 13.3 | 8.9 | 13.9 | 1.1 | 15 | 9 | 20.6 | 15.6 | 18.3 | 15.6 | 25 | 16.2 | 19.4 | 11.1 | 20 | 15.6 | 16.1 | 8.6 | 25 | 23.1 | 27.2 | -10 | 26.3 | 19.9 | 27.2 | 19.4 | 25 | 18.2 | 12.8 | -0.6 | 17.8 | 13.3 | 16.1 | 12.2 | 11.1 | 11.1 | 12.2 | 1.1 | 10.6 | 0.6 | 16.1 | 11.1 | 7.8 | 4.4 | 16.9 | 4.3
6 | 4 | 8.9 | 2.8 | 16.1 | 12.8 | 23.9 | 15.6 | 11.7 | 2.2 | 28.3 | 1.7 | 13 | 9 | 22.6 | 12 | 15 | 12.8 | 14.3 | 10.6 | 12.2 | 11.1 | 10 | 8.6 | 12.2 | 8.9 | 12.8 | 1.7 | 22 | 21 | 20.6 | 17.8 | 22.8 | 21.7 | 23 | 16.1 | 25 | 20 | 22.2 | 10.6 | 22.8 | 20 | 15.6 | 13.3 | 11.1 | 3.9 | 10 | 0.6 | 18.9 | 12.2 | 17.8 | 12.2 | 20 | 11.8 | 22.8 | 20 | 21.7 | 16.7 | 12.8 | 11.7 | 18 | 17 | 11.7 | 3.9 | 6.7 | 3.9 | 11.7 | 7.8 | 11.1 | 7.2 | 11.7 | 11.7 | 10.6 | 6.1 | 21.5 | 17.1 | 22.2 | 17.2 | 11.1 | 9.6 | 19.4 | 12.8 | 19.6 | 17.2 | 16.1 | 2.8 | 13.3 | 7.8 | 17.8 | 15 | 19.6 | 18.5 | 13.9 | 13.3 | 22.2 | 17.2 | 15.6 | 13.3 | 16.7 | 6.7 | 7.2 | 1.5 | 26.1 | -1.5 | 5.6 | -2.2 | 16.7 | 11.1 | 18.3 | 16.3 | 10 | 10 | 10 | 0 | 11.1 | 7.8 | 18.3 | 8.3 | 18 | 11 | 13.3 | 8.6 | 12.1 | 8.8 | 13.3 | 8.3 | 12.8 | 1.1 | 14 | 7 | 19.4 | 15.6 | 17.4 | 15.2 | 23.9 | 16.9 | 17.8 | 12.2 | 18.9 | 15.6 | 14.5 | 8.5 | 25 | 23.2 | 24.4 | -10 | 25.3 | 20.3 | 26.1 | 18.3 | 24.5 | 18.7 | 12.2 | -0.6 | 17.2 | 13.3 | 16.7 | 13.3 | 10 | 10 | 11.7 | 0.8 | 9.4 | 1.1 | 18.9 | 11.1 | 7.8 | 4.4 | 15 | 4.4
6 | 5 | 7.8 | 1.1 | 15 | 12.2 | 23.9 | 15 | 10 | 2.1 | 25.7 | 3 | 11 | 8 | 21.8 | 12.1 | 14.4 | 12.2 | 13.5 | 10.2 | 11.7 | 11.1 | 9.4 | 8.2 | 11.1 | 8.9 | 12.8 | 1.7 | 22 | 22 | 20.6 | 18.3 | 22.8 | 21.7 | 22 | 15.9 | 23.3 | 18.9 | 21.1 | 11.1 | 22.8 | 20 | 15.6 | 12.8 | 10.6 | 4.4 | 9.4 | 1.1 | 18.3 | 12.2 | 16.7 | 12.2 | 19.5 | 11.3 | 23.3 | 20 | 20.6 | 15.6 | 12.8 | 11.7 | 18 | 17 | 11.6 | 5.3 | 6.7 | 4.2 | 11.1 | 8.3 | 9.4 | 7.2 | 11.7 | 11.7 | 10.6 | 6.7 | 21.1 | 17.2 | 22.2 | 17.2 | 10.6 | 8.9 | 18.9 | 12.8 | 19.4 | 17.2 | 15 | 3.3 | 11.7 | 8.9 | 16.7 | 15.6 | 19.3 | 18.2 | 13.9 | 13.3 | 21.1 | 17.8 | 15 | 13.9 | 15.6 | 6.7 | 7.8 | 2.1 | 26.1 | -0.7 | 6.1 | -1.7 | 16.1 | 11.1 | 18.3 | 15.9 | 10 | 9.4 | 9.4 | 0.6 | 10 | 7.2 | 17.2 | 8.3 | 16 | 13 | 11.7 | 8.4 | 11.3 | 8.6 | 12.2 | 8.9 | 11.7 | 1.7 | 12 | 5 | 17.8 | 14.4 | 16.5 | 14.9 | 22.8 | 17.2 | 16.7 | 11.7 | 18.3 | 15 | 12.8 | 7.8 | 25 | 23.3 | 25 | -10.6 | 24.4 | 20.6 | 24.4 | 18.9 | 23.9 | 18.9 | 11.7 | 0 | 17.2 | 13.3 | 17.2 | 12.8 | 9.4 | 8.9 | 11.1 | 0.5 | 7.8 | 2.8 | 19.4 | 11.1 | 7.8 | 5 | 14.4 | 4.1
5 | 4 | 7.2 | 1.1 | 14.4 | 12.8 | 22.8 | 15 | 8.4 | 2 | 23.2 | 3.7 | 10 | 7 | 21.1 | 12.2 | 13.9 | 12.2 | 12.8 | 10 | 11.7 | 11.1 | 9.4 | 7.7 | 11.1 | 8.3 | 11.7 | 0 | 22 | 21 | 20.6 | 18.3 | 21.7 | 21.1 | 21.1 | 15.6 | 22.8 | 18.3 | 20 | 11.1 | 22.8 | 20 | 15.6 | 12.8 | 10 | 3.9 | 9.4 | 1.1 | 18.3 | 11.7 | 16.7 | 12.2 | 18.9 | 10.6 | 22.2 | 20 | 20.6 | 15.6 | 12.8 | 11.7 | 19 | 18 | 11.5 | 6.5 | 6.7 | 4.4 | 10 | 8.3 | 7.8 | 6.7 | 10.6 | 10.6 | 11.1 | 7.2 | 21.5 | 17.1 | 21.1 | 16.7 | 10 | 8 | 18.9 | 11.7 | 18.9 | 17.1 | 15 | 3.9 | 11.7 | 8.3 | 16.1 | 15 | 18.9 | 17.8 | 13.9 | 13.3 | 20.2 | 17.4 | 15.6 | 13.9 | 16.1 | 6.7 | 8.3 | 2.2 | 26.1 | 0.6 | 3.3 | -2.8 | 15 | 10.6 | 18.3 | 15.6 | 10 | 8.9 | 8.3 | 1.1 | 8.9 | 6.7 | 17.2 | 8.3 | 17 | 13 | 10 | 7.8 | 10.6 | 8.3 | 11.1 | 8.9 | 10.6 | 1.7 | 11 | 3 | 17.2 | 13.9 | 15.6 | 14.4 | 22.4 | 17.1 | 16.7 | 11.1 | 18.3 | 15 | 12.1 | 8 | 25.2 | 23.6 | 24.4 | -10.6 | 22 | 19.4 | 22.8 | 20 | 23.5 | 19.3 | 10.6 | 0 | 16.7 | 13.3 | 17.2 | 12.8 | 7.8 | 7.2 | 10.6 | 0 | 7.8 | 3.9 | 18.9 | 10.6 | 7.2 | 5 | 13.9 | 3.9
4 | 3 | 6.1 | 1.7 | 13.9 | 12.8 | 21.1 | 15 | 6.7 | 1.7 | 20.6 | 3.9 | 12 | 8 | 19.8 | 12.3 | 13.9 | 12.8 | 12.2 | 10 | 11.7 | 11.1 | 10 | 7.7 | 11.1 | 8.3 | 11.1 | 0 | 22 | 22 | 19.4 | 17.2 | 21.1 | 21.1 | 20.2 | 15.7 | 22.2 | 18.9 | 18.9 | 11.7 | 22.8 | 20 | 15.6 | 13.3 | 9.4 | 3.3 | 6.7 | 1.7 | 17.8 | 11.7 | 16.1 | 11.1 | 18.2 | 8.5 | 22.2 | 20 | 17.8 | 15 | 12.8 | 11.7 | 19 | 18 | 11.4 | 7.7 | 6.7 | 4.7 | 10 | 7.8 | 6.7 | 5.6 | 8.3 | 8.3 | 10.6 | 6.7 | 21.8 | 17.2 | 20 | 16.1 | 9.5 | 6.8 | 17.8 | 12.2 | 18.3 | 16.8 | 15 | 4.4 | 10.6 | 7.2 | 16.1 | 15.6 | 18.9 | 17.9 | 14.4 | 13.3 | 19.2 | 17 | 15 | 13.9 | 15.6 | 7.2 | 9.4 | 2 | 25 | 0.5 | 3.9 | -3.3 | 13.9 | 12.2 | 17.4 | 13.4 | 8.9 | 8.9 | 6.7 | 2.8 | 8.9 | 5.6 | 16.7 | 8.3 | 16 | 12 | 10.2 | 8 | 10.4 | 8.2 | 10.6 | 8.3 | 9.4 | 2.2 | 9 | 2 | 17.2 | 13.9 | 15 | 14.1 | 22.1 | 16.8 | 16.1 | 10.6 | 17.2 | 14.4 | 11.3 | 7.8 | 25.4 | 23.8 | 20.6 | -6.1 | 19.6 | 18.1 | 21.1 | 19.4 | 23.2 | 19.4 | 8.3 | 0 | 16.7 | 13.3 | 17.8 | 13.3 | 7.8 | 7.2 | 9.8 | 0.9 | 7.2 | 2.8 | 18.9 | 10 | 7.2 | 4.4 | 13.3 | 3.3
5 | 5 | 5 | 1.7 | 14.4 | 13.3 | 20 | 15 | 5.8 | 1.3 | 20 | 3.3 | 10 | 8 | 18.5 | 12.5 | 13.9 | 11.1 | 11.7 | 10.1 | 11.7 | 11.1 | 9.4 | 7.4 | 11.7 | 8.3 | 10 | 0 | 22 | 22 | 18.9 | 17.2 | 21.1 | 21.1 | 19.2 | 15.5 | 21.7 | 18.9 | 18.9 | 10.6 | 22.8 | 19.4 | 15.6 | 13.3 | 8.3 | 2.8 | 7.2 | 2.2 | 16.7 | 12.2 | 15.6 | 10.6 | 17.4 | 6 | 20.6 | 20 | 17.8 | 15.6 | 12.8 | 11.7 | 20 | 18 | 11.3 | 8.7 | 6.7 | 4.9 | 9.4 | 8.3 | 6.1 | 5 | 8.3 | 8.3 | 10.6 | 7.2 | 22.2 | 17.2 | 18.9 | 15.6 | 8.9 | 5.6 | 17.8 | 12.2 | 17.8 | 16.7 | 14.4 | 4.4 | 8.9 | 6.7 | 15.6 | 15 | 18.9 | 18.3 | 15 | 12.8 | 18.3 | 16.7 | 14.4 | 13.3 | 15 | 5.6 | 10.6 | 1.9 | 23.9 | -0.4 | 3.3 | -3.3 | 12.8 | 12.8 | 16.5 | 10.8 | 9.4 | 7.8 | 6.7 | 3.3 | 8.3 | 4.4 | 15 | 8.9 | 14 | 11 | 10.4 | 8.2 | 10.2 | 8 | 10.6 | 7.8 | 8.9 | 2.8 | 8 | 2 | 15 | 13.9 | 14.5 | 13.7 | 21.7 | 16.7 | 17.2 | 10 | 17.2 | 14.4 | 10.6 | 7.8 | 25.6 | 23.9 | 20.6 | -6.7 | 17.2 | 16.7 | 21.1 | 20 | 22.8 | 19.4 | 9.4 | -0.6 | 16.1 | 12.8 | 17.2 | 13.9 | 7.8 | 6.7 | 9.1 | 1.5 | 5.6 | 2.8 | 17.8 | 10.6 | 6.7 | 5.6 | 12.8 | 3.7
4 | 4 | 6.1 | 1.1 | 13.3 | 12.8 | 19.4 | 15.6 | 4.8 | 0.9 | 19.5 | 2.4 | 10 | 7 | 17.2 | 12.2 | 13.3 | 11.1 | 11.1 | 10 | 11.7 | 11.1 | 8.9 | 6.7 | 10 | 7.8 | 10 | 0.6 | 22 | 21 | 18.3 | 16.7 | 21.1 | 20.6 | 18.3 | 15.6 | 21.7 | 18.9 | 18.9 | 10.6 | 22.8 | 20 | 15 | 13.3 | 7.2 | 2.2 | 5.6 | 2.8 | 16.1 | 12.8 | 15 | 10 | 16.7 | 3.3 | 19.4 | 19.4 | 16.7 | 13.9 | 12.8 | 11.7 | 21 | 18 | 11.2 | 9.7 | 6.7 | 5 | 9.4 | 8.3 | 5.6 | 4.4 | 8.9 | 7.2 | 10.6 | 6.7 | 22.2 | 17.2 | 18.3 | 15.6 | 8.5 | 5.3 | 16.1 | 11.7 | 18 | 16.2 | 14.4 | 3.9 | 8.3 | 6.7 | 15.6 | 15.6 | 18.9 | 18.3 | 15 | 12.8 | 17.9 | 16.4 | 14.4 | 13.9 | 13.3 | 5.6 | 11.7 | 1.1 | 22.8 | -0.6 | 2.2 | -4.4 | 12.2 | 12.2 | 15.6 | 8.3 | 9.4 | 7.8 | 3.9 | 2.2 | 7.2 | 4.4 | 15 | 8.9 | 13 | 11 | 10.6 | 8.3 | 10 | 7.8 | 9.4 | 7.2 | 7.2 | 2.8 | 7 | 2 | 14.4 | 13.9 | 13.9 | 13.3 | 21.5 | 16.7 | 16.1 | 9.4 | 17.8 | 13.9 | 10.8 | 7.9 | 25.4 | 23.8 | 18.9 | -6.7 | 17.2 | 16.7 | 20.6 | 19.4 | 22.6 | 20 | 8.3 | 0 | 16.1 | 12.8 | 17.8 | 11.7 | 7.8 | 6.7 | 8.3 | 2.2 | 5.6 | 3.3 | 16.7 | 11.1 | 6.7 | 5.6 | 12.2 | 3.7
4 | 4 | 5.6 | 1.7 | 13.3 | 12.8 | 20 | 15 | 3.9 | 0.6 | 18.9 | 1.7 | 9 | 7 | 18.1 | 12.4 | 13.9 | 12.8 | 12 | 10.3 | 11.1 | 11.1 | 8.9 | 6.9 | 10 | 8.3 | 10 | 0.6 | 22 | 21 | 18.3 | 17.2 | 20.6 | 20.6 | 19.1 | 16.2 | 21.1 | 18.9 | 17.8 | 10 | 22.2 | 19.4 | 15 | 13.3 | 6.7 | 1.7 | 6.1 | 2.8 | 16.1 | 13.9 | 13.9 | 9.4 | 16.3 | 3.4 | 19.4 | 19.4 | 17.2 | 15 | 12.8 | 11.7 | 20 | 18 | 11.1 | 10.6 | 8 | 6 | 8.9 | 8.3 | 5.6 | 4.4 | 8.3 | 7.2 | 10.6 | 6.7 | 22.2 | 17.2 | 18.3 | 15.6 | 8.2 | 5 | 15.6 | 12.2 | 18.1 | 15.6 | 13.9 | 4.4 | 9.4 | 7.2 | 15.6 | 15.6 | 19.1 | 18.6 | 14.4 | 12.2 | 17.6 | 16.3 | 13.9 | 13.9 | 12.8 | 5 | 11.5 | 1.4 | 23.5 | -0.6 | 0.6 | -3.9 | 12.2 | 12.2 | 16 | 8.5 | 10 | 7.8 | 5 | 2.8 | 6.1 | 3.9 | 13.9 | 8.9 | 12 | 11 | 11.5 | 8.6 | 10.4 | 8.2 | 9.4 | 7.2 | 6.7 | 2.8 | 7 | 2 | 13.9 | 13.3 | 14.8 | 13.9 | 21.3 | 16.7 | 16.1 | 8.9 | 19.4 | 14.4 | 10.9 | 7.8 | 25.2 | 23.6 | 17.8 | -5.6 | 17.2 | 16.7 | 20.6 | 19.4 | 22.4 | 20.1 | 10.6 | 0 | 15.6 | 12.8 | 17.2 | 9.4 | 7.8 | 6.7 | 10.2 | 2.8 | 6.1 | 3.9 | 16.7 | 10 | 6.7 | 5.6 | 11.7 | 3.9
4 | 4 | 7.8 | 1.7 | 16.1 | 14.4 | 21.1 | 15.6 | 7.2 | 2.1 | 21.1 | 2.4 | 12 | 8 | 19.1 | 12.4 | 13.9 | 13.3 | 13 | 10.4 | 11.1 | 10.6 | 9.4 | 7.7 | 10.6 | 7.8 | 11.1 | 1.1 | 23 | 21 | 17.8 | 16.7 | 20.6 | 20.6 | 19.8 | 17 | 21.1 | 17.8 | 17.2 | 11.1 | 21.7 | 19.4 | 15 | 13.9 | 7.2 | 2.2 | 10.6 | 6.7 | 16.7 | 13.9 | 14.4 | 9.4 | 16 | 3.1 | 19.4 | 18.9 | 18.3 | 15.6 | 12.8 | 11.7 | 19 | 17 | 11.7 | 11.1 | 9.3 | 6.9 | 9.4 | 8.9 | 6.1 | 5 | 10 | 10 | 10.6 | 7.2 | 22.2 | 17.2 | 18.3 | 16.1 | 7.8 | 4.4 | 18.3 | 12.8 | 18.3 | 15 | 14.4 | 4.4 | 11.1 | 8.3 | 15.6 | 15.6 | 19.2 | 18.7 | 13.9 | 11.7 | 17.2 | 16.1 | 14.4 | 13.9 | 12.8 | 5 | 11.3 | 1.8 | 24.3 | -0.1 | 3.9 | -2.8 | 12.2 | 11.7 | 16.3 | 8.3 | 10 | 7.8 | 5.6 | 2.8 | 6.7 | 4.4 | 15 | 8.3 | 14 | 12 | 12.4 | 8.7 | 10.7 | 8.5 | 11.1 | 8.9 | 6.7 | 3.3 | 8 | 3 | 14.4 | 13.3 | 15.8 | 14.5 | 21.1 | 16.7 | 16.7 | 8.9 | 20.6 | 14.4 | 11.1 | 7.8 | 25 | 23.3 | 18.3 | -5.6 | 17.2 | 16.7 | 21.1 | 21.1 | 22.2 | 20.6 | 11.1 | 0 | 15.6 | 13.3 | 15.6 | 8.9 | 7.8 | 6.7 | 12 | 3 | 8.3 | 5 | 16.7 | 8.9 | 7.2 | 6.1 | 13.9 | 4.8
5 | 4 | 7.8 | 0 | 22.2 | 15.6 | 21.7 | 16.1 | 10.6 | 3.2 | 23.4 | 2.3 | 12 | 8 | 20 | 12.2 | 14.4 | 13.3 | 13.9 | 10.6 | 11.7 | 10.6 | 11.1 | 8.9 | 13.3 | 8.9 | 11.7 | 1.7 | 25 | 19 | 20.6 | 18.9 | 21.7 | 21.1 | 20.6 | 17.8 | 21.1 | 18.3 | 19.4 | 11.7 | 23.3 | 19.4 | 15 | 13.9 | 9.4 | 2.8 | 16.7 | 7.8 | 17.2 | 14.4 | 17.8 | 11.1 | 15.6 | 2.8 | 22.2 | 21.1 | 22.8 | 17.8 | 12.8 | 12.2 | 20 | 18 | 12.2 | 11.7 | 10.6 | 7.8 | 11.7 | 10.6 | 10 | 8.9 | 8.3 | 6.7 | 12.2 | 7.8 | 23.7 | 17.7 | 21.1 | 17.2 | 9.6 | 5.4 | 21.1 | 12.8 | 21.5 | 15.8 | 15 | 4.4 | 13.3 | 8.9 | 16.1 | 15.6 | 19.4 | 18.9 | 13.9 | 11.7 | 19.8 | 17.4 | 14.4 | 13.9 | 14.4 | 5.6 | 11.1 | 1.7 | 25 | 0 | 7.2 | -2.2 | 12.8 | 11.7 | 16.7 | 8.3 | 11.1 | 8.3 | 7.2 | 5 | 8.3 | 5.6 | 15.6 | 8.9 | 18 | 13 | 13.3 | 8.9 | 11.1 | 8.9 | 12.8 | 9.4 | 8.9 | 4.4 | 10 | 4 | 16.7 | 15 | 16.7 | 15 | 22.6 | 17.3 | 17.2 | 8.9 | 23.3 | 14.4 | 12 | 7.9 | 26.1 | 23.4 | 21.7 | -3.9 | 18.3 | 17.5 | 22.2 | 21.1 | 22.8 | 20.7 | 15.6 | -1.1 | 17.2 | 13.9 | 16.1 | 7.8 | 7.8 | 7.2 | 13.9 | 3.3 | 13.9 | 5 | 17.2 | 8.9 | 7.8 | 6.1 | 16.1 | 5.1
6 | 5 | 7.8 | 0 | 25 | 12.8 | 21.7 | 16.1 | 13.9 | 3.9 | 25.6 | 2.2 | 13 | 9 | 22.2 | 12.8 | 16.7 | 13.3 | 15.9 | 11.1 | 12.8 | 10.6 | 12.8 | 9.6 | 13.9 | 8.3 | 15 | 1.1 | 27 | 17 | 23.3 | 18.9 | 24.4 | 22.2 | 23.5 | 18.4 | 23.3 | 12.8 | 22.8 | 10.6 | 25.6 | 19.4 | 15.6 | 13.9 | 11.1 | 3.3 | 18.9 | 7.2 | 17.2 | 15 | 21.7 | 10.6 | 17.1 | 4.1 | 26.1 | 20.6 | 25.6 | 16.1 | 13.3 | 12.8 | 21 | 18 | 14.4 | 13.3 | 13.4 | 8.9 | 15 | 11.7 | 13.3 | 8.3 | 8.3 | 6.7 | 13.9 | 8.3 | 25.2 | 17.9 | 22.2 | 17.2 | 11.5 | 6 | 22.8 | 11.1 | 24.6 | 16.4 | 16.7 | 5 | 12.8 | 10 | 17.8 | 16.7 | 19.6 | 18.6 | 14.4 | 11.7 | 22.4 | 18.4 | 14.4 | 13.9 | 17.8 | 7.2 | 10 | 2.8 | 27.2 | 0 | 10 | -1.1 | 12.8 | 11.7 | 17.2 | 8.1 | 12.2 | 8.3 | 11.7 | 6.7 | 8.9 | 5 | 17.8 | 8.9 | 20 | 13 | 15.2 | 9.2 | 12.2 | 8.3 | 14.4 | 10 | 10.6 | 5.6 | 12 | 5 | 20.6 | 16.7 | 20.2 | 16.1 | 24.1 | 17.8 | 18.3 | 9.4 | 24.4 | 14.4 | 13 | 7.9 | 27.2 | 23 | 25 | -3.3 | 19.5 | 18.2 | 23.9 | 21.7 | 23.3 | 21 | 18.3 | -1.7 | 18.3 | 12.8 | 16.7 | 8.9 | 8.3 | 7.2 | 15.7 | 2.8 | 15 | 4.4 | 17.2 | 9.4 | 7.8 | 5.6 | 18.3 | 5.6
8 | 7 | 8.9 | 0.6 | 26.7 | 13.3 | 21.1 | 16.7 | 16.1 | 2.9 | 28.2 | 3.1 | 13 | 9 | 24.5 | 13.4 | 16.7 | 13.3 | 18 | 11.6 | 13.3 | 10.6 | 13.9 | 9.4 | 14.4 | 7.8 | 18.3 | 0 | 29 | 16 | 25.6 | 18.9 | 26.7 | 22.2 | 26.5 | 18.6 | 25.6 | 15.6 | 24.4 | 10.6 | 27.2 | 18.9 | 16.1 | 14.4 | 12.2 | 4.4 | 20.6 | 7.2 | 17.8 | 15.6 | 23.9 | 8.9 | 18.5 | 4.7 | 27.2 | 18.9 | 26.7 | 14.4 | 13.3 | 12.2 | 24 | 20 | 15 | 11.1 | 16.1 | 9.8 | 16.7 | 12.8 | 15.6 | 7.8 | 8.3 | 6.7 | 16.7 | 9.4 | 26.7 | 18.3 | 24.4 | 17.2 | 13.3 | 6.7 | 23.9 | 11.1 | 27.8 | 16.1 | 17.2 | 4.4 | 15.6 | 10 | 20.6 | 16.7 | 19.8 | 18.1 | 16.1 | 11.7 | 25 | 19.4 | 15.6 | 13.9 | 20 | 6.7 | 8.9 | 3.5 | 29.5 | 0.1 | 12.8 | -0.6 | 12.8 | 11.1 | 17.8 | 7.9 | 14.4 | 8.3 | 14.4 | 6.7 | 11.1 | 6.1 | 20 | 8.9 | 22 | 14 | 17 | 9 | 13.3 | 7.8 | 17.8 | 10.6 | 13.3 | 4.4 | 13 | 5 | 23.3 | 15.6 | 23.7 | 16.5 | 25.6 | 18.3 | 18.9 | 10 | 25.6 | 13.9 | 13.9 | 7.8 | 28.3 | 22.8 | 26.7 | -1.1 | 20.6 | 18.9 | 25.6 | 21.1 | 23.9 | 21.1 | 22.8 | -2.2 | 18.9 | 12.8 | 15.6 | 7.2 | 9.4 | 7.8 | 17.6 | 2.4 | 16.7 | 5 | 17.8 | 10 | 9.4 | 5.6 | 19.2 | 4.9
10 | 8 | 10 | 2.2 | 28.3 | 12.8 | 22.2 | 17.2 | 18.4 | 1.4 | 30.7 | 2.9 | 14 | 9 | 26.7 | 13.3 | 18.3 | 13.3 | 20 | 11.7 | 14.4 | 11.1 | 13.9 | 9.4 | 15 | 7.8 | 17.8 | 0 | 28 | 19 | 27.2 | 18.3 | 27.8 | 21.1 | 29.4 | 18.3 | 26.7 | 18.3 | 25.6 | 12.2 | 27.2 | 18.9 | 16.1 | 14.4 | 15 | 4.4 | 23.3 | 7.2 | 18.3 | 15.6 | 25.6 | 9.4 | 20 | 5.6 | 27.8 | 17.8 | 27.8 | 12.2 | 13.3 | 12.2 | 25 | 20 | 16.1 | 10.6 | 18.9 | 10 | 18.9 | 13.3 | 17.8 | 6.7 | 9.4 | 6.1 | 19.4 | 10 | 28.2 | 19.2 | 26.7 | 17.8 | 14.4 | 6.8 | 25 | 11.1 | 29.1 | 16.7 | 19.4 | 4.4 | 16.1 | 9.4 | 22.8 | 17.8 | 20 | 17.8 | 17.2 | 12.2 | 26.7 | 19.3 | 15.6 | 13.9 | 21.1 | 6.1 | 7.8 | 3.9 | 31.7 | 0 | 15.6 | -1.1 | 12.8 | 11.1 | 18.3 | 7.2 | 15.6 | 9.4 | 15.6 | 5.6 | 12.2 | 7.2 | 21.7 | 9.4 | 23 | 14 | 18.9 | 8.9 | 14.4 | 6.7 | 19.4 | 8.9 | 15.6 | 3.9 | 12 | 4 | 24.4 | 11.1 | 27.2 | 16.1 | 27.4 | 18.7 | 21.1 | 12.2 | 27.2 | 15 | 16.3 | 8.8 | 29.1 | 22.8 | 27.8 | 0 | 22.4 | 19.2 | 26.1 | 21.1 | 24.5 | 21.2 | 25 | -5 | 19.4 | 12.2 | 17.2 | 7.2 | 10 | 7.8 | 19.4 | 1.1 | 18.3 | 6.1 | 18.3 | 10.6 | 10.6 | 5 | 20.2 | 3.9
11 | 8 | 10 | 2.8 | 28.9 | 12.8 | 22.2 | 17.2 | 20.6 | -1.7 | 33.3 | 3.3 | 14 | 9 | 28.4 | 13.5 | 20 | 13.3 | 21.3 | 11.9 | 15.6 | 11.1 | 15 | 10 | 18.3 | 7.2 | 20 | 1.1 | 29 | 20 | 28.9 | 17.8 | 28.3 | 21.1 | 30.9 | 18.3 | 27.8 | 18.9 | 26.7 | 11.1 | 28.3 | 20 | 16.1 | 14.4 | 16.7 | 2.2 | 25 | 8.3 | 17.8 | 16.1 | 27.2 | 10.6 | 21.3 | 5.3 | 28.9 | 17.8 | 28.3 | 12.2 | 13.3 | 12.2 | 25 | 20 | 12.8 | 10.6 | 19.6 | 9.5 | 20.6 | 13.3 | 18.9 | 5 | 11.1 | 7.2 | 20.6 | 10 | 29.6 | 19.9 | 27.8 | 17.8 | 15.6 | 6.9 | 26.1 | 11.7 | 30.4 | 16.8 | 20.6 | 5.6 | 17.8 | 9.4 | 25 | 17.8 | 20.4 | 18.2 | 17.8 | 11.7 | 28.3 | 19.3 | 15.6 | 14.4 | 23.3 | 6.1 | 10 | 3.7 | 32.1 | -0.8 | 17.8 | -0.6 | 14.4 | 11.7 | 18.5 | 7 | 16.1 | 9.4 | 16.7 | 3.3 | 12.2 | 5 | 23.9 | 8.3 | 25 | 14 | 20.6 | 8.6 | 15.2 | 7.3 | 20.6 | 10.6 | 16.7 | 3.9 | 12 | 5 | 25 | 11.1 | 28.9 | 15.8 | 29.3 | 19.3 | 22.8 | 12.8 | 28.3 | 16.1 | 18.7 | 9.5 | 29.8 | 22.8 | 29.4 | 0.6 | 24.3 | 19.6 | 28.3 | 21.1 | 25 | 21.3 | 25.6 | -5.6 | 20.6 | 12.8 | 19.4 | 7.8 | 10.6 | 6.7 | 20.3 | 1.2 | 18.3 | 7.2 | 20 | 11.1 | 11.1 | 4.4 | 21.1 | 2.8
13 | 9 | 10.6 | 3.9 | 28.9 | 12.2 | 21.7 | 16.7 | 20.2 | -1.4 | 35.5 | 2.9 | 15 | 10 | 30 | 13.8 | 22.8 | 13.3 | 22.6 | 12 | 15 | 10.6 | 16.7 | 9.4 | 17.2 | 7.2 | 21.7 | 0 | 29 | 20 | 30 | 17.2 | 28.9 | 21.1 | 32.4 | 17.9 | 28.9 | 19.4 | 27.2 | 11.1 | 28.3 | 20 | 16.7 | 15 | 17.8 | 1.7 | 26.7 | 8.3 | 17.8 | 16.7 | 28.3 | 10.6 | 22.6 | 5.1 | 28.9 | 16.7 | 28.3 | 13.9 | 14.4 | 13.3 | 26 | 20 | 15.6 | 7.8 | 20.4 | 8.8 | 21.7 | 14.4 | 20.6 | 6.1 | 13.3 | 7.8 | 22.2 | 9.4 | 31.1 | 20.6 | 28.3 | 18.9 | 16.7 | 6.7 | 27.2 | 11.7 | 31.7 | 17.2 | 21.1 | 6.7 | 20 | 8.9 | 26.1 | 17.2 | 20.7 | 18.5 | 19.4 | 11.1 | 30 | 18.9 | 15 | 15 | 25.6 | 6.1 | 12.2 | 2.9 | 32.4 | -1.6 | 19.4 | -0.6 | 15 | 11.7 | 18.7 | 6.6 | 17.8 | 8.3 | 17.8 | 2.8 | 12.2 | 6.7 | 24.4 | 9.4 | 27 | 14 | 22.2 | 8 | 15.9 | 7.9 | 22.2 | 10.6 | 18.3 | 3.3 | 13 | 6 | 26.1 | 11.1 | 30.5 | 15 | 31.1 | 19.4 | 25 | 12.8 | 30 | 16.1 | 21.1 | 10 | 30.6 | 22.8 | 31.7 | 1.1 | 26.1 | 19.4 | 28.9 | 20.6 | 25.6 | 21.1 | 27.2 | -6.7 | 21.1 | 13.3 | 20.6 | 4.4 | 12.8 | 6.1 | 21.3 | 1 | 18.9 | 6.1 | 21.1 | 11.7 | 12.2 | 5 | 22 | 2.7
13 | 7 | 11.1 | 4.4 | 30 | 12.2 | 23.3 | 16.7 | 19.8 | -0.7 | 37.8 | 2.3 | 16 | 10 | 31.7 | 13.3 | 26.1 | 11.1 | 23.9 | 11.7 | 16.1 | 10.6 | 17.2 | 10 | 17.8 | 7.8 | 21.7 | -1.7 | 29 | 20 | 30 | 20 | 28.9 | 21.7 | 33.9 | 17.8 | 29.4 | 20 | 27.2 | 11.7 | 29.4 | 20.6 | 16.7 | 15 | 19.4 | 1.7 | 27.8 | 7.2 | 17.8 | 16.7 | 27.8 | 9.4 | 23.9 | 4.4 | 28.9 | 17.8 | 28.9 | 13.9 | 15 | 13.9 | 27 | 21 | 16.7 | 6.1 | 21.1 | 7.8 | 22.8 | 14.4 | 21.1 | 5 | 13.9 | 7.8 | 23.3 | 8.9 | 32.4 | 20.7 | 28.9 | 18.3 | 17.4 | 6.9 | 28.9 | 12.2 | 32.1 | 16.4 | 21.1 | 7.8 | 21.1 | 8.9 | 26.1 | 17.2 | 21.1 | 18.9 | 20 | 11.7 | 30.9 | 18.3 | 15 | 15 | 26.1 | 3.9 | 14.4 | 1.1 | 32.8 | -2.2 | 19.4 | -0.6 | 15 | 11.7 | 18.9 | 6.1 | 17.2 | 8.9 | 18.9 | 1.1 | 12.8 | 6.7 | 25.6 | 12.2 | 26 | 13 | 23.9 | 7.2 | 16.7 | 8.3 | 23.3 | 8.9 | 20 | 2.8 | 13 | 6 | 26.1 | 12.2 | 32.2 | 13.9 | 31.8 | 19.1 | 26.7 | 14.4 | 30 | 16.7 | 22.4 | 10.3 | 30.6 | 22.5 | 32.2 | 3.3 | 26.7 | 19.8 | 30 | 20.6 | 26.5 | 21.7 | 28.9 | -6.7 | 21.7 | 14.4 | 20.6 | 3.3 | 13.9 | 6.1 | 22.2 | 1.1 | 20.6 | 5.6 | 21.1 | 12.2 | 11.7 | 5 | 23 | 3
13 | 6 | 11.1 | 3.9 | 29.4 | 12.2 | 24.4 | 16.1 | 19.4 | -0.6 | 40 | 2.2 | 16 | 9 | 32.8 | 13 | 20.6 | 14.4 | 23.9 | 11.9 | 14.4 | 10.6 | 16.7 | 10 | 20 | 8.3 | 23.9 | -2.8 | 30 | 19 | 30 | 19.4 | 28.9 | 21.1 | 34.5 | 17.3 | 30 | 20.6 | 29.4 | 10.6 | 26.7 | 20.6 | 17.2 | 15.6 | 18.9 | -2.2 | 28.3 | 7.2 | 18.3 | 17.2 | 29.4 | 10.6 | 23.9 | 4.8 | 29.4 | 17.8 | 28.3 | 13.3 | 15 | 13.3 | 27 | 21 | 17.2 | 4.4 | 20 | 8.7 | 23.3 | 14.4 | 22.2 | 4.4 | 15.6 | 8.3 | 23.9 | 8.9 | 33.7 | 20.5 | 28.9 | 17.8 | 18.2 | 6.7 | 29.4 | 12.8 | 32.4 | 15.9 | 20.6 | 9.4 | 20.6 | 9.4 | 26.7 | 16.7 | 21.8 | 19.2 | 21.7 | 11.1 | 31.9 | 17.8 | 15 | 14.4 | 27.8 | 5.6 | 14.2 | 1.1 | 33.2 | -3.4 | 21.1 | -2.2 | 15.6 | 12.2 | 19.1 | 6.3 | 15 | 10 | 18.9 | -0.6 | 13.3 | 7.2 | 25.6 | 14.4 | 28 | 12 | 24.5 | 8.5 | 17.6 | 8.2 | 24.4 | 8.3 | 20.6 | 2.2 | 14 | 6 | 26.1 | 11.1 | 32.6 | 13.8 | 32.6 | 18.4 | 27.2 | 14.4 | 30 | 16.7 | 23.7 | 10.1 | 30.6 | 22 | 32.8 | 2.8 | 27.2 | 20.3 | 31.1 | 20 | 27.4 | 21.9 | 29.4 | -7.8 | 21.7 | 15 | 19.4 | 3.3 | 13.9 | 5 | 22 | 1.1 | 20.6 | 5.6 | 17.2 | 12.8 | 12.8 | 3.9 | 23.9 | 2.8
7 | 4 | 12.8 | 2.8 | 28.9 | 12.8 | 24.4 | 16.1 | 18.3 | -0.4 | 40 | 1.1 | 17 | 9 | 33.9 | 12.3 | 21.1 | 13.9 | 23.9 | 12.3 | 15.6 | 10.6 | 16.7 | 10 | 20 | 8.3 | 24.4 | -3.9 | 30 | 19 | 30 | 19.4 | 28.9 | 21.1 | 35 | 16.8 | 30.6 | 20 | 28.9 | 10.6 | 25.6 | 21.1 | 17.8 | 15.6 | 19.4 | -0.6 | 28.9 | 7.2 | 18.9 | 17.8 | 29.4 | 9.4 | 23.9 | 5.8 | 30 | 18.3 | 28.3 | 12.8 | 15 | 13.3 | 24 | 19 | 18.3 | 5 | 18.9 | 9.7 | 22.2 | 13.9 | 23.3 | 5.6 | 16.1 | 7.2 | 24.4 | 8.9 | 35 | 20 | 28.3 | 17.2 | 18.9 | 6.7 | 29.4 | 13.9 | 32.8 | 15 | 17.2 | 10.6 | 18.3 | 11.1 | 27.8 | 16.1 | 22.6 | 19.8 | 19.4 | 10.6 | 32.8 | 17.2 | 15.6 | 15 | 27.8 | 3.3 | 14.1 | 1.4 | 33.5 | -4.6 | 21.7 | -1.1 | 16.1 | 12.2 | 19.2 | 6.7 | 13.9 | 10.6 | 18.9 | 0.6 | 13.3 | 6.7 | 26.1 | 15.6 | 29 | 11 | 25 | 9.3 | 18.5 | 7.6 | 24.4 | 8.3 | 21.7 | 1.7 | 14 | 6 | 26.7 | 11.1 | 32.9 | 13.1 | 33.3 | 17.8 | 27.8 | 15 | 28.9 | 16.1 | 25 | 10 | 30.6 | 21.7 | 32.2 | 1.7 | 27.8 | 20.6 | 32.2 | 21.1 | 28.3 | 22.2 | 30 | -7.8 | 21.7 | 15 | 17.8 | 3.3 | 14.4 | 6.7 | 21.9 | 1.5 | 22.8 | 4.4 | 16.7 | 12.8 | 13.3 | 4.4 | 22 | 3.7
8 | 7 | 13.3 | 2.2 | 29.4 | 12.2 | 26.1 | 16.7 | 17.2 | -0.4 | 40 | -0.4 | 17 | 9 | 35 | 11.7 | 21.1 | 13.3 | 23.9 | 12.2 | 15 | 10 | 16.1 | 10.6 | 19.4 | 8.3 | 23.9 | -3.3 | 30 | 19 | 29.4 | 18.3 | 28.9 | 20.6 | 35.6 | 16.7 | 30.6 | 20.6 | 28.3 | 10.6 | 23.9 | 21.7 | 17.2 | 15 | 20 | -0.6 | 29.4 | 6.7 | 21.1 | 18.9 | 28.3 | 10 | 23.9 | 6.1 | 28.9 | 18.3 | 28.3 | 12.8 | 15 | 13.3 | 23 | 15 | 16.7 | 6.1 | 17.8 | 10 | 21.1 | 13.3 | 23.3 | 5.6 | 16.1 | 5.6 | 25.6 | 8.3 | 34.3 | 19.6 | 26.7 | 18.3 | 18.7 | 6.9 | 30 | 14.4 | 31.7 | 16.9 | 16.1 | 11.7 | 16.1 | 11.1 | 20 | 19.4 | 23.3 | 20 | 21.7 | 10.6 | 33.3 | 17.5 | 15.6 | 15 | 23.3 | 7.8 | 13.9 | 1.1 | 33.9 | -5.6 | 22.2 | 0.6 | 16.1 | 12.2 | 19.4 | 6.7 | 13.3 | 11.1 | 18.9 | 0 | 12.8 | 6.1 | 25.6 | 16.7 | 28 | 14 | 25.6 | 10.6 | 19.4 | 7.2 | 24.4 | 8.3 | 21.7 | 2.2 | 16 | 4 | 25.6 | 11.7 | 33.3 | 12.8 | 32.8 | 17.5 | 28.3 | 15.6 | 30 | 16.1 | 25.7 | 10 | 29.5 | 22 | 32.8 | 2.2 | 27.6 | 20.2 | 31.7 | 20 | 28.3 | 22.1 | 28.9 | -9.4 | 22.8 | 15.6 | 18.3 | 4.4 | 14.4 | 6.1 | 21.7 | 1.1 | 23.3 | 3.3 | 16.7 | 12.2 | 13.9 | 3.9 | 20.2 | 3.9
7 | 6 | 13.9 | -1.1 | 28.9 | 12.8 | 26.7 | 17.2 | 16.1 | -0.6 | 40 | 0 | 17 | 9 | 33.7 | 9.7 | 20.6 | 13.3 | 21.5 | 11.6 | 15 | 10 | 15 | 10 | 18.9 | 8.3 | 24.4 | -3.9 | 29 | 19 | 28.9 | 19.4 | 28.9 | 21.1 | 34.5 | 16.8 | 30.6 | 20.6 | 28.3 | 10.6 | 23.9 | 21.1 | 17.8 | 15.6 | 20 | -0.6 | 28.9 | 7.2 | 22.2 | 18.9 | 28.3 | 9.4 | 23 | 8 | 28.3 | 18.9 | 27.8 | 14.4 | 15 | 12.8 | 22 | 13 | 17.2 | 6.7 | 16.1 | 10 | 18.9 | 15.6 | 22.8 | 3.9 | 15.6 | 2.8 | 25 | 8.3 | 33.5 | 18.8 | 26.7 | 18.9 | 18.5 | 6.7 | 29.4 | 14.4 | 30.5 | 18.3 | 16.1 | 11.1 | 18.3 | 7.8 | 20.6 | 17.8 | 22.4 | 20 | 20.6 | 10.6 | 33.9 | 17.6 | 15.6 | 15 | 22.8 | 6.1 | 12.8 | 0.5 | 31.7 | -1 | 21.1 | 3.3 | 15.6 | 12.2 | 18.3 | 6.2 | 12.8 | 11.1 | 19.4 | -1.1 | 14.4 | 7.2 | 25 | 17.2 | 28 | 14 | 25.2 | 10.7 | 18.7 | 7.5 | 23.9 | 8.3 | 21.1 | 2.8 | 14 | 4 | 25 | 11.7 | 31.6 | 15.2 | 32.2 | 17.3 | 28.3 | 15.6 | 28.9 | 17.2 | 26.5 | 10.3 | 28.3 | 22.1 | 31.7 | 1.7 | 27.4 | 20 | 31.7 | 20.6 | 28.3 | 21.8 | 27.2 | -2.8 | 21.7 | 15.6 | 11.7 | 9.4 | 12.8 | 5.6 | 20.8 | 2.1 | 22.8 | 1.7 | 17.2 | 11.7 | 13.9 | 2.2 | 18.3 | 3.9
8 | 6 | 13.9 | -0.6 | 27.8 | 12.2 | 26.1 | 17.2 | 14.8 | -0.1 | 38.3 | -0.1 | 17 | 8 | 32.4 | 8.7 | 19.4 | 13.9 | 19.1 | 10.4 | 13.9 | 10 | 13.3 | 8.8 | 17.8 | 8.3 | 23.9 | -4.4 | 27 | 21 | 27.8 | 18.3 | 27.8 | 21.1 | 33.3 | 17.5 | 29.4 | 19.4 | 28.3 | 10 | 25.6 | 20 | 17.8 | 15 | 20 | 0 | 27.2 | 7.8 | 20 | 17.8 | 27.8 | 8.9 | 22 | 9.6 | 26.7 | 19.4 | 26.7 | 15 | 14.4 | 12.2 | 20 | 12 | 15.6 | 6.7 | 14.5 | 10 | 17.8 | 13.9 | 22.2 | 5 | 15.6 | 1.7 | 25 | 8.3 | 32.8 | 18.3 | 26.7 | 18.3 | 18.3 | 6.7 | 28.9 | 14.4 | 29.4 | 19.4 | 16.7 | 10.6 | 16.1 | 10.6 | 18.9 | 18.3 | 21.5 | 19.6 | 20 | 12.2 | 34.4 | 18.3 | 15.6 | 15 | 22.8 | 7.2 | 11.7 | -0.1 | 29.4 | 2.6 | 21.7 | 0.6 | 15.6 | 11.7 | 17.2 | 5.2 | 12.8 | 11.7 | 19.4 | 0 | 15 | 6.7 | 24.4 | 17.2 | 24 | 13 | 24.8 | 10.3 | 17.9 | 7.7 | 22.8 | 9.4 | 20.6 | 3.9 | 13 | 4 | 23.9 | 11.7 | 30 | 16.8 | 31.7 | 16.7 | 27.8 | 16.1 | 27.2 | 16.1 | 27.2 | 10 | 27.2 | 22.2 | 32.2 | 1.7 | 27.2 | 19.4 | 30 | 21.1 | 28.3 | 21.7 | 28.3 | -7.8 | 20.6 | 15.6 | 10.6 | 7.8 | 12.2 | 5.6 | 19.8 | 2.2 | 22.2 | 2.8 | 17.2 | 11.1 | 13.3 | 3.3 | 17.6 | 4.6
7 | 6 | 12.8 | 2.2 | 24.4 | 12.8 | 25 | 16.1 | 13.5 | -0.2 | 36.7 | 0.1 | 16 | 7 | 31.1 | 6.7 | 17.8 | 13.9 | 16.7 | 9.4 | 12.8 | 10 | 11.7 | 7.6 | 16.7 | 8.3 | 21.1 | -3.3 | 25 | 19 | 26.7 | 18.9 | 27.2 | 21.1 | 32.2 | 17.8 | 28.3 | 19.4 | 27.2 | 11.1 | 25.6 | 20.6 | 17.2 | 15 | 19.4 | -1.1 | 23.9 | 6.1 | 20 | 17.8 | 25.6 | 11.1 | 21.1 | 10.6 | 24.4 | 18.9 | 25 | 15 | 13.3 | 11.7 | 18 | 11 | 13.3 | 5.6 | 12.8 | 9.4 | 16.7 | 12.8 | 21.1 | 6.7 | 14.4 | 1.1 | 23.3 | 7.8 | 31.3 | 17.6 | 25 | 17.8 | 17.4 | 6.6 | 26.7 | 14.4 | 27.4 | 19.5 | 16.1 | 8.3 | 16.1 | 10.6 | 18.9 | 18.3 | 20.6 | 19.4 | 18.9 | 13.3 | 31.3 | 16.9 | 15.6 | 15.6 | 17.8 | 10.6 | 10.6 | -1.1 | 27.2 | 4.4 | 20 | 1.1 | 15 | 11.7 | 16.1 | 4.4 | 12.2 | 11.7 | 18.9 | 0 | 14.4 | 6.1 | 22.8 | 17.2 | 21 | 11 | 24.4 | 10.6 | 17.2 | 7.8 | 21.1 | 9.4 | 20 | 1.1 | 12 | 3 | 21.7 | 13.3 | 28.3 | 17.8 | 30 | 16.8 | 27.8 | 15.6 | 25 | 16.1 | 24.4 | 13.9 | 26.7 | 22.6 | 29.4 | 1.1 | 25.9 | 19.6 | 28.3 | 20.6 | 27.6 | 21.9 | 27.2 | -7.8 | 20.6 | 15.6 | 11.1 | 7.8 | 11.1 | 5.6 | 18.9 | 2.8 | 20 | 4.4 | 17.2 | 11.1 | 11.7 | 4.4 | 16.8 | 4.8
7 | 5 | 12.2 | 1.1 | 23.9 | 12.2 | 22.2 | 17.2 | 12.2 | 0 | 35 | 0.6 | 15 | 8 | 28.9 | 8.1 | 16.7 | 14.4 | 14.8 | 9 | 12.2 | 10 | 11.1 | 7.4 | 15 | 8.9 | 19.4 | -3.9 | 24 | 19 | 24.4 | 19.4 | 26.7 | 21.1 | 29.2 | 19.3 | 27.2 | 18.9 | 26.1 | 10.6 | 24.4 | 20.6 | 16.7 | 14.4 | 16.7 | 0 | 21.1 | 6.7 | 19.4 | 17.2 | 22.8 | 11.7 | 19.6 | 10.4 | 23.3 | 19.4 | 23.9 | 14.4 | 12.8 | 11.7 | 16 | 11 | 12.2 | 5 | 11.9 | 8.8 | 15 | 13.9 | 20 | 6.7 | 11.7 | 3.3 | 19.4 | 7.2 | 29.8 | 17.3 | 23.3 | 17.2 | 16.5 | 6.6 | 26.1 | 14.4 | 25.3 | 19.2 | 15 | 7.2 | 14.4 | 10.6 | 17.8 | 17.8 | 20.4 | 19.4 | 16.7 | 12.8 | 28.1 | 15.4 | 15.6 | 15.6 | 17.8 | 8.3 | 9.3 | -0.8 | 25.9 | 3.8 | 18.3 | 0.6 | 15 | 11.7 | 15.4 | 4.5 | 12.2 | 11.7 | 16.1 | 2.2 | 12.8 | 7.2 | 21.7 | 17.2 | 18 | 11 | 22.4 | 10.9 | 16.5 | 8.5 | 19.4 | 9.4 | 18.3 | 1.1 | 12 | 4 | 19.4 | 14.4 | 26.6 | 18 | 28.4 | 17 | 23.3 | 17.8 | 25 | 17.2 | 21.7 | 15.8 | 26.1 | 22.6 | 26.7 | 0.6 | 24.6 | 19.7 | 27.2 | 20 | 26.8 | 22 | 26.1 | -7.8 | 20 | 15.6 | 11.1 | 6.7 | 10.6 | 5.6 | 17 | 3.7 | 18.3 | 3.3 | 16.7 | 10.6 | 8.9 | 4.4 | 16.1 | 5
6 | 5 | 10.6 | 1.7 | 20 | 13.9 | 20 | 17.2 | 10.5 | -0.3 | 32 | 3.1 | 14 | 8 | 26.6 | 8.6 | 16.1 | 13.9 | 13 | 8.5 | 11.7 | 10 | 11.1 | 7.2 | 13.9 | 8.9 | 19.4 | -3.3 | 25 | 18 | 23.3 | 19.4 | 26.7 | 21.7 | 26.3 | 19.9 | 26.1 | 18.9 | 25 | 11.1 | 23.9 | 20.6 | 16.1 | 15 | 13.3 | -0.6 | 18.9 | 6.1 | 18.9 | 17.2 | 20.6 | 11.7 | 18.2 | 10.1 | 22.8 | 19.4 | 22.8 | 15.6 | 12.8 | 12.2 | 14 | 9 | 10 | 6.1 | 10.9 | 8 | 15 | 15 | 17.8 | 7.8 | 12.2 | 4.4 | 18.3 | 6.1 | 28.3 | 16.7 | 22.8 | 16.7 | 15.6 | 6.1 | 25 | 13.9 | 23.3 | 18.9 | 13.3 | 5.6 | 13.9 | 11.1 | 17.2 | 17.2 | 20.2 | 19.6 | 15.6 | 12.2 | 25 | 13.9 | 15.6 | 15.6 | 18.9 | 6.7 | 8 | -1.1 | 24.6 | 2.7 | 16.7 | 0.6 | 14.4 | 12.2 | 14.6 | 4.6 | 11.7 | 11.7 | 14.4 | 2.8 | 11.7 | 6.7 | 21.1 | 17.2 | 17 | 10 | 20.3 | 11.3 | 15.7 | 8.9 | 18.9 | 10.6 | 17.8 | 1.1 | 11 | 4 | 19.4 | 15.6 | 25 | 18 | 26.7 | 16.7 | 22.2 | 17.2 | 20.6 | 17.8 | 18.9 | 16.7 | 25.6 | 22.8 | 28.3 | -1.1 | 23.3 | 19.4 | 26.1 | 21.1 | 26.1 | 22.2 | 22.8 | -6.1 | 19.4 | 13.9 | 10.6 | 6.1 | 10 | 5.6 | 15.2 | 4.3 | 15 | 5.6 | 16.7 | 10 | 7.2 | 4.4 | 15.2 | 4.3
4 | 4 | 9.4 | 1.7 | 22.8 | 12.8 | 20.6 | 17.8 | 8.9 | -0.6 | 29.1 | 3.9 | 12 | 7 | 24.4 | 8.9 | 16.1 | 13.9 | 11.1 | 7.8 | 12.2 | 10 | 10.6 | 6.1 | 13.9 | 6.7 | 17.8 | -1.7 | 24 | 21 | 22.8 | 18.9 | 26.1 | 22.2 | 23.3 | 20 | 25.6 | 18.3 | 25 | 12.2 | 24.4 | 20.6 | 16.7 | 15 | 12.8 | -0.6 | 18.3 | 7.2 | 18.3 | 17.2 | 19.4 | 10.6 | 16.7 | 9.4 | 22.8 | 19.4 | 21.7 | 16.1 | 12.8 | 12.2 | 14 | 10 | 9.4 | 6.1 | 10 | 7.2 | 15.6 | 15.6 | 16.7 | 7.8 | 10.6 | 4.4 | 17.8 | 6.1 | 27.2 | 16.5 | 21.1 | 16.7 | 13.9 | 7 | 23.3 | 13.9 | 22.6 | 19 | 12.8 | 5.6 | 12.8 | 11.1 | 17.2 | 17.2 | 20 | 19.4 | 14.4 | 11.1 | 25.2 | 13.1 | 15.6 | 15 | 19.4 | 5 | 6.7 | -1.7 | 23.3 | 2.2 | 11.1 | 1.1 | 14.4 | 12.2 | 13.9 | 4.4 | 11.7 | 11.1 | 13.9 | 2.8 | 10 | 7.2 | 20.6 | 17.2 | 15 | 11 | 18.3 | 11.1 | 15 | 9.4 | 17.8 | 10.6 | 13.9 | 4.4 | 9 | 5 | 18.3 | 15.6 | 23.3 | 17.8 | 25.8 | 16.7 | 21.7 | 17.2 | 19.4 | 17.8 | 18.5 | 16.5 | 25.2 | 22.9 | 26.1 | -1.7 | 23.1 | 19.5 | 25 | 21.7 | 24.4 | 20.7 | 22.8 | -6.1 | 18.9 | 15 | 10.6 | 6.1 | 10 | 6.1 | 13.3 | 4.4 | 14.4 | 8.3 | 16.7 | 10.6 | 7.8 | 5 | 14.2 | 3.7
4 | 4 | 8.3 | 3.3 | 24.4 | 14.4 | 20 | 17.8 | 7.2 | -1.1 | 26.1 | 4.4 | 11 | 7 | 22.9 | 9.7 | 16.7 | 13.9 | 10.7 | 7.6 | 11.7 | 10 | 10 | 5.9 | 13.9 | 7.2 | 16.7 | 0 | 24 | 23 | 22.2 | 18.9 | 28.3 | 22.2 | 22.4 | 19.6 | 24.4 | 17.8 | 24.4 | 12.2 | 23.3 | 20 | 16.7 | 13.9 | 12.2 | -1.7 | 15.6 | 7.8 | 18.3 | 17.2 | 18.3 | 10.6 | 16.5 | 8.7 | 23.3 | 19.4 | 21.7 | 16.1 | 12.8 | 12.2 | 14 | 10 | 10 | 5 | 9.4 | 6.9 | 16.1 | 16.1 | 15 | 7.8 | 10 | 3.3 | 17.8 | 6.7 | 26.1 | 16.4 | 20.6 | 16.7 | 12.3 | 7.2 | 22.2 | 13.9 | 21.8 | 18.8 | 12.2 | 6.7 | 12.2 | 10 | 17.2 | 17.2 | 19.4 | 18.4 | 15 | 11.7 | 25.4 | 12 | 15.6 | 15.6 | 20 | 5 | 5.6 | -1.2 | 22.4 | 2.5 | 11.1 | 1.1 | 14.4 | 12.2 | 13.5 | 4.4 | 11.7 | 11.1 | 12.8 | 3.9 | 8.9 | 6.7 | 20.6 | 17.8 | 16 | 10 | 17.2 | 11.3 | 14.4 | 9.9 | 16.1 | 11.1 | 13.9 | 3.9 | 9 | 3 | 17.8 | 16.1 | 23.1 | 18.2 | 24.8 | 16.3 | 20 | 17.2 | 18.9 | 17.8 | 18.2 | 16.4 | 24.8 | 22.7 | 23.3 | -1.1 | 23 | 19.6 | 24.4 | 21.7 | 22.8 | 19.2 | 21.1 | -3.3 | 18.9 | 14.4 | 11.1 | 5.6 | 9.4 | 7.2 | 13.1 | 5 | 13.3 | 7.8 | 18.3 | 10.6 | 6.1 | 3.9 | 13.3 | 2.8
4 | 3 | 8.3 | 2.2 | 22.8 | 14.4 | 20 | 16.7 | 5.7 | -1.5 | 25.2 | 4.4 | 12 | 7 | 21.5 | 10.4 | 17.2 | 13.9 | 10.4 | 7.5 | 11.7 | 10 | 10 | 4.8 | 13.3 | 7.2 | 16.1 | -0.6 | 24 | 23 | 21.7 | 18.9 | 25 | 21.1 | 21.5 | 19.3 | 23.3 | 17.8 | 22.8 | 12.8 | 22.8 | 20 | 15 | 12.8 | 10 | -3.3 | 16.1 | 6.1 | 17.8 | 16.1 | 17.8 | 10.6 | 16.3 | 7.8 | 22.8 | 20 | 19.4 | 15.6 | 12.8 | 12.2 | 13 | 11 | 9.2 | 5 | 8.9 | 6.5 | 15.6 | 15.6 | 14.4 | 7.2 | 6.7 | 1.1 | 15.6 | 6.7 | 25 | 16.1 | 21.1 | 17.2 | 10.6 | 7.2 | 22.8 | 13.3 | 21.1 | 18.9 | 11.1 | 8.3 | 11.1 | 9.4 | 16.7 | 16.7 | 18.9 | 17.2 | 15.6 | 12.2 | 25.6 | 11.1 | 15.6 | 15 | 18.9 | 5.6 | 4.4 | -1.4 | 21.5 | 3.2 | 8.3 | 0 | 15 | 12.2 | 13.2 | 4.1 | 11.1 | 10.6 | 12.8 | 4.4 | 8.9 | 6.1 | 20 | 18.3 | 16 | 11 | 16.1 | 11.1 | 13.9 | 10.2 | 15 | 10.6 | 11.1 | 5.6 | 8 | 2 | 17.2 | 16.1 | 23 | 18.6 | 23.9 | 16.1 | 20 | 17.2 | 18.9 | 17.8 | 17.8 | 16.1 | 24.4 | 22.8 | 20.6 | -2.2 | 22.8 | 19.4 | 24.4 | 21.7 | 21.1 | 17.8 | 22.2 | -7.8 | 18.3 | 14.4 | 10 | 5 | 8.3 | 7.8 | 13 | 5.7 | 10 | 5.6 | 17.2 | 10.6 | 6.1 | 3.9 | 13.3 | 2.5
2 | 2 | 8.9 | 1.7 | 22.8 | 15 | 20 | 17.2 | 4.3 | -1.9 | 24.2 | 4 | 11 | 7 | 20 | 10.6 | 17.2 | 13.9 | 10 | 7.2 | 11.1 | 10 | 10 | 3.3 | 13.3 | 6.7 | 16.7 | 0 | 24 | 23 | 21.1 | 18.9 | 25.6 | 21.7 | 20.6 | 18.9 | 22.2 | 17.8 | 21.1 | 13.3 | 22.2 | 19.4 | 14.4 | 12.8 | 11.1 | -1.7 | 16.1 | 5 | 17.2 | 16.1 | 16.7 | 10.6 | 16.1 | 6.7 | 20.6 | 19.4 | 18.3 | 15.6 | 13.3 | 12.8 | 14 | 11 | 8.3 | 4.7 | 8.3 | 6.1 | 15.6 | 15.6 | 13.9 | 8.9 | 6.1 | 1.1 | 15.6 | 6.1 | 24.3 | 16.6 | 21.1 | 17.2 | 9.8 | 6.9 | 20.6 | 13.3 | 20.9 | 19 | 11.1 | 8.3 | 8.9 | 8.3 | 16.7 | 16.7 | 18.3 | 16.1 | 14.4 | 11.1 | 23.5 | 11.3 | 15.6 | 15 | 16.7 | 7.2 | 3.3 | -1.7 | 20.6 | 3.3 | 7.8 | 0 | 13.9 | 12.2 | 12.8 | 3.9 | 11.1 | 10.6 | 13.3 | 4.4 | 7.2 | 5 | 20 | 18.3 | 16 | 12 | 15 | 11.1 | 13.3 | 10.6 | 14.4 | 10 | 10.6 | 5.6 | 7 | 2 | 17.2 | 16.1 | 22.8 | 18.9 | 23.2 | 16.3 | 18.3 | 16.7 | 18.3 | 17.2 | 17.2 | 15.9 | 24.4 | 22.7 | 21.1 | -2.2 | 22.1 | 19.5 | 24.4 | 21.7 | 20.9 | 17.7 | 22.2 | -5.6 | 17.2 | 15 | 9.4 | 5 | 8.3 | 7.8 | 12.8 | 6.1 | 7.8 | 5.6 | 16.1 | 11.1 | 6.7 | 3.9 | 13.3 | 1.9
2 | 1 | 7.8 | 1.7 | 21.7 | 15 | 20 | 17.2 | 2.8 | -2.8 | 23.3 | 3.9 | 9 | 7 | 18.9 | 10.8 | 17.2 | 13.9 | 10 | 7.6 | 11.1 | 10 | 9.4 | 3.1 | 12.2 | 6.7 | 16.1 | 0 | 24 | 22 | 20.6 | 18.3 | 25.6 | 21.1 | 20 | 18.3 | 22.2 | 17.8 | 21.1 | 12.8 | 21.1 | 18.9 | 13.9 | 12.8 | 12.2 | -1.7 | 16.1 | 6.1 | 17.2 | 16.1 | 16.7 | 10.6 | 15.5 | 6.8 | 20 | 19.4 | 17.8 | 15.6 | 13.3 | 12.8 | 18 | 13 | 7.5 | 4.6 | 7.9 | 5.7 | 16.1 | 16.1 | 13.9 | 7.8 | 4.4 | -1.7 | 15 | 6.1 | 23.5 | 17 | 20 | 17.2 | 9.1 | 6.6 | 21.7 | 13.3 | 20.8 | 19.3 | 10.6 | 8.9 | 8.3 | 8.3 | 16.7 | 16.7 | 17.9 | 15.7 | 13.3 | 10.6 | 21.5 | 11.6 | 15 | 14.4 | 15.6 | 7.2 | 2.8 | -1.9 | 19.5 | 3.2 | 7.8 | 0 | 14.4 | 12.8 | 12.4 | 3.9 | 11.1 | 10 | 12.8 | 6.1 | 7.8 | 5 | 19.4 | 18.3 | 14 | 12 | 14.8 | 11.2 | 13.5 | 10.5 | 13.3 | 10 | 9.4 | 5 | 6 | 2 | 16.7 | 15.6 | 22.6 | 19.4 | 22.4 | 16.2 | 18.3 | 16.7 | 18.3 | 17.2 | 16.7 | 15.9 | 24.4 | 22.7 | 16.1 | -2.8 | 21.3 | 19.1 | 24.4 | 21.7 | 20.8 | 17.8 | 21.7 | -4.4 | 17.2 | 15 | 8.3 | 3.9 | 8.3 | 8.3 | 12.1 | 6.4 | 6.7 | 5 | 16.1 | 11.1 | 7.2 | 3.9 | 13.3 | 1.7
1 | 1 | 7.2 | 1.7 | 21.7 | 14.4 | 20.6 | 17.2 | 2.4 | -2.4 | 22.6 | 3.7 | 9 | 7 | 17.8 | 10.7 | 16.7 | 13.9 | 10 | 8 | 11.1 | 10 | 10 | 2 | 11.7 | 6.1 | 16.7 | 0.6 | 23 | 21 | 20 | 18.3 | 25 | 21.7 | 19.5 | 17.8 | 22.2 | 17.8 | 20.6 | 12.8 | 21.1 | 18.9 | 14.4 | 12.8 | 12.2 | -1.7 | 16.1 | 7.2 | 16.7 | 15.6 | 16.7 | 11.1 | 15 | 6.8 | 19.4 | 19.4 | 18.3 | 16.1 | 13.3 | 12.2 | 20 | 16 | 6.7 | 4.5 | 7.6 | 5.4 | 16.1 | 16.1 | 12.8 | 6.7 | 4.4 | -3.3 | 15 | 6.1 | 22.8 | 17.2 | 19.4 | 17.2 | 8.3 | 6.1 | 19.4 | 13.3 | 20.6 | 19.4 | 10.6 | 8.9 | 8.3 | 8.3 | 16.7 | 16.7 | 17.6 | 15.4 | 12.2 | 10 | 19.4 | 11.1 | 15 | 14.4 | 14.4 | 5.6 | 2.2 | -2.4 | 18.3 | 3 | 6.1 | 0 | 14.4 | 12.8 | 12.1 | 4.1 | 11.1 | 10 | 12.8 | 7.2 | 7.8 | 5 | 19.4 | 18.9 | 13 | 11 | 14.6 | 11.4 | 13.7 | 10.5 | 13.9 | 10.6 | 9.4 | 5 | 6 | 2 | 15 | 14.4 | 22.4 | 19.6 | 21.7 | 16.1 | 18.3 | 16.1 | 18.9 | 17.8 | 16.1 | 15.6 | 24.4 | 22.8 | 16.7 | -2.8 | 20.6 | 18.9 | 24.4 | 21.7 | 20.6 | 17.8 | 21.1 | -5 | 17.2 | 15.6 | 7.2 | 3.3 | 8.3 | 8.3 | 11.3 | 6.7 | 6.1 | 5 | 16.7 | 10.6 | 7.8 | 4.4 | 12.6 | 1.9
2 | 2 | 7.2 | 1.1 | 21.7 | 14.4 | 20.6 | 16.7 | 2.1 | -2.5 | 21.8 | 3.9 | 9 | 6 | 16.7 | 10.6 | 18.9 | 13.3 | 10 | 8.3 | 11.1 | 10 | 7.8 | 0 | 11.7 | 6.7 | 16.1 | 1.1 | 22 | 21 | 20 | 18.3 | 23.9 | 22.2 | 18.9 | 17.2 | 21.7 | 17.8 | 20.6 | 12.8 | 20.6 | 18.3 | 13.9 | 12.2 | 11.7 | -0.6 | 16.1 | 8.9 | 16.1 | 15 | 16.7 | 11.7 | 14.4 | 6.7 | 20.6 | 20 | 18.3 | 16.1 | 13.3 | 12.2 | 21 | 18 | 5.8 | 4.1 | 7.2 | 5 | 16.1 | 16.1 | 10 | 7.8 | 4.4 | -2.2 | 14.4 | 6.1 | 22.6 | 17.5 | 20 | 17.8 | 8.1 | 6.3 | 20 | 13.3 | 20.8 | 19.5 | 10.6 | 9.4 | 8.3 | 8.3 | 16.7 | 16.7 | 17.2 | 15 | 10 | 8.3 | 18.7 | 11.8 | 14.4 | 13.9 | 14.4 | 6.7 | 1.7 | -3.3 | 17.2 | 2.8 | 6.1 | 0 | 13.9 | 13.9 | 11.7 | 3.9 | 10 | 8.3 | 13.3 | 6.7 | 6.7 | 3.9 | 19.4 | 18.3 | 13 | 12 | 14.4 | 11.7 | 13.9 | 10.6 | 13.3 | 10 | 10.6 | 5 | 3 | 2 | 14.4 | 13.9 | 22.2 | 20 | 21.5 | 16.5 | 17.8 | 16.1 | 18.9 | 18.3 | 15 | 13.7 | 24.4 | 22.8 | 15.6 | -2.8 | 20.4 | 18.9 | 24.4 | 21.7 | 21 | 18.6 | 20.6 | -4.4 | 17.2 | 15.6 | 7.2 | 2.2 | 8.3 | 8.3 | 10.6 | 6.7 | 5.6 | 4.4 | 15.6 | 12.8 | 7.8 | 4.4 | 11.8 | 1.7
1 | 1 | 7.2 | 0.6 | 20.6 | 13.9 | 20.6 | 16.7 | 1.7 | -2.8 | 21.1 | 3.9 | 11 | 8 | 18.4 | 10.8 | 15.6 | 13.9 | 10.7 | 8.5 | 10.6 | 9.4 | 6.7 | 0.2 | 11.1 | 6.1 | 15.6 | 0.6 | 23 | 22 | 20 | 18.3 | 24.4 | 21.1 | 19.6 | 17.6 | 21.1 | 17.2 | 20.6 | 12.8 | 19.4 | 17.8 | 13.3 | 12.2 | 11.1 | -0.6 | 16.1 | 10 | 15.6 | 15 | 16.1 | 11.7 | 14.8 | 7.9 | 20.6 | 20 | 17.8 | 16.1 | 13.3 | 12.8 | 15 | 11 | 5 | 3.9 | 9.6 | 6.5 | 17.2 | 17.2 | 8.9 | 6.7 | 5 | 1.7 | 13.9 | 6.7 | 22.4 | 17.6 | 19.4 | 17.2 | 8 | 6.6 | 20 | 13.3 | 20.9 | 19.4 | 10.6 | 8.9 | 8.3 | 8.3 | 16.7 | 16.7 | 17 | 15 | 11.1 | 8.9 | 17.9 | 11.9 | 13.3 | 12.8 | 13.3 | 6.7 | 3.5 | -2 | 18.7 | 2.5 | 6.1 | 0.6 | 13.9 | 13.9 | 12.2 | 4.2 | 10 | 8.3 | 13.3 | 6.7 | 6.1 | 4.4 | 18.9 | 18.3 | 13 | 11 | 15.3 | 11.7 | 13.7 | 10.9 | 13.3 | 8.9 | 11.1 | 6.7 | 4 | 2 | 15.6 | 15 | 22.4 | 20.3 | 21.3 | 16.5 | 17.2 | 16.1 | 18.3 | 17.8 | 13.9 | 12 | 24.4 | 23.2 | 13.9 | -1.1 | 20.2 | 18.9 | 23.9 | 21.7 | 21.3 | 19.2 | 20 | -7.8 | 16.7 | 15.6 | 6.7 | 2.8 | 8.3 | 7.8 | 11.1 | 7.1 | 5 | 3.9 | 16.1 | 12.2 | 8.3 | 5 | 11.1 | 1.7
2 | 2 | 7.2 | 0.6 | 21.1 | 15.6 | 21.1 | 17.2 | 4.8 | -2 | 23.3 | 3.8 | 13 | 8 | 20 | 10.7 | 17.2 | 14.4 | 11.5 | 8.7 | 10.6 | 10 | 8.9 | 2.3 | 11.7 | 6.7 | 16.1 | 0.6 | 24 | 22 | 19.4 | 17.8 | 24.4 | 21.1 | 20.4 | 18 | 21.1 | 17.2 | 20 | 13.3 | 19.4 | 18.3 | 14.4 | 13.3 | 10 | 1.7 | 18.9 | 11.7 | 16.1 | 15.6 | 15.6 | 11.7 | 15.2 | 9.2 | 20 | 20 | 17.8 | 16.7 | 13.9 | 13.3 | 13 | 9 | 6.1 | 3.9 | 12 | 8.1 | 17.2 | 17.2 | 10 | 7.2 | 5.6 | 0.6 | 14.4 | 7.2 | 22.2 | 17.8 | 20 | 17.8 | 7.8 | 6.7 | 21.1 | 13.3 | 21.1 | 19.4 | 10.6 | 7.2 | 8.3 | 8.3 | 17.2 | 17.2 | 16.9 | 15.1 | 11.1 | 7.8 | 17.2 | 12.2 | 13.3 | 12.8 | 13.9 | 6.7 | 5.4 | -1.1 | 20.2 | 2.1 | 7.2 | 0.6 | 13.9 | 13.9 | 12.8 | 4.3 | 10 | 8.9 | 13.9 | 7.8 | 7.2 | 6.1 | 19.4 | 18.3 | 16 | 13 | 16.3 | 12.1 | 13.5 | 11.4 | 14.4 | 11.1 | 10.6 | 7.8 | 7 | 1 | 15.6 | 15 | 22.6 | 20.7 | 21.1 | 16.7 | 17.2 | 15.6 | 19.4 | 18.3 | 12.8 | 10 | 24.4 | 23.3 | 15.6 | -0.6 | 20 | 18.9 | 24.4 | 22.2 | 21.7 | 20 | 20 | -7.2 | 17.8 | 16.1 | 8.3 | 2.2 | 8.3 | 7.8 | 11.7 | 7.4 | 9.4 | 6.7 | 16.1 | 12.8 | 8.9 | 5 | 11.3 | 2.9
4 | 4 | 7.8 | 1.1 | 22.2 | 16.1 | 21.7 | 17.2 | 8 | -2.1 | 25.6 | 4.1 | 14 | 10 | 21.7 | 10.6 | 20 | 15 | 12.2 | 8.9 | 11.1 | 10 | 10 | 5.2 | 14.4 | 6.7 | 16.1 | 1.1 | 25 | 21 | 21.7 | 19.4 | 25 | 20.6 | 21.1 | 18.3 | 21.1 | 17.8 | 20 | 13.9 | 22.8 | 19.4 | 15.6 | 13.3 | 11.1 | 1.7 | 21.7 | 12.8 | 16.7 | 16.1 | 17.2 | 13.9 | 15.6 | 10 | 21.1 | 20.6 | 23.9 | 18.3 | 15 | 15 | 12 | 9 | 7.8 | 3.9 | 14.4 | 9.4 | 17.8 | 17.2 | 11.1 | 7.8 | 6.1 | 0.6 | 15 | 6.7 | 24.1 | 18.3 | 20.6 | 18.3 | 10.9 | 7.4 | 21.7 | 13.3 | 23.5 | 20.1 | 10.6 | 8.3 | 8.9 | 8.3 | 17.2 | 17.2 | 16.7 | 15 | 15 | 9.4 | 17 | 10.9 | 14.4 | 13.3 | 17.2 | 6.7 | 7.2 | -0.6 | 21.7 | 1.1 | 11.7 | 1.1 | 14.4 | 14.4 | 13.3 | 4.4 | 11.7 | 10 | 16.7 | 7.2 | 10 | 7.8 | 19.4 | 18.9 | 18 | 12 | 17.2 | 12.2 | 13.3 | 11.7 | 17.2 | 12.8 | 13.3 | 8.3 | 8 | 1 | 17.8 | 16.7 | 22.8 | 21.1 | 22.8 | 17.3 | 17.8 | 16.7 | 20.6 | 18.9 | 12.4 | 10.3 | 25.5 | 23.6 | 20 | 0 | 21.7 | 19.8 | 25 | 21.7 | 22.1 | 20.6 | 21.1 | -7.2 | 18.9 | 16.1 | 9.4 | 2.8 | 8.3 | 6.7 | 12.2 | 7.8 | 14.4 | 7.8 | 16.7 | 12.8 | 8.3 | 6.7 | 11.5 | 3.8
6 | 5 | 7.8 | 0.6 | 23.9 | 17.2 | 24.4 | 17.8 | 11.1 | -3.3 | 27.8 | 3.3 | 15 | 10 | 24.5 | 11.1 | 22.2 | 15.6 | 14.2 | 9.5 | 11.7 | 10 | 13.3 | 6.8 | 17.2 | 8.9 | 17.2 | 1.1 | 28 | 21 | 25 | 20.6 | 25.6 | 21.1 | 24.8 | 19.2 | 23.3 | 18.3 | 21.7 | 13.3 | 25.6 | 19.4 | 15.6 | 13.3 | 13.3 | 2.8 | 22.8 | 12.8 | 17.8 | 16.7 | 20 | 14.4 | 17.8 | 11.4 | 24.4 | 21.7 | 25.6 | 16.7 | 16.7 | 16.1 | 13 | 8 | 8.3 | 1.7 | 16.5 | 9.2 | 18.3 | 17.8 | 13.9 | 7.8 | 7.2 | 0 | 16.7 | 7.2 | 25.9 | 18.6 | 23.3 | 18.3 | 14.1 | 7.4 | 23.3 | 13.9 | 25.9 | 20.3 | 11.1 | 8.3 | 9.4 | 9.4 | 17.2 | 17.2 | 17.6 | 15.1 | 17.8 | 10.6 | 16.9 | 9.1 | 16.1 | 13.9 | 19.4 | 7.2 | 8.9 | -1.1 | 23.4 | 0.5 | 13.9 | 2.2 | 15 | 15 | 14.4 | 5 | 12.8 | 10 | 18.9 | 8.3 | 12.8 | 8.3 | 20 | 19.4 | 21 | 14 | 18.3 | 11.9 | 13.9 | 12.1 | 19.4 | 11.1 | 14.4 | 6.7 | 10 | 0 | 21.1 | 17.8 | 22.6 | 21.2 | 24.4 | 17.9 | 20.6 | 17.8 | 21.1 | 18.3 | 12.1 | 10.9 | 26.7 | 23.8 | 25 | 0 | 23.3 | 20.8 | 25.6 | 21.7 | 22.4 | 21 | 23.3 | -2.2 | 20.6 | 17.2 | 8.3 | 1.7 | 8.3 | 6.7 | 12.9 | 8 | 16.1 | 7.8 | 16.7 | 12.8 | 11.7 | 6.1 | 11.7 | 4.4
9 | 7 | 10 | 1.1 | 25 | 17.2 | 26.7 | 18.3 | 12.4 | -4.1 | 30.4 | 4.2 | 16 | 9 | 27.2 | 11.3 | 24.4 | 14.4 | 16.3 | 9.7 | 13.3 | 10 | 15 | 6.1 | 18.9 | 7.8 | 17.8 | 2.2 | 31 | 20 | 27.2 | 21.7 | 26.1 | 21.1 | 28.5 | 19.2 | 25.6 | 17.8 | 21.7 | 13.9 | 26.7 | 19.4 | 15.6 | 13.3 | 15.6 | 4.4 | 24.4 | 13.3 | 18.9 | 17.2 | 21.1 | 13.3 | 20 | 12.3 | 27.2 | 21.1 | 26.1 | 16.7 | 18.3 | 17.8 | 14 | 9 | 8.9 | 2.2 | 18.5 | 8.2 | 21.1 | 17.2 | 17.2 | 6.7 | 10 | 0.6 | 17.2 | 6.7 | 27.8 | 18.9 | 26.1 | 19.4 | 17.2 | 6.7 | 26.1 | 15.6 | 28.3 | 20.6 | 11.7 | 7.8 | 11.1 | 8.9 | 16.7 | 16.7 | 18.5 | 15.2 | 21.1 | 9.4 | 16.7 | 7.2 | 17.8 | 13.9 | 21.7 | 8.3 | 10.5 | -2.2 | 25 | -0.2 | 16.1 | 2.8 | 15.6 | 15.6 | 15.6 | 5.2 | 13.3 | 10.6 | 21.7 | 6.7 | 14.4 | 8.9 | 21.7 | 20 | 23 | 16 | 19.5 | 11.8 | 14.4 | 12.3 | 21.7 | 12.2 | 17.8 | 7.2 | 11 | 1 | 22.8 | 16.1 | 22.4 | 21.6 | 26.1 | 18.3 | 22.8 | 17.8 | 21.7 | 18.9 | 11.7 | 11.1 | 27.8 | 23.9 | 26.7 | -1.1 | 25 | 21.7 | 26.7 | 22.2 | 22.8 | 21.7 | 24.4 | -1.7 | 22.8 | 17.8 | 10 | 1.7 | 10 | 7.8 | 13.7 | 8.2 | 17.8 | 6.7 | 17.2 | 13.3 | 13.9 | 6.1 | 12.8 | 4.5
10 | 7 | 10.6 | 1.7 | 26.7 | 17.2 | 28.3 | 17.8 | 13.7 | -5.8 | 33 | 4.7 | 17 | 9 | 30 | 11.1 | 28.3 | 13.9 | 18.3 | 10 | 15 | 10 | 17.2 | 5.6 | 20.6 | 7.8 | 19.4 | 0.6 | 33 | 19 | 28.3 | 20 | 27.2 | 21.1 | 32.2 | 18.3 | 26.1 | 17.8 | 23.9 | 15 | 27.8 | 19.4 | 16.7 | 14.4 | 16.1 | 5 | 27.2 | 15 | 21.7 | 18.3 | 23.3 | 13.9 | 22.2 | 13.3 | 28.3 | 20.6 | 27.2 | 17.2 | 20 | 18.9 | 14 | 9 | 8.3 | 1.7 | 20.6 | 6.7 | 20 | 16.7 | 20 | 7.2 | 12.2 | 0 | 18.9 | 6.7 | 29.3 | 19.1 | 27.2 | 19.4 | 17.9 | 6.8 | 27.2 | 15 | 29.1 | 19.7 | 11.1 | 7.2 | 12.2 | 10.6 | 17.8 | 17.8 | 19.4 | 15 | 22.8 | 3.9 | 18.7 | 6.9 | 18.9 | 13.9 | 22.8 | 8.9 | 12.2 | -4.4 | 26.7 | -1.7 | 16.7 | 3.3 | 16.1 | 16.1 | 16.7 | 5.6 | 14.4 | 10.6 | 23.9 | 8.3 | 15.6 | 7.2 | 23.9 | 20 | 23 | 14 | 20.6 | 11.1 | 15 | 12.8 | 23.3 | 9.4 | 20.6 | 7.8 | 12 | -1 | 25 | 15.6 | 22.2 | 21.7 | 26.8 | 18.4 | 24.4 | 18.3 | 22.2 | 18.9 | 13 | 12.4 | 28.3 | 23.7 | 27.2 | -0.6 | 25.9 | 22 | 27.8 | 21.7 | 23.9 | 21.8 | 25.6 | -2.2 | 23.3 | 17.8 | 11.1 | 1.1 | 10 | 7.2 | 14.4 | 8.3 | 17.2 | 7.2 | 18.3 | 13.9 | 14.4 | 3.9 | 13.9 | 4.5
11 | 4 | 10.6 | 3.3 | 27.2 | 17.8 | 28.9 | 17.8 | 15 | -9.4 | 35.6 | 5 | 17 | 11 | 31.7 | 11.5 | 23.3 | 15 | 19.1 | 9.6 | 15 | 10 | 17.2 | 5 | 21.7 | 10 | 21.1 | 0 | 34 | 21 | 30 | 20 | 27.2 | 21.1 | 32.9 | 17.9 | 27.2 | 18.3 | 24.4 | 14.4 | 27.8 | 16.7 | 17.2 | 15 | 17.8 | 5 | 28.3 | 15 | 22.2 | 19.4 | 24.4 | 13.9 | 23.1 | 13.3 | 28.9 | 20.6 | 27.8 | 16.1 | 21.7 | 19.4 | 15 | 10 | 10 | 0 | 21 | 8.3 | 20.6 | 16.7 | 21.7 | 7.2 | 14.4 | 0 | 19.4 | 4.4 | 30.7 | 18.8 | 28.3 | 20 | 18.7 | 7.2 | 29.4 | 15 | 29.8 | 18.6 | 11.1 | 6.7 | 14.4 | 10 | 17.8 | 17.2 | 19.8 | 14.9 | 23.3 | 4.4 | 20.8 | 6 | 20 | 12.8 | 24.4 | 8.9 | 13.9 | -3.8 | 27.4 | -1.3 | 20 | 3.9 | 17.8 | 16.7 | 17.6 | 5.6 | 15 | 11.1 | 25 | 6.7 | 16.7 | 6.7 | 27.8 | 19.4 | 25 | 17 | 21.9 | 11 | 16.1 | 12.5 | 25 | 11.7 | 22.2 | 6.7 | 13 | 0 | 26.1 | 15 | 22.6 | 21.6 | 27.6 | 18.3 | 26.7 | 18.9 | 23.3 | 18.9 | 14.3 | 13.7 | 28.9 | 23.6 | 28.9 | 0 | 26.9 | 22.5 | 28.9 | 21.7 | 25 | 22.1 | 27.2 | -2.2 | 25 | 18.9 | 11.7 | 1.1 | 10.6 | 6.1 | 13.7 | 9 | 19.4 | 7.2 | 18.9 | 13.9 | 16.1 | 4.4 | 15 | 3.9
12 | 3 | 11.7 | 2.2 | 28.9 | 18.3 | 30 | 18.9 | 15.6 | -7.7 | 37.1 | 4.1 | 18 | 12 | 33.3 | 11.2 | 22.8 | 15.6 | 19.8 | 9.4 | 17.8 | 10 | 17.2 | 6.7 | 22.2 | 8.3 | 22.8 | 0 | 33 | 22 | 30.6 | 18.9 | 27.2 | 21.1 | 33.7 | 17.4 | 27.8 | 17.8 | 27.8 | 15.6 | 27.8 | 20 | 18.9 | 15.6 | 21.7 | 4.4 | 29.4 | 15.6 | 22.2 | 19.4 | 26.1 | 12.2 | 24.1 | 13.1 | 28.9 | 20 | 28.3 | 15.6 | 23.3 | 19.4 | 19 | 11 | 10 | 0 | 21.3 | 9.3 | 21.7 | 16.7 | 22.2 | 6.1 | 15 | 1.1 | 20 | 4.4 | 32.2 | 18.9 | 28.9 | 20 | 19.4 | 7.2 | 30 | 13.9 | 30.6 | 17.8 | 10.6 | 7.8 | 17.2 | 8.9 | 18.3 | 16.7 | 20.2 | 14.8 | 24.4 | 5.6 | 22.8 | 4.4 | 21.1 | 13.3 | 26.7 | 6.7 | 15.5 | -3.9 | 28.2 | -0.8 | 20.6 | 2.8 | 21.7 | 18.3 | 18.5 | 5.4 | 14.4 | 11.7 | 26.1 | 7.2 | 17.2 | 6.7 | 30 | 16.7 | 27 | 18 | 23.1 | 10.6 | 17.2 | 12.1 | 24.4 | 10 | 23.3 | 7.2 | 14 | 1 | 27.8 | 14.4 | 22.9 | 21.2 | 28.3 | 18.3 | 27.8 | 20 | 24.4 | 18.3 | 15.6 | 15 | 29.4 | 23.3 | 30.6 | -2.2 | 27.8 | 22.8 | 30 | 21.7 | 26.1 | 22.2 | 27.8 | -2.2 | 25.6 | 18.3 | 8.9 | 3.3 | 10.6 | 7.2 | 12.9 | 9.6 | 21.7 | 7.2 | 19.4 | 13.9 | 16.1 | 3.3 | 16.1 | 2.9
13 | 3 | 12.2 | 2.2 | 29.4 | 18.3 | 30 | 18.9 | 16.1 | -8 | 38.5 | 2.8 | 19 | 9 | 35 | 11.7 | 22.8 | 14.4 | 20.6 | 8.9 | 18.9 | 10 | 17.2 | 6.7 | 22.8 | 8.9 | 22.8 | -2.2 | 34 | 21 | 30.6 | 20.6 | 28.3 | 21.7 | 34.4 | 16.7 | 28.3 | 17.2 | 27.8 | 15.6 | 27.8 | 20 | 20 | 15.6 | 23.9 | 3.3 | 22.2 | 18.3 | 21.7 | 17.2 | 26.1 | 12.2 | 25 | 12.8 | 29.4 | 21.1 | 28.9 | 17.2 | 23.9 | 18.9 | 19 | 10 | 11.1 | 0 | 21.7 | 10.6 | 22.2 | 17.2 | 22.2 | 6.1 | 15.6 | 1.1 | 21.1 | 3.9 | 32.8 | 18.6 | 29.4 | 18.9 | 20.3 | 7.4 | 30.6 | 14.4 | 30.8 | 17.9 | 10.6 | 8.3 | 19.4 | 8.3 | 18.9 | 17.2 | 20.6 | 14.4 | 24.4 | 4.4 | 23.3 | 3.8 | 18.3 | 15 | 27.8 | 3.3 | 17.2 | -5 | 28.9 | -0.6 | 20 | -1.7 | 24.4 | 20 | 19.4 | 5 | 14.4 | 11.1 | 26.1 | 7.8 | 17.8 | 6.1 | 31.7 | 13.9 | 27 | 17 | 24.4 | 10 | 18.3 | 11.7 | 25.6 | 10 | 24.4 | 7.2 | 14 | 1 | 27.2 | 13.9 | 23.3 | 21.1 | 27.9 | 17.8 | 28.9 | 19.4 | 25 | 17.8 | 17.4 | 15.4 | 30 | 24.4 | 31.7 | -2.2 | 28.3 | 23 | 31.7 | 22.2 | 27.2 | 22.4 | 29.4 | -2.8 | 27.2 | 20 | 11.1 | 2.8 | 10.6 | 6.1 | 12.2 | 10 | 22.2 | 7.2 | 19.4 | 14.4 | 14.4 | 3.3 | 17.2 | 1.6
13 | 3 | 13.3 | 1.7 | 28.9 | 17.2 | 28.3 | 17.8 | 16.7 | -8.3 | 40 | 1.7 | 21 | 10 | 35.6 | 10.6 | 22.8 | 14.4 | 20.6 | 9.2 | 18.9 | 10.6 | 16.7 | 6.7 | 22.8 | 9.4 | 23.9 | 0 | 33 | 21 | 31.7 | 21.1 | 28.3 | 21.1 | 34.8 | 16.6 | 28.9 | 17.8 | 26.7 | 15.6 | 28.9 | 20.6 | 21.1 | 15.6 | 26.7 | 2.2 | 26.1 | 17.2 | 23.3 | 20.6 | 26.7 | 12.8 | 25.4 | 13 | 29.4 | 20.6 | 29.4 | 18.3 | 23.9 | 18.3 | 22 | 12 | 11.1 | 1.1 | 20.4 | 10.5 | 21.7 | 17.2 | 22.8 | 6.7 | 16.7 | 1.7 | 21.7 | 2.8 | 33.3 | 18.7 | 30 | 20 | 21.3 | 7.9 | 31.7 | 15 | 30.9 | 18.3 | 10.6 | 8.9 | 19.4 | 8.9 | 18.3 | 17.2 | 19.8 | 15.3 | 25 | 5 | 23.9 | 2.7 | 15.6 | 13.9 | 28.3 | 1.1 | 16.7 | -3.5 | 29.8 | -2.3 | 19.4 | -0.6 | 27.2 | 21.7 | 20.2 | 4.7 | 15 | 10.6 | 26.7 | 7.8 | 17.2 | 5 | 31.7 | 13.3 | 28 | 16 | 24 | 10 | 18.5 | 10.9 | 25.6 | 10 | 25.6 | 8.3 | 15 | 3 | 27.8 | 13.9 | 22.8 | 20.5 | 27.6 | 17.5 | 25.6 | 17.2 | 25.6 | 18.3 | 19.3 | 15.6 | 30.5 | 25.1 | 32.2 | -0.6 | 28.9 | 23.1 | 32.2 | 21.7 | 28.3 | 22.5 | 27.8 | -2.2 | 27.2 | 20 | 11.1 | 1.7 | 11.1 | 6.7 | 12.4 | 10.3 | 22.8 | 6.7 | 22.2 | 15.6 | 11.7 | 5.6 | 18.3 | -0.6
14 | 3 | 14.4 | 2.2 | 29.4 | 18.3 | 18.3 | 13.3 | 17.2 | -7.8 | 40.4 | 1.4 | 21 | 9 | 36.1 | 8.9 | 22.2 | 13.9 | 20.6 | 9.2 | 18.3 | 10 | 16.7 | 7.2 | 23.9 | 10.6 | 24.4 | 0 | 31 | 21 | 31.1 | 20 | 28.3 | 21.1 | 35.2 | 16.5 | 28.9 | 16.7 | 28.9 | 15 | 27.8 | 20 | 22.2 | 15 | 28.3 | 3.3 | 25.6 | 15.6 | 21.7 | 18.9 | 25 | 13.9 | 25.7 | 12.9 | 29.4 | 20 | 29.4 | 18.3 | 23.3 | 17.8 | 21 | 10 | 12.2 | 2.2 | 19.1 | 10.4 | 23.3 | 18.9 | 22.2 | 6.1 | 16.7 | 1.7 | 21.7 | 1.7 | 33.9 | 18.3 | 29.4 | 18.3 | 22.2 | 7.8 | 32.2 | 12.8 | 31.1 | 18.3 | 10.6 | 8.9 | 22.2 | 7.8 | 18.9 | 17.2 | 19.1 | 16.2 | 25 | 5 | 24.4 | 2.2 | 18.3 | 14.4 | 29.4 | -1.7 | 16.1 | -3.5 | 30.8 | -6.4 | 19.4 | 0.6 | 29.4 | 21.1 | 20.9 | 3.6 | 15 | 10.6 | 26.7 | 8.3 | 18.3 | 5.6 | 31.7 | 13.9 | 28 | 14 | 23.7 | 10.1 | 18.7 | 10.3 | 26.7 | 10.6 | 25.6 | 7.8 | 16 | 4 | 28.3 | 15 | 22.2 | 19.9 | 27.2 | 16.7 | 25.6 | 16.7 | 25.6 | 17.8 | 21.1 | 15.6 | 31.1 | 26.1 | 32.2 | -0.6 | 29.4 | 23.3 | 31.7 | 22.8 | 29.4 | 22.8 | 26.1 | -0.6 | 28.3 | 19.4 | 10.6 | 3.9 | 11.1 | 6.7 | 12.6 | 10.9 | 23.9 | 6.1 | 22.8 | 16.1 | 10.6 | 8.3 | 19.1 | -0.7
14 | 2 | 15 | 3.9 | 28.9 | 18.3 | 18.3 | 15.6 | 17.8 | -7.4 | 40.7 | 0 | 20 | 9 | 36.7 | 7.8 | 22.2 | 13.9 | 20.6 | 9.4 | 15.6 | 10 | 16.1 | 7.8 | 23.9 | 10 | 25 | -0.6 | 29 | 21 | 31.7 | 21.1 | 28.3 | 20.6 | 35.6 | 16.7 | 28.9 | 16.7 | 28.9 | 15.6 | 24.4 | 20 | 21.1 | 14.4 | 26.1 | 8.9 | 18.9 | 17.2 | 24.4 | 17.8 | 26.7 | 12.8 | 26.1 | 12.8 | 28.9 | 20.6 | 29.4 | 16.7 | 23.9 | 18.3 | 22 | 11 | 11.7 | 3.9 | 17.8 | 10 | 21.7 | 17.8 | 21.7 | 7.2 | 16.7 | 0.6 | 21.7 | 2.2 | 32.8 | 19.3 | 29.4 | 18.3 | 22 | 7.5 | 31.7 | 12.8 | 30.2 | 19.3 | 10.6 | 8.9 | 22.8 | 7.2 | 17.2 | 17.2 | 18.3 | 16.7 | 25.6 | 6.7 | 24.4 | 1.9 | 17.2 | 14.4 | 29.4 | 0 | 15.6 | -3.3 | 31.7 | -11.1 | 18.3 | 1.1 | 30 | 21.7 | 21.7 | 2.8 | 12.2 | 11.1 | 25.6 | 6.7 | 17.2 | 4.4 | 31.1 | 14.4 | 27 | 16 | 23.3 | 10 | 18.9 | 9.4 | 25.6 | 8.3 | 25.6 | 7.8 | 16 | 2 | 28.3 | 17.2 | 21.7 | 19.4 | 26.1 | 15.5 | 27.8 | 17.2 | 25.6 | 17.8 | 20.2 | 15.4 | 30 | 24.9 | 32.8 | 0 | 27.7 | 22.9 | 31.7 | 23.3 | 29 | 22.5 | 24.4 | -1.7 | 27.8 | 20 | 10.6 | 3.9 | 10.6 | 7.2 | 12.8 | 11.1 | 24.4 | 5 | 23.3 | 16.1 | 8.9 | 7.2 | 19.8 | -1.2
15 | 2 | 14.4 | 2.8 | 28.3 | 18.3 | 19.4 | 16.1 | 18.3 | -8.9 | 41.1 | 0 | 19 | 9 | 35.2 | 7.3 | 22.2 | 13.3 | 18.5 | 9.3 | 14.4 | 10 | 14.4 | 7.2 | 23.3 | 9.4 | 24.4 | -1.7 | 28 | 23 | 30 | 20.6 | 27.8 | 21.1 | 34.5 | 17.3 | 28.9 | 16.1 | 28.9 | 15 | 23.3 | 20 | 21.1 | 15 | 22.8 | 8.3 | 20 | 17.8 | 23.9 | 17.8 | 26.7 | 12.2 | 25.5 | 13.1 | 27.8 | 20.6 | 28.9 | 17.2 | 25 | 18.3 | 22 | 9 | 10.6 | 3.9 | 16.5 | 9.7 | 23.3 | 17.8 | 21.7 | 6.7 | 14.4 | 0.6 | 21.1 | 2.2 | 31.7 | 20 | 28.9 | 17.8 | 21.9 | 7.4 | 31.7 | 12.2 | 29.2 | 19.8 | 10.6 | 8.9 | 22.2 | 6.7 | 17.8 | 17.2 | 17.8 | 16.3 | 26.1 | 7.8 | 24.4 | 1.9 | 20 | 15 | 28.9 | -1.1 | 14.1 | -2.4 | 30.9 | -9.6 | 15.6 | 1.7 | 30 | 21.7 | 20.4 | 4.9 | 11.7 | 10.6 | 25.6 | 6.1 | 16.7 | 5 | 30.6 | 15 | 28 | 16 | 22.2 | 9.4 | 17.2 | 8.4 | 25 | 5.6 | 25.6 | 7.8 | 16 | 2 | 26.7 | 16.1 | 20.2 | 18.3 | 25 | 14.2 | 28.3 | 18.3 | 24.4 | 17.8 | 19.2 | 15.3 | 28.9 | 23.6 | 32.2 | -0.6 | 26.1 | 22.4 | 30.6 | 23.9 | 28.7 | 22.5 | 23.9 | -2.2 | 28.3 | 20 | 10.6 | 3.3 | 10 | 7.8 | 12.8 | 10.9 | 24.4 | 6.1 | 23.3 | 16.1 | 8.3 | 6.7 | 20.6 | -1.7
14 | 1 | 14.4 | 3.3 | 27.8 | 17.8 | 18.9 | 16.1 | 16.1 | -6.7 | 39.3 | 0.6 | 18 | 11 | 33.7 | 6.1 | 22.2 | 12.8 | 16.5 | 9 | 13.3 | 10 | 13.3 | 6.9 | 22.8 | 10 | 22.2 | 1.7 | 27 | 23 | 29.4 | 21.7 | 26.7 | 20.6 | 33.3 | 17.9 | 28.9 | 15.6 | 27.8 | 15.6 | 22.2 | 20 | 21.1 | 15.6 | 22.8 | 7.8 | 20 | 17.8 | 23.9 | 16.7 | 26.7 | 11.7 | 25 | 13.3 | 27.8 | 20.6 | 27.8 | 16.7 | 23.9 | 18.3 | 22 | 8 | 11.1 | 3.9 | 15.2 | 8.9 | 22.8 | 17.8 | 20.6 | 7.8 | 13.9 | 0.6 | 20.6 | 1.7 | 30.6 | 20.6 | 27.2 | 18.3 | 21.7 | 6.7 | 30.6 | 12.2 | 28.3 | 20.6 | 10.6 | 8.9 | 22.2 | 7.8 | 17.2 | 16.7 | 17.2 | 15.9 | 25 | 8.3 | 24.4 | 2.2 | 20.6 | 15 | 28.9 | -5 | 12.6 | -2.5 | 30.2 | -6.8 | 13.9 | 1.1 | 28.9 | 21.1 | 19.1 | 6.3 | 12.2 | 11.7 | 23.3 | 6.1 | 17.8 | 5.6 | 30 | 16.1 | 27 | 14 | 21.1 | 9.1 | 15.6 | 7.4 | 23.9 | 6.7 | 25.6 | 8.9 | 15 | 2 | 25.6 | 13.9 | 18.7 | 17.2 | 23.9 | 12.8 | 28.3 | 18.9 | 23.9 | 17.2 | 18.3 | 15 | 27.8 | 22.2 | 32.2 | -1.1 | 24.4 | 21.7 | 29.4 | 23.9 | 28.3 | 22.2 | 22.2 | 0 | 27.8 | 19.4 | 8.9 | 5 | 10 | 8.3 | 12.8 | 10.4 | 24.4 | 7.8 | 17.8 | 13.9 | 10 | 6.7 | 18.5 | -0.7
14 | 2 | 14.4 | 3.3 | 25.6 | 18.9 | 19.4 | 16.1 | 13.9 | -5.6 | 37.4 | 2 | 17 | 10 | 32.2 | 5.6 | 22.2 | 12.8 | 14.4 | 8.3 | 11.7 | 10 | 11.1 | 5.7 | 20.6 | 10.6 | 20.6 | 0 | 25 | 22 | 28.3 | 21.7 | 25.6 | 20.6 | 32.2 | 18.3 | 27.8 | 14.4 | 26.7 | 16.1 | 22.2 | 20 | 20.6 | 15.6 | 23.3 | 7.2 | 20.6 | 17.2 | 22.2 | 16.1 | 24.4 | 12.8 | 24.4 | 13.3 | 25.6 | 20.6 | 25.6 | 16.7 | 22.2 | 17.8 | 21 | 7 | 8.3 | 4.4 | 13.9 | 8.3 | 21.7 | 17.2 | 20 | 8.3 | 12.8 | 1.1 | 18.9 | 1.7 | 28.7 | 18.8 | 25.6 | 18.9 | 20.2 | 7.3 | 28.9 | 12.8 | 26.3 | 20.6 | 10 | 7.8 | 16.7 | 10.6 | 16.7 | 16.7 | 16.7 | 15.6 | 21.1 | 10 | 22.4 | 1.4 | 18.9 | 15.6 | 26.7 | -5.6 | 11.1 | -2.8 | 29.4 | -7.2 | 11.7 | 3.9 | 27.8 | 21.7 | 17.8 | 7.2 | 12.8 | 11.7 | 22.8 | 5 | 15.6 | 5.6 | 28.9 | 15 | 22 | 15 | 20 | 8.3 | 13.9 | 6.1 | 21.1 | 8.3 | 25 | 8.9 | 14 | 2 | 22.8 | 15.6 | 17.2 | 16.1 | 21.7 | 12.6 | 27.8 | 18.3 | 22.2 | 17.2 | 17.9 | 13.6 | 27.1 | 22.3 | 30 | -2.2 | 24.2 | 21.5 | 28.3 | 23.3 | 27.6 | 22.6 | 20.6 | 0 | 26.1 | 20 | 8.9 | 5 | 9.4 | 8.9 | 12.8 | 10 | 21.7 | 6.7 | 17.2 | 13.3 | 8.9 | 7.8 | 16.5 | -0.2
13 | 3 | 13.3 | 5 | 25.6 | 18.9 | 18.9 | 16.1 | 11.7 | -6.1 | 35.6 | 2.2 | 14 | 8 | 29.8 | 7.7 | 21.1 | 12.8 | 13.3 | 8 | 11.1 | 10 | 10.6 | 5.8 | 19.4 | 9.4 | 19.4 | 0.6 | 24 | 22 | 27.2 | 20.6 | 25.6 | 21.1 | 30.5 | 18.9 | 26.1 | 13.9 | 24.4 | 18.3 | 22.2 | 20 | 18.9 | 15.6 | 21.7 | 5.6 | 18.3 | 17.8 | 21.1 | 16.1 | 22.2 | 12.8 | 22.7 | 13.8 | 25 | 20.6 | 24.4 | 16.7 | 21.7 | 18.3 | 20 | 4 | 6.1 | 3.9 | 12.8 | 8.5 | 17.2 | 17.2 | 18.9 | 8.9 | 10 | 2.8 | 16.7 | 0.6 | 26.9 | 16.8 | 23.9 | 18.3 | 18.7 | 7.2 | 27.2 | 13.3 | 24.2 | 20.7 | 9.4 | 7.2 | 15 | 11.7 | 16.7 | 16.7 | 16.9 | 15.6 | 18.3 | 11.1 | 20.3 | 1.2 | 18.3 | 15.6 | 24.4 | -7.2 | 9.8 | -1.6 | 27.9 | -3.6 | 11.1 | 3.9 | 26.7 | 17.8 | 17.4 | 7.2 | 11.1 | 10.6 | 21.1 | 6.7 | 14.4 | 7.2 | 26.7 | 16.1 | 19 | 14 | 19.1 | 8.5 | 13.2 | 6.8 | 19.4 | 8.3 | 23.3 | 8.9 | 12 | 4 | 21.1 | 16.1 | 16.7 | 15.8 | 19.4 | 12 | 26.1 | 18.9 | 20.6 | 16.7 | 17.6 | 12.5 | 26.3 | 22.4 | 26.7 | -0.6 | 24.1 | 21.4 | 27.2 | 22.8 | 26.8 | 22.6 | 17.8 | 0 | 21.7 | 20 | 9.4 | 1.7 | 9.4 | 8.9 | 12.2 | 9.8 | 18.9 | 6.7 | 16.7 | 13.9 | 8.9 | 7.8 | 14.4 | 0
11 | 4 | 11.1 | 5 | 25.6 | 18.9 | 18.3 | 16.1 | 9.8 | -5.8 | 34.5 | 2.1 | 14 | 8 | 27.4 | 8.3 | 19.4 | 13.3 | 12.2 | 7.7 | 11.1 | 10 | 10 | 5.8 | 19.4 | 9.4 | 17.8 | 0.6 | 24 | 21 | 26.1 | 20.6 | 25.6 | 21.1 | 28.9 | 19.3 | 25 | 13.9 | 22.8 | 17.8 | 22.2 | 20 | 18.3 | 16.1 | 20.6 | 6.1 | 18.9 | 18.3 | 18.9 | 16.7 | 19.4 | 12.8 | 21.1 | 13.8 | 23.9 | 21.7 | 22.8 | 17.2 | 20.6 | 17.8 | 17 | 6 | 5 | 3.3 | 11.7 | 8.4 | 17.2 | 16.7 | 16.7 | 12.2 | 9.4 | 6.1 | 15 | 0 | 25 | 15 | 23.3 | 17.8 | 17.2 | 7.2 | 26.7 | 13.3 | 22.2 | 20.6 | 9.4 | 7.2 | 15.6 | 10 | 16.1 | 16.1 | 17 | 15.5 | 17.2 | 10.6 | 18.3 | 0.6 | 17.8 | 15.6 | 22.8 | -7.2 | 8.5 | -1.2 | 26.5 | -1.2 | 10.6 | 3.3 | 23.9 | 17.2 | 17.1 | 7.5 | 8.9 | 8.9 | 19.4 | 8.3 | 11.7 | 6.1 | 26.1 | 16.7 | 18 | 14 | 18.1 | 8.4 | 12.4 | 6.9 | 18.3 | 8.3 | 21.1 | 10.6 | 11 | 4 | 20.6 | 16.7 | 16.1 | 15.5 | 17.2 | 11.1 | 24.4 | 18.3 | 19.4 | 16.7 | 17.2 | 11.1 | 25.6 | 22.2 | 29.4 | -7.2 | 23.9 | 21.1 | 26.7 | 22.8 | 26.1 | 22.8 | 16.7 | -0.6 | 21.1 | 19.4 | 8.9 | 1.1 | 9.4 | 8.9 | 11.7 | 9.6 | 13.9 | 6.7 | 16.7 | 13.3 | 8.3 | 7.2 | 13.1 | -0.5
9 | 4 | 12.2 | 4.4 | 22.8 | 19.4 | 18.3 | 16.1 | 8 | -5.8 | 33.3 | 2.2 | 13 | 7 | 25 | 8.9 | 19.4 | 13.3 | 11.1 | 7.2 | 11.7 | 10 | 8.9 | 5.8 | 16.1 | 11.7 | 17.2 | 0.6 | 23 | 21 | 25.6 | 17.8 | 25.6 | 21.1 | 27.2 | 19.4 | 23.9 | 13.9 | 22.2 | 17.2 | 22.2 | 19.4 | 18.3 | 16.1 | 17.2 | 7.2 | 18.3 | 18.3 | 18.3 | 16.1 | 18.9 | 12.2 | 19.4 | 13.9 | 23.3 | 21.7 | 21.7 | 17.2 | 20 | 17.8 | 17 | 3 | 5 | 2.8 | 10.6 | 8.3 | 16.7 | 16.7 | 15.6 | 13.3 | 7.8 | 6.1 | 13.9 | 1.7 | 23.7 | 14.7 | 22.8 | 16.7 | 16.7 | 7.4 | 26.1 | 13.3 | 22.2 | 20.5 | 8.9 | 7.8 | 13.9 | 10 | 15.6 | 15.6 | 17.2 | 15.6 | 16.7 | 10.6 | 15.7 | 2.1 | 17.2 | 15 | 20.6 | -6.7 | 7.2 | -1.1 | 25 | 0 | 10 | 5.6 | 23.3 | 16.7 | 16.7 | 7.2 | 8.9 | 8.9 | 18.3 | 8.3 | 10 | 5.6 | 25.6 | 16.7 | 17 | 14 | 17.2 | 8.3 | 11.7 | 7.2 | 17.2 | 8.3 | 18.9 | 11.1 | 10 | 4 | 20 | 16.7 | 15.6 | 15 | 16.7 | 11 | 22.8 | 17.8 | 18.9 | 16.1 | 15.9 | 11.9 | 25.4 | 22.5 | 28.3 | -8.9 | 23.2 | 20.6 | 25.6 | 22.2 | 25.2 | 22.3 | 15 | 0 | 19.4 | 18.3 | 8.3 | 1.1 | 9.4 | 8.3 | 11.1 | 9.4 | 14.4 | 8.3 | 16.7 | 13.3 | 8.3 | 6.7 | 11.9 | -0.8
8 | 4 | 11.7 | 5.6 | 23.9 | 18.3 | 18.9 | 16.7 | 6.1 | -7.2 | 32.2 | 2.2 | 12 | 8 | 23.5 | 8.8 | 19.4 | 12.8 | 10.7 | 7.1 | 11.1 | 10 | 7.8 | 5.8 | 15.6 | 11.1 | 16.7 | 0.6 | 23 | 21 | 23.9 | 17.2 | 25.6 | 20.6 | 26.3 | 19.7 | 22.8 | 14.4 | 20.6 | 17.2 | 22.2 | 19.4 | 18.3 | 15.6 | 16.1 | 6.1 | 18.3 | 17.2 | 17.2 | 15.6 | 18.3 | 12.8 | 18.7 | 13.8 | 23.9 | 21.7 | 21.7 | 17.2 | 19.4 | 17.2 | 16 | 3 | 3.9 | 2.2 | 9.3 | 7.1 | 16.7 | 16.1 | 14.4 | 13.3 | 7.8 | 5.6 | 12.8 | 0 | 22.4 | 14.3 | 21.1 | 15 | 16.1 | 7.4 | 25 | 13.3 | 22.2 | 20.5 | 8.9 | 7.2 | 13.9 | 11.1 | 15.6 | 15.6 | 17.2 | 15.9 | 18.9 | 10 | 13.2 | 2.7 | 16.1 | 15 | 17.8 | -8.3 | 6.5 | -1.2 | 23.9 | 0.2 | 10 | 4.4 | 20 | 17.2 | 16.1 | 8.1 | 7.8 | 7.8 | 17.8 | 8.3 | 10 | 5.6 | 25 | 16.7 | 17 | 14 | 16.3 | 8.6 | 11.3 | 7.4 | 16.7 | 8.3 | 18.3 | 10.6 | 9 | 4 | 19.4 | 17.2 | 15.4 | 14.8 | 16.1 | 10.4 | 22.2 | 17.8 | 18.9 | 16.7 | 14.6 | 12.3 | 25.2 | 22.7 | 26.1 | -7.2 | 22.4 | 19.6 | 25 | 22.2 | 24.2 | 21.5 | 13.3 | -0.6 | 19.4 | 18.9 | 7.8 | 0 | 9.4 | 8.9 | 10.9 | 9.4 | 13.9 | 7.2 | 16.7 | 13.9 | 8.3 | 6.7 | 10.6 | -1.7
7 | 3 | 11.1 | 5.6 | 21.7 | 18.3 | 18.9 | 16.7 | 5 | -5.5 | 30.4 | 2.6 | 11 | 8 | 22.1 | 9 | 18.9 | 13.9 | 10.4 | 6.8 | 11.7 | 10 | 6.7 | 5.7 | 15.6 | 11.1 | 16.1 | 0.6 | 23 | 21 | 22.2 | 17.8 | 25.6 | 20.6 | 25.3 | 19.7 | 22.2 | 14.4 | 22.2 | 17.2 | 21.7 | 19.4 | 17.8 | 15.6 | 14.4 | 5 | 19.4 | 16.7 | 16.1 | 15 | 17.8 | 13.3 | 17.9 | 13.4 | 23.3 | 21.7 | 21.1 | 17.2 | 18.9 | 17.2 | 15 | 3 | 3.6 | 2.1 | 8 | 5.8 | 15.6 | 15 | 13.9 | 13.3 | 7.8 | 5.6 | 10.6 | 0 | 21.1 | 13.9 | 20 | 15 | 15.6 | 7.2 | 25 | 13.3 | 22.2 | 20.6 | 8.9 | 7.2 | 13.9 | 10.6 | 15.6 | 15.6 | 17.2 | 16.4 | 18.9 | 10 | 10.6 | 2.8 | 15.6 | 15 | 16.7 | -8.9 | 5.7 | -1.5 | 22.8 | 0.6 | 8.9 | 3.9 | 21.7 | 16.1 | 15.6 | 9.1 | 7.8 | 7.8 | 16.1 | 9.4 | 8.3 | 3.9 | 24.4 | 16.7 | 16 | 14 | 15.3 | 8.3 | 11 | 7.7 | 15.6 | 9.4 | 17.2 | 10.6 | 9 | 5 | 19.4 | 17.2 | 15.2 | 14.3 | 15.6 | 10 | 21.7 | 17.2 | 18.3 | 16.1 | 13.3 | 12.8 | 25 | 22.8 | 25.6 | -10.6 | 21.7 | 18.9 | 25 | 22.2 | 23.3 | 21.1 | 11.7 | -1.7 | 18.9 | 18.3 | 7.2 | -0.6 | 9.4 | 8.9 | 10.8 | 9.6 | 12.2 | 6.1 | 17.2 | 13.9 | 7.8 | 6.1 | 9.5 | -1.1
6 | 3 | 10.6 | 6.1 | 21.1 | 19.4 | 18.9 | 16.7 | 3.9 | -4.7 | 28.5 | 1.9 | 11 | 8 | 20.6 | 8.3 | 18.3 | 13.9 | 10 | 6.7 | 11.1 | 9.4 | 6.7 | 5.7 | 15 | 10 | 15.6 | 0.6 | 23 | 23 | 21.7 | 18.3 | 24.4 | 20 | 24.4 | 20 | 21.7 | 14.4 | 20.6 | 18.9 | 21.7 | 20 | 17.8 | 15.6 | 13.9 | 5 | 18.3 | 16.1 | 15.6 | 13.9 | 17.2 | 13.3 | 17.2 | 13.3 | 23.3 | 21.7 | 20.6 | 17.2 | 18.9 | 17.2 | 13 | 3 | 3.3 | 1.8 | 6.7 | 4.4 | 14.4 | 14.4 | 13.9 | 13.3 | 5.6 | 0 | 8.9 | -0.6 | 20.7 | 12.7 | 19.4 | 15 | 15.2 | 7.3 | 23.9 | 13.3 | 22 | 20.5 | 8.9 | 7.2 | 11.7 | 10 | 15 | 15 | 17.2 | 16.7 | 18.3 | 11.1 | 9.8 | 2.9 | 16.1 | 15 | 15 | -10 | 5 | -2.2 | 21.7 | 0.6 | 8.3 | 3.3 | 18.3 | 16.7 | 15 | 9.4 | 6.7 | 6.7 | 16.7 | 9.4 | 8.3 | 3.3 | 23.9 | 16.7 | 17 | 14 | 14.4 | 8.3 | 10.6 | 7.8 | 15.6 | 9.4 | 16.1 | 10.6 | 8 | 6 | 18.3 | 17.2 | 15 | 13.9 | 15.6 | 9.3 | 20 | 17.8 | 17.8 | 16.7 | 13.3 | 12.7 | 24.8 | 22.7 | 23.9 | -11.7 | 21.5 | 18.7 | 24.4 | 22.2 | 23.7 | 21.8 | 11.1 | 0 | 17.8 | 17.8 | 6.7 | 0 | 9.4 | 8.9 | 10.6 | 9.4 | 10.6 | 5.6 | 17.2 | 14.4 | 6.7 | 6.1 | 8.3 | -1.3
4 | 2 | 10.6 | 5 | 20 | 19.4 | 19.4 | 16.7 | 2.8 | -5 | 26.7 | 2.2 | 11 | 8 | 19.8 | 8.2 | 17.8 | 13.9 | 10 | 6.6 | 11.7 | 10.6 | 6.1 | 5.7 | 14.4 | 10 | 15 | 0.6 | 23 | 23 | 21.1 | 18.3 | 24.4 | 18.9 | 23.1 | 19.7 | 21.1 | 14.4 | 20.6 | 18.9 | 21.1 | 19.4 | 17.2 | 14.4 | 13.3 | 5.6 | 17.2 | 15.6 | 15 | 13.9 | 17.2 | 13.3 | 16.7 | 13.3 | 22.2 | 21.1 | 18.9 | 16.7 | 18.9 | 16.7 | 12 | 4 | 3.1 | 1.8 | 6.9 | 4.7 | 15 | 15 | 13.9 | 13.3 | 3.3 | 0 | 7.8 | -0.6 | 20.4 | 11.4 | 19.4 | 15 | 14.8 | 6.9 | 23.3 | 13.9 | 21.9 | 20.7 | 8.3 | 7.2 | 11.7 | 8.9 | 15 | 15 | 17.2 | 16.6 | 18.9 | 12.8 | 9.1 | 2.9 | 16.1 | 15.6 | 14.4 | -10.6 | 4.6 | -1.8 | 21.3 | -0.1 | 8.3 | 5 | 19.4 | 17.2 | 14.3 | 7.6 | 6.7 | 6.7 | 15.6 | 9.4 | 8.3 | 3.3 | 23.3 | 17.2 | 15 | 13 | 13.5 | 8.2 | 10.2 | 8 | 15.6 | 10 | 15 | 10.6 | 8 | 5 | 17.8 | 17.2 | 14.6 | 13.8 | 15.6 | 8.4 | 19.4 | 17.2 | 18.3 | 16.1 | 13.3 | 12.7 | 24.6 | 22.3 | 23.9 | -11.1 | 21.3 | 18.5 | 25 | 22.2 | 24 | 22.6 | 10 | 0 | 15.6 | 15.6 | 6.1 | 0 | 9.4 | 8.9 | 9.8 | 7.8 | 12.8 | 6.1 | 17.2 | 14.4 | 6.7 | 6.1 | 7.2 | -1.7
3 | 2 | 9.4 | 4.4 | 18.9 | 18.9 | 18.9 | 16.7 | 1.9 | -4.7 | 24.5 | 3.8 | 10 | 7 | 19.1 | 7.9 | 17.8 | 13.9 | 10 | 6.6 | 11.7 | 10 | 5.6 | 5.6 | 12.8 | 10 | 13.3 | 0.6 | 23 | 22 | 22.2 | 18.9 | 24.4 | 17.8 | 21.9 | 19.3 | 20 | 14.4 | 20.6 | 18.3 | 20.6 | 18.9 | 16.7 | 13.9 | 12.8 | 5.6 | 17.2 | 15.6 | 15.6 | 14.4 | 17.2 | 13.3 | 16.1 | 13.1 | 22.2 | 21.7 | 18.3 | 16.1 | 18.9 | 16.7 | 11 | 4 | 2.8 | 1.6 | 7 | 4.8 | 15 | 15 | 13.3 | 13.3 | 1.7 | -0.6 | 6.7 | -0.6 | 20 | 10 | 18.3 | 15 | 14.4 | 6.7 | 22.8 | 14.4 | 21.7 | 20.6 | 8.3 | 7.2 | 10.6 | 8.9 | 14.4 | 13.9 | 17.2 | 16.3 | 18.3 | 13.9 | 8.3 | 2.8 | 15.6 | 15.6 | 15 | -7.8 | 4.3 | -1.5 | 21 | -0.8 | 8.3 | 5 | 19.4 | 17.2 | 13.5 | 5.2 | 7.2 | 7.2 | 13.9 | 9.4 | 7.8 | 2.8 | 23.3 | 17.2 | 14 | 13 | 12.6 | 8.1 | 9.8 | 8.3 | 15 | 10.6 | 15.6 | 10 | 6 | 3 | 17.8 | 17.2 | 14.3 | 14 | 15.6 | 7.2 | 18.9 | 17.2 | 17.8 | 16.1 | 13.3 | 12.8 | 24.4 | 22.2 | 21.1 | -11.1 | 21.1 | 18.3 | 25 | 22.2 | 24.4 | 23.3 | 10.6 | 0 | 15.6 | 15.6 | 6.1 | 0 | 9.4 | 9.4 | 9.1 | 5.9 | 12.8 | 6.1 | 16.7 | 14.4 | 6.7 | 6.1 | 6.7 | -0.4
4 | 3 | 8.3 | 5 | 18.9 | 18.9 | 19.4 | 16.7 | 0.9 | -5.1 | 22.2 | 4.8 | 10 | 7 | 18.3 | 7.2 | 16.7 | 13.9 | 10 | 6.7 | 11.7 | 10 | 5.6 | 5.6 | 13.9 | 11.1 | 11.7 | 0 | 22 | 22 | 21.1 | 18.9 | 23.9 | 17.8 | 20.6 | 18.9 | 18.9 | 14.4 | 20 | 18.3 | 20.6 | 18.9 | 16.7 | 13.3 | 12.8 | 5 | 17.2 | 16.1 | 15.6 | 14.4 | 16.7 | 12.8 | 15.6 | 12.8 | 21.7 | 21.1 | 18.9 | 16.7 | 18.3 | 16.7 | 11 | 4 | 2.5 | 1.3 | 7.2 | 5 | 14.4 | 14.4 | 13.3 | 12.8 | 0.6 | -1.1 | 6.7 | 0 | 19.3 | 10.9 | 17.2 | 15 | 14 | 6.9 | 22.2 | 15 | 21.9 | 21.1 | 8.3 | 7.2 | 10.6 | 8.3 | 13.9 | 12.8 | 17.2 | 16.1 | 18.3 | 13.9 | 7.8 | 3.3 | 15 | 15 | 15.6 | -7.8 | 3.9 | -1.7 | 20.6 | -1.7 | 7.8 | 4.4 | 20 | 17.2 | 12.8 | 2.8 | 7.2 | 7.2 | 13.3 | 8.9 | 7.2 | 4.4 | 23.9 | 15.6 | 17 | 14 | 11.7 | 7.8 | 9.4 | 8.3 | 14.4 | 10.6 | 13.9 | 10.6 | 7 | 4 | 17.8 | 17.2 | 13.9 | 13.9 | 14.5 | 7.6 | 18.9 | 16.7 | 17.8 | 16.1 | 13.1 | 12.3 | 24.2 | 22.1 | 16.7 | -7.2 | 20.5 | 18.5 | 25 | 22.2 | 24.4 | 23.2 | 7.8 | 0 | 15.6 | 15.6 | 5 | 0.6 | 9.4 | 8.9 | 8.3 | 3.9 | 12.2 | 5.6 | 16.7 | 14.4 | 6.7 | 5.6 | 6.1 | 0.4
5 | 3 | 7.8 | 5 | 18.9 | 18.3 | 19.4 | 16.7 | 0 | -6.1 | 20 | 5 | 11 | 7 | 19.2 | 7.7 | 16.7 | 14.4 | 10.6 | 6.8 | 12.2 | 10.6 | 5.6 | 5.6 | 12.8 | 9.4 | 11.1 | 1.1 | 22 | 21 | 21.1 | 18.9 | 23.9 | 17.2 | 21.3 | 19.2 | 19.4 | 13.9 | 20 | 17.2 | 20 | 18.9 | 16.1 | 13.9 | 12.2 | 5 | 17.8 | 16.1 | 15.6 | 14.4 | 15.6 | 12.2 | 16.3 | 13.3 | 21.7 | 21.1 | 18.9 | 16.7 | 18.3 | 16.7 | 11 | 4 | 2.2 | 1.1 | 10.2 | 7.1 | 13.9 | 13.3 | 13.3 | 12.8 | 0.6 | -1.1 | 6.7 | 0.6 | 18.5 | 11.1 | 17.2 | 15 | 13.7 | 7.3 | 21.1 | 15.6 | 22 | 21.3 | 8.3 | 7.2 | 10 | 8.3 | 12.8 | 12.2 | 17.2 | 15.9 | 17.8 | 14.4 | 7.2 | 3.6 | 15.6 | 15 | 12.8 | -7.8 | 5.6 | -1.2 | 21.1 | -1.8 | 7.8 | 5 | 18.9 | 17.8 | 13.2 | 3.6 | 7.2 | 7.2 | 14.4 | 8.9 | 8.9 | 4.4 | 23.9 | 13.9 | 13 | 12 | 12.2 | 7.7 | 9.8 | 8.3 | 14.4 | 11.1 | 12.8 | 10 | 6 | 4 | 17.2 | 16.7 | 14.1 | 14.1 | 13.3 | 7.3 | 18.3 | 16.7 | 17.2 | 16.1 | 13 | 12.1 | 24.1 | 22.2 | 16.1 | -6.1 | 20 | 18.9 | 25 | 22.2 | 24.4 | 22.8 | 8.3 | 0 | 16.1 | 16.1 | 5.6 | 0 | 9.4 | 9.4 | 7.9 | 3.8 | 13.3 | 5.6 | 16.7 | 14.4 | 6.1 | 6.1 | 5.6 | 1.1
7 | 4 | 7.2 | 4.4 | 18.9 | 18.9 | 19.4 | 17.2 | 3.9 | -3.8 | 22.2 | 4.8 | 11 | 8 | 20.2 | 7.6 | 17.2 | 15.6 | 11.1 | 7.1 | 12.8 | 11.1 | 8.3 | 8.3 | 13.3 | 8.9 | 11.1 | 1.1 | 23 | 22 | 20.6 | 18.9 | 23.9 | 16.7 | 22.1 | 19.7 | 18.3 | 13.9 | 20 | 16.7 | 21.7 | 18.3 | 16.1 | 14.4 | 13.3 | 5 | 17.8 | 16.7 | 15.6 | 14.4 | 15.6 | 12.2 | 17.1 | 13.7 | 22.2 | 21.1 | 19.4 | 17.2 | 18.9 | 17.2 | 12 | 5 | 4.4 | 2.2 | 13.1 | 8.8 | 13.3 | 12.8 | 13.3 | 13.3 | 3.9 | 2.2 | 8.3 | 1.7 | 17.8 | 11.7 | 18.9 | 16.1 | 13.3 | 7.2 | 22.2 | 15.6 | 22.2 | 21.7 | 8.3 | 7.2 | 12.2 | 8.9 | 12.2 | 11.7 | 17.2 | 15.7 | 17.8 | 15 | 6.7 | 3.9 | 15 | 15 | 12.8 | -6.1 | 7.2 | -0.9 | 21.7 | -1.4 | 8.3 | 4.4 | 21.1 | 18.3 | 13.5 | 3.9 | 8.3 | 7.8 | 16.1 | 10.6 | 8.9 | 5 | 22.8 | 13.9 | 15 | 14 | 12.8 | 7.9 | 10.2 | 8 | 15.6 | 11.7 | 14.4 | 10.6 | 8 | 7 | 17.2 | 16.7 | 14.2 | 14.2 | 12.2 | 7.2 | 18.3 | 16.7 | 17.8 | 16.7 | 12.8 | 11.7 | 23.9 | 22.2 | 15.6 | -2.8 | 19.4 | 18.9 | 25.6 | 22.2 | 24.4 | 22.8 | 10 | -0.6 | 16.1 | 16.1 | 6.7 | 0 | 10 | 9.4 | 7.6 | 3.5 | 14.4 | 6.1 | 17.2 | 14.4 | 6.1 | 5.6 | 8 | 2
8 | 5 | 7.2 | 4.4 | 18.9 | 17.8 | 20.6 | 17.8 | 7.8 | -2.7 | 24.5 | 4.3 | 11 | 8 | 21.1 | 7.8 | 18.3 | 15.6 | 11.7 | 7.2 | 13.3 | 11.1 | 9.4 | 8.3 | 14.4 | 10 | 15.6 | 2.2 | 26 | 21 | 22.8 | 19.4 | 24.4 | 17.8 | 22.8 | 20 | 18.3 | 13.9 | 19.4 | 16.1 | 23.3 | 18.3 | 16.7 | 14.4 | 13.9 | 5.6 | 19.4 | 17.2 | 16.1 | 15 | 17.2 | 13.3 | 17.8 | 13.9 | 25 | 22.8 | 23.9 | 18.3 | 18.9 | 17.8 | 14 | 6 | 6.1 | 1.7 | 16.1 | 10.6 | 14.4 | 12.2 | 15 | 13.9 | 5 | 3.9 | 10.6 | 1.7 | 20 | 11.3 | 20 | 17.2 | 15.3 | 8.3 | 23.3 | 16.1 | 23.5 | 22 | 8.3 | 7.2 | 13.9 | 11.1 | 13.9 | 11.7 | 17.2 | 15.6 | 18.3 | 15.6 | 10.6 | 5.4 | 15.6 | 15.6 | 16.1 | -6.1 | 8.9 | -1.1 | 22.2 | -1.7 | 8.3 | 4.4 | 24.4 | 19.4 | 13.9 | 4.4 | 8.9 | 8.3 | 18.9 | 11.7 | 10.6 | 6.7 | 22.8 | 13.9 | 18 | 15 | 13.3 | 7.8 | 10.6 | 7.8 | 17.2 | 12.8 | 16.1 | 11.7 | 11 | 7 | 19.4 | 18.3 | 14.4 | 14.4 | 15.7 | 8.7 | 18.3 | 16.7 | 18.9 | 17.2 | 14.3 | 12.4 | 25.4 | 22.5 | 20.6 | -1.7 | 19 | 18.7 | 26.1 | 22.2 | 24.6 | 22.9 | 13.3 | 0 | 17.2 | 17.2 | 7.2 | 0 | 10 | 9.4 | 7.2 | 3.3 | 15 | 7.2 | 17.2 | 13.9 | 7.2 | 5.6 | 10.4 | 2.5